## f1_xmssn_line_2015
24-115 CostoInv/CostoO&M | Aer/Sub | respondent_id | report_year | spplmnt_num | row_number | row_seq | row_prvlg | designation_from | designation_to | voltage_oper | designed_voltage | structure | length_dsgnt | length_another | num_of_circuits | conductor_size | cost_land | cost_other | cost_total | expns_operations | expns_maint | expns_rents | expns_total | designation_from_f | designation_to_f | voltage_oper_f | designed_voltage_f | structure_f | length_dsgnt_f | length_another_f | num_of_circuits_f | conductor_size_f | cost_land_f | cost_other_f | cost_total_f | expns_operations_f | expns_maint_f | expns_rents_f | expns_total_f | report_prd | Empresa Válida
NO |  | 1 | 2015 | 0 | 36 | 36 |  | TOTAL |  | 0 | 0 |  | 0 | 0 | 0 |  | 0 | 0 | 0 | 0 | 0 | 0 | 0 | 0 | 0 | 0 | 0 | 0 | 0 | 0 | 0 | 0 | 0 | 0 | 0 | 0 | 0 | 0 | 0 | 12 | 0
NO |  | 2 | 2015 | 0 | 1 | 1 |  | South Bessemer TS | Snowdoun TS | 500 | 0 | Tower | 92 | 0 | 1 |  | 0 | 0 | 0 | 0 | 0 | 0 | 0 | 0 | 0 | 0 | 0 | 0 | 0 | 0 | 0 | 650021263 | 650021264 | 650021265 | 650021266 | 0 | 0 | 0 | 0 | 12 | 1
NO |  | 2 | 2015 | 0 | 2 | 2 |  | Miller Steam Plant | Mississippi St. Line (TVA) | 500 | 0 | Tower | 71.86 | 0 | 1 |  | 0 | 0 | 0 | 0 | 0 | 0 | 0 | 0 | 0 | 0 | 0 | 0 | 0 | 0 | 0 | 0 | 0 | 0 | 0 | 0 | 0 | 0 | 0 | 12 | 1
NO |  | 2 | 2015 | 0 | 3 | 3 |  | Miller Steam Plant | Arkadelphia (TVA) | 500 | 0 | Tower | 23.27 | 0 | 1 |  | 0 | 0 | 0 | 0 | 0 | 0 | 0 | 0 | 0 | 0 | 0 | 0 | 0 | 0 | 0 | 0 | 0 | 0 | 0 | 0 | 0 | 0 | 0 | 12 | 1
NO |  | 2 | 2015 | 0 | 4 | 4 |  | Miller Steam Plant | South Bessemer | 500 | 0 | Tower | 30.82 | 0 | 1 |  | 0 | 0 | 0 | 0 | 0 | 0 | 0 | 0 | 0 | 0 | 0 | 0 | 0 | 0 | 0 | 0 | 0 | 0 | 0 | 0 | 0 | 0 | 0 | 12 | 1
NO |  | 2 | 2015 | 0 | 5 | 5 |  | Miller Steam Plant | Clay TS | 230 | 500 | Tower | 31.58 | 0 | 1 |  | 0 | 0 | 0 | 0 | 0 | 0 | 0 | 0 | 0 | 0 | 0 | 0 | 0 | 0 | 0 | 0 | 0 | 0 | 0 | 0 | 0 | 0 | 0 | 12 | 1
NO |  | 2 | 2015 | 0 | 6 | 6 |  | Farley Nuclear Plant | Snowdoun TS | 500 | 0 | Tower | 96.9 | 0 | 1 |  | 0 | 0 | 0 | 0 | 0 | 0 | 0 | 0 | 0 | 0 | 0 | 0 | 0 | 0 | 0 | 0 | 0 | 0 | 0 | 0 | 0 | 0 | 0 | 12 | 1
NO |  | 2 | 2015 | 0 | 7 | 7 |  | Gaston Steam Plant | Leeds-Boyles TS | 230 | 0 | Tower | 37.38 | 0 | 1 |  | 0 | 0 | 0 | 0 | 0 | 0 | 0 | 0 | 0 | 0 | 0 | 0 | 0 | 0 | 0 | 0 | 0 | 0 | 0 | 0 | 0 | 0 | 0 | 12 | 1
NO |  | 2 | 2015 | 0 | 8 | 8 |  | Gaston Steam Plant | Leeds TS (West Circuit) | 230 | 0 | Tower | 20.83 | 0 | 1 |  | 0 | 0 | 0 | 0 | 0 | 0 | 0 | 0 | 0 | 0 | 0 | 0 | 0 | 0 | 0 | 0 | 0 | 0 | 0 | 0 | 0 | 0 | 0 | 12 | 1
NO |  | 2 | 2015 | 0 | 9 | 9 |  | Gaston Steam Plant | Leeds TS (East Circuit) | 230 | 0 | Tower | 20.65 | 0 | 1 |  | 0 | 0 | 0 | 0 | 0 | 0 | 0 | 0 | 0 | 0 | 0 | 0 | 0 | 0 | 0 | 0 | 0 | 0 | 0 | 0 | 0 | 0 | 0 | 12 | 1
NO |  | 2 | 2015 | 0 | 10 | 10 |  | Gaston Steam Plant | Anniston TS | 230 | 0 | Wood H Frame | 38.8 | 0 | 1 |  | 0 | 0 | 0 | 0 | 0 | 0 | 0 | 0 | 0 | 0 | 0 | 0 | 0 | 0 | 0 | 0 | 0 | 0 | 0 | 0 | 0 | 0 | 0 | 12 | 1
NO |  | 2 | 2015 | 0 | 11 | 11 |  |  |  | 0 | 0 | Tower | 9.15 | 0 | 1 |  | 0 | 0 | 0 | 0 | 0 | 0 | 0 | 0 | 0 | 0 | 0 | 0 | 0 | 0 | 0 | 0 | 0 | 0 | 0 | 0 | 0 | 0 | 0 | 12 | 1
NO |  | 2 | 2015 | 0 | 12 | 12 |  | Gaston Steam Plant | Montgomery Switching | 0 | 0 |  | 0 | 0 | 0 |  | 0 | 0 | 0 | 0 | 0 | 0 | 0 | 0 | 0 | 0 | 0 | 0 | 0 | 0 | 0 | 0 | 0 | 0 | 0 | 0 | 0 | 0 | 0 | 12 | 1
NO |  | 2 | 2015 | 0 | 13 | 13 |  |  | Station | 230 | 0 | Wood H Frame | 46.91 | 0 | 1 |  | 0 | 0 | 0 | 0 | 0 | 0 | 0 | 0 | 0 | 0 | 0 | 0 | 0 | 0 | 0 | 0 | 0 | 0 | 0 | 0 | 0 | 0 | 0 | 12 | 1
NO |  | 2 | 2015 | 0 | 14 | 14 |  |  |  | 0 | 0 | Tower | 14.83 | 1.95 | 1 |  | 0 | 0 | 0 | 0 | 0 | 0 | 0 | 0 | 0 | 0 | 0 | 0 | 0 | 650021267 | 0 | 0 | 0 | 0 | 0 | 0 | 0 | 0 | 0 | 12 | 1
NO |  | 2 | 2015 | 0 | 15 | 15 |  | Montgomery Switching |  | 0 | 0 |  | 0 | 0 | 0 |  | 0 | 0 | 0 | 0 | 0 | 0 | 0 | 0 | 0 | 0 | 0 | 0 | 0 | 0 | 0 | 0 | 0 | 0 | 0 | 0 | 0 | 0 | 0 | 12 | 1
NO |  | 2 | 2015 | 0 | 16 | 16 |  | Station | West Montgomery TS | 230 | 0 | Wood H Frame | 1.92 | 0 | 1 |  | 0 | 0 | 0 | 0 | 0 | 0 | 0 | 0 | 0 | 0 | 0 | 0 | 0 | 0 | 0 | 0 | 0 | 0 | 0 | 0 | 0 | 0 | 0 | 12 | 1
NO |  | 2 | 2015 | 0 | 17 | 17 |  | Gaston Steam Plant | Bessemer TS | 230 | 0 | Tower | 30.95 | 0 | 1 |  | 0 | 0 | 0 | 0 | 0 | 0 | 0 | 0 | 0 | 0 | 0 | 0 | 0 | 0 | 0 | 0 | 0 | 0 | 0 | 0 | 0 | 0 | 0 | 12 | 1
NO |  | 2 | 2015 | 0 | 18 | 18 |  | Gaston Steam Plant | Magella TS | 230 | 0 | Tower | 35 | 0 | 1 |  | 0 | 0 | 0 | 0 | 0 | 0 | 0 | 0 | 0 | 0 | 0 | 0 | 0 | 0 | 0 | 0 | 0 | 0 | 0 | 0 | 0 | 0 | 0 | 12 | 1
NO |  | 2 | 2015 | 0 | 19 | 19 |  | Gaston Steam Plant | Coosa Pine TS | 230 | 0 | Steel | 10.02 | 0 | 1 |  | 0 | 0 | 0 | 0 | 0 | 0 | 0 | 0 | 0 | 0 | 0 | 0 | 0 | 0 | 0 | 0 | 0 | 0 | 0 | 0 | 0 | 0 | 0 | 12 | 1
NO |  | 2 | 2015 | 0 | 20 | 20 |  | Leeds TS | Clay TS | 230 | 0 | Tower | 17.26 | 0 | 1 |  | 0 | 0 | 0 | 0 | 0 | 0 | 0 | 0 | 0 | 0 | 0 | 0 | 0 | 0 | 0 | 0 | 0 | 0 | 0 | 0 | 0 | 0 | 0 | 12 | 1
NO |  | 2 | 2015 | 0 | 21 | 21 |  | Anniston TS | Georgia State Line | 230 | 0 | Tower | 45.6 | 0 | 1 |  | 0 | 0 | 0 | 0 | 0 | 0 | 0 | 0 | 0 | 0 | 0 | 0 | 0 | 0 | 0 | 0 | 0 | 0 | 0 | 0 | 0 | 0 | 0 | 12 | 1
NO |  | 2 | 2015 | 0 | 22 | 22 |  | Farley Nuclear Plant | Webb TS | 230 | 0 | Tower | 10.4 | 0 | 1 |  | 0 | 0 | 0 | 0 | 0 | 0 | 0 | 0 | 0 | 0 | 0 | 0 | 0 | 0 | 0 | 0 | 0 | 0 | 0 | 0 | 0 | 0 | 0 | 12 | 1
NO |  | 2 | 2015 | 0 | 23 | 23 |  | Farley Nuclear Plant | Pinckard TS | 230 | 0 | Tower | 33.79 | 0 | 1 |  | 0 | 0 | 0 | 0 | 0 | 0 | 0 | 0 | 0 | 0 | 0 | 0 | 0 | 0 | 0 | 0 | 0 | 0 | 0 | 0 | 0 | 0 | 0 | 12 | 1
NO |  | 2 | 2015 | 0 | 24 | 24 |  | Webb TS | Pinckard TS | 230 | 0 | Tower | 18.09 | 0 | 1 |  | 0 | 0 | 0 | 0 | 0 | 0 | 0 | 0 | 0 | 0 | 0 | 0 | 0 | 0 | 0 | 0 | 0 | 0 | 0 | 0 | 0 | 0 | 0 | 12 | 1
NO |  | 2 | 2015 | 0 | 25 | 25 |  | Pinckard TS | Florida State Line | 230 | 0 | Tower | 35.32 | 0 | 1 |  | 0 | 0 | 0 | 0 | 0 | 0 | 0 | 0 | 0 | 0 | 0 | 0 | 0 | 0 | 0 | 0 | 0 | 0 | 0 | 0 | 0 | 0 | 0 | 12 | 1
NO |  | 2 | 2015 | 0 | 26 | 26 |  | Opp TS-(AEC) | Pinckard TS | 230 | 0 | Tower | 42.63 | 0 | 1 |  | 0 | 0 | 0 | 0 | 0 | 0 | 0 | 0 | 0 | 0 | 0 | 0 | 0 | 0 | 0 | 0 | 0 | 0 | 0 | 0 | 0 | 0 | 0 | 12 | 1
NO |  | 2 | 2015 | 0 | 27 | 27 |  | West McIntosh TS | Alabama Electric Coop. | 0 | 0 |  | 0 | 0 | 0 |  | 0 | 0 | 0 | 0 | 0 | 0 | 0 | 0 | 0 | 0 | 0 | 0 | 0 | 0 | 0 | 0 | 0 | 0 | 0 | 0 | 0 | 0 | 0 | 12 | 1
NO |  | 2 | 2015 | 0 | 28 | 28 |  |  | Jackson | 230 | 0 | Tower | 17.87 | 0 | 1 |  | 0 | 0 | 0 | 0 | 0 | 0 | 0 | 0 | 0 | 0 | 0 | 0 | 0 | 0 | 0 | 0 | 0 | 0 | 0 | 0 | 0 | 0 | 0 | 12 | 1
NO |  | 2 | 2015 | 0 | 29 | 29 |  | Alabama Electric Coop., |  | 0 | 0 |  | 0 | 0 | 0 |  | 0 | 0 | 0 | 0 | 0 | 0 | 0 | 0 | 0 | 0 | 0 | 0 | 0 | 0 | 0 | 0 | 0 | 0 | 0 | 0 | 0 | 0 | 0 | 12 | 1
NO |  | 2 | 2015 | 0 | 30 | 30 |  | Jackson | Belleville | 230 | 0 | Tower | 45.14 | 0 | 1 |  | 0 | 0 | 0 | 0 | 0 | 0 | 0 | 0 | 0 | 0 | 0 | 0 | 0 | 0 | 0 | 0 | 0 | 0 | 0 | 0 | 0 | 0 | 0 | 12 | 1
NO |  | 2 | 2015 | 0 | 31 | 31 |  | Barry Steam Plant | West McIntosh TS | 230 | 0 | Tower | 18.82 | 0 | 1 |  | 0 | 0 | 0 | 0 | 0 | 0 | 0 | 0 | 0 | 0 | 0 | 0 | 0 | 0 | 0 | 0 | 0 | 0 | 0 | 0 | 0 | 0 | 0 | 12 | 1
NO |  | 2 | 2015 | 0 | 32 | 32 |  | Barry Steam Plant | North Brewton TS | 230 | 0 | Wood H Frame | 60.91 | 0 | 1 |  | 0 | 0 | 0 | 0 | 0 | 0 | 0 | 0 | 0 | 0 | 0 | 0 | 0 | 0 | 0 | 0 | 0 | 0 | 0 | 0 | 0 | 0 | 0 | 12 | 1
NO |  | 2 | 2015 | 0 | 33 | 33 |  | North Brewton TS | Opp TS-(AEC) | 230 | 0 | Wood H Frame | 51.57 | 0 | 1 |  | 0 | 0 | 0 | 0 | 0 | 0 | 0 | 0 | 0 | 0 | 0 | 0 | 0 | 0 | 0 | 0 | 0 | 0 | 0 | 0 | 0 | 0 | 0 | 12 | 1
NO |  | 2 | 2015 | 0 | 34 | 34 |  | Barry Steam Plant | Florida State Line | 230 | 0 | Tower | 29.96 | 0 | 1 |  | 0 | 0 | 0 | 0 | 0 | 0 | 0 | 0 | 0 | 0 | 0 | 0 | 0 | 0 | 0 | 0 | 0 | 0 | 0 | 0 | 0 | 0 | 0 | 12 | 1
NO |  | 2 | 2015 | 0 | 35 | 35 |  | Barry Steam Plant | Chickasaw Steam Plant | 230 | 0 | Tower | 18.71 | 0 | 1 |  | 0 | 0 | 0 | 0 | 0 | 0 | 0 | 0 | 0 | 0 | 0 | 0 | 0 | 0 | 0 | 0 | 0 | 0 | 0 | 0 | 0 | 0 | 0 | 12 | 1
NO |  | 2 | 2015 | 0 | 36 | 36 |  | TOTAL |  | 0 | 0 |  | 10654.53 | 43.07 | 124 |  | 222570525 | 2359647184 | 2582217709 | 28999554 | 22618876 | 2054260 | 53672690 | 0 | 0 | 0 | 0 | 0 | 0 | 0 | 0 | 0 | 0 | 0 | 0 | 0 | 0 | 0 | 0 | 12 | 1
NO |  | 2 | 2015 | 1 | 1 | 1 |  | Barry Steam Plant | Big Creek TS | 230 | 0 | Tower | 31.63 | 0 | 1 |  | 0 | 0 | 0 | 0 | 0 | 0 | 0 | 0 | 0 | 0 | 0 | 0 | 0 | 0 | 0 | 0 | 0 | 0 | 0 | 0 | 0 | 0 | 0 | 12 | 1
NO |  | 2 | 2015 | 1 | 2 | 2 |  | Barry Steam Plant | North Theodore TS | 230 | 0 | Tower | 44.5 | 0 | 1 |  | 0 | 0 | 0 | 0 | 0 | 0 | 0 | 0 | 0 | 0 | 0 | 0 | 0 | 0 | 0 | 0 | 0 | 0 | 0 | 0 | 0 | 0 | 0 | 12 | 1
NO |  | 2 | 2015 | 1 | 3 | 3 |  | Clay TS | Oneonta | 230 | 0 | Guyed Delta | 13.1 | 0 | 1 |  | 0 | 0 | 0 | 0 | 0 | 0 | 0 | 0 | 0 | 0 | 0 | 0 | 0 | 0 | 0 | 0 | 0 | 0 | 0 | 0 | 0 | 0 | 0 | 12 | 1
NO |  | 2 | 2015 | 1 | 4 | 4 |  |  |  | 0 | 0 | Tower | 0 | 0 | 0 |  | 0 | 0 | 0 | 0 | 0 | 0 | 0 | 0 | 0 | 0 | 0 | 0 | 0 | 0 | 0 | 0 | 0 | 0 | 0 | 0 | 0 | 0 | 0 | 12 | 1
NO |  | 2 | 2015 | 1 | 5 | 5 |  | North Theodore TS | Mississippi State Line | 230 | 0 | Tower | 16.55 | 0 | 1 |  | 0 | 0 | 0 | 0 | 0 | 0 | 0 | 0 | 0 | 0 | 0 | 0 | 0 | 0 | 0 | 0 | 0 | 0 | 0 | 0 | 0 | 0 | 0 | 12 | 1
NO |  | 2 | 2015 | 1 | 6 | 6 |  | Silverhill TS | Florida State Line | 230 | 0 | Tower | 21.3 | 0 | 1 |  | 0 | 0 | 0 | 0 | 0 | 0 | 0 | 0 | 0 | 0 | 0 | 0 | 0 | 0 | 0 | 0 | 0 | 0 | 0 | 0 | 0 | 0 | 0 | 12 | 1
NO |  | 2 | 2015 | 1 | 7 | 7 |  | Chickasaw Steam Plant | Silverhill TS | 230 | 0 | Tower | 27.43 | 0.77 | 1 |  | 0 | 0 | 0 | 0 | 0 | 0 | 0 | 0 | 0 | 0 | 0 | 0 | 0 | 0 | 0 | 0 | 0 | 0 | 0 | 0 | 0 | 0 | 0 | 12 | 1
NO |  | 2 | 2015 | 1 | 8 | 8 |  | Gorgas Steam Plant | Holt TS | 230 | 0 | Tower | 35.92 | 0.37 | 1 |  | 0 | 0 | 0 | 0 | 0 | 0 | 0 | 0 | 0 | 0 | 0 | 0 | 0 | 0 | 0 | 0 | 0 | 0 | 0 | 0 | 0 | 0 | 0 | 12 | 1
NO |  | 2 | 2015 | 1 | 9 | 9 |  | Gorgas Steam Plant | Holt TS | 230 | 0 | Tower | 37.13 | 0 | 1 |  | 0 | 0 | 0 | 0 | 0 | 0 | 0 | 0 | 0 | 0 | 0 | 0 | 0 | 0 | 0 | 0 | 0 | 0 | 0 | 0 | 0 | 0 | 0 | 12 | 1
NO |  | 2 | 2015 | 1 | 10 | 10 |  | Gorgas Steam Plant | Miller Steam Plant | 230 | 0 | Tower | 15.96 | 0 | 1 |  | 0 | 0 | 0 | 0 | 0 | 0 | 0 | 0 | 0 | 0 | 0 | 0 | 0 | 0 | 0 | 0 | 0 | 0 | 0 | 0 | 0 | 0 | 0 | 12 | 1
NO |  | 2 | 2015 | 1 | 11 | 11 |  | Miller Steam Plant | Pratt City TS | 230 | 0 | Tower | 18.24 | 0 | 1 |  | 0 | 0 | 0 | 0 | 0 | 0 | 0 | 0 | 0 | 0 | 0 | 0 | 0 | 0 | 0 | 0 | 0 | 0 | 0 | 0 | 0 | 0 | 0 | 12 | 1
NO |  | 2 | 2015 | 1 | 12 | 12 |  | Gorgas Steam Plant | Miller Steam Plant | 230 | 0 | Wood Hframe | 2.58 | 0.38 | 1 |  | 0 | 0 | 0 | 0 | 0 | 0 | 0 | 0 | 0 | 0 | 0 | 0 | 0 | 0 | 0 | 0 | 0 | 0 | 0 | 0 | 0 | 0 | 0 | 12 | 1
NO |  | 2 | 2015 | 1 | 13 | 13 |  | Gorgas Steam Plant | Miller Steam Plant | 230 | 0 | Stl/ConcHframe | 7.81 | 0 | 1 |  | 0 | 0 | 0 | 0 | 0 | 0 | 0 | 0 | 0 | 0 | 0 | 0 | 0 | 0 | 0 | 0 | 0 | 0 | 0 | 0 | 0 | 0 | 0 | 12 | 1
NO |  | 2 | 2015 | 1 | 14 | 14 |  | Miller Steam Plant | Boyles TS | 230 | 0 | Tower & WD H F | 17.14 | 0 | 1 |  | 0 | 0 | 0 | 0 | 0 | 0 | 0 | 0 | 0 | 0 | 0 | 0 | 0 | 0 | 0 | 0 | 0 | 0 | 0 | 0 | 0 | 0 | 0 | 12 | 1
NO |  | 2 | 2015 | 1 | 15 | 15 |  | Greene County Steam Plant | Montgomery Switching | 0 | 0 |  | 0 | 0 | 0 |  | 0 | 0 | 0 | 0 | 0 | 0 | 0 | 0 | 0 | 0 | 0 | 0 | 0 | 0 | 0 | 0 | 0 | 0 | 0 | 0 | 0 | 0 | 0 | 12 | 1
NO |  | 2 | 2015 | 1 | 16 | 16 |  |  | Station | 230 | 0 | Tower | 87.82 | 0 | 1 |  | 0 | 0 | 0 | 0 | 0 | 0 | 0 | 0 | 0 | 0 | 0 | 0 | 0 | 0 | 0 | 0 | 0 | 0 | 0 | 0 | 0 | 0 | 0 | 12 | 1
NO |  | 2 | 2015 | 1 | 17 | 17 |  | Montgomery Switching |  | 0 | 0 |  | 0 | 0 | 0 |  | 0 | 0 | 0 | 0 | 0 | 0 | 0 | 0 | 0 | 0 | 0 | 0 | 0 | 0 | 0 | 0 | 0 | 0 | 0 | 0 | 0 | 0 | 0 | 12 | 1
NO |  | 2 | 2015 | 1 | 18 | 18 |  | Station | Snowdoun | 230 | 0 | Tower | 12.49 | 0 | 1 |  | 0 | 0 | 0 | 0 | 0 | 0 | 0 | 0 | 0 | 0 | 0 | 0 | 0 | 0 | 0 | 0 | 0 | 0 | 0 | 0 | 0 | 0 | 0 | 12 | 1
NO |  | 2 | 2015 | 1 | 19 | 19 |  | Miller Steam Plant | North Helena TS | 230 | 0 | Tower | 33.47 | 0 | 1 |  | 0 | 0 | 0 | 0 | 0 | 0 | 0 | 0 | 0 | 0 | 0 | 0 | 0 | 0 | 0 | 0 | 0 | 0 | 0 | 0 | 0 | 0 | 0 | 12 | 1
NO |  | 2 | 2015 | 1 | 20 | 20 |  |  |  | 0 | 0 | Concrete | 1.37 | 0 | 1 |  | 0 | 0 | 0 | 0 | 0 | 0 | 0 | 0 | 0 | 0 | 0 | 0 | 0 | 0 | 0 | 0 | 0 | 0 | 0 | 0 | 0 | 0 | 0 | 12 | 1
NO |  | 2 | 2015 | 1 | 21 | 21 |  |  |  | 0 | 0 | Wood | 0.23 | 0 | 1 |  | 0 | 0 | 0 | 0 | 0 | 0 | 0 | 0 | 0 | 0 | 0 | 0 | 0 | 0 | 0 | 0 | 0 | 0 | 0 | 0 | 0 | 0 | 0 | 12 | 1
NO |  | 2 | 2015 | 1 | 22 | 22 |  | Kushla Sw. Sta. | North Mobile TS | 230 | 0 | Concrete H | 0 | 0 | 0 |  | 0 | 0 | 0 | 0 | 0 | 0 | 0 | 0 | 0 | 0 | 0 | 0 | 0 | 0 | 0 | 0 | 0 | 0 | 0 | 0 | 0 | 0 | 0 | 12 | 1
NO |  | 2 | 2015 | 1 | 23 | 23 |  |  |  | 0 | 0 | Frame | 5.05 | 0 | 1 |  | 0 | 0 | 0 | 0 | 0 | 0 | 0 | 0 | 0 | 0 | 0 | 0 | 0 | 0 | 0 | 0 | 0 | 0 | 0 | 0 | 0 | 0 | 0 | 12 | 1
NO |  | 2 | 2015 | 1 | 24 | 24 |  | Snowdoun TS | Pinckard TS | 230 | 0 | Tower | 84.56 | 0 | 1 |  | 0 | 0 | 0 | 0 | 0 | 0 | 0 | 0 | 0 | 0 | 0 | 0 | 0 | 0 | 0 | 0 | 0 | 0 | 0 | 0 | 0 | 0 | 0 | 12 | 1
NO |  | 2 | 2015 | 1 | 25 | 25 |  | Montgomery Switching |  | 0 | 0 |  | 0 | 0 | 0 |  | 0 | 0 | 0 | 0 | 0 | 0 | 0 | 0 | 0 | 0 | 0 | 0 | 0 | 0 | 0 | 0 | 0 | 0 | 0 | 0 | 0 | 0 | 0 | 12 | 1
NO |  | 2 | 2015 | 1 | 26 | 26 |  | Station | South Montgomery TS | 230 | 0 | Tower | 13.24 | 2.14 | 1 |  | 0 | 0 | 0 | 0 | 0 | 0 | 0 | 0 | 0 | 0 | 0 | 0 | 0 | 0 | 0 | 0 | 0 | 0 | 0 | 0 | 0 | 0 | 0 | 12 | 1
NO |  | 2 | 2015 | 1 | 27 | 27 |  | South Montgomery TS | Snowdoun TS | 230 | 0 | Steel Pole | 1.27 | 0 | 1 |  | 0 | 0 | 0 | 0 | 0 | 0 | 0 | 0 | 0 | 0 | 0 | 0 | 0 | 0 | 0 | 0 | 0 | 0 | 0 | 0 | 0 | 0 | 0 | 12 | 1
NO |  | 2 | 2015 | 1 | 28 | 28 |  |  |  | 0 | 0 | Tower | 6.26 | 0 | 1 |  | 0 | 0 | 0 | 0 | 0 | 0 | 0 | 0 | 0 | 0 | 0 | 0 | 0 | 0 | 0 | 0 | 0 | 0 | 0 | 0 | 0 | 0 | 0 | 12 | 1
NO |  | 2 | 2015 | 1 | 29 | 29 |  | Green County Steam Plant | Bessemer TS | 230 | 0 | Tower | 80.32 | 0 | 1 |  | 0 | 0 | 0 | 0 | 0 | 0 | 0 | 0 | 0 | 0 | 0 | 0 | 0 | 0 | 0 | 0 | 0 | 0 | 0 | 0 | 0 | 0 | 0 | 12 | 1
NO |  | 2 | 2015 | 1 | 30 | 30 |  | Greene County SP | CT Substation T.L. | 230 | 0 | Concrete | 0.28 | 0 | 1 |  | 0 | 0 | 0 | 0 | 0 | 0 | 0 | 0 | 0 | 0 | 0 | 0 | 0 | 0 | 0 | 0 | 0 | 0 | 0 | 0 | 0 | 0 | 0 | 12 | 1
NO |  | 2 | 2015 | 1 | 31 | 31 |  | Big Creek | Daniel | 230 | 500 | Tower/H Frame | 9.08 | 0 | 1 |  | 0 | 0 | 0 | 0 | 0 | 0 | 0 | 0 | 0 | 0 | 0 | 0 | 0 | 0 | 0 | 0 | 0 | 0 | 0 | 0 | 0 | 0 | 0 | 12 | 1
NO |  | 2 | 2015 | 1 | 32 | 32 |  | Big Creek | Chickasaw S.P. | 230 | 0 | Steel Pole | 9.23 | 0 | 1 |  | 0 | 0 | 0 | 0 | 0 | 0 | 0 | 0 | 0 | 0 | 0 | 0 | 0 | 0 | 0 | 0 | 0 | 0 | 0 | 0 | 0 | 0 | 0 | 12 | 1
NO |  | 2 | 2015 | 1 | 33 | 33 |  |  |  | 0 | 0 | Steel Pole | 4.5 | 0 | 2 |  | 0 | 0 | 0 | 0 | 0 | 0 | 0 | 0 | 0 | 0 | 0 | 0 | 0 | 0 | 0 | 0 | 0 | 0 | 0 | 0 | 0 | 0 | 0 | 12 | 1
NO |  | 2 | 2015 | 1 | 34 | 34 |  |  |  | 0 | 0 | H Frame Steel | 3.08 | 0 | 3 |  | 0 | 0 | 0 | 0 | 0 | 0 | 0 | 0 | 0 | 0 | 0 | 0 | 0 | 0 | 0 | 0 | 0 | 0 | 0 | 0 | 0 | 0 | 0 | 12 | 1
NO |  | 2 | 2015 | 1 | 35 | 35 |  | Chickasaw S.P. | Silverhill #2 | 230 | 0 | Tower | 39.65 | 0 | 1 |  | 0 | 0 | 0 | 0 | 0 | 0 | 0 | 0 | 0 | 0 | 0 | 0 | 0 | 0 | 0 | 0 | 0 | 0 | 0 | 0 | 0 | 0 | 0 | 12 | 1
NO |  | 2 | 2015 | 2 | 1 | 1 |  | Leeds | S. Jefferson | 230 | 0 | Concrete | 8.96 | 0 | 1 |  | 0 | 0 | 0 | 0 | 0 | 0 | 0 | 0 | 0 | 0 | 0 | 0 | 0 | 0 | 0 | 0 | 0 | 0 | 0 | 0 | 0 | 0 | 0 | 12 | 1
NO |  | 2 | 2015 | 2 | 2 | 2 |  | Danway S.S. | N. Auburn | 230 | 0 | Steel | 8.98 | 0 | 1 |  | 0 | 0 | 0 | 0 | 0 | 0 | 0 | 0 | 0 | 0 | 0 | 0 | 0 | 0 | 0 | 0 | 0 | 0 | 0 | 0 | 0 | 0 | 0 | 12 | 1
NO |  | 2 | 2015 | 2 | 3 | 3 |  | Holt | Tuscaloosa Steel | 230 | 0 | Concrete | 2.3 | 0 | 1 |  | 0 | 0 | 0 | 0 | 0 | 0 | 0 | 0 | 0 | 0 | 0 | 0 | 0 | 0 | 0 | 0 | 0 | 0 | 0 | 0 | 0 | 0 | 0 | 12 | 1
NO |  | 2 | 2015 | 2 | 4 | 4 |  | Duncanville S.S. | S. Tuscaloosa TS | 230 | 0 | Concrete | 11.01 | 0 | 1 |  | 0 | 0 | 0 | 0 | 0 | 0 | 0 | 0 | 0 | 0 | 0 | 0 | 0 | 0 | 0 | 0 | 0 | 0 | 0 | 0 | 0 | 0 | 0 | 12 | 1
NO |  | 2 | 2015 | 2 | 5 | 5 |  | Ellicot | North Brewton | 230 | 500 | Concrete/Steel | 61 | 0 | 1 |  | 0 | 0 | 0 | 0 | 0 | 0 | 0 | 0 | 0 | 0 | 0 | 0 | 0 | 0 | 0 | 0 | 0 | 0 | 0 | 0 | 0 | 0 | 0 | 12 | 1
NO |  | 2 | 2015 | 2 | 6 | 6 |  | Oneonta T.S. | Gadsden-Attalla T.S. | 230 | 0 | Steel | 38.6 | 0 | 1 |  | 0 | 0 | 0 | 0 | 0 | 0 | 0 | 0 | 0 | 0 | 0 | 0 | 0 | 0 | 0 | 0 | 0 | 0 | 0 | 0 | 0 | 0 | 0 | 12 | 1
NO |  | 2 | 2015 | 2 | 7 | 7 |  | Pratt City T.S. | ACIPCO EAF C.S. | 230 | 0 | Concrete/Steel | 4.12 | 0 | 1 |  | 0 | 0 | 0 | 0 | 0 | 0 | 0 | 0 | 0 | 0 | 0 | 0 | 0 | 0 | 0 | 0 | 0 | 0 | 0 | 0 | 0 | 0 | 0 | 12 | 1
NO |  | 2 | 2015 | 2 | 8 | 8 |  | Silverhill | Brentwood | 230 | 0 | Steel | 22 | 0 | 1 |  | 0 | 0 | 0 | 0 | 0 | 0 | 0 | 0 | 0 | 0 | 0 | 0 | 0 | 0 | 0 | 0 | 0 | 0 | 0 | 0 | 0 | 0 | 0 | 12 | 1
NO |  | 2 | 2015 | 2 | 9 | 9 |  | Barry-Kushla T.L. | SALCO S.S. | 230 | 0 | Steel | 1.8 | 0 | 1 |  | 0 | 0 | 0 | 0 | 0 | 0 | 0 | 0 | 0 | 0 | 0 | 0 | 0 | 0 | 0 | 0 | 0 | 0 | 0 | 0 | 0 | 0 | 0 | 12 | 1
NO |  | 2 | 2015 | 2 | 10 | 10 |  | Miller S.P. | ACIPICO T.S. | 230 | 0 | Steel | 17 | 0 | 1 |  | 0 | 0 | 0 | 0 | 0 | 0 | 0 | 0 | 0 | 0 | 0 | 0 | 0 | 0 | 0 | 0 | 0 | 0 | 0 | 0 | 0 | 0 | 0 | 12 | 1
NO |  | 2 | 2015 | 2 | 11 | 11 |  | Goatrock T.S. | Fuller Road | 230 | 0 | Steel | 8.6 | 0 | 1 |  | 0 | 0 | 0 | 0 | 0 | 0 | 0 | 0 | 0 | 0 | 0 | 0 | 0 | 0 | 0 | 0 | 0 | 0 | 0 | 0 | 0 | 0 | 0 | 12 | 1
NO |  | 2 | 2015 | 2 | 12 | 12 |  | Farley N.P. | Scholtz T.L. | 230 | 0 | Steel | 18.1 | 0 | 1 |  | 0 | 0 | 0 | 0 | 0 | 0 | 0 | 0 | 0 | 0 | 0 | 0 | 0 | 0 | 0 | 0 | 0 | 0 | 0 | 0 | 0 | 0 | 0 | 12 | 1
NO |  | 2 | 2015 | 2 | 13 | 13 |  | Gaston S.P. | West Montgomery T.S. | 230 | 0 | Steel | 2 | 0 | 1 |  | 0 | 0 | 0 | 0 | 0 | 0 | 0 | 0 | 0 | 0 | 0 | 0 | 0 | 0 | 0 | 0 | 0 | 0 | 0 | 0 | 0 | 0 | 0 | 12 | 1
NO |  | 2 | 2015 | 2 | 14 | 14 |  | Montgomery - Snowdoun T.S. | Hyundai Substation | 230 | 0 | Concrete | 1.5 | 0 | 1 |  | 0 | 0 | 0 | 0 | 0 | 0 | 0 | 0 | 0 | 0 | 0 | 0 | 0 | 0 | 0 | 0 | 0 | 0 | 0 | 0 | 0 | 0 | 0 | 12 | 1
NO |  | 2 | 2015 | 2 | 15 | 15 |  | Autaugaville S.S. | County Line Road T.S. | 230 | 0 | Concrete/Steel | 15.7 | 0 | 1 |  | 0 | 0 | 0 | 0 | 0 | 0 | 0 | 0 | 0 | 0 | 0 | 0 | 0 | 0 | 0 | 0 | 0 | 0 | 0 | 0 | 0 | 0 | 0 | 12 | 1
NO |  | 2 | 2015 | 2 | 16 | 16 |  | Snowdoun T.S. | Madison Park T.S. | 230 | 0 | Concrete | 31 | 0 | 1 |  | 0 | 0 | 0 | 0 | 0 | 0 | 0 | 0 | 0 | 0 | 0 | 0 | 0 | 0 | 0 | 0 | 0 | 0 | 0 | 0 | 0 | 0 | 0 | 12 | 1
NO |  | 2 | 2015 | 2 | 17 | 17 |  | Gaston SP | Goat Rock TS #1 | 230 | 0 | Steel | 93.9 | 0 | 0 |  | 0 | 0 | 0 | 0 | 0 | 0 | 0 | 0 | 0 | 0 | 0 | 0 | 0 | 0 | 0 | 0 | 0 | 0 | 0 | 0 | 0 | 0 | 0 | 12 | 1
NO |  | 2 | 2015 | 2 | 18 | 18 |  | Gaston SP | Goat Rock TS #2 | 230 | 0 | Steel | 93.9 | 0 | 0 |  | 0 | 0 | 0 | 0 | 0 | 0 | 0 | 0 | 0 | 0 | 0 | 0 | 0 | 0 | 0 | 0 | 0 | 0 | 0 | 0 | 0 | 0 | 0 | 12 | 1
NO |  | 2 | 2015 | 2 | 19 | 19 |  | Bucks SS | Tensaw SS | 230 | 0 | Concrete/steel | 9.5 | 0 | 1 |  | 0 | 0 | 0 | 0 | 0 | 0 | 0 | 0 | 0 | 0 | 0 | 0 | 0 | 0 | 0 | 0 | 0 | 0 | 0 | 0 | 0 | 0 | 0 | 12 | 1
NO |  | 2 | 2015 | 2 | 20 | 20 |  | Calvert SS | Tensaw SS | 230 | 0 | Concrete/steel | 4.62 | 0 | 1 |  | 0 | 0 | 0 | 0 | 0 | 0 | 0 | 0 | 0 | 0 | 0 | 0 | 0 | 0 | 0 | 0 | 0 | 0 | 0 | 0 | 0 | 0 | 0 | 12 | 1
NO |  | 2 | 2015 | 2 | 21 | 21 |  | Tensaw SS | Thyssenkrupp EAF #1 CU | 230 | 0 | Concrete | 3 | 0 | 1 |  | 0 | 0 | 0 | 0 | 0 | 0 | 0 | 0 | 0 | 0 | 0 | 0 | 0 | 0 | 0 | 0 | 0 | 0 | 0 | 0 | 0 | 0 | 0 | 12 | 1
NO |  | 2 | 2015 | 2 | 22 | 22 |  | Tensaw SS | Thyssenkrupp EAF #2 CU | 230 | 0 | Concrete | 3 | 0 | 2 |  | 0 | 0 | 0 | 0 | 0 | 0 | 0 | 0 | 0 | 0 | 0 | 0 | 0 | 0 | 0 | 0 | 0 | 0 | 0 | 0 | 0 | 0 | 0 | 12 | 1
NO |  | 2 | 2015 | 2 | 23 | 23 |  | Tensaw SS | Thyssenkrupp EAF #3 CU | 230 | 0 | Concrete | 3 | 0 | 2 |  | 0 | 0 | 0 | 0 | 0 | 0 | 0 | 0 | 0 | 0 | 0 | 0 | 0 | 0 | 0 | 0 | 0 | 0 | 0 | 0 | 0 | 0 | 0 | 12 | 1
NO |  | 2 | 2015 | 2 | 24 | 24 |  | Tensaw SS | Thyssenkrupp Rolling Mill#1 | 230 | 0 | Steel | 1.08 | 0 | 1 |  | 0 | 0 | 0 | 0 | 0 | 0 | 0 | 0 | 0 | 0 | 0 | 0 | 0 | 0 | 0 | 0 | 0 | 0 | 0 | 0 | 0 | 0 | 0 | 12 | 1
NO |  | 2 | 2015 | 2 | 25 | 25 |  | Tensaw SS | Thyssenkrupp Rolling Mill#2 | 230 | 0 | Steel | 1.08 | 0 | 1 |  | 0 | 0 | 0 | 0 | 0 | 0 | 0 | 0 | 0 | 0 | 0 | 0 | 0 | 0 | 0 | 0 | 0 | 0 | 0 | 0 | 0 | 0 | 0 | 12 | 1
NO |  | 2 | 2015 | 2 | 26 | 26 |  | Holt T.S. | Tuscaloosa T.S. | 230 | 0 | Concrete/Steel | 6.9 | 0 | 1 | 1351.5 | 0 | 0 | 0 | 0 | 0 | 0 | 0 | 0 | 0 | 0 | 0 | 0 | 0 | 0 | 0 | 0 | 0 | 0 | 0 | 0 | 0 | 0 | 0 | 12 | 1
NO |  | 2 | 2015 | 2 | 27 | 27 |  | Autaugaville 500 SS | Autaugaville 500 SS "A" | 230 | 0 | Concrete/Steel | 0.72 | 0 | 1 |  | 0 | 0 | 0 | 0 | 0 | 0 | 0 | 0 | 0 | 0 | 0 | 0 | 0 | 0 | 0 | 0 | 0 | 0 | 0 | 0 | 0 | 0 | 0 | 12 | 1
NO |  | 2 | 2015 | 2 | 28 | 28 |  | Autaugaville 500 SS | Autaugaville 500 SS "B" | 230 | 0 | Concrete/Steel | 0.62 | 0 | 2 |  | 0 | 0 | 0 | 0 | 0 | 0 | 0 | 0 | 0 | 0 | 0 | 0 | 0 | 0 | 0 | 0 | 0 | 0 | 0 | 0 | 0 | 0 | 0 | 12 | 1
NO |  | 2 | 2015 | 2 | 29 | 29 |  | ECO County Line Rd | Montbomery SS (Reconductor) | 230 | 0 | Concrete/Steel | 11.5 | 0 | 0 |  | 0 | 0 | 0 | 0 | 0 | 0 | 0 | 0 | 0 | 0 | 0 | 0 | 0 | 0 | 0 | 0 | 0 | 0 | 0 | 0 | 0 | 0 | 0 | 12 | 1
NO |  | 2 | 2015 | 2 | 30 | 30 |  | Gorgas Steam Plant | Fayette TS | 161 | 0 | Wood H Frame | 37.35 | 0 | 1 |  | 0 | 0 | 0 | 0 | 0 | 0 | 0 | 0 | 0 | 0 | 0 | 0 | 0 | 0 | 0 | 0 | 0 | 0 | 0 | 0 | 0 | 0 | 0 | 12 | 1
NO |  | 2 | 2015 | 2 | 31 | 31 |  | Fayette TS | Misssissippi State Line | 161 | 0 | Wood H Frame | 22.94 | 0 | 1 |  | 0 | 0 | 0 | 0 | 0 | 0 | 0 | 0 | 0 | 0 | 0 | 0 | 0 | 0 | 0 | 0 | 0 | 0 | 0 | 0 | 0 | 0 | 0 | 12 | 1
NO |  | 2 | 2015 | 2 | 32 | 32 |  | Gorgas Steam Plant | Haleyville TS | 161 | 0 | Wood H Frame | 47.76 | 0 | 1 |  | 0 | 0 | 0 | 0 | 0 | 0 | 0 | 0 | 0 | 0 | 0 | 0 | 0 | 0 | 0 | 0 | 0 | 0 | 0 | 0 | 0 | 0 | 0 | 12 | 1
NO |  | 2 | 2015 | 2 | 33 | 33 |  | Haleyville TS | Wilson Dam (TVA) | 161 | 0 | Wood H Frame | 38 | 0 | 1 |  | 0 | 0 | 0 | 0 | 0 | 0 | 0 | 0 | 0 | 0 | 0 | 0 | 0 | 0 | 0 | 0 | 0 | 0 | 0 | 0 | 0 | 0 | 0 | 12 | 1
NO |  | 2 | 2015 | 2 | 34 | 34 |  | Tap | Oakman TS | 161 | 0 | Wood H Frame | 4.95 | 0 | 1 |  | 0 | 0 | 0 | 0 | 0 | 0 | 0 | 0 | 0 | 0 | 0 | 0 | 0 | 0 | 0 | 0 | 0 | 0 | 0 | 0 | 0 | 0 | 0 | 12 | 1
NO |  | 2 | 2015 | 2 | 35 | 35 |  | Oakman | Jasper | 161 | 0 | Wood Pole | 10.6 | 0 | 1 |  | 0 | 0 | 0 | 0 | 0 | 0 | 0 | 0 | 0 | 0 | 0 | 0 | 0 | 0 | 0 | 0 | 0 | 0 | 0 | 0 | 0 | 0 | 0 | 12 | 1
NO |  | 2 | 2015 | 3 | 1 | 1 |  | Oakman TS | Drummond Coal Co., Townley | 161 | 0 | Wood H Frame | 6.48 | 0 | 1 |  | 0 | 0 | 0 | 0 | 0 | 0 | 0 | 0 | 0 | 0 | 0 | 0 | 0 | 0 | 0 | 0 | 0 | 0 | 0 | 0 | 0 | 0 | 0 | 12 | 1
NO |  | 2 | 2015 | 3 | 2 | 2 |  | Smith Dam | Jasper (North Circuit) | 161 | 0 | Wood H Frame | 15.02 | 0.29 | 1 |  | 0 | 0 | 0 | 0 | 0 | 0 | 0 | 0 | 0 | 0 | 0 | 0 | 0 | 0 | 0 | 0 | 0 | 0 | 0 | 0 | 0 | 0 | 0 | 12 | 1
NO |  | 2 | 2015 | 3 | 3 | 3 |  | Tap | Curry DS | 161 | 0 | Wood H Frame | 1.54 | 0 | 1 |  | 0 | 0 | 0 | 0 | 0 | 0 | 0 | 0 | 0 | 0 | 0 | 0 | 0 | 0 | 0 | 0 | 0 | 0 | 0 | 0 | 0 | 0 | 0 | 12 | 1
NO |  | 2 | 2015 | 3 | 4 | 4 |  | Smith Dam | Jasper (South Circuit) | 161 | 0 | Wood H Frame | 15.39 | 0 | 1 |  | 0 | 0 | 0 | 0 | 0 | 0 | 0 | 0 | 0 | 0 | 0 | 0 | 0 | 0 | 0 | 0 | 0 | 0 | 0 | 0 | 0 | 0 | 0 | 12 | 1
NO |  | 2 | 2015 | 3 | 5 | 5 |  | Walston Road DS | Jasper | 161 | 0 | Wood Pole | 2.11 | 0 | 1 |  | 0 | 0 | 0 | 0 | 0 | 0 | 0 | 0 | 0 | 0 | 0 | 0 | 0 | 0 | 0 | 0 | 0 | 0 | 0 | 0 | 0 | 0 | 0 | 12 | 1
NO |  | 2 | 2015 | 3 | 6 | 6 |  | Gorgas Steam Plant | Oakman TS | 161 | 0 | Wood H Frame | 15.8 | 0 | 1 |  | 0 | 0 | 0 | 0 | 0 | 0 | 0 | 0 | 0 | 0 | 0 | 0 | 0 | 0 | 0 | 0 | 0 | 0 | 0 | 0 | 0 | 0 | 0 | 12 | 1
NO |  | 2 | 2015 | 3 | 7 | 7 |  | Tap | Jasper DS | 161 | 0 | Wood Pole | 0.9 | 0 | 1 |  | 0 | 0 | 0 | 0 | 0 | 0 | 0 | 0 | 0 | 0 | 0 | 0 | 0 | 0 | 0 | 0 | 0 | 0 | 0 | 0 | 0 | 0 | 0 | 12 | 1
NO |  | 2 | 2015 | 3 | 8 | 8 |  | Tap | Parkland DS | 161 | 0 | Wood Pole | 0.74 | 0 | 1 |  | 0 | 0 | 0 | 0 | 0 | 0 | 0 | 0 | 0 | 0 | 0 | 0 | 0 | 0 | 0 | 0 | 0 | 0 | 0 | 0 | 0 | 0 | 0 | 12 | 1
NO |  | 2 | 2015 | 3 | 9 | 9 |  | Tap | Lynn DS | 161 | 0 | Wood H Frame | 2.08 | 0 | 1 |  | 0 | 0 | 0 | 0 | 0 | 0 | 0 | 0 | 0 | 0 | 0 | 0 | 0 | 0 | 0 | 0 | 0 | 0 | 0 | 0 | 0 | 0 | 0 | 12 | 1
NO |  | 2 | 2015 | 3 | 10 | 10 |  | Lynn DS | Brilliant Coal Co., Lynn | 161 | 0 | Wood H Frame | 1.75 | 0 | 1 |  | 0 | 0 | 0 | 0 | 0 | 0 | 0 | 0 | 0 | 0 | 0 | 0 | 0 | 0 | 0 | 0 | 0 | 0 | 0 | 0 | 0 | 0 | 0 | 12 | 1
NO |  | 2 | 2015 | 3 | 11 | 11 |  | Attalla TS | Albertville Substation | 0 | 0 |  | 0 | 0 | 0 |  | 0 | 0 | 0 | 0 | 0 | 0 | 0 | 0 | 0 | 0 | 0 | 0 | 0 | 0 | 0 | 0 | 0 | 0 | 0 | 0 | 0 | 0 | 0 | 12 | 1
NO |  | 2 | 2015 | 3 | 12 | 12 |  |  | (TVA) | 161 | 0 | Wood H Frame | 19.58 | 0 | 1 |  | 0 | 0 | 0 | 0 | 0 | 0 | 0 | 0 | 0 | 0 | 0 | 0 | 0 | 0 | 0 | 0 | 0 | 0 | 0 | 0 | 0 | 0 | 0 | 12 | 1
NO |  | 2 | 2015 | 3 | 13 | 13 |  | Fayette TS | Winfield - Federal Mogul | 0 | 0 |  | 0 | 0 | 0 |  | 0 | 0 | 0 | 0 | 0 | 0 | 0 | 0 | 0 | 0 | 0 | 0 | 0 | 0 | 0 | 0 | 0 | 0 | 0 | 0 | 0 | 0 | 0 | 12 | 1
NO |  | 2 | 2015 | 3 | 14 | 14 |  |  | Tap, Hamilton | 161 | 0 | Wood H Frame | 33.02 | 0 | 1 |  | 0 | 0 | 0 | 0 | 0 | 0 | 0 | 0 | 0 | 0 | 0 | 0 | 0 | 0 | 0 | 0 | 0 | 0 | 0 | 0 | 0 | 0 | 0 | 12 | 1
NO |  | 2 | 2015 | 3 | 15 | 15 |  | Tap | Winfield TS | 161 | 0 | Wood Pole | 0.06 | 0 | 1 |  | 0 | 0 | 0 | 0 | 0 | 0 | 0 | 0 | 0 | 0 | 0 | 0 | 0 | 0 | 0 | 0 | 0 | 0 | 0 | 0 | 0 | 0 | 0 | 12 | 1
NO |  | 2 | 2015 | 3 | 16 | 16 |  | Haleyville TS | Hamilton TS | 161 | 0 | Wood H Frame | 23.78 | 0 | 1 |  | 0 | 0 | 0 | 0 | 0 | 0 | 0 | 0 | 0 | 0 | 0 | 0 | 0 | 0 | 0 | 0 | 0 | 0 | 0 | 0 | 0 | 0 | 0 | 12 | 1
NO |  | 2 | 2015 | 3 | 17 | 17 |  | Tap | Weston | 161 | 0 | Wood Pole | 2.9 | 0 | 1 |  | 0 | 0 | 0 | 0 | 0 | 0 | 0 | 0 | 0 | 0 | 0 | 0 | 0 | 0 | 0 | 0 | 0 | 0 | 0 | 0 | 0 | 0 | 0 | 12 | 1
NO |  | 2 | 2015 | 3 | 18 | 18 |  | Hamilton TS | Federal Mogul Corporation | 161 | 0 | Wood H Frame | 3.68 | 0 | 1 |  | 0 | 0 | 0 | 0 | 0 | 0 | 0 | 0 | 0 | 0 | 0 | 0 | 0 | 0 | 0 | 0 | 0 | 0 | 0 | 0 | 0 | 0 | 0 | 12 | 1
NO |  | 2 | 2015 | 3 | 19 | 19 |  | Tap | Republic Steel Corp., | 0 | 0 |  | 0 | 0 | 0 |  | 0 | 0 | 0 | 0 | 0 | 0 | 0 | 0 | 0 | 0 | 0 | 0 | 0 | 0 | 0 | 0 | 0 | 0 | 0 | 0 | 0 | 0 | 0 | 12 | 1
NO |  | 2 | 2015 | 3 | 20 | 20 |  |  | Berry | 161 | 0 | Wood H Frame | 4.55 | 0 | 1 |  | 0 | 0 | 0 | 0 | 0 | 0 | 0 | 0 | 0 | 0 | 0 | 0 | 0 | 0 | 0 | 0 | 0 | 0 | 0 | 0 | 0 | 0 | 0 | 12 | 1
NO |  | 2 | 2015 | 3 | 21 | 21 |  | Tap | Fayette Cotton | 0 | 0 |  | 0 | 0 | 0 |  | 0 | 0 | 0 | 0 | 0 | 0 | 0 | 0 | 0 | 0 | 0 | 0 | 0 | 0 | 0 | 0 | 0 | 0 | 0 | 0 | 0 | 0 | 0 | 12 | 1
NO |  | 2 | 2015 | 3 | 22 | 22 |  |  | Mill Station | 161 | 0 | Wood H Frame | 0.97 | 0 | 1 |  | 0 | 0 | 0 | 0 | 0 | 0 | 0 | 0 | 0 | 0 | 0 | 0 | 0 | 0 | 0 | 0 | 0 | 0 | 0 | 0 | 0 | 0 | 0 | 12 | 1
NO |  | 2 | 2015 | 3 | 23 | 23 |  | Tap | Belk DS | 161 | 0 | Wood H Frame | 0.96 | 0 | 1 |  | 0 | 0 | 0 | 0 | 0 | 0 | 0 | 0 | 0 | 0 | 0 | 0 | 0 | 0 | 0 | 0 | 0 | 0 | 0 | 0 | 0 | 0 | 0 | 12 | 1
NO |  | 2 | 2015 | 3 | 24 | 24 |  | Tap | North Samantha DS | 0 | 0 |  | 0 | 0 | 0 |  | 0 | 0 | 0 | 0 | 0 | 0 | 0 | 0 | 0 | 0 | 0 | 0 | 0 | 0 | 0 | 0 | 0 | 0 | 0 | 0 | 0 | 0 | 0 | 12 | 1
NO |  | 2 | 2015 | 3 | 25 | 25 |  |  | Republic Mines | 161 | 0 | Wood H Frame | 9.46 | 0 | 1 |  | 0 | 0 | 0 | 0 | 0 | 0 | 0 | 0 | 0 | 0 | 0 | 0 | 0 | 0 | 0 | 0 | 0 | 0 | 0 | 0 | 0 | 0 | 0 | 12 | 1
NO |  | 2 | 2015 | 3 | 26 | 26 |  | Tap | A. J. Taft Coal Co., | 0 | 0 |  | 0 | 0 | 0 |  | 0 | 0 | 0 | 0 | 0 | 0 | 0 | 0 | 0 | 0 | 0 | 0 | 0 | 0 | 0 | 0 | 0 | 0 | 0 | 0 | 0 | 0 | 0 | 12 | 1
NO |  | 2 | 2015 | 3 | 27 | 27 |  |  | Parrish | 161 | 0 | Wood H Frame | 2.73 | 0 | 1 |  | 0 | 0 | 0 | 0 | 0 | 0 | 0 | 0 | 0 | 0 | 0 | 0 | 0 | 0 | 0 | 0 | 0 | 0 | 0 | 0 | 0 | 0 | 0 | 12 | 1
NO |  | 2 | 2015 | 3 | 28 | 28 |  | Tap | Haleyville DS | 161 | 0 | Wood | 0.01 | 0 | 1 |  | 0 | 0 | 0 | 0 | 0 | 0 | 0 | 0 | 0 | 0 | 0 | 0 | 0 | 0 | 0 | 0 | 0 | 0 | 0 | 0 | 0 | 0 | 0 | 12 | 1
NO |  | 2 | 2015 | 3 | 29 | 29 |  | Tap | Pittsburg-Midway #4 | 161 | 0 | Concrete | 0.02 | 0 | 1 |  | 0 | 0 | 0 | 0 | 0 | 0 | 0 | 0 | 0 | 0 | 0 | 0 | 0 | 0 | 0 | 0 | 0 | 0 | 0 | 0 | 0 | 0 | 0 | 12 | 1
NO |  | 2 | 2015 | 3 | 30 | 30 |  | Gorgas | Mississippi State Line | 161 | 0 | Concrete | 0.01 | 0 | 1 |  | 0 | 0 | 0 | 0 | 0 | 0 | 0 | 0 | 0 | 0 | 0 | 0 | 0 | 0 | 0 | 0 | 0 | 0 | 0 | 0 | 0 | 0 | 0 | 12 | 1
NO |  | 2 | 2015 | 3 | 31 | 31 |  | Fayette - Gorgas | Pittsburg-Midway-Flat Creek | 161 | 0 | Wood | 1.25 | 0 | 1 |  | 0 | 0 | 0 | 0 | 0 | 0 | 0 | 0 | 0 | 0 | 0 | 0 | 0 | 0 | 0 | 0 | 0 | 0 | 0 | 0 | 0 | 0 | 0 | 12 | 1
NO |  | 2 | 2015 | 3 | 32 | 32 |  | Haleyville-Wilson Dam | Black Pond DS | 161 | 0 | Steel | 6.77 | 0 | 0 |  | 0 | 0 | 0 | 0 | 0 | 0 | 0 | 0 | 0 | 0 | 0 | 0 | 0 | 0 | 0 | 0 | 0 | 0 | 0 | 0 | 0 | 0 | 0 | 12 | 1
NO |  | 2 | 2015 | 3 | 33 | 33 |  | Greene County SP | CT Substation | 230 | 0 |  | 0.06 | 0 | 0 |  | 0 | 0 | 0 | 0 | 0 | 0 | 0 | 0 | 0 | 0 | 0 | 0 | 0 | 0 | 0 | 0 | 0 | 0 | 0 | 0 | 0 | 0 | 0 | 12 | 1
NO |  | 2 | 2015 | 3 | 34 | 34 |  | Duncanville SS | Greene Co SP | 230 | 0 |  | 0.2 | 0 | 0 |  | 0 | 0 | 0 | 0 | 0 | 0 | 0 | 0 | 0 | 0 | 0 | 0 | 0 | 0 | 0 | 0 | 0 | 0 | 0 | 0 | 0 | 0 | 0 | 12 | 1
NO |  | 2 | 2015 | 3 | 35 | 35 |  | Pinckard | Shoal River TS | 230 | 0 |  | 0.04 | 0 | 0 |  | 0 | 0 | 0 | 0 | 0 | 0 | 0 | 0 | 0 | 0 | 0 | 0 | 0 | 0 | 0 | 0 | 0 | 0 | 0 | 0 | 0 | 0 | 0 | 12 | 1
NO |  | 2 | 2015 | 4 | 1 | 1 |  | Pinckard | Snowdown | 0 | 0 |  | 32.2 | 0 | 0 | 1033.5 | 0 | 0 | 0 | 0 | 0 | 0 | 0 | 0 | 0 | 0 | 0 | 0 | 0 | 0 | 0 | 0 | 0 | 0 | 0 | 0 | 0 | 0 | 0 | 12 | 1
NO |  | 2 | 2015 | 4 | 2 | 2 |  | Group Amount |  | 115 | 0 |  | 4422.18 | 31.64 | 0 |  | 0 | 0 | 0 | 0 | 0 | 0 | 0 | 0 | 0 | 0 | 0 | 0 | 650021268 | 0 | 0 | 0 | 0 | 0 | 0 | 0 | 0 | 0 | 0 | 12 | 1
NO |  | 2 | 2015 | 4 | 3 | 3 |  | Group Amount |  | 44 | 0 |  | 3639.5 | 5.53 | 0 |  | 0 | 0 | 0 | 0 | 0 | 0 | 0 | 0 | 0 | 0 | 0 | 0 | 650021269 | 0 | 0 | 0 | 0 | 0 | 0 | 0 | 0 | 0 | 0 | 12 | 1
NO |  | 2 | 2015 | 4 | 4 | 4 |  | Group Amount |  | 12 | 115 |  | 1.57 | 0 | 0 |  | 0 | 0 | 0 | 0 | 0 | 0 | 0 | 0 | 0 | 0 | 0 | 0 | 0 | 0 | 0 | 0 | 0 | 0 | 0 | 0 | 0 | 0 | 0 | 12 | 1
NO |  | 2 | 2015 | 4 | 28 | 28 |  | 500 KV |  | 0 | 0 |  | 0 | 0 | 0 | 0 | 16762694 | 125512270 | 142274964 | 942880 | 842247 | 102713 | 1887840 | 0 | 0 | 0 | 0 | 0 | 0 | 0 | 0 | 0 | 0 | 0 | 0 | 0 | 0 | 0 | 0 | 12 | 1
NO |  | 2 | 2015 | 4 | 29 | 29 |  | 230 KV |  | 0 | 0 |  | 0 | 0 | 0 | 0 | 62684501 | 613062959 | 675747460 | 4714399 | 4211236 | 513565 | 9439200 | 0 | 0 | 0 | 0 | 0 | 0 | 0 | 0 | 0 | 0 | 0 | 0 | 0 | 0 | 0 | 0 | 12 | 1
NO |  | 2 | 2015 | 4 | 30 | 30 |  | 161 KV |  | 0 | 0 |  | 0 | 0 | 0 | 0 | 5141176 | 54581350 | 59722526 | 942880 | 842247 | 102713 | 1887840 | 0 | 0 | 0 | 0 | 0 | 0 | 0 | 0 | 0 | 0 | 0 | 0 | 0 | 0 | 0 | 0 | 12 | 1
SI/SI | A | 2 | 2015 | 4 | 31 | 31 |  | 115 KV |  | 0 | 0 |  | 0 | 0 | 0 | 0 | 113656306 | 1072265490 | 1185921796 | 12257437 | 10949214 | 1335269 | 24541920 | 0 | 0 | 0 | 0 | 0 | 0 | 0 | 0 | 0 | 0 | 0 | 0 | 0 | 0 | 0 | 0 | 12 | 1
SI/SI | A | 2 | 2015 | 4 | 32 | 32 |  | 44 KV |  | 0 | 0 |  | 0 | 0 | 0 | 0 | 24325848 | 494225115 | 518550963 | 10141958 | 5773932 | 0 | 15915890 | 0 | 0 | 0 | 0 | 0 | 0 | 0 | 0 | 0 | 0 | 0 | 0 | 0 | 0 | 0 | 0 | 12 | 1
NO |  | 3 | 2015 | 0 | 1 | 1 |  | Bart Lake Substation | East Terminal Yard | 138 | 138 | 1 | 3.2 | 0 | 1 | 556 ACSR Dove | 0 | 0 | 0 | 0 | 0 | 0 | 0 | 0 | 0 | 0 | 0 | 0 | 0 | 0 | 0 | 0 | 0 | 0 | 0 | 0 | 0 | 0 | 0 | 12 | 1
NO |  | 3 | 2015 | 0 | 3 | 3 |  | Annex Creek | Thane Substation | 23 | 23 | 1,2,3 | 10.95 | 0 | 1 | 2/0 CU | 0 | 0 | 0 | 0 | 0 | 0 | 0 | 0 | 0 | 0 | 0 | 0 | 0 | 0 | 0 | 0 | 0 | 0 | 0 | 0 | 0 | 0 | 0 | 12 | 1
NO |  | 3 | 2015 | 0 | 4 | 4 |  |  |  | 0 | 0 |  | 0 | 0 | 0 | 1/2" HSS | 0 | 0 | 0 | 0 | 0 | 0 | 0 | 0 | 0 | 0 | 0 | 0 | 0 | 0 | 0 | 0 | 0 | 0 | 0 | 0 | 0 | 0 | 0 | 12 | 1
NO |  | 3 | 2015 | 0 | 5 | 5 |  |  |  | 23 | 23 | 4 | 1.3 | 0 | 0 | CU 4/0 U/G | 0 | 0 | 0 | 0 | 0 | 0 | 0 | 0 | 0 | 0 | 0 | 0 | 0 | 0 | 0 | 0 | 0 | 0 | 0 | 0 | 0 | 0 | 0 | 12 | 1
NO |  | 3 | 2015 | 0 | 6 | 6 |  | Thane Substation | Sheep Creek Substation | 23 | 23 | 1 | 0.25 | 0 | 1 | #2 CU | 0 | 0 | 0 | 0 | 0 | 0 | 0 | 0 | 0 | 0 | 0 | 0 | 0 | 0 | 0 | 0 | 0 | 0 | 0 | 0 | 0 | 0 | 0 | 12 | 1
NO |  | 3 | 2015 | 0 | 8 | 8 |  | Thane Substation Line 1 | Snow Slide East Line 1 | 69 | 69 | 1 | 2.18 | 0 | 1 | 652.4 AAAC | 0 | 0 | 0 | 0 | 0 | 0 | 0 | 0 | 0 | 0 | 0 | 0 | 0 | 0 | 0 | 0 | 0 | 0 | 0 | 0 | 0 | 0 | 0 | 12 | 1
NO |  | 3 | 2015 | 0 | 10 | 10 |  | Snow Slide East Line 1 | Snow Slide West Line 1 | 69 | 69 | 4 | 0.3 | 0 | 1 | 1000MCM CU DUCT | 0 | 0 | 0 | 0 | 0 | 0 | 0 | 0 | 0 | 0 | 0 | 0 | 0 | 0 | 0 | 0 | 0 | 0 | 0 | 0 | 0 | 0 | 0 | 12 | 1
NO |  | 3 | 2015 | 0 | 12 | 12 |  | Snow Slide West Line 1 | Lower Salmon Substation | 69 | 69 | 1 | 4.9 | 0 | 1 | 652.4 AAAC | 0 | 0 | 0 | 0 | 0 | 0 | 0 | 0 | 0 | 0 | 0 | 0 | 0 | 0 | 0 | 0 | 0 | 0 | 0 | 0 | 0 | 0 | 0 | 12 | 1
NO |  | 3 | 2015 | 0 | 14 | 14 |  | Second Street | Capitol Avenue | 69 | 69 | 4 | 0.57 | 0 | 1 | 500MCM CU DUCT | 0 | 0 | 0 | 0 | 0 | 0 | 0 | 0 | 0 | 0 | 0 | 0 | 0 | 0 | 0 | 0 | 0 | 0 | 0 | 0 | 0 | 0 | 0 | 12 | 1
NO |  | 3 | 2015 | 0 | 16 | 16 |  | Thane Substation Line 2 | Snow Slide East Line 2 | 69 | 69 | 1 | 2.18 | 0 | 1 | 652.4 AAAC | 0 | 0 | 0 | 0 | 0 | 0 | 0 | 0 | 0 | 0 | 0 | 0 | 0 | 0 | 0 | 0 | 0 | 0 | 0 | 0 | 0 | 0 | 0 | 12 | 1
NO |  | 3 | 2015 | 0 | 18 | 18 |  | Snow Slide East Line 2 | Snow Slide West Line 2 | 69 | 69 | 2 | 0.18 | 0 | 1 | 336 ACSR | 0 | 0 | 0 | 0 | 0 | 0 | 0 | 0 | 0 | 0 | 0 | 0 | 0 | 0 | 0 | 0 | 0 | 0 | 0 | 0 | 0 | 0 | 0 | 12 | 1
NO |  | 3 | 2015 | 0 | 20 | 20 |  | Snow Slide West Line 2 | Lower Salmon | 69 | 69 | 1 | 4.07 | 0 | 1 | 652.4 AAAC | 0 | 0 | 0 | 0 | 0 | 0 | 0 | 0 | 0 | 0 | 0 | 0 | 0 | 0 | 0 | 0 | 0 | 0 | 0 | 0 | 0 | 0 | 0 | 12 | 1
NO |  | 3 | 2015 | 0 | 21 | 21 |  |  |  | 69 | 69 | 1,2 | 0 | 0.76 | 2 | 652.4 AAAC | 0 | 0 | 0 | 0 | 0 | 0 | 0 | 0 | 0 | 0 | 0 | 0 | 0 | 0 | 0 | 0 | 0 | 0 | 0 | 0 | 0 | 0 | 0 | 12 | 1
NO |  | 3 | 2015 | 0 | 23 | 23 |  | Switch T809 | West Juneau | 69 | 69 | 1 | 0.44 | 0 | 1 | 652.4 AAAC | 0 | 0 | 0 | 0 | 0 | 0 | 0 | 0 | 0 | 0 | 0 | 0 | 0 | 0 | 0 | 0 | 0 | 0 | 0 | 0 | 0 | 0 | 0 | 12 | 1
NO |  | 3 | 2015 | 0 | 25 | 25 |  | West Juneau | North Douglas | 69 | 69 | 1 | 11.55 | 0 | 1 | 556 AAAC | 0 | 0 | 0 | 0 | 0 | 0 | 0 | 0 | 0 | 0 | 0 | 0 | 0 | 0 | 0 | 0 | 0 | 0 | 0 | 0 | 0 | 0 | 0 | 12 | 1
NO |  | 3 | 2015 | 0 | 27 | 27 |  | West Juneau | Douglas Substation | 12.47 | 69 | 1 | 1.3 | 0 | 1 | 336.4 ACSR Merlin | 0 | 0 | 0 | 0 | 0 | 0 | 0 | 0 | 0 | 0 | 0 | 0 | 0 | 0 | 0 | 0 | 0 | 0 | 0 | 0 | 0 | 0 | 0 | 12 | 1
NO |  | 3 | 2015 | 0 | 28 | 28 |  |  |  | 0 | 23 | 1 | 0.4 | 0 | 0 | 2/0 ACSR | 0 | 0 | 0 | 0 | 0 | 0 | 0 | 0 | 0 | 0 | 0 | 0 | 0 | 0 | 0 | 0 | 0 | 0 | 0 | 0 | 0 | 0 | 0 | 12 | 1
NO |  | 3 | 2015 | 0 | 29 | 29 |  |  |  | 0 | 0 |  | 0 | 0 | 0 | #2 CU | 0 | 0 | 0 | 0 | 0 | 0 | 0 | 0 | 0 | 0 | 0 | 0 | 0 | 0 | 0 | 0 | 0 | 0 | 0 | 0 | 0 | 0 | 0 | 12 | 1
NO |  | 3 | 2015 | 0 | 30 | 30 |  | Lower Salmon | Switch T736 | 69 | 69 | 1 | 6.3 | 0 | 1 | 652.4 AAAC | 0 | 0 | 0 | 0 | 0 | 0 | 0 | 0 | 0 | 0 | 0 | 0 | 0 | 0 | 0 | 0 | 0 | 0 | 0 | 0 | 0 | 0 | 0 | 12 | 1
NO |  | 3 | 2015 | 0 | 32 | 32 |  | Switch T736 | Loop | 69 | 69 | 1 | 2.22 | 0 | 1 | 652.4 AAAC | 0 | 0 | 0 | 0 | 0 | 0 | 0 | 0 | 0 | 0 | 0 | 0 | 0 | 0 | 0 | 0 | 0 | 0 | 0 | 0 | 0 | 0 | 0 | 12 | 1
NO |  | 3 | 2015 | 0 | 34 | 34 |  | Switch T736 | Airport Substation | 69 | 69 | 1 | 0.64 | 0 | 1 | 652.4 AAAC | 0 | 0 | 0 | 0 | 0 | 0 | 0 | 0 | 0 | 0 | 0 | 0 | 0 | 0 | 0 | 0 | 0 | 0 | 0 | 0 | 0 | 0 | 0 | 12 | 1
SI/SI | A | 3 | 2015 | 0 | 36 | 36 |  | TOTAL |  | 0 | 0 |  | 60.69 | 0.76 | 21 |  | 22837 | 31275382 | 31298219 | 93927 | 376264 | 0 | 470191 | 0 | 0 | 0 | 0 | 0 | 0 | 0 | 0 | 0 | 0 | 0 | 0 | 0 | 0 | 0 | 0 | 12 | 1
NO |  | 3 | 2015 | 1 | 1 | 1 |  | Auke Bay Tap | Auke Bay | 69 | 69 | 1 | 2.88 | 0 | 1 | 652.4 AAAC | 0 | 0 | 0 | 0 | 0 | 0 | 0 | 0 | 0 | 0 | 0 | 0 | 0 | 0 | 0 | 0 | 0 | 0 | 0 | 0 | 0 | 0 | 0 | 12 | 1
NO |  | 3 | 2015 | 1 | 3 | 3 |  | Auke Bay | Lena Loop | 69 | 69 | 1 | 4.2 | 0 | 1 | 652.4 AAAC | 0 | 0 | 0 | 0 | 0 | 0 | 0 | 0 | 0 | 0 | 0 | 0 | 0 | 0 | 0 | 0 | 0 | 0 | 0 | 0 | 0 | 0 | 0 | 12 | 1
NO |  | 3 | 2015 | 1 | 5 | 5 |  | Fred Meyer Tap | Airport Sub | 69 | 69 | 1 | 0.68 | 0 | 1 | 4/0 ACSR | 0 | 0 | 0 | 0 | 0 | 0 | 0 | 0 | 0 | 0 | 0 | 0 | 0 | 0 | 0 | 0 | 0 | 0 | 0 | 0 | 0 | 0 | 0 | 12 | 1
NO |  | 3 | 2015 | 1 | 35 | 35 |  |  |  | 0 | 0 |  | 0 | 0 | 0 |  | 22837 | 31275382 | 31298219 | 93927 | 376264 | 0 | 470191 | 0 | 0 | 0 | 0 | 0 | 0 | 0 | 0 | 0 | 0 | 0 | 0 | 0 | 0 | 0 | 0 | 12 | 1
NO |  | 5 | 2015 | 0 | 1 | 1 |  | Bath | Valley | 500 | 500 | Steel Tower | 51.8 | 0 | 1 | 2500 ACAR | 0 | 0 | 0 | 0 | 0 | 0 | 0 | 0 | 0 | 0 | 0 | 0 | 0 | 0 | 0 | 0 | 0 | 0 | 650050016 | 0 | 0 | 0 | 0 | 12 | 0
NO |  | 5 | 2015 | 0 | 3 | 3 |  | Bath | Lexington | 500 | 500 | Steel Tower | 34.7 | 0 | 1 | 2500 ACAR | 0 | 0 | 0 | 0 | 0 | 0 | 0 | 0 | 0 | 0 | 0 | 0 | 0 | 0 | 0 | 0 | 0 | 0 | 0 | 0 | 0 | 0 | 0 | 12 | 0
NO |  | 5 | 2015 | 0 | 4 | 4 |  |  |  | 0 | 0 |  | 86.5 | 0 | 2 |  | 1406382 | 25303873 | 26710255 | 0 | 0 | 0 | 0 | 0 | 0 | 0 | 0 | 0 | 0 | 0 | 0 | 0 | 0 | 0 | 0 | 0 | 0 | 0 | 0 | 12 | 0
NO |  | 5 | 2015 | 0 | 5 | 5 |  | Total |  | 0 | 0 |  | 173 | 0 | 4 |  | 1406382 | 25303873 | 26710255 | 0 | 0 | 0 | 0 | 0 | 0 | 0 | 0 | 0 | 0 | 0 | 0 | 0 | 0 | 0 | 0 | 0 | 0 | 0 | 0 | 12 | 0
NO |  | 5 | 2015 | 0 | 35 | 35 |  | Expenses, Excluding | Depreciation and Taxes | 0 | 0 |  | 0 | 0 | 0 |  | 0 | 0 | 0 | 0 | 0 | 0 | 0 | 0 | 0 | 0 | 0 | 0 | 0 | 0 | 0 | 0 | 0 | 0 | 0 | 0 | 0 | 0 | 0 | 12 | 0
NO |  | 5 | 2015 | 0 | 36 | 36 |  | TOTAL |  | 0 | 0 |  | 173 | 0 | 4 |  | 1406382 | 25303873 | 26710255 | 0 | 0 | 0 | 0 | 0 | 0 | 0 | 0 | 0 | 0 | 0 | 0 | 0 | 0 | 0 | 0 | 0 | 0 | 0 | 0 | 12 | 0
NO |  | 6 | 2015 | 0 | 1 | 1 |  | STATE OF TENNESSEE |  | 0 | 0 |  | 0 | 0 | 0 |  | 0 | 0 | 0 | 0 | 0 | 0 | 0 | 0 | 0 | 0 | 0 | 0 | 0 | 0 | 0 | 0 | 0 | 0 | 0 | 0 | 0 | 0 | 0 | 12 | 1
NO |  | 6 | 2015 | 0 | 3 | 3 |  | 0188 BRADFORD, VA | SULLIVAN, TN | 500 | 500 | ST | 0.17 | 0 | 1 | 2049KCM ACAR | 0 | 0 | 0 | 0 | 0 | 0 | 0 | 0 | 0 | 0 | 0 | 0 | 0 | 0 | 0 | 0 | 0 | 0 | 0 | 0 | 0 | 0 | 0 | 12 | 1
NO |  | 6 | 2015 | 0 | 4 | 4 |  | 0400 CANE RIVER, TN CIR-A | NAGEL, TN | 230 | 230 | ST | 45.58 | 0 | 1 | 1590KCM ACSR | 0 | 0 | 0 | 0 | 0 | 0 | 0 | 0 | 0 | 0 | 0 | 0 | 0 | 0 | 0 | 0 | 0 | 0 | 0 | 0 | 0 | 0 | 0 | 12 | 1
NO |  | 6 | 2015 | 0 | 5 | 5 |  | 0400 CANE RIVER, TN CIR-B | NAGEL, TN | 230 | 230 | ST | 0.69 | 44.9 | 1 | 1590KCM ACSR | 0 | 0 | 0 | 0 | 0 | 0 | 0 | 0 | 0 | 0 | 0 | 0 | 0 | 0 | 0 | 0 | 0 | 0 | 0 | 0 | 0 | 0 | 0 | 12 | 1
NO |  | 6 | 2015 | 0 | 6 | 6 |  | 0351 CLINCH RIVER, VA | NAGEL, TN | 138 | 138 | ST | 0.19 | 0 | 1 | 1590KCM ACSR | 0 | 0 | 0 | 0 | 0 | 0 | 0 | 0 | 0 | 0 | 0 | 0 | 0 | 0 | 0 | 0 | 0 | 0 | 0 | 0 | 0 | 0 | 0 | 12 | 1
NO |  | 6 | 2015 | 0 | 7 | 7 |  | 0353 NAGEL, TN | REEDY CREEK, TN | 138 | 138 | ST | 0 | 0.19 | 1 | 1590KCM ACSR | 0 | 0 | 0 | 0 | 0 | 0 | 0 | 0 | 0 | 0 | 0 | 0 | 0 | 0 | 0 | 0 | 0 | 0 | 0 | 0 | 0 | 0 | 0 | 12 | 1
NO |  | 6 | 2015 | 0 | 8 | 8 |  | 0349 BROADFORD, VA | NAGEL, TN | 138 | 138 | ST | 12.63 | 0 | 1 | 397KCM ACSR | 0 | 0 | 0 | 0 | 0 | 0 | 0 | 0 | 0 | 0 | 0 | 0 | 0 | 0 | 0 | 0 | 0 | 0 | 0 | 0 | 0 | 0 | 0 | 12 | 1
NO |  | 6 | 2015 | 0 | 9 | 9 |  | 0349 BROADFORD, VA | NAGEL, TN | 0 | 0 | WP | 0.15 | 0 | 0 |  | 0 | 0 | 0 | 0 | 0 | 0 | 0 | 0 | 0 | 0 | 0 | 0 | 0 | 0 | 0 | 0 | 0 | 0 | 0 | 0 | 0 | 0 | 0 | 12 | 1
NO |  | 6 | 2015 | 0 | 10 | 10 |  | 0355 NAGEL, TN | WEST KINGSPORT, TN | 138 | 138 | ST | 0 | 1.27 | 1 | 556KCM | 0 | 0 | 0 | 0 | 0 | 0 | 0 | 0 | 0 | 0 | 0 | 0 | 0 | 0 | 0 | 0 | 0 | 0 | 0 | 0 | 0 | 0 | 0 | 12 | 1
NO |  | 6 | 2015 | 0 | 11 | 11 |  | 0355 NAGEL, TN | WEST KINGSPORT, TN | 0 | 0 | WP | 0 | 0.25 | 0 |  | 0 | 0 | 0 | 0 | 0 | 0 | 0 | 0 | 0 | 0 | 0 | 0 | 0 | 0 | 0 | 0 | 0 | 0 | 0 | 0 | 0 | 0 | 0 | 12 | 1
NO |  | 6 | 2015 | 0 | 12 | 12 |  | 0176 NORTH BRISTOL, VA | WEST KINGSPORT, VA | 138 | 138 | ST | 5.7 | 11.27 | 1 | 397KCM ACSR | 0 | 0 | 0 | 0 | 0 | 0 | 0 | 0 | 0 | 0 | 0 | 0 | 0 | 0 | 0 | 0 | 0 | 0 | 0 | 0 | 0 | 0 | 0 | 12 | 1
NO |  | 6 | 2015 | 0 | 13 | 13 |  | 0176A HOLSTON, TN | REEDY CREEK, TN | 138 | 138 | ST | 0 | 5.62 | 1 | 397KCM ACSR | 0 | 0 | 0 | 0 | 0 | 0 | 0 | 0 | 0 | 0 | 0 | 0 | 0 | 0 | 0 | 0 | 0 | 0 | 0 | 0 | 0 | 0 | 0 | 12 | 1
NO |  | 6 | 2015 | 0 | 14 | 14 |  | 0179 BOONE DAM, TN | HOLSTON, TN | 138 | 138 | ST | 0.19 | 0 | 1 | 636KCM ACSR | 0 | 0 | 0 | 0 | 0 | 0 | 0 | 0 | 0 | 0 | 0 | 0 | 0 | 0 | 0 | 0 | 0 | 0 | 0 | 0 | 0 | 0 | 0 | 12 | 1
NO |  | 6 | 2015 | 0 | 15 | 15 |  | 0179 BOONE DAM, TN | HOLSTON, TN | 0 | 0 | WP | 7.71 | 0 | 0 |  | 0 | 0 | 0 | 0 | 0 | 0 | 0 | 0 | 0 | 0 | 0 | 0 | 0 | 0 | 0 | 0 | 0 | 0 | 0 | 0 | 0 | 0 | 0 | 12 | 1
NO |  | 6 | 2015 | 0 | 16 | 16 |  | 0180 HOLSTON, TN | WALTERS, NC | 138 | 138 | ST | 65.16 | 0 | 1 | 250KCM CU | 0 | 0 | 0 | 0 | 0 | 0 | 0 | 0 | 0 | 0 | 0 | 0 | 0 | 0 | 0 | 0 | 0 | 0 | 0 | 0 | 0 | 0 | 0 | 12 | 1
NO |  | 6 | 2015 | 0 | 18 | 18 |  | STATE OF VIRGINIA |  | 0 | 0 |  | 0 | 0 | 0 |  | 0 | 0 | 0 | 0 | 0 | 0 | 0 | 0 | 0 | 0 | 0 | 0 | 0 | 0 | 0 | 0 | 0 | 0 | 0 | 0 | 0 | 0 | 0 | 12 | 1
NO |  | 6 | 2015 | 0 | 20 | 20 |  | 0186 BAKER, KY | BROADFORD, VA | 765 | 765 | ST | 0.45 | 0 | 1 | 954KCM ACSR | 0 | 0 | 0 | 0 | 0 | 0 | 0 | 0 | 0 | 0 | 0 | 0 | 0 | 0 | 0 | 0 | 0 | 0 | 0 | 0 | 0 | 0 | 0 | 12 | 1
NO |  | 6 | 2015 | 0 | 21 | 21 |  | 0186 BAKER, KY | BROADFORD, VA | 0 | 0 | AT | 47.26 | 0 | 0 |  | 0 | 0 | 0 | 0 | 0 | 0 | 0 | 0 | 0 | 0 | 0 | 0 | 0 | 0 | 0 | 0 | 0 | 0 | 0 | 0 | 0 | 0 | 0 | 12 | 1
NO |  | 6 | 2015 | 0 | 22 | 22 |  | 0187 BROADFORD, VA | JACKSONS FERRY, VA | 765 | 765 | ST | 48.87 | 0 | 1 | 954KCM ACSR | 0 | 0 | 0 | 0 | 0 | 0 | 0 | 0 | 0 | 0 | 0 | 0 | 0 | 0 | 0 | 0 | 0 | 0 | 0 | 0 | 0 | 0 | 0 | 12 | 1
NO |  | 6 | 2015 | 0 | 23 | 23 |  | 0253 CLOVERDALE, VA | JACKSONS FERRY, VA | 765 | 765 | ST | 65.16 | 0 | 1 | 954KCM ACSR | 0 | 0 | 0 | 0 | 0 | 0 | 0 | 0 | 0 | 0 | 0 | 0 | 0 | 0 | 0 | 0 | 0 | 0 | 0 | 0 | 0 | 0 | 0 | 12 | 1
NO |  | 6 | 2015 | 0 | 24 | 24 |  | 0310 CLOVERDALE, VA | JOSHUA FALLS, VA | 765 | 765 | ST | 56.65 | 0 | 1 | 1351KCM ACSR | 0 | 0 | 0 | 0 | 0 | 0 | 0 | 0 | 0 | 0 | 0 | 0 | 0 | 0 | 0 | 0 | 0 | 0 | 0 | 0 | 0 | 0 | 0 | 12 | 1
NO |  | 6 | 2015 | 0 | 25 | 25 |  | 0406 JACKSON FERRY | WYOMING | 765 | 765 | ST | 57.42 | 0 | 1 | 795 KCM ACSR | 0 | 0 | 0 | 0 | 0 | 0 | 0 | 0 | 0 | 0 | 0 | 0 | 0 | 0 | 0 | 0 | 0 | 0 | 0 | 0 | 0 | 0 | 0 | 12 | 1
NO |  | 6 | 2015 | 0 | 26 | 26 |  | 0334 AXTON, VA | JACKSONS FERRY, VA | 765 | 765 | ST | 73.48 | 0 | 1 | 1351KCM ACSR | 0 | 0 | 0 | 0 | 0 | 0 | 0 | 0 | 0 | 0 | 0 | 0 | 0 | 0 | 0 | 0 | 0 | 0 | 0 | 0 | 0 | 0 | 0 | 12 | 1
NO |  | 6 | 2015 | 0 | 27 | 27 |  | 0181 BROADFORD, VA | SULLIVAN, TN | 500 | 500 | ST | 33.35 | 0 | 1 | 2049KCM ACAR | 0 | 0 | 0 | 0 | 0 | 0 | 0 | 0 | 0 | 0 | 0 | 0 | 0 | 0 | 0 | 0 | 0 | 0 | 0 | 0 | 0 | 0 | 0 | 12 | 1
NO |  | 6 | 2015 | 0 | 28 | 28 |  | 0001CLOVERDALE, VA | LEXINGTON, VA | 500 | 500 | ST | 36.18 | 0 | 1 | 2049KCM ACAR | 0 | 0 | 0 | 0 | 0 | 0 | 0 | 0 | 0 | 0 | 0 | 0 | 0 | 0 | 0 | 0 | 0 | 0 | 0 | 0 | 0 | 0 | 0 | 12 | 1
NO |  | 6 | 2015 | 0 | 29 | 29 |  | 0182 JACKSONS FERRY, VA | MCGUIRE, NC | 500 | 500 | ST | 25.68 | 0 | 1 | 2049KCM ACAR | 0 | 0 | 0 | 0 | 0 | 0 | 0 | 0 | 0 | 0 | 0 | 0 | 0 | 0 | 0 | 0 | 0 | 0 | 0 | 0 | 0 | 0 | 0 | 12 | 1
NO |  | 6 | 2015 | 0 | 30 | 30 |  | 0008A KANAWHA, WV | MATT FUNK, VA | 345 | 345 | ST | 8.26 | 0 | 1 | 1563KCM ACAR | 0 | 0 | 0 | 0 | 0 | 0 | 0 | 0 | 0 | 0 | 0 | 0 | 0 | 0 | 0 | 0 | 0 | 0 | 0 | 0 | 0 | 0 | 0 | 12 | 1
NO |  | 6 | 2015 | 0 | 31 | 31 |  | 0008A KANAWHA, WV | MATT FUNK, VA | 0 | 0 | AT | 34.05 | 0 | 0 |  | 0 | 0 | 0 | 0 | 0 | 0 | 0 | 0 | 0 | 0 | 0 | 0 | 0 | 0 | 0 | 0 | 0 | 0 | 0 | 0 | 0 | 0 | 0 | 12 | 1
NO |  | 6 | 2015 | 0 | 32 | 32 |  | 0008 CLOVERDALE, VA | MATT FUNK, VA | 345 | 345 | ST | 0 | 8.26 | 1 | 954 KCM ACSR | 0 | 0 | 0 | 0 | 0 | 0 | 0 | 0 | 0 | 0 | 0 | 0 | 0 | 0 | 0 | 0 | 0 | 0 | 0 | 0 | 0 | 0 | 0 | 12 | 1
NO |  | 6 | 2015 | 0 | 33 | 33 |  | 0008 CLOVERDALE, VA | MATT FUNK, VA | 0 | 0 | AT | 19.02 | 0 | 0 |  | 0 | 0 | 0 | 0 | 0 | 0 | 0 | 0 | 0 | 0 | 0 | 0 | 0 | 0 | 0 | 0 | 0 | 0 | 0 | 0 | 0 | 0 | 0 | 12 | 1
NO |  | 6 | 2015 | 0 | 34 | 34 |  | 0142 EAST DANVILLE NO. 1,VA | ROXBORO, NC | 230 | 230 | ST | 7.63 | 0 | 1 | 1590KCM ACSR | 0 | 0 | 0 | 0 | 0 | 0 | 0 | 0 | 0 | 0 | 0 | 0 | 0 | 0 | 0 | 0 | 0 | 0 | 0 | 0 | 0 | 0 | 0 | 12 | 1
NO |  | 6 | 2015 | 0 | 35 | 35 |  | 0142 EAST DANVILLE NO. 2,VA | ROXBORO, NC | 230 | 230 | ST | 0 | 7.63 | 1 | 1590KCM ACSR | 0 | 0 | 0 | 0 | 0 | 0 | 0 | 0 | 0 | 0 | 0 | 0 | 0 | 0 | 0 | 0 | 0 | 0 | 0 | 0 | 0 | 0 | 0 | 12 | 1
NO |  | 6 | 2015 | 0 | 36 | 36 |  | TOTAL |  | 0 | 0 |  | 5119.9 | 1387.32 | 345 |  | 116896392 | 1222744486 | 1339640878 | 108053 | 16180883 | 0 | 16288936 | 0 | 0 | 0 | 0 | 0 | 0 | 0 | 0 | 0 | 0 | 0 | 0 | 0 | 0 | 0 | 0 | 12 | 1
NO |  | 6 | 2015 | 1 | 1 | 1 |  | 0417 BAILEYSVILLE, WV | HALES BRANCH, VA | 138 | 138 | ST | 0 | 0.06 | 1 | 636KCM ACSR | 0 | 0 | 0 | 0 | 0 | 0 | 0 | 0 | 0 | 0 | 0 | 0 | 0 | 0 | 0 | 0 | 0 | 0 | 0 | 0 | 0 | 0 | 0 | 12 | 1
NO |  | 6 | 2015 | 1 | 2 | 2 |  | 0417 BAILEYSVILLE, WV | HALES BRANCH, VA | 0 | 0 | WP | 6.36 | 0 | 0 |  | 0 | 0 | 0 | 0 | 0 | 0 | 0 | 0 | 0 | 0 | 0 | 0 | 0 | 0 | 0 | 0 | 0 | 0 | 0 | 0 | 0 | 0 | 0 | 12 | 1
NO |  | 6 | 2015 | 1 | 3 | 3 |  | 0054 GARDEN CREEK, VA | HALES BRANCH, VA | 138 | 138 | ST | 0 | 0.13 | 1 | 636KCM ACSR | 0 | 0 | 0 | 0 | 0 | 0 | 0 | 0 | 0 | 0 | 0 | 0 | 0 | 0 | 0 | 0 | 0 | 0 | 0 | 0 | 0 | 0 | 0 | 12 | 1
NO |  | 6 | 2015 | 1 | 4 | 4 |  | 0054 GARDEN CREEK, VA | HALES BRANCH, VA | 0 | 0 | WP | 7.03 | 0 | 0 |  | 0 | 0 | 0 | 0 | 0 | 0 | 0 | 0 | 0 | 0 | 0 | 0 | 0 | 0 | 0 | 0 | 0 | 0 | 0 | 0 | 0 | 0 | 0 | 12 | 1
NO |  | 6 | 2015 | 1 | 5 | 5 |  | 0409 LOONEY CREEK TAP, VA |  | 138 | 138 | ST | 9.68 | 0 | 1 | 795KCM ACSR | 0 | 0 | 0 | 0 | 0 | 0 | 0 | 0 | 0 | 0 | 0 | 0 | 0 | 0 | 0 | 0 | 0 | 0 | 0 | 0 | 0 | 0 | 0 | 12 | 1
NO |  | 6 | 2015 | 1 | 6 | 6 |  | 0434 GRASSY CREEK, VA | HALES BRANCH, VA | 138 | 138 | ST | 6.29 | 0 | 1 | 795KCM ACSR | 0 | 0 | 0 | 0 | 0 | 0 | 0 | 0 | 0 | 0 | 0 | 0 | 0 | 0 | 0 | 0 | 0 | 0 | 0 | 0 | 0 | 0 | 0 | 12 | 1
NO |  | 6 | 2015 | 1 | 7 | 7 |  | 0434 GRASSY CREEK, VA | HALES BRANCH, VA | 0 | 0 | WP | 1.73 | 0 | 0 |  | 0 | 0 | 0 | 0 | 0 | 0 | 0 | 0 | 0 | 0 | 0 | 0 | 0 | 0 | 0 | 0 | 0 | 0 | 0 | 0 | 0 | 0 | 0 | 12 | 1
NO |  | 6 | 2015 | 1 | 8 | 8 |  | 0110 CLAYTOR, VA | MATT FUNK, VA | 138 | 138 | ST | 30.61 | 0 | 1 | 636KCM ACSR | 0 | 0 | 0 | 0 | 0 | 0 | 0 | 0 | 0 | 0 | 0 | 0 | 0 | 0 | 0 | 0 | 0 | 0 | 0 | 0 | 0 | 0 | 0 | 12 | 1
NO |  | 6 | 2015 | 1 | 9 | 9 |  | 0112 MATT FUNK, VA | ROANOKE, VA | 138 | 138 | ST | 12.9 | 4.53 | 1 | 636KCM ACSR | 0 | 0 | 0 | 0 | 0 | 0 | 0 | 0 | 0 | 0 | 0 | 0 | 0 | 0 | 0 | 0 | 0 | 0 | 0 | 0 | 0 | 0 | 0 | 12 | 1
NO |  | 6 | 2015 | 1 | 10 | 10 |  | 0113 CLAYTOR, VA | HANCOCK, VA | 138 | 138 | ST | 0.08 | 38.93 | 1 | 397KCM ACSR | 0 | 0 | 0 | 0 | 0 | 0 | 0 | 0 | 0 | 0 | 0 | 0 | 0 | 0 | 0 | 0 | 0 | 0 | 0 | 0 | 0 | 0 | 0 | 12 | 1
NO |  | 6 | 2015 | 1 | 11 | 11 |  | 0114 HANCOCK, VA | ROANOKE, VA | 138 | 138 | ST | 4.91 | 4.46 | 1 | 397KCM ACSR | 0 | 0 | 0 | 0 | 0 | 0 | 0 | 0 | 0 | 0 | 0 | 0 | 0 | 0 | 0 | 0 | 0 | 0 | 0 | 0 | 0 | 0 | 0 | 12 | 1
NO |  | 6 | 2015 | 1 | 12 | 12 |  | 0229 MERRIMAC TAP, VA |  | 138 | 138 | WP | 7.16 | 0 | 1 | 556KCM ACSR | 0 | 0 | 0 | 0 | 0 | 0 | 0 | 0 | 0 | 0 | 0 | 0 | 0 | 0 | 0 | 0 | 0 | 0 | 0 | 0 | 0 | 0 | 0 | 12 | 1
NO |  | 6 | 2015 | 1 | 13 | 13 |  | 0138 COLLINSVILLE | TAP LINE | 138 | 138 |  | 0 | 0 | 0 |  | 0 | 0 | 0 | 0 | 0 | 0 | 0 | 0 | 0 | 0 | 0 | 0 | 0 | 0 | 0 | 0 | 0 | 0 | 0 | 0 | 0 | 0 | 0 | 12 | 1
NO |  | 6 | 2015 | 1 | 14 | 14 |  | 8161 CVEC | SCOTTSVILLE | 46 | 138 | ST | 1.39 | 0 | 1 |  | 0 | 0 | 0 | 0 | 0 | 0 | 0 | 0 | 0 | 0 | 0 | 0 | 0 | 0 | 0 | 0 | 0 | 0 | 0 | 0 | 0 | 0 | 0 | 12 | 1
NO |  | 6 | 2015 | 1 | 15 | 15 |  | 0422 JACKSONS FERRY, VA | PEAK CREEK, VA | 138 | 138 | WP | 13.26 | 0 | 1 | 795KCM ACSR | 0 | 0 | 0 | 0 | 0 | 0 | 0 | 0 | 0 | 0 | 0 | 0 | 0 | 0 | 0 | 0 | 0 | 0 | 0 | 0 | 0 | 0 | 0 | 12 | 1
NO |  | 6 | 2015 | 1 | 16 | 16 |  | 0422 JACKSONS FERRY, VA | PEAK CREEK, VA | 138 | 138 | ST | 0.59 | 0 | 0 | 954KCM ACSR | 0 | 0 | 0 | 0 | 0 | 0 | 0 | 0 | 0 | 0 | 0 | 0 | 0 | 0 | 0 | 0 | 0 | 0 | 0 | 0 | 0 | 0 | 0 | 12 | 1
NO |  | 6 | 2015 | 1 | 17 | 17 |  | 0129 PHILPOTT TAP, VA |  | 138 | 138 | WP | 0.34 | 0 | 1 | 4/0KCM ACSR | 0 | 0 | 0 | 0 | 0 | 0 | 0 | 0 | 0 | 0 | 0 | 0 | 0 | 0 | 0 | 0 | 0 | 0 | 0 | 0 | 0 | 0 | 0 | 12 | 1
NO |  | 6 | 2015 | 1 | 18 | 18 |  | 0248 CLAYTOR, VA | FIELDALE | 138 | 138 | ST | 0 | 0.12 | 1 | 556KCM ACSR | 0 | 0 | 0 | 0 | 0 | 0 | 0 | 0 | 0 | 0 | 0 | 0 | 0 | 0 | 0 | 0 | 0 | 0 | 0 | 0 | 0 | 0 | 0 | 12 | 1
NO |  | 6 | 2015 | 1 | 19 | 19 |  | 0248 CLAYTOR, VA | FIELDALE | 0 | 0 | WP | 37.89 | 0 | 0 |  | 0 | 0 | 0 | 0 | 0 | 0 | 0 | 0 | 0 | 0 | 0 | 0 | 0 | 0 | 0 | 0 | 0 | 0 | 0 | 0 | 0 | 0 | 0 | 12 | 1
NO |  | 6 | 2015 | 1 | 20 | 20 |  | 0249 FIELDALE, VA | WEST BASSETT, VA | 138 | 138 | ST | 0.12 | 0 | 1 | 556KCM ACSR | 0 | 0 | 0 | 0 | 0 | 0 | 0 | 0 | 0 | 0 | 0 | 0 | 0 | 0 | 0 | 0 | 0 | 0 | 0 | 0 | 0 | 0 | 0 | 12 | 1
NO |  | 6 | 2015 | 1 | 21 | 21 |  | 0249 FIELDALE, VA | WEST BASSETT, VA | 0 | 0 | WP | 6.37 | 0 | 0 |  | 0 | 0 | 0 | 0 | 0 | 0 | 0 | 0 | 0 | 0 | 0 | 0 | 0 | 0 | 0 | 0 | 0 | 0 | 0 | 0 | 0 | 0 | 0 | 12 | 1
NO |  | 6 | 2015 | 1 | 22 | 22 |  | 0120 BEAVER CREEK, KY | CLINCH RIVER, VA | 138 | 138 | ST | 26.27 | 0 | 1 | 636KCM ACSR | 0 | 0 | 0 | 0 | 0 | 0 | 0 | 0 | 0 | 0 | 0 | 0 | 0 | 0 | 0 | 0 | 0 | 0 | 0 | 0 | 0 | 0 | 0 | 12 | 1
NO |  | 6 | 2015 | 1 | 23 | 23 |  | 0120 BEAVER CREEK, KY | CLINCH RIVER, VA | 138 | 138 | SP | 0.36 | 0 | 0 | 636KCM ACSR | 0 | 0 | 0 | 0 | 0 | 0 | 0 | 0 | 0 | 0 | 0 | 0 | 0 | 0 | 0 | 0 | 0 | 0 | 0 | 0 | 0 | 0 | 0 | 12 | 1
NO |  | 6 | 2015 | 1 | 24 | 24 |  | 0122 CLINCH RIVER, VA | FREMONT, VA | 138 | 138 | ST | 0 | 17.99 | 1 | 636KCM ACSR | 0 | 0 | 0 | 0 | 0 | 0 | 0 | 0 | 0 | 0 | 0 | 0 | 0 | 0 | 0 | 0 | 0 | 0 | 0 | 0 | 0 | 0 | 0 | 12 | 1
NO |  | 6 | 2015 | 1 | 25 | 25 |  | 0123 BEAVER CREEK, KY | FREMONT, VA | 138 | 138 | ST | 0 | 8.86 | 1 | 636KCM ACSR | 0 | 0 | 0 | 0 | 0 | 0 | 0 | 0 | 0 | 0 | 0 | 0 | 0 | 0 | 0 | 0 | 0 | 0 | 0 | 0 | 0 | 0 | 0 | 12 | 1
NO |  | 6 | 2015 | 1 | 26 | 26 |  | 0289 COOPER RIDGE LOOP, VA |  | 138 | 138 | WP | 0.1 | 0 | 1 | 636KCM ACSR | 0 | 0 | 0 | 0 | 0 | 0 | 0 | 0 | 0 | 0 | 0 | 0 | 0 | 0 | 0 | 0 | 0 | 0 | 0 | 0 | 0 | 0 | 0 | 12 | 1
NO |  | 6 | 2015 | 1 | 27 | 27 |  | 0350 CLINCH RIVER, VA | NAGEL, TN | 138 | 138 | ST | 4.53 | 36.83 | 1 | 636KCM ACSR | 0 | 0 | 0 | 0 | 0 | 0 | 0 | 0 | 0 | 0 | 0 | 0 | 0 | 0 | 0 | 0 | 0 | 0 | 0 | 0 | 0 | 0 | 0 | 12 | 1
NO |  | 6 | 2015 | 1 | 28 | 28 |  | 0352 NAGEL, TN | REEDY CREEK, TN | 138 | 138 | ST | 0 | 5.36 | 1 | 556KCM ACSR | 0 | 0 | 0 | 0 | 0 | 0 | 0 | 0 | 0 | 0 | 0 | 0 | 0 | 0 | 0 | 0 | 0 | 0 | 0 | 0 | 0 | 0 | 0 | 12 | 1
NO |  | 6 | 2015 | 1 | 29 | 29 |  | 0365 DICKENS TAP |  | 138 | 138 | WP | 3.47 | 0 | 1 | 795KCM ACSR | 0 | 0 | 0 | 0 | 0 | 0 | 0 | 0 | 0 | 0 | 0 | 0 | 0 | 0 | 0 | 0 | 0 | 0 | 0 | 0 | 0 | 0 | 0 | 12 | 1
NO |  | 6 | 2015 | 1 | 30 | 30 |  | 0259A EAST DANVILLE, WV | EAST MONUMENT | 138 | 138 |  | 3.91 | 0 | 0 |  | 0 | 0 | 0 | 0 | 0 | 0 | 0 | 0 | 0 | 0 | 0 | 0 | 0 | 0 | 0 | 0 | 0 | 0 | 0 | 0 | 0 | 0 | 0 | 12 | 1
NO |  | 6 | 2015 | 1 | 31 | 31 |  | 0125 CLINCH RIVER, VA | MORELAND DRIVE, TN | 138 | 138 | ST | 49.11 | 0.01 | 1 | 636KCM ACSR | 0 | 0 | 0 | 0 | 0 | 0 | 0 | 0 | 0 | 0 | 0 | 0 | 0 | 0 | 0 | 0 | 0 | 0 | 0 | 0 | 0 | 0 | 0 | 12 | 1
NO |  | 6 | 2015 | 1 | 32 | 32 |  | 0148 CLINCH RIVER, VA | SALTVILLE #1A, VA | 138 | 138 | ST | 0 | 25.35 | 1 | 636KCM ACSR | 0 | 0 | 0 | 0 | 0 | 0 | 0 | 0 | 0 | 0 | 0 | 0 | 0 | 0 | 0 | 0 | 0 | 0 | 0 | 0 | 0 | 0 | 0 | 12 | 1
NO |  | 6 | 2015 | 1 | 33 | 33 |  | 0148 CLINCH RIVER, VA | SALTVILLE #1B, VA | 138 | 138 | ST | 25.5 | 0 | 1 | 1033KCM ACSR | 0 | 0 | 0 | 0 | 0 | 0 | 0 | 0 | 0 | 0 | 0 | 0 | 0 | 0 | 0 | 0 | 0 | 0 | 0 | 0 | 0 | 0 | 0 | 12 | 1
NO |  | 6 | 2015 | 1 | 34 | 34 |  | 0256 LEBANON 138KV TAP VA |  | 138 | 138 | WP | 0.18 | 0 | 1 | 336KCM ACSR | 0 | 0 | 0 | 0 | 0 | 0 | 0 | 0 | 0 | 0 | 0 | 0 | 0 | 0 | 0 | 0 | 0 | 0 | 0 | 0 | 0 | 0 | 0 | 12 | 1
NO |  | 6 | 2015 | 1 | 35 | 35 |  | 7539 DAN, VA | CAROLINA | 138 | 138 |  | 0 | 0 | 0 |  | 0 | 0 | 0 | 0 | 0 | 0 | 0 | 0 | 0 | 0 | 0 | 0 | 0 | 0 | 0 | 0 | 0 | 0 | 0 | 0 | 0 | 0 | 0 | 12 | 1
NO |  | 6 | 2015 | 2 | 1 | 1 |  | 0154 CLINCH RIVER, VA | SALTVILLE #2, VA | 138 | 138 | ST | 2.56 | 39.67 | 1 | 397KCM ACSR | 0 | 0 | 0 | 0 | 0 | 0 | 0 | 0 | 0 | 0 | 0 | 0 | 0 | 0 | 0 | 0 | 0 | 0 | 0 | 0 | 0 | 0 | 0 | 12 | 1
NO |  | 6 | 2015 | 2 | 2 | 2 |  | 0193 BROADFORD, VA | SALTVILLE, VA | 138 | 138 | ST | 0 | 4.79 | 1 | 795KCM ACSR | 0 | 0 | 0 | 0 | 0 | 0 | 0 | 0 | 0 | 0 | 0 | 0 | 0 | 0 | 0 | 0 | 0 | 0 | 0 | 0 | 0 | 0 | 0 | 12 | 1
NO |  | 6 | 2015 | 2 | 3 | 3 |  | 0191 BROADFORD, VA | NAGEL, TN | 138 | 138 | ST | 44.61 | 0.13 | 1 | 397KCM ACSR | 0 | 0 | 0 | 0 | 0 | 0 | 0 | 0 | 0 | 0 | 0 | 0 | 0 | 0 | 0 | 0 | 0 | 0 | 0 | 0 | 0 | 0 | 0 | 12 | 1
NO |  | 6 | 2015 | 2 | 4 | 4 |  | 0354 NAGEL, TN | WEST KINGSPORT, TN | 138 | 138 | ST | 0 | 5.04 | 1 | 1590KCM ACSR | 0 | 0 | 0 | 0 | 0 | 0 | 0 | 0 | 0 | 0 | 0 | 0 | 0 | 0 | 0 | 0 | 0 | 0 | 0 | 0 | 0 | 0 | 0 | 12 | 1
NO |  | 6 | 2015 | 2 | 5 | 5 |  | 0361 CLINCH RIVER, VA | SPRING CREEK, VA | 138 | 138 | ST | 18.49 | 3.54 | 1 | 636KCM ACSR | 0 | 0 | 0 | 0 | 0 | 0 | 0 | 0 | 0 | 0 | 0 | 0 | 0 | 0 | 0 | 0 | 0 | 0 | 0 | 0 | 0 | 0 | 0 | 12 | 1
NO |  | 6 | 2015 | 2 | 6 | 6 |  | 0192 NORTH BRISTOL, VA | SPRING CREEK, VA | 138 | 138 | ST | 0 | 8.82 | 1 | 795 KCM ACSR | 0 | 0 | 0 | 0 | 0 | 0 | 0 | 0 | 0 | 0 | 0 | 0 | 0 | 0 | 0 | 0 | 0 | 0 | 0 | 0 | 0 | 0 | 0 | 12 | 1
NO |  | 6 | 2015 | 2 | 7 | 7 |  | 0153 NORTH BRISTOL, VA | WEST KINGSPORT, VA | 138 | 138 | ST | 0 | 3.61 | 1 | 397KCM ACSR | 0 | 0 | 0 | 0 | 0 | 0 | 0 | 0 | 0 | 0 | 0 | 0 | 0 | 0 | 0 | 0 | 0 | 0 | 0 | 0 | 0 | 0 | 0 | 12 | 1
NO |  | 6 | 2015 | 2 | 8 | 8 |  | 0167 CLINCH RIVER, VA | GARDEN CREEK, VA | 138 | 138 | ST | 1.98 | 0 | 1 | 636KCM ACSR | 0 | 0 | 0 | 0 | 0 | 0 | 0 | 0 | 0 | 0 | 0 | 0 | 0 | 0 | 0 | 0 | 0 | 0 | 0 | 0 | 0 | 0 | 0 | 12 | 1
NO |  | 6 | 2015 | 2 | 9 | 9 |  | 0167 CLINCH RIVER, VA | GARDEN CREEK, VA | 0 | 0 | WP | 21.78 | 0 | 0 |  | 0 | 0 | 0 | 0 | 0 | 0 | 0 | 0 | 0 | 0 | 0 | 0 | 0 | 0 | 0 | 0 | 0 | 0 | 0 | 0 | 0 | 0 | 0 | 12 | 1
NO |  | 6 | 2015 | 2 | 10 | 10 |  | 0298 FLETCHERS RIDGE TAP,VA |  | 138 | 138 | WP | 0.01 | 0 | 1 | 300KCM CU | 0 | 0 | 0 | 0 | 0 | 0 | 0 | 0 | 0 | 0 | 0 | 0 | 0 | 0 | 0 | 0 | 0 | 0 | 0 | 0 | 0 | 0 | 0 | 12 | 1
NO |  | 6 | 2015 | 2 | 11 | 11 |  | 0313 SKEGGS BRANCH, VA |  | 138 | 138 | WP | 0.39 | 0 | 1 | 397KCM ACSR | 0 | 0 | 0 | 0 | 0 | 0 | 0 | 0 | 0 | 0 | 0 | 0 | 0 | 0 | 0 | 0 | 0 | 0 | 0 | 0 | 0 | 0 | 0 | 12 | 1
NO |  | 6 | 2015 | 2 | 12 | 12 |  | 0167A CLINCHFIELD LOOP SITE |  | 138 | 138 | WP | 0.09 | 0.09 | 1 | 636KCM ACSR | 0 | 0 | 0 | 0 | 0 | 0 | 0 | 0 | 0 | 0 | 0 | 0 | 0 | 0 | 0 | 0 | 0 | 0 | 0 | 0 | 0 | 0 | 0 | 12 | 1
NO |  | 6 | 2015 | 2 | 13 | 13 |  | 0416 CLOVERDALE, VA | HUNTINGTON COURT, VA | 138 | 138 | ST | 5.91 | 0 | 1 | 795KCM ACSR | 0 | 0 | 0 | 0 | 0 | 0 | 0 | 0 | 0 | 0 | 0 | 0 | 0 | 0 | 0 | 0 | 0 | 0 | 0 | 0 | 0 | 0 | 0 | 12 | 1
NO |  | 6 | 2015 | 2 | 14 | 14 |  | 0124 CLOVERDALE, VA | SMITH MOUNTAIN, VA | 138 | 138 | AT | 32.41 | 0 | 1 | 556KCM ACSR | 0 | 0 | 0 | 0 | 0 | 0 | 0 | 0 | 0 | 0 | 0 | 0 | 0 | 0 | 0 | 0 | 0 | 0 | 0 | 0 | 0 | 0 | 0 | 12 | 1
NO |  | 6 | 2015 | 2 | 15 | 15 |  | 0141 DANVILLE B CIR, VA | EAST DANVILLE, VA | 138 | 138 | ST | 0 | 2.78 | 1 | 336KCM ACSR | 0 | 0 | 0 | 0 | 0 | 0 | 0 | 0 | 0 | 0 | 0 | 0 | 0 | 0 | 0 | 0 | 0 | 0 | 0 | 0 | 0 | 0 | 0 | 12 | 1
NO |  | 6 | 2015 | 2 | 16 | 16 |  | 1020 CLINCH RIVER | VIRGINA CITY | 138 | 138 |  | 0 | 0 | 0 |  | 0 | 0 | 0 | 0 | 0 | 0 | 0 | 0 | 0 | 0 | 0 | 0 | 0 | 0 | 0 | 0 | 0 | 0 | 0 | 0 | 0 | 0 | 0 | 12 | 1
NO |  | 6 | 2015 | 2 | 17 | 17 |  | 0358 AXTON, VA | DANVILLE #1-A, VA | 138 | 138 | ST | 0 | 16.38 | 1 | 336 KCM ACSR | 0 | 0 | 0 | 0 | 0 | 0 | 0 | 0 | 0 | 0 | 0 | 0 | 0 | 0 | 0 | 0 | 0 | 0 | 0 | 0 | 0 | 0 | 0 | 12 | 1
NO |  | 6 | 2015 | 2 | 18 | 18 |  | 0359 AXTON, VA | MARTINSVILLE, VA | 138 | 138 | ST | 11.38 | 0 | 1 | 966KCM ACSR | 0 | 0 | 0 | 0 | 0 | 0 | 0 | 0 | 0 | 0 | 0 | 0 | 0 | 0 | 0 | 0 | 0 | 0 | 0 | 0 | 0 | 0 | 0 | 12 | 1
NO |  | 6 | 2015 | 2 | 19 | 19 |  | 0135 AXTON, VA | DANVILLE #2, VA | 138 | 138 | ST | 16 | 0 | 1 | 336KCM ACSR | 0 | 0 | 0 | 0 | 0 | 0 | 0 | 0 | 0 | 0 | 0 | 0 | 0 | 0 | 0 | 0 | 0 | 0 | 0 | 0 | 0 | 0 | 0 | 12 | 1
NO |  | 6 | 2015 | 2 | 20 | 20 |  | 0135 AXTON, VA | DANVILLE #2, VA | 0 | 0 | WP | 2.99 | 0 | 0 |  | 0 | 0 | 0 | 0 | 0 | 0 | 0 | 0 | 0 | 0 | 0 | 0 | 0 | 0 | 0 | 0 | 0 | 0 | 0 | 0 | 0 | 0 | 0 | 12 | 1
NO |  | 6 | 2015 | 2 | 21 | 21 |  | 0135 AXTON, VA | DANVILLE #2, VA | 138 | 138 | ST | 1.39 | 0 | 1 | 795KCM SSAC | 0 | 0 | 0 | 0 | 0 | 0 | 0 | 0 | 0 | 0 | 0 | 0 | 0 | 0 | 0 | 0 | 0 | 0 | 0 | 0 | 0 | 0 | 0 | 12 | 1
NO |  | 6 | 2015 | 2 | 22 | 22 |  | 0135 AXTON, VA | DANVILLE #2, VA | 0 | 0 | WP | 16.75 | 0 | 0 |  | 0 | 0 | 0 | 0 | 0 | 0 | 0 | 0 | 0 | 0 | 0 | 0 | 0 | 0 | 0 | 0 | 0 | 0 | 0 | 0 | 0 | 0 | 0 | 12 | 1
NO |  | 6 | 2015 | 2 | 23 | 23 |  | 0146 FIELDDALE, VA | RIDGEWAY, VA | 138 | 138 | WP | 10.34 | 0 | 1 | 397KCM ACSR | 0 | 0 | 0 | 0 | 0 | 0 | 0 | 0 | 0 | 0 | 0 | 0 | 0 | 0 | 0 | 0 | 0 | 0 | 0 | 0 | 0 | 0 | 0 | 12 | 1
NO |  | 6 | 2015 | 2 | 24 | 24 |  | 0300 DAN RIVER, NC | RIDGEWAY, VA | 138 | 138 | WP | 4.6 | 0 | 1 | 397KCM ACSR | 0 | 0 | 0 | 0 | 0 | 0 | 0 | 0 | 0 | 0 | 0 | 0 | 0 | 0 | 0 | 0 | 0 | 0 | 0 | 0 | 0 | 0 | 0 | 12 | 1
NO |  | 6 | 2015 | 2 | 25 | 25 |  | 0391 SHEFFIELD LOOP |  | 138 | 138 | ST | 0.02 | 0.02 | 1 | 795KCM ACSR | 0 | 0 | 0 | 0 | 0 | 0 | 0 | 0 | 0 | 0 | 0 | 0 | 0 | 0 | 0 | 0 | 0 | 0 | 0 | 0 | 0 | 0 | 0 | 12 | 1
NO |  | 6 | 2015 | 2 | 26 | 26 |  | 0025 GLEN LYN, VA | SOUTH PRINCETON, WV | 138 | 138 | ST | 0.42 | 0 | 1 | 1590KCM ACSR | 0 | 0 | 0 | 0 | 0 | 0 | 0 | 0 | 0 | 0 | 0 | 0 | 0 | 0 | 0 | 0 | 0 | 0 | 0 | 0 | 0 | 0 | 0 | 12 | 1
NO |  | 6 | 2015 | 2 | 27 | 27 |  | 0025 GLEN LYN, VA | SOUTH PRINCETON, WV | 138 | 138 | ST | 0 | 0.42 | 1 | 1590KCM ACSR | 0 | 0 | 0 | 0 | 0 | 0 | 0 | 0 | 0 | 0 | 0 | 0 | 0 | 0 | 0 | 0 | 0 | 0 | 0 | 0 | 0 | 0 | 0 | 12 | 1
NO |  | 6 | 2015 | 2 | 28 | 28 |  | 0058 GLEN LYN, VA | WYTHE, VA | 138 | 138 | ST | 28.9 | 0 | 1 | 556KCM ACSR | 0 | 0 | 0 | 0 | 0 | 0 | 0 | 0 | 0 | 0 | 0 | 0 | 0 | 0 | 0 | 0 | 0 | 0 | 0 | 0 | 0 | 0 | 0 | 12 | 1
NO |  | 6 | 2015 | 2 | 29 | 29 |  | 0058 GLEN LYN, VA | WYTHE, VA | 0 | 0 |  | 0.61 | 0 | 0 | 1590KCM ACSR | 0 | 0 | 0 | 0 | 0 | 0 | 0 | 0 | 0 | 0 | 0 | 0 | 0 | 0 | 0 | 0 | 0 | 0 | 0 | 0 | 0 | 0 | 0 | 12 | 1
NO |  | 6 | 2015 | 2 | 30 | 30 |  | 0058 GLEN LYN, VA | WYTHE, VA | 138 | 138 | ST | 0.6 | 29.43 | 1 | 556KCM ACSR | 0 | 0 | 0 | 0 | 0 | 0 | 0 | 0 | 0 | 0 | 0 | 0 | 0 | 0 | 0 | 0 | 0 | 0 | 0 | 0 | 0 | 0 | 0 | 12 | 1
NO |  | 6 | 2015 | 2 | 31 | 31 |  | 0375 PROGRESS PARK EXT |  | 138 | 138 | ST | 3 | 0 | 1 | 1590KCM ACSR | 0 | 0 | 0 | 0 | 0 | 0 | 0 | 0 | 0 | 0 | 0 | 0 | 0 | 0 | 0 | 0 | 0 | 0 | 0 | 0 | 0 | 0 | 0 | 12 | 1
NO |  | 6 | 2015 | 2 | 32 | 32 |  | 0427 EVINGTON 138KV TAP VA |  | 138 | 138 |  | 0.03 | 0 | 0 |  | 0 | 0 | 0 | 0 | 0 | 0 | 0 | 0 | 0 | 0 | 0 | 0 | 0 | 0 | 0 | 0 | 0 | 0 | 0 | 0 | 0 | 0 | 0 | 12 | 1
NO |  | 6 | 2015 | 2 | 33 | 33 |  | 0063 BROADFORD, VA | SALTVILLE 1A, VA | 138 | 138 | ST | 3.8 | 3.57 | 1 | 795KCM ACSR | 0 | 0 | 0 | 0 | 0 | 0 | 0 | 0 | 0 | 0 | 0 | 0 | 0 | 0 | 0 | 0 | 0 | 0 | 0 | 0 | 0 | 0 | 0 | 12 | 1
NO |  | 6 | 2015 | 2 | 34 | 34 |  | 0063 BROADFORD, VA | SALTVILLE 1B, VA | 138 | 138 | ST | 0 | 3.71 | 1 | 556KCM ACSR | 0 | 0 | 0 | 0 | 0 | 0 | 0 | 0 | 0 | 0 | 0 | 0 | 0 | 0 | 0 | 0 | 0 | 0 | 0 | 0 | 0 | 0 | 0 | 12 | 1
NO |  | 6 | 2015 | 2 | 35 | 35 |  | 0061B RURAL RETREAT | LOOP, WV | 138 | 138 | ST | 0.02 | 0.02 | 1 | 795KCM ACSR | 0 | 0 | 0 | 0 | 0 | 0 | 0 | 0 | 0 | 0 | 0 | 0 | 0 | 0 | 0 | 0 | 0 | 0 | 0 | 0 | 0 | 0 | 0 | 12 | 1
NO |  | 6 | 2015 | 3 | 1 | 1 |  | 0333 BROADFORD, VA | RICHLANDS, VA | 138 | 138 | WP | 14.45 | 0 | 1 | 1033KCM ACSR | 0 | 0 | 0 | 0 | 0 | 0 | 0 | 0 | 0 | 0 | 0 | 0 | 0 | 0 | 0 | 0 | 0 | 0 | 0 | 0 | 0 | 0 | 0 | 12 | 1
NO |  | 6 | 2015 | 3 | 2 | 2 |  | 0368 CLAY POOL HILL LOOP,VA |  | 138 | 138 | WP | 0.09 | 0.09 | 1 | 1033KCM ACSR | 0 | 0 | 0 | 0 | 0 | 0 | 0 | 0 | 0 | 0 | 0 | 0 | 0 | 0 | 0 | 0 | 0 | 0 | 0 | 0 | 0 | 0 | 0 | 12 | 1
NO |  | 6 | 2015 | 3 | 3 | 3 |  | 0241A HUFFMAN, VA | JACKSONS FERRY, VA | 138 | 138 | ST | 0 | 1.88 | 1 | 1033KCM ACSR | 0 | 0 | 0 | 0 | 0 | 0 | 0 | 0 | 0 | 0 | 0 | 0 | 0 | 0 | 0 | 0 | 0 | 0 | 0 | 0 | 0 | 0 | 0 | 12 | 1
NO |  | 6 | 2015 | 3 | 4 | 4 |  | 0241A HUFFMAN, VA | JACKSONS FERRY, VA | 0 | 0 | WP | 7.99 | 0 | 0 |  | 0 | 0 | 0 | 0 | 0 | 0 | 0 | 0 | 0 | 0 | 0 | 0 | 0 | 0 | 0 | 0 | 0 | 0 | 0 | 0 | 0 | 0 | 0 | 12 | 1
NO |  | 6 | 2015 | 3 | 5 | 5 |  | 0241 HUFFMAN, VA | WYTHE, VA | 138 | 138 | ST | 1.96 | 1 | 1 | 795KCM ACSR | 0 | 0 | 0 | 0 | 0 | 0 | 0 | 0 | 0 | 0 | 0 | 0 | 0 | 0 | 0 | 0 | 0 | 0 | 0 | 0 | 0 | 0 | 0 | 12 | 1
NO |  | 6 | 2015 | 3 | 6 | 6 |  | 0241 HUFFMAN, VA | WYTHE, VA | 0 | 0 | WP | 37 | 0 | 0 |  | 0 | 0 | 0 | 0 | 0 | 0 | 0 | 0 | 0 | 0 | 0 | 0 | 0 | 0 | 0 | 0 | 0 | 0 | 0 | 0 | 0 | 0 | 0 | 12 | 1
NO |  | 6 | 2015 | 3 | 7 | 7 |  | 0061 ATKINS, VA | BROADFORD CIR A, VA | 138 | 138 | ST | 19.99 | 0.43 | 1 | 556KCM ACSR | 0 | 0 | 0 | 0 | 0 | 0 | 0 | 0 | 0 | 0 | 0 | 0 | 0 | 0 | 0 | 0 | 0 | 0 | 0 | 0 | 0 | 0 | 0 | 12 | 1
NO |  | 6 | 2015 | 3 | 8 | 8 |  | 0061 ATKINS, VA | BROADFORD CIR B, VA | 138 | 138 | ST | 0 | 16.02 | 1 | 556KCM ACSR | 0 | 0 | 0 | 0 | 0 | 0 | 0 | 0 | 0 | 0 | 0 | 0 | 0 | 0 | 0 | 0 | 0 | 0 | 0 | 0 | 0 | 0 | 0 | 12 | 1
NO |  | 6 | 2015 | 3 | 9 | 9 |  | 0063 ATKINS, VA | WYTHE CIR A, VA | 138 | 138 | ST | 21.9 | 0.03 | 1 | 1590KCM ACSR | 0 | 0 | 0 | 0 | 0 | 0 | 0 | 0 | 0 | 0 | 0 | 0 | 0 | 0 | 0 | 0 | 0 | 0 | 0 | 0 | 0 | 0 | 0 | 12 | 1
NO |  | 6 | 2015 | 3 | 10 | 10 |  | 0063 ATKINS, VA | WYTHE CIR B, VA | 138 | 138 | ST | 0 | 20.52 | 1 | 556KCM ACSR | 0 | 0 | 0 | 0 | 0 | 0 | 0 | 0 | 0 | 0 | 0 | 0 | 0 | 0 | 0 | 0 | 0 | 0 | 0 | 0 | 0 | 0 | 0 | 12 | 1
NO |  | 6 | 2015 | 3 | 11 | 11 |  | 0433 HUFFMAN, VA | WILLIS GAP, VA | 138 | 138 | WP | 14.1 | 0 | 1 | 1033KCM ACSR | 0 | 0 | 0 | 0 | 0 | 0 | 0 | 0 | 0 | 0 | 0 | 0 | 0 | 0 | 0 | 0 | 0 | 0 | 0 | 0 | 0 | 0 | 0 | 12 | 1
NO |  | 6 | 2015 | 3 | 12 | 12 |  | 0106 CLAYTOR, VA | GLEN LYN #1, VA | 138 | 138 | ST | 25.82 | 0 | 1 | 397KCM ACSR | 0 | 0 | 0 | 0 | 0 | 0 | 0 | 0 | 0 | 0 | 0 | 0 | 0 | 0 | 0 | 0 | 0 | 0 | 0 | 0 | 0 | 0 | 0 | 12 | 1
NO |  | 6 | 2015 | 3 | 13 | 13 |  | 0106 CLAYTOR, VA | GLEN LYN #2, VA | 138 | 138 | ST | 0 | 25.82 | 1 | 397KCM ACSR | 0 | 0 | 0 | 0 | 0 | 0 | 0 | 0 | 0 | 0 | 0 | 0 | 0 | 0 | 0 | 0 | 0 | 0 | 0 | 0 | 0 | 0 | 0 | 12 | 1
NO |  | 6 | 2015 | 3 | 14 | 14 |  | 0109 MORGANS CUT LOOP, VA |  | 138 | 138 | ST | 0.02 | 0.02 | 1 | 397KCM ACSR | 0 | 0 | 0 | 0 | 0 | 0 | 0 | 0 | 0 | 0 | 0 | 0 | 0 | 0 | 0 | 0 | 0 | 0 | 0 | 0 | 0 | 0 | 0 | 12 | 1
NO |  | 6 | 2015 | 3 | 15 | 15 |  | 0117 HANCOCK, VA | MATT FUNK, VA | 138 | 138 | ST | 11.21 | 0.07 | 1 | 556KCM ACSR | 0 | 0 | 0 | 0 | 0 | 0 | 0 | 0 | 0 | 0 | 0 | 0 | 0 | 0 | 0 | 0 | 0 | 0 | 0 | 0 | 0 | 0 | 0 | 12 | 1
NO |  | 6 | 2015 | 3 | 16 | 16 |  | 0118 CLOVERDALE, VA | MATT FUNK, VA | 138 | 138 | ST | 0 | 20.98 | 1 | 636KCM ACSR | 0 | 0 | 0 | 0 | 0 | 0 | 0 | 0 | 0 | 0 | 0 | 0 | 0 | 0 | 0 | 0 | 0 | 0 | 0 | 0 | 0 | 0 | 0 | 12 | 1
NO |  | 6 | 2015 | 3 | 17 | 17 |  | 0119 CLOVERDALE, VA | GLEN LYN, VA | 138 | 138 | ST | 20.19 | 39.17 | 1 | 556KCM ACSR | 0 | 0 | 0 | 0 | 0 | 0 | 0 | 0 | 0 | 0 | 0 | 0 | 0 | 0 | 0 | 0 | 0 | 0 | 0 | 0 | 0 | 0 | 0 | 12 | 1
NO |  | 6 | 2015 | 3 | 18 | 18 |  | 0374 PATRIOT CENTRE EXT |  | 138 | 138 | ST | 3 | 0 | 1 | 795KCM ACSR | 0 | 0 | 0 | 0 | 0 | 0 | 0 | 0 | 0 | 0 | 0 | 0 | 0 | 0 | 0 | 0 | 0 | 0 | 0 | 0 | 0 | 0 | 0 | 12 | 1
NO |  | 6 | 2015 | 3 | 19 | 19 |  | 0367 BURLINGTON HEIGHTS LOO |  | 138 | 138 | ST | 0.02 | 0.02 | 1 | 795KCM ACSR | 0 | 0 | 0 | 0 | 0 | 0 | 0 | 0 | 0 | 0 | 0 | 0 | 0 | 0 | 0 | 0 | 0 | 0 | 0 | 0 | 0 | 0 | 0 | 12 | 1
NO |  | 6 | 2015 | 3 | 20 | 20 |  | 0383 WEST SALEM LOOP, VA |  | 138 | 138 | ST | 0.3 | 0.3 | 1 | 795KCM ACSR | 0 | 0 | 0 | 0 | 0 | 0 | 0 | 0 | 0 | 0 | 0 | 0 | 0 | 0 | 0 | 0 | 0 | 0 | 0 | 0 | 0 | 0 | 0 | 12 | 1
NO |  | 6 | 2015 | 3 | 21 | 21 |  | 0116 CELANESE, VA | GLEN LYN, VA | 138 | 138 | ST | 3.59 | 0 | 1 | 556KCM ACSR | 0 | 0 | 0 | 0 | 0 | 0 | 0 | 0 | 0 | 0 | 0 | 0 | 0 | 0 | 0 | 0 | 0 | 0 | 0 | 0 | 0 | 0 | 0 | 12 | 1
NO |  | 6 | 2015 | 3 | 22 | 22 |  | 0116 CELANESE, VA | GLEN LYN, VA | 0 | 0 | WP | 3.58 | 0 | 0 |  | 0 | 0 | 0 | 0 | 0 | 0 | 0 | 0 | 0 | 0 | 0 | 0 | 0 | 0 | 0 | 0 | 0 | 0 | 0 | 0 | 0 | 0 | 0 | 12 | 1
NO |  | 6 | 2015 | 3 | 23 | 23 |  | 0462 MATT FUNK EXT |  | 138 | 138 | ST | 4.5 | 0 | 0 | 1590 KCM ACSR | 0 | 0 | 0 | 0 | 0 | 0 | 0 | 0 | 0 | 0 | 0 | 0 | 0 | 0 | 0 | 0 | 0 | 0 | 0 | 0 | 0 | 0 | 0 | 12 | 1
NO |  | 6 | 2015 | 3 | 24 | 24 |  | 0115 CELANESE, VA | MATT FUNK, VA | 138 | 138 | ST | 34.1 | 0 | 1 | 556KCM ACSR | 0 | 0 | 0 | 0 | 0 | 0 | 0 | 0 | 0 | 0 | 0 | 0 | 0 | 0 | 0 | 0 | 0 | 0 | 0 | 0 | 0 | 0 | 0 | 12 | 1
NO |  | 6 | 2015 | 3 | 25 | 25 |  | 0115 CELANESE, VA | MATT FUNK, VA | 0 | 0 | WP | 2.1 | 0 | 0 |  | 0 | 0 | 0 | 0 | 0 | 0 | 0 | 0 | 0 | 0 | 0 | 0 | 0 | 0 | 0 | 0 | 0 | 0 | 0 | 0 | 0 | 0 | 0 | 12 | 1
NO |  | 6 | 2015 | 3 | 26 | 26 |  | 0038 BRADLEY CIR-A, WV | GLEN LYN-HINTON, VA | 138 | 138 | ST | 0.32 | 3.55 | 1 | 556KCM ACSR | 0 | 0 | 0 | 0 | 0 | 0 | 0 | 0 | 0 | 0 | 0 | 0 | 0 | 0 | 0 | 0 | 0 | 0 | 0 | 0 | 0 | 0 | 0 | 12 | 1
NO |  | 6 | 2015 | 3 | 27 | 27 |  | 0224 BRADLEY CIR-B, WV | GLEN LYN-HINTON | 138 | 138 | ST | 3.55 | 0.32 | 1 | 556KCM ACSR | 0 | 0 | 0 | 0 | 0 | 0 | 0 | 0 | 0 | 0 | 0 | 0 | 0 | 0 | 0 | 0 | 0 | 0 | 0 | 0 | 0 | 0 | 0 | 12 | 1
NO |  | 6 | 2015 | 3 | 28 | 28 |  | 0145 ALTAVISTA, VA | REUSENS, VA | 138 | 138 | ST | 5.49 | 0 | 1 | 397KCM ACSR | 0 | 0 | 0 | 0 | 0 | 0 | 0 | 0 | 0 | 0 | 0 | 0 | 0 | 0 | 0 | 0 | 0 | 0 | 0 | 0 | 0 | 0 | 0 | 12 | 1
NO |  | 6 | 2015 | 3 | 29 | 29 |  | 0311 OPOSSUM CREEK, VA | REUSENS, VA | 138 | 138 | ST | 9.3 | 5.49 | 1 | 397KCM ACSR | 0 | 0 | 0 | 0 | 0 | 0 | 0 | 0 | 0 | 0 | 0 | 0 | 0 | 0 | 0 | 0 | 0 | 0 | 0 | 0 | 0 | 0 | 0 | 12 | 1
NO |  | 6 | 2015 | 3 | 30 | 30 |  | 0312 BRUSH TAVERN TAP, VA |  | 138 | 138 | WP | 2.89 | 0 | 1 | 556KCM ACSR | 0 | 0 | 0 | 0 | 0 | 0 | 0 | 0 | 0 | 0 | 0 | 0 | 0 | 0 | 0 | 0 | 0 | 0 | 0 | 0 | 0 | 0 | 0 | 12 | 1
NO |  | 6 | 2015 | 3 | 31 | 31 |  | 0145A BOONSBORO LOOP, VA |  | 138 | 138 | ST | 0.02 | 0.02 | 1 | 397KCM ACSR | 0 | 0 | 0 | 0 | 0 | 0 | 0 | 0 | 0 | 0 | 0 | 0 | 0 | 0 | 0 | 0 | 0 | 0 | 0 | 0 | 0 | 0 | 0 | 12 | 1
NO |  | 6 | 2015 | 3 | 32 | 32 |  | 0394 GRAVES MILLS LOOP, VA |  | 138 | 138 | ST | 0.04 | 0.04 | 1 | 795KCM ACSR | 0 | 0 | 0 | 0 | 0 | 0 | 0 | 0 | 0 | 0 | 0 | 0 | 0 | 0 | 0 | 0 | 0 | 0 | 0 | 0 | 0 | 0 | 0 | 12 | 1
NO |  | 6 | 2015 | 3 | 33 | 33 |  | 7119 HANCOCK, VA | ROANOKE, VA TOWER 198 | 138 | 138 |  | 0 | 0 | 0 |  | 0 | 0 | 0 | 0 | 0 | 0 | 0 | 0 | 0 | 0 | 0 | 0 | 0 | 0 | 0 | 0 | 0 | 0 | 0 | 0 | 0 | 0 | 0 | 12 | 1
NO |  | 6 | 2015 | 3 | 34 | 34 |  | 0156A CLIFFORD, VA | REUSENS, VA | 138 | 138 | ST | 22.63 | 3.63 | 1 | 795KCM ACSR | 0 | 0 | 0 | 0 | 0 | 0 | 0 | 0 | 0 | 0 | 0 | 0 | 0 | 0 | 0 | 0 | 0 | 0 | 0 | 0 | 0 | 0 | 0 | 12 | 1
NO |  | 6 | 2015 | 3 | 35 | 35 |  | 0156 CLIFFORD, VA | SCOTTSVILLE, VA | 138 | 138 | ST | 28.56 | 0 | 1 | 397KCM ACSR | 0 | 0 | 0 | 0 | 0 | 0 | 0 | 0 | 0 | 0 | 0 | 0 | 0 | 0 | 0 | 0 | 0 | 0 | 0 | 0 | 0 | 0 | 0 | 12 | 1
NO |  | 6 | 2015 | 4 | 1 | 1 |  | 0156B BREMO, VA | SCOTTSVILLE, VA | 138 | 138 | ST | 7.11 | 0 | 1 | 397KCM ACSR | 0 | 0 | 0 | 0 | 0 | 0 | 0 | 0 | 0 | 0 | 0 | 0 | 0 | 0 | 0 | 0 | 0 | 0 | 0 | 0 | 0 | 0 | 0 | 12 | 1
NO |  | 6 | 2015 | 4 | 2 | 2 |  | 0170 OPOSSUM CREEK, VA | SMITH MOUNTAIN, VA | 138 | 138 | ST | 14.51 | 0 | 1 | 556KCM ACSR | 0 | 0 | 0 | 0 | 0 | 0 | 0 | 0 | 0 | 0 | 0 | 0 | 0 | 0 | 0 | 0 | 0 | 0 | 0 | 0 | 0 | 0 | 0 | 12 | 1
NO |  | 6 | 2015 | 4 | 3 | 3 |  | 0170 OPOSSUM CREEK, VA | SMITH MOUNTAIN, VA | 0 | 0 | WP | 18.93 | 0 | 0 |  | 0 | 0 | 0 | 0 | 0 | 0 | 0 | 0 | 0 | 0 | 0 | 0 | 0 | 0 | 0 | 0 | 0 | 0 | 0 | 0 | 0 | 0 | 0 | 12 | 1
NO |  | 6 | 2015 | 4 | 4 | 4 |  | 0170 LEESVILLE, VA | SMITH MOUNTAIN, VA | 138 | 138 | ST | 0 | 8.13 | 1 | 556KCM ACSR | 0 | 0 | 0 | 0 | 0 | 0 | 0 | 0 | 0 | 0 | 0 | 0 | 0 | 0 | 0 | 0 | 0 | 0 | 0 | 0 | 0 | 0 | 0 | 12 | 1
NO |  | 6 | 2015 | 4 | 5 | 5 |  | 0173 ALTAVISTA, VA | LEESVILLE, VA | 138 | 138 | ST | 0.06 | 5.12 | 1 | 556KCM ACSR | 0 | 0 | 0 | 0 | 0 | 0 | 0 | 0 | 0 | 0 | 0 | 0 | 0 | 0 | 0 | 0 | 0 | 0 | 0 | 0 | 0 | 0 | 0 | 12 | 1
NO |  | 6 | 2015 | 4 | 6 | 6 |  | 0173 ALTAVISTA, VA | LEESVILLE, VA | 0 | 0 | WP | 3.42 | 0 | 0 |  | 0 | 0 | 0 | 0 | 0 | 0 | 0 | 0 | 0 | 0 | 0 | 0 | 0 | 0 | 0 | 0 | 0 | 0 | 0 | 0 | 0 | 0 | 0 | 12 | 1
NO |  | 6 | 2015 | 4 | 7 | 7 |  | 0258 OPOSSUM CREEK, VA | PEAKSVIEW, VA | 138 | 138 | WP | 1.43 | 0 | 1 | 556KCM ACSR | 0 | 0 | 0 | 0 | 0 | 0 | 0 | 0 | 0 | 0 | 0 | 0 | 0 | 0 | 0 | 0 | 0 | 0 | 0 | 0 | 0 | 0 | 0 | 12 | 1
NO |  | 6 | 2015 | 4 | 8 | 8 |  | 0309 EAST LYNCHBURG, VA | OPOSSUM CREEK, VA | 138 | 138 | ST | 2.93 | 0 | 1 | 1590KCM ACSR | 0 | 0 | 0 | 0 | 0 | 0 | 0 | 0 | 0 | 0 | 0 | 0 | 0 | 0 | 0 | 0 | 0 | 0 | 0 | 0 | 0 | 0 | 0 | 12 | 1
NO |  | 6 | 2015 | 4 | 9 | 9 |  | 0322 JOSHUA FALLS, VA | REUSENS, VA | 138 | 138 | ST | 6.36 | 0 | 1 | 556KCM ACSR | 0 | 0 | 0 | 0 | 0 | 0 | 0 | 0 | 0 | 0 | 0 | 0 | 0 | 0 | 0 | 0 | 0 | 0 | 0 | 0 | 0 | 0 | 0 | 12 | 1
NO |  | 6 | 2015 | 4 | 10 | 10 |  | 0322 JOSHUA FALLS, VA | REUSENS, VA | 0 | 0 | UG | 0.31 | 0 | 0 |  | 0 | 0 | 0 | 0 | 0 | 0 | 0 | 0 | 0 | 0 | 0 | 0 | 0 | 0 | 0 | 0 | 0 | 0 | 0 | 0 | 0 | 0 | 0 | 12 | 1
NO |  | 6 | 2015 | 4 | 11 | 11 |  | 0322 JOSHUA FALLS, VA | REUSENS, VA | 138 | 138 | ST | 2.71 | 6.9 | 1 | 1590KCM ACSR | 0 | 0 | 0 | 0 | 0 | 0 | 0 | 0 | 0 | 0 | 0 | 0 | 0 | 0 | 0 | 0 | 0 | 0 | 0 | 0 | 0 | 0 | 0 | 12 | 1
NO |  | 6 | 2015 | 4 | 12 | 12 |  | 0321 JOSHUA FALLS, VA | OPOSSUM CREEK, VA | 138 | 138 | ST | 0 | 6.52 | 1 | 1590KCM ACSR | 0 | 0 | 0 | 0 | 0 | 0 | 0 | 0 | 0 | 0 | 0 | 0 | 0 | 0 | 0 | 0 | 0 | 0 | 0 | 0 | 0 | 0 | 0 | 12 | 1
NO |  | 6 | 2015 | 4 | 13 | 13 |  | 0320 EAST LYNCHBURG, VA | JOSHUA FALLS, VA | 138 | 138 | ST | 3.03 | 0 | 1 | 1590KCM ACSR | 0 | 0 | 0 | 0 | 0 | 0 | 0 | 0 | 0 | 0 | 0 | 0 | 0 | 0 | 0 | 0 | 0 | 0 | 0 | 0 | 0 | 0 | 0 | 12 | 1
NO |  | 6 | 2015 | 4 | 14 | 14 |  | 0320 EAST LYNCHBURG, VA | JOSHUA FALLS, VA | 0 | 0 | UG | 0.61 | 0 | 0 |  | 0 | 0 | 0 | 0 | 0 | 0 | 0 | 0 | 0 | 0 | 0 | 0 | 0 | 0 | 0 | 0 | 0 | 0 | 0 | 0 | 0 | 0 | 0 | 12 | 1
NO |  | 6 | 2015 | 4 | 15 | 15 |  | 0366 RUSTBURG TAP, VA |  | 138 | 138 | WP | 4.46 | 0 | 1 | 795KCM ACSR | 0 | 0 | 0 | 0 | 0 | 0 | 0 | 0 | 0 | 0 | 0 | 0 | 0 | 0 | 0 | 0 | 0 | 0 | 0 | 0 | 0 | 0 | 0 | 12 | 1
NO |  | 6 | 2015 | 4 | 16 | 16 |  | 0395 MONEL LOOP, VA |  | 138 | 138 | ST | 0.03 | 0.03 | 1 | 1590KCM ACSR | 0 | 0 | 0 | 0 | 0 | 0 | 0 | 0 | 0 | 0 | 0 | 0 | 0 | 0 | 0 | 0 | 0 | 0 | 0 | 0 | 0 | 0 | 0 | 12 | 1
NO |  | 6 | 2015 | 4 | 17 | 17 |  | 0399 TANK HILL TAP, VA |  | 138 | 138 | WP | 0.95 | 0 | 1 | 795KCM ACSR | 0 | 0 | 0 | 0 | 0 | 0 | 0 | 0 | 0 | 0 | 0 | 0 | 0 | 0 | 0 | 0 | 0 | 0 | 0 | 0 | 0 | 0 | 0 | 12 | 1
NO |  | 6 | 2015 | 4 | 18 | 18 |  | 0161 CLOVERDALE, VA | ROANOKE, VA | 138 | 138 | ST | 16.43 | 0 | 1 | 556KCM ACSR | 0 | 0 | 0 | 0 | 0 | 0 | 0 | 0 | 0 | 0 | 0 | 0 | 0 | 0 | 0 | 0 | 0 | 0 | 0 | 0 | 0 | 0 | 0 | 12 | 1
NO |  | 6 | 2015 | 4 | 19 | 19 |  | 0161 CLOVERDALE, VA | ROANOKE, VA | 0 | 0 | ST | 0.66 | 0 | 0 | 795KCM ACSR | 0 | 0 | 0 | 0 | 0 | 0 | 0 | 0 | 0 | 0 | 0 | 0 | 0 | 0 | 0 | 0 | 0 | 0 | 0 | 0 | 0 | 0 | 0 | 12 | 1
NO |  | 6 | 2015 | 4 | 20 | 20 |  | 0160 CLOVERDALE, VA | REUSENS, VA | 138 | 138 | ST | 36.17 | 7.89 | 1 | 397KCM ACSR | 0 | 0 | 0 | 0 | 0 | 0 | 0 | 0 | 0 | 0 | 0 | 0 | 0 | 0 | 0 | 0 | 0 | 0 | 0 | 0 | 0 | 0 | 0 | 12 | 1
NO |  | 6 | 2015 | 4 | 21 | 21 |  | 0160 CLOVERDALE, VA | REUSENS, VA | 138 | 138 | SP | 1.11 | 0 | 0 | 636 KCM ACSR | 0 | 0 | 0 | 0 | 0 | 0 | 0 | 0 | 0 | 0 | 0 | 0 | 0 | 0 | 0 | 0 | 0 | 0 | 0 | 0 | 0 | 0 | 0 | 12 | 1
NO |  | 6 | 2015 | 4 | 22 | 22 |  | MOSELEY, VA | REUSENS, VA | 138 | 138 | ST | 0 | 22.19 | 1 | 397KCM ACSR | 0 | 0 | 0 | 0 | 0 | 0 | 0 | 0 | 0 | 0 | 0 | 0 | 0 | 0 | 0 | 0 | 0 | 0 | 0 | 0 | 0 | 0 | 0 | 12 | 1
NO |  | 6 | 2015 | 4 | 23 | 23 |  | 0163 MOSELEY, VA | ROANOKE, VA | 138 | 138 | ST | 0.56 | 20.25 | 1 | 795KCM ACSR | 0 | 0 | 0 | 0 | 0 | 0 | 0 | 0 | 0 | 0 | 0 | 0 | 0 | 0 | 0 | 0 | 0 | 0 | 0 | 0 | 0 | 0 | 0 | 12 | 1
NO |  | 6 | 2015 | 4 | 24 | 24 |  | 0421 MOUNT UNION | CLOVERDALE | 69 | 138 |  | 0 | 0 | 0 |  | 0 | 0 | 0 | 0 | 0 | 0 | 0 | 0 | 0 | 0 | 0 | 0 | 0 | 0 | 0 | 0 | 0 | 0 | 0 | 0 | 0 | 0 | 0 | 12 | 1
NO |  | 6 | 2015 | 4 | 25 | 25 |  | 0292 VINTON LOOP, VA |  | 138 | 138 | ST | 0.02 | 0.02 | 1 | 795KCM ACSR | 0 | 0 | 0 | 0 | 0 | 0 | 0 | 0 | 0 | 0 | 0 | 0 | 0 | 0 | 0 | 0 | 0 | 0 | 0 | 0 | 0 | 0 | 0 | 12 | 1
NO |  | 6 | 2015 | 4 | 26 | 26 |  | 0396 BONSACK LOOP, VA |  | 138 | 138 | ST | 0.33 | 0.33 | 1 | 795KCM ACSR | 0 | 0 | 0 | 0 | 0 | 0 | 0 | 0 | 0 | 0 | 0 | 0 | 0 | 0 | 0 | 0 | 0 | 0 | 0 | 0 | 0 | 0 | 0 | 12 | 1
NO |  | 6 | 2015 | 4 | 27 | 27 |  | 0168 EAST DANVILLE, VA | SMITH MOUNTAIN, VA | 138 | 138 | AT | 32.1 | 0 | 1 | 556KCM ACSR | 0 | 0 | 0 | 0 | 0 | 0 | 0 | 0 | 0 | 0 | 0 | 0 | 0 | 0 | 0 | 0 | 0 | 0 | 0 | 0 | 0 | 0 | 0 | 12 | 1
NO |  | 6 | 2015 | 4 | 28 | 28 |  | 0168A BEARSKIN TAP, VA |  | 138 | 138 | ST | 0.02 | 0 | 1 | 556KCM ACSR | 0 | 0 | 0 | 0 | 0 | 0 | 0 | 0 | 0 | 0 | 0 | 0 | 0 | 0 | 0 | 0 | 0 | 0 | 0 | 0 | 0 | 0 | 0 | 12 | 1
NO |  | 6 | 2015 | 4 | 29 | 29 |  | 0419 PENHOOK, VA | SMITH MOUNTAIN, VA | 138 | 138 | ST | 6.55 | 0 | 1 | 1033KCM ACSR | 0 | 0 | 0 | 0 | 0 | 0 | 0 | 0 | 0 | 0 | 0 | 0 | 0 | 0 | 0 | 0 | 0 | 0 | 0 | 0 | 0 | 0 | 0 | 12 | 1
NO |  | 6 | 2015 | 4 | 30 | 30 |  | 0371 PENHOOK, VA | WESTLAKE | 138 | 138 | ST | 14.77 | 0 | 0 | 1033KCM ACSR | 0 | 0 | 0 | 0 | 0 | 0 | 0 | 0 | 0 | 0 | 0 | 0 | 0 | 0 | 0 | 0 | 0 | 0 | 0 | 0 | 0 | 0 | 0 | 12 | 1
NO |  | 6 | 2015 | 4 | 31 | 31 |  | 0369 BLAINE, VA | WESTLAKE | 138 | 138 | ST | 10.56 | 0 | 1 | 1033.5 KCM ACSR | 0 | 0 | 0 | 0 | 0 | 0 | 0 | 0 | 0 | 0 | 0 | 0 | 0 | 0 | 0 | 0 | 0 | 0 | 0 | 0 | 0 | 0 | 0 | 12 | 1
NO |  | 6 | 2015 | 4 | 32 | 32 |  | 0423 STONEWALL TAP |  | 69 | 138 | WP | 8.14 | 0 | 1 |  | 0 | 0 | 0 | 0 | 0 | 0 | 0 | 0 | 0 | 0 | 0 | 0 | 0 | 0 | 0 | 0 | 0 | 0 | 0 | 0 | 0 | 0 | 0 | 12 | 1
NO |  | 6 | 2015 | 4 | 33 | 33 |  | 0423 STONEWALL TAP |  | 0 | 0 | ST | 0.51 | 0 | 0 | 795 KCM ACSR | 0 | 0 | 0 | 0 | 0 | 0 | 0 | 0 | 0 | 0 | 0 | 0 | 0 | 0 | 0 | 0 | 0 | 0 | 0 | 0 | 0 | 0 | 0 | 12 | 1
NO |  | 6 | 2015 | 4 | 34 | 34 |  | 0259 REGIS, VA | MONUMENT, VA | 138 | 138 | WP | 1.9 | 0.7 | 1 | 795KCM ACSR | 0 | 0 | 0 | 0 | 0 | 0 | 0 | 0 | 0 | 0 | 0 | 0 | 0 | 0 | 0 | 0 | 0 | 0 | 0 | 0 | 0 | 0 | 0 | 12 | 1
NO |  | 6 | 2015 | 5 | 1 | 1 |  | 0266 HANCOCK, VA | ROANOKE ELECTRIC STEEL, VA | 138 | 138 | ST | 1.28 | 0 | 1 | 795KCM ACSR | 0 | 0 | 0 | 0 | 0 | 0 | 0 | 0 | 0 | 0 | 0 | 0 | 0 | 0 | 0 | 0 | 0 | 0 | 0 | 0 | 0 | 0 | 0 | 12 | 1
NO |  | 6 | 2015 | 5 | 2 | 2 |  | 0266 HANCOCK, VA | ROANOKE ELECTRIC STEEL, VA | 0 | 0 | WP | 0.47 | 0 | 0 |  | 0 | 0 | 0 | 0 | 0 | 0 | 0 | 0 | 0 | 0 | 0 | 0 | 0 | 0 | 0 | 0 | 0 | 0 | 0 | 0 | 0 | 0 | 0 | 12 | 1
NO |  | 6 | 2015 | 5 | 3 | 3 |  | 0042 SALTVILLE, VA | TAZEWELL, VA | 138 | 138 | ST | 20.71 | 0.09 | 1 | 1272KCM ACSR | 0 | 0 | 0 | 0 | 0 | 0 | 0 | 0 | 0 | 0 | 0 | 0 | 0 | 0 | 0 | 0 | 0 | 0 | 0 | 0 | 0 | 0 | 0 | 12 | 1
NO |  | 6 | 2015 | 5 | 4 | 4 |  | 0042 SALTVILLE, VA | TAZEWELL, VA | 138 | 138 | ST | 0 | 20.64 | 1 | 397KCM ACSR | 0 | 0 | 0 | 0 | 0 | 0 | 0 | 0 | 0 | 0 | 0 | 0 | 0 | 0 | 0 | 0 | 0 | 0 | 0 | 0 | 0 | 0 | 0 | 12 | 1
NO |  | 6 | 2015 | 5 | 5 | 5 |  | 0270 BLUEFIELD, WV | TAZEWELL, VA | 138 | 138 | WP | 20.51 | 0 | 1 | 795KCM ACSR | 0 | 0 | 0 | 0 | 0 | 0 | 0 | 0 | 0 | 0 | 0 | 0 | 0 | 0 | 0 | 0 | 0 | 0 | 0 | 0 | 0 | 0 | 0 | 12 | 1
NO |  | 6 | 2015 | 5 | 6 | 6 |  | BAILEYSVILLE, WV | TAZEWELL, VA | 138 | 138 | ST | 8.71 | 0 | 1 | 397KCM ACSR | 0 | 0 | 0 | 0 | 0 | 0 | 0 | 0 | 0 | 0 | 0 | 0 | 0 | 0 | 0 | 0 | 0 | 0 | 0 | 0 | 0 | 0 | 0 | 12 | 1
NO |  | 6 | 2015 | 5 | 7 | 7 |  | BAILEYSVILLE, WV | TAZEWELL, VA | 138 | 138 | ST | 0.06 | 8.71 | 1 | 397KCM ACSR | 0 | 0 | 0 | 0 | 0 | 0 | 0 | 0 | 0 | 0 | 0 | 0 | 0 | 0 | 0 | 0 | 0 | 0 | 0 | 0 | 0 | 0 | 0 | 12 | 1
NO |  | 6 | 2015 | 5 | 8 | 8 |  | 0338 BLUEFIELD, VA | SOUTH PRINCETON, VA | 138 | 138 | WP | 5.98 | 0 | 1 | 556KCM ACSR | 0 | 0 | 0 | 0 | 0 | 0 | 0 | 0 | 0 | 0 | 0 | 0 | 0 | 0 | 0 | 0 | 0 | 0 | 0 | 0 | 0 | 0 | 0 | 12 | 1
NO |  | 6 | 2015 | 5 | 9 | 9 |  | 0414 RIVERVILLE TAP, VA |  | 138 | 138 | ST | 0.11 | 0 | 1 | 795KCM ACSR | 0 | 0 | 0 | 0 | 0 | 0 | 0 | 0 | 0 | 0 | 0 | 0 | 0 | 0 | 0 | 0 | 0 | 0 | 0 | 0 | 0 | 0 | 0 | 12 | 1
NO |  | 6 | 2015 | 5 | 10 | 10 |  | 0132 ROANOKE | CAROLINA | 138 | 138 | WP | 9.02 | 0 | 0 |  | 0 | 0 | 0 | 0 | 0 | 0 | 0 | 0 | 0 | 0 | 0 | 0 | 0 | 0 | 0 | 0 | 0 | 0 | 0 | 0 | 0 | 0 | 0 | 12 | 1
NO |  | 6 | 2015 | 5 | 11 | 11 |  | 0132 ROANOKE | CAROLINA | 138 | 138 | ST | 44.09 | 57.16 | 1 | 795KCM ACSR | 0 | 0 | 0 | 0 | 0 | 0 | 0 | 0 | 0 | 0 | 0 | 0 | 0 | 0 | 0 | 0 | 0 | 0 | 0 | 0 | 0 | 0 | 0 | 12 | 1
NO |  | 6 | 2015 | 5 | 12 | 12 |  | 0385 CAPITALIZED SPARE PART | MAX MEADOW | 138 | 138 |  | 0 | 0 | 1 |  | 0 | 0 | 0 | 0 | 0 | 0 | 0 | 0 | 0 | 0 | 0 | 0 | 0 | 0 | 0 | 0 | 0 | 0 | 0 | 0 | 0 | 0 | 0 | 12 | 1
NO |  | 6 | 2015 | 5 | 13 | 13 |  | 1004 KEYWOOD TAP |  | 138 | 138 | WP | 0.38 | 0 | 0 |  | 0 | 0 | 0 | 0 | 0 | 0 | 0 | 0 | 0 | 0 | 0 | 0 | 0 | 0 | 0 | 0 | 0 | 0 | 0 | 0 | 0 | 0 | 0 | 12 | 1
NO |  | 6 | 2015 | 5 | 14 | 14 |  | 0467 CLEARBROOK, VA | MATT FUNK, VA | 138 | 138 | SP | 0.09 | 0 | 1 | 1590KCM ACSR | 0 | 0 | 0 | 0 | 0 | 0 | 0 | 0 | 0 | 0 | 0 | 0 | 0 | 0 | 0 | 0 | 0 | 0 | 0 | 0 | 0 | 0 | 0 | 12 | 1
NO |  | 6 | 2015 | 5 | 15 | 15 |  | 0380 FALLING BRANCH | MERRIMAC | 138 | 138 | SP | 6.41 | 0 | 1 | 1033 KCM ACSR | 0 | 0 | 0 | 0 | 0 | 0 | 0 | 0 | 0 | 0 | 0 | 0 | 0 | 0 | 0 | 0 | 0 | 0 | 0 | 0 | 0 | 0 | 0 | 12 | 1
NO |  | 6 | 2015 | 5 | 16 | 16 |  | 0380 FALLING BRANCH | MERRIMAC | 138 | 138 | SP | 0.59 | 0 | 1 | 1033 KCM ACSR | 0 | 0 | 0 | 0 | 0 | 0 | 0 | 0 | 0 | 0 | 0 | 0 | 0 | 0 | 0 | 0 | 0 | 0 | 0 | 0 | 0 | 0 | 0 | 12 | 1
NO |  | 6 | 2015 | 5 | 17 | 17 |  | 0380 FALLING BRANCH | MERRIMAC | 69 | 138 | SP | 0.58 | 0 | 1 | 1033 KCM ACSR | 0 | 0 | 0 | 0 | 0 | 0 | 0 | 0 | 0 | 0 | 0 | 0 | 0 | 0 | 0 | 0 | 0 | 0 | 0 | 0 | 0 | 0 | 0 | 12 | 1
NO |  | 6 | 2015 | 5 | 18 | 18 |  | 0381 LAKE FOREST, VA |  | 138 | 138 | ST | 3.3 | 0 | 2 | 1590KCM ACSR | 0 | 0 | 0 | 0 | 0 | 0 | 0 | 0 | 0 | 0 | 0 | 0 | 0 | 0 | 0 | 0 | 0 | 0 | 0 | 0 | 0 | 0 | 0 | 12 | 1
NO |  | 6 | 2015 | 5 | 19 | 19 |  | 0464 HUNTINGTON COURT | ROANOKE | 138 | 138 | ST | 6.39 | 0 | 1 | 795 ACSR | 0 | 0 | 0 | 0 | 0 | 0 | 0 | 0 | 0 | 0 | 0 | 0 | 0 | 0 | 0 | 0 | 0 | 0 | 0 | 0 | 0 | 0 | 0 | 12 | 1
NO |  | 6 | 2015 | 5 | 20 | 20 |  | 0465 SUNSCAPE |  | 138 | 138 | ST | 1.4 | 0 | 2 | 1590KCM ACSR | 0 | 0 | 0 | 0 | 0 | 0 | 0 | 0 | 0 | 0 | 0 | 0 | 0 | 0 | 0 | 0 | 0 | 0 | 0 | 0 | 0 | 0 | 0 | 12 | 1
NO |  | 6 | 2015 | 5 | 21 | 21 |  | 0470 LOCKHART, VA |  | 138 | 138 | ST | 0 | 0.3 | 1 | 795KCM ACSR | 0 | 0 | 0 | 0 | 0 | 0 | 0 | 0 | 0 | 0 | 0 | 0 | 0 | 0 | 0 | 0 | 0 | 0 | 0 | 0 | 0 | 0 | 0 | 12 | 1
NO |  | 6 | 2015 | 5 | 22 | 22 |  | 0435 DUTY, VA | 138KV EXTENSION | 138 | 138 |  | 0 | 0 | 1 |  | 0 | 0 | 0 | 0 | 0 | 0 | 0 | 0 | 0 | 0 | 0 | 0 | 0 | 0 | 0 | 0 | 0 | 0 | 0 | 0 | 0 | 0 | 0 | 12 | 1
NO |  | 6 | 2015 | 5 | 23 | 23 |  | 0388 TECH DRIVE | 138KV EXTENSION | 138 | 138 | ST | 0.04 | 0 | 1 | 1590 KCM ACSR | 0 | 0 | 0 | 0 | 0 | 0 | 0 | 0 | 0 | 0 | 0 | 0 | 0 | 0 | 0 | 0 | 0 | 0 | 0 | 0 | 0 | 0 | 0 | 12 | 1
NO |  | 6 | 2015 | 5 | 24 | 24 |  | 0484 HORSEPEN | 138KV EXTENSION | 138 | 138 |  | 0 | 0 | 0 |  | 0 | 0 | 0 | 0 | 0 | 0 | 0 | 0 | 0 | 0 | 0 | 0 | 0 | 0 | 0 | 0 | 0 | 0 | 0 | 0 | 0 | 0 | 0 | 12 | 1
NO |  | 6 | 2015 | 5 | 25 | 25 |  | 0485 JACKSONS FERRY | WYTHE | 138 | 138 |  | 0 | 0 | 0 |  | 0 | 0 | 0 | 0 | 0 | 0 | 0 | 0 | 0 | 0 | 0 | 0 | 0 | 0 | 0 | 0 | 0 | 0 | 0 | 0 | 0 | 0 | 0 | 12 | 1
NO |  | 6 | 2015 | 5 | 26 | 26 |  | 0110A FALLING BRANCH LOOP |  | 138 | 138 | ST | 0.63 | 0 | 1 | 556.5 KCM 26/7 AC | 0 | 0 | 0 | 0 | 0 | 0 | 0 | 0 | 0 | 0 | 0 | 0 | 0 | 0 | 0 | 0 | 0 | 0 | 0 | 0 | 0 | 0 | 0 | 12 | 1
NO |  | 6 | 2015 | 5 | 27 | 27 |  | 0460 BRUSH TAVERN | LYNBROOK | 138 | 138 |  | 0 | 0 | 0 |  | 0 | 0 | 0 | 0 | 0 | 0 | 0 | 0 | 0 | 0 | 0 | 0 | 0 | 0 | 0 | 0 | 0 | 0 | 0 | 0 | 0 | 0 | 0 | 12 | 1
NO |  | 6 | 2015 | 5 | 28 | 28 |  | 0501 JACKSONS FERRY | BUS TIE #3 | 138 | 138 | SP | 0.42 | 0 | 1 | 1590 KCM ACSR | 0 | 0 | 0 | 0 | 0 | 0 | 0 | 0 | 0 | 0 | 0 | 0 | 0 | 0 | 0 | 0 | 0 | 0 | 0 | 0 | 0 | 0 | 0 | 12 | 1
NO |  | 6 | 2015 | 5 | 30 | 30 |  | STATE OF WEST VIRGINIA |  | 0 | 0 |  | 0 | 0 | 0 |  | 0 | 0 | 0 | 0 | 0 | 0 | 0 | 0 | 0 | 0 | 0 | 0 | 0 | 0 | 0 | 0 | 0 | 0 | 0 | 0 | 0 | 0 | 0 | 12 | 1
NO |  | 6 | 2015 | 5 | 32 | 32 |  | 0276 AMOS, WV | HANGING ROCK, H | 765 | 765 | ST | 26.7 | 0 | 1 | 954KCM ACSR | 0 | 0 | 0 | 0 | 0 | 0 | 0 | 0 | 0 | 0 | 0 | 0 | 0 | 0 | 0 | 0 | 0 | 0 | 0 | 0 | 0 | 0 | 0 | 12 | 1
NO |  | 6 | 2015 | 5 | 33 | 33 |  | 0297 GAVIN, OH | MOUNTAINEER, WV | 765 | 765 | ST | 8.29 | 0 | 1 | 1351KCM ACSR | 0 | 0 | 0 | 0 | 0 | 0 | 0 | 0 | 0 | 0 | 0 | 0 | 0 | 0 | 0 | 0 | 0 | 0 | 0 | 0 | 0 | 0 | 0 | 12 | 1
NO |  | 6 | 2015 | 5 | 34 | 34 |  | 0296 KAMMER, WV | MOUNTAINEER, WV | 765 | 765 | ST | 19.37 | 0 | 1 | 1351KCM ACSR | 0 | 0 | 0 | 0 | 0 | 0 | 0 | 0 | 0 | 0 | 0 | 0 | 0 | 0 | 0 | 0 | 0 | 0 | 0 | 0 | 0 | 0 | 0 | 12 | 1
NO |  | 6 | 2015 | 5 | 35 | 35 |  |  |  | 0 | 0 | AT | 95.48 | 0 | 0 |  | 0 | 0 | 0 | 0 | 0 | 0 | 0 | 0 | 0 | 0 | 0 | 0 | 0 | 0 | 0 | 0 | 0 | 0 | 0 | 0 | 0 | 0 | 0 | 12 | 1
NO |  | 6 | 2015 | 6 | 1 | 1 |  | 0183 AMOS, WV | CULLODEN, WV | 765 | 765 | AT | 15.2 | 0 | 1 | 954KCM ACSR | 0 | 0 | 0 | 0 | 0 | 0 | 0 | 0 | 0 | 0 | 0 | 0 | 0 | 0 | 0 | 0 | 0 | 0 | 0 | 0 | 0 | 0 | 0 | 12 | 1
NO |  | 6 | 2015 | 6 | 2 | 2 |  | 0183A BAKER, KY | CULLODEN, WV | 765 | 765 | AT | 33.86 | 0 | 1 | 954KCM ACSR | 0 | 0 | 0 | 0 | 0 | 0 | 0 | 0 | 0 | 0 | 0 | 0 | 0 | 0 | 0 | 0 | 0 | 0 | 0 | 0 | 0 | 0 | 0 | 12 | 1
NO |  | 6 | 2015 | 6 | 3 | 3 |  | 0324 CULLODEN, WV | WYOMING, WV | 765 | 765 | ST | 58.08 | 0 | 1 | 1351KCM ACSR | 0 | 0 | 0 | 0 | 0 | 0 | 0 | 0 | 0 | 0 | 0 | 0 | 0 | 0 | 0 | 0 | 0 | 0 | 0 | 0 | 0 | 0 | 0 | 12 | 1
NO |  | 6 | 2015 | 6 | 4 | 4 |  | 0344 CULLODEN, WV | GAVIN, OH | 765 | 765 | ST | 41.56 | 0 | 1 | 1351KCM ACSR | 0 | 0 | 0 | 0 | 0 | 0 | 0 | 0 | 0 | 0 | 0 | 0 | 0 | 0 | 0 | 0 | 0 | 0 | 0 | 0 | 0 | 0 | 0 | 12 | 1
NO |  | 6 | 2015 | 6 | 5 | 5 |  | 0405 JACKSONS FERRY | WYOMING | 765 | 765 | ST | 32.3 | 0 | 1 | 795KCM ACSR | 0 | 0 | 0 | 0 | 0 | 0 | 0 | 0 | 0 | 0 | 0 | 0 | 0 | 0 | 0 | 0 | 0 | 0 | 0 | 0 | 0 | 0 | 0 | 12 | 1
NO |  | 6 | 2015 | 6 | 6 | 6 |  | 0295 AMOS, WV | MOUNTAINEER, WV | 765 | 765 | ST | 46.58 | 0 | 1 | 1351KCM ACSR | 0 | 0 | 0 | 0 | 0 | 0 | 0 | 0 | 0 | 0 | 0 | 0 | 0 | 0 | 0 | 0 | 0 | 0 | 0 | 0 | 0 | 0 | 0 | 12 | 1
NO |  | 6 | 2015 | 6 | 7 | 7 |  | 0185 BAKER, KY | BROADFORD, VA | 765 | 765 | AT | 4.32 | 0 | 1 | 954KCM ACSR | 0 | 0 | 0 | 0 | 0 | 0 | 0 | 0 | 0 | 0 | 0 | 0 | 0 | 0 | 0 | 0 | 0 | 0 | 0 | 0 | 0 | 0 | 0 | 12 | 1
NO |  | 6 | 2015 | 6 | 8 | 8 |  | 0263 AMOS, WV | GAVIN | 765 | 765 |  | 0 | 0 | 1 |  | 0 | 0 | 0 | 0 | 0 | 0 | 0 | 0 | 0 | 0 | 0 | 0 | 0 | 0 | 0 | 0 | 0 | 0 | 0 | 0 | 0 | 0 | 0 | 12 | 1
NO |  | 6 | 2015 | 6 | 9 | 9 |  | 0012 BAKER, KY | TRI STATE, WV | 345 | 345 | ST | 5.58 | 0 | 1 | 954KCM ACSR | 0 | 0 | 0 | 0 | 0 | 0 | 0 | 0 | 0 | 0 | 0 | 0 | 0 | 0 | 0 | 0 | 0 | 0 | 0 | 0 | 0 | 0 | 0 | 12 | 1
NO |  | 6 | 2015 | 6 | 10 | 10 |  | 0003 KYGER CREEK, OH | SPORN, WV | 345 | 345 | ST | 12.12 | 0 | 1 | 1414KCM ACSR | 0 | 0 | 0 | 0 | 0 | 0 | 0 | 0 | 0 | 0 | 0 | 0 | 0 | 0 | 0 | 0 | 0 | 0 | 0 | 0 | 0 | 0 | 0 | 12 | 1
NO |  | 6 | 2015 | 6 | 11 | 11 |  | 0004 MUSKINGUM, WV | SPORN, WV | 345 | 345 | ST | 0 | 2.21 | 1 | 1275KCM ACSR | 0 | 0 | 0 | 0 | 0 | 0 | 0 | 0 | 0 | 0 | 0 | 0 | 0 | 0 | 0 | 0 | 0 | 0 | 0 | 0 | 0 | 0 | 0 | 12 | 1
NO |  | 6 | 2015 | 6 | 12 | 12 |  | 0004 MUSKINGUM, WV | SPORN, WV | 345 | 345 | SP | 2.4 | 0 | 2 | 959.6 KCM ACSS | 0 | 0 | 0 | 0 | 0 | 0 | 0 | 0 | 0 | 0 | 0 | 0 | 0 | 0 | 0 | 0 | 0 | 0 | 0 | 0 | 0 | 0 | 0 | 12 | 1
NO |  | 6 | 2015 | 6 | 13 | 13 |  | 0005 KANAWHA, WV | MATT FUNK, VA | 345 | 345 | ST | 5.8 | 0 | 1 | 1563KCM ACSR | 0 | 0 | 0 | 0 | 0 | 0 | 0 | 0 | 0 | 0 | 0 | 0 | 0 | 0 | 0 | 0 | 0 | 0 | 0 | 0 | 0 | 0 | 0 | 12 | 1
NO |  | 6 | 2015 | 6 | 14 | 14 |  | 0005 KANAWHA, WV | MATT FUNK, VA | 0 | 0 | AT | 60.1 | 0 | 0 |  | 0 | 0 | 0 | 0 | 0 | 0 | 0 | 0 | 0 | 0 | 0 | 0 | 0 | 0 | 0 | 0 | 0 | 0 | 0 | 0 | 0 | 0 | 0 | 12 | 1
NO |  | 6 | 2015 | 6 | 15 | 15 |  | 0218 AMOS, WV | SPORN, WV | 345 | 345 | ST | 46.29 | 0 | 1 | 1563KCM ACSR | 0 | 0 | 0 | 0 | 0 | 0 | 0 | 0 | 0 | 0 | 0 | 0 | 0 | 0 | 0 | 0 | 0 | 0 | 0 | 0 | 0 | 0 | 0 | 12 | 1
NO |  | 6 | 2015 | 6 | 16 | 16 |  | 0006 KANAWHA, WV | SPORN, WV | 345 | 345 | ST | 0 | 62.08 | 1 | 1414KCM ACSR | 0 | 0 | 0 | 0 | 0 | 0 | 0 | 0 | 0 | 0 | 0 | 0 | 0 | 0 | 0 | 0 | 0 | 0 | 0 | 0 | 0 | 0 | 0 | 12 | 1
NO |  | 6 | 2015 | 6 | 17 | 17 |  | 0006A AMOS, WV | KANAWHA, WV | 345 | 345 | ST | 27.9 | 12.1 | 1 | 1563KCM ACSR | 0 | 0 | 0 | 0 | 0 | 0 | 0 | 0 | 0 | 0 | 0 | 0 | 0 | 0 | 0 | 0 | 0 | 0 | 0 | 0 | 0 | 0 | 0 | 12 | 1
NO |  | 6 | 2015 | 6 | 18 | 18 |  | 0011 KYGER CREEK, WV | TRI-STATE, WV | 345 | 345 | ST | 0 | 12.12 | 1 | 1414KCM ACSR | 0 | 0 | 0 | 0 | 0 | 0 | 0 | 0 | 0 | 0 | 0 | 0 | 0 | 0 | 0 | 0 | 0 | 0 | 0 | 0 | 0 | 0 | 0 | 12 | 1
NO |  | 6 | 2015 | 6 | 19 | 19 |  | 0011 KYGER CREEK, WV | TRI-STATE, WV | 0 | 0 | AT | 63.23 | 0 | 0 |  | 0 | 0 | 0 | 0 | 0 | 0 | 0 | 0 | 0 | 0 | 0 | 0 | 0 | 0 | 0 | 0 | 0 | 0 | 0 | 0 | 0 | 0 | 0 | 12 | 1
NO |  | 6 | 2015 | 6 | 20 | 20 |  | 0228A BETH TAP WV |  | 138 | 138 | WP | 1.15 | 0 | 1 | 336KCM ACSR | 0 | 0 | 0 | 0 | 0 | 0 | 0 | 0 | 0 | 0 | 0 | 0 | 0 | 0 | 0 | 0 | 0 | 0 | 0 | 0 | 0 | 0 | 0 | 12 | 1
NO |  | 6 | 2015 | 6 | 21 | 21 |  | 0053 SOURWOOD LOOP, WV |  | 138 | 138 | ST | 0.06 | 0.06 | 1 | 636KCM ACSR | 0 | 0 | 0 | 0 | 0 | 0 | 0 | 0 | 0 | 0 | 0 | 0 | 0 | 0 | 0 | 0 | 0 | 0 | 0 | 0 | 0 | 0 | 0 | 12 | 1
NO |  | 6 | 2015 | 6 | 22 | 22 |  | 0308 PAD FORK LOOP, WV |  | 138 | 138 | WP | 0.24 | 0 | 1 | 397KCM ACSR | 0 | 0 | 0 | 0 | 0 | 0 | 0 | 0 | 0 | 0 | 0 | 0 | 0 | 0 | 0 | 0 | 0 | 0 | 0 | 0 | 0 | 0 | 0 | 12 | 1
NO |  | 6 | 2015 | 6 | 23 | 23 |  | 0330 JIM BRANCH, WV | WYOMING, WV | 138 | 138 | ST | 6.88 | 0 | 1 | 1590KCM ACSR | 0 | 0 | 0 | 0 | 0 | 0 | 0 | 0 | 0 | 0 | 0 | 0 | 0 | 0 | 0 | 0 | 0 | 0 | 0 | 0 | 0 | 0 | 0 | 12 | 1
NO |  | 6 | 2015 | 6 | 24 | 24 |  | 0330 JIM BRANCH, WV | WYOMING, WV | 0 | 0 | WP | 15.54 | 0.05 | 0 |  | 0 | 0 | 0 | 0 | 0 | 0 | 0 | 0 | 0 | 0 | 0 | 0 | 0 | 0 | 0 | 0 | 0 | 0 | 0 | 0 | 0 | 0 | 0 | 12 | 1
NO |  | 6 | 2015 | 6 | 25 | 25 |  | 0210 BAILYESVILLE, WV | WYOMING, WV | 138 | 138 | ST | 0.24 | 5.46 | 1 | 1590KCM ACSR | 0 | 0 | 0 | 0 | 0 | 0 | 0 | 0 | 0 | 0 | 0 | 0 | 0 | 0 | 0 | 0 | 0 | 0 | 0 | 0 | 0 | 0 | 0 | 12 | 1
NO |  | 6 | 2015 | 6 | 26 | 26 |  | 0332 WELCH TAP, WV |  | 138 | 138 | WP | 0.47 | 0 | 1 | 795KCM ACSR | 0 | 0 | 0 | 0 | 0 | 0 | 0 | 0 | 0 | 0 | 0 | 0 | 0 | 0 | 0 | 0 | 0 | 0 | 0 | 0 | 0 | 0 | 0 | 12 | 1
NO |  | 6 | 2015 | 6 | 27 | 27 |  | 0053 BAILEYSVILLE, WV | HALES BRANCH, VA | 138 | 138 | WP | 21.43 | 0 | 1 | 636KCM ACSR | 0 | 0 | 0 | 0 | 0 | 0 | 0 | 0 | 0 | 0 | 0 | 0 | 0 | 0 | 0 | 0 | 0 | 0 | 0 | 0 | 0 | 0 | 0 | 12 | 1
NO |  | 6 | 2015 | 6 | 28 | 28 |  | 0035 STOTESBURY TAP, WV |  | 138 | 138 | WP | 0.12 | 0 | 1 | 336KCM ACSR | 0 | 0 | 0 | 0 | 0 | 0 | 0 | 0 | 0 | 0 | 0 | 0 | 0 | 0 | 0 | 0 | 0 | 0 | 0 | 0 | 0 | 0 | 0 | 12 | 1
NO |  | 6 | 2015 | 6 | 29 | 29 |  | 0211 MULLENSVILLE LOOP, WV |  | 138 | 138 | ST | 0.99 | 0.99 | 1 | 556KCM ACSR | 0 | 0 | 0 | 0 | 0 | 0 | 0 | 0 | 0 | 0 | 0 | 0 | 0 | 0 | 0 | 0 | 0 | 0 | 0 | 0 | 0 | 0 | 0 | 12 | 1
NO |  | 6 | 2015 | 6 | 30 | 30 |  | 0212 PINNACLE CREEK LOOP, W |  | 138 | 138 | ST | 2.98 | 2.98 | 1 | 556KCM ACSR | 0 | 0 | 0 | 0 | 0 | 0 | 0 | 0 | 0 | 0 | 0 | 0 | 0 | 0 | 0 | 0 | 0 | 0 | 0 | 0 | 0 | 0 | 0 | 12 | 1
NO |  | 6 | 2015 | 6 | 31 | 31 |  | 0294 NORTH BECKLEY LOOP, WV |  | 138 | 138 | ST | 0.65 | 0.65 | 1 | 556KCM ACSR | 0 | 0 | 0 | 0 | 0 | 0 | 0 | 0 | 0 | 0 | 0 | 0 | 0 | 0 | 0 | 0 | 0 | 0 | 0 | 0 | 0 | 0 | 0 | 12 | 1
NO |  | 6 | 2015 | 6 | 32 | 32 |  | 0210 BAILEYSVILLE, WV | WYOMING, WV | 138 | 138 | ST | 0.15 | 5.73 | 1 | 1590KCM ACSR | 0 | 0 | 0 | 0 | 0 | 0 | 0 | 0 | 0 | 0 | 0 | 0 | 0 | 0 | 0 | 0 | 0 | 0 | 0 | 0 | 0 | 0 | 0 | 12 | 1
NO |  | 6 | 2015 | 6 | 33 | 33 |  | MULLENS, WV | WYOMING, WV | 138 | 138 | ST | 6.01 | 0 | 1 | 556KCM ACSR | 0 | 0 | 0 | 0 | 0 | 0 | 0 | 0 | 0 | 0 | 0 | 0 | 0 | 0 | 0 | 0 | 0 | 0 | 0 | 0 | 0 | 0 | 0 | 12 | 1
NO |  | 6 | 2015 | 6 | 34 | 34 |  | MULLENS, WV | WYOMING, WV | 0 | 0 | WP | 17.09 | 0 | 0 |  | 0 | 0 | 0 | 0 | 0 | 0 | 0 | 0 | 0 | 0 | 0 | 0 | 0 | 0 | 0 | 0 | 0 | 0 | 0 | 0 | 0 | 0 | 0 | 12 | 1
NO |  | 6 | 2015 | 7 | 1 | 1 |  | 0356 PIMBERTON TAP, WV |  | 138 | 138 | ST | 0.17 | 0 | 1 | 336KCM ACSR | 0 | 0 | 0 | 0 | 0 | 0 | 0 | 0 | 0 | 0 | 0 | 0 | 0 | 0 | 0 | 0 | 0 | 0 | 0 | 0 | 0 | 0 | 0 | 12 | 1
NO |  | 6 | 2015 | 7 | 2 | 2 |  | 0356 PIMBERTON TAP, WV |  | 0 | 0 | WP | 0.06 | 0 | 1 | 795 KCM ACSR | 0 | 0 | 0 | 0 | 0 | 0 | 0 | 0 | 0 | 0 | 0 | 0 | 0 | 0 | 0 | 0 | 0 | 0 | 0 | 0 | 0 | 0 | 0 | 12 | 1
NO |  | 6 | 2015 | 7 | 3 | 3 |  | 0356 PIMBERTON TAP, WV |  | 0 | 0 | WP | 4.69 | 0 | 0 |  | 0 | 0 | 0 | 0 | 0 | 0 | 0 | 0 | 0 | 0 | 0 | 0 | 0 | 0 | 0 | 0 | 0 | 0 | 0 | 0 | 0 | 0 | 0 | 12 | 1
NO |  | 6 | 2015 | 7 | 4 | 4 |  | 0216B BRADLEY, WV | TAMS MOUNTAIN, WV | 138 | 138 | ST | 0 | 0.08 | 1 | 556KCM ACSR | 0 | 0 | 0 | 0 | 0 | 0 | 0 | 0 | 0 | 0 | 0 | 0 | 0 | 0 | 0 | 0 | 0 | 0 | 0 | 0 | 0 | 0 | 0 | 12 | 1
NO |  | 6 | 2015 | 7 | 5 | 5 |  | 0216B BRADLEY, WV | TAMS MOUNTAIN, WV | 0 | 0 | WP | 15.39 | 0 | 0 |  | 0 | 0 | 0 | 0 | 0 | 0 | 0 | 0 | 0 | 0 | 0 | 0 | 0 | 0 | 0 | 0 | 0 | 0 | 0 | 0 | 0 | 0 | 0 | 12 | 1
NO |  | 6 | 2015 | 7 | 6 | 6 |  | 0216 MULLENS, WV | TAMS MOUNTAIN, WV | 138 | 138 | ST | 1.09 | 0.93 | 1 | 556KCM ACSR | 0 | 0 | 0 | 0 | 0 | 0 | 0 | 0 | 0 | 0 | 0 | 0 | 0 | 0 | 0 | 0 | 0 | 0 | 0 | 0 | 0 | 0 | 0 | 12 | 1
NO |  | 6 | 2015 | 7 | 7 | 7 |  | 0216 MULLENS, WV | TAMS MOUNTAIN, WV | 0 | 0 | WP | 7.47 | 0 | 0 |  | 0 | 0 | 0 | 0 | 0 | 0 | 0 | 0 | 0 | 0 | 0 | 0 | 0 | 0 | 0 | 0 | 0 | 0 | 0 | 0 | 0 | 0 | 0 | 12 | 1
NO |  | 6 | 2015 | 7 | 8 | 8 |  | 0094 BIG SANDY, KY | DEWEY, KY | 138 | 138 | ST | 0 | 0.18 | 1 | 636KCM ACSR | 0 | 0 | 0 | 0 | 0 | 0 | 0 | 0 | 0 | 0 | 0 | 0 | 0 | 0 | 0 | 0 | 0 | 0 | 0 | 0 | 0 | 0 | 0 | 12 | 1
NO |  | 6 | 2015 | 7 | 9 | 9 |  | 0426 BIG SANDY, KY | INEZ, KY | 138 | 138 | ST | 7.52 | 0 | 1 | 795KCM ACSR | 0 | 0 | 0 | 0 | 0 | 0 | 0 | 0 | 0 | 0 | 0 | 0 | 0 | 0 | 0 | 0 | 0 | 0 | 0 | 0 | 0 | 0 | 0 | 12 | 1
NO |  | 6 | 2015 | 7 | 10 | 10 |  | 0426 BIG SANDY, KY | INEZ, KY | 138 | 138 | ST | 0 | 7.52 | 1 | 795KCM ACSR | 0 | 0 | 0 | 0 | 0 | 0 | 0 | 0 | 0 | 0 | 0 | 0 | 0 | 0 | 0 | 0 | 0 | 0 | 0 | 0 | 0 | 0 | 0 | 12 | 1
NO |  | 6 | 2015 | 7 | 11 | 11 |  | 0092 BELLEFONTE, KY | TRI STATE, WV | 138 | 138 | ST | 3.7 | 0 | 1 | 795KCM ACSR | 0 | 0 | 0 | 0 | 0 | 0 | 0 | 0 | 0 | 0 | 0 | 0 | 0 | 0 | 0 | 0 | 0 | 0 | 0 | 0 | 0 | 0 | 0 | 12 | 1
NO |  | 6 | 2015 | 7 | 12 | 12 |  | 0429 MIDKIFF, WV | TRI STATE, WV | 138 | 138 | WP | 26.17 | 0 | 1 | 795KCM ACSR | 0 | 0 | 0 | 0 | 0 | 0 | 0 | 0 | 0 | 0 | 0 | 0 | 0 | 0 | 0 | 0 | 0 | 0 | 0 | 0 | 0 | 0 | 0 | 12 | 1
NO |  | 6 | 2015 | 7 | 13 | 13 |  | 0028 CABIN CREEK, WV | KANAWHA #1, WV | 138 | 138 | ST | 0 | 3.48 | 1 | 556KICM ACSR | 0 | 0 | 0 | 0 | 0 | 0 | 0 | 0 | 0 | 0 | 0 | 0 | 0 | 0 | 0 | 0 | 0 | 0 | 0 | 0 | 0 | 0 | 0 | 12 | 1
NO |  | 6 | 2015 | 7 | 14 | 14 |  | 0029 CABIN CREEK, WV | KANAWHA #2, WV | 138 | 138 | ST | 3.48 | 0 | 1 | 556KCM ACSR | 0 | 0 | 0 | 0 | 0 | 0 | 0 | 0 | 0 | 0 | 0 | 0 | 0 | 0 | 0 | 0 | 0 | 0 | 0 | 0 | 0 | 0 | 0 | 12 | 1
NO |  | 6 | 2015 | 7 | 15 | 15 |  | 0098 CAPITOL HILL, WV | KANAWHA, WV | 138 | 138 | ST | 17.59 | 0 | 1 | 556KCM ACSR | 0 | 0 | 0 | 0 | 0 | 0 | 0 | 0 | 0 | 0 | 0 | 0 | 0 | 0 | 0 | 0 | 0 | 0 | 0 | 0 | 0 | 0 | 0 | 12 | 1
NO |  | 6 | 2015 | 7 | 16 | 16 |  | 0326 RENSFORD LOOP, WV | KANAWHA, WV | 138 | 138 | ST | 0.54 | 0 | 1 | 556KCM ACSR | 0 | 0 | 0 | 0 | 0 | 0 | 0 | 0 | 0 | 0 | 0 | 0 | 0 | 0 | 0 | 0 | 0 | 0 | 0 | 0 | 0 | 0 | 0 | 12 | 1
NO |  | 6 | 2015 | 7 | 17 | 17 |  | 0098A FLATWOOD TAP, WV |  | 138 | 138 | ST | 4.63 | 0 | 1 | 795KCM ACSR | 0 | 0 | 0 | 0 | 0 | 0 | 0 | 0 | 0 | 0 | 0 | 0 | 0 | 0 | 0 | 0 | 0 | 0 | 0 | 0 | 0 | 0 | 0 | 12 | 1
NO |  | 6 | 2015 | 7 | 18 | 18 |  | 0245 GILBOA, WV | KANAWHA, WV | 138 | 138 | ST | 0.44 | 0.27 | 1 | 795KCM ACSR | 0 | 0 | 0 | 0 | 0 | 0 | 0 | 0 | 0 | 0 | 0 | 0 | 0 | 0 | 0 | 0 | 0 | 0 | 0 | 0 | 0 | 0 | 0 | 12 | 1
NO |  | 6 | 2015 | 7 | 19 | 19 |  | 0245 GILBOA, WV | KANAWHA, WV | 0 | 0 | WP | 14.68 | 0 | 0 |  | 0 | 0 | 0 | 0 | 0 | 0 | 0 | 0 | 0 | 0 | 0 | 0 | 0 | 0 | 0 | 0 | 0 | 0 | 0 | 0 | 0 | 0 | 0 | 12 | 1
NO |  | 6 | 2015 | 7 | 20 | 20 |  | 0390 BELVA TAP, WV |  | 138 | 138 | ST | 0.64 | 0.64 | 1 | 954KCM ACSR | 0 | 0 | 0 | 0 | 0 | 0 | 0 | 0 | 0 | 0 | 0 | 0 | 0 | 0 | 0 | 0 | 0 | 0 | 0 | 0 | 0 | 0 | 0 | 12 | 1
NO |  | 6 | 2015 | 7 | 21 | 21 |  | 0372 JEHU EXT WV |  | 138 | 138 | ST | 0.6 | 0 | 1 | 556KCM ACSR | 0 | 0 | 0 | 0 | 0 | 0 | 0 | 0 | 0 | 0 | 0 | 0 | 0 | 0 | 0 | 0 | 0 | 0 | 0 | 0 | 0 | 0 | 0 | 12 | 1
NO |  | 6 | 2015 | 7 | 22 | 22 |  | 0097 CAPITOL HILL, WV | CHEMICAL, WV | 138 | 138 | ST | 6.08 | 0 | 1 | 556KCM ACSR | 0 | 0 | 0 | 0 | 0 | 0 | 0 | 0 | 0 | 0 | 0 | 0 | 0 | 0 | 0 | 0 | 0 | 0 | 0 | 0 | 0 | 0 | 0 | 12 | 1
NO |  | 6 | 2015 | 7 | 23 | 23 |  | 0101 DEXTER, WV | SPORN CIR B, OH | 138 | 138 | ST | 8.89 | 0 | 1 | 397KCM ACSR | 0 | 0 | 0 | 0 | 0 | 0 | 0 | 0 | 0 | 0 | 0 | 0 | 0 | 0 | 0 | 0 | 0 | 0 | 0 | 0 | 0 | 0 | 0 | 12 | 1
NO |  | 6 | 2015 | 7 | 24 | 24 |  | 0101 DEXTER, WV | SPORN CIR B, OH | 138 | 138 | SP | 0.25 | 0 | 1 | 397KCM ACSR | 0 | 0 | 0 | 0 | 0 | 0 | 0 | 0 | 0 | 0 | 0 | 0 | 0 | 0 | 0 | 0 | 0 | 0 | 0 | 0 | 0 | 0 | 0 | 12 | 1
NO |  | 6 | 2015 | 7 | 25 | 25 |  | 0104 BANCROFT TAP, WV |  | 138 | 138 | ST | 1.03 | 0 | 1 | 556KCM ACSR | 0 | 0 | 0 | 0 | 0 | 0 | 0 | 0 | 0 | 0 | 0 | 0 | 0 | 0 | 0 | 0 | 0 | 0 | 0 | 0 | 0 | 0 | 0 | 12 | 1
NO |  | 6 | 2015 | 7 | 26 | 26 |  | 0101 DEXTER, OH | SPORN CIR A, WV | 138 | 138 | ST | 0 | 9.07 | 1 | 397KCM ACSR | 0 | 0 | 0 | 0 | 0 | 0 | 0 | 0 | 0 | 0 | 0 | 0 | 0 | 0 | 0 | 0 | 0 | 0 | 0 | 0 | 0 | 0 | 0 | 12 | 1
NO |  | 6 | 2015 | 7 | 27 | 27 |  | 0225A LEON LOOP, WV |  | 138 | 138 | ST | 0.17 | 0.17 | 1 | 1033KCM ACSR | 0 | 0 | 0 | 0 | 0 | 0 | 0 | 0 | 0 | 0 | 0 | 0 | 0 | 0 | 0 | 0 | 0 | 0 | 0 | 0 | 0 | 0 | 0 | 12 | 1
NO |  | 6 | 2015 | 7 | 28 | 28 |  | AMERICAN ALLOYS, WV | SPORN, WV | 138 | 138 | ST | 0 | 0.03 | 1 | 556KCM ACSR | 0 | 0 | 0 | 0 | 0 | 0 | 0 | 0 | 0 | 0 | 0 | 0 | 0 | 0 | 0 | 0 | 0 | 0 | 0 | 0 | 0 | 0 | 0 | 12 | 1
NO |  | 6 | 2015 | 7 | 29 | 29 |  | 0402 SISSON TAP, WV |  | 138 | 138 | ST | 10.48 | 1.17 | 1 | 795KCM ACSR | 0 | 0 | 0 | 0 | 0 | 0 | 0 | 0 | 0 | 0 | 0 | 0 | 0 | 0 | 0 | 0 | 0 | 0 | 0 | 0 | 0 | 0 | 0 | 12 | 1
NO |  | 6 | 2015 | 7 | 30 | 30 |  | 0402 SISSON TAP, WV |  | 0 | 0 | WP | 0.09 | 0 | 0 |  | 0 | 0 | 0 | 0 | 0 | 0 | 0 | 0 | 0 | 0 | 0 | 0 | 0 | 0 | 0 | 0 | 0 | 0 | 0 | 0 | 0 | 0 | 0 | 12 | 1
NO |  | 6 | 2015 | 7 | 31 | 31 |  | 0225 AMOS, WV | SOUTH BUFFALO CIR B, WV | 138 | 138 | ST | 12.23 | 5.86 | 1 | 397KCM ACSR | 0 | 0 | 0 | 0 | 0 | 0 | 0 | 0 | 0 | 0 | 0 | 0 | 0 | 0 | 0 | 0 | 0 | 0 | 0 | 0 | 0 | 0 | 0 | 12 | 1
NO |  | 6 | 2015 | 7 | 32 | 32 |  | 0225 SOUTH BUFFALO, WV | SPORN CIR A, WV | 138 | 138 | ST | 0 | 31.46 | 1 | 397KCM ACSR | 0 | 0 | 0 | 0 | 0 | 0 | 0 | 0 | 0 | 0 | 0 | 0 | 0 | 0 | 0 | 0 | 0 | 0 | 0 | 0 | 0 | 0 | 0 | 12 | 1
NO |  | 6 | 2015 | 7 | 33 | 33 |  | 0225 SOUTH BUFFALO, WV | SPORN CIR B WV | 138 | 138 | ST | 36.34 | 0 | 1 | 1351KCM ACSR | 0 | 0 | 0 | 0 | 0 | 0 | 0 | 0 | 0 | 0 | 0 | 0 | 0 | 0 | 0 | 0 | 0 | 0 | 0 | 0 | 0 | 0 | 0 | 12 | 1
NO |  | 6 | 2015 | 7 | 34 | 34 |  | 0023 MINNIX MOUNTAIN LOOP |  | 138 | 138 | ST | 0.04 | 0.04 | 1 | 1033KCM ACSR | 0 | 0 | 0 | 0 | 0 | 0 | 0 | 0 | 0 | 0 | 0 | 0 | 0 | 0 | 0 | 0 | 0 | 0 | 0 | 0 | 0 | 0 | 0 | 12 | 1
NO |  | 6 | 2015 | 8 | 1 | 1 |  | 0024 SPEEDWAY TAP, WV |  | 138 | 138 | ST | 0.03 | 0 | 1 | 556KCM ACSR | 0 | 0 | 0 | 0 | 0 | 0 | 0 | 0 | 0 | 0 | 0 | 0 | 0 | 0 | 0 | 0 | 0 | 0 | 0 | 0 | 0 | 0 | 0 | 12 | 1
NO |  | 6 | 2015 | 8 | 2 | 2 |  | 0024 SPEEDWAY TAP, WV |  | 0 | 0 | WP | 7.22 | 0 | 0 |  | 0 | 0 | 0 | 0 | 0 | 0 | 0 | 0 | 0 | 0 | 0 | 0 | 0 | 0 | 0 | 0 | 0 | 0 | 0 | 0 | 0 | 0 | 0 | 12 | 1
NO |  | 6 | 2015 | 8 | 3 | 3 |  | 0020 GLEN LYN, VA | SOUTH PRINCETON, WV | 138 | 138 | ST | 12.84 | 0 | 1 | 397KCM ACSR | 0 | 0 | 0 | 0 | 0 | 0 | 0 | 0 | 0 | 0 | 0 | 0 | 0 | 0 | 0 | 0 | 0 | 0 | 0 | 0 | 0 | 0 | 0 | 12 | 1
NO |  | 6 | 2015 | 8 | 4 | 4 |  | 0424 GLEN LYN, VA | SOUTH PRINCETON, WV | 138 | 138 | ST | 0.02 | 12.86 | 1 | 1351KCM ACSR | 0 | 0 | 0 | 0 | 0 | 0 | 0 | 0 | 0 | 0 | 0 | 0 | 0 | 0 | 0 | 0 | 0 | 0 | 0 | 0 | 0 | 0 | 0 | 12 | 1
NO |  | 6 | 2015 | 8 | 5 | 5 |  | 0020A SOUTH PRINCETON, WV | SWITCHBACK A, WV | 138 | 138 | ST | 15.46 | 0 | 1 | 397KCM ACSR | 0 | 0 | 0 | 0 | 0 | 0 | 0 | 0 | 0 | 0 | 0 | 0 | 0 | 0 | 0 | 0 | 0 | 0 | 0 | 0 | 0 | 0 | 0 | 12 | 1
NO |  | 6 | 2015 | 8 | 6 | 6 |  | 0020B SOUTH PRINCETON, WV | SWITCHBACK B, WV | 138 | 138 | ST | 0 | 15.46 | 1 | 397KCM ACSR | 0 | 0 | 0 | 0 | 0 | 0 | 0 | 0 | 0 | 0 | 0 | 0 | 0 | 0 | 0 | 0 | 0 | 0 | 0 | 0 | 0 | 0 | 0 | 12 | 1
NO |  | 6 | 2015 | 8 | 7 | 7 |  | 0055 GLEN LYN, VA | WYTHE, VA | 138 | 138 | ST | 1.42 | 0 | 1 | 556KCM ACSR | 0 | 0 | 0 | 0 | 0 | 0 | 0 | 0 | 0 | 0 | 0 | 0 | 0 | 0 | 0 | 0 | 0 | 0 | 0 | 0 | 0 | 0 | 0 | 12 | 1
NO |  | 6 | 2015 | 8 | 8 | 8 |  | 0055 GLEN LYN, VA | WYTHE, VA | 138 | 138 | ST | 0 | 1.42 | 1 | 556KCM ACSR | 0 | 0 | 0 | 0 | 0 | 0 | 0 | 0 | 0 | 0 | 0 | 0 | 0 | 0 | 0 | 0 | 0 | 0 | 0 | 0 | 0 | 0 | 0 | 12 | 1
NO |  | 6 | 2015 | 8 | 9 | 9 |  | 0093 BIG SANDY | WEST HUNTINGTON, WV | 138 | 138 | ST | 3.26 | 0.05 | 1 | 1351KCM ACSR | 0 | 0 | 0 | 0 | 0 | 0 | 0 | 0 | 0 | 0 | 0 | 0 | 0 | 0 | 0 | 0 | 0 | 0 | 0 | 0 | 0 | 0 | 0 | 12 | 1
NO |  | 6 | 2015 | 8 | 10 | 10 |  | 0093 BIG SANDY | WEST HUNGINGTON, WV | 0 | 0 | AT | 15.7 | 0 | 0 |  | 0 | 0 | 0 | 0 | 0 | 0 | 0 | 0 | 0 | 0 | 0 | 0 | 0 | 0 | 0 | 0 | 0 | 0 | 0 | 0 | 0 | 0 | 0 | 12 | 1
NO |  | 6 | 2015 | 8 | 11 | 11 |  | 0031 BRADLEY, WV | KANAWHA #1, WV | 138 | 138 | ST | 0 | 26.94 | 1 | 556KCM ACSR | 0 | 0 | 0 | 0 | 0 | 0 | 0 | 0 | 0 | 0 | 0 | 0 | 0 | 0 | 0 | 0 | 0 | 0 | 0 | 0 | 0 | 0 | 0 | 12 | 1
NO |  | 6 | 2015 | 8 | 12 | 12 |  | 0222 BRADLEY, WV | KANAWHA #2, WV | 138 | 138 | ST | 26.94 | 0 | 1 | 556KCM ACSR | 0 | 0 | 0 | 0 | 0 | 0 | 0 | 0 | 0 | 0 | 0 | 0 | 0 | 0 | 0 | 0 | 0 | 0 | 0 | 0 | 0 | 0 | 0 | 12 | 1
NO |  | 6 | 2015 | 8 | 13 | 13 |  | 0032 BRADLEY CIR A, WV | GLEN LYN-HINTON, VA | 138 | 138 | ST | 0.08 | 40.85 | 1 | 556KCM ACSR | 0 | 0 | 0 | 0 | 0 | 0 | 0 | 0 | 0 | 0 | 0 | 0 | 0 | 0 | 0 | 0 | 0 | 0 | 0 | 0 | 0 | 0 | 0 | 12 | 1
NO |  | 6 | 2015 | 8 | 14 | 14 |  | 0223 BRADLEY CIR B, WV | GLEN LYN-HINTON, VA | 138 | 138 | ST | 42.93 | 2.08 | 1 | 1590KCM ACSR | 0 | 0 | 0 | 0 | 0 | 0 | 0 | 0 | 0 | 0 | 0 | 0 | 0 | 0 | 0 | 0 | 0 | 0 | 0 | 0 | 0 | 0 | 0 | 12 | 1
NO |  | 6 | 2015 | 8 | 15 | 15 |  | 0219 KINCAID LOOP, WV |  | 138 | 138 | ST | 0.09 | 0.09 | 1 | 556KCM ACSR | 0 | 0 | 0 | 0 | 0 | 0 | 0 | 0 | 0 | 0 | 0 | 0 | 0 | 0 | 0 | 0 | 0 | 0 | 0 | 0 | 0 | 0 | 0 | 12 | 1
NO |  | 6 | 2015 | 8 | 16 | 16 |  | 0246 BRADLEY, WV | DAMERON, WV | 138 | 138 | WP | 9.52 | 0 | 1 | 795KCM ACSR | 0 | 0 | 0 | 0 | 0 | 0 | 0 | 0 | 0 | 0 | 0 | 0 | 0 | 0 | 0 | 0 | 0 | 0 | 0 | 0 | 0 | 0 | 0 | 12 | 1
NO |  | 6 | 2015 | 8 | 17 | 17 |  | 0216B BRADLEY | TAMS MOUNTAIN | 138 | 138 |  | 0 | 0 | 0 |  | 0 | 0 | 0 | 0 | 0 | 0 | 0 | 0 | 0 | 0 | 0 | 0 | 0 | 0 | 0 | 0 | 0 | 0 | 0 | 0 | 0 | 0 | 0 | 12 | 1
NO |  | 6 | 2015 | 8 | 18 | 18 |  | 0415 CLIFFTOP TAP, WV |  | 138 | 138 | ST | 2.81 | 0 | 1 | 795KCM ACSR | 0 | 0 | 0 | 0 | 0 | 0 | 0 | 0 | 0 | 0 | 0 | 0 | 0 | 0 | 0 | 0 | 0 | 0 | 0 | 0 | 0 | 0 | 0 | 12 | 1
NO |  | 6 | 2015 | 8 | 19 | 19 |  | 0049 BAILEYSVILLE, WV | KANAWHA #1, WV | 138 | 138 | ST | 46.42 | 0 | 1 | 636KCM ACSR | 0 | 0 | 0 | 0 | 0 | 0 | 0 | 0 | 0 | 0 | 0 | 0 | 0 | 0 | 0 | 0 | 0 | 0 | 0 | 0 | 0 | 0 | 0 | 12 | 1
NO |  | 6 | 2015 | 8 | 20 | 20 |  | 0049 BAILEYSVILLE, WV | KANAWHA #2, WV | 138 | 138 | ST | 0.04 | 46.42 | 1 | 636KCM ACSR | 0 | 0 | 0 | 0 | 0 | 0 | 0 | 0 | 0 | 0 | 0 | 0 | 0 | 0 | 0 | 0 | 0 | 0 | 0 | 0 | 0 | 0 | 0 | 12 | 1
NO |  | 6 | 2015 | 8 | 21 | 21 |  | 0049 BAILEYSVILLE, WV | KANAWHA #2, WV | 0 | 0 | WP | 0.17 | 0 | 0 |  | 0 | 0 | 0 | 0 | 0 | 0 | 0 | 0 | 0 | 0 | 0 | 0 | 0 | 0 | 0 | 0 | 0 | 0 | 0 | 0 | 0 | 0 | 0 | 12 | 1
NO |  | 6 | 2015 | 8 | 22 | 22 |  | 0052 BIM TAP, WV |  | 138 | 138 | WP,ST | 11.56 | 0 | 1 | 556KCM ACSR | 0 | 0 | 0 | 0 | 0 | 0 | 0 | 0 | 0 | 0 | 0 | 0 | 0 | 0 | 0 | 0 | 0 | 0 | 0 | 0 | 0 | 0 | 0 | 12 | 1
NO |  | 6 | 2015 | 8 | 23 | 23 |  | 3827 BRADLEY | LAYLAND | 69 | 138 | SP | 10.94 | 0 | 1 |  | 0 | 0 | 0 | 0 | 0 | 0 | 0 | 0 | 0 | 0 | 0 | 0 | 0 | 0 | 0 | 0 | 0 | 0 | 0 | 0 | 0 | 0 | 0 | 12 | 1
NO |  | 6 | 2015 | 8 | 24 | 24 |  | 3484 COBB TAP |  | 46 | 138 | WP | 0.13 | 0 | 1 |  | 0 | 0 | 0 | 0 | 0 | 0 | 0 | 0 | 0 | 0 | 0 | 0 | 0 | 0 | 0 | 0 | 0 | 0 | 0 | 0 | 0 | 0 | 0 | 12 | 1
NO |  | 6 | 2015 | 8 | 25 | 25 |  | 0420 FRANKS BRANCH |  | 46 | 138 | WP | 5.17 | 0 | 1 |  | 0 | 0 | 0 | 0 | 0 | 0 | 0 | 0 | 0 | 0 | 0 | 0 | 0 | 0 | 0 | 0 | 0 | 0 | 0 | 0 | 0 | 0 | 0 | 12 | 1
NO |  | 6 | 2015 | 8 | 26 | 26 |  | 2123 SOUTH NEAL | WEST HUNTINGTON | 69 | 138 | ST | 2.12 | 0 | 1 |  | 0 | 0 | 0 | 0 | 0 | 0 | 0 | 0 | 0 | 0 | 0 | 0 | 0 | 0 | 0 | 0 | 0 | 0 | 0 | 0 | 0 | 0 | 0 | 12 | 1
NO |  | 6 | 2015 | 8 | 27 | 27 |  | 0220 KOPPERSTON LOOP, WV |  | 138 | 138 | ST | 0.19 | 0.19 | 1 | 1033KCM ACSR | 0 | 0 | 0 | 0 | 0 | 0 | 0 | 0 | 0 | 0 | 0 | 0 | 0 | 0 | 0 | 0 | 0 | 0 | 0 | 0 | 0 | 0 | 0 | 12 | 1
NO |  | 6 | 2015 | 8 | 28 | 28 |  | 0243 BOLT TAP, WV |  | 138 | 138 | WP | 5.8 | 0 | 1 | 795KCM ACSR | 0 | 0 | 0 | 0 | 0 | 0 | 0 | 0 | 0 | 0 | 0 | 0 | 0 | 0 | 0 | 0 | 0 | 0 | 0 | 0 | 0 | 0 | 0 | 12 | 1
NO |  | 6 | 2015 | 8 | 29 | 29 |  | 0301 WHARTON TAP, WV |  | 138 | 138 | WP | 0.2 | 0 | 1 | 556KCM ACSR | 0 | 0 | 0 | 0 | 0 | 0 | 0 | 0 | 0 | 0 | 0 | 0 | 0 | 0 | 0 | 0 | 0 | 0 | 0 | 0 | 0 | 0 | 0 | 12 | 1
NO |  | 6 | 2015 | 8 | 30 | 30 |  | 0384 HINTON | WESTVACO, WV | 138 | 138 | ST | 35.38 | 0 | 1 | 4/0 ACSR | 0 | 0 | 0 | 0 | 0 | 0 | 0 | 0 | 0 | 0 | 0 | 0 | 0 | 0 | 0 | 0 | 0 | 0 | 0 | 0 | 0 | 0 | 0 | 12 | 1
NO |  | 6 | 2015 | 8 | 31 | 31 |  | 0389 GREENBRIER LOOP, WV |  | 138 | 138 | ST | 0.49 | 0.49 | 1 | 246KCM ACAR | 0 | 0 | 0 | 0 | 0 | 0 | 0 | 0 | 0 | 0 | 0 | 0 | 0 | 0 | 0 | 0 | 0 | 0 | 0 | 0 | 0 | 0 | 0 | 12 | 1
NO |  | 6 | 2015 | 8 | 32 | 32 |  | 0393 RONCEVERTE LOOP, WV |  | 138 | 138 | ST | 0.01 | 0.01 | 1 | 4/0 ACSR | 0 | 0 | 0 | 0 | 0 | 0 | 0 | 0 | 0 | 0 | 0 | 0 | 0 | 0 | 0 | 0 | 0 | 0 | 0 | 0 | 0 | 0 | 0 | 12 | 1
NO |  | 6 | 2015 | 8 | 33 | 33 |  | 0357 GRASSY FALLS, WV | MCCLUNG, WV | 138 | 138 | WP | 0.22 | 0 | 1 | 954KCM ACSR | 0 | 0 | 0 | 0 | 0 | 0 | 0 | 0 | 0 | 0 | 0 | 0 | 0 | 0 | 0 | 0 | 0 | 0 | 0 | 0 | 0 | 0 | 0 | 12 | 1
NO |  | 6 | 2015 | 8 | 34 | 34 |  | 0304 RUM CREEK TAP, WV |  | 138 | 138 | WP | 2.48 | 0 | 1 | 556KCM ACSR | 0 | 0 | 0 | 0 | 0 | 0 | 0 | 0 | 0 | 0 | 0 | 0 | 0 | 0 | 0 | 0 | 0 | 0 | 0 | 0 | 0 | 0 | 0 | 12 | 1
NO |  | 6 | 2015 | 8 | 35 | 35 |  | 0318 M&B TAP, WV |  | 138 | 138 | WP | 0.31 | 0 | 1 | 556KCM ACSR | 0 | 0 | 0 | 0 | 0 | 0 | 0 | 0 | 0 | 0 | 0 | 0 | 0 | 0 | 0 | 0 | 0 | 0 | 0 | 0 | 0 | 0 | 0 | 12 | 1
NO |  | 6 | 2015 | 9 | 1 | 1 |  | 0013 LOGAN, WV | WYOMING #1-A, WV | 138 | 138 | ST | 11.52 | 14.48 | 1 | 1590KCM ACSR | 0 | 0 | 0 | 0 | 0 | 0 | 0 | 0 | 0 | 0 | 0 | 0 | 0 | 0 | 0 | 0 | 0 | 0 | 0 | 0 | 0 | 0 | 0 | 12 | 1
NO |  | 6 | 2015 | 9 | 2 | 2 |  | 0013 LOGAN, WV | WYOMING #1-B, WV | 138 | 138 | ST | 21.88 | 0 | 1 | 1590KCM ACSR | 0 | 0 | 0 | 0 | 0 | 0 | 0 | 0 | 0 | 0 | 0 | 0 | 0 | 0 | 0 | 0 | 0 | 0 | 0 | 0 | 0 | 0 | 0 | 12 | 1
NO |  | 6 | 2015 | 9 | 3 | 3 |  | 0387 LOGAN, WV | WYOMING #2, WV | 138 | 138 | ST | 23.74 | 0 | 1 | 1033KCM ACSR | 0 | 0 | 0 | 0 | 0 | 0 | 0 | 0 | 0 | 0 | 0 | 0 | 0 | 0 | 0 | 0 | 0 | 0 | 0 | 0 | 0 | 0 | 0 | 12 | 1
NO |  | 6 | 2015 | 9 | 4 | 4 |  | 0045 LOGAN, WV | SPRIGG#1, WV | 138 | 138 | ST | 17.63 | 0 | 1 | 397KCM ACSR | 0 | 0 | 0 | 0 | 0 | 0 | 0 | 0 | 0 | 0 | 0 | 0 | 0 | 0 | 0 | 0 | 0 | 0 | 0 | 0 | 0 | 0 | 0 | 12 | 1
NO |  | 6 | 2015 | 9 | 5 | 5 |  | 0045 LOGAN, WV | SPRIGG #2, WV | 138 | 138 | ST | 0 | 17.93 | 1 | 397KCM ACSR | 0 | 0 | 0 | 0 | 0 | 0 | 0 | 0 | 0 | 0 | 0 | 0 | 0 | 0 | 0 | 0 | 0 | 0 | 0 | 0 | 0 | 0 | 0 | 12 | 1
NO |  | 6 | 2015 | 9 | 6 | 6 |  | 3791 BOLT, WV | TRAP HILL, WV | 46 | 138 | WP | 6.03 | 0 | 1 |  | 0 | 0 | 0 | 0 | 0 | 0 | 0 | 0 | 0 | 0 | 0 | 0 | 0 | 0 | 0 | 0 | 0 | 0 | 0 | 0 | 0 | 0 | 0 | 12 | 1
NO |  | 6 | 2015 | 9 | 7 | 7 |  | 0048 CHAUNCEY TAP, WV |  | 138 | 138 | ST | 3.67 | 0 | 1 | 397KCM ACSR | 0 | 0 | 0 | 0 | 0 | 0 | 0 | 0 | 0 | 0 | 0 | 0 | 0 | 0 | 0 | 0 | 0 | 0 | 0 | 0 | 0 | 0 | 0 | 12 | 1
NO |  | 6 | 2015 | 9 | 8 | 8 |  | 0328 RAGLAND LOOP, WV |  | 138 | 138 | WP | 0.56 | 0 | 1 | 556KCM ACSR | 0 | 0 | 0 | 0 | 0 | 0 | 0 | 0 | 0 | 0 | 0 | 0 | 0 | 0 | 0 | 0 | 0 | 0 | 0 | 0 | 0 | 0 | 0 | 12 | 1
NO |  | 6 | 2015 | 9 | 9 | 9 |  | 0317 GRANT BRANCH TAP, WV |  | 138 | 138 | WP | 6.76 | 0 | 1 | 556KCM ACSR | 0 | 0 | 0 | 0 | 0 | 0 | 0 | 0 | 0 | 0 | 0 | 0 | 0 | 0 | 0 | 0 | 0 | 0 | 0 | 0 | 0 | 0 | 0 | 12 | 1
NO |  | 6 | 2015 | 9 | 10 | 10 |  | 0346 PINE CREEK TAP, WV |  | 138 | 138 | WP | 1.83 | 0 | 1 | 556KCM ACSR | 0 | 0 | 0 | 0 | 0 | 0 | 0 | 0 | 0 | 0 | 0 | 0 | 0 | 0 | 0 | 0 | 0 | 0 | 0 | 0 | 0 | 0 | 0 | 12 | 1
NO |  | 6 | 2015 | 9 | 11 | 11 |  | 0401 HATFIELD, WV | SPRIGG, WV | 138 | 138 | WP | 10.69 | 0 | 1 | 1033KCM ACSR | 0 | 0 | 0 | 0 | 0 | 0 | 0 | 0 | 0 | 0 | 0 | 0 | 0 | 0 | 0 | 0 | 0 | 0 | 0 | 0 | 0 | 0 | 0 | 12 | 1
NO |  | 6 | 2015 | 9 | 12 | 12 |  | 0401A CINDERELLA LOOP, WV |  | 138 | 138 | ST | 0.37 | 0.37 | 1 | 1035KCM ACSR | 0 | 0 | 0 | 0 | 0 | 0 | 0 | 0 | 0 | 0 | 0 | 0 | 0 | 0 | 0 | 0 | 0 | 0 | 0 | 0 | 0 | 0 | 0 | 12 | 1
NO |  | 6 | 2015 | 9 | 13 | 13 |  | 0325 JIM BRANCH, WV | SWITCHBACK, WV | 138 | 138 | WP | 16.91 | 0.59 | 1 | 1033KCM ACSR | 0 | 0 | 0 | 0 | 0 | 0 | 0 | 0 | 0 | 0 | 0 | 0 | 0 | 0 | 0 | 0 | 0 | 0 | 0 | 0 | 0 | 0 | 0 | 12 | 1
NO |  | 6 | 2015 | 9 | 14 | 14 |  | 0077 MILLBROOK, OH | SPORN, WV | 138 | 138 | ST | 9.36 | 0 | 1 | 477KCM ACSR | 0 | 0 | 0 | 0 | 0 | 0 | 0 | 0 | 0 | 0 | 0 | 0 | 0 | 0 | 0 | 0 | 0 | 0 | 0 | 0 | 0 | 0 | 0 | 12 | 1
NO |  | 6 | 2015 | 9 | 15 | 15 |  | 0077A ADDISON LICK, WV | SPORN, WV | 138 | 138 | ST | 0 | 9.36 | 1 | 477KCM ACSR | 0 | 0 | 0 | 0 | 0 | 0 | 0 | 0 | 0 | 0 | 0 | 0 | 0 | 0 | 0 | 0 | 0 | 0 | 0 | 0 | 0 | 0 | 0 | 12 | 1
NO |  | 6 | 2015 | 9 | 16 | 16 |  | 0075 SOUTH POINT, OH | SPORN, WV | 138 | 138 | ST | 10.18 | 0.4 | 1 | 397KCM ACSR | 0 | 0 | 0 | 0 | 0 | 0 | 0 | 0 | 0 | 0 | 0 | 0 | 0 | 0 | 0 | 0 | 0 | 0 | 0 | 0 | 0 | 0 | 0 | 12 | 1
NO |  | 6 | 2015 | 9 | 17 | 17 |  | 0075 SOUTH POINT, OH | SPORN, WV | 0 | 0 | WP | 0.94 | 0 | 0 |  | 0 | 0 | 0 | 0 | 0 | 0 | 0 | 0 | 0 | 0 | 0 | 0 | 0 | 0 | 0 | 0 | 0 | 0 | 0 | 0 | 0 | 0 | 0 | 12 | 1
NO |  | 6 | 2015 | 9 | 18 | 18 |  | NORTH PROCTORVILLE, OH | SPORN, WV | 138 | 138 | ST | 0 | 9.79 | 1 | 397KCM ACSR | 0 | 0 | 0 | 0 | 0 | 0 | 0 | 0 | 0 | 0 | 0 | 0 | 0 | 0 | 0 | 0 | 0 | 0 | 0 | 0 | 0 | 0 | 0 | 12 | 1
NO |  | 6 | 2015 | 9 | 19 | 19 |  | 0076 DARRAH, WV | NORTH PROCTORVILLE, OH | 138 | 138 | ST | 1.89 | 0 | 1 | 795KCM ACSR | 0 | 0 | 0 | 0 | 0 | 0 | 0 | 0 | 0 | 0 | 0 | 0 | 0 | 0 | 0 | 0 | 0 | 0 | 0 | 0 | 0 | 0 | 0 | 12 | 1
NO |  | 6 | 2015 | 9 | 20 | 20 |  | 0076 DARRAH, WV | NORTH PROCTORVILLE, OH | 138 | 138 | ST | 0 | 1.83 | 1 | 556KCM ACSR | 0 | 0 | 0 | 0 | 0 | 0 | 0 | 0 | 0 | 0 | 0 | 0 | 0 | 0 | 0 | 0 | 0 | 0 | 0 | 0 | 0 | 0 | 0 | 12 | 1
NO |  | 6 | 2015 | 9 | 21 | 21 |  | 0081 RAVENSWOOD, WV | SPORN #1, WV | 138 | 138 | ST | 1.04 | 0 | 1 | 795KCM ACSR | 0 | 0 | 0 | 0 | 0 | 0 | 0 | 0 | 0 | 0 | 0 | 0 | 0 | 0 | 0 | 0 | 0 | 0 | 0 | 0 | 0 | 0 | 0 | 12 | 1
NO |  | 6 | 2015 | 9 | 22 | 22 |  | 0081 RAVENSWOOD, WV | SPORN #2, WV | 138 | 138 | ST | 0 | 1.07 | 1 | 795KCM ACSR | 0 | 0 | 0 | 0 | 0 | 0 | 0 | 0 | 0 | 0 | 0 | 0 | 0 | 0 | 0 | 0 | 0 | 0 | 0 | 0 | 0 | 0 | 0 | 12 | 1
NO |  | 6 | 2015 | 9 | 23 | 23 |  | 0083 RAVENSWOOD, WV | SPORN #3, WV | 138 | 138 | ST | 1.19 | 0 | 1 | 795KCM ACSR | 0 | 0 | 0 | 0 | 0 | 0 | 0 | 0 | 0 | 0 | 0 | 0 | 0 | 0 | 0 | 0 | 0 | 0 | 0 | 0 | 0 | 0 | 0 | 12 | 1
NO |  | 6 | 2015 | 9 | 24 | 24 |  | 0083 RAVENSWOOD, WV | SPORN #4, WV | 138 | 138 | ST | 0 | 0.74 | 1 | 795KCM ACSR | 0 | 0 | 0 | 0 | 0 | 0 | 0 | 0 | 0 | 0 | 0 | 0 | 0 | 0 | 0 | 0 | 0 | 0 | 0 | 0 | 0 | 0 | 0 | 12 | 1
NO |  | 6 | 2015 | 9 | 25 | 25 |  | 0247 EAST HUNTINGTON, WV | NORTH PROCTORVILLE, OH | 138 | 138 | ST | 0.6 | 0 | 1 | 795KCMACSR | 0 | 0 | 0 | 0 | 0 | 0 | 0 | 0 | 0 | 0 | 0 | 0 | 0 | 0 | 0 | 0 | 0 | 0 | 0 | 0 | 0 | 0 | 0 | 12 | 1
NO |  | 6 | 2015 | 9 | 26 | 26 |  | 0067 JOHNS CREEK, KY | SPRIGG, WV | 138 | 138 | WP | 1.46 | 0 | 1 | 397KCM ACSR | 0 | 0 | 0 | 0 | 0 | 0 | 0 | 0 | 0 | 0 | 0 | 0 | 0 | 0 | 0 | 0 | 0 | 0 | 0 | 0 | 0 | 0 | 0 | 12 | 1
NO |  | 6 | 2015 | 9 | 27 | 27 |  | 0271 BLUEFIELD, WV | TAZEWELL, VA | 138 | 138 | WP | 1.24 | 0 | 1 | 795KCM ACSR | 0 | 0 | 0 | 0 | 0 | 0 | 0 | 0 | 0 | 0 | 0 | 0 | 0 | 0 | 0 | 0 | 0 | 0 | 0 | 0 | 0 | 0 | 0 | 12 | 1
NO |  | 6 | 2015 | 9 | 28 | 28 |  | 0017 BAILEYSVILLE, WV | TAZEWELL, VA | 138 | 138 | ST | 31.33 | 0.32 | 1 | 1590KCM ACSR | 0 | 0 | 0 | 0 | 0 | 0 | 0 | 0 | 0 | 0 | 0 | 0 | 0 | 0 | 0 | 0 | 0 | 0 | 0 | 0 | 0 | 0 | 0 | 12 | 1
NO |  | 6 | 2015 | 9 | 29 | 29 |  | 0016 BAILEYSVILLE, WV | TAZEWELL, VA | 138 | 138 | ST | 2.78 | 27.64 | 1 | 397KCM ACSR | 0 | 0 | 0 | 0 | 0 | 0 | 0 | 0 | 0 | 0 | 0 | 0 | 0 | 0 | 0 | 0 | 0 | 0 | 0 | 0 | 0 | 0 | 0 | 12 | 1
NO |  | 6 | 2015 | 9 | 30 | 30 |  | 0016A CARSWELL TAP, WV |  | 138 | 138 | ST | 1.37 | 1.37 | 1 | 397KCM ACSR | 0 | 0 | 0 | 0 | 0 | 0 | 0 | 0 | 0 | 0 | 0 | 0 | 0 | 0 | 0 | 0 | 0 | 0 | 0 | 0 | 0 | 0 | 0 | 12 | 1
NO |  | 6 | 2015 | 9 | 31 | 31 |  | 0069 CABIN CREEK, WV | TURNER #1 CIR A, WV | 138 | 138 | ST | 23.24 | 0 | 1 | 336KCM ACSR | 0 | 0 | 0 | 0 | 0 | 0 | 0 | 0 | 0 | 0 | 0 | 0 | 0 | 0 | 0 | 0 | 0 | 0 | 0 | 0 | 0 | 0 | 0 | 12 | 1
NO |  | 6 | 2015 | 9 | 32 | 32 |  | 0070 CABIN CREEK, WV | TURNER #1 CIR B. WV | 138 | 138 | ST | 4.53 | 19.45 | 1 | 795KCM ACSR | 0 | 0 | 0 | 0 | 0 | 0 | 0 | 0 | 0 | 0 | 0 | 0 | 0 | 0 | 0 | 0 | 0 | 0 | 0 | 0 | 0 | 0 | 0 | 12 | 1
NO |  | 6 | 2015 | 9 | 33 | 33 |  | 0194 CHESTERFIELD TAP, WV |  | 138 | 138 | ST | 5.76 | 0 | 1 | 795KCM ACSR | 0 | 0 | 0 | 0 | 0 | 0 | 0 | 0 | 0 | 0 | 0 | 0 | 0 | 0 | 0 | 0 | 0 | 0 | 0 | 0 | 0 | 0 | 0 | 12 | 1
NO |  | 6 | 2015 | 9 | 34 | 34 |  | 0071 CABIN CREEK, WV | TURNER #2, WV | 138 | 138 | ST | 0.08 | 1.36 | 1 | 250KCM ACSR | 0 | 0 | 0 | 0 | 0 | 0 | 0 | 0 | 0 | 0 | 0 | 0 | 0 | 0 | 0 | 0 | 0 | 0 | 0 | 0 | 0 | 0 | 0 | 12 | 1
NO |  | 6 | 2015 | 9 | 35 | 35 |  | 0071 CABIN CREEK, WV | TURNER #2, WV | 0 | 0 | WP | 22.11 | 0 | 0 |  | 0 | 0 | 0 | 0 | 0 | 0 | 0 | 0 | 0 | 0 | 0 | 0 | 0 | 0 | 0 | 0 | 0 | 0 | 0 | 0 | 0 | 0 | 0 | 12 | 1
NO |  | 6 | 2015 | 10 | 1 | 1 |  | 0268 ST ALBANS LOOP, WV |  | 138 | 138 | ST | 0.34 | 0.34 | 1 | 1033KCM ACSR | 0 | 0 | 0 | 0 | 0 | 0 | 0 | 0 | 0 | 0 | 0 | 0 | 0 | 0 | 0 | 0 | 0 | 0 | 0 | 0 | 0 | 0 | 0 | 12 | 1
NO |  | 6 | 2015 | 10 | 2 | 2 |  | 0230 AMOS, WV | TURNER #1, WV | 138 | 138 | ST | 11.97 | 0 | 1 | 1033KCM ACSR | 0 | 0 | 0 | 0 | 0 | 0 | 0 | 0 | 0 | 0 | 0 | 0 | 0 | 0 | 0 | 0 | 0 | 0 | 0 | 0 | 0 | 0 | 0 | 12 | 1
NO |  | 6 | 2015 | 10 | 3 | 3 |  | 0230 AMOS, WV | TURNER #2, WV | 138 | 138 | ST | 0 | 11.96 | 1 | 1033KCM ACSR | 0 | 0 | 0 | 0 | 0 | 0 | 0 | 0 | 0 | 0 | 0 | 0 | 0 | 0 | 0 | 0 | 0 | 0 | 0 | 0 | 0 | 0 | 0 | 12 | 1
NO |  | 6 | 2015 | 10 | 4 | 4 |  | 0226 AMOS, WV | CHEMICAL #1 A, WV | 138 | 138 | ST | 1.32 | 8.49 | 1 | 397KCM ACSR | 0 | 0 | 0 | 0 | 0 | 0 | 0 | 0 | 0 | 0 | 0 | 0 | 0 | 0 | 0 | 0 | 0 | 0 | 0 | 0 | 0 | 0 | 0 | 12 | 1
NO |  | 6 | 2015 | 10 | 5 | 5 |  | 0226 AMOS, WV | CHEMICAL #1 B, WV | 138 | 138 | ST | 5.98 | 0 | 1 | 1033KCM ACSR | 0 | 0 | 0 | 0 | 0 | 0 | 0 | 0 | 0 | 0 | 0 | 0 | 0 | 0 | 0 | 0 | 0 | 0 | 0 | 0 | 0 | 0 | 0 | 12 | 1
NO |  | 6 | 2015 | 10 | 6 | 6 |  | 0226 AMOS, WV | CHEMICAL #2 A, WV | 138 | 138 | ST | 7.6 | 8.95 | 1 | 1033KCM ACSR | 0 | 0 | 0 | 0 | 0 | 0 | 0 | 0 | 0 | 0 | 0 | 0 | 0 | 0 | 0 | 0 | 0 | 0 | 0 | 0 | 0 | 0 | 0 | 12 | 1
NO |  | 6 | 2015 | 10 | 7 | 7 |  | 0226 AMOS, WV | CHEMICAL #2 B, WV | 138 | 138 | ST | 0 | 4.13 | 1 | 397KCM ACSR | 0 | 0 | 0 | 0 | 0 | 0 | 0 | 0 | 0 | 0 | 0 | 0 | 0 | 0 | 0 | 0 | 0 | 0 | 0 | 0 | 0 | 0 | 0 | 12 | 1
NO |  | 6 | 2015 | 10 | 8 | 8 |  | 0226 AMOS, WV | CHEMICAL 1A-2A AND 1B-2B | 138 | 138 | ST | 0.6 | 0 | 2 | 1033 KCM ACSR | 0 | 0 | 0 | 0 | 0 | 0 | 0 | 0 | 0 | 0 | 0 | 0 | 0 | 0 | 0 | 0 | 0 | 0 | 0 | 0 | 0 | 0 | 0 | 12 | 1
NO |  | 6 | 2015 | 10 | 9 | 9 |  | 0343 STONE BRANCH TAP, WV |  | 138 | 138 | WP | 6.24 | 0 | 1 | 795KCM ACSR | 0 | 0 | 0 | 0 | 0 | 0 | 0 | 0 | 0 | 0 | 0 | 0 | 0 | 0 | 0 | 0 | 0 | 0 | 0 | 0 | 0 | 0 | 0 | 12 | 1
NO |  | 6 | 2015 | 10 | 10 | 10 |  | HOPKINS, WV | LOGAN, WV | 138 | 138 | ST | 7.56 | 11.16 | 1 | 336KCM ACSR | 0 | 0 | 0 | 0 | 0 | 0 | 0 | 0 | 0 | 0 | 0 | 0 | 0 | 0 | 0 | 0 | 0 | 0 | 0 | 0 | 0 | 0 | 0 | 12 | 1
NO |  | 6 | 2015 | 10 | 11 | 11 |  | HOPKINS, WV | LOGAN, WV | 138 | 138 | ST | 18.69 | 0 | 1 | 336KCM ACSR | 0 | 0 | 0 | 0 | 0 | 0 | 0 | 0 | 0 | 0 | 0 | 0 | 0 | 0 | 0 | 0 | 0 | 0 | 0 | 0 | 0 | 0 | 0 | 12 | 1
NO |  | 6 | 2015 | 10 | 12 | 12 |  | 0228 AMOS, WV | HOPKINS, WV | 138 | 138 | ST | 3.33 | 17.2 | 1 | 336KCM ACSR | 0 | 0 | 0 | 0 | 0 | 0 | 0 | 0 | 0 | 0 | 0 | 0 | 0 | 0 | 0 | 0 | 0 | 0 | 0 | 0 | 0 | 0 | 0 | 12 | 1
NO |  | 6 | 2015 | 10 | 13 | 13 |  | 0228 AMOS, WV | HOPKINS, WV | 138 | 138 | ST | 28.24 | 0.31 | 1 | 795KCM ACSR | 0 | 0 | 0 | 0 | 0 | 0 | 0 | 0 | 0 | 0 | 0 | 0 | 0 | 0 | 0 | 0 | 0 | 0 | 0 | 0 | 0 | 0 | 0 | 12 | 1
NO |  | 6 | 2015 | 10 | 14 | 14 |  | 0364 GRASSY FORK TAP, WV |  | 138 | 138 | WP | 2.18 | 0 | 1 | 795KCM ACSR | 0 | 0 | 0 | 0 | 0 | 0 | 0 | 0 | 0 | 0 | 0 | 0 | 0 | 0 | 0 | 0 | 0 | 0 | 0 | 0 | 0 | 0 | 0 | 12 | 1
NO |  | 6 | 2015 | 10 | 15 | 15 |  | 0376 DINGESS LOOP, WV |  | 138 | 138 | ST | 0.16 | 0.16 | 1 | 1033KCM ACSR | 0 | 0 | 0 | 0 | 0 | 0 | 0 | 0 | 0 | 0 | 0 | 0 | 0 | 0 | 0 | 0 | 0 | 0 | 0 | 0 | 0 | 0 | 0 | 12 | 1
NO |  | 6 | 2015 | 10 | 16 | 16 |  | 0376 DINGESS LOOP, WV |  | 0 | 0 | WP | 0.19 | 0.19 | 0 |  | 0 | 0 | 0 | 0 | 0 | 0 | 0 | 0 | 0 | 0 | 0 | 0 | 0 | 0 | 0 | 0 | 0 | 0 | 0 | 0 | 0 | 0 | 0 | 12 | 1
NO |  | 6 | 2015 | 10 | 17 | 17 |  | 0306 INEZ, KY | LOGAN, WV | 138 | 138 | ST | 0.02 | 0.79 | 1 | 795KCM ACSR | 0 | 0 | 0 | 0 | 0 | 0 | 0 | 0 | 0 | 0 | 0 | 0 | 0 | 0 | 0 | 0 | 0 | 0 | 0 | 0 | 0 | 0 | 0 | 12 | 1
NO |  | 6 | 2015 | 10 | 18 | 18 |  | 0306 INEZ, KY | LOGAN, WV | 0 | 0 | WP | 23.27 | 0 | 0 |  | 0 | 0 | 0 | 0 | 0 | 0 | 0 | 0 | 0 | 0 | 0 | 0 | 0 | 0 | 0 | 0 | 0 | 0 | 0 | 0 | 0 | 0 | 0 | 12 | 1
NO |  | 6 | 2015 | 10 | 19 | 19 |  | 0428 SHARPLES TAP 138KV |  | 138 | 138 | WP | 6.98 | 0 | 1 | 795KCM ACSR | 0 | 0 | 0 | 0 | 0 | 0 | 0 | 0 | 0 | 0 | 0 | 0 | 0 | 0 | 0 | 0 | 0 | 0 | 0 | 0 | 0 | 0 | 0 | 12 | 1
NO |  | 6 | 2015 | 10 | 20 | 20 |  | 0432 MUD FORK LOOP, WV |  | 138 | 138 | ST | 0.76 | 0.76 | 1 | 795KCM ACSR | 0 | 0 | 0 | 0 | 0 | 0 | 0 | 0 | 0 | 0 | 0 | 0 | 0 | 0 | 0 | 0 | 0 | 0 | 0 | 0 | 0 | 0 | 0 | 12 | 1
NO |  | 6 | 2015 | 10 | 21 | 21 |  | 0087 DARRAH, WV | TRI STATE, WV | 138 | 138 | ST | 10.28 | 4.05 | 1 | 397KCM | 0 | 0 | 0 | 0 | 0 | 0 | 0 | 0 | 0 | 0 | 0 | 0 | 0 | 0 | 0 | 0 | 0 | 0 | 0 | 0 | 0 | 0 | 0 | 12 | 1
NO |  | 6 | 2015 | 10 | 22 | 22 |  | 0436 DAWES LOOP, 138KV, WV |  | 138 | 138 |  | 0 | 0 | 0 |  | 0 | 0 | 0 | 0 | 0 | 0 | 0 | 0 | 0 | 0 | 0 | 0 | 0 | 0 | 0 | 0 | 0 | 0 | 0 | 0 | 0 | 0 | 0 | 12 | 1
NO |  | 6 | 2015 | 10 | 23 | 23 |  | 0088 TRI-STATE, WV | WEST HUNTINGTON, WV | 138 | 138 | ST | 0 | 5.79 | 1 | 397KCM ACSR | 0 | 0 | 0 | 0 | 0 | 0 | 0 | 0 | 0 | 0 | 0 | 0 | 0 | 0 | 0 | 0 | 0 | 0 | 0 | 0 | 0 | 0 | 0 | 12 | 1
NO |  | 6 | 2015 | 10 | 24 | 24 |  | 0090 SOUTH POINT, OH | TRI-STATE CIR A, WV | 138 | 138 | ST | 7.85 | 0 | 1 | 397KCM ACSR | 0 | 0 | 0 | 0 | 0 | 0 | 0 | 0 | 0 | 0 | 0 | 0 | 0 | 0 | 0 | 0 | 0 | 0 | 0 | 0 | 0 | 0 | 0 | 12 | 1
NO |  | 6 | 2015 | 10 | 25 | 25 |  | 0090 SOUTH POINT, OH | TRI-STATE CIR B, WV | 138 | 138 | ST | 0.28 | 6.76 | 1 | 1351KCM ACSR | 0 | 0 | 0 | 0 | 0 | 0 | 0 | 0 | 0 | 0 | 0 | 0 | 0 | 0 | 0 | 0 | 0 | 0 | 0 | 0 | 0 | 0 | 0 | 12 | 1
NO |  | 6 | 2015 | 10 | 26 | 26 |  | 0225 AMOS | SPORN | 138 | 138 | ST | 0 | 11.04 | 0 | 397KCM ACSR | 0 | 0 | 0 | 0 | 0 | 0 | 0 | 0 | 0 | 0 | 0 | 0 | 0 | 0 | 0 | 0 | 0 | 0 | 0 | 0 | 0 | 0 | 0 | 12 | 1
NO |  | 6 | 2015 | 10 | 27 | 27 |  | 0237 AMOS, WV | DARRAH, WV | 138 | 138 | ST | 35.06 | 0 | 1 | 397KCM ACSR | 0 | 0 | 0 | 0 | 0 | 0 | 0 | 0 | 0 | 0 | 0 | 0 | 0 | 0 | 0 | 0 | 0 | 0 | 0 | 0 | 0 | 0 | 0 | 12 | 1
NO |  | 6 | 2015 | 10 | 28 | 28 |  | 0238 AMOS, WV | WEST HUNTINGTON, WV | 138 | 138 | ST | 5.33 | 40.83 | 1 | 1033KCM ACSR | 0 | 0 | 0 | 0 | 0 | 0 | 0 | 0 | 0 | 0 | 0 | 0 | 0 | 0 | 0 | 0 | 0 | 0 | 0 | 0 | 0 | 0 | 0 | 12 | 1
NO |  | 6 | 2015 | 10 | 29 | 29 |  | 0238 AMOS, WV | WEST HUNTINGTON, WV | 0 | 0 | WP | 0.1 | 0 | 0 |  | 0 | 0 | 0 | 0 | 0 | 0 | 0 | 0 | 0 | 0 | 0 | 0 | 0 | 0 | 0 | 0 | 0 | 0 | 0 | 0 | 0 | 0 | 0 | 12 | 1
NO |  | 6 | 2015 | 10 | 30 | 30 |  | 0238 PARK HILL TAP, WV |  | 138 | 138 | ST | 0.01 | 0 | 1 | 397KCM ACSR | 0 | 0 | 0 | 0 | 0 | 0 | 0 | 0 | 0 | 0 | 0 | 0 | 0 | 0 | 0 | 0 | 0 | 0 | 0 | 0 | 0 | 0 | 0 | 12 | 1
NO |  | 6 | 2015 | 10 | 31 | 31 |  | 0277 CABELL LOOP, WV |  | 138 | 138 | ST | 0.77 | 0.77 | 1 | 954KCM ACSR | 0 | 0 | 0 | 0 | 0 | 0 | 0 | 0 | 0 | 0 | 0 | 0 | 0 | 0 | 0 | 0 | 0 | 0 | 0 | 0 | 0 | 0 | 0 | 12 | 1
NO |  | 6 | 2015 | 10 | 32 | 32 |  | 0302 MILTON LOOP, WV |  | 138 | 138 | ST | 1.71 | 1.71 | 1 | 795KCM ACSR | 0 | 0 | 0 | 0 | 0 | 0 | 0 | 0 | 0 | 0 | 0 | 0 | 0 | 0 | 0 | 0 | 0 | 0 | 0 | 0 | 0 | 0 | 0 | 12 | 1
NO |  | 6 | 2015 | 10 | 33 | 33 |  | 0378 CURRY LOOP, WV |  | 138 | 138 | ST | 1.67 | 1.67 | 1 | 1033KCM ACSR | 0 | 0 | 0 | 0 | 0 | 0 | 0 | 0 | 0 | 0 | 0 | 0 | 0 | 0 | 0 | 0 | 0 | 0 | 0 | 0 | 0 | 0 | 0 | 12 | 1
NO |  | 6 | 2015 | 10 | 34 | 34 |  | 0095 CARBIDE MAIN, WV | TURNER, WV | 138 | 138 | ST | 0.15 | 0.08 | 1 | 1590 KCM ACSR | 0 | 0 | 0 | 0 | 0 | 0 | 0 | 0 | 0 | 0 | 0 | 0 | 0 | 0 | 0 | 0 | 0 | 0 | 0 | 0 | 0 | 0 | 0 | 12 | 1
NO |  | 6 | 2015 | 11 | 1 | 1 |  | 0096 CARBIDE #8, WV | CHEMICAL-TURNER A, WV | 138 | 138 | ST | 0.04 | 1.21 | 1 | 397KCM ACSR | 0 | 0 | 0 | 0 | 0 | 0 | 0 | 0 | 0 | 0 | 0 | 0 | 0 | 0 | 0 | 0 | 0 | 0 | 0 | 0 | 0 | 0 | 0 | 12 | 1
NO |  | 6 | 2015 | 11 | 2 | 2 |  | 0096 CARBIDE #8, WV | CHEMICAL-TURNER B, WV | 138 | 138 | ST | 6.79 | 0 | 1 | 1033KCM ACSR | 0 | 0 | 0 | 0 | 0 | 0 | 0 | 0 | 0 | 0 | 0 | 0 | 0 | 0 | 0 | 0 | 0 | 0 | 0 | 0 | 0 | 0 | 0 | 12 | 1
NO |  | 6 | 2015 | 11 | 3 | 3 |  | 0096 CARBIDE #8, WV | CHEMICAL-TURNER B, WV | 138 | 138 | ST | 1.3 | 0 | 2 | 1033KCM ACSR | 0 | 0 | 0 | 0 | 0 | 0 | 0 | 0 | 0 | 0 | 0 | 0 | 0 | 0 | 0 | 0 | 0 | 0 | 0 | 0 | 0 | 0 | 0 | 12 | 1
NO |  | 6 | 2015 | 11 | 4 | 4 |  | 0337 BLUEFIELD, WV | SOUTH PRINCETON, WV | 138 | 138 | ST | 0.25 | 0.29 | 1 | 556KCM ACSR | 0 | 0 | 0 | 0 | 0 | 0 | 0 | 0 | 0 | 0 | 0 | 0 | 0 | 0 | 0 | 0 | 0 | 0 | 0 | 0 | 0 | 0 | 0 | 12 | 1
NO |  | 6 | 2015 | 11 | 5 | 5 |  | 0336 CLENDENIN TAP |  | 138 | 138 | WP | 8.3 | 0 | 0 |  | 0 | 0 | 0 | 0 | 0 | 0 | 0 | 0 | 0 | 0 | 0 | 0 | 0 | 0 | 0 | 0 | 0 | 0 | 0 | 0 | 0 | 0 | 0 | 12 | 1
NO |  | 6 | 2015 | 11 | 6 | 6 |  | CAPITALIZED SPARE PARTS | 0373,0379 | 138 | 138 |  | 0 | 0 | 1 |  | 0 | 0 | 0 | 0 | 0 | 0 | 0 | 0 | 0 | 0 | 0 | 0 | 0 | 0 | 0 | 0 | 0 | 0 | 0 | 0 | 0 | 0 | 0 | 12 | 1
NO |  | 6 | 2015 | 11 | 7 | 7 |  | 1005 CHERRY CREEK | CLIFFTOP | 138 | 138 | SP | 7.2 | 0 | 1 | 795 ACSR | 0 | 0 | 0 | 0 | 0 | 0 | 0 | 0 | 0 | 0 | 0 | 0 | 0 | 0 | 0 | 0 | 0 | 0 | 0 | 0 | 0 | 0 | 0 | 12 | 1
NO |  | 6 | 2015 | 11 | 8 | 8 |  | 0377 SPORN | CLINE ENERGY EXTENSION | 138 | 138 | SP | 0.07 | 0 | 1 | 397KCM ACSR | 0 | 0 | 0 | 0 | 0 | 0 | 0 | 0 | 0 | 0 | 0 | 0 | 0 | 0 | 0 | 0 | 0 | 0 | 0 | 0 | 0 | 0 | 0 | 12 | 1
NO |  | 6 | 2015 | 11 | 9 | 9 |  | 0370 SOUTHRIDGE EXTENSION |  | 138 | 138 | SP | 1.86 | 0 | 2 | 556KCM ACSR | 0 | 0 | 0 | 0 | 0 | 0 | 0 | 0 | 0 | 0 | 0 | 0 | 0 | 0 | 0 | 0 | 0 | 0 | 0 | 0 | 0 | 0 | 0 | 12 | 1
NO |  | 6 | 2015 | 11 | 10 | 10 |  | 0098A FLATWOOD TAP 138KV |  | 0 | 0 |  | 0 | 0 | 0 |  | 0 | 0 | 0 | 0 | 0 | 0 | 0 | 0 | 0 | 0 | 0 | 0 | 0 | 0 | 0 | 0 | 0 | 0 | 0 | 0 | 0 | 0 | 0 | 12 | 1
NO |  | 6 | 2015 | 11 | 11 | 11 |  | 0386 GARRISON WV |  | 138 | 138 | SP | 0.2 | 0 | 2 | 795 KCM ACSR | 0 | 0 | 0 | 0 | 0 | 0 | 0 | 0 | 0 | 0 | 0 | 0 | 0 | 0 | 0 | 0 | 0 | 0 | 0 | 0 | 0 | 0 | 0 | 12 | 1
NO |  | 6 | 2015 | 11 | 12 | 12 |  | 0382 LANHAM, WV |  | 138 | 138 | SP | 1.4 | 0 | 2 | 795 KCM ACSR | 0 | 0 | 0 | 0 | 0 | 0 | 0 | 0 | 0 | 0 | 0 | 0 | 0 | 0 | 0 | 0 | 0 | 0 | 0 | 0 | 0 | 0 | 0 | 12 | 1
NO |  | 6 | 2015 | 11 | 13 | 13 |  | 0473 CARETTA | JIM BRANCH | 138 | 138 |  | 0 | 0 | 0 |  | 0 | 0 | 0 | 0 | 0 | 0 | 0 | 0 | 0 | 0 | 0 | 0 | 0 | 0 | 0 | 0 | 0 | 0 | 0 | 0 | 0 | 0 | 0 | 12 | 1
NO |  | 6 | 2015 | 11 | 14 | 14 |  | 0471 HALLS RIDGE | SOUTH PRINCETON, WV | 138 | 138 | ST | 0.42 | 0 | 1 | 1590kcm ACSR | 0 | 0 | 0 | 0 | 0 | 0 | 0 | 0 | 0 | 0 | 0 | 0 | 0 | 0 | 0 | 0 | 0 | 0 | 0 | 0 | 0 | 0 | 0 | 12 | 1
NO |  | 6 | 2015 | 11 | 15 | 15 |  | 0466 IAEGER | WHARNCLIFFE, WV | 46 | 138 | ST | 6.38 | 0 | 1 | 556.5 kcm 26/7 AC | 0 | 0 | 0 | 0 | 0 | 0 | 0 | 0 | 0 | 0 | 0 | 0 | 0 | 0 | 0 | 0 | 0 | 0 | 0 | 0 | 0 | 0 | 0 | 12 | 1
NO |  | 6 | 2015 | 11 | 16 | 16 |  | 1050 ROCKHOUSE |  | 138 | 138 |  | 0 | 0 | 0 |  | 0 | 0 | 0 | 0 | 0 | 0 | 0 | 0 | 0 | 0 | 0 | 0 | 0 | 0 | 0 | 0 | 0 | 0 | 0 | 0 | 0 | 0 | 0 | 12 | 1
NO |  | 6 | 2015 | 11 | 17 | 17 |  | 1072 CLENDENIN, WV | MORRIS BRANCH | 138 | 138 | ST | 2.2 | 0 | 1 | 795 KCM ACSR | 0 | 0 | 0 | 0 | 0 | 0 | 0 | 0 | 0 | 0 | 0 | 0 | 0 | 0 | 0 | 0 | 0 | 0 | 0 | 0 | 0 | 0 | 0 | 12 | 1
NO |  | 6 | 2015 | 11 | 18 | 18 |  | 0474 COBB, WV | THOROFARE CREEK | 138 | 138 | ST | 0.45 | 0 | 1 | 795 KCM ACSR | 0 | 0 | 0 | 0 | 0 | 0 | 0 | 0 | 0 | 0 | 0 | 0 | 0 | 0 | 0 | 0 | 0 | 0 | 0 | 0 | 0 | 0 | 0 | 12 | 1
NO |  | 6 | 2015 | 11 | 19 | 19 |  | 0463 CROOKED CREEK, WV |  | 138 | 138 | ST | 1.29 | 0 | 1 | 1033KCM ACSR | 0 | 0 | 0 | 0 | 0 | 0 | 0 | 0 | 0 | 0 | 0 | 0 | 0 | 0 | 0 | 0 | 0 | 0 | 0 | 0 | 0 | 0 | 0 | 12 | 1
NO |  | 6 | 2015 | 11 | 20 | 20 |  | 0472 MERRITS CREEK, WV |  | 138 | 138 | ST | 3.83 | 0 | 1 | 1033KCM ACSR | 0 | 0 | 0 | 0 | 0 | 0 | 0 | 0 | 0 | 0 | 0 | 0 | 0 | 0 | 0 | 0 | 0 | 0 | 0 | 0 | 0 | 0 | 0 | 12 | 1
NO |  | 6 | 2015 | 11 | 21 | 21 |  | 3843 BIM, WV |  | 47 | 138 | ST | 0.16 | 0 | 1 |  | 0 | 0 | 0 | 0 | 0 | 0 | 0 | 0 | 0 | 0 | 0 | 0 | 0 | 0 | 0 | 0 | 0 | 0 | 0 | 0 | 0 | 0 | 0 | 12 | 1
NO |  | 6 | 2015 | 11 | 22 | 22 |  | 3843 BIM, WV |  | 0 | 0 | WP | 11.17 | 0 | 0 |  | 0 | 0 | 0 | 0 | 0 | 0 | 0 | 0 | 0 | 0 | 0 | 0 | 0 | 0 | 0 | 0 | 0 | 0 | 0 | 0 | 0 | 0 | 0 | 12 | 1
NO |  | 6 | 2015 | 11 | 23 | 23 |  | 0478 POLYMER LOOP, WV |  | 138 | 138 | ST | 3.1 | 0 | 1 | 795 KCM ACSR | 0 | 0 | 0 | 0 | 0 | 0 | 0 | 0 | 0 | 0 | 0 | 0 | 0 | 0 | 0 | 0 | 0 | 0 | 0 | 0 | 0 | 0 | 0 | 12 | 1
NO |  | 6 | 2015 | 11 | 24 | 24 |  | 0477 BROAD RUN, WV | THOROFARE CREEK | 138 | 138 |  | 1.4 | 0 | 1 |  | 0 | 0 | 0 | 0 | 0 | 0 | 0 | 0 | 0 | 0 | 0 | 0 | 0 | 0 | 0 | 0 | 0 | 0 | 0 | 0 | 0 | 0 | 0 | 12 | 1
NO |  | 6 | 2015 | 11 | 25 | 25 |  | 0475 PATRIOT COAL, WV | POINT LICK | 138 | 138 | ST | 0.05 | 0 | 1 | 556.5 kcm 26/7 AC | 0 | 0 | 0 | 0 | 0 | 0 | 0 | 0 | 0 | 0 | 0 | 0 | 0 | 0 | 0 | 0 | 0 | 0 | 0 | 0 | 0 | 0 | 0 | 12 | 1
NO |  | 6 | 2015 | 11 | 26 | 26 |  | 0482 CLARK BRANCH, WV | 138KV EXTENSION | 138 | 138 |  | 0 | 0 | 1 |  | 0 | 0 | 0 | 0 | 0 | 0 | 0 | 0 | 0 | 0 | 0 | 0 | 0 | 0 | 0 | 0 | 0 | 0 | 0 | 0 | 0 | 0 | 0 | 12 | 1
NO |  | 6 | 2015 | 11 | 27 | 27 |  | 0481 LAKEVIEW | 138KV EXTENSION | 138 | 138 |  | 0 | 0 | 0 |  | 0 | 0 | 0 | 0 | 0 | 0 | 0 | 0 | 0 | 0 | 0 | 0 | 0 | 0 | 0 | 0 | 0 | 0 | 0 | 0 | 0 | 0 | 0 | 12 | 1
NO |  | 6 | 2015 | 11 | 28 | 28 |  | 0483 HERNSHAW | 138KV EXTENSION | 138 | 138 | ST | 1.55 | 0 | 2 | 1590 KCM ACSR | 0 | 0 | 0 | 0 | 0 | 0 | 0 | 0 | 0 | 0 | 0 | 0 | 0 | 0 | 0 | 0 | 0 | 0 | 0 | 0 | 0 | 0 | 0 | 12 | 1
NO |  | 6 | 2015 | 11 | 29 | 29 |  | 0486 PAX BRANCH | 138KV EXTENSION | 138 | 138 | ST | 1.44 | 0 | 2 | 1033.5 KCM ACSR | 0 | 0 | 0 | 0 | 0 | 0 | 0 | 0 | 0 | 0 | 0 | 0 | 0 | 0 | 0 | 0 | 0 | 0 | 0 | 0 | 0 | 0 | 0 | 12 | 1
NO |  | 6 | 2015 | 11 | 30 | 30 |  | 0487 PIERPONT | 138KV EXTENSION | 138 | 138 | ST | 1.25 | 0 | 1 | 1033.5 KCM | 0 | 0 | 0 | 0 | 0 | 0 | 0 | 0 | 0 | 0 | 0 | 0 | 0 | 0 | 0 | 0 | 0 | 0 | 0 | 0 | 0 | 0 | 0 | 12 | 1
NO |  | 6 | 2015 | 11 | 31 | 31 |  | 0479 HARMON BRANCH | 138KV EXTENSION | 138 | 138 | ST | 0.96 | 0 | 2 | 1033.5 KCM ACSR | 0 | 0 | 0 | 0 | 0 | 0 | 0 | 0 | 0 | 0 | 0 | 0 | 0 | 0 | 0 | 0 | 0 | 0 | 0 | 0 | 0 | 0 | 0 | 12 | 1
SI/SI | A | 6 | 2015 | 12 | 2 | 2 |  | Lines Under 138KV |  | 0 | 0 |  | 1736.53 | 181.37 | 0 |  | 0 | 0 | 194161489.1604 | 0 | 0 | 0 | 4837918.4928 | 0 | 0 | 0 | 0 | 0 | 0 | 0 | 0 | 0 | 0 | 0 | 0 | 0 | 0 | 0 | 0 | 12 | 1
NO |  | 6 | 2015 | 12 | 4 | 4 |  | Line cost and expense are | not available by individual | 0 | 0 |  | 0 | 0 | 0 |  | 116896392 | 1222744486 | 1339640878 | 108053 | 16180883 | 0 | 16288936 | 0 | 0 | 0 | 0 | 0 | 0 | 0 | 0 | 0 | 0 | 0 | 0 | 0 | 0 | 0 | 0 | 12 | 1
NO |  | 6 | 2015 | 12 | 5 | 5 |  | transmission line | Total shown in Column j - p | 0 | 0 |  | 0 | 0 | 0 |  | 0 | 0 | 0 | 0 | 0 | 0 | 0 | 0 | 0 | 0 | 0 | 0 | 0 | 0 | 0 | 0 | 0 | 0 | 0 | 0 | 0 | 0 | 0 | 12 | 1
NO |  | 6 | 2015 | 12 | 7 | 7 |  |  |  | 0 | 0 | AT=Alum | 0 | 0 | 0 |  | 0 | 0 | 0 | 0 | 0 | 0 | 0 | 0 | 0 | 0 | 0 | 0 | 0 | 0 | 0 | 0 | 0 | 0 | 0 | 0 | 0 | 0 | 0 | 12 | 1
NO |  | 6 | 2015 | 12 | 8 | 8 |  |  |  | 0 | 0 | SP = Steel Poe | 0 | 0 | 0 |  | 0 | 0 | 0 | 0 | 0 | 0 | 0 | 0 | 0 | 0 | 0 | 0 | 0 | 0 | 0 | 0 | 0 | 0 | 0 | 0 | 0 | 0 | 0 | 12 | 1
NO |  | 7 | 2015 | 0 | 1 | 1 |  | PALO VERDE | KYRENE | 500 | 500 | (3) STEEL (A) | 0 | 74.8 | 1 | 1780 ACSR | 4014277 | 19901127 | 23915404 | 0 | 0 | 0 | 0 | 0 | 0 | 0 | 0 | 0 | 0 | 0 | 0 | 0 | 0 | 0 | 0 | 0 | 0 | 0 | 0 | 12 | 1
NO |  | 7 | 2015 | 0 | 2 | 2 |  | PALO VERDE | WESTWING #2 | 500 | 500 | (3) STEEL (A) | 0 | 45 | 1 | 1780 ACSR | 0 | 5971160 | 5971160 | 0 | 0 | 0 | 0 | 0 | 0 | 0 | 0 | 0 | 0 | 0 | 0 | 0 | 0 | 0 | 0 | 0 | 0 | 0 | 0 | 12 | 1
NO |  | 7 | 2015 | 0 | 3 | 3 |  | FOUR CORNERS | COLORADO RIVER | 500 | 500 | (3) STEEL | 366 | 0 | 1 | 2156 ACSR | 2321510 | 39917113 | 42238623 | 0 | 0 | 0 | 0 | 0 | 0 | 0 | 0 | 0 | 0 | 0 | 0 | 0 | 0 | 0 | 0 | 0 | 0 | 0 | 0 | 12 | 1
NO |  | 7 | 2015 | 0 | 4 | 4 |  | NAVAJO PLANT | WESTWING | 500 | 500 | (3) STEEL (A) | 0 | 256 | 1 | 2156 ACSR | 743746 | 8831923 | 9575669 | 0 | 0 | 0 | 0 | 0 | 0 | 0 | 0 | 0 | 0 | 0 | 0 | 0 | 0 | 0 | 0 | 0 | 0 | 0 | 0 | 12 | 1
NO |  | 7 | 2015 | 0 | 5 | 5 |  | NAVAJO PLANT | MOENKOPI | 500 | 500 | (3) STEEL (A) | 0 | 76 | 1 | 2156 ACSR | 0 | 1208159 | 1208159 | 0 | 0 | 0 | 0 | 0 | 0 | 0 | 0 | 0 | 0 | 0 | 0 | 0 | 0 | 0 | 0 | 0 | 0 | 0 | 0 | 12 | 1
NO |  | 7 | 2015 | 0 | 6 | 6 |  | MOENKOPI | WESTWING | 500 | 500 | (3) STEEL (A) | 0 | 180 | 1 | 2156 ACSR | 55612 | 5807204 | 5862816 | 0 | 0 | 0 | 0 | 0 | 0 | 0 | 0 | 0 | 0 | 0 | 0 | 0 | 0 | 0 | 0 | 0 | 0 | 0 | 0 | 12 | 1
NO |  | 7 | 2015 | 0 | 7 | 7 |  | CHOLLA | SAGUARO | 500 | 500 | (3) STEEL | 206 | 0 | 1 | 2156 ACSR | 1350823 | 60391579 | 61742402 | 0 | 0 | 0 | 0 | 0 | 0 | 0 | 0 | 0 | 0 | 0 | 0 | 0 | 0 | 0 | 0 | 0 | 0 | 0 | 0 | 12 | 1
NO |  | 7 | 2015 | 0 | 8 | 8 |  | PALO VERDE | WESTWING | 500 | 500 | (3) STEEL (A) | 0 | 47 | 1 | 1780 ACSR | 8522 | 5151452 | 5159974 | 0 | 0 | 0 | 0 | 0 | 0 | 0 | 0 | 0 | 0 | 0 | 0 | 0 | 0 | 0 | 0 | 0 | 0 | 0 | 0 | 12 | 1
NO |  | 7 | 2015 | 0 | 9 | 9 |  | PALO VERDE | NORTH GILA | 500 | 500 | (3) STEEL (A) | 0 | 120 | 1 | 2156 ACSR | 494861 | 4727505 | 5222366 | 0 | 0 | 0 | 0 | 0 | 0 | 0 | 0 | 0 | 0 | 0 | 0 | 0 | 0 | 0 | 0 | 0 | 0 | 0 | 0 | 12 | 1
NO |  | 7 | 2015 | 0 | 10 | 10 |  | WESTWING | MEAD | 500 | 500 | (3) STEEL (A) | 242.7 | 0 | 1 | 1590 KCM | 1175680 | 17090839 | 18266519 | 0 | 0 | 0 | 0 | 0 | 0 | 0 | 0 | 0 | 0 | 0 | 0 | 0 | 0 | 0 | 0 | 0 | 0 | 0 | 0 | 12 | 1
NO |  | 7 | 2015 | 0 | 11 | 11 |  | MEAD | MARKET PLACE | 500 | 500 | (3) STEEL (A) | 13.3 | 0 | 1 | 1590 KCM | 50610 | 626769 | 677379 | 0 | 0 | 0 | 0 | 0 | 0 | 0 | 0 | 0 | 0 | 0 | 0 | 0 | 0 | 0 | 0 | 0 | 0 | 0 | 0 | 12 | 1
NO |  | 7 | 2015 | 0 | 12 | 12 |  | KYRENE/PALO VERDE | JOJOBA SUB | 500 | 500 | (3) STEEL | 0.25 | 0 | 1 | 954 ACSR | 0 | 0 | 0 | 0 | 0 | 0 | 0 | 0 | 0 | 0 | 0 | 0 | 0 | 0 | 0 | 0 | 0 | 0 | 0 | 0 | 0 | 0 | 0 | 12 | 1
NO |  | 7 | 2015 | 0 | 13 | 13 |  | GILA RIVER | JOJOBA SWITCHYARD | 500 | 500 | (3) STEEL | 18.5 | 0 | 2 | 1780 ACSR | 0 | 0 | 0 | 0 | 0 | 0 | 0 | 0 | 0 | 0 | 0 | 0 | 0 | 0 | 0 | 0 | 0 | 0 | 0 | 0 | 0 | 0 | 0 | 12 | 1
NO |  | 7 | 2015 | 0 | 14 | 14 |  | PALO VERDE | RUDD | 500 | 500 | (3) STEEL (A) | 35.68 | 0 | 1 | 1780 ACSR | 12237938 | 29540970 | 41778908 | 0 | 0 | 0 | 0 | 0 | 0 | 0 | 0 | 0 | 0 | 0 | 0 | 0 | 0 | 0 | 0 | 0 | 0 | 0 | 0 | 12 | 1
NO |  | 7 | 2015 | 0 | 15 | 15 |  | PALO VERDE | HASSAYAMPA | 500 | 500 | (3) STEEL (A) | 0 | 3.1 | 1 | 1780 ACSR | 284676 | 776503 | 1061179 | 0 | 0 | 0 | 0 | 0 | 0 | 0 | 0 | 0 | 0 | 0 | 0 | 0 | 0 | 0 | 0 | 0 | 0 | 0 | 0 | 12 | 1
NO |  | 7 | 2015 | 0 | 16 | 16 |  | MORGAN | PINNACLE PEAK | 500 | 500 | (3) STEEL (A) | 27 | 6 | 1 | 1780 ACSR | 15603430 | 32420062 | 48023492 | 0 | 0 | 0 | 0 | 0 | 0 | 0 | 0 | 0 | 0 | 0 | 0 | 0 | 0 | 0 | 0 | 0 | 0 | 0 | 0 | 12 | 1
NO |  | 7 | 2015 | 0 | 17 | 17 |  | WESTWING | DUGAS LOOP | 500 | 500 | (3) STEEL | 0 | 0 | 1 | 2156 ACSR | 0 | 3178473 | 3178473 | 0 | 0 | 0 | 0 | 0 | 0 | 0 | 0 | 0 | 0 | 0 | 0 | 0 | 0 | 0 | 0 | 0 | 0 | 0 | 0 | 12 | 1
NO |  | 7 | 2015 | 0 | 18 | 18 |  | HASSAYAMPA | NORTH GILA | 500 | 500 | (3) STEEL (A) | 111.5 | 0 | 1 | 2156 ACSR | 8582119 | 103003307 | 111585426 | 0 | 0 | 0 | 0 | 0 | 0 | 0 | 0 | 0 | 0 | 0 | 0 | 0 | 0 | 0 | 0 | 0 | 0 | 0 | 0 | 12 | 1
NO |  | 7 | 2015 | 0 | 19 | 19 |  | FOUR CORNERS | PINNACLE PEAK | 345 | 345 | (3) STEEL (C) | 566 | 12 | 2 | 795 ACSR | 4744391 | 30649195 | 35393586 | 0 | 0 | 0 | 0 | 0 | 0 | 0 | 0 | 0 | 0 | 0 | 0 | 0 | 0 | 0 | 0 | 0 | 0 | 0 | 0 | 12 | 1
NO |  | 7 | 2015 | 0 | 20 | 20 |  | YAVAPAI | TAP IN & OUT | 230 | 230 | (1) STEEL | 1.3 | 0 | 2 | 954 ACSR | 0 | 947577 | 947577 | 0 | 0 | 0 | 0 | 0 | 0 | 0 | 0 | 0 | 0 | 0 | 0 | 0 | 0 | 0 | 0 | 0 | 0 | 0 | 0 | 12 | 1
NO |  | 7 | 2015 | 0 | 21 | 21 |  | WESTWING | EL SOL | 230 | 345 | (3) STEEL (D) | 0 | 12.77 | 1 | 795 ACSR | 424643 | 3424030 | 3848673 | 0 | 0 | 0 | 0 | 0 | 0 | 0 | 0 | 0 | 0 | 0 | 0 | 0 | 0 | 0 | 0 | 0 | 0 | 0 | 0 | 12 | 1
NO |  | 7 | 2015 | 0 | 22 | 22 |  | CHOLLA PLANT | FLAGSTAFF | 230 | 230 | (2) WOOD | 88.14 | 0 | 1 | 795 ACSR | 138023 | 3681055 | 3819078 | 0 | 0 | 0 | 0 | 0 | 0 | 0 | 0 | 0 | 0 | 0 | 0 | 0 | 0 | 0 | 0 | 0 | 0 | 0 | 0 | 12 | 1
NO |  | 7 | 2015 | 0 | 23 | 23 |  | LIBERTY | GILA BEND | 230 | 230 | (3) STEEL (D) | 0 | 6 | 1 | 1272 ACSR | 40721 | 2537537 | 2578258 | 0 | 0 | 0 | 0 | 0 | 0 | 0 | 0 | 0 | 0 | 0 | 0 | 0 | 0 | 0 | 0 | 0 | 0 | 0 | 0 | 12 | 1
NO |  | 7 | 2015 | 0 | 24 | 24 |  | LIBERTY | GILA BEND | 230 | 230 | (1) WOOD | 12 | 0 | 1 | 1272 ACSR | 322267 | 1858571 | 2180838 | 0 | 0 | 0 | 0 | 0 | 0 | 0 | 0 | 0 | 0 | 0 | 0 | 0 | 0 | 0 | 0 | 0 | 0 | 0 | 0 | 12 | 1
NO |  | 7 | 2015 | 0 | 25 | 25 |  | LIBERTY | GILA BEND | 230 | 230 | (2) WOOD | 28 | 0 | 1 | 1272 ACSR | 803802 | 3352137 | 4155939 | 0 | 0 | 0 | 0 | 0 | 0 | 0 | 0 | 0 | 0 | 0 | 0 | 0 | 0 | 0 | 0 | 0 | 0 | 0 | 0 | 12 | 1
NO |  | 7 | 2015 | 0 | 26 | 26 |  | COCONINO | VERDE | 230 | 230 | (2) WOOD | 32.68 | 0 | 1 | 795 ACSR | 35944 | 3135075 | 3171019 | 0 | 0 | 0 | 0 | 0 | 0 | 0 | 0 | 0 | 0 | 0 | 0 | 0 | 0 | 0 | 0 | 0 | 0 | 0 | 0 | 12 | 1
NO |  | 7 | 2015 | 0 | 27 | 27 |  | VERDE | WILLOW LAKE | 230 | 230 | (2) WOOD | 34.3 | 0 | 1 | 795 ACSR | 157325 | 3250560 | 3407885 | 0 | 0 | 0 | 0 | 0 | 0 | 0 | 0 | 0 | 0 | 0 | 0 | 0 | 0 | 0 | 0 | 0 | 0 | 0 | 0 | 12 | 1
NO |  | 7 | 2015 | 0 | 28 | 28 |  | ROUND VALLEY | SELIGMAN | 230 | 230 | (2) WOOD | 36.19 | 0 | 1 | 795 ACSR | 8969 | 2097188 | 2106157 | 0 | 0 | 0 | 0 | 0 | 0 | 0 | 0 | 0 | 0 | 0 | 0 | 0 | 0 | 0 | 0 | 0 | 0 | 0 | 0 | 12 | 1
NO |  | 7 | 2015 | 0 | 29 | 29 |  | PINNACLE PEAK | OCOTILLO | 230 | 230 | (3) STEEL | 51.2 | 0 | 2 | 795 AA | 9660020 | 7704155 | 17364175 | 0 | 0 | 0 | 0 | 0 | 0 | 0 | 0 | 0 | 0 | 0 | 0 | 0 | 0 | 0 | 0 | 0 | 0 | 0 | 0 | 12 | 1
NO |  | 7 | 2015 | 0 | 30 | 30 |  | EL SOL | AGUA FRIA | 230 | 230 | (3) STEEL | 5.65 | 0 | 1 | 1431 AA | 220297 | 536518 | 756815 | 0 | 0 | 0 | 0 | 0 | 0 | 0 | 0 | 0 | 0 | 0 | 0 | 0 | 0 | 0 | 0 | 0 | 0 | 0 | 0 | 12 | 1
NO |  | 7 | 2015 | 0 | 31 | 31 |  | AGUA FRIA | GRAND TERMINAL | 230 | 230 | (1) STEEL | 10.02 | 0 | 1 | 1361 ACAR | 112180 | 3218080 | 3330260 | 0 | 0 | 0 | 0 | 0 | 0 | 0 | 0 | 0 | 0 | 0 | 0 | 0 | 0 | 0 | 0 | 0 | 0 | 0 | 0 | 12 | 1
NO |  | 7 | 2015 | 0 | 32 | 32 |  | OCOTILLO PLANT | LINCOLN STREET | 230 | 230 | (3) STEEL | 10.3 | 10.3 | 2 | 1431 AA | 820160 | 6759381 | 7579541 | 0 | 0 | 0 | 0 | 0 | 0 | 0 | 0 | 0 | 0 | 0 | 0 | 0 | 0 | 0 | 0 | 0 | 0 | 0 | 0 | 12 | 1
NO |  | 7 | 2015 | 0 | 33 | 33 |  | OCOTILLO PLANT | LINCOLN STREET | 230 | 230 | (4) U.G. | 1 | 0 | 0 | 2000 KC | 0 | 1826612 | 1826612 | 0 | 0 | 0 | 0 | 0 | 0 | 0 | 0 | 0 | 0 | 0 | 0 | 0 | 0 | 0 | 0 | 0 | 0 | 0 | 0 | 12 | 1
NO |  | 7 | 2015 | 0 | 34 | 34 |  | OCOTILLO PLANT | SRP TAP KYRENE SUB | 230 | 230 | (1) STEEL | 6.5 | 0 | 2 | 954 ACSR | 1931778 | 4017851 | 5949629 | 0 | 0 | 0 | 0 | 0 | 0 | 0 | 0 | 0 | 0 | 0 | 0 | 0 | 0 | 0 | 0 | 0 | 0 | 0 | 0 | 12 | 1
NO |  | 7 | 2015 | 0 | 35 | 35 |  | OCOTILLO PLANT | 68TH ST & SALT RIVER | 230 | 230 | (3) STEEL | 0 | 1.6 | 1 | 954A/1113A | 0 | 17978 | 17978 | 0 | 0 | 0 | 0 | 0 | 0 | 0 | 0 | 0 | 0 | 0 | 0 | 0 | 0 | 0 | 0 | 0 | 0 | 0 | 0 | 12 | 1
NO |  | 7 | 2015 | 0 | 36 | 36 |  | TOTAL |  | 0 | 0 |  | 5211.5 | 881.15 | 81 |  | 135385358 | 1140613003 | 1275998361 | 25966635 | 15008345 | 7550709 | 48525689 | 0 | 0 | 0 | 0 | 0 | 0 | 0 | 0 | 0 | 0 | 0 | 0 | 0 | 0 | 0 | 0 | 12 | 1
NO |  | 7 | 2015 | 1 | 1 | 1 |  | LINCOLN STREET | WEST PHOENIX PLANT | 230 | 230 | (3) STEEL | 5.5 | 0 | 1 | 1113 AA | 37261 | 3283837 | 3321098 | 0 | 0 | 0 | 0 | 0 | 0 | 0 | 0 | 0 | 0 | 0 | 0 | 0 | 0 | 0 | 0 | 0 | 0 | 0 | 0 | 12 | 1
NO |  | 7 | 2015 | 1 | 2 | 2 |  | SANTA ROSA | SAGUARO PLANT | 230 | 230 | (2) WOOD | 61.5 | 0 | 1 | 954A/1113A | 383722 | 3077401 | 3461123 | 0 | 0 | 0 | 0 | 0 | 0 | 0 | 0 | 0 | 0 | 0 | 0 | 0 | 0 | 0 | 0 | 0 | 0 | 0 | 0 | 12 | 1
NO |  | 7 | 2015 | 1 | 3 | 3 |  | PINNACLE PEAK-OCOTILLO | CACTUS SUB TAP | 230 | 230 | (1) STEEL | 3.2 | 0 | 2 | 954 AA | 286973 | 1324874 | 1611847 | 0 | 0 | 0 | 0 | 0 | 0 | 0 | 0 | 0 | 0 | 0 | 0 | 0 | 0 | 0 | 0 | 0 | 0 | 0 | 0 | 12 | 1
NO |  | 7 | 2015 | 1 | 4 | 4 |  | PINNACLE PEAK/LONE PEAK | REACH SUB TAP | 230 | 230 | (1) STEEL | 0.12 | 0 | 1 | 954 ACSR | 171181 | 203127 | 374308 | 0 | 0 | 0 | 0 | 0 | 0 | 0 | 0 | 0 | 0 | 0 | 0 | 0 | 0 | 0 | 0 | 0 | 0 | 0 | 0 | 12 | 1
NO |  | 7 | 2015 | 1 | 5 | 5 |  | PINNACLE PEAK/LONE PEAK | REACH SUB | 230 | 230 | (4) U.G. | 0.63 | 0 | 1 | 1750 CU | 142671 | 855388 | 998059 | 0 | 0 | 0 | 0 | 0 | 0 | 0 | 0 | 0 | 0 | 0 | 0 | 0 | 0 | 0 | 0 | 0 | 0 | 0 | 0 | 12 | 1
NO |  | 7 | 2015 | 1 | 6 | 6 |  | GILA BEND/LIBERTY | PANDA SWITCHYARD | 230 | 230 | (1) STEEL | 0.25 | 0 | 1 | 1272 ACSR | 0 | 0 | 0 | 0 | 0 | 0 | 0 | 0 | 0 | 0 | 0 | 0 | 0 | 0 | 0 | 0 | 0 | 0 | 0 | 0 | 0 | 0 | 0 | 12 | 1
NO |  | 7 | 2015 | 1 | 7 | 7 |  | SRP-PINNACLE PEAK | DEER VALLEY TAP | 230 | 230 | (1) STEEL | 3.3 | 0 | 2 | 954 AA | 68982 | 2785385 | 2854367 | 0 | 0 | 0 | 0 | 0 | 0 | 0 | 0 | 0 | 0 | 0 | 0 | 0 | 0 | 0 | 0 | 0 | 0 | 0 | 0 | 12 | 1
NO |  | 7 | 2015 | 1 | 8 | 8 |  | LINCOLN STREET | COUNTRY CLUB | 230 | 230 | (4) U.G. | 3.5 | 0 | 1 | 1750 CU | 1021582 | 6122495 | 7144077 | 0 | 0 | 0 | 0 | 0 | 0 | 0 | 0 | 0 | 0 | 0 | 0 | 0 | 0 | 0 | 0 | 0 | 0 | 0 | 0 | 12 | 1
NO |  | 7 | 2015 | 1 | 9 | 9 |  | SUNNYSLOPE | COUNTRY CLUB | 230 | 230 | (4) U.G. | 7.5 | 0 | 1 | 1750 CU | 85094 | 5672649 | 5757743 | 0 | 0 | 0 | 0 | 0 | 0 | 0 | 0 | 0 | 0 | 0 | 0 | 0 | 0 | 0 | 0 | 0 | 0 | 0 | 0 | 12 | 1
NO |  | 7 | 2015 | 1 | 10 | 10 |  | GRAND TERMINAL | COUNTRY CLUB | 230 | 230 | (4) U.G. | 2.5 | 0 | 1 | 1750 CU | 42236 | 1663288 | 1705524 | 0 | 0 | 0 | 0 | 0 | 0 | 0 | 0 | 0 | 0 | 0 | 0 | 0 | 0 | 0 | 0 | 0 | 0 | 0 | 0 | 12 | 1
NO |  | 7 | 2015 | 1 | 11 | 11 |  | SANTA ROSA | CASA GRANDE | 230 | 230 | (2) WOOD | 14.95 | 0 | 1 | 1272 ACSR | 390432 | 3775970 | 4166402 | 0 | 0 | 0 | 0 | 0 | 0 | 0 | 0 | 0 | 0 | 0 | 0 | 0 | 0 | 0 | 0 | 0 | 0 | 0 | 0 | 12 | 1
NO |  | 7 | 2015 | 1 | 12 | 12 |  | CASA GRANDE | SAGUARO | 230 | 230 | (1) WOOD | 6.74 | 0 | 1 | 1272 ACSR | 78429 | 872073 | 950502 | 0 | 0 | 0 | 0 | 0 | 0 | 0 | 0 | 0 | 0 | 0 | 0 | 0 | 0 | 0 | 0 | 0 | 0 | 0 | 0 | 12 | 1
NO |  | 7 | 2015 | 1 | 13 | 13 |  | CASA GRANDE | SAGUARO | 230 | 230 | (2) WOOD | 38.97 | 0 | 1 | 1272 ACSR | 519018 | 6704094 | 7223112 | 0 | 0 | 0 | 0 | 0 | 0 | 0 | 0 | 0 | 0 | 0 | 0 | 0 | 0 | 0 | 0 | 0 | 0 | 0 | 0 | 12 | 1
NO |  | 7 | 2015 | 1 | 14 | 14 |  | WESTWING-EL SOL | SURPRISE | 230 | 230 | (1) STEEL | 11.25 | 0 | 1 | 954 ACSR | 381847 | 1203882 | 1585729 | 0 | 0 | 0 | 0 | 0 | 0 | 0 | 0 | 0 | 0 | 0 | 0 | 0 | 0 | 0 | 0 | 0 | 0 | 0 | 0 | 12 | 1
NO |  | 7 | 2015 | 1 | 15 | 15 |  | DEER VALLEY | ALEXANDER | 230 | 230 | (1) STEEL | 7.6 | 0 | 1 | 954 AA | 933461 | 4485834 | 5419295 | 0 | 0 | 0 | 0 | 0 | 0 | 0 | 0 | 0 | 0 | 0 | 0 | 0 | 0 | 0 | 0 | 0 | 0 | 0 | 0 | 12 | 1
NO |  | 7 | 2015 | 1 | 16 | 16 |  | PINNACLE PEAK | SUNNYSLOPE | 230 | 230 | (1) STEEL | 16.7 | 0 | 1 | 1431A/1361 ACSR | 141199 | 4206368 | 4347567 | 0 | 0 | 0 | 0 | 0 | 0 | 0 | 0 | 0 | 0 | 0 | 0 | 0 | 0 | 0 | 0 | 0 | 0 | 0 | 0 | 12 | 1
NO |  | 7 | 2015 | 1 | 17 | 17 |  | OCOTILLO | SANTA ROSA | 230 | 230 | (2) WOOD | 36.3 | 0 | 1 | 795R/1113A | 352384 | 6951684 | 7304068 | 0 | 0 | 0 | 0 | 0 | 0 | 0 | 0 | 0 | 0 | 0 | 0 | 0 | 0 | 0 | 0 | 0 | 0 | 0 | 0 | 12 | 1
NO |  | 7 | 2015 | 1 | 18 | 18 |  | ROUND VALLEY/SELIGMAN | FORT ROCK | 230 | 230 | (2) WOOD | 1.67 | 0 | 1 | 795 AA | 0 | 39196 | 39196 | 0 | 0 | 0 | 0 | 0 | 0 | 0 | 0 | 0 | 0 | 0 | 0 | 0 | 0 | 0 | 0 | 0 | 0 | 0 | 0 | 12 | 1
NO |  | 7 | 2015 | 1 | 19 | 19 |  | WHITE TANKS | WEST PHOENIX | 230 | 230 | (1) STEEL | 12 | 0 | 2 | 954 SSAC | 7389772 | 16026636 | 23416408 | 0 | 0 | 0 | 0 | 0 | 0 | 0 | 0 | 0 | 0 | 0 | 0 | 0 | 0 | 0 | 0 | 0 | 0 | 0 | 0 | 12 | 1
NO |  | 7 | 2015 | 1 | 20 | 20 |  | EL SOL | WHITE TANKS | 230 | 230 | (3) STEEL | 9 | 0 | 1 | 954 ACSR | 1041361 | 6250720 | 7292081 | 0 | 0 | 0 | 0 | 0 | 0 | 0 | 0 | 0 | 0 | 0 | 0 | 0 | 0 | 0 | 0 | 0 | 0 | 0 | 0 | 12 | 1
NO |  | 7 | 2015 | 1 | 21 | 21 |  | PINNACLE PEAK | LONE PEAK | 230 | 230 | (3) STEEL | 11.9 | 0 | 1 | 954 ACSR | 3600766 | 7821426 | 11422192 | 0 | 0 | 0 | 0 | 0 | 0 | 0 | 0 | 0 | 0 | 0 | 0 | 0 | 0 | 0 | 0 | 0 | 0 | 0 | 0 | 12 | 1
NO |  | 7 | 2015 | 1 | 22 | 22 |  | MEADOWBROOK | SUNNYSLOPE | 230 | 230 | (4) U.G. | 0.16 | 0 | 1 | 1750 ACSR | 0 | 618139 | 618139 | 0 | 0 | 0 | 0 | 0 | 0 | 0 | 0 | 0 | 0 | 0 | 0 | 0 | 0 | 0 | 0 | 0 | 0 | 0 | 0 | 12 | 1
NO |  | 7 | 2015 | 1 | 23 | 23 |  | MEADOWBROOK | COUNTRY CLUB | 230 | 230 | (4) U.G. | 0.17 | 0 | 1 | 1750 ACSR | 0 | 857317 | 857317 | 0 | 0 | 0 | 0 | 0 | 0 | 0 | 0 | 0 | 0 | 0 | 0 | 0 | 0 | 0 | 0 | 0 | 0 | 0 | 0 | 12 | 1
NO |  | 7 | 2015 | 1 | 24 | 24 |  | RUDD | LIBERTY | 230 | 230 | (1) STEEL | 20.48 | 0 | 1 | 1780 ACSR | 8241786 | 13492925 | 21734711 | 0 | 0 | 0 | 0 | 0 | 0 | 0 | 0 | 0 | 0 | 0 | 0 | 0 | 0 | 0 | 0 | 0 | 0 | 0 | 0 | 12 | 1
NO |  | 7 | 2015 | 1 | 25 | 25 |  | PALO VERDE | NORTH GILA TAP | 230 | 230 | (1) STEEL | 3.3 | 0 | 2 | 954 AA | 0 | 374911 | 374911 | 0 | 0 | 0 | 0 | 0 | 0 | 0 | 0 | 0 | 0 | 0 | 0 | 0 | 0 | 0 | 0 | 0 | 0 | 0 | 0 | 12 | 1
NO |  | 7 | 2015 | 1 | 26 | 26 |  | PALO VERDE | KYRENE TAP | 230 | 230 | (1) STEEL | 3.3 | 0 | 2 | 954 AA | 0 | 383526 | 383526 | 0 | 0 | 0 | 0 | 0 | 0 | 0 | 0 | 0 | 0 | 0 | 0 | 0 | 0 | 0 | 0 | 0 | 0 | 0 | 0 | 12 | 1
NO |  | 7 | 2015 | 1 | 27 | 27 |  | MORGAN | RACEWAY TAP | 230 | 230 | (3) STEEL | 0.75 | 0 | 1 | 2156 ACSS | 6687184 | 13894312 | 20581496 | 0 | 0 | 0 | 0 | 0 | 0 | 0 | 0 | 0 | 0 | 0 | 0 | 0 | 0 | 0 | 0 | 0 | 0 | 0 | 0 | 12 | 1
NO |  | 7 | 2015 | 1 | 28 | 28 |  | TUBA CITY TAP | POWELL SUB | 69 | 230 | (2) WOOD | 60 | 0 | 1 | 954 ACSR | 0 | 2380164 | 2380164 | 0 | 0 | 0 | 0 | 0 | 0 | 0 | 0 | 0 | 0 | 0 | 0 | 0 | 0 | 0 | 0 | 0 | 0 | 0 | 0 | 12 | 1
NO |  | 7 | 2015 | 1 | 29 | 29 |  | SAGUARO PLANT | SAN MANUEL | 115 | 230 | (2) WOOD | 41.5 | 0 | 1 | 954 ACSR | 46640 | 1951111 | 1997751 | 0 | 0 | 0 | 0 | 0 | 0 | 0 | 0 | 0 | 0 | 0 | 0 | 0 | 0 | 0 | 0 | 0 | 0 | 0 | 0 | 12 | 1
SI/SI | A | 7 | 2015 | 1 | 30 | 30 |  | ORACLE | SAN MANUEL | 115 | 115 | (2) WOOD | 21.06 | 0 | 1 | 556 ACSR | 74058 | 3113684 | 3187742 | 0 | 0 | 0 | 121228.5075 | 0 | 0 | 0 | 0 | 0 | 0 | 0 | 0 | 0 | 0 | 0 | 0 | 0 | 0 | 0 | 0 | 12 | 1
SI/SI | A | 7 | 2015 | 1 | 31 | 31 |  | ADAMS | MURAL | 115 | 115 | (2) WOOD | 47.15 | 0 | 1 | 556 ACSR | 435033 | 2115819 | 2550852 | 0 | 0 | 0 | 97007.8447 | 0 | 0 | 0 | 0 | 0 | 0 | 0 | 0 | 0 | 0 | 0 | 0 | 0 | 0 | 0 | 0 | 12 | 1
SI/SI | A | 7 | 2015 | 1 | 32 | 32 |  | SANTA ROSA | ASARCO | 115 | 115 | (2) WOOD | 11 | 0 | 1 | 795 ACSR | 93110 | 433334 | 526444 | 0 | 0 | 0 | 20020.4472 | 0 | 0 | 0 | 0 | 0 | 0 | 0 | 0 | 0 | 0 | 0 | 0 | 0 | 0 | 0 | 0 | 12 | 1
SI/SI | A | 7 | 2015 | 1 | 33 | 33 |  | ASARCO | VISTA | 115 | 115 | (2) WOOD | 3.81 | 0 | 1 | 795 ACSR | 18029 | 392494 | 410523 | 0 | 0 | 0 | 15612.0196 | 0 | 0 | 0 | 0 | 0 | 0 | 0 | 0 | 0 | 0 | 0 | 0 | 0 | 0 | 0 | 0 | 12 | 1
SI/SI | A | 7 | 2015 | 1 | 34 | 34 |  | ASARCO | VISTA | 115 | 115 | (1) WOOD | 3.02 | 0 | 1 | 795 ACSR | 12019 | 229551 | 241570 | 0 | 0 | 0 | 9186.807 | 0 | 0 | 0 | 0 | 0 | 0 | 0 | 0 | 0 | 0 | 0 | 0 | 0 | 0 | 0 | 0 | 12 | 1
SI/SI | A | 7 | 2015 | 1 | 35 | 35 |  | WILLOW LAKE | BAGDAD | 115 | 115 | (2) WOOD | 49 | 0 | 1 | 795 ACSR | 365101 | 3027431 | 3392532 | 0 | 0 | 0 | 129016.5864 | 0 | 0 | 0 | 0 | 0 | 0 | 0 | 0 | 0 | 0 | 0 | 0 | 0 | 0 | 0 | 0 | 12 | 1
SI/SI | S | 7 | 2015 | 2 | 1 | 1 |  | UNDERGROUND (NON-SPECIFIC) |  | 69 | 69 |  | 29.35 | 0 | 0 |  | 0 | 38244872 | 38244872 | 0 | 0 | 0 | 1454436.6366 | 0 | 0 | 0 | 0 | 0 | 0 | 0 | 0 | 0 | 0 | 0 | 0 | 0 | 0 | 0 | 0 | 12 | 1
SI/SI | A | 7 | 2015 | 2 | 2 | 2 |  | OVERHEAD (NON-SPECIFIC) |  | 69 | 69 |  | 2756.52 | 30.58 | 1 |  | 27849198 | 552575231 | 580424429 | 0 | 0 | 0 | 22073300.5547 | 0 | 0 | 0 | 0 | 0 | 0 | 0 | 0 | 0 | 0 | 0 | 0 | 0 | 0 | 0 | 0 | 12 | 1
NO |  | 7 | 2015 | 2 | 3 | 3 |  | RELATED TRANSMISSION |  | 0 | 0 |  | 1.64 | 0 | 0 |  | 21621 | 5328484 | 5350105 | 0 | 0 | 0 | 0 | 650070774 | 0 | 0 | 0 | 0 | 0 | 0 | 0 | 0 | 0 | 0 | 0 | 0 | 0 | 0 | 0 | 12 | 1
NO |  | 7 | 2015 | 2 | 4 | 4 |  | EHV STRUCTURES TEMP. REST. |  | 0 | 0 |  | 0 | 0 | 0 |  | 0 | 315726 | 315726 | 0 | 0 | 0 | 0 | 0 | 0 | 0 | 0 | 0 | 0 | 0 | 0 | 0 | 0 | 0 | 0 | 0 | 0 | 0 | 0 | 12 | 1
NO |  | 7 | 2015 | 2 | 5 | 5 |  | LIMITED TERM LAND RIGHTS |  | 0 | 0 |  | 0 | 0 | 0 |  | 8128884 | 0 | 8128884 | 0 | 0 | 0 | 0 | 650070775 | 0 | 0 | 0 | 0 | 0 | 0 | 0 | 0 | 0 | 0 | 0 | 0 | 0 | 0 | 0 | 12 | 1
NO |  | 7 | 2015 | 2 | 6 | 6 |  |  |  | 0 | 0 |  | 0 | 0 | 0 |  | 0 | 0 | 0 | 25966635 | 15008345 | 7550709 | 48525689 | 650070776 | 0 | 0 | 0 | 0 | 0 | 0 | 0 | 0 | 0 | 0 | 0 | 0 | 0 | 0 | 0 | 12 | 1
NO |  | 8 | 2015 | 0 | 1 | 1 |  | White Bluff | Keo 6010 | 500 | 0 | Lat Stl A | 17.25 | 0 | 1 | 954 ACSR | 0 | 0 | 0 | 0 | 0 | 0 | 0 | 0 | 0 | 0 | 0 | 0 | 0 | 0 | 0 | 0 | 0 | 0 | 0 | 0 | 0 | 0 | 0 | 12 | 1
NO |  | 8 | 2015 | 0 | 2 | 2 |  | El Dorado | LA St Ln (Scec) 6004 | 500 | 0 | Lat Stl A | 24.31 | 0 | 1 | 954 ACSR | 0 | 0 | 0 | 0 | 0 | 0 | 0 | 0 | 0 | 0 | 0 | 0 | 0 | 0 | 0 | 0 | 0 | 0 | 0 | 0 | 0 | 0 | 0 | 12 | 1
NO |  | 8 | 2015 | 0 | 3 | 3 |  | Dell | Miss River 6019 | 500 | 0 | Lat Stl A | 28.39 | 0 | 1 | 954 ACSR | 0 | 0 | 0 | 0 | 0 | 0 | 0 | 0 | 0 | 0 | 0 | 0 | 0 | 0 | 0 | 0 | 0 | 0 | 0 | 0 | 0 | 0 | 0 | 12 | 1
NO |  | 8 | 2015 | 0 | 4 | 4 |  | Dell | Mo St Lin 6012 | 500 | 0 | Lat Stl A | 9.61 | 0 | 1 | 954 ACSR | 0 | 0 | 0 | 0 | 0 | 0 | 0 | 0 | 0 | 0 | 0 | 0 | 0 | 0 | 0 | 0 | 0 | 0 | 0 | 0 | 0 | 0 | 0 | 12 | 1
NO |  | 8 | 2015 | 0 | 5 | 5 |  | Hot Springs | McNeil 6014 | 500 | 0 | Guyed Ste | 84.15 | 0 | 1 | 954 ACSR | 0 | 0 | 0 | 0 | 0 | 0 | 0 | 0 | 0 | 0 | 0 | 0 | 0 | 0 | 0 | 0 | 0 | 0 | 0 | 0 | 0 | 0 | 0 | 12 | 1
NO |  | 8 | 2015 | 0 | 6 | 6 |  | El Dorado | McNeil 6013 | 500 | 0 | Guyed Ste | 37.76 | 0 | 1 | 954 ACSR | 0 | 0 | 0 | 0 | 0 | 0 | 0 | 0 | 0 | 0 | 0 | 0 | 0 | 0 | 0 | 0 | 0 | 0 | 0 | 0 | 0 | 0 | 0 | 12 | 1
NO |  | 8 | 2015 | 0 | 7 | 7 |  | Independence | Dell 6015 | 500 | 0 | Lat Stl A | 82.85 | 0 | 1 | 954 ACSR | 0 | 0 | 0 | 0 | 0 | 0 | 0 | 0 | 0 | 0 | 0 | 0 | 0 | 0 | 0 | 0 | 0 | 0 | 0 | 0 | 0 | 0 | 0 | 12 | 1
NO |  | 8 | 2015 | 0 | 8 | 8 |  | Independence | Keo 6016 | 500 | 0 | Lat Stl A | 64.1 | 0 | 1 | 954 ACSR | 0 | 0 | 0 | 0 | 0 | 0 | 0 | 0 | 0 | 0 | 0 | 0 | 0 | 0 | 0 | 0 | 0 | 0 | 0 | 0 | 0 | 0 | 0 | 12 | 1
NO |  | 8 | 2015 | 0 | 9 | 9 |  | White Bluff | Sheridan 6011 | 500 | 0 | Lat Stl A | 18.63 | 0 | 1 | 954 ACSR | 0 | 0 | 0 | 0 | 0 | 0 | 0 | 0 | 0 | 0 | 0 | 0 | 0 | 0 | 0 | 0 | 0 | 0 | 0 | 0 | 0 | 0 | 0 | 12 | 1
NO |  | 8 | 2015 | 0 | 10 | 10 |  | ANO | Mayflower 6002 | 500 | 0 | Lat Stl A | 60.88 | 0 | 1 | 954 ACSR | 0 | 0 | 0 | 0 | 0 | 0 | 0 | 0 | 0 | 0 | 0 | 0 | 0 | 0 | 0 | 0 | 0 | 0 | 0 | 0 | 0 | 0 | 0 | 12 | 1
NO |  | 8 | 2015 | 0 | 11 | 11 |  | Mabelvale-LR Pinnicle | Mayflower 6007 | 500 | 0 | Lat Stl A | 29.93 | 0 | 1 | 954 ACSR | 0 | 0 | 0 | 0 | 0 | 0 | 0 | 0 | 0 | 0 | 0 | 0 | 0 | 0 | 0 | 0 | 0 | 0 | 0 | 0 | 0 | 0 | 0 | 12 | 1
NO |  | 8 | 2015 | 0 | 12 | 12 |  | ANO | Jct Mablv 6001 | 500 | 0 | Guyed Alu | 48.58 | 0 | 2 | 954 ACSR | 0 | 0 | 0 | 0 | 0 | 0 | 0 | 0 | 0 | 0 | 0 | 0 | 0 | 0 | 0 | 0 | 0 | 0 | 0 | 0 | 0 | 0 | 0 | 12 | 1
NO |  | 8 | 2015 | 0 | 13 | 13 |  | El Dorado | La St Ln (Gsu) 6003 | 500 | 0 | Lat Stl A | 20.21 | 0 | 1 | 954 ACSR | 0 | 0 | 0 | 0 | 0 | 0 | 0 | 0 | 0 | 0 | 0 | 0 | 0 | 0 | 0 | 0 | 0 | 0 | 0 | 0 | 0 | 0 | 0 | 12 | 1
NO |  | 8 | 2015 | 0 | 14 | 14 |  | West Memphis | Mabelvale 6009 | 500 | 0 | Lat Stl A | 136.3 | 0 | 1 | 954 ACSR | 0 | 0 | 0 | 0 | 0 | 0 | 0 | 0 | 0 | 0 | 0 | 0 | 0 | 0 | 0 | 0 | 0 | 0 | 0 | 0 | 0 | 0 | 0 | 12 | 1
NO |  | 8 | 2015 | 0 | 15 | 15 |  | Miss River | West Memphis 6008 | 500 | 0 | Lat Stl A | 1.48 | 0 | 1 | 954 ACSR | 0 | 0 | 0 | 0 | 0 | 0 | 0 | 0 | 0 | 0 | 0 | 0 | 0 | 0 | 0 | 0 | 0 | 0 | 0 | 0 | 0 | 0 | 0 | 12 | 1
NO |  | 8 | 2015 | 0 | 16 | 16 |  | Jct Mablv | OG&E Connection 6006 | 500 | 0 | Lat Stl A | 85.38 | 0 | 1 | 954 ACSR | 0 | 0 | 0 | 0 | 0 | 0 | 0 | 0 | 0 | 0 | 0 | 0 | 0 | 0 | 0 | 0 | 0 | 0 | 0 | 0 | 0 | 0 | 0 | 12 | 1
NO |  | 8 | 2015 | 0 | 17 | 17 |  | Mabelvale | El Dorado 6005 | 500 | 0 | Lat Stl A | 95.34 | 0 | 1 | 954 ACSR | 0 | 0 | 0 | 0 | 0 | 0 | 0 | 0 | 0 | 0 | 0 | 0 | 0 | 0 | 0 | 0 | 0 | 0 | 0 | 0 | 0 | 0 | 0 | 12 | 1
NO |  | 8 | 2015 | 0 | 18 | 18 |  | Sheridan | Hot Springs 6017 | 500 | 0 | Guyed Ste | 26.8 | 0 | 1 | 954 ACSR | 0 | 0 | 0 | 0 | 0 | 0 | 0 | 0 | 0 | 0 | 0 | 0 | 0 | 0 | 0 | 0 | 0 | 0 | 0 | 0 | 0 | 0 | 0 | 12 | 1
NO |  | 8 | 2015 | 0 | 19 | 19 |  | Holland Bottom | KEO 0806 | 500 | 0 | Lat Stl A | 22.21 | 0 | 1 | 954 ACSR | 0 | 0 | 0 | 0 | 0 | 0 | 0 | 0 | 0 | 0 | 0 | 0 | 0 | 0 | 0 | 0 | 0 | 0 | 0 | 0 | 0 | 0 | 0 | 12 | 1
NO |  | 8 | 2015 | 0 | 20 | 20 |  | 500kv Tie Lines |  | 500 | 0 | Lat Stl A | 0.54 | 0 | 0 | 954 ACSR | 0 | 0 | 0 | 0 | 0 | 0 | 0 | 0 | 0 | 0 | 0 | 0 | 0 | 0 | 0 | 0 | 0 | 0 | 0 | 0 | 0 | 0 | 0 | 12 | 1
NO |  | 8 | 2015 | 0 | 21 | 21 |  |  | Total 500kv Lines | 0 | 0 |  | 0 | 0 | 0 |  | 37672529 | 273710292 | 311382821 | 0 | 0 | 0 | 0 | 0 | 0 | 0 | 0 | 0 | 0 | 0 | 0 | 0 | 0 | 0 | 0 | 0 | 0 | 0 | 0 | 12 | 1
NO |  | 8 | 2015 | 0 | 23 | 23 |  | El Dorado | LA State Line 6101 | 345 | 0 | Guyed Alu | 44 | 0 | 1 | 1024.5 ACAR | 0 | 0 | 0 | 0 | 0 | 0 | 0 | 0 | 0 | 0 | 0 | 0 | 0 | 0 | 0 | 0 | 0 | 0 | 0 | 0 | 0 | 0 | 0 | 12 | 1
NO |  | 8 | 2015 | 0 | 24 | 24 |  |  | Total 345kv Lines | 0 | 0 |  | 0 | 0 | 0 |  | 934580 | 2733426 | 3668006 | 0 | 0 | 0 | 0 | 0 | 0 | 0 | 0 | 0 | 0 | 0 | 0 | 0 | 0 | 0 | 0 | 0 | 0 | 0 | 0 | 12 | 1
NO |  | 8 | 2015 | 0 | 26 | 26 |  | Lake Village Bagby | Miss St Line 6201 | 230 | 0 | Wood H-Fr | 14.07 | 0 | 1 | 1534 ACAR | 0 | 0 | 0 | 0 | 0 | 0 | 0 | 0 | 0 | 0 | 0 | 0 | 0 | 0 | 0 | 0 | 0 | 0 | 0 | 0 | 0 | 0 | 0 | 12 | 1
NO |  | 8 | 2015 | 0 | 27 | 27 |  | Ritch-Wdwrd | Stuttg Ricuskey Tap 6205 | 230 | 0 | DC Lat St | 17.74 | 0 | 1 | 1272 ACSR | 0 | 0 | 0 | 0 | 0 | 0 | 0 | 0 | 0 | 0 | 0 | 0 | 0 | 0 | 0 | 0 | 0 | 0 | 0 | 0 | 0 | 0 | 0 | 12 | 1
NO |  | 8 | 2015 | 0 | 28 | 28 |  | Ritchie | Miss River 6203 | 230 | 0 | DC Lat St | 1.3 | 0 | 1 | 3070 AACSR | 0 | 0 | 0 | 0 | 0 | 0 | 0 | 0 | 0 | 0 | 0 | 0 | 0 | 0 | 0 | 0 | 0 | 0 | 0 | 0 | 0 | 0 | 0 | 12 | 1
NO |  | 8 | 2015 | 0 | 29 | 29 |  | Ritchie | Brinkley 6202 | 230 | 0 | Wood H-Fr | 44.83 | 0 | 1 | 1534 ACAR | 0 | 0 | 0 | 0 | 0 | 0 | 0 | 0 | 0 | 0 | 0 | 0 | 0 | 0 | 0 | 0 | 0 | 0 | 0 | 0 | 0 | 0 | 0 | 12 | 1
NO |  | 8 | 2015 | 0 | 30 | 30 |  | Ritchie | Woodward 6204 | 230 | 0 | DC Lat St | 80.19 | 8.91 | 1 | 1272 ACSR | 0 | 0 | 0 | 0 | 0 | 0 | 0 | 0 | 0 | 0 | 0 | 0 | 0 | 0 | 0 | 0 | 0 | 0 | 0 | 0 | 0 | 0 | 0 | 12 | 1
NO |  | 8 | 2015 | 0 | 31 | 31 |  | Ritchie | Miss River (#2) 6206 | 230 | 0 | DC Lat St | 1.55 | 0 | 1 | 3070 AACSR | 0 | 0 | 0 | 0 | 0 | 0 | 0 | 0 | 0 | 0 | 0 | 0 | 0 | 0 | 0 | 0 | 0 | 0 | 0 | 0 | 0 | 0 | 0 | 12 | 1
NO |  | 8 | 2015 | 0 | 32 | 32 |  |  | Total 230kv Lines | 0 | 0 |  | 0 | 0 | 0 |  | 1864893 | 34720409 | 36585302 | 0 | 0 | 0 | 0 | 0 | 0 | 0 | 0 | 0 | 0 | 0 | 0 | 0 | 0 | 0 | 0 | 0 | 0 | 0 | 0 | 12 | 1
NO |  | 8 | 2015 | 0 | 34 | 34 |  | Thayer South | AR/MO State Line 6368 | 161 | 0 | Wood H-Fr | 0.66 | 0 | 1 | 666 ACSR | 0 | 0 | 0 | 0 | 0 | 0 | 0 | 0 | 0 | 0 | 0 | 0 | 0 | 0 | 0 | 0 | 0 | 0 | 0 | 0 | 0 | 0 | 0 | 12 | 1
NO |  | 8 | 2015 | 0 | 35 | 35 |  | Rector | AR/MO State Line 6347 | 161 | 0 | Wood H-Fr | 17.57 | 0 | 1 | 336 ACSR | 0 | 0 | 0 | 0 | 0 | 0 | 0 | 0 | 0 | 0 | 0 | 0 | 0 | 0 | 0 | 0 | 0 | 0 | 0 | 0 | 0 | 0 | 0 | 12 | 1
NO |  | 8 | 2015 | 0 | 36 | 36 |  | TOTAL |  | 0 | 0 |  | 4700.34 | 158.26 | 210 |  | 93494293 | 814113138 | 907607431 | 14528525 | 6510913 | 82150 | 21121588 | 0 | 0 | 0 | 0 | 0 | 0 | 0 | 0 | 0 | 0 | 0 | 0 | 0 | 0 | 0 | 0 | 12 | 1
NO |  | 8 | 2015 | 1 | 1 | 1 |  | Monette Jct | Paragould 6345 | 161 | 0 | Wood H-Fr | 16.64 | 0 | 1 | 336 ACSR | 0 | 0 | 0 | 0 | 0 | 0 | 0 | 0 | 0 | 0 | 0 | 0 | 0 | 0 | 0 | 0 | 0 | 0 | 0 | 0 | 0 | 0 | 0 | 12 | 1
NO |  | 8 | 2015 | 1 | 2 | 2 |  | Blytheville Elm St | Dell-Monette Jct 6344 | 161 | 0 | Wood H-Fr | 23.39 | 0 | 1 | 336 ACSR | 0 | 0 | 0 | 0 | 0 | 0 | 0 | 0 | 0 | 0 | 0 | 0 | 0 | 0 | 0 | 0 | 0 | 0 | 0 | 0 | 0 | 0 | 0 | 12 | 1
NO |  | 8 | 2015 | 1 | 3 | 3 |  | Blytheville Elm St | Bly. Gen. Sta. 6343 | 161 | 0 | Wood H-Fr | 0.59 | 0 | 1 | 1272 ACSR | 0 | 0 | 0 | 0 | 0 | 0 | 0 | 0 | 0 | 0 | 0 | 0 | 0 | 0 | 0 | 0 | 0 | 0 | 0 | 0 | 0 | 0 | 0 | 12 | 1
NO |  | 8 | 2015 | 1 | 4 | 4 |  | Blytheville Elm St | Crooked Lake 6373 | 161 | 0 | Sng Concr | 11.04 | 0 | 1 | 954 ACSR | 0 | 0 | 0 | 0 | 0 | 0 | 0 | 0 | 0 | 0 | 0 | 0 | 0 | 0 | 0 | 0 | 0 | 0 | 0 | 0 | 0 | 0 | 0 | 12 | 1
NO |  | 8 | 2015 | 1 | 5 | 5 |  | Blytheville Elm St | AR/MO State LIne 6342 | 161 | 0 | Wood H-Fr | 8.45 | 0 | 1 | 336 ACSR | 0 | 0 | 0 | 0 | 0 | 0 | 0 | 0 | 0 | 0 | 0 | 0 | 0 | 0 | 0 | 0 | 0 | 0 | 0 | 0 | 0 | 0 | 0 | 12 | 1
NO |  | 8 | 2015 | 1 | 6 | 6 |  | Blytheville Elm St | Osceola 6341 | 161 | 0 | Wood H-Fr | 12.12 | 5.02 | 1 | 1590 ACSR | 0 | 0 | 0 | 0 | 0 | 0 | 0 | 0 | 0 | 0 | 0 | 0 | 0 | 0 | 0 | 0 | 0 | 0 | 0 | 0 | 0 | 0 | 0 | 12 | 1
NO |  | 8 | 2015 | 1 | 7 | 7 |  | Cushman | Cave City 6369 | 161 | 0 | Wood H-Fr | 9.61 | 0 | 1 | 666 ACSR | 0 | 0 | 0 | 0 | 0 | 0 | 0 | 0 | 0 | 0 | 0 | 0 | 0 | 0 | 0 | 0 | 0 | 0 | 0 | 0 | 0 | 0 | 0 | 12 | 1
NO |  | 8 | 2015 | 1 | 8 | 8 |  | Walnut Ridge | Alicia 6348 | 161 | 0 | Wood H-Fr | 3.5 | 0 | 1 | 636 ACSR | 0 | 0 | 0 | 0 | 0 | 0 | 0 | 0 | 0 | 0 | 0 | 0 | 0 | 0 | 0 | 0 | 0 | 0 | 0 | 0 | 0 | 0 | 0 | 12 | 1
NO |  | 8 | 2015 | 1 | 9 | 9 |  | Walnut Ridge | AR/MO State Line 6367 | 161 | 0 | Wood H-Fr | 48.74 | 0 | 1 | 666 ACSR | 0 | 0 | 0 | 0 | 0 | 0 | 0 | 0 | 0 | 0 | 0 | 0 | 0 | 0 | 0 | 0 | 0 | 0 | 0 | 0 | 0 | 0 | 0 | 12 | 1
NO |  | 8 | 2015 | 1 | 10 | 10 |  | Pocahontas | Datto 6362 | 161 | 0 | Wood H-Fr | 17.56 | 0 | 1 | 1590 ACSR | 0 | 0 | 0 | 0 | 0 | 0 | 0 | 0 | 0 | 0 | 0 | 0 | 0 | 0 | 0 | 0 | 0 | 0 | 0 | 0 | 0 | 0 | 0 | 12 | 1
NO |  | 8 | 2015 | 1 | 11 | 11 |  | Water Valley | Pocahontas 6365 | 161 | 0 | Wood H-Fr | 5.96 | 0 | 1 | 1590 ACSR | 0 | 0 | 0 | 0 | 0 | 0 | 0 | 0 | 0 | 0 | 0 | 0 | 0 | 0 | 0 | 0 | 0 | 0 | 0 | 0 | 0 | 0 | 0 | 12 | 1
NO |  | 8 | 2015 | 1 | 12 | 12 |  | Hayti | Noranda Gen Station 6352 | 161 | 0 | Wood H-Fr | 27.9 | 0 | 1 | 1272 ACSR | 0 | 0 | 0 | 0 | 0 | 0 | 0 | 0 | 0 | 0 | 0 | 0 | 0 | 0 | 0 | 0 | 0 | 0 | 0 | 0 | 0 | 0 | 0 | 12 | 1
NO |  | 8 | 2015 | 1 | 13 | 13 |  | Hayti | AR/MO State Line 6350 | 161 | 0 | Wood H-Fr | 15.99 | 0 | 1 | 336 ACSR | 0 | 0 | 0 | 0 | 0 | 0 | 0 | 0 | 0 | 0 | 0 | 0 | 0 | 0 | 0 | 0 | 0 | 0 | 0 | 0 | 0 | 0 | 0 | 12 | 1
NO |  | 8 | 2015 | 1 | 14 | 14 |  | Hayti | Jim Hill Plant 6351 | 161 | 0 | Wood H-Fr | 26.72 | 0 | 1 | 336 ACSR | 0 | 0 | 0 | 0 | 0 | 0 | 0 | 0 | 0 | 0 | 0 | 0 | 0 | 0 | 0 | 0 | 0 | 0 | 0 | 0 | 0 | 0 | 0 | 12 | 1
NO |  | 8 | 2015 | 1 | 15 | 15 |  | Jim Hill Plant | AR/MO State Line 6353 | 161 | 0 | Wood H-Fr | 1.63 | 0 | 1 | 336 ACSR | 0 | 0 | 0 | 0 | 0 | 0 | 0 | 0 | 0 | 0 | 0 | 0 | 0 | 0 | 0 | 0 | 0 | 0 | 0 | 0 | 0 | 0 | 0 | 12 | 1
NO |  | 8 | 2015 | 1 | 16 | 16 |  | Crooked Lake | Barfield 6358 | 161 | 0 | Sng Con P | 0.6 | 0 | 1 | 954 ACSR | 0 | 0 | 0 | 0 | 0 | 0 | 0 | 0 | 0 | 0 | 0 | 0 | 0 | 0 | 0 | 0 | 0 | 0 | 0 | 0 | 0 | 0 | 0 | 12 | 1
NO |  | 8 | 2015 | 1 | 17 | 17 |  | Bull Shoals Sub | Bull Shoals Dam 6370 | 161 | 0 | Sng Wood | 0.57 | 0 | 1 | 666 ACSR | 0 | 0 | 0 | 0 | 0 | 0 | 0 | 0 | 0 | 0 | 0 | 0 | 0 | 0 | 0 | 0 | 0 | 0 | 0 | 0 | 0 | 0 | 0 | 12 | 1
NO |  | 8 | 2015 | 1 | 18 | 18 |  | Morrilton East | Russellville East 6323 | 161 | 0 | Wood H-Fr | 25.26 | 0 | 1 | 1534 ACAR | 0 | 0 | 0 | 0 | 0 | 0 | 0 | 0 | 0 | 0 | 0 | 0 | 0 | 0 | 0 | 0 | 0 | 0 | 0 | 0 | 0 | 0 | 0 | 12 | 1
NO |  | 8 | 2015 | 1 | 19 | 19 |  | Moses | Parkin/Wynne Indl Tap 6328 | 161 | 0 | Wood H-Fr | 3.83 | 0 | 1 | 336 ACSR | 0 | 0 | 0 | 0 | 0 | 0 | 0 | 0 | 0 | 0 | 0 | 0 | 0 | 0 | 0 | 0 | 0 | 0 | 0 | 0 | 0 | 0 | 0 | 12 | 1
NO |  | 8 | 2015 | 1 | 20 | 20 |  | Rector | Paragould 6346 | 161 | 0 | Wood H-Fr | 26.67 | 0 | 1 | 336 ACSR | 0 | 0 | 0 | 0 | 0 | 0 | 0 | 0 | 0 | 0 | 0 | 0 | 0 | 0 | 0 | 0 | 0 | 0 | 0 | 0 | 0 | 0 | 0 | 12 | 1
NO |  | 8 | 2015 | 1 | 21 | 21 |  | LR Pinnacle | Morrilton East 6321 | 161 | 0 | Wood H-Fr | 40.67 | 0 | 1 | 666 ACSR | 0 | 0 | 0 | 0 | 0 | 0 | 0 | 0 | 0 | 0 | 0 | 0 | 0 | 0 | 0 | 0 | 0 | 0 | 0 | 0 | 0 | 0 | 0 | 12 | 1
NO |  | 8 | 2015 | 1 | 22 | 22 |  | Ebony | Market Tree 6340 | 161 | 0 | Wood H-Fr | 25.92 | 0 | 1 | 666 ACSR | 0 | 0 | 0 | 0 | 0 | 0 | 0 | 0 | 0 | 0 | 0 | 0 | 0 | 0 | 0 | 0 | 0 | 0 | 0 | 0 | 0 | 0 | 0 | 12 | 1
NO |  | 8 | 2015 | 1 | 23 | 23 |  | Brinkley | Moses 6305 | 161 | 0 | Wood H-Fr | 16.64 | 0 | 1 | 954 ACSR | 0 | 0 | 0 | 0 | 0 | 0 | 0 | 0 | 0 | 0 | 0 | 0 | 0 | 0 | 0 | 0 | 0 | 0 | 0 | 0 | 0 | 0 | 0 | 12 | 1
NO |  | 8 | 2015 | 1 | 24 | 24 |  | Conway West | Hamlet 6306 | 161 | 0 | Wood H-Fr | 14.31 | 0 | 1 | 666 ACSR | 0 | 0 | 0 | 0 | 0 | 0 | 0 | 0 | 0 | 0 | 0 | 0 | 0 | 0 | 0 | 0 | 0 | 0 | 0 | 0 | 0 | 0 | 0 | 12 | 1
NO |  | 8 | 2015 | 1 | 25 | 25 |  | Danville | Russellville East 6308 | 161 | 0 | Wood H-Fr | 26.22 | 0 | 1 | 666 ACSR | 0 | 0 | 0 | 0 | 0 | 0 | 0 | 0 | 0 | 0 | 0 | 0 | 0 | 0 | 0 | 0 | 0 | 0 | 0 | 0 | 0 | 0 | 0 | 12 | 1
NO |  | 8 | 2015 | 1 | 26 | 26 |  | Dell EHV | Jct Blyvl/Osceola 6366 | 161 | 0 | DC Lat St | 5.24 | 5.02 | 1 | 1590 ACSR | 0 | 0 | 0 | 0 | 0 | 0 | 0 | 0 | 0 | 0 | 0 | 0 | 0 | 0 | 0 | 0 | 0 | 0 | 0 | 0 | 0 | 0 | 0 | 12 | 1
NO |  | 8 | 2015 | 1 | 27 | 27 |  | Jonesboro | Parkin 6317 | 161 | 0 | Wood H-Fr | 47.32 | 4.48 | 1 | 336 ACSR | 0 | 0 | 0 | 0 | 0 | 0 | 0 | 0 | 0 | 0 | 0 | 0 | 0 | 0 | 0 | 0 | 0 | 0 | 0 | 0 | 0 | 0 | 0 | 12 | 1
NO |  | 8 | 2015 | 1 | 28 | 28 |  | Moses-Newport | (Augusta Taps) 6325 | 161 | 0 | Wood H-Fr | 15.37 | 0 | 1 | 666 ACSR | 0 | 0 | 0 | 0 | 0 | 0 | 0 | 0 | 0 | 0 | 0 | 0 | 0 | 0 | 0 | 0 | 0 | 0 | 0 | 0 | 0 | 0 | 0 | 12 | 1
NO |  | 8 | 2015 | 1 | 29 | 29 |  | Moses | West Memphis 6329 | 161 | 0 | Wood H-Fr | 43.1 | 0 | 1 | 336 ACSR | 0 | 0 | 0 | 0 | 0 | 0 | 0 | 0 | 0 | 0 | 0 | 0 | 0 | 0 | 0 | 0 | 0 | 0 | 0 | 0 | 0 | 0 | 0 | 12 | 1
NO |  | 8 | 2015 | 1 | 30 | 30 |  | Moses | Newport 6324 | 161 | 0 | Wood H-Fr | 54.57 | 0 | 1 | 336 ACSR | 0 | 0 | 0 | 0 | 0 | 0 | 0 | 0 | 0 | 0 | 0 | 0 | 0 | 0 | 0 | 0 | 0 | 0 | 0 | 0 | 0 | 0 | 0 | 12 | 1
NO |  | 8 | 2015 | 1 | 31 | 31 |  | Moses | Parkin 6326 | 161 | 0 | Wood H-Fr | 32.31 | 0 | 1 | 336 ACSR | 0 | 0 | 0 | 0 | 0 | 0 | 0 | 0 | 0 | 0 | 0 | 0 | 0 | 0 | 0 | 0 | 0 | 0 | 0 | 0 | 0 | 0 | 0 | 12 | 1
NO |  | 8 | 2015 | 1 | 32 | 32 |  | Newport | ARKMO Conn. 6330 | 161 | 0 | Wood H-Fr | 31.73 | 0 | 1 | 666 ACSR | 0 | 0 | 0 | 0 | 0 | 0 | 0 | 0 | 0 | 0 | 0 | 0 | 0 | 0 | 0 | 0 | 0 | 0 | 0 | 0 | 0 | 0 | 0 | 12 | 1
NO |  | 8 | 2015 | 1 | 33 | 33 |  | Newport | Jonesboro-HRKMO 6333 | 161 | 0 | Wood H-Fr | 49.7 | 0 | 1 | 336 ACSR | 0 | 0 | 0 | 0 | 0 | 0 | 0 | 0 | 0 | 0 | 0 | 0 | 0 | 0 | 0 | 0 | 0 | 0 | 0 | 0 | 0 | 0 | 0 | 12 | 1
NO |  | 8 | 2015 | 1 | 34 | 34 |  | Newport | Parkin 6334 | 161 | 0 | Wood H-Fr | 47.84 | 0 | 1 | 666 ACSR | 0 | 0 | 0 | 0 | 0 | 0 | 0 | 0 | 0 | 0 | 0 | 0 | 0 | 0 | 0 | 0 | 0 | 0 | 0 | 0 | 0 | 0 | 0 | 12 | 1
NO |  | 8 | 2015 | 1 | 35 | 35 |  | Parking | Osceola 6337 | 161 | 0 | Wood H-Fr | 42.95 | 0 | 1 | 336 ACSR | 0 | 0 | 0 | 0 | 0 | 0 | 0 | 0 | 0 | 0 | 0 | 0 | 0 | 0 | 0 | 0 | 0 | 0 | 0 | 0 | 0 | 0 | 0 | 12 | 1
NO |  | 8 | 2015 | 2 | 1 | 1 |  | Marked Tree | Lepanto 6322 | 161 | 0 | Wood H-Fr | 9.03 | 0 | 1 | 666 ACSR | 0 | 0 | 0 | 0 | 0 | 0 | 0 | 0 | 0 | 0 | 0 | 0 | 0 | 0 | 0 | 0 | 0 | 0 | 0 | 0 | 0 | 0 | 0 | 12 | 1
NO |  | 8 | 2015 | 2 | 2 | 2 |  | Moses | Parkin (F City N Tap) 6327 | 161 | 0 | Wood H-Fr | 2.69 | 0 | 1 | 336 ACSR | 0 | 0 | 0 | 0 | 0 | 0 | 0 | 0 | 0 | 0 | 0 | 0 | 0 | 0 | 0 | 0 | 0 | 0 | 0 | 0 | 0 | 0 | 0 | 12 | 1
NO |  | 8 | 2015 | 2 | 3 | 3 |  | Parkin | Kunh Road 6338 | 161 | 0 | Wood H-Fr | 18.88 | 0 | 1 | 666 ACSR | 0 | 0 | 0 | 0 | 0 | 0 | 0 | 0 | 0 | 0 | 0 | 0 | 0 | 0 | 0 | 0 | 0 | 0 | 0 | 0 | 0 | 0 | 0 | 12 | 1
NO |  | 8 | 2015 | 2 | 4 | 4 |  | Harrison East | SWEPCO Conn. 6314 | 161 | 0 | Wood H-Fr | 41.49 | 0 | 1 | 666 ACSR | 0 | 0 | 0 | 0 | 0 | 0 | 0 | 0 | 0 | 0 | 0 | 0 | 0 | 0 | 0 | 0 | 0 | 0 | 0 | 0 | 0 | 0 | 0 | 12 | 1
NO |  | 8 | 2015 | 2 | 5 | 5 |  | Hamlet-Hb Spgs S-Gr Fry | (Greenbrair Tap) 6311 | 161 | 0 | Wood H-Fr | 11.97 | 0 | 1 | 666 ACSR | 0 | 0 | 0 | 0 | 0 | 0 | 0 | 0 | 0 | 0 | 0 | 0 | 0 | 0 | 0 | 0 | 0 | 0 | 0 | 0 | 0 | 0 | 0 | 12 | 1
NO |  | 8 | 2015 | 2 | 6 | 6 |  | Jonesboro | SPA Inter 6320 | 161 | 0 | Wood H-Fr | 0.83 | 0 | 1 | 666 ACSR | 0 | 0 | 0 | 0 | 0 | 0 | 0 | 0 | 0 | 0 | 0 | 0 | 0 | 0 | 0 | 0 | 0 | 0 | 0 | 0 | 0 | 0 | 0 | 12 | 1
NO |  | 8 | 2015 | 2 | 7 | 7 |  | ISES | Jct Newport/Searcy Pr 6315 | 161 | 0 | DC Lat St | 8.71 | 7.98 | 1 | 1590 ACSR | 0 | 0 | 0 | 0 | 0 | 0 | 0 | 0 | 0 | 0 | 0 | 0 | 0 | 0 | 0 | 0 | 0 | 0 | 0 | 0 | 0 | 0 | 0 | 12 | 1
NO |  | 8 | 2015 | 2 | 8 | 8 |  | Osceola | Osceola Industrial 6336 | 161 | 0 | Wood H-Fr | 2.02 | 0 | 1 | 666 ACSR | 0 | 0 | 0 | 0 | 0 | 0 | 0 | 0 | 0 | 0 | 0 | 0 | 0 | 0 | 0 | 0 | 0 | 0 | 0 | 0 | 0 | 0 | 0 | 12 | 1
NO |  | 8 | 2015 | 2 | 9 | 9 |  | Jonesboro | Parkin (JCW & LHRGT) 6319 | 161 | 0 | Wood H-Fr | 9.04 | 0 | 1 | 1534 ACAR | 0 | 0 | 0 | 0 | 0 | 0 | 0 | 0 | 0 | 0 | 0 | 0 | 0 | 0 | 0 | 0 | 0 | 0 | 0 | 0 | 0 | 0 | 0 | 12 | 1
NO |  | 8 | 2015 | 2 | 10 | 10 |  | ISES/Rutrfd/S. Sude/ | Pang/Searcy 6316 | 161 | 0 | Wood H-Fr | 72.01 | 0 | 1 | 666 ACSR | 0 | 0 | 0 | 0 | 0 | 0 | 0 | 0 | 0 | 0 | 0 | 0 | 0 | 0 | 0 | 0 | 0 | 0 | 0 | 0 | 0 | 0 | 0 | 12 | 1
NO |  | 8 | 2015 | 2 | 11 | 11 |  | Newport | Searcy Price 6361 | 161 | 0 | Wood H-Fr | 28.03 | 7.98 | 1 | 1590 ACSR | 0 | 0 | 0 | 0 | 0 | 0 | 0 | 0 | 0 | 0 | 0 | 0 | 0 | 0 | 0 | 0 | 0 | 0 | 0 | 0 | 0 | 0 | 0 | 12 | 1
NO |  | 8 | 2015 | 2 | 12 | 12 |  | Parkin | WM WM Gateway Tap 6339 | 161 | 0 | Wood H-Fr | 6.3 | 0 | 1 | 336 ACSR | 0 | 0 | 0 | 0 | 0 | 0 | 0 | 0 | 0 | 0 | 0 | 0 | 0 | 0 | 0 | 0 | 0 | 0 | 0 | 0 | 0 | 0 | 0 | 12 | 1
NO |  | 8 | 2015 | 2 | 13 | 13 |  | ANO | Russellville East 6302 | 161 | 0 | Wood H-Fr | 10.22 | 1.71 | 1 | 1534 ACAR | 0 | 0 | 0 | 0 | 0 | 0 | 0 | 0 | 0 | 0 | 0 | 0 | 0 | 0 | 0 | 0 | 0 | 0 | 0 | 0 | 0 | 0 | 0 | 12 | 1
NO |  | 8 | 2015 | 2 | 14 | 14 |  | Batesville | Norfork (Mt View Tap) 6304 | 161 | 0 | Wood H-Fr | 21.05 | 0 | 1 | 336 ACSR | 0 | 0 | 0 | 0 | 0 | 0 | 0 | 0 | 0 | 0 | 0 | 0 | 0 | 0 | 0 | 0 | 0 | 0 | 0 | 0 | 0 | 0 | 0 | 12 | 1
NO |  | 8 | 2015 | 2 | 15 | 15 |  | Conway West | Morrilton East 6307 | 161 | 0 | Wood H-Fr | 15.27 | 0 | 1 | 666 ACSR | 0 | 0 | 0 | 0 | 0 | 0 | 0 | 0 | 0 | 0 | 0 | 0 | 0 | 0 | 0 | 0 | 0 | 0 | 0 | 0 | 0 | 0 | 0 | 12 | 1
NO |  | 8 | 2015 | 2 | 16 | 16 |  | Batesville | Norfork 6303 | 161 | 0 | Wood H-Fr | 48.74 | 0 | 1 | 336 ACSR | 0 | 0 | 0 | 0 | 0 | 0 | 0 | 0 | 0 | 0 | 0 | 0 | 0 | 0 | 0 | 0 | 0 | 0 | 0 | 0 | 0 | 0 | 0 | 12 | 1
NO |  | 8 | 2015 | 2 | 17 | 17 |  | Danville Sub Sta | Tie Lns 6309 | 161 | 0 | Wood H-Fr | 0.03 | 0 | 1 | 666 ACSR | 0 | 0 | 0 | 0 | 0 | 0 | 0 | 0 | 0 | 0 | 0 | 0 | 0 | 0 | 0 | 0 | 0 | 0 | 0 | 0 | 0 | 0 | 0 | 12 | 1
NO |  | 8 | 2015 | 2 | 18 | 18 |  | Hamlet SW | Heber Springs/Grs Fry 6310 | 161 | 0 | Wood H-Fr | 35.21 | 0 | 1 | 666 ACSR | 0 | 0 | 0 | 0 | 0 | 0 | 0 | 0 | 0 | 0 | 0 | 0 | 0 | 0 | 0 | 0 | 0 | 0 | 0 | 0 | 0 | 0 | 0 | 12 | 1
NO |  | 8 | 2015 | 2 | 19 | 19 |  | Harrison East | Quitman 6313 | 161 | 0 | Wood H-Fr | 80.34 | 0 | 1 | 666 ACSR | 0 | 0 | 0 | 0 | 0 | 0 | 0 | 0 | 0 | 0 | 0 | 0 | 0 | 0 | 0 | 0 | 0 | 0 | 0 | 0 | 0 | 0 | 0 | 12 | 1
NO |  | 8 | 2015 | 2 | 20 | 20 |  | Gold Creek SW State Line | Sylvan Hills 6312 | 161 | 0 | Wood H-Fr | 19.69 | 0 | 1 | 666 ACSR | 0 | 0 | 0 | 0 | 0 | 0 | 0 | 0 | 0 | 0 | 0 | 0 | 0 | 0 | 0 | 0 | 0 | 0 | 0 | 0 | 0 | 0 | 0 | 12 | 1
NO |  | 8 | 2015 | 2 | 21 | 21 |  | Newport | Batesville (via ISES) 6331 | 161 | 0 | Wood H-Fr | 19.65 | 7.77 | 1 | 1590 ACSR | 0 | 0 | 0 | 0 | 0 | 0 | 0 | 0 | 0 | 0 | 0 | 0 | 0 | 0 | 0 | 0 | 0 | 0 | 0 | 0 | 0 | 0 | 0 | 12 | 1
NO |  | 8 | 2015 | 2 | 22 | 22 |  | Norfork | Ozk Bch (B: SHLS Tap) 6335 | 161 | 0 | Wood H-Fr | 90.41 | 0 | 1 | 250 CU | 0 | 0 | 0 | 0 | 0 | 0 | 0 | 0 | 0 | 0 | 0 | 0 | 0 | 0 | 0 | 0 | 0 | 0 | 0 | 0 | 0 | 0 | 0 | 12 | 1
NO |  | 8 | 2015 | 2 | 23 | 23 |  | Jonesboro | Parkin (Hrsbrg Tap) 6318 | 161 | 0 | Wood H-Fr | 18.17 | 0 | 1 | 666 ACSR | 0 | 0 | 0 | 0 | 0 | 0 | 0 | 0 | 0 | 0 | 0 | 0 | 0 | 0 | 0 | 0 | 0 | 0 | 0 | 0 | 0 | 0 | 0 | 12 | 1
NO |  | 8 | 2015 | 2 | 24 | 24 |  | ANO | Morrilton East 6301 | 161 | 0 | Wood H-Fr | 39.37 | 0 | 1 | 1024 ACAR | 0 | 0 | 0 | 0 | 0 | 0 | 0 | 0 | 0 | 0 | 0 | 0 | 0 | 0 | 0 | 0 | 0 | 0 | 0 | 0 | 0 | 0 | 0 | 12 | 1
NO |  | 8 | 2015 | 2 | 25 | 25 |  | ISES | NEWPORT #3 6716 | 161 | 0 | Sng Concr | 11.28 | 0 | 1 | 1590 ACSR | 0 | 0 | 0 | 0 | 0 | 0 | 0 | 0 | 0 | 0 | 0 | 0 | 0 | 0 | 0 | 0 | 0 | 0 | 0 | 0 | 0 | 0 | 0 | 12 | 1
NO |  | 8 | 2015 | 2 | 26 | 26 |  | Pleasant Hill | Quitman 6371 | 161 | 0 | Sng Concr | 20.45 | 0 | 1 | 954 ACSR | 0 | 0 | 0 | 0 | 0 | 0 | 0 | 0 | 0 | 0 | 0 | 0 | 0 | 0 | 0 | 0 | 0 | 0 | 0 | 0 | 0 | 0 | 0 | 12 | 1
NO |  | 8 | 2015 | 2 | 27 | 27 |  | Grandview | Osage Creek 0874 | 161 | 0 | Sng Concr | 5.21 | 0 | 1 | 666 ACSS | 0 | 0 | 0 | 0 | 0 | 0 | 0 | 0 | 0 | 0 | 0 | 0 | 0 | 0 | 0 | 0 | 0 | 0 | 0 | 0 | 0 | 0 | 0 | 12 | 1
NO |  | 8 | 2015 | 2 | 28 | 28 |  | West Memphis | Ebony 0810 | 161 | 0 | Sng Concr | 8.76 | 0 | 1 | 666 ACSS | 0 | 0 | 0 | 0 | 0 | 0 | 0 | 0 | 0 | 0 | 0 | 0 | 0 | 0 | 0 | 0 | 0 | 0 | 0 | 0 | 0 | 0 | 0 | 12 | 1
NO |  | 8 | 2015 | 2 | 29 | 29 |  | Ebony SS | Kuhn Road 0811 | 161 | 0 | Sng Concr | 2.43 | 0 | 1 | 666 ACSS | 0 | 0 | 0 | 0 | 0 | 0 | 0 | 0 | 0 | 0 | 0 | 0 | 0 | 0 | 0 | 0 | 0 | 0 | 0 | 0 | 0 | 0 | 0 | 12 | 1
NO |  | 8 | 2015 | 2 | 30 | 30 |  | West Memphis | Ebony 0812 | 161 | 0 | Sng Concr | 6.45 | 0 | 1 | 666 ACSS | 0 | 0 | 0 | 0 | 0 | 0 | 0 | 0 | 0 | 0 | 0 | 0 | 0 | 0 | 0 | 0 | 0 | 0 | 0 | 0 | 0 | 0 | 0 | 12 | 1
NO |  | 8 | 2015 | 2 | 31 | 31 |  | Hamlet | Holland Bottom 0819 | 161 | 0 | Sng Concr | 21.2 | 0 | 1 | 666 ACSR | 0 | 0 | 0 | 0 | 0 | 0 | 0 | 0 | 0 | 0 | 0 | 0 | 0 | 0 | 0 | 0 | 0 | 0 | 0 | 0 | 0 | 0 | 0 | 12 | 1
NO |  | 8 | 2015 | 2 | 32 | 32 |  | Bald Knob | Tetc P Sta # 6 6652 | 161 | 0 | Wood H-Fr | 1.6 | 0 | 1 | 666 ACSR | 0 | 0 | 0 | 0 | 0 | 0 | 0 | 0 | 0 | 0 | 0 | 0 | 0 | 0 | 0 | 0 | 0 | 0 | 0 | 0 | 0 | 0 | 0 | 12 | 1
NO |  | 8 | 2015 | 2 | 33 | 33 |  | Datto | Corning-Tet Sta 8 6696 | 161 | 0 | VARIOUS | 39.65 | 0 | 1 | VARIOUS | 0 | 0 | 0 | 0 | 0 | 0 | 0 | 0 | 0 | 0 | 0 | 0 | 0 | 0 | 0 | 0 | 0 | 0 | 0 | 0 | 0 | 0 | 0 | 12 | 1
NO |  | 8 | 2015 | 2 | 34 | 34 |  |  | Total 161kv Lines | 0 | 0 |  | 0 | 0 | 0 |  | 26734444 | 255347936 | 282082380 | 0 | 0 | 0 | 0 | 0 | 0 | 0 | 0 | 0 | 0 | 0 | 0 | 0 | 0 | 0 | 0 | 0 | 0 | 0 | 0 | 12 | 1
SI/NO | A | 8 | 2015 | 3 | 1 | 1 |  |  | Total 115 | 0 | 0 | Various | 2009.25 | 109.39 | 110 |  | 26244327 | 247381205 | 273625532 | 0 | 0 | 0 | 4979607.4337 | 0 | 0 | 0 | 0 | 0 | 0 | 0 | 0 | 0 | 0 | 0 | 0 | 0 | 0 | 0 | 0 | 12 | 1
NO |  | 8 | 2015 | 3 | 2 | 2 |  |  | Arklahoma - Danville | 0 | 0 |  | 56.7 | 0 | 1 |  | 0 | 0 | 0 | 0 | 0 | 0 | 0 | 0 | 0 | 0 | 0 | 0 | 0 | 0 | 0 | 0 | 0 | 0 | 0 | 0 | 0 | 0 | 0 | 12 | 1
NO |  | 8 | 2015 | 3 | 3 | 3 |  |  | (Leased) | 0 | 0 |  | 0 | 0 | 0 |  | 0 | 0 | 0 | 0 | 0 | 0 | 0 | 0 | 0 | 0 | 0 | 0 | 0 | 0 | 0 | 0 | 0 | 0 | 0 | 0 | 0 | 0 | 0 | 12 | 1
SI/NO | A | 8 | 2015 | 3 | 5 | 5 |  |  | Total 69kv | 0 | 0 | Wood H-Fr | 10.94 | 0 | 2 |  | 43520 | 219870 | 263390 | 0 | 0 | 0 | 4793.3349 | 0 | 0 | 0 | 0 | 0 | 0 | 0 | 0 | 0 | 0 | 0 | 0 | 0 | 0 | 0 | 0 | 12 | 1
NO |  | 8 | 2015 | 3 | 7 | 7 |  | Transmission Lines |  | 0 | 0 |  | 0 | 0 | 0 |  | 0 | 0 | 0 | 14528525 | 6510913 | 82150 | 21121588 | 0 | 0 | 0 | 0 | 0 | 0 | 0 | 0 | 0 | 0 | 0 | 0 | 0 | 0 | 0 | 0 | 12 | 1
NO |  | 9 | 2015 | 0 | 1 | 1 |  | Conemaugh (1) | Conastone | 500 | 500 | Steel Towers | 127 | 0 | 1 | 2493 ACSR | 156499 | 1594769 | 1751268 | 47027 | 0 | 107736 | 154763 | 0 | 0 | 0 | 0 | 0 | 0 | 0 | 0 | 0 | 0 | 0 | 0 | 0 | 0 | 650090179 | 0 | 12 | 1
NO |  | 9 | 2015 | 0 | 2 | 2 |  | Salem (2) | New Freedom South | 500 | 500 | Steel Towers | 50 | 0 | 1 | 2493 ACSR | 501377 | 2401281 | 2902658 | 0 | 0 | 0 | 0 | 0 | 0 | 0 | 0 | 0 | 0 | 0 | 0 | 0 | 0 | 0 | 0 | 0 | 0 | 0 | 0 | 12 | 1
NO |  | 9 | 2015 | 0 | 3 | 3 |  | Deans (2) | Branchburg | 500 | 500 | Steel Towers | 20 | 0 | 1 | 2493 ACSR | 818391 | 1966207 | 2784598 | 0 | 0 | 0 | 0 | 0 | 0 | 0 | 0 | 0 | 0 | 0 | 0 | 0 | 0 | 0 | 0 | 0 | 0 | 0 | 0 | 12 | 1
NO |  | 9 | 2015 | 0 | 4 | 4 |  | Salem (2) | Deans | 500 | 500 | Steel Towers | 68 | 0 | 1 | 2493 ACSR | 1878787 | 7238974 | 9117761 | 0 | 0 | 0 | 0 | 0 | 0 | 0 | 0 | 0 | 0 | 0 | 0 | 0 | 0 | 0 | 0 | 0 | 0 | 0 | 0 | 12 | 1
NO |  | 9 | 2015 | 0 | 5 | 5 |  | Red Lion (2) | Hope Creek-Salem (NJ) | 500 | 500 | Steel Towers | 13.3 | 0 | 2 | 2493 ACSR | 63639 | 2082713 | 2146352 | 0 | 0 | 0 | 0 | 0 | 0 | 0 | 0 | 0 | 0 | 0 | 0 | 0 | 0 | 0 | 0 | 0 | 0 | 0 | 0 | 12 | 1
NO |  | 9 | 2015 | 0 | 6 | 6 |  | (2)-(5) Above |  | 0 | 0 |  | 0 | 0 | 0 |  | 0 | 0 | 0 | 819522 | 0 | -619380 | 200142 | 0 | 0 | 0 | 0 | 0 | 0 | 0 | 0 | 0 | 0 | 0 | 0 | 0 | 0 | 0 | 0 | 12 | 1
NO |  | 9 | 2015 | 0 | 7 | 7 |  | Red Lion (3) | Hope Creek (River Cr, DE) | 500 | 500 | Steel Towers | 2.5 | 0 | 1 | 2505 ACSR | 0 | 1201000 | 1201000 | 3928 | 0 | 0 | 3928 | 0 | 0 | 0 | 0 | 0 | 0 | 0 | 0 | 0 | 0 | 0 | 0 | 0 | 0 | 0 | 0 | 12 | 1
NO |  | 9 | 2015 | 0 | 8 | 8 |  | SE 500 KV Project |  | 500 | 500 | Steel Towers | 0 | 0 | 0 |  | 0 | 0 | 0 | 0 | 0 | 136896 | 136896 | 0 | 0 | 0 | 0 | 0 | 0 | 0 | 0 | 0 | 0 | 0 | 0 | 0 | 0 | 0 | 0 | 12 | 1
NO |  | 9 | 2015 | 0 | 9 | 9 |  | (1)-(5), (7), (8) Above |  | 0 | 0 |  | 0 | 0 | 0 |  | 0 | 0 | 0 | 0 | 0 | 0 | 0 | 0 | 0 | 0 | 0 | 0 | 0 | 0 | 0 | 0 | 0 | 0 | 0 | 0 | 0 | 0 | 0 | 12 | 1
NO |  | 9 | 2015 | 0 | 10 | 10 |  | New Freedom | Sickler | 230 | 230 | Steel Towers | 0.83 | 0 | 2 | 1590 ACSR | 0 | 0 | 0 | 0 | 0 | 0 | 0 | 0 | 0 | 0 | 0 | 0 | 0 | 0 | 0 | 0 | 0 | 0 | 0 | 0 | 0 | 0 | 0 | 12 | 1
NO |  | 9 | 2015 | 0 | 11 | 11 |  | Mickleton | Monroe | 230 | 230 | Steel Towers | 0 | 18.5 | 1 | 795 ACSR | 0 | 0 | 0 | 0 | 0 | 0 | 0 | 0 | 0 | 0 | 0 | 0 | 0 | 0 | 0 | 0 | 0 | 0 | 0 | 0 | 0 | 0 | 0 | 12 | 1
NO |  | 9 | 2015 | 0 | 12 | 12 |  | Trainer | Mickelton | 230 | 230 | Steel Towers | 7.79 | 0 | 1 | 795 ACSR | 300732 | 12049590 | 12350322 | 0 | 0 | 0 | 0 | 0 | 0 | 0 | 0 | 0 | 0 | 0 | 0 | 0 | 0 | 0 | 0 | 0 | 0 | 0 | 0 | 12 | 1
NO |  | 9 | 2015 | 0 | 13 | 13 |  | Mickelton | Deptford | 230 | 230 | Steel Towers | 1.69 | 0 | 1 | 795 ACSR | 34569 | 4002701 | 4037270 | 0 | 0 | 0 | 0 | 0 | 0 | 0 | 0 | 0 | 0 | 0 | 0 | 0 | 0 | 0 | 0 | 0 | 0 | 0 | 0 | 12 | 1
NO |  | 9 | 2015 | 0 | 14 | 14 |  | Monroe | New Freedom | 230 | 230 | Steel Towers | 6.91 | 0 | 2 | 1590 ACSR | 281499 | 1440286 | 1721785 | 0 | 0 | 0 | 0 | 0 | 0 | 0 | 0 | 0 | 0 | 0 | 0 | 0 | 0 | 0 | 0 | 0 | 0 | 0 | 0 | 12 | 1
NO |  | 9 | 2015 | 0 | 15 | 15 |  | Mickelton | Monroe | 230 | 230 | Steel Towers | 18.5 | 0 | 1 | 795 ACSR | 486167 | 3060590 | 3546757 | 0 | 0 | 0 | 0 | 0 | 0 | 0 | 0 | 0 | 0 | 0 | 0 | 0 | 0 | 0 | 0 | 0 | 0 | 0 | 0 | 12 | 1
NO |  | 9 | 2015 | 0 | 16 | 16 |  | Cardiff | New Freedom | 230 | 230 | Steel Poles | 33 | 0 | 1 | 1590 ACSR | 4138911 | 16018796 | 20157707 | 0 | 0 | 0 | 0 | 0 | 0 | 0 | 0 | 0 | 0 | 0 | 0 | 0 | 0 | 0 | 0 | 0 | 0 | 0 | 0 | 12 | 1
NO |  | 9 | 2015 | 0 | 17 | 17 |  | Churchtown | Mickelton | 230 | 230 | Steel Poles | 21.68 | 0 | 1 | 1590 ACSR | 2068102 | 4035575 | 6103677 | 0 | 0 | 0 | 0 | 0 | 0 | 0 | 0 | 0 | 0 | 0 | 0 | 0 | 0 | 0 | 0 | 0 | 0 | 0 | 0 | 12 | 1
NO |  | 9 | 2015 | 0 | 18 | 18 |  | Churchtown | Cumberland (tap to Orchard) | 230 | 230 | Steel Poles | 41.47 | 0 | 1 | 1590 ACSR | 1644411 | 19026566 | 20670977 | 0 | 0 | 0 | 0 | 0 | 0 | 0 | 0 | 0 | 0 | 0 | 0 | 0 | 0 | 0 | 0 | 0 | 0 | 0 | 0 | 12 | 1
NO |  | 9 | 2015 | 0 | 19 | 19 |  | Cedar | Oyster Creek | 230 | 230 | Steel Poles | 14.02 | 0 | 1 | 1590 ACSR | 1680772 | 58214574 | 59895346 | 0 | 0 | 0 | 0 | 0 | 0 | 0 | 0 | 0 | 0 | 0 | 0 | 0 | 0 | 0 | 0 | 0 | 0 | 0 | 0 | 12 | 1
NO |  | 9 | 2015 | 0 | 20 | 20 |  | Cardiff | Cedar | 230 | 230 | Steel Poles | 34.88 | 0 | 1 | 1590 ACSR | 6393637 | 26235794 | 32629431 | 0 | 0 | 0 | 0 | 0 | 0 | 0 | 0 | 0 | 0 | 0 | 0 | 0 | 0 | 0 | 0 | 0 | 0 | 0 | 0 | 12 | 1
NO |  | 9 | 2015 | 0 | 21 | 21 |  | Cumberland | Dennis | 230 | 230 | Steel H-frame | 18.75 | 1.7 | 1 | 1590 ACSR | 0 | 28089340 | 28089340 | 0 | 0 | 0 | 0 | 0 | 0 | 0 | 0 | 0 | 0 | 0 | 0 | 0 | 0 | 0 | 0 | 0 | 0 | 0 | 0 | 12 | 1
NO |  | 9 | 2015 | 0 | 22 | 22 |  | Deepwater | Lewis | 138 | 138 | Steel Towers, | 31.35 | 58.35 | 2 | 397.5 ACSR | 630547 | 4907561 | 5538108 | 0 | 0 | 0 | 0 | 0 | 0 | 0 | 0 | 0 | 0 | 0 | 0 | 0 | 0 | 0 | 0 | 0 | 0 | 0 | 0 | 12 | 1
NO |  | 9 | 2015 | 0 | 23 | 23 |  | Dennis | Corson | 138 | 138 | Steel H-Frame | 0.28 | 0 | 1 | 1590 ACSR | 0 | 112726 | 112726 | 0 | 0 | 0 | 0 | 0 | 0 | 0 | 0 | 0 | 0 | 0 | 0 | 0 | 0 | 0 | 0 | 0 | 0 | 0 | 0 | 12 | 1
NO |  | 9 | 2015 | 0 | 24 | 24 |  | Lewis | Corson | 138 | 138 | Steel Towers | 25.31 | 25.31 | 2 | 397.5 ACSR | 221423 | 7539567 | 7760990 | 0 | 0 | 0 | 0 | 0 | 0 | 0 | 0 | 0 | 0 | 0 | 0 | 0 | 0 | 0 | 0 | 0 | 0 | 0 | 0 | 12 | 1
NO |  | 9 | 2015 | 0 | 25 | 25 |  | Monroe | Deepwater-Lewis | 138 | 138 | Steel Towers | 11.58 | 11.59 | 2 | 1590 ACSR | 460076 | 28752476 | 29212552 | 0 | 0 | 0 | 0 | 0 | 0 | 0 | 0 | 0 | 0 | 0 | 0 | 0 | 0 | 0 | 0 | 0 | 0 | 0 | 0 | 12 | 1
NO |  | 9 | 2015 | 0 | 26 | 26 |  | Corson | Middle #1 | 138 | 138 | Single Pole Wd | 16.15 | 0 | 1 | 795 ACSR | 581294 | 12822588 | 13403882 | 0 | 0 | 0 | 0 | 0 | 0 | 0 | 0 | 0 | 0 | 0 | 0 | 0 | 0 | 0 | 0 | 0 | 0 | 0 | 0 | 12 | 1
NO |  | 9 | 2015 | 0 | 27 | 27 |  | Corson | Middle #2 | 138 | 138 | Single Pole Wd | 15.29 | 0 | 1 | 795 ACSR | 19553 | 1770838 | 1790391 | 0 | 0 | 0 | 0 | 0 | 0 | 0 | 0 | 0 | 0 | 0 | 0 | 0 | 0 | 0 | 0 | 0 | 0 | 0 | 0 | 12 | 1
NO |  | 9 | 2015 | 0 | 28 | 28 |  | Sherman (Sherman) | Union (Cumberland) | 138 | 138 | Single Pole Wd | 16.74 | 0 | 1 | 954 AA | 0 | 3755097 | 3755097 | 0 | 0 | 0 | 0 | 0 | 0 | 0 | 0 | 0 | 0 | 0 | 0 | 0 | 0 | 0 | 0 | 0 | 0 | 0 | 0 | 12 | 1
NO |  | 9 | 2015 | 0 | 29 | 29 |  | Union | Corson | 138 | 138 | Steel poles | 17.48 | 0 | 1 | 954 AA | 0 | 14291847 | 14291847 | 0 | 0 | 0 | 0 | 0 | 0 | 0 | 0 | 0 | 0 | 0 | 0 | 0 | 0 | 0 | 0 | 0 | 0 | 0 | 0 | 12 | 1
NO |  | 9 | 2015 | 0 | 30 | 30 |  | Cumberland | Union | 138 | 138 | Single Pole Wd | 1.28 | 0 | 1 | 1590 ACSR | 58879 | 374643 | 433522 | 0 | 0 | 0 | 0 | 0 | 0 | 0 | 0 | 0 | 0 | 0 | 0 | 0 | 0 | 0 | 0 | 0 | 0 | 0 | 0 | 12 | 1
NO |  | 9 | 2015 | 0 | 31 | 31 |  | Lewis - Corson taps | Merion (both lines) | 138 | 138 | Steel Towers | 5.96 | 0 | 2 | 795 ACSR 954 AAC | 0 | 4459458 | 4459458 | 0 | 0 | 0 | 0 | 0 | 0 | 0 | 0 | 0 | 0 | 0 | 0 | 0 | 0 | 0 | 0 | 0 | 0 | 0 | 0 | 12 | 1
NO |  | 9 | 2015 | 0 | 32 | 32 |  | Cardiff | Lewis | 138 | 138 | Steel poles | 1.19 | 3.77 | 1 | 1590 ACSR | 0 | 2522514 | 2522514 | 0 | 0 | 0 | 0 | 0 | 0 | 0 | 0 | 0 | 0 | 0 | 0 | 0 | 0 | 0 | 0 | 0 | 0 | 0 | 0 | 12 | 1
NO |  | 9 | 2015 | 0 | 33 | 33 |  | Mickleton | Crown Point | 230 | 230 | Steel Pole | 1.45 | 0 | 1 | 2493 ACAR | 0 | 111569 | 111569 | 0 | 0 | 0 | 0 | 0 | 0 | 0 | 0 | 0 | 650090134 | 0 | 0 | 0 | 0 | 0 | 0 | 0 | 0 | 0 | 0 | 12 | 1
SI/NO | A | 9 | 2015 | 0 | 34 | 34 |  |  |  | 0 | 69 |  | 578.31 | 57.98 | 91 | Various | 6572562 | 174683979 | 181256541 | 0 | 0 | 0 | 3298619.147 | 0 | 0 | 0 | 0 | 0 | 650090135 | 0 | 0 | 0 | 0 | 0 | 0 | 0 | 0 | 0 | 0 | 12 | 1
NO |  | 9 | 2015 | 0 | 35 | 35 |  | Mickleton | Thorofare | 230 | 230 | Steel Poles | 1.7 | 0 | 1 | 1590 ACSR | 0 | 9856221 | 9856221 | 0 | 0 | 0 | 0 | 0 | 0 | 0 | 0 | 0 | 0 | 0 | 0 | 0 | 0 | 0 | 0 | 0 | 0 | 0 | 0 | 12 | 1
NO |  | 9 | 2015 | 0 | 36 | 36 |  | TOTAL |  | 0 | 0 |  | 1204.39 | 177.2 | 129 |  | 28991827 | 454619840 | 483611667 | 870477 | 0 | -374748 | 495729 | 0 | 0 | 0 | 0 | 0 | 0 | 0 | 0 | 0 | 0 | 0 | 0 | 0 | 0 | 0 | 0 | 12 | 1
NO |  | 10 | 2015 | 0 | 1 | 1 |  | Conastone West | MD/PA Line (Huntertown) | 500 | 500 | Towers (A) | 25.12 | 0 | 1 | 2493 ACAR | 0 | 0 | 0 | 0 | 0 | 0 | 0 | 0 | 0 | 0 | 0 | 0 | 0 | 0 | 0 | 0 | 0 | 0 | 0 | 0 | 0 | 0 | 0 | 12 | 1
NO |  | 10 | 2015 | 0 | 2 | 2 |  | Conastone East | MD/PA Line (Peach Bottom) | 500 | 500 | Towers (A) | 10.07 | 0 | 1 | 2493 ACAR | 0 | 0 | 0 | 0 | 0 | 0 | 0 | 0 | 0 | 0 | 0 | 0 | 0 | 0 | 0 | 0 | 0 | 0 | 0 | 0 | 0 | 0 | 0 | 12 | 1
NO |  | 10 | 2015 | 0 | 3 | 3 |  | Conastone | Vic. Twr 108 (Brighton Tap) | 500 | 500 | Towers (A) | 47.92 | 0 | 1 | 2300 ACSR | 0 | 0 | 0 | 0 | 0 | 0 | 0 | 0 | 0 | 0 | 0 | 0 | 0 | 0 | 0 | 0 | 0 | 0 | 0 | 0 | 0 | 0 | 0 | 12 | 1
NO |  | 10 | 2015 | 0 | 4 | 4 |  | Vic. Twr 108 (Brighton Tap) | Twr 159 (Vic Doubs) | 500 | 500 | Towers (A) | 10.56 | 0 | 1 | 2300 ACSR | 0 | 0 | 0 | 0 | 0 | 0 | 0 | 0 | 0 | 0 | 0 | 0 | 0 | 0 | 0 | 0 | 0 | 0 | 0 | 0 | 0 | 0 | 0 | 12 | 1
NO |  | 10 | 2015 | 0 | 5 | 5 |  | Calvert Cliffs (East) | Waugh Chapel | 500 | 500 | Towers (A) | 37.99 | 0 | 1 | 2300 ACSR | 0 | 0 | 0 | 0 | 0 | 0 | 0 | 0 | 0 | 0 | 0 | 0 | 0 | 0 | 0 | 0 | 0 | 0 | 0 | 0 | 0 | 0 | 0 | 12 | 1
NO |  | 10 | 2015 | 0 | 6 | 6 |  |  |  | 0 | 0 | Steel Poles(A) | 8.84 | 0 | 1 | 2300 ACSR | 0 | 0 | 0 | 0 | 0 | 0 | 0 | 0 | 0 | 0 | 0 | 0 | 0 | 0 | 0 | 0 | 0 | 0 | 0 | 0 | 0 | 0 | 0 | 12 | 1
NO |  | 10 | 2015 | 0 | 7 | 7 |  |  |  | 0 | 0 | Towers (B) | 2.59 | 0 | 1 | 1590 ACSR | 0 | 0 | 0 | 0 | 0 | 0 | 0 | 0 | 0 | 0 | 0 | 0 | 0 | 0 | 0 | 0 | 0 | 0 | 0 | 0 | 0 | 0 | 0 | 12 | 1
NO |  | 10 | 2015 | 0 | 8 | 8 |  |  |  | 0 | 0 | Steel Poles(B) | 0.39 | 0 | 1 | 1590 ACSR | 0 | 0 | 0 | 0 | 0 | 0 | 0 | 0 | 0 | 0 | 0 | 0 | 0 | 0 | 0 | 0 | 0 | 0 | 0 | 0 | 0 | 0 | 0 | 12 | 1
NO |  | 10 | 2015 | 0 | 9 | 9 |  | Calvert Cliffs (West) | Waugh Chapel | 500 | 500 | Towers (A) | 38.83 | 0 | 1 | 2300 ACSR | 0 | 0 | 0 | 0 | 0 | 0 | 0 | 0 | 0 | 0 | 0 | 0 | 0 | 0 | 0 | 0 | 0 | 0 | 0 | 0 | 0 | 0 | 0 | 12 | 1
NO |  | 10 | 2015 | 0 | 10 | 10 |  |  |  | 0 | 0 | Steel Poles(A) | 8.99 | 0 | 1 | 2300 ACSR | 0 | 0 | 0 | 0 | 0 | 0 | 0 | 0 | 0 | 0 | 0 | 0 | 0 | 0 | 0 | 0 | 0 | 0 | 0 | 0 | 0 | 0 | 0 | 12 | 1
NO |  | 10 | 2015 | 0 | 11 | 11 |  | Calvert Cliffs | Tower 2241k (vic.Chaulk Pt) | 500 | 500 | Towers (A) | 2.05 | 0 | 1 | 2300 ACSR | 0 | 0 | 0 | 0 | 0 | 0 | 0 | 0 | 0 | 0 | 0 | 0 | 0 | 0 | 0 | 0 | 0 | 0 | 0 | 0 | 0 | 0 | 0 | 12 | 1
NO |  | 10 | 2015 | 0 | 12 | 12 |  |  |  | 0 | 0 | Steel Poles(A) | 0.44 | 0 | 1 | 2300 ACSR | 0 | 0 | 0 | 0 | 0 | 0 | 0 | 0 | 0 | 0 | 0 | 0 | 0 | 0 | 0 | 0 | 0 | 0 | 0 | 0 | 0 | 0 | 0 | 12 | 1
NO |  | 10 | 2015 | 0 | 13 | 13 |  |  |  | 0 | 0 | Towers (B) | 4.6 | 0 | 1 | 1590 ACSR | 0 | 0 | 0 | 0 | 0 | 0 | 0 | 0 | 0 | 0 | 0 | 0 | 0 | 0 | 0 | 0 | 0 | 0 | 0 | 0 | 0 | 0 | 0 | 12 | 1
NO |  | 10 | 2015 | 0 | 14 | 14 |  |  |  | 0 | 0 | Steel Poles(B) | 1.68 | 0 | 1 | 1590 ACSR | 0 | 0 | 0 | 0 | 0 | 0 | 0 | 0 | 0 | 0 | 0 | 0 | 0 | 0 | 0 | 0 | 0 | 0 | 0 | 0 | 0 | 0 | 0 | 12 | 1
NO |  | 10 | 2015 | 0 | 15 | 15 |  | Calvert Cliffs | Unit 1 | 500 | 500 | Steel Poles(A) | 0.17 | 0 | 1 | 2167 ACSR | 0 | 0 | 0 | 0 | 0 | 0 | 0 | 0 | 0 | 0 | 0 | 0 | 0 | 0 | 0 | 0 | 0 | 0 | 0 | 0 | 0 | 0 | 0 | 12 | 1
NO |  | 10 | 2015 | 0 | 16 | 16 |  | Calvert Cliffs | Unit 2 | 500 | 500 | Steel Poles(A) | 0.18 | 0 | 1 | 2167 ACSR | 0 | 0 | 0 | 0 | 0 | 0 | 0 | 0 | 0 | 0 | 0 | 0 | 0 | 0 | 0 | 0 | 0 | 0 | 0 | 0 | 0 | 0 | 0 | 12 | 1
NO |  | 10 | 2015 | 0 | 17 | 17 |  | Calvert Cliffs Black Bus | Calvert Cliffs P-13000-1 | 500 | 500 | Steel Poles(A) | 0.17 | 0 | 1 | 2167 ACSR | 0 | 0 | 0 | 0 | 0 | 0 | 0 | 0 | 0 | 0 | 0 | 0 | 0 | 0 | 0 | 0 | 0 | 0 | 0 | 0 | 0 | 0 | 0 | 12 | 1
NO |  | 10 | 2015 | 0 | 18 | 18 |  | Calvert Cliffs Red Bus | Calvert Cliffs P-13000-2 | 500 | 500 | Steel Poles(A) | 0.09 | 0 | 1 | 2167 ACSR | 0 | 0 | 0 | 0 | 0 | 0 | 0 | 0 | 0 | 0 | 0 | 0 | 0 | 0 | 0 | 0 | 0 | 0 | 0 | 0 | 0 | 0 | 0 | 12 | 1
NO |  | 10 | 2015 | 0 | 19 | 19 |  | Waugh Chapel | TWR 59 @ vic. High Ridge | 500 | 500 | Towers (B) | 8.96 | 0 | 1 | 1590 ACSR | 0 | 0 | 0 | 0 | 0 | 0 | 0 | 0 | 0 | 0 | 0 | 0 | 0 | 0 | 0 | 0 | 0 | 0 | 0 | 0 | 0 | 0 | 0 | 12 | 1
NO |  | 10 | 2015 | 0 | 20 | 20 |  |  |  | 0 | 0 | Steel Poles(B) | 8.04 | 0 | 1 | 1590 ACSR | 0 | 0 | 0 | 0 | 0 | 0 | 0 | 0 | 0 | 0 | 0 | 0 | 0 | 0 | 0 | 0 | 0 | 0 | 0 | 0 | 0 | 0 | 0 | 12 | 1
NO |  | 10 | 2015 | 0 | 21 | 21 |  |  |  | 0 | 0 |  | 0 | 0 | 0 | Subtotal 500kV | 13687578 | 87397387 | 101084965 | 0 | 0 | 0 | 0 | 0 | 0 | 0 | 0 | 0 | 0 | 0 | 0 | 0 | 0 | 0 | 650100133 | 0 | 0 | 0 | 0 | 12 | 1
NO |  | 10 | 2015 | 0 | 22 | 22 |  | ACQS-230-2 Tap | ACQS-230-2 | 230 | 230 | Steel Poles | 0.15 | 0 | 1 | 1033 ACSr | 0 | 0 | 0 | 0 | 0 | 0 | 0 | 0 | 0 | 0 | 0 | 0 | 0 | 0 | 0 | 0 | 0 | 0 | 0 | 0 | 0 | 0 | 0 | 12 | 1
NO |  | 10 | 2015 | 0 | 23 | 23 |  | Jericho Park (G) | Buena Vista | 230 | 230 | Towers | 1.41 | 0 | 2 | 1272 ACSR | 0 | 0 | 0 | 0 | 0 | 0 | 0 | 0 | 0 | 0 | 0 | 0 | 0 | 0 | 0 | 0 | 0 | 0 | 0 | 0 | 0 | 0 | 0 | 12 | 1
NO |  | 10 | 2015 | 0 | 24 | 24 |  |  |  | 0 | 0 | Steel Poles | 3.88 | 0 | 2 | 1272 ACSR | 0 | 0 | 0 | 0 | 0 | 0 | 0 | 0 | 0 | 0 | 0 | 0 | 0 | 0 | 0 | 0 | 0 | 0 | 0 | 0 | 0 | 0 | 0 | 12 | 1
NO |  | 10 | 2015 | 0 | 25 | 25 |  | Brandon Shores | ACQS-230-1 | 230 | 230 | Steel Poles | 0.17 | 0 | 1 | 1033.5 ACSR | 0 | 0 | 0 | 0 | 0 | 0 | 0 | 0 | 0 | 0 | 0 | 0 | 0 | 0 | 0 | 0 | 0 | 0 | 0 | 0 | 0 | 0 | 0 | 12 | 1
NO |  | 10 | 2015 | 0 | 26 | 26 |  | Conastone | MD/PA Line (Otter Creek) | 230 | 230 | Towers | 1.62 | 0 | 1 | 795 ACSR | 0 | 0 | 0 | 0 | 0 | 0 | 0 | 0 | 0 | 0 | 0 | 0 | 0 | 0 | 0 | 0 | 0 | 0 | 0 | 0 | 0 | 0 | 0 | 12 | 1
NO |  | 10 | 2015 | 0 | 27 | 27 |  |  |  | 0 | 0 | Towers | 3.04 | 0 | 1 | 1590 ACSR | 0 | 0 | 0 | 0 | 0 | 0 | 0 | 0 | 0 | 0 | 0 | 0 | 0 | 0 | 0 | 0 | 0 | 0 | 0 | 0 | 0 | 0 | 0 | 12 | 1
NO |  | 10 | 2015 | 0 | 28 | 28 |  | Columbia | Snowden River Tap | 230 | 230 | Tower | 0.56 | 0 | 2 | 1590 ACSR | 0 | 0 | 0 | 0 | 0 | 0 | 0 | 0 | 0 | 0 | 0 | 0 | 0 | 0 | 0 | 0 | 0 | 0 | 0 | 0 | 0 | 0 | 0 | 12 | 1
NO |  | 10 | 2015 | 0 | 29 | 29 |  | Columbia | Wilde Lake | 230 | 230 | Steel Poles | 3.19 | 0 | 2 | 795 ACSR | 0 | 0 | 0 | 0 | 0 | 0 | 0 | 0 | 0 | 0 | 0 | 0 | 0 | 0 | 0 | 0 | 0 | 0 | 0 | 0 | 0 | 0 | 0 | 12 | 1
NO |  | 10 | 2015 | 0 | 30 | 30 |  | Snowden River Tap | Snowden River | 230 | 230 | Steel Poles | 1.26 | 0 | 2 | 795 ACSR | 0 | 0 | 0 | 0 | 0 | 0 | 0 | 0 | 0 | 0 | 0 | 0 | 0 | 0 | 0 | 0 | 0 | 0 | 0 | 0 | 0 | 0 | 0 | 12 | 1
NO |  | 10 | 2015 | 0 | 31 | 31 |  | Northwest #2 | Conastone | 230 | 230 | Towers | 23.84 | 0 | 1 | 1590 ACSR | 0 | 0 | 0 | 0 | 0 | 0 | 0 | 0 | 0 | 0 | 0 | 0 | 0 | 0 | 0 | 0 | 0 | 0 | 0 | 0 | 0 | 0 | 0 | 12 | 1
NO |  | 10 | 2015 | 0 | 32 | 32 |  |  |  | 0 | 0 | Steel Poles | 0.11 | 0 | 1 | 1590 ACSR | 0 | 0 | 0 | 0 | 0 | 0 | 0 | 0 | 0 | 0 | 0 | 0 | 0 | 0 | 0 | 0 | 0 | 0 | 0 | 0 | 0 | 0 | 0 | 12 | 1
NO |  | 10 | 2015 | 0 | 33 | 33 |  | Northwest | Northwest #2 | 230 | 230 | Steel Poles | 0.2 | 0 | 1 | 1590 ACSR | 0 | 0 | 0 | 0 | 0 | 0 | 0 | 0 | 0 | 0 | 0 | 0 | 0 | 0 | 0 | 0 | 0 | 0 | 0 | 0 | 0 | 0 | 0 | 12 | 1
NO |  | 10 | 2015 | 0 | 34 | 34 |  | Northwest | Northwest #2 | 230 | 230 | Steel Poles | 0.26 | 0 | 1 | 1590 ACSR | 0 | 0 | 0 | 0 | 0 | 0 | 0 | 0 | 0 | 0 | 0 | 0 | 0 | 0 | 0 | 0 | 0 | 0 | 0 | 0 | 0 | 0 | 0 | 12 | 1
NO |  | 10 | 2015 | 0 | 35 | 35 |  | Conastone | Graceton | 230 | 230 | Towers (E) | 8.61 | 0 | 1 | 1272 ACSR | 0 | 0 | 0 | 0 | 0 | 0 | 0 | 0 | 0 | 0 | 0 | 0 | 0 | 0 | 0 | 0 | 0 | 0 | 0 | 0 | 0 | 0 | 0 | 12 | 1
NO |  | 10 | 2015 | 0 | 36 | 36 |  | TOTAL |  | 0 | 0 |  | 943.65 | 23.95 | 117 |  | 33633323 | 352476659 | 386109982 | 0 | 0 | 0 | 0 | 0 | 0 | 0 | 0 | 0 | 0 | 0 | 0 | 0 | 0 | 0 | 0 | 0 | 0 | 0 | 0 | 12 | 1
NO |  | 10 | 2015 | 1 | 1 | 1 |  | Northwest #2 | Granite | 230 | 230 | Towers | 8.42 | 0 | 2 | 1590 ACSR | 0 | 0 | 0 | 0 | 0 | 0 | 0 | 0 | 0 | 0 | 0 | 0 | 0 | 0 | 0 | 0 | 0 | 0 | 0 | 0 | 0 | 0 | 0 | 12 | 1
NO |  | 10 | 2015 | 1 | 2 | 2 |  | Granite | Howard | 230 | 230 | Towers | 8.55 | 0 | 2 | 1590 ACSR | 0 | 0 | 0 | 0 | 0 | 0 | 0 | 0 | 0 | 0 | 0 | 0 | 0 | 0 | 0 | 0 | 0 | 0 | 0 | 0 | 0 | 0 | 0 | 12 | 1
NO |  | 10 | 2015 | 1 | 3 | 3 |  | Howard | High Ridge | 230 | 230 | Towers | 7.93 | 0 | 2 | 1590 ACSR | 0 | 0 | 0 | 0 | 0 | 0 | 0 | 0 | 0 | 0 | 0 | 0 | 0 | 0 | 0 | 0 | 0 | 0 | 0 | 0 | 0 | 0 | 0 | 12 | 1
NO |  | 10 | 2015 | 1 | 4 | 4 |  | Howard | Pumphrey | 230 | 230 | Towers | 8.7 | 0 | 1 | 795 ACSR | 0 | 0 | 0 | 0 | 0 | 0 | 0 | 0 | 0 | 0 | 0 | 0 | 0 | 0 | 0 | 0 | 0 | 0 | 0 | 0 | 0 | 0 | 0 | 12 | 1
NO |  | 10 | 2015 | 1 | 5 | 5 |  | High Ridge | Burtonsville (G) | 230 | 230 | Towers | 3.87 | 0 | 2 | 1590 ACSR | 0 | 0 | 0 | 0 | 0 | 0 | 0 | 0 | 0 | 0 | 0 | 0 | 0 | 0 | 0 | 0 | 0 | 0 | 0 | 0 | 0 | 0 | 0 | 12 | 1
NO |  | 10 | 2015 | 1 | 6 | 6 |  | High Ridge | Snowden River Tap | 230 | 230 | Tower | 3.79 | 0 | 1 | 795 ACSR | 0 | 0 | 0 | 0 | 0 | 0 | 0 | 0 | 0 | 0 | 0 | 0 | 0 | 0 | 0 | 0 | 0 | 0 | 0 | 0 | 0 | 0 | 0 | 12 | 1
NO |  | 10 | 2015 | 1 | 7 | 7 |  | Graceton | Bagley | 230 | 230 | Towers | 9.12 | 0 | 1 | 795 ACSR | 0 | 0 | 0 | 0 | 0 | 0 | 0 | 0 | 0 | 0 | 0 | 0 | 0 | 0 | 0 | 0 | 0 | 0 | 0 | 0 | 0 | 0 | 0 | 12 | 1
NO |  | 10 | 2015 | 1 | 8 | 8 |  |  |  | 0 | 0 | Steel Poles | 5.07 | 0 | 1 | 1590 ACSR | 0 | 0 | 0 | 0 | 0 | 0 | 0 | 0 | 0 | 0 | 0 | 0 | 0 | 0 | 0 | 0 | 0 | 0 | 0 | 0 | 0 | 0 | 0 | 12 | 1
NO |  | 10 | 2015 | 1 | 9 | 9 |  | Bagley | Raphael Road | 230 | 230 | Steel Poles | 0.28 | 0 | 1 | 2167 ACSR | 0 | 0 | 0 | 0 | 0 | 0 | 0 | 0 | 0 | 0 | 0 | 0 | 0 | 0 | 0 | 0 | 0 | 0 | 0 | 0 | 0 | 0 | 0 | 12 | 1
NO |  | 10 | 2015 | 1 | 10 | 10 |  |  |  | 0 | 0 | Towers | 5.38 | 0 | 1 | 795 ACSR | 0 | 0 | 0 | 0 | 0 | 0 | 0 | 0 | 0 | 0 | 0 | 0 | 0 | 0 | 0 | 0 | 0 | 0 | 0 | 0 | 0 | 0 | 0 | 12 | 1
NO |  | 10 | 2015 | 1 | 11 | 11 |  | Northeast | Riverside | 230 | 230 | Towers | 5.57 | 0 | 2 | 2167 ACSR | 0 | 0 | 0 | 0 | 0 | 0 | 0 | 0 | 0 | 0 | 0 | 0 | 0 | 0 | 0 | 0 | 0 | 0 | 0 | 0 | 0 | 0 | 0 | 12 | 1
NO |  | 10 | 2015 | 1 | 12 | 12 |  |  |  | 0 | 0 | Steel Poles | 5.27 | 0 | 2 | 2167 ACSR | 0 | 0 | 0 | 0 | 0 | 0 | 0 | 0 | 0 | 0 | 0 | 0 | 0 | 0 | 0 | 0 | 0 | 0 | 0 | 0 | 0 | 0 | 0 | 12 | 1
NO |  | 10 | 2015 | 1 | 13 | 13 |  | Graceton (East) | MD/PA Line (Cooper) | 230 | 230 | Towers | 1.85 | 0 | 1 | 795 ACSR | 0 | 0 | 0 | 0 | 0 | 0 | 0 | 0 | 0 | 0 | 0 | 0 | 0 | 0 | 0 | 0 | 0 | 0 | 0 | 0 | 0 | 0 | 0 | 12 | 1
NO |  | 10 | 2015 | 1 | 14 | 14 |  | Graceton (West) | MD/PA Line (Manor) | 230 | 230 | Towers | 1.41 | 0 | 1 | 795 ACSR | 0 | 0 | 0 | 0 | 0 | 0 | 0 | 0 | 0 | 0 | 0 | 0 | 0 | 0 | 0 | 0 | 0 | 0 | 0 | 0 | 0 | 0 | 0 | 12 | 1
NO |  | 10 | 2015 | 1 | 15 | 15 |  | Waugh Chapel | Jericho Park (G) | 230 | 230 | Towers (A) | 6.23 | 0 | 2 | 1590 ACSR | 0 | 0 | 0 | 0 | 0 | 0 | 0 | 0 | 0 | 0 | 0 | 0 | 0 | 0 | 0 | 0 | 0 | 0 | 0 | 0 | 0 | 0 | 0 | 12 | 1
NO |  | 10 | 2015 | 1 | 16 | 16 |  | Waugh Chapel | Brandon Shores | 230 | 230 | Towers | 11.12 | 0 | 2 | 2167 ACSR | 0 | 0 | 0 | 0 | 0 | 0 | 0 | 0 | 0 | 0 | 0 | 0 | 0 | 0 | 0 | 0 | 0 | 0 | 0 | 0 | 0 | 0 | 0 | 12 | 1
NO |  | 10 | 2015 | 1 | 17 | 17 |  |  |  | 0 | 0 | Steel Poles | 3.29 | 0 | 2 | 2167 ACSR | 0 | 0 | 0 | 0 | 0 | 0 | 0 | 0 | 0 | 0 | 0 | 0 | 0 | 0 | 0 | 0 | 0 | 0 | 0 | 0 | 0 | 0 | 0 | 12 | 1
NO |  | 10 | 2015 | 1 | 18 | 18 |  | Waugh Chapel | High Ridge | 230 | 230 | Towers | 9.2 | 0 | 2 | 2167 ACSR | 0 | 0 | 0 | 0 | 0 | 0 | 0 | 0 | 0 | 0 | 0 | 0 | 0 | 0 | 0 | 0 | 0 | 0 | 0 | 0 | 0 | 0 | 0 | 12 | 1
NO |  | 10 | 2015 | 1 | 19 | 19 |  |  |  | 0 | 0 | Steel Poles | 7.69 | 0 | 2 | 2167 ACSR | 0 | 0 | 0 | 0 | 0 | 0 | 0 | 0 | 0 | 0 | 0 | 0 | 0 | 0 | 0 | 0 | 0 | 0 | 0 | 0 | 0 | 0 | 0 | 12 | 1
NO |  | 10 | 2015 | 1 | 20 | 20 |  | Brandon Shores | Riverside | 230 | 230 | Towers | 2.27 | 0 | 1 | 2167 ACSR | 0 | 0 | 0 | 0 | 0 | 0 | 0 | 0 | 0 | 0 | 0 | 0 | 0 | 0 | 0 | 0 | 0 | 0 | 0 | 0 | 0 | 0 | 0 | 12 | 1
NO |  | 10 | 2015 | 1 | 21 | 21 |  |  |  | 0 | 0 | Submarine (C) | 2.15 | 0 | 2 | 2500 COPPER | 0 | 0 | 0 | 0 | 0 | 0 | 0 | 0 | 0 | 0 | 0 | 0 | 0 | 0 | 0 | 0 | 0 | 0 | 0 | 0 | 0 | 0 | 0 | 12 | 1
NO |  | 10 | 2015 | 1 | 22 | 22 |  | Brandon Shores | Riverside | 230 | 230 | Steel Poles(A) | 2.07 | 0 | 1 | 1272 ACSR | 0 | 0 | 0 | 0 | 0 | 0 | 0 | 0 | 0 | 0 | 0 | 0 | 0 | 0 | 0 | 0 | 0 | 0 | 0 | 0 | 0 | 0 | 0 | 12 | 1
NO |  | 10 | 2015 | 1 | 23 | 23 |  | Brandon Shores | Unit 1 | 230 | 230 | Steel Poles(A) | 0.06 | 0 | 1 | 1272 ACSR | 0 | 0 | 0 | 0 | 0 | 0 | 0 | 0 | 0 | 0 | 0 | 0 | 0 | 0 | 0 | 0 | 0 | 0 | 0 | 0 | 0 | 0 | 0 | 12 | 1
NO |  | 10 | 2015 | 1 | 24 | 24 |  | Brandon Shores | Unit 2 | 230 | 230 | Steel Poles(A) | 0.06 | 0 | 1 | 1272 ACSR | 0 | 0 | 0 | 0 | 0 | 0 | 0 | 0 | 0 | 0 | 0 | 0 | 0 | 0 | 0 | 0 | 0 | 0 | 0 | 0 | 0 | 0 | 0 | 12 | 1
NO |  | 10 | 2015 | 1 | 25 | 25 |  | Brandon Shores | Station Service 1 | 230 | 230 | Steel Poles | 0.06 | 0 | 1 | 795 ACSR | 0 | 0 | 0 | 0 | 0 | 0 | 0 | 0 | 0 | 0 | 0 | 0 | 0 | 0 | 0 | 0 | 0 | 0 | 0 | 0 | 0 | 0 | 0 | 12 | 1
NO |  | 10 | 2015 | 1 | 26 | 26 |  | Brandon Shores | Station Service 2 | 230 | 230 | Steel Poles | 0.06 | 0 | 1 | 1033.5 ACSR | 0 | 0 | 0 | 0 | 0 | 0 | 0 | 0 | 0 | 0 | 0 | 0 | 0 | 0 | 0 | 0 | 0 | 0 | 0 | 0 | 0 | 0 | 0 | 12 | 1
NO |  | 10 | 2015 | 1 | 27 | 27 |  | Brandon Shores | Wagner 230- 1 | 230 | 230 | Towers | 0.48 | 0 | 1 | 2167 ACSR | 0 | 0 | 0 | 0 | 0 | 0 | 0 | 0 | 0 | 0 | 0 | 0 | 0 | 0 | 0 | 0 | 0 | 0 | 0 | 0 | 0 | 0 | 0 | 12 | 1
NO |  | 10 | 2015 | 1 | 28 | 28 |  | Brandon Shores | Wagner 230-2 | 230 | 230 | Towers | 0.49 | 0 | 1 | 2167 ACSR | 0 | 0 | 0 | 0 | 0 | 0 | 0 | 0 | 0 | 0 | 0 | 0 | 0 | 0 | 0 | 0 | 0 | 0 | 0 | 0 | 0 | 0 | 0 | 12 | 1
NO |  | 10 | 2015 | 1 | 29 | 29 |  | Brandon Shores | Wagner #4 | 230 | 230 | Towers | 0.4 | 0 | 1 | 2167 ACSR | 0 | 0 | 0 | 0 | 0 | 0 | 0 | 0 | 0 | 0 | 0 | 0 | 0 | 0 | 0 | 0 | 0 | 0 | 0 | 0 | 0 | 0 | 0 | 12 | 1
NO |  | 10 | 2015 | 1 | 30 | 30 |  | Northeast | Raphael Road | 230 | 230 | Steel Poles | 3.39 | 0 | 2 | 2167 ACSR | 0 | 0 | 0 | 0 | 0 | 0 | 0 | 0 | 0 | 0 | 0 | 0 | 0 | 0 | 0 | 0 | 0 | 0 | 0 | 0 | 0 | 0 | 0 | 12 | 1
NO |  | 10 | 2015 | 1 | 31 | 31 |  |  |  | 0 | 0 | Towers | 0.52 | 0 | 2 | 2167 ACSR | 0 | 0 | 0 | 0 | 0 | 0 | 0 | 0 | 0 | 0 | 0 | 0 | 0 | 0 | 0 | 0 | 0 | 0 | 0 | 0 | 0 | 0 | 0 | 12 | 1
NO |  | 10 | 2015 | 1 | 32 | 32 |  | Otter Point | Raphael Road | 230 | 230 | Steel Poles | 7.34 | 0 | 2 | 2167 ACSR | 0 | 0 | 0 | 0 | 0 | 0 | 0 | 0 | 0 | 0 | 0 | 0 | 0 | 0 | 0 | 0 | 0 | 0 | 0 | 0 | 0 | 0 | 0 | 12 | 1
NO |  | 10 | 2015 | 1 | 33 | 33 |  | Otter Point | Perryman | 230 | 230 | Steel Poles | 4.01 | 0 | 2 | 2167 ACSR | 0 | 0 | 0 | 0 | 0 | 0 | 0 | 0 | 0 | 0 | 0 | 0 | 0 | 0 | 0 | 0 | 0 | 0 | 0 | 0 | 0 | 0 | 0 | 12 | 1
NO |  | 10 | 2015 | 1 | 34 | 34 |  |  |  | 0 | 0 |  | 0 | 0 | 0 | Subtotal 230kV | 13303866 | 80895070 | 94198936 | 0 | 0 | 0 | 0 | 0 | 0 | 0 | 0 | 0 | 0 | 0 | 0 | 0 | 0 | 0 | 0 | 0 | 0 | 0 | 0 | 12 | 1
NO |  | 10 | 2015 | 1 | 35 | 35 |  | Perryville | MD/PA State Line | 138 | 138 | Towers | 13.61 | 0 | 4 | 397.5 ACSR | 0 | 0 | 0 | 0 | 0 | 0 | 0 | 0 | 0 | 0 | 0 | 0 | 0 | 0 | 0 | 0 | 0 | 0 | 0 | 0 | 0 | 0 | 0 | 12 | 1
NO |  | 10 | 2015 | 2 | 1 | 1 |  | Various |  | 115 | 115 | Towers | 199.08 | 0 | 1 | Various | 0 | 0 | 0 | 0 | 0 | 0 | 0 | 0 | 0 | 0 | 0 | 0 | 0 | 0 | 650100130 | 0 | 0 | 0 | 0 | 0 | 0 | 0 | 0 | 12 | 1
NO |  | 10 | 2015 | 2 | 2 | 2 |  |  |  | 0 | 0 | Wood Poles | 62.21 | 0 | 1 | Various | 0 | 0 | 0 | 0 | 0 | 0 | 0 | 0 | 0 | 0 | 0 | 0 | 0 | 0 | 0 | 0 | 0 | 0 | 0 | 0 | 0 | 0 | 0 | 12 | 1
NO |  | 10 | 2015 | 2 | 3 | 3 |  |  |  | 0 | 0 | Wood H-Frame | 27.82 | 0 | 1 | Various | 0 | 0 | 0 | 0 | 0 | 0 | 0 | 0 | 0 | 0 | 0 | 0 | 0 | 0 | 0 | 0 | 0 | 0 | 0 | 0 | 0 | 0 | 0 | 12 | 1
NO |  | 10 | 2015 | 2 | 4 | 4 |  |  |  | 0 | 0 | Steel Poles | 58.49 | 0 | 1 | Various | 0 | 0 | 0 | 0 | 0 | 0 | 0 | 0 | 0 | 0 | 0 | 0 | 0 | 0 | 0 | 0 | 0 | 0 | 0 | 0 | 0 | 0 | 0 | 12 | 1
NO |  | 10 | 2015 | 2 | 5 | 5 |  |  |  | 0 | 0 | Steel H Column | 1.29 | 0 | 1 | Various | 0 | 0 | 0 | 0 | 0 | 0 | 0 | 0 | 0 | 0 | 0 | 0 | 0 | 0 | 0 | 0 | 0 | 0 | 0 | 0 | 0 | 0 | 0 | 12 | 1
NO |  | 10 | 2015 | 2 | 6 | 6 |  |  |  | 0 | 0 | Undergrnd (D | 88.89 | 0 | 1 | Various | 0 | 0 | 0 | 0 | 0 | 0 | 0 | 0 | 0 | 0 | 0 | 650100121 | 0 | 0 | 0 | 0 | 0 | 0 | 0 | 0 | 0 | 0 | 0 | 12 | 1
NO |  | 10 | 2015 | 2 | 7 | 7 |  |  |  | 115 | 230 | Steel Poles | 12.19 | 0 | 2 | Various | 0 | 0 | 0 | 0 | 0 | 0 | 0 | 0 | 0 | 0 | 0 | 0 | 0 | 0 | 0 | 0 | 0 | 0 | 0 | 0 | 0 | 0 | 0 | 12 | 1
NO |  | 10 | 2015 | 2 | 8 | 8 |  |  |  | 115 | 230 | Undergrnd(D) | 5.96 | 0 | 1 | Various | 0 | 0 | 0 | 0 | 0 | 0 | 0 | 0 | 0 | 0 | 0 | 0 | 0 | 0 | 0 | 0 | 0 | 0 | 0 | 0 | 0 | 0 | 0 | 12 | 1
SI/NO | A | 10 | 2015 | 2 | 9 | 9 |  |  |  | 115 | 230 | Towers | 22.03 | 0 | 2 | Subtotal 115kV | 6641879 | 181382831 | 188024710 | 0 | 0 | 0 | 3421790.4915 | 0 | 0 | 0 | 0 | 0 | 0 | 0 | 0 | 0 | 0 | 0 | 0 | 0 | 0 | 0 | 0 | 12 | 1
NO |  | 10 | 2015 | 2 | 10 | 10 |  | Westport | Riverside | 35 | 35 | Undergrnd & | 32 | 0 | 6 | Various | 0 | 0 | 0 | 0 | 0 | 0 | 0 | 0 | 0 | 0 | 0 | 0 | 0 | 0 | 0 | 0 | 0 | 0 | 0 | 0 | 0 | 0 | 0 | 12 | 1
SI/NO | S | 10 | 2015 | 2 | 11 | 11 |  |  |  | 0 | 0 | Submarine | 18 | 0 | 6 | Subtotal 35kV | 0 | 2801371 | 2801371 | 0 | 0 | 0 | 50981.0899 | 0 | 0 | 0 | 0 | 0 | 0 | 0 | 0 | 0 | 0 | 0 | 0 | 0 | 0 | 0 | 0 | 12 | 1
NO |  | 10 | 2015 | 2 | 12 | 12 |  | Northwest #2 | Conestone | 230 | 230 | Towers | 0 | 23.84 | 1 | 1272 ACSR | 0 | 0 | 0 | 0 | 0 | 0 | 0 | 0 | 0 | 0 | 0 | 0 | 0 | 0 | 0 | 0 | 0 | 0 | 0 | 0 | 0 | 0 | 0 | 12 | 1
NO |  | 10 | 2015 | 2 | 13 | 13 |  |  |  | 0 | 0 | Steel Poles | 0 | 0.11 | 1 | 1272 ACSR | 0 | 0 | 0 | 0 | 0 | 0 | 0 | 0 | 0 | 0 | 0 | 0 | 0 | 0 | 0 | 0 | 0 | 0 | 0 | 0 | 0 | 0 | 0 | 12 | 1
NO |  | 11 | 2015 | 0 | 1 | 1 |  | ORRINGTON | ORINGTON | 345 | 345 | WOOD POLE | 4.87 | 0 | 2 | 1590 ACSR | 0 | 0 | 0 | 0 | 0 | 0 | 0 | 0 | 0 | 0 | 0 | 0 | 0 | 0 | 0 | 0 | 0 | 0 | 0 | 0 | 0 | 0 | 0 | 12 | 1
NO |  | 11 | 2015 | 0 | 2 | 2 |  | ORRINGTON | BAILEYVILLE | 345 | 345 | WOOD POLE | 84.37 | 0 | 2 | 1192 ACSR | 0 | 0 | 0 | 0 | 0 | 0 | 0 | 0 | 0 | 0 | 0 | 0 | 0 | 0 | 0 | 0 | 0 | 0 | 0 | 0 | 0 | 0 | 0 | 12 | 1
NO |  | 11 | 2015 | 0 | 3 | 3 |  | CHESTER | CHESTER | 345 | 345 | STEEL POLE | 0.2 | 0 | 2 | 1192 ACSR | 0 | 0 | 0 | 0 | 0 | 0 | 0 | 0 | 0 | 0 | 0 | 0 | 0 | 0 | 0 | 0 | 0 | 0 | 0 | 0 | 0 | 0 | 0 | 12 | 1
NO |  | 11 | 2015 | 0 | 4 | 4 |  | OTIS | T16MD | 115 | 115 | Wood Pole H-FM | 15.1 | 0 | 1 | 795 ACSR | 0 | 0 | 0 | 0 | 0 | 0 | 0 | 0 | 0 | 0 | 0 | 0 | 0 | 0 | 0 | 0 | 0 | 0 | 0 | 0 | 0 | 0 | 0 | 12 | 1
NO |  | 11 | 2015 | 0 | 5 | 5 |  | DEBLOIS | COLUMBIA | 115 | 115 | Wood Pole H-FM | 9.15 | 0 | 1 | 795 ACSR | 0 | 0 | 0 | 0 | 0 | 0 | 0 | 0 | 0 | 0 | 0 | 0 | 0 | 0 | 0 | 0 | 0 | 0 | 0 | 0 | 0 | 0 | 0 | 12 | 1
NO |  | 11 | 2015 | 0 | 6 | 6 |  | ELLSWORTH | TRENTON | 115 | 115 | SINGLE POLE/WO | 14.3 | 0 | 1 | 795 ACSR | 0 | 0 | 0 | 0 | 0 | 0 | 0 | 0 | 0 | 0 | 0 | 0 | 0 | 0 | 0 | 0 | 0 | 0 | 0 | 0 | 0 | 0 | 0 | 12 | 1
NO |  | 11 | 2015 | 0 | 7 | 7 |  | WALTHAM | SULLIVAN | 115 | 115 | Sgl Pole S/Wo | 21.7 | 0 | 1 | 795 ACSR | 0 | 0 | 0 | 0 | 0 | 0 | 0 | 0 | 0 | 0 | 0 | 0 | 0 | 0 | 0 | 0 | 0 | 0 | 0 | 0 | 0 | 0 | 0 | 12 | 1
NO |  | 11 | 2015 | 0 | 8 | 8 |  | SULLIVAN | COLUMBIA | 115 | 115 | SINGLE POLE/WO | 25.21 | 0 | 1 | 266 & 795 ACSR | 0 | 0 | 0 | 0 | 0 | 0 | 0 | 0 | 0 | 0 | 0 | 0 | 0 | 0 | 0 | 0 | 0 | 0 | 0 | 0 | 0 | 0 | 0 | 12 | 1
NO |  | 11 | 2015 | 0 | 9 | 9 |  | ORRINGTON | ELLSWORTH | 115 | 115 | SINGLE POLE/WO | 20.64 | 0 | 1 | 795 ACSR | 0 | 0 | 0 | 0 | 0 | 0 | 0 | 0 | 0 | 0 | 0 | 0 | 0 | 0 | 0 | 0 | 0 | 0 | 0 | 0 | 0 | 0 | 0 | 12 | 1
NO |  | 11 | 2015 | 0 | 10 | 10 |  | COLUMBIA | JONESBORO | 115 | 115 | WOOD POLE H-FM | 11.71 | 0 | 1 | 4/0 ACSR | 0 | 0 | 0 | 0 | 0 | 0 | 0 | 0 | 0 | 0 | 0 | 0 | 0 | 0 | 0 | 0 | 0 | 0 | 0 | 0 | 0 | 0 | 0 | 12 | 1
NO |  | 11 | 2015 | 0 | 11 | 11 |  | CHESTER | TA R7 WELS | 115 | 115 | WOOD POLE H-FM | 17.26 | 0 | 1 | 795 ACSR | 0 | 0 | 0 | 0 | 0 | 0 | 0 | 0 | 0 | 0 | 0 | 0 | 0 | 0 | 0 | 0 | 0 | 0 | 0 | 0 | 0 | 0 | 0 | 12 | 1
NO |  | 11 | 2015 | 0 | 12 | 12 |  | CHESTER | CHESTER | 115 | 115 | WOOD POLE H-FM | 0.37 | 0 | 1 | 795 ACSR | 0 | 0 | 0 | 0 | 0 | 0 | 0 | 0 | 0 | 0 | 0 | 0 | 0 | 0 | 0 | 0 | 0 | 0 | 0 | 0 | 0 | 0 | 0 | 12 | 1
NO |  | 11 | 2015 | 0 | 13 | 13 |  | VEAZIE | CHESTER | 115 | 115 | WOOD POLE H-FR | 43.51 | 0 | 1 | 795 ACSR | 0 | 0 | 0 | 0 | 0 | 0 | 0 | 0 | 0 | 0 | 0 | 0 | 0 | 0 | 0 | 0 | 0 | 0 | 0 | 0 | 0 | 0 | 0 | 12 | 1
NO |  | 11 | 2015 | 0 | 14 | 14 |  | ORRINGTON | BUCKSPORT | 115 | 115 | WOOD POLE H-FM | 5.33 | 0 | 1 | 795 ACSR | 0 | 0 | 0 | 0 | 0 | 0 | 0 | 0 | 0 | 0 | 0 | 0 | 0 | 0 | 0 | 0 | 0 | 0 | 0 | 0 | 0 | 0 | 0 | 12 | 1
NO |  | 11 | 2015 | 0 | 15 | 15 |  | VEAZIE | OTIS | 115 | 115 | WOOD POLE H-FM | 13.66 | 0 | 1 | 795 ACSR | 0 | 0 | 0 | 0 | 0 | 0 | 0 | 0 | 0 | 0 | 0 | 0 | 0 | 0 | 0 | 0 | 0 | 0 | 0 | 0 | 0 | 0 | 0 | 12 | 1
NO |  | 11 | 2015 | 0 | 16 | 16 |  | OTIS | ELLSWORTH | 115 | 115 | WOOD POLE H-FM | 13.1 | 0 | 1 | 795 ACSR | 0 | 0 | 0 | 0 | 0 | 0 | 0 | 0 | 0 | 0 | 0 | 0 | 0 | 0 | 0 | 0 | 0 | 0 | 0 | 0 | 0 | 0 | 0 | 12 | 1
NO |  | 11 | 2015 | 0 | 17 | 17 |  | ELLSWORTH | ELLSWORTH | 115 | 115 | SINGLE POLE | 0.58 | 0 | 1 | 266 & 795 ACSR | 0 | 0 | 0 | 0 | 0 | 0 | 0 | 0 | 0 | 0 | 0 | 0 | 0 | 0 | 0 | 0 | 0 | 0 | 0 | 0 | 0 | 0 | 0 | 12 | 1
NO |  | 11 | 2015 | 0 | 18 | 18 |  | COLUMBIA | HARRINGTON | 115 | 115 | WOOD POLE H-FM | 0.7 | 0 | 1 | 266 ACSR | 0 | 0 | 0 | 0 | 0 | 0 | 0 | 0 | 0 | 0 | 0 | 0 | 0 | 0 | 0 | 0 | 0 | 0 | 0 | 0 | 0 | 0 | 0 | 12 | 1
NO |  | 11 | 2015 | 0 | 19 | 19 |  | T16MD | DEBLOIS | 115 | 115 | WOOD POLE H-FM | 10.49 | 0 | 1 | 795 ACSR | 0 | 0 | 0 | 0 | 0 | 0 | 0 | 0 | 0 | 0 | 0 | 0 | 0 | 0 | 0 | 0 | 0 | 0 | 0 | 0 | 0 | 0 | 0 | 12 | 1
NO |  | 11 | 2015 | 0 | 20 | 20 |  | ORRINGTON | BUCKSPORT | 115 | 115 | WOOD POLE H-FM | 5.37 | 0 | 1 | 795 ACSR | 0 | 0 | 0 | 0 | 0 | 0 | 0 | 0 | 0 | 0 | 0 | 0 | 0 | 0 | 0 | 0 | 0 | 0 | 0 | 0 | 0 | 0 | 0 | 12 | 1
NO |  | 11 | 2015 | 0 | 21 | 21 |  | ORRINGTON | VEAZIE | 115 | 115 | SINGLE POLE/ST | 7.23 | 0 | 1 | 795 ACSR | 0 | 0 | 0 | 0 | 0 | 0 | 0 | 0 | 0 | 0 | 0 | 0 | 0 | 0 | 0 | 0 | 0 | 0 | 0 | 0 | 0 | 0 | 0 | 12 | 1
NO |  | 11 | 2015 | 0 | 22 | 22 |  | ORRINGTON | ORRINGTON | 115 | 115 | WOOD POLE H-FM | 4.05 | 0 | 1 | 266 ACSR | 0 | 0 | 0 | 0 | 0 | 0 | 0 | 0 | 0 | 0 | 0 | 0 | 0 | 0 | 0 | 0 | 0 | 0 | 0 | 0 | 0 | 0 | 0 | 12 | 1
NO |  | 11 | 2015 | 0 | 23 | 23 |  | ORRINGTON | VEAZIE | 115 | 115 | WOOD POLE H-FM | 7.34 | 0 | 1 | 795 ACSR | 0 | 0 | 0 | 0 | 0 | 0 | 0 | 0 | 0 | 0 | 0 | 0 | 0 | 0 | 0 | 0 | 0 | 0 | 0 | 0 | 0 | 0 | 0 | 12 | 1
NO |  | 11 | 2015 | 0 | 24 | 24 |  | ORRINGTON | VEAZIE | 115 | 115 | WOOD POLE H-FM | 7.39 | 0 | 1 | 795 ACSR | 0 | 0 | 0 | 0 | 0 | 0 | 0 | 0 | 0 | 0 | 0 | 0 | 0 | 0 | 0 | 0 | 0 | 0 | 0 | 0 | 0 | 0 | 0 | 12 | 1
NO |  | 11 | 2015 | 0 | 25 | 25 |  | CHESTER | CHESTER | 115 | 115 | WOOD POLE H-FM | 0.5 | 0 | 1 | 795 ACSR | 0 | 0 | 0 | 0 | 0 | 0 | 0 | 0 | 0 | 0 | 0 | 0 | 0 | 0 | 0 | 0 | 0 | 0 | 0 | 0 | 0 | 0 | 0 | 12 | 1
NO |  | 11 | 2015 | 0 | 26 | 26 |  | ORRINGTON | BUCKSPORT | 115 | 115 | WOOD POLE H-FM | 5.02 | 0 | 1 | 795 ACSR | 0 | 0 | 0 | 0 | 0 | 0 | 0 | 0 | 0 | 0 | 0 | 0 | 0 | 0 | 0 | 0 | 0 | 0 | 0 | 0 | 0 | 0 | 0 | 12 | 1
NO |  | 11 | 2015 | 0 | 27 | 27 |  |  |  | 46 | 0 | OVERHEAD | 283.94 | 0 | 0 |  | 0 | 0 | 0 | 0 | 0 | 0 | 0 | 0 | 0 | 0 | 0 | 0 | 0 | 0 | 0 | 0 | 0 | 0 | 0 | 0 | 0 | 0 | 0 | 12 | 1
NO |  | 11 | 2015 | 0 | 28 | 28 |  |  |  | 46 | 0 | SUBMARINE | 0.42 | 0 | 0 |  | 0 | 0 | 0 | 0 | 0 | 0 | 0 | 0 | 0 | 0 | 0 | 0 | 0 | 0 | 0 | 0 | 0 | 0 | 0 | 0 | 0 | 0 | 0 | 12 | 1
NO |  | 11 | 2015 | 0 | 30 | 30 |  |  |  | 34.5 | 0 | OVERHEAD | 244.38 | 10.55 | 0 |  | 0 | 0 | 0 | 0 | 0 | 0 | 0 | 0 | 0 | 0 | 0 | 0 | 0 | 0 | 0 | 0 | 0 | 0 | 0 | 0 | 0 | 0 | 0 | 12 | 1
NO |  | 11 | 2015 | 0 | 36 | 36 |  | TOTAL |  | 0 | 0 |  | 1259.17 | 10.55 | 53 |  | 0 | 0 | 0 | 0 | 0 | 0 | 0 | 0 | 0 | 0 | 0 | 0 | 0 | 0 | 0 | 0 | 0 | 0 | 0 | 0 | 0 | 0 | 0 | 12 | 1
NO |  | 11 | 2015 | 1 | 2 | 2 |  | FLO'S INN, PRESQUE ISLE | US/CANADA BORDER | 138 | 138 | WOOD POLE H-FR | 11.89 | 0 | 1 | 266,336,556 &ACSR | 0 | 0 | 0 | 0 | 0 | 0 | 0 | 0 | 0 | 0 | 0 | 0 | 0 | 0 | 0 | 0 | 0 | 0 | 0 | 0 | 0 | 0 | 0 | 12 | 1
NO |  | 11 | 2015 | 1 | 3 | 3 |  | SHERMAN | ISLAND FALLS | 44 | 69 | WOOD POLE H-FR | 16.36 | 0 | 1 | 795 ACSR | 0 | 0 | 0 | 0 | 0 | 0 | 0 | 0 | 0 | 0 | 0 | 0 | 0 | 0 | 0 | 0 | 0 | 0 | 0 | 0 | 0 | 0 | 0 | 12 | 1
NO |  | 11 | 2015 | 1 | 4 | 4 |  | ASHLAND | AEI-ASHLAND | 69 | 69 | SINGLE POLE | 2.68 | 0 | 1 | 795 ACSR | 0 | 0 | 0 | 0 | 0 | 0 | 0 | 0 | 0 | 0 | 0 | 0 | 0 | 0 | 0 | 0 | 0 | 0 | 0 | 0 | 0 | 0 | 0 | 12 | 1
NO |  | 11 | 2015 | 1 | 5 | 5 |  | MARS HILL | EVERGREEN WIND COLLECTOR | 69 | 69 | SINGLE POLE | 3.5 | 0 | 1 | 336 ACSR | 0 | 0 | 0 | 0 | 0 | 0 | 0 | 0 | 0 | 0 | 0 | 0 | 0 | 0 | 0 | 0 | 0 | 0 | 0 | 0 | 0 | 0 | 0 | 12 | 1
NO |  | 11 | 2015 | 1 | 7 | 7 |  |  |  | 69 | 0 | OVERHEAD | 304.44 | 0 | 18 |  | 0 | 0 | 0 | 0 | 0 | 0 | 0 | 0 | 0 | 0 | 0 | 0 | 0 | 0 | 0 | 0 | 0 | 0 | 0 | 0 | 0 | 0 | 0 | 12 | 1
NO |  | 11 | 2015 | 1 | 9 | 9 |  |  |  | 44 | 0 | OVERHEAD | 30.07 | 0 | 1 |  | 0 | 0 | 0 | 0 | 0 | 0 | 0 | 0 | 0 | 0 | 0 | 0 | 0 | 0 | 0 | 0 | 0 | 0 | 0 | 0 | 0 | 0 | 0 | 12 | 1
NO |  | 11 | 2015 | 1 | 11 | 11 |  |  |  | 34.5 | 0 | OVERHEAD | 12.34 | 0 | 1 |  | 0 | 0 | 0 | 0 | 0 | 0 | 0 | 0 | 0 | 0 | 0 | 0 | 0 | 0 | 0 | 0 | 0 | 0 | 0 | 0 | 0 | 0 | 0 | 12 | 1
NO |  | 12 | 2015 | 0 | 1 | 1 |  | SOUTH DAKOTA |  | 0 | 0 |  | 0 | 0 | 0 |  | 0 | 0 | 0 | 0 | 0 | 0 | 0 | 0 | 0 | 0 | 0 | 0 | 0 | 0 | 0 | 0 | 0 | 0 | 0 | 0 | 0 | 0 | 0 | 12 | 0
NO |  | 12 | 2015 | 0 | 2 | 2 |  | Wyodak | Lookout | 230 | 230 | H-Wood | 11.03 | 0 | 1 | 1272 KCM ACSR | 9800 | 764586 | 774386 | 0 | 0 | 0 | 0 | 0 | 0 | 0 | 0 | 0 | 0 | 0 | 0 | 0 | 0 | 0 | 0 | 0 | 0 | 0 | 0 | 12 | 0
NO |  | 12 | 2015 | 0 | 3 | 3 |  | Lookout | Lange | 230 | 230 | H-Wood | 54.53 | 0 | 1 | 1272 KCM ACSR | 105653 | 3472270 | 3577923 | 0 | 0 | 0 | 0 | 0 | 0 | 0 | 0 | 0 | 0 | 0 | 0 | 0 | 0 | 0 | 0 | 0 | 0 | 0 | 0 | 12 | 0
NO |  | 12 | 2015 | 0 | 4 | 4 |  | Lange | West Hill | 230 | 230 | H-Wood | 55.17 | 0 | 1 | 795 KCM ACSR | 465310 | 3071976 | 3537286 | 0 | 0 | 0 | 0 | 0 | 0 | 0 | 0 | 0 | 0 | 0 | 0 | 0 | 0 | 0 | 0 | 0 | 0 | 0 | 0 | 12 | 0
NO |  | 12 | 2015 | 0 | 5 | 5 |  | West Hill | Stegall | 230 | 230 | H-Wood | 33.96 | 0 | 1 | 1272 KCM ACSR | 17701 | 1388144 | 1405845 | 0 | 0 | 0 | 0 | 0 | 0 | 0 | 0 | 0 | 0 | 0 | 0 | 0 | 0 | 0 | 0 | 0 | 0 | 0 | 0 | 12 | 0
NO |  | 12 | 2015 | 0 | 6 | 6 |  | West Hill | Osage | 230 | 230 | H-Wood | 9.48 | 0 | 1 | 1272 KCM ACSR | 151235 | 2223580 | 2374815 | 0 | 0 | 0 | 0 | 0 | 0 | 0 | 0 | 0 | 0 | 0 | 0 | 0 | 0 | 0 | 0 | 0 | 0 | 0 | 0 | 12 | 0
NO |  | 12 | 2015 | 0 | 7 | 7 |  | Minnekahta | Osage | 230 | 230 | H-Wood | 23.32 | 0 | 1 | 1272 KCM ACSR | 0 | 841991 | 841991 | 0 | 0 | 0 | 0 | 0 | 0 | 0 | 0 | 0 | 0 | 0 | 0 | 0 | 0 | 0 | 0 | 0 | 0 | 0 | 0 | 12 | 0
SI/NO | A | 12 | 2015 | 0 | 8 | 8 |  | Lange | Ben French | 69 | 69 | H-Wood | 2.64 | 5.3 | 3 | 795 KCM ACSR | 0 | 446580 | 446580 | 0 | 0 | 0 | 8127.1403 | 0 | 0 | 0 | 0 | 0 | 0 | 0 | 0 | 0 | 0 | 0 | 0 | 0 | 0 | 0 | 0 | 12 | 0
NO |  | 12 | 2015 | 0 | 9 | 9 |  | DC Tie West | South Rapid City | 230 | 230 | SP-Steel | 4 | 0 | 1 | 1272 KCM ACSR | 127145 | 630238 | 757383 | 0 | 0 | 0 | 0 | 0 | 0 | 0 | 0 | 0 | 0 | 0 | 0 | 0 | 0 | 0 | 0 | 0 | 0 | 0 | 0 | 12 | 0
NO |  | 12 | 2015 | 0 | 10 | 10 |  | Osage | Yellowcreek | 230 | 230 | H-Wood | 21.12 | 0 | 1 | 1272 KCM ACSR | 1533 | 273459 | 274992 | 0 | 0 | 0 | 0 | 0 | 0 | 0 | 0 | 0 | 0 | 0 | 0 | 0 | 0 | 0 | 0 | 0 | 0 | 0 | 0 | 12 | 0
NO |  | 12 | 2015 | 0 | 11 | 11 |  | WYOMING |  | 0 | 0 |  | 0 | 0 | 0 |  | 0 | 0 | 0 | 0 | 0 | 0 | 0 | 0 | 0 | 0 | 0 | 0 | 0 | 0 | 0 | 0 | 0 | 0 | 0 | 0 | 0 | 0 | 0 | 12 | 0
NO |  | 12 | 2015 | 0 | 12 | 12 |  | Wyodak | Lookout | 230 | 230 | H-Wood | 73.26 | 0 | 1 | 1272 KCM ACSR | 49542 | 4880399 | 4929941 | 0 | 0 | 0 | 0 | 0 | 0 | 0 | 0 | 0 | 0 | 0 | 0 | 0 | 0 | 0 | 0 | 0 | 0 | 0 | 0 | 12 | 0
NO |  | 12 | 2015 | 0 | 13 | 13 |  | Wyodak | DC Exit | 230 | 230 | SP-Steel | 0.38 | 0 | 1 | 1272 KCM ACSR | 2000 | 207737 | 209737 | 0 | 0 | 0 | 0 | 0 | 0 | 0 | 0 | 0 | 0 | 0 | 0 | 0 | 0 | 0 | 0 | 0 | 0 | 0 | 0 | 12 | 0
NO |  | 12 | 2015 | 0 | 14 | 14 |  | Osage | West Hill | 230 | 230 | H-Wood | 33.94 | 0 | 1 | 1272 KCM ACSR | 96159 | 2714680 | 2810839 | 0 | 0 | 0 | 0 | 0 | 0 | 0 | 0 | 0 | 0 | 0 | 0 | 0 | 0 | 0 | 0 | 0 | 0 | 0 | 0 | 12 | 0
NO |  | 12 | 2015 | 0 | 15 | 15 |  | Osage | Wyodak | 230 | 230 | H-Wood | 57.46 | 0 | 1 | 1272 KCM ACSR | 162516 | 4715234 | 4877750 | 0 | 0 | 0 | 0 | 0 | 0 | 0 | 0 | 0 | 0 | 0 | 0 | 0 | 0 | 0 | 0 | 0 | 0 | 0 | 0 | 12 | 0
SI/NO | A | 12 | 2015 | 0 | 16 | 16 |  | NS I | NS II | 69 | 69 | SP-Steel | 0.8 | 0 | 1 | 795 KCM ACSR | 0 | 304794 | 304794 | 0 | 0 | 0 | 5546.8306 | 0 | 0 | 0 | 0 | 0 | 0 | 0 | 0 | 0 | 0 | 0 | 0 | 0 | 0 | 0 | 0 | 12 | 0
NO |  | 12 | 2015 | 0 | 17 | 17 |  | Osage | Yellowcreek | 230 | 230 | H-Wood | 22.02 | 0 | 1 | 1272 KCM ACSR | 13308 | 269238 | 282546 | 0 | 0 | 0 | 0 | 0 | 0 | 0 | 0 | 0 | 0 | 0 | 0 | 0 | 0 | 0 | 0 | 0 | 0 | 0 | 0 | 12 | 0
SI/NO | A | 12 | 2015 | 0 | 18 | 18 |  | Osage 230 Sub | Osage 69KV Sub | 69 | 69 | Wood | 0.76 | 0 | 1 | 795 KCM ACSR | 0 | 6895 | 6895 | 0 | 0 | 0 | 125.4795 | 0 | 0 | 0 | 0 | 0 | 0 | 0 | 0 | 0 | 0 | 0 | 0 | 0 | 0 | 0 | 0 | 12 | 0
SI/NO | A | 12 | 2015 | 0 | 19 | 19 |  | NS I | Wyodak | 69 | 69 | H-Wood | 0.29 | 0 | 1 | 795 KCM ACSR | 0 | 177860 | 177860 | 0 | 0 | 0 | 3236.8068 | 0 | 0 | 0 | 0 | 0 | 0 | 0 | 0 | 0 | 0 | 0 | 0 | 0 | 0 | 0 | 0 | 12 | 0
NO |  | 12 | 2015 | 0 | 20 | 20 |  | Donkey Creek | Pumpkin Buttes | 230 | 230 | H-Wood | 49.75 | 0 | 1 | 1272 KCM ACSR | 1280649 | 9994030 | 11274679 | 0 | 0 | 0 | 0 | 0 | 0 | 0 | 0 | 0 | 0 | 0 | 0 | 0 | 0 | 0 | 0 | 0 | 0 | 0 | 0 | 12 | 0
NO |  | 12 | 2015 | 0 | 21 | 21 |  | Wygen 2, Wygen 3 | Donkey Creek | 230 | 230 | SP-Steel | 0.76 | 0 | 2 | 1272 KCM ACSR | 3488 | 295400 | 298888 | 0 | 0 | 0 | 0 | 0 | 0 | 0 | 0 | 0 | 0 | 0 | 0 | 0 | 0 | 0 | 0 | 0 | 0 | 0 | 0 | 12 | 0
NO |  | 12 | 2015 | 0 | 22 | 22 |  | Pumpkin Buttes | Windstar | 230 | 230 | H-Steel | 68.2 | 0 | 1 | 1272 ACSR | 2204210 | 13502595 | 15706805 | 0 | 0 | 0 | 0 | 0 | 0 | 0 | 0 | 0 | 0 | 0 | 0 | 0 | 0 | 0 | 0 | 0 | 0 | 0 | 0 | 12 | 0
NO |  | 12 | 2015 | 0 | 23 | 23 |  | Windstar | Dave Johnston | 230 | 230 | H-Steel | 2.56 | 0 | 1 | 1272 KCM ACSR | 0 | 686732 | 686732 | 0 | 0 | 0 | 0 | 0 | 0 | 0 | 0 | 0 | 0 | 0 | 0 | 0 | 0 | 0 | 0 | 0 | 0 | 0 | 0 | 12 | 0
NO |  | 12 | 2015 | 0 | 24 | 24 |  | Donkey Creek | Wyodak Tie Line #2 | 230 | 230 | Steel | 1.06 | 0 | 2 | 1272 ACSR | 0 | 988382 | 988382 | 0 | 0 | 0 | 0 | 0 | 0 | 0 | 0 | 0 | 0 | 0 | 0 | 0 | 0 | 0 | 0 | 0 | 0 | 0 | 0 | 12 | 0
NO |  | 12 | 2015 | 0 | 25 | 25 |  | WY 1.14 Tap | Wyodak Baghouse | 230 | 230 | H-Wood | 0.1 | 0 | 1 | 336.4 ACSR | 0 | 3989 | 3989 | 0 | 0 | 0 | 0 | 0 | 0 | 0 | 0 | 0 | 0 | 0 | 0 | 0 | 0 | 0 | 0 | 0 | 0 | 0 | 0 | 12 | 0
NO |  | 12 | 2015 | 0 | 26 | 26 |  | NEBRASKA |  | 0 | 0 |  | 0 | 0 | 0 |  | 0 | 0 | 0 | 0 | 0 | 0 | 0 | 0 | 0 | 0 | 0 | 0 | 0 | 0 | 0 | 0 | 0 | 0 | 0 | 0 | 0 | 0 | 0 | 12 | 0
NO |  | 12 | 2015 | 0 | 27 | 27 |  | West Hill | Stegall | 230 | 230 | H-Wood | 94.47 | 0 | 1 | 1272 KCM ACSR | 329367 | 6645114 | 6974481 | 0 | 0 | 0 | 0 | 0 | 0 | 0 | 0 | 0 | 0 | 0 | 0 | 0 | 0 | 0 | 0 | 0 | 0 | 0 | 0 | 12 | 0
NO |  | 12 | 2015 | 0 | 36 | 36 |  | TOTAL |  | 0 | 0 |  | 621.06 | 5.3 | 28 |  | 5019616 | 58505903 | 63525519 | 0 | 0 | 0 | 0 | 0 | 0 | 0 | 0 | 0 | 0 | 0 | 0 | 0 | 0 | 0 | 0 | 0 | 0 | 0 | 0 | 12 | 0
NO |  | 17 | 2015 | 0 | 1 | 1 |  | Cumberland | Richmond | 500 | 500 | T | 56.62 | 0 | 1 | 1590MCMA(B) | 0 | 0 | 0 | 0 | 0 | 0 | 0 | 0 | 0 | 0 | 0 | 0 | 0 | 0 | 0 | 0 | 0 | 0 | 0 | 0 | 0 | 0 | 0 | 12 | 1
NO |  | 17 | 2015 | 0 | 2 | 2 |  | Cumberland | Wake | 500 | 500 | T | 67.26 | 0 | 1 | 1590MCMA(B) | 0 | 0 | 0 | 0 | 0 | 0 | 0 | 0 | 0 | 0 | 0 | 0 | 0 | 0 | 0 | 0 | 0 | 0 | 0 | 0 | 0 | 0 | 0 | 12 | 1
NO |  | 17 | 2015 | 0 | 3 | 3 |  | Durham | Wake | 500 | 500 | T | 27.9 | 0 | 1 | 3-1590MCMA | 0 | 0 | 0 | 0 | 0 | 0 | 0 | 0 | 0 | 0 | 0 | 0 | 0 | 0 | 0 | 0 | 0 | 0 | 0 | 0 | 0 | 0 | 0 | 12 | 1
NO |  | 17 | 2015 | 0 | 4 | 4 |  | Mayo | Durham | 500 | 500 | T | 45.1 | 0 | 1 | 3-1590MCMA | 0 | 0 | 0 | 0 | 0 | 0 | 0 | 0 | 0 | 0 | 0 | 0 | 0 | 0 | 0 | 0 | 0 | 0 | 0 | 0 | 0 | 0 | 0 | 12 | 1
NO |  | 17 | 2015 | 0 | 5 | 5 |  | Mayo | Person | 500 | 500 | T | 9.94 | 0 | 1 | 1590MCMA(B) | 0 | 0 | 0 | 0 | 0 | 0 | 0 | 0 | 0 | 0 | 0 | 0 | 0 | 0 | 0 | 0 | 0 | 0 | 0 | 0 | 0 | 0 | 0 | 12 | 1
NO |  | 17 | 2015 | 0 | 6 | 6 |  | Richmond | Newport (Duke) | 500 | 500 | T | 32.69 | 0 | 1 | 2515MCMA(B) | 0 | 0 | 0 | 0 | 0 | 0 | 0 | 0 | 0 | 0 | 0 | 0 | 0 | 0 | 0 | 0 | 0 | 0 | 0 | 0 | 0 | 0 | 0 | 12 | 1
NO |  | 17 | 2015 | 0 | 7 | 7 |  | Wake | Carson (VEPCO) | 500 | 500 | T | 52.6 | 0 | 1 | 2515MCMA(B) | 0 | 0 | 0 | 0 | 0 | 0 | 0 | 0 | 0 | 0 | 0 | 0 | 0 | 0 | 0 | 0 | 0 | 0 | 0 | 0 | 0 | 0 | 0 | 12 | 1
NO |  | 17 | 2015 | 0 | 8 | 8 |  | Tot. 500kV Lines |  | 0 | 0 |  | 0 | 0 | 0 |  | 23557293 | 77632396 | 101189689 | 0 | 0 | 0 | 0 | 0 | 0 | 0 | 0 | 0 | 0 | 0 | 0 | 0 | 0 | 0 | 0 | 0 | 0 | 0 | 0 | 12 | 1
NO |  | 17 | 2015 | 0 | 9 | 9 |  | Apex US 1 | Cary Regency Park | 230 | 230 | S-HFR | 7 | 0 | 1 | 2-1272MCMA | 0 | 0 | 0 | 0 | 0 | 0 | 0 | 0 | 0 | 0 | 0 | 0 | 0 | 0 | 0 | 0 | 0 | 0 | 0 | 0 | 0 | 0 | 0 | 12 | 1
NO |  | 17 | 2015 | 0 | 10 | 10 |  | Asheboro | Biscoe | 230 | 230 | S-HFR | 0.18 | 0 | 1 | 1272MCMA | 0 | 0 | 0 | 0 | 0 | 0 | 0 | 0 | 0 | 0 | 0 | 0 | 0 | 0 | 0 | 0 | 0 | 0 | 0 | 0 | 0 | 0 | 0 | 12 | 1
NO |  | 17 | 2015 | 0 | 11 | 11 |  | Asheboro | Biscoe | 230 | 230 | W-HFR | 25.65 | 0 | 1 | 1272MCMA | 0 | 0 | 0 | 0 | 0 | 0 | 0 | 0 | 0 | 0 | 0 | 0 | 0 | 0 | 0 | 0 | 0 | 0 | 0 | 0 | 0 | 0 | 0 | 12 | 1
NO |  | 17 | 2015 | 0 | 12 | 12 |  | Asheboro | DPC Pleasant Garden | 230 | 230 | S-HFR | 18.48 | 0 | 1 | 2-1590MCMA | 0 | 0 | 0 | 0 | 0 | 0 | 0 | 0 | 0 | 0 | 0 | 0 | 0 | 0 | 0 | 0 | 0 | 0 | 0 | 0 | 0 | 0 | 0 | 12 | 1
NO |  | 17 | 2015 | 0 | 13 | 13 |  | Asheboro | Siler City | 230 | 230 | W-HFR | 8.94 | 0 | 1 | 1272MCMA(B) | 0 | 0 | 0 | 0 | 0 | 0 | 0 | 0 | 0 | 0 | 0 | 0 | 0 | 0 | 0 | 0 | 0 | 0 | 0 | 0 | 0 | 0 | 0 | 12 | 1
NO |  | 17 | 2015 | 0 | 14 | 14 |  | Asheboro | Siler City | 230 | 230 | S-HFR | 1.1 | 0 | 1 | 1272MCMA(B) | 0 | 0 | 0 | 0 | 0 | 0 | 0 | 0 | 0 | 0 | 0 | 0 | 0 | 0 | 0 | 0 | 0 | 0 | 0 | 0 | 0 | 0 | 0 | 12 | 1
NO |  | 17 | 2015 | 0 | 15 | 15 |  | Asheboro | Siler City | 230 | 230 | C-HFR | 15.69 | 0 | 1 | 1272MCMA(B) | 0 | 0 | 0 | 0 | 0 | 0 | 0 | 0 | 0 | 0 | 0 | 0 | 0 | 0 | 0 | 0 | 0 | 0 | 0 | 0 | 0 | 0 | 0 | 12 | 1
NO |  | 17 | 2015 | 0 | 16 | 16 |  | Asheville Plant | Enka | 230 | 230 | DC S-TWR | 6.66 | 0 | 2 | 1272MCMA | 0 | 0 | 0 | 0 | 0 | 0 | 0 | 0 | 0 | 0 | 0 | 0 | 0 | 0 | 0 | 0 | 0 | 0 | 0 | 0 | 0 | 0 | 0 | 12 | 1
NO |  | 17 | 2015 | 0 | 17 | 17 |  | Asheville Plant | Enka | 230 | 230 | S-SP | 0.43 | 0 | 1 | 1272MCMA | 0 | 0 | 0 | 0 | 0 | 0 | 0 | 0 | 0 | 0 | 0 | 0 | 0 | 0 | 0 | 0 | 0 | 0 | 0 | 0 | 0 | 0 | 0 | 12 | 1
NO |  | 17 | 2015 | 0 | 18 | 18 |  | Asheville Plant | Pisgah Forest (DPC) | 230 | 230 | DC-T | 0.18 | 0 | 2 | 1272MCMA | 0 | 0 | 0 | 0 | 0 | 0 | 0 | 0 | 0 | 0 | 0 | 0 | 0 | 0 | 0 | 0 | 0 | 0 | 0 | 0 | 0 | 0 | 0 | 12 | 1
NO |  | 17 | 2015 | 0 | 19 | 19 |  | Asheville Plant | Pisgah Forest (DPC) | 230 | 230 | W-H Fr. | 3.43 | 0 | 1 | 1272MCMA | 0 | 0 | 0 | 0 | 0 | 0 | 0 | 0 | 0 | 0 | 0 | 0 | 0 | 0 | 0 | 0 | 0 | 0 | 0 | 0 | 0 | 0 | 0 | 12 | 1
NO |  | 17 | 2015 | 0 | 20 | 20 |  | Asheville Plant | Pisgah Forest (DPC) | 230 | 230 | W-H Fr. | 3.43 | 0.18 | 1 | 1272MCMA | 0 | 0 | 0 | 0 | 0 | 0 | 0 | 0 | 0 | 0 | 0 | 0 | 0 | 0 | 0 | 0 | 0 | 0 | 0 | 0 | 0 | 0 | 0 | 12 | 1
NO |  | 17 | 2015 | 0 | 21 | 21 |  | Aurora | Aurora PCS (Black) | 230 | 230 | DC-CP | 0.74 | 0 | 2 | 795MCMA | 0 | 0 | 0 | 0 | 0 | 0 | 0 | 0 | 0 | 0 | 0 | 0 | 0 | 0 | 0 | 0 | 0 | 0 | 0 | 0 | 0 | 0 | 0 | 12 | 1
NO |  | 17 | 2015 | 0 | 22 | 22 |  | Aurora | Aurora PCS (Black) | 230 | 230 | W-H Fr. | 1.44 | 0 | 1 | 795MCMA | 0 | 0 | 0 | 0 | 0 | 0 | 0 | 0 | 0 | 0 | 0 | 0 | 0 | 0 | 0 | 0 | 0 | 0 | 0 | 0 | 0 | 0 | 0 | 12 | 1
NO |  | 17 | 2015 | 0 | 23 | 23 |  | Aurora | Aurora PCS (Black) | 230 | 230 | DC S-HFR | 5.49 | 0 | 2 | 795MCMA | 0 | 0 | 0 | 0 | 0 | 0 | 0 | 0 | 0 | 0 | 0 | 0 | 0 | 0 | 0 | 0 | 0 | 0 | 0 | 0 | 0 | 0 | 0 | 12 | 1
NO |  | 17 | 2015 | 0 | 24 | 24 |  | Aurora | Aurora PCS (Black) | 230 | 230 | S-SP | 0.28 | 0 | 1 | 795MCMA | 0 | 0 | 0 | 0 | 0 | 0 | 0 | 0 | 0 | 0 | 0 | 0 | 0 | 0 | 0 | 0 | 0 | 0 | 0 | 0 | 0 | 0 | 0 | 12 | 1
NO |  | 17 | 2015 | 0 | 25 | 25 |  | Aurora | Aurora PCS (White) | 230 | 230 | DC S-HFR | 5.47 | 0 | 2 | 795MCMA | 0 | 0 | 0 | 0 | 0 | 0 | 0 | 0 | 0 | 0 | 0 | 0 | 0 | 0 | 0 | 0 | 0 | 0 | 0 | 0 | 0 | 0 | 0 | 12 | 1
NO |  | 17 | 2015 | 0 | 26 | 26 |  | Aurora | Aurora PCS (White) | 230 | 230 | S-SP | 0.25 | 0 | 1 | 795MCMA | 0 | 0 | 0 | 0 | 0 | 0 | 0 | 0 | 0 | 0 | 0 | 0 | 0 | 0 | 0 | 0 | 0 | 0 | 0 | 0 | 0 | 0 | 0 | 12 | 1
NO |  | 17 | 2015 | 0 | 27 | 27 |  | Aurora | Aurora PCS (White) | 230 | 230 | W-H Fr. | 1.46 | 0.74 | 1 | 795MCMA | 0 | 0 | 0 | 0 | 0 | 0 | 0 | 0 | 0 | 0 | 0 | 0 | 0 | 0 | 0 | 0 | 0 | 0 | 0 | 0 | 0 | 0 | 0 | 12 | 1
NO |  | 17 | 2015 | 0 | 28 | 28 |  | Aurora | Greenville | 230 | 230 | DC-T | 1.87 | 0 | 2 | 1109MCMA | 0 | 0 | 0 | 0 | 0 | 0 | 0 | 0 | 0 | 0 | 0 | 0 | 0 | 0 | 0 | 0 | 0 | 0 | 0 | 0 | 0 | 0 | 0 | 12 | 1
NO |  | 17 | 2015 | 0 | 29 | 29 |  | Aurora | Greenville | 230 | 230 | W-H Fr. | 36.77 | 0 | 1 | 1272&1109MCMA | 0 | 0 | 0 | 0 | 0 | 0 | 0 | 0 | 0 | 0 | 0 | 0 | 0 | 0 | 0 | 0 | 0 | 0 | 0 | 0 | 0 | 0 | 0 | 12 | 1
NO |  | 17 | 2015 | 0 | 30 | 30 |  | Aurora | New Bern | 230 | 230 | W-H Fr. | 27.74 | 0 | 1 | 1272MCMA | 0 | 0 | 0 | 0 | 0 | 0 | 0 | 0 | 0 | 0 | 0 | 0 | 0 | 0 | 0 | 0 | 0 | 0 | 0 | 0 | 0 | 0 | 0 | 12 | 1
NO |  | 17 | 2015 | 0 | 31 | 31 |  | Biscoe | Rockingham | 230 | 230 | S-HFR | 0.18 | 0 | 1 | 1272MCMA | 0 | 0 | 0 | 0 | 0 | 0 | 0 | 0 | 0 | 0 | 0 | 0 | 0 | 0 | 0 | 0 | 0 | 0 | 0 | 0 | 0 | 0 | 0 | 12 | 1
NO |  | 17 | 2015 | 0 | 32 | 32 |  | Biscoe | Rockingham | 230 | 230 | W-HFR | 36.83 | 0 | 1 | 1272MCMA | 0 | 0 | 0 | 0 | 0 | 0 | 0 | 0 | 0 | 0 | 0 | 0 | 0 | 0 | 0 | 0 | 0 | 0 | 0 | 0 | 0 | 0 | 0 | 12 | 1
NO |  | 17 | 2015 | 0 | 33 | 33 |  | Brunswick Plant | Castle Hayne (East) | 230 | 230 | S-HFR | 1.21 | 0 | 1 | 2515MCMA | 0 | 0 | 0 | 0 | 0 | 0 | 0 | 0 | 0 | 0 | 0 | 0 | 0 | 0 | 0 | 0 | 0 | 0 | 0 | 0 | 0 | 0 | 0 | 12 | 1
NO |  | 17 | 2015 | 0 | 34 | 34 |  | Brunswick Plant | Castle Hayne (East) | 230 | 230 | DC-T | 1.15 | 0 | 2 | 2500MCMA | 0 | 0 | 0 | 0 | 0 | 0 | 0 | 0 | 0 | 0 | 0 | 0 | 0 | 0 | 0 | 0 | 0 | 0 | 0 | 0 | 0 | 0 | 0 | 12 | 1
NO |  | 17 | 2015 | 0 | 35 | 35 |  | Brunswick Plant | Castle Hayne (East) | 230 | 230 | W-H Fr. | 24.43 | 0 | 1 | 1272&2515MCMA | 0 | 0 | 0 | 0 | 0 | 0 | 0 | 0 | 0 | 0 | 0 | 0 | 0 | 0 | 0 | 0 | 0 | 0 | 0 | 0 | 0 | 0 | 0 | 12 | 1
NO |  | 17 | 2015 | 0 | 36 | 36 |  | TOTAL |  | 0 | 0 |  | 6139.69 | 141.1 | 635 |  | 178622218 | 1127446006 | 1306068224 | 1159007 | 13951859 | 0 | 15110866 | 0 | 0 | 0 | 0 | 0 | 0 | 0 | 0 | 0 | 0 | 0 | 0 | 0 | 0 | 0 | 0 | 12 | 1
NO |  | 17 | 2015 | 1 | 1 | 1 |  | Brunswick Plant | Castle Hayne (East) | 230 | 230 | S-SP | 7.21 | 0 | 1 | 2515MCMA | 0 | 0 | 0 | 0 | 0 | 0 | 0 | 0 | 0 | 0 | 0 | 0 | 0 | 0 | 0 | 0 | 0 | 0 | 0 | 0 | 0 | 0 | 0 | 12 | 1
NO |  | 17 | 2015 | 1 | 2 | 2 |  | Brunswick Plant | Castle Hayne (East) | 230 | 230 | C-SP | 0.7 | 0 | 1 | 1272MCMA | 0 | 0 | 0 | 0 | 0 | 0 | 0 | 0 | 0 | 0 | 0 | 0 | 0 | 0 | 0 | 0 | 0 | 0 | 0 | 0 | 0 | 0 | 0 | 12 | 1
NO |  | 17 | 2015 | 1 | 3 | 3 |  | Brunswick Plant | Delco (East) | 230 | 230 | DC-T | 0.17 | 0 | 2 | 1272MCMA | 0 | 0 | 0 | 0 | 0 | 0 | 0 | 0 | 0 | 0 | 0 | 0 | 0 | 0 | 0 | 0 | 0 | 0 | 0 | 0 | 0 | 0 | 0 | 12 | 1
NO |  | 17 | 2015 | 1 | 4 | 4 |  | Brunswick Plant | Delco (East) | 230 | 230 | W-H Fr. | 29.85 | 0 | 1 | 1272MCMA | 0 | 0 | 0 | 0 | 0 | 0 | 0 | 0 | 0 | 0 | 0 | 0 | 0 | 0 | 0 | 0 | 0 | 0 | 0 | 0 | 0 | 0 | 0 | 12 | 1
NO |  | 17 | 2015 | 1 | 5 | 5 |  | Brunswick Plant | Delco (East) | 230 | 230 | S-HFR | 1.13 | 0 | 1 | 1272MCMA | 0 | 0 | 0 | 0 | 0 | 0 | 0 | 0 | 0 | 0 | 0 | 0 | 0 | 0 | 0 | 0 | 0 | 0 | 0 | 0 | 0 | 0 | 0 | 12 | 1
NO |  | 17 | 2015 | 1 | 6 | 6 |  | Brunswick Plant | Jacksonville | 230 | 230 | W-H Fr. | 75.21 | 0 | 1 | 1272MCMA | 0 | 0 | 0 | 0 | 0 | 0 | 0 | 0 | 0 | 0 | 0 | 0 | 0 | 0 | 0 | 0 | 0 | 0 | 0 | 0 | 0 | 0 | 0 | 12 | 1
NO |  | 17 | 2015 | 1 | 7 | 7 |  | Brunswick Plant | Weatherspoon Plant | 230 | 230 | DC-T | 0.28 | 0 | 2 | 1272MCMA | 0 | 0 | 0 | 0 | 0 | 0 | 0 | 0 | 0 | 0 | 0 | 0 | 0 | 0 | 0 | 0 | 0 | 0 | 0 | 0 | 0 | 0 | 0 | 12 | 1
NO |  | 17 | 2015 | 1 | 8 | 8 |  | Brunswick Plant | Weatherspoon Plant | 230 | 230 | W-H Fr. | 77.65 | 0 | 1 | 1272MCMA | 0 | 0 | 0 | 0 | 0 | 0 | 0 | 0 | 0 | 0 | 0 | 0 | 0 | 0 | 0 | 0 | 0 | 0 | 0 | 0 | 0 | 0 | 0 | 12 | 1
NO |  | 17 | 2015 | 1 | 9 | 9 |  | Brunswick Plant | Wilmington Corning SW Sta | 230 | 230 | S-SP | 7.04 | 0 | 1 | 1272MCMA | 0 | 0 | 0 | 0 | 0 | 0 | 0 | 0 | 0 | 0 | 0 | 0 | 0 | 0 | 0 | 0 | 0 | 0 | 0 | 0 | 0 | 0 | 0 | 12 | 1
NO |  | 17 | 2015 | 1 | 10 | 10 |  | Brunswick Plant | Wilmington Corning SW Sta | 230 | 230 | W-H Fr. | 17.13 | 1.15 | 1 | 1272&2515MCMA | 0 | 0 | 0 | 0 | 0 | 0 | 0 | 0 | 0 | 0 | 0 | 0 | 0 | 0 | 0 | 0 | 0 | 0 | 0 | 0 | 0 | 0 | 0 | 12 | 1
NO |  | 17 | 2015 | 1 | 11 | 11 |  | Brunswick Plant | Wilmington Corning SW Sta | 230 | 230 | S-H Fr. | 1.36 | 0 | 1 | 2515MCMA | 0 | 0 | 0 | 0 | 0 | 0 | 0 | 0 | 0 | 0 | 0 | 0 | 0 | 0 | 0 | 0 | 0 | 0 | 0 | 0 | 0 | 0 | 0 | 12 | 1
NO |  | 17 | 2015 | 1 | 12 | 12 |  | Brunswick Plant | Delco (West) | 230 | 230 | W-H Fr. | 30.35 | 0 | 1 | 1272MCMA | 0 | 0 | 0 | 0 | 0 | 0 | 0 | 0 | 0 | 0 | 0 | 0 | 0 | 0 | 0 | 0 | 0 | 0 | 0 | 0 | 0 | 0 | 0 | 12 | 1
NO |  | 17 | 2015 | 1 | 13 | 13 |  | Brunswick Plant | Delco (West) | 230 | 230 | S-H Fr. | 1.08 | 0 | 1 | 1272MCMA | 0 | 0 | 0 | 0 | 0 | 0 | 0 | 0 | 0 | 0 | 0 | 0 | 0 | 0 | 0 | 0 | 0 | 0 | 0 | 0 | 0 | 0 | 0 | 12 | 1
NO |  | 17 | 2015 | 1 | 14 | 14 |  | Brunswick Plant | Wallace | 230 | 230 | W-H Fr. | 53.57 | 0 | 1 | 1272MCMA | 0 | 0 | 0 | 0 | 0 | 0 | 0 | 0 | 0 | 0 | 0 | 0 | 0 | 0 | 0 | 0 | 0 | 0 | 0 | 0 | 0 | 0 | 0 | 12 | 1
NO |  | 17 | 2015 | 1 | 15 | 15 |  | Brunswick Plant | Wallace | 230 | 230 | S-H Fr. | 1.25 | 0 | 1 | 1272MCMA | 0 | 0 | 0 | 0 | 0 | 0 | 0 | 0 | 0 | 0 | 0 | 0 | 0 | 0 | 0 | 0 | 0 | 0 | 0 | 0 | 0 | 0 | 0 | 12 | 1
NO |  | 17 | 2015 | 1 | 16 | 16 |  | Brunswick Plant | Whiteville | 230 | 230 | W-H Fr. | 47.74 | 0 | 1 | 1272MCMA | 0 | 0 | 0 | 0 | 0 | 0 | 0 | 0 | 0 | 0 | 0 | 0 | 0 | 0 | 0 | 0 | 0 | 0 | 0 | 0 | 0 | 0 | 0 | 12 | 1
NO |  | 17 | 2015 | 1 | 17 | 17 |  | Brunswick Plant | Whiteville | 230 | 230 | S-H Fr. | 1.07 | 0 | 1 | 1272MCMA | 0 | 0 | 0 | 0 | 0 | 0 | 0 | 0 | 0 | 0 | 0 | 0 | 0 | 0 | 0 | 0 | 0 | 0 | 0 | 0 | 0 | 0 | 0 | 12 | 1
NO |  | 17 | 2015 | 1 | 18 | 18 |  | Brunswick Plant Unit #1 | Brunswick Plant U#1 CAP | 230 | 230 | S-HFR | 0.2 | 0 | 1 | 795MCMA | 0 | 0 | 0 | 0 | 0 | 0 | 0 | 0 | 0 | 0 | 0 | 0 | 0 | 0 | 0 | 0 | 0 | 0 | 0 | 0 | 0 | 0 | 0 | 12 | 1
NO |  | 17 | 2015 | 1 | 19 | 19 |  | Cane River | Nagel East & West(APCO) | 230 | 230 | DC-T | 15.01 | 0 | 2 | 1590MCMA | 0 | 0 | 0 | 0 | 0 | 0 | 0 | 0 | 0 | 0 | 0 | 0 | 0 | 0 | 0 | 0 | 0 | 0 | 0 | 0 | 0 | 0 | 0 | 12 | 1
NO |  | 17 | 2015 | 1 | 20 | 20 |  | Cane River | Craggy | 230 | 230 | S-H Fr. | 26.39 | 0 | 1 | 1590MCMA | 0 | 0 | 0 | 0 | 0 | 0 | 0 | 0 | 0 | 0 | 0 | 0 | 0 | 0 | 0 | 0 | 0 | 0 | 0 | 0 | 0 | 0 | 0 | 12 | 1
NO |  | 17 | 2015 | 1 | 21 | 21 |  | Cape Fear Plant | Harris Plant (North) | 230 | 230 | W-H Fr. | 7.12 | 0 | 1 | 2515&1272MCMA(B) | 0 | 0 | 0 | 0 | 0 | 0 | 0 | 0 | 0 | 0 | 0 | 0 | 0 | 0 | 0 | 0 | 0 | 0 | 0 | 0 | 0 | 0 | 0 | 12 | 1
NO |  | 17 | 2015 | 1 | 22 | 22 |  | Cape Fear Plant | Harris Plant (North) | 230 | 230 | S-H Fr. | 0.25 | 0 | 1 | 1272MCMA(B) | 0 | 0 | 0 | 0 | 0 | 0 | 0 | 0 | 0 | 0 | 0 | 0 | 0 | 0 | 0 | 0 | 0 | 0 | 0 | 0 | 0 | 0 | 0 | 12 | 1
NO |  | 17 | 2015 | 1 | 23 | 23 |  | Cape Fear Plant | Harris Plant (South) | 230 | 230 | W-H Fr. | 6.14 | 0 | 1 | 1272MCMA(B) | 0 | 0 | 0 | 0 | 0 | 0 | 0 | 0 | 0 | 0 | 0 | 0 | 0 | 0 | 0 | 0 | 0 | 0 | 0 | 0 | 0 | 0 | 0 | 12 | 1
NO |  | 17 | 2015 | 1 | 24 | 24 |  | Cape Fear Plant | Harris Plant (South) | 230 | 230 | S-H Fr. | 0.38 | 0 | 1 | 1272MCMA(B) | 0 | 0 | 0 | 0 | 0 | 0 | 0 | 0 | 0 | 0 | 0 | 0 | 0 | 0 | 0 | 0 | 0 | 0 | 0 | 0 | 0 | 0 | 0 | 12 | 1
NO |  | 17 | 2015 | 1 | 25 | 25 |  | Cape Fear Plant | Jonesboro | 230 | 230 | W-H Fr. | 10.1 | 0 | 1 | 795&1272MCMA(B) | 0 | 0 | 0 | 0 | 0 | 0 | 0 | 0 | 0 | 0 | 0 | 0 | 0 | 0 | 0 | 0 | 0 | 0 | 0 | 0 | 0 | 0 | 0 | 12 | 1
NO |  | 17 | 2015 | 1 | 26 | 26 |  | Cape Fear Plant | West End | 230 | 230 | W-H Fr. | 37.54 | 0 | 1 | 1272&2515MCMA | 0 | 0 | 0 | 0 | 0 | 0 | 0 | 0 | 0 | 0 | 0 | 0 | 0 | 0 | 0 | 0 | 0 | 0 | 0 | 0 | 0 | 0 | 0 | 12 | 1
NO |  | 17 | 2015 | 1 | 27 | 27 |  | Cary Regency Park | Method | 230 | 230 | DC-SSP | 0.22 | 0 | 2 | 2515MCMA | 0 | 0 | 0 | 0 | 0 | 0 | 0 | 0 | 0 | 0 | 0 | 0 | 0 | 0 | 0 | 0 | 0 | 0 | 0 | 0 | 0 | 0 | 0 | 12 | 1
NO |  | 17 | 2015 | 1 | 28 | 28 |  | Cary Regency Park | Method | 230 | 230 | S-SP | 4.53 | 0 | 1 | 2515&1272MCMA | 0 | 0 | 0 | 0 | 0 | 0 | 0 | 0 | 0 | 0 | 0 | 0 | 0 | 0 | 0 | 0 | 0 | 0 | 0 | 0 | 0 | 0 | 0 | 12 | 1
NO |  | 17 | 2015 | 1 | 29 | 29 |  | Cary Regency Park | Method | 230 | 230 | W-H Fr. | 3.99 | 0 | 1 | 1272MCMA(B) | 0 | 0 | 0 | 0 | 0 | 0 | 0 | 0 | 0 | 0 | 0 | 0 | 0 | 0 | 0 | 0 | 0 | 0 | 0 | 0 | 0 | 0 | 0 | 12 | 1
NO |  | 17 | 2015 | 1 | 30 | 30 |  | Cary Regency Park | RTP | 230 | 230 | S-HFR | 11.03 | 0 | 1 | 1272MCMA | 0 | 0 | 0 | 0 | 0 | 0 | 0 | 0 | 0 | 0 | 0 | 0 | 0 | 0 | 0 | 0 | 0 | 0 | 0 | 0 | 0 | 0 | 0 | 12 | 1
NO |  | 17 | 2015 | 1 | 31 | 31 |  | Castle Hayne | Jacksonville | 230 | 230 | W-H Fr. | 44.9 | 0 | 1 | 1272MCMA | 0 | 0 | 0 | 0 | 0 | 0 | 0 | 0 | 0 | 0 | 0 | 0 | 0 | 0 | 0 | 0 | 0 | 0 | 0 | 0 | 0 | 0 | 0 | 12 | 1
NO |  | 17 | 2015 | 1 | 32 | 32 |  | Castle Hayne | Wilmington Corning SW. Sta. | 230 | 230 | S-SP | 0.45 | 0 | 1 | 1272MCMA | 0 | 0 | 0 | 0 | 0 | 0 | 0 | 0 | 0 | 0 | 0 | 0 | 0 | 0 | 0 | 0 | 0 | 0 | 0 | 0 | 0 | 0 | 0 | 12 | 1
NO |  | 17 | 2015 | 1 | 33 | 33 |  | Castle Hayne | Wilmington Corning SW. Sta. | 230 | 230 | W-HFR | 5.12 | 0 | 1 | 1272MCMA | 0 | 0 | 0 | 0 | 0 | 0 | 0 | 0 | 0 | 0 | 0 | 0 | 0 | 0 | 0 | 0 | 0 | 0 | 0 | 0 | 0 | 0 | 0 | 12 | 1
NO |  | 17 | 2015 | 1 | 34 | 34 |  | Clinton | Erwin | 230 | 230 | S-SP | 3.89 | 0 | 1 | 1272MCMA | 0 | 0 | 0 | 0 | 0 | 0 | 0 | 0 | 0 | 0 | 0 | 0 | 0 | 0 | 0 | 0 | 0 | 0 | 0 | 0 | 0 | 0 | 0 | 12 | 1
NO |  | 17 | 2015 | 1 | 35 | 35 |  | Clinton | Erwin | 230 | 230 | W-H Fr. | 30.43 | 0 | 1 | 1272MCMA | 0 | 0 | 0 | 0 | 0 | 0 | 0 | 0 | 0 | 0 | 0 | 0 | 0 | 0 | 0 | 0 | 0 | 0 | 0 | 0 | 0 | 0 | 0 | 12 | 1
NO |  | 17 | 2015 | 2 | 1 | 1 |  | Clinton | Mt Olive | 230 | 230 | S-HFR | 0.27 | 0 | 1 | 1590MCMA | 0 | 0 | 0 | 0 | 0 | 0 | 0 | 0 | 0 | 0 | 0 | 0 | 0 | 0 | 0 | 0 | 0 | 0 | 0 | 0 | 0 | 0 | 0 | 12 | 1
NO |  | 17 | 2015 | 2 | 2 | 2 |  | Clinton | Mt. Olive | 230 | 230 | S-SP | 14.22 | 0 | 1 | 1590MCMA | 0 | 0 | 0 | 0 | 0 | 0 | 0 | 0 | 0 | 0 | 0 | 0 | 0 | 0 | 0 | 0 | 0 | 0 | 0 | 0 | 0 | 0 | 0 | 12 | 1
NO |  | 17 | 2015 | 2 | 3 | 3 |  | Clinton | Wallace | 230 | 230 | W-H Fr. | 36.68 | 0 | 1 | 1272&556MCMA(B) | 0 | 0 | 0 | 0 | 0 | 0 | 0 | 0 | 0 | 0 | 0 | 0 | 0 | 0 | 0 | 0 | 0 | 0 | 0 | 0 | 0 | 0 | 0 | 12 | 1
NO |  | 17 | 2015 | 2 | 4 | 4 |  | Cumberland | Delco | 230 | 230 | W-H Fr. | 54.4 | 0 | 1 | 1272MCMA | 0 | 0 | 0 | 0 | 0 | 0 | 0 | 0 | 0 | 0 | 0 | 0 | 0 | 0 | 0 | 0 | 0 | 0 | 0 | 0 | 0 | 0 | 0 | 12 | 1
NO |  | 17 | 2015 | 2 | 5 | 5 |  | Cumberland | Fayetteville (North) | 230 | 230 | DC-SSP | 5.16 | 0 | 2 | 2515MCMA | 0 | 0 | 0 | 0 | 0 | 0 | 0 | 0 | 0 | 0 | 0 | 0 | 0 | 0 | 0 | 0 | 0 | 0 | 0 | 0 | 0 | 0 | 0 | 12 | 1
NO |  | 17 | 2015 | 2 | 6 | 6 |  | Cumberland | Fayetteville (North) | 230 | 230 | W-H Fr. | 8.58 | 0 | 1 | 2515MCMA | 0 | 0 | 0 | 0 | 0 | 0 | 0 | 0 | 0 | 0 | 0 | 0 | 0 | 0 | 0 | 0 | 0 | 0 | 0 | 0 | 0 | 0 | 0 | 12 | 1
NO |  | 17 | 2015 | 2 | 7 | 7 |  | Cumberland | Fayetteville (South) | 230 | 230 | W-H Fr. | 13.73 | 0 | 1 | 2515MCMA | 0 | 0 | 0 | 0 | 0 | 0 | 0 | 0 | 0 | 0 | 0 | 0 | 0 | 0 | 0 | 0 | 0 | 0 | 0 | 0 | 0 | 0 | 0 | 12 | 1
NO |  | 17 | 2015 | 2 | 8 | 8 |  | Cumberland | Whiteville | 230 | 230 | W-H Fr. | 40.93 | 0 | 1 | 1272&2515MCMA | 0 | 0 | 0 | 0 | 0 | 0 | 0 | 0 | 0 | 0 | 0 | 0 | 0 | 0 | 0 | 0 | 0 | 0 | 0 | 0 | 0 | 0 | 0 | 12 | 1
NO |  | 17 | 2015 | 2 | 9 | 9 |  | Durham | East Durham (DPC) | 230 | 230 | DC-SH Fr. | 0.75 | 0 | 2 | 1272MCMA(B) | 0 | 0 | 0 | 0 | 0 | 0 | 0 | 0 | 0 | 0 | 0 | 0 | 0 | 0 | 0 | 0 | 0 | 0 | 0 | 0 | 0 | 0 | 0 | 12 | 1
NO |  | 17 | 2015 | 2 | 10 | 10 |  | Durham | East Durham (DPC) | 230 | 230 | C-H Fr. | 0.6 | 0 | 1 | 1272MCMA(B) | 0 | 0 | 0 | 0 | 0 | 0 | 0 | 0 | 0 | 0 | 0 | 0 | 0 | 0 | 0 | 0 | 0 | 0 | 0 | 0 | 0 | 0 | 0 | 12 | 1
NO |  | 17 | 2015 | 2 | 11 | 11 |  | Durham | East Durham (DPC) | 230 | 230 | W-H Fr. | 8.31 | 0 | 1 | 1272MCMA(B) | 0 | 0 | 0 | 0 | 0 | 0 | 0 | 0 | 0 | 0 | 0 | 0 | 0 | 0 | 0 | 0 | 0 | 0 | 0 | 0 | 0 | 0 | 0 | 12 | 1
NO |  | 17 | 2015 | 2 | 12 | 12 |  | Durham | Falls | 230 | 230 | S-HFR | 3.53 | 0 | 1 | 2-1590MCMA | 0 | 0 | 0 | 0 | 0 | 0 | 0 | 0 | 0 | 0 | 0 | 0 | 0 | 0 | 0 | 0 | 0 | 0 | 0 | 0 | 0 | 0 | 0 | 12 | 1
NO |  | 17 | 2015 | 2 | 13 | 13 |  | Durham | Falls | 230 | 230 | DC S-HFR | 9.14 | 0 | 2 | 2-1590MCMA | 0 | 0 | 0 | 0 | 0 | 0 | 0 | 0 | 0 | 0 | 0 | 0 | 0 | 0 | 0 | 0 | 0 | 0 | 0 | 0 | 0 | 0 | 0 | 12 | 1
NO |  | 17 | 2015 | 2 | 14 | 14 |  | Durham | Falls | 230 | 230 | S-SP | 1.15 | 0 | 1 | 2-1590MCMA | 0 | 0 | 0 | 0 | 0 | 0 | 0 | 0 | 0 | 0 | 0 | 0 | 0 | 0 | 0 | 0 | 0 | 0 | 0 | 0 | 0 | 0 | 0 | 12 | 1
NO |  | 17 | 2015 | 2 | 15 | 15 |  | Durham | Method | 230 | 230 | DC-SSP | 1.52 | 0 | 2 | 2515MCMA | 0 | 0 | 0 | 0 | 0 | 0 | 0 | 0 | 0 | 0 | 0 | 0 | 0 | 0 | 0 | 0 | 0 | 0 | 0 | 0 | 0 | 0 | 0 | 12 | 1
NO |  | 17 | 2015 | 2 | 16 | 16 |  | Durham | Method | 230 | 230 | S-SP | 13.53 | 0 | 1 | 2515MCMA | 0 | 0 | 0 | 0 | 0 | 0 | 0 | 0 | 0 | 0 | 0 | 0 | 0 | 0 | 0 | 0 | 0 | 0 | 0 | 0 | 0 | 0 | 0 | 12 | 1
NO |  | 17 | 2015 | 2 | 17 | 17 |  | Durham | Method | 230 | 230 | W-H Fr. | 1.15 | 0 | 1 | 2515&1272MCMA(B) | 0 | 0 | 0 | 0 | 0 | 0 | 0 | 0 | 0 | 0 | 0 | 0 | 0 | 0 | 0 | 0 | 0 | 0 | 0 | 0 | 0 | 0 | 0 | 12 | 1
NO |  | 17 | 2015 | 2 | 18 | 18 |  | Durham | RTP | 230 | 230 | s-hfr | 10.1 | 0 | 1 | 1272MCMA | 0 | 0 | 0 | 0 | 0 | 0 | 0 | 0 | 0 | 0 | 0 | 0 | 0 | 0 | 0 | 0 | 0 | 0 | 0 | 0 | 0 | 0 | 0 | 12 | 1
NO |  | 17 | 2015 | 2 | 19 | 19 |  | Erwin | Fayetteville East | 230 | 230 | W-H Fr. | 23.09 | 0 | 1 | 1272MCMA | 0 | 0 | 0 | 0 | 0 | 0 | 0 | 0 | 0 | 0 | 0 | 0 | 0 | 0 | 0 | 0 | 0 | 0 | 0 | 0 | 0 | 0 | 0 | 12 | 1
NO |  | 17 | 2015 | 2 | 20 | 20 |  | Erwin | Milburnie | 230 | 230 | S-HFR | 0.5 | 0 | 1 | 1272MCMA | 0 | 0 | 0 | 0 | 0 | 0 | 0 | 0 | 0 | 0 | 0 | 0 | 0 | 0 | 0 | 0 | 0 | 0 | 0 | 0 | 0 | 0 | 0 | 12 | 1
NO |  | 17 | 2015 | 2 | 21 | 21 |  | Erwin | Milburnie | 230 | 230 | S-SP | 0.71 | 0 | 1 | 1272MCMA | 0 | 0 | 0 | 0 | 0 | 0 | 0 | 0 | 0 | 0 | 0 | 0 | 0 | 0 | 0 | 0 | 0 | 0 | 0 | 0 | 0 | 0 | 0 | 12 | 1
NO |  | 17 | 2015 | 2 | 22 | 22 |  | Erwin | Milburnie | 230 | 230 | DC-T | 1.83 | 0 | 2 | 1272MCMA | 0 | 0 | 0 | 0 | 0 | 0 | 0 | 0 | 0 | 0 | 0 | 0 | 0 | 0 | 0 | 0 | 0 | 0 | 0 | 0 | 0 | 0 | 0 | 12 | 1
NO |  | 17 | 2015 | 2 | 23 | 23 |  | Erwin | Milburnie | 230 | 230 | W-H Fr. | 34.08 | 0 | 1 | 1272MCMA | 0 | 0 | 0 | 0 | 0 | 0 | 0 | 0 | 0 | 0 | 0 | 0 | 0 | 0 | 0 | 0 | 0 | 0 | 0 | 0 | 0 | 0 | 0 | 12 | 1
NO |  | 17 | 2015 | 2 | 24 | 24 |  | Erwin | Selma | 230 | 230 | S-SP | 3.14 | 0 | 1 | 1272MCMA | 0 | 0 | 0 | 0 | 0 | 0 | 0 | 0 | 0 | 0 | 0 | 0 | 0 | 0 | 0 | 0 | 0 | 0 | 0 | 0 | 0 | 0 | 0 | 12 | 1
NO |  | 17 | 2015 | 2 | 25 | 25 |  | Erwin | Selma | 230 | 230 | W-H Fr. | 22.06 | 0 | 1 | 1272MCMA | 0 | 0 | 0 | 0 | 0 | 0 | 0 | 0 | 0 | 0 | 0 | 0 | 0 | 0 | 0 | 0 | 0 | 0 | 0 | 0 | 0 | 0 | 0 | 12 | 1
NO |  | 17 | 2015 | 2 | 26 | 26 |  | Falls | Milburnie | 230 | 230 | DC-T | 10.92 | 0 | 2 | 1272MCMA | 0 | 0 | 0 | 0 | 0 | 0 | 0 | 0 | 0 | 0 | 0 | 0 | 0 | 0 | 0 | 0 | 0 | 0 | 0 | 0 | 0 | 0 | 0 | 12 | 1
NO |  | 17 | 2015 | 2 | 27 | 27 |  | Falls | Milburnie | 230 | 230 | S-H Fr. | 0.32 | 0 | 1 | 1272MCMA | 0 | 0 | 0 | 0 | 0 | 0 | 0 | 0 | 0 | 0 | 0 | 0 | 0 | 0 | 0 | 0 | 0 | 0 | 0 | 0 | 0 | 0 | 0 | 12 | 1
NO |  | 17 | 2015 | 2 | 28 | 28 |  | Fayetteville | Fayetteville East | 230 | 230 | DC-T | 0.97 | 0 | 2 | 1272MCMA | 0 | 0 | 0 | 0 | 0 | 0 | 0 | 0 | 0 | 0 | 0 | 0 | 0 | 0 | 0 | 0 | 0 | 0 | 0 | 0 | 0 | 0 | 0 | 12 | 1
NO |  | 17 | 2015 | 2 | 29 | 29 |  | Fayetteville | Fayetteville East | 230 | 230 | W-H Fr. | 9.82 | 0 | 1 | 1272MCMA | 0 | 0 | 0 | 0 | 0 | 0 | 0 | 0 | 0 | 0 | 0 | 0 | 0 | 0 | 0 | 0 | 0 | 0 | 0 | 0 | 0 | 0 | 0 | 12 | 1
NO |  | 17 | 2015 | 2 | 30 | 30 |  | Fayetteville | Fort Bragg Woodruff St. | 230 | 230 | DC-SSP | 0.21 | 0 | 2 | 1272MCMA(B) | 0 | 0 | 0 | 0 | 0 | 0 | 0 | 0 | 0 | 0 | 0 | 0 | 0 | 0 | 0 | 0 | 0 | 0 | 0 | 0 | 0 | 0 | 0 | 12 | 1
NO |  | 17 | 2015 | 2 | 31 | 31 |  | Fayetteville | Fort Bragg Woodruff St. | 230 | 230 | S-SP | 6.99 | 0 | 1 | 2515&1272MCMA(B) | 0 | 0 | 0 | 0 | 0 | 0 | 0 | 0 | 0 | 0 | 0 | 0 | 0 | 0 | 0 | 0 | 0 | 0 | 0 | 0 | 0 | 0 | 0 | 12 | 1
NO |  | 17 | 2015 | 2 | 32 | 32 |  | Fayetteville | Fort Bragg Woodruff St. | 230 | 230 | W-H Fr. | 13.68 | 0 | 1 | 1272MCMA(B) | 0 | 0 | 0 | 0 | 0 | 0 | 0 | 0 | 0 | 0 | 0 | 0 | 0 | 0 | 0 | 0 | 0 | 0 | 0 | 0 | 0 | 0 | 0 | 12 | 1
NO |  | 17 | 2015 | 2 | 33 | 33 |  | Fayetteville | Raeford | 230 | 230 | DC-SSP | 2.15 | 0 | 2 | 1272MCMA(B) | 0 | 0 | 0 | 0 | 0 | 0 | 0 | 0 | 0 | 0 | 0 | 0 | 0 | 0 | 0 | 0 | 0 | 0 | 0 | 0 | 0 | 0 | 0 | 12 | 1
NO |  | 17 | 2015 | 2 | 34 | 34 |  | Fayetteville | Raeford | 230 | 230 | W-H Fr. | 14.79 | 0 | 1 | 1272MCMA(B) | 0 | 0 | 0 | 0 | 0 | 0 | 0 | 0 | 0 | 0 | 0 | 0 | 0 | 0 | 0 | 0 | 0 | 0 | 0 | 0 | 0 | 0 | 0 | 12 | 1
NO |  | 17 | 2015 | 2 | 35 | 35 |  | Fayetteville | Rockingham | 230 | 230 | W-H Fr. | 50.92 | 1.88 | 1 | 1272MCMA | 0 | 0 | 0 | 0 | 0 | 0 | 0 | 0 | 0 | 0 | 0 | 0 | 0 | 0 | 0 | 0 | 0 | 0 | 0 | 0 | 0 | 0 | 0 | 12 | 1
NO |  | 17 | 2015 | 3 | 1 | 1 |  | Fayetteville | Rockingham | 230 | 230 | DC S-HFR | 2.63 | 0 | 2 | 1272MCMA | 0 | 0 | 0 | 0 | 0 | 0 | 0 | 0 | 0 | 0 | 0 | 0 | 0 | 0 | 0 | 0 | 0 | 0 | 0 | 0 | 0 | 0 | 0 | 12 | 1
NO |  | 17 | 2015 | 3 | 2 | 2 |  | Fayetteville | Rockingham | -230 | -230 | (W-HFR) | -2.3 | 0 | -1 | (1272MCMA) | 0 | 0 | 0 | 0 | 0 | 0 | 0 | 0 | 0 | 0 | 0 | 0 | 0 | 0 | 0 | 0 | 0 | 0 | 0 | 0 | 0 | 0 | 0 | 12 | 1
NO |  | 17 | 2015 | 3 | 3 | 3 |  | Fayetteville East | Fort Bragg Woodruff St. | 230 | 230 | DC-SH Fr. | 6.44 | 0 | 2 | 1590MCMA | 0 | 0 | 0 | 0 | 0 | 0 | 0 | 0 | 0 | 0 | 0 | 0 | 0 | 0 | 0 | 0 | 0 | 0 | 0 | 0 | 0 | 0 | 0 | 12 | 1
NO |  | 17 | 2015 | 3 | 4 | 4 |  | Fayetteville East | Fort Bragg Woodruff St. | 230 | 230 | S-SP | 3.73 | 0.21 | 1 | 1590MCMA | 0 | 0 | 0 | 0 | 0 | 0 | 0 | 0 | 0 | 0 | 0 | 0 | 0 | 0 | 0 | 0 | 0 | 0 | 0 | 0 | 0 | 0 | 0 | 12 | 1
NO |  | 17 | 2015 | 3 | 5 | 5 |  | Fayetteville East | Fort Bragg Woodruff St. | 230 | 230 | DC S-SP | 0.03 | 0 | 2 | 1590MCMA | 0 | 0 | 0 | 0 | 0 | 0 | 0 | 0 | 0 | 0 | 0 | 0 | 0 | 0 | 0 | 0 | 0 | 0 | 0 | 0 | 0 | 0 | 0 | 12 | 1
NO |  | 17 | 2015 | 3 | 6 | 6 |  | Fort Bragg Woodruff St. | Richmond Sub | 230 | 230 | S-SP | 5.98 | 0 | 1 | 21590MCMA | 0 | 0 | 0 | 0 | 0 | 0 | 0 | 0 | 0 | 0 | 0 | 0 | 0 | 0 | 0 | 0 | 0 | 0 | 0 | 0 | 0 | 0 | 0 | 12 | 1
NO |  | 17 | 2015 | 3 | 7 | 7 |  | Fort Bragg Woodruff St. | Richmond Sub | 230 | 230 | DC S-HFR | 2.77 | 0 | 2 | 21590MCMA | 0 | 0 | 0 | 0 | 0 | 0 | 0 | 0 | 0 | 0 | 0 | 0 | 0 | 0 | 0 | 0 | 0 | 0 | 0 | 0 | 0 | 0 | 0 | 12 | 1
NO |  | 17 | 2015 | 3 | 8 | 8 |  | Fort Bragg Woodruff St. | Richmond Sub | 230 | 230 | S-SP | 3.7 | 0 | 1 | 2-1590MCMA | 0 | 0 | 0 | 0 | 0 | 0 | 0 | 0 | 0 | 0 | 0 | 0 | 0 | 0 | 0 | 0 | 0 | 0 | 0 | 0 | 0 | 0 | 0 | 12 | 1
NO |  | 17 | 2015 | 3 | 9 | 9 |  | Fort Bragg Woodruff St. | Richmond Sub | 230 | 230 | S-HFR | 51.32 | 0 | 1 | 2-1590MCMA | 0 | 0 | 0 | 0 | 0 | 0 | 0 | 0 | 0 | 0 | 0 | 0 | 0 | 0 | 0 | 0 | 0 | 0 | 0 | 0 | 0 | 0 | 0 | 12 | 1
NO |  | 17 | 2015 | 3 | 10 | 10 |  | Greenville | Everetts (VP) | 230 | 230 | DC-T | 0.61 | 0 | 1 | 1109MCMA | 0 | 0 | 0 | 0 | 0 | 0 | 0 | 0 | 0 | 0 | 0 | 0 | 0 | 0 | 0 | 0 | 0 | 0 | 0 | 0 | 0 | 0 | 0 | 12 | 1
NO |  | 17 | 2015 | 3 | 11 | 11 |  | Greenville | Wilson | 230 | 230 | W-H Fr. | 14.56 | 0 | 1 | 1272&546MCMA(B) | 0 | 0 | 0 | 0 | 0 | 0 | 0 | 0 | 0 | 0 | 0 | 0 | 0 | 0 | 0 | 0 | 0 | 0 | 0 | 0 | 0 | 0 | 0 | 12 | 1
NO |  | 17 | 2015 | 3 | 12 | 12 |  | Greenville | Wilson | 230 | 230 | DC-T | 0.65 | 0 | 1 | 546MCMA(B) | 0 | 0 | 0 | 0 | 0 | 0 | 0 | 0 | 0 | 0 | 0 | 0 | 0 | 0 | 0 | 0 | 0 | 0 | 0 | 0 | 0 | 0 | 0 | 12 | 1
NO |  | 17 | 2015 | 3 | 13 | 13 |  | Harris Plant | Siler City | 230 | 230 | S-H Fr. | 10.79 | 0 | 1 | 1272MCMA(B) | 0 | 0 | 0 | 0 | 0 | 0 | 0 | 0 | 0 | 0 | 0 | 0 | 0 | 0 | 0 | 0 | 0 | 0 | 0 | 0 | 0 | 0 | 0 | 12 | 1
NO |  | 17 | 2015 | 3 | 14 | 14 |  | Harris Plant | Siler City | 230 | 230 | W-H Fr. | 20.69 | 0 | 1 | 2515&1272MCMA(B) | 0 | 0 | 0 | 0 | 0 | 0 | 0 | 0 | 0 | 0 | 0 | 0 | 0 | 0 | 0 | 0 | 0 | 0 | 0 | 0 | 0 | 0 | 0 | 12 | 1
NO |  | 17 | 2015 | 3 | 15 | 15 |  | Harris Plant | Apex US #1 | 230 | 230 | W-H Fr. | 3.96 | 0 | 1 | 1272MCMA(B) | 0 | 0 | 0 | 0 | 0 | 0 | 0 | 0 | 0 | 0 | 0 | 0 | 0 | 0 | 0 | 0 | 0 | 0 | 0 | 0 | 0 | 0 | 0 | 12 | 1
NO |  | 17 | 2015 | 3 | 16 | 16 |  | Harris Plant | Erwin | 230 | 230 | S-H Fr. | 0.92 | 0 | 1 | 1272MCMA(B) | 0 | 0 | 0 | 0 | 0 | 0 | 0 | 0 | 0 | 0 | 0 | 0 | 0 | 0 | 0 | 0 | 0 | 0 | 0 | 0 | 0 | 0 | 0 | 12 | 1
NO |  | 17 | 2015 | 3 | 17 | 17 |  | Harris Plant | Erwin | 230 | 230 | W-H Fr. | 28.85 | 0 | 1 | 1272MCMA(B) | 0 | 0 | 0 | 0 | 0 | 0 | 0 | 0 | 0 | 0 | 0 | 0 | 0 | 0 | 0 | 0 | 0 | 0 | 0 | 0 | 0 | 0 | 0 | 12 | 1
NO |  | 17 | 2015 | 3 | 18 | 18 |  | Harris Plant | Fort Bragg Woodruff St. | 230 | 230 | DC-SSP | 1.15 | 0 | 2 | 1272MCMA(B) | 0 | 0 | 0 | 0 | 0 | 0 | 0 | 0 | 0 | 0 | 0 | 0 | 0 | 0 | 0 | 0 | 0 | 0 | 0 | 0 | 0 | 0 | 0 | 12 | 1
NO |  | 17 | 2015 | 3 | 19 | 19 |  | Harris Plant | Fort Bragg Woodruff St. | 230 | 230 | S-H Fr. | 0.27 | 0 | 1 | 1272MCMA(B) | 0 | 0 | 0 | 0 | 0 | 0 | 0 | 0 | 0 | 0 | 0 | 0 | 0 | 0 | 0 | 0 | 0 | 0 | 0 | 0 | 0 | 0 | 0 | 12 | 1
NO |  | 17 | 2015 | 3 | 20 | 20 |  | Harris Plant | Fort Bragg Woodruff St. | 230 | 230 | W-H Fr. | 34.23 | 0 | 1 | 1272MCMA(B) | 0 | 0 | 0 | 0 | 0 | 0 | 0 | 0 | 0 | 0 | 0 | 0 | 0 | 0 | 0 | 0 | 0 | 0 | 0 | 0 | 0 | 0 | 0 | 12 | 1
NO |  | 17 | 2015 | 3 | 21 | 21 |  | Harris Plant | RTP | 230 | 230 | S-SP | 2.87 | 0 | 1 | 2-1590MCMA | 0 | 0 | 0 | 0 | 0 | 0 | 0 | 0 | 0 | 0 | 0 | 0 | 0 | 0 | 0 | 0 | 0 | 0 | 0 | 0 | 0 | 0 | 0 | 12 | 1
NO |  | 17 | 2015 | 3 | 22 | 22 |  | Harris Plant | Wake | 230 | 230 | S-SP | 5.39 | 0 | 1 | 1590MCMA(B) | 0 | 0 | 0 | 0 | 0 | 0 | 0 | 0 | 0 | 0 | 0 | 0 | 0 | 0 | 0 | 0 | 0 | 0 | 0 | 0 | 0 | 0 | 0 | 12 | 1
NO |  | 17 | 2015 | 3 | 23 | 23 |  | Harris Plant | Wake | 230 | 230 | S-H Fr. | 32.39 | 0 | 1 | 1590MCMA(B) | 0 | 0 | 0 | 0 | 0 | 0 | 0 | 0 | 0 | 0 | 0 | 0 | 0 | 0 | 0 | 0 | 0 | 0 | 0 | 0 | 0 | 0 | 0 | 12 | 1
NO |  | 17 | 2015 | 3 | 24 | 24 |  | Havelock | Jacksonville | 230 | 230 | DC-T | 10.41 | 0 | 2 | 1272MCMA | 0 | 0 | 0 | 0 | 0 | 0 | 0 | 0 | 0 | 0 | 0 | 0 | 0 | 0 | 0 | 0 | 0 | 0 | 0 | 0 | 0 | 0 | 0 | 12 | 1
NO |  | 17 | 2015 | 3 | 25 | 25 |  | Havelock | Jacksonville | 230 | 230 | W-H Fr. | 27.84 | 0 | 1 | 1272&556MCMA(B) | 0 | 0 | 0 | 0 | 0 | 0 | 0 | 0 | 0 | 0 | 0 | 0 | 0 | 0 | 0 | 0 | 0 | 0 | 0 | 0 | 0 | 0 | 0 | 12 | 1
NO |  | 17 | 2015 | 3 | 26 | 26 |  | Havelock | Morehead Wildwood | 230 | 230 | DC-SSP | 0.27 | 0 | 2 | 1590MCMA | 0 | 0 | 0 | 0 | 0 | 0 | 0 | 0 | 0 | 0 | 0 | 0 | 0 | 0 | 0 | 0 | 0 | 0 | 0 | 0 | 0 | 0 | 0 | 12 | 1
NO |  | 17 | 2015 | 3 | 27 | 27 |  | Havelock | Morehead Wildwood | 230 | 230 | W-H Fr. | 14.82 | 0 | 1 | 1590MCMA | 0 | 0 | 0 | 0 | 0 | 0 | 0 | 0 | 0 | 0 | 0 | 0 | 0 | 0 | 0 | 0 | 0 | 0 | 0 | 0 | 0 | 0 | 0 | 12 | 1
NO |  | 17 | 2015 | 3 | 28 | 28 |  | Havelock | Morehead Wildwood | 230 | 230 | S-SP | 0.23 | 0 | 1 | 1590MCMA | 0 | 0 | 0 | 0 | 0 | 0 | 0 | 0 | 0 | 0 | 0 | 0 | 0 | 0 | 0 | 0 | 0 | 0 | 0 | 0 | 0 | 0 | 0 | 12 | 1
NO |  | 17 | 2015 | 3 | 29 | 29 |  | Havelock | New Bern | 230 | 230 | DC-T | 0.13 | 0 | 2 | 1272MCMA | 0 | 0 | 0 | 0 | 0 | 0 | 0 | 0 | 0 | 0 | 0 | 0 | 0 | 0 | 0 | 0 | 0 | 0 | 0 | 0 | 0 | 0 | 0 | 12 | 1
NO |  | 17 | 2015 | 3 | 30 | 30 |  | Havelock | New Bern | 230 | 230 | W-H Fr. | 23.34 | 0 | 1 | 1272MCMA | 0 | 0 | 0 | 0 | 0 | 0 | 0 | 0 | 0 | 0 | 0 | 0 | 0 | 0 | 0 | 0 | 0 | 0 | 0 | 0 | 0 | 0 | 0 | 12 | 1
NO |  | 17 | 2015 | 3 | 31 | 31 |  | Havelock Sub | Havelock Cap Bank | 230 | 230 | S-HFR | 0.07 | 0 | 1 | 795MCMA | 0 | 0 | 0 | 0 | 0 | 0 | 0 | 0 | 0 | 0 | 0 | 0 | 0 | 0 | 0 | 0 | 0 | 0 | 0 | 0 | 0 | 0 | 0 | 12 | 1
NO |  | 17 | 2015 | 3 | 32 | 32 |  | Henderson | Person | 230 | 230 | DC-T | 2.46 | 0 | 2 | 1272MCMA | 0 | 0 | 0 | 0 | 0 | 0 | 0 | 0 | 0 | 0 | 0 | 0 | 0 | 0 | 0 | 0 | 0 | 0 | 0 | 0 | 0 | 0 | 0 | 12 | 1
NO |  | 17 | 2015 | 3 | 33 | 33 |  | Henderson | Person | 230 | 230 | W-H Fr. | 37.47 | 0 | 1 | 1272MCMA | 0 | 0 | 0 | 0 | 0 | 0 | 0 | 0 | 0 | 0 | 0 | 0 | 0 | 0 | 0 | 0 | 0 | 0 | 0 | 0 | 0 | 0 | 0 | 12 | 1
NO |  | 17 | 2015 | 3 | 34 | 34 |  | Jacksonville | Jacksonville Svc | 230 | 230 | S-HFR | 0.1 | 0 | 1 | 795MCMA | 0 | 0 | 0 | 0 | 0 | 0 | 0 | 0 | 0 | 0 | 0 | 0 | 0 | 0 | 0 | 0 | 0 | 0 | 0 | 0 | 0 | 0 | 0 | 12 | 1
NO |  | 17 | 2015 | 3 | 35 | 35 |  | Jacksonville | New Bern | 230 | 230 | W-H Fr. | 30.16 | 0 | 1 | 1272MCMA | 0 | 0 | 0 | 0 | 0 | 0 | 0 | 0 | 0 | 0 | 0 | 0 | 0 | 0 | 0 | 0 | 0 | 0 | 0 | 0 | 0 | 0 | 0 | 12 | 1
NO |  | 17 | 2015 | 4 | 1 | 1 |  | Jacksonville | Wallace | 230 | 230 | W-H Fr. | 30.82 | 0 | 1 | 1272MCMA | 0 | 0 | 0 | 0 | 0 | 0 | 0 | 0 | 0 | 0 | 0 | 0 | 0 | 0 | 0 | 0 | 0 | 0 | 0 | 0 | 0 | 0 | 0 | 12 | 1
NO |  | 17 | 2015 | 4 | 2 | 2 |  | Kinston DuPont | Wommack | 230 | 230 | S-SP | 0.14 | 0 | 1 | 1272MCMA | 0 | 0 | 0 | 0 | 0 | 0 | 0 | 0 | 0 | 0 | 0 | 0 | 0 | 0 | 0 | 0 | 0 | 0 | 0 | 0 | 0 | 0 | 0 | 12 | 1
NO |  | 17 | 2015 | 4 | 3 | 3 |  | Kinston DuPont | Wommack | 230 | 230 | W-H Fr. | 2.21 | 0 | 1 | 1272MCMA | 0 | 0 | 0 | 0 | 0 | 0 | 0 | 0 | 0 | 0 | 0 | 0 | 0 | 0 | 0 | 0 | 0 | 0 | 0 | 0 | 0 | 0 | 0 | 12 | 1
NO |  | 17 | 2015 | 4 | 4 | 4 |  | Kinston DuPont | Wommack | 230 | 230 | S-HFR | 16.85 | 0 | 1 | 1272MCMA | 0 | 0 | 0 | 0 | 0 | 0 | 0 | 0 | 0 | 0 | 0 | 0 | 0 | 0 | 0 | 0 | 0 | 0 | 0 | 0 | 0 | 0 | 0 | 12 | 1
NO |  | 17 | 2015 | 4 | 5 | 5 |  | Laurinburg | Richmond | 230 | 230 | C-SP | 3.32 | 0 | 1 | 2515MCMA | 0 | 0 | 0 | 0 | 0 | 0 | 0 | 0 | 0 | 0 | 0 | 0 | 0 | 0 | 0 | 0 | 0 | 0 | 0 | 0 | 0 | 0 | 0 | 12 | 1
NO |  | 17 | 2015 | 4 | 6 | 6 |  | Laurinburg | Richmond | 230 | 230 | W-H Fr. | 17.12 | 0 | 1 | 2515&1272MCMA(B) | 0 | 0 | 0 | 0 | 0 | 0 | 0 | 0 | 0 | 0 | 0 | 0 | 0 | 0 | 0 | 0 | 0 | 0 | 0 | 0 | 0 | 0 | 0 | 12 | 1
NO |  | 17 | 2015 | 4 | 7 | 7 |  | Lee Sub | Milburnie | 230 | 230 | S-SP | 0.43 | 0 | 1 | 1272MCMA | 0 | 0 | 0 | 0 | 0 | 0 | 0 | 0 | 0 | 0 | 0 | 0 | 0 | 0 | 0 | 0 | 0 | 0 | 0 | 0 | 0 | 0 | 0 | 12 | 1
NO |  | 17 | 2015 | 4 | 8 | 8 |  | Lee Sub | Milburnie | 230 | 230 | W-H Fr. | 40.3 | 1.36 | 1 | 1272MCMA | 0 | 0 | 0 | 0 | 0 | 0 | 0 | 0 | 0 | 0 | 0 | 0 | 0 | 0 | 0 | 0 | 0 | 0 | 0 | 0 | 0 | 0 | 0 | 12 | 1
NO |  | 17 | 2015 | 4 | 9 | 9 |  | Lee Sub | Mt. Olive | 230 | 230 | S-HFR | 0.23 | 0 | 1 | 1590MCMA | 0 | 0 | 0 | 0 | 0 | 0 | 0 | 0 | 0 | 0 | 0 | 0 | 0 | 0 | 0 | 0 | 0 | 0 | 0 | 0 | 0 | 0 | 0 | 12 | 1
NO |  | 17 | 2015 | 4 | 10 | 10 |  | Lee Sub | Mt. Olive | 230 | 230 | S-SP | 10.39 | 0 | 1 | 1590MCMA | 0 | 0 | 0 | 0 | 0 | 0 | 0 | 0 | 0 | 0 | 0 | 0 | 0 | 0 | 0 | 0 | 0 | 0 | 0 | 0 | 0 | 0 | 0 | 12 | 1
NO |  | 17 | 2015 | 4 | 11 | 11 |  | Lee Sub | Mt. Olive | 230 | 230 | DC S-HFR | 3.21 | 0 | 2 | 1590MCMA | 0 | 0 | 0 | 0 | 0 | 0 | 0 | 0 | 0 | 0 | 0 | 0 | 0 | 0 | 0 | 0 | 0 | 0 | 0 | 0 | 0 | 0 | 0 | 12 | 1
NO |  | 17 | 2015 | 4 | 12 | 12 |  | Lee Sub | Selma | 230 | 230 | S-SP | 0.24 | 0 | 1 | 2515&1272MCMA(B) | 0 | 0 | 0 | 0 | 0 | 0 | 0 | 0 | 0 | 0 | 0 | 0 | 0 | 0 | 0 | 0 | 0 | 0 | 0 | 0 | 0 | 0 | 0 | 12 | 1
NO |  | 17 | 2015 | 4 | 13 | 13 |  | Lee Sub | Selma | 230 | 230 | W-H Fr. | 16.54 | 0 | 1 | 1272MCMA(B) | 0 | 0 | 0 | 0 | 0 | 0 | 0 | 0 | 0 | 0 | 0 | 0 | 0 | 0 | 0 | 0 | 0 | 0 | 0 | 0 | 0 | 0 | 0 | 12 | 1
NO |  | 17 | 2015 | 4 | 14 | 14 |  | Lee Sub | Wommack (North) | 230 | 230 | W-H Fr. | 30.47 | 0 | 1 | 1272MCMA(B) | 0 | 0 | 0 | 0 | 0 | 0 | 0 | 0 | 0 | 0 | 0 | 0 | 0 | 0 | 0 | 0 | 0 | 0 | 0 | 0 | 0 | 0 | 0 | 12 | 1
NO |  | 17 | 2015 | 4 | 15 | 15 |  | Lee Sub | Wommack (South) | 230 | 230 | S-HFR | 29.45 | 0 | 1 | 2-1272MCMA | 0 | 0 | 0 | 0 | 0 | 0 | 0 | 0 | 0 | 0 | 0 | 0 | 0 | 0 | 0 | 0 | 0 | 0 | 0 | 0 | 0 | 0 | 0 | 12 | 1
NO |  | 17 | 2015 | 4 | 16 | 16 |  | Lilesville | DPC Oakboro (Black) | 230 | 230 | S-HFR | 24.7 | 0 | 1 | 1272 MCMA | 0 | 0 | 0 | 0 | 0 | 0 | 0 | 0 | 0 | 0 | 0 | 0 | 0 | 0 | 0 | 0 | 0 | 0 | 0 | 0 | 0 | 0 | 0 | 12 | 1
NO |  | 17 | 2015 | 4 | 17 | 17 |  | Lilesville | DPC Oakboro (White) | 230 | 230 | S-HFR | 24.7 | 0 | 1 | 1272 MCMA | 0 | 0 | 0 | 0 | 0 | 0 | 0 | 0 | 0 | 0 | 0 | 0 | 0 | 0 | 0 | 0 | 0 | 0 | 0 | 0 | 0 | 0 | 0 | 12 | 1
NO |  | 17 | 2015 | 4 | 18 | 18 |  | LIlesville | Rockingham (Black) | 230 | 230 | S-HFR | 10.36 | 0 | 1 | 1272 MCMA | 0 | 0 | 0 | 0 | 0 | 0 | 0 | 0 | 0 | 0 | 0 | 0 | 0 | 0 | 0 | 0 | 0 | 0 | 0 | 0 | 0 | 0 | 0 | 12 | 1
NO |  | 17 | 2015 | 4 | 19 | 19 |  | Lilesville | Rockingham (White) | 230 | 230 | S-HFR | 10.35 | 0 | 1 | 1272 MCMA | 0 | 0 | 0 | 0 | 0 | 0 | 0 | 0 | 0 | 0 | 0 | 0 | 0 | 0 | 0 | 0 | 0 | 0 | 0 | 0 | 0 | 0 | 0 | 12 | 1
NO |  | 17 | 2015 | 4 | 20 | 20 |  | Lilesville SW | Rockingham | 230 | 230 | S-HFR | 12.7 | 0 | 1 | 2515 MCMA | 0 | 0 | 0 | 0 | 0 | 0 | 0 | 0 | 0 | 0 | 0 | 0 | 0 | 0 | 0 | 0 | 0 | 0 | 0 | 0 | 0 | 0 | 0 | 12 | 1
NO |  | 17 | 2015 | 4 | 21 | 21 |  | MARION | WHITEVILLE | 230 | 230 | S-SP | 21.91 | 0 | 1 | 1590MCMA | 0 | 0 | 0 | 0 | 0 | 0 | 0 | 0 | 0 | 0 | 0 | 0 | 0 | 0 | 0 | 0 | 0 | 0 | 0 | 0 | 0 | 0 | 0 | 12 | 1
NO |  | 17 | 2015 | 4 | 22 | 22 |  | Method | East Durham (DPC) | 230 | 230 | DC-SH Fr. | 0.77 | 0 | 2 | 1272MCMA(B) | 0 | 0 | 0 | 0 | 0 | 0 | 0 | 0 | 0 | 0 | 0 | 0 | 0 | 0 | 0 | 0 | 0 | 0 | 0 | 0 | 0 | 0 | 0 | 12 | 1
NO |  | 17 | 2015 | 4 | 23 | 23 |  | Method | East Durham (DPC) | 230 | 230 | S-SP | 4.36 | 0 | 1 | 2515MCMA | 0 | 0 | 0 | 0 | 0 | 0 | 0 | 0 | 0 | 0 | 0 | 0 | 0 | 0 | 0 | 0 | 0 | 0 | 0 | 0 | 0 | 0 | 0 | 12 | 1
NO |  | 17 | 2015 | 4 | 24 | 24 |  | Method | East Durham (DPC) | 230 | 230 | C-H Fr. | 0.55 | 0 | 1 | 1272MCMA(B) | 0 | 0 | 0 | 0 | 0 | 0 | 0 | 0 | 0 | 0 | 0 | 0 | 0 | 0 | 0 | 0 | 0 | 0 | 0 | 0 | 0 | 0 | 0 | 12 | 1
NO |  | 17 | 2015 | 4 | 25 | 25 |  | Method | East Durham (DPC) | 230 | 230 | W-H Fr. | 12.86 | 1.53 | 1 | 2515&1272MCMA(B) | 0 | 0 | 0 | 0 | 0 | 0 | 0 | 0 | 0 | 0 | 0 | 0 | 0 | 0 | 0 | 0 | 0 | 0 | 0 | 0 | 0 | 0 | 0 | 12 | 1
NO |  | 17 | 2015 | 4 | 26 | 26 |  | Method | East Durham (DPC) | 230 | 230 | S-H Fr. | 2.16 | 0 | 1 | 1272MCMA(B) | 0 | 0 | 0 | 0 | 0 | 0 | 0 | 0 | 0 | 0 | 0 | 0 | 0 | 0 | 0 | 0 | 0 | 0 | 0 | 0 | 0 | 0 | 0 | 12 | 1
NO |  | 17 | 2015 | 4 | 27 | 27 |  | Method | Milburnie | 230 | 230 | DC-SSP | 4.1 | 0 | 2 | 1272MCMA | 0 | 0 | 0 | 0 | 0 | 0 | 0 | 0 | 0 | 0 | 0 | 0 | 0 | 0 | 0 | 0 | 0 | 0 | 0 | 0 | 0 | 0 | 0 | 12 | 1
NO |  | 17 | 2015 | 4 | 28 | 28 |  | Method | Milburnie | 230 | 230 | S-SP | 3.79 | 0 | 1 | 1272MCMA | 0 | 0 | 0 | 0 | 0 | 0 | 0 | 0 | 0 | 0 | 0 | 0 | 0 | 0 | 0 | 0 | 0 | 0 | 0 | 0 | 0 | 0 | 0 | 12 | 1
NO |  | 17 | 2015 | 4 | 29 | 29 |  | Method | Milburnie | 230 | 230 | W-SP | 4.59 | 0.26 | 1 | 1272MCMA | 0 | 0 | 0 | 0 | 0 | 0 | 0 | 0 | 0 | 0 | 0 | 0 | 0 | 0 | 0 | 0 | 0 | 0 | 0 | 0 | 0 | 0 | 0 | 12 | 1
NO |  | 17 | 2015 | 4 | 30 | 30 |  | Milburnie | Person | 230 | 230 | DC-T | 36.82 | 0 | 2 | 1272MCMA | 0 | 0 | 0 | 0 | 0 | 0 | 0 | 0 | 0 | 0 | 0 | 0 | 0 | 0 | 0 | 0 | 0 | 0 | 0 | 0 | 0 | 0 | 0 | 12 | 1
NO |  | 17 | 2015 | 4 | 31 | 31 |  | Milburnie | Person | 230 | 230 | S-H Fr. | 12.18 | 0 | 1 | 1272MCMA | 0 | 0 | 0 | 0 | 0 | 0 | 0 | 0 | 0 | 0 | 0 | 0 | 0 | 0 | 0 | 0 | 0 | 0 | 0 | 0 | 0 | 0 | 0 | 12 | 1
NO |  | 17 | 2015 | 4 | 32 | 32 |  | Milburnie | Person | 230 | 230 | W-H Fr. | 0.49 | 10.92 | 1 | 1272MCMA | 0 | 0 | 0 | 0 | 0 | 0 | 0 | 0 | 0 | 0 | 0 | 0 | 0 | 0 | 0 | 0 | 0 | 0 | 0 | 0 | 0 | 0 | 0 | 12 | 1
NO |  | 17 | 2015 | 4 | 33 | 33 |  | Milburnie | Wake | 230 | 230 | W-H Fr. | 7 | 0 | 1 | 1272MCMA(B) | 0 | 0 | 0 | 0 | 0 | 0 | 0 | 0 | 0 | 0 | 0 | 0 | 0 | 0 | 0 | 0 | 0 | 0 | 0 | 0 | 0 | 0 | 0 | 12 | 1
NO |  | 17 | 2015 | 4 | 34 | 34 |  | New Bern | Wommack (North) | 230 | 230 | S-H Fr. | 3.11 | 0 | 1 | 1272MCMA | 0 | 0 | 0 | 0 | 0 | 0 | 0 | 0 | 0 | 0 | 0 | 0 | 0 | 0 | 0 | 0 | 0 | 0 | 0 | 0 | 0 | 0 | 0 | 12 | 1
NO |  | 17 | 2015 | 4 | 35 | 35 |  | New Bern | Wommack (North) | 230 | 230 | S-SP | 0.14 | 0 | 1 | 1272MCMA | 0 | 0 | 0 | 0 | 0 | 0 | 0 | 0 | 0 | 0 | 0 | 0 | 0 | 0 | 0 | 0 | 0 | 0 | 0 | 0 | 0 | 0 | 0 | 12 | 1
NO |  | 17 | 2015 | 5 | 1 | 1 |  | New Bern | Wommack (North) | 230 | 230 | W-H Fr. | 28.78 | 0 | 1 | 1272MCMA | 0 | 0 | 0 | 0 | 0 | 0 | 0 | 0 | 0 | 0 | 0 | 0 | 0 | 0 | 0 | 0 | 0 | 0 | 0 | 0 | 0 | 0 | 0 | 12 | 1
NO |  | 17 | 2015 | 5 | 2 | 2 |  | New Bern | Wommack (South) | 230 | 230 | W-HFR | 33.87 | 0 | 1 | 1272MCMA | 0 | 0 | 0 | 0 | 0 | 0 | 0 | 0 | 0 | 0 | 0 | 0 | 0 | 0 | 0 | 0 | 0 | 0 | 0 | 0 | 0 | 0 | 0 | 12 | 1
NO |  | 17 | 2015 | 5 | 3 | 3 |  | Person | Rocky Mount | 230 | 230 | S-HFR | 2.6 | 0 | 1 | 1272MCMA | 0 | 0 | 0 | 0 | 0 | 0 | 0 | 0 | 0 | 0 | 0 | 0 | 0 | 0 | 0 | 0 | 0 | 0 | 0 | 0 | 0 | 0 | 0 | 12 | 1
NO |  | 17 | 2015 | 5 | 4 | 4 |  | Person | Rocky Mount | 230 | 230 | DC-SSP | 0.18 | 0 | 2 | 1272MCMA | 0 | 0 | 0 | 0 | 0 | 0 | 0 | 0 | 0 | 0 | 0 | 0 | 0 | 0 | 0 | 0 | 0 | 0 | 0 | 0 | 0 | 0 | 0 | 12 | 1
NO |  | 17 | 2015 | 5 | 5 | 5 |  | Person | Rocky Mount | 230 | 230 | T | 8.59 | 0 | 1 | 1272MCMA | 0 | 0 | 0 | 0 | 0 | 0 | 0 | 0 | 0 | 0 | 0 | 0 | 0 | 0 | 0 | 0 | 0 | 0 | 0 | 0 | 0 | 0 | 0 | 12 | 1
NO |  | 17 | 2015 | 5 | 6 | 6 |  | Person | Rocky Mount | 230 | 230 | W-H Fr. | 69.41 | 0 | 1 | 1272MCMA | 0 | 0 | 0 | 0 | 0 | 0 | 0 | 0 | 0 | 0 | 0 | 0 | 0 | 0 | 0 | 0 | 0 | 0 | 0 | 0 | 0 | 0 | 0 | 12 | 1
NO |  | 17 | 2015 | 5 | 7 | 7 |  | Person | Halifax (VP) | 230 | 230 | W-H Fr. | 4.85 | 0 | 1 | 1272MCMA | 0 | 0 | 0 | 0 | 0 | 0 | 0 | 0 | 0 | 0 | 0 | 0 | 0 | 0 | 0 | 0 | 0 | 0 | 0 | 0 | 0 | 0 | 0 | 12 | 1
NO |  | 17 | 2015 | 5 | 8 | 8 |  | Raeford | Richmond | 230 | 230 | W-H Fr. | 35.17 | 0 | 1 | 1272MCMA(B) | 0 | 0 | 0 | 0 | 0 | 0 | 0 | 0 | 0 | 0 | 0 | 0 | 0 | 0 | 0 | 0 | 0 | 0 | 0 | 0 | 0 | 0 | 0 | 12 | 1
NO |  | 17 | 2015 | 5 | 9 | 9 |  | Richmond | Rockingham | 230 | 230 | S-HFR | 0.4 | 0 | 1 | 2-1272MCMA(B) | 0 | 0 | 0 | 0 | 0 | 0 | 0 | 0 | 0 | 0 | 0 | 0 | 0 | 0 | 0 | 0 | 0 | 0 | 0 | 0 | 0 | 0 | 0 | 12 | 1
NO |  | 17 | 2015 | 5 | 10 | 10 |  | Richmond | Rockingham | 230 | 230 | W-H Fr. | 5.57 | 0 | 1 | 1272MCMA(B) | 0 | 0 | 0 | 0 | 0 | 0 | 0 | 0 | 0 | 0 | 0 | 0 | 0 | 0 | 0 | 0 | 0 | 0 | 0 | 0 | 0 | 0 | 0 | 12 | 1
NO |  | 17 | 2015 | 5 | 11 | 11 |  | Richmond | Rockingham | 230 | 230 | DCS C-SP | 1.41 | 0 | 1 | 21590MCMA | 0 | 0 | 0 | 0 | 0 | 0 | 0 | 0 | 0 | 0 | 0 | 0 | 0 | 0 | 0 | 0 | 0 | 0 | 0 | 0 | 0 | 0 | 0 | 12 | 1
NO |  | 17 | 2015 | 5 | 12 | 12 |  | Richmond | Rockingham | 230 | 230 | S-HFR | 6.4 | 0 | 1 | 21590MCMA | 0 | 0 | 0 | 0 | 0 | 0 | 0 | 0 | 0 | 0 | 0 | 0 | 0 | 0 | 0 | 0 | 0 | 0 | 0 | 0 | 0 | 0 | 0 | 12 | 1
NO |  | 17 | 2015 | 5 | 13 | 13 |  | Richmond County Plant | Richmond Substation (Black) | 230 | 230 | S-HFR | 1.09 | 0 | 1 | 21590MCMA(B) | 0 | 0 | 0 | 0 | 0 | 0 | 0 | 0 | 0 | 0 | 0 | 0 | 0 | 0 | 0 | 0 | 0 | 0 | 0 | 0 | 0 | 0 | 0 | 12 | 1
NO |  | 17 | 2015 | 5 | 14 | 14 |  | Richmond County Plant | Richmond Substation (White) | 230 | 230 | S-HFR | 0.88 | 0 | 1 | 21590MCMA(B) | 0 | 0 | 0 | 0 | 0 | 0 | 0 | 0 | 0 | 0 | 0 | 0 | 0 | 0 | 0 | 0 | 0 | 0 | 0 | 0 | 0 | 0 | 0 | 12 | 1
NO |  | 17 | 2015 | 5 | 15 | 15 |  | Richmond County Plant | Richmond 500kV Sub (Orange) | 230 | 230 | S-HFR | 1.56 | 0 | 1 | 21590MCMA | 0 | 0 | 0 | 0 | 0 | 0 | 0 | 0 | 0 | 0 | 0 | 0 | 0 | 0 | 0 | 0 | 0 | 0 | 0 | 0 | 0 | 0 | 0 | 12 | 1
NO |  | 17 | 2015 | 5 | 16 | 16 |  | Rockingham | Oakboro (DPC) B&W | 230 | 230 | DC-T | 34.83 | 0 | 2 | 954MCMA | 0 | 0 | 0 | 0 | 0 | 0 | 0 | 0 | 0 | 0 | 0 | 0 | 0 | 0 | 0 | 0 | 0 | 0 | 0 | 0 | 0 | 0 | 0 | 12 | 1
NO |  | 17 | 2015 | 5 | 17 | 17 |  | Rockingham | West End | 230 | 230 | DC-T | 5.75 | 0 | 2 | 1272MCMA | 0 | 0 | 0 | 0 | 0 | 0 | 0 | 0 | 0 | 0 | 0 | 0 | 0 | 0 | 0 | 0 | 0 | 0 | 0 | 0 | 0 | 0 | 0 | 12 | 1
NO |  | 17 | 2015 | 5 | 18 | 18 |  | Rockingham | West End | 230 | 230 | W-H Fr. | 28.24 | 0 | 1 | 1272MCMA | 0 | 0 | 0 | 0 | 0 | 0 | 0 | 0 | 0 | 0 | 0 | 0 | 0 | 0 | 0 | 0 | 0 | 0 | 0 | 0 | 0 | 0 | 0 | 12 | 1
NO |  | 17 | 2015 | 5 | 19 | 19 |  | Rockingham | West End | 230 | 230 | DC S-HFR | 2.3 | 0 | 2 | 2-1590MCMA | 0 | 0 | 0 | 0 | 0 | 0 | 0 | 0 | 0 | 0 | 0 | 0 | 0 | 0 | 0 | 0 | 0 | 0 | 0 | 0 | 0 | 0 | 0 | 12 | 1
NO |  | 17 | 2015 | 5 | 20 | 20 |  | Rockingham | West End | 230 | 230 | S-HFR | 29.81 | 0 | 1 | 2-1590MCMA | 0 | 0 | 0 | 0 | 0 | 0 | 0 | 0 | 0 | 0 | 0 | 0 | 0 | 0 | 0 | 0 | 0 | 0 | 0 | 0 | 0 | 0 | 0 | 12 | 1
NO |  | 17 | 2015 | 5 | 21 | 21 |  | Rocky Mount | Edgecombe (VP) | 230 | 230 | DC-T | 4.25 | 0 | 2 | 1272MCMA | 0 | 0 | 0 | 0 | 0 | 0 | 0 | 0 | 0 | 0 | 0 | 0 | 0 | 0 | 0 | 0 | 0 | 0 | 0 | 0 | 0 | 0 | 0 | 12 | 1
NO |  | 17 | 2015 | 5 | 22 | 22 |  | Rocky Mount | Edgecombe (VP) | 230 | 230 | DC-SSP | 0.3 | 0 | 2 | 1272MCMA | 0 | 0 | 0 | 0 | 0 | 0 | 0 | 0 | 0 | 0 | 0 | 0 | 0 | 0 | 0 | 0 | 0 | 0 | 0 | 0 | 0 | 0 | 0 | 12 | 1
NO |  | 17 | 2015 | 5 | 23 | 23 |  | Rocky Mount | Hornertown (VP) | 230 | 230 | T | 0 | 4.55 | 2 | 1272MCMA | 0 | 0 | 0 | 0 | 0 | 0 | 0 | 0 | 0 | 0 | 0 | 0 | 0 | 0 | 0 | 0 | 0 | 0 | 0 | 0 | 0 | 0 | 0 | 12 | 1
NO |  | 17 | 2015 | 5 | 24 | 24 |  | Rocky Mount | Wilson | 230 | 230 | S-SP | 0.85 | 0 | 1 | 1590MCMA | 0 | 0 | 0 | 0 | 0 | 0 | 0 | 0 | 0 | 0 | 0 | 0 | 0 | 0 | 0 | 0 | 0 | 0 | 0 | 0 | 0 | 0 | 0 | 12 | 1
NO |  | 17 | 2015 | 5 | 25 | 25 |  | Rocky Mount | Wilson | 230 | 230 | DC-SSP | 8.26 | 0 | 2 | 1590MCMA | 0 | 0 | 0 | 0 | 0 | 0 | 0 | 0 | 0 | 0 | 0 | 0 | 0 | 0 | 0 | 0 | 0 | 0 | 0 | 0 | 0 | 0 | 0 | 12 | 1
NO |  | 17 | 2015 | 5 | 26 | 26 |  | Rocky Mount | Wilson | 230 | 230 | DC S-HFR | 3.68 | 0 | 2 | 1590MCMA | 0 | 0 | 0 | 0 | 0 | 0 | 0 | 0 | 0 | 0 | 0 | 0 | 0 | 0 | 0 | 0 | 0 | 0 | 0 | 0 | 0 | 0 | 0 | 12 | 1
NO |  | 17 | 2015 | 5 | 27 | 27 |  | Roxboro Plant | East Danville (AEP) (North) | 230 | 230 | S-HFR | 1.79 | 0 | 1 | 1590MCMA | 0 | 0 | 0 | 0 | 0 | 0 | 0 | 0 | 0 | 0 | 0 | 0 | 0 | 0 | 0 | 0 | 0 | 0 | 0 | 0 | 0 | 0 | 0 | 12 | 1
NO |  | 17 | 2015 | 5 | 28 | 28 |  | Roxboro Plant | East Danville (AEP) (North) | 230 | 230 | DC S-HFR | 7.26 | 0 | 2 | 1590MCMA | 0 | 0 | 0 | 0 | 0 | 0 | 0 | 0 | 0 | 0 | 0 | 0 | 0 | 0 | 0 | 0 | 0 | 0 | 0 | 0 | 0 | 0 | 0 | 12 | 1
NO |  | 17 | 2015 | 5 | 29 | 29 |  | Roxboro Plant | East Danville (AEP) (North) | 230 | 230 | DC S-SP | 1.74 | 0 | 2 | 1590MCMA | 0 | 0 | 0 | 0 | 0 | 0 | 0 | 0 | 0 | 0 | 0 | 0 | 0 | 0 | 0 | 0 | 0 | 0 | 0 | 0 | 0 | 0 | 0 | 12 | 1
NO |  | 17 | 2015 | 5 | 30 | 30 |  | Roxboro Plant | East Danville (AEP) (South) | 230 | 230 | S-HFR | 1.82 | 0 | 1 | 1590MCMA | 0 | 0 | 0 | 0 | 0 | 0 | 0 | 0 | 0 | 0 | 0 | 0 | 0 | 0 | 0 | 0 | 0 | 0 | 0 | 0 | 0 | 0 | 0 | 12 | 1
NO |  | 17 | 2015 | 5 | 31 | 31 |  | Roxboro Plant | East Danville (AEP) (South) | 230 | 230 | DC S-HFR | 7.26 | 0 | 2 | 1590MCMA | 0 | 0 | 0 | 0 | 0 | 0 | 0 | 0 | 0 | 0 | 0 | 0 | 0 | 0 | 0 | 0 | 0 | 0 | 0 | 0 | 0 | 0 | 0 | 12 | 1
NO |  | 17 | 2015 | 5 | 32 | 32 |  | Roxboro Plant | East Danville (AEP) (South) | 230 | 230 | DC S-SP | 1.74 | 0 | 2 | 1590MCMA | 0 | 0 | 0 | 0 | 0 | 0 | 0 | 0 | 0 | 0 | 0 | 0 | 0 | 0 | 0 | 0 | 0 | 0 | 0 | 0 | 0 | 0 | 0 | 12 | 1
NO |  | 17 | 2015 | 5 | 33 | 33 |  | Roxboro Plant | Falls | 230 | 230 | DC-T | 0.15 | 0 | 2 | 1272MCMA | 0 | 0 | 0 | 0 | 0 | 0 | 0 | 0 | 0 | 0 | 0 | 0 | 0 | 0 | 0 | 0 | 0 | 0 | 0 | 0 | 0 | 0 | 0 | 12 | 1
NO |  | 17 | 2015 | 5 | 34 | 34 |  | Roxboro Plant | Falls | 230 | 230 | C-SP | 0.21 | 0 | 1 | 1590MCMA | 0 | 0 | 0 | 0 | 0 | 0 | 0 | 0 | 0 | 0 | 0 | 0 | 0 | 0 | 0 | 0 | 0 | 0 | 0 | 0 | 0 | 0 | 0 | 12 | 1
NO |  | 17 | 2015 | 5 | 35 | 35 |  | Roxboro Plant | Falls | 230 | 230 | S-H Fr. | 0.17 | 0 | 1 | 1272MCMA | 0 | 0 | 0 | 0 | 0 | 0 | 0 | 0 | 0 | 0 | 0 | 0 | 0 | 0 | 0 | 0 | 0 | 0 | 0 | 0 | 0 | 0 | 0 | 12 | 1
NO |  | 17 | 2015 | 6 | 1 | 1 |  | Roxboro Plant | Falls | 230 | 230 | W-H Fr. | 1.55 | 47.74 | 1 | 1272&1590MCMA | 0 | 0 | 0 | 0 | 0 | 0 | 0 | 0 | 0 | 0 | 0 | 0 | 0 | 0 | 0 | 0 | 0 | 0 | 0 | 0 | 0 | 0 | 0 | 12 | 1
NO |  | 17 | 2015 | 6 | 2 | 2 |  | Roxboro Plant | East Durham (East) (DPC) | 230 | 230 | C-H Fr. | 1.65 | 0 | 1 | 1272MCMA(B) | 0 | 0 | 0 | 0 | 0 | 0 | 0 | 0 | 0 | 0 | 0 | 0 | 0 | 0 | 0 | 0 | 0 | 0 | 0 | 0 | 0 | 0 | 0 | 12 | 1
NO |  | 17 | 2015 | 6 | 3 | 3 |  | Roxboro Plant | East Durham (East) (DPC) | 230 | 230 | W-H Fr. | 31.99 | 0.76 | 1 | 1272MCMA(B) | 0 | 0 | 0 | 0 | 0 | 0 | 0 | 0 | 0 | 0 | 0 | 0 | 0 | 0 | 0 | 0 | 0 | 0 | 0 | 0 | 0 | 0 | 0 | 12 | 1
NO |  | 17 | 2015 | 6 | 4 | 4 |  | Roxboro Plant | East Durham (West) (DPC) | 230 | 230 | C-H Fr. | 1.71 | 0 | 1 | 1272MCMA(B) | 0 | 0 | 0 | 0 | 0 | 0 | 0 | 0 | 0 | 0 | 0 | 0 | 0 | 0 | 0 | 0 | 0 | 0 | 0 | 0 | 0 | 0 | 0 | 12 | 1
NO |  | 17 | 2015 | 6 | 5 | 5 |  | Roxboro Plant | East Durham (West) (DPC) | 230 | 230 | W-H Fr. | 31.98 | 0.77 | 1 | 1272MCMA(B) | 0 | 0 | 0 | 0 | 0 | 0 | 0 | 0 | 0 | 0 | 0 | 0 | 0 | 0 | 0 | 0 | 0 | 0 | 0 | 0 | 0 | 0 | 0 | 12 | 1
NO |  | 17 | 2015 | 6 | 6 | 6 |  | Roxboro Plant | Eno (DPC) B&W | 230 | 230 | DC-T | 33.78 | 0 | 2 | 1272MCMA(B) | 0 | 0 | 0 | 0 | 0 | 0 | 0 | 0 | 0 | 0 | 0 | 0 | 0 | 0 | 0 | 0 | 0 | 0 | 0 | 0 | 0 | 0 | 0 | 12 | 1
NO |  | 17 | 2015 | 6 | 7 | 7 |  | Roxboro Plant | Person (Middle) | 230 | 230 | T | 0.14 | 0 | 1 | 1272MCMA(B) | 0 | 0 | 0 | 0 | 0 | 0 | 0 | 0 | 0 | 0 | 0 | 0 | 0 | 0 | 0 | 0 | 0 | 0 | 0 | 0 | 0 | 0 | 0 | 12 | 1
NO |  | 17 | 2015 | 6 | 8 | 8 |  | Roxboro Plant | Person (Middle) | 230 | 230 | C-H Fr. | 0.1 | 0 | 1 | 1272MCMA(B) | 0 | 0 | 0 | 0 | 0 | 0 | 0 | 0 | 0 | 0 | 0 | 0 | 0 | 0 | 0 | 0 | 0 | 0 | 0 | 0 | 0 | 0 | 0 | 12 | 1
NO |  | 17 | 2015 | 6 | 9 | 9 |  | Roxboro Plant | Person (Middle) | 230 | 230 | S-H Fr. | 1.83 | 0 | 1 | 1590MCMA(B) | 0 | 0 | 0 | 0 | 0 | 0 | 0 | 0 | 0 | 0 | 0 | 0 | 0 | 0 | 0 | 0 | 0 | 0 | 0 | 0 | 0 | 0 | 0 | 12 | 1
NO |  | 17 | 2015 | 6 | 10 | 10 |  | Roxboro Plant | Person (CEFFO) | 230 | 230 | C-SP | 0.21 | 0 | 1 | 1590MCMA(B) | 0 | 0 | 0 | 0 | 0 | 0 | 0 | 0 | 0 | 0 | 0 | 0 | 0 | 0 | 0 | 0 | 0 | 0 | 0 | 0 | 0 | 0 | 0 | 12 | 1
NO |  | 17 | 2015 | 6 | 11 | 11 |  | Roxboro Plant | Person (CEFFO) | 230 | 230 | W-H Fr. | 1.9 | 0.15 | 1 | 1590MCMA(B) | 0 | 0 | 0 | 0 | 0 | 0 | 0 | 0 | 0 | 0 | 0 | 0 | 0 | 0 | 0 | 0 | 0 | 0 | 0 | 0 | 0 | 0 | 0 | 12 | 1
NO |  | 17 | 2015 | 6 | 12 | 12 |  | Roxboro Plant | Person (HYCO) | 230 | 230 | T | 0.08 | 0 | 1 | 2515MCMA | 0 | 0 | 0 | 0 | 0 | 0 | 0 | 0 | 0 | 0 | 0 | 0 | 0 | 0 | 0 | 0 | 0 | 0 | 0 | 0 | 0 | 0 | 0 | 12 | 1
NO |  | 17 | 2015 | 6 | 13 | 13 |  | Roxboro Plant | Person (HYCO) | 230 | 230 | W-H Fr. | 1.18 | 0 | 1 | 1272&2515MCMA(B) | 0 | 0 | 0 | 0 | 0 | 0 | 0 | 0 | 0 | 0 | 0 | 0 | 0 | 0 | 0 | 0 | 0 | 0 | 0 | 0 | 0 | 0 | 0 | 12 | 1
NO |  | 17 | 2015 | 6 | 14 | 14 |  | RTP | Amberly | 230 | 230 | S-SP | 4.11 | 0 | 2 | 2-1590MCMA | 0 | 0 | 0 | 0 | 0 | 0 | 0 | 0 | 0 | 0 | 0 | 0 | 0 | 0 | 0 | 0 | 0 | 0 | 0 | 0 | 0 | 0 | 0 | 12 | 1
NO |  | 17 | 2015 | 6 | 15 | 15 |  | RTP | Green Level | 230 | 230 | S-SP | 6.53 | 0 | 1 | 2-1590MCMA | 0 | 0 | 0 | 0 | 0 | 0 | 0 | 0 | 0 | 0 | 0 | 0 | 0 | 0 | 0 | 0 | 0 | 0 | 0 | 0 | 0 | 0 | 0 | 12 | 1
NO |  | 17 | 2015 | 6 | 16 | 16 |  | Selma | Wake | 230 | 230 | W-H Fr. | 21 | 0 | 1 | 2515&1272MCMA(B) | 0 | 0 | 0 | 0 | 0 | 0 | 0 | 0 | 0 | 0 | 0 | 0 | 0 | 0 | 0 | 0 | 0 | 0 | 0 | 0 | 0 | 0 | 0 | 12 | 1
NO |  | 17 | 2015 | 6 | 17 | 17 |  | Sutton Plant | Castle Hayne | 230 | 230 | W-H Fr. | 13.93 | 0 | 1 | 1272MCMA | 0 | 0 | 0 | 0 | 0 | 0 | 0 | 0 | 0 | 0 | 0 | 0 | 0 | 0 | 0 | 0 | 0 | 0 | 0 | 0 | 0 | 0 | 0 | 12 | 1
NO |  | 17 | 2015 | 6 | 18 | 18 |  | Sutton Plant | Delco | 230 | 230 | W-H Fr. | 14.9 | 0.28 | 1 | 1272MCMA | 0 | 0 | 0 | 0 | 0 | 0 | 0 | 0 | 0 | 0 | 0 | 0 | 0 | 0 | 0 | 0 | 0 | 0 | 0 | 0 | 0 | 0 | 0 | 12 | 1
NO |  | 17 | 2015 | 6 | 19 | 19 |  | Sutton Plant | Delco | 230 | 230 | S-HFR | 0.44 | 0 | 1 | 1272MCMA | 0 | 0 | 0 | 0 | 0 | 0 | 0 | 0 | 0 | 0 | 0 | 0 | 0 | 0 | 0 | 0 | 0 | 0 | 0 | 0 | 0 | 0 | 0 | 12 | 1
NO |  | 17 | 2015 | 6 | 20 | 20 |  | Sutton Plant | Delco | -230 | -230 | (W-HFR) | -0.34 | 0 | 1 | (1272MCMA) | 0 | 0 | 0 | 0 | 0 | 0 | 0 | 0 | 0 | 0 | 0 | 0 | 0 | 0 | 0 | 0 | 0 | 0 | 0 | 0 | 0 | 0 | 0 | 12 | 1
NO |  | 17 | 2015 | 6 | 21 | 21 |  | Sutton Plant | Wallace | 230 | 230 | T | 3.21 | 0 | 1 | 1272MCMA | 0 | 0 | 0 | 0 | 0 | 0 | 0 | 0 | 0 | 0 | 0 | 0 | 0 | 0 | 0 | 0 | 0 | 0 | 0 | 0 | 0 | 0 | 0 | 12 | 1
NO |  | 17 | 2015 | 6 | 22 | 22 |  | Sutton Plant | Wallace | 230 | 230 | W-H Fr. | 29.13 | 0 | 1 | 1272MCMA | 0 | 0 | 0 | 0 | 0 | 0 | 0 | 0 | 0 | 0 | 0 | 0 | 0 | 0 | 0 | 0 | 0 | 0 | 0 | 0 | 0 | 0 | 0 | 12 | 1
NO |  | 17 | 2015 | 6 | 23 | 23 |  | Wake | Zebulon | 230 | 230 | W-H Fr. | 10.74 | 0 | 1 | 1272MCMA(B) | 0 | 0 | 0 | 0 | 0 | 0 | 0 | 0 | 0 | 0 | 0 | 0 | 0 | 0 | 0 | 0 | 0 | 0 | 0 | 0 | 0 | 0 | 0 | 12 | 1
NO |  | 17 | 2015 | 6 | 24 | 24 |  | Wake | Zebulon | 230 | 230 | S-H Fr. | 0.49 | 0 | 1 | 1272MCMA(B) | 0 | 0 | 0 | 0 | 0 | 0 | 0 | 0 | 0 | 0 | 0 | 0 | 0 | 0 | 0 | 0 | 0 | 0 | 0 | 0 | 0 | 0 | 0 | 12 | 1
NO |  | 17 | 2015 | 6 | 25 | 25 |  | Weatherspoon Plant | Fayetteville | 230 | 230 | W-H Fr. | 32.55 | 0.97 | 1 | 1272MCMA | 0 | 0 | 0 | 0 | 0 | 0 | 0 | 0 | 0 | 0 | 0 | 0 | 0 | 0 | 0 | 0 | 0 | 0 | 0 | 0 | 0 | 0 | 0 | 12 | 1
NO |  | 17 | 2015 | 6 | 26 | 26 |  | Weatherspoon Plant | Latta | 230 | 230 | T | 0.37 | 0 | 1 | 1272MCMA | 0 | 0 | 0 | 0 | 0 | 0 | 0 | 0 | 0 | 0 | 0 | 0 | 0 | 0 | 0 | 0 | 0 | 0 | 0 | 0 | 0 | 0 | 0 | 12 | 1
NO |  | 17 | 2015 | 6 | 27 | 27 |  | Weatherspoon Plant | Latta | 230 | 230 | W-H Fr. | 18.29 | 0.28 | 1 | 1272MCMA | 0 | 0 | 0 | 0 | 0 | 0 | 0 | 0 | 0 | 0 | 0 | 0 | 0 | 0 | 0 | 0 | 0 | 0 | 0 | 0 | 0 | 0 | 0 | 12 | 1
NO |  | 17 | 2015 | 6 | 28 | 28 |  | Weatherspoon Plant | Laurinburg | 230 | 230 | W-H Fr. | 31.46 | 0 | 1 | 1272&2515MCMA | 0 | 0 | 0 | 0 | 0 | 0 | 0 | 0 | 0 | 0 | 0 | 0 | 0 | 0 | 0 | 0 | 0 | 0 | 0 | 0 | 0 | 0 | 0 | 12 | 1
NO |  | 17 | 2015 | 6 | 29 | 29 |  | Weatherspoon Plant | Laurinburg | 230 | 230 | S-H Fr. | 0.99 | 0 | 1 | 1272MCMA | 0 | 0 | 0 | 0 | 0 | 0 | 0 | 0 | 0 | 0 | 0 | 0 | 0 | 0 | 0 | 0 | 0 | 0 | 0 | 0 | 0 | 0 | 0 | 12 | 1
NO |  | 17 | 2015 | 6 | 30 | 30 |  | Wayne County Plant | Lee Substation | 230 | 230 | S-HFR | 0.31 | 0 | 1 | 1590MCMA(B) | 0 | 0 | 0 | 0 | 0 | 0 | 0 | 0 | 0 | 0 | 0 | 0 | 0 | 0 | 0 | 0 | 0 | 0 | 0 | 0 | 0 | 0 | 0 | 12 | 1
NO |  | 17 | 2015 | 6 | 31 | 31 |  | Wilmington Corning SW Sta. | Wilmington Corning Sub. (N) | 230 | 230 | S-SP | 0.48 | 0 | 1 | 795MCMA | 0 | 0 | 0 | 0 | 0 | 0 | 0 | 0 | 0 | 0 | 0 | 0 | 0 | 0 | 0 | 0 | 0 | 0 | 0 | 0 | 0 | 0 | 0 | 12 | 1
NO |  | 17 | 2015 | 6 | 32 | 32 |  | Wilmington Corning SW Sta. | Wilmington Corning Sub (S) | 230 | 230 | S-SP | 0.43 | 0 | 1 | 795MCMA | 0 | 0 | 0 | 0 | 0 | 0 | 0 | 0 | 0 | 0 | 0 | 0 | 0 | 0 | 0 | 0 | 0 | 0 | 0 | 0 | 0 | 0 | 0 | 12 | 1
NO |  | 17 | 2015 | 6 | 33 | 33 |  | Wilson | Zebulon | 230 | 230 | W-H Fr. | 25.92 | 0 | 1 | 1272MCMA(B)&2515 | 0 | 0 | 0 | 0 | 0 | 0 | 0 | 0 | 0 | 0 | 0 | 0 | 0 | 0 | 0 | 0 | 0 | 0 | 0 | 0 | 0 | 0 | 0 | 12 | 1
NO |  | 17 | 2015 | 6 | 34 | 34 |  | Wilson | Zebulon | 230 | 230 | S-H Fr. | 0.46 | 0 | 1 | 1272MCMA(B) | 0 | 0 | 0 | 0 | 0 | 0 | 0 | 0 | 0 | 0 | 0 | 0 | 0 | 0 | 0 | 0 | 0 | 0 | 0 | 0 | 0 | 0 | 0 | 12 | 1
NO |  | 17 | 2015 | 6 | 35 | 35 |  | Tap Point | Angier | 230 | 230 | W-H Fr. | 0.11 | 0 | 1 | 795MCMA | 0 | 0 | 0 | 0 | 0 | 0 | 0 | 0 | 0 | 0 | 0 | 0 | 0 | 0 | 0 | 0 | 0 | 0 | 0 | 0 | 0 | 0 | 0 | 12 | 1
NO |  | 17 | 2015 | 7 | 1 | 1 |  | Tap Point | Ansonville | 230 | 230 | S-SP | 0.03 | 0 | 1 | 795MCMA | 0 | 0 | 0 | 0 | 0 | 0 | 0 | 0 | 0 | 0 | 0 | 0 | 0 | 0 | 0 | 0 | 0 | 0 | 0 | 0 | 0 | 0 | 0 | 12 | 1
NO |  | 17 | 2015 | 7 | 2 | 2 |  | Tap Point | Apex (Bank #1) | 230 | 230 | W-H Fr. | 0.01 | 0 | 1 | 795MCMA | 0 | 0 | 0 | 0 | 0 | 0 | 0 | 0 | 0 | 0 | 0 | 0 | 0 | 0 | 0 | 0 | 0 | 0 | 0 | 0 | 0 | 0 | 0 | 12 | 1
NO |  | 17 | 2015 | 7 | 3 | 3 |  | Tap Point | Apex (Bank #2) | 230 | 230 | S-HFR | 0.01 | 0 | 1 | 795MCMA | 0 | 0 | 0 | 0 | 0 | 0 | 0 | 0 | 0 | 0 | 0 | 0 | 0 | 0 | 0 | 0 | 0 | 0 | 0 | 0 | 0 | 0 | 0 | 12 | 1
NO |  | 17 | 2015 | 7 | 4 | 4 |  | Tap Point | Apex (Bank #3) | 230 | 230 | S-HFR | 0.03 | 0 | 1 | 795MCMA | 0 | 0 | 0 | 0 | 0 | 0 | 0 | 0 | 0 | 0 | 0 | 0 | 0 | 0 | 0 | 0 | 0 | 0 | 0 | 0 | 0 | 0 | 0 | 12 | 1
NO |  | 17 | 2015 | 7 | 5 | 5 |  | Tap Point | Auburn | 230 | 230 | W-H Fr. | 0.1 | 0 | 1 | 1272MCMA | 0 | 0 | 0 | 0 | 0 | 0 | 0 | 0 | 0 | 0 | 0 | 0 | 0 | 0 | 0 | 0 | 0 | 0 | 0 | 0 | 0 | 0 | 0 | 12 | 1
NO |  | 17 | 2015 | 7 | 6 | 6 |  | Tap Point | Bahama | 230 | 230 | W-H Fr. | 0.06 | 0 | 1 | 795MCMA | 0 | 0 | 0 | 0 | 0 | 0 | 0 | 0 | 0 | 0 | 0 | 0 | 0 | 0 | 0 | 0 | 0 | 0 | 0 | 0 | 0 | 0 | 0 | 12 | 1
NO |  | 17 | 2015 | 7 | 7 | 7 |  | Tap Point | Bailey | 230 | 230 | W-H Fr. | 1.38 | 0 | 1 | 795MCMA | 0 | 0 | 0 | 0 | 0 | 0 | 0 | 0 | 0 | 0 | 0 | 0 | 0 | 0 | 0 | 0 | 0 | 0 | 0 | 0 | 0 | 0 | 0 | 12 | 1
NO |  | 17 | 2015 | 7 | 8 | 8 |  | Tap Point | Bayboro | 230 | 230 | W-H Fr. | 2.13 | 0 | 1 | 1272MCMA | 0 | 0 | 0 | 0 | 0 | 0 | 0 | 0 | 0 | 0 | 0 | 0 | 0 | 0 | 0 | 0 | 0 | 0 | 0 | 0 | 0 | 0 | 0 | 12 | 1
NO |  | 17 | 2015 | 7 | 9 | 9 |  | Tap Point | Benson | 230 | 230 | W-H Fr. | 0.01 | 0 | 1 | 795MCMA | 0 | 0 | 0 | 0 | 0 | 0 | 0 | 0 | 0 | 0 | 0 | 0 | 0 | 0 | 0 | 0 | 0 | 0 | 0 | 0 | 0 | 0 | 0 | 12 | 1
NO |  | 17 | 2015 | 7 | 10 | 10 |  | Tap Point | Benson PGI | 230 | 230 | W-H Fr. | 1.98 | 0 | 1 | 795MCMA | 0 | 0 | 0 | 0 | 0 | 0 | 0 | 0 | 0 | 0 | 0 | 0 | 0 | 0 | 0 | 0 | 0 | 0 | 0 | 0 | 0 | 0 | 0 | 12 | 1
NO |  | 17 | 2015 | 7 | 11 | 11 |  | Tap Point | Buies Creek | 230 | 230 | W-H Fr. | 0.06 | 0 | 1 | 795MCMA | 0 | 0 | 0 | 0 | 0 | 0 | 0 | 0 | 0 | 0 | 0 | 0 | 0 | 0 | 0 | 0 | 0 | 0 | 0 | 0 | 0 | 0 | 0 | 12 | 1
NO |  | 17 | 2015 | 7 | 12 | 12 |  | Tap Point | Bynum | 230 | 230 | S-HFR | 0.06 | 0 | 1 | 795MCMA | 0 | 0 | 0 | 0 | 0 | 0 | 0 | 0 | 0 | 0 | 0 | 0 | 0 | 0 | 0 | 0 | 0 | 0 | 0 | 0 | 0 | 0 | 0 | 12 | 1
NO |  | 17 | 2015 | 7 | 13 | 13 |  | Tap Point | Bynum | 230 | 230 | W-H Fr. | 9.26 | 0 | 1 | 795MCMA | 0 | 0 | 0 | 0 | 0 | 0 | 0 | 0 | 0 | 0 | 0 | 0 | 0 | 0 | 0 | 0 | 0 | 0 | 0 | 0 | 0 | 0 | 0 | 12 | 1
NO |  | 17 | 2015 | 7 | 14 | 14 |  | Tap Point | Camden 230/23kV Yard | 230 | 230 | W-HFR | 0.18 | 0 | 1 | 1272MCMA | 0 | 0 | 0 | 0 | 0 | 0 | 0 | 0 | 0 | 0 | 0 | 0 | 0 | 0 | 0 | 0 | 0 | 0 | 0 | 0 | 0 | 0 | 0 | 12 | 1
NO |  | 17 | 2015 | 7 | 15 | 15 |  | Tap Point | Camp LeJeune #1 | 230 | 230 | W-H Fr. | 4.65 | 0 | 1 | 795MCMA | 0 | 0 | 0 | 0 | 0 | 0 | 0 | 0 | 0 | 0 | 0 | 0 | 0 | 0 | 0 | 0 | 0 | 0 | 0 | 0 | 0 | 0 | 0 | 12 | 1
NO |  | 17 | 2015 | 7 | 16 | 16 |  | Tap Point | Camp LeJeune #2 | 230 | 230 | W-H Fr. | 0.04 | 0 | 1 | 795MCMA | 0 | 0 | 0 | 0 | 0 | 0 | 0 | 0 | 0 | 0 | 0 | 0 | 0 | 0 | 0 | 0 | 0 | 0 | 0 | 0 | 0 | 0 | 0 | 12 | 1
NO |  | 17 | 2015 | 7 | 17 | 17 |  | Tap Point | Camp LeJeune French Creek | 230 | 230 | S-SP/S-HFR | 2.92 | 0 | 1 | 795MCMA | 0 | 0 | 0 | 0 | 0 | 0 | 0 | 0 | 0 | 0 | 0 | 0 | 0 | 0 | 0 | 0 | 0 | 0 | 0 | 0 | 0 | 0 | 0 | 12 | 1
NO |  | 17 | 2015 | 7 | 18 | 18 |  | Tap Point | Cary | 230 | 230 | W-H Fr. | 0.93 | 0 | 1 | 795MCMA | 0 | 0 | 0 | 0 | 0 | 0 | 0 | 0 | 0 | 0 | 0 | 0 | 0 | 0 | 0 | 0 | 0 | 0 | 0 | 0 | 0 | 0 | 0 | 12 | 1
NO |  | 17 | 2015 | 7 | 19 | 19 |  | Tap Point | Cary Evans Road (East) | 230 | 230 | W-H Fr. | 0.04 | 0 | 1 | 795MCMA | 0 | 0 | 0 | 0 | 0 | 0 | 0 | 0 | 0 | 0 | 0 | 0 | 0 | 0 | 0 | 0 | 0 | 0 | 0 | 0 | 0 | 0 | 0 | 12 | 1
NO |  | 17 | 2015 | 7 | 20 | 20 |  | Tap Point | Cary Evans Road (West) | 230 | 230 | S-HFR | 0.04 | 0 | 1 | 795MCMA | 0 | 0 | 0 | 0 | 0 | 0 | 0 | 0 | 0 | 0 | 0 | 0 | 0 | 0 | 0 | 0 | 0 | 0 | 0 | 0 | 0 | 0 | 0 | 12 | 1
NO |  | 17 | 2015 | 7 | 21 | 21 |  | Tap Point | Cary Trenton Road | 230 | 230 | S-SP-11 | 4.34 | 0 | 1 | 795MCMA | 0 | 0 | 0 | 0 | 0 | 0 | 0 | 0 | 0 | 0 | 0 | 0 | 0 | 0 | 0 | 0 | 0 | 0 | 0 | 0 | 0 | 0 | 0 | 12 | 1
NO |  | 17 | 2015 | 7 | 22 | 22 |  | Tap Point | Cary Triangle Forest | 230 | 230 | W-H Fr. | 0.04 | 0 | 1 | 795MCMA | 0 | 0 | 0 | 0 | 0 | 0 | 0 | 0 | 0 | 0 | 0 | 0 | 0 | 0 | 0 | 0 | 0 | 0 | 0 | 0 | 0 | 0 | 0 | 12 | 1
NO |  | 17 | 2015 | 7 | 23 | 23 |  | Tap Point | Catherine Lake | 230 | 230 | W-H Fr. | 0.08 | 0 | 1 | 795MCMA | 0 | 0 | 0 | 0 | 0 | 0 | 0 | 0 | 0 | 0 | 0 | 0 | 0 | 0 | 0 | 0 | 0 | 0 | 0 | 0 | 0 | 0 | 0 | 12 | 1
NO |  | 17 | 2015 | 7 | 24 | 24 |  | Tap Point | Chocowinity | 230 | 230 | W-H Fr. | 0.05 | 0 | 1 | 1272MCMA | 0 | 0 | 0 | 0 | 0 | 0 | 0 | 0 | 0 | 0 | 0 | 0 | 0 | 0 | 0 | 0 | 0 | 0 | 0 | 0 | 0 | 0 | 0 | 12 | 1
NO |  | 17 | 2015 | 7 | 25 | 25 |  | Tap Point | Clifdale | 230 | 230 | W-H Fr. | 0.54 | 0 | 1 | 795MCMA | 0 | 0 | 0 | 0 | 0 | 0 | 0 | 0 | 0 | 0 | 0 | 0 | 0 | 0 | 0 | 0 | 0 | 0 | 0 | 0 | 0 | 0 | 0 | 12 | 1
NO |  | 17 | 2015 | 7 | 26 | 26 |  | Tap Point | Concord | 230 | 230 | S-HFR | 0.13 | 0 | 1 | 795MCMA | 0 | 0 | 0 | 0 | 0 | 0 | 0 | 0 | 0 | 0 | 0 | 0 | 0 | 0 | 0 | 0 | 0 | 0 | 0 | 0 | 0 | 0 | 0 | 12 | 1
NO |  | 17 | 2015 | 7 | 27 | 27 |  | Tap Point | Craven County Wood Energy | 230 | 230 | W-H Fr. | 1.87 | 0 | 1 | 795MCMA | 0 | 0 | 0 | 0 | 0 | 0 | 0 | 0 | 0 | 0 | 0 | 0 | 0 | 0 | 0 | 0 | 0 | 0 | 0 | 0 | 0 | 0 | 0 | 12 | 1
NO |  | 17 | 2015 | 7 | 28 | 28 |  | Tap Point | Dover | 230 | 230 | S-HFR | 0.04 | 0 | 1 | 795MCMA | 0 | 0 | 0 | 0 | 0 | 0 | 0 | 0 | 0 | 0 | 0 | 0 | 0 | 0 | 0 | 0 | 0 | 0 | 0 | 0 | 0 | 0 | 0 | 12 | 1
NO |  | 17 | 2015 | 7 | 29 | 29 |  | Tap Point | Dudley Georgia Pacific | 230 | 230 | W-H Fr. | 2.64 | 0 | 1 | 795MCMA | 0 | 0 | 0 | 0 | 0 | 0 | 0 | 0 | 0 | 0 | 0 | 0 | 0 | 0 | 0 | 0 | 0 | 0 | 0 | 0 | 0 | 0 | 0 | 12 | 1
NO |  | 17 | 2015 | 7 | 30 | 30 |  | Tap Point | Ellerbe | 230 | 230 | W-H Fr. | 0.04 | 0 | 1 | 795MCMA | 0 | 0 | 0 | 0 | 0 | 0 | 0 | 0 | 0 | 0 | 0 | 0 | 0 | 0 | 0 | 0 | 0 | 0 | 0 | 0 | 0 | 0 | 0 | 12 | 1
NO |  | 17 | 2015 | 7 | 31 | 31 |  | Tap Point | Fort Bragg Knox St. | 230 | 230 | W-H Fr. | 0.08 | 0 | 1 | 795MCMA | 0 | 0 | 0 | 0 | 0 | 0 | 0 | 0 | 0 | 0 | 0 | 0 | 0 | 0 | 0 | 0 | 0 | 0 | 0 | 0 | 0 | 0 | 0 | 12 | 1
NO |  | 17 | 2015 | 7 | 32 | 32 |  | Tap Point | Fort Bragg Longstreet Road | 230 | 230 | S-SP | 0.47 | 0 | 1 | 795MCMA | 0 | 0 | 0 | 0 | 0 | 0 | 0 | 0 | 0 | 0 | 0 | 0 | 0 | 0 | 0 | 0 | 0 | 0 | 0 | 0 | 0 | 0 | 0 | 12 | 1
NO |  | 17 | 2015 | 7 | 33 | 33 |  | Tap Point | Fort Bragg Longstreet Road | 230 | 230 | DC S-HFR | 2.75 | 0 | 2 | 795MCMA | 0 | 0 | 0 | 0 | 0 | 0 | 0 | 0 | 0 | 0 | 0 | 0 | 0 | 0 | 0 | 0 | 0 | 0 | 0 | 0 | 0 | 0 | 0 | 12 | 1
NO |  | 17 | 2015 | 7 | 34 | 34 |  | Tap Point | Fort Bragg Main | 230 | 230 | S-SP | 0.04 | 0 | 1 | 795MCMA | 0 | 0 | 0 | 0 | 0 | 0 | 0 | 0 | 0 | 0 | 0 | 0 | 0 | 0 | 0 | 0 | 0 | 0 | 0 | 0 | 0 | 0 | 0 | 12 | 1
NO |  | 17 | 2015 | 7 | 35 | 35 |  | Tap Point | Fort Bragg Woodruff St. | 230 | 230 | S-HFR | 0.07 | 0 | 1 | 795MCMA | 0 | 0 | 0 | 0 | 0 | 0 | 0 | 0 | 0 | 0 | 0 | 0 | 0 | 0 | 0 | 0 | 0 | 0 | 0 | 0 | 0 | 0 | 0 | 12 | 1
NO |  | 17 | 2015 | 8 | 1 | 1 |  | Tap Point | Four Oaks | 230 | 230 | W-H Fr. | 0.07 | 0 | 1 | 795MCMA | 0 | 0 | 0 | 0 | 0 | 0 | 0 | 0 | 0 | 0 | 0 | 0 | 0 | 0 | 0 | 0 | 0 | 0 | 0 | 0 | 0 | 0 | 0 | 12 | 1
NO |  | 17 | 2015 | 8 | 2 | 2 |  | Tap Point | Fuquay | 230 | 230 | W-H Fr. | 0.48 | 0 | 1 | 795MCMA | 0 | 0 | 0 | 0 | 0 | 0 | 0 | 0 | 0 | 0 | 0 | 0 | 0 | 0 | 0 | 0 | 0 | 0 | 0 | 0 | 0 | 0 | 0 | 12 | 1
NO |  | 17 | 2015 | 8 | 3 | 3 |  | Tap Point | Fuquay Bells Lake | 230 | 230 | W-H Fr. | 0.15 | 0 | 1 | 795MCMA | 0 | 0 | 0 | 0 | 0 | 0 | 0 | 0 | 0 | 0 | 0 | 0 | 0 | 0 | 0 | 0 | 0 | 0 | 0 | 0 | 0 | 0 | 0 | 12 | 1
NO |  | 17 | 2015 | 8 | 4 | 4 |  | Tap Point | Garland | 230 | 230 | W-H Fr. | 0.06 | 0 | 1 | 795MCMA | 0 | 0 | 0 | 0 | 0 | 0 | 0 | 0 | 0 | 0 | 0 | 0 | 0 | 0 | 0 | 0 | 0 | 0 | 0 | 0 | 0 | 0 | 0 | 12 | 1
NO |  | 17 | 2015 | 8 | 5 | 5 |  | Tap Point | Garner Panther Branch | 230 | 230 | W-H Fr. | 0.15 | 0 | 1 | 795MCMA | 0 | 0 | 0 | 0 | 0 | 0 | 0 | 0 | 0 | 0 | 0 | 0 | 0 | 0 | 0 | 0 | 0 | 0 | 0 | 0 | 0 | 0 | 0 | 12 | 1
NO |  | 17 | 2015 | 8 | 6 | 6 |  | Tap Point | Camp Geiger | 230 | 230 | S-SP | 1.94 | 0 | 1 | 1272MCMA | 0 | 0 | 0 | 0 | 0 | 0 | 0 | 0 | 0 | 0 | 0 | 0 | 0 | 0 | 0 | 0 | 0 | 0 | 0 | 0 | 0 | 0 | 0 | 12 | 1
NO |  | 17 | 2015 | 8 | 7 | 7 |  | Tap Point | Grantham | 230 | 230 | W-H Fr. | 0.1 | 0 | 1 | 795MCMA | 0 | 0 | 0 | 0 | 0 | 0 | 0 | 0 | 0 | 0 | 0 | 0 | 0 | 0 | 0 | 0 | 0 | 0 | 0 | 0 | 0 | 0 | 0 | 12 | 1
NO |  | 17 | 2015 | 8 | 8 | 8 |  | Tap Point | Hamlet | 230 | 230 | W-H Fr. | 0.02 | 0 | 1 | 1272MCMA | 0 | 0 | 0 | 0 | 0 | 0 | 0 | 0 | 0 | 0 | 0 | 0 | 0 | 0 | 0 | 0 | 0 | 0 | 0 | 0 | 0 | 0 | 0 | 12 | 1
NO |  | 17 | 2015 | 8 | 9 | 9 |  | Tap Point | Hamlet | 230 | 230 | S-HFR | 0.02 | 0 | 1 | 1272MCMA | 0 | 0 | 0 | 0 | 0 | 0 | 0 | 0 | 0 | 0 | 0 | 0 | 0 | 0 | 0 | 0 | 0 | 0 | 0 | 0 | 0 | 0 | 0 | 12 | 1
NO |  | 17 | 2015 | 8 | 10 | 10 |  | Tap Point | Henderson East | 230 | 230 | W-H Fr. | 0.06 | 0 | 1 | 1272MCMA | 0 | 0 | 0 | 0 | 0 | 0 | 0 | 0 | 0 | 0 | 0 | 0 | 0 | 0 | 0 | 0 | 0 | 0 | 0 | 0 | 0 | 0 | 0 | 12 | 1
NO |  | 17 | 2015 | 8 | 11 | 11 |  | Tap Point | Holly Springs (East) | 230 | 230 | S-HFR | 0.11 | 0 | 1 | 795MCMA | 0 | 0 | 0 | 0 | 0 | 0 | 0 | 0 | 0 | 0 | 0 | 0 | 0 | 0 | 0 | 0 | 0 | 0 | 0 | 0 | 0 | 0 | 0 | 12 | 1
NO |  | 17 | 2015 | 8 | 12 | 12 |  | Tap Point | Holly Springs (West) | 230 | 230 | S-HFR | 0.11 | 0 | 1 | 795MCMA | 0 | 0 | 0 | 0 | 0 | 0 | 0 | 0 | 0 | 0 | 0 | 0 | 0 | 0 | 0 | 0 | 0 | 0 | 0 | 0 | 0 | 0 | 0 | 12 | 1
NO |  | 17 | 2015 | 8 | 13 | 13 |  | Tap Point | Holly Springs Industrial | 230 | 230 | S-HFR | 0.83 | 0 | 1 | 795MCMA | 0 | 0 | 0 | 0 | 0 | 0 | 0 | 0 | 0 | 0 | 0 | 0 | 0 | 0 | 0 | 0 | 0 | 0 | 0 | 0 | 0 | 0 | 0 | 12 | 1
NO |  | 17 | 2015 | 8 | 14 | 14 |  | Tap Point | Hope Mills Rockfish Road | 230 | 230 | W-H Fr. | 0.07 | 0 | 1 | 795MCMA | 0 | 0 | 0 | 0 | 0 | 0 | 0 | 0 | 0 | 0 | 0 | 0 | 0 | 0 | 0 | 0 | 0 | 0 | 0 | 0 | 0 | 0 | 0 | 12 | 1
NO |  | 17 | 2015 | 8 | 15 | 15 |  | Tap Point | Jacksonville Tarawa | 230 | 230 | W-H Fr. | 0.04 | 0 | 1 | 795MCMA | 0 | 0 | 0 | 0 | 0 | 0 | 0 | 0 | 0 | 0 | 0 | 0 | 0 | 0 | 0 | 0 | 0 | 0 | 0 | 0 | 0 | 0 | 0 | 12 | 1
NO |  | 17 | 2015 | 8 | 16 | 16 |  | Tap Point | Knightdale Square D | 230 | 230 | W-H Fr. | 0.95 | 0 | 1 | 795MCMA | 0 | 0 | 0 | 0 | 0 | 0 | 0 | 0 | 0 | 0 | 0 | 0 | 0 | 0 | 0 | 0 | 0 | 0 | 0 | 0 | 0 | 0 | 0 | 12 | 1
NO |  | 17 | 2015 | 8 | 17 | 17 |  | Tap Point | Laurel Hills | 230 | 230 | W-H Fr. | 0.03 | 0 | 1 | 795MCMA | 0 | 0 | 0 | 0 | 0 | 0 | 0 | 0 | 0 | 0 | 0 | 0 | 0 | 0 | 0 | 0 | 0 | 0 | 0 | 0 | 0 | 0 | 0 | 12 | 1
NO |  | 17 | 2015 | 8 | 18 | 18 |  | Tap Point | Laurinburg City | 230 | 230 | W-H Fr. | 0.03 | 0 | 1 | 795MCMA | 0 | 0 | 0 | 0 | 0 | 0 | 0 | 0 | 0 | 0 | 0 | 0 | 0 | 0 | 0 | 0 | 0 | 0 | 0 | 0 | 0 | 0 | 0 | 12 | 1
NO |  | 17 | 2015 | 8 | 19 | 19 |  | Tap Point | Leesville Wood Valley | 230 | 230 | W-H Fr. | 0.15 | 0 | 1 | 795MCMA | 0 | 0 | 0 | 0 | 0 | 0 | 0 | 0 | 0 | 0 | 0 | 0 | 0 | 0 | 0 | 0 | 0 | 0 | 0 | 0 | 0 | 0 | 0 | 12 | 1
NO |  | 17 | 2015 | 8 | 20 | 20 |  | Tap Point | Lumberton POD#3 | 230 | 230 | S-SP | 0.7 | 0 | 1 | 795MCMA | 0 | 0 | 0 | 0 | 0 | 0 | 0 | 0 | 0 | 0 | 0 | 0 | 0 | 0 | 0 | 0 | 0 | 0 | 0 | 0 | 0 | 0 | 0 | 12 | 1
NO |  | 17 | 2015 | 8 | 21 | 21 |  | Tap Point | Masonboro | 230 | 230 | S-SP | 0.03 | 0 | 1 | 795MCMA | 0 | 0 | 0 | 0 | 0 | 0 | 0 | 0 | 0 | 0 | 0 | 0 | 0 | 0 | 0 | 0 | 0 | 0 | 0 | 0 | 0 | 0 | 0 | 12 | 1
NO |  | 17 | 2015 | 8 | 22 | 22 |  | Tap Point | Mayo Plant | 230 | 230 | W-H Fr. | 3.06 | 0 | 1 | 795MCMA | 0 | 0 | 0 | 0 | 0 | 0 | 0 | 0 | 0 | 0 | 0 | 0 | 0 | 0 | 0 | 0 | 0 | 0 | 0 | 0 | 0 | 0 | 0 | 12 | 1
NO |  | 17 | 2015 | 8 | 23 | 23 |  | Tap Point | Morrisville | 230 | 230 | W-H Fr. | 0.11 | 0 | 1 | 795MCMA | 0 | 0 | 0 | 0 | 0 | 0 | 0 | 0 | 0 | 0 | 0 | 0 | 0 | 0 | 0 | 0 | 0 | 0 | 0 | 0 | 0 | 0 | 0 | 12 | 1
NO |  | 17 | 2015 | 8 | 24 | 24 |  | Tap Point | NCSU CBC | 230 | 230 | S-HFR | 0.2 | 0 | 1 | 795MCMA | 0 | 0 | 0 | 0 | 0 | 0 | 0 | 0 | 0 | 0 | 0 | 0 | 0 | 0 | 0 | 0 | 0 | 0 | 0 | 0 | 0 | 0 | 0 | 12 | 1
NO |  | 17 | 2015 | 8 | 25 | 25 |  | Tap Point | New Bern West | 230 | 230 | W-H Fr. | 0.04 | 0 | 1 | 795MCMA | 0 | 0 | 0 | 0 | 0 | 0 | 0 | 0 | 0 | 0 | 0 | 0 | 0 | 0 | 0 | 0 | 0 | 0 | 0 | 0 | 0 | 0 | 0 | 12 | 1
NO |  | 17 | 2015 | 8 | 26 | 26 |  | Tap Point | New Hill | 230 | 230 | W-H Fr. | 0.2 | 0 | 1 | 795MCMA | 0 | 0 | 0 | 0 | 0 | 0 | 0 | 0 | 0 | 0 | 0 | 0 | 0 | 0 | 0 | 0 | 0 | 0 | 0 | 0 | 0 | 0 | 0 | 12 | 1
NO |  | 17 | 2015 | 8 | 27 | 27 |  | Tap Point | Newton Grove | 230 | 230 | W-H Fr. | 2.13 | 0 | 1 | 795MCMA | 0 | 0 | 0 | 0 | 0 | 0 | 0 | 0 | 0 | 0 | 0 | 0 | 0 | 0 | 0 | 0 | 0 | 0 | 0 | 0 | 0 | 0 | 0 | 12 | 1
NO |  | 17 | 2015 | 8 | 28 | 28 |  | Tap Point | Oxford North | 230 | 230 | W-H Fr. | 0.92 | 0 | 1 | 1272MCMA | 0 | 0 | 0 | 0 | 0 | 0 | 0 | 0 | 0 | 0 | 0 | 0 | 0 | 0 | 0 | 0 | 0 | 0 | 0 | 0 | 0 | 0 | 0 | 12 | 1
NO |  | 17 | 2015 | 8 | 29 | 29 |  | Tap Point | Oxford South | 230 | 230 | W-H Fr. | 6.3 | 0 | 1 | 795MCMA | 0 | 0 | 0 | 0 | 0 | 0 | 0 | 0 | 0 | 0 | 0 | 0 | 0 | 0 | 0 | 0 | 0 | 0 | 0 | 0 | 0 | 0 | 0 | 12 | 1
NO |  | 17 | 2015 | 8 | 30 | 30 |  | Tap Point | Person Sub 230/24kV Bank | 230 | 230 | S-HFR | 0.11 | 0 | 1 | 795MCMA | 0 | 0 | 0 | 0 | 0 | 0 | 0 | 0 | 0 | 0 | 0 | 0 | 0 | 0 | 0 | 0 | 0 | 0 | 0 | 0 | 0 | 0 | 0 | 12 | 1
NO |  | 17 | 2015 | 8 | 31 | 31 |  | Tap Point | Pitt Greene EMC | 230 | 230 | S-HFR | 0.04 | 0 | 1 | 795MCMA | 0 | 0 | 0 | 0 | 0 | 0 | 0 | 0 | 0 | 0 | 0 | 0 | 0 | 0 | 0 | 0 | 0 | 0 | 0 | 0 | 0 | 0 | 0 | 12 | 1
NO |  | 17 | 2015 | 8 | 32 | 32 |  | Tap Point | Pittsboro | 230 | 230 | W-H Fr. | 0.03 | 0 | 1 | 795MCMA | 0 | 0 | 0 | 0 | 0 | 0 | 0 | 0 | 0 | 0 | 0 | 0 | 0 | 0 | 0 | 0 | 0 | 0 | 0 | 0 | 0 | 0 | 0 | 12 | 1
NO |  | 17 | 2015 | 8 | 33 | 33 |  | Tap Point | Prospect | 230 | 230 | W-H Fr. | 0.03 | 0 | 1 | 795MCMA | 0 | 0 | 0 | 0 | 0 | 0 | 0 | 0 | 0 | 0 | 0 | 0 | 0 | 0 | 0 | 0 | 0 | 0 | 0 | 0 | 0 | 0 | 0 | 12 | 1
NO |  | 17 | 2015 | 8 | 34 | 34 |  | Tap Point | Raleigh Blue Ridge Road | 230 | 230 | S-SP | 0.03 | 0 | 1 | 795MCMA | 0 | 0 | 0 | 0 | 0 | 0 | 0 | 0 | 0 | 0 | 0 | 0 | 0 | 0 | 0 | 0 | 0 | 0 | 0 | 0 | 0 | 0 | 0 | 12 | 1
NO |  | 17 | 2015 | 8 | 35 | 35 |  | Tap Point | Raleigh Durham Airport | 230 | 230 | W-H Fr. | 0.09 | 0 | 1 | 795MCMA | 0 | 0 | 0 | 0 | 0 | 0 | 0 | 0 | 0 | 0 | 0 | 0 | 0 | 0 | 0 | 0 | 0 | 0 | 0 | 0 | 0 | 0 | 0 | 12 | 1
NO |  | 17 | 2015 | 9 | 1 | 1 |  | Tap Point | Raleigh Foxcroft | 230 | 230 | W-H Fr. | 0.03 | 0 | 1 | 795MCMA | 0 | 0 | 0 | 0 | 0 | 0 | 0 | 0 | 0 | 0 | 0 | 0 | 0 | 0 | 0 | 0 | 0 | 0 | 0 | 0 | 0 | 0 | 0 | 12 | 1
NO |  | 17 | 2015 | 9 | 2 | 2 |  | Tap Point | Raleigh Homestead (North) | 230 | 230 | S-HFR | 0.07 | 0 | 1 | 1272MCMA | 0 | 0 | 0 | 0 | 0 | 0 | 0 | 0 | 0 | 0 | 0 | 0 | 0 | 0 | 0 | 0 | 0 | 0 | 0 | 0 | 0 | 0 | 0 | 12 | 1
NO |  | 17 | 2015 | 9 | 3 | 3 |  | Tap Point | Raleigh Homestead (South) | 230 | 230 | S-HFR | 0.07 | 0 | 1 | 1272MCMA | 0 | 0 | 0 | 0 | 0 | 0 | 0 | 0 | 0 | 0 | 0 | 0 | 0 | 0 | 0 | 0 | 0 | 0 | 0 | 0 | 0 | 0 | 0 | 12 | 1
NO |  | 17 | 2015 | 9 | 4 | 4 |  | Tap Point | Raleigh Honeycutt | 230 | 230 | S-SP | 2.08 | 0 | 1 | 1590MCMA(B) | 0 | 0 | 0 | 0 | 0 | 0 | 0 | 0 | 0 | 0 | 0 | 0 | 0 | 0 | 0 | 0 | 0 | 0 | 0 | 0 | 0 | 0 | 0 | 12 | 1
NO |  | 17 | 2015 | 9 | 5 | 5 |  | Tap Point | Raleigh Leesville Road | 230 | 230 | W-H Fr. | 0.04 | 0 | 1 | 795MCMA | 0 | 0 | 0 | 0 | 0 | 0 | 0 | 0 | 0 | 0 | 0 | 0 | 0 | 0 | 0 | 0 | 0 | 0 | 0 | 0 | 0 | 0 | 0 | 12 | 1
NO |  | 17 | 2015 | 9 | 6 | 6 |  | Tap Point | Raleigh NCSU Centennial | 230 | 230 | S-SP | 0.05 | 0 | 1 | 1272MCMA | 0 | 0 | 0 | 0 | 0 | 0 | 0 | 0 | 0 | 0 | 0 | 0 | 0 | 0 | 0 | 0 | 0 | 0 | 0 | 0 | 0 | 0 | 0 | 12 | 1
NO |  | 17 | 2015 | 9 | 7 | 7 |  | Tap Point | Raleigh Oakdale | 230 | 230 | S-SP | 1.26 | 0 | 1 | 795MCMA | 0 | 0 | 0 | 0 | 0 | 0 | 0 | 0 | 0 | 0 | 0 | 0 | 0 | 0 | 0 | 0 | 0 | 0 | 0 | 0 | 0 | 0 | 0 | 12 | 1
NO |  | 17 | 2015 | 9 | 8 | 8 |  | Tap Point | Raleigh Six Forks | 230 | 230 | S-H Fr. | 0.07 | 0 | 1 | 1272MCMA | 0 | 0 | 0 | 0 | 0 | 0 | 0 | 0 | 0 | 0 | 0 | 0 | 0 | 0 | 0 | 0 | 0 | 0 | 0 | 0 | 0 | 0 | 0 | 12 | 1
NO |  | 17 | 2015 | 9 | 9 | 9 |  | Tap Point | Rockingham Aberdeen Road | 230 | 230 | W-H Fr. | 0.6 | 0 | 1 | 795MCMA | 0 | 0 | 0 | 0 | 0 | 0 | 0 | 0 | 0 | 0 | 0 | 0 | 0 | 0 | 0 | 0 | 0 | 0 | 0 | 0 | 0 | 0 | 0 | 12 | 1
NO |  | 17 | 2015 | 9 | 10 | 10 |  | Tap Point | Rolesville | 230 | 230 | W-H Fr. | 5.67 | 0 | 1 | 1590MCMA | 0 | 0 | 0 | 0 | 0 | 0 | 0 | 0 | 0 | 0 | 0 | 0 | 0 | 0 | 0 | 0 | 0 | 0 | 0 | 0 | 0 | 0 | 0 | 12 | 1
NO |  | 17 | 2015 | 9 | 11 | 11 |  | Tap Point | Rose Hill | 230 | 230 | W-H Fr. | 0.16 | 0 | 1 | 795MCMA | 0 | 0 | 0 | 0 | 0 | 0 | 0 | 0 | 0 | 0 | 0 | 0 | 0 | 0 | 0 | 0 | 0 | 0 | 0 | 0 | 0 | 0 | 0 | 12 | 1
NO |  | 17 | 2015 | 9 | 12 | 12 |  | Tap Point | Rowland | 230 | 230 | W-H Fr. | 6.86 | 0 | 1 | 795MCMA | 0 | 0 | 0 | 0 | 0 | 0 | 0 | 0 | 0 | 0 | 0 | 0 | 0 | 0 | 0 | 0 | 0 | 0 | 0 | 0 | 0 | 0 | 0 | 12 | 1
NO |  | 17 | 2015 | 9 | 13 | 13 |  | Tap Point | Roxboro Bowmantown Road Tap | 230 | 230 | S-HFR | 0.04 | 0 | 1 | 1272MCMA | 0 | 0 | 0 | 0 | 0 | 0 | 0 | 0 | 0 | 0 | 0 | 0 | 0 | 0 | 0 | 0 | 0 | 0 | 0 | 0 | 0 | 0 | 0 | 12 | 1
NO |  | 17 | 2015 | 9 | 14 | 14 |  | Tap Point | Roxboro Cogentrix | 230 | 230 | W-H Fr. | 0.6 | 0 | 1 | 795MCMA | 0 | 0 | 0 | 0 | 0 | 0 | 0 | 0 | 0 | 0 | 0 | 0 | 0 | 0 | 0 | 0 | 0 | 0 | 0 | 0 | 0 | 0 | 0 | 12 | 1
NO |  | 17 | 2015 | 9 | 15 | 15 |  | Tap Point | Roxb. Plt Unit #3 C. Tower | 230 | 230 | W-H Fr. | 0.24 | 0 | 1 | 795MCMA | 0 | 0 | 0 | 0 | 0 | 0 | 0 | 0 | 0 | 0 | 0 | 0 | 0 | 0 | 0 | 0 | 0 | 0 | 0 | 0 | 0 | 0 | 0 | 12 | 1
NO |  | 17 | 2015 | 9 | 16 | 16 |  | Tap Point | Roxboro South | 230 | 230 | W-H Fr. | 0.79 | 0 | 1 | 795MCMA | 0 | 0 | 0 | 0 | 0 | 0 | 0 | 0 | 0 | 0 | 0 | 0 | 0 | 0 | 0 | 0 | 0 | 0 | 0 | 0 | 0 | 0 | 0 | 12 | 1
NO |  | 17 | 2015 | 9 | 17 | 17 |  | Tap Point | Sanford Deep River | 230 | 230 | W-H Fr. | 2.63 | 0 | 1 | 795MCMA | 0 | 0 | 0 | 0 | 0 | 0 | 0 | 0 | 0 | 0 | 0 | 0 | 0 | 0 | 0 | 0 | 0 | 0 | 0 | 0 | 0 | 0 | 0 | 12 | 1
NO |  | 17 | 2015 | 9 | 18 | 18 |  | Tap Point | Sanford Deep River | 230 | 230 | S-HFR | 0.09 | 0 | 1 | 795MCMA | 0 | 0 | 0 | 0 | 0 | 0 | 0 | 0 | 0 | 0 | 0 | 0 | 0 | 0 | 0 | 0 | 0 | 0 | 0 | 0 | 0 | 0 | 0 | 12 | 1
NO |  | 17 | 2015 | 9 | 19 | 19 |  | Tap Point | Sanford Garden Street | 230 | 230 | W-H Fr. | 3.25 | 0 | 1 | 1590MCMA | 0 | 0 | 0 | 0 | 0 | 0 | 0 | 0 | 0 | 0 | 0 | 0 | 0 | 0 | 0 | 0 | 0 | 0 | 0 | 0 | 0 | 0 | 0 | 12 | 1
NO |  | 17 | 2015 | 9 | 20 | 20 |  | Tap Point | Sanford Horner Blvd. | 230 | 230 | W-H Fr. | 0.04 | 0 | 1 | 795MCMA | 0 | 0 | 0 | 0 | 0 | 0 | 0 | 0 | 0 | 0 | 0 | 0 | 0 | 0 | 0 | 0 | 0 | 0 | 0 | 0 | 0 | 0 | 0 | 12 | 1
NO |  | 17 | 2015 | 9 | 21 | 21 |  | Tap Point | Scotts Hill | 230 | 230 | S-SP | 3.37 | 0 | 1 | 795MCMA | 0 | 0 | 0 | 0 | 0 | 0 | 0 | 0 | 0 | 0 | 0 | 0 | 0 | 0 | 0 | 0 | 0 | 0 | 0 | 0 | 0 | 0 | 0 | 12 | 1
NO |  | 17 | 2015 | 9 | 22 | 22 |  | Tap Point | Siler City Hwy. 64 | 230 | 230 | S-HFR | 0.53 | 0 | 1 | 795MCMA | 0 | 0 | 0 | 0 | 0 | 0 | 0 | 0 | 0 | 0 | 0 | 0 | 0 | 0 | 0 | 0 | 0 | 0 | 0 | 0 | 0 | 0 | 0 | 12 | 1
NO |  | 17 | 2015 | 9 | 23 | 23 |  | Tap Point | Southport | 230 | 230 | W-H Fr. | 1.88 | 0 | 1 | 1272MCMA | 0 | 0 | 0 | 0 | 0 | 0 | 0 | 0 | 0 | 0 | 0 | 0 | 0 | 0 | 0 | 0 | 0 | 0 | 0 | 0 | 0 | 0 | 0 | 12 | 1
NO |  | 17 | 2015 | 9 | 24 | 24 |  | Tap Point | Southport Adm (West) | 230 | 230 | W-H Fr. | 0.48 | 0 | 1 | 1272MCMA | 0 | 0 | 0 | 0 | 0 | 0 | 0 | 0 | 0 | 0 | 0 | 0 | 0 | 0 | 0 | 0 | 0 | 0 | 0 | 0 | 0 | 0 | 0 | 12 | 1
NO |  | 17 | 2015 | 9 | 25 | 25 |  | Tap Point | Southport Cogentrix | 230 | 230 | W-H Fr. | 0.3 | 0 | 1 | 795MCMA | 0 | 0 | 0 | 0 | 0 | 0 | 0 | 0 | 0 | 0 | 0 | 0 | 0 | 0 | 0 | 0 | 0 | 0 | 0 | 0 | 0 | 0 | 0 | 12 | 1
NO |  | 17 | 2015 | 9 | 26 | 26 |  | Tap Point | Summerton | 230 | 230 | W-H Fr. | 2.7 | 0 | 1 | 795MCMA | 0 | 0 | 0 | 0 | 0 | 0 | 0 | 0 | 0 | 0 | 0 | 0 | 0 | 0 | 0 | 0 | 0 | 0 | 0 | 0 | 0 | 0 | 0 | 12 | 1
NO |  | 17 | 2015 | 9 | 27 | 27 |  | Tap Point | Swansbsoro | 230 | 230 | W-H Fr. | 0.07 | 0 | 1 | 795MCMA | 0 | 0 | 0 | 0 | 0 | 0 | 0 | 0 | 0 | 0 | 0 | 0 | 0 | 0 | 0 | 0 | 0 | 0 | 0 | 0 | 0 | 0 | 0 | 12 | 1
NO |  | 17 | 2015 | 9 | 28 | 28 |  | Tap Point | Tideland EMC Edwards | 230 | 230 | S-SP | 0.61 | 0 | 1 | 1590MCMA | 0 | 0 | 0 | 0 | 0 | 0 | 0 | 0 | 0 | 0 | 0 | 0 | 0 | 0 | 0 | 0 | 0 | 0 | 0 | 0 | 0 | 0 | 0 | 12 | 1
NO |  | 17 | 2015 | 9 | 29 | 29 |  | Tap Point | Topsail | 230 | 230 | W-H Fr. | 1.55 | 0 | 1 | 795MCMA | 0 | 0 | 0 | 0 | 0 | 0 | 0 | 0 | 0 | 0 | 0 | 0 | 0 | 0 | 0 | 0 | 0 | 0 | 0 | 0 | 0 | 0 | 0 | 12 | 1
NO |  | 17 | 2015 | 9 | 30 | 30 |  | Tap Point | Town of Apex POD #4 | 230 | 230 | S-HFR | 0.12 | 0 | 1 | 795 MCMA | 0 | 0 | 0 | 0 | 0 | 0 | 0 | 0 | 0 | 0 | 0 | 0 | 0 | 0 | 0 | 0 | 0 | 0 | 0 | 0 | 0 | 0 | 0 | 12 | 1
NO |  | 17 | 2015 | 9 | 31 | 31 |  | Tap Point | Town of Farmville | 230 | 230 | S-HFR | 0.03 | 0 | 1 | 795 MCMA | 0 | 0 | 0 | 0 | 0 | 0 | 0 | 0 | 0 | 0 | 0 | 0 | 0 | 0 | 0 | 0 | 0 | 0 | 0 | 0 | 0 | 0 | 0 | 12 | 1
NO |  | 17 | 2015 | 9 | 32 | 32 |  | Tap Point | Wadesboro Bowman School | 230 | 230 | S-HFR | 12.98 | 0 | 8 | 1590MCMA | 0 | 0 | 0 | 0 | 0 | 0 | 0 | 0 | 0 | 0 | 0 | 0 | 0 | 0 | 0 | 0 | 0 | 0 | 0 | 0 | 0 | 0 | 0 | 12 | 1
NO |  | 17 | 2015 | 9 | 33 | 33 |  | Tap Point | Wake Tech | 230 | 230 | S-HFR | 0.06 | 0 | 1 | 795MCMA | 0 | 0 | 0 | 0 | 0 | 0 | 0 | 0 | 0 | 0 | 0 | 0 | 0 | 0 | 0 | 0 | 0 | 0 | 0 | 0 | 0 | 0 | 0 | 12 | 1
NO |  | 17 | 2015 | 9 | 34 | 34 |  | Tap Point | Warsaw | 230 | 230 | S-SP | 0.61 | 0 | 1 | 795MCMA | 0 | 0 | 0 | 0 | 0 | 0 | 0 | 0 | 0 | 0 | 0 | 0 | 0 | 0 | 0 | 0 | 0 | 0 | 0 | 0 | 0 | 0 | 0 | 12 | 1
NO |  | 17 | 2015 | 9 | 35 | 35 |  | Tap Point | Warsaw | 230 | 230 | W-H Fr. | 2.46 | 0 | 1 | 795MCMA | 0 | 0 | 0 | 0 | 0 | 0 | 0 | 0 | 0 | 0 | 0 | 0 | 0 | 0 | 0 | 0 | 0 | 0 | 0 | 0 | 0 | 0 | 0 | 12 | 1
NO |  | 17 | 2015 | 10 | 1 | 1 |  | Tap Point | Weatherspoon Sub | 230 | 230 | W-H Fr. | 0.09 | 0 | 1 | 795MCMA | 0 | 0 | 0 | 0 | 0 | 0 | 0 | 0 | 0 | 0 | 0 | 0 | 0 | 0 | 0 | 0 | 0 | 0 | 0 | 0 | 0 | 0 | 0 | 12 | 1
NO |  | 17 | 2015 | 10 | 2 | 2 |  | Tap Point | Wendell | 230 | 230 | W-H Fr. | 0.07 | 0 | 1 | 795MCMA | 0 | 0 | 0 | 0 | 0 | 0 | 0 | 0 | 0 | 0 | 0 | 0 | 0 | 0 | 0 | 0 | 0 | 0 | 0 | 0 | 0 | 0 | 0 | 12 | 1
NO |  | 17 | 2015 | 10 | 3 | 3 |  | Tap Point | Wilmington Kosa | 230 | 230 | W-H Fr. | 0.58 | 0 | 1 | 1272MCMA | 0 | 0 | 0 | 0 | 0 | 0 | 0 | 0 | 0 | 0 | 0 | 0 | 0 | 0 | 0 | 0 | 0 | 0 | 0 | 0 | 0 | 0 | 0 | 12 | 1
NO |  | 17 | 2015 | 10 | 4 | 4 |  | Tap Point | Wilmington Cedar Avenue | 230 | 230 | S-SP | 0.21 | 0 | 1 | 795MCMA | 0 | 0 | 0 | 0 | 0 | 0 | 0 | 0 | 0 | 0 | 0 | 0 | 0 | 0 | 0 | 0 | 0 | 0 | 0 | 0 | 0 | 0 | 0 | 12 | 1
NO |  | 17 | 2015 | 10 | 5 | 5 |  | Tap Point | Wilmington East | 230 | 230 | W-H Fr. | 0.01 | 0 | 1 | 1272MCMA | 0 | 0 | 0 | 0 | 0 | 0 | 0 | 0 | 0 | 0 | 0 | 0 | 0 | 0 | 0 | 0 | 0 | 0 | 0 | 0 | 0 | 0 | 0 | 12 | 1
NO |  | 17 | 2015 | 10 | 6 | 6 |  | Tap Point | Wilmington Ninth & Orange | 230 | 230 | S-SP | 2.01 | 0 | 1 | 1272MCMA | 0 | 0 | 0 | 0 | 0 | 0 | 0 | 0 | 0 | 0 | 0 | 0 | 0 | 0 | 0 | 0 | 0 | 0 | 0 | 0 | 0 | 0 | 0 | 12 | 1
NO |  | 17 | 2015 | 10 | 7 | 7 |  | Tap Point | Wilmington Ogden (East) | 230 | 230 | W-H Fr. | 0.06 | 0 | 1 | 795MCMA | 0 | 0 | 0 | 0 | 0 | 0 | 0 | 0 | 0 | 0 | 0 | 0 | 0 | 0 | 0 | 0 | 0 | 0 | 0 | 0 | 0 | 0 | 0 | 12 | 1
NO |  | 17 | 2015 | 10 | 8 | 8 |  | Tap Point | Wilmington Ogden (West) | 230 | 230 | S-HFR | 0.06 | 0 | 1 | 795MCMA | 0 | 0 | 0 | 0 | 0 | 0 | 0 | 0 | 0 | 0 | 0 | 0 | 0 | 0 | 0 | 0 | 0 | 0 | 0 | 0 | 0 | 0 | 0 | 12 | 1
NO |  | 17 | 2015 | 10 | 9 | 9 |  | Tap Point | Wilmington Praxair | 230 | 230 | W-H Fr. | 0.58 | 0 | 1 | 795MCMA | 0 | 0 | 0 | 0 | 0 | 0 | 0 | 0 | 0 | 0 | 0 | 0 | 0 | 0 | 0 | 0 | 0 | 0 | 0 | 0 | 0 | 0 | 0 | 12 | 1
NO |  | 17 | 2015 | 10 | 10 | 10 |  | Tap Point | Wilmington Basf | 230 | 230 | W-H Fr. | 0.22 | 0 | 1 | 795MCMA | 0 | 0 | 0 | 0 | 0 | 0 | 0 | 0 | 0 | 0 | 0 | 0 | 0 | 0 | 0 | 0 | 0 | 0 | 0 | 0 | 0 | 0 | 0 | 12 | 1
NO |  | 17 | 2015 | 10 | 11 | 11 |  | Tap Point | Wilson Mills | 230 | 230 | W-H Fr. | 0.09 | 0 | 1 | 795MCMA | 0 | 0 | 0 | 0 | 0 | 0 | 0 | 0 | 0 | 0 | 0 | 0 | 0 | 0 | 0 | 0 | 0 | 0 | 0 | 0 | 0 | 0 | 0 | 12 | 1
NO |  | 17 | 2015 | 10 | 12 | 12 |  | Tap Point | Yanceyville | 230 | 230 | S-SP | 10.36 | 0 | 1 | 795MCMA | 0 | 0 | 0 | 0 | 0 | 0 | 0 | 0 | 0 | 0 | 0 | 0 | 0 | 0 | 0 | 0 | 0 | 0 | 0 | 0 | 0 | 0 | 0 | 12 | 1
NO |  | 17 | 2015 | 10 | 13 | 13 |  | Barnard Creek | Town Creek | 230 | 230 | Underground | 1.42 | 0 | 1 | 2-2500MCMA | 0 | 0 | 0 | 0 | 0 | 0 | 0 | 0 | 0 | 0 | 0 | 0 | 0 | 0 | 0 | 0 | 0 | 0 | 0 | 0 | 0 | 0 | 0 | 12 | 1
NO |  | 17 | 2015 | 10 | 14 | 14 |  | Camden | Lugoff(SCPSA) | 230 | 230 | W-H Fr. | 5.37 | 0 | 1 | 1272MCMA | 0 | 0 | 0 | 0 | 0 | 0 | 0 | 0 | 0 | 0 | 0 | 0 | 0 | 0 | 0 | 0 | 0 | 0 | 0 | 0 | 0 | 0 | 0 | 12 | 1
NO |  | 17 | 2015 | 10 | 15 | 15 |  | Darlington County Plant | Florence | 230 | 230 | S-SP | 37.28 | 0 | 1 | 1590MCMA | 0 | 0 | 0 | 0 | 0 | 0 | 0 | 0 | 0 | 0 | 0 | 0 | 0 | 0 | 0 | 0 | 0 | 0 | 0 | 0 | 0 | 0 | 0 | 12 | 1
NO |  | 17 | 2015 | 10 | 16 | 16 |  | Darlington County Plant | Robinson Plant (South) | 230 | 230 | W-H Fr. | 1.71 | 0 | 1 | 2515MCMA | 0 | 0 | 0 | 0 | 0 | 0 | 0 | 0 | 0 | 0 | 0 | 0 | 0 | 0 | 0 | 0 | 0 | 0 | 0 | 0 | 0 | 0 | 0 | 12 | 1
NO |  | 17 | 2015 | 10 | 17 | 17 |  | Darlington County Plant | Robinson Plant (North) | 230 | 230 | S-HFR | 1.67 | 0 | 1 | 2515MCMA | 0 | 0 | 0 | 0 | 0 | 0 | 0 | 0 | 0 | 0 | 0 | 0 | 0 | 0 | 0 | 0 | 0 | 0 | 0 | 0 | 0 | 0 | 0 | 12 | 1
NO |  | 17 | 2015 | 10 | 18 | 18 |  | Darlington County Plant | South Bethune (SCPSA) | 230 | 230 | W-H Fr. | 0.06 | 0 | 1 | 1272MCMA | 0 | 0 | 0 | 0 | 0 | 0 | 0 | 0 | 0 | 0 | 0 | 0 | 0 | 0 | 0 | 0 | 0 | 0 | 0 | 0 | 0 | 0 | 0 | 12 | 1
NO |  | 17 | 2015 | 10 | 19 | 19 |  | Darlington County Plant | Sumter | 230 | 230 | DC-SSP | 5.68 | 0 | 2 | 1272MCMA | 0 | 0 | 0 | 0 | 0 | 0 | 0 | 0 | 0 | 0 | 0 | 0 | 0 | 0 | 0 | 0 | 0 | 0 | 0 | 0 | 0 | 0 | 0 | 12 | 1
NO |  | 17 | 2015 | 10 | 20 | 20 |  | Darlington County Plant | Sumter | 230 | 230 | W-H Fr. | 48.01 | 0 | 1 | 1272MCMA | 0 | 0 | 0 | 0 | 0 | 0 | 0 | 0 | 0 | 0 | 0 | 0 | 0 | 0 | 0 | 0 | 0 | 0 | 0 | 0 | 0 | 0 | 0 | 12 | 1
NO |  | 17 | 2015 | 10 | 21 | 21 |  | Darlington County Plant | Laurinburg | 230 | 230 | W-H Fr. | 34.39 | 0 | 1 | 2515MCMA | 0 | 0 | 0 | 0 | 0 | 0 | 0 | 0 | 0 | 0 | 0 | 0 | 0 | 0 | 0 | 0 | 0 | 0 | 0 | 0 | 0 | 0 | 0 | 12 | 1
NO |  | 17 | 2015 | 10 | 22 | 22 |  | Florence | Kingstree | 230 | 230 | W-H Fr. | 49.46 | 0 | 1 | 1272MCMA | 0 | 0 | 0 | 0 | 0 | 0 | 0 | 0 | 0 | 0 | 0 | 0 | 0 | 0 | 0 | 0 | 0 | 0 | 0 | 0 | 0 | 0 | 0 | 12 | 1
NO |  | 17 | 2015 | 10 | 23 | 23 |  | Florence | Latta | 230 | 230 | W-H Fr. | 23.49 | 0 | 1 | 1272MCMA | 0 | 0 | 0 | 0 | 0 | 0 | 0 | 0 | 0 | 0 | 0 | 0 | 0 | 0 | 0 | 0 | 0 | 0 | 0 | 0 | 0 | 0 | 0 | 12 | 1
NO |  | 17 | 2015 | 10 | 24 | 24 |  | Florence | Darlington (SCPSA) | 230 | 230 | W-H Fr. | 11.05 | 0 | 1 | 1272MCMA | 0 | 0 | 0 | 0 | 0 | 0 | 0 | 0 | 0 | 0 | 0 | 0 | 0 | 0 | 0 | 0 | 0 | 0 | 0 | 0 | 0 | 0 | 0 | 12 | 1
NO |  | 17 | 2015 | 10 | 25 | 25 |  | Latta | Marion | 230 | 230 | W-H Fr. | 8.36 | 0 | 1 | 1590MCMA | 0 | 0 | 0 | 0 | 0 | 0 | 0 | 0 | 0 | 0 | 0 | 0 | 0 | 0 | 0 | 0 | 0 | 0 | 0 | 0 | 0 | 0 | 0 | 12 | 1
NO |  | 17 | 2015 | 10 | 26 | 26 |  | MARION | SCPSA MARION NORTH | 230 | 230 | S-HFR | 0.07 | 0 | 1 | 2-1272MCMA | 0 | 0 | 0 | 0 | 0 | 0 | 0 | 0 | 0 | 0 | 0 | 0 | 0 | 0 | 0 | 0 | 0 | 0 | 0 | 0 | 0 | 0 | 0 | 12 | 1
NO |  | 17 | 2015 | 10 | 27 | 27 |  | MARION | SCPSA MARION SOUTH | 230 | 230 | S-HFR | 0.08 | 0 | 1 | 2-1272MCMA | 0 | 0 | 0 | 0 | 0 | 0 | 0 | 0 | 0 | 0 | 0 | 0 | 0 | 0 | 0 | 0 | 0 | 0 | 0 | 0 | 0 | 0 | 0 | 12 | 1
NO |  | 17 | 2015 | 10 | 28 | 28 |  | MARION | WHITEVILLE | 230 | 230 | S-SP | 21.41 | 0 | 1 | 1590MCMA | 0 | 0 | 0 | 0 | 0 | 0 | 0 | 0 | 0 | 0 | 0 | 0 | 0 | 0 | 0 | 0 | 0 | 0 | 0 | 0 | 0 | 0 | 0 | 12 | 1
NO |  | 17 | 2015 | 10 | 29 | 29 |  | Robinson Plant | Florence | 230 | 230 | DC-T | 1.4 | 0 | 2 | 1272MCMA | 0 | 0 | 0 | 0 | 0 | 0 | 0 | 0 | 0 | 0 | 0 | 0 | 0 | 0 | 0 | 0 | 0 | 0 | 0 | 0 | 0 | 0 | 0 | 12 | 1
NO |  | 17 | 2015 | 10 | 30 | 30 |  | Robinson Plant | Florence | 230 | 230 | W-H Fr. | 38.41 | 0 | 1 | 1272MCMA | 0 | 0 | 0 | 0 | 0 | 0 | 0 | 0 | 0 | 0 | 0 | 0 | 0 | 0 | 0 | 0 | 0 | 0 | 0 | 0 | 0 | 0 | 0 | 12 | 1
NO |  | 17 | 2015 | 10 | 31 | 31 |  | Robinson Plant | Rockingham | 230 | 230 | S-SP | 0.23 | 0 | 1 | 1272MCMA | 0 | 0 | 0 | 0 | 0 | 0 | 0 | 0 | 0 | 0 | 0 | 0 | 0 | 0 | 0 | 0 | 0 | 0 | 0 | 0 | 0 | 0 | 0 | 12 | 1
NO |  | 17 | 2015 | 10 | 32 | 32 |  | Robinson Plant | Rockingham | 230 | 230 | W-H Fr. | 40.35 | 0 | 1 | 1272MCMA | 0 | 0 | 0 | 0 | 0 | 0 | 0 | 0 | 0 | 0 | 0 | 0 | 0 | 0 | 0 | 0 | 0 | 0 | 0 | 0 | 0 | 0 | 0 | 12 | 1
NO |  | 17 | 2015 | 10 | 33 | 33 |  | Robinson Plant | Darlington (SCPSA) | 230 | 230 | DC-T | 0.6 | 0 | 2 | 1272MCMA | 0 | 0 | 0 | 0 | 0 | 0 | 0 | 0 | 0 | 0 | 0 | 0 | 0 | 0 | 0 | 0 | 0 | 0 | 0 | 0 | 0 | 0 | 0 | 12 | 1
NO |  | 17 | 2015 | 10 | 34 | 34 |  | Robinson Plant | Darlington (SCPSA) | 230 | 230 | W-H Fr. | 17.95 | 0 | 1 | 1272MCMA | 0 | 0 | 0 | 0 | 0 | 0 | 0 | 0 | 0 | 0 | 0 | 0 | 0 | 0 | 0 | 0 | 0 | 0 | 0 | 0 | 0 | 0 | 0 | 12 | 1
NO |  | 17 | 2015 | 10 | 35 | 35 |  | Robinson Plant | Sumter | 230 | 230 | W-H Fr. | 40.56 | 0.6 | 1 | 1272MCMA | 0 | 0 | 0 | 0 | 0 | 0 | 0 | 0 | 0 | 0 | 0 | 0 | 0 | 0 | 0 | 0 | 0 | 0 | 0 | 0 | 0 | 0 | 0 | 12 | 1
NO |  | 17 | 2015 | 11 | 1 | 1 |  | Sumter | Canadys (SCE&G) | 230 | 230 | DC-T | 7.26 | 0 | 2 | 795MCMA | 0 | 0 | 0 | 0 | 0 | 0 | 0 | 0 | 0 | 0 | 0 | 0 | 0 | 0 | 0 | 0 | 0 | 0 | 0 | 0 | 0 | 0 | 0 | 12 | 1
NO |  | 17 | 2015 | 11 | 2 | 2 |  | Sumter | Canadys (SCE&G) | 230 | 230 | W-H Fr. | 22.9 | 0 | 1 | 795MCMA | 0 | 0 | 0 | 0 | 0 | 0 | 0 | 0 | 0 | 0 | 0 | 0 | 0 | 0 | 0 | 0 | 0 | 0 | 0 | 0 | 0 | 0 | 0 | 12 | 1
NO |  | 17 | 2015 | 11 | 3 | 3 |  | Sumter | Wateree Plant (SCE&G) | 230 | 230 | W-H Fr. | 16.58 | 7.26 | 1 | 1272MCMA | 0 | 0 | 0 | 0 | 0 | 0 | 0 | 0 | 0 | 0 | 0 | 0 | 0 | 0 | 0 | 0 | 0 | 0 | 0 | 0 | 0 | 0 | 0 | 12 | 1
NO |  | 17 | 2015 | 11 | 4 | 4 |  | Weatherspoon | Latta | 230 | 230 | W-HFR | 21.35 | 0 | 1 | 1272MCMA | 0 | 0 | 0 | 0 | 0 | 0 | 0 | 0 | 0 | 0 | 0 | 0 | 0 | 0 | 0 | 0 | 0 | 0 | 0 | 0 | 0 | 0 | 0 | 12 | 1
NO |  | 17 | 2015 | 11 | 5 | 5 |  | Tap Point | Bishopville | 230 | 230 | W-H Fr. | 0.16 | 0 | 1 | 795MCMA | 0 | 0 | 0 | 0 | 0 | 0 | 0 | 0 | 0 | 0 | 0 | 0 | 0 | 0 | 0 | 0 | 0 | 0 | 0 | 0 | 0 | 0 | 0 | 12 | 1
NO |  | 17 | 2015 | 11 | 6 | 6 |  | Tap Point | Cheraw Cash Rd. | 230 | 230 | S-SP | 1.08 | 0 | 1 | 795MCMA | 0 | 0 | 0 | 0 | 0 | 0 | 0 | 0 | 0 | 0 | 0 | 0 | 0 | 0 | 0 | 0 | 0 | 0 | 0 | 0 | 0 | 0 | 0 | 12 | 1
NO |  | 17 | 2015 | 11 | 7 | 7 |  | Tap Point | Cheraw Reid Park | 230 | 230 | W-H Fr. | 5.3 | 0 | 1 | 1272MCMA | 0 | 0 | 0 | 0 | 0 | 0 | 0 | 0 | 0 | 0 | 0 | 0 | 0 | 0 | 0 | 0 | 0 | 0 | 0 | 0 | 0 | 0 | 0 | 12 | 1
NO |  | 17 | 2015 | 11 | 8 | 8 |  | Tap Point | Dillon North | 230 | 230 | S-SP | 3.51 | 0 | 1 | 795MCMA | 0 | 0 | 0 | 0 | 0 | 0 | 0 | 0 | 0 | 0 | 0 | 0 | 0 | 0 | 0 | 0 | 0 | 0 | 0 | 0 | 0 | 0 | 0 | 12 | 1
NO |  | 17 | 2015 | 11 | 9 | 9 |  | Tap Point | Dillon Maple | 230 | 230 | W-H Fr. | 4.39 | 0 | 1 | 795MCMA | 0 | 0 | 0 | 0 | 0 | 0 | 0 | 0 | 0 | 0 | 0 | 0 | 0 | 0 | 0 | 0 | 0 | 0 | 0 | 0 | 0 | 0 | 0 | 12 | 1
NO |  | 17 | 2015 | 11 | 10 | 10 |  | Tap Point | Dovesville Nucor | 230 | 230 | W-H Fr. | 6.81 | 0 | 1 | 1272MCMA | 0 | 0 | 0 | 0 | 0 | 0 | 0 | 0 | 0 | 0 | 0 | 0 | 0 | 0 | 0 | 0 | 0 | 0 | 0 | 0 | 0 | 0 | 0 | 12 | 1
NO |  | 17 | 2015 | 11 | 11 | 11 |  | Tap Point | Elliott | 230 | 230 | W-H Fr. | 2.15 | 0 | 1 | 795MCMA | 0 | 0 | 0 | 0 | 0 | 0 | 0 | 0 | 0 | 0 | 0 | 0 | 0 | 0 | 0 | 0 | 0 | 0 | 0 | 0 | 0 | 0 | 0 | 12 | 1
NO |  | 17 | 2015 | 11 | 12 | 12 |  | Tap Point | Florence Cashua | 230 | 230 | C-SP | 1.3 | 0 | 1 | 795MCMA | 0 | 0 | 0 | 0 | 0 | 0 | 0 | 0 | 0 | 0 | 0 | 0 | 0 | 0 | 0 | 0 | 0 | 0 | 0 | 0 | 0 | 0 | 0 | 12 | 1
NO |  | 17 | 2015 | 11 | 13 | 13 |  | Tap Point | Florence Ebenezer | 230 | 230 | W-H Fr. | 0.08 | 0 | 1 | 1590MCMA | 0 | 0 | 0 | 0 | 0 | 0 | 0 | 0 | 0 | 0 | 0 | 0 | 0 | 0 | 0 | 0 | 0 | 0 | 0 | 0 | 0 | 0 | 0 | 12 | 1
NO |  | 17 | 2015 | 11 | 14 | 14 |  | Tap Point | Florence West | 230 | 230 | W-H Fr. | 0.03 | 0 | 1 | 795MCMA | 0 | 0 | 0 | 0 | 0 | 0 | 0 | 0 | 0 | 0 | 0 | 0 | 0 | 0 | 0 | 0 | 0 | 0 | 0 | 0 | 0 | 0 | 0 | 12 | 1
NO |  | 17 | 2015 | 11 | 15 | 15 |  | Tap Point | Hartsville Segars Mill | 230 | 230 | W-H Fr. | 0.06 | 0 | 1 | 795MCMA | 0 | 0 | 0 | 0 | 0 | 0 | 0 | 0 | 0 | 0 | 0 | 0 | 0 | 0 | 0 | 0 | 0 | 0 | 0 | 0 | 0 | 0 | 0 | 12 | 1
NO |  | 17 | 2015 | 11 | 16 | 16 |  | Tap Point | Hartsville Talley Metals | 230 | 230 | W-HFR | 0.31 | 0 | 1 | 795MCMA | 0 | 0 | 0 | 0 | 0 | 0 | 0 | 0 | 0 | 0 | 0 | 0 | 0 | 0 | 0 | 0 | 0 | 0 | 0 | 0 | 0 | 0 | 0 | 12 | 1
NO |  | 17 | 2015 | 11 | 17 | 17 |  | Tap Point | Hartsville Talley Metals | 230 | 230 | S-SP | 0.74 | 0 | 1 | 1590MCMA | 0 | 0 | 0 | 0 | 0 | 0 | 0 | 0 | 0 | 0 | 0 | 0 | 0 | 0 | 0 | 0 | 0 | 0 | 0 | 0 | 0 | 0 | 0 | 12 | 1
NO |  | 17 | 2015 | 11 | 18 | 18 |  | Tap Point | Kingstree North | 230 | 230 | W-H Fr. | 0.14 | 0 | 1 | 795MCMA | 0 | 0 | 0 | 0 | 0 | 0 | 0 | 0 | 0 | 0 | 0 | 0 | 0 | 0 | 0 | 0 | 0 | 0 | 0 | 0 | 0 | 0 | 0 | 12 | 1
NO |  | 17 | 2015 | 11 | 19 | 19 |  | Tap Point | Lake City | 230 | 230 | W-H Fr. | 0.08 | 0 | 1 | 795MCMA | 0 | 0 | 0 | 0 | 0 | 0 | 0 | 0 | 0 | 0 | 0 | 0 | 0 | 0 | 0 | 0 | 0 | 0 | 0 | 0 | 0 | 0 | 0 | 12 | 1
NO |  | 17 | 2015 | 11 | 20 | 20 |  | Tap Point | McColl | 230 | 230 | W-H Fr. | 0.9 | 0 | 1 | 795MCMA | 0 | 0 | 0 | 0 | 0 | 0 | 0 | 0 | 0 | 0 | 0 | 0 | 0 | 0 | 0 | 0 | 0 | 0 | 0 | 0 | 0 | 0 | 0 | 12 | 1
NO |  | 17 | 2015 | 11 | 21 | 21 |  | Tap Point | Olanta | 230 | 230 | W-H Fr. | 0.05 | 0 | 1 | 795MCMA | 0 | 0 | 0 | 0 | 0 | 0 | 0 | 0 | 0 | 0 | 0 | 0 | 0 | 0 | 0 | 0 | 0 | 0 | 0 | 0 | 0 | 0 | 0 | 12 | 1
NO |  | 17 | 2015 | 11 | 22 | 22 |  | Tap Point | Society Hill | 230 | 230 | W-SP | 1.13 | 0 | 1 | 795MCMA | 0 | 0 | 0 | 0 | 0 | 0 | 0 | 0 | 0 | 0 | 0 | 0 | 0 | 0 | 0 | 0 | 0 | 0 | 0 | 0 | 0 | 0 | 0 | 12 | 1
NO |  | 17 | 2015 | 11 | 23 | 23 |  | Tap Point | Summerton | 230 | 230 | W-HFR | 2.7 | 0 | 1 | 795MCMA | 0 | 0 | 0 | 0 | 0 | 0 | 0 | 0 | 0 | 0 | 0 | 0 | 0 | 0 | 0 | 0 | 0 | 0 | 0 | 0 | 0 | 0 | 0 | 12 | 1
NO |  | 17 | 2015 | 11 | 24 | 24 |  | Tap Point | Sumter Alice Drive | 230 | 230 | W-H Fr. | 0.3 | 0 | 1 | 795MCMA | 0 | 0 | 0 | 0 | 0 | 0 | 0 | 0 | 0 | 0 | 0 | 0 | 0 | 0 | 0 | 0 | 0 | 0 | 0 | 0 | 0 | 0 | 0 | 12 | 1
NO |  | 17 | 2015 | 11 | 25 | 25 |  | Tap Point | Sumter North | 230 | 230 | S-SP | 0.73 | 0 | 1 | 795MCMA | 0 | 0 | 0 | 0 | 0 | 0 | 0 | 0 | 0 | 0 | 0 | 0 | 0 | 0 | 0 | 0 | 0 | 0 | 0 | 0 | 0 | 0 | 0 | 12 | 1
NO |  | 17 | 2015 | 11 | 26 | 26 |  | Tap Point | Sumter Wedgefield Rd. | 230 | 230 | W-H Fr. | 0.05 | 0 | 1 | 795MCMA | 0 | 0 | 0 | 0 | 0 | 0 | 0 | 0 | 0 | 0 | 0 | 0 | 0 | 0 | 0 | 0 | 0 | 0 | 0 | 0 | 0 | 0 | 0 | 12 | 1
NO |  | 17 | 2015 | 11 | 27 | 27 |  | Tap Point | Eden Solar | 230 | 230 | S-HFR | 0.06 | 0 | 1 | 795MCMA | 0 | 0 | 0 | 0 | 0 | 0 | 0 | 0 | 0 | 0 | 0 | 0 | 0 | 0 | 0 | 0 | 0 | 0 | 0 | 0 | 0 | 0 | 0 | 12 | 1
NO |  | 17 | 2015 | 11 | 28 | 28 |  | Tap Point | Warsaw Solar | 230 | 230 | S-HFR | 0.06 | 0 | 1 | 795MCMA | 0 | 0 | 0 | 0 | 0 | 0 | 0 | 0 | 0 | 0 | 0 | 0 | 0 | 0 | 0 | 0 | 0 | 0 | 0 | 0 | 0 | 0 | 0 | 12 | 1
NO |  | 17 | 2015 | 11 | 29 | 29 |  | Jacksonville | New Bern | 230 | 230 | S-HFR | 0.38 | 0 | 1 | 1272MCMA | 0 | 0 | 0 | 0 | 0 | 0 | 0 | 0 | 0 | 0 | 0 | 0 | 0 | 0 | 0 | 0 | 0 | 0 | 0 | 0 | 0 | 0 | 0 | 12 | 1
NO |  | 17 | 2015 | 11 | 30 | 30 |  | Tot. 230kV Lines |  | 0 | 0 |  | 0 | 0 | 0 |  | 120248048 | 657946272 | 778194320 | 0 | 0 | 0 | 0 | 0 | 0 | 0 | 0 | 0 | 0 | 0 | 0 | 0 | 0 | 0 | 0 | 0 | 0 | 0 | 0 | 12 | 1
SI/NO | A | 17 | 2015 | 11 | 34 | 34 |  | Tot. 115kV Lines |  | 0 | 0 | Tower and Pole | 2562.88 | 57.34 | 161 |  | 34759649 | 390734543 | 425494192 | 0 | 0 | 0 | 7743407.6637 | 0 | 0 | 0 | 0 | 0 | 0 | 0 | 0 | 0 | 0 | 0 | 0 | 0 | 0 | 0 | 0 | 12 | 1
SI/NO | A | 17 | 2015 | 12 | 2 | 2 |  | Tot. 66kV - 69kV Lines |  | 0 | 0 | Tower and Pole | 11.92 | 2.17 | 2 |  | 57228 | 1132795 | 1190023 | 0 | 0 | 0 | 21656.7779 | 0 | 0 | 0 | 0 | 0 | 0 | 0 | 0 | 0 | 0 | 0 | 0 | 0 | 0 | 0 | 0 | 12 | 1
NO |  | 17 | 2015 | 12 | 4 | 4 |  | Expenses (Columns M & N) |  | 0 | 0 |  | 0 | 0 | 0 |  | 0 | 0 | 0 | 1159007 | 13951859 | 0 | 15110866 | 0 | 0 | 0 | 0 | 0 | 0 | 0 | 0 | 0 | 0 | 0 | 0 | 0 | 0 | 0 | 0 | 12 | 1
NO |  | 17 | 2015 | 12 | 6 | 6 |  | Tot. KV Lines |  | 0 | 0 |  | 0 | 0 | 0 |  | 0 | 0 | 0 | 0 | 0 | 0 | 0 | 0 | 0 | 0 | 0 | 0 | 0 | 0 | 0 | 0 | 0 | 0 | 0 | 0 | 0 | 0 | 0 | 12 | 1
NO |  | 18 | 2015 | 0 | 1 | 1 |  | Sidney A. Murray Jr. | Entergy's Plantation | 115 | 123 | Single Pole | 403 | 0 | 0 |  | 0 | 0 | 0 | 0 | 0 | 0 | 0 | 0 | 0 | 0 | 0 | 0 | 0 | 0 | 0 | 0 | 0 | 0 | 0 | 0 | 0 | 0 | 0 | 12 | 0
NO |  | 18 | 2015 | 0 | 2 | 2 |  | Hydroelectirc Station | Substation | 0 | 0 | Steel | 0 | 0 | 0 |  | 0 | 0 | 0 | 0 | 0 | 0 | 0 | 0 | 0 | 0 | 0 | 0 | 0 | 0 | 0 | 0 | 0 | 0 | 0 | 0 | 0 | 0 | 0 | 12 | 0
NO |  | 18 | 2015 | 0 | 3 | 3 |  | 5707 Highway 15 |  | 0 | 0 |  | 0 | 0 | 0 |  | 0 | 0 | 0 | 0 | 0 | 0 | 0 | 0 | 0 | 0 | 0 | 0 | 0 | 0 | 0 | 0 | 0 | 0 | 0 | 0 | 0 | 0 | 0 | 12 | 0
NO |  | 18 | 2015 | 0 | 4 | 4 |  | Vidalia, Louisiana |  | 0 | 0 |  | 0 | 0 | 0 |  | 0 | 0 | 0 | 0 | 0 | 0 | 0 | 0 | 0 | 0 | 0 | 0 | 0 | 0 | 0 | 0 | 0 | 0 | 0 | 0 | 0 | 0 | 0 | 12 | 0
NO |  | 18 | 2015 | 0 | 36 | 36 |  | TOTAL |  | 0 | 0 |  | 403 | 0 | 0 |  | 0 | 0 | 0 | 0 | 0 | 0 | 0 | 0 | 0 | 0 | 0 | 0 | 0 | 0 | 0 | 0 | 0 | 0 | 0 | 0 | 0 | 0 | 0 | 12 | 0
NO |  | 19 | 2015 | 0 | 1 | 1 |  | Roseton | Rock Tavern | 345 | 0 | H Frame-W | 17.17 | 0 | 0 | 1033.5ACSR | 1497871 | 3191036 | 4688907 | 0 | 0 | 0 | 0 | 0 | 0 | 0 | 0 | 0 | 0 | 0 | 0 | 0 | 0 | 0 | 0 | 0 | 0 | 0 | 0 | 12 | 1
NO |  | 19 | 2015 | 0 | 2 | 2 |  | Roseton | Hurley Avenue | 345 | 0 | H Frame-W | 30.31 | 0 | 0 | 1033.5ACSR | 2115627 | 8916245 | 11031872 | 0 | 0 | 0 | 0 | 0 | 0 | 0 | 0 | 0 | 0 | 0 | 0 | 0 | 0 | 0 | 0 | 0 | 0 | 0 | 0 | 12 | 1
NO |  | 19 | 2015 | 0 | 3 | 3 |  | Hurley Avenue | Leeds | 345 | 0 | H Frame-W | 28.62 | 0 | 0 | 1033.5ACSR | 2415759 | 7381282 | 9797041 | 0 | 0 | 0 | 0 | 0 | 0 | 0 | 0 | 0 | 0 | 0 | 0 | 0 | 0 | 0 | 0 | 0 | 0 | 0 | 0 | 12 | 1
SI/NO | A | 19 | 2015 | 0 | 4 | 4 |  | 115KV Lines |  | 115 | 0 | Several | 215.28 | 0 | 0 | Several | 6830194 | 59643744 | 66473938 | 0 | 0 | 0 | 1209734.0237 | 0 | 0 | 0 | 0 | 0 | 0 | 0 | 0 | 0 | 0 | 0 | 0 | 0 | 0 | 0 | 0 | 12 | 1
SI/NO | A | 19 | 2015 | 0 | 5 | 5 |  | 69KV Lines |  | 69 | 0 | Several | 272.04 | 38.35 | 0 | Several | 16220152 | 65068473 | 81288625 | 0 | 0 | 0 | 1479340.902 | 0 | 0 | 0 | 0 | 0 | 0 | 0 | 0 | 0 | 0 | 0 | 0 | 0 | 0 | 0 | 0 | 12 | 1
NO |  | 19 | 2015 | 0 | 14 | 14 |  | Segregation of Expenses by | Line is not available | 0 | 0 |  | 0 | 0 | 0 |  | 0 | 0 | 0 | 4716456 | 4217596 | 1261488 | 10195540 | 0 | 0 | 0 | 0 | 0 | 0 | 0 | 0 | 0 | 0 | 0 | 0 | 0 | 0 | 0 | 0 | 12 | 1
NO |  | 19 | 2015 | 0 | 36 | 36 |  | TOTAL |  | 0 | 0 |  | 563.42 | 38.35 | 0 |  | 29079603 | 144200780 | 173280383 | 4716456 | 4217596 | 1261488 | 10195540 | 0 | 0 | 0 | 0 | 0 | 0 | 0 | 0 | 0 | 0 | 0 | 0 | 0 | 0 | 0 | 0 | 12 | 1
NO |  | 22 | 2015 | 0 | 1 | 1 |  | Pineville | Shady Oaks #1 | 138 | 138 | WP-HF | 6.83 | 1.02 | 1 | 1-336 MCM | 77542 | 1754330 | 1831872 | 0 | 0 | 0 | 0 | 0 | 0 | 0 | 0 | 0 | 0 | 0 | 0 | 0 | 0 | 0 | 0 | 0 | 0 | 0 | 0 | 12 | 1
NO |  | 22 | 2015 | 0 | 2 | 2 |  | Pineville | Shady Oaks #2 | 138 | 230 | WP-HF | 5.65 | 1.02 | 1 | 2-336 MCM | 61265 | 394315 | 455580 | 0 | 0 | 0 | 0 | 0 | 0 | 0 | 0 | 0 | 0 | 0 | 0 | 0 | 0 | 0 | 0 | 0 | 0 | 0 | 0 | 12 | 1
NO |  | 22 | 2015 | 0 | 3 | 3 |  | Hopkins Sub | Segura | 138 | 230 | WP-HF | 2.9 | 3.72 | 1 | 2-336 MCM | 220368 | 4219769 | 4440137 | 0 | 0 | 0 | 0 | 0 | 0 | 0 | 0 | 0 | 0 | 0 | 0 | 0 | 0 | 0 | 0 | 0 | 0 | 0 | 0 | 12 | 1
NO |  | 22 | 2015 | 0 | 4 | 4 |  | Habetz Sub | Flanders Rd. | 138 | 138 | WP-HF | 23.55 | 3.72 | 1 | 2-336 MCM | 6298 | 3092394 | 3098692 | 0 | 0 | 0 | 0 | 0 | 0 | 0 | 0 | 0 | 0 | 0 | 0 | 0 | 0 | 0 | 0 | 0 | 0 | 0 | 0 | 12 | 1
NO |  | 22 | 2015 | 0 | 5 | 5 |  | Richard Sub | Habetz Sub | 138 | 138 | WP-HF | 13.09 | 1.92 | 1 | 2-336 MCM | 174330 | 1497211 | 1671541 | 0 | 0 | 0 | 0 | 0 | 0 | 0 | 0 | 0 | 0 | 0 | 0 | 0 | 0 | 0 | 0 | 0 | 0 | 0 | 0 | 12 | 1
NO |  | 22 | 2015 | 0 | 6 | 6 |  | Richard Sub | Eunice Sub | 138 | 138 | WP-HF | 4.02 | 1.92 | 1 | 2-336 MCM | 0 | 618067 | 618067 | 0 | 0 | 0 | 0 | 0 | 0 | 0 | 0 | 0 | 0 | 0 | 0 | 0 | 0 | 0 | 0 | 0 | 0 | 0 | 0 | 12 | 1
NO |  | 22 | 2015 | 0 | 7 | 7 |  | Eunice Sub | Manuel Sub | 138 | 138 | WP-HF | 10.91 | 0 | 1 | 2-336 MCM | 26679 | 1132513 | 1159192 | 0 | 0 | 0 | 0 | 0 | 0 | 0 | 0 | 0 | 0 | 0 | 0 | 0 | 0 | 0 | 0 | 0 | 0 | 0 | 0 | 12 | 1
NO |  | 22 | 2015 | 0 | 8 | 8 |  | Coughlin Station | Manuel Sub | 138 | 138 | WP-HF | 17.9 | 0 | 1 | 2-336 MCM | 106773 | 3085977 | 3192750 | 0 | 0 | 0 | 0 | 0 | 0 | 0 | 0 | 0 | 0 | 0 | 0 | 0 | 0 | 0 | 0 | 0 | 0 | 0 | 0 | 12 | 1
NO |  | 22 | 2015 | 0 | 9 | 9 |  | Coughlin Station | Pine Prairie | 138 | 138 | WP-HF | 13.28 | 0 | 1 | 2-336 MCM | 750 | 1672633 | 1673383 | 0 | 0 | 0 | 0 | 0 | 0 | 0 | 0 | 0 | 0 | 0 | 0 | 0 | 0 | 0 | 0 | 0 | 0 | 0 | 0 | 12 | 1
NO |  | 22 | 2015 | 0 | 10 | 10 |  | Oakdale Sub | West Bay Sub | 138 | 138 | WP-HF | 7.16 | 0 | 1 | 2-336 MCM | 0 | 1341042 | 1341042 | 0 | 0 | 0 | 0 | 0 | 0 | 0 | 0 | 0 | 0 | 0 | 0 | 0 | 0 | 0 | 0 | 0 | 0 | 0 | 0 | 12 | 1
NO |  | 22 | 2015 | 0 | 11 | 11 |  | Centennial | West Bay Sub | 138 | 138 | WP-HF | 15.89 | 0 | 1 | 2-336 MCM | 115168 | 2231195 | 2346363 | 0 | 0 | 0 | 0 | 0 | 0 | 0 | 0 | 0 | 0 | 0 | 0 | 0 | 0 | 0 | 0 | 0 | 0 | 0 | 0 | 12 | 1
NO |  | 22 | 2015 | 0 | 12 | 12 |  | Mansfield | Carroll | 138 | 138 | WP-HF | 18.24 | 0 | 1 | 2-336 MCM | 594374 | 3136686 | 3731060 | 0 | 0 | 0 | 0 | 0 | 0 | 0 | 0 | 0 | 0 | 0 | 0 | 0 | 0 | 0 | 0 | 0 | 0 | 0 | 0 | 12 | 1
NO |  | 22 | 2015 | 0 | 13 | 13 |  | Cooper Switch | DeRidder Sub | 138 | 138 | WP-HF | 11.32 | 7.84 | 1 | 2-336 MCM | 162556 | 1455831 | 1618387 | 0 | 0 | 0 | 0 | 0 | 0 | 0 | 0 | 0 | 0 | 0 | 0 | 0 | 0 | 0 | 0 | 0 | 0 | 0 | 0 | 12 | 1
NO |  | 22 | 2015 | 0 | 14 | 14 |  | Cooper Switch | Leesville Sub | 138 | 138 | WP-HF | 11.58 | 7.84 | 1 | 2-336 MCM | 318832 | 2069570 | 2388402 | 0 | 0 | 0 | 0 | 0 | 0 | 0 | 0 | 0 | 0 | 0 | 0 | 0 | 0 | 0 | 0 | 0 | 0 | 0 | 0 | 12 | 1
NO |  | 22 | 2015 | 0 | 15 | 15 |  | Teche Station | Bayou Sale | 138 | 138 | WP-HF | 10.97 | 0 | 1 | 2-336 MCM | 347917 | 3830218 | 4178135 | 0 | 0 | 0 | 0 | 0 | 0 | 0 | 0 | 0 | 0 | 0 | 0 | 0 | 0 | 0 | 0 | 0 | 0 | 0 | 0 | 12 | 1
NO |  | 22 | 2015 | 0 | 16 | 16 |  | Bayou Sale | Wax Lake Sub | 138 | 138 | WP-HF | 4.66 | 0 | 1 | 2-336 MCM | 102894 | 2198556 | 2301450 | 0 | 0 | 0 | 0 | 0 | 0 | 0 | 0 | 0 | 0 | 0 | 0 | 0 | 0 | 0 | 0 | 0 | 0 | 0 | 0 | 12 | 1
NO |  | 22 | 2015 | 0 | 17 | 17 |  | El Paso | Bayou Vista | 138 | 138 | WP-HF | 4.23 | 0 | 1 | 2-336 MCM | 82429 | 1434314 | 1516743 | 0 | 0 | 0 | 0 | 0 | 0 | 0 | 0 | 0 | 0 | 0 | 0 | 0 | 0 | 0 | 0 | 0 | 0 | 0 | 0 | 12 | 1
NO |  | 22 | 2015 | 0 | 18 | 18 |  | Bayou Vista | Ramos | 138 | 138 | WP-HF | 10.12 | 0 | 1 | 2-336 MCM | 857512 | 3320693 | 4178205 | 0 | 0 | 0 | 0 | 0 | 0 | 0 | 0 | 0 | 0 | 0 | 0 | 0 | 0 | 0 | 0 | 0 | 0 | 0 | 0 | 12 | 1
NO |  | 22 | 2015 | 0 | 19 | 19 |  | Ramos Sub | Gibson (Amelia) | 138 | 138 | WP-HF | 2.36 | 0 | 1 | 2-336 MCM | 235596 | 764839 | 1000435 | 0 | 0 | 0 | 0 | 0 | 0 | 0 | 0 | 0 | 0 | 0 | 0 | 0 | 0 | 0 | 0 | 0 | 0 | 0 | 0 | 12 | 1
NO |  | 22 | 2015 | 0 | 20 | 20 |  | Teche | Patoutville(Cajun) | 138 | 138 | WP-HF | 12.45 | 0 | 1 | 2-336 MCM | 39281 | 4785992 | 4825273 | 0 | 0 | 0 | 0 | 0 | 0 | 0 | 0 | 0 | 0 | 0 | 0 | 0 | 0 | 0 | 0 | 0 | 0 | 0 | 0 | 12 | 1
NO |  | 22 | 2015 | 0 | 21 | 21 |  | Carroll Sub | Messick | 230 | 230 | WP-HF | 14.62 | 0 | 1 | 1-795 MCM | 408362 | 2569804 | 2978166 | 0 | 0 | 0 | 0 | 0 | 0 | 0 | 0 | 0 | 0 | 0 | 0 | 0 | 0 | 0 | 0 | 0 | 0 | 0 | 0 | 12 | 1
NO |  | 22 | 2015 | 0 | 22 | 22 |  | Messick | Clarence Sub | 230 | 230 | WP-HF | 18.71 | 1.06 | 1 | 1-795 MCM | 891552 | 6073373 | 6964925 | 0 | 0 | 0 | 0 | 0 | 0 | 0 | 0 | 0 | 0 | 0 | 0 | 0 | 0 | 0 | 0 | 0 | 0 | 0 | 0 | 12 | 1
NO |  | 22 | 2015 | 0 | 23 | 23 |  | Toledo Bend(GSU) | Leesville Sub | 138 | 138 | WP-HF | 20.15 | 0.59 | 1 | 1-336 MCM | 249718 | 4825271 | 5074989 | 0 | 0 | 0 | 0 | 0 | 0 | 0 | 0 | 0 | 0 | 0 | 0 | 0 | 0 | 0 | 0 | 0 | 0 | 0 | 0 | 12 | 1
NO |  | 22 | 2015 | 0 | 24 | 24 |  | Toledo Bend(GSU) | Fisher | 138 | 138 | WP-HF | 23.03 | 0.59 | 1 | 2-336 MCM | 179063 | 3594356 | 3773419 | 0 | 0 | 0 | 0 | 0 | 0 | 0 | 0 | 0 | 0 | 0 | 0 | 0 | 0 | 0 | 0 | 0 | 0 | 0 | 0 | 12 | 1
SI/NO | A | 22 | 2015 | 0 | 25 | 25 |  | Grolee | South Park | 69 | 69 | WP-SP | 3.94 | 0 | 0 | 1-336 MCM | 36985 | 441283 | 478268 | 0 | 0 | 0 | 8703.8182 | 0 | 0 | 0 | 0 | 0 | 0 | 0 | 0 | 0 | 0 | 0 | 0 | 0 | 0 | 0 | 0 | 12 | 1
NO |  | 22 | 2015 | 0 | 26 | 26 |  | DeRidder Sub | Longview | 138 | 138 | WP-HF | 31.13 | 0 | 1 | 2-336 MCM | 0 | 2956437 | 2956437 | 0 | 0 | 0 | 0 | 0 | 0 | 0 | 0 | 0 | 0 | 0 | 0 | 0 | 0 | 0 | 0 | 0 | 0 | 0 | 0 | 12 | 1
NO |  | 22 | 2015 | 0 | 27 | 27 |  | Fisher Sub | Many Sub | 138 | 138 | WP-HF | 5.93 | 0 | 1 | 1-336 MCM | 6259 | 1167519 | 1173778 | 0 | 0 | 0 | 0 | 0 | 0 | 0 | 0 | 0 | 0 | 0 | 0 | 0 | 0 | 0 | 0 | 0 | 0 | 0 | 0 | 12 | 1
NO |  | 22 | 2015 | 0 | 28 | 28 |  | Many Sub | Mansfield Sub | 138 | 138 | WP-HF | 34.88 | 0 | 1 | 1-336 MCM | 0 | 1989102 | 1989102 | 0 | 0 | 0 | 0 | 0 | 0 | 0 | 0 | 0 | 0 | 0 | 0 | 0 | 0 | 0 | 0 | 0 | 0 | 0 | 0 | 12 | 1
NO |  | 22 | 2015 | 0 | 29 | 29 |  | IP Mansfield | Mansfield Sub | 138 | 138 | WP-HF | 19.04 | 0 | 1 | 1-666 MCM | 760429 | 4363428 | 5123857 | 0 | 0 | 0 | 0 | 0 | 0 | 0 | 0 | 0 | 0 | 0 | 0 | 0 | 0 | 0 | 0 | 0 | 0 | 0 | 0 | 12 | 1
NO |  | 22 | 2015 | 0 | 30 | 30 |  | Coughlin Sta | Plaisance Sub | 138 | 138 | WP-HF | 17.61 | 0 | 1 | 2-477 MCM | 384791 | 3224701 | 3609492 | 0 | 0 | 0 | 0 | 0 | 0 | 0 | 0 | 0 | 0 | 0 | 0 | 0 | 0 | 0 | 0 | 0 | 0 | 0 | 0 | 12 | 1
NO |  | 22 | 2015 | 0 | 31 | 31 |  | Plaisance Sub | Veazie | 138 | 138 | WP-HF | 6.74 | 0 | 1 | 1-336 MCM | 64395 | 760116 | 824511 | 0 | 0 | 0 | 0 | 0 | 0 | 0 | 0 | 0 | 0 | 0 | 0 | 0 | 0 | 0 | 0 | 0 | 0 | 0 | 0 | 12 | 1
NO |  | 22 | 2015 | 0 | 32 | 32 |  | Van Ply | Van Ply Tap | 138 | 138 | WP-HF | 1.46 | 0 | 1 | 1-336 MCM | 11775 | 167438 | 179213 | 0 | 0 | 0 | 0 | 0 | 0 | 0 | 0 | 0 | 0 | 0 | 0 | 0 | 0 | 0 | 0 | 0 | 0 | 0 | 0 | 12 | 1
NO |  | 22 | 2015 | 0 | 33 | 33 |  | Hunter(City of Alex) | Pineville | 138 | 138 | ST-SP | 0.41 | 0 | 1 | 1-1272 MCM | 105841 | 302757 | 408598 | 0 | 0 | 0 | 0 | 0 | 0 | 0 | 0 | 0 | 0 | 0 | 0 | 0 | 0 | 0 | 0 | 0 | 0 | 0 | 0 | 12 | 1
NO |  | 22 | 2015 | 0 | 34 | 34 |  | Clarence Sub | Dixie Street | 138 | 138 | WP-HF | 7.11 | 1.06 | 1 | 1-336 MCM | 70654 | 1604748 | 1675402 | 0 | 0 | 0 | 0 | 0 | 0 | 0 | 0 | 0 | 0 | 0 | 0 | 0 | 0 | 0 | 0 | 0 | 0 | 0 | 0 | 12 | 1
NO |  | 22 | 2015 | 0 | 35 | 35 |  | Cocodrie | Forest Hill | 230 | 230 | WP-HF | 20.29 | 0 | 1 | 2-336 MCM | 234813 | 2396621 | 2631434 | 0 | 0 | 0 | 0 | 0 | 0 | 0 | 0 | 0 | 0 | 0 | 0 | 0 | 0 | 0 | 0 | 0 | 0 | 0 | 0 | 12 | 1
NO |  | 22 | 2015 | 0 | 36 | 36 |  | TOTAL |  | 0 | 0 |  | 1259.73 | 63.06 | 118 |  | 39670977 | 272350424 | 312021401 | 0 | 0 | 0 | 0 | 0 | 0 | 0 | 0 | 0 | 0 | 0 | 0 | 0 | 0 | 0 | 0 | 0 | 0 | 0 | 0 | 12 | 1
NO |  | 22 | 2015 | 1 | 1 | 1 |  | Forest Hill | Rapides Sub | 230 | 230 | WP-HF | 23.46 | 1.59 | 1 | 2-336 MCM | 306250 | 3077915 | 3384165 | 0 | 0 | 0 | 0 | 0 | 0 | 0 | 0 | 0 | 0 | 0 | 0 | 0 | 0 | 0 | 0 | 0 | 0 | 0 | 0 | 12 | 1
NO |  | 22 | 2015 | 1 | 2 | 2 |  | Forest Hill | Rapides Sub | 230 | 230 | ST-SP | 0.8 | 0 | 0 | 2-336 MCM | 0 | 0 | 0 | 0 | 0 | 0 | 0 | 0 | 0 | 0 | 0 | 0 | 0 | 0 | 0 | 0 | 0 | 0 | 0 | 0 | 0 | 0 | 0 | 12 | 1
NO |  | 22 | 2015 | 1 | 3 | 3 |  | Pineville Sub | Sherwood | 230 | 230 | WP-HF | 6.6 | 3.33 | 1 | 2-336 ACSR | 195532 | 1270674 | 1466206 | 0 | 0 | 0 | 0 | 0 | 0 | 0 | 0 | 0 | 0 | 0 | 0 | 0 | 0 | 0 | 0 | 0 | 0 | 0 | 0 | 12 | 1
NO |  | 22 | 2015 | 1 | 4 | 4 |  | Pineville Sub | Sherwood | 230 | 230 | WP-HF | 1.66 | 0 | 0 | 2-336 ACSR | 0 | 0 | 0 | 0 | 0 | 0 | 0 | 0 | 0 | 0 | 0 | 0 | 0 | 0 | 0 | 0 | 0 | 0 | 0 | 0 | 0 | 0 | 0 | 12 | 1
NO |  | 22 | 2015 | 1 | 5 | 5 |  | Sherwood | Rapides Sub | 230 | 230 | WP-HF | 4.31 | 3.33 | 1 | 2-336 ACSR | 197904 | 1467393 | 1665297 | 0 | 0 | 0 | 0 | 0 | 0 | 0 | 0 | 0 | 0 | 0 | 0 | 0 | 0 | 0 | 0 | 0 | 0 | 0 | 0 | 12 | 1
NO |  | 22 | 2015 | 1 | 6 | 6 |  | Sherwood | Rapides Sub | 230 | 230 | ST-LSPG | 1.66 | 0 | 0 | 2-336 ACSR | 0 | 0 | 0 | 0 | 0 | 0 | 0 | 0 | 0 | 0 | 0 | 0 | 0 | 0 | 0 | 0 | 0 | 0 | 0 | 0 | 0 | 0 | 0 | 12 | 1
NO |  | 22 | 2015 | 1 | 7 | 7 |  | Sherwood | Rapides Sub | 230 | 230 | CP-HF | 1.47 | 0 | 0 | 2-336 ACSR | 0 | 0 | 0 | 0 | 0 | 0 | 0 | 0 | 0 | 0 | 0 | 0 | 0 | 0 | 0 | 0 | 0 | 0 | 0 | 0 | 0 | 0 | 0 | 12 | 1
NO |  | 22 | 2015 | 1 | 8 | 8 |  | Coughlin Sta | Eola Sub | 138 | 138 | WP-HF | 5.86 | 1.44 | 1 | 2-336 MCM | 40039 | 1238308 | 1278347 | 0 | 0 | 0 | 0 | 0 | 0 | 0 | 0 | 0 | 0 | 0 | 0 | 0 | 0 | 0 | 0 | 0 | 0 | 0 | 0 | 12 | 1
NO |  | 22 | 2015 | 1 | 9 | 9 |  | Plaisance Sub | Champagne(Entergy) | 138 | 138 | WP-HF | 9.46 | 0 | 1 | 2-336 MCM | 0 | 1142151 | 1142151 | 0 | 0 | 0 | 0 | 0 | 0 | 0 | 0 | 0 | 0 | 0 | 0 | 0 | 0 | 0 | 0 | 0 | 0 | 0 | 0 | 12 | 1
SI/NO | A | 22 | 2015 | 1 | 10 | 10 |  | Elks Sub | Nickerson Sub | 69 | 69 | WP-SP | 4.53 | 0 | 1 | 1-1/0 ACSR | 30636 | 842695 | 873331 | 0 | 0 | 0 | 15893.4201 | 0 | 0 | 0 | 0 | 0 | 0 | 0 | 0 | 0 | 0 | 0 | 0 | 0 | 0 | 0 | 0 | 12 | 1
NO |  | 22 | 2015 | 1 | 11 | 11 |  | Hopkins Sub | Moril(Entergy) | 138 | 138 | WP-HF | 0.55 | 1.82 | 1 | 1-1033 MCM | 14904 | 298558 | 313462 | 0 | 0 | 0 | 0 | 0 | 0 | 0 | 0 | 0 | 0 | 0 | 0 | 0 | 0 | 0 | 0 | 0 | 0 | 0 | 0 | 12 | 1
NO |  | 22 | 2015 | 1 | 12 | 12 |  | Teche Station | Ivanhoe Sub | 138 | 138 | WP-HF | 14.71 | 0 | 1 | 2-336 MCM | 332953 | 3442058 | 3775011 | 0 | 0 | 0 | 0 | 0 | 0 | 0 | 0 | 0 | 0 | 0 | 0 | 0 | 0 | 0 | 0 | 0 | 0 | 0 | 0 | 12 | 1
NO |  | 22 | 2015 | 1 | 13 | 13 |  | Bayou Sale | North Bend | 138 | 138 | WP-HF | 3.92 | 0 | 1 | 1-336 MCM | 24332 | 539248 | 563580 | 0 | 0 | 0 | 0 | 0 | 0 | 0 | 0 | 0 | 0 | 0 | 0 | 0 | 0 | 0 | 0 | 0 | 0 | 0 | 0 | 12 | 1
NO |  | 22 | 2015 | 1 | 14 | 14 |  | Madisonville | Ramsay Sub | 230 | 230 | ST-LSS | 6.04 | 0 | 1 | 1027 MCM | 146868 | 946822 | 1093690 | 0 | 0 | 0 | 0 | 0 | 0 | 0 | 0 | 0 | 0 | 0 | 0 | 0 | 0 | 0 | 0 | 0 | 0 | 0 | 0 | 12 | 1
NO |  | 22 | 2015 | 1 | 15 | 15 |  | Ramos Sub | Morgan City(City of) | 138 | 138 | WP-SP | 0.07 | 0 | 1 | 1-336 MCM | 7080 | 19874 | 26954 | 0 | 0 | 0 | 0 | 0 | 0 | 0 | 0 | 0 | 0 | 0 | 0 | 0 | 0 | 0 | 0 | 0 | 0 | 0 | 0 | 12 | 1
NO |  | 22 | 2015 | 1 | 16 | 16 |  | Madisonville | Mandeville Sub | 230 | 230 | WP-HF | 9.9 | 0 | 1 | 2-336 MCM | 61310 | 1271739 | 1333049 | 0 | 0 | 0 | 0 | 0 | 0 | 0 | 0 | 0 | 0 | 0 | 0 | 0 | 0 | 0 | 0 | 0 | 0 | 0 | 0 | 12 | 1
NO |  | 22 | 2015 | 1 | 17 | 17 |  | Cane Bayou | North Slidell | 230 | 230 | WP-HF | 10.39 | 0 | 1 | 2-336 MCM & | 305468 | 1917943 | 2223411 | 0 | 0 | 0 | 0 | 0 | 0 | 0 | 0 | 0 | 0 | 0 | 0 | 0 | 0 | 0 | 0 | 0 | 0 | 0 | 0 | 12 | 1
NO |  | 22 | 2015 | 1 | 18 | 18 |  | Cane Bayou | North Slidell | 230 | 230 | ST-SP | 3.52 | 0 | 0 | 1-1780 MCM | 0 | 0 | 0 | 0 | 0 | 0 | 0 | 0 | 0 | 0 | 0 | 0 | 0 | 0 | 0 | 0 | 0 | 0 | 0 | 0 | 0 | 0 | 0 | 12 | 1
NO |  | 22 | 2015 | 1 | 19 | 19 |  | Cooper Switch | Boise Sub #1 | 138 | 138 | WP-HF | 0.45 | 0.43 | 1 | 2-336 MCM | 0 | 58995 | 58995 | 0 | 0 | 0 | 0 | 0 | 0 | 0 | 0 | 0 | 0 | 0 | 0 | 0 | 0 | 0 | 0 | 0 | 0 | 0 | 0 | 12 | 1
NO |  | 22 | 2015 | 1 | 20 | 20 |  | Cooper Switch | Boise Sub #2 | 138 | 138 | WP-HF | 0 | 0.43 | 1 | 2-336 MCM | 0 | 17615 | 17615 | 0 | 0 | 0 | 0 | 0 | 0 | 0 | 0 | 0 | 0 | 0 | 0 | 0 | 0 | 0 | 0 | 0 | 0 | 0 | 0 | 12 | 1
NO |  | 22 | 2015 | 1 | 21 | 21 |  | Marksville Sub | Yellow Bayou | 138 | 230 | WP-HF | 16.99 | 1.44 | 1 | 1-336 MCM | 262299 | 2211140 | 2473439 | 0 | 0 | 0 | 0 | 0 | 0 | 0 | 0 | 0 | 0 | 0 | 0 | 0 | 0 | 0 | 0 | 0 | 0 | 0 | 0 | 12 | 1
NO |  | 22 | 2015 | 1 | 22 | 22 |  | Teche | Morbihan Sub | 138 | 230 | WP-HF | 22.02 | 0 | 1 | 2-336 MCM | 215036 | 5647567 | 5862603 | 0 | 0 | 0 | 0 | 0 | 0 | 0 | 0 | 0 | 0 | 0 | 0 | 0 | 0 | 0 | 0 | 0 | 0 | 0 | 0 | 12 | 1
NO |  | 22 | 2015 | 1 | 23 | 23 |  | Morbihan Sub | Hopkins Sub | 138 | 230 | WP-SP | 7.46 | 0 | 1 | 2-336 MCM | 100547 | 838148 | 938695 | 0 | 0 | 0 | 0 | 0 | 0 | 0 | 0 | 0 | 0 | 0 | 0 | 0 | 0 | 0 | 0 | 0 | 0 | 0 | 0 | 12 | 1
NO |  | 22 | 2015 | 1 | 24 | 24 |  | Ivanhoe Sub | Bayou Warehouse(GSU | 138 | 138 | WP-HF | 3.56 | 0 | 1 | 1-336 MCM | 55750 | 743685 | 799435 | 0 | 0 | 0 | 0 | 0 | 0 | 0 | 0 | 0 | 0 | 0 | 0 | 0 | 0 | 0 | 0 | 0 | 0 | 0 | 0 | 12 | 1
SI/NO | A | 22 | 2015 | 1 | 25 | 25 |  | Beaver Creek | Standard(LP&L) | 115 | 230 | WP-3P | 0.02 | 0 | 1 | 1-336 | 1565 | 3968 | 5533 | 0 | 0 | 0 | 100.693 | 0 | 0 | 0 | 0 | 0 | 0 | 0 | 0 | 0 | 0 | 0 | 0 | 0 | 0 | 0 | 0 | 12 | 1
NO |  | 22 | 2015 | 1 | 26 | 26 |  | Lig Compressor | Patterson Tap | 138 | 138 | WP-HF | 0 | 0 | 1 | 1-336 MCM | 5477 | 12257 | 17734 | 0 | 0 | 0 | 0 | 0 | 0 | 0 | 0 | 0 | 0 | 0 | 0 | 0 | 0 | 0 | 0 | 0 | 0 | 0 | 0 | 12 | 1
NO |  | 22 | 2015 | 1 | 27 | 27 |  | Messick | Western Kraft | 230 | 230 | WP-HF | 5.65 | 0 | 1 | 1-795 MCM | 98161 | 1952165 | 2050326 | 0 | 0 | 0 | 0 | 0 | 0 | 0 | 0 | 0 | 0 | 0 | 0 | 0 | 0 | 0 | 0 | 0 | 0 | 0 | 0 | 12 | 1
NO |  | 22 | 2015 | 1 | 28 | 28 |  | East Leesville Sub | Leesville Sub | 230 | 230 | WP-HF | 5.85 | 0 | 1 | 1-795 MCM | 48709 | 571577 | 620286 | 0 | 0 | 0 | 0 | 0 | 0 | 0 | 0 | 0 | 0 | 0 | 0 | 0 | 0 | 0 | 0 | 0 | 0 | 0 | 0 | 12 | 1
NO |  | 22 | 2015 | 1 | 29 | 29 |  | Rodemacher Station | Rapides Sub | 230 | 230 | WP-HF | 11.19 | 0 | 1 | 2-795 MCM | 163338 | 1539256 | 1702594 | 0 | 0 | 0 | 0 | 0 | 0 | 0 | 0 | 0 | 0 | 0 | 0 | 0 | 0 | 0 | 0 | 0 | 0 | 0 | 0 | 12 | 1
NO |  | 22 | 2015 | 1 | 30 | 30 |  | Marksville Sub | Donahue | 138 | 230 | WP-HF | 30.08 | 2.74 | 1 | 1-336 MCM | 169636 | 2668929 | 2838565 | 0 | 0 | 0 | 0 | 0 | 0 | 0 | 0 | 0 | 0 | 0 | 0 | 0 | 0 | 0 | 0 | 0 | 0 | 0 | 0 | 12 | 1
NO |  | 22 | 2015 | 1 | 31 | 31 |  | Cocodrie | Ville Platte | 230 | 230 | WP-HF | 11.34 | 0 | 1 | 2-795 MCM | 224604 | 2984509 | 3209113 | 0 | 0 | 0 | 0 | 0 | 0 | 0 | 0 | 0 | 0 | 0 | 0 | 0 | 0 | 0 | 0 | 0 | 0 | 0 | 0 | 12 | 1
NO |  | 22 | 2015 | 1 | 32 | 32 |  | Montgomery(LP&L) | Clarence Sub | 230 | 230 | AL-LHF | 5.75 | 0 | 1 | 1-795 MCM | 25896 | 212993 | 238889 | 0 | 0 | 0 | 0 | 0 | 0 | 0 | 0 | 0 | 0 | 0 | 0 | 0 | 0 | 0 | 0 | 0 | 0 | 0 | 0 | 12 | 1
NO |  | 22 | 2015 | 1 | 33 | 33 |  | Colfax Sub | Montgomery(LP&L) | 230 | 230 | AL-LSPG | 10.84 | 0 | 1 | 1-795 MCM | 0 | 2610961 | 2610961 | 0 | 0 | 0 | 0 | 0 | 0 | 0 | 0 | 0 | 0 | 0 | 0 | 0 | 0 | 0 | 0 | 0 | 0 | 0 | 0 | 12 | 1
SI/NO | A | 22 | 2015 | 1 | 34 | 34 |  | Guidry St. | South Park | 69 | 69 | WP-SP | 3.3 | 0 | 1 | 1-336 MCM | 0 | 262854 | 262854 | 0 | 0 | 0 | 4783.5804 | 0 | 0 | 0 | 0 | 0 | 0 | 0 | 0 | 0 | 0 | 0 | 0 | 0 | 0 | 0 | 0 | 12 | 1
NO |  | 22 | 2015 | 1 | 35 | 35 |  | Rodemacher Station | Colfax | 230 | 230 | AL-LSPG | 10.61 | 0 | 1 | 1-795 MCM | 353394 | 3045785 | 3399179 | 0 | 0 | 0 | 0 | 0 | 0 | 0 | 0 | 0 | 0 | 0 | 0 | 0 | 0 | 0 | 0 | 0 | 0 | 0 | 0 | 12 | 1
NO |  | 22 | 2015 | 2 | 1 | 1 |  | Rodemacher Station | East Leesville Sub | 230 | 230 | AL-LSPG | 38.28 | 0 | 1 | 1-795 MCM | 298426 | 1948953 | 2247379 | 0 | 0 | 0 | 0 | 0 | 0 | 0 | 0 | 0 | 0 | 0 | 0 | 0 | 0 | 0 | 0 | 0 | 0 | 0 | 0 | 12 | 1
NO |  | 22 | 2015 | 2 | 2 | 2 |  | Penton Rd. Sub | Nelson(GSU) | 230 | 230 | WP-HF | 2.92 | 0 | 1 | 1-795 MCM | 17251 | 223296 | 240547 | 0 | 0 | 0 | 0 | 0 | 0 | 0 | 0 | 0 | 0 | 0 | 0 | 0 | 0 | 0 | 0 | 0 | 0 | 0 | 0 | 12 | 1
NO |  | 22 | 2015 | 2 | 3 | 3 |  | Penton Rd. Sub | Cooper Switch | 230 | 230 | WP-HF | 32.16 | 4.94 | 1 | 1-795 MCM | 128008 | 2877391 | 3005399 | 0 | 0 | 0 | 0 | 0 | 0 | 0 | 0 | 0 | 0 | 0 | 0 | 0 | 0 | 0 | 0 | 0 | 0 | 0 | 0 | 12 | 1
NO |  | 22 | 2015 | 2 | 4 | 4 |  | Cooper Switch | Newton(Entergy) | 138 | 138 | WP-HF | 15.12 | 4.94 | 1 | 1-336 MCM | 494691 | 1568621 | 2063312 | 0 | 0 | 0 | 0 | 0 | 0 | 0 | 0 | 0 | 0 | 0 | 0 | 0 | 0 | 0 | 0 | 0 | 0 | 0 | 0 | 12 | 1
NO |  | 22 | 2015 | 2 | 5 | 5 |  | Ramos Sub | Sleca(Cajun) | 138 | 230 | ST-SP | 0.07 | 0 | 1 | 1-795 MCM | 782 | 2039 | 2821 | 0 | 0 | 0 | 0 | 0 | 0 | 0 | 0 | 0 | 0 | 0 | 0 | 0 | 0 | 0 | 0 | 0 | 0 | 0 | 0 | 12 | 1
NO |  | 22 | 2015 | 2 | 6 | 6 |  | Julien Tap | Julien | 138 | 138 | WP-SP | 1.48 | 0 | 1 | 1-336 MCM | 68307 | 420009 | 488316 | 0 | 0 | 0 | 0 | 0 | 0 | 0 | 0 | 0 | 0 | 0 | 0 | 0 | 0 | 0 | 0 | 0 | 0 | 0 | 0 | 12 | 1
NO |  | 22 | 2015 | 2 | 7 | 7 |  | Berwick Tap | Berwick | 138 | 138 | WP-HP | 0.12 | 0 | 1 |  | 0 | 0 | 0 | 0 | 0 | 0 | 0 | 0 | 0 | 0 | 0 | 0 | 0 | 0 | 0 | 0 | 0 | 0 | 0 | 0 | 0 | 0 | 0 | 12 | 1
NO |  | 22 | 2015 | 2 | 8 | 8 |  | Rodemacher Station | Sherwood Sub | 230 | 230 | ST-LSPG | 16.17 | 0 | 1 | 2-795 MCM | 808021 | 3029609 | 3837630 | 0 | 0 | 0 | 0 | 0 | 0 | 0 | 0 | 0 | 0 | 0 | 0 | 0 | 0 | 0 | 0 | 0 | 0 | 0 | 0 | 12 | 1
NO |  | 22 | 2015 | 2 | 9 | 9 |  | Dolet | Carroll | 230 | 230 | ST-LSPG | 12.72 | 0 | 1 | 2-795 ACSR | 434247 | 2962557 | 3396804 | 0 | 0 | 0 | 0 | 0 | 0 | 0 | 0 | 0 | 0 | 0 | 0 | 0 | 0 | 0 | 0 | 0 | 0 | 0 | 0 | 12 | 1
NO |  | 22 | 2015 | 2 | 10 | 10 |  | Dolet | Dolet Mine | 230 | 230 | ST-SP | 0.96 | 0 | 1 | 1-795 ACSR | 51838 | 179171 | 231009 | 0 | 0 | 0 | 0 | 0 | 0 | 0 | 0 | 0 | 0 | 0 | 0 | 0 | 0 | 0 | 0 | 0 | 0 | 0 | 0 | 12 | 1
NO |  | 22 | 2015 | 2 | 11 | 11 |  | Dolet | Mansfield Compressor | 230 | 230 | ST-HF | 17.13 | 0 | 1 | 2-795 ACSR | 1157035 | 7179030 | 8336065 | 0 | 0 | 0 | 0 | 0 | 0 | 0 | 0 | 0 | 0 | 0 | 0 | 0 | 0 | 0 | 0 | 0 | 0 | 0 | 0 | 12 | 1
NO |  | 22 | 2015 | 2 | 12 | 12 |  | Ville Platte | West Fork | 230 | 230 | ST-HF | 15.32 | 0 | 1 | 2-795 | 898184 | 3781233 | 4679417 | 0 | 0 | 0 | 0 | 0 | 0 | 0 | 0 | 0 | 0 | 0 | 0 | 0 | 0 | 0 | 0 | 0 | 0 | 0 | 0 | 12 | 1
NO |  | 22 | 2015 | 2 | 13 | 13 |  | Patoutville | Hopkins | 138 | 138 | WP-HF | 10.65 | 0 | 1 | 2-336 MCM | 0 | 1803383 | 1803383 | 0 | 0 | 0 | 0 | 0 | 0 | 0 | 0 | 0 | 0 | 0 | 0 | 0 | 0 | 0 | 0 | 0 | 0 | 0 | 0 | 12 | 1
NO |  | 22 | 2015 | 2 | 14 | 14 |  | Toledo(Hartburg) | Coushatta(Mt. Olive Sub) | 500 | 500 | ST-LSS | 63.9 | 0 | 1 | 3-1024 MCM | 17251 | 6151064 | 6168315 | 0 | 0 | 0 | 0 | 0 | 0 | 0 | 0 | 0 | 0 | 0 | 0 | 0 | 0 | 0 | 0 | 0 | 0 | 0 | 0 | 12 | 1
NO |  | 22 | 2015 | 2 | 15 | 15 |  | Richard Sub | Wells | 500 | 500 | ST-LSS | 3.09 | 0 | 1 | 3-1024 MCM | 31419 | 525774 | 557193 | 0 | 0 | 0 | 0 | 0 | 0 | 0 | 0 | 0 | 0 | 0 | 0 | 0 | 0 | 0 | 0 | 0 | 0 | 0 | 0 | 12 | 1
SI/NO | A | 22 | 2015 | 2 | 16 | 16 |  | Nickerson Sub | Breaux Bridge | 69 | 69 | WP-SP | 6.07 | 0 | 1 | 1-1/0 ACSR | 40846 | 534133 | 574979 | 0 | 0 | 0 | 10463.8251 | 0 | 0 | 0 | 0 | 0 | 0 | 0 | 0 | 0 | 0 | 0 | 0 | 0 | 0 | 0 | 0 | 12 | 1
NO |  | 22 | 2015 | 2 | 17 | 17 |  | Rapides | Twin Bridges Sub | 230 | 230 | ST-SP | 7.3 | 1.59 | 1 | 1-1272 MCM | 1293127 | 3207199 | 4500326 | 0 | 0 | 0 | 0 | 0 | 0 | 0 | 0 | 0 | 0 | 0 | 0 | 0 | 0 | 0 | 0 | 0 | 0 | 0 | 0 | 12 | 1
NO |  | 22 | 2015 | 2 | 18 | 18 |  | Crowley Tap | East Crowley | 0 | 0 |  | 0 | 0 | 0 |  | 0 | 0 | 0 | 0 | 0 | 0 | 0 | 0 | 0 | 0 | 0 | 0 | 0 | 0 | 0 | 0 | 0 | 0 | 0 | 0 | 0 | 0 | 0 | 12 | 1
NO |  | 22 | 2015 | 2 | 19 | 19 |  | Rodemacher | Sieper | 230 | 230 | ST-HF | 17.16 | 0 | 1 | 2-795 | 818320 | 9076390 | 9894710 | 0 | 0 | 0 | 0 | 0 | 0 | 0 | 0 | 0 | 0 | 0 | 0 | 0 | 0 | 0 | 0 | 0 | 0 | 0 | 0 | 12 | 1
NO |  | 22 | 2015 | 2 | 20 | 20 |  | Cocodrie | Ashmore Road | 230 | 230 | ST-HF | 24.16 | 0 | 1 | 2-795 ACSR | 289169 | 5701475 | 5990644 | 0 | 0 | 0 | 0 | 0 | 0 | 0 | 0 | 0 | 0 | 0 | 0 | 0 | 0 | 0 | 0 | 0 | 0 | 0 | 0 | 12 | 1
SI/NO | A | 22 | 2015 | 2 | 21 | 21 |  | Darnell Tap | Darnell Road | 35 | 35 | WP-HF | 0 | 0 | 1 | 36617 | 782 | 148083 | 148865 | 0 | 0 | 0 | 2709.1378 | 0 | 0 | 0 | 0 | 0 | 0 | 0 | 0 | 0 | 0 | 0 | 0 | 0 | 0 | 0 | 0 | 12 | 1
NO |  | 22 | 2015 | 2 | 22 | 22 |  | Coughlin Station | Shady Oaks Sub | 138 | 138 | WP-HF | 32.63 | 0 | 1 | 1-336 MCM | 0 | 3163630 | 3163630 | 0 | 0 | 0 | 0 | 0 | 0 | 0 | 0 | 0 | 0 | 0 | 0 | 0 | 0 | 0 | 0 | 0 | 0 | 0 | 0 | 12 | 1
NO |  | 22 | 2015 | 2 | 23 | 23 |  | Shady Oaks Sub | Donahue | 138 | 230 | WP-HF | 7.53 | 2.74 | 1 | 2-336 MCM | 79299 | 563772 | 643071 | 0 | 0 | 0 | 0 | 0 | 0 | 0 | 0 | 0 | 0 | 0 | 0 | 0 | 0 | 0 | 0 | 0 | 0 | 0 | 0 | 12 | 1
NO |  | 22 | 2015 | 2 | 24 | 24 |  | Pineville Kraft Tap | Pineville Kraft Sub | 138 | 138 | WP-HF | 0.29 | 0 | 1 | 1-336 MCM | 0 | 97007 | 97007 | 0 | 0 | 0 | 0 | 0 | 0 | 0 | 0 | 0 | 0 | 0 | 0 | 0 | 0 | 0 | 0 | 0 | 0 | 0 | 0 | 12 | 1
SI/NO | A | 22 | 2015 | 2 | 25 | 25 |  | Breaux Bridge | GSU Tie | 69 | 69 | WP-SP | 1.57 | 0 | 1 | 1-336 | 96412 | 376340 | 472752 | 0 | 0 | 0 | 8603.4346 | 0 | 0 | 0 | 0 | 0 | 0 | 0 | 0 | 0 | 0 | 0 | 0 | 0 | 0 | 0 | 0 | 12 | 1
NO |  | 22 | 2015 | 2 | 26 | 26 |  | Front St Sub | Michoud(Entergy) | 230 | 230 | ST-SP | 3.32 | 0 | 1 | 1-1780 | 0 | 1378596 | 1378596 | 0 | 0 | 0 | 0 | 0 | 0 | 0 | 0 | 0 | 0 | 0 | 0 | 0 | 0 | 0 | 0 | 0 | 0 | 0 | 0 | 12 | 1
NO |  | 22 | 2015 | 2 | 27 | 27 |  | Bayou Rapides | Twin Bridges | 138 | 138 | WP-SP | 0 | 0 | 0 | 1-1272 | 0 | 0 | 0 | 0 | 0 | 0 | 0 | 0 | 0 | 0 | 0 | 0 | 0 | 0 | 0 | 0 | 0 | 0 | 0 | 0 | 0 | 0 | 0 | 12 | 1
NO |  | 22 | 2015 | 2 | 28 | 28 |  | Veazie Sub | Guidry | 138 | 138 | WP-SP | 1.07 | 0 | 1 | 1-336 ACSR | 12112 | 282925 | 295037 | 0 | 0 | 0 | 0 | 0 | 0 | 0 | 0 | 0 | 0 | 0 | 0 | 0 | 0 | 0 | 0 | 0 | 0 | 0 | 0 | 12 | 1
NO |  | 22 | 2015 | 2 | 29 | 29 |  | Guidry | West Fork | 138 | 138 | ST-SP | 2.15 | 0 | 1 | 1-336 ACSR | 224410 | 1237698 | 1462108 | 0 | 0 | 0 | 0 | 0 | 0 | 0 | 0 | 0 | 0 | 0 | 0 | 0 | 0 | 0 | 0 | 0 | 0 | 0 | 0 | 12 | 1
NO |  | 22 | 2015 | 2 | 30 | 30 |  | West Fork | Wells | 230 | 230 | SP-HF | 6.42 | 0 | 1 | 2-795 ACSR | 1255393 | 5911803 | 7167196 | 0 | 0 | 0 | 0 | 0 | 0 | 0 | 0 | 0 | 0 | 0 | 0 | 0 | 0 | 0 | 0 | 0 | 0 | 0 | 0 | 12 | 1
NO |  | 22 | 2015 | 2 | 31 | 31 |  | Front St. | Slidell Tap(Entergy) | 230 | 230 | ST-SP | 3.32 | 0 | 1 | 1-1780 | 248153 | 2775066 | 3023219 | 0 | 0 | 0 | 0 | 0 | 0 | 0 | 0 | 0 | 0 | 0 | 0 | 0 | 0 | 0 | 0 | 0 | 0 | 0 | 0 | 12 | 1
NO |  | 22 | 2015 | 2 | 33 | 33 |  | Bayou Rapides | Hunter(City of Alex) | 138 | 138 | WP-SP | 0 | 0 | 1 | 1-1272 | 6259 | 13897 | 20156 | 0 | 0 | 0 | 0 | 0 | 0 | 0 | 0 | 0 | 0 | 0 | 0 | 0 | 0 | 0 | 0 | 0 | 0 | 0 | 0 | 12 | 1
SI/NO | A | 22 | 2015 | 2 | 34 | 34 |  | Guidry | Groulee | 69 | 69 | WP-SP | 1.18 | 0 | 1 | 1-336 | 3912 | 32429 | 36341 | 0 | 0 | 0 | 661.3561 | 0 | 0 | 0 | 0 | 0 | 0 | 0 | 0 | 0 | 0 | 0 | 0 | 0 | 0 | 0 | 0 | 12 | 1
NO |  | 22 | 2015 | 2 | 35 | 35 |  | Cocodrie | Coughlin unit 6-1 | 230 | 0 |  | 0 | 0 | 0 |  | 0 | 0 | 0 | 0 | 0 | 0 | 0 | 0 | 0 | 0 | 0 | 0 | 0 | 0 | 0 | 0 | 0 | 0 | 0 | 0 | 0 | 0 | 0 | 12 | 1
NO |  | 22 | 2015 | 3 | 1 | 1 |  | Ramsey Sub | Barkers Corner | 230 | 230 | ST-SP | 7.41 | 0 | 1 | 1-1027 | 614 | 959727 | 960341 | 0 | 0 | 0 | 0 | 0 | 0 | 0 | 0 | 0 | 0 | 0 | 0 | 0 | 0 | 0 | 0 | 0 | 0 | 0 | 0 | 12 | 1
NO |  | 22 | 2015 | 3 | 4 | 4 |  | IP Mansfield | Wallace Lake | 138 | 138 | WP-HF | 3.87 | 0 | 1 | 1-666 ACSR | 0 | 3982352 | 3982352 | 0 | 0 | 0 | 0 | 0 | 0 | 0 | 0 | 0 | 0 | 0 | 0 | 0 | 0 | 0 | 0 | 0 | 0 | 0 | 0 | 12 | 1
NO |  | 22 | 2015 | 3 | 6 | 6 |  | Centennial | Deridder | 138 | 138 | WP-HF | 12.47 | 0 | 1 | 2-336 MCM | 0 | 782077 | 782077 | 0 | 0 | 0 | 0 | 0 | 0 | 0 | 0 | 0 | 0 | 0 | 0 | 0 | 0 | 0 | 0 | 0 | 0 | 0 | 0 | 12 | 1
NO |  | 22 | 2015 | 3 | 7 | 7 |  | Oakdale | Lyles | 0 | 0 |  | 0 | 0 | 1 | 1-795 ACSR | 778428 | 7168039 | 7946467 | 0 | 0 | 0 | 0 | 0 | 0 | 0 | 0 | 0 | 0 | 0 | 0 | 0 | 0 | 0 | 0 | 0 | 0 | 0 | 0 | 12 | 1
NO |  | 22 | 2015 | 3 | 8 | 8 |  | Cane Bayou | Mandeville Sub | 230 | 230 | ST-SP | 3.5 | 0 | 1 | 1-1780 | 491324 | 5710319 | 6201643 | 0 | 0 | 0 | 0 | 0 | 0 | 0 | 0 | 0 | 0 | 0 | 0 | 0 | 0 | 0 | 0 | 0 | 0 | 0 | 0 | 12 | 1
NO |  | 22 | 2015 | 3 | 9 | 9 |  | Cane Bayou | Mandeville Sub | 230 | 230 | WP-HF | 4.01 | 0 | 0 | 2-336 MCM | 0 | 0 | 0 | 0 | 0 | 0 | 0 | 0 | 0 | 0 | 0 | 0 | 0 | 0 | 0 | 0 | 0 | 0 | 0 | 0 | 0 | 0 | 0 | 12 | 1
SI/NO | A | 22 | 2015 | 3 | 10 | 10 |  | Clarence Sub | St. Maurice | 69 | 69 | C-SP | 6.3 | 0 | 1 | 1-954 | 1229928 | 4989481 | 6219409 | 0 | 0 | 0 | 113184.6691 | 0 | 0 | 0 | 0 | 0 | 0 | 0 | 0 | 0 | 0 | 0 | 0 | 0 | 0 | 0 | 0 | 12 | 1
NO |  | 22 | 2015 | 3 | 11 | 11 |  | Clarence Sub | St. Maurice | 69 | 69 | TUS-HF | 0.63 | 0 | 0 | 1-954 | 0 | 0 | 0 | 0 | 0 | 0 | 0 | 0 | 0 | 0 | 0 | 0 | 0 | 0 | 0 | 0 | 0 | 0 | 0 | 0 | 0 | 0 | 0 | 12 | 1
NO |  | 22 | 2015 | 3 | 12 | 12 |  | Wax Lake Sub | El Paso | 138 | 138 | WP-HF | 1.53 | 0 | 1 | 2-336 ACSR | 0 | 252997 | 252997 | 0 | 0 | 0 | 0 | 0 | 0 | 0 | 0 | 0 | 0 | 0 | 0 | 0 | 0 | 0 | 0 | 0 | 0 | 0 | 0 | 12 | 1
NO |  | 22 | 2015 | 3 | 13 | 13 |  | Wells | Pont de Mouton | 230 | 230 | ST-HF | 14.48 | 0 | 1 | 2-795 ACSR | 0 | 50281 | 50281 | 0 | 0 | 0 | 0 | 0 | 0 | 0 | 0 | 0 | 0 | 0 | 0 | 0 | 0 | 0 | 0 | 0 | 0 | 0 | 0 | 12 | 1
NO |  | 22 | 2015 | 3 | 14 | 14 |  | Caney | Oakdale | 138 | 138 | WP-HF | 1.74 | 0 | 1 | 2-336 MCM | 0 | 1070764 | 1070764 | 0 | 0 | 0 | 0 | 0 | 0 | 0 | 0 | 0 | 0 | 0 | 0 | 0 | 0 | 0 | 0 | 0 | 0 | 0 | 0 | 12 | 1
NO |  | 22 | 2015 | 3 | 15 | 15 |  | Caney | Oakdale | 138 | 138 | ST-SP | 0.51 | 0 | 0 | 2-336 MCM | 0 | 0 | 0 | 0 | 0 | 0 | 0 | 0 | 0 | 0 | 0 | 0 | 0 | 0 | 0 | 0 | 0 | 0 | 0 | 0 | 0 | 0 | 0 | 12 | 1
NO |  | 22 | 2015 | 3 | 16 | 16 |  | Rork | Sellers Road | 230 | 230 | ST-SP | 30.39 | 0 | 1 | 2-795 | 2085374 | 20626271 | 22711645 | 0 | 0 | 0 | 0 | 0 | 0 | 0 | 0 | 0 | 0 | 0 | 0 | 0 | 0 | 0 | 0 | 0 | 0 | 0 | 0 | 12 | 1
NO |  | 22 | 2015 | 3 | 17 | 17 |  | Sellers Road | Segura | 230 | 230 | ST-SP | 16.81 | 0 | 1 | 2-795 | 2710627 | 12326318 | 15036945 | 0 | 0 | 0 | 0 | 0 | 0 | 0 | 0 | 0 | 0 | 0 | 0 | 0 | 0 | 0 | 0 | 0 | 0 | 0 | 0 | 12 | 1
NO |  | 22 | 2015 | 3 | 18 | 18 |  | Wells | Labbe | 230 | 230 | ST-SP | 15.35 | 0 | 1 |  | 3303637 | 11633219 | 14936856 | 0 | 0 | 0 | 0 | 0 | 0 | 0 | 0 | 0 | 0 | 0 | 0 | 0 | 0 | 0 | 0 | 0 | 0 | 0 | 0 | 12 | 1
NO |  | 22 | 2015 | 3 | 19 | 19 |  | Segura Sub | Moril(Entergy) | 138 | 138 | WP-HF | 0.59 | 0 | 1 | 2-795 ACSR | 3533 | 952177 | 955710 | 0 | 0 | 0 | 0 | 0 | 0 | 0 | 0 | 0 | 0 | 0 | 0 | 0 | 0 | 0 | 0 | 0 | 0 | 0 | 0 | 12 | 1
NO |  | 22 | 2015 | 3 | 20 | 20 |  | Segura Sub | Youngsville | 138 | 138 | WP-HF | 12.02 | 0 | 1 | 2-336 MCM | 1177726 | 2473107 | 3650833 | 0 | 0 | 0 | 0 | 0 | 0 | 0 | 0 | 0 | 0 | 0 | 0 | 0 | 0 | 0 | 0 | 0 | 0 | 0 | 0 | 12 | 1
NO |  | 22 | 2015 | 3 | 21 | 21 |  | Youngsville | Flanders Rd. | 138 | 138 | WP-HF | 5.16 | 0 | 1 | 2-336 | 1485483 | 2502241 | 3987724 | 0 | 0 | 0 | 0 | 0 | 0 | 0 | 0 | 0 | 0 | 0 | 0 | 0 | 0 | 0 | 0 | 0 | 0 | 0 | 0 | 12 | 1
NO |  | 22 | 2015 | 3 | 22 | 22 |  | Youngsville | Flanders Rd. | 138 | 138 | ST-1P | 3.12 | 0 | 0 | 1-954 | 0 | 0 | 0 | 0 | 0 | 0 | 0 | 0 | 0 | 0 | 0 | 0 | 0 | 0 | 0 | 0 | 0 | 0 | 0 | 0 | 0 | 0 | 0 | 12 | 1
NO |  | 22 | 2015 | 3 | 23 | 23 |  | Pine Prairie | Pine Prairie Energy Center | 138 | 138 |  | 2.22 | 0 | 1 | 1-336 | 278573 | 973836 | 1252409 | 0 | 0 | 0 | 0 | 0 | 0 | 0 | 0 | 0 | 0 | 0 | 0 | 0 | 0 | 0 | 0 | 0 | 0 | 0 | 0 | 12 | 1
NO |  | 22 | 2015 | 3 | 25 | 25 |  | McAdams | Attala | 500 | 500 |  | 0.2 | 0 | 0 |  | 0 | 0 | 0 | 0 | 0 | 0 | 0 | 0 | 0 | 0 | 0 | 0 | 0 | 0 | 0 | 0 | 0 | 0 | 0 | 0 | 0 | 0 | 0 | 12 | 1
NO |  | 22 | 2015 | 3 | 26 | 26 |  | Perryville Plant | Perryville Entergy | 500 | 500 |  | 0.15 | 0 | 0 |  | 0 | 0 | 0 | 0 | 0 | 0 | 0 | 0 | 0 | 0 | 0 | 0 | 0 | 0 | 0 | 0 | 0 | 0 | 0 | 0 | 0 | 0 | 0 | 12 | 1
NO |  | 22 | 2015 | 3 | 27 | 27 |  | Barkers Corner | Bogalusa | 230 | 230 | ST-SP | 0.07 | 0 | 1 | 1-1033 | 188620 | 1002377 | 1190997 | 0 | 0 | 0 | 0 | 0 | 0 | 0 | 0 | 0 | 0 | 0 | 0 | 0 | 0 | 0 | 0 | 0 | 0 | 0 | 0 | 12 | 1
NO |  | 22 | 2015 | 3 | 28 | 28 |  | Barkers Corner | Bogalusa | 230 | 230 | ST-LSS | 10.59 | 0 | 0 | 1-1027 | 0 | 0 | 0 | 0 | 0 | 0 | 0 | 0 | 0 | 0 | 0 | 0 | 0 | 0 | 0 | 0 | 0 | 0 | 0 | 0 | 0 | 0 | 0 | 12 | 1
NO |  | 22 | 2015 | 3 | 29 | 29 |  | Mansfield Compressor | Fisher | 230 | 230 | ST-HF | 25.73 | 0 | 1 | 2-795 ACSR | 0 | 323976 | 323976 | 0 | 0 | 0 | 0 | 0 | 0 | 0 | 0 | 0 | 0 | 0 | 0 | 0 | 0 | 0 | 0 | 0 | 0 | 0 | 0 | 12 | 1
NO |  | 22 | 2015 | 3 | 30 | 30 |  | Mansfield Compressor | Fisher | 230 | 230 | ST-SP | 1.36 | 0 | 0 | 2-795 ACSR | 0 | 0 | 0 | 0 | 0 | 0 | 0 | 0 | 0 | 0 | 0 | 0 | 0 | 0 | 0 | 0 | 0 | 0 | 0 | 0 | 0 | 0 | 0 | 12 | 1
NO |  | 22 | 2015 | 3 | 31 | 31 |  | Pine Prairie | Caney | 138 | 138 | WP-HF | 11.68 | 0 | 1 | 2-336 MCM | 0 | 1422465 | 1422465 | 0 | 0 | 0 | 0 | 0 | 0 | 0 | 0 | 0 | 0 | 0 | 0 | 0 | 0 | 0 | 0 | 0 | 0 | 0 | 0 | 12 | 1
NO |  | 22 | 2015 | 3 | 32 | 32 |  | Hineston | Ashmore Road | 230 | 230 | ST-HF | 18.02 | 0 | 1 | 2-795 | 6059 | 347779 | 353838 | 0 | 0 | 0 | 0 | 0 | 0 | 0 | 0 | 0 | 0 | 0 | 0 | 0 | 0 | 0 | 0 | 0 | 0 | 0 | 0 | 12 | 1
NO |  | 22 | 2015 | 3 | 33 | 33 |  | Acadia | Rork | 138 | 138 |  | 0.3 | 0 | 1 | 2-954 | 0 | 0 | 0 | 0 | 0 | 0 | 0 | 0 | 0 | 0 | 0 | 0 | 0 | 0 | 0 | 0 | 0 | 0 | 0 | 0 | 0 | 0 | 0 | 12 | 1
NO |  | 22 | 2015 | 3 | 34 | 34 |  | Acadia | Richard #2 | 138 | 138 | 1P-ST | 0.21 | 0 | 1 | 2-954 | 0 | 0 | 0 | 0 | 0 | 0 | 0 | 0 | 0 | 0 | 0 | 0 | 0 | 0 | 0 | 0 | 0 | 0 | 0 | 0 | 0 | 0 | 0 | 12 | 1
NO |  | 22 | 2015 | 4 | 1 | 1 |  | Eola | Marksville | 138 | 138 | WP-HF | 18.87 | 0 | 1 | 2-336 | 125686 | 2317167 | 2442853 | 0 | 0 | 0 | 0 | 0 | 0 | 0 | 0 | 0 | 0 | 0 | 0 | 0 | 0 | 0 | 0 | 0 | 0 | 0 | 0 | 12 | 1
NO |  | 22 | 2015 | 4 | 5 | 5 |  | Substation Land |  | 0 | 0 |  | 0 | 0 | 0 |  | 6708822 | 0 | 6708822 | 0 | 0 | 0 | 0 | 0 | 0 | 0 | 0 | 0 | 0 | 0 | 0 | 0 | 0 | 0 | 0 | 0 | 0 | 0 | 0 | 12 | 1
NO |  | 23 | 2015 | 0 | 1 | 1 |  | Buxton (374) | Surowiec | 345 | 345 | WHF | 26.16 | 0 | 1 | 850.8 ACSR | 515763 | 5003981 | 5519744 | 0 | 0 | 0 | 0 | 0 | 0 | 0 | 0 | 0 | 0 | 0 | 0 | 0 | 0 | 0 | 0 | 0 | 0 | 0 | 0 | 12 | 0
NO |  | 23 | 2015 | 0 | 2 | 2 |  | 345 KV S/S | 345 KV S/S | 0 | 0 |  | 0 | 0 | 0 |  | 0 | 0 | 0 | 0 | 0 | 0 | 0 | 0 | 0 | 0 | 0 | 0 | 0 | 0 | 0 | 0 | 0 | 0 | 0 | 0 | 0 | 0 | 0 | 12 | 0
NO |  | 23 | 2015 | 0 | 4 | 4 |  | Surowiec (375) | Maine Yankee | 345 | 345 | WHF | 24.91 | 0 | 1 | 850.8 ACSR | 242584 | 24840557 | 25083141 | 0 | 0 | 0 | 0 | 0 | 0 | 0 | 0 | 0 | 0 | 0 | 0 | 0 | 0 | 0 | 0 | 0 | 0 | 0 | 0 | 12 | 0
NO |  | 23 | 2015 | 0 | 5 | 5 |  | 345 KV S/S | 345kV S/S | 345 | 345 | Steel Towers | 0.57 | 0 | 1 | 850.8 ACSR | 0 | 0 | 0 | 0 | 0 | 0 | 0 | 0 | 0 | 0 | 0 | 0 | 0 | 0 | 0 | 0 | 0 | 0 | 0 | 0 | 0 | 0 | 0 | 12 | 0
NO |  | 23 | 2015 | 0 | 6 | 6 |  |  |  | 345 | 345 | Steel Towers | 4.6 | 0 | 1 | 900 ACSR | 0 | 0 | 0 | 0 | 0 | 0 | 0 | 0 | 0 | 0 | 0 | 0 | 0 | 0 | 0 | 0 | 0 | 0 | 0 | 0 | 0 | 0 | 0 | 12 | 0
NO |  | 23 | 2015 | 0 | 7 | 7 |  | Surowiec (377) | Maine Yankee | 345 | 345 | WHF | 25.89 | 0 | 1 | 850.8 ACSR | 410122 | 32285631 | 32695753 | 0 | 0 | 0 | 0 | 0 | 0 | 0 | 0 | 0 | 0 | 0 | 0 | 0 | 0 | 0 | 0 | 0 | 0 | 0 | 0 | 12 | 0
NO |  | 23 | 2015 | 0 | 8 | 8 |  | 345 KV S/S | 345 KV S/S | 345 | 345 | Steel Towers | 5.93 | 0 | 1 | 850.8 ACSR | 0 | 0 | 0 | 0 | 0 | 0 | 0 | 0 | 0 | 0 | 0 | 0 | 0 | 0 | 0 | 0 | 0 | 0 | 0 | 0 | 0 | 0 | 0 | 12 | 0
NO |  | 23 | 2015 | 0 | 10 | 10 |  | Mason (378) | Maine Yankee | 345 | 345 | WHF | 3.47 | 0 | 1 | 850.8 ACSR | 8437 | 2024199 | 2032636 | 0 | 0 | 0 | 0 | 0 | 0 | 0 | 0 | 0 | 0 | 0 | 0 | 0 | 0 | 0 | 0 | 0 | 0 | 0 | 0 | 12 | 0
NO |  | 23 | 2015 | 0 | 11 | 11 |  | 345 KV S/S | 345 KV S/S | 0 | 0 |  | 0 | 0 | 0 |  | 0 | 0 | 0 | 0 | 0 | 0 | 0 | 0 | 0 | 0 | 0 | 0 | 0 | 0 | 0 | 0 | 0 | 0 | 0 | 0 | 0 | 0 | 0 | 12 | 0
NO |  | 23 | 2015 | 0 | 13 | 13 |  | Deerfield, NH (385) | Buxton | 345 | 345 | WHF | 30.73 | 0 | 1 | 850.8 ACSR | 0 | 6564086 | 6564086 | 0 | 0 | 0 | 0 | 0 | 0 | 0 | 0 | 0 | 0 | 0 | 0 | 0 | 0 | 0 | 0 | 0 | 0 | 0 | 0 | 12 | 0
NO |  | 23 | 2015 | 0 | 14 | 14 |  | 345 KV S/S | 345 KV S/S | 0 | 0 |  | 0 | 0 | 0 |  | 0 | 0 | 0 | 0 | 0 | 0 | 0 | 0 | 0 | 0 | 0 | 0 | 0 | 0 | 0 | 0 | 0 | 0 | 0 | 0 | 0 | 0 | 0 | 12 | 0
NO |  | 23 | 2015 | 0 | 16 | 16 |  | South Gorham (386) | Buxton | 345 | 345 | WHF | 0.13 | 0 | 1 | 954 ACSR | 273557 | 9221951 | 9495508 | 0 | 0 | 0 | 0 | 0 | 0 | 0 | 0 | 0 | 0 | 0 | 0 | 0 | 0 | 0 | 0 | 0 | 0 | 0 | 0 | 12 | 0
NO |  | 23 | 2015 | 0 | 17 | 17 |  | 345 KV S/S | 345 KV S/S | 345 | 345 | Steel Towers | 6.95 | 0 | 1 | 954 ACSR | 0 | 0 | 0 | 0 | 0 | 0 | 0 | 0 | 0 | 0 | 0 | 0 | 0 | 0 | 0 | 0 | 0 | 0 | 0 | 0 | 0 | 0 | 0 | 12 | 0
NO |  | 23 | 2015 | 0 | 19 | 19 |  | Coopers Mills (388) | Orrington | 345 | 345 | WHF | 5.59 | 0 | 0 |  | 197950 | 701263 | 899213 | 0 | 0 | 0 | 0 | 0 | 0 | 0 | 0 | 0 | 0 | 0 | 0 | 0 | 0 | 0 | 0 | 0 | 0 | 0 | 0 | 12 | 0
NO |  | 23 | 2015 | 0 | 20 | 20 |  | 345 KV S/S | 345 KV S/S | 0 | 0 | Steel Towers | 0.34 | 0 | 0 |  | 0 | 0 | 0 | 0 | 0 | 0 | 0 | 0 | 0 | 0 | 0 | 0 | 0 | 0 | 0 | 0 | 0 | 0 | 0 | 0 | 0 | 0 | 0 | 12 | 0
NO |  | 23 | 2015 | 0 | 22 | 22 |  | Scobie, NH (391) | Buxton | 345 | 345 | WHF | 30.51 | 0 | 1 | 850.8 ACSR | 223815 | 4280768 | 4504583 | 0 | 0 | 0 | 0 | 0 | 0 | 0 | 0 | 0 | 0 | 0 | 0 | 0 | 0 | 0 | 0 | 0 | 0 | 0 | 0 | 12 | 0
NO |  | 23 | 2015 | 0 | 23 | 23 |  | 345 KV S/S | 345 KV S/S | 0 | 0 |  | 0 | 0 | 0 |  | 0 | 0 | 0 | 0 | 0 | 0 | 0 | 0 | 0 | 0 | 0 | 0 | 0 | 0 | 0 | 0 | 0 | 0 | 0 | 0 | 0 | 0 | 0 | 12 | 0
NO |  | 23 | 2015 | 0 | 25 | 25 |  | Raven Farm (3020) | Surowiec | 345 | 345 | WHF | 13 | 0 | 1 | 1590 ACSR | 366924 | 28205278 | 28572202 | 0 | 0 | 0 | 0 | 0 | 0 | 0 | 0 | 0 | 0 | 0 | 0 | 0 | 0 | 0 | 0 | 0 | 0 | 0 | 0 | 12 | 0
NO |  | 23 | 2015 | 0 | 26 | 26 |  | 345 KV S/S | 345 KV S/S | 0 | 0 |  | 0 | 0 | 0 |  | 0 | 0 | 0 | 0 | 0 | 0 | 0 | 0 | 0 | 0 | 0 | 0 | 0 | 0 | 0 | 0 | 0 | 0 | 0 | 0 | 0 | 0 | 0 | 12 | 0
NO |  | 23 | 2015 | 0 | 28 | 28 |  | South Gorham (3021) | Maguire Road (MPRP) | 345 | 345 | WHF | 20.64 | 0 | 1 | 1590 ACSR | 279696 | 33741261 | 34020957 | 0 | 0 | 0 | 0 | 0 | 0 | 0 | 0 | 0 | 0 | 0 | 0 | 0 | 0 | 0 | 0 | 0 | 0 | 0 | 0 | 12 | 0
NO |  | 23 | 2015 | 0 | 29 | 29 |  | 345 KV S/S | 345 KV S/S | 0 | 0 |  | 0 | 0 | 0 |  | 0 | 0 | 0 | 0 | 0 | 0 | 0 | 0 | 0 | 0 | 0 | 0 | 0 | 0 | 0 | 0 | 0 | 0 | 0 | 0 | 0 | 0 | 0 | 12 | 0
NO |  | 23 | 2015 | 0 | 31 | 31 |  | Maguire Road (3022) | Three RV (MPRP) | 345 | 345 | WHF | 19.42 | 0 | 1 | 1590 ACSR | 967116 | 35343118 | 36310234 | 0 | 0 | 0 | 0 | 0 | 0 | 0 | 0 | 0 | 0 | 0 | 0 | 0 | 0 | 0 | 0 | 0 | 0 | 0 | 0 | 12 | 0
NO |  | 23 | 2015 | 0 | 32 | 32 |  | 345 KV S/S | 345 KV S/S | 0 | 0 |  | 0 | 0 | 0 |  | 0 | 0 | 0 | 0 | 0 | 0 | 0 | 0 | 0 | 0 | 0 | 0 | 0 | 0 | 0 | 0 | 0 | 0 | 0 | 0 | 0 | 0 | 0 | 12 | 0
NO |  | 23 | 2015 | 0 | 34 | 34 |  | Orrington (3023) | Albion Road | 345 | 345 | WHF | 44.34 | 0 | 1 | 1590 ACSR | 9260031 | 148286657 | 157546688 | 0 | 0 | 0 | 0 | 0 | 0 | 0 | 0 | 0 | 0 | 0 | 0 | 0 | 0 | 0 | 0 | 0 | 0 | 0 | 0 | 12 | 0
NO |  | 23 | 2015 | 0 | 35 | 35 |  | 345 KV S/S | 345 KV S/S | 0 | 0 |  | 0 | 0 | 0 |  | 0 | 0 | 0 | 0 | 0 | 0 | 0 | 0 | 0 | 0 | 0 | 0 | 0 | 0 | 0 | 0 | 0 | 0 | 0 | 0 | 0 | 0 | 0 | 12 | 0
NO |  | 23 | 2015 | 0 | 36 | 36 |  | TOTAL |  | 0 | 0 |  | 2825.04 | 0 | 316 |  | 44155131 | 1328095133 | 1372250264 | 0 | 0 | 0 | 0 | 0 | 0 | 0 | 0 | 0 | 0 | 0 | 0 | 0 | 0 | 0 | 0 | 0 | 0 | 0 | 0 | 12 | 0
NO |  | 23 | 2015 | 1 | 2 | 2 |  | Albion Road (3024) | Coopers Mills (MPRP) | 345 | 345 |  | 20.81 | 0 | 0 | 1590 ACSR | 2607897 | 42252687 | 44860584 | 0 | 0 | 0 | 0 | 0 | 0 | 0 | 0 | 0 | 0 | 0 | 0 | 0 | 0 | 0 | 0 | 0 | 0 | 0 | 0 | 12 | 0
NO |  | 23 | 2015 | 1 | 3 | 3 |  | 345 KV S/S | 345 KV S/S | 0 | 0 |  | 0 | 0 | 0 |  | 0 | 0 | 0 | 0 | 0 | 0 | 0 | 0 | 0 | 0 | 0 | 0 | 0 | 0 | 0 | 0 | 0 | 0 | 0 | 0 | 0 | 0 | 0 | 12 | 0
NO |  | 23 | 2015 | 1 | 5 | 5 |  | Coopers Mills (3025) | Larrabee Road (MPRP) | 345 | 345 | WHF | 35.26 | 0 | 1 | 1590 ACSR | 14289591 | 108861339 | 123150930 | 0 | 0 | 0 | 0 | 0 | 0 | 0 | 0 | 0 | 0 | 0 | 0 | 0 | 0 | 0 | 0 | 0 | 0 | 0 | 0 | 12 | 0
NO |  | 23 | 2015 | 1 | 6 | 6 |  | 345 KV S/S | 345 KV S/S | 0 | 0 |  | 0 | 0 | 0 |  | 0 | 0 | 0 | 0 | 0 | 0 | 0 | 0 | 0 | 0 | 0 | 0 | 0 | 0 | 0 | 0 | 0 | 0 | 0 | 0 | 0 | 0 | 0 | 12 | 0
NO |  | 23 | 2015 | 1 | 8 | 8 |  | Surowiec (3026) | Larrabee Road | 345 | 345 | WHF | 16.12 | 0 | 1 | 1590 ACSR | 58553 | 47247101 | 47305654 | 0 | 0 | 0 | 0 | 0 | 0 | 0 | 0 | 0 | 0 | 0 | 0 | 0 | 0 | 0 | 0 | 0 | 0 | 0 | 0 | 12 | 0
NO |  | 23 | 2015 | 1 | 9 | 9 |  | 345 KV S/S | 345 KV S/S | 0 | 0 |  | 0 | 0 | 0 |  | 0 | 0 | 0 | 0 | 0 | 0 | 0 | 0 | 0 | 0 | 0 | 0 | 0 | 0 | 0 | 0 | 0 | 0 | 0 | 0 | 0 | 0 | 0 | 12 | 0
NO |  | 23 | 2015 | 1 | 11 | 11 |  | Buxton (3038) | Surowiec | 345 | 345 | WHF | 26.58 | 0 | 1 | 850.8 ACSR | 0 | 3099206 | 3099206 | 0 | 0 | 0 | 0 | 0 | 0 | 0 | 0 | 0 | 0 | 0 | 0 | 0 | 0 | 0 | 0 | 0 | 0 | 0 | 0 | 12 | 0
NO |  | 23 | 2015 | 1 | 12 | 12 |  | 345 KV S/S | 345 KV S/S | 345 | 345 | Steel Tower | 0.1 | 0 | 1 | 850.8 ACSR | 0 | 0 | 0 | 0 | 0 | 0 | 0 | 0 | 0 | 0 | 0 | 0 | 0 | 0 | 0 | 0 | 0 | 0 | 0 | 0 | 0 | 0 | 0 | 12 | 0
NO |  | 23 | 2015 | 1 | 14 | 14 |  | Raven Farm (3039) | WF Wyman | 345 | 345 | WHF | 0.17 | 0 | 1 | 954 ACSR | 0 | 4581313 | 4581313 | 0 | 0 | 0 | 0 | 0 | 0 | 0 | 0 | 0 | 0 | 0 | 0 | 0 | 0 | 0 | 0 | 0 | 0 | 0 | 0 | 12 | 0
NO |  | 23 | 2015 | 1 | 15 | 15 |  | 345 KV S/S | 345 KV S/S | 345 | 345 | WHF | 0.37 | 0 | 1 | 1590 ACSR | 0 | 0 | 0 | 0 | 0 | 0 | 0 | 0 | 0 | 0 | 0 | 0 | 0 | 0 | 0 | 0 | 0 | 0 | 0 | 0 | 0 | 0 | 0 | 12 | 0
NO |  | 23 | 2015 | 1 | 16 | 16 |  |  |  | 345 | 345 | Steel Tower | 5.1 | 0 | 1 | 954 ACSR | 0 | 0 | 0 | 0 | 0 | 0 | 0 | 0 | 0 | 0 | 0 | 0 | 0 | 0 | 0 | 0 | 0 | 0 | 0 | 0 | 0 | 0 | 0 | 12 | 0
NO |  | 23 | 2015 | 1 | 17 | 17 |  | South Gorham (3040) | Raven Farm | 345 | 345 | WHF | 14.6 | 0 | 1 | 954 ACSR | 0 | 5512932 | 5512932 | 0 | 0 | 0 | 0 | 0 | 0 | 0 | 0 | 0 | 0 | 0 | 0 | 0 | 0 | 0 | 0 | 0 | 0 | 0 | 0 | 12 | 0
NO |  | 23 | 2015 | 1 | 18 | 18 |  | 345 KV S/S | 345 KV S/S | 345 | 345 | WHF | 0.1 | 0 | 1 | 1590 ACSR | 0 | 0 | 0 | 0 | 0 | 0 | 0 | 0 | 0 | 0 | 0 | 0 | 0 | 0 | 0 | 0 | 0 | 0 | 0 | 0 | 0 | 0 | 0 | 12 | 0
NO |  | 23 | 2015 | 1 | 19 | 19 |  |  |  | 345 | 345 | Steel Tower | 2.89 | 0 | 1 | 954 ACSR | 0 | 0 | 0 | 0 | 0 | 0 | 0 | 0 | 0 | 0 | 0 | 0 | 0 | 0 | 0 | 0 | 0 | 0 | 0 | 0 | 0 | 0 | 0 | 12 | 0
SI/NO | A | 23 | 2015 | 1 | 21 | 21 |  |  |  | 115 | 0 | Overhead | 1250 | 0 | 113 |  | 10079467 | 565276961 | 575356428 | 0 | 0 | 0 | 10470693.7431 | 0 | 0 | 0 | 0 | 0 | 0 | 0 | 0 | 0 | 0 | 0 | 0 | 0 | 0 | 0 | 0 | 12 | 0
NO |  | 23 | 2015 | 1 | 22 | 22 |  |  |  | 0 | 0 | Underground | 3 | 0 | 0 |  | 0 | 0 | 0 | 0 | 0 | 0 | 0 | 0 | 0 | 0 | 0 | 0 | 0 | 0 | 0 | 0 | 0 | 0 | 0 | 0 | 0 | 0 | 0 | 12 | 0
SI/NO | A | 23 | 2015 | 1 | 24 | 24 |  |  |  | 34.5 | 0 | Overhead | 999 | 0 | 173 |  | 4373628 | 220764844 | 225138472 | 0 | 0 | 0 | 4097209.791 | 0 | 0 | 0 | 0 | 0 | 0 | 0 | 0 | 0 | 0 | 0 | 0 | 0 | 0 | 0 | 0 | 12 | 0
NO |  | 23 | 2015 | 1 | 25 | 25 |  |  |  | 0 | 0 | Underground | 17 | 0 | 0 |  | 0 | 0 | 0 | 0 | 0 | 0 | 0 | 0 | 0 | 0 | 0 | 0 | 0 | 0 | 0 | 0 | 0 | 0 | 0 | 0 | 0 | 0 | 0 | 12 | 0
NO |  | 23 | 2015 | 1 | 26 | 26 |  | New England Hydro-NHH |  | 0 | 0 |  | 0 | 0 | 0 |  | 0 | 0 | 0 | 0 | 0 | 0 | 0 | 650230077 | 0 | 0 | 0 | 0 | 0 | 0 | 0 | 0 | 0 | 0 | 0 | 0 | 0 | 0 | 0 | 12 | 0
NO |  | 23 | 2015 | 1 | 27 | 27 |  | MA/NH Border | Sandy Pond Junction | 0 | 0 | Single Pole | 0 | 0 | 0 | 2839.8 | 0 | 0 | 0 | 0 | 0 | 0 | 0 | 0 | 0 | 0 | 0 | 0 | 0 | 0 | 0 | 0 | 0 | 0 | 0 | 0 | 0 | 0 | 0 | 12 | 0
NO |  | 23 | 2015 | 1 | 28 | 28 |  |  | Hudson, NH | 450 | 450 | Corten Steel | 8.48 | 0 | 1 | KcMil ACSR | 0 | 0 | 0 | 0 | 0 | 0 | 0 | 0 | 0 | 650230071 | 650230072 | 0 | 0 | 0 | 0 | 0 | 0 | 0 | 0 | 0 | 0 | 0 | 0 | 12 | 0
NO |  | 23 | 2015 | 1 | 30 | 30 |  | New England Hydro-NHH |  | 0 | 0 |  | 0 | 0 | 0 |  | 0 | 0 | 0 | 0 | 0 | 0 | 0 | 650230075 | 0 | 0 | 0 | 0 | 0 | 0 | 0 | 0 | 0 | 0 | 0 | 0 | 0 | 0 | 0 | 12 | 0
NO |  | 23 | 2015 | 1 | 31 | 31 |  | Sandy Pond | Comeford Converter | 0 | 0 |  | 0 | 0 | 0 |  | 0 | 0 | 0 | 0 | 0 | 0 | 0 | 0 | 0 | 0 | 0 | 0 | 0 | 0 | 0 | 0 | 0 | 0 | 0 | 0 | 0 | 0 | 0 | 12 | 0
NO |  | 23 | 2015 | 1 | 32 | 32 |  | Junction | Terminal | 0 | 0 | Lattice Steel | 0 | 0 | 0 |  | 0 | 0 | 0 | 0 | 0 | 0 | 0 | 0 | 0 | 0 | 0 | 0 | 0 | 0 | 0 | 0 | 0 | 0 | 0 | 0 | 0 | 0 | 0 | 12 | 0
NO |  | 23 | 2015 | 1 | 33 | 33 |  | Hudson, NH | Monroe, NH | 450 | 450 | H-Frame | 112.28 | 0 | 1 |  | 0 | 0 | 0 | 0 | 0 | 0 | 0 | 0 | 0 | 650230073 | 650230074 | 0 | 0 | 0 | 0 | 0 | 0 | 0 | 0 | 0 | 0 | 0 | 0 | 12 | 0
NO |  | 23 | 2015 | 1 | 35 | 35 |  | New England Hydro-Elec-NE |  | 0 | 0 |  | 0 | 0 | 0 |  | 0 | 0 | 0 | 0 | 0 | 0 | 0 | 650230170 | 0 | 0 | 0 | 0 | 0 | 0 | 0 | 0 | 0 | 0 | 0 | 0 | 0 | 0 | 0 | 12 | 0
NO |  | 23 | 2015 | 2 | 1 | 1 |  | Sany Pond | MA/NH | 0 | 0 | Single Pole | 0 | 0 | 0 | 2839.8 | 0 | 0 | 0 | 0 | 0 | 0 | 0 | 0 | 0 | 0 | 0 | 0 | 0 | 0 | 0 | 0 | 0 | 0 | 0 | 0 | 0 | 0 | 0 | 12 | 0
NO |  | 23 | 2015 | 2 | 2 | 2 |  | Converter Terminal | Border | 450 | 450 | Corten Steel | 12 | 0 | 1 | KcMil ACSR | 0 | 0 | 0 | 0 | 0 | 0 | 0 | 0 | 0 | 650230171 | 650230172 | 0 | 0 | 0 | 0 | 0 | 0 | 0 | 0 | 0 | 0 | 0 | 0 | 12 | 0
NO |  | 23 | 2015 | 2 | 4 | 4 |  | New England Power Co-NEPAC |  | 0 | 0 |  | 0 | 0 | 0 |  | 0 | 0 | 0 | 0 | 0 | 0 | 0 | 650230076 | 0 | 0 | 0 | 0 | 0 | 0 | 0 | 0 | 0 | 0 | 0 | 0 | 0 | 0 | 0 | 12 | 0
NO |  | 23 | 2015 | 2 | 5 | 5 |  | Milbury #3 | Sandy Pond, Ayer | 0 | 0 |  | 0 | 0 | 0 | 1113 MCM AL | 0 | 0 | 0 | 0 | 0 | 0 | 0 | 0 | 0 | 0 | 0 | 0 | 0 | 0 | 0 | 0 | 0 | 0 | 0 | 0 | 0 | 0 | 0 | 12 | 0
NO |  | 23 | 2015 | 2 | 6 | 6 |  |  | Medway Town Line | 345 | 345 | WH Frame | 0 | 0 | 0 | 1590 MCM | 0 | 0 | 0 | 0 | 0 | 0 | 0 | 0 | 0 | 0 | 0 | 0 | 0 | 0 | 0 | 0 | 0 | 0 | 0 | 0 | 0 | 0 | 0 | 12 | 0
NO |  | 23 | 2015 | 2 | 7 | 7 |  |  |  | 0 | 0 | SPH Frame | 38 | 0 | 2 |  | 0 | 0 | 0 | 0 | 0 | 0 | 0 | 0 | 0 | 0 | 0 | 0 | 0 | 0 | 0 | 0 | 0 | 0 | 0 | 0 | 0 | 0 | 0 | 12 | 0
NO |  | 24 | 2015 | 0 | 1 | 1 |  | TL1083 NORTH EDINBURG | RIO HONDO | 345 | 345 | 1-15.38 | 38.3 | 0 | 1 | 2x795.0 ACSR | 0 | 0 | 0 | 0 | 0 | 0 | 0 | 0 | 0 | 0 | 0 | 0 | 0 | 0 | 0 | 0 | 0 | 0 | 0 | 0 | 0 | 0 | 0 | 12 | 0
NO |  | 24 | 2015 | 0 | 2 | 2 |  |  |  | 0 | 0 | 2-22.92 | 0 | 0 | 0 |  | 0 | 0 | 0 | 0 | 0 | 0 | 0 | 0 | 0 | 0 | 0 | 0 | 0 | 0 | 0 | 0 | 0 | 0 | 0 | 0 | 0 | 0 | 0 | 12 | 0
NO |  | 24 | 2015 | 0 | 3 | 3 |  | TL1098 LA PALMA | RIO HONDO | 345 | 345 | 1-.17 | 0.3 | 0 | 1 | 795.0 ACSR | 0 | 0 | 0 | 0 | 0 | 0 | 0 | 0 | 0 | 0 | 0 | 0 | 0 | 0 | 0 | 0 | 0 | 0 | 0 | 0 | 0 | 0 | 0 | 12 | 0
NO |  | 24 | 2015 | 0 | 4 | 4 |  |  |  | 0 | 0 | 2-.13 | 0 | 0 | 1 | 795.0 ACSR | 0 | 0 | 0 | 0 | 0 | 0 | 0 | 0 | 0 | 0 | 0 | 0 | 0 | 0 | 0 | 0 | 0 | 0 | 0 | 0 | 0 | 0 | 0 | 12 | 0
NO |  | 24 | 2015 | 0 | 5 | 5 |  | TL3113A BLESSING | STP | 345 | 345 | 2-13.23 | 13.23 | 0 | 1 | 2x795.0 ACSR | 0 | 0 | 0 | 0 | 0 | 0 | 0 | 0 | 0 | 0 | 0 | 0 | 0 | 0 | 0 | 0 | 0 | 0 | 0 | 0 | 0 | 0 | 0 | 12 | 0
NO |  | 24 | 2015 | 0 | 6 | 6 |  | TL3131 STP | WA PARRISH | 345 | 345 | 2-14.22 | 14.22 | 0 | 1 | 2x795.0 ACSR | 0 | 0 | 0 | 0 | 0 | 0 | 0 | 0 | 0 | 0 | 0 | 0 | 0 | 0 | 0 | 0 | 0 | 0 | 0 | 0 | 0 | 0 | 0 | 12 | 0
NO |  | 24 | 2015 | 0 | 7 | 7 |  | TL5109 LON HILL | STEC PAWNEE | 345 | 345 | 1-1.81 | 57.35 | 0 | 1 | 2x795.0 ACSR | 0 | 0 | 0 | 0 | 0 | 0 | 0 | 0 | 0 | 0 | 0 | 0 | 0 | 0 | 0 | 0 | 0 | 0 | 0 | 0 | 0 | 0 | 0 | 12 | 0
NO |  | 24 | 2015 | 0 | 8 | 8 |  |  |  | 0 | 0 | 2-55.54 | 0 | 0 | 0 |  | 0 | 0 | 0 | 0 | 0 | 0 | 0 | 0 | 0 | 0 | 0 | 0 | 0 | 0 | 0 | 0 | 0 | 0 | 0 | 0 | 0 | 0 | 0 | 12 | 0
NO |  | 24 | 2015 | 0 | 9 | 9 |  | TL5114 LON HILL | WHITEPOINT CKT #1 | 345 | 345 | 1-1.76 | 10.75 | 9.75 | 1 | 2x795.0 ACSR | 0 | 0 | 0 | 0 | 0 | 0 | 0 | 0 | 0 | 0 | 0 | 0 | 0 | 0 | 0 | 0 | 0 | 0 | 0 | 0 | 0 | 0 | 0 | 12 | 0
NO |  | 24 | 2015 | 0 | 10 | 10 |  |  |  | 0 | 0 | 2-8.99 | 0 | 0 | 0 |  | 0 | 0 | 0 | 0 | 0 | 0 | 0 | 0 | 0 | 0 | 0 | 0 | 0 | 0 | 0 | 0 | 0 | 0 | 0 | 0 | 0 | 0 | 0 | 12 | 0
NO |  | 24 | 2015 | 0 | 11 | 11 |  | TL5115 WHITEPOINT | STP | 345 | 345 | 1-9.75 | 123.86 | 0 | 1 | 2x795.0 ACSR | 0 | 0 | 0 | 0 | 0 | 0 | 0 | 0 | 0 | 0 | 0 | 0 | 0 | 0 | 0 | 0 | 0 | 0 | 0 | 0 | 0 | 0 | 0 | 12 | 0
NO |  | 24 | 2015 | 0 | 12 | 12 |  |  |  | 0 | 0 | 2-114.11 | 0 | 0 | 0 |  | 0 | 0 | 0 | 0 | 0 | 0 | 0 | 0 | 0 | 0 | 0 | 0 | 0 | 0 | 0 | 0 | 0 | 0 | 0 | 0 | 0 | 0 | 0 | 12 | 0
NO |  | 24 | 2015 | 0 | 13 | 13 |  | TL5138 AJO | RIO HONDO | 345 | 345 | 42736 | 66.71 | 0 | 1 | 2-1590.0 ACSR | 0 | 0 | 0 | 0 | 0 | 0 | 0 | 0 | 0 | 0 | 0 | 0 | 0 | 0 | 0 | 0 | 0 | 0 | 0 | 0 | 0 | 0 | 0 | 12 | 0
NO |  | 24 | 2015 | 0 | 14 | 14 |  |  |  | 0 | 0 | 2-65.71 | 0 | 0 | 0 | 1026 KCM ACCC | 0 | 0 | 0 | 0 | 0 | 0 | 0 | 0 | 0 | 0 | 0 | 0 | 0 | 0 | 0 | 0 | 0 | 0 | 0 | 0 | 0 | 0 | 0 | 12 | 0
NO |  | 24 | 2015 | 0 | 15 | 15 |  | TL5138A LON HILL | NELSON SHARPE | 345 | 345 | 2-20.81 | 20.81 | 0 | 1 | 2x795.0 ACSR | 0 | 0 | 0 | 0 | 0 | 0 | 0 | 0 | 0 | 0 | 0 | 0 | 0 | 0 | 0 | 0 | 0 | 0 | 0 | 0 | 0 | 0 | 0 | 12 | 0
NO |  | 24 | 2015 | 0 | 16 | 16 |  | TL5138B AJO | NELSON SHARPE | 345 | 345 | 1-0.84 | 37.04 | 0 | 1 | 2 -1590.0 ACSR | 0 | 0 | 0 | 0 | 0 | 0 | 0 | 0 | 0 | 0 | 0 | 0 | 0 | 0 | 0 | 0 | 0 | 0 | 0 | 0 | 0 | 0 | 0 | 12 | 0
NO |  | 24 | 2015 | 0 | 17 | 17 |  |  |  | 0 | 0 | 2-36.2 | 0 | 0 | 0 | 2x795.0 ACSR | 0 | 0 | 0 | 0 | 0 | 0 | 0 | 0 | 0 | 0 | 0 | 0 | 0 | 0 | 0 | 0 | 0 | 0 | 0 | 0 | 0 | 0 | 0 | 12 | 0
NO |  | 24 | 2015 | 0 | 18 | 18 |  | TL5138E LA PALMA | RIO HONDO CKT #2 | 345 | 345 | 2-9.75 | 9.75 | 0 | 1 | 2x795.0 ACSR | 0 | 0 | 0 | 0 | 0 | 0 | 0 | 0 | 0 | 0 | 0 | 0 | 0 | 0 | 0 | 0 | 0 | 0 | 0 | 0 | 0 | 0 | 0 | 12 | 0
NO |  | 24 | 2015 | 0 | 19 | 19 |  | TL5139 COLETO CREEK | LON HILL | 345 | 345 | 1-20.33 | 79.35 | 0 | 1 | 2x795.0 ACSR | 0 | 0 | 0 | 0 | 0 | 0 | 0 | 0 | 0 | 0 | 0 | 0 | 0 | 0 | 0 | 0 | 0 | 0 | 0 | 0 | 0 | 0 | 0 | 12 | 0
NO |  | 24 | 2015 | 0 | 20 | 20 |  |  |  | 0 | 0 | 2-59.02 | 0 | 0 | 0 |  | 0 | 0 | 0 | 0 | 0 | 0 | 0 | 0 | 0 | 0 | 0 | 0 | 0 | 0 | 0 | 0 | 0 | 0 | 0 | 0 | 0 | 0 | 0 | 12 | 0
NO |  | 24 | 2015 | 0 | 21 | 21 |  | TL5145 LON HILL | NORTH EDINBURG | 345 | 345 | 1-0.30 | 110.95 | 11.98 | 1 | 2x795.0 ACSR | 0 | 0 | 0 | 0 | 0 | 0 | 0 | 0 | 0 | 0 | 0 | 0 | 0 | 0 | 0 | 0 | 0 | 0 | 0 | 0 | 0 | 0 | 0 | 12 | 0
NO |  | 24 | 2015 | 0 | 22 | 22 |  |  |  | 0 | 0 | 2-110.63 | 0 | 0 | 0 |  | 0 | 0 | 0 | 0 | 0 | 0 | 0 | 0 | 0 | 0 | 0 | 0 | 0 | 0 | 0 | 0 | 0 | 0 | 0 | 0 | 0 | 0 | 0 | 12 | 0
NO |  | 24 | 2015 | 0 | 23 | 23 |  | TL1001 BATES | GARZA | 138 | 138 | 1-33.74 | 33.74 | 0 | 1 | 795.0 ACSR | 0 | 0 | 0 | 0 | 0 | 0 | 0 | 0 | 0 | 0 | 0 | 0 | 0 | 0 | 0 | 0 | 0 | 0 | 0 | 0 | 0 | 0 | 0 | 12 | 0
NO |  | 24 | 2015 | 0 | 24 | 24 |  | TL1002A GARZA | ROMA TAP | 138 | 138 | 1-17.93 | 17.93 | 0 | 1 | 795.0 ACSR | 0 | 0 | 0 | 0 | 0 | 0 | 0 | 0 | 0 | 0 | 0 | 0 | 0 | 0 | 0 | 0 | 0 | 0 | 0 | 0 | 0 | 0 | 0 | 12 | 0
NO |  | 24 | 2015 | 0 | 25 | 25 |  | TL1002B FALCON SWITCHING | ROMA TAP | 138 | 138 | 1-4.87 | 4.87 | 0 | 1 | 795.0 ACSR | 0 | 0 | 0 | 0 | 0 | 0 | 0 | 0 | 0 | 0 | 0 | 0 | 0 | 0 | 0 | 0 | 0 | 0 | 0 | 0 | 0 | 0 | 0 | 12 | 0
NO |  | 24 | 2015 | 0 | 26 | 26 |  | TL1002C FALCON SWITCHING | FALCON DAM (US) CKT#1 | 138 | 138 | 2-4.5 | 4.5 | 0 | 1 | 4/0 ACSR | 0 | 0 | 0 | 0 | 0 | 0 | 0 | 0 | 0 | 0 | 0 | 0 | 0 | 0 | 0 | 0 | 0 | 0 | 0 | 0 | 0 | 0 | 0 | 12 | 0
NO |  | 24 | 2015 | 0 | 27 | 27 |  | TL1004 BATES | NORTH EDINBURG CKT#1 | 138 | 138 | 1-22.17 | 22.17 | 0 | 1 | 1272.0 ACSR | 0 | 0 | 0 | 0 | 0 | 0 | 0 | 0 | 0 | 0 | 0 | 0 | 0 | 0 | 0 | 0 | 0 | 0 | 0 | 0 | 0 | 0 | 0 | 12 | 0
NO |  | 24 | 2015 | 0 | 28 | 28 |  | TL1005 FALFURIAS | NORTH EDINBURG | 138 | 138 | 1-37.8 | 37.8 | 0 | 1 | 795.0 ACSR | 0 | 0 | 0 | 0 | 0 | 0 | 0 | 0 | 0 | 0 | 0 | 0 | 0 | 0 | 0 | 0 | 0 | 0 | 0 | 0 | 0 | 0 | 0 | 12 | 0
NO |  | 24 | 2015 | 0 | 29 | 29 |  | TL1006 JL BATES | SHARYLAND | 138 | 138 | 1-0.31 | 0.31 | 0 | 1 | 1272.0 ACSS | 0 | 0 | 0 | 0 | 0 | 0 | 0 | 0 | 0 | 0 | 0 | 0 | 0 | 0 | 0 | 0 | 0 | 0 | 0 | 0 | 0 | 0 | 0 | 12 | 0
NO |  | 24 | 2015 | 0 | 30 | 30 |  | TL1008 LA PALMA | WESLACO UNIT | 138 | 138 | 1-16.34 | 21.64 | 0 | 1 | 795.0 ACSR | 0 | 0 | 0 | 0 | 0 | 0 | 0 | 0 | 0 | 0 | 0 | 0 | 0 | 0 | 0 | 0 | 0 | 0 | 0 | 0 | 0 | 0 | 0 | 12 | 0
NO |  | 24 | 2015 | 0 | 31 | 31 |  |  |  | 0 | 0 | 2-5.3 | 0 | 0 | 0 |  | 0 | 0 | 0 | 0 | 0 | 0 | 0 | 0 | 0 | 0 | 0 | 0 | 0 | 0 | 0 | 0 | 0 | 0 | 0 | 0 | 0 | 0 | 0 | 12 | 0
NO |  | 24 | 2015 | 0 | 32 | 32 |  | TL1009A HARLINGEN SS | RIO HONDO | 138 | 138 | 1-1.76 | 13.92 | 15.27 | 1 | 795.0 ACSR | 0 | 0 | 0 | 0 | 0 | 0 | 0 | 0 | 0 | 0 | 0 | 0 | 0 | 0 | 0 | 0 | 0 | 0 | 0 | 0 | 0 | 0 | 0 | 12 | 0
NO |  | 24 | 2015 | 0 | 33 | 33 |  |  |  | 0 | 0 | 2-12.16 | 0 | 0 | 0 |  | 0 | 0 | 0 | 0 | 0 | 0 | 0 | 0 | 0 | 0 | 0 | 0 | 0 | 0 | 0 | 0 | 0 | 0 | 0 | 0 | 0 | 0 | 0 | 12 | 0
NO |  | 24 | 2015 | 0 | 34 | 34 |  | TL1009B RAYMONDVILLE #2 | RIO HONDO | 138 | 138 | 2-22.14 | 22.14 | 0 | 1 | 795.0 ACSR | 0 | 0 | 0 | 0 | 0 | 0 | 0 | 0 | 0 | 0 | 0 | 0 | 0 | 0 | 0 | 0 | 0 | 0 | 0 | 0 | 0 | 0 | 0 | 12 | 0
NO |  | 24 | 2015 | 0 | 35 | 35 |  | TL1010 LOYOLA | RAYMONDVILLE #2 | 138 | 138 | 2-31.99 | 31.99 | 0 | 1 | 795.0 ACSR | 0 | 0 | 0 | 0 | 0 | 0 | 0 | 0 | 0 | 0 | 0 | 0 | 0 | 0 | 0 | 0 | 0 | 0 | 0 | 0 | 0 | 0 | 0 | 12 | 0
NO |  | 24 | 2015 | 0 | 36 | 36 |  | TOTAL |  | 0 | 0 |  | 4029.16 | 227.2 | 261 |  | 45790180 | 782816237 | 828606417 | 191430 | 6397174 | 0 | 6588604 | 0 | 0 | 0 | 0 | 0 | 0 | 0 | 0 | 0 | 0 | 0 | 0 | 0 | 0 | 0 | 0 | 12 | 0
NO |  | 24 | 2015 | 1 | 1 | 1 |  | TL1011 FRONTERA | RIO GRANDE CITY | 138 | 138 | 1-3.54 | 3.54 | 0 | 1 | 795.0 ACSR | 0 | 0 | 0 | 0 | 0 | 0 | 0 | 0 | 0 | 0 | 0 | 0 | 0 | 0 | 0 | 0 | 0 | 0 | 0 | 0 | 0 | 0 | 0 | 12 | 0
NO |  | 24 | 2015 | 1 | 2 | 2 |  | TL1019A FRONTERA | KEY SWITCHING STATION | 138 | 138 | 1-9.27 | 9.27 | 0.32 | 1 | 1272.0 ACSR | 0 | 0 | 0 | 0 | 0 | 0 | 0 | 0 | 0 | 0 | 0 | 0 | 0 | 0 | 0 | 0 | 0 | 0 | 0 | 0 | 0 | 0 | 0 | 12 | 0
NO |  | 24 | 2015 | 1 | 3 | 3 |  | TL1019B KEY SWITCHING | NORTH MCALLEN | 138 | 138 | 1-4.08 | 4.08 | 0 | 1 | 1272.0 ACSR | 0 | 0 | 0 | 0 | 0 | 0 | 0 | 0 | 0 | 0 | 0 | 0 | 0 | 0 | 0 | 0 | 0 | 0 | 0 | 0 | 0 | 0 | 0 | 12 | 0
NO |  | 24 | 2015 | 1 | 4 | 4 |  | TL1019C PALMHURST TAP#1 | PALMHURST | 138 | 138 | 1-1.69 | 1.68 | 0 | 1 | 1272.0 ACSR | 0 | 0 | 0 | 0 | 0 | 0 | 0 | 0 | 0 | 0 | 0 | 0 | 0 | 0 | 0 | 0 | 0 | 0 | 0 | 0 | 0 | 0 | 0 | 12 | 0
NO |  | 24 | 2015 | 1 | 5 | 5 |  | TL1019C PALMHURST TAP#2 | PALMHURST | 138 | 138 | 1-1.69 | 0.01 | 0 | 1 | 1272.0 ACSR | 0 | 0 | 0 | 0 | 0 | 0 | 0 | 0 | 0 | 0 | 0 | 0 | 0 | 0 | 0 | 0 | 0 | 0 | 0 | 0 | 0 | 0 | 0 | 12 | 0
NO |  | 24 | 2015 | 1 | 6 | 6 |  | TL1029 SOUTH MCALLEN | HILINE | 138 | 138 | 1-2.83 | 2.83 | 0 | 1 | 795.0 ACSS | 0 | 0 | 0 | 0 | 0 | 0 | 0 | 0 | 0 | 0 | 0 | 0 | 0 | 0 | 0 | 0 | 0 | 0 | 0 | 0 | 0 | 0 | 0 | 12 | 0
NO |  | 24 | 2015 | 1 | 7 | 7 |  | TL1029A STEWART ROAD | HILINE | 138 | 138 | 1-5.98 | 5.98 | 0 | 1 | 795.0 ACSS | 0 | 0 | 0 | 0 | 0 | 0 | 0 | 0 | 0 | 0 | 0 | 0 | 0 | 0 | 0 | 0 | 0 | 0 | 0 | 0 | 0 | 0 | 0 | 12 | 0
NO |  | 24 | 2015 | 1 | 8 | 8 |  | TL1029B LA PALMA | STEWART ROAD | 69 | 138 | 1-2.2 | 20.64 | 2.2 | 1 | 4/0 ACSR | 0 | 0 | 0 | 0 | 0 | 0 | 0 | 0 | 0 | 0 | 0 | 0 | 0 | 0 | 0 | 0 | 0 | 0 | 0 | 0 | 0 | 0 | 0 | 12 | 0
NO |  | 24 | 2015 | 1 | 9 | 9 |  |  |  | 0 | 0 | 2-20.64 | 0 | 0 | 0 | 795.0 ACSS | 0 | 0 | 0 | 0 | 0 | 0 | 0 | 0 | 0 | 0 | 0 | 0 | 0 | 0 | 0 | 0 | 0 | 0 | 0 | 0 | 0 | 0 | 0 | 12 | 0
NO |  | 24 | 2015 | 1 | 10 | 10 |  | TL1031 SOUTH MCALLEN | HILINE | 138 | 138 | 1-3.7 | 3.7 | 0 | 1 | 1590 ACSS | 0 | 0 | 0 | 0 | 0 | 0 | 0 | 0 | 0 | 0 | 0 | 0 | 0 | 0 | 0 | 0 | 0 | 0 | 0 | 0 | 0 | 0 | 0 | 12 | 0
NO |  | 24 | 2015 | 1 | 11 | 11 |  | TL1054 HARLINGEN SS | LA PALMA | 138 | 138 | 2-1.71 | 1.71 | 0 | 1 | 795.0 ACSR | 0 | 0 | 0 | 0 | 0 | 0 | 0 | 0 | 0 | 0 | 0 | 0 | 0 | 0 | 0 | 0 | 0 | 0 | 0 | 0 | 0 | 0 | 0 | 12 | 0
NO |  | 24 | 2015 | 1 | 12 | 12 |  | TL1059 HEC | MVEC PHARR | 138 | 138 | 1-1.63 | 1.63 | 0 | 1 | 795.0 ACSS | 0 | 0 | 0 | 0 | 0 | 0 | 0 | 0 | 0 | 0 | 0 | 0 | 0 | 0 | 0 | 0 | 0 | 0 | 0 | 0 | 0 | 0 | 0 | 12 | 0
NO |  | 24 | 2015 | 1 | 13 | 13 |  | TL1060 POLK | SOUTH MCALLEN | 138 | 138 | 1-2.71 | 2.71 | 0 | 1 | 795.0 ACSS | 0 | 0 | 0 | 0 | 0 | 0 | 0 | 0 | 0 | 0 | 0 | 0 | 0 | 0 | 0 | 0 | 0 | 0 | 0 | 0 | 0 | 0 | 0 | 12 | 0
NO |  | 24 | 2015 | 1 | 14 | 14 |  | TL1061 HEC | NORTH EDINBURG CKT #1 | 138 | 138 | 1-1.06 | 1.06 | 0 | 1 | 2x795.0 ACSR | 0 | 0 | 0 | 0 | 0 | 0 | 0 | 0 | 0 | 0 | 0 | 0 | 0 | 0 | 0 | 0 | 0 | 0 | 0 | 0 | 0 | 0 | 0 | 12 | 0
NO |  | 24 | 2015 | 1 | 15 | 15 |  | TL1062 HEC | WESLACO SS | 138 | 138 | 1-4.4 | 4.4 | 0 | 1 | 795.0 ACSR | 0 | 0 | 0 | 0 | 0 | 0 | 0 | 0 | 0 | 0 | 0 | 0 | 0 | 0 | 0 | 0 | 0 | 0 | 0 | 0 | 0 | 0 | 0 | 12 | 0
NO |  | 24 | 2015 | 1 | 16 | 16 |  | TL1063 HARLINGEN SS | LA PALMA | 138 | 138 | 2-6.03 | 6.03 | 0 | 1 | 795.0 ACSR | 0 | 0 | 0 | 0 | 0 | 0 | 0 | 0 | 0 | 0 | 0 | 0 | 0 | 0 | 0 | 0 | 0 | 0 | 0 | 0 | 0 | 0 | 0 | 12 | 0
NO |  | 24 | 2015 | 1 | 17 | 17 |  | TL1070 PORT ISABEL | PORT ISABEL | 138 | 138 | 1-6.74 | 6.74 | 0 | 1 | 336.0 ACSR | 0 | 0 | 0 | 0 | 0 | 0 | 0 | 0 | 0 | 0 | 0 | 0 | 0 | 0 | 0 | 0 | 0 | 0 | 0 | 0 | 0 | 0 | 0 | 12 | 0
NO |  | 24 | 2015 | 1 | 18 | 18 |  | TL1071 PORT ISABEL | PORT ISABEL | 138 | 138 | 1-6.89 | 6.89 | 0 | 1 | 336.0 ACSR | 0 | 0 | 0 | 0 | 0 | 0 | 0 | 0 | 0 | 0 | 0 | 0 | 0 | 0 | 0 | 0 | 0 | 0 | 0 | 0 | 0 | 0 | 0 | 12 | 0
NO |  | 24 | 2015 | 1 | 19 | 19 |  | TL1072A HEC | NORTH EDINBURG CKT #2 | 138 | 138 | 1-1.8 | 1.8 | 0.6 | 1 | 795.0 ACSS | 0 | 0 | 0 | 0 | 0 | 0 | 0 | 0 | 0 | 0 | 0 | 0 | 0 | 0 | 0 | 0 | 0 | 0 | 0 | 0 | 0 | 0 | 0 | 12 | 0
NO |  | 24 | 2015 | 1 | 20 | 20 |  | TL1072B HEC | HEC #1 | 138 | 138 | 1-0.03 | 0.03 | 0 | 1 | 2 -1272.0 ACSR | 0 | 0 | 0 | 0 | 0 | 0 | 0 | 0 | 0 | 0 | 0 | 0 | 0 | 0 | 0 | 0 | 0 | 0 | 0 | 0 | 0 | 0 | 0 | 12 | 0
NO |  | 24 | 2015 | 1 | 21 | 21 |  | TL1073 STEWART ROAD | WESLACO UNIT | 138 | 138 | 2-14.66 | 14.66 | 0 | 1 | 477.0 ACSR | 0 | 0 | 0 | 0 | 0 | 0 | 0 | 0 | 0 | 0 | 0 | 0 | 0 | 0 | 0 | 0 | 0 | 0 | 0 | 0 | 0 | 0 | 0 | 12 | 0
NO |  | 24 | 2015 | 1 | 22 | 22 |  |  |  | 0 | 0 |  | 0 | 0 | 0 | 795.0 ACSR | 0 | 0 | 0 | 0 | 0 | 0 | 0 | 0 | 0 | 0 | 0 | 0 | 0 | 0 | 0 | 0 | 0 | 0 | 0 | 0 | 0 | 0 | 0 | 12 | 0
NO |  | 24 | 2015 | 1 | 23 | 23 |  | TL1073C SOUTH MCALLEN | STEWART ROAD | 138 | 138 | 2-10.06 | 10.06 | 0 | 1 | 795.0 ACSR | 0 | 0 | 0 | 0 | 0 | 0 | 0 | 0 | 0 | 0 | 0 | 0 | 0 | 0 | 0 | 0 | 0 | 0 | 0 | 0 | 0 | 0 | 0 | 12 | 0
NO |  | 24 | 2015 | 1 | 24 | 24 |  | TL1074B LA PALMA | LAURELES | 138 | 138 | 1-9.4 | 9.4 | 0 | 1 | 795.0 ACSR | 0 | 0 | 0 | 0 | 0 | 0 | 0 | 0 | 0 | 0 | 0 | 0 | 0 | 0 | 0 | 0 | 0 | 0 | 0 | 0 | 0 | 0 | 0 | 12 | 0
NO |  | 24 | 2015 | 1 | 25 | 25 |  | TL1074C LAURELES | PORT ISABEL | 138 | 138 | 1-7.04 | 14.33 | 0 | 1 | 795.0 ACSR | 0 | 0 | 0 | 0 | 0 | 0 | 0 | 0 | 0 | 0 | 0 | 0 | 0 | 0 | 0 | 0 | 0 | 0 | 0 | 0 | 0 | 0 | 0 | 12 | 0
NO |  | 24 | 2015 | 1 | 26 | 26 |  |  |  | 0 | 0 | 2-7.29 | 0 | 0 | 0 |  | 0 | 0 | 0 | 0 | 0 | 0 | 0 | 0 | 0 | 0 | 0 | 0 | 0 | 0 | 0 | 0 | 0 | 0 | 0 | 0 | 0 | 0 | 0 | 12 | 0
NO |  | 24 | 2015 | 1 | 27 | 27 |  | TL1075 LA PALMA | PUB LOMA ALTA | 138 | 138 | 1-12.22 | 22.36 | 0 | 1 | 795.0 AAAC | 0 | 0 | 0 | 0 | 0 | 0 | 0 | 0 | 0 | 0 | 0 | 0 | 0 | 0 | 0 | 0 | 0 | 0 | 0 | 0 | 0 | 0 | 0 | 12 | 0
NO |  | 24 | 2015 | 1 | 28 | 28 |  |  |  | 0 | 0 | 2-10.14 | 0 | 0 | 0 | 795.0 ACSR | 0 | 0 | 0 | 0 | 0 | 0 | 0 | 0 | 0 | 0 | 0 | 0 | 0 | 0 | 0 | 0 | 0 | 0 | 0 | 0 | 0 | 0 | 0 | 12 | 0
NO |  | 24 | 2015 | 1 | 29 | 29 |  | TL1076 UNION CARBIDE | PUB LOMA ALTA | 138 | 138 | 2-1.14 | 1.14 | 0 | 1 | 795.0 ACSR | 0 | 0 | 0 | 0 | 0 | 0 | 0 | 0 | 0 | 0 | 0 | 0 | 0 | 0 | 0 | 0 | 0 | 0 | 0 | 0 | 0 | 0 | 0 | 12 | 0
NO |  | 24 | 2015 | 1 | 30 | 30 |  | TL1077 PORT ISABEL | UNION CARBIDE BROWNSVILLE | 138 | 138 | 2-12.85 | 12.85 | 0 | 1 | 477.0 ACSR | 0 | 0 | 0 | 0 | 0 | 0 | 0 | 0 | 0 | 0 | 0 | 0 | 0 | 0 | 0 | 0 | 0 | 0 | 0 | 0 | 0 | 0 | 0 | 12 | 0
NO |  | 24 | 2015 | 1 | 31 | 31 |  |  |  | 0 | 0 |  | 0 | 0 | 0 | 795.0 ACSR | 0 | 0 | 0 | 0 | 0 | 0 | 0 | 0 | 0 | 0 | 0 | 0 | 0 | 0 | 0 | 0 | 0 | 0 | 0 | 0 | 0 | 0 | 0 | 12 | 0
NO |  | 24 | 2015 | 1 | 32 | 32 |  | TL1079 LA PALMA | WESLACO UNIT | 138 | 138 | 1-5.33 | 5.33 | 0 | 1 | 477.0 AAC | 0 | 0 | 0 | 0 | 0 | 0 | 0 | 0 | 0 | 0 | 0 | 0 | 0 | 0 | 0 | 0 | 0 | 0 | 0 | 0 | 0 | 0 | 0 | 12 | 0
NO |  | 24 | 2015 | 1 | 33 | 33 |  | TL1080 LA PALMA | MILITARY HIGHWAY | 138 | 138 | 1-2.03 | 21.04 | 0 | 1 | 795.0 ACSR | 0 | 0 | 0 | 0 | 0 | 0 | 0 | 0 | 0 | 0 | 0 | 0 | 0 | 0 | 0 | 0 | 0 | 0 | 0 | 0 | 0 | 0 | 0 | 12 | 0
NO |  | 24 | 2015 | 1 | 34 | 34 |  |  |  | 0 | 0 | 2-19.01 | 0 | 0 | 0 |  | 0 | 0 | 0 | 0 | 0 | 0 | 0 | 0 | 0 | 0 | 0 | 0 | 0 | 0 | 0 | 0 | 0 | 0 | 0 | 0 | 0 | 0 | 0 | 12 | 0
NO |  | 24 | 2015 | 1 | 35 | 35 |  | TL1081 NORTH MCALLEN | SOUTH MCALLEN | 138 | 138 | 1-4.71 | 4.71 | 0 | 1 | 795.0 ACSS | 0 | 0 | 0 | 0 | 0 | 0 | 0 | 0 | 0 | 0 | 0 | 0 | 0 | 0 | 0 | 0 | 0 | 0 | 0 | 0 | 0 | 0 | 0 | 12 | 0
NO |  | 24 | 2015 | 2 | 1 | 1 |  | TL1082 PHARR | MVEC PHARR | 138 | 138 | 1-3.61 | 3.61 | 0 | 1 | 795.0 ACSS | 0 | 0 | 0 | 0 | 0 | 0 | 0 | 0 | 0 | 0 | 0 | 0 | 0 | 0 | 0 | 0 | 0 | 0 | 0 | 0 | 0 | 0 | 0 | 12 | 0
NO |  | 24 | 2015 | 2 | 2 | 2 |  | TL1084 POLK | SOUTH MCALLEN | 138 | 138 | 1-3.66 | 3.66 | 0 | 1 | 795.0 ACSR | 0 | 0 | 0 | 0 | 0 | 0 | 0 | 0 | 0 | 0 | 0 | 0 | 0 | 0 | 0 | 0 | 0 | 0 | 0 | 0 | 0 | 0 | 0 | 12 | 0
NO |  | 24 | 2015 | 2 | 3 | 3 |  | TL1086A NORTH EDINBURG | MVG (CALPINE) GT1 | 138 | 138 | 1-0.18 | 0.18 | 0 | 1 | 1590.0 ACSR | 0 | 0 | 0 | 0 | 0 | 0 | 0 | 0 | 0 | 0 | 0 | 0 | 0 | 0 | 0 | 0 | 0 | 0 | 0 | 0 | 0 | 0 | 0 | 12 | 0
NO |  | 24 | 2015 | 2 | 4 | 4 |  | TL1086B NORTH EDINBURG | MVG (CALPINE) GT2 | 138 | 138 | 1-0.18 | 0.18 | 0 | 1 | 1590.0 ACSR | 0 | 0 | 0 | 0 | 0 | 0 | 0 | 0 | 0 | 0 | 0 | 0 | 0 | 0 | 0 | 0 | 0 | 0 | 0 | 0 | 0 | 0 | 0 | 12 | 0
NO |  | 24 | 2015 | 2 | 5 | 5 |  | TL1086C NORTH EDINBURG | MVG (CALPINE) ST1 | 138 | 138 | 1-0.17 | 0.17 | 0 | 1 | 1590.0 ACSR | 0 | 0 | 0 | 0 | 0 | 0 | 0 | 0 | 0 | 0 | 0 | 0 | 0 | 0 | 0 | 0 | 0 | 0 | 0 | 0 | 0 | 0 | 0 | 12 | 0
NO |  | 24 | 2015 | 2 | 6 | 6 |  | TL1091 MILITARY HIGHWAY | PALO ALTO | 138 | 138 | 1-4.75 | 5.83 | 0 | 1 | 795.0 ACSR | 0 | 0 | 0 | 0 | 0 | 0 | 0 | 0 | 0 | 0 | 0 | 0 | 0 | 0 | 0 | 0 | 0 | 0 | 0 | 0 | 0 | 0 | 0 | 12 | 0
NO |  | 24 | 2015 | 2 | 7 | 7 |  |  |  | 0 | 0 | 2-1.08 | 0 | 0 | 0 |  | 0 | 0 | 0 | 0 | 0 | 0 | 0 | 0 | 0 | 0 | 0 | 0 | 0 | 0 | 0 | 0 | 0 | 0 | 0 | 0 | 0 | 0 | 0 | 12 | 0
NO |  | 24 | 2015 | 2 | 8 | 8 |  | TL1091B UNION CARBIDE | PALO ALTO | 138 | 138 | 2-9.1 | 9.1 | 0.62 | 1 | 795.0 ACSR | 0 | 0 | 0 | 0 | 0 | 0 | 0 | 0 | 0 | 0 | 0 | 0 | 0 | 0 | 0 | 0 | 0 | 0 | 0 | 0 | 0 | 0 | 0 | 12 | 0
NO |  | 24 | 2015 | 2 | 9 | 9 |  | TL1092A NORTH EDINBURG | NORTH MCALLEN CKT #1 | 138 | 138 | 1-0.53 | 0.53 | 9.02 | 1 | 795.0 ACSS | 0 | 0 | 0 | 0 | 0 | 0 | 0 | 0 | 0 | 0 | 0 | 0 | 0 | 0 | 0 | 0 | 0 | 0 | 0 | 0 | 0 | 0 | 0 | 12 | 0
NO |  | 24 | 2015 | 2 | 10 | 10 |  | TL1092B NORTH EDINBURG | NORTH MCALLEN CKT #2 | 138 | 138 | 1-9.24 | 9.24 | 0 | 1 | 795.0 ACSS | 0 | 0 | 0 | 0 | 0 | 0 | 0 | 0 | 0 | 0 | 0 | 0 | 0 | 0 | 0 | 0 | 0 | 0 | 0 | 0 | 0 | 0 | 0 | 12 | 0
NO |  | 24 | 2015 | 2 | 11 | 11 |  | TL1093 NORTH MCALLEN | SOUTH MCALLEN | 138 | 138 | 1-2.63 | 3.28 | 0 | 1 | 795.0 ACSS | 0 | 0 | 0 | 0 | 0 | 0 | 0 | 0 | 0 | 0 | 0 | 0 | 0 | 0 | 0 | 0 | 0 | 0 | 0 | 0 | 0 | 0 | 0 | 12 | 0
NO |  | 24 | 2015 | 2 | 12 | 12 |  |  |  | 0 | 0 | 2-0.65 | 0 | 0 | 0 |  | 0 | 0 | 0 | 0 | 0 | 0 | 0 | 0 | 0 | 0 | 0 | 0 | 0 | 0 | 0 | 0 | 0 | 0 | 0 | 0 | 0 | 0 | 0 | 12 | 0
NO |  | 24 | 2015 | 2 | 13 | 13 |  | TL1094 LAS MILPAS | SOUTH MCCALLEN | 138 | 138 | 1-.30 | 0.3 | 0 | 1 | 959 ACSS | 0 | 0 | 0 | 0 | 0 | 0 | 0 | 0 | 0 | 0 | 0 | 0 | 0 | 0 | 0 | 0 | 0 | 0 | 0 | 0 | 0 | 0 | 0 | 12 | 0
NO |  | 24 | 2015 | 2 | 14 | 14 |  | TL1095 MILITARY HIGHWAY | CFE TIE | 138 | 138 | 1-0.14 | 0.14 | 0 | 1 | 795.0 ACSR | 0 | 0 | 0 | 0 | 0 | 0 | 0 | 0 | 0 | 0 | 0 | 0 | 0 | 0 | 0 | 0 | 0 | 0 | 0 | 0 | 0 | 0 | 0 | 12 | 0
NO |  | 24 | 2015 | 2 | 15 | 15 |  | TL1096 PORT ISABEL | PORT ISABEL | 138 | 138 | 4-8.56 | 8.56 | 0 | 1 | 750.0 MCM CU | 0 | 0 | 0 | 0 | 0 | 0 | 0 | 0 | 0 | 0 | 0 | 0 | 0 | 0 | 0 | 0 | 0 | 0 | 0 | 0 | 0 | 0 | 0 | 12 | 0
NO |  | 24 | 2015 | 2 | 16 | 16 |  | TL1097 LA PALMA | RIO HONDO CKT #1 | 138 | 138 | 1-10.09 | 10.09 | 0 | 1 | 2x795.0 ACSS | 0 | 0 | 0 | 0 | 0 | 0 | 0 | 0 | 0 | 0 | 0 | 0 | 0 | 0 | 0 | 0 | 0 | 0 | 0 | 0 | 0 | 0 | 0 | 12 | 0
NO |  | 24 | 2015 | 2 | 17 | 17 |  | TL1117 FRONTERA | SOUTH MCALLEN | 138 | 138 | 1-14.66 | 14.66 | 0 | 1 | 1272.0 ACSR | 0 | 0 | 0 | 0 | 0 | 0 | 0 | 0 | 0 | 0 | 0 | 0 | 0 | 0 | 0 | 0 | 0 | 0 | 0 | 0 | 0 | 0 | 0 | 12 | 0
NO |  | 24 | 2015 | 2 | 18 | 18 |  | TL1117A AGAVE | SLU TAYLOR | 138 | 138 | 1-0.15 | 0.15 | 0 | 1 | 1272.0 ACSR | 0 | 0 | 0 | 0 | 0 | 0 | 0 | 0 | 0 | 0 | 0 | 0 | 0 | 0 | 0 | 0 | 0 | 0 | 0 | 0 | 0 | 0 | 0 | 12 | 0
NO |  | 24 | 2015 | 2 | 19 | 19 |  | TL1119 RIO GRANDE CITY | ROMA TAP | 138 | 138 | 1-7.61 | 7.61 | 0 | 1 | 795.0 ACSR | 0 | 0 | 0 | 0 | 0 | 0 | 0 | 0 | 0 | 0 | 0 | 0 | 0 | 0 | 0 | 0 | 0 | 0 | 0 | 0 | 0 | 0 | 0 | 12 | 0
NO |  | 24 | 2015 | 2 | 20 | 20 |  | TL1121 POLK | PHARR | 138 | 138 | 1-3.56 | 3.56 | 0 | 1 | 795.0 ACSS | 0 | 0 | 0 | 0 | 0 | 0 | 0 | 0 | 0 | 0 | 0 | 0 | 0 | 0 | 0 | 0 | 0 | 0 | 0 | 0 | 0 | 0 | 0 | 12 | 0
NO |  | 24 | 2015 | 2 | 21 | 21 |  | TL1122 HEC | WESLACO SS | 138 | 138 | 1-11.52 | 11.52 | 0 | 1 | 795.0 ACSR | 0 | 0 | 0 | 0 | 0 | 0 | 0 | 0 | 0 | 0 | 0 | 0 | 0 | 0 | 0 | 0 | 0 | 0 | 0 | 0 | 0 | 0 | 0 | 12 | 0
NO |  | 24 | 2015 | 2 | 22 | 22 |  | TL1123 HEC | MVEC PHARR | 138 | 138 | 1-7.68 | 7.68 | 0 | 1 | 795.0 ACSS | 0 | 0 | 0 | 0 | 0 | 0 | 0 | 0 | 0 | 0 | 0 | 0 | 0 | 0 | 0 | 0 | 0 | 0 | 0 | 0 | 0 | 0 | 0 | 12 | 0
NO |  | 24 | 2015 | 2 | 23 | 23 |  | TL3001A LON HILL | WARBURTON | 138 | 138 | 1-0.15 | 58.35 | 14.36 | 1 | 336.0 ACSR | 0 | 0 | 0 | 0 | 0 | 0 | 0 | 0 | 0 | 0 | 0 | 0 | 0 | 0 | 0 | 0 | 0 | 0 | 0 | 0 | 0 | 0 | 0 | 12 | 0
NO |  | 24 | 2015 | 2 | 24 | 24 |  |  |  | 0 | 0 | 2-58.2 | 0 | 0 | 0 |  | 0 | 0 | 0 | 0 | 0 | 0 | 0 | 0 | 0 | 0 | 0 | 0 | 0 | 0 | 0 | 0 | 0 | 0 | 0 | 0 | 0 | 0 | 0 | 12 | 0
NO |  | 24 | 2015 | 2 | 25 | 25 |  | TL3001B WARBURTON | VICTORIA | 138 | 138 | 2-14.64 | 14.64 | 0 | 1 | 336.0 ACSR | 0 | 0 | 0 | 0 | 0 | 0 | 0 | 0 | 0 | 0 | 0 | 0 | 0 | 0 | 0 | 0 | 0 | 0 | 0 | 0 | 0 | 0 | 0 | 12 | 0
NO |  | 24 | 2015 | 2 | 26 | 26 |  | TL3002 COLETO | KENEDY SS | 138 | 138 | 2-45.14 | 45.14 | 0 | 1 | 795.0 ACSR | 0 | 0 | 0 | 0 | 0 | 0 | 0 | 0 | 0 | 0 | 0 | 0 | 0 | 0 | 0 | 0 | 0 | 0 | 0 | 0 | 0 | 0 | 0 | 12 | 0
NO |  | 24 | 2015 | 2 | 27 | 27 |  | TL3003 KENEDY SS | CPSB V.H. BRAUNIG | 138 | 138 | 2-13.71 | 13.71 | 0 | 1 | 477.0 ACSR | 0 | 0 | 0 | 0 | 0 | 0 | 0 | 0 | 0 | 0 | 0 | 0 | 0 | 0 | 0 | 0 | 0 | 0 | 0 | 0 | 0 | 0 | 0 | 12 | 0
NO |  | 24 | 2015 | 2 | 28 | 28 |  | TL3004 KENEDY SS | PLEASANTON | 138 | 138 | 2-40.14 | 40.14 | 0 | 1 | 266.8 ACSR | 0 | 0 | 0 | 0 | 0 | 0 | 0 | 0 | 0 | 0 | 0 | 0 | 0 | 0 | 0 | 0 | 0 | 0 | 0 | 0 | 0 | 0 | 0 | 12 | 0
NO |  | 24 | 2015 | 2 | 29 | 29 |  | TL3005 EL CAMPO | VICTORIA | 138 | 138 | 2-21.57 | 21.57 | 4.78 | 1 | 795.0 ACSR | 0 | 0 | 0 | 0 | 0 | 0 | 0 | 0 | 0 | 0 | 0 | 0 | 0 | 0 | 0 | 0 | 0 | 0 | 0 | 0 | 0 | 0 | 0 | 12 | 0
NO |  | 24 | 2015 | 2 | 30 | 30 |  | TL3006 EL CAMPO | VICTORIA | 138 | 138 | 2-9.72 | 9.72 | 0 | 1 | 795.0 ACSR | 0 | 0 | 0 | 0 | 0 | 0 | 0 | 0 | 0 | 0 | 0 | 0 | 0 | 0 | 0 | 0 | 0 | 0 | 0 | 0 | 0 | 0 | 0 | 12 | 0
NO |  | 24 | 2015 | 2 | 31 | 31 |  | TL3007 EL CAMPO | VICTORIA | 138 | 138 | 1-2.09 | 20.02 | 0 | 1 | 795.0 AAAC | 0 | 0 | 0 | 0 | 0 | 0 | 0 | 0 | 0 | 0 | 0 | 0 | 0 | 0 | 0 | 0 | 0 | 0 | 0 | 0 | 0 | 0 | 0 | 12 | 0
NO |  | 24 | 2015 | 2 | 32 | 32 |  |  |  | 0 | 0 | 2-17.93 | 0 | 0 | 0 | 795.0 ACSR | 0 | 0 | 0 | 0 | 0 | 0 | 0 | 0 | 0 | 0 | 0 | 0 | 0 | 0 | 0 | 0 | 0 | 0 | 0 | 0 | 0 | 0 | 0 | 12 | 0
NO |  | 24 | 2015 | 2 | 33 | 33 |  | TL3008 EL CAMPO | LANE CITY | 138 | 138 | 1-1.43 | 17.24 | 0 | 1 | 795.0 AAC | 0 | 0 | 0 | 0 | 0 | 0 | 0 | 0 | 0 | 0 | 0 | 0 | 0 | 0 | 0 | 0 | 0 | 0 | 0 | 0 | 0 | 0 | 0 | 12 | 0
NO |  | 24 | 2015 | 2 | 34 | 34 |  |  |  | 0 | 0 | 2-15.81 | 0 | 0 | 0 | 795.0 ACSR | 0 | 0 | 0 | 0 | 0 | 0 | 0 | 0 | 0 | 0 | 0 | 0 | 0 | 0 | 0 | 0 | 0 | 0 | 0 | 0 | 0 | 0 | 0 | 12 | 0
NO |  | 24 | 2015 | 2 | 35 | 35 |  | TL3009 EL CAMPO | LANE CITY | 138 | 138 | 2-1.41 | 1.41 | 0 | 1 | 795.0 ACSR | 0 | 0 | 0 | 0 | 0 | 0 | 0 | 0 | 0 | 0 | 0 | 0 | 0 | 0 | 0 | 0 | 0 | 0 | 0 | 0 | 0 | 0 | 0 | 12 | 0
NO |  | 24 | 2015 | 3 | 1 | 1 |  | TL3010 LOLITA | VICTORIA | 138 | 138 | 2-23.96 | 28.74 | 0 | 1 | 795.0 ACSR | 0 | 0 | 0 | 0 | 0 | 0 | 0 | 0 | 0 | 0 | 0 | 0 | 0 | 0 | 0 | 0 | 0 | 0 | 0 | 0 | 0 | 0 | 0 | 12 | 0
NO |  | 24 | 2015 | 3 | 2 | 2 |  | TL3010 LOLITA | VICTORIA | 0 | 0 | 3-4.78 | 0 | 0 | 0 |  | 0 | 0 | 0 | 0 | 0 | 0 | 0 | 0 | 0 | 0 | 0 | 0 | 0 | 0 | 0 | 0 | 0 | 0 | 0 | 0 | 0 | 0 | 0 | 12 | 0
NO |  | 24 | 2015 | 3 | 3 | 3 |  | TL3011 BLESSING | LOLITA | 138 | 138 | 2-22.51 | 22.51 | 0 | 1 | 795.0 ACSR | 0 | 0 | 0 | 0 | 0 | 0 | 0 | 0 | 0 | 0 | 0 | 0 | 0 | 0 | 0 | 0 | 0 | 0 | 0 | 0 | 0 | 0 | 0 | 12 | 0
NO |  | 24 | 2015 | 3 | 4 | 4 |  | TL3012 BLESSING | LANE CITY | 138 | 138 | 2-25.5 | 25.5 | 0 | 1 | 477.0 ACSR | 0 | 0 | 0 | 0 | 0 | 0 | 0 | 0 | 0 | 0 | 0 | 0 | 0 | 0 | 0 | 0 | 0 | 0 | 0 | 0 | 0 | 0 | 0 | 12 | 0
NO |  | 24 | 2015 | 3 | 5 | 5 |  | TL3013 DUPONT SS | VICTORIA NORTH | 138 | 138 | 1-7.65 | 0 | 7.65 | 1 | 795.0 ACSR | 0 | 0 | 0 | 0 | 0 | 0 | 0 | 0 | 0 | 0 | 0 | 0 | 0 | 0 | 0 | 0 | 0 | 0 | 0 | 0 | 0 | 0 | 0 | 12 | 0
NO |  | 24 | 2015 | 3 | 6 | 6 |  | TL3014 BIG THREE | DUPONT SS | 138 | 138 | 2-4.28 | 4.32 | 0.14 | 1 | 477.0 ACSR | 0 | 0 | 0 | 0 | 0 | 0 | 0 | 0 | 0 | 0 | 0 | 0 | 0 | 0 | 0 | 0 | 0 | 0 | 0 | 0 | 0 | 0 | 0 | 12 | 0
NO |  | 24 | 2015 | 3 | 7 | 7 |  |  |  | 0 | 0 | 3-0.04 | 0 | 0 | 0 | 795.0 ACSR | 0 | 0 | 0 | 0 | 0 | 0 | 0 | 0 | 0 | 0 | 0 | 0 | 0 | 0 | 0 | 0 | 0 | 0 | 0 | 0 | 0 | 0 | 0 | 12 | 0
NO |  | 24 | 2015 | 3 | 8 | 8 |  | TL3015 FORMOSA | LOLITA | 138 | 138 | 2-11.84 | 11.84 | 0 | 1 | 795.0 ACSR | 0 | 0 | 0 | 0 | 0 | 0 | 0 | 0 | 0 | 0 | 0 | 0 | 0 | 0 | 0 | 0 | 0 | 0 | 0 | 0 | 0 | 0 | 0 | 12 | 0
NO |  | 24 | 2015 | 3 | 9 | 9 |  | TL3016 JOSLIN | ALCOA (1) | 138 | 138 | 1-1.09 | 0 | 1.09 | 1 | 1590.0 ACSR | 0 | 0 | 0 | 0 | 0 | 0 | 0 | 0 | 0 | 0 | 0 | 0 | 0 | 0 | 0 | 0 | 0 | 0 | 0 | 0 | 0 | 0 | 0 | 12 | 0
NO |  | 24 | 2015 | 3 | 10 | 10 |  | TL3017 JOSLIN | ALCOA (2) | 138 | 138 | 3-1.09 | 1.09 | 0 | 1 | 1590.0 ACSR | 0 | 0 | 0 | 0 | 0 | 0 | 0 | 0 | 0 | 0 | 0 | 0 | 0 | 0 | 0 | 0 | 0 | 0 | 0 | 0 | 0 | 0 | 0 | 12 | 0
NO |  | 24 | 2015 | 3 | 11 | 11 |  | TL3018 CARBIDE SEADRIFT | JOSLIN | 138 | 138 | 1-0.68 | 12.83 | 6.93 | 1 | 795.0 ACSR | 0 | 0 | 0 | 0 | 0 | 0 | 0 | 0 | 0 | 0 | 0 | 0 | 0 | 0 | 0 | 0 | 0 | 0 | 0 | 0 | 0 | 0 | 0 | 12 | 0
NO |  | 24 | 2015 | 3 | 12 | 12 |  |  |  | 0 | 0 | 3-12.15 | 0 | 0 | 0 |  | 0 | 0 | 0 | 0 | 0 | 0 | 0 | 0 | 0 | 0 | 0 | 0 | 0 | 0 | 0 | 0 | 0 | 0 | 0 | 0 | 0 | 0 | 0 | 12 | 0
NO |  | 24 | 2015 | 3 | 13 | 13 |  | TL3019 AIRCO | RINCON | 138 | 138 | 2-51.46 | 51.46 | 0 | 1 | 477.0 ACSR | 0 | 0 | 0 | 0 | 0 | 0 | 0 | 0 | 0 | 0 | 0 | 0 | 0 | 0 | 0 | 0 | 0 | 0 | 0 | 0 | 0 | 0 | 0 | 12 | 0
NO |  | 24 | 2015 | 3 | 14 | 14 |  | TL3021 DUPONT SS | DUPONT # 1 | 138 | 138 | 1-2.09 | 2.09 | 0 | 1 | 795.0 AAC | 0 | 0 | 0 | 0 | 0 | 0 | 0 | 0 | 0 | 0 | 0 | 0 | 0 | 0 | 0 | 0 | 0 | 0 | 0 | 0 | 0 | 0 | 0 | 12 | 0
NO |  | 24 | 2015 | 3 | 15 | 15 |  | TL3022 CELANESE | CONOCO | 138 | 138 | 1-0.06 | 0.06 | 0 | 1 | 795.0 ACSR | 0 | 0 | 0 | 0 | 0 | 0 | 0 | 0 | 0 | 0 | 0 | 0 | 0 | 0 | 0 | 0 | 0 | 0 | 0 | 0 | 0 | 0 | 0 | 12 | 0
NO |  | 24 | 2015 | 3 | 16 | 16 |  | TL3026 DUPONT SS | DUPONT # 2 | 138 | 138 | 1-2.08 | 2.08 | 0 | 1 | 795.0 AAC | 0 | 0 | 0 | 0 | 0 | 0 | 0 | 0 | 0 | 0 | 0 | 0 | 0 | 0 | 0 | 0 | 0 | 0 | 0 | 0 | 0 | 0 | 0 | 12 | 0
NO |  | 24 | 2015 | 3 | 17 | 17 |  | TL3027 DUPONT SS | VICTORIA SOUTH | 138 | 138 | 3-7.65 | 7.65 | 0 | 1 | 795.0 ACSR | 0 | 0 | 0 | 0 | 0 | 0 | 0 | 0 | 0 | 0 | 0 | 0 | 0 | 0 | 0 | 0 | 0 | 0 | 0 | 0 | 0 | 0 | 0 | 12 | 0
NO |  | 24 | 2015 | 3 | 18 | 18 |  | TL3030 BLESSING | PORT LAVACA | 69 | 138 | 1-2.02 | 2.02 | 0 | 1 | 4/0 ACSR | 0 | 0 | 0 | 0 | 0 | 0 | 0 | 0 | 0 | 0 | 0 | 0 | 0 | 0 | 0 | 0 | 0 | 0 | 0 | 0 | 0 | 0 | 0 | 12 | 0
NO |  | 24 | 2015 | 3 | 19 | 19 |  | TL3032 BLESSING | PORT LAVACA | 69 | 138 | 1-2.11 | 5.72 | 0 | 1 | 477.0 ACSR | 0 | 0 | 0 | 0 | 0 | 0 | 0 | 0 | 0 | 0 | 0 | 0 | 0 | 0 | 0 | 0 | 0 | 0 | 0 | 0 | 0 | 0 | 0 | 12 | 0
NO |  | 24 | 2015 | 3 | 20 | 20 |  |  |  | 0 | 0 | 3-3.61 | 0 | 0 | 0 |  | 0 | 0 | 0 | 0 | 0 | 0 | 0 | 0 | 0 | 0 | 0 | 0 | 0 | 0 | 0 | 0 | 0 | 0 | 0 | 0 | 0 | 0 | 0 | 12 | 0
NO |  | 24 | 2015 | 3 | 21 | 21 |  | TL3034 BLESSING | CELANESE BAY CITY | 138 | 138 | 2-5.74 | 5.74 | 0 | 1 | 795.0 ACSR | 0 | 0 | 0 | 0 | 0 | 0 | 0 | 0 | 0 | 0 | 0 | 0 | 0 | 0 | 0 | 0 | 0 | 0 | 0 | 0 | 0 | 0 | 0 | 12 | 0
NO |  | 24 | 2015 | 3 | 22 | 22 |  | TL3035 BAY CITY | CONOCO | 138 | 138 | 1-0.84 | 19.52 | 0 | 1 | 795.0 ACSR | 0 | 0 | 0 | 0 | 0 | 0 | 0 | 0 | 0 | 0 | 0 | 0 | 0 | 0 | 0 | 0 | 0 | 0 | 0 | 0 | 0 | 0 | 0 | 12 | 0
NO |  | 24 | 2015 | 3 | 23 | 23 |  |  |  | 0 | 0 | 2-18.68 | 0 | 0 | 0 |  | 0 | 0 | 0 | 0 | 0 | 0 | 0 | 0 | 0 | 0 | 0 | 0 | 0 | 0 | 0 | 0 | 0 | 0 | 0 | 0 | 0 | 0 | 0 | 12 | 0
NO |  | 24 | 2015 | 3 | 24 | 24 |  | TL3036 BAY CITY | LANE CITY | 138 | 138 | 1-0.14 | 15.04 | 0 | 1 | 795.0 ACSR | 0 | 0 | 0 | 0 | 0 | 0 | 0 | 0 | 0 | 0 | 0 | 0 | 0 | 0 | 0 | 0 | 0 | 0 | 0 | 0 | 0 | 0 | 0 | 12 | 0
NO |  | 24 | 2015 | 3 | 25 | 25 |  |  |  | 0 | 0 | 2-14.90 | 0 | 0 | 0 |  | 0 | 0 | 0 | 0 | 0 | 0 | 0 | 0 | 0 | 0 | 0 | 0 | 0 | 0 | 0 | 0 | 0 | 0 | 0 | 0 | 0 | 0 | 0 | 12 | 0
NO |  | 24 | 2015 | 3 | 26 | 26 |  | TL3044 SIGMOR | THREE RIVERS | 138 | 138 | 2-3.54 | 3.54 | 0 | 1 | 795.0 ACSR | 0 | 0 | 0 | 0 | 0 | 0 | 0 | 0 | 0 | 0 | 0 | 0 | 0 | 0 | 0 | 0 | 0 | 0 | 0 | 0 | 0 | 0 | 0 | 12 | 0
NO |  | 24 | 2015 | 3 | 27 | 27 |  | TL3045 SIGMOR | STEC ORANGE GROVE | 138 | 138 | 2-1.83 | 1.83 | 0 | 1 | 795.0 ACSR | 0 | 0 | 0 | 0 | 0 | 0 | 0 | 0 | 0 | 0 | 0 | 0 | 0 | 0 | 0 | 0 | 0 | 0 | 0 | 0 | 0 | 0 | 0 | 12 | 0
NO |  | 24 | 2015 | 3 | 28 | 28 |  | TL3046 SIGMOR | STEC SAN MIGUEL | 138 | 138 | 1-2.41 | 1.83 | 0 | 1 | 1/0 ACSR | 0 | 0 | 0 | 0 | 0 | 0 | 0 | 0 | 0 | 0 | 0 | 0 | 0 | 0 | 0 | 0 | 0 | 0 | 0 | 0 | 0 | 0 | 0 | 12 | 0
NO |  | 24 | 2015 | 3 | 29 | 29 |  |  |  | 0 | 0 | 2-1.83 | 0 | 0 | 0 | 795.0 ACSR | 0 | 0 | 0 | 0 | 0 | 0 | 0 | 0 | 0 | 0 | 0 | 0 | 0 | 0 | 0 | 0 | 0 | 0 | 0 | 0 | 0 | 0 | 0 | 12 | 0
NO |  | 24 | 2015 | 3 | 30 | 30 |  | TL3084 VICTORIA | LCRA CUERO | 138 | 138 | 1-4.04 | 17.86 | 0 | 1 | 795.0 ACSR | 0 | 0 | 0 | 0 | 0 | 0 | 0 | 0 | 0 | 0 | 0 | 0 | 0 | 0 | 0 | 0 | 0 | 0 | 0 | 0 | 0 | 0 | 0 | 12 | 0
NO |  | 24 | 2015 | 3 | 31 | 31 |  |  |  | 0 | 0 | 2-13.82 | 0 | 0 | 0 |  | 0 | 0 | 0 | 0 | 0 | 0 | 0 | 0 | 0 | 0 | 0 | 0 | 0 | 0 | 0 | 0 | 0 | 0 | 0 | 0 | 0 | 0 | 0 | 12 | 0
NO |  | 24 | 2015 | 3 | 32 | 32 |  | TL3085 VICTORIA | LCRA CUERO | 138 | 138 | 2-10.88 | 10.88 | 0 | 1 | 795.0 ACSR | 0 | 0 | 0 | 0 | 0 | 0 | 0 | 0 | 0 | 0 | 0 | 0 | 0 | 0 | 0 | 0 | 0 | 0 | 0 | 0 | 0 | 0 | 0 | 12 | 0
NO |  | 24 | 2015 | 3 | 33 | 33 |  | TL3111 DUPONT SS | JOSLIN | 138 | 138 | 2-17.36 | 18.31 | 0 | 1 | 795.0 ACSR | 0 | 0 | 0 | 0 | 0 | 0 | 0 | 0 | 0 | 0 | 0 | 0 | 0 | 0 | 0 | 0 | 0 | 0 | 0 | 0 | 0 | 0 | 0 | 12 | 0
NO |  | 24 | 2015 | 3 | 34 | 34 |  |  |  | 0 | 0 | 3-0.95 | 0 | 0 | 0 |  | 0 | 0 | 0 | 0 | 0 | 0 | 0 | 0 | 0 | 0 | 0 | 0 | 0 | 0 | 0 | 0 | 0 | 0 | 0 | 0 | 0 | 0 | 0 | 12 | 0
NO |  | 24 | 2015 | 4 | 1 | 1 |  | TL3112 DUPONT SS | JOSLIN | 138 | 138 | 1-0.42 | 14.28 | 0 | 1 | 795.0 ACSR | 0 | 0 | 0 | 0 | 0 | 0 | 0 | 0 | 0 | 0 | 0 | 0 | 0 | 0 | 0 | 0 | 0 | 0 | 0 | 0 | 0 | 0 | 0 | 12 | 0
NO |  | 24 | 2015 | 4 | 2 | 2 |  |  |  | 0 | 0 | 2-13.68 | 0 | 0 | 0 |  | 0 | 0 | 0 | 0 | 0 | 0 | 0 | 0 | 0 | 0 | 0 | 0 | 0 | 0 | 0 | 0 | 0 | 0 | 0 | 0 | 0 | 0 | 0 | 12 | 0
NO |  | 24 | 2015 | 4 | 3 | 3 |  | TL3112 DUPONT SS | JOSLIN | 0 | 0 | 3-0.18 | 0 | 0 | 0 |  | 0 | 0 | 0 | 0 | 0 | 0 | 0 | 0 | 0 | 0 | 0 | 0 | 0 | 0 | 0 | 0 | 0 | 0 | 0 | 0 | 0 | 0 | 0 | 12 | 0
NO |  | 24 | 2015 | 4 | 4 | 4 |  | TL3113B BLESSING | CELANESE BAY CITY | 138 | 138 | 2-5.8 | 5.8 | 0 | 1 | 795.0 ACSR | 0 | 0 | 0 | 0 | 0 | 0 | 0 | 0 | 0 | 0 | 0 | 0 | 0 | 0 | 0 | 0 | 0 | 0 | 0 | 0 | 0 | 0 | 0 | 12 | 0
NO |  | 24 | 2015 | 4 | 5 | 5 |  | TL3114 STP PUMP TAP | STP CONSTRUCTION | 138 | 138 | 3-6.4 | 6.4 | 0 | 1 | 795.0 ACSR | 0 | 0 | 0 | 0 | 0 | 0 | 0 | 0 | 0 | 0 | 0 | 0 | 0 | 0 | 0 | 0 | 0 | 0 | 0 | 0 | 0 | 0 | 0 | 12 | 0
NO |  | 24 | 2015 | 4 | 6 | 6 |  | TL3115 STP CONSTRUCTION | STP RIVER PUMP | 138 | 138 | 1-4.36 | 4.36 | 0 | 1 | 4/0 ACSR | 0 | 0 | 0 | 0 | 0 | 0 | 0 | 0 | 0 | 0 | 0 | 0 | 0 | 0 | 0 | 0 | 0 | 0 | 0 | 0 | 0 | 0 | 0 | 12 | 0
NO |  | 24 | 2015 | 4 | 7 | 7 |  | TL3118 COLETO CREEK NORTH | VICTORIA | 138 | 138 | 2-11.1 | 15.91 | 0 | 1 | 1590.0 ACSR | 0 | 0 | 0 | 0 | 0 | 0 | 0 | 0 | 0 | 0 | 0 | 0 | 0 | 0 | 0 | 0 | 0 | 0 | 0 | 0 | 0 | 0 | 0 | 12 | 0
NO |  | 24 | 2015 | 4 | 8 | 8 |  |  |  | 0 | 0 | 3-4.81 | 0 | 0 | 0 |  | 0 | 0 | 0 | 0 | 0 | 0 | 0 | 0 | 0 | 0 | 0 | 0 | 0 | 0 | 0 | 0 | 0 | 0 | 0 | 0 | 0 | 0 | 0 | 12 | 0
NO |  | 24 | 2015 | 4 | 9 | 9 |  | TL3119 COLETO CREEK SOUTH | VICTORIA | 138 | 138 | 2-6.76 | 15.6 | 0 | 1 | 1590.0 ACSR | 0 | 0 | 0 | 0 | 0 | 0 | 0 | 0 | 0 | 0 | 0 | 0 | 0 | 0 | 0 | 0 | 0 | 0 | 0 | 0 | 0 | 0 | 0 | 12 | 0
NO |  | 24 | 2015 | 4 | 10 | 10 |  |  |  | 0 | 0 | 3-8.84 | 0 | 0 | 0 |  | 0 | 0 | 0 | 0 | 0 | 0 | 0 | 0 | 0 | 0 | 0 | 0 | 0 | 0 | 0 | 0 | 0 | 0 | 0 | 0 | 0 | 0 | 0 | 12 | 0
NO |  | 24 | 2015 | 4 | 11 | 11 |  | TL3122 CARBIDE SEADRIFT | VISTRON | 138 | 138 | 2-6.13 | 6.13 | 0 | 1 | 477.0 ACSR | 0 | 0 | 0 | 0 | 0 | 0 | 0 | 0 | 0 | 0 | 0 | 0 | 0 | 0 | 0 | 0 | 0 | 0 | 0 | 0 | 0 | 0 | 0 | 12 | 0
NO |  | 24 | 2015 | 4 | 12 | 12 |  |  |  | 0 | 0 |  | 0 | 0 | 0 | 795.0 ACSR | 0 | 0 | 0 | 0 | 0 | 0 | 0 | 0 | 0 | 0 | 0 | 0 | 0 | 0 | 0 | 0 | 0 | 0 | 0 | 0 | 0 | 0 | 0 | 12 | 0
NO |  | 24 | 2015 | 4 | 13 | 13 |  | TL3124 FORMOSA | JOSLIN | 138 | 138 | 2-0.69 | 2.53 | 0 | 1 | 795.0 ACSR | 0 | 0 | 0 | 0 | 0 | 0 | 0 | 0 | 0 | 0 | 0 | 0 | 0 | 0 | 0 | 0 | 0 | 0 | 0 | 0 | 0 | 0 | 0 | 12 | 0
NO |  | 24 | 2015 | 4 | 14 | 14 |  |  |  | 0 | 0 | 3-1.84 | 0 | 0 | 0 |  | 0 | 0 | 0 | 0 | 0 | 0 | 0 | 0 | 0 | 0 | 0 | 0 | 0 | 0 | 0 | 0 | 0 | 0 | 0 | 0 | 0 | 0 | 0 | 12 | 0
NO |  | 24 | 2015 | 4 | 15 | 15 |  | TL3125 BIG THREE | VISTRON | 138 | 138 | 2-10.52 | 10.52 | 0 | 1 | 477.0 ACSR | 0 | 0 | 0 | 0 | 0 | 0 | 0 | 0 | 0 | 0 | 0 | 0 | 0 | 0 | 0 | 0 | 0 | 0 | 0 | 0 | 0 | 0 | 0 | 12 | 0
NO |  | 24 | 2015 | 4 | 16 | 16 |  |  |  | 0 | 0 |  | 0 | 0 | 0 | 795.0 ACSR | 0 | 0 | 0 | 0 | 0 | 0 | 0 | 0 | 0 | 0 | 0 | 0 | 0 | 0 | 0 | 0 | 0 | 0 | 0 | 0 | 0 | 0 | 0 | 12 | 0
NO |  | 24 | 2015 | 4 | 17 | 17 |  | TL3126 CELANESE | CONOCO | 138 | 138 | 2-10.37 | 10.37 | 0 | 1 | 795.0 ACSR | 0 | 0 | 0 | 0 | 0 | 0 | 0 | 0 | 0 | 0 | 0 | 0 | 0 | 0 | 0 | 0 | 0 | 0 | 0 | 0 | 0 | 0 | 0 | 12 | 0
NO |  | 24 | 2015 | 4 | 18 | 18 |  | TL3127 AIRCO | CARBIDE | 138 | 138 | 2-1.43 | 1.43 | 0 | 1 | 477.0 ACSR | 0 | 0 | 0 | 0 | 0 | 0 | 0 | 0 | 0 | 0 | 0 | 0 | 0 | 0 | 0 | 0 | 0 | 0 | 0 | 0 | 0 | 0 | 0 | 12 | 0
NO |  | 24 | 2015 | 4 | 19 | 19 |  | TL3139 CHASEFIELD TAP#2 | CHASEFIELD | 69 | 138 | 1-4.58 | 4.58 | 0 | 1 | 795.0 ACSR | 0 | 0 | 0 | 0 | 0 | 0 | 0 | 0 | 0 | 0 | 0 | 0 | 0 | 0 | 0 | 0 | 0 | 0 | 0 | 0 | 0 | 0 | 0 | 12 | 0
NO |  | 24 | 2015 | 4 | 20 | 20 |  | TL5001 KINGSVILLE | LON HILL | 138 | 138 | 1-0.85 | 36.79 | 0 | 1 | 795.0 ACSR | 0 | 0 | 0 | 0 | 0 | 0 | 0 | 0 | 0 | 0 | 0 | 0 | 0 | 0 | 0 | 0 | 0 | 0 | 0 | 0 | 0 | 0 | 0 | 12 | 0
NO |  | 24 | 2015 | 4 | 21 | 21 |  |  |  | 0 | 0 | 2-29.07 | 0 | 0 | 0 |  | 0 | 0 | 0 | 0 | 0 | 0 | 0 | 0 | 0 | 0 | 0 | 0 | 0 | 0 | 0 | 0 | 0 | 0 | 0 | 0 | 0 | 0 | 0 | 12 | 0
NO |  | 24 | 2015 | 4 | 22 | 22 |  |  |  | 0 | 0 | 3-6.87 | 0 | 0 | 0 |  | 0 | 0 | 0 | 0 | 0 | 0 | 0 | 0 | 0 | 0 | 0 | 0 | 0 | 0 | 0 | 0 | 0 | 0 | 0 | 0 | 0 | 0 | 0 | 12 | 0
NO |  | 24 | 2015 | 4 | 23 | 23 |  | TL5002 KINGSVILLE | KLEBERG | 138 | 138 | 1-1.37 | 5.5 | 0 | 1 | 795.0 ACSR | 0 | 0 | 0 | 0 | 0 | 0 | 0 | 0 | 0 | 0 | 0 | 0 | 0 | 0 | 0 | 0 | 0 | 0 | 0 | 0 | 0 | 0 | 0 | 12 | 0
NO |  | 24 | 2015 | 4 | 24 | 24 |  |  |  | 0 | 0 | 2-4.13 | 0 | 0 | 0 |  | 0 | 0 | 0 | 0 | 0 | 0 | 0 | 0 | 0 | 0 | 0 | 0 | 0 | 0 | 0 | 0 | 0 | 0 | 0 | 0 | 0 | 0 | 0 | 12 | 0
NO |  | 24 | 2015 | 4 | 25 | 25 |  | TL5003A KLEBERG | LOYOLA | 138 | 138 | 2-13.5 | 13.5 | 0 | 1 | 795.0 ACSR | 0 | 0 | 0 | 0 | 0 | 0 | 0 | 0 | 0 | 0 | 0 | 0 | 0 | 0 | 0 | 0 | 0 | 0 | 0 | 0 | 0 | 0 | 0 | 12 | 0
NO |  | 24 | 2015 | 4 | 26 | 26 |  | TL5003B LOYOLA | RAYMONDVILLE #2 | 138 | 138 | 2-26.06 | 26.06 | 0 | 1 | 795.0 ACSR | 0 | 0 | 0 | 0 | 0 | 0 | 0 | 0 | 0 | 0 | 0 | 0 | 0 | 0 | 0 | 0 | 0 | 0 | 0 | 0 | 0 | 0 | 0 | 12 | 0
NO |  | 24 | 2015 | 4 | 27 | 27 |  | TL5004 LON HILL | STRATTON | 138 | 138 | 2-27.80 | 27.8 | 0 | 1 | 795.0 ACSR | 0 | 0 | 0 | 0 | 0 | 0 | 0 | 0 | 0 | 0 | 0 | 0 | 0 | 0 | 0 | 0 | 0 | 0 | 0 | 0 | 0 | 0 | 0 | 12 | 0
NO |  | 24 | 2015 | 4 | 28 | 28 |  | TL5005A DAVIS | NELSON SHARPE | 138 | 138 | 2-10.1 | 10.1 | 0 | 1 | 795.0 ACSR | 0 | 0 | 0 | 0 | 0 | 0 | 0 | 0 | 0 | 0 | 0 | 0 | 0 | 0 | 0 | 0 | 0 | 0 | 0 | 0 | 0 | 0 | 0 | 12 | 0
NO |  | 24 | 2015 | 4 | 29 | 29 |  | TL5005B CELANESE | NELSON SHARPE | 138 | 138 | 2-10.11 | 10.11 | 0 | 1 | 795.0 ACSR | 0 | 0 | 0 | 0 | 0 | 0 | 0 | 0 | 0 | 0 | 0 | 0 | 0 | 0 | 0 | 0 | 0 | 0 | 0 | 0 | 0 | 0 | 0 | 12 | 0
NO |  | 24 | 2015 | 4 | 30 | 30 |  | TL5006A FALFURIAS | KING RANCH GAS PLANT | 138 | 138 | 2-20.48 | 20.48 | 0 | 1 | 795.0 ACSR | 0 | 0 | 0 | 0 | 0 | 0 | 0 | 0 | 0 | 0 | 0 | 0 | 0 | 0 | 0 | 0 | 0 | 0 | 0 | 0 | 0 | 0 | 0 | 12 | 0
NO |  | 24 | 2015 | 4 | 31 | 31 |  | TL5006B KING RANCH GAS | STRATTON | 138 | 138 | 2-15.76 | 15.76 | 0 | 1 | 795.0 ACSR | 0 | 0 | 0 | 0 | 0 | 0 | 0 | 0 | 0 | 0 | 0 | 0 | 0 | 0 | 0 | 0 | 0 | 0 | 0 | 0 | 0 | 0 | 0 | 12 | 0
NO |  | 24 | 2015 | 4 | 32 | 32 |  | TL5007 HIGHWAY9 | JAVELINA | 138 | 138 | 1-2.12 | 0 | 2.12 | 1 | 1272.0 ACSR | 0 | 0 | 0 | 0 | 0 | 0 | 0 | 0 | 0 | 0 | 0 | 0 | 0 | 0 | 0 | 0 | 0 | 0 | 0 | 0 | 0 | 0 | 0 | 12 | 0
NO |  | 24 | 2015 | 4 | 33 | 33 |  | TL5008 JAVELINA | WESTSIDE | 138 | 138 | 1-1.14 | 1.27 | 1.52 | 1 | 1272.0 ACSR | 0 | 0 | 0 | 0 | 0 | 0 | 0 | 0 | 0 | 0 | 0 | 0 | 0 | 0 | 0 | 0 | 0 | 0 | 0 | 0 | 0 | 0 | 0 | 12 | 0
NO |  | 24 | 2015 | 4 | 34 | 34 |  |  |  | 0 | 0 | 3-0.13 | 0 | 0 | 0 |  | 0 | 0 | 0 | 0 | 0 | 0 | 0 | 0 | 0 | 0 | 0 | 0 | 0 | 0 | 0 | 0 | 0 | 0 | 0 | 0 | 0 | 0 | 0 | 12 | 0
NO |  | 24 | 2015 | 5 | 1 | 1 |  | TL5009 LON HILL | WHITEPOINT CKT #2 | 138 | 138 | 1-14.48 | 14.74 | 4.4 | 1 | 2x795.0 ACSR | 0 | 0 | 0 | 0 | 0 | 0 | 0 | 0 | 0 | 0 | 0 | 0 | 0 | 0 | 0 | 0 | 0 | 0 | 0 | 0 | 0 | 0 | 0 | 12 | 0
NO |  | 24 | 2015 | 5 | 2 | 2 |  |  |  | 0 | 0 | 2-0.26 | 0 | 0 | 0 |  | 0 | 0 | 0 | 0 | 0 | 0 | 0 | 0 | 0 | 0 | 0 | 0 | 0 | 0 | 0 | 0 | 0 | 0 | 0 | 0 | 0 | 0 | 0 | 12 | 0
NO |  | 24 | 2015 | 5 | 3 | 3 |  | TL5011 CITGO WEST | LON HILL | 138 | 138 | 2-6.12 | 6.12 | 0 | 1 | 795.0 ACSR | 0 | 0 | 0 | 0 | 0 | 0 | 0 | 0 | 0 | 0 | 0 | 0 | 0 | 0 | 0 | 0 | 0 | 0 | 0 | 0 | 0 | 0 | 0 | 12 | 0
NO |  | 24 | 2015 | 5 | 4 | 4 |  | TL5013 HOLLY | WESTSIDE | 138 | 138 | 1-2.68 | 2.68 | 1.28 | 1 | 1590.0 ACSR | 0 | 0 | 0 | 0 | 0 | 0 | 0 | 0 | 0 | 0 | 0 | 0 | 0 | 0 | 0 | 0 | 0 | 0 | 0 | 0 | 0 | 0 | 0 | 12 | 0
NO |  | 24 | 2015 | 5 | 5 | 5 |  | TL5016 DAVIS | HOLLY | 138 | 138 | 1-7.09 | 0 | 7.09 | 1 | 1590.0 ACSR | 0 | 0 | 0 | 0 | 0 | 0 | 0 | 0 | 0 | 0 | 0 | 0 | 0 | 0 | 0 | 0 | 0 | 0 | 0 | 0 | 0 | 0 | 0 | 12 | 0
NO |  | 24 | 2015 | 5 | 6 | 6 |  | TL5017 HIGHWAY 9 | NUECES BAY CKT #2 | 138 | 138 | 4-0.41 | 0.41 | 0.18 | 1 | 1272.0 ACSR | 0 | 0 | 0 | 0 | 0 | 0 | 0 | 0 | 0 | 0 | 0 | 0 | 0 | 0 | 0 | 0 | 0 | 0 | 0 | 0 | 0 | 0 | 0 | 12 | 0
NO |  | 24 | 2015 | 5 | 7 | 7 |  |  |  | 0 | 0 |  | 0 | 0 | 0 | 2500.0 CU | 0 | 0 | 0 | 0 | 0 | 0 | 0 | 0 | 0 | 0 | 0 | 0 | 0 | 0 | 0 | 0 | 0 | 0 | 0 | 0 | 0 | 0 | 0 | 12 | 0
NO |  | 24 | 2015 | 5 | 8 | 8 |  | TL5019 HIGHWAY 9 | NUECES BAY CKT #2 | 138 | 138 | 1-0.35 | 0 | 0.35 | 1 | 1272.0 ACSR | 0 | 0 | 0 | 0 | 0 | 0 | 0 | 0 | 0 | 0 | 0 | 0 | 0 | 0 | 0 | 0 | 0 | 0 | 0 | 0 | 0 | 0 | 0 | 12 | 0
NO |  | 24 | 2015 | 5 | 9 | 9 |  | TL5020 MORRIS STREET | NUECES BAY | 138 | 138 | 1-2.65 | 2.65 | 0 | 1 | 795.0 AAC | 0 | 0 | 0 | 0 | 0 | 0 | 0 | 0 | 0 | 0 | 0 | 0 | 0 | 0 | 0 | 0 | 0 | 0 | 0 | 0 | 0 | 0 | 0 | 12 | 0
NO |  | 24 | 2015 | 5 | 10 | 10 |  | TL5021 MORRIS STREET | WESTSIDE | 138 | 138 | 1-4.92 | 4.92 | 1.39 | 1 | 795.0 AAAC | 0 | 0 | 0 | 0 | 0 | 0 | 0 | 0 | 0 | 0 | 0 | 0 | 0 | 0 | 0 | 0 | 0 | 0 | 0 | 0 | 0 | 0 | 0 | 12 | 0
NO |  | 24 | 2015 | 5 | 11 | 11 |  |  |  | 0 | 0 |  | 0 | 0 | 0 | 795.0 ACSR | 0 | 0 | 0 | 0 | 0 | 0 | 0 | 0 | 0 | 0 | 0 | 0 | 0 | 0 | 0 | 0 | 0 | 0 | 0 | 0 | 0 | 0 | 0 | 12 | 0
NO |  | 24 | 2015 | 5 | 12 | 12 |  | TL5022 HIGHWAY 9 | NUECES BAY CKT #1 | 138 | 138 | 3-0.18 | 0.59 | 0 | 1 | 1272.0 ACSR | 0 | 0 | 0 | 0 | 0 | 0 | 0 | 0 | 0 | 0 | 0 | 0 | 0 | 0 | 0 | 0 | 0 | 0 | 0 | 0 | 0 | 0 | 0 | 12 | 0
NO |  | 24 | 2015 | 5 | 13 | 13 |  |  |  | 0 | 0 | 4-0.41 | 0 | 0 | 0 | 2500.0 CU | 0 | 0 | 0 | 0 | 0 | 0 | 0 | 0 | 0 | 0 | 0 | 0 | 0 | 0 | 0 | 0 | 0 | 0 | 0 | 0 | 0 | 0 | 0 | 12 | 0
NO |  | 24 | 2015 | 5 | 14 | 14 |  | TL5027 AIRLINE | DAVIS CKT#1 | 138 | 138 | 1-11.48 | 0 | 11.48 | 1 | 1590.0 ACSR | 0 | 0 | 0 | 0 | 0 | 0 | 0 | 0 | 0 | 0 | 0 | 0 | 0 | 0 | 0 | 0 | 0 | 0 | 0 | 0 | 0 | 0 | 0 | 12 | 0
NO |  | 24 | 2015 | 5 | 15 | 15 |  | TL5029 ALICE | KINGSVILLE | 138 | 138 | 2-22.48 | 22.48 | 0 | 1 | 477.0 ACSR | 0 | 0 | 0 | 0 | 0 | 0 | 0 | 0 | 0 | 0 | 0 | 0 | 0 | 0 | 0 | 0 | 0 | 0 | 0 | 0 | 0 | 0 | 0 | 12 | 0
NO |  | 24 | 2015 | 5 | 16 | 16 |  |  |  | 0 | 0 | 0 | 0 | 0 | 0 | 795.0 ACSR | 0 | 0 | 0 | 0 | 0 | 0 | 0 | 0 | 0 | 0 | 0 | 0 | 0 | 0 | 0 | 0 | 0 | 0 | 0 | 0 | 0 | 0 | 0 | 12 | 0
NO |  | 24 | 2015 | 5 | 17 | 17 |  | TL5031 LON HILL | CITY OF ROBSTOWN | 69 | 138 | 1-0.74 | 0.74 | 0 | 1 | 795.0 ACSR | 0 | 0 | 0 | 0 | 0 | 0 | 0 | 0 | 0 | 0 | 0 | 0 | 0 | 0 | 0 | 0 | 0 | 0 | 0 | 0 | 0 | 0 | 0 | 12 | 0
NO |  | 24 | 2015 | 5 | 18 | 18 |  | TL5032 AIRLINE | DAVIS CKT#1 | 138 | 138 | 1-1.69 | 1.69 | 1.14 | 1 | 1590.0 ACSR | 0 | 0 | 0 | 0 | 0 | 0 | 0 | 0 | 0 | 0 | 0 | 0 | 0 | 0 | 0 | 0 | 0 | 0 | 0 | 0 | 0 | 0 | 0 | 12 | 0
NO |  | 24 | 2015 | 5 | 19 | 19 |  | TL5058A DUPONT SS | WHITEPOINT CKT#1 | 138 | 138 | 1-0.15 | 0.15 | 8 | 1 | 795.0 ACSR | 0 | 0 | 0 | 0 | 0 | 0 | 0 | 0 | 0 | 0 | 0 | 0 | 0 | 0 | 0 | 0 | 0 | 0 | 0 | 0 | 0 | 0 | 0 | 12 | 0
NO |  | 24 | 2015 | 5 | 20 | 20 |  | TL5058B DUPONT SS | WHITEPOINT CKT#2 | 138 | 138 | 1-0.15 | 8.15 | 0 | 1 | 795.0 ACSR | 0 | 0 | 0 | 0 | 0 | 0 | 0 | 0 | 0 | 0 | 0 | 0 | 0 | 0 | 0 | 0 | 0 | 0 | 0 | 0 | 0 | 0 | 0 | 12 | 0
NO |  | 24 | 2015 | 5 | 21 | 21 |  |  |  | 0 | 0 | 42950 | 0 | 0 | 0 |  | 0 | 0 | 0 | 0 | 0 | 0 | 0 | 0 | 0 | 0 | 0 | 0 | 0 | 0 | 0 | 0 | 0 | 0 | 0 | 0 | 0 | 0 | 0 | 12 | 0
NO |  | 24 | 2015 | 5 | 22 | 22 |  | TL5058C NUECES BAY | WHITEPOINT CKT #1 | 138 | 138 | 1-0.46 | 12.71 | 0 | 1 | 795.0 ACSR | 0 | 0 | 0 | 0 | 0 | 0 | 0 | 0 | 0 | 0 | 0 | 0 | 0 | 0 | 0 | 0 | 0 | 0 | 0 | 0 | 0 | 0 | 0 | 12 | 0
NO |  | 24 | 2015 | 5 | 23 | 23 |  |  |  | 0 | 0 | 2-12.25 | 0 | 0 | 0 |  | 0 | 0 | 0 | 0 | 0 | 0 | 0 | 0 | 0 | 0 | 0 | 0 | 0 | 0 | 0 | 0 | 0 | 0 | 0 | 0 | 0 | 0 | 0 | 12 | 0
NO |  | 24 | 2015 | 5 | 24 | 24 |  | TL5061A RINCON | WHITEPOINT CKT #1 | 69 | 138 | 1-3.26 | 3.26 | 0.75 | 1 | 795.0 ACSR | 0 | 0 | 0 | 0 | 0 | 0 | 0 | 0 | 0 | 0 | 0 | 0 | 0 | 0 | 0 | 0 | 0 | 0 | 0 | 0 | 0 | 0 | 0 | 12 | 0
NO |  | 24 | 2015 | 5 | 25 | 25 |  | TL5061B SINTON | WHITEPOINT | 69 | 138 | 1-3.82 | 3.82 | 0 | 1 | 795.0 ACSR | 0 | 0 | 0 | 0 | 0 | 0 | 0 | 0 | 0 | 0 | 0 | 0 | 0 | 0 | 0 | 0 | 0 | 0 | 0 | 0 | 0 | 0 | 0 | 12 | 0
NO |  | 24 | 2015 | 5 | 26 | 26 |  | TL5062 SINTON | WHITEPOINT | 69 | 138 | 1-9.5 | 9.5 | 0 | 1 | 795.0 ACSR | 0 | 0 | 0 | 0 | 0 | 0 | 0 | 0 | 0 | 0 | 0 | 0 | 0 | 0 | 0 | 0 | 0 | 0 | 0 | 0 | 0 | 0 | 0 | 12 | 0
NO |  | 24 | 2015 | 5 | 27 | 27 |  | TL5072A ARANSAS PASS | DUPONT SS | 138 | 138 | 1-0.91 | 3.2 | 0 | 1 | 795.0 ACSR | 0 | 0 | 0 | 0 | 0 | 0 | 0 | 0 | 0 | 0 | 0 | 0 | 0 | 0 | 0 | 0 | 0 | 0 | 0 | 0 | 0 | 0 | 0 | 12 | 0
NO |  | 24 | 2015 | 5 | 28 | 28 |  |  |  | 0 | 0 | 2-2.29 | 0 | 0 | 0 |  | 0 | 0 | 0 | 0 | 0 | 0 | 0 | 0 | 0 | 0 | 0 | 0 | 0 | 0 | 0 | 0 | 0 | 0 | 0 | 0 | 0 | 0 | 0 | 12 | 0
NO |  | 24 | 2015 | 5 | 29 | 29 |  | TL5072B DUPONT SS | RINCON CKT#2 | 138 | 138 | 3-0.06 | 0.06 | 10.5 | 1 | 795.0 ACSR | 0 | 0 | 0 | 0 | 0 | 0 | 0 | 0 | 0 | 0 | 0 | 0 | 0 | 0 | 0 | 0 | 0 | 0 | 0 | 0 | 0 | 0 | 0 | 12 | 0
NO |  | 24 | 2015 | 5 | 30 | 30 |  | TL5073 DUPONT SS | RINCON CKT#1 | 138 | 138 | 1-0.19 | 10.69 | 0 | 1 | 795.0 ACSR | 0 | 0 | 0 | 0 | 0 | 0 | 0 | 0 | 0 | 0 | 0 | 0 | 0 | 0 | 0 | 0 | 0 | 0 | 0 | 0 | 0 | 0 | 0 | 12 | 0
NO |  | 24 | 2015 | 5 | 31 | 31 |  |  |  | 0 | 0 | 3-10.5 | 0 | 0 | 0 |  | 0 | 0 | 0 | 0 | 0 | 0 | 0 | 0 | 0 | 0 | 0 | 0 | 0 | 0 | 0 | 0 | 0 | 0 | 0 | 0 | 0 | 0 | 0 | 12 | 0
NO |  | 24 | 2015 | 5 | 32 | 32 |  | TL5077 ARANSAS PASS | DUPONT SS | 138 | 138 | 1-0.88 | 4.84 | 0 | 1 | 795.0 ACSR | 0 | 0 | 0 | 0 | 0 | 0 | 0 | 0 | 0 | 0 | 0 | 0 | 0 | 0 | 0 | 0 | 0 | 0 | 0 | 0 | 0 | 0 | 0 | 12 | 0
NO |  | 24 | 2015 | 5 | 33 | 33 |  |  |  | 0 | 0 | 2-3.96 | 0 | 0 | 0 |  | 0 | 0 | 0 | 0 | 0 | 0 | 0 | 0 | 0 | 0 | 0 | 0 | 0 | 0 | 0 | 0 | 0 | 0 | 0 | 0 | 0 | 0 | 0 | 12 | 0
NO |  | 24 | 2015 | 5 | 34 | 34 |  | TL5078 NUECES BAY | WHITEPOINT CKT #2 | 138 | 138 | 1-0.21 | 7.84 | 2.65 | 1 | 795.0 ACSR | 0 | 0 | 0 | 0 | 0 | 0 | 0 | 0 | 0 | 0 | 0 | 0 | 0 | 0 | 0 | 0 | 0 | 0 | 0 | 0 | 0 | 0 | 0 | 12 | 0
NO |  | 24 | 2015 | 5 | 35 | 35 |  | TL5078 NUECES BAY | WHITEPOINT CKT #2 | 0 | 0 | 2-7.63 | 0 | 0 | 0 |  | 0 | 0 | 0 | 0 | 0 | 0 | 0 | 0 | 0 | 0 | 0 | 0 | 0 | 0 | 0 | 0 | 0 | 0 | 0 | 0 | 0 | 0 | 0 | 12 | 0
NO |  | 24 | 2015 | 6 | 1 | 1 |  | TL5079 DUPONT SS | WHITEPOINT CKT#3 | 138 | 138 | 1-7.64 | 7.64 | 0 | 1 | 2x795.0 ACSR | 0 | 0 | 0 | 0 | 0 | 0 | 0 | 0 | 0 | 0 | 0 | 0 | 0 | 0 | 0 | 0 | 0 | 0 | 0 | 0 | 0 | 0 | 0 | 12 | 0
NO |  | 24 | 2015 | 6 | 2 | 2 |  | TL5086 HIGHWAY 9 | NUECES BAY | 69 | 138 | 1-1.33 | 1.33 | 0 | 1 | 795.0 AAC | 0 | 0 | 0 | 0 | 0 | 0 | 0 | 0 | 0 | 0 | 0 | 0 | 0 | 0 | 0 | 0 | 0 | 0 | 0 | 0 | 0 | 0 | 0 | 12 | 0
NO |  | 24 | 2015 | 6 | 3 | 3 |  | TL5087A ARCADIA | HIGHWAY 9 | 138 | 138 | 1-5.09 | 5.09 | 0.9 | 1 | 1590.0 ACSR | 0 | 0 | 0 | 0 | 0 | 0 | 0 | 0 | 0 | 0 | 0 | 0 | 0 | 0 | 0 | 0 | 0 | 0 | 0 | 0 | 0 | 0 | 0 | 12 | 0
NO |  | 24 | 2015 | 6 | 4 | 4 |  | TL5087B ARCADIA | WESTSIDE | 138 | 138 | 1-2.82 | 2.82 | 0 | 1 | 1590.0 ACSR | 0 | 0 | 0 | 0 | 0 | 0 | 0 | 0 | 0 | 0 | 0 | 0 | 0 | 0 | 0 | 0 | 0 | 0 | 0 | 0 | 0 | 0 | 0 | 12 | 0
NO |  | 24 | 2015 | 6 | 5 | 5 |  | TL5092C QUALITECH DUMMY TO |  | 138 | 138 | 1-0.46 | 0.45 | 0 | 1 | 795.0 ACSR | 0 | 0 | 0 | 0 | 0 | 0 | 0 | 0 | 0 | 0 | 0 | 0 | 0 | 0 | 0 | 0 | 0 | 0 | 0 | 0 | 0 | 0 | 0 | 12 | 0
NO |  | 24 | 2015 | 6 | 6 | 6 |  | TL5092D NUECES BAY | UPRIVER | 138 | 138 | 1-7.93 | 7.93 | 0 | 1 | 2x795.0 ACSR | 0 | 0 | 0 | 0 | 0 | 0 | 0 | 0 | 0 | 0 | 0 | 0 | 0 | 0 | 0 | 0 | 0 | 0 | 0 | 0 | 0 | 0 | 0 | 12 | 0
NO |  | 24 | 2015 | 6 | 7 | 7 |  | TL5097 HIGHWAY 9 | NUECES BAY CKT #2 | 138 | 138 | 1-2.04 | 0 | 2.04 | 1 | 1272.0 ACSR | 0 | 0 | 0 | 0 | 0 | 0 | 0 | 0 | 0 | 0 | 0 | 0 | 0 | 0 | 0 | 0 | 0 | 0 | 0 | 0 | 0 | 0 | 0 | 12 | 0
NO |  | 24 | 2015 | 6 | 8 | 8 |  | TL5099 ARCADIA | SOUTHSIDE | 138 | 138 | 1-2.58 | 2.58 | 0.31 | 1 | 795.0 AAC | 0 | 0 | 0 | 0 | 0 | 0 | 0 | 0 | 0 | 0 | 0 | 0 | 0 | 0 | 0 | 0 | 0 | 0 | 0 | 0 | 0 | 0 | 0 | 12 | 0
NO |  | 24 | 2015 | 6 | 9 | 9 |  |  |  | 0 | 0 |  | 0 | 0 | 0 | 795.0 ACSR | 0 | 0 | 0 | 0 | 0 | 0 | 0 | 0 | 0 | 0 | 0 | 0 | 0 | 0 | 0 | 0 | 0 | 0 | 0 | 0 | 0 | 0 | 0 | 12 | 0
NO |  | 24 | 2015 | 6 | 10 | 10 |  | TL5100 LGE/GPP | REYNOLDS SHERWIN | 138 | 138 | 1-0.5 | 0.5 | 0 | 1 | 795.0 ACSR | 0 | 0 | 0 | 0 | 0 | 0 | 0 | 0 | 0 | 0 | 0 | 0 | 0 | 0 | 0 | 0 | 0 | 0 | 0 | 0 | 0 | 0 | 0 | 12 | 0
NO |  | 24 | 2015 | 6 | 11 | 11 |  | TL5101 HOLLY | SOUTHSIDE | 138 | 138 | 1-0.31 | 1.8 | 0 | 1 | 795.0 ACSR | 0 | 0 | 0 | 0 | 0 | 0 | 0 | 0 | 0 | 0 | 0 | 0 | 0 | 0 | 0 | 0 | 0 | 0 | 0 | 0 | 0 | 0 | 0 | 12 | 0
NO |  | 24 | 2015 | 6 | 12 | 12 |  |  |  | 0 | 0 | 2-1.49 | 0 | 0 | 0 |  | 0 | 0 | 0 | 0 | 0 | 0 | 0 | 0 | 0 | 0 | 0 | 0 | 0 | 0 | 0 | 0 | 0 | 0 | 0 | 0 | 0 | 0 | 0 | 12 | 0
NO |  | 24 | 2015 | 6 | 13 | 13 |  | TL5105 DUPONT SS | ICP CKT#1 | 138 | 138 | 1-0.63 | 0.63 | 0 | 1 | 795.0 AAC | 0 | 0 | 0 | 0 | 0 | 0 | 0 | 0 | 0 | 0 | 0 | 0 | 0 | 0 | 0 | 0 | 0 | 0 | 0 | 0 | 0 | 0 | 0 | 12 | 0
NO |  | 24 | 2015 | 6 | 14 | 14 |  | TL5106 FALFURIAS | NORTH EDINBURG | 138 | 138 | 1-25.1 | 25.1 | 0 | 1 | 795.0 ACSR | 0 | 0 | 0 | 0 | 0 | 0 | 0 | 0 | 0 | 0 | 0 | 0 | 0 | 0 | 0 | 0 | 0 | 0 | 0 | 0 | 0 | 0 | 0 | 12 | 0
NO |  | 24 | 2015 | 6 | 15 | 15 |  | TL5111 AIRLINE | DAVIS CKT#2 | 138 | 138 | 1-1.51 | 7.28 | 2.98 | 1 | 1590.0 ACSR | 0 | 0 | 0 | 0 | 0 | 0 | 0 | 0 | 0 | 0 | 0 | 0 | 0 | 0 | 0 | 0 | 0 | 0 | 0 | 0 | 0 | 0 | 0 | 12 | 0
NO |  | 24 | 2015 | 6 | 16 | 16 |  |  |  | 0 | 0 | 3-5.77 | 0 | 0 | 0 |  | 0 | 0 | 0 | 0 | 0 | 0 | 0 | 0 | 0 | 0 | 0 | 0 | 0 | 0 | 0 | 0 | 0 | 0 | 0 | 0 | 0 | 0 | 0 | 12 | 0
NO |  | 24 | 2015 | 6 | 17 | 17 |  | TL5112 AIRLINE | DAVIS CKT#3 | 138 | 138 | 1-4.59 | 10.93 | 0 | 1 | 1590.0 ACSR | 0 | 0 | 0 | 0 | 0 | 0 | 0 | 0 | 0 | 0 | 0 | 0 | 0 | 0 | 0 | 0 | 0 | 0 | 0 | 0 | 0 | 0 | 0 | 12 | 0
NO |  | 24 | 2015 | 6 | 18 | 18 |  |  |  | 0 | 0 | 3-5.77 | 0 | 0 | 0 |  | 0 | 0 | 0 | 0 | 0 | 0 | 0 | 0 | 0 | 0 | 0 | 0 | 0 | 0 | 0 | 0 | 0 | 0 | 0 | 0 | 0 | 0 | 0 | 12 | 0
NO |  | 24 | 2015 | 6 | 19 | 19 |  | TL5116 JAVELINA | WESTSIDE | 138 | 138 | 1-2.42 | 2.42 | 0 | 1 | 1272.0 ACSR | 0 | 0 | 0 | 0 | 0 | 0 | 0 | 0 | 0 | 0 | 0 | 0 | 0 | 0 | 0 | 0 | 0 | 0 | 0 | 0 | 0 | 0 | 0 | 12 | 0
NO |  | 24 | 2015 | 6 | 20 | 20 |  | TL5119 CELANESE | KLEBERG | 138 | 138 | 1-6.09 | 6.09 | 0 | 1 | 795.0 ACSR | 0 | 0 | 0 | 0 | 0 | 0 | 0 | 0 | 0 | 0 | 0 | 0 | 0 | 0 | 0 | 0 | 0 | 0 | 0 | 0 | 0 | 0 | 0 | 12 | 0
NO |  | 24 | 2015 | 6 | 21 | 21 |  | TL5120A DUPONT SS | OXY CHEM PP2 | 138 | 138 | 1-1.95 | 1.95 | 0 | 1 | 795.0 ACSR | 0 | 0 | 0 | 0 | 0 | 0 | 0 | 0 | 0 | 0 | 0 | 0 | 0 | 0 | 0 | 0 | 0 | 0 | 0 | 0 | 0 | 0 | 0 | 12 | 0
NO |  | 24 | 2015 | 6 | 22 | 22 |  | TL5120B AIR LIQUID TAP | AIR LIQUID | 138 | 138 | 1-0.01 | 0.01 | 0 | 1 | 795.0 ACSR | 0 | 0 | 0 | 0 | 0 | 0 | 0 | 0 | 0 | 0 | 0 | 0 | 0 | 0 | 0 | 0 | 0 | 0 | 0 | 0 | 0 | 0 | 0 | 12 | 0
NO |  | 24 | 2015 | 6 | 23 | 23 |  | TL5123 DUPONT SS | ICP CKT#2 | 138 | 138 | 1-1.45 | 1.45 | 0 | 1 | 795.0 ACSR | 0 | 0 | 0 | 0 | 0 | 0 | 0 | 0 | 0 | 0 | 0 | 0 | 0 | 0 | 0 | 0 | 0 | 0 | 0 | 0 | 0 | 0 | 0 | 12 | 0
NO |  | 24 | 2015 | 6 | 24 | 24 |  | TL5124 DUPONT SS | ICP CKT#1 | 138 | 138 | 1-0.91 | 0.91 | 0 | 1 | 795.0 AAC | 0 | 0 | 0 | 0 | 0 | 0 | 0 | 0 | 0 | 0 | 0 | 0 | 0 | 0 | 0 | 0 | 0 | 0 | 0 | 0 | 0 | 0 | 0 | 12 | 0
NO |  | 24 | 2015 | 6 | 25 | 25 |  | TL5125 WEIL TRACT | WESTSIDE | 138 | 138 | 1-5.11 | 5.11 | 0 | 1 | 1590.0 ACSR | 0 | 0 | 0 | 0 | 0 | 0 | 0 | 0 | 0 | 0 | 0 | 0 | 0 | 0 | 0 | 0 | 0 | 0 | 0 | 0 | 0 | 0 | 0 | 12 | 0
NO |  | 24 | 2015 | 6 | 26 | 26 |  | TL5126 EQUISTAR | LON HILL | 138 | 138 | 1-3.54 | 3.54 | 0 | 1 | 795.0 ACSR | 0 | 0 | 0 | 0 | 0 | 0 | 0 | 0 | 0 | 0 | 0 | 0 | 0 | 0 | 0 | 0 | 0 | 0 | 0 | 0 | 0 | 0 | 0 | 12 | 0
NO |  | 24 | 2015 | 6 | 27 | 27 |  | TL5127 HIGHWAY 9 | NUECES BAY CKT #1 | 138 | 138 | 1-2.39 | 2.39 | 0 | 1 | 1272.0 ACSR | 0 | 0 | 0 | 0 | 0 | 0 | 0 | 0 | 0 | 0 | 0 | 0 | 0 | 0 | 0 | 0 | 0 | 0 | 0 | 0 | 0 | 0 | 0 | 12 | 0
NO |  | 24 | 2015 | 6 | 28 | 28 |  | TL5127B GILA | HIGHWAY 9 CKT #1 | 138 | 138 | 1-2.52 | 2.39 | 0 | 1 | 1272.0 ACSR | 0 | 0 | 0 | 0 | 0 | 0 | 0 | 0 | 0 | 0 | 0 | 0 | 0 | 0 | 0 | 0 | 0 | 0 | 0 | 0 | 0 | 0 | 0 | 12 | 0
NO |  | 24 | 2015 | 6 | 29 | 29 |  | TL5127B HIGHWAY 9 | NUECES BAY CKT #2 | 138 | 138 | 1-2.52 | 0.13 | 0 | 1 | 1272.0 ACSR | 0 | 0 | 0 | 0 | 0 | 0 | 0 | 0 | 0 | 0 | 0 | 0 | 0 | 0 | 0 | 0 | 0 | 0 | 0 | 0 | 0 | 0 | 0 | 12 | 0
NO |  | 24 | 2015 | 6 | 30 | 30 |  | TL5127C HIGHWAY 9 | MORRIS STREET | 138 | 138 | 1-3.69 | 3.69 | 0 | 1 | 1272.0 ACSR | 0 | 0 | 0 | 0 | 0 | 0 | 0 | 0 | 0 | 0 | 0 | 0 | 0 | 0 | 0 | 0 | 0 | 0 | 0 | 0 | 0 | 0 | 0 | 12 | 0
NO |  | 24 | 2015 | 6 | 31 | 31 |  |  |  | 0 | 0 |  | 0 | 0 | 0 | 795.0 AAAC | 0 | 0 | 0 | 0 | 0 | 0 | 0 | 0 | 0 | 0 | 0 | 0 | 0 | 0 | 0 | 0 | 0 | 0 | 0 | 0 | 0 | 0 | 0 | 12 | 0
NO |  | 24 | 2015 | 6 | 32 | 32 |  | TL5128 NUECES BAY | CITGO | 138 | 138 | 1-1.06 | 1.73 | 0 | 1 | 795.0 AAC | 0 | 0 | 0 | 0 | 0 | 0 | 0 | 0 | 0 | 0 | 0 | 0 | 0 | 0 | 0 | 0 | 0 | 0 | 0 | 0 | 0 | 0 | 0 | 12 | 0
NO |  | 24 | 2015 | 6 | 33 | 33 |  |  |  | 0 | 0 | 3-0.67 | 0 | 0 | 0 | 795.0 ACSR | 0 | 0 | 0 | 0 | 0 | 0 | 0 | 0 | 0 | 0 | 0 | 0 | 0 | 0 | 0 | 0 | 0 | 0 | 0 | 0 | 0 | 0 | 0 | 12 | 0
NO |  | 24 | 2015 | 6 | 34 | 34 |  | TL5135 CITGO WEST | LON HILL | 138 | 138 | 1-0.66 | 2.85 | 0 | 1 | 795.0 ACSR | 0 | 0 | 0 | 0 | 0 | 0 | 0 | 0 | 0 | 0 | 0 | 0 | 0 | 0 | 0 | 0 | 0 | 0 | 0 | 0 | 0 | 0 | 0 | 12 | 0
NO |  | 24 | 2015 | 6 | 35 | 35 |  |  |  | 0 | 0 | 2-2.19 | 0 | 0 | 0 |  | 0 | 0 | 0 | 0 | 0 | 0 | 0 | 0 | 0 | 0 | 0 | 0 | 0 | 0 | 0 | 0 | 0 | 0 | 0 | 0 | 0 | 0 | 0 | 12 | 0
NO |  | 24 | 2015 | 7 | 1 | 1 |  | TL5136 DAVIS | NELSON SHARPE | 138 | 138 | 2-12.24 | 12.24 | 0 | 1 | 795.0 ACSR | 0 | 0 | 0 | 0 | 0 | 0 | 0 | 0 | 0 | 0 | 0 | 0 | 0 | 0 | 0 | 0 | 0 | 0 | 0 | 0 | 0 | 0 | 0 | 12 | 0
NO |  | 24 | 2015 | 7 | 2 | 2 |  | TL5141 DAVIS | HOLLY | 138 | 138 | 42856 | 5 | 0.21 | 1 | 1590.0 ACSR | 0 | 0 | 0 | 0 | 0 | 0 | 0 | 0 | 0 | 0 | 0 | 0 | 0 | 0 | 0 | 0 | 0 | 0 | 0 | 0 | 0 | 0 | 0 | 12 | 0
NO |  | 24 | 2015 | 7 | 3 | 3 |  | TL5142 AIRLINE | WESTSIDE | 138 | 138 | 1-1.69 | 4.03 | 0 | 1 | 1590.0 ACSR | 0 | 0 | 0 | 0 | 0 | 0 | 0 | 0 | 0 | 0 | 0 | 0 | 0 | 0 | 0 | 0 | 0 | 0 | 0 | 0 | 0 | 0 | 0 | 12 | 0
NO |  | 24 | 2015 | 7 | 4 | 4 |  | TL5142 AIRLINE | WESTSIDE | 0 | 0 | 2-2.34 | 0 | 0 | 0 |  | 0 | 0 | 0 | 0 | 0 | 0 | 0 | 0 | 0 | 0 | 0 | 0 | 0 | 0 | 0 | 0 | 0 | 0 | 0 | 0 | 0 | 0 | 0 | 12 | 0
NO |  | 24 | 2015 | 7 | 5 | 5 |  | TL5143A AIRLINE | WESTSIDE | 138 | 138 | 2-1.65 | 1.65 | 0.46 | 1 | 1590.0 ACSR | 0 | 0 | 0 | 0 | 0 | 0 | 0 | 0 | 0 | 0 | 0 | 0 | 0 | 0 | 0 | 0 | 0 | 0 | 0 | 0 | 0 | 0 | 0 | 12 | 0
NO |  | 24 | 2015 | 7 | 6 | 6 |  | TL5143B EQUISTAR | WESTSIDE | 138 | 138 | 1-0.46 | 0.46 | 0 | 1 | 1590.0 ACSR | 0 | 0 | 0 | 0 | 0 | 0 | 0 | 0 | 0 | 0 | 0 | 0 | 0 | 0 | 0 | 0 | 0 | 0 | 0 | 0 | 0 | 0 | 0 | 12 | 0
NO |  | 24 | 2015 | 7 | 7 | 7 |  | TL5149 LON HILL | STEC ORANGE GROVE | 138 | 138 | 1-0.68 | 24.14 | 0 | 1 | 795.0 ACSR | 0 | 0 | 0 | 0 | 0 | 0 | 0 | 0 | 0 | 0 | 0 | 0 | 0 | 0 | 0 | 0 | 0 | 0 | 0 | 0 | 0 | 0 | 0 | 12 | 0
NO |  | 24 | 2015 | 7 | 8 | 8 |  |  |  | 0 | 0 | 2-11.48 | 0 | 0 | 0 |  | 0 | 0 | 0 | 0 | 0 | 0 | 0 | 0 | 0 | 0 | 0 | 0 | 0 | 0 | 0 | 0 | 0 | 0 | 0 | 0 | 0 | 0 | 0 | 12 | 0
NO |  | 24 | 2015 | 7 | 9 | 9 |  |  |  | 0 | 0 | 3-11.98 | 0 | 0 | 2 | 1026 ACCC | 0 | 0 | 0 | 0 | 0 | 0 | 0 | 0 | 0 | 0 | 0 | 0 | 0 | 0 | 0 | 0 | 0 | 0 | 0 | 0 | 0 | 0 | 0 | 12 | 0
NO |  | 24 | 2015 | 7 | 10 | 10 |  | TL5150 HOMEPORT | INGLESIDE | 138 | 138 | 1-3.69 | 3.69 | 0 | 1 | 795.0 AAC | 0 | 0 | 0 | 0 | 0 | 0 | 0 | 0 | 0 | 0 | 0 | 0 | 0 | 0 | 0 | 0 | 0 | 0 | 0 | 0 | 0 | 0 | 0 | 12 | 0
NO |  | 24 | 2015 | 7 | 11 | 11 |  |  |  | 0 | 0 |  | 0 | 0 | 0 | 795.0 ACSR | 0 | 0 | 0 | 0 | 0 | 0 | 0 | 0 | 0 | 0 | 0 | 0 | 0 | 0 | 0 | 0 | 0 | 0 | 0 | 0 | 0 | 0 | 0 | 12 | 0
NO |  | 24 | 2015 | 7 | 12 | 12 |  | TL5155 DUPONT SS | GPP CKT#2 | 138 | 138 | 1-0.04 | 0.04 | 1.29 | 1 | 2x795.0 ACSR | 0 | 0 | 0 | 0 | 0 | 0 | 0 | 0 | 0 | 0 | 0 | 0 | 0 | 0 | 0 | 0 | 0 | 0 | 0 | 0 | 0 | 0 | 0 | 12 | 0
NO |  | 24 | 2015 | 7 | 13 | 13 |  | TL5156 DUPONT SS | GPP CKT#1 | 138 | 138 | 1-1.29 | 1.29 | 0 | 1 | 2x795.0 ACSR | 0 | 0 | 0 | 0 | 0 | 0 | 0 | 0 | 0 | 0 | 0 | 0 | 0 | 0 | 0 | 0 | 0 | 0 | 0 | 0 | 0 | 0 | 0 | 12 | 0
NO |  | 24 | 2015 | 7 | 14 | 14 |  | TL5165 RINCON | WHITEPOINT CKT #2 | 138 | 138 | 1-3.14 | 7.7 | 0 | 1 | 795.0 ACSR | 0 | 0 | 0 | 0 | 0 | 0 | 0 | 0 | 0 | 0 | 0 | 0 | 0 | 0 | 0 | 0 | 0 | 0 | 0 | 0 | 0 | 0 | 0 | 12 | 0
NO |  | 24 | 2015 | 7 | 15 | 15 |  |  |  | 0 | 0 | 2-4.56 | 0 | 0 | 0 |  | 0 | 0 | 0 | 0 | 0 | 0 | 0 | 0 | 0 | 0 | 0 | 0 | 0 | 0 | 0 | 0 | 0 | 0 | 0 | 0 | 0 | 0 | 0 | 12 | 0
NO |  | 24 | 2015 | 7 | 16 | 16 |  | TL5166 DUPONT SS | WHITEPOINT CKT#3 | 138 | 138 | 1-5.2 | 5.2 | 0 | 1 | 2x795.0 ACSR | 0 | 0 | 0 | 0 | 0 | 0 | 0 | 0 | 0 | 0 | 0 | 0 | 0 | 0 | 0 | 0 | 0 | 0 | 0 | 0 | 0 | 0 | 0 | 12 | 0
NO |  | 24 | 2015 | 7 | 17 | 17 |  | TL5178 JARDIN SUBSTATION | JARDIN SUBSTATION | 138 | 138 | 1-.03 | 0.03 | 0 | 1 | 795.0 ACSR | 0 | 0 | 0 | 0 | 0 | 0 | 0 | 0 | 0 | 0 | 0 | 0 | 0 | 0 | 0 | 0 | 0 | 0 | 0 | 0 | 0 | 0 | 0 | 12 | 0
NO |  | 24 | 2015 | 7 | 18 | 18 |  | TL5179 LA PALMA | PALO ALTO (PUB) | 138 | 138 |  | 0 | 0 | 0 |  | 0 | 0 | 0 | 0 | 0 | 0 | 0 | 0 | 0 | 0 | 0 | 0 | 0 | 0 | 0 | 0 | 0 | 0 | 0 | 0 | 0 | 0 | 0 | 12 | 0
NO |  | 24 | 2015 | 7 | 19 | 19 |  | TL5187 HECKER | EXTENSION #1 | 138 | 138 | 2-0.52 | 0.52 | 0 | 2 | 795.0 ACSR | 0 | 0 | 0 | 0 | 0 | 0 | 0 | 0 | 0 | 0 | 0 | 0 | 0 | 0 | 0 | 0 | 0 | 0 | 0 | 0 | 0 | 0 | 0 | 12 | 0
NO |  | 24 | 2015 | 7 | 20 | 20 |  | TL5188 BUNSEN | EXTENSION | 138 | 138 | 2-0.73 | 0.73 | 0 | 2 | 959.6 ACSS | 0 | 0 | 0 | 0 | 0 | 0 | 0 | 650240072 | 0 | 0 | 0 | 0 | 0 | 0 | 0 | 0 | 0 | 0 | 0 | 0 | 0 | 0 | 0 | 12 | 0
NO |  | 24 | 2015 | 7 | 21 | 21 |  | TL5202 HECKER | ALPINE | 138 | 138 | NONE | 0.06 | 0 | 2 | 795.0 ACSR | 0 | 0 | 0 | 0 | 0 | 0 | 0 | 0 | 0 | 0 | 0 | 0 | 0 | 0 | 0 | 0 | 0 | 0 | 0 | 0 | 0 | 0 | 0 | 12 | 0
NO |  | 24 | 2015 | 7 | 22 | 22 |  | TL7001 LAREDO VFT NORTH | NORTH LAREDO SWITCHING | 138 | 138 | 1-8.71 | 8.71 | 2.83 | 1 | 795.0 ACSR | 0 | 0 | 0 | 0 | 0 | 0 | 0 | 0 | 0 | 0 | 0 | 0 | 0 | 0 | 0 | 0 | 0 | 0 | 0 | 0 | 0 | 0 | 0 | 12 | 0
NO |  | 24 | 2015 | 7 | 23 | 23 |  | TL7003 CONOCO TAP | CONOCO | 138 | 138 | 2-4.8 | 4.8 | 0 | 1 | 4/0 ACSR | 0 | 0 | 0 | 0 | 0 | 0 | 0 | 0 | 0 | 0 | 0 | 0 | 0 | 0 | 0 | 0 | 0 | 0 | 0 | 0 | 0 | 0 | 0 | 12 | 0
NO |  | 24 | 2015 | 7 | 24 | 24 |  | TL7005A EAGLE PASS | ESCONDIDO CKT#2 | 138 | 138 | 2-1.37 | 1.37 | 0 | 1 | 336.0 ACSR | 0 | 0 | 0 | 0 | 0 | 0 | 0 | 0 | 0 | 0 | 0 | 0 | 0 | 0 | 0 | 0 | 0 | 0 | 0 | 0 | 0 | 0 | 0 | 12 | 0
NO |  | 24 | 2015 | 7 | 25 | 25 |  | TL7005B ESCONDIDO | HAMILTON ROAD | 138 | 138 | 2-10.13 | 10.13 | 0 | 1 | 336.0 ACSR | 0 | 0 | 0 | 0 | 0 | 0 | 0 | 0 | 0 | 0 | 0 | 0 | 0 | 0 | 0 | 0 | 0 | 0 | 0 | 0 | 0 | 0 | 0 | 12 | 0
NO |  | 24 | 2015 | 7 | 26 | 26 |  | TL7006 EAGLE PASS HYDRO TAP | EAGLE PASS HYDRO | 138 | 138 | 2-0.31 | 0.31 | 0 | 1 | 336.0 ACSR | 0 | 0 | 0 | 0 | 0 | 0 | 0 | 0 | 0 | 0 | 0 | 0 | 0 | 0 | 0 | 0 | 0 | 0 | 0 | 0 | 0 | 0 | 0 | 12 | 0
NO |  | 24 | 2015 | 7 | 27 | 27 |  | TL7007 ESCONDIDO | HAMILTON ROAD | 138 | 138 | 2-2.38 | 2.38 | 0 | 1 | 336.0 ACSR | 0 | 0 | 0 | 0 | 0 | 0 | 0 | 0 | 0 | 0 | 0 | 0 | 0 | 0 | 0 | 0 | 0 | 0 | 0 | 0 | 0 | 0 | 0 | 12 | 0
NO |  | 24 | 2015 | 7 | 28 | 28 |  | TL7008 HAMILTON ROAD PST | SONORA | 138 | 138 | 2-66.96 | 66.96 | 0 | 1 | 477.0 ACSR | 0 | 0 | 0 | 0 | 0 | 0 | 0 | 0 | 0 | 0 | 0 | 0 | 0 | 0 | 0 | 0 | 0 | 0 | 0 | 0 | 0 | 0 | 0 | 12 | 0
NO |  | 24 | 2015 | 7 | 29 | 29 |  | TL7009 ASHERTON | WEST BATESVILLE | 138 | 138 | 2-36.09 | 36.09 | 0 | 1 | 336.0 ACSR | 0 | 0 | 0 | 0 | 0 | 0 | 0 | 0 | 0 | 0 | 0 | 0 | 0 | 0 | 0 | 0 | 0 | 0 | 0 | 0 | 0 | 0 | 0 | 12 | 0
NO |  | 24 | 2015 | 7 | 30 | 30 |  | TL7010 PLEASANTON | CPSB LEON CREEK | 138 | 138 | 2-15.4 | 15.4 | 0 | 1 | 1020.0 ACCC/TW | 0 | 0 | 0 | 0 | 0 | 0 | 0 | 0 | 0 | 0 | 0 | 0 | 0 | 0 | 0 | 0 | 0 | 0 | 0 | 0 | 0 | 0 | 0 | 12 | 0
NO |  | 24 | 2015 | 7 | 31 | 31 |  | TL7011 PLEASANTON | BIGFOOT | 138 | 138 | 2-29.83 | 29.83 | 0 | 1 | 336.4 ACSR | 0 | 0 | 0 | 0 | 0 | 0 | 0 | 0 | 0 | 0 | 0 | 0 | 0 | 0 | 0 | 0 | 0 | 0 | 0 | 0 | 0 | 0 | 0 | 12 | 0
NO |  | 24 | 2015 | 7 | 32 | 32 |  | TL7012A MOORE | MEC DOWNIE | 138 | 138 | 2-41.27 | 41.27 | 0 | 1 | 336.4 ACSR | 0 | 0 | 0 | 0 | 0 | 0 | 0 | 0 | 0 | 0 | 0 | 0 | 0 | 0 | 0 | 0 | 0 | 0 | 0 | 0 | 0 | 0 | 0 | 12 | 0
NO |  | 24 | 2015 | 7 | 33 | 33 |  | TL7012B UVALDE | MEC DOWNIE | 138 | 138 | 2-9.34 | 9.34 | 0 | 1 | 336.4 ACSR | 0 | 0 | 0 | 0 | 0 | 0 | 0 | 0 | 0 | 0 | 0 | 0 | 0 | 0 | 0 | 0 | 0 | 0 | 0 | 0 | 0 | 0 | 0 | 12 | 0
NO |  | 24 | 2015 | 7 | 34 | 34 |  | TL7016 FALFURRIAS | LOBO | 138 | 138 | 1-26.96 | 26.96 | 0 | 1 | 2x795.0 ACSS | 0 | 0 | 0 | 0 | 0 | 0 | 0 | 0 | 0 | 0 | 0 | 0 | 0 | 0 | 0 | 0 | 0 | 0 | 0 | 0 | 0 | 0 | 0 | 12 | 0
NO |  | 24 | 2015 | 7 | 35 | 35 |  |  |  | 0 | 0 |  | 0 | 0 | 0 | 795.0 ACSR | 0 | 0 | 0 | 0 | 0 | 0 | 0 | 0 | 0 | 0 | 0 | 0 | 0 | 0 | 0 | 0 | 0 | 0 | 0 | 0 | 0 | 0 | 0 | 12 | 0
NO |  | 24 | 2015 | 8 | 1 | 1 |  | TL7017 BRUNI | CRESTONIO | 138 | 138 | 1-14.8 | 14.8 | 0 | 1 | 795.0 ACSR | 0 | 0 | 0 | 0 | 0 | 0 | 0 | 0 | 0 | 0 | 0 | 0 | 0 | 0 | 0 | 0 | 0 | 0 | 0 | 0 | 0 | 0 | 0 | 12 | 0
NO |  | 24 | 2015 | 8 | 2 | 2 |  | TL7018 LAREDO | UNIVERSITY | 138 | 138 | 1-2.73 | 2.73 | 0 | 1 | 795.0 ACSR | 0 | 0 | 0 | 0 | 0 | 0 | 0 | 0 | 0 | 0 | 0 | 0 | 0 | 0 | 0 | 0 | 0 | 0 | 0 | 0 | 0 | 0 | 0 | 12 | 0
NO |  | 24 | 2015 | 8 | 3 | 3 |  | TL7019 ZAPATA | RANDADO | 138 | 138 | 2-22.2 | 22.2 | 0 | 1 | 4/0 ACSR | 0 | 0 | 0 | 0 | 0 | 0 | 0 | 0 | 0 | 0 | 0 | 0 | 0 | 0 | 0 | 0 | 0 | 0 | 0 | 0 | 0 | 0 | 0 | 12 | 0
NO |  | 24 | 2015 | 8 | 4 | 4 |  | TL7020A FALCON SWITCHING | FALCON DAM (US) CKT#2 | 138 | 138 | 2-4.5 | 4.5 | 0 | 1 | 4/0 ACSR | 0 | 0 | 0 | 0 | 0 | 0 | 0 | 0 | 0 | 0 | 0 | 0 | 0 | 0 | 0 | 0 | 0 | 0 | 0 | 0 | 0 | 0 | 0 | 12 | 0
NO |  | 24 | 2015 | 8 | 5 | 5 |  | TL7020B FALCON SWITCHING | ZAPATA | 138 | 138 | 1-29.4 | 29.4 | 0 | 1 | 795.0 ACSR | 0 | 0 | 0 | 0 | 0 | 0 | 0 | 0 | 0 | 0 | 0 | 0 | 0 | 0 | 0 | 0 | 0 | 0 | 0 | 0 | 0 | 0 | 0 | 12 | 0
NO |  | 24 | 2015 | 8 | 6 | 6 |  | TL7021C LAREDO POWER PLANT | LAREDO VFT SOUTH | 138 | 138 | 2-0.24 | 0.24 | 0 | 1 | 795.0 ACSR | 0 | 0 | 0 | 0 | 0 | 0 | 0 | 0 | 0 | 0 | 0 | 0 | 0 | 0 | 0 | 0 | 0 | 0 | 0 | 0 | 0 | 0 | 0 | 12 | 0
NO |  | 24 | 2015 | 8 | 7 | 7 |  | TL7025 HEIGHTS | LAREDO CKT #1 | 138 | 138 | 1-4.4 | 4.4 | 0 | 1 | 795.0 AAAC | 0 | 0 | 0 | 0 | 0 | 0 | 0 | 0 | 0 | 0 | 0 | 0 | 0 | 0 | 0 | 0 | 0 | 0 | 0 | 0 | 0 | 0 | 0 | 12 | 0
NO |  | 24 | 2015 | 8 | 8 | 8 |  | TL7025B HEIGHTS | LAREDO CKT #2 | 138 | 138 | 1-5.19 | 5.19 | 0 | 1 | 795.0 AAAC | 0 | 0 | 0 | 0 | 0 | 0 | 0 | 0 | 0 | 0 | 0 | 0 | 0 | 0 | 0 | 0 | 0 | 0 | 0 | 0 | 0 | 0 | 0 | 12 | 0
NO |  | 24 | 2015 | 8 | 9 | 9 |  | TL7026 FREER | LOBO | 69 | 138 | 1-1.09 | 49.47 | 0 | 1 | 2x795.0 ACSS | 0 | 0 | 0 | 0 | 0 | 0 | 0 | 0 | 0 | 0 | 0 | 0 | 0 | 0 | 0 | 0 | 0 | 0 | 0 | 0 | 0 | 0 | 0 | 12 | 0
NO |  | 24 | 2015 | 8 | 10 | 10 |  |  |  | 0 | 0 | 2-48.38 | 0 | 0 | 0 | 4/0 ACSR | 0 | 0 | 0 | 0 | 0 | 0 | 0 | 0 | 0 | 0 | 0 | 0 | 0 | 0 | 0 | 0 | 0 | 0 | 0 | 0 | 0 | 0 | 0 | 12 | 0
NO |  | 24 | 2015 | 8 | 11 | 11 |  | TL7029A DILLEY SS | NORTH LAREDO SWITCHING | 138 | 138 | 1-26.09 | 26.09 | 0 | 1 | 795.0 ACSR | 0 | 0 | 0 | 0 | 0 | 0 | 0 | 0 | 0 | 0 | 0 | 0 | 0 | 0 | 0 | 0 | 0 | 0 | 0 | 0 | 0 | 0 | 0 | 12 | 0
NO |  | 24 | 2015 | 8 | 12 | 12 |  | TL7029B NORTH LAREDO SS | WORMSER | 138 | 138 | 1-14.65 | 14.65 | 5 | 1 | 795.0 ACSR | 0 | 0 | 0 | 0 | 0 | 0 | 0 | 0 | 0 | 0 | 0 | 0 | 0 | 0 | 0 | 0 | 0 | 0 | 0 | 0 | 0 | 0 | 0 | 12 | 0
NO |  | 24 | 2015 | 8 | 13 | 13 |  | TL7030 ENCINAL | COTULLA | 138 | 138 | 1-29.09 | 29.09 | 0 | 1 | 795.0 ACSR | 0 | 0 | 0 | 0 | 0 | 0 | 0 | 0 | 0 | 0 | 0 | 0 | 0 | 0 | 0 | 0 | 0 | 0 | 0 | 0 | 0 | 0 | 0 | 12 | 0
NO |  | 24 | 2015 | 8 | 14 | 14 |  | TL7046 ASHERTON | DILLEY SS | 138 | 138 | 2-15.98 | 15.98 | 0 | 1 | 795.0 ACSR | 0 | 0 | 0 | 0 | 0 | 0 | 0 | 0 | 0 | 0 | 0 | 0 | 0 | 0 | 0 | 0 | 0 | 0 | 0 | 0 | 0 | 0 | 0 | 12 | 0
NO |  | 24 | 2015 | 8 | 15 | 15 |  | TL7047 ASHERTON | DILLEY SS | 138 | 138 | 2-21.8 | 21.8 | 0 | 1 | 795.0 ACSR | 0 | 0 | 0 | 0 | 0 | 0 | 0 | 0 | 0 | 0 | 0 | 0 | 0 | 0 | 0 | 0 | 0 | 0 | 0 | 0 | 0 | 0 | 0 | 12 | 0
NO |  | 24 | 2015 | 8 | 16 | 16 |  | TL7048 DILLEY SS | NORTH LAREDO SWITCHING | 138 | 138 | 1-16.15 | 16.15 | 1.17 | 1 | 795.0 ACSR | 0 | 0 | 0 | 0 | 0 | 0 | 0 | 0 | 0 | 0 | 0 | 0 | 0 | 0 | 0 | 0 | 0 | 0 | 0 | 0 | 0 | 0 | 0 | 12 | 0
NO |  | 24 | 2015 | 8 | 17 | 17 |  | TL7065 HAMILTON ROAD | PICACHO CKT#1 | 138 | 138 | 2-8.67 | 8.67 | 0 | 1 | 4/0 ACSR | 0 | 0 | 0 | 0 | 0 | 0 | 0 | 0 | 0 | 0 | 0 | 0 | 0 | 0 | 0 | 0 | 0 | 0 | 0 | 0 | 0 | 0 | 0 | 12 | 0
NO |  | 24 | 2015 | 8 | 18 | 18 |  | TL7066 PICACHO | AMISTAD HYDRO | 138 | 138 | 2-6.4 | 6.4 | 0 | 1 | 4/0 ACSR | 0 | 0 | 0 | 0 | 0 | 0 | 0 | 0 | 0 | 0 | 0 | 0 | 0 | 0 | 0 | 0 | 0 | 0 | 0 | 0 | 0 | 0 | 0 | 12 | 0
NO |  | 24 | 2015 | 8 | 19 | 19 |  | TL7067 HAMILTON ROAD | PICACHO CKT#2 | 138 | 138 | 1-1.45 | 2.52 | 0 | 1 | 4/0 ACSR | 0 | 0 | 0 | 0 | 0 | 0 | 0 | 0 | 0 | 0 | 0 | 0 | 0 | 0 | 0 | 0 | 0 | 0 | 0 | 0 | 0 | 0 | 0 | 12 | 0
NO |  | 24 | 2015 | 8 | 20 | 20 |  |  |  | 0 | 0 | 2-1.07 | 0 | 0 | 0 |  | 0 | 0 | 0 | 0 | 0 | 0 | 0 | 0 | 0 | 0 | 0 | 0 | 0 | 0 | 0 | 0 | 0 | 0 | 0 | 0 | 0 | 0 | 0 | 12 | 0
NO |  | 24 | 2015 | 8 | 21 | 21 |  | TL7068 HAMILTON ROAD | PICACHO CKT#2 | 138 | 138 | 1-1.29 | 2.82 | 0 | 1 | 4/0 ACSR | 0 | 0 | 0 | 0 | 0 | 0 | 0 | 0 | 0 | 0 | 0 | 0 | 0 | 0 | 0 | 0 | 0 | 0 | 0 | 0 | 0 | 0 | 0 | 12 | 0
NO |  | 24 | 2015 | 8 | 22 | 22 |  |  |  | 0 | 0 | 2-1.53 | 0 | 0 | 0 |  | 0 | 0 | 0 | 0 | 0 | 0 | 0 | 0 | 0 | 0 | 0 | 0 | 0 | 0 | 0 | 0 | 0 | 0 | 0 | 0 | 0 | 0 | 0 | 12 | 0
NO |  | 24 | 2015 | 8 | 23 | 23 |  | TL7069 HAMILTON ROAD | PICACHO CKT#2 | 138 | 138 | 1-0.44 | 3.09 | 0 | 1 | 4/0 ACSR | 0 | 0 | 0 | 0 | 0 | 0 | 0 | 0 | 0 | 0 | 0 | 0 | 0 | 0 | 0 | 0 | 0 | 0 | 0 | 0 | 0 | 0 | 0 | 12 | 0
NO |  | 24 | 2015 | 8 | 24 | 24 |  |  |  | 0 | 0 | 2-2.65 | 0 | 0 | 0 |  | 0 | 0 | 0 | 0 | 0 | 0 | 0 | 0 | 0 | 0 | 0 | 0 | 0 | 0 | 0 | 0 | 0 | 0 | 0 | 0 | 0 | 0 | 0 | 12 | 0
NO |  | 24 | 2015 | 8 | 25 | 25 |  | TL7079 BIGFOOT | MOORE | 138 | 138 | 2-6.06 | 6.06 | 0 | 1 | 336.4 ACSR | 0 | 0 | 0 | 0 | 0 | 0 | 0 | 0 | 0 | 0 | 0 | 0 | 0 | 0 | 0 | 0 | 0 | 0 | 0 | 0 | 0 | 0 | 0 | 12 | 0
NO |  | 24 | 2015 | 8 | 26 | 26 |  | TL7081 EAGLE PASS | CFE PIEDRAS NEGRAS | 138 | 138 | 1-1.33 | 1.33 | 0 | 1 | 477.0 ACSR | 0 | 0 | 0 | 0 | 0 | 0 | 0 | 0 | 0 | 0 | 0 | 0 | 0 | 0 | 0 | 0 | 0 | 0 | 0 | 0 | 0 | 0 | 0 | 12 | 0
NO |  | 24 | 2015 | 8 | 27 | 27 |  | TL7082 ESCONDIDO | HAMILTON ROAD | 138 | 138 | 2-41.21 | 41.21 | 0 | 1 | 336.0 ACSR | 0 | 0 | 0 | 0 | 0 | 0 | 0 | 0 | 0 | 0 | 0 | 0 | 0 | 0 | 0 | 0 | 0 | 0 | 0 | 0 | 0 | 0 | 0 | 12 | 0
NO |  | 24 | 2015 | 8 | 28 | 28 |  | TL7086 UVALDE | WEST BATESVILLE | 138 | 138 | 2-20.61 | 20.61 | 0 | 1 | 336.0 ACSR | 0 | 0 | 0 | 0 | 0 | 0 | 0 | 0 | 0 | 0 | 0 | 0 | 0 | 0 | 0 | 0 | 0 | 0 | 0 | 0 | 0 | 0 | 0 | 12 | 0
NO |  | 24 | 2015 | 8 | 29 | 29 |  | TL7087 WEST BATESVILLE | MEC BATESVILLE | 138 | 138 | 2-9.36 | 9.36 | 0 | 1 | 795.0 ACSR | 0 | 0 | 0 | 0 | 0 | 0 | 0 | 0 | 0 | 0 | 0 | 0 | 0 | 0 | 0 | 0 | 0 | 0 | 0 | 0 | 0 | 0 | 0 | 12 | 0
NO |  | 24 | 2015 | 8 | 30 | 30 |  | TL7088 DILLEY SS | STEC SAN MIGUEL | 138 | 138 | 1-1.17 | 47.49 | 0 | 1 | 795.0 ACSR | 0 | 0 | 0 | 0 | 0 | 0 | 0 | 0 | 0 | 0 | 0 | 0 | 0 | 0 | 0 | 0 | 0 | 0 | 0 | 0 | 0 | 0 | 0 | 12 | 0
NO |  | 24 | 2015 | 8 | 31 | 31 |  | TL7088 DILLEY SS | STEC SAN MIGUEL | 0 | 0 | 2-46.32 | 0 | 0 | 0 |  | 0 | 0 | 0 | 0 | 0 | 0 | 0 | 0 | 0 | 0 | 0 | 0 | 0 | 0 | 0 | 0 | 0 | 0 | 0 | 0 | 0 | 0 | 0 | 12 | 0
NO |  | 24 | 2015 | 8 | 32 | 32 |  | TL7091 PICACHO | AMISTAD HYDRO | 138 | 138 | 1-1.91 | 1.91 | 0 | 1 | 336.0 ACSR | 0 | 0 | 0 | 0 | 0 | 0 | 0 | 0 | 0 | 0 | 0 | 0 | 0 | 0 | 0 | 0 | 0 | 0 | 0 | 0 | 0 | 0 | 0 | 12 | 0
NO |  | 24 | 2015 | 8 | 33 | 33 |  | TL7092B EAGLE PASS | ESCONDIDO CKT#1 | 138 | 138 | 1-0.32 | 1.45 | 0 | 1 | 4/0 ACSR | 0 | 0 | 0 | 0 | 0 | 0 | 0 | 0 | 0 | 0 | 0 | 0 | 0 | 0 | 0 | 0 | 0 | 0 | 0 | 0 | 0 | 0 | 0 | 12 | 0
NO |  | 24 | 2015 | 8 | 34 | 34 |  |  |  | 0 | 0 | 2-1.13 | 0 | 0 | 0 | 795.0 ACSR | 0 | 0 | 0 | 0 | 0 | 0 | 0 | 0 | 0 | 0 | 0 | 0 | 0 | 0 | 0 | 0 | 0 | 0 | 0 | 0 | 0 | 0 | 0 | 12 | 0
NO |  | 24 | 2015 | 8 | 35 | 35 |  | TL7102A UNIVERSITY | WORMSER | 138 | 138 | NONE | 0 | 3.25 | 1 | 795.0 ACSR | 0 | 0 | 0 | 0 | 0 | 0 | 0 | 0 | 0 | 0 | 0 | 0 | 0 | 0 | 0 | 0 | 0 | 0 | 0 | 0 | 0 | 0 | 0 | 12 | 0
NO |  | 24 | 2015 | 9 | 1 | 1 |  | TL7102B WORMSER | ZAPATA | 138 | 138 | 1-40.64 | 40.64 | 0 | 1 | 795.0 ACSR | 0 | 0 | 0 | 0 | 0 | 0 | 0 | 0 | 0 | 0 | 0 | 0 | 0 | 0 | 0 | 0 | 0 | 0 | 0 | 0 | 0 | 0 | 0 | 12 | 0
NO |  | 24 | 2015 | 9 | 2 | 2 |  | TL7105 WORMSER | RIO BRAVO | 138 | 138 | 1-.46 | 0.46 | 0 | 1 | 795.0 ACSR | 0 | 0 | 0 | 0 | 0 | 0 | 0 | 0 | 0 | 0 | 0 | 0 | 0 | 0 | 0 | 0 | 0 | 0 | 0 | 0 | 0 | 0 | 0 | 12 | 0
NO |  | 24 | 2015 | 9 | 3 | 3 |  | TL7110A GATEWAY TAP EAST | GATEWAY | 138 | 138 | 1-0.01 | 0.01 | 2.67 | 1 | 795.0 ACSR | 0 | 0 | 0 | 0 | 0 | 0 | 0 | 0 | 0 | 0 | 0 | 0 | 0 | 0 | 0 | 0 | 0 | 0 | 0 | 0 | 0 | 0 | 0 | 12 | 0
NO |  | 24 | 2015 | 9 | 4 | 4 |  | TL7110B GATEWAY TAP WEST | GATEWAY | 138 | 138 | 1-2.67 | 2.67 | 0 | 1 | 795.0 ACSR | 0 | 0 | 0 | 0 | 0 | 0 | 0 | 0 | 0 | 0 | 0 | 0 | 0 | 0 | 0 | 0 | 0 | 0 | 0 | 0 | 0 | 0 | 0 | 12 | 0
NO |  | 24 | 2015 | 9 | 5 | 5 |  | TL7115A LAREDO | UNIVERSITY | 138 | 138 | 1-2.46 | 2.46 | 0 | 1 | 795.0 ACSR | 0 | 0 | 0 | 0 | 0 | 0 | 0 | 0 | 0 | 0 | 0 | 0 | 0 | 0 | 0 | 0 | 0 | 0 | 0 | 0 | 0 | 0 | 0 | 12 | 0
NO |  | 24 | 2015 | 9 | 6 | 6 |  | TL7115B UNIVERSITY | WORMSER | 138 | 138 | 1-9.99 | 9.99 | 0 | 1 | 795.0 ACSR | 0 | 0 | 0 | 0 | 0 | 0 | 0 | 0 | 0 | 0 | 0 | 0 | 0 | 0 | 0 | 0 | 0 | 0 | 0 | 0 | 0 | 0 | 0 | 12 | 0
NO |  | 24 | 2015 | 9 | 7 | 7 |  | TL7117 ASHERTON | NORTH LAREDO | 138 | 138 | 1-6.95 | 63.64 | 0 | 1 | 366.4 ACSR | 0 | 0 | 0 | 0 | 0 | 0 | 0 | 0 | 0 | 0 | 0 | 0 | 0 | 0 | 0 | 0 | 0 | 0 | 0 | 0 | 0 | 0 | 0 | 12 | 0
NO |  | 24 | 2015 | 9 | 8 | 8 |  |  |  | 0 | 0 | 2-56.69 | 0 | 0 | 0 | 795.0 ACSR | 0 | 0 | 0 | 0 | 0 | 0 | 0 | 0 | 0 | 0 | 0 | 0 | 0 | 0 | 0 | 0 | 0 | 0 | 0 | 0 | 0 | 0 | 0 | 12 | 0
NO |  | 24 | 2015 | 9 | 9 | 9 |  | TL7123 SIERRA VISTA | WORMSER | 138 | 138 | 1-2.87 | 2.87 | 0 | 1 | 795.0 ACSR | 0 | 0 | 0 | 0 | 0 | 0 | 0 | 0 | 0 | 0 | 0 | 0 | 0 | 0 | 0 | 0 | 0 | 0 | 0 | 0 | 0 | 0 | 0 | 12 | 0
NO |  | 24 | 2015 | 9 | 10 | 10 |  | TL7124 EL GATO | GOOLIE/SOUIX RD | 138 | 138 | 1-5.3 | 5.3 | 0 | 1 | 795.0 ACSS | 0 | 0 | 0 | 0 | 0 | 0 | 0 | 0 | 0 | 0 | 0 | 0 | 0 | 0 | 0 | 0 | 0 | 0 | 0 | 0 | 0 | 0 | 0 | 12 | 0
NO |  | 24 | 2015 | 9 | 11 | 11 |  | TL3131 STP | HL&P CORRIDOR | 345 | 345 | 2-19.35 | 0 | 19.35 | 5 | 2X795 ACSR | 0 | 0 | 0 | 0 | 0 | 0 | 0 | 0 | 0 | 0 | 0 | 0 | 0 | 650240068 | 0 | 0 | 0 | 0 | 0 | 0 | 0 | 0 | 0 | 12 | 0
NO |  | 24 | 2015 | 9 | 12 | 12 |  | TL7138 PILONCILLO | PRANCH #1 | 138 | 138 | 1-.06 | 0.06 | 0 | 1 | 795 ACSR | 0 | 0 | 0 | 0 | 0 | 0 | 0 | 0 | 0 | 0 | 0 | 0 | 0 | 0 | 0 | 0 | 0 | 0 | 0 | 0 | 0 | 0 | 0 | 12 | 0
NO |  | 24 | 2015 | 9 | 13 | 13 |  | 69 KV (148 LINES) |  | 69 | 69 | 1,2&4 | 1067.17 | 47.18 | 0 |  | 0 | 0 | 0 | 0 | 0 | 0 | 0 | 0 | 0 | 0 | 0 | 0 | 0 | 0 | 0 | 0 | 0 | 0 | 0 | 0 | 0 | 0 | 0 | 12 | 0
NO |  | 24 | 2015 | 9 | 14 | 14 |  | TOTAL |  | 0 | 0 |  | 4029.16 | 227.2 | 261 |  | 0 | 0 | 0 | 0 | 0 | 0 | 0 | 0 | 0 | 0 | 0 | 0 | 0 | 0 | 0 | 0 | 0 | 0 | 0 | 0 | 0 | 0 | 0 | 12 | 0
NO |  | 24 | 2015 | 9 | 16 | 16 |  | Line cost and expense are | not available by individual | 0 | 0 |  | 0 | 0 | 0 |  | 45790180 | 782816237 | 828606417 | 191430 | 6397174 | 0 | 6588604 | 0 | 0 | 0 | 0 | 0 | 0 | 0 | 0 | 0 | 0 | 0 | 0 | 0 | 0 | 0 | 0 | 12 | 0
NO |  | 24 | 2015 | 9 | 17 | 17 |  | transmission line. | Totals shown in Column j-p | 0 | 0 |  | 0 | 0 | 0 |  | 0 | 0 | 0 | 0 | 0 | 0 | 0 | 0 | 0 | 0 | 0 | 0 | 0 | 0 | 0 | 0 | 0 | 0 | 0 | 0 | 0 | 0 | 0 | 12 | 0
NO |  | 27 | 2015 | 0 | 1 | 1 |  | 138 KV LINES: |  | 0 | 0 |  | 0 | 0 | 0 |  | 0 | 0 | 0 | 0 | 0 | 0 | 0 | 0 | 0 | 0 | 0 | 0 | 0 | 0 | 0 | 0 | 0 | 0 | 0 | 0 | 0 | 0 | 0 | 12 | 1
NO |  | 27 | 2015 | 0 | 2 | 2 |  | BECKJORD | TOBASCO | 138 | 138 | TOWER | 0 | 5.89 | 1 | 1113AL | 0 | 0 | 0 | 0 | 0 | 0 | 0 | 0 | 0 | 0 | 0 | 0 | 0 | 0 | 0 | 0 | 0 | 0 | 0 | 0 | 0 | 0 | 0 | 12 | 1
NO |  | 27 | 2015 | 0 | 3 | 3 |  | BECKJORD | PIERCE | 138 | 138 | TOWER | 0.19 | 0 | 1 | 1113AL | 0 | 0 | 0 | 0 | 0 | 0 | 0 | 0 | 0 | 0 | 0 | 0 | 0 | 0 | 0 | 0 | 0 | 0 | 0 | 0 | 0 | 0 | 0 | 12 | 1
NO |  | 27 | 2015 | 0 | 4 | 4 |  | TRENTON | STATE LINE | 138 | 138 | TOWER | 24.29 | 0 | 1 | 397AL | 0 | 0 | 0 | 0 | 0 | 0 | 0 | 0 | 0 | 0 | 0 | 0 | 0 | 0 | 0 | 0 | 0 | 0 | 0 | 0 | 0 | 0 | 0 | 12 | 1
NO |  | 27 | 2015 | 0 | 5 | 5 |  | TRENTON | MIAMI RIVER | 138 | 138 | WOOD H-FRAME | 19.54 | 0 | 1 | 477AL | 0 | 0 | 0 | 0 | 0 | 0 | 0 | 0 | 0 | 0 | 0 | 0 | 0 | 0 | 0 | 0 | 0 | 0 | 0 | 0 | 0 | 0 | 0 | 12 | 1
NO |  | 27 | 2015 | 0 | 6 | 6 |  | SUMMERSIDE | PORT UNION | 138 | 138 | TOWER | 22.73 | 0 | 1 | 477AL | 0 | 0 | 0 | 0 | 0 | 0 | 0 | 0 | 0 | 0 | 0 | 0 | 0 | 0 | 0 | 0 | 0 | 0 | 0 | 0 | 0 | 0 | 0 | 12 | 1
NO |  | 27 | 2015 | 0 | 7 | 7 |  | FAIRFIELD | PORT UNION | 138 | 138 | TOWER | 6.76 | 0 | 1 | 477AL | 0 | 0 | 0 | 0 | 0 | 0 | 0 | 0 | 0 | 0 | 0 | 0 | 0 | 0 | 0 | 0 | 0 | 0 | 0 | 0 | 0 | 0 | 0 | 12 | 1
NO |  | 27 | 2015 | 0 | 8 | 8 |  | WILLEY | PORT UNION | 138 | 138 | TOWER | 6.76 | 7.51 | 1 | 477AL | 0 | 0 | 0 | 0 | 0 | 0 | 0 | 0 | 0 | 0 | 0 | 0 | 0 | 0 | 0 | 0 | 0 | 0 | 0 | 0 | 0 | 0 | 0 | 12 | 1
NO |  | 27 | 2015 | 0 | 9 | 9 |  | PORT UNION | TODHUNTER | 138 | 138 | TOWER | 9.69 | 0 | 1 | 477AL | 0 | 0 | 0 | 0 | 0 | 0 | 0 | 0 | 0 | 0 | 0 | 0 | 0 | 0 | 0 | 0 | 0 | 0 | 0 | 0 | 0 | 0 | 0 | 12 | 1
NO |  | 27 | 2015 | 0 | 10 | 10 |  | PORT UNION | TODHUNTER | 138 | 138 | TOWER | 0.09 | 9.59 | 1 | 477AL | 0 | 0 | 0 | 0 | 0 | 0 | 0 | 0 | 0 | 0 | 0 | 0 | 0 | 0 | 0 | 0 | 0 | 0 | 0 | 0 | 0 | 0 | 0 | 12 | 1
NO |  | 27 | 2015 | 0 | 11 | 11 |  | PORT UNION | CITY OF HAMILTON | 138 | 138 | TOWER | 1.39 | 3.43 | 1 | 954AL | 0 | 0 | 0 | 0 | 0 | 0 | 0 | 0 | 0 | 0 | 0 | 0 | 0 | 0 | 0 | 0 | 0 | 0 | 0 | 0 | 0 | 0 | 0 | 12 | 1
NO |  | 27 | 2015 | 0 | 12 | 12 |  | LATERAL | RED BANK | 138 | 138 | POLE | 0 | 2.73 | 1 | 795AL | 0 | 0 | 0 | 0 | 0 | 0 | 0 | 0 | 0 | 0 | 0 | 0 | 0 | 0 | 0 | 0 | 0 | 0 | 0 | 0 | 0 | 0 | 0 | 12 | 1
NO |  | 27 | 2015 | 0 | 13 | 13 |  | EVENDALE | PORT UNION | 138 | 138 | TOWER | 0.33 | 5.66 | 1 | 954AL | 0 | 0 | 0 | 0 | 0 | 0 | 0 | 0 | 0 | 0 | 0 | 0 | 0 | 0 | 0 | 0 | 0 | 0 | 0 | 0 | 0 | 0 | 0 | 12 | 1
NO |  | 27 | 2015 | 0 | 14 | 14 |  | TERMINAL | EVENDALE | 138 | 138 | TOWER | 0.18 | 4.04 | 1 | 954AL | 0 | 0 | 0 | 0 | 0 | 0 | 0 | 0 | 0 | 0 | 0 | 0 | 0 | 0 | 0 | 0 | 0 | 0 | 0 | 0 | 0 | 0 | 0 | 12 | 1
NO |  | 27 | 2015 | 0 | 15 | 15 |  | FOSTER | PORT UNION | 138 | 138 | POLE | 7.93 | 0 | 1 | 954AL | 0 | 0 | 0 | 0 | 0 | 0 | 0 | 0 | 0 | 0 | 0 | 0 | 0 | 0 | 0 | 0 | 0 | 0 | 0 | 0 | 0 | 0 | 0 | 12 | 1
NO |  | 27 | 2015 | 0 | 16 | 16 |  | FOSTER | PORT UNION | 138 | 138 | TOWER | 0 | 10.09 | 1 | 477AL | 0 | 0 | 0 | 0 | 0 | 0 | 0 | 0 | 0 | 0 | 0 | 0 | 0 | 0 | 0 | 0 | 0 | 0 | 0 | 0 | 0 | 0 | 0 | 12 | 1
NO |  | 27 | 2015 | 0 | 17 | 17 |  | FOSTER | TODHUNTER | 138 | 345 | TOWER | 0.44 | 15.35 | 1 | 954AL | 0 | 0 | 0 | 0 | 0 | 0 | 0 | 0 | 0 | 0 | 0 | 0 | 0 | 0 | 0 | 0 | 0 | 0 | 0 | 0 | 0 | 0 | 0 | 12 | 1
NO |  | 27 | 2015 | 0 | 18 | 18 |  | FOSTER | TODHUNTER | 138 | 138 | POLE | 10.69 | 0 | 1 | 954AL | 0 | 0 | 0 | 0 | 0 | 0 | 0 | 0 | 0 | 0 | 0 | 0 | 0 | 0 | 0 | 0 | 0 | 0 | 0 | 0 | 0 | 0 | 0 | 12 | 1
NO |  | 27 | 2015 | 0 | 19 | 19 |  | FOSTER | REMINGTON | 138 | 138 | POLE | 4.55 | 0 | 1 | 954AL | 0 | 0 | 0 | 0 | 0 | 0 | 0 | 0 | 0 | 0 | 0 | 0 | 0 | 0 | 0 | 0 | 0 | 0 | 0 | 0 | 0 | 0 | 0 | 12 | 1
NO |  | 27 | 2015 | 0 | 20 | 20 |  | FOSTER | REMINGTON | 138 | 138 | TOWER | 1.67 | 4.56 | 1 | 477AL | 0 | 0 | 0 | 0 | 0 | 0 | 0 | 0 | 0 | 0 | 0 | 0 | 0 | 0 | 0 | 0 | 0 | 0 | 0 | 0 | 0 | 0 | 0 | 12 | 1
NO |  | 27 | 2015 | 0 | 21 | 21 |  | FOSTER | CEDARVILLE | 138 | 138 | POLE | 12.35 | 0 | 1 | 954AL | 0 | 0 | 0 | 0 | 0 | 0 | 0 | 0 | 0 | 0 | 0 | 0 | 0 | 0 | 0 | 0 | 0 | 0 | 0 | 0 | 0 | 0 | 0 | 12 | 1
NO |  | 27 | 2015 | 0 | 22 | 22 |  | FOSTER | CEDARVILLE | 138 | 138 | WOOD H-FR | 0 | 0 | 1 | 954AL | 0 | 0 | 0 | 0 | 0 | 0 | 0 | 0 | 0 | 0 | 0 | 0 | 0 | 0 | 0 | 0 | 0 | 0 | 0 | 0 | 0 | 0 | 0 | 12 | 1
NO |  | 27 | 2015 | 0 | 23 | 23 |  | FOSTER | WARREN | 138 | 138 | POLE | 8.99 | 0 | 1 | 954AL | 0 | 0 | 0 | 0 | 0 | 0 | 0 | 0 | 0 | 0 | 0 | 0 | 0 | 0 | 0 | 0 | 0 | 0 | 0 | 0 | 0 | 0 | 0 | 12 | 1
NO |  | 27 | 2015 | 0 | 24 | 24 |  | TODHUNTER | AK STEEL | 138 | 138 | TOWER | 2 | 0 | 1 | 477AL | 0 | 0 | 0 | 0 | 0 | 0 | 0 | 0 | 0 | 0 | 0 | 0 | 0 | 0 | 0 | 0 | 0 | 0 | 0 | 0 | 0 | 0 | 0 | 12 | 1
NO |  | 27 | 2015 | 0 | 25 | 25 |  | TODHUNTER | AK STEEL | 138 | 138 | TOWER | 0 | 1.99 | 1 | 477AL | 0 | 0 | 0 | 0 | 0 | 0 | 0 | 0 | 0 | 0 | 0 | 0 | 0 | 0 | 0 | 0 | 0 | 0 | 0 | 0 | 0 | 0 | 0 | 12 | 1
NO |  | 27 | 2015 | 0 | 26 | 26 |  | FAIRFIELD | MORGAN | 138 | 138 | TOWER | 7.6 | 8.27 | 1 | 477AL | 0 | 0 | 0 | 0 | 0 | 0 | 0 | 0 | 0 | 0 | 0 | 0 | 0 | 0 | 0 | 0 | 0 | 0 | 0 | 0 | 0 | 0 | 0 | 12 | 1
NO |  | 27 | 2015 | 0 | 27 | 27 |  | BROWN | FORD | 138 | 138 | POLE | 4.85 | 0 | 1 | 954AL | 0 | 0 | 0 | 0 | 0 | 0 | 0 | 0 | 0 | 0 | 0 | 0 | 0 | 0 | 0 | 0 | 0 | 0 | 0 | 0 | 0 | 0 | 0 | 12 | 1
NO |  | 27 | 2015 | 0 | 28 | 28 |  | BROWN | FORD | 138 | 138 | WOOD H-FR | 14.56 | 0 | 1 | 954AL | 0 | 0 | 0 | 0 | 0 | 0 | 0 | 0 | 0 | 0 | 0 | 0 | 0 | 0 | 0 | 0 | 0 | 0 | 0 | 0 | 0 | 0 | 0 | 12 | 1
NO |  | 27 | 2015 | 0 | 29 | 29 |  | STUART | BROWN | 138 | 138 | WOOD | 21.19 | 0 | 1 | 852AL | 0 | 0 | 0 | 0 | 0 | 0 | 0 | 0 | 0 | 0 | 0 | 0 | 0 | 0 | 0 | 0 | 0 | 0 | 0 | 0 | 0 | 0 | 0 | 12 | 1
NO |  | 27 | 2015 | 0 | 30 | 30 |  | WILDER | SILVER GROVE | 138 | 138 | POLE | 13.89 | 0 | 1 | 954AL | 0 | 0 | 0 | 0 | 0 | 0 | 0 | 0 | 0 | 0 | 0 | 0 | 0 | 0 | 0 | 0 | 0 | 0 | 0 | 0 | 0 | 0 | 0 | 12 | 1
NO |  | 27 | 2015 | 0 | 31 | 31 |  | WILDER | WEST END | 138 | 138 | POLE | 2.48 | 0 | 1 | 954AL | 0 | 0 | 0 | 0 | 0 | 0 | 0 | 0 | 0 | 0 | 0 | 0 | 0 | 0 | 0 | 0 | 0 | 0 | 0 | 0 | 0 | 0 | 0 | 12 | 1
NO |  | 27 | 2015 | 0 | 32 | 32 |  | WILDER | NEWPORT STEEL | 138 | 138 | POLE | 0.39 | 0 | 1 | 954AL | 0 | 0 | 0 | 0 | 0 | 0 | 0 | 0 | 0 | 0 | 0 | 0 | 0 | 0 | 0 | 0 | 0 | 0 | 0 | 0 | 0 | 0 | 0 | 12 | 1
NO |  | 27 | 2015 | 0 | 33 | 33 |  | WILDER | SILVER GROVE | 138 | 138 | TOWER | 8.45 | 0 | 1 | 852AL | 0 | 0 | 0 | 0 | 0 | 0 | 0 | 0 | 0 | 0 | 0 | 0 | 0 | 0 | 0 | 0 | 0 | 0 | 0 | 0 | 0 | 0 | 0 | 12 | 1
NO |  | 27 | 2015 | 0 | 34 | 34 |  | WILDER | SILVER GROVE | 138 | 138 | POLE | 2.88 | 0 | 1 | 852AL | 0 | 0 | 0 | 0 | 0 | 0 | 0 | 0 | 0 | 0 | 0 | 0 | 0 | 0 | 0 | 0 | 0 | 0 | 0 | 0 | 0 | 0 | 0 | 12 | 1
NO |  | 27 | 2015 | 0 | 35 | 35 |  | BECKJORD | WILDER | 138 | 138 | TOWER | 13.46 | 0 | 1 | 852AL* | 0 | 0 | 0 | 0 | 0 | 0 | 0 | 0 | 0 | 0 | 0 | 0 | 0 | 0 | 0 | 0 | 0 | 0 | 0 | 0 | 0 | 0 | 0 | 12 | 1
NO |  | 27 | 2015 | 0 | 36 | 36 |  | TOTAL |  | 0 | 0 |  | 1925.84 | 351.4 | 162 |  | 29389214 | 266950612 | 296339826 | 315092 | 5013390 | 0 | 5328482 | 0 | 0 | 0 | 0 | 0 | 0 | 0 | 0 | 0 | 0 | 0 | 0 | 0 | 0 | 0 | 0 | 12 | 1
NO |  | 27 | 2015 | 1 | 1 | 1 |  | BECKJORD | WILDER | 138 | 138 | POLE | 1.7 | 0 | 1 | 795AL | 0 | 0 | 0 | 0 | 0 | 0 | 0 | 0 | 0 | 0 | 0 | 0 | 0 | 0 | 0 | 0 | 0 | 0 | 0 | 0 | 0 | 0 | 0 | 12 | 1
NO |  | 27 | 2015 | 1 | 2 | 2 |  | CITY OF HAMILTON | FAIRFIELD | 138 | 138 | SGL WOOD | 5.58 | 0 | 1 | 954 ACSR | 0 | 0 | 0 | 0 | 0 | 0 | 0 | 0 | 0 | 0 | 0 | 0 | 0 | 0 | 0 | 0 | 0 | 0 | 0 | 0 | 0 | 0 | 0 | 12 | 1
NO |  | 27 | 2015 | 1 | 3 | 3 |  | WILDER | AUGUSTINE | 138 | 138 | SGL WOOD | 1.89 | 0 | 1 | 954 ACSR | 0 | 0 | 0 | 0 | 0 | 0 | 0 | 0 | 0 | 0 | 0 | 0 | 0 | 0 | 0 | 0 | 0 | 0 | 0 | 0 | 0 | 0 | 0 | 12 | 1
NO |  | 27 | 2015 | 1 | 4 | 4 |  | SHAKER RUN | TODHUNTER | 138 | 138 | SGL STEEL | 0.53 | 0 | 1 | 954 ACSR | 0 | 0 | 0 | 0 | 0 | 0 | 0 | 0 | 0 | 0 | 0 | 0 | 0 | 0 | 0 | 0 | 0 | 0 | 0 | 0 | 0 | 0 | 0 | 12 | 1
NO |  | 27 | 2015 | 1 | 5 | 5 |  | TRENTON | COLLEGE CORNER | 138 | 138 | SGL WOOD | 0.13 | 0 | 1 | 477 ACSR | 0 | 0 | 0 | 0 | 0 | 0 | 0 | 0 | 0 | 0 | 0 | 0 | 0 | 0 | 0 | 0 | 0 | 0 | 0 | 0 | 0 | 0 | 0 | 12 | 1
NO |  | 27 | 2015 | 1 | 6 | 6 |  | BUFFINGTON | WEBSTER | 138 | 138 | SGL STEEL POLE | 0.29 | 0 | 1 | 954ACSR | 0 | 0 | 0 | 0 | 0 | 0 | 0 | 0 | 0 | 0 | 0 | 0 | 0 | 0 | 0 | 0 | 0 | 0 | 0 | 0 | 0 | 0 | 0 | 12 | 1
NO |  | 27 | 2015 | 1 | 7 | 7 |  | HANDS | WEBSTER | 138 | 138 | SGL STEEL POLE | 0.31 | 0 | 1 | 954ACSR | 0 | 0 | 0 | 0 | 0 | 0 | 0 | 0 | 0 | 0 | 0 | 0 | 0 | 0 | 0 | 0 | 0 | 0 | 0 | 0 | 0 | 0 | 0 | 12 | 1
NO |  | 27 | 2015 | 1 | 8 | 8 |  | ASHLAND | WHITTIER | 138 | 138 | SGL WOOD | 0.36 | 0 | 1 | 795ACSR | 0 | 0 | 0 | 0 | 0 | 0 | 0 | 0 | 0 | 0 | 0 | 0 | 0 | 0 | 0 | 0 | 0 | 0 | 0 | 0 | 0 | 0 | 0 | 12 | 1
NO |  | 27 | 2015 | 1 | 9 | 9 |  | CENTRAL | MITCHELL | 138 | 138 | STEEL POLE | 0.05 | 0 | 1 | 795ACSR | 0 | 0 | 0 | 0 | 0 | 0 | 0 | 0 | 0 | 0 | 0 | 0 | 0 | 0 | 0 | 0 | 0 | 0 | 0 | 0 | 0 | 0 | 0 | 12 | 1
NO |  | 27 | 2015 | 1 | 10 | 10 |  | CENTRAL | OAKLEY | 138 | 138 | STEEL POLE | 0.05 | 0 | 1 | 795ACSR | 0 | 0 | 0 | 0 | 0 | 0 | 0 | 0 | 0 | 0 | 0 | 0 | 0 | 0 | 0 | 0 | 0 | 0 | 0 | 0 | 0 | 0 | 0 | 12 | 1
NO |  | 27 | 2015 | 1 | 12 | 12 |  | 345 KV LINES: |  | 0 | 0 |  | 0 | 0 | 0 | 1113AL | 15532963 | 75274801 | 90807764 | 0 | 0 | 0 | 0 | 0 | 0 | 0 | 0 | 0 | 0 | 0 | 0 | 0 | 0 | 0 | 0 | 0 | 0 | 0 | 0 | 12 | 1
NO |  | 27 | 2015 | 1 | 13 | 13 |  | ------------- |  | 0 | 0 |  | 0 | 0 | 0 |  | 0 | 0 | 0 | 0 | 0 | 0 | 0 | 0 | 0 | 0 | 0 | 0 | 0 | 0 | 0 | 0 | 0 | 0 | 0 | 0 | 0 | 0 | 0 | 12 | 1
NO |  | 27 | 2015 | 1 | 15 | 15 |  | MIAMI FORT | TANNER'S CREEK | 345 | 345 | TOWER | 3.15 | 0 | 2 | 954ACSR | 0 | 0 | 0 | 0 | 0 | 0 | 0 | 0 | 0 | 0 | 0 | 0 | 0 | 0 | 0 | 0 | 0 | 0 | 0 | 0 | 0 | 0 | 0 | 12 | 1
NO |  | 27 | 2015 | 1 | 16 | 16 |  | FOSTER | PORT UNION | 345 | 345 | TOWER | 11.86 | 0 | 2 | 954ACSR | 0 | 0 | 0 | 0 | 0 | 0 | 0 | 0 | 0 | 0 | 0 | 0 | 0 | 0 | 0 | 0 | 0 | 0 | 0 | 0 | 0 | 0 | 0 | 12 | 1
NO |  | 27 | 2015 | 1 | 17 | 17 |  | STATE LINE | EAST BEND | 345 | 345 | TOWER | 14.99 | 0.26 | 2 | 954ACSR | 0 | 0 | 0 | 0 | 0 | 0 | 0 | 0 | 0 | 0 | 0 | 0 | 0 | 0 | 0 | 0 | 0 | 0 | 0 | 0 | 0 | 0 | 0 | 12 | 1
NO |  | 27 | 2015 | 1 | 18 | 18 |  | PORT UNION | TERMINAL | 345 | 345 | TOWER | 10.12 | 0 | 2 | 954ACSR | 0 | 0 | 0 | 0 | 0 | 0 | 0 | 0 | 0 | 0 | 0 | 0 | 0 | 0 | 0 | 0 | 0 | 0 | 0 | 0 | 0 | 0 | 0 | 12 | 1
NO |  | 27 | 2015 | 1 | 19 | 19 |  | MIAMI FORT | TERMINAL | 345 | 345 | TOWER | 21.73 | 0.37 | 2 | 954ACSR | 0 | 0 | 0 | 0 | 0 | 0 | 0 | 0 | 0 | 0 | 0 | 0 | 0 | 0 | 0 | 0 | 0 | 0 | 0 | 0 | 0 | 0 | 0 | 12 | 1
NO |  | 27 | 2015 | 1 | 20 | 20 |  | FOSTER | TODHUNTER | 345 | 345 | TOWER | 15.74 | 0.01 | 2 | 954ACSR | 0 | 0 | 0 | 0 | 0 | 0 | 0 | 0 | 0 | 0 | 0 | 0 | 0 | 0 | 0 | 0 | 0 | 0 | 0 | 0 | 0 | 0 | 0 | 12 | 1
NO |  | 27 | 2015 | 1 | 21 | 21 |  | TERMINAL | EAST BEND | 345 | 345 | TOWER | 0.89 | 0.4 | 1 | 954ACSR | 0 | 0 | 0 | 0 | 0 | 0 | 0 | 0 | 0 | 0 | 0 | 0 | 0 | 0 | 0 | 0 | 0 | 0 | 0 | 0 | 0 | 0 | 0 | 12 | 1
NO |  | 27 | 2015 | 1 | 22 | 22 |  | DEARBORN | BUFFINGTON | 345 | 345 | TOWER | 0.27 | 0.27 | 2 | 954ACSR | 0 | 0 | 0 | 0 | 0 | 0 | 0 | 0 | 0 | 0 | 0 | 0 | 0 | 0 | 0 | 0 | 0 | 0 | 0 | 0 | 0 | 0 | 0 | 12 | 1
NO |  | 27 | 2015 | 1 | 23 | 23 |  | WOODSDALE | TODHUNTER | 345 | 345 | TOWER | 0 | 4.61 | 2 | 954ACSR | 0 | 0 | 0 | 0 | 0 | 0 | 0 | 0 | 0 | 0 | 0 | 0 | 0 | 0 | 0 | 0 | 0 | 0 | 0 | 0 | 0 | 0 | 0 | 12 | 1
NO |  | 27 | 2015 | 1 | 24 | 24 |  | MADISON STATION | WOODSDALE | 345 | 345 | POLE | 0.15 | 0 | 1 | 954AL | 0 | 0 | 0 | 0 | 0 | 0 | 0 | 0 | 0 | 0 | 0 | 0 | 0 | 0 | 0 | 0 | 0 | 0 | 0 | 0 | 0 | 0 | 0 | 12 | 1
NO |  | 27 | 2015 | 1 | 25 | 25 |  | FOSTER STATION | BATH STATION | 345 | 345 | POLE | 15 | 0 | 1 | 1024.5MCM | 0 | 0 | 0 | 0 | 0 | 0 | 0 | 0 | 0 | 0 | 0 | 0 | 0 | 0 | 0 | 0 | 0 | 0 | 0 | 0 | 0 | 0 | 0 | 12 | 1
NO |  | 27 | 2015 | 1 | 27 | 27 |  | 138 KV LINES |  | 0 | 0 |  | 0 | 0 | 0 | 795AL | 10694875 | 118273315 | 128968190 | 0 | 0 | 0 | 0 | 0 | 0 | 0 | 0 | 0 | 0 | 0 | 0 | 0 | 0 | 0 | 0 | 0 | 0 | 0 | 0 | 12 | 1
NO |  | 27 | 2015 | 1 | 28 | 28 |  | ------------- |  | 0 | 0 |  | 0 | 0 | 0 |  | 0 | 0 | 0 | 0 | 0 | 0 | 0 | 0 | 0 | 0 | 0 | 0 | 0 | 0 | 0 | 0 | 0 | 0 | 0 | 0 | 0 | 0 | 0 | 12 | 1
NO |  | 27 | 2015 | 1 | 30 | 30 |  | EVENDALE | GE COMPANY | 138 | 138 | TOWER | 0.19 | 0 | 1 | 477AL* | 0 | 0 | 0 | 0 | 0 | 0 | 0 | 0 | 0 | 0 | 0 | 0 | 0 | 0 | 0 | 0 | 0 | 0 | 0 | 0 | 0 | 0 | 0 | 12 | 1
NO |  | 27 | 2015 | 1 | 31 | 31 |  | ELMWOOD | LATERAL | 138 | 138 | POLE | 1.27 | 0 | 1 | 795AL* | 0 | 0 | 0 | 0 | 0 | 0 | 0 | 0 | 0 | 0 | 0 | 0 | 0 | 0 | 0 | 0 | 0 | 0 | 0 | 0 | 0 | 0 | 0 | 12 | 1
NO |  | 27 | 2015 | 1 | 32 | 32 |  | ELMWOOD | TERMINAL | 138 | 138 | TOWER | 1.4 | 0 | 1 | 795AL | 0 | 0 | 0 | 0 | 0 | 0 | 0 | 0 | 0 | 0 | 0 | 0 | 0 | 0 | 0 | 0 | 0 | 0 | 0 | 0 | 0 | 0 | 0 | 12 | 1
NO |  | 27 | 2015 | 1 | 33 | 33 |  | ELMWOOD | TERMINAL | 138 | 138 | POLE | 1.4 | 0 | 1 | 1024AL | 0 | 0 | 0 | 0 | 0 | 0 | 0 | 0 | 0 | 0 | 0 | 0 | 0 | 0 | 0 | 0 | 0 | 0 | 0 | 0 | 0 | 0 | 0 | 12 | 1
NO |  | 27 | 2015 | 1 | 34 | 34 |  | OAKLEY | TOWER #111 | 138 | 138 | POLE | 0.41 | 0 | 1 | 400CU* | 0 | 0 | 0 | 0 | 0 | 0 | 0 | 0 | 0 | 0 | 0 | 0 | 0 | 0 | 0 | 0 | 0 | 0 | 0 | 0 | 0 | 0 | 0 | 12 | 1
NO |  | 27 | 2015 | 1 | 35 | 35 |  | OAKLEY | RED BANK | 138 | 138 | TOWER | 1.07 | 0 | 1 | 1113AL | 0 | 0 | 0 | 0 | 0 | 0 | 0 | 0 | 0 | 0 | 0 | 0 | 0 | 0 | 0 | 0 | 0 | 0 | 0 | 0 | 0 | 0 | 0 | 12 | 1
NO |  | 27 | 2015 | 2 | 1 | 1 |  | BECKJORD | OAKLEY | 138 | 138 | TOWER | 10.95 | 5.54 | 1 | 1113AL | 0 | 0 | 0 | 0 | 0 | 0 | 0 | 0 | 0 | 0 | 0 | 0 | 0 | 0 | 0 | 0 | 0 | 0 | 0 | 0 | 0 | 0 | 0 | 12 | 1
NO |  | 27 | 2015 | 2 | 2 | 2 |  | BECKJORD | PIERCE | 138 | 138 | POLE | 0 | 0 | 1 | 1113ACSR | 0 | 0 | 0 | 0 | 0 | 0 | 0 | 0 | 0 | 0 | 0 | 0 | 0 | 0 | 0 | 0 | 0 | 0 | 0 | 0 | 0 | 0 | 0 | 12 | 1
NO |  | 27 | 2015 | 2 | 3 | 3 |  | TERMINAL | MITCHELL | 138 | 138 | TOWER | 3.49 | 0 | 1 | 852AL | 0 | 0 | 0 | 0 | 0 | 0 | 0 | 0 | 0 | 0 | 0 | 0 | 0 | 0 | 0 | 0 | 0 | 0 | 0 | 0 | 0 | 0 | 0 | 12 | 1
NO |  | 27 | 2015 | 2 | 4 | 4 |  | MITCHELL | WEST END | 138 | 138 | TOWER | 0.67 | 7.35 | 1 | 795AL | 0 | 0 | 0 | 0 | 0 | 0 | 0 | 0 | 0 | 0 | 0 | 0 | 0 | 0 | 0 | 0 | 0 | 0 | 0 | 0 | 0 | 0 | 0 | 12 | 1
NO |  | 27 | 2015 | 2 | 5 | 5 |  | MITCHELL | ASHLAND | 138 | 138 | TOWER | 6.42 | 2.3 | 1 | 795AL | 0 | 0 | 0 | 0 | 0 | 0 | 0 | 0 | 0 | 0 | 0 | 0 | 0 | 0 | 0 | 0 | 0 | 0 | 0 | 0 | 0 | 0 | 0 | 12 | 1
NO |  | 27 | 2015 | 2 | 6 | 6 |  | NICKEL SUBSTATION | LOOP THRU | 138 | 138 | POLE | 0.42 | 0 | 1 | 954ACSR | 0 | 0 | 0 | 0 | 0 | 0 | 0 | 0 | 0 | 0 | 0 | 0 | 0 | 0 | 0 | 0 | 0 | 0 | 0 | 0 | 0 | 0 | 0 | 12 | 1
NO |  | 27 | 2015 | 2 | 7 | 7 |  | WEST END | CRESCENT | 138 | 138 | TOWER | 3.98 | 0.82 | 1 | 636AL | 0 | 0 | 0 | 0 | 0 | 0 | 0 | 0 | 0 | 0 | 0 | 0 | 0 | 0 | 0 | 0 | 0 | 0 | 0 | 0 | 0 | 0 | 0 | 12 | 1
NO |  | 27 | 2015 | 2 | 8 | 8 |  | MIAMI FORT | STATE LINE | 138 | 138 | TOWER | 0.44 | 0 | 1 | 795AL | 0 | 0 | 0 | 0 | 0 | 0 | 0 | 0 | 0 | 0 | 0 | 0 | 0 | 0 | 0 | 0 | 0 | 0 | 0 | 0 | 0 | 0 | 0 | 12 | 1
NO |  | 27 | 2015 | 2 | 9 | 9 |  | MIAMI FORT | STATE LINE | 138 | 138 | POLE | 0.37 | 0 | 1 | 954AL | 0 | 0 | 0 | 0 | 0 | 0 | 0 | 0 | 0 | 0 | 0 | 0 | 0 | 0 | 0 | 0 | 0 | 0 | 0 | 0 | 0 | 0 | 0 | 12 | 1
NO |  | 27 | 2015 | 2 | 10 | 10 |  | MIAMI FORT | STATE LINE | 138 | 138 | WOOD H-FR | 0.3 | 0 | 1 | 336AL | 0 | 0 | 0 | 0 | 0 | 0 | 0 | 0 | 0 | 0 | 0 | 0 | 0 | 0 | 0 | 0 | 0 | 0 | 0 | 0 | 0 | 0 | 0 | 12 | 1
NO |  | 27 | 2015 | 2 | 11 | 11 |  | MIAMI FORT | MIAMI FORT | 138 | 138 | POLE | 0.39 | 0 | 1 | 852AL | 0 | 0 | 0 | 0 | 0 | 0 | 0 | 0 | 0 | 0 | 0 | 0 | 0 | 0 | 0 | 0 | 0 | 0 | 0 | 0 | 0 | 0 | 0 | 12 | 1
NO |  | 27 | 2015 | 2 | 12 | 12 |  | WARREN STA | CLINTON COUNTY STA 23 | 138 | 138 | POLE | 0.78 | 0 | 1 | 477AL | 0 | 0 | 0 | 0 | 0 | 0 | 0 | 0 | 0 | 0 | 0 | 0 | 0 | 0 | 0 | 0 | 0 | 0 | 0 | 0 | 0 | 0 | 0 | 12 | 1
NO |  | 27 | 2015 | 2 | 13 | 13 |  | BECKETT SUB STA | LOOPED THRU BECKETT STA | 138 | 138 | POLE | 0.08 | 0 | 1 | 954AI | 0 | 0 | 0 | 0 | 0 | 0 | 0 | 0 | 0 | 0 | 0 | 0 | 0 | 0 | 0 | 0 | 0 | 0 | 0 | 0 | 0 | 0 | 0 | 12 | 1
NO |  | 27 | 2015 | 2 | 14 | 14 |  | WARREN STA | FOSTER STA | 138 | 138 | POLE | 8.99 | 0 | 1 | 477AL | 0 | 0 | 0 | 0 | 0 | 0 | 0 | 0 | 0 | 0 | 0 | 0 | 0 | 0 | 0 | 0 | 0 | 0 | 0 | 0 | 0 | 0 | 0 | 12 | 1
NO |  | 27 | 2015 | 2 | 15 | 15 |  | MT ZION STATION | LOOPED THRU MT ZION | 138 | 138 | POLE | 0.09 | 0 | 1 | 954AL | 0 | 0 | 0 | 0 | 0 | 0 | 0 | 0 | 0 | 0 | 0 | 0 | 0 | 0 | 0 | 0 | 0 | 0 | 0 | 0 | 0 | 0 | 0 | 12 | 1
NO |  | 27 | 2015 | 2 | 16 | 16 |  | ROCKIES EXPRESS | TAP | 138 | 138 | POLE | 1.34 | 0 | 1 | 954ACSR | 0 | 0 | 0 | 0 | 0 | 0 | 0 | 0 | 0 | 0 | 0 | 0 | 0 | 0 | 0 | 0 | 0 | 0 | 0 | 0 | 0 | 0 | 0 | 12 | 1
NO |  | 27 | 2015 | 2 | 17 | 17 |  | WARDS CORNER | LOOP THRU | 138 | 138 | POLE | 0.06 | 0 | 1 | 954ASCR | 0 | 0 | 0 | 0 | 0 | 0 | 0 | 0 | 0 | 0 | 0 | 0 | 0 | 0 | 0 | 0 | 0 | 0 | 0 | 0 | 0 | 0 | 0 | 12 | 1
NO |  | 27 | 2015 | 2 | 19 | 19 |  | GENERATING STATION | GAS TURBINE STATION | 0 | 0 |  | 0 | 0 | 0 |  | 0 | 0 | 0 | 0 | 0 | 0 | 0 | 0 | 0 | 0 | 0 | 0 | 0 | 0 | 0 | 0 | 0 | 0 | 0 | 0 | 0 | 0 | 0 | 12 | 1
NO |  | 27 | 2015 | 2 | 20 | 20 |  | MIAMI FORT | MORGAN | 138 | 138 | TOWER | 8.19 | 0 | 1 | 477AL | 0 | 0 | 0 | 0 | 0 | 0 | 0 | 0 | 0 | 0 | 0 | 0 | 0 | 0 | 0 | 0 | 0 | 0 | 0 | 0 | 0 | 0 | 0 | 12 | 1
NO |  | 27 | 2015 | 2 | 21 | 21 |  | TERMINAL | GLENVIEW | 138 | 138 | TOWER | 5.64 | 0 | 1 | 852AL | 0 | 0 | 0 | 0 | 0 | 0 | 0 | 0 | 0 | 0 | 0 | 0 | 0 | 0 | 0 | 0 | 0 | 0 | 0 | 0 | 0 | 0 | 0 | 12 | 1
NO |  | 27 | 2015 | 2 | 22 | 22 |  | TERMINAL | EBENEZER | 138 | 138 | TOWER | 0 | 13.71 | 1 | 852AL | 0 | 0 | 0 | 0 | 0 | 0 | 0 | 0 | 0 | 0 | 0 | 0 | 0 | 0 | 0 | 0 | 0 | 0 | 0 | 0 | 0 | 0 | 0 | 12 | 1
NO |  | 27 | 2015 | 2 | 23 | 23 |  | TERMINAL | EBENEZER | 138 | 138 | POLE | 3.62 | 3.62 | 1 | 795AL | 0 | 0 | 0 | 0 | 0 | 0 | 0 | 0 | 0 | 0 | 0 | 0 | 0 | 0 | 0 | 0 | 0 | 0 | 0 | 0 | 0 | 0 | 0 | 12 | 1
NO |  | 27 | 2015 | 2 | 24 | 24 |  | BECKJORD | BUFFINGTON | 138 | 138 | POLE | 0.02 | 0 | 1 | 477AL | 0 | 0 | 0 | 0 | 0 | 0 | 0 | 0 | 0 | 0 | 0 | 0 | 0 | 0 | 0 | 0 | 0 | 0 | 0 | 0 | 0 | 0 | 0 | 12 | 1
NO |  | 27 | 2015 | 2 | 25 | 25 |  | BECKJORD | BUFFINGTON | 138 | 138 | TOWER | 11.41 | 0 | 1 | 852AL | 0 | 0 | 0 | 0 | 0 | 0 | 0 | 0 | 0 | 0 | 0 | 0 | 0 | 0 | 0 | 0 | 0 | 0 | 0 | 0 | 0 | 0 | 0 | 12 | 1
NO |  | 27 | 2015 | 2 | 26 | 26 |  | BECKJORD | RED BANK | 138 | 138 | TOWER | 9.6 | 5.07 | 2 | 954AL | 0 | 0 | 0 | 0 | 0 | 0 | 0 | 0 | 0 | 0 | 0 | 0 | 0 | 0 | 0 | 0 | 0 | 0 | 0 | 0 | 0 | 0 | 0 | 12 | 1
NO |  | 27 | 2015 | 2 | 27 | 27 |  | BECKJORD | RED BANK | 138 | 138 | POLE | 0.34 | 0 | 1 | 1113AL | 0 | 0 | 0 | 0 | 0 | 0 | 0 | 0 | 0 | 0 | 0 | 0 | 0 | 0 | 0 | 0 | 0 | 0 | 0 | 0 | 0 | 0 | 0 | 12 | 1
NO |  | 27 | 2015 | 2 | 28 | 28 |  | FAIRFIELD | CITY OF HAMILTON | 138 | 138 | POLE | 1.84 | 0 | 1 | 954AL | 0 | 0 | 0 | 0 | 0 | 0 | 0 | 0 | 0 | 0 | 0 | 0 | 0 | 0 | 0 | 0 | 0 | 0 | 0 | 0 | 0 | 0 | 0 | 12 | 1
NO |  | 27 | 2015 | 2 | 29 | 29 |  | SILVER GROVE | WEST END | 138 | 138 | TOWER | 0.83 | 7.63 | 1 | 954AL | 0 | 0 | 0 | 0 | 0 | 0 | 0 | 0 | 0 | 0 | 0 | 0 | 0 | 0 | 0 | 0 | 0 | 0 | 0 | 0 | 0 | 0 | 0 | 12 | 1
NO |  | 27 | 2015 | 2 | 30 | 30 |  | SILVER GROVE | WEST END | 138 | 138 | POLE | 4.82 | 0 | 1 | 954AL | 0 | 0 | 0 | 0 | 0 | 0 | 0 | 0 | 0 | 0 | 0 | 0 | 0 | 0 | 0 | 0 | 0 | 0 | 0 | 0 | 0 | 0 | 0 | 12 | 1
NO |  | 27 | 2015 | 2 | 31 | 31 |  | BUFFINGTON | CRESCENT | 138 | 138 | POLE | 10.33 | 0 | 1 | 795AL | 0 | 0 | 0 | 0 | 0 | 0 | 0 | 0 | 0 | 0 | 0 | 0 | 0 | 0 | 0 | 0 | 0 | 0 | 0 | 0 | 0 | 0 | 0 | 12 | 1
NO |  | 27 | 2015 | 2 | 32 | 32 |  | BUFFINGTON | EAST KENTUCKY POWER | 138 | 138 | POLE | 3.7 | 0 | 1 | 954AL | 0 | 0 | 0 | 0 | 0 | 0 | 0 | 0 | 0 | 0 | 0 | 0 | 0 | 0 | 0 | 0 | 0 | 0 | 0 | 0 | 0 | 0 | 0 | 12 | 1
NO |  | 27 | 2015 | 2 | 33 | 33 |  | MIAMI FORT | EBENEZER | 138 | 138 | TOWER | 6.2 | 0 | 1 | 852AL | 0 | 0 | 0 | 0 | 0 | 0 | 0 | 0 | 0 | 0 | 0 | 0 | 0 | 0 | 0 | 0 | 0 | 0 | 0 | 0 | 0 | 0 | 0 | 12 | 1
NO |  | 27 | 2015 | 2 | 34 | 34 |  | MIAMI FORT | EBENEZER | 138 | 138 | POLE | 5.07 | 0 | 1 | 477AL | 0 | 0 | 0 | 0 | 0 | 0 | 0 | 0 | 0 | 0 | 0 | 0 | 0 | 0 | 0 | 0 | 0 | 0 | 0 | 0 | 0 | 0 | 0 | 12 | 1
NO |  | 27 | 2015 | 2 | 35 | 35 |  | BECKJORD | SUMMERSIDE | 138 | 138 | TOWER | 11.19 | 0 | 1 | 477AL | 0 | 0 | 0 | 0 | 0 | 0 | 0 | 0 | 0 | 0 | 0 | 0 | 0 | 0 | 0 | 0 | 0 | 0 | 0 | 0 | 0 | 0 | 0 | 12 | 1
NO |  | 27 | 2015 | 3 | 1 | 1 |  | CRESCENT | MIAMI FORT | 138 | 138 | TOWER | 15.55 | 0 | 1 | 636AL | 0 | 0 | 0 | 0 | 0 | 0 | 0 | 0 | 0 | 0 | 0 | 0 | 0 | 0 | 0 | 0 | 0 | 0 | 0 | 0 | 0 | 0 | 0 | 12 | 1
NO |  | 27 | 2015 | 3 | 2 | 2 |  | CRESCENT | MIAMI FORT | 138 | 138 | POLE | 0.42 | 0 | 1 | 954AL | 0 | 0 | 0 | 0 | 0 | 0 | 0 | 0 | 0 | 0 | 0 | 0 | 0 | 0 | 0 | 0 | 0 | 0 | 0 | 0 | 0 | 0 | 0 | 12 | 1
NO |  | 27 | 2015 | 3 | 3 | 3 |  | MIAMI FORT | GLENVIEW | 138 | 138 | TOWER | 9.53 | 6.28 | 1 | 852AL | 0 | 0 | 0 | 0 | 0 | 0 | 0 | 0 | 0 | 0 | 0 | 0 | 0 | 0 | 0 | 0 | 0 | 0 | 0 | 0 | 0 | 0 | 0 | 12 | 1
NO |  | 27 | 2015 | 3 | 4 | 4 |  | RED BANK | TERMINAL | 138 | 138 | TOWER | 6.75 | 0 | 1 | 954AL | 0 | 0 | 0 | 0 | 0 | 0 | 0 | 0 | 0 | 0 | 0 | 0 | 0 | 0 | 0 | 0 | 0 | 0 | 0 | 0 | 0 | 0 | 0 | 12 | 1
NO |  | 27 | 2015 | 3 | 5 | 5 |  | RED BANK | TERMINAL | 138 | 138 | POLE | 0 | 0 | 1 | 795AL | 0 | 0 | 0 | 0 | 0 | 0 | 0 | 0 | 0 | 0 | 0 | 0 | 0 | 0 | 0 | 0 | 0 | 0 | 0 | 0 | 0 | 0 | 0 | 12 | 1
NO |  | 27 | 2015 | 3 | 6 | 6 |  | RED BANK | ASHLAND | 138 | 138 | TOWER | 1.17 | 0.9 | 1 | 1113AL | 0 | 0 | 0 | 0 | 0 | 0 | 0 | 0 | 0 | 0 | 0 | 0 | 0 | 0 | 0 | 0 | 0 | 0 | 0 | 0 | 0 | 0 | 0 | 12 | 1
NO |  | 27 | 2015 | 3 | 7 | 7 |  | RED BANK | ASHLAND | 138 | 138 | POLE | 0.13 | 0 | 1 | 1113AL | 0 | 0 | 0 | 0 | 0 | 0 | 0 | 0 | 0 | 0 | 0 | 0 | 0 | 0 | 0 | 0 | 0 | 0 | 0 | 0 | 0 | 0 | 0 | 12 | 1
NO |  | 27 | 2015 | 3 | 8 | 8 |  | RED BANK | TOBASCO | 138 | 138 | TOWER | 0 | 9.72 | 1 | 1113AL | 0 | 0 | 0 | 0 | 0 | 0 | 0 | 0 | 0 | 0 | 0 | 0 | 0 | 0 | 0 | 0 | 0 | 0 | 0 | 0 | 0 | 0 | 0 | 12 | 1
NO |  | 27 | 2015 | 3 | 9 | 9 |  | RED BANK | TOBASCO | 138 | 138 | POLE | 0.16 | 0 | 1 | 1113AL | 0 | 0 | 0 | 0 | 0 | 0 | 0 | 0 | 0 | 0 | 0 | 0 | 0 | 0 | 0 | 0 | 0 | 0 | 0 | 0 | 0 | 0 | 0 | 12 | 1
NO |  | 27 | 2015 | 3 | 10 | 10 |  | RED BANK | ASHLAND | 138 | 138 | U/G | 4.26 | 0 | 1 | 790CU | 0 | 0 | 0 | 0 | 0 | 0 | 0 | 0 | 0 | 0 | 0 | 0 | 0 | 0 | 0 | 0 | 0 | 0 | 0 | 0 | 0 | 0 | 0 | 12 | 1
NO |  | 27 | 2015 | 3 | 11 | 11 |  | TERMINAL | GREENDALE | 138 | 138 | TOWER | 1.25 | 3.56 | 1 | 852AL | 0 | 0 | 0 | 0 | 0 | 0 | 0 | 0 | 0 | 0 | 0 | 0 | 0 | 0 | 0 | 0 | 0 | 0 | 0 | 0 | 0 | 0 | 0 | 12 | 1
NO |  | 27 | 2015 | 3 | 12 | 12 |  | REMINGTON | BECKJORD | 138 | 138 | TOWER | 0 | 19.18 | 1 | 477AL | 0 | 0 | 0 | 0 | 0 | 0 | 0 | 0 | 0 | 0 | 0 | 0 | 0 | 0 | 0 | 0 | 0 | 0 | 0 | 0 | 0 | 0 | 0 | 12 | 1
NO |  | 27 | 2015 | 3 | 13 | 13 |  | MIAMI FORT | WILLEY | 138 | 138 | TOWER | 0 | 14.95 | 1 | 477AL | 0 | 0 | 0 | 0 | 0 | 0 | 0 | 0 | 0 | 0 | 0 | 0 | 0 | 0 | 0 | 0 | 0 | 0 | 0 | 0 | 0 | 0 | 0 | 12 | 1
NO |  | 27 | 2015 | 3 | 14 | 14 |  | WILLEY | TERMINAL | 138 | 138 | WOOD H-FR | 5.77 | 0 | 1 | 1024AL | 0 | 0 | 0 | 0 | 0 | 0 | 0 | 0 | 0 | 0 | 0 | 0 | 0 | 0 | 0 | 0 | 0 | 0 | 0 | 0 | 0 | 0 | 0 | 12 | 1
NO |  | 27 | 2015 | 3 | 15 | 15 |  | WILLEY | TERMINAL | 138 | 138 | POLE | 12.13 | 0 | 1 | 795AL | 0 | 0 | 0 | 0 | 0 | 0 | 0 | 0 | 0 | 0 | 0 | 0 | 0 | 0 | 0 | 0 | 0 | 0 | 0 | 0 | 0 | 0 | 0 | 12 | 1
NO |  | 27 | 2015 | 3 | 16 | 16 |  | CHARLES | WEST END | 138 | 138 | U/G | 1.1 | 0 | 1 | 2000CU | 0 | 0 | 0 | 0 | 0 | 0 | 0 | 0 | 0 | 0 | 0 | 0 | 0 | 0 | 0 | 0 | 0 | 0 | 0 | 0 | 0 | 0 | 0 | 12 | 1
NO |  | 27 | 2015 | 3 | 17 | 17 |  | WEST END | CHARLES | 138 | 138 | U/G | 1.1 | 0 | 1 | 2000CU | 0 | 0 | 0 | 0 | 0 | 0 | 0 | 0 | 0 | 0 | 0 | 0 | 0 | 0 | 0 | 0 | 0 | 0 | 0 | 0 | 0 | 0 | 0 | 12 | 1
NO |  | 27 | 2015 | 3 | 19 | 19 |  | WEST END | WILDER | 138 | 138 | U/G | 0.04 | 0 | 1 | 200CU | 0 | 0 | 0 | 0 | 0 | 0 | 0 | 0 | 0 | 0 | 0 | 0 | 0 | 0 | 0 | 0 | 0 | 0 | 0 | 0 | 0 | 0 | 0 | 12 | 1
NO |  | 27 | 2015 | 3 | 20 | 20 |  | CHARLES | ROCHELLE | 138 | 138 | U/G | 2.3 | 0 | 1 | 2000CU | 0 | 0 | 0 | 0 | 0 | 0 | 0 | 0 | 0 | 0 | 0 | 0 | 0 | 0 | 0 | 0 | 0 | 0 | 0 | 0 | 0 | 0 | 0 | 12 | 1
NO |  | 27 | 2015 | 3 | 21 | 21 |  | GREENDALE | ROCHELLE | 138 | 138 | U/G | 1.32 | 0 | 1 | 2000CU | 0 | 0 | 0 | 0 | 0 | 0 | 0 | 0 | 0 | 0 | 0 | 0 | 0 | 0 | 0 | 0 | 0 | 0 | 0 | 0 | 0 | 0 | 0 | 12 | 1
NO |  | 27 | 2015 | 3 | 22 | 22 |  | WHITTIER | ROCHELLE | 138 | 138 | U/G | 1.24 | 0 | 1 | 2000CU | 0 | 0 | 0 | 0 | 0 | 0 | 0 | 0 | 0 | 0 | 0 | 0 | 0 | 0 | 0 | 0 | 0 | 0 | 0 | 0 | 0 | 0 | 0 | 12 | 1
SI/NO | A | 27 | 2015 | 3 | 24 | 24 |  | 69 KV LINES: |  | 0 | 0 |  | 0 | 0 | 0 |  | 3161376 | 73402496 | 76563872 | 0 | 0 | 0 | 1393356.9114 | 0 | 0 | 0 | 0 | 0 | 0 | 0 | 0 | 0 | 0 | 0 | 0 | 0 | 0 | 0 | 0 | 12 | 1
NO |  | 27 | 2015 | 3 | 25 | 25 |  | ----------- |  | 0 | 0 |  | 0 | 0 | 0 |  | 0 | 0 | 0 | 0 | 0 | 0 | 0 | 0 | 0 | 0 | 0 | 0 | 0 | 0 | 0 | 0 | 0 | 0 | 0 | 0 | 0 | 0 | 0 | 12 | 1
NO |  | 27 | 2015 | 3 | 27 | 27 |  | 69 KV TRANSMISSION POOL |  | 69 | 69 | TOWER | 2.9 | 40.72 | 0 |  | 0 | 0 | 0 | 0 | 0 | 0 | 0 | 0 | 0 | 0 | 0 | 0 | 0 | 0 | 0 | 0 | 0 | 0 | 0 | 0 | 0 | 0 | 0 | 12 | 1
NO |  | 27 | 2015 | 3 | 28 | 28 |  |  |  | 69 | 69 | POLE | 531.93 | 10.12 | 0 |  | 0 | 0 | 0 | 0 | 0 | 0 | 0 | 0 | 0 | 0 | 0 | 0 | 0 | 0 | 0 | 0 | 0 | 0 | 0 | 0 | 0 | 0 | 0 | 12 | 1
NO |  | 27 | 2015 | 3 | 29 | 29 |  |  |  | 69 | 69 | U/G | 0.89 | 0 | 0 |  | 0 | 0 | 0 | 0 | 0 | 0 | 0 | 0 | 0 | 0 | 0 | 0 | 0 | 0 | 0 | 0 | 0 | 0 | 0 | 0 | 0 | 0 | 0 | 12 | 1
NO |  | 27 | 2015 | 3 | 30 | 30 |  | BUTLER STATION | REILEY STATION | 69 | 69 | POLE | 5.89 | 0 | 0 |  | 0 | 0 | 0 | 0 | 0 | 0 | 0 | 0 | 0 | 0 | 0 | 0 | 0 | 0 | 0 | 0 | 0 | 0 | 0 | 0 | 0 | 0 | 0 | 12 | 1
NO |  | 27 | 2015 | 3 | 31 | 31 |  | SHAKER RUN STA 080 | OTTERBEIN STA 322 | 69 | 69 | POLE | 4.96 | 0 | 1 | 954AL | 0 | 0 | 0 | 0 | 0 | 0 | 0 | 0 | 0 | 0 | 0 | 0 | 0 | 0 | 0 | 0 | 0 | 0 | 0 | 0 | 0 | 0 | 0 | 12 | 1
NO |  | 27 | 2015 | 3 | 32 | 32 |  | GEORGETOWN VILLAGE STA | GEORGETOWN VILLAGE STA | 69 | 69 | POLE | 0.56 | 0 | 1 | 4/0 ACSR | 0 | 0 | 0 | 0 | 0 | 0 | 0 | 0 | 0 | 0 | 0 | 0 | 0 | 0 | 0 | 0 | 0 | 0 | 0 | 0 | 0 | 0 | 0 | 12 | 1
NO |  | 27 | 2015 | 3 | 33 | 33 |  | LESOURDSVILLE | LOOP THRU LESOURDSVILLE | 69 | 69 | POLE | 0.57 | 0 | 1 | 954AL | 0 | 0 | 0 | 0 | 0 | 0 | 0 | 0 | 0 | 0 | 0 | 0 | 0 | 0 | 0 | 0 | 0 | 0 | 0 | 0 | 0 | 0 | 0 | 12 | 1
NO |  | 27 | 2015 | 3 | 34 | 34 |  | ALLEN SUBSTATION | LIBERTY SUBSTATION | 69 | 69 | POLE | 5.97 | 0 | 1 | 954ACSR | 0 | 0 | 0 | 0 | 0 | 0 | 0 | 0 | 0 | 0 | 0 | 0 | 0 | 0 | 0 | 0 | 0 | 0 | 0 | 0 | 0 | 0 | 0 | 12 | 1
NO |  | 27 | 2015 | 3 | 35 | 35 |  | AMANDA | YANKEE | 69 | 69 | SGL WOOD POLE | 0.31 | 0 | 1 | 954ACSR | 0 | 0 | 0 | 0 | 0 | 0 | 0 | 0 | 0 | 0 | 0 | 0 | 0 | 0 | 0 | 0 | 0 | 0 | 0 | 0 | 0 | 0 | 0 | 12 | 1
NO |  | 27 | 2015 | 4 | 2 | 2 |  | 33 KV LINES: |  | 0 | 0 |  | 0 | 0 | 0 |  | 0 | 0 | 0 | 0 | 0 | 0 | 0 | 0 | 0 | 0 | 0 | 0 | 0 | 0 | 0 | 0 | 0 | 0 | 0 | 0 | 0 | 0 | 0 | 12 | 1
NO |  | 27 | 2015 | 4 | 4 | 4 |  | ----------- |  | 0 | 0 |  | 0 | 0 | 0 |  | 0 | 0 | 0 | 0 | 0 | 0 | 0 | 0 | 0 | 0 | 0 | 0 | 0 | 0 | 0 | 0 | 0 | 0 | 0 | 0 | 0 | 0 | 0 | 12 | 1
NO |  | 27 | 2015 | 4 | 6 | 6 |  | 33 KV TRANSMISSION POOL |  | 33 | 33 |  | 85.63 | 13.13 | 0 |  | 0 | 0 | 0 | 0 | 0 | 0 | 0 | 0 | 0 | 0 | 0 | 0 | 0 | 0 | 0 | 0 | 0 | 0 | 0 | 0 | 0 | 0 | 0 | 12 | 1
NO |  | 27 | 2015 | 4 | 8 | 8 |  | FULL OWNERSHIP |  | 0 | 0 |  | 0 | 0 | 0 |  | 0 | 0 | 0 | 0 | 0 | 0 | 0 | 0 | 0 | 0 | 0 | 0 | 0 | 0 | 0 | 0 | 0 | 0 | 0 | 0 | 0 | 0 | 0 | 12 | 1
NO |  | 27 | 2015 | 4 | 11 | 11 |  | COMMONLY OWNED LINES: |  | 0 | 0 |  | 0 | 0 | 0 |  | 0 | 0 | 0 | 0 | 0 | 0 | 0 | 0 | 0 | 0 | 0 | 0 | 0 | 0 | 0 | 0 | 0 | 0 | 0 | 0 | 0 | 0 | 0 | 12 | 1
NO |  | 27 | 2015 | 4 | 12 | 12 |  | -------------------- |  | 0 | 0 |  | 0 | 0 | 0 |  | 0 | 0 | 0 | 0 | 0 | 0 | 0 | 0 | 0 | 0 | 0 | 0 | 0 | 0 | 0 | 0 | 0 | 0 | 0 | 0 | 0 | 0 | 0 | 12 | 1
NO |  | 27 | 2015 | 4 | 13 | 13 |  | SHARE BELOW @ 8.43% |  | 0 | 0 |  | 0 | 0 | 0 |  | 0 | 0 | 0 | 0 | 0 | 0 | 0 | 0 | 0 | 0 | 0 | 0 | 0 | 0 | 0 | 0 | 0 | 0 | 0 | 0 | 0 | 0 | 0 | 12 | 1
NO |  | 27 | 2015 | 4 | 14 | 14 |  | CONESVILLE (PT-Z) HYATT |  | 345 | 345 | TOWER | 9.09 | 0 | 1 | 954ACSR* | 0 | 0 | 0 | 0 | 0 | 0 | 0 | 0 | 0 | 0 | 0 | 0 | 0 | 0 | 0 | 0 | 0 | 0 | 0 | 0 | 0 | 0 | 0 | 12 | 1
NO |  | 27 | 2015 | 4 | 15 | 15 |  |  |  | 345 | 345 | POLE | 1.78 | 0 | 1 | 954ACSR* | 0 | 0 | 0 | 0 | 0 | 0 | 0 | 0 | 0 | 0 | 0 | 0 | 0 | 0 | 0 | 0 | 0 | 0 | 0 | 0 | 0 | 0 | 0 | 12 | 1
NO |  | 27 | 2015 | 4 | 16 | 16 |  |  |  | 345 | 345 | WOOD H-FR | 0.48 | 0 | 1 | 954ACSR* | 0 | 0 | 0 | 0 | 0 | 0 | 0 | 0 | 0 | 0 | 0 | 0 | 0 | 0 | 0 | 0 | 0 | 0 | 0 | 0 | 0 | 0 | 0 | 12 | 1
NO |  | 27 | 2015 | 4 | 17 | 17 |  | BECKJORD | SILVER GROVE | 138 | 0 | POLE | 6.24 | 0 | 0 | 954ACSR | 0 | 0 | 0 | 0 | 0 | 0 | 0 | 0 | 0 | 0 | 0 | 0 | 0 | 0 | 0 | 0 | 0 | 0 | 0 | 0 | 0 | 0 | 0 | 12 | 1
NO |  | 27 | 2015 | 4 | 23 | 23 |  | SHARE BELOW @ 16.86% |  | 0 | 0 |  | 0 | 0 | 0 |  | 0 | 0 | 0 | 0 | 0 | 0 | 0 | 0 | 0 | 0 | 0 | 0 | 0 | 0 | 0 | 0 | 0 | 0 | 0 | 0 | 0 | 0 | 0 | 12 | 1
NO |  | 27 | 2015 | 4 | 24 | 24 |  | --------------------------- |  | 0 | 0 |  | 0 | 0 | 0 |  | 0 | 0 | 0 | 0 | 0 | 0 | 0 | 0 | 0 | 0 | 0 | 0 | 0 | 0 | 0 | 0 | 0 | 0 | 0 | 0 | 0 | 0 | 0 | 12 | 1
NO |  | 27 | 2015 | 4 | 26 | 26 |  | CONESVILLE | HYATT (POINT Z) | 345 | 345 | TOWER | 56.98 | 0 | 1 | 954ACSR* | 0 | 0 | 0 | 0 | 0 | 0 | 0 | 0 | 0 | 0 | 0 | 0 | 0 | 0 | 0 | 0 | 0 | 0 | 0 | 0 | 0 | 0 | 0 | 12 | 1
NO |  | 27 | 2015 | 4 | 28 | 28 |  | SHARE BELOW @ 28% |  | 0 | 0 |  | 0 | 0 | 0 |  | 0 | 0 | 0 | 0 | 0 | 0 | 0 | 0 | 0 | 0 | 0 | 0 | 0 | 0 | 0 | 0 | 0 | 0 | 0 | 0 | 0 | 0 | 0 | 12 | 1
NO |  | 27 | 2015 | 4 | 29 | 29 |  | ------------------------- |  | 0 | 0 |  | 0 | 0 | 0 |  | 0 | 0 | 0 | 0 | 0 | 0 | 0 | 0 | 0 | 0 | 0 | 0 | 0 | 0 | 0 | 0 | 0 | 0 | 0 | 0 | 0 | 0 | 0 | 12 | 1
NO |  | 27 | 2015 | 4 | 31 | 31 |  | STUART (T#181) | ZIMMER | 345 | 345 | TOWER | 0.78 | 0 | 1 | 954ACSR* | 0 | 0 | 0 | 0 | 0 | 0 | 0 | 0 | 0 | 0 | 0 | 0 | 0 | 0 | 0 | 0 | 0 | 0 | 0 | 0 | 0 | 0 | 0 | 12 | 1
NO |  | 27 | 2015 | 4 | 32 | 32 |  | ZIMMER | ZIMMER (T#182) | 345 | 345 | TOWER | 0.51 | 0 | 0 | 954ACSR* | 0 | 0 | 0 | 0 | 0 | 0 | 0 | 0 | 0 | 0 | 0 | 0 | 0 | 0 | 0 | 0 | 0 | 0 | 0 | 0 | 0 | 0 | 0 | 12 | 1
NO |  | 27 | 2015 | 4 | 33 | 33 |  | PORT UNION (T#234) | PORT UNION | 345 | 345 | TOWER | 0.51 | 35.88 | 1 | 954ACSR* | 0 | 0 | 0 | 0 | 0 | 0 | 0 | 0 | 0 | 0 | 0 | 0 | 0 | 0 | 0 | 0 | 0 | 0 | 0 | 0 | 0 | 0 | 0 | 12 | 1
NO |  | 27 | 2015 | 4 | 34 | 34 |  | ZIMMER | RED BANK | 345 | 345 | TOWER | 32.57 | 2.01 | 1 | 954ACSR* | 0 | 0 | 0 | 0 | 0 | 0 | 0 | 0 | 0 | 0 | 0 | 0 | 0 | 0 | 0 | 0 | 0 | 0 | 0 | 0 | 0 | 0 | 0 | 12 | 1
NO |  | 27 | 2015 | 4 | 35 | 35 |  | RED BANK | TERMINAL | 345 | 345 | TOWER | 6.65 | 0 | 1 | 954ACSR* | 0 | 0 | 0 | 0 | 0 | 0 | 0 | 0 | 0 | 0 | 0 | 0 | 0 | 0 | 0 | 0 | 0 | 0 | 0 | 0 | 0 | 0 | 0 | 12 | 1
NO |  | 27 | 2015 | 5 | 2 | 2 |  | SHARE BELOW @ 30% |  | 0 | 0 |  | 0 | 0 | 0 |  | 0 | 0 | 0 | 0 | 0 | 0 | 0 | 0 | 0 | 0 | 0 | 0 | 0 | 0 | 0 | 0 | 0 | 0 | 0 | 0 | 0 | 0 | 0 | 12 | 1
NO |  | 27 | 2015 | 5 | 3 | 3 |  | ------------------------ |  | 0 | 0 |  | 0 | 0 | 0 |  | 0 | 0 | 0 | 0 | 0 | 0 | 0 | 0 | 0 | 0 | 0 | 0 | 0 | 0 | 0 | 0 | 0 | 0 | 0 | 0 | 0 | 0 | 0 | 12 | 1
NO |  | 27 | 2015 | 5 | 5 | 5 |  | BECKJORD | PIERCE | 345 | 345 | TOWER | 0.32 | 0 | 1 | 1414ACSR | 0 | 0 | 0 | 0 | 0 | 0 | 0 | 0 | 0 | 0 | 0 | 0 | 0 | 0 | 0 | 0 | 0 | 0 | 0 | 0 | 0 | 0 | 0 | 12 | 1
NO |  | 27 | 2015 | 5 | 6 | 6 |  | PIERCE | FOSTER | 345 | 345 | TOWER | 23.95 | 0 | 1 | 1024ACAR* | 0 | 0 | 0 | 0 | 0 | 0 | 0 | 0 | 0 | 0 | 0 | 0 | 0 | 0 | 0 | 0 | 0 | 0 | 0 | 0 | 0 | 0 | 0 | 12 | 1
NO |  | 27 | 2015 | 5 | 7 | 7 |  | SUGAR CREEK TAP | GREENE | 345 | 345 | TOWER | 8.3 | 0 | 1 | 1024ACAR* | 0 | 0 | 0 | 0 | 0 | 0 | 0 | 0 | 0 | 0 | 0 | 0 | 0 | 0 | 0 | 0 | 0 | 0 | 0 | 0 | 0 | 0 | 0 | 12 | 1
NO |  | 27 | 2015 | 5 | 8 | 8 |  | GREENE | BEATTY | 345 | 345 | TOWER | 49 | 0 | 1 | 1024ACAR* | 0 | 0 | 0 | 0 | 0 | 0 | 0 | 0 | 0 | 0 | 0 | 0 | 0 | 0 | 0 | 0 | 0 | 0 | 0 | 0 | 0 | 0 | 0 | 12 | 1
NO |  | 27 | 2015 | 5 | 9 | 9 |  | MARQUIS | BIXBY (POINT X) | 345 | 345 | TOWER | 45.86 | 0 | 1 | 983ACAR* | 0 | 0 | 0 | 0 | 0 | 0 | 0 | 0 | 0 | 0 | 0 | 0 | 0 | 0 | 0 | 0 | 0 | 0 | 0 | 0 | 0 | 0 | 0 | 12 | 1
NO |  | 27 | 2015 | 5 | 10 | 10 |  | STUART | GREENE | 345 | 345 | TOWER | 80.38 | 0 | 1 | 1024ACAR* | 0 | 0 | 0 | 0 | 0 | 0 | 0 | 0 | 0 | 0 | 0 | 0 | 0 | 0 | 0 | 0 | 0 | 0 | 0 | 0 | 0 | 0 | 0 | 12 | 1
NO |  | 27 | 2015 | 5 | 11 | 11 |  | STUART | KILLEN (POINT M) | 345 | 345 | TOWER | 13.13 | 0 | 1 | 983ACAR* | 0 | 0 | 0 | 0 | 0 | 0 | 0 | 0 | 0 | 0 | 0 | 0 | 0 | 0 | 0 | 0 | 0 | 0 | 0 | 0 | 0 | 0 | 0 | 12 | 1
NO |  | 27 | 2015 | 5 | 12 | 12 |  | STUART | FOSTER | 345 | 345 | TOWER | 55.77 | 3.2 | 1 | 1024ACAR* | 0 | 0 | 0 | 0 | 0 | 0 | 0 | 0 | 0 | 0 | 0 | 0 | 0 | 0 | 0 | 0 | 0 | 0 | 0 | 0 | 0 | 0 | 0 | 12 | 1
NO |  | 27 | 2015 | 5 | 13 | 13 |  | FOSTER | SUGAR CREEK TAP | 345 | 345 | TOWER | 27.33 | 0 | 1 | 1024ACAR* | 0 | 0 | 0 | 0 | 0 | 0 | 0 | 0 | 0 | 0 | 0 | 0 | 0 | 0 | 0 | 0 | 0 | 0 | 0 | 0 | 0 | 0 | 0 | 12 | 1
NO |  | 27 | 2015 | 5 | 14 | 14 |  | STUART | ZIMMER (T#181) | 345 | 345 | TOWER | 35.13 | 0 | 1 | 954ACSR* | 0 | 0 | 0 | 0 | 0 | 0 | 0 | 0 | 0 | 0 | 0 | 0 | 0 | 0 | 0 | 0 | 0 | 0 | 0 | 0 | 0 | 0 | 0 | 12 | 1
NO |  | 27 | 2015 | 5 | 15 | 15 |  | STUART (POINT Y) | BEATTY | 345 | 345 | TOWER | 15.2 | 3.7 | 1 | 983ACAR* | 0 | 0 | 0 | 0 | 0 | 0 | 0 | 0 | 0 | 0 | 0 | 0 | 0 | 0 | 0 | 0 | 0 | 0 | 0 | 0 | 0 | 0 | 0 | 12 | 1
NO |  | 27 | 2015 | 5 | 16 | 16 |  | ZIMMER (POINT T#182) | PORT UNION (T#234) | 345 | 345 | TOWER | 9.52 | 0 | 1 | 954ACSR* | 0 | 0 | 0 | 0 | 0 | 0 | 0 | 0 | 0 | 0 | 0 | 0 | 0 | 0 | 0 | 0 | 0 | 0 | 0 | 0 | 0 | 0 | 0 | 12 | 1
NO |  | 27 | 2015 | 5 | 17 | 17 |  | KILLEN (POINT O) | MARQUIS | 345 | 345 | TOWER | 32.01 | 0 | 1 | 983ACSR* | 0 | 0 | 0 | 0 | 0 | 0 | 0 | 0 | 0 | 0 | 0 | 0 | 0 | 0 | 0 | 0 | 0 | 0 | 0 | 0 | 0 | 0 | 0 | 12 | 1
NO |  | 27 | 2015 | 5 | 19 | 19 |  | BECKJORD | PIERCE | 138 | 138 | POLE STEEL | 0.3 | 0 | 1 | 954 ACSR | 0 | 0 | 0 | 0 | 0 | 0 | 0 | 0 | 0 | 0 | 0 | 0 | 0 | 0 | 0 | 0 | 0 | 0 | 0 | 0 | 0 | 0 | 0 | 12 | 1
NO |  | 27 | 2015 | 5 | 20 | 20 |  | HILLCREST | EASTWOOD | 138 | 138 | POLE WOOD | 9.64 | 0 | 1 | 954 ACSR | 0 | 0 | 0 | 0 | 0 | 0 | 0 | 0 | 0 | 0 | 0 | 0 | 0 | 0 | 0 | 0 | 0 | 0 | 0 | 0 | 0 | 0 | 0 | 12 | 1
NO |  | 27 | 2015 | 5 | 24 | 24 |  | SHARE BELOW @ 33-1/3% |  | 0 | 0 |  | 0 | 0 | 0 |  | 0 | 0 | 0 | 0 | 0 | 0 | 0 | 0 | 0 | 0 | 0 | 0 | 0 | 0 | 0 | 0 | 0 | 0 | 0 | 0 | 0 | 0 | 0 | 12 | 1
NO |  | 27 | 2015 | 5 | 25 | 25 |  | ---------------------- |  | 0 | 0 |  | 0 | 0 | 0 |  | 0 | 0 | 0 | 0 | 0 | 0 | 0 | 0 | 0 | 0 | 0 | 0 | 0 | 0 | 0 | 0 | 0 | 0 | 0 | 0 | 0 | 0 | 0 | 12 | 1
NO |  | 27 | 2015 | 5 | 27 | 27 |  | MARQUIS (POINT X) BIXBY |  | 345 | 345 | TOWER | 17.3 | 8.52 | 1 | 954ACSR* | 0 | 0 | 0 | 0 | 0 | 0 | 0 | 0 | 0 | 0 | 0 | 0 | 0 | 0 | 0 | 0 | 0 | 0 | 0 | 0 | 0 | 0 | 0 | 12 | 1
NO |  | 27 | 2015 | 5 | 28 | 28 |  | BEATTY | BIXBY | 345 | 345 | TOWER | 13.21 | 0 | 1 | 954ACSR* | 0 | 0 | 0 | 0 | 0 | 0 | 0 | 0 | 0 | 0 | 0 | 0 | 0 | 0 | 0 | 0 | 0 | 0 | 0 | 0 | 0 | 0 | 0 | 12 | 1
NO |  | 27 | 2015 | 5 | 29 | 29 |  | BIXBY-KIRK | CORRIDOR | 345 | 345 | TOWER | 14.87 | 0 | 1 | 954ACSR* | 0 | 0 | 0 | 0 | 0 | 0 | 0 | 0 | 0 | 0 | 0 | 0 | 0 | 0 | 0 | 0 | 0 | 0 | 0 | 0 | 0 | 0 | 0 | 12 | 1
NO |  | 27 | 2015 | 5 | 30 | 30 |  |  |  | 345 | 345 | WOOD H-FR | 22.56 | 0 | 1 | 954ACSR* | 0 | 0 | 0 | 0 | 0 | 0 | 0 | 0 | 0 | 0 | 0 | 0 | 0 | 0 | 0 | 0 | 0 | 0 | 0 | 0 | 0 | 0 | 0 | 12 | 1
NO |  | 27 | 2015 | 5 | 31 | 31 |  | STUART | BEATTY (POINT Yp) | 345 | 345 | TOWER | 74.66 | 0.34 | 1 | 954ACSR* | 0 | 0 | 0 | 0 | 0 | 0 | 0 | 0 | 0 | 0 | 0 | 0 | 0 | 0 | 0 | 0 | 0 | 0 | 0 | 0 | 0 | 0 | 0 | 12 | 1
NO |  | 27 | 2015 | 5 | 32 | 32 |  | CONESVILLE | BIXBY | 345 | 345 | WOOD H-FR | 50.86 | 0 | 1 | 954ACSR* | 0 | 0 | 0 | 0 | 0 | 0 | 0 | 0 | 0 | 0 | 0 | 0 | 0 | 0 | 0 | 0 | 0 | 0 | 0 | 0 | 0 | 0 | 0 | 12 | 1
NO |  | 27 | 2015 | 5 | 33 | 33 |  |  |  | 345 | 345 | TOWER | 0 | 14.87 | 1 |  | 0 | 0 | 0 | 0 | 0 | 0 | 0 | 0 | 0 | 0 | 0 | 0 | 0 | 0 | 0 | 0 | 0 | 0 | 0 | 0 | 0 | 0 | 0 | 12 | 1
NO |  | 27 | 2015 | 5 | 35 | 35 |  | SHARE BELOW @ 55% |  | 0 | 0 |  | 0 | 0 | 0 |  | 0 | 0 | 0 | 0 | 0 | 0 | 0 | 0 | 0 | 0 | 0 | 0 | 0 | 0 | 0 | 0 | 0 | 0 | 0 | 0 | 0 | 0 | 0 | 12 | 1
NO |  | 27 | 2015 | 6 | 1 | 1 |  | ------------------------ |  | 0 | 0 |  | 0 | 0 | 0 |  | 0 | 0 | 0 | 0 | 0 | 0 | 0 | 0 | 0 | 0 | 0 | 0 | 0 | 0 | 0 | 0 | 0 | 0 | 0 | 0 | 0 | 0 | 0 | 12 | 1
NO |  | 27 | 2015 | 6 | 3 | 3 |  | WOODSDALE | TODHUNTER | 345 | 345 | TOWER | 4.68 | 0 | 1 | 954ACSR* | 0 | 0 | 0 | 0 | 0 | 0 | 0 | 0 | 0 | 0 | 0 | 0 | 0 | 0 | 0 | 0 | 0 | 0 | 0 | 0 | 0 | 0 | 0 | 12 | 1
NO |  | 27 | 2015 | 6 | 4 | 4 |  | MIAMI FORT | SEVEN MILE (MIAMI) | 345 | 345 | TOWER | 34.62 | 0 | 1 | 954ACSR* | 0 | 0 | 0 | 0 | 0 | 0 | 0 | 0 | 0 | 0 | 0 | 0 | 0 | 0 | 0 | 0 | 0 | 0 | 0 | 0 | 0 | 0 | 0 | 12 | 1
NO |  | 27 | 2015 | 6 | 5 | 5 |  | MIAMI FORT | WOODSDALE | 345 | 345 | TOWER | 4.82 | 33.25 | 1 | 954ACSR* | 0 | 0 | 0 | 0 | 0 | 0 | 0 | 0 | 0 | 0 | 0 | 0 | 0 | 0 | 0 | 0 | 0 | 0 | 0 | 0 | 0 | 0 | 0 | 12 | 1
NO |  | 27 | 2015 | 6 | 7 | 7 |  | TT COMMONLY OWNED LINES |  | 0 | 0 |  | 0 | 0 | 0 |  | 0 | 0 | 0 | 0 | 0 | 0 | 0 | 0 | 0 | 0 | 0 | 0 | 0 | 0 | 0 | 0 | 0 | 0 | 0 | 0 | 0 | 0 | 0 | 12 | 1
NO |  | 27 | 2015 | 6 | 9 | 9 |  | TT EQUIVALENT SHARE |  | 0 | 0 |  | 0 | 0 | 0 |  | 0 | 0 | 0 | 0 | 0 | 0 | 0 | 0 | 0 | 0 | 0 | 0 | 0 | 0 | 0 | 0 | 0 | 0 | 0 | 0 | 0 | 0 | 0 | 12 | 1
NO |  | 27 | 2015 | 6 | 11 | 11 |  | ASSOCIATED COMPANIES |  | 0 | 0 |  | 0 | 0 | 0 |  | 0 | 0 | 0 | 0 | 0 | 0 | 0 | 0 | 0 | 0 | 0 | 0 | 0 | 0 | 0 | 0 | 0 | 0 | 0 | 0 | 0 | 0 | 0 | 12 | 1
NO |  | 27 | 2015 | 6 | 12 | 12 |  | -------------------- |  | 0 | 0 |  | 0 | 0 | 0 |  | 0 | 0 | 0 | 0 | 0 | 0 | 0 | 0 | 0 | 0 | 0 | 0 | 0 | 0 | 0 | 0 | 0 | 0 | 0 | 0 | 0 | 0 | 0 | 12 | 1
NO |  | 27 | 2015 | 6 | 14 | 14 |  | MIAMI POWER |  | 138 | 138 | TOWER | 0 | 0 | 0 |  | 0 | 0 | 0 | 0 | 0 | 0 | 0 | 0 | 0 | 0 | 0 | 0 | 0 | 0 | 0 | 0 | 0 | 0 | 0 | 0 | 0 | 0 | 0 | 12 | 1
NO |  | 27 | 2015 | 6 | 18 | 18 |  | ------- |  | 0 | 0 |  | 0 | 0 | 0 |  | 0 | 0 | 0 | 0 | 0 | 0 | 0 | 0 | 0 | 0 | 0 | 0 | 0 | 0 | 0 | 0 | 0 | 0 | 0 | 0 | 0 | 0 | 0 | 12 | 1
NO |  | 27 | 2015 | 6 | 19 | 19 |  | FULL OWNERSHIP |  | 0 | 0 |  | 0 | 0 | 0 |  | 0 | 0 | 0 | 0 | 0 | 0 | 0 | 0 | 0 | 0 | 0 | 0 | 0 | 0 | 0 | 0 | 0 | 0 | 0 | 0 | 0 | 0 | 0 | 12 | 1
NO |  | 27 | 2015 | 6 | 20 | 20 |  | ASSOCIATED COMPANIES |  | 0 | 0 |  | 0 | 0 | 0 |  | 0 | 0 | 0 | 0 | 0 | 0 | 0 | 0 | 0 | 0 | 0 | 0 | 0 | 0 | 0 | 0 | 0 | 0 | 0 | 0 | 0 | 0 | 0 | 12 | 1
NO |  | 27 | 2015 | 6 | 21 | 21 |  | WARREN STA | WARREN STA | 138 | 0 | POLE | 0.58 | 0 | 0 | 954ACSR | 0 | 0 | 0 | 0 | 0 | 0 | 0 | 0 | 0 | 0 | 0 | 0 | 0 | 0 | 0 | 0 | 0 | 0 | 0 | 0 | 0 | 0 | 0 | 12 | 1
NO |  | 27 | 2015 | 6 | 23 | 23 |  | O&M Expenses |  | 0 | 0 |  | 0 | 0 | 0 |  | 0 | 0 | 0 | 315092 | 5013390 | 0 | 5328482 | 0 | 0 | 0 | 0 | 0 | 0 | 0 | 0 | 0 | 0 | 0 | 0 | 0 | 0 | 0 | 0 | 12 | 1
NO |  | 30 | 2015 | 0 | 1 | 1 |  | Perry | Ashtabula-Erie West #29 | 0 | 0 |  | 0 | 0 | 0 |  | 0 | 0 | 0 | 0 | 0 | 0 | 0 | 0 | 0 | 0 | 0 | 0 | 0 | 0 | 0 | 0 | 0 | 0 | 0 | 0 | 0 | 0 | 0 | 12 | 1
NO |  | 30 | 2015 | 0 | 2 | 2 |  | Avon | Beaver #1 | 0 | 0 |  | 0 | 0 | 0 |  | 0 | 0 | 0 | 0 | 0 | 0 | 0 | 0 | 0 | 0 | 0 | 0 | 0 | 0 | 0 | 0 | 0 | 0 | 0 | 0 | 0 | 0 | 0 | 12 | 1
NO |  | 30 | 2015 | 0 | 3 | 3 |  | Avon | Beaver #2 | 0 | 0 |  | 0 | 0 | 0 |  | 0 | 0 | 0 | 0 | 0 | 0 | 0 | 0 | 0 | 0 | 0 | 0 | 0 | 0 | 0 | 0 | 0 | 0 | 0 | 0 | 0 | 0 | 0 | 12 | 1
NO |  | 30 | 2015 | 0 | 4 | 4 |  | Avon | Juniper | 0 | 0 |  | 0 | 0 | 0 |  | 0 | 0 | 0 | 0 | 0 | 0 | 0 | 0 | 0 | 0 | 0 | 0 | 0 | 0 | 0 | 0 | 0 | 0 | 0 | 0 | 0 | 0 | 0 | 12 | 1
NO |  | 30 | 2015 | 0 | 5 | 5 |  | Eastlake | Glenwillow S-7 | 0 | 0 |  | 0 | 0 | 0 |  | 0 | 0 | 0 | 0 | 0 | 0 | 0 | 0 | 0 | 0 | 0 | 0 | 0 | 0 | 0 | 0 | 0 | 0 | 0 | 0 | 0 | 0 | 0 | 12 | 1
NO |  | 30 | 2015 | 0 | 6 | 6 |  | Harding | Fox #8 | 0 | 0 |  | 0 | 0 | 0 |  | 0 | 0 | 0 | 0 | 0 | 0 | 0 | 0 | 0 | 0 | 0 | 0 | 0 | 0 | 0 | 0 | 0 | 0 | 0 | 0 | 0 | 0 | 0 | 12 | 1
NO |  | 30 | 2015 | 0 | 7 | 7 |  | Canton Central | Hanna | 0 | 0 |  | 0 | 0 | 0 |  | 0 | 0 | 0 | 0 | 0 | 0 | 0 | 0 | 0 | 0 | 0 | 0 | 0 | 0 | 0 | 0 | 0 | 0 | 0 | 0 | 0 | 0 | 0 | 12 | 1
NO |  | 30 | 2015 | 0 | 8 | 8 |  | Harding | Fox #9 | 0 | 0 |  | 0 | 0 | 0 |  | 0 | 0 | 0 | 0 | 0 | 0 | 0 | 0 | 0 | 0 | 0 | 0 | 0 | 0 | 0 | 0 | 0 | 0 | 0 | 0 | 0 | 0 | 0 | 12 | 1
NO |  | 30 | 2015 | 0 | 9 | 9 |  | Inland | Harding #8 | 0 | 0 |  | 0 | 0 | 0 |  | 0 | 0 | 0 | 0 | 0 | 0 | 0 | 0 | 0 | 0 | 0 | 0 | 0 | 0 | 0 | 0 | 0 | 0 | 0 | 0 | 0 | 0 | 0 | 12 | 1
NO |  | 30 | 2015 | 0 | 10 | 10 |  | Hanna | Juniper | 0 | 0 |  | 0 | 0 | 0 |  | 0 | 0 | 0 | 0 | 0 | 0 | 0 | 0 | 0 | 0 | 0 | 0 | 0 | 0 | 0 | 0 | 0 | 0 | 0 | 0 | 0 | 0 | 0 | 12 | 1
NO |  | 30 | 2015 | 0 | 11 | 11 |  | Juniper | Harding #5 | 0 | 0 |  | 0 | 0 | 0 |  | 0 | 0 | 0 | 0 | 0 | 0 | 0 | 0 | 0 | 0 | 0 | 0 | 0 | 0 | 0 | 0 | 0 | 0 | 0 | 0 | 0 | 0 | 0 | 12 | 1
NO |  | 30 | 2015 | 0 | 12 | 12 |  | Juniper | Star | 0 | 0 |  | 0 | 0 | 0 |  | 0 | 0 | 0 | 0 | 0 | 0 | 0 | 0 | 0 | 0 | 0 | 0 | 0 | 0 | 0 | 0 | 0 | 0 | 0 | 0 | 0 | 0 | 0 | 12 | 1
NO |  | 30 | 2015 | 0 | 13 | 13 |  | Glenwillow | Perry | 0 | 0 |  | 0 | 0 | 0 |  | 0 | 0 | 0 | 0 | 0 | 0 | 0 | 0 | 0 | 0 | 0 | 0 | 0 | 0 | 0 | 0 | 0 | 0 | 0 | 0 | 0 | 0 | 0 | 12 | 1
NO |  | 30 | 2015 | 0 | 14 | 14 |  | Perry | Eastlake #8 | 0 | 0 |  | 0 | 0 | 0 |  | 0 | 0 | 0 | 0 | 0 | 0 | 0 | 0 | 0 | 0 | 0 | 0 | 0 | 0 | 0 | 0 | 0 | 0 | 0 | 0 | 0 | 0 | 0 | 12 | 1
NO |  | 30 | 2015 | 0 | 15 | 15 |  | Perry | Harding #6 | 0 | 0 |  | 0 | 0 | 0 |  | 0 | 0 | 0 | 0 | 0 | 0 | 0 | 0 | 0 | 0 | 0 | 0 | 0 | 0 | 0 | 0 | 0 | 0 | 0 | 0 | 0 | 0 | 0 | 12 | 1
NO |  | 30 | 2015 | 0 | 16 | 16 |  | Chamberlin | Harding | 0 | 0 |  | 0 | 0 | 0 |  | 0 | 0 | 0 | 0 | 0 | 0 | 0 | 0 | 0 | 0 | 0 | 0 | 0 | 0 | 0 | 0 | 0 | 0 | 0 | 0 | 0 | 0 | 0 | 12 | 1
NO |  | 30 | 2015 | 0 | 17 | 17 |  | Glenwillow | Inland | 0 | 0 |  | 0 | 0 | 0 |  | 0 | 0 | 0 | 0 | 0 | 0 | 0 | 0 | 0 | 0 | 0 | 0 | 0 | 0 | 0 | 0 | 0 | 0 | 0 | 0 | 0 | 0 | 0 | 12 | 1
NO |  | 30 | 2015 | 0 | 18 | 18 |  | Glenwillow | Juniper S-7 | 0 | 0 |  | 0 | 0 | 0 |  | 0 | 0 | 0 | 0 | 0 | 0 | 0 | 0 | 0 | 0 | 0 | 0 | 0 | 0 | 0 | 0 | 0 | 0 | 0 | 0 | 0 | 0 | 0 | 12 | 1
NO |  | 30 | 2015 | 0 | 19 | 19 |  | Glenwillow | Mansfield | 0 | 0 |  | 0 | 0 | 0 |  | 0 | 0 | 0 | 0 | 0 | 0 | 0 | 0 | 0 | 0 | 0 | 0 | 0 | 0 | 0 | 0 | 0 | 0 | 0 | 0 | 0 | 0 | 0 | 12 | 1
NO |  | 30 | 2015 | 0 | 20 | 20 |  |  |  | 0 | 0 |  | 369.75 | 0 | 0 |  | 35759222 | 0 | 35759222 | 0 | 0 | 0 | 0 | 0 | 0 | 0 | 0 | 0 | 0 | 0 | 0 | 0 | 0 | 0 | 0 | 0 | 0 | 0 | 0 | 12 | 1
NO |  | 30 | 2015 | 0 | 21 | 21 |  | TOTAL 345 KV LINES |  | 0 | 0 |  | 369.75 | 0 | 0 |  | 35759222 | 0 | 35759222 | 0 | 0 | 0 | 0 | 0 | 0 | 0 | 0 | 0 | 0 | 0 | 0 | 0 | 650300021 | 0 | 0 | 0 | 0 | 0 | 0 | 12 | 1
NO |  | 30 | 2015 | 0 | 22 | 22 |  | Seneca | Glade | 230 | 230 | Steel Tower | 0.68 | 0 | 1 | 2495 ACSR | 0 | 0 | 0 | 0 | 0 | 0 | 0 | 0 | 0 | 0 | 0 | 0 | 0 | 0 | 0 | 0 | 0 | 0 | 0 | 0 | 0 | 0 | 0 | 12 | 1
NO |  | 30 | 2015 | 0 | 23 | 23 |  |  |  | 0 | 0 |  | 0 | 0 | 0 |  | 0 | 183290 | 183290 | 0 | 0 | 0 | 0 | 0 | 0 | 0 | 0 | 0 | 0 | 0 | 0 | 0 | 0 | 0 | 0 | 0 | 0 | 0 | 0 | 12 | 1
NO |  | 30 | 2015 | 0 | 24 | 24 |  | TOTAL 230 KV LINES |  | 0 | 0 |  | 0.68 | 0 | 1 |  | 0 | 183290 | 183290 | 0 | 0 | 0 | 0 | 0 | 0 | 0 | 0 | 0 | 0 | 0 | 0 | 0 | 0 | 0 | 0 | 0 | 0 | 0 | 0 | 12 | 1
NO |  | 30 | 2015 | 0 | 26 | 26 |  | ASHTA Chemicals | AHTA Chemicals | 0 | 0 |  | 0 | 0 | 0 |  | 0 | 0 | 0 | 0 | 0 | 0 | 0 | 0 | 0 | 0 | 0 | 0 | 0 | 0 | 0 | 0 | 0 | 0 | 0 | 0 | 0 | 0 | 0 | 12 | 1
NO |  | 30 | 2015 | 0 | 27 | 27 |  | Ashtabula E | Ashtabula | 0 | 0 |  | 0 | 0 | 0 |  | 0 | 0 | 0 | 0 | 0 | 0 | 0 | 0 | 0 | 0 | 0 | 0 | 0 | 0 | 0 | 0 | 0 | 0 | 0 | 0 | 0 | 0 | 0 | 12 | 1
NO |  | 30 | 2015 | 0 | 28 | 28 |  | Ashtabula | Ashtabula Q-15 | 0 | 0 |  | 0 | 0 | 0 |  | 0 | 0 | 0 | 0 | 0 | 0 | 0 | 0 | 0 | 0 | 0 | 0 | 0 | 0 | 0 | 0 | 0 | 0 | 0 | 0 | 0 | 0 | 0 | 12 | 1
NO |  | 30 | 2015 | 0 | 29 | 29 |  | Ashtabula | Ashtabula Q-16 | 0 | 0 |  | 0 | 0 | 0 |  | 0 | 0 | 0 | 0 | 0 | 0 | 0 | 0 | 0 | 0 | 0 | 0 | 0 | 0 | 0 | 0 | 0 | 0 | 0 | 0 | 0 | 0 | 0 | 12 | 1
NO |  | 30 | 2015 | 0 | 30 | 30 |  | Ashtabula | Mayfield Q-1 | 0 | 0 |  | 0 | 0 | 0 |  | 0 | 0 | 0 | 0 | 0 | 0 | 0 | 0 | 0 | 0 | 0 | 0 | 0 | 0 | 0 | 0 | 0 | 0 | 0 | 0 | 0 | 0 | 0 | 12 | 1
NO |  | 30 | 2015 | 0 | 31 | 31 |  | Ashtabula | Mayfield Q-2 | 0 | 0 |  | 0 | 0 | 0 |  | 0 | 0 | 0 | 0 | 0 | 0 | 0 | 0 | 0 | 0 | 0 | 0 | 0 | 0 | 0 | 0 | 0 | 0 | 0 | 0 | 0 | 0 | 0 | 12 | 1
NO |  | 30 | 2015 | 0 | 32 | 32 |  | Ashtabula | Mayfield Q-4 | 0 | 0 |  | 0 | 0 | 0 |  | 0 | 0 | 0 | 0 | 0 | 0 | 0 | 0 | 0 | 0 | 0 | 0 | 0 | 0 | 0 | 0 | 0 | 0 | 0 | 0 | 0 | 0 | 0 | 12 | 1
NO |  | 30 | 2015 | 0 | 33 | 33 |  | Ashtabula | Stacy Q-3 | 0 | 0 |  | 0 | 0 | 0 |  | 0 | 0 | 0 | 0 | 0 | 0 | 0 | 0 | 0 | 0 | 0 | 0 | 0 | 0 | 0 | 0 | 0 | 0 | 0 | 0 | 0 | 0 | 0 | 12 | 1
NO |  | 30 | 2015 | 0 | 34 | 34 |  | Avon | Emily Q-14 | 0 | 0 |  | 0 | 0 | 0 |  | 0 | 0 | 0 | 0 | 0 | 0 | 0 | 0 | 0 | 0 | 0 | 0 | 0 | 0 | 0 | 0 | 0 | 0 | 0 | 0 | 0 | 0 | 0 | 12 | 1
NO |  | 30 | 2015 | 0 | 35 | 35 |  | Avon | Fowles Q-1 | 0 | 0 |  | 0 | 0 | 0 |  | 0 | 0 | 0 | 0 | 0 | 0 | 0 | 0 | 0 | 0 | 0 | 0 | 0 | 0 | 0 | 0 | 0 | 0 | 0 | 0 | 0 | 0 | 0 | 12 | 1
NO |  | 30 | 2015 | 0 | 36 | 36 |  | TOTAL |  | 0 | 0 |  | 2397.81 | 0 | 5 |  | 58500418 | 227677067 | 286177485 | 12520 | 745577 | 2 | 758099 | 0 | 0 | 0 | 0 | 0 | 0 | 0 | 0 | 0 | 0 | 0 | 0 | 0 | 0 | 0 | 0 | 12 | 1
NO |  | 30 | 2015 | 1 | 1 | 1 |  | Avon | Fowles Q-2 | 0 | 0 |  | 0 | 0 | 0 |  | 0 | 0 | 0 | 0 | 0 | 0 | 0 | 0 | 0 | 0 | 0 | 0 | 0 | 0 | 0 | 0 | 0 | 0 | 0 | 0 | 0 | 0 | 0 | 12 | 1
NO |  | 30 | 2015 | 1 | 2 | 2 |  | Avon | Fowles Q-3 | 0 | 0 |  | 0 | 0 | 0 |  | 0 | 0 | 0 | 0 | 0 | 0 | 0 | 0 | 0 | 0 | 0 | 0 | 0 | 0 | 0 | 0 | 0 | 0 | 0 | 0 | 0 | 0 | 0 | 12 | 1
NO |  | 30 | 2015 | 1 | 3 | 3 |  | Avon | Fowles Q-4 | 0 | 0 |  | 0 | 0 | 0 |  | 0 | 0 | 0 | 0 | 0 | 0 | 0 | 0 | 0 | 0 | 0 | 0 | 0 | 0 | 0 | 0 | 0 | 0 | 0 | 0 | 0 | 0 | 0 | 12 | 1
NO |  | 30 | 2015 | 1 | 4 | 4 |  | Avon | Fox Q-11 | 0 | 0 |  | 0 | 0 | 0 |  | 0 | 0 | 0 | 0 | 0 | 0 | 0 | 0 | 0 | 0 | 0 | 0 | 0 | 0 | 0 | 0 | 0 | 0 | 0 | 0 | 0 | 0 | 0 | 12 | 1
NO |  | 30 | 2015 | 1 | 5 | 5 |  | Carlisle | Lorain East | 0 | 0 |  | 0 | 0 | 0 |  | 0 | 0 | 0 | 0 | 0 | 0 | 0 | 0 | 0 | 0 | 0 | 0 | 0 | 0 | 0 | 0 | 0 | 0 | 0 | 0 | 0 | 0 | 0 | 12 | 1
NO |  | 30 | 2015 | 1 | 6 | 6 |  | Black River | Lorain | 0 | 0 |  | 0 | 0 | 0 |  | 0 | 0 | 0 | 0 | 0 | 0 | 0 | 0 | 0 | 0 | 0 | 0 | 0 | 0 | 0 | 0 | 0 | 0 | 0 | 0 | 0 | 0 | 0 | 12 | 1
NO |  | 30 | 2015 | 1 | 7 | 7 |  | Clinic Hospital | Inland Q-11 | 0 | 0 |  | 0 | 0 | 0 |  | 0 | 0 | 0 | 0 | 0 | 0 | 0 | 0 | 0 | 0 | 0 | 0 | 0 | 0 | 0 | 0 | 0 | 0 | 0 | 0 | 0 | 0 | 0 | 12 | 1
NO |  | 30 | 2015 | 1 | 8 | 8 |  | Clinic Hospital | Inland Q-14 | 0 | 0 |  | 0 | 0 | 0 |  | 0 | 0 | 0 | 0 | 0 | 0 | 0 | 0 | 0 | 0 | 0 | 0 | 0 | 0 | 0 | 0 | 0 | 0 | 0 | 0 | 0 | 0 | 0 | 12 | 1
NO |  | 30 | 2015 | 1 | 9 | 9 |  | Clinic Hospital | Jordon Q-11 | 0 | 0 |  | 0 | 0 | 0 |  | 0 | 0 | 0 | 0 | 0 | 0 | 0 | 0 | 0 | 0 | 0 | 0 | 0 | 0 | 0 | 0 | 0 | 0 | 0 | 0 | 0 | 0 | 0 | 12 | 1
NO |  | 30 | 2015 | 1 | 10 | 10 |  | Clinic Hospital | Jordon Q-14 | 0 | 0 |  | 0 | 0 | 0 |  | 0 | 0 | 0 | 0 | 0 | 0 | 0 | 0 | 0 | 0 | 0 | 0 | 0 | 0 | 0 | 0 | 0 | 0 | 0 | 0 | 0 | 0 | 0 | 12 | 1
NO |  | 30 | 2015 | 1 | 11 | 11 |  | Eastlake | Jordan Q-14 | 0 | 0 |  | 0 | 0 | 0 |  | 0 | 0 | 0 | 0 | 0 | 0 | 0 | 0 | 0 | 0 | 0 | 0 | 0 | 0 | 0 | 0 | 0 | 0 | 0 | 0 | 0 | 0 | 0 | 12 | 1
NO |  | 30 | 2015 | 1 | 12 | 12 |  | Eastlake | Lloyd Q-12 | 0 | 0 |  | 0 | 0 | 0 |  | 0 | 0 | 0 | 0 | 0 | 0 | 0 | 0 | 0 | 0 | 0 | 0 | 0 | 0 | 0 | 0 | 0 | 0 | 0 | 0 | 0 | 0 | 0 | 12 | 1
NO |  | 30 | 2015 | 1 | 13 | 13 |  | Eastlake | Lloyd Q-13 | 0 | 0 |  | 0 | 0 | 0 |  | 0 | 0 | 0 | 0 | 0 | 0 | 0 | 0 | 0 | 0 | 0 | 0 | 0 | 0 | 0 | 0 | 0 | 0 | 0 | 0 | 0 | 0 | 0 | 12 | 1
NO |  | 30 | 2015 | 1 | 14 | 14 |  | Eastlake | Mayfield Q-1 | 0 | 0 |  | 0 | 0 | 0 |  | 0 | 0 | 0 | 0 | 0 | 0 | 0 | 0 | 0 | 0 | 0 | 0 | 0 | 0 | 0 | 0 | 0 | 0 | 0 | 0 | 0 | 0 | 0 | 12 | 1
NO |  | 30 | 2015 | 1 | 15 | 15 |  | Eastlake | Mayfield Q-2 | 0 | 0 |  | 0 | 0 | 0 |  | 0 | 0 | 0 | 0 | 0 | 0 | 0 | 0 | 0 | 0 | 0 | 0 | 0 | 0 | 0 | 0 | 0 | 0 | 0 | 0 | 0 | 0 | 0 | 12 | 1
NO |  | 30 | 2015 | 1 | 16 | 16 |  | Eastlake | Mayfield Q-3 | 0 | 0 |  | 0 | 0 | 0 |  | 0 | 0 | 0 | 0 | 0 | 0 | 0 | 0 | 0 | 0 | 0 | 0 | 0 | 0 | 0 | 0 | 0 | 0 | 0 | 0 | 0 | 0 | 0 | 12 | 1
NO |  | 30 | 2015 | 1 | 17 | 17 |  | Eastlake | Mayfield Q-4 | 0 | 0 |  | 0 | 0 | 0 |  | 0 | 0 | 0 | 0 | 0 | 0 | 0 | 0 | 0 | 0 | 0 | 0 | 0 | 0 | 0 | 0 | 0 | 0 | 0 | 0 | 0 | 0 | 0 | 12 | 1
NO |  | 30 | 2015 | 1 | 18 | 18 |  | Eastlake | Nottingham Q-11 | 0 | 0 |  | 0 | 0 | 0 |  | 0 | 0 | 0 | 0 | 0 | 0 | 0 | 0 | 0 | 0 | 0 | 0 | 0 | 0 | 0 | 0 | 0 | 0 | 0 | 0 | 0 | 0 | 0 | 12 | 1
NO |  | 30 | 2015 | 1 | 19 | 19 |  | Eastlake | Leroy Center Q-15 | 0 | 0 |  | 0 | 0 | 0 |  | 0 | 0 | 0 | 0 | 0 | 0 | 0 | 0 | 0 | 0 | 0 | 0 | 0 | 0 | 0 | 0 | 0 | 0 | 0 | 0 | 0 | 0 | 0 | 12 | 1
NO |  | 30 | 2015 | 1 | 20 | 20 |  | Eastlake | Leroy Center Q--16 | 0 | 0 |  | 0 | 0 | 0 |  | 0 | 0 | 0 | 0 | 0 | 0 | 0 | 0 | 0 | 0 | 0 | 0 | 0 | 0 | 0 | 0 | 0 | 0 | 0 | 0 | 0 | 0 | 0 | 12 | 1
NO |  | 30 | 2015 | 1 | 21 | 21 |  | Emily | Fox Q-14 | 0 | 0 |  | 0 | 0 | 0 |  | 0 | 0 | 0 | 0 | 0 | 0 | 0 | 0 | 0 | 0 | 0 | 0 | 0 | 0 | 0 | 0 | 0 | 0 | 0 | 0 | 0 | 0 | 0 | 12 | 1
NO |  | 30 | 2015 | 1 | 22 | 22 |  | Fowles | Fox Q-12 | 0 | 0 |  | 0 | 0 | 0 |  | 0 | 0 | 0 | 0 | 0 | 0 | 0 | 0 | 0 | 0 | 0 | 0 | 0 | 0 | 0 | 0 | 0 | 0 | 0 | 0 | 0 | 0 | 0 | 12 | 1
NO |  | 30 | 2015 | 1 | 23 | 23 |  | Fowles | Fox Q-13 | 0 | 0 |  | 0 | 0 | 0 |  | 0 | 0 | 0 | 0 | 0 | 0 | 0 | 0 | 0 | 0 | 0 | 0 | 0 | 0 | 0 | 0 | 0 | 0 | 0 | 0 | 0 | 0 | 0 | 12 | 1
NO |  | 30 | 2015 | 1 | 24 | 24 |  | Fowles | NASA Q-15 | 0 | 0 |  | 0 | 0 | 0 |  | 0 | 0 | 0 | 0 | 0 | 0 | 0 | 0 | 0 | 0 | 0 | 0 | 0 | 0 | 0 | 0 | 0 | 0 | 0 | 0 | 0 | 0 | 0 | 12 | 1
NO |  | 30 | 2015 | 1 | 25 | 25 |  | Fowles | NASA Q-16 | 0 | 0 |  | 0 | 0 | 0 |  | 0 | 0 | 0 | 0 | 0 | 0 | 0 | 0 | 0 | 0 | 0 | 0 | 0 | 0 | 0 | 0 | 0 | 0 | 0 | 0 | 0 | 0 | 0 | 12 | 1
NO |  | 30 | 2015 | 1 | 26 | 26 |  | Fowles | NASA Q-17 | 0 | 0 |  | 0 | 0 | 0 |  | 0 | 0 | 0 | 0 | 0 | 0 | 0 | 0 | 0 | 0 | 0 | 0 | 0 | 0 | 0 | 0 | 0 | 0 | 0 | 0 | 0 | 0 | 0 | 12 | 1
NO |  | 30 | 2015 | 1 | 27 | 27 |  | Fowles | NASA Q-18 | 0 | 0 |  | 0 | 0 | 0 |  | 0 | 0 | 0 | 0 | 0 | 0 | 0 | 0 | 0 | 0 | 0 | 0 | 0 | 0 | 0 | 0 | 0 | 0 | 0 | 0 | 0 | 0 | 0 | 12 | 1
NO |  | 30 | 2015 | 1 | 28 | 28 |  | Fowles | Pleasant Valley Q-1 | 0 | 0 |  | 0 | 0 | 0 |  | 0 | 0 | 0 | 0 | 0 | 0 | 0 | 0 | 0 | 0 | 0 | 0 | 0 | 0 | 0 | 0 | 0 | 0 | 0 | 0 | 0 | 0 | 0 | 12 | 1
NO |  | 30 | 2015 | 1 | 29 | 29 |  | Fowles | Pleasant Valley Q-2 | 0 | 0 |  | 0 | 0 | 0 |  | 0 | 0 | 0 | 0 | 0 | 0 | 0 | 0 | 0 | 0 | 0 | 0 | 0 | 0 | 0 | 0 | 0 | 0 | 0 | 0 | 0 | 0 | 0 | 12 | 1
NO |  | 30 | 2015 | 1 | 30 | 30 |  | Fowles | Pleasant Valley Q-3 | 0 | 0 |  | 0 | 0 | 0 |  | 0 | 0 | 0 | 0 | 0 | 0 | 0 | 0 | 0 | 0 | 0 | 0 | 0 | 0 | 0 | 0 | 0 | 0 | 0 | 0 | 0 | 0 | 0 | 12 | 1
NO |  | 30 | 2015 | 1 | 31 | 31 |  | Fowles | Pleasant Valey Q-4 | 0 | 0 |  | 0 | 0 | 0 |  | 0 | 0 | 0 | 0 | 0 | 0 | 0 | 0 | 0 | 0 | 0 | 0 | 0 | 0 | 0 | 0 | 0 | 0 | 0 | 0 | 0 | 0 | 0 | 12 | 1
NO |  | 30 | 2015 | 1 | 32 | 32 |  | Fox | Clinton Q-11 | 0 | 0 |  | 0 | 0 | 0 |  | 0 | 0 | 0 | 0 | 0 | 0 | 0 | 0 | 0 | 0 | 0 | 0 | 0 | 0 | 0 | 0 | 0 | 0 | 0 | 0 | 0 | 0 | 0 | 12 | 1
NO |  | 30 | 2015 | 1 | 33 | 33 |  | Fox | Clinton Q-12 | 0 | 0 |  | 0 | 0 | 0 |  | 0 | 0 | 0 | 0 | 0 | 0 | 0 | 0 | 0 | 0 | 0 | 0 | 0 | 0 | 0 | 0 | 0 | 0 | 0 | 0 | 0 | 0 | 0 | 12 | 1
NO |  | 30 | 2015 | 1 | 34 | 34 |  | Fox | Clinton Q-13 | 0 | 0 |  | 0 | 0 | 0 |  | 0 | 0 | 0 | 0 | 0 | 0 | 0 | 0 | 0 | 0 | 0 | 0 | 0 | 0 | 0 | 0 | 0 | 0 | 0 | 0 | 0 | 0 | 0 | 12 | 1
NO |  | 30 | 2015 | 1 | 35 | 35 |  | Fox | Clinton Q-14 | 0 | 0 |  | 0 | 0 | 0 |  | 0 | 0 | 0 | 0 | 0 | 0 | 0 | 0 | 0 | 0 | 0 | 0 | 0 | 0 | 0 | 0 | 0 | 0 | 0 | 0 | 0 | 0 | 0 | 12 | 1
NO |  | 30 | 2015 | 2 | 1 | 1 |  | Hamilton | Horizon #1 | 0 | 0 |  | 0 | 0 | 0 |  | 0 | 0 | 0 | 0 | 0 | 0 | 0 | 0 | 0 | 0 | 0 | 0 | 0 | 0 | 0 | 0 | 0 | 0 | 0 | 0 | 0 | 0 | 0 | 12 | 1
NO |  | 30 | 2015 | 2 | 2 | 2 |  | Hamilton | Horizon #2 | 0 | 0 |  | 0 | 0 | 0 |  | 0 | 0 | 0 | 0 | 0 | 0 | 0 | 0 | 0 | 0 | 0 | 0 | 0 | 0 | 0 | 0 | 0 | 0 | 0 | 0 | 0 | 0 | 0 | 12 | 1
NO |  | 30 | 2015 | 2 | 3 | 3 |  | Harding | Jennings Q-11 | 0 | 0 |  | 0 | 0 | 0 |  | 0 | 0 | 0 | 0 | 0 | 0 | 0 | 0 | 0 | 0 | 0 | 0 | 0 | 0 | 0 | 0 | 0 | 0 | 0 | 0 | 0 | 0 | 0 | 12 | 1
NO |  | 30 | 2015 | 2 | 4 | 4 |  | Harding | Jennings Q-12 | 0 | 0 |  | 0 | 0 | 0 |  | 0 | 0 | 0 | 0 | 0 | 0 | 0 | 0 | 0 | 0 | 0 | 0 | 0 | 0 | 0 | 0 | 0 | 0 | 0 | 0 | 0 | 0 | 0 | 12 | 1
NO |  | 30 | 2015 | 2 | 5 | 5 |  | Harding | Jennings Q-13 | 0 | 0 |  | 0 | 0 | 0 |  | 0 | 0 | 0 | 0 | 0 | 0 | 0 | 0 | 0 | 0 | 0 | 0 | 0 | 0 | 0 | 0 | 0 | 0 | 0 | 0 | 0 | 0 | 0 | 12 | 1
NO |  | 30 | 2015 | 2 | 6 | 6 |  | Harding | Jennings Q-14 | 0 | 0 |  | 0 | 0 | 0 |  | 0 | 0 | 0 | 0 | 0 | 0 | 0 | 0 | 0 | 0 | 0 | 0 | 0 | 0 | 0 | 0 | 0 | 0 | 0 | 0 | 0 | 0 | 0 | 12 | 1
NO |  | 30 | 2015 | 2 | 7 | 7 |  | Harper | West Akron | 0 | 0 |  | 0 | 0 | 0 |  | 0 | 0 | 0 | 0 | 0 | 0 | 0 | 0 | 0 | 0 | 0 | 0 | 0 | 0 | 0 | 0 | 0 | 0 | 0 | 0 | 0 | 0 | 0 | 12 | 1
NO |  | 30 | 2015 | 2 | 8 | 8 |  | Horizon | Jennings Q-1 | 0 | 0 |  | 0 | 0 | 0 |  | 0 | 0 | 0 | 0 | 0 | 0 | 0 | 0 | 0 | 0 | 0 | 0 | 0 | 0 | 0 | 0 | 0 | 0 | 0 | 0 | 0 | 0 | 0 | 12 | 1
NO |  | 30 | 2015 | 2 | 9 | 9 |  | Horizon | Jennings Q-2 | 0 | 0 |  | 0 | 0 | 0 |  | 0 | 0 | 0 | 0 | 0 | 0 | 0 | 0 | 0 | 0 | 0 | 0 | 0 | 0 | 0 | 0 | 0 | 0 | 0 | 0 | 0 | 0 | 0 | 12 | 1
NO |  | 30 | 2015 | 2 | 10 | 10 |  | Inland | Ivy Q-11 | 0 | 0 |  | 0 | 0 | 0 |  | 0 | 0 | 0 | 0 | 0 | 0 | 0 | 0 | 0 | 0 | 0 | 0 | 0 | 0 | 0 | 0 | 0 | 0 | 0 | 0 | 0 | 0 | 0 | 12 | 1
NO |  | 30 | 2015 | 2 | 11 | 11 |  | Inland | Ivy Q-14 | 0 | 0 |  | 0 | 0 | 0 |  | 0 | 0 | 0 | 0 | 0 | 0 | 0 | 0 | 0 | 0 | 0 | 0 | 0 | 0 | 0 | 0 | 0 | 0 | 0 | 0 | 0 | 0 | 0 | 12 | 1
NO |  | 30 | 2015 | 2 | 12 | 12 |  | Jennings | Clark Q-12 | 0 | 0 |  | 0 | 0 | 0 |  | 0 | 0 | 0 | 0 | 0 | 0 | 0 | 0 | 0 | 0 | 0 | 0 | 0 | 0 | 0 | 0 | 0 | 0 | 0 | 0 | 0 | 0 | 0 | 12 | 1
NO |  | 30 | 2015 | 2 | 13 | 13 |  | Jennings | LTV West Q-12 | 0 | 0 |  | 0 | 0 | 0 |  | 0 | 0 | 0 | 0 | 0 | 0 | 0 | 0 | 0 | 0 | 0 | 0 | 0 | 0 | 0 | 0 | 0 | 0 | 0 | 0 | 0 | 0 | 0 | 12 | 1
NO |  | 30 | 2015 | 2 | 14 | 14 |  | Jennings | LTV West Q-13 | 0 | 0 |  | 0 | 0 | 0 |  | 0 | 0 | 0 | 0 | 0 | 0 | 0 | 0 | 0 | 0 | 0 | 0 | 0 | 0 | 0 | 0 | 0 | 0 | 0 | 0 | 0 | 0 | 0 | 12 | 1
NO |  | 30 | 2015 | 2 | 15 | 15 |  | Jennings | LTV West Q-14 | 0 | 0 |  | 0 | 0 | 0 |  | 0 | 0 | 0 | 0 | 0 | 0 | 0 | 0 | 0 | 0 | 0 | 0 | 0 | 0 | 0 | 0 | 0 | 0 | 0 | 0 | 0 | 0 | 0 | 12 | 1
NO |  | 30 | 2015 | 2 | 16 | 16 |  | Juniper | Jennings Q-15 | 0 | 0 |  | 0 | 0 | 0 |  | 0 | 0 | 0 | 0 | 0 | 0 | 0 | 0 | 0 | 0 | 0 | 0 | 0 | 0 | 0 | 0 | 0 | 0 | 0 | 0 | 0 | 0 | 0 | 12 | 1
NO |  | 30 | 2015 | 2 | 17 | 17 |  | Juniper | Jennings Q-16 | 0 | 0 |  | 0 | 0 | 0 |  | 0 | 0 | 0 | 0 | 0 | 0 | 0 | 0 | 0 | 0 | 0 | 0 | 0 | 0 | 0 | 0 | 0 | 0 | 0 | 0 | 0 | 0 | 0 | 12 | 1
NO |  | 30 | 2015 | 2 | 18 | 18 |  | Juniper | Newburgh Q-17 | 0 | 0 |  | 0 | 0 | 0 |  | 0 | 0 | 0 | 0 | 0 | 0 | 0 | 0 | 0 | 0 | 0 | 0 | 0 | 0 | 0 | 0 | 0 | 0 | 0 | 0 | 0 | 0 | 0 | 12 | 1
NO |  | 30 | 2015 | 2 | 19 | 19 |  | Juniper | Newburgh Q-18 | 0 | 0 |  | 0 | 0 | 0 |  | 0 | 0 | 0 | 0 | 0 | 0 | 0 | 0 | 0 | 0 | 0 | 0 | 0 | 0 | 0 | 0 | 0 | 0 | 0 | 0 | 0 | 0 | 0 | 12 | 1
NO |  | 30 | 2015 | 2 | 20 | 20 |  | Juniper | Pleasant Valley Q-1 | 0 | 0 |  | 0 | 0 | 0 |  | 0 | 0 | 0 | 0 | 0 | 0 | 0 | 0 | 0 | 0 | 0 | 0 | 0 | 0 | 0 | 0 | 0 | 0 | 0 | 0 | 0 | 0 | 0 | 12 | 1
NO |  | 30 | 2015 | 2 | 21 | 21 |  | Juniper | Pleasant Valley Q-2 | 0 | 0 |  | 0 | 0 | 0 |  | 0 | 0 | 0 | 0 | 0 | 0 | 0 | 0 | 0 | 0 | 0 | 0 | 0 | 0 | 0 | 0 | 0 | 0 | 0 | 0 | 0 | 0 | 0 | 12 | 1
NO |  | 30 | 2015 | 2 | 22 | 22 |  | Juniper | Pleasant Valley Q-3 | 0 | 0 |  | 0 | 0 | 0 |  | 0 | 0 | 0 | 0 | 0 | 0 | 0 | 0 | 0 | 0 | 0 | 0 | 0 | 0 | 0 | 0 | 0 | 0 | 0 | 0 | 0 | 0 | 0 | 12 | 1
NO |  | 30 | 2015 | 2 | 23 | 23 |  | Juniper | Pleasant Valley Q-4 | 0 | 0 |  | 0 | 0 | 0 |  | 0 | 0 | 0 | 0 | 0 | 0 | 0 | 0 | 0 | 0 | 0 | 0 | 0 | 0 | 0 | 0 | 0 | 0 | 0 | 0 | 0 | 0 | 0 | 12 | 1
NO |  | 30 | 2015 | 2 | 24 | 24 |  | Lakeshore | Hamilton #1 | 0 | 0 |  | 0 | 0 | 0 |  | 0 | 0 | 0 | 0 | 0 | 0 | 0 | 0 | 0 | 0 | 0 | 0 | 0 | 0 | 0 | 0 | 0 | 0 | 0 | 0 | 0 | 0 | 0 | 12 | 1
NO |  | 30 | 2015 | 2 | 25 | 25 |  | Lakeshore | Hamilton #2 | 0 | 0 |  | 0 | 0 | 0 |  | 0 | 0 | 0 | 0 | 0 | 0 | 0 | 0 | 0 | 0 | 0 | 0 | 0 | 0 | 0 | 0 | 0 | 0 | 0 | 0 | 0 | 0 | 0 | 12 | 1
NO |  | 30 | 2015 | 2 | 26 | 26 |  | Lakeshore | Inland Q-4 | 0 | 0 |  | 0 | 0 | 0 |  | 0 | 0 | 0 | 0 | 0 | 0 | 0 | 0 | 0 | 0 | 0 | 0 | 0 | 0 | 0 | 0 | 0 | 0 | 0 | 0 | 0 | 0 | 0 | 12 | 1
NO |  | 30 | 2015 | 2 | 27 | 27 |  | Leroy Center | Mayfield Q-2 | 0 | 0 |  | 0 | 0 | 0 |  | 0 | 0 | 0 | 0 | 0 | 0 | 0 | 0 | 0 | 0 | 0 | 0 | 0 | 0 | 0 | 0 | 0 | 0 | 0 | 0 | 0 | 0 | 0 | 12 | 1
NO |  | 30 | 2015 | 2 | 28 | 28 |  | Leroy Center | Mayfield Q-3 | 0 | 0 |  | 0 | 0 | 0 |  | 0 | 0 | 0 | 0 | 0 | 0 | 0 | 0 | 0 | 0 | 0 | 0 | 0 | 0 | 0 | 0 | 0 | 0 | 0 | 0 | 0 | 0 | 0 | 12 | 1
NO |  | 30 | 2015 | 2 | 29 | 29 |  | Leroy Center | Stacy Q-3 | 0 | 0 |  | 0 | 0 | 0 |  | 0 | 0 | 0 | 0 | 0 | 0 | 0 | 0 | 0 | 0 | 0 | 0 | 0 | 0 | 0 | 0 | 0 | 0 | 0 | 0 | 0 | 0 | 0 | 12 | 1
NO |  | 30 | 2015 | 2 | 30 | 30 |  | Mayfield | Northfield Q-1 | 0 | 0 |  | 0 | 0 | 0 |  | 0 | 0 | 0 | 0 | 0 | 0 | 0 | 0 | 0 | 0 | 0 | 0 | 0 | 0 | 0 | 0 | 0 | 0 | 0 | 0 | 0 | 0 | 0 | 12 | 1
NO |  | 30 | 2015 | 2 | 31 | 31 |  | Mayfield | Northfield Q-2 | 0 | 0 |  | 0 | 0 | 0 |  | 0 | 0 | 0 | 0 | 0 | 0 | 0 | 0 | 0 | 0 | 0 | 0 | 0 | 0 | 0 | 0 | 0 | 0 | 0 | 0 | 0 | 0 | 0 | 12 | 1
NO |  | 30 | 2015 | 2 | 32 | 32 |  | Mayfield | Northfield Q-3 | 0 | 0 |  | 0 | 0 | 0 |  | 0 | 0 | 0 | 0 | 0 | 0 | 0 | 0 | 0 | 0 | 0 | 0 | 0 | 0 | 0 | 0 | 0 | 0 | 0 | 0 | 0 | 0 | 0 | 12 | 1
NO |  | 30 | 2015 | 2 | 33 | 33 |  | Mayfield | Northfield Q-4 | 0 | 0 |  | 0 | 0 | 0 |  | 0 | 0 | 0 | 0 | 0 | 0 | 0 | 0 | 0 | 0 | 0 | 0 | 0 | 0 | 0 | 0 | 0 | 0 | 0 | 0 | 0 | 0 | 0 | 12 | 1
NO |  | 30 | 2015 | 2 | 34 | 34 |  | Northfield | Juniper Q-1 | 0 | 0 |  | 0 | 0 | 0 |  | 0 | 0 | 0 | 0 | 0 | 0 | 0 | 0 | 0 | 0 | 0 | 0 | 0 | 0 | 0 | 0 | 0 | 0 | 0 | 0 | 0 | 0 | 0 | 12 | 1
NO |  | 30 | 2015 | 2 | 35 | 35 |  | Northfield | Juniper Q-2 | 0 | 0 |  | 0 | 0 | 0 |  | 0 | 0 | 0 | 0 | 0 | 0 | 0 | 0 | 0 | 0 | 0 | 0 | 0 | 0 | 0 | 0 | 0 | 0 | 0 | 0 | 0 | 0 | 0 | 12 | 1
NO |  | 30 | 2015 | 3 | 1 | 1 |  | Northfield | Juniper Q-3 | 0 | 0 |  | 0 | 0 | 0 |  | 0 | 0 | 0 | 0 | 0 | 0 | 0 | 0 | 0 | 0 | 0 | 0 | 0 | 0 | 0 | 0 | 0 | 0 | 0 | 0 | 0 | 0 | 0 | 12 | 1
NO |  | 30 | 2015 | 3 | 2 | 2 |  | Northfield | Juniper Q-4 | 0 | 0 |  | 0 | 0 | 0 |  | 0 | 0 | 0 | 0 | 0 | 0 | 0 | 0 | 0 | 0 | 0 | 0 | 0 | 0 | 0 | 0 | 0 | 0 | 0 | 0 | 0 | 0 | 0 | 12 | 1
NO |  | 30 | 2015 | 3 | 3 | 3 |  | Nottingham | Jordon Q-11 | 0 | 0 |  | 0 | 0 | 0 |  | 0 | 0 | 0 | 0 | 0 | 0 | 0 | 0 | 0 | 0 | 0 | 0 | 0 | 0 | 0 | 0 | 0 | 0 | 0 | 0 | 0 | 0 | 0 | 12 | 1
NO |  | 30 | 2015 | 3 | 4 | 4 |  | Pleasant Valley | Harding Q-11 | 0 | 0 |  | 0 | 0 | 0 |  | 0 | 0 | 0 | 0 | 0 | 0 | 0 | 0 | 0 | 0 | 0 | 0 | 0 | 0 | 0 | 0 | 0 | 0 | 0 | 0 | 0 | 0 | 0 | 12 | 1
NO |  | 30 | 2015 | 3 | 5 | 5 |  | Pleasant Valley | Harding Q-12 | 0 | 0 |  | 0 | 0 | 0 |  | 0 | 0 | 0 | 0 | 0 | 0 | 0 | 0 | 0 | 0 | 0 | 0 | 0 | 0 | 0 | 0 | 0 | 0 | 0 | 0 | 0 | 0 | 0 | 12 | 1
NO |  | 30 | 2015 | 3 | 6 | 6 |  | Pleasant Valley | Harding Q-13 | 0 | 0 |  | 0 | 0 | 0 |  | 0 | 0 | 0 | 0 | 0 | 0 | 0 | 0 | 0 | 0 | 0 | 0 | 0 | 0 | 0 | 0 | 0 | 0 | 0 | 0 | 0 | 0 | 0 | 12 | 1
NO |  | 30 | 2015 | 3 | 7 | 7 |  | Pleasant Valley | Harding Q-14 | 0 | 0 |  | 0 | 0 | 0 |  | 0 | 0 | 0 | 0 | 0 | 0 | 0 | 0 | 0 | 0 | 0 | 0 | 0 | 0 | 0 | 0 | 0 | 0 | 0 | 0 | 0 | 0 | 0 | 12 | 1
NO |  | 30 | 2015 | 3 | 8 | 8 |  | Pleasant Valley | Harper Q-21 | 0 | 0 |  | 0 | 0 | 0 |  | 0 | 0 | 0 | 0 | 0 | 0 | 0 | 0 | 0 | 0 | 0 | 0 | 0 | 0 | 0 | 0 | 0 | 0 | 0 | 0 | 0 | 0 | 0 | 12 | 1
NO |  | 30 | 2015 | 3 | 9 | 9 |  | West Akron | Pleasant Valley East Q-22 | 0 | 0 |  | 0 | 0 | 0 |  | 0 | 0 | 0 | 0 | 0 | 0 | 0 | 0 | 0 | 0 | 0 | 0 | 0 | 0 | 0 | 0 | 0 | 0 | 0 | 0 | 0 | 0 | 0 | 12 | 1
NO |  | 30 | 2015 | 3 | 10 | 10 |  |  |  | 0 | 0 |  | 948.05 | 0 | 0 |  | 16753137 | 4219259 | 20972396 | 0 | 0 | 0 | 0 | 0 | 0 | 0 | 0 | 0 | 0 | 0 | 0 | 0 | 0 | 0 | 0 | 0 | 0 | 0 | 0 | 12 | 1
NO |  | 30 | 2015 | 3 | 11 | 11 |  | TOTAL 138 KV LINES |  | 0 | 0 |  | 948.05 | 0 | 0 |  | 16753137 | 4219259 | 20972396 | 0 | 0 | 0 | 0 | 0 | 0 | 0 | 0 | 0 | 0 | 0 | 0 | 0 | 650300022 | 0 | 0 | 0 | 0 | 0 | 0 | 12 | 1
SI/NO | A | 30 | 2015 | 3 | 13 | 13 |  | 69 kv Lines |  | 0 | 0 | Various | 811.7 | 0 | 2 |  | 1389856 | 4129839 | 5519695 | 0 | 0 | 0 | 100450.839 | 0 | 0 | 0 | 0 | 0 | 0 | 0 | 0 | 0 | 0 | 0 | 0 | 0 | 0 | 0 | 0 | 12 | 1
SI/NO | A | 30 | 2015 | 3 | 14 | 14 |  | 34.5 kv Lines |  | 0 | 0 | Various | 218.27 | 0 | 1 |  | 3994542 | 147863237 | 151857779 | 0 | 0 | 0 | 2763602.2108 | 0 | 0 | 0 | 0 | 0 | 0 | 0 | 0 | 0 | 0 | 0 | 0 | 0 | 0 | 0 | 0 | 12 | 1
SI/NO | A | 30 | 2015 | 3 | 15 | 15 |  | 23 kv Lines |  | 0 | 0 | Various | 49.36 | 0 | 1 |  | 603661 | 71281442 | 71885103 | 0 | 0 | 0 | 1308209.7663 | 0 | 0 | 0 | 0 | 0 | 0 | 0 | 0 | 0 | 0 | 0 | 0 | 0 | 0 | 0 | 0 | 12 | 1
NO |  | 30 | 2015 | 3 | 19 | 19 |  | Operation and Maintenance |  | 0 | 0 |  | 0 | 0 | 0 |  | 0 | 0 | 0 | 12520 | 745577 | 2 | 758099 | 0 | 0 | 0 | 0 | 0 | 0 | 0 | 0 | 0 | 0 | 0 | 0 | 0 | 0 | 0 | 0 | 12 | 1
NO |  | 30 | 2015 | 3 | 20 | 20 |  | Expense |  | 0 | 0 |  | 0 | 0 | 0 |  | 0 | 0 | 0 | 0 | 0 | 0 | 0 | 0 | 0 | 0 | 0 | 0 | 0 | 0 | 0 | 0 | 0 | 0 | 0 | 0 | 0 | 0 | 0 | 12 | 1
NO |  | 32 | 2015 | 0 | 1 | 1 |  |  |  | 0 | 0 |  | 0 | 0 | 0 |  | 0 | 0 | 0 | 0 | 0 | 0 | 0 | 650320189 | 0 | 0 | 0 | 0 | 0 | 0 | 0 | 0 | 0 | 0 | 0 | 0 | 0 | 0 | 0 | 12 | 1
NO |  | 32 | 2015 | 0 | 2 | 2 |  | 138 KV Line |  | 0 | 0 |  | 0 | 0 | 0 |  | 30492868 | 982371930 | 1012864798 | 0 | 0 | 0 | 0 | 0 | 0 | 0 | 0 | 0 | 0 | 0 | 0 | 0 | 0 | 0 | 0 | 0 | 0 | 0 | 0 | 12 | 1
NO |  | 32 | 2015 | 0 | 4 | 4 |  | 345 KV Line |  | 0 | 0 |  | 0 | 0 | 0 |  | 74131089 | 969194764 | 1043325853 | 0 | 0 | 0 | 0 | 0 | 0 | 0 | 0 | 0 | 0 | 0 | 0 | 0 | 0 | 0 | 0 | 0 | 0 | 0 | 0 | 12 | 1
NO |  | 32 | 2015 | 0 | 6 | 6 |  | 765 KV Line |  | 0 | 0 |  | 0 | 0 | 0 |  | 9669550 | 49533320 | 59202870 | 0 | 0 | 0 | 0 | 0 | 0 | 0 | 0 | 0 | 0 | 0 | 0 | 0 | 0 | 0 | 0 | 0 | 0 | 0 | 0 | 12 | 1
NO |  | 32 | 2015 | 0 | 34 | 34 |  | Overhead Line Expenses |  | 0 | 0 |  | 0 | 0 | 0 |  | 0 | 0 | 0 | 4094123 | 18969801 | 856032 | 23919956 | 0 | 0 | 0 | 0 | 0 | 0 | 0 | 0 | 0 | 0 | 0 | 0 | 0 | 0 | 0 | 0 | 12 | 1
NO |  | 32 | 2015 | 0 | 35 | 35 |  | Undergound Line Expenses |  | 0 | 0 |  | 0 | 0 | 0 |  | 0 | 0 | 0 | 15738 | 3952788 | 310 | 3968836 | 0 | 0 | 0 | 0 | 0 | 0 | 0 | 0 | 0 | 0 | 0 | 0 | 0 | 0 | 0 | 0 | 12 | 1
NO |  | 32 | 2015 | 0 | 36 | 36 |  | TOTAL |  | 0 | 0 |  | 2777.26 | 2199.07 | 372 |  | 114293507 | 2001100014 | 2115393521 | 4109861 | 22922589 | 856342 | 27888792 | 0 | 0 | 0 | 0 | 0 | 0 | 0 | 0 | 0 | 0 | 0 | 0 | 0 | 0 | 0 | 0 | 12 | 1
NO |  | 32 | 2015 | 1 | 1 | 1 |  | 765KV LINES OVERHEAD |  | 0 | 0 |  | 0 | 0 | 0 |  | 0 | 0 | 0 | 0 | 0 | 0 | 0 | 0 | 0 | 0 | 0 | 0 | 0 | 0 | 0 | 0 | 0 | 0 | 0 | 0 | 0 | 0 | 0 | 12 | 1
NO |  | 32 | 2015 | 1 | 2 | 2 |  | 2315 COLLINS | PLANO | 765 | 765 | ST | 34.41 | 0 | 1 | 4-1585 AE ACAR | 0 | 0 | 0 | 0 | 0 | 0 | 0 | 0 | 0 | 0 | 0 | 0 | 0 | 0 | 0 | 0 | 0 | 0 | 0 | 0 | 0 | 0 | 0 | 12 | 1
NO |  | 32 | 2015 | 1 | 3 | 3 |  | 11215 WILTON CENTER | ILL-IND STATE LINE | 765 | 765 | ST | 27.82 | 0 | 1 | 4-1277 ACAR | 0 | 0 | 0 | 0 | 0 | 0 | 0 | 0 | 0 | 0 | 0 | 0 | 0 | 0 | 0 | 0 | 0 | 0 | 0 | 0 | 0 | 0 | 0 | 12 | 1
NO |  | 32 | 2015 | 1 | 4 | 4 |  | 11216 WILTON CENTER | COLLINS | 765 | 765 | ST | 27.37 | 0 | 1 | 4-1585 AE ACAR | 0 | 0 | 0 | 0 | 0 | 0 | 0 | 0 | 0 | 0 | 0 | 0 | 0 | 0 | 0 | 0 | 0 | 0 | 0 | 0 | 0 | 0 | 0 | 12 | 1
NO |  | 32 | 2015 | 1 | 5 | 5 |  | 345KV LINES OVERHEAD |  | 0 | 0 |  | 0 | 0 | 0 | 345kV LINES OVERH | 0 | 0 | 0 | 0 | 0 | 0 | 0 | 0 | 0 | 0 | 0 | 0 | 0 | 0 | 0 | 0 | 0 | 0 | 0 | 0 | 0 | 0 | 0 | 12 | 1
NO |  | 32 | 2015 | 1 | 6 | 6 |  | 0101 LASALLE | PLANO | 345 | 345 | ST | 28.64 | 0 | 1 | 2-1277 ACSR | 0 | 0 | 0 | 0 | 0 | 0 | 0 | 0 | 0 | 0 | 0 | 0 | 0 | 0 | 0 | 0 | 0 | 0 | 0 | 0 | 0 | 0 | 0 | 12 | 1
NO |  | 32 | 2015 | 1 | 7 | 7 |  | 0101 LASALLE | PLANO | 345 | 345 | SP | 12.32 | 0 | 0 | 2-1277 ACSR | 0 | 0 | 0 | 0 | 0 | 0 | 0 | 0 | 0 | 0 | 0 | 0 | 0 | 0 | 0 | 0 | 0 | 0 | 0 | 0 | 0 | 0 | 0 | 12 | 1
NO |  | 32 | 2015 | 1 | 8 | 8 |  | 0102 LASALLE | PLANO | 345 | 345 | ST | 0.47 | 28.14 | 1 | 2-1277 ACSR | 0 | 0 | 0 | 0 | 0 | 0 | 0 | 0 | 0 | 0 | 0 | 0 | 0 | 0 | 0 | 0 | 0 | 0 | 0 | 0 | 0 | 0 | 0 | 12 | 1
NO |  | 32 | 2015 | 1 | 9 | 9 |  | 0102 LASALLE | PLANO | 345 | 345 | SP | 0 | 12.32 | 0 | 2-1277 ACSR, 2-T2 | 0 | 0 | 0 | 0 | 0 | 0 | 0 | 0 | 0 | 0 | 0 | 0 | 0 | 0 | 0 | 0 | 0 | 0 | 0 | 0 | 0 | 0 | 0 | 12 | 1
NO |  | 32 | 2015 | 1 | 10 | 10 |  | 0103 LASALLE | BRAIDWOOD | 345 | 345 | SP | 24.86 | 0 | 1 | 2-1277 ACSR | 0 | 0 | 0 | 0 | 0 | 0 | 0 | 0 | 0 | 0 | 0 | 0 | 0 | 0 | 0 | 0 | 0 | 0 | 0 | 0 | 0 | 0 | 0 | 12 | 1
NO |  | 32 | 2015 | 1 | 11 | 11 |  | 0103 LASALLE | BRAIDWOOD | 345 | 345 | ST | 0.69 | 0 | 0 | 2-1277 ACSR | 0 | 0 | 0 | 0 | 0 | 0 | 0 | 0 | 0 | 0 | 0 | 0 | 0 | 0 | 0 | 0 | 0 | 0 | 0 | 0 | 0 | 0 | 0 | 12 | 1
NO |  | 32 | 2015 | 1 | 12 | 12 |  | 0104 LASALLE | BRAIDWOOD | 345 | 345 | ST | 0.58 | 0 | 1 | 2-1277 ACSR | 0 | 0 | 0 | 0 | 0 | 0 | 0 | 0 | 0 | 0 | 0 | 0 | 0 | 0 | 0 | 0 | 0 | 0 | 0 | 0 | 0 | 0 | 0 | 12 | 1
NO |  | 32 | 2015 | 1 | 13 | 13 |  | 0104 LASALLE | BRAIDWOOD | 345 | 345 | SP | 0 | 24.86 | 0 | 2-1277 ACSR | 0 | 0 | 0 | 0 | 0 | 0 | 0 | 0 | 0 | 0 | 0 | 0 | 0 | 0 | 0 | 0 | 0 | 0 | 0 | 0 | 0 | 0 | 0 | 12 | 1
NO |  | 32 | 2015 | 1 | 14 | 14 |  | 0301 POWERTON | KATYDID | 345 | 345 | SP | 1.39 | 0 | 1 | 2-1277 ACAR | 0 | 0 | 0 | 0 | 0 | 0 | 0 | 0 | 0 | 0 | 0 | 0 | 0 | 0 | 0 | 0 | 0 | 0 | 0 | 0 | 0 | 0 | 0 | 12 | 1
NO |  | 32 | 2015 | 1 | 15 | 15 |  | 0301 POWERTON | KATYDID | 345 | 345 | ST | 72.12 | 0 | 0 | 2-1277 ACAR | 0 | 0 | 0 | 0 | 0 | 0 | 0 | 0 | 0 | 0 | 0 | 0 | 0 | 0 | 0 | 0 | 0 | 0 | 0 | 0 | 0 | 0 | 0 | 12 | 1
NO |  | 32 | 2015 | 1 | 16 | 16 |  | 0301 POWERTON | KATYDID | 345 | 345 | WP | 0.48 | 0 | 0 | 2-1277 ACAR | 0 | 0 | 0 | 0 | 0 | 0 | 0 | 0 | 0 | 0 | 0 | 0 | 0 | 0 | 0 | 0 | 0 | 0 | 0 | 0 | 0 | 0 | 0 | 12 | 1
NO |  | 32 | 2015 | 1 | 17 | 17 |  | 0302 POWERTON | MOLE CREEK | 345 | 345 | SP | 1.25 | 0 | 1 | 2-1277 ACAR | 0 | 0 | 0 | 0 | 0 | 0 | 0 | 0 | 0 | 0 | 0 | 0 | 0 | 0 | 0 | 0 | 0 | 0 | 0 | 0 | 0 | 0 | 0 | 12 | 1
NO |  | 32 | 2015 | 1 | 18 | 18 |  | 0302 POWERTON | MOLE CREEK | 345 | 345 | ST | 44.91 | 0 | 0 | 2-1277 ACAR, 2338 | 0 | 0 | 0 | 0 | 0 | 0 | 0 | 0 | 0 | 0 | 0 | 0 | 0 | 0 | 0 | 0 | 0 | 0 | 0 | 0 | 0 | 0 | 0 | 12 | 1
NO |  | 32 | 2015 | 1 | 19 | 19 |  | 0303 POWERTON | GOODINGS GROVE | 345 | 345 | WP | 0.47 | 0 | 1 | 2-1277 ACAR | 0 | 0 | 0 | 0 | 0 | 0 | 0 | 0 | 0 | 0 | 0 | 0 | 0 | 0 | 0 | 0 | 0 | 0 | 0 | 0 | 0 | 0 | 0 | 12 | 1
NO |  | 32 | 2015 | 1 | 20 | 20 |  | 0303 POWERTON | GOODINGS GROVE | 345 | 345 | SP | 0 | 1.67 | 0 | 2-1277 ACAR, 2156 | 0 | 0 | 0 | 0 | 0 | 0 | 0 | 0 | 0 | 0 | 0 | 0 | 0 | 0 | 0 | 0 | 0 | 0 | 0 | 0 | 0 | 0 | 0 | 12 | 1
NO |  | 32 | 2015 | 1 | 21 | 21 |  | 0303 POWERTON | GOODINGS GROVE | 345 | 345 | ST | 0.75 | 124.14 | 0 | 2-1277 ACAR, 2338 | 0 | 0 | 0 | 0 | 0 | 0 | 0 | 0 | 0 | 0 | 0 | 0 | 0 | 0 | 0 | 0 | 0 | 0 | 0 | 0 | 0 | 0 | 0 | 12 | 1
NO |  | 32 | 2015 | 1 | 22 | 22 |  | 0304 POWERTON | TAXEWELL (CILCO) | 345 | 345 | ST | 0 | 8.9 | 1 | 2-1277 ACAR | 0 | 0 | 0 | 0 | 0 | 0 | 0 | 0 | 0 | 0 | 0 | 0 | 0 | 0 | 0 | 0 | 0 | 0 | 0 | 0 | 0 | 0 | 0 | 12 | 1
NO |  | 32 | 2015 | 1 | 23 | 23 |  | 0304 POWERTON | TAXEWELL (CILCO) | 345 | 345 | ST | 0.12 | 0 | 0 | 2-1277 ACAR | 0 | 0 | 0 | 0 | 0 | 0 | 0 | 0 | 0 | 0 | 0 | 0 | 0 | 0 | 0 | 0 | 0 | 0 | 0 | 0 | 0 | 0 | 0 | 12 | 1
NO |  | 32 | 2015 | 1 | 24 | 24 |  | 0403 QUAD CITIES | CORDOVA | 345 | 345 | ST | 1.96 | 0 | 1 | 2338 ACAR, 2-103W | 0 | 0 | 0 | 0 | 0 | 0 | 0 | 0 | 0 | 0 | 0 | 0 | 0 | 0 | 0 | 0 | 0 | 0 | 0 | 0 | 0 | 0 | 0 | 12 | 1
NO |  | 32 | 2015 | 1 | 25 | 25 |  | 0403 QUAD CITIES | CORDOVA | 345 | 345 | SP | 0.17 | 0 | 0 | 2-1277 ACAR | 0 | 0 | 0 | 0 | 0 | 0 | 0 | 0 | 0 | 0 | 0 | 0 | 0 | 0 | 0 | 0 | 0 | 0 | 0 | 0 | 0 | 0 | 0 | 12 | 1
NO |  | 32 | 2015 | 1 | 26 | 26 |  | 0404 QUAD CITIES | N.W. STEEL & WIRE | 345 | 345 | ST | 33.07 | 0 | 1 | 2-1277 ACAR | 0 | 0 | 0 | 0 | 0 | 0 | 0 | 0 | 0 | 0 | 0 | 0 | 0 | 0 | 0 | 0 | 0 | 0 | 0 | 0 | 0 | 0 | 0 | 12 | 1
NO |  | 32 | 2015 | 1 | 27 | 27 |  | 0621 BYRON | CHERRY VALLEY | 345 | 345 | ST | 0.26 | 13.17 | 1 | 2156 ACSR | 0 | 0 | 0 | 0 | 0 | 0 | 0 | 0 | 0 | 0 | 0 | 0 | 0 | 0 | 0 | 0 | 0 | 0 | 0 | 0 | 0 | 0 | 0 | 12 | 1
NO |  | 32 | 2015 | 1 | 28 | 28 |  | 0621 BYRON | CHERRY VALLEY | 345 | 345 | SP | 8.07 | 0 | 0 | 2156 ACSR | 0 | 0 | 0 | 0 | 0 | 0 | 0 | 0 | 0 | 0 | 0 | 0 | 0 | 0 | 0 | 0 | 0 | 0 | 0 | 0 | 0 | 0 | 0 | 12 | 1
NO |  | 32 | 2015 | 1 | 29 | 29 |  | 0622 BYRON | CHERRY VALLEY | 345 | 345 | ST | 21.52 | 0 | 1 | 2156 ACSR, 2338 A | 0 | 0 | 0 | 0 | 0 | 0 | 0 | 0 | 0 | 0 | 0 | 0 | 0 | 0 | 0 | 0 | 0 | 0 | 0 | 0 | 0 | 0 | 0 | 12 | 1
NO |  | 32 | 2015 | 1 | 30 | 30 |  | 0622 BYRON | CHERRY VALLEY | 345 | 345 | SP | 0.02 | 0 | 0 | 2156 ACSR | 0 | 0 | 0 | 0 | 0 | 0 | 0 | 0 | 0 | 0 | 0 | 0 | 0 | 0 | 0 | 0 | 0 | 0 | 0 | 0 | 0 | 0 | 0 | 12 | 1
NO |  | 32 | 2015 | 1 | 31 | 31 |  | 0624 BYRON | WEMPLETOWN | 345 | 345 | ST | 0.41 | 0 | 1 | 2156 ACSR | 0 | 0 | 0 | 0 | 0 | 0 | 0 | 0 | 0 | 0 | 0 | 0 | 0 | 0 | 0 | 0 | 0 | 0 | 0 | 0 | 0 | 0 | 0 | 12 | 1
NO |  | 32 | 2015 | 1 | 32 | 32 |  | 0624 BYRON | WEMPLETOWN | 345 | 345 | SP | 27.87 | 0 | 0 | 2156 ACSR, 2-2156 | 0 | 0 | 0 | 0 | 0 | 0 | 0 | 0 | 0 | 0 | 0 | 0 | 0 | 0 | 0 | 0 | 0 | 0 | 0 | 0 | 0 | 0 | 0 | 12 | 1
NO |  | 32 | 2015 | 1 | 33 | 33 |  | 0627 BYRON | LEE COUNTY E.C. | 345 | 345 | ST | 11.11 | 0 | 1 | 2-1277 ACAR | 0 | 0 | 0 | 0 | 0 | 0 | 0 | 0 | 0 | 0 | 0 | 0 | 0 | 0 | 0 | 0 | 0 | 0 | 0 | 0 | 0 | 0 | 0 | 12 | 1
NO |  | 32 | 2015 | 1 | 34 | 34 |  | 0627 BYRON | LEE COUNTY E.C. | 345 | 345 | SP | 0.07 | 0 | 0 | 2-1277 ACAR | 0 | 0 | 0 | 0 | 0 | 0 | 0 | 0 | 0 | 0 | 0 | 0 | 0 | 0 | 0 | 0 | 0 | 0 | 0 | 0 | 0 | 0 | 0 | 12 | 1
NO |  | 32 | 2015 | 1 | 35 | 35 |  | 0627 BYRON | LEE COUNTY E.C. | 345 | 345 | ST | 0.49 | 0 | 0 | 2156 ACSR | 0 | 0 | 0 | 0 | 0 | 0 | 0 | 0 | 0 | 0 | 0 | 0 | 0 | 0 | 0 | 0 | 0 | 0 | 0 | 0 | 0 | 0 | 0 | 12 | 1
NO |  | 32 | 2015 | 2 | 1 | 1 |  | 0627 BYRON | LEE COUNTY E.C. | 345 | 345 | SP | 7.8 | 0 | 0 | 2156 ACSR | 0 | 0 | 0 | 0 | 0 | 0 | 0 | 0 | 0 | 0 | 0 | 0 | 0 | 0 | 0 | 0 | 0 | 0 | 0 | 0 | 0 | 0 | 0 | 12 | 1
NO |  | 32 | 2015 | 2 | 2 | 2 |  | 0722 STATE LINE | BURNHAM | 345 | 345 | ST | 3.83 | 0 | 1 | 2338 ACAR | 0 | 0 | 0 | 0 | 0 | 0 | 0 | 0 | 0 | 0 | 0 | 0 | 0 | 0 | 0 | 0 | 0 | 0 | 0 | 0 | 0 | 0 | 0 | 12 | 1
NO |  | 32 | 2015 | 2 | 3 | 3 |  | 1202 DRESDEN | MOLE CREEK | 345 | 345 | SP | 0.62 | 0 | 1 | 2-1277 ACAR | 0 | 0 | 0 | 0 | 0 | 0 | 0 | 0 | 0 | 0 | 0 | 0 | 0 | 0 | 0 | 0 | 0 | 0 | 0 | 0 | 0 | 0 | 0 | 12 | 1
NO |  | 32 | 2015 | 2 | 4 | 4 |  | 1202 DRESDEN | MOLE CREEK | 345 | 345 | ST | 57.77 | 0 | 0 | 2338 ACAR, 2-127A | 0 | 0 | 0 | 0 | 0 | 0 | 0 | 0 | 0 | 0 | 0 | 0 | 0 | 0 | 0 | 0 | 0 | 0 | 0 | 0 | 0 | 0 | 0 | 12 | 1
NO |  | 32 | 2015 | 2 | 5 | 5 |  | 1220 DRESDEN | ELWOOD E.C. | 345 | 345 | ST | 0 | 11.69 | 1 | 2338 ACAR | 0 | 0 | 0 | 0 | 0 | 0 | 0 | 0 | 0 | 0 | 0 | 0 | 0 | 0 | 0 | 0 | 0 | 0 | 0 | 0 | 0 | 0 | 0 | 12 | 1
NO |  | 32 | 2015 | 2 | 6 | 6 |  | 1220 DRESDEN | ELWOOD E.C. | 345 | 345 | SP | 0 | 0.4 | 0 | T2-1113 | 0 | 0 | 0 | 0 | 0 | 0 | 0 | 0 | 0 | 0 | 0 | 0 | 0 | 0 | 0 | 0 | 0 | 0 | 0 | 0 | 0 | 0 | 0 | 12 | 1
NO |  | 32 | 2015 | 2 | 7 | 7 |  | 1220 DRESDEN | ELWOOD E.C. | 345 | 345 | ST | 0.34 | 0 | 0 | 2338 ACAR | 0 | 0 | 0 | 0 | 0 | 0 | 0 | 0 | 0 | 0 | 0 | 0 | 0 | 0 | 0 | 0 | 0 | 0 | 0 | 0 | 0 | 0 | 0 | 12 | 1
NO |  | 32 | 2015 | 2 | 8 | 8 |  | 1220 DRESDEN | ELWOOD E.C. | 345 | 345 | SP | 0.16 | 0 | 0 | 2156 ACSR | 0 | 0 | 0 | 0 | 0 | 0 | 0 | 0 | 0 | 0 | 0 | 0 | 0 | 0 | 0 | 0 | 0 | 0 | 0 | 0 | 0 | 0 | 0 | 12 | 1
NO |  | 32 | 2015 | 2 | 9 | 9 |  | 1221 DRESDEN | WOLFS | 345 | 345 | ST | 1.09 | 0 | 1 | 2338 ACAR | 0 | 0 | 0 | 0 | 0 | 0 | 0 | 0 | 0 | 0 | 0 | 0 | 0 | 0 | 0 | 0 | 0 | 0 | 0 | 0 | 0 | 0 | 0 | 12 | 1
NO |  | 32 | 2015 | 2 | 10 | 10 |  | 1221 DRESDEN | WOLFS | 345 | 345 | ST | 22.71 | 0 | 0 | 2156 ACSR | 0 | 0 | 0 | 0 | 0 | 0 | 0 | 0 | 0 | 0 | 0 | 0 | 0 | 0 | 0 | 0 | 0 | 0 | 0 | 0 | 0 | 0 | 0 | 12 | 1
NO |  | 32 | 2015 | 2 | 11 | 11 |  | 1221 DRESDEN | WOLFS | 345 | 345 | SP | 0.94 | 0 | 0 | 2156 ACSR | 0 | 0 | 0 | 0 | 0 | 0 | 0 | 0 | 0 | 0 | 0 | 0 | 0 | 0 | 0 | 0 | 0 | 0 | 0 | 0 | 0 | 0 | 0 | 12 | 1
NO |  | 32 | 2015 | 2 | 12 | 12 |  | 1222 DRESDEN | ELWOOD E.C. | 345 | 345 | SP | 0.54 | 0 | 1 | T2-1113,2156 ACSR | 0 | 0 | 0 | 0 | 0 | 0 | 0 | 0 | 0 | 0 | 0 | 0 | 0 | 0 | 0 | 0 | 0 | 0 | 0 | 0 | 0 | 0 | 0 | 12 | 1
NO |  | 32 | 2015 | 2 | 13 | 13 |  | 1222 DRESDEN | ELWOOD E.C. | 345 | 345 | ST | 11.89 | 0 | 0 | 2338 ACAR | 0 | 0 | 0 | 0 | 0 | 0 | 0 | 0 | 0 | 0 | 0 | 0 | 0 | 0 | 0 | 0 | 0 | 0 | 0 | 0 | 0 | 0 | 0 | 12 | 1
NO |  | 32 | 2015 | 2 | 14 | 14 |  | 1223 DRESDEN | ELECTRIC JUNCTION | 345 | 345 | ST | 0.19 | 28.53 | 1 | 2156 ACSR | 0 | 0 | 0 | 0 | 0 | 0 | 0 | 0 | 0 | 0 | 0 | 0 | 0 | 0 | 0 | 0 | 0 | 0 | 0 | 0 | 0 | 0 | 0 | 12 | 1
NO |  | 32 | 2015 | 2 | 15 | 15 |  | 1223 DRESDEN | ELECTRIC JUNCTION | 345 | 345 | ST | 0.26 | 1.07 | 0 | 2338 ACAR | 0 | 0 | 0 | 0 | 0 | 0 | 0 | 0 | 0 | 0 | 0 | 0 | 0 | 0 | 0 | 0 | 0 | 0 | 0 | 0 | 0 | 0 | 0 | 12 | 1
NO |  | 32 | 2015 | 2 | 16 | 16 |  | 1223 DRESDEN | ELECTRIC JUNCTION | 345 | 345 | SP | 0.04 | 1.08 | 0 | 2156 ACSR | 0 | 0 | 0 | 0 | 0 | 0 | 0 | 0 | 0 | 0 | 0 | 0 | 0 | 0 | 0 | 0 | 0 | 0 | 0 | 0 | 0 | 0 | 0 | 12 | 1
NO |  | 32 | 2015 | 2 | 17 | 17 |  | 1309 CRAWFORD | FISK TERMINAL | 345 | 345 | SP | 4.65 | 0 | 1 | T2-1113 | 0 | 0 | 0 | 0 | 0 | 0 | 0 | 0 | 0 | 0 | 0 | 0 | 0 | 0 | 0 | 0 | 0 | 0 | 0 | 0 | 0 | 0 | 0 | 12 | 1
NO |  | 32 | 2015 | 2 | 18 | 18 |  | 1310 CRAWFORD | FISK | 345 | 345 | SP | 0.18 | 4.39 | 1 | T2-1113 | 0 | 0 | 0 | 0 | 0 | 0 | 0 | 0 | 0 | 0 | 0 | 0 | 0 | 0 | 0 | 0 | 0 | 0 | 0 | 0 | 0 | 0 | 0 | 12 | 1
NO |  | 32 | 2015 | 2 | 19 | 19 |  | 1311 CRAWFORD | GOODINGS GROVE | 345 | 345 | SP | 9.86 | 0 | 1 | 2156 ACSR,2-1033. | 0 | 0 | 0 | 0 | 0 | 0 | 0 | 0 | 0 | 0 | 0 | 0 | 0 | 0 | 0 | 0 | 0 | 0 | 0 | 0 | 0 | 0 | 0 | 12 | 1
NO |  | 32 | 2015 | 2 | 20 | 20 |  | 1311 CRAWFORD | GOODINGS GROVE | 345 | 345 | ST | 10.64 | 0 | 0 | 2156 ACSR | 0 | 0 | 0 | 0 | 0 | 0 | 0 | 0 | 0 | 0 | 0 | 0 | 0 | 0 | 0 | 0 | 0 | 0 | 0 | 0 | 0 | 0 | 0 | 12 | 1
NO |  | 32 | 2015 | 2 | 21 | 21 |  | 1312 CRAWFORD | GOODINGS GROVE | 345 | 345 | SP | 0.33 | 9.62 | 1 | 2156 ACSR, 2338 A | 0 | 0 | 0 | 0 | 0 | 0 | 0 | 0 | 0 | 0 | 0 | 0 | 0 | 0 | 0 | 0 | 0 | 0 | 0 | 0 | 0 | 0 | 0 | 12 | 1
NO |  | 32 | 2015 | 2 | 22 | 22 |  | 1312 CRAWFORD | GOODINGS GROVE | 345 | 345 | ST | 0.05 | 10.6 | 0 | 2156 ACSR | 0 | 0 | 0 | 0 | 0 | 0 | 0 | 0 | 0 | 0 | 0 | 0 | 0 | 0 | 0 | 0 | 0 | 0 | 0 | 0 | 0 | 0 | 0 | 12 | 1
NO |  | 32 | 2015 | 2 | 23 | 23 |  | 1625 WAUKEGAN | NORTHBROOK 159 | 345 | 345 | SP | 0.35 | 21.39 | 1 | 2156 ACSR | 0 | 0 | 0 | 0 | 0 | 0 | 0 | 0 | 0 | 0 | 0 | 0 | 0 | 0 | 0 | 0 | 0 | 0 | 0 | 0 | 0 | 0 | 0 | 12 | 1
NO |  | 32 | 2015 | 2 | 24 | 24 |  | 1626 WAUKEGAN | NORTHBROOK 159 | 345 | 345 | SP | 21.8 | 0 | 1 | 2156 ACSR | 0 | 0 | 0 | 0 | 0 | 0 | 0 | 0 | 0 | 0 | 0 | 0 | 0 | 0 | 0 | 0 | 0 | 0 | 0 | 0 | 0 | 0 | 0 | 12 | 1
NO |  | 32 | 2015 | 2 | 25 | 25 |  | 2001 BRAIDWOOD | E. FRANKFORT | 345 | 345 | ST | 7.53 | 0 | 1 | 2-1277 ACSR | 0 | 0 | 0 | 0 | 0 | 0 | 0 | 0 | 0 | 0 | 0 | 0 | 0 | 0 | 0 | 0 | 0 | 0 | 0 | 0 | 0 | 0 | 0 | 12 | 1
NO |  | 32 | 2015 | 2 | 26 | 26 |  | 2001 BRAIDWOOD | E. FRANKFORT | 345 | 345 | SP | 28.44 | 0 | 0 | 2-1277 ACSR | 0 | 0 | 0 | 0 | 0 | 0 | 0 | 0 | 0 | 0 | 0 | 0 | 0 | 0 | 0 | 0 | 0 | 0 | 0 | 0 | 0 | 0 | 0 | 12 | 1
NO |  | 32 | 2015 | 2 | 27 | 27 |  | 2002 BRAIDWOOD | DAVIS CREEK | 345 | 345 | ST | 2.49 | 0 | 1 | 2156 ACSR | 0 | 0 | 0 | 0 | 0 | 0 | 0 | 0 | 0 | 0 | 0 | 0 | 0 | 0 | 0 | 0 | 0 | 0 | 0 | 0 | 0 | 0 | 0 | 12 | 1
NO |  | 32 | 2015 | 2 | 28 | 28 |  | 2002 BRAIDWOOD | DAVIS CREEK | 345 | 345 | SP | 20.5 | 0 | 0 | 2156 ACSR | 0 | 0 | 0 | 0 | 0 | 0 | 0 | 0 | 0 | 0 | 0 | 0 | 0 | 0 | 0 | 0 | 0 | 0 | 0 | 0 | 0 | 0 | 0 | 12 | 1
NO |  | 32 | 2015 | 2 | 29 | 29 |  | 2003 BRAIDWOOD | E. FRANKFORT | 345 | 345 | ST | 0.42 | 7.07 | 1 | 2-1277 ACSR | 0 | 0 | 0 | 0 | 0 | 0 | 0 | 0 | 0 | 0 | 0 | 0 | 0 | 0 | 0 | 0 | 0 | 0 | 0 | 0 | 0 | 0 | 0 | 12 | 1
NO |  | 32 | 2015 | 2 | 30 | 30 |  | 2003 BRAIDWOOD | E. FRANKFORT | 345 | 345 | SP | 0 | 28.44 | 0 | 2-1277 ACSR | 0 | 0 | 0 | 0 | 0 | 0 | 0 | 0 | 0 | 0 | 0 | 0 | 0 | 0 | 0 | 0 | 0 | 0 | 0 | 0 | 0 | 0 | 0 | 12 | 1
NO |  | 32 | 2015 | 2 | 31 | 31 |  | 2004 BRAIDWOOD | DAVIS CREEK | 345 | 345 | ST | 0.14 | 2.34 | 1 | 2156 ACSR | 0 | 0 | 0 | 0 | 0 | 0 | 0 | 0 | 0 | 0 | 0 | 0 | 0 | 0 | 0 | 0 | 0 | 0 | 0 | 0 | 0 | 0 | 0 | 12 | 1
NO |  | 32 | 2015 | 2 | 32 | 32 |  | 2004 BRAIDWOOD | DAVIS CREEK | 345 | 345 | SP | 0 | 20.5 | 0 | 2156 ACSR | 0 | 0 | 0 | 0 | 0 | 0 | 0 | 0 | 0 | 0 | 0 | 0 | 0 | 0 | 0 | 0 | 0 | 0 | 0 | 0 | 0 | 0 | 0 | 12 | 1
NO |  | 32 | 2015 | 2 | 33 | 33 |  | 2101 KINCAID | LANESVILLE (AMEREN) | 345 | 345 | ST | 19.84 | 0 | 1 | 2-1277 ACAR | 0 | 0 | 0 | 0 | 0 | 0 | 0 | 0 | 0 | 0 | 0 | 0 | 0 | 0 | 0 | 0 | 0 | 0 | 0 | 0 | 0 | 0 | 0 | 12 | 1
NO |  | 32 | 2015 | 2 | 34 | 34 |  | 2102 KINCAID | BLUE MOUND | 345 | 345 | ST | 71.61 | 0 | 1 | 2-1277 ACSR, 2156 | 0 | 0 | 0 | 0 | 0 | 0 | 0 | 0 | 0 | 0 | 0 | 0 | 0 | 0 | 0 | 0 | 0 | 0 | 0 | 0 | 0 | 0 | 0 | 12 | 1
NO |  | 32 | 2015 | 2 | 35 | 35 |  | 2102 KINCAID | BLUE MOUND | 345 | 345 | SP | 0.54 | 0 | 0 | 2-1277 ACSR | 0 | 0 | 0 | 0 | 0 | 0 | 0 | 0 | 0 | 0 | 0 | 0 | 0 | 0 | 0 | 0 | 0 | 0 | 0 | 0 | 0 | 0 | 0 | 12 | 1
NO |  | 32 | 2015 | 3 | 1 | 1 |  | 2102 TAP | LATHAM (IPCO) | 345 | 345 | WP | 0.06 | 0 | 0 | 1414 AE ACAR | 0 | 0 | 0 | 0 | 0 | 0 | 0 | 0 | 0 | 0 | 0 | 0 | 0 | 0 | 0 | 0 | 0 | 0 | 0 | 0 | 0 | 0 | 0 | 12 | 1
NO |  | 32 | 2015 | 3 | 2 | 2 |  | 2105 KINCAID | PANA | 345 | 345 | WH | 27.57 | 0 | 1 | 2338 ACAR | 0 | 0 | 0 | 0 | 0 | 0 | 0 | 0 | 0 | 0 | 0 | 0 | 0 | 0 | 0 | 0 | 0 | 0 | 0 | 0 | 0 | 0 | 0 | 12 | 1
NO |  | 32 | 2015 | 3 | 3 | 3 |  | 2105 KINCAID | PANA | 345 | 345 | ST | 0.3 | 0 | 0 | 2338 ACAR | 0 | 0 | 0 | 0 | 0 | 0 | 0 | 0 | 0 | 0 | 0 | 0 | 0 | 0 | 0 | 0 | 0 | 0 | 0 | 0 | 0 | 0 | 0 | 12 | 1
NO |  | 32 | 2015 | 3 | 4 | 4 |  | 2107 BROKAW (AMEREN) | LANESVILLE (AMEREN) | 345 | 345 | SH | 9.74 | 0 | 1 | 2-1277 ACAR | 0 | 0 | 0 | 0 | 0 | 0 | 0 | 0 | 0 | 0 | 0 | 0 | 0 | 0 | 0 | 0 | 0 | 0 | 0 | 0 | 0 | 0 | 0 | 12 | 1
NO |  | 32 | 2015 | 3 | 5 | 5 |  | 2107 BROKAW (AMEREN) | LANESVILLE (AMEREN) | 345 | 345 | ST | 37.85 | 0 | 0 | 2-1277 ACAR | 0 | 0 | 0 | 0 | 0 | 0 | 0 | 0 | 0 | 0 | 0 | 0 | 0 | 0 | 0 | 0 | 0 | 0 | 0 | 0 | 0 | 0 | 0 | 12 | 1
NO |  | 32 | 2015 | 3 | 6 | 6 |  | 2218 ZION | NORTHBROOK 159 | 345 | 345 | SP | 5.28 | 0 | 1 | 2156 ACSR | 0 | 0 | 0 | 0 | 0 | 0 | 0 | 0 | 0 | 0 | 0 | 0 | 0 | 0 | 0 | 0 | 0 | 0 | 0 | 0 | 0 | 0 | 0 | 12 | 1
NO |  | 32 | 2015 | 3 | 7 | 7 |  | 2219 ZION | NORTHBROOK 159 | 345 | 345 | SP | 0.15 | 5.13 | 1 | 2156 ACSR | 0 | 0 | 0 | 0 | 0 | 0 | 0 | 0 | 0 | 0 | 0 | 0 | 0 | 0 | 0 | 0 | 0 | 0 | 0 | 0 | 0 | 0 | 0 | 12 | 1
NO |  | 32 | 2015 | 3 | 8 | 8 |  | 2221 ZION | WEPCO | 345 | 345 | ST | 4.68 | 0 | 1 | 2156 ACSR | 0 | 0 | 0 | 0 | 0 | 0 | 0 | 0 | 0 | 0 | 0 | 0 | 0 | 0 | 0 | 0 | 0 | 0 | 0 | 0 | 0 | 0 | 0 | 12 | 1
NO |  | 32 | 2015 | 3 | 9 | 9 |  | 2221 ZION | WEPCO | 345 | 345 | SP | 3.17 | 0 | 0 | 2156 ACSR | 0 | 0 | 0 | 0 | 0 | 0 | 0 | 0 | 0 | 0 | 0 | 0 | 0 | 0 | 0 | 0 | 0 | 0 | 0 | 0 | 0 | 0 | 0 | 12 | 1
NO |  | 32 | 2015 | 3 | 10 | 10 |  | 2222 ZION | WEPCO | 345 | 345 | ST | 0 | 3.16 | 1 | 2338 ACAR | 0 | 0 | 0 | 0 | 0 | 0 | 0 | 0 | 0 | 0 | 0 | 0 | 0 | 0 | 0 | 0 | 0 | 0 | 0 | 0 | 0 | 0 | 0 | 12 | 1
NO |  | 32 | 2015 | 3 | 11 | 11 |  | 2222 ZION | WEPCO | 345 | 345 | SP | 0.07 | 2.6 | 0 | 2338 ACAR | 0 | 0 | 0 | 0 | 0 | 0 | 0 | 0 | 0 | 0 | 0 | 0 | 0 | 0 | 0 | 0 | 0 | 0 | 0 | 0 | 0 | 0 | 0 | 12 | 1
NO |  | 32 | 2015 | 3 | 12 | 12 |  | 2222 ZION | WEPCO | 345 | 345 | ST | 0 | 1.76 | 0 | 2156 ACSR | 0 | 0 | 0 | 0 | 0 | 0 | 0 | 0 | 0 | 0 | 0 | 0 | 0 | 0 | 0 | 0 | 0 | 0 | 0 | 0 | 0 | 0 | 0 | 12 | 1
NO |  | 32 | 2015 | 3 | 13 | 13 |  | 2222 ZION | WEPCO | 345 | 345 | SP | 0 | 0.26 | 0 | 2156 ACSR | 0 | 0 | 0 | 0 | 0 | 0 | 0 | 0 | 0 | 0 | 0 | 0 | 0 | 0 | 0 | 0 | 0 | 0 | 0 | 0 | 0 | 0 | 0 | 12 | 1
NO |  | 32 | 2015 | 3 | 14 | 14 |  | 2223 ZION | ZION E.C. | 345 | 345 | SP | 0.16 | 0 | 1 | 2156 ACSR | 0 | 0 | 0 | 0 | 0 | 0 | 0 | 0 | 0 | 0 | 0 | 0 | 0 | 0 | 0 | 0 | 0 | 0 | 0 | 0 | 0 | 0 | 0 | 12 | 1
NO |  | 32 | 2015 | 3 | 15 | 15 |  | 2223 ZION | ZION E.C. | 345 | 345 | ST | 3.15 | 0 | 0 | 2338 ACAR | 0 | 0 | 0 | 0 | 0 | 0 | 0 | 0 | 0 | 0 | 0 | 0 | 0 | 0 | 0 | 0 | 0 | 0 | 0 | 0 | 0 | 0 | 0 | 12 | 1
NO |  | 32 | 2015 | 3 | 16 | 16 |  | 2223 ZION | ZION E.C. | 345 | 345 | SP | 2.67 | 0 | 0 | 2338 ACAR | 0 | 0 | 0 | 0 | 0 | 0 | 0 | 0 | 0 | 0 | 0 | 0 | 0 | 0 | 0 | 0 | 0 | 0 | 0 | 0 | 0 | 0 | 0 | 12 | 1
NO |  | 32 | 2015 | 3 | 17 | 17 |  | 2224 ZION | LIBERTYVILLE | 345 | 345 | ST | 0.25 | 15.32 | 1 | 2338 ACAR | 0 | 0 | 0 | 0 | 0 | 0 | 0 | 0 | 0 | 0 | 0 | 0 | 0 | 0 | 0 | 0 | 0 | 0 | 0 | 0 | 0 | 0 | 0 | 12 | 1
NO |  | 32 | 2015 | 3 | 18 | 18 |  | 2224 ZION | LIBERTYVILLE | 345 | 345 | SP | 0.87 | 1.8 | 0 | 2338 ACAR | 0 | 0 | 0 | 0 | 0 | 0 | 0 | 0 | 0 | 0 | 0 | 0 | 0 | 0 | 0 | 0 | 0 | 0 | 0 | 0 | 0 | 0 | 0 | 12 | 1
NO |  | 32 | 2015 | 3 | 19 | 19 |  | 2224 ZION | LIBERTYVILLE | 345 | 345 | SP | 0 | 0.26 | 0 | 2156 ACSR | 0 | 0 | 0 | 0 | 0 | 0 | 0 | 0 | 0 | 0 | 0 | 0 | 0 | 0 | 0 | 0 | 0 | 0 | 0 | 0 | 0 | 0 | 0 | 12 | 1
NO |  | 32 | 2015 | 3 | 20 | 20 |  | 2310 COLLINS | KENDALL CO. | 345 | 345 | SP | 0.2 | 0 | 1 | 2156 ACSR | 0 | 0 | 0 | 0 | 0 | 0 | 0 | 0 | 0 | 0 | 0 | 0 | 0 | 0 | 0 | 0 | 0 | 0 | 0 | 0 | 0 | 0 | 0 | 12 | 1
NO |  | 32 | 2015 | 3 | 21 | 21 |  | 2310 COLLINS | KENDALL CO. | 345 | 345 | ST | 15.18 | 0 | 0 | 2156 ACSR | 0 | 0 | 0 | 0 | 0 | 0 | 0 | 0 | 0 | 0 | 0 | 0 | 0 | 0 | 0 | 0 | 0 | 0 | 0 | 0 | 0 | 0 | 0 | 12 | 1
NO |  | 32 | 2015 | 3 | 22 | 22 |  | 2311 COLLINS | DRESDEN | 345 | 345 | SP | 0.49 | 0 | 1 | 2156 ACSR | 0 | 0 | 0 | 0 | 0 | 0 | 0 | 0 | 0 | 0 | 0 | 0 | 0 | 0 | 0 | 0 | 0 | 0 | 0 | 0 | 0 | 0 | 0 | 12 | 1
NO |  | 32 | 2015 | 3 | 23 | 23 |  | 2311 COLLINS | DRESDEN | 345 | 345 | ST | 2.05 | 9.42 | 0 | 2156 ACSR | 0 | 0 | 0 | 0 | 0 | 0 | 0 | 0 | 0 | 0 | 0 | 0 | 0 | 0 | 0 | 0 | 0 | 0 | 0 | 0 | 0 | 0 | 0 | 12 | 1
NO |  | 32 | 2015 | 3 | 24 | 24 |  | 2912 JOLIET | LOCKPORT | 345 | 345 | ST | 12.6 | 0 | 1 | 2156 ACSR | 0 | 0 | 0 | 0 | 0 | 0 | 0 | 0 | 0 | 0 | 0 | 0 | 0 | 0 | 0 | 0 | 0 | 0 | 0 | 0 | 0 | 0 | 0 | 12 | 1
NO |  | 32 | 2015 | 3 | 25 | 25 |  | 2913 JOLIET | LOCKPORT | 345 | 345 | ST | 0.07 | 12.65 | 1 | 2156 ACSR | 0 | 0 | 0 | 0 | 0 | 0 | 0 | 0 | 0 | 0 | 0 | 0 | 0 | 0 | 0 | 0 | 0 | 0 | 0 | 0 | 0 | 0 | 0 | 12 | 1
NO |  | 32 | 2015 | 3 | 26 | 26 |  | 4620 DESPLAINES 46 | PROSPECT HTS, 117 | 345 | 345 | ST | 0.62 | 4 | 1 | 2156 ACSR | 0 | 0 | 0 | 0 | 0 | 0 | 0 | 0 | 0 | 0 | 0 | 0 | 0 | 0 | 0 | 0 | 0 | 0 | 0 | 0 | 0 | 0 | 0 | 12 | 1
NO |  | 32 | 2015 | 3 | 27 | 27 |  | 4621 DESPLAINES | GOLF MILL | 345 | 345 | ST | 3.36 | 0 | 1 | 2156 ACSR | 0 | 0 | 0 | 0 | 0 | 0 | 0 | 0 | 0 | 0 | 0 | 0 | 0 | 0 | 0 | 0 | 0 | 0 | 0 | 0 | 0 | 0 | 0 | 12 | 1
NO |  | 32 | 2015 | 3 | 28 | 28 |  | 4621 DESPLAINES | GOLF MILL | 345 | 345 | SP | 0.19 | 0 | 0 | 2156 ACSR | 0 | 0 | 0 | 0 | 0 | 0 | 0 | 0 | 0 | 0 | 0 | 0 | 0 | 0 | 0 | 0 | 0 | 0 | 0 | 0 | 0 | 0 | 0 | 12 | 1
NO |  | 32 | 2015 | 3 | 29 | 29 |  | 4622 DESPLAINES | GOLF MILL | 345 | 345 | ST | 0 | 3.3 | 1 | 2156 ACSR | 0 | 0 | 0 | 0 | 0 | 0 | 0 | 0 | 0 | 0 | 0 | 0 | 0 | 0 | 0 | 0 | 0 | 0 | 0 | 0 | 0 | 0 | 0 | 12 | 1
NO |  | 32 | 2015 | 3 | 30 | 30 |  | 4622 DESPLAINES | GOLF MILL | 345 | 345 | SP | 0.04 | 0.15 | 0 | 2156 ACSR | 0 | 0 | 0 | 0 | 0 | 0 | 0 | 0 | 0 | 0 | 0 | 0 | 0 | 0 | 0 | 0 | 0 | 0 | 0 | 0 | 0 | 0 | 0 | 12 | 1
NO |  | 32 | 2015 | 3 | 31 | 31 |  | 6607 EAST FRANKFORT | CRETE E.C. | 345 | 345 | SP | 0.09 | 0 | 1 | 2156 ACSR | 0 | 0 | 0 | 0 | 0 | 0 | 0 | 0 | 0 | 0 | 0 | 0 | 0 | 0 | 0 | 0 | 0 | 0 | 0 | 0 | 0 | 0 | 0 | 12 | 1
NO |  | 32 | 2015 | 3 | 32 | 32 |  | 6607 EAST FRANKFORT | CRETE E.C. | 345 | 345 | SP | 0.37 | 0 | 0 | 1414 PE ACSR | 0 | 0 | 0 | 0 | 0 | 0 | 0 | 0 | 0 | 0 | 0 | 0 | 0 | 0 | 0 | 0 | 0 | 0 | 0 | 0 | 0 | 0 | 0 | 12 | 1
NO |  | 32 | 2015 | 3 | 33 | 33 |  | 6607 EAST FRANKFORT | CRETE E.C. | 345 | 345 | ST | 12.22 | 0 | 0 | 1414 PE ACSR | 0 | 0 | 0 | 0 | 0 | 0 | 0 | 0 | 0 | 0 | 0 | 0 | 0 | 0 | 0 | 0 | 0 | 0 | 0 | 0 | 0 | 0 | 0 | 12 | 1
NO |  | 32 | 2015 | 3 | 34 | 34 |  | 6608 EAST FRANKFORT | UNIVERSITY PARK N. E.C. | 345 | 345 | SP | 0.08 | 0 | 1 | 2156 ACSR | 0 | 0 | 0 | 0 | 0 | 0 | 0 | 0 | 0 | 0 | 0 | 0 | 0 | 0 | 0 | 0 | 0 | 0 | 0 | 0 | 0 | 0 | 0 | 12 | 1
NO |  | 32 | 2015 | 3 | 35 | 35 |  | 6608 EAST FRANKFORT | UNIVERSITY PARK N. E.C. | 345 | 345 | SP | 0.13 | 0 | 0 | 1414 ACSR | 0 | 0 | 0 | 0 | 0 | 0 | 0 | 0 | 0 | 0 | 0 | 0 | 0 | 0 | 0 | 0 | 0 | 0 | 0 | 0 | 0 | 0 | 0 | 12 | 1
NO |  | 32 | 2015 | 4 | 1 | 1 |  | 6608 EAST FRANKFORT | UNIVERSITY PARK N. E.C. | 345 | 345 | ST | 0.09 | 5.11 | 0 | 1414 ACSR | 0 | 0 | 0 | 0 | 0 | 0 | 0 | 0 | 0 | 0 | 0 | 0 | 0 | 0 | 0 | 0 | 0 | 0 | 0 | 0 | 0 | 0 | 0 | 12 | 1
NO |  | 32 | 2015 | 4 | 2 | 2 |  | 8001 PONTIAC MIDPOINT | LANESVILLE (AMEREN) | 345 | 345 | ST | 31.15 | 0 | 1 | 2-1277 ACAR, 2156 | 0 | 0 | 0 | 0 | 0 | 0 | 0 | 0 | 0 | 0 | 0 | 0 | 0 | 0 | 0 | 0 | 0 | 0 | 0 | 0 | 0 | 0 | 0 | 12 | 1
NO |  | 32 | 2015 | 4 | 3 | 3 |  | 8002 PONTIAC MIDPOINT | BLUE MOUND | 345 | 345 | ST | 27.21 | 0 | 1 | 2-1277ACAR | 0 | 0 | 0 | 0 | 0 | 0 | 0 | 0 | 0 | 0 | 0 | 0 | 0 | 0 | 0 | 0 | 0 | 0 | 0 | 0 | 0 | 0 | 0 | 12 | 1
NO |  | 32 | 2015 | 4 | 4 | 4 |  | 8002 PONTIAC MIDPOINT | BLUE MOUND | 345 | 345 | SP | 0.14 | 0 | 0 | 2-1277ACAR | 0 | 0 | 0 | 0 | 0 | 0 | 0 | 0 | 0 | 0 | 0 | 0 | 0 | 0 | 0 | 0 | 0 | 0 | 0 | 0 | 0 | 0 | 0 | 12 | 1
NO |  | 32 | 2015 | 4 | 5 | 5 |  | 8012 PONTIAC MIDPOINT | LORETTO | 345 | 345 | SP | 0.17 | 0 | 1 | 2-1277ACAR | 0 | 0 | 0 | 0 | 0 | 0 | 0 | 0 | 0 | 0 | 0 | 0 | 0 | 0 | 0 | 0 | 0 | 0 | 0 | 0 | 0 | 0 | 0 | 12 | 1
NO |  | 32 | 2015 | 4 | 6 | 6 |  | 8012 PONTIAC MIDPOINT | LORETTO | 345 | 345 | ST | 11.32 | 0 | 0 | 2-1277ACAR | 0 | 0 | 0 | 0 | 0 | 0 | 0 | 0 | 0 | 0 | 0 | 0 | 0 | 0 | 0 | 0 | 0 | 0 | 0 | 0 | 0 | 0 | 0 | 12 | 1
NO |  | 32 | 2015 | 4 | 7 | 7 |  | 8014 DRESDEN | PONTIAC MIDPOINT | 345 | 345 | ST | 43.31 | 0 | 1 | 2-1277 ACSR | 0 | 0 | 0 | 0 | 0 | 0 | 0 | 0 | 0 | 0 | 0 | 0 | 0 | 0 | 0 | 0 | 0 | 0 | 0 | 0 | 0 | 0 | 0 | 12 | 1
NO |  | 32 | 2015 | 4 | 8 | 8 |  | 8823 SKOKIE 88 | GOLF MILL | 345 | 345 | SP | 0.22 | 0 | 1 | 2156 ACSR | 0 | 0 | 0 | 0 | 0 | 0 | 0 | 0 | 0 | 0 | 0 | 0 | 0 | 0 | 0 | 0 | 0 | 0 | 0 | 0 | 0 | 0 | 0 | 12 | 1
NO |  | 32 | 2015 | 4 | 9 | 9 |  | 8823 SKOKIE 88 | GOLF MILL | 345 | 345 | ST | 4.46 | 0 | 0 | 2156 ACSR | 0 | 0 | 0 | 0 | 0 | 0 | 0 | 0 | 0 | 0 | 0 | 0 | 0 | 0 | 0 | 0 | 0 | 0 | 0 | 0 | 0 | 0 | 0 | 12 | 1
NO |  | 32 | 2015 | 4 | 10 | 10 |  | 8824 SKOKIE 88 | GOLF MILL | 345 | 345 | SP | 0.06 | 0.16 | 1 | 2156 ACSR | 0 | 0 | 0 | 0 | 0 | 0 | 0 | 0 | 0 | 0 | 0 | 0 | 0 | 0 | 0 | 0 | 0 | 0 | 0 | 0 | 0 | 0 | 0 | 12 | 1
NO |  | 32 | 2015 | 4 | 11 | 11 |  | 8824 SKOKIE 88 | GOLF MILL | 345 | 345 | ST | 0.02 | 4.42 | 0 | 2156 ACSR | 0 | 0 | 0 | 0 | 0 | 0 | 0 | 0 | 0 | 0 | 0 | 0 | 0 | 0 | 0 | 0 | 0 | 0 | 0 | 0 | 0 | 0 | 0 | 12 | 1
NO |  | 32 | 2015 | 4 | 12 | 12 |  | 10111 ITASCA | DESPLAINES 46 | 345 | 345 | ST | 9 | 0 | 1 | 2156 ACSR | 0 | 0 | 0 | 0 | 0 | 0 | 0 | 0 | 0 | 0 | 0 | 0 | 0 | 0 | 0 | 0 | 0 | 0 | 0 | 0 | 0 | 0 | 0 | 12 | 1
NO |  | 32 | 2015 | 4 | 13 | 13 |  | 10112 ITASCA | DESPLAINES 46 | 345 | 345 | ST | 0.4 | 8.65 | 1 | 2156 ACSR | 0 | 0 | 0 | 0 | 0 | 0 | 0 | 0 | 0 | 0 | 0 | 0 | 0 | 0 | 0 | 0 | 0 | 0 | 0 | 0 | 0 | 0 | 0 | 12 | 1
NO |  | 32 | 2015 | 4 | 14 | 14 |  | 10321 LISLE | LOMBARD | 345 | 345 | ST | 8.68 | 0 | 1 | 2156 ACSR | 0 | 0 | 0 | 0 | 0 | 0 | 0 | 0 | 0 | 0 | 0 | 0 | 0 | 0 | 0 | 0 | 0 | 0 | 0 | 0 | 0 | 0 | 0 | 12 | 1
NO |  | 32 | 2015 | 4 | 15 | 15 |  | 10322 LISLE | LOMBARD | 345 | 345 | ST | 0.38 | 8.47 | 1 | 2156 ACSR | 0 | 0 | 0 | 0 | 0 | 0 | 0 | 0 | 0 | 0 | 0 | 0 | 0 | 0 | 0 | 0 | 0 | 0 | 0 | 0 | 0 | 0 | 0 | 12 | 1
NO |  | 32 | 2015 | 4 | 16 | 16 |  | 10322 LISLE | LOMBARD | 345 | 345 | SP | 0.17 | 0 | 0 | 2156 ACSR | 0 | 0 | 0 | 0 | 0 | 0 | 0 | 0 | 0 | 0 | 0 | 0 | 0 | 0 | 0 | 0 | 0 | 0 | 0 | 0 | 0 | 0 | 0 | 12 | 1
NO |  | 32 | 2015 | 4 | 17 | 17 |  | 10801 LOCKPORT | LOMBARD | 345 | 345 | ST | 12.69 | 0 | 1 | 2156 ACSR | 0 | 0 | 0 | 0 | 0 | 0 | 0 | 0 | 0 | 0 | 0 | 0 | 0 | 0 | 0 | 0 | 0 | 0 | 0 | 0 | 0 | 0 | 0 | 12 | 1
NO |  | 32 | 2015 | 4 | 18 | 18 |  | 10802 LOCKPORT | LOMBARD | 345 | 345 | ST | 0.1 | 12.37 | 1 | 2156 ACSR | 0 | 0 | 0 | 0 | 0 | 0 | 0 | 0 | 0 | 0 | 0 | 0 | 0 | 0 | 0 | 0 | 0 | 0 | 0 | 0 | 0 | 0 | 0 | 12 | 1
NO |  | 32 | 2015 | 4 | 19 | 19 |  | 10802 LOCKPORT | LOMBARD | 345 | 345 | SP | 0.17 | 0 | 0 | 2156 ACSR | 0 | 0 | 0 | 0 | 0 | 0 | 0 | 0 | 0 | 0 | 0 | 0 | 0 | 0 | 0 | 0 | 0 | 0 | 0 | 0 | 0 | 0 | 0 | 12 | 1
NO |  | 32 | 2015 | 4 | 20 | 20 |  | 10803 LOCKPORT | MCCOOK | 345 | 345 | ST | 19.05 | 0 | 1 | 2338 ACAR,2156 AC | 0 | 0 | 0 | 0 | 0 | 0 | 0 | 0 | 0 | 0 | 0 | 0 | 0 | 0 | 0 | 0 | 0 | 0 | 0 | 0 | 0 | 0 | 0 | 12 | 1
NO |  | 32 | 2015 | 4 | 21 | 21 |  | 10803 LOCKPORT | MCCOOK | 345 | 345 | SP | 0.43 | 0 | 0 | 2156 ACSR | 0 | 0 | 0 | 0 | 0 | 0 | 0 | 0 | 0 | 0 | 0 | 0 | 0 | 0 | 0 | 0 | 0 | 0 | 0 | 0 | 0 | 0 | 0 | 12 | 1
NO |  | 32 | 2015 | 4 | 22 | 22 |  | 10804 LOCKPORT | MCCOOK | 345 | 345 | ST | 0.19 | 18.94 | 1 | 2338 ACAR,2156 AC | 0 | 0 | 0 | 0 | 0 | 0 | 0 | 0 | 0 | 0 | 0 | 0 | 0 | 0 | 0 | 0 | 0 | 0 | 0 | 0 | 0 | 0 | 0 | 12 | 1
NO |  | 32 | 2015 | 4 | 23 | 23 |  | 10804 LOCKPORT | MCCOOK | 345 | 345 | SP | 0 | 0.43 | 0 | 2156 ACSR | 0 | 0 | 0 | 0 | 0 | 0 | 0 | 0 | 0 | 0 | 0 | 0 | 0 | 0 | 0 | 0 | 0 | 0 | 0 | 0 | 0 | 0 | 0 | 12 | 1
NO |  | 32 | 2015 | 4 | 24 | 24 |  | 10805 LOCKPORT | KENDALL CO. | 345 | 345 | ST | 15.84 | 0 | 1 | 2338 ACAR | 0 | 0 | 0 | 0 | 0 | 0 | 0 | 0 | 0 | 0 | 0 | 0 | 0 | 0 | 0 | 0 | 0 | 0 | 0 | 0 | 0 | 0 | 0 | 12 | 1
NO |  | 32 | 2015 | 4 | 25 | 25 |  | 10805 LOCKPORT | KENDALL CO. | 345 | 345 | SP | 0.22 | 0 | 0 | 2338 ACAR, 2156 A | 0 | 0 | 0 | 0 | 0 | 0 | 0 | 0 | 0 | 0 | 0 | 0 | 0 | 0 | 0 | 0 | 0 | 0 | 0 | 0 | 0 | 0 | 0 | 12 | 1
NO |  | 32 | 2015 | 4 | 26 | 26 |  | 10806 LOCKPORT | KENDALL CO. | 345 | 345 | ST | 0.05 | 15.73 | 1 | 2156 ACSR | 0 | 0 | 0 | 0 | 0 | 0 | 0 | 0 | 0 | 0 | 0 | 0 | 0 | 0 | 0 | 0 | 0 | 0 | 0 | 0 | 0 | 0 | 0 | 12 | 1
NO |  | 32 | 2015 | 4 | 27 | 27 |  | 10806 LOCKPORT | KENDALL CO. | 345 | 345 | SP | 0.11 | 0.11 | 0 | 2156 ACSR | 0 | 0 | 0 | 0 | 0 | 0 | 0 | 0 | 0 | 0 | 0 | 0 | 0 | 0 | 0 | 0 | 0 | 0 | 0 | 0 | 0 | 0 | 0 | 12 | 1
NO |  | 32 | 2015 | 4 | 28 | 28 |  | 10807 LOCKPORT | LOMBARD | 345 | 345 | SP | 21.53 | 0 | 1 | T2-1113 | 0 | 0 | 0 | 0 | 0 | 0 | 0 | 0 | 0 | 0 | 0 | 0 | 0 | 0 | 0 | 0 | 0 | 0 | 0 | 0 | 0 | 0 | 0 | 12 | 1
NO |  | 32 | 2015 | 4 | 29 | 29 |  | 10808 LOCKPORT | LOMBARD | 345 | 345 | SP | 0.39 | 20.96 | 1 | T2-1113 | 0 | 0 | 0 | 0 | 0 | 0 | 0 | 0 | 0 | 0 | 0 | 0 | 0 | 0 | 0 | 0 | 0 | 0 | 0 | 0 | 0 | 0 | 0 | 12 | 1
NO |  | 32 | 2015 | 4 | 30 | 30 |  | 11119 ELECTRIC JUNCTION | AURORA E.C. | 345 | 345 | ST | 0.43 | 1 | 1 | 2338 ACAR, 2156 A | 0 | 0 | 0 | 0 | 0 | 0 | 0 | 0 | 0 | 0 | 0 | 0 | 0 | 0 | 0 | 0 | 0 | 0 | 0 | 0 | 0 | 0 | 0 | 12 | 1
NO |  | 32 | 2015 | 4 | 31 | 31 |  | 11120 ELECTRIC JUNCTION | LOMBARD | 345 | 345 | ST | 0 | 4.41 | 1 | 2156 ACSR | 0 | 0 | 0 | 0 | 0 | 0 | 0 | 0 | 0 | 0 | 0 | 0 | 0 | 0 | 0 | 0 | 0 | 0 | 0 | 0 | 0 | 0 | 0 | 12 | 1
NO |  | 32 | 2015 | 4 | 32 | 32 |  | 11120 ELECTRIC JUNCTION | LOMBARD | 345 | 345 | ST | 0.56 | 4.09 | 0 | 2338 ACAR | 0 | 0 | 0 | 0 | 0 | 0 | 0 | 0 | 0 | 0 | 0 | 0 | 0 | 0 | 0 | 0 | 0 | 0 | 0 | 0 | 0 | 0 | 0 | 12 | 1
NO |  | 32 | 2015 | 4 | 33 | 33 |  | 11120 ELECTRIC JUNCTION | LOMBARD | 345 | 345 | ST | 0 | 8.96 | 0 | 2335 ACAR | 0 | 0 | 0 | 0 | 0 | 0 | 0 | 0 | 0 | 0 | 0 | 0 | 0 | 0 | 0 | 0 | 0 | 0 | 0 | 0 | 0 | 0 | 0 | 12 | 1
NO |  | 32 | 2015 | 4 | 34 | 34 |  | 11124 ELECTRIC JUNCTION | LOMBARD | 345 | 345 | ST | 12.21 | 0 | 1 | 2335 ACAR | 0 | 0 | 0 | 0 | 0 | 0 | 0 | 0 | 0 | 0 | 0 | 0 | 0 | 0 | 0 | 0 | 0 | 0 | 0 | 0 | 0 | 0 | 0 | 12 | 1
NO |  | 32 | 2015 | 4 | 35 | 35 |  | 11124 ELECTRIC JUNCTION | LOMBARD | 345 | 345 | ST | 0.89 | 0 | 0 | 2156 ACSR | 0 | 0 | 0 | 0 | 0 | 0 | 0 | 0 | 0 | 0 | 0 | 0 | 0 | 0 | 0 | 0 | 0 | 0 | 0 | 0 | 0 | 0 | 0 | 12 | 1
NO |  | 32 | 2015 | 5 | 1 | 1 |  | 11124 ELECTRIC JUNCTION | LOMBARD | 345 | 345 | ST | 4.59 | 0 | 0 | 2338 ACAR | 0 | 0 | 0 | 0 | 0 | 0 | 0 | 0 | 0 | 0 | 0 | 0 | 0 | 0 | 0 | 0 | 0 | 0 | 0 | 0 | 0 | 0 | 0 | 12 | 1
NO |  | 32 | 2015 | 5 | 2 | 2 |  | 11126 ELECTRIC JUNCTION | WAYNE | 345 | 345 | WP | 0.2 | 0 | 1 | 2156 ACSR | 0 | 0 | 0 | 0 | 0 | 0 | 0 | 0 | 0 | 0 | 0 | 0 | 0 | 0 | 0 | 0 | 0 | 0 | 0 | 0 | 0 | 0 | 0 | 12 | 1
NO |  | 32 | 2015 | 5 | 3 | 3 |  | 11126 ELECTRIC JUNCTION | WAYNE | 345 | 345 | ST | 13.51 | 0 | 0 | 2338 ACAR, 2156 A | 0 | 0 | 0 | 0 | 0 | 0 | 0 | 0 | 0 | 0 | 0 | 0 | 0 | 0 | 0 | 0 | 0 | 0 | 0 | 0 | 0 | 0 | 0 | 12 | 1
NO |  | 32 | 2015 | 5 | 4 | 4 |  | 11212 WILTON CENTER | LORETTO | 345 | 345 | SP | 0.23 | 0 | 1 | 2-1277 ACAR, 2156 | 0 | 0 | 0 | 0 | 0 | 0 | 0 | 0 | 0 | 0 | 0 | 0 | 0 | 0 | 0 | 0 | 0 | 0 | 0 | 0 | 0 | 0 | 0 | 12 | 1
NO |  | 32 | 2015 | 5 | 5 | 5 |  | 11212 WILTON CENTER | LORETTO | 345 | 345 | WP | 1.72 | 0 | 0 | 2-1277 ACAR | 0 | 0 | 0 | 0 | 0 | 0 | 0 | 0 | 0 | 0 | 0 | 0 | 0 | 0 | 0 | 0 | 0 | 0 | 0 | 0 | 0 | 0 | 0 | 12 | 1
NO |  | 32 | 2015 | 5 | 6 | 6 |  | 11212 WILTON CENTER | LORETTO | 345 | 345 | ST | 38.04 | 0 | 0 | 2-1277 ACAR | 0 | 0 | 0 | 0 | 0 | 0 | 0 | 0 | 0 | 0 | 0 | 0 | 0 | 0 | 0 | 0 | 0 | 0 | 0 | 0 | 0 | 0 | 0 | 12 | 1
NO |  | 32 | 2015 | 5 | 7 | 7 |  | 11601 GOODINGS GROVE | EAST FRANKFORT | 345 | 345 | ST | 10.59 | 0 | 1 | 1414 ACSR | 0 | 0 | 0 | 0 | 0 | 0 | 0 | 0 | 0 | 0 | 0 | 0 | 0 | 0 | 0 | 0 | 0 | 0 | 0 | 0 | 0 | 0 | 0 | 12 | 1
NO |  | 32 | 2015 | 5 | 8 | 8 |  | 11601 GOODINGS GROVE | EAST FRANKFORT | 345 | 345 | ST | 0.21 | 0 | 0 | 2156 ACSR | 0 | 0 | 0 | 0 | 0 | 0 | 0 | 0 | 0 | 0 | 0 | 0 | 0 | 0 | 0 | 0 | 0 | 0 | 0 | 0 | 0 | 0 | 0 | 12 | 1
NO |  | 32 | 2015 | 5 | 9 | 9 |  | 11602 GOODINGS GROVE | EAST FRANKFORT | 345 | 345 | ST | 0 | 10.59 | 1 | 1414ACSR,2-1033AC | 0 | 0 | 0 | 0 | 0 | 0 | 0 | 0 | 0 | 0 | 0 | 0 | 0 | 0 | 0 | 0 | 0 | 0 | 0 | 0 | 0 | 0 | 0 | 12 | 1
NO |  | 32 | 2015 | 5 | 10 | 10 |  | 11602 GOODINGS GROVE | EAST FRANKFORT | 345 | 345 | ST | 0.12 | 0.07 | 0 | 2156 ACSR | 0 | 0 | 0 | 0 | 0 | 0 | 0 | 0 | 0 | 0 | 0 | 0 | 0 | 0 | 0 | 0 | 0 | 0 | 0 | 0 | 0 | 0 | 0 | 12 | 1
NO |  | 32 | 2015 | 5 | 11 | 11 |  | 11604 GOODINGS GROVE | LOCKPORT | 345 | 345 | ST | 8.99 | 0 | 1 | 2156 ACSR | 0 | 0 | 0 | 0 | 0 | 0 | 0 | 0 | 0 | 0 | 0 | 0 | 0 | 0 | 0 | 0 | 0 | 0 | 0 | 0 | 0 | 0 | 0 | 12 | 1
NO |  | 32 | 2015 | 5 | 12 | 12 |  | 11607 GOODINGS GROVE | BEDFORD PARK | 345 | 345 | ST | 18.51 | 0 | 1 | 2156 ACSR | 0 | 0 | 0 | 0 | 0 | 0 | 0 | 0 | 0 | 0 | 0 | 0 | 0 | 0 | 0 | 0 | 0 | 0 | 0 | 0 | 0 | 0 | 0 | 12 | 1
NO |  | 32 | 2015 | 5 | 13 | 13 |  | 11608 GOODINGS GROVE | BEDFORD PARK | 345 | 345 | ST | 0.15 | 18.43 | 1 | 2156 ACSR | 0 | 0 | 0 | 0 | 0 | 0 | 0 | 0 | 0 | 0 | 0 | 0 | 0 | 0 | 0 | 0 | 0 | 0 | 0 | 0 | 0 | 0 | 0 | 12 | 1
NO |  | 32 | 2015 | 5 | 14 | 14 |  | 11613 TAP | BLUE ISLAND | 345 | 345 | ST | 0.05 | 7.59 | 1 | 2338 ACAR | 0 | 0 | 0 | 0 | 0 | 0 | 0 | 0 | 0 | 0 | 0 | 0 | 0 | 0 | 0 | 0 | 0 | 0 | 0 | 0 | 0 | 0 | 0 | 12 | 1
NO |  | 32 | 2015 | 5 | 15 | 15 |  | 11613 GOODINGS GROVE | WILTON CENTER | 345 | 345 | SP | 0.46 | 0.26 | 0 | 2156 ACSR, 2338 A | 0 | 0 | 0 | 0 | 0 | 0 | 0 | 0 | 0 | 0 | 0 | 0 | 0 | 0 | 0 | 0 | 0 | 0 | 0 | 0 | 0 | 0 | 0 | 12 | 1
NO |  | 32 | 2015 | 5 | 16 | 16 |  | 11613 GOODINGS GROVE | WILTON CENTER | 345 | 345 | ST | 0.28 | 30.35 | 0 | 2338 ACAR | 0 | 0 | 0 | 0 | 0 | 0 | 0 | 0 | 0 | 0 | 0 | 0 | 0 | 0 | 0 | 0 | 0 | 0 | 0 | 0 | 0 | 0 | 0 | 12 | 1
NO |  | 32 | 2015 | 5 | 17 | 17 |  | 11614 GOODINGS GROVE | WILTON CENTER | 345 | 345 | ST | 30.62 | 0 | 1 | 2338 ACAR | 0 | 0 | 0 | 0 | 0 | 0 | 0 | 0 | 0 | 0 | 0 | 0 | 0 | 0 | 0 | 0 | 0 | 0 | 0 | 0 | 0 | 0 | 0 | 12 | 1
NO |  | 32 | 2015 | 5 | 18 | 18 |  | 11614 GOODINGS GROVE | WILTON CENTER | 345 | 345 | SP | 0.72 | 0 | 0 | 2338 ACAR, 2156 A | 0 | 0 | 0 | 0 | 0 | 0 | 0 | 0 | 0 | 0 | 0 | 0 | 0 | 0 | 0 | 0 | 0 | 0 | 0 | 0 | 0 | 0 | 0 | 12 | 1
NO |  | 32 | 2015 | 5 | 19 | 19 |  | 11614 TAP | BLUE ISLAND | 345 | 345 | ST | 7.66 | 0 | 0 | 2338 ACAR | 0 | 0 | 0 | 0 | 0 | 0 | 0 | 0 | 0 | 0 | 0 | 0 | 0 | 0 | 0 | 0 | 0 | 0 | 0 | 0 | 0 | 0 | 0 | 12 | 1
NO |  | 32 | 2015 | 5 | 20 | 20 |  | 11617 GOODINGS GROVE | LOCKPORT | 345 | 345 | ST | 0.08 | 8.8 | 1 | 2156 ACSR | 0 | 0 | 0 | 0 | 0 | 0 | 0 | 0 | 0 | 0 | 0 | 0 | 0 | 0 | 0 | 0 | 0 | 0 | 0 | 0 | 0 | 0 | 0 | 12 | 1
NO |  | 32 | 2015 | 5 | 21 | 21 |  | 11617 GOODINGS GROVE | LOCKPORT | 345 | 345 | SP | 0.03 | 0.08 | 0 | 2156 ACSR | 0 | 0 | 0 | 0 | 0 | 0 | 0 | 0 | 0 | 0 | 0 | 0 | 0 | 0 | 0 | 0 | 0 | 0 | 0 | 0 | 0 | 0 | 0 | 12 | 1
NO |  | 32 | 2015 | 5 | 22 | 22 |  | 11620 GOODINGS GROVE | ELWOOD | 345 | 345 | ST | 0.19 | 17.7 | 1 | 2156/2338 | 0 | 0 | 0 | 0 | 0 | 0 | 0 | 0 | 0 | 0 | 0 | 0 | 0 | 0 | 0 | 0 | 0 | 0 | 0 | 0 | 0 | 0 | 0 | 12 | 1
NO |  | 32 | 2015 | 5 | 23 | 23 |  | 11620 GOODINGS GROVE | ELWOOD | 345 | 345 | SP | 0.36 | 0.52 | 0 | 2156/T2-1113 | 0 | 0 | 0 | 0 | 0 | 0 | 0 | 0 | 0 | 0 | 0 | 0 | 0 | 0 | 0 | 0 | 0 | 0 | 0 | 0 | 0 | 0 | 0 | 12 | 1
NO |  | 32 | 2015 | 5 | 24 | 24 |  | 11622 GOODINGS GROVE | ELWOOD | 345 | 345 | ST | 17.91 | 0 | 1 | 2156,2338 | 0 | 0 | 0 | 0 | 0 | 0 | 0 | 0 | 0 | 0 | 0 | 0 | 0 | 0 | 0 | 0 | 0 | 0 | 0 | 0 | 0 | 0 | 0 | 12 | 1
NO |  | 32 | 2015 | 5 | 25 | 25 |  | 11622 GOODINGS GROVE | ELWOOD | 345 | 345 | SP | 0.86 | 0 | 0 | T2-1113,2156 | 0 | 0 | 0 | 0 | 0 | 0 | 0 | 0 | 0 | 0 | 0 | 0 | 0 | 0 | 0 | 0 | 0 | 0 | 0 | 0 | 0 | 0 | 0 | 12 | 1
NO |  | 32 | 2015 | 5 | 26 | 26 |  | 11723 PROSPECT HTS. 117 | LIBERTYVILLE | 345 | 345 | ST | 15.37 | 0 | 1 | 2156 ACSR | 0 | 0 | 0 | 0 | 0 | 0 | 0 | 0 | 0 | 0 | 0 | 0 | 0 | 0 | 0 | 0 | 0 | 0 | 0 | 0 | 0 | 0 | 0 | 12 | 1
NO |  | 32 | 2015 | 5 | 27 | 27 |  | 11724 PROSPECT HTS. 117 | DES PLAINES TSS46 | 345 | 345 | ST | 4.57 | 0 | 1 | 2338 ACAR, 2156 A | 0 | 0 | 0 | 0 | 0 | 0 | 0 | 0 | 0 | 0 | 0 | 0 | 0 | 0 | 0 | 0 | 0 | 0 | 0 | 0 | 0 | 0 | 0 | 12 | 1
NO |  | 32 | 2015 | 5 | 28 | 28 |  | 12001 LOMBARD | ITASCA | 345 | 345 | ST | 8.22 | 0 | 1 | 2156 ACSR | 0 | 0 | 0 | 0 | 0 | 0 | 0 | 0 | 0 | 0 | 0 | 0 | 0 | 0 | 0 | 0 | 0 | 0 | 0 | 0 | 0 | 0 | 0 | 12 | 1
NO |  | 32 | 2015 | 5 | 29 | 29 |  | 12002 LOMBARD | ITASCA | 345 | 345 | ST | 0.22 | 7.95 | 1 | 2156 ACSR | 0 | 0 | 0 | 0 | 0 | 0 | 0 | 0 | 0 | 0 | 0 | 0 | 0 | 0 | 0 | 0 | 0 | 0 | 0 | 0 | 0 | 0 | 0 | 12 | 1
NO |  | 32 | 2015 | 5 | 30 | 30 |  | 12003 LOMBARD | ELMHURST | 345 | 345 | ST | 7.97 | 0 | 1 | 2338 ACAR, 2-664. | 0 | 0 | 0 | 0 | 0 | 0 | 0 | 0 | 0 | 0 | 0 | 0 | 0 | 0 | 0 | 0 | 0 | 0 | 0 | 0 | 0 | 0 | 0 | 12 | 1
NO |  | 32 | 2015 | 5 | 31 | 31 |  | 12004 LOMBARD | ELMHURST | 345 | 345 | ST | 0.15 | 7.77 | 1 | 2338ACAR,2-664.8A | 0 | 0 | 0 | 0 | 0 | 0 | 0 | 0 | 0 | 0 | 0 | 0 | 0 | 0 | 0 | 0 | 0 | 0 | 0 | 0 | 0 | 0 | 0 | 12 | 1
NO |  | 32 | 2015 | 5 | 32 | 32 |  | 12005 LOMBARD | DESPLAINES | 345 | 345 | ST | 0.32 | 16.78 | 1 | 2156 ACSR | 0 | 0 | 0 | 0 | 0 | 0 | 0 | 0 | 0 | 0 | 0 | 0 | 0 | 0 | 0 | 0 | 0 | 0 | 0 | 0 | 0 | 0 | 0 | 12 | 1
NO |  | 32 | 2015 | 5 | 33 | 33 |  | 12006 LOMBARD | DESPLAINES | 345 | 345 | ST | 17.09 | 0 | 1 | 2156 ACSR | 0 | 0 | 0 | 0 | 0 | 0 | 0 | 0 | 0 | 0 | 0 | 0 | 0 | 0 | 0 | 0 | 0 | 0 | 0 | 0 | 0 | 0 | 0 | 12 | 1
NO |  | 32 | 2015 | 5 | 34 | 34 |  | 13817 SILVER LAKE | PLEASANT VALLEY | 345 | 345 | ST | 0 | 9.35 | 1 | 2156 ACSR | 0 | 0 | 0 | 0 | 0 | 0 | 0 | 0 | 0 | 0 | 0 | 0 | 0 | 0 | 0 | 0 | 0 | 0 | 0 | 0 | 0 | 0 | 0 | 12 | 1
NO |  | 32 | 2015 | 5 | 35 | 35 |  | 13817 SILVER LAKE | PLEASANT VALLEY | 345 | 345 | SP | 0.39 | 0 | 0 | 2156 ACSR | 0 | 0 | 0 | 0 | 0 | 0 | 0 | 0 | 0 | 0 | 0 | 0 | 0 | 0 | 0 | 0 | 0 | 0 | 0 | 0 | 0 | 0 | 0 | 12 | 1
NO |  | 32 | 2015 | 6 | 1 | 1 |  | 13821 SILVER LAKE | LIBERTYVILLE | 345 | 345 | ST | 0.6 | 16.68 | 1 | 2338 ACAR | 0 | 0 | 0 | 0 | 0 | 0 | 0 | 0 | 0 | 0 | 0 | 0 | 0 | 0 | 0 | 0 | 0 | 0 | 0 | 0 | 0 | 0 | 0 | 12 | 1
NO |  | 32 | 2015 | 6 | 2 | 2 |  | 13821 SILVER LAKE | LIBERTYVILLE | 345 | 345 | SP | 0.19 | 0 | 0 | 2156 ACSR | 0 | 0 | 0 | 0 | 0 | 0 | 0 | 0 | 0 | 0 | 0 | 0 | 0 | 0 | 0 | 0 | 0 | 0 | 0 | 0 | 0 | 0 | 0 | 12 | 1
NO |  | 32 | 2015 | 6 | 3 | 3 |  | 14321 WOLFS | ELECTRIC JUNCTION | 345 | 345 | ST | 6.29 | 0 | 1 | 2156/2338 | 0 | 0 | 0 | 0 | 0 | 0 | 0 | 0 | 0 | 0 | 0 | 0 | 0 | 0 | 0 | 0 | 0 | 0 | 0 | 0 | 0 | 0 | 0 | 12 | 1
NO |  | 32 | 2015 | 6 | 4 | 4 |  | 14321 WOLFS | ELECTRIC JUNCTION | 345 | 345 | SP | 0.19 | 0 | 0 | 2156 ACSR | 0 | 0 | 0 | 0 | 0 | 0 | 0 | 0 | 0 | 0 | 0 | 0 | 0 | 0 | 0 | 0 | 0 | 0 | 0 | 0 | 0 | 0 | 0 | 12 | 1
NO |  | 32 | 2015 | 6 | 5 | 5 |  | 14401 WAYNE | SILVER LAKE | 345 | 345 | ST | 0.24 | 19.27 | 1 | 2338 ACAR | 0 | 0 | 0 | 0 | 0 | 0 | 0 | 0 | 0 | 0 | 0 | 0 | 0 | 0 | 0 | 0 | 0 | 0 | 0 | 0 | 0 | 0 | 0 | 12 | 1
NO |  | 32 | 2015 | 6 | 6 | 6 |  | 14401 WAYNE | SILVER LAKE | 345 | 345 | SP | 0 | 0.4 | 0 | 2338 ACAR | 0 | 0 | 0 | 0 | 0 | 0 | 0 | 0 | 0 | 0 | 0 | 0 | 0 | 0 | 0 | 0 | 0 | 0 | 0 | 0 | 0 | 0 | 0 | 12 | 1
NO |  | 32 | 2015 | 6 | 7 | 7 |  | 14402 WAYNE | TOLLWAY | 345 | 345 | ST | 5.54 | 0 | 1 | 2338 ACAR, 2156 A | 0 | 0 | 0 | 0 | 0 | 0 | 0 | 0 | 0 | 0 | 0 | 0 | 0 | 0 | 0 | 0 | 0 | 0 | 0 | 0 | 0 | 0 | 0 | 12 | 1
NO |  | 32 | 2015 | 6 | 8 | 8 |  | 14402 WAYNE | TOLLWAY | 345 | 345 | SP | 0.06 | 0 | 0 | 2156 ACSR | 0 | 0 | 0 | 0 | 0 | 0 | 0 | 0 | 0 | 0 | 0 | 0 | 0 | 0 | 0 | 0 | 0 | 0 | 0 | 0 | 0 | 0 | 0 | 12 | 1
NO |  | 32 | 2015 | 6 | 9 | 9 |  | 14419 WAYNE | AURORA E.C. | 345 | 345 | ST | 0.03 | 12.34 | 1 | 2338 ACAR | 0 | 0 | 0 | 0 | 0 | 0 | 0 | 0 | 0 | 0 | 0 | 0 | 0 | 0 | 0 | 0 | 0 | 0 | 0 | 0 | 0 | 0 | 0 | 12 | 1
NO |  | 32 | 2015 | 6 | 10 | 10 |  | 14419 WAYNE | AURORA E.C. | 345 | 345 | SP | 0.16 | 0 | 0 | 2156/2338 | 0 | 0 | 0 | 0 | 0 | 0 | 0 | 0 | 0 | 0 | 0 | 0 | 0 | 0 | 0 | 0 | 0 | 0 | 0 | 0 | 0 | 0 | 0 | 12 | 1
NO |  | 32 | 2015 | 6 | 11 | 11 |  | 15324 TAYLOR | FISK | 345 | 345 | SP | 0.2 | 0 | 1 | 2156 ACSR | 0 | 0 | 0 | 0 | 0 | 0 | 0 | 0 | 0 | 0 | 0 | 0 | 0 | 0 | 0 | 0 | 0 | 0 | 0 | 0 | 0 | 0 | 0 | 12 | 1
NO |  | 32 | 2015 | 6 | 12 | 12 |  | 15423 LIBERTYVILLE | ZION E.C. | 345 | 345 | ST | 12.33 | 0 | 1 | 2156 ACSR | 0 | 0 | 0 | 0 | 0 | 0 | 0 | 0 | 0 | 0 | 0 | 0 | 0 | 0 | 0 | 0 | 0 | 0 | 0 | 0 | 0 | 0 | 0 | 12 | 1
NO |  | 32 | 2015 | 6 | 13 | 13 |  | 15423 LIBERTYVILLE | ZION E.C. | 345 | 345 | SP | 0.11 | 0 | 0 | 2156 ACSR | 0 | 0 | 0 | 0 | 0 | 0 | 0 | 0 | 0 | 0 | 0 | 0 | 0 | 0 | 0 | 0 | 0 | 0 | 0 | 0 | 0 | 0 | 0 | 12 | 1
NO |  | 32 | 2015 | 6 | 14 | 14 |  | 15424 LIBERTYVILLE | PROSPECT HTS, 117 | 345 | 345 | ST | 0.35 | 14.93 | 1 | 2338 ACAR, 2156 A | 0 | 0 | 0 | 0 | 0 | 0 | 0 | 0 | 0 | 0 | 0 | 0 | 0 | 0 | 0 | 0 | 0 | 0 | 0 | 0 | 0 | 0 | 0 | 12 | 1
NO |  | 32 | 2015 | 6 | 15 | 15 |  | 15501 NELSON | LEE COUNTY E.C. | 345 | 345 | ST | 4.29 | 0 | 1 | 2338 ACAR | 0 | 0 | 0 | 0 | 0 | 0 | 0 | 0 | 0 | 0 | 0 | 0 | 0 | 0 | 0 | 0 | 0 | 0 | 0 | 0 | 0 | 0 | 0 | 12 | 1
NO |  | 32 | 2015 | 6 | 16 | 16 |  | 15501 NELSON | LEE COUNTY E.C. | 345 | 345 | ST | 8.63 | 0 | 0 | 2-1277 ACAR | 0 | 0 | 0 | 0 | 0 | 0 | 0 | 0 | 0 | 0 | 0 | 0 | 0 | 0 | 0 | 0 | 0 | 0 | 0 | 0 | 0 | 0 | 0 | 12 | 1
NO |  | 32 | 2015 | 6 | 17 | 17 |  | 15501 NELSON | LEE COUNTY E.C. | 345 | 345 | SP | 0.07 | 0 | 0 | 2-1277 ACAR | 0 | 0 | 0 | 0 | 0 | 0 | 0 | 0 | 0 | 0 | 0 | 0 | 0 | 0 | 0 | 0 | 0 | 0 | 0 | 0 | 0 | 0 | 0 | 12 | 1
NO |  | 32 | 2015 | 6 | 18 | 18 |  | 15502 NELSON | ELECTRIC JUNCTION | 345 | 345 | ST | 15.9 | 0 | 1 | 2-1033.5 ACSS/TW | 0 | 0 | 0 | 0 | 0 | 0 | 0 | 0 | 0 | 0 | 0 | 0 | 0 | 0 | 0 | 0 | 0 | 0 | 0 | 0 | 0 | 0 | 0 | 12 | 1
NO |  | 32 | 2015 | 6 | 19 | 19 |  | 15502 NELSON | ELECTRIC JUNCTION | 345 | 345 | WH | 4.65 | 0 | 0 | 2-1277 ACAR | 0 | 0 | 0 | 0 | 0 | 0 | 0 | 0 | 0 | 0 | 0 | 0 | 0 | 0 | 0 | 0 | 0 | 0 | 0 | 0 | 0 | 0 | 0 | 12 | 1
NO |  | 32 | 2015 | 6 | 20 | 20 |  | 15502 NELSON | ELECTRIC JUNCTION | 345 | 345 | ST | 52.55 | 0 | 0 | 2-1277 ACAR | 0 | 0 | 0 | 0 | 0 | 0 | 0 | 0 | 0 | 0 | 0 | 0 | 0 | 0 | 0 | 0 | 0 | 0 | 0 | 0 | 0 | 0 | 0 | 12 | 1
NO |  | 32 | 2015 | 6 | 21 | 21 |  | 15503 NELSON | CORDOVA | 345 | 345 | ST | 0.06 | 0.34 | 1 | 2-1033.5 ACSS/TW, | 0 | 0 | 0 | 0 | 0 | 0 | 0 | 0 | 0 | 0 | 0 | 0 | 0 | 0 | 0 | 0 | 0 | 0 | 0 | 0 | 0 | 0 | 0 | 12 | 1
NO |  | 32 | 2015 | 6 | 22 | 22 |  | 15503 NELSON | CORDOVA | 345 | 345 | ST | 39.45 | 0 | 0 | 2-1227 ACAR | 0 | 0 | 0 | 0 | 0 | 0 | 0 | 0 | 0 | 0 | 0 | 0 | 0 | 0 | 0 | 0 | 0 | 0 | 0 | 0 | 0 | 0 | 0 | 12 | 1
NO |  | 32 | 2015 | 6 | 23 | 23 |  | 15503 NELSON | CORDOVA | 345 | 345 | SP | 0.04 | 0 | 0 | 2-1277 ACAR | 0 | 0 | 0 | 0 | 0 | 0 | 0 | 0 | 0 | 0 | 0 | 0 | 0 | 0 | 0 | 0 | 0 | 0 | 0 | 0 | 0 | 0 | 0 | 12 | 1
NO |  | 32 | 2015 | 6 | 24 | 24 |  | 15504 NELSON | N.W. STEEL & WIRE | 345 | 345 | ST | 5.76 | 2.15 | 1 | 2-1277 ACAR | 0 | 0 | 0 | 0 | 0 | 0 | 0 | 0 | 0 | 0 | 0 | 0 | 0 | 0 | 0 | 0 | 0 | 0 | 0 | 0 | 0 | 0 | 0 | 12 | 1
NO |  | 32 | 2015 | 6 | 25 | 25 |  | 15615 CHERRY VALLEY | WEMPLETOWN | 345 | 345 | ST | 27.39 | 0 | 1 | 2156 ACSR | 0 | 0 | 0 | 0 | 0 | 0 | 0 | 0 | 0 | 0 | 0 | 0 | 0 | 0 | 0 | 0 | 0 | 0 | 0 | 0 | 0 | 0 | 0 | 12 | 1
NO |  | 32 | 2015 | 6 | 26 | 26 |  | 15616 CHERRY VALLEY | SILVER LAKE | 345 | 345 | ST | 39.42 | 0 | 1 | 2338 ACAR | 0 | 0 | 0 | 0 | 0 | 0 | 0 | 0 | 0 | 0 | 0 | 0 | 0 | 0 | 0 | 0 | 0 | 0 | 0 | 0 | 0 | 0 | 0 | 12 | 1
NO |  | 32 | 2015 | 6 | 27 | 27 |  | 15616 CHERRY VALLEY | SILVER LAKE | 345 | 345 | SP | 0.98 | 0 | 0 | T2-1113 | 0 | 0 | 0 | 0 | 0 | 0 | 0 | 0 | 0 | 0 | 0 | 0 | 0 | 0 | 0 | 0 | 0 | 0 | 0 | 0 | 0 | 0 | 0 | 12 | 1
NO |  | 32 | 2015 | 6 | 28 | 28 |  | 15925 NORTHBROOK | SKOKIE 88 | 345 | 345 | SP | 5.62 | 0 | 1 | 2156 ACSR | 0 | 0 | 0 | 0 | 0 | 0 | 0 | 0 | 0 | 0 | 0 | 0 | 0 | 0 | 0 | 0 | 0 | 0 | 0 | 0 | 0 | 0 | 0 | 12 | 1
NO |  | 32 | 2015 | 6 | 29 | 29 |  | 15926 NORTHBROOK | SKOKIE 88 | 345 | 345 | SP | 0.06 | 5.46 | 1 | 2156 ACSR | 0 | 0 | 0 | 0 | 0 | 0 | 0 | 0 | 0 | 0 | 0 | 0 | 0 | 0 | 0 | 0 | 0 | 0 | 0 | 0 | 0 | 0 | 0 | 12 | 1
NO |  | 32 | 2015 | 6 | 30 | 30 |  | 16703 PLANO | ELECTRIC JUNCTION | 345 | 345 | ST | 0.12 | 11.43 | 1 | 2156 ACSR | 0 | 0 | 0 | 0 | 0 | 0 | 0 | 0 | 0 | 0 | 0 | 0 | 0 | 0 | 0 | 0 | 0 | 0 | 0 | 0 | 0 | 0 | 0 | 12 | 1
NO |  | 32 | 2015 | 6 | 31 | 31 |  | 16703 PLANO | ELECTRIC JUNCTION | 345 | 345 | SP | 0 | 9.59 | 0 | 2156 ACSR | 0 | 0 | 0 | 0 | 0 | 0 | 0 | 0 | 0 | 0 | 0 | 0 | 0 | 0 | 0 | 0 | 0 | 0 | 0 | 0 | 0 | 0 | 0 | 12 | 1
NO |  | 32 | 2015 | 6 | 32 | 32 |  | 16704 PLANO | ELECTRIC JUNCTION | 345 | 345 | ST | 2.38 | 9.23 | 1 | 2156 ACSR | 0 | 0 | 0 | 0 | 0 | 0 | 0 | 0 | 0 | 0 | 0 | 0 | 0 | 0 | 0 | 0 | 0 | 0 | 0 | 0 | 0 | 0 | 0 | 12 | 1
NO |  | 32 | 2015 | 6 | 33 | 33 |  | 16704 PLANO | ELECTRIC JUNCTION | 345 | 345 | SP | 9.58 | 0 | 0 | 2156 ACSR | 0 | 0 | 0 | 0 | 0 | 0 | 0 | 0 | 0 | 0 | 0 | 0 | 0 | 0 | 0 | 0 | 0 | 0 | 0 | 0 | 0 | 0 | 0 | 12 | 1
NO |  | 32 | 2015 | 6 | 34 | 34 |  | 16704 PLANO | ELECTRIC JUNCTION | 345 | 345 | WP | 0.08 | 0 | 0 | 2156 ACSR | 0 | 0 | 0 | 0 | 0 | 0 | 0 | 0 | 0 | 0 | 0 | 0 | 0 | 0 | 0 | 0 | 0 | 0 | 0 | 0 | 0 | 0 | 0 | 12 | 1
NO |  | 32 | 2015 | 6 | 35 | 35 |  | 17101 WEMPLETOWN | ATC INTERCONNECTION | 345 | 345 | ST | 10.4 | 0 | 1 | 2156 ACSR | 0 | 0 | 0 | 0 | 0 | 0 | 0 | 0 | 0 | 0 | 0 | 0 | 0 | 0 | 0 | 0 | 0 | 0 | 0 | 0 | 0 | 0 | 0 | 12 | 1
NO |  | 32 | 2015 | 7 | 1 | 1 |  | 17101 WEMPLETOWN | ATC INTERCONNECTION | 345 | 345 | SP | 0.99 | 0 | 0 | 2156 ACSR | 0 | 0 | 0 | 0 | 0 | 0 | 0 | 0 | 0 | 0 | 0 | 0 | 0 | 0 | 0 | 0 | 0 | 0 | 0 | 0 | 0 | 0 | 0 | 12 | 1
NO |  | 32 | 2015 | 7 | 2 | 2 |  | 17102 WEMPLETOWN | ATC INTERCONNECTION | 345 | 345 | ST | 0 | 10.4 | 1 | 2156 ACSR | 0 | 0 | 0 | 0 | 0 | 0 | 0 | 0 | 0 | 0 | 0 | 0 | 0 | 0 | 0 | 0 | 0 | 0 | 0 | 0 | 0 | 0 | 0 | 12 | 1
NO |  | 32 | 2015 | 7 | 3 | 3 |  | 17102 WEMPLETOWN | ATC INTERCONNECTION | 345 | 345 | SP | 0 | 0.99 | 0 | 2156 ACSR | 0 | 0 | 0 | 0 | 0 | 0 | 0 | 0 | 0 | 0 | 0 | 0 | 0 | 0 | 0 | 0 | 0 | 0 | 0 | 0 | 0 | 0 | 0 | 12 | 1
NO |  | 32 | 2015 | 7 | 4 | 4 |  | 17701 BURNHAM | BLUE ISLAND | 345 | 345 | ST | 7.79 | 0 | 1 | 2338 ACAR | 0 | 0 | 0 | 0 | 0 | 0 | 0 | 0 | 0 | 0 | 0 | 0 | 0 | 0 | 0 | 0 | 0 | 0 | 0 | 0 | 0 | 0 | 0 | 12 | 1
NO |  | 32 | 2015 | 7 | 5 | 5 |  | 17701 BURNHAM | BLUE ISLAND | 345 | 345 | ST | 0.6 | 0 | 0 | 2156 ACSR | 0 | 0 | 0 | 0 | 0 | 0 | 0 | 0 | 0 | 0 | 0 | 0 | 0 | 0 | 0 | 0 | 0 | 0 | 0 | 0 | 0 | 0 | 0 | 12 | 1
NO |  | 32 | 2015 | 7 | 6 | 6 |  | 17702 BURNHAM | BLUE ISLAND | 345 | 345 | ST | 0.1 | 8.1 | 1 | 2338 ACAR | 0 | 0 | 0 | 0 | 0 | 0 | 0 | 0 | 0 | 0 | 0 | 0 | 0 | 0 | 0 | 0 | 0 | 0 | 0 | 0 | 0 | 0 | 0 | 12 | 1
NO |  | 32 | 2015 | 7 | 7 | 7 |  | 17703 BURNHAM | NIPSCO | 345 | 345 | ST | 8.33 | 0 | 1 | 2338 ACAR | 0 | 0 | 0 | 0 | 0 | 0 | 0 | 0 | 0 | 0 | 0 | 0 | 0 | 0 | 0 | 0 | 0 | 0 | 0 | 0 | 0 | 0 | 0 | 12 | 1
NO |  | 32 | 2015 | 7 | 8 | 8 |  | 17704 BURNHAM | DAVIS CREEK | 345 | 345 | ST | 17.41 | 0 | 1 | 2156 ACSR, T2-111 | 0 | 0 | 0 | 0 | 0 | 0 | 0 | 0 | 0 | 0 | 0 | 0 | 0 | 0 | 0 | 0 | 0 | 0 | 0 | 0 | 0 | 0 | 0 | 12 | 1
NO |  | 32 | 2015 | 7 | 9 | 9 |  | 17704 BURNHAM | DAVIS CREEK | 345 | 345 | SP | 32.25 | 0 | 0 | 2156 ACSR, T2-111 | 0 | 0 | 0 | 0 | 0 | 0 | 0 | 0 | 0 | 0 | 0 | 0 | 0 | 0 | 0 | 0 | 0 | 0 | 0 | 0 | 0 | 0 | 0 | 12 | 1
NO |  | 32 | 2015 | 7 | 10 | 10 |  | 17704 BURNHAM | DAVIS CREEK | 345 | 345 | WP | 0.25 | 0 | 0 | 2156 ACSR | 0 | 0 | 0 | 0 | 0 | 0 | 0 | 0 | 0 | 0 | 0 | 0 | 0 | 0 | 0 | 0 | 0 | 0 | 0 | 0 | 0 | 0 | 0 | 12 | 1
NO |  | 32 | 2015 | 7 | 11 | 11 |  | 17705 BURNHAM | SHEFFIELD (NIPSCO) | 345 | 345 | ST | 0.04 | 3.71 | 1 | 2338 ACAR | 0 | 0 | 0 | 0 | 0 | 0 | 0 | 0 | 0 | 0 | 0 | 0 | 0 | 0 | 0 | 0 | 0 | 0 | 0 | 0 | 0 | 0 | 0 | 12 | 1
NO |  | 32 | 2015 | 7 | 12 | 12 |  | 17723 BURNHAM | STATE LINE | 345 | 345 | SP | 0.05 | 0 | 1 | 2156 ACSR | 0 | 0 | 0 | 0 | 0 | 0 | 0 | 0 | 0 | 0 | 0 | 0 | 0 | 0 | 0 | 0 | 0 | 0 | 0 | 0 | 0 | 0 | 0 | 12 | 1
NO |  | 32 | 2015 | 7 | 13 | 13 |  | 17723 BURNHAM | STATE LINE | 345 | 345 | ST | 3.79 | 0 | 0 | 2156 ACSR | 0 | 0 | 0 | 0 | 0 | 0 | 0 | 0 | 0 | 0 | 0 | 0 | 0 | 0 | 0 | 0 | 0 | 0 | 0 | 0 | 0 | 0 | 0 | 12 | 1
NO |  | 32 | 2015 | 7 | 14 | 14 |  | 17723 STATE LINE | TAYLOR | 345 | 345 | SP | 8.84 | 0 | 0 | 2156 2-1277 | 0 | 0 | 0 | 0 | 0 | 0 | 0 | 0 | 0 | 0 | 0 | 0 | 0 | 0 | 0 | 0 | 0 | 0 | 0 | 0 | 0 | 0 | 0 | 12 | 1
NO |  | 32 | 2015 | 7 | 15 | 15 |  | 17723 STATE LINE | TAYLOR | 345 | 345 | ST | 0.13 | 0 | 0 | 2156 ACSR | 0 | 0 | 0 | 0 | 0 | 0 | 0 | 0 | 0 | 0 | 0 | 0 | 0 | 0 | 0 | 0 | 0 | 0 | 0 | 0 | 0 | 0 | 0 | 12 | 1
NO |  | 32 | 2015 | 7 | 16 | 16 |  | 17724 BURNHAM | STATE LINE | 345 | 345 | ST | 0.11 | 3.79 | 1 | 2156 ACSR | 0 | 0 | 0 | 0 | 0 | 0 | 0 | 0 | 0 | 0 | 0 | 0 | 0 | 0 | 0 | 0 | 0 | 0 | 0 | 0 | 0 | 0 | 0 | 12 | 1
NO |  | 32 | 2015 | 7 | 17 | 17 |  | 17724 STATE LINE | TAYLOR | 345 | 345 | SP | 0.33 | 8.63 | 0 | 2156 2-1277 | 0 | 0 | 0 | 0 | 0 | 0 | 0 | 0 | 0 | 0 | 0 | 0 | 0 | 0 | 0 | 0 | 0 | 0 | 0 | 0 | 0 | 0 | 0 | 12 | 1
NO |  | 32 | 2015 | 7 | 18 | 18 |  | 17724 STATE LINE | TAYLOR | 345 | 345 | ST | 0 | 0.13 | 0 | 2156 ACSR | 0 | 0 | 0 | 0 | 0 | 0 | 0 | 0 | 0 | 0 | 0 | 0 | 0 | 0 | 0 | 0 | 0 | 0 | 0 | 0 | 0 | 0 | 0 | 12 | 1
NO |  | 32 | 2015 | 7 | 19 | 19 |  | 17907 DAVIS CREEK | BLOOM | 345 | 345 | SP | 0 | 8.25 | 1 | 2156 ACSR | 0 | 0 | 0 | 0 | 0 | 0 | 0 | 0 | 0 | 0 | 0 | 0 | 0 | 0 | 0 | 0 | 0 | 0 | 0 | 0 | 0 | 0 | 0 | 12 | 1
NO |  | 32 | 2015 | 7 | 20 | 20 |  | 17907 DAVIS CREEK | BLOOM | 345 | 345 | SP | 0 | 24 | 0 | T2-1113 | 0 | 0 | 0 | 0 | 0 | 0 | 0 | 0 | 0 | 0 | 0 | 0 | 0 | 0 | 0 | 0 | 0 | 0 | 0 | 0 | 0 | 0 | 0 | 12 | 1
NO |  | 32 | 2015 | 7 | 21 | 21 |  | 17907 DAVIS CREEK | BLOOM | 345 | 345 | WH | 0.22 | 0 | 0 | 2156 ACSR | 0 | 0 | 0 | 0 | 0 | 0 | 0 | 0 | 0 | 0 | 0 | 0 | 0 | 0 | 0 | 0 | 0 | 0 | 0 | 0 | 0 | 0 | 0 | 12 | 1
NO |  | 32 | 2015 | 7 | 22 | 22 |  | 17907 DAVIS CREEK | BLOOM | 345 | 345 | ST | 0.07 | 4.3 | 0 | 2156 ACSR | 0 | 0 | 0 | 0 | 0 | 0 | 0 | 0 | 0 | 0 | 0 | 0 | 0 | 0 | 0 | 0 | 0 | 0 | 0 | 0 | 0 | 0 | 0 | 12 | 1
NO |  | 32 | 2015 | 7 | 23 | 23 |  | 17907 DAVIS CREEK | BLOOM | 345 | 345 | ST | 0.06 | 0.17 | 0 | T2-1113 | 0 | 0 | 0 | 0 | 0 | 0 | 0 | 0 | 0 | 0 | 0 | 0 | 0 | 0 | 0 | 0 | 0 | 0 | 0 | 0 | 0 | 0 | 0 | 12 | 1
NO |  | 32 | 2015 | 7 | 24 | 24 |  | 17908 BURNHAM | BLOOM | 345 | 345 | ST | 0.15 | 12.27 | 1 | 2156 ACSR, 2338 A | 0 | 0 | 0 | 0 | 0 | 0 | 0 | 0 | 0 | 0 | 0 | 0 | 0 | 0 | 0 | 0 | 0 | 0 | 0 | 0 | 0 | 0 | 0 | 12 | 1
NO |  | 32 | 2015 | 7 | 25 | 25 |  | 18502 TOLLWAY | LIBERTYVILLE | 345 | 345 | ST | 22.71 | 0 | 1 | 2338 ACAR | 0 | 0 | 0 | 0 | 0 | 0 | 0 | 0 | 0 | 0 | 0 | 0 | 0 | 0 | 0 | 0 | 0 | 0 | 0 | 0 | 0 | 0 | 0 | 12 | 1
NO |  | 32 | 2015 | 7 | 26 | 26 |  | 18502 TOLLWAY | LIBERTYVILLE | 345 | 345 | ST | 7.69 | 0 | 0 | 2156 ACSR | 0 | 0 | 0 | 0 | 0 | 0 | 0 | 0 | 0 | 0 | 0 | 0 | 0 | 0 | 0 | 0 | 0 | 0 | 0 | 0 | 0 | 0 | 0 | 12 | 1
NO |  | 32 | 2015 | 7 | 27 | 27 |  | 18502 TOLLWAY | LIBERTYVILLE | 345 | 345 | SP | 0.12 | 0 | 0 | 2338 ACAR | 0 | 0 | 0 | 0 | 0 | 0 | 0 | 0 | 0 | 0 | 0 | 0 | 0 | 0 | 0 | 0 | 0 | 0 | 0 | 0 | 0 | 0 | 0 | 12 | 1
NO |  | 32 | 2015 | 7 | 28 | 28 |  | 18502 TOLLWAY | LIBERTYVILLE | 345 | 345 | SP | 0.12 | 0 | 0 | 2156 ACSR | 0 | 0 | 0 | 0 | 0 | 0 | 0 | 0 | 0 | 0 | 0 | 0 | 0 | 0 | 0 | 0 | 0 | 0 | 0 | 0 | 0 | 0 | 0 | 12 | 1
NO |  | 32 | 2015 | 7 | 29 | 29 |  | 19601 KATYDID | GOODINGS GROVE | 345 | 345 | SP | 0.49 | 0 | 1 | 2-1277 ACAR, 2156 | 0 | 0 | 0 | 0 | 0 | 0 | 0 | 0 | 0 | 0 | 0 | 0 | 0 | 0 | 0 | 0 | 0 | 0 | 0 | 0 | 0 | 0 | 0 | 12 | 1
NO |  | 32 | 2015 | 7 | 30 | 30 |  | 19601 KATYDID | GOODINGS GROVE | 345 | 345 | ST | 52.39 | 0 | 0 | 2-1277 ACAR, 2156 | 0 | 0 | 0 | 0 | 0 | 0 | 0 | 0 | 0 | 0 | 0 | 0 | 0 | 0 | 0 | 0 | 0 | 0 | 0 | 0 | 0 | 0 | 0 | 12 | 1
NO |  | 32 | 2015 | 7 | 31 | 31 |  | 93505 KENDALL CO. | TAZEWELL (CILCO) | 345 | 345 | ST | 0.22 | 0 | 1 | 2338 ACAR, 2156 A | 0 | 0 | 0 | 0 | 0 | 0 | 0 | 0 | 0 | 0 | 0 | 0 | 0 | 0 | 0 | 0 | 0 | 0 | 0 | 0 | 0 | 0 | 0 | 12 | 1
NO |  | 32 | 2015 | 7 | 32 | 32 |  | 93505 KENDALL CO. | TAZEWELL (CILCO) | 345 | 345 | ST | 0 | 102.92 | 0 | 2338 ACAR, 2-1277 | 0 | 0 | 0 | 0 | 0 | 0 | 0 | 0 | 0 | 0 | 0 | 0 | 0 | 0 | 0 | 0 | 0 | 0 | 0 | 0 | 0 | 0 | 0 | 12 | 1
NO |  | 32 | 2015 | 7 | 33 | 33 |  | 97008 UNIVERSITY PK. E.C. | I & M POWER | 345 | 345 | ST | 4.54 | 7.04 | 1 | 1414 ACSR | 0 | 0 | 0 | 0 | 0 | 0 | 0 | 0 | 0 | 0 | 0 | 0 | 0 | 0 | 0 | 0 | 0 | 0 | 0 | 0 | 0 | 0 | 0 | 12 | 1
NO |  | 32 | 2015 | 7 | 34 | 34 |  | 97008 UNIVERSITY PK. E.C. | I & M POWER | 345 | 345 | SP | 0.64 | 0 | 0 | 1414 ACSR, 2156 A | 0 | 0 | 0 | 0 | 0 | 0 | 0 | 0 | 0 | 0 | 0 | 0 | 0 | 0 | 0 | 0 | 0 | 0 | 0 | 0 | 0 | 0 | 0 | 12 | 1
NO |  | 32 | 2015 | 7 | 35 | 35 |  | 94507 CRETE E.C. | N.I.P.S.CO. | 345 | 345 | ST | 0 | 4.54 | 1 | 1414 ACSR, 2156 A | 0 | 0 | 0 | 0 | 0 | 0 | 0 | 0 | 0 | 0 | 0 | 0 | 0 | 0 | 0 | 0 | 0 | 0 | 0 | 0 | 0 | 0 | 0 | 12 | 1
NO |  | 32 | 2015 | 8 | 1 | 1 |  | 94507 CRETE E.C. | N.I.P.S.CO. | 345 | 345 | SP | 0.42 | 0 | 0 | 1414 ACSR, 2156 A | 0 | 0 | 0 | 0 | 0 | 0 | 0 | 0 | 0 | 0 | 0 | 0 | 0 | 0 | 0 | 0 | 0 | 0 | 0 | 0 | 0 | 0 | 0 | 12 | 1
NO |  | 32 | 2015 | 8 | 3 | 3 |  | 345KV LINES UNDERGROUND |  | 0 | 0 |  | 0 | 0 | 0 | 345kV LINES UNDER | 0 | 0 | 0 | 0 | 0 | 0 | 0 | 0 | 0 | 0 | 0 | 0 | 0 | 0 | 0 | 0 | 0 | 0 | 0 | 0 | 0 | 0 | 0 | 12 | 1
NO |  | 32 | 2015 | 8 | 4 | 4 |  | 1309 FISK TERMINAL | WEST LOOP | 345 | 345 | UG | 4.87 | 0 | 0 | 1600mm2 XLPE | 0 | 0 | 0 | 0 | 0 | 0 | 0 | 0 | 0 | 0 | 0 | 0 | 0 | 0 | 0 | 0 | 0 | 0 | 0 | 0 | 0 | 0 | 0 | 12 | 1
NO |  | 32 | 2015 | 8 | 5 | 5 |  | 15323 TAYLOR | WEST LOOP | 345 | 345 | UG | 3.31 | 0 | 1 | 1600mm2 XLPE | 0 | 0 | 0 | 0 | 0 | 0 | 0 | 0 | 0 | 0 | 0 | 0 | 0 | 0 | 0 | 0 | 0 | 0 | 0 | 0 | 0 | 0 | 0 | 12 | 1
NO |  | 32 | 2015 | 8 | 6 | 6 |  | 15324 TAYLOR | FISK | 345 | 345 | UG | 2.2 | 0 | 0 | 1600mm2 XLPE | 0 | 0 | 0 | 0 | 0 | 0 | 0 | 0 | 0 | 0 | 0 | 0 | 0 | 0 | 0 | 0 | 0 | 0 | 0 | 0 | 0 | 0 | 0 | 12 | 1
NO |  | 32 | 2015 | 8 | 7 | 7 |  | 17723X TAYLOR | GARFIELD | 345 | 345 | UG | 6.08 | 0 | 0 | 2500KCMIL | 0 | 0 | 0 | 0 | 0 | 0 | 0 | 0 | 0 | 0 | 0 | 0 | 0 | 0 | 0 | 0 | 0 | 0 | 0 | 0 | 0 | 0 | 0 | 12 | 1
NO |  | 32 | 2015 | 8 | 8 | 8 |  | 17724Y TAYLOR | GARFIELD | 345 | 345 | UG | 6.08 | 0 | 0 | 2500KCMIL | 0 | 0 | 0 | 0 | 0 | 0 | 0 | 0 | 0 | 0 | 0 | 0 | 0 | 0 | 0 | 0 | 0 | 0 | 0 | 0 | 0 | 0 | 0 | 12 | 1
NO |  | 32 | 2015 | 8 | 9 | 9 |  | 17724X TAYLOR | GARFIELD | 345 | 345 | UG | 6.1 | 0 | 0 | 1600mm2 XLPE | 0 | 0 | 0 | 0 | 0 | 0 | 0 | 0 | 0 | 0 | 0 | 0 | 0 | 0 | 0 | 0 | 0 | 0 | 0 | 0 | 0 | 0 | 0 | 12 | 1
NO |  | 32 | 2015 | 8 | 10 | 10 |  | 17724Y TAYLOR | GARFIELD | 345 | 345 | UG | 6.1 | 0 | 0 | 1600mm2 XLPE | 0 | 0 | 0 | 0 | 0 | 0 | 0 | 0 | 0 | 0 | 0 | 0 | 0 | 0 | 0 | 0 | 0 | 0 | 0 | 0 | 0 | 0 | 0 | 12 | 1
NO |  | 32 | 2015 | 8 | 12 | 12 |  | 138KV LINES OVERHEAD |  | 0 | 0 |  | 0 | 0 | 0 |  | 0 | 0 | 0 | 0 | 0 | 0 | 0 | 0 | 0 | 0 | 0 | 0 | 0 | 0 | 0 | 0 | 0 | 0 | 0 | 0 | 0 | 0 | 0 | 12 | 1
NO |  | 32 | 2015 | 8 | 13 | 13 |  | 0108 LASALLE CO. | SW TIE L-1205 | 138 | 138 | SP | 0.27 | 0 | 1 | 1113 ACSR | 0 | 0 | 0 | 0 | 0 | 0 | 0 | 0 | 0 | 0 | 0 | 0 | 0 | 0 | 0 | 0 | 0 | 0 | 0 | 0 | 0 | 0 | 0 | 12 | 1
NO |  | 32 | 2015 | 8 | 14 | 14 |  | 0108 LASALLE CO. | SW TIE L-1205 | 138 | 138 | WP | 3.05 | 0 | 0 | 664.8 ACSS | 0 | 0 | 0 | 0 | 0 | 0 | 0 | 0 | 0 | 0 | 0 | 0 | 0 | 0 | 0 | 0 | 0 | 0 | 0 | 0 | 0 | 0 | 0 | 12 | 1
NO |  | 32 | 2015 | 8 | 15 | 15 |  | 0108 LASALLE CO. | SW TIE L-1205 | 138 | 138 | WH | 0.3 | 0 | 0 | 664.8 ACSS | 0 | 0 | 0 | 0 | 0 | 0 | 0 | 0 | 0 | 0 | 0 | 0 | 0 | 0 | 0 | 0 | 0 | 0 | 0 | 0 | 0 | 0 | 0 | 12 | 1
NO |  | 32 | 2015 | 8 | 16 | 16 |  | 0108 LASALLE CO. | SW TIE L-1205 | 138 | 138 | ST | 0 | 12.89 | 0 | 300CU,477ACS | 0 | 0 | 0 | 0 | 0 | 0 | 0 | 0 | 0 | 0 | 0 | 0 | 0 | 0 | 0 | 0 | 0 | 0 | 0 | 0 | 0 | 0 | 0 | 12 | 1
NO |  | 32 | 2015 | 8 | 17 | 17 |  | 0108 TAP | SW TIE L-6102 | 138 | 138 | WP | 0.06 | 0 | 0 | 477 ACSR | 0 | 0 | 0 | 0 | 0 | 0 | 0 | 0 | 0 | 0 | 0 | 0 | 0 | 0 | 0 | 0 | 0 | 0 | 0 | 0 | 0 | 0 | 0 | 12 | 1
NO |  | 32 | 2015 | 8 | 18 | 18 |  | 0112 LASALLE CO. | KICKAPOO CREEK | 138 | 138 | WP | 1.32 | 0 | 1 | 636 ACSR | 0 | 0 | 0 | 0 | 0 | 0 | 0 | 0 | 0 | 0 | 0 | 0 | 0 | 0 | 0 | 0 | 0 | 0 | 0 | 0 | 0 | 0 | 0 | 12 | 1
NO |  | 32 | 2015 | 8 | 19 | 19 |  | 0112 LASALLE CO. | KICKAPOO CREEK | 138 | 138 | SP | 1.35 | 0 | 0 | 1113 ACSR, T2-555 | 0 | 0 | 0 | 0 | 0 | 0 | 0 | 0 | 0 | 0 | 0 | 0 | 0 | 0 | 0 | 0 | 0 | 0 | 0 | 0 | 0 | 0 | 0 | 12 | 1
NO |  | 32 | 2015 | 8 | 20 | 20 |  | 0321 POWERTON | TOULON | 138 | 138 | ST | 42.47 | 0 | 1 | 477,1113 ACSR | 0 | 0 | 0 | 0 | 0 | 0 | 0 | 0 | 0 | 0 | 0 | 0 | 0 | 0 | 0 | 0 | 0 | 0 | 0 | 0 | 0 | 0 | 0 | 12 | 1
NO |  | 32 | 2015 | 8 | 21 | 21 |  | 0321 POWERTON | TOULON | 138 | 138 | SP | 0.53 | 0 | 0 | 1113 ACSR | 0 | 0 | 0 | 0 | 0 | 0 | 0 | 0 | 0 | 0 | 0 | 0 | 0 | 0 | 0 | 0 | 0 | 0 | 0 | 0 | 0 | 0 | 0 | 12 | 1
NO |  | 32 | 2015 | 8 | 22 | 22 |  | 0703 STATE LINE | HEGEWISCH | 138 | 138 | ST | 0.26 | 2.4 | 1 | 1113 ACSR | 0 | 0 | 0 | 0 | 0 | 0 | 0 | 0 | 0 | 0 | 0 | 0 | 0 | 0 | 0 | 0 | 0 | 0 | 0 | 0 | 0 | 0 | 0 | 12 | 1
NO |  | 32 | 2015 | 8 | 23 | 23 |  | 0703 TAP | LTV STEEL | 138 | 138 | SP | 0.2 | 1.53 | 0 | 636 ACSR | 0 | 0 | 0 | 0 | 0 | 0 | 0 | 0 | 0 | 0 | 0 | 0 | 0 | 0 | 0 | 0 | 0 | 0 | 0 | 0 | 0 | 0 | 0 | 12 | 1
NO |  | 32 | 2015 | 8 | 24 | 24 |  | 0703 TAP | RIVER E.C. | 138 | 138 | ST | 0.02 | 0.25 | 0 | 477,636,1113 ACSR | 0 | 0 | 0 | 0 | 0 | 0 | 0 | 0 | 0 | 0 | 0 | 0 | 0 | 0 | 0 | 0 | 0 | 0 | 0 | 0 | 0 | 0 | 0 | 12 | 1
NO |  | 32 | 2015 | 8 | 25 | 25 |  | 0703 TAP | RIVER E.C. | 138 | 138 | SP | 0.1 | 0.19 | 0 | 1113 ACSR | 0 | 0 | 0 | 0 | 0 | 0 | 0 | 0 | 0 | 0 | 0 | 0 | 0 | 0 | 0 | 0 | 0 | 0 | 0 | 0 | 0 | 0 | 0 | 12 | 1
NO |  | 32 | 2015 | 8 | 26 | 26 |  | 0704 STATE LINE | RIVER E.C. | 138 | 138 | ST | 2.05 | 1.12 | 1 | 336.4,477,636,111 | 0 | 0 | 0 | 0 | 0 | 0 | 0 | 0 | 0 | 0 | 0 | 0 | 0 | 0 | 0 | 0 | 0 | 0 | 0 | 0 | 0 | 0 | 0 | 12 | 1
NO |  | 32 | 2015 | 8 | 27 | 27 |  | 0704 STATE LINE | RIVER E.C. | 138 | 138 | SP | 0.18 | 1.64 | 0 | 636 ACSR | 0 | 0 | 0 | 0 | 0 | 0 | 0 | 0 | 0 | 0 | 0 | 0 | 0 | 0 | 0 | 0 | 0 | 0 | 0 | 0 | 0 | 0 | 0 | 12 | 1
NO |  | 32 | 2015 | 8 | 28 | 28 |  | 0704 STATE LINE | RIVER E.C. | 138 | 138 | WP | 0.12 | 0 | 0 | 1113 ACSR | 0 | 0 | 0 | 0 | 0 | 0 | 0 | 0 | 0 | 0 | 0 | 0 | 0 | 0 | 0 | 0 | 0 | 0 | 0 | 0 | 0 | 0 | 0 | 12 | 1
NO |  | 32 | 2015 | 8 | 29 | 29 |  | 0704 TAP | TOWER AUTOMOTIVE | 138 | 138 | ST | 0.26 | 0 | 0 | 1113 ACSR | 0 | 0 | 0 | 0 | 0 | 0 | 0 | 0 | 0 | 0 | 0 | 0 | 0 | 0 | 0 | 0 | 0 | 0 | 0 | 0 | 0 | 0 | 0 | 12 | 1
NO |  | 32 | 2015 | 8 | 30 | 30 |  | 0704 TAP | TOWER AUTOMOTIVE | 138 | 138 | WP | 0.11 | 0 | 0 | 1113 ACSR | 0 | 0 | 0 | 0 | 0 | 0 | 0 | 0 | 0 | 0 | 0 | 0 | 0 | 0 | 0 | 0 | 0 | 0 | 0 | 0 | 0 | 0 | 0 | 12 | 1
NO |  | 32 | 2015 | 8 | 31 | 31 |  | 0704 TAP | LTV STEEL | 138 | 138 | WP | 0 | 0 | 0 | 636 ACSR | 0 | 0 | 0 | 0 | 0 | 0 | 0 | 0 | 0 | 0 | 0 | 0 | 0 | 0 | 0 | 0 | 0 | 0 | 0 | 0 | 0 | 0 | 0 | 12 | 1
NO |  | 32 | 2015 | 8 | 32 | 32 |  | 0705 STATE LINE | WASHINGTON PARK | 138 | 138 | SP | 0.62 | 7.41 | 1 | 2-1277.2 ACAR / 1 | 0 | 0 | 0 | 0 | 0 | 0 | 0 | 0 | 0 | 0 | 0 | 0 | 0 | 0 | 0 | 0 | 0 | 0 | 0 | 0 | 0 | 0 | 0 | 12 | 1
NO |  | 32 | 2015 | 8 | 33 | 33 |  | 0706 STATE LINE | CALUMET | 138 | 138 | SP | 0.05 | 1.12 | 1 | 1113,2156 ACSR | 0 | 0 | 0 | 0 | 0 | 0 | 0 | 0 | 0 | 0 | 0 | 0 | 0 | 0 | 0 | 0 | 0 | 0 | 0 | 0 | 0 | 0 | 0 | 12 | 1
NO |  | 32 | 2015 | 8 | 34 | 34 |  | 0706 STATE LINE | CALUMET | 138 | 138 | ST | 0.08 | 0.13 | 0 | 2-1277.2 ACAR / 1 | 0 | 0 | 0 | 0 | 0 | 0 | 0 | 0 | 0 | 0 | 0 | 0 | 0 | 0 | 0 | 0 | 0 | 0 | 0 | 0 | 0 | 0 | 0 | 12 | 1
NO |  | 32 | 2015 | 8 | 35 | 35 |  | 0706 STATE LINE | CALUMET | 138 | 138 | WP | 0.07 | 0 | 0 | 1113 ACSR | 0 | 0 | 0 | 0 | 0 | 0 | 0 | 0 | 0 | 0 | 0 | 0 | 0 | 0 | 0 | 0 | 0 | 0 | 0 | 0 | 0 | 0 | 0 | 12 | 1
NO |  | 32 | 2015 | 9 | 1 | 1 |  | 0707 STATE LINE | CALUMET | 138 | 138 | ST | 0.09 | 0.27 | 1 | 750 CU / 1113,215 | 0 | 0 | 0 | 0 | 0 | 0 | 0 | 0 | 0 | 0 | 0 | 0 | 0 | 0 | 0 | 0 | 0 | 0 | 0 | 0 | 0 | 0 | 0 | 12 | 1
NO |  | 32 | 2015 | 9 | 2 | 2 |  | 0707 STATE LINE | CALUMET | 138 | 138 | SP | 0.1 | 1.23 | 0 | 2156 ACSR | 0 | 0 | 0 | 0 | 0 | 0 | 0 | 0 | 0 | 0 | 0 | 0 | 0 | 0 | 0 | 0 | 0 | 0 | 0 | 0 | 0 | 0 | 0 | 12 | 1
NO |  | 32 | 2015 | 9 | 3 | 3 |  | 0707 STATE LINE | SW TIE L-0710 | 138 | 138 | SP | 0.14 | 0.64 | 0 | 1113 ACSR | 0 | 0 | 0 | 0 | 0 | 0 | 0 | 0 | 0 | 0 | 0 | 0 | 0 | 0 | 0 | 0 | 0 | 0 | 0 | 0 | 0 | 0 | 0 | 12 | 1
NO |  | 32 | 2015 | 9 | 4 | 4 |  | 0707 STATE LINE | SW TIE L-0710 | 138 | 138 | ST | 0 | 0.08 | 0 | 750 CU | 0 | 0 | 0 | 0 | 0 | 0 | 0 | 0 | 0 | 0 | 0 | 0 | 0 | 0 | 0 | 0 | 0 | 0 | 0 | 0 | 0 | 0 | 0 | 12 | 1
NO |  | 32 | 2015 | 9 | 5 | 5 |  | 0707 TAP | TAP TO T-3030 | 138 | 138 | ST | 0.18 | 0 | 0 | 2156 ACSR | 0 | 0 | 0 | 0 | 0 | 0 | 0 | 0 | 0 | 0 | 0 | 0 | 0 | 0 | 0 | 0 | 0 | 0 | 0 | 0 | 0 | 0 | 0 | 12 | 1
NO |  | 32 | 2015 | 9 | 6 | 6 |  | 0708 STATE LINE | CALUMET | 138 | 138 | ST | 0.13 | 0.43 | 1 | 750 CU / 1113,215 | 0 | 0 | 0 | 0 | 0 | 0 | 0 | 0 | 0 | 0 | 0 | 0 | 0 | 0 | 0 | 0 | 0 | 0 | 0 | 0 | 0 | 0 | 0 | 12 | 1
NO |  | 32 | 2015 | 9 | 7 | 7 |  | 0708 STATE LINE | CALUMET | 138 | 138 | SP | 0.09 | 1.2 | 0 | 2156 ACSR | 0 | 0 | 0 | 0 | 0 | 0 | 0 | 0 | 0 | 0 | 0 | 0 | 0 | 0 | 0 | 0 | 0 | 0 | 0 | 0 | 0 | 0 | 0 | 12 | 1
NO |  | 32 | 2015 | 9 | 8 | 8 |  | 0708 TAP | HARBOR | 138 | 138 | ST | 0.08 | 0.09 | 0 | 2156 ACSR | 0 | 0 | 0 | 0 | 0 | 0 | 0 | 0 | 0 | 0 | 0 | 0 | 0 | 0 | 0 | 0 | 0 | 0 | 0 | 0 | 0 | 0 | 0 | 12 | 1
NO |  | 32 | 2015 | 9 | 9 | 9 |  | 0708 TAP | HARBOR | 138 | 138 | SP | 0.12 | 0 | 0 | 2156 ACSR | 0 | 0 | 0 | 0 | 0 | 0 | 0 | 0 | 0 | 0 | 0 | 0 | 0 | 0 | 0 | 0 | 0 | 0 | 0 | 0 | 0 | 0 | 0 | 12 | 1
NO |  | 32 | 2015 | 9 | 10 | 10 |  | 0708 TAP | SW TIE L-0709 | 138 | 138 | ST | 0.08 | 0 | 0 | 1113 ACSR | 0 | 0 | 0 | 0 | 0 | 0 | 0 | 0 | 0 | 0 | 0 | 0 | 0 | 0 | 0 | 0 | 0 | 0 | 0 | 0 | 0 | 0 | 0 | 12 | 1
NO |  | 32 | 2015 | 9 | 11 | 11 |  | 0708 TAP | SW TIE L-0709 | 138 | 138 | SP | 0.07 | 0.64 | 0 | 1113 ACSR | 0 | 0 | 0 | 0 | 0 | 0 | 0 | 0 | 0 | 0 | 0 | 0 | 0 | 0 | 0 | 0 | 0 | 0 | 0 | 0 | 0 | 0 | 0 | 12 | 1
NO |  | 32 | 2015 | 9 | 12 | 12 |  | 0716 ILL-IND STATE LINE | CALUMET | 138 | 138 | WP | 0.09 | 0 | 1 | 1113 ACSR | 0 | 0 | 0 | 0 | 0 | 0 | 0 | 0 | 0 | 0 | 0 | 0 | 0 | 0 | 0 | 0 | 0 | 0 | 0 | 0 | 0 | 0 | 0 | 12 | 1
NO |  | 32 | 2015 | 9 | 13 | 13 |  | 0716 ILL-IND STATE LINE | CALUMET | 138 | 138 | SP | 0.1 | 1.18 | 0 | 2-1277.2 ACAR / 1 | 0 | 0 | 0 | 0 | 0 | 0 | 0 | 0 | 0 | 0 | 0 | 0 | 0 | 0 | 0 | 0 | 0 | 0 | 0 | 0 | 0 | 0 | 0 | 12 | 1
NO |  | 32 | 2015 | 9 | 14 | 14 |  | 0716 ILL-IND STATE LINE | CALUMET | 138 | 138 | ST | 0.04 | 0.13 | 0 | 2156 ACSR | 0 | 0 | 0 | 0 | 0 | 0 | 0 | 0 | 0 | 0 | 0 | 0 | 0 | 0 | 0 | 0 | 0 | 0 | 0 | 0 | 0 | 0 | 0 | 12 | 1
NO |  | 32 | 2015 | 9 | 15 | 15 |  | 0901 JOLIET | EAST FRANKFORT | 138 | 138 | ST | 0 | 14.77 | 1 | 300CU/636,1113/66 | 0 | 0 | 0 | 0 | 0 | 0 | 0 | 0 | 0 | 0 | 0 | 0 | 0 | 0 | 0 | 0 | 0 | 0 | 0 | 0 | 0 | 0 | 0 | 12 | 1
NO |  | 32 | 2015 | 9 | 16 | 16 |  | 0901 JOLIET | EAST FRANKFORT | 138 | 138 | SP | 0.08 | 0.3 | 0 | 300 CU | 0 | 0 | 0 | 0 | 0 | 0 | 0 | 0 | 0 | 0 | 0 | 0 | 0 | 0 | 0 | 0 | 0 | 0 | 0 | 0 | 0 | 0 | 0 | 12 | 1
NO |  | 32 | 2015 | 9 | 17 | 17 |  | 0901 TAP | DAVIS CREEK | 138 | 138 | SP | 19.62 | 0 | 0 | 2-556.5,1113 ACSR | 0 | 0 | 0 | 0 | 0 | 0 | 0 | 0 | 0 | 0 | 0 | 0 | 0 | 0 | 0 | 0 | 0 | 0 | 0 | 0 | 0 | 0 | 0 | 12 | 1
NO |  | 32 | 2015 | 9 | 18 | 18 |  | 0901 TAP | DAVIS CREEK | 138 | 138 | SH | 0.17 | 0 | 0 | 2-556.5 ACSR | 0 | 0 | 0 | 0 | 0 | 0 | 0 | 0 | 0 | 0 | 0 | 0 | 0 | 0 | 0 | 0 | 0 | 0 | 0 | 0 | 0 | 0 | 0 | 12 | 1
NO |  | 32 | 2015 | 9 | 19 | 19 |  | 0901 TAP | DAVIS CREEK | 138 | 138 | SP | 0 | 0.76 | 0 | 477,1113 ACSR | 0 | 0 | 0 | 0 | 0 | 0 | 0 | 0 | 0 | 0 | 0 | 0 | 0 | 0 | 0 | 0 | 0 | 0 | 0 | 0 | 0 | 0 | 0 | 12 | 1
NO |  | 32 | 2015 | 9 | 20 | 20 |  | 0901 TAP | DAVIS CREEK | 138 | 138 | ST | 0.06 | 0.47 | 0 | 477,1113 ACSR | 0 | 0 | 0 | 0 | 0 | 0 | 0 | 0 | 0 | 0 | 0 | 0 | 0 | 0 | 0 | 0 | 0 | 0 | 0 | 0 | 0 | 0 | 0 | 12 | 1
NO |  | 32 | 2015 | 9 | 21 | 21 |  | 0902 JOLIET | EAST FRANKFORT | 138 | 138 | ST | 3.83 | 11.24 | 1 | 477,1113 ACSR, 66 | 0 | 0 | 0 | 0 | 0 | 0 | 0 | 0 | 0 | 0 | 0 | 0 | 0 | 0 | 0 | 0 | 0 | 0 | 0 | 0 | 0 | 0 | 0 | 12 | 1
NO |  | 32 | 2015 | 9 | 22 | 22 |  | 0902 JOLIET | EAST FRANKFORT | 138 | 138 | SP | 0.09 | 0 | 0 | 477 ACSR | 0 | 0 | 0 | 0 | 0 | 0 | 0 | 0 | 0 | 0 | 0 | 0 | 0 | 0 | 0 | 0 | 0 | 0 | 0 | 0 | 0 | 0 | 0 | 12 | 1
NO |  | 32 | 2015 | 9 | 23 | 23 |  | 0902 TAP | DAVIS CREEK | 138 | 138 | SP | 10.69 | 0 | 0 | 636 ACSR | 0 | 0 | 0 | 0 | 0 | 0 | 0 | 0 | 0 | 0 | 0 | 0 | 0 | 0 | 0 | 0 | 0 | 0 | 0 | 0 | 0 | 0 | 0 | 12 | 1
NO |  | 32 | 2015 | 9 | 24 | 24 |  | 0902 TAP | DAVIS CREEK | 138 | 138 | SP | 19.36 | 0 | 0 | 636 ACSR | 0 | 0 | 0 | 0 | 0 | 0 | 0 | 0 | 0 | 0 | 0 | 0 | 0 | 0 | 0 | 0 | 0 | 0 | 0 | 0 | 0 | 0 | 0 | 12 | 1
NO |  | 32 | 2015 | 9 | 25 | 25 |  | 0902 TAP | DAVIS CREEK | 138 | 138 | SP | 0.19 | 2.41 | 0 | 636,1113 ACSR | 0 | 0 | 0 | 0 | 0 | 0 | 0 | 0 | 0 | 0 | 0 | 0 | 0 | 0 | 0 | 0 | 0 | 0 | 0 | 0 | 0 | 0 | 0 | 12 | 1
NO |  | 32 | 2015 | 9 | 26 | 26 |  | 0902 TAP | DAVIS CREEK | 138 | 138 | ST | 0.06 | 0.63 | 0 | 1113 ACSR | 0 | 0 | 0 | 0 | 0 | 0 | 0 | 0 | 0 | 0 | 0 | 0 | 0 | 0 | 0 | 0 | 0 | 0 | 0 | 0 | 0 | 0 | 0 | 12 | 1
NO |  | 32 | 2015 | 9 | 27 | 27 |  | 0903 JOLIET | DRESDEN | 138 | 138 | ST | 0.24 | 7.66 | 1 | 1113 ACSR | 0 | 0 | 0 | 0 | 0 | 0 | 0 | 0 | 0 | 0 | 0 | 0 | 0 | 0 | 0 | 0 | 0 | 0 | 0 | 0 | 0 | 0 | 0 | 12 | 1
NO |  | 32 | 2015 | 9 | 28 | 28 |  | 0903 JOLIET | DRESDEN | 138 | 138 | SP | 0.49 | 6.94 | 0 | 1113 ACSR | 0 | 0 | 0 | 0 | 0 | 0 | 0 | 0 | 0 | 0 | 0 | 0 | 0 | 0 | 0 | 0 | 0 | 0 | 0 | 0 | 0 | 0 | 0 | 12 | 1
NO |  | 32 | 2015 | 9 | 29 | 29 |  | 0904 JOLIET | DRESDEN | 138 | 138 | ST | 0.33 | 9.43 | 1 | 300 CU / 1113 ACS | 0 | 0 | 0 | 0 | 0 | 0 | 0 | 0 | 0 | 0 | 0 | 0 | 0 | 0 | 0 | 0 | 0 | 0 | 0 | 0 | 0 | 0 | 0 | 12 | 1
NO |  | 32 | 2015 | 9 | 30 | 30 |  | 0904 JOLIET | DRESDEN | 138 | 138 | WP | 0.58 | 0 | 0 | 1113 ACSR | 0 | 0 | 0 | 0 | 0 | 0 | 0 | 0 | 0 | 0 | 0 | 0 | 0 | 0 | 0 | 0 | 0 | 0 | 0 | 0 | 0 | 0 | 0 | 12 | 1
NO |  | 32 | 2015 | 9 | 31 | 31 |  | 0904 JOLIET | DRESDEN | 138 | 138 | SP | 4.87 | 0.08 | 0 | 1113 ACSR | 0 | 0 | 0 | 0 | 0 | 0 | 0 | 0 | 0 | 0 | 0 | 0 | 0 | 0 | 0 | 0 | 0 | 0 | 0 | 0 | 0 | 0 | 0 | 12 | 1
NO |  | 32 | 2015 | 9 | 32 | 32 |  | 0905 JOLIET | WILL COUNTY | 138 | 138 | ST | 1.41 | 11.02 | 1 | 300 CU / 477 ACSR | 0 | 0 | 0 | 0 | 0 | 0 | 0 | 0 | 0 | 0 | 0 | 0 | 0 | 0 | 0 | 0 | 0 | 0 | 0 | 0 | 0 | 0 | 0 | 12 | 1
NO |  | 32 | 2015 | 9 | 33 | 33 |  | 0905 JOLIET | WILL COUNTY | 138 | 138 | WP | 0.14 | 0 | 0 | 300 CU | 0 | 0 | 0 | 0 | 0 | 0 | 0 | 0 | 0 | 0 | 0 | 0 | 0 | 0 | 0 | 0 | 0 | 0 | 0 | 0 | 0 | 0 | 0 | 12 | 1
NO |  | 32 | 2015 | 9 | 34 | 34 |  | 0905 JOLIET | WILL COUNTY | 138 | 138 | SP | 2.65 | 0 | 0 | T2-556.5 ACSR | 0 | 0 | 0 | 0 | 0 | 0 | 0 | 0 | 0 | 0 | 0 | 0 | 0 | 0 | 0 | 0 | 0 | 0 | 0 | 0 | 0 | 0 | 0 | 12 | 1
NO |  | 32 | 2015 | 9 | 35 | 35 |  | 0905 TAP | JOLIET TR.# 79 | 138 | 138 | WP | 0.01 | 0 | 0 | 477 ACSR | 0 | 0 | 0 | 0 | 0 | 0 | 0 | 0 | 0 | 0 | 0 | 0 | 0 | 0 | 0 | 0 | 0 | 0 | 0 | 0 | 0 | 0 | 0 | 12 | 1
NO |  | 32 | 2015 | 10 | 1 | 1 |  | 0906 JOLIET | WILL COUNTY | 138 | 138 | WP | 0.15 | 0 | 1 | 477 ACSR, 900 ACS | 0 | 0 | 0 | 0 | 0 | 0 | 0 | 0 | 0 | 0 | 0 | 0 | 0 | 0 | 0 | 0 | 0 | 0 | 0 | 0 | 0 | 0 | 0 | 12 | 1
NO |  | 32 | 2015 | 10 | 2 | 2 |  | 0906 JOLIET | WILL COUNTY | 138 | 138 | ST | 7.86 | 7.72 | 1 | 300 CU / 477,900 | 0 | 0 | 0 | 0 | 0 | 0 | 0 | 0 | 0 | 0 | 0 | 0 | 0 | 0 | 0 | 0 | 0 | 0 | 0 | 0 | 0 | 0 | 0 | 12 | 1
NO |  | 32 | 2015 | 10 | 3 | 3 |  | 0906 JOLIET | WILL COUNTY | 138 | 138 | WH | 0.82 | 0 | 0 | T2-556.5 ACSR, 66 | 0 | 0 | 0 | 0 | 0 | 0 | 0 | 0 | 0 | 0 | 0 | 0 | 0 | 0 | 0 | 0 | 0 | 0 | 0 | 0 | 0 | 0 | 0 | 12 | 1
NO |  | 32 | 2015 | 10 | 4 | 4 |  | 0907 JOLIET | WOLFS | 138 | 138 | ST | 2.85 | 15.67 | 1 | 300 CU / 1113 ACW | 0 | 0 | 0 | 0 | 0 | 0 | 0 | 0 | 0 | 0 | 0 | 0 | 0 | 0 | 0 | 0 | 0 | 0 | 0 | 0 | 0 | 0 | 0 | 12 | 1
NO |  | 32 | 2015 | 10 | 5 | 5 |  | 0907 JOLIET | WOLFS | 138 | 138 | SP | 0 | 0.08 | 0 | 1113 ACSR | 0 | 0 | 0 | 0 | 0 | 0 | 0 | 0 | 0 | 0 | 0 | 0 | 0 | 0 | 0 | 0 | 0 | 0 | 0 | 0 | 0 | 0 | 0 | 12 | 1
NO |  | 32 | 2015 | 10 | 6 | 6 |  | 0907 JOLIET | WOLFS | 138 | 138 | WH | 0 | 0.06 | 0 | 300 CU | 0 | 0 | 0 | 0 | 0 | 0 | 0 | 0 | 0 | 0 | 0 | 0 | 0 | 0 | 0 | 0 | 0 | 0 | 0 | 0 | 0 | 0 | 0 | 12 | 1
NO |  | 32 | 2015 | 10 | 7 | 7 |  | 0908 JOLIET | SHOREWOOD | 138 | 138 | ST | 0.34 | 7.78 | 1 | 1113 ACSR | 0 | 0 | 0 | 0 | 0 | 0 | 0 | 0 | 0 | 0 | 0 | 0 | 0 | 0 | 0 | 0 | 0 | 0 | 0 | 0 | 0 | 0 | 0 | 12 | 1
NO |  | 32 | 2015 | 10 | 8 | 8 |  | 0908 JOLIET | SHOREWOOD | 138 | 138 | WP | 0.13 | 0 | 0 | 1113 ACSR | 0 | 0 | 0 | 0 | 0 | 0 | 0 | 0 | 0 | 0 | 0 | 0 | 0 | 0 | 0 | 0 | 0 | 0 | 0 | 0 | 0 | 0 | 0 | 12 | 1
NO |  | 32 | 2015 | 10 | 9 | 9 |  | 0908 JOLIET | SHOREWOOD | 138 | 138 | WH | 5.74 | 0 | 0 | 1113 ACSR | 0 | 0 | 0 | 0 | 0 | 0 | 0 | 0 | 0 | 0 | 0 | 0 | 0 | 0 | 0 | 0 | 0 | 0 | 0 | 0 | 0 | 0 | 0 | 12 | 1
NO |  | 32 | 2015 | 10 | 10 | 10 |  | 0908 TAP | HILLCREST | 138 | 138 | WP | 0.05 | 0 | 0 | 477 ACSR | 0 | 0 | 0 | 0 | 0 | 0 | 0 | 0 | 0 | 0 | 0 | 0 | 0 | 0 | 0 | 0 | 0 | 0 | 0 | 0 | 0 | 0 | 0 | 12 | 1
NO |  | 32 | 2015 | 10 | 11 | 11 |  | 1106 FISK | QUARRY | 138 | 138 | SP | 0.36 | 0.22 | 1 | 1113 ACSR | 0 | 0 | 0 | 0 | 0 | 0 | 0 | 0 | 0 | 0 | 0 | 0 | 0 | 0 | 0 | 0 | 0 | 0 | 0 | 0 | 0 | 0 | 0 | 12 | 1
NO |  | 32 | 2015 | 10 | 12 | 12 |  | 1108 FISK | QUARRY | 138 | 138 | SP | 0.17 | 0.26 | 1 | 1113ACSR | 0 | 0 | 0 | 0 | 0 | 0 | 0 | 0 | 0 | 0 | 0 | 0 | 0 | 0 | 0 | 0 | 0 | 0 | 0 | 0 | 0 | 0 | 0 | 12 | 1
NO |  | 32 | 2015 | 10 | 13 | 13 |  | 1205 DRESDEN | SW TIE L-0108 | 138 | 138 | ST | 0.94 | 14.73 | 1 | 300 CU / 477,1113 | 0 | 0 | 0 | 0 | 0 | 0 | 0 | 0 | 0 | 0 | 0 | 0 | 0 | 0 | 0 | 0 | 0 | 0 | 0 | 0 | 0 | 0 | 0 | 12 | 1
NO |  | 32 | 2015 | 10 | 14 | 14 |  | 1205 DRESDEN | SW TIE L-0108 | 138 | 138 | SP | 0.74 | 0 | 0 | 1113 ACSR | 0 | 0 | 0 | 0 | 0 | 0 | 0 | 0 | 0 | 0 | 0 | 0 | 0 | 0 | 0 | 0 | 0 | 0 | 0 | 0 | 0 | 0 | 0 | 12 | 1
NO |  | 32 | 2015 | 10 | 15 | 15 |  | 1205 DRESDEN | SW TIE L-0108 | 138 | 138 | WP | 0.07 | 0 | 0 | 477,1113 ACSR | 0 | 0 | 0 | 0 | 0 | 0 | 0 | 0 | 0 | 0 | 0 | 0 | 0 | 0 | 0 | 0 | 0 | 0 | 0 | 0 | 0 | 0 | 0 | 12 | 1
NO |  | 32 | 2015 | 10 | 16 | 16 |  | 1205 TAP | MAZON | 138 | 138 | SP | 0.09 | 0 | 0 | 477 ACSR | 0 | 0 | 0 | 0 | 0 | 0 | 0 | 0 | 0 | 0 | 0 | 0 | 0 | 0 | 0 | 0 | 0 | 0 | 0 | 0 | 0 | 0 | 0 | 12 | 1
NO |  | 32 | 2015 | 10 | 17 | 17 |  | 1206 DRESDEN | SW TIE L-7413 | 138 | 138 | ST | 8.18 | 7.87 | 1 | 300 CU / 477,1113 | 0 | 0 | 0 | 0 | 0 | 0 | 0 | 0 | 0 | 0 | 0 | 0 | 0 | 0 | 0 | 0 | 0 | 0 | 0 | 0 | 0 | 0 | 0 | 12 | 1
NO |  | 32 | 2015 | 10 | 18 | 18 |  | 1206 DRESDEN | SW TIE L-7413 | 138 | 138 | SP | 0.35 | 0 | 0 | 1113 ACSR | 0 | 0 | 0 | 0 | 0 | 0 | 0 | 0 | 0 | 0 | 0 | 0 | 0 | 0 | 0 | 0 | 0 | 0 | 0 | 0 | 0 | 0 | 0 | 12 | 1
NO |  | 32 | 2015 | 10 | 19 | 19 |  | 1206 DRESDEN | SW TIE L-7413 | 138 | 138 | WP | 0.07 | 0 | 0 | 300 CU / 1113 ACS | 0 | 0 | 0 | 0 | 0 | 0 | 0 | 0 | 0 | 0 | 0 | 0 | 0 | 0 | 0 | 0 | 0 | 0 | 0 | 0 | 0 | 0 | 0 | 12 | 1
NO |  | 32 | 2015 | 10 | 20 | 20 |  | 1206 TAP | MAZON | 138 | 138 | WP | 0.07 | 0 | 0 | 266.8 ACSR | 0 | 0 | 0 | 0 | 0 | 0 | 0 | 0 | 0 | 0 | 0 | 0 | 0 | 0 | 0 | 0 | 0 | 0 | 0 | 0 | 0 | 0 | 0 | 12 | 1
NO |  | 32 | 2015 | 10 | 21 | 21 |  | 1207 DRESDEN | WILMINGTON | 138 | 138 | WP | 13.05 | 0 | 1 | 636 ACSR | 0 | 0 | 0 | 0 | 0 | 0 | 0 | 0 | 0 | 0 | 0 | 0 | 0 | 0 | 0 | 0 | 0 | 0 | 0 | 0 | 0 | 0 | 0 | 12 | 1
NO |  | 32 | 2015 | 10 | 22 | 22 |  | 1207 DRESDEN | WILMINGTON | 138 | 138 | WH | 0.14 | 0 | 0 | 636 ACSR | 0 | 0 | 0 | 0 | 0 | 0 | 0 | 0 | 0 | 0 | 0 | 0 | 0 | 0 | 0 | 0 | 0 | 0 | 0 | 0 | 0 | 0 | 0 | 12 | 1
NO |  | 32 | 2015 | 10 | 23 | 23 |  | 1210 DRESDEN | SHOREWOOD | 138 | 138 | WP | 4.01 | 0 | 1 | 1113 AA / 1113 AC | 0 | 0 | 0 | 0 | 0 | 0 | 0 | 0 | 0 | 0 | 0 | 0 | 0 | 0 | 0 | 0 | 0 | 0 | 0 | 0 | 0 | 0 | 0 | 12 | 1
NO |  | 32 | 2015 | 10 | 24 | 24 |  | 1210 DRESDEN | SHOREWOOD | 138 | 138 | WH | 8.79 | 0 | 0 | 1113 AA / 1113 AC | 0 | 0 | 0 | 0 | 0 | 0 | 0 | 0 | 0 | 0 | 0 | 0 | 0 | 0 | 0 | 0 | 0 | 0 | 0 | 0 | 0 | 0 | 0 | 12 | 1
NO |  | 32 | 2015 | 10 | 25 | 25 |  | 1306 RIDGELAND | CRAWFORD | 138 | 138 | ST | 0.05 | 0.73 | 1 | 1113 ACSR | 0 | 0 | 0 | 0 | 0 | 0 | 0 | 0 | 0 | 0 | 0 | 0 | 0 | 0 | 0 | 0 | 0 | 0 | 0 | 0 | 0 | 0 | 0 | 12 | 1
NO |  | 32 | 2015 | 10 | 26 | 26 |  | 1306 RIDGELAND | CRAWFORD | 138 | 138 | SP | 0.36 | 2.44 | 0 | 1113 ACSR | 0 | 0 | 0 | 0 | 0 | 0 | 0 | 0 | 0 | 0 | 0 | 0 | 0 | 0 | 0 | 0 | 0 | 0 | 0 | 0 | 0 | 0 | 0 | 12 | 1
NO |  | 32 | 2015 | 10 | 27 | 27 |  | 1315 RIDGELAND | CRAWFORD | 138 | 138 | ST | 0.16 | 1.2 | 1 | 900, 1113 ACSR | 0 | 0 | 0 | 0 | 0 | 0 | 0 | 0 | 0 | 0 | 0 | 0 | 0 | 0 | 0 | 0 | 0 | 0 | 0 | 0 | 0 | 0 | 0 | 12 | 1
NO |  | 32 | 2015 | 10 | 28 | 28 |  | 1315 RIDGELAND | CRAWFORD | 138 | 138 | SP | 0.27 | 2.66 | 0 | 1113 ACSR | 0 | 0 | 0 | 0 | 0 | 0 | 0 | 0 | 0 | 0 | 0 | 0 | 0 | 0 | 0 | 0 | 0 | 0 | 0 | 0 | 0 | 0 | 0 | 12 | 1
NO |  | 32 | 2015 | 10 | 29 | 29 |  | 1315 RIDGELAND | CRAWFORD | 138 | 138 | WP | 0.03 | 0 | 0 | 900 ACSR | 0 | 0 | 0 | 0 | 0 | 0 | 0 | 0 | 0 | 0 | 0 | 0 | 0 | 0 | 0 | 0 | 0 | 0 | 0 | 0 | 0 | 0 | 0 | 12 | 1
NO |  | 32 | 2015 | 10 | 30 | 30 |  | 1321 CRAWFORD | CONGRESS | 138 | 138 | SP | 0.31 | 0.4 | 1 | 1113 ACSR | 0 | 0 | 0 | 0 | 0 | 0 | 0 | 0 | 0 | 0 | 0 | 0 | 0 | 0 | 0 | 0 | 0 | 0 | 0 | 0 | 0 | 0 | 0 | 12 | 1
NO |  | 32 | 2015 | 10 | 31 | 31 |  | 1321 CRAWFORD | CONGRESS | 138 | 138 | ST | 0.28 | 3.99 | 0 | 1113 ACSR | 0 | 0 | 0 | 0 | 0 | 0 | 0 | 0 | 0 | 0 | 0 | 0 | 0 | 0 | 0 | 0 | 0 | 0 | 0 | 0 | 0 | 0 | 0 | 12 | 1
NO |  | 32 | 2015 | 10 | 32 | 32 |  | 1322 CRAWFORD | BEDFORD PARK | 138 | 138 | ST | 0.29 | 3.19 | 1 | 1113 ACSR | 0 | 0 | 0 | 0 | 0 | 0 | 0 | 0 | 0 | 0 | 0 | 0 | 0 | 0 | 0 | 0 | 0 | 0 | 0 | 0 | 0 | 0 | 0 | 12 | 1
NO |  | 32 | 2015 | 10 | 33 | 33 |  | 1322 CRAWFORD | BEDFORD PARK | 138 | 138 | SP | 0.02 | 4.27 | 0 | 2-556.5,1113 ACSR | 0 | 0 | 0 | 0 | 0 | 0 | 0 | 0 | 0 | 0 | 0 | 0 | 0 | 0 | 0 | 0 | 0 | 0 | 0 | 0 | 0 | 0 | 0 | 12 | 1
NO |  | 32 | 2015 | 10 | 34 | 34 |  | 1322 CRAWFORD | BEDFORD PARK | 138 | 138 | WP | 0.05 | 0 | 0 | 1113 ACSR | 0 | 0 | 0 | 0 | 0 | 0 | 0 | 0 | 0 | 0 | 0 | 0 | 0 | 0 | 0 | 0 | 0 | 0 | 0 | 0 | 0 | 0 | 0 | 12 | 1
NO |  | 32 | 2015 | 10 | 35 | 35 |  | 1323 CRAWFORD | CONGRESS | 138 | 138 | SP | 0.43 | 0.31 | 1 | 1113 ACSR | 0 | 0 | 0 | 0 | 0 | 0 | 0 | 0 | 0 | 0 | 0 | 0 | 0 | 0 | 0 | 0 | 0 | 0 | 0 | 0 | 0 | 0 | 0 | 12 | 1
NO |  | 32 | 2015 | 11 | 1 | 1 |  | 1323 CRAWFORD | CONGRESS | 138 | 138 | ST | 0.12 | 4.26 | 0 | 1113 ACSR | 0 | 0 | 0 | 0 | 0 | 0 | 0 | 0 | 0 | 0 | 0 | 0 | 0 | 0 | 0 | 0 | 0 | 0 | 0 | 0 | 0 | 0 | 0 | 12 | 1
NO |  | 32 | 2015 | 11 | 2 | 2 |  | 1324 CRAWFORD | BEDFORD PARK | 138 | 138 | ST | 0.28 | 2.82 | 1 | 1113 ACSR | 0 | 0 | 0 | 0 | 0 | 0 | 0 | 0 | 0 | 0 | 0 | 0 | 0 | 0 | 0 | 0 | 0 | 0 | 0 | 0 | 0 | 0 | 0 | 12 | 1
NO |  | 32 | 2015 | 11 | 3 | 3 |  | 1324 CRAWFORD | BEDFORD PARK | 138 | 138 | SP | 0.02 | 4.27 | 0 | 2-556.5,1113 ACSR | 0 | 0 | 0 | 0 | 0 | 0 | 0 | 0 | 0 | 0 | 0 | 0 | 0 | 0 | 0 | 0 | 0 | 0 | 0 | 0 | 0 | 0 | 0 | 12 | 1
NO |  | 32 | 2015 | 11 | 4 | 4 |  | 1324 CRAWFORD | BEDFORD PARK | 138 | 138 | WP | 0.41 | 0 | 0 | 1113 ACSR | 0 | 0 | 0 | 0 | 0 | 0 | 0 | 0 | 0 | 0 | 0 | 0 | 0 | 0 | 0 | 0 | 0 | 0 | 0 | 0 | 0 | 0 | 0 | 12 | 1
NO |  | 32 | 2015 | 11 | 5 | 5 |  | 1352 POWERTON | JUNCTION B | 138 | 138 | ST | 0.19 | 4.42 | 1 | 477 ACSR | 0 | 0 | 0 | 0 | 0 | 0 | 0 | 0 | 0 | 0 | 0 | 0 | 0 | 0 | 0 | 0 | 0 | 0 | 0 | 0 | 0 | 0 | 0 | 12 | 1
NO |  | 32 | 2015 | 11 | 6 | 6 |  | 1352 POWERTON | JUNCTION B | 138 | 138 | WH | 0.9 | 0 | 0 | 477 ACSR | 0 | 0 | 0 | 0 | 0 | 0 | 0 | 0 | 0 | 0 | 0 | 0 | 0 | 0 | 0 | 0 | 0 | 0 | 0 | 0 | 0 | 0 | 0 | 12 | 1
NO |  | 32 | 2015 | 11 | 7 | 7 |  | 1352 TAP | IPCO | 138 | 138 | ST | 0.09 | 0 | 0 | 1113 ACSR | 0 | 0 | 0 | 0 | 0 | 0 | 0 | 0 | 0 | 0 | 0 | 0 | 0 | 0 | 0 | 0 | 0 | 0 | 0 | 0 | 0 | 0 | 0 | 12 | 1
NO |  | 32 | 2015 | 11 | 8 | 8 |  | 1352 TAP | IPCO | 138 | 138 | WH | 0.05 | 0 | 0 | 1113 ACSR | 0 | 0 | 0 | 0 | 0 | 0 | 0 | 0 | 0 | 0 | 0 | 0 | 0 | 0 | 0 | 0 | 0 | 0 | 0 | 0 | 0 | 0 | 0 | 12 | 1
NO |  | 32 | 2015 | 11 | 9 | 9 |  | 1382 (IPCO) TAP | MINONK | 138 | 138 | WH | 0.01 | 0 | 1 | 477 ACSR | 0 | 0 | 0 | 0 | 0 | 0 | 0 | 0 | 0 | 0 | 0 | 0 | 0 | 0 | 0 | 0 | 0 | 0 | 0 | 0 | 0 | 0 | 0 | 12 | 1
NO |  | 32 | 2015 | 11 | 10 | 10 |  | 1603 WAUKEGAN | SW TIE L-4203 | 138 | 138 | ST | 0.28 | 14.56 | 1 | 300 CU / 477,1113 | 0 | 0 | 0 | 0 | 0 | 0 | 0 | 0 | 0 | 0 | 0 | 0 | 0 | 0 | 0 | 0 | 0 | 0 | 0 | 0 | 0 | 0 | 0 | 12 | 1
NO |  | 32 | 2015 | 11 | 11 | 11 |  | 1603 WAUKEGAN | SW TIE L-4203 | 138 | 138 | SP | 0.32 | 0.34 | 0 | 300 CU / 477,1113 | 0 | 0 | 0 | 0 | 0 | 0 | 0 | 0 | 0 | 0 | 0 | 0 | 0 | 0 | 0 | 0 | 0 | 0 | 0 | 0 | 0 | 0 | 0 | 12 | 1
NO |  | 32 | 2015 | 11 | 12 | 12 |  | 1604 WAUKEGAN | LIBERTYVILLE | 138 | 138 | ST | 0.24 | 13.28 | 1 | 1113 ACSR | 0 | 0 | 0 | 0 | 0 | 0 | 0 | 0 | 0 | 0 | 0 | 0 | 0 | 0 | 0 | 0 | 0 | 0 | 0 | 0 | 0 | 0 | 0 | 12 | 1
NO |  | 32 | 2015 | 11 | 13 | 13 |  | 1604 WAUKEGAN | LIBERTYVILLE | 138 | 138 | SP | 0.1 | 0.5 | 0 | 1113 ACSR | 0 | 0 | 0 | 0 | 0 | 0 | 0 | 0 | 0 | 0 | 0 | 0 | 0 | 0 | 0 | 0 | 0 | 0 | 0 | 0 | 0 | 0 | 0 | 12 | 1
NO |  | 32 | 2015 | 11 | 14 | 14 |  | 1604 WAUKEGAN | LIBERTYVILLE | 138 | 138 | WH | 0.05 | 0 | 0 | 1113 ACSR | 0 | 0 | 0 | 0 | 0 | 0 | 0 | 0 | 0 | 0 | 0 | 0 | 0 | 0 | 0 | 0 | 0 | 0 | 0 | 0 | 0 | 0 | 0 | 12 | 1
NO |  | 32 | 2015 | 11 | 15 | 15 |  | 1605 WAUKEGAN | HIGHLAND PARK | 138 | 138 | ST | 0.36 | 15.88 | 1 | 1113 ACSR | 0 | 0 | 0 | 0 | 0 | 0 | 0 | 0 | 0 | 0 | 0 | 0 | 0 | 0 | 0 | 0 | 0 | 0 | 0 | 0 | 0 | 0 | 0 | 12 | 1
NO |  | 32 | 2015 | 11 | 16 | 16 |  | 1605 WAUKEGAN | HIGHLAND PARK | 138 | 138 | WP | 0.3 | 0 | 0 | 1113 ACSR | 0 | 0 | 0 | 0 | 0 | 0 | 0 | 0 | 0 | 0 | 0 | 0 | 0 | 0 | 0 | 0 | 0 | 0 | 0 | 0 | 0 | 0 | 0 | 12 | 1
NO |  | 32 | 2015 | 11 | 17 | 17 |  | 1605 WAUKEGAN | HIGHLAND PARK | 138 | 138 | SP | 0 | 0.61 | 0 | 1113 ACSR | 0 | 0 | 0 | 0 | 0 | 0 | 0 | 0 | 0 | 0 | 0 | 0 | 0 | 0 | 0 | 0 | 0 | 0 | 0 | 0 | 0 | 0 | 0 | 12 | 1
NO |  | 32 | 2015 | 11 | 18 | 18 |  | 1606 WAUKEGAN | HIGHLAND PARK | 138 | 138 | ST | 0.37 | 15.9 | 1 | 1113 ACSR | 0 | 0 | 0 | 0 | 0 | 0 | 0 | 0 | 0 | 0 | 0 | 0 | 0 | 0 | 0 | 0 | 0 | 0 | 0 | 0 | 0 | 0 | 0 | 12 | 1
NO |  | 32 | 2015 | 11 | 19 | 19 |  | 1606 WAUKEGAN | HIGHLAND PARK | 138 | 138 | WP | 0.31 | 0 | 0 | 1113 ACSR | 0 | 0 | 0 | 0 | 0 | 0 | 0 | 0 | 0 | 0 | 0 | 0 | 0 | 0 | 0 | 0 | 0 | 0 | 0 | 0 | 0 | 0 | 0 | 12 | 1
NO |  | 32 | 2015 | 11 | 20 | 20 |  | 1606 WAUKEGAN | HIGHLAND PARK | 138 | 138 | SP | 0 | 0.61 | 0 | 1113 ACSR | 0 | 0 | 0 | 0 | 0 | 0 | 0 | 0 | 0 | 0 | 0 | 0 | 0 | 0 | 0 | 0 | 0 | 0 | 0 | 0 | 0 | 0 | 0 | 12 | 1
NO |  | 32 | 2015 | 11 | 21 | 21 |  | 1607 WAUKEGAN | SW TIE L-4202 | 138 | 138 | ST | 0.32 | 14.68 | 1 |  | 0 | 0 | 0 | 0 | 0 | 0 | 0 | 0 | 0 | 0 | 0 | 0 | 0 | 0 | 0 | 650320190 | 0 | 0 | 0 | 0 | 0 | 0 | 0 | 12 | 1
NO |  | 32 | 2015 | 11 | 22 | 22 |  | 1607 WAUKEGAN | SW TIE L-4202 | 138 | 138 | SP | 0.19 | 0.34 | 0 |  | 0 | 0 | 0 | 0 | 0 | 0 | 0 | 0 | 0 | 0 | 0 | 0 | 0 | 0 | 0 | 650320191 | 0 | 0 | 0 | 0 | 0 | 0 | 0 | 12 | 1
NO |  | 32 | 2015 | 11 | 23 | 23 |  | 1607 TAP | ROUND LAKE | 138 | 138 | SP | 0.03 | 0 | 0 | 477 ACSR | 0 | 0 | 0 | 0 | 0 | 0 | 0 | 0 | 0 | 0 | 0 | 0 | 0 | 0 | 0 | 0 | 0 | 0 | 0 | 0 | 0 | 0 | 0 | 12 | 1
NO |  | 32 | 2015 | 11 | 24 | 24 |  | 1608 WAUKEGAN | LIBERTYVILLE | 138 | 138 | ST | 0.23 | 13.3 | 1 | 1113 ACSR | 0 | 0 | 0 | 0 | 0 | 0 | 0 | 0 | 0 | 0 | 0 | 0 | 0 | 0 | 0 | 0 | 0 | 0 | 0 | 0 | 0 | 0 | 0 | 12 | 1
NO |  | 32 | 2015 | 11 | 25 | 25 |  | 1608 WAUKEGAN | LIBERTYVILLE | 138 | 138 | SP | 0.09 | 0.5 | 0 | 1113 ACSR | 0 | 0 | 0 | 0 | 0 | 0 | 0 | 0 | 0 | 0 | 0 | 0 | 0 | 0 | 0 | 0 | 0 | 0 | 0 | 0 | 0 | 0 | 0 | 12 | 1
NO |  | 32 | 2015 | 11 | 26 | 26 |  | 1608 WAUKEGAN | LIBERTYVILLE | 138 | 138 | WH | 0.05 | 0 | 0 | 1113 ACSR | 0 | 0 | 0 | 0 | 0 | 0 | 0 | 0 | 0 | 0 | 0 | 0 | 0 | 0 | 0 | 0 | 0 | 0 | 0 | 0 | 0 | 0 | 0 | 12 | 1
NO |  | 32 | 2015 | 11 | 27 | 27 |  | 1609 WAUKEGAN | ZION TDC 282 | 138 | 138 | WH | 5.57 | 0 | 1 | 1113 ACSR | 0 | 0 | 0 | 0 | 0 | 0 | 0 | 0 | 0 | 0 | 0 | 0 | 0 | 0 | 0 | 0 | 0 | 0 | 0 | 0 | 0 | 0 | 0 | 12 | 1
NO |  | 32 | 2015 | 11 | 28 | 28 |  | 1609 WAUKEGAN | ZION TDC 282 | 138 | 138 | WP | 0.15 | 0 | 0 | 900,1113 ACSR | 0 | 0 | 0 | 0 | 0 | 0 | 0 | 0 | 0 | 0 | 0 | 0 | 0 | 0 | 0 | 0 | 0 | 0 | 0 | 0 | 0 | 0 | 0 | 12 | 1
NO |  | 32 | 2015 | 11 | 29 | 29 |  | 1609 WAUKEGAN | ZION TDC 282 | 138 | 138 | ST | 4.41 | 1.79 | 0 | 1113 ACSR | 0 | 0 | 0 | 0 | 0 | 0 | 0 | 0 | 0 | 0 | 0 | 0 | 0 | 0 | 0 | 0 | 0 | 0 | 0 | 0 | 0 | 0 | 0 | 12 | 1
NO |  | 32 | 2015 | 11 | 30 | 30 |  | 1609 WAUKEGAN | ZION TDC 282 | 138 | 138 | SP | 0.31 | 0 | 0 | 1113 ACSR | 0 | 0 | 0 | 0 | 0 | 0 | 0 | 0 | 0 | 0 | 0 | 0 | 0 | 0 | 0 | 0 | 0 | 0 | 0 | 0 | 0 | 0 | 0 | 12 | 1
NO |  | 32 | 2015 | 11 | 31 | 31 |  | 1802 WILL COUNTY | WILLOW SPRINGS | 138 | 138 | ST | 3.19 | 9.74 | 1 | 1113 ACSR | 0 | 0 | 0 | 0 | 0 | 0 | 0 | 0 | 0 | 0 | 0 | 0 | 0 | 0 | 0 | 0 | 0 | 0 | 0 | 0 | 0 | 0 | 0 | 12 | 1
NO |  | 32 | 2015 | 11 | 32 | 32 |  | 1802 WILL COUNTY | WILLOW SPRINGS | 138 | 138 | SP | 0.12 | 0.43 | 0 | 1113 ACSR | 0 | 0 | 0 | 0 | 0 | 0 | 0 | 0 | 0 | 0 | 0 | 0 | 0 | 0 | 0 | 0 | 0 | 0 | 0 | 0 | 0 | 0 | 0 | 12 | 1
NO |  | 32 | 2015 | 11 | 33 | 33 |  | 1802 WILL COUNTY | WILLOW SPRINGS | 138 | 138 | WP | 0.07 | 0 | 0 | 1113 ACSR | 0 | 0 | 0 | 0 | 0 | 0 | 0 | 0 | 0 | 0 | 0 | 0 | 0 | 0 | 0 | 0 | 0 | 0 | 0 | 0 | 0 | 0 | 0 | 12 | 1
NO |  | 32 | 2015 | 11 | 34 | 34 |  | 1803 WILL COUNTY | LISLE | 138 | 138 | ST | 0.22 | 1.52 | 1 | 2-556.5 ACSR | 0 | 0 | 0 | 0 | 0 | 0 | 0 | 0 | 0 | 0 | 0 | 0 | 0 | 0 | 0 | 0 | 0 | 0 | 0 | 0 | 0 | 0 | 0 | 12 | 1
NO |  | 32 | 2015 | 11 | 35 | 35 |  | 1803 WILL COUNTY | LISLE | 138 | 138 | SP | 3.41 | 9.2 | 0 | 2-556.5,1113 ACSR | 0 | 0 | 0 | 0 | 0 | 0 | 0 | 0 | 0 | 0 | 0 | 0 | 0 | 0 | 0 | 0 | 0 | 0 | 0 | 0 | 0 | 0 | 0 | 12 | 1
NO |  | 32 | 2015 | 12 | 1 | 1 |  | 1803 WILL COUNTY | LISLE | 138 | 138 | WP | 0.02 | 0 | 0 | 2-556.5,1113 ACSR | 0 | 0 | 0 | 0 | 0 | 0 | 0 | 0 | 0 | 0 | 0 | 0 | 0 | 0 | 0 | 0 | 0 | 0 | 0 | 0 | 0 | 0 | 0 | 12 | 1
NO |  | 32 | 2015 | 12 | 2 | 2 |  | 1804 WILL COUNTY | WOLFS | 138 | 138 | ST | 5.44 | 8.72 | 1 |  | 0 | 0 | 0 | 0 | 0 | 0 | 0 | 0 | 0 | 0 | 0 | 0 | 0 | 0 | 0 | 650320192 | 0 | 0 | 0 | 0 | 0 | 0 | 0 | 12 | 1
NO |  | 32 | 2015 | 12 | 3 | 3 |  | 1804 WILL COUNTY | WOLFS | 138 | 138 | SP | 0.08 | 0 | 0 | 1113 ACSR | 0 | 0 | 0 | 0 | 0 | 0 | 0 | 0 | 0 | 0 | 0 | 0 | 0 | 0 | 0 | 0 | 0 | 0 | 0 | 0 | 0 | 0 | 0 | 12 | 1
NO |  | 32 | 2015 | 12 | 4 | 4 |  | 1807 WILL COUNTY | ARGONNE NAT'L LAB | 138 | 138 | ST | 0.5 | 7.08 | 1 | 1113 ACSR | 0 | 0 | 0 | 0 | 0 | 0 | 0 | 0 | 0 | 0 | 0 | 0 | 0 | 0 | 0 | 0 | 0 | 0 | 0 | 0 | 0 | 0 | 0 | 12 | 1
NO |  | 32 | 2015 | 12 | 5 | 5 |  | 1807 WILL COUNTY | ARGONNE NAT'L LAB | 138 | 138 | WP | 0.04 | 0 | 0 | 1113 ACSR | 0 | 0 | 0 | 0 | 0 | 0 | 0 | 0 | 0 | 0 | 0 | 0 | 0 | 0 | 0 | 0 | 0 | 0 | 0 | 0 | 0 | 0 | 0 | 12 | 1
NO |  | 32 | 2015 | 12 | 6 | 6 |  | 1807 WILL COUNTY | ARGONNE NAT'L LAB | 138 | 138 | SP | 0 | 0.43 | 0 | 1113 ACSR | 0 | 0 | 0 | 0 | 0 | 0 | 0 | 0 | 0 | 0 | 0 | 0 | 0 | 0 | 0 | 0 | 0 | 0 | 0 | 0 | 0 | 0 | 0 | 12 | 1
NO |  | 32 | 2015 | 12 | 7 | 7 |  | 1808 WILL COUNTY | GOODINGS GROVE | 138 | 138 | ST | 0.57 | 8.91 | 1 | 900 ACSR | 0 | 0 | 0 | 0 | 0 | 0 | 0 | 0 | 0 | 0 | 0 | 0 | 0 | 0 | 0 | 0 | 0 | 0 | 0 | 0 | 0 | 0 | 0 | 12 | 1
NO |  | 32 | 2015 | 12 | 8 | 8 |  | 1808 WILL COUNTY | GOODINGS GROVE | 138 | 138 | SP | 0.13 | 0.55 | 0 | 900 ACSR | 0 | 0 | 0 | 0 | 0 | 0 | 0 | 0 | 0 | 0 | 0 | 0 | 0 | 0 | 0 | 0 | 0 | 0 | 0 | 0 | 0 | 0 | 0 | 12 | 1
NO |  | 32 | 2015 | 12 | 9 | 9 |  | 1809 WILL COUNTY | LISLE | 138 | 138 | ST | 0.47 | 1.07 | 1 | 2-556.5,1113 ACSR | 0 | 0 | 0 | 0 | 0 | 0 | 0 | 0 | 0 | 0 | 0 | 0 | 0 | 0 | 0 | 0 | 0 | 0 | 0 | 0 | 0 | 0 | 0 | 12 | 1
NO |  | 32 | 2015 | 12 | 10 | 10 |  | 1809 WILL COUNTY | LISLE | 138 | 138 | SP | 0.7 | 11.88 | 0 | 2-556.5,1113 ACSR | 0 | 0 | 0 | 0 | 0 | 0 | 0 | 0 | 0 | 0 | 0 | 0 | 0 | 0 | 0 | 0 | 0 | 0 | 0 | 0 | 0 | 0 | 0 | 12 | 1
NO |  | 32 | 2015 | 12 | 11 | 11 |  | 1809 WILL COUNTY | LISLE | 138 | 138 | WP | 0.03 | 0 | 0 | 2-556.5,1113 ACSR | 0 | 0 | 0 | 0 | 0 | 0 | 0 | 0 | 0 | 0 | 0 | 0 | 0 | 0 | 0 | 0 | 0 | 0 | 0 | 0 | 0 | 0 | 0 | 12 | 1
NO |  | 32 | 2015 | 12 | 12 | 12 |  | 1811 WILL COUNTY | GOODINGS GROVE | 138 | 138 | ST | 0.91 | 8.49 | 1 | 900 ACSR | 0 | 0 | 0 | 0 | 0 | 0 | 0 | 0 | 0 | 0 | 0 | 0 | 0 | 0 | 0 | 0 | 0 | 0 | 0 | 0 | 0 | 0 | 0 | 12 | 1
NO |  | 32 | 2015 | 12 | 13 | 13 |  | 1811 WILL COUNTY | GOODINGS GROVE | 138 | 138 | SP | 0 | 0.55 | 0 | 900 ACSR | 0 | 0 | 0 | 0 | 0 | 0 | 0 | 0 | 0 | 0 | 0 | 0 | 0 | 0 | 0 | 0 | 0 | 0 | 0 | 0 | 0 | 0 | 0 | 12 | 1
NO |  | 32 | 2015 | 12 | 14 | 14 |  | 4202 SILVER LAKE | SW TIE L-1607 | 138 | 138 | ST | 0.37 | 13.66 | 1 | 300 CU / 477,1113 | 0 | 0 | 0 | 0 | 0 | 0 | 0 | 0 | 0 | 0 | 0 | 0 | 0 | 0 | 0 | 0 | 0 | 0 | 0 | 0 | 0 | 0 | 0 | 12 | 1
NO |  | 32 | 2015 | 12 | 15 | 15 |  | 4202 SILVER LAKE | SW TIE L-1607 | 138 | 138 | SP | 0.14 | 0.13 | 0 | 1113 ACSR | 0 | 0 | 0 | 0 | 0 | 0 | 0 | 0 | 0 | 0 | 0 | 0 | 0 | 0 | 0 | 0 | 0 | 0 | 0 | 0 | 0 | 0 | 0 | 12 | 1
NO |  | 32 | 2015 | 12 | 16 | 16 |  | 4203 SILVER LAKE | SW TIE L-1603 | 138 | 138 | ST | 9.99 | 4 | 1 | 477,1113 ACSR | 0 | 0 | 0 | 0 | 0 | 0 | 0 | 0 | 0 | 0 | 0 | 0 | 0 | 0 | 0 | 0 | 0 | 0 | 0 | 0 | 0 | 0 | 0 | 12 | 1
NO |  | 32 | 2015 | 12 | 17 | 17 |  | 4203 SILVER LAKE | SW TIE L-1603 | 138 | 138 | SP | 0.18 | 0.13 | 0 | 477 ACSR | 0 | 0 | 0 | 0 | 0 | 0 | 0 | 0 | 0 | 0 | 0 | 0 | 0 | 0 | 0 | 0 | 0 | 0 | 0 | 0 | 0 | 0 | 0 | 12 | 1
NO |  | 32 | 2015 | 12 | 18 | 18 |  | 4203 SILVER LAKE | SW TIE L-1603 | 138 | 138 | WH | 0.07 | 0 | 0 | 1113 ACSR | 0 | 0 | 0 | 0 | 0 | 0 | 0 | 0 | 0 | 0 | 0 | 0 | 0 | 0 | 0 | 0 | 0 | 0 | 0 | 0 | 0 | 0 | 0 | 12 | 1
NO |  | 32 | 2015 | 12 | 19 | 19 |  | 4203 TAP | ROUND LAKE | 138 | 138 | SP | 0.05 | 0 | 0 | 1113 ACSR | 0 | 0 | 0 | 0 | 0 | 0 | 0 | 0 | 0 | 0 | 0 | 0 | 0 | 0 | 0 | 0 | 0 | 0 | 0 | 0 | 0 | 0 | 0 | 12 | 1
NO |  | 32 | 2015 | 12 | 20 | 20 |  | 4605 DESPLAINES 46 | TONNE | 138 | 138 | ST | 3.25 | 3.72 | 1 | 1113 ACSR | 0 | 0 | 0 | 0 | 0 | 0 | 0 | 0 | 0 | 0 | 0 | 0 | 0 | 0 | 0 | 0 | 0 | 0 | 0 | 0 | 0 | 0 | 0 | 12 | 1
NO |  | 32 | 2015 | 12 | 21 | 21 |  | 4605 DESPLAINES 46 | TONNE | 138 | 138 | SP | 0.1 | 0 | 0 | 1113,2156 ACSR | 0 | 0 | 0 | 0 | 0 | 0 | 0 | 0 | 0 | 0 | 0 | 0 | 0 | 0 | 0 | 0 | 0 | 0 | 0 | 0 | 0 | 0 | 0 | 12 | 1
NO |  | 32 | 2015 | 12 | 22 | 22 |  | 4605 DESPLAINES 46 | TONNE | 138 | 138 | WP | 0.12 | 0 | 0 | 2156 ACSR | 0 | 0 | 0 | 0 | 0 | 0 | 0 | 0 | 0 | 0 | 0 | 0 | 0 | 0 | 0 | 0 | 0 | 0 | 0 | 0 | 0 | 0 | 0 | 12 | 1
NO |  | 32 | 2015 | 12 | 23 | 23 |  | 4605 TAP | DESPLAINES 198 | 138 | 138 | WP | 0.12 | 3.06 | 0 | 636 ACSR, 664.8 A | 0 | 0 | 0 | 0 | 0 | 0 | 0 | 0 | 0 | 0 | 0 | 0 | 0 | 0 | 0 | 0 | 0 | 0 | 0 | 0 | 0 | 0 | 0 | 12 | 1
NO |  | 32 | 2015 | 12 | 24 | 24 |  | 4605 TAP | DESPLAINES 198 | 138 | 138 | SP | 0.12 | 0 | 0 | 1113 ACSR | 0 | 0 | 0 | 0 | 0 | 0 | 0 | 0 | 0 | 0 | 0 | 0 | 0 | 0 | 0 | 0 | 0 | 0 | 0 | 0 | 0 | 0 | 0 | 12 | 1
NO |  | 32 | 2015 | 12 | 25 | 25 |  | 4606 DESPLAINES 46 | TONNE | 138 | 138 | ST | 0.45 | 6.29 | 1 | 1113 ACSR | 0 | 0 | 0 | 0 | 0 | 0 | 0 | 0 | 0 | 0 | 0 | 0 | 0 | 0 | 0 | 0 | 0 | 0 | 0 | 0 | 0 | 0 | 0 | 12 | 1
NO |  | 32 | 2015 | 12 | 26 | 26 |  | 4606 DESPLAINES 46 | TONNE | 138 | 138 | SP | 0.33 | 0 | 0 | 1113 ACSR | 0 | 0 | 0 | 0 | 0 | 0 | 0 | 0 | 0 | 0 | 0 | 0 | 0 | 0 | 0 | 0 | 0 | 0 | 0 | 0 | 0 | 0 | 0 | 12 | 1
NO |  | 32 | 2015 | 12 | 27 | 27 |  | 4608 DESPLAINES 46 | DESPLAINES 198 | 138 | 138 | WP | 0.32 | 3.03 | 1 | 1113 ACSR, 664.8 | 0 | 0 | 0 | 0 | 0 | 0 | 0 | 0 | 0 | 0 | 0 | 0 | 0 | 0 | 0 | 0 | 0 | 0 | 0 | 0 | 0 | 0 | 0 | 12 | 1
NO |  | 32 | 2015 | 12 | 28 | 28 |  | 4608 DESPLAINES 46 | DESPLAINES 198 | 138 | 138 | WH | 0.07 | 0 | 0 | 1113 ACSR | 0 | 0 | 0 | 0 | 0 | 0 | 0 | 0 | 0 | 0 | 0 | 0 | 0 | 0 | 0 | 0 | 0 | 0 | 0 | 0 | 0 | 0 | 0 | 12 | 1
NO |  | 32 | 2015 | 12 | 29 | 29 |  | 4608 DESPLAINES 46 | DESPLAINES 198 | 138 | 138 | SP | 0.1 | 0 | 0 | 1113 ACSR | 0 | 0 | 0 | 0 | 0 | 0 | 0 | 0 | 0 | 0 | 0 | 0 | 0 | 0 | 0 | 0 | 0 | 0 | 0 | 0 | 0 | 0 | 0 | 12 | 1
NO |  | 32 | 2015 | 12 | 30 | 30 |  | 4610 DESPLAINES 46 | GOLF MILL | 138 | 138 | ST | 0.06 | 3.47 | 1 | 1113 ACSR | 0 | 0 | 0 | 0 | 0 | 0 | 0 | 0 | 0 | 0 | 0 | 0 | 0 | 0 | 0 | 0 | 0 | 0 | 0 | 0 | 0 | 0 | 0 | 12 | 1
NO |  | 32 | 2015 | 12 | 31 | 31 |  | 4610 DESPLAINES 46 | GOLF MILL | 138 | 138 | SP | 0.05 | 0 | 0 | 1113 ACSR | 0 | 0 | 0 | 0 | 0 | 0 | 0 | 0 | 0 | 0 | 0 | 0 | 0 | 0 | 0 | 0 | 0 | 0 | 0 | 0 | 0 | 0 | 0 | 12 | 1
NO |  | 32 | 2015 | 12 | 32 | 32 |  | 4610 DESPLAINES 46 | GOLF MILL | 138 | 138 | WP | 0.16 | 0 | 0 | 1113 ACSR | 0 | 0 | 0 | 0 | 0 | 0 | 0 | 0 | 0 | 0 | 0 | 0 | 0 | 0 | 0 | 0 | 0 | 0 | 0 | 0 | 0 | 0 | 0 | 12 | 1
NO |  | 32 | 2015 | 12 | 33 | 33 |  | 4611 DESPLAINES 46 | GOLF MILL | 138 | 138 | ST | 0 | 3.47 | 1 | 1113 ACSR | 0 | 0 | 0 | 0 | 0 | 0 | 0 | 0 | 0 | 0 | 0 | 0 | 0 | 0 | 0 | 0 | 0 | 0 | 0 | 0 | 0 | 0 | 0 | 12 | 1
NO |  | 32 | 2015 | 12 | 34 | 34 |  | 4611 DESPLAINES 46 | GOLF MILL | 138 | 138 | SP | 0.04 | 0 | 0 | 1113 ACSR | 0 | 0 | 0 | 0 | 0 | 0 | 0 | 0 | 0 | 0 | 0 | 0 | 0 | 0 | 0 | 0 | 0 | 0 | 0 | 0 | 0 | 0 | 0 | 12 | 1
NO |  | 32 | 2015 | 12 | 35 | 35 |  | 4611 DESPLAINES 46 | GOLF MILL | 138 | 138 | WP | 0.3 | 0 | 0 | 1113 ACSR | 0 | 0 | 0 | 0 | 0 | 0 | 0 | 0 | 0 | 0 | 0 | 0 | 0 | 0 | 0 | 0 | 0 | 0 | 0 | 0 | 0 | 0 | 0 | 12 | 1
NO |  | 32 | 2015 | 13 | 1 | 1 |  | 5103 MCCOOK | WILLOW SPRINGS | 138 | 138 | ST | 0.42 | 4.82 | 1 | 1113 ACSR | 0 | 0 | 0 | 0 | 0 | 0 | 0 | 0 | 0 | 0 | 0 | 0 | 0 | 0 | 0 | 0 | 0 | 0 | 0 | 0 | 0 | 0 | 0 | 12 | 1
NO |  | 32 | 2015 | 13 | 2 | 2 |  | 5103 MCCOOK | WILLOW SPRINGS | 138 | 138 | SP | 0.09 | 0 | 0 | 1113 ACSR | 0 | 0 | 0 | 0 | 0 | 0 | 0 | 0 | 0 | 0 | 0 | 0 | 0 | 0 | 0 | 0 | 0 | 0 | 0 | 0 | 0 | 0 | 0 | 12 | 1
NO |  | 32 | 2015 | 13 | 3 | 3 |  | 5103 MCCOOK | WILLOW SPRINGS | 138 | 138 | WP | 0.09 | 0 | 0 | 1113 ACSR | 0 | 0 | 0 | 0 | 0 | 0 | 0 | 0 | 0 | 0 | 0 | 0 | 0 | 0 | 0 | 0 | 0 | 0 | 0 | 0 | 0 | 0 | 0 | 12 | 1
NO |  | 32 | 2015 | 13 | 4 | 4 |  | 5103 TAP | BEDFORD PARK | 138 | 138 | SP | 0.96 | 0 | 0 | 1113 ACSR | 0 | 0 | 0 | 0 | 0 | 0 | 0 | 0 | 0 | 0 | 0 | 0 | 0 | 0 | 0 | 0 | 0 | 0 | 0 | 0 | 0 | 0 | 0 | 12 | 1
NO |  | 32 | 2015 | 13 | 5 | 5 |  | 5103 TAP | BEDFORD PARK | 138 | 138 | ST | 4.2 | 0 | 0 | 477,1113 ACSR | 0 | 0 | 0 | 0 | 0 | 0 | 0 | 0 | 0 | 0 | 0 | 0 | 0 | 0 | 0 | 0 | 0 | 0 | 0 | 0 | 0 | 0 | 0 | 12 | 1
NO |  | 32 | 2015 | 13 | 6 | 6 |  | 5104 MCCOOK | BEDFORD PARK | 138 | 138 | ST | 2.5 | 0 | 1 | 900,1113 ACSR | 0 | 0 | 0 | 0 | 0 | 0 | 0 | 0 | 0 | 0 | 0 | 0 | 0 | 0 | 0 | 0 | 0 | 0 | 0 | 0 | 0 | 0 | 0 | 12 | 1
NO |  | 32 | 2015 | 13 | 7 | 7 |  | 5104 MCCOOK | BEDFORD PARK | 138 | 138 | SP | 0.59 | 0.96 | 0 | 1113 ACSR | 0 | 0 | 0 | 0 | 0 | 0 | 0 | 0 | 0 | 0 | 0 | 0 | 0 | 0 | 0 | 0 | 0 | 0 | 0 | 0 | 0 | 0 | 0 | 12 | 1
NO |  | 32 | 2015 | 13 | 8 | 8 |  | 5104 MCCOOK | BEDFORD PARK | 138 | 138 | WP | 1.87 | 0 | 0 | 900 ACSR | 0 | 0 | 0 | 0 | 0 | 0 | 0 | 0 | 0 | 0 | 0 | 0 | 0 | 0 | 0 | 0 | 0 | 0 | 0 | 0 | 0 | 0 | 0 | 12 | 1
NO |  | 32 | 2015 | 13 | 9 | 9 |  | 5104 MCCOOK | BEDFORD PARK | 138 | 138 | WH | 1.57 | 0 | 0 | 900 ACSR | 0 | 0 | 0 | 0 | 0 | 0 | 0 | 0 | 0 | 0 | 0 | 0 | 0 | 0 | 0 | 0 | 0 | 0 | 0 | 0 | 0 | 0 | 0 | 12 | 1
NO |  | 32 | 2015 | 13 | 10 | 10 |  | 5105 RIDGELAND | MCCOOK | 138 | 138 | ST | 0.33 | 1.77 | 1 | 900,1113 ACSR | 0 | 0 | 0 | 0 | 0 | 0 | 0 | 0 | 0 | 0 | 0 | 0 | 0 | 0 | 0 | 0 | 0 | 0 | 0 | 0 | 0 | 0 | 0 | 12 | 1
NO |  | 32 | 2015 | 13 | 11 | 11 |  | 5107 MCCOOK | RIDGELAND | 138 | 138 | ST | 0.4 | 1.8 | 1 |  | 0 | 0 | 0 | 0 | 0 | 0 | 0 | 0 | 0 | 0 | 0 | 0 | 0 | 0 | 0 | 650320193 | 0 | 0 | 0 | 0 | 0 | 0 | 0 | 12 | 1
NO |  | 32 | 2015 | 13 | 12 | 12 |  | 5107 MCCOOK | RIDGELAND | 138 | 138 | SP | 0.21 | 0 | 0 | 1033.5 ACSS/TW | 0 | 0 | 0 | 0 | 0 | 0 | 0 | 0 | 0 | 0 | 0 | 0 | 0 | 0 | 0 | 0 | 0 | 0 | 0 | 0 | 0 | 0 | 0 | 12 | 1
NO |  | 32 | 2015 | 13 | 13 | 13 |  | 5117 MCCOOK | BELLWOOD | 138 | 138 | SP | 6.44 | 0 | 1 | 1113 AA / 1113 AC | 0 | 0 | 0 | 0 | 0 | 0 | 0 | 0 | 0 | 0 | 0 | 0 | 0 | 0 | 0 | 0 | 0 | 0 | 0 | 0 | 0 | 0 | 0 | 12 | 1
NO |  | 32 | 2015 | 13 | 14 | 14 |  | 5117 MCCOOK | BELLWOOD | 138 | 138 | ST | 1.38 | 0 | 0 | 1113 AA / 1113 AC | 0 | 0 | 0 | 0 | 0 | 0 | 0 | 0 | 0 | 0 | 0 | 0 | 0 | 0 | 0 | 0 | 0 | 0 | 0 | 0 | 0 | 0 | 0 | 12 | 1
NO |  | 32 | 2015 | 13 | 15 | 15 |  | 5118 MCCOOK | BELLWOOD | 138 | 138 | SP | 0.02 | 6.33 | 1 | 1113 AA / 1113 AC | 0 | 0 | 0 | 0 | 0 | 0 | 0 | 0 | 0 | 0 | 0 | 0 | 0 | 0 | 0 | 0 | 0 | 0 | 0 | 0 | 0 | 0 | 0 | 12 | 1
NO |  | 32 | 2015 | 13 | 16 | 16 |  | 5118 MCCOOK | BELLWOOD | 138 | 138 | ST | 0.12 | 1.6 | 0 | 1113 AA / 1113 AC | 0 | 0 | 0 | 0 | 0 | 0 | 0 | 0 | 0 | 0 | 0 | 0 | 0 | 0 | 0 | 0 | 0 | 0 | 0 | 0 | 0 | 0 | 0 | 12 | 1
NO |  | 32 | 2015 | 13 | 17 | 17 |  | 6101 STREATOR | KAWANEE | 138 | 138 | ST | 18.86 | 43.45 | 1 | 300 CU / 300,477 | 0 | 0 | 0 | 0 | 0 | 0 | 0 | 0 | 0 | 0 | 0 | 0 | 0 | 0 | 0 | 0 | 0 | 0 | 0 | 0 | 0 | 0 | 0 | 12 | 1
NO |  | 32 | 2015 | 13 | 18 | 18 |  | 6101 TAP | NORTH STREATOR | 138 | 138 | WP | 0.02 | 0 | 0 | 266.8 ACSR | 0 | 0 | 0 | 0 | 0 | 0 | 0 | 0 | 0 | 0 | 0 | 0 | 0 | 0 | 0 | 0 | 0 | 0 | 0 | 0 | 0 | 0 | 0 | 12 | 1
NO |  | 32 | 2015 | 13 | 19 | 19 |  | 6101 TAP | INTERCONNECTION AT HENNEPIN | 138 | 138 | WP | 0.01 | 0 | 0 | 1113 ACSR | 0 | 0 | 0 | 0 | 0 | 0 | 0 | 0 | 0 | 0 | 0 | 0 | 0 | 0 | 0 | 0 | 0 | 0 | 0 | 0 | 0 | 0 | 0 | 12 | 1
NO |  | 32 | 2015 | 13 | 20 | 20 |  | 6102 STREATOR | KICKAPOO CREEK | 138 | 138 | ST | 0.11 | 9.24 | 1 | 477 ACSR | 0 | 0 | 0 | 0 | 0 | 0 | 0 | 0 | 0 | 0 | 0 | 0 | 0 | 0 | 0 | 0 | 0 | 0 | 0 | 0 | 0 | 0 | 0 | 12 | 1
NO |  | 32 | 2015 | 13 | 21 | 21 |  | 6102 STREATOR | KICKAPOO CREEK | 138 | 138 | WP | 2.07 | 0 | 0 | 636 ACSR, 477 ACS | 0 | 0 | 0 | 0 | 0 | 0 | 0 | 0 | 0 | 0 | 0 | 0 | 0 | 0 | 0 | 0 | 0 | 0 | 0 | 0 | 0 | 0 | 0 | 12 | 1
NO |  | 32 | 2015 | 13 | 22 | 22 |  | 6102 STREATOR | KICKAPOO CREEK | 138 | 138 | WH | 11.37 | 0 | 0 | 477 ACSR | 0 | 0 | 0 | 0 | 0 | 0 | 0 | 0 | 0 | 0 | 0 | 0 | 0 | 0 | 0 | 0 | 0 | 0 | 0 | 0 | 0 | 0 | 0 | 12 | 1
NO |  | 32 | 2015 | 13 | 23 | 23 |  | 6102 STREATOR | KICKAPOO CREEK | 138 | 138 | SP | 0.01 | 0 | 0 | 1113 KCMIL | 0 | 0 | 0 | 0 | 0 | 0 | 0 | 0 | 0 | 0 | 0 | 0 | 0 | 0 | 0 | 0 | 0 | 0 | 0 | 0 | 0 | 0 | 0 | 12 | 1
NO |  | 32 | 2015 | 13 | 24 | 24 |  | 6102 TAP | MARSEILLES S.S. | 138 | 138 | WP | 0.01 | 0 | 0 | 477 ACSR | 0 | 0 | 0 | 0 | 0 | 0 | 0 | 0 | 0 | 0 | 0 | 0 | 0 | 0 | 0 | 0 | 0 | 0 | 0 | 0 | 0 | 0 | 0 | 12 | 1
NO |  | 32 | 2015 | 13 | 25 | 25 |  | 6603 EAST FRANKFORT | MATTESON | 138 | 138 | ST | 0.1 | 5.33 | 1 | 300 CU / 477,1113 | 0 | 0 | 0 | 0 | 0 | 0 | 0 | 0 | 0 | 0 | 0 | 0 | 0 | 0 | 0 | 0 | 0 | 0 | 0 | 0 | 0 | 0 | 0 | 12 | 1
NO |  | 32 | 2015 | 13 | 26 | 26 |  | 6603 EAST FRANKFORT | MATTESON | 138 | 138 | SP | 0.54 | 0 | 0 | 1113 ACSR,664.8 A | 0 | 0 | 0 | 0 | 0 | 0 | 0 | 0 | 0 | 0 | 0 | 0 | 0 | 0 | 0 | 0 | 0 | 0 | 0 | 0 | 0 | 0 | 0 | 12 | 1
NO |  | 32 | 2015 | 13 | 27 | 27 |  | 6603 EAST FRANKFORT | MATTESON | 138 | 138 | WP | 0.07 | 0 | 0 | 1113 ACSR | 0 | 0 | 0 | 0 | 0 | 0 | 0 | 0 | 0 | 0 | 0 | 0 | 0 | 0 | 0 | 0 | 0 | 0 | 0 | 0 | 0 | 0 | 0 | 12 | 1
NO |  | 32 | 2015 | 13 | 28 | 28 |  | 6604 EAST FRANKFORT | MATTESON | 138 | 138 | ST | 0.03 | 5.8 | 1 | 477, 664.8 ACSS/T | 0 | 0 | 0 | 0 | 0 | 0 | 0 | 0 | 0 | 0 | 0 | 0 | 0 | 0 | 0 | 0 | 0 | 0 | 0 | 0 | 0 | 0 | 0 | 12 | 1
NO |  | 32 | 2015 | 13 | 29 | 29 |  | 6604 EAST FRANKFORT | MATTESON | 138 | 138 | SP | 0.13 | 0 | 0 | 1113 ACSR | 0 | 0 | 0 | 0 | 0 | 0 | 0 | 0 | 0 | 0 | 0 | 0 | 0 | 0 | 0 | 0 | 0 | 0 | 0 | 0 | 0 | 0 | 0 | 12 | 1
NO |  | 32 | 2015 | 13 | 30 | 30 |  | 6604 EAST FRANKFORT | MATTESON | 138 | 138 | WP | 0.11 | 0 | 0 | 1113 ACSR | 0 | 0 | 0 | 0 | 0 | 0 | 0 | 0 | 0 | 0 | 0 | 0 | 0 | 0 | 0 | 0 | 0 | 0 | 0 | 0 | 0 | 0 | 0 | 12 | 1
NO |  | 32 | 2015 | 13 | 31 | 31 |  | 6605 EAST FRANKFORT | UNIVERSITY PARK | 138 | 138 | SP | 0.05 | 0 | 1 | 1113 ACSR | 0 | 0 | 0 | 0 | 0 | 0 | 0 | 0 | 0 | 0 | 0 | 0 | 0 | 0 | 0 | 0 | 0 | 0 | 0 | 0 | 0 | 0 | 0 | 12 | 1
NO |  | 32 | 2015 | 13 | 32 | 32 |  | 6605 EAST FRANKFORT | UNIVERSITY PARK | 138 | 138 | ST | 0 | 5.33 | 0 | 1113 ACSR | 0 | 0 | 0 | 0 | 0 | 0 | 0 | 0 | 0 | 0 | 0 | 0 | 0 | 0 | 0 | 0 | 0 | 0 | 0 | 0 | 0 | 0 | 0 | 12 | 1
NO |  | 32 | 2015 | 13 | 33 | 33 |  | 6606 EAST FRANKFORT | UNIVERSITY PARK | 138 | 138 | ST | 0 | 5.33 | 1 | 1113 ACSR | 0 | 0 | 0 | 0 | 0 | 0 | 0 | 0 | 0 | 0 | 0 | 0 | 0 | 0 | 0 | 0 | 0 | 0 | 0 | 0 | 0 | 0 | 0 | 12 | 1
NO |  | 32 | 2015 | 13 | 34 | 34 |  | 6606 EAST FRANKFORT | UNIVERSITY PARK | 138 | 138 | SP | 0.04 | 0 | 0 | 1113 ACSR | 0 | 0 | 0 | 0 | 0 | 0 | 0 | 0 | 0 | 0 | 0 | 0 | 0 | 0 | 0 | 0 | 0 | 0 | 0 | 0 | 0 | 0 | 0 | 12 | 1
NO |  | 32 | 2015 | 13 | 35 | 35 |  | 6721 CONGRESS | ROCKWELL | 138 | 138 | SP | 0.01 | 0.25 | 1 | 1113 ACSR | 0 | 0 | 0 | 0 | 0 | 0 | 0 | 0 | 0 | 0 | 0 | 0 | 0 | 0 | 0 | 0 | 0 | 0 | 0 | 0 | 0 | 0 | 0 | 12 | 1
NO |  | 32 | 2015 | 14 | 1 | 1 |  | 6721 CONGRESS | ROCKWELL | 138 | 138 | ST | 0.01 | 0.94 | 0 | 1113 ACSR | 0 | 0 | 0 | 0 | 0 | 0 | 0 | 0 | 0 | 0 | 0 | 0 | 0 | 0 | 0 | 0 | 0 | 0 | 0 | 0 | 0 | 0 | 0 | 12 | 1
NO |  | 32 | 2015 | 14 | 2 | 2 |  | 6721 CONGRESS | ROCKWELL | 138 | 138 | WP | 0 | 0.08 | 0 | 1113 ACSR | 0 | 0 | 0 | 0 | 0 | 0 | 0 | 0 | 0 | 0 | 0 | 0 | 0 | 0 | 0 | 0 | 0 | 0 | 0 | 0 | 0 | 0 | 0 | 12 | 1
NO |  | 32 | 2015 | 14 | 3 | 3 |  | 6723 CONGRESS | ROCKWELL | 138 | 138 | SP | 0.03 | 0.36 | 1 | 1113 ACSR | 0 | 0 | 0 | 0 | 0 | 0 | 0 | 0 | 0 | 0 | 0 | 0 | 0 | 0 | 0 | 0 | 0 | 0 | 0 | 0 | 0 | 0 | 0 | 12 | 1
NO |  | 32 | 2015 | 14 | 4 | 4 |  | 6723 CONGRESS | ROCKWELL | 138 | 138 | ST | 0 | 0.91 | 0 | 1113 ACSR | 0 | 0 | 0 | 0 | 0 | 0 | 0 | 0 | 0 | 0 | 0 | 0 | 0 | 0 | 0 | 0 | 0 | 0 | 0 | 0 | 0 | 0 | 0 | 12 | 1
NO |  | 32 | 2015 | 14 | 5 | 5 |  | 7305 CHICAGO HTS. | BLOOM | 138 | 138 | SP | 0.11 | 0 | 1 | 1113 ACSR | 0 | 0 | 0 | 0 | 0 | 0 | 0 | 0 | 0 | 0 | 0 | 0 | 0 | 0 | 0 | 0 | 0 | 0 | 0 | 0 | 0 | 0 | 0 | 12 | 1
NO |  | 32 | 2015 | 14 | 6 | 6 |  | 7305 CHICAGO HTS. | BLOOM | 138 | 138 | ST | 0.32 | 0 | 0 | 1113 ACSR | 0 | 0 | 0 | 0 | 0 | 0 | 0 | 0 | 0 | 0 | 0 | 0 | 0 | 0 | 0 | 0 | 0 | 0 | 0 | 0 | 0 | 0 | 0 | 12 | 1
NO |  | 32 | 2015 | 14 | 7 | 7 |  | 7305 CHICAGO HTS. | BLOOM | 138 | 138 | WP | 0.75 | 1.25 | 0 | 1113 ACSR | 0 | 0 | 0 | 0 | 0 | 0 | 0 | 0 | 0 | 0 | 0 | 0 | 0 | 0 | 0 | 0 | 0 | 0 | 0 | 0 | 0 | 0 | 0 | 12 | 1
NO |  | 32 | 2015 | 14 | 8 | 8 |  | 7306 CHICAGO HTS. | BLOOM | 138 | 138 | SP | 0.05 | 0 | 1 | 1113 ACSR | 0 | 0 | 0 | 0 | 0 | 0 | 0 | 0 | 0 | 0 | 0 | 0 | 0 | 0 | 0 | 0 | 0 | 0 | 0 | 0 | 0 | 0 | 0 | 12 | 1
NO |  | 32 | 2015 | 14 | 9 | 9 |  | 7306 CHICAGO HTS. | BLOOM | 138 | 138 | ST | 2.18 | 0 | 0 | 1113 ACSR | 0 | 0 | 0 | 0 | 0 | 0 | 0 | 0 | 0 | 0 | 0 | 0 | 0 | 0 | 0 | 0 | 0 | 0 | 0 | 0 | 0 | 0 | 0 | 12 | 1
NO |  | 32 | 2015 | 14 | 10 | 10 |  | 7306 CHICAGO HTS. | BLOOM | 138 | 138 | WP | 0.24 | 0 | 0 | 1113 ACSR | 0 | 0 | 0 | 0 | 0 | 0 | 0 | 0 | 0 | 0 | 0 | 0 | 0 | 0 | 0 | 0 | 0 | 0 | 0 | 0 | 0 | 0 | 0 | 12 | 1
NO |  | 32 | 2015 | 14 | 11 | 11 |  | 7307 CHICAGO HTS. | BURNHAM | 138 | 138 | ST | 1.41 | 4.47 | 1 | 1113,2338 ACSR | 0 | 0 | 0 | 0 | 0 | 0 | 0 | 0 | 0 | 0 | 0 | 0 | 0 | 0 | 0 | 0 | 0 | 0 | 0 | 0 | 0 | 0 | 0 | 12 | 1
NO |  | 32 | 2015 | 14 | 12 | 12 |  | 7307 CHICAGO HTS. | BURNHAM | 138 | 138 | SP | 0.15 | 0.18 | 0 | 1113 ACSR | 0 | 0 | 0 | 0 | 0 | 0 | 0 | 0 | 0 | 0 | 0 | 0 | 0 | 0 | 0 | 0 | 0 | 0 | 0 | 0 | 0 | 0 | 0 | 12 | 1
NO |  | 32 | 2015 | 14 | 13 | 13 |  | 7307 CHICAGO HTS. | BURNHAM | 138 | 138 | WP | 3.74 | 0 | 0 | 1113 ACSR | 0 | 0 | 0 | 0 | 0 | 0 | 0 | 0 | 0 | 0 | 0 | 0 | 0 | 0 | 0 | 0 | 0 | 0 | 0 | 0 | 0 | 0 | 0 | 12 | 1
NO |  | 32 | 2015 | 14 | 14 | 14 |  | 7411 KEWANEE | ROCK FALLS | 138 | 138 | ST | 0.45 | 31.83 | 1 | 477 ACSR | 0 | 0 | 0 | 0 | 0 | 0 | 0 | 0 | 0 | 0 | 0 | 0 | 0 | 0 | 0 | 0 | 0 | 0 | 0 | 0 | 0 | 0 | 0 | 12 | 1
NO |  | 32 | 2015 | 14 | 15 | 15 |  | 7411 KEWANEE | ROCK FALLS | 138 | 138 | WH | 10.56 | 0 | 0 | 477 ACSR | 0 | 0 | 0 | 0 | 0 | 0 | 0 | 0 | 0 | 0 | 0 | 0 | 0 | 0 | 0 | 0 | 0 | 0 | 0 | 0 | 0 | 0 | 0 | 12 | 1
NO |  | 32 | 2015 | 14 | 16 | 16 |  | 7413 KEWANEE | CRESCENT RIDGE | 138 | 138 | ST | 0.18 | 62.39 | 1 | 300 CU / 477 ACSR | 0 | 0 | 0 | 0 | 0 | 0 | 0 | 0 | 0 | 0 | 0 | 0 | 0 | 0 | 0 | 0 | 0 | 0 | 0 | 0 | 0 | 0 | 0 | 12 | 1
NO |  | 32 | 2015 | 14 | 17 | 17 |  | 7413 KEWANEE | CRESCENT RIDGE | 138 | 138 | SP | 0.02 | 0 | 0 | 1113 ACSR | 0 | 0 | 0 | 0 | 0 | 0 | 0 | 0 | 0 | 0 | 0 | 0 | 0 | 0 | 0 | 0 | 0 | 0 | 0 | 0 | 0 | 0 | 0 | 12 | 1
NO |  | 32 | 2015 | 14 | 18 | 18 |  | 7421 KEWANEE | TOULON | 138 | 138 | ST | 11.7 | 0 | 1 | 477 ACSR | 0 | 0 | 0 | 0 | 0 | 0 | 0 | 0 | 0 | 0 | 0 | 0 | 0 | 0 | 0 | 0 | 0 | 0 | 0 | 0 | 0 | 0 | 0 | 12 | 1
NO |  | 32 | 2015 | 14 | 19 | 19 |  | 7421 KEWANEE | TOULON | 138 | 138 | SP | 0.03 | 0 | 0 | 1113 ACSR | 0 | 0 | 0 | 0 | 0 | 0 | 0 | 0 | 0 | 0 | 0 | 0 | 0 | 0 | 0 | 0 | 0 | 0 | 0 | 0 | 0 | 0 | 0 | 12 | 1
NO |  | 32 | 2015 | 14 | 20 | 20 |  | 7423 KEWANEE | EDWARD STA (CILCO) | 138 | 138 | ST | 0.18 | 50.04 | 1 | 477 ACSR | 0 | 0 | 0 | 0 | 0 | 0 | 0 | 0 | 0 | 0 | 0 | 0 | 0 | 0 | 0 | 0 | 0 | 0 | 0 | 0 | 0 | 0 | 0 | 12 | 1
NO |  | 32 | 2015 | 14 | 21 | 21 |  | 7423 KEWANEE | EDWARD STA (CILCO) | 138 | 138 | SP | 0.47 | 0.26 | 0 | 1113 ACSR | 0 | 0 | 0 | 0 | 0 | 0 | 0 | 0 | 0 | 0 | 0 | 0 | 0 | 0 | 0 | 0 | 0 | 0 | 0 | 0 | 0 | 0 | 0 | 12 | 1
NO |  | 32 | 2015 | 14 | 22 | 22 |  | 7611 BLUE ISLAND | WILDWOOD | 138 | 138 | ST | 0.13 | 3.73 | 1 | 477,900 ACSR | 0 | 0 | 0 | 0 | 0 | 0 | 0 | 0 | 0 | 0 | 0 | 0 | 0 | 0 | 0 | 0 | 0 | 0 | 0 | 0 | 0 | 0 | 0 | 12 | 1
NO |  | 32 | 2015 | 14 | 23 | 23 |  | 7611 BLUE ISLAND | WILDWOOD | 138 | 138 | SP | 0 | 0.13 | 0 | 900 ACSR | 0 | 0 | 0 | 0 | 0 | 0 | 0 | 0 | 0 | 0 | 0 | 0 | 0 | 0 | 0 | 0 | 0 | 0 | 0 | 0 | 0 | 0 | 0 | 12 | 1
NO |  | 32 | 2015 | 14 | 24 | 24 |  | 7612 BLUE ISLAND | WILDWOOD | 138 | 138 | ST | 0.2 | 3.73 | 1 | 900,1113 ACSR | 0 | 0 | 0 | 0 | 0 | 0 | 0 | 0 | 0 | 0 | 0 | 0 | 0 | 0 | 0 | 0 | 0 | 0 | 0 | 0 | 0 | 0 | 0 | 12 | 1
NO |  | 32 | 2015 | 14 | 25 | 25 |  | 7612 BLUE ISLAND | WILDWOOD | 138 | 138 | SP | 0.01 | 0.13 | 0 | 900 ACSR | 0 | 0 | 0 | 0 | 0 | 0 | 0 | 0 | 0 | 0 | 0 | 0 | 0 | 0 | 0 | 0 | 0 | 0 | 0 | 0 | 0 | 0 | 0 | 12 | 1
NO |  | 32 | 2015 | 14 | 26 | 26 |  | 7615 BLUE ISLAND | SW TIE L-11603 | 138 | 138 | ST | 3.5 | 0.31 | 1 | 1113 ACSR | 0 | 0 | 0 | 0 | 0 | 0 | 0 | 0 | 0 | 0 | 0 | 0 | 0 | 0 | 0 | 0 | 0 | 0 | 0 | 0 | 0 | 0 | 0 | 12 | 1
NO |  | 32 | 2015 | 14 | 27 | 27 |  | 7616 BLUE ISLAND | SW TIE L-11609 | 138 | 138 | ST | 0.26 | 3.5 | 1 | 1113 ACSR | 0 | 0 | 0 | 0 | 0 | 0 | 0 | 0 | 0 | 0 | 0 | 0 | 0 | 0 | 0 | 0 | 0 | 0 | 0 | 0 | 0 | 0 | 0 | 12 | 1
NO |  | 32 | 2015 | 14 | 28 | 28 |  | 7713 MAZON | CRESCENT RIDGE | 138 | 138 | ST | 0.03 | 15.38 | 1 | 477 ACSR | 0 | 0 | 0 | 0 | 0 | 0 | 0 | 0 | 0 | 0 | 0 | 0 | 0 | 0 | 0 | 0 | 0 | 0 | 0 | 0 | 0 | 0 | 0 | 12 | 1
NO |  | 32 | 2015 | 14 | 29 | 29 |  | 7713 MAZON | CRESCENT RIDGE | 138 | 138 | SP | 0 | 0.02 | 0 | 1113 ACSR | 0 | 0 | 0 | 0 | 0 | 0 | 0 | 0 | 0 | 0 | 0 | 0 | 0 | 0 | 0 | 0 | 0 | 0 | 0 | 0 | 0 | 0 | 0 | 12 | 1
NO |  | 32 | 2015 | 14 | 30 | 30 |  | 7902 SPAULDING | TOLLWAY | 138 | 138 | ST | 0.22 | 3.78 | 1 | 1113,2156 ACSR | 0 | 0 | 0 | 0 | 0 | 0 | 0 | 0 | 0 | 0 | 0 | 0 | 0 | 0 | 0 | 0 | 0 | 0 | 0 | 0 | 0 | 0 | 0 | 12 | 1
NO |  | 32 | 2015 | 14 | 31 | 31 |  | 7902 SPAULDING | TOLLWAY | 138 | 138 | SP | 0.03 | 0.15 | 0 | 2156 ACSR | 0 | 0 | 0 | 0 | 0 | 0 | 0 | 0 | 0 | 0 | 0 | 0 | 0 | 0 | 0 | 0 | 0 | 0 | 0 | 0 | 0 | 0 | 0 | 12 | 1
NO |  | 32 | 2015 | 14 | 32 | 32 |  | 7903 SPAULDING | TOLLWAY | 138 | 138 | ST | 0.13 | 3.78 | 1 | 1113,2156 ACSR | 0 | 0 | 0 | 0 | 0 | 0 | 0 | 0 | 0 | 0 | 0 | 0 | 0 | 0 | 0 | 0 | 0 | 0 | 0 | 0 | 0 | 0 | 0 | 12 | 1
NO |  | 32 | 2015 | 14 | 33 | 33 |  | 7903 SPAULDING | TOLLWAY | 138 | 138 | SP | 0.1 | 0.15 | 0 | 1113 ACSR | 0 | 0 | 0 | 0 | 0 | 0 | 0 | 0 | 0 | 0 | 0 | 0 | 0 | 0 | 0 | 0 | 0 | 0 | 0 | 0 | 0 | 0 | 0 | 12 | 1
NO |  | 32 | 2015 | 14 | 34 | 34 |  | 7903 SPAULDING | TOLLWAY | 138 | 138 | WP | 0.09 | 0 | 0 | 1113 ACSR | 0 | 0 | 0 | 0 | 0 | 0 | 0 | 0 | 0 | 0 | 0 | 0 | 0 | 0 | 0 | 0 | 0 | 0 | 0 | 0 | 0 | 0 | 0 | 12 | 1
NO |  | 32 | 2015 | 14 | 35 | 35 |  | 7910 SPAULDING | WAYNE | 138 | 138 | ST | 0.08 | 1.32 | 1 | 1113 ACSR | 0 | 0 | 0 | 0 | 0 | 0 | 0 | 0 | 0 | 0 | 0 | 0 | 0 | 0 | 0 | 0 | 0 | 0 | 0 | 0 | 0 | 0 | 0 | 12 | 1
NO |  | 32 | 2015 | 15 | 1 | 1 |  | 7910 SPAULDING | WAYNE | 138 | 138 | SP | 0 | 0.16 | 0 | 1113,2156 ACSR | 0 | 0 | 0 | 0 | 0 | 0 | 0 | 0 | 0 | 0 | 0 | 0 | 0 | 0 | 0 | 0 | 0 | 0 | 0 | 0 | 0 | 0 | 0 | 12 | 1
NO |  | 32 | 2015 | 15 | 2 | 2 |  | 7910 SPAULDING | WAYNE | 138 | 138 | WP | 0.25 | 0 | 0 | 1113 ACSR | 0 | 0 | 0 | 0 | 0 | 0 | 0 | 0 | 0 | 0 | 0 | 0 | 0 | 0 | 0 | 0 | 0 | 0 | 0 | 0 | 0 | 0 | 0 | 12 | 1
NO |  | 32 | 2015 | 15 | 3 | 3 |  | 7915 SPAULDING | WAYNE | 138 | 138 | SP | 0.44 | 0 | 1 | 1113,2156 ACSR | 0 | 0 | 0 | 0 | 0 | 0 | 0 | 0 | 0 | 0 | 0 | 0 | 0 | 0 | 0 | 0 | 0 | 0 | 0 | 0 | 0 | 0 | 0 | 12 | 1
NO |  | 32 | 2015 | 15 | 4 | 4 |  | 7915 SPAULDING | WAYNE | 138 | 138 | ST | 0.01 | 1.19 | 0 | 1113 ACSR | 0 | 0 | 0 | 0 | 0 | 0 | 0 | 0 | 0 | 0 | 0 | 0 | 0 | 0 | 0 | 0 | 0 | 0 | 0 | 0 | 0 | 0 | 0 | 12 | 1
NO |  | 32 | 2015 | 15 | 5 | 5 |  | 8221 CROSBY | ROCKWELL | 138 | 138 | ST | 0.08 | 1.42 | 1 | 1113 ACSR | 0 | 0 | 0 | 0 | 0 | 0 | 0 | 0 | 0 | 0 | 0 | 0 | 0 | 0 | 0 | 0 | 0 | 0 | 0 | 0 | 0 | 0 | 0 | 12 | 1
NO |  | 32 | 2015 | 15 | 6 | 6 |  | 8221 CROSBY | ROCKWELL | 138 | 138 | SP | 0.01 | 0.29 | 0 | 1113 ACSR | 0 | 0 | 0 | 0 | 0 | 0 | 0 | 0 | 0 | 0 | 0 | 0 | 0 | 0 | 0 | 0 | 0 | 0 | 0 | 0 | 0 | 0 | 0 | 12 | 1
NO |  | 32 | 2015 | 15 | 7 | 7 |  | 8223 CROSBY | ROCKWELL | 138 | 138 | ST | 0.08 | 1.41 | 1 | 1113 ACSR | 0 | 0 | 0 | 0 | 0 | 0 | 0 | 0 | 0 | 0 | 0 | 0 | 0 | 0 | 0 | 0 | 0 | 0 | 0 | 0 | 0 | 0 | 0 | 12 | 1
NO |  | 32 | 2015 | 15 | 8 | 8 |  | 8223 CROSBY | ROCKWELL | 138 | 138 | SP | 0.02 | 0.29 | 0 | 1113 ACSR | 0 | 0 | 0 | 0 | 0 | 0 | 0 | 0 | 0 | 0 | 0 | 0 | 0 | 0 | 0 | 0 | 0 | 0 | 0 | 0 | 0 | 0 | 0 | 12 | 1
NO |  | 32 | 2015 | 15 | 9 | 9 |  | 8607 DAVIS CREEK | WILMINGTON | 138 | 138 | SP | 0.14 | 1.83 | 1 | 1113 ACSR | 0 | 0 | 0 | 0 | 0 | 0 | 0 | 0 | 0 | 0 | 0 | 0 | 0 | 0 | 0 | 0 | 0 | 0 | 0 | 0 | 0 | 0 | 0 | 12 | 1
NO |  | 32 | 2015 | 15 | 10 | 10 |  | 8607 DAVIS CREEK | WILMINGTON | 138 | 138 | ST | 0 | 0.68 | 0 | 1113 ACSR | 0 | 0 | 0 | 0 | 0 | 0 | 0 | 0 | 0 | 0 | 0 | 0 | 0 | 0 | 0 | 0 | 0 | 0 | 0 | 0 | 0 | 0 | 0 | 12 | 1
NO |  | 32 | 2015 | 15 | 11 | 11 |  | 8607 DAVIS CREEK | WILMINGTON | 138 | 138 | WP | 21.83 | 0 | 0 | 636 ACSR | 0 | 0 | 0 | 0 | 0 | 0 | 0 | 0 | 0 | 0 | 0 | 0 | 0 | 0 | 0 | 0 | 0 | 0 | 0 | 0 | 0 | 0 | 0 | 12 | 1
NO |  | 32 | 2015 | 15 | 12 | 12 |  | 8801 SKOKIE 88 | GOLF MILL | 138 | 138 | ST | 0 | 4.35 | 1 | 1113 ACSR | 0 | 0 | 0 | 0 | 0 | 0 | 0 | 0 | 0 | 0 | 0 | 0 | 0 | 0 | 0 | 0 | 0 | 0 | 0 | 0 | 0 | 0 | 0 | 12 | 1
NO |  | 32 | 2015 | 15 | 13 | 13 |  | 8801 SKOKIE 88 | GOLF MILL | 138 | 138 | SP | 0.03 | 0 | 0 | 1113 ACSR | 0 | 0 | 0 | 0 | 0 | 0 | 0 | 0 | 0 | 0 | 0 | 0 | 0 | 0 | 0 | 0 | 0 | 0 | 0 | 0 | 0 | 0 | 0 | 12 | 1
NO |  | 32 | 2015 | 15 | 14 | 14 |  | 8801 SKOKIE 88 | GOLF MILL | 138 | 138 | WP | 0.2 | 0 | 0 | 1113 ACSR | 0 | 0 | 0 | 0 | 0 | 0 | 0 | 0 | 0 | 0 | 0 | 0 | 0 | 0 | 0 | 0 | 0 | 0 | 0 | 0 | 0 | 0 | 0 | 12 | 1
NO |  | 32 | 2015 | 15 | 15 | 15 |  | 8802 SKOKIE 88 | GOLF MILL | 138 | 138 | ST | 0.07 | 4.21 | 1 | 1113 ACSR | 0 | 0 | 0 | 0 | 0 | 0 | 0 | 0 | 0 | 0 | 0 | 0 | 0 | 0 | 0 | 0 | 0 | 0 | 0 | 0 | 0 | 0 | 0 | 12 | 1
NO |  | 32 | 2015 | 15 | 16 | 16 |  | 8802 SKOKIE 88 | GOLF MILL | 138 | 138 | SP | 0.04 | 0 | 0 | 1113 ACSR | 0 | 0 | 0 | 0 | 0 | 0 | 0 | 0 | 0 | 0 | 0 | 0 | 0 | 0 | 0 | 0 | 0 | 0 | 0 | 0 | 0 | 0 | 0 | 12 | 1
NO |  | 32 | 2015 | 15 | 17 | 17 |  | 8802 SKOKIE 88 | GOLF MILL | 138 | 138 | WP | 0.15 | 0 | 0 | 1113 ACSR | 0 | 0 | 0 | 0 | 0 | 0 | 0 | 0 | 0 | 0 | 0 | 0 | 0 | 0 | 0 | 0 | 0 | 0 | 0 | 0 | 0 | 0 | 0 | 12 | 1
NO |  | 32 | 2015 | 15 | 18 | 18 |  | 8803 SKOKIE 88 | DEVON | 138 | 138 | ST | 0.09 | 1.86 | 1 | 900,1113 ACSR | 0 | 0 | 0 | 0 | 0 | 0 | 0 | 0 | 0 | 0 | 0 | 0 | 0 | 0 | 0 | 0 | 0 | 0 | 0 | 0 | 0 | 0 | 0 | 12 | 1
NO |  | 32 | 2015 | 15 | 19 | 19 |  | 8803 SKOKIE 88 | DEVON | 138 | 138 | SP | 0.15 | 1.45 | 0 | 1113 ACSR | 0 | 0 | 0 | 0 | 0 | 0 | 0 | 0 | 0 | 0 | 0 | 0 | 0 | 0 | 0 | 0 | 0 | 0 | 0 | 0 | 0 | 0 | 0 | 12 | 1
NO |  | 32 | 2015 | 15 | 20 | 20 |  | 8803 SKOKIE 88 | DEVON | 138 | 138 | WP | 0.17 | 0 | 0 | 900,1113 ACSR | 0 | 0 | 0 | 0 | 0 | 0 | 0 | 0 | 0 | 0 | 0 | 0 | 0 | 0 | 0 | 0 | 0 | 0 | 0 | 0 | 0 | 0 | 0 | 12 | 1
NO |  | 32 | 2015 | 15 | 21 | 21 |  | 8805 SKOKIE 88 | NORTHBROOK 159 | 138 | 138 | ST | 2.28 | 2.09 | 1 | 1113 ACSR | 0 | 0 | 0 | 0 | 0 | 0 | 0 | 0 | 0 | 0 | 0 | 0 | 0 | 0 | 0 | 0 | 0 | 0 | 0 | 0 | 0 | 0 | 0 | 12 | 1
NO |  | 32 | 2015 | 15 | 22 | 22 |  | 8805 SKOKIE 88 | NORTHBROOK 159 | 138 | 138 | SP | 0.79 | 0 | 0 | 1113 ACSR | 0 | 0 | 0 | 0 | 0 | 0 | 0 | 0 | 0 | 0 | 0 | 0 | 0 | 0 | 0 | 0 | 0 | 0 | 0 | 0 | 0 | 0 | 0 | 12 | 1
NO |  | 32 | 2015 | 15 | 23 | 23 |  | 8805 SKOKIE 88 | NORTHBROOK 159 | 138 | 138 | WP | 0.25 | 0.13 | 0 | 1113 ACSR | 0 | 0 | 0 | 0 | 0 | 0 | 0 | 0 | 0 | 0 | 0 | 0 | 0 | 0 | 0 | 0 | 0 | 0 | 0 | 0 | 0 | 0 | 0 | 12 | 1
NO |  | 32 | 2015 | 15 | 24 | 24 |  | 8806 SKOKIE 88 | NORTHBROOK 159 | 138 | 138 | ST | 0.52 | 4.39 | 1 | 1113 ACSR | 0 | 0 | 0 | 0 | 0 | 0 | 0 | 0 | 0 | 0 | 0 | 0 | 0 | 0 | 0 | 0 | 0 | 0 | 0 | 0 | 0 | 0 | 0 | 12 | 1
NO |  | 32 | 2015 | 15 | 25 | 25 |  | 8806 SKOKIE 88 | NORTHBROOK 159 | 138 | 138 | SP | 0.35 | 0 | 0 | 1113 ACSR | 0 | 0 | 0 | 0 | 0 | 0 | 0 | 0 | 0 | 0 | 0 | 0 | 0 | 0 | 0 | 0 | 0 | 0 | 0 | 0 | 0 | 0 | 0 | 12 | 1
NO |  | 32 | 2015 | 15 | 26 | 26 |  | 8806 SKOKIE 88 | NORTHBROOK 159 | 138 | 138 | WP | 0.28 | 0 | 0 | 1113 ACSR | 0 | 0 | 0 | 0 | 0 | 0 | 0 | 0 | 0 | 0 | 0 | 0 | 0 | 0 | 0 | 0 | 0 | 0 | 0 | 0 | 0 | 0 | 0 | 12 | 1
NO |  | 32 | 2015 | 15 | 27 | 27 |  | 8809 SKOKIE 88 | DEVON | 138 | 138 | ST | 0.09 | 1.87 | 1 | 1113 ACSR | 0 | 0 | 0 | 0 | 0 | 0 | 0 | 0 | 0 | 0 | 0 | 0 | 0 | 0 | 0 | 0 | 0 | 0 | 0 | 0 | 0 | 0 | 0 | 12 | 1
NO |  | 32 | 2015 | 15 | 28 | 28 |  | 8809 SKOKIE 88 | DEVON | 138 | 138 | SP | 0.27 | 1.42 | 0 | 1113 ACSR | 0 | 0 | 0 | 0 | 0 | 0 | 0 | 0 | 0 | 0 | 0 | 0 | 0 | 0 | 0 | 0 | 0 | 0 | 0 | 0 | 0 | 0 | 0 | 12 | 1
NO |  | 32 | 2015 | 15 | 29 | 29 |  | 8810 SKOKIE 88 | DEVON | 138 | 138 | ST | 3.59 | 0 | 1 | 1113 ACSR | 0 | 0 | 0 | 0 | 0 | 0 | 0 | 0 | 0 | 0 | 0 | 0 | 0 | 0 | 0 | 0 | 0 | 0 | 0 | 0 | 0 | 0 | 0 | 12 | 1
NO |  | 32 | 2015 | 15 | 30 | 30 |  | 8810 SKOKIE 88 | DEVON | 138 | 138 | WP | 0.09 | 0 | 0 | 1113 ACSR | 0 | 0 | 0 | 0 | 0 | 0 | 0 | 0 | 0 | 0 | 0 | 0 | 0 | 0 | 0 | 0 | 0 | 0 | 0 | 0 | 0 | 0 | 0 | 12 | 1
NO |  | 32 | 2015 | 15 | 31 | 31 |  | 10117 ITASCA | TONNE | 138 | 138 | SP | 0.12 | 0 | 1 | 2156 ACSR | 0 | 0 | 0 | 0 | 0 | 0 | 0 | 0 | 0 | 0 | 0 | 0 | 0 | 0 | 0 | 0 | 0 | 0 | 0 | 0 | 0 | 0 | 0 | 12 | 1
NO |  | 32 | 2015 | 15 | 32 | 32 |  | 10117 ITASCA | TONNE | 138 | 138 | ST | 0 | 1.75 | 0 | 1033.5 ACSS/TW | 0 | 0 | 0 | 0 | 0 | 0 | 0 | 0 | 0 | 0 | 0 | 0 | 0 | 0 | 0 | 0 | 0 | 0 | 0 | 0 | 0 | 0 | 0 | 12 | 1
NO |  | 32 | 2015 | 15 | 33 | 33 |  | 10118 ITASCA | TONNE | 138 | 138 | SP | 0.13 | 0 | 1 | 2156 ACSR | 0 | 0 | 0 | 0 | 0 | 0 | 0 | 0 | 0 | 0 | 0 | 0 | 0 | 0 | 0 | 0 | 0 | 0 | 0 | 0 | 0 | 0 | 0 | 12 | 1
NO |  | 32 | 2015 | 15 | 34 | 34 |  | 10118 ITASCA | TONNE | 138 | 138 | ST | 0 | 1.74 | 0 | 1033.5 ACSS/TW | 0 | 0 | 0 | 0 | 0 | 0 | 0 | 0 | 0 | 0 | 0 | 0 | 0 | 0 | 0 | 0 | 0 | 0 | 0 | 0 | 0 | 0 | 0 | 12 | 1
NO |  | 32 | 2015 | 15 | 35 | 35 |  | 10301 LISLE | LOMBARD | 138 | 138 | SP | 0.53 | 7.87 | 1 |  | 0 | 0 | 0 | 0 | 0 | 0 | 0 | 0 | 0 | 0 | 0 | 0 | 0 | 0 | 0 | 650320194 | 0 | 0 | 0 | 0 | 0 | 0 | 0 | 12 | 1
NO |  | 32 | 2015 | 16 | 1 | 1 |  | 10301 LISLE | LOMBARD | 138 | 138 | ST | 0.32 | 0 | 0 | 900 ACSR | 0 | 0 | 0 | 0 | 0 | 0 | 0 | 0 | 0 | 0 | 0 | 0 | 0 | 0 | 0 | 0 | 0 | 0 | 0 | 0 | 0 | 0 | 0 | 12 | 1
NO |  | 32 | 2015 | 16 | 2 | 2 |  | 10301 LISLE | LOMBARD | 138 | 138 | WP | 0.06 | 0 | 0 | 1113, 2156 ACSR | 0 | 0 | 0 | 0 | 0 | 0 | 0 | 0 | 0 | 0 | 0 | 0 | 0 | 0 | 0 | 0 | 0 | 0 | 0 | 0 | 0 | 0 | 0 | 12 | 1
NO |  | 32 | 2015 | 16 | 3 | 3 |  | 10302 LISLE | LOMBARD | 138 | 138 | ST | 0.18 | 0 | 1 | 900 ACSR | 0 | 0 | 0 | 0 | 0 | 0 | 0 | 0 | 0 | 0 | 0 | 0 | 0 | 0 | 0 | 0 | 0 | 0 | 0 | 0 | 0 | 0 | 0 | 12 | 1
NO |  | 32 | 2015 | 16 | 4 | 4 |  | 10302 LISLE | LOMBARD | 138 | 138 | SP | 0.57 | 7.98 | 0 |  | 0 | 0 | 0 | 0 | 0 | 0 | 0 | 0 | 0 | 0 | 0 | 0 | 0 | 0 | 0 | 650320195 | 0 | 0 | 0 | 0 | 0 | 0 | 0 | 12 | 1
NO |  | 32 | 2015 | 16 | 5 | 5 |  | 10714 DIXON | MCGIRR ROAD | 138 | 138 | ST | 0.16 | 1.54 | 1 | 477 ACSR | 0 | 0 | 0 | 0 | 0 | 0 | 0 | 0 | 0 | 0 | 0 | 0 | 0 | 0 | 0 | 0 | 0 | 0 | 0 | 0 | 0 | 0 | 0 | 12 | 1
NO |  | 32 | 2015 | 16 | 6 | 6 |  | 10714 DIXON | MCGIRR ROAD | 138 | 138 | WH | 22.68 | 0 | 0 | 477 ACSR | 0 | 0 | 0 | 0 | 0 | 0 | 0 | 0 | 0 | 0 | 0 | 0 | 0 | 0 | 0 | 0 | 0 | 0 | 0 | 0 | 0 | 0 | 0 | 12 | 1
NO |  | 32 | 2015 | 16 | 7 | 7 |  | 10714 DIXON | MCGIRR ROAD | 138 | 138 | SP | 0.01 | 0.62 | 0 | 1113 ACSR, 2-556R | 0 | 0 | 0 | 0 | 0 | 0 | 0 | 0 | 0 | 0 | 0 | 0 | 0 | 0 | 0 | 0 | 0 | 0 | 0 | 0 | 0 | 0 | 0 | 12 | 1
NO |  | 32 | 2015 | 16 | 8 | 8 |  | 10721 DIXON | STILLMAN VALLEY | 136 | 138 | ST | 10.49 | 3.94 | 1 | 1113 ACSR, 2156 W | 0 | 0 | 0 | 0 | 0 | 0 | 0 | 0 | 0 | 0 | 0 | 0 | 0 | 0 | 0 | 0 | 0 | 0 | 0 | 0 | 0 | 0 | 0 | 12 | 1
NO |  | 32 | 2015 | 16 | 9 | 9 |  | 10721 DIXON | STILLMAN VALLEY | 138 | 138 | SP | 1.53 | 0 | 0 | 1113 ACSR, 2-556R | 0 | 0 | 0 | 0 | 0 | 0 | 0 | 0 | 0 | 0 | 0 | 0 | 0 | 0 | 0 | 0 | 0 | 0 | 0 | 0 | 0 | 0 | 0 | 12 | 1
NO |  | 32 | 2015 | 16 | 10 | 10 |  | 10721 DIXON | STILLMAN VALLEY | 138 | 138 | WP | 0.16 | 0 | 0 | 1113 ACSR | 0 | 0 | 0 | 0 | 0 | 0 | 0 | 0 | 0 | 0 | 0 | 0 | 0 | 0 | 0 | 0 | 0 | 0 | 0 | 0 | 0 | 0 | 0 | 12 | 1
NO |  | 32 | 2015 | 16 | 11 | 11 |  | 10721 DIXON | STILLMAN VALLEY | 138 | 138 | WH | 17.69 | 0 | 0 | 1113 ACSR, 2-1277 | 0 | 0 | 0 | 0 | 0 | 0 | 0 | 0 | 0 | 0 | 0 | 0 | 0 | 0 | 0 | 0 | 0 | 0 | 0 | 0 | 0 | 0 | 0 | 12 | 1
NO |  | 32 | 2015 | 16 | 12 | 12 |  | 11102 ELECTRIC JUNCTION | WOLFS | 138 | 138 | ST | 0.54 | 5.5 | 1 | 1113 ACSR, 1033W | 0 | 0 | 0 | 0 | 0 | 0 | 0 | 0 | 0 | 0 | 0 | 0 | 0 | 0 | 0 | 0 | 0 | 0 | 0 | 0 | 0 | 0 | 0 | 12 | 1
NO |  | 32 | 2015 | 16 | 13 | 13 |  | 11102 ELECTRIC JUNCTION | WOLFS | 138 | 138 | SP | 0.24 | 0 | 0 | 1113 ACSR | 0 | 0 | 0 | 0 | 0 | 0 | 0 | 0 | 0 | 0 | 0 | 0 | 0 | 0 | 0 | 0 | 0 | 0 | 0 | 0 | 0 | 0 | 0 | 12 | 1
NO |  | 32 | 2015 | 16 | 14 | 14 |  | 11103 ELECTRIC JUNCTION | AURORA E.C. | 138 | 138 | SP | 0.07 | 0.04 | 1 | 1113 ACSR | 0 | 0 | 0 | 0 | 0 | 0 | 0 | 0 | 0 | 0 | 0 | 0 | 0 | 0 | 0 | 0 | 0 | 0 | 0 | 0 | 0 | 0 | 0 | 12 | 1
NO |  | 32 | 2015 | 16 | 15 | 15 |  | 11103 ELECTRIC JUNCTION | AURORA E.C. | 138 | 138 | ST | 0.41 | 0.74 | 0 | 1113 ACSR | 0 | 0 | 0 | 0 | 0 | 0 | 0 | 0 | 0 | 0 | 0 | 0 | 0 | 0 | 0 | 0 | 0 | 0 | 0 | 0 | 0 | 0 | 0 | 12 | 1
NO |  | 32 | 2015 | 16 | 16 | 16 |  | 11105 ELECTRIC JUNCTION | AURORA E.C. | 138 | 138 | ST | 0.32 | 0.74 | 1 | 1113 ACSR | 0 | 0 | 0 | 0 | 0 | 0 | 0 | 0 | 0 | 0 | 0 | 0 | 0 | 0 | 0 | 0 | 0 | 0 | 0 | 0 | 0 | 0 | 0 | 12 | 1
NO |  | 32 | 2015 | 16 | 17 | 17 |  | 11105 ELECTRIC JUNCTION | AURORA E.C. | 138 | 138 | SP | 0.05 | 0.07 | 0 | 1113 ACSR | 0 | 0 | 0 | 0 | 0 | 0 | 0 | 0 | 0 | 0 | 0 | 0 | 0 | 0 | 0 | 0 | 0 | 0 | 0 | 0 | 0 | 0 | 0 | 12 | 1
NO |  | 32 | 2015 | 16 | 18 | 18 |  | 11106 ELECTRIC JUNCTION | WATERMAN | 138 | 138 | ST | 0.3 | 9.35 | 1 | 477,1113 ACSR | 0 | 0 | 0 | 0 | 0 | 0 | 0 | 0 | 0 | 0 | 0 | 0 | 0 | 0 | 0 | 0 | 0 | 0 | 0 | 0 | 0 | 0 | 0 | 12 | 1
NO |  | 32 | 2015 | 16 | 19 | 19 |  | 11106 ELECTRIC JUNCTION | WATERMAN | 138 | 138 | SP | 0.11 | 0.48 | 0 | 477 ACSR | 0 | 0 | 0 | 0 | 0 | 0 | 0 | 0 | 0 | 0 | 0 | 0 | 0 | 0 | 0 | 0 | 0 | 0 | 0 | 0 | 0 | 0 | 0 | 12 | 1
NO |  | 32 | 2015 | 16 | 20 | 20 |  | 11106 ELECTRIC JUNCTION | WATERMAN | 138 | 138 | WP | 18.78 | 0 | 0 | 477 ACSR | 0 | 0 | 0 | 0 | 0 | 0 | 0 | 0 | 0 | 0 | 0 | 0 | 0 | 0 | 0 | 0 | 0 | 0 | 0 | 0 | 0 | 0 | 0 | 12 | 1
NO |  | 32 | 2015 | 16 | 21 | 21 |  | 11106 ELECTRIC JUNCTION | WATERMAN | 138 | 138 | WH | 0.3 | 0 | 0 | 477 ACSR | 0 | 0 | 0 | 0 | 0 | 0 | 0 | 0 | 0 | 0 | 0 | 0 | 0 | 0 | 0 | 0 | 0 | 0 | 0 | 0 | 0 | 0 | 0 | 12 | 1
NO |  | 32 | 2015 | 16 | 22 | 22 |  | 11106 TAP | GLIDDEN | 138 | 138 | SP | 7.7 | 0 | 0 | 2-556.5 ACSR,1113 | 0 | 0 | 0 | 0 | 0 | 0 | 0 | 0 | 0 | 0 | 0 | 0 | 0 | 0 | 0 | 0 | 0 | 0 | 0 | 0 | 0 | 0 | 0 | 12 | 1
NO |  | 32 | 2015 | 16 | 23 | 23 |  | 11107 ELECTRIC JUNCTION | NAPERVILLE | 138 | 138 | SP | 0.2 | 1.27 | 1 | 1113 ACSR | 0 | 0 | 0 | 0 | 0 | 0 | 0 | 0 | 0 | 0 | 0 | 0 | 0 | 0 | 0 | 0 | 0 | 0 | 0 | 0 | 0 | 0 | 0 | 12 | 1
NO |  | 32 | 2015 | 16 | 24 | 24 |  | 11107 ELECTRIC JUNCTION | NAPERVILLE | 138 | 138 | WP | 1.43 | 0 | 0 | 1113 ACSR | 0 | 0 | 0 | 0 | 0 | 0 | 0 | 0 | 0 | 0 | 0 | 0 | 0 | 0 | 0 | 0 | 0 | 0 | 0 | 0 | 0 | 0 | 0 | 12 | 1
NO |  | 32 | 2015 | 16 | 25 | 25 |  | 11107 ELECTRIC JUNCTION | NAPERVILLE | 138 | 138 | SP | 0.07 | 0 | 0 | 2-556.5,1113 ACSR | 0 | 0 | 0 | 0 | 0 | 0 | 0 | 0 | 0 | 0 | 0 | 0 | 0 | 0 | 0 | 0 | 0 | 0 | 0 | 0 | 0 | 0 | 0 | 12 | 1
NO |  | 32 | 2015 | 16 | 26 | 26 |  | 11110 ELECTRIC JUNCTION | WOLFS | 138 | 138 | ST | 2.74 | 3.23 | 1 | 2-556.5,1113 ACSR | 0 | 0 | 0 | 0 | 0 | 0 | 0 | 0 | 0 | 0 | 0 | 0 | 0 | 0 | 0 | 0 | 0 | 0 | 0 | 0 | 0 | 0 | 0 | 12 | 1
NO |  | 32 | 2015 | 16 | 27 | 27 |  | 11110 ELECTRIC JUNCTION | WOLFS | 138 | 138 | WP | 0.25 | 0 | 0 | 2156 ACSR | 0 | 0 | 0 | 0 | 0 | 0 | 0 | 0 | 0 | 0 | 0 | 0 | 0 | 0 | 0 | 0 | 0 | 0 | 0 | 0 | 0 | 0 | 0 | 12 | 1
NO |  | 32 | 2015 | 16 | 28 | 28 |  | 11110 TAP | NAPERVILLE | 138 | 138 | SP | 0.06 | 1.27 | 0 | 1113 ACSR | 0 | 0 | 0 | 0 | 0 | 0 | 0 | 0 | 0 | 0 | 0 | 0 | 0 | 0 | 0 | 0 | 0 | 0 | 0 | 0 | 0 | 0 | 0 | 12 | 1
NO |  | 32 | 2015 | 16 | 29 | 29 |  | 11110 TAP | NAPERVILLE | 138 | 138 | WH | 0.05 | 0 | 0 | 1113 ACSR | 0 | 0 | 0 | 0 | 0 | 0 | 0 | 0 | 0 | 0 | 0 | 0 | 0 | 0 | 0 | 0 | 0 | 0 | 0 | 0 | 0 | 0 | 0 | 12 | 1
NO |  | 32 | 2015 | 16 | 30 | 30 |  | 11301WATERMAN | SANDWICH | 138 | 138 | SP | 1.26 | 0.48 | 1 | 1113 ACSR | 0 | 0 | 0 | 0 | 0 | 0 | 0 | 0 | 0 | 0 | 0 | 0 | 0 | 0 | 0 | 0 | 0 | 0 | 0 | 0 | 0 | 0 | 0 | 12 | 1
NO |  | 32 | 2015 | 16 | 31 | 31 |  | 11301WATERMAN | SANDWICH | 138 | 138 | WP | 13.79 | 0 | 0 | 2-556.5,1113 ACSR | 0 | 0 | 0 | 0 | 0 | 0 | 0 | 0 | 0 | 0 | 0 | 0 | 0 | 0 | 0 | 0 | 0 | 0 | 0 | 0 | 0 | 0 | 0 | 12 | 1
NO |  | 32 | 2015 | 16 | 32 | 32 |  | 11301 TAP | ROW BREAKER AT SANDWICH | 138 | 138 | SP | 0.02 | 0 | 0 | 1113 ACSR | 0 | 0 | 0 | 0 | 0 | 0 | 0 | 0 | 0 | 0 | 0 | 0 | 0 | 0 | 0 | 0 | 0 | 0 | 0 | 0 | 0 | 0 | 0 | 12 | 1
NO |  | 32 | 2015 | 16 | 33 | 33 |  | 11323 WATERMAN | HAUMESSER ROAD | 138 | 138 | SP | 5.47 | 0 | 1 | 664.8 ACSS/TW, 11 | 0 | 0 | 0 | 0 | 0 | 0 | 0 | 0 | 0 | 0 | 0 | 0 | 0 | 0 | 0 | 0 | 0 | 0 | 0 | 0 | 0 | 0 | 0 | 12 | 1
NO |  | 32 | 2015 | 16 | 34 | 34 |  | 11323 TAP | GLIDDEN | 138 | 138 | WP | 8.9 | 0 | 0 | 336.4,477,1113 AC | 0 | 0 | 0 | 0 | 0 | 0 | 0 | 0 | 0 | 0 | 0 | 0 | 0 | 0 | 0 | 0 | 0 | 0 | 0 | 0 | 0 | 0 | 0 | 12 | 1
NO |  | 32 | 2015 | 16 | 35 | 35 |  | 11413 NORTHWEST | CLYBOURN-CROSBY | 138 | 138 | SP | 0.02 | 0.09 | 1 | 1113 ACSR | 0 | 0 | 0 | 0 | 0 | 0 | 0 | 0 | 0 | 0 | 0 | 0 | 0 | 0 | 0 | 0 | 0 | 0 | 0 | 0 | 0 | 0 | 0 | 12 | 1
NO |  | 32 | 2015 | 17 | 1 | 1 |  | 11416 NORTHWEST | SKOKIE 88 | 138 | 138 | ST | 1.68 | 1.9 | 1 | 750 CU / 1113 ACS | 0 | 0 | 0 | 0 | 0 | 0 | 0 | 0 | 0 | 0 | 0 | 0 | 0 | 0 | 0 | 0 | 0 | 0 | 0 | 0 | 0 | 0 | 0 | 12 | 1
NO |  | 32 | 2015 | 17 | 2 | 2 |  | 11416 NORTHWEST | SKOKIE 88 | 138 | 138 | WP | 0.06 | 0 | 0 | 1113 ACSR | 0 | 0 | 0 | 0 | 0 | 0 | 0 | 0 | 0 | 0 | 0 | 0 | 0 | 0 | 0 | 0 | 0 | 0 | 0 | 0 | 0 | 0 | 0 | 12 | 1
NO |  | 32 | 2015 | 17 | 3 | 3 |  | 11418 NORTHWEST | CROSBY | 138 | 138 | SP | 0.05 | 0.09 | 1 | 266.8 ACSR | 0 | 0 | 0 | 0 | 0 | 0 | 0 | 0 | 0 | 0 | 0 | 0 | 0 | 0 | 0 | 0 | 0 | 0 | 0 | 0 | 0 | 0 | 0 | 12 | 1
NO |  | 32 | 2015 | 17 | 4 | 4 |  | 11603 GOODINGS GROVE | CRESTWOOD | 138 | 138 | ST | 11.23 | 0 | 1 | 1113 ACSR | 0 | 0 | 0 | 0 | 0 | 0 | 0 | 0 | 0 | 0 | 0 | 0 | 0 | 0 | 0 | 0 | 0 | 0 | 0 | 0 | 0 | 0 | 0 | 12 | 1
NO |  | 32 | 2015 | 17 | 5 | 5 |  | 11603 GOODINGS GROVE | CRESTWOOD | 138 | 138 | SP | 0.07 | 0 | 0 | 1113 ACSR | 0 | 0 | 0 | 0 | 0 | 0 | 0 | 0 | 0 | 0 | 0 | 0 | 0 | 0 | 0 | 0 | 0 | 0 | 0 | 0 | 0 | 0 | 0 | 12 | 1
NO |  | 32 | 2015 | 17 | 6 | 6 |  | 11603 GOODINGS GROVE | CRESTWOOD | 138 | 138 | WP | 0.21 | 0 | 0 | 1113 ACSR | 0 | 0 | 0 | 0 | 0 | 0 | 0 | 0 | 0 | 0 | 0 | 0 | 0 | 0 | 0 | 0 | 0 | 0 | 0 | 0 | 0 | 0 | 0 | 12 | 1
NO |  | 32 | 2015 | 17 | 7 | 7 |  | 11605 GOODINGS GROVE | BEDFORD PARK | 138 | 138 | ST | 0.69 | 17.77 | 1 | 900,1113 ACSR | 0 | 0 | 0 | 0 | 0 | 0 | 0 | 0 | 0 | 0 | 0 | 0 | 0 | 0 | 0 | 0 | 0 | 0 | 0 | 0 | 0 | 0 | 0 | 12 | 1
NO |  | 32 | 2015 | 17 | 8 | 8 |  | 11606 GOODINGS GROVE | BEDFORD PARK | 138 | 138 | ST | 0.71 | 17.77 | 1 | 900 ACSR | 0 | 0 | 0 | 0 | 0 | 0 | 0 | 0 | 0 | 0 | 0 | 0 | 0 | 0 | 0 | 0 | 0 | 0 | 0 | 0 | 0 | 0 | 0 | 12 | 1
NO |  | 32 | 2015 | 17 | 9 | 9 |  | 11609 GOODINGS GROVE | CRESTWOOD | 138 | 138 | ST | 0.4 | 10.84 | 1 | 1113 ACSR | 0 | 0 | 0 | 0 | 0 | 0 | 0 | 0 | 0 | 0 | 0 | 0 | 0 | 0 | 0 | 0 | 0 | 0 | 0 | 0 | 0 | 0 | 0 | 12 | 1
NO |  | 32 | 2015 | 17 | 10 | 10 |  | 11609 GOODINGS GROVE | CRESTWOOD | 138 | 138 | SP | 0.07 | 0 | 0 | 1113 ACSR | 0 | 0 | 0 | 0 | 0 | 0 | 0 | 0 | 0 | 0 | 0 | 0 | 0 | 0 | 0 | 0 | 0 | 0 | 0 | 0 | 0 | 0 | 0 | 12 | 1
NO |  | 32 | 2015 | 17 | 11 | 11 |  | 11609 GOODINGS GROVE | CRESTWOOD | 138 | 138 | WP | 0.14 | 0 | 0 | 1113 ACSR | 0 | 0 | 0 | 0 | 0 | 0 | 0 | 0 | 0 | 0 | 0 | 0 | 0 | 0 | 0 | 0 | 0 | 0 | 0 | 0 | 0 | 0 | 0 | 12 | 1
NO |  | 32 | 2015 | 17 | 12 | 12 |  | 11701 PROSPECT HTS | DES PLAINES 46 | 138 | 138 | SP | 0.3 | 4.03 | 1 | 1113 ACSR | 0 | 0 | 0 | 0 | 0 | 0 | 0 | 0 | 0 | 0 | 0 | 0 | 0 | 0 | 0 | 0 | 0 | 0 | 0 | 0 | 0 | 0 | 0 | 12 | 1
NO |  | 32 | 2015 | 17 | 13 | 13 |  | 11701 PROSPECT HTS | DES PLAINES 46 | 138 | 138 | ST | 0.23 | 0.35 | 0 | 1113 ACSR | 0 | 0 | 0 | 0 | 0 | 0 | 0 | 0 | 0 | 0 | 0 | 0 | 0 | 0 | 0 | 0 | 0 | 0 | 0 | 0 | 0 | 0 | 0 | 12 | 1
NO |  | 32 | 2015 | 17 | 14 | 14 |  | 11701 PROSPECT HTS | DES PLAINES 46 | 138 | 138 | WH | 0.11 | 0 | 0 | 1113 ACSR | 0 | 0 | 0 | 0 | 0 | 0 | 0 | 0 | 0 | 0 | 0 | 0 | 0 | 0 | 0 | 0 | 0 | 0 | 0 | 0 | 0 | 0 | 0 | 12 | 1
NO |  | 32 | 2015 | 17 | 15 | 15 |  | 11702 PROSPECT HTS | DES PLAINES 46 | 138 | 138 | SP | 0.25 | 0.35 | 1 | 1113 ACSR | 0 | 0 | 0 | 0 | 0 | 0 | 0 | 0 | 0 | 0 | 0 | 0 | 0 | 0 | 0 | 0 | 0 | 0 | 0 | 0 | 0 | 0 | 0 | 12 | 1
NO |  | 32 | 2015 | 17 | 16 | 16 |  | 11702 PROSPECT HTS | DES PLAINES 46 | 138 | 138 | ST | 0.63 | 3.67 | 0 | 1113 ACSR | 0 | 0 | 0 | 0 | 0 | 0 | 0 | 0 | 0 | 0 | 0 | 0 | 0 | 0 | 0 | 0 | 0 | 0 | 0 | 0 | 0 | 0 | 0 | 12 | 1
NO |  | 32 | 2015 | 17 | 17 | 17 |  | 11702 PROSPECT HTS | DES PLAINES 46 | 138 | 138 | WH | 0.09 | 0 | 0 | 1113 ACSR | 0 | 0 | 0 | 0 | 0 | 0 | 0 | 0 | 0 | 0 | 0 | 0 | 0 | 0 | 0 | 0 | 0 | 0 | 0 | 0 | 0 | 0 | 0 | 12 | 1
NO |  | 32 | 2015 | 17 | 18 | 18 |  | 11704 PROSPECT HEIGHTS | APTAKISIC | 138 | 138 | ST | 0.13 | 5.18 | 1 | 1113 ACSR | 0 | 0 | 0 | 0 | 0 | 0 | 0 | 0 | 0 | 0 | 0 | 0 | 0 | 0 | 0 | 0 | 0 | 0 | 0 | 0 | 0 | 0 | 0 | 12 | 1
NO |  | 32 | 2015 | 17 | 19 | 19 |  | 11704 PROSPECT HEIGHTS | APTAKISIC | 138 | 138 | SP | 0.22 | 0 | 0 | 1113 ACSR | 0 | 0 | 0 | 0 | 0 | 0 | 0 | 0 | 0 | 0 | 0 | 0 | 0 | 0 | 0 | 0 | 0 | 0 | 0 | 0 | 0 | 0 | 0 | 12 | 1
NO |  | 32 | 2015 | 17 | 20 | 20 |  | 11708 PROSPECT HEIGHTS | APTAKISIC | 138 | 138 | ST | 0.3 | 5.13 | 1 | 1113 ACSR | 0 | 0 | 0 | 0 | 0 | 0 | 0 | 0 | 0 | 0 | 0 | 0 | 0 | 0 | 0 | 0 | 0 | 0 | 0 | 0 | 0 | 0 | 0 | 12 | 1
NO |  | 32 | 2015 | 17 | 21 | 21 |  | 11708 PROSPECT HEIGHTS | APTAKISIC | 138 | 138 | SP | 0.1 | 0.03 | 0 | 1113 ACSR | 0 | 0 | 0 | 0 | 0 | 0 | 0 | 0 | 0 | 0 | 0 | 0 | 0 | 0 | 0 | 0 | 0 | 0 | 0 | 0 | 0 | 0 | 0 | 12 | 1
NO |  | 32 | 2015 | 17 | 22 | 22 |  | 11901 LANCASTER | FREEPORT | 138 | 138 | ST | 0.11 | 0.89 | 1 | 266.8,636,1113 AC | 0 | 0 | 0 | 0 | 0 | 0 | 0 | 0 | 0 | 0 | 0 | 0 | 0 | 0 | 0 | 0 | 0 | 0 | 0 | 0 | 0 | 0 | 0 | 12 | 1
NO |  | 32 | 2015 | 17 | 23 | 23 |  | 11901 LANCASTER | FREEPORT | 138 | 138 | SP | 0.13 | 0 | 0 | 266.8,1113 ACSR | 0 | 0 | 0 | 0 | 0 | 0 | 0 | 0 | 0 | 0 | 0 | 0 | 0 | 0 | 0 | 0 | 0 | 0 | 0 | 0 | 0 | 0 | 0 | 12 | 1
NO |  | 32 | 2015 | 17 | 24 | 24 |  | 11901 LANCASTER | FREEPORT | 138 | 138 | WP | 0.16 | 0 | 0 | 1113 ACSR | 0 | 0 | 0 | 0 | 0 | 0 | 0 | 0 | 0 | 0 | 0 | 0 | 0 | 0 | 0 | 0 | 0 | 0 | 0 | 0 | 0 | 0 | 0 | 12 | 1
NO |  | 32 | 2015 | 17 | 25 | 25 |  | 11902 LANCASTER | MARYLAND | 138 | 138 | SP | 15.93 | 4.02 | 1 | 1113 ACSR | 0 | 0 | 0 | 0 | 0 | 0 | 0 | 0 | 0 | 0 | 0 | 0 | 0 | 0 | 0 | 0 | 0 | 0 | 0 | 0 | 0 | 0 | 0 | 12 | 1
NO |  | 32 | 2015 | 17 | 26 | 26 |  | 11902 LANCASTER | MARYLAND | 138 | 138 | ST | 1.02 | 0.69 | 0 | 1113 ACSR | 0 | 0 | 0 | 0 | 0 | 0 | 0 | 0 | 0 | 0 | 0 | 0 | 0 | 0 | 0 | 0 | 0 | 0 | 0 | 0 | 0 | 0 | 0 | 12 | 1
NO |  | 32 | 2015 | 17 | 27 | 27 |  | 11902 LANCASTER | MARYLAND | 138 | 138 | WP | 0.27 | 1.02 | 0 | 1113 ACSR | 0 | 0 | 0 | 0 | 0 | 0 | 0 | 0 | 0 | 0 | 0 | 0 | 0 | 0 | 0 | 0 | 0 | 0 | 0 | 0 | 0 | 0 | 0 | 12 | 1
NO |  | 32 | 2015 | 17 | 28 | 28 |  | 11904 LANCASTER | ECOGROVE WIND FARM | 138 | 138 | SP | 0.26 | 0 | 1 | 636, 1113 ACSR | 0 | 0 | 0 | 0 | 0 | 0 | 0 | 0 | 0 | 0 | 0 | 0 | 0 | 0 | 0 | 0 | 0 | 0 | 0 | 0 | 0 | 0 | 0 | 12 | 1
NO |  | 32 | 2015 | 17 | 29 | 29 |  | 11904 LANCASTER | ECOGROVE WIND FARM | 138 | 138 | WP | 8.01 | 0 | 0 | 636, 1113 ACSR | 0 | 0 | 0 | 0 | 0 | 0 | 0 | 0 | 0 | 0 | 0 | 0 | 0 | 0 | 0 | 0 | 0 | 0 | 0 | 0 | 0 | 0 | 0 | 12 | 1
NO |  | 32 | 2015 | 17 | 30 | 30 |  | 11904 LANCASTER | ECOGROVE WIND FARM | 138 | 138 | ST | 3.94 | 0 | 0 | 636 ACSR | 0 | 0 | 0 | 0 | 0 | 0 | 0 | 0 | 0 | 0 | 0 | 0 | 0 | 0 | 0 | 0 | 0 | 0 | 0 | 0 | 0 | 0 | 0 | 12 | 1
NO |  | 32 | 2015 | 17 | 31 | 31 |  | 12005 LOMBARD | DES PLAINES | 138 | 138 | ST | 1.05 | 16.05 | 1 | 2156 ACSR | 0 | 0 | 0 | 0 | 0 | 0 | 0 | 0 | 0 | 0 | 0 | 0 | 0 | 0 | 0 | 0 | 0 | 0 | 0 | 0 | 0 | 0 | 0 | 12 | 1
NO |  | 32 | 2015 | 17 | 32 | 32 |  | 12006 LOMBARD | DES PLAINES | 138 | 138 | ST | 1.08 | 16.01 | 1 | 2156 ACSR | 0 | 0 | 0 | 0 | 0 | 0 | 0 | 0 | 0 | 0 | 0 | 0 | 0 | 0 | 0 | 0 | 0 | 0 | 0 | 0 | 0 | 0 | 0 | 12 | 1
NO |  | 32 | 2015 | 17 | 33 | 33 |  | 12007 LOMBARD | ELMHURST | 138 | 138 | ST | 0.63 | 7.51 | 1 | 1113 ACSR | 0 | 0 | 0 | 0 | 0 | 0 | 0 | 0 | 0 | 0 | 0 | 0 | 0 | 0 | 0 | 0 | 0 | 0 | 0 | 0 | 0 | 0 | 0 | 12 | 1
NO |  | 32 | 2015 | 17 | 34 | 34 |  | 12007 LOMBARD | ELMHURST | 138 | 138 | WP | 0.06 | 0 | 0 | 1113 ACSR | 0 | 0 | 0 | 0 | 0 | 0 | 0 | 0 | 0 | 0 | 0 | 0 | 0 | 0 | 0 | 0 | 0 | 0 | 0 | 0 | 0 | 0 | 0 | 12 | 1
NO |  | 32 | 2015 | 17 | 35 | 35 |  | 12008 LOMBARD | ELMHURST | 138 | 138 | ST | 1.01 | 7.18 | 1 | 900,1113 ACSR | 0 | 0 | 0 | 0 | 0 | 0 | 0 | 0 | 0 | 0 | 0 | 0 | 0 | 0 | 0 | 0 | 0 | 0 | 0 | 0 | 0 | 0 | 0 | 12 | 1
NO |  | 32 | 2015 | 18 | 1 | 1 |  | 12008 LOMBARD | ELMHURST | 138 | 138 | SP | 0.12 | 0 | 0 | 900,1113 ACSR | 0 | 0 | 0 | 0 | 0 | 0 | 0 | 0 | 0 | 0 | 0 | 0 | 0 | 0 | 0 | 0 | 0 | 0 | 0 | 0 | 0 | 0 | 0 | 12 | 1
NO |  | 32 | 2015 | 18 | 2 | 2 |  | 12015 LOMBARD | ITASCA | 138 | 138 | ST | 0.54 | 7.42 | 1 | 1113 ACSR | 0 | 0 | 0 | 0 | 0 | 0 | 0 | 0 | 0 | 0 | 0 | 0 | 0 | 0 | 0 | 0 | 0 | 0 | 0 | 0 | 0 | 0 | 0 | 12 | 1
NO |  | 32 | 2015 | 18 | 3 | 3 |  | 12015 LOMBARD | ITASCA | 138 | 138 | SP | 0.24 | 0 | 0 | 1113 ACSR | 0 | 0 | 0 | 0 | 0 | 0 | 0 | 0 | 0 | 0 | 0 | 0 | 0 | 0 | 0 | 0 | 0 | 0 | 0 | 0 | 0 | 0 | 0 | 12 | 1
NO |  | 32 | 2015 | 18 | 4 | 4 |  | 12016 LOMBARD | ITASCA | 138 | 138 | ST | 0.57 | 7.45 | 1 | 1113 ACSR | 0 | 0 | 0 | 0 | 0 | 0 | 0 | 0 | 0 | 0 | 0 | 0 | 0 | 0 | 0 | 0 | 0 | 0 | 0 | 0 | 0 | 0 | 0 | 12 | 1
NO |  | 32 | 2015 | 18 | 5 | 5 |  | 12016 LOMBARD | ITASCA | 138 | 138 | SP | 0.06 | 0 | 0 | 1113 ACSR | 0 | 0 | 0 | 0 | 0 | 0 | 0 | 0 | 0 | 0 | 0 | 0 | 0 | 0 | 0 | 0 | 0 | 0 | 0 | 0 | 0 | 0 | 0 | 12 | 1
NO |  | 32 | 2015 | 18 | 6 | 6 |  | 12016 LOMBARD | ITASCA | 138 | 138 | WH | 0.37 | 0 | 0 | 1113 ACSR | 0 | 0 | 0 | 0 | 0 | 0 | 0 | 0 | 0 | 0 | 0 | 0 | 0 | 0 | 0 | 0 | 0 | 0 | 0 | 0 | 0 | 0 | 0 | 12 | 1
NO |  | 32 | 2015 | 18 | 7 | 7 |  | 12204 BELVEDERE | PLEASANT VALLEY | 138 | 138 | ST | 0.93 | 21.06 | 1 | 664.8 ACSS/TW,111 | 0 | 0 | 0 | 0 | 0 | 0 | 0 | 0 | 0 | 0 | 0 | 0 | 0 | 0 | 0 | 0 | 0 | 0 | 0 | 0 | 0 | 0 | 0 | 12 | 1
NO |  | 32 | 2015 | 18 | 8 | 8 |  | 12204 BELVEDERE | PLEASANT VALLEY | 138 | 138 | SP | 0.23 | 0.64 | 0 | 1113 ACSR | 0 | 0 | 0 | 0 | 0 | 0 | 0 | 0 | 0 | 0 | 0 | 0 | 0 | 0 | 0 | 0 | 0 | 0 | 0 | 0 | 0 | 0 | 0 | 12 | 1
NO |  | 32 | 2015 | 18 | 9 | 9 |  | 12204 BELVEDERE | PLEASANT VALLEY | 138 | 138 | WP | 0.22 | 0 | 0 | 664.8 ACSS/TW | 0 | 0 | 0 | 0 | 0 | 0 | 0 | 0 | 0 | 0 | 0 | 0 | 0 | 0 | 0 | 0 | 0 | 0 | 0 | 0 | 0 | 0 | 0 | 12 | 1
NO |  | 32 | 2015 | 18 | 10 | 10 |  | 12204 BELVEDERE | PLEASANT VALLEY | 138 | 138 | WH | 0.17 | 0 | 0 | 664.8 ACSS/TW | 0 | 0 | 0 | 0 | 0 | 0 | 0 | 0 | 0 | 0 | 0 | 0 | 0 | 0 | 0 | 0 | 0 | 0 | 0 | 0 | 0 | 0 | 0 | 12 | 1
NO |  | 32 | 2015 | 18 | 11 | 11 |  | 12204 TAP | MARENGO | 138 | 138 | WP | 1.19 | 0 | 0 | 477, 1113 ACSR, 6 | 0 | 0 | 0 | 0 | 0 | 0 | 0 | 0 | 0 | 0 | 0 | 0 | 0 | 0 | 0 | 0 | 0 | 0 | 0 | 0 | 0 | 0 | 0 | 12 | 1
NO |  | 32 | 2015 | 18 | 12 | 12 |  | 12205 BELVIDERE | WOODSTOCK | 138 | 138 | ST | 0.67 | 21.12 | 1 | 1113 ACSR,664.8AC | 0 | 0 | 0 | 0 | 0 | 0 | 0 | 0 | 0 | 0 | 0 | 0 | 0 | 0 | 0 | 0 | 0 | 0 | 0 | 0 | 0 | 0 | 0 | 12 | 1
NO |  | 32 | 2015 | 18 | 13 | 13 |  | 12205 BELVIDERE | WOODSTOCK | 138 | 138 | SP | 2.39 | 0 | 0 | 2-556.5 ACSR | 0 | 0 | 0 | 0 | 0 | 0 | 0 | 0 | 0 | 0 | 0 | 0 | 0 | 0 | 0 | 0 | 0 | 0 | 0 | 0 | 0 | 0 | 0 | 12 | 1
NO |  | 32 | 2015 | 18 | 14 | 14 |  | 12205 TAP | MARENGO | 138 | 138 | WP | 0.27 | 0 | 0 | 477 ACSR | 0 | 0 | 0 | 0 | 0 | 0 | 0 | 0 | 0 | 0 | 0 | 0 | 0 | 0 | 0 | 0 | 0 | 0 | 0 | 0 | 0 | 0 | 0 | 12 | 1
NO |  | 32 | 2015 | 18 | 15 | 15 |  | 12205 TAP | MARENGO | 138 | 138 | WH | 0.95 | 0 | 0 | 477 ACSR | 0 | 0 | 0 | 0 | 0 | 0 | 0 | 0 | 0 | 0 | 0 | 0 | 0 | 0 | 0 | 0 | 0 | 0 | 0 | 0 | 0 | 0 | 0 | 12 | 1
NO |  | 32 | 2015 | 18 | 16 | 16 |  | 12411 MARYLAND | DIXON | 138 | 138 | ST | 1.46 | 0 | 1 | 1113 ACSR | 0 | 0 | 0 | 0 | 0 | 0 | 0 | 0 | 0 | 0 | 0 | 0 | 0 | 0 | 0 | 0 | 0 | 0 | 0 | 0 | 0 | 0 | 0 | 12 | 1
NO |  | 32 | 2015 | 18 | 17 | 17 |  | 12411 MARYLAND | DIXON | 138 | 138 | SP | 11.63 | 0 | 0 | 1113 ACSR | 0 | 0 | 0 | 0 | 0 | 0 | 0 | 0 | 0 | 0 | 0 | 0 | 0 | 0 | 0 | 0 | 0 | 0 | 0 | 0 | 0 | 0 | 0 | 12 | 1
NO |  | 32 | 2015 | 18 | 18 | 18 |  | 12411 MARYLAND | DIXON | 138 | 138 | WH | 2.6 | 0 | 0 | 1113 ACSR | 0 | 0 | 0 | 0 | 0 | 0 | 0 | 0 | 0 | 0 | 0 | 0 | 0 | 0 | 0 | 0 | 0 | 0 | 0 | 0 | 0 | 0 | 0 | 12 | 1
NO |  | 32 | 2015 | 18 | 19 | 19 |  | 12411 TAP | STERLING | 138 | 138 | SP | 14.38 | 0 | 0 | 3/0 CU / 1113 ACS | 0 | 0 | 0 | 0 | 0 | 0 | 0 | 0 | 0 | 0 | 0 | 0 | 0 | 0 | 0 | 0 | 0 | 0 | 0 | 0 | 0 | 0 | 0 | 12 | 1
NO |  | 32 | 2015 | 18 | 20 | 20 |  | 13219 GARDEN PLAIN | I.S.P.C.O. | 138 | 138 | WP | 4.52 | 0 | 1 | 477 ACSR | 0 | 0 | 0 | 0 | 0 | 0 | 0 | 0 | 0 | 0 | 0 | 0 | 0 | 0 | 0 | 0 | 0 | 0 | 0 | 0 | 0 | 0 | 0 | 12 | 1
NO |  | 32 | 2015 | 18 | 21 | 21 |  | 13501 ELMHURST | BELLWOOD | 138 | 138 | ST | 0.19 | 5.29 | 1 | 900,1113 ACSR | 0 | 0 | 0 | 0 | 0 | 0 | 0 | 0 | 0 | 0 | 0 | 0 | 0 | 0 | 0 | 0 | 0 | 0 | 0 | 0 | 0 | 0 | 0 | 12 | 1
NO |  | 32 | 2015 | 18 | 22 | 22 |  | 13501 ELMHURST | BELLWOOD | 138 | 138 | SP | 0.07 | 0 | 0 | 900,1113 ACSR | 0 | 0 | 0 | 0 | 0 | 0 | 0 | 0 | 0 | 0 | 0 | 0 | 0 | 0 | 0 | 0 | 0 | 0 | 0 | 0 | 0 | 0 | 0 | 12 | 1
NO |  | 32 | 2015 | 18 | 23 | 23 |  | 13501 ELMHURST | BELLWOOD | 138 | 138 | WP | 0.07 | 0 | 0 | 900,1113 ACSR | 0 | 0 | 0 | 0 | 0 | 0 | 0 | 0 | 0 | 0 | 0 | 0 | 0 | 0 | 0 | 0 | 0 | 0 | 0 | 0 | 0 | 0 | 0 | 12 | 1
NO |  | 32 | 2015 | 18 | 24 | 24 |  | 13501 TAP | BERKELEY | 138 | 138 | SP | 0.02 | 0 | 0 | 477 ACSR | 0 | 0 | 0 | 0 | 0 | 0 | 0 | 0 | 0 | 0 | 0 | 0 | 0 | 0 | 0 | 0 | 0 | 0 | 0 | 0 | 0 | 0 | 0 | 12 | 1
NO |  | 32 | 2015 | 18 | 25 | 25 |  | 13501 TAP | NORTHLAKE DATA CENTER | 138 | 138 | SP | 0.05 | 0 | 0 | 1113 ACSR | 0 | 0 | 0 | 0 | 0 | 0 | 0 | 0 | 0 | 0 | 0 | 0 | 0 | 0 | 0 | 0 | 0 | 0 | 0 | 0 | 0 | 0 | 0 | 12 | 1
NO |  | 32 | 2015 | 18 | 26 | 26 |  | 13502 ELMHURST | BELLWOOD | 138 | 138 | ST | 0.15 | 5.29 | 1 | 900,1113 ACSR | 0 | 0 | 0 | 0 | 0 | 0 | 0 | 0 | 0 | 0 | 0 | 0 | 0 | 0 | 0 | 0 | 0 | 0 | 0 | 0 | 0 | 0 | 0 | 12 | 1
NO |  | 32 | 2015 | 18 | 27 | 27 |  | 13502 ELMHURST | BELLWOOD | 138 | 138 | SP | 0.11 | 0 | 0 | 900,1113 ACSR | 0 | 0 | 0 | 0 | 0 | 0 | 0 | 0 | 0 | 0 | 0 | 0 | 0 | 0 | 0 | 0 | 0 | 0 | 0 | 0 | 0 | 0 | 0 | 12 | 1
NO |  | 32 | 2015 | 18 | 28 | 28 |  | 13502 ELMHURST | BELLWOOD | 138 | 138 | WP | 0.05 | 0 | 0 | 900,1113 ACSR | 0 | 0 | 0 | 0 | 0 | 0 | 0 | 0 | 0 | 0 | 0 | 0 | 0 | 0 | 0 | 0 | 0 | 0 | 0 | 0 | 0 | 0 | 0 | 12 | 1
NO |  | 32 | 2015 | 18 | 29 | 29 |  | 13502 TAP | BERKELEY | 138 | 138 | SP | 0.01 | 0 | 0 | 477 ACSR | 0 | 0 | 0 | 0 | 0 | 0 | 0 | 0 | 0 | 0 | 0 | 0 | 0 | 0 | 0 | 0 | 0 | 0 | 0 | 0 | 0 | 0 | 0 | 12 | 1
NO |  | 32 | 2015 | 18 | 30 | 30 |  | 13502 TAP | NORTHLAKE DATA CENTER | 138 | 138 | SP | 0.04 | 0 | 0 | 1113 ACSR | 0 | 0 | 0 | 0 | 0 | 0 | 0 | 0 | 0 | 0 | 0 | 0 | 0 | 0 | 0 | 0 | 0 | 0 | 0 | 0 | 0 | 0 | 0 | 12 | 1
NO |  | 32 | 2015 | 18 | 31 | 31 |  | 13503 ELMHURST | NORTHLAKE | 138 | 138 | ST | 0.3 | 0.42 | 1 | 900,1113 ACSR | 0 | 0 | 0 | 0 | 0 | 0 | 0 | 0 | 0 | 0 | 0 | 0 | 0 | 0 | 0 | 0 | 0 | 0 | 0 | 0 | 0 | 0 | 0 | 12 | 1
NO |  | 32 | 2015 | 18 | 32 | 32 |  | 13503 ELMHURST | NORTHLAKE | 138 | 138 | WP | 0.16 | 0 | 0 | 900 ACSR | 0 | 0 | 0 | 0 | 0 | 0 | 0 | 0 | 0 | 0 | 0 | 0 | 0 | 0 | 0 | 0 | 0 | 0 | 0 | 0 | 0 | 0 | 0 | 12 | 1
NO |  | 32 | 2015 | 18 | 33 | 33 |  | 13504 ELMHURST | FRANKLIN PARK | 138 | 138 | ST | 0.13 | 0.41 | 1 | 1113 ACSR | 0 | 0 | 0 | 0 | 0 | 0 | 0 | 0 | 0 | 0 | 0 | 0 | 0 | 0 | 0 | 0 | 0 | 0 | 0 | 0 | 0 | 0 | 0 | 12 | 1
NO |  | 32 | 2015 | 18 | 34 | 34 |  | 13504 ELMHURST | FRANKLIN PARK | 138 | 138 | SP | 1.77 | 0.14 | 0 | 1113 ACSR | 0 | 0 | 0 | 0 | 0 | 0 | 0 | 0 | 0 | 0 | 0 | 0 | 0 | 0 | 0 | 0 | 0 | 0 | 0 | 0 | 0 | 0 | 0 | 12 | 1
NO |  | 32 | 2015 | 18 | 35 | 35 |  | 13504 ELMHURST | FRANKLIN PARK | 138 | 138 | WP | 0.12 | 0 | 0 | 1113 ACSR | 0 | 0 | 0 | 0 | 0 | 0 | 0 | 0 | 0 | 0 | 0 | 0 | 0 | 0 | 0 | 0 | 0 | 0 | 0 | 0 | 0 | 0 | 0 | 12 | 1
NO |  | 32 | 2015 | 19 | 1 | 1 |  | 13510 ELMHURST | FRANKLIN PARK | 138 | 138 | ST | 0.1 | 0.41 | 1 | 900,1113 ACSR | 0 | 0 | 0 | 0 | 0 | 0 | 0 | 0 | 0 | 0 | 0 | 0 | 0 | 0 | 0 | 0 | 0 | 0 | 0 | 0 | 0 | 0 | 0 | 12 | 1
NO |  | 32 | 2015 | 19 | 2 | 2 |  | 13510 ELMHURST | FRANKLIN PARK | 138 | 138 | SP | 0.03 | 1.77 | 0 | 1113 ACSR | 0 | 0 | 0 | 0 | 0 | 0 | 0 | 0 | 0 | 0 | 0 | 0 | 0 | 0 | 0 | 0 | 0 | 0 | 0 | 0 | 0 | 0 | 0 | 12 | 1
NO |  | 32 | 2015 | 19 | 3 | 3 |  | 13510 ELMHURST | FRANKLIN PARK | 138 | 138 | WP | 0.22 | 0 | 0 | 1113 ACSR | 0 | 0 | 0 | 0 | 0 | 0 | 0 | 0 | 0 | 0 | 0 | 0 | 0 | 0 | 0 | 0 | 0 | 0 | 0 | 0 | 0 | 0 | 0 | 12 | 1
NO |  | 32 | 2015 | 19 | 4 | 4 |  | 13803 STATE LINE | NIPSCO | 138 | 138 | ST | 0.17 | 0.14 | 1 | 900,1113 ACSR | 0 | 0 | 0 | 0 | 0 | 0 | 0 | 0 | 0 | 0 | 0 | 0 | 0 | 0 | 0 | 0 | 0 | 0 | 0 | 0 | 0 | 0 | 0 | 12 | 1
NO |  | 32 | 2015 | 19 | 5 | 5 |  | 13805 SILVER LAKE | SW TIE L-18513 | 138 | 138 | ST | 0.23 | 4 | 1 | 1113,2156 ACSR | 0 | 0 | 0 | 0 | 0 | 0 | 0 | 0 | 0 | 0 | 0 | 0 | 0 | 0 | 0 | 0 | 0 | 0 | 0 | 0 | 0 | 0 | 0 | 12 | 1
NO |  | 32 | 2015 | 19 | 6 | 6 |  | 13805 SILVER LAKE | SW TIE L-18513 | 138 | 138 | SP | 0.32 | 7.01 | 0 | 1277.2 ACSR | 0 | 0 | 0 | 0 | 0 | 0 | 0 | 0 | 0 | 0 | 0 | 0 | 0 | 0 | 0 | 0 | 0 | 0 | 0 | 0 | 0 | 0 | 0 | 12 | 1
NO |  | 32 | 2015 | 19 | 7 | 7 |  | 13805 SILVER LAKE | SW TIE L-18513 | 138 | 138 | WP | 0.11 | 0 | 0 | 1113 ACSR | 0 | 0 | 0 | 0 | 0 | 0 | 0 | 0 | 0 | 0 | 0 | 0 | 0 | 0 | 0 | 0 | 0 | 0 | 0 | 0 | 0 | 0 | 0 | 12 | 1
NO |  | 32 | 2015 | 19 | 8 | 8 |  | 13805 SILVER LAKE | SW TIE L-18513 | 138 | 138 | WH | 0.22 | 0 | 0 | 1113 ACSR | 0 | 0 | 0 | 0 | 0 | 0 | 0 | 0 | 0 | 0 | 0 | 0 | 0 | 0 | 0 | 0 | 0 | 0 | 0 | 0 | 0 | 0 | 0 | 12 | 1
NO |  | 32 | 2015 | 19 | 9 | 9 |  | 13806 SILVER LAKE | SW TIE L-18512 | 138 | 138 | ST | 0.21 | 3.91 | 1 | 1277.2 ACAR, 477, | 0 | 0 | 0 | 0 | 0 | 0 | 0 | 0 | 0 | 0 | 0 | 0 | 0 | 0 | 0 | 0 | 0 | 0 | 0 | 0 | 0 | 0 | 0 | 12 | 1
NO |  | 32 | 2015 | 19 | 10 | 10 |  | 13806 SILVER LAKE | SW TIE L-18512 | 138 | 138 | SP | 0.36 | 7.05 | 0 | 1277.2 ACAR | 0 | 0 | 0 | 0 | 0 | 0 | 0 | 0 | 0 | 0 | 0 | 0 | 0 | 0 | 0 | 0 | 0 | 0 | 0 | 0 | 0 | 0 | 0 | 12 | 1
NO |  | 32 | 2015 | 19 | 11 | 11 |  | 13806 SILVER LAKE | SW TIE L-18513 | 138 | 138 | WP | 0.18 | 0 | 0 | 477,1113 ACSR | 0 | 0 | 0 | 0 | 0 | 0 | 0 | 0 | 0 | 0 | 0 | 0 | 0 | 0 | 0 | 0 | 0 | 0 | 0 | 0 | 0 | 0 | 0 | 12 | 1
NO |  | 32 | 2015 | 19 | 12 | 12 |  | 13806 SILVER LAKE | SW TIE L-18513 | 138 | 138 | WH | 0 | 0.22 | 0 | 477,1113 ACSR | 0 | 0 | 0 | 0 | 0 | 0 | 0 | 0 | 0 | 0 | 0 | 0 | 0 | 0 | 0 | 0 | 0 | 0 | 0 | 0 | 0 | 0 | 0 | 12 | 1
NO |  | 32 | 2015 | 19 | 13 | 13 |  | 13808 SILVER LAKE | CRYSTAL LAKE | 138 | 138 | ST | 0.09 | 2.35 | 1 | 1113 ACSR | 0 | 0 | 0 | 0 | 0 | 0 | 0 | 0 | 0 | 0 | 0 | 0 | 0 | 0 | 0 | 0 | 0 | 0 | 0 | 0 | 0 | 0 | 0 | 12 | 1
NO |  | 32 | 2015 | 19 | 14 | 14 |  | 13808 SILVER LAKE | CRYSTAL LAKE | 138 | 138 | WP | 0.07 | 0 | 0 | 1113 ACSR | 0 | 0 | 0 | 0 | 0 | 0 | 0 | 0 | 0 | 0 | 0 | 0 | 0 | 0 | 0 | 0 | 0 | 0 | 0 | 0 | 0 | 0 | 0 | 12 | 1
NO |  | 32 | 2015 | 19 | 15 | 15 |  | 13809 SILVER LAKE | PLEASANT VALLEY | 138 | 138 | ST | 2.39 | 7.34 | 1 | 477,1113 ACSR | 0 | 0 | 0 | 0 | 0 | 0 | 0 | 0 | 0 | 0 | 0 | 0 | 0 | 0 | 0 | 0 | 0 | 0 | 0 | 0 | 0 | 0 | 0 | 12 | 1
NO |  | 32 | 2015 | 19 | 16 | 16 |  | 13809 SILVER LAKE | PLEASANT VALLEY | 138 | 138 | SP | 0.14 | 0 | 0 | 1113 ACSR | 0 | 0 | 0 | 0 | 0 | 0 | 0 | 0 | 0 | 0 | 0 | 0 | 0 | 0 | 0 | 0 | 0 | 0 | 0 | 0 | 0 | 0 | 0 | 12 | 1
NO |  | 32 | 2015 | 19 | 17 | 17 |  | 14101 PLEASANT VALLEY | CRYSTAL LAKE | 138 | 138 | ST | 0.01 | 6.79 | 1 | 477,1113 ACSR | 0 | 0 | 0 | 0 | 0 | 0 | 0 | 0 | 0 | 0 | 0 | 0 | 0 | 0 | 0 | 0 | 0 | 0 | 0 | 0 | 0 | 0 | 0 | 12 | 1
NO |  | 32 | 2015 | 19 | 18 | 18 |  | 14101 PLEASANT VALLEY | CRYSTAL LAKE | 138 | 138 | SP | 0.05 | 0.12 | 0 | 477,1113 ACSR | 0 | 0 | 0 | 0 | 0 | 0 | 0 | 0 | 0 | 0 | 0 | 0 | 0 | 0 | 0 | 0 | 0 | 0 | 0 | 0 | 0 | 0 | 0 | 12 | 1
NO |  | 32 | 2015 | 19 | 19 | 19 |  | 14101 PLEASANT VALLEY | CRYSTAL LAKE | 138 | 138 | WP | 0.09 | 0 | 0 | 477,1113 ACSR | 0 | 0 | 0 | 0 | 0 | 0 | 0 | 0 | 0 | 0 | 0 | 0 | 0 | 0 | 0 | 0 | 0 | 0 | 0 | 0 | 0 | 0 | 0 | 12 | 1
NO |  | 32 | 2015 | 19 | 20 | 20 |  | 14101 PLEASANT VALLEY | CRYSTAL LAKE | 138 | 138 | WH | 0.08 | 0 | 0 | 477,1113 ACSR | 0 | 0 | 0 | 0 | 0 | 0 | 0 | 0 | 0 | 0 | 0 | 0 | 0 | 0 | 0 | 0 | 0 | 0 | 0 | 0 | 0 | 0 | 0 | 12 | 1
NO |  | 32 | 2015 | 19 | 21 | 21 |  | 14102 PLEASANT VALLEY | TOLLWAY | 138 | 138 | SP | 26.5 | 0.98 | 1 | 1113 ACSR, 2-556R | 0 | 0 | 0 | 0 | 0 | 0 | 0 | 0 | 0 | 0 | 0 | 0 | 0 | 0 | 0 | 0 | 0 | 0 | 0 | 0 | 0 | 0 | 0 | 12 | 1
NO |  | 32 | 2015 | 19 | 22 | 22 |  | 14103 PLEASANT VALLEY | TOLLWAY | 138 | 138 | SP | 0.26 | 27.22 | 1 | 1113 ACSR, 2-556R | 0 | 0 | 0 | 0 | 0 | 0 | 0 | 0 | 0 | 0 | 0 | 0 | 0 | 0 | 0 | 0 | 0 | 0 | 0 | 0 | 0 | 0 | 0 | 12 | 1
NO |  | 32 | 2015 | 19 | 23 | 23 |  | 14106 PLEASANT VALLEY | WOODSTOCK | 138 | 138 | WP | 3.06 | 0 | 1 | 664.8 ACSS/TW | 0 | 0 | 0 | 0 | 0 | 0 | 0 | 0 | 0 | 0 | 0 | 0 | 0 | 0 | 0 | 0 | 0 | 0 | 0 | 0 | 0 | 0 | 0 | 12 | 1
NO |  | 32 | 2015 | 19 | 24 | 24 |  | 14106 PLEASANT VALLEY | WOODSTOCK | 138 | 138 | ST | 0.16 | 0.51 | 0 | 1113 ACSR, 664.8 | 0 | 0 | 0 | 0 | 0 | 0 | 0 | 0 | 0 | 0 | 0 | 0 | 0 | 0 | 0 | 0 | 0 | 0 | 0 | 0 | 0 | 0 | 0 | 12 | 1
NO |  | 32 | 2015 | 19 | 25 | 25 |  | 14302 WOLFS | PLANO | 138 | 138 | SP | 0 | 0.14 | 1 | 1113 ACSR | 0 | 0 | 0 | 0 | 0 | 0 | 0 | 0 | 0 | 0 | 0 | 0 | 0 | 0 | 0 | 0 | 0 | 0 | 0 | 0 | 0 | 0 | 0 | 12 | 1
NO |  | 32 | 2015 | 19 | 26 | 26 |  | 14302 WOLFS | PLANO | 138 | 138 | WP | 0 | 6.35 | 0 | 477,1113 ACSR,664 | 0 | 0 | 0 | 0 | 0 | 0 | 0 | 0 | 0 | 0 | 0 | 0 | 0 | 0 | 0 | 0 | 0 | 0 | 0 | 0 | 0 | 0 | 0 | 12 | 1
NO |  | 32 | 2015 | 19 | 27 | 27 |  | 14302 WOLFS | PLANO | 138 | 138 | SP | 7.01 | 0 | 0 | 1113,2156 ACSR | 0 | 0 | 0 | 0 | 0 | 0 | 0 | 0 | 0 | 0 | 0 | 0 | 0 | 0 | 0 | 0 | 0 | 0 | 0 | 0 | 0 | 0 | 0 | 12 | 1
NO |  | 32 | 2015 | 19 | 28 | 28 |  | 14302 TAP | ROW BREAKER AT SANDWICH | 138 | 138 | SP | 0.02 | 0 | 0 | 1113 ACSR | 0 | 0 | 0 | 0 | 0 | 0 | 0 | 0 | 0 | 0 | 0 | 0 | 0 | 0 | 0 | 0 | 0 | 0 | 0 | 0 | 0 | 0 | 0 | 12 | 1
NO |  | 32 | 2015 | 19 | 29 | 29 |  | 14304 WOLFS | PLANO | 138 | 138 | SP | 0.14 | 0 | 1 | 1113ACSR | 0 | 0 | 0 | 0 | 0 | 0 | 0 | 0 | 0 | 0 | 0 | 0 | 0 | 0 | 0 | 0 | 0 | 0 | 0 | 0 | 0 | 0 | 0 | 12 | 1
NO |  | 32 | 2015 | 19 | 30 | 30 |  | 14304 WOLFS | PLANO | 138 | 138 | WP | 6.35 | 0 | 0 |  | 0 | 0 | 0 | 0 | 0 | 0 | 0 | 0 | 0 | 0 | 0 | 0 | 0 | 0 | 0 | 650320196 | 0 | 0 | 0 | 0 | 0 | 0 | 0 | 12 | 1
NO |  | 32 | 2015 | 19 | 31 | 31 |  | 14304 WOLFS | PLANO | 138 | 138 | SP | 0.21 | 6.79 | 0 | 1113, 2156 ACSR | 0 | 0 | 0 | 0 | 0 | 0 | 0 | 0 | 0 | 0 | 0 | 0 | 0 | 0 | 0 | 0 | 0 | 0 | 0 | 0 | 0 | 0 | 0 | 12 | 1
NO |  | 32 | 2015 | 19 | 32 | 32 |  | 14403 WAYNE | AURORA E.C. | 138 | 138 | ST | 0.01 | 12.08 | 1 | 1113 ACSR | 0 | 0 | 0 | 0 | 0 | 0 | 0 | 0 | 0 | 0 | 0 | 0 | 0 | 0 | 0 | 0 | 0 | 0 | 0 | 0 | 0 | 0 | 0 | 12 | 1
NO |  | 32 | 2015 | 19 | 33 | 33 |  | 14403 WAYNE | AURORA E.C. | 138 | 138 | SP | 0.3 | 0.16 | 0 | 1113 ACSR | 0 | 0 | 0 | 0 | 0 | 0 | 0 | 0 | 0 | 0 | 0 | 0 | 0 | 0 | 0 | 0 | 0 | 0 | 0 | 0 | 0 | 0 | 0 | 12 | 1
NO |  | 32 | 2015 | 19 | 34 | 34 |  | 14403 TAP | BATAVIA SOUTHEAST SUB | 138 | 138 | SP | 0.03 | 0 | 0 | 1113 ACSR | 0 | 0 | 0 | 0 | 0 | 0 | 0 | 0 | 0 | 0 | 0 | 0 | 0 | 0 | 0 | 0 | 0 | 0 | 0 | 0 | 0 | 0 | 0 | 12 | 1
NO |  | 32 | 2015 | 19 | 35 | 35 |  | 14405 WAYNE | AURORA E.C. | 138 | 138 | ST | 0.21 | 11.78 | 1 | 1113 ACSR | 0 | 0 | 0 | 0 | 0 | 0 | 0 | 0 | 0 | 0 | 0 | 0 | 0 | 0 | 0 | 0 | 0 | 0 | 0 | 0 | 0 | 0 | 0 | 12 | 1
NO |  | 32 | 2015 | 20 | 1 | 1 |  | 14405 WAYNE | AURORA E.C. | 138 | 138 | SP | 0.41 | 0.17 | 0 | 1113 ACSR | 0 | 0 | 0 | 0 | 0 | 0 | 0 | 0 | 0 | 0 | 0 | 0 | 0 | 0 | 0 | 0 | 0 | 0 | 0 | 0 | 0 | 0 | 0 | 12 | 1
NO |  | 32 | 2015 | 20 | 2 | 2 |  | 14405 TAP | BATAVIA NORTHEAST SUB | 138 | 138 | SP | 0.05 | 0 | 0 | 1113 ACSR | 0 | 0 | 0 | 0 | 0 | 0 | 0 | 0 | 0 | 0 | 0 | 0 | 0 | 0 | 0 | 0 | 0 | 0 | 0 | 0 | 0 | 0 | 0 | 12 | 1
NO |  | 32 | 2015 | 20 | 3 | 3 |  | 14609 SANDWICH | PLANO | 138 | 138 | SP | 0.12 | 0 | 1 | 1113 ACSR | 0 | 0 | 0 | 0 | 0 | 0 | 0 | 0 | 0 | 0 | 0 | 0 | 0 | 0 | 0 | 0 | 0 | 0 | 0 | 0 | 0 | 0 | 0 | 12 | 1
NO |  | 32 | 2015 | 20 | 4 | 4 |  | 14609 SANDWICH | PLANO | 138 | 138 | WP | 9.59 | 0 | 0 | 1113 ACSR | 0 | 0 | 0 | 0 | 0 | 0 | 0 | 0 | 0 | 0 | 0 | 0 | 0 | 0 | 0 | 0 | 0 | 0 | 0 | 0 | 0 | 0 | 0 | 12 | 1
NO |  | 32 | 2015 | 20 | 5 | 5 |  | 15001 CALUMET | RIVER E.C. | 138 | 138 | SP | 0.3 | 1.88 | 1 | 636,1113 ACSR | 0 | 0 | 0 | 0 | 0 | 0 | 0 | 0 | 0 | 0 | 0 | 0 | 0 | 0 | 0 | 0 | 0 | 0 | 0 | 0 | 0 | 0 | 0 | 12 | 1
NO |  | 32 | 2015 | 20 | 6 | 6 |  | 15001 TAP | WISCONSIN STEEL ESS (FORMER | 138 | 138 | SP | 0.06 | 0 | 0 | 1113 ACSR | 0 | 0 | 0 | 0 | 0 | 0 | 0 | 0 | 0 | 0 | 0 | 0 | 0 | 0 | 0 | 0 | 0 | 0 | 0 | 0 | 0 | 0 | 0 | 12 | 1
NO |  | 32 | 2015 | 20 | 7 | 7 |  | 15002 CALUMET | RIVER E.C. | 138 | 138 | SP | 0.34 | 1.88 | 1 | 477,1113 ACSR | 0 | 0 | 0 | 0 | 0 | 0 | 0 | 0 | 0 | 0 | 0 | 0 | 0 | 0 | 0 | 0 | 0 | 0 | 0 | 0 | 0 | 0 | 0 | 12 | 1
NO |  | 32 | 2015 | 20 | 8 | 8 |  | 15002 TAP | WISCONSIN STEEL ESS (FORMER | 138 | 138 | SP | 0.06 | 0 | 0 | 266.8,1113 ACSR | 0 | 0 | 0 | 0 | 0 | 0 | 0 | 0 | 0 | 0 | 0 | 0 | 0 | 0 | 0 | 0 | 0 | 0 | 0 | 0 | 0 | 0 | 0 | 12 | 1
NO |  | 32 | 2015 | 20 | 9 | 9 |  | 15410 LIBERTYVILLE | APTAKISIC | 138 | 138 | ST | 0.25 | 9.37 | 1 | 1113 ACSR | 0 | 0 | 0 | 0 | 0 | 0 | 0 | 0 | 0 | 0 | 0 | 0 | 0 | 0 | 0 | 0 | 0 | 0 | 0 | 0 | 0 | 0 | 0 | 12 | 1
NO |  | 32 | 2015 | 20 | 10 | 10 |  | 15410 LIBERTYVILLE | APTAKISIC | 138 | 138 | SP | 0.41 | 0 | 0 | 1113 ACSR | 0 | 0 | 0 | 0 | 0 | 0 | 0 | 0 | 0 | 0 | 0 | 0 | 0 | 0 | 0 | 0 | 0 | 0 | 0 | 0 | 0 | 0 | 0 | 12 | 1
NO |  | 32 | 2015 | 20 | 11 | 11 |  | 15417 LIBERTYVILLE | APTAKISIC | 138 | 138 | ST | 0.54 | 9.08 | 1 | 1113 ACSR | 0 | 0 | 0 | 0 | 0 | 0 | 0 | 0 | 0 | 0 | 0 | 0 | 0 | 0 | 0 | 0 | 0 | 0 | 0 | 0 | 0 | 0 | 0 | 12 | 1
NO |  | 32 | 2015 | 20 | 12 | 12 |  | 15417 LIBERTYVILLE | APTAKISIC | 138 | 138 | SP | 0.17 | 0.04 | 0 | 1113 ACSR | 0 | 0 | 0 | 0 | 0 | 0 | 0 | 0 | 0 | 0 | 0 | 0 | 0 | 0 | 0 | 0 | 0 | 0 | 0 | 0 | 0 | 0 | 0 | 12 | 1
NO |  | 32 | 2015 | 20 | 13 | 13 |  | 15507 NELSON | DIXON 107 | 138 | 138 | ST | 0.48 | 9.12 | 1 | 477,1113 ACSR | 0 | 0 | 0 | 0 | 0 | 0 | 0 | 0 | 0 | 0 | 0 | 0 | 0 | 0 | 0 | 0 | 0 | 0 | 0 | 0 | 0 | 0 | 0 | 12 | 1
NO |  | 32 | 2015 | 20 | 14 | 14 |  | 15507 NELSON | DIXON 107 | 138 | 138 | SP | 0 | 0.78 | 0 | 477,1113 ACSR | 0 | 0 | 0 | 0 | 0 | 0 | 0 | 0 | 0 | 0 | 0 | 0 | 0 | 0 | 0 | 0 | 0 | 0 | 0 | 0 | 0 | 0 | 0 | 12 | 1
NO |  | 32 | 2015 | 20 | 15 | 15 |  | 15508 NELSON | DIXON 107 | 138 | 138 | ST | 9.12 | 0.47 | 1 | 477,1113 ACSR | 0 | 0 | 0 | 0 | 0 | 0 | 0 | 0 | 0 | 0 | 0 | 0 | 0 | 0 | 0 | 0 | 0 | 0 | 0 | 0 | 0 | 0 | 0 | 12 | 1
NO |  | 32 | 2015 | 20 | 16 | 16 |  | 15508 NELSON | DIXON 107 | 138 | 138 | SP | 0 | 0.78 | 0 | 477,1113 ACSR | 0 | 0 | 0 | 0 | 0 | 0 | 0 | 0 | 0 | 0 | 0 | 0 | 0 | 0 | 0 | 0 | 0 | 0 | 0 | 0 | 0 | 0 | 0 | 12 | 1
NO |  | 32 | 2015 | 20 | 17 | 17 |  | 15508 TAP | KEWANEE | 138 | 138 | ST | 12.3 | 32.17 | 0 | 477 ACSR | 0 | 0 | 0 | 0 | 0 | 0 | 0 | 0 | 0 | 0 | 0 | 0 | 0 | 0 | 0 | 0 | 0 | 0 | 0 | 0 | 0 | 0 | 0 | 12 | 1
NO |  | 32 | 2015 | 20 | 18 | 18 |  | 15508 TAP | KEWANEE | 138 | 138 | SP | 0.25 | 0 | 0 | 1113 ACSR | 0 | 0 | 0 | 0 | 0 | 0 | 0 | 0 | 0 | 0 | 0 | 0 | 0 | 0 | 0 | 0 | 0 | 0 | 0 | 0 | 0 | 0 | 0 | 12 | 1
NO |  | 32 | 2015 | 20 | 19 | 19 |  | 15508 TAP | NORMANDY | 138 | 138 | WP | 0.04 | 0 | 0 | 266.8 ACSR | 0 | 0 | 0 | 0 | 0 | 0 | 0 | 0 | 0 | 0 | 0 | 0 | 0 | 0 | 0 | 0 | 0 | 0 | 0 | 0 | 0 | 0 | 0 | 12 | 1
NO |  | 32 | 2015 | 20 | 20 | 20 |  | 15509 NELSON | ROCK FALLS | 138 | 138 | ST | 0.25 | 2.62 | 1 | 1113 ACSR | 0 | 0 | 0 | 0 | 0 | 0 | 0 | 0 | 0 | 0 | 0 | 0 | 0 | 0 | 0 | 0 | 0 | 0 | 0 | 0 | 0 | 0 | 0 | 12 | 1
NO |  | 32 | 2015 | 20 | 21 | 21 |  | 15511 NELSON | DIXON R/W | 138 | 138 | ST | 0.71 | 0 | 1 | 1113 ACSR | 0 | 0 | 0 | 0 | 0 | 0 | 0 | 0 | 0 | 0 | 0 | 0 | 0 | 0 | 0 | 0 | 0 | 0 | 0 | 0 | 0 | 0 | 0 | 12 | 1
NO |  | 32 | 2015 | 20 | 22 | 22 |  | 15511 NELSON | DIXON R/W | 138 | 138 | SP | 4.96 | 0 | 0 | 1113 ACSR | 0 | 0 | 0 | 0 | 0 | 0 | 0 | 0 | 0 | 0 | 0 | 0 | 0 | 0 | 0 | 0 | 0 | 0 | 0 | 0 | 0 | 0 | 0 | 12 | 1
NO |  | 32 | 2015 | 20 | 23 | 23 |  | 15511 TAP | STERLING | 138 | 138 | SP | 0.05 | 0 | 0 | 312.8 AAAC / 1113 | 0 | 0 | 0 | 0 | 0 | 0 | 0 | 0 | 0 | 0 | 0 | 0 | 0 | 0 | 0 | 0 | 0 | 0 | 0 | 0 | 0 | 0 | 0 | 12 | 1
NO |  | 32 | 2015 | 20 | 24 | 24 |  | 15518 NELSON | GARDEN PLAIN | 138 | 138 | ST | 0.22 | 2.62 | 1 | 266.8,477,1113 AC | 0 | 0 | 0 | 0 | 0 | 0 | 0 | 0 | 0 | 0 | 0 | 0 | 0 | 0 | 0 | 0 | 0 | 0 | 0 | 0 | 0 | 0 | 0 | 12 | 1
NO |  | 32 | 2015 | 20 | 25 | 25 |  | 15518 NELSON | GARDEN PLAIN | 138 | 138 | WP | 18.21 | 0 | 0 | 1113 AA / 477 ACS | 0 | 0 | 0 | 0 | 0 | 0 | 0 | 0 | 0 | 0 | 0 | 0 | 0 | 0 | 0 | 0 | 0 | 0 | 0 | 0 | 0 | 0 | 0 | 12 | 1
NO |  | 32 | 2015 | 20 | 26 | 26 |  | 15518 NELSON | GARDEN PLAIN | 138 | 138 | WH | 7.88 | 0 | 0 | 266.8 ACSR | 0 | 0 | 0 | 0 | 0 | 0 | 0 | 0 | 0 | 0 | 0 | 0 | 0 | 0 | 0 | 0 | 0 | 0 | 0 | 0 | 0 | 0 | 0 | 12 | 1
NO |  | 32 | 2015 | 20 | 27 | 27 |  | 15518 TAP | ROCK FALLS | 138 | 138 | WP | 0.04 | 0 | 0 | 1113 ACSR | 0 | 0 | 0 | 0 | 0 | 0 | 0 | 0 | 0 | 0 | 0 | 0 | 0 | 0 | 0 | 0 | 0 | 0 | 0 | 0 | 0 | 0 | 0 | 12 | 1
NO |  | 32 | 2015 | 20 | 28 | 28 |  | 15621 CHERRY VALLEY | DIXON | 138 | 138 | ST | 1.15 | 0 | 1 | 1113 ACSR | 0 | 0 | 0 | 0 | 0 | 0 | 0 | 0 | 0 | 0 | 0 | 0 | 0 | 0 | 0 | 0 | 0 | 0 | 0 | 0 | 0 | 0 | 0 | 12 | 1
NO |  | 32 | 2015 | 20 | 29 | 29 |  | 15621 CHERRY VALLEY | DIXON | 138 | 138 | SP | 0.03 | 0 | 0 | 1113 ACSR | 0 | 0 | 0 | 0 | 0 | 0 | 0 | 0 | 0 | 0 | 0 | 0 | 0 | 0 | 0 | 0 | 0 | 0 | 0 | 0 | 0 | 0 | 0 | 12 | 1
NO |  | 32 | 2015 | 20 | 30 | 30 |  | 15621 CHERRY VALLEY | DIXON | 138 | 138 | WH | 16.84 | 0 | 0 | 1113 ACSR | 0 | 0 | 0 | 0 | 0 | 0 | 0 | 0 | 0 | 0 | 0 | 0 | 0 | 0 | 0 | 0 | 0 | 0 | 0 | 0 | 0 | 0 | 0 | 12 | 1
NO |  | 32 | 2015 | 20 | 31 | 31 |  | 15622 CHERRY VALLEY | SABROOKE | 138 | 138 | ST | 0.07 | 0.36 | 1 | 1113 ACSR | 0 | 0 | 0 | 0 | 0 | 0 | 0 | 0 | 0 | 0 | 0 | 0 | 0 | 0 | 0 | 0 | 0 | 0 | 0 | 0 | 0 | 0 | 0 | 12 | 1
NO |  | 32 | 2015 | 20 | 32 | 32 |  | 15622 CHERRY VALLEY | SABROOKE | 138 | 138 | SP | 0 | 7.16 | 0 | 1113 ACSR | 0 | 0 | 0 | 0 | 0 | 0 | 0 | 0 | 0 | 0 | 0 | 0 | 0 | 0 | 0 | 0 | 0 | 0 | 0 | 0 | 0 | 0 | 0 | 12 | 1
NO |  | 32 | 2015 | 20 | 33 | 33 |  | 15623 CHERRY VALLEY | BELVIDERE | 138 | 138 | ST | 3.85 | 4.72 | 1 | 1277.2 ACAR / 215 | 0 | 0 | 0 | 0 | 0 | 0 | 0 | 0 | 0 | 0 | 0 | 0 | 0 | 0 | 0 | 0 | 0 | 0 | 0 | 0 | 0 | 0 | 0 | 12 | 1
NO |  | 32 | 2015 | 20 | 34 | 34 |  | 15623 CHERRY VALLEY | BELVIDERE | 138 | 138 | WP | 0.16 | 0 | 0 | 1277.2 ACAR / 215 | 0 | 0 | 0 | 0 | 0 | 0 | 0 | 0 | 0 | 0 | 0 | 0 | 0 | 0 | 0 | 0 | 0 | 0 | 0 | 0 | 0 | 0 | 0 | 12 | 1
NO |  | 32 | 2015 | 20 | 35 | 35 |  | 15624 CHERRY VALLEY | BELVIDERE | 138 | 138 | ST | 0.34 | 1.17 | 1 | 1113 ACSR | 0 | 0 | 0 | 0 | 0 | 0 | 0 | 0 | 0 | 0 | 0 | 0 | 0 | 0 | 0 | 0 | 0 | 0 | 0 | 0 | 0 | 0 | 0 | 12 | 1
NO |  | 32 | 2015 | 21 | 1 | 1 |  | 15624 CHERRY VALLEY | BELVIDERE | 138 | 138 | WP | 6.53 | 0 | 0 | 1113 ACSR | 0 | 0 | 0 | 0 | 0 | 0 | 0 | 0 | 0 | 0 | 0 | 0 | 0 | 0 | 0 | 0 | 0 | 0 | 0 | 0 | 0 | 0 | 0 | 12 | 1
NO |  | 32 | 2015 | 21 | 2 | 2 |  | 15624 CHERRY VALLEY | BELVIDERE | 138 | 138 | WH | 0.1 | 0 | 0 | 1113 ACSR | 0 | 0 | 0 | 0 | 0 | 0 | 0 | 0 | 0 | 0 | 0 | 0 | 0 | 0 | 0 | 0 | 0 | 0 | 0 | 0 | 0 | 0 | 0 | 12 | 1
NO |  | 32 | 2015 | 21 | 3 | 3 |  | 15625 CHERRY VALLEY | WEMPLETOWN | 138 | 138 | ST | 0.44 | 26.87 | 1 | 1113,2156 ACSR | 0 | 0 | 0 | 0 | 0 | 0 | 0 | 0 | 0 | 0 | 0 | 0 | 0 | 0 | 0 | 0 | 0 | 0 | 0 | 0 | 0 | 0 | 0 | 12 | 1
NO |  | 32 | 2015 | 21 | 4 | 4 |  | 15625 CHERRY VALLEY | WEMPLETOWN | 138 | 138 | SP | 0.1 | 0 | 0 | 1113 ACSR | 0 | 0 | 0 | 0 | 0 | 0 | 0 | 0 | 0 | 0 | 0 | 0 | 0 | 0 | 0 | 0 | 0 | 0 | 0 | 0 | 0 | 0 | 0 | 12 | 1
NO |  | 32 | 2015 | 21 | 5 | 5 |  | 15625 CHERRY VALLEY | WEMPLETOWN | 138 | 138 | WP | 0.06 | 0 | 0 | 1113 ACSR | 0 | 0 | 0 | 0 | 0 | 0 | 0 | 0 | 0 | 0 | 0 | 0 | 0 | 0 | 0 | 0 | 0 | 0 | 0 | 0 | 0 | 0 | 0 | 12 | 1
NO |  | 32 | 2015 | 21 | 6 | 6 |  | 15626 CHERRY VALLEY | SABROOKE | 138 | 138 | ST | 0.1 | 0.36 | 1 | 1113 ACSR | 0 | 0 | 0 | 0 | 0 | 0 | 0 | 0 | 0 | 0 | 0 | 0 | 0 | 0 | 0 | 0 | 0 | 0 | 0 | 0 | 0 | 0 | 0 | 12 | 1
NO |  | 32 | 2015 | 21 | 7 | 7 |  | 15626 CHERRY VALLEY | SABROOKE | 138 | 138 | SP | 0 | 7.16 | 0 | 1113 ACSR | 0 | 0 | 0 | 0 | 0 | 0 | 0 | 0 | 0 | 0 | 0 | 0 | 0 | 0 | 0 | 0 | 0 | 0 | 0 | 0 | 0 | 0 | 0 | 12 | 1
NO |  | 32 | 2015 | 21 | 8 | 8 |  | 15627 CHERRY VALLEY | GLIDDEN | 138 | 138 | ST | 21 | 0.98 | 1 | 1113,2156 ACSR | 0 | 0 | 0 | 0 | 0 | 0 | 0 | 0 | 0 | 0 | 0 | 0 | 0 | 0 | 0 | 0 | 0 | 0 | 0 | 0 | 0 | 0 | 0 | 12 | 1
NO |  | 32 | 2015 | 21 | 9 | 9 |  | 15627 CHERRY VALLEY | GLIDDEN | 138 | 138 | WP | 7.07 | 0 | 0 | 1113 ACSR | 0 | 0 | 0 | 0 | 0 | 0 | 0 | 0 | 0 | 0 | 0 | 0 | 0 | 0 | 0 | 0 | 0 | 0 | 0 | 0 | 0 | 0 | 0 | 12 | 1
NO |  | 32 | 2015 | 21 | 10 | 10 |  | 15912 NORTHBROOK 159 | HIGHLAND PARK | 138 | 138 | ST | 0 | 4.32 | 1 | 1113 ACSR | 0 | 0 | 0 | 0 | 0 | 0 | 0 | 0 | 0 | 0 | 0 | 0 | 0 | 0 | 0 | 0 | 0 | 0 | 0 | 0 | 0 | 0 | 0 | 12 | 1
NO |  | 32 | 2015 | 21 | 11 | 11 |  | 15912 NORTHBROOK 159 | HIGHLAND PARK | 138 | 138 | SP | 0.1 | 0.26 | 0 | 1113 ACSR, 2156 A | 0 | 0 | 0 | 0 | 0 | 0 | 0 | 0 | 0 | 0 | 0 | 0 | 0 | 0 | 0 | 0 | 0 | 0 | 0 | 0 | 0 | 0 | 0 | 12 | 1
NO |  | 32 | 2015 | 21 | 12 | 12 |  | 15912 NORTHBROOK 159 | HIGHLAND PARK | 138 | 138 | WP | 0.06 | 0 | 0 | 1113 ACSR, 2156 A | 0 | 0 | 0 | 0 | 0 | 0 | 0 | 0 | 0 | 0 | 0 | 0 | 0 | 0 | 0 | 0 | 0 | 0 | 0 | 0 | 0 | 0 | 0 | 12 | 1
NO |  | 32 | 2015 | 21 | 13 | 13 |  | 15913 NORTHBROOK 159 | HIGHLAND PARK | 138 | 138 | ST | 4.36 | 0 | 1 | 1113 ACSR | 0 | 0 | 0 | 0 | 0 | 0 | 0 | 0 | 0 | 0 | 0 | 0 | 0 | 0 | 0 | 0 | 0 | 0 | 0 | 0 | 0 | 0 | 0 | 12 | 1
NO |  | 32 | 2015 | 21 | 14 | 14 |  | 15913 NORTHBROOK 159 | HIGHLAND PARK | 138 | 138 | SP | 0.41 | 0 | 0 | 1113 ACSR, 2156 A | 0 | 0 | 0 | 0 | 0 | 0 | 0 | 0 | 0 | 0 | 0 | 0 | 0 | 0 | 0 | 0 | 0 | 0 | 0 | 0 | 0 | 0 | 0 | 12 | 1
NO |  | 32 | 2015 | 21 | 15 | 15 |  | 15913 NORTHBROOK 159 | HIGHLAND PARK | 138 | 138 | WP | 0.06 | 0 | 0 | 1113 ACSR, 2156 A | 0 | 0 | 0 | 0 | 0 | 0 | 0 | 0 | 0 | 0 | 0 | 0 | 0 | 0 | 0 | 0 | 0 | 0 | 0 | 0 | 0 | 0 | 0 | 12 | 1
NO |  | 32 | 2015 | 21 | 16 | 16 |  | 16901 MCGIRR ROAD | MENDOTA HILLS | 138 | 138 | WP | 8.65 | 0 | 1 | 1113 ACSR | 0 | 0 | 0 | 0 | 0 | 0 | 0 | 0 | 0 | 0 | 0 | 0 | 0 | 0 | 0 | 0 | 0 | 0 | 0 | 0 | 0 | 0 | 0 | 12 | 1
NO |  | 32 | 2015 | 21 | 17 | 17 |  | 16914 MCGIRR ROAD | STEWARD | 138 | 138 | SP | 0.22 | 0.01 | 1 | 1113 ACSR | 0 | 0 | 0 | 0 | 0 | 0 | 0 | 0 | 0 | 0 | 0 | 0 | 0 | 0 | 0 | 0 | 0 | 0 | 0 | 0 | 0 | 0 | 0 | 12 | 1
NO |  | 32 | 2015 | 21 | 18 | 18 |  | 16914 MCGIRR ROAD | STEWARD | 138 | 138 | SH | 1.21 | 0 | 0 | 1113 ACSR | 0 | 0 | 0 | 0 | 0 | 0 | 0 | 0 | 0 | 0 | 0 | 0 | 0 | 0 | 0 | 0 | 0 | 0 | 0 | 0 | 0 | 0 | 0 | 12 | 1
NO |  | 32 | 2015 | 21 | 19 | 19 |  | 17008 HARBOR | UNIVERSITY | 138 | 138 | SP | 0.51 | 5.45 | 1 | 1113,2156 ACSR | 0 | 0 | 0 | 0 | 0 | 0 | 0 | 0 | 0 | 0 | 0 | 0 | 0 | 0 | 0 | 0 | 0 | 0 | 0 | 0 | 0 | 0 | 0 | 12 | 1
NO |  | 32 | 2015 | 21 | 20 | 20 |  | 17101 WEMPLETOWN | ILLINOIS/WISCONSIN BORDER | 138 | 138 | ST | 10.55 | 0.77 | 1 | 2156 ACSR | 0 | 0 | 0 | 0 | 0 | 0 | 0 | 0 | 0 | 0 | 0 | 0 | 0 | 0 | 0 | 0 | 0 | 0 | 0 | 0 | 0 | 0 | 0 | 12 | 1
NO |  | 32 | 2015 | 21 | 21 | 21 |  | 17113 SABROOKE | WEMPLETOWN | 138 | 138 | ST | 0.11 | 4.05 | 1 | 1113 ACSR | 0 | 0 | 0 | 0 | 0 | 0 | 0 | 0 | 0 | 0 | 0 | 0 | 0 | 0 | 0 | 0 | 0 | 0 | 0 | 0 | 0 | 0 | 0 | 12 | 1
NO |  | 32 | 2015 | 21 | 22 | 22 |  | 17113 SABROOKE | WEMPLETOWN | 138 | 138 | SP | 6.59 | 0 | 0 | 1113 ACSR | 0 | 0 | 0 | 0 | 0 | 0 | 0 | 0 | 0 | 0 | 0 | 0 | 0 | 0 | 0 | 0 | 0 | 0 | 0 | 0 | 0 | 0 | 0 | 12 | 1
NO |  | 32 | 2015 | 21 | 23 | 23 |  | 17113 SABROOKE | WEMPLETOWN | 138 | 138 | WP | 0.41 | 0 | 0 | 1113 ACSR | 0 | 0 | 0 | 0 | 0 | 0 | 0 | 0 | 0 | 0 | 0 | 0 | 0 | 0 | 0 | 0 | 0 | 0 | 0 | 0 | 0 | 0 | 0 | 12 | 1
NO |  | 32 | 2015 | 21 | 24 | 24 |  | 17113 SABROOKE | WEMPLETOWN | 138 | 138 | WH | 0.05 | 0 | 0 | 1113 ACSR | 0 | 0 | 0 | 0 | 0 | 0 | 0 | 0 | 0 | 0 | 0 | 0 | 0 | 0 | 0 | 0 | 0 | 0 | 0 | 0 | 0 | 0 | 0 | 12 | 1
NO |  | 32 | 2015 | 21 | 25 | 25 |  | 17121 WEMPLETOWN | LANCASTER | 138 | 138 | WP | 1.04 | 0 | 1 | 1113 ACSR | 0 | 0 | 0 | 0 | 0 | 0 | 0 | 0 | 0 | 0 | 0 | 0 | 0 | 0 | 0 | 0 | 0 | 0 | 0 | 0 | 0 | 0 | 0 | 12 | 1
NO |  | 32 | 2015 | 21 | 26 | 26 |  | 17121 WEMPLETOWN | LANCASTER | 138 | 138 | SP | 22.14 | 0 | 0 | 477,1113 ACSR | 0 | 0 | 0 | 0 | 0 | 0 | 0 | 0 | 0 | 0 | 0 | 0 | 0 | 0 | 0 | 0 | 0 | 0 | 0 | 0 | 0 | 0 | 0 | 12 | 1
NO |  | 32 | 2015 | 21 | 27 | 27 |  | 17712 BURNHAM | CHICAGO HTS | 138 | 138 | SP | 0.46 | 0.26 | 1 | 1113 ACSR | 0 | 0 | 0 | 0 | 0 | 0 | 0 | 0 | 0 | 0 | 0 | 0 | 0 | 0 | 0 | 0 | 0 | 0 | 0 | 0 | 0 | 0 | 0 | 12 | 1
NO |  | 32 | 2015 | 21 | 28 | 28 |  | 17712 BURNHAM | CHICAGO HTS | 138 | 138 | ST | 0.28 | 8.98 | 0 | 1113 ACSR | 0 | 0 | 0 | 0 | 0 | 0 | 0 | 0 | 0 | 0 | 0 | 0 | 0 | 0 | 0 | 0 | 0 | 0 | 0 | 0 | 0 | 0 | 0 | 12 | 1
NO |  | 32 | 2015 | 21 | 29 | 29 |  | 17713 BURNHAM | WILDWOOD | 138 | 138 | ST | 0.03 | 4.92 | 1 | 900,1113 ACSR | 0 | 0 | 0 | 0 | 0 | 0 | 0 | 0 | 0 | 0 | 0 | 0 | 0 | 0 | 0 | 0 | 0 | 0 | 0 | 0 | 0 | 0 | 0 | 12 | 1
NO |  | 32 | 2015 | 21 | 30 | 30 |  | 17713 BURNHAM | WILDWOOD | 138 | 138 | SP | 0.18 | 0.32 | 0 | 1113 ACSR | 0 | 0 | 0 | 0 | 0 | 0 | 0 | 0 | 0 | 0 | 0 | 0 | 0 | 0 | 0 | 0 | 0 | 0 | 0 | 0 | 0 | 0 | 0 | 12 | 1
NO |  | 32 | 2015 | 21 | 31 | 31 |  | 17714 BURNHAM | WILDWOOD | 138 | 138 | ST | 0 | 4.89 | 1 | 900,1113 ACSR | 0 | 0 | 0 | 0 | 0 | 0 | 0 | 0 | 0 | 0 | 0 | 0 | 0 | 0 | 0 | 0 | 0 | 0 | 0 | 0 | 0 | 0 | 0 | 12 | 1
NO |  | 32 | 2015 | 21 | 32 | 32 |  | 17714 BURNHAM | WILDWOOD | 138 | 138 | SP | 0.13 | 0.32 | 0 | 1113 ACSR | 0 | 0 | 0 | 0 | 0 | 0 | 0 | 0 | 0 | 0 | 0 | 0 | 0 | 0 | 0 | 0 | 0 | 0 | 0 | 0 | 0 | 0 | 0 | 12 | 1
NO |  | 32 | 2015 | 21 | 33 | 33 |  | 17714 TAP | HEGEWISCH | 138 | 138 | ST | 0.33 | 1.89 | 0 | 1113 ACSR | 0 | 0 | 0 | 0 | 0 | 0 | 0 | 0 | 0 | 0 | 0 | 0 | 0 | 0 | 0 | 0 | 0 | 0 | 0 | 0 | 0 | 0 | 0 | 12 | 1
NO |  | 32 | 2015 | 21 | 34 | 34 |  | 17715 BURNHAM | TOWER AUTOMOTIVE | 138 | 138 | ST | 0.07 | 2.27 | 1 | 1113 ACSR | 0 | 0 | 0 | 0 | 0 | 0 | 0 | 0 | 0 | 0 | 0 | 0 | 0 | 0 | 0 | 0 | 0 | 0 | 0 | 0 | 0 | 0 | 0 | 12 | 1
NO |  | 32 | 2015 | 21 | 35 | 35 |  | 17715 BURNHAM | TOWER AUTOMOTIVE | 138 | 138 | SP | 0.3 | 0.08 | 0 | 1113 ACSR | 0 | 0 | 0 | 0 | 0 | 0 | 0 | 0 | 0 | 0 | 0 | 0 | 0 | 0 | 0 | 0 | 0 | 0 | 0 | 0 | 0 | 0 | 0 | 12 | 1
NO |  | 32 | 2015 | 22 | 1 | 1 |  | 17903 BLOOM | MATTESON | 138 | 138 | ST | 0.09 | 5.98 | 1 | 1113 ACSR | 0 | 0 | 0 | 0 | 0 | 0 | 0 | 0 | 0 | 0 | 0 | 0 | 0 | 0 | 0 | 0 | 0 | 0 | 0 | 0 | 0 | 0 | 0 | 12 | 1
NO |  | 32 | 2015 | 22 | 2 | 2 |  | 17904 BLOOM | MATTESON | 138 | 138 | ST | 0 | 5.9 | 1 | 1113 ACSR | 0 | 0 | 0 | 0 | 0 | 0 | 0 | 0 | 0 | 0 | 0 | 0 | 0 | 0 | 0 | 0 | 0 | 0 | 0 | 0 | 0 | 0 | 0 | 12 | 1
NO |  | 32 | 2015 | 22 | 3 | 3 |  | 18512 TOLLWAY | SW TIE L-13806 | 138 | 138 | SP | 0.56 | 2.24 | 1 | 1277.2 ACAR /111 | 0 | 0 | 0 | 0 | 0 | 0 | 0 | 0 | 0 | 0 | 0 | 0 | 0 | 0 | 0 | 0 | 0 | 0 | 0 | 0 | 0 | 0 | 0 | 12 | 1
NO |  | 32 | 2015 | 22 | 4 | 4 |  | 18512 TAP | ROCKY ROAD E.C. | 138 | 138 | SP | 0.01 | 0 | 0 | 1277.2 ACAR/111 | 0 | 0 | 0 | 0 | 0 | 0 | 0 | 0 | 0 | 0 | 0 | 0 | 0 | 0 | 0 | 0 | 0 | 0 | 0 | 0 | 0 | 0 | 0 | 12 | 1
NO |  | 32 | 2015 | 22 | 5 | 5 |  | 18513 TOLLWAY | SW TIE L-13805 | 138 | 138 | SP | 0.4 | 2.17 | 1 | 1277.2 ACAR / 111 | 0 | 0 | 0 | 0 | 0 | 0 | 0 | 0 | 0 | 0 | 0 | 0 | 0 | 0 | 0 | 0 | 0 | 0 | 0 | 0 | 0 | 0 | 0 | 12 | 1
NO |  | 32 | 2015 | 22 | 6 | 6 |  | 18513 TOLLWAY | SW TIE L-13805 | 138 | 138 | WP | 0.25 | 0 | 0 | 1277.2 ACAR | 0 | 0 | 0 | 0 | 0 | 0 | 0 | 0 | 0 | 0 | 0 | 0 | 0 | 0 | 0 | 0 | 0 | 0 | 0 | 0 | 0 | 0 | 0 | 12 | 1
NO |  | 32 | 2015 | 22 | 7 | 7 |  | 18513 TAP | ROCKY ROAD E.C. | 138 | 138 | WP | 0.03 | 0 | 0 | 1113 ACSR | 0 | 0 | 0 | 0 | 0 | 0 | 0 | 0 | 0 | 0 | 0 | 0 | 0 | 0 | 0 | 0 | 0 | 0 | 0 | 0 | 0 | 0 | 0 | 12 | 1
NO |  | 32 | 2015 | 22 | 8 | 8 |  | 18623 STEWARD | HAUMESSER ROAD | 138 | 138 | SP | 7.21 | 0 | 1 |  | 0 | 0 | 0 | 0 | 0 | 0 | 0 | 0 | 0 | 0 | 0 | 0 | 0 | 0 | 0 | 650320197 | 0 | 0 | 0 | 0 | 0 | 0 | 0 | 12 | 1
NO |  | 32 | 2015 | 22 | 9 | 9 |  | 19414 SABROOKE | FREEPORT | 138 | 138 | ST | 1.01 | 2.89 | 1 | 266.8,1113 ACSR | 0 | 0 | 0 | 0 | 0 | 0 | 0 | 0 | 0 | 0 | 0 | 0 | 0 | 0 | 0 | 0 | 0 | 0 | 0 | 0 | 0 | 0 | 0 | 12 | 1
NO |  | 32 | 2015 | 22 | 10 | 10 |  | 19414 SABROOKE | FREEPORT | 138 | 138 | SP | 7.25 | 1.31 | 0 | 1113 ACSR | 0 | 0 | 0 | 0 | 0 | 0 | 0 | 0 | 0 | 0 | 0 | 0 | 0 | 0 | 0 | 0 | 0 | 0 | 0 | 0 | 0 | 0 | 0 | 12 | 1
NO |  | 32 | 2015 | 22 | 11 | 11 |  | 19414 SABROOKE | FREEPORT | 138 | 138 | WP | 18.5 | 0 | 0 | 1113 ACSR | 0 | 0 | 0 | 0 | 0 | 0 | 0 | 0 | 0 | 0 | 0 | 0 | 0 | 0 | 0 | 0 | 0 | 0 | 0 | 0 | 0 | 0 | 0 | 12 | 1
NO |  | 32 | 2015 | 22 | 12 | 12 |  | 19414 SABROOKE | FREEPORT | 138 | 138 | WH | 0.08 | 0 | 0 | 1113 ACSR | 0 | 0 | 0 | 0 | 0 | 0 | 0 | 0 | 0 | 0 | 0 | 0 | 0 | 0 | 0 | 0 | 0 | 0 | 0 | 0 | 0 | 0 | 0 | 12 | 1
NO |  | 32 | 2015 | 22 | 13 | 13 |  | 28201 ZION TDC 282 | IL-WI STATE LINE | 138 | 138 | ST | 0.1 | 1.79 | 1 | 1113 ACSR | 0 | 0 | 0 | 0 | 0 | 0 | 0 | 0 | 0 | 0 | 0 | 0 | 0 | 0 | 0 | 0 | 0 | 0 | 0 | 0 | 0 | 0 | 0 | 12 | 1
NO |  | 32 | 2015 | 22 | 14 | 14 |  | 28201 ZION TDC 282 | IL-WI STATE LINE | 138 | 138 | SP | 0.26 | 0.14 | 0 | 1113 ACSR | 0 | 0 | 0 | 0 | 0 | 0 | 0 | 0 | 0 | 0 | 0 | 0 | 0 | 0 | 0 | 0 | 0 | 0 | 0 | 0 | 0 | 0 | 0 | 12 | 1
NO |  | 32 | 2015 | 22 | 15 | 15 |  | 28201 ZION TDC 282 | IL-WI STATE LINE | 138 | 138 | WH | 1.81 | 0 | 0 | 477 ACSR | 0 | 0 | 0 | 0 | 0 | 0 | 0 | 0 | 0 | 0 | 0 | 0 | 0 | 0 | 0 | 0 | 0 | 0 | 0 | 0 | 0 | 0 | 0 | 12 | 1
NO |  | 32 | 2015 | 22 | 16 | 16 |  | 138KV LINES UNDERGROUND |  | 0 | 0 |  | 0 | 0 | 0 | 138kV LINES UNDER | 0 | 0 | 0 | 0 | 0 | 0 | 0 | 0 | 0 | 0 | 0 | 0 | 0 | 0 | 0 | 0 | 0 | 0 | 0 | 0 | 0 | 0 | 0 | 12 | 1
NO |  | 32 | 2015 | 22 | 17 | 17 |  | 0702 ILL-IND STATE LINE | WASHINGTON PARK | 138 | 138 | UG | 8.66 | 0 | 1 | 800 MM2 XLPE | 0 | 0 | 0 | 0 | 0 | 0 | 0 | 0 | 0 | 0 | 0 | 0 | 0 | 0 | 0 | 0 | 0 | 0 | 0 | 0 | 0 | 0 | 0 | 12 | 1
NO |  | 32 | 2015 | 22 | 18 | 18 |  | 0705 ILL-IND STATE LINE | WASHINGTON PARK | 138 | 138 | UG | 9.83 | 0 | 0 | 800 MM2 XLPE | 0 | 0 | 0 | 0 | 0 | 0 | 0 | 0 | 0 | 0 | 0 | 0 | 0 | 0 | 0 | 0 | 0 | 0 | 0 | 0 | 0 | 0 | 0 | 12 | 1
NO |  | 32 | 2015 | 22 | 19 | 19 |  | 1106 QUARY | FISK | 138 | 138 | UG | 0.14 | 0 | 0 | 1200 MM2 XLPE / 2 | 0 | 0 | 0 | 0 | 0 | 0 | 0 | 0 | 0 | 0 | 0 | 0 | 0 | 0 | 0 | 0 | 0 | 0 | 0 | 0 | 0 | 0 | 0 | 12 | 1
NO |  | 32 | 2015 | 22 | 20 | 20 |  | 1107 QUARY | FISK | 138 | 138 | UG | 0.16 | 0 | 0 | 2000 kcmil XLPE | 0 | 0 | 0 | 0 | 0 | 0 | 0 | 0 | 0 | 0 | 0 | 0 | 0 | 0 | 0 | 0 | 0 | 0 | 0 | 0 | 0 | 0 | 0 | 12 | 1
NO |  | 32 | 2015 | 22 | 21 | 21 |  | 1108 QUARY | FISK | 138 | 138 | UG | 0.09 | 0 | 0 | 1200 MM2 XLPE | 0 | 0 | 0 | 0 | 0 | 0 | 0 | 0 | 0 | 0 | 0 | 0 | 0 | 0 | 0 | 0 | 0 | 0 | 0 | 0 | 0 | 0 | 0 | 12 | 1
NO |  | 32 | 2015 | 22 | 22 | 22 |  | 1109 FISK | QUARRY | 138 | 138 | UG | 0.08 | 0 | 0 | 1600 MM2 XLPE | 0 | 0 | 0 | 0 | 0 | 0 | 0 | 0 | 0 | 0 | 0 | 0 | 0 | 0 | 0 | 0 | 0 | 0 | 0 | 0 | 0 | 0 | 0 | 12 | 1
NO |  | 32 | 2015 | 22 | 23 | 23 |  | 1110 FISK | DEKOVEN | 138 | 138 | UG | 2.16 | 0 | 1 | 1600 MM2 XLPE | 0 | 0 | 0 | 0 | 0 | 0 | 0 | 0 | 0 | 0 | 0 | 0 | 0 | 0 | 0 | 0 | 0 | 0 | 0 | 0 | 0 | 0 | 0 | 12 | 1
NO |  | 32 | 2015 | 22 | 24 | 24 |  | 1111 FISK | DEKOVEN | 138 | 138 | UG | 2.28 | 0 | 1 | 1600 MM2 XLPE | 0 | 0 | 0 | 0 | 0 | 0 | 0 | 0 | 0 | 0 | 0 | 0 | 0 | 0 | 0 | 0 | 0 | 0 | 0 | 0 | 0 | 0 | 0 | 12 | 1
NO |  | 32 | 2015 | 22 | 25 | 25 |  | 1306 RIDGELAND | CRAWFORD | 138 | 138 | UG | 0.31 | 0 | 0 | 2250 kcmil LPFF | 0 | 0 | 0 | 0 | 0 | 0 | 0 | 0 | 0 | 0 | 0 | 0 | 0 | 0 | 0 | 0 | 0 | 0 | 0 | 0 | 0 | 0 | 0 | 12 | 1
NO |  | 32 | 2015 | 22 | 26 | 26 |  | 1317 CRAWFORD | FISK | 138 | 138 | UG | 4.46 | 0 | 1 | 2500 HPFF | 0 | 0 | 0 | 0 | 0 | 0 | 0 | 0 | 0 | 0 | 0 | 0 | 0 | 0 | 0 | 0 | 0 | 0 | 0 | 0 | 0 | 0 | 0 | 12 | 1
NO |  | 32 | 2015 | 22 | 27 | 27 |  | 1318 CRAWFORD | JEFFERSON | 138 | 138 | UG | 6.62 | 0 | 1 | 2500 HPFF | 0 | 0 | 0 | 0 | 0 | 0 | 0 | 0 | 0 | 0 | 0 | 0 | 0 | 0 | 0 | 0 | 0 | 0 | 0 | 0 | 0 | 0 | 0 | 12 | 1
NO |  | 32 | 2015 | 22 | 28 | 28 |  | 1320 CRAWFORD | JEFFERSON | 138 | 138 | UG | 6.93 | 0 | 1 | 800 MM2 XLPE | 0 | 0 | 0 | 0 | 0 | 0 | 0 | 0 | 0 | 0 | 0 | 0 | 0 | 0 | 0 | 0 | 0 | 0 | 0 | 0 | 0 | 0 | 0 | 12 | 1
NO |  | 32 | 2015 | 22 | 29 | 29 |  | 1322 CRAWFORD | HAYFORD | 138 | 138 | UG | 0.34 | 0 | 0 | 1600 MM2 XLPE | 0 | 0 | 0 | 0 | 0 | 0 | 0 | 0 | 0 | 0 | 0 | 0 | 0 | 0 | 0 | 0 | 0 | 0 | 0 | 0 | 0 | 0 | 0 | 12 | 1
NO |  | 32 | 2015 | 22 | 30 | 30 |  | 1324 CRAWFORD | HAYFORD | 138 | 138 | UG | 0.34 | 0 | 0 | 2250 kcmil LPFF | 0 | 0 | 0 | 0 | 0 | 0 | 0 | 0 | 0 | 0 | 0 | 0 | 0 | 0 | 0 | 0 | 0 | 0 | 0 | 0 | 0 | 0 | 0 | 12 | 1
NO |  | 32 | 2015 | 22 | 31 | 31 |  | 1326 CRAWFORD | JEFFERSON | 138 | 138 | UG | 6.72 | 0 | 1 | 1700 kcmil LPFF | 0 | 0 | 0 | 0 | 0 | 0 | 0 | 0 | 0 | 0 | 0 | 0 | 0 | 0 | 0 | 0 | 0 | 0 | 0 | 0 | 0 | 0 | 0 | 12 | 1
NO |  | 32 | 2015 | 22 | 32 | 32 |  | 1603 STR. 1018 | STR. 1020 | 138 | 138 | UG | 0.75 | 0 | 0 | 2000 kcmil XLPE | 0 | 0 | 0 | 0 | 0 | 0 | 0 | 0 | 0 | 0 | 0 | 0 | 0 | 0 | 0 | 0 | 0 | 0 | 0 | 0 | 0 | 0 | 0 | 12 | 1
NO |  | 32 | 2015 | 22 | 33 | 33 |  | 1607 STR. 1018 | STR. 1020 | 138 | 138 | UG | 0.75 | 0 | 0 | 2000 kcmil XLPE | 0 | 0 | 0 | 0 | 0 | 0 | 0 | 0 | 0 | 0 | 0 | 0 | 0 | 0 | 0 | 0 | 0 | 0 | 0 | 0 | 0 | 0 | 0 | 12 | 1
NO |  | 32 | 2015 | 22 | 34 | 34 |  | 1803 WOODRIDGE | DOWNERS GROVE | 138 | 138 | UG | 3.62 | 0 | 0 | 2000 kcmil HPFF | 0 | 0 | 0 | 0 | 0 | 0 | 0 | 0 | 0 | 0 | 0 | 0 | 0 | 0 | 0 | 0 | 0 | 0 | 0 | 0 | 0 | 0 | 0 | 12 | 1
NO |  | 32 | 2015 | 22 | 35 | 35 |  | 1807 WOODRIDGE | DOWNERS GROVE | 138 | 138 | UG | 3.59 | 0 | 0 | 2000 kcmil HPFF | 0 | 0 | 0 | 0 | 0 | 0 | 0 | 0 | 0 | 0 | 0 | 0 | 0 | 0 | 0 | 0 | 0 | 0 | 0 | 0 | 0 | 0 | 0 | 12 | 1
NO |  | 32 | 2015 | 23 | 1 | 1 |  | 3610 DEKOVEN | MADISON | 138 | 138 | UG | 1.07 | 0 | 1 | 1600 MM2 XLPE | 0 | 0 | 0 | 0 | 0 | 0 | 0 | 0 | 0 | 0 | 0 | 0 | 0 | 0 | 0 | 0 | 0 | 0 | 0 | 0 | 0 | 0 | 0 | 12 | 1
NO |  | 32 | 2015 | 23 | 2 | 2 |  | 3611 DEKOVEN | MADISON | 138 | 138 | UG | 1.07 | 0 | 1 | 1600 MM2 XLPE | 0 | 0 | 0 | 0 | 0 | 0 | 0 | 0 | 0 | 0 | 0 | 0 | 0 | 0 | 0 | 0 | 0 | 0 | 0 | 0 | 0 | 0 | 0 | 12 | 1
NO |  | 32 | 2015 | 23 | 3 | 3 |  | 3705 NATOMA | FRANKLIN PARK | 138 | 138 | UG | 6.09 | 0 | 1 | 2000 kcmil HPFF | 0 | 0 | 0 | 0 | 0 | 0 | 0 | 0 | 0 | 0 | 0 | 0 | 0 | 0 | 0 | 0 | 0 | 0 | 0 | 0 | 0 | 0 | 0 | 12 | 1
NO |  | 32 | 2015 | 23 | 4 | 4 |  | 3706 NATOMA | HIGGINS | 138 | 138 | UG | 4.56 | 0 | 1 | 2000 kcmil HPFF | 0 | 0 | 0 | 0 | 0 | 0 | 0 | 0 | 0 | 0 | 0 | 0 | 0 | 0 | 0 | 0 | 0 | 0 | 0 | 0 | 0 | 0 | 0 | 12 | 1
NO |  | 32 | 2015 | 23 | 5 | 5 |  | 3707 NATOMA | NORRIDGE | 138 | 138 | UG | 4.56 | 0 | 1 | 2000 kcmil HPFF | 0 | 0 | 0 | 0 | 0 | 0 | 0 | 0 | 0 | 0 | 0 | 0 | 0 | 0 | 0 | 0 | 0 | 0 | 0 | 0 | 0 | 0 | 0 | 12 | 1
NO |  | 32 | 2015 | 23 | 6 | 6 |  | 3709 NATOMA | OAK PARK | 138 | 138 | UG | 3.14 | 0 | 1 | 2000 kcmil HPFF | 0 | 0 | 0 | 0 | 0 | 0 | 0 | 0 | 0 | 0 | 0 | 0 | 0 | 0 | 0 | 0 | 0 | 0 | 0 | 0 | 0 | 0 | 0 | 12 | 1
NO |  | 32 | 2015 | 23 | 7 | 7 |  | 4522 FISK | JEFFERSON | 138 | 138 | UG | 2.14 | 0 | 1 | 2500 kcmil HPFF | 0 | 0 | 0 | 0 | 0 | 0 | 0 | 0 | 0 | 0 | 0 | 0 | 0 | 0 | 0 | 0 | 0 | 0 | 0 | 0 | 0 | 0 | 0 | 12 | 1
NO |  | 32 | 2015 | 23 | 8 | 8 |  | 4523 FISK | JEFFERSON | 138 | 138 | UG | 2.13 | 0 | 1 | 2500 kcmil HPFF | 0 | 0 | 0 | 0 | 0 | 0 | 0 | 0 | 0 | 0 | 0 | 0 | 0 | 0 | 0 | 0 | 0 | 0 | 0 | 0 | 0 | 0 | 0 | 12 | 1
NO |  | 32 | 2015 | 23 | 9 | 9 |  | 4525 JEFFERSON | GRAND | 138 | 138 | UG | 1.94 | 0 | 1 | 1600 MM2 XLPE | 0 | 0 | 0 | 0 | 0 | 0 | 0 | 0 | 0 | 0 | 0 | 0 | 0 | 0 | 0 | 0 | 0 | 0 | 0 | 0 | 0 | 0 | 0 | 12 | 1
NO |  | 32 | 2015 | 23 | 10 | 10 |  | 4527 JEFFERSON | GRAND | 138 | 138 | UG | 1.88 | 0 | 1 | 1600 MM2 XLPE | 0 | 0 | 0 | 0 | 0 | 0 | 0 | 0 | 0 | 0 | 0 | 0 | 0 | 0 | 0 | 0 | 0 | 0 | 0 | 0 | 0 | 0 | 0 | 12 | 1
NO |  | 32 | 2015 | 23 | 11 | 11 |  | 4013 DIVERSEY | CROSBY | 138 | 138 | UG | 1.55 | 0 | 1 | 2500 kcmil HPFF | 0 | 0 | 0 | 0 | 0 | 0 | 0 | 0 | 0 | 0 | 0 | 0 | 0 | 0 | 0 | 0 | 0 | 0 | 0 | 0 | 0 | 0 | 0 | 12 | 1
NO |  | 32 | 2015 | 23 | 12 | 12 |  | 4018 DIVERSEY | CROSBY | 138 | 138 | UG | 2.59 | 0 | 1 | 2500 kcmil HPFF | 0 | 0 | 0 | 0 | 0 | 0 | 0 | 0 | 0 | 0 | 0 | 0 | 0 | 0 | 0 | 0 | 0 | 0 | 0 | 0 | 0 | 0 | 0 | 12 | 1
NO |  | 32 | 2015 | 23 | 13 | 13 |  | 4607 DESPLAINES | HIGGINS | 138 | 138 | UG | 7.57 | 0 | 1 | 2000 kcmil HPFF | 0 | 0 | 0 | 0 | 0 | 0 | 0 | 0 | 0 | 0 | 0 | 0 | 0 | 0 | 0 | 0 | 0 | 0 | 0 | 0 | 0 | 0 | 0 | 12 | 1
NO |  | 32 | 2015 | 23 | 14 | 14 |  | 5105X RIDGELAND | MCCOOK | 138 | 138 | UG | 0.24 | 0 | 0 | 1700 kcmil HPFF | 0 | 0 | 0 | 0 | 0 | 0 | 0 | 0 | 0 | 0 | 0 | 0 | 0 | 0 | 0 | 0 | 0 | 0 | 0 | 0 | 0 | 0 | 0 | 12 | 1
NO |  | 32 | 2015 | 23 | 15 | 15 |  | 5105Y RIDGELAND | MCCOOK | 138 | 138 | UG | 0.17 | 0 | 0 | 1700 kcmil HPFF | 0 | 0 | 0 | 0 | 0 | 0 | 0 | 0 | 0 | 0 | 0 | 0 | 0 | 0 | 0 | 0 | 0 | 0 | 0 | 0 | 0 | 0 | 0 | 12 | 1
NO |  | 32 | 2015 | 23 | 16 | 16 |  | 5107X MCCOOK | RIDGELAND | 138 | 138 | UG | 0.08 | 0 | 0 | 2250 kcmil HPFF | 0 | 0 | 0 | 0 | 0 | 0 | 0 | 0 | 0 | 0 | 0 | 0 | 0 | 0 | 0 | 0 | 0 | 0 | 0 | 0 | 0 | 0 | 0 | 12 | 1
NO |  | 32 | 2015 | 23 | 17 | 17 |  | 5107Y MCCOOK | RIDGELAND | 138 | 138 | UG | 0.08 | 0 | 0 | 2250 kcmil HPFF | 0 | 0 | 0 | 0 | 0 | 0 | 0 | 0 | 0 | 0 | 0 | 0 | 0 | 0 | 0 | 0 | 0 | 0 | 0 | 0 | 0 | 0 | 0 | 12 | 1
NO |  | 32 | 2015 | 23 | 18 | 18 |  | 5801GRAND | KINGSBURY | 138 | 138 | UG | 0.03 | 0 | 1 | 2250 1/C CU | 0 | 0 | 0 | 0 | 0 | 0 | 0 | 0 | 0 | 0 | 0 | 0 | 0 | 0 | 0 | 0 | 0 | 0 | 0 | 0 | 0 | 0 | 0 | 12 | 1
NO |  | 32 | 2015 | 23 | 19 | 19 |  | 5802 GRAND | KINGSBURY | 138 | 138 | UG | 0.03 | 0 | 1 | 2250 1/C CU | 0 | 0 | 0 | 0 | 0 | 0 | 0 | 0 | 0 | 0 | 0 | 0 | 0 | 0 | 0 | 0 | 0 | 0 | 0 | 0 | 0 | 0 | 0 | 12 | 1
NO |  | 32 | 2015 | 23 | 20 | 20 |  | 5803 GRAND | KINGSBURY | 138 | 138 | UG | 0.03 | 0 | 1 | 2250 1/C CU | 0 | 0 | 0 | 0 | 0 | 0 | 0 | 0 | 0 | 0 | 0 | 0 | 0 | 0 | 0 | 0 | 0 | 0 | 0 | 0 | 0 | 0 | 0 | 12 | 1
NO |  | 32 | 2015 | 23 | 21 | 21 |  | 5804 GRAND | KINGSBURY | 138 | 138 | UG | 0.03 | 0 | 1 | 2000 3/C CU | 0 | 0 | 0 | 0 | 0 | 0 | 0 | 0 | 0 | 0 | 0 | 0 | 0 | 0 | 0 | 0 | 0 | 0 | 0 | 0 | 0 | 0 | 0 | 12 | 1
NO |  | 32 | 2015 | 23 | 22 | 22 |  | 5810 MADISON | GRAND | 138 | 138 | UG | 1.17 | 0 | 1 | 1600 MM2 XLPE | 0 | 0 | 0 | 0 | 0 | 0 | 0 | 0 | 0 | 0 | 0 | 0 | 0 | 0 | 0 | 0 | 0 | 0 | 0 | 0 | 0 | 0 | 0 | 12 | 1
NO |  | 32 | 2015 | 23 | 23 | 23 |  | 5811 MADISON | GRAND | 138 | 138 | UG | 1.17 | 0 | 1 | 1600 MM2 XLPE | 0 | 0 | 0 | 0 | 0 | 0 | 0 | 0 | 0 | 0 | 0 | 0 | 0 | 0 | 0 | 0 | 0 | 0 | 0 | 0 | 0 | 0 | 0 | 12 | 1
NO |  | 32 | 2015 | 23 | 24 | 24 |  | 5825 GRAND | CROSBY | 138 | 138 | UG | 1 | 0 | 1 | 1600 MM2 XLPE | 0 | 0 | 0 | 0 | 0 | 0 | 0 | 0 | 0 | 0 | 0 | 0 | 0 | 0 | 0 | 0 | 0 | 0 | 0 | 0 | 0 | 0 | 0 | 12 | 1
NO |  | 32 | 2015 | 23 | 25 | 25 |  | 5826 GRAND | WEST LOOP | 138 | 138 | UG | 1.38 | 0 | 1 | 1600 MM2 XLPE | 0 | 0 | 0 | 0 | 0 | 0 | 0 | 0 | 0 | 0 | 0 | 0 | 0 | 0 | 0 | 0 | 0 | 0 | 0 | 0 | 0 | 0 | 0 | 12 | 1
NO |  | 32 | 2015 | 23 | 26 | 26 |  | 5827 GRAND | CROSBY | 138 | 138 | UG | 0.94 | 0 | 1 | 1600 MM2 XLPE | 0 | 0 | 0 | 0 | 0 | 0 | 0 | 0 | 0 | 0 | 0 | 0 | 0 | 0 | 0 | 0 | 0 | 0 | 0 | 0 | 0 | 0 | 0 | 12 | 1
NO |  | 32 | 2015 | 23 | 27 | 27 |  | 5828 GRAND | WEST LOOP | 138 | 138 | UG | 1.46 | 0 | 1 | 1600 MM2 XLPE | 0 | 0 | 0 | 0 | 0 | 0 | 0 | 0 | 0 | 0 | 0 | 0 | 0 | 0 | 0 | 0 | 0 | 0 | 0 | 0 | 0 | 0 | 0 | 12 | 1
NO |  | 32 | 2015 | 23 | 28 | 28 |  | 7902 SCHAUMBURG | SOUTH SCHAUMBURG | 138 | 138 | UG | 2.89 | 0 | 0 | 1150 kcmil HPFF | 0 | 0 | 0 | 0 | 0 | 0 | 0 | 0 | 0 | 0 | 0 | 0 | 0 | 0 | 0 | 0 | 0 | 0 | 0 | 0 | 0 | 0 | 0 | 12 | 1
NO |  | 32 | 2015 | 23 | 29 | 29 |  | 7903 SCHAUMBURG | SOUTH SCHAUMBURG | 138 | 138 | UG | 2.9 | 0 | 0 | 1150 kcmil HPFF | 0 | 0 | 0 | 0 | 0 | 0 | 0 | 0 | 0 | 0 | 0 | 0 | 0 | 0 | 0 | 0 | 0 | 0 | 0 | 0 | 0 | 0 | 0 | 12 | 1
NO |  | 32 | 2015 | 23 | 30 | 30 |  | 8221 CROSBY | ROCKWELL | 138 | 138 | UG | 1.95 | 0 | 0 | 2250 kcmil LPFF | 0 | 0 | 0 | 0 | 0 | 0 | 0 | 0 | 0 | 0 | 0 | 0 | 0 | 0 | 0 | 0 | 0 | 0 | 0 | 0 | 0 | 0 | 0 | 12 | 1
NO |  | 32 | 2015 | 23 | 31 | 31 |  | 8223 CROSBY | ROCKWELL | 138 | 138 | UG | 1.95 | 0 | 0 | 2250 kcmil LPFF | 0 | 0 | 0 | 0 | 0 | 0 | 0 | 0 | 0 | 0 | 0 | 0 | 0 | 0 | 0 | 0 | 0 | 0 | 0 | 0 | 0 | 0 | 0 | 12 | 1
NO |  | 32 | 2015 | 23 | 32 | 32 |  | 11411 NORTHWEST | DEVON | 138 | 138 | UG | 5.62 | 0 | 1 | 2000 kcmil HPFF | 0 | 0 | 0 | 0 | 0 | 0 | 0 | 0 | 0 | 0 | 0 | 0 | 0 | 0 | 0 | 0 | 0 | 0 | 0 | 0 | 0 | 0 | 0 | 12 | 1
NO |  | 32 | 2015 | 23 | 33 | 33 |  | 11412 NORTHWEST | NATOMA | 138 | 138 | UG | 6.45 | 0 | 1 | 2000 kcmil HPFF | 0 | 0 | 0 | 0 | 0 | 0 | 0 | 0 | 0 | 0 | 0 | 0 | 0 | 0 | 0 | 0 | 0 | 0 | 0 | 0 | 0 | 0 | 0 | 12 | 1
NO |  | 32 | 2015 | 23 | 34 | 34 |  | 11413 NORTHWEST | CLYBOURN-CROSBY | 138 | 138 | UG | 0.02 | 0 | 0 | 2000 kcmil HPFF | 0 | 0 | 0 | 0 | 0 | 0 | 0 | 0 | 0 | 0 | 0 | 0 | 0 | 0 | 0 | 0 | 0 | 0 | 0 | 0 | 0 | 0 | 0 | 12 | 1
NO |  | 32 | 2015 | 23 | 35 | 35 |  | 11413 NORTHWEST | CLYBOURN-CROSBY | 138 | 138 | UG | 1.83 | 0 | 0 | 2000 kcmil HPFF | 0 | 0 | 0 | 0 | 0 | 0 | 0 | 0 | 0 | 0 | 0 | 0 | 0 | 0 | 0 | 0 | 0 | 0 | 0 | 0 | 0 | 0 | 0 | 12 | 1
NO |  | 32 | 2015 | 24 | 1 | 1 |  | 11414 NORTHWEST | DEVON | 138 | 138 | UG | 0.18 | 0 | 1 | 2000 kcmil HPFF | 0 | 0 | 0 | 0 | 0 | 0 | 0 | 0 | 0 | 0 | 0 | 0 | 0 | 0 | 0 | 0 | 0 | 0 | 0 | 0 | 0 | 0 | 0 | 12 | 1
NO |  | 32 | 2015 | 24 | 2 | 2 |  | 11414 NORTHWEST | DEVON | 138 | 138 | UG | 5.49 | 0 | 0 | 2000 kcmil HPFF | 0 | 0 | 0 | 0 | 0 | 0 | 0 | 0 | 0 | 0 | 0 | 0 | 0 | 0 | 0 | 0 | 0 | 0 | 0 | 0 | 0 | 0 | 0 | 12 | 1
NO |  | 32 | 2015 | 24 | 3 | 3 |  | 11415 NORTHWEST | DEVON | 138 | 138 | UG | 0.29 | 0 | 1 | 2000 kcmil HPFF | 0 | 0 | 0 | 0 | 0 | 0 | 0 | 0 | 0 | 0 | 0 | 0 | 0 | 0 | 0 | 0 | 0 | 0 | 0 | 0 | 0 | 0 | 0 | 12 | 1
NO |  | 32 | 2015 | 24 | 4 | 4 |  | 11415 NORTHWEST | DEVON | 138 | 138 | UG | 5.14 | 0 | 0 | 2000 kcmil HPFF | 0 | 0 | 0 | 0 | 0 | 0 | 0 | 0 | 0 | 0 | 0 | 0 | 0 | 0 | 0 | 0 | 0 | 0 | 0 | 0 | 0 | 0 | 0 | 12 | 1
NO |  | 32 | 2015 | 24 | 5 | 5 |  | 11416 NORTHWEST | SKOKIE 85 | 138 | 138 | UG | 5.71 | 0 | 0 | 800 MM2 XLPE | 0 | 0 | 0 | 0 | 0 | 0 | 0 | 0 | 0 | 0 | 0 | 0 | 0 | 0 | 0 | 0 | 0 | 0 | 0 | 0 | 0 | 0 | 0 | 12 | 1
NO |  | 32 | 2015 | 24 | 6 | 6 |  | 11417 NORTHWEST | NATOMA | 138 | 138 | UG | 0.04 | 0 | 1 | 2000 kcmil HPFF | 0 | 0 | 0 | 0 | 0 | 0 | 0 | 0 | 0 | 0 | 0 | 0 | 0 | 0 | 0 | 0 | 0 | 0 | 0 | 0 | 0 | 0 | 0 | 12 | 1
NO |  | 32 | 2015 | 24 | 7 | 7 |  | 11417 NORTHWEST | NATOMA | 138 | 138 | UG | 6.03 | 0 | 0 | 2000 kcmil HPFF | 0 | 0 | 0 | 0 | 0 | 0 | 0 | 0 | 0 | 0 | 0 | 0 | 0 | 0 | 0 | 0 | 0 | 0 | 0 | 0 | 0 | 0 | 0 | 12 | 1
NO |  | 32 | 2015 | 24 | 8 | 8 |  | 11418 NORTHWEST | CROSBY | 138 | 138 | UG | 0.02 | 0 | 0 | 2000 kcmil HPFF | 0 | 0 | 0 | 0 | 0 | 0 | 0 | 0 | 0 | 0 | 0 | 0 | 0 | 0 | 0 | 0 | 0 | 0 | 0 | 0 | 0 | 0 | 0 | 12 | 1
NO |  | 32 | 2015 | 24 | 9 | 9 |  | 11418 NORTHWEST | CROSBY | 138 | 138 | UG | 1.68 | 0 | 0 | 2000 kcmil HPFF | 0 | 0 | 0 | 0 | 0 | 0 | 0 | 0 | 0 | 0 | 0 | 0 | 0 | 0 | 0 | 0 | 0 | 0 | 0 | 0 | 0 | 0 | 0 | 12 | 1
NO |  | 32 | 2015 | 24 | 10 | 10 |  | 13503 ELMHURST | FRANKLIN PARK | 138 | 138 | UG | 0.05 | 0 | 0 | 2000 kcmil HPFF | 0 | 0 | 0 | 0 | 0 | 0 | 0 | 0 | 0 | 0 | 0 | 0 | 0 | 0 | 0 | 0 | 0 | 0 | 0 | 0 | 0 | 0 | 0 | 12 | 1
NO |  | 32 | 2015 | 24 | 11 | 11 |  | 13503 ELMHURST | FRANKLIN PARK | 138 | 138 | UG | 1.48 | 0 | 0 | 2000 kcmil HPFF | 0 | 0 | 0 | 0 | 0 | 0 | 0 | 0 | 0 | 0 | 0 | 0 | 0 | 0 | 0 | 0 | 0 | 0 | 0 | 0 | 0 | 0 | 0 | 12 | 1
NO |  | 32 | 2015 | 24 | 12 | 12 |  | 13510 FRANKLIN PARK | NATOMA | 138 | 138 | UG | 5.46 | 0 | 1 | 2000 kcmil HPFF | 0 | 0 | 0 | 0 | 0 | 0 | 0 | 0 | 0 | 0 | 0 | 0 | 0 | 0 | 0 | 0 | 0 | 0 | 0 | 0 | 0 | 0 | 0 | 12 | 1
NO |  | 32 | 2015 | 24 | 13 | 13 |  | 13701 WASHINGTON PARK | JEFFERSON | 138 | 138 | UG | 8.31 | 0 | 1 | 800 MM2 XLPE | 0 | 0 | 0 | 0 | 0 | 0 | 0 | 0 | 0 | 0 | 0 | 0 | 0 | 0 | 0 | 0 | 0 | 0 | 0 | 0 | 0 | 0 | 0 | 12 | 1
NO |  | 32 | 2015 | 24 | 14 | 14 |  | 13701 JEFFERSON | GRENSHAW | 138 | 138 | UG | 0.05 | 0 | 0 | 2500 kcmil HPFF | 0 | 0 | 0 | 0 | 0 | 0 | 0 | 0 | 0 | 0 | 0 | 0 | 0 | 0 | 0 | 0 | 0 | 0 | 0 | 0 | 0 | 0 | 0 | 12 | 1
NO |  | 32 | 2015 | 24 | 15 | 15 |  | 13805 SILVER LAKE | BARRINGTON | 138 | 138 | UG | 0.82 | 0 | 0 | 2500 kcmil HPFF | 0 | 0 | 0 | 0 | 0 | 0 | 0 | 0 | 0 | 0 | 0 | 0 | 0 | 0 | 0 | 0 | 0 | 0 | 0 | 0 | 0 | 0 | 0 | 12 | 1
NO |  | 32 | 2015 | 24 | 16 | 16 |  | 13806 SILVER LAKE | BARRINGTON | 138 | 138 | UG | 0.82 | 0 | 0 | 2500 kcmil HPFF | 0 | 0 | 0 | 0 | 0 | 0 | 0 | 0 | 0 | 0 | 0 | 0 | 0 | 0 | 0 | 0 | 0 | 0 | 0 | 0 | 0 | 0 | 0 | 12 | 1
NO |  | 32 | 2015 | 24 | 17 | 17 |  | 14807 WEST LOOP | CLYBOURN | 138 | 138 | UG | 1.57 | 0 | 1 | 1600 mm2 XLPE | 0 | 0 | 0 | 0 | 0 | 0 | 0 | 0 | 0 | 0 | 0 | 0 | 0 | 0 | 0 | 0 | 0 | 0 | 0 | 0 | 0 | 0 | 0 | 12 | 1
NO |  | 32 | 2015 | 24 | 18 | 18 |  | 14809 WEST LOOP | CLYBOURN | 138 | 138 | UG | 1.37 | 0 | 1 | 2500/350 kcmil HP | 0 | 0 | 0 | 0 | 0 | 0 | 0 | 0 | 0 | 0 | 0 | 0 | 0 | 0 | 0 | 0 | 0 | 0 | 0 | 0 | 0 | 0 | 0 | 12 | 1
NO |  | 32 | 2015 | 24 | 19 | 19 |  | 14812 WEST LOOP | ONTARIO | 138 | 138 | UG | 1.9 | 0 | 1 | 2500/2000 kcmil H | 0 | 0 | 0 | 0 | 0 | 0 | 0 | 0 | 0 | 0 | 0 | 0 | 0 | 0 | 0 | 0 | 0 | 0 | 0 | 0 | 0 | 0 | 0 | 12 | 1
NO |  | 32 | 2015 | 24 | 20 | 20 |  | 14813 WEST LOOP | ONTARIO | 138 | 138 | UG | 1.77 | 0 | 1 | 2500/2000 kcmil H | 0 | 0 | 0 | 0 | 0 | 0 | 0 | 0 | 0 | 0 | 0 | 0 | 0 | 0 | 0 | 0 | 0 | 0 | 0 | 0 | 0 | 0 | 0 | 12 | 1
NO |  | 32 | 2015 | 24 | 21 | 21 |  | 14818 WEST LOOP | CLYBOURN | 138 | 138 | UG | 3.29 | 0 | 1 | 2500 kcmil HPFF | 0 | 0 | 0 | 0 | 0 | 0 | 0 | 0 | 0 | 0 | 0 | 0 | 0 | 0 | 0 | 0 | 0 | 0 | 0 | 0 | 0 | 0 | 0 | 12 | 1
NO |  | 32 | 2015 | 24 | 22 | 22 |  | 14826 WEST LOOP | CROSBY | 138 | 138 | UG | 0.59 | 0 | 1 | 1600 MM2 XLPE | 0 | 0 | 0 | 0 | 0 | 0 | 0 | 0 | 0 | 0 | 0 | 0 | 0 | 0 | 0 | 0 | 0 | 0 | 0 | 0 | 0 | 0 | 0 | 12 | 1
NO |  | 32 | 2015 | 24 | 23 | 23 |  | 14828 WEST LOOP | CROSBY | 138 | 138 | UG | 0.6 | 0 | 1 | 1600 MM2 XLPE | 0 | 0 | 0 | 0 | 0 | 0 | 0 | 0 | 0 | 0 | 0 | 0 | 0 | 0 | 0 | 0 | 0 | 0 | 0 | 0 | 0 | 0 | 0 | 12 | 1
NO |  | 32 | 2015 | 24 | 24 | 24 |  | 15301 TAYLOR | GRENSHAW | 138 | 138 | UG | 0.2 | 0 | 1 | 1600 MM2 XLPE | 0 | 0 | 0 | 0 | 0 | 0 | 0 | 0 | 0 | 0 | 0 | 0 | 0 | 0 | 0 | 0 | 0 | 0 | 0 | 0 | 0 | 0 | 0 | 12 | 1
NO |  | 32 | 2015 | 24 | 25 | 25 |  | 15302 TAYLOR | JEFFERSON | 138 | 138 | UG | 0.91 | 0 | 1 | 2000 kcmil HPFF | 0 | 0 | 0 | 0 | 0 | 0 | 0 | 0 | 0 | 0 | 0 | 0 | 0 | 0 | 0 | 0 | 0 | 0 | 0 | 0 | 0 | 0 | 0 | 12 | 1
NO |  | 32 | 2015 | 24 | 26 | 26 |  | 15303 TAYLOR | JEFFERSON | 138 | 138 | UG | 0.5 | 0 | 1 | 2500 kcmil HPFF | 0 | 0 | 0 | 0 | 0 | 0 | 0 | 0 | 0 | 0 | 0 | 0 | 0 | 0 | 0 | 0 | 0 | 0 | 0 | 0 | 0 | 0 | 0 | 12 | 1
NO |  | 32 | 2015 | 24 | 27 | 27 |  | 15310 TAYLOR | GRENSHAW | 138 | 138 | UG | 0.19 | 0 | 1 | 1600 MM2 XLPE | 0 | 0 | 0 | 0 | 0 | 0 | 0 | 0 | 0 | 0 | 0 | 0 | 0 | 0 | 0 | 0 | 0 | 0 | 0 | 0 | 0 | 0 | 0 | 12 | 1
NO |  | 32 | 2015 | 24 | 28 | 28 |  | 15315 LASALLE | STATE | 138 | 138 | UG | 0.9 | 0 | 1 | 2500 kcmil HPFF | 0 | 0 | 0 | 0 | 0 | 0 | 0 | 0 | 0 | 0 | 0 | 0 | 0 | 0 | 0 | 0 | 0 | 0 | 0 | 0 | 0 | 0 | 0 | 12 | 1
NO |  | 32 | 2015 | 24 | 29 | 29 |  | 15315 TAYLOR | LASALLE | 138 | 138 | UG | 0.82 | 0 | 0 | 2500 kcmil HPFF | 0 | 0 | 0 | 0 | 0 | 0 | 0 | 0 | 0 | 0 | 0 | 0 | 0 | 0 | 0 | 0 | 0 | 0 | 0 | 0 | 0 | 0 | 0 | 12 | 1
NO |  | 32 | 2015 | 24 | 30 | 30 |  | 15316 TAYLOR | LASALLE | 138 | 138 | UG | 0.77 | 0 | 1 | 2500 kcmil HPFF | 0 | 0 | 0 | 0 | 0 | 0 | 0 | 0 | 0 | 0 | 0 | 0 | 0 | 0 | 0 | 0 | 0 | 0 | 0 | 0 | 0 | 0 | 0 | 12 | 1
NO |  | 32 | 2015 | 24 | 31 | 31 |  | 15317 TAYLOR | LASALLE | 138 | 138 | UG | 0.76 | 0 | 1 | 2500 kcmil HPFF | 0 | 0 | 0 | 0 | 0 | 0 | 0 | 0 | 0 | 0 | 0 | 0 | 0 | 0 | 0 | 0 | 0 | 0 | 0 | 0 | 0 | 0 | 0 | 12 | 1
NO |  | 32 | 2015 | 24 | 32 | 32 |  | 15317 LASALLE | STATE | 138 | 138 | UG | 0.91 | 0 | 0 | 2500 kcmil HPFF | 0 | 0 | 0 | 0 | 0 | 0 | 0 | 0 | 0 | 0 | 0 | 0 | 0 | 0 | 0 | 0 | 0 | 0 | 0 | 0 | 0 | 0 | 0 | 12 | 1
NO |  | 32 | 2015 | 24 | 33 | 33 |  | 15318 TAYLOR | LASALLE | 138 | 138 | UG | 0.78 | 0 | 1 | 2500 kcmil HPFF | 0 | 0 | 0 | 0 | 0 | 0 | 0 | 0 | 0 | 0 | 0 | 0 | 0 | 0 | 0 | 0 | 0 | 0 | 0 | 0 | 0 | 0 | 0 | 12 | 1
NO |  | 32 | 2015 | 24 | 34 | 34 |  | 17006 HARBOR | 61ST STREET | 138 | 138 | UG | 0.3 | 0 | 1 | 2000 kcmil HPFF | 0 | 0 | 0 | 0 | 0 | 0 | 0 | 0 | 0 | 0 | 0 | 0 | 0 | 0 | 0 | 0 | 0 | 0 | 0 | 0 | 0 | 0 | 0 | 12 | 1
NO |  | 32 | 2015 | 24 | 35 | 35 |  | 17008 61ST STREET | UNIVERSITY | 138 | 138 | UG | 2.4 | 0 | 0 | 2000 kcmil HPFF | 0 | 0 | 0 | 0 | 0 | 0 | 0 | 0 | 0 | 0 | 0 | 0 | 0 | 0 | 0 | 0 | 0 | 0 | 0 | 0 | 0 | 0 | 0 | 12 | 1
NO |  | 32 | 2015 | 25 | 1 | 1 |  | 17008 61ST STREET | UNIVERSITY | 138 | 138 | UG | 0.06 | 0 | 0 | 2000 kcmil HPFF | 0 | 0 | 0 | 0 | 0 | 0 | 0 | 0 | 0 | 0 | 0 | 0 | 0 | 0 | 0 | 0 | 0 | 0 | 0 | 0 | 0 | 0 | 0 | 12 | 1
NO |  | 32 | 2015 | 25 | 2 | 2 |  | 17401 UNIVERSITY | GRENSHAW | 138 | 138 | UG | 6.49 | 0 | 1 | 2500 kcmil HPFF | 0 | 0 | 0 | 0 | 0 | 0 | 0 | 0 | 0 | 0 | 0 | 0 | 0 | 0 | 0 | 0 | 0 | 0 | 0 | 0 | 0 | 0 | 0 | 12 | 1
NO |  | 32 | 2015 | 25 | 3 | 3 |  | 17404 UNIVERSITY | WASHINGTON PARK | 138 | 138 | UG | 2.07 | 0 | 1 | 2000 kcmil HPFF | 0 | 0 | 0 | 0 | 0 | 0 | 0 | 0 | 0 | 0 | 0 | 0 | 0 | 0 | 0 | 0 | 0 | 0 | 0 | 0 | 0 | 0 | 0 | 12 | 1
NO |  | 32 | 2015 | 25 | 4 | 4 |  | 17404 UNIVERSITY | WASHINGTON PARK | 138 | 138 | UG | 0.13 | 0 | 0 | 2000 kcmil HPFF | 0 | 0 | 0 | 0 | 0 | 0 | 0 | 0 | 0 | 0 | 0 | 0 | 0 | 0 | 0 | 0 | 0 | 0 | 0 | 0 | 0 | 0 | 0 | 12 | 1
NO |  | 32 | 2015 | 25 | 5 | 5 |  | 18505 SCHAUMBURG | SOUTH SCHAUMBURG | 138 | 138 | UG | 2.89 | 0 | 0 | 1150 kcmil HPFF | 0 | 0 | 0 | 0 | 0 | 0 | 0 | 0 | 0 | 0 | 0 | 0 | 0 | 0 | 0 | 0 | 0 | 0 | 0 | 0 | 0 | 0 | 0 | 12 | 1
NO |  | 32 | 2015 | 25 | 6 | 6 |  | 18506 SCHAUMBURG | SOUTH SCHAUMBURG | 138 | 138 | UG | 2.9 | 0 | 0 | 1150 kcmil HPFF | 0 | 0 | 0 | 0 | 0 | 0 | 0 | 0 | 0 | 0 | 0 | 0 | 0 | 0 | 0 | 0 | 0 | 0 | 0 | 0 | 0 | 0 | 0 | 12 | 1
NO |  | 32 | 2015 | 25 | 7 | 7 |  | 19209 RIDGELAND | OAK PARK | 138 | 138 | UG | 0.03 | 0 | 1 | 2000 kcmil HPFF | 0 | 0 | 0 | 0 | 0 | 0 | 0 | 0 | 0 | 0 | 0 | 0 | 0 | 0 | 0 | 0 | 0 | 0 | 0 | 0 | 0 | 0 | 0 | 12 | 1
NO |  | 32 | 2015 | 25 | 8 | 8 |  | 19209 RIDGELAND | OAK PARK | 138 | 138 | UG | 5.32 | 0 | 0 | 2000 kcmil HPFF | 0 | 0 | 0 | 0 | 0 | 0 | 0 | 0 | 0 | 0 | 0 | 0 | 0 | 0 | 0 | 0 | 0 | 0 | 0 | 0 | 0 | 0 | 0 | 12 | 1
NO |  | 32 | 2015 | 25 | 9 | 9 |  | 19801 DESPLAINES | NORRIDGE | 138 | 138 | UG | 0.14 | 0 | 1 | 2000 kcmil HPFF | 0 | 0 | 0 | 0 | 0 | 0 | 0 | 0 | 0 | 0 | 0 | 0 | 0 | 0 | 0 | 0 | 0 | 0 | 0 | 0 | 0 | 0 | 0 | 12 | 1
NO |  | 32 | 2015 | 25 | 10 | 10 |  | 19801 DESPLAINES | NORRIDGE | 138 | 138 | UG | 4.53 | 0 | 0 | 2000 kcmil HPFF | 0 | 0 | 0 | 0 | 0 | 0 | 0 | 0 | 0 | 0 | 0 | 0 | 0 | 0 | 0 | 0 | 0 | 0 | 0 | 0 | 0 | 0 | 0 | 12 | 1
NO |  | 33 | 2015 | 0 | 1 | 1 |  | 345 KV Lines |  | 0 | 0 |  | 0 | 0 | 0 |  | 655679 | 3439097 | 4094776 | 0 | 0 | 0 | 0 | 0 | 0 | 0 | 0 | 0 | 0 | 0 | 0 | 0 | 0 | 0 | 0 | 0 | 0 | 0 | 0 | 12 | 0
NO |  | 33 | 2015 | 0 | 2 | 2 |  | --------------------------- |  | 0 | 0 |  | 0 | 0 | 0 |  | 0 | 0 | 0 | 0 | 0 | 0 | 0 | 0 | 0 | 0 | 0 | 0 | 0 | 0 | 0 | 0 | 0 | 0 | 0 | 0 | 0 | 0 | 0 | 12 | 0
NO |  | 33 | 2015 | 0 | 8 | 8 |  | 138 KV Lines |  | 0 | 0 |  | 0 | 0 | 0 |  | 186474 | 4090025 | 4276499 | 0 | 0 | 0 | 0 | 0 | 0 | 0 | 0 | 0 | 0 | 0 | 0 | 0 | 0 | 0 | 0 | 0 | 0 | 0 | 0 | 12 | 0
NO |  | 33 | 2015 | 0 | 9 | 9 |  | ----------------- |  | 0 | 0 |  | 0 | 0 | 0 |  | 0 | 0 | 0 | 0 | 0 | 0 | 0 | 0 | 0 | 0 | 0 | 0 | 0 | 0 | 0 | 0 | 0 | 0 | 0 | 0 | 0 | 0 | 0 | 12 | 0
NO |  | 33 | 2015 | 0 | 16 | 16 |  | Type of supporting |  | 0 | 0 |  | 0 | 0 | 0 |  | 0 | 0 | 0 | 0 | 0 | 0 | 0 | 0 | 0 | 0 | 0 | 0 | 0 | 0 | 0 | 0 | 0 | 0 | 0 | 0 | 0 | 0 | 0 | 12 | 0
NO |  | 33 | 2015 | 0 | 17 | 17 |  | structure reported in |  | 0 | 0 |  | 0 | 0 | 0 |  | 0 | 0 | 0 | 0 | 0 | 0 | 0 | 0 | 0 | 0 | 0 | 0 | 0 | 0 | 0 | 0 | 0 | 0 | 0 | 0 | 0 | 0 | 0 | 12 | 0
NO |  | 33 | 2015 | 0 | 18 | 18 |  | column (e): |  | 0 | 0 |  | 0 | 0 | 0 |  | 0 | 0 | 0 | 0 | 0 | 0 | 0 | 0 | 0 | 0 | 0 | 0 | 0 | 0 | 0 | 0 | 0 | 0 | 0 | 0 | 0 | 0 | 0 | 12 | 0
NO |  | 33 | 2015 | 0 | 20 | 20 |  | ST - Steel Tower |  | 0 | 0 |  | 0 | 0 | 0 |  | 0 | 0 | 0 | 0 | 0 | 0 | 0 | 0 | 0 | 0 | 0 | 0 | 0 | 0 | 0 | 0 | 0 | 0 | 0 | 0 | 0 | 0 | 0 | 12 | 0
NO |  | 33 | 2015 | 0 | 21 | 21 |  | SP - Steel Pole |  | 0 | 0 |  | 0 | 0 | 0 |  | 0 | 0 | 0 | 0 | 0 | 0 | 0 | 0 | 0 | 0 | 0 | 0 | 0 | 0 | 0 | 0 | 0 | 0 | 0 | 0 | 0 | 0 | 0 | 12 | 0
NO |  | 33 | 2015 | 0 | 22 | 22 |  | WP - Wood Pole |  | 0 | 0 |  | 0 | 0 | 0 |  | 0 | 0 | 0 | 0 | 0 | 0 | 0 | 0 | 0 | 0 | 0 | 0 | 0 | 0 | 0 | 0 | 0 | 0 | 0 | 0 | 0 | 0 | 0 | 12 | 0
NO |  | 33 | 2015 | 0 | 36 | 36 |  | TOTAL |  | 0 | 0 |  | 26.03 | 27.53 | 17 |  | 842153 | 7529122 | 8371275 | 0 | 0 | 0 | 0 | 0 | 0 | 0 | 0 | 0 | 0 | 0 | 0 | 0 | 0 | 0 | 0 | 0 | 0 | 0 | 0 | 12 | 0
NO |  | 33 | 2015 | 1 | 1 | 1 |  | 345KV Lines Overhead |  | 0 | 0 |  | 0 | 0 | 0 |  | 0 | 0 | 0 | 0 | 0 | 0 | 0 | 0 | 0 | 0 | 0 | 0 | 0 | 0 | 0 | 0 | 0 | 0 | 0 | 0 | 0 | 0 | 0 | 12 | 0
NO |  | 33 | 2015 | 1 | 2 | 2 |  | --------------------------- |  | 0 | 0 |  | 0 | 0 | 0 |  | 0 | 0 | 0 | 0 | 0 | 0 | 0 | 0 | 0 | 0 | 0 | 0 | 0 | 0 | 0 | 0 | 0 | 0 | 0 | 0 | 0 | 0 | 0 | 12 | 0
NO |  | 33 | 2015 | 1 | 3 | 3 |  | 0721 State Line Station | Sheffield Sub. (NIPS Co.) | 345 | 345 | ST | 1.89 | 0 | 1 | 2338 ACSR | 0 | 0 | 0 | 0 | 0 | 0 | 0 | 0 | 650330038 | 0 | 0 | 0 | 0 | 0 | 0 | 0 | 0 | 0 | 0 | 0 | 0 | 0 | 0 | 12 | 0
NO |  | 33 | 2015 | 1 | 4 | 4 |  | 0722 State Line Station | III.-Ind. St. Line 118th St | 345 | 345 | ST | 0.05 | 1.88 | 1 | 2338 ACSR | 0 | 0 | 0 | 0 | 0 | 0 | 0 | 0 | 0 | 0 | 0 | 0 | 0 | 0 | 0 | 0 | 0 | 0 | 0 | 0 | 0 | 0 | 0 | 12 | 0
NO |  | 33 | 2015 | 1 | 5 | 5 |  | 6615 Green Acres (NIPS Co.) | I.M.P. Co. | 345 | 345 | SP | 0.04 | 0 | 1 | 2156 ACSR | 0 | 0 | 0 | 0 | 0 | 0 | 0 | 0 | 650330039 | 0 | 0 | 0 | 0 | 0 | 0 | 0 | 0 | 0 | 0 | 0 | 0 | 0 | 0 | 12 | 0
NO |  | 33 | 2015 | 1 | 6 | 6 |  | 6615 Green Acres (NIPS Co.) | I.M.P. Co. | 345 | 345 | ST | 0 | 6.38 | 0 | 1414 ACSR | 0 | 0 | 0 | 0 | 0 | 0 | 0 | 0 | 0 | 0 | 0 | 0 | 0 | 0 | 0 | 0 | 0 | 0 | 0 | 0 | 0 | 0 | 0 | 12 | 0
NO |  | 33 | 2015 | 1 | 7 | 7 |  | 6617 St. John (NIPS Co.) | Green Acres (NIPS Co.) | 345 | 345 | ST | 0.13 | 6.65 | 1 | 1414 ACSR | 0 | 0 | 0 | 0 | 0 | 0 | 0 | 0 | 0 | 0 | 0 | 0 | 0 | 0 | 0 | 0 | 0 | 0 | 0 | 0 | 0 | 0 | 0 | 12 | 0
NO |  | 33 | 2015 | 1 | 8 | 8 |  | 17705 III.-Ind State Line | Sheff Sub (NIPS Co portion) | 345 | 345 | ST | 0 | 0.03 | 1 | 2338 ACSR | 0 | 0 | 0 | 0 | 0 | 0 | 0 | 0 | 650330040 | 0 | 0 | 0 | 0 | 0 | 0 | 0 | 0 | 0 | 0 | 0 | 0 | 0 | 0 | 12 | 0
NO |  | 33 | 2015 | 1 | 9 | 9 |  | 17723 III.-Ind State Line | III.-Ind. St. Line | 345 | 345 | ST | 1.78 | 0 | 1 | 2156 ACSR | 0 | 0 | 0 | 0 | 0 | 0 | 0 | 0 | 0 | 0 | 0 | 0 | 0 | 0 | 0 | 0 | 0 | 0 | 0 | 0 | 0 | 0 | 0 | 12 | 0
NO |  | 33 | 2015 | 1 | 10 | 10 |  | 17724 III.-Ind State Line | III.-Ind. St. Line | 345 | 345 | ST | 0 | 1.78 | 1 | 2156 ACSR | 0 | 0 | 0 | 0 | 0 | 0 | 0 | 0 | 0 | 0 | 0 | 0 | 0 | 0 | 0 | 0 | 0 | 0 | 0 | 0 | 0 | 0 | 0 | 12 | 0
NO |  | 33 | 2015 | 1 | 11 | 11 |  | 94507 III.-Ind State Line | St. John (NIPS Co.) | 345 | 345 | ST | 0.08 | 6.95 | 1 | 1414 ACSR | 0 | 0 | 0 | 0 | 0 | 0 | 0 | 0 | 0 | 0 | 0 | 0 | 0 | 0 | 0 | 0 | 0 | 0 | 0 | 0 | 0 | 0 | 0 | 12 | 0
NO |  | 33 | 2015 | 1 | 12 | 12 |  | 97008 III.-Ind State Line | End of C.E.Co. of Ind. | 345 | 345 | ST | 20.33 | 0 | 1 | 1414 ACSR | 0 | 0 | 0 | 0 | 0 | 0 | 0 | 0 | 0 | 0 | 0 | 0 | 0 | 0 | 0 | 0 | 0 | 0 | 0 | 0 | 0 | 0 | 0 | 12 | 0
NO |  | 33 | 2015 | 1 | 15 | 15 |  | 138KV Lines Overhead |  | 0 | 0 |  | 0 | 0 | 0 |  | 0 | 0 | 0 | 0 | 0 | 0 | 0 | 0 | 0 | 0 | 0 | 0 | 0 | 0 | 0 | 0 | 0 | 0 | 0 | 0 | 0 | 0 | 0 | 12 | 0
NO |  | 33 | 2015 | 1 | 16 | 16 |  | --------------------------- |  | 0 | 0 |  | 0 | 0 | 0 |  | 0 | 0 | 0 | 0 | 0 | 0 | 0 | 0 | 0 | 0 | 0 | 0 | 0 | 0 | 0 | 0 | 0 | 0 | 0 | 0 | 0 | 0 | 0 | 12 | 0
NO |  | 33 | 2015 | 1 | 17 | 17 |  | 0703 State Line Station | III.-Ind. St. Line 118th St | 138 | 138 | ST | 0.16 | 1.76 | 1 | 1113 ACSR | 0 | 0 | 0 | 0 | 0 | 0 | 0 | 0 | 0 | 0 | 0 | 0 | 0 | 0 | 0 | 0 | 0 | 0 | 0 | 0 | 0 | 0 | 0 | 12 | 0
NO |  | 33 | 2015 | 1 | 18 | 18 |  | 0703 State Line Station | III.-Ind. St. Line 118th St | 138 | 138 | WP | 0.06 | 0 | 0 | 1113 ACSR | 0 | 0 | 0 | 0 | 0 | 0 | 0 | 0 | 0 | 0 | 0 | 0 | 0 | 0 | 0 | 0 | 0 | 0 | 0 | 0 | 0 | 0 | 0 | 12 | 0
NO |  | 33 | 2015 | 1 | 19 | 19 |  | 0704 State Line Station | III.-Ind. St. Line 118th St | 138 | 138 | SP | 0.06 | 0 | 1 | 1113 ACSR | 0 | 0 | 0 | 0 | 0 | 0 | 0 | 0 | 0 | 0 | 0 | 0 | 0 | 0 | 0 | 0 | 0 | 0 | 0 | 0 | 0 | 0 | 0 | 12 | 0
NO |  | 33 | 2015 | 1 | 20 | 20 |  | 0704 State Line Station | III.-Ind. St. Line 118th St | 138 | 138 | ST | 0.31 | 1.6 | 0 | 1113 ACSR | 0 | 0 | 0 | 0 | 0 | 0 | 0 | 0 | 0 | 0 | 0 | 0 | 0 | 0 | 0 | 0 | 0 | 0 | 0 | 0 | 0 | 0 | 0 | 12 | 0
NO |  | 33 | 2015 | 1 | 21 | 21 |  | 0705 State Line Station | Terminal Pothead | 138 | 138 | ST | 0.3 | 0.14 | 1 | 1113 ACSR | 0 | 0 | 0 | 0 | 0 | 0 | 0 | 0 | 0 | 0 | 0 | 0 | 0 | 0 | 0 | 0 | 0 | 0 | 0 | 0 | 0 | 0 | 0 | 12 | 0
NO |  | 33 | 2015 | 1 | 22 | 22 |  | 0706 State Line Station | III.-Ind. St. Line | 138 | 138 | SP | 0.1 | 0.05 | 1 | 1113 ACSR | 0 | 0 | 0 | 0 | 0 | 0 | 0 | 0 | 0 | 0 | 0 | 0 | 0 | 0 | 0 | 0 | 0 | 0 | 0 | 0 | 0 | 0 | 0 | 12 | 0
NO |  | 33 | 2015 | 1 | 23 | 23 |  | 0706 State Line Station | III.-Ind. St. Line | 138 | 138 | ST | 0.14 | 0 | 0 | 2156 ACSR | 0 | 0 | 0 | 0 | 0 | 0 | 0 | 0 | 0 | 0 | 0 | 0 | 0 | 0 | 0 | 0 | 0 | 0 | 0 | 0 | 0 | 0 | 0 | 12 | 0
NO |  | 33 | 2015 | 1 | 24 | 24 |  | 0707 State Line Station | III.-Ind. St. Line | 138 | 138 | ST | 0.03 | 0.14 | 1 | 2156 ACSR | 0 | 0 | 0 | 0 | 0 | 0 | 0 | 0 | 0 | 0 | 0 | 0 | 0 | 0 | 0 | 0 | 0 | 0 | 0 | 0 | 0 | 0 | 0 | 12 | 0
NO |  | 33 | 2015 | 1 | 25 | 25 |  | 0707 State Line Station | III.-Ind. St. Line | 138 | 138 | SP | 0.07 | 0.11 | 0 | 2156 ACSR | 0 | 0 | 0 | 0 | 0 | 0 | 0 | 0 | 0 | 0 | 0 | 0 | 0 | 0 | 0 | 0 | 0 | 0 | 0 | 0 | 0 | 0 | 0 | 12 | 0
NO |  | 33 | 2015 | 1 | 26 | 26 |  | 0708 State Line Station | III.-Ind. St. Line | 138 | 138 | SP | 0.07 | 0 | 1 | 2156 ACSR | 0 | 0 | 0 | 0 | 0 | 0 | 0 | 0 | 0 | 0 | 0 | 0 | 0 | 0 | 0 | 0 | 0 | 0 | 0 | 0 | 0 | 0 | 0 | 12 | 0
NO |  | 33 | 2015 | 1 | 27 | 27 |  | 0708 State Line Station | III.-Ind. St. Line | 138 | 138 | ST | 0.05 | 0 | 0 | 1113 ACSR | 0 | 0 | 0 | 0 | 0 | 0 | 0 | 0 | 0 | 0 | 0 | 0 | 0 | 0 | 0 | 0 | 0 | 0 | 0 | 0 | 0 | 0 | 0 | 12 | 0
NO |  | 33 | 2015 | 1 | 28 | 28 |  | 0716 State Line Station | III.-Ind. St. Line | 138 | 138 | SP | 0.24 | 0.06 | 1 | 1113 ACSR | 0 | 0 | 0 | 0 | 0 | 0 | 0 | 0 | 0 | 0 | 0 | 0 | 0 | 0 | 0 | 0 | 0 | 0 | 0 | 0 | 0 | 0 | 0 | 12 | 0
NO |  | 33 | 2015 | 1 | 31 | 31 |  | 138KV Lines Underground |  | 0 | 0 |  | 0 | 0 | 0 |  | 0 | 0 | 0 | 0 | 0 | 0 | 0 | 0 | 0 | 0 | 0 | 0 | 0 | 0 | 0 | 0 | 0 | 0 | 0 | 0 | 0 | 0 | 0 | 12 | 0
NO |  | 33 | 2015 | 1 | 32 | 32 |  | --------------------------- |  | 0 | 0 |  | 0 | 0 | 0 |  | 0 | 0 | 0 | 0 | 0 | 0 | 0 | 0 | 0 | 0 | 0 | 0 | 0 | 0 | 0 | 0 | 0 | 0 | 0 | 0 | 0 | 0 | 0 | 12 | 0
NO |  | 33 | 2015 | 1 | 33 | 33 |  | 0702 Station Bus | III.-Ind. St. Line | 138 | 138 | Underground | 0.06 | 0 | 1 | 800 mm2 | 0 | 0 | 0 | 0 | 0 | 0 | 0 | 0 | 0 | 0 | 0 | 0 | 0 | 0 | 0 | 0 | 0 | 0 | 0 | 0 | 0 | 0 | 0 | 12 | 0
NO |  | 33 | 2015 | 1 | 34 | 34 |  | 0705 Terminal Potheads | III.-Ind. St. Line | 138 | 138 | Underground | 0.08 | 0 | 0 | 800 mm2 | 0 | 0 | 0 | 0 | 0 | 0 | 0 | 0 | 0 | 0 | 0 | 0 | 0 | 0 | 0 | 0 | 0 | 0 | 0 | 0 | 0 | 0 | 0 | 12 | 0
NO |  | 36 | 2015 | 0 | 1 | 1 |  | Ramapo Substation | New York - New Jersey State | 500000 | 500000 | Overhead | 5.37 | 0 | 1 | 2,493,000A | 474424 | 2774344 | 3248768 | 0 | 0 | 0 | 0 | 0 | 0 | 0 | 0 | 0 | 0 | 0 | 0 | 0 | 0 | 0 | 0 | 0 | 0 | 0 | 0 | 12 | 0
NO |  | 36 | 2015 | 0 | 2 | 2 |  | Pleasant Valley Substation | New York - Connect. | 345000 | 345000 | Overhead | 17.73 | 0 | 1 | 2,156,000A | 829568 | 2566003 | 3395571 | 0 | 0 | 0 | 0 | 0 | 0 | 0 | 0 | 0 | 0 | 0 | 0 | 0 | 0 | 0 | 0 | 0 | 0 | 0 | 0 | 12 | 0
NO |  | 36 | 2015 | 0 | 3 | 3 |  | Millwood Substat., via East | Sprainbrook | 345000 | 345000 | Overhead | 18.42 | 0 | 4 | 2,493,000A | 924342 | 26643082 | 27567424 | 0 | 0 | 0 | 0 | 0 | 0 | 0 | 0 | 0 | 0 | 0 | 0 | 0 | 0 | 0 | 0 | 0 | 0 | 0 | 0 | 12 | 0
NO |  | 36 | 2015 | 0 | 4 | 4 |  | Sprainbrook Substation | Dunwoodie Substation | 345000 | 345000 | Overhead | 1.11 | 0 | 2 | 795KA & 2,493KA | 1684846 | 1449858 | 3134704 | 0 | 0 | 0 | 0 | 0 | 0 | 0 | 0 | 0 | 0 | 0 | 0 | 0 | 0 | 0 | 0 | 0 | 0 | 0 | 0 | 12 | 0
NO |  | 36 | 2015 | 0 | 5 | 5 |  | Fresh Kills Substation | Goethals Substation | 345000 | 345000 | Overhead | 2.02 | 0 | 2 | 795,000A | 0 | 1617471 | 1617471 | 0 | 0 | 0 | 0 | 0 | 0 | 0 | 0 | 0 | 0 | 0 | 0 | 0 | 0 | 0 | 0 | 0 | 0 | 0 | 0 | 12 | 0
NO |  | 36 | 2015 | 0 | 6 | 6 |  | West Haverstraw Terminal | Ladentown Sw. Sta. (Note 1) | 345000 | 345000 | Overhead | 5.03 | 0 | 2 | 2,493,000A | 227837 | 3963050 | 4190887 | 0 | 0 | 0 | 0 | 0 | 0 | 0 | 0 | 0 | 0 | 0 | 0 | 0 | 0 | 0 | 0 | 0 | 0 | 0 | 0 | 12 | 0
NO |  | 36 | 2015 | 0 | 7 | 7 |  | Ramapo Substation via Laden | Buchanan Substation (Note 2 | 345000 | 345000 | Overhead | 15.96 | 0 | 2 | 2,493,000A | 4022718 | 40092241 | 44114959 | 0 | 0 | 0 | 0 | 0 | 0 | 0 | 0 | 0 | 0 | 0 | 0 | 0 | 0 | 0 | 0 | 0 | 0 | 0 | 0 | 12 | 0
NO |  | 36 | 2015 | 0 | 8 | 8 |  | Millwood Substation | Buchanan Substation | 345000 | 345000 | Overhead | 0.73 | 0 | 2 | 1,172,000A | 774962 | 3207835 | 3982797 | 0 | 0 | 0 | 0 | 0 | 0 | 0 | 0 | 0 | 0 | 0 | 0 | 0 | 0 | 0 | 0 | 0 | 0 | 0 | 0 | 12 | 0
NO |  | 36 | 2015 | 0 | 9 | 9 |  | Ramapo Substation | New York - New Jersey State | 345000 | 345000 | Overhead | 3.52 | 0 | 1 | 1,590,000A | 0 | 3883699 | 3883699 | 0 | 0 | 0 | 0 | 0 | 0 | 0 | 0 | 0 | 0 | 0 | 0 | 0 | 0 | 0 | 0 | 0 | 0 | 0 | 0 | 12 | 0
NO |  | 36 | 2015 | 0 | 10 | 10 |  | Buchanan Substation | Millwood Substation | 345000 | 345000 | Overhead | 9.8 | 0 | 1 | 2,493,000A | 400096 | 20089744 | 20489840 | 0 | 0 | 0 | 0 | 0 | 0 | 0 | 0 | 0 | 0 | 0 | 0 | 0 | 0 | 0 | 0 | 0 | 0 | 0 | 0 | 12 | 0
NO |  | 36 | 2015 | 0 | 11 | 11 |  | Dunwoodie Substation Via Pl | Pleasant Valley Substation | 345000 | 345000 | Overhead | 61.19 | 0 | 2 | 2,385,KA &2,493KA | 708340 | 76363987 | 77072327 | 0 | 0 | 0 | 0 | 0 | 0 | 0 | 0 | 0 | 0 | 0 | 0 | 0 | 0 | 0 | 0 | 0 | 0 | 0 | 0 | 12 | 0
NO |  | 36 | 2015 | 0 | 12 | 12 |  | Ramapo | Rock Tavern | 345000 | 345000 | Overhead | 27.4 | 0 | 1 | 1,590,000A | 4556428 | 18746239 | 23302667 | 0 | 0 | 0 | 0 | 0 | 0 | 0 | 0 | 0 | 0 | 0 | 0 | 0 | 0 | 0 | 0 | 0 | 0 | 0 | 0 | 12 | 0
NO |  | 36 | 2015 | 0 | 13 | 13 |  | Millwood Substation Via Woo | Pleasant Valley | 345000 | 345000 | Overhead | 40.86 | 0 | 2 | 927,000A | 639325 | 48412593 | 49051918 | 0 | 0 | 0 | 0 | 0 | 0 | 0 | 0 | 0 | 0 | 0 | 0 | 0 | 0 | 0 | 0 | 0 | 0 | 0 | 0 | 12 | 0
NO |  | 36 | 2015 | 0 | 14 | 14 |  | Dunwoodie via Mott Haven S | Rainey Substation | 345000 | 345000 | Underground | 15.31 | 0 | 2 | 2,000,KC &2,500KC | 312252 | 85703537 | 86015789 | 0 | 0 | 0 | 0 | 0 | 0 | 0 | 0 | 0 | 0 | 0 | 0 | 0 | 0 | 0 | 0 | 0 | 0 | 0 | 0 | 12 | 0
NO |  | 36 | 2015 | 0 | 15 | 15 |  | Rainey Substation | Farragut Substation | 345000 | 345000 | Underground | 7.37 | 0 | 3 | 2,000,000C | 670751 | 40042214 | 40712965 | 0 | 0 | 0 | 0 | 0 | 0 | 0 | 0 | 0 | 0 | 0 | 0 | 0 | 0 | 0 | 0 | 0 | 0 | 0 | 0 | 12 | 0
NO |  | 36 | 2015 | 0 | 16 | 16 |  | Farragut Substation | East 13th St. Substation | 345000 | 345000 | Underground | 1.89 | 0 | 4 | 2,000,000C | 0 | 25017462 | 25017462 | 0 | 0 | 0 | 0 | 0 | 0 | 0 | 0 | 0 | 0 | 0 | 0 | 0 | 0 | 0 | 0 | 0 | 0 | 0 | 0 | 12 | 0
NO |  | 36 | 2015 | 0 | 17 | 17 |  | Farragut Substation | Gowanus Substation | 345000 | 345000 | Underground | 3.91 | 0 | 2 | 2,000,000C | 0 | 21609333 | 21609333 | 0 | 0 | 0 | 0 | 0 | 0 | 0 | 0 | 0 | 0 | 0 | 0 | 0 | 0 | 0 | 0 | 0 | 0 | 0 | 0 | 12 | 0
NO |  | 36 | 2015 | 0 | 18 | 18 |  | Gowanus Substation | Goethals Substation | 345000 | 345000 | Underground | 12.89 | 0 | 2 | 2,000,000C | 10224 | 23878020 | 23888244 | 0 | 0 | 0 | 0 | 0 | 0 | 0 | 0 | 0 | 0 | 0 | 0 | 0 | 0 | 0 | 0 | 0 | 0 | 0 | 0 | 12 | 0
NO |  | 36 | 2015 | 0 | 19 | 19 |  | Farragut Substation | New York - New Jersey State | 345000 | 345000 | Underground | 3.4 | 0 | 2 | 2,000KC, &2,500KC | 0 | 23485661 | 23485661 | 0 | 0 | 0 | 0 | 0 | 0 | 0 | 0 | 0 | 0 | 0 | 0 | 0 | 0 | 0 | 0 | 0 | 0 | 0 | 0 | 12 | 0
NO |  | 36 | 2015 | 0 | 20 | 20 |  | Sprainbrook Substation | Tremont Substation | 345000 | 345000 | Underground | 9.26 | 0 | 1 | 2,000KC, &2,500KC | 0 | 9276099 | 9276099 | 0 | 0 | 0 | 0 | 0 | 0 | 0 | 0 | 0 | 0 | 0 | 0 | 0 | 0 | 0 | 0 | 0 | 0 | 0 | 0 | 12 | 0
NO |  | 36 | 2015 | 0 | 21 | 21 |  | Sprainbrook Substation | West 49th St. Substation | 345000 | 345000 | Underground | 17.41 | 0 | 2 | 2,500,000C | 313393 | 99113849 | 99427242 | 0 | 0 | 0 | 0 | 0 | 0 | 0 | 0 | 0 | 0 | 0 | 0 | 0 | 0 | 0 | 0 | 0 | 0 | 0 | 0 | 12 | 0
NO |  | 36 | 2015 | 0 | 22 | 22 |  | West 49th St. Substation | East 13th Street Substation | 345000 | 345000 | Underground | 4.15 | 0 | 2 | 2,500,000C | 0 | 9361924 | 9361924 | 0 | 0 | 0 | 0 | 0 | 0 | 0 | 0 | 0 | 0 | 0 | 0 | 0 | 0 | 0 | 0 | 0 | 0 | 0 | 0 | 12 | 0
NO |  | 36 | 2015 | 0 | 23 | 23 |  | Dunwoodie Substation | Westchester/Nassau; County | 345000 | 345000 | Underground | 10.05 | 0 | 1 | 2,500KC &3,000KC | 207396 | 43474097 | 43681493 | 0 | 0 | 0 | 0 | 0 | 0 | 0 | 0 | 0 | 0 | 0 | 0 | 0 | 0 | 0 | 0 | 0 | 0 | 0 | 0 | 12 | 0
NO |  | 36 | 2015 | 0 | 24 | 24 |  | Mid Arthur Kill | Goethals | 345000 | 345000 | Underground | 0.7 | 0 | 2 | 2,500,000C | 0 | 10 | 10 | 0 | 0 | 0 | 0 | 0 | 0 | 0 | 0 | 0 | 0 | 0 | 0 | 0 | 0 | 0 | 0 | 0 | 0 | 0 | 0 | 12 | 0
NO |  | 36 | 2015 | 0 | 25 | 25 |  | Sprainbrook, Waterway | Sherman Creek Substation (N | 345000 | 345000 | Underground | 4.15 | 0 | 2 | 2,500,000C | 0 | 139348823 | 139348823 | 0 | 0 | 0 | 0 | 0 | 0 | 0 | 0 | 0 | 0 | 0 | 0 | 0 | 0 | 0 | 0 | 0 | 0 | 0 | 0 | 12 | 0
NO |  | 36 | 2015 | 0 | 26 | 26 |  | Sprainbrook | Academy | 345000 | 345000 | Underground | 0 | 0 | 2 | 2,500,000C | 0 | 138034010 | 138034010 | 0 | 0 | 0 | 0 | 0 | 0 | 0 | 0 | 0 | 0 | 0 | 0 | 0 | 0 | 0 | 0 | 0 | 0 | 0 | 0 | 12 | 0
NO |  | 36 | 2015 | 0 | 27 | 27 |  | Goethals Station | New York - New Jersey State | 230000 | 230000 | Overhead | 0.38 | 0 | 1 | 795KA & 804,000A | 0 | 439079 | 439079 | 0 | 0 | 0 | 0 | 0 | 0 | 0 | 0 | 0 | 0 | 0 | 0 | 0 | 0 | 0 | 0 | 0 | 0 | 0 | 0 | 12 | 0
NO |  | 36 | 2015 | 0 | 28 | 28 |  | Millwood Substation | Buchanan Substation | 138000 | 138000 | Overhead | 9.57 | 0 | 2 | 1,590,000A | 1195419 | 2728374 | 3923793 | 0 | 0 | 0 | 0 | 0 | 0 | 0 | 0 | 0 | 0 | 0 | 0 | 0 | 0 | 0 | 0 | 0 | 0 | 0 | 0 | 12 | 0
NO |  | 36 | 2015 | 0 | 29 | 29 |  | Dunwoodie Substation | Sprainbrook Substation | 138000 | 138000 | Overhead | 1.37 | 0 | 2 | 795,KA &2,156KA | 1294957 | 1678649 | 2973606 | 0 | 0 | 0 | 0 | 0 | 0 | 0 | 0 | 0 | 0 | 0 | 0 | 0 | 0 | 0 | 0 | 0 | 0 | 0 | 0 | 12 | 0
NO |  | 36 | 2015 | 0 | 30 | 30 |  | Buchanan Substation | Peekskill Refuse Plant | 138000 | 138000 | Overhead | 0.92 | 0 | 1 | 336,000A | 0 | 0 | 0 | 0 | 0 | 0 | 0 | 0 | 0 | 0 | 0 | 0 | 0 | 0 | 0 | 0 | 0 | 0 | 0 | 0 | 0 | 0 | 0 | 12 | 0
NO |  | 36 | 2015 | 0 | 31 | 31 |  | Elmsford Substation | White Plains Substation | 138000 | 138000 | Underground | 2.56 | 0 | 1 | 600,000C | 0 | 1080977 | 1080977 | 0 | 0 | 0 | 0 | 0 | 0 | 0 | 0 | 0 | 0 | 0 | 0 | 0 | 0 | 0 | 0 | 0 | 0 | 0 | 0 | 12 | 0
NO |  | 36 | 2015 | 0 | 32 | 32 |  | Webster Av | N. Botanical Sq. | 138000 | 138000 | Underground | 1.32 | 0 | 1 | 500,000C | 0 | 67327 | 67327 | 0 | 0 | 0 | 0 | 0 | 0 | 0 | 0 | 0 | 0 | 0 | 0 | 0 | 0 | 0 | 0 | 0 | 0 | 0 | 0 | 12 | 0
NO |  | 36 | 2015 | 0 | 33 | 33 |  | Elmsford Sub. Via White Pla | Harrison Substation | 138000 | 138000 | Underground | 7.5 | 0 | 3 | 500,000A | 59047 | 33043140 | 33102187 | 0 | 0 | 0 | 0 | 0 | 0 | 0 | 0 | 0 | 0 | 0 | 0 | 0 | 0 | 0 | 0 | 0 | 0 | 0 | 0 | 12 | 0
NO |  | 36 | 2015 | 0 | 34 | 34 |  | Millwood Substation | Ossining Substation | 138000 | 138000 | Underground | 5.57 | 0 | 2 | 350,000C | 0 | 10634075 | 10634075 | 0 | 0 | 0 | 0 | 0 | 0 | 0 | 0 | 0 | 0 | 0 | 0 | 0 | 0 | 0 | 0 | 0 | 0 | 0 | 0 | 12 | 0
NO |  | 36 | 2015 | 0 | 35 | 35 |  | Dunwoodie North Substation | Washington St. Substation | 138000 | 138000 | Underground | 3.61 | 0 | 2 | 1,500KC &2,500KC | 0 | 5275532 | 5275532 | 0 | 0 | 0 | 0 | 0 | 0 | 0 | 0 | 0 | 0 | 0 | 0 | 0 | 0 | 0 | 0 | 0 | 0 | 0 | 0 | 12 | 0
NO |  | 36 | 2015 | 0 | 36 | 36 |  | TOTAL |  | 0 | 0 |  | 504.62 | 0 | 220 |  | 19718169 | 1636020694 | 1655738863 | 0 | 0 | 0 | 0 | 0 | 0 | 0 | 0 | 0 | 0 | 0 | 0 | 0 | 0 | 0 | 0 | 0 | 0 | 0 | 0 | 12 | 0
NO |  | 36 | 2015 | 1 | 1 | 1 |  | Dunwoodie North Substation | Washington St. Substation | 138000 | 138000 | Underground | 6.58 | 0 | 2 | 1,500KC &2,500KC | 0 | 29415695 | 29415695 | 0 | 0 | 0 | 0 | 0 | 0 | 0 | 0 | 0 | 0 | 0 | 0 | 0 | 0 | 0 | 0 | 0 | 0 | 0 | 0 | 12 | 0
NO |  | 36 | 2015 | 1 | 2 | 2 |  | Cedar Street Substation | Tee at North; Columbus Ave | 138000 | 138000 | Underground | 2.75 | 0 | 2 | 350,000C | 0 | 5989836 | 5989836 | 0 | 0 | 0 | 0 | 0 | 0 | 0 | 0 | 0 | 0 | 0 | 0 | 0 | 0 | 0 | 0 | 0 | 0 | 0 | 0 | 12 | 0
NO |  | 36 | 2015 | 1 | 3 | 3 |  | Washington st | Cedar Street | 138000 | 138000 | Underground | 3.2 | 0 | 2 | 350,000C | 0 | 651618 | 651618 | 0 | 0 | 0 | 0 | 0 | 0 | 0 | 0 | 0 | 0 | 0 | 0 | 0 | 0 | 0 | 0 | 0 | 0 | 0 | 0 | 12 | 0
NO |  | 36 | 2015 | 1 | 4 | 4 |  | Dunwoodie North Substation | Sherman Creek Substation | 138000 | 138000 | Underground | 7.88 | 0 | 2 | 1,250KC &1,500KC | 2004 | 49718094 | 49720098 | 0 | 0 | 0 | 0 | 0 | 0 | 0 | 0 | 0 | 0 | 0 | 0 | 0 | 0 | 0 | 0 | 0 | 0 | 0 | 0 | 12 | 0
NO |  | 36 | 2015 | 1 | 5 | 5 |  | Sherman Creek Substation | East 179th St. Substation | 138000 | 138000 | Underground | 1.95 | 0 | 2 | 1,500KC &2,500KC | 16855 | 2850291 | 2867146 | 0 | 0 | 0 | 0 | 0 | 0 | 0 | 0 | 0 | 0 | 0 | 0 | 0 | 0 | 0 | 0 | 0 | 0 | 0 | 0 | 12 | 0
NO |  | 36 | 2015 | 1 | 6 | 6 |  | E. 179th Street Substation | Parkchester Substation | 138000 | 138000 | Underground | 2.03 | 0 | 4 | 1,250KC &1,500KC | 0 | 2818701 | 2818701 | 0 | 0 | 0 | 0 | 0 | 0 | 0 | 0 | 0 | 0 | 0 | 0 | 0 | 0 | 0 | 0 | 0 | 0 | 0 | 0 | 12 | 0
NO |  | 36 | 2015 | 1 | 7 | 7 |  | E. 179th Street Substation | Hellgate Substation | 138000 | 138000 | Underground | 4.24 | 0 | 3 | 1.5MC&2.5MC&2MC | 0 | 25698647 | 25698647 | 0 | 0 | 0 | 0 | 0 | 0 | 0 | 0 | 0 | 0 | 0 | 0 | 0 | 0 | 0 | 0 | 0 | 0 | 0 | 0 | 12 | 0
NO |  | 36 | 2015 | 1 | 8 | 8 |  | Dunwoodie South Substation | E. 179th Street Substation | 138000 | 138000 | Underground | 7.38 | 0 | 1 | 2,500,000C | 0 | 12951129 | 12951129 | 0 | 0 | 0 | 0 | 0 | 0 | 0 | 0 | 0 | 0 | 0 | 0 | 0 | 0 | 0 | 0 | 0 | 0 | 0 | 0 | 12 | 0
NO |  | 36 | 2015 | 1 | 9 | 9 |  | Hellgate | Astoria | 138000 | 138000 | Underground | 1.67 | 0 | 7 | 1,500,000C | 0 | 9492564 | 9492564 | 0 | 0 | 0 | 0 | 0 | 0 | 0 | 0 | 0 | 0 | 0 | 0 | 0 | 0 | 0 | 0 | 0 | 0 | 0 | 0 | 12 | 0
NO |  | 36 | 2015 | 1 | 10 | 10 |  | Dunwoodie South Substation | Mott Haven Substation | 138000 | 138000 | Underground | 3.56 | 0 | 1 | 2,500,000C & 2MC | 0 | 125316 | 125316 | 0 | 0 | 0 | 0 | 0 | 0 | 0 | 0 | 0 | 0 | 0 | 0 | 0 | 0 | 0 | 0 | 0 | 0 | 0 | 0 | 12 | 0
NO |  | 36 | 2015 | 1 | 11 | 11 |  | Dunwoodie South | Rockview | 138000 | 138000 | Underground | 1.5 | 0 | 1 | 2,500,000C | 0 | 6532 | 6532 | 0 | 0 | 0 | 0 | 0 | 0 | 0 | 0 | 0 | 0 | 0 | 0 | 0 | 0 | 0 | 0 | 0 | 0 | 0 | 0 | 12 | 0
NO |  | 36 | 2015 | 1 | 12 | 12 |  | Astoria Substation | Corona Substation | 138000 | 138000 | Underground | 5.02 | 0 | 6 | 1,500,000C &2MC | 0 | 8651797 | 8651797 | 0 | 0 | 0 | 0 | 0 | 0 | 0 | 0 | 0 | 0 | 0 | 0 | 0 | 0 | 0 | 0 | 0 | 0 | 0 | 0 | 12 | 0
NO |  | 36 | 2015 | 1 | 13 | 13 |  | Corona Substation | Jamaica Substation | 138000 | 138000 | Underground | 4.49 | 0 | 2 | 1,500,000C | 0 | 9106411 | 9106411 | 0 | 0 | 0 | 0 | 0 | 0 | 0 | 0 | 0 | 0 | 0 | 0 | 0 | 0 | 0 | 0 | 0 | 0 | 0 | 0 | 12 | 0
NO |  | 36 | 2015 | 1 | 14 | 14 |  | Jamaica Substation | Queens/Nassau; County Line; | 138000 | 138000 | Underground | 5.59 | 0 | 2 | 900,000C | 0 | 1930524 | 1930524 | 0 | 0 | 0 | 0 | 0 | 0 | 0 | 0 | 0 | 0 | 0 | 0 | 0 | 0 | 0 | 0 | 0 | 0 | 0 | 0 | 12 | 0
NO |  | 36 | 2015 | 1 | 15 | 15 |  | Astoria Substation | Queensbridge Substation | 138000 | 138000 | Underground | 2.79 | 0 | 6 | 1,500,000C &2MC | 0 | 5870210 | 5870210 | 0 | 0 | 0 | 0 | 0 | 0 | 0 | 0 | 0 | 0 | 0 | 0 | 0 | 0 | 0 | 0 | 0 | 0 | 0 | 0 | 12 | 0
NO |  | 36 | 2015 | 1 | 16 | 16 |  | Queensbridge Substation | Vernon Substation | 138000 | 138000 | Underground | 0.73 | 0 | 4 | 1,500,000C &2MC | 0 | 1602102 | 1602102 | 0 | 0 | 0 | 0 | 0 | 0 | 0 | 0 | 0 | 0 | 0 | 0 | 0 | 0 | 0 | 0 | 0 | 0 | 0 | 0 | 12 | 0
NO |  | 36 | 2015 | 1 | 17 | 17 |  | Vernon | Glendale | 138000 | 138000 | Underground | 5.42 | 0 | 5 | 1,500,000C | 0 | 50287389 | 50287389 | 0 | 0 | 0 | 0 | 0 | 0 | 0 | 0 | 0 | 0 | 0 | 0 | 0 | 0 | 0 | 0 | 0 | 0 | 0 | 0 | 12 | 0
NO |  | 36 | 2015 | 1 | 18 | 18 |  | Vernon Substation & Tap | Newtown Substation | 138000 | 138000 | Underground | 5.42 | 0 | 5 | 1.5MC&2MC&2.5MC | 0 | 6568515 | 6568515 | 0 | 0 | 0 | 0 | 0 | 0 | 0 | 0 | 0 | 0 | 0 | 0 | 0 | 0 | 0 | 0 | 0 | 0 | 0 | 0 | 12 | 0
NO |  | 36 | 2015 | 1 | 19 | 19 |  | Vernon Substation | Greenwood Substation | 138000 | 138000 | Underground | 8.88 | 0 | 2 | 1.5MC & 2MC | 0 | 13329584 | 13329584 | 0 | 0 | 0 | 0 | 0 | 0 | 0 | 0 | 0 | 0 | 0 | 0 | 0 | 0 | 0 | 0 | 0 | 0 | 0 | 0 | 12 | 0
NO |  | 36 | 2015 | 1 | 20 | 20 |  | Greenwood Substation | Bensonhurst Substation | 138000 | 138000 | Underground | 3.61 | 0 | 5 | 2MC & 2.5MC | 0 | 29592472 | 29592472 | 0 | 0 | 0 | 0 | 0 | 0 | 0 | 0 | 0 | 0 | 0 | 0 | 0 | 0 | 0 | 0 | 0 | 0 | 0 | 0 | 12 | 0
NO |  | 36 | 2015 | 1 | 21 | 21 |  | Greenwood Substation | Gowanus Substation | 138000 | 138000 | Underground | 0.66 | 0 | 2 | 2MC & 2.5MC | 0 | 8127891 | 8127891 | 0 | 0 | 0 | 0 | 0 | 0 | 0 | 0 | 0 | 0 | 0 | 0 | 0 | 0 | 0 | 0 | 0 | 0 | 0 | 0 | 12 | 0
NO |  | 36 | 2015 | 1 | 22 | 22 |  | Tee at Marcy Ave. Division | Kent Avenue Substation | 138000 | 138000 | Underground | 0.62 | 0 | 1 | 350,000C | 0 | 320479 | 320479 | 0 | 0 | 0 | 0 | 0 | 0 | 0 | 0 | 0 | 0 | 0 | 0 | 0 | 0 | 0 | 0 | 0 | 0 | 0 | 0 | 12 | 0
NO |  | 36 | 2015 | 1 | 23 | 23 |  | Greenwood Substation | Fox Hills Substation | 138000 | 138000 | Underground | 6.36 | 0 | 2 | 1.5MC & 2MC | 0 | 7146049 | 7146049 | 0 | 0 | 0 | 0 | 0 | 0 | 0 | 0 | 0 | 0 | 0 | 0 | 0 | 0 | 0 | 0 | 0 | 0 | 0 | 0 | 12 | 0
NO |  | 36 | 2015 | 1 | 24 | 24 |  | Fox Hills Substation | Fresh Kills Substation | 138000 | 138000 | Underground | 7.42 | 0 | 2 | 2MC & 2.5MC | 0 | 5911115 | 5911115 | 0 | 0 | 0 | 0 | 0 | 0 | 0 | 0 | 0 | 0 | 0 | 0 | 0 | 0 | 0 | 0 | 0 | 0 | 0 | 0 | 12 | 0
NO |  | 36 | 2015 | 1 | 25 | 25 |  | Hudson Avenue Substation | Jamaica Substation | 138000 | 138000 | Underground | 11.11 | 0 | 2 | 1.25MC & 1.5MC | 0 | 17429629 | 17429629 | 0 | 0 | 0 | 0 | 0 | 0 | 0 | 0 | 0 | 0 | 0 | 0 | 0 | 0 | 0 | 0 | 0 | 0 | 0 | 0 | 12 | 0
NO |  | 36 | 2015 | 1 | 26 | 26 |  | Hudson Avenue Substation | Farragut Substation | 138000 | 138000 | Underground | 0.38 | 0 | 2 | 2,500,000C | 0 | 236597 | 236597 | 0 | 0 | 0 | 0 | 0 | 0 | 0 | 0 | 0 | 0 | 0 | 0 | 0 | 0 | 0 | 0 | 0 | 0 | 0 | 0 | 12 | 0
NO |  | 36 | 2015 | 1 | 27 | 27 |  | Cherry St. Substation | E. 13th Street Substation | 138000 | 138000 | Underground | 1.99 | 0 | 3 | 500,000C &2.5MC | 0 | 20420900 | 20420900 | 0 | 0 | 0 | 0 | 0 | 0 | 0 | 0 | 0 | 0 | 0 | 0 | 0 | 0 | 0 | 0 | 0 | 0 | 0 | 0 | 12 | 0
NO |  | 36 | 2015 | 1 | 28 | 28 |  | Farragut Substation | Brownsville Substation | 138000 | 138000 | Underground | 6.45 | 0 | 5 | 2MC &2.5MC | 0 | 25168232 | 25168232 | 0 | 0 | 0 | 0 | 0 | 0 | 0 | 0 | 0 | 0 | 0 | 0 | 0 | 0 | 0 | 0 | 0 | 0 | 0 | 0 | 12 | 0
NO |  | 36 | 2015 | 1 | 29 | 29 |  | East 13th Street Substatio | East 29th Street Substation | 138000 | 138000 | Underground | 1.56 | 0 | 5 | 350KC, 750KC,2MC | 0 | 6057533 | 6057533 | 0 | 0 | 0 | 0 | 0 | 0 | 0 | 0 | 0 | 0 | 0 | 0 | 0 | 0 | 0 | 0 | 0 | 0 | 0 | 0 | 12 | 0
NO |  | 36 | 2015 | 1 | 30 | 30 |  | East 13th Street Substatio | East 13th Street Substation | 138000 | 138000 | Underground | 0.09 | 0 | 7 | 2,000,000C &2.5MC | 0 | 1201704 | 1201704 | 0 | 0 | 0 | 0 | 0 | 0 | 0 | 0 | 0 | 0 | 0 | 0 | 0 | 0 | 0 | 0 | 0 | 0 | 0 | 0 | 12 | 0
NO |  | 36 | 2015 | 1 | 31 | 31 |  | East 13th Street Substatio | East River; Gen. Station | 138000 | 138000 | Underground | 0.08 | 0 | 4 | 2,000,000C | 0 | 162937 | 162937 | 0 | 0 | 0 | 0 | 0 | 0 | 0 | 0 | 0 | 0 | 0 | 0 | 0 | 0 | 0 | 0 | 0 | 0 | 0 | 0 | 12 | 0
NO |  | 36 | 2015 | 1 | 32 | 32 |  | Rainey Substation | East 75th Street Substation | 138000 | 138000 | Underground | 1.32 | 0 | 4 | 2,000,000C &2.5MC | 0 | 10694643 | 10694643 | 0 | 0 | 0 | 0 | 0 | 0 | 0 | 0 | 0 | 0 | 0 | 0 | 0 | 0 | 0 | 0 | 0 | 0 | 0 | 0 | 12 | 0
NO |  | 36 | 2015 | 1 | 33 | 33 |  | East 75th Street Substatio | West 110th St Substation | 138000 | 138000 | Underground | 3.58 | 0 | 1 | 2,000,000C &2.5MC | 0 | 1905914 | 1905914 | 0 | 0 | 0 | 0 | 0 | 0 | 0 | 0 | 0 | 0 | 0 | 0 | 0 | 0 | 0 | 0 | 0 | 0 | 0 | 0 | 12 | 0
NO |  | 36 | 2015 | 1 | 34 | 34 |  | Tee Vicinity East 74th Stre | West 110th St Substation | 138000 | 138000 | Underground | 3.44 | 0 | 3 | 1,500,000C &2MC | 0 | 4996494 | 4996494 | 0 | 0 | 0 | 0 | 0 | 0 | 0 | 0 | 0 | 0 | 0 | 0 | 0 | 0 | 0 | 0 | 0 | 0 | 0 | 0 | 12 | 0
NO |  | 36 | 2015 | 1 | 35 | 35 |  | World Trade Center; Via Sea | Farragut | 138000 | 138000 | Underground | 2.57 | 0 | 5 | 1.5MC &2MC & 3MC | 0 | 23600806 | 23600806 | 0 | 0 | 0 | 0 | 0 | 0 | 0 | 0 | 0 | 0 | 0 | 0 | 0 | 0 | 0 | 0 | 0 | 0 | 0 | 0 | 12 | 0
NO |  | 36 | 2015 | 2 | 1 | 1 |  | Eastview Substation | Elmsford Substation | 138000 | 138000 | Underground | 2.68 | 0 | 4 | 2,000,000C | 392985 | 8424569 | 8817554 | 0 | 0 | 0 | 0 | 0 | 0 | 0 | 0 | 0 | 0 | 0 | 0 | 0 | 0 | 0 | 0 | 0 | 0 | 0 | 0 | 12 | 0
NO |  | 36 | 2015 | 2 | 2 | 2 |  | Fresh Kills Substation | Wainwright Substation | 138000 | 138000 | Underground | 4.87 | 0 | 2 | 470,000A | 0 | 9360771 | 9360771 | 0 | 0 | 0 | 0 | 0 | 0 | 0 | 0 | 0 | 0 | 0 | 0 | 0 | 0 | 0 | 0 | 0 | 0 | 0 | 0 | 12 | 0
NO |  | 36 | 2015 | 2 | 3 | 3 |  | N.H.R.R. Substation | Tee Vicinity | 138000 | 138000 | Underground | 0.07 | 0 | 2 | 350,000C | 0 | 2755156 | 2755156 | 0 | 0 | 0 | 0 | 0 | 0 | 0 | 0 | 0 | 0 | 0 | 0 | 0 | 0 | 0 | 0 | 0 | 0 | 0 | 0 | 12 | 0
NO |  | 36 | 2015 | 2 | 4 | 4 |  | Jamaica Substation | Lake Success Line | 138000 | 138000 | Underground | 8.09 | 0 | 1 | 2,500,000C | 0 | 10941639 | 10941639 | 0 | 0 | 0 | 0 | 0 | 0 | 0 | 0 | 0 | 0 | 0 | 0 | 0 | 0 | 0 | 0 | 0 | 0 | 0 | 0 | 12 | 0
NO |  | 36 | 2015 | 2 | 5 | 5 |  | West 42nd Street Substation | West 49th Street Substation | 138000 | 138000 | Underground | 0.69 | 0 | 5 | 750KC, 2MC, 2.5MC | 0 | 3986670 | 3986670 | 0 | 0 | 0 | 0 | 0 | 0 | 0 | 0 | 0 | 0 | 0 | 0 | 0 | 0 | 0 | 0 | 0 | 0 | 0 | 0 | 12 | 0
NO |  | 36 | 2015 | 2 | 6 | 6 |  | West 65th Street Substation | West 49th Street Substation | 138000 | 138000 | Underground | 1.13 | 0 | 5 | 2MC &2.5MC | 0 | 13408423 | 13408423 | 0 | 0 | 0 | 0 | 0 | 0 | 0 | 0 | 0 | 0 | 0 | 0 | 0 | 0 | 0 | 0 | 0 | 0 | 0 | 0 | 12 | 0
NO |  | 36 | 2015 | 2 | 7 | 7 |  | Rainey Substation | West 110th St Substation | 138000 | 138000 | Underground | 4.56 | 0 | 1 | 1.5MC &2MC | 0 | 7227119 | 7227119 | 0 | 0 | 0 | 0 | 0 | 0 | 0 | 0 | 0 | 0 | 0 | 0 | 0 | 0 | 0 | 0 | 0 | 0 | 0 | 0 | 12 | 0
NO |  | 36 | 2015 | 2 | 8 | 8 |  | Tap at 1st Avenue and 71st | East 75th Street Substation | 138000 | 138000 | Underground | 0.46 | 0 | 1 | 500,000C | 0 | 670151 | 670151 | 0 | 0 | 0 | 0 | 0 | 0 | 0 | 0 | 0 | 0 | 0 | 0 | 0 | 0 | 0 | 0 | 0 | 0 | 0 | 0 | 12 | 0
NO |  | 36 | 2015 | 2 | 9 | 9 |  | Vernon Substation | East 40th Street Substation | 138000 | 138000 | Underground | 3.65 | 0 | 5 | 1,500,000C | 0 | 44335083 | 44335083 | 0 | 0 | 0 | 0 | 0 | 0 | 0 | 0 | 0 | 0 | 0 | 0 | 0 | 0 | 0 | 0 | 0 | 0 | 0 | 0 | 12 | 0
NO |  | 36 | 2015 | 2 | 10 | 10 |  | Vernon Substation | Tee at 65th St & Amsterdam | 138000 | 138000 | Underground | 3.03 | 0 | 1 | 2,000,000C | 0 | 3064591 | 3064591 | 0 | 0 | 0 | 0 | 0 | 0 | 0 | 0 | 0 | 0 | 0 | 0 | 0 | 0 | 0 | 0 | 0 | 0 | 0 | 0 | 12 | 0
NO |  | 36 | 2015 | 2 | 11 | 11 |  | East 36th Street Substation | Tee at 29th St.& First Ave | 138000 | 138000 | Underground | 0.49 | 0 | 4 | 2,000,000C | 0 | 1526540 | 1526540 | 0 | 0 | 0 | 0 | 0 | 0 | 0 | 0 | 0 | 0 | 0 | 0 | 0 | 0 | 0 | 0 | 0 | 0 | 0 | 0 | 12 | 0
NO |  | 36 | 2015 | 2 | 12 | 12 |  | East 36th Street Substation | East 13th Street Substation | 138000 | 138000 | Underground | 1.64 | 0 | 1 | 2,000,000C | 0 | 1423805 | 1423805 | 0 | 0 | 0 | 0 | 0 | 0 | 0 | 0 | 0 | 0 | 0 | 0 | 0 | 0 | 0 | 0 | 0 | 0 | 0 | 0 | 12 | 0
NO |  | 36 | 2015 | 2 | 13 | 13 |  | Gowanus Substation | Greenwood Substation | 138000 | 138000 | Underground | 0.95 | 0 | 2 | 2,000,000C | 0 | 3766459 | 3766459 | 0 | 0 | 0 | 0 | 0 | 0 | 0 | 0 | 0 | 0 | 0 | 0 | 0 | 0 | 0 | 0 | 0 | 0 | 0 | 0 | 12 | 0
NO |  | 36 | 2015 | 2 | 14 | 14 |  | Fresh Kills Substation | Woodrow Substation | 138000 | 138000 | Underground | 3.36 | 0 | 2 | 500,000C | 0 | 42080170 | 42080170 | 0 | 0 | 0 | 0 | 0 | 0 | 0 | 0 | 0 | 0 | 0 | 0 | 0 | 0 | 0 | 0 | 0 | 0 | 0 | 0 | 12 | 0
NO |  | 36 | 2015 | 2 | 15 | 15 |  | Eastview Substation | Grasslands Substation | 138000 | 138000 | Underground | 1.89 | 0 | 3 | 1,500,000C | 0 | 26792041 | 26792041 | 0 | 0 | 0 | 0 | 0 | 0 | 0 | 0 | 0 | 0 | 0 | 0 | 0 | 0 | 0 | 0 | 0 | 0 | 0 | 0 | 12 | 0
NO |  | 36 | 2015 | 2 | 16 | 16 |  | Mott Haven Substation | Parkview Substation | 138000 | 138000 | Underground | 2.31 | 0 | 4 | 3,000,000C | 0 | 93116819 | 93116819 | 0 | 0 | 0 | 0 | 0 | 0 | 0 | 0 | 0 | 0 | 0 | 0 | 0 | 0 | 0 | 0 | 0 | 0 | 0 | 0 | 12 | 0
NO |  | 39 | 2015 | 0 | 1 | 1 |  | Millstone Station | Manchester S/S | 345 | 345 | SCSP | 4.41 | 0 | 1 | 2-1272 ACSR | 0 | 49773221 | 49773221 | 0 | 0 | 0 | 0 | 0 | 0 | 0 | 0 | 0 | 0 | 0 | 0 | 0 | 0 | 0 | 0 | 0 | 0 | 0 | 0 | 12 | 1
NO |  | 39 | 2015 | 0 | 2 | 2 |  |  |  | 0 | 0 | SCHF | 40.92 | 0 | 0 | 2-1272 ACSR | 0 | 0 | 0 | 0 | 0 | 0 | 0 | 0 | 0 | 0 | 0 | 0 | 0 | 0 | 0 | 0 | 0 | 0 | 0 | 0 | 0 | 0 | 0 | 12 | 1
NO |  | 39 | 2015 | 0 | 3 | 3 |  |  |  | 0 | 0 | SCLT | 1.61 | 0 | 0 | 2-1272 ACSR | 0 | 0 | 0 | 0 | 0 | 0 | 0 | 0 | 0 | 0 | 0 | 0 | 0 | 0 | 0 | 0 | 0 | 0 | 0 | 0 | 0 | 0 | 0 | 12 | 1
NO |  | 39 | 2015 | 0 | 4 | 4 |  | Long Mountain S/S | Plumtree S/S | 345 | 345 | SCHF | 5.53 | 0 | 1 | 2-954 ACSR | 4544039 | 5025031 | 9569070 | 0 | 0 | 0 | 0 | 0 | 0 | 0 | 0 | 0 | 0 | 0 | 0 | 0 | 0 | 0 | 0 | 0 | 0 | 0 | 0 | 12 | 1
NO |  | 39 | 2015 | 0 | 5 | 5 |  |  |  | 0 | 0 | SCLT | 0.29 | 0 | 0 | 2-954 ACSR | 0 | 0 | 0 | 0 | 0 | 0 | 0 | 0 | 0 | 0 | 0 | 0 | 0 | 0 | 0 | 0 | 0 | 0 | 0 | 0 | 0 | 0 | 0 | 12 | 1
NO |  | 39 | 2015 | 0 | 6 | 6 |  |  |  | 0 | 0 | SCSPHF | 0.14 | 0 | 0 | 2-954 ACSR | 0 | 0 | 0 | 0 | 0 | 0 | 0 | 0 | 0 | 0 | 0 | 0 | 0 | 0 | 0 | 0 | 0 | 0 | 0 | 0 | 0 | 0 | 0 | 12 | 1
NO |  | 39 | 2015 | 0 | 7 | 7 |  |  |  | 0 | 0 | DCSP | 0 | 0.32 | 0 | 2-954 ACSR | 0 | 0 | 0 | 0 | 0 | 0 | 0 | 0 | 0 | 0 | 0 | 0 | 0 | 0 | 0 | 0 | 0 | 0 | 0 | 0 | 0 | 0 | 0 | 12 | 1
NO |  | 39 | 2015 | 0 | 8 | 8 |  |  |  | 0 | 0 | SCSP | 0.55 | 0 | 0 | 2-1272 ACSR | 0 | 0 | 0 | 0 | 0 | 0 | 0 | 0 | 0 | 0 | 0 | 0 | 0 | 0 | 0 | 0 | 0 | 0 | 0 | 0 | 0 | 0 | 0 | 12 | 1
NO |  | 39 | 2015 | 0 | 9 | 9 |  |  |  | 0 | 0 | DCSP | 0 | 10.9 | 0 | 2-1272 ACSR | 0 | 0 | 0 | 0 | 0 | 0 | 0 | 0 | 0 | 0 | 0 | 0 | 0 | 0 | 0 | 0 | 0 | 0 | 0 | 0 | 0 | 0 | 0 | 12 | 1
NO |  | 39 | 2015 | 0 | 10 | 10 |  |  |  | 0 | 0 | DCLT | 0 | 0.08 | 0 | 2-1272 ACSR | 0 | 0 | 0 | 0 | 0 | 0 | 0 | 0 | 0 | 0 | 0 | 0 | 0 | 0 | 0 | 0 | 0 | 0 | 0 | 0 | 0 | 0 | 0 | 12 | 1
NO |  | 39 | 2015 | 0 | 11 | 11 |  | Frost Bridge S/S | Southington S/S | 345 | 345 | SCHF | 12.72 | 0 | 1 | 2156 ACSR | 744279 | 7434345 | 8178624 | 0 | 0 | 0 | 0 | 0 | 0 | 0 | 0 | 0 | 0 | 0 | 0 | 0 | 0 | 0 | 0 | 0 | 0 | 0 | 0 | 12 | 1
NO |  | 39 | 2015 | 0 | 12 | 12 |  | Card S/S | Lake Road S/S | 345 | 345 | SCHF | 28.01 | 0 | 1 | 2-954 ACSR | 1240074 | 10989957 | 12230031 | 0 | 0 | 0 | 0 | 0 | 0 | 0 | 0 | 0 | 0 | 0 | 0 | 0 | 0 | 0 | 0 | 0 | 0 | 0 | 0 | 12 | 1
NO |  | 39 | 2015 | 0 | 13 | 13 |  |  |  | 0 | 0 | SCSPHF | 0.2 | 0 | 0 | 2-954 ACSR | 0 | 0 | 0 | 0 | 0 | 0 | 0 | 0 | 0 | 0 | 0 | 0 | 0 | 0 | 0 | 0 | 0 | 0 | 0 | 0 | 0 | 0 | 0 | 12 | 1
NO |  | 39 | 2015 | 0 | 14 | 14 |  |  |  | 0 | 0 | SCSP | 0.84 | 0 | 0 | 2-954 ACSR | 0 | 0 | 0 | 0 | 0 | 0 | 0 | 0 | 0 | 0 | 0 | 0 | 0 | 0 | 0 | 0 | 0 | 0 | 0 | 0 | 0 | 0 | 0 | 12 | 1
NO |  | 39 | 2015 | 0 | 15 | 15 |  |  |  | 0 | 0 | SCSP | 0.2 | 0 | 0 | 2-1272 ACSR | 0 | 0 | 0 | 0 | 0 | 0 | 0 | 0 | 0 | 0 | 0 | 0 | 0 | 0 | 0 | 0 | 0 | 0 | 0 | 0 | 0 | 0 | 0 | 12 | 1
NO |  | 39 | 2015 | 0 | 16 | 16 |  | Killingly S/S | CT/RI State Line | 345 | 345 | SCHF | 7.4 | 0 | 1 | 2-954 ACSR | 532656 | 3420518 | 3953174 | 0 | 0 | 0 | 0 | 0 | 0 | 0 | 0 | 0 | 0 | 0 | 0 | 0 | 0 | 0 | 0 | 0 | 0 | 0 | 0 | 12 | 1
NO |  | 39 | 2015 | 0 | 17 | 17 |  |  | (Sherman Road S/S) | 0 | 0 |  | 0 | 0 | 0 |  | 0 | 0 | 0 | 0 | 0 | 0 | 0 | 0 | 0 | 0 | 0 | 0 | 0 | 0 | 0 | 0 | 0 | 0 | 0 | 0 | 0 | 0 | 0 | 12 | 1
NO |  | 39 | 2015 | 0 | 18 | 18 |  | Millstone Station | Haddam S/S | 345 | 345 | SCSP | 4.09 | 0 | 1 | 2-954 ACSR | 2354484 | 28144508 | 30498992 | 0 | 0 | 0 | 0 | 0 | 0 | 0 | 0 | 0 | 0 | 0 | 0 | 0 | 0 | 0 | 0 | 0 | 0 | 0 | 0 | 12 | 1
NO |  | 39 | 2015 | 0 | 19 | 19 |  |  | Beseck Station | 0 | 0 | DCLT | 0.65 | 0 | 0 | 2-1192 ACSR | 0 | 0 | 0 | 0 | 0 | 0 | 0 | 0 | 0 | 0 | 0 | 0 | 0 | 0 | 0 | 0 | 0 | 0 | 0 | 0 | 0 | 0 | 0 | 12 | 1
NO |  | 39 | 2015 | 0 | 20 | 20 |  |  |  | 0 | 0 | SCHF | 29.53 | 0 | 0 | 2-954 ACSR | 0 | 0 | 0 | 0 | 0 | 0 | 0 | 0 | 0 | 0 | 0 | 0 | 0 | 0 | 0 | 0 | 0 | 0 | 0 | 0 | 0 | 0 | 0 | 12 | 1
NO |  | 39 | 2015 | 0 | 21 | 21 |  |  |  | 0 | 0 | DCLT | 0.1 | 0 | 0 | 2-954 ACSR | 0 | 0 | 0 | 0 | 0 | 0 | 0 | 0 | 0 | 0 | 0 | 0 | 0 | 0 | 0 | 0 | 0 | 0 | 0 | 0 | 0 | 0 | 0 | 12 | 1
NO |  | 39 | 2015 | 0 | 22 | 22 |  |  |  | 0 | 0 | DCSP | 5.68 | 0 | 0 | 2-1590 ACSR | 0 | 0 | 0 | 0 | 0 | 0 | 0 | 0 | 0 | 0 | 0 | 0 | 0 | 0 | 0 | 0 | 0 | 0 | 0 | 0 | 0 | 0 | 0 | 12 | 1
NO |  | 39 | 2015 | 0 | 23 | 23 |  |  |  | 0 | 0 | SCSP | 1.78 | 0 | 0 | 2-1590 ACSR | 0 | 0 | 0 | 0 | 0 | 0 | 0 | 0 | 0 | 0 | 0 | 0 | 0 | 0 | 0 | 0 | 0 | 0 | 0 | 0 | 0 | 0 | 0 | 12 | 1
NO |  | 39 | 2015 | 0 | 24 | 24 |  | Frost Bridge S/S | Long Mountain S/S | 345 | 345 | SCHF | 20.71 | 0 | 1 | 2156 ACSR | 564366 | 9873150 | 10437516 | 0 | 0 | 0 | 0 | 0 | 0 | 0 | 0 | 0 | 0 | 0 | 0 | 0 | 0 | 0 | 0 | 0 | 0 | 0 | 0 | 12 | 1
NO |  | 39 | 2015 | 0 | 25 | 25 |  | Manchester S/S | Kleen S/S | 345 | 345 | SCHF | 0.1 | 0 | 1 | 2-954 ACSR | 569209 | 9743569 | 10312778 | 0 | 0 | 0 | 0 | 0 | 0 | 0 | 0 | 0 | 0 | 0 | 0 | 0 | 0 | 0 | 0 | 0 | 0 | 0 | 0 | 12 | 1
NO |  | 39 | 2015 | 0 | 26 | 26 |  |  |  | 0 | 0 | SCLT | 1.21 | 0 | 0 | 2156 ACSR | 0 | 0 | 0 | 0 | 0 | 0 | 0 | 0 | 0 | 0 | 0 | 0 | 0 | 0 | 0 | 0 | 0 | 0 | 0 | 0 | 0 | 0 | 0 | 12 | 1
NO |  | 39 | 2015 | 0 | 27 | 27 |  |  |  | 0 | 0 | SCHF | 15.05 | 0 | 0 | 2156 ACSR | 0 | 0 | 0 | 0 | 0 | 0 | 0 | 0 | 0 | 0 | 0 | 0 | 0 | 0 | 0 | 0 | 0 | 0 | 0 | 0 | 0 | 0 | 0 | 12 | 1
NO |  | 39 | 2015 | 0 | 28 | 28 |  |  |  | 0 | 0 | SCLT | 0.03 | 0 | 0 | 2-1590 ACSR | 0 | 0 | 0 | 0 | 0 | 0 | 0 | 0 | 0 | 0 | 0 | 0 | 0 | 0 | 0 | 0 | 0 | 0 | 0 | 0 | 0 | 0 | 0 | 12 | 1
NO |  | 39 | 2015 | 0 | 29 | 29 |  |  |  | 0 | 0 | SCSPHF | 0.21 | 0 | 0 | 2-1590 ACSR | 0 | 0 | 0 | 0 | 0 | 0 | 0 | 0 | 0 | 0 | 0 | 0 | 0 | 0 | 0 | 0 | 0 | 0 | 0 | 0 | 0 | 0 | 0 | 12 | 1
NO |  | 39 | 2015 | 0 | 30 | 30 |  | Kleen S/S | Scovill Rock S/S | 345 | 345 | SCSP | 0.12 | 0 | 1 | 2-1590 ACSR | 0 | 3665089 | 3665089 | 0 | 0 | 0 | 0 | 0 | 0 | 0 | 0 | 0 | 0 | 0 | 0 | 0 | 0 | 0 | 0 | 0 | 0 | 0 | 0 | 12 | 1
NO |  | 39 | 2015 | 0 | 31 | 31 |  |  |  | 0 | 0 | SCSPHF | 0.88 | 0 | 0 | 2-1590 ACSR | 0 | 0 | 0 | 0 | 0 | 0 | 0 | 0 | 0 | 0 | 0 | 0 | 0 | 0 | 0 | 0 | 0 | 0 | 0 | 0 | 0 | 0 | 0 | 12 | 1
NO |  | 39 | 2015 | 0 | 32 | 32 |  |  |  | 0 | 0 | SCHF | 2.79 | 0 | 0 | 2-954 ACSR | 0 | 0 | 0 | 0 | 0 | 0 | 0 | 0 | 0 | 0 | 0 | 0 | 0 | 0 | 0 | 0 | 0 | 0 | 0 | 0 | 0 | 0 | 0 | 12 | 1
NO |  | 39 | 2015 | 0 | 33 | 33 |  | Haddam Neck S/S | Beseck Station | 345 | 345 | SCLT | 4.83 | 0 | 1 | 2-954 ACSR | 3653832 | 18417615 | 22071447 | 0 | 0 | 0 | 0 | 0 | 0 | 0 | 0 | 0 | 0 | 0 | 0 | 0 | 0 | 0 | 0 | 0 | 0 | 0 | 0 | 12 | 1
NO |  | 39 | 2015 | 0 | 34 | 34 |  |  |  | 0 | 0 | SCSP | 4.6 | 0 | 0 | 2-954 ACSR | 0 | 0 | 0 | 0 | 0 | 0 | 0 | 0 | 0 | 0 | 0 | 0 | 0 | 0 | 0 | 0 | 0 | 0 | 0 | 0 | 0 | 0 | 0 | 12 | 1
NO |  | 39 | 2015 | 0 | 35 | 35 |  |  |  | 0 | 0 | SCHF | 7.21 | 0 | 0 | 2-954 ACSR | 0 | 0 | 0 | 0 | 0 | 0 | 0 | 0 | 0 | 0 | 0 | 0 | 0 | 0 | 0 | 0 | 0 | 0 | 0 | 0 | 0 | 0 | 0 | 12 | 1
NO |  | 39 | 2015 | 0 | 36 | 36 |  | TOTAL |  | 0 | 0 |  | 1434.49 | 354.03 | 216 |  | 71769348 | 2064336044 | 2136105392 | 1471295 | 6775290 | 683631 | 8930216 | 0 | 0 | 0 | 0 | 0 | 0 | 0 | 0 | 0 | 0 | 0 | 0 | 0 | 0 | 0 | 0 | 12 | 1
NO |  | 39 | 2015 | 1 | 1 | 1 |  |  |  | 0 | 0 | SCSPHF | 0.04 | 0 | 0 | 2-954 ACSR | 0 | 0 | 0 | 0 | 0 | 0 | 0 | 0 | 0 | 0 | 0 | 0 | 0 | 0 | 0 | 0 | 0 | 0 | 0 | 0 | 0 | 0 | 0 | 12 | 1
NO |  | 39 | 2015 | 1 | 2 | 2 |  |  |  | 0 | 0 | TCSPHF | 0.43 | 0 | 0 | 2-1192 ACSR | 0 | 0 | 0 | 0 | 0 | 0 | 0 | 0 | 0 | 0 | 0 | 0 | 0 | 0 | 0 | 0 | 0 | 0 | 0 | 0 | 0 | 0 | 0 | 12 | 1
NO |  | 39 | 2015 | 1 | 3 | 3 |  |  |  | 0 | 0 | DCSP | 1.13 | 0 | 0 | 2-1590 ACSR | 0 | 0 | 0 | 0 | 0 | 0 | 0 | 0 | 0 | 0 | 0 | 0 | 0 | 0 | 0 | 0 | 0 | 0 | 0 | 0 | 0 | 0 | 0 | 12 | 1
NO |  | 39 | 2015 | 1 | 4 | 4 |  | Haddam Neck S/S | Montville Station | 345 | 345 | SCHF | 22.05 | 0 | 1 | 2-954 ACSR | 775111 | 7646199 | 8421310 | 0 | 0 | 0 | 0 | 0 | 0 | 0 | 0 | 0 | 0 | 0 | 0 | 0 | 0 | 0 | 0 | 0 | 0 | 0 | 0 | 12 | 1
NO |  | 39 | 2015 | 1 | 5 | 5 |  |  |  | 0 | 0 | SCSPHF | 0.15 | 0 | 0 | 2-954 ACSR | 0 | 0 | 0 | 0 | 0 | 0 | 0 | 0 | 0 | 0 | 0 | 0 | 0 | 0 | 0 | 0 | 0 | 0 | 0 | 0 | 0 | 0 | 0 | 12 | 1
NO |  | 39 | 2015 | 1 | 6 | 6 |  |  |  | 0 | 0 | SCLT | 0.2 | 0 | 0 | 2-954 ACSR | 0 | 0 | 0 | 0 | 0 | 0 | 0 | 0 | 0 | 0 | 0 | 0 | 0 | 0 | 0 | 0 | 0 | 0 | 0 | 0 | 0 | 0 | 0 | 12 | 1
NO |  | 39 | 2015 | 1 | 7 | 7 |  |  |  | 0 | 0 | TCLT | 0.24 | 0 | 0 | 2-954 ACSR | 0 | 0 | 0 | 0 | 0 | 0 | 0 | 0 | 0 | 0 | 0 | 0 | 0 | 0 | 0 | 0 | 0 | 0 | 0 | 0 | 0 | 0 | 0 | 12 | 1
NO |  | 39 | 2015 | 1 | 8 | 8 |  | Manchester S/S | Card S/S | 345 | 345 | SCHF | 0.09 | 0 | 1 | 2-1590 ACSR | 694560 | 13752959 | 14447519 | 0 | 0 | 0 | 0 | 0 | 0 | 0 | 0 | 0 | 0 | 0 | 0 | 0 | 0 | 0 | 0 | 0 | 0 | 0 | 0 | 12 | 1
NO |  | 39 | 2015 | 1 | 9 | 9 |  |  |  | 0 | 0 | SCSP | 0.8 | 0 | 0 | 2-1590 ACSR | 0 | 0 | 0 | 0 | 0 | 0 | 0 | 0 | 0 | 0 | 0 | 0 | 0 | 0 | 0 | 0 | 0 | 0 | 0 | 0 | 0 | 0 | 0 | 12 | 1
NO |  | 39 | 2015 | 1 | 10 | 10 |  |  |  | 0 | 0 | SCLT | 0.12 | 0 | 0 | 2-1590 ACSR | 0 | 0 | 0 | 0 | 0 | 0 | 0 | 0 | 0 | 0 | 0 | 0 | 0 | 0 | 0 | 0 | 0 | 0 | 0 | 0 | 0 | 0 | 0 | 12 | 1
NO |  | 39 | 2015 | 1 | 11 | 11 |  |  |  | 0 | 0 | DCSP | 0.8 | 0 | 0 | 2-1590 ACSR | 0 | 0 | 0 | 0 | 0 | 0 | 0 | 0 | 0 | 0 | 0 | 0 | 0 | 0 | 0 | 0 | 0 | 0 | 0 | 0 | 0 | 0 | 0 | 12 | 1
NO |  | 39 | 2015 | 1 | 12 | 12 |  |  |  | 0 | 0 | SCHF | 17.97 | 0 | 0 | 2156 ACSR | 0 | 0 | 0 | 0 | 0 | 0 | 0 | 0 | 0 | 0 | 0 | 0 | 0 | 0 | 0 | 0 | 0 | 0 | 0 | 0 | 0 | 0 | 0 | 12 | 1
NO |  | 39 | 2015 | 1 | 13 | 13 |  | Millstone Station | Montville Station | 345 | 345 | SCSP | 1.67 | 0 | 1 | 2-954 ACSR | 1408808 | 12180015 | 13588823 | 0 | 0 | 0 | 0 | 0 | 0 | 0 | 0 | 0 | 0 | 0 | 0 | 0 | 0 | 0 | 0 | 0 | 0 | 0 | 0 | 12 | 1
NO |  | 39 | 2015 | 1 | 14 | 14 |  |  |  | 0 | 0 | SCHF | 9.93 | 0 | 0 | 2-954 ACSR | 0 | 0 | 0 | 0 | 0 | 0 | 0 | 0 | 0 | 0 | 0 | 0 | 0 | 0 | 0 | 0 | 0 | 0 | 0 | 0 | 0 | 0 | 0 | 12 | 1
NO |  | 39 | 2015 | 1 | 15 | 15 |  |  |  | 0 | 0 | SCSPHF | 0.15 | 0 | 0 | 2-954 ACSR | 0 | 0 | 0 | 0 | 0 | 0 | 0 | 0 | 0 | 0 | 0 | 0 | 0 | 0 | 0 | 0 | 0 | 0 | 0 | 0 | 0 | 0 | 0 | 12 | 1
NO |  | 39 | 2015 | 1 | 16 | 16 |  |  |  | 0 | 0 | TCLT | 0.44 | 0 | 0 | 2-954 ACSR | 0 | 0 | 0 | 0 | 0 | 0 | 0 | 0 | 0 | 0 | 0 | 0 | 0 | 0 | 0 | 0 | 0 | 0 | 0 | 0 | 0 | 0 | 0 | 12 | 1
NO |  | 39 | 2015 | 1 | 17 | 17 |  | Haddam Neck S/S | Scovill Rock S/S | 345 | 345 | SCLT | 4.6 | 0 | 1 | 2-954 ACSR | 0 | 2054944 | 2054944 | 0 | 0 | 0 | 0 | 0 | 0 | 0 | 0 | 0 | 0 | 0 | 0 | 0 | 0 | 0 | 0 | 0 | 0 | 0 | 0 | 12 | 1
NO |  | 39 | 2015 | 1 | 18 | 18 |  |  |  | 0 | 0 | SCLT | 0.13 | 0 | 0 | 2-1192 ACSR | 0 | 0 | 0 | 0 | 0 | 0 | 0 | 0 | 0 | 0 | 0 | 0 | 0 | 0 | 0 | 0 | 0 | 0 | 0 | 0 | 0 | 0 | 0 | 12 | 1
NO |  | 39 | 2015 | 1 | 19 | 19 |  |  |  | 0 | 0 | TCSPHF | 0 | 0.43 | 0 | 2-1192 ACSR | 0 | 0 | 0 | 0 | 0 | 0 | 0 | 0 | 0 | 0 | 0 | 0 | 0 | 0 | 0 | 0 | 0 | 0 | 0 | 0 | 0 | 0 | 0 | 12 | 1
NO |  | 39 | 2015 | 1 | 20 | 20 |  |  |  | 0 | 0 | SCHF | 0.05 | 0 | 0 | 2-954 ACSR | 0 | 0 | 0 | 0 | 0 | 0 | 0 | 0 | 0 | 0 | 0 | 0 | 0 | 0 | 0 | 0 | 0 | 0 | 0 | 0 | 0 | 0 | 0 | 12 | 1
NO |  | 39 | 2015 | 1 | 21 | 21 |  | Millstone Station | Card S/S | 345 | 345 | SCSP | 1.67 | 0 | 1 | 2-954 ACSR | 1077769 | 4766344 | 5844113 | 0 | 0 | 0 | 0 | 0 | 0 | 0 | 0 | 0 | 0 | 0 | 0 | 0 | 0 | 0 | 0 | 0 | 0 | 0 | 0 | 12 | 1
NO |  | 39 | 2015 | 1 | 22 | 22 |  |  |  | 0 | 0 | SCHF | 27.03 | 0 | 0 | 2-954 ACSR | 0 | 0 | 0 | 0 | 0 | 0 | 0 | 0 | 0 | 0 | 0 | 0 | 0 | 0 | 0 | 0 | 0 | 0 | 0 | 0 | 0 | 0 | 0 | 12 | 1
NO |  | 39 | 2015 | 1 | 23 | 23 |  | Middletown Station | Scovill Rock S/S | 345 | 345 | SCHF | 0.57 | 0 | 1 | 2-954 ACSR | 0 | 2049251 | 2049251 | 0 | 0 | 0 | 0 | 0 | 0 | 0 | 0 | 0 | 0 | 0 | 0 | 0 | 0 | 0 | 0 | 0 | 0 | 0 | 0 | 12 | 1
NO |  | 39 | 2015 | 1 | 24 | 24 |  |  |  | 0 | 0 | SCHF | 2.68 | 0 | 0 | 2156 ACSR | 0 | 0 | 0 | 0 | 0 | 0 | 0 | 0 | 0 | 0 | 0 | 0 | 0 | 0 | 0 | 0 | 0 | 0 | 0 | 0 | 0 | 0 | 0 | 12 | 1
NO |  | 39 | 2015 | 1 | 25 | 25 |  | Scovill Rock S/S | NU Border | 345 | 345 | SCHF | 13.51 | 0 | 1 | 2-954 ACSR | 2703543 | 12280877 | 14984420 | 0 | 0 | 0 | 0 | 0 | 0 | 0 | 0 | 0 | 0 | 0 | 0 | 0 | 0 | 0 | 0 | 0 | 0 | 0 | 0 | 12 | 1
NO |  | 39 | 2015 | 1 | 26 | 26 |  |  | (East Shore S/S) | 0 | 0 | SCLT | 0.37 | 0 | 0 | 2-954 ACSR | 0 | 0 | 0 | 0 | 0 | 0 | 0 | 0 | 0 | 0 | 0 | 0 | 0 | 0 | 0 | 0 | 0 | 0 | 0 | 0 | 0 | 0 | 0 | 12 | 1
NO |  | 39 | 2015 | 1 | 27 | 27 |  |  |  | 0 | 0 | SCSP | 1.93 | 0 | 0 | 2-954 ACSR | 0 | 0 | 0 | 0 | 0 | 0 | 0 | 0 | 0 | 0 | 0 | 0 | 0 | 0 | 0 | 0 | 0 | 0 | 0 | 0 | 0 | 0 | 0 | 12 | 1
NO |  | 39 | 2015 | 1 | 28 | 28 |  |  |  | 0 | 0 | SCSPHF | 0.17 | 0 | 0 | 2-954 ACSR | 0 | 0 | 0 | 0 | 0 | 0 | 0 | 0 | 0 | 0 | 0 | 0 | 0 | 0 | 0 | 0 | 0 | 0 | 0 | 0 | 0 | 0 | 0 | 12 | 1
NO |  | 39 | 2015 | 1 | 29 | 29 |  |  |  | 0 | 0 | DCSP | 1.16 | 0 | 0 | 2-954 ACSR | 0 | 0 | 0 | 0 | 0 | 0 | 0 | 0 | 0 | 0 | 0 | 0 | 0 | 0 | 0 | 0 | 0 | 0 | 0 | 0 | 0 | 0 | 0 | 12 | 1
NO |  | 39 | 2015 | 1 | 30 | 30 |  |  |  | 0 | 0 | SCHF | 9.72 | 0 | 0 | 2156 ACSR | 0 | 0 | 0 | 0 | 0 | 0 | 0 | 0 | 0 | 0 | 0 | 0 | 0 | 0 | 0 | 0 | 0 | 0 | 0 | 0 | 0 | 0 | 0 | 12 | 1
NO |  | 39 | 2015 | 1 | 31 | 31 |  | Manchester S/S | North Bloomfield S/S | 345 | 345 | SCSP | 2.92 | 0 | 1 | 2156 ACSR | 1756126 | 25691321 | 27447447 | 0 | 0 | 0 | 0 | 0 | 0 | 0 | 0 | 0 | 0 | 0 | 0 | 0 | 650390686 | 0 | 0 | 0 | 0 | 0 | 0 | 12 | 1
NO |  | 39 | 2015 | 1 | 32 | 32 |  |  |  | 0 | 0 | SCHF | 7.74 | 0 | 0 | 2-954 ACSR | 0 | 0 | 0 | 0 | 0 | 0 | 0 | 0 | 0 | 0 | 0 | 0 | 0 | 0 | 0 | 0 | 0 | 0 | 0 | 0 | 0 | 0 | 0 | 12 | 1
NO |  | 39 | 2015 | 1 | 33 | 33 |  |  |  | 0 | 0 | DCLT | 0.31 | 0 | 0 | 2-954 ACSR | 0 | 0 | 0 | 0 | 0 | 0 | 0 | 0 | 0 | 0 | 0 | 0 | 0 | 0 | 0 | 0 | 0 | 0 | 0 | 0 | 0 | 0 | 0 | 12 | 1
NO |  | 39 | 2015 | 1 | 34 | 34 |  |  |  | 0 | 0 | DCSP | 3.81 | 0 | 0 | 2-954 ACSR | 0 | 0 | 0 | 0 | 0 | 0 | 0 | 0 | 0 | 0 | 0 | 0 | 0 | 0 | 0 | 0 | 0 | 0 | 0 | 0 | 0 | 0 | 0 | 12 | 1
NO |  | 39 | 2015 | 2 | 1 | 1 |  | Manchester S/S | Barbour Hill S/S | 0 | 0 | SCLT | 0.16 | 0 | 1 | 2-2156 ACSR | 180042 | 5636070 | 5816112 | 0 | 0 | 0 | 0 | 0 | 0 | 0 | 0 | 0 | 0 | 0 | 0 | 0 | 0 | 0 | 0 | 0 | 0 | 0 | 0 | 12 | 1
NO |  | 39 | 2015 | 2 | 2 | 2 |  |  |  | 0 | 0 | DCLT | 2.61 | 0 | 0 | 2-1192 ACSR | 0 | 0 | 0 | 0 | 0 | 0 | 0 | 0 | 0 | 0 | 0 | 0 | 0 | 0 | 0 | 0 | 0 | 0 | 0 | 0 | 0 | 0 | 0 | 12 | 1
NO |  | 39 | 2015 | 2 | 3 | 3 |  |  |  | 0 | 0 | SCHF | 4.79 | 0 | 0 | 2-954 ACSR | 0 | 0 | 0 | 0 | 0 | 0 | 0 | 0 | 0 | 0 | 0 | 0 | 0 | 0 | 0 | 0 | 0 | 0 | 0 | 0 | 0 | 0 | 0 | 12 | 1
NO |  | 39 | 2015 | 2 | 4 | 4 |  | Long Mountain S/S | CT/NY State Line | 345 | 345 | SCWP | 0.11 | 0 | 1 | 2-1590 ACSR | 242609 | 4047476 | 4290085 | 0 | 0 | 0 | 0 | 0 | 0 | 0 | 0 | 0 | 0 | 0 | 0 | 0 | 0 | 0 | 0 | 0 | 0 | 0 | 0 | 12 | 1
NO |  | 39 | 2015 | 2 | 5 | 5 |  |  | (Pleasant Valley S/S) | 0 | 0 | SCHF | 5.25 | 0 | 0 | 2156 ACSR | 0 | 0 | 0 | 0 | 0 | 0 | 0 | 0 | 0 | 0 | 0 | 0 | 0 | 0 | 0 | 0 | 0 | 0 | 0 | 0 | 0 | 0 | 0 | 12 | 1
NO |  | 39 | 2015 | 2 | 6 | 6 |  |  |  | 0 | 0 | SCLT-V | 0.19 | 0 | 0 | 2156 ACSR | 0 | 0 | 0 | 0 | 0 | 0 | 0 | 0 | 0 | 0 | 0 | 0 | 0 | 0 | 0 | 0 | 0 | 0 | 0 | 0 | 0 | 0 | 0 | 12 | 1
NO |  | 39 | 2015 | 2 | 7 | 7 |  | Scovill Rock S/S | Southington S/S | 345 | 345 | SCHF | 7.21 | 0 | 1 | 2-1272 ACSR | 0 | 9044998 | 9044998 | 0 | 0 | 0 | 0 | 0 | 0 | 0 | 0 | 0 | 0 | 0 | 0 | 0 | 0 | 0 | 0 | 0 | 0 | 0 | 0 | 12 | 1
NO |  | 39 | 2015 | 2 | 8 | 8 |  |  |  | 0 | 0 | SCSPD | 0.13 | 0 | 0 | 2-954 ACSR | 0 | 0 | 0 | 0 | 0 | 0 | 0 | 0 | 0 | 0 | 0 | 0 | 0 | 0 | 0 | 0 | 0 | 0 | 0 | 0 | 0 | 0 | 0 | 12 | 1
NO |  | 39 | 2015 | 2 | 9 | 9 |  |  |  | 0 | 0 | SCHF | 10.4 | 0 | 0 | 2-954 ACSR | 0 | 0 | 0 | 0 | 0 | 0 | 0 | 0 | 0 | 0 | 0 | 0 | 0 | 0 | 0 | 0 | 0 | 0 | 0 | 0 | 0 | 0 | 0 | 12 | 1
NO |  | 39 | 2015 | 2 | 10 | 10 |  |  |  | 0 | 0 | SCSPHF | 0.18 | 0 | 0 | 2-954 ACSR | 0 | 0 | 0 | 0 | 0 | 0 | 0 | 0 | 0 | 0 | 0 | 0 | 0 | 0 | 0 | 0 | 0 | 0 | 0 | 0 | 0 | 0 | 0 | 12 | 1
NO |  | 39 | 2015 | 2 | 11 | 11 |  |  |  | 0 | 0 | SCLT | 0.83 | 0 | 0 | 2-954 ACSR | 0 | 0 | 0 | 0 | 0 | 0 | 0 | 0 | 0 | 0 | 0 | 0 | 0 | 0 | 0 | 0 | 0 | 0 | 0 | 0 | 0 | 0 | 0 | 12 | 1
NO |  | 39 | 2015 | 2 | 12 | 12 |  |  |  | 0 | 0 | SCLWHF | 0.56 | 0 | 0 | 2-954 ACSR | 0 | 0 | 0 | 0 | 0 | 0 | 0 | 0 | 0 | 0 | 0 | 0 | 0 | 0 | 0 | 0 | 0 | 0 | 0 | 0 | 0 | 0 | 0 | 12 | 1
NO |  | 39 | 2015 | 2 | 13 | 13 |  | Lake Road S/S | Killingly S/S | 345 | 345 | SCSP | 0.31 | 0 | 1 | 2-1272 ACSR | 0 | 674623 | 674623 | 0 | 0 | 0 | 0 | 0 | 0 | 0 | 0 | 0 | 0 | 0 | 0 | 0 | 0 | 0 | 0 | 0 | 0 | 0 | 0 | 12 | 1
NO |  | 39 | 2015 | 2 | 14 | 14 |  |  |  | 0 | 0 | SCHF | 0.25 | 0 | 0 | 2-954 ACSR | 0 | 0 | 0 | 0 | 0 | 0 | 0 | 0 | 0 | 0 | 0 | 0 | 0 | 0 | 0 | 0 | 0 | 0 | 0 | 0 | 0 | 0 | 0 | 12 | 1
NO |  | 39 | 2015 | 2 | 15 | 15 |  | Plumtree S/S | Norwalk S/S | 345 | 345 | SCHF | 3.16 | 0 | 1 | 2-1590 ACR | 5458076 | 23087948 | 28546024 | 0 | 0 | 0 | 0 | 0 | 0 | 0 | 0 | 0 | 0 | 0 | 0 | 0 | 0 | 0 | 0 | 0 | 0 | 0 | 0 | 12 | 1
NO |  | 39 | 2015 | 2 | 16 | 16 |  |  |  | 0 | 0 | SCSP | 4.25 | 0 | 0 | 2-1590 ACR | 0 | 0 | 0 | 0 | 0 | 0 | 0 | 0 | 0 | 0 | 0 | 0 | 0 | 0 | 0 | 0 | 0 | 0 | 0 | 0 | 0 | 0 | 0 | 12 | 1
NO |  | 39 | 2015 | 2 | 17 | 17 |  |  |  | 0 | 0 | DCSP | 1.22 | 0 | 0 | 2-1590 ACR | 0 | 0 | 0 | 0 | 0 | 0 | 0 | 0 | 0 | 0 | 0 | 0 | 0 | 0 | 0 | 0 | 0 | 0 | 0 | 0 | 0 | 0 | 0 | 12 | 1
NO |  | 39 | 2015 | 2 | 18 | 18 |  | Barbour Hill S/S | CT/MA State Line | 345 | 345 | SCHF | 10.29 | 0 | 1 | 2156 ACSR | 625569 | 6908211 | 7533780 | 0 | 0 | 0 | 0 | 0 | 0 | 0 | 0 | 0 | 0 | 0 | 0 | 0 | 0 | 0 | 0 | 0 | 0 | 0 | 0 | 12 | 1
NO |  | 39 | 2015 | 2 | 19 | 19 |  |  | (Ludlow S/S) | 0 | 0 | SCLT | 3.66 | 0 | 0 | 2156 ACSR | 0 | 0 | 0 | 0 | 0 | 0 | 0 | 0 | 0 | 0 | 0 | 0 | 0 | 0 | 0 | 0 | 0 | 0 | 0 | 0 | 0 | 0 | 0 | 12 | 1
NO |  | 39 | 2015 | 2 | 20 | 20 |  | Beseck Station | Southington S/S | 345 | 345 | SCSPHF | 0.11 | 0 | 1 | 2-1590 ACSR | 217890 | 15870584 | 16088474 | 0 | 0 | 0 | 0 | 0 | 0 | 0 | 0 | 0 | 0 | 0 | 0 | 0 | 0 | 0 | 0 | 0 | 0 | 0 | 0 | 12 | 1
NO |  | 39 | 2015 | 2 | 21 | 21 |  |  |  | 0 | 0 | SCSP | 1.66 | 0 | 0 | 2-1590 ACSR | 0 | 0 | 0 | 0 | 0 | 0 | 0 | 0 | 0 | 0 | 0 | 0 | 0 | 0 | 0 | 0 | 0 | 0 | 0 | 0 | 0 | 0 | 0 | 12 | 1
NO |  | 39 | 2015 | 2 | 22 | 22 |  |  |  | 0 | 0 | DCSP | 0.62 | 0 | 0 | 2-1590 ACSR | 0 | 0 | 0 | 0 | 0 | 0 | 0 | 0 | 0 | 0 | 0 | 0 | 0 | 0 | 0 | 0 | 0 | 0 | 0 | 0 | 0 | 0 | 0 | 12 | 1
NO |  | 39 | 2015 | 2 | 23 | 23 |  |  |  | 0 | 0 | SCHF | 7.37 | 0 | 0 | 2-954 ACSR | 0 | 0 | 0 | 0 | 0 | 0 | 0 | 0 | 0 | 0 | 0 | 0 | 0 | 0 | 0 | 0 | 0 | 0 | 0 | 0 | 0 | 0 | 0 | 12 | 1
NO |  | 39 | 2015 | 2 | 24 | 24 |  |  |  | 0 | 0 | SCLT | 0.51 | 0 | 0 | 2-954 ACSR | 0 | 0 | 0 | 0 | 0 | 0 | 0 | 0 | 0 | 0 | 0 | 0 | 0 | 0 | 0 | 0 | 0 | 0 | 0 | 0 | 0 | 0 | 0 | 12 | 1
NO |  | 39 | 2015 | 2 | 25 | 25 |  |  |  | 0 | 0 | SCLWHF | 1.09 | 0 | 0 | 2-954 ACSR | 0 | 0 | 0 | 0 | 0 | 0 | 0 | 0 | 0 | 0 | 0 | 0 | 0 | 0 | 0 | 0 | 0 | 0 | 0 | 0 | 0 | 0 | 0 | 12 | 1
NO |  | 39 | 2015 | 2 | 26 | 26 |  | East Devon Station | Beseck Station | 345 | 345 | DCSP | 11.15 | 0 | 1 | 4-1590 ACSR | 521505 | 105963874 | 106485379 | 0 | 0 | 0 | 0 | 0 | 0 | 0 | 0 | 0 | 0 | 0 | 0 | 0 | 0 | 0 | 0 | 0 | 0 | 0 | 0 | 12 | 1
NO |  | 39 | 2015 | 2 | 27 | 27 |  |  |  | 0 | 0 | 2-SCSP | 0.95 | 0 | 0 | 4-1590 ACSR | 0 | 0 | 0 | 0 | 0 | 0 | 0 | 0 | 0 | 0 | 0 | 0 | 0 | 0 | 0 | 0 | 0 | 0 | 0 | 0 | 0 | 0 | 0 | 12 | 1
NO |  | 39 | 2015 | 2 | 28 | 28 |  |  |  | 0 | 0 | SCSP | 8.9 | 0 | 0 | 2-1590 ACSR | 0 | 0 | 0 | 0 | 0 | 0 | 0 | 0 | 0 | 0 | 0 | 0 | 0 | 0 | 0 | 0 | 0 | 0 | 0 | 0 | 0 | 0 | 0 | 12 | 1
NO |  | 39 | 2015 | 2 | 29 | 29 |  |  |  | 0 | 0 | DCSP | 1.84 | 0 | 0 | 2-1590 ACSR | 0 | 0 | 0 | 0 | 0 | 0 | 0 | 0 | 0 | 0 | 0 | 0 | 0 | 0 | 0 | 0 | 0 | 0 | 0 | 0 | 0 | 0 | 0 | 12 | 1
NO |  | 39 | 2015 | 2 | 30 | 30 |  |  |  | 0 | 0 | SCSPHF | 0.2 | 0 | 0 | 2-1590 ACSR | 0 | 0 | 0 | 0 | 0 | 0 | 0 | 0 | 0 | 0 | 0 | 0 | 0 | 0 | 0 | 0 | 0 | 0 | 0 | 0 | 0 | 0 | 0 | 12 | 1
NO |  | 39 | 2015 | 2 | 31 | 31 |  | North Bloomfield S/S | Nu Border (Agawam S/S) | 345 | 345 | SCHF | 9.1 | 0 | 1 | 2-1590 ACSS | 1540615 | 57537026 | 59077641 | 0 | 0 | 0 | 0 | 0 | 0 | 0 | 0 | 0 | 0 | 0 | 0 | 0 | 0 | 0 | 0 | 0 | 0 | 0 | 0 | 12 | 1
NO |  | 39 | 2015 | 2 | 32 | 32 |  |  |  | 0 | 0 | DCSP | 0.79 | 0 | 0 | 2-1590 ACSS | 0 | 0 | 0 | 0 | 0 | 0 | 0 | 0 | 0 | 0 | 0 | 0 | 0 | 0 | 0 | 0 | 0 | 0 | 0 | 0 | 0 | 0 | 0 | 12 | 1
NO |  | 39 | 2015 | 2 | 33 | 33 |  | East Devon Station | NU Border | 345 | 345 | SCUG | 2.35 | 0 | 1 | 3000 Cpr XLPE | 109979 | 26944593 | 27054572 | 0 | 0 | 0 | 0 | 0 | 0 | 0 | 0 | 0 | 0 | 0 | 0 | 0 | 0 | 0 | 0 | 0 | 0 | 0 | 0 | 12 | 1
NO |  | 39 | 2015 | 2 | 34 | 34 |  |  | (Singer S/S) | 0 | 0 |  | 0 | 0 | 0 |  | 0 | 0 | 0 | 0 | 0 | 0 | 0 | 0 | 0 | 0 | 0 | 0 | 0 | 0 | 0 | 0 | 0 | 0 | 0 | 0 | 0 | 0 | 0 | 12 | 1
NO |  | 39 | 2015 | 3 | 1 | 1 |  | Lake Road | RI Border (West Farnum) | 345 | 345 | SCSP | 0.36 | 0 | 1 | 2-1590 ACSS | 0 | 35567082 | 35567082 | 0 | 0 | 0 | 0 | 0 | 0 | 0 | 0 | 0 | 0 | 0 | 0 | 0 | 0 | 0 | 0 | 0 | 0 | 0 | 0 | 12 | 1
NO |  | 39 | 2015 | 3 | 2 | 2 |  |  |  | 0 | 0 | SCSHF | 7.13 | 0 | 0 | 2-1590 ACSS | 0 | 0 | 0 | 0 | 0 | 0 | 0 | 0 | 0 | 0 | 0 | 0 | 0 | 0 | 0 | 0 | 0 | 0 | 0 | 0 | 0 | 0 | 0 | 12 | 1
NO |  | 39 | 2015 | 3 | 3 | 3 |  | Card St | Lake Road | 345 | 345 | SCSP | 2.97 | 0 | 1 | 2-1590 ACSS | 595775 | 121667646 | 122263421 | 0 | 0 | 0 | 0 | 0 | 0 | 0 | 0 | 0 | 0 | 0 | 0 | 0 | 0 | 0 | 0 | 0 | 0 | 0 | 0 | 12 | 1
NO |  | 39 | 2015 | 3 | 4 | 4 |  |  |  | 0 | 0 | SCSPHF | 22.3 | 0 | 0 | 2-1590 ACSS | 0 | 0 | 0 | 0 | 0 | 0 | 0 | 0 | 0 | 0 | 0 | 0 | 0 | 0 | 0 | 0 | 0 | 0 | 0 | 0 | 0 | 0 | 0 | 12 | 1
NO |  | 39 | 2015 | 3 | 5 | 5 |  | Singer S/S | Norwalk S/S | 345 | 345 | SCUG | 15.41 | 0 | 1 | 3000 Cpr XLPE | 5000119 | 185606886 | 190607005 | 0 | 0 | 0 | 0 | 0 | 0 | 0 | 0 | 0 | 0 | 0 | 0 | 0 | 0 | 0 | 0 | 0 | 0 | 0 | 0 | 12 | 1
NO |  | 39 | 2015 | 3 | 6 | 6 |  | East Devon Station | NU Border | 345 | 345 | SCUG | 2.35 | 0 | 1 | 3000 Cpr XLPE | 109979 | 26944593 | 27054572 | 0 | 0 | 0 | 0 | 0 | 0 | 0 | 0 | 0 | 0 | 0 | 0 | 0 | 0 | 0 | 0 | 0 | 0 | 0 | 0 | 12 | 1
NO |  | 39 | 2015 | 3 | 7 | 7 |  | Singer S/S | Norwalk S/S | 345 | 345 | SCUG | 15.41 | 0 | 1 | 3000 Cpr XLPE | 5000119 | 185606886 | 190607005 | 0 | 0 | 0 | 0 | 0 | 0 | 0 | 0 | 0 | 0 | 0 | 0 | 0 | 0 | 0 | 0 | 0 | 0 | 0 | 0 | 12 | 1
NO |  | 39 | 2015 | 3 | 8 | 8 |  | Plumtree S/S | Norwalk S/S | 345 | 345 | SCUG | 11.84 | 0 | 1 | 2-1750 Cpr XLPE | 0 | 124537875 | 124537875 | 0 | 0 | 0 | 0 | 0 | 0 | 0 | 0 | 0 | 0 | 0 | 0 | 0 | 0 | 0 | 0 | 0 | 0 | 0 | 0 | 12 | 1
NO |  | 39 | 2015 | 3 | 9 | 9 |  |  |  | 0 | 0 |  | 0 | 0 | 0 | 2-2500 Cpr HPFF | 0 | 0 | 0 | 0 | 0 | 0 | 0 | 0 | 0 | 0 | 0 | 0 | 0 | 0 | 0 | 0 | 0 | 0 | 0 | 0 | 0 | 0 | 0 | 12 | 1
NO |  | 39 | 2015 | 3 | 10 | 10 |  | TOTAL 345,000 VOLTS | (Overhead+Underground) | 0 | 0 |  | 516.94 | 11.73 | 34 |  | 42221133 | 1162555284 | 1204776417 | 0 | 0 | 0 | 0 | 0 | 0 | 0 | 0 | 0 | 0 | 0 | 0 | 0 | 0 | 0 | 0 | 0 | 0 | 0 | 0 | 12 | 1
NO |  | 39 | 2015 | 3 | 12 | 12 |  | Norwalk Harbor Station | Northport Station | 138 | 138 | SCSU | 16.8 | 0 | 3 | 3-1374 XLPE | 376016 | 70234252 | 70610268 | 0 | 0 | 0 | 0 | 0 | 0 | 0 | 0 | 0 | 0 | 0 | 0 | 0 | 0 | 0 | 0 | 0 | 0 | 0 | 0 | 12 | 1
NO |  | 39 | 2015 | 3 | 13 | 13 |  | TOTAL 138,000 VOLTS | 138 KV Underground Lines | 0 | 0 |  | 16.8 | 0 | 3 |  | 376016 | 70234252 | 70610268 | 0 | 0 | 0 | 0 | 0 | 0 | 0 | 0 | 0 | 0 | 0 | 0 | 0 | 0 | 0 | 0 | 0 | 0 | 0 | 0 | 12 | 1
SI/NO | A | 39 | 2015 | 3 | 16 | 16 |  | 115 KV Overhead Lines | 115 KV Overhead Lines | 115 | 115 |  | 763.52 | 309.48 | 146 |  | 22671372 | 502471115 | 525142487 | 0 | 0 | 0 | 9556869.2471 | 0 | 0 | 0 | 0 | 0 | 0 | 0 | 0 | 0 | 0 | 0 | 0 | 0 | 0 | 0 | 0 | 12 | 1
SI/NO | A | 39 | 2015 | 3 | 18 | 18 |  | 69 KV Overhead Lines | 69 KV Overhead Lines | 69 | 69 |  | 65.09 | 32.82 | 10 |  | 622210 | 16762652 | 17384862 | 0 | 0 | 0 | 316380.5198 | 0 | 0 | 0 | 0 | 0 | 0 | 0 | 0 | 0 | 0 | 0 | 0 | 0 | 0 | 0 | 0 | 12 | 1
SI/NO | S | 39 | 2015 | 3 | 20 | 20 |  | 115 KV Underground Lines | 115 KV Underground Lines | 115 | 115 |  | 69.3 | 0 | 22 |  | 5878617 | 312312741 | 318191358 | 0 | 0 | 0 | 5790644.0237 | 0 | 0 | 0 | 0 | 0 | 0 | 0 | 0 | 0 | 0 | 0 | 0 | 0 | 0 | 0 | 0 | 12 | 1
SI/NO | S | 39 | 2015 | 3 | 22 | 22 |  | 69 KV Underground Lines | 69 KV Underground Lines | 69 | 69 |  | 2.84 | 0 | 1 |  | 0 | 0 | 0 | 0 | 0 | 0 | 0 | 0 | 0 | 0 | 0 | 0 | 0 | 0 | 0 | 0 | 0 | 0 | 0 | 0 | 0 | 0 | 0 | 12 | 1
NO |  | 39 | 2015 | 3 | 33 | 33 |  | Oper. & Maint. Transm. Line |  | 0 | 0 |  | 0 | 0 | 0 |  | 0 | 0 | 0 | 1471295 | 6775290 | 683631 | 8930216 | 0 | 0 | 0 | 0 | 0 | 0 | 0 | 0 | 0 | 0 | 0 | 0 | 0 | 0 | 0 | 0 | 12 | 1
NO |  | 40 | 2015 | 0 | 1 | 1 |  | Wisconsin Rapids | Biron, DuBay, Stevens Point | 0 | 0 |  | 0 | 0 | 0 |  | 0 | 0 | 0 | 0 | 0 | 0 | 0 | 0 | 0 | 0 | 0 | 0 | 0 | 0 | 0 | 0 | 0 | 0 | 0 | 0 | 0 | 0 | 0 | 12 | 0
NO |  | 40 | 2015 | 0 | 2 | 2 |  |  | Whiting, Rocky Run, Kraft | 0 | 0 |  | 0 | 0 | 0 |  | 0 | 0 | 0 | 0 | 0 | 0 | 0 | 0 | 0 | 0 | 0 | 0 | 0 | 0 | 0 | 0 | 0 | 0 | 0 | 0 | 0 | 0 | 0 | 12 | 0
SI/SI | A | 40 | 2015 | 0 | 3 | 3 |  |  | Grand Rapids, WR & WQC | 46 | 46 | -1 | 60.54 | 0 | 16 | 3/0 Gza ACSR | 45282 | 4984545 | 5029827 | 590701 | 141688 | 568 | 732957 | 0 | 0 | 0 | 0 | 0 | 0 | 0 | 0 | 0 | 0 | 0 | 0 | 0 | 0 | 0 | 650400009 | 12 | 0
NO |  | 40 | 2015 | 0 | 36 | 36 |  | TOTAL |  | 0 | 0 |  | 60.54 | 0 | 16 |  | 45282 | 4984545 | 5029827 | 590701 | 141688 | 568 | 732957 | 0 | 0 | 0 | 0 | 0 | 0 | 0 | 0 | 0 | 0 | 0 | 0 | 0 | 0 | 0 | 0 | 12 | 0
NO |  | 42 | 2015 | 0 | 1 | 1 |  | COMMONLY OWNED 345 KV |  | 0 | 0 |  | 0 | 0 | 0 |  | 0 | 0 | 0 | 0 | 0 | 0 | 0 | 650420098 | 0 | 0 | 0 | 0 | 0 | 0 | 0 | 0 | 0 | 0 | 0 | 0 | 0 | 0 | 0 | 12 | 1
NO |  | 42 | 2015 | 0 | 2 | 2 |  | Beckjord Station | Pierce Sub. A | 354 | 345 | Steel Tower | 0.32 | 0 | 1 | 1414 ACSR | 14534 | 49231 | 63765 | 9708 | 34075 | 0 | 43783 | 0 | 0 | 0 | 0 | 0 | 0 | 0 | 0 | 0 | 0 | 0 | 0 | 0 | 0 | 0 | 0 | 12 | 1
NO |  | 42 | 2015 | 0 | 4 | 4 |  | Pierce Sub. | Foster Sub. A | 345 | 345 | Steel Tower | 23.95 | 0 | 2 | 2-1024.5 ACAR | 341950 | 829456 | 1171406 | 0 | 0 | 0 | 0 | 0 | 0 | 0 | 0 | 0 | 0 | 0 | 0 | 0 | 0 | 0 | 0 | 0 | 0 | 0 | 0 | 12 | 1
NO |  | 42 | 2015 | 0 | 6 | 6 |  | Greene Sub. | Sugarcreek Sub. J | 345 | 345 | Steel Tower | 1.45 | 0 | 1 | 2-1024.5 ACAR | 0 | 0 | 0 | 0 | 47820 | 0 | 47820 | 0 | 0 | 0 | 0 | 0 | 0 | 0 | 0 | 0 | 0 | 0 | 0 | 0 | 0 | 0 | 0 | 12 | 1
NO |  | 42 | 2015 | 0 | 7 | 7 |  |  | J | 345 | 345 | Steel Pole | 6.85 | 0 | 2 | 2-1024.5 ACAR | 84936 | 369044 | 453980 | 0 | 0 | 0 | 0 | 0 | 0 | 0 | 0 | 0 | 0 | 0 | 0 | 0 | 0 | 0 | 0 | 0 | 0 | 0 | 0 | 12 | 1
NO |  | 42 | 2015 | 0 | 9 | 9 |  | Greene Sub. | Beatty Sub. A | 345 | 345 | Steel Tower | 39.32 | 0 | 1 | 2-1024.5 ACAR | 0 | 0 | 0 | 0 | 212342 | 0 | 212342 | 0 | 0 | 0 | 0 | 0 | 0 | 0 | 0 | 0 | 0 | 0 | 0 | 0 | 0 | 0 | 0 | 12 | 1
NO |  | 42 | 2015 | 0 | 10 | 10 |  |  | A | 345 | 345 | Wood H-Frame | 0.62 | 0 | 1 | 2-1024.5 ACAR | 0 | 0 | 0 | 0 | 0 | 0 | 0 | 0 | 0 | 0 | 0 | 0 | 0 | 0 | 0 | 0 | 0 | 0 | 0 | 0 | 0 | 0 | 0 | 12 | 1
NO |  | 42 | 2015 | 0 | 11 | 11 |  |  | A | 345 | 345 | Steel Tower | 3.64 | 0 | 2 | 2-1024.5 ACAR | 0 | 0 | 0 | 0 | 0 | 0 | 0 | 0 | 0 | 0 | 0 | 0 | 0 | 0 | 0 | 0 | 0 | 0 | 0 | 0 | 0 | 0 | 0 | 12 | 1
NO |  | 42 | 2015 | 0 | 12 | 12 |  |  | A | 345 | 345 | Steel Tower | 5.42 | 0 | 1 | 2-1024.5 ACAR | 407287 | 1354258 | 1761545 | 0 | 0 | 0 | 0 | 0 | 0 | 0 | 0 | 0 | 0 | 0 | 0 | 0 | 0 | 0 | 0 | 0 | 0 | 0 | 0 | 12 | 1
NO |  | 42 | 2015 | 0 | 14 | 14 |  | Marquis Sub. | Bixby Sub. A | 345 | 345 | Steel Tower | 45.86 | 0 | 1 | 2-983.1 ACAR | 0 | 0 | 0 | 0 | 338882 | 0 | 338882 | 0 | 0 | 0 | 0 | 0 | 0 | 0 | 0 | 0 | 0 | 0 | 0 | 0 | 0 | 0 | 0 | 12 | 1
NO |  | 42 | 2015 | 0 | 15 | 15 |  |  | B | 345 | 345 | Steel Tower | 17.3 | 0 | 1 | 2-954 ACSR | 0 | 0 | 0 | 0 | 0 | 0 | 0 | 0 | 0 | 0 | 0 | 0 | 0 | 0 | 0 | 0 | 0 | 0 | 0 | 0 | 0 | 0 | 0 | 12 | 1
NO |  | 42 | 2015 | 0 | 16 | 16 |  |  | B | 345 | 345 | Steel Tower | 0 | 8.52 | 0 | 2-954 ACSR | 437658 | 1971550 | 2409208 | 0 | 0 | 0 | 0 | 0 | 0 | 0 | 0 | 0 | 0 | 0 | 0 | 0 | 0 | 0 | 0 | 0 | 0 | 0 | 0 | 12 | 1
NO |  | 42 | 2015 | 0 | 18 | 18 |  | Stuart Sub. | Clinton Sub. L | 345 | 345 | Steel Tower | 0.06 | 0 | 2 | 2-1024.5 ACAR | 0 | 0 | 0 | 0 | 72075 | 0 | 72075 | 0 | 0 | 0 | 0 | 0 | 0 | 0 | 0 | 0 | 0 | 0 | 0 | 0 | 0 | 0 | 0 | 12 | 1
NO |  | 42 | 2015 | 0 | 19 | 19 |  |  | L | 345 | 345 | Steel Tower | 54.04 | 0 | 1 | 2-1024.5 ACAR | 0 | 0 | 0 | 0 | 0 | 0 | 0 | 0 | 0 | 0 | 0 | 0 | 0 | 0 | 0 | 0 | 0 | 0 | 0 | 0 | 0 | 0 | 0 | 12 | 1
NO |  | 42 | 2015 | 0 | 20 | 20 |  | Clinton Sub. | Greene Sub. L | 345 | 345 | Steel Tower | 22.26 | 0 | 1 | 2-1024.5 ACAR | 0 | 0 | 0 | 0 | 1094 | 0 | 1094 | 0 | 0 | 0 | 0 | 0 | 0 | 0 | 0 | 0 | 0 | 0 | 0 | 0 | 0 | 0 | 0 | 12 | 1
NO |  | 42 | 2015 | 0 | 21 | 21 |  |  | L | 345 | 345 | Wood H-Frame | 0.58 | 0 | 1 | 2-1024.5 ACAR | 0 | 0 | 0 | 0 | 0 | 0 | 0 | 0 | 0 | 0 | 0 | 0 | 0 | 0 | 0 | 0 | 0 | 0 | 0 | 0 | 0 | 0 | 0 | 12 | 1
NO |  | 42 | 2015 | 0 | 22 | 22 |  |  | L | 345 | 345 | Steel Tower | 2.18 | 0 | 1 | 2-1024.5 ACAR | 0 | 0 | 0 | 0 | 0 | 0 | 0 | 0 | 0 | 0 | 0 | 0 | 0 | 0 | 0 | 0 | 0 | 0 | 0 | 0 | 0 | 0 | 0 | 12 | 1
NO |  | 42 | 2015 | 0 | 23 | 23 |  |  | J | 345 | 345 | Steel Tower | 1.16 | 0 | 2 | 2-1024.5 ACAR | 0 | 0 | 0 | 0 | 0 | 0 | 0 | 0 | 0 | 0 | 0 | 0 | 0 | 0 | 0 | 0 | 0 | 0 | 0 | 0 | 0 | 0 | 0 | 12 | 1
NO |  | 42 | 2015 | 0 | 24 | 24 |  |  | J | 345 | 345 | Steel Tower | 0.1 | 0 | 2 | 2-1024.5 ACAR | 795465 | 3926100 | 4721565 | 0 | 0 | 0 | 0 | 0 | 0 | 0 | 0 | 0 | 0 | 0 | 0 | 0 | 0 | 0 | 0 | 0 | 0 | 0 | 0 | 12 | 1
NO |  | 42 | 2015 | 0 | 26 | 26 |  | Stuart Sub. | Killen Tie West A | 345 | 345 | Steel Tower | 13.13 | 0 | 1 | 2-983.1 ACAR | 0 | 0 | 0 | 0 | 609 | 0 | 609 | 0 | 0 | 0 | 0 | 0 | 0 | 0 | 0 | 0 | 0 | 0 | 0 | 0 | 0 | 0 | 0 | 12 | 1
NO |  | 42 | 2015 | 0 | 27 | 27 |  | Killen Tie East | Marquis Sub. A | 345 | 345 | Steel Tower | 3.9 | 0 | 1 | 2-983.1 ACAR | 0 | 0 | 0 | 0 | 0 | 0 | 0 | 0 | 0 | 0 | 0 | 0 | 0 | 0 | 0 | 0 | 0 | 0 | 0 | 0 | 0 | 0 | 0 | 12 | 1
NO |  | 42 | 2015 | 0 | 28 | 28 |  |  | A | 345 | 345 | Steel Tower | 28.11 | 0 | 1 | 2-983.1 ACAR | 110254 | 2062684 | 2172938 | 0 | 0 | 0 | 0 | 0 | 0 | 0 | 0 | 0 | 0 | 0 | 0 | 0 | 0 | 0 | 0 | 0 | 0 | 0 | 0 | 12 | 1
NO |  | 42 | 2015 | 0 | 30 | 30 |  | Stuart Sub. | Foster Sub. A | 345 | 345 | Steel Tower | 0.59 | 0 | 1 | 2-1024 ACAR | 0 | 0 | 0 | 13869 | 7873 | 0 | 21742 | 0 | 0 | 0 | 0 | 0 | 0 | 0 | 0 | 0 | 0 | 0 | 0 | 0 | 0 | 0 | 0 | 12 | 1
NO |  | 42 | 2015 | 0 | 31 | 31 |  |  | A | 345 | 345 | Steel Tower | 55.18 | 0 | 1 | 2-1024 ACAR | 0 | 0 | 0 | 0 | 0 | 0 | 0 | 0 | 0 | 0 | 0 | 0 | 0 | 0 | 0 | 0 | 0 | 0 | 0 | 0 | 0 | 0 | 0 | 12 | 1
NO |  | 42 | 2015 | 0 | 32 | 32 |  |  | J | 345 | 345 | Steel Tower | 1.4 | 0 | 2 | 2-1024 ACAR | 0 | 0 | 0 | 0 | 0 | 0 | 0 | 0 | 0 | 0 | 0 | 0 | 0 | 0 | 0 | 0 | 0 | 0 | 0 | 0 | 0 | 0 | 0 | 12 | 1
NO |  | 42 | 2015 | 0 | 33 | 33 |  |  | J | 345 | 345 | Steel H-Frame | 0 | 1.57 | 3 | 2-1024 ACAR | 0 | 0 | 0 | 0 | 0 | 0 | 0 | 0 | 0 | 0 | 0 | 0 | 0 | 0 | 0 | 0 | 0 | 0 | 0 | 0 | 0 | 0 | 0 | 12 | 1
NO |  | 42 | 2015 | 0 | 34 | 34 |  |  |  | 345 | 345 | Steel Pole | 0.23 | 0 | 1 | 2-1024 ACAR | 380541 | 1725550 | 2106091 | 0 | 0 | 0 | 0 | 0 | 0 | 0 | 0 | 0 | 0 | 0 | 0 | 0 | 0 | 0 | 0 | 0 | 0 | 0 | 0 | 12 | 1
NO |  | 42 | 2015 | 0 | 36 | 36 |  | TOTAL |  | 0 | 0 |  | 2123.73 | 274.68 | 270 |  | 27946999 | 195444615 | 223391614 | 433229 | 3161373 | 871 | 3595473 | 0 | 0 | 0 | 0 | 0 | 0 | 0 | 0 | 0 | 0 | 0 | 0 | 0 | 0 | 0 | 0 | 12 | 1
NO |  | 42 | 2015 | 1 | 1 | 1 |  | COMMONLY OWNED 345 KV |  | 0 | 0 |  | 0 | 0 | 0 |  | 0 | 0 | 0 | 0 | 0 | 0 | 0 | 0 | 0 | 0 | 0 | 0 | 0 | 0 | 0 | 0 | 0 | 0 | 0 | 0 | 0 | 0 | 0 | 12 | 1
NO |  | 42 | 2015 | 1 | 2 | 2 |  | Sugarcreek Sub. | Foster Sub. J | 345 | 345 | Steel Pole | 24.11 | 0 | 2 | 2-1024.5 ACAR | 0 | 0 | 0 | 0 | 2848 | 0 | 2848 | 0 | 0 | 0 | 0 | 0 | 0 | 0 | 0 | 0 | 0 | 0 | 0 | 0 | 0 | 0 | 0 | 12 | 1
NO |  | 42 | 2015 | 1 | 3 | 3 |  |  | J | 345 | 345 | Steel Tower | 0.23 | 0 | 2 | 2-1024.5 ACAR | 0 | 0 | 0 | 0 | 0 | 0 | 0 | 0 | 0 | 0 | 0 | 0 | 0 | 0 | 0 | 0 | 0 | 0 | 0 | 0 | 0 | 0 | 0 | 12 | 1
NO |  | 42 | 2015 | 1 | 4 | 4 |  |  | J | 345 | 345 | Steel H-Frame | 1.57 | 0 | 3 | 2-1024.5 ACAR | 0 | 0 | 0 | 0 | 0 | 0 | 0 | 0 | 0 | 0 | 0 | 0 | 0 | 0 | 0 | 0 | 0 | 0 | 0 | 0 | 0 | 0 | 0 | 12 | 1
NO |  | 42 | 2015 | 1 | 5 | 5 |  |  | J | 345 | 345 | Steel Pole | 1.4 | 0 | 1 | 2-1024.5 ACAR | 423046 | 1111577 | 1534623 | 0 | 0 | 0 | 0 | 0 | 0 | 0 | 0 | 0 | 0 | 0 | 0 | 0 | 0 | 0 | 0 | 0 | 0 | 0 | 0 | 12 | 1
NO |  | 42 | 2015 | 1 | 7 | 7 |  | Beatty Sub. | Bixby Sub. B | 345 | 345 | Steel Tower | 4.69 | 0 | 1 | 2-954 ACSR | 0 | 0 | 0 | 0 | 161 | 0 | 161 | 0 | 0 | 0 | 0 | 0 | 0 | 0 | 0 | 0 | 0 | 0 | 0 | 0 | 0 | 0 | 0 | 12 | 1
NO |  | 42 | 2015 | 1 | 8 | 8 |  |  | B | 345 | 345 | Steel Tower | 8.52 | 0 | 2 | 2-954 ACSR | 238833 | 711521 | 950354 | 0 | 0 | 0 | 0 | 0 | 0 | 0 | 0 | 0 | 0 | 0 | 0 | 0 | 0 | 0 | 0 | 0 | 0 | 0 | 0 | 12 | 1
NO |  | 42 | 2015 | 1 | 10 | 10 |  | Bixby Sub. | Point N (Kirk) K | 345 | 345 | Steel Tower | 14.81 | 0 | 2 | 2-954 ACSR | 148565 | 400705 | 549270 | 0 | 20428 | 0 | 20428 | 0 | 0 | 0 | 0 | 0 | 0 | 0 | 0 | 0 | 0 | 0 | 0 | 0 | 0 | 0 | 0 | 12 | 1
NO |  | 42 | 2015 | 1 | 12 | 12 |  | Stuart Sub. | Spurlock Tap A | 345 | 345 | Steel Tower | 7.62 | 0 | 1 | 2-954 ACSR | 0 | 0 | 0 | 19378 | 63314 | 0 | 82692 | 0 | 0 | 0 | 0 | 0 | 0 | 0 | 0 | 0 | 0 | 0 | 0 | 0 | 0 | 0 | 0 | 12 | 1
NO |  | 42 | 2015 | 1 | 14 | 14 |  | Spurlock Tap | Zimmer Sta. A | 345 | 345 | Steel Tower | 27.51 | 0 | 1 | 2-954 ACSR | 0 | 0 | 0 | 0 | 0 | 0 | 0 | 0 | 0 | 0 | 0 | 0 | 0 | 0 | 0 | 0 | 0 | 0 | 0 | 0 | 0 | 0 | 0 | 12 | 1
NO |  | 42 | 2015 | 1 | 15 | 15 |  |  | E | 345 | 345 | Steel Tower | 0.78 | 0 | 2 | 2-954 ACSR | 262436 | 1958857 | 2221293 | 0 | 0 | 0 | 0 | 0 | 0 | 0 | 0 | 0 | 0 | 0 | 0 | 0 | 0 | 0 | 0 | 0 | 0 | 0 | 0 | 12 | 1
NO |  | 42 | 2015 | 1 | 17 | 17 |  | Zimmer Sta. | Foster Jct. E | 345 | 345 | Steel Tower | 0 | 0.28 | 0 | 2-954 ACSR | 0 | 0 | 0 | 28780 | 193048 | 0 | 221828 | 0 | 0 | 0 | 0 | 0 | 0 | 0 | 0 | 0 | 0 | 0 | 0 | 0 | 0 | 0 | 0 | 12 | 1
NO |  | 42 | 2015 | 1 | 18 | 18 |  |  | E | 345 | 345 | Steel Tower | 0 | 0.23 | 0 | 2-954 ACSR | 0 | 0 | 0 | 0 | 0 | 0 | 0 | 0 | 0 | 0 | 0 | 0 | 0 | 0 | 0 | 0 | 0 | 0 | 0 | 0 | 0 | 0 | 0 | 12 | 1
NO |  | 42 | 2015 | 1 | 19 | 19 |  |  | E | 345 | 345 | Steel Tower | 0 | 0.8 | 0 | 2-954 ACSR | 0 | 0 | 0 | 0 | 0 | 0 | 0 | 0 | 0 | 0 | 0 | 0 | 0 | 0 | 0 | 0 | 0 | 0 | 0 | 0 | 0 | 0 | 0 | 12 | 1
NO |  | 42 | 2015 | 1 | 20 | 20 |  |  | A | 345 | 345 | Steel Tower | 9.52 | 0 | 1 | 2-954 ACSR | 0 | 0 | 0 | 0 | 0 | 0 | 0 | 0 | 0 | 0 | 0 | 0 | 0 | 0 | 0 | 0 | 0 | 0 | 0 | 0 | 0 | 0 | 0 | 12 | 1
NO |  | 42 | 2015 | 1 | 21 | 21 |  |  | E | 345 | 345 | Steel Tower | 0 | 23.38 | 0 | 2-1024.5 ACAR | 0 | 0 | 0 | 0 | 0 | 0 | 0 | 0 | 0 | 0 | 0 | 0 | 0 | 0 | 0 | 0 | 0 | 0 | 0 | 0 | 0 | 0 | 0 | 12 | 1
NO |  | 42 | 2015 | 1 | 22 | 22 |  | Foster Jct. | Port Union Sub. E | 345 | 345 | Steel Tower | 11.7 | 0 | 2 | 2-954 ACSR | 445514 | 1958704 | 2404218 | 0 | 0 | 0 | 0 | 0 | 0 | 0 | 0 | 0 | 0 | 0 | 0 | 0 | 0 | 0 | 0 | 0 | 0 | 0 | 0 | 12 | 1
NO |  | 42 | 2015 | 1 | 24 | 24 |  | Zimmer Sta. | Silver Grove Sub. E | 345 | 345 | Steel Tower | 13.55 | 0 | 1 | 2-1113 ACSR | 0 | 0 | 0 | 19340 | 7060 | 0 | 26400 | 0 | 0 | 0 | 0 | 0 | 0 | 0 | 0 | 0 | 0 | 0 | 0 | 0 | 0 | 0 | 0 | 12 | 1
NO |  | 42 | 2015 | 1 | 25 | 25 |  |  | E | 345 | 345 | Steel Tower | 2.01 | 0 | 2 | 2-1113 ACSR | 536138 | 9497379 | 10033517 | 0 | 0 | 0 | 0 | 0 | 0 | 0 | 0 | 0 | 0 | 0 | 0 | 0 | 0 | 0 | 0 | 0 | 0 | 0 | 0 | 12 | 1
NO |  | 42 | 2015 | 1 | 27 | 27 |  | Silver Grove Sub. | Red Bank Sub. E | 345 | 345 | Steel Tower | 0 | 2.01 | 0 | 2-1113 ACSR | 0 | 0 | 0 | 0 | 0 | 0 | 0 | 0 | 0 | 0 | 0 | 0 | 0 | 0 | 0 | 0 | 0 | 0 | 0 | 0 | 0 | 0 | 0 | 12 | 1
NO |  | 42 | 2015 | 1 | 28 | 28 |  |  | E | 345 | 345 | Steel Tower | 17.01 | 0 | 2 | 2-954 ACSR | 0 | 0 | 0 | 0 | 0 | 0 | 0 | 0 | 0 | 0 | 0 | 0 | 0 | 0 | 0 | 0 | 0 | 0 | 0 | 0 | 0 | 0 | 0 | 12 | 1
NO |  | 42 | 2015 | 1 | 29 | 29 |  | Red Bank Sub | Terminal Sub. E | 345 | 345 | Steel Tower | 6.65 | 0 | 2 | 2-954 ACSR | 0 | 0 | 0 | 9670 | 278 | 0 | 9948 | 0 | 0 | 0 | 0 | 0 | 0 | 0 | 0 | 0 | 0 | 0 | 0 | 0 | 0 | 0 | 0 | 12 | 1
NO |  | 42 | 2015 | 1 | 30 | 30 |  | Stuart Sub. | Atlanta Sub. B | 345 | 345 | Steel Tower | 0 | 0.06 | 2 | 2-954 ACSR | 0 | 0 | 0 | 0 | 0 | 0 | 0 | 0 | 0 | 0 | 0 | 0 | 0 | 0 | 0 | 0 | 0 | 0 | 0 | 0 | 0 | 0 | 0 | 12 | 1
NO |  | 42 | 2015 | 1 | 31 | 31 |  |  | B | 345 | 345 | Steel Tower | 70.14 | 0 | 1 | 2-954 ACSR | 106955 | 592415 | 699370 | 0 | 0 | 0 | 0 | 0 | 0 | 0 | 0 | 0 | 0 | 0 | 0 | 0 | 0 | 0 | 0 | 0 | 0 | 0 | 0 | 12 | 1
NO |  | 42 | 2015 | 2 | 1 | 1 |  | COMMONLY OWNED 345 KV |  | 0 | 0 |  | 0 | 0 | 0 |  | 0 | 0 | 0 | 0 | 0 | 0 | 0 | 0 | 0 | 0 | 0 | 0 | 0 | 0 | 0 | 0 | 0 | 0 | 0 | 0 | 0 | 0 | 0 | 12 | 1
NO |  | 42 | 2015 | 2 | 2 | 2 |  | Atlanta Sub. | Adkins Sub. A | 345 | 345 | Steel Tower | 4.8 | 0 | 1 | 2-983.1 ACAR | 0 | 0 | 0 | 0 | 285509 | 0 | 285509 | 0 | 0 | 0 | 0 | 0 | 0 | 0 | 0 | 0 | 0 | 0 | 0 | 0 | 0 | 0 | 0 | 12 | 1
NO |  | 42 | 2015 | 2 | 3 | 3 |  |  | A | 345 | 345 | Steel Tower | 5.94 | 0 | 1 | 2-983.1 ACAR | 0 | 0 | 0 | 0 | 0 | 0 | 0 | 0 | 0 | 0 | 0 | 0 | 0 | 0 | 0 | 0 | 0 | 0 | 0 | 0 | 0 | 0 | 0 | 12 | 1
NO |  | 42 | 2015 | 2 | 4 | 4 |  | Adkins Sub. | Beatty Sub. A | 345 | 345 | Steel Tower | 9.26 | 0 | 1 | 2-983.1 ACAR | 0 | 0 | 0 | 0 | 0 | 0 | 0 | 0 | 0 | 0 | 0 | 0 | 0 | 0 | 0 | 0 | 0 | 0 | 0 | 0 | 0 | 0 | 0 | 12 | 1
NO |  | 42 | 2015 | 2 | 5 | 5 |  |  | A | 345 | 345 | Steel Tower | 0 | 3.54 | 0 | 2-983.1 ACAR | 0 | 0 | 0 | 0 | 0 | 0 | 0 | 0 | 0 | 0 | 0 | 0 | 0 | 0 | 0 | 0 | 0 | 0 | 0 | 0 | 0 | 0 | 0 | 12 | 1
NO |  | 42 | 2015 | 2 | 6 | 6 |  |  | A | 345 | 345 | Steel Tower | 0.16 | 0 | 1 | 2-983.1 ACAR | 679517 | 2139786 | 2819303 | 0 | 0 | 0 | 0 | 0 | 0 | 0 | 0 | 0 | 0 | 0 | 0 | 0 | 0 | 0 | 0 | 0 | 0 | 0 | 0 | 12 | 1
NO |  | 42 | 2015 | 2 | 8 | 8 |  | Bixby Sub. | Conesville Sub. B | 345 | 345 | Steel Tower | 0 | 14.87 | 0 | 2-954 ACSR | 0 | 0 | 0 | 0 | 2208 | 0 | 2208 | 0 | 0 | 0 | 0 | 0 | 0 | 0 | 0 | 0 | 0 | 0 | 0 | 0 | 0 | 0 | 0 | 12 | 1
NO |  | 42 | 2015 | 2 | 9 | 9 |  |  | B | 345 | 345 | Wood H-Frame | 50.86 | 0 | 1 | 2-954 ACSR | 360943 | 1454639 | 1815582 | 0 | 0 | 0 | 0 | 0 | 0 | 0 | 0 | 0 | 0 | 0 | 0 | 0 | 0 | 0 | 0 | 0 | 0 | 0 | 0 | 12 | 1
NO |  | 42 | 2015 | 2 | 11 | 11 |  | Conesville Sub. | Hyatt Sub. C | 345 | 345 | Steel Tower | 56.98 | 0 | 1 | 2-954 ACSR | 0 | 0 | 0 | 0 | 70879 | 0 | 70879 | 0 | 0 | 0 | 0 | 0 | 0 | 0 | 0 | 0 | 0 | 0 | 0 | 0 | 0 | 0 | 0 | 12 | 1
NO |  | 42 | 2015 | 2 | 12 | 12 |  |  | D | 345 | 345 | Steel Tower | 9.09 | 0 | 2 | 2-954 ACSR | 0 | 0 | 0 | 0 | 0 | 0 | 0 | 0 | 0 | 0 | 0 | 0 | 0 | 0 | 0 | 0 | 0 | 0 | 0 | 0 | 0 | 0 | 0 | 12 | 1
NO |  | 42 | 2015 | 2 | 13 | 13 |  |  | D | 345 | 345 | Steel Pole | 1.78 | 0 | 2 | 2-954 ACSR | 0 | 0 | 0 | 0 | 0 | 0 | 0 | 0 | 0 | 0 | 0 | 0 | 0 | 0 | 0 | 0 | 0 | 0 | 0 | 0 | 0 | 0 | 0 | 12 | 1
NO |  | 42 | 2015 | 2 | 14 | 14 |  |  | D | 345 | 345 | Wood H-Frame | 0.48 | 0 | 2 | 2-954 ACSR | 446864 | 1784450 | 2231314 | 0 | 0 | 0 | 0 | 0 | 0 | 0 | 0 | 0 | 0 | 0 | 0 | 0 | 0 | 0 | 0 | 0 | 0 | 0 | 0 | 12 | 1
NO |  | 42 | 2015 | 2 | 16 | 16 |  | Seven Mile Tie | Miami Fort Sta. I | 345 | 345 | Steel Tower | 0 | 33.25 | 0 | 2-954 ACSR | 0 | 0 | 0 | 0 | 19183 | 0 | 19183 | 0 | 0 | 0 | 0 | 0 | 0 | 0 | 0 | 0 | 0 | 0 | 0 | 0 | 0 | 0 | 0 | 12 | 1
NO |  | 42 | 2015 | 2 | 17 | 17 |  |  | I | 345 | 345 | Steel Tower | 1.37 | 0 | 1 | 2-954 ACSR | 0 | 0 | 0 | 0 | 0 | 0 | 0 | 0 | 0 | 0 | 0 | 0 | 0 | 0 | 0 | 0 | 0 | 0 | 0 | 0 | 0 | 0 | 0 | 12 | 1
NO |  | 42 | 2015 | 2 | 18 | 18 |  | Miami Fort Sta. | Todhunter Sub. I | 345 | 345 | Steel Tower | 33.25 | 0 | 2 | 2-954 ACSR | 0 | 0 | 0 | 24176 | 37457 | 0 | 61633 | 0 | 0 | 0 | 0 | 0 | 0 | 0 | 0 | 0 | 0 | 0 | 0 | 0 | 0 | 0 | 0 | 12 | 1
NO |  | 42 | 2015 | 2 | 19 | 19 |  |  | I | 345 | 345 | Steel Tower | 9.57 | 0 | 1 | 2-954 ACSR | 2422347 | 8356519 | 10778866 | 0 | 0 | 0 | 0 | 0 | 0 | 0 | 0 | 0 | 0 | 0 | 0 | 0 | 0 | 0 | 0 | 0 | 0 | 0 | 0 | 12 | 1
NO |  | 42 | 2015 | 2 | 21 | 21 |  | Foster | Bath J | 345 | 345 | Steel Tower | 0 | 7.25 | 2 | 2-1024.5 ACAR | 0 | 0 | 0 | 0 | 8501 | 0 | 8501 | 0 | 0 | 0 | 0 | 0 | 0 | 0 | 0 | 0 | 0 | 0 | 0 | 0 | 0 | 0 | 0 | 12 | 1
NO |  | 42 | 2015 | 2 | 22 | 22 |  |  | J | 345 | 345 | Steel Pole | 0 | 30.96 | 2 | 2-1024.5 ACAR | 0 | 0 | 0 | 0 | 0 | 0 | 0 | 0 | 0 | 0 | 0 | 0 | 0 | 0 | 0 | 0 | 0 | 0 | 0 | 0 | 0 | 0 | 0 | 12 | 1
NO |  | 42 | 2015 | 2 | 23 | 23 |  |  | J | 345 | 345 | Steel Pole | 0.41 | 0 | 1 | 2-1024.5 ACAR | 0 | 0 | 0 | 0 | 0 | 0 | 0 | 0 | 0 | 0 | 0 | 0 | 0 | 0 | 0 | 0 | 0 | 0 | 0 | 0 | 0 | 0 | 0 | 12 | 1
NO |  | 42 | 2015 | 2 | 24 | 24 |  |  | J | 345 | 345 | Steel H-Frame | 0 | 1.57 | 3 | 2-1024.5 ACAR | 0 | 17861060 | 17861060 | 0 | 0 | 0 | 0 | 0 | 0 | 0 | 0 | 0 | 0 | 0 | 0 | 0 | 0 | 0 | 0 | 0 | 0 | 0 | 0 | 12 | 1
NO |  | 42 | 2015 | 2 | 26 | 26 |  | TOTAL COMMONLY OWNED |  | 0 | 0 |  | 733.42 | 128.29 | 88 |  | 8643783 | 60115485 | 68759268 | 124921 | 1425644 | 0 | 1550565 | 0 | 0 | 0 | 0 | 0 | 0 | 0 | 0 | 0 | 0 | 0 | 0 | 0 | 0 | 0 | 0 | 12 | 1
NO |  | 42 | 2015 | 2 | 27 | 27 |  | 345 KV FACIL-SEE NOTE (M) |  | 0 | 0 |  | 0 | 0 | 0 |  | 0 | 0 | 0 | 0 | 0 | 0 | 0 | 0 | 0 | 0 | 0 | 0 | 0 | 0 | 0 | 0 | 0 | 0 | 0 | 0 | 0 | 0 | 0 | 12 | 1
NO |  | 42 | 2015 | 2 | 29 | 29 |  | WHOLLY OWNED 345 KV |  | 0 | 0 |  | 0 | 0 | 0 |  | 0 | 0 | 0 | 0 | 0 | 0 | 0 | 0 | 0 | 0 | 0 | 0 | 0 | 0 | 0 | 0 | 0 | 0 | 0 | 0 | 0 | 0 | 0 | 12 | 1
NO |  | 42 | 2015 | 2 | 30 | 30 |  | Greene Sub. | Sugarcreek Sub. | 345 | 345 | Steel Tower | 2.81 | 0 | 2 | 2-1024.5 ACAR | 0 | 0 | 0 | 0 | 0 | 0 | 0 | 0 | 0 | 0 | 0 | 0 | 0 | 0 | 0 | 0 | 0 | 0 | 0 | 0 | 0 | 0 | 0 | 12 | 1
NO |  | 42 | 2015 | 2 | 31 | 31 |  |  |  | 345 | 345 | Steel Pole | 0.36 | 0 | 2 | 2-1024.5 ACAR | 0 | 568167 | 568167 | 0 | 0 | 0 | 0 | 0 | 0 | 0 | 0 | 0 | 0 | 0 | 0 | 0 | 0 | 0 | 0 | 0 | 0 | 0 | 0 | 12 | 1
NO |  | 42 | 2015 | 2 | 33 | 33 |  | Sugarcreek Sub. | Foster Sub. | 345 | 345 | Steel Tower | 0 | 2.81 | 0 | 2-1024.5 ACAR | 0 | 0 | 0 | 0 | 0 | 0 | 0 | 0 | 0 | 0 | 0 | 0 | 0 | 0 | 0 | 0 | 0 | 0 | 0 | 0 | 0 | 0 | 0 | 12 | 1
NO |  | 42 | 2015 | 2 | 34 | 34 |  |  |  | 345 | 345 | Steel Pole | 0 | 0.36 | 0 | 2-1024.5 ACAR | 0 | 128444 | 128444 | 0 | 0 | 0 | 0 | 0 | 0 | 0 | 0 | 0 | 0 | 0 | 0 | 0 | 0 | 0 | 0 | 0 | 0 | 0 | 0 | 12 | 1
NO |  | 42 | 2015 | 3 | 1 | 1 |  | WHOLLY OWNED 345 KV |  | 0 | 0 |  | 0 | 0 | 0 |  | 0 | 0 | 0 | 0 | 0 | 0 | 0 | 0 | 0 | 0 | 0 | 0 | 0 | 0 | 0 | 0 | 0 | 0 | 0 | 0 | 0 | 0 | 0 | 12 | 1
NO |  | 42 | 2015 | 3 | 2 | 2 |  | Greene Sub. | Bath Sub. | 345 | 345 | Steel Tower | 4.51 | 0 | 2 | 2-1024.5 ACAR | 0 | 0 | 0 | 0 | 6985 | 0 | 6985 | 0 | 0 | 0 | 0 | 0 | 0 | 0 | 0 | 0 | 0 | 0 | 0 | 0 | 0 | 0 | 0 | 12 | 1
NO |  | 42 | 2015 | 3 | 3 | 3 |  |  |  | 345 | 345 | Steel Pole | 0.06 | 0 | 1 | 2-1024.5 ACAR | 0 | 0 | 0 | 0 | 0 | 0 | 0 | 0 | 0 | 0 | 0 | 0 | 0 | 0 | 0 | 0 | 0 | 0 | 0 | 0 | 0 | 0 | 0 | 12 | 1
NO |  | 42 | 2015 | 3 | 4 | 4 |  | Bath Sub. | Miami Sub. | 345 | 345 | Steel Pole | 0.06 | 0 | 1 | 2-1024.5 ACAR | 0 | 0 | 0 | 0 | 4286 | 0 | 4286 | 0 | 0 | 0 | 0 | 0 | 0 | 0 | 0 | 0 | 0 | 0 | 0 | 0 | 0 | 0 | 0 | 12 | 1
NO |  | 42 | 2015 | 3 | 5 | 5 |  |  |  | 345 | 345 | Steel Tower | 20.71 | 0 | 2 | 2-1024.5 ACAR | 996644 | 2555134 | 3551778 | 0 | 0 | 0 | 0 | 0 | 0 | 0 | 0 | 0 | 0 | 0 | 0 | 0 | 0 | 0 | 0 | 0 | 0 | 0 | 0 | 12 | 1
NO |  | 42 | 2015 | 3 | 7 | 7 |  | Miami Sub. | Shelby Sub. | 345 | 345 | Steel Tower | 7.74 | 0 | 1 | 2-1024.5 ACAR | 0 | 0 | 0 | 0 | 1664 | 0 | 1664 | 0 | 0 | 0 | 0 | 0 | 0 | 0 | 0 | 0 | 0 | 0 | 0 | 0 | 0 | 0 | 0 | 12 | 1
NO |  | 42 | 2015 | 3 | 8 | 8 |  |  |  | 345 | 345 | Steel Tower | 17.54 | 0 | 1 | 2-1024.5 ACAR | 0 | 0 | 0 | 0 | 0 | 0 | 0 | 0 | 0 | 0 | 0 | 0 | 0 | 0 | 0 | 0 | 0 | 0 | 0 | 0 | 0 | 0 | 0 | 12 | 1
NO |  | 42 | 2015 | 3 | 9 | 9 |  | Shelby Sub. | Dinsmore Inter-Conn Pt. | 0 | 0 |  | 0 | 0 | 0 |  | 0 | 0 | 0 | 0 | 776 | 0 | 776 | 0 | 0 | 0 | 0 | 0 | 0 | 0 | 0 | 0 | 0 | 0 | 0 | 0 | 0 | 0 | 0 | 12 | 1
NO |  | 42 | 2015 | 3 | 10 | 10 |  |  | w/Ohio Power Co. | 345 | 345 | Steel Tower | 9.25 | 0 | 1 | 2-1024.5 ACAR | 812634 | 2773147 | 3585781 | 0 | 0 | 0 | 0 | 0 | 0 | 0 | 0 | 0 | 0 | 0 | 0 | 0 | 0 | 0 | 0 | 0 | 0 | 0 | 0 | 12 | 1
NO |  | 42 | 2015 | 3 | 12 | 12 |  | Miami Sub. | West Milton Sub. | 345 | 345 | Steel Pole | 0.44 | 0 | 1 | 2-1024.5 ACAR | 0 | 0 | 0 | 0 | 24366 | 0 | 24366 | 0 | 0 | 0 | 0 | 0 | 0 | 0 | 0 | 0 | 0 | 0 | 0 | 0 | 0 | 0 | 0 | 12 | 1
NO |  | 42 | 2015 | 3 | 13 | 13 |  |  |  | 345 | 345 | Steel Pole | 8.4 | 0 | 2 | 2-1024.5 ACAR | 0 | 0 | 0 | 0 | 0 | 0 | 0 | 0 | 0 | 0 | 0 | 0 | 0 | 0 | 0 | 0 | 0 | 0 | 0 | 0 | 0 | 0 | 0 | 12 | 1
NO |  | 42 | 2015 | 3 | 15 | 15 |  | West Milton Sub. | Seven Mile Tie | 345 | 345 | Steel Pole | 9.81 | 0 | 1 | 2-1024.5 ACAR | 0 | 0 | 0 | 0 | 0 | 0 | 0 | 0 | 0 | 0 | 0 | 0 | 0 | 0 | 0 | 0 | 0 | 0 | 0 | 0 | 0 | 0 | 0 | 12 | 1
NO |  | 42 | 2015 | 3 | 16 | 16 |  |  |  | 345 | 345 | Steel Pole | 1.71 | 0 | 1 | 2-1024.5 ACAR | 0 | 0 | 0 | 0 | 0 | 0 | 0 | 0 | 0 | 0 | 0 | 0 | 0 | 0 | 0 | 0 | 0 | 0 | 0 | 0 | 0 | 0 | 0 | 12 | 1
NO |  | 42 | 2015 | 3 | 17 | 17 |  |  |  | 345 | 345 | Steel Pole | 4.13 | 0 | 1 | 2-1024.5 ACAR | 0 | 0 | 0 | 0 | 0 | 0 | 0 | 0 | 0 | 0 | 0 | 0 | 0 | 0 | 0 | 0 | 0 | 0 | 0 | 0 | 0 | 0 | 0 | 12 | 1
NO |  | 42 | 2015 | 3 | 18 | 18 |  |  |  | 345 | 345 | Steel Pole | 21.7 | 0 | 1 | 2-1024.5 ACAR | 0 | 0 | 0 | 0 | 0 | 0 | 0 | 0 | 0 | 0 | 0 | 0 | 0 | 0 | 0 | 0 | 0 | 0 | 0 | 0 | 0 | 0 | 0 | 12 | 1
NO |  | 42 | 2015 | 3 | 19 | 19 |  |  |  | 345 | 345 | Steel Pole | 0.12 | 0 | 1 | 2-1024.5 ACAR | 2641058 | 9923490 | 12564548 | 0 | 0 | 0 | 0 | 0 | 0 | 0 | 0 | 0 | 0 | 0 | 0 | 0 | 0 | 0 | 0 | 0 | 0 | 0 | 0 | 12 | 1
NO |  | 42 | 2015 | 3 | 21 | 21 |  | Killen Sub. | Stuart Tie West | 345 | 345 | Steel Tower | 3.52 | 0 | 1 | 2-954 ACSR | 147277 | 3153325 | 3300602 | 0 | 360826 | 0 | 360826 | 0 | 0 | 0 | 0 | 0 | 0 | 0 | 0 | 0 | 0 | 0 | 0 | 0 | 0 | 0 | 0 | 12 | 1
NO |  | 42 | 2015 | 3 | 22 | 22 |  |  |  | 345 | 345 | Steel Pole | 2.01 | 0 | 0 | 2-954 ACSR | 0 | 0 | 0 | 0 | 0 | 0 | 0 | 0 | 0 | 0 | 0 | 0 | 0 | 0 | 0 | 0 | 0 | 0 | 0 | 0 | 0 | 0 | 0 | 12 | 1
NO |  | 42 | 2015 | 3 | 23 | 23 |  |  | Non-Energized | 0 | 345 | Steel Tower | 2.06 | 0 | 1 | 2-983.1 ACSR | 0 | 0 | 0 | 0 | 0 | 0 | 0 | 0 | 0 | 0 | 0 | 0 | 0 | 0 | 0 | 0 | 0 | 0 | 0 | 0 | 0 | 0 | 0 | 12 | 1
NO |  | 42 | 2015 | 3 | 25 | 25 |  | Killen Sub. | Marquis Tie East | 345 | 345 | Steel Tower | 6.04 | 0 | 1 | 2-954 ACSR | 0 | 0 | 0 | 0 | 366088 | 0 | 366088 | 0 | 0 | 0 | 0 | 0 | 0 | 0 | 0 | 0 | 0 | 0 | 0 | 0 | 0 | 0 | 0 | 12 | 1
NO |  | 42 | 2015 | 3 | 26 | 26 |  |  |  | 345 | 345 | Steel H-Frame | 0.42 | 0 | 1 | 2-954 ACSR | 266243 | 2647257 | 2913500 | 0 | 0 | 0 | 0 | 0 | 0 | 0 | 0 | 0 | 0 | 0 | 0 | 0 | 0 | 0 | 0 | 0 | 0 | 0 | 0 | 12 | 1
NO |  | 42 | 2015 | 3 | 28 | 28 |  | TOTAL WHOLLY OWNED |  | 0 | 0 |  | 123.4 | 3.17 | 25 |  | 4863856 | 21748964 | 26612820 | 0 | 764991 | 0 | 764991 | 0 | 0 | 0 | 0 | 0 | 0 | 0 | 0 | 0 | 0 | 0 | 0 | 0 | 0 | 0 | 0 | 12 | 1
NO |  | 42 | 2015 | 3 | 29 | 29 |  | 345 KV FACIL-SEE NOTE (M) |  | 0 | 0 |  | 0 | 0 | 0 |  | 0 | 0 | 0 | 0 | 0 | 0 | 0 | 0 | 0 | 0 | 0 | 0 | 0 | 0 | 0 | 0 | 0 | 0 | 0 | 0 | 0 | 0 | 0 | 12 | 1
NO |  | 42 | 2015 | 3 | 31 | 31 |  | WHOLLY OWNED 138 KV |  | 0 | 0 |  | 0 | 0 | 0 |  | 0 | 0 | 0 | 0 | 0 | 0 | 0 | 0 | 0 | 0 | 0 | 0 | 0 | 0 | 0 | 0 | 0 | 0 | 0 | 0 | 0 | 0 | 0 | 12 | 1
NO |  | 42 | 2015 | 3 | 32 | 32 |  | Hutchings Sub. | Trenton Tie (Ohio Power) | 138 | 138 | Wood H-Frame | 2.02 | 0 | 1 | 795 ACSR | 0 | 0 | 0 | 0 | 689 | 0 | 689 | 0 | 0 | 0 | 0 | 0 | 0 | 0 | 0 | 0 | 0 | 0 | 0 | 0 | 0 | 0 | 0 | 12 | 1
NO |  | 42 | 2015 | 3 | 33 | 33 |  |  |  | 138 | 138 | Wood Pole | 1.24 | 0 | 1 | 795 ACSR | 0 | 0 | 0 | 0 | 0 | 0 | 0 | 0 | 0 | 0 | 0 | 0 | 0 | 0 | 0 | 0 | 0 | 0 | 0 | 0 | 0 | 0 | 0 | 12 | 1
NO |  | 42 | 2015 | 3 | 34 | 34 |  |  |  | 138 | 138 | Steel Tower | 11.39 | 0 | 2 | 795 ACSR | 352374 | 691151 | 1043525 | 0 | 0 | 0 | 0 | 0 | 0 | 0 | 0 | 0 | 0 | 0 | 0 | 0 | 0 | 0 | 0 | 0 | 0 | 0 | 0 | 12 | 1
NO |  | 42 | 2015 | 4 | 1 | 1 |  | WHOLLY OWNED 138 KV |  | 0 | 0 |  | 0 | 0 | 0 |  | 0 | 0 | 0 | 0 | 0 | 0 | 0 | 0 | 0 | 0 | 0 | 0 | 0 | 0 | 0 | 0 | 0 | 0 | 0 | 0 | 0 | 0 | 0 | 12 | 1
NO |  | 42 | 2015 | 4 | 2 | 2 |  | Hutchings Sub. | Hillsboro Tie (Ohio Power) | 138 | 138 | Wood Pole | 0.04 | 0 | 1 | 795 ACSR | 0 | 0 | 0 | 0 | 9265 | 0 | 9265 | 0 | 0 | 0 | 0 | 0 | 0 | 0 | 0 | 0 | 0 | 0 | 0 | 0 | 0 | 0 | 0 | 12 | 1
NO |  | 42 | 2015 | 4 | 3 | 3 |  |  |  | 138 | 138 | Steel Tower | 0.14 | 0 | 1 | 795 ACSR | 0 | 0 | 0 | 0 | 0 | 0 | 0 | 0 | 0 | 0 | 0 | 0 | 0 | 0 | 0 | 0 | 0 | 0 | 0 | 0 | 0 | 0 | 0 | 12 | 1
NO |  | 42 | 2015 | 4 | 4 | 4 |  |  |  | 138 | 138 | Steel Tower | 0 | 0.17 | 0 | 795 ACSR | 0 | 0 | 0 | 0 | 0 | 0 | 0 | 0 | 0 | 0 | 0 | 0 | 0 | 0 | 0 | 0 | 0 | 0 | 0 | 0 | 0 | 0 | 0 | 12 | 1
NO |  | 42 | 2015 | 4 | 5 | 5 |  |  |  | 138 | 138 | Steel Tower | 0 | 11.39 | 0 | 795 ACSR | 0 | 0 | 0 | 0 | 0 | 0 | 0 | 0 | 0 | 0 | 0 | 0 | 0 | 0 | 0 | 0 | 0 | 0 | 0 | 0 | 0 | 0 | 0 | 12 | 1
NO |  | 42 | 2015 | 4 | 6 | 6 |  |  |  | 138 | 345 | Steel Tower | 0.21 | 0 | 1 | 795 ACSR | 0 | 0 | 0 | 0 | 0 | 0 | 0 | 0 | 0 | 0 | 0 | 0 | 0 | 0 | 0 | 0 | 0 | 0 | 0 | 0 | 0 | 0 | 0 | 12 | 1
NO |  | 42 | 2015 | 4 | 7 | 7 |  |  |  | 138 | 345 | Steel Tower | 4.03 | 0 | 1 | 2-795 ACSR | 0 | 0 | 0 | 0 | 0 | 0 | 0 | 0 | 0 | 0 | 0 | 0 | 0 | 0 | 0 | 0 | 0 | 0 | 0 | 0 | 0 | 0 | 0 | 12 | 1
NO |  | 42 | 2015 | 4 | 8 | 8 |  |  |  | 138 | 138 | Wood Pole | 0.03 | 0 | 1 | 477 ACSR | 87719 | 569993 | 657712 | 0 | 0 | 0 | 0 | 0 | 0 | 0 | 0 | 0 | 0 | 0 | 0 | 0 | 0 | 0 | 0 | 0 | 0 | 0 | 0 | 12 | 1
NO |  | 42 | 2015 | 4 | 10 | 10 |  | Hutchings Sub. | Sugarcreek Sub. | 138 | 138 | Wood H-Frame | 10.32 | 0 | 1 | 636 ACSR | 0 | 0 | 0 | 0 | 11863 | 871 | 12734 | 0 | 0 | 0 | 0 | 0 | 0 | 0 | 0 | 0 | 0 | 0 | 0 | 0 | 0 | 0 | 0 | 12 | 1
NO |  | 42 | 2015 | 4 | 11 | 11 |  |  |  | 138 | 138 | Wood Pole | 0.13 | 0 | 1 | 795 AL | 0 | 0 | 0 | 0 | 0 | 0 | 0 | 0 | 0 | 0 | 0 | 0 | 0 | 0 | 0 | 0 | 0 | 0 | 0 | 0 | 0 | 0 | 0 | 12 | 1
NO |  | 42 | 2015 | 4 | 12 | 12 |  |  |  | 138 | 138 | Steel Tower | 0.17 | 0 | 2 | 636 ACSR | 0 | 0 | 0 | 0 | 0 | 0 | 0 | 0 | 0 | 0 | 0 | 0 | 0 | 0 | 0 | 0 | 0 | 0 | 0 | 0 | 0 | 0 | 0 | 12 | 1
NO |  | 42 | 2015 | 4 | 13 | 13 |  |  |  | 138 | 138 | Steel Tower | 0.9 | 0 | 1 | 636 ACSR | 0 | 0 | 0 | 0 | 0 | 0 | 0 | 0 | 0 | 0 | 0 | 0 | 0 | 0 | 0 | 0 | 0 | 0 | 0 | 0 | 0 | 0 | 0 | 12 | 1
NO |  | 42 | 2015 | 4 | 14 | 14 |  |  |  | 138 | 138 | Underground | 0.39 | 0 | 1 | 2000 CU | 89431 | 2721463 | 2810894 | 0 | 0 | 0 | 0 | 0 | 0 | 0 | 0 | 0 | 0 | 0 | 0 | 0 | 0 | 0 | 0 | 0 | 0 | 0 | 0 | 12 | 1
NO |  | 42 | 2015 | 4 | 16 | 16 |  | Miami Sub. | West Milton Sub. | 138 | 345 | Steel Pole | 0.18 | 0 | 1 | 1351.5 AL | 0 | 0 | 0 | 0 | 0 | 0 | 0 | 0 | 0 | 0 | 0 | 0 | 0 | 0 | 0 | 0 | 0 | 0 | 0 | 0 | 0 | 0 | 0 | 12 | 1
NO |  | 42 | 2015 | 4 | 17 | 17 |  |  |  | 138 | 345 | Steel Pole | 0 | 8.4 | 0 | 2-1024.5 ACAR | 0 | 0 | 0 | 0 | 0 | 0 | 0 | 0 | 0 | 0 | 0 | 0 | 0 | 0 | 0 | 0 | 0 | 0 | 0 | 0 | 0 | 0 | 0 | 12 | 1
NO |  | 42 | 2015 | 4 | 18 | 18 |  |  |  | 138 | 345 | Steel Pole | 0.21 | 0 | 1 | 2-1024.5 ACAR | 0 | 391485 | 391485 | 0 | 0 | 0 | 0 | 0 | 0 | 0 | 0 | 0 | 0 | 0 | 0 | 0 | 0 | 0 | 0 | 0 | 0 | 0 | 0 | 12 | 1
NO |  | 42 | 2015 | 4 | 20 | 20 |  | Hutchings Sub. | Crown Sub. | 138 | 138 | Wood Pole | 10.3 | 0 | 1 | 636 ACSR | 0 | 0 | 0 | 0 | 27543 | 0 | 27543 | 0 | 0 | 0 | 0 | 0 | 0 | 0 | 0 | 0 | 0 | 0 | 0 | 0 | 0 | 0 | 0 | 12 | 1
NO |  | 42 | 2015 | 4 | 21 | 21 |  |  |  | 138 | 138 | Wood Pole | 1.02 | 0 | 2 | 636 ACSR | 0 | 0 | 0 | 0 | 0 | 0 | 0 | 0 | 0 | 0 | 0 | 0 | 0 | 0 | 0 | 0 | 0 | 0 | 0 | 0 | 0 | 0 | 0 | 12 | 1
NO |  | 42 | 2015 | 4 | 22 | 22 |  |  |  | 138 | 138 | Wood H-Frame | 1.14 | 0 | 3 | 636 ACSR | 0 | 0 | 0 | 0 | 0 | 0 | 0 | 0 | 0 | 0 | 0 | 0 | 0 | 0 | 0 | 0 | 0 | 0 | 0 | 0 | 0 | 0 | 0 | 12 | 1
NO |  | 42 | 2015 | 4 | 23 | 23 |  |  |  | 138 | 138 | Steel Tower | 0.28 | 0 | 2 | 636 ACSR | 0 | 0 | 0 | 0 | 0 | 0 | 0 | 0 | 0 | 0 | 0 | 0 | 0 | 0 | 0 | 0 | 0 | 0 | 0 | 0 | 0 | 0 | 0 | 12 | 1
NO |  | 42 | 2015 | 4 | 24 | 24 |  |  |  | 138 | 138 | Steel Tower | 0.08 | 0 | 1 | 636 ACSR | 0 | 674181 | 674181 | 0 | 0 | 0 | 0 | 0 | 0 | 0 | 0 | 0 | 0 | 0 | 0 | 0 | 0 | 0 | 0 | 0 | 0 | 0 | 0 | 12 | 1
NO |  | 42 | 2015 | 4 | 26 | 26 |  | Trebein Sub. | Bath Sub. | 138 | 138 | Steel Tower | 0 | 0.18 | 0 | 477 ACSR | 0 | 0 | 0 | 0 | 0 | 0 | 0 | 0 | 0 | 0 | 0 | 0 | 0 | 0 | 0 | 0 | 0 | 0 | 0 | 0 | 0 | 0 | 0 | 12 | 1
NO |  | 42 | 2015 | 4 | 27 | 27 |  |  |  | 138 | 138 | Wood Pole | 0.31 | 0 | 1 | 477 ACSR | 0 | 0 | 0 | 0 | 0 | 0 | 0 | 0 | 0 | 0 | 0 | 0 | 0 | 0 | 0 | 0 | 0 | 0 | 0 | 0 | 0 | 0 | 0 | 12 | 1
NO |  | 42 | 2015 | 4 | 28 | 28 |  |  |  | 138 | 138 | Steel Tower | 4.07 | 0 | 2 | 477 ACSR | 0 | 243254 | 243254 | 0 | 0 | 0 | 0 | 0 | 0 | 0 | 0 | 0 | 0 | 0 | 0 | 0 | 0 | 0 | 0 | 0 | 0 | 0 | 0 | 12 | 1
NO |  | 42 | 2015 | 4 | 30 | 30 |  | Bath Sub. | Urbana Sub. | 138 | 138 | Steel Tower | 4.36 | 0 | 2 | 477 ACSR | 0 | 0 | 0 | 0 | 159674 | 0 | 159674 | 0 | 0 | 0 | 0 | 0 | 0 | 0 | 0 | 0 | 0 | 0 | 0 | 0 | 0 | 0 | 0 | 12 | 1
NO |  | 42 | 2015 | 4 | 31 | 31 |  |  |  | 138 | 138 | Wood H-Frame | 20.69 | 0 | 1 | 477 ACSR | 0 | 0 | 0 | 0 | 0 | 0 | 0 | 0 | 0 | 0 | 0 | 0 | 0 | 0 | 0 | 0 | 0 | 0 | 0 | 0 | 0 | 0 | 0 | 12 | 1
NO |  | 42 | 2015 | 4 | 32 | 32 |  |  |  | 138 | 138 | Wood Pole | 0.23 | 0 | 1 | 477 ACSR | 0 | 1596042 | 1596042 | 0 | 0 | 0 | 0 | 0 | 0 | 0 | 0 | 0 | 0 | 0 | 0 | 0 | 0 | 0 | 0 | 0 | 0 | 0 | 0 | 12 | 1
NO |  | 42 | 2015 | 5 | 1 | 1 |  | WHOLLY OWNED 138 KV |  | 0 | 0 |  | 0 | 0 | 0 |  | 0 | 0 | 0 | 0 | 0 | 0 | 0 | 0 | 0 | 0 | 0 | 0 | 0 | 0 | 0 | 0 | 0 | 0 | 0 | 0 | 0 | 0 | 0 | 12 | 1
NO |  | 42 | 2015 | 5 | 2 | 2 |  | Urbana Sub. | Darby Sub. | 138 | 138 | Wood Pole | 0.04 | 0 | 1 | 477 ACSR | 0 | 0 | 0 | 0 | 1919 | 0 | 1919 | 0 | 0 | 0 | 0 | 0 | 0 | 0 | 0 | 0 | 0 | 0 | 0 | 0 | 0 | 0 | 0 | 12 | 1
NO |  | 42 | 2015 | 5 | 3 | 3 |  |  |  | 138 | 138 | Wood H-Frame | 30.68 | 0 | 1 | 795 ACSR | 0 | 0 | 0 | 0 | 0 | 0 | 0 | 0 | 0 | 0 | 0 | 0 | 0 | 0 | 0 | 0 | 0 | 0 | 0 | 0 | 0 | 0 | 0 | 12 | 1
NO |  | 42 | 2015 | 5 | 4 | 4 |  |  |  | 138 | 138 | Steel Tower | 0 | 0.51 | 0 | 795 ACSR | 0 | 0 | 0 | 0 | 0 | 0 | 0 | 0 | 0 | 0 | 0 | 0 | 0 | 0 | 0 | 0 | 0 | 0 | 0 | 0 | 0 | 0 | 0 | 12 | 1
NO |  | 42 | 2015 | 5 | 5 | 5 |  |  |  | 138 | 138 | Steel Pole | 1.22 | 0 | 1 | 4/0 ACSR | 240900 | 809994 | 1050894 | 0 | 0 | 0 | 0 | 0 | 0 | 0 | 0 | 0 | 0 | 0 | 0 | 0 | 0 | 0 | 0 | 0 | 0 | 0 | 0 | 12 | 1
NO |  | 42 | 2015 | 5 | 7 | 7 |  | Darby Sub. | Delaware Sub (CSP) | 138 | 138 | Wood H-Frame | 14.13 | 0 | 1 | 636 ACSR | 0 | 0 | 0 | 0 | 0 | 0 | 0 | 0 | 0 | 0 | 0 | 0 | 0 | 0 | 0 | 0 | 0 | 0 | 0 | 0 | 0 | 0 | 0 | 12 | 1
NO |  | 42 | 2015 | 5 | 8 | 8 |  |  |  | 138 | 138 | Steel Pole | 0.02 | 0 | 1 | 477 ACSR | 322028 | 558032 | 880060 | 0 | 0 | 0 | 0 | 0 | 0 | 0 | 0 | 0 | 0 | 0 | 0 | 0 | 0 | 0 | 0 | 0 | 0 | 0 | 0 | 12 | 1
NO |  | 42 | 2015 | 5 | 10 | 10 |  | Greene Sub. | Trebein Sub. | 138 | 138 | Wood H-Frame | 0.21 | 0 | 1 | 1351.5 AL | 0 | 0 | 0 | 0 | 9984 | 0 | 9984 | 0 | 0 | 0 | 0 | 0 | 0 | 0 | 0 | 0 | 0 | 0 | 0 | 0 | 0 | 0 | 0 | 12 | 1
NO |  | 42 | 2015 | 5 | 11 | 11 |  |  |  | 138 | 138 | Steel Tower | 0.94 | 0 | 2 | 636 ACSR | 0 | 0 | 0 | 0 | 0 | 0 | 0 | 0 | 0 | 0 | 0 | 0 | 0 | 0 | 0 | 0 | 0 | 0 | 0 | 0 | 0 | 0 | 0 | 12 | 1
NO |  | 42 | 2015 | 5 | 12 | 12 |  |  |  | 138 | 138 | Steel Tower | 0.29 | 0 | 2 | 1351.5 ACSR | 0 | 0 | 0 | 0 | 0 | 0 | 0 | 0 | 0 | 0 | 0 | 0 | 0 | 0 | 0 | 0 | 0 | 0 | 0 | 0 | 0 | 0 | 0 | 12 | 1
NO |  | 42 | 2015 | 5 | 13 | 13 |  |  |  | 138 | 138 | Steel Tower | 0.08 | 0 | 1 | 1351.5 AL | 20533 | 166782 | 187315 | 0 | 0 | 0 | 0 | 0 | 0 | 0 | 0 | 0 | 0 | 0 | 0 | 0 | 0 | 0 | 0 | 0 | 0 | 0 | 0 | 12 | 1
NO |  | 42 | 2015 | 5 | 15 | 15 |  | Greene Sub. | Airway Sub. | 138 | 138 | Steel Tower | 6.46 | 0 | 1 | 636 ACSR | 0 | 0 | 0 | 0 | 16036 | 0 | 16036 | 0 | 0 | 0 | 0 | 0 | 0 | 0 | 0 | 0 | 0 | 0 | 0 | 0 | 0 | 0 | 0 | 12 | 1
NO |  | 42 | 2015 | 5 | 16 | 16 |  |  |  | 138 | 138 | Steel Tower | 0.65 | 0 | 2 | 795 ACSR | 0 | 413727 | 413727 | 0 | 0 | 0 | 0 | 0 | 0 | 0 | 0 | 0 | 0 | 0 | 0 | 0 | 0 | 0 | 0 | 0 | 0 | 0 | 0 | 12 | 1
NO |  | 42 | 2015 | 5 | 18 | 18 |  | Greene Sub. | Monument Sub. | 138 | 138 | Wood Pole | 0.12 | 0 | 1 | 1351.5 ACSR | 0 | 0 | 0 | 0 | 3475 | 0 | 3475 | 0 | 0 | 0 | 0 | 0 | 0 | 0 | 0 | 0 | 0 | 0 | 0 | 0 | 0 | 0 | 0 | 12 | 1
NO |  | 42 | 2015 | 5 | 19 | 19 |  |  |  | 138 | 138 | Wood Pole | 1.93 | 0 | 1 | 1351.5 AL | 0 | 0 | 0 | 0 | 0 | 0 | 0 | 0 | 0 | 0 | 0 | 0 | 0 | 0 | 0 | 0 | 0 | 0 | 0 | 0 | 0 | 0 | 0 | 12 | 1
NO |  | 42 | 2015 | 5 | 20 | 20 |  |  |  | 138 | 138 | Steel Tower | 0.07 | 0 | 1 | 1351.5 ACSR | 0 | 0 | 0 | 0 | 0 | 0 | 0 | 0 | 0 | 0 | 0 | 0 | 0 | 0 | 0 | 0 | 0 | 0 | 0 | 0 | 0 | 0 | 0 | 12 | 1
NO |  | 42 | 2015 | 5 | 21 | 21 |  |  |  | 138 | 138 | Steel Tower | 7.72 | 0 | 2 | 1351.5 ACSR | 0 | 0 | 0 | 0 | 0 | 0 | 0 | 0 | 0 | 0 | 0 | 0 | 0 | 0 | 0 | 0 | 0 | 0 | 0 | 0 | 0 | 0 | 0 | 12 | 1
NO |  | 42 | 2015 | 5 | 22 | 22 |  |  |  | 138 | 138 | Steel Tower | 0.07 | 0 | 1 | 1351.5 AL | 0 | 0 | 0 | 0 | 0 | 0 | 0 | 0 | 0 | 0 | 0 | 0 | 0 | 0 | 0 | 0 | 0 | 0 | 0 | 0 | 0 | 0 | 0 | 12 | 1
NO |  | 42 | 2015 | 5 | 23 | 23 |  |  |  | 138 | 138 | Steel Pole | 0.49 | 0 | 1 | 1351 AL | 83529 | 967356 | 1050885 | 0 | 0 | 0 | 0 | 0 | 0 | 0 | 0 | 0 | 0 | 0 | 0 | 0 | 0 | 0 | 0 | 0 | 0 | 0 | 0 | 12 | 1
NO |  | 42 | 2015 | 5 | 25 | 25 |  | Monument Sub. | Wyandot Sub. | 138 | 138 | Underground | 1.19 | 0 | 0 | 1250 CU | 0 | 0 | 0 | 0 | 0 | 0 | 0 | 0 | 0 | 0 | 0 | 0 | 0 | 0 | 0 | 0 | 0 | 0 | 0 | 0 | 0 | 0 | 0 | 12 | 1
NO |  | 42 | 2015 | 5 | 26 | 26 |  |  |  | 138 | 138 | Underground | 1.25 | 0 | 0 | 1250 CU | 0 | 488273 | 488273 | 0 | 0 | 0 | 0 | 0 | 0 | 0 | 0 | 0 | 0 | 0 | 0 | 0 | 0 | 0 | 0 | 0 | 0 | 0 | 0 | 12 | 1
NO |  | 42 | 2015 | 5 | 28 | 28 |  | Monument Sub. | Webster Sub. | 138 | 138 | Wood Pole | 0.96 | 0 | 1 | 1351.5 AL | 0 | 0 | 0 | 0 | 0 | 0 | 0 | 0 | 0 | 0 | 0 | 0 | 0 | 0 | 0 | 0 | 0 | 0 | 0 | 0 | 0 | 0 | 0 | 12 | 1
NO |  | 42 | 2015 | 5 | 29 | 29 |  |  |  | 138 | 138 | Steel Pole | 1.22 | 0 | 1 | 1351.5 AL | 6971 | 271871 | 278842 | 0 | 0 | 0 | 0 | 0 | 0 | 0 | 0 | 0 | 0 | 0 | 0 | 0 | 0 | 0 | 0 | 0 | 0 | 0 | 0 | 12 | 1
NO |  | 42 | 2015 | 6 | 1 | 1 |  | WHOLLY OWNED 138 KV |  | 0 | 0 |  | 0 | 0 | 0 |  | 0 | 0 | 0 | 0 | 0 | 0 | 0 | 0 | 0 | 0 | 0 | 0 | 0 | 0 | 0 | 0 | 0 | 0 | 0 | 0 | 0 | 0 | 0 | 12 | 1
NO |  | 42 | 2015 | 6 | 2 | 2 |  | Needmore Sub. | Northridge Sub. | 138 | 138 | Wood Pole | 0.61 | 0 | 1 | 636 ACSR | 0 | 0 | 0 | 0 | 0 | 0 | 0 | 0 | 0 | 0 | 0 | 0 | 0 | 0 | 0 | 0 | 0 | 0 | 0 | 0 | 0 | 0 | 0 | 12 | 1
NO |  | 42 | 2015 | 6 | 3 | 3 |  |  |  | 138 | 138 | Steel Tower | 1.62 | 0 | 2 | 636 ACSR | 0 | 0 | 0 | 0 | 0 | 0 | 0 | 0 | 0 | 0 | 0 | 0 | 0 | 0 | 0 | 0 | 0 | 0 | 0 | 0 | 0 | 0 | 0 | 12 | 1
NO |  | 42 | 2015 | 6 | 4 | 4 |  |  |  | 138 | 138 | Wood Pole | 0.03 | 0 | 1 | 4/0 ACSR | 0 | 0 | 0 | 0 | 0 | 0 | 0 | 0 | 0 | 0 | 0 | 0 | 0 | 0 | 0 | 0 | 0 | 0 | 0 | 0 | 0 | 0 | 0 | 12 | 1
NO |  | 42 | 2015 | 6 | 5 | 5 |  |  |  | 138 | 138 | Steel Tower | 0.01 | 0 | 1 | 636 ACSR | 0 | 162184 | 162184 | 0 | 0 | 0 | 0 | 0 | 0 | 0 | 0 | 0 | 0 | 0 | 0 | 0 | 0 | 0 | 0 | 0 | 0 | 0 | 0 | 12 | 1
NO |  | 42 | 2015 | 6 | 6 | 6 |  | Northridge Sub. | Miami Sub. | 138 | 138 | Wood H-Frame | 2.77 | 0 | 1 | 636 ACSR | 0 | 0 | 0 | 0 | 7086 | 0 | 7086 | 0 | 0 | 0 | 0 | 0 | 0 | 0 | 0 | 0 | 0 | 0 | 0 | 0 | 0 | 0 | 0 | 12 | 1
NO |  | 42 | 2015 | 6 | 7 | 7 |  |  |  | 138 | 138 | Wood Pole | 0.52 | 0 | 1 | 636 ACSR | 0 | 0 | 0 | 0 | 0 | 0 | 0 | 0 | 0 | 0 | 0 | 0 | 0 | 0 | 0 | 0 | 0 | 0 | 0 | 0 | 0 | 0 | 0 | 12 | 1
NO |  | 42 | 2015 | 6 | 8 | 8 |  |  |  | 138 | 138 | Steel Tower | 4.84 | 0 | 2 | 636 ACSR | 0 | 0 | 0 | 0 | 0 | 0 | 0 | 0 | 0 | 0 | 0 | 0 | 0 | 0 | 0 | 0 | 0 | 0 | 0 | 0 | 0 | 0 | 0 | 12 | 1
NO |  | 42 | 2015 | 6 | 9 | 9 |  |  |  | 138 | 138 | Steel Tower | 1.4 | 0 | 3 | 1351.5 ACSR | 0 | 0 | 0 | 0 | 0 | 0 | 0 | 0 | 0 | 0 | 0 | 0 | 0 | 0 | 0 | 0 | 0 | 0 | 0 | 0 | 0 | 0 | 0 | 12 | 1
NO |  | 42 | 2015 | 6 | 10 | 10 |  |  |  | 138 | 138 | Steel Tower | 0.04 | 0 | 1 | 1351.5 ACSR | 0 | 625999 | 625999 | 0 | 0 | 0 | 0 | 0 | 0 | 0 | 0 | 0 | 0 | 0 | 0 | 0 | 0 | 0 | 0 | 0 | 0 | 0 | 0 | 12 | 1
NO |  | 42 | 2015 | 6 | 12 | 12 |  | Sugarcreek Sub. | Bellbrook Sub. | 138 | 138 | Wood Pole | 0.1 | 0 | 1 | 1351.5 AL | 0 | 0 | 0 | 0 | 10379 | 0 | 10379 | 0 | 0 | 0 | 0 | 0 | 0 | 0 | 0 | 0 | 0 | 0 | 0 | 0 | 0 | 0 | 0 | 12 | 1
NO |  | 42 | 2015 | 6 | 13 | 13 |  |  |  | 138 | 138 | Wood H-Frame | 1.56 | 0 | 1 | 1351.5 ACSR | 0 | 0 | 0 | 0 | 0 | 0 | 0 | 0 | 0 | 0 | 0 | 0 | 0 | 0 | 0 | 0 | 0 | 0 | 0 | 0 | 0 | 0 | 0 | 12 | 1
NO |  | 42 | 2015 | 6 | 14 | 14 |  |  |  | 138 | 138 | Wood Pole | 1.11 | 0 | 1 | 1351.5 AL | 0 | 0 | 0 | 0 | 0 | 0 | 0 | 0 | 0 | 0 | 0 | 0 | 0 | 0 | 0 | 0 | 0 | 0 | 0 | 0 | 0 | 0 | 0 | 12 | 1
NO |  | 42 | 2015 | 6 | 15 | 15 |  | Bellbrook Sub. | Alpha Sub. | 138 | 138 | Wood H-Frame | 1.83 | 0 | 1 | 1351.5 ACSR | 0 | 0 | 0 | 0 | 0 | 0 | 0 | 0 | 0 | 0 | 0 | 0 | 0 | 0 | 0 | 0 | 0 | 0 | 0 | 0 | 0 | 0 | 0 | 12 | 1
NO |  | 42 | 2015 | 6 | 16 | 16 |  |  |  | 138 | 138 | Wood Pole | 0.29 | 0 | 1 | 1351.5 AL | 0 | 0 | 0 | 0 | 0 | 0 | 0 | 0 | 0 | 0 | 0 | 0 | 0 | 0 | 0 | 0 | 0 | 0 | 0 | 0 | 0 | 0 | 0 | 12 | 1
NO |  | 42 | 2015 | 6 | 17 | 17 |  |  |  | 138 | 138 | Steel Pole | 0.76 | 0 | 2 | 1351.5 ACSR | 33457 | 1118508 | 1151965 | 0 | 0 | 0 | 0 | 0 | 0 | 0 | 0 | 0 | 0 | 0 | 0 | 0 | 0 | 0 | 0 | 0 | 0 | 0 | 0 | 12 | 1
NO |  | 42 | 2015 | 6 | 19 | 19 |  | Sugarcreek Sub. | Centerville Sub. | 138 | 138 | Wood Pole | 3.89 | 0 | 1 | 1351.5 AL | 0 | 0 | 0 | 0 | 6390 | 0 | 6390 | 0 | 0 | 0 | 0 | 0 | 0 | 0 | 0 | 0 | 0 | 0 | 0 | 0 | 0 | 0 | 0 | 12 | 1
NO |  | 42 | 2015 | 6 | 20 | 20 |  |  |  | 138 | 138 | Wood Pole | 1.3 | 0 | 2 | 1351.5 AL | 0 | 0 | 0 | 0 | 0 | 0 | 0 | 0 | 0 | 0 | 0 | 0 | 0 | 0 | 0 | 0 | 0 | 0 | 0 | 0 | 0 | 0 | 0 | 12 | 1
NO |  | 42 | 2015 | 6 | 21 | 21 |  |  |  | 138 | 138 | Wood Pole | 1.07 | 0 | 1 | 636 ACSR | 0 | 0 | 0 | 0 | 0 | 0 | 0 | 0 | 0 | 0 | 0 | 0 | 0 | 0 | 0 | 0 | 0 | 0 | 0 | 0 | 0 | 0 | 0 | 12 | 1
NO |  | 42 | 2015 | 6 | 22 | 22 |  |  |  | 138 | 138 | Wood Pole | 0.05 | 0 | 2 | 636 ACSR | 0 | 644474 | 644474 | 0 | 0 | 0 | 0 | 0 | 0 | 0 | 0 | 0 | 0 | 0 | 0 | 0 | 0 | 0 | 0 | 0 | 0 | 0 | 0 | 12 | 1
NO |  | 42 | 2015 | 6 | 24 | 24 |  | Centerville | Hempstead Sub. | 138 | 138 | Wood Pole | 0.3 | 0 | 1 | 1351.5 AL | 0 | 0 | 0 | 0 | 0 | 0 | 0 | 0 | 0 | 0 | 0 | 0 | 0 | 0 | 0 | 0 | 0 | 0 | 0 | 0 | 0 | 0 | 0 | 12 | 1
NO |  | 42 | 2015 | 6 | 25 | 25 |  |  |  | 138 | 138 | Wood Pole | 3 | 0 | 1 | 636 ACSR | 0 | 112008 | 112008 | 0 | 0 | 0 | 0 | 0 | 0 | 0 | 0 | 0 | 0 | 0 | 0 | 0 | 0 | 0 | 0 | 0 | 0 | 0 | 0 | 12 | 1
NO |  | 42 | 2015 | 6 | 27 | 27 |  | Alpha Sub. | Greene Sub. | 138 | 138 | Wood Pole | 0.83 | 0 | 1 | 1351.5 AL | 0 | 0 | 0 | 0 | 481 | 0 | 481 | 0 | 0 | 0 | 0 | 0 | 0 | 0 | 0 | 0 | 0 | 0 | 0 | 0 | 0 | 0 | 0 | 12 | 1
NO |  | 42 | 2015 | 6 | 28 | 28 |  |  |  | 138 | 138 | Wood Pole | 1.39 | 0 | 2 | 1351.5 AL | 0 | 0 | 0 | 0 | 0 | 0 | 0 | 0 | 0 | 0 | 0 | 0 | 0 | 0 | 0 | 0 | 0 | 0 | 0 | 0 | 0 | 0 | 0 | 12 | 1
NO |  | 42 | 2015 | 6 | 29 | 29 |  |  |  | 138 | 138 | Wood H-Frame | 2.45 | 0 | 1 | 1351.5 ACSR | 0 | 0 | 0 | 0 | 0 | 0 | 0 | 0 | 0 | 0 | 0 | 0 | 0 | 0 | 0 | 0 | 0 | 0 | 0 | 0 | 0 | 0 | 0 | 12 | 1
NO |  | 42 | 2015 | 6 | 30 | 30 |  |  |  | 138 | 138 | Wood Pole | 0.1 | 0 | 1 | 1351.5 AL | 46920 | 822668 | 869588 | 0 | 0 | 0 | 0 | 0 | 0 | 0 | 0 | 0 | 0 | 0 | 0 | 0 | 0 | 0 | 0 | 0 | 0 | 0 | 0 | 12 | 1
NO |  | 42 | 2015 | 7 | 1 | 1 |  | WHOLLY OWNED 138 KV |  | 0 | 0 |  | 0 | 0 | 0 |  | 0 | 0 | 0 | 0 | 0 | 0 | 0 | 0 | 0 | 0 | 0 | 0 | 0 | 0 | 0 | 0 | 0 | 0 | 0 | 0 | 0 | 0 | 0 | 12 | 1
NO |  | 42 | 2015 | 7 | 2 | 2 |  | Eldean Sub. | Sidney Sub. | 138 | 138 | Wood Pole | 0.87 | 0 | 1 | 477 ACSR | 0 | 0 | 0 | 0 | 22968 | 0 | 22968 | 0 | 0 | 0 | 0 | 0 | 0 | 0 | 0 | 0 | 0 | 0 | 0 | 0 | 0 | 0 | 0 | 12 | 1
NO |  | 42 | 2015 | 7 | 3 | 3 |  |  |  | 138 | 138 | Wood H-Frame | 11.82 | 0 | 1 | 636 ACSR | 0 | 0 | 0 | 0 | 0 | 0 | 0 | 0 | 0 | 0 | 0 | 0 | 0 | 0 | 0 | 0 | 0 | 0 | 0 | 0 | 0 | 0 | 0 | 12 | 1
NO |  | 42 | 2015 | 7 | 4 | 4 |  |  |  | 138 | 138 | Wood Pole | 0.07 | 0 | 1 | 636 ACSR | 0 | 0 | 0 | 0 | 0 | 0 | 0 | 0 | 0 | 0 | 0 | 0 | 0 | 0 | 0 | 0 | 0 | 0 | 0 | 0 | 0 | 0 | 0 | 12 | 1
NO |  | 42 | 2015 | 7 | 5 | 5 |  |  |  | 138 | 138 | Wood Pole | 3.7 | 0 | 1 | 795 ACSR | 0 | 0 | 0 | 0 | 0 | 0 | 0 | 0 | 0 | 0 | 0 | 0 | 0 | 0 | 0 | 0 | 0 | 0 | 0 | 0 | 0 | 0 | 0 | 12 | 1
NO |  | 42 | 2015 | 7 | 6 | 6 |  |  |  | 138 | 138 | Steel Tower | 2.32 | 0 | 3 | 636 ACSR | 0 | 0 | 0 | 0 | 0 | 0 | 0 | 0 | 0 | 0 | 0 | 0 | 0 | 0 | 0 | 0 | 0 | 0 | 0 | 0 | 0 | 0 | 0 | 12 | 1
NO |  | 42 | 2015 | 7 | 7 | 7 |  |  |  | 138 | 138 | Steel Pole | 0.13 | 0 | 1 | 1351.5 AL | 0 | 0 | 0 | 0 | 0 | 0 | 0 | 0 | 0 | 0 | 0 | 0 | 0 | 0 | 0 | 0 | 0 | 0 | 0 | 0 | 0 | 0 | 0 | 12 | 1
NO |  | 42 | 2015 | 7 | 8 | 8 |  |  |  | 138 | 138 | Steel Pole | 0.06 | 0 | 1 | 1351.5 ACSR | 0 | 0 | 0 | 0 | 0 | 0 | 0 | 0 | 0 | 0 | 0 | 0 | 0 | 0 | 0 | 0 | 0 | 0 | 0 | 0 | 0 | 0 | 0 | 12 | 1
NO |  | 42 | 2015 | 7 | 9 | 9 |  |  |  | 138 | 138 | Steel Pole | 5.26 | 0 | 2 | 1351.5 ACSR | 0 | 0 | 0 | 0 | 0 | 0 | 0 | 0 | 0 | 0 | 0 | 0 | 0 | 0 | 0 | 0 | 0 | 0 | 0 | 0 | 0 | 0 | 0 | 12 | 1
NO |  | 42 | 2015 | 7 | 10 | 10 |  |  |  | 138 | 138 | Wood Pole | 0.37 | 0 | 2 | 1351.5 ACSR | 71441 | 3251226 | 3322667 | 0 | 0 | 0 | 0 | 0 | 0 | 0 | 0 | 0 | 0 | 0 | 0 | 0 | 0 | 0 | 0 | 0 | 0 | 0 | 0 | 12 | 1
NO |  | 42 | 2015 | 7 | 12 | 12 |  | Webster Sub. | Needmore Sub. | 138 | 138 | Wood Pole | 0.19 | 0 | 1 | 1351.5 ACSR | 0 | 0 | 0 | 0 | 0 | 0 | 0 | 0 | 0 | 0 | 0 | 0 | 0 | 0 | 0 | 0 | 0 | 0 | 0 | 0 | 0 | 0 | 0 | 12 | 1
NO |  | 42 | 2015 | 7 | 13 | 13 |  |  |  | 138 | 138 | Steel Tower | 0.78 | 0 | 2 | 636 ACSR | 0 | 0 | 0 | 0 | 0 | 0 | 0 | 0 | 0 | 0 | 0 | 0 | 0 | 0 | 0 | 0 | 0 | 0 | 0 | 0 | 0 | 0 | 0 | 12 | 1
NO |  | 42 | 2015 | 7 | 14 | 14 |  |  |  | 138 | 138 | Steel Tower | 0.05 | 0 | 1 | 636 ACSR | 0 | 0 | 0 | 0 | 0 | 0 | 0 | 0 | 0 | 0 | 0 | 0 | 0 | 0 | 0 | 0 | 0 | 0 | 0 | 0 | 0 | 0 | 0 | 12 | 1
NO |  | 42 | 2015 | 7 | 15 | 15 |  |  |  | 138 | 138 | Wood Pole | 0.01 | 0 | 1 | 477 ACSR | 0 | 186142 | 186142 | 0 | 0 | 0 | 0 | 0 | 0 | 0 | 0 | 0 | 0 | 0 | 0 | 0 | 0 | 0 | 0 | 0 | 0 | 0 | 0 | 12 | 1
NO |  | 42 | 2015 | 7 | 16 | 16 |  |  |  | 138 | 138 | Steel Tower | 0.56 | 0 | 2 | 1351.5 ACSR | 0 | 0 | 0 | 0 | 0 | 0 | 0 | 0 | 0 | 0 | 0 | 0 | 0 | 0 | 0 | 0 | 0 | 0 | 0 | 0 | 0 | 0 | 0 | 12 | 1
NO |  | 42 | 2015 | 7 | 18 | 18 |  | Sidney Sub. | Shelby Sub. | 138 | 138 | Wood Pole | 0.08 | 0 | 1 | 795 ACSR | 0 | 0 | 0 | 0 | 8736 | 0 | 8736 | 0 | 0 | 0 | 0 | 0 | 0 | 0 | 0 | 0 | 0 | 0 | 0 | 0 | 0 | 0 | 0 | 12 | 1
NO |  | 42 | 2015 | 7 | 19 | 19 |  |  |  | 138 | 138 | Steel Tower | 0 | 2.32 | 0 | 795 ACSR | 0 | 0 | 0 | 0 | 0 | 0 | 0 | 0 | 0 | 0 | 0 | 0 | 0 | 0 | 0 | 0 | 0 | 0 | 0 | 0 | 0 | 0 | 0 | 12 | 1
NO |  | 42 | 2015 | 7 | 20 | 20 |  |  |  | 138 | 138 | Wood H-Frame | 4.68 | 0 | 1 | 795 ACSR | 0 | 0 | 0 | 0 | 0 | 0 | 0 | 0 | 0 | 0 | 0 | 0 | 0 | 0 | 0 | 0 | 0 | 0 | 0 | 0 | 0 | 0 | 0 | 12 | 1
NO |  | 42 | 2015 | 7 | 21 | 21 |  |  |  | 138 | 138 | Wood Pole | 2.17 | 0 | 2 | 795 ACSR | 257706 | 1406143 | 1663849 | 0 | 0 | 0 | 0 | 0 | 0 | 0 | 0 | 0 | 0 | 0 | 0 | 0 | 0 | 0 | 0 | 0 | 0 | 0 | 0 | 12 | 1
NO |  | 42 | 2015 | 7 | 23 | 23 |  | Shelby Sub. | Amsterdam Sub. | 138 | 138 | Wood Pole | 24.47 | 0 | 1 | 795 ACSR | 0 | 0 | 0 | 0 | 3462 | 0 | 3462 | 0 | 0 | 0 | 0 | 0 | 0 | 0 | 0 | 0 | 0 | 0 | 0 | 0 | 0 | 0 | 0 | 12 | 1
NO |  | 42 | 2015 | 7 | 24 | 24 |  |  |  | 138 | 138 | Wood Pole | 0.98 | 0 | 2 | 795 ACSR | 78824 | 1977683 | 2056507 | 0 | 0 | 0 | 0 | 0 | 0 | 0 | 0 | 0 | 0 | 0 | 0 | 0 | 0 | 0 | 0 | 0 | 0 | 0 | 0 | 12 | 1
NO |  | 42 | 2015 | 7 | 26 | 26 |  | West Milton Sub. | Greenville Sub. | 138 | 138 | Steel Pole | 11.45 | 0 | 1 | 795 ACSR | 0 | 0 | 0 | 0 | 273 | 0 | 273 | 0 | 0 | 0 | 0 | 0 | 0 | 0 | 0 | 0 | 0 | 0 | 0 | 0 | 0 | 0 | 0 | 12 | 1
NO |  | 42 | 2015 | 7 | 27 | 27 |  |  |  | 138 | 138 | Wood Pole | 9.18 | 0 | 1 | 795 ACSR | 782220 | 2403447 | 3185667 | 0 | 0 | 0 | 0 | 0 | 0 | 0 | 0 | 0 | 0 | 0 | 0 | 0 | 0 | 0 | 0 | 0 | 0 | 0 | 0 | 12 | 1
NO |  | 42 | 2015 | 7 | 29 | 29 |  | Shelby Sub. | Quincy Sub. | 138 | 138 | Wood Pole | 0 | 2.18 | 0 | 795 ACSR | 0 | 0 | 0 | 0 | 0 | 0 | 0 | 0 | 0 | 0 | 0 | 0 | 0 | 0 | 0 | 0 | 0 | 0 | 0 | 0 | 0 | 0 | 0 | 12 | 1
NO |  | 42 | 2015 | 7 | 30 | 30 |  |  |  | 138 | 138 | Wood H-Frame | 5.96 | 0 | 1 | 477 ACSR | 0 | 0 | 0 | 0 | 0 | 0 | 0 | 0 | 0 | 0 | 0 | 0 | 0 | 0 | 0 | 0 | 0 | 0 | 0 | 0 | 0 | 0 | 0 | 12 | 1
NO |  | 42 | 2015 | 7 | 31 | 31 |  |  |  | 138 | 138 | Wood Pole | 0.01 | 0 | 1 | 4/0 ACSR | 0 | 0 | 0 | 0 | 0 | 0 | 0 | 0 | 0 | 0 | 0 | 0 | 0 | 0 | 0 | 0 | 0 | 0 | 0 | 0 | 0 | 0 | 0 | 12 | 1
NO |  | 42 | 2015 | 7 | 32 | 32 |  |  |  | 138 | 138 | Wood Pole | 1.38 | 0 | 1 | 477 ACSR | 0 | 0 | 0 | 0 | 0 | 0 | 0 | 0 | 0 | 0 | 0 | 0 | 0 | 0 | 0 | 0 | 0 | 0 | 0 | 0 | 0 | 0 | 0 | 12 | 1
NO |  | 42 | 2015 | 7 | 33 | 33 |  | Quincy Sub. | Logan Sub. | 138 | 138 | Wood Pole | 10.13 | 0 | 1 | 477 ACSR | 0 | 0 | 0 | 0 | 0 | 0 | 0 | 0 | 0 | 0 | 0 | 0 | 0 | 0 | 0 | 0 | 0 | 0 | 0 | 0 | 0 | 0 | 0 | 12 | 1
NO |  | 42 | 2015 | 7 | 34 | 34 |  |  |  | 138 | 138 | Wood Pole | 0.02 | 0 | 1 | 1351.5 AL | 0 | 624948 | 624948 | 0 | 0 | 0 | 0 | 0 | 0 | 0 | 0 | 0 | 0 | 0 | 0 | 0 | 0 | 0 | 0 | 0 | 0 | 0 | 0 | 12 | 1
NO |  | 42 | 2015 | 8 | 1 | 1 |  | WHOLLY OWNED 138 KV |  | 0 | 0 |  | 0 | 0 | 0 |  | 0 | 0 | 0 | 0 | 0 | 0 | 0 | 0 | 0 | 0 | 0 | 0 | 0 | 0 | 0 | 0 | 0 | 0 | 0 | 0 | 0 | 0 | 0 | 12 | 1
NO |  | 42 | 2015 | 8 | 2 | 2 |  | Miami Sub. | New Carlisle | 138 | 345 | Steel Tower | 0 | 5.95 | 0 | 2-1024.5 ACAR | 0 | 0 | 0 | 0 | 0 | 0 | 0 | 0 | 0 | 0 | 0 | 0 | 0 | 0 | 0 | 0 | 0 | 0 | 0 | 0 | 0 | 0 | 0 | 12 | 1
NO |  | 42 | 2015 | 8 | 3 | 3 |  |  |  | 138 | 138 | Wood Pole | 0.15 | 0 | 1 | 1351.5 AL | 0 | 0 | 0 | 0 | 4281 | 0 | 4281 | 0 | 0 | 0 | 0 | 0 | 0 | 0 | 0 | 0 | 0 | 0 | 0 | 0 | 0 | 0 | 0 | 12 | 1
NO |  | 42 | 2015 | 8 | 4 | 4 |  |  |  | 138 | 138 | Steel Pole | 0.88 | 0 | 2 | 1351.5 ACSR | 0 | 0 | 0 | 0 | 0 | 0 | 0 | 0 | 0 | 0 | 0 | 0 | 0 | 0 | 0 | 0 | 0 | 0 | 0 | 0 | 0 | 0 | 0 | 12 | 1
NO |  | 42 | 2015 | 8 | 5 | 5 |  |  |  | 138 | 138 | Wood Pole | 0.17 | 0 | 2 | 1351.5 ACSR | 0 | 0 | 0 | 0 | 0 | 0 | 0 | 0 | 0 | 0 | 0 | 0 | 0 | 0 | 0 | 0 | 0 | 0 | 0 | 0 | 0 | 0 | 0 | 12 | 1
NO |  | 42 | 2015 | 8 | 6 | 6 |  |  |  | 138 | 138 | Wood Pole | 0.07 | 0 | 1 | 1351.5 ACSR | 0 | 0 | 0 | 0 | 0 | 0 | 0 | 0 | 0 | 0 | 0 | 0 | 0 | 0 | 0 | 0 | 0 | 0 | 0 | 0 | 0 | 0 | 0 | 12 | 1
NO |  | 42 | 2015 | 8 | 8 | 8 |  | Bath Sub. | New Carlisle Sub. | 138 | 345 | Steel Tower | 0 | 14.65 | 0 | 2-1024.5 ACAR | 0 | 0 | 0 | 0 | 4026 | 0 | 4026 | 0 | 0 | 0 | 0 | 0 | 0 | 0 | 0 | 0 | 0 | 0 | 0 | 0 | 0 | 0 | 0 | 12 | 1
NO |  | 42 | 2015 | 8 | 9 | 9 |  |  |  | 138 | 138 | Wood Pole | 0.12 | 0 | 1 | 1351.5 ACSR | 0 | 0 | 0 | 0 | 0 | 0 | 0 | 0 | 0 | 0 | 0 | 0 | 0 | 0 | 0 | 0 | 0 | 0 | 0 | 0 | 0 | 0 | 0 | 12 | 1
NO |  | 42 | 2015 | 8 | 10 | 10 |  |  |  | 138 | 345 | Steel Pole | 0.05 | 0 | 1 | 1351.5 AL | 0 | 0 | 0 | 0 | 0 | 0 | 0 | 0 | 0 | 0 | 0 | 0 | 0 | 0 | 0 | 0 | 0 | 0 | 0 | 0 | 0 | 0 | 0 | 12 | 1
NO |  | 42 | 2015 | 8 | 11 | 11 |  |  |  | 138 | 138 | Steel Pole | 0 | 0.88 | 0 | 1351.5 ACSR | 0 | 0 | 0 | 0 | 0 | 0 | 0 | 0 | 0 | 0 | 0 | 0 | 0 | 0 | 0 | 0 | 0 | 0 | 0 | 0 | 0 | 0 | 0 | 12 | 1
NO |  | 42 | 2015 | 8 | 12 | 12 |  |  |  | 138 | 138 | Wood Pole | 0 | 0.17 | 0 | 1351.5 ACSR | 0 | 0 | 0 | 0 | 0 | 0 | 0 | 0 | 0 | 0 | 0 | 0 | 0 | 0 | 0 | 0 | 0 | 0 | 0 | 0 | 0 | 0 | 0 | 12 | 1
NO |  | 42 | 2015 | 8 | 13 | 13 |  |  |  | 138 | 138 | Wood Pole | 0.08 | 0 | 1 | 1351.5 ACSR | 61294 | 2566216 | 2627510 | 0 | 0 | 0 | 0 | 0 | 0 | 0 | 0 | 0 | 0 | 0 | 0 | 0 | 0 | 0 | 0 | 0 | 0 | 0 | 0 | 12 | 1
NO |  | 42 | 2015 | 8 | 15 | 15 |  | Knollwood Sub. | Overlook Sub. | 138 | 138 | Steel Tower | 0 | 4.53 | 0 | 1351.5 ACSR | 0 | 0 | 0 | 0 | 0 | 0 | 0 | 0 | 0 | 0 | 0 | 0 | 0 | 0 | 0 | 0 | 0 | 0 | 0 | 0 | 0 | 0 | 0 | 12 | 1
NO |  | 42 | 2015 | 8 | 16 | 16 |  | Overlook Sub. | Monument Sub. | 138 | 138 | Wood Pole | 1.27 | 0 | 1 | 1351.5 ACSR | 0 | 0 | 0 | 0 | 0 | 0 | 0 | 0 | 0 | 0 | 0 | 0 | 0 | 0 | 0 | 0 | 0 | 0 | 0 | 0 | 0 | 0 | 0 | 12 | 1
NO |  | 42 | 2015 | 8 | 17 | 17 |  |  |  | 138 | 138 | Steel Tower | 1.58 | 0 | 1 | 2-300 CU | 0 | 0 | 0 | 0 | 0 | 0 | 0 | 0 | 0 | 0 | 0 | 0 | 0 | 0 | 0 | 0 | 0 | 0 | 0 | 0 | 0 | 0 | 0 | 12 | 1
NO |  | 42 | 2015 | 8 | 18 | 18 |  |  |  | 138 | 138 | Steel Tower | 1.54 | 0 | 2 | 795 ACSR | 0 | 0 | 0 | 0 | 0 | 0 | 0 | 0 | 0 | 0 | 0 | 0 | 0 | 0 | 0 | 0 | 0 | 0 | 0 | 0 | 0 | 0 | 0 | 12 | 1
NO |  | 42 | 2015 | 8 | 20 | 20 |  | Clark (Ohio Edison) | Urbana | 138 | 138 | Steel Pole | 2.48 | 0 | 1 | 795 ACSR | 0 | 594711 | 594711 | 0 | 0 | 0 | 0 | 0 | 0 | 0 | 0 | 0 | 0 | 0 | 0 | 0 | 0 | 0 | 0 | 0 | 0 | 0 | 0 | 12 | 1
NO |  | 42 | 2015 | 8 | 22 | 22 |  | Greene Sub. | Knollwood Sub. | 138 | 138 | Wood Pole | 0.22 | 0 | 1 | 1351.5 ACSR | 0 | 0 | 0 | 0 | 0 | 0 | 0 | 0 | 0 | 0 | 0 | 0 | 0 | 0 | 0 | 0 | 0 | 0 | 0 | 0 | 0 | 0 | 0 | 12 | 1
NO |  | 42 | 2015 | 8 | 23 | 23 |  |  |  | 138 | 138 | Steel Tower | 0 | 3.4 | 0 | 1351.5 ACSR | 0 | 0 | 0 | 0 | 0 | 0 | 0 | 0 | 0 | 0 | 0 | 0 | 0 | 0 | 0 | 0 | 0 | 0 | 0 | 0 | 0 | 0 | 0 | 12 | 1
NO |  | 42 | 2015 | 8 | 25 | 25 |  | Monument Sub. | Webster Sub. | 138 | 138 | Steel Tower | 0 | 1.54 | 0 | 795 ACSR | 0 | 0 | 0 | 0 | 0 | 0 | 0 | 0 | 0 | 0 | 0 | 0 | 0 | 0 | 0 | 0 | 0 | 0 | 0 | 0 | 0 | 0 | 0 | 12 | 1
NO |  | 42 | 2015 | 8 | 26 | 26 |  |  |  | 138 | 138 | Steel Tower | 2.25 | 0 | 1 | 2-300 CU | 0 | 495014 | 495014 | 0 | 0 | 0 | 0 | 0 | 0 | 0 | 0 | 0 | 0 | 0 | 0 | 0 | 0 | 0 | 0 | 0 | 0 | 0 | 0 | 12 | 1
NO |  | 42 | 2015 | 8 | 28 | 28 |  | Blue Jacket Sub. | Kirby (Ohio Edison) | 138 | 138 | Steel Pole | 0.16 | 0 | 2 | 795 AL | 0 | 0 | 0 | 0 | 0 | 0 | 0 | 0 | 0 | 0 | 0 | 0 | 0 | 0 | 0 | 0 | 0 | 0 | 0 | 0 | 0 | 0 | 0 | 12 | 1
NO |  | 42 | 2015 | 8 | 29 | 29 |  |  |  | 138 | 138 | Wood Pole | 18 | 0 | 1 | 795 AL | 0 | 0 | 0 | 0 | 0 | 0 | 0 | 0 | 0 | 0 | 0 | 0 | 0 | 0 | 0 | 0 | 0 | 0 | 0 | 0 | 0 | 0 | 0 | 12 | 1
NO |  | 42 | 2015 | 8 | 30 | 30 |  |  |  | 138 | 138 | Steel Pole | 3.45 | 0 | 1 | 795 AL | 1100000 | 2924529 | 4024529 | 0 | 0 | 0 | 0 | 0 | 0 | 0 | 0 | 0 | 0 | 0 | 0 | 0 | 0 | 0 | 0 | 0 | 0 | 0 | 0 | 12 | 1
NO |  | 42 | 2015 | 9 | 1 | 1 |  | WHOLLY OWNED 138 KV |  | 0 | 0 |  | 0 | 0 | 0 |  | 0 | 0 | 0 | 0 | 0 | 0 | 0 | 0 | 0 | 0 | 0 | 0 | 0 | 0 | 0 | 0 | 0 | 0 | 0 | 0 | 0 | 0 | 0 | 12 | 1
NO |  | 42 | 2015 | 9 | 2 | 2 |  | Miami Sub. | Eldean Sub. | 138 | 138 | Wood H-Frame | 3.84 | 0 | 1 | 636 ACSR | 0 | 0 | 0 | 0 | 25493 | 0 | 25493 | 0 | 0 | 0 | 0 | 0 | 0 | 0 | 0 | 0 | 0 | 0 | 0 | 0 | 0 | 0 | 0 | 12 | 1
NO |  | 42 | 2015 | 9 | 3 | 3 |  |  |  | 138 | 138 | Wood H-Frame | 1.77 | 0 | 2 | 636 ACSR | 0 | 0 | 0 | 0 | 0 | 0 | 0 | 0 | 0 | 0 | 0 | 0 | 0 | 0 | 0 | 0 | 0 | 0 | 0 | 0 | 0 | 0 | 0 | 12 | 1
NO |  | 42 | 2015 | 9 | 4 | 4 |  |  |  | 138 | 138 | Wood Pole | 0.14 | 0 | 1 | 636 ACSR | 0 | 0 | 0 | 0 | 0 | 0 | 0 | 0 | 0 | 0 | 0 | 0 | 0 | 0 | 0 | 0 | 0 | 0 | 0 | 0 | 0 | 0 | 0 | 12 | 1
NO |  | 42 | 2015 | 9 | 5 | 5 |  |  |  | 138 | 138 | Steel Tower | 0.06 | 0 | 1 | 1351.5 ACSR | 0 | 0 | 0 | 0 | 0 | 0 | 0 | 0 | 0 | 0 | 0 | 0 | 0 | 0 | 0 | 0 | 0 | 0 | 0 | 0 | 0 | 0 | 0 | 12 | 1
NO |  | 42 | 2015 | 9 | 6 | 6 |  |  |  | 138 | 138 | Steel Tower | 0 | 1.4 | 3 | 1351.5 ACSR | 0 | 0 | 0 | 0 | 0 | 0 | 0 | 0 | 0 | 0 | 0 | 0 | 0 | 0 | 0 | 0 | 0 | 0 | 0 | 0 | 0 | 0 | 0 | 12 | 1
NO |  | 42 | 2015 | 9 | 7 | 7 |  |  |  | 138 | 138 | Wood H-Frame | 6.26 | 0 | 1 | 1351.5 ACSR | 0 | 0 | 0 | 0 | 0 | 0 | 0 | 0 | 0 | 0 | 0 | 0 | 0 | 0 | 0 | 0 | 0 | 0 | 0 | 0 | 0 | 0 | 0 | 12 | 1
NO |  | 42 | 2015 | 9 | 8 | 8 |  |  |  | 138 | 138 | Steel Pole | 0.15 | 0 | 1 | 1351.5 ACSR | 0 | 0 | 0 | 0 | 0 | 0 | 0 | 0 | 0 | 0 | 0 | 0 | 0 | 0 | 0 | 0 | 0 | 0 | 0 | 0 | 0 | 0 | 0 | 12 | 1
NO |  | 42 | 2015 | 9 | 9 | 9 |  |  |  | 138 | 138 | Steel Pole | 0 | 5.26 | 2 | 1351.5 ACSR | 0 | 0 | 0 | 0 | 0 | 0 | 0 | 0 | 0 | 0 | 0 | 0 | 0 | 0 | 0 | 0 | 0 | 0 | 0 | 0 | 0 | 0 | 0 | 12 | 1
NO |  | 42 | 2015 | 9 | 10 | 10 |  |  |  | 138 | 138 | Wood Pole | 0 | 0.37 | 2 | 1351.5 ACSR | 0 | 1044626 | 1044626 | 0 | 0 | 0 | 0 | 0 | 0 | 0 | 0 | 0 | 0 | 0 | 0 | 0 | 0 | 0 | 0 | 0 | 0 | 0 | 0 | 12 | 1
NO |  | 42 | 2015 | 9 | 12 | 12 |  | TOTAL WHOLLY OWNED |  | 0 | 0 |  | 316.88 | 63.3 | 157 |  | 3635347 | 31524130 | 35159477 | 0 | 334023 | 871 | 334894 | 0 | 0 | 0 | 0 | 0 | 0 | 0 | 0 | 0 | 0 | 0 | 0 | 0 | 0 | 0 | 0 | 12 | 1
NO |  | 42 | 2015 | 9 | 13 | 13 |  | 138 KV FACIL-SEE NOTE (M) |  | 0 | 0 |  | 0 | 0 | 0 |  | 0 | 0 | 0 | 0 | 0 | 0 | 0 | 0 | 0 | 0 | 0 | 0 | 0 | 0 | 0 | 0 | 0 | 0 | 0 | 0 | 0 | 0 | 0 | 12 | 1
NO |  | 42 | 2015 | 9 | 15 | 15 |  | WHOLLY OWNED 69 KV |  | 0 | 0 |  | 0 | 0 | 0 |  | 0 | 0 | 0 | 308308 | 636715 | 0 | 945023 | 0 | 0 | 0 | 0 | 0 | 0 | 0 | 0 | 0 | 0 | 0 | 0 | 0 | 0 | 0 | 0 | 12 | 1
NO |  | 42 | 2015 | 9 | 16 | 16 |  | 69 KV Lines | H Non-Energized | 0 | 138 | Wood Pole | 0.13 | 0 | 0 |  | 0 | 0 | 0 | 0 | 0 | 0 | 0 | 0 | 0 | 0 | 0 | 0 | 0 | 0 | 0 | 0 | 0 | 0 | 0 | 0 | 0 | 0 | 0 | 12 | 1
NO |  | 42 | 2015 | 9 | 17 | 17 |  |  |  | 69 | 69 | Wood Pole | 709.46 | 9.26 | 0 |  | 0 | 0 | 0 | 0 | 0 | 0 | 0 | 0 | 0 | 0 | 0 | 0 | 0 | 0 | 0 | 0 | 0 | 0 | 0 | 0 | 0 | 0 | 0 | 12 | 1
NO |  | 42 | 2015 | 9 | 18 | 18 |  |  |  | 69 | 69 | Wood H-Frame | 0.22 | 1.14 | 0 |  | 0 | 0 | 0 | 0 | 0 | 0 | 0 | 0 | 0 | 0 | 0 | 0 | 0 | 0 | 0 | 0 | 0 | 0 | 0 | 0 | 0 | 0 | 0 | 12 | 1
NO |  | 42 | 2015 | 9 | 19 | 19 |  |  |  | 69 | 69 | Steel Pole | 22.67 | 3.91 | 0 |  | 0 | 0 | 0 | 0 | 0 | 0 | 0 | 0 | 0 | 0 | 0 | 0 | 0 | 0 | 0 | 0 | 0 | 0 | 0 | 0 | 0 | 0 | 0 | 12 | 1
NO |  | 42 | 2015 | 9 | 20 | 20 |  |  |  | 69 | 69 | Steel Tower | 50.65 | 26.96 | 0 |  | 0 | 0 | 0 | 0 | 0 | 0 | 0 | 0 | 0 | 0 | 0 | 0 | 0 | 0 | 0 | 0 | 0 | 0 | 0 | 0 | 0 | 0 | 0 | 12 | 1
NO |  | 42 | 2015 | 9 | 21 | 21 |  |  |  | 69 | 138 | Steel Pole | 0.55 | 0.43 | 0 |  | 0 | 0 | 0 | 0 | 0 | 0 | 0 | 0 | 0 | 0 | 0 | 0 | 0 | 0 | 0 | 0 | 0 | 0 | 0 | 0 | 0 | 0 | 0 | 12 | 1
NO |  | 42 | 2015 | 9 | 22 | 22 |  |  |  | 69 | 69 | Underground | 5.48 | 0 | 0 |  | 0 | 0 | 0 | 0 | 0 | 0 | 0 | 0 | 0 | 0 | 0 | 0 | 0 | 0 | 0 | 0 | 0 | 0 | 0 | 0 | 0 | 0 | 0 | 12 | 1
NO |  | 42 | 2015 | 9 | 23 | 23 |  |  |  | 69 | 138 | Wood Pole | 103.84 | 3.95 | 0 |  | 0 | 0 | 0 | 0 | 0 | 0 | 0 | 0 | 0 | 0 | 0 | 0 | 0 | 0 | 0 | 0 | 0 | 0 | 0 | 0 | 0 | 0 | 0 | 12 | 1
NO |  | 42 | 2015 | 9 | 24 | 24 |  |  |  | 69 | 138 | Wood H-Frame | 8.78 | 1.77 | 0 |  | 0 | 0 | 0 | 0 | 0 | 0 | 0 | 0 | 0 | 0 | 0 | 0 | 0 | 0 | 0 | 0 | 0 | 0 | 0 | 0 | 0 | 0 | 0 | 12 | 1
NO |  | 42 | 2015 | 9 | 25 | 25 |  |  |  | 69 | 138 | Steel Tower | 8.55 | 29 | 0 |  | 0 | 0 | 0 | 0 | 0 | 0 | 0 | 0 | 0 | 0 | 0 | 0 | 0 | 0 | 0 | 0 | 0 | 0 | 0 | 0 | 0 | 0 | 0 | 12 | 1
NO |  | 42 | 2015 | 9 | 26 | 26 |  |  | H Non-Energized | 0 | 69 | Wood Pole | 3.4 | 0 | 0 |  | 0 | 0 | 0 | 0 | 0 | 0 | 0 | 0 | 0 | 0 | 0 | 0 | 0 | 0 | 0 | 0 | 0 | 0 | 0 | 0 | 0 | 0 | 0 | 12 | 1
SI/NO | A | 42 | 2015 | 9 | 28 | 28 |  | All 69 KV Lines |  | 0 | 0 |  | 0 | 0 | 0 |  | 10804013 | 82056036 | 92860049 | 0 | 0 | 0 | 1689924.8652 | 0 | 0 | 0 | 0 | 0 | 0 | 0 | 0 | 0 | 0 | 0 | 0 | 0 | 0 | 0 | 0 | 12 | 1
NO |  | 42 | 2015 | 9 | 30 | 30 |  | TOTAL WHOLLY OWNED |  | 0 | 0 |  | 913.73 | 76.42 | 0 |  | 10804013 | 82056036 | 92860049 | 308308 | 636715 | 0 | 945023 | 0 | 0 | 0 | 0 | 0 | 0 | 0 | 0 | 0 | 0 | 0 | 0 | 0 | 0 | 0 | 0 | 12 | 1
NO |  | 42 | 2015 | 9 | 31 | 31 |  | 69 KV FACIL-SEE NOTE (M) |  | 0 | 0 |  | 0 | 0 | 0 |  | 0 | 0 | 0 | 0 | 0 | 0 | 0 | 0 | 0 | 0 | 0 | 0 | 0 | 0 | 0 | 0 | 0 | 0 | 0 | 0 | 0 | 0 | 0 | 12 | 1
NO |  | 42 | 2015 | 10 | 1 | 1 |  | WHOLLY OWNED 34.5 KV |  | 0 | 0 |  | 0 | 0 | 0 |  | 0 | 0 | 0 | 0 | 0 | 0 | 0 | 0 | 0 | 0 | 0 | 0 | 0 | 0 | 0 | 0 | 0 | 0 | 0 | 0 | 0 | 0 | 0 | 12 | 1
NO |  | 42 | 2015 | 10 | 2 | 2 |  | 34.5 KV Lines | H Non-Energized | 34.5 | 34.5 | Wood Pole | 3.98 | 0 | 0 |  | 0 | 0 | 0 | 0 | 0 | 0 | 0 | 0 | 0 | 0 | 0 | 0 | 0 | 0 | 0 | 0 | 0 | 0 | 0 | 0 | 0 | 0 | 0 | 12 | 1
NO |  | 42 | 2015 | 10 | 3 | 3 |  |  |  | 34.5 | 69 | Wood Pole | 8.05 | 0 | 0 |  | 0 | 0 | 0 | 0 | 0 | 0 | 0 | 0 | 0 | 0 | 0 | 0 | 0 | 0 | 0 | 0 | 0 | 0 | 0 | 0 | 0 | 0 | 0 | 12 | 1
NO |  | 42 | 2015 | 10 | 4 | 4 |  |  |  | 34.5 | 34.5 | Wood Pole | 24.27 | 1.08 | 0 |  | 0 | 0 | 0 | 0 | 0 | 0 | 0 | 0 | 0 | 0 | 0 | 0 | 0 | 0 | 0 | 0 | 0 | 0 | 0 | 0 | 0 | 0 | 0 | 12 | 1
NO |  | 42 | 2015 | 10 | 5 | 5 |  |  | H Non-Energized | 34.5 | 69 | Wood H-Frame | 0 | 1.14 | 0 |  | 0 | 0 | 0 | 0 | 0 | 0 | 0 | 0 | 0 | 0 | 0 | 0 | 0 | 0 | 0 | 0 | 0 | 0 | 0 | 0 | 0 | 0 | 0 | 12 | 1
NO |  | 42 | 2015 | 10 | 6 | 6 |  |  | H Non-Energized | 34.5 | 138 | Steel Tower | 0 | 1.28 | 0 |  | 0 | 0 | 0 | 0 | 0 | 0 | 0 | 0 | 0 | 0 | 0 | 0 | 0 | 0 | 0 | 0 | 0 | 0 | 0 | 0 | 0 | 0 | 0 | 12 | 1
NO |  | 42 | 2015 | 10 | 8 | 8 |  | TOTAL WHOLLY OWNED |  | 0 | 0 |  | 36.3 | 3.5 | 0 |  | 0 | 0 | 0 | 0 | 0 | 0 | 0 | 0 | 0 | 0 | 0 | 0 | 0 | 0 | 0 | 0 | 0 | 0 | 0 | 0 | 0 | 0 | 0 | 12 | 1
NO |  | 42 | 2015 | 10 | 9 | 9 |  | 34.5 KV FAC-SEE NOTE (M) |  | 0 | 0 |  | 0 | 0 | 0 |  | 0 | 0 | 0 | 0 | 0 | 0 | 0 | 0 | 0 | 0 | 0 | 0 | 0 | 0 | 0 | 0 | 0 | 0 | 0 | 0 | 0 | 0 | 0 | 12 | 1
NO |  | 43 | 2015 | 0 | 1 | 1 |  | JOINT VENTURES |  | 0 | 0 |  | 0 | 0 | 0 |  | 0 | 0 | 0 | 0 | 0 | 0 | 0 | 0 | 0 | 0 | 0 | 0 | 0 | 0 | 0 | 0 | 0 | 0 | 0 | 0 | 0 | 0 | 0 | 12 | 1
NO |  | 43 | 2015 | 0 | 3 | 3 |  | EHV SYSTEM |  | 500 | 500 | STEEL TOWER | 127 | 0 | 1 |  | 842230 | 24181306 | 25023536 | 51660 | 0 | -1790220 | -1738560 | 0 | 0 | 0 | 0 | 0 | 0 | 0 | 0 | 0 | 0 | 0 | 0 | 0 | 0 | 650430251 | 0 | 12 | 1
NO |  | 43 | 2015 | 0 | 5 | 5 |  | LDV SYSTEM |  | 500 | 500 | STEEL/ALUM TWR | 154 | 0 | 6 |  | 15382104 | 153838522 | 169220626 | 44916 | 0 | -2554596 | -2509680 | 0 | 0 | 0 | 0 | 0 | 0 | 0 | 0 | 0 | 0 | 0 | 0 | 0 | 0 | 0 | 0 | 12 | 1
NO |  | 43 | 2015 | 0 | 7 | 7 |  | SE SYSTEM |  | 500 | 500 | STEEL TOWER | 0 | 0 | 0 |  | 11248373 | 163878492 | 175126865 | 0 | 0 | 185976 | 185976 | 0 | 0 | 0 | 0 | 0 | 0 | 0 | 0 | 0 | 0 | 0 | 0 | 0 | 0 | 0 | 0 | 12 | 1
SI/NO | A | 43 | 2015 | 0 | 9 | 9 |  | 69 KV LINES |  | 69 | 69 | VARIOUS | 550.43 | 29.78 | 72 |  | 7548675 | 226695137 | 234243812 | 0 | 0 | 0 | 4262914.4254 | 0 | 0 | 0 | 0 | 0 | 0 | 0 | 0 | 0 | 0 | 0 | 0 | 0 | 0 | 0 | 0 | 12 | 1
NO |  | 43 | 2015 | 0 | 11 | 11 |  | SEE DETAIL ON | FOLLOWING PAGES | 0 | 0 |  | 0 | 0 | 0 |  | 9713 | 18680556 | 18690269 | 0 | 0 | 0 | 0 | 0 | 0 | 0 | 0 | 0 | 0 | 0 | 0 | 0 | 0 | 0 | 0 | 0 | 0 | 0 | 0 | 12 | 1
NO |  | 43 | 2015 | 0 | 36 | 36 |  | TOTAL |  | 0 | 0 |  | 1732.24 | 171.91 | 185 |  | 35031095 | 587274013 | 622305108 | 96576 | 0 | -4158840 | -4062264 | 0 | 0 | 0 | 0 | 0 | 0 | 0 | 0 | 0 | 0 | 0 | 0 | 0 | 0 | 0 | 0 | 12 | 1
NO |  | 43 | 2015 | 1 | 1 | 1 |  | Red Lion | Hope Creek | 500 | 500 | Steel towers | 3.71 | 0 | 1 | 2505 AACSR | 0 | 0 | 0 | 0 | 0 | 0 | 0 | 0 | 0 | 0 | 0 | 0 | 0 | 0 | 0 | 0 | 0 | 0 | 0 | 0 | 0 | 0 | 0 | 12 | 1
NO |  | 43 | 2015 | 1 | 2 | 2 |  | Keeney | Rock Springs | 500 | 500 | Steel Towers | 3.8 | 0 | 1 | 2493 ACAR | 0 | 0 | 0 | 0 | 0 | 0 | 0 | 0 | 0 | 0 | 0 | 0 | 0 | 0 | 0 | 0 | 0 | 0 | 0 | 0 | 0 | 0 | 0 | 12 | 1
NO |  | 43 | 2015 | 1 | 3 | 3 |  | Keeney | Red Lion | 500 | 500 | Steel Towers | 7.99 | 0 | 1 | 2493 ACAR | 0 | 0 | 0 | 0 | 0 | 0 | 0 | 0 | 0 | 0 | 0 | 0 | 0 | 0 | 0 | 0 | 0 | 0 | 0 | 0 | 0 | 0 | 0 | 12 | 1
NO |  | 43 | 2015 | 1 | 5 | 5 |  | Keeney | Steele | 230 | 230 | Steel Towers | 0 | 57.2 | 1 | 1590 ACSR | 0 | 0 | 0 | 0 | 0 | 0 | 0 | 0 | 0 | 0 | 0 | 0 | 0 | 0 | 0 | 0 | 0 | 0 | 0 | 0 | 0 | 0 | 0 | 12 | 1
NO |  | 43 | 2015 | 1 | 6 | 6 |  | Indian River | Piney Grove | 230 | 230 | Wood H Frame | 25.83 | 0 | 1 | 1590 ACSR | 0 | 0 | 0 | 0 | 0 | 0 | 0 | 0 | 0 | 0 | 0 | 0 | 0 | 0 | 0 | 0 | 0 | 0 | 0 | 0 | 0 | 0 | 0 | 12 | 1
NO |  | 43 | 2015 | 1 | 7 | 7 |  | Red Lion | Cedar Creek | 230 | 230 | Wood H Frame | 20.95 | 0 | 1 | 1590 ACSR | 0 | 0 | 0 | 0 | 0 | 0 | 0 | 0 | 0 | 0 | 0 | 0 | 0 | 0 | 0 | 0 | 0 | 0 | 0 | 0 | 0 | 0 | 0 | 12 | 1
NO |  | 43 | 2015 | 1 | 8 | 8 |  | Cedar Creek | Millford | 230 | 230 | Wood H Frame | 42.84 | 0 | 1 | 1590 ACSR | 0 | 0 | 0 | 0 | 0 | 0 | 0 | 0 | 0 | 0 | 0 | 0 | 0 | 0 | 0 | 0 | 0 | 0 | 0 | 0 | 0 | 0 | 0 | 12 | 1
NO |  | 43 | 2015 | 1 | 9 | 9 |  | Red Lion | Cartanza | 230 | 230 | Steel Poles | 33.24 | 4.31 | 1 | 1590 ACSR | 0 | 0 | 0 | 0 | 0 | 0 | 0 | 0 | 0 | 0 | 0 | 0 | 0 | 0 | 0 | 0 | 0 | 0 | 0 | 0 | 0 | 0 | 0 | 12 | 1
NO |  | 43 | 2015 | 1 | 10 | 10 |  | Cartanza | Milford | 230 | 230 | Steel poles | 26.51 | 0 | 1 | 1590 ACSR | 0 | 0 | 0 | 0 | 0 | 0 | 0 | 0 | 0 | 0 | 0 | 0 | 0 | 0 | 0 | 0 | 0 | 0 | 0 | 0 | 0 | 0 | 0 | 12 | 1
NO |  | 43 | 2015 | 1 | 11 | 11 |  | Milford | Indian River | 230 | 230 | Steel Poles | 26.37 | 0 | 1 | 1590 ACSR | 0 | 0 | 0 | 0 | 0 | 0 | 0 | 0 | 0 | 0 | 0 | 0 | 0 | 0 | 0 | 0 | 0 | 0 | 0 | 0 | 0 | 0 | 0 | 12 | 1
NO |  | 43 | 2015 | 1 | 12 | 12 |  | Milford | Cool Spring | 230 | 230 | Wood H Frame | 14.95 | 0 | 1 | 1590 ACSR | 0 | 0 | 0 | 0 | 0 | 0 | 0 | 0 | 0 | 0 | 0 | 0 | 0 | 0 | 0 | 0 | 0 | 0 | 0 | 0 | 0 | 0 | 0 | 12 | 1
NO |  | 43 | 2015 | 1 | 13 | 13 |  | Indian River | Cool Spring | 230 | 230 | Wood H Frame | 11.33 | 0 | 1 | 1590 ACSR | 0 | 0 | 0 | 0 | 0 | 0 | 0 | 0 | 0 | 0 | 0 | 0 | 0 | 0 | 0 | 0 | 0 | 0 | 0 | 0 | 0 | 0 | 0 | 12 | 1
NO |  | 43 | 2015 | 1 | 14 | 14 |  | Milford | Steele | 230 | 230 | Wood H Frame | 23.39 | 0 | 1 | 1590 ACSR | 0 | 0 | 0 | 0 | 0 | 0 | 0 | 0 | 0 | 0 | 0 | 0 | 0 | 0 | 0 | 0 | 0 | 0 | 0 | 0 | 0 | 0 | 0 | 12 | 1
NO |  | 43 | 2015 | 1 | 15 | 15 |  | Colora | Bradford Tap | 230 | 230 | Steel Towers | 1.69 | 0 | 1 | 795 ACSR | 0 | 0 | 0 | 0 | 0 | 0 | 0 | 0 | 0 | 0 | 0 | 0 | 0 | 0 | 0 | 0 | 0 | 0 | 0 | 0 | 0 | 0 | 0 | 12 | 1
NO |  | 43 | 2015 | 1 | 16 | 16 |  | Colora | Cecil | 230 | 230 | Steel poles | 16 | 0 | 1 | 1590 ACSR | 0 | 0 | 0 | 0 | 0 | 0 | 0 | 0 | 0 | 0 | 0 | 0 | 0 | 0 | 0 | 0 | 0 | 0 | 0 | 0 | 0 | 0 | 0 | 12 | 1
NO |  | 43 | 2015 | 1 | 17 | 17 |  | Claymont | Linwood | 230 | 230 | Steel poles | 1.3 | 0 | 1 | 1590 ACSR | 0 | 0 | 0 | 0 | 0 | 0 | 0 | 0 | 0 | 0 | 0 | 0 | 0 | 0 | 0 | 0 | 0 | 0 | 0 | 0 | 0 | 0 | 0 | 12 | 1
NO |  | 43 | 2015 | 1 | 18 | 18 |  | Edgemoor | Linwood | 230 | 230 | Steel poles | 0 | 8.4 | 1 | 1590 ACSR | 0 | 0 | 0 | 0 | 0 | 0 | 0 | 0 | 0 | 0 | 0 | 0 | 0 | 0 | 0 | 0 | 0 | 0 | 0 | 0 | 0 | 0 | 0 | 12 | 1
NO |  | 43 | 2015 | 1 | 19 | 19 |  | Colora | Conowingo | 230 | 230 | Steel poles | 1.79 | 0 | 1 | 795 ACSR | 0 | 0 | 0 | 0 | 0 | 0 | 0 | 0 | 0 | 0 | 0 | 0 | 0 | 0 | 0 | 0 | 0 | 0 | 0 | 0 | 0 | 0 | 0 | 12 | 1
NO |  | 43 | 2015 | 1 | 20 | 20 |  | Keeney | Steele | 230 | 230 | Steel towers | 57.2 | 0 | 1 | 1590 ACSR | 0 | 0 | 0 | 0 | 0 | 0 | 0 | 0 | 0 | 0 | 0 | 0 | 0 | 0 | 0 | 0 | 0 | 0 | 0 | 0 | 0 | 0 | 0 | 12 | 1
NO |  | 43 | 2015 | 1 | 21 | 21 |  | Keeney | Harmony | 230 | 230 | Steel poles | 6.14 | 0 | 1 | 1590 ACSR | 0 | 0 | 0 | 0 | 0 | 0 | 0 | 0 | 0 | 0 | 0 | 0 | 0 | 0 | 0 | 0 | 0 | 0 | 0 | 0 | 0 | 0 | 0 | 12 | 1
NO |  | 43 | 2015 | 1 | 22 | 22 |  | Keeney | Red Lion | 230 | 230 | Steel Towers | 8.04 | 0 | 1 | 1590 ACSR | 0 | 0 | 0 | 0 | 0 | 0 | 0 | 0 | 0 | 0 | 0 | 0 | 0 | 0 | 0 | 0 | 0 | 0 | 0 | 0 | 0 | 0 | 0 | 12 | 1
NO |  | 43 | 2015 | 1 | 23 | 23 |  | Harmony | Edgemoor | 230 | 230 | Steel poles | 11.87 | 0 | 1 | 1590 ACSR | 0 | 0 | 0 | 0 | 0 | 0 | 0 | 0 | 0 | 0 | 0 | 0 | 0 | 0 | 0 | 0 | 0 | 0 | 0 | 0 | 0 | 0 | 0 | 12 | 1
NO |  | 43 | 2015 | 1 | 24 | 24 |  | Keeney | Harmony | 230 | 230 | Steel poles | 9.3 | 0.2 | 1 | 1590 ACSR | 0 | 0 | 0 | 0 | 0 | 0 | 0 | 0 | 0 | 0 | 0 | 0 | 0 | 0 | 0 | 0 | 0 | 0 | 0 | 0 | 0 | 0 | 0 | 12 | 1
NO |  | 43 | 2015 | 1 | 25 | 25 |  | Edgemoor | Claymont | 230 | 230 | Steel poles | 7.1 | 0 | 1 | 1590 ACSR | 0 | 0 | 0 | 0 | 0 | 0 | 0 | 0 | 0 | 0 | 0 | 0 | 0 | 0 | 0 | 0 | 0 | 0 | 0 | 0 | 0 | 0 | 0 | 12 | 1
NO |  | 43 | 2015 | 1 | 26 | 26 |  | Hay Road | Red Lion | 230 | 230 | Steel Poles | 10.72 | 12.83 | 1 | 1590 ACSR bundled | 0 | 0 | 0 | 0 | 0 | 0 | 0 | 0 | 0 | 0 | 0 | 0 | 0 | 0 | 0 | 0 | 0 | 0 | 0 | 0 | 0 | 0 | 0 | 12 | 1
NO |  | 43 | 2015 | 1 | 27 | 27 |  | Cartanza | Garrison | 230 | 230 | Steel poles | 2.7 | 0 | 1 | 1590 ACSR | 0 | 0 | 0 | 0 | 0 | 0 | 0 | 0 | 0 | 0 | 0 | 0 | 0 | 0 | 0 | 0 | 0 | 0 | 0 | 0 | 0 | 0 | 0 | 12 | 1
NO |  | 43 | 2015 | 1 | 28 | 28 |  | Steele | Vienna | 230 | 230 | Wood H Frame | 28.17 | 0 | 1 | 1590 ACSR | 0 | 0 | 0 | 0 | 0 | 0 | 0 | 0 | 0 | 0 | 0 | 0 | 0 | 0 | 0 | 0 | 0 | 0 | 0 | 0 | 0 | 0 | 0 | 12 | 1
NO |  | 43 | 2015 | 1 | 30 | 30 |  | Church | Steele | 138 | 138 | Wood H Frame | 25.61 | 0 | 1 | 477 ACSR | 0 | 0 | 0 | 0 | 0 | 0 | 0 | 0 | 0 | 0 | 0 | 0 | 0 | 0 | 0 | 0 | 0 | 0 | 0 | 0 | 0 | 0 | 0 | 12 | 1
NO |  | 43 | 2015 | 1 | 31 | 31 |  | Milford | Milford City | 138 | 138 | Wood poles | 0.24 | 0 | 1 | 336.4 ACSR | 0 | 0 | 0 | 0 | 0 | 0 | 0 | 0 | 0 | 0 | 0 | 0 | 0 | 0 | 0 | 0 | 0 | 0 | 0 | 0 | 0 | 0 | 0 | 12 | 1
NO |  | 43 | 2015 | 1 | 32 | 32 |  | Nelson | Indian River | 138 | 138 | Wood H Frame | 21.41 | 0 | 1 | 477 ACSR | 0 | 0 | 0 | 0 | 0 | 0 | 0 | 0 | 0 | 0 | 0 | 0 | 0 | 0 | 0 | 0 | 0 | 0 | 0 | 0 | 0 | 0 | 0 | 12 | 1
NO |  | 43 | 2015 | 1 | 33 | 33 |  | Cheswold | Felton | 138 | 138 | Wood poles | 14.52 | 0 | 1 | 954 ACSR | 0 | 0 | 0 | 0 | 0 | 0 | 0 | 0 | 0 | 0 | 0 | 0 | 0 | 0 | 0 | 0 | 0 | 0 | 0 | 0 | 0 | 0 | 0 | 12 | 1
NO |  | 43 | 2015 | 1 | 34 | 34 |  | Indian River | Robinsonville | 138 | 138 | Wood poles | 11.72 | 0 | 1 | 954 ACSR | 0 | 0 | 0 | 0 | 0 | 0 | 0 | 0 | 0 | 0 | 0 | 0 | 0 | 0 | 0 | 0 | 0 | 0 | 0 | 0 | 0 | 0 | 0 | 12 | 1
NO |  | 43 | 2015 | 1 | 35 | 35 |  | Robinsonville | Rehoboth | 138 | 138 | Steel poles | 6.89 | 0 | 1 | 954 ACSR | 0 | 0 | 0 | 0 | 0 | 0 | 0 | 0 | 0 | 0 | 0 | 0 | 0 | 0 | 0 | 0 | 0 | 0 | 0 | 0 | 0 | 0 | 0 | 12 | 1
NO |  | 43 | 2015 | 2 | 1 | 1 |  | Vienna | Nelson | 138 | 138 | Wood H Frame | 13.68 | 0 | 1 | 954 ACSR | 0 | 0 | 0 | 0 | 0 | 0 | 0 | 0 | 0 | 0 | 0 | 0 | 0 | 0 | 0 | 0 | 0 | 0 | 0 | 0 | 0 | 0 | 0 | 12 | 1
NO |  | 43 | 2015 | 2 | 2 | 2 |  | Felton | South Harrington | 138 | 138 | Wood poles | 8.49 | 0 | 1 | 954 ACSR | 0 | 0 | 0 | 0 | 0 | 0 | 0 | 0 | 0 | 0 | 0 | 0 | 0 | 0 | 0 | 0 | 0 | 0 | 0 | 0 | 0 | 0 | 0 | 12 | 1
NO |  | 43 | 2015 | 2 | 3 | 3 |  | Vienna | Vienna (AT20) | 138 | 138 | wood poles | 0.17 | 0 | 1 | 1590 ACSR | 0 | 0 | 0 | 0 | 0 | 0 | 0 | 0 | 0 | 0 | 0 | 0 | 0 | 0 | 0 | 0 | 0 | 0 | 0 | 0 | 0 | 0 | 0 | 12 | 1
NO |  | 43 | 2015 | 2 | 4 | 4 |  | Easton | Steele | 138 | 138 | Steel poles | 23.61 | 0 | 1 | 996.2 ACSR | 0 | 0 | 0 | 0 | 0 | 0 | 0 | 0 | 0 | 0 | 0 | 0 | 0 | 0 | 0 | 0 | 0 | 0 | 0 | 0 | 0 | 0 | 0 | 12 | 1
NO |  | 43 | 2015 | 2 | 5 | 5 |  | Loretto | Kings Creek | 138 | 138 | Wood H Frame | 7.15 | 0 | 1 | 954 ACSR | 0 | 0 | 0 | 0 | 0 | 0 | 0 | 0 | 0 | 0 | 0 | 0 | 0 | 0 | 0 | 0 | 0 | 0 | 0 | 0 | 0 | 0 | 0 | 12 | 1
NO |  | 43 | 2015 | 2 | 6 | 6 |  | Kings Creek | Pocomoke | 138 | 138 | Wood H Frame | 9.13 | 0 | 1 | 954 ACSR | 0 | 0 | 0 | 0 | 0 | 0 | 0 | 0 | 0 | 0 | 0 | 0 | 0 | 0 | 0 | 0 | 0 | 0 | 0 | 0 | 0 | 0 | 0 | 12 | 1
NO |  | 43 | 2015 | 2 | 7 | 7 |  | Indian River | Bishop | 138 | 138 | Steel poles | 12.33 | 0 | 1 | 1590 ACSR | 0 | 0 | 0 | 0 | 0 | 0 | 0 | 0 | 0 | 0 | 0 | 0 | 0 | 0 | 0 | 0 | 0 | 0 | 0 | 0 | 0 | 0 | 0 | 12 | 1
NO |  | 43 | 2015 | 2 | 8 | 8 |  | Indian River | Bishop | 138 | 138 | Steel poles | 0.5 | 11.83 | 1 | 1590 ACSR | 0 | 0 | 0 | 0 | 0 | 0 | 0 | 0 | 0 | 0 | 0 | 0 | 0 | 0 | 0 | 0 | 0 | 0 | 0 | 0 | 0 | 0 | 0 | 12 | 1
NO |  | 43 | 2015 | 2 | 9 | 9 |  | Church | Wye Mills | 138 | 138 | Steel poles | 0.25 | 25.75 | 1 | 1590 ACSR | 0 | 0 | 0 | 0 | 0 | 0 | 0 | 0 | 0 | 0 | 0 | 0 | 0 | 0 | 0 | 0 | 0 | 0 | 0 | 0 | 0 | 0 | 0 | 12 | 1
NO |  | 43 | 2015 | 2 | 10 | 10 |  | Ocean Bay | 138th Street | 138 | 138 | Wood poles | 2.97 | 0 | 1 | 966.2 ACSR | 0 | 0 | 0 | 0 | 0 | 0 | 0 | 0 | 0 | 0 | 0 | 0 | 0 | 0 | 0 | 0 | 0 | 0 | 0 | 0 | 0 | 0 | 0 | 12 | 1
NO |  | 43 | 2015 | 2 | 11 | 11 |  | 138th Street | Bethany | 138 | 138 | Steel poles | 6.12 | 0 | 1 | 954 ACSR | 0 | 0 | 0 | 0 | 0 | 0 | 0 | 0 | 0 | 0 | 0 | 0 | 0 | 0 | 0 | 0 | 0 | 0 | 0 | 0 | 0 | 0 | 0 | 12 | 1
NO |  | 43 | 2015 | 2 | 12 | 12 |  | Roxana | Bethany | 138 | 138 | Wood H frame | 3.59 | 0 | 1 | 954 ACSR | 0 | 0 | 0 | 0 | 0 | 0 | 0 | 0 | 0 | 0 | 0 | 0 | 0 | 0 | 0 | 0 | 0 | 0 | 0 | 0 | 0 | 0 | 0 | 12 | 1
NO |  | 43 | 2015 | 2 | 13 | 13 |  | Indian River | Roxana | 138 | 138 | Wood H frame | 8.6 | 0 | 1 | 954 ACSS & 954ACR | 0 | 0 | 0 | 0 | 0 | 0 | 0 | 0 | 0 | 0 | 0 | 0 | 0 | 0 | 0 | 0 | 0 | 0 | 0 | 0 | 0 | 0 | 0 | 12 | 1
NO |  | 43 | 2015 | 2 | 14 | 14 |  | Indian River AT20 | Indian River 138 | 138 | 138 | Steel poles | 0.26 | 0 | 1 | 1590 ACSR | 0 | 0 | 0 | 0 | 0 | 0 | 0 | 0 | 0 | 0 | 0 | 0 | 0 | 0 | 0 | 0 | 0 | 0 | 0 | 0 | 0 | 0 | 0 | 12 | 1
NO |  | 43 | 2015 | 2 | 15 | 15 |  | Indian River AT22 | Indian River 138 | 138 | 138 | Steel poles | 0.07 | 0 | 1 | 1949 ACSS | 0 | 0 | 0 | 0 | 0 | 0 | 0 | 0 | 0 | 0 | 0 | 0 | 0 | 0 | 0 | 0 | 0 | 0 | 0 | 0 | 0 | 0 | 0 | 12 | 1
NO |  | 43 | 2015 | 2 | 16 | 16 |  | Indian River AT 22 | Indian River 138 | 138 | 138 | UG | 0.07 | 0 | 0 | 200KCMIL CU | 0 | 0 | 0 | 0 | 0 | 0 | 0 | 0 | 0 | 0 | 0 | 0 | 0 | 0 | 0 | 0 | 0 | 0 | 0 | 0 | 0 | 0 | 0 | 12 | 1
NO |  | 43 | 2015 | 2 | 17 | 17 |  | Steele | Hillsboro | 138 | 138 | Wood H frame | 7.24 | 0 | 1 | 954 ACSR | 0 | 0 | 0 | 0 | 0 | 0 | 0 | 0 | 0 | 0 | 0 | 0 | 0 | 0 | 0 | 0 | 0 | 0 | 0 | 0 | 0 | 0 | 0 | 12 | 1
NO |  | 43 | 2015 | 2 | 18 | 18 |  | New Church | Oak Hall | 138 | 138 | Wood poles | 3.66 | 0 | 1 | 954 ACSR | 0 | 0 | 0 | 0 | 0 | 0 | 0 | 0 | 0 | 0 | 0 | 0 | 0 | 0 | 0 | 0 | 0 | 0 | 0 | 0 | 0 | 0 | 0 | 12 | 1
NO |  | 43 | 2015 | 2 | 19 | 19 |  | Piney Grove | New Church | 138 | 138 | Wood H Frame | 21.79 | 0 | 1 | 477 ACSR | 0 | 0 | 0 | 0 | 0 | 0 | 0 | 0 | 0 | 0 | 0 | 0 | 0 | 0 | 0 | 0 | 0 | 0 | 0 | 0 | 0 | 0 | 0 | 12 | 1
NO |  | 43 | 2015 | 2 | 20 | 20 |  | New Church | Oak Hall | 138 | 138 | Wood H frame | 3.56 | 0 | 1 | 556.5 ACSS | 0 | 0 | 0 | 0 | 0 | 0 | 0 | 0 | 0 | 0 | 0 | 0 | 0 | 0 | 0 | 0 | 0 | 0 | 0 | 0 | 0 | 0 | 0 | 12 | 1
NO |  | 43 | 2015 | 2 | 21 | 21 |  | Indian River | Conaway | 138 | 138 | Wood H frame | 8.5 | 0 | 1 | 954 ACSR | 0 | 0 | 0 | 0 | 0 | 0 | 0 | 0 | 0 | 0 | 0 | 0 | 0 | 0 | 0 | 0 | 0 | 0 | 0 | 0 | 0 | 0 | 0 | 12 | 1
NO |  | 43 | 2015 | 2 | 22 | 22 |  | Conaway | N. Seaford | 138 | 138 | Wood H Frame | 16.94 | 0 | 1 | 954 ACSR | 0 | 0 | 0 | 0 | 0 | 0 | 0 | 0 | 0 | 0 | 0 | 0 | 0 | 0 | 0 | 0 | 0 | 0 | 0 | 0 | 0 | 0 | 0 | 12 | 1
NO |  | 43 | 2015 | 2 | 23 | 23 |  | Clayton | Cheswold | 138 | 138 | wood poles | 6.62 | 0 | 1 | 954 ACSR | 0 | 0 | 0 | 0 | 0 | 0 | 0 | 0 | 0 | 0 | 0 | 0 | 0 | 0 | 0 | 0 | 0 | 0 | 0 | 0 | 0 | 0 | 0 | 12 | 1
NO |  | 43 | 2015 | 2 | 24 | 24 |  | N. Seaford | S. Harrington | 138 | 138 | wood poles | 16.22 | 0 | 1 | 954 ACSR | 0 | 0 | 0 | 0 | 0 | 0 | 0 | 0 | 0 | 0 | 0 | 0 | 0 | 0 | 0 | 0 | 0 | 0 | 0 | 0 | 0 | 0 | 0 | 12 | 1
NO |  | 43 | 2015 | 2 | 25 | 25 |  | Clayton | DEMEC | 138 | 138 | steel poles | 0.7 | 0 | 1 | 954 ACSR | 0 | 0 | 0 | 0 | 0 | 0 | 0 | 0 | 0 | 0 | 0 | 0 | 0 | 0 | 0 | 0 | 0 | 0 | 0 | 0 | 0 | 0 | 0 | 12 | 1
NO |  | 43 | 2015 | 2 | 26 | 26 |  | Farmview | Milford | 138 | 138 | wood poles | 2.44 | 0 | 1 | 954 ACSR | 0 | 0 | 0 | 0 | 0 | 0 | 0 | 0 | 0 | 0 | 0 | 0 | 0 | 0 | 0 | 0 | 0 | 0 | 0 | 0 | 0 | 0 | 0 | 12 | 1
NO |  | 43 | 2015 | 2 | 27 | 27 |  | Farmview | S. Harrington | 138 | 138 | wood poles | 7.54 | 0 | 1 | 954 ACSR | 0 | 0 | 0 | 0 | 0 | 0 | 0 | 0 | 0 | 0 | 0 | 0 | 0 | 0 | 0 | 0 | 0 | 0 | 0 | 0 | 0 | 0 | 0 | 12 | 1
NO |  | 43 | 2015 | 2 | 28 | 28 |  | Piney Grove | Loretto | 138 | 138 | wood h frame | 9.49 | 0 | 1 | 477 ACSR | 0 | 0 | 0 | 0 | 0 | 0 | 0 | 0 | 0 | 0 | 0 | 0 | 0 | 0 | 0 | 0 | 0 | 0 | 0 | 0 | 0 | 0 | 0 | 12 | 1
NO |  | 43 | 2015 | 2 | 29 | 29 |  | Bishop | Worcester | 138 | 138 | wood H frame | 5.27 | 0 | 1 | 954 ACSR | 0 | 0 | 0 | 0 | 0 | 0 | 0 | 0 | 0 | 0 | 0 | 0 | 0 | 0 | 0 | 0 | 0 | 0 | 0 | 0 | 0 | 0 | 0 | 12 | 1
NO |  | 43 | 2015 | 2 | 30 | 30 |  | Loretto | Vienna | 138 | 138 | wood h frame | 19.4 | 0 | 1 | 1590 ACSR | 0 | 0 | 0 | 0 | 0 | 0 | 0 | 0 | 0 | 0 | 0 | 0 | 0 | 0 | 0 | 0 | 0 | 0 | 0 | 0 | 0 | 0 | 0 | 12 | 1
NO |  | 43 | 2015 | 2 | 31 | 31 |  | Bishop | Ocean Bay | 138 | 138 | Wood H frame | 7.16 | 0 | 1 | 954 ACSR | 0 | 0 | 0 | 0 | 0 | 0 | 0 | 0 | 0 | 0 | 0 | 0 | 0 | 0 | 0 | 0 | 0 | 0 | 0 | 0 | 0 | 0 | 0 | 12 | 1
NO |  | 43 | 2015 | 2 | 32 | 32 |  | Bishop | Ocean Bay | 138 | 138 | UG | 2.86 | 0 | 0 | 3250 kcmil | 0 | 0 | 0 | 0 | 0 | 0 | 0 | 0 | 0 | 0 | 0 | 0 | 0 | 0 | 0 | 0 | 0 | 0 | 0 | 0 | 0 | 0 | 0 | 12 | 1
NO |  | 43 | 2015 | 2 | 33 | 33 |  | Pocomoke | Oak Hall | 138 | 138 | Wood H frame | 8.57 | 0 | 1 | 954 ACSR | 0 | 0 | 0 | 0 | 0 | 0 | 0 | 0 | 0 | 0 | 0 | 0 | 0 | 0 | 0 | 0 | 0 | 0 | 0 | 0 | 0 | 0 | 0 | 12 | 1
NO |  | 43 | 2015 | 2 | 34 | 34 |  | Hillsboro | Wye Mills | 138 | 138 | Wood H Frame | 8.59 | 0 | 1 | 954 ACSR | 0 | 0 | 0 | 0 | 0 | 0 | 0 | 0 | 0 | 0 | 0 | 0 | 0 | 0 | 0 | 0 | 0 | 0 | 0 | 0 | 0 | 0 | 0 | 12 | 1
NO |  | 43 | 2015 | 2 | 35 | 35 |  | Wattsvill | Oak Hall | 138 | 138 | steel poles | 3.96 | 0 | 1 | 954 ACSR | 0 | 0 | 0 | 0 | 0 | 0 | 0 | 0 | 0 | 0 | 0 | 0 | 0 | 0 | 0 | 0 | 0 | 0 | 0 | 0 | 0 | 0 | 0 | 12 | 1
NO |  | 43 | 2015 | 3 | 1 | 1 |  | Glasgow | Mt Pleasant | 138 | 138 | steel poles | 12.99 | 0 | 1 | 1590 ACSR | 0 | 0 | 0 | 0 | 0 | 0 | 0 | 0 | 0 | 0 | 0 | 0 | 0 | 0 | 0 | 0 | 0 | 0 | 0 | 0 | 0 | 0 | 0 | 12 | 1
NO |  | 43 | 2015 | 3 | 2 | 2 |  | Red Lion West | Reybold | 138 | 138 | steel poles | 1.11 | 0 | 1 | 954 ACSR | 0 | 0 | 0 | 0 | 0 | 0 | 0 | 0 | 0 | 0 | 0 | 0 | 0 | 0 | 0 | 0 | 0 | 0 | 0 | 0 | 0 | 0 | 0 | 12 | 1
NO |  | 43 | 2015 | 3 | 3 | 3 |  | New Castle | Town of New Castle | 138 | 138 | steel poles | 0.39 | 0 | 1 | 954 ACSR | 0 | 0 | 0 | 0 | 0 | 0 | 0 | 0 | 0 | 0 | 0 | 0 | 0 | 0 | 0 | 0 | 0 | 0 | 0 | 0 | 0 | 0 | 0 | 12 | 1
NO |  | 43 | 2015 | 3 | 4 | 4 |  | Edgemoor | Brandywine | 138 | 138 | steel poles | 2.6 | 0 | 1 | 954 ACSR | 0 | 0 | 0 | 0 | 0 | 0 | 0 | 0 | 0 | 0 | 0 | 0 | 0 | 0 | 0 | 0 | 0 | 0 | 0 | 0 | 0 | 0 | 0 | 12 | 1
NO |  | 43 | 2015 | 3 | 5 | 5 |  | Edgemoor | Christiana | 138 | 138 | steel towers | 2.56 | 0.15 | 1 | 954 ACSR | 0 | 0 | 0 | 0 | 0 | 0 | 0 | 0 | 0 | 0 | 0 | 0 | 0 | 0 | 0 | 0 | 0 | 0 | 0 | 0 | 0 | 0 | 0 | 12 | 1
NO |  | 43 | 2015 | 3 | 6 | 6 |  | Keeney | Churchmans | 138 | 138 | steel poles | 6.05 | 0 | 1 | 1590 ACSR | 0 | 0 | 0 | 0 | 0 | 0 | 0 | 0 | 0 | 0 | 0 | 0 | 0 | 0 | 0 | 0 | 0 | 0 | 0 | 0 | 0 | 0 | 0 | 12 | 1
NO |  | 43 | 2015 | 3 | 7 | 7 |  | Churchmans | Basin Road | 138 | 138 | steel poles | 0.93 | 2.5 | 1 | 636 ACSR bundled | 0 | 0 | 0 | 0 | 0 | 0 | 0 | 0 | 0 | 0 | 0 | 0 | 0 | 0 | 0 | 0 | 0 | 0 | 0 | 0 | 0 | 0 | 0 | 12 | 1
NO |  | 43 | 2015 | 3 | 8 | 8 |  | Mt Pleasant | Townsend | 138 | 138 | steel poles | 11.34 | 0 | 1 | 1590 ACSR | 0 | 0 | 0 | 0 | 0 | 0 | 0 | 0 | 0 | 0 | 0 | 0 | 0 | 0 | 0 | 0 | 0 | 0 | 0 | 0 | 0 | 0 | 0 | 12 | 1
NO |  | 43 | 2015 | 3 | 9 | 9 |  | Keeney | Glasgow | 138 | 138 | steel poles | 3.33 | 0 | 1 | 636 ACSR | 0 | 0 | 0 | 0 | 0 | 0 | 0 | 0 | 0 | 0 | 0 | 0 | 0 | 0 | 0 | 0 | 0 | 0 | 0 | 0 | 0 | 0 | 0 | 12 | 1
NO |  | 43 | 2015 | 3 | 10 | 10 |  | New Castle | Hares Corner | 138 | 138 | steel poles | 3.68 | 0 | 1 | 954 ACSR | 0 | 0 | 0 | 0 | 0 | 0 | 0 | 0 | 0 | 0 | 0 | 0 | 0 | 0 | 0 | 0 | 0 | 0 | 0 | 0 | 0 | 0 | 0 | 12 | 1
NO |  | 43 | 2015 | 3 | 11 | 11 |  | Hares corner | Red Lion | 138 | 138 | wood poles | 4.48 | 0.68 | 1 | 954 ACSR | 0 | 0 | 0 | 0 | 0 | 0 | 0 | 0 | 0 | 0 | 0 | 0 | 0 | 0 | 0 | 0 | 0 | 0 | 0 | 0 | 0 | 0 | 0 | 12 | 1
NO |  | 43 | 2015 | 3 | 12 | 12 |  | Christiana | New Castle | 138 | 138 | steel towers | 0.75 | 3.46 | 1 | 636 ACSR | 0 | 0 | 0 | 0 | 0 | 0 | 0 | 0 | 0 | 0 | 0 | 0 | 0 | 0 | 0 | 0 | 0 | 0 | 0 | 0 | 0 | 0 | 0 | 12 | 1
NO |  | 43 | 2015 | 3 | 13 | 13 |  | Basin Road | Bear | 138 | 138 | wood poles | 4.57 | 0 | 1 | 954 ACSR | 0 | 0 | 0 | 0 | 0 | 0 | 0 | 0 | 0 | 0 | 0 | 0 | 0 | 0 | 0 | 0 | 0 | 0 | 0 | 0 | 0 | 0 | 0 | 12 | 1
NO |  | 43 | 2015 | 3 | 14 | 14 |  | Keeney | Sunset Lake | 138 | 138 | wood poles | 2.28 | 0 | 1 | 954 ACSR | 0 | 0 | 0 | 0 | 0 | 0 | 0 | 0 | 0 | 0 | 0 | 0 | 0 | 0 | 0 | 0 | 0 | 0 | 0 | 0 | 0 | 0 | 0 | 12 | 1
NO |  | 43 | 2015 | 3 | 15 | 15 |  | Red Lion | Reybold | 138 | 138 | steel poles | 0.15 | 1.11 | 1 | 954 ACSR | 0 | 0 | 0 | 0 | 0 | 0 | 0 | 0 | 0 | 0 | 0 | 0 | 0 | 0 | 0 | 0 | 0 | 0 | 0 | 0 | 0 | 0 | 0 | 12 | 1
NO |  | 43 | 2015 | 3 | 16 | 16 |  | Glasgow | Cecil | 138 | 138 | steel poles | 5.25 | 0 | 1 | 795 ACSR | 0 | 0 | 0 | 0 | 0 | 0 | 0 | 0 | 0 | 0 | 0 | 0 | 0 | 0 | 0 | 0 | 0 | 0 | 0 | 0 | 0 | 0 | 0 | 12 | 1
NO |  | 43 | 2015 | 3 | 17 | 17 |  | Basin Road | Kiamensi | 138 | 138 | steel towers | 3.2 | 0 | 1 | 954 ACSR | 0 | 0 | 0 | 0 | 0 | 0 | 0 | 0 | 0 | 0 | 0 | 0 | 0 | 0 | 0 | 0 | 0 | 0 | 0 | 0 | 0 | 0 | 0 | 12 | 1
NO |  | 43 | 2015 | 3 | 18 | 18 |  | Basin Road | New Castle | 138 | 138 | steel towers | 0.11 | 2.94 | 1 | 954 ACSR | 0 | 0 | 0 | 0 | 0 | 0 | 0 | 0 | 0 | 0 | 0 | 0 | 0 | 0 | 0 | 0 | 0 | 0 | 0 | 0 | 0 | 0 | 0 | 12 | 1
NO |  | 43 | 2015 | 3 | 19 | 19 |  | Keeney | Chapel Street | 138 | 138 | steel poles | 1.27 | 2.81 | 1 | 954 ACSR | 0 | 0 | 0 | 0 | 0 | 0 | 0 | 0 | 0 | 0 | 0 | 0 | 0 | 0 | 0 | 0 | 0 | 0 | 0 | 0 | 0 | 0 | 0 | 12 | 1
NO |  | 43 | 2015 | 3 | 20 | 20 |  | Harmony | Chapel Street | 138 | 138 | steel poles | 3.31 | 0 | 1 | 336 ACSR | 0 | 0 | 0 | 0 | 0 | 0 | 0 | 0 | 0 | 0 | 0 | 0 | 0 | 0 | 0 | 0 | 0 | 0 | 0 | 0 | 0 | 0 | 0 | 12 | 1
NO |  | 43 | 2015 | 3 | 21 | 21 |  | Keeney EHV | Keeney 138 | 138 | 138 | steel poles | 0.24 | 0 | 1 | 1590 ACSR | 0 | 0 | 0 | 0 | 0 | 0 | 0 | 0 | 0 | 0 | 0 | 0 | 0 | 0 | 0 | 0 | 0 | 0 | 0 | 0 | 0 | 0 | 0 | 12 | 1
NO |  | 43 | 2015 | 3 | 22 | 22 |  | Carrcroft | Talleyville | 138 | 138 | wood poles | 3.56 | 0 | 1 | 477 AA | 0 | 0 | 0 | 0 | 0 | 0 | 0 | 0 | 0 | 0 | 0 | 0 | 0 | 0 | 0 | 0 | 0 | 0 | 0 | 0 | 0 | 0 | 0 | 12 | 1
NO |  | 43 | 2015 | 3 | 23 | 23 |  | Edgemoor | Carrcroft | 138 | 138 | steel towers | 0.84 | 2.81 | 1 | 954 ACSR | 0 | 0 | 0 | 0 | 0 | 0 | 0 | 0 | 0 | 0 | 0 | 0 | 0 | 0 | 0 | 0 | 0 | 0 | 0 | 0 | 0 | 0 | 0 | 12 | 1
NO |  | 43 | 2015 | 3 | 24 | 24 |  | Motiva | Reybold | 138 | 138 | wood poles | 0.08 | 0 | 1 | 954 ACSR | 0 | 0 | 0 | 0 | 0 | 0 | 0 | 0 | 0 | 0 | 0 | 0 | 0 | 0 | 0 | 0 | 0 | 0 | 0 | 0 | 0 | 0 | 0 | 12 | 1
NO |  | 43 | 2015 | 3 | 25 | 25 |  | Carrcroft | West Wilmington | 138 | 138 | steel towers | 4.33 | 0 | 1 | 954 ACSR | 0 | 0 | 0 | 0 | 0 | 0 | 0 | 0 | 0 | 0 | 0 | 0 | 0 | 0 | 0 | 0 | 0 | 0 | 0 | 0 | 0 | 0 | 0 | 12 | 1
NO |  | 43 | 2015 | 3 | 26 | 26 |  | West Wilmington | Silverbrook | 138 | 138 | steel poles | 1.98 | 0 | 1 | 954 ACSR | 0 | 0 | 0 | 0 | 0 | 0 | 0 | 0 | 0 | 0 | 0 | 0 | 0 | 0 | 0 | 0 | 0 | 0 | 0 | 0 | 0 | 0 | 0 | 12 | 1
NO |  | 43 | 2015 | 3 | 27 | 27 |  | Harmony | Kiamensi | 138 | 138 | steel poles | 4.22 | 0 | 1 | 1590 ACSR | 0 | 0 | 0 | 0 | 0 | 0 | 0 | 0 | 0 | 0 | 0 | 0 | 0 | 0 | 0 | 0 | 0 | 0 | 0 | 0 | 0 | 0 | 0 | 12 | 1
NO |  | 43 | 2015 | 3 | 28 | 28 |  | Kiamensi | Silverbrook | 138 | 138 | steel towers | 2.69 | 1 | 1 | 954 ACSR | 0 | 0 | 0 | 0 | 0 | 0 | 0 | 0 | 0 | 0 | 0 | 0 | 0 | 0 | 0 | 0 | 0 | 0 | 0 | 0 | 0 | 0 | 0 | 12 | 1
NO |  | 43 | 2015 | 3 | 29 | 29 |  | Brandywine | Carrcroft | 138 | 138 | steel towers | 0 | 2.87 | 1 | 954 ACSR | 0 | 0 | 0 | 0 | 0 | 0 | 0 | 0 | 0 | 0 | 0 | 0 | 0 | 0 | 0 | 0 | 0 | 0 | 0 | 0 | 0 | 0 | 0 | 12 | 1
NO |  | 43 | 2015 | 3 | 30 | 30 |  | Brandywine | Carrcroft | 138 | 138 | UG | 1.36 | 0 | 0 | 2750 kcmil | 0 | 0 | 0 | 0 | 0 | 0 | 0 | 0 | 0 | 0 | 0 | 0 | 0 | 0 | 0 | 0 | 0 | 0 | 0 | 0 | 0 | 0 | 0 | 12 | 1
NO |  | 43 | 2015 | 3 | 31 | 31 |  | Red Lion | Bloom Energy | 138 | 138 | Steel poles | 0.5 | 0 | 1 | 954 ACSR | 0 | 0 | 0 | 0 | 0 | 0 | 0 | 0 | 0 | 0 | 0 | 0 | 0 | 0 | 0 | 0 | 0 | 0 | 0 | 0 | 0 | 0 | 0 | 12 | 1
NO |  | 43 | 2015 | 3 | 32 | 32 |  | Cedar Creek | Clayton | 138 | 138 | wood poles | 9.23 | 0 | 1 | 954 ACSR | 0 | 0 | 0 | 0 | 0 | 0 | 0 | 0 | 0 | 0 | 0 | 0 | 0 | 0 | 0 | 0 | 0 | 0 | 0 | 0 | 0 | 0 | 0 | 12 | 1
NO |  | 43 | 2015 | 3 | 33 | 33 |  | Townsend | Church | 138 | 138 | steel poles | 12.3 | 0 | 1 | 636 ACSR | 0 | 0 | 0 | 0 | 0 | 0 | 0 | 0 | 0 | 0 | 0 | 0 | 0 | 0 | 0 | 0 | 0 | 0 | 0 | 0 | 0 | 0 | 0 | 12 | 1
NO |  | 43 | 2015 | 3 | 34 | 34 |  | Kiamensi | Milltown | 138 | 138 | wood poles | 1.36 | 1.28 | 1 | 954 ACSR | 0 | 0 | 0 | 0 | 0 | 0 | 0 | 0 | 0 | 0 | 0 | 0 | 0 | 0 | 0 | 0 | 0 | 0 | 0 | 0 | 0 | 0 | 0 | 12 | 1
NO |  | 43 | 2015 | 3 | 35 | 35 |  | Milltown | Valley Road | 138 | 138 | wood poles | 4.62 | 0 | 1 | 954 ACSR | 0 | 0 | 0 | 0 | 0 | 0 | 0 | 0 | 0 | 0 | 0 | 0 | 0 | 0 | 0 | 0 | 0 | 0 | 0 | 0 | 0 | 0 | 0 | 12 | 1
NO |  | 43 | 2015 | 4 | 1 | 1 |  | Valley Road | Hockessin | 138 | 138 | wood poles | 1.78 | 0 | 1 | 954 ACSR | 0 | 0 | 0 | 0 | 0 | 0 | 0 | 0 | 0 | 0 | 0 | 0 | 0 | 0 | 0 | 0 | 0 | 0 | 0 | 0 | 0 | 0 | 0 | 12 | 1
NO |  | 43 | 2015 | 4 | 2 | 2 |  | Kiamensi | Hockessin | 138 | 138 | wood poles | 6.26 | 0 | 1 | 954 ACSR | 0 | 0 | 0 | 0 | 0 | 0 | 0 | 0 | 0 | 0 | 0 | 0 | 0 | 0 | 0 | 0 | 0 | 0 | 0 | 0 | 0 | 0 | 0 | 12 | 1
NO |  | 43 | 2015 | 4 | 3 | 3 |  | Reybold | Lums Pond | 138 | 138 | wood poles | 8.22 | 0 | 1 | 954 ACSR | 0 | 0 | 0 | 0 | 0 | 0 | 0 | 0 | 0 | 0 | 0 | 0 | 0 | 0 | 0 | 0 | 0 | 0 | 0 | 0 | 0 | 0 | 0 | 12 | 1
NO |  | 43 | 2015 | 4 | 4 | 4 |  | Lums pond | Mt Pleasant | 138 | 138 | wood poles | 9.72 | 0 | 1 | 954 ACSR | 0 | 0 | 0 | 0 | 0 | 0 | 0 | 0 | 0 | 0 | 0 | 0 | 0 | 0 | 0 | 0 | 0 | 0 | 0 | 0 | 0 | 0 | 0 | 12 | 1
NO |  | 43 | 2015 | 4 | 5 | 5 |  | Bear | Sunset Lake | 138 | 138 | wood poles | 5.31 | 0 | 1 | 954 ACSR | 0 | 0 | 0 | 0 | 0 | 0 | 0 | 0 | 0 | 0 | 0 | 0 | 0 | 0 | 0 | 0 | 0 | 0 | 0 | 0 | 0 | 0 | 0 | 12 | 1
NO |  | 43 | 2015 | 4 | 6 | 6 |  | Glasgow | Mt Pleasant | 138 | 138 | steel poles | 11.04 | 0 | 1 | 1590 ACSR | 0 | 0 | 0 | 0 | 0 | 0 | 0 | 0 | 0 | 0 | 0 | 0 | 0 | 0 | 0 | 0 | 0 | 0 | 0 | 0 | 0 | 0 | 0 | 12 | 1
NO |  | 44 | 2015 | 0 | 1 | 1 |  | Overhead Group |  | 230 | 230 | Tower | 0.29 | 0 | 0 |  | 0 | 0 | 0 | 0 | 0 | 0 | 0 | 0 | 0 | 0 | 0 | 0 | 0 | 0 | 0 | 0 | 0 | 0 | 0 | 0 | 0 | 0 | 0 | 12 | 1
NO |  | 44 | 2015 | 0 | 36 | 36 |  | TOTAL |  | 0 | 0 |  | 0.29 | 0 | 0 |  | 0 | 0 | 0 | 0 | 0 | 0 | 0 | 0 | 0 | 0 | 0 | 0 | 0 | 0 | 0 | 0 | 0 | 0 | 0 | 0 | 0 | 0 | 0 | 12 | 1
NO |  | 45 | 2015 | 0 | 1 | 1 |  | Antioch Tie | Appalachian Power | 525 | 525 | Tower | 27.89 | 0 | 1 | 2515 | 0 | 0 | 0 | 0 | 0 | 0 | 0 | 0 | 0 | 0 | 0 | 0 | 0 | 0 | 650450531 | 650450532 | 0 | 0 | 0 | 0 | 0 | 0 | 0 | 12 | 1
NO |  | 45 | 2015 | 0 | 2 | 2 |  | Cliffside Steam Sta #6 | McGuire SW | 525 | 525 | Tower | 48.7 | 0 | 1 | 2515 | 0 | 0 | 0 | 0 | 0 | 0 | 0 | 0 | 0 | 0 | 0 | 0 | 0 | 0 | 0 | 0 | 0 | 0 | 0 | 0 | 0 | 0 | 0 | 12 | 1
NO |  | 45 | 2015 | 0 | 3 | 3 |  | Cliffside Stm | Cliffside SW | 525 | 525 | Tower & Pole | 1.14 | 0 | 1 | 2515 | 0 | 0 | 0 | 0 | 0 | 0 | 0 | 0 | 0 | 0 | 0 | 0 | 0 | 0 | 0 | 0 | 0 | 0 | 0 | 0 | 0 | 0 | 0 | 12 | 1
NO |  | 45 | 2015 | 0 | 4 | 4 |  | Jocassee Tie | Bad Creek HYD | 525 | 525 | Tower | 9.27 | 0 | 1 | 2515 | 0 | 0 | 0 | 0 | 0 | 0 | 0 | 0 | 0 | 0 | 0 | 0 | 0 | 0 | 0 | 0 | 0 | 0 | 0 | 0 | 0 | 0 | 0 | 12 | 1
NO |  | 45 | 2015 | 0 | 5 | 5 |  | Jocassee Tie | Cliffside Tie | 525 | 525 | Tower | 70.57 | 0 | 1 | 2515 | 0 | 0 | 0 | 0 | 0 | 0 | 0 | 0 | 0 | 0 | 0 | 0 | 0 | 0 | 0 | 0 | 0 | 0 | 0 | 0 | 0 | 0 | 0 | 12 | 1
NO |  | 45 | 2015 | 0 | 6 | 6 |  | McGuire SW | Antioch Tie | 525 | 525 | Tower | 54.83 | 0 | 1 | 2515 | 0 | 0 | 0 | 0 | 0 | 0 | 0 | 0 | 0 | 0 | 0 | 0 | 0 | 0 | 0 | 0 | 0 | 0 | 0 | 0 | 0 | 0 | 0 | 12 | 1
NO |  | 45 | 2015 | 0 | 7 | 7 |  | MCGuire SW | Woodleaf Switching | 525 | 525 | Tower | 29.96 | 0 | 1 | 2515 | 0 | 0 | 0 | 0 | 0 | 0 | 0 | 0 | 0 | 0 | 0 | 0 | 0 | 0 | 0 | 0 | 0 | 0 | 0 | 0 | 0 | 0 | 0 | 12 | 1
NO |  | 45 | 2015 | 0 | 8 | 8 |  | Newport Tie | Progress Energy Rockingham | 525 | 525 | Tower | 48.33 | 0 | 1 | 2515 | 0 | 0 | 0 | 0 | 0 | 0 | 0 | 0 | 0 | 0 | 0 | 0 | 0 | 0 | 0 | 0 | 0 | 0 | 0 | 0 | 0 | 0 | 0 | 12 | 1
NO |  | 45 | 2015 | 0 | 9 | 9 |  | Newport Tie | McGuire Switching | 525 | 525 | Tower & Pole | 32.43 | 0 | 1 | 2515 | 0 | 0 | 0 | 0 | 0 | 0 | 0 | 0 | 0 | 0 | 0 | 0 | 0 | 0 | 0 | 0 | 0 | 0 | 0 | 0 | 0 | 0 | 0 | 12 | 1
NO |  | 45 | 2015 | 0 | 10 | 10 |  | Oconee Nuclear | Newport Tie | 525 | 525 | Tower | 107.47 | 0 | 1 | 2515 | 0 | 0 | 0 | 0 | 0 | 0 | 0 | 0 | 0 | 0 | 0 | 0 | 0 | 0 | 0 | 0 | 0 | 0 | 0 | 0 | 0 | 0 | 0 | 12 | 1
NO |  | 45 | 2015 | 0 | 11 | 11 |  | Oconee Nuclear | South Hall | 525 | 525 | Tower & Pole | 22.46 | 0 | 1 | 2515 | 0 | 0 | 0 | 0 | 0 | 0 | 0 | 0 | 0 | 0 | 0 | 0 | 0 | 0 | 0 | 0 | 0 | 0 | 0 | 0 | 0 | 0 | 0 | 12 | 1
NO |  | 45 | 2015 | 0 | 12 | 12 |  | Oconee Nuclear | Jocassee Tie | 525 | 525 | Tower | 20.89 | 0 | 1 | 2515 | 0 | 0 | 0 | 0 | 0 | 0 | 0 | 0 | 0 | 0 | 0 | 0 | 0 | 0 | 0 | 0 | 0 | 0 | 0 | 0 | 0 | 0 | 0 | 12 | 1
NO |  | 45 | 2015 | 0 | 13 | 13 |  | Pleasant Garden Tie | Parkwood Tie | 525 | 525 | Tower | 49.29 | 0 | 1 | 2515 | 0 | 0 | 0 | 0 | 0 | 0 | 0 | 0 | 0 | 0 | 0 | 0 | 0 | 0 | 0 | 0 | 0 | 0 | 0 | 0 | 0 | 0 | 0 | 12 | 1
NO |  | 45 | 2015 | 0 | 14 | 14 |  | Woodleaf Switching | Pleasant Garden Tie | 525 | 525 | Tower | 52.75 | 0 | 1 | 2515 | 0 | 0 | 0 | 0 | 0 | 0 | 0 | 0 | 0 | 0 | 0 | 0 | 0 | 0 | 0 | 0 | 0 | 0 | 0 | 0 | 0 | 0 | 0 | 12 | 1
NO |  | 45 | 2015 | 0 | 15 | 15 |  |  |  | 0 | 0 |  | 0 | 0 | 0 |  | 20646777 | 107119005 | 127765782 | 0 | 0 | 0 | 0 | 0 | 0 | 0 | 0 | 0 | 0 | 0 | 0 | 0 | 0 | 0 | 0 | 0 | 0 | 0 | 0 | 12 | 1
NO |  | 45 | 2015 | 0 | 16 | 16 |  | TOTAL 525 KV LINES |  | 0 | 0 |  | 575.98 | 0 | 14 |  | 20646777 | 107119005 | 127765782 | 0 | 0 | 0 | 0 | 0 | 0 | 0 | 0 | 0 | 0 | 0 | 0 | 0 | 0 | 0 | 0 | 0 | 0 | 0 | 0 | 12 | 1
NO |  | 45 | 2015 | 0 | 18 | 18 |  | Allen Steam | Catawba Nuclear | 230 | 230 | Tower | 10.91 | 0 | 2 | 1272 | 0 | 0 | 0 | 0 | 0 | 0 | 0 | 0 | 0 | 0 | 0 | 0 | 0 | 0 | 0 | 0 | 0 | 0 | 0 | 0 | 0 | 0 | 0 | 12 | 1
NO |  | 45 | 2015 | 0 | 19 | 19 |  | Allen Steam | Riverbend Steam | 230 | 230 | Tower | 12.58 | 0 | 2 | 1272 | 0 | 0 | 0 | 0 | 0 | 0 | 0 | 0 | 0 | 0 | 0 | 0 | 0 | 0 | 0 | 0 | 0 | 0 | 0 | 0 | 0 | 0 | 0 | 12 | 1
NO |  | 45 | 2015 | 0 | 20 | 20 |  | Allen Steam | Winecoff Tie | 230 | 230 | Tower | 32.17 | 0 | 2 | 954 & 1272 | 0 | 0 | 0 | 0 | 0 | 0 | 0 | 0 | 0 | 0 | 0 | 0 | 0 | 0 | 0 | 0 | 0 | 0 | 0 | 0 | 0 | 0 | 0 | 12 | 1
NO |  | 45 | 2015 | 0 | 21 | 21 |  | Allen Steam | Woodlawn Tie | 230 | 230 | Tower & Pole | 8.4 | 0 | 2 | 2156 | 0 | 0 | 0 | 0 | 0 | 0 | 0 | 0 | 0 | 0 | 0 | 0 | 0 | 0 | 0 | 0 | 0 | 0 | 0 | 0 | 0 | 0 | 0 | 12 | 1
NO |  | 45 | 2015 | 0 | 22 | 22 |  | Anderson Tie | Hodges Tie | 230 | 230 | Tower | 25.69 | 0 | 2 | 954 | 0 | 0 | 0 | 0 | 0 | 0 | 0 | 0 | 0 | 0 | 0 | 0 | 0 | 0 | 0 | 0 | 0 | 0 | 0 | 0 | 0 | 0 | 0 | 12 | 1
NO |  | 45 | 2015 | 0 | 23 | 23 |  | Antioch Tie | Wilkes Tie | 230 | 230 | Tower | 4.26 | 0 | 2 | 954 | 0 | 0 | 0 | 0 | 0 | 0 | 0 | 0 | 0 | 0 | 0 | 0 | 0 | 0 | 0 | 0 | 0 | 0 | 0 | 0 | 0 | 0 | 0 | 12 | 1
NO |  | 45 | 2015 | 0 | 24 | 24 |  | Beckerdite Tie | Belews Creek Steam | 230 | 230 | Tower | 24.67 | 0 | 2 | 2156 | 0 | 0 | 0 | 0 | 0 | 0 | 0 | 0 | 0 | 0 | 0 | 0 | 0 | 0 | 0 | 0 | 0 | 0 | 0 | 0 | 0 | 0 | 0 | 12 | 1
NO |  | 45 | 2015 | 0 | 25 | 25 |  | Beckerdite Tie | Pleasant Garden Tie | 230 | 230 | Tower | 28.29 | 0 | 2 | 954 | 0 | 0 | 0 | 0 | 0 | 0 | 0 | 0 | 0 | 0 | 0 | 0 | 0 | 0 | 0 | 0 | 0 | 0 | 0 | 0 | 0 | 0 | 0 | 12 | 1
NO |  | 45 | 2015 | 0 | 26 | 26 |  | Belews Creek Steam | Ernest Switching Station | 230 | 230 | Tower | 13.61 | 0 | 2 | 1272 | 0 | 0 | 0 | 0 | 0 | 0 | 0 | 0 | 0 | 0 | 0 | 0 | 0 | 0 | 0 | 0 | 0 | 0 | 0 | 0 | 0 | 0 | 0 | 12 | 1
NO |  | 45 | 2015 | 0 | 27 | 27 |  | Belews Creek Steam | North Greensboro Tie | 230 | 230 | Tower | 21.58 | 0 | 2 | 2156 | 0 | 0 | 0 | 0 | 0 | 0 | 0 | 0 | 0 | 0 | 0 | 0 | 0 | 0 | 0 | 0 | 0 | 0 | 0 | 0 | 0 | 0 | 0 | 12 | 1
NO |  | 45 | 2015 | 0 | 28 | 28 |  | Belews Creek Steam | Pleasant Garden Tie | 230 | 230 | Tower & Pole | 38.76 | 0 | 2 | 2156 | 0 | 0 | 0 | 0 | 0 | 0 | 0 | 0 | 0 | 0 | 0 | 0 | 0 | 0 | 0 | 0 | 0 | 0 | 0 | 0 | 0 | 0 | 0 | 12 | 1
NO |  | 45 | 2015 | 0 | 29 | 29 |  | Belews Creek Steam | Rural Hall Tie | 230 | 230 | Tower | 18.28 | 0 | 2 | 2156 | 0 | 0 | 0 | 0 | 0 | 0 | 0 | 0 | 0 | 0 | 0 | 0 | 0 | 0 | 0 | 0 | 0 | 0 | 0 | 0 | 0 | 0 | 0 | 12 | 1
NO |  | 45 | 2015 | 0 | 30 | 30 |  | Bobwhite Switching | North Greensboro Tie | 230 | 230 | Tower | 3.87 | 0 | 2 | 2156 | 0 | 0 | 0 | 0 | 0 | 0 | 0 | 0 | 0 | 0 | 0 | 0 | 0 | 0 | 0 | 0 | 0 | 0 | 0 | 0 | 0 | 0 | 0 | 12 | 1
NO |  | 45 | 2015 | 0 | 31 | 31 |  | Buck Tie | Beckerdite Tie | 230 | 230 | Tower | 23.76 | 0 | 2 | 954 | 0 | 0 | 0 | 0 | 0 | 0 | 0 | 0 | 0 | 0 | 0 | 0 | 0 | 0 | 0 | 0 | 0 | 0 | 0 | 0 | 0 | 0 | 0 | 12 | 1
NO |  | 45 | 2015 | 0 | 32 | 32 |  | Catawba Nuclear | Newport Tie | 230 | 230 | Tower & Pole | 10.38 | 0 | 4 | 1272 | 0 | 0 | 0 | 0 | 0 | 0 | 0 | 0 | 0 | 0 | 0 | 0 | 0 | 0 | 0 | 0 | 0 | 0 | 0 | 0 | 0 | 0 | 0 | 12 | 1
NO |  | 45 | 2015 | 0 | 33 | 33 |  | Catawba Nuclear | Pacolet Tie | 230 | 230 | Tower | 41.01 | 0 | 2 | 954 | 0 | 0 | 0 | 0 | 0 | 0 | 0 | 0 | 0 | 0 | 0 | 0 | 0 | 0 | 0 | 0 | 0 | 0 | 0 | 0 | 0 | 0 | 0 | 12 | 1
NO |  | 45 | 2015 | 0 | 34 | 34 |  | Catawba Nuclear | Peacock Tie | 230 | 230 | Tower | 14.89 | 0 | 2 | 1272 | 0 | 0 | 0 | 0 | 0 | 0 | 0 | 0 | 0 | 0 | 0 | 0 | 0 | 0 | 0 | 0 | 0 | 0 | 0 | 0 | 0 | 0 | 0 | 12 | 1
NO |  | 45 | 2015 | 0 | 35 | 35 |  | Catawba Nuclear | Ripp Switching Station | 230 | 230 | Tower | 24.32 | 0 | 2 | 1272 | 0 | 0 | 0 | 0 | 0 | 0 | 0 | 0 | 0 | 0 | 0 | 0 | 0 | 0 | 0 | 0 | 0 | 0 | 0 | 0 | 0 | 0 | 0 | 12 | 1
NO |  | 45 | 2015 | 0 | 36 | 36 |  | TOTAL |  | 0 | 0 |  | 8263.62 | 43.89 | 2572 |  | 172797403 | 1655341564 | 1828138967 | 916805 | 19583235 | 0 | 20500040 | 0 | 0 | 0 | 0 | 0 | 0 | 0 | 0 | 0 | 0 | 0 | 0 | 0 | 0 | 0 | 0 | 12 | 1
NO |  | 45 | 2015 | 1 | 1 | 1 |  | Central Tie | Anderson Tie | 230 | 230 | Tower | 23.21 | 0 | 2 | 954 | 0 | 0 | 0 | 0 | 0 | 0 | 0 | 0 | 0 | 0 | 0 | 0 | 0 | 0 | 0 | 0 | 0 | 0 | 0 | 0 | 0 | 0 | 0 | 12 | 1
NO |  | 45 | 2015 | 1 | 2 | 2 |  | Cliffside Steam | Pacolet Tie | 230 | 230 | Tower | 23.19 | 0 | 2 | 954 | 0 | 0 | 0 | 0 | 0 | 0 | 0 | 0 | 0 | 0 | 0 | 0 | 0 | 0 | 0 | 0 | 0 | 0 | 0 | 0 | 0 | 0 | 0 | 12 | 1
NO |  | 45 | 2015 | 1 | 3 | 3 |  | Cliffside Steam | Shelby Tie | 230 | 230 | Tower | 14.09 | 0 | 2 | 954 | 0 | 0 | 0 | 0 | 0 | 0 | 0 | 0 | 0 | 0 | 0 | 0 | 0 | 0 | 0 | 0 | 0 | 0 | 0 | 0 | 0 | 0 | 0 | 12 | 1
NO |  | 45 | 2015 | 1 | 4 | 4 |  | Cowans Ford Hydro | McGuire Switching | 230 | 230 | Tower | 1.67 | 0 | 2 | 795 | 0 | 0 | 0 | 0 | 0 | 0 | 0 | 0 | 0 | 0 | 0 | 0 | 0 | 0 | 0 | 0 | 0 | 0 | 0 | 0 | 0 | 0 | 0 | 12 | 1
NO |  | 45 | 2015 | 1 | 5 | 5 |  | East Durham Tie | Parkwood Tie | 230 | 230 | Tower | 19.31 | 0 | 2 | 1272 | 0 | 0 | 0 | 0 | 0 | 0 | 0 | 0 | 0 | 0 | 0 | 0 | 0 | 0 | 0 | 0 | 0 | 0 | 0 | 0 | 0 | 0 | 0 | 12 | 1
NO |  | 45 | 2015 | 1 | 6 | 6 |  | Eno Tap Bent | Progress Energy (Roxboro) | 230 | 230 | Tower | 13.86 | 0 | 2 | 1272 | 0 | 0 | 0 | 0 | 0 | 0 | 0 | 0 | 0 | 0 | 0 | 0 | 0 | 0 | 0 | 0 | 0 | 0 | 0 | 0 | 0 | 0 | 0 | 12 | 1
NO |  | 45 | 2015 | 1 | 7 | 7 |  | Eno Tap Bent | East Durham Tie | 230 | 230 | Tower | 15.77 | 0 | 2 | 1272 | 0 | 0 | 0 | 0 | 0 | 0 | 0 | 0 | 0 | 0 | 0 | 0 | 0 | 0 | 0 | 0 | 0 | 0 | 0 | 0 | 0 | 0 | 0 | 12 | 1
NO |  | 45 | 2015 | 1 | 8 | 8 |  | Ernest Switching Station | Sadler Tie | 230 | 230 | Tower | 12.54 | 0 | 2 | 1272 | 0 | 0 | 0 | 0 | 0 | 0 | 0 | 0 | 0 | 0 | 0 | 0 | 0 | 0 | 0 | 0 | 0 | 0 | 0 | 0 | 0 | 0 | 0 | 12 | 1
NO |  | 45 | 2015 | 1 | 9 | 9 |  | Harrisburg Tie | Oakboro Tie | 230 | 230 | Tower | 21.38 | 0 | 2 | 954 | 0 | 0 | 0 | 0 | 0 | 0 | 0 | 0 | 0 | 0 | 0 | 0 | 0 | 0 | 0 | 0 | 0 | 0 | 0 | 0 | 0 | 0 | 0 | 12 | 1
NO |  | 45 | 2015 | 1 | 10 | 10 |  | Hartwell Hydro | Anderson Tie | 230 | 230 | Tower | 11.12 | 0 | 2 | 954 | 0 | 0 | 0 | 0 | 0 | 0 | 0 | 0 | 0 | 0 | 0 | 0 | 0 | 0 | 0 | 0 | 0 | 0 | 0 | 0 | 0 | 0 | 0 | 12 | 1
NO |  | 45 | 2015 | 1 | 11 | 11 |  | Jocassee Switching | Shiloh Switching | 230 | 230 | Tower | 22.33 | 0 | 2 | 2156 | 0 | 0 | 0 | 0 | 0 | 0 | 0 | 0 | 0 | 0 | 0 | 0 | 0 | 0 | 0 | 0 | 0 | 0 | 0 | 0 | 0 | 0 | 0 | 12 | 1
NO |  | 45 | 2015 | 1 | 12 | 12 |  | Jocassee Switching | Tuckasegee Tie | 230 | 230 | Tower | 26.71 | 0 | 2 | 1272 | 0 | 0 | 0 | 0 | 0 | 0 | 0 | 0 | 0 | 0 | 0 | 0 | 0 | 0 | 0 | 0 | 0 | 0 | 0 | 0 | 0 | 0 | 0 | 12 | 1
NO |  | 45 | 2015 | 1 | 13 | 13 |  | Lakewood Tie | Riverbend Steam | 230 | 230 | Tower | 10.64 | 0 | 2 | 954 | 0 | 0 | 0 | 0 | 0 | 0 | 0 | 0 | 0 | 0 | 0 | 0 | 0 | 0 | 0 | 0 | 0 | 0 | 0 | 0 | 0 | 0 | 0 | 12 | 1
NO |  | 45 | 2015 | 1 | 14 | 14 |  | Lincoln CT | Longview Tie | 230 | 230 | Tower | 30.96 | 0 | 2 | 795 | 0 | 0 | 0 | 0 | 0 | 0 | 0 | 0 | 0 | 0 | 0 | 0 | 0 | 0 | 0 | 0 | 0 | 0 | 0 | 0 | 0 | 0 | 0 | 12 | 1
NO |  | 45 | 2015 | 1 | 15 | 15 |  | Longview Tie | McDowell Tie | 230 | 230 | Tower | 31.69 | 0 | 2 | 954 | 0 | 0 | 0 | 0 | 0 | 0 | 0 | 0 | 0 | 0 | 0 | 0 | 0 | 0 | 0 | 0 | 0 | 0 | 0 | 0 | 0 | 0 | 0 | 12 | 1
NO |  | 45 | 2015 | 1 | 16 | 16 |  | Marshall Steam | Beckerdite Tie | 230 | 230 | Tower | 52.47 | 0 | 2 | 954 | 0 | 0 | 0 | 0 | 0 | 0 | 0 | 0 | 0 | 0 | 0 | 0 | 0 | 0 | 0 | 0 | 0 | 0 | 0 | 0 | 0 | 0 | 0 | 12 | 1
NO |  | 45 | 2015 | 1 | 17 | 17 |  | Marshall Steam | Longview Tie | 230 | 230 | Tower | 28.91 | 0 | 2 | 1272 | 0 | 0 | 0 | 0 | 0 | 0 | 0 | 0 | 0 | 0 | 0 | 0 | 0 | 0 | 0 | 0 | 0 | 0 | 0 | 0 | 0 | 0 | 0 | 12 | 1
NO |  | 45 | 2015 | 1 | 18 | 18 |  | Marshall Steam | McGuire Switching | 230 | 230 | Tower | 13.84 | 0 | 2 | 1272 | 0 | 0 | 0 | 0 | 0 | 0 | 0 | 0 | 0 | 0 | 0 | 0 | 0 | 0 | 0 | 0 | 0 | 0 | 0 | 0 | 0 | 0 | 0 | 12 | 1
NO |  | 45 | 2015 | 1 | 19 | 19 |  | Marshall Steam | Stamey Tie | 230 | 230 | Tower | 13.55 | 0 | 2 | 954 | 0 | 0 | 0 | 0 | 0 | 0 | 0 | 0 | 0 | 0 | 0 | 0 | 0 | 0 | 0 | 0 | 0 | 0 | 0 | 0 | 0 | 0 | 0 | 12 | 1
NO |  | 45 | 2015 | 1 | 20 | 20 |  | Marshall Steam | Winecoff Tie | 230 | 230 | Tower | 24.28 | 0 | 2 | 1272 | 0 | 0 | 0 | 0 | 0 | 0 | 0 | 0 | 0 | 0 | 0 | 0 | 0 | 0 | 0 | 0 | 0 | 0 | 0 | 0 | 0 | 0 | 0 | 12 | 1
NO |  | 45 | 2015 | 1 | 21 | 21 |  | McGuire Switching | Harrisburg Tie | 230 | 230 | Tower | 36.19 | 0 | 4 | 1272 | 0 | 0 | 0 | 0 | 0 | 0 | 0 | 0 | 0 | 0 | 0 | 0 | 0 | 0 | 0 | 0 | 0 | 0 | 0 | 0 | 0 | 0 | 0 | 12 | 1
NO |  | 45 | 2015 | 1 | 22 | 22 |  | Mitchell River Tie | Antioch Tie | 230 | 230 | Tower & Pole | 16.82 | 0 | 2 | 954 | 0 | 0 | 0 | 0 | 0 | 0 | 0 | 0 | 0 | 0 | 0 | 0 | 0 | 0 | 0 | 0 | 0 | 0 | 0 | 0 | 0 | 0 | 0 | 12 | 1
NO |  | 45 | 2015 | 1 | 23 | 23 |  | Mitchell River Tie | Rural Hall Tie | 230 | 230 | Tower | 26.61 | 0 | 2 | 954 | 0 | 0 | 0 | 0 | 0 | 0 | 0 | 0 | 0 | 0 | 0 | 0 | 0 | 0 | 0 | 0 | 0 | 0 | 0 | 0 | 0 | 0 | 0 | 12 | 1
NO |  | 45 | 2015 | 1 | 24 | 24 |  | Morningstar Tie | Oakboro Tie | 230 | 230 | Tower | 32.5 | 0 | 1 | 954 | 0 | 0 | 0 | 0 | 0 | 0 | 0 | 0 | 0 | 0 | 0 | 0 | 0 | 0 | 0 | 0 | 0 | 0 | 0 | 0 | 0 | 0 | 0 | 12 | 1
NO |  | 45 | 2015 | 1 | 25 | 25 |  | North Greenville Tie | Central Tie | 230 | 230 | Tower & Pole | 26.16 | 0 | 2 | 954 | 0 | 0 | 0 | 0 | 0 | 0 | 0 | 0 | 0 | 0 | 0 | 0 | 0 | 0 | 0 | 0 | 0 | 0 | 0 | 0 | 0 | 0 | 0 | 12 | 1
NO |  | 45 | 2015 | 1 | 26 | 26 |  | North Greenville Tie | Shiloh Switching | 230 | 230 | Tower | 8.99 | 0 | 2 | 954 | 0 | 0 | 0 | 0 | 0 | 0 | 0 | 0 | 0 | 0 | 0 | 0 | 0 | 0 | 0 | 0 | 0 | 0 | 0 | 0 | 0 | 0 | 0 | 12 | 1
NO |  | 45 | 2015 | 1 | 27 | 27 |  | Newport Tie | Morningstar Tie | 230 | 230 | Tower & Pole | 33.47 | 0 | 1 | 954 | 0 | 0 | 0 | 0 | 0 | 0 | 0 | 0 | 0 | 0 | 0 | 0 | 0 | 0 | 0 | 0 | 0 | 0 | 0 | 0 | 0 | 0 | 0 | 12 | 1
NO |  | 45 | 2015 | 1 | 28 | 28 |  | Newport Tie | SCE&G (Parr) | 230 | 230 | Tower | 45.63 | 0 | 1 | 954 | 0 | 0 | 0 | 0 | 0 | 0 | 0 | 0 | 0 | 0 | 0 | 0 | 0 | 0 | 0 | 0 | 0 | 0 | 0 | 0 | 0 | 0 | 0 | 12 | 1
NO |  | 45 | 2015 | 1 | 29 | 29 |  | Oakboro Tie | Progress Energy Rockingham | 230 | 230 | Tower | 5.14 | 0 | 1 | 954 | 0 | 0 | 0 | 0 | 0 | 0 | 0 | 0 | 0 | 0 | 0 | 0 | 0 | 0 | 0 | 0 | 0 | 0 | 0 | 0 | 0 | 0 | 0 | 12 | 1
NO |  | 45 | 2015 | 1 | 30 | 30 |  | Oconee Nuclear | Central Tie | 230 | 230 | Tower | 17.62 | 0 | 4 | 1272 | 0 | 0 | 0 | 0 | 0 | 0 | 0 | 0 | 0 | 0 | 0 | 0 | 0 | 0 | 0 | 0 | 0 | 0 | 0 | 0 | 0 | 0 | 0 | 12 | 1
NO |  | 45 | 2015 | 1 | 31 | 31 |  | Oconee Nuclear | Jocassee Switching | 230 | 230 | Tower & Pole | 12.36 | 0 | 2 | 2156 | 0 | 0 | 0 | 0 | 0 | 0 | 0 | 0 | 0 | 0 | 0 | 0 | 0 | 0 | 0 | 0 | 0 | 0 | 0 | 0 | 0 | 0 | 0 | 12 | 1
NO |  | 45 | 2015 | 1 | 32 | 32 |  | Oconee Nuclear | North Greenville Tie | 230 | 230 | Tower & Pole | 29.09 | 0 | 2 | 1272 | 0 | 0 | 0 | 0 | 0 | 0 | 0 | 0 | 0 | 0 | 0 | 0 | 0 | 0 | 0 | 0 | 0 | 0 | 0 | 0 | 0 | 0 | 0 | 12 | 1
NO |  | 45 | 2015 | 1 | 33 | 33 |  | Pacolet Tie | Tiger Tie | 230 | 230 | Tower | 27.86 | 0 | 2 | 954 | 0 | 0 | 0 | 0 | 0 | 0 | 0 | 0 | 0 | 0 | 0 | 0 | 0 | 0 | 0 | 0 | 0 | 0 | 0 | 0 | 0 | 0 | 0 | 12 | 1
NO |  | 45 | 2015 | 1 | 34 | 34 |  | Peach Valley Tie | Tiger Tie | 230 | 230 | Tower | 15.59 | 0 | 2 | 795 | 0 | 0 | 0 | 0 | 0 | 0 | 0 | 0 | 0 | 0 | 0 | 0 | 0 | 0 | 0 | 0 | 0 | 0 | 0 | 0 | 0 | 0 | 0 | 12 | 1
NO |  | 45 | 2015 | 1 | 35 | 35 |  | Pisgah Tie | Progress Energy Skyland Stm | 230 | 230 | Tower | 14.48 | 0 | 2 | 954 | 0 | 0 | 0 | 0 | 0 | 0 | 0 | 0 | 0 | 0 | 0 | 0 | 0 | 0 | 0 | 0 | 0 | 0 | 0 | 0 | 0 | 0 | 0 | 12 | 1
NO |  | 45 | 2015 | 2 | 1 | 1 |  | Pleasant GardenTie | Eno Tie | 230 | 230 | Tower | 42.52 | 0 | 2 | 954 | 0 | 0 | 0 | 0 | 0 | 0 | 0 | 0 | 0 | 0 | 0 | 0 | 0 | 0 | 0 | 0 | 0 | 0 | 0 | 0 | 0 | 0 | 0 | 12 | 1
NO |  | 45 | 2015 | 2 | 2 | 2 |  | Ripp Switching | Riverview Switching | 230 | 230 | Tower | 9.68 | 0 | 2 | 795 | 0 | 0 | 0 | 0 | 0 | 0 | 0 | 0 | 0 | 0 | 0 | 0 | 0 | 0 | 0 | 0 | 0 | 0 | 0 | 0 | 0 | 0 | 0 | 12 | 1
NO |  | 45 | 2015 | 2 | 3 | 3 |  | Ripp Switching | Shelby Tie | 230 | 230 | Tower | 9.96 | 0 | 2 | 954 | 0 | 0 | 0 | 0 | 0 | 0 | 0 | 0 | 0 | 0 | 0 | 0 | 0 | 0 | 0 | 0 | 0 | 0 | 0 | 0 | 0 | 0 | 0 | 12 | 1
NO |  | 45 | 2015 | 2 | 4 | 4 |  | Riverbend Steam | Lincoln CT | 230 | 230 | Tower & Pole | 11.54 | 0 | 2 | 795 | 0 | 0 | 0 | 0 | 0 | 0 | 0 | 0 | 0 | 0 | 0 | 0 | 0 | 0 | 0 | 0 | 0 | 0 | 0 | 0 | 0 | 0 | 0 | 12 | 1
NO |  | 45 | 2015 | 2 | 5 | 5 |  | Riverbend Steam | McGuire Switching | 230 | 230 | Tower | 5.63 | 0 | 2 | 1272 | 0 | 0 | 0 | 0 | 0 | 0 | 0 | 0 | 0 | 0 | 0 | 0 | 0 | 0 | 0 | 0 | 0 | 0 | 0 | 0 | 0 | 0 | 0 | 12 | 1
NO |  | 45 | 2015 | 2 | 6 | 6 |  | Riverbend Steam | Ripp Switching | 230 | 230 | Tower | 29.99 | 0 | 2 | 795 | 0 | 0 | 0 | 0 | 0 | 0 | 0 | 0 | 0 | 0 | 0 | 0 | 0 | 0 | 0 | 0 | 0 | 0 | 0 | 0 | 0 | 0 | 0 | 12 | 1
NO |  | 45 | 2015 | 2 | 7 | 7 |  | Riverview Switching | Peach Valley Tie | 230 | 230 | Tower | 19.2 | 0 | 2 | 795 | 0 | 0 | 0 | 0 | 0 | 0 | 0 | 0 | 0 | 0 | 0 | 0 | 0 | 0 | 0 | 0 | 0 | 0 | 0 | 0 | 0 | 0 | 0 | 12 | 1
NO |  | 45 | 2015 | 2 | 8 | 8 |  | SCE&G (Parr) | Bush River Tie | 230 | 230 | Tower | 17.74 | 0 | 1 | 954 | 0 | 0 | 0 | 0 | 0 | 0 | 0 | 0 | 0 | 0 | 0 | 0 | 0 | 0 | 0 | 0 | 0 | 0 | 0 | 0 | 0 | 0 | 0 | 12 | 1
NO |  | 45 | 2015 | 2 | 9 | 9 |  | Shady Grove Tap | Shady Grove Tie | 230 | 230 | Tower | 7.79 | 0 | 2 | 2515 | 0 | 0 | 0 | 0 | 0 | 0 | 0 | 0 | 0 | 0 | 0 | 0 | 0 | 0 | 0 | 0 | 0 | 0 | 0 | 0 | 0 | 0 | 0 | 12 | 1
NO |  | 45 | 2015 | 2 | 10 | 10 |  | Shiloh Switching | Pisgah Tie | 230 | 230 | Tower | 21.96 | 0 | 2 | 954 | 0 | 0 | 0 | 0 | 0 | 0 | 0 | 0 | 0 | 0 | 0 | 0 | 0 | 0 | 0 | 0 | 0 | 0 | 0 | 0 | 0 | 0 | 0 | 12 | 1
NO |  | 45 | 2015 | 2 | 11 | 11 |  | Shiloh Switching | Tiger Tie | 230 | 230 | Tower | 21.31 | 0 | 2 | 1272 | 0 | 0 | 0 | 0 | 0 | 0 | 0 | 0 | 0 | 0 | 0 | 0 | 0 | 0 | 0 | 0 | 0 | 0 | 0 | 0 | 0 | 0 | 0 | 12 | 1
NO |  | 45 | 2015 | 2 | 12 | 12 |  | Stamey Tie | Mitchell River Tie | 230 | 230 | Tower | 36.15 | 0 | 2 | 954 | 0 | 0 | 0 | 0 | 0 | 0 | 0 | 0 | 0 | 0 | 0 | 0 | 0 | 0 | 0 | 0 | 0 | 0 | 0 | 0 | 0 | 0 | 0 | 12 | 1
NO |  | 45 | 2015 | 2 | 13 | 13 |  | Tiger Tie | North Greenville Tie | 230 | 230 | Tower | 18.29 | 0 | 2 | 954 | 0 | 0 | 0 | 0 | 0 | 0 | 0 | 0 | 0 | 0 | 0 | 0 | 0 | 0 | 0 | 0 | 0 | 0 | 0 | 0 | 0 | 0 | 0 | 12 | 1
NO |  | 45 | 2015 | 2 | 14 | 14 |  | Winecoff Tie | Buck Tie | 230 | 230 | Tower | 24.09 | 0 | 2 | 954 | 0 | 0 | 0 | 0 | 0 | 0 | 0 | 0 | 0 | 0 | 0 | 0 | 0 | 0 | 0 | 0 | 0 | 0 | 0 | 0 | 0 | 0 | 0 | 12 | 1
NO |  | 45 | 2015 | 2 | 15 | 15 |  |  |  | 0 | 0 |  | 0 | 0 | 0 |  | 41407475 | 267106770 | 308514245 | 0 | 0 | 0 | 0 | 0 | 0 | 0 | 0 | 0 | 0 | 0 | 0 | 0 | 0 | 0 | 0 | 0 | 0 | 0 | 0 | 12 | 1
NO |  | 45 | 2015 | 2 | 16 | 16 |  | TOTAL 230 KV LINES |  | 0 | 0 |  | 1393.31 | 0 | 135 |  | 41407475 | 267106770 | 308514245 | 0 | 0 | 0 | 0 | 0 | 0 | 0 | 0 | 0 | 0 | 0 | 0 | 0 | 0 | 0 | 0 | 0 | 0 | 0 | 0 | 12 | 1
NO |  | 45 | 2015 | 2 | 18 | 18 |  | Fontana (TVA) | Nantahala Hydro | 161 | 161 | Tower | 18.48 | 0 | 1 | 795 | 0 | 0 | 0 | 0 | 0 | 0 | 0 | 0 | 0 | 0 | 0 | 0 | 0 | 0 | 0 | 0 | 0 | 0 | 0 | 0 | 0 | 0 | 0 | 12 | 1
NO |  | 45 | 2015 | 2 | 19 | 19 |  | Nantahala Hydro | Webster Tie | 161 | 161 | Tower | 12.63 | 12.99 | 1 | 795 | 0 | 0 | 0 | 0 | 0 | 0 | 0 | 0 | 0 | 0 | 0 | 0 | 0 | 0 | 0 | 0 | 0 | 0 | 0 | 0 | 0 | 0 | 0 | 12 | 1
NO |  | 45 | 2015 | 2 | 20 | 20 |  | Nantahala Hydro | Marble Tie | 161 | 161 | Pole | 16.8 | 0 | 2 | 795 | 0 | 0 | 0 | 0 | 0 | 0 | 0 | 0 | 0 | 0 | 0 | 0 | 0 | 0 | 0 | 0 | 0 | 0 | 0 | 0 | 0 | 0 | 0 | 12 | 1
NO |  | 45 | 2015 | 2 | 21 | 21 |  | Nantahala Hydro | Robbinsville Substation | 161 | 161 | Tower | 0.03 | 8.12 | 1 | 795 | 0 | 0 | 0 | 0 | 0 | 0 | 0 | 0 | 0 | 0 | 0 | 0 | 0 | 0 | 0 | 0 | 0 | 0 | 0 | 0 | 0 | 0 | 0 | 12 | 1
NO |  | 45 | 2015 | 2 | 22 | 22 |  | Santeetlah | Robbinsville Substation | 161 | 161 | Tower | 0.44 | 10.23 | 1 | 795 | 0 | 0 | 0 | 0 | 0 | 0 | 0 | 0 | 0 | 0 | 0 | 0 | 0 | 0 | 0 | 0 | 0 | 0 | 0 | 0 | 0 | 0 | 0 | 12 | 1
NO |  | 45 | 2015 | 2 | 23 | 23 |  | Tuckasegee Tie | Thorpe Hydro | 161 | 161 | Tower & Pole | 3.17 | 0 | 1 | 397.5 | 0 | 0 | 0 | 0 | 0 | 0 | 0 | 0 | 0 | 0 | 0 | 0 | 0 | 0 | 0 | 0 | 0 | 0 | 0 | 0 | 0 | 0 | 0 | 12 | 1
NO |  | 45 | 2015 | 2 | 24 | 24 |  | Tuckasegee Tie | Wests Mill Tie | 161 | 161 | Tower | 10.44 | 12.55 | 1 | 795 | 0 | 0 | 0 | 0 | 0 | 0 | 0 | 0 | 0 | 0 | 0 | 0 | 0 | 0 | 0 | 0 | 0 | 0 | 0 | 0 | 0 | 0 | 0 | 12 | 1
NO |  | 45 | 2015 | 2 | 25 | 25 |  | Webster Tie | Lake Emory Tie | 161 | 161 | Pole | 12.71 | 0 | 1 | 636 | 0 | 0 | 0 | 0 | 0 | 0 | 0 | 0 | 0 | 0 | 0 | 0 | 0 | 0 | 0 | 0 | 0 | 0 | 0 | 0 | 0 | 0 | 0 | 12 | 1
NO |  | 45 | 2015 | 2 | 26 | 26 |  | Wests Mill Tie | Lake Emory Tie | 161 | 161 | Pole | 6.71 | 0 | 1 | 795 | 0 | 0 | 0 | 0 | 0 | 0 | 0 | 0 | 0 | 0 | 0 | 0 | 0 | 0 | 0 | 0 | 0 | 0 | 0 | 0 | 0 | 0 | 0 | 12 | 1
NO |  | 45 | 2015 | 2 | 27 | 27 |  | Wests Mill Tie | Nantahala Hydro | 161 | 161 | Tower | 12.98 | 0 | 1 | 795 | 0 | 0 | 0 | 0 | 0 | 0 | 0 | 0 | 0 | 0 | 0 | 0 | 0 | 0 | 0 | 0 | 0 | 0 | 0 | 0 | 0 | 0 | 0 | 12 | 1
NO |  | 45 | 2015 | 2 | 28 | 28 |  | Wests Mill Tie | Swain Tie | 161 | 161 | Tower & Pole | 12.34 | 0 | 1 | 954 | 0 | 0 | 0 | 0 | 0 | 0 | 0 | 0 | 0 | 0 | 0 | 0 | 0 | 0 | 0 | 0 | 0 | 0 | 0 | 0 | 0 | 0 | 0 | 12 | 1
NO |  | 45 | 2015 | 2 | 29 | 29 |  |  |  | 0 | 0 |  | 0 | 0 | 0 |  | 3649305 | 108858533 | 112507838 | 0 | 0 | 0 | 0 | 0 | 0 | 0 | 0 | 0 | 0 | 0 | 0 | 0 | 0 | 0 | 0 | 0 | 0 | 0 | 0 | 12 | 1
NO |  | 45 | 2015 | 2 | 30 | 30 |  | TOTAL 161 KV LINES |  | 0 | 0 |  | 106.73 | 43.89 | 12 |  | 3649305 | 108858533 | 112507838 | 0 | 0 | 0 | 0 | 0 | 0 | 0 | 0 | 0 | 0 | 0 | 0 | 0 | 0 | 0 | 0 | 0 | 0 | 0 | 0 | 12 | 1
NO |  | 45 | 2015 | 2 | 32 | 32 |  | Dan River Steam | Appalachian Power (Fieldale | 138 | 138 | Tower & Pole | 6.53 | 0 | 1 | 477 | 0 | 0 | 0 | 0 | 0 | 0 | 0 | 0 | 0 | 0 | 0 | 0 | 0 | 0 | 0 | 0 | 0 | 0 | 0 | 0 | 0 | 0 | 0 | 12 | 1
NO |  | 45 | 2015 | 2 | 33 | 33 |  | 115 KV Lines |  | 115 | 115 | Tower & Pole | 54.92 | 0 | 5 |  | 0 | 0 | 0 | 0 | 0 | 0 | 0 | 0 | 0 | 0 | 0 | 0 | 0 | 0 | 0 | 0 | 0 | 0 | 0 | 0 | 0 | 0 | 0 | 12 | 1
NO |  | 45 | 2015 | 2 | 34 | 34 |  | 100 KV Lines |  | 100 | 100 | Tower | 859.9 | 0 | 274 |  | 0 | 0 | 0 | 0 | 0 | 0 | 0 | 0 | 0 | 0 | 0 | 0 | 0 | 0 | 0 | 0 | 0 | 0 | 0 | 0 | 0 | 0 | 0 | 12 | 1
NO |  | 45 | 2015 | 2 | 35 | 35 |  | 100 KV Lines |  | 100 | 100 | Pole | 181.75 | 0 | 252 |  | 0 | 0 | 0 | 0 | 0 | 0 | 0 | 0 | 0 | 0 | 0 | 0 | 0 | 0 | 0 | 0 | 0 | 0 | 0 | 0 | 0 | 0 | 0 | 12 | 1
NO |  | 45 | 2015 | 3 | 1 | 1 |  | 100 KV Lines |  | 100 | 100 | Underground | 4.95 | 0 | 7 |  | 0 | 0 | 0 | 0 | 0 | 0 | 0 | 0 | 0 | 0 | 0 | 0 | 0 | 0 | 0 | 0 | 0 | 0 | 0 | 0 | 0 | 0 | 0 | 12 | 1
SI/NO | A | 45 | 2015 | 3 | 2 | 2 |  | 100 kV Lines |  | 100 | 0 | Tower & Pole | 2489.25 | 0 | 363 |  | 75100852 | 791588220 | 866689072 | 0 | 0 | 0 | 15772546.2023 | 0 | 0 | 0 | 0 | 0 | 0 | 0 | 0 | 0 | 0 | 0 | 0 | 0 | 0 | 0 | 0 | 12 | 1
NO |  | 45 | 2015 | 3 | 3 | 3 |  | TOTAL 100 - 138 KV LINES |  | 0 | 0 |  | 3597.3 | 0 | 902 |  | 75100852 | 791588220 | 866689072 | 0 | 0 | 0 | 0 | 0 | 0 | 0 | 0 | 0 | 0 | 0 | 0 | 0 | 0 | 0 | 0 | 0 | 0 | 0 | 0 | 12 | 1
NO |  | 45 | 2015 | 3 | 5 | 5 |  | 66 KV Lines |  | 66 | 66 | Pole | 103.63 | 0 | 26 |  | 0 | 0 | 0 | 0 | 0 | 0 | 0 | 0 | 0 | 0 | 0 | 0 | 0 | 0 | 0 | 0 | 0 | 0 | 0 | 0 | 0 | 0 | 0 | 12 | 1
NO |  | 45 | 2015 | 3 | 6 | 6 |  | 66 KV Lines |  | 66 | 66 | Tower & Pole | 1.9 | 0 | 3 |  | 0 | 0 | 0 | 0 | 0 | 0 | 0 | 0 | 0 | 0 | 0 | 0 | 0 | 0 | 0 | 0 | 0 | 0 | 0 | 0 | 0 | 0 | 0 | 12 | 1
NO |  | 45 | 2015 | 3 | 7 | 7 |  |  |  | 0 | 0 |  | 0 | 0 | 0 |  | 5793848 | 37542624 | 43336472 | 0 | 0 | 0 | 0 | 0 | 0 | 0 | 0 | 0 | 0 | 0 | 0 | 0 | 0 | 0 | 0 | 0 | 0 | 0 | 0 | 12 | 1
SI/NO | A | 45 | 2015 | 3 | 8 | 8 |  | TOTAL 66 KV LINES |  | 0 | 0 |  | 105.53 | 0 | 29 |  | 5793848 | 37542624 | 43336472 | 0 | 0 | 0 | 788664.0422 | 0 | 0 | 0 | 0 | 0 | 0 | 0 | 0 | 0 | 0 | 0 | 0 | 0 | 0 | 0 | 0 | 12 | 1
NO |  | 45 | 2015 | 3 | 10 | 10 |  | 44 KV Lines |  | 44 | 44 | Tower | 0.7 | 0 | 12 |  | 0 | 0 | 0 | 0 | 0 | 0 | 0 | 0 | 0 | 0 | 0 | 0 | 0 | 0 | 0 | 0 | 0 | 0 | 0 | 0 | 0 | 0 | 0 | 12 | 1
NO |  | 45 | 2015 | 3 | 11 | 11 |  | 44 KV Lines |  | 44 | 44 | Pole | 1447.75 | 0 | 1153 |  | 0 | 0 | 0 | 0 | 0 | 0 | 0 | 0 | 0 | 0 | 0 | 0 | 0 | 0 | 0 | 0 | 0 | 0 | 0 | 0 | 0 | 0 | 0 | 12 | 1
NO |  | 45 | 2015 | 3 | 12 | 12 |  | 44 KV Lines |  | 44 | 44 | Underground | 7.39 | 0 | 15 |  | 0 | 0 | 0 | 0 | 0 | 0 | 0 | 0 | 0 | 0 | 0 | 0 | 0 | 0 | 0 | 0 | 0 | 0 | 0 | 0 | 0 | 0 | 0 | 12 | 1
NO |  | 45 | 2015 | 3 | 13 | 13 |  | 44 kV Lines |  | 44 | 44 | Tower & Pole | 913.34 | 0 | 188 |  | 25769568 | 336608313 | 362377881 | 0 | 0 | 0 | 0 | 0 | 0 | 0 | 0 | 0 | 0 | 0 | 0 | 0 | 0 | 0 | 0 | 0 | 0 | 0 | 0 | 12 | 1
SI/NO | A | 45 | 2015 | 3 | 14 | 14 |  | TOTAL 44 KV LINES |  | 0 | 0 |  | 2369.18 | 0 | 1368 |  | 25769568 | 336608313 | 362377881 | 0 | 0 | 0 | 6594777.8222 | 0 | 0 | 0 | 0 | 0 | 0 | 0 | 0 | 0 | 0 | 0 | 0 | 0 | 0 | 0 | 0 | 12 | 1
NO |  | 45 | 2015 | 3 | 16 | 16 |  | 33 KV Lines |  | 33 | 33 | Tower & Pole | 16.02 | 0 | 5 |  | 0 | 0 | 0 | 0 | 0 | 0 | 0 | 0 | 0 | 0 | 0 | 0 | 0 | 0 | 0 | 0 | 0 | 0 | 0 | 0 | 0 | 0 | 0 | 12 | 1
NO |  | 45 | 2015 | 3 | 17 | 17 |  | 24 KV Lines |  | 24 | 24 | Tower & Pole | 76.53 | 0 | 50 |  | 0 | 0 | 0 | 0 | 0 | 0 | 0 | 0 | 0 | 0 | 0 | 0 | 0 | 0 | 0 | 0 | 0 | 0 | 0 | 0 | 0 | 0 | 0 | 12 | 1
NO |  | 45 | 2015 | 3 | 18 | 18 |  | 24 KV Lines |  | 24 | 24 | Underground | 0.95 | 0 | 2 |  | 0 | 0 | 0 | 0 | 0 | 0 | 0 | 0 | 0 | 0 | 0 | 0 | 0 | 0 | 0 | 0 | 0 | 0 | 0 | 0 | 0 | 0 | 0 | 12 | 1
NO |  | 45 | 2015 | 3 | 19 | 19 |  | 12 KV Lines |  | 12 | 12 | Tower & Pole | 21.85 | 0 | 53 |  | 0 | 0 | 0 | 0 | 0 | 0 | 0 | 0 | 0 | 0 | 0 | 0 | 0 | 0 | 0 | 0 | 0 | 0 | 0 | 0 | 0 | 0 | 0 | 12 | 1
NO |  | 45 | 2015 | 3 | 20 | 20 |  | 12 KV Lines |  | 12 | 12 | Underground | 0.24 | 0 | 2 |  | 0 | 0 | 0 | 0 | 0 | 0 | 0 | 0 | 0 | 0 | 0 | 0 | 0 | 0 | 0 | 0 | 0 | 0 | 0 | 0 | 0 | 0 | 0 | 12 | 1
NO |  | 45 | 2015 | 3 | 21 | 21 |  |  |  | 0 | 0 |  | 0 | 0 | 0 |  | 429578 | 6518099 | 6947677 | 0 | 0 | 0 | 0 | 0 | 0 | 0 | 0 | 0 | 0 | 0 | 0 | 0 | 0 | 0 | 0 | 0 | 0 | 0 | 0 | 12 | 1
SI/NO | A | 45 | 2015 | 3 | 22 | 22 |  | TOTAL 12-33 KV LINES |  | 0 | 0 |  | 115.59 | 0 | 112 |  | 429578 | 6518099 | 6947677 | 0 | 0 | 0 | 126438.1426 | 0 | 0 | 0 | 0 | 0 | 0 | 0 | 0 | 0 | 0 | 0 | 0 | 0 | 0 | 0 | 0 | 12 | 1
NO |  | 45 | 2015 | 3 | 35 | 35 |  |  |  | 0 | 0 |  | 0 | 0 | 0 |  | 0 | 0 | 0 | 916805 | 19583235 | 0 | 20500040 | 0 | 0 | 0 | 0 | 0 | 0 | 0 | 0 | 0 | 0 | 0 | 0 | 0 | 0 | 0 | 0 | 12 | 1
NO |  | 46 | 2015 | 0 | 1 | 1 |  | Mitchell | Wilson | 138 | 138 | Tower | 8.97 | 0 | 1 | (21) (23) | 111448 | 5951362 | 6062810 | 0 | 0 | 0 | 0 | 0 | 0 | 0 | 0 | 0 | 0 | 0 | 0 | 650460225 | 0 | 0 | 0 | 0 | 0 | 0 | 0 | 12 | 1
NO |  | 46 | 2015 | 0 | 2 | 2 |  | Wilson | West Mifflin | 138 | 138 | Tower | 1.81 | 0 | 1 | (6) (17) | 2445 | 642991 | 645436 | 0 | 0 | 0 | 0 | 0 | 0 | 0 | 0 | 0 | 0 | 0 | 0 | 0 | 0 | 0 | 0 | 0 | 0 | 0 | 0 | 12 | 1
NO |  | 46 | 2015 | 0 | 3 | 3 |  | Clairton | West Mifflin | 138 | 138 | (Tower) | 3.1 | 0 | 1 | -8 | 189710 | 2300544 | 2490254 | 0 | 0 | 0 | 0 | 0 | 0 | 0 | 0 | 0 | 0 | 0 | 0 | 0 | 0 | 0 | 0 | 0 | 0 | 0 | 0 | 12 | 1
NO |  | 46 | 2015 | 0 | 4 | 4 |  | Clairton | West Mifflin | 138 | 138 | (Corten Pole) | 1.84 | 0 | 0 | -9 | 0 | 0 | 0 | 0 | 0 | 0 | 0 | 0 | 0 | 0 | 0 | 0 | 0 | 0 | 0 | 0 | 0 | 0 | 0 | 0 | 0 | 0 | 0 | 12 | 1
NO |  | 46 | 2015 | 0 | 5 | 5 |  | Clairton | Piney Fork | 138 | 138 | Tower | 3.73 | 4.16 | 1 | (8) (9) (17) | 62251 | 610971 | 673222 | 0 | 0 | 0 | 0 | 0 | 0 | 0 | 0 | 0 | 0 | 0 | 0 | 0 | 0 | 0 | 0 | 0 | 0 | 0 | 0 | 12 | 1
NO |  | 46 | 2015 | 0 | 6 | 6 |  | Clairton | Piney Fork | 138 | 138 | (Corten Pole) | 0 | 1.77 | 0 |  | 0 | 0 | 0 | 0 | 0 | 0 | 0 | 0 | 0 | 0 | 0 | 0 | 0 | 0 | 0 | 0 | 0 | 0 | 0 | 0 | 0 | 0 | 0 | 12 | 1
NO |  | 46 | 2015 | 0 | 7 | 7 |  | Bethel Park | Wilson | 138 | 138 | Tower | 13.56 | 0 | 1 | (6) (8) (14) (17) | 47 | 795621 | 795668 | 0 | 0 | 0 | 0 | 0 | 0 | 0 | 0 | 0 | 0 | 0 | 0 | 0 | 0 | 0 | 0 | 0 | 0 | 0 | 0 | 12 | 1
NO |  | 46 | 2015 | 0 | 8 | 8 |  | Crescent | North | 138 | 138 | Tower | 18.12 | 0 | 1 | -9 | 131857 | 5585951 | 5717808 | 0 | 0 | 0 | 0 | 0 | 0 | 0 | 0 | 0 | 0 | 0 | 0 | 0 | 0 | 0 | 0 | 0 | 0 | 0 | 0 | 12 | 1
NO |  | 46 | 2015 | 0 | 9 | 9 |  | Crescent | North | 138 | 138 | Tower | 0 | 18.03 | 1 | -9 | 0 | 480116 | 480116 | 0 | 0 | 0 | 0 | 0 | 0 | 0 | 0 | 0 | 0 | 0 | 0 | 0 | 0 | 0 | 0 | 0 | 0 | 0 | 0 | 12 | 1
NO |  | 46 | 2015 | 0 | 10 | 10 |  | Crescent | Montour | 138 | 138 | Tower | 8.73 | 0 | 1 | (8) (9) | 22761 | 1263899 | 1286660 | 0 | 0 | 0 | 0 | 0 | 0 | 0 | 0 | 0 | 0 | 0 | 0 | 0 | 0 | 0 | 0 | 0 | 0 | 0 | 0 | 12 | 1
NO |  | 46 | 2015 | 0 | 11 | 11 |  | Crescent | Hopewell | 138 | 138 | Tower | 3.18 | 0 | 1 | (8) (9) (22) | 49809 | 1034751 | 1084560 | 0 | 0 | 0 | 0 | 0 | 0 | 0 | 0 | 0 | 0 | 0 | 0 | 0 | 0 | 0 | 0 | 0 | 0 | 0 | 0 | 12 | 1
NO |  | 46 | 2015 | 0 | 12 | 12 |  | Crescent | Legionville | 138 | 138 | (Tower) | 6.89 | 0 | 1 | (8) (9) (20) | 30966 | 2370776 | 2401742 | 0 | 0 | 0 | 0 | 0 | 0 | 0 | 0 | 0 | 0 | 0 | 0 | 0 | 0 | 0 | 0 | 0 | 0 | 0 | 0 | 12 | 1
NO |  | 46 | 2015 | 0 | 13 | 13 |  | Hopewell | Legionville | 138 | 138 | Tower | 2.26 | 0 | 1 | (8) (9) | 13983 | 740566 | 754549 | 0 | 0 | 0 | 0 | 0 | 0 | 0 | 0 | 0 | 0 | 0 | 0 | 0 | 0 | 0 | 0 | 0 | 0 | 0 | 0 | 12 | 1
NO |  | 46 | 2015 | 0 | 14 | 14 |  | Beaver Valley | Crescent | 138 | 138 | (Tower) | 5.53 | 0 | 1 | (8) (9) | 157885 | 1686444 | 1844329 | 0 | 0 | 0 | 0 | 0 | 0 | 0 | 0 | 0 | 0 | 0 | 0 | 0 | 0 | 0 | 0 | 0 | 0 | 0 | 0 | 12 | 1
NO |  | 46 | 2015 | 0 | 15 | 15 |  | Beaver Valley | Crescent | 138 | 138 | (Corten Pole) | 0 | 5.21 | 0 | -24 | 0 | 0 | 0 | 0 | 0 | 0 | 0 | 0 | 0 | 0 | 0 | 0 | 0 | 0 | 0 | 0 | 0 | 0 | 0 | 0 | 0 | 0 | 0 | 12 | 1
NO |  | 46 | 2015 | 0 | 16 | 16 |  | Beaver Valley | Crescent | 138 | 138 | (Wood Pole) | 0.96 | 0 | 0 | -9 | 0 | 0 | 0 | 0 | 0 | 0 | 0 | 0 | 0 | 0 | 0 | 0 | 0 | 0 | 0 | 0 | 0 | 0 | 0 | 0 | 0 | 0 | 0 | 12 | 1
NO |  | 46 | 2015 | 0 | 17 | 17 |  | Beaver Valley | Crescent | 138 | 138 | Tower | 9.42 | 5.53 | 1 | (8) (9) | 141948 | 1925081 | 2067029 | 0 | 0 | 0 | 0 | 0 | 0 | 0 | 0 | 0 | 0 | 0 | 0 | 0 | 0 | 0 | 0 | 0 | 0 | 0 | 0 | 12 | 1
NO |  | 46 | 2015 | 0 | 18 | 18 |  | Beaver Valley | Midland | 138 | 138 | Tower | 1.53 | 0 | 1 | (8) (9) | 3460 | 273079 | 276539 | 0 | 0 | 0 | 0 | 0 | 0 | 0 | 0 | 0 | 0 | 0 | 0 | 0 | 0 | 0 | 0 | 0 | 0 | 0 | 0 | 12 | 1
NO |  | 46 | 2015 | 0 | 19 | 19 |  | Beaver Valley | Midland | 138 | 138 | (Wood Pole) | 0.8 | 0 | 0 | (8) (9) | 0 | 0 | 0 | 0 | 0 | 0 | 0 | 0 | 0 | 0 | 0 | 0 | 0 | 0 | 0 | 0 | 0 | 0 | 0 | 0 | 0 | 0 | 0 | 12 | 1
NO |  | 46 | 2015 | 0 | 20 | 20 |  | Beaver Valley | J & L Furnace | 138 | 138 | Tower | 0.96 | 1.63 | 1 | (8) (9) | 1031 | 1084888 | 1085919 | 0 | 0 | 0 | 0 | 0 | 0 | 0 | 0 | 0 | 0 | 0 | 0 | 0 | 0 | 0 | 0 | 0 | 0 | 0 | 0 | 12 | 1
NO |  | 46 | 2015 | 0 | 21 | 21 |  | Beaver Valley | J & L Furnace | 138 | 138 | Wood Pole | 3 | 0 | 1 | -9 | 39443 | 1062856 | 1102299 | 0 | 0 | 0 | 0 | 0 | 0 | 0 | 0 | 0 | 0 | 0 | 0 | 0 | 0 | 0 | 0 | 0 | 0 | 0 | 0 | 12 | 1
NO |  | 46 | 2015 | 0 | 22 | 22 |  | Beaver Valley | J & L | 138 | 138 | (Tower) | 0.36 | 0.1 | 1 | -9 | 5612 | 675980 | 681592 | 0 | 0 | 0 | 0 | 0 | 0 | 0 | 0 | 0 | 0 | 0 | 0 | 0 | 0 | 0 | 0 | 0 | 0 | 0 | 0 | 12 | 1
NO |  | 46 | 2015 | 0 | 23 | 23 |  | Beaver Valley | J & L | 138 | 138 | (Wood Pole) | 2.57 | 0 | 0 | -9 | 0 | 0 | 0 | 0 | 0 | 0 | 0 | 0 | 0 | 0 | 0 | 0 | 0 | 0 | 0 | 0 | 0 | 0 | 0 | 0 | 0 | 0 | 0 | 12 | 1
NO |  | 46 | 2015 | 0 | 24 | 24 |  | Clinton | FIndlay | 138 | 138 | (Wood Pole) | 7.04 | 0 | 1 | -9 | 149182 | 2789084 | 2938266 | 0 | 0 | 0 | 0 | 0 | 0 | 0 | 0 | 0 | 0 | 0 | 0 | 0 | 0 | 0 | 0 | 0 | 0 | 0 | 0 | 12 | 1
NO |  | 46 | 2015 | 0 | 25 | 25 |  | Clinton | Findlay | 138 | 138 | UG | 0.21 | 0 | 0 | -18 | 0 | 0 | 0 | 0 | 0 | 0 | 0 | 0 | 0 | 0 | 0 | 0 | 0 | 0 | 0 | 0 | 0 | 0 | 0 | 0 | 0 | 0 | 0 | 12 | 1
NO |  | 46 | 2015 | 0 | 26 | 26 |  | Midland | J & L | 138 | 138 | Tower | 0.25 | 0.85 | 1 | (8) (9) | 2220 | 251483 | 253703 | 0 | 0 | 0 | 0 | 0 | 0 | 0 | 0 | 0 | 0 | 0 | 0 | 0 | 0 | 0 | 0 | 0 | 0 | 0 | 0 | 12 | 1
NO |  | 46 | 2015 | 0 | 27 | 27 |  | Beaver Valley | Raccoon | 138 | 138 | Tower | 0.04 | 7.56 | 1 | (8) (9) | 0 | 329769 | 329769 | 0 | 0 | 0 | 0 | 0 | 0 | 0 | 0 | 0 | 0 | 0 | 0 | 0 | 0 | 0 | 0 | 0 | 0 | 0 | 0 | 12 | 1
NO |  | 46 | 2015 | 0 | 28 | 28 |  | Brunot Island | Collier | 138 | 138 | Tower | 7.42 | 0 | 1 | (8) (9) | 183310 | 1439671 | 1622981 | 0 | 0 | 0 | 0 | 0 | 0 | 0 | 0 | 0 | 0 | 0 | 0 | 0 | 0 | 0 | 0 | 0 | 0 | 0 | 0 | 12 | 1
NO |  | 46 | 2015 | 0 | 29 | 29 |  | Brunot Island | Collier | 138 | 138 | Tower | 0 | 7.43 | 1 | (8) (9) | 0 | 614141 | 614141 | 0 | 0 | 0 | 0 | 0 | 0 | 0 | 0 | 0 | 0 | 0 | 0 | 0 | 0 | 0 | 0 | 0 | 0 | 0 | 0 | 12 | 1
NO |  | 46 | 2015 | 0 | 30 | 30 |  | Brunot Island | Sewickley | 138 | 138 | (Tower) | 6.23 | 4.49 | 1 | (8) (9) (17) | 1055588 | 3821798 | 4877386 | 0 | 0 | 0 | 0 | 0 | 0 | 0 | 0 | 0 | 0 | 0 | 0 | 0 | 0 | 0 | 0 | 0 | 0 | 0 | 0 | 12 | 1
NO |  | 46 | 2015 | 0 | 31 | 31 |  | Brunot Island | Sewickley | 138 | 138 | (Wood Pole) | 3.32 | 0 | 0 | -9 | 0 | 0 | 0 | 0 | 0 | 0 | 0 | 0 | 0 | 0 | 0 | 0 | 0 | 0 | 0 | 0 | 0 | 0 | 0 | 0 | 0 | 0 | 0 | 12 | 1
NO |  | 46 | 2015 | 0 | 32 | 32 |  | Brunot Island | Montour | 138 | 138 | Tower | 0 | 6.48 | 1 | (8) (9) | 0 | 279350 | 279350 | 0 | 0 | 0 | 0 | 0 | 0 | 0 | 0 | 0 | 0 | 0 | 0 | 0 | 0 | 0 | 0 | 0 | 0 | 0 | 0 | 12 | 1
NO |  | 46 | 2015 | 0 | 33 | 33 |  | Findlay | Montour | 138 | 138 | Corten Pole | 7.71 | 0 | 1 | -9 | 430582 | 3128313 | 3558895 | 0 | 0 | 0 | 0 | 0 | 0 | 0 | 0 | 0 | 0 | 0 | 0 | 0 | 0 | 0 | 0 | 0 | 0 | 0 | 0 | 12 | 1
NO |  | 46 | 2015 | 0 | 34 | 34 |  | Brunot Island | Forbes | 138 | 138 | UG | 4.9 | 0 | 1 | -19 | 392 | 24103807 | 24104199 | 0 | 0 | 0 | 0 | 0 | 0 | 0 | 0 | 0 | 0 | 0 | 0 | 0 | 0 | 0 | 0 | 0 | 0 | 0 | 0 | 12 | 1
NO |  | 46 | 2015 | 0 | 35 | 35 |  | Carson | Oakland | 138 | 138 | Tower | 0.52 | 0 | 1 | -19 | 0 | 9653116 | 9653116 | 0 | 0 | 0 | 0 | 0 | 0 | 0 | 0 | 0 | 0 | 0 | 0 | 0 | 0 | 0 | 0 | 0 | 0 | 0 | 0 | 12 | 1
NO |  | 46 | 2015 | 0 | 36 | 36 |  | TOTAL |  | 0 | 0 |  | 422.3 | 238.73 | 88 |  | 14372954 | 393675428 | 408048382 | 0 | 0 | 0 | 0 | 0 | 0 | 0 | 0 | 0 | 0 | 0 | 0 | 0 | 0 | 0 | 0 | 0 | 0 | 0 | 0 | 12 | 1
NO |  | 46 | 2015 | 1 | 1 | 1 |  | Carson | Oakland | 138 | 138 | UG | 1.98 | 0 | 0 | -17 | 0 | 0 | 0 | 0 | 0 | 0 | 0 | 0 | 0 | 0 | 0 | 0 | 0 | 0 | 0 | 0 | 0 | 0 | 0 | 0 | 0 | 0 | 0 | 12 | 1
NO |  | 46 | 2015 | 1 | 2 | 2 |  | Forbes | Oakland | 138 | 138 | UG | 2.2 | 0 | 1 | -19 | 0 | 9989182 | 9989182 | 0 | 0 | 0 | 0 | 0 | 0 | 0 | 0 | 0 | 0 | 0 | 0 | 0 | 0 | 0 | 0 | 0 | 0 | 0 | 0 | 12 | 1
NO |  | 46 | 2015 | 1 | 3 | 3 |  | Cheswick | Wilmerding | 138 | 138 | Tower | 0 | 9.97 | 1 | (8) (9) | 550 | 2546837 | 2547387 | 0 | 0 | 0 | 0 | 0 | 0 | 0 | 0 | 0 | 0 | 0 | 0 | 0 | 0 | 0 | 0 | 0 | 0 | 0 | 0 | 12 | 1
NO |  | 46 | 2015 | 1 | 4 | 4 |  | Cheswick | Wilmerding | 138 | 138 | Wood Pole | 0.79 | 0 | 0 | -9 | 0 | 0 | 0 | 0 | 0 | 0 | 0 | 0 | 0 | 0 | 0 | 0 | 0 | 0 | 0 | 0 | 0 | 0 | 0 | 0 | 0 | 0 | 0 | 12 | 1
NO |  | 46 | 2015 | 1 | 5 | 5 |  | Cheswick | Wilmerding | 138 | 138 | Tower | 9.96 | 0 | 1 | (8) (9) | 0 | 2205264 | 2205264 | 0 | 0 | 0 | 0 | 0 | 0 | 0 | 0 | 0 | 0 | 0 | 0 | 0 | 0 | 0 | 0 | 0 | 0 | 0 | 0 | 12 | 1
NO |  | 46 | 2015 | 1 | 6 | 6 |  | Cheswick | Logans Ferry | 138 | 138 | (Corten Pole) | 0.92 | 0 | 1 | -17 | 0 | 898743 | 898743 | 0 | 0 | 0 | 0 | 0 | 0 | 0 | 0 | 0 | 0 | 0 | 0 | 0 | 0 | 0 | 0 | 0 | 0 | 0 | 0 | 12 | 1
NO |  | 46 | 2015 | 1 | 7 | 7 |  | Cheswick | Logans Ferry | 138 | 138 | (Corten Pole) | 0.71 | 0 | 1 | -17 | 550 | 510180 | 510730 | 0 | 0 | 0 | 0 | 0 | 0 | 0 | 0 | 0 | 0 | 0 | 0 | 0 | 0 | 0 | 0 | 0 | 0 | 0 | 0 | 12 | 1
NO |  | 46 | 2015 | 1 | 8 | 8 |  | Cheswick | Plum | 138 | 138 | Wood Pole | 7.7 | 0 | 1 | (8) (9) (14) | 246447 | 2477594 | 2724041 | 0 | 0 | 0 | 0 | 0 | 0 | 0 | 0 | 0 | 0 | 0 | 0 | 0 | 0 | 0 | 0 | 0 | 0 | 0 | 0 | 12 | 1
NO |  | 46 | 2015 | 1 | 9 | 9 |  | Cheswick | North (a) | 138 | 138 | Tower | 12.54 | 0 | 1 | -9 | 191276 | 3574745 | 3766021 | 0 | 0 | 0 | 0 | 0 | 0 | 0 | 0 | 0 | 0 | 0 | 0 | 0 | 0 | 0 | 0 | 0 | 0 | 0 | 0 | 12 | 1
NO |  | 46 | 2015 | 1 | 10 | 10 |  | Cheswick | North (a) | 138 | 138 | Tower | 0 | 12.54 | 1 | -9 | 0 | 452732 | 452732 | 0 | 0 | 0 | 0 | 0 | 0 | 0 | 0 | 0 | 0 | 0 | 0 | 0 | 0 | 0 | 0 | 0 | 0 | 0 | 0 | 12 | 1
NO |  | 46 | 2015 | 1 | 11 | 11 |  | Logans Ferry | Illinois | 138 | 138 | Tower | 6.98 | 0 | 1 | (4) (8) (9) | 63868 | 1078673 | 1142541 | 0 | 0 | 0 | 0 | 0 | 0 | 0 | 0 | 0 | 0 | 0 | 0 | 0 | 0 | 0 | 0 | 0 | 0 | 0 | 0 | 12 | 1
NO |  | 46 | 2015 | 1 | 12 | 12 |  | Highland | Logans Ferry | 138 | 138 | Corten Pole | 0 | 8.95 | 1 | -17 | 0 | 12658171 | 12658171 | 0 | 0 | 0 | 0 | 0 | 0 | 0 | 0 | 0 | 0 | 0 | 0 | 0 | 0 | 0 | 0 | 0 | 0 | 0 | 0 | 12 | 1
NO |  | 46 | 2015 | 1 | 13 | 13 |  | Highland | Logans Ferry | 138 | 138 | Corten Pole | 9.05 | 0 | 1 | -17 | 0 | 5398083 | 5398083 | 0 | 0 | 0 | 0 | 0 | 0 | 0 | 0 | 0 | 0 | 0 | 0 | 0 | 0 | 0 | 0 | 0 | 0 | 0 | 0 | 12 | 1
NO |  | 46 | 2015 | 1 | 14 | 14 |  | Cheswick | Pine Creek | 138 | 138 | Tower | 0 | 6.5 | 1 | -9 | 87716 | 2026289 | 2114005 | 0 | 0 | 0 | 0 | 0 | 0 | 0 | 0 | 0 | 0 | 0 | 0 | 0 | 0 | 0 | 0 | 0 | 0 | 0 | 0 | 12 | 1
NO |  | 46 | 2015 | 1 | 15 | 15 |  | Collier | Elwyn | 138 | 138 | Tower | 7.83 | 0 | 1 | (8)(9)(10)(17)(22 | 1879934 | 1460325 | 3340259 | 0 | 0 | 0 | 0 | 0 | 0 | 0 | 0 | 0 | 0 | 0 | 0 | 0 | 0 | 0 | 0 | 0 | 0 | 0 | 0 | 12 | 1
NO |  | 46 | 2015 | 1 | 16 | 16 |  | Collier | Woodville | 138 | 138 | Tower | 2.18 | 0 | 1 | -17 | 31955 | 1152416 | 1184371 | 0 | 0 | 0 | 0 | 0 | 0 | 0 | 0 | 0 | 0 | 0 | 0 | 0 | 0 | 0 | 0 | 0 | 0 | 0 | 0 | 12 | 1
NO |  | 46 | 2015 | 1 | 17 | 17 |  | Collier | Woodville | 138 | 138 | Tower | 0 | 2.18 | 1 | -17 | 0 | 670006 | 670006 | 0 | 0 | 0 | 0 | 0 | 0 | 0 | 0 | 0 | 0 | 0 | 0 | 0 | 0 | 0 | 0 | 0 | 0 | 0 | 0 | 12 | 1
NO |  | 46 | 2015 | 1 | 18 | 18 |  | Cheswick | North | 138 | 138 | Tower | 11.56 | 0 | 1 | -9 | 0 | 4978169 | 4978169 | 0 | 0 | 0 | 0 | 0 | 0 | 0 | 0 | 0 | 0 | 0 | 0 | 0 | 0 | 0 | 0 | 0 | 0 | 0 | 0 | 12 | 1
NO |  | 46 | 2015 | 1 | 19 | 19 |  | Cheswick | North | 138 | 138 | (Wood Pole) | 4.01 | 0 | 0 | (3) (8) (9) | 0 | 0 | 0 | 0 | 0 | 0 | 0 | 0 | 0 | 0 | 0 | 0 | 0 | 0 | 0 | 0 | 0 | 0 | 0 | 0 | 0 | 0 | 0 | 12 | 1
NO |  | 46 | 2015 | 1 | 20 | 20 |  | Arsenal | Highland | 138 | 345 | (UG) | 3.85 | 0 | 1 | -16 | 0 | 22340058 | 22340058 | 0 | 0 | 0 | 0 | 0 | 0 | 0 | 0 | 0 | 0 | 0 | 0 | 0 | 0 | 0 | 0 | 0 | 0 | 0 | 0 | 12 | 1
NO |  | 46 | 2015 | 1 | 21 | 21 |  | Dravosburg | Elwyn | 138 | 138 | Tower | 6.47 | 0 | 1 | (9) (22) | 62449 | 1321856 | 1384305 | 0 | 0 | 0 | 0 | 0 | 0 | 0 | 0 | 0 | 0 | 0 | 0 | 0 | 0 | 0 | 0 | 0 | 0 | 0 | 0 | 12 | 1
NO |  | 46 | 2015 | 1 | 22 | 22 |  | Carson | Dravosburg | 138 | 138 | (Tower) | 6.11 | 1.24 | 1 | (8) (9) (24) | 0 | 0 | 0 | 0 | 0 | 0 | 0 | 0 | 0 | 0 | 0 | 0 | 0 | 0 | 0 | 0 | 0 | 0 | 0 | 0 | 0 | 0 | 0 | 12 | 1
NO |  | 46 | 2015 | 1 | 23 | 23 |  | Dravosburg | WIlson | 138 | 138 | Tower | 9.67 | 0 | 1 | (20) (21) | 0 | 229726 | 229726 | 0 | 0 | 0 | 0 | 0 | 0 | 0 | 0 | 0 | 0 | 0 | 0 | 0 | 0 | 0 | 0 | 0 | 0 | 0 | 0 | 12 | 1
NO |  | 46 | 2015 | 1 | 24 | 24 |  | Dravosburg | West Mifflin | 138 | 138 | Tower | 2.98 | 0 | 1 | (8) (17) | 0 | 479819 | 479819 | 0 | 0 | 0 | 0 | 0 | 0 | 0 | 0 | 0 | 0 | 0 | 0 | 0 | 0 | 0 | 0 | 0 | 0 | 0 | 0 | 12 | 1
NO |  | 46 | 2015 | 1 | 25 | 25 |  | Dravosburg | West Mifflin | 138 | 138 | Tower | 0 | 2.95 | 1 | -8 | 0 | 78247 | 78247 | 0 | 0 | 0 | 0 | 0 | 0 | 0 | 0 | 0 | 0 | 0 | 0 | 0 | 0 | 0 | 0 | 0 | 0 | 0 | 0 | 12 | 1
NO |  | 46 | 2015 | 1 | 26 | 26 |  | Dravosburg | Wilmerding | 138 | 138 | Tower | 5.31 | 0 | 1 | (8) (9) | 0 | 683631 | 683631 | 0 | 0 | 0 | 0 | 0 | 0 | 0 | 0 | 0 | 0 | 0 | 0 | 0 | 0 | 0 | 0 | 0 | 0 | 0 | 0 | 12 | 1
NO |  | 46 | 2015 | 1 | 27 | 27 |  | Dravosburg | Wilmerding | 138 | 138 | Tower | 0 | 5.23 | 1 | (8) (9) | 3162 | 2256212 | 2259374 | 0 | 0 | 0 | 0 | 0 | 0 | 0 | 0 | 0 | 0 | 0 | 0 | 0 | 0 | 0 | 0 | 0 | 0 | 0 | 0 | 12 | 1
NO |  | 46 | 2015 | 1 | 28 | 28 |  | Dravosburg | Logans Ferry | 138 | 138 | Tower | 0 | 17.51 | 1 | (8) (9) | 53972 | 2617439 | 2671411 | 0 | 0 | 0 | 0 | 0 | 0 | 0 | 0 | 0 | 0 | 0 | 0 | 0 | 0 | 0 | 0 | 0 | 0 | 0 | 0 | 12 | 1
NO |  | 46 | 2015 | 1 | 29 | 29 |  | Dravosburg | Illinois | 138 | 138 | Tower | 2.54 | 0 | 1 | -9 | 0 | 737226 | 737226 | 0 | 0 | 0 | 0 | 0 | 0 | 0 | 0 | 0 | 0 | 0 | 0 | 0 | 0 | 0 | 0 | 0 | 0 | 0 | 0 | 12 | 1
NO |  | 46 | 2015 | 1 | 30 | 30 |  | Valley | Raccoon | 138 | 138 | Tower | 7.71 | 0 | 1 | (9) (10) | 179346 | 2627928 | 2807274 | 0 | 0 | 0 | 0 | 0 | 0 | 0 | 0 | 0 | 0 | 0 | 0 | 0 | 0 | 0 | 0 | 0 | 0 | 0 | 0 | 12 | 1
NO |  | 46 | 2015 | 1 | 31 | 31 |  | Crescent | Valley | 138 | 138 | (Tower) | 10.2 | 4.73 | 1 | (8) (9) | 18021 | 4271294 | 4289315 | 0 | 0 | 0 | 0 | 0 | 0 | 0 | 0 | 0 | 0 | 0 | 0 | 0 | 0 | 0 | 0 | 0 | 0 | 0 | 0 | 12 | 1
NO |  | 46 | 2015 | 1 | 32 | 32 |  | Valley | Raccoon | 138 | 138 | Tower | 0.08 | 7.73 | 1 | (9) (10) | 0 | 446461 | 446461 | 0 | 0 | 0 | 0 | 0 | 0 | 0 | 0 | 0 | 0 | 0 | 0 | 0 | 0 | 0 | 0 | 0 | 0 | 0 | 0 | 12 | 1
NO |  | 46 | 2015 | 1 | 33 | 33 |  | Legionville | Valley | 138 | 138 | Tower | 0 | 12.45 | 1 | (8) (9) | 0 | 2599060 | 2599060 | 0 | 0 | 0 | 0 | 0 | 0 | 0 | 0 | 0 | 0 | 0 | 0 | 0 | 0 | 0 | 0 | 0 | 0 | 0 | 0 | 12 | 1
NO |  | 46 | 2015 | 1 | 34 | 34 |  | Carson | Forbes | 138 | 138 | UG | 2.33 | 0 | 1 | -19 | 154 | 10402096 | 10402250 | 0 | 0 | 0 | 0 | 0 | 0 | 0 | 0 | 0 | 0 | 0 | 0 | 0 | 0 | 0 | 0 | 0 | 0 | 0 | 0 | 12 | 1
NO |  | 46 | 2015 | 1 | 35 | 35 |  | Carson | Forbes | 138 | 138 | Tower | 0.48 | 0 | 0 | -17 | 0 | 0 | 0 | 0 | 0 | 0 | 0 | 0 | 0 | 0 | 0 | 0 | 0 | 0 | 0 | 0 | 0 | 0 | 0 | 0 | 0 | 0 | 0 | 12 | 1
NO |  | 46 | 2015 | 2 | 1 | 1 |  | Carson | Dravosburg | 138 | 138 | (Tower) | 0.35 | 1.15 | 1 | -9 | 39426 | 1652698 | 1692124 | 0 | 0 | 0 | 0 | 0 | 0 | 0 | 0 | 0 | 0 | 0 | 0 | 0 | 0 | 0 | 0 | 0 | 0 | 0 | 0 | 12 | 1
NO |  | 46 | 2015 | 2 | 2 | 2 |  | Carson | Dravosburg | 138 | 138 | (Wood Pole) | 6.76 | 0 | 0 | -9 | 0 | 0 | 0 | 0 | 0 | 0 | 0 | 0 | 0 | 0 | 0 | 0 | 0 | 0 | 0 | 0 | 0 | 0 | 0 | 0 | 0 | 0 | 0 | 12 | 1
NO |  | 46 | 2015 | 2 | 3 | 3 |  | Carson | Bettis | 138 | 138 | Tower | 0.93 | 5.49 | 1 | (8) (9) | 1060583 | 877579 | 1938162 | 0 | 0 | 0 | 0 | 0 | 0 | 0 | 0 | 0 | 0 | 0 | 0 | 0 | 0 | 0 | 0 | 0 | 0 | 0 | 0 | 12 | 1
NO |  | 46 | 2015 | 2 | 4 | 4 |  | Hopewell | Legionville | 138 | 138 | Tower | 0 | 1.72 | 1 | -8 | 0 | 71785 | 71785 | 0 | 0 | 0 | 0 | 0 | 0 | 0 | 0 | 0 | 0 | 0 | 0 | 0 | 0 | 0 | 0 | 0 | 0 | 0 | 0 | 12 | 1
NO |  | 46 | 2015 | 2 | 5 | 5 |  | Dravosburg | Rankin | 138 | 138 | (Tower) | 0.3 | 0 | 1 | -9 | 191981 | 2221768 | 2413749 | 0 | 0 | 0 | 0 | 0 | 0 | 0 | 0 | 0 | 0 | 0 | 0 | 0 | 0 | 0 | 0 | 0 | 0 | 0 | 0 | 12 | 1
NO |  | 46 | 2015 | 2 | 6 | 6 |  | Dravosburg | Rankin | 138 | 138 | (Wood Pole) | 4.02 | 0 | 0 | -9 | 0 | 0 | 0 | 0 | 0 | 0 | 0 | 0 | 0 | 0 | 0 | 0 | 0 | 0 | 0 | 0 | 0 | 0 | 0 | 0 | 0 | 0 | 0 | 12 | 1
NO |  | 46 | 2015 | 2 | 7 | 7 |  | West Mifflin | Irvin | 138 | 138 | Tower | 0.07 | 0 | 1 | -6 | 13337 | 61386 | 74723 | 0 | 0 | 0 | 0 | 0 | 0 | 0 | 0 | 0 | 0 | 0 | 0 | 0 | 0 | 0 | 0 | 0 | 0 | 0 | 0 | 12 | 1
NO |  | 46 | 2015 | 2 | 8 | 8 |  | West Mifflin | Irvin | 138 | 138 | Tower | 0 | 0.06 | 1 | -6 | 0 | 15722 | 15722 | 0 | 0 | 0 | 0 | 0 | 0 | 0 | 0 | 0 | 0 | 0 | 0 | 0 | 0 | 0 | 0 | 0 | 0 | 0 | 0 | 12 | 1
NO |  | 46 | 2015 | 2 | 9 | 9 |  | Midland | WHEMCO | 138 | 138 | Wood Pole | 0.7 | 0 | 1 | -9 | 2062 | 300217 | 302279 | 0 | 0 | 0 | 0 | 0 | 0 | 0 | 0 | 0 | 0 | 0 | 0 | 0 | 0 | 0 | 0 | 0 | 0 | 0 | 0 | 12 | 1
NO |  | 46 | 2015 | 2 | 10 | 10 |  | Wilmerding | WABCO | 138 | 138 | Wood Pole | 0.53 | 0 | 1 | -3 | 2400 | 60703 | 63103 | 0 | 0 | 0 | 0 | 0 | 0 | 0 | 0 | 0 | 0 | 0 | 0 | 0 | 0 | 0 | 0 | 0 | 0 | 0 | 0 | 12 | 1
NO |  | 46 | 2015 | 2 | 11 | 11 |  | Arsenal | Oakland | 138 | 138 | UG | 2.75 | 0 | 1 | -15 | 0 | 4129737 | 4129737 | 0 | 0 | 0 | 0 | 0 | 0 | 0 | 0 | 0 | 0 | 0 | 0 | 0 | 0 | 0 | 0 | 0 | 0 | 0 | 0 | 12 | 1
NO |  | 46 | 2015 | 2 | 12 | 12 |  | North | Pine Creek | 138 | 138 | Tower | 0 | 5.06 | 1 | -9 | 2849 | 1412904 | 1415753 | 0 | 0 | 0 | 0 | 0 | 0 | 0 | 0 | 0 | 0 | 0 | 0 | 0 | 0 | 0 | 0 | 0 | 0 | 0 | 0 | 12 | 1
NO |  | 46 | 2015 | 2 | 13 | 13 |  | North | Wildwood | 138 | 138 | Wood Pole | 4.83 | 0 | 1 | -9 | 0 | 2737267 | 2737267 | 0 | 0 | 0 | 0 | 0 | 0 | 0 | 0 | 0 | 0 | 0 | 0 | 0 | 0 | 0 | 0 | 0 | 0 | 0 | 0 | 12 | 1
NO |  | 46 | 2015 | 2 | 14 | 14 |  | Woodville | Piney Fork | 138 | 138 | Tower | 0 | 11.43 | 1 | -8 | 481410 | 1087218 | 1568628 | 0 | 0 | 0 | 0 | 0 | 0 | 0 | 0 | 0 | 0 | 0 | 0 | 0 | 0 | 0 | 0 | 0 | 0 | 0 | 0 | 12 | 1
NO |  | 46 | 2015 | 2 | 15 | 15 |  | Dravosburg | Bettis | 138 | 138 | Tower | 0 | 0.95 | 1 | -8 | 0 | 37252 | 37252 | 0 | 0 | 0 | 0 | 0 | 0 | 0 | 0 | 0 | 0 | 0 | 0 | 0 | 0 | 0 | 0 | 0 | 0 | 0 | 0 | 12 | 1
NO |  | 46 | 2015 | 2 | 16 | 16 |  | Peters | Woodville | 138 | 138 | Tower | 0 | 6.91 | 1 | -8 | 0 | 0 | 0 | 0 | 0 | 0 | 0 | 0 | 0 | 0 | 0 | 0 | 0 | 0 | 0 | 0 | 0 | 0 | 0 | 0 | 0 | 0 | 0 | 12 | 1
NO |  | 46 | 2015 | 2 | 17 | 17 |  | Crescent | Sewickley | 138 | 138 | Tower | 0 | 4.07 | 1 | (8) (9) (17) | 0 | 1678131 | 1678131 | 0 | 0 | 0 | 0 | 0 | 0 | 0 | 0 | 0 | 0 | 0 | 0 | 0 | 0 | 0 | 0 | 0 | 0 | 0 | 0 | 12 | 1
NO |  | 46 | 2015 | 2 | 18 | 18 |  | Logans Ferry | Universal | 138 | 138 | Tower | 6.52 | 0 | 1 | -9 | 0 | 2043898 | 2043898 | 0 | 0 | 0 | 0 | 0 | 0 | 0 | 0 | 0 | 0 | 0 | 0 | 0 | 0 | 0 | 0 | 0 | 0 | 0 | 0 | 12 | 1
NO |  | 46 | 2015 | 2 | 19 | 19 |  | Collier | Elwyn | 138 | 138 | Tower | 0 | 7.82 | 1 | (8) (9) (10) | 0 | 495196 | 495196 | 0 | 0 | 0 | 0 | 0 | 0 | 0 | 0 | 0 | 0 | 0 | 0 | 0 | 0 | 0 | 0 | 0 | 0 | 0 | 0 | 12 | 1
NO |  | 46 | 2015 | 2 | 20 | 20 |  | Collier | Tidd | 345 | 345 | Tower | 23.93 | 0 | 1 | -23 | 675087 | 3873556 | 4548643 | 0 | 0 | 0 | 0 | 0 | 0 | 0 | 0 | 0 | 0 | 0 | 0 | 0 | 0 | 0 | 0 | 0 | 0 | 0 | 0 | 12 | 1
NO |  | 46 | 2015 | 2 | 21 | 21 |  | Brunot Island | Collier | 345 | 345 | (Corten Pole) | 7.13 | 0 | 1 | -24 | 913994 | 25708557 | 26622551 | 0 | 0 | 0 | 0 | 0 | 0 | 0 | 0 | 0 | 0 | 0 | 0 | 0 | 0 | 0 | 0 | 0 | 0 | 0 | 0 | 12 | 1
NO |  | 46 | 2015 | 2 | 22 | 22 |  | Arsenal | Brunot Island | 345 | 345 | UG | 6.31 | 0 | 1 | -16 | 74934 | 17220443 | 17295377 | 0 | 0 | 0 | 0 | 0 | 0 | 0 | 0 | 0 | 0 | 0 | 0 | 0 | 0 | 0 | 0 | 0 | 0 | 0 | 0 | 12 | 1
NO |  | 46 | 2015 | 2 | 23 | 23 |  | Arsenal | Brunot Island | 345 | 345 | UG | 6.32 | 0 | 1 | -16 | 74934 | 0 | 74934 | 0 | 0 | 0 | 0 | 0 | 0 | 0 | 0 | 0 | 0 | 0 | 0 | 0 | 0 | 0 | 0 | 0 | 0 | 0 | 0 | 12 | 1
NO |  | 46 | 2015 | 2 | 24 | 24 |  | Arsenal | Carson | 345 | 345 | (UG) | 4.91 | 0 | 1 | -16 | 0 | 2077753 | 2077753 | 0 | 0 | 0 | 0 | 0 | 0 | 0 | 0 | 0 | 0 | 0 | 0 | 0 | 0 | 0 | 0 | 0 | 0 | 0 | 0 | 12 | 1
NO |  | 46 | 2015 | 2 | 25 | 25 |  | Arsenal | Carson | 345 | 345 | (Corten Pole) | 1.36 | 0 | 0 | (14)(24) | 0 | 12207586 | 12207586 | 0 | 0 | 0 | 0 | 0 | 0 | 0 | 0 | 0 | 0 | 0 | 0 | 0 | 0 | 0 | 0 | 0 | 0 | 0 | 0 | 12 | 1
NO |  | 46 | 2015 | 2 | 26 | 26 |  | Arsenal | Logans Ferry | 345 | 345 | (UG) | 3.86 | 0 | 1 | -16 | 245152 | 53437076 | 53682228 | 0 | 0 | 0 | 0 | 0 | 0 | 0 | 0 | 0 | 0 | 0 | 0 | 0 | 0 | 0 | 0 | 0 | 0 | 0 | 0 | 12 | 1
NO |  | 46 | 2015 | 2 | 27 | 27 |  | Arsenal | Logans Ferry | 345 | 345 | (Corten Pole) | 7.8 | 0 | 0 | -24 | 0 | 0 | 0 | 0 | 0 | 0 | 0 | 0 | 0 | 0 | 0 | 0 | 0 | 0 | 0 | 0 | 0 | 0 | 0 | 0 | 0 | 0 | 0 | 12 | 1
NO |  | 46 | 2015 | 2 | 28 | 28 |  | Beaver Valley | Sammis | 345 | 345 | Tower | 0 | 0 | 0 | -10 | 43179 | 0 | 43179 | 0 | 0 | 0 | 0 | 0 | 0 | 0 | 0 | 0 | 0 | 0 | 0 | 0 | 0 | 0 | 0 | 0 | 0 | 0 | 0 | 12 | 1
NO |  | 46 | 2015 | 2 | 29 | 29 |  | Beaver Valley | Clinton | 345 | 345 | (Tower) | 13.27 | 0 | 1 | -24 | 408098 | 8818705 | 9226803 | 0 | 0 | 0 | 0 | 0 | 0 | 0 | 0 | 0 | 0 | 0 | 0 | 0 | 0 | 0 | 0 | 0 | 0 | 0 | 0 | 12 | 1
NO |  | 46 | 2015 | 2 | 30 | 30 |  | Beaver Valley | Clinton | 345 | 345 | (Corten Pole) | 1.45 | 0 | 0 | -24 | 0 | 0 | 0 | 0 | 0 | 0 | 0 | 0 | 0 | 0 | 0 | 0 | 0 | 0 | 0 | 0 | 0 | 0 | 0 | 0 | 0 | 0 | 0 | 12 | 1
NO |  | 46 | 2015 | 2 | 31 | 31 |  | Mansfield | Crescent | 345 | 345 | (Tower) | 1.95 | 0 | 1 | -24 | 323962 | 5202259 | 5526221 | 0 | 0 | 0 | 0 | 0 | 0 | 0 | 0 | 0 | 0 | 0 | 0 | 0 | 0 | 0 | 0 | 0 | 0 | 0 | 0 | 12 | 1
NO |  | 46 | 2015 | 2 | 32 | 32 |  | Mansfield | Crescent | 345 | 345 | (Corten Pole) | 9.68 | 0 | 0 | -24 | 0 | 0 | 0 | 0 | 0 | 0 | 0 | 0 | 0 | 0 | 0 | 0 | 0 | 0 | 0 | 0 | 0 | 0 | 0 | 0 | 0 | 0 | 0 | 12 | 1
NO |  | 46 | 2015 | 2 | 33 | 33 |  | Beaver Valley | Crescent | 345 | 345 | (Tower) | 0.78 | 12.04 | 1 | -24 | 159951 | 6922821 | 7082772 | 0 | 0 | 0 | 0 | 0 | 0 | 0 | 0 | 0 | 0 | 0 | 0 | 0 | 0 | 0 | 0 | 0 | 0 | 0 | 0 | 12 | 1
NO |  | 46 | 2015 | 2 | 34 | 34 |  | Beaver Valley | Crescent | 345 | 345 | (Corten Pole) | 2.96 | 0 | 0 | -24 | 0 | 0 | 0 | 0 | 0 | 0 | 0 | 0 | 0 | 0 | 0 | 0 | 0 | 0 | 0 | 0 | 0 | 0 | 0 | 0 | 0 | 0 | 0 | 12 | 1
NO |  | 46 | 2015 | 2 | 35 | 35 |  | Clinton | Collier | 345 | 345 | (Tower) | 0 | 1.27 | 1 | -24 | 620717 | 7150443 | 7771160 | 0 | 0 | 0 | 0 | 0 | 0 | 0 | 0 | 0 | 0 | 0 | 0 | 0 | 0 | 0 | 0 | 0 | 0 | 0 | 0 | 12 | 1
NO |  | 46 | 2015 | 3 | 1 | 1 |  | Clinton | Collier | 345 | 345 | (Corten Pole) | 12.68 | 0 | 0 | -24 | 0 | 0 | 0 | 0 | 0 | 0 | 0 | 0 | 0 | 0 | 0 | 0 | 0 | 0 | 0 | 0 | 0 | 0 | 0 | 0 | 0 | 0 | 0 | 12 | 1
NO |  | 46 | 2015 | 3 | 2 | 2 |  | Brunot Island | Crescent | 345 | 345 | (Tower) | 0 | 1.05 | 1 | -24 | 0 | 0 | 0 | 0 | 0 | 0 | 0 | 0 | 0 | 0 | 0 | 0 | 0 | 0 | 0 | 0 | 0 | 0 | 0 | 0 | 0 | 0 | 0 | 12 | 1
NO |  | 46 | 2015 | 3 | 3 | 3 |  | Brunot Island | Crescent | 345 | 345 | (Corten Pole) | 0 | 24.49 | 0 | -24 | 0 | 7129654 | 7129654 | 0 | 0 | 0 | 0 | 0 | 0 | 0 | 0 | 0 | 0 | 0 | 0 | 0 | 0 | 0 | 0 | 0 | 0 | 0 | 0 | 12 | 1
SI/NO | A | 46 | 2015 | 3 | 4 | 4 |  | Transmission | Lines | 69 | 69 | TowerHframe | 19.05 | 0 | 2 | VARIOUS | 3432925 | 19348044 | 22780969 | 0 | 0 | 0 | 414582.2276 | 0 | 0 | 0 | 0 | 0 | 0 | 0 | 0 | 0 | 0 | 0 | 0 | 0 | 0 | 0 | 0 | 12 | 1
NO |  | 46 | 2015 | 3 | 5 | 5 |  | Other |  | 0 | 0 |  | 0 | 0 | 0 |  | 643 | 27630200 | 27630843 | 0 | 0 | 0 | 0 | 0 | 0 | 0 | 0 | 0 | 0 | 0 | 0 | 0 | 0 | 0 | 0 | 0 | 0 | 0 | 0 | 12 | 1
NO |  | 49 | 2015 | 0 | 1 | 1 |  | Palo Verde | Kyrene | 500 | 500 | (1),(3) | 0 | 75 | 1 | 1780 ACSR | 1560377 | 7027602 | 8587979 | 0 | 0 | 0 | 0 | 0 | 0 | 0 | 0 | 0 | 0 | 650490393 | 0 | 0 | 0 | 0 | 0 | 0 | 0 | 0 | 0 | 12 | 1
NO |  | 49 | 2015 | 0 | 2 | 2 |  | Palo Verde | Westwing | 500 | 500 | -3 | 0 | 90 | 2 | 1780 ACSR | 1203341 | 5419588 | 6622929 | 0 | 0 | 0 | 0 | 0 | 0 | 0 | 0 | 0 | 0 | 650490394 | 0 | 0 | 0 | 0 | 0 | 0 | 0 | 0 | 0 | 12 | 1
NO |  | 49 | 2015 | 0 | 4 | 4 |  | Newman | West Mesa | 345 | 345 | -2 | 232.21 | 0 | 1 | 795 ACSR | 930046 | 11896453 | 12826499 | 0 | 0 | 0 | 0 | 0 | 650490395 | 0 | 0 | 0 | 0 | 0 | 0 | 0 | 0 | 0 | 0 | 0 | 0 | 0 | 0 | 12 | 1
NO |  | 49 | 2015 | 0 | 5 | 5 |  | Newman | Afton | 345 | 345 | -2 | 29.88 | 0 | 1 | 795 ACSR | 423552 | 5551703 | 5975255 | 0 | 0 | 0 | 0 | 0 | 0 | 0 | 0 | 0 | 0 | 0 | 0 | 0 | 0 | 0 | 0 | 0 | 0 | 0 | 0 | 12 | 1
NO |  | 49 | 2015 | 0 | 6 | 6 |  | Afton | Luna | 345 | 345 | -2 | 57.26 | 0 | 1 | 795 ACSR | 811653 | 10638741 | 11450394 | 0 | 0 | 0 | 0 | 0 | 0 | 0 | 0 | 0 | 0 | 0 | 0 | 0 | 0 | 0 | 0 | 0 | 0 | 0 | 0 | 12 | 1
NO |  | 49 | 2015 | 0 | 7 | 7 |  | Luna | Greenlee | 345 | 345 | -2 | 0 | 109.77 | 1 | 795 ACSR | 86513 | 1687226 | 1773739 | 0 | 0 | 0 | 0 | 0 | 650490396 | 0 | 0 | 0 | 0 | 650490397 | 0 | 0 | 0 | 0 | 0 | 0 | 0 | 0 | 0 | 12 | 1
NO |  | 49 | 2015 | 0 | 8 | 8 |  | Newman | Eddy County | 345 | 345 | -2 | 79.93 | 125.45 | 1 | 954 ACSR/T2 | 2836385 | 22369225 | 25205610 | 0 | 0 | 0 | 0 | 0 | 650490398 | 0 | 0 | 0 | 650490399 | 650490400 | 0 | 0 | 0 | 0 | 0 | 0 | 0 | 0 | 0 | 12 | 1
NO |  | 49 | 2015 | 0 | 9 | 9 |  | Diablo | Luna | 345 | 345 | -2 | 85.66 | 0 | 1 | 954 ACSR | 1114625 | 12217983 | 13332608 | 0 | 0 | 0 | 0 | 0 | 0 | 0 | 0 | 0 | 0 | 0 | 0 | 0 | 0 | 0 | 0 | 0 | 0 | 0 | 0 | 12 | 1
NO |  | 49 | 2015 | 0 | 10 | 10 |  | Luna | Macho Springs | 345 | 345 | (2),(3) | 24.86 | 0 | 1 | 954 ACSR | 19320 | 6853289 | 6872609 | 0 | 0 | 0 | 0 | 0 | 0 | 0 | 0 | 0 | 650490401 | 0 | 0 | 0 | 0 | 0 | 0 | 0 | 0 | 0 | 0 | 12 | 1
NO |  | 49 | 2015 | 0 | 11 | 11 |  | Macho Springs | Springerville | 345 | 345 | (2),(3) | 201.38 | 0 | 1 | 954 ACSR | 154575 | 54832478 | 54987053 | 0 | 0 | 0 | 0 | 0 | 0 | 0 | 0 | 0 | 0 | 0 | 0 | 0 | 0 | 0 | 0 | 0 | 0 | 0 | 0 | 12 | 1
SI/NO | A | 49 | 2015 | 0 | 14 | 14 |  | Various 115kV Lines |  | 115 | 115 | (1),(2) | 462.48 | 43.96 | 1 | Various | 4421079 | 79424228 | 83845307 | 0 | 0 | 0 | 1525868.9895 | 0 | 0 | 0 | 0 | 0 | 0 | 650490402 | 0 | 0 | 0 | 0 | 0 | 0 | 0 | 0 | 0 | 12 | 1
SI/NO | A | 49 | 2015 | 0 | 15 | 15 |  | Various 69kV Lines |  | 69 | 69 | (1),(2) | 203.18 | 21.55 | 1 | Various | 309717 | 17408721 | 17718438 | 0 | 0 | 0 | 322451.1431 | 0 | 0 | 0 | 0 | 0 | 0 | 650490403 | 0 | 0 | 0 | 0 | 0 | 0 | 0 | 0 | 0 | 12 | 1
NO |  | 49 | 2015 | 0 | 36 | 36 |  | TOTAL |  | 0 | 0 |  | 1376.84 | 465.73 | 13 |  | 13871183 | 235327237 | 249198420 | 0 | 0 | 0 | 0 | 0 | 0 | 0 | 0 | 0 | 0 | 0 | 0 | 0 | 0 | 0 | 0 | 0 | 0 | 0 | 0 | 12 | 1
NO |  | 51 | 2015 | 0 | 1 | 1 |  | This detail is not |  | 161000 | 161000 | WOOD H FRAME | 351.74 | 7.65 | 1 | 795.000 ACSR | 0 | 0 | 0 | 0 | 0 | 0 | 0 | 0 | 0 | 0 | 0 | 0 | 0 | 0 | 0 | 0 | 0 | 0 | 0 | 0 | 0 | 0 | 0 | 12 | 1
NO |  | 51 | 2015 | 0 | 2 | 2 |  | currently available on |  | 0 | 0 |  | 0 | 0 | 0 | 565.000 ACSR | 0 | 0 | 0 | 0 | 0 | 0 | 0 | 0 | 0 | 0 | 0 | 0 | 0 | 0 | 0 | 0 | 0 | 0 | 0 | 0 | 0 | 0 | 0 | 12 | 1
NO |  | 51 | 2015 | 0 | 3 | 3 |  | Respondent's tracking |  | 161000 | 161000 | STEEL POLE | 6.84 | 1.94 | 1 | 336.400 ACSR | 0 | 0 | 0 | 0 | 0 | 0 | 0 | 0 | 0 | 0 | 0 | 0 | 0 | 0 | 0 | 0 | 0 | 0 | 0 | 0 | 0 | 0 | 0 | 12 | 1
NO |  | 51 | 2015 | 0 | 4 | 4 |  | system. |  | 161000 | 161000 | STEEL TOWER | 26.49 | 0 | 1 | 253.000 HDB | 0 | 0 | 0 | 0 | 0 | 0 | 0 | 0 | 0 | 0 | 0 | 0 | 0 | 0 | 0 | 0 | 0 | 0 | 0 | 0 | 0 | 0 | 0 | 12 | 1
NO |  | 51 | 2015 | 0 | 5 | 5 |  |  |  | 0 | 0 |  | 0 | 0 | 0 | 656.000 ACSR | 0 | 0 | 0 | 0 | 0 | 0 | 0 | 0 | 0 | 0 | 0 | 0 | 0 | 0 | 0 | 0 | 0 | 0 | 0 | 0 | 0 | 0 | 0 | 12 | 1
NO |  | 51 | 2015 | 0 | 6 | 6 |  |  |  | 161000 | 161000 | WOOD POLE | 21.2 | 0 | 1 | 795.000 ACSR | 9039231 | 78198603 | 87237834 | 2008 | 624172 | 0 | 626180 | 0 | 0 | 0 | 0 | 0 | 0 | 0 | 0 | 0 | 0 | 0 | 0 | 0 | 0 | 0 | 0 | 12 | 1
SI/SI | A | 51 | 2015 | 0 | 9 | 9 |  |  |  | 69000 | 69000 | WOOD H FRAME | 35.7 | 0 | 1 | Various | 2250263 | 78372567 | 80622830 | 95832 | 1635034 | 0 | 1730866 | 0 | 0 | 0 | 0 | 0 | 0 | 0 | 0 | 0 | 0 | 0 | 0 | 0 | 0 | 0 | 0 | 12 | 1
NO |  | 51 | 2015 | 0 | 10 | 10 |  |  |  | 69000 | 69000 | WOOD H FRAME | 0 | 5.24 | 1 |  | 0 | 0 | 0 | 0 | 0 | 0 | 0 | 0 | 0 | 0 | 0 | 0 | 0 | 0 | 0 | 0 | 0 | 0 | 0 | 0 | 0 | 0 | 0 | 12 | 1
NO |  | 51 | 2015 | 0 | 11 | 11 |  |  |  | 69000 | 69000 | WOOD POLE | 667.56 | 0 | 1 |  | 0 | 0 | 0 | 0 | 0 | 0 | 0 | 0 | 0 | 0 | 0 | 0 | 0 | 0 | 0 | 0 | 0 | 0 | 0 | 0 | 0 | 0 | 0 | 12 | 1
NO |  | 51 | 2015 | 0 | 12 | 12 |  |  |  | 69000 | 69000 | WOOD POLE | 0 | 10.75 | 1 |  | 0 | 0 | 0 | 0 | 0 | 0 | 0 | 0 | 0 | 0 | 0 | 0 | 0 | 0 | 0 | 0 | 0 | 0 | 0 | 0 | 0 | 0 | 0 | 12 | 1
NO |  | 51 | 2015 | 0 | 13 | 13 |  |  |  | 69000 | 69000 | STEEL POLE | 31.67 | 0 | 1 |  | 0 | 0 | 0 | 0 | 0 | 0 | 0 | 0 | 0 | 0 | 0 | 0 | 0 | 0 | 0 | 0 | 0 | 0 | 0 | 0 | 0 | 0 | 0 | 12 | 1
NO |  | 51 | 2015 | 0 | 14 | 14 |  |  |  | 69000 | 69000 | STEEL TOWER | 8.77 | 0 | 1 |  | 0 | 0 | 0 | 0 | 0 | 0 | 0 | 0 | 0 | 0 | 0 | 0 | 0 | 0 | 0 | 0 | 0 | 0 | 0 | 0 | 0 | 0 | 0 | 12 | 1
NO |  | 51 | 2015 | 0 | 15 | 15 |  |  |  | 69000 | 69000 | STEEL TOWER | 0 | 28.56 | 1 |  | 0 | 0 | 0 | 0 | 0 | 0 | 0 | 0 | 0 | 0 | 0 | 0 | 0 | 0 | 0 | 0 | 0 | 0 | 0 | 0 | 0 | 0 | 0 | 12 | 1
SI/SI | A | 51 | 2015 | 0 | 18 | 18 |  |  |  | 34500 | 34500 | WOOD H FRAME | 0.7 | 0 | 1 | Various | 42276 | 10283206 | 10325482 | 2666 | 27100 | 0 | 29766 | 0 | 0 | 0 | 0 | 0 | 0 | 0 | 0 | 0 | 0 | 0 | 0 | 0 | 0 | 0 | 0 | 12 | 1
NO |  | 51 | 2015 | 0 | 19 | 19 |  |  |  | 34500 | 34500 | WOOD POLE | 52.88 | 0 | 1 |  | 0 | 0 | 0 | 0 | 0 | 0 | 0 | 0 | 0 | 0 | 0 | 0 | 0 | 0 | 0 | 0 | 0 | 0 | 0 | 0 | 0 | 0 | 0 | 12 | 1
NO |  | 51 | 2015 | 0 | 20 | 20 |  |  |  | 34500 | 34500 | WOOD POLE | 0 | 2.86 | 1 |  | 0 | 0 | 0 | 0 | 0 | 0 | 0 | 0 | 0 | 0 | 0 | 0 | 0 | 0 | 0 | 0 | 0 | 0 | 0 | 0 | 0 | 0 | 0 | 12 | 1
NO |  | 51 | 2015 | 0 | 21 | 21 |  |  |  | 34500 | 34500 | STEEL POLE | 27.96 | 0 | 1 |  | 0 | 0 | 0 | 0 | 0 | 0 | 0 | 0 | 0 | 0 | 0 | 0 | 0 | 0 | 0 | 0 | 0 | 0 | 0 | 0 | 0 | 0 | 0 | 12 | 1
NO |  | 51 | 2015 | 0 | 22 | 22 |  |  |  | 34500 | 34500 | STEEL POLE | 0 | 7.43 | 1 |  | 0 | 0 | 0 | 0 | 0 | 0 | 0 | 0 | 0 | 0 | 0 | 0 | 0 | 0 | 0 | 0 | 0 | 0 | 0 | 0 | 0 | 0 | 0 | 12 | 1
NO |  | 51 | 2015 | 0 | 25 | 25 |  |  |  | 345000 | 345000 | WOOD H FRAME | 21.9 | 0 | 1 | Various | 593858 | 1379740 | 1973598 | 0 | 56733 | 0 | 56733 | 0 | 0 | 0 | 0 | 0 | 0 | 0 | 0 | 0 | 0 | 0 | 0 | 0 | 0 | 0 | 0 | 12 | 1
NO |  | 51 | 2015 | 0 | 36 | 36 |  | TOTAL |  | 0 | 0 |  | 1253.41 | 64.43 | 17 |  | 11925628 | 168234116 | 180159744 | 100506 | 2343039 | 0 | 2443545 | 0 | 0 | 0 | 0 | 0 | 0 | 0 | 0 | 0 | 0 | 0 | 0 | 0 | 0 | 0 | 0 | 12 | 1
SI/SI | A | 54 | 2015 | 0 | 1 | 1 |  | Fitchburg | Fitchburg | 69 | 69 |  | 5.7 | 0 | 1 |  | 607193 | 1248056 | 1855249 | 22444 | 19112 | 7945 | 49501 | 0 | 0 | 0 | 0 | 650540183 | 0 | 0 | 0 | 650540184 | 0 | 0 | 0 | 0 | 0 | 0 | 0 | 12 | 1
NO |  | 54 | 2015 | 0 | 2 | 2 |  | Fitchburg | Fitchburg | 69 | 69 |  | 3.5 | 3.7 | 2 |  | 0 | 0 | 0 | 0 | 0 | 0 | 0 | 0 | 0 | 0 | 0 | 0 | 0 | 0 | 0 | 0 | 0 | 0 | 0 | 0 | 0 | 0 | 0 | 12 | 1
NO |  | 54 | 2015 | 0 | 3 | 3 |  | Fitchburg | Fitchburg | 69 | 69 |  | 2.83 | 0.07 | 3 |  | 0 | 0 | 0 | 0 | 0 | 0 | 0 | 0 | 0 | 0 | 0 | 0 | 0 | 0 | 0 | 650540185 | 0 | 0 | 0 | 0 | 0 | 0 | 0 | 12 | 1
NO |  | 54 | 2015 | 0 | 4 | 4 |  | Fitchburg | Fitchburg | 69 | 69 |  | 0.5 | 0 | 6 |  | 0 | 0 | 0 | 0 | 0 | 0 | 0 | 0 | 0 | 0 | 0 | 0 | 0 | 0 | 0 | 0 | 0 | 0 | 0 | 0 | 0 | 0 | 0 | 12 | 1
NO |  | 54 | 2015 | 0 | 5 | 5 |  | Lunenburg | Townsend | 69 | 69 |  | 8.91 | 0.29 | 8 |  | 0 | 0 | 0 | 0 | 0 | 0 | 0 | 0 | 0 | 0 | 0 | 0 | 0 | 0 | 0 | 650540186 | 0 | 0 | 0 | 0 | 0 | 0 | 0 | 12 | 1
NO |  | 54 | 2015 | 0 | 6 | 6 |  | Lunenburg | Townsend | 69 | 69 |  | 8.7 | 0.29 | 9 |  | 0 | 0 | 0 | 0 | 0 | 0 | 0 | 0 | 0 | 0 | 0 | 0 | 0 | 0 | 0 | 0 | 0 | 0 | 0 | 0 | 0 | 0 | 0 | 12 | 1
NO |  | 54 | 2015 | 0 | 7 | 7 |  | Townsend | Townsend | 69 | 69 | Poles Wood | 3.39 | 0 | 10 |  | 0 | 0 | 0 | 0 | 0 | 0 | 0 | 0 | 0 | 0 | 0 | 0 | 0 | 0 | 0 | 650540187 | 0 | 0 | 0 | 0 | 0 | 0 | 0 | 12 | 1
NO |  | 54 | 2015 | 0 | 36 | 36 |  | TOTAL |  | 0 | 0 |  | 33.53 | 4.35 | 39 |  | 607193 | 1248056 | 1855249 | 22444 | 19112 | 7945 | 49501 | 0 | 0 | 0 | 0 | 0 | 0 | 0 | 0 | 0 | 0 | 0 | 0 | 0 | 0 | 0 | 0 | 12 | 1
NO |  | 55 | 2015 | 0 | 1 | 1 |  | 500KV LINES |  | 0 | 0 |  | 0 | 0 | 0 |  | 0 | 0 | 0 | 0 | 0 | 0 | 0 | 0 | 0 | 0 | 0 | 0 | 0 | 0 | 0 | 0 | 0 | 0 | 0 | 0 | 0 | 0 | 0 | 12 | 1
NO |  | 55 | 2015 | 0 | 2 | 2 |  | CENTRAL FLORIDA | KATHLEEN | 500 | 500 | ST | 44.22 | 0 | 1 | 2156 KCM ACSR | 0 | 0 | 0 | 0 | 0 | 0 | 0 | 0 | 0 | 0 | 0 | 0 | 0 | 0 | 0 | 0 | 0 | 0 | 0 | 0 | 0 | 0 | 0 | 12 | 1
NO |  | 55 | 2015 | 0 | 3 | 3 |  | CRYSTAL RIVER SUB | BROOKRIDGE | 500 | 500 | ST | 34.4 | 0 | 1 | 2335 KCM ACSR | 0 | 0 | 0 | 0 | 0 | 0 | 0 | 0 | 0 | 0 | 0 | 0 | 0 | 0 | 0 | 0 | 0 | 0 | 0 | 0 | 0 | 0 | 0 | 12 | 1
NO |  | 55 | 2015 | 0 | 4 | 4 |  | BROOKRIDGE | LAKE TARPON | 500 | 500 | ST | 37.63 | 0 | 1 | 2335 KCM ACSR | 0 | 0 | 0 | 0 | 0 | 0 | 0 | 0 | 0 | 0 | 0 | 0 | 0 | 0 | 0 | 0 | 0 | 0 | 0 | 0 | 0 | 0 | 0 | 12 | 1
NO |  | 55 | 2015 | 0 | 5 | 5 |  | CRYSTAL RIVER SUB | CENTRAL FLORIDA | 500 | 500 | ST | 52.91 | 0 | 1 | 2335 KCM ACSR | 0 | 0 | 0 | 0 | 0 | 0 | 0 | 0 | 0 | 0 | 0 | 0 | 0 | 0 | 0 | 0 | 0 | 0 | 0 | 0 | 0 | 0 | 0 | 12 | 1
NO |  | 55 | 2015 | 0 | 6 | 6 |  | Tot. 500KV Lines |  | 0 | 0 |  | 0 | 0 | 0 |  | 2304818 | 38649021 | 40953839 | 0 | 0 | 0 | 0 | 0 | 0 | 0 | 0 | 0 | 0 | 0 | 0 | 0 | 0 | 0 | 0 | 0 | 0 | 0 | 0 | 12 | 1
NO |  | 55 | 2015 | 0 | 8 | 8 |  | 230 KV LINES |  | 0 | 0 |  | 0 | 0 | 0 |  | 0 | 0 | 0 | 0 | 0 | 0 | 0 | 0 | 0 | 0 | 0 | 0 | 0 | 0 | 0 | 0 | 0 | 0 | 0 | 0 | 0 | 0 | 0 | 12 | 1
NO |  | 55 | 2015 | 0 | 9 | 9 |  | BARTOW PLANT | NORTHEAST #3 | 230 | 230 | HPOF | 3.91 | 0 | 1 | 2500 KCM CU | 0 | 0 | 0 | 0 | 0 | 0 | 0 | 0 | 0 | 0 | 0 | 0 | 0 | 0 | 0 | 0 | 0 | 0 | 0 | 0 | 0 | 0 | 0 | 12 | 1
NO |  | 55 | 2015 | 0 | 10 | 10 |  | BARTOW PLANT | NORTHEAST #5 | 230 | 230 | HPOF | 3.98 | 0 | 1 | 2500 KCM CU | 0 | 0 | 0 | 0 | 0 | 0 | 0 | 0 | 0 | 0 | 0 | 0 | 0 | 0 | 0 | 0 | 0 | 0 | 0 | 0 | 0 | 0 | 0 | 12 | 1
NO |  | 55 | 2015 | 0 | 11 | 11 |  | BARTOW PLANT | NORTHEAST #6 | 230 | 230 | XLPE | 3.86 | 0 | 1 | 5000 KCMIL CU | 0 | 0 | 0 | 0 | 0 | 0 | 0 | 0 | 0 | 0 | 0 | 0 | 0 | 0 | 0 | 0 | 0 | 0 | 0 | 0 | 0 | 0 | 0 | 12 | 1
NO |  | 55 | 2015 | 0 | 12 | 12 |  | CENTRAL FLORIDA | BUSHNELL EAST | 230 | 230 | SP | 8.61 | 0 | 1 | 1622 ACSS/TW | 0 | 0 | 0 | 0 | 0 | 0 | 0 | 0 | 0 | 0 | 0 | 0 | 0 | 0 | 0 | 0 | 0 | 0 | 0 | 0 | 0 | 0 | 0 | 12 | 1
NO |  | 55 | 2015 | 0 | 13 | 13 |  | AVON PARK | FORT MEADE | 230 | 230 | ST | 4.3 | 0 | 1 | 1081 KCM ACSR | 0 | 0 | 0 | 0 | 0 | 0 | 0 | 0 | 0 | 0 | 0 | 0 | 0 | 0 | 0 | 0 | 0 | 0 | 0 | 0 | 0 | 0 | 0 | 12 | 1
NO |  | 55 | 2015 | 0 | 14 | 14 |  |  |  | 0 | 0 | CP | 2.14 | 0 | 0 | 954 KCM ACSR | 0 | 0 | 0 | 0 | 0 | 0 | 0 | 0 | 0 | 0 | 0 | 0 | 0 | 0 | 0 | 0 | 0 | 0 | 0 | 0 | 0 | 0 | 0 | 12 | 1
NO |  | 55 | 2015 | 0 | 15 | 15 |  |  |  | 0 | 0 | WH | 20.15 | 0 | 0 | 954 KCM ACSR | 0 | 0 | 0 | 0 | 0 | 0 | 0 | 0 | 0 | 0 | 0 | 0 | 0 | 0 | 0 | 0 | 0 | 0 | 0 | 0 | 0 | 0 | 0 | 12 | 1
NO |  | 55 | 2015 | 0 | 16 | 16 |  |  |  | 0 | 0 | WP | 0.94 | 0 | 0 | 954 KCM ACSR | 0 | 0 | 0 | 0 | 0 | 0 | 0 | 0 | 0 | 0 | 0 | 0 | 0 | 0 | 0 | 0 | 0 | 0 | 0 | 0 | 0 | 0 | 0 | 12 | 1
NO |  | 55 | 2015 | 0 | 17 | 17 |  |  |  | 0 | 0 | SP | 0 | 1.22 | 0 | 954 KCM ACSR | 0 | 0 | 0 | 0 | 0 | 0 | 0 | 0 | 0 | 0 | 0 | 0 | 0 | 0 | 0 | 0 | 0 | 0 | 0 | 0 | 0 | 0 | 0 | 12 | 1
NO |  | 55 | 2015 | 0 | 18 | 18 |  | AVON PARK | FISHEATING CREEK | 230 | 230 | SP | 9.06 | 0 | 1 | 1590 KCM ACSR | 0 | 0 | 0 | 0 | 0 | 0 | 0 | 0 | 0 | 0 | 0 | 0 | 0 | 0 | 0 | 0 | 0 | 0 | 0 | 0 | 0 | 0 | 0 | 12 | 1
NO |  | 55 | 2015 | 0 | 19 | 19 |  |  |  | 0 | 0 | CP | 17.05 | 0 | 0 | 1590 KCM ACSR | 0 | 0 | 0 | 0 | 0 | 0 | 0 | 0 | 0 | 0 | 0 | 0 | 0 | 0 | 0 | 0 | 0 | 0 | 0 | 0 | 0 | 0 | 0 | 12 | 1
NO |  | 55 | 2015 | 0 | 20 | 20 |  |  |  | 0 | 0 | WH | 3.29 | 0 | 0 | 1590 KCM ACSR | 0 | 0 | 0 | 0 | 0 | 0 | 0 | 0 | 0 | 0 | 0 | 0 | 0 | 0 | 0 | 0 | 0 | 0 | 0 | 0 | 0 | 0 | 0 | 12 | 1
NO |  | 55 | 2015 | 0 | 21 | 21 |  | ANCLOTE PLANT | LARGO | 230 | 230 | SH | 15.29 | 0 | 1 | 1590 KCM ACSR | 0 | 0 | 0 | 0 | 0 | 0 | 0 | 0 | 0 | 0 | 0 | 0 | 0 | 0 | 0 | 0 | 0 | 0 | 0 | 0 | 0 | 0 | 0 | 12 | 1
NO |  | 55 | 2015 | 0 | 22 | 22 |  |  |  | 0 | 0 | SP | 8.54 | 0 | 0 | 1590 KCM ACSR | 0 | 0 | 0 | 0 | 0 | 0 | 0 | 0 | 0 | 0 | 0 | 0 | 0 | 0 | 0 | 0 | 0 | 0 | 0 | 0 | 0 | 0 | 0 | 12 | 1
NO |  | 55 | 2015 | 0 | 23 | 23 |  | ANCLOTE PLANT | EAST CLEARWATER | 230 | 230 | SH | 0 | 15.3 | 1 | 1590 KCM ACSR | 0 | 0 | 0 | 0 | 0 | 0 | 0 | 0 | 0 | 0 | 0 | 0 | 0 | 0 | 0 | 0 | 0 | 0 | 0 | 0 | 0 | 0 | 0 | 12 | 1
NO |  | 55 | 2015 | 0 | 24 | 24 |  | ANCLOTE PLANT | SEVEN SPRINGS | 230 | 230 | SP | 7.71 | 0 | 1 | 2335 KCM ACAR | 0 | 0 | 0 | 0 | 0 | 0 | 0 | 0 | 0 | 0 | 0 | 0 | 0 | 0 | 0 | 0 | 0 | 0 | 0 | 0 | 0 | 0 | 0 | 12 | 1
NO |  | 55 | 2015 | 0 | 25 | 25 |  | ALTAMONTE | WOODSMERE | 230 | 230 | WP | 0.1 | 0 | 1 | 1590 KCM ACSR | 0 | 0 | 0 | 0 | 0 | 0 | 0 | 0 | 0 | 0 | 0 | 0 | 0 | 0 | 0 | 0 | 0 | 0 | 0 | 0 | 0 | 0 | 0 | 12 | 1
NO |  | 55 | 2015 | 0 | 26 | 26 |  |  |  | 0 | 0 | ST | 0 | 0.56 | 0 | 1590 KCM ACSR | 0 | 0 | 0 | 0 | 0 | 0 | 0 | 0 | 0 | 0 | 0 | 0 | 0 | 0 | 0 | 0 | 0 | 0 | 0 | 0 | 0 | 0 | 0 | 12 | 1
NO |  | 55 | 2015 | 0 | 27 | 27 |  |  |  | 0 | 0 | WH | 10.99 | 0 | 0 | 1590 KCM ACSR | 0 | 0 | 0 | 0 | 0 | 0 | 0 | 0 | 0 | 0 | 0 | 0 | 0 | 0 | 0 | 0 | 0 | 0 | 0 | 0 | 0 | 0 | 0 | 12 | 1
NO |  | 55 | 2015 | 0 | 28 | 28 |  |  |  | 0 | 0 | SP | 1.09 | 0 | 0 | 1590 KCM ACSR | 0 | 0 | 0 | 0 | 0 | 0 | 0 | 0 | 0 | 0 | 0 | 0 | 0 | 0 | 0 | 0 | 0 | 0 | 0 | 0 | 0 | 0 | 0 | 12 | 1
NO |  | 55 | 2015 | 0 | 29 | 29 |  | BARCOLA | CITY OF LAKELAND TIE | 230 | 230 | WH | 18.68 | 0 | 1 | 1590 KCM ACSR | 0 | 0 | 0 | 0 | 0 | 0 | 0 | 0 | 0 | 0 | 0 | 0 | 0 | 0 | 0 | 0 | 0 | 0 | 0 | 0 | 0 | 0 | 0 | 12 | 1
NO |  | 55 | 2015 | 0 | 30 | 30 |  | BARTOW PLANT | NORTHEAST #1 | 230 | 230 | SP | 1.53 | 0 | 1 | 1590 ACSR | 0 | 0 | 0 | 0 | 0 | 0 | 0 | 0 | 0 | 0 | 0 | 0 | 0 | 0 | 0 | 0 | 0 | 0 | 0 | 0 | 0 | 0 | 0 | 12 | 1
NO |  | 55 | 2015 | 0 | 31 | 31 |  | BARTOW PLANT | NORTHEAST #7 | 230 | 230 | XLPE | 3.84 | 0 | 1 | 5000 KCMIL CU | 0 | 0 | 0 | 0 | 0 | 0 | 0 | 0 | 0 | 0 | 0 | 0 | 0 | 0 | 0 | 0 | 0 | 0 | 0 | 0 | 0 | 0 | 0 | 12 | 1
NO |  | 55 | 2015 | 0 | 32 | 32 |  | BARTOW PLANT | NORTHEAST #8 | 230 | 230 | XLPE | 3.92 | 0 | 1 | 5000 KCMIL CU | 0 | 0 | 0 | 0 | 0 | 0 | 0 | 0 | 0 | 0 | 0 | 0 | 0 | 0 | 0 | 0 | 0 | 0 | 0 | 0 | 0 | 0 | 0 | 12 | 1
NO |  | 55 | 2015 | 0 | 33 | 33 |  | BARTOW PLANT | NORTHEAST #9 | 0 | 230 |  | 0 | 0 | 0 |  | 0 | 0 | 0 | 0 | 0 | 0 | 0 | 0 | 0 | 0 | 0 | 0 | 0 | 0 | 0 | 0 | 0 | 0 | 0 | 0 | 0 | 0 | 0 | 12 | 1
NO |  | 55 | 2015 | 0 | 34 | 34 |  | BARCOLA | PEBBLEDALE | 230 | 230 | CP | 3.86 | 0 | 1 | 1622 KCM ACCSSTW | 0 | 0 | 0 | 0 | 0 | 0 | 0 | 0 | 0 | 0 | 0 | 0 | 0 | 0 | 0 | 0 | 0 | 0 | 0 | 0 | 0 | 0 | 0 | 12 | 1
NO |  | 55 | 2015 | 0 | 35 | 35 |  | BROOKRIDGE | BROOKRIDGE | 230 | 230 | WP | 0.21 | 0 | 1 | 1590 KCM ACSR | 0 | 0 | 0 | 0 | 0 | 0 | 0 | 0 | 0 | 0 | 0 | 0 | 0 | 0 | 0 | 0 | 0 | 0 | 0 | 0 | 0 | 0 | 0 | 12 | 1
NO |  | 55 | 2015 | 0 | 36 | 36 |  | TOTAL |  | 0 | 0 |  | 4387.45 | 735.29 | 123 |  | 98195326 | 1614717908 | 1712913234 | 300525 | 11253909 | 0 | 11554434 | 0 | 0 | 0 | 0 | 0 | 0 | 0 | 0 | 0 | 0 | 0 | 0 | 0 | 0 | 0 | 0 | 12 | 1
NO |  | 55 | 2015 | 1 | 1 | 1 |  | CRYSTAL RIVER | CURLEW | 230 | 230 | ST | 78.34 | 78.24 | 2 | 1590 KCM ACSR | 0 | 0 | 0 | 0 | 0 | 0 | 0 | 0 | 0 | 0 | 0 | 0 | 0 | 0 | 0 | 0 | 0 | 0 | 0 | 0 | 0 | 0 | 0 | 12 | 1
NO |  | 55 | 2015 | 1 | 2 | 2 |  |  |  | 0 | 0 | CP | 0.34 | 0 | 1 | 1590 KCM ACSR | 0 | 0 | 0 | 0 | 0 | 0 | 0 | 0 | 0 | 0 | 0 | 0 | 0 | 0 | 0 | 0 | 0 | 0 | 0 | 0 | 0 | 0 | 0 | 12 | 1
NO |  | 55 | 2015 | 1 | 3 | 3 |  | CRYSTAL RIVER | CENTRAL FLORIDA | 230 | 230 | ST | 53.41 | 39.59 | 2 | 1590 KCM ACSR | 0 | 0 | 0 | 0 | 0 | 0 | 0 | 0 | 0 | 0 | 0 | 0 | 0 | 0 | 0 | 0 | 0 | 0 | 0 | 0 | 0 | 0 | 0 | 12 | 1
NO |  | 55 | 2015 | 1 | 4 | 4 |  | CRYSTAL RIVER | FT. WHITE | 230 | 230 | WH | 73.93 | 0 | 1 | 954 KCM ACSR | 0 | 0 | 0 | 0 | 0 | 0 | 0 | 0 | 0 | 0 | 0 | 0 | 0 | 0 | 0 | 0 | 0 | 0 | 0 | 0 | 0 | 0 | 0 | 12 | 1
NO |  | 55 | 2015 | 1 | 5 | 5 |  | CENTRAL FLORIDA | SILVER SPRINGS | 230 | 230 | ST | 27.18 | 0 | 2 | 1590 KCM ACSR | 0 | 0 | 0 | 0 | 0 | 0 | 0 | 0 | 0 | 0 | 0 | 0 | 0 | 0 | 0 | 0 | 0 | 0 | 0 | 0 | 0 | 0 | 0 | 12 | 1
NO |  | 55 | 2015 | 1 | 6 | 6 |  |  |  | 0 | 0 | CP | 0.69 | 0 | 1 | 1590 KCM ACSR | 0 | 0 | 0 | 0 | 0 | 0 | 0 | 0 | 0 | 0 | 0 | 0 | 0 | 0 | 0 | 0 | 0 | 0 | 0 | 0 | 0 | 0 | 0 | 12 | 1
NO |  | 55 | 2015 | 1 | 7 | 7 |  | CENTRAL FLORIDA | SORRENTO | 230 | 230 | CP | 14.65 | 0 | 1 | 1590 KCM ACSR | 0 | 0 | 0 | 0 | 0 | 0 | 0 | 0 | 0 | 0 | 0 | 0 | 0 | 0 | 0 | 0 | 0 | 0 | 0 | 0 | 0 | 0 | 0 | 12 | 1
NO |  | 55 | 2015 | 1 | 8 | 8 |  |  |  | 0 | 0 | SP | 14.82 | 0 | 0 | 1590 KCM ACSR | 0 | 0 | 0 | 0 | 0 | 0 | 0 | 0 | 0 | 0 | 0 | 0 | 0 | 0 | 0 | 0 | 0 | 0 | 0 | 0 | 0 | 0 | 0 | 12 | 1
NO |  | 55 | 2015 | 1 | 9 | 9 |  | CENTRAL FLORIDA | WINDERMERE | 230 | 230 | ST | 45.46 | 45.45 | 2 | 1590 KCM ACSR | 0 | 0 | 0 | 0 | 0 | 0 | 0 | 0 | 0 | 0 | 0 | 0 | 0 | 0 | 0 | 0 | 0 | 0 | 0 | 0 | 0 | 0 | 0 | 12 | 1
NO |  | 55 | 2015 | 1 | 10 | 10 |  | CRAWFORDVILLE | PERRY | 230 | 230 | ST | 11.72 | 0 | 1 | 954 KCM ACSR | 0 | 0 | 0 | 0 | 0 | 0 | 0 | 0 | 0 | 0 | 0 | 0 | 0 | 0 | 0 | 0 | 0 | 0 | 0 | 0 | 0 | 0 | 0 | 12 | 1
NO |  | 55 | 2015 | 1 | 11 | 11 |  |  |  | 0 | 0 | CP | 2.05 | 1.63 | 1 | 954 KCM ACSR | 0 | 0 | 0 | 0 | 0 | 0 | 0 | 0 | 0 | 0 | 0 | 0 | 0 | 0 | 0 | 0 | 0 | 0 | 0 | 0 | 0 | 0 | 0 | 12 | 1
NO |  | 55 | 2015 | 1 | 12 | 12 |  |  |  | 0 | 0 | WH | 40.61 | 0 | 0 | 954 KCM ACSR | 0 | 0 | 0 | 0 | 0 | 0 | 0 | 0 | 0 | 0 | 0 | 0 | 0 | 0 | 0 | 0 | 0 | 0 | 0 | 0 | 0 | 0 | 0 | 12 | 1
NO |  | 55 | 2015 | 1 | 13 | 13 |  | CRAWFORDVILLE | PORT ST. JOE | 230 | 230 | WH | 58.85 | 0 | 1 | 954 KCM ACSR | 0 | 0 | 0 | 0 | 0 | 0 | 0 | 0 | 0 | 0 | 0 | 0 | 0 | 0 | 0 | 0 | 0 | 0 | 0 | 0 | 0 | 0 | 0 | 12 | 1
NO |  | 55 | 2015 | 1 | 14 | 14 |  |  |  | 0 | 0 | SP | 2.65 | 0 | 0 | 954 KCM ACSR | 0 | 0 | 0 | 0 | 0 | 0 | 0 | 0 | 0 | 0 | 0 | 0 | 0 | 0 | 0 | 0 | 0 | 0 | 0 | 0 | 0 | 0 | 0 | 12 | 1
NO |  | 55 | 2015 | 1 | 15 | 15 |  |  |  | 0 | 0 | SH | 0.65 | 0 | 0 | 954 KCM ACSR | 0 | 0 | 0 | 0 | 0 | 0 | 0 | 0 | 0 | 0 | 0 | 0 | 0 | 0 | 0 | 0 | 0 | 0 | 0 | 0 | 0 | 0 | 0 | 12 | 1
NO |  | 55 | 2015 | 1 | 16 | 16 |  | CRYSTAL RIVER EAST | SEVEN SPRINGS | 230 | 230 | ST | 0 | 2.9 | 1 | 1590 KCM ACSR | 0 | 0 | 0 | 0 | 0 | 0 | 0 | 0 | 0 | 0 | 0 | 0 | 0 | 0 | 0 | 0 | 0 | 0 | 0 | 0 | 0 | 0 | 0 | 12 | 1
NO |  | 55 | 2015 | 1 | 17 | 17 |  | DEBARY | ALTAMONTE | 230 | 230 | SP | 3.4 | 8.66 | 1 | 1590 KCM ACSR | 0 | 0 | 0 | 0 | 0 | 0 | 0 | 0 | 0 | 0 | 0 | 0 | 0 | 0 | 0 | 0 | 0 | 0 | 0 | 0 | 0 | 0 | 0 | 12 | 1
NO |  | 55 | 2015 | 1 | 18 | 18 |  |  |  | 0 | 0 | WP | 0.07 | 0 | 1 | 1590 KCM ACSR | 0 | 0 | 0 | 0 | 0 | 0 | 0 | 0 | 0 | 0 | 0 | 0 | 0 | 0 | 0 | 0 | 0 | 0 | 0 | 0 | 0 | 0 | 0 | 12 | 1
NO |  | 55 | 2015 | 1 | 19 | 19 |  |  |  | 0 | 0 | WH | 3.06 | 0 | 0 | 1590 KCM ACSR | 0 | 0 | 0 | 0 | 0 | 0 | 0 | 0 | 0 | 0 | 0 | 0 | 0 | 0 | 0 | 0 | 0 | 0 | 0 | 0 | 0 | 0 | 0 | 12 | 1
NO |  | 55 | 2015 | 1 | 20 | 20 |  |  |  | 0 | 0 | ST | 0.56 | 3.23 | 0 | 1590 KCM ACSR | 0 | 0 | 0 | 0 | 0 | 0 | 0 | 0 | 0 | 0 | 0 | 0 | 0 | 0 | 0 | 0 | 0 | 0 | 0 | 0 | 0 | 0 | 0 | 12 | 1
NO |  | 55 | 2015 | 1 | 21 | 21 |  |  |  | 0 | 0 | CP | 0.49 | 0.32 | 0 | 1590/1431 KCM ACR | 0 | 0 | 0 | 0 | 0 | 0 | 0 | 0 | 0 | 0 | 0 | 0 | 0 | 0 | 0 | 0 | 0 | 0 | 0 | 0 | 0 | 0 | 0 | 12 | 1
NO |  | 55 | 2015 | 1 | 22 | 22 |  | DEBARY | DELAND WEST | 230 | 230 | WH | 7.15 | 0 | 1 | 1590 KCM ACSR | 0 | 0 | 0 | 0 | 0 | 0 | 0 | 0 | 0 | 0 | 0 | 0 | 0 | 0 | 0 | 0 | 0 | 0 | 0 | 0 | 0 | 0 | 0 | 12 | 1
NO |  | 55 | 2015 | 1 | 23 | 23 |  |  |  | 0 | 0 | WP | 1.94 | 0 | 0 | 1590 KCM ACSR | 0 | 0 | 0 | 0 | 0 | 0 | 0 | 0 | 0 | 0 | 0 | 0 | 0 | 0 | 0 | 0 | 0 | 0 | 0 | 0 | 0 | 0 | 0 | 12 | 1
NO |  | 55 | 2015 | 1 | 24 | 24 |  |  |  | 0 | 0 | CP | 1.13 | 0 | 0 | 1590 KCM ACSR | 0 | 0 | 0 | 0 | 0 | 0 | 0 | 0 | 0 | 0 | 0 | 0 | 0 | 0 | 0 | 0 | 0 | 0 | 0 | 0 | 0 | 0 | 0 | 12 | 1
NO |  | 55 | 2015 | 1 | 25 | 25 |  | DEBARY | NORTH LONGWOOD | 230 | 230 | WH | 1.32 | 0 | 1 | 954 KCM ACSR | 0 | 0 | 0 | 0 | 0 | 0 | 0 | 0 | 0 | 0 | 0 | 0 | 0 | 0 | 0 | 0 | 0 | 0 | 0 | 0 | 0 | 0 | 0 | 12 | 1
NO |  | 55 | 2015 | 1 | 26 | 26 |  |  |  | 0 | 0 | CH | 0 | 2.7 | 0 | 954 KCM ACSR | 0 | 0 | 0 | 0 | 0 | 0 | 0 | 0 | 0 | 0 | 0 | 0 | 0 | 0 | 0 | 0 | 0 | 0 | 0 | 0 | 0 | 0 | 0 | 12 | 1
NO |  | 55 | 2015 | 1 | 27 | 27 |  |  |  | 0 | 0 | ST | 3.36 | 0 | 0 | 1590 KCM ACSR | 0 | 0 | 0 | 0 | 0 | 0 | 0 | 0 | 0 | 0 | 0 | 0 | 0 | 0 | 0 | 0 | 0 | 0 | 0 | 0 | 0 | 0 | 0 | 12 | 1
NO |  | 55 | 2015 | 1 | 28 | 28 |  |  |  | 0 | 0 | CP | 0.42 | 0 | 0 | 1431 KCM ACSR | 0 | 0 | 0 | 0 | 0 | 0 | 0 | 0 | 0 | 0 | 0 | 0 | 0 | 0 | 0 | 0 | 0 | 0 | 0 | 0 | 0 | 0 | 0 | 12 | 1
NO |  | 55 | 2015 | 1 | 29 | 29 |  |  |  | 0 | 0 | SP | 9.15 | 0 | 0 | 1590 KCM ACSR | 0 | 0 | 0 | 0 | 0 | 0 | 0 | 0 | 0 | 0 | 0 | 0 | 0 | 0 | 0 | 0 | 0 | 0 | 0 | 0 | 0 | 0 | 0 | 12 | 1
NO |  | 55 | 2015 | 1 | 30 | 30 |  | DEARMAN | SILVER SPRINGS NORTH | 230 | 230 | CP | 4.27 | 0 | 1 | 954 KCM ACSR | 0 | 0 | 0 | 0 | 0 | 0 | 0 | 0 | 0 | 0 | 0 | 0 | 0 | 0 | 0 | 0 | 0 | 0 | 0 | 0 | 0 | 0 | 0 | 12 | 1
NO |  | 55 | 2015 | 1 | 31 | 31 |  |  |  | 0 | 0 | ST | 0 | 1.21 | 0 | 954 KCM ACSR | 0 | 0 | 0 | 0 | 0 | 0 | 0 | 0 | 0 | 0 | 0 | 0 | 0 | 0 | 0 | 0 | 0 | 0 | 0 | 0 | 0 | 0 | 0 | 12 | 1
NO |  | 55 | 2015 | 1 | 32 | 32 |  | DEBARY | WINTER SPRINGS | 230 | 230 | WH | 3.23 | 0 | 1 | 1590 KCM ACSR | 0 | 0 | 0 | 0 | 0 | 0 | 0 | 0 | 0 | 0 | 0 | 0 | 0 | 0 | 0 | 0 | 0 | 0 | 0 | 0 | 0 | 0 | 0 | 12 | 1
NO |  | 55 | 2015 | 1 | 33 | 33 |  |  |  | 0 | 0 | SP | 16.78 | 0 | 0 | 1590 KCM ACSR | 0 | 0 | 0 | 0 | 0 | 0 | 0 | 0 | 0 | 0 | 0 | 0 | 0 | 0 | 0 | 0 | 0 | 0 | 0 | 0 | 0 | 0 | 0 | 12 | 1
NO |  | 55 | 2015 | 1 | 34 | 34 |  |  |  | 0 | 0 | ST | 0.58 | 0 | 0 | 1590 KCM ACSR | 0 | 0 | 0 | 0 | 0 | 0 | 0 | 0 | 0 | 0 | 0 | 0 | 0 | 0 | 0 | 0 | 0 | 0 | 0 | 0 | 0 | 0 | 0 | 12 | 1
NO |  | 55 | 2015 | 1 | 35 | 35 |  | FORT WHITE | SILVER SPRINGS | 230 | 230 | ST | 1.56 | 0 | 1 | 795 KCM ACSR | 0 | 0 | 0 | 0 | 0 | 0 | 0 | 0 | 0 | 0 | 0 | 0 | 0 | 0 | 0 | 0 | 0 | 0 | 0 | 0 | 0 | 0 | 0 | 12 | 1
NO |  | 55 | 2015 | 2 | 1 | 1 |  |  |  | 0 | 0 | CH | 69.85 | 0 | 0 | 795 KCM ACSR | 0 | 0 | 0 | 0 | 0 | 0 | 0 | 0 | 0 | 0 | 0 | 0 | 0 | 0 | 0 | 0 | 0 | 0 | 0 | 0 | 0 | 0 | 0 | 12 | 1
NO |  | 55 | 2015 | 2 | 2 | 2 |  |  |  | 0 | 0 | CP | 3 | 0 | 0 | 954 KCM ACSR | 0 | 0 | 0 | 0 | 0 | 0 | 0 | 0 | 0 | 0 | 0 | 0 | 0 | 0 | 0 | 0 | 0 | 0 | 0 | 0 | 0 | 0 | 0 | 12 | 1
NO |  | 55 | 2015 | 2 | 3 | 3 |  | 40TH ST | PASADENA FSP | 230 | 230 | CP | 0.19 | 0 | 1 | 1590 KCM ACSR | 0 | 0 | 0 | 0 | 0 | 0 | 0 | 0 | 0 | 0 | 0 | 0 | 0 | 0 | 0 | 0 | 0 | 0 | 0 | 0 | 0 | 0 | 0 | 12 | 1
NO |  | 55 | 2015 | 2 | 4 | 4 |  |  |  | 0 | 0 | SP | 4.02 | 0 | 0 | 1590 KCM ACSR | 0 | 0 | 0 | 0 | 0 | 0 | 0 | 0 | 0 | 0 | 0 | 0 | 0 | 0 | 0 | 0 | 0 | 0 | 0 | 0 | 0 | 0 | 0 | 12 | 1
NO |  | 55 | 2015 | 2 | 5 | 5 |  | FORT MEADE | VANDOLAH | 230 | 230 | SP | 1.2 | 0 | 1 | 954 KCM ACSR | 0 | 0 | 0 | 0 | 0 | 0 | 0 | 0 | 0 | 0 | 0 | 0 | 0 | 0 | 0 | 0 | 0 | 0 | 0 | 0 | 0 | 0 | 0 | 12 | 1
NO |  | 55 | 2015 | 2 | 6 | 6 |  |  |  | 0 | 0 | WH | 21.05 | 0 | 0 | 954 KCM ACSR | 0 | 0 | 0 | 0 | 0 | 0 | 0 | 0 | 0 | 0 | 0 | 0 | 0 | 0 | 0 | 0 | 0 | 0 | 0 | 0 | 0 | 0 | 0 | 12 | 1
NO |  | 55 | 2015 | 2 | 7 | 7 |  |  |  | 0 | 0 | CP | 1.8 | 0 | 0 | 954 KCM ACSR | 0 | 0 | 0 | 0 | 0 | 0 | 0 | 0 | 0 | 0 | 0 | 0 | 0 | 0 | 0 | 0 | 0 | 0 | 0 | 0 | 0 | 0 | 0 | 12 | 1
NO |  | 55 | 2015 | 2 | 8 | 8 |  | FORT MEADE | WEST LAKE WALES | 230 | 230 | WH | 17.38 | 0 | 0 | 1081 KCM ACAR | 0 | 0 | 0 | 0 | 0 | 0 | 0 | 0 | 0 | 0 | 0 | 0 | 0 | 0 | 0 | 0 | 0 | 0 | 0 | 0 | 0 | 0 | 0 | 12 | 1
NO |  | 55 | 2015 | 2 | 9 | 9 |  |  |  | 0 | 0 | SP | 2.28 | 0 | 1 | 1622 ACSS/TW | 0 | 0 | 0 | 0 | 0 | 0 | 0 | 0 | 0 | 0 | 0 | 0 | 0 | 0 | 0 | 0 | 0 | 0 | 0 | 0 | 0 | 0 | 0 | 12 | 1
NO |  | 55 | 2015 | 2 | 10 | 10 |  | HINES ENERGY | FORT MEADE | 230 | 230 | SP | 6.41 | 0 | 1 | 954 KCM ACSR | 0 | 0 | 0 | 0 | 0 | 0 | 0 | 0 | 0 | 0 | 0 | 0 | 0 | 0 | 0 | 0 | 0 | 0 | 0 | 0 | 0 | 0 | 0 | 12 | 1
NO |  | 55 | 2015 | 2 | 11 | 11 |  | HINES ENERGY | BARCOLA | 230 | 230 | SP | 3.09 | 0 | 1 | 954 KCM ACSR | 0 | 0 | 0 | 0 | 0 | 0 | 0 | 0 | 0 | 0 | 0 | 0 | 0 | 0 | 0 | 0 | 0 | 0 | 0 | 0 | 0 | 0 | 0 | 12 | 1
NO |  | 55 | 2015 | 2 | 12 | 12 |  | HINES ENERGY | BARCOLA (2ND CIRCUIT) | 230 | 230 | SP | 0 | 3.09 | 1 | 954 KCM ACSR | 0 | 0 | 0 | 0 | 0 | 0 | 0 | 0 | 0 | 0 | 0 | 0 | 0 | 0 | 0 | 0 | 0 | 0 | 0 | 0 | 0 | 0 | 0 | 12 | 1
NO |  | 55 | 2015 | 2 | 13 | 13 |  | HINES ENERGY | TIGER BAY | 230 | 230 | SP | 0.6 | 3.51 | 0 | 954 KCM ACSR | 0 | 0 | 0 | 0 | 0 | 0 | 0 | 0 | 0 | 0 | 0 | 0 | 0 | 0 | 0 | 0 | 0 | 0 | 0 | 0 | 0 | 0 | 0 | 12 | 1
NO |  | 55 | 2015 | 2 | 14 | 14 |  | HINES PLANT | HINES | 230 | 230 | SP | 1.64 | 0 | 0 | 954 KCM ACSR | 0 | 0 | 0 | 0 | 0 | 0 | 0 | 0 | 0 | 0 | 0 | 0 | 0 | 0 | 0 | 0 | 0 | 0 | 0 | 0 | 0 | 0 | 0 | 12 | 1
NO |  | 55 | 2015 | 2 | 15 | 15 |  | HINES | WEST LAKE WALES | 230 | 230 | SP | 20.57 | 0 | 1 | 1622 ACSS/TW | 0 | 0 | 0 | 0 | 0 | 0 | 0 | 0 | 0 | 0 | 0 | 0 | 0 | 0 | 0 | 0 | 0 | 0 | 0 | 0 | 0 | 0 | 0 | 12 | 1
NO |  | 55 | 2015 | 2 | 16 | 16 |  | OLD SUB NORTH | NEW SUB NORTH | 230 | 230 | SP | 0.22 | 0 | 1 | 2335 KCM ACAR | 0 | 0 | 0 | 0 | 0 | 0 | 0 | 0 | 0 | 0 | 0 | 0 | 0 | 0 | 0 | 0 | 0 | 0 | 0 | 0 | 0 | 0 | 0 | 12 | 1
NO |  | 55 | 2015 | 2 | 17 | 17 |  | INTERCESSION CITY | LAKE BRYAN | 230 | 230 | SP | 7.84 | 2.31 | 1 | 1622 ACSS TW | 0 | 0 | 0 | 0 | 0 | 0 | 0 | 0 | 0 | 0 | 0 | 0 | 0 | 0 | 0 | 0 | 0 | 0 | 0 | 0 | 0 | 0 | 0 | 12 | 1
NO |  | 55 | 2015 | 2 | 18 | 18 |  | KATHLEEN | WEST LAKELAND | 230 | 230 | WH | 14.5 | 0 | 1 | 1590 KCM ACSR | 0 | 0 | 0 | 0 | 0 | 0 | 0 | 0 | 0 | 0 | 0 | 0 | 0 | 0 | 0 | 0 | 0 | 0 | 0 | 0 | 0 | 0 | 0 | 12 | 1
NO |  | 55 | 2015 | 2 | 19 | 19 |  |  |  | 0 | 0 | CP | 1.31 | 0 | 0 | 1590 KCM ACSR | 0 | 0 | 0 | 0 | 0 | 0 | 0 | 0 | 0 | 0 | 0 | 0 | 0 | 0 | 0 | 0 | 0 | 0 | 0 | 0 | 0 | 0 | 0 | 12 | 1
NO |  | 55 | 2015 | 2 | 20 | 20 |  | KATHLEEN | ZEPHYRHILLS NORTH | 230 | 230 | WH | 0.83 | 0 | 1 | 1590 KCM ACSR | 0 | 0 | 0 | 0 | 0 | 0 | 0 | 0 | 0 | 0 | 0 | 0 | 0 | 0 | 0 | 0 | 0 | 0 | 0 | 0 | 0 | 0 | 0 | 12 | 1
NO |  | 55 | 2015 | 2 | 21 | 21 |  |  |  | 0 | 0 | CP | 8.7 | 0 | 0 | 1590 KCM ACSR | 0 | 0 | 0 | 0 | 0 | 0 | 0 | 0 | 0 | 0 | 0 | 0 | 0 | 0 | 0 | 0 | 0 | 0 | 0 | 0 | 0 | 0 | 0 | 12 | 1
NO |  | 55 | 2015 | 2 | 22 | 22 |  |  |  | 0 | 0 | WP | 1.35 | 0 | 0 | 1590 KCM ACSR | 0 | 0 | 0 | 0 | 0 | 0 | 0 | 0 | 0 | 0 | 0 | 0 | 0 | 0 | 0 | 0 | 0 | 0 | 0 | 0 | 0 | 0 | 0 | 12 | 1
NO |  | 55 | 2015 | 2 | 23 | 23 |  | LARGO | PASADENA | 230 | 230 | ST | 0 | 1.61 | 1 | 1590 KCM ACSR | 0 | 0 | 0 | 0 | 0 | 0 | 0 | 0 | 0 | 0 | 0 | 0 | 0 | 0 | 0 | 0 | 0 | 0 | 0 | 0 | 0 | 0 | 0 | 12 | 1
NO |  | 55 | 2015 | 2 | 24 | 24 |  |  |  | 0 | 0 | SP | 13.13 | 0 | 0 | 1590 KCM ACSR | 0 | 0 | 0 | 0 | 0 | 0 | 0 | 0 | 0 | 0 | 0 | 0 | 0 | 0 | 0 | 0 | 0 | 0 | 0 | 0 | 0 | 0 | 0 | 12 | 1
NO |  | 55 | 2015 | 2 | 25 | 25 |  | LAKE TARPON | CURLEW | 230 | 230 | ST | 4.32 | 0 | 1 | 1590 KCM ACSR | 0 | 0 | 0 | 0 | 0 | 0 | 0 | 0 | 0 | 0 | 0 | 0 | 0 | 0 | 0 | 0 | 0 | 0 | 0 | 0 | 0 | 0 | 0 | 12 | 1
NO |  | 55 | 2015 | 2 | 26 | 26 |  | LAKE TARPON | HIGGINS | 230 | 230 | CP | 2.57 | 0 | 1 | 1590 KCM ACSR | 0 | 0 | 0 | 0 | 0 | 0 | 0 | 0 | 0 | 0 | 0 | 0 | 0 | 0 | 0 | 0 | 0 | 0 | 0 | 0 | 0 | 0 | 0 | 12 | 1
NO |  | 55 | 2015 | 2 | 27 | 27 |  |  |  | 0 | 0 | SP | 3.02 | 0 | 0 | 1590 KCM ACSR | 0 | 0 | 0 | 0 | 0 | 0 | 0 | 0 | 0 | 0 | 0 | 0 | 0 | 0 | 0 | 0 | 0 | 0 | 0 | 0 | 0 | 0 | 0 | 12 | 1
NO |  | 55 | 2015 | 2 | 28 | 28 |  | LAKE TARPON | LARGO | 230 | 230 | SP | 14.49 | 0 | 1 | 1590 KCM ACSR | 0 | 0 | 0 | 0 | 0 | 0 | 0 | 0 | 0 | 0 | 0 | 0 | 0 | 0 | 0 | 0 | 0 | 0 | 0 | 0 | 0 | 0 | 0 | 12 | 1
NO |  | 55 | 2015 | 2 | 29 | 29 |  |  |  | 0 | 0 | CP | 2.9 | 0 | 0 | 1590 KCM ACSR | 0 | 0 | 0 | 0 | 0 | 0 | 0 | 0 | 0 | 0 | 0 | 0 | 0 | 0 | 0 | 0 | 0 | 0 | 0 | 0 | 0 | 0 | 0 | 12 | 1
NO |  | 55 | 2015 | 2 | 30 | 30 |  | LAKE TARPON | SEVEN SPRINGS | 230 | 230 | ST | 2.9 | 8.9 | 1 | 1590 KCM ACSR | 0 | 0 | 0 | 0 | 0 | 0 | 0 | 0 | 0 | 0 | 0 | 0 | 0 | 0 | 0 | 0 | 0 | 0 | 0 | 0 | 0 | 0 | 0 | 12 | 1
NO |  | 55 | 2015 | 2 | 31 | 31 |  | LAKE TARPON | TECO EXIST | 230 | 230 | ST | 0.68 | 0 | 1 | 1590 KCM ACSR | 0 | 0 | 0 | 0 | 0 | 0 | 0 | 0 | 0 | 0 | 0 | 0 | 0 | 0 | 0 | 0 | 0 | 0 | 0 | 0 | 0 | 0 | 0 | 12 | 1
NO |  | 55 | 2015 | 2 | 32 | 32 |  |  |  | 0 | 0 | SP | 0.81 | 0 | 0 | 1590 KCM ACSR | 0 | 0 | 0 | 0 | 0 | 0 | 0 | 0 | 0 | 0 | 0 | 0 | 0 | 0 | 0 | 0 | 0 | 0 | 0 | 0 | 0 | 0 | 0 | 12 | 1
NO |  | 55 | 2015 | 2 | 33 | 33 |  | NORTHEAST | CURLEW | 230 | 230 | ST | 16.95 | 12.78 | 2 | 1590 KCM ACSR | 0 | 0 | 0 | 0 | 0 | 0 | 0 | 0 | 0 | 0 | 0 | 0 | 0 | 0 | 0 | 0 | 0 | 0 | 0 | 0 | 0 | 0 | 0 | 12 | 1
NO |  | 55 | 2015 | 2 | 34 | 34 |  | NORTHEAST | 40TH ST. | 230 | 230 | SP | 8.41 | 0 | 0 | 1590 KCA ACSR | 0 | 0 | 0 | 0 | 0 | 0 | 0 | 0 | 0 | 0 | 0 | 0 | 0 | 0 | 0 | 0 | 0 | 0 | 0 | 0 | 0 | 0 | 0 | 12 | 1
NO |  | 55 | 2015 | 2 | 35 | 35 |  | NORTH LONGWOOD | PIEDMONT | 230 | 230 | SP | 0.31 | 4.04 | 1 | 954 KCM ACSR | 0 | 0 | 0 | 0 | 0 | 0 | 0 | 0 | 0 | 0 | 0 | 0 | 0 | 0 | 0 | 0 | 0 | 0 | 0 | 0 | 0 | 0 | 0 | 12 | 1
NO |  | 55 | 2015 | 3 | 1 | 1 |  |  |  | 0 | 0 | WH | 6.16 | 0 | 0 | 954 KCM ACSR | 0 | 0 | 0 | 0 | 0 | 0 | 0 | 0 | 0 | 0 | 0 | 0 | 0 | 0 | 0 | 0 | 0 | 0 | 0 | 0 | 0 | 0 | 0 | 12 | 1
NO |  | 55 | 2015 | 3 | 2 | 2 |  | NORTH LONGWOOD | FP&L CO TIE (SANFORD) | 230 | 230 | SP | 4.04 | 0 | 1 | 954 KCM ACSR | 0 | 0 | 0 | 0 | 0 | 0 | 0 | 0 | 0 | 0 | 0 | 0 | 0 | 0 | 0 | 0 | 0 | 0 | 0 | 0 | 0 | 0 | 0 | 12 | 1
NO |  | 55 | 2015 | 3 | 3 | 3 |  |  |  | 0 | 0 | WH | 2.77 | 0 | 0 | 954 KCM ACSR | 0 | 0 | 0 | 0 | 0 | 0 | 0 | 0 | 0 | 0 | 0 | 0 | 0 | 0 | 0 | 0 | 0 | 0 | 0 | 0 | 0 | 0 | 0 | 12 | 1
NO |  | 55 | 2015 | 3 | 4 | 4 |  | NORTH LONGWOOD | RIO PINAR | 230 | 230 | SP | 0.58 | 3.94 | 1 | 1590 KCM ACSR | 0 | 0 | 0 | 0 | 0 | 0 | 0 | 0 | 0 | 0 | 0 | 0 | 0 | 0 | 0 | 0 | 0 | 0 | 0 | 0 | 0 | 0 | 0 | 12 | 1
NO |  | 55 | 2015 | 3 | 5 | 5 |  |  |  | 0 | 0 | CP | 0.21 | 0 | 0 | 954 KCM ACSR | 0 | 0 | 0 | 0 | 0 | 0 | 0 | 0 | 0 | 0 | 0 | 0 | 0 | 0 | 0 | 0 | 0 | 0 | 0 | 0 | 0 | 0 | 0 | 12 | 1
NO |  | 55 | 2015 | 3 | 6 | 6 |  |  |  | 0 | 0 | AT | 10.91 | 0 | 0 | 954 KCM ACSR | 0 | 0 | 0 | 0 | 0 | 0 | 0 | 0 | 0 | 0 | 0 | 0 | 0 | 0 | 0 | 0 | 0 | 0 | 0 | 0 | 0 | 0 | 0 | 12 | 1
NO |  | 55 | 2015 | 3 | 7 | 7 |  | NEWBERRY | WILCOX | 230 | 230 | SP | 19.33 | 0 | 1 | 1590 KCM ACSR | 0 | 0 | 0 | 0 | 0 | 0 | 0 | 0 | 0 | 0 | 0 | 0 | 0 | 0 | 0 | 0 | 0 | 0 | 0 | 0 | 0 | 0 | 0 | 12 | 1
NO |  | 55 | 2015 | 3 | 8 | 8 |  | NORTHEAST PINELLAS | RESOURCE RECOVERY FL | 230 | 230 | CP | 1.9 | 0 | 1 | 954 KCM ACSR | 0 | 0 | 0 | 0 | 0 | 0 | 0 | 0 | 0 | 0 | 0 | 0 | 0 | 0 | 0 | 0 | 0 | 0 | 0 | 0 | 0 | 0 | 0 | 12 | 1
NO |  | 55 | 2015 | 3 | 9 | 9 |  | PIEDMONT | SORRENTO | 230 | 230 | SP | 4.24 | 0 | 1 | 1590 KCM ACSR | 0 | 0 | 0 | 0 | 0 | 0 | 0 | 0 | 0 | 0 | 0 | 0 | 0 | 0 | 0 | 0 | 0 | 0 | 0 | 0 | 0 | 0 | 0 | 12 | 1
NO |  | 55 | 2015 | 3 | 10 | 10 |  |  |  | 0 | 0 | CP | 6.45 | 0 | 0 | 1590 KCM ACSR | 0 | 0 | 0 | 0 | 0 | 0 | 0 | 0 | 0 | 0 | 0 | 0 | 0 | 0 | 0 | 0 | 0 | 0 | 0 | 0 | 0 | 0 | 0 | 12 | 1
NO |  | 55 | 2015 | 3 | 11 | 11 |  |  |  | 0 | 0 | WH | 4.79 | 0 | 0 | 1590 KCM ACSR | 0 | 0 | 0 | 0 | 0 | 0 | 0 | 0 | 0 | 0 | 0 | 0 | 0 | 0 | 0 | 0 | 0 | 0 | 0 | 0 | 0 | 0 | 0 | 12 | 1
NO |  | 55 | 2015 | 3 | 12 | 12 |  | PIEDMONT | WOODSMERE | 230 | 230 | WH | 6.72 | 0 | 1 | 954 KCM ACSR | 0 | 0 | 0 | 0 | 0 | 0 | 0 | 0 | 0 | 0 | 0 | 0 | 0 | 0 | 0 | 0 | 0 | 0 | 0 | 0 | 0 | 0 | 0 | 12 | 1
NO |  | 55 | 2015 | 3 | 13 | 13 |  | PORT ST. JOE | GULF POWER | 230 | 230 | ST | 33.99 | 0 | 1 | 795 KCM ACSR | 0 | 0 | 0 | 0 | 0 | 0 | 0 | 0 | 0 | 0 | 0 | 0 | 0 | 0 | 0 | 0 | 0 | 0 | 0 | 0 | 0 | 0 | 0 | 12 | 1
NO |  | 55 | 2015 | 3 | 14 | 14 |  | RIO PINAR | OUC TIE | 230 | 230 | SP | 0.52 | 0 | 1 | 954 KCM ACSR | 0 | 0 | 0 | 0 | 0 | 0 | 0 | 0 | 0 | 0 | 0 | 0 | 0 | 0 | 0 | 0 | 0 | 0 | 0 | 0 | 0 | 0 | 0 | 12 | 1
NO |  | 55 | 2015 | 3 | 15 | 15 |  |  |  | 0 | 0 | CP | 0.1 | 0 | 1 | 1622 KCM ACSS TW | 0 | 0 | 0 | 0 | 0 | 0 | 0 | 0 | 0 | 0 | 0 | 0 | 0 | 0 | 0 | 0 | 0 | 0 | 0 | 0 | 0 | 0 | 0 | 12 | 1
NO |  | 55 | 2015 | 3 | 16 | 16 |  |  |  | 0 | 0 | AT | 2.08 | 0 | 0 | 954 KCM ACSR | 0 | 0 | 0 | 0 | 0 | 0 | 0 | 0 | 0 | 0 | 0 | 0 | 0 | 0 | 0 | 0 | 0 | 0 | 0 | 0 | 0 | 0 | 0 | 12 | 1
NO |  | 55 | 2015 | 3 | 17 | 17 |  | SILVER SPRINGS | DELAND WEST | 230 | 230 | SL | 39.93 | 0 | 1 | 1590 KCM ACSR | 0 | 0 | 0 | 0 | 0 | 0 | 0 | 0 | 0 | 0 | 0 | 0 | 0 | 0 | 0 | 0 | 0 | 0 | 0 | 0 | 0 | 0 | 0 | 12 | 1
NO |  | 55 | 2015 | 3 | 18 | 18 |  |  |  | 0 | 0 | ST | 0 | 4.73 | 1 | 1590 KCM ACSR | 0 | 0 | 0 | 0 | 0 | 0 | 0 | 0 | 0 | 0 | 0 | 0 | 0 | 0 | 0 | 0 | 0 | 0 | 0 | 0 | 0 | 0 | 0 | 12 | 1
NO |  | 55 | 2015 | 3 | 19 | 19 |  |  |  | 0 | 0 | SH | 0.92 | 0 | 0 | 1590 KCM ACSR | 0 | 0 | 0 | 0 | 0 | 0 | 0 | 0 | 0 | 0 | 0 | 0 | 0 | 0 | 0 | 0 | 0 | 0 | 0 | 0 | 0 | 0 | 0 | 12 | 1
NO |  | 55 | 2015 | 3 | 20 | 20 |  |  |  | 0 | 0 | SP | 1.57 | 0 | 0 | 1590 KCM ACSR | 0 | 0 | 0 | 0 | 0 | 0 | 0 | 0 | 0 | 0 | 0 | 0 | 0 | 0 | 0 | 0 | 0 | 0 | 0 | 0 | 0 | 0 | 0 | 12 | 1
NO |  | 55 | 2015 | 3 | 21 | 21 |  | SUWANNEE RIVER PLANT | FORT WHITE | 230 | 230 | ST | 38.08 | 0 | 1 | 954 KCM ACSR | 0 | 0 | 0 | 0 | 0 | 0 | 0 | 0 | 0 | 0 | 0 | 0 | 0 | 0 | 0 | 0 | 0 | 0 | 0 | 0 | 0 | 0 | 0 | 12 | 1
NO |  | 55 | 2015 | 3 | 22 | 22 |  | SKY LAKE | OUC TIE | 230 | 230 | CP | 2.4 | 0 | 1 | 954 KCM ACSR | 0 | 0 | 0 | 0 | 0 | 0 | 0 | 0 | 0 | 0 | 0 | 0 | 0 | 0 | 0 | 0 | 0 | 0 | 0 | 0 | 0 | 0 | 0 | 12 | 1
NO |  | 55 | 2015 | 3 | 23 | 23 |  |  |  | 0 | 0 | WP | 2.22 | 0 | 0 | 954 KCM ACSR | 0 | 0 | 0 | 0 | 0 | 0 | 0 | 0 | 0 | 0 | 0 | 0 | 0 | 0 | 0 | 0 | 0 | 0 | 0 | 0 | 0 | 0 | 0 | 12 | 1
NO |  | 55 | 2015 | 3 | 24 | 24 |  | SUWANNEE | PERRY | 230 | 230 | ST | 28.61 | 0 | 1 | 795 KCM ACSR | 0 | 0 | 0 | 0 | 0 | 0 | 0 | 0 | 0 | 0 | 0 | 0 | 0 | 0 | 0 | 0 | 0 | 0 | 0 | 0 | 0 | 0 | 0 | 12 | 1
NO |  | 55 | 2015 | 3 | 25 | 25 |  | SUWANNEE PEAKERS | SUWANNEE | 230 | 230 | WH | 0.63 | 0 | 1 | 795 KCM ACSR | 0 | 0 | 0 | 0 | 0 | 0 | 0 | 0 | 0 | 0 | 0 | 0 | 0 | 0 | 0 | 0 | 0 | 0 | 0 | 0 | 0 | 0 | 0 | 12 | 1
NO |  | 55 | 2015 | 3 | 26 | 26 |  | SUWANNEE | GEORGIA GPC TIE | 230 | 230 | ST | 18.36 | 0 | 1 | 954 KCM ACSR | 0 | 0 | 0 | 0 | 0 | 0 | 0 | 0 | 0 | 0 | 0 | 0 | 0 | 0 | 0 | 0 | 0 | 0 | 0 | 0 | 0 | 0 | 0 | 12 | 1
NO |  | 55 | 2015 | 3 | 27 | 27 |  | TIGER BAY | FORT MEADE 2 | 230 | 230 | SP | 0.44 | 1.78 | 1 | 954 KCM ACSR | 0 | 0 | 0 | 0 | 0 | 0 | 0 | 0 | 0 | 0 | 0 | 0 | 0 | 0 | 0 | 0 | 0 | 0 | 0 | 0 | 0 | 0 | 0 | 12 | 1
NO |  | 55 | 2015 | 3 | 28 | 28 |  | ULMERTON | LARGO | 230 | 230 | ST | 5.05 | 0 | 1 | 1590 KCM ACSR | 0 | 0 | 0 | 0 | 0 | 0 | 0 | 0 | 0 | 0 | 0 | 0 | 0 | 0 | 0 | 0 | 0 | 0 | 0 | 0 | 0 | 0 | 0 | 12 | 1
NO |  | 55 | 2015 | 3 | 29 | 29 |  | VANDOLAH | SEMINOLE | 230 | 230 | SP | 0.03 | 0 | 1 | 954 ACSS TW | 0 | 0 | 0 | 0 | 0 | 0 | 0 | 0 | 0 | 0 | 0 | 0 | 0 | 0 | 0 | 0 | 0 | 0 | 0 | 0 | 0 | 0 | 0 | 12 | 1
NO |  | 55 | 2015 | 3 | 30 | 30 |  | VANDOLAH | WHIDDEN | 230 | 230 | SP | 14.4 | 0 | 1 | 1622 ACSS TW | 0 | 0 | 0 | 0 | 0 | 0 | 0 | 0 | 0 | 0 | 0 | 0 | 0 | 0 | 0 | 0 | 0 | 0 | 0 | 0 | 0 | 0 | 0 | 12 | 1
NO |  | 55 | 2015 | 3 | 31 | 31 |  | WINDERMERE | INTERCESSION CITY | 230 | 230 | SP | 6.68 | 15.16 | 1 | 954 KCM ACSR | 0 | 0 | 0 | 0 | 0 | 0 | 0 | 0 | 0 | 0 | 0 | 0 | 0 | 0 | 0 | 0 | 0 | 0 | 0 | 0 | 0 | 0 | 0 | 12 | 1
NO |  | 55 | 2015 | 3 | 32 | 32 |  | WINDERMERE | WOODSMERE | 230 | 230 | WH | 4.68 | 0 | 1 | 1590 KCM ACSR | 0 | 0 | 0 | 0 | 0 | 0 | 0 | 0 | 0 | 0 | 0 | 0 | 0 | 0 | 0 | 0 | 0 | 0 | 0 | 0 | 0 | 0 | 0 | 12 | 1
NO |  | 55 | 2015 | 3 | 33 | 33 |  |  |  | 0 | 0 | ST | 1.82 | 0 | 0 | 1590 KCM ACSR | 0 | 0 | 0 | 0 | 0 | 0 | 0 | 0 | 0 | 0 | 0 | 0 | 0 | 0 | 0 | 0 | 0 | 0 | 0 | 0 | 0 | 0 | 0 | 12 | 1
NO |  | 55 | 2015 | 3 | 34 | 34 |  | WEST LAKE WALES | FP&L TIE | 230 | 230 | AT | 40.31 | 0 | 1 | 954 KCM ACSR | 0 | 0 | 0 | 0 | 0 | 0 | 0 | 0 | 0 | 0 | 0 | 0 | 0 | 0 | 0 | 0 | 0 | 0 | 0 | 0 | 0 | 0 | 0 | 12 | 1
NO |  | 55 | 2015 | 3 | 35 | 35 |  |  |  | 0 | 0 | SH | 18.17 | 0 | 1 | 795 KCM ACSS/TW | 0 | 0 | 0 | 0 | 0 | 0 | 0 | 0 | 0 | 0 | 0 | 0 | 0 | 0 | 0 | 0 | 0 | 0 | 0 | 0 | 0 | 0 | 0 | 12 | 1
NO |  | 55 | 2015 | 4 | 1 | 1 |  | WEST LAKE WALES | TECO TIE | 230 | 230 | AT | 2.29 | 0 | 1 | 954 KCM ACSR | 0 | 0 | 0 | 0 | 0 | 0 | 0 | 0 | 0 | 0 | 0 | 0 | 0 | 0 | 0 | 0 | 0 | 0 | 0 | 0 | 0 | 0 | 0 | 12 | 1
NO |  | 55 | 2015 | 4 | 2 | 2 |  | WINDERMERE | OUC TIE | 230 | 230 | WH | 1.31 | 0 | 1 | 954 KCM ACSR | 0 | 0 | 0 | 0 | 0 | 0 | 0 | 0 | 0 | 0 | 0 | 0 | 0 | 0 | 0 | 0 | 0 | 0 | 0 | 0 | 0 | 0 | 0 | 12 | 1
NO |  | 55 | 2015 | 4 | 3 | 3 |  | INTERCESSION CITY | GIFFORD | 230 | 230 | SP | 12.35 | 0 | 4 | 2627 ACCS/TW | 0 | 0 | 0 | 0 | 0 | 0 | 0 | 0 | 0 | 0 | 0 | 0 | 0 | 0 | 0 | 0 | 0 | 0 | 0 | 0 | 0 | 0 | 0 | 12 | 1
NO |  | 55 | 2015 | 4 | 4 | 4 |  | HOLOPAW | RELIANT ENERGY 1 | 230 | 230 | SP | 0.03 | 0 | 1 | 954 KCM ACSR | 0 | 0 | 0 | 0 | 0 | 0 | 0 | 0 | 0 | 0 | 0 | 0 | 0 | 0 | 0 | 0 | 0 | 0 | 0 | 0 | 0 | 0 | 0 | 12 | 1
NO |  | 55 | 2015 | 4 | 5 | 5 |  | HOLOPAW | RELIANT ENERGY 2 | 230 | 230 | SP | 0.05 | 0 | 1 | 954 KCM ACSR | 0 | 0 | 0 | 0 | 0 | 0 | 0 | 0 | 0 | 0 | 0 | 0 | 0 | 0 | 0 | 0 | 0 | 0 | 0 | 0 | 0 | 0 | 0 | 12 | 1
NO |  | 55 | 2015 | 4 | 6 | 6 |  | RIO PINAR | OUC (STANTON) 2nd | 230 | 230 | CP | 2.82 | 0 | 1 | 1272ACSS/TW | 0 | 0 | 0 | 0 | 0 | 0 | 0 | 0 | 0 | 0 | 0 | 0 | 0 | 0 | 0 | 0 | 0 | 0 | 0 | 0 | 0 | 0 | 0 | 12 | 1
NO |  | 55 | 2015 | 4 | 7 | 7 |  | KATHLEEN | KATHLEEN | 230 | 230 | CP | 0.14 | 0 | 1 | 2627 ACSS/TW | 0 | 0 | 0 | 0 | 0 | 0 | 0 | 0 | 0 | 0 | 0 | 0 | 0 | 0 | 0 | 0 | 0 | 0 | 0 | 0 | 0 | 0 | 0 | 12 | 1
NO |  | 55 | 2015 | 4 | 8 | 8 |  | LAKE BRYAN | WINDERMERE | 230 | 230 | SP | 9.76 | 0 | 2 | 1622 ACSS/TW | 0 | 0 | 0 | 0 | 0 | 0 | 0 | 0 | 0 | 0 | 0 | 0 | 0 | 0 | 0 | 0 | 0 | 0 | 0 | 0 | 0 | 0 | 0 | 12 | 1
NO |  | 55 | 2015 | 4 | 9 | 9 |  | STANTON PLANT (OUC) | BITHLO TIE | 230 | 230 | SP | 5.9 | 0 | 1 | 1622 ACSS/TW | 0 | 0 | 0 | 0 | 0 | 0 | 0 | 0 | 0 | 0 | 0 | 0 | 0 | 0 | 0 | 0 | 0 | 0 | 0 | 0 | 0 | 0 | 0 | 12 | 1
NO |  | 55 | 2015 | 4 | 10 | 10 |  | NORTHEAST | NORTHEAST (SUBST BUS) | 230 | 230 | SP | 0.17 | 0 | 1 | 1590 ACSR | 0 | 0 | 0 | 0 | 0 | 0 | 0 | 0 | 0 | 0 | 0 | 0 | 0 | 0 | 0 | 0 | 0 | 0 | 0 | 0 | 0 | 0 | 0 | 12 | 1
NO |  | 55 | 2015 | 4 | 11 | 11 |  | NORTHEAST | 32nd (DISSTON) | 230 | 230 | SP | 2.71 | 3.75 | 1 | 954 KCM ACSR | 0 | 0 | 0 | 0 | 0 | 0 | 0 | 0 | 0 | 0 | 0 | 0 | 0 | 0 | 0 | 0 | 0 | 0 | 0 | 0 | 0 | 0 | 0 | 12 | 1
NO |  | 55 | 2015 | 4 | 12 | 12 |  | DUNDEE | WEST LK WALES (DWL1) | 230 | 230 | SP | 9.79 | 0 | 1 | 2627 ACSS/TW | 0 | 0 | 0 | 0 | 0 | 0 | 0 | 0 | 0 | 0 | 0 | 0 | 0 | 0 | 0 | 0 | 0 | 0 | 0 | 0 | 0 | 0 | 0 | 12 | 1
NO |  | 55 | 2015 | 4 | 13 | 13 |  | HINES | WEST LK WALES CIR 2 | 230 | 230 | SP | 0.76 | 20.26 | 1 | 1622 ACCS/TW | 0 | 0 | 0 | 0 | 0 | 0 | 0 | 0 | 0 | 0 | 0 | 0 | 0 | 0 | 0 | 0 | 0 | 0 | 0 | 0 | 0 | 0 | 0 | 12 | 1
NO |  | 55 | 2015 | 4 | 14 | 14 |  | AVALON | GIFFORD | 230 | 230 | SP | 7.2 | 0 | 1 | 2627 ACSS/TW | 0 | 0 | 0 | 0 | 0 | 0 | 0 | 0 | 0 | 0 | 0 | 0 | 0 | 0 | 0 | 0 | 0 | 0 | 0 | 0 | 0 | 0 | 0 | 12 | 1
NO |  | 55 | 2015 | 4 | 15 | 15 |  | INTERCESSION CITY | DUNDEE (ICD1) | 230 | 230 | SP | 20.26 | 0 | 1 | 2627 ACSS/TW/HS | 0 | 0 | 0 | 0 | 0 | 0 | 0 | 0 | 0 | 0 | 0 | 0 | 0 | 0 | 0 | 0 | 0 | 0 | 0 | 0 | 0 | 0 | 0 | 12 | 1
NO |  | 55 | 2015 | 4 | 16 | 16 |  | KATHLEEN | ZEPHYRHILLS NORTH #2 | 230 | 230 | CP | 12.7 | 0 | 1 | 1622 ACSS/TW | 0 | 0 | 0 | 0 | 0 | 0 | 0 | 0 | 0 | 0 | 0 | 0 | 0 | 0 | 0 | 0 | 0 | 0 | 0 | 0 | 0 | 0 | 0 | 12 | 1
NO |  | 55 | 2015 | 4 | 17 | 17 |  | DUNDEE | WEST LK WALES (DWL2) | 230 | 230 | SP | 0.63 | 9.1 | 1 | 2627 ACSS/TW | 0 | 0 | 0 | 0 | 0 | 0 | 0 | 0 | 0 | 0 | 0 | 0 | 0 | 0 | 0 | 0 | 0 | 0 | 0 | 0 | 0 | 0 | 0 | 12 | 1
NO |  | 55 | 2015 | 4 | 18 | 18 |  | INTERCESSION CITY | DUNDEE 2nd CIR (ICD2) | 230 | 230 | SP | 1.48 | 19.89 | 1 | 2627 ACSS/TW | 0 | 0 | 0 | 0 | 0 | 0 | 0 | 0 | 0 | 0 | 0 | 0 | 0 | 0 | 0 | 0 | 0 | 0 | 0 | 0 | 0 | 0 | 0 | 12 | 1
NO |  | 55 | 2015 | 4 | 19 | 19 |  | SANFORD (FP&L) | BITHLO | 230 | 230 | CP | 0.01 | 0 | 1 | 954 KCM ACSR | 0 | 0 | 0 | 0 | 0 | 0 | 0 | 0 | 0 | 0 | 0 | 0 | 0 | 0 | 0 | 0 | 0 | 0 | 0 | 0 | 0 | 0 | 0 | 12 | 1
NO |  | 55 | 2015 | 4 | 20 | 20 |  | HOLDER | HOLDER STRING BUS | 230 | 230 | CP | 0.07 | 0 | 1 | 2627 ACSS/TW | 0 | 0 | 0 | 0 | 0 | 0 | 0 | 0 | 0 | 0 | 0 | 0 | 0 | 0 | 0 | 0 | 0 | 0 | 0 | 0 | 0 | 0 | 0 | 12 | 1
NO |  | 55 | 2015 | 4 | 21 | 21 |  | AVON PARK | FORT MEADE #2 | 230 | 230 | SP | 0.14 | 0 | 1 | 1622 KCM ACSS/TW | 0 | 0 | 0 | 0 | 0 | 0 | 0 | 0 | 0 | 0 | 0 | 0 | 0 | 0 | 0 | 0 | 0 | 0 | 0 | 0 | 0 | 0 | 0 | 12 | 1
NO |  | 55 | 2015 | 4 | 22 | 22 |  |  |  | 0 | 0 | ST | 18.43 | 7.59 | 1 | 1227 KCM ACSS TW | 0 | 0 | 0 | 0 | 0 | 0 | 0 | 0 | 0 | 0 | 0 | 0 | 0 | 0 | 0 | 0 | 0 | 0 | 0 | 0 | 0 | 0 | 0 | 12 | 1
NO |  | 55 | 2015 | 4 | 23 | 23 |  | CENTRAL FLORIDA | CENTRAL FLORIDA | 230 | 230 | SP | 0.28 | 0 | 1 | 2627 KCM ACSS/TW | 0 | 0 | 0 | 0 | 0 | 0 | 0 | 0 | 0 | 0 | 0 | 0 | 0 | 0 | 0 | 0 | 0 | 0 | 0 | 0 | 0 | 0 | 0 | 12 | 1
NO |  | 55 | 2015 | 4 | 24 | 24 |  | HUDSON | SHADEY HILLS | 230 | 230 | CH | 0.18 | 0 | 1 | 795 KCM ACSS/TW | 0 | 0 | 0 | 0 | 0 | 0 | 0 | 0 | 0 | 0 | 0 | 0 | 0 | 0 | 0 | 0 | 0 | 0 | 0 | 0 | 0 | 0 | 0 | 12 | 1
NO |  | 55 | 2015 | 4 | 25 | 25 |  | BITHLO | FP&L POINSETT | 230 | 230 | SP | 0.01 | 0 | 1 | 1431 ACSR/AW | 0 | 0 | 0 | 0 | 0 | 0 | 0 | 0 | 0 | 0 | 0 | 0 | 0 | 0 | 0 | 0 | 0 | 0 | 0 | 0 | 0 | 0 | 0 | 12 | 1
NO |  | 55 | 2015 | 4 | 26 | 26 |  | TIGER BAY | GENERAL PEAT | 230 | 230 | SP | 0.2 | 0 | 1 | 954 KCM ACSR | 0 | 0 | 0 | 0 | 0 | 0 | 0 | 0 | 0 | 0 | 0 | 0 | 0 | 0 | 0 | 0 | 0 | 0 | 0 | 0 | 0 | 0 | 0 | 12 | 1
NO |  | 55 | 2015 | 4 | 27 | 27 |  |  |  | 0 | 0 | CP | 0.1 | 0 | 1 | 954 KCM ACSR | 0 | 0 | 0 | 0 | 0 | 0 | 0 | 0 | 0 | 0 | 0 | 0 | 0 | 0 | 0 | 0 | 0 | 0 | 0 | 0 | 0 | 0 | 0 | 12 | 1
NO |  | 55 | 2015 | 4 | 28 | 28 |  | TIGER BAY | GENERAL PEAT #2 | 230 | 230 | SP | 0.18 | 0 | 1 | 954 KCM ACSR | 0 | 0 | 0 | 0 | 0 | 0 | 0 | 0 | 0 | 0 | 0 | 0 | 0 | 0 | 0 | 0 | 0 | 0 | 0 | 0 | 0 | 0 | 0 | 12 | 1
NO |  | 55 | 2015 | 4 | 29 | 29 |  |  |  | 0 | 0 | CP | 0.1 | 0 | 1 | 954 KCM ACSR | 0 | 0 | 0 | 0 | 0 | 0 | 0 | 0 | 0 | 0 | 0 | 0 | 0 | 0 | 0 | 0 | 0 | 0 | 0 | 0 | 0 | 0 | 0 | 12 | 1
NO |  | 55 | 2015 | 4 | 30 | 30 |  | VANDOLAH | FP&L CHARLOTTE | 230 | 230 | SP | 0.03 | 0 | 1 | 954 KCM ACSS/TW | 0 | 0 | 0 | 0 | 0 | 0 | 0 | 0 | 0 | 0 | 0 | 0 | 0 | 0 | 0 | 0 | 0 | 0 | 0 | 0 | 0 | 0 | 0 | 12 | 1
NO |  | 55 | 2015 | 4 | 31 | 31 |  | VANDOLAH | VANDOLAH | 230 | 230 | SP | 0.09 | 0 | 1 | 954 KCM ACSS/TW | 0 | 0 | 0 | 0 | 0 | 0 | 0 | 0 | 0 | 0 | 0 | 0 | 0 | 0 | 0 | 0 | 0 | 0 | 0 | 0 | 0 | 0 | 0 | 12 | 1
NO |  | 55 | 2015 | 4 | 32 | 32 |  | VANDOLAH | SEMINOLE #2 | 230 | 230 | SP | 0.03 | 0 | 1 | 954 KCM ACSS/TW | 0 | 0 | 0 | 0 | 0 | 0 | 0 | 0 | 0 | 0 | 0 | 0 | 0 | 0 | 0 | 0 | 0 | 0 | 0 | 0 | 0 | 0 | 0 | 12 | 1
NO |  | 55 | 2015 | 4 | 34 | 34 |  | Tot. 230KV Lines |  | 0 | 0 |  | 0 | 0 | 0 |  | 40983150 | 617953470 | 658936620 | 0 | 0 | 0 | 0 | 0 | 0 | 0 | 0 | 0 | 0 | 0 | 0 | 0 | 0 | 0 | 0 | 0 | 0 | 0 | 0 | 12 | 1
SI/NO | A | 55 | 2015 | 5 | 1 | 1 |  | OTHER TRANS. LINES | 69KV | 0 | 0 |  | 2104.57 | 202.34 | 0 |  | 45860404 | 678696055 | 724556459 | 0 | 0 | 0 | 13185928.6046 | 0 | 0 | 0 | 0 | 0 | 0 | 0 | 0 | 0 | 0 | 0 | 0 | 0 | 0 | 0 | 0 | 12 | 1
SI/NO | A | 55 | 2015 | 5 | 2 | 2 |  | OTHER TRANS. LINES | 115KV | 0 | 0 |  | 779.24 | 209.5 | 0 |  | 9046954 | 279419362 | 288466316 | 0 | 0 | 0 | 5249689.2414 | 0 | 0 | 0 | 0 | 0 | 0 | 0 | 0 | 0 | 0 | 0 | 0 | 0 | 0 | 0 | 0 | 12 | 1
NO |  | 55 | 2015 | 5 | 4 | 4 |  | Expenses (columns M & N) |  | 0 | 0 |  | 0 | 0 | 0 |  | 0 | 0 | 0 | 300525 | 11253909 | 0 | 11554434 | 0 | 0 | 0 | 0 | 0 | 0 | 0 | 0 | 0 | 0 | 0 | 0 | 0 | 0 | 0 | 0 | 12 | 1
NO |  | 56 | 2015 | 0 | 1 | 1 |  | ANDYTOWN | CORBETT | 500 | 500 | H | 52.46 | 0 | 1 | 3-1127 AAAC | 0 | 0 | 0 | 0 | 0 | 0 | 0 | 0 | 0 | 0 | 0 | 0 | 0 | 0 | 0 | 0 | 0 | 0 | 0 | 0 | 0 | 0 | 0 | 12 | 1
NO |  | 56 | 2015 | 0 | 2 | 2 |  | ANDYTOWN | LEVEE 1 | 500 | 500 | H | 15.69 | 0 | 1 | 3-1272 ACSR AZ | 0 | 0 | 0 | 0 | 0 | 0 | 0 | 0 | 0 | 0 | 0 | 0 | 0 | 0 | 0 | 0 | 0 | 0 | 0 | 0 | 0 | 0 | 0 | 12 | 1
NO |  | 56 | 2015 | 0 | 3 | 3 |  | ANDYTOWN | LEVEE 2 | 500 | 500 | H | 15.62 | 0 | 1 | 3-1272 ACSR AW | 0 | 0 | 0 | 0 | 0 | 0 | 0 | 0 | 0 | 0 | 0 | 0 | 0 | 0 | 0 | 0 | 0 | 0 | 0 | 0 | 0 | 0 | 0 | 12 | 1
NO |  | 56 | 2015 | 0 | 4 | 4 |  | ANDYTOWN | MARTIN | 500 | 500 | H | 81.84 | 0 | 1 | 3-1127 AAAC | 0 | 0 | 0 | 0 | 0 | 0 | 0 | 0 | 0 | 0 | 0 | 0 | 0 | 0 | 0 | 0 | 0 | 0 | 0 | 0 | 0 | 0 | 0 | 12 | 1
NO |  | 56 | 2015 | 0 | 5 | 5 |  | ANDYTOWN | MARTIN | 500 | 500 | H | 2.11 | 0 | 1 | 3-1272 ACSR AW | 0 | 0 | 0 | 0 | 0 | 0 | 0 | 0 | 0 | 0 | 0 | 0 | 0 | 0 | 0 | 0 | 0 | 0 | 0 | 0 | 0 | 0 | 0 | 12 | 1
NO |  | 56 | 2015 | 0 | 6 | 6 |  | ANDYTOWN | ORANGE RIVER | 500 | 500 | H | 106.73 | 0 | 1 | 3-1127 AAAC | 0 | 0 | 0 | 0 | 0 | 0 | 0 | 0 | 0 | 0 | 0 | 0 | 0 | 0 | 0 | 0 | 0 | 0 | 0 | 0 | 0 | 0 | 0 | 12 | 1
NO |  | 56 | 2015 | 0 | 7 | 7 |  | CONSERVATION | CORBETT | 500 | 500 | H | 56.75 | 0 | 1 | 3-1435 AAAC | 0 | 0 | 0 | 0 | 0 | 0 | 0 | 0 | 0 | 0 | 0 | 0 | 0 | 0 | 0 | 0 | 0 | 0 | 0 | 0 | 0 | 0 | 0 | 12 | 1
NO |  | 56 | 2015 | 0 | 8 | 8 |  | CORBETT | MARTIN 1 | 500 | 500 | H | 0.99 | 0 | 1 | 3-1127 AAAC | 0 | 0 | 0 | 0 | 0 | 0 | 0 | 0 | 0 | 0 | 0 | 0 | 0 | 0 | 0 | 0 | 0 | 0 | 0 | 0 | 0 | 0 | 0 | 12 | 1
NO |  | 56 | 2015 | 0 | 9 | 9 |  | CORBETT | MARTIN 1 | 500 | 500 | H | 34.48 | 0 | 1 | 3-1272 ACSR AW | 0 | 0 | 0 | 0 | 0 | 0 | 0 | 0 | 0 | 0 | 0 | 0 | 0 | 0 | 0 | 0 | 0 | 0 | 0 | 0 | 0 | 0 | 0 | 12 | 1
NO |  | 56 | 2015 | 0 | 10 | 10 |  | CORBETT | MARTIN 2 | 500 | 500 | H | 30.22 | 0 | 1 | 3-1127 AAAC | 0 | 0 | 0 | 0 | 0 | 0 | 0 | 0 | 0 | 0 | 0 | 0 | 0 | 0 | 0 | 0 | 0 | 0 | 0 | 0 | 0 | 0 | 0 | 12 | 1
NO |  | 56 | 2015 | 0 | 11 | 11 |  | CORBETT | MARTIN 2 | 500 | 500 | H | 1.3 | 0 | 1 | 3-1272 ACSR AW | 0 | 0 | 0 | 0 | 0 | 0 | 0 | 0 | 0 | 0 | 0 | 0 | 0 | 0 | 0 | 0 | 0 | 0 | 0 | 0 | 0 | 0 | 0 | 12 | 1
NO |  | 56 | 2015 | 0 | 12 | 12 |  | CORBETT | MIDWAY | 500 | 500 | H | 56.56 | 0 | 1 | 3-1272 ACSR AW | 0 | 0 | 0 | 0 | 0 | 0 | 0 | 0 | 0 | 0 | 0 | 0 | 0 | 0 | 0 | 0 | 0 | 0 | 0 | 0 | 0 | 0 | 0 | 12 | 1
NO |  | 56 | 2015 | 0 | 13 | 13 |  | DUVAL | HATCH (GAP) | 500 | 500 | H | 37.39 | 0 | 1 | 3-1113 ACSR | 0 | 0 | 0 | 0 | 0 | 0 | 0 | 650560544 | 0 | 0 | 0 | 0 | 0 | 0 | 0 | 0 | 0 | 0 | 0 | 0 | 0 | 0 | 0 | 12 | 1
NO |  | 56 | 2015 | 0 | 14 | 14 |  | DUVAL | POINSETT | 500 | 500 | H | 173.03 | 0 | 1 | 3-1272 ACSR AW | 0 | 0 | 0 | 0 | 0 | 0 | 0 | 0 | 0 | 0 | 0 | 0 | 0 | 0 | 0 | 0 | 0 | 0 | 0 | 0 | 0 | 0 | 0 | 12 | 1
NO |  | 56 | 2015 | 0 | 15 | 15 |  | DUVAL | RICE | 500 | 500 | H | 45.98 | 0 | 1 | 3-1272 ACSR AW | 0 | 0 | 0 | 0 | 0 | 0 | 0 | 0 | 0 | 0 | 0 | 0 | 0 | 0 | 0 | 0 | 0 | 0 | 0 | 0 | 0 | 0 | 0 | 12 | 1
NO |  | 56 | 2015 | 0 | 16 | 16 |  | DUVAL | THALMANN (GAP) | 500 | 500 | H | 37.45 | 0 | 1 | 3-1113 ACSR | 0 | 0 | 0 | 0 | 0 | 0 | 0 | 650560545 | 0 | 0 | 0 | 0 | 0 | 0 | 0 | 0 | 0 | 0 | 0 | 0 | 0 | 0 | 0 | 12 | 1
NO |  | 56 | 2015 | 0 | 17 | 17 |  | MARTIN | MIDWAY | 500 | 500 | H | 1.74 | 0 | 1 | 3-1127 AAAC | 0 | 0 | 0 | 0 | 0 | 0 | 0 | 0 | 0 | 0 | 0 | 0 | 0 | 0 | 0 | 0 | 0 | 0 | 0 | 0 | 0 | 0 | 0 | 12 | 1
NO |  | 56 | 2015 | 0 | 18 | 18 |  | MARTIN | MIDWAY | 500 | 500 | H | 26.68 | 0 | 1 | 3-1272 ACSR AW | 0 | 0 | 0 | 0 | 0 | 0 | 0 | 0 | 0 | 0 | 0 | 0 | 0 | 0 | 0 | 0 | 0 | 0 | 0 | 0 | 0 | 0 | 0 | 12 | 1
NO |  | 56 | 2015 | 0 | 19 | 19 |  | MARTIN | POINSETT | 500 | 500 | H | 109.49 | 0 | 1 | 3-1272 ACSR AW | 0 | 0 | 0 | 0 | 0 | 0 | 0 | 0 | 0 | 0 | 0 | 0 | 0 | 0 | 0 | 0 | 0 | 0 | 0 | 0 | 0 | 0 | 0 | 12 | 1
NO |  | 56 | 2015 | 0 | 20 | 20 |  | MIDWAY | POINSETT | 500 | 500 | H | 92.76 | 0 | 1 | 3-1272 ACSR AW | 0 | 0 | 0 | 0 | 0 | 0 | 0 | 0 | 0 | 0 | 0 | 0 | 0 | 0 | 0 | 0 | 0 | 0 | 0 | 0 | 0 | 0 | 0 | 12 | 1
NO |  | 56 | 2015 | 0 | 21 | 21 |  | POINSETT | ROBERTS | 500 | 500 | H | 105.43 | 0 | 1 | 3-1272 ACSR AW | 0 | 0 | 0 | 0 | 0 | 0 | 0 | 0 | 0 | 0 | 0 | 0 | 0 | 0 | 0 | 0 | 0 | 0 | 0 | 0 | 0 | 0 | 0 | 12 | 1
NO |  | 56 | 2015 | 0 | 22 | 22 |  | RICE | ROBERTS | 500 | 500 | H | 21.43 | 0 | 1 | 3-1272 ACSR AW | 0 | 0 | 0 | 0 | 0 | 0 | 0 | 0 | 0 | 0 | 0 | 0 | 0 | 0 | 0 | 0 | 0 | 0 | 0 | 0 | 0 | 0 | 0 | 12 | 1
NO |  | 56 | 2015 | 0 | 23 | 23 |  | 137TH AVENUE | DAVIS | 230 | 230 | H | 0 | 0.96 | 2 | 1-954 ACSR AW | 0 | 0 | 0 | 0 | 0 | 0 | 0 | 0 | 0 | 0 | 0 | 0 | 0 | 0 | 0 | 0 | 0 | 0 | 0 | 0 | 0 | 0 | 0 | 12 | 1
NO |  | 56 | 2015 | 0 | 24 | 24 |  | 137TH AVENUE | DAVIS | 230 | 230 | SP | 0.17 | 0 | 1 | 1-1431 ACSR AW | 0 | 0 | 0 | 0 | 0 | 0 | 0 | 0 | 0 | 0 | 0 | 0 | 0 | 0 | 0 | 0 | 0 | 0 | 0 | 0 | 0 | 0 | 0 | 12 | 1
NO |  | 56 | 2015 | 0 | 25 | 25 |  | 137TH AVENUE | DAVIS | 230 | 230 | SP | 18.42 | 0 | 1 | 1-954 ACSR AW | 0 | 0 | 0 | 0 | 0 | 0 | 0 | 0 | 0 | 0 | 0 | 0 | 0 | 0 | 0 | 0 | 0 | 0 | 0 | 0 | 0 | 0 | 0 | 12 | 1
NO |  | 56 | 2015 | 0 | 26 | 26 |  | 137TH AVENUE | DAVIS | 230 | 230 | SP | 0 | 1.79 | 2 | 1-954 ACSR AW | 0 | 0 | 0 | 0 | 0 | 0 | 0 | 0 | 0 | 0 | 0 | 0 | 0 | 0 | 0 | 0 | 0 | 0 | 0 | 0 | 0 | 0 | 0 | 12 | 1
NO |  | 56 | 2015 | 0 | 27 | 27 |  | 137TH AVENUE | LEVEE | 230 | 230 | SP | 2.98 | 0 | 1 | 1-954 ACSR AW | 0 | 0 | 0 | 0 | 0 | 0 | 0 | 0 | 0 | 0 | 0 | 0 | 0 | 0 | 0 | 0 | 0 | 0 | 0 | 0 | 0 | 0 | 0 | 12 | 1
NO |  | 56 | 2015 | 0 | 28 | 28 |  | ALICO | COLLIER | 230 | 230 | H | 0 | 4.7 | 2 | 1-1431 ACSR AW | 0 | 0 | 0 | 0 | 0 | 0 | 0 | 0 | 0 | 0 | 0 | 0 | 0 | 0 | 0 | 0 | 0 | 0 | 0 | 0 | 0 | 0 | 0 | 12 | 1
NO |  | 56 | 2015 | 0 | 29 | 29 |  | ALICO | COLLIER | 230 | 230 | H | 0.21 | 0 | 1 | 1-1431 ACSR AZ | 0 | 0 | 0 | 0 | 0 | 0 | 0 | 0 | 0 | 0 | 0 | 0 | 0 | 0 | 0 | 0 | 0 | 0 | 0 | 0 | 0 | 0 | 0 | 12 | 1
NO |  | 56 | 2015 | 0 | 30 | 30 |  | ALICO | COLLIER | 230 | 230 | H | 7.54 | 14.4 | 2 | 1-1431 ACSR AZ | 0 | 0 | 0 | 0 | 0 | 0 | 0 | 0 | 0 | 0 | 0 | 0 | 0 | 0 | 0 | 0 | 0 | 0 | 0 | 0 | 0 | 0 | 0 | 12 | 1
NO |  | 56 | 2015 | 0 | 31 | 31 |  | ALICO | COLLIER | 230 | 230 | SP | 0.14 | 0 | 1 | 1-1431 ACSR AW | 0 | 0 | 0 | 0 | 0 | 0 | 0 | 0 | 0 | 0 | 0 | 0 | 0 | 0 | 0 | 0 | 0 | 0 | 0 | 0 | 0 | 0 | 0 | 12 | 1
NO |  | 56 | 2015 | 0 | 32 | 32 |  | ALICO | COLLIER | 230 | 230 | SP | 0.43 | 0 | 1 | 1-1431 ACSR AZ | 0 | 0 | 0 | 0 | 0 | 0 | 0 | 0 | 0 | 0 | 0 | 0 | 0 | 0 | 0 | 0 | 0 | 0 | 0 | 0 | 0 | 0 | 0 | 12 | 1
NO |  | 56 | 2015 | 0 | 33 | 33 |  | ALICO | ORANGE RIVER | 230 | 230 | H | 4.7 | 0 | 2 | 1-1431 ACSR AW | 0 | 0 | 0 | 0 | 0 | 0 | 0 | 0 | 0 | 0 | 0 | 0 | 0 | 0 | 0 | 0 | 0 | 0 | 0 | 0 | 0 | 0 | 0 | 12 | 1
NO |  | 56 | 2015 | 0 | 34 | 34 |  | ALICO | ORANGE RIVER | 230 | 230 | H | 5.32 | 0 | 1 | 1-1431 ACSR AZ | 0 | 0 | 0 | 0 | 0 | 0 | 0 | 0 | 0 | 0 | 0 | 0 | 0 | 0 | 0 | 0 | 0 | 0 | 0 | 0 | 0 | 0 | 0 | 12 | 1
NO |  | 56 | 2015 | 0 | 35 | 35 |  | ALICO | ORANGE RIVER | 230 | 230 | H | 1.08 | 5.45 | 2 | 1-1431 ACSR AZ | 0 | 0 | 0 | 0 | 0 | 0 | 0 | 0 | 0 | 0 | 0 | 0 | 0 | 0 | 0 | 0 | 0 | 0 | 0 | 0 | 0 | 0 | 0 | 12 | 1
NO |  | 56 | 2015 | 0 | 36 | 36 |  | TOTAL |  | 0 | 0 |  | 6205.67 | 691.36 | 1594 |  | 363243903 | 2298820876 | 2662064779 | 15003893 | 18172936 | 2400 | 33179229 | 0 | 0 | 0 | 0 | 0 | 0 | 0 | 0 | 0 | 0 | 0 | 0 | 0 | 0 | 0 | 0 | 12 | 1
NO |  | 56 | 2015 | 1 | 1 | 1 |  | ALICO | ORANGE RIVER | 230 | 230 | SP | 0.37 | 0 | 1 | 1-1431 ACSR AW | 0 | 0 | 0 | 0 | 0 | 0 | 0 | 0 | 0 | 0 | 0 | 0 | 0 | 0 | 0 | 0 | 0 | 0 | 0 | 0 | 0 | 0 | 0 | 12 | 1
NO |  | 56 | 2015 | 1 | 2 | 2 |  | ALICO | ORANGE RIVER | 230 | 230 | SP | 2.42 | 0 | 1 | 1-1431 ACSR AZ | 0 | 0 | 0 | 0 | 0 | 0 | 0 | 0 | 0 | 0 | 0 | 0 | 0 | 0 | 0 | 0 | 0 | 0 | 0 | 0 | 0 | 0 | 0 | 12 | 1
NO |  | 56 | 2015 | 1 | 3 | 3 |  | ALVA | CORBETT | 230 | 230 | H | 2.11 | 0 | 2 | 1-1431 ACSR TW | 0 | 0 | 0 | 0 | 0 | 0 | 0 | 0 | 0 | 0 | 0 | 0 | 0 | 0 | 0 | 0 | 0 | 0 | 0 | 0 | 0 | 0 | 0 | 12 | 1
NO |  | 56 | 2015 | 1 | 4 | 4 |  | ALVA | CORBETT | 230 | 230 | SP | 0.17 | 0 | 1 | 1-1431 ACSR AW | 0 | 0 | 0 | 0 | 0 | 0 | 0 | 0 | 0 | 0 | 0 | 0 | 0 | 0 | 0 | 0 | 0 | 0 | 0 | 0 | 0 | 0 | 0 | 12 | 1
NO |  | 56 | 2015 | 1 | 5 | 5 |  | ALVA | CORBETT | 230 | 230 | SP | 0.15 | 0 | 2 | 1-1431 ACSR AW | 0 | 0 | 0 | 0 | 0 | 0 | 0 | 0 | 0 | 0 | 0 | 0 | 0 | 0 | 0 | 0 | 0 | 0 | 0 | 0 | 0 | 0 | 0 | 12 | 1
NO |  | 56 | 2015 | 1 | 6 | 6 |  | ALVA | CORBETT | 230 | 230 | SP | 67.77 | 0 | 1 | 1-954 ACSR AZ | 0 | 0 | 0 | 0 | 0 | 0 | 0 | 0 | 0 | 0 | 0 | 0 | 0 | 0 | 0 | 0 | 0 | 0 | 0 | 0 | 0 | 0 | 0 | 12 | 1
NO |  | 56 | 2015 | 1 | 7 | 7 |  | ALVA | CORBETT | 230 | 230 | SP | 9.7 | 0 | 2 | 1-954 ACSR AZ | 0 | 0 | 0 | 0 | 0 | 0 | 0 | 0 | 0 | 0 | 0 | 0 | 0 | 0 | 0 | 0 | 0 | 0 | 0 | 0 | 0 | 0 | 0 | 12 | 1
NO |  | 56 | 2015 | 1 | 8 | 8 |  | ALVA | ORANGE RIVER | 230 | 230 | H | 0.15 | 0 | 1 | 1-954 ACSR AZ | 0 | 0 | 0 | 0 | 0 | 0 | 0 | 0 | 0 | 0 | 0 | 0 | 0 | 0 | 0 | 0 | 0 | 0 | 0 | 0 | 0 | 0 | 0 | 12 | 1
NO |  | 56 | 2015 | 1 | 9 | 9 |  | ALVA | ORANGE RIVER | 230 | 230 | H | 2.23 | 0 | 2 | 1-954 ACSR AZ | 0 | 0 | 0 | 0 | 0 | 0 | 0 | 0 | 0 | 0 | 0 | 0 | 0 | 0 | 0 | 0 | 0 | 0 | 0 | 0 | 0 | 0 | 0 | 12 | 1
NO |  | 56 | 2015 | 1 | 10 | 10 |  | ALVA | ORANGE RIVER | 230 | 230 | SP | 10.77 | 0 | 1 | 1-954 ACSR AZ | 0 | 0 | 0 | 0 | 0 | 0 | 0 | 0 | 0 | 0 | 0 | 0 | 0 | 0 | 0 | 0 | 0 | 0 | 0 | 0 | 0 | 0 | 0 | 12 | 1
NO |  | 56 | 2015 | 1 | 11 | 11 |  | ANDYTOWN | CONSERVATION 1 | 230 | 230 | H | 0 | 1.98 | 2 | 1-1431 ACSR AW | 0 | 0 | 0 | 0 | 0 | 0 | 0 | 0 | 0 | 0 | 0 | 0 | 0 | 0 | 0 | 0 | 0 | 0 | 0 | 0 | 0 | 0 | 0 | 12 | 1
NO |  | 56 | 2015 | 1 | 12 | 12 |  | ANDYTOWN | CONSERVATION 1 | 230 | 230 | H | 4.09 | 11.42 | 2 | 1-1431 ACSR AZ | 0 | 0 | 0 | 0 | 0 | 0 | 0 | 0 | 0 | 0 | 0 | 0 | 0 | 0 | 0 | 0 | 0 | 0 | 0 | 0 | 0 | 0 | 0 | 12 | 1
NO |  | 56 | 2015 | 1 | 13 | 13 |  | ANDYTOWN | CONSERVATION 1 | 230 | 230 | SP | 0.27 | 0 | 1 | 1-1431 ACSR AW | 0 | 0 | 0 | 0 | 0 | 0 | 0 | 0 | 0 | 0 | 0 | 0 | 0 | 0 | 0 | 0 | 0 | 0 | 0 | 0 | 0 | 0 | 0 | 12 | 1
NO |  | 56 | 2015 | 1 | 14 | 14 |  | ANDYTOWN | CONSERVATION 1 | 230 | 230 | SP | 0 | 0.15 | 2 | 1-1431 ACSR AW | 0 | 0 | 0 | 0 | 0 | 0 | 0 | 0 | 0 | 0 | 0 | 0 | 0 | 0 | 0 | 0 | 0 | 0 | 0 | 0 | 0 | 0 | 0 | 12 | 1
NO |  | 56 | 2015 | 1 | 15 | 15 |  | ANDYTOWN | CONSERVATION 2 | 230 | 230 | H | 0.13 | 0 | 1 | 1-1431 ACSR AW | 0 | 0 | 0 | 0 | 0 | 0 | 0 | 0 | 0 | 0 | 0 | 0 | 0 | 0 | 0 | 0 | 0 | 0 | 0 | 0 | 0 | 0 | 0 | 12 | 1
NO |  | 56 | 2015 | 1 | 16 | 16 |  | ANDYTOWN | CONSERVATION 2 | 230 | 230 | H | 1.88 | 0 | 2 | 1-1431 ACSR AW | 0 | 0 | 0 | 0 | 0 | 0 | 0 | 0 | 0 | 0 | 0 | 0 | 0 | 0 | 0 | 0 | 0 | 0 | 0 | 0 | 0 | 0 | 0 | 12 | 1
NO |  | 56 | 2015 | 1 | 17 | 17 |  | ANDYTOWN | CONSERVATION 2 | 230 | 230 | H | 10.48 | 4.96 | 2 | 1-1431 ACSR AZ | 0 | 0 | 0 | 0 | 0 | 0 | 0 | 0 | 0 | 0 | 0 | 0 | 0 | 0 | 0 | 0 | 0 | 0 | 0 | 0 | 0 | 0 | 0 | 12 | 1
NO |  | 56 | 2015 | 1 | 18 | 18 |  | ANDYTOWN | CONSERVATION 2 | 230 | 230 | SP | 0.12 | 0 | 1 | 1-1431 ACSR AW | 0 | 0 | 0 | 0 | 0 | 0 | 0 | 0 | 0 | 0 | 0 | 0 | 0 | 0 | 0 | 0 | 0 | 0 | 0 | 0 | 0 | 0 | 0 | 12 | 1
NO |  | 56 | 2015 | 1 | 19 | 19 |  | ANDYTOWN | CONSERVATION 2 | 230 | 230 | SP | 0.15 | 0 | 2 | 1-1431 ACSR AW | 0 | 0 | 0 | 0 | 0 | 0 | 0 | 0 | 0 | 0 | 0 | 0 | 0 | 0 | 0 | 0 | 0 | 0 | 0 | 0 | 0 | 0 | 0 | 12 | 1
NO |  | 56 | 2015 | 1 | 20 | 20 |  | ANDYTOWN | CONSERVATION 2 | 230 | 230 | SP | 0.02 | 0 | 1 | 1-1431 ACSR AZ | 0 | 0 | 0 | 0 | 0 | 0 | 0 | 0 | 0 | 0 | 0 | 0 | 0 | 0 | 0 | 0 | 0 | 0 | 0 | 0 | 0 | 0 | 0 | 12 | 1
NO |  | 56 | 2015 | 1 | 21 | 21 |  | ANDYTOWN | CONSERVATION 2 | 230 | 230 | SP | 0.06 | 0 | 2 | 1-1431 ACSR AZ | 0 | 0 | 0 | 0 | 0 | 0 | 0 | 0 | 0 | 0 | 0 | 0 | 0 | 0 | 0 | 0 | 0 | 0 | 0 | 0 | 0 | 0 | 0 | 12 | 1
NO |  | 56 | 2015 | 1 | 22 | 22 |  | ANDYTOWN | DADE | 230 | 230 | H | 0.02 | 0 | 1 | 1-1431 ACSR AW | 0 | 0 | 0 | 0 | 0 | 0 | 0 | 0 | 0 | 0 | 0 | 0 | 0 | 0 | 0 | 0 | 0 | 0 | 0 | 0 | 0 | 0 | 0 | 12 | 1
NO |  | 56 | 2015 | 1 | 23 | 23 |  | ANDYTOWN | DADE | 230 | 230 | H | 14.8 | 0 | 1 | 1-1431 ACSR AZ | 0 | 0 | 0 | 0 | 0 | 0 | 0 | 0 | 0 | 0 | 0 | 0 | 0 | 0 | 0 | 0 | 0 | 0 | 0 | 0 | 0 | 0 | 0 | 12 | 1
NO |  | 56 | 2015 | 1 | 24 | 24 |  | ANDYTOWN | DADE | 230 | 230 | H | 4.19 | 8.17 | 2 | 1-1431 ACSR AZ | 0 | 0 | 0 | 0 | 0 | 0 | 0 | 0 | 0 | 0 | 0 | 0 | 0 | 0 | 0 | 0 | 0 | 0 | 0 | 0 | 0 | 0 | 0 | 12 | 1
NO |  | 56 | 2015 | 1 | 25 | 25 |  | ANDYTOWN | DADE | 230 | 230 | SP | 0.02 | 0 | 1 | 1-1431 ACSR AW | 0 | 0 | 0 | 0 | 0 | 0 | 0 | 0 | 0 | 0 | 0 | 0 | 0 | 0 | 0 | 0 | 0 | 0 | 0 | 0 | 0 | 0 | 0 | 12 | 1
NO |  | 56 | 2015 | 1 | 26 | 26 |  | ANDYTOWN | DADE | 230 | 230 | SP | 0.09 | 0 | 1 | 1-1431 ACSR AZ | 0 | 0 | 0 | 0 | 0 | 0 | 0 | 0 | 0 | 0 | 0 | 0 | 0 | 0 | 0 | 0 | 0 | 0 | 0 | 0 | 0 | 0 | 0 | 12 | 1
NO |  | 56 | 2015 | 1 | 27 | 27 |  | ANDYTOWN | DADE | 230 | 230 | UG | 0.5 | 0 | 1 | 1-3750 AL-HP | 0 | 0 | 0 | 0 | 0 | 0 | 0 | 0 | 0 | 0 | 0 | 0 | 0 | 0 | 0 | 0 | 0 | 0 | 0 | 0 | 0 | 0 | 0 | 12 | 1
NO |  | 56 | 2015 | 1 | 28 | 28 |  | ANDYTOWN | FLAGAMI | 230 | 230 | H | 12.83 | 0 | 1 | 1-1431 ACSR AZ | 0 | 0 | 0 | 0 | 0 | 0 | 0 | 0 | 0 | 0 | 0 | 0 | 0 | 0 | 0 | 0 | 0 | 0 | 0 | 0 | 0 | 0 | 0 | 12 | 1
NO |  | 56 | 2015 | 1 | 29 | 29 |  | ANDYTOWN | FLAGAMI | 230 | 230 | H | 5.57 | 7.91 | 2 | 1-1431 ACSR AZ | 0 | 0 | 0 | 0 | 0 | 0 | 0 | 0 | 0 | 0 | 0 | 0 | 0 | 0 | 0 | 0 | 0 | 0 | 0 | 0 | 0 | 0 | 0 | 12 | 1
NO |  | 56 | 2015 | 1 | 30 | 30 |  | ANDYTOWN | FLAGAMI | 230 | 230 | H | 4.41 | 0 | 1 | 2-556.5 ACSR AZ | 0 | 0 | 0 | 0 | 0 | 0 | 0 | 0 | 0 | 0 | 0 | 0 | 0 | 0 | 0 | 0 | 0 | 0 | 0 | 0 | 0 | 0 | 0 | 12 | 1
NO |  | 56 | 2015 | 1 | 31 | 31 |  | ANDYTOWN | FLAGAMI | 230 | 230 | SP | 0.07 | 0 | 1 | 1-1431 ACSR AW | 0 | 0 | 0 | 0 | 0 | 0 | 0 | 0 | 0 | 0 | 0 | 0 | 0 | 0 | 0 | 0 | 0 | 0 | 0 | 0 | 0 | 0 | 0 | 12 | 1
NO |  | 56 | 2015 | 1 | 32 | 32 |  | ANDYTOWN | FLAGAMI | 230 | 230 | SP | 0.33 | 0 | 1 | 1-1431 ACSR AZ | 0 | 0 | 0 | 0 | 0 | 0 | 0 | 0 | 0 | 0 | 0 | 0 | 0 | 0 | 0 | 0 | 0 | 0 | 0 | 0 | 0 | 0 | 0 | 12 | 1
NO |  | 56 | 2015 | 1 | 33 | 33 |  | ANDYTOWN | FLAGAMI | 230 | 230 | SP | 0.23 | 0 | 2 | 1-1431 ACSR AZ | 0 | 0 | 0 | 0 | 0 | 0 | 0 | 0 | 0 | 0 | 0 | 0 | 0 | 0 | 0 | 0 | 0 | 0 | 0 | 0 | 0 | 0 | 0 | 12 | 1
NO |  | 56 | 2015 | 1 | 34 | 34 |  | ANDYTOWN | FLAGAMI | 230 | 230 | SP | 0.39 | 0 | 1 | 2-556.5 ACSR AZ | 0 | 0 | 0 | 0 | 0 | 0 | 0 | 0 | 0 | 0 | 0 | 0 | 0 | 0 | 0 | 0 | 0 | 0 | 0 | 0 | 0 | 0 | 0 | 12 | 1
NO |  | 56 | 2015 | 1 | 35 | 35 |  | ANDYTOWN | FLAGAMI | 230 | 230 | UG | 0.53 | 0 | 1 | 1-3750 AL-HP | 0 | 0 | 0 | 0 | 0 | 0 | 0 | 0 | 0 | 0 | 0 | 0 | 0 | 0 | 0 | 0 | 0 | 0 | 0 | 0 | 0 | 0 | 0 | 12 | 1
NO |  | 56 | 2015 | 2 | 1 | 1 |  | ANDYTOWN | HUNTINGTON | 230 | 230 | H | 0 | 2.65 | 2 | 1-1431 ACSR AW | 0 | 0 | 0 | 0 | 0 | 0 | 0 | 0 | 0 | 0 | 0 | 0 | 0 | 0 | 0 | 0 | 0 | 0 | 0 | 0 | 0 | 0 | 0 | 12 | 1
NO |  | 56 | 2015 | 2 | 2 | 2 |  | ANDYTOWN | HUNTINGTON | 230 | 230 | SP | 2.04 | 0 | 1 | 1-1431 ACSR AW | 0 | 0 | 0 | 0 | 0 | 0 | 0 | 0 | 0 | 0 | 0 | 0 | 0 | 0 | 0 | 0 | 0 | 0 | 0 | 0 | 0 | 0 | 0 | 12 | 1
NO |  | 56 | 2015 | 2 | 3 | 3 |  | ANDYTOWN | HUNTINGTON | 230 | 138 | SP | 1.16 | 0 | 1 | 1-954 ACSR AW | 0 | 0 | 0 | 0 | 0 | 0 | 0 | 0 | 0 | 0 | 0 | 0 | 0 | 0 | 0 | 0 | 0 | 0 | 0 | 0 | 0 | 0 | 0 | 12 | 1
NO |  | 56 | 2015 | 2 | 4 | 4 |  | ANDYTOWN | HUNTINGTON | 230 | 230 | SP | 4.84 | 0 | 1 | 1-954 ACSR AW | 0 | 0 | 0 | 0 | 0 | 0 | 0 | 0 | 0 | 0 | 0 | 0 | 0 | 0 | 0 | 0 | 0 | 0 | 0 | 0 | 0 | 0 | 0 | 12 | 1
NO |  | 56 | 2015 | 2 | 5 | 5 |  | ANDYTOWN | LAUDERDALE 1 | 230 | 230 | H | 5.88 | 0 | 1 | 1-1431 ACSR AZ | 0 | 0 | 0 | 0 | 0 | 0 | 0 | 0 | 0 | 0 | 0 | 0 | 0 | 0 | 0 | 0 | 0 | 0 | 0 | 0 | 0 | 0 | 0 | 12 | 1
NO |  | 56 | 2015 | 2 | 6 | 6 |  | ANDYTOWN | LAUDERDALE 1 | 230 | 230 | H | 7.75 | 3.36 | 2 | 1-1431 ACSR AZ | 0 | 0 | 0 | 0 | 0 | 0 | 0 | 0 | 0 | 0 | 0 | 0 | 0 | 0 | 0 | 0 | 0 | 0 | 0 | 0 | 0 | 0 | 0 | 12 | 1
NO |  | 56 | 2015 | 2 | 7 | 7 |  | ANDYTOWN | LAUDERDALE 2 | 230 | 230 | H | 0.33 | 0 | 1 | 1-1431 ACSR AZ | 0 | 0 | 0 | 0 | 0 | 0 | 0 | 0 | 0 | 0 | 0 | 0 | 0 | 0 | 0 | 0 | 0 | 0 | 0 | 0 | 0 | 0 | 0 | 12 | 1
NO |  | 56 | 2015 | 2 | 8 | 8 |  | ANDYTOWN | LAUDERDALE 2 | 230 | 230 | H | 12.5 | 4.08 | 2 | 1-1431 ACSR AZ | 0 | 0 | 0 | 0 | 0 | 0 | 0 | 0 | 0 | 0 | 0 | 0 | 0 | 0 | 0 | 0 | 0 | 0 | 0 | 0 | 0 | 0 | 0 | 12 | 1
NO |  | 56 | 2015 | 2 | 9 | 9 |  | ANDYTOWN | LAUDERDALE 2 | 230 | 230 | SP | 0.09 | 0 | 1 | 1-1431 ACSR AZ | 0 | 0 | 0 | 0 | 0 | 0 | 0 | 0 | 0 | 0 | 0 | 0 | 0 | 0 | 0 | 0 | 0 | 0 | 0 | 0 | 0 | 0 | 0 | 12 | 1
NO |  | 56 | 2015 | 2 | 10 | 10 |  | ANDYTOWN | LAUDERDALE 3 | 230 | 230 | H | 0.29 | 0 | 1 | 1-1431 ACSR AZ | 0 | 0 | 0 | 0 | 0 | 0 | 0 | 0 | 0 | 0 | 0 | 0 | 0 | 0 | 0 | 0 | 0 | 0 | 0 | 0 | 0 | 0 | 0 | 12 | 1
NO |  | 56 | 2015 | 2 | 11 | 11 |  | ANDYTOWN | LAUDERDALE 3 | 230 | 230 | H | 4.96 | 11.63 | 2 | 1-1431 ACSR AZ | 0 | 0 | 0 | 0 | 0 | 0 | 0 | 0 | 0 | 0 | 0 | 0 | 0 | 0 | 0 | 0 | 0 | 0 | 0 | 0 | 0 | 0 | 0 | 12 | 1
NO |  | 56 | 2015 | 2 | 12 | 12 |  | ANDYTOWN | LAUDERDALE 3 | 230 | 230 | SP | 0.1 | 0 | 1 | 1-1431 ACSR AZ | 0 | 0 | 0 | 0 | 0 | 0 | 0 | 0 | 0 | 0 | 0 | 0 | 0 | 0 | 0 | 0 | 0 | 0 | 0 | 0 | 0 | 0 | 0 | 12 | 1
NO |  | 56 | 2015 | 2 | 13 | 13 |  | ANDYTOWN | NOB HILL | 230 | 230 | SP | 18.78 | 0 | 1 | 1-1431 ACSR AW | 0 | 0 | 0 | 0 | 0 | 0 | 0 | 0 | 0 | 0 | 0 | 0 | 0 | 0 | 0 | 0 | 0 | 0 | 0 | 0 | 0 | 0 | 0 | 12 | 1
NO |  | 56 | 2015 | 2 | 14 | 14 |  | BALDWIN | DUVAL | 230 | 230 | H | 1.87 | 0 | 1 | 1-954 ACSR AZ | 0 | 0 | 0 | 0 | 0 | 0 | 0 | 0 | 0 | 0 | 0 | 0 | 0 | 0 | 0 | 0 | 0 | 0 | 0 | 0 | 0 | 0 | 0 | 12 | 1
NO |  | 56 | 2015 | 2 | 15 | 15 |  | BALDWIN | DUVAL | 230 | 230 | SP | 0.34 | 0 | 1 | 1-954 ACSR AZ | 0 | 0 | 0 | 0 | 0 | 0 | 0 | 0 | 0 | 0 | 0 | 0 | 0 | 0 | 0 | 0 | 0 | 0 | 0 | 0 | 0 | 0 | 0 | 12 | 1
NO |  | 56 | 2015 | 2 | 16 | 16 |  | BAREFOOT | EMERSON | 230 | 230 | H | 15.78 | 0 | 1 | 1-795 ACSR AZ | 0 | 0 | 0 | 0 | 0 | 0 | 0 | 0 | 0 | 0 | 0 | 0 | 0 | 0 | 0 | 0 | 0 | 0 | 0 | 0 | 0 | 0 | 0 | 12 | 1
NO |  | 56 | 2015 | 2 | 17 | 17 |  | BAREFOOT | EMERSON | 230 | 230 | H | 0 | 2.86 | 2 | 1-954 ACSR AW | 0 | 0 | 0 | 0 | 0 | 0 | 0 | 0 | 0 | 0 | 0 | 0 | 0 | 0 | 0 | 0 | 0 | 0 | 0 | 0 | 0 | 0 | 0 | 12 | 1
NO |  | 56 | 2015 | 2 | 18 | 18 |  | BAREFOOT | EMERSON | 230 | 230 | SP | 0.03 | 0 | 1 | 1-1431 ACSR AW | 0 | 0 | 0 | 0 | 0 | 0 | 0 | 0 | 0 | 0 | 0 | 0 | 0 | 0 | 0 | 0 | 0 | 0 | 0 | 0 | 0 | 0 | 0 | 12 | 1
NO |  | 56 | 2015 | 2 | 19 | 19 |  | BAREFOOT | EMERSON | 230 | 230 | SP | 6.43 | 0 | 2 | 1-1431 ACSR AW | 0 | 0 | 0 | 0 | 0 | 0 | 0 | 0 | 0 | 0 | 0 | 0 | 0 | 0 | 0 | 0 | 0 | 0 | 0 | 0 | 0 | 0 | 0 | 12 | 1
NO |  | 56 | 2015 | 2 | 20 | 20 |  | BAREFOOT | EMERSON | 230 | 230 | SP | 9.8 | 0 | 1 | 1-795 ACSR AZ | 0 | 0 | 0 | 0 | 0 | 0 | 0 | 0 | 0 | 0 | 0 | 0 | 0 | 0 | 0 | 0 | 0 | 0 | 0 | 0 | 0 | 0 | 0 | 12 | 1
NO |  | 56 | 2015 | 2 | 21 | 21 |  | BAREFOOT | MALABAR | 230 | 230 | H | 5.08 | 0 | 1 | 1-795 ACSR AZ | 0 | 0 | 0 | 0 | 0 | 0 | 0 | 0 | 0 | 0 | 0 | 0 | 0 | 0 | 0 | 0 | 0 | 0 | 0 | 0 | 0 | 0 | 0 | 12 | 1
NO |  | 56 | 2015 | 2 | 22 | 22 |  | BAREFOOT | MALABAR | 230 | 230 | SP | 0 | 6.44 | 2 | 1-1431 ACSR AW | 0 | 0 | 0 | 0 | 0 | 0 | 0 | 0 | 0 | 0 | 0 | 0 | 0 | 0 | 0 | 0 | 0 | 0 | 0 | 0 | 0 | 0 | 0 | 12 | 1
NO |  | 56 | 2015 | 2 | 23 | 23 |  | BAREFOOT | MALABAR | 230 | 230 | SP | 8.63 | 0 | 1 | 1-795 ACSR AZ | 0 | 0 | 0 | 0 | 0 | 0 | 0 | 0 | 0 | 0 | 0 | 0 | 0 | 0 | 0 | 0 | 0 | 0 | 0 | 0 | 0 | 0 | 0 | 12 | 1
NO |  | 56 | 2015 | 2 | 24 | 24 |  | BAREFOOT | MALABAR | 230 | 230 | SP | 0.18 | 0 | 1 | 1-954 ACSR AW | 0 | 0 | 0 | 0 | 0 | 0 | 0 | 0 | 0 | 0 | 0 | 0 | 0 | 0 | 0 | 0 | 0 | 0 | 0 | 0 | 0 | 0 | 0 | 12 | 1
NO |  | 56 | 2015 | 2 | 25 | 25 |  | BARNA | CAPE CANAVERAL | 230 | 230 | H | 0 | 0.71 | 2 | 1-1431 ACSR AZ | 0 | 0 | 0 | 0 | 0 | 0 | 0 | 0 | 0 | 0 | 0 | 0 | 0 | 0 | 0 | 0 | 0 | 0 | 0 | 0 | 0 | 0 | 0 | 12 | 1
NO |  | 56 | 2015 | 2 | 26 | 26 |  | BARNA | CAPE CANAVERAL | 230 | 230 | H | 10.48 | 0 | 1 | 1-954 ACSR AZ | 0 | 0 | 0 | 0 | 0 | 0 | 0 | 0 | 0 | 0 | 0 | 0 | 0 | 0 | 0 | 0 | 0 | 0 | 0 | 0 | 0 | 0 | 0 | 12 | 1
NO |  | 56 | 2015 | 2 | 27 | 27 |  | BARNA | CAPE CANAVERAL | 230 | 230 | SP | 3.21 | 0 | 2 | 1-954 ACSR AW | 0 | 0 | 0 | 0 | 0 | 0 | 0 | 0 | 0 | 0 | 0 | 0 | 0 | 0 | 0 | 0 | 0 | 0 | 0 | 0 | 0 | 0 | 0 | 12 | 1
NO |  | 56 | 2015 | 2 | 28 | 28 |  | BARNA | NORRIS | 230 | 230 | H | 8.09 | 0 | 1 | 1-954 ACSR AZ | 0 | 0 | 0 | 0 | 0 | 0 | 0 | 0 | 0 | 0 | 0 | 0 | 0 | 0 | 0 | 0 | 0 | 0 | 0 | 0 | 0 | 0 | 0 | 12 | 1
NO |  | 56 | 2015 | 2 | 29 | 29 |  | BARNA | NORRIS | 230 | 230 | SP | 0.16 | 0 | 1 | 1-954 ACSR AW | 0 | 0 | 0 | 0 | 0 | 0 | 0 | 0 | 0 | 0 | 0 | 0 | 0 | 0 | 0 | 0 | 0 | 0 | 0 | 0 | 0 | 0 | 0 | 12 | 1
NO |  | 56 | 2015 | 2 | 30 | 30 |  | BARNA | NORRIS | 230 | 230 | SP | 0.22 | 2.91 | 2 | 1-954 ACSR AW | 0 | 0 | 0 | 0 | 0 | 0 | 0 | 0 | 0 | 0 | 0 | 0 | 0 | 0 | 0 | 0 | 0 | 0 | 0 | 0 | 0 | 0 | 0 | 12 | 1
NO |  | 56 | 2015 | 2 | 31 | 31 |  | BOBWHITE | CHARLOTTE | 230 | 230 | H | 33.05 | 0 | 1 | 1-954 ACSR AZ | 0 | 0 | 0 | 0 | 0 | 0 | 0 | 0 | 0 | 0 | 0 | 0 | 0 | 0 | 0 | 0 | 0 | 0 | 0 | 0 | 0 | 0 | 0 | 12 | 1
NO |  | 56 | 2015 | 2 | 32 | 32 |  | BOBWHITE | CHARLOTTE | 230 | 230 | H | 4.94 | 0 | 2 | 1-954 ACSR AZ | 0 | 0 | 0 | 0 | 0 | 0 | 0 | 0 | 0 | 0 | 0 | 0 | 0 | 0 | 0 | 0 | 0 | 0 | 0 | 0 | 0 | 0 | 0 | 12 | 1
NO |  | 56 | 2015 | 2 | 33 | 33 |  | BOBWHITE | CHARLOTTE | 230 | 230 | SP | 0.06 | 0 | 1 | 1-1431 ACSR AW | 0 | 0 | 0 | 0 | 0 | 0 | 0 | 0 | 0 | 0 | 0 | 0 | 0 | 0 | 0 | 0 | 0 | 0 | 0 | 0 | 0 | 0 | 0 | 12 | 1
NO |  | 56 | 2015 | 2 | 34 | 34 |  | BOBWHITE | CHARLOTTE | 230 | 230 | SP | 0.95 | 0 | 1 | 1-954 ACSR AZ | 0 | 0 | 0 | 0 | 0 | 0 | 0 | 0 | 0 | 0 | 0 | 0 | 0 | 0 | 0 | 0 | 0 | 0 | 0 | 0 | 0 | 0 | 0 | 12 | 1
NO |  | 56 | 2015 | 2 | 35 | 35 |  | BOBWHITE | LAURELWOOD | 230 | 230 | SP | 0.09 | 0 | 1 | 1-1431 ACSR AW | 0 | 0 | 0 | 0 | 0 | 0 | 0 | 0 | 0 | 0 | 0 | 0 | 0 | 0 | 0 | 0 | 0 | 0 | 0 | 0 | 0 | 0 | 0 | 12 | 1
NO |  | 56 | 2015 | 3 | 1 | 1 |  | BOBWHITE | LAURELWOOD | 230 | 230 | SP | 14.66 | 0 | 1 | 1-1431 ACSR AZ | 0 | 0 | 0 | 0 | 0 | 0 | 0 | 0 | 0 | 0 | 0 | 0 | 0 | 0 | 0 | 0 | 0 | 0 | 0 | 0 | 0 | 0 | 0 | 12 | 1
NO |  | 56 | 2015 | 3 | 2 | 2 |  | BOBWHITE | RINGLING 1 | 230 | 230 | H | 6.34 | 0 | 1 | 1-954 ACSR AZ | 0 | 0 | 0 | 0 | 0 | 0 | 0 | 0 | 0 | 0 | 0 | 0 | 0 | 0 | 0 | 0 | 0 | 0 | 0 | 0 | 0 | 0 | 0 | 12 | 1
NO |  | 56 | 2015 | 3 | 3 | 3 |  | BOBWHITE | RINGLING 1 | 230 | 230 | SP | 0.06 | 0 | 1 | 1-1431 ACSR AW | 0 | 0 | 0 | 0 | 0 | 0 | 0 | 0 | 0 | 0 | 0 | 0 | 0 | 0 | 0 | 0 | 0 | 0 | 0 | 0 | 0 | 0 | 0 | 12 | 1
NO |  | 56 | 2015 | 3 | 4 | 4 |  | BOBWHITE | RINGLING 1 | 230 | 230 | SP | 0.03 | 0 | 1 | 1-954 ACSR AZ | 0 | 0 | 0 | 0 | 0 | 0 | 0 | 0 | 0 | 0 | 0 | 0 | 0 | 0 | 0 | 0 | 0 | 0 | 0 | 0 | 0 | 0 | 0 | 12 | 1
NO |  | 56 | 2015 | 3 | 5 | 5 |  | BOBWHITE | RINGLING 1 | 230 | 138 | SP | 0.03 | 0 | 2 | 1-954 ACSR AZ | 0 | 0 | 0 | 0 | 0 | 0 | 0 | 0 | 0 | 0 | 0 | 0 | 0 | 0 | 0 | 0 | 0 | 0 | 0 | 0 | 0 | 0 | 0 | 12 | 1
NO |  | 56 | 2015 | 3 | 6 | 6 |  | BOBWHITE | RINGLING 2 | 230 | 230 | H | 0 | 1.41 | 2 | 1-1431 ACSR AZ | 0 | 0 | 0 | 0 | 0 | 0 | 0 | 0 | 0 | 0 | 0 | 0 | 0 | 0 | 0 | 0 | 0 | 0 | 0 | 0 | 0 | 0 | 0 | 12 | 1
NO |  | 56 | 2015 | 3 | 7 | 7 |  | BOBWHITE | RINGLING 2 | 230 | 230 | SP | 0.09 | 0 | 1 | 1-1431 ACSR AW | 0 | 0 | 0 | 0 | 0 | 0 | 0 | 0 | 0 | 0 | 0 | 0 | 0 | 0 | 0 | 0 | 0 | 0 | 0 | 0 | 0 | 0 | 0 | 12 | 1
NO |  | 56 | 2015 | 3 | 8 | 8 |  | BOBWHITE | RINGLING 2 | 230 | 230 | SP | 4.97 | 0 | 1 | 1-1431 ACSR AZ | 0 | 0 | 0 | 0 | 0 | 0 | 0 | 0 | 0 | 0 | 0 | 0 | 0 | 0 | 0 | 0 | 0 | 0 | 0 | 0 | 0 | 0 | 0 | 12 | 1
NO |  | 56 | 2015 | 3 | 9 | 9 |  | BOBWHITE | SR-70 | 230 | 230 | SP | 7.63 | 0 | 1 | 2-954 ACSR AW | 0 | 0 | 0 | 0 | 0 | 0 | 0 | 0 | 0 | 0 | 0 | 0 | 0 | 0 | 0 | 0 | 0 | 0 | 0 | 0 | 0 | 0 | 0 | 12 | 1
NO |  | 56 | 2015 | 3 | 10 | 10 |  | BRADFORD | DUVAL | 230 | 230 | H | 0.19 | 0 | 1 | 1-1431 ACSR AW | 0 | 0 | 0 | 0 | 0 | 0 | 0 | 0 | 0 | 0 | 0 | 0 | 0 | 0 | 0 | 0 | 0 | 0 | 0 | 0 | 0 | 0 | 0 | 12 | 1
NO |  | 56 | 2015 | 3 | 11 | 11 |  | BRADFORD | DUVAL | 230 | 230 | H | 27.01 | 0 | 1 | 1-954 ACSR AZ | 0 | 0 | 0 | 0 | 0 | 0 | 0 | 0 | 0 | 0 | 0 | 0 | 0 | 0 | 0 | 0 | 0 | 0 | 0 | 0 | 0 | 0 | 0 | 12 | 1
NO |  | 56 | 2015 | 3 | 12 | 12 |  | BRADFORD | RICE | 230 | 138 | H | 3.87 | 0 | 1 | 1-954 ACSR AZ | 0 | 0 | 0 | 0 | 0 | 0 | 0 | 0 | 0 | 0 | 0 | 0 | 0 | 0 | 0 | 0 | 0 | 0 | 0 | 0 | 0 | 0 | 0 | 12 | 1
NO |  | 56 | 2015 | 3 | 13 | 13 |  | BRADFORD | RICE | 230 | 230 | H | 22.96 | 0 | 1 | 1-954 ACSR AZ | 0 | 0 | 0 | 0 | 0 | 0 | 0 | 0 | 0 | 0 | 0 | 0 | 0 | 0 | 0 | 0 | 0 | 0 | 0 | 0 | 0 | 0 | 0 | 12 | 1
NO |  | 56 | 2015 | 3 | 14 | 14 |  | BRADFORD | RICE | 230 | 230 | SP | 0.62 | 0 | 1 | 1-954 ACSR AZ | 0 | 0 | 0 | 0 | 0 | 0 | 0 | 0 | 0 | 0 | 0 | 0 | 0 | 0 | 0 | 0 | 0 | 0 | 0 | 0 | 0 | 0 | 0 | 12 | 1
NO |  | 56 | 2015 | 3 | 15 | 15 |  | BREVARD | CAPE CANAVERAL 1 | 230 | 230 | H | 8.38 | 0 | 1 | 1-1431 ACSR AZ | 0 | 0 | 0 | 0 | 0 | 0 | 0 | 0 | 0 | 0 | 0 | 0 | 0 | 0 | 0 | 0 | 0 | 0 | 0 | 0 | 0 | 0 | 0 | 12 | 1
NO |  | 56 | 2015 | 3 | 16 | 16 |  | BREVARD | CAPE CANAVERAL 1 | 230 | 230 | SP | 0.04 | 0 | 1 | 1-1431 ACSR AW | 0 | 0 | 0 | 0 | 0 | 0 | 0 | 0 | 0 | 0 | 0 | 0 | 0 | 0 | 0 | 0 | 0 | 0 | 0 | 0 | 0 | 0 | 0 | 12 | 1
NO |  | 56 | 2015 | 3 | 17 | 17 |  | BREVARD | CAPE CANAVERAL 1 | 230 | 230 | SP | 0.05 | 0 | 1 | 1-1431 ACSR AZ | 0 | 0 | 0 | 0 | 0 | 0 | 0 | 0 | 0 | 0 | 0 | 0 | 0 | 0 | 0 | 0 | 0 | 0 | 0 | 0 | 0 | 0 | 0 | 12 | 1
NO |  | 56 | 2015 | 3 | 18 | 18 |  | BREVARD | CAPE CANAVERAL 2 | 230 | 230 | H | 8.34 | 0 | 1 | 1-1431 ACSR AZ | 0 | 0 | 0 | 0 | 0 | 0 | 0 | 0 | 0 | 0 | 0 | 0 | 0 | 0 | 0 | 0 | 0 | 0 | 0 | 0 | 0 | 0 | 0 | 12 | 1
NO |  | 56 | 2015 | 3 | 19 | 19 |  | BREVARD | CAPE CANAVERAL 2 | 230 | 230 | SP | 0.1 | 0 | 1 | 1-1431 ACSR AZ | 0 | 0 | 0 | 0 | 0 | 0 | 0 | 0 | 0 | 0 | 0 | 0 | 0 | 0 | 0 | 0 | 0 | 0 | 0 | 0 | 0 | 0 | 0 | 12 | 1
NO |  | 56 | 2015 | 3 | 20 | 20 |  | BREVARD | CAPE CANAVERAL 3 | 230 | 230 | H | 8.37 | 0 | 1 | 1-1431 ACSR AZ | 0 | 0 | 0 | 0 | 0 | 0 | 0 | 0 | 0 | 0 | 0 | 0 | 0 | 0 | 0 | 0 | 0 | 0 | 0 | 0 | 0 | 0 | 0 | 12 | 1
NO |  | 56 | 2015 | 3 | 21 | 21 |  | BREVARD | CAPE CANAVERAL 3 | 230 | 230 | SP | 0.06 | 0 | 1 | 1-1431 ACSR AZ | 0 | 0 | 0 | 0 | 0 | 0 | 0 | 0 | 0 | 0 | 0 | 0 | 0 | 0 | 0 | 0 | 0 | 0 | 0 | 0 | 0 | 0 | 0 | 12 | 1
NO |  | 56 | 2015 | 3 | 22 | 22 |  | BREVARD | MALABAR 1 | 230 | 230 | H | 25.72 | 0 | 1 | 1-795 ACSR AZ | 0 | 0 | 0 | 0 | 0 | 0 | 0 | 0 | 0 | 0 | 0 | 0 | 0 | 0 | 0 | 0 | 0 | 0 | 0 | 0 | 0 | 0 | 0 | 12 | 1
NO |  | 56 | 2015 | 3 | 23 | 23 |  | BREVARD | MALABAR 1 | 230 | 230 | SP | 0.34 | 0 | 1 | 1-1431 ACSR AW | 0 | 0 | 0 | 0 | 0 | 0 | 0 | 0 | 0 | 0 | 0 | 0 | 0 | 0 | 0 | 0 | 0 | 0 | 0 | 0 | 0 | 0 | 0 | 12 | 1
NO |  | 56 | 2015 | 3 | 24 | 24 |  | BREVARD | MALABAR 2 | 230 | 230 | SP | 25.74 | 0 | 2 | 1-1431 ACSR AW | 0 | 0 | 0 | 0 | 0 | 0 | 0 | 0 | 0 | 0 | 0 | 0 | 0 | 0 | 0 | 0 | 0 | 0 | 0 | 0 | 0 | 0 | 0 | 12 | 1
NO |  | 56 | 2015 | 3 | 25 | 25 |  | BREVARD | MALABAR 3 | 230 | 230 | SP | 0 | 25.83 | 2 | 1-1431 ACSR AW | 0 | 0 | 0 | 0 | 0 | 0 | 0 | 0 | 0 | 0 | 0 | 0 | 0 | 0 | 0 | 0 | 0 | 0 | 0 | 0 | 0 | 0 | 0 | 12 | 1
NO |  | 56 | 2015 | 3 | 26 | 26 |  | BREVARD | OLEANDER (CST) | 230 | 230 | SP | 0.27 | 0 | 1 | 2-795 ACSR AW | 0 | 0 | 0 | 0 | 0 | 0 | 0 | 0 | 0 | 0 | 0 | 0 | 0 | 0 | 0 | 0 | 0 | 0 | 0 | 0 | 0 | 0 | 0 | 12 | 1
NO |  | 56 | 2015 | 3 | 27 | 27 |  | BREVARD | POINSETT 1 | 230 | 230 | H | 6.91 | 0 | 1 | 1-954 ACSR AZ | 0 | 0 | 0 | 0 | 0 | 0 | 0 | 0 | 0 | 0 | 0 | 0 | 0 | 0 | 0 | 0 | 0 | 0 | 0 | 0 | 0 | 0 | 0 | 12 | 1
NO |  | 56 | 2015 | 3 | 28 | 28 |  | BREVARD | POINSETT 1 | 230 | 230 | SP | 4.45 | 0 | 1 | 1-954 ACSR AW | 0 | 0 | 0 | 0 | 0 | 0 | 0 | 0 | 0 | 0 | 0 | 0 | 0 | 0 | 0 | 0 | 0 | 0 | 0 | 0 | 0 | 0 | 0 | 12 | 1
NO |  | 56 | 2015 | 3 | 29 | 29 |  | BREVARD | POINSETT 2 | 230 | 230 | H | 7.53 | 0 | 2 | 2-795 ACSR AZ | 0 | 0 | 0 | 0 | 0 | 0 | 0 | 0 | 0 | 0 | 0 | 0 | 0 | 0 | 0 | 0 | 0 | 0 | 0 | 0 | 0 | 0 | 0 | 12 | 1
NO |  | 56 | 2015 | 3 | 30 | 30 |  | BREVARD | POINSETT 2 | 230 | 230 | SP | 0.19 | 0 | 1 | 1-1431 ACSR AZ | 0 | 0 | 0 | 0 | 0 | 0 | 0 | 0 | 0 | 0 | 0 | 0 | 0 | 0 | 0 | 0 | 0 | 0 | 0 | 0 | 0 | 0 | 0 | 12 | 1
NO |  | 56 | 2015 | 3 | 31 | 31 |  | BRIDGE | HOBE | 230 | 230 | H | 0.03 | 0 | 1 | 1-1431 ACSR AZ | 0 | 0 | 0 | 0 | 0 | 0 | 0 | 0 | 0 | 0 | 0 | 0 | 0 | 0 | 0 | 0 | 0 | 0 | 0 | 0 | 0 | 0 | 0 | 12 | 1
NO |  | 56 | 2015 | 3 | 32 | 32 |  | BRIDGE | HOBE | 230 | 230 | SP | 6.07 | 0 | 1 | 1-1431 ACSR AZ | 0 | 0 | 0 | 0 | 0 | 0 | 0 | 0 | 0 | 0 | 0 | 0 | 0 | 0 | 0 | 0 | 0 | 0 | 0 | 0 | 0 | 0 | 0 | 12 | 1
NO |  | 56 | 2015 | 3 | 33 | 33 |  | BRIDGE | INDIANTOWN 1 | 230 | 230 | H | 10.02 | 0 | 1 | 1-1431 ACSR AZ | 0 | 0 | 0 | 0 | 0 | 0 | 0 | 0 | 0 | 0 | 0 | 0 | 0 | 0 | 0 | 0 | 0 | 0 | 0 | 0 | 0 | 0 | 0 | 12 | 1
NO |  | 56 | 2015 | 3 | 34 | 34 |  | BRIDGE | INDIANTOWN 2 | 230 | 230 | SP | 10.03 | 0 | 1 | 1-1431 ACSR AW | 0 | 0 | 0 | 0 | 0 | 0 | 0 | 0 | 0 | 0 | 0 | 0 | 0 | 0 | 0 | 0 | 0 | 0 | 0 | 0 | 0 | 0 | 0 | 12 | 1
NO |  | 56 | 2015 | 3 | 35 | 35 |  | BRIDGE | PLUMOSUS | 230 | 230 | SP | 28.33 | 0 | 1 | 1-1431 ACSR AW | 0 | 0 | 0 | 0 | 0 | 0 | 0 | 0 | 0 | 0 | 0 | 0 | 0 | 0 | 0 | 0 | 0 | 0 | 0 | 0 | 0 | 0 | 0 | 12 | 1
NO |  | 56 | 2015 | 4 | 1 | 1 |  | BRIDGE | PLUMOSUS | 230 | 230 | SP | 0.15 | 0 | 1 | 1-1431 ACSR TW | 0 | 0 | 0 | 0 | 0 | 0 | 0 | 0 | 0 | 0 | 0 | 0 | 0 | 0 | 0 | 0 | 0 | 0 | 0 | 0 | 0 | 0 | 0 | 12 | 1
NO |  | 56 | 2015 | 4 | 2 | 2 |  | BRIDGE | PLUMOSUS | 230 | 230 | SP | 2.59 | 0 | 1 | 1-795 ACSR AW | 0 | 0 | 0 | 0 | 0 | 0 | 0 | 0 | 0 | 0 | 0 | 0 | 0 | 0 | 0 | 0 | 0 | 0 | 0 | 0 | 0 | 0 | 0 | 12 | 1
NO |  | 56 | 2015 | 4 | 3 | 3 |  | BRIDGE | TURNPIKE | 230 | 230 | SP | 18.92 | 0 | 1 | 1-1431 ACSR AW | 0 | 0 | 0 | 0 | 0 | 0 | 0 | 0 | 0 | 0 | 0 | 0 | 0 | 0 | 0 | 0 | 0 | 0 | 0 | 0 | 0 | 0 | 0 | 12 | 1
NO |  | 56 | 2015 | 4 | 4 | 4 |  | BROWARD | DELMAR | 230 | 230 | SP | 7.24 | 0 | 1 | 1-1431 ACSR AW | 0 | 0 | 0 | 0 | 0 | 0 | 0 | 0 | 0 | 0 | 0 | 0 | 0 | 0 | 0 | 0 | 0 | 0 | 0 | 0 | 0 | 0 | 0 | 12 | 1
NO |  | 56 | 2015 | 4 | 5 | 5 |  | BROWARD | DELMAR | 230 | 230 | SP | 2.46 | 0 | 1 | 1-1431 ACSR AZ | 0 | 0 | 0 | 0 | 0 | 0 | 0 | 0 | 0 | 0 | 0 | 0 | 0 | 0 | 0 | 0 | 0 | 0 | 0 | 0 | 0 | 0 | 0 | 12 | 1
NO |  | 56 | 2015 | 4 | 6 | 6 |  | BROWARD | FESTIVAL 1 | 230 | 230 | H | 0.25 | 0 | 2 | 1-1431 ACSR AZ | 0 | 0 | 0 | 0 | 0 | 0 | 0 | 0 | 0 | 0 | 0 | 0 | 0 | 0 | 0 | 0 | 0 | 0 | 0 | 0 | 0 | 0 | 0 | 12 | 1
NO |  | 56 | 2015 | 4 | 7 | 7 |  | BROWARD | FESTIVAL 1 | 230 | 230 | SP | 1 | 0 | 2 | 1-1431 ACSR AW | 0 | 0 | 0 | 0 | 0 | 0 | 0 | 0 | 0 | 0 | 0 | 0 | 0 | 0 | 0 | 0 | 0 | 0 | 0 | 0 | 0 | 0 | 0 | 12 | 1
NO |  | 56 | 2015 | 4 | 8 | 8 |  | BROWARD | FESTIVAL 2 | 230 | 230 | H | 0 | 0.25 | 2 | 1-1431 ACSR AZ | 0 | 0 | 0 | 0 | 0 | 0 | 0 | 0 | 0 | 0 | 0 | 0 | 0 | 0 | 0 | 0 | 0 | 0 | 0 | 0 | 0 | 0 | 0 | 12 | 1
NO |  | 56 | 2015 | 4 | 9 | 9 |  | BROWARD | FESTIVAL 2 | 230 | 230 | SP | 0 | 1 | 2 | 1-1431 ACSR AW | 0 | 0 | 0 | 0 | 0 | 0 | 0 | 0 | 0 | 0 | 0 | 0 | 0 | 0 | 0 | 0 | 0 | 0 | 0 | 0 | 0 | 0 | 0 | 12 | 1
NO |  | 56 | 2015 | 4 | 10 | 10 |  | BROWARD | KIMBERLY | 230 | 230 | H | 0 | 10.81 | 2 | 1-1431 ACSR AZ | 0 | 0 | 0 | 0 | 0 | 0 | 0 | 0 | 0 | 0 | 0 | 0 | 0 | 0 | 0 | 0 | 0 | 0 | 0 | 0 | 0 | 0 | 0 | 12 | 1
NO |  | 56 | 2015 | 4 | 11 | 11 |  | BROWARD | KIMBERLY | 230 | 230 | SP | 4.78 | 6.12 | 2 | 1-1431 ACSR AW | 0 | 0 | 0 | 0 | 0 | 0 | 0 | 0 | 0 | 0 | 0 | 0 | 0 | 0 | 0 | 0 | 0 | 0 | 0 | 0 | 0 | 0 | 0 | 12 | 1
NO |  | 56 | 2015 | 4 | 12 | 12 |  | BROWARD | KIMBERLY | 230 | 230 | SP | 0.07 | 0 | 1 | 1-1431 ACSR AZ | 0 | 0 | 0 | 0 | 0 | 0 | 0 | 0 | 0 | 0 | 0 | 0 | 0 | 0 | 0 | 0 | 0 | 0 | 0 | 0 | 0 | 0 | 0 | 12 | 1
NO |  | 56 | 2015 | 4 | 13 | 13 |  | BROWARD | SUGAR-YAMATO | 230 | 230 | H | 31.01 | 0 | 2 | 1-1431 ACSR AZ | 0 | 0 | 0 | 0 | 0 | 0 | 0 | 0 | 0 | 0 | 0 | 0 | 0 | 0 | 0 | 0 | 0 | 0 | 0 | 0 | 0 | 0 | 0 | 12 | 1
NO |  | 56 | 2015 | 4 | 14 | 14 |  | BROWARD | SUGAR-YAMATO | 230 | 230 | H | 8.2 | 0 | 2 | 1-1431 ACSR TW | 0 | 0 | 0 | 0 | 0 | 0 | 0 | 0 | 0 | 0 | 0 | 0 | 0 | 0 | 0 | 0 | 0 | 0 | 0 | 0 | 0 | 0 | 0 | 12 | 1
NO |  | 56 | 2015 | 4 | 15 | 15 |  | BROWARD | SUGAR-YAMATO | 230 | 230 | SP | 12.89 | 0 | 1 | 1-1431 ACSR AW | 0 | 0 | 0 | 0 | 0 | 0 | 0 | 0 | 0 | 0 | 0 | 0 | 0 | 0 | 0 | 0 | 0 | 0 | 0 | 0 | 0 | 0 | 0 | 12 | 1
NO |  | 56 | 2015 | 4 | 16 | 16 |  | BROWARD | SUGAR-YAMATO | 230 | 230 | SP | 5.3 | 1.82 | 2 | 1-1431 ACSR AW | 0 | 0 | 0 | 0 | 0 | 0 | 0 | 0 | 0 | 0 | 0 | 0 | 0 | 0 | 0 | 0 | 0 | 0 | 0 | 0 | 0 | 0 | 0 | 12 | 1
NO |  | 56 | 2015 | 4 | 17 | 17 |  | BROWARD | SUGAR-YAMATO | 230 | 230 | SP | 0.16 | 0 | 2 | 1-1431 ACSR AZ | 0 | 0 | 0 | 0 | 0 | 0 | 0 | 0 | 0 | 0 | 0 | 0 | 0 | 0 | 0 | 0 | 0 | 0 | 0 | 0 | 0 | 0 | 0 | 12 | 1
NO |  | 56 | 2015 | 4 | 18 | 18 |  | BROWARD | SUGAR-YAMATO | 230 | 230 | SP | 0 | 0.15 | 2 | 1-1431 ACSR TW | 0 | 0 | 0 | 0 | 0 | 0 | 0 | 0 | 0 | 0 | 0 | 0 | 0 | 0 | 0 | 0 | 0 | 0 | 0 | 0 | 0 | 0 | 0 | 12 | 1
NO |  | 56 | 2015 | 4 | 19 | 19 |  | BUNNELL | PELLICER | 230 | 230 | SP | 12.55 | 0 | 1 | 1-1431 ACSR AW | 0 | 0 | 0 | 0 | 0 | 0 | 0 | 0 | 0 | 0 | 0 | 0 | 0 | 0 | 0 | 0 | 0 | 0 | 0 | 0 | 0 | 0 | 0 | 12 | 1
NO |  | 56 | 2015 | 4 | 20 | 20 |  | BUNNELL | PELLICER | 230 | 230 | SP | 3.97 | 0 | 2 | 1-1431 ACSR AW | 0 | 0 | 0 | 0 | 0 | 0 | 0 | 0 | 0 | 0 | 0 | 0 | 0 | 0 | 0 | 0 | 0 | 0 | 0 | 0 | 0 | 0 | 0 | 12 | 1
NO |  | 56 | 2015 | 4 | 21 | 21 |  | BUNNELL | PUTNAM | 230 | 230 | H | 27.12 | 0 | 1 | 1-954 ACSR AZ | 0 | 0 | 0 | 0 | 0 | 0 | 0 | 0 | 0 | 0 | 0 | 0 | 0 | 0 | 0 | 0 | 0 | 0 | 0 | 0 | 0 | 0 | 0 | 12 | 1
NO |  | 56 | 2015 | 4 | 22 | 22 |  | BUNNELL | VOLUSIA | 230 | 230 | H | 17.82 | 0 | 1 | 1-954 ACSR AZ | 0 | 0 | 0 | 0 | 0 | 0 | 0 | 0 | 0 | 0 | 0 | 0 | 0 | 0 | 0 | 0 | 0 | 0 | 0 | 0 | 0 | 0 | 0 | 12 | 1
NO |  | 56 | 2015 | 4 | 23 | 23 |  | BUNNELL | VOLUSIA | 230 | 230 | SP | 0.61 | 0 | 1 | 1-954 ACSR AW | 0 | 0 | 0 | 0 | 0 | 0 | 0 | 0 | 0 | 0 | 0 | 0 | 0 | 0 | 0 | 0 | 0 | 0 | 0 | 0 | 0 | 0 | 0 | 12 | 1
NO |  | 56 | 2015 | 4 | 24 | 24 |  | BUNNELL | VOLUSIA | 230 | 230 | SP | 4.45 | 0 | 1 | 1-954 ACSR AZ | 0 | 0 | 0 | 0 | 0 | 0 | 0 | 0 | 0 | 0 | 0 | 0 | 0 | 0 | 0 | 0 | 0 | 0 | 0 | 0 | 0 | 0 | 0 | 12 | 1
NO |  | 56 | 2015 | 4 | 25 | 25 |  | CALUSA | CHARLOTTE | 230 | 230 | SP | 20.33 | 0 | 1 | 2-556.5 ACSR AZ | 0 | 0 | 0 | 0 | 0 | 0 | 0 | 0 | 0 | 0 | 0 | 0 | 0 | 0 | 0 | 0 | 0 | 0 | 0 | 0 | 0 | 0 | 0 | 12 | 1
NO |  | 56 | 2015 | 4 | 26 | 26 |  | CALUSA | CHARLOTTE | 230 | 230 | SP | 0.37 | 0 | 1 | 2-795 ACSR AW | 0 | 0 | 0 | 0 | 0 | 0 | 0 | 0 | 0 | 0 | 0 | 0 | 0 | 0 | 0 | 0 | 0 | 0 | 0 | 0 | 0 | 0 | 0 | 12 | 1
NO |  | 56 | 2015 | 4 | 27 | 27 |  | CALUSA | FT MYERS PLANT 1 | 230 | 230 | SP | 1.12 | 0 | 2 | 1-1431 ACSR AW | 0 | 0 | 0 | 0 | 0 | 0 | 0 | 0 | 0 | 0 | 0 | 0 | 0 | 0 | 0 | 0 | 0 | 0 | 0 | 0 | 0 | 0 | 0 | 12 | 1
NO |  | 56 | 2015 | 4 | 28 | 28 |  | CALUSA | FT MYERS PLANT 1 | 230 | 230 | SP | 0.31 | 0 | 2 | 2-556.5 ACSR AZ | 0 | 0 | 0 | 0 | 0 | 0 | 0 | 0 | 0 | 0 | 0 | 0 | 0 | 0 | 0 | 0 | 0 | 0 | 0 | 0 | 0 | 0 | 0 | 12 | 1
NO |  | 56 | 2015 | 4 | 29 | 29 |  | CALUSA | FT MYERS PLANT 2 | 230 | 230 | SP | 0 | 0.47 | 2 | 1-1431 ACSR AW | 0 | 0 | 0 | 0 | 0 | 0 | 0 | 0 | 0 | 0 | 0 | 0 | 0 | 0 | 0 | 0 | 0 | 0 | 0 | 0 | 0 | 0 | 0 | 12 | 1
NO |  | 56 | 2015 | 4 | 30 | 30 |  | CALUSA | FT MYERS PLANT 2 | 230 | 230 | SP | 0 | 0.96 | 2 | 2-556.5 ACSR AZ | 0 | 0 | 0 | 0 | 0 | 0 | 0 | 0 | 0 | 0 | 0 | 0 | 0 | 0 | 0 | 0 | 0 | 0 | 0 | 0 | 0 | 0 | 0 | 12 | 1
NO |  | 56 | 2015 | 4 | 31 | 31 |  | CALUSA | LEE 1 | 230 | 230 | H | 9.13 | 0 | 1 | 1-1272 ACSR AW | 0 | 0 | 0 | 0 | 0 | 0 | 0 | 0 | 0 | 0 | 0 | 0 | 0 | 0 | 0 | 0 | 0 | 0 | 0 | 0 | 0 | 0 | 0 | 12 | 1
NO |  | 56 | 2015 | 4 | 32 | 32 |  | CALUSA | LEE 1 | 230 | 230 | SP | 0.98 | 0 | 1 | 1-1272 ACSR AW | 0 | 0 | 0 | 0 | 0 | 0 | 0 | 0 | 0 | 0 | 0 | 0 | 0 | 0 | 0 | 0 | 0 | 0 | 0 | 0 | 0 | 0 | 0 | 12 | 1
NO |  | 56 | 2015 | 4 | 33 | 33 |  | CALUSA | LEE 1 | 230 | 230 | SP | 0.9 | 0 | 2 | 1-1272 ACSR AW | 0 | 0 | 0 | 0 | 0 | 0 | 0 | 0 | 0 | 0 | 0 | 0 | 0 | 0 | 0 | 0 | 0 | 0 | 0 | 0 | 0 | 0 | 0 | 12 | 1
NO |  | 56 | 2015 | 4 | 34 | 34 |  | CALUSA | LEE 2 | 230 | 230 | SP | 10.08 | 0 | 1 | 1-1780 ACSR TW | 0 | 0 | 0 | 0 | 0 | 0 | 0 | 0 | 0 | 0 | 0 | 0 | 0 | 0 | 0 | 0 | 0 | 0 | 0 | 0 | 0 | 0 | 0 | 12 | 1
NO |  | 56 | 2015 | 4 | 35 | 35 |  | CALUSA | LEE 2 | 230 | 230 | SP | 0 | 0.91 | 2 | 1-1780 ACSR TW | 0 | 0 | 0 | 0 | 0 | 0 | 0 | 0 | 0 | 0 | 0 | 0 | 0 | 0 | 0 | 0 | 0 | 0 | 0 | 0 | 0 | 0 | 0 | 12 | 1
NO |  | 56 | 2015 | 5 | 1 | 1 |  | CAPE CANAVERAL | INDIAN RIVER (OUC) 1 | 230 | 230 | H | 0.71 | 0 | 2 | 1-954 ACSSHS AW | 0 | 0 | 0 | 0 | 0 | 0 | 0 | 0 | 0 | 0 | 0 | 0 | 0 | 0 | 0 | 0 | 0 | 0 | 0 | 0 | 0 | 0 | 0 | 12 | 1
NO |  | 56 | 2015 | 5 | 2 | 2 |  | CAPE CANAVERAL | INDIAN RIVER (OUC) 1 | 230 | 230 | SP | 1.59 | 0 | 2 | 1-954 ACSSHS AW | 0 | 0 | 0 | 0 | 0 | 0 | 0 | 0 | 0 | 0 | 0 | 0 | 0 | 0 | 0 | 0 | 0 | 0 | 0 | 0 | 0 | 0 | 0 | 12 | 1
NO |  | 56 | 2015 | 5 | 3 | 3 |  | CAPE CANAVERAL | INDIAN RIVER (OUC) 2 | 230 | 230 | SP | 0.7 | 0 | 1 | 1-954 ACSSHS AW | 0 | 0 | 0 | 0 | 0 | 0 | 0 | 0 | 0 | 0 | 0 | 0 | 0 | 0 | 0 | 0 | 0 | 0 | 0 | 0 | 0 | 0 | 0 | 12 | 1
NO |  | 56 | 2015 | 5 | 4 | 4 |  | CAPE CANAVERAL | INDIAN RIVER (OUC) 2 | 230 | 230 | SP | 0 | 1.59 | 2 | 1-954 ACSSHS AW | 0 | 0 | 0 | 0 | 0 | 0 | 0 | 0 | 0 | 0 | 0 | 0 | 0 | 0 | 0 | 0 | 0 | 0 | 0 | 0 | 0 | 0 | 0 | 12 | 1
NO |  | 56 | 2015 | 5 | 5 | 5 |  | CASTLE | BIG BEND (TEC) | 230 | 230 | H | 5.44 | 0 | 1 | 1-954 ACSR AW | 0 | 0 | 0 | 0 | 0 | 0 | 0 | 0 | 0 | 0 | 0 | 0 | 0 | 0 | 0 | 0 | 0 | 0 | 0 | 0 | 0 | 0 | 0 | 12 | 1
NO |  | 56 | 2015 | 5 | 6 | 6 |  | CASTLE | BIG BEND (TEC) | 230 | 230 | H | 3.63 | 0 | 1 | 1-954 ACSR AZ | 0 | 0 | 0 | 0 | 0 | 0 | 0 | 0 | 0 | 0 | 0 | 0 | 0 | 0 | 0 | 0 | 0 | 0 | 0 | 0 | 0 | 0 | 0 | 12 | 1
NO |  | 56 | 2015 | 5 | 7 | 7 |  | CASTLE | BIG BEND (TEC) | 230 | 230 | SP | 13.25 | 0 | 1 | 1-954 ACSR AW | 0 | 0 | 0 | 0 | 0 | 0 | 0 | 0 | 0 | 0 | 0 | 0 | 0 | 0 | 0 | 0 | 0 | 0 | 0 | 0 | 0 | 0 | 0 | 12 | 1
NO |  | 56 | 2015 | 5 | 8 | 8 |  | CASTLE | BIG BEND (TEC) | 230 | 230 | SP | 3.89 | 0 | 1 | 1-954 ACSR AZ | 0 | 0 | 0 | 0 | 0 | 0 | 0 | 0 | 0 | 0 | 0 | 0 | 0 | 0 | 0 | 0 | 0 | 0 | 0 | 0 | 0 | 0 | 0 | 12 | 1
NO |  | 56 | 2015 | 5 | 9 | 9 |  | CASTLE | RINGLING | 230 | 230 | H | 0.07 | 0 | 1 | 1-954 ACSR AW | 0 | 0 | 0 | 0 | 0 | 0 | 0 | 0 | 0 | 0 | 0 | 0 | 0 | 0 | 0 | 0 | 0 | 0 | 0 | 0 | 0 | 0 | 0 | 12 | 1
NO |  | 56 | 2015 | 5 | 10 | 10 |  | CASTLE | RINGLING | 230 | 230 | SP | 0.06 | 0 | 1 | 1-1431 ACSR AZ | 0 | 0 | 0 | 0 | 0 | 0 | 0 | 0 | 0 | 0 | 0 | 0 | 0 | 0 | 0 | 0 | 0 | 0 | 0 | 0 | 0 | 0 | 0 | 12 | 1
NO |  | 56 | 2015 | 5 | 11 | 11 |  | CASTLE | RINGLING | 230 | 230 | SP | 9.71 | 0 | 1 | 1-954 ACSR AW | 0 | 0 | 0 | 0 | 0 | 0 | 0 | 0 | 0 | 0 | 0 | 0 | 0 | 0 | 0 | 0 | 0 | 0 | 0 | 0 | 0 | 0 | 0 | 12 | 1
NO |  | 56 | 2015 | 5 | 12 | 12 |  | CASTLE | RINGLING | 230 | 230 | SP | 1.03 | 0 | 2 | 1-954 ACSR AW | 0 | 0 | 0 | 0 | 0 | 0 | 0 | 0 | 0 | 0 | 0 | 0 | 0 | 0 | 0 | 0 | 0 | 0 | 0 | 0 | 0 | 0 | 0 | 12 | 1
NO |  | 56 | 2015 | 5 | 13 | 13 |  | CASTLE | RINGLING | 230 | 230 | SP | 0.16 | 0 | 1 | 1-954 ACSR AZ | 0 | 0 | 0 | 0 | 0 | 0 | 0 | 0 | 0 | 0 | 0 | 0 | 0 | 0 | 0 | 0 | 0 | 0 | 0 | 0 | 0 | 0 | 0 | 12 | 1
NO |  | 56 | 2015 | 5 | 14 | 14 |  | CEDAR | CORBETT | 230 | 230 | H | 5.87 | 0 | 2 | 1-1431 ACSR AZ | 0 | 0 | 0 | 0 | 0 | 0 | 0 | 0 | 0 | 0 | 0 | 0 | 0 | 0 | 0 | 0 | 0 | 0 | 0 | 0 | 0 | 0 | 0 | 12 | 1
NO |  | 56 | 2015 | 5 | 15 | 15 |  | CEDAR | CORBETT | 230 | 230 | H | 0 | 8.49 | 2 | 1-1431 ACSR TW | 0 | 0 | 0 | 0 | 0 | 0 | 0 | 0 | 0 | 0 | 0 | 0 | 0 | 0 | 0 | 0 | 0 | 0 | 0 | 0 | 0 | 0 | 0 | 12 | 1
NO |  | 56 | 2015 | 5 | 16 | 16 |  | CEDAR | CORBETT | 230 | 230 | SP | 3.15 | 0 | 1 | 1-1431 ACSR AW | 0 | 0 | 0 | 0 | 0 | 0 | 0 | 0 | 0 | 0 | 0 | 0 | 0 | 0 | 0 | 0 | 0 | 0 | 0 | 0 | 0 | 0 | 0 | 12 | 1
NO |  | 56 | 2015 | 5 | 17 | 17 |  | CEDAR | CORBETT | 230 | 230 | SP | 0 | 9.88 | 2 | 1-1431 ACSR AW | 0 | 0 | 0 | 0 | 0 | 0 | 0 | 0 | 0 | 0 | 0 | 0 | 0 | 0 | 0 | 0 | 0 | 0 | 0 | 0 | 0 | 0 | 0 | 12 | 1
NO |  | 56 | 2015 | 5 | 18 | 18 |  | CEDAR | CORBETT | 230 | 230 | SP | 0.17 | 0 | 1 | 1-1431 ACSR TW | 0 | 0 | 0 | 0 | 0 | 0 | 0 | 0 | 0 | 0 | 0 | 0 | 0 | 0 | 0 | 0 | 0 | 0 | 0 | 0 | 0 | 0 | 0 | 12 | 1
NO |  | 56 | 2015 | 5 | 19 | 19 |  | CEDAR | DELTRAIL | 230 | 230 | H | 0.05 | 0 | 1 | 1-1431 ACSR AZ | 0 | 0 | 0 | 0 | 0 | 0 | 0 | 0 | 0 | 0 | 0 | 0 | 0 | 0 | 0 | 0 | 0 | 0 | 0 | 0 | 0 | 0 | 0 | 12 | 1
NO |  | 56 | 2015 | 5 | 20 | 20 |  | CEDAR | DELTRAIL | 230 | 230 | SP | 5.58 | 0 | 1 | 1-1431 ACSR AZ | 0 | 0 | 0 | 0 | 0 | 0 | 0 | 0 | 0 | 0 | 0 | 0 | 0 | 0 | 0 | 0 | 0 | 0 | 0 | 0 | 0 | 0 | 0 | 12 | 1
NO |  | 56 | 2015 | 5 | 21 | 21 |  | CEDAR | FOUNTAIN | 230 | 230 | SP | 1.57 | 0 | 1 | 1-1431 ACSR AW | 0 | 0 | 0 | 0 | 0 | 0 | 0 | 0 | 0 | 0 | 0 | 0 | 0 | 0 | 0 | 0 | 0 | 0 | 0 | 0 | 0 | 0 | 0 | 12 | 1
NO |  | 56 | 2015 | 5 | 22 | 22 |  | CEDAR | FOUNTAIN | 230 | 230 | SP | 5.54 | 0 | 1 | 1-1431 ACSR TW | 0 | 0 | 0 | 0 | 0 | 0 | 0 | 0 | 0 | 0 | 0 | 0 | 0 | 0 | 0 | 0 | 0 | 0 | 0 | 0 | 0 | 0 | 0 | 12 | 1
NO |  | 56 | 2015 | 5 | 23 | 23 |  | CEDAR | RANCH | 230 | 230 | H | 0.21 | 0 | 1 | 1-1431 ACSR AZ | 0 | 0 | 0 | 0 | 0 | 0 | 0 | 0 | 0 | 0 | 0 | 0 | 0 | 0 | 0 | 0 | 0 | 0 | 0 | 0 | 0 | 0 | 0 | 12 | 1
NO |  | 56 | 2015 | 5 | 24 | 24 |  | CEDAR | RANCH | 230 | 230 | H | 0 | 5.95 | 2 | 1-1431 ACSR AZ | 0 | 0 | 0 | 0 | 0 | 0 | 0 | 0 | 0 | 0 | 0 | 0 | 0 | 0 | 0 | 0 | 0 | 0 | 0 | 0 | 0 | 0 | 0 | 12 | 1
NO |  | 56 | 2015 | 5 | 25 | 25 |  | CEDAR | RANCH | 230 | 230 | SP | 0.27 | 0 | 1 | 1-1431 ACSR AW | 0 | 0 | 0 | 0 | 0 | 0 | 0 | 0 | 0 | 0 | 0 | 0 | 0 | 0 | 0 | 0 | 0 | 0 | 0 | 0 | 0 | 0 | 0 | 12 | 1
NO |  | 56 | 2015 | 5 | 26 | 26 |  | CEDAR | RANCH | 230 | 230 | SP | 9.02 | 0 | 2 | 1-1431 ACSR AZ | 0 | 0 | 0 | 0 | 0 | 0 | 0 | 0 | 0 | 0 | 0 | 0 | 0 | 0 | 0 | 0 | 0 | 0 | 0 | 0 | 0 | 0 | 0 | 12 | 1
NO |  | 56 | 2015 | 5 | 27 | 27 |  | CHARLOTTE | FT MYERS PLANT 1 | 230 | 230 | H | 0.55 | 0 | 1 | 1-954 ACSR AZ | 0 | 0 | 0 | 0 | 0 | 0 | 0 | 0 | 0 | 0 | 0 | 0 | 0 | 0 | 0 | 0 | 0 | 0 | 0 | 0 | 0 | 0 | 0 | 12 | 1
NO |  | 56 | 2015 | 5 | 28 | 28 |  | CHARLOTTE | FT MYERS PLANT 1 | 230 | 230 | SP | 0.19 | 0 | 1 | 1-1431 ACSR AW | 0 | 0 | 0 | 0 | 0 | 0 | 0 | 0 | 0 | 0 | 0 | 0 | 0 | 0 | 0 | 0 | 0 | 0 | 0 | 0 | 0 | 0 | 0 | 12 | 1
NO |  | 56 | 2015 | 5 | 29 | 29 |  | CHARLOTTE | FT MYERS PLANT 1 | 230 | 230 | SP | 19.04 | 0 | 2 | 1-1431 ACSR AW | 0 | 0 | 0 | 0 | 0 | 0 | 0 | 0 | 0 | 0 | 0 | 0 | 0 | 0 | 0 | 0 | 0 | 0 | 0 | 0 | 0 | 0 | 0 | 12 | 1
NO |  | 56 | 2015 | 5 | 30 | 30 |  | CHARLOTTE | FT MYERS PLANT 1 | 230 | 230 | SP | 2.37 | 0 | 1 | 1-954 ACSR AZ | 0 | 0 | 0 | 0 | 0 | 0 | 0 | 0 | 0 | 0 | 0 | 0 | 0 | 0 | 0 | 0 | 0 | 0 | 0 | 0 | 0 | 0 | 0 | 12 | 1
NO |  | 56 | 2015 | 5 | 31 | 31 |  | CHARLOTTE | FT MYERS PLANT 2 | 230 | 230 | H | 12.03 | 0 | 1 | 1-1431 ACSR AZ | 0 | 0 | 0 | 0 | 0 | 0 | 0 | 0 | 0 | 0 | 0 | 0 | 0 | 0 | 0 | 0 | 0 | 0 | 0 | 0 | 0 | 0 | 0 | 12 | 1
NO |  | 56 | 2015 | 5 | 32 | 32 |  | CHARLOTTE | FT MYERS PLANT 2 | 230 | 230 | H | 0.03 | 0 | 1 | 1-4x4x5/16 IWCB | 0 | 0 | 0 | 0 | 0 | 0 | 0 | 0 | 0 | 0 | 0 | 0 | 0 | 0 | 0 | 0 | 0 | 0 | 0 | 0 | 0 | 0 | 0 | 12 | 1
NO |  | 56 | 2015 | 5 | 33 | 33 |  | CHARLOTTE | FT MYERS PLANT 2 | 230 | 230 | SP | 0.18 | 0 | 1 | 1-1431 ACSR AW | 0 | 0 | 0 | 0 | 0 | 0 | 0 | 0 | 0 | 0 | 0 | 0 | 0 | 0 | 0 | 0 | 0 | 0 | 0 | 0 | 0 | 0 | 0 | 12 | 1
NO |  | 56 | 2015 | 5 | 34 | 34 |  | CHARLOTTE | FT MYERS PLANT 2 | 230 | 230 | SP | 10.62 | 0 | 1 | 1-1431 ACSR AZ | 0 | 0 | 0 | 0 | 0 | 0 | 0 | 0 | 0 | 0 | 0 | 0 | 0 | 0 | 0 | 0 | 0 | 0 | 0 | 0 | 0 | 0 | 0 | 12 | 1
NO |  | 56 | 2015 | 5 | 35 | 35 |  | CHARLOTTE | PEACHLAND | 230 | 230 | H | 4.71 | 0 | 1 | 1-1431 ACSR AZ | 0 | 0 | 0 | 0 | 0 | 0 | 0 | 0 | 0 | 0 | 0 | 0 | 0 | 0 | 0 | 0 | 0 | 0 | 0 | 0 | 0 | 0 | 0 | 12 | 1
NO |  | 56 | 2015 | 6 | 1 | 1 |  | CHARLOTTE | PEACHLAND | 230 | 230 | SP | 0.12 | 0 | 1 | 1-1431 ACSR AW | 0 | 0 | 0 | 0 | 0 | 0 | 0 | 0 | 0 | 0 | 0 | 0 | 0 | 0 | 0 | 0 | 0 | 0 | 0 | 0 | 0 | 0 | 0 | 12 | 1
NO |  | 56 | 2015 | 6 | 2 | 2 |  | CHARLOTTE | PEACHLAND | 230 | 230 | SP | 6.06 | 0 | 1 | 1-1431 ACSR AZ | 0 | 0 | 0 | 0 | 0 | 0 | 0 | 0 | 0 | 0 | 0 | 0 | 0 | 0 | 0 | 0 | 0 | 0 | 0 | 0 | 0 | 0 | 0 | 12 | 1
NO |  | 56 | 2015 | 6 | 3 | 3 |  | CHARLOTTE | SADDLEWOOD | 230 | 230 | H | 16.07 | 0 | 1 | 1-2156 ACSR | 0 | 0 | 0 | 0 | 0 | 0 | 0 | 0 | 0 | 0 | 0 | 0 | 0 | 0 | 0 | 0 | 0 | 0 | 0 | 0 | 0 | 0 | 0 | 12 | 1
NO |  | 56 | 2015 | 6 | 4 | 4 |  | CHARLOTTE | SADDLEWOOD | 230 | 230 | SP | 9.23 | 0 | 1 | 1-2156 ACSR | 0 | 0 | 0 | 0 | 0 | 0 | 0 | 0 | 0 | 0 | 0 | 0 | 0 | 0 | 0 | 0 | 0 | 0 | 0 | 0 | 0 | 0 | 0 | 12 | 1
NO |  | 56 | 2015 | 6 | 5 | 5 |  | CHARLOTTE | SADDLEWOOD | 230 | 230 | SP | 3.49 | 0 | 2 | 1-2156 ACSR | 0 | 0 | 0 | 0 | 0 | 0 | 0 | 0 | 0 | 0 | 0 | 0 | 0 | 0 | 0 | 0 | 0 | 0 | 0 | 0 | 0 | 0 | 0 | 12 | 1
NO |  | 56 | 2015 | 6 | 6 | 6 |  | CHARLOTTE | VANDOLAH (DEF) | 230 | 230 | SP | 0.03 | 0 | 1 | 2-795 ACSR AW | 0 | 0 | 0 | 0 | 0 | 0 | 0 | 0 | 0 | 0 | 0 | 0 | 0 | 0 | 0 | 0 | 0 | 0 | 0 | 0 | 0 | 0 | 0 | 12 | 1
NO |  | 56 | 2015 | 6 | 7 | 7 |  | CHARLOTTE | WHIDDEN 1 | 230 | 230 | SP | 28.55 | 0 | 1 | 2-954 ACSR AW | 0 | 0 | 0 | 0 | 0 | 0 | 0 | 0 | 0 | 0 | 0 | 0 | 0 | 0 | 0 | 0 | 0 | 0 | 0 | 0 | 0 | 0 | 0 | 12 | 1
NO |  | 56 | 2015 | 6 | 8 | 8 |  | CLINTMOORE | DELMAR | 230 | 230 | SP | 0.03 | 0 | 1 | 1-1431 ACSR AW | 0 | 0 | 0 | 0 | 0 | 0 | 0 | 0 | 0 | 0 | 0 | 0 | 0 | 0 | 0 | 0 | 0 | 0 | 0 | 0 | 0 | 0 | 0 | 12 | 1
NO |  | 56 | 2015 | 6 | 9 | 9 |  | CLINTMOORE | DELMAR | 230 | 230 | SP | 5.52 | 0 | 1 | 1-1431 ACSR AZ | 0 | 0 | 0 | 0 | 0 | 0 | 0 | 0 | 0 | 0 | 0 | 0 | 0 | 0 | 0 | 0 | 0 | 0 | 0 | 0 | 0 | 0 | 0 | 12 | 1
NO |  | 56 | 2015 | 6 | 10 | 10 |  | CLINTMOORE | YAMATO | 230 | 230 | H | 1.36 | 0 | 1 | 1-1431 ACSR AZ | 0 | 0 | 0 | 0 | 0 | 0 | 0 | 0 | 0 | 0 | 0 | 0 | 0 | 0 | 0 | 0 | 0 | 0 | 0 | 0 | 0 | 0 | 0 | 12 | 1
NO |  | 56 | 2015 | 6 | 11 | 11 |  | CLINTMOORE | YAMATO | 230 | 230 | SP | 0.16 | 0 | 1 | 1-1431 ACSR AW | 0 | 0 | 0 | 0 | 0 | 0 | 0 | 0 | 0 | 0 | 0 | 0 | 0 | 0 | 0 | 0 | 0 | 0 | 0 | 0 | 0 | 0 | 0 | 12 | 1
NO |  | 56 | 2015 | 6 | 12 | 12 |  | CLINTMOORE | YAMATO | 230 | 230 | SP | 1.39 | 0 | 1 | 1-1431 ACSR AZ | 0 | 0 | 0 | 0 | 0 | 0 | 0 | 0 | 0 | 0 | 0 | 0 | 0 | 0 | 0 | 0 | 0 | 0 | 0 | 0 | 0 | 0 | 0 | 12 | 1
NO |  | 56 | 2015 | 6 | 13 | 13 |  | COAST | PEACHLAND | 230 | 230 | SP | 5.57 | 0 | 1 | 1-954 ACSR AW | 0 | 0 | 0 | 0 | 0 | 0 | 0 | 0 | 0 | 0 | 0 | 0 | 0 | 0 | 0 | 0 | 0 | 0 | 0 | 0 | 0 | 0 | 0 | 12 | 1
NO |  | 56 | 2015 | 6 | 14 | 14 |  | COLLIER | ORANGE RIVER 1 | 230 | 230 | SP | 35.32 | 0 | 1 | 1-1431 ACSR AW | 0 | 0 | 0 | 0 | 0 | 0 | 0 | 0 | 0 | 0 | 0 | 0 | 0 | 0 | 0 | 0 | 0 | 0 | 0 | 0 | 0 | 0 | 0 | 12 | 1
NO |  | 56 | 2015 | 6 | 15 | 15 |  | COLLIER | ORANGE RIVER 1 | 230 | 230 | SP | 2.88 | 0 | 2 | 1-1431 ACSR AW | 0 | 0 | 0 | 0 | 0 | 0 | 0 | 0 | 0 | 0 | 0 | 0 | 0 | 0 | 0 | 0 | 0 | 0 | 0 | 0 | 0 | 0 | 0 | 12 | 1
NO |  | 56 | 2015 | 6 | 16 | 16 |  | COLLIER | ORANGE RIVER 2 | 230 | 230 | SP | 66.39 | 0 | 1 | 1-1431 ACSR AW | 0 | 0 | 0 | 0 | 0 | 0 | 0 | 0 | 0 | 0 | 0 | 0 | 0 | 0 | 0 | 0 | 0 | 0 | 0 | 0 | 0 | 0 | 0 | 12 | 1
NO |  | 56 | 2015 | 6 | 17 | 17 |  | COLLIER | TERRY | 230 | 230 | H | 0.23 | 0 | 1 | 1-1431 ACSR AZ | 0 | 0 | 0 | 0 | 0 | 0 | 0 | 0 | 0 | 0 | 0 | 0 | 0 | 0 | 0 | 0 | 0 | 0 | 0 | 0 | 0 | 0 | 0 | 12 | 1
NO |  | 56 | 2015 | 6 | 18 | 18 |  | COLLIER | TERRY | 230 | 230 | H | 12.4 | 0 | 2 | 1-1431 ACSR AZ | 0 | 0 | 0 | 0 | 0 | 0 | 0 | 0 | 0 | 0 | 0 | 0 | 0 | 0 | 0 | 0 | 0 | 0 | 0 | 0 | 0 | 0 | 0 | 12 | 1
NO |  | 56 | 2015 | 6 | 19 | 19 |  | COLLIER | TERRY | 230 | 230 | SP | 0.23 | 0 | 1 | 1-1431 ACSR AW | 0 | 0 | 0 | 0 | 0 | 0 | 0 | 0 | 0 | 0 | 0 | 0 | 0 | 0 | 0 | 0 | 0 | 0 | 0 | 0 | 0 | 0 | 0 | 12 | 1
NO |  | 56 | 2015 | 6 | 20 | 20 |  | CONSERVATION | FESTIVAL | 230 | 230 | H | 9.79 | 3.59 | 2 | 1-1431 ACSR AZ | 0 | 0 | 0 | 0 | 0 | 0 | 0 | 0 | 0 | 0 | 0 | 0 | 0 | 0 | 0 | 0 | 0 | 0 | 0 | 0 | 0 | 0 | 0 | 12 | 1
NO |  | 56 | 2015 | 6 | 21 | 21 |  | CONSERVATION | FESTIVAL | 230 | 230 | SP | 0.21 | 0 | 1 | 1-1431 ACSR AW | 0 | 0 | 0 | 0 | 0 | 0 | 0 | 0 | 0 | 0 | 0 | 0 | 0 | 0 | 0 | 0 | 0 | 0 | 0 | 0 | 0 | 0 | 0 | 12 | 1
NO |  | 56 | 2015 | 6 | 22 | 22 |  | CONSERVATION | FESTIVAL | 230 | 230 | SP | 0.69 | 0.5 | 2 | 1-1431 ACSR AW | 0 | 0 | 0 | 0 | 0 | 0 | 0 | 0 | 0 | 0 | 0 | 0 | 0 | 0 | 0 | 0 | 0 | 0 | 0 | 0 | 0 | 0 | 0 | 12 | 1
NO |  | 56 | 2015 | 6 | 23 | 23 |  | CONSERVATION | MALLARD | 230 | 230 | H | 0.03 | 0 | 1 | 1-1431 ACSR AZ | 0 | 0 | 0 | 0 | 0 | 0 | 0 | 0 | 0 | 0 | 0 | 0 | 0 | 0 | 0 | 0 | 0 | 0 | 0 | 0 | 0 | 0 | 0 | 12 | 1
NO |  | 56 | 2015 | 6 | 24 | 24 |  | CONSERVATION | MALLARD | 230 | 230 | H | 0 | 5.51 | 2 | 1-1431 ACSR AZ | 0 | 0 | 0 | 0 | 0 | 0 | 0 | 0 | 0 | 0 | 0 | 0 | 0 | 0 | 0 | 0 | 0 | 0 | 0 | 0 | 0 | 0 | 0 | 12 | 1
NO |  | 56 | 2015 | 6 | 25 | 25 |  | CONSERVATION | MALLARD | 230 | 230 | SP | 0 | 0.31 | 2 | 1-1431 ACSR AW | 0 | 0 | 0 | 0 | 0 | 0 | 0 | 0 | 0 | 0 | 0 | 0 | 0 | 0 | 0 | 0 | 0 | 0 | 0 | 0 | 0 | 0 | 0 | 12 | 1
NO |  | 56 | 2015 | 6 | 26 | 26 |  | CONSERVATION | MOTOROLA | 230 | 230 | SP | 1.27 | 0 | 2 | 1-1431 ACSR AW | 0 | 0 | 0 | 0 | 0 | 0 | 0 | 0 | 0 | 0 | 0 | 0 | 0 | 0 | 0 | 0 | 0 | 0 | 0 | 0 | 0 | 0 | 0 | 12 | 1
NO |  | 56 | 2015 | 6 | 27 | 27 |  | CONSERVATION | MOTOROLA | 230 | 230 | SP | 4.91 | 0 | 1 | 1-1431 ACSR AZ | 0 | 0 | 0 | 0 | 0 | 0 | 0 | 0 | 0 | 0 | 0 | 0 | 0 | 0 | 0 | 0 | 0 | 0 | 0 | 0 | 0 | 0 | 0 | 12 | 1
NO |  | 56 | 2015 | 6 | 28 | 28 |  | CONSERVATION | NOB HILL | 230 | 230 | SP | 4.15 | 0 | 1 | 1-1431 ACSR AW | 0 | 0 | 0 | 0 | 0 | 0 | 0 | 0 | 0 | 0 | 0 | 0 | 0 | 0 | 0 | 0 | 0 | 0 | 0 | 0 | 0 | 0 | 0 | 12 | 1
NO |  | 56 | 2015 | 6 | 29 | 29 |  | CONSERVATION | NOB HILL | 230 | 230 | SP | 1.21 | 0 | 2 | 1-1431 ACSR AW | 0 | 0 | 0 | 0 | 0 | 0 | 0 | 0 | 0 | 0 | 0 | 0 | 0 | 0 | 0 | 0 | 0 | 0 | 0 | 0 | 0 | 0 | 0 | 12 | 1
NO |  | 56 | 2015 | 6 | 30 | 30 |  | CONSERVATION | OAKLAND PARK | 230 | 230 | SP | 8.08 | 0 | 1 | 1-1431 ACSR AW | 0 | 0 | 0 | 0 | 0 | 0 | 0 | 0 | 0 | 0 | 0 | 0 | 0 | 0 | 0 | 0 | 0 | 0 | 0 | 0 | 0 | 0 | 0 | 12 | 1
NO |  | 56 | 2015 | 6 | 31 | 31 |  | CONSERVATION | OAKLAND PARK | 230 | 230 | SP | 11.53 | 0 | 2 | 1-1431 ACSR AW | 0 | 0 | 0 | 0 | 0 | 0 | 0 | 0 | 0 | 0 | 0 | 0 | 0 | 0 | 0 | 0 | 0 | 0 | 0 | 0 | 0 | 0 | 0 | 12 | 1
NO |  | 56 | 2015 | 6 | 32 | 32 |  | CORBETT | PINEWOOD | 230 | 230 | H | 0.06 | 0 | 1 | 1-1431 ACSR TW | 0 | 0 | 0 | 0 | 0 | 0 | 0 | 0 | 0 | 0 | 0 | 0 | 0 | 0 | 0 | 0 | 0 | 0 | 0 | 0 | 0 | 0 | 0 | 12 | 1
NO |  | 56 | 2015 | 6 | 33 | 33 |  | CORBETT | PINEWOOD | 230 | 230 | H | 0 | 8.46 | 2 | 1-1431 ACSR TW | 0 | 0 | 0 | 0 | 0 | 0 | 0 | 0 | 0 | 0 | 0 | 0 | 0 | 0 | 0 | 0 | 0 | 0 | 0 | 0 | 0 | 0 | 0 | 12 | 1
NO |  | 56 | 2015 | 6 | 34 | 34 |  | CORBETT | PINEWOOD | 230 | 230 | SP | 3.28 | 0 | 1 | 1-1431 ACSR AW | 0 | 0 | 0 | 0 | 0 | 0 | 0 | 0 | 0 | 0 | 0 | 0 | 0 | 0 | 0 | 0 | 0 | 0 | 0 | 0 | 0 | 0 | 0 | 12 | 1
NO |  | 56 | 2015 | 6 | 35 | 35 |  | CORBETT | PINEWOOD | 230 | 230 | SP | 2.05 | 9.11 | 2 | 1-1431 ACSR AW | 0 | 0 | 0 | 0 | 0 | 0 | 0 | 0 | 0 | 0 | 0 | 0 | 0 | 0 | 0 | 0 | 0 | 0 | 0 | 0 | 0 | 0 | 0 | 12 | 1
NO |  | 56 | 2015 | 7 | 1 | 1 |  | CORBETT | PINEWOOD | 230 | 230 | SP | 7.74 | 0 | 1 | 1-1431 ACSR AZ | 0 | 0 | 0 | 0 | 0 | 0 | 0 | 0 | 0 | 0 | 0 | 0 | 0 | 0 | 0 | 0 | 0 | 0 | 0 | 0 | 0 | 0 | 0 | 12 | 1
NO |  | 56 | 2015 | 7 | 2 | 2 |  | CORBETT | PINEWOOD | 230 | 230 | SP | 0.23 | 0 | 1 | 1-1431 ACSR TW | 0 | 0 | 0 | 0 | 0 | 0 | 0 | 0 | 0 | 0 | 0 | 0 | 0 | 0 | 0 | 0 | 0 | 0 | 0 | 0 | 0 | 0 | 0 | 12 | 1
NO |  | 56 | 2015 | 7 | 3 | 3 |  | CORBETT | RANCH 1 | 230 | 230 | H | 3.77 | 4.73 | 2 | 1-1431 ACSR TW | 0 | 0 | 0 | 0 | 0 | 0 | 0 | 0 | 0 | 0 | 0 | 0 | 0 | 0 | 0 | 0 | 0 | 0 | 0 | 0 | 0 | 0 | 0 | 12 | 1
NO |  | 56 | 2015 | 7 | 4 | 4 |  | CORBETT | RANCH 1 | 230 | 230 | SP | 0.27 | 0 | 1 | 1-1431 ACSR AW | 0 | 0 | 0 | 0 | 0 | 0 | 0 | 0 | 0 | 0 | 0 | 0 | 0 | 0 | 0 | 0 | 0 | 0 | 0 | 0 | 0 | 0 | 0 | 12 | 1
NO |  | 56 | 2015 | 7 | 5 | 5 |  | CORBETT | RANCH 1 | 230 | 230 | SP | 2.94 | 0 | 1 | 1-1431 ACSR TW | 0 | 0 | 0 | 0 | 0 | 0 | 0 | 0 | 0 | 0 | 0 | 0 | 0 | 0 | 0 | 0 | 0 | 0 | 0 | 0 | 0 | 0 | 0 | 12 | 1
NO |  | 56 | 2015 | 7 | 6 | 6 |  | CORBETT | RANCH 1 | 230 | 230 | SP | 0.52 | 0 | 2 | 1-1431 ACSR TW | 0 | 0 | 0 | 0 | 0 | 0 | 0 | 0 | 0 | 0 | 0 | 0 | 0 | 0 | 0 | 0 | 0 | 0 | 0 | 0 | 0 | 0 | 0 | 12 | 1
NO |  | 56 | 2015 | 7 | 7 | 7 |  | CORBETT | RANCH 1 | 230 | 230 | SP | 0.05 | 0 | 1 | 1-954 ACSR AW | 0 | 0 | 0 | 0 | 0 | 0 | 0 | 0 | 0 | 0 | 0 | 0 | 0 | 0 | 0 | 0 | 0 | 0 | 0 | 0 | 0 | 0 | 0 | 12 | 1
NO |  | 56 | 2015 | 7 | 8 | 8 |  | CORBETT | SUGAR | 230 | 230 | SP | 1.27 | 0 | 1 | 2-954 ACSR AW | 0 | 0 | 0 | 0 | 0 | 0 | 0 | 0 | 0 | 0 | 0 | 0 | 0 | 0 | 0 | 0 | 0 | 0 | 0 | 0 | 0 | 0 | 0 | 12 | 1
NO |  | 56 | 2015 | 7 | 9 | 9 |  | CORTEZ | JOHNSON | 230 | 230 | H | 0.04 | 0 | 1 | 1-954 ACSR AW | 0 | 0 | 0 | 0 | 0 | 0 | 0 | 0 | 0 | 0 | 0 | 0 | 0 | 0 | 0 | 0 | 0 | 0 | 0 | 0 | 0 | 0 | 0 | 12 | 1
NO |  | 56 | 2015 | 7 | 10 | 10 |  | CORTEZ | JOHNSON | 230 | 230 | SP | 10.75 | 0 | 1 | 1-954 ACSR AW | 0 | 0 | 0 | 0 | 0 | 0 | 0 | 0 | 0 | 0 | 0 | 0 | 0 | 0 | 0 | 0 | 0 | 0 | 0 | 0 | 0 | 0 | 0 | 12 | 1
NO |  | 56 | 2015 | 7 | 11 | 11 |  | DADE | DORAL | 230 | 230 | H | 0.1 | 0 | 1 | 1-1431 ACSR AZ | 0 | 0 | 0 | 0 | 0 | 0 | 0 | 0 | 0 | 0 | 0 | 0 | 0 | 0 | 0 | 0 | 0 | 0 | 0 | 0 | 0 | 0 | 0 | 12 | 1
NO |  | 56 | 2015 | 7 | 12 | 12 |  | DADE | DORAL | 230 | 230 | H | 1.5 | 0 | 2 | 1-1431 ACSR AZ | 0 | 0 | 0 | 0 | 0 | 0 | 0 | 0 | 0 | 0 | 0 | 0 | 0 | 0 | 0 | 0 | 0 | 0 | 0 | 0 | 0 | 0 | 0 | 12 | 1
NO |  | 56 | 2015 | 7 | 13 | 13 |  | DADE | DORAL | 230 | 230 | H | 0.83 | 0 | 1 | 2-556.5 ACSR AZ | 0 | 0 | 0 | 0 | 0 | 0 | 0 | 0 | 0 | 0 | 0 | 0 | 0 | 0 | 0 | 0 | 0 | 0 | 0 | 0 | 0 | 0 | 0 | 12 | 1
NO |  | 56 | 2015 | 7 | 14 | 14 |  | DADE | DORAL | 230 | 230 | SP | 0.57 | 0 | 1 | 1-1431 ACSR AZ | 0 | 0 | 0 | 0 | 0 | 0 | 0 | 0 | 0 | 0 | 0 | 0 | 0 | 0 | 0 | 0 | 0 | 0 | 0 | 0 | 0 | 0 | 0 | 12 | 1
NO |  | 56 | 2015 | 7 | 15 | 15 |  | DADE | GRATIGNY | 230 | 230 | H | 2.67 | 0 | 1 | 1-1431 ACSR AZ | 0 | 0 | 0 | 0 | 0 | 0 | 0 | 0 | 0 | 0 | 0 | 0 | 0 | 0 | 0 | 0 | 0 | 0 | 0 | 0 | 0 | 0 | 0 | 12 | 1
NO |  | 56 | 2015 | 7 | 16 | 16 |  | DADE | GRATIGNY | 230 | 230 | H | 0.44 | 0 | 2 | 1-1431 ACSR AZ | 0 | 0 | 0 | 0 | 0 | 0 | 0 | 0 | 0 | 0 | 0 | 0 | 0 | 0 | 0 | 0 | 0 | 0 | 0 | 0 | 0 | 0 | 0 | 12 | 1
NO |  | 56 | 2015 | 7 | 17 | 17 |  | DADE | GRATIGNY | 230 | 230 | SP | 0.88 | 0 | 1 | 1-1431 ACSR AZ | 0 | 0 | 0 | 0 | 0 | 0 | 0 | 0 | 0 | 0 | 0 | 0 | 0 | 0 | 0 | 0 | 0 | 0 | 0 | 0 | 0 | 0 | 0 | 12 | 1
NO |  | 56 | 2015 | 7 | 18 | 18 |  | DADE | LEVEE 1 | 230 | 230 | H | 0.04 | 0 | 1 | 1-1431 ACSR AW | 0 | 0 | 0 | 0 | 0 | 0 | 0 | 0 | 0 | 0 | 0 | 0 | 0 | 0 | 0 | 0 | 0 | 0 | 0 | 0 | 0 | 0 | 0 | 12 | 1
NO |  | 56 | 2015 | 7 | 19 | 19 |  | DADE | LEVEE 1 | 230 | 230 | H | 0.09 | 0 | 1 | 1-1431 ACSR AZ | 0 | 0 | 0 | 0 | 0 | 0 | 0 | 0 | 0 | 0 | 0 | 0 | 0 | 0 | 0 | 0 | 0 | 0 | 0 | 0 | 0 | 0 | 0 | 12 | 1
NO |  | 56 | 2015 | 7 | 20 | 20 |  | DADE | LEVEE 1 | 230 | 230 | H | 2.71 | 5.03 | 2 | 1-1431 ACSR AZ | 0 | 0 | 0 | 0 | 0 | 0 | 0 | 0 | 0 | 0 | 0 | 0 | 0 | 0 | 0 | 0 | 0 | 0 | 0 | 0 | 0 | 0 | 0 | 12 | 1
NO |  | 56 | 2015 | 7 | 21 | 21 |  | DADE | LEVEE 1 | 230 | 230 | SP | 4.64 | 0 | 1 | 1-1431 ACSR AW | 0 | 0 | 0 | 0 | 0 | 0 | 0 | 0 | 0 | 0 | 0 | 0 | 0 | 0 | 0 | 0 | 0 | 0 | 0 | 0 | 0 | 0 | 0 | 12 | 1
NO |  | 56 | 2015 | 7 | 22 | 22 |  | DADE | LEVEE 1 | 230 | 230 | SP | 0.1 | 0 | 1 | 1-1431 ACSR AZ | 0 | 0 | 0 | 0 | 0 | 0 | 0 | 0 | 0 | 0 | 0 | 0 | 0 | 0 | 0 | 0 | 0 | 0 | 0 | 0 | 0 | 0 | 0 | 12 | 1
NO |  | 56 | 2015 | 7 | 23 | 23 |  | DADE | LEVEE 2 | 230 | 230 | H | 0.11 | 0 | 1 | 1-1431 ACSR AZ | 0 | 0 | 0 | 0 | 0 | 0 | 0 | 0 | 0 | 0 | 0 | 0 | 0 | 0 | 0 | 0 | 0 | 0 | 0 | 0 | 0 | 0 | 0 | 12 | 1
NO |  | 56 | 2015 | 7 | 24 | 24 |  | DADE | LEVEE 2 | 230 | 230 | H | 6.88 | 0 | 2 | 1-1431 ACSR AZ | 0 | 0 | 0 | 0 | 0 | 0 | 0 | 0 | 0 | 0 | 0 | 0 | 0 | 0 | 0 | 0 | 0 | 0 | 0 | 0 | 0 | 0 | 0 | 12 | 1
NO |  | 56 | 2015 | 7 | 25 | 25 |  | DADE | LEVEE 2 | 230 | 230 | H | 0.85 | 0 | 1 | 2-556.5 ACSR AZ | 0 | 0 | 0 | 0 | 0 | 0 | 0 | 0 | 0 | 0 | 0 | 0 | 0 | 0 | 0 | 0 | 0 | 0 | 0 | 0 | 0 | 0 | 0 | 12 | 1
NO |  | 56 | 2015 | 7 | 26 | 26 |  | DADE | LEVEE 2 | 230 | 230 | SP | 1.37 | 0 | 1 | 1-1431 ACSR AZ | 0 | 0 | 0 | 0 | 0 | 0 | 0 | 0 | 0 | 0 | 0 | 0 | 0 | 0 | 0 | 0 | 0 | 0 | 0 | 0 | 0 | 0 | 0 | 12 | 1
NO |  | 56 | 2015 | 7 | 27 | 27 |  | DADE | LEVEE 3 | 230 | 230 | SP | 9.03 | 0 | 1 | 2-954 ACSR AW | 0 | 0 | 0 | 0 | 0 | 0 | 0 | 0 | 0 | 0 | 0 | 0 | 0 | 0 | 0 | 0 | 0 | 0 | 0 | 0 | 0 | 0 | 0 | 12 | 1
NO |  | 56 | 2015 | 7 | 28 | 28 |  | DADE | MIAMI SHORES | 230 | 230 | H | 0.44 | 0 | 2 | 1-1431 ACSR AZ | 0 | 0 | 0 | 0 | 0 | 0 | 0 | 0 | 0 | 0 | 0 | 0 | 0 | 0 | 0 | 0 | 0 | 0 | 0 | 0 | 0 | 0 | 0 | 12 | 1
NO |  | 56 | 2015 | 7 | 29 | 29 |  | DADE | MIAMI SHORES | 230 | 230 | SP | 0.06 | 0 | 1 | 1-1431 ACSR AW | 0 | 0 | 0 | 0 | 0 | 0 | 0 | 0 | 0 | 0 | 0 | 0 | 0 | 0 | 0 | 0 | 0 | 0 | 0 | 0 | 0 | 0 | 0 | 12 | 1
NO |  | 56 | 2015 | 7 | 30 | 30 |  | DADE | MIAMI SHORES | 230 | 230 | SP | 8.61 | 0 | 1 | 1-1431 ACSR AZ | 0 | 0 | 0 | 0 | 0 | 0 | 0 | 0 | 0 | 0 | 0 | 0 | 0 | 0 | 0 | 0 | 0 | 0 | 0 | 0 | 0 | 0 | 0 | 12 | 1
NO |  | 56 | 2015 | 7 | 31 | 31 |  | DADE | OVERTOWN | 230 | 230 | SP | 1.57 | 0 | 1 | 1-1431 ACSR AW | 0 | 0 | 0 | 0 | 0 | 0 | 0 | 0 | 0 | 0 | 0 | 0 | 0 | 0 | 0 | 0 | 0 | 0 | 0 | 0 | 0 | 0 | 0 | 12 | 1
NO |  | 56 | 2015 | 7 | 32 | 32 |  | DADE | OVERTOWN | 230 | 230 | SP | 7.71 | 0 | 2 | 1-1431 ACSR AW | 0 | 0 | 0 | 0 | 0 | 0 | 0 | 0 | 0 | 0 | 0 | 0 | 0 | 0 | 0 | 0 | 0 | 0 | 0 | 0 | 0 | 0 | 0 | 12 | 1
NO |  | 56 | 2015 | 7 | 33 | 33 |  | DADE | OVERTOWN | 230 | 230 | SP | 0.01 | 0 | 1 | 1-1431 ACSR AZ | 0 | 0 | 0 | 0 | 0 | 0 | 0 | 0 | 0 | 0 | 0 | 0 | 0 | 0 | 0 | 0 | 0 | 0 | 0 | 0 | 0 | 0 | 0 | 12 | 1
NO |  | 56 | 2015 | 7 | 34 | 34 |  | DAVIS | LEVEE 1 | 230 | 230 | H | 0.14 | 0 | 1 | 1-1431 ACSR AZ | 0 | 0 | 0 | 0 | 0 | 0 | 0 | 0 | 0 | 0 | 0 | 0 | 0 | 0 | 0 | 0 | 0 | 0 | 0 | 0 | 0 | 0 | 0 | 12 | 1
NO |  | 56 | 2015 | 7 | 35 | 35 |  | DAVIS | LEVEE 1 | 230 | 230 | H | 1.06 | 12.33 | 2 | 1-1431 ACSR AZ | 0 | 0 | 0 | 0 | 0 | 0 | 0 | 0 | 0 | 0 | 0 | 0 | 0 | 0 | 0 | 0 | 0 | 0 | 0 | 0 | 0 | 0 | 0 | 12 | 1
NO |  | 56 | 2015 | 8 | 1 | 1 |  | DAVIS | LEVEE 1 | 230 | 230 | SP | 0.1 | 0 | 1 | 1-1431 ACSR AZ | 0 | 0 | 0 | 0 | 0 | 0 | 0 | 0 | 0 | 0 | 0 | 0 | 0 | 0 | 0 | 0 | 0 | 0 | 0 | 0 | 0 | 0 | 0 | 12 | 1
NO |  | 56 | 2015 | 8 | 2 | 2 |  | DAVIS | LEVEE 2 | 230 | 230 | H | 0.23 | 0 | 1 | 1-1431 ACSR AZ | 0 | 0 | 0 | 0 | 0 | 0 | 0 | 0 | 0 | 0 | 0 | 0 | 0 | 0 | 0 | 0 | 0 | 0 | 0 | 0 | 0 | 0 | 0 | 12 | 1
NO |  | 56 | 2015 | 8 | 3 | 3 |  | DAVIS | LEVEE 2 | 230 | 230 | H | 12.33 | 1.06 | 2 | 1-1431 ACSR AZ | 0 | 0 | 0 | 0 | 0 | 0 | 0 | 0 | 0 | 0 | 0 | 0 | 0 | 0 | 0 | 0 | 0 | 0 | 0 | 0 | 0 | 0 | 0 | 12 | 1
NO |  | 56 | 2015 | 8 | 4 | 4 |  | DAVIS | TURKEY POINT 1 | 230 | 230 | H | 7.47 | 0 | 1 | 1-1691 AAAC | 0 | 0 | 0 | 0 | 0 | 0 | 0 | 0 | 0 | 0 | 0 | 0 | 0 | 0 | 0 | 0 | 0 | 0 | 0 | 0 | 0 | 0 | 0 | 12 | 1
NO |  | 56 | 2015 | 8 | 5 | 5 |  | DAVIS | TURKEY POINT 1 | 230 | 230 | H | 1.46 | 0 | 2 | 1-1691 AAAC | 0 | 0 | 0 | 0 | 0 | 0 | 0 | 0 | 0 | 0 | 0 | 0 | 0 | 0 | 0 | 0 | 0 | 0 | 0 | 0 | 0 | 0 | 0 | 12 | 1
NO |  | 56 | 2015 | 8 | 6 | 6 |  | DAVIS | TURKEY POINT 1 | 230 | 230 | SP | 9.48 | 0 | 1 | 1-1691 AAAC | 0 | 0 | 0 | 0 | 0 | 0 | 0 | 0 | 0 | 0 | 0 | 0 | 0 | 0 | 0 | 0 | 0 | 0 | 0 | 0 | 0 | 0 | 0 | 12 | 1
NO |  | 56 | 2015 | 8 | 7 | 7 |  | DAVIS | TURKEY POINT 2 | 230 | 230 | H | 0.17 | 0 | 1 | 1-1691 AAAC | 0 | 0 | 0 | 0 | 0 | 0 | 0 | 0 | 0 | 0 | 0 | 0 | 0 | 0 | 0 | 0 | 0 | 0 | 0 | 0 | 0 | 0 | 0 | 12 | 1
NO |  | 56 | 2015 | 8 | 8 | 8 |  | DAVIS | TURKEY POINT 2 | 230 | 230 | H | 0 | 18.26 | 2 | 1-1691 AAAC | 0 | 0 | 0 | 0 | 0 | 0 | 0 | 0 | 0 | 0 | 0 | 0 | 0 | 0 | 0 | 0 | 0 | 0 | 0 | 0 | 0 | 0 | 0 | 12 | 1
NO |  | 56 | 2015 | 8 | 9 | 9 |  | DAVIS | TURKEY POINT 3 | 230 | 230 | H | 0.17 | 0 | 1 | 1-1691 AAAC | 0 | 0 | 0 | 0 | 0 | 0 | 0 | 0 | 0 | 0 | 0 | 0 | 0 | 0 | 0 | 0 | 0 | 0 | 0 | 0 | 0 | 0 | 0 | 12 | 1
NO |  | 56 | 2015 | 8 | 10 | 10 |  | DAVIS | TURKEY POINT 3 | 230 | 230 | H | 0 | 18.29 | 2 | 1-1691 AAAC | 0 | 0 | 0 | 0 | 0 | 0 | 0 | 0 | 0 | 0 | 0 | 0 | 0 | 0 | 0 | 0 | 0 | 0 | 0 | 0 | 0 | 0 | 0 | 12 | 1
NO |  | 56 | 2015 | 8 | 11 | 11 |  | DELTRAIL | YAMATO | 230 | 230 | SP | 7.62 | 0 | 1 | 1-1431 ACSR AW | 0 | 0 | 0 | 0 | 0 | 0 | 0 | 0 | 0 | 0 | 0 | 0 | 0 | 0 | 0 | 0 | 0 | 0 | 0 | 0 | 0 | 0 | 0 | 12 | 1
NO |  | 56 | 2015 | 8 | 12 | 12 |  | DELTRAIL | YAMATO | 230 | 230 | SP | 0.42 | 0.32 | 2 | 1-1431 ACSR AW | 0 | 0 | 0 | 0 | 0 | 0 | 0 | 0 | 0 | 0 | 0 | 0 | 0 | 0 | 0 | 0 | 0 | 0 | 0 | 0 | 0 | 0 | 0 | 12 | 1
NO |  | 56 | 2015 | 8 | 13 | 13 |  | DORAL (RRDC) | DADE RES RCVRY (DADE COUNTY | 230 | 230 | SP | 0 | 0 | 2 | 1-954 ACSR AZ | 0 | 0 | 0 | 0 | 0 | 0 | 0 | 0 | 0 | 0 | 0 | 0 | 0 | 0 | 0 | 0 | 0 | 0 | 0 | 0 | 0 | 0 | 0 | 12 | 1
NO |  | 56 | 2015 | 8 | 14 | 14 |  | DUVAL | BRANDY BRANCH (JEA) 1 | 230 | 230 | H | 0 | 0 | 1 | 1-1590 ACSR | 0 | 0 | 0 | 0 | 0 | 0 | 0 | 0 | 0 | 0 | 0 | 0 | 0 | 0 | 0 | 0 | 0 | 0 | 0 | 0 | 0 | 0 | 0 | 12 | 1
NO |  | 56 | 2015 | 8 | 15 | 15 |  | DUVAL | BRANDY BRANCH (JEA) 1 | 230 | 230 | H | 0 | 0 | 1 | 2-954 ACSR AZ | 0 | 0 | 0 | 0 | 0 | 0 | 0 | 0 | 0 | 0 | 0 | 0 | 0 | 0 | 0 | 0 | 0 | 0 | 0 | 0 | 0 | 0 | 0 | 12 | 1
NO |  | 56 | 2015 | 8 | 16 | 16 |  | DUVAL | BRANDY BRANCH (JEA) 2 | 230 | 230 | H | 0 | 0 | 1 | 1-1 Dummy Conduct | 0 | 0 | 0 | 0 | 0 | 0 | 0 | 0 | 0 | 0 | 0 | 0 | 0 | 0 | 0 | 0 | 0 | 0 | 0 | 0 | 0 | 0 | 0 | 12 | 1
NO |  | 56 | 2015 | 8 | 17 | 17 |  | DUVAL | BRANDY BRANCH (JEA) 2 | 230 | 230 | H | 0 | 0 | 1 | 1-1590 ACSR | 0 | 0 | 0 | 0 | 0 | 0 | 0 | 0 | 0 | 0 | 0 | 0 | 0 | 0 | 0 | 0 | 0 | 0 | 0 | 0 | 0 | 0 | 0 | 12 | 1
NO |  | 56 | 2015 | 8 | 18 | 18 |  | DUVAL | BRANDY BRANCH (JEA) 3 | 230 | 230 | H | 0 | 0 | 1 | 1-1 Dummy Conduct | 0 | 0 | 0 | 0 | 0 | 0 | 0 | 0 | 0 | 0 | 0 | 0 | 0 | 0 | 0 | 0 | 0 | 0 | 0 | 0 | 0 | 0 | 0 | 12 | 1
NO |  | 56 | 2015 | 8 | 19 | 19 |  | DUVAL | BRANDY BRANCH (JEA) 3 | 230 | 230 | H | 0 | 0 | 1 | 1-1590 ACSR | 0 | 0 | 0 | 0 | 0 | 0 | 0 | 0 | 0 | 0 | 0 | 0 | 0 | 0 | 0 | 0 | 0 | 0 | 0 | 0 | 0 | 0 | 0 | 12 | 1
NO |  | 56 | 2015 | 8 | 20 | 20 |  | DUVAL | JACKSONVILLE HEIGHTS (JEA) | 230 | 230 | H | 0.09 | 0 | 1 | 1-1431 ACSR AZ | 0 | 0 | 0 | 0 | 0 | 0 | 0 | 0 | 0 | 0 | 0 | 0 | 0 | 0 | 0 | 0 | 0 | 0 | 0 | 0 | 0 | 0 | 0 | 12 | 1
NO |  | 56 | 2015 | 8 | 21 | 21 |  | DUVAL | JACKSONVILLE HEIGHTS (JEA) | 230 | 230 | H | 0 | 0 | 1 | 1-1590 ACSR | 0 | 0 | 0 | 0 | 0 | 0 | 0 | 0 | 0 | 0 | 0 | 0 | 0 | 0 | 0 | 0 | 0 | 0 | 0 | 0 | 0 | 0 | 0 | 12 | 1
NO |  | 56 | 2015 | 8 | 22 | 22 |  | DUVAL | KINGSLAND (GAP) | 230 | 230 | H | 13.13 | 0 | 1 | 1-1431 ACSR AZ | 0 | 0 | 0 | 0 | 0 | 0 | 0 | 0 | 0 | 0 | 0 | 0 | 0 | 0 | 0 | 0 | 0 | 0 | 0 | 0 | 0 | 0 | 0 | 12 | 1
NO |  | 56 | 2015 | 8 | 23 | 23 |  | DUVAL | KINGSLAND (GAP) | 230 | 230 | H | 15.2 | 0 | 1 | 2-954 ACSR AZ | 0 | 0 | 0 | 0 | 0 | 0 | 0 | 0 | 0 | 0 | 0 | 0 | 0 | 0 | 0 | 0 | 0 | 0 | 0 | 0 | 0 | 0 | 0 | 12 | 1
NO |  | 56 | 2015 | 8 | 24 | 24 |  | DUVAL | KINGSLAND (GAP) | 230 | 230 | SP | 0.22 | 0 | 1 | 1-1431 ACSR AW | 0 | 0 | 0 | 0 | 0 | 0 | 0 | 0 | 0 | 0 | 0 | 0 | 0 | 0 | 0 | 0 | 0 | 0 | 0 | 0 | 0 | 0 | 0 | 12 | 1
NO |  | 56 | 2015 | 8 | 25 | 25 |  | DUVAL | KINGSLAND (GAP) | 230 | 230 | SP | 20.96 | 0 | 1 | 1-1431 ACSR AZ | 0 | 0 | 0 | 0 | 0 | 0 | 0 | 0 | 0 | 0 | 0 | 0 | 0 | 0 | 0 | 0 | 0 | 0 | 0 | 0 | 0 | 0 | 0 | 12 | 1
NO |  | 56 | 2015 | 8 | 26 | 26 |  | DUVAL | KINGSLAND (GAP) | 230 | 230 | SP | 6.89 | 0 | 1 | 1-954 ACSR AW | 0 | 0 | 0 | 0 | 0 | 0 | 0 | 0 | 0 | 0 | 0 | 0 | 0 | 0 | 0 | 0 | 0 | 0 | 0 | 0 | 0 | 0 | 0 | 12 | 1
NO |  | 56 | 2015 | 8 | 27 | 27 |  | DUVAL | SPRINGBANK | 230 | 230 | H | 0.49 | 0 | 1 | 1-1431 ACSR AW | 0 | 0 | 0 | 0 | 0 | 0 | 0 | 0 | 0 | 0 | 0 | 0 | 0 | 0 | 0 | 0 | 0 | 0 | 0 | 0 | 0 | 0 | 0 | 12 | 1
NO |  | 56 | 2015 | 8 | 28 | 28 |  | DUVAL | SPRINGBANK | 230 | 230 | H | 27.04 | 0 | 1 | 1-1431 ACSR AZ | 0 | 0 | 0 | 0 | 0 | 0 | 0 | 0 | 0 | 0 | 0 | 0 | 0 | 0 | 0 | 0 | 0 | 0 | 0 | 0 | 0 | 0 | 0 | 12 | 1
NO |  | 56 | 2015 | 8 | 29 | 29 |  | DUVAL | SPRINGBANK | 230 | 230 | SP | 0.28 | 0 | 1 | 1-1431 ACSR AZ | 0 | 0 | 0 | 0 | 0 | 0 | 0 | 0 | 0 | 0 | 0 | 0 | 0 | 0 | 0 | 0 | 0 | 0 | 0 | 0 | 0 | 0 | 0 | 12 | 1
NO |  | 56 | 2015 | 8 | 30 | 30 |  | EMERSON | TREASURE | 230 | 230 | H | 12.14 | 0 | 1 | 1-795 ACSR AZ | 0 | 0 | 0 | 0 | 0 | 0 | 0 | 0 | 0 | 0 | 0 | 0 | 0 | 0 | 0 | 0 | 0 | 0 | 0 | 0 | 0 | 0 | 0 | 12 | 1
NO |  | 56 | 2015 | 8 | 31 | 31 |  | EMERSON | TREASURE | 230 | 230 | H | 2.84 | 0 | 2 | 1-954 ACSR AW | 0 | 0 | 0 | 0 | 0 | 0 | 0 | 0 | 0 | 0 | 0 | 0 | 0 | 0 | 0 | 0 | 0 | 0 | 0 | 0 | 0 | 0 | 0 | 12 | 1
NO |  | 56 | 2015 | 8 | 32 | 32 |  | EMERSON | TREASURE | 230 | 230 | H | 1.45 | 0 | 1 | 2-1691 AAAC | 0 | 0 | 0 | 0 | 0 | 0 | 0 | 0 | 0 | 0 | 0 | 0 | 0 | 0 | 0 | 0 | 0 | 0 | 0 | 0 | 0 | 0 | 0 | 12 | 1
NO |  | 56 | 2015 | 8 | 33 | 33 |  | EMERSON | TREASURE | 230 | 230 | SP | 1.66 | 0 | 1 | 2-954 ACSR AW | 0 | 0 | 0 | 0 | 0 | 0 | 0 | 0 | 0 | 0 | 0 | 0 | 0 | 0 | 0 | 0 | 0 | 0 | 0 | 0 | 0 | 0 | 0 | 12 | 1
NO |  | 56 | 2015 | 8 | 34 | 34 |  | FESTIVAL | MALLARD | 230 | 230 | H | 0.03 | 0 | 1 | 1-1431 ACSR AZ | 0 | 0 | 0 | 0 | 0 | 0 | 0 | 0 | 0 | 0 | 0 | 0 | 0 | 0 | 0 | 0 | 0 | 0 | 0 | 0 | 0 | 0 | 0 | 12 | 1
NO |  | 56 | 2015 | 8 | 35 | 35 |  | FESTIVAL | MALLARD | 230 | 230 | H | 3.61 | 4.29 | 2 | 1-1431 ACSR AZ | 0 | 0 | 0 | 0 | 0 | 0 | 0 | 0 | 0 | 0 | 0 | 0 | 0 | 0 | 0 | 0 | 0 | 0 | 0 | 0 | 0 | 0 | 0 | 12 | 1
NO |  | 56 | 2015 | 9 | 1 | 1 |  | FESTIVAL | MALLARD | 230 | 230 | SP | 0.5 | 0.39 | 2 | 1-1431 ACSR AW | 0 | 0 | 0 | 0 | 0 | 0 | 0 | 0 | 0 | 0 | 0 | 0 | 0 | 0 | 0 | 0 | 0 | 0 | 0 | 0 | 0 | 0 | 0 | 12 | 1
NO |  | 56 | 2015 | 9 | 2 | 2 |  | FLAGAMI | GALLOWAY-TURKEY POINT | 230 | 230 | H | 0.76 | 0 | 1 | 1-1431 ACSR AZ | 0 | 0 | 0 | 0 | 0 | 0 | 0 | 0 | 0 | 0 | 0 | 0 | 0 | 0 | 0 | 0 | 0 | 0 | 0 | 0 | 0 | 0 | 0 | 12 | 1
NO |  | 56 | 2015 | 9 | 3 | 3 |  | FLAGAMI | GALLOWAY-TURKEY POINT | 230 | 230 | H | 0.77 | 1.91 | 2 | 1-1431 ACSR AZ | 0 | 0 | 0 | 0 | 0 | 0 | 0 | 0 | 0 | 0 | 0 | 0 | 0 | 0 | 0 | 0 | 0 | 0 | 0 | 0 | 0 | 0 | 0 | 12 | 1
NO |  | 56 | 2015 | 9 | 4 | 4 |  | FLAGAMI | GALLOWAY-TURKEY POINT | 230 | 230 | H | 0.14 | 0 | 1 | 1-1691 AAAC | 0 | 0 | 0 | 0 | 0 | 0 | 0 | 0 | 0 | 0 | 0 | 0 | 0 | 0 | 0 | 0 | 0 | 0 | 0 | 0 | 0 | 0 | 0 | 12 | 1
NO |  | 56 | 2015 | 9 | 5 | 5 |  | FLAGAMI | GALLOWAY-TURKEY POINT | 230 | 230 | H | 18.29 | 0 | 2 | 1-1691 AAAC | 0 | 0 | 0 | 0 | 0 | 0 | 0 | 0 | 0 | 0 | 0 | 0 | 0 | 0 | 0 | 0 | 0 | 0 | 0 | 0 | 0 | 0 | 0 | 12 | 1
NO |  | 56 | 2015 | 9 | 6 | 6 |  | FLAGAMI | GALLOWAY-TURKEY POINT | 230 | 230 | H | 9.95 | 0 | 1 | 2-556.5 ACSR AZ | 0 | 0 | 0 | 0 | 0 | 0 | 0 | 0 | 0 | 0 | 0 | 0 | 0 | 0 | 0 | 0 | 0 | 0 | 0 | 0 | 0 | 0 | 0 | 12 | 1
NO |  | 56 | 2015 | 9 | 7 | 7 |  | FLAGAMI | GALLOWAY-TURKEY POINT | 230 | 230 | SP | 1.54 | 0 | 1 | 1-1431 ACSR AW | 0 | 0 | 0 | 0 | 0 | 0 | 0 | 0 | 0 | 0 | 0 | 0 | 0 | 0 | 0 | 0 | 0 | 0 | 0 | 0 | 0 | 0 | 0 | 12 | 1
NO |  | 56 | 2015 | 9 | 8 | 8 |  | FLAGAMI | LEVEE | 230 | 230 | H | 0.42 | 0 | 1 | 1-1431 ACSR AZ | 0 | 0 | 0 | 0 | 0 | 0 | 0 | 0 | 0 | 0 | 0 | 0 | 0 | 0 | 0 | 0 | 0 | 0 | 0 | 0 | 0 | 0 | 0 | 12 | 1
NO |  | 56 | 2015 | 9 | 9 | 9 |  | FLAGAMI | LEVEE | 230 | 230 | H | 3.45 | 4.33 | 2 | 1-1431 ACSR AZ | 0 | 0 | 0 | 0 | 0 | 0 | 0 | 0 | 0 | 0 | 0 | 0 | 0 | 0 | 0 | 0 | 0 | 0 | 0 | 0 | 0 | 0 | 0 | 12 | 1
NO |  | 56 | 2015 | 9 | 10 | 10 |  | FLAGAMI | LEVEE | 230 | 230 | SP | 0.23 | 0 | 1 | 1-1431 ACSR AZ | 0 | 0 | 0 | 0 | 0 | 0 | 0 | 0 | 0 | 0 | 0 | 0 | 0 | 0 | 0 | 0 | 0 | 0 | 0 | 0 | 0 | 0 | 0 | 12 | 1
NO |  | 56 | 2015 | 9 | 11 | 11 |  | FLAGAMI | LEVEE | 230 | 230 | SP | 4.7 | 0 | 1 | 2-556.5 ACSR AZ | 0 | 0 | 0 | 0 | 0 | 0 | 0 | 0 | 0 | 0 | 0 | 0 | 0 | 0 | 0 | 0 | 0 | 0 | 0 | 0 | 0 | 0 | 0 | 12 | 1
NO |  | 56 | 2015 | 9 | 12 | 12 |  | FLAGAMI | MIAMI 1 | 230 | 230 | SP | 3.43 | 0 | 1 | 1-1431 ACSR AZ | 0 | 0 | 0 | 0 | 0 | 0 | 0 | 0 | 0 | 0 | 0 | 0 | 0 | 0 | 0 | 0 | 0 | 0 | 0 | 0 | 0 | 0 | 0 | 12 | 1
NO |  | 56 | 2015 | 9 | 13 | 13 |  | FLAGAMI | MIAMI 1 | 230 | 230 | UG | 6.15 | 0 | 1 | 1-2000 CU-HP SD | 0 | 0 | 0 | 0 | 0 | 0 | 0 | 0 | 0 | 0 | 0 | 0 | 0 | 0 | 0 | 0 | 0 | 0 | 0 | 0 | 0 | 0 | 0 | 12 | 1
NO |  | 56 | 2015 | 9 | 14 | 14 |  | FLAGAMI | MIAMI 1 | 230 | 230 | UG | 0.88 | 0 | 1 | 1-2500 CU-HP SD | 0 | 0 | 0 | 0 | 0 | 0 | 0 | 0 | 0 | 0 | 0 | 0 | 0 | 0 | 0 | 0 | 0 | 0 | 0 | 0 | 0 | 0 | 0 | 12 | 1
NO |  | 56 | 2015 | 9 | 15 | 15 |  | FLAGAMI | MIAMI 2 | 230 | 230 | UG | 8.58 | 0 | 1 | 1-3000 AL-HP | 0 | 0 | 0 | 0 | 0 | 0 | 0 | 0 | 0 | 0 | 0 | 0 | 0 | 0 | 0 | 0 | 0 | 0 | 0 | 0 | 0 | 0 | 0 | 12 | 1
NO |  | 56 | 2015 | 9 | 16 | 16 |  | FLAGAMI | MIAMI 2 | 230 | 230 | UG | 1.05 | 0 | 1 | 1-3750 AL-HP | 0 | 0 | 0 | 0 | 0 | 0 | 0 | 0 | 0 | 0 | 0 | 0 | 0 | 0 | 0 | 0 | 0 | 0 | 0 | 0 | 0 | 0 | 0 | 12 | 1
NO |  | 56 | 2015 | 9 | 17 | 17 |  | FLAGAMI | TURKEY POINT 1 | 230 | 230 | H | 0.52 | 0 | 1 | 1-1431 ACSR AW | 0 | 0 | 0 | 0 | 0 | 0 | 0 | 0 | 0 | 0 | 0 | 0 | 0 | 0 | 0 | 0 | 0 | 0 | 0 | 0 | 0 | 0 | 0 | 12 | 1
NO |  | 56 | 2015 | 9 | 18 | 18 |  | FLAGAMI | TURKEY POINT 1 | 230 | 230 | H | 0.33 | 0 | 1 | 1-1431 ACSR AZ | 0 | 0 | 0 | 0 | 0 | 0 | 0 | 0 | 0 | 0 | 0 | 0 | 0 | 0 | 0 | 0 | 0 | 0 | 0 | 0 | 0 | 0 | 0 | 12 | 1
NO |  | 56 | 2015 | 9 | 19 | 19 |  | FLAGAMI | TURKEY POINT 1 | 230 | 230 | H | 0 | 2.76 | 2 | 1-1431 ACSR AZ | 0 | 0 | 0 | 0 | 0 | 0 | 0 | 0 | 0 | 0 | 0 | 0 | 0 | 0 | 0 | 0 | 0 | 0 | 0 | 0 | 0 | 0 | 0 | 12 | 1
NO |  | 56 | 2015 | 9 | 20 | 20 |  | FLAGAMI | TURKEY POINT 1 | 230 | 230 | H | 18.25 | 0 | 2 | 1-1691 AAAC | 0 | 0 | 0 | 0 | 0 | 0 | 0 | 0 | 0 | 0 | 0 | 0 | 0 | 0 | 0 | 0 | 0 | 0 | 0 | 0 | 0 | 0 | 0 | 12 | 1
NO |  | 56 | 2015 | 9 | 21 | 21 |  | FLAGAMI | TURKEY POINT 1 | 230 | 230 | H | 9.95 | 0 | 1 | 2-556.5 ACSR AZ | 0 | 0 | 0 | 0 | 0 | 0 | 0 | 0 | 0 | 0 | 0 | 0 | 0 | 0 | 0 | 0 | 0 | 0 | 0 | 0 | 0 | 0 | 0 | 12 | 1
NO |  | 56 | 2015 | 9 | 22 | 22 |  | FLAGAMI | TURKEY POINT 1 | 230 | 230 | SP | 0.09 | 0 | 1 | 1-1431 ACSR AZ | 0 | 0 | 0 | 0 | 0 | 0 | 0 | 0 | 0 | 0 | 0 | 0 | 0 | 0 | 0 | 0 | 0 | 0 | 0 | 0 | 0 | 0 | 0 | 12 | 1
NO |  | 56 | 2015 | 9 | 23 | 23 |  | FLORIDA CITY | TURKEY POINT | 230 | 230 | SP | 7.37 | 0 | 1 | 1-954 ACSR AW | 0 | 0 | 0 | 0 | 0 | 0 | 0 | 0 | 0 | 0 | 0 | 0 | 0 | 0 | 0 | 0 | 0 | 0 | 0 | 0 | 0 | 0 | 0 | 12 | 1
NO |  | 56 | 2015 | 9 | 24 | 24 |  | FLORIDA CITY | TURKEY POINT | 230 | 230 | SP | 0.9 | 0 | 2 | 1-954 ACSR AW | 0 | 0 | 0 | 0 | 0 | 0 | 0 | 0 | 0 | 0 | 0 | 0 | 0 | 0 | 0 | 0 | 0 | 0 | 0 | 0 | 0 | 0 | 0 | 12 | 1
NO |  | 56 | 2015 | 9 | 25 | 25 |  | FOUNTAIN | RIVIERA | 230 | 230 | SP | 19.19 | 0 | 1 | 1-1431 ACSR AW | 0 | 0 | 0 | 0 | 0 | 0 | 0 | 0 | 0 | 0 | 0 | 0 | 0 | 0 | 0 | 0 | 0 | 0 | 0 | 0 | 0 | 0 | 0 | 12 | 1
NO |  | 56 | 2015 | 9 | 26 | 26 |  | FOUNTAIN | RIVIERA | 230 | 230 | SP | 4.71 | 0 | 1 | 1-1431 ACSR TW | 0 | 0 | 0 | 0 | 0 | 0 | 0 | 0 | 0 | 0 | 0 | 0 | 0 | 0 | 0 | 0 | 0 | 0 | 0 | 0 | 0 | 0 | 0 | 12 | 1
NO |  | 56 | 2015 | 9 | 27 | 27 |  | FT MYERS PLANT | ORANGE RIVER 1 | 230 | 230 | H | 0.38 | 0 | 1 | 2-1431 ACSR AZ | 0 | 0 | 0 | 0 | 0 | 0 | 0 | 0 | 0 | 0 | 0 | 0 | 0 | 0 | 0 | 0 | 0 | 0 | 0 | 0 | 0 | 0 | 0 | 12 | 1
NO |  | 56 | 2015 | 9 | 28 | 28 |  | FT MYERS PLANT | ORANGE RIVER 1 | 230 | 230 | H | 0 | 2.23 | 2 | 2-1431 ACSR AZ | 0 | 0 | 0 | 0 | 0 | 0 | 0 | 0 | 0 | 0 | 0 | 0 | 0 | 0 | 0 | 0 | 0 | 0 | 0 | 0 | 0 | 0 | 0 | 12 | 1
NO |  | 56 | 2015 | 9 | 29 | 29 |  | FT MYERS PLANT | ORANGE RIVER 2 | 230 | 230 | H | 0.31 | 0 | 1 | 2-1431 ACSR AZ | 0 | 0 | 0 | 0 | 0 | 0 | 0 | 0 | 0 | 0 | 0 | 0 | 0 | 0 | 0 | 0 | 0 | 0 | 0 | 0 | 0 | 0 | 0 | 12 | 1
NO |  | 56 | 2015 | 9 | 30 | 30 |  | FT MYERS PLANT | ORANGE RIVER 2 | 230 | 230 | H | 2.35 | 0 | 2 | 2-1431 ACSR AZ | 0 | 0 | 0 | 0 | 0 | 0 | 0 | 0 | 0 | 0 | 0 | 0 | 0 | 0 | 0 | 0 | 0 | 0 | 0 | 0 | 0 | 0 | 0 | 12 | 1
NO |  | 56 | 2015 | 9 | 31 | 31 |  | FT MYERS PLANT | ORANGE RIVER 3 | 230 | 230 | SP | 2.43 | 0 | 2 | 2-1431 ACSR AW | 0 | 0 | 0 | 0 | 0 | 0 | 0 | 0 | 0 | 0 | 0 | 0 | 0 | 0 | 0 | 0 | 0 | 0 | 0 | 0 | 0 | 0 | 0 | 12 | 1
NO |  | 56 | 2015 | 9 | 32 | 32 |  | FT MYERS PLANT | ORANGE RIVER 4 | 230 | 230 | SP | 0.47 | 0 | 1 | 2-795 ACSR AW | 0 | 0 | 0 | 0 | 0 | 0 | 0 | 0 | 0 | 0 | 0 | 0 | 0 | 0 | 0 | 0 | 0 | 0 | 0 | 0 | 0 | 0 | 0 | 12 | 1
NO |  | 56 | 2015 | 9 | 33 | 33 |  | FT MYERS PLANT | ORANGE RIVER 4 | 230 | 230 | SP | 0 | 2.01 | 2 | 2-795 ACSR AW | 0 | 0 | 0 | 0 | 0 | 0 | 0 | 0 | 0 | 0 | 0 | 0 | 0 | 0 | 0 | 0 | 0 | 0 | 0 | 0 | 0 | 0 | 0 | 12 | 1
NO |  | 56 | 2015 | 9 | 34 | 34 |  | GERMANTOWN | SUGAR | 230 | 230 | SP | 22.56 | 0 | 1 | 1-1431 ACSR AW | 0 | 0 | 0 | 0 | 0 | 0 | 0 | 0 | 0 | 0 | 0 | 0 | 0 | 0 | 0 | 0 | 0 | 0 | 0 | 0 | 0 | 0 | 0 | 12 | 1
NO |  | 56 | 2015 | 9 | 35 | 35 |  | GERMANTOWN | SUGAR | 230 | 230 | SP | 2.69 | 10.28 | 2 | 1-1431 ACSR AW | 0 | 0 | 0 | 0 | 0 | 0 | 0 | 0 | 0 | 0 | 0 | 0 | 0 | 0 | 0 | 0 | 0 | 0 | 0 | 0 | 0 | 0 | 0 | 12 | 1
NO |  | 56 | 2015 | 10 | 1 | 1 |  | GERMANTOWN | SUGAR | 230 | 230 | SP | 1.35 | 0 | 1 | 1-1431 ACSR TW | 0 | 0 | 0 | 0 | 0 | 0 | 0 | 0 | 0 | 0 | 0 | 0 | 0 | 0 | 0 | 0 | 0 | 0 | 0 | 0 | 0 | 0 | 0 | 12 | 1
NO |  | 56 | 2015 | 10 | 2 | 2 |  | GERMANTOWN | SUGAR | 230 | 230 | SP | 0.14 | 0 | 2 | 1-1431 ACSR TW | 0 | 0 | 0 | 0 | 0 | 0 | 0 | 0 | 0 | 0 | 0 | 0 | 0 | 0 | 0 | 0 | 0 | 0 | 0 | 0 | 0 | 0 | 0 | 12 | 1
NO |  | 56 | 2015 | 10 | 3 | 3 |  | GERMANTOWN | YAMATO | 230 | 230 | SP | 2.81 | 0 | 2 | 1-1431 ACSR AW | 0 | 0 | 0 | 0 | 0 | 0 | 0 | 0 | 0 | 0 | 0 | 0 | 0 | 0 | 0 | 0 | 0 | 0 | 0 | 0 | 0 | 0 | 0 | 12 | 1
NO |  | 56 | 2015 | 10 | 4 | 4 |  | GRATIGNY | PORT EVERGLADES | 230 | 230 | H | 17.52 | 0 | 1 | 1-1431 ACSR AZ | 0 | 0 | 0 | 0 | 0 | 0 | 0 | 0 | 0 | 0 | 0 | 0 | 0 | 0 | 0 | 0 | 0 | 0 | 0 | 0 | 0 | 0 | 0 | 12 | 1
NO |  | 56 | 2015 | 10 | 5 | 5 |  | GRATIGNY | PORT EVERGLADES | 230 | 230 | H | 4.29 | 0 | 1 | 1-900 CU HT | 0 | 0 | 0 | 0 | 0 | 0 | 0 | 0 | 0 | 0 | 0 | 0 | 0 | 0 | 0 | 0 | 0 | 0 | 0 | 0 | 0 | 0 | 0 | 12 | 1
NO |  | 56 | 2015 | 10 | 6 | 6 |  | GRATIGNY | PORT EVERGLADES | 230 | 230 | SP | 1.53 | 0 | 1 | 1-1431 ACSR AW | 0 | 0 | 0 | 0 | 0 | 0 | 0 | 0 | 0 | 0 | 0 | 0 | 0 | 0 | 0 | 0 | 0 | 0 | 0 | 0 | 0 | 0 | 0 | 12 | 1
NO |  | 56 | 2015 | 10 | 7 | 7 |  | GRATIGNY | PORT EVERGLADES | 230 | 230 | SP | 0 | 0.25 | 2 | 1-1431 ACSR AW | 0 | 0 | 0 | 0 | 0 | 0 | 0 | 0 | 0 | 0 | 0 | 0 | 0 | 0 | 0 | 0 | 0 | 0 | 0 | 0 | 0 | 0 | 0 | 12 | 1
NO |  | 56 | 2015 | 10 | 8 | 8 |  | GREYNOLDS | LAUDANIA | 230 | 230 | SP | 9.89 | 0 | 1 | 1-1431 ACSR AW | 0 | 0 | 0 | 0 | 0 | 0 | 0 | 0 | 0 | 0 | 0 | 0 | 0 | 0 | 0 | 0 | 0 | 0 | 0 | 0 | 0 | 0 | 0 | 12 | 1
NO |  | 56 | 2015 | 10 | 9 | 9 |  | GREYNOLDS | LAUDANIA | 230 | 230 | UG | 2.34 | 0 | 1 | 1-3000 AL-HP | 0 | 0 | 0 | 0 | 0 | 0 | 0 | 0 | 0 | 0 | 0 | 0 | 0 | 0 | 0 | 0 | 0 | 0 | 0 | 0 | 0 | 0 | 0 | 12 | 1
NO |  | 56 | 2015 | 10 | 10 | 10 |  | GREYNOLDS | LAUDANIA | 230 | 230 | UG | 0.59 | 0 | 1 | 1-3750 AL-HP | 0 | 0 | 0 | 0 | 0 | 0 | 0 | 0 | 0 | 0 | 0 | 0 | 0 | 0 | 0 | 0 | 0 | 0 | 0 | 0 | 0 | 0 | 0 | 12 | 1
NO |  | 56 | 2015 | 10 | 11 | 11 |  | GRIFFIN | LAUDERDALE | 230 | 230 | H | 4.45 | 0 | 1 | 1-1431 ACSR AZ | 0 | 0 | 0 | 0 | 0 | 0 | 0 | 0 | 0 | 0 | 0 | 0 | 0 | 0 | 0 | 0 | 0 | 0 | 0 | 0 | 0 | 0 | 0 | 12 | 1
NO |  | 56 | 2015 | 10 | 12 | 12 |  | GRIFFIN | LAUDERDALE | 230 | 230 | H | 0.47 | 0 | 1 | 1-900 CU HT | 0 | 0 | 0 | 0 | 0 | 0 | 0 | 0 | 0 | 0 | 0 | 0 | 0 | 0 | 0 | 0 | 0 | 0 | 0 | 0 | 0 | 0 | 0 | 12 | 1
NO |  | 56 | 2015 | 10 | 13 | 13 |  | GRIFFIN | PORT EVERGLADES | 230 | 230 | H | 2.57 | 0 | 2 | 1-900 CU HT | 0 | 0 | 0 | 0 | 0 | 0 | 0 | 0 | 0 | 0 | 0 | 0 | 0 | 0 | 0 | 0 | 0 | 0 | 0 | 0 | 0 | 0 | 0 | 12 | 1
NO |  | 56 | 2015 | 10 | 14 | 14 |  | HOWARD | LAURELWOOD | 230 | 230 | H | 3.58 | 0 | 2 | 1-1431 ACSR AW | 0 | 0 | 0 | 0 | 0 | 0 | 0 | 0 | 0 | 0 | 0 | 0 | 0 | 0 | 0 | 0 | 0 | 0 | 0 | 0 | 0 | 0 | 0 | 12 | 1
NO |  | 56 | 2015 | 10 | 15 | 15 |  | HOWARD | LAURELWOOD | 230 | 230 | H | 0.39 | 0 | 1 | 1-1431 ACSR TW | 0 | 0 | 0 | 0 | 0 | 0 | 0 | 0 | 0 | 0 | 0 | 0 | 0 | 0 | 0 | 0 | 0 | 0 | 0 | 0 | 0 | 0 | 0 | 12 | 1
NO |  | 56 | 2015 | 10 | 16 | 16 |  | HOWARD | LAURELWOOD | 230 | 230 | SP | 0.09 | 0 | 1 | 1-1431 ACSR AW | 0 | 0 | 0 | 0 | 0 | 0 | 0 | 0 | 0 | 0 | 0 | 0 | 0 | 0 | 0 | 0 | 0 | 0 | 0 | 0 | 0 | 0 | 0 | 12 | 1
NO |  | 56 | 2015 | 10 | 17 | 17 |  | HOWARD | LAURELWOOD | 230 | 230 | SP | 10.53 | 0 | 1 | 1-1431 ACSR TW | 0 | 0 | 0 | 0 | 0 | 0 | 0 | 0 | 0 | 0 | 0 | 0 | 0 | 0 | 0 | 0 | 0 | 0 | 0 | 0 | 0 | 0 | 0 | 12 | 1
NO |  | 56 | 2015 | 10 | 18 | 18 |  | HOWARD | RINGLING | 230 | 230 | SP | 4.36 | 0 | 1 | 1-1431 ACSR AW | 0 | 0 | 0 | 0 | 0 | 0 | 0 | 0 | 0 | 0 | 0 | 0 | 0 | 0 | 0 | 0 | 0 | 0 | 0 | 0 | 0 | 0 | 0 | 12 | 1
NO |  | 56 | 2015 | 10 | 19 | 19 |  | HOWARD | RINGLING | 230 | 230 | SP | 3.15 | 0 | 1 | 1-1431 ACSR TW | 0 | 0 | 0 | 0 | 0 | 0 | 0 | 0 | 0 | 0 | 0 | 0 | 0 | 0 | 0 | 0 | 0 | 0 | 0 | 0 | 0 | 0 | 0 | 12 | 1
NO |  | 56 | 2015 | 10 | 20 | 20 |  | HOWARD | RINGLING | 230 | 230 | SP | 0.65 | 0 | 2 | 1-1431 ACSR TW | 0 | 0 | 0 | 0 | 0 | 0 | 0 | 0 | 0 | 0 | 0 | 0 | 0 | 0 | 0 | 0 | 0 | 0 | 0 | 0 | 0 | 0 | 0 | 12 | 1
NO |  | 56 | 2015 | 10 | 21 | 21 |  | HUNTINGTON | PENNSUCO | 230 | 230 | SP | 9.15 | 0 | 1 | 1-954 ACSR AW | 0 | 0 | 0 | 0 | 0 | 0 | 0 | 0 | 0 | 0 | 0 | 0 | 0 | 0 | 0 | 0 | 0 | 0 | 0 | 0 | 0 | 0 | 0 | 12 | 1
NO |  | 56 | 2015 | 10 | 22 | 22 |  | INDIANTOWN | MARTIN 1 | 230 | 230 | H | 1.91 | 0 | 1 | 2-795 ACSR AW | 0 | 0 | 0 | 0 | 0 | 0 | 0 | 0 | 0 | 0 | 0 | 0 | 0 | 0 | 0 | 0 | 0 | 0 | 0 | 0 | 0 | 0 | 0 | 12 | 1
NO |  | 56 | 2015 | 10 | 23 | 23 |  | INDIANTOWN | MARTIN 1 | 230 | 230 | SP | 9.72 | 0 | 1 | 2-795 ACSR AW | 0 | 0 | 0 | 0 | 0 | 0 | 0 | 0 | 0 | 0 | 0 | 0 | 0 | 0 | 0 | 0 | 0 | 0 | 0 | 0 | 0 | 0 | 0 | 12 | 1
NO |  | 56 | 2015 | 10 | 24 | 24 |  | INDIANTOWN | MARTIN 1 | 230 | 230 | SP | 0.18 | 0 | 2 | 2-795 ACSR AW | 0 | 0 | 0 | 0 | 0 | 0 | 0 | 0 | 0 | 0 | 0 | 0 | 0 | 0 | 0 | 0 | 0 | 0 | 0 | 0 | 0 | 0 | 0 | 12 | 1
NO |  | 56 | 2015 | 10 | 25 | 25 |  | INDIANTOWN | MARTIN 2 | 230 | 230 | SP | 13.37 | 0 | 1 | 2-795 ACSR AW | 0 | 0 | 0 | 0 | 0 | 0 | 0 | 0 | 0 | 0 | 0 | 0 | 0 | 0 | 0 | 0 | 0 | 0 | 0 | 0 | 0 | 0 | 0 | 12 | 1
NO |  | 56 | 2015 | 10 | 26 | 26 |  | INDIANTOWN | MIDWAY | 230 | 230 | H | 23.47 | 0 | 1 | 2-954 ACSR AZ | 0 | 0 | 0 | 0 | 0 | 0 | 0 | 0 | 0 | 0 | 0 | 0 | 0 | 0 | 0 | 0 | 0 | 0 | 0 | 0 | 0 | 0 | 0 | 12 | 1
NO |  | 56 | 2015 | 10 | 27 | 27 |  | INDIANTOWN | MIDWAY | 230 | 230 | SP | 0.06 | 0 | 1 | 2-954 ACSR AW | 0 | 0 | 0 | 0 | 0 | 0 | 0 | 0 | 0 | 0 | 0 | 0 | 0 | 0 | 0 | 0 | 0 | 0 | 0 | 0 | 0 | 0 | 0 | 12 | 1
NO |  | 56 | 2015 | 10 | 28 | 28 |  | INDIANTOWN | PRATT & WHITNEY | 230 | 230 | H | 9.16 | 0 | 1 | 2-954 ACSR AZ | 0 | 0 | 0 | 0 | 0 | 0 | 0 | 0 | 0 | 0 | 0 | 0 | 0 | 0 | 0 | 0 | 0 | 0 | 0 | 0 | 0 | 0 | 0 | 12 | 1
NO |  | 56 | 2015 | 10 | 29 | 29 |  | INDIANTOWN | RANCH | 230 | 230 | SP | 0.72 | 0 | 1 | 1-1431 ACSR AW | 0 | 0 | 0 | 0 | 0 | 0 | 0 | 0 | 0 | 0 | 0 | 0 | 0 | 0 | 0 | 0 | 0 | 0 | 0 | 0 | 0 | 0 | 0 | 12 | 1
NO |  | 56 | 2015 | 10 | 30 | 30 |  | INDIANTOWN | RANCH | 230 | 230 | SP | 3.35 | 26.18 | 2 | 1-1431 ACSR AW | 0 | 0 | 0 | 0 | 0 | 0 | 0 | 0 | 0 | 0 | 0 | 0 | 0 | 0 | 0 | 0 | 0 | 0 | 0 | 0 | 0 | 0 | 0 | 12 | 1
NO |  | 56 | 2015 | 10 | 31 | 31 |  | INDIANTOWN | WARFIELD | 230 | 230 | SP | 8.51 | 0 | 1 | 2-795 ACSR AW | 0 | 0 | 0 | 0 | 0 | 0 | 0 | 0 | 0 | 0 | 0 | 0 | 0 | 0 | 0 | 0 | 0 | 0 | 0 | 0 | 0 | 0 | 0 | 12 | 1
NO |  | 56 | 2015 | 10 | 32 | 32 |  | JOHNSON | MANATEE | 230 | 230 | H | 16.83 | 0 | 1 | 2-1431 ACSR AZ | 0 | 0 | 0 | 0 | 0 | 0 | 0 | 0 | 0 | 0 | 0 | 0 | 0 | 0 | 0 | 0 | 0 | 0 | 0 | 0 | 0 | 0 | 0 | 12 | 1
NO |  | 56 | 2015 | 10 | 33 | 33 |  | JOHNSON | MANATEE | 230 | 230 | H | 0 | 0.81 | 2 | 2-1431 ACSR AZ | 0 | 0 | 0 | 0 | 0 | 0 | 0 | 0 | 0 | 0 | 0 | 0 | 0 | 0 | 0 | 0 | 0 | 0 | 0 | 0 | 0 | 0 | 0 | 12 | 1
NO |  | 56 | 2015 | 10 | 34 | 34 |  | JOHNSON | MANATEE | 230 | 230 | SP | 0.1 | 0 | 2 | 2-1431 ACSR AW | 0 | 0 | 0 | 0 | 0 | 0 | 0 | 0 | 0 | 0 | 0 | 0 | 0 | 0 | 0 | 0 | 0 | 0 | 0 | 0 | 0 | 0 | 0 | 12 | 1
NO |  | 56 | 2015 | 10 | 35 | 35 |  | JOHNSON | MANATEE | 230 | 230 | SP | 0.05 | 0 | 1 | 2-1431 ACSR AZ | 0 | 0 | 0 | 0 | 0 | 0 | 0 | 0 | 0 | 0 | 0 | 0 | 0 | 0 | 0 | 0 | 0 | 0 | 0 | 0 | 0 | 0 | 0 | 12 | 1
NO |  | 56 | 2015 | 11 | 1 | 1 |  | JOHNSON | MANATEE | 230 | 230 | SP | 0.08 | 0 | 2 | 2-1431 ACSR AZ | 0 | 0 | 0 | 0 | 0 | 0 | 0 | 0 | 0 | 0 | 0 | 0 | 0 | 0 | 0 | 0 | 0 | 0 | 0 | 0 | 0 | 0 | 0 | 12 | 1
NO |  | 56 | 2015 | 11 | 2 | 2 |  | JOHNSON | RINGLING | 230 | 230 | H | 8.87 | 0 | 1 | 2-1431 ACSR AZ | 0 | 0 | 0 | 0 | 0 | 0 | 0 | 0 | 0 | 0 | 0 | 0 | 0 | 0 | 0 | 0 | 0 | 0 | 0 | 0 | 0 | 0 | 0 | 12 | 1
NO |  | 56 | 2015 | 11 | 3 | 3 |  | JOHNSON | RINGLING | 230 | 230 | H | 0.81 | 0 | 2 | 2-1431 ACSR AZ | 0 | 0 | 0 | 0 | 0 | 0 | 0 | 0 | 0 | 0 | 0 | 0 | 0 | 0 | 0 | 0 | 0 | 0 | 0 | 0 | 0 | 0 | 0 | 12 | 1
NO |  | 56 | 2015 | 11 | 4 | 4 |  | JOHNSON | RINGLING | 230 | 230 | SP | 0.14 | 0 | 2 | 2-795 ACSR AW | 0 | 0 | 0 | 0 | 0 | 0 | 0 | 0 | 0 | 0 | 0 | 0 | 0 | 0 | 0 | 0 | 0 | 0 | 0 | 0 | 0 | 0 | 0 | 12 | 1
NO |  | 56 | 2015 | 11 | 5 | 5 |  | KEENTOWN | MANATEE | 230 | 230 | H | 16.19 | 0 | 1 | 1-1431 ACSR AZ | 0 | 0 | 0 | 0 | 0 | 0 | 0 | 0 | 0 | 0 | 0 | 0 | 0 | 0 | 0 | 0 | 0 | 0 | 0 | 0 | 0 | 0 | 0 | 12 | 1
NO |  | 56 | 2015 | 11 | 6 | 6 |  | KEENTOWN | MANATEE | 230 | 230 | SP | 3.05 | 0 | 1 | 1-1431 ACSR AZ | 0 | 0 | 0 | 0 | 0 | 0 | 0 | 0 | 0 | 0 | 0 | 0 | 0 | 0 | 0 | 0 | 0 | 0 | 0 | 0 | 0 | 0 | 0 | 12 | 1
NO |  | 56 | 2015 | 11 | 7 | 7 |  | KEENTOWN | WHIDDEN | 230 | 230 | H | 24.43 | 0 | 1 | 1-1431 ACSR AZ | 0 | 0 | 0 | 0 | 0 | 0 | 0 | 0 | 0 | 0 | 0 | 0 | 0 | 0 | 0 | 0 | 0 | 0 | 0 | 0 | 0 | 0 | 0 | 12 | 1
NO |  | 56 | 2015 | 11 | 8 | 8 |  | KEENTOWN | WHIDDEN | 230 | 230 | SP | 0.31 | 0 | 1 | 1-1431 ACSR AW | 0 | 0 | 0 | 0 | 0 | 0 | 0 | 0 | 0 | 0 | 0 | 0 | 0 | 0 | 0 | 0 | 0 | 0 | 0 | 0 | 0 | 0 | 0 | 12 | 1
NO |  | 56 | 2015 | 11 | 9 | 9 |  | KEENTOWN | WHIDDEN | 230 | 230 | SP | 0.61 | 13.24 | 2 | 1-1431 ACSR AW | 0 | 0 | 0 | 0 | 0 | 0 | 0 | 0 | 0 | 0 | 0 | 0 | 0 | 0 | 0 | 0 | 0 | 0 | 0 | 0 | 0 | 0 | 0 | 12 | 1
NO |  | 56 | 2015 | 11 | 10 | 10 |  | KIMBERLY | RANCH | 230 | 230 | H | 0.21 | 0 | 1 | 1-1431 ACSR AZ | 0 | 0 | 0 | 0 | 0 | 0 | 0 | 0 | 0 | 0 | 0 | 0 | 0 | 0 | 0 | 0 | 0 | 0 | 0 | 0 | 0 | 0 | 0 | 12 | 1
NO |  | 56 | 2015 | 11 | 11 | 11 |  | KIMBERLY | RANCH | 230 | 230 | H | 0 | 20.16 | 2 | 1-1431 ACSR AZ | 0 | 0 | 0 | 0 | 0 | 0 | 0 | 0 | 0 | 0 | 0 | 0 | 0 | 0 | 0 | 0 | 0 | 0 | 0 | 0 | 0 | 0 | 0 | 12 | 1
NO |  | 56 | 2015 | 11 | 12 | 12 |  | KIMBERLY | RANCH | 230 | 230 | SP | 0.08 | 0 | 1 | 1-1431 ACSR AZ | 0 | 0 | 0 | 0 | 0 | 0 | 0 | 0 | 0 | 0 | 0 | 0 | 0 | 0 | 0 | 0 | 0 | 0 | 0 | 0 | 0 | 0 | 0 | 12 | 1
NO |  | 56 | 2015 | 11 | 13 | 13 |  | KORONA | PUTNAM | 230 | 230 | H | 32.98 | 0 | 1 | 1-954 ACSR AZ | 0 | 0 | 0 | 0 | 0 | 0 | 0 | 0 | 0 | 0 | 0 | 0 | 0 | 0 | 0 | 0 | 0 | 0 | 0 | 0 | 0 | 0 | 0 | 12 | 1
NO |  | 56 | 2015 | 11 | 14 | 14 |  | KORONA | PUTNAM | 230 | 230 | SP | 0.05 | 0 | 1 | 1-1431 ACSR AW | 0 | 0 | 0 | 0 | 0 | 0 | 0 | 0 | 0 | 0 | 0 | 0 | 0 | 0 | 0 | 0 | 0 | 0 | 0 | 0 | 0 | 0 | 0 | 12 | 1
NO |  | 56 | 2015 | 11 | 15 | 15 |  | KORONA | PUTNAM | 230 | 230 | SP | 0.77 | 0 | 1 | 1-954 ACSR AZ | 0 | 0 | 0 | 0 | 0 | 0 | 0 | 0 | 0 | 0 | 0 | 0 | 0 | 0 | 0 | 0 | 0 | 0 | 0 | 0 | 0 | 0 | 0 | 12 | 1
NO |  | 56 | 2015 | 11 | 16 | 16 |  | KORONA | VOLUSIA | 230 | 230 | H | 16.22 | 0 | 1 | 1-954 ACSR AZ | 0 | 0 | 0 | 0 | 0 | 0 | 0 | 0 | 0 | 0 | 0 | 0 | 0 | 0 | 0 | 0 | 0 | 0 | 0 | 0 | 0 | 0 | 0 | 12 | 1
NO |  | 56 | 2015 | 11 | 17 | 17 |  | KORONA | VOLUSIA | 230 | 230 | SP | 0.05 | 0 | 1 | 1-1431 ACSR AW | 0 | 0 | 0 | 0 | 0 | 0 | 0 | 0 | 0 | 0 | 0 | 0 | 0 | 0 | 0 | 0 | 0 | 0 | 0 | 0 | 0 | 0 | 0 | 12 | 1
NO |  | 56 | 2015 | 11 | 18 | 18 |  | KORONA | VOLUSIA | 230 | 230 | SP | 0.09 | 0 | 1 | 1-954 ACSR AW | 0 | 0 | 0 | 0 | 0 | 0 | 0 | 0 | 0 | 0 | 0 | 0 | 0 | 0 | 0 | 0 | 0 | 0 | 0 | 0 | 0 | 0 | 0 | 12 | 1
NO |  | 56 | 2015 | 11 | 19 | 19 |  | KORONA | VOLUSIA | 230 | 230 | SP | 0.08 | 0.06 | 2 | 1-954 ACSR AW | 0 | 0 | 0 | 0 | 0 | 0 | 0 | 0 | 0 | 0 | 0 | 0 | 0 | 0 | 0 | 0 | 0 | 0 | 0 | 0 | 0 | 0 | 0 | 12 | 1
NO |  | 56 | 2015 | 11 | 20 | 20 |  | KORONA | VOLUSIA | 230 | 230 | SP | 0.12 | 0 | 1 | 1-954 ACSR AZ | 0 | 0 | 0 | 0 | 0 | 0 | 0 | 0 | 0 | 0 | 0 | 0 | 0 | 0 | 0 | 0 | 0 | 0 | 0 | 0 | 0 | 0 | 0 | 12 | 1
NO |  | 56 | 2015 | 11 | 21 | 21 |  | LAUDANIA | LAUDERDALE | 230 | 230 | H | 4.45 | 0 | 1 | 1-1431 ACSR AZ | 0 | 0 | 0 | 0 | 0 | 0 | 0 | 0 | 0 | 0 | 0 | 0 | 0 | 0 | 0 | 0 | 0 | 0 | 0 | 0 | 0 | 0 | 0 | 12 | 1
NO |  | 56 | 2015 | 11 | 22 | 22 |  | LAUDANIA | LAUDERDALE | 230 | 230 | H | 0.42 | 0 | 1 | 1-900 CU HT | 0 | 0 | 0 | 0 | 0 | 0 | 0 | 0 | 0 | 0 | 0 | 0 | 0 | 0 | 0 | 0 | 0 | 0 | 0 | 0 | 0 | 0 | 0 | 12 | 1
NO |  | 56 | 2015 | 11 | 23 | 23 |  | LAUDANIA | PORT EVERGLADES | 230 | 230 | H | 2.65 | 0 | 1 | 1-900 CU HT | 0 | 0 | 0 | 0 | 0 | 0 | 0 | 0 | 0 | 0 | 0 | 0 | 0 | 0 | 0 | 0 | 0 | 0 | 0 | 0 | 0 | 0 | 0 | 12 | 1
NO |  | 56 | 2015 | 11 | 24 | 24 |  | LAUDERDALE | MOTOROLA | 230 | 230 | H | 0.46 | 0 | 1 | 1-1431 ACSR AZ | 0 | 0 | 0 | 0 | 0 | 0 | 0 | 0 | 0 | 0 | 0 | 0 | 0 | 0 | 0 | 0 | 0 | 0 | 0 | 0 | 0 | 0 | 0 | 12 | 1
NO |  | 56 | 2015 | 11 | 25 | 25 |  | LAUDERDALE | MOTOROLA | 230 | 230 | SP | 0.12 | 0 | 1 | 1-1431 ACSR AW | 0 | 0 | 0 | 0 | 0 | 0 | 0 | 0 | 0 | 0 | 0 | 0 | 0 | 0 | 0 | 0 | 0 | 0 | 0 | 0 | 0 | 0 | 0 | 12 | 1
NO |  | 56 | 2015 | 11 | 26 | 26 |  | LAUDERDALE | MOTOROLA | 230 | 230 | SP | 7.74 | 0 | 1 | 1-1431 ACSR AZ | 0 | 0 | 0 | 0 | 0 | 0 | 0 | 0 | 0 | 0 | 0 | 0 | 0 | 0 | 0 | 0 | 0 | 0 | 0 | 0 | 0 | 0 | 0 | 12 | 1
NO |  | 56 | 2015 | 11 | 27 | 27 |  | LAUDERDALE | PINEWOOD | 230 | 230 | H | 19.63 | 0 | 1 | 1-1431 ACSR AZ | 0 | 0 | 0 | 0 | 0 | 0 | 0 | 0 | 0 | 0 | 0 | 0 | 0 | 0 | 0 | 0 | 0 | 0 | 0 | 0 | 0 | 0 | 0 | 12 | 1
NO |  | 56 | 2015 | 11 | 28 | 28 |  | LAUDERDALE | PINEWOOD | 230 | 230 | H | 1.02 | 0 | 2 | 1-1431 ACSR AZ | 0 | 0 | 0 | 0 | 0 | 0 | 0 | 0 | 0 | 0 | 0 | 0 | 0 | 0 | 0 | 0 | 0 | 0 | 0 | 0 | 0 | 0 | 0 | 12 | 1
NO |  | 56 | 2015 | 11 | 29 | 29 |  | LAUDERDALE | PINEWOOD | 230 | 230 | SP | 1.49 | 0 | 1 | 1-1431 ACSR AW | 0 | 0 | 0 | 0 | 0 | 0 | 0 | 0 | 0 | 0 | 0 | 0 | 0 | 0 | 0 | 0 | 0 | 0 | 0 | 0 | 0 | 0 | 0 | 12 | 1
NO |  | 56 | 2015 | 11 | 30 | 30 |  | LAUDERDALE | PINEWOOD | 230 | 230 | SP | 0 | 1.45 | 2 | 1-1431 ACSR AW | 0 | 0 | 0 | 0 | 0 | 0 | 0 | 0 | 0 | 0 | 0 | 0 | 0 | 0 | 0 | 0 | 0 | 0 | 0 | 0 | 0 | 0 | 0 | 12 | 1
NO |  | 56 | 2015 | 11 | 31 | 31 |  | LAUDERDALE | PINEWOOD | 230 | 230 | SP | 4.29 | 0 | 1 | 1-1431 ACSR AZ | 0 | 0 | 0 | 0 | 0 | 0 | 0 | 0 | 0 | 0 | 0 | 0 | 0 | 0 | 0 | 0 | 0 | 0 | 0 | 0 | 0 | 0 | 0 | 12 | 1
NO |  | 56 | 2015 | 11 | 32 | 32 |  | LAUDERDALE | PORT EVERGLADES 1 | 230 | 230 | H | 4.45 | 0 | 1 | 1-1431 ACSR AZ | 0 | 0 | 0 | 0 | 0 | 0 | 0 | 0 | 0 | 0 | 0 | 0 | 0 | 0 | 0 | 0 | 0 | 0 | 0 | 0 | 0 | 0 | 0 | 12 | 1
NO |  | 56 | 2015 | 11 | 33 | 33 |  | LAUDERDALE | PORT EVERGLADES 1 | 230 | 230 | H | 3.05 | 0 | 1 | 1-900 CU HT | 0 | 0 | 0 | 0 | 0 | 0 | 0 | 0 | 0 | 0 | 0 | 0 | 0 | 0 | 0 | 0 | 0 | 0 | 0 | 0 | 0 | 0 | 0 | 12 | 1
NO |  | 56 | 2015 | 11 | 34 | 34 |  | LAURELWOOD | MYAKKA | 230 | 230 | SP | 0.08 | 0 | 1 | 1-1431 ACSR AW | 0 | 0 | 0 | 0 | 0 | 0 | 0 | 0 | 0 | 0 | 0 | 0 | 0 | 0 | 0 | 0 | 0 | 0 | 0 | 0 | 0 | 0 | 0 | 12 | 1
NO |  | 56 | 2015 | 11 | 35 | 35 |  | LAURELWOOD | MYAKKA | 230 | 230 | SP | 16.75 | 0 | 1 | 1-1431 ACSR AZ | 0 | 0 | 0 | 0 | 0 | 0 | 0 | 0 | 0 | 0 | 0 | 0 | 0 | 0 | 0 | 0 | 0 | 0 | 0 | 0 | 0 | 0 | 0 | 12 | 1
NO |  | 56 | 2015 | 12 | 1 | 1 |  | LAURELWOOD | PEACHLAND | 230 | 230 | SP | 0.42 | 0 | 1 | 1-1431 ACSR AW | 0 | 0 | 0 | 0 | 0 | 0 | 0 | 0 | 0 | 0 | 0 | 0 | 0 | 0 | 0 | 0 | 0 | 0 | 0 | 0 | 0 | 0 | 0 | 12 | 1
NO |  | 56 | 2015 | 12 | 2 | 2 |  | LAURELWOOD | PEACHLAND | 230 | 230 | SP | 4.17 | 0 | 2 | 1-1431 ACSR AW | 0 | 0 | 0 | 0 | 0 | 0 | 0 | 0 | 0 | 0 | 0 | 0 | 0 | 0 | 0 | 0 | 0 | 0 | 0 | 0 | 0 | 0 | 0 | 12 | 1
NO |  | 56 | 2015 | 12 | 3 | 3 |  | LAURELWOOD | PEACHLAND | 230 | 230 | SP | 21.34 | 0 | 1 | 1-1431 ACSR AZ | 0 | 0 | 0 | 0 | 0 | 0 | 0 | 0 | 0 | 0 | 0 | 0 | 0 | 0 | 0 | 0 | 0 | 0 | 0 | 0 | 0 | 0 | 0 | 12 | 1
NO |  | 56 | 2015 | 12 | 4 | 4 |  | LAURELWOOD | RINGLING 1 | 230 | 230 | H | 20.99 | 0 | 1 | 1-1431 ACSR AZ | 0 | 0 | 0 | 0 | 0 | 0 | 0 | 0 | 0 | 0 | 0 | 0 | 0 | 0 | 0 | 0 | 0 | 0 | 0 | 0 | 0 | 0 | 0 | 12 | 1
NO |  | 56 | 2015 | 12 | 5 | 5 |  | LAURELWOOD | RINGLING 1 | 230 | 230 | SP | 0.06 | 0 | 1 | 1-1431 ACSR AZ | 0 | 0 | 0 | 0 | 0 | 0 | 0 | 0 | 0 | 0 | 0 | 0 | 0 | 0 | 0 | 0 | 0 | 0 | 0 | 0 | 0 | 0 | 0 | 12 | 1
NO |  | 56 | 2015 | 12 | 6 | 6 |  | LEE | SADDLEWOOD | 230 | 230 | H | 3.11 | 0 | 1 | 1-2156 ACSR | 0 | 0 | 0 | 0 | 0 | 0 | 0 | 0 | 0 | 0 | 0 | 0 | 0 | 0 | 0 | 0 | 0 | 0 | 0 | 0 | 0 | 0 | 0 | 12 | 1
NO |  | 56 | 2015 | 12 | 7 | 7 |  | LEE | SADDLEWOOD | 230 | 230 | SP | 8.74 | 0 | 2 | 1-2156 ACSS TW | 0 | 0 | 0 | 0 | 0 | 0 | 0 | 0 | 0 | 0 | 0 | 0 | 0 | 0 | 0 | 0 | 0 | 0 | 0 | 0 | 0 | 0 | 0 | 12 | 1
NO |  | 56 | 2015 | 12 | 8 | 8 |  | LEVEE | TURKEY POINT | 230 | 230 | H | 1.18 | 0 | 1 | 1-1431 ACSR AZ | 0 | 0 | 0 | 0 | 0 | 0 | 0 | 0 | 0 | 0 | 0 | 0 | 0 | 0 | 0 | 0 | 0 | 0 | 0 | 0 | 0 | 0 | 0 | 12 | 1
NO |  | 56 | 2015 | 12 | 9 | 9 |  | LEVEE | TURKEY POINT | 230 | 230 | H | 12.53 | 0 | 2 | 1-1431 ACSR AZ | 0 | 0 | 0 | 0 | 0 | 0 | 0 | 0 | 0 | 0 | 0 | 0 | 0 | 0 | 0 | 0 | 0 | 0 | 0 | 0 | 0 | 0 | 0 | 12 | 1
NO |  | 56 | 2015 | 12 | 10 | 10 |  | LEVEE | TURKEY POINT | 230 | 230 | H | 18.28 | 0 | 2 | 1-1691 AAAC | 0 | 0 | 0 | 0 | 0 | 0 | 0 | 0 | 0 | 0 | 0 | 0 | 0 | 0 | 0 | 0 | 0 | 0 | 0 | 0 | 0 | 0 | 0 | 12 | 1
NO |  | 56 | 2015 | 12 | 11 | 11 |  | LEVEE | TURKEY POINT | 230 | 230 | SP | 0.1 | 0 | 1 | 1-1431 ACSR AZ | 0 | 0 | 0 | 0 | 0 | 0 | 0 | 0 | 0 | 0 | 0 | 0 | 0 | 0 | 0 | 0 | 0 | 0 | 0 | 0 | 0 | 0 | 0 | 12 | 1
NO |  | 56 | 2015 | 12 | 12 | 12 |  | LINDGREN | PENNSUCO | 230 | 230 | H | 3.16 | 0 | 1 | 1-1431 ACSR AZ | 0 | 0 | 0 | 0 | 0 | 0 | 0 | 0 | 0 | 0 | 0 | 0 | 0 | 0 | 0 | 0 | 0 | 0 | 0 | 0 | 0 | 0 | 0 | 12 | 1
NO |  | 56 | 2015 | 12 | 13 | 13 |  | LINDGREN | PENNSUCO | 230 | 230 | H | 0 | 12.53 | 2 | 1-1431 ACSR AZ | 0 | 0 | 0 | 0 | 0 | 0 | 0 | 0 | 0 | 0 | 0 | 0 | 0 | 0 | 0 | 0 | 0 | 0 | 0 | 0 | 0 | 0 | 0 | 12 | 1
NO |  | 56 | 2015 | 12 | 14 | 14 |  | LINDGREN | PENNSUCO | 230 | 230 | SP | 0.01 | 0 | 1 | 1-1431 ACSR AW | 0 | 0 | 0 | 0 | 0 | 0 | 0 | 0 | 0 | 0 | 0 | 0 | 0 | 0 | 0 | 0 | 0 | 0 | 0 | 0 | 0 | 0 | 0 | 12 | 1
NO |  | 56 | 2015 | 12 | 15 | 15 |  | LINDGREN | TURKEY POINT | 230 | 230 | H | 0.06 | 0 | 1 | 1-1431 ACSR AZ | 0 | 0 | 0 | 0 | 0 | 0 | 0 | 0 | 0 | 0 | 0 | 0 | 0 | 0 | 0 | 0 | 0 | 0 | 0 | 0 | 0 | 0 | 0 | 12 | 1
NO |  | 56 | 2015 | 12 | 16 | 16 |  | LINDGREN | TURKEY POINT | 230 | 230 | H | 0 | 4.24 | 2 | 1-1431 ACSR AZ | 0 | 0 | 0 | 0 | 0 | 0 | 0 | 0 | 0 | 0 | 0 | 0 | 0 | 0 | 0 | 0 | 0 | 0 | 0 | 0 | 0 | 0 | 0 | 12 | 1
NO |  | 56 | 2015 | 12 | 17 | 17 |  | LINDGREN | TURKEY POINT | 230 | 230 | H | 0 | 18.29 | 2 | 1-1691 AAAC | 0 | 0 | 0 | 0 | 0 | 0 | 0 | 0 | 0 | 0 | 0 | 0 | 0 | 0 | 0 | 0 | 0 | 0 | 0 | 0 | 0 | 0 | 0 | 12 | 1
NO |  | 56 | 2015 | 12 | 18 | 18 |  | MAGNOLIA | SANFORD PLANT | 230 | 230 | H | 26.21 | 0 | 1 | 1-954 ACSR AZ | 0 | 0 | 0 | 0 | 0 | 0 | 0 | 0 | 0 | 0 | 0 | 0 | 0 | 0 | 0 | 0 | 0 | 0 | 0 | 0 | 0 | 0 | 0 | 12 | 1
NO |  | 56 | 2015 | 12 | 19 | 19 |  | MAGNOLIA | SANFORD PLANT | 230 | 230 | H | 0.42 | 0 | 2 | 1-954 ACSR AZ | 0 | 0 | 0 | 0 | 0 | 0 | 0 | 0 | 0 | 0 | 0 | 0 | 0 | 0 | 0 | 0 | 0 | 0 | 0 | 0 | 0 | 0 | 0 | 12 | 1
NO |  | 56 | 2015 | 12 | 20 | 20 |  | MAGNOLIA | SANFORD PLANT | 230 | 230 | SP | 0.54 | 0 | 1 | 1-1431 ACSR AW | 0 | 0 | 0 | 0 | 0 | 0 | 0 | 0 | 0 | 0 | 0 | 0 | 0 | 0 | 0 | 0 | 0 | 0 | 0 | 0 | 0 | 0 | 0 | 12 | 1
NO |  | 56 | 2015 | 12 | 21 | 21 |  | MAGNOLIA | SANFORD PLANT | 230 | 230 | SP | 5.4 | 0 | 2 | 1-1431 ACSR AW | 0 | 0 | 0 | 0 | 0 | 0 | 0 | 0 | 0 | 0 | 0 | 0 | 0 | 0 | 0 | 0 | 0 | 0 | 0 | 0 | 0 | 0 | 0 | 12 | 1
NO |  | 56 | 2015 | 12 | 22 | 22 |  | MAGNOLIA | SANFORD PLANT | 230 | 230 | SP | 0.3 | 0 | 1 | 1-954 ACSR AW | 0 | 0 | 0 | 0 | 0 | 0 | 0 | 0 | 0 | 0 | 0 | 0 | 0 | 0 | 0 | 0 | 0 | 0 | 0 | 0 | 0 | 0 | 0 | 12 | 1
NO |  | 56 | 2015 | 12 | 23 | 23 |  | MAGNOLIA | SANFORD PLANT | 230 | 230 | SP | 0.57 | 0 | 1 | 1-954 ACSR AZ | 0 | 0 | 0 | 0 | 0 | 0 | 0 | 0 | 0 | 0 | 0 | 0 | 0 | 0 | 0 | 0 | 0 | 0 | 0 | 0 | 0 | 0 | 0 | 12 | 1
NO |  | 56 | 2015 | 12 | 24 | 24 |  | MAGNOLIA | VOLUSIA | 230 | 230 | H | 5.72 | 0 | 1 | 1-954 ACSR AZ | 0 | 0 | 0 | 0 | 0 | 0 | 0 | 0 | 0 | 0 | 0 | 0 | 0 | 0 | 0 | 0 | 0 | 0 | 0 | 0 | 0 | 0 | 0 | 12 | 1
NO |  | 56 | 2015 | 12 | 25 | 25 |  | MAGNOLIA | VOLUSIA | 230 | 230 | SP | 0.52 | 0 | 1 | 1-1431 ACSR AW | 0 | 0 | 0 | 0 | 0 | 0 | 0 | 0 | 0 | 0 | 0 | 0 | 0 | 0 | 0 | 0 | 0 | 0 | 0 | 0 | 0 | 0 | 0 | 12 | 1
NO |  | 56 | 2015 | 12 | 26 | 26 |  | MAGNOLIA | VOLUSIA | 230 | 230 | SP | 0 | 5.4 | 2 | 1-1431 ACSR AW | 0 | 0 | 0 | 0 | 0 | 0 | 0 | 0 | 0 | 0 | 0 | 0 | 0 | 0 | 0 | 0 | 0 | 0 | 0 | 0 | 0 | 0 | 0 | 12 | 1
NO |  | 56 | 2015 | 12 | 27 | 27 |  | MALABAR | MIDWAY | 230 | 230 | H | 54.43 | 0 | 1 | 1-795 ACSR AZ | 0 | 0 | 0 | 0 | 0 | 0 | 0 | 0 | 0 | 0 | 0 | 0 | 0 | 0 | 0 | 0 | 0 | 0 | 0 | 0 | 0 | 0 | 0 | 12 | 1
NO |  | 56 | 2015 | 12 | 28 | 28 |  | MALABAR | MIDWAY | 230 | 230 | SP | 0.16 | 0 | 1 | 1-1431 ACSR AW | 0 | 0 | 0 | 0 | 0 | 0 | 0 | 0 | 0 | 0 | 0 | 0 | 0 | 0 | 0 | 0 | 0 | 0 | 0 | 0 | 0 | 0 | 0 | 12 | 1
NO |  | 56 | 2015 | 12 | 29 | 29 |  | MALABAR | MIDWAY | 230 | 230 | SP | 0.04 | 0 | 1 | 1-795 ACSR AW | 0 | 0 | 0 | 0 | 0 | 0 | 0 | 0 | 0 | 0 | 0 | 0 | 0 | 0 | 0 | 0 | 0 | 0 | 0 | 0 | 0 | 0 | 0 | 12 | 1
NO |  | 56 | 2015 | 12 | 30 | 30 |  | MANATEE | BIG BEND (TEC) 1 | 230 | 230 | H | 10.07 | 0 | 1 | 2-795 ACSR AZ | 0 | 0 | 0 | 0 | 0 | 0 | 0 | 0 | 0 | 0 | 0 | 0 | 0 | 0 | 0 | 0 | 0 | 0 | 0 | 0 | 0 | 0 | 0 | 12 | 1
NO |  | 56 | 2015 | 12 | 31 | 31 |  | MANATEE | BIG BEND (TEC) 2 | 230 | 230 | H | 0 | 0 | 1 | 2-795 ACSR AZ | 0 | 0 | 0 | 0 | 0 | 0 | 0 | 0 | 0 | 0 | 0 | 0 | 0 | 0 | 0 | 0 | 0 | 0 | 0 | 0 | 0 | 0 | 0 | 12 | 1
NO |  | 56 | 2015 | 12 | 32 | 32 |  | MANATEE | BIG BEND (TEC) 2 | 230 | 230 | SP | 0.12 | 0 | 2 | 2-1431 ACSR AZ | 0 | 0 | 0 | 0 | 0 | 0 | 0 | 0 | 0 | 0 | 0 | 0 | 0 | 0 | 0 | 0 | 0 | 0 | 0 | 0 | 0 | 0 | 0 | 12 | 1
NO |  | 56 | 2015 | 12 | 33 | 33 |  | MANATEE | BIG BEND (TEC) 2 | 230 | 230 | SP | 9.93 | 0 | 2 | 2-795 ACSR AZ | 0 | 0 | 0 | 0 | 0 | 0 | 0 | 0 | 0 | 0 | 0 | 0 | 0 | 0 | 0 | 0 | 0 | 0 | 0 | 0 | 0 | 0 | 0 | 12 | 1
NO |  | 56 | 2015 | 12 | 34 | 34 |  | MANATEE | RINGLING 2 | 230 | 230 | H | 24.27 | 0 | 1 | 2-1431 ACSR AZ | 0 | 0 | 0 | 0 | 0 | 0 | 0 | 0 | 0 | 0 | 0 | 0 | 0 | 0 | 0 | 0 | 0 | 0 | 0 | 0 | 0 | 0 | 0 | 12 | 1
NO |  | 56 | 2015 | 12 | 35 | 35 |  | MANATEE | RINGLING 2 | 230 | 230 | H | 0 | 1.5 | 2 | 2-1431 ACSR AZ | 0 | 0 | 0 | 0 | 0 | 0 | 0 | 0 | 0 | 0 | 0 | 0 | 0 | 0 | 0 | 0 | 0 | 0 | 0 | 0 | 0 | 0 | 0 | 12 | 1
NO |  | 56 | 2015 | 13 | 1 | 1 |  | MANATEE | RINGLING 2 | 230 | 230 | SP | 0.3 | 0 | 1 | 2-1431 ACSR AW | 0 | 0 | 0 | 0 | 0 | 0 | 0 | 0 | 0 | 0 | 0 | 0 | 0 | 0 | 0 | 0 | 0 | 0 | 0 | 0 | 0 | 0 | 0 | 12 | 1
NO |  | 56 | 2015 | 13 | 2 | 2 |  | MANATEE | RINGLING 3 | 230 | 230 | H | 1.65 | 0 | 1 | 2-1431 ACSR AZ | 0 | 0 | 0 | 0 | 0 | 0 | 0 | 0 | 0 | 0 | 0 | 0 | 0 | 0 | 0 | 0 | 0 | 0 | 0 | 0 | 0 | 0 | 0 | 12 | 1
NO |  | 56 | 2015 | 13 | 3 | 3 |  | MANATEE | RINGLING 3 | 230 | 230 | SP | 24.1 | 0 | 1 | 2-1431 ACSR AZ | 0 | 0 | 0 | 0 | 0 | 0 | 0 | 0 | 0 | 0 | 0 | 0 | 0 | 0 | 0 | 0 | 0 | 0 | 0 | 0 | 0 | 0 | 0 | 12 | 1
NO |  | 56 | 2015 | 13 | 4 | 4 |  | MANATEE | SR-70 | 230 | 230 | SP | 17.37 | 0 | 1 | 2-954 ACSR AW | 0 | 0 | 0 | 0 | 0 | 0 | 0 | 0 | 0 | 0 | 0 | 0 | 0 | 0 | 0 | 0 | 0 | 0 | 0 | 0 | 0 | 0 | 0 | 12 | 1
NO |  | 56 | 2015 | 13 | 5 | 5 |  | MARTIN | SHERMAN | 230 | 230 | H | 4.32 | 0 | 1 | 1-954 ACSR AZ | 0 | 0 | 0 | 0 | 0 | 0 | 0 | 0 | 0 | 0 | 0 | 0 | 0 | 0 | 0 | 0 | 0 | 0 | 0 | 0 | 0 | 0 | 0 | 12 | 1
NO |  | 56 | 2015 | 13 | 6 | 6 |  | MARTIN | SHERMAN | 230 | 230 | SP | 16.22 | 0 | 1 | 1-954 ACSR AZ | 0 | 0 | 0 | 0 | 0 | 0 | 0 | 0 | 0 | 0 | 0 | 0 | 0 | 0 | 0 | 0 | 0 | 0 | 0 | 0 | 0 | 0 | 0 | 12 | 1
NO |  | 56 | 2015 | 13 | 7 | 7 |  | MARTIN | WARFIELD | 230 | 230 | SP | 3.35 | 0 | 1 | 2-795 ACSR AW | 0 | 0 | 0 | 0 | 0 | 0 | 0 | 0 | 0 | 0 | 0 | 0 | 0 | 0 | 0 | 0 | 0 | 0 | 0 | 0 | 0 | 0 | 0 | 12 | 1
NO |  | 56 | 2015 | 13 | 8 | 8 |  | MARTIN | WARFIELD | 230 | 230 | SP | 0 | 0.03 | 2 | 2-795 ACSR AW | 0 | 0 | 0 | 0 | 0 | 0 | 0 | 0 | 0 | 0 | 0 | 0 | 0 | 0 | 0 | 0 | 0 | 0 | 0 | 0 | 0 | 0 | 0 | 12 | 1
NO |  | 56 | 2015 | 13 | 9 | 9 |  | MIDWAY | RALLS | 230 | 230 | SP | 2.9 | 0 | 1 | 1-1431 ACSR AW | 0 | 0 | 0 | 0 | 0 | 0 | 0 | 0 | 0 | 0 | 0 | 0 | 0 | 0 | 0 | 0 | 0 | 0 | 0 | 0 | 0 | 0 | 0 | 12 | 1
NO |  | 56 | 2015 | 13 | 10 | 10 |  | MIDWAY | ST LUCIE 1 | 230 | 230 | H | 1.98 | 0 | 1 | 1-3400 ACSR AW | 0 | 0 | 0 | 0 | 0 | 0 | 0 | 0 | 0 | 0 | 0 | 0 | 0 | 0 | 0 | 0 | 0 | 0 | 0 | 0 | 0 | 0 | 0 | 12 | 1
NO |  | 56 | 2015 | 13 | 11 | 11 |  | MIDWAY | ST LUCIE 1 | 230 | 230 | H | 9.7 | 0 | 1 | 2-1691 AAAC | 0 | 0 | 0 | 0 | 0 | 0 | 0 | 0 | 0 | 0 | 0 | 0 | 0 | 0 | 0 | 0 | 0 | 0 | 0 | 0 | 0 | 0 | 0 | 12 | 1
NO |  | 56 | 2015 | 13 | 12 | 12 |  | MIDWAY | ST LUCIE 2 | 230 | 230 | H | 2.11 | 0 | 1 | 1-3400 ACSR AW | 0 | 0 | 0 | 0 | 0 | 0 | 0 | 0 | 0 | 0 | 0 | 0 | 0 | 0 | 0 | 0 | 0 | 0 | 0 | 0 | 0 | 0 | 0 | 12 | 1
NO |  | 56 | 2015 | 13 | 13 | 13 |  | MIDWAY | ST LUCIE 2 | 230 | 230 | H | 9.66 | 0 | 1 | 2-1691 AAAC | 0 | 0 | 0 | 0 | 0 | 0 | 0 | 0 | 0 | 0 | 0 | 0 | 0 | 0 | 0 | 0 | 0 | 0 | 0 | 0 | 0 | 0 | 0 | 12 | 1
NO |  | 56 | 2015 | 13 | 14 | 14 |  | MIDWAY | TREASURE 1 | 230 | 230 | SP | 1.57 | 0 | 1 | 2-795 ACSR AZ | 0 | 0 | 0 | 0 | 0 | 0 | 0 | 0 | 0 | 0 | 0 | 0 | 0 | 0 | 0 | 0 | 0 | 0 | 0 | 0 | 0 | 0 | 0 | 12 | 1
NO |  | 56 | 2015 | 13 | 15 | 15 |  | MIDWAY | TREASURE 1 | 230 | 230 | SP | 1.74 | 0 | 1 | 2-954 ACSR AW | 0 | 0 | 0 | 0 | 0 | 0 | 0 | 0 | 0 | 0 | 0 | 0 | 0 | 0 | 0 | 0 | 0 | 0 | 0 | 0 | 0 | 0 | 0 | 12 | 1
NO |  | 56 | 2015 | 13 | 16 | 16 |  | MIDWAY | TREASURE 2 | 230 | 230 | H | 1.52 | 0 | 1 | 1-1431 ACSR AZ | 0 | 0 | 0 | 0 | 0 | 0 | 0 | 0 | 0 | 0 | 0 | 0 | 0 | 0 | 0 | 0 | 0 | 0 | 0 | 0 | 0 | 0 | 0 | 12 | 1
NO |  | 56 | 2015 | 13 | 17 | 17 |  | MIDWAY | TREASURE 2 | 230 | 230 | SP | 1.74 | 0 | 1 | 1-1431 ACSR AW | 0 | 0 | 0 | 0 | 0 | 0 | 0 | 0 | 0 | 0 | 0 | 0 | 0 | 0 | 0 | 0 | 0 | 0 | 0 | 0 | 0 | 0 | 0 | 12 | 1
NO |  | 56 | 2015 | 13 | 18 | 18 |  | MILLCREEK | SAMPSON (JBH) | 230 | 230 | H | 5.09 | 0 | 1 | 1-954 ACSR AZ | 0 | 0 | 0 | 0 | 0 | 0 | 0 | 0 | 0 | 0 | 0 | 0 | 0 | 0 | 0 | 0 | 0 | 0 | 0 | 0 | 0 | 0 | 0 | 12 | 1
NO |  | 56 | 2015 | 13 | 19 | 19 |  | MILLCREEK | SAMPSON (JBH) | 230 | 230 | SP | 0.08 | 0 | 1 | 1-954 ACSR AW | 0 | 0 | 0 | 0 | 0 | 0 | 0 | 0 | 0 | 0 | 0 | 0 | 0 | 0 | 0 | 0 | 0 | 0 | 0 | 0 | 0 | 0 | 0 | 12 | 1
NO |  | 56 | 2015 | 13 | 20 | 20 |  | MILLCREEK | TOCOI | 230 | 230 | H | 0.06 | 0 | 1 | 1-954 ACSR AW | 0 | 0 | 0 | 0 | 0 | 0 | 0 | 0 | 0 | 0 | 0 | 0 | 0 | 0 | 0 | 0 | 0 | 0 | 0 | 0 | 0 | 0 | 0 | 12 | 1
NO |  | 56 | 2015 | 13 | 21 | 21 |  | MILLCREEK | TOCOI | 230 | 230 | H | 7.99 | 0 | 1 | 1-954 ACSR AZ | 0 | 0 | 0 | 0 | 0 | 0 | 0 | 0 | 0 | 0 | 0 | 0 | 0 | 0 | 0 | 0 | 0 | 0 | 0 | 0 | 0 | 0 | 0 | 12 | 1
NO |  | 56 | 2015 | 13 | 22 | 22 |  | MILLCREEK | TOCOI | 230 | 230 | SP | 0.09 | 0 | 1 | 1-954 ACSR AW | 0 | 0 | 0 | 0 | 0 | 0 | 0 | 0 | 0 | 0 | 0 | 0 | 0 | 0 | 0 | 0 | 0 | 0 | 0 | 0 | 0 | 0 | 0 | 12 | 1
NO |  | 56 | 2015 | 13 | 23 | 23 |  | NORRIS | VOLUSIA | 230 | 230 | H | 40.72 | 0 | 1 | 1-954 ACSR AZ | 0 | 0 | 0 | 0 | 0 | 0 | 0 | 0 | 0 | 0 | 0 | 0 | 0 | 0 | 0 | 0 | 0 | 0 | 0 | 0 | 0 | 0 | 0 | 12 | 1
NO |  | 56 | 2015 | 13 | 24 | 24 |  | NORRIS | VOLUSIA | 230 | 230 | SP | 0.15 | 0 | 1 | 1-1431 ACSR AW | 0 | 0 | 0 | 0 | 0 | 0 | 0 | 0 | 0 | 0 | 0 | 0 | 0 | 0 | 0 | 0 | 0 | 0 | 0 | 0 | 0 | 0 | 0 | 12 | 1
NO |  | 56 | 2015 | 13 | 25 | 25 |  | NORRIS | VOLUSIA | 230 | 230 | SP | 0.13 | 0 | 1 | 1-954 ACSR AZ | 0 | 0 | 0 | 0 | 0 | 0 | 0 | 0 | 0 | 0 | 0 | 0 | 0 | 0 | 0 | 0 | 0 | 0 | 0 | 0 | 0 | 0 | 0 | 12 | 1
NO |  | 56 | 2015 | 13 | 26 | 26 |  | ORANGE RIVER | TERRY | 230 | 230 | H | 7.67 | 0 | 1 | 1-1431 ACSR AZ | 0 | 0 | 0 | 0 | 0 | 0 | 0 | 0 | 0 | 0 | 0 | 0 | 0 | 0 | 0 | 0 | 0 | 0 | 0 | 0 | 0 | 0 | 0 | 12 | 1
NO |  | 56 | 2015 | 13 | 27 | 27 |  | ORANGE RIVER | TERRY | 230 | 230 | H | 15.36 | 1.08 | 2 | 1-1431 ACSR AZ | 0 | 0 | 0 | 0 | 0 | 0 | 0 | 0 | 0 | 0 | 0 | 0 | 0 | 0 | 0 | 0 | 0 | 0 | 0 | 0 | 0 | 0 | 0 | 12 | 1
NO |  | 56 | 2015 | 13 | 28 | 28 |  | ORANGE RIVER | TERRY | 230 | 230 | SP | 0.12 | 0 | 1 | 1-1431 ACSR AW | 0 | 0 | 0 | 0 | 0 | 0 | 0 | 0 | 0 | 0 | 0 | 0 | 0 | 0 | 0 | 0 | 0 | 0 | 0 | 0 | 0 | 0 | 0 | 12 | 1
NO |  | 56 | 2015 | 13 | 29 | 29 |  | ORANGE RIVER | TERRY | 230 | 230 | SP | 0.05 | 0 | 1 | 1-1431 ACSR AZ | 0 | 0 | 0 | 0 | 0 | 0 | 0 | 0 | 0 | 0 | 0 | 0 | 0 | 0 | 0 | 0 | 0 | 0 | 0 | 0 | 0 | 0 | 0 | 12 | 1
NO |  | 56 | 2015 | 13 | 30 | 30 |  | ORANGE RIVER | WHIDDEN | 230 | 230 | SP | 33.62 | 0 | 1 | 2-954 ACSR AW | 0 | 0 | 0 | 0 | 0 | 0 | 0 | 0 | 0 | 0 | 0 | 0 | 0 | 0 | 0 | 0 | 0 | 0 | 0 | 0 | 0 | 0 | 0 | 12 | 1
NO |  | 56 | 2015 | 13 | 31 | 31 |  | ORANGE RIVER | WHIDDEN | 230 | 230 | SP | 0 | 19.15 | 2 | 2-954 ACSR AW | 0 | 0 | 0 | 0 | 0 | 0 | 0 | 0 | 0 | 0 | 0 | 0 | 0 | 0 | 0 | 0 | 0 | 0 | 0 | 0 | 0 | 0 | 0 | 12 | 1
NO |  | 56 | 2015 | 13 | 32 | 32 |  | OSTEEN | SANFORD PLANT | 230 | 230 | H | 11.8 | 0 | 1 | 1-795 ACSR AZ | 0 | 0 | 0 | 0 | 0 | 0 | 0 | 0 | 0 | 0 | 0 | 0 | 0 | 0 | 0 | 0 | 0 | 0 | 0 | 0 | 0 | 0 | 0 | 12 | 1
NO |  | 56 | 2015 | 13 | 33 | 33 |  | OSTEEN | SANFORD PLANT | 230 | 230 | SP | 4.4 | 0 | 1 | 1-1431 ACSR AW | 0 | 0 | 0 | 0 | 0 | 0 | 0 | 0 | 0 | 0 | 0 | 0 | 0 | 0 | 0 | 0 | 0 | 0 | 0 | 0 | 0 | 0 | 0 | 12 | 1
NO |  | 56 | 2015 | 13 | 34 | 34 |  | OSTEEN | SANFORD PLANT | 230 | 230 | SP | 1.06 | 0 | 2 | 1-1431 ACSR AW | 0 | 0 | 0 | 0 | 0 | 0 | 0 | 0 | 0 | 0 | 0 | 0 | 0 | 0 | 0 | 0 | 0 | 0 | 0 | 0 | 0 | 0 | 0 | 12 | 1
NO |  | 56 | 2015 | 13 | 35 | 35 |  | OSTEEN | SANFORD PLANT | 230 | 230 | SP | 0.07 | 0 | 1 | 1-795 ACSR AW | 0 | 0 | 0 | 0 | 0 | 0 | 0 | 0 | 0 | 0 | 0 | 0 | 0 | 0 | 0 | 0 | 0 | 0 | 0 | 0 | 0 | 0 | 0 | 12 | 1
NO |  | 56 | 2015 | 14 | 1 | 1 |  | OSTEEN | SANFORD PLANT | 230 | 230 | SP | 2.42 | 0 | 1 | 1-795 ACSR AZ | 0 | 0 | 0 | 0 | 0 | 0 | 0 | 0 | 0 | 0 | 0 | 0 | 0 | 0 | 0 | 0 | 0 | 0 | 0 | 0 | 0 | 0 | 0 | 12 | 1
NO |  | 56 | 2015 | 14 | 2 | 2 |  | OSTEEN | SANFORD PLANT | 230 | 230 | SP | 0.31 | 0 | 1 | 1-954 ACSR AW | 0 | 0 | 0 | 0 | 0 | 0 | 0 | 0 | 0 | 0 | 0 | 0 | 0 | 0 | 0 | 0 | 0 | 0 | 0 | 0 | 0 | 0 | 0 | 12 | 1
NO |  | 56 | 2015 | 14 | 3 | 3 |  | OSTEEN | VOLUSIA | 230 | 230 | H | 20.25 | 0 | 1 | 1-795 ACSR AZ | 0 | 0 | 0 | 0 | 0 | 0 | 0 | 0 | 0 | 0 | 0 | 0 | 0 | 0 | 0 | 0 | 0 | 0 | 0 | 0 | 0 | 0 | 0 | 12 | 1
NO |  | 56 | 2015 | 14 | 4 | 4 |  | OSTEEN | VOLUSIA | 230 | 230 | SP | 8.69 | 0 | 1 | 1-1431 ACSR AW | 0 | 0 | 0 | 0 | 0 | 0 | 0 | 0 | 0 | 0 | 0 | 0 | 0 | 0 | 0 | 0 | 0 | 0 | 0 | 0 | 0 | 0 | 0 | 12 | 1
NO |  | 56 | 2015 | 14 | 5 | 5 |  | OSTEEN | VOLUSIA | 230 | 230 | SP | 0 | 1.05 | 2 | 1-1431 ACSR AW | 0 | 0 | 0 | 0 | 0 | 0 | 0 | 0 | 0 | 0 | 0 | 0 | 0 | 0 | 0 | 0 | 0 | 0 | 0 | 0 | 0 | 0 | 0 | 12 | 1
NO |  | 56 | 2015 | 14 | 6 | 6 |  | OSTEEN | VOLUSIA | 230 | 230 | SP | 1.78 | 0 | 1 | 1-954 ACSR AW | 0 | 0 | 0 | 0 | 0 | 0 | 0 | 0 | 0 | 0 | 0 | 0 | 0 | 0 | 0 | 0 | 0 | 0 | 0 | 0 | 0 | 0 | 0 | 12 | 1
NO |  | 56 | 2015 | 14 | 7 | 7 |  | PENNSUCO | DORAL (RRDC) | 230 | 230 | H | 2.74 | 0 | 1 | 1-1431 ACSR AZ | 0 | 0 | 0 | 0 | 0 | 0 | 0 | 0 | 0 | 0 | 0 | 0 | 0 | 0 | 0 | 0 | 0 | 0 | 0 | 0 | 0 | 0 | 0 | 12 | 1
NO |  | 56 | 2015 | 14 | 8 | 8 |  | PENNSUCO | DORAL (RRDC) | 230 | 230 | H | 0 | 0.88 | 2 | 1-1431 ACSR AZ | 0 | 0 | 0 | 0 | 0 | 0 | 0 | 0 | 0 | 0 | 0 | 0 | 0 | 0 | 0 | 0 | 0 | 0 | 0 | 0 | 0 | 0 | 0 | 12 | 1
NO |  | 56 | 2015 | 14 | 9 | 9 |  | PENNSUCO | DORAL (RRDC) | 230 | 230 | SP | 0.32 | 0 | 1 | 1-1431 ACSR AW | 0 | 0 | 0 | 0 | 0 | 0 | 0 | 0 | 0 | 0 | 0 | 0 | 0 | 0 | 0 | 0 | 0 | 0 | 0 | 0 | 0 | 0 | 0 | 12 | 1
NO |  | 56 | 2015 | 14 | 10 | 10 |  | PENNSUCO | DORAL (RRDC) | 230 | 230 | SP | 0.16 | 0 | 1 | 1-1431 ACSR AZ | 0 | 0 | 0 | 0 | 0 | 0 | 0 | 0 | 0 | 0 | 0 | 0 | 0 | 0 | 0 | 0 | 0 | 0 | 0 | 0 | 0 | 0 | 0 | 12 | 1
NO |  | 56 | 2015 | 14 | 11 | 11 |  | PENNSUCO | MAULE (TARMAC) | 230 | 230 | SP | 0.1 | 0 | 1 | 1-795 ACSR AZ | 0 | 0 | 0 | 0 | 0 | 0 | 0 | 0 | 0 | 0 | 0 | 0 | 0 | 0 | 0 | 0 | 0 | 0 | 0 | 0 | 0 | 0 | 0 | 12 | 1
NO |  | 56 | 2015 | 14 | 12 | 12 |  | PLUMOSUS | PLUMOSUS DIST. | 230 | 230 | H | 0.03 | 0 | 1 | 1-1431 ACSR AW | 0 | 0 | 0 | 0 | 0 | 0 | 0 | 0 | 0 | 0 | 0 | 0 | 0 | 0 | 0 | 0 | 0 | 0 | 0 | 0 | 0 | 0 | 0 | 12 | 1
NO |  | 56 | 2015 | 14 | 13 | 13 |  | POINSETT | BITHLO (DEF) | 230 | 230 | SP | 19.64 | 0 | 1 | 1-1272 ACSR AW | 0 | 0 | 0 | 0 | 0 | 0 | 0 | 0 | 0 | 0 | 0 | 0 | 0 | 0 | 0 | 0 | 0 | 0 | 0 | 0 | 0 | 0 | 0 | 12 | 1
NO |  | 56 | 2015 | 14 | 14 | 14 |  | POINSETT | BITHLO (DEF) | 230 | 230 | SP | 0.2 | 0 | 1 | 1-1431 ACSR AW | 0 | 0 | 0 | 0 | 0 | 0 | 0 | 0 | 0 | 0 | 0 | 0 | 0 | 0 | 0 | 0 | 0 | 0 | 0 | 0 | 0 | 0 | 0 | 12 | 1
NO |  | 56 | 2015 | 14 | 15 | 15 |  | POINSETT | BITHLO (DEF) | 230 | 230 | SP | 1.11 | 0 | 2 | 1-1431 ACSR AW | 0 | 0 | 0 | 0 | 0 | 0 | 0 | 0 | 0 | 0 | 0 | 0 | 0 | 0 | 0 | 0 | 0 | 0 | 0 | 0 | 0 | 0 | 0 | 12 | 1
NO |  | 56 | 2015 | 14 | 16 | 16 |  | POINSETT | HOLOPAW (DEF) | 230 | 230 | SP | 4.47 | 0 | 1 | 2-954 ACSR AW | 0 | 0 | 0 | 0 | 0 | 0 | 0 | 0 | 0 | 0 | 0 | 0 | 0 | 0 | 0 | 0 | 0 | 0 | 0 | 0 | 0 | 0 | 0 | 12 | 1
NO |  | 56 | 2015 | 14 | 17 | 17 |  | POINSETT | SANFORD PLANT 1 | 230 | 230 | SP | 0.01 | 0 | 1 | 1-1272 ACSR AW | 0 | 0 | 0 | 0 | 0 | 0 | 0 | 0 | 0 | 0 | 0 | 0 | 0 | 0 | 0 | 0 | 0 | 0 | 0 | 0 | 0 | 0 | 0 | 12 | 1
NO |  | 56 | 2015 | 14 | 18 | 18 |  | POINSETT | SANFORD PLANT 1 | 230 | 230 | SP | 44.91 | 0.04 | 2 | 1-1272 ACSR AW | 0 | 0 | 0 | 0 | 0 | 0 | 0 | 0 | 0 | 0 | 0 | 0 | 0 | 0 | 0 | 0 | 0 | 0 | 0 | 0 | 0 | 0 | 0 | 12 | 1
NO |  | 56 | 2015 | 14 | 19 | 19 |  | POINSETT | SANFORD PLANT 1 | 230 | 230 | SP | 6.08 | 6.12 | 2 | 1-1431 ACSR TW | 0 | 0 | 0 | 0 | 0 | 0 | 0 | 0 | 0 | 0 | 0 | 0 | 0 | 0 | 0 | 0 | 0 | 0 | 0 | 0 | 0 | 0 | 0 | 12 | 1
NO |  | 56 | 2015 | 14 | 20 | 20 |  | POINSETT | SANFORD PLANT 3 | 230 | 230 | SP | 0 | 45.13 | 2 | 1-1272 ACSR AW | 0 | 0 | 0 | 0 | 0 | 0 | 0 | 0 | 0 | 0 | 0 | 0 | 0 | 0 | 0 | 0 | 0 | 0 | 0 | 0 | 0 | 0 | 0 | 12 | 1
NO |  | 56 | 2015 | 14 | 21 | 21 |  | PORT EVERGLADES | SISTRUNK 1 | 230 | 230 | UG | 3.44 | 0 | 1 | 1-3000 AL-HP | 0 | 0 | 0 | 0 | 0 | 0 | 0 | 0 | 0 | 0 | 0 | 0 | 0 | 0 | 0 | 0 | 0 | 0 | 0 | 0 | 0 | 0 | 0 | 12 | 1
NO |  | 56 | 2015 | 14 | 22 | 22 |  | PORT EVERGLADES | SISTRUNK 1 | 230 | 230 | UG | 1.03 | 0 | 1 | 1-3750 AL | 0 | 0 | 0 | 0 | 0 | 0 | 0 | 0 | 0 | 0 | 0 | 0 | 0 | 0 | 0 | 0 | 0 | 0 | 0 | 0 | 0 | 0 | 0 | 12 | 1
NO |  | 56 | 2015 | 14 | 23 | 23 |  | PRATT & WHITNEY | RANCH | 230 | 230 | H | 16.6 | 0 | 1 | 2-954 ACSR AZ | 0 | 0 | 0 | 0 | 0 | 0 | 0 | 0 | 0 | 0 | 0 | 0 | 0 | 0 | 0 | 0 | 0 | 0 | 0 | 0 | 0 | 0 | 0 | 12 | 1
NO |  | 56 | 2015 | 14 | 24 | 24 |  | PRATT & WHITNEY | RANCH | 230 | 230 | SP | 0.33 | 0 | 1 | 2-954 ACSR AW | 0 | 0 | 0 | 0 | 0 | 0 | 0 | 0 | 0 | 0 | 0 | 0 | 0 | 0 | 0 | 0 | 0 | 0 | 0 | 0 | 0 | 0 | 0 | 12 | 1
NO |  | 56 | 2015 | 14 | 25 | 25 |  | PRATT & WHITNEY | RANCH | 230 | 230 | SP | 0.12 | 0 | 1 | 2-954 ACSR AZ | 0 | 0 | 0 | 0 | 0 | 0 | 0 | 0 | 0 | 0 | 0 | 0 | 0 | 0 | 0 | 0 | 0 | 0 | 0 | 0 | 0 | 0 | 0 | 12 | 1
NO |  | 56 | 2015 | 14 | 26 | 26 |  | PRATT & WHITNEY | RANCH | 230 | 230 | SP | 3.85 | 0 | 2 | 2-954 ACSR AZ | 0 | 0 | 0 | 0 | 0 | 0 | 0 | 0 | 0 | 0 | 0 | 0 | 0 | 0 | 0 | 0 | 0 | 0 | 0 | 0 | 0 | 0 | 0 | 12 | 1
NO |  | 56 | 2015 | 14 | 27 | 27 |  | PRINCETON | TURKEY POINT | 230 | 230 | SP | 10.57 | 0 | 1 | 1-1431 ACSR AW | 0 | 0 | 0 | 0 | 0 | 0 | 0 | 0 | 0 | 0 | 0 | 0 | 0 | 0 | 0 | 0 | 0 | 0 | 0 | 0 | 0 | 0 | 0 | 12 | 1
NO |  | 56 | 2015 | 14 | 28 | 28 |  | PUTNAM | RICE | 230 | 230 | H | 14.08 | 0 | 1 | 1-954 ACSR AZ | 0 | 0 | 0 | 0 | 0 | 0 | 0 | 0 | 0 | 0 | 0 | 0 | 0 | 0 | 0 | 0 | 0 | 0 | 0 | 0 | 0 | 0 | 0 | 12 | 1
NO |  | 56 | 2015 | 14 | 29 | 29 |  | PUTNAM | RICE | 230 | 230 | H | 1.33 | 0 | 2 | 1-954 ACSR AZ | 0 | 0 | 0 | 0 | 0 | 0 | 0 | 0 | 0 | 0 | 0 | 0 | 0 | 0 | 0 | 0 | 0 | 0 | 0 | 0 | 0 | 0 | 0 | 12 | 1
NO |  | 56 | 2015 | 14 | 30 | 30 |  | PUTNAM | RICE | 230 | 230 | SP | 0.13 | 0 | 1 | 1-954 ACSR AZ | 0 | 0 | 0 | 0 | 0 | 0 | 0 | 0 | 0 | 0 | 0 | 0 | 0 | 0 | 0 | 0 | 0 | 0 | 0 | 0 | 0 | 0 | 0 | 12 | 1
NO |  | 56 | 2015 | 14 | 31 | 31 |  | PUTNAM | ROBERTS | 230 | 230 | SP | 0.21 | 0 | 1 | 2-1431 ACSR AW | 0 | 0 | 0 | 0 | 0 | 0 | 0 | 0 | 0 | 0 | 0 | 0 | 0 | 0 | 0 | 0 | 0 | 0 | 0 | 0 | 0 | 0 | 0 | 12 | 1
NO |  | 56 | 2015 | 14 | 32 | 32 |  | PUTNAM | SEMINOLE PLANT (SEC) | 230 | 230 | H | 0.43 | 0 | 2 | 1-1431 ACSR AW | 0 | 0 | 0 | 0 | 0 | 0 | 0 | 0 | 0 | 0 | 0 | 0 | 0 | 0 | 0 | 0 | 0 | 0 | 0 | 0 | 0 | 0 | 0 | 12 | 1
NO |  | 56 | 2015 | 14 | 33 | 33 |  | PUTNAM | SEMINOLE PLANT (SEC) | 230 | 230 | H | 7.06 | 0 | 1 | 1-1431 ACSR AZ | 0 | 0 | 0 | 0 | 0 | 0 | 0 | 0 | 0 | 0 | 0 | 0 | 0 | 0 | 0 | 0 | 0 | 0 | 0 | 0 | 0 | 0 | 0 | 12 | 1
NO |  | 56 | 2015 | 14 | 34 | 34 |  | PUTNAM | SEMINOLE PLANT (SEC) | 230 | 230 | H | 0 | 1.33 | 2 | 1-1431 ACSR AZ | 0 | 0 | 0 | 0 | 0 | 0 | 0 | 0 | 0 | 0 | 0 | 0 | 0 | 0 | 0 | 0 | 0 | 0 | 0 | 0 | 0 | 0 | 0 | 12 | 1
NO |  | 56 | 2015 | 14 | 35 | 35 |  | PUTNAM | SEMINOLE PLANT (SEC) | 230 | 230 | H | 3.71 | 0 | 1 | 2-556.5 ACSR AZ | 0 | 0 | 0 | 0 | 0 | 0 | 0 | 0 | 0 | 0 | 0 | 0 | 0 | 0 | 0 | 0 | 0 | 0 | 0 | 0 | 0 | 0 | 0 | 12 | 1
NO |  | 56 | 2015 | 15 | 1 | 1 |  | PUTNAM | SEMINOLE PLANT (SEC) | 230 | 230 | SP | 0.51 | 0 | 1 | 1-1431 ACSR AW | 0 | 0 | 0 | 0 | 0 | 0 | 0 | 0 | 0 | 0 | 0 | 0 | 0 | 0 | 0 | 0 | 0 | 0 | 0 | 0 | 0 | 0 | 0 | 12 | 1
NO |  | 56 | 2015 | 15 | 2 | 2 |  | PUTNAM | SEMINOLE PLANT (SEC) | 230 | 230 | SP | 2.62 | 0 | 1 | 1-1431 ACSR AZ | 0 | 0 | 0 | 0 | 0 | 0 | 0 | 0 | 0 | 0 | 0 | 0 | 0 | 0 | 0 | 0 | 0 | 0 | 0 | 0 | 0 | 0 | 0 | 12 | 1
NO |  | 56 | 2015 | 15 | 3 | 3 |  | PUTNAM | SEMINOLE PLANT (SEC) | 230 | 230 | SP | 0.04 | 0 | 2 | 1-1431 ACSR AZ | 0 | 0 | 0 | 0 | 0 | 0 | 0 | 0 | 0 | 0 | 0 | 0 | 0 | 0 | 0 | 0 | 0 | 0 | 0 | 0 | 0 | 0 | 0 | 12 | 1
NO |  | 56 | 2015 | 15 | 4 | 4 |  | PUTNAM | TOCOI | 230 | 230 | H | 16.24 | 0 | 1 | 1-954 ACSR AZ | 0 | 0 | 0 | 0 | 0 | 0 | 0 | 0 | 0 | 0 | 0 | 0 | 0 | 0 | 0 | 0 | 0 | 0 | 0 | 0 | 0 | 0 | 0 | 12 | 1
NO |  | 56 | 2015 | 15 | 5 | 5 |  | PUTNAM | TOCOI | 230 | 230 | SP | 2.12 | 0 | 1 | 1-954 ACSR AZ | 0 | 0 | 0 | 0 | 0 | 0 | 0 | 0 | 0 | 0 | 0 | 0 | 0 | 0 | 0 | 0 | 0 | 0 | 0 | 0 | 0 | 0 | 0 | 12 | 1
NO |  | 56 | 2015 | 15 | 6 | 6 |  | RALLS | TCEC (TCEC) | 230 | 230 | H | 0.04 | 0 | 1 | 1-954 ACSR AW | 0 | 0 | 0 | 0 | 0 | 0 | 0 | 0 | 0 | 0 | 0 | 0 | 0 | 0 | 0 | 0 | 0 | 0 | 0 | 0 | 0 | 0 | 0 | 12 | 1
NO |  | 56 | 2015 | 15 | 7 | 7 |  | RALLS | TURNPIKE | 230 | 230 | SP | 11.52 | 0 | 1 | 1-1431 ACSR AW | 0 | 0 | 0 | 0 | 0 | 0 | 0 | 0 | 0 | 0 | 0 | 0 | 0 | 0 | 0 | 0 | 0 | 0 | 0 | 0 | 0 | 0 | 0 | 12 | 1
NO |  | 56 | 2015 | 15 | 8 | 8 |  | RALLS | TURNPIKE | 230 | 230 | SP | 0.09 | 0.1 | 2 | 1-1431 ACSR AW | 0 | 0 | 0 | 0 | 0 | 0 | 0 | 0 | 0 | 0 | 0 | 0 | 0 | 0 | 0 | 0 | 0 | 0 | 0 | 0 | 0 | 0 | 0 | 12 | 1
NO |  | 56 | 2015 | 15 | 9 | 9 |  | RANCH | RIVIERA | 230 | 230 | SP | 9.55 | 0 | 1 | 1-1431 ACSR AW | 0 | 0 | 0 | 0 | 0 | 0 | 0 | 0 | 0 | 0 | 0 | 0 | 0 | 0 | 0 | 0 | 0 | 0 | 0 | 0 | 0 | 0 | 0 | 12 | 1
NO |  | 56 | 2015 | 15 | 10 | 10 |  | RANCH | RIVIERA | 230 | 230 | SP | 5.23 | 0 | 2 | 1-1431 ACSR AW | 0 | 0 | 0 | 0 | 0 | 0 | 0 | 0 | 0 | 0 | 0 | 0 | 0 | 0 | 0 | 0 | 0 | 0 | 0 | 0 | 0 | 0 | 0 | 12 | 1
NO |  | 56 | 2015 | 15 | 11 | 11 |  | RANCH | TREASURE | 230 | 230 | H | 16.83 | 0 | 1 | 2-795 ACSR AZ | 0 | 0 | 0 | 0 | 0 | 0 | 0 | 0 | 0 | 0 | 0 | 0 | 0 | 0 | 0 | 0 | 0 | 0 | 0 | 0 | 0 | 0 | 0 | 12 | 1
NO |  | 56 | 2015 | 15 | 12 | 12 |  | RANCH | TREASURE | 230 | 230 | SP | 0.37 | 0 | 1 | 1-1431 ACSR AW | 0 | 0 | 0 | 0 | 0 | 0 | 0 | 0 | 0 | 0 | 0 | 0 | 0 | 0 | 0 | 0 | 0 | 0 | 0 | 0 | 0 | 0 | 0 | 12 | 1
NO |  | 56 | 2015 | 15 | 13 | 13 |  | RANCH | TREASURE | 230 | 230 | SP | 0.14 | 0 | 1 | 2-795 ACSR AW | 0 | 0 | 0 | 0 | 0 | 0 | 0 | 0 | 0 | 0 | 0 | 0 | 0 | 0 | 0 | 0 | 0 | 0 | 0 | 0 | 0 | 0 | 0 | 12 | 1
NO |  | 56 | 2015 | 15 | 14 | 14 |  | RANCH | TREASURE | 230 | 230 | SP | 4.91 | 0 | 1 | 2-795 ACSR AZ | 0 | 0 | 0 | 0 | 0 | 0 | 0 | 0 | 0 | 0 | 0 | 0 | 0 | 0 | 0 | 0 | 0 | 0 | 0 | 0 | 0 | 0 | 0 | 12 | 1
NO |  | 56 | 2015 | 15 | 15 | 15 |  | RANCH | TREASURE | 230 | 230 | SP | 0 | 9.18 | 2 | 2-795 ACSR AZ | 0 | 0 | 0 | 0 | 0 | 0 | 0 | 0 | 0 | 0 | 0 | 0 | 0 | 0 | 0 | 0 | 0 | 0 | 0 | 0 | 0 | 0 | 0 | 12 | 1
NO |  | 56 | 2015 | 15 | 16 | 16 |  | RANCH | TREASURE | 230 | 230 | SP | 1.74 | 0 | 1 | 2-954 ACSR AW | 0 | 0 | 0 | 0 | 0 | 0 | 0 | 0 | 0 | 0 | 0 | 0 | 0 | 0 | 0 | 0 | 0 | 0 | 0 | 0 | 0 | 0 | 0 | 12 | 1
NO |  | 56 | 2015 | 15 | 17 | 17 |  | RANCH | TREASURE | 230 | 230 | SP | 0.31 | 0 | 2 | 2-954 ACSR AW | 0 | 0 | 0 | 0 | 0 | 0 | 0 | 0 | 0 | 0 | 0 | 0 | 0 | 0 | 0 | 0 | 0 | 0 | 0 | 0 | 0 | 0 | 0 | 12 | 1
NO |  | 56 | 2015 | 15 | 18 | 18 |  | RANCH | TREASURE | 230 | 230 | SP | 1.8 | 0 | 1 | 2-954 ACSR AZ | 0 | 0 | 0 | 0 | 0 | 0 | 0 | 0 | 0 | 0 | 0 | 0 | 0 | 0 | 0 | 0 | 0 | 0 | 0 | 0 | 0 | 0 | 0 | 12 | 1
NO |  | 56 | 2015 | 15 | 19 | 19 |  | RANCH | TREASURE | 230 | 230 | SP | 6.69 | 12.11 | 2 | 2-954 ACSR AZ | 0 | 0 | 0 | 0 | 0 | 0 | 0 | 0 | 0 | 0 | 0 | 0 | 0 | 0 | 0 | 0 | 0 | 0 | 0 | 0 | 0 | 0 | 0 | 12 | 1
NO |  | 56 | 2015 | 15 | 20 | 20 |  | RICE | SEMINOLE PLANT (SEC) 1 | 230 | 230 | H | 0.01 | 0 | 2 | 2-1780 ACSR SD | 0 | 0 | 0 | 0 | 0 | 0 | 0 | 0 | 0 | 0 | 0 | 0 | 0 | 0 | 0 | 0 | 0 | 0 | 0 | 0 | 0 | 0 | 0 | 12 | 1
NO |  | 56 | 2015 | 15 | 21 | 21 |  | RICE | SEMINOLE PLANT (SEC) 2 | 230 | 230 | H | 0 | 0.01 | 2 | 2-1780 ACSR SD | 0 | 0 | 0 | 0 | 0 | 0 | 0 | 0 | 0 | 0 | 0 | 0 | 0 | 0 | 0 | 0 | 0 | 0 | 0 | 0 | 0 | 0 | 0 | 12 | 1
NO |  | 56 | 2015 | 15 | 22 | 22 |  | SAMPSON (JBH) | SWITZERLAND (JEA) | 230 | 230 | H | 0.08 | 0 | 1 | 1-954 ACSR AZ | 0 | 0 | 0 | 0 | 0 | 0 | 0 | 0 | 0 | 0 | 0 | 0 | 0 | 0 | 0 | 0 | 0 | 0 | 0 | 0 | 0 | 0 | 0 | 12 | 1
NO |  | 56 | 2015 | 15 | 23 | 23 |  | SANDPIPER | TURNPIKE | 230 | 230 | SP | 4.34 | 0 | 1 | 1-1431 ACSR AW | 0 | 0 | 0 | 0 | 0 | 0 | 0 | 0 | 0 | 0 | 0 | 0 | 0 | 0 | 0 | 0 | 0 | 0 | 0 | 0 | 0 | 0 | 0 | 12 | 1
NO |  | 56 | 2015 | 15 | 24 | 24 |  | SANDPIPER | TURNPIKE | 230 | 230 | SP | 1.65 | 0 | 2 | 1-1431 ACSR AW | 0 | 0 | 0 | 0 | 0 | 0 | 0 | 0 | 0 | 0 | 0 | 0 | 0 | 0 | 0 | 0 | 0 | 0 | 0 | 0 | 0 | 0 | 0 | 12 | 1
NO |  | 56 | 2015 | 15 | 25 | 25 |  | SANFORD PLANT | ALTAMONTE (DEF) | 230 | 230 | SP | 0.05 | 0 | 1 | 1-1431 ACSR AW | 0 | 0 | 0 | 0 | 0 | 0 | 0 | 0 | 0 | 0 | 0 | 0 | 0 | 0 | 0 | 0 | 0 | 0 | 0 | 0 | 0 | 0 | 0 | 12 | 1
NO |  | 56 | 2015 | 15 | 26 | 26 |  | SANFORD PLANT | BITHLO (DEF) | 230 | 230 | SP | 25.46 | 0 | 1 | 1-1272 ACSR AW | 0 | 0 | 0 | 0 | 0 | 0 | 0 | 0 | 0 | 0 | 0 | 0 | 0 | 0 | 0 | 0 | 0 | 0 | 0 | 0 | 0 | 0 | 0 | 12 | 1
NO |  | 56 | 2015 | 15 | 27 | 27 |  | SANFORD PLANT | BITHLO (DEF) | 230 | 230 | SP | 0.25 | 0 | 1 | 1-1431 ACSR AW | 0 | 0 | 0 | 0 | 0 | 0 | 0 | 0 | 0 | 0 | 0 | 0 | 0 | 0 | 0 | 0 | 0 | 0 | 0 | 0 | 0 | 0 | 0 | 12 | 1
NO |  | 56 | 2015 | 15 | 28 | 28 |  | SANFORD PLANT | BITHLO (DEF) | 230 | 230 | SP | 0 | 1.11 | 2 | 1-1431 ACSR AW | 0 | 0 | 0 | 0 | 0 | 0 | 0 | 0 | 0 | 0 | 0 | 0 | 0 | 0 | 0 | 0 | 0 | 0 | 0 | 0 | 0 | 0 | 0 | 12 | 1
NO |  | 56 | 2015 | 15 | 29 | 29 |  | SANFORD PLANT | DEBARY (DEF) | 230 | 230 | SP | 0.05 | 0 | 1 | 1-1431 ACSR AW | 0 | 0 | 0 | 0 | 0 | 0 | 0 | 0 | 0 | 0 | 0 | 0 | 0 | 0 | 0 | 0 | 0 | 0 | 0 | 0 | 0 | 0 | 0 | 12 | 1
NO |  | 56 | 2015 | 15 | 30 | 30 |  | SANFORD PLANT | NORTH LONGWOOD (DEF) | 230 | 230 | H | 7.68 | 0 | 1 | 1-954 ACSR AZ | 0 | 0 | 0 | 0 | 0 | 0 | 0 | 0 | 0 | 0 | 0 | 0 | 0 | 0 | 0 | 0 | 0 | 0 | 0 | 0 | 0 | 0 | 0 | 12 | 1
NO |  | 56 | 2015 | 15 | 31 | 31 |  | SANFORD PLANT | NORTH LONGWOOD (DEF) | 230 | 230 | SP | 0.3 | 0 | 1 | 1-954 ACSR AW | 0 | 0 | 0 | 0 | 0 | 0 | 0 | 0 | 0 | 0 | 0 | 0 | 0 | 0 | 0 | 0 | 0 | 0 | 0 | 0 | 0 | 0 | 0 | 12 | 1
NO |  | 56 | 2015 | 15 | 32 | 32 |  | SHERMAN | TREASURE | 230 | 230 | H | 23.71 | 0 | 1 | 1-1431 ACSR AZ | 0 | 0 | 0 | 0 | 0 | 0 | 0 | 0 | 0 | 0 | 0 | 0 | 0 | 0 | 0 | 0 | 0 | 0 | 0 | 0 | 0 | 0 | 0 | 12 | 1
NO |  | 56 | 2015 | 15 | 33 | 33 |  | SHERMAN | TREASURE | 230 | 230 | SP | 0.14 | 0 | 1 | 1-1431 ACSR AW | 0 | 0 | 0 | 0 | 0 | 0 | 0 | 0 | 0 | 0 | 0 | 0 | 0 | 0 | 0 | 0 | 0 | 0 | 0 | 0 | 0 | 0 | 0 | 12 | 1
NO |  | 56 | 2015 | 15 | 34 | 34 |  | SHERMAN | TREASURE | 230 | 230 | SP | 0.61 | 0.6 | 2 | 1-1431 ACSR AW | 0 | 0 | 0 | 0 | 0 | 0 | 0 | 0 | 0 | 0 | 0 | 0 | 0 | 0 | 0 | 0 | 0 | 0 | 0 | 0 | 0 | 0 | 0 | 12 | 1
NO |  | 56 | 2015 | 15 | 35 | 35 |  | SPRINGBANK | SEMINOLE PLANT (SEC) | 230 | 230 | H | 7.49 | 0 | 1 | 1-1431 ACSR AZ | 0 | 0 | 0 | 0 | 0 | 0 | 0 | 0 | 0 | 0 | 0 | 0 | 0 | 0 | 0 | 0 | 0 | 0 | 0 | 0 | 0 | 0 | 0 | 12 | 1
NO |  | 56 | 2015 | 16 | 1 | 1 |  | SPRINGBANK | SEMINOLE PLANT (SEC) | 230 | 230 | H | 10.26 | 0 | 1 | 2-556.5 ACSR AZ | 0 | 0 | 0 | 0 | 0 | 0 | 0 | 0 | 0 | 0 | 0 | 0 | 0 | 0 | 0 | 0 | 0 | 0 | 0 | 0 | 0 | 0 | 0 | 12 | 1
NO |  | 56 | 2015 | 16 | 2 | 2 |  | SPRINGBANK | SEMINOLE PLANT (SEC) | 230 | 230 | SP | 2.61 | 0 | 1 | 1-1431 ACSR AZ | 0 | 0 | 0 | 0 | 0 | 0 | 0 | 0 | 0 | 0 | 0 | 0 | 0 | 0 | 0 | 0 | 0 | 0 | 0 | 0 | 0 | 0 | 0 | 12 | 1
NO |  | 56 | 2015 | 16 | 3 | 3 |  | ST JOHNS | TOCOI | 230 | 230 | SP | 11.16 | 0 | 1 | 1-954 ACSR AZ | 0 | 0 | 0 | 0 | 0 | 0 | 0 | 0 | 0 | 0 | 0 | 0 | 0 | 0 | 0 | 0 | 0 | 0 | 0 | 0 | 0 | 0 | 0 | 12 | 1
NO |  | 56 | 2015 | 16 | 4 | 4 |  | ST LUCIE | HUTCHINSON ISLAND RADIAL 1 | 230 | 230 | SP | 0.12 | 0 | 1 | 1-954 ACSR AW | 0 | 0 | 0 | 0 | 0 | 0 | 0 | 0 | 0 | 0 | 0 | 0 | 0 | 0 | 0 | 0 | 0 | 0 | 0 | 0 | 0 | 0 | 0 | 12 | 1
NO |  | 56 | 2015 | 16 | 5 | 5 |  | ST LUCIE | HUTCHINSON ISLAND RADIAL 2 | 230 | 230 | H | 0.13 | 0 | 1 | 1-927.2 AAAC | 0 | 0 | 0 | 0 | 0 | 0 | 0 | 0 | 0 | 0 | 0 | 0 | 0 | 0 | 0 | 0 | 0 | 0 | 0 | 0 | 0 | 0 | 0 | 12 | 1
NO |  | 56 | 2015 | 16 | 6 | 6 |  | ST LUCIE | TREASURE | 230 | 230 | H | 2.12 | 0 | 1 | 1-3400 ACSR AW | 0 | 0 | 0 | 0 | 0 | 0 | 0 | 0 | 0 | 0 | 0 | 0 | 0 | 0 | 0 | 0 | 0 | 0 | 0 | 0 | 0 | 0 | 0 | 12 | 1
NO |  | 56 | 2015 | 16 | 7 | 7 |  | ST LUCIE | TREASURE | 230 | 230 | H | 0.12 | 0 | 1 | 2-1691 AAAC | 0 | 0 | 0 | 0 | 0 | 0 | 0 | 0 | 0 | 0 | 0 | 0 | 0 | 0 | 0 | 0 | 0 | 0 | 0 | 0 | 0 | 0 | 0 | 12 | 1
NO |  | 56 | 2015 | 16 | 8 | 8 |  | ST LUCIE | TREASURE | 230 | 230 | SP | 1.62 | 0 | 1 | 2-1431 ACSR AW | 0 | 0 | 0 | 0 | 0 | 0 | 0 | 0 | 0 | 0 | 0 | 0 | 0 | 0 | 0 | 0 | 0 | 0 | 0 | 0 | 0 | 0 | 0 | 12 | 1
NO |  | 56 | 2015 | 16 | 9 | 9 |  | ST LUCIE | TREASURE | 230 | 230 | SP | 8.08 | 0 | 1 | 2-1691 AAAC | 0 | 0 | 0 | 0 | 0 | 0 | 0 | 0 | 0 | 0 | 0 | 0 | 0 | 0 | 0 | 0 | 0 | 0 | 0 | 0 | 0 | 0 | 0 | 12 | 1
NO |  | 56 | 2015 | 16 | 10 | 10 |  | WHIDDEN | DESOTO (D.C.G.C.) | 230 | 230 | SP | 0.12 | 0 | 1 | 1-1431 ACSR AW | 0 | 0 | 0 | 0 | 0 | 0 | 0 | 0 | 0 | 0 | 0 | 0 | 0 | 0 | 0 | 0 | 0 | 0 | 0 | 0 | 0 | 0 | 0 | 12 | 1
NO |  | 56 | 2015 | 16 | 11 | 11 |  | WHIDDEN | VANDOLAH (DEF) | 230 | 230 | SP | 0.5 | 0 | 1 | 2-795 ACSR AW | 0 | 0 | 0 | 0 | 0 | 0 | 0 | 0 | 0 | 0 | 0 | 0 | 0 | 0 | 0 | 0 | 0 | 0 | 0 | 0 | 0 | 0 | 0 | 12 | 1
NO |  | 56 | 2015 | 16 | 12 | 12 |  | WHIDDEN | VANDOLAH (DEF) | 230 | 230 | SP | 12.64 | 0 | 2 | 2-795 ACSR AW | 0 | 0 | 0 | 0 | 0 | 0 | 0 | 0 | 0 | 0 | 0 | 0 | 0 | 0 | 0 | 0 | 0 | 0 | 0 | 0 | 0 | 0 | 0 | 12 | 1
NO |  | 56 | 2015 | 16 | 13 | 13 |  | 40TH STREET | LITTLE RIVER | 138 | 138 | UG | 3.63 | 0 | 1 | 1-1250 CU-HP SD | 0 | 0 | 0 | 0 | 0 | 0 | 0 | 0 | 0 | 0 | 0 | 0 | 0 | 0 | 0 | 0 | 0 | 0 | 0 | 0 | 0 | 0 | 0 | 12 | 1
NO |  | 56 | 2015 | 16 | 14 | 14 |  | 40TH STREET | LITTLE RIVER | 138 | 138 | UG | 2.47 | 0 | 1 | 1-2000 CU-HP SD | 0 | 0 | 0 | 0 | 0 | 0 | 0 | 0 | 0 | 0 | 0 | 0 | 0 | 0 | 0 | 0 | 0 | 0 | 0 | 0 | 0 | 0 | 0 | 12 | 1
NO |  | 56 | 2015 | 16 | 15 | 15 |  | AIRPORT | DADE | 138 | 138 | H | 0.22 | 0 | 1 | 1-795 AAC | 0 | 0 | 0 | 0 | 0 | 0 | 0 | 0 | 0 | 0 | 0 | 0 | 0 | 0 | 0 | 0 | 0 | 0 | 0 | 0 | 0 | 0 | 0 | 12 | 1
NO |  | 56 | 2015 | 16 | 16 | 16 |  | AIRPORT | DADE | 138 | 138 | H | 0 | 0.14 | 2 | 1-795 AAC | 0 | 0 | 0 | 0 | 0 | 0 | 0 | 0 | 0 | 0 | 0 | 0 | 0 | 0 | 0 | 0 | 0 | 0 | 0 | 0 | 0 | 0 | 0 | 12 | 1
NO |  | 56 | 2015 | 16 | 17 | 17 |  | AIRPORT | DADE | 138 | 138 | SP | 0.42 | 0 | 1 | 1-556.5 ACSR AZ | 0 | 0 | 0 | 0 | 0 | 0 | 0 | 0 | 0 | 0 | 0 | 0 | 0 | 0 | 0 | 0 | 0 | 0 | 0 | 0 | 0 | 0 | 0 | 12 | 1
NO |  | 56 | 2015 | 16 | 18 | 18 |  | AIRPORT | DADE | 138 | 138 | SP | 0.15 | 0 | 1 | 1-600 CU HT | 0 | 0 | 0 | 0 | 0 | 0 | 0 | 0 | 0 | 0 | 0 | 0 | 0 | 0 | 0 | 0 | 0 | 0 | 0 | 0 | 0 | 0 | 0 | 12 | 1
NO |  | 56 | 2015 | 16 | 19 | 19 |  | AIRPORT | DADE | 138 | 138 | SP | 0.68 | 0 | 1 | 1-795 AAC | 0 | 0 | 0 | 0 | 0 | 0 | 0 | 0 | 0 | 0 | 0 | 0 | 0 | 0 | 0 | 0 | 0 | 0 | 0 | 0 | 0 | 0 | 0 | 12 | 1
NO |  | 56 | 2015 | 16 | 20 | 20 |  | AIRPORT | DADE | 138 | 138 | SP | 0 | 0.3 | 2 | 1-795 AAC | 0 | 0 | 0 | 0 | 0 | 0 | 0 | 0 | 0 | 0 | 0 | 0 | 0 | 0 | 0 | 0 | 0 | 0 | 0 | 0 | 0 | 0 | 0 | 12 | 1
NO |  | 56 | 2015 | 16 | 21 | 21 |  | AIRPORT | DADE | 138 | 138 | SP | 0.31 | 0 | 1 | 1-795 ACSR AZ | 0 | 0 | 0 | 0 | 0 | 0 | 0 | 0 | 0 | 0 | 0 | 0 | 0 | 0 | 0 | 0 | 0 | 0 | 0 | 0 | 0 | 0 | 0 | 12 | 1
NO |  | 56 | 2015 | 16 | 22 | 22 |  | AIRPORT | DADE | 138 | 138 | SP | 0.12 | 0 | 2 | 1-795 ACSR AZ | 0 | 0 | 0 | 0 | 0 | 0 | 0 | 0 | 0 | 0 | 0 | 0 | 0 | 0 | 0 | 0 | 0 | 0 | 0 | 0 | 0 | 0 | 0 | 12 | 1
NO |  | 56 | 2015 | 16 | 23 | 23 |  | AIRPORT | DADE | 138 | 138 | SP | 1.26 | 0 | 1 | 1-954 ACSR AW | 0 | 0 | 0 | 0 | 0 | 0 | 0 | 0 | 0 | 0 | 0 | 0 | 0 | 0 | 0 | 0 | 0 | 0 | 0 | 0 | 0 | 0 | 0 | 12 | 1
NO |  | 56 | 2015 | 16 | 24 | 24 |  | AIRPORT | DADE | 138 | 138 | SP | 0.57 | 0 | 1 | 1-954 ACSR AZ | 0 | 0 | 0 | 0 | 0 | 0 | 0 | 0 | 0 | 0 | 0 | 0 | 0 | 0 | 0 | 0 | 0 | 0 | 0 | 0 | 0 | 0 | 0 | 12 | 1
NO |  | 56 | 2015 | 16 | 25 | 25 |  | AIRPORT | RIVERSIDE | 138 | 138 | SP | 0.06 | 0 | 1 | 1-350 CU HT | 0 | 0 | 0 | 0 | 0 | 0 | 0 | 0 | 0 | 0 | 0 | 0 | 0 | 0 | 0 | 0 | 0 | 0 | 0 | 0 | 0 | 0 | 0 | 12 | 1
NO |  | 56 | 2015 | 16 | 26 | 26 |  | AIRPORT | RIVERSIDE | 138 | 138 | SP | 1.06 | 0 | 1 | 1-556.5 ACSR AZ | 0 | 0 | 0 | 0 | 0 | 0 | 0 | 0 | 0 | 0 | 0 | 0 | 0 | 0 | 0 | 0 | 0 | 0 | 0 | 0 | 0 | 0 | 0 | 12 | 1
NO |  | 56 | 2015 | 16 | 27 | 27 |  | AIRPORT | RIVERSIDE | 138 | 138 | SP | 0 | 0.06 | 2 | 1-556.5 ACSR AZ | 0 | 0 | 0 | 0 | 0 | 0 | 0 | 0 | 0 | 0 | 0 | 0 | 0 | 0 | 0 | 0 | 0 | 0 | 0 | 0 | 0 | 0 | 0 | 12 | 1
NO |  | 56 | 2015 | 16 | 28 | 28 |  | AIRPORT | RIVERSIDE | 138 | 138 | SP | 0.89 | 0 | 1 | 1-954 ACSR AW | 0 | 0 | 0 | 0 | 0 | 0 | 0 | 0 | 0 | 0 | 0 | 0 | 0 | 0 | 0 | 0 | 0 | 0 | 0 | 0 | 0 | 0 | 0 | 12 | 1
NO |  | 56 | 2015 | 16 | 29 | 29 |  | AIRPORT | RIVERSIDE | 138 | 138 | SP | 2.01 | 0 | 1 | 1-954 ACSR AZ | 0 | 0 | 0 | 0 | 0 | 0 | 0 | 0 | 0 | 0 | 0 | 0 | 0 | 0 | 0 | 0 | 0 | 0 | 0 | 0 | 0 | 0 | 0 | 12 | 1
NO |  | 56 | 2015 | 16 | 30 | 30 |  | AIRPORT | RIVERSIDE | 138 | 138 | SP | 0.39 | 0.11 | 2 | 1-954 ACSR AZ | 0 | 0 | 0 | 0 | 0 | 0 | 0 | 0 | 0 | 0 | 0 | 0 | 0 | 0 | 0 | 0 | 0 | 0 | 0 | 0 | 0 | 0 | 0 | 12 | 1
NO |  | 56 | 2015 | 16 | 31 | 31 |  | ALICO | BUCKINGHAM | 138 | 138 | H | 3.22 | 0 | 1 | 1-954 ACSR AZ | 0 | 0 | 0 | 0 | 0 | 0 | 0 | 0 | 0 | 0 | 0 | 0 | 0 | 0 | 0 | 0 | 0 | 0 | 0 | 0 | 0 | 0 | 0 | 12 | 1
NO |  | 56 | 2015 | 16 | 32 | 32 |  | ALICO | BUCKINGHAM | 138 | 138 | SP | 6.86 | 0 | 1 | 1-954 ACSR AW | 0 | 0 | 0 | 0 | 0 | 0 | 0 | 0 | 0 | 0 | 0 | 0 | 0 | 0 | 0 | 0 | 0 | 0 | 0 | 0 | 0 | 0 | 0 | 12 | 1
NO |  | 56 | 2015 | 16 | 33 | 33 |  | ALICO | BUCKINGHAM | 138 | 138 | SP | 13.55 | 3.56 | 2 | 1-954 ACSR AW | 0 | 0 | 0 | 0 | 0 | 0 | 0 | 0 | 0 | 0 | 0 | 0 | 0 | 0 | 0 | 0 | 0 | 0 | 0 | 0 | 0 | 0 | 0 | 12 | 1
NO |  | 56 | 2015 | 16 | 34 | 34 |  | ALICO | BUCKINGHAM | 138 | 138 | SP | 0.78 | 0 | 1 | 1-954 ACSR AZ | 0 | 0 | 0 | 0 | 0 | 0 | 0 | 0 | 0 | 0 | 0 | 0 | 0 | 0 | 0 | 0 | 0 | 0 | 0 | 0 | 0 | 0 | 0 | 12 | 1
NO |  | 56 | 2015 | 16 | 35 | 35 |  | ALICO | BUCKINGHAM | 138 | 138 | SP | 1.08 | 0.86 | 2 | 1-954 ACSR AZ | 0 | 0 | 0 | 0 | 0 | 0 | 0 | 0 | 0 | 0 | 0 | 0 | 0 | 0 | 0 | 0 | 0 | 0 | 0 | 0 | 0 | 0 | 0 | 12 | 1
NO |  | 56 | 2015 | 17 | 1 | 1 |  | ALICO | BUCKINGHAM | 138 | 138 | SP | 0.17 | 0 | 1 | 1-954 ACSR TW | 0 | 0 | 0 | 0 | 0 | 0 | 0 | 0 | 0 | 0 | 0 | 0 | 0 | 0 | 0 | 0 | 0 | 0 | 0 | 0 | 0 | 0 | 0 | 12 | 1
NO |  | 56 | 2015 | 17 | 2 | 2 |  | ALICO | BUCKINGHAM | 138 | 138 | SP | 1.67 | 0 | 2 | 1-954 ACSR TW | 0 | 0 | 0 | 0 | 0 | 0 | 0 | 0 | 0 | 0 | 0 | 0 | 0 | 0 | 0 | 0 | 0 | 0 | 0 | 0 | 0 | 0 | 0 | 12 | 1
NO |  | 56 | 2015 | 17 | 3 | 3 |  | ALICO | COLLIER 1 | 138 | 138 | H | 1.39 | 0 | 1 | 1-795 ACSR AW | 0 | 0 | 0 | 0 | 0 | 0 | 0 | 0 | 0 | 0 | 0 | 0 | 0 | 0 | 0 | 0 | 0 | 0 | 0 | 0 | 0 | 0 | 0 | 12 | 1
NO |  | 56 | 2015 | 17 | 4 | 4 |  | ALICO | COLLIER 1 | 138 | 138 | H | 5.12 | 0 | 1 | 1-795 ACSR AZ | 0 | 0 | 0 | 0 | 0 | 0 | 0 | 0 | 0 | 0 | 0 | 0 | 0 | 0 | 0 | 0 | 0 | 0 | 0 | 0 | 0 | 0 | 0 | 12 | 1
NO |  | 56 | 2015 | 17 | 5 | 5 |  | ALICO | COLLIER 1 | 138 | 138 | H | 4.77 | 0 | 1 | 1-954 ACSR AZ | 0 | 0 | 0 | 0 | 0 | 0 | 0 | 0 | 0 | 0 | 0 | 0 | 0 | 0 | 0 | 0 | 0 | 0 | 0 | 0 | 0 | 0 | 0 | 12 | 1
NO |  | 56 | 2015 | 17 | 6 | 6 |  | ALICO | COLLIER 1 | 138 | 230 | SP | 0.11 | 0 | 1 | 1-795 ACSR AW | 0 | 0 | 0 | 0 | 0 | 0 | 0 | 0 | 0 | 0 | 0 | 0 | 0 | 0 | 0 | 0 | 0 | 0 | 0 | 0 | 0 | 0 | 0 | 12 | 1
NO |  | 56 | 2015 | 17 | 7 | 7 |  | ALICO | COLLIER 1 | 138 | 138 | SP | 1.95 | 0 | 1 | 1-795 ACSR AW | 0 | 0 | 0 | 0 | 0 | 0 | 0 | 0 | 0 | 0 | 0 | 0 | 0 | 0 | 0 | 0 | 0 | 0 | 0 | 0 | 0 | 0 | 0 | 12 | 1
NO |  | 56 | 2015 | 17 | 8 | 8 |  | ALICO | COLLIER 1 | 138 | 138 | SP | 0.12 | 0 | 1 | 1-795 SSAC AW | 0 | 0 | 0 | 0 | 0 | 0 | 0 | 0 | 0 | 0 | 0 | 0 | 0 | 0 | 0 | 0 | 0 | 0 | 0 | 0 | 0 | 0 | 0 | 12 | 1
NO |  | 56 | 2015 | 17 | 9 | 9 |  | ALICO | COLLIER 1 | 138 | 138 | SP | 3.68 | 0 | 2 | 1-795 SSAC AW | 0 | 0 | 0 | 0 | 0 | 0 | 0 | 0 | 0 | 0 | 0 | 0 | 0 | 0 | 0 | 0 | 0 | 0 | 0 | 0 | 0 | 0 | 0 | 12 | 1
NO |  | 56 | 2015 | 17 | 10 | 10 |  | ALICO | COLLIER 1 | 138 | 138 | SP | 4.68 | 0 | 1 | 1-954 ACSR AW | 0 | 0 | 0 | 0 | 0 | 0 | 0 | 0 | 0 | 0 | 0 | 0 | 0 | 0 | 0 | 0 | 0 | 0 | 0 | 0 | 0 | 0 | 0 | 12 | 1
NO |  | 56 | 2015 | 17 | 11 | 11 |  | ALICO | COLLIER 1 | 138 | 138 | SP | 0 | 2 | 2 | 1-954 ACSR AW | 0 | 0 | 0 | 0 | 0 | 0 | 0 | 0 | 0 | 0 | 0 | 0 | 0 | 0 | 0 | 0 | 0 | 0 | 0 | 0 | 0 | 0 | 0 | 12 | 1
NO |  | 56 | 2015 | 17 | 12 | 12 |  | ALICO | COLLIER 1 | 138 | 138 | SP | 0.01 | 0 | 1 | 1-954 ACSR AZ | 0 | 0 | 0 | 0 | 0 | 0 | 0 | 0 | 0 | 0 | 0 | 0 | 0 | 0 | 0 | 0 | 0 | 0 | 0 | 0 | 0 | 0 | 0 | 12 | 1
NO |  | 56 | 2015 | 17 | 13 | 13 |  | ALICO | COLLIER 1 | 138 | 138 | SP | 1.06 | 0 | 2 | 1-954 ACSR AZ | 0 | 0 | 0 | 0 | 0 | 0 | 0 | 0 | 0 | 0 | 0 | 0 | 0 | 0 | 0 | 0 | 0 | 0 | 0 | 0 | 0 | 0 | 0 | 12 | 1
NO |  | 56 | 2015 | 17 | 14 | 14 |  | ALICO | COLLIER 1 | 138 | 138 | UG | 1.6 | 0 | 1 | 1-2500 CU-XLPE | 0 | 0 | 0 | 0 | 0 | 0 | 0 | 0 | 0 | 0 | 0 | 0 | 0 | 0 | 0 | 0 | 0 | 0 | 0 | 0 | 0 | 0 | 0 | 12 | 1
NO |  | 56 | 2015 | 17 | 15 | 15 |  | ALICO | ESTERO RADIAL | 138 | 138 | SP | 0.06 | 0 | 1 | 1-954 ACSR AW | 0 | 0 | 0 | 0 | 0 | 0 | 0 | 0 | 0 | 0 | 0 | 0 | 0 | 0 | 0 | 0 | 0 | 0 | 0 | 0 | 0 | 0 | 0 | 12 | 1
NO |  | 56 | 2015 | 17 | 16 | 16 |  | ALICO | ESTERO RADIAL | 138 | 138 | SP | 0 | 4.73 | 2 | 1-954 ACSR AW | 0 | 0 | 0 | 0 | 0 | 0 | 0 | 0 | 0 | 0 | 0 | 0 | 0 | 0 | 0 | 0 | 0 | 0 | 0 | 0 | 0 | 0 | 0 | 12 | 1
NO |  | 56 | 2015 | 17 | 17 | 17 |  | ALICO | FT MYERS PLANT 1 | 138 | 138 | SP | 1.04 | 0 | 1 | 1-795 ACSR AW | 0 | 0 | 0 | 0 | 0 | 0 | 0 | 0 | 0 | 0 | 0 | 0 | 0 | 0 | 0 | 0 | 0 | 0 | 0 | 0 | 0 | 0 | 0 | 12 | 1
NO |  | 56 | 2015 | 17 | 18 | 18 |  | ALICO | FT MYERS PLANT 1 | 138 | 230 | SP | 1.06 | 0 | 1 | 1-795 ACSR AW | 0 | 0 | 0 | 0 | 0 | 0 | 0 | 0 | 0 | 0 | 0 | 0 | 0 | 0 | 0 | 0 | 0 | 0 | 0 | 0 | 0 | 0 | 0 | 12 | 1
NO |  | 56 | 2015 | 17 | 19 | 19 |  | ALICO | FT MYERS PLANT 1 | 138 | 230 | SP | 0 | 2.9 | 2 | 1-795 ACSR AW | 0 | 0 | 0 | 0 | 0 | 0 | 0 | 0 | 0 | 0 | 0 | 0 | 0 | 0 | 0 | 0 | 0 | 0 | 0 | 0 | 0 | 0 | 0 | 12 | 1
NO |  | 56 | 2015 | 17 | 20 | 20 |  | ALICO | FT MYERS PLANT 1 | 138 | 138 | SP | 0 | 0.19 | 2 | 1-795 ACSR AW | 0 | 0 | 0 | 0 | 0 | 0 | 0 | 0 | 0 | 0 | 0 | 0 | 0 | 0 | 0 | 0 | 0 | 0 | 0 | 0 | 0 | 0 | 0 | 12 | 1
NO |  | 56 | 2015 | 17 | 21 | 21 |  | ALICO | FT MYERS PLANT 1 | 138 | 138 | SP | 2.16 | 0 | 1 | 1-795 ACSR AZ | 0 | 0 | 0 | 0 | 0 | 0 | 0 | 0 | 0 | 0 | 0 | 0 | 0 | 0 | 0 | 0 | 0 | 0 | 0 | 0 | 0 | 0 | 0 | 12 | 1
NO |  | 56 | 2015 | 17 | 22 | 22 |  | ALICO | FT MYERS PLANT 1 | 138 | 138 | SP | 0.01 | 0 | 2 | 1-795 ACSR AZ | 0 | 0 | 0 | 0 | 0 | 0 | 0 | 0 | 0 | 0 | 0 | 0 | 0 | 0 | 0 | 0 | 0 | 0 | 0 | 0 | 0 | 0 | 0 | 12 | 1
NO |  | 56 | 2015 | 17 | 23 | 23 |  | ALICO | FT MYERS PLANT 1 | 138 | 138 | SP | 3.56 | 4.91 | 2 | 1-954 ACSR AW | 0 | 0 | 0 | 0 | 0 | 0 | 0 | 0 | 0 | 0 | 0 | 0 | 0 | 0 | 0 | 0 | 0 | 0 | 0 | 0 | 0 | 0 | 0 | 12 | 1
NO |  | 56 | 2015 | 17 | 24 | 24 |  | ALICO | FT MYERS PLANT 1 | 138 | 138 | SP | 9.4 | 0 | 1 | 1-954 ACSR AZ | 0 | 0 | 0 | 0 | 0 | 0 | 0 | 0 | 0 | 0 | 0 | 0 | 0 | 0 | 0 | 0 | 0 | 0 | 0 | 0 | 0 | 0 | 0 | 12 | 1
NO |  | 56 | 2015 | 17 | 25 | 25 |  | ALICO | FT MYERS PLANT 1 | 138 | 138 | SP | 0.35 | 0 | 1 | 1-954 ACSR TW | 0 | 0 | 0 | 0 | 0 | 0 | 0 | 0 | 0 | 0 | 0 | 0 | 0 | 0 | 0 | 0 | 0 | 0 | 0 | 0 | 0 | 0 | 0 | 12 | 1
NO |  | 56 | 2015 | 17 | 26 | 26 |  | ALICO | FT MYERS PLANT 1 | 138 | 138 | SP | 0 | 1.54 | 2 | 1-954 ACSR TW | 0 | 0 | 0 | 0 | 0 | 0 | 0 | 0 | 0 | 0 | 0 | 0 | 0 | 0 | 0 | 0 | 0 | 0 | 0 | 0 | 0 | 0 | 0 | 12 | 1
NO |  | 56 | 2015 | 17 | 27 | 27 |  | ALICO | FT MYERS PLANT 2 | 138 | 138 | H | 1.06 | 0 | 1 | 1-954 ACSR AZ | 0 | 0 | 0 | 0 | 0 | 0 | 0 | 0 | 0 | 0 | 0 | 0 | 0 | 0 | 0 | 0 | 0 | 0 | 0 | 0 | 0 | 0 | 0 | 12 | 1
NO |  | 56 | 2015 | 17 | 28 | 28 |  | ALICO | FT MYERS PLANT 2 | 138 | 138 | H | 0.4 | 0 | 2 | 1-954 ACSR AZ | 0 | 0 | 0 | 0 | 0 | 0 | 0 | 0 | 0 | 0 | 0 | 0 | 0 | 0 | 0 | 0 | 0 | 0 | 0 | 0 | 0 | 0 | 0 | 12 | 1
NO |  | 56 | 2015 | 17 | 29 | 29 |  | ALICO | FT MYERS PLANT 2 | 138 | 138 | SP | 0.06 | 0 | 1 | 1-954 ACSR AW | 0 | 0 | 0 | 0 | 0 | 0 | 0 | 0 | 0 | 0 | 0 | 0 | 0 | 0 | 0 | 0 | 0 | 0 | 0 | 0 | 0 | 0 | 0 | 12 | 1
NO |  | 56 | 2015 | 17 | 30 | 30 |  | ALICO | FT MYERS PLANT 2 | 138 | 138 | SP | 3.92 | 0 | 1 | 1-954 ACSR AZ | 0 | 0 | 0 | 0 | 0 | 0 | 0 | 0 | 0 | 0 | 0 | 0 | 0 | 0 | 0 | 0 | 0 | 0 | 0 | 0 | 0 | 0 | 0 | 12 | 1
NO |  | 56 | 2015 | 17 | 31 | 31 |  | ALICO | FT MYERS PLANT 2 | 138 | 138 | SP | 5.29 | 8.63 | 2 | 1-954 ACSR AZ | 0 | 0 | 0 | 0 | 0 | 0 | 0 | 0 | 0 | 0 | 0 | 0 | 0 | 0 | 0 | 0 | 0 | 0 | 0 | 0 | 0 | 0 | 0 | 12 | 1
NO |  | 56 | 2015 | 17 | 32 | 32 |  | ALICO | TERRY | 138 | 138 | H | 9.95 | 0 | 1 | 1-954 ACSR AZ | 0 | 0 | 0 | 0 | 0 | 0 | 0 | 0 | 0 | 0 | 0 | 0 | 0 | 0 | 0 | 0 | 0 | 0 | 0 | 0 | 0 | 0 | 0 | 12 | 1
NO |  | 56 | 2015 | 17 | 33 | 33 |  | ALICO | TERRY | 138 | 138 | SP | 0.07 | 0 | 1 | 1-1431 ACSR AW | 0 | 0 | 0 | 0 | 0 | 0 | 0 | 0 | 0 | 0 | 0 | 0 | 0 | 0 | 0 | 0 | 0 | 0 | 0 | 0 | 0 | 0 | 0 | 12 | 1
NO |  | 56 | 2015 | 17 | 34 | 34 |  | ALICO | TERRY | 138 | 138 | SP | 4.79 | 0 | 1 | 1-954 ACSR AW | 0 | 0 | 0 | 0 | 0 | 0 | 0 | 0 | 0 | 0 | 0 | 0 | 0 | 0 | 0 | 0 | 0 | 0 | 0 | 0 | 0 | 0 | 0 | 12 | 1
NO |  | 56 | 2015 | 17 | 35 | 35 |  | ARCH CREEK | BOULEVARD RADIAL 1 | 138 | 138 | UG | 1.07 | 0 | 1 | 1-2000 CU-HP SD | 0 | 0 | 0 | 0 | 0 | 0 | 0 | 0 | 0 | 0 | 0 | 0 | 0 | 0 | 0 | 0 | 0 | 0 | 0 | 0 | 0 | 0 | 0 | 12 | 1
NO |  | 56 | 2015 | 18 | 1 | 1 |  | ARCH CREEK | GREYNOLDS | 138 | 138 | SP | 3.49 | 0 | 1 | 1-954 ACSR AZ | 0 | 0 | 0 | 0 | 0 | 0 | 0 | 0 | 0 | 0 | 0 | 0 | 0 | 0 | 0 | 0 | 0 | 0 | 0 | 0 | 0 | 0 | 0 | 12 | 1
NO |  | 56 | 2015 | 18 | 2 | 2 |  | ARCH CREEK | GREYNOLDS | 138 | 138 | SP | 0.06 | 0 | 2 | 1-954 ACSR AZ | 0 | 0 | 0 | 0 | 0 | 0 | 0 | 0 | 0 | 0 | 0 | 0 | 0 | 0 | 0 | 0 | 0 | 0 | 0 | 0 | 0 | 0 | 0 | 12 | 1
NO |  | 56 | 2015 | 18 | 3 | 3 |  | ARCH CREEK | GREYNOLDS | 138 | 138 | UG | 1.02 | 0 | 1 | 1-2000 CU-HP SD | 0 | 0 | 0 | 0 | 0 | 0 | 0 | 0 | 0 | 0 | 0 | 0 | 0 | 0 | 0 | 0 | 0 | 0 | 0 | 0 | 0 | 0 | 0 | 12 | 1
NO |  | 56 | 2015 | 18 | 4 | 4 |  | ARCH CREEK | MIAMI SHORES | 138 | 138 | SP | 5.86 | 0 | 1 | 1-954 ACSR AW | 0 | 0 | 0 | 0 | 0 | 0 | 0 | 0 | 0 | 0 | 0 | 0 | 0 | 0 | 0 | 0 | 0 | 0 | 0 | 0 | 0 | 0 | 0 | 12 | 1
NO |  | 56 | 2015 | 18 | 5 | 5 |  | ARCH CREEK | NORMANDY BEACH | 138 | 138 | UG | 1.45 | 0 | 1 | 1-1500 CU-HP | 0 | 0 | 0 | 0 | 0 | 0 | 0 | 0 | 0 | 0 | 0 | 0 | 0 | 0 | 0 | 0 | 0 | 0 | 0 | 0 | 0 | 0 | 0 | 12 | 1
NO |  | 56 | 2015 | 18 | 6 | 6 |  | ARCH CREEK | NORMANDY BEACH | 138 | 138 | UG | 2.34 | 0 | 1 | 1-2000 CU-HP SD | 0 | 0 | 0 | 0 | 0 | 0 | 0 | 0 | 0 | 0 | 0 | 0 | 0 | 0 | 0 | 0 | 0 | 0 | 0 | 0 | 0 | 0 | 0 | 12 | 1
NO |  | 56 | 2015 | 18 | 7 | 7 |  | ARCH CREEK | WESTON VILLAGE | 138 | 138 | SP | 0.47 | 0 | 1 | 1-1431 ACSR AW | 0 | 0 | 0 | 0 | 0 | 0 | 0 | 0 | 0 | 0 | 0 | 0 | 0 | 0 | 0 | 0 | 0 | 0 | 0 | 0 | 0 | 0 | 0 | 12 | 1
NO |  | 56 | 2015 | 18 | 8 | 8 |  | ARCH CREEK | WESTON VILLAGE | 138 | 138 | SP | 1.09 | 0 | 1 | 1-1431 ACSR AZ | 0 | 0 | 0 | 0 | 0 | 0 | 0 | 0 | 0 | 0 | 0 | 0 | 0 | 0 | 0 | 0 | 0 | 0 | 0 | 0 | 0 | 0 | 0 | 12 | 1
NO |  | 56 | 2015 | 18 | 9 | 9 |  | ARCH CREEK | WESTON VILLAGE | 138 | 138 | SP | 4.42 | 0 | 1 | 1-954 ACSR AZ | 0 | 0 | 0 | 0 | 0 | 0 | 0 | 0 | 0 | 0 | 0 | 0 | 0 | 0 | 0 | 0 | 0 | 0 | 0 | 0 | 0 | 0 | 0 | 12 | 1
NO |  | 56 | 2015 | 18 | 10 | 10 |  | ASHMONT | LAUDERDALE | 138 | 138 | SP | 0.35 | 0 | 1 | 1-556.5 ACSR AW | 0 | 0 | 0 | 0 | 0 | 0 | 0 | 0 | 0 | 0 | 0 | 0 | 0 | 0 | 0 | 0 | 0 | 0 | 0 | 0 | 0 | 0 | 0 | 12 | 1
NO |  | 56 | 2015 | 18 | 11 | 11 |  | BAREFOOT | MICCO | 138 | 230 | SP | 1.07 | 0 | 2 | 1-954 ACSR AW | 0 | 0 | 0 | 0 | 0 | 0 | 0 | 0 | 0 | 0 | 0 | 0 | 0 | 0 | 0 | 0 | 0 | 0 | 0 | 0 | 0 | 0 | 0 | 12 | 1
NO |  | 56 | 2015 | 18 | 12 | 12 |  | BAREFOOT | MICCO | 138 | 138 | SP | 1.15 | 0 | 1 | 1-954 ACSR AZ | 0 | 0 | 0 | 0 | 0 | 0 | 0 | 0 | 0 | 0 | 0 | 0 | 0 | 0 | 0 | 0 | 0 | 0 | 0 | 0 | 0 | 0 | 0 | 12 | 1
NO |  | 56 | 2015 | 18 | 13 | 13 |  | BAREFOOT | WEST (VER) | 138 | 138 | SP | 0.53 | 0 | 1 | 1-954 ACSR AW | 0 | 0 | 0 | 0 | 0 | 0 | 0 | 0 | 0 | 0 | 0 | 0 | 0 | 0 | 0 | 0 | 0 | 0 | 0 | 0 | 0 | 0 | 0 | 12 | 1
NO |  | 56 | 2015 | 18 | 14 | 14 |  | BAREFOOT | WEST (VER) | 138 | 230 | SP | 0 | 1.07 | 2 | 1-954 ACSR AW | 0 | 0 | 0 | 0 | 0 | 0 | 0 | 0 | 0 | 0 | 0 | 0 | 0 | 0 | 0 | 0 | 0 | 0 | 0 | 0 | 0 | 0 | 0 | 12 | 1
NO |  | 56 | 2015 | 18 | 15 | 15 |  | BAREFOOT | WEST (VER) | 138 | 138 | SP | 0 | 0.37 | 2 | 1-954 ACSR AW | 0 | 0 | 0 | 0 | 0 | 0 | 0 | 0 | 0 | 0 | 0 | 0 | 0 | 0 | 0 | 0 | 0 | 0 | 0 | 0 | 0 | 0 | 0 | 12 | 1
NO |  | 56 | 2015 | 18 | 16 | 16 |  | BAREFOOT | WEST (VER) | 138 | 138 | SP | 18.24 | 0 | 1 | 1-954 ACSR AZ | 0 | 0 | 0 | 0 | 0 | 0 | 0 | 0 | 0 | 0 | 0 | 0 | 0 | 0 | 0 | 0 | 0 | 0 | 0 | 0 | 0 | 0 | 0 | 12 | 1
NO |  | 56 | 2015 | 18 | 17 | 17 |  | BELLE MEADE | COLLIER 1 | 138 | 138 | H | 2.83 | 0 | 1 | 1-795 ACSR AZ | 0 | 0 | 0 | 0 | 0 | 0 | 0 | 0 | 0 | 0 | 0 | 0 | 0 | 0 | 0 | 0 | 0 | 0 | 0 | 0 | 0 | 0 | 0 | 12 | 1
NO |  | 56 | 2015 | 18 | 18 | 18 |  | BELLE MEADE | COLLIER 1 | 138 | 138 | H | 0.35 | 0 | 2 | 1-795 ACSR AZ | 0 | 0 | 0 | 0 | 0 | 0 | 0 | 0 | 0 | 0 | 0 | 0 | 0 | 0 | 0 | 0 | 0 | 0 | 0 | 0 | 0 | 0 | 0 | 12 | 1
NO |  | 56 | 2015 | 18 | 19 | 19 |  | BELLE MEADE | COLLIER 1 | 138 | 138 | SP | 0.24 | 0 | 1 | 1-795 ACSR AZ | 0 | 0 | 0 | 0 | 0 | 0 | 0 | 0 | 0 | 0 | 0 | 0 | 0 | 0 | 0 | 0 | 0 | 0 | 0 | 0 | 0 | 0 | 0 | 12 | 1
NO |  | 56 | 2015 | 18 | 20 | 20 |  | BELLE MEADE | COLLIER 1 | 138 | 138 | SP | 8.12 | 0 | 2 | 1-795 ACSR AZ | 0 | 0 | 0 | 0 | 0 | 0 | 0 | 0 | 0 | 0 | 0 | 0 | 0 | 0 | 0 | 0 | 0 | 0 | 0 | 0 | 0 | 0 | 0 | 12 | 1
NO |  | 56 | 2015 | 18 | 21 | 21 |  | BELLE MEADE | COLLIER 1 | 138 | 138 | SP | 0.05 | 0 | 2 | 1-954 ACSR AW | 0 | 0 | 0 | 0 | 0 | 0 | 0 | 0 | 0 | 0 | 0 | 0 | 0 | 0 | 0 | 0 | 0 | 0 | 0 | 0 | 0 | 0 | 0 | 12 | 1
NO |  | 56 | 2015 | 18 | 22 | 22 |  | BELLE MEADE | COLLIER 2 | 138 | 230 | H | 0.43 | 0 | 1 | 1-954 ACSR AZ | 0 | 0 | 0 | 0 | 0 | 0 | 0 | 0 | 0 | 0 | 0 | 0 | 0 | 0 | 0 | 0 | 0 | 0 | 0 | 0 | 0 | 0 | 0 | 12 | 1
NO |  | 56 | 2015 | 18 | 23 | 23 |  | BELLE MEADE | COLLIER 2 | 138 | 138 | SP | 0.31 | 0 | 1 | 1-1431 ACSR AW | 0 | 0 | 0 | 0 | 0 | 0 | 0 | 0 | 0 | 0 | 0 | 0 | 0 | 0 | 0 | 0 | 0 | 0 | 0 | 0 | 0 | 0 | 0 | 12 | 1
NO |  | 56 | 2015 | 18 | 24 | 24 |  | BELLE MEADE | COLLIER 2 | 138 | 230 | SP | 0.08 | 0 | 1 | 1-1431 ACSR AZ | 0 | 0 | 0 | 0 | 0 | 0 | 0 | 0 | 0 | 0 | 0 | 0 | 0 | 0 | 0 | 0 | 0 | 0 | 0 | 0 | 0 | 0 | 0 | 12 | 1
NO |  | 56 | 2015 | 18 | 25 | 25 |  | BELLE MEADE | COLLIER 2 | 138 | 138 | SP | 0.14 | 0 | 2 | 1-795 ACSR AZ | 0 | 0 | 0 | 0 | 0 | 0 | 0 | 0 | 0 | 0 | 0 | 0 | 0 | 0 | 0 | 0 | 0 | 0 | 0 | 0 | 0 | 0 | 0 | 12 | 1
NO |  | 56 | 2015 | 18 | 26 | 26 |  | BELLE MEADE | COLLIER 2 | 138 | 138 | SP | 2.02 | 0 | 1 | 1-954 ACSR AW | 0 | 0 | 0 | 0 | 0 | 0 | 0 | 0 | 0 | 0 | 0 | 0 | 0 | 0 | 0 | 0 | 0 | 0 | 0 | 0 | 0 | 0 | 0 | 12 | 1
NO |  | 56 | 2015 | 18 | 27 | 27 |  | BELLE MEADE | COLLIER 2 | 138 | 138 | SP | 0.04 | 0.06 | 2 | 1-954 ACSR AW | 0 | 0 | 0 | 0 | 0 | 0 | 0 | 0 | 0 | 0 | 0 | 0 | 0 | 0 | 0 | 0 | 0 | 0 | 0 | 0 | 0 | 0 | 0 | 12 | 1
NO |  | 56 | 2015 | 18 | 28 | 28 |  | BELLE MEADE | COLLIER 2 | 138 | 138 | SP | 2.85 | 0 | 1 | 1-954 ACSR AZ | 0 | 0 | 0 | 0 | 0 | 0 | 0 | 0 | 0 | 0 | 0 | 0 | 0 | 0 | 0 | 0 | 0 | 0 | 0 | 0 | 0 | 0 | 0 | 12 | 1
NO |  | 56 | 2015 | 18 | 29 | 29 |  | BELLE MEADE | COLLIER 2 | 138 | 230 | SP | 13.73 | 0 | 1 | 1-954 ACSR AZ | 0 | 0 | 0 | 0 | 0 | 0 | 0 | 0 | 0 | 0 | 0 | 0 | 0 | 0 | 0 | 0 | 0 | 0 | 0 | 0 | 0 | 0 | 0 | 12 | 1
NO |  | 56 | 2015 | 18 | 30 | 30 |  | BENEVA | HOWARD | 138 | 138 | SP | 0.03 | 0 | 1 | 1-795 ACSR AZ | 0 | 0 | 0 | 0 | 0 | 0 | 0 | 0 | 0 | 0 | 0 | 0 | 0 | 0 | 0 | 0 | 0 | 0 | 0 | 0 | 0 | 0 | 0 | 12 | 1
NO |  | 56 | 2015 | 18 | 31 | 31 |  | BENEVA | HOWARD | 138 | 138 | SP | 1.37 | 0 | 1 | 1-954 ACSR AW | 0 | 0 | 0 | 0 | 0 | 0 | 0 | 0 | 0 | 0 | 0 | 0 | 0 | 0 | 0 | 0 | 0 | 0 | 0 | 0 | 0 | 0 | 0 | 12 | 1
NO |  | 56 | 2015 | 18 | 32 | 32 |  | BENEVA | HOWARD | 138 | 230 | SP | 0 | 0.66 | 2 | 1-954 ACSR AW | 0 | 0 | 0 | 0 | 0 | 0 | 0 | 0 | 0 | 0 | 0 | 0 | 0 | 0 | 0 | 0 | 0 | 0 | 0 | 0 | 0 | 0 | 0 | 12 | 1
NO |  | 56 | 2015 | 18 | 33 | 33 |  | BENEVA | HOWARD | 138 | 138 | SP | 7.71 | 0 | 1 | 1-954 ACSR AZ | 0 | 0 | 0 | 0 | 0 | 0 | 0 | 0 | 0 | 0 | 0 | 0 | 0 | 0 | 0 | 0 | 0 | 0 | 0 | 0 | 0 | 0 | 0 | 12 | 1
NO |  | 56 | 2015 | 18 | 34 | 34 |  | BENEVA | RINGLING | 138 | 230 | SP | 0.41 | 0 | 1 | 1-795 ACSR AW | 0 | 0 | 0 | 0 | 0 | 0 | 0 | 0 | 0 | 0 | 0 | 0 | 0 | 0 | 0 | 0 | 0 | 0 | 0 | 0 | 0 | 0 | 0 | 12 | 1
NO |  | 56 | 2015 | 18 | 35 | 35 |  | BENEVA | RINGLING | 138 | 138 | SP | 1.02 | 0 | 1 | 1-795 ACSR AW | 0 | 0 | 0 | 0 | 0 | 0 | 0 | 0 | 0 | 0 | 0 | 0 | 0 | 0 | 0 | 0 | 0 | 0 | 0 | 0 | 0 | 0 | 0 | 12 | 1
NO |  | 56 | 2015 | 19 | 1 | 1 |  | BENEVA | RINGLING | 138 | 138 | SP | 5.14 | 0 | 1 | 1-795 ACSR AZ | 0 | 0 | 0 | 0 | 0 | 0 | 0 | 0 | 0 | 0 | 0 | 0 | 0 | 0 | 0 | 0 | 0 | 0 | 0 | 0 | 0 | 0 | 0 | 12 | 1
NO |  | 56 | 2015 | 19 | 2 | 2 |  | BENEVA | RINGLING | 138 | 138 | SP | 0 | 1.02 | 2 | 1-795 ACSR AZ | 0 | 0 | 0 | 0 | 0 | 0 | 0 | 0 | 0 | 0 | 0 | 0 | 0 | 0 | 0 | 0 | 0 | 0 | 0 | 0 | 0 | 0 | 0 | 12 | 1
NO |  | 56 | 2015 | 19 | 3 | 3 |  | BRADENTON | CORTEZ | 138 | 138 | SP | 8.75 | 0 | 1 | 1-795 ACSR AZ | 0 | 0 | 0 | 0 | 0 | 0 | 0 | 0 | 0 | 0 | 0 | 0 | 0 | 0 | 0 | 0 | 0 | 0 | 0 | 0 | 0 | 0 | 0 | 12 | 1
NO |  | 56 | 2015 | 19 | 4 | 4 |  | BRADENTON | CORTEZ | 138 | 138 | SP | 0.12 | 0 | 1 | 1-954 ACSR AW | 0 | 0 | 0 | 0 | 0 | 0 | 0 | 0 | 0 | 0 | 0 | 0 | 0 | 0 | 0 | 0 | 0 | 0 | 0 | 0 | 0 | 0 | 0 | 12 | 1
NO |  | 56 | 2015 | 19 | 5 | 5 |  | BRADENTON | FRUIT INDUSTRIES | 138 | 138 | SP | 0.86 | 0 | 1 | 1-795 ACSR AZ | 0 | 0 | 0 | 0 | 0 | 0 | 0 | 0 | 0 | 0 | 0 | 0 | 0 | 0 | 0 | 0 | 0 | 0 | 0 | 0 | 0 | 0 | 0 | 12 | 1
NO |  | 56 | 2015 | 19 | 6 | 6 |  | BRADENTON | FRUIT INDUSTRIES | 138 | 138 | SP | 0.87 | 0 | 1 | 1-954 ACSR AW | 0 | 0 | 0 | 0 | 0 | 0 | 0 | 0 | 0 | 0 | 0 | 0 | 0 | 0 | 0 | 0 | 0 | 0 | 0 | 0 | 0 | 0 | 0 | 12 | 1
NO |  | 56 | 2015 | 19 | 7 | 7 |  | BRADFORD | HAMPTON | 138 | 138 | SP | 0.03 | 0 | 1 | 1-795 ACSR AW | 0 | 0 | 0 | 0 | 0 | 0 | 0 | 0 | 0 | 0 | 0 | 0 | 0 | 0 | 0 | 0 | 0 | 0 | 0 | 0 | 0 | 0 | 0 | 12 | 1
NO |  | 56 | 2015 | 19 | 8 | 8 |  | BRADFORD | HAMPTON | 138 | 138 | SP | 5.82 | 0 | 1 | 1-795 ACSR AZ | 0 | 0 | 0 | 0 | 0 | 0 | 0 | 0 | 0 | 0 | 0 | 0 | 0 | 0 | 0 | 0 | 0 | 0 | 0 | 0 | 0 | 0 | 0 | 12 | 1
NO |  | 56 | 2015 | 19 | 9 | 9 |  | BRANDON | LAUDERDALE | 138 | 138 | H | 0.8 | 0 | 1 | 2-556.5 AAC | 0 | 0 | 0 | 0 | 0 | 0 | 0 | 0 | 0 | 0 | 0 | 0 | 0 | 0 | 0 | 0 | 0 | 0 | 0 | 0 | 0 | 0 | 0 | 12 | 1
NO |  | 56 | 2015 | 19 | 10 | 10 |  | BRANDON | LAUDERDALE | 138 | 138 | SP | 2.46 | 0 | 1 | 1-1431 ACSR AZ | 0 | 0 | 0 | 0 | 0 | 0 | 0 | 0 | 0 | 0 | 0 | 0 | 0 | 0 | 0 | 0 | 0 | 0 | 0 | 0 | 0 | 0 | 0 | 12 | 1
NO |  | 56 | 2015 | 19 | 11 | 11 |  | BRANDON | LAUDERDALE | 138 | 138 | SP | 0 | 0.24 | 2 | 1-1431 ACSR AZ | 0 | 0 | 0 | 0 | 0 | 0 | 0 | 0 | 0 | 0 | 0 | 0 | 0 | 0 | 0 | 0 | 0 | 0 | 0 | 0 | 0 | 0 | 0 | 12 | 1
NO |  | 56 | 2015 | 19 | 12 | 12 |  | BRANDON | LAUDERDALE | 138 | 138 | SP | 0.24 | 0 | 1 | 1-350 CU HT | 0 | 0 | 0 | 0 | 0 | 0 | 0 | 0 | 0 | 0 | 0 | 0 | 0 | 0 | 0 | 0 | 0 | 0 | 0 | 0 | 0 | 0 | 0 | 12 | 1
NO |  | 56 | 2015 | 19 | 13 | 13 |  | BRANDON | LAUDERDALE | 138 | 138 | SP | 8.58 | 0 | 1 | 2-556.5 AAC | 0 | 0 | 0 | 0 | 0 | 0 | 0 | 0 | 0 | 0 | 0 | 0 | 0 | 0 | 0 | 0 | 0 | 0 | 0 | 0 | 0 | 0 | 0 | 12 | 1
NO |  | 56 | 2015 | 19 | 14 | 14 |  | BRANDON | MIAMI SHORES | 138 | 138 | SP | 0.03 | 0 | 1 | 1-1431 ACSR AW | 0 | 0 | 0 | 0 | 0 | 0 | 0 | 0 | 0 | 0 | 0 | 0 | 0 | 0 | 0 | 0 | 0 | 0 | 0 | 0 | 0 | 0 | 0 | 12 | 1
NO |  | 56 | 2015 | 19 | 15 | 15 |  | BRANDON | MIAMI SHORES | 138 | 138 | SP | 2.02 | 0 | 1 | 1-1431 ACSR AZ | 0 | 0 | 0 | 0 | 0 | 0 | 0 | 0 | 0 | 0 | 0 | 0 | 0 | 0 | 0 | 0 | 0 | 0 | 0 | 0 | 0 | 0 | 0 | 12 | 1
NO |  | 56 | 2015 | 19 | 16 | 16 |  | BRANDON | MIAMI SHORES | 138 | 138 | SP | 2.14 | 0 | 1 | 2-350 CU HT | 0 | 0 | 0 | 0 | 0 | 0 | 0 | 0 | 0 | 0 | 0 | 0 | 0 | 0 | 0 | 0 | 0 | 0 | 0 | 0 | 0 | 0 | 0 | 12 | 1
NO |  | 56 | 2015 | 19 | 17 | 17 |  | BREVARD | CLEARLAKE RADIAL | 138 | 138 | SP | 0.54 | 0 | 2 | 1-556.5 AAC | 0 | 0 | 0 | 0 | 0 | 0 | 0 | 0 | 0 | 0 | 0 | 0 | 0 | 0 | 0 | 0 | 0 | 0 | 0 | 0 | 0 | 0 | 0 | 12 | 1
NO |  | 56 | 2015 | 19 | 18 | 18 |  | BREVARD | CLEARLAKE RADIAL | 138 | 138 | SP | 1.7 | 0 | 1 | 1-954 ACSR AW | 0 | 0 | 0 | 0 | 0 | 0 | 0 | 0 | 0 | 0 | 0 | 0 | 0 | 0 | 0 | 0 | 0 | 0 | 0 | 0 | 0 | 0 | 0 | 12 | 1
NO |  | 56 | 2015 | 19 | 19 | 19 |  | BREVARD | CLEARLAKE RADIAL | 138 | 138 | SP | 0 | 2.19 | 2 | 1-954 ACSR AW | 0 | 0 | 0 | 0 | 0 | 0 | 0 | 0 | 0 | 0 | 0 | 0 | 0 | 0 | 0 | 0 | 0 | 0 | 0 | 0 | 0 | 0 | 0 | 12 | 1
NO |  | 56 | 2015 | 19 | 20 | 20 |  | BREVARD | CLEARLAKE RADIAL | 138 | 138 | SP | 3.32 | 0 | 1 | 1-954 ACSR AZ | 0 | 0 | 0 | 0 | 0 | 0 | 0 | 0 | 0 | 0 | 0 | 0 | 0 | 0 | 0 | 0 | 0 | 0 | 0 | 0 | 0 | 0 | 0 | 12 | 1
NO |  | 56 | 2015 | 19 | 21 | 21 |  | BREVARD | COCOA BEACH | 138 | 138 | SP | 11.75 | 0 | 1 | 1-954 ACSR AW | 0 | 0 | 0 | 0 | 0 | 0 | 0 | 0 | 0 | 0 | 0 | 0 | 0 | 0 | 0 | 0 | 0 | 0 | 0 | 0 | 0 | 0 | 0 | 12 | 1
NO |  | 56 | 2015 | 19 | 22 | 22 |  | BREVARD | COCOA BEACH | 138 | 138 | SP | 0.09 | 2.19 | 2 | 1-954 ACSR AW | 0 | 0 | 0 | 0 | 0 | 0 | 0 | 0 | 0 | 0 | 0 | 0 | 0 | 0 | 0 | 0 | 0 | 0 | 0 | 0 | 0 | 0 | 0 | 12 | 1
NO |  | 56 | 2015 | 19 | 23 | 23 |  | BREVARD | COCOA BEACH | 138 | 138 | SP | 0.9 | 0 | 1 | 1-954 ACSR AZ | 0 | 0 | 0 | 0 | 0 | 0 | 0 | 0 | 0 | 0 | 0 | 0 | 0 | 0 | 0 | 0 | 0 | 0 | 0 | 0 | 0 | 0 | 0 | 12 | 1
NO |  | 56 | 2015 | 19 | 24 | 24 |  | BREVARD | EAU GALLIE | 138 | 138 | SP | 0.14 | 0 | 1 | 1-954 ACSR AW | 0 | 0 | 0 | 0 | 0 | 0 | 0 | 0 | 0 | 0 | 0 | 0 | 0 | 0 | 0 | 0 | 0 | 0 | 0 | 0 | 0 | 0 | 0 | 12 | 1
NO |  | 56 | 2015 | 19 | 25 | 25 |  | BREVARD | EAU GALLIE | 138 | 138 | SP | 4.29 | 4.03 | 2 | 1-954 ACSR AW | 0 | 0 | 0 | 0 | 0 | 0 | 0 | 0 | 0 | 0 | 0 | 0 | 0 | 0 | 0 | 0 | 0 | 0 | 0 | 0 | 0 | 0 | 0 | 12 | 1
NO |  | 56 | 2015 | 19 | 26 | 26 |  | BREVARD | EAU GALLIE | 138 | 138 | SP | 14.68 | 0 | 1 | 1-954 ACSR AZ | 0 | 0 | 0 | 0 | 0 | 0 | 0 | 0 | 0 | 0 | 0 | 0 | 0 | 0 | 0 | 0 | 0 | 0 | 0 | 0 | 0 | 0 | 0 | 12 | 1
NO |  | 56 | 2015 | 19 | 27 | 27 |  | BREVARD | EAU GALLIE | 138 | 138 | SP | 1.27 | 0 | 1 | 1-954 ACSR TW | 0 | 0 | 0 | 0 | 0 | 0 | 0 | 0 | 0 | 0 | 0 | 0 | 0 | 0 | 0 | 0 | 0 | 0 | 0 | 0 | 0 | 0 | 0 | 12 | 1
NO |  | 56 | 2015 | 19 | 28 | 28 |  | BREVARD | EAU GALLIE | 138 | 138 | SP | 1.33 | 1.22 | 2 | 1-954 ACSR TW | 0 | 0 | 0 | 0 | 0 | 0 | 0 | 0 | 0 | 0 | 0 | 0 | 0 | 0 | 0 | 0 | 0 | 0 | 0 | 0 | 0 | 0 | 0 | 12 | 1
NO |  | 56 | 2015 | 19 | 29 | 29 |  | BREVARD | OLEANDER (CST) | 138 | 138 | SP | 0.2 | 0 | 1 | 1-954 ACSR AW | 0 | 0 | 0 | 0 | 0 | 0 | 0 | 0 | 0 | 0 | 0 | 0 | 0 | 0 | 0 | 0 | 0 | 0 | 0 | 0 | 0 | 0 | 0 | 12 | 1
NO |  | 56 | 2015 | 19 | 30 | 30 |  | BREVARD | ROCKLEDGE RADIAL | 138 | 138 | SP | 0.12 | 0 | 1 | 1-954 ACSR AW | 0 | 0 | 0 | 0 | 0 | 0 | 0 | 0 | 0 | 0 | 0 | 0 | 0 | 0 | 0 | 0 | 0 | 0 | 0 | 0 | 0 | 0 | 0 | 12 | 1
NO |  | 56 | 2015 | 19 | 31 | 31 |  | BREVARD | ROCKLEDGE RADIAL | 138 | 138 | SP | 0 | 6.19 | 2 | 1-954 ACSR AW | 0 | 0 | 0 | 0 | 0 | 0 | 0 | 0 | 0 | 0 | 0 | 0 | 0 | 0 | 0 | 0 | 0 | 0 | 0 | 0 | 0 | 0 | 0 | 12 | 1
NO |  | 56 | 2015 | 19 | 32 | 32 |  | BREVARD | ROCKLEDGE RADIAL | 138 | 138 | SP | 3.53 | 0 | 1 | 1-954 ACSR AZ | 0 | 0 | 0 | 0 | 0 | 0 | 0 | 0 | 0 | 0 | 0 | 0 | 0 | 0 | 0 | 0 | 0 | 0 | 0 | 0 | 0 | 0 | 0 | 12 | 1
NO |  | 56 | 2015 | 19 | 33 | 33 |  | BREVARD | ROCKLEDGE RADIAL | 138 | 138 | SP | 0.06 | 0 | 2 | 1-954 ACSR AZ | 0 | 0 | 0 | 0 | 0 | 0 | 0 | 0 | 0 | 0 | 0 | 0 | 0 | 0 | 0 | 0 | 0 | 0 | 0 | 0 | 0 | 0 | 0 | 12 | 1
NO |  | 56 | 2015 | 19 | 34 | 34 |  | BROWARD | DEERFIELD BEACH 1 | 138 | 230 | SP | 0.14 | 0 | 1 | 1-1431 ACSR AZ | 0 | 0 | 0 | 0 | 0 | 0 | 0 | 0 | 0 | 0 | 0 | 0 | 0 | 0 | 0 | 0 | 0 | 0 | 0 | 0 | 0 | 0 | 0 | 12 | 1
NO |  | 56 | 2015 | 19 | 35 | 35 |  | BROWARD | DEERFIELD BEACH 1 | 138 | 138 | SP | 0.92 | 0 | 1 | 1-1431 ACSR AZ | 0 | 0 | 0 | 0 | 0 | 0 | 0 | 0 | 0 | 0 | 0 | 0 | 0 | 0 | 0 | 0 | 0 | 0 | 0 | 0 | 0 | 0 | 0 | 12 | 1
NO |  | 56 | 2015 | 20 | 1 | 1 |  | BROWARD | DEERFIELD BEACH 1 | 138 | 138 | SP | 3.72 | 0 | 1 | 1-954 ACSR AZ | 0 | 0 | 0 | 0 | 0 | 0 | 0 | 0 | 0 | 0 | 0 | 0 | 0 | 0 | 0 | 0 | 0 | 0 | 0 | 0 | 0 | 0 | 0 | 12 | 1
NO |  | 56 | 2015 | 20 | 2 | 2 |  | BROWARD | DEERFIELD BEACH 2 | 138 | 138 | H | 0.03 | 0 | 1 | 1-954 ACSR AZ | 0 | 0 | 0 | 0 | 0 | 0 | 0 | 0 | 0 | 0 | 0 | 0 | 0 | 0 | 0 | 0 | 0 | 0 | 0 | 0 | 0 | 0 | 0 | 12 | 1
NO |  | 56 | 2015 | 20 | 3 | 3 |  | BROWARD | DEERFIELD BEACH 2 | 138 | 138 | SP | 0.1 | 0 | 1 | 1-1431 ACSR AZ | 0 | 0 | 0 | 0 | 0 | 0 | 0 | 0 | 0 | 0 | 0 | 0 | 0 | 0 | 0 | 0 | 0 | 0 | 0 | 0 | 0 | 0 | 0 | 12 | 1
NO |  | 56 | 2015 | 20 | 4 | 4 |  | BROWARD | DEERFIELD BEACH 2 | 138 | 138 | SP | 4.86 | 0 | 1 | 1-954 ACSR AZ | 0 | 0 | 0 | 0 | 0 | 0 | 0 | 0 | 0 | 0 | 0 | 0 | 0 | 0 | 0 | 0 | 0 | 0 | 0 | 0 | 0 | 0 | 0 | 12 | 1
NO |  | 56 | 2015 | 20 | 5 | 5 |  | BROWARD | DEERFIELD BEACH 2 | 138 | 138 | SP | 2.7 | 0 | 1 | 2-556.5 AAC | 0 | 0 | 0 | 0 | 0 | 0 | 0 | 0 | 0 | 0 | 0 | 0 | 0 | 0 | 0 | 0 | 0 | 0 | 0 | 0 | 0 | 0 | 0 | 12 | 1
NO |  | 56 | 2015 | 20 | 6 | 6 |  | BROWARD | LYONS | 138 | 138 | SP | 0.28 | 0 | 1 | 1-954 ACSR AW | 0 | 0 | 0 | 0 | 0 | 0 | 0 | 0 | 0 | 0 | 0 | 0 | 0 | 0 | 0 | 0 | 0 | 0 | 0 | 0 | 0 | 0 | 0 | 12 | 1
NO |  | 56 | 2015 | 20 | 7 | 7 |  | BROWARD | LYONS | 138 | 138 | SP | 8.1 | 0 | 1 | 1-954 ACSR AZ | 0 | 0 | 0 | 0 | 0 | 0 | 0 | 0 | 0 | 0 | 0 | 0 | 0 | 0 | 0 | 0 | 0 | 0 | 0 | 0 | 0 | 0 | 0 | 12 | 1
NO |  | 56 | 2015 | 20 | 8 | 8 |  | BROWARD | MCARTHUR | 138 | 138 | H | 3.43 | 0 | 1 | 1-954 ACSR AZ | 0 | 0 | 0 | 0 | 0 | 0 | 0 | 0 | 0 | 0 | 0 | 0 | 0 | 0 | 0 | 0 | 0 | 0 | 0 | 0 | 0 | 0 | 0 | 12 | 1
NO |  | 56 | 2015 | 20 | 9 | 9 |  | BROWARD | MCARTHUR | 138 | 138 | H | 4.61 | 0 | 1 | 2-336.4 ACSR AZ | 0 | 0 | 0 | 0 | 0 | 0 | 0 | 0 | 0 | 0 | 0 | 0 | 0 | 0 | 0 | 0 | 0 | 0 | 0 | 0 | 0 | 0 | 0 | 12 | 1
NO |  | 56 | 2015 | 20 | 10 | 10 |  | BROWARD | MCARTHUR | 138 | 138 | SP | 0.07 | 0 | 1 | 1-1431 ACSR AZ | 0 | 0 | 0 | 0 | 0 | 0 | 0 | 0 | 0 | 0 | 0 | 0 | 0 | 0 | 0 | 0 | 0 | 0 | 0 | 0 | 0 | 0 | 0 | 12 | 1
NO |  | 56 | 2015 | 20 | 11 | 11 |  | BROWARD | MCARTHUR | 138 | 138 | SP | 1.43 | 0 | 1 | 1-954 ACSR AW | 0 | 0 | 0 | 0 | 0 | 0 | 0 | 0 | 0 | 0 | 0 | 0 | 0 | 0 | 0 | 0 | 0 | 0 | 0 | 0 | 0 | 0 | 0 | 12 | 1
NO |  | 56 | 2015 | 20 | 12 | 12 |  | BROWARD | MCARTHUR | 138 | 138 | SP | 0.17 | 0 | 1 | 1-954 ACSR AZ | 0 | 0 | 0 | 0 | 0 | 0 | 0 | 0 | 0 | 0 | 0 | 0 | 0 | 0 | 0 | 0 | 0 | 0 | 0 | 0 | 0 | 0 | 0 | 12 | 1
NO |  | 56 | 2015 | 20 | 13 | 13 |  | BROWARD | MCARTHUR | 138 | 138 | SP | 0 | 4.52 | 2 | 2-336.4 ACSR AZ | 0 | 0 | 0 | 0 | 0 | 0 | 0 | 0 | 0 | 0 | 0 | 0 | 0 | 0 | 0 | 0 | 0 | 0 | 0 | 0 | 0 | 0 | 0 | 12 | 1
NO |  | 56 | 2015 | 20 | 14 | 14 |  | BROWARD | PALM AIRE | 138 | 138 | SP | 1.04 | 0 | 1 | 1-954 ACSR AW | 0 | 0 | 0 | 0 | 0 | 0 | 0 | 0 | 0 | 0 | 0 | 0 | 0 | 0 | 0 | 0 | 0 | 0 | 0 | 0 | 0 | 0 | 0 | 12 | 1
NO |  | 56 | 2015 | 20 | 15 | 15 |  | BROWARD | PALM AIRE | 138 | 138 | SP | 7.06 | 0 | 1 | 1-954 ACSR AZ | 0 | 0 | 0 | 0 | 0 | 0 | 0 | 0 | 0 | 0 | 0 | 0 | 0 | 0 | 0 | 0 | 0 | 0 | 0 | 0 | 0 | 0 | 0 | 12 | 1
NO |  | 56 | 2015 | 20 | 16 | 16 |  | BROWARD | POMPANO | 138 | 138 | SP | 0.18 | 0 | 1 | 1-954 ACSR AW | 0 | 0 | 0 | 0 | 0 | 0 | 0 | 0 | 0 | 0 | 0 | 0 | 0 | 0 | 0 | 0 | 0 | 0 | 0 | 0 | 0 | 0 | 0 | 12 | 1
NO |  | 56 | 2015 | 20 | 17 | 17 |  | BROWARD | POMPANO | 138 | 138 | SP | 2.74 | 0 | 1 | 1-954 ACSR AZ | 0 | 0 | 0 | 0 | 0 | 0 | 0 | 0 | 0 | 0 | 0 | 0 | 0 | 0 | 0 | 0 | 0 | 0 | 0 | 0 | 0 | 0 | 0 | 12 | 1
NO |  | 56 | 2015 | 20 | 18 | 18 |  | BROWARD | TRADEWINDS | 138 | 138 | SP | 0.99 | 0 | 1 | 1-556.5 ACSR AW | 0 | 0 | 0 | 0 | 0 | 0 | 0 | 0 | 0 | 0 | 0 | 0 | 0 | 0 | 0 | 0 | 0 | 0 | 0 | 0 | 0 | 0 | 0 | 12 | 1
NO |  | 56 | 2015 | 20 | 19 | 19 |  | BROWARD | WESTINGHOUSE | 138 | 138 | H | 4.5 | 0 | 2 | 1-1431 ACSR AZ | 0 | 0 | 0 | 0 | 0 | 0 | 0 | 0 | 0 | 0 | 0 | 0 | 0 | 0 | 0 | 0 | 0 | 0 | 0 | 0 | 0 | 0 | 0 | 12 | 1
NO |  | 56 | 2015 | 20 | 20 | 20 |  | BROWARD | WESTINGHOUSE | 138 | 138 | H | 3.28 | 0 | 1 | 1-954 ACSR AZ | 0 | 0 | 0 | 0 | 0 | 0 | 0 | 0 | 0 | 0 | 0 | 0 | 0 | 0 | 0 | 0 | 0 | 0 | 0 | 0 | 0 | 0 | 0 | 12 | 1
NO |  | 56 | 2015 | 20 | 21 | 21 |  | BROWARD | WESTINGHOUSE | 138 | 138 | H | 0.55 | 0 | 1 | 2-336.4 ACSR AZ | 0 | 0 | 0 | 0 | 0 | 0 | 0 | 0 | 0 | 0 | 0 | 0 | 0 | 0 | 0 | 0 | 0 | 0 | 0 | 0 | 0 | 0 | 0 | 12 | 1
NO |  | 56 | 2015 | 20 | 22 | 22 |  | BROWARD | WESTINGHOUSE | 138 | 138 | SP | 3.38 | 0 | 2 | 1-1431 ACSR AW | 0 | 0 | 0 | 0 | 0 | 0 | 0 | 0 | 0 | 0 | 0 | 0 | 0 | 0 | 0 | 0 | 0 | 0 | 0 | 0 | 0 | 0 | 0 | 12 | 1
NO |  | 56 | 2015 | 20 | 23 | 23 |  | BROWARD | WESTINGHOUSE | 138 | 230 | SP | 1.47 | 0 | 1 | 1-954 ACSR AW | 0 | 0 | 0 | 0 | 0 | 0 | 0 | 0 | 0 | 0 | 0 | 0 | 0 | 0 | 0 | 0 | 0 | 0 | 0 | 0 | 0 | 0 | 0 | 12 | 1
NO |  | 56 | 2015 | 20 | 24 | 24 |  | BUCKINGHAM | FT MYERS PLANT | 138 | 138 | H | 2.5 | 0 | 1 | 1-954 ACSR AZ | 0 | 0 | 0 | 0 | 0 | 0 | 0 | 0 | 0 | 0 | 0 | 0 | 0 | 0 | 0 | 0 | 0 | 0 | 0 | 0 | 0 | 0 | 0 | 12 | 1
NO |  | 56 | 2015 | 20 | 25 | 25 |  | BUCKINGHAM | FT MYERS PLANT | 138 | 138 | SP | 0.12 | 0 | 1 | 1-954 ACSR AZ | 0 | 0 | 0 | 0 | 0 | 0 | 0 | 0 | 0 | 0 | 0 | 0 | 0 | 0 | 0 | 0 | 0 | 0 | 0 | 0 | 0 | 0 | 0 | 12 | 1
NO |  | 56 | 2015 | 20 | 26 | 26 |  | BUCKINGHAM | FT MYERS PLANT | 138 | 230 | SP | 2.04 | 0 | 2 | 1-954 ACSR AZ | 0 | 0 | 0 | 0 | 0 | 0 | 0 | 0 | 0 | 0 | 0 | 0 | 0 | 0 | 0 | 0 | 0 | 0 | 0 | 0 | 0 | 0 | 0 | 12 | 1
NO |  | 56 | 2015 | 20 | 27 | 27 |  | BUCKINGHAM | LAZY ACRES (LCCR) | 138 | 138 | SP | 1.22 | 0 | 1 | 1-336.4 ACSR AZ | 0 | 0 | 0 | 0 | 0 | 0 | 0 | 0 | 0 | 0 | 0 | 0 | 0 | 0 | 0 | 0 | 0 | 0 | 0 | 0 | 0 | 0 | 0 | 12 | 1
NO |  | 56 | 2015 | 20 | 28 | 28 |  | BUCKINGHAM | LAZY ACRES (LCCR) | 138 | 138 | SP | 0.11 | 0 | 1 | 1-795 ACSR AW | 0 | 0 | 0 | 0 | 0 | 0 | 0 | 0 | 0 | 0 | 0 | 0 | 0 | 0 | 0 | 0 | 0 | 0 | 0 | 0 | 0 | 0 | 0 | 12 | 1
NO |  | 56 | 2015 | 20 | 29 | 29 |  | BUCKINGHAM | LEHIGH ACRES (LCEC) | 138 | 138 | H | 0 | 0 | 1 | 1-1 Dummy Conduct | 0 | 0 | 0 | 0 | 0 | 0 | 0 | 0 | 0 | 0 | 0 | 0 | 0 | 0 | 0 | 0 | 0 | 0 | 0 | 0 | 0 | 0 | 0 | 12 | 1
NO |  | 56 | 2015 | 20 | 30 | 30 |  | BUCKINGHAM | LEHIGH ACRES (LCEC) | 138 | 138 | SP | 0.06 | 0 | 1 | 1-795 ACSR AW | 0 | 0 | 0 | 0 | 0 | 0 | 0 | 0 | 0 | 0 | 0 | 0 | 0 | 0 | 0 | 0 | 0 | 0 | 0 | 0 | 0 | 0 | 0 | 12 | 1
NO |  | 56 | 2015 | 20 | 31 | 31 |  | CEDAR | GERMANTOWN | 138 | 230 | SP | 0.08 | 0 | 1 | 1-954 ACSR AZ | 0 | 0 | 0 | 0 | 0 | 0 | 0 | 0 | 0 | 0 | 0 | 0 | 0 | 0 | 0 | 0 | 0 | 0 | 0 | 0 | 0 | 0 | 0 | 12 | 1
NO |  | 56 | 2015 | 20 | 32 | 32 |  | CEDAR | GERMANTOWN | 138 | 138 | SP | 10.1 | 0 | 1 | 1-954 ACSR AZ | 0 | 0 | 0 | 0 | 0 | 0 | 0 | 0 | 0 | 0 | 0 | 0 | 0 | 0 | 0 | 0 | 0 | 0 | 0 | 0 | 0 | 0 | 0 | 12 | 1
NO |  | 56 | 2015 | 20 | 33 | 33 |  | CEDAR | GERMANTOWN | 138 | 230 | SP | 0 | 1.61 | 2 | 1-954 ACSR AZ | 0 | 0 | 0 | 0 | 0 | 0 | 0 | 0 | 0 | 0 | 0 | 0 | 0 | 0 | 0 | 0 | 0 | 0 | 0 | 0 | 0 | 0 | 0 | 12 | 1
NO |  | 56 | 2015 | 20 | 34 | 34 |  | CEDAR | GERMANTOWN | 138 | 138 | SP | 0 | 0.54 | 2 | 1-954 ACSR AZ | 0 | 0 | 0 | 0 | 0 | 0 | 0 | 0 | 0 | 0 | 0 | 0 | 0 | 0 | 0 | 0 | 0 | 0 | 0 | 0 | 0 | 0 | 0 | 12 | 1
NO |  | 56 | 2015 | 20 | 35 | 35 |  | CEDAR | HYPOLUXO ROAD (LWU) 1 | 138 | 138 | SP | 0.06 | 0 | 1 | 1-954 ACSR AW | 0 | 0 | 0 | 0 | 0 | 0 | 0 | 0 | 0 | 0 | 0 | 0 | 0 | 0 | 0 | 0 | 0 | 0 | 0 | 0 | 0 | 0 | 0 | 12 | 1
NO |  | 56 | 2015 | 21 | 1 | 1 |  | CEDAR | HYPOLUXO ROAD (LWU) 1 | 138 | 138 | SP | 6.79 | 0 | 1 | 1-954 ACSR AZ | 0 | 0 | 0 | 0 | 0 | 0 | 0 | 0 | 0 | 0 | 0 | 0 | 0 | 0 | 0 | 0 | 0 | 0 | 0 | 0 | 0 | 0 | 0 | 12 | 1
NO |  | 56 | 2015 | 21 | 2 | 2 |  | CEDAR | HYPOLUXO ROAD (LWU) 1 | 138 | 138 | SP | 0.53 | 0 | 2 | 1-954 ACSR AZ | 0 | 0 | 0 | 0 | 0 | 0 | 0 | 0 | 0 | 0 | 0 | 0 | 0 | 0 | 0 | 0 | 0 | 0 | 0 | 0 | 0 | 0 | 0 | 12 | 1
NO |  | 56 | 2015 | 21 | 3 | 3 |  | CEDAR | HYPOLUXO ROAD (LWU) 2 | 138 | 138 | SP | 2.27 | 0 | 1 | 1-954 ACSR AW | 0 | 0 | 0 | 0 | 0 | 0 | 0 | 0 | 0 | 0 | 0 | 0 | 0 | 0 | 0 | 0 | 0 | 0 | 0 | 0 | 0 | 0 | 0 | 12 | 1
NO |  | 56 | 2015 | 21 | 4 | 4 |  | CEDAR | HYPOLUXO ROAD (LWU) 2 | 138 | 138 | SP | 0.97 | 0 | 2 | 1-954 ACSR AW | 0 | 0 | 0 | 0 | 0 | 0 | 0 | 0 | 0 | 0 | 0 | 0 | 0 | 0 | 0 | 0 | 0 | 0 | 0 | 0 | 0 | 0 | 0 | 12 | 1
NO |  | 56 | 2015 | 21 | 5 | 5 |  | CEDAR | HYPOLUXO ROAD (LWU) 2 | 138 | 138 | SP | 2.26 | 0 | 1 | 1-954 ACSR AZ | 0 | 0 | 0 | 0 | 0 | 0 | 0 | 0 | 0 | 0 | 0 | 0 | 0 | 0 | 0 | 0 | 0 | 0 | 0 | 0 | 0 | 0 | 0 | 12 | 1
NO |  | 56 | 2015 | 21 | 6 | 6 |  | CEDAR | RANCH | 138 | 138 | H | 0.21 | 0 | 1 | 1-954 ACSR AW | 0 | 0 | 0 | 0 | 0 | 0 | 0 | 0 | 0 | 0 | 0 | 0 | 0 | 0 | 0 | 0 | 0 | 0 | 0 | 0 | 0 | 0 | 0 | 12 | 1
NO |  | 56 | 2015 | 21 | 7 | 7 |  | CEDAR | RANCH | 138 | 230 | H | 4.27 | 0 | 1 | 1-954 ACSR AW | 0 | 0 | 0 | 0 | 0 | 0 | 0 | 0 | 0 | 0 | 0 | 0 | 0 | 0 | 0 | 0 | 0 | 0 | 0 | 0 | 0 | 0 | 0 | 12 | 1
NO |  | 56 | 2015 | 21 | 8 | 8 |  | CEDAR | RANCH | 138 | 138 | SP | 0.22 | 0 | 1 | 1-1431 ACSR AW | 0 | 0 | 0 | 0 | 0 | 0 | 0 | 0 | 0 | 0 | 0 | 0 | 0 | 0 | 0 | 0 | 0 | 0 | 0 | 0 | 0 | 0 | 0 | 12 | 1
NO |  | 56 | 2015 | 21 | 9 | 9 |  | CEDAR | RANCH | 138 | 138 | SP | 6.16 | 0 | 1 | 1-954 ACSR AW | 0 | 0 | 0 | 0 | 0 | 0 | 0 | 0 | 0 | 0 | 0 | 0 | 0 | 0 | 0 | 0 | 0 | 0 | 0 | 0 | 0 | 0 | 0 | 12 | 1
NO |  | 56 | 2015 | 21 | 10 | 10 |  | CEDAR | RANCH | 138 | 138 | SP | 5.76 | 0 | 1 | 1-954 ACSR AZ | 0 | 0 | 0 | 0 | 0 | 0 | 0 | 0 | 0 | 0 | 0 | 0 | 0 | 0 | 0 | 0 | 0 | 0 | 0 | 0 | 0 | 0 | 0 | 12 | 1
NO |  | 56 | 2015 | 21 | 11 | 11 |  | CEDAR | RANCH | 138 | 138 | SP | 0 | 0.97 | 2 | 1-954 ACSR AZ | 0 | 0 | 0 | 0 | 0 | 0 | 0 | 0 | 0 | 0 | 0 | 0 | 0 | 0 | 0 | 0 | 0 | 0 | 0 | 0 | 0 | 0 | 0 | 12 | 1
NO |  | 56 | 2015 | 21 | 12 | 12 |  | CHARLOTTE | CLEVELAND RADIAL | 138 | 138 | H | 0.13 | 0 | 1 | 1-556.5 ACSR AZ | 0 | 0 | 0 | 0 | 0 | 0 | 0 | 0 | 0 | 0 | 0 | 0 | 0 | 0 | 0 | 0 | 0 | 0 | 0 | 0 | 0 | 0 | 0 | 12 | 1
NO |  | 56 | 2015 | 21 | 13 | 13 |  | CHARLOTTE | HARBOR | 138 | 138 | SP | 1.95 | 0 | 1 | 1-795 ACSR AZ | 0 | 0 | 0 | 0 | 0 | 0 | 0 | 0 | 0 | 0 | 0 | 0 | 0 | 0 | 0 | 0 | 0 | 0 | 0 | 0 | 0 | 0 | 0 | 12 | 1
NO |  | 56 | 2015 | 21 | 14 | 14 |  | CHARLOTTE | HARBOR | 138 | 138 | SP | 15.13 | 0 | 1 | 1-954 ACSR AW | 0 | 0 | 0 | 0 | 0 | 0 | 0 | 0 | 0 | 0 | 0 | 0 | 0 | 0 | 0 | 0 | 0 | 0 | 0 | 0 | 0 | 0 | 0 | 12 | 1
NO |  | 56 | 2015 | 21 | 15 | 15 |  | CHARLOTTE | HARBOR | 138 | 138 | SP | 0.06 | 0 | 1 | 1-954 ACSR AZ | 0 | 0 | 0 | 0 | 0 | 0 | 0 | 0 | 0 | 0 | 0 | 0 | 0 | 0 | 0 | 0 | 0 | 0 | 0 | 0 | 0 | 0 | 0 | 12 | 1
NO |  | 56 | 2015 | 21 | 16 | 16 |  | CHARLOTTE | PUNTA GORDA RADIAL | 138 | 138 | H | 2.72 | 0 | 1 | 1-954 ACSR AZ | 0 | 0 | 0 | 0 | 0 | 0 | 0 | 0 | 0 | 0 | 0 | 0 | 0 | 0 | 0 | 0 | 0 | 0 | 0 | 0 | 0 | 0 | 0 | 12 | 1
NO |  | 56 | 2015 | 21 | 17 | 17 |  | CHARLOTTE | PUNTA GORDA RADIAL | 138 | 138 | SP | 0.02 | 0 | 1 | 1-556.5 ACSR AZ | 0 | 0 | 0 | 0 | 0 | 0 | 0 | 0 | 0 | 0 | 0 | 0 | 0 | 0 | 0 | 0 | 0 | 0 | 0 | 0 | 0 | 0 | 0 | 12 | 1
NO |  | 56 | 2015 | 21 | 18 | 18 |  | CHARLOTTE | PUNTA GORDA RADIAL | 138 | 138 | SP | 6.38 | 0 | 1 | 1-954 ACSR AW | 0 | 0 | 0 | 0 | 0 | 0 | 0 | 0 | 0 | 0 | 0 | 0 | 0 | 0 | 0 | 0 | 0 | 0 | 0 | 0 | 0 | 0 | 0 | 12 | 1
NO |  | 56 | 2015 | 21 | 19 | 19 |  | CHARLOTTE | PUNTA GORDA RADIAL | 138 | 138 | SP | 2.12 | 0 | 1 | 1-954 ACSR AZ | 0 | 0 | 0 | 0 | 0 | 0 | 0 | 0 | 0 | 0 | 0 | 0 | 0 | 0 | 0 | 0 | 0 | 0 | 0 | 0 | 0 | 0 | 0 | 12 | 1
NO |  | 56 | 2015 | 21 | 20 | 20 |  | COAST | HARBOR | 138 | 138 | SP | 2.86 | 0 | 1 | 1-795 ACSR AW | 0 | 0 | 0 | 0 | 0 | 0 | 0 | 0 | 0 | 0 | 0 | 0 | 0 | 0 | 0 | 0 | 0 | 0 | 0 | 0 | 0 | 0 | 0 | 12 | 1
NO |  | 56 | 2015 | 21 | 21 | 21 |  | COAST | HARBOR | 138 | 138 | SP | 2.26 | 0 | 1 | 1-795 ACSR AZ | 0 | 0 | 0 | 0 | 0 | 0 | 0 | 0 | 0 | 0 | 0 | 0 | 0 | 0 | 0 | 0 | 0 | 0 | 0 | 0 | 0 | 0 | 0 | 12 | 1
NO |  | 56 | 2015 | 21 | 22 | 22 |  | COAST | HARBOR | 138 | 138 | SP | 0.61 | 0 | 1 | 1-954 ACSR AW | 0 | 0 | 0 | 0 | 0 | 0 | 0 | 0 | 0 | 0 | 0 | 0 | 0 | 0 | 0 | 0 | 0 | 0 | 0 | 0 | 0 | 0 | 0 | 12 | 1
NO |  | 56 | 2015 | 21 | 23 | 23 |  | COAST | MYAKKA | 138 | 138 | SP | 13.78 | 0 | 1 | 1-795 ACSR AZ | 0 | 0 | 0 | 0 | 0 | 0 | 0 | 0 | 0 | 0 | 0 | 0 | 0 | 0 | 0 | 0 | 0 | 0 | 0 | 0 | 0 | 0 | 0 | 12 | 1
NO |  | 56 | 2015 | 21 | 24 | 24 |  | COAST | MYAKKA | 138 | 138 | SP | 2.62 | 0 | 1 | 1-954 ACSR AW | 0 | 0 | 0 | 0 | 0 | 0 | 0 | 0 | 0 | 0 | 0 | 0 | 0 | 0 | 0 | 0 | 0 | 0 | 0 | 0 | 0 | 0 | 0 | 12 | 1
NO |  | 56 | 2015 | 21 | 25 | 25 |  | COAST | MYAKKA | 138 | 138 | SP | 0.46 | 0 | 1 | 1-954 ACSR AZ | 0 | 0 | 0 | 0 | 0 | 0 | 0 | 0 | 0 | 0 | 0 | 0 | 0 | 0 | 0 | 0 | 0 | 0 | 0 | 0 | 0 | 0 | 0 | 12 | 1
NO |  | 56 | 2015 | 21 | 26 | 26 |  | COAST | MYAKKA | 138 | 230 | SP | 0.22 | 0 | 2 | 1-954 ACSR AZ | 0 | 0 | 0 | 0 | 0 | 0 | 0 | 0 | 0 | 0 | 0 | 0 | 0 | 0 | 0 | 0 | 0 | 0 | 0 | 0 | 0 | 0 | 0 | 12 | 1
NO |  | 56 | 2015 | 21 | 27 | 27 |  | COCOA BEACH | PATRICK | 138 | 138 | H | 2.25 | 0 | 1 | 1-350 CU HT | 0 | 0 | 0 | 0 | 0 | 0 | 0 | 0 | 0 | 0 | 0 | 0 | 0 | 0 | 0 | 0 | 0 | 0 | 0 | 0 | 0 | 0 | 0 | 12 | 1
NO |  | 56 | 2015 | 21 | 28 | 28 |  | COCOA BEACH | PATRICK | 138 | 138 | SP | 1.84 | 0 | 1 | 1-350 CU HT | 0 | 0 | 0 | 0 | 0 | 0 | 0 | 0 | 0 | 0 | 0 | 0 | 0 | 0 | 0 | 0 | 0 | 0 | 0 | 0 | 0 | 0 | 0 | 12 | 1
NO |  | 56 | 2015 | 21 | 29 | 29 |  | COCOA BEACH | PATRICK | 138 | 138 | SP | 6.4 | 0 | 1 | 1-652.4 AAAC | 0 | 0 | 0 | 0 | 0 | 0 | 0 | 0 | 0 | 0 | 0 | 0 | 0 | 0 | 0 | 0 | 0 | 0 | 0 | 0 | 0 | 0 | 0 | 12 | 1
NO |  | 56 | 2015 | 21 | 30 | 30 |  | COCOA BEACH | PATRICK | 138 | 138 | UG | 0.96 | 0 | 1 | 1-1250 CU-HP SD | 0 | 0 | 0 | 0 | 0 | 0 | 0 | 0 | 0 | 0 | 0 | 0 | 0 | 0 | 0 | 0 | 0 | 0 | 0 | 0 | 0 | 0 | 0 | 12 | 1
NO |  | 56 | 2015 | 21 | 31 | 31 |  | COCOA BEACH | SOUTH CAPE | 138 | 138 | SP | 0.39 | 0 | 2 | 1-556.5 ACSR AW | 0 | 0 | 0 | 0 | 0 | 0 | 0 | 0 | 0 | 0 | 0 | 0 | 0 | 0 | 0 | 0 | 0 | 0 | 0 | 0 | 0 | 0 | 0 | 12 | 1
NO |  | 56 | 2015 | 21 | 32 | 32 |  | COCOA BEACH | SOUTH CAPE | 138 | 138 | SP | 0.02 | 0 | 1 | 1-600 CU HT | 0 | 0 | 0 | 0 | 0 | 0 | 0 | 0 | 0 | 0 | 0 | 0 | 0 | 0 | 0 | 0 | 0 | 0 | 0 | 0 | 0 | 0 | 0 | 12 | 1
NO |  | 56 | 2015 | 21 | 33 | 33 |  | COCOA BEACH | SOUTH CAPE | 138 | 138 | SP | 7.84 | 0 | 1 | 1-927.2 AAAC | 0 | 0 | 0 | 0 | 0 | 0 | 0 | 0 | 0 | 0 | 0 | 0 | 0 | 0 | 0 | 0 | 0 | 0 | 0 | 0 | 0 | 0 | 0 | 12 | 1
NO |  | 56 | 2015 | 21 | 34 | 34 |  | COCOA BEACH | SOUTH CAPE | 138 | 138 | SP | 0.01 | 0 | 1 | 1-954 ACSR AW | 0 | 0 | 0 | 0 | 0 | 0 | 0 | 0 | 0 | 0 | 0 | 0 | 0 | 0 | 0 | 0 | 0 | 0 | 0 | 0 | 0 | 0 | 0 | 12 | 1
NO |  | 56 | 2015 | 21 | 35 | 35 |  | COCONUT GROVE | MIAMI | 138 | 138 | UG | 4.97 | 0 | 1 | 1-700 CU-HP | 0 | 0 | 0 | 0 | 0 | 0 | 0 | 0 | 0 | 0 | 0 | 0 | 0 | 0 | 0 | 0 | 0 | 0 | 0 | 0 | 0 | 0 | 0 | 12 | 1
NO |  | 56 | 2015 | 22 | 1 | 1 |  | COCONUT GROVE | RIVERSIDE | 138 | 138 | SP | 6.06 | 0 | 1 | 1-795 ACSR AZ | 0 | 0 | 0 | 0 | 0 | 0 | 0 | 0 | 0 | 0 | 0 | 0 | 0 | 0 | 0 | 0 | 0 | 0 | 0 | 0 | 0 | 0 | 0 | 12 | 1
NO |  | 56 | 2015 | 22 | 2 | 2 |  | COCONUT GROVE | RIVERSIDE | 138 | 138 | SP | 0.04 | 0.05 | 2 | 1-795 ACSR AZ | 0 | 0 | 0 | 0 | 0 | 0 | 0 | 0 | 0 | 0 | 0 | 0 | 0 | 0 | 0 | 0 | 0 | 0 | 0 | 0 | 0 | 0 | 0 | 12 | 1
NO |  | 56 | 2015 | 22 | 3 | 3 |  | COCONUT GROVE | RIVERSIDE | 138 | 138 | SP | 0.01 | 0 | 1 | 1-954 ACSR AZ | 0 | 0 | 0 | 0 | 0 | 0 | 0 | 0 | 0 | 0 | 0 | 0 | 0 | 0 | 0 | 0 | 0 | 0 | 0 | 0 | 0 | 0 | 0 | 12 | 1
NO |  | 56 | 2015 | 22 | 4 | 4 |  | COCONUT GROVE | SOUTH MIAMI | 138 | 138 | SP | 0 | 0 | 1 | 1-954 ACSR AW | 0 | 0 | 0 | 0 | 0 | 0 | 0 | 0 | 0 | 0 | 0 | 0 | 0 | 0 | 0 | 0 | 0 | 0 | 0 | 0 | 0 | 0 | 0 | 12 | 1
NO |  | 56 | 2015 | 22 | 5 | 5 |  | COCONUT GROVE | SOUTH MIAMI | 138 | 138 | SP | 3.02 | 0 | 1 | 1-954 ACSR AZ | 0 | 0 | 0 | 0 | 0 | 0 | 0 | 0 | 0 | 0 | 0 | 0 | 0 | 0 | 0 | 0 | 0 | 0 | 0 | 0 | 0 | 0 | 0 | 12 | 1
NO |  | 56 | 2015 | 22 | 6 | 6 |  | COLLIER | ALLIGATOR RADIAL | 138 | 138 | SP | 0.26 | 0 | 1 | 1-556.5 ACSR AW | 0 | 0 | 0 | 0 | 0 | 0 | 0 | 0 | 0 | 0 | 0 | 0 | 0 | 0 | 0 | 0 | 0 | 0 | 0 | 0 | 0 | 0 | 0 | 12 | 1
NO |  | 56 | 2015 | 22 | 7 | 7 |  | COLLIER | ALLIGATOR RADIAL | 138 | 138 | SP | 1.76 | 1.07 | 2 | 1-556.5 ACSR AW | 0 | 0 | 0 | 0 | 0 | 0 | 0 | 0 | 0 | 0 | 0 | 0 | 0 | 0 | 0 | 0 | 0 | 0 | 0 | 0 | 0 | 0 | 0 | 12 | 1
NO |  | 56 | 2015 | 22 | 8 | 8 |  | COLLIER | ALLIGATOR RADIAL | 138 | 138 | SP | 0.04 | 0 | 1 | 1-795 ACSR AZ | 0 | 0 | 0 | 0 | 0 | 0 | 0 | 0 | 0 | 0 | 0 | 0 | 0 | 0 | 0 | 0 | 0 | 0 | 0 | 0 | 0 | 0 | 0 | 12 | 1
NO |  | 56 | 2015 | 22 | 9 | 9 |  | COLLIER | NAPLES RADIAL | 138 | 138 | H | 0.11 | 0 | 1 | 1-954 ACSR AZ | 0 | 0 | 0 | 0 | 0 | 0 | 0 | 0 | 0 | 0 | 0 | 0 | 0 | 0 | 0 | 0 | 0 | 0 | 0 | 0 | 0 | 0 | 0 | 12 | 1
NO |  | 56 | 2015 | 22 | 10 | 10 |  | COLLIER | NAPLES RADIAL | 138 | 138 | SP | 2.35 | 0 | 1 | 1-954 ACSR AZ | 0 | 0 | 0 | 0 | 0 | 0 | 0 | 0 | 0 | 0 | 0 | 0 | 0 | 0 | 0 | 0 | 0 | 0 | 0 | 0 | 0 | 0 | 0 | 12 | 1
NO |  | 56 | 2015 | 22 | 11 | 11 |  | COLLIER | NAPLES RADIAL | 138 | 138 | SP | 0 | 1.56 | 2 | 1-954 ACSR AZ | 0 | 0 | 0 | 0 | 0 | 0 | 0 | 0 | 0 | 0 | 0 | 0 | 0 | 0 | 0 | 0 | 0 | 0 | 0 | 0 | 0 | 0 | 0 | 12 | 1
NO |  | 56 | 2015 | 22 | 12 | 12 |  | COLLIER | TERRY | 138 | 138 | H | 10.8 | 0 | 1 | 1-954 ACSR AW | 0 | 0 | 0 | 0 | 0 | 0 | 0 | 0 | 0 | 0 | 0 | 0 | 0 | 0 | 0 | 0 | 0 | 0 | 0 | 0 | 0 | 0 | 0 | 12 | 1
NO |  | 56 | 2015 | 22 | 13 | 13 |  | COLLIER | TERRY | 138 | 138 | SP | 1.07 | 0 | 1 | 1-336.4 ACSR AZ | 0 | 0 | 0 | 0 | 0 | 0 | 0 | 0 | 0 | 0 | 0 | 0 | 0 | 0 | 0 | 0 | 0 | 0 | 0 | 0 | 0 | 0 | 0 | 12 | 1
NO |  | 56 | 2015 | 22 | 14 | 14 |  | COLLIER | TERRY | 138 | 138 | SP | 2.98 | 0 | 1 | 1-795 ACSR AZ | 0 | 0 | 0 | 0 | 0 | 0 | 0 | 0 | 0 | 0 | 0 | 0 | 0 | 0 | 0 | 0 | 0 | 0 | 0 | 0 | 0 | 0 | 0 | 12 | 1
NO |  | 56 | 2015 | 22 | 15 | 15 |  | COLLIER | TERRY | 138 | 138 | SP | 1.7 | 0 | 1 | 1-954 ACSR AW | 0 | 0 | 0 | 0 | 0 | 0 | 0 | 0 | 0 | 0 | 0 | 0 | 0 | 0 | 0 | 0 | 0 | 0 | 0 | 0 | 0 | 0 | 0 | 12 | 1
NO |  | 56 | 2015 | 22 | 16 | 16 |  | COLLIER | TERRY | 138 | 138 | SP | 2.36 | 0 | 2 | 1-954 ACSR AW | 0 | 0 | 0 | 0 | 0 | 0 | 0 | 0 | 0 | 0 | 0 | 0 | 0 | 0 | 0 | 0 | 0 | 0 | 0 | 0 | 0 | 0 | 0 | 12 | 1
NO |  | 56 | 2015 | 22 | 17 | 17 |  | COLLIER | TERRY | 138 | 138 | SP | 0.18 | 0 | 1 | 1-954 ACSR AZ | 0 | 0 | 0 | 0 | 0 | 0 | 0 | 0 | 0 | 0 | 0 | 0 | 0 | 0 | 0 | 0 | 0 | 0 | 0 | 0 | 0 | 0 | 0 | 12 | 1
NO |  | 56 | 2015 | 22 | 18 | 18 |  | CORTEZ | JOHNSON | 138 | 230 | H | 0.05 | 0 | 1 | 1-1691 AAAC | 0 | 0 | 0 | 0 | 0 | 0 | 0 | 0 | 0 | 0 | 0 | 0 | 0 | 0 | 0 | 0 | 0 | 0 | 0 | 0 | 0 | 0 | 0 | 12 | 1
NO |  | 56 | 2015 | 22 | 19 | 19 |  | CORTEZ | JOHNSON | 138 | 138 | SP | 8.81 | 0 | 1 | 1-954 ACSR AZ | 0 | 0 | 0 | 0 | 0 | 0 | 0 | 0 | 0 | 0 | 0 | 0 | 0 | 0 | 0 | 0 | 0 | 0 | 0 | 0 | 0 | 0 | 0 | 12 | 1
NO |  | 56 | 2015 | 22 | 20 | 20 |  | CORTEZ | WOODS | 138 | 138 | SP | 6.73 | 0 | 1 | 1-795 ACSR AZ | 0 | 0 | 0 | 0 | 0 | 0 | 0 | 0 | 0 | 0 | 0 | 0 | 0 | 0 | 0 | 0 | 0 | 0 | 0 | 0 | 0 | 0 | 0 | 12 | 1
NO |  | 56 | 2015 | 22 | 21 | 21 |  | CORTEZ | WOODS | 138 | 138 | SP | 0.5 | 0 | 1 | 1-954 ACSR AW | 0 | 0 | 0 | 0 | 0 | 0 | 0 | 0 | 0 | 0 | 0 | 0 | 0 | 0 | 0 | 0 | 0 | 0 | 0 | 0 | 0 | 0 | 0 | 12 | 1
NO |  | 56 | 2015 | 22 | 22 | 22 |  | CORTEZ | WOODS | 138 | 138 | SP | 1.15 | 0 | 2 | 1-954 ACSR AW | 0 | 0 | 0 | 0 | 0 | 0 | 0 | 0 | 0 | 0 | 0 | 0 | 0 | 0 | 0 | 0 | 0 | 0 | 0 | 0 | 0 | 0 | 0 | 12 | 1
NO |  | 56 | 2015 | 22 | 23 | 23 |  | COURT | CUTLER | 138 | 230 | H | 0.29 | 0 | 1 | 1-1431 ACSR AZ | 0 | 0 | 0 | 0 | 0 | 0 | 0 | 0 | 0 | 0 | 0 | 0 | 0 | 0 | 0 | 0 | 0 | 0 | 0 | 0 | 0 | 0 | 0 | 12 | 1
NO |  | 56 | 2015 | 22 | 24 | 24 |  | COURT | CUTLER | 138 | 230 | H | 1.97 | 0.71 | 2 | 1-1431 ACSR AZ | 0 | 0 | 0 | 0 | 0 | 0 | 0 | 0 | 0 | 0 | 0 | 0 | 0 | 0 | 0 | 0 | 0 | 0 | 0 | 0 | 0 | 0 | 0 | 12 | 1
NO |  | 56 | 2015 | 22 | 25 | 25 |  | COURT | CUTLER | 138 | 138 | H | 3.62 | 0 | 1 | 1-350 CU HT | 0 | 0 | 0 | 0 | 0 | 0 | 0 | 0 | 0 | 0 | 0 | 0 | 0 | 0 | 0 | 0 | 0 | 0 | 0 | 0 | 0 | 0 | 0 | 12 | 1
NO |  | 56 | 2015 | 22 | 26 | 26 |  | COURT | CUTLER | 138 | 138 | H | 0.23 | 0 | 1 | 1-556.5 ACSR AZ | 0 | 0 | 0 | 0 | 0 | 0 | 0 | 0 | 0 | 0 | 0 | 0 | 0 | 0 | 0 | 0 | 0 | 0 | 0 | 0 | 0 | 0 | 0 | 12 | 1
NO |  | 56 | 2015 | 22 | 27 | 27 |  | COURT | CUTLER | 138 | 138 | SP | 0.19 | 0 | 1 | 1-1431 ACSR AZ | 0 | 0 | 0 | 0 | 0 | 0 | 0 | 0 | 0 | 0 | 0 | 0 | 0 | 0 | 0 | 0 | 0 | 0 | 0 | 0 | 0 | 0 | 0 | 12 | 1
NO |  | 56 | 2015 | 22 | 28 | 28 |  | COURT | CUTLER | 138 | 138 | SP | 0.04 | 0 | 1 | 1-350 CU HT | 0 | 0 | 0 | 0 | 0 | 0 | 0 | 0 | 0 | 0 | 0 | 0 | 0 | 0 | 0 | 0 | 0 | 0 | 0 | 0 | 0 | 0 | 0 | 12 | 1
NO |  | 56 | 2015 | 22 | 29 | 29 |  | COURT | DAVIS | 138 | 138 | H | 0.03 | 0 | 1 | 1-1431 ACSR AZ | 0 | 0 | 0 | 0 | 0 | 0 | 0 | 0 | 0 | 0 | 0 | 0 | 0 | 0 | 0 | 0 | 0 | 0 | 0 | 0 | 0 | 0 | 0 | 12 | 1
NO |  | 56 | 2015 | 22 | 30 | 30 |  | CUTLER | DAVIS 2 | 138 | 230 | H | 0.33 | 0 | 1 | 1-1431 ACSR AZ | 0 | 0 | 0 | 0 | 0 | 0 | 0 | 0 | 0 | 0 | 0 | 0 | 0 | 0 | 0 | 0 | 0 | 0 | 0 | 0 | 0 | 0 | 0 | 12 | 1
NO |  | 56 | 2015 | 22 | 31 | 31 |  | CUTLER | DAVIS 2 | 138 | 230 | H | 2.76 | 0 | 2 | 1-1431 ACSR AZ | 0 | 0 | 0 | 0 | 0 | 0 | 0 | 0 | 0 | 0 | 0 | 0 | 0 | 0 | 0 | 0 | 0 | 0 | 0 | 0 | 0 | 0 | 0 | 12 | 1
NO |  | 56 | 2015 | 22 | 32 | 32 |  | CUTLER | DAVIS 2 | 138 | 138 | H | 3.69 | 0 | 1 | 1-350 CU HT | 0 | 0 | 0 | 0 | 0 | 0 | 0 | 0 | 0 | 0 | 0 | 0 | 0 | 0 | 0 | 0 | 0 | 0 | 0 | 0 | 0 | 0 | 0 | 12 | 1
NO |  | 56 | 2015 | 22 | 33 | 33 |  | CUTLER | DAVIS 2 | 138 | 138 | H | 0.23 | 0 | 1 | 1-556.5 ACSR AZ | 0 | 0 | 0 | 0 | 0 | 0 | 0 | 0 | 0 | 0 | 0 | 0 | 0 | 0 | 0 | 0 | 0 | 0 | 0 | 0 | 0 | 0 | 0 | 12 | 1
NO |  | 56 | 2015 | 22 | 34 | 34 |  | CUTLER | DAVIS 4 | 138 | 138 | H | 0 | 0.17 | 2 | 1-600 CU HT | 0 | 0 | 0 | 0 | 0 | 0 | 0 | 0 | 0 | 0 | 0 | 0 | 0 | 0 | 0 | 0 | 0 | 0 | 0 | 0 | 0 | 0 | 0 | 12 | 1
NO |  | 56 | 2015 | 22 | 35 | 35 |  | CUTLER | DAVIS 4 | 138 | 230 | H | 0.3 | 0.79 | 2 | 1-954 ACSR AZ | 0 | 0 | 0 | 0 | 0 | 0 | 0 | 0 | 0 | 0 | 0 | 0 | 0 | 0 | 0 | 0 | 0 | 0 | 0 | 0 | 0 | 0 | 0 | 12 | 1
NO |  | 56 | 2015 | 23 | 1 | 1 |  | CUTLER | DAVIS 4 | 138 | 138 | SP | 0.35 | 0 | 1 | 1-600 CU HT | 0 | 0 | 0 | 0 | 0 | 0 | 0 | 0 | 0 | 0 | 0 | 0 | 0 | 0 | 0 | 0 | 0 | 0 | 0 | 0 | 0 | 0 | 0 | 12 | 1
NO |  | 56 | 2015 | 23 | 2 | 2 |  | CUTLER | DAVIS 4 | 138 | 138 | SP | 4.41 | 0 | 1 | 1-795 AAC | 0 | 0 | 0 | 0 | 0 | 0 | 0 | 0 | 0 | 0 | 0 | 0 | 0 | 0 | 0 | 0 | 0 | 0 | 0 | 0 | 0 | 0 | 0 | 12 | 1
NO |  | 56 | 2015 | 23 | 3 | 3 |  | CUTLER | DAVIS 4 | 138 | 138 | SP | 0.16 | 0 | 1 | 1-954 ACSR AW | 0 | 0 | 0 | 0 | 0 | 0 | 0 | 0 | 0 | 0 | 0 | 0 | 0 | 0 | 0 | 0 | 0 | 0 | 0 | 0 | 0 | 0 | 0 | 12 | 1
NO |  | 56 | 2015 | 23 | 4 | 4 |  | CUTLER | DAVIS 4 | 138 | 138 | SP | 2.11 | 0 | 1 | 1-954 ACSR AZ | 0 | 0 | 0 | 0 | 0 | 0 | 0 | 0 | 0 | 0 | 0 | 0 | 0 | 0 | 0 | 0 | 0 | 0 | 0 | 0 | 0 | 0 | 0 | 12 | 1
NO |  | 56 | 2015 | 23 | 5 | 5 |  | CUTLER | GALLOWAY | 138 | 138 | H | 0.17 | 0 | 2 | 1-600 CU HT | 0 | 0 | 0 | 0 | 0 | 0 | 0 | 0 | 0 | 0 | 0 | 0 | 0 | 0 | 0 | 0 | 0 | 0 | 0 | 0 | 0 | 0 | 0 | 12 | 1
NO |  | 56 | 2015 | 23 | 6 | 6 |  | CUTLER | GALLOWAY | 138 | 138 | SP | 0.01 | 0 | 1 | 1-350 CU HT | 0 | 0 | 0 | 0 | 0 | 0 | 0 | 0 | 0 | 0 | 0 | 0 | 0 | 0 | 0 | 0 | 0 | 0 | 0 | 0 | 0 | 0 | 0 | 12 | 1
NO |  | 56 | 2015 | 23 | 7 | 7 |  | CUTLER | GALLOWAY | 138 | 138 | SP | 0.29 | 0 | 1 | 1-600 CU HT | 0 | 0 | 0 | 0 | 0 | 0 | 0 | 0 | 0 | 0 | 0 | 0 | 0 | 0 | 0 | 0 | 0 | 0 | 0 | 0 | 0 | 0 | 0 | 12 | 1
NO |  | 56 | 2015 | 23 | 8 | 8 |  | CUTLER | GALLOWAY | 138 | 138 | SP | 6.94 | 0 | 1 | 1-954 ACSR AZ | 0 | 0 | 0 | 0 | 0 | 0 | 0 | 0 | 0 | 0 | 0 | 0 | 0 | 0 | 0 | 0 | 0 | 0 | 0 | 0 | 0 | 0 | 0 | 12 | 1
NO |  | 56 | 2015 | 23 | 9 | 9 |  | CUTLER | GALLOWAY | 138 | 138 | SP | 1.56 | 0 | 2 | 1-954 ACSR AZ | 0 | 0 | 0 | 0 | 0 | 0 | 0 | 0 | 0 | 0 | 0 | 0 | 0 | 0 | 0 | 0 | 0 | 0 | 0 | 0 | 0 | 0 | 0 | 12 | 1
NO |  | 56 | 2015 | 23 | 10 | 10 |  | CUTLER | SOUTH MIAMI | 138 | 138 | SP | 7.42 | 0 | 1 | 1-954 ACSR AZ | 0 | 0 | 0 | 0 | 0 | 0 | 0 | 0 | 0 | 0 | 0 | 0 | 0 | 0 | 0 | 0 | 0 | 0 | 0 | 0 | 0 | 0 | 0 | 12 | 1
NO |  | 56 | 2015 | 23 | 11 | 11 |  | CUTLER | SOUTH MIAMI | 138 | 138 | UG | 0.74 | 0 | 1 | 1-2000 CU-HP SD | 0 | 0 | 0 | 0 | 0 | 0 | 0 | 0 | 0 | 0 | 0 | 0 | 0 | 0 | 0 | 0 | 0 | 0 | 0 | 0 | 0 | 0 | 0 | 12 | 1
NO |  | 56 | 2015 | 23 | 12 | 12 |  | DADE | FLAGAMI | 138 | 138 | H | 0.51 | 0 | 1 | 1-954 ACSR AZ | 0 | 0 | 0 | 0 | 0 | 0 | 0 | 0 | 0 | 0 | 0 | 0 | 0 | 0 | 0 | 0 | 0 | 0 | 0 | 0 | 0 | 0 | 0 | 12 | 1
NO |  | 56 | 2015 | 23 | 13 | 13 |  | DADE | FLAGAMI | 138 | 138 | SP | 2.81 | 0 | 1 | 1-795 ACSR AZ | 0 | 0 | 0 | 0 | 0 | 0 | 0 | 0 | 0 | 0 | 0 | 0 | 0 | 0 | 0 | 0 | 0 | 0 | 0 | 0 | 0 | 0 | 0 | 12 | 1
NO |  | 56 | 2015 | 23 | 14 | 14 |  | DADE | FLAGAMI | 138 | 138 | SP | 0.46 | 0 | 1 | 1-954 ACSR AW | 0 | 0 | 0 | 0 | 0 | 0 | 0 | 0 | 0 | 0 | 0 | 0 | 0 | 0 | 0 | 0 | 0 | 0 | 0 | 0 | 0 | 0 | 0 | 12 | 1
NO |  | 56 | 2015 | 23 | 15 | 15 |  | DADE | FLAGAMI | 138 | 138 | SP | 0.23 | 0 | 2 | 1-954 ACSR AW | 0 | 0 | 0 | 0 | 0 | 0 | 0 | 0 | 0 | 0 | 0 | 0 | 0 | 0 | 0 | 0 | 0 | 0 | 0 | 0 | 0 | 0 | 0 | 12 | 1
NO |  | 56 | 2015 | 23 | 16 | 16 |  | DADE | FLAGAMI | 138 | 138 | SP | 2.85 | 0 | 1 | 1-954 ACSR AZ | 0 | 0 | 0 | 0 | 0 | 0 | 0 | 0 | 0 | 0 | 0 | 0 | 0 | 0 | 0 | 0 | 0 | 0 | 0 | 0 | 0 | 0 | 0 | 12 | 1
NO |  | 56 | 2015 | 23 | 17 | 17 |  | DADE | FLAGAMI | 138 | 138 | UG | 0.38 | 0 | 1 | 1-2000 CU-HP SD | 0 | 0 | 0 | 0 | 0 | 0 | 0 | 0 | 0 | 0 | 0 | 0 | 0 | 0 | 0 | 0 | 0 | 0 | 0 | 0 | 0 | 0 | 0 | 12 | 1
NO |  | 56 | 2015 | 23 | 18 | 18 |  | DADE | GRATIGNY 1 | 138 | 230 | H | 0 | 0.44 | 2 | 1-1431 ACSR AZ | 0 | 0 | 0 | 0 | 0 | 0 | 0 | 0 | 0 | 0 | 0 | 0 | 0 | 0 | 0 | 0 | 0 | 0 | 0 | 0 | 0 | 0 | 0 | 12 | 1
NO |  | 56 | 2015 | 23 | 19 | 19 |  | DADE | GRATIGNY 1 | 138 | 138 | H | 3.06 | 0 | 1 | 1-795 ACSR AZ | 0 | 0 | 0 | 0 | 0 | 0 | 0 | 0 | 0 | 0 | 0 | 0 | 0 | 0 | 0 | 0 | 0 | 0 | 0 | 0 | 0 | 0 | 0 | 12 | 1
NO |  | 56 | 2015 | 23 | 20 | 20 |  | DADE | GRATIGNY 1 | 138 | 230 | SP | 0.34 | 0 | 1 | 1-1431 ACSR AZ | 0 | 0 | 0 | 0 | 0 | 0 | 0 | 0 | 0 | 0 | 0 | 0 | 0 | 0 | 0 | 0 | 0 | 0 | 0 | 0 | 0 | 0 | 0 | 12 | 1
NO |  | 56 | 2015 | 23 | 21 | 21 |  | DADE | GRATIGNY 1 | 138 | 138 | SP | 0.03 | 0 | 1 | 1-795 ACSR AZ | 0 | 0 | 0 | 0 | 0 | 0 | 0 | 0 | 0 | 0 | 0 | 0 | 0 | 0 | 0 | 0 | 0 | 0 | 0 | 0 | 0 | 0 | 0 | 12 | 1
NO |  | 56 | 2015 | 23 | 22 | 22 |  | DADE | GRATIGNY 1 | 138 | 230 | SP | 0.06 | 0 | 1 | 1-795 ACSR AZ | 0 | 0 | 0 | 0 | 0 | 0 | 0 | 0 | 0 | 0 | 0 | 0 | 0 | 0 | 0 | 0 | 0 | 0 | 0 | 0 | 0 | 0 | 0 | 12 | 1
NO |  | 56 | 2015 | 23 | 23 | 23 |  | DADE | GRATIGNY 2 | 138 | 230 | H | 0 | 0.44 | 2 | 1-1431 ACSR AZ | 0 | 0 | 0 | 0 | 0 | 0 | 0 | 0 | 0 | 0 | 0 | 0 | 0 | 0 | 0 | 0 | 0 | 0 | 0 | 0 | 0 | 0 | 0 | 12 | 1
NO |  | 56 | 2015 | 23 | 24 | 24 |  | DADE | GRATIGNY 2 | 138 | 138 | SP | 0.21 | 0 | 1 | 1-1431 ACSR AW | 0 | 0 | 0 | 0 | 0 | 0 | 0 | 0 | 0 | 0 | 0 | 0 | 0 | 0 | 0 | 0 | 0 | 0 | 0 | 0 | 0 | 0 | 0 | 12 | 1
NO |  | 56 | 2015 | 23 | 25 | 25 |  | DADE | GRATIGNY 2 | 138 | 230 | SP | 0.61 | 0 | 1 | 1-1431 ACSR AZ | 0 | 0 | 0 | 0 | 0 | 0 | 0 | 0 | 0 | 0 | 0 | 0 | 0 | 0 | 0 | 0 | 0 | 0 | 0 | 0 | 0 | 0 | 0 | 12 | 1
NO |  | 56 | 2015 | 23 | 26 | 26 |  | DADE | GRATIGNY 2 | 138 | 138 | SP | 3.05 | 0 | 1 | 1-600 CU HT | 0 | 0 | 0 | 0 | 0 | 0 | 0 | 0 | 0 | 0 | 0 | 0 | 0 | 0 | 0 | 0 | 0 | 0 | 0 | 0 | 0 | 0 | 0 | 12 | 1
NO |  | 56 | 2015 | 23 | 27 | 27 |  | DADE | GRATIGNY 2 | 138 | 138 | SP | 0.76 | 0 | 1 | 1-795 AAC | 0 | 0 | 0 | 0 | 0 | 0 | 0 | 0 | 0 | 0 | 0 | 0 | 0 | 0 | 0 | 0 | 0 | 0 | 0 | 0 | 0 | 0 | 0 | 12 | 1
NO |  | 56 | 2015 | 23 | 28 | 28 |  | DADE | GRATIGNY 2 | 138 | 138 | SP | 0.16 | 0 | 1 | 1-795 ACSR AZ | 0 | 0 | 0 | 0 | 0 | 0 | 0 | 0 | 0 | 0 | 0 | 0 | 0 | 0 | 0 | 0 | 0 | 0 | 0 | 0 | 0 | 0 | 0 | 12 | 1
NO |  | 56 | 2015 | 23 | 29 | 29 |  | DADE | GRATIGNY 2 | 138 | 138 | SP | 7.04 | 0 | 1 | 1-954 ACSR AZ | 0 | 0 | 0 | 0 | 0 | 0 | 0 | 0 | 0 | 0 | 0 | 0 | 0 | 0 | 0 | 0 | 0 | 0 | 0 | 0 | 0 | 0 | 0 | 12 | 1
NO |  | 56 | 2015 | 23 | 30 | 30 |  | DADE | GRATIGNY 2 | 138 | 138 | SP | 0.26 | 0.26 | 2 | 1-954 ACSR AZ | 0 | 0 | 0 | 0 | 0 | 0 | 0 | 0 | 0 | 0 | 0 | 0 | 0 | 0 | 0 | 0 | 0 | 0 | 0 | 0 | 0 | 0 | 0 | 12 | 1
NO |  | 56 | 2015 | 23 | 31 | 31 |  | DADE | LITTLE RIVER 2 | 138 | 138 | H | 0.05 | 0 | 1 | 1-1431 ACSR AZ | 0 | 0 | 0 | 0 | 0 | 0 | 0 | 0 | 0 | 0 | 0 | 0 | 0 | 0 | 0 | 0 | 0 | 0 | 0 | 0 | 0 | 0 | 0 | 12 | 1
NO |  | 56 | 2015 | 23 | 32 | 32 |  | DADE | LITTLE RIVER 2 | 138 | 138 | H | 0.24 | 0 | 1 | 1-600 CU HT | 0 | 0 | 0 | 0 | 0 | 0 | 0 | 0 | 0 | 0 | 0 | 0 | 0 | 0 | 0 | 0 | 0 | 0 | 0 | 0 | 0 | 0 | 0 | 12 | 1
NO |  | 56 | 2015 | 23 | 33 | 33 |  | DADE | LITTLE RIVER 2 | 138 | 138 | SP | 0.67 | 0 | 1 | 1-266 CU HD | 0 | 0 | 0 | 0 | 0 | 0 | 0 | 0 | 0 | 0 | 0 | 0 | 0 | 0 | 0 | 0 | 0 | 0 | 0 | 0 | 0 | 0 | 0 | 12 | 1
NO |  | 56 | 2015 | 23 | 34 | 34 |  | DADE | LITTLE RIVER 2 | 138 | 138 | SP | 0.1 | 0 | 1 | 1-336.4 ACSR AZ | 0 | 0 | 0 | 0 | 0 | 0 | 0 | 0 | 0 | 0 | 0 | 0 | 0 | 0 | 0 | 0 | 0 | 0 | 0 | 0 | 0 | 0 | 0 | 12 | 1
NO |  | 56 | 2015 | 23 | 35 | 35 |  | DADE | LITTLE RIVER 2 | 138 | 138 | SP | 0.01 | 0 | 1 | 1-350 CU HT | 0 | 0 | 0 | 0 | 0 | 0 | 0 | 0 | 0 | 0 | 0 | 0 | 0 | 0 | 0 | 0 | 0 | 0 | 0 | 0 | 0 | 0 | 0 | 12 | 1
NO |  | 56 | 2015 | 24 | 1 | 1 |  | DADE | LITTLE RIVER 2 | 138 | 138 | SP | 0.52 | 0 | 1 | 1-4/0 CU HD | 0 | 0 | 0 | 0 | 0 | 0 | 0 | 0 | 0 | 0 | 0 | 0 | 0 | 0 | 0 | 0 | 0 | 0 | 0 | 0 | 0 | 0 | 0 | 12 | 1
NO |  | 56 | 2015 | 24 | 2 | 2 |  | DADE | LITTLE RIVER 2 | 138 | 138 | SP | 0 | 0.12 | 2 | 1-4/0 CU HD | 0 | 0 | 0 | 0 | 0 | 0 | 0 | 0 | 0 | 0 | 0 | 0 | 0 | 0 | 0 | 0 | 0 | 0 | 0 | 0 | 0 | 0 | 0 | 12 | 1
NO |  | 56 | 2015 | 24 | 3 | 3 |  | DADE | LITTLE RIVER 2 | 138 | 138 | SP | 4.84 | 0 | 1 | 1-600 CU HT | 0 | 0 | 0 | 0 | 0 | 0 | 0 | 0 | 0 | 0 | 0 | 0 | 0 | 0 | 0 | 0 | 0 | 0 | 0 | 0 | 0 | 0 | 0 | 12 | 1
NO |  | 56 | 2015 | 24 | 4 | 4 |  | DADE | LITTLE RIVER 2 | 138 | 138 | SP | 0.08 | 0 | 2 | 1-600 CU HT | 0 | 0 | 0 | 0 | 0 | 0 | 0 | 0 | 0 | 0 | 0 | 0 | 0 | 0 | 0 | 0 | 0 | 0 | 0 | 0 | 0 | 0 | 0 | 12 | 1
NO |  | 56 | 2015 | 24 | 5 | 5 |  | DADE | LITTLE RIVER 2 | 138 | 138 | SP | 0.94 | 0 | 1 | 1-795 AAC | 0 | 0 | 0 | 0 | 0 | 0 | 0 | 0 | 0 | 0 | 0 | 0 | 0 | 0 | 0 | 0 | 0 | 0 | 0 | 0 | 0 | 0 | 0 | 12 | 1
NO |  | 56 | 2015 | 24 | 6 | 6 |  | DADE | LITTLE RIVER 2 | 138 | 138 | SP | 0.05 | 0 | 1 | 1-795 ACSR AW | 0 | 0 | 0 | 0 | 0 | 0 | 0 | 0 | 0 | 0 | 0 | 0 | 0 | 0 | 0 | 0 | 0 | 0 | 0 | 0 | 0 | 0 | 0 | 12 | 1
NO |  | 56 | 2015 | 24 | 7 | 7 |  | DADE | LITTLE RIVER 2 | 138 | 138 | SP | 2.73 | 0 | 1 | 1-795 ACSR AZ | 0 | 0 | 0 | 0 | 0 | 0 | 0 | 0 | 0 | 0 | 0 | 0 | 0 | 0 | 0 | 0 | 0 | 0 | 0 | 0 | 0 | 0 | 0 | 12 | 1
NO |  | 56 | 2015 | 24 | 8 | 8 |  | DADE | LITTLE RIVER 2 | 138 | 138 | SP | 0.11 | 0 | 2 | 1-795 ACSR AZ | 0 | 0 | 0 | 0 | 0 | 0 | 0 | 0 | 0 | 0 | 0 | 0 | 0 | 0 | 0 | 0 | 0 | 0 | 0 | 0 | 0 | 0 | 0 | 12 | 1
NO |  | 56 | 2015 | 24 | 9 | 9 |  | DADE | LITTLE RIVER 2 | 138 | 138 | SP | 0.14 | 0 | 1 | 1-954 ACSR AZ | 0 | 0 | 0 | 0 | 0 | 0 | 0 | 0 | 0 | 0 | 0 | 0 | 0 | 0 | 0 | 0 | 0 | 0 | 0 | 0 | 0 | 0 | 0 | 12 | 1
NO |  | 56 | 2015 | 24 | 10 | 10 |  | DADE | LITTLE RIVER 3 | 138 | 138 | H | 0.15 | 0 | 2 | 1-795 AAC | 0 | 0 | 0 | 0 | 0 | 0 | 0 | 0 | 0 | 0 | 0 | 0 | 0 | 0 | 0 | 0 | 0 | 0 | 0 | 0 | 0 | 0 | 0 | 12 | 1
NO |  | 56 | 2015 | 24 | 11 | 11 |  | DADE | LITTLE RIVER 3 | 138 | 138 | H | 0.14 | 0 | 2 | 1-795 ACSR AZ | 0 | 0 | 0 | 0 | 0 | 0 | 0 | 0 | 0 | 0 | 0 | 0 | 0 | 0 | 0 | 0 | 0 | 0 | 0 | 0 | 0 | 0 | 0 | 12 | 1
NO |  | 56 | 2015 | 24 | 12 | 12 |  | DADE | LITTLE RIVER 3 | 138 | 138 | SP | 0.06 | 0 | 1 | 1-1431 ACSR AW | 0 | 0 | 0 | 0 | 0 | 0 | 0 | 0 | 0 | 0 | 0 | 0 | 0 | 0 | 0 | 0 | 0 | 0 | 0 | 0 | 0 | 0 | 0 | 12 | 1
NO |  | 56 | 2015 | 24 | 13 | 13 |  | DADE | LITTLE RIVER 3 | 138 | 138 | SP | 0.22 | 0 | 1 | 1-600 CU HT | 0 | 0 | 0 | 0 | 0 | 0 | 0 | 0 | 0 | 0 | 0 | 0 | 0 | 0 | 0 | 0 | 0 | 0 | 0 | 0 | 0 | 0 | 0 | 12 | 1
NO |  | 56 | 2015 | 24 | 14 | 14 |  | DADE | LITTLE RIVER 3 | 138 | 138 | SP | 3.08 | 0 | 1 | 1-795 AAC | 0 | 0 | 0 | 0 | 0 | 0 | 0 | 0 | 0 | 0 | 0 | 0 | 0 | 0 | 0 | 0 | 0 | 0 | 0 | 0 | 0 | 0 | 0 | 12 | 1
NO |  | 56 | 2015 | 24 | 15 | 15 |  | DADE | LITTLE RIVER 3 | 138 | 138 | SP | 0.59 | 0 | 2 | 1-795 AAC | 0 | 0 | 0 | 0 | 0 | 0 | 0 | 0 | 0 | 0 | 0 | 0 | 0 | 0 | 0 | 0 | 0 | 0 | 0 | 0 | 0 | 0 | 0 | 12 | 1
NO |  | 56 | 2015 | 24 | 16 | 16 |  | DADE | LITTLE RIVER 3 | 138 | 138 | SP | 4.29 | 0 | 1 | 1-795 ACSR AZ | 0 | 0 | 0 | 0 | 0 | 0 | 0 | 0 | 0 | 0 | 0 | 0 | 0 | 0 | 0 | 0 | 0 | 0 | 0 | 0 | 0 | 0 | 0 | 12 | 1
NO |  | 56 | 2015 | 24 | 17 | 17 |  | DADE | LITTLE RIVER 3 | 138 | 138 | SP | 0.46 | 0 | 2 | 1-795 ACSR AZ | 0 | 0 | 0 | 0 | 0 | 0 | 0 | 0 | 0 | 0 | 0 | 0 | 0 | 0 | 0 | 0 | 0 | 0 | 0 | 0 | 0 | 0 | 0 | 12 | 1
NO |  | 56 | 2015 | 24 | 18 | 18 |  | DADE | LITTLE RIVER 3 | 138 | 138 | SP | 0.72 | 0 | 1 | 1-954 ACSR AW | 0 | 0 | 0 | 0 | 0 | 0 | 0 | 0 | 0 | 0 | 0 | 0 | 0 | 0 | 0 | 0 | 0 | 0 | 0 | 0 | 0 | 0 | 0 | 12 | 1
NO |  | 56 | 2015 | 24 | 19 | 19 |  | DATURA STREET | RANCH | 138 | 230 | H | 0.33 | 0 | 1 | 1-1431 ACSR AW | 0 | 0 | 0 | 0 | 0 | 0 | 0 | 0 | 0 | 0 | 0 | 0 | 0 | 0 | 0 | 0 | 0 | 0 | 0 | 0 | 0 | 0 | 0 | 12 | 1
NO |  | 56 | 2015 | 24 | 20 | 20 |  | DATURA STREET | RANCH | 138 | 230 | SP | 6.95 | 0 | 1 | 1-1431 ACSR AW | 0 | 0 | 0 | 0 | 0 | 0 | 0 | 0 | 0 | 0 | 0 | 0 | 0 | 0 | 0 | 0 | 0 | 0 | 0 | 0 | 0 | 0 | 0 | 12 | 1
NO |  | 56 | 2015 | 24 | 21 | 21 |  | DATURA STREET | RANCH | 138 | 138 | SP | 0.43 | 0.37 | 2 | 1-1431 ACSR AW | 0 | 0 | 0 | 0 | 0 | 0 | 0 | 0 | 0 | 0 | 0 | 0 | 0 | 0 | 0 | 0 | 0 | 0 | 0 | 0 | 0 | 0 | 0 | 12 | 1
NO |  | 56 | 2015 | 24 | 22 | 22 |  | DATURA STREET | RANCH | 138 | 230 | SP | 3.33 | 7.06 | 2 | 1-1431 ACSR AZ | 0 | 0 | 0 | 0 | 0 | 0 | 0 | 0 | 0 | 0 | 0 | 0 | 0 | 0 | 0 | 0 | 0 | 0 | 0 | 0 | 0 | 0 | 0 | 12 | 1
NO |  | 56 | 2015 | 24 | 23 | 23 |  | DATURA STREET | RANCH | 138 | 230 | SP | 0.03 | 0 | 1 | 1-900 CU HT | 0 | 0 | 0 | 0 | 0 | 0 | 0 | 0 | 0 | 0 | 0 | 0 | 0 | 0 | 0 | 0 | 0 | 0 | 0 | 0 | 0 | 0 | 0 | 12 | 1
NO |  | 56 | 2015 | 24 | 24 | 24 |  | DATURA STREET | RANCH | 138 | 138 | SP | 0.32 | 0 | 1 | 1-954 ACSR AW | 0 | 0 | 0 | 0 | 0 | 0 | 0 | 0 | 0 | 0 | 0 | 0 | 0 | 0 | 0 | 0 | 0 | 0 | 0 | 0 | 0 | 0 | 0 | 12 | 1
NO |  | 56 | 2015 | 24 | 25 | 25 |  | DATURA STREET | RANCH | 138 | 138 | SP | 0.21 | 0 | 1 | 1-954 ACSR AZ | 0 | 0 | 0 | 0 | 0 | 0 | 0 | 0 | 0 | 0 | 0 | 0 | 0 | 0 | 0 | 0 | 0 | 0 | 0 | 0 | 0 | 0 | 0 | 12 | 1
NO |  | 56 | 2015 | 24 | 26 | 26 |  | DATURA STREET | RANCH | 138 | 230 | SP | 0.28 | 0 | 1 | 1-954 ACSR AZ | 0 | 0 | 0 | 0 | 0 | 0 | 0 | 0 | 0 | 0 | 0 | 0 | 0 | 0 | 0 | 0 | 0 | 0 | 0 | 0 | 0 | 0 | 0 | 12 | 1
NO |  | 56 | 2015 | 24 | 27 | 27 |  | DATURA STREET | RANCH | 138 | 138 | SP | 0 | 0.44 | 2 | 1-954 ACSR AZ | 0 | 0 | 0 | 0 | 0 | 0 | 0 | 0 | 0 | 0 | 0 | 0 | 0 | 0 | 0 | 0 | 0 | 0 | 0 | 0 | 0 | 0 | 0 | 12 | 1
NO |  | 56 | 2015 | 24 | 28 | 28 |  | DATURA STREET | WEST PALM BEACH | 138 | 138 | SP | 0.31 | 0 | 1 | 1-795 AAC | 0 | 0 | 0 | 0 | 0 | 0 | 0 | 0 | 0 | 0 | 0 | 0 | 0 | 0 | 0 | 0 | 0 | 0 | 0 | 0 | 0 | 0 | 0 | 12 | 1
NO |  | 56 | 2015 | 24 | 29 | 29 |  | DATURA STREET | WEST PALM BEACH | 138 | 138 | SP | 0.55 | 0 | 2 | 1-795 AAC | 0 | 0 | 0 | 0 | 0 | 0 | 0 | 0 | 0 | 0 | 0 | 0 | 0 | 0 | 0 | 0 | 0 | 0 | 0 | 0 | 0 | 0 | 0 | 12 | 1
NO |  | 56 | 2015 | 24 | 30 | 30 |  | DATURA STREET | WEST PALM BEACH | 138 | 138 | SP | 0.19 | 0 | 1 | 1-954 ACSR AW | 0 | 0 | 0 | 0 | 0 | 0 | 0 | 0 | 0 | 0 | 0 | 0 | 0 | 0 | 0 | 0 | 0 | 0 | 0 | 0 | 0 | 0 | 0 | 12 | 1
NO |  | 56 | 2015 | 24 | 31 | 31 |  | DAVIS | FLORIDA CITY 2 | 138 | 138 | SP | 24.39 | 0 | 1 | 1-954 ACSR AW | 0 | 0 | 0 | 0 | 0 | 0 | 0 | 0 | 0 | 0 | 0 | 0 | 0 | 0 | 0 | 0 | 0 | 0 | 0 | 0 | 0 | 0 | 0 | 12 | 1
NO |  | 56 | 2015 | 24 | 32 | 32 |  | DAVIS | FLORIDA CITY 2 | 138 | 230 | SP | 0.25 | 0 | 2 | 1-954 ACSR AW | 0 | 0 | 0 | 0 | 0 | 0 | 0 | 0 | 0 | 0 | 0 | 0 | 0 | 0 | 0 | 0 | 0 | 0 | 0 | 0 | 0 | 0 | 0 | 12 | 1
NO |  | 56 | 2015 | 24 | 33 | 33 |  | DAVIS | FLORIDA CITY 2 | 138 | 138 | SP | 2.95 | 0.7 | 2 | 1-954 ACSR AW | 0 | 0 | 0 | 0 | 0 | 0 | 0 | 0 | 0 | 0 | 0 | 0 | 0 | 0 | 0 | 0 | 0 | 0 | 0 | 0 | 0 | 0 | 0 | 12 | 1
NO |  | 56 | 2015 | 24 | 34 | 34 |  | DAVIS | FLORIDA CITY 2 | 138 | 138 | SP | 0.8 | 0 | 1 | 1-954 ACSR TW | 0 | 0 | 0 | 0 | 0 | 0 | 0 | 0 | 0 | 0 | 0 | 0 | 0 | 0 | 0 | 0 | 0 | 0 | 0 | 0 | 0 | 0 | 0 | 12 | 1
NO |  | 56 | 2015 | 24 | 35 | 35 |  | DAVIS | FLORIDA CITY 2 | 138 | 138 | UG | 0.3 | 0 | 1 | 1-2500 CU-XPLE SD | 0 | 0 | 0 | 0 | 0 | 0 | 0 | 0 | 0 | 0 | 0 | 0 | 0 | 0 | 0 | 0 | 0 | 0 | 0 | 0 | 0 | 0 | 0 | 12 | 1
NO |  | 56 | 2015 | 25 | 1 | 1 |  | DAVIS | LUCY (HST) | 138 | 138 | SP | 3.3 | 0 | 1 | 1-795 AAC | 0 | 0 | 0 | 0 | 0 | 0 | 0 | 0 | 0 | 0 | 0 | 0 | 0 | 0 | 0 | 0 | 0 | 0 | 0 | 0 | 0 | 0 | 0 | 12 | 1
NO |  | 56 | 2015 | 25 | 2 | 2 |  | DAVIS | LUCY (HST) | 138 | 138 | SP | 5.06 | 0 | 1 | 1-795 ACSR AW | 0 | 0 | 0 | 0 | 0 | 0 | 0 | 0 | 0 | 0 | 0 | 0 | 0 | 0 | 0 | 0 | 0 | 0 | 0 | 0 | 0 | 0 | 0 | 12 | 1
NO |  | 56 | 2015 | 25 | 3 | 3 |  | DAVIS | LUCY (HST) | 138 | 138 | SP | 0.12 | 0 | 1 | 1-795 ACSR AZ | 0 | 0 | 0 | 0 | 0 | 0 | 0 | 0 | 0 | 0 | 0 | 0 | 0 | 0 | 0 | 0 | 0 | 0 | 0 | 0 | 0 | 0 | 0 | 12 | 1
NO |  | 56 | 2015 | 25 | 4 | 4 |  | DAVIS | LUCY (HST) | 138 | 138 | SP | 1.1 | 0 | 1 | 1-954 ACSR AW | 0 | 0 | 0 | 0 | 0 | 0 | 0 | 0 | 0 | 0 | 0 | 0 | 0 | 0 | 0 | 0 | 0 | 0 | 0 | 0 | 0 | 0 | 0 | 12 | 1
NO |  | 56 | 2015 | 25 | 5 | 5 |  | DAVIS | LUCY (HST) | 138 | 138 | SP | 5.81 | 0 | 1 | 1-954 ACSR AZ | 0 | 0 | 0 | 0 | 0 | 0 | 0 | 0 | 0 | 0 | 0 | 0 | 0 | 0 | 0 | 0 | 0 | 0 | 0 | 0 | 0 | 0 | 0 | 12 | 1
NO |  | 56 | 2015 | 25 | 6 | 6 |  | DAVIS | PRINCETON 1 | 138 | 138 | H | 0.15 | 0 | 2 | 1-954 ACSR AZ | 0 | 0 | 0 | 0 | 0 | 0 | 0 | 0 | 0 | 0 | 0 | 0 | 0 | 0 | 0 | 0 | 0 | 0 | 0 | 0 | 0 | 0 | 0 | 12 | 1
NO |  | 56 | 2015 | 25 | 7 | 7 |  | DAVIS | PRINCETON 1 | 138 | 138 | SP | 0.05 | 0 | 1 | 1-1431 ACSR AW | 0 | 0 | 0 | 0 | 0 | 0 | 0 | 0 | 0 | 0 | 0 | 0 | 0 | 0 | 0 | 0 | 0 | 0 | 0 | 0 | 0 | 0 | 0 | 12 | 1
NO |  | 56 | 2015 | 25 | 8 | 8 |  | DAVIS | PRINCETON 1 | 138 | 138 | SP | 0.4 | 0 | 1 | 1-795 AAC | 0 | 0 | 0 | 0 | 0 | 0 | 0 | 0 | 0 | 0 | 0 | 0 | 0 | 0 | 0 | 0 | 0 | 0 | 0 | 0 | 0 | 0 | 0 | 12 | 1
NO |  | 56 | 2015 | 25 | 9 | 9 |  | DAVIS | PRINCETON 1 | 138 | 138 | SP | 1.23 | 0 | 1 | 1-954 ACSR AW | 0 | 0 | 0 | 0 | 0 | 0 | 0 | 0 | 0 | 0 | 0 | 0 | 0 | 0 | 0 | 0 | 0 | 0 | 0 | 0 | 0 | 0 | 0 | 12 | 1
NO |  | 56 | 2015 | 25 | 10 | 10 |  | DAVIS | PRINCETON 1 | 138 | 138 | SP | 14.14 | 0 | 1 | 1-954 ACSR AZ | 0 | 0 | 0 | 0 | 0 | 0 | 0 | 0 | 0 | 0 | 0 | 0 | 0 | 0 | 0 | 0 | 0 | 0 | 0 | 0 | 0 | 0 | 0 | 12 | 1
NO |  | 56 | 2015 | 25 | 11 | 11 |  | DAVIS | PRINCETON 1 | 138 | 138 | SP | 0.8 | 0 | 2 | 1-954 ACSR AZ | 0 | 0 | 0 | 0 | 0 | 0 | 0 | 0 | 0 | 0 | 0 | 0 | 0 | 0 | 0 | 0 | 0 | 0 | 0 | 0 | 0 | 0 | 0 | 12 | 1
NO |  | 56 | 2015 | 25 | 12 | 12 |  | DAVIS | PRINCETON 2 | 138 | 138 | H | 0.15 | 0 | 2 | 1-954 ACSR AZ | 0 | 0 | 0 | 0 | 0 | 0 | 0 | 0 | 0 | 0 | 0 | 0 | 0 | 0 | 0 | 0 | 0 | 0 | 0 | 0 | 0 | 0 | 0 | 12 | 1
NO |  | 56 | 2015 | 25 | 13 | 13 |  | DAVIS | PRINCETON 2 | 138 | 138 | SP | 7.11 | 0 | 1 | 1-1431 ACSR AW | 0 | 0 | 0 | 0 | 0 | 0 | 0 | 0 | 0 | 0 | 0 | 0 | 0 | 0 | 0 | 0 | 0 | 0 | 0 | 0 | 0 | 0 | 0 | 12 | 1
NO |  | 56 | 2015 | 25 | 14 | 14 |  | DAVIS | PRINCETON 2 | 138 | 138 | SP | 2.78 | 0 | 1 | 1-954 ACSR AZ | 0 | 0 | 0 | 0 | 0 | 0 | 0 | 0 | 0 | 0 | 0 | 0 | 0 | 0 | 0 | 0 | 0 | 0 | 0 | 0 | 0 | 0 | 0 | 12 | 1
NO |  | 56 | 2015 | 25 | 15 | 15 |  | DAVIS | PRINCETON 2 | 138 | 138 | SP | 0.8 | 0 | 2 | 1-954 ACSR AZ | 0 | 0 | 0 | 0 | 0 | 0 | 0 | 0 | 0 | 0 | 0 | 0 | 0 | 0 | 0 | 0 | 0 | 0 | 0 | 0 | 0 | 0 | 0 | 12 | 1
NO |  | 56 | 2015 | 25 | 16 | 16 |  | DAVIS | VILLAGE GREEN | 138 | 230 | H | 0.79 | 0.31 | 2 | 1-954 ACSR AZ | 0 | 0 | 0 | 0 | 0 | 0 | 0 | 0 | 0 | 0 | 0 | 0 | 0 | 0 | 0 | 0 | 0 | 0 | 0 | 0 | 0 | 0 | 0 | 12 | 1
NO |  | 56 | 2015 | 25 | 17 | 17 |  | DAVIS | VILLAGE GREEN | 138 | 138 | SP | 2.1 | 0 | 1 | 1-954 ACSR AW | 0 | 0 | 0 | 0 | 0 | 0 | 0 | 0 | 0 | 0 | 0 | 0 | 0 | 0 | 0 | 0 | 0 | 0 | 0 | 0 | 0 | 0 | 0 | 12 | 1
NO |  | 56 | 2015 | 25 | 18 | 18 |  | DAVIS | VILLAGE GREEN | 138 | 138 | SP | 4.33 | 0 | 1 | 1-954 ACSR AZ | 0 | 0 | 0 | 0 | 0 | 0 | 0 | 0 | 0 | 0 | 0 | 0 | 0 | 0 | 0 | 0 | 0 | 0 | 0 | 0 | 0 | 0 | 0 | 12 | 1
NO |  | 56 | 2015 | 25 | 19 | 19 |  | DAVIS | VILLAGE GREEN | 138 | 138 | SP | 0.16 | 0 | 2 | 1-954 ACSR AZ | 0 | 0 | 0 | 0 | 0 | 0 | 0 | 0 | 0 | 0 | 0 | 0 | 0 | 0 | 0 | 0 | 0 | 0 | 0 | 0 | 0 | 0 | 0 | 12 | 1
NO |  | 56 | 2015 | 25 | 20 | 20 |  | DEERFIELD BEACH | YAMATO 1 | 138 | 138 | H | 0.52 | 0.59 | 2 | 1-954 ACSR AZ | 0 | 0 | 0 | 0 | 0 | 0 | 0 | 0 | 0 | 0 | 0 | 0 | 0 | 0 | 0 | 0 | 0 | 0 | 0 | 0 | 0 | 0 | 0 | 12 | 1
NO |  | 56 | 2015 | 25 | 21 | 21 |  | DEERFIELD BEACH | YAMATO 1 | 138 | 230 | H | 1.02 | 0.95 | 2 | 1-954 ACSR AZ | 0 | 0 | 0 | 0 | 0 | 0 | 0 | 0 | 0 | 0 | 0 | 0 | 0 | 0 | 0 | 0 | 0 | 0 | 0 | 0 | 0 | 0 | 0 | 12 | 1
NO |  | 56 | 2015 | 25 | 22 | 22 |  | DEERFIELD BEACH | YAMATO 1 | 138 | 138 | SP | 0.19 | 0 | 1 | 1-954 ACSR AW | 0 | 0 | 0 | 0 | 0 | 0 | 0 | 0 | 0 | 0 | 0 | 0 | 0 | 0 | 0 | 0 | 0 | 0 | 0 | 0 | 0 | 0 | 0 | 12 | 1
NO |  | 56 | 2015 | 25 | 23 | 23 |  | DEERFIELD BEACH | YAMATO 1 | 138 | 138 | SP | 9.51 | 0 | 1 | 1-954 ACSR AZ | 0 | 0 | 0 | 0 | 0 | 0 | 0 | 0 | 0 | 0 | 0 | 0 | 0 | 0 | 0 | 0 | 0 | 0 | 0 | 0 | 0 | 0 | 0 | 12 | 1
NO |  | 56 | 2015 | 25 | 24 | 24 |  | DEERFIELD BEACH | YAMATO 1 | 138 | 230 | SP | 0 | 1.12 | 2 | 1-954 ACSR AZ | 0 | 0 | 0 | 0 | 0 | 0 | 0 | 0 | 0 | 0 | 0 | 0 | 0 | 0 | 0 | 0 | 0 | 0 | 0 | 0 | 0 | 0 | 0 | 12 | 1
NO |  | 56 | 2015 | 25 | 25 | 25 |  | DEERFIELD BEACH | YAMATO 1 | 138 | 138 | SP | 0.55 | 1.21 | 2 | 1-954 ACSR AZ | 0 | 0 | 0 | 0 | 0 | 0 | 0 | 0 | 0 | 0 | 0 | 0 | 0 | 0 | 0 | 0 | 0 | 0 | 0 | 0 | 0 | 0 | 0 | 12 | 1
NO |  | 56 | 2015 | 25 | 26 | 26 |  | EAU GALLIE | HARRIS | 138 | 138 | SP | 0.12 | 0 | 1 | 1-795 ACSR AW | 0 | 0 | 0 | 0 | 0 | 0 | 0 | 0 | 0 | 0 | 0 | 0 | 0 | 0 | 0 | 0 | 0 | 0 | 0 | 0 | 0 | 0 | 0 | 12 | 1
NO |  | 56 | 2015 | 25 | 27 | 27 |  | EAU GALLIE | HARRIS | 138 | 138 | SP | 7.38 | 0 | 1 | 1-795 ACSR AZ | 0 | 0 | 0 | 0 | 0 | 0 | 0 | 0 | 0 | 0 | 0 | 0 | 0 | 0 | 0 | 0 | 0 | 0 | 0 | 0 | 0 | 0 | 0 | 12 | 1
NO |  | 56 | 2015 | 25 | 28 | 28 |  | EAU GALLIE | HARRIS | 138 | 138 | SP | 1.9 | 0 | 1 | 1-954 ACSR AW | 0 | 0 | 0 | 0 | 0 | 0 | 0 | 0 | 0 | 0 | 0 | 0 | 0 | 0 | 0 | 0 | 0 | 0 | 0 | 0 | 0 | 0 | 0 | 12 | 1
NO |  | 56 | 2015 | 25 | 29 | 29 |  | EAU GALLIE | HARRIS | 138 | 138 | SP | 0.09 | 0 | 1 | 2-350 CU HT | 0 | 0 | 0 | 0 | 0 | 0 | 0 | 0 | 0 | 0 | 0 | 0 | 0 | 0 | 0 | 0 | 0 | 0 | 0 | 0 | 0 | 0 | 0 | 12 | 1
NO |  | 56 | 2015 | 25 | 30 | 30 |  | EAU GALLIE | HARRIS | 138 | 138 | SP | 0.24 | 0 | 1 | 2-450 AAC | 0 | 0 | 0 | 0 | 0 | 0 | 0 | 0 | 0 | 0 | 0 | 0 | 0 | 0 | 0 | 0 | 0 | 0 | 0 | 0 | 0 | 0 | 0 | 12 | 1
NO |  | 56 | 2015 | 25 | 31 | 31 |  | EAU GALLIE | MALABAR | 138 | 138 | SP | 11.71 | 0 | 1 | 1-795 ACSR AZ | 0 | 0 | 0 | 0 | 0 | 0 | 0 | 0 | 0 | 0 | 0 | 0 | 0 | 0 | 0 | 0 | 0 | 0 | 0 | 0 | 0 | 0 | 0 | 12 | 1
NO |  | 56 | 2015 | 25 | 32 | 32 |  | EAU GALLIE | PATRICK | 138 | 138 | H | 0.44 | 0 | 1 | 1-1127 AAAC | 0 | 0 | 0 | 0 | 0 | 0 | 0 | 0 | 0 | 0 | 0 | 0 | 0 | 0 | 0 | 0 | 0 | 0 | 0 | 0 | 0 | 0 | 0 | 12 | 1
NO |  | 56 | 2015 | 25 | 33 | 33 |  | EAU GALLIE | PATRICK | 138 | 138 | SP | 7.32 | 0 | 1 | 1-1127 AAAC | 0 | 0 | 0 | 0 | 0 | 0 | 0 | 0 | 0 | 0 | 0 | 0 | 0 | 0 | 0 | 0 | 0 | 0 | 0 | 0 | 0 | 0 | 0 | 12 | 1
NO |  | 56 | 2015 | 25 | 34 | 34 |  | EAU GALLIE | PATRICK | 138 | 138 | SP | 0.2 | 0 | 2 | 1-1127 AAAC | 0 | 0 | 0 | 0 | 0 | 0 | 0 | 0 | 0 | 0 | 0 | 0 | 0 | 0 | 0 | 0 | 0 | 0 | 0 | 0 | 0 | 0 | 0 | 12 | 1
NO |  | 56 | 2015 | 25 | 35 | 35 |  | EAU GALLIE | PATRICK | 138 | 138 | SP | 0.02 | 0 | 1 | 1-954 ACSR AZ | 0 | 0 | 0 | 0 | 0 | 0 | 0 | 0 | 0 | 0 | 0 | 0 | 0 | 0 | 0 | 0 | 0 | 0 | 0 | 0 | 0 | 0 | 0 | 12 | 1
NO |  | 56 | 2015 | 26 | 1 | 1 |  | EMERSON | COUNTY LINE (VER) | 138 | 138 | H | 0.01 | 0 | 1 | 1-795 ACSR AW | 0 | 0 | 0 | 0 | 0 | 0 | 0 | 0 | 0 | 0 | 0 | 0 | 0 | 0 | 0 | 0 | 0 | 0 | 0 | 0 | 0 | 0 | 0 | 12 | 1
NO |  | 56 | 2015 | 26 | 2 | 2 |  | EMERSON | COUNTY LINE (VER) | 138 | 138 | SP | 0 | 0 | 1 | 1-Conductor Forei | 0 | 0 | 0 | 0 | 0 | 0 | 0 | 0 | 0 | 0 | 0 | 0 | 0 | 0 | 0 | 0 | 0 | 0 | 0 | 0 | 0 | 0 | 0 | 12 | 1
NO |  | 56 | 2015 | 26 | 3 | 3 |  | EMERSON | HARTMAN (FTP) | 138 | 138 | SP | 2.95 | 0 | 1 | 1-954 ACSR AW | 0 | 0 | 0 | 0 | 0 | 0 | 0 | 0 | 0 | 0 | 0 | 0 | 0 | 0 | 0 | 0 | 0 | 0 | 0 | 0 | 0 | 0 | 0 | 12 | 1
NO |  | 56 | 2015 | 26 | 4 | 4 |  | EMERSON | HARTMAN (FTP) | 138 | 138 | SP | 8.13 | 0 | 1 | 1-954 ACSR AZ | 0 | 0 | 0 | 0 | 0 | 0 | 0 | 0 | 0 | 0 | 0 | 0 | 0 | 0 | 0 | 0 | 0 | 0 | 0 | 0 | 0 | 0 | 0 | 12 | 1
NO |  | 56 | 2015 | 26 | 5 | 5 |  | EMERSON | WEST (VER) | 138 | 138 | SP | 2.77 | 0 | 1 | 1-954 ACSR AW | 0 | 0 | 0 | 0 | 0 | 0 | 0 | 0 | 0 | 0 | 0 | 0 | 0 | 0 | 0 | 0 | 0 | 0 | 0 | 0 | 0 | 0 | 0 | 12 | 1
NO |  | 56 | 2015 | 26 | 6 | 6 |  | EMERSON | WEST (VER) | 138 | 138 | SP | 7.05 | 0 | 1 | 1-954 ACSR AZ | 0 | 0 | 0 | 0 | 0 | 0 | 0 | 0 | 0 | 0 | 0 | 0 | 0 | 0 | 0 | 0 | 0 | 0 | 0 | 0 | 0 | 0 | 0 | 12 | 1
NO |  | 56 | 2015 | 26 | 7 | 7 |  | FLAGAMI | RIVERSIDE 1 | 138 | 138 | SP | 0.14 | 0 | 1 | 1-954 ACSR AW | 0 | 0 | 0 | 0 | 0 | 0 | 0 | 0 | 0 | 0 | 0 | 0 | 0 | 0 | 0 | 0 | 0 | 0 | 0 | 0 | 0 | 0 | 0 | 12 | 1
NO |  | 56 | 2015 | 26 | 8 | 8 |  | FLAGAMI | RIVERSIDE 1 | 138 | 138 | SP | 0.04 | 0 | 2 | 1-954 ACSR AW | 0 | 0 | 0 | 0 | 0 | 0 | 0 | 0 | 0 | 0 | 0 | 0 | 0 | 0 | 0 | 0 | 0 | 0 | 0 | 0 | 0 | 0 | 0 | 12 | 1
NO |  | 56 | 2015 | 26 | 9 | 9 |  | FLAGAMI | RIVERSIDE 1 | 138 | 230 | SP | 2.04 | 0 | 1 | 1-954 ACSR AZ | 0 | 0 | 0 | 0 | 0 | 0 | 0 | 0 | 0 | 0 | 0 | 0 | 0 | 0 | 0 | 0 | 0 | 0 | 0 | 0 | 0 | 0 | 0 | 12 | 1
NO |  | 56 | 2015 | 26 | 10 | 10 |  | FLAGAMI | RIVERSIDE 1 | 138 | 138 | SP | 3.01 | 0 | 1 | 1-954 ACSR AZ | 0 | 0 | 0 | 0 | 0 | 0 | 0 | 0 | 0 | 0 | 0 | 0 | 0 | 0 | 0 | 0 | 0 | 0 | 0 | 0 | 0 | 0 | 0 | 12 | 1
NO |  | 56 | 2015 | 26 | 11 | 11 |  | FLAGAMI | RIVERSIDE 1 | 138 | 138 | SP | 0.07 | 0 | 2 | 1-954 ACSR AZ | 0 | 0 | 0 | 0 | 0 | 0 | 0 | 0 | 0 | 0 | 0 | 0 | 0 | 0 | 0 | 0 | 0 | 0 | 0 | 0 | 0 | 0 | 0 | 12 | 1
NO |  | 56 | 2015 | 26 | 12 | 12 |  | FLAGAMI | RIVERSIDE 2 | 138 | 138 | SP | 3.72 | 0 | 1 | 1-954 ACSR AZ | 0 | 0 | 0 | 0 | 0 | 0 | 0 | 0 | 0 | 0 | 0 | 0 | 0 | 0 | 0 | 0 | 0 | 0 | 0 | 0 | 0 | 0 | 0 | 12 | 1
NO |  | 56 | 2015 | 26 | 13 | 13 |  | FLAGAMI | RIVERSIDE 2 | 138 | 138 | SP | 1.4 | 0.08 | 2 | 1-954 ACSR AZ | 0 | 0 | 0 | 0 | 0 | 0 | 0 | 0 | 0 | 0 | 0 | 0 | 0 | 0 | 0 | 0 | 0 | 0 | 0 | 0 | 0 | 0 | 0 | 12 | 1
NO |  | 56 | 2015 | 26 | 14 | 14 |  | FLAGAMI | SOUTH MIAMI | 138 | 138 | H | 0.02 | 0 | 1 | 1-954 ACSR AZ | 0 | 0 | 0 | 0 | 0 | 0 | 0 | 0 | 0 | 0 | 0 | 0 | 0 | 0 | 0 | 0 | 0 | 0 | 0 | 0 | 0 | 0 | 0 | 12 | 1
NO |  | 56 | 2015 | 26 | 15 | 15 |  | FLAGAMI | SOUTH MIAMI | 138 | 138 | SP | 0.1 | 0 | 1 | 1-954 ACSR AW | 0 | 0 | 0 | 0 | 0 | 0 | 0 | 0 | 0 | 0 | 0 | 0 | 0 | 0 | 0 | 0 | 0 | 0 | 0 | 0 | 0 | 0 | 0 | 12 | 1
NO |  | 56 | 2015 | 26 | 16 | 16 |  | FLAGAMI | SOUTH MIAMI | 138 | 138 | SP | 5.83 | 0 | 1 | 1-954 ACSR AZ | 0 | 0 | 0 | 0 | 0 | 0 | 0 | 0 | 0 | 0 | 0 | 0 | 0 | 0 | 0 | 0 | 0 | 0 | 0 | 0 | 0 | 0 | 0 | 12 | 1
NO |  | 56 | 2015 | 26 | 17 | 17 |  | FLAGAMI | SOUTH MIAMI | 138 | 138 | SP | 0.08 | 1.87 | 2 | 1-954 ACSR AZ | 0 | 0 | 0 | 0 | 0 | 0 | 0 | 0 | 0 | 0 | 0 | 0 | 0 | 0 | 0 | 0 | 0 | 0 | 0 | 0 | 0 | 0 | 0 | 12 | 1
NO |  | 56 | 2015 | 26 | 18 | 18 |  | FLAGAMI | VILLAGE GREEN | 138 | 138 | SP | 0.04 | 0 | 1 | 1-795 AAC | 0 | 0 | 0 | 0 | 0 | 0 | 0 | 0 | 0 | 0 | 0 | 0 | 0 | 0 | 0 | 0 | 0 | 0 | 0 | 0 | 0 | 0 | 0 | 12 | 1
NO |  | 56 | 2015 | 26 | 19 | 19 |  | FLAGAMI | VILLAGE GREEN | 138 | 138 | SP | 1.26 | 0 | 1 | 1-795 ACSR AZ | 0 | 0 | 0 | 0 | 0 | 0 | 0 | 0 | 0 | 0 | 0 | 0 | 0 | 0 | 0 | 0 | 0 | 0 | 0 | 0 | 0 | 0 | 0 | 12 | 1
NO |  | 56 | 2015 | 26 | 20 | 20 |  | FLAGAMI | VILLAGE GREEN | 138 | 138 | SP | 0.23 | 0 | 1 | 1-954 ACSR AW | 0 | 0 | 0 | 0 | 0 | 0 | 0 | 0 | 0 | 0 | 0 | 0 | 0 | 0 | 0 | 0 | 0 | 0 | 0 | 0 | 0 | 0 | 0 | 12 | 1
NO |  | 56 | 2015 | 26 | 21 | 21 |  | FLAGAMI | VILLAGE GREEN | 138 | 138 | SP | 5.03 | 0 | 1 | 1-954 ACSR AZ | 0 | 0 | 0 | 0 | 0 | 0 | 0 | 0 | 0 | 0 | 0 | 0 | 0 | 0 | 0 | 0 | 0 | 0 | 0 | 0 | 0 | 0 | 0 | 12 | 1
NO |  | 56 | 2015 | 26 | 22 | 22 |  | FLORIDA CITY | JEWFISH CREEK (FKEC) | 138 | 138 | SP | 13.01 | 0 | 1 | 1-1127 AAAC | 0 | 0 | 0 | 0 | 0 | 0 | 0 | 0 | 0 | 0 | 0 | 0 | 0 | 0 | 0 | 0 | 0 | 0 | 0 | 0 | 0 | 0 | 0 | 12 | 1
NO |  | 56 | 2015 | 26 | 23 | 23 |  | FLORIDA CITY | JEWFISH CREEK (FKEC) | 138 | 230 | SP | 0 | 0.69 | 2 | 1-1127 AAAC | 0 | 0 | 0 | 0 | 0 | 0 | 0 | 0 | 0 | 0 | 0 | 0 | 0 | 0 | 0 | 0 | 0 | 0 | 0 | 0 | 0 | 0 | 0 | 12 | 1
NO |  | 56 | 2015 | 26 | 24 | 24 |  | FLORIDA CITY | LUCY (HST) | 138 | 138 | SP | 1.02 | 0 | 1 | 1-795 AAC | 0 | 0 | 0 | 0 | 0 | 0 | 0 | 0 | 0 | 0 | 0 | 0 | 0 | 0 | 0 | 0 | 0 | 0 | 0 | 0 | 0 | 0 | 0 | 12 | 1
NO |  | 56 | 2015 | 26 | 25 | 25 |  | FLORIDA CITY | LUCY (HST) | 138 | 138 | SP | 0.12 | 0 | 1 | 1-795 ACSR AZ | 0 | 0 | 0 | 0 | 0 | 0 | 0 | 0 | 0 | 0 | 0 | 0 | 0 | 0 | 0 | 0 | 0 | 0 | 0 | 0 | 0 | 0 | 0 | 12 | 1
NO |  | 56 | 2015 | 26 | 26 | 26 |  | FLORIDA CITY | LUCY (HST) | 138 | 138 | SP | 0.03 | 0 | 1 | 1-954 ACSR AW | 0 | 0 | 0 | 0 | 0 | 0 | 0 | 0 | 0 | 0 | 0 | 0 | 0 | 0 | 0 | 0 | 0 | 0 | 0 | 0 | 0 | 0 | 0 | 12 | 1
NO |  | 56 | 2015 | 26 | 27 | 27 |  | FLORIDA CITY | PRINCETON | 138 | 138 | SP | 10.22 | 0 | 1 | 1-1431 ACSR AW | 0 | 0 | 0 | 0 | 0 | 0 | 0 | 0 | 0 | 0 | 0 | 0 | 0 | 0 | 0 | 0 | 0 | 0 | 0 | 0 | 0 | 0 | 0 | 12 | 1
NO |  | 56 | 2015 | 26 | 28 | 28 |  | FLORIDA CITY | PRINCETON | 138 | 138 | SP | 0.68 | 0.67 | 2 | 1-1431 ACSR AW | 0 | 0 | 0 | 0 | 0 | 0 | 0 | 0 | 0 | 0 | 0 | 0 | 0 | 0 | 0 | 0 | 0 | 0 | 0 | 0 | 0 | 0 | 0 | 12 | 1
NO |  | 56 | 2015 | 26 | 29 | 29 |  | FLORIDA CITY | TAVERNIER (FKEC) | 138 | 138 | SP | 0.06 | 0 | 1 | 1-954 ACSR AW | 0 | 0 | 0 | 0 | 0 | 0 | 0 | 0 | 0 | 0 | 0 | 0 | 0 | 0 | 0 | 0 | 0 | 0 | 0 | 0 | 0 | 0 | 0 | 12 | 1
NO |  | 56 | 2015 | 26 | 30 | 30 |  | FLORIDA CITY | TAVERNIER (FKEC) | 138 | 230 | SP | 15.1 | 0 | 1 | 1-954 ACSR AW | 0 | 0 | 0 | 0 | 0 | 0 | 0 | 0 | 0 | 0 | 0 | 0 | 0 | 0 | 0 | 0 | 0 | 0 | 0 | 0 | 0 | 0 | 0 | 12 | 1
NO |  | 56 | 2015 | 26 | 31 | 31 |  | FLORIDA CITY | TAVERNIER (FKEC) | 138 | 230 | SP | 0 | 0.77 | 2 | 1-954 ACSR AW | 0 | 0 | 0 | 0 | 0 | 0 | 0 | 0 | 0 | 0 | 0 | 0 | 0 | 0 | 0 | 0 | 0 | 0 | 0 | 0 | 0 | 0 | 0 | 12 | 1
NO |  | 56 | 2015 | 26 | 32 | 32 |  | FRUIT INDUSTRIES | JOHNSON | 138 | 138 | H | 4.33 | 0 | 1 | 2-336.4 ACSR AZ | 0 | 0 | 0 | 0 | 0 | 0 | 0 | 0 | 0 | 0 | 0 | 0 | 0 | 0 | 0 | 0 | 0 | 0 | 0 | 0 | 0 | 0 | 0 | 12 | 1
NO |  | 56 | 2015 | 26 | 33 | 33 |  | FRUIT INDUSTRIES | JOHNSON | 138 | 138 | SP | 2.3 | 0 | 1 | 1-795 ACSR AZ | 0 | 0 | 0 | 0 | 0 | 0 | 0 | 0 | 0 | 0 | 0 | 0 | 0 | 0 | 0 | 0 | 0 | 0 | 0 | 0 | 0 | 0 | 0 | 12 | 1
NO |  | 56 | 2015 | 26 | 34 | 34 |  | FRUIT INDUSTRIES | JOHNSON | 138 | 138 | SP | 0.1 | 0 | 1 | 1-954 ACSR AW | 0 | 0 | 0 | 0 | 0 | 0 | 0 | 0 | 0 | 0 | 0 | 0 | 0 | 0 | 0 | 0 | 0 | 0 | 0 | 0 | 0 | 0 | 0 | 12 | 1
NO |  | 56 | 2015 | 26 | 35 | 35 |  | FT MYERS PLANT | MCCARTHY (CLE) | 138 | 138 | H | 45.18 | 0 | 1 | 1-556.5 ACSR AZ | 0 | 0 | 0 | 0 | 0 | 0 | 0 | 0 | 0 | 0 | 0 | 0 | 0 | 0 | 0 | 0 | 0 | 0 | 0 | 0 | 0 | 0 | 0 | 12 | 1
NO |  | 56 | 2015 | 27 | 1 | 1 |  | FT MYERS PLANT | MCCARTHY (CLE) | 138 | 138 | SP | 0.1 | 0 | 1 | 1-556.5 ACSR AW | 0 | 0 | 0 | 0 | 0 | 0 | 0 | 0 | 0 | 0 | 0 | 0 | 0 | 0 | 0 | 0 | 0 | 0 | 0 | 0 | 0 | 0 | 0 | 12 | 1
NO |  | 56 | 2015 | 27 | 2 | 2 |  | FT MYERS PLANT | MCCARTHY (CLE) | 138 | 230 | SP | 0.24 | 0 | 1 | 1-556.5 ACSR AZ | 0 | 0 | 0 | 0 | 0 | 0 | 0 | 0 | 0 | 0 | 0 | 0 | 0 | 0 | 0 | 0 | 0 | 0 | 0 | 0 | 0 | 0 | 0 | 12 | 1
NO |  | 56 | 2015 | 27 | 3 | 3 |  | FT MYERS PLANT | MCCARTHY (CLE) | 138 | 138 | SP | 6.74 | 0 | 1 | 1-556.5 ACSR AZ | 0 | 0 | 0 | 0 | 0 | 0 | 0 | 0 | 0 | 0 | 0 | 0 | 0 | 0 | 0 | 0 | 0 | 0 | 0 | 0 | 0 | 0 | 0 | 12 | 1
NO |  | 56 | 2015 | 27 | 4 | 4 |  | FT MYERS PLANT | MCCARTHY (CLE) | 138 | 138 | SP | 0.04 | 0 | 1 | 1-954 ACSR AW | 0 | 0 | 0 | 0 | 0 | 0 | 0 | 0 | 0 | 0 | 0 | 0 | 0 | 0 | 0 | 0 | 0 | 0 | 0 | 0 | 0 | 0 | 0 | 12 | 1
NO |  | 56 | 2015 | 27 | 5 | 5 |  | FT MYERS PLANT | TICE RADIAL | 138 | 138 | H | 0 | 0.4 | 2 | 1-954 ACSR AZ | 0 | 0 | 0 | 0 | 0 | 0 | 0 | 0 | 0 | 0 | 0 | 0 | 0 | 0 | 0 | 0 | 0 | 0 | 0 | 0 | 0 | 0 | 0 | 12 | 1
NO |  | 56 | 2015 | 27 | 6 | 6 |  | FT MYERS PLANT | TICE RADIAL | 138 | 138 | SP | 2.15 | 0 | 1 | 1-954 ACSR AZ | 0 | 0 | 0 | 0 | 0 | 0 | 0 | 0 | 0 | 0 | 0 | 0 | 0 | 0 | 0 | 0 | 0 | 0 | 0 | 0 | 0 | 0 | 0 | 12 | 1
NO |  | 56 | 2015 | 27 | 7 | 7 |  | FT MYERS PLANT | TICE RADIAL | 138 | 138 | SP | 0.13 | 5.23 | 2 | 1-954 ACSR AZ | 0 | 0 | 0 | 0 | 0 | 0 | 0 | 0 | 0 | 0 | 0 | 0 | 0 | 0 | 0 | 0 | 0 | 0 | 0 | 0 | 0 | 0 | 0 | 12 | 1
NO |  | 56 | 2015 | 27 | 8 | 8 |  | GALLOWAY | SOUTH MIAMI | 138 | 138 | SP | 4.1 | 0 | 1 | 1-954 ACSR AZ | 0 | 0 | 0 | 0 | 0 | 0 | 0 | 0 | 0 | 0 | 0 | 0 | 0 | 0 | 0 | 0 | 0 | 0 | 0 | 0 | 0 | 0 | 0 | 12 | 1
NO |  | 56 | 2015 | 27 | 9 | 9 |  | GALLOWAY | SOUTH MIAMI | 138 | 138 | SP | 0.47 | 0 | 2 | 1-954 ACSR AZ | 0 | 0 | 0 | 0 | 0 | 0 | 0 | 0 | 0 | 0 | 0 | 0 | 0 | 0 | 0 | 0 | 0 | 0 | 0 | 0 | 0 | 0 | 0 | 12 | 1
NO |  | 56 | 2015 | 27 | 10 | 10 |  | GARDEN | LAUDERDALE | 138 | 230 | H | 0.06 | 0 | 1 | 1-1431 ACSR AZ | 0 | 0 | 0 | 0 | 0 | 0 | 0 | 0 | 0 | 0 | 0 | 0 | 0 | 0 | 0 | 0 | 0 | 0 | 0 | 0 | 0 | 0 | 0 | 12 | 1
NO |  | 56 | 2015 | 27 | 11 | 11 |  | GARDEN | LAUDERDALE | 138 | 230 | H | 0 | 0.82 | 2 | 1-1431 ACSR AZ | 0 | 0 | 0 | 0 | 0 | 0 | 0 | 0 | 0 | 0 | 0 | 0 | 0 | 0 | 0 | 0 | 0 | 0 | 0 | 0 | 0 | 0 | 0 | 12 | 1
NO |  | 56 | 2015 | 27 | 12 | 12 |  | GARDEN | LAUDERDALE | 138 | 138 | H | 0.04 | 0 | 1 | 1-954 ACSR AZ | 0 | 0 | 0 | 0 | 0 | 0 | 0 | 0 | 0 | 0 | 0 | 0 | 0 | 0 | 0 | 0 | 0 | 0 | 0 | 0 | 0 | 0 | 0 | 12 | 1
NO |  | 56 | 2015 | 27 | 13 | 13 |  | GARDEN | LAUDERDALE | 138 | 138 | SP | 13.17 | 0 | 1 | 1-954 ACSR AZ | 0 | 0 | 0 | 0 | 0 | 0 | 0 | 0 | 0 | 0 | 0 | 0 | 0 | 0 | 0 | 0 | 0 | 0 | 0 | 0 | 0 | 0 | 0 | 12 | 1
NO |  | 56 | 2015 | 27 | 14 | 14 |  | GARDEN | LITTLE RIVER | 138 | 138 | SP | 0.05 | 0 | 1 | 1-1431 ACSR AZ | 0 | 0 | 0 | 0 | 0 | 0 | 0 | 0 | 0 | 0 | 0 | 0 | 0 | 0 | 0 | 0 | 0 | 0 | 0 | 0 | 0 | 0 | 0 | 12 | 1
NO |  | 56 | 2015 | 27 | 15 | 15 |  | GARDEN | LITTLE RIVER | 138 | 138 | SP | 1.91 | 0 | 1 | 1-556.5 AAC | 0 | 0 | 0 | 0 | 0 | 0 | 0 | 0 | 0 | 0 | 0 | 0 | 0 | 0 | 0 | 0 | 0 | 0 | 0 | 0 | 0 | 0 | 0 | 12 | 1
NO |  | 56 | 2015 | 27 | 16 | 16 |  | GARDEN | LITTLE RIVER | 138 | 138 | SP | 2.74 | 0 | 1 | 1-556.5 ACSR AZ | 0 | 0 | 0 | 0 | 0 | 0 | 0 | 0 | 0 | 0 | 0 | 0 | 0 | 0 | 0 | 0 | 0 | 0 | 0 | 0 | 0 | 0 | 0 | 12 | 1
NO |  | 56 | 2015 | 27 | 17 | 17 |  | GARDEN | LITTLE RIVER | 138 | 138 | SP | 0.42 | 0 | 1 | 1-795 AAC | 0 | 0 | 0 | 0 | 0 | 0 | 0 | 0 | 0 | 0 | 0 | 0 | 0 | 0 | 0 | 0 | 0 | 0 | 0 | 0 | 0 | 0 | 0 | 12 | 1
NO |  | 56 | 2015 | 27 | 18 | 18 |  | GARDEN | LITTLE RIVER | 138 | 138 | SP | 0 | 0 | 1 | 1-795 ACSR AW | 0 | 0 | 0 | 0 | 0 | 0 | 0 | 0 | 0 | 0 | 0 | 0 | 0 | 0 | 0 | 0 | 0 | 0 | 0 | 0 | 0 | 0 | 0 | 12 | 1
NO |  | 56 | 2015 | 27 | 19 | 19 |  | GARDEN | LITTLE RIVER | 138 | 138 | SP | 3.51 | 0 | 1 | 1-795 ACSR AZ | 0 | 0 | 0 | 0 | 0 | 0 | 0 | 0 | 0 | 0 | 0 | 0 | 0 | 0 | 0 | 0 | 0 | 0 | 0 | 0 | 0 | 0 | 0 | 12 | 1
NO |  | 56 | 2015 | 27 | 20 | 20 |  | GARDEN | LITTLE RIVER | 138 | 138 | SP | 0.02 | 0 | 1 | 1-954 ACSR AW | 0 | 0 | 0 | 0 | 0 | 0 | 0 | 0 | 0 | 0 | 0 | 0 | 0 | 0 | 0 | 0 | 0 | 0 | 0 | 0 | 0 | 0 | 0 | 12 | 1
NO |  | 56 | 2015 | 27 | 21 | 21 |  | GARDEN | LITTLE RIVER | 138 | 138 | SP | 5.41 | 0 | 1 | 1-954 ACSR AZ | 0 | 0 | 0 | 0 | 0 | 0 | 0 | 0 | 0 | 0 | 0 | 0 | 0 | 0 | 0 | 0 | 0 | 0 | 0 | 0 | 0 | 0 | 0 | 12 | 1
NO |  | 56 | 2015 | 27 | 22 | 22 |  | GARDEN | MEMORIAL RADIAL | 138 | 138 | SP | 2.17 | 0 | 1 | 1-795 ACSR AW | 0 | 0 | 0 | 0 | 0 | 0 | 0 | 0 | 0 | 0 | 0 | 0 | 0 | 0 | 0 | 0 | 0 | 0 | 0 | 0 | 0 | 0 | 0 | 12 | 1
NO |  | 56 | 2015 | 27 | 23 | 23 |  | GARDEN | MEMORIAL RADIAL | 138 | 138 | SP | 1.7 | 0 | 2 | 1-954 ACSR AW | 0 | 0 | 0 | 0 | 0 | 0 | 0 | 0 | 0 | 0 | 0 | 0 | 0 | 0 | 0 | 0 | 0 | 0 | 0 | 0 | 0 | 0 | 0 | 12 | 1
NO |  | 56 | 2015 | 27 | 24 | 24 |  | GERMANTOWN | YAMATO | 138 | 138 | SP | 0.29 | 0 | 1 | 1-954 ACSR AW | 0 | 0 | 0 | 0 | 0 | 0 | 0 | 0 | 0 | 0 | 0 | 0 | 0 | 0 | 0 | 0 | 0 | 0 | 0 | 0 | 0 | 0 | 0 | 12 | 1
NO |  | 56 | 2015 | 27 | 25 | 25 |  | GERMANTOWN | YAMATO | 138 | 138 | SP | 3.17 | 0 | 1 | 1-954 ACSR AZ | 0 | 0 | 0 | 0 | 0 | 0 | 0 | 0 | 0 | 0 | 0 | 0 | 0 | 0 | 0 | 0 | 0 | 0 | 0 | 0 | 0 | 0 | 0 | 12 | 1
NO |  | 56 | 2015 | 27 | 26 | 26 |  | GRATIGNY | LAUDERDALE | 138 | 138 | H | 0.24 | 0 | 1 | 1-600 CU HT | 0 | 0 | 0 | 0 | 0 | 0 | 0 | 0 | 0 | 0 | 0 | 0 | 0 | 0 | 0 | 0 | 0 | 0 | 0 | 0 | 0 | 0 | 0 | 12 | 1
NO |  | 56 | 2015 | 27 | 27 | 27 |  | GRATIGNY | LAUDERDALE | 138 | 138 | H | 15.97 | 0 | 1 | 1-795 ACSR AZ | 0 | 0 | 0 | 0 | 0 | 0 | 0 | 0 | 0 | 0 | 0 | 0 | 0 | 0 | 0 | 0 | 0 | 0 | 0 | 0 | 0 | 0 | 0 | 12 | 1
NO |  | 56 | 2015 | 27 | 28 | 28 |  | GRATIGNY | LAUDERDALE | 138 | 138 | SP | 0.05 | 0 | 1 | 1-795 ACSR AW | 0 | 0 | 0 | 0 | 0 | 0 | 0 | 0 | 0 | 0 | 0 | 0 | 0 | 0 | 0 | 0 | 0 | 0 | 0 | 0 | 0 | 0 | 0 | 12 | 1
NO |  | 56 | 2015 | 27 | 29 | 29 |  | GRATIGNY | LAUDERDALE | 138 | 138 | SP | 2.55 | 0 | 1 | 1-954 ACSR AW | 0 | 0 | 0 | 0 | 0 | 0 | 0 | 0 | 0 | 0 | 0 | 0 | 0 | 0 | 0 | 0 | 0 | 0 | 0 | 0 | 0 | 0 | 0 | 12 | 1
NO |  | 56 | 2015 | 27 | 30 | 30 |  | GREYNOLDS | HALLANDALE | 138 | 138 | SP | 0.03 | 0 | 1 | 1-350 CU HT | 0 | 0 | 0 | 0 | 0 | 0 | 0 | 0 | 0 | 0 | 0 | 0 | 0 | 0 | 0 | 0 | 0 | 0 | 0 | 0 | 0 | 0 | 0 | 12 | 1
NO |  | 56 | 2015 | 27 | 31 | 31 |  | GREYNOLDS | HALLANDALE | 138 | 138 | SP | 0.81 | 0 | 1 | 1-556.5 ACSR AZ | 0 | 0 | 0 | 0 | 0 | 0 | 0 | 0 | 0 | 0 | 0 | 0 | 0 | 0 | 0 | 0 | 0 | 0 | 0 | 0 | 0 | 0 | 0 | 12 | 1
NO |  | 56 | 2015 | 27 | 32 | 32 |  | GREYNOLDS | HALLANDALE | 138 | 138 | SP | 0.92 | 0 | 1 | 1-954 ACSR AW | 0 | 0 | 0 | 0 | 0 | 0 | 0 | 0 | 0 | 0 | 0 | 0 | 0 | 0 | 0 | 0 | 0 | 0 | 0 | 0 | 0 | 0 | 0 | 12 | 1
NO |  | 56 | 2015 | 27 | 33 | 33 |  | GREYNOLDS | HALLANDALE | 138 | 138 | SP | 1.8 | 0 | 1 | 1-954 ACSR AZ | 0 | 0 | 0 | 0 | 0 | 0 | 0 | 0 | 0 | 0 | 0 | 0 | 0 | 0 | 0 | 0 | 0 | 0 | 0 | 0 | 0 | 0 | 0 | 12 | 1
NO |  | 56 | 2015 | 27 | 34 | 34 |  | GREYNOLDS | HALLANDALE | 138 | 138 | UG | 0.65 | 0 | 1 | 1-2000 CU-HP SD | 0 | 0 | 0 | 0 | 0 | 0 | 0 | 0 | 0 | 0 | 0 | 0 | 0 | 0 | 0 | 0 | 0 | 0 | 0 | 0 | 0 | 0 | 0 | 12 | 1
NO |  | 56 | 2015 | 27 | 35 | 35 |  | GREYNOLDS | HALLANDALE | 138 | 138 | UG | 0.95 | 0 | 1 | 1-3750 AL-HP | 0 | 0 | 0 | 0 | 0 | 0 | 0 | 0 | 0 | 0 | 0 | 0 | 0 | 0 | 0 | 0 | 0 | 0 | 0 | 0 | 0 | 0 | 0 | 12 | 1
NO |  | 56 | 2015 | 28 | 1 | 1 |  | GREYNOLDS | HAULOVER | 138 | 138 | SP | 3.53 | 0 | 1 | 1-350 CU HT | 0 | 0 | 0 | 0 | 0 | 0 | 0 | 0 | 0 | 0 | 0 | 0 | 0 | 0 | 0 | 0 | 0 | 0 | 0 | 0 | 0 | 0 | 0 | 12 | 1
NO |  | 56 | 2015 | 28 | 2 | 2 |  | GREYNOLDS | HAULOVER | 138 | 138 | SP | 0.23 | 0 | 1 | 1-556.5 ACSR AW | 0 | 0 | 0 | 0 | 0 | 0 | 0 | 0 | 0 | 0 | 0 | 0 | 0 | 0 | 0 | 0 | 0 | 0 | 0 | 0 | 0 | 0 | 0 | 12 | 1
NO |  | 56 | 2015 | 28 | 3 | 3 |  | GREYNOLDS | HAULOVER | 138 | 138 | SP | 0.31 | 0 | 1 | 1-954 ACSR AW | 0 | 0 | 0 | 0 | 0 | 0 | 0 | 0 | 0 | 0 | 0 | 0 | 0 | 0 | 0 | 0 | 0 | 0 | 0 | 0 | 0 | 0 | 0 | 12 | 1
NO |  | 56 | 2015 | 28 | 4 | 4 |  | GREYNOLDS | HAULOVER | 138 | 138 | UG | 0.12 | 0 | 1 | 1-3000 CU-XLPE | 0 | 0 | 0 | 0 | 0 | 0 | 0 | 0 | 0 | 0 | 0 | 0 | 0 | 0 | 0 | 0 | 0 | 0 | 0 | 0 | 0 | 0 | 0 | 12 | 1
NO |  | 56 | 2015 | 28 | 5 | 5 |  | GREYNOLDS | LAUDERDALE 1 | 138 | 138 | H | 0.35 | 0 | 1 | 1-954 ACSR AZ | 0 | 0 | 0 | 0 | 0 | 0 | 0 | 0 | 0 | 0 | 0 | 0 | 0 | 0 | 0 | 0 | 0 | 0 | 0 | 0 | 0 | 0 | 0 | 12 | 1
NO |  | 56 | 2015 | 28 | 6 | 6 |  | GREYNOLDS | LAUDERDALE 1 | 138 | 138 | H | 0.06 | 1.75 | 2 | 1-954 ACSR AZ | 0 | 0 | 0 | 0 | 0 | 0 | 0 | 0 | 0 | 0 | 0 | 0 | 0 | 0 | 0 | 0 | 0 | 0 | 0 | 0 | 0 | 0 | 0 | 12 | 1
NO |  | 56 | 2015 | 28 | 7 | 7 |  | GREYNOLDS | LAUDERDALE 1 | 138 | 138 | SP | 11.8 | 0 | 1 | 1-954 ACSR AZ | 0 | 0 | 0 | 0 | 0 | 0 | 0 | 0 | 0 | 0 | 0 | 0 | 0 | 0 | 0 | 0 | 0 | 0 | 0 | 0 | 0 | 0 | 0 | 12 | 1
NO |  | 56 | 2015 | 28 | 8 | 8 |  | GREYNOLDS | LAUDERDALE 1 | 138 | 138 | SP | 0.14 | 0.51 | 2 | 1-954 ACSR AZ | 0 | 0 | 0 | 0 | 0 | 0 | 0 | 0 | 0 | 0 | 0 | 0 | 0 | 0 | 0 | 0 | 0 | 0 | 0 | 0 | 0 | 0 | 0 | 12 | 1
NO |  | 56 | 2015 | 28 | 9 | 9 |  | HALLANDALE | LAUDERDALE | 138 | 230 | H | 0.52 | 0 | 2 | 1-795 ACSR AZ | 0 | 0 | 0 | 0 | 0 | 0 | 0 | 0 | 0 | 0 | 0 | 0 | 0 | 0 | 0 | 0 | 0 | 0 | 0 | 0 | 0 | 0 | 0 | 12 | 1
NO |  | 56 | 2015 | 28 | 10 | 10 |  | HALLANDALE | LAUDERDALE | 138 | 138 | SP | 1.97 | 0 | 1 | 1-350 CU HT | 0 | 0 | 0 | 0 | 0 | 0 | 0 | 0 | 0 | 0 | 0 | 0 | 0 | 0 | 0 | 0 | 0 | 0 | 0 | 0 | 0 | 0 | 0 | 12 | 1
NO |  | 56 | 2015 | 28 | 11 | 11 |  | HALLANDALE | LAUDERDALE | 138 | 138 | SP | 0.22 | 0 | 1 | 1-795 ACSR AZ | 0 | 0 | 0 | 0 | 0 | 0 | 0 | 0 | 0 | 0 | 0 | 0 | 0 | 0 | 0 | 0 | 0 | 0 | 0 | 0 | 0 | 0 | 0 | 12 | 1
NO |  | 56 | 2015 | 28 | 12 | 12 |  | HALLANDALE | LAUDERDALE | 138 | 138 | SP | 0 | 2.79 | 2 | 1-795 ACSR AZ | 0 | 0 | 0 | 0 | 0 | 0 | 0 | 0 | 0 | 0 | 0 | 0 | 0 | 0 | 0 | 0 | 0 | 0 | 0 | 0 | 0 | 0 | 0 | 12 | 1
NO |  | 56 | 2015 | 28 | 13 | 13 |  | HALLANDALE | LAUDERDALE | 138 | 138 | SP | 1.41 | 0 | 1 | 1-954 ACSR AW | 0 | 0 | 0 | 0 | 0 | 0 | 0 | 0 | 0 | 0 | 0 | 0 | 0 | 0 | 0 | 0 | 0 | 0 | 0 | 0 | 0 | 0 | 0 | 12 | 1
NO |  | 56 | 2015 | 28 | 14 | 14 |  | HALLANDALE | LAUDERDALE | 138 | 138 | SP | 0 | 0.38 | 2 | 1-954 ACSR AW | 0 | 0 | 0 | 0 | 0 | 0 | 0 | 0 | 0 | 0 | 0 | 0 | 0 | 0 | 0 | 0 | 0 | 0 | 0 | 0 | 0 | 0 | 0 | 12 | 1
NO |  | 56 | 2015 | 28 | 15 | 15 |  | HALLANDALE | LAUDERDALE | 138 | 138 | SP | 4.17 | 0 | 1 | 1-954 ACSR AZ | 0 | 0 | 0 | 0 | 0 | 0 | 0 | 0 | 0 | 0 | 0 | 0 | 0 | 0 | 0 | 0 | 0 | 0 | 0 | 0 | 0 | 0 | 0 | 12 | 1
NO |  | 56 | 2015 | 28 | 16 | 16 |  | HAMPTON | DEERHAVEN (GVL) | 138 | 138 | SP | 0.03 | 0 | 1 | 1-795 ACSR AW | 0 | 0 | 0 | 0 | 0 | 0 | 0 | 0 | 0 | 0 | 0 | 0 | 0 | 0 | 0 | 0 | 0 | 0 | 0 | 0 | 0 | 0 | 0 | 12 | 1
NO |  | 56 | 2015 | 28 | 17 | 17 |  | HAMPTON | DEERHAVEN (GVL) | 138 | 138 | SP | 5.45 | 0 | 1 | 1-795 ACSR AZ | 0 | 0 | 0 | 0 | 0 | 0 | 0 | 0 | 0 | 0 | 0 | 0 | 0 | 0 | 0 | 0 | 0 | 0 | 0 | 0 | 0 | 0 | 0 | 12 | 1
NO |  | 56 | 2015 | 28 | 18 | 18 |  | HARRIS | MALABAR | 138 | 138 | H | 2.06 | 0 | 2 | 1-795 ACSR AZ | 0 | 0 | 0 | 0 | 0 | 0 | 0 | 0 | 0 | 0 | 0 | 0 | 0 | 0 | 0 | 0 | 0 | 0 | 0 | 0 | 0 | 0 | 0 | 12 | 1
NO |  | 56 | 2015 | 28 | 19 | 19 |  | HARRIS | MALABAR | 138 | 138 | SP | 0.1 | 0 | 1 | 1-795 ACSR AW | 0 | 0 | 0 | 0 | 0 | 0 | 0 | 0 | 0 | 0 | 0 | 0 | 0 | 0 | 0 | 0 | 0 | 0 | 0 | 0 | 0 | 0 | 0 | 12 | 1
NO |  | 56 | 2015 | 28 | 20 | 20 |  | HARRIS | MALABAR | 138 | 138 | SP | 0.83 | 0 | 1 | 1-795 ACSR AZ | 0 | 0 | 0 | 0 | 0 | 0 | 0 | 0 | 0 | 0 | 0 | 0 | 0 | 0 | 0 | 0 | 0 | 0 | 0 | 0 | 0 | 0 | 0 | 12 | 1
NO |  | 56 | 2015 | 28 | 21 | 21 |  | HARRIS | MALABAR | 138 | 138 | SP | 1.9 | 2.15 | 2 | 1-795 ACSR AZ | 0 | 0 | 0 | 0 | 0 | 0 | 0 | 0 | 0 | 0 | 0 | 0 | 0 | 0 | 0 | 0 | 0 | 0 | 0 | 0 | 0 | 0 | 0 | 12 | 1
NO |  | 56 | 2015 | 28 | 22 | 22 |  | HAULOVER | NORMANDY BEACH | 138 | 138 | UG | 2 | 0 | 1 | 1-2000 CU-HP SD | 0 | 0 | 0 | 0 | 0 | 0 | 0 | 0 | 0 | 0 | 0 | 0 | 0 | 0 | 0 | 0 | 0 | 0 | 0 | 0 | 0 | 0 | 0 | 12 | 1
NO |  | 56 | 2015 | 28 | 23 | 23 |  | HOBE | COVE RADIAL | 138 | 138 | SP | 9.25 | 0 | 1 | 1-954 ACSR AW | 0 | 0 | 0 | 0 | 0 | 0 | 0 | 0 | 0 | 0 | 0 | 0 | 0 | 0 | 0 | 0 | 0 | 0 | 0 | 0 | 0 | 0 | 0 | 12 | 1
NO |  | 56 | 2015 | 28 | 24 | 24 |  | HOBE | COVE RADIAL | 138 | 138 | SP | 2.53 | 0 | 2 | 1-954 ACSR AW | 0 | 0 | 0 | 0 | 0 | 0 | 0 | 0 | 0 | 0 | 0 | 0 | 0 | 0 | 0 | 0 | 0 | 0 | 0 | 0 | 0 | 0 | 0 | 12 | 1
NO |  | 56 | 2015 | 28 | 25 | 25 |  | HOBE | PLUMOSUS 1 | 138 | 138 | SP | 0.52 | 0 | 1 | 1-795 ACSR AW | 0 | 0 | 0 | 0 | 0 | 0 | 0 | 0 | 0 | 0 | 0 | 0 | 0 | 0 | 0 | 0 | 0 | 0 | 0 | 0 | 0 | 0 | 0 | 12 | 1
NO |  | 56 | 2015 | 28 | 26 | 26 |  | HOBE | PLUMOSUS 1 | 138 | 138 | SP | 11.93 | 0 | 1 | 1-795 ACSR AZ | 0 | 0 | 0 | 0 | 0 | 0 | 0 | 0 | 0 | 0 | 0 | 0 | 0 | 0 | 0 | 0 | 0 | 0 | 0 | 0 | 0 | 0 | 0 | 12 | 1
NO |  | 56 | 2015 | 28 | 27 | 27 |  | HOBE | PLUMOSUS 2 | 138 | 138 | SP | 4.13 | 0 | 1 | 1-556.5 ACSR AW | 0 | 0 | 0 | 0 | 0 | 0 | 0 | 0 | 0 | 0 | 0 | 0 | 0 | 0 | 0 | 0 | 0 | 0 | 0 | 0 | 0 | 0 | 0 | 12 | 1
NO |  | 56 | 2015 | 28 | 28 | 28 |  | HOBE | PLUMOSUS 2 | 138 | 138 | SP | 1 | 0 | 2 | 1-556.5 ACSR AW | 0 | 0 | 0 | 0 | 0 | 0 | 0 | 0 | 0 | 0 | 0 | 0 | 0 | 0 | 0 | 0 | 0 | 0 | 0 | 0 | 0 | 0 | 0 | 12 | 1
NO |  | 56 | 2015 | 28 | 29 | 29 |  | HOBE | PLUMOSUS 2 | 138 | 138 | SP | 6.61 | 0 | 1 | 1-954 ACSR AW | 0 | 0 | 0 | 0 | 0 | 0 | 0 | 0 | 0 | 0 | 0 | 0 | 0 | 0 | 0 | 0 | 0 | 0 | 0 | 0 | 0 | 0 | 0 | 12 | 1
NO |  | 56 | 2015 | 28 | 30 | 30 |  | HOBE | PLUMOSUS 2 | 138 | 138 | SP | 2.48 | 0 | 2 | 1-954 ACSR AW | 0 | 0 | 0 | 0 | 0 | 0 | 0 | 0 | 0 | 0 | 0 | 0 | 0 | 0 | 0 | 0 | 0 | 0 | 0 | 0 | 0 | 0 | 0 | 12 | 1
NO |  | 56 | 2015 | 28 | 31 | 31 |  | HOBE | PLUMOSUS 2 | 138 | 138 | UG | 0.53 | 0 | 1 | 1-2367 CU-XLPE | 0 | 0 | 0 | 0 | 0 | 0 | 0 | 0 | 0 | 0 | 0 | 0 | 0 | 0 | 0 | 0 | 0 | 0 | 0 | 0 | 0 | 0 | 0 | 12 | 1
NO |  | 56 | 2015 | 28 | 32 | 32 |  | HOBE | SANDPIPER 1 | 138 | 138 | SP | 0.01 | 0 | 1 | 1-1431 ACSR AW | 0 | 0 | 0 | 0 | 0 | 0 | 0 | 0 | 0 | 0 | 0 | 0 | 0 | 0 | 0 | 0 | 0 | 0 | 0 | 0 | 0 | 0 | 0 | 12 | 1
NO |  | 56 | 2015 | 28 | 33 | 33 |  | HOBE | SANDPIPER 1 | 138 | 138 | SP | 0.38 | 0 | 1 | 1-350 CU HT | 0 | 0 | 0 | 0 | 0 | 0 | 0 | 0 | 0 | 0 | 0 | 0 | 0 | 0 | 0 | 0 | 0 | 0 | 0 | 0 | 0 | 0 | 0 | 12 | 1
NO |  | 56 | 2015 | 28 | 34 | 34 |  | HOBE | SANDPIPER 1 | 138 | 138 | SP | 0.88 | 0 | 1 | 1-556.5 ACSR AZ | 0 | 0 | 0 | 0 | 0 | 0 | 0 | 0 | 0 | 0 | 0 | 0 | 0 | 0 | 0 | 0 | 0 | 0 | 0 | 0 | 0 | 0 | 0 | 12 | 1
NO |  | 56 | 2015 | 28 | 35 | 35 |  | HOBE | SANDPIPER 1 | 138 | 138 | SP | 0.47 | 0 | 1 | 1-795 ACSR AW | 0 | 0 | 0 | 0 | 0 | 0 | 0 | 0 | 0 | 0 | 0 | 0 | 0 | 0 | 0 | 0 | 0 | 0 | 0 | 0 | 0 | 0 | 0 | 12 | 1
NO |  | 56 | 2015 | 29 | 1 | 1 |  | HOBE | SANDPIPER 1 | 138 | 138 | SP | 15.83 | 0 | 1 | 1-795 ACSR AZ | 0 | 0 | 0 | 0 | 0 | 0 | 0 | 0 | 0 | 0 | 0 | 0 | 0 | 0 | 0 | 0 | 0 | 0 | 0 | 0 | 0 | 0 | 0 | 12 | 1
NO |  | 56 | 2015 | 29 | 2 | 2 |  | HOBE | SANDPIPER 1 | 138 | 138 | SP | 0.1 | 0 | 1 | 1-954 ACSR AW | 0 | 0 | 0 | 0 | 0 | 0 | 0 | 0 | 0 | 0 | 0 | 0 | 0 | 0 | 0 | 0 | 0 | 0 | 0 | 0 | 0 | 0 | 0 | 12 | 1
NO |  | 56 | 2015 | 29 | 3 | 3 |  | HOBE | SANDPIPER 1 | 138 | 138 | SP | 0.17 | 0 | 1 | 1-954 ACSR TW | 0 | 0 | 0 | 0 | 0 | 0 | 0 | 0 | 0 | 0 | 0 | 0 | 0 | 0 | 0 | 0 | 0 | 0 | 0 | 0 | 0 | 0 | 0 | 12 | 1
NO |  | 56 | 2015 | 29 | 4 | 4 |  | HOBE | SANDPIPER 1 | 138 | 138 | SP | 1.26 | 1.26 | 2 | 1-954 ACSR TW | 0 | 0 | 0 | 0 | 0 | 0 | 0 | 0 | 0 | 0 | 0 | 0 | 0 | 0 | 0 | 0 | 0 | 0 | 0 | 0 | 0 | 0 | 0 | 12 | 1
NO |  | 56 | 2015 | 29 | 5 | 5 |  | HOLLYWOOD | LAUDERDALE | 138 | 230 | H | 0 | 0.4 | 2 | 1-795 AAC | 0 | 0 | 0 | 0 | 0 | 0 | 0 | 0 | 0 | 0 | 0 | 0 | 0 | 0 | 0 | 0 | 0 | 0 | 0 | 0 | 0 | 0 | 0 | 12 | 1
NO |  | 56 | 2015 | 29 | 6 | 6 |  | HOLLYWOOD | LAUDERDALE | 138 | 138 | H | 1.25 | 0 | 2 | 1-954 ACSR AZ | 0 | 0 | 0 | 0 | 0 | 0 | 0 | 0 | 0 | 0 | 0 | 0 | 0 | 0 | 0 | 0 | 0 | 0 | 0 | 0 | 0 | 0 | 0 | 12 | 1
NO |  | 56 | 2015 | 29 | 7 | 7 |  | HOLLYWOOD | LAUDERDALE | 138 | 138 | SP | 0.05 | 0 | 1 | 1-1431 ACSR AW | 0 | 0 | 0 | 0 | 0 | 0 | 0 | 0 | 0 | 0 | 0 | 0 | 0 | 0 | 0 | 0 | 0 | 0 | 0 | 0 | 0 | 0 | 0 | 12 | 1
NO |  | 56 | 2015 | 29 | 8 | 8 |  | HOLLYWOOD | LAUDERDALE | 138 | 138 | SP | 0.47 | 0.2 | 2 | 1-1431 ACSR AW | 0 | 0 | 0 | 0 | 0 | 0 | 0 | 0 | 0 | 0 | 0 | 0 | 0 | 0 | 0 | 0 | 0 | 0 | 0 | 0 | 0 | 0 | 0 | 12 | 1
NO |  | 56 | 2015 | 29 | 9 | 9 |  | HOLLYWOOD | LAUDERDALE | 138 | 138 | SP | 3.43 | 0 | 1 | 1-795 AAC | 0 | 0 | 0 | 0 | 0 | 0 | 0 | 0 | 0 | 0 | 0 | 0 | 0 | 0 | 0 | 0 | 0 | 0 | 0 | 0 | 0 | 0 | 0 | 12 | 1
NO |  | 56 | 2015 | 29 | 10 | 10 |  | HOLLYWOOD | LAUDERDALE | 138 | 138 | SP | 0.6 | 0 | 2 | 1-795 AAC | 0 | 0 | 0 | 0 | 0 | 0 | 0 | 0 | 0 | 0 | 0 | 0 | 0 | 0 | 0 | 0 | 0 | 0 | 0 | 0 | 0 | 0 | 0 | 12 | 1
NO |  | 56 | 2015 | 29 | 11 | 11 |  | HOLLYWOOD | LAUDERDALE | 138 | 138 | SP | 1.17 | 0 | 1 | 1-954 ACSR AZ | 0 | 0 | 0 | 0 | 0 | 0 | 0 | 0 | 0 | 0 | 0 | 0 | 0 | 0 | 0 | 0 | 0 | 0 | 0 | 0 | 0 | 0 | 0 | 12 | 1
NO |  | 56 | 2015 | 29 | 12 | 12 |  | HOLLYWOOD | LAUDERDALE | 138 | 138 | SP | 0.63 | 0 | 2 | 1-954 ACSR AZ | 0 | 0 | 0 | 0 | 0 | 0 | 0 | 0 | 0 | 0 | 0 | 0 | 0 | 0 | 0 | 0 | 0 | 0 | 0 | 0 | 0 | 0 | 0 | 12 | 1
NO |  | 56 | 2015 | 29 | 13 | 13 |  | HOLLYWOOD | PORT EVERGLADES | 138 | 138 | SP | 0.22 | 0 | 1 | 1-1033.5 ACSS/TW/ | 0 | 0 | 0 | 0 | 0 | 0 | 0 | 0 | 0 | 0 | 0 | 0 | 0 | 0 | 0 | 0 | 0 | 0 | 0 | 0 | 0 | 0 | 0 | 12 | 1
NO |  | 56 | 2015 | 29 | 14 | 14 |  | HOLLYWOOD | PORT EVERGLADES | 138 | 138 | SP | 2.35 | 0 | 1 | 1-795 ACSR AW | 0 | 0 | 0 | 0 | 0 | 0 | 0 | 0 | 0 | 0 | 0 | 0 | 0 | 0 | 0 | 0 | 0 | 0 | 0 | 0 | 0 | 0 | 0 | 12 | 1
NO |  | 56 | 2015 | 29 | 15 | 15 |  | HOLLYWOOD | PORT EVERGLADES | 138 | 138 | SP | 0.6 | 0 | 1 | 1-795 ACSR AZ | 0 | 0 | 0 | 0 | 0 | 0 | 0 | 0 | 0 | 0 | 0 | 0 | 0 | 0 | 0 | 0 | 0 | 0 | 0 | 0 | 0 | 0 | 0 | 12 | 1
NO |  | 56 | 2015 | 29 | 16 | 16 |  | HOLLYWOOD | PORT EVERGLADES | 138 | 138 | SP | 0 | 1.65 | 2 | 1-795 ACSR AZ | 0 | 0 | 0 | 0 | 0 | 0 | 0 | 0 | 0 | 0 | 0 | 0 | 0 | 0 | 0 | 0 | 0 | 0 | 0 | 0 | 0 | 0 | 0 | 12 | 1
NO |  | 56 | 2015 | 29 | 17 | 17 |  | HOLLYWOOD | PORT EVERGLADES | 138 | 138 | SP | 0.27 | 0 | 1 | 1-900 CU HT | 0 | 0 | 0 | 0 | 0 | 0 | 0 | 0 | 0 | 0 | 0 | 0 | 0 | 0 | 0 | 0 | 0 | 0 | 0 | 0 | 0 | 0 | 0 | 12 | 1
NO |  | 56 | 2015 | 29 | 18 | 18 |  | HOLLYWOOD | PORT EVERGLADES | 138 | 138 | SP | 1.48 | 0 | 1 | 1-954 ACSR AW | 0 | 0 | 0 | 0 | 0 | 0 | 0 | 0 | 0 | 0 | 0 | 0 | 0 | 0 | 0 | 0 | 0 | 0 | 0 | 0 | 0 | 0 | 0 | 12 | 1
NO |  | 56 | 2015 | 29 | 19 | 19 |  | HOLLYWOOD | PORT EVERGLADES | 138 | 138 | SP | 0.86 | 0 | 1 | 1-954 ACSR AZ | 0 | 0 | 0 | 0 | 0 | 0 | 0 | 0 | 0 | 0 | 0 | 0 | 0 | 0 | 0 | 0 | 0 | 0 | 0 | 0 | 0 | 0 | 0 | 12 | 1
NO |  | 56 | 2015 | 29 | 20 | 20 |  | HOWARD | LAURELWOOD | 138 | 138 | H | 0.02 | 0 | 1 | 1-954 ACSR AW | 0 | 0 | 0 | 0 | 0 | 0 | 0 | 0 | 0 | 0 | 0 | 0 | 0 | 0 | 0 | 0 | 0 | 0 | 0 | 0 | 0 | 0 | 0 | 12 | 1
NO |  | 56 | 2015 | 29 | 21 | 21 |  | HOWARD | LAURELWOOD | 138 | 230 | H | 0 | 3.65 | 2 | 1-954 ACSR AZ | 0 | 0 | 0 | 0 | 0 | 0 | 0 | 0 | 0 | 0 | 0 | 0 | 0 | 0 | 0 | 0 | 0 | 0 | 0 | 0 | 0 | 0 | 0 | 12 | 1
NO |  | 56 | 2015 | 29 | 22 | 22 |  | HOWARD | LAURELWOOD | 138 | 138 | SP | 2.54 | 0 | 1 | 1-795 ACSR AW | 0 | 0 | 0 | 0 | 0 | 0 | 0 | 0 | 0 | 0 | 0 | 0 | 0 | 0 | 0 | 0 | 0 | 0 | 0 | 0 | 0 | 0 | 0 | 12 | 1
NO |  | 56 | 2015 | 29 | 23 | 23 |  | HOWARD | LAURELWOOD | 138 | 138 | SP | 11.96 | 0 | 1 | 1-795 ACSR AZ | 0 | 0 | 0 | 0 | 0 | 0 | 0 | 0 | 0 | 0 | 0 | 0 | 0 | 0 | 0 | 0 | 0 | 0 | 0 | 0 | 0 | 0 | 0 | 12 | 1
NO |  | 56 | 2015 | 29 | 24 | 24 |  | HOWARD | LAURELWOOD | 138 | 138 | SP | 0.29 | 0 | 1 | 1-954 ACSR AW | 0 | 0 | 0 | 0 | 0 | 0 | 0 | 0 | 0 | 0 | 0 | 0 | 0 | 0 | 0 | 0 | 0 | 0 | 0 | 0 | 0 | 0 | 0 | 12 | 1
NO |  | 56 | 2015 | 29 | 25 | 25 |  | HOWARD | LAURELWOOD | 138 | 230 | SP | 0 | 0.3 | 2 | 1-954 ACSR AW | 0 | 0 | 0 | 0 | 0 | 0 | 0 | 0 | 0 | 0 | 0 | 0 | 0 | 0 | 0 | 0 | 0 | 0 | 0 | 0 | 0 | 0 | 0 | 12 | 1
NO |  | 56 | 2015 | 29 | 26 | 26 |  | HOWARD | LAURELWOOD | 138 | 138 | SP | 3.31 | 0 | 1 | 1-954 ACSR AZ | 0 | 0 | 0 | 0 | 0 | 0 | 0 | 0 | 0 | 0 | 0 | 0 | 0 | 0 | 0 | 0 | 0 | 0 | 0 | 0 | 0 | 0 | 0 | 12 | 1
NO |  | 56 | 2015 | 29 | 27 | 27 |  | INDIAN CREEK | LITTLE RIVER | 138 | 138 | SP | 1.25 | 0 | 1 | 1-1431 ACSR AZ | 0 | 0 | 0 | 0 | 0 | 0 | 0 | 0 | 0 | 0 | 0 | 0 | 0 | 0 | 0 | 0 | 0 | 0 | 0 | 0 | 0 | 0 | 0 | 12 | 1
NO |  | 56 | 2015 | 29 | 28 | 28 |  | INDIAN CREEK | LITTLE RIVER | 138 | 138 | UG | 4.72 | 0 | 1 | 1-2000 CU-HP SD | 0 | 0 | 0 | 0 | 0 | 0 | 0 | 0 | 0 | 0 | 0 | 0 | 0 | 0 | 0 | 0 | 0 | 0 | 0 | 0 | 0 | 0 | 0 | 12 | 1
NO |  | 56 | 2015 | 29 | 29 | 29 |  | JOHNSON | RINGLING | 138 | 138 | H | 0.09 | 0 | 1 | 1-954 ACSR AW | 0 | 0 | 0 | 0 | 0 | 0 | 0 | 0 | 0 | 0 | 0 | 0 | 0 | 0 | 0 | 0 | 0 | 0 | 0 | 0 | 0 | 0 | 0 | 12 | 1
NO |  | 56 | 2015 | 29 | 30 | 30 |  | JOHNSON | RINGLING | 138 | 138 | H | 3.84 | 0 | 1 | 2-336.4 ACSR AZ | 0 | 0 | 0 | 0 | 0 | 0 | 0 | 0 | 0 | 0 | 0 | 0 | 0 | 0 | 0 | 0 | 0 | 0 | 0 | 0 | 0 | 0 | 0 | 12 | 1
NO |  | 56 | 2015 | 29 | 31 | 31 |  | JOHNSON | RINGLING | 138 | 230 | SP | 2.56 | 0 | 1 | 1-556.5 ACSR AW | 0 | 0 | 0 | 0 | 0 | 0 | 0 | 0 | 0 | 0 | 0 | 0 | 0 | 0 | 0 | 0 | 0 | 0 | 0 | 0 | 0 | 0 | 0 | 12 | 1
NO |  | 56 | 2015 | 29 | 32 | 32 |  | JOHNSON | RINGLING | 138 | 138 | SP | 0.46 | 0 | 1 | 1-795 ACSR AZ | 0 | 0 | 0 | 0 | 0 | 0 | 0 | 0 | 0 | 0 | 0 | 0 | 0 | 0 | 0 | 0 | 0 | 0 | 0 | 0 | 0 | 0 | 0 | 12 | 1
NO |  | 56 | 2015 | 29 | 33 | 33 |  | JOHNSON | RINGLING | 138 | 138 | SP | 0.1 | 0 | 1 | 1-954 ACSR AW | 0 | 0 | 0 | 0 | 0 | 0 | 0 | 0 | 0 | 0 | 0 | 0 | 0 | 0 | 0 | 0 | 0 | 0 | 0 | 0 | 0 | 0 | 0 | 12 | 1
NO |  | 56 | 2015 | 29 | 34 | 34 |  | JOHNSON | RINGLING | 138 | 230 | SP | 0 | 0.93 | 2 | 1-954 ACSR AW | 0 | 0 | 0 | 0 | 0 | 0 | 0 | 0 | 0 | 0 | 0 | 0 | 0 | 0 | 0 | 0 | 0 | 0 | 0 | 0 | 0 | 0 | 0 | 12 | 1
NO |  | 56 | 2015 | 29 | 35 | 35 |  | JOHNSON | RINGLING | 138 | 138 | SP | 2.76 | 0 | 1 | 2-336.4 ACSR AZ | 0 | 0 | 0 | 0 | 0 | 0 | 0 | 0 | 0 | 0 | 0 | 0 | 0 | 0 | 0 | 0 | 0 | 0 | 0 | 0 | 0 | 0 | 0 | 12 | 1
NO |  | 56 | 2015 | 30 | 1 | 1 |  | JOHNSON | RINGLING | 138 | 230 | SP | 0 | 0.11 | 2 | 2-336.4 ACSR AZ | 0 | 0 | 0 | 0 | 0 | 0 | 0 | 0 | 0 | 0 | 0 | 0 | 0 | 0 | 0 | 0 | 0 | 0 | 0 | 0 | 0 | 0 | 0 | 12 | 1
NO |  | 56 | 2015 | 30 | 2 | 2 |  | LANDINGS | PLUMOSUS | 138 | 138 | SP | 0.02 | 0 | 1 | 1-1431 ACSR AW | 0 | 0 | 0 | 0 | 0 | 0 | 0 | 0 | 0 | 0 | 0 | 0 | 0 | 0 | 0 | 0 | 0 | 0 | 0 | 0 | 0 | 0 | 0 | 12 | 1
NO |  | 56 | 2015 | 30 | 3 | 3 |  | LANDINGS | PLUMOSUS | 138 | 138 | SP | 0.33 | 0 | 1 | 1-795 ACSR AW | 0 | 0 | 0 | 0 | 0 | 0 | 0 | 0 | 0 | 0 | 0 | 0 | 0 | 0 | 0 | 0 | 0 | 0 | 0 | 0 | 0 | 0 | 0 | 12 | 1
NO |  | 56 | 2015 | 30 | 4 | 4 |  | LANDINGS | PLUMOSUS | 138 | 138 | SP | 3.29 | 0 | 1 | 1-927.2 AAAC | 0 | 0 | 0 | 0 | 0 | 0 | 0 | 0 | 0 | 0 | 0 | 0 | 0 | 0 | 0 | 0 | 0 | 0 | 0 | 0 | 0 | 0 | 0 | 12 | 1
NO |  | 56 | 2015 | 30 | 5 | 5 |  | LANDINGS | PLUMOSUS | 138 | 138 | SP | 2.11 | 0 | 1 | 1-954 ACSR AW | 0 | 0 | 0 | 0 | 0 | 0 | 0 | 0 | 0 | 0 | 0 | 0 | 0 | 0 | 0 | 0 | 0 | 0 | 0 | 0 | 0 | 0 | 0 | 12 | 1
NO |  | 56 | 2015 | 30 | 6 | 6 |  | LANDINGS | PLUMOSUS | 138 | 138 | SP | 0 | 0.83 | 2 | 1-954 ACSR AW | 0 | 0 | 0 | 0 | 0 | 0 | 0 | 0 | 0 | 0 | 0 | 0 | 0 | 0 | 0 | 0 | 0 | 0 | 0 | 0 | 0 | 0 | 0 | 12 | 1
NO |  | 56 | 2015 | 30 | 7 | 7 |  | LANDINGS | RIVIERA | 138 | 230 | SP | 0.03 | 0 | 1 | 1-1431 ACSR AW | 0 | 0 | 0 | 0 | 0 | 0 | 0 | 0 | 0 | 0 | 0 | 0 | 0 | 0 | 0 | 0 | 0 | 0 | 0 | 0 | 0 | 0 | 0 | 12 | 1
NO |  | 56 | 2015 | 30 | 8 | 8 |  | LANDINGS | RIVIERA | 138 | 138 | SP | 0.09 | 0 | 1 | 1-1431 ACSR AW | 0 | 0 | 0 | 0 | 0 | 0 | 0 | 0 | 0 | 0 | 0 | 0 | 0 | 0 | 0 | 0 | 0 | 0 | 0 | 0 | 0 | 0 | 0 | 12 | 1
NO |  | 56 | 2015 | 30 | 9 | 9 |  | LANDINGS | RIVIERA | 138 | 230 | SP | 0.27 | 0 | 1 | 1-927.2 AAAC | 0 | 0 | 0 | 0 | 0 | 0 | 0 | 0 | 0 | 0 | 0 | 0 | 0 | 0 | 0 | 0 | 0 | 0 | 0 | 0 | 0 | 0 | 0 | 12 | 1
NO |  | 56 | 2015 | 30 | 10 | 10 |  | LANDINGS | RIVIERA | 138 | 138 | SP | 5.72 | 0 | 1 | 1-927.2 AAAC | 0 | 0 | 0 | 0 | 0 | 0 | 0 | 0 | 0 | 0 | 0 | 0 | 0 | 0 | 0 | 0 | 0 | 0 | 0 | 0 | 0 | 0 | 0 | 12 | 1
NO |  | 56 | 2015 | 30 | 11 | 11 |  | LANDINGS | RIVIERA | 138 | 138 | SP | 0.01 | 0.01 | 2 | 1-927.2 AAAC | 0 | 0 | 0 | 0 | 0 | 0 | 0 | 0 | 0 | 0 | 0 | 0 | 0 | 0 | 0 | 0 | 0 | 0 | 0 | 0 | 0 | 0 | 0 | 12 | 1
NO |  | 56 | 2015 | 30 | 12 | 12 |  | LANDINGS | RIVIERA | 138 | 138 | SP | 0.67 | 0 | 1 | 1-954 ACSR AW | 0 | 0 | 0 | 0 | 0 | 0 | 0 | 0 | 0 | 0 | 0 | 0 | 0 | 0 | 0 | 0 | 0 | 0 | 0 | 0 | 0 | 0 | 0 | 12 | 1
NO |  | 56 | 2015 | 30 | 13 | 13 |  | LANDINGS | RIVIERA | 138 | 138 | SP | 0.99 | 0 | 1 | 1-954 ACSR AZ | 0 | 0 | 0 | 0 | 0 | 0 | 0 | 0 | 0 | 0 | 0 | 0 | 0 | 0 | 0 | 0 | 0 | 0 | 0 | 0 | 0 | 0 | 0 | 12 | 1
NO |  | 56 | 2015 | 30 | 14 | 14 |  | LAUDERDALE | MCARTHUR | 138 | 138 | H | 0.01 | 0 | 1 | 1-1431 ACSR AZ | 0 | 0 | 0 | 0 | 0 | 0 | 0 | 0 | 0 | 0 | 0 | 0 | 0 | 0 | 0 | 0 | 0 | 0 | 0 | 0 | 0 | 0 | 0 | 12 | 1
NO |  | 56 | 2015 | 30 | 15 | 15 |  | LAUDERDALE | MCARTHUR | 138 | 138 | H | 0.15 | 0 | 1 | 1-954 ACSR AZ | 0 | 0 | 0 | 0 | 0 | 0 | 0 | 0 | 0 | 0 | 0 | 0 | 0 | 0 | 0 | 0 | 0 | 0 | 0 | 0 | 0 | 0 | 0 | 12 | 1
NO |  | 56 | 2015 | 30 | 16 | 16 |  | LAUDERDALE | MCARTHUR | 138 | 230 | H | 0 | 1.05 | 2 | 1-954 ACSR AZ | 0 | 0 | 0 | 0 | 0 | 0 | 0 | 0 | 0 | 0 | 0 | 0 | 0 | 0 | 0 | 0 | 0 | 0 | 0 | 0 | 0 | 0 | 0 | 12 | 1
NO |  | 56 | 2015 | 30 | 17 | 17 |  | LAUDERDALE | MCARTHUR | 138 | 138 | H | 4.26 | 0 | 1 | 2-336.4 ACSR AZ | 0 | 0 | 0 | 0 | 0 | 0 | 0 | 0 | 0 | 0 | 0 | 0 | 0 | 0 | 0 | 0 | 0 | 0 | 0 | 0 | 0 | 0 | 0 | 12 | 1
NO |  | 56 | 2015 | 30 | 18 | 18 |  | LAUDERDALE | MCARTHUR | 138 | 138 | SP | 0.51 | 0 | 1 | 1-1431 ACSR AW | 0 | 0 | 0 | 0 | 0 | 0 | 0 | 0 | 0 | 0 | 0 | 0 | 0 | 0 | 0 | 0 | 0 | 0 | 0 | 0 | 0 | 0 | 0 | 12 | 1
NO |  | 56 | 2015 | 30 | 19 | 19 |  | LAUDERDALE | MCARTHUR | 138 | 138 | SP | 0.66 | 0 | 2 | 1-1431 ACSR AW | 0 | 0 | 0 | 0 | 0 | 0 | 0 | 0 | 0 | 0 | 0 | 0 | 0 | 0 | 0 | 0 | 0 | 0 | 0 | 0 | 0 | 0 | 0 | 12 | 1
NO |  | 56 | 2015 | 30 | 20 | 20 |  | LAUDERDALE | PALM AIRE | 138 | 138 | H | 0.79 | 0 | 1 | 1-954 ACSR AZ | 0 | 0 | 0 | 0 | 0 | 0 | 0 | 0 | 0 | 0 | 0 | 0 | 0 | 0 | 0 | 0 | 0 | 0 | 0 | 0 | 0 | 0 | 0 | 12 | 1
NO |  | 56 | 2015 | 30 | 21 | 21 |  | LAUDERDALE | PALM AIRE | 138 | 138 | SP | 0.34 | 0 | 1 | 1-1431 ACSR AZ | 0 | 0 | 0 | 0 | 0 | 0 | 0 | 0 | 0 | 0 | 0 | 0 | 0 | 0 | 0 | 0 | 0 | 0 | 0 | 0 | 0 | 0 | 0 | 12 | 1
NO |  | 56 | 2015 | 30 | 22 | 22 |  | LAUDERDALE | PALM AIRE | 138 | 138 | SP | 0.9 | 0 | 1 | 1-954 ACSR AW | 0 | 0 | 0 | 0 | 0 | 0 | 0 | 0 | 0 | 0 | 0 | 0 | 0 | 0 | 0 | 0 | 0 | 0 | 0 | 0 | 0 | 0 | 0 | 12 | 1
NO |  | 56 | 2015 | 30 | 23 | 23 |  | LAUDERDALE | PALM AIRE | 138 | 138 | SP | 13.15 | 0 | 1 | 1-954 ACSR AZ | 0 | 0 | 0 | 0 | 0 | 0 | 0 | 0 | 0 | 0 | 0 | 0 | 0 | 0 | 0 | 0 | 0 | 0 | 0 | 0 | 0 | 0 | 0 | 12 | 1
NO |  | 56 | 2015 | 30 | 24 | 24 |  | LAUDERDALE | SISTRUNK | 138 | 138 | SP | 1.73 | 0 | 1 | 1-1431 ACSR AW | 0 | 0 | 0 | 0 | 0 | 0 | 0 | 0 | 0 | 0 | 0 | 0 | 0 | 0 | 0 | 0 | 0 | 0 | 0 | 0 | 0 | 0 | 0 | 12 | 1
NO |  | 56 | 2015 | 30 | 25 | 25 |  | LAUDERDALE | SISTRUNK | 138 | 138 | SP | 4.84 | 0 | 1 | 1-1431 ACSR AZ | 0 | 0 | 0 | 0 | 0 | 0 | 0 | 0 | 0 | 0 | 0 | 0 | 0 | 0 | 0 | 0 | 0 | 0 | 0 | 0 | 0 | 0 | 0 | 12 | 1
NO |  | 56 | 2015 | 30 | 26 | 26 |  | LAUDERDALE | SISTRUNK | 138 | 138 | SP | 2.21 | 0 | 1 | 2-556.5 AAC | 0 | 0 | 0 | 0 | 0 | 0 | 0 | 0 | 0 | 0 | 0 | 0 | 0 | 0 | 0 | 0 | 0 | 0 | 0 | 0 | 0 | 0 | 0 | 12 | 1
NO |  | 56 | 2015 | 30 | 27 | 27 |  | LAUDERDALE | SISTRUNK | 138 | 138 | SP | 1.05 | 0 | 1 | 2-556.5 ACSR AZ | 0 | 0 | 0 | 0 | 0 | 0 | 0 | 0 | 0 | 0 | 0 | 0 | 0 | 0 | 0 | 0 | 0 | 0 | 0 | 0 | 0 | 0 | 0 | 12 | 1
NO |  | 56 | 2015 | 30 | 28 | 28 |  | LAUDERDALE | WESTON VILLAGE | 138 | 138 | H | 3.08 | 0 | 2 | 1-1431 ACSR AZ | 0 | 0 | 0 | 0 | 0 | 0 | 0 | 0 | 0 | 0 | 0 | 0 | 0 | 0 | 0 | 0 | 0 | 0 | 0 | 0 | 0 | 0 | 0 | 12 | 1
NO |  | 56 | 2015 | 30 | 29 | 29 |  | LAUDERDALE | WESTON VILLAGE | 138 | 138 | SP | 1.02 | 0 | 1 | 1-1431 ACSR AW | 0 | 0 | 0 | 0 | 0 | 0 | 0 | 0 | 0 | 0 | 0 | 0 | 0 | 0 | 0 | 0 | 0 | 0 | 0 | 0 | 0 | 0 | 0 | 12 | 1
NO |  | 56 | 2015 | 30 | 30 | 30 |  | LAUDERDALE | WESTON VILLAGE | 138 | 138 | SP | 2.03 | 0 | 1 | 1-1431 ACSR AZ | 0 | 0 | 0 | 0 | 0 | 0 | 0 | 0 | 0 | 0 | 0 | 0 | 0 | 0 | 0 | 0 | 0 | 0 | 0 | 0 | 0 | 0 | 0 | 12 | 1
NO |  | 56 | 2015 | 30 | 31 | 31 |  | LAUDERDALE | WESTON VILLAGE | 138 | 138 | SP | 0.82 | 0 | 1 | 1-954 ACSR AZ | 0 | 0 | 0 | 0 | 0 | 0 | 0 | 0 | 0 | 0 | 0 | 0 | 0 | 0 | 0 | 0 | 0 | 0 | 0 | 0 | 0 | 0 | 0 | 12 | 1
NO |  | 56 | 2015 | 30 | 32 | 32 |  | LAUDERDALE | WESTON VILLAGE | 138 | 138 | SP | 3.47 | 0 | 1 | 2-556.5 AAC | 0 | 0 | 0 | 0 | 0 | 0 | 0 | 0 | 0 | 0 | 0 | 0 | 0 | 0 | 0 | 0 | 0 | 0 | 0 | 0 | 0 | 0 | 0 | 12 | 1
NO |  | 56 | 2015 | 30 | 33 | 33 |  | LAURELWOOD | VENICE 1 | 138 | 230 | H | 3.64 | 0 | 2 | 1-954 ACSR AZ | 0 | 0 | 0 | 0 | 0 | 0 | 0 | 0 | 0 | 0 | 0 | 0 | 0 | 0 | 0 | 0 | 0 | 0 | 0 | 0 | 0 | 0 | 0 | 12 | 1
NO |  | 56 | 2015 | 30 | 34 | 34 |  | LAURELWOOD | VENICE 1 | 138 | 138 | SP | 2.25 | 0 | 1 | 1-954 ACSR AW | 0 | 0 | 0 | 0 | 0 | 0 | 0 | 0 | 0 | 0 | 0 | 0 | 0 | 0 | 0 | 0 | 0 | 0 | 0 | 0 | 0 | 0 | 0 | 12 | 1
NO |  | 56 | 2015 | 30 | 35 | 35 |  | LAURELWOOD | VENICE 1 | 138 | 138 | SP | 0.18 | 0 | 1 | 1-954 ACSR AZ | 0 | 0 | 0 | 0 | 0 | 0 | 0 | 0 | 0 | 0 | 0 | 0 | 0 | 0 | 0 | 0 | 0 | 0 | 0 | 0 | 0 | 0 | 0 | 12 | 1
NO |  | 56 | 2015 | 31 | 1 | 1 |  | LAURELWOOD | VENICE 2 | 138 | 138 | H | 3.61 | 0 | 2 | 1-1431 ACSR AW | 0 | 0 | 0 | 0 | 0 | 0 | 0 | 0 | 0 | 0 | 0 | 0 | 0 | 0 | 0 | 0 | 0 | 0 | 0 | 0 | 0 | 0 | 0 | 12 | 1
NO |  | 56 | 2015 | 31 | 2 | 2 |  | LAURELWOOD | VENICE 2 | 138 | 138 | SP | 2.13 | 0 | 2 | 1-795 ACSR AZ | 0 | 0 | 0 | 0 | 0 | 0 | 0 | 0 | 0 | 0 | 0 | 0 | 0 | 0 | 0 | 0 | 0 | 0 | 0 | 0 | 0 | 0 | 0 | 12 | 1
NO |  | 56 | 2015 | 31 | 3 | 3 |  | LITTLE RIVER | MARKET | 138 | 138 | H | 0.15 | 0 | 2 | 1-795 AAC | 0 | 0 | 0 | 0 | 0 | 0 | 0 | 0 | 0 | 0 | 0 | 0 | 0 | 0 | 0 | 0 | 0 | 0 | 0 | 0 | 0 | 0 | 0 | 12 | 1
NO |  | 56 | 2015 | 31 | 4 | 4 |  | LITTLE RIVER | MARKET | 138 | 138 | SP | 3.1 | 0 | 1 | 1-795 AAC | 0 | 0 | 0 | 0 | 0 | 0 | 0 | 0 | 0 | 0 | 0 | 0 | 0 | 0 | 0 | 0 | 0 | 0 | 0 | 0 | 0 | 0 | 0 | 12 | 1
NO |  | 56 | 2015 | 31 | 5 | 5 |  | LITTLE RIVER | MARKET | 138 | 138 | SP | 0.15 | 0.46 | 2 | 1-795 AAC | 0 | 0 | 0 | 0 | 0 | 0 | 0 | 0 | 0 | 0 | 0 | 0 | 0 | 0 | 0 | 0 | 0 | 0 | 0 | 0 | 0 | 0 | 0 | 12 | 1
NO |  | 56 | 2015 | 31 | 6 | 6 |  | LITTLE RIVER | MARKET | 138 | 138 | SP | 0.61 | 0 | 1 | 1-795 ACSR AZ | 0 | 0 | 0 | 0 | 0 | 0 | 0 | 0 | 0 | 0 | 0 | 0 | 0 | 0 | 0 | 0 | 0 | 0 | 0 | 0 | 0 | 0 | 0 | 12 | 1
NO |  | 56 | 2015 | 31 | 7 | 7 |  | LITTLE RIVER | MARKET | 138 | 138 | SP | 0.14 | 0 | 1 | 1-954 ACSR AZ | 0 | 0 | 0 | 0 | 0 | 0 | 0 | 0 | 0 | 0 | 0 | 0 | 0 | 0 | 0 | 0 | 0 | 0 | 0 | 0 | 0 | 0 | 0 | 12 | 1
NO |  | 56 | 2015 | 31 | 8 | 8 |  | LITTLE RIVER | MIAMI SHORES | 138 | 138 | SP | 0.77 | 0 | 1 | 1-1431 ACSR AZ | 0 | 0 | 0 | 0 | 0 | 0 | 0 | 0 | 0 | 0 | 0 | 0 | 0 | 0 | 0 | 0 | 0 | 0 | 0 | 0 | 0 | 0 | 0 | 12 | 1
NO |  | 56 | 2015 | 31 | 9 | 9 |  | LITTLE RIVER | MIAMI SHORES | 138 | 138 | SP | 0.7 | 0 | 1 | 2-350 CU HT | 0 | 0 | 0 | 0 | 0 | 0 | 0 | 0 | 0 | 0 | 0 | 0 | 0 | 0 | 0 | 0 | 0 | 0 | 0 | 0 | 0 | 0 | 0 | 12 | 1
NO |  | 56 | 2015 | 31 | 10 | 10 |  | LYONS | OAKLAND PARK | 138 | 138 | SP | 4.95 | 0 | 1 | 1-954 ACSR AZ | 0 | 0 | 0 | 0 | 0 | 0 | 0 | 0 | 0 | 0 | 0 | 0 | 0 | 0 | 0 | 0 | 0 | 0 | 0 | 0 | 0 | 0 | 0 | 12 | 1
NO |  | 56 | 2015 | 31 | 11 | 11 |  | MALABAR | DAIRY RADIAL | 138 | 230 | H | 2.24 | 0 | 1 | 1-1127 AAAC | 0 | 0 | 0 | 0 | 0 | 0 | 0 | 0 | 0 | 0 | 0 | 0 | 0 | 0 | 0 | 0 | 0 | 0 | 0 | 0 | 0 | 0 | 0 | 12 | 1
NO |  | 56 | 2015 | 31 | 12 | 12 |  | MALABAR | DAIRY RADIAL | 138 | 230 | H | 2.09 | 0 | 2 | 1-954 ACSR AW | 0 | 0 | 0 | 0 | 0 | 0 | 0 | 0 | 0 | 0 | 0 | 0 | 0 | 0 | 0 | 0 | 0 | 0 | 0 | 0 | 0 | 0 | 0 | 12 | 1
NO |  | 56 | 2015 | 31 | 13 | 13 |  | MALABAR | DAIRY RADIAL | 138 | 138 | H | 1.07 | 0 | 1 | 1-954 ACSR AZ | 0 | 0 | 0 | 0 | 0 | 0 | 0 | 0 | 0 | 0 | 0 | 0 | 0 | 0 | 0 | 0 | 0 | 0 | 0 | 0 | 0 | 0 | 0 | 12 | 1
NO |  | 56 | 2015 | 31 | 14 | 14 |  | MALABAR | DAIRY RADIAL | 138 | 138 | SP | 0.48 | 0 | 1 | 1-1127 AAAC | 0 | 0 | 0 | 0 | 0 | 0 | 0 | 0 | 0 | 0 | 0 | 0 | 0 | 0 | 0 | 0 | 0 | 0 | 0 | 0 | 0 | 0 | 0 | 12 | 1
NO |  | 56 | 2015 | 31 | 15 | 15 |  | MALABAR | DAIRY RADIAL | 138 | 138 | SP | 0 | 0.2 | 2 | 1-1127 AAAC | 0 | 0 | 0 | 0 | 0 | 0 | 0 | 0 | 0 | 0 | 0 | 0 | 0 | 0 | 0 | 0 | 0 | 0 | 0 | 0 | 0 | 0 | 0 | 12 | 1
NO |  | 56 | 2015 | 31 | 16 | 16 |  | MALABAR | DAIRY RADIAL | 138 | 138 | SP | 7.87 | 0 | 1 | 1-927.2 AAAC | 0 | 0 | 0 | 0 | 0 | 0 | 0 | 0 | 0 | 0 | 0 | 0 | 0 | 0 | 0 | 0 | 0 | 0 | 0 | 0 | 0 | 0 | 0 | 12 | 1
NO |  | 56 | 2015 | 31 | 17 | 17 |  | MALABAR | DAIRY RADIAL | 138 | 138 | SP | 0.11 | 0 | 1 | 1-954 ACSR AW | 0 | 0 | 0 | 0 | 0 | 0 | 0 | 0 | 0 | 0 | 0 | 0 | 0 | 0 | 0 | 0 | 0 | 0 | 0 | 0 | 0 | 0 | 0 | 12 | 1
NO |  | 56 | 2015 | 31 | 18 | 18 |  | MALABAR | DAIRY RADIAL | 138 | 138 | SP | 0.04 | 0 | 1 | 1-954 ACSR AZ | 0 | 0 | 0 | 0 | 0 | 0 | 0 | 0 | 0 | 0 | 0 | 0 | 0 | 0 | 0 | 0 | 0 | 0 | 0 | 0 | 0 | 0 | 0 | 12 | 1
NO |  | 56 | 2015 | 31 | 19 | 19 |  | MALABAR | DAIRY RADIAL | 138 | 138 | SP | 0 | 3.95 | 2 | 1-954 ACSR AZ | 0 | 0 | 0 | 0 | 0 | 0 | 0 | 0 | 0 | 0 | 0 | 0 | 0 | 0 | 0 | 0 | 0 | 0 | 0 | 0 | 0 | 0 | 0 | 12 | 1
NO |  | 56 | 2015 | 31 | 20 | 20 |  | MALABAR | MICCO | 138 | 138 | H | 0 | 0 | 1 | 1-954 ACSR AZ | 0 | 0 | 0 | 0 | 0 | 0 | 0 | 0 | 0 | 0 | 0 | 0 | 0 | 0 | 0 | 0 | 0 | 0 | 0 | 0 | 0 | 0 | 0 | 12 | 1
NO |  | 56 | 2015 | 31 | 21 | 21 |  | MALABAR | MICCO | 138 | 138 | SP | 3.03 | 0 | 1 | 1-954 ACSR AW | 0 | 0 | 0 | 0 | 0 | 0 | 0 | 0 | 0 | 0 | 0 | 0 | 0 | 0 | 0 | 0 | 0 | 0 | 0 | 0 | 0 | 0 | 0 | 12 | 1
NO |  | 56 | 2015 | 31 | 22 | 22 |  | MALABAR | MICCO | 138 | 230 | SP | 0.16 | 0.12 | 2 | 1-954 ACSR AW | 0 | 0 | 0 | 0 | 0 | 0 | 0 | 0 | 0 | 0 | 0 | 0 | 0 | 0 | 0 | 0 | 0 | 0 | 0 | 0 | 0 | 0 | 0 | 12 | 1
NO |  | 56 | 2015 | 31 | 23 | 23 |  | MALABAR | MICCO | 138 | 138 | SP | 20.19 | 0 | 1 | 1-954 ACSR AZ | 0 | 0 | 0 | 0 | 0 | 0 | 0 | 0 | 0 | 0 | 0 | 0 | 0 | 0 | 0 | 0 | 0 | 0 | 0 | 0 | 0 | 0 | 0 | 12 | 1
NO |  | 56 | 2015 | 31 | 24 | 24 |  | MALABAR | MICCO | 138 | 138 | SP | 0.16 | 0 | 2 | 1-954 ACSR AZ | 0 | 0 | 0 | 0 | 0 | 0 | 0 | 0 | 0 | 0 | 0 | 0 | 0 | 0 | 0 | 0 | 0 | 0 | 0 | 0 | 0 | 0 | 0 | 12 | 1
NO |  | 56 | 2015 | 31 | 25 | 25 |  | MARKET | OVERTOWN | 138 | 138 | SP | 0 | 0 | 1 | 1-795 ACSR AZ | 0 | 0 | 0 | 0 | 0 | 0 | 0 | 0 | 0 | 0 | 0 | 0 | 0 | 0 | 0 | 0 | 0 | 0 | 0 | 0 | 0 | 0 | 0 | 12 | 1
NO |  | 56 | 2015 | 31 | 26 | 26 |  | MARKET | OVERTOWN | 138 | 138 | SP | 0.33 | 0 | 1 | 1-954 ACSR AW | 0 | 0 | 0 | 0 | 0 | 0 | 0 | 0 | 0 | 0 | 0 | 0 | 0 | 0 | 0 | 0 | 0 | 0 | 0 | 0 | 0 | 0 | 0 | 12 | 1
NO |  | 56 | 2015 | 31 | 27 | 27 |  | MARKET | OVERTOWN | 138 | 138 | SP | 2.15 | 0 | 1 | 1-954 ACSR AZ | 0 | 0 | 0 | 0 | 0 | 0 | 0 | 0 | 0 | 0 | 0 | 0 | 0 | 0 | 0 | 0 | 0 | 0 | 0 | 0 | 0 | 0 | 0 | 12 | 1
NO |  | 56 | 2015 | 31 | 28 | 28 |  | MIAMI | FIREHOUSE RADIAL | 138 | 138 | UG | 0.35 | 0 | 1 | 1-2000 CU-HP SD | 0 | 0 | 0 | 0 | 0 | 0 | 0 | 0 | 0 | 0 | 0 | 0 | 0 | 0 | 0 | 0 | 0 | 0 | 0 | 0 | 0 | 0 | 0 | 12 | 1
NO |  | 56 | 2015 | 31 | 29 | 29 |  | MIAMI | FIREHOUSE RADIAL | 138 | 138 | UG | 0.48 | 0 | 1 | 1-3000 CU-HP | 0 | 0 | 0 | 0 | 0 | 0 | 0 | 0 | 0 | 0 | 0 | 0 | 0 | 0 | 0 | 0 | 0 | 0 | 0 | 0 | 0 | 0 | 0 | 12 | 1
NO |  | 56 | 2015 | 31 | 30 | 30 |  | MIAMI | MIAMI BEACH | 138 | 138 | SP | 0.49 | 0 | 2 | 1-954 ACSR AW | 0 | 0 | 0 | 0 | 0 | 0 | 0 | 0 | 0 | 0 | 0 | 0 | 0 | 0 | 0 | 0 | 0 | 0 | 0 | 0 | 0 | 0 | 0 | 12 | 1
NO |  | 56 | 2015 | 31 | 31 | 31 |  | MIAMI | MIAMI BEACH | 138 | 138 | UG | 0.25 | 0 | 1 | 1-1250 CU-HP SD | 0 | 0 | 0 | 0 | 0 | 0 | 0 | 0 | 0 | 0 | 0 | 0 | 0 | 0 | 0 | 0 | 0 | 0 | 0 | 0 | 0 | 0 | 0 | 12 | 1
NO |  | 56 | 2015 | 31 | 32 | 32 |  | MIAMI | MIAMI BEACH | 138 | 138 | UG | 5.16 | 0 | 1 | 1-1500 CU-HP SD | 0 | 0 | 0 | 0 | 0 | 0 | 0 | 0 | 0 | 0 | 0 | 0 | 0 | 0 | 0 | 0 | 0 | 0 | 0 | 0 | 0 | 0 | 0 | 12 | 1
NO |  | 56 | 2015 | 31 | 33 | 33 |  | MIAMI | MIAMI BEACH | 138 | 138 | UG | 5.13 | 0 | 1 | 1-2000 CU-HP SD | 0 | 0 | 0 | 0 | 0 | 0 | 0 | 0 | 0 | 0 | 0 | 0 | 0 | 0 | 0 | 0 | 0 | 0 | 0 | 0 | 0 | 0 | 0 | 12 | 1
NO |  | 56 | 2015 | 31 | 34 | 34 |  | MIAMI | MIAMI BEACH | 138 | 138 | UG | 0.2 | 0 | 1 | 1-3000 CU-HP | 0 | 0 | 0 | 0 | 0 | 0 | 0 | 0 | 0 | 0 | 0 | 0 | 0 | 0 | 0 | 0 | 0 | 0 | 0 | 0 | 0 | 0 | 0 | 12 | 1
NO |  | 56 | 2015 | 31 | 35 | 35 |  | MIAMI | RAILWAY 1 | 138 | 138 | UG | 1.16 | 0 | 1 | 1-2000 CU-HP | 0 | 0 | 0 | 0 | 0 | 0 | 0 | 0 | 0 | 0 | 0 | 0 | 0 | 0 | 0 | 0 | 0 | 0 | 0 | 0 | 0 | 0 | 0 | 12 | 1
NO |  | 56 | 2015 | 32 | 1 | 1 |  | MIAMI | RAILWAY 2 | 138 | 138 | UG | 1.18 | 0 | 1 | 1-2000 CU-HP | 0 | 0 | 0 | 0 | 0 | 0 | 0 | 0 | 0 | 0 | 0 | 0 | 0 | 0 | 0 | 0 | 0 | 0 | 0 | 0 | 0 | 0 | 0 | 12 | 1
NO |  | 56 | 2015 | 32 | 2 | 2 |  | MIAMI | RAILWAY 2 | 138 | 138 | UG | 0.18 | 0 | 1 | 1-3000 CU-HP | 0 | 0 | 0 | 0 | 0 | 0 | 0 | 0 | 0 | 0 | 0 | 0 | 0 | 0 | 0 | 0 | 0 | 0 | 0 | 0 | 0 | 0 | 0 | 12 | 1
NO |  | 56 | 2015 | 32 | 3 | 3 |  | MIAMI | RIVERSIDE | 138 | 138 | SP | 0.01 | 0 | 1 | 1-954 ACSR AW | 0 | 0 | 0 | 0 | 0 | 0 | 0 | 0 | 0 | 0 | 0 | 0 | 0 | 0 | 0 | 0 | 0 | 0 | 0 | 0 | 0 | 0 | 0 | 12 | 1
NO |  | 56 | 2015 | 32 | 4 | 4 |  | MIAMI | RIVERSIDE | 138 | 138 | SP | 3.21 | 0 | 1 | 1-954 ACSR AZ | 0 | 0 | 0 | 0 | 0 | 0 | 0 | 0 | 0 | 0 | 0 | 0 | 0 | 0 | 0 | 0 | 0 | 0 | 0 | 0 | 0 | 0 | 0 | 12 | 1
NO |  | 56 | 2015 | 32 | 5 | 5 |  | MIAMI | RIVERSIDE | 138 | 138 | SP | 0.06 | 0 | 2 | 1-954 ACSR AZ | 0 | 0 | 0 | 0 | 0 | 0 | 0 | 0 | 0 | 0 | 0 | 0 | 0 | 0 | 0 | 0 | 0 | 0 | 0 | 0 | 0 | 0 | 0 | 12 | 1
NO |  | 56 | 2015 | 32 | 6 | 6 |  | MIAMI | RIVERSIDE | 138 | 138 | UG | 2.65 | 0 | 1 | 1-2000 CU-HP SD | 0 | 0 | 0 | 0 | 0 | 0 | 0 | 0 | 0 | 0 | 0 | 0 | 0 | 0 | 0 | 0 | 0 | 0 | 0 | 0 | 0 | 0 | 0 | 12 | 1
NO |  | 56 | 2015 | 32 | 7 | 7 |  | MIDWAY | HARTMAN (FTP) 1 | 138 | 230 | H | 3.51 | 0 | 1 | 1-954 ACSR AZ | 0 | 0 | 0 | 0 | 0 | 0 | 0 | 0 | 0 | 0 | 0 | 0 | 0 | 0 | 0 | 0 | 0 | 0 | 0 | 0 | 0 | 0 | 0 | 12 | 1
NO |  | 56 | 2015 | 32 | 8 | 8 |  | MIDWAY | HARTMAN (FTP) 1 | 138 | 138 | SP | 0.1 | 0 | 1 | 1-954 ACSR AW | 0 | 0 | 0 | 0 | 0 | 0 | 0 | 0 | 0 | 0 | 0 | 0 | 0 | 0 | 0 | 0 | 0 | 0 | 0 | 0 | 0 | 0 | 0 | 12 | 1
NO |  | 56 | 2015 | 32 | 9 | 9 |  | MIDWAY | HARTMAN (FTP) 1 | 138 | 138 | SP | 3.62 | 0 | 1 | 1-954 ACSR AZ | 0 | 0 | 0 | 0 | 0 | 0 | 0 | 0 | 0 | 0 | 0 | 0 | 0 | 0 | 0 | 0 | 0 | 0 | 0 | 0 | 0 | 0 | 0 | 12 | 1
NO |  | 56 | 2015 | 32 | 10 | 10 |  | MIDWAY | HARTMAN (FTP) 2 | 138 | 138 | SP | 0.77 | 0 | 1 | 1-1033.5 ACSS/TW/ | 0 | 0 | 0 | 0 | 0 | 0 | 0 | 0 | 0 | 0 | 0 | 0 | 0 | 0 | 0 | 0 | 0 | 0 | 0 | 0 | 0 | 0 | 0 | 12 | 1
NO |  | 56 | 2015 | 32 | 11 | 11 |  | MIDWAY | HARTMAN (FTP) 2 | 138 | 138 | SP | 0.52 | 0 | 1 | 1-795 ACSR AW | 0 | 0 | 0 | 0 | 0 | 0 | 0 | 0 | 0 | 0 | 0 | 0 | 0 | 0 | 0 | 0 | 0 | 0 | 0 | 0 | 0 | 0 | 0 | 12 | 1
NO |  | 56 | 2015 | 32 | 12 | 12 |  | MIDWAY | HARTMAN (FTP) 2 | 138 | 138 | SP | 6 | 0 | 1 | 1-795 ACSR AZ | 0 | 0 | 0 | 0 | 0 | 0 | 0 | 0 | 0 | 0 | 0 | 0 | 0 | 0 | 0 | 0 | 0 | 0 | 0 | 0 | 0 | 0 | 0 | 12 | 1
NO |  | 56 | 2015 | 32 | 13 | 13 |  | MIDWAY | HARTMAN (FTP) 2 | 138 | 138 | SP | 2.89 | 0 | 1 | 1-954 ACSR AW | 0 | 0 | 0 | 0 | 0 | 0 | 0 | 0 | 0 | 0 | 0 | 0 | 0 | 0 | 0 | 0 | 0 | 0 | 0 | 0 | 0 | 0 | 0 | 12 | 1
NO |  | 56 | 2015 | 32 | 14 | 14 |  | MIDWAY | HARTMAN (FTP) 2 | 138 | 138 | SP | 0 | 2.24 | 2 | 1-954 ACSR AW | 0 | 0 | 0 | 0 | 0 | 0 | 0 | 0 | 0 | 0 | 0 | 0 | 0 | 0 | 0 | 0 | 0 | 0 | 0 | 0 | 0 | 0 | 0 | 12 | 1
NO |  | 56 | 2015 | 32 | 15 | 15 |  | MIDWAY | SANDPIPER | 138 | 138 | SP | 0.82 | 0 | 2 | 1-1033.5 ACSS/TW/ | 0 | 0 | 0 | 0 | 0 | 0 | 0 | 0 | 0 | 0 | 0 | 0 | 0 | 0 | 0 | 0 | 0 | 0 | 0 | 0 | 0 | 0 | 0 | 12 | 1
NO |  | 56 | 2015 | 32 | 16 | 16 |  | MIDWAY | SANDPIPER | 138 | 138 | SP | 4.66 | 0 | 1 | 1-795 ACSR AW | 0 | 0 | 0 | 0 | 0 | 0 | 0 | 0 | 0 | 0 | 0 | 0 | 0 | 0 | 0 | 0 | 0 | 0 | 0 | 0 | 0 | 0 | 0 | 12 | 1
NO |  | 56 | 2015 | 32 | 17 | 17 |  | MIDWAY | SANDPIPER | 138 | 230 | SP | 0.04 | 0 | 1 | 1-795 ACSR AZ | 0 | 0 | 0 | 0 | 0 | 0 | 0 | 0 | 0 | 0 | 0 | 0 | 0 | 0 | 0 | 0 | 0 | 0 | 0 | 0 | 0 | 0 | 0 | 12 | 1
NO |  | 56 | 2015 | 32 | 18 | 18 |  | MIDWAY | SANDPIPER | 138 | 138 | SP | 1.46 | 0 | 1 | 1-795 ACSR AZ | 0 | 0 | 0 | 0 | 0 | 0 | 0 | 0 | 0 | 0 | 0 | 0 | 0 | 0 | 0 | 0 | 0 | 0 | 0 | 0 | 0 | 0 | 0 | 12 | 1
NO |  | 56 | 2015 | 32 | 19 | 19 |  | MIDWAY | SANDPIPER | 138 | 230 | SP | 0 | 1.62 | 2 | 1-795 ACSR AZ | 0 | 0 | 0 | 0 | 0 | 0 | 0 | 0 | 0 | 0 | 0 | 0 | 0 | 0 | 0 | 0 | 0 | 0 | 0 | 0 | 0 | 0 | 0 | 12 | 1
NO |  | 56 | 2015 | 32 | 20 | 20 |  | MIDWAY | SANDPIPER | 138 | 138 | SP | 3.85 | 0 | 1 | 1-954 ACSR AW | 0 | 0 | 0 | 0 | 0 | 0 | 0 | 0 | 0 | 0 | 0 | 0 | 0 | 0 | 0 | 0 | 0 | 0 | 0 | 0 | 0 | 0 | 0 | 12 | 1
NO |  | 56 | 2015 | 32 | 21 | 21 |  | MIDWAY | SANDPIPER | 138 | 138 | SP | 2.89 | 0 | 2 | 1-954 ACSR AW | 0 | 0 | 0 | 0 | 0 | 0 | 0 | 0 | 0 | 0 | 0 | 0 | 0 | 0 | 0 | 0 | 0 | 0 | 0 | 0 | 0 | 0 | 0 | 12 | 1
NO |  | 56 | 2015 | 32 | 22 | 22 |  | MIDWAY | SANDPIPER | 138 | 138 | SP | 1.94 | 0 | 2 | 1-954 ACSR AZ | 0 | 0 | 0 | 0 | 0 | 0 | 0 | 0 | 0 | 0 | 0 | 0 | 0 | 0 | 0 | 0 | 0 | 0 | 0 | 0 | 0 | 0 | 0 | 12 | 1
NO |  | 56 | 2015 | 32 | 23 | 23 |  | MYAKKA | ROTONDA RADIAL | 138 | 138 | SP | 6.26 | 0 | 1 | 1-795 ACSR AW | 0 | 0 | 0 | 0 | 0 | 0 | 0 | 0 | 0 | 0 | 0 | 0 | 0 | 0 | 0 | 0 | 0 | 0 | 0 | 0 | 0 | 0 | 0 | 12 | 1
NO |  | 56 | 2015 | 32 | 24 | 24 |  | MYAKKA | ROTONDA RADIAL | 138 | 138 | SP | 12.63 | 0 | 1 | 1-954 ACSR AW | 0 | 0 | 0 | 0 | 0 | 0 | 0 | 0 | 0 | 0 | 0 | 0 | 0 | 0 | 0 | 0 | 0 | 0 | 0 | 0 | 0 | 0 | 0 | 12 | 1
NO |  | 56 | 2015 | 32 | 25 | 25 |  | MYAKKA | ROTONDA RADIAL | 138 | 138 | SP | 0.41 | 0.09 | 2 | 1-954 ACSR AW | 0 | 0 | 0 | 0 | 0 | 0 | 0 | 0 | 0 | 0 | 0 | 0 | 0 | 0 | 0 | 0 | 0 | 0 | 0 | 0 | 0 | 0 | 0 | 12 | 1
NO |  | 56 | 2015 | 32 | 26 | 26 |  | MYAKKA | VENICE | 138 | 138 | H | 0 | 0.53 | 2 | 1-954 ACSR AZ | 0 | 0 | 0 | 0 | 0 | 0 | 0 | 0 | 0 | 0 | 0 | 0 | 0 | 0 | 0 | 0 | 0 | 0 | 0 | 0 | 0 | 0 | 0 | 12 | 1
NO |  | 56 | 2015 | 32 | 27 | 27 |  | MYAKKA | VENICE | 138 | 230 | H | 0 | 0.04 | 2 | 1-954 ACSR AZ | 0 | 0 | 0 | 0 | 0 | 0 | 0 | 0 | 0 | 0 | 0 | 0 | 0 | 0 | 0 | 0 | 0 | 0 | 0 | 0 | 0 | 0 | 0 | 12 | 1
NO |  | 56 | 2015 | 32 | 28 | 28 |  | MYAKKA | VENICE | 138 | 138 | SP | 9.44 | 0 | 1 | 1-795 ACSR AZ | 0 | 0 | 0 | 0 | 0 | 0 | 0 | 0 | 0 | 0 | 0 | 0 | 0 | 0 | 0 | 0 | 0 | 0 | 0 | 0 | 0 | 0 | 0 | 12 | 1
NO |  | 56 | 2015 | 32 | 29 | 29 |  | MYAKKA | VENICE | 138 | 138 | SP | 1.48 | 0 | 1 | 1-954 ACSR AW | 0 | 0 | 0 | 0 | 0 | 0 | 0 | 0 | 0 | 0 | 0 | 0 | 0 | 0 | 0 | 0 | 0 | 0 | 0 | 0 | 0 | 0 | 0 | 12 | 1
NO |  | 56 | 2015 | 32 | 30 | 30 |  | MYAKKA | VENICE | 138 | 138 | SP | 4.61 | 0 | 1 | 1-954 ACSR AZ | 0 | 0 | 0 | 0 | 0 | 0 | 0 | 0 | 0 | 0 | 0 | 0 | 0 | 0 | 0 | 0 | 0 | 0 | 0 | 0 | 0 | 0 | 0 | 12 | 1
NO |  | 56 | 2015 | 32 | 31 | 31 |  | MYAKKA | VENICE | 138 | 138 | SP | 0.1 | 0 | 2 | 1-954 ACSR AZ | 0 | 0 | 0 | 0 | 0 | 0 | 0 | 0 | 0 | 0 | 0 | 0 | 0 | 0 | 0 | 0 | 0 | 0 | 0 | 0 | 0 | 0 | 0 | 12 | 1
NO |  | 56 | 2015 | 32 | 32 | 32 |  | OAKLAND PARK | OAKLAND PARK 13KV DIST RADI | 138 | 138 | H | 0.03 | 0 | 1 | 1-600 CU HT | 0 | 0 | 0 | 0 | 0 | 0 | 0 | 0 | 0 | 0 | 0 | 0 | 0 | 0 | 0 | 0 | 0 | 0 | 0 | 0 | 0 | 0 | 0 | 12 | 1
NO |  | 56 | 2015 | 32 | 33 | 33 |  | OAKLAND PARK | POMPANO | 138 | 138 | SP | 0.19 | 0 | 1 | 1-1431 ACSR AZ | 0 | 0 | 0 | 0 | 0 | 0 | 0 | 0 | 0 | 0 | 0 | 0 | 0 | 0 | 0 | 0 | 0 | 0 | 0 | 0 | 0 | 0 | 0 | 12 | 1
NO |  | 56 | 2015 | 32 | 34 | 34 |  | OAKLAND PARK | POMPANO | 138 | 138 | SP | 0.82 | 0 | 2 | 1-1431 ACSR AZ | 0 | 0 | 0 | 0 | 0 | 0 | 0 | 0 | 0 | 0 | 0 | 0 | 0 | 0 | 0 | 0 | 0 | 0 | 0 | 0 | 0 | 0 | 0 | 12 | 1
NO |  | 56 | 2015 | 32 | 35 | 35 |  | OAKLAND PARK | POMPANO | 138 | 138 | SP | 0.11 | 0 | 1 | 1-954 ACSR AW | 0 | 0 | 0 | 0 | 0 | 0 | 0 | 0 | 0 | 0 | 0 | 0 | 0 | 0 | 0 | 0 | 0 | 0 | 0 | 0 | 0 | 0 | 0 | 12 | 1
NO |  | 56 | 2015 | 33 | 1 | 1 |  | OAKLAND PARK | POMPANO | 138 | 138 | SP | 4.84 | 0 | 1 | 1-954 ACSR AZ | 0 | 0 | 0 | 0 | 0 | 0 | 0 | 0 | 0 | 0 | 0 | 0 | 0 | 0 | 0 | 0 | 0 | 0 | 0 | 0 | 0 | 0 | 0 | 12 | 1
NO |  | 56 | 2015 | 33 | 2 | 2 |  | OAKLAND PARK | POMPANO | 138 | 138 | SP | 0.03 | 0.03 | 2 | 1-954 ACSR AZ | 0 | 0 | 0 | 0 | 0 | 0 | 0 | 0 | 0 | 0 | 0 | 0 | 0 | 0 | 0 | 0 | 0 | 0 | 0 | 0 | 0 | 0 | 0 | 12 | 1
NO |  | 56 | 2015 | 33 | 3 | 3 |  | OAKLAND PARK | POMPANO | 138 | 138 | SP | 0.5 | 0 | 1 | 2-556.5 AAC | 0 | 0 | 0 | 0 | 0 | 0 | 0 | 0 | 0 | 0 | 0 | 0 | 0 | 0 | 0 | 0 | 0 | 0 | 0 | 0 | 0 | 0 | 0 | 12 | 1
NO |  | 56 | 2015 | 33 | 4 | 4 |  | OAKLAND PARK | SISTRUNK 1 | 138 | 138 | SP | 3.79 | 0 | 1 | 1-1431 ACSR AZ | 0 | 0 | 0 | 0 | 0 | 0 | 0 | 0 | 0 | 0 | 0 | 0 | 0 | 0 | 0 | 0 | 0 | 0 | 0 | 0 | 0 | 0 | 0 | 12 | 1
NO |  | 56 | 2015 | 33 | 5 | 5 |  | OAKLAND PARK | SISTRUNK 1 | 138 | 138 | SP | 0 | 0.82 | 2 | 1-1431 ACSR AZ | 0 | 0 | 0 | 0 | 0 | 0 | 0 | 0 | 0 | 0 | 0 | 0 | 0 | 0 | 0 | 0 | 0 | 0 | 0 | 0 | 0 | 0 | 0 | 12 | 1
NO |  | 56 | 2015 | 33 | 6 | 6 |  | OAKLAND PARK | SISTRUNK 2 | 138 | 138 | SP | 2.31 | 0 | 1 | 1-1431 ACSR AZ | 0 | 0 | 0 | 0 | 0 | 0 | 0 | 0 | 0 | 0 | 0 | 0 | 0 | 0 | 0 | 0 | 0 | 0 | 0 | 0 | 0 | 0 | 0 | 12 | 1
NO |  | 56 | 2015 | 33 | 7 | 7 |  | OAKLAND PARK | SISTRUNK 2 | 138 | 138 | SP | 0.2 | 0 | 1 | 1-954 ACSR AW | 0 | 0 | 0 | 0 | 0 | 0 | 0 | 0 | 0 | 0 | 0 | 0 | 0 | 0 | 0 | 0 | 0 | 0 | 0 | 0 | 0 | 0 | 0 | 12 | 1
NO |  | 56 | 2015 | 33 | 8 | 8 |  | OAKLAND PARK | SISTRUNK 2 | 138 | 138 | SP | 2.46 | 0 | 1 | 1-954 ACSR AZ | 0 | 0 | 0 | 0 | 0 | 0 | 0 | 0 | 0 | 0 | 0 | 0 | 0 | 0 | 0 | 0 | 0 | 0 | 0 | 0 | 0 | 0 | 0 | 12 | 1
NO |  | 56 | 2015 | 33 | 9 | 9 |  | OKEELANTA | MCCARTHY (CLE) | 138 | 138 | H | 4.2 | 0 | 1 | 1-556.5 ACSR AW | 0 | 0 | 0 | 0 | 0 | 0 | 0 | 0 | 0 | 0 | 0 | 0 | 0 | 0 | 0 | 0 | 0 | 0 | 0 | 0 | 0 | 0 | 0 | 12 | 1
NO |  | 56 | 2015 | 33 | 10 | 10 |  | OKEELANTA | MCCARTHY (CLE) | 138 | 138 | H | 0 | 4.93 | 2 | 1-556.5 ACSR AW | 0 | 0 | 0 | 0 | 0 | 0 | 0 | 0 | 0 | 0 | 0 | 0 | 0 | 0 | 0 | 0 | 0 | 0 | 0 | 0 | 0 | 0 | 0 | 12 | 1
NO |  | 56 | 2015 | 33 | 11 | 11 |  | OKEELANTA | MCCARTHY (CLE) | 138 | 138 | H | 9.34 | 0 | 1 | 1-556.5 ACSR AZ | 0 | 0 | 0 | 0 | 0 | 0 | 0 | 0 | 0 | 0 | 0 | 0 | 0 | 0 | 0 | 0 | 0 | 0 | 0 | 0 | 0 | 0 | 0 | 12 | 1
NO |  | 56 | 2015 | 33 | 12 | 12 |  | OKEELANTA | MCCARTHY (CLE) | 138 | 138 | SP | 0.05 | 0 | 1 | 1-556.5 ACSR AW | 0 | 0 | 0 | 0 | 0 | 0 | 0 | 0 | 0 | 0 | 0 | 0 | 0 | 0 | 0 | 0 | 0 | 0 | 0 | 0 | 0 | 0 | 0 | 12 | 1
NO |  | 56 | 2015 | 33 | 13 | 13 |  | OKEELANTA | MCCARTHY (CLE) | 138 | 138 | SP | 0 | 0.4 | 2 | 1-556.5 ACSR AW | 0 | 0 | 0 | 0 | 0 | 0 | 0 | 0 | 0 | 0 | 0 | 0 | 0 | 0 | 0 | 0 | 0 | 0 | 0 | 0 | 0 | 0 | 0 | 12 | 1
NO |  | 56 | 2015 | 33 | 14 | 14 |  | OKEELANTA | SOUTH BAY | 138 | 138 | H | 1.7 | 0 | 1 | 1-556.5 ACSR AZ | 0 | 0 | 0 | 0 | 0 | 0 | 0 | 0 | 0 | 0 | 0 | 0 | 0 | 0 | 0 | 0 | 0 | 0 | 0 | 0 | 0 | 0 | 0 | 12 | 1
NO |  | 56 | 2015 | 33 | 15 | 15 |  | OKEELANTA | SOUTH BAY | 138 | 138 | SP | 0.01 | 0 | 1 | 1-556.5 ACSR AW | 0 | 0 | 0 | 0 | 0 | 0 | 0 | 0 | 0 | 0 | 0 | 0 | 0 | 0 | 0 | 0 | 0 | 0 | 0 | 0 | 0 | 0 | 0 | 12 | 1
NO |  | 56 | 2015 | 33 | 16 | 16 |  | OKEELANTA | SOUTH BAY | 138 | 138 | SP | 5.34 | 0 | 2 | 1-556.5 ACSR AW | 0 | 0 | 0 | 0 | 0 | 0 | 0 | 0 | 0 | 0 | 0 | 0 | 0 | 0 | 0 | 0 | 0 | 0 | 0 | 0 | 0 | 0 | 0 | 12 | 1
NO |  | 56 | 2015 | 33 | 17 | 17 |  | OSCEOLA | RANCH | 138 | 138 | H | 0.12 | 0 | 1 | 1-350 CU HT | 0 | 0 | 0 | 0 | 0 | 0 | 0 | 0 | 0 | 0 | 0 | 0 | 0 | 0 | 0 | 0 | 0 | 0 | 0 | 0 | 0 | 0 | 0 | 12 | 1
NO |  | 56 | 2015 | 33 | 18 | 18 |  | OSCEOLA | RANCH | 138 | 230 | SP | 0 | 9.7 | 2 | 1-1431 ACSR AW | 0 | 0 | 0 | 0 | 0 | 0 | 0 | 0 | 0 | 0 | 0 | 0 | 0 | 0 | 0 | 0 | 0 | 0 | 0 | 0 | 0 | 0 | 0 | 12 | 1
NO |  | 56 | 2015 | 33 | 19 | 19 |  | OSCEOLA | RANCH | 138 | 138 | SP | 4.22 | 0 | 1 | 1-556.5 ACSR AW | 0 | 0 | 0 | 0 | 0 | 0 | 0 | 0 | 0 | 0 | 0 | 0 | 0 | 0 | 0 | 0 | 0 | 0 | 0 | 0 | 0 | 0 | 0 | 12 | 1
NO |  | 56 | 2015 | 33 | 20 | 20 |  | OSCEOLA | RANCH | 138 | 138 | SP | 11.94 | 0 | 2 | 1-556.5 ACSR AW | 0 | 0 | 0 | 0 | 0 | 0 | 0 | 0 | 0 | 0 | 0 | 0 | 0 | 0 | 0 | 0 | 0 | 0 | 0 | 0 | 0 | 0 | 0 | 12 | 1
NO |  | 56 | 2015 | 33 | 21 | 21 |  | OSCEOLA | RANCH | 138 | 230 | SP | 0 | 0.99 | 2 | 1-556.5 ACSR AZ | 0 | 0 | 0 | 0 | 0 | 0 | 0 | 0 | 0 | 0 | 0 | 0 | 0 | 0 | 0 | 0 | 0 | 0 | 0 | 0 | 0 | 0 | 0 | 12 | 1
NO |  | 56 | 2015 | 33 | 22 | 22 |  | OSCEOLA | RANCH | 138 | 230 | SP | 4.89 | 0 | 1 | 1-795 ACSR AW | 0 | 0 | 0 | 0 | 0 | 0 | 0 | 0 | 0 | 0 | 0 | 0 | 0 | 0 | 0 | 0 | 0 | 0 | 0 | 0 | 0 | 0 | 0 | 12 | 1
NO |  | 56 | 2015 | 33 | 23 | 23 |  | OSCEOLA | SOUTH BAY | 138 | 138 | H | 11.63 | 0 | 1 | 1-556.5 ACSR AZ | 0 | 0 | 0 | 0 | 0 | 0 | 0 | 0 | 0 | 0 | 0 | 0 | 0 | 0 | 0 | 0 | 0 | 0 | 0 | 0 | 0 | 0 | 0 | 12 | 1
NO |  | 56 | 2015 | 33 | 24 | 24 |  | OSCEOLA | SOUTH BAY | 138 | 138 | SP | 0.05 | 0 | 1 | 1-556.5 ACSR AW | 0 | 0 | 0 | 0 | 0 | 0 | 0 | 0 | 0 | 0 | 0 | 0 | 0 | 0 | 0 | 0 | 0 | 0 | 0 | 0 | 0 | 0 | 0 | 12 | 1
NO |  | 56 | 2015 | 33 | 25 | 25 |  | OSCEOLA | SOUTH BAY | 138 | 138 | SP | 0 | 11.88 | 2 | 1-556.5 ACSR AW | 0 | 0 | 0 | 0 | 0 | 0 | 0 | 0 | 0 | 0 | 0 | 0 | 0 | 0 | 0 | 0 | 0 | 0 | 0 | 0 | 0 | 0 | 0 | 12 | 1
NO |  | 56 | 2015 | 33 | 26 | 26 |  | OVERTOWN | RAILWAY 1 | 138 | 138 | SP | 0.21 | 0 | 1 | 1-954 ACSR AW | 0 | 0 | 0 | 0 | 0 | 0 | 0 | 0 | 0 | 0 | 0 | 0 | 0 | 0 | 0 | 0 | 0 | 0 | 0 | 0 | 0 | 0 | 0 | 12 | 1
NO |  | 56 | 2015 | 33 | 27 | 27 |  | OVERTOWN | RAILWAY 1 | 138 | 138 | SP | 0.54 | 0 | 1 | 1-954 ACSR AZ | 0 | 0 | 0 | 0 | 0 | 0 | 0 | 0 | 0 | 0 | 0 | 0 | 0 | 0 | 0 | 0 | 0 | 0 | 0 | 0 | 0 | 0 | 0 | 12 | 1
NO |  | 56 | 2015 | 33 | 28 | 28 |  | OVERTOWN | RAILWAY 1 | 138 | 138 | UG | 0.72 | 0 | 1 | 1-2000 CU-HP SD | 0 | 0 | 0 | 0 | 0 | 0 | 0 | 0 | 0 | 0 | 0 | 0 | 0 | 0 | 0 | 0 | 0 | 0 | 0 | 0 | 0 | 0 | 0 | 12 | 1
NO |  | 56 | 2015 | 33 | 29 | 29 |  | OVERTOWN | RAILWAY 2 | 138 | 138 | SP | 1.37 | 0 | 1 | 1-954 ACSR AW | 0 | 0 | 0 | 0 | 0 | 0 | 0 | 0 | 0 | 0 | 0 | 0 | 0 | 0 | 0 | 0 | 0 | 0 | 0 | 0 | 0 | 0 | 0 | 12 | 1
NO |  | 56 | 2015 | 33 | 30 | 30 |  | OVERTOWN | RAILWAY 2 | 138 | 138 | SP | 0.02 | 0 | 2 | 1-954 ACSR AW | 0 | 0 | 0 | 0 | 0 | 0 | 0 | 0 | 0 | 0 | 0 | 0 | 0 | 0 | 0 | 0 | 0 | 0 | 0 | 0 | 0 | 0 | 0 | 12 | 1
NO |  | 56 | 2015 | 33 | 31 | 31 |  | OVERTOWN | VENETIAN | 138 | 138 | UG | 3.29 | 0 | 1 | 1-3000 CU-HP | 0 | 0 | 0 | 0 | 0 | 0 | 0 | 0 | 0 | 0 | 0 | 0 | 0 | 0 | 0 | 0 | 0 | 0 | 0 | 0 | 0 | 0 | 0 | 12 | 1
NO |  | 56 | 2015 | 33 | 32 | 32 |  | PLUMOSUS | RIVIERA 1 | 138 | 138 | SP | 0.06 | 0 | 1 | 1-1431 ACSR AW | 0 | 0 | 0 | 0 | 0 | 0 | 0 | 0 | 0 | 0 | 0 | 0 | 0 | 0 | 0 | 0 | 0 | 0 | 0 | 0 | 0 | 0 | 0 | 12 | 1
NO |  | 56 | 2015 | 33 | 33 | 33 |  | PLUMOSUS | RIVIERA 1 | 138 | 138 | SP | 0.22 | 0 | 1 | 1-795 ACSR AW | 0 | 0 | 0 | 0 | 0 | 0 | 0 | 0 | 0 | 0 | 0 | 0 | 0 | 0 | 0 | 0 | 0 | 0 | 0 | 0 | 0 | 0 | 0 | 12 | 1
NO |  | 56 | 2015 | 33 | 34 | 34 |  | PLUMOSUS | RIVIERA 1 | 138 | 230 | SP | 0.28 | 0 | 1 | 1-954 ACSR AW | 0 | 0 | 0 | 0 | 0 | 0 | 0 | 0 | 0 | 0 | 0 | 0 | 0 | 0 | 0 | 0 | 0 | 0 | 0 | 0 | 0 | 0 | 0 | 12 | 1
NO |  | 56 | 2015 | 33 | 35 | 35 |  | PLUMOSUS | RIVIERA 1 | 138 | 138 | SP | 12.34 | 0 | 1 | 1-954 ACSR AW | 0 | 0 | 0 | 0 | 0 | 0 | 0 | 0 | 0 | 0 | 0 | 0 | 0 | 0 | 0 | 0 | 0 | 0 | 0 | 0 | 0 | 0 | 0 | 12 | 1
NO |  | 56 | 2015 | 34 | 1 | 1 |  | PLUMOSUS | RIVIERA 1 | 138 | 138 | UG | 1.64 | 0 | 1 | 1-2400 AL-XLPE | 0 | 0 | 0 | 0 | 0 | 0 | 0 | 0 | 0 | 0 | 0 | 0 | 0 | 0 | 0 | 0 | 0 | 0 | 0 | 0 | 0 | 0 | 0 | 12 | 1
NO |  | 56 | 2015 | 34 | 2 | 2 |  | PORT EVERGLADES | SISTRUNK | 138 | 138 | H | 0.08 | 0 | 1 | 1-1431 ACSR AW | 0 | 0 | 0 | 0 | 0 | 0 | 0 | 0 | 0 | 0 | 0 | 0 | 0 | 0 | 0 | 0 | 0 | 0 | 0 | 0 | 0 | 0 | 0 | 12 | 1
NO |  | 56 | 2015 | 34 | 3 | 3 |  | PORT EVERGLADES | SISTRUNK | 138 | 138 | H | 0.05 | 0 | 1 | 1-900 CU HT | 0 | 0 | 0 | 0 | 0 | 0 | 0 | 0 | 0 | 0 | 0 | 0 | 0 | 0 | 0 | 0 | 0 | 0 | 0 | 0 | 0 | 0 | 0 | 12 | 1
NO |  | 56 | 2015 | 34 | 4 | 4 |  | PORT EVERGLADES | SISTRUNK | 138 | 138 | SP | 4.23 | 0 | 1 | 1-1431 ACSR AW | 0 | 0 | 0 | 0 | 0 | 0 | 0 | 0 | 0 | 0 | 0 | 0 | 0 | 0 | 0 | 0 | 0 | 0 | 0 | 0 | 0 | 0 | 0 | 12 | 1
NO |  | 56 | 2015 | 34 | 5 | 5 |  | PORT EVERGLADES | SISTRUNK | 138 | 138 | SP | 0.25 | 0 | 2 | 1-1431 ACSR AW | 0 | 0 | 0 | 0 | 0 | 0 | 0 | 0 | 0 | 0 | 0 | 0 | 0 | 0 | 0 | 0 | 0 | 0 | 0 | 0 | 0 | 0 | 0 | 12 | 1
NO |  | 56 | 2015 | 34 | 6 | 6 |  | PORT EVERGLADES | SISTRUNK | 138 | 138 | SP | 0.8 | 0 | 1 | 1-1431 ACSR AZ | 0 | 0 | 0 | 0 | 0 | 0 | 0 | 0 | 0 | 0 | 0 | 0 | 0 | 0 | 0 | 0 | 0 | 0 | 0 | 0 | 0 | 0 | 0 | 12 | 1
NO |  | 56 | 2015 | 34 | 7 | 7 |  | PORT EVERGLADES | SISTRUNK | 138 | 138 | SP | 0.24 | 0 | 1 | 1-900 CU HT | 0 | 0 | 0 | 0 | 0 | 0 | 0 | 0 | 0 | 0 | 0 | 0 | 0 | 0 | 0 | 0 | 0 | 0 | 0 | 0 | 0 | 0 | 0 | 12 | 1
NO |  | 56 | 2015 | 34 | 8 | 8 |  | PORT EVERGLADES | SISTRUNK | 138 | 138 | SP | 0.01 | 0 | 1 | 1-954 ACSR AW | 0 | 0 | 0 | 0 | 0 | 0 | 0 | 0 | 0 | 0 | 0 | 0 | 0 | 0 | 0 | 0 | 0 | 0 | 0 | 0 | 0 | 0 | 0 | 12 | 1
NO |  | 56 | 2015 | 34 | 9 | 9 |  | PORT EVERGLADES | SISTRUNK | 138 | 138 | UG | 0.15 | 0 | 1 | 1-2000 CU-HP SD | 0 | 0 | 0 | 0 | 0 | 0 | 0 | 0 | 0 | 0 | 0 | 0 | 0 | 0 | 0 | 0 | 0 | 0 | 0 | 0 | 0 | 0 | 0 | 12 | 1
NO |  | 56 | 2015 | 34 | 10 | 10 |  | PRINCETON | PRINCETON DIST RADIAL | 138 | 138 | SP | 0.05 | 0 | 1 | 1-1431 ACSR AW | 0 | 0 | 0 | 0 | 0 | 0 | 0 | 0 | 0 | 0 | 0 | 0 | 0 | 0 | 0 | 0 | 0 | 0 | 0 | 0 | 0 | 0 | 0 | 12 | 1
NO |  | 56 | 2015 | 34 | 11 | 11 |  | RANCH | ACME RADIAL | 138 | 138 | H | 0.11 | 0 | 1 | 1-954 ACSR AZ | 0 | 0 | 0 | 0 | 0 | 0 | 0 | 0 | 0 | 0 | 0 | 0 | 0 | 0 | 0 | 0 | 0 | 0 | 0 | 0 | 0 | 0 | 0 | 12 | 1
NO |  | 56 | 2015 | 34 | 12 | 12 |  | RANCH | RIVIERA 1 | 138 | 138 | H | 0.03 | 0 | 1 | 1-1431 ACSR AZ | 0 | 0 | 0 | 0 | 0 | 0 | 0 | 0 | 0 | 0 | 0 | 0 | 0 | 0 | 0 | 0 | 0 | 0 | 0 | 0 | 0 | 0 | 0 | 12 | 1
NO |  | 56 | 2015 | 34 | 13 | 13 |  | RANCH | RIVIERA 1 | 138 | 230 | H | 0.52 | 0 | 1 | 2-556.5 ACSR AZ | 0 | 0 | 0 | 0 | 0 | 0 | 0 | 0 | 0 | 0 | 0 | 0 | 0 | 0 | 0 | 0 | 0 | 0 | 0 | 0 | 0 | 0 | 0 | 12 | 1
NO |  | 56 | 2015 | 34 | 14 | 14 |  | RANCH | RIVIERA 1 | 138 | 138 | H | 3.98 | 0 | 1 | 2-556.5 ACSR AZ | 0 | 0 | 0 | 0 | 0 | 0 | 0 | 0 | 0 | 0 | 0 | 0 | 0 | 0 | 0 | 0 | 0 | 0 | 0 | 0 | 0 | 0 | 0 | 12 | 1
NO |  | 56 | 2015 | 34 | 15 | 15 |  | RANCH | RIVIERA 1 | 138 | 138 | SP | 3.01 | 0 | 1 | 1-1431 ACSR AW | 0 | 0 | 0 | 0 | 0 | 0 | 0 | 0 | 0 | 0 | 0 | 0 | 0 | 0 | 0 | 0 | 0 | 0 | 0 | 0 | 0 | 0 | 0 | 12 | 1
NO |  | 56 | 2015 | 34 | 16 | 16 |  | RANCH | RIVIERA 1 | 138 | 230 | SP | 3.31 | 0 | 1 | 1-1431 ACSR AW | 0 | 0 | 0 | 0 | 0 | 0 | 0 | 0 | 0 | 0 | 0 | 0 | 0 | 0 | 0 | 0 | 0 | 0 | 0 | 0 | 0 | 0 | 0 | 12 | 1
NO |  | 56 | 2015 | 34 | 17 | 17 |  | RANCH | RIVIERA 1 | 138 | 138 | SP | 0.17 | 0.16 | 2 | 1-1431 ACSR AW | 0 | 0 | 0 | 0 | 0 | 0 | 0 | 0 | 0 | 0 | 0 | 0 | 0 | 0 | 0 | 0 | 0 | 0 | 0 | 0 | 0 | 0 | 0 | 12 | 1
NO |  | 56 | 2015 | 34 | 18 | 18 |  | RANCH | RIVIERA 1 | 138 | 230 | SP | 2.59 | 0 | 2 | 1-1431 ACSR AW | 0 | 0 | 0 | 0 | 0 | 0 | 0 | 0 | 0 | 0 | 0 | 0 | 0 | 0 | 0 | 0 | 0 | 0 | 0 | 0 | 0 | 0 | 0 | 12 | 1
NO |  | 56 | 2015 | 34 | 19 | 19 |  | RANCH | RIVIERA 1 | 138 | 230 | SP | 0.06 | 0 | 1 | 2-556.5 ACSR AW | 0 | 0 | 0 | 0 | 0 | 0 | 0 | 0 | 0 | 0 | 0 | 0 | 0 | 0 | 0 | 0 | 0 | 0 | 0 | 0 | 0 | 0 | 0 | 12 | 1
NO |  | 56 | 2015 | 34 | 20 | 20 |  | RANCH | RIVIERA 1 | 138 | 230 | SP | 0.17 | 0 | 1 | 2-556.5 ACSR AZ | 0 | 0 | 0 | 0 | 0 | 0 | 0 | 0 | 0 | 0 | 0 | 0 | 0 | 0 | 0 | 0 | 0 | 0 | 0 | 0 | 0 | 0 | 0 | 12 | 1
NO |  | 56 | 2015 | 34 | 21 | 21 |  | RANCH | RIVIERA 1 | 138 | 230 | SP | 0 | 0.83 | 2 | 2-556.5 ACSR AZ | 0 | 0 | 0 | 0 | 0 | 0 | 0 | 0 | 0 | 0 | 0 | 0 | 0 | 0 | 0 | 0 | 0 | 0 | 0 | 0 | 0 | 0 | 0 | 12 | 1
NO |  | 56 | 2015 | 34 | 22 | 22 |  | RANCH | RIVIERA 2 | 138 | 138 | H | 5.68 | 0 | 1 | 1-1431 ACSR AZ | 0 | 0 | 0 | 0 | 0 | 0 | 0 | 0 | 0 | 0 | 0 | 0 | 0 | 0 | 0 | 0 | 0 | 0 | 0 | 0 | 0 | 0 | 0 | 12 | 1
NO |  | 56 | 2015 | 34 | 23 | 23 |  | RANCH | RIVIERA 2 | 138 | 138 | SP | 0.06 | 0 | 1 | 1-1431 ACSR AW | 0 | 0 | 0 | 0 | 0 | 0 | 0 | 0 | 0 | 0 | 0 | 0 | 0 | 0 | 0 | 0 | 0 | 0 | 0 | 0 | 0 | 0 | 0 | 12 | 1
NO |  | 56 | 2015 | 34 | 24 | 24 |  | RANCH | RIVIERA 2 | 138 | 230 | SP | 2.63 | 0 | 1 | 1-1431 ACSR AW | 0 | 0 | 0 | 0 | 0 | 0 | 0 | 0 | 0 | 0 | 0 | 0 | 0 | 0 | 0 | 0 | 0 | 0 | 0 | 0 | 0 | 0 | 0 | 12 | 1
NO |  | 56 | 2015 | 34 | 25 | 25 |  | RANCH | RIVIERA 2 | 138 | 230 | SP | 0.52 | 0 | 2 | 1-1431 ACSR AW | 0 | 0 | 0 | 0 | 0 | 0 | 0 | 0 | 0 | 0 | 0 | 0 | 0 | 0 | 0 | 0 | 0 | 0 | 0 | 0 | 0 | 0 | 0 | 12 | 1
NO |  | 56 | 2015 | 34 | 26 | 26 |  | RANCH | RIVIERA 2 | 138 | 230 | SP | 5.65 | 0 | 1 | 1-1431 ACSR AZ | 0 | 0 | 0 | 0 | 0 | 0 | 0 | 0 | 0 | 0 | 0 | 0 | 0 | 0 | 0 | 0 | 0 | 0 | 0 | 0 | 0 | 0 | 0 | 12 | 1
NO |  | 56 | 2015 | 34 | 27 | 27 |  | RANCH | RIVIERA 2 | 138 | 138 | SP | 2.26 | 0 | 1 | 1-954 ACSR AW | 0 | 0 | 0 | 0 | 0 | 0 | 0 | 0 | 0 | 0 | 0 | 0 | 0 | 0 | 0 | 0 | 0 | 0 | 0 | 0 | 0 | 0 | 0 | 12 | 1
NO |  | 56 | 2015 | 34 | 28 | 28 |  | RANCH | RIVIERA 2 | 138 | 138 | SP | 1.37 | 0.92 | 2 | 1-954 ACSR AW | 0 | 0 | 0 | 0 | 0 | 0 | 0 | 0 | 0 | 0 | 0 | 0 | 0 | 0 | 0 | 0 | 0 | 0 | 0 | 0 | 0 | 0 | 0 | 12 | 1
NO |  | 56 | 2015 | 34 | 29 | 29 |  | RANCH | WEST PALM BEACH | 138 | 138 | H | 0.49 | 0 | 1 | 1-954 ACSR AZ | 0 | 0 | 0 | 0 | 0 | 0 | 0 | 0 | 0 | 0 | 0 | 0 | 0 | 0 | 0 | 0 | 0 | 0 | 0 | 0 | 0 | 0 | 0 | 12 | 1
NO |  | 56 | 2015 | 34 | 30 | 30 |  | RANCH | WEST PALM BEACH | 138 | 138 | SP | 3.27 | 0 | 1 | 1-954 ACSR AW | 0 | 0 | 0 | 0 | 0 | 0 | 0 | 0 | 0 | 0 | 0 | 0 | 0 | 0 | 0 | 0 | 0 | 0 | 0 | 0 | 0 | 0 | 0 | 12 | 1
NO |  | 56 | 2015 | 34 | 31 | 31 |  | RANCH | WEST PALM BEACH | 138 | 138 | SP | 9.1 | 0 | 1 | 1-954 ACSR AZ | 0 | 0 | 0 | 0 | 0 | 0 | 0 | 0 | 0 | 0 | 0 | 0 | 0 | 0 | 0 | 0 | 0 | 0 | 0 | 0 | 0 | 0 | 0 | 12 | 1
NO |  | 56 | 2015 | 34 | 32 | 32 |  | RANCH | WEST PALM BEACH | 138 | 138 | SP | 0.99 | 0 | 1 | 2-556.5 ACSR AW | 0 | 0 | 0 | 0 | 0 | 0 | 0 | 0 | 0 | 0 | 0 | 0 | 0 | 0 | 0 | 0 | 0 | 0 | 0 | 0 | 0 | 0 | 0 | 12 | 1
NO |  | 56 | 2015 | 34 | 33 | 33 |  | RANCH | WEST PALM BEACH | 138 | 138 | SP | 1.67 | 0 | 1 | 2-556.5P ACSR AZ | 0 | 0 | 0 | 0 | 0 | 0 | 0 | 0 | 0 | 0 | 0 | 0 | 0 | 0 | 0 | 0 | 0 | 0 | 0 | 0 | 0 | 0 | 0 | 12 | 1
NO |  | 56 | 2015 | 34 | 34 | 34 |  | RANCH | WESTINGHOUSE | 138 | 230 | H | 3.42 | 1.07 | 2 | 1-1431 ACSR AZ | 0 | 0 | 0 | 0 | 0 | 0 | 0 | 0 | 0 | 0 | 0 | 0 | 0 | 0 | 0 | 0 | 0 | 0 | 0 | 0 | 0 | 0 | 0 | 12 | 1
NO |  | 56 | 2015 | 34 | 35 | 35 |  | RANCH | WESTINGHOUSE | 138 | 138 | H | 0.07 | 0 | 1 | 1-954 ACSR AW | 0 | 0 | 0 | 0 | 0 | 0 | 0 | 0 | 0 | 0 | 0 | 0 | 0 | 0 | 0 | 0 | 0 | 0 | 0 | 0 | 0 | 0 | 0 | 12 | 1
NO |  | 56 | 2015 | 35 | 1 | 1 |  | RANCH | WESTINGHOUSE | 138 | 138 | H | 6.25 | 0 | 1 | 2-336.4 ACSR AZ | 0 | 0 | 0 | 0 | 0 | 0 | 0 | 0 | 0 | 0 | 0 | 0 | 0 | 0 | 0 | 0 | 0 | 0 | 0 | 0 | 0 | 0 | 0 | 12 | 1
NO |  | 56 | 2015 | 35 | 2 | 2 |  | RANCH | WESTINGHOUSE | 138 | 138 | SP | 9.05 | 0 | 1 | 1-954 ACSR AW | 0 | 0 | 0 | 0 | 0 | 0 | 0 | 0 | 0 | 0 | 0 | 0 | 0 | 0 | 0 | 0 | 0 | 0 | 0 | 0 | 0 | 0 | 0 | 12 | 1
NO |  | 56 | 2015 | 35 | 3 | 3 |  | RANCH | WESTINGHOUSE | 138 | 138 | SP | 0.26 | 0 | 1 | 1-954 ACSR AZ | 0 | 0 | 0 | 0 | 0 | 0 | 0 | 0 | 0 | 0 | 0 | 0 | 0 | 0 | 0 | 0 | 0 | 0 | 0 | 0 | 0 | 0 | 0 | 12 | 1
NO |  | 56 | 2015 | 35 | 4 | 4 |  | RANCH | WESTINGHOUSE | 138 | 138 | SP | 11.75 | 0 | 1 | 2-336.4 ACSR AZ | 0 | 0 | 0 | 0 | 0 | 0 | 0 | 0 | 0 | 0 | 0 | 0 | 0 | 0 | 0 | 0 | 0 | 0 | 0 | 0 | 0 | 0 | 0 | 12 | 1
NO |  | 56 | 2015 | 35 | 5 | 5 |  | RECWAY | RIVIERA | 138 | 138 | H | 2.31 | 0 | 1 | 1-1431 ACSR AZ | 0 | 0 | 0 | 0 | 0 | 0 | 0 | 0 | 0 | 0 | 0 | 0 | 0 | 0 | 0 | 0 | 0 | 0 | 0 | 0 | 0 | 0 | 0 | 12 | 1
NO |  | 56 | 2015 | 35 | 6 | 6 |  | RECWAY | RIVIERA | 138 | 230 | SP | 0.43 | 0 | 1 | 1-1431 ACSR AW | 0 | 0 | 0 | 0 | 0 | 0 | 0 | 0 | 0 | 0 | 0 | 0 | 0 | 0 | 0 | 0 | 0 | 0 | 0 | 0 | 0 | 0 | 0 | 12 | 1
NO |  | 56 | 2015 | 35 | 7 | 7 |  | RECWAY | RIVIERA | 138 | 230 | SP | 0 | 0.85 | 2 | 1-1431 ACSR AZ | 0 | 0 | 0 | 0 | 0 | 0 | 0 | 0 | 0 | 0 | 0 | 0 | 0 | 0 | 0 | 0 | 0 | 0 | 0 | 0 | 0 | 0 | 0 | 12 | 1
NO |  | 56 | 2015 | 35 | 8 | 8 |  | RECWAY | RIVIERA | 138 | 138 | SP | 2.62 | 0 | 1 | 1-556.5 ACSR AW | 0 | 0 | 0 | 0 | 0 | 0 | 0 | 0 | 0 | 0 | 0 | 0 | 0 | 0 | 0 | 0 | 0 | 0 | 0 | 0 | 0 | 0 | 0 | 12 | 1
NO |  | 56 | 2015 | 35 | 9 | 9 |  | RECWAY | RIVIERA | 138 | 138 | SP | 0.57 | 0 | 1 | 1-900 CU HT | 0 | 0 | 0 | 0 | 0 | 0 | 0 | 0 | 0 | 0 | 0 | 0 | 0 | 0 | 0 | 0 | 0 | 0 | 0 | 0 | 0 | 0 | 0 | 12 | 1
NO |  | 56 | 2015 | 35 | 10 | 10 |  | RINGLING | PAYNE RADIAL | 138 | 138 | SP | 2.84 | 0 | 1 | 1-795 AAC | 0 | 0 | 0 | 0 | 0 | 0 | 0 | 0 | 0 | 0 | 0 | 0 | 0 | 0 | 0 | 0 | 0 | 0 | 0 | 0 | 0 | 0 | 0 | 12 | 1
NO |  | 56 | 2015 | 35 | 11 | 11 |  | RINGLING | PAYNE RADIAL | 138 | 138 | SP | 1.06 | 0 | 1 | 1-795 ACSR AZ | 0 | 0 | 0 | 0 | 0 | 0 | 0 | 0 | 0 | 0 | 0 | 0 | 0 | 0 | 0 | 0 | 0 | 0 | 0 | 0 | 0 | 0 | 0 | 12 | 1
NO |  | 56 | 2015 | 35 | 12 | 12 |  | RINGLING | PAYNE RADIAL | 138 | 138 | SP | 0 | 1.29 | 2 | 1-795 ACSR AZ | 0 | 0 | 0 | 0 | 0 | 0 | 0 | 0 | 0 | 0 | 0 | 0 | 0 | 0 | 0 | 0 | 0 | 0 | 0 | 0 | 0 | 0 | 0 | 12 | 1
NO |  | 56 | 2015 | 35 | 13 | 13 |  | RINGLING | PAYNE RADIAL | 138 | 138 | SP | 0.01 | 0 | 1 | 1-954 ACSR AW | 0 | 0 | 0 | 0 | 0 | 0 | 0 | 0 | 0 | 0 | 0 | 0 | 0 | 0 | 0 | 0 | 0 | 0 | 0 | 0 | 0 | 0 | 0 | 12 | 1
NO |  | 56 | 2015 | 35 | 14 | 14 |  | RINGLING | WOODS | 138 | 230 | H | 0.07 | 0.03 | 2 | 1-795 ACSR AZ | 0 | 0 | 0 | 0 | 0 | 0 | 0 | 0 | 0 | 0 | 0 | 0 | 0 | 0 | 0 | 0 | 0 | 0 | 0 | 0 | 0 | 0 | 0 | 12 | 1
NO |  | 56 | 2015 | 35 | 15 | 15 |  | RINGLING | WOODS | 138 | 138 | SP | 0.68 | 0 | 1 | 1-795 AAC | 0 | 0 | 0 | 0 | 0 | 0 | 0 | 0 | 0 | 0 | 0 | 0 | 0 | 0 | 0 | 0 | 0 | 0 | 0 | 0 | 0 | 0 | 0 | 12 | 1
NO |  | 56 | 2015 | 35 | 16 | 16 |  | RINGLING | WOODS | 138 | 138 | SP | 1.08 | 0 | 1 | 1-795 ACSR AW | 0 | 0 | 0 | 0 | 0 | 0 | 0 | 0 | 0 | 0 | 0 | 0 | 0 | 0 | 0 | 0 | 0 | 0 | 0 | 0 | 0 | 0 | 0 | 12 | 1
NO |  | 56 | 2015 | 35 | 17 | 17 |  | RINGLING | WOODS | 138 | 138 | SP | 8.77 | 0 | 1 | 1-795 ACSR AZ | 0 | 0 | 0 | 0 | 0 | 0 | 0 | 0 | 0 | 0 | 0 | 0 | 0 | 0 | 0 | 0 | 0 | 0 | 0 | 0 | 0 | 0 | 0 | 12 | 1
NO |  | 56 | 2015 | 35 | 18 | 18 |  | RINGLING | WOODS | 138 | 138 | SP | 0.05 | 0 | 2 | 1-795 ACSR AZ | 0 | 0 | 0 | 0 | 0 | 0 | 0 | 0 | 0 | 0 | 0 | 0 | 0 | 0 | 0 | 0 | 0 | 0 | 0 | 0 | 0 | 0 | 0 | 12 | 1
NO |  | 56 | 2015 | 35 | 19 | 19 |  | RINGLING | WOODS | 138 | 138 | SP | 0.92 | 0 | 1 | 1-954 ACSR AW | 0 | 0 | 0 | 0 | 0 | 0 | 0 | 0 | 0 | 0 | 0 | 0 | 0 | 0 | 0 | 0 | 0 | 0 | 0 | 0 | 0 | 0 | 0 | 12 | 1
NO |  | 56 | 2015 | 35 | 20 | 20 |  | RINGLING | WOODS | 138 | 138 | SP | 0 | 1.13 | 2 | 1-954 ACSR AW | 0 | 0 | 0 | 0 | 0 | 0 | 0 | 0 | 0 | 0 | 0 | 0 | 0 | 0 | 0 | 0 | 0 | 0 | 0 | 0 | 0 | 0 | 0 | 12 | 1
NO |  | 56 | 2015 | 35 | 21 | 21 |  | RIVIERA | WEST PALM BEACH | 138 | 230 | H | 0.45 | 0 | 1 | 1-1431 ACSR AW | 0 | 0 | 0 | 0 | 0 | 0 | 0 | 0 | 0 | 0 | 0 | 0 | 0 | 0 | 0 | 0 | 0 | 0 | 0 | 0 | 0 | 0 | 0 | 12 | 1
NO |  | 56 | 2015 | 35 | 22 | 22 |  | RIVIERA | WEST PALM BEACH | 138 | 138 | H | 0.7 | 0 | 1 | 1-1431 ACSR AZ | 0 | 0 | 0 | 0 | 0 | 0 | 0 | 0 | 0 | 0 | 0 | 0 | 0 | 0 | 0 | 0 | 0 | 0 | 0 | 0 | 0 | 0 | 0 | 12 | 1
NO |  | 56 | 2015 | 35 | 23 | 23 |  | RIVIERA | WEST PALM BEACH | 138 | 138 | H | 0.03 | 0 | 1 | 1-900 CU HT | 0 | 0 | 0 | 0 | 0 | 0 | 0 | 0 | 0 | 0 | 0 | 0 | 0 | 0 | 0 | 0 | 0 | 0 | 0 | 0 | 0 | 0 | 0 | 12 | 1
NO |  | 56 | 2015 | 35 | 24 | 24 |  | RIVIERA | WEST PALM BEACH | 138 | 138 | H | 2 | 0 | 1 | 2-350 CU HT | 0 | 0 | 0 | 0 | 0 | 0 | 0 | 0 | 0 | 0 | 0 | 0 | 0 | 0 | 0 | 0 | 0 | 0 | 0 | 0 | 0 | 0 | 0 | 12 | 1
NO |  | 56 | 2015 | 35 | 25 | 25 |  | RIVIERA | WEST PALM BEACH | 138 | 138 | H | 3.6 | 0 | 1 | 2-556.5 ACSR AZ | 0 | 0 | 0 | 0 | 0 | 0 | 0 | 0 | 0 | 0 | 0 | 0 | 0 | 0 | 0 | 0 | 0 | 0 | 0 | 0 | 0 | 0 | 0 | 12 | 1
NO |  | 56 | 2015 | 35 | 26 | 26 |  | RIVIERA | WEST PALM BEACH | 138 | 138 | SP | 0.1 | 0 | 1 | 1-1431 ACSR AW | 0 | 0 | 0 | 0 | 0 | 0 | 0 | 0 | 0 | 0 | 0 | 0 | 0 | 0 | 0 | 0 | 0 | 0 | 0 | 0 | 0 | 0 | 0 | 12 | 1
NO |  | 56 | 2015 | 35 | 27 | 27 |  | RIVIERA | WEST PALM BEACH | 138 | 230 | SP | 0.32 | 0 | 1 | 1-1431 ACSR AW | 0 | 0 | 0 | 0 | 0 | 0 | 0 | 0 | 0 | 0 | 0 | 0 | 0 | 0 | 0 | 0 | 0 | 0 | 0 | 0 | 0 | 0 | 0 | 12 | 1
NO |  | 56 | 2015 | 35 | 28 | 28 |  | RIVIERA | WEST PALM BEACH | 138 | 230 | SP | 0 | 2.65 | 2 | 1-1431 ACSR AW | 0 | 0 | 0 | 0 | 0 | 0 | 0 | 0 | 0 | 0 | 0 | 0 | 0 | 0 | 0 | 0 | 0 | 0 | 0 | 0 | 0 | 0 | 0 | 12 | 1
NO |  | 56 | 2015 | 35 | 29 | 29 |  | RIVIERA | WEST PALM BEACH | 138 | 138 | SP | 0.07 | 0 | 1 | 1-1431 ACSR AZ | 0 | 0 | 0 | 0 | 0 | 0 | 0 | 0 | 0 | 0 | 0 | 0 | 0 | 0 | 0 | 0 | 0 | 0 | 0 | 0 | 0 | 0 | 0 | 12 | 1
NO |  | 56 | 2015 | 35 | 30 | 30 |  | RIVIERA | WEST PALM BEACH | 138 | 138 | SP | 0 | 0 | 2 | 2-556.5 ACSR AZ | 0 | 0 | 0 | 0 | 0 | 0 | 0 | 0 | 0 | 0 | 0 | 0 | 0 | 0 | 0 | 0 | 0 | 0 | 0 | 0 | 0 | 0 | 0 | 12 | 1
NO |  | 56 | 2015 | 35 | 31 | 31 |  | SISTRUNK | SISTRUNK DIST RADIAL | 138 | 138 | H | 0.02 | 0 | 1 | 1-1431 ACSR AZ | 0 | 0 | 0 | 0 | 0 | 0 | 0 | 0 | 0 | 0 | 0 | 0 | 0 | 0 | 0 | 0 | 0 | 0 | 0 | 0 | 0 | 0 | 0 | 12 | 1
NO |  | 56 | 2015 | 35 | 32 | 32 |  | YAMATO | CALDWELL RADIAL | 138 | 138 | SP | 4.96 | 0 | 1 | 1-954 ACSR AW | 0 | 0 | 0 | 0 | 0 | 0 | 0 | 0 | 0 | 0 | 0 | 0 | 0 | 0 | 0 | 0 | 0 | 0 | 0 | 0 | 0 | 0 | 0 | 12 | 1
NO |  | 56 | 2015 | 35 | 33 | 33 |  | YAMATO | CALDWELL RADIAL | 138 | 138 | SP | 0 | 1.08 | 2 | 1-954 ACSR AW | 0 | 0 | 0 | 0 | 0 | 0 | 0 | 0 | 0 | 0 | 0 | 0 | 0 | 0 | 0 | 0 | 0 | 0 | 0 | 0 | 0 | 0 | 0 | 12 | 1
NO |  | 56 | 2015 | 35 | 34 | 34 |  | YAMATO | CALDWELL RADIAL | 138 | 138 | SP | 0.23 | 0 | 1 | 1-954 ACSR AZ | 0 | 0 | 0 | 0 | 0 | 0 | 0 | 0 | 0 | 0 | 0 | 0 | 0 | 0 | 0 | 0 | 0 | 0 | 0 | 0 | 0 | 0 | 0 | 12 | 1
NO |  | 56 | 2015 | 35 | 35 | 35 |  |  | 115 KV LINES | 115 | 115 | H | 141.84 | 7.68 | 0 |  | 0 | 0 | 0 | 0 | 0 | 0 | 0 | 0 | 0 | 0 | 0 | 0 | 0 | 0 | 0 | 0 | 0 | 0 | 0 | 0 | 0 | 0 | 0 | 12 | 1
NO |  | 56 | 2015 | 36 | 1 | 1 |  |  | 115 KV LINES | 115 | 115 | SP | 566.73 | 42.1 | 0 |  | 0 | 0 | 0 | 0 | 0 | 0 | 0 | 0 | 0 | 0 | 0 | 0 | 0 | 0 | 0 | 0 | 0 | 0 | 0 | 0 | 0 | 0 | 0 | 12 | 1
NO |  | 56 | 2015 | 36 | 2 | 2 |  |  | 115 KV LINES | 115 | 115 | UG | 0.29 | 0 | 0 |  | 0 | 0 | 0 | 0 | 0 | 0 | 0 | 0 | 0 | 0 | 0 | 0 | 0 | 0 | 0 | 0 | 0 | 0 | 0 | 0 | 0 | 0 | 0 | 12 | 1
NO |  | 56 | 2015 | 36 | 3 | 3 |  |  | 69 KV LINES | 69 | 69 | H | 17.17 | 0 | 0 |  | 0 | 0 | 0 | 0 | 0 | 0 | 0 | 0 | 0 | 0 | 0 | 0 | 0 | 0 | 0 | 0 | 0 | 0 | 0 | 0 | 0 | 0 | 0 | 12 | 1
NO |  | 56 | 2015 | 36 | 4 | 4 |  |  | 69 KV LINES | 69 | 69 | SP | 147.25 | 0 | 0 |  | 0 | 0 | 0 | 0 | 0 | 0 | 0 | 0 | 0 | 0 | 0 | 0 | 0 | 0 | 0 | 0 | 0 | 0 | 0 | 0 | 0 | 0 | 0 | 12 | 1
NO |  | 56 | 2015 | 36 | 5 | 5 |  |  | 69 KV LINES | 69 | 69 | UG | 13.62 | 0 | 0 |  | 0 | 0 | 0 | 0 | 0 | 0 | 0 | 0 | 0 | 0 | 0 | 0 | 0 | 0 | 0 | 0 | 0 | 0 | 0 | 0 | 0 | 0 | 0 | 12 | 1
NO |  | 56 | 2015 | 36 | 35 | 35 |  | Costs |  | 0 | 0 |  | 0 | 0 | 0 |  | 363243903 | 2298820876 | 2662064779 | 15003893 | 18172936 | 2400 | 33179229 | 0 | 0 | 0 | 0 | 0 | 0 | 0 | 0 | 0 | 0 | 0 | 0 | 0 | 0 | 0 | 0 | 12 | 1
NO |  | 57 | 2015 | 0 | 1 | 1 |  | 500 KV Steel Structures: |  | 0 | 0 |  | 0 | 0 | 0 |  | 0 | 0 | 0 | 0 | 0 | 0 | 0 | 0 | 0 | 0 | 0 | 0 | 0 | 0 | 0 | 0 | 0 | 0 | 0 | 0 | 0 | 0 | 0 | 12 | 1
NO |  | 57 | 2015 | 0 | 2 | 2 |  | Bowen | Norcross | 500 | 500 | Steel Towers | 57.3 | 11.73 | 1 | 1113 | 2128733 | 30274453 | 32403186 | 0 | 0 | 0 | 0 | 650570382 | 0 | 0 | 0 | 0 | 0 | 0 | 0 | 0 | 0 | 0 | 0 | 0 | 0 | 0 | 0 | 12 | 1
NO |  | 57 | 2015 | 0 | 3 | 3 |  | Bowen | Tennessee Valley Authority | 500 | 500 | Steel Towers | 43.04 | 0 | 1 | 1113 | 946893 | 11871910 | 12818803 | 0 | 0 | 0 | 0 | 0 | 0 | 0 | 0 | 0 | 0 | 0 | 0 | 0 | 0 | 0 | 0 | 0 | 0 | 0 | 0 | 12 | 1
NO |  | 57 | 2015 | 0 | 4 | 4 |  | Bowen | Union City #1 | 500 | 500 | Steel Towers | 58.95 | 0 | 1 | 1113 | 2960820 | 14839904 | 17800724 | 0 | 0 | 0 | 0 | 0 | 0 | 0 | 0 | 0 | 0 | 0 | 0 | 0 | 0 | 0 | 0 | 0 | 0 | 0 | 0 | 12 | 1
NO |  | 57 | 2015 | 0 | 5 | 5 |  | Bowen | Union City #2 | 500 | 500 | Steel Towers | 57.63 | 0 | 1 | 1113 | 6469 | 8572641 | 8579110 | 0 | 0 | 0 | 0 | 0 | 0 | 0 | 0 | 0 | 0 | 0 | 0 | 0 | 0 | 0 | 0 | 0 | 0 | 0 | 0 | 12 | 1
NO |  | 57 | 2015 | 0 | 6 | 6 |  | Farley | North Tifton | 500 | 500 | Steel Towers | 96.33 | 0 | 1 | 1113 | 1108214 | 13545728 | 14653942 | 0 | 0 | 0 | 0 | 0 | 0 | 0 | 0 | 0 | 0 | 0 | 0 | 0 | 0 | 0 | 0 | 0 | 0 | 0 | 0 | 12 | 1
NO |  | 57 | 2015 | 0 | 7 | 7 |  | Fortso | North Tifton | 500 | 500 | Steel Towers | 116.51 | 0 | 1 | 1113 | 5298753 | 34566900 | 39865653 | 0 | 0 | 0 | 0 | 0 | 0 | 0 | 0 | 0 | 0 | 0 | 0 | 0 | 0 | 0 | 0 | 0 | 0 | 0 | 0 | 12 | 1
NO |  | 57 | 2015 | 0 | 8 | 8 |  | Hatch | Offerman Duvall (White) | 500 | 500 | Steel Towers | 88.67 | 0 | 1 | 1113 | 2589133 | 27152260 | 29741393 | 0 | 0 | 0 | 0 | 0 | 0 | 0 | 0 | 0 | 0 | 0 | 0 | 0 | 0 | 0 | 0 | 0 | 0 | 0 | 0 | 12 | 1
NO |  | 57 | 2015 | 0 | 9 | 9 |  | Hatch | Thalmann Duvall (Black) | 500 | 500 | Steel Towers | 105.91 | 0 | 1 |  | 3453035 | 32070098 | 35523133 | 0 | 0 | 0 | 0 | 0 | 0 | 0 | 0 | 0 | 0 | 0 | 0 | 0 | 0 | 0 | 0 | 0 | 0 | 0 | 0 | 12 | 1
NO |  | 57 | 2015 | 0 | 10 | 10 |  | Norcross | Oconee | 500 | 500 | Steel Towers | 79.1 | 0 | 1 | 1113 | 5312975 | 19756394 | 25069369 | 0 | 0 | 0 | 0 | 0 | 0 | 0 | 0 | 0 | 0 | 0 | 0 | 0 | 0 | 0 | 0 | 0 | 0 | 0 | 0 | 12 | 1
NO |  | 57 | 2015 | 0 | 11 | 11 |  | Scherer | Wallace Dam | 500 | 500 | Steel Towers | 53.43 | 0 | 1 | 1113 | 2439330 | 20455916 | 22895246 | 0 | 0 | 0 | 0 | 0 | 0 | 0 | 0 | 0 | 0 | 0 | 0 | 0 | 0 | 0 | 0 | 0 | 0 | 0 | 0 | 12 | 1
NO |  | 57 | 2015 | 0 | 12 | 12 |  | Vogtle | Klondike | 500 | 500 | Steel Towers | 0 | 0 | 1 | 1113 | 0 | 8155 | 8155 | 0 | 0 | 0 | 0 | 0 | 0 | 0 | 0 | 0 | 0 | 0 | 0 | 0 | 0 | 0 | 0 | 0 | 0 | 0 | 0 | 12 | 1
NO |  | 57 | 2015 | 0 | 13 | 13 |  | Scherer | O'Hara | 0 | 0 |  | 0 | 0 | 1 | 1113 | 221779 | 0 | 221779 | 0 | 0 | 0 | 0 | 0 | 0 | 0 | 0 | 0 | 0 | 0 | 0 | 0 | 0 | 0 | 0 | 0 | 0 | 0 | 0 | 12 | 1
NO |  | 57 | 2015 | 0 | 14 | 14 |  | Vogtle | McIntosh Thalmann | 500 | 500 | Steel Towers | 221.21 | 0 | 1 | 1113 | 6323327 | 63401001 | 69724328 | 0 | 0 | 0 | 0 | 0 | 0 | 0 | 0 | 0 | 0 | 0 | 0 | 0 | 0 | 0 | 0 | 0 | 0 | 0 | 0 | 12 | 1
NO |  | 57 | 2015 | 0 | 15 | 15 |  | Vogtle | Wadley | 500 | 500 | Steel Towers | 43.84 | 0 | 0 | 1113 | 1712760 | 17163478 | 18876238 | 0 | 0 | 0 | 0 | 0 | 0 | 0 | 0 | 0 | 0 | 0 | 0 | 0 | 0 | 0 | 0 | 0 | 0 | 0 | 0 | 12 | 1
NO |  | 57 | 2015 | 0 | 16 | 16 |  | Wanlsey | O'Hara | 500 | 500 | Steel Towers | 50.78 | 0 | 1 | 1113 | 2715993 | 14118629 | 16834622 | 0 | 0 | 0 | 0 | 0 | 0 | 0 | 0 | 0 | 0 | 0 | 0 | 0 | 0 | 0 | 0 | 0 | 0 | 0 | 0 | 12 | 1
NO |  | 57 | 2015 | 0 | 17 | 17 |  | Wadley | Wallace Dam | 500 | 500 | Steel Towers | 56.98 | 0 | 1 | 1113 | 2475480 | 18978127 | 21453607 | 0 | 0 | 0 | 0 | 0 | 0 | 0 | 0 | 0 | 0 | 0 | 0 | 0 | 0 | 0 | 0 | 0 | 0 | 0 | 0 | 12 | 1
NO |  | 57 | 2015 | 0 | 18 | 18 |  | McGrau Ford | Mosteller Springs | 500 | 500 | Steel Towers | 34.5 | 0 | 1 | 1113 | 19124285 | 65634321 | 84758606 | 0 | 0 | 0 | 0 | 0 | 0 | 0 | 0 | 0 | 0 | 0 | 0 | 0 | 0 | 0 | 0 | 0 | 0 | 0 | 0 | 12 | 1
NO |  | 57 | 2015 | 0 | 19 | 19 |  | Subtotal 500 KV Steel |  | 0 | 0 |  | 1164.18 | 11.73 | 16 |  | 58817979 | 392409915 | 451227894 | 0 | 0 | 0 | 0 | 0 | 0 | 0 | 0 | 0 | 0 | 0 | 0 | 0 | 0 | 0 | 0 | 0 | 0 | 0 | 0 | 12 | 1
NO |  | 57 | 2015 | 0 | 21 | 21 |  | 230 KV Wood Structures: |  | 0 | 0 |  | 0 | 0 | 0 |  | 0 | 0 | 0 | 0 | 0 | 0 | 0 | 0 | 0 | 0 | 0 | 0 | 0 | 0 | 0 | 0 | 0 | 0 | 0 | 0 | 0 | 0 | 0 | 12 | 1
NO |  | 57 | 2015 | 0 | 22 | 22 |  | Yates | Bonaire | 230 | 230 | Wood H-Frame | 101.38 | 0 | 1 | 1033 | 348029 | 21477075 | 21825104 | 0 | 0 | 0 | 0 | 0 | 0 | 0 | 0 | 0 | 0 | 0 | 0 | 0 | 0 | 0 | 0 | 0 | 0 | 0 | 0 | 12 | 1
NO |  | 57 | 2015 | 0 | 23 | 23 |  | Morganville | TVA | 161 | 230 | Wood H-Frame | 0.13 | 0 | 1 | 477 | 0 | 25910 | 25910 | 0 | 0 | 0 | 0 | 0 | 0 | 0 | 0 | 0 | 0 | 0 | 0 | 0 | 0 | 0 | 0 | 0 | 0 | 0 | 0 | 12 | 1
NO |  | 57 | 2015 | 0 | 24 | 24 |  | Subtotal 230 KV Wood |  | 0 | 0 |  | 101.51 | 0 | 2 |  | 348029 | 21502985 | 21851014 | 0 | 0 | 0 | 0 | 0 | 0 | 0 | 0 | 0 | 0 | 0 | 0 | 0 | 0 | 0 | 0 | 0 | 0 | 0 | 0 | 12 | 1
NO |  | 57 | 2015 | 0 | 26 | 26 |  | 230 KV Steel Structures: |  | 0 | 0 |  | 0 | 0 | 0 |  | 0 | 0 | 0 | 0 | 0 | 0 | 0 | 0 | 0 | 0 | 0 | 0 | 0 | 0 | 0 | 0 | 0 | 0 | 0 | 0 | 0 | 0 | 0 | 12 | 1
NO |  | 57 | 2015 | 0 | 27 | 27 |  | Augusta Newsprint | Vogtle | 230 | 230 | Steel H-Frame | 8.68 | 0 | 1 | 1351 | 385781 | 4267704 | 4653485 | 0 | 0 | 0 | 0 | 0 | 0 | 0 | 0 | 0 | 0 | 0 | 0 | 0 | 0 | 0 | 0 | 0 | 0 | 0 | 0 | 12 | 1
NO |  | 57 | 2015 | 0 | 28 | 28 |  | Austin Dr | Scottdale | 230 | 230 | Steel Pole | 11.68 | 0 | 1 | 1351 | 186731 | 4109482 | 4296213 | 0 | 0 | 0 | 0 | 0 | 0 | 0 | 0 | 0 | 0 | 0 | 0 | 0 | 0 | 0 | 0 | 0 | 0 | 0 | 0 | 12 | 1
NO |  | 57 | 2015 | 0 | 29 | 29 |  | Cobb Place | Woodstock | 230 | 230 | Steel Pole | 10.13 | 0 | 1 | 1351 | 1254080 | 3467753 | 4721833 | 0 | 0 | 0 | 0 | 0 | 0 | 0 | 0 | 0 | 0 | 0 | 0 | 0 | 0 | 0 | 0 | 0 | 0 | 0 | 0 | 12 | 1
NO |  | 57 | 2015 | 0 | 30 | 30 |  | Boat Rock | Adamsville | 230 | 230 | Steel Pole | 7.23 | 0 | 1 | 1033 | 183381 | 786179 | 969560 | 0 | 0 | 0 | 0 | 0 | 0 | 0 | 0 | 0 | 0 | 0 | 0 | 0 | 0 | 0 | 0 | 0 | 0 | 0 | 0 | 12 | 1
NO |  | 57 | 2015 | 0 | 31 | 31 |  | Bonaire | North Tifton | 230 | 230 | Steel H-Frame | 77.1 | 0 | 1 | 795 | 172652 | 9650646 | 9823298 | 0 | 0 | 0 | 0 | 0 | 0 | 0 | 0 | 0 | 0 | 0 | 0 | 0 | 0 | 0 | 0 | 0 | 0 | 0 | 0 | 12 | 1
NO |  | 57 | 2015 | 0 | 32 | 32 |  | Boulevard | Buckhead | 230 | 230 | Steel Pole | 3.86 | 0 | 1 | 1351 | 772973 | 6277636 | 7050609 | 0 | 0 | 0 | 0 | 0 | 0 | 0 | 0 | 0 | 0 | 0 | 0 | 0 | 0 | 0 | 0 | 0 | 0 | 0 | 0 | 12 | 1
NO |  | 57 | 2015 | 0 | 33 | 33 |  | Bowen | Cartersville | 230 | 230 | Steel Tower | 8.11 | 7.3 | 2 | 795 | 459531 | 3834046 | 4293577 | 0 | 0 | 0 | 0 | 0 | 0 | 0 | 0 | 0 | 0 | 0 | 0 | 0 | 0 | 0 | 0 | 0 | 0 | 0 | 0 | 12 | 1
NO |  | 57 | 2015 | 0 | 34 | 34 |  | Buckhead | Bull Sluice | 230 | 230 | Steel pole | 10.17 | 0 | 1 | 1351 | 0 | 0 | 0 | 0 | 0 | 0 | 0 | 0 | 0 | 0 | 0 | 0 | 0 | 0 | 0 | 0 | 0 | 0 | 0 | 0 | 0 | 0 | 0 | 12 | 1
NO |  | 57 | 2015 | 0 | 35 | 35 |  | Bowen | Pinson-Atlantic Steel | 230 | 230 | Steel H-Frame | 19.77 | 0 | 1 | 795 | 298850 | 4061789 | 4360639 | 0 | 0 | 0 | 0 | 0 | 0 | 0 | 0 | 0 | 0 | 0 | 0 | 0 | 0 | 0 | 0 | 0 | 0 | 0 | 0 | 12 | 1
NO |  | 57 | 2015 | 0 | 36 | 36 |  | TOTAL |  | 0 | 0 |  | 3624.4 | 59.23 | 169 |  | 151583808 | 1179953606 | 1331537414 | 0 | 0 | 0 | 0 | 0 | 0 | 0 | 0 | 0 | 0 | 0 | 0 | 0 | 0 | 0 | 0 | 0 | 0 | 0 | 0 | 12 | 1
NO |  | 57 | 2015 | 1 | 1 | 1 |  | Bowen | Pinson | 230 | 230 | Steel H-Frame | 6.62 | 0 | 2 | 795 | 0 | 0 | 0 | 0 | 0 | 0 | 0 | 0 | 0 | 0 | 0 | 0 | 0 | 0 | 0 | 0 | 0 | 0 | 0 | 0 | 0 | 0 | 0 | 12 | 1
NO |  | 57 | 2015 | 1 | 2 | 2 |  | Branch | Evans | 0 | 0 |  | 0 | 0 | 0 |  | 0 | 3133 | 3133 | 0 | 0 | 0 | 0 | 0 | 0 | 0 | 0 | 0 | 0 | 0 | 0 | 0 | 0 | 0 | 0 | 0 | 0 | 0 | 0 | 12 | 1
NO |  | 57 | 2015 | 1 | 3 | 3 |  | Branch | Goshen | 230 | 230 | Steel H-Frame | 6.61 | 0 | 1 | 1351 | 0 | 943258 | 943258 | 0 | 0 | 0 | 0 | 0 | 0 | 0 | 0 | 0 | 0 | 0 | 0 | 0 | 0 | 0 | 0 | 0 | 0 | 0 | 0 | 12 | 1
NO |  | 57 | 2015 | 1 | 4 | 4 |  | Branch | Porterdale | 230 | 230 | Steel H-Frame | 51.95 | 0 | 1 | 1351 | 477547 | 12832968 | 13310515 | 0 | 0 | 0 | 0 | 0 | 0 | 0 | 0 | 0 | 0 | 0 | 0 | 0 | 0 | 0 | 0 | 0 | 0 | 0 | 0 | 12 | 1
NO |  | 57 | 2015 | 1 | 5 | 5 |  | Branch | Norcross | 230 | 230 | Steel H-Frame | 20.18 | 0 | 1 | 1351 | 468351 | 9156224 | 9624575 | 0 | 0 | 0 | 0 | 0 | 0 | 0 | 0 | 0 | 0 | 0 | 0 | 0 | 0 | 0 | 0 | 0 | 0 | 0 | 0 | 12 | 1
NO |  | 57 | 2015 | 1 | 6 | 6 |  | Grady | Klondike | 230 | 230 | Steel H-Frame | 0.4 | 0 | 1 | 795 | 0 | 0 | 0 | 0 | 0 | 0 | 0 | 0 | 0 | 0 | 0 | 0 | 0 | 0 | 0 | 0 | 0 | 0 | 0 | 0 | 0 | 0 | 0 | 12 | 1
NO |  | 57 | 2015 | 1 | 7 | 7 |  | Klondike | Porterdale | 230 | 230 | Steel Tower | 13.43 | 0 | 1 | 1351 | 0 | 0 | 0 | 0 | 0 | 0 | 0 | 0 | 0 | 0 | 0 | 0 | 0 | 0 | 0 | 0 | 0 | 0 | 0 | 0 | 0 | 0 | 0 | 12 | 1
NO |  | 57 | 2015 | 1 | 8 | 8 |  | Grady | Klondike | 230 | 230 | Steel Tower | 5.6 | 0 | 1 | 795 | 0 | 0 | 0 | 0 | 0 | 0 | 0 | 0 | 0 | 0 | 0 | 0 | 0 | 0 | 0 | 0 | 0 | 0 | 0 | 0 | 0 | 0 | 0 | 12 | 1
NO |  | 57 | 2015 | 1 | 9 | 9 |  | Branch | Winder | 230 | 230 | Steel H-Frame | 66.27 | 0 | 1 | 1351 | 266489 | 5954791 | 6221280 | 0 | 0 | 0 | 0 | 0 | 0 | 0 | 0 | 0 | 0 | 0 | 0 | 0 | 0 | 0 | 0 | 0 | 0 | 0 | 0 | 12 | 1
NO |  | 57 | 2015 | 1 | 10 | 10 |  | Branch | Norcross 230Kv | 230 | 230 | Steel H-Frame | 77.63 | 0 | 1 | 1351 | 0 | 0 | 0 | 0 | 0 | 0 | 0 | 0 | 0 | 0 | 0 | 0 | 0 | 0 | 0 | 0 | 0 | 0 | 0 | 0 | 0 | 0 | 0 | 12 | 1
NO |  | 57 | 2015 | 1 | 11 | 11 |  | Carters Dam | Coosawatte | 230 | 230 | Steel H-Frame | 0.46 | 0 | 1 | 1033 | 0 | 226125 | 226125 | 0 | 0 | 0 | 0 | 0 | 0 | 0 | 0 | 0 | 0 | 0 | 0 | 0 | 0 | 0 | 0 | 0 | 0 | 0 | 0 | 12 | 1
NO |  | 57 | 2015 | 1 | 12 | 12 |  | Center | E. Watkinsville | 0 | 0 |  | 0 | 0 | 0 |  | 0 | 140655 | 140655 | 0 | 0 | 0 | 0 | 0 | 0 | 0 | 0 | 0 | 0 | 0 | 0 | 0 | 0 | 0 | 0 | 0 | 0 | 0 | 0 | 12 | 1
NO |  | 57 | 2015 | 1 | 13 | 13 |  | Alpharetta | Ocee | 230 | 230 | Steel H-Frame | 5.46 | 0 | 0 | 1351 | 727150 | 10245081 | 10972231 | 0 | 0 | 0 | 0 | 0 | 0 | 0 | 0 | 0 | 0 | 0 | 0 | 0 | 0 | 0 | 0 | 0 | 0 | 0 | 0 | 12 | 1
NO |  | 57 | 2015 | 1 | 14 | 14 |  | Carters Dam | East Dalton | 230 | 230 | Steel H-Frame | 19.57 | 0 | 1 | 1033 | 0 | 0 | 0 | 0 | 0 | 0 | 0 | 0 | 0 | 0 | 0 | 0 | 0 | 0 | 0 | 0 | 0 | 0 | 0 | 0 | 0 | 0 | 0 | 12 | 1
NO |  | 57 | 2015 | 1 | 15 | 15 |  | Mcgrau | Ford Loop | 230 | 230 | Steel H-Frame | 1.97 | 1.65 | 2 | 2-795 | 0 | 0 | 0 | 0 | 0 | 0 | 0 | 0 | 0 | 0 | 0 | 0 | 0 | 0 | 0 | 0 | 0 | 0 | 0 | 0 | 0 | 0 | 0 | 12 | 1
NO |  | 57 | 2015 | 1 | 16 | 16 |  | Nelson | Ocee | 230 | 230 | Steel H-Frame | 30.61 | 0 | 1 | 1033 | 0 | 0 | 0 | 0 | 0 | 0 | 0 | 0 | 0 | 0 | 0 | 0 | 0 | 0 | 0 | 0 | 0 | 0 | 0 | 0 | 0 | 0 | 0 | 12 | 1
NO |  | 57 | 2015 | 1 | 17 | 17 |  | Norcross | Ocee | 230 | 230 | Steel H-Frame | 10.86 | 0 | 1 | 1033 | 0 | 0 | 0 | 0 | 0 | 0 | 0 | 0 | 0 | 0 | 0 | 0 | 0 | 0 | 0 | 0 | 0 | 0 | 0 | 0 | 0 | 0 | 0 | 12 | 1
NO |  | 57 | 2015 | 1 | 18 | 18 |  | E. Dalton | Oostanula Pinson | 230 | 230 | Steel H-Frame | 11.41 | 0 | 1 | 795 | 31480 | 3220262 | 3251742 | 0 | 0 | 0 | 0 | 0 | 0 | 0 | 0 | 0 | 0 | 0 | 0 | 0 | 0 | 0 | 0 | 0 | 0 | 0 | 0 | 12 | 1
NO |  | 57 | 2015 | 1 | 19 | 19 |  | Evans | Dum Jon | 230 | 230 | Steel Pole | 34.11 | 0 | 1 | 1351 | 4093745 | 30663588 | 34757333 | 0 | 0 | 0 | 0 | 0 | 0 | 0 | 0 | 0 | 0 | 0 | 0 | 0 | 0 | 0 | 0 | 0 | 0 | 0 | 0 | 12 | 1
NO |  | 57 | 2015 | 1 | 20 | 20 |  | Farley | South Bainbridge | 230 | 230 | Steel H-Frame | 53.4 | 0 | 1 | 1351 | 860562 | 8071889 | 8932451 | 0 | 0 | 0 | 0 | 0 | 0 | 0 | 0 | 0 | 0 | 0 | 0 | 0 | 0 | 0 | 0 | 0 | 0 | 0 | 0 | 12 | 1
NO |  | 57 | 2015 | 1 | 21 | 21 |  | Forest Rd | South Macon | 0 | 0 |  | 0 | 0 | 0 |  | 0 | 37607 | 37607 | 0 | 0 | 0 | 0 | 0 | 0 | 0 | 0 | 0 | 0 | 0 | 0 | 0 | 0 | 0 | 0 | 0 | 0 | 0 | 0 | 12 | 1
NO |  | 57 | 2015 | 1 | 22 | 22 |  | Fortson | E. Columbus | 0 | 0 |  | 0 | 0 | 0 |  | 26020 | 384389 | 410409 | 0 | 0 | 0 | 0 | 0 | 0 | 0 | 0 | 0 | 0 | 0 | 0 | 0 | 0 | 0 | 0 | 0 | 0 | 0 | 0 | 12 | 1
NO |  | 57 | 2015 | 1 | 23 | 23 |  | Center | Gainesville #2 | 230 | 230 | Steel H-Frame | 22.91 | 0 | 1 | 1351 | 761336 | 6958865 | 7720201 | 0 | 0 | 0 | 0 | 0 | 0 | 0 | 0 | 0 | 0 | 0 | 0 | 0 | 0 | 0 | 0 | 0 | 0 | 0 | 0 | 12 | 1
NO |  | 57 | 2015 | 1 | 24 | 24 |  | Gainsville | Center 230kv | 230 | 230 | Steel Pole | 9.46 | 0 | 1 | 795 | 0 | 0 | 0 | 0 | 0 | 0 | 0 | 0 | 0 | 0 | 0 | 0 | 0 | 0 | 0 | 0 | 0 | 0 | 0 | 0 | 0 | 0 | 0 | 12 | 1
NO |  | 57 | 2015 | 1 | 25 | 25 |  | Bonaire | Goat Rock (White) | 230 | 230 | Steel H-Frame | 9.93 | 0 | 1 | 795 | 17918 | 5780061 | 5797979 | 0 | 0 | 0 | 0 | 0 | 0 | 0 | 0 | 0 | 0 | 0 | 0 | 0 | 0 | 0 | 0 | 0 | 0 | 0 | 0 | 12 | 1
NO |  | 57 | 2015 | 1 | 26 | 26 |  | North Tifton | Goat Rock (Black) | 230 | 230 | Steel H-Frame | 9.93 | 0 | 1 | 795 | 20585 | 4607110 | 4627695 | 0 | 0 | 0 | 0 | 0 | 0 | 0 | 0 | 0 | 0 | 0 | 0 | 0 | 0 | 0 | 0 | 0 | 0 | 0 | 0 | 12 | 1
NO |  | 57 | 2015 | 1 | 27 | 27 |  | Columbus 1st Ave | Goat Rock (White) | 230 | 230 | Steel H-Frame | 10.67 | 0 | 2 | 795 | 43273 | 2862357 | 2905630 | 0 | 0 | 0 | 0 | 0 | 0 | 0 | 0 | 0 | 0 | 0 | 0 | 0 | 0 | 0 | 0 | 0 | 0 | 0 | 0 | 12 | 1
NO |  | 57 | 2015 | 1 | 28 | 28 |  | Columbus 1st Ave | Goat Rock (Black) | 230 | 230 | Steel Tower | 0 | 0.92 | 2 | 795 | 48243 | 758319 | 806562 | 0 | 0 | 0 | 0 | 0 | 0 | 0 | 0 | 0 | 0 | 0 | 0 | 0 | 0 | 0 | 0 | 0 | 0 | 0 | 0 | 12 | 1
NO |  | 57 | 2015 | 1 | 29 | 29 |  | Goat Rock | 1st Ave Colmbus #2 230KV | 230 | 230 | Steel H-Frame | 9.74 | 0 | 1 | 1351 | 0 | 0 | 0 | 0 | 0 | 0 | 0 | 0 | 0 | 0 | 0 | 0 | 0 | 0 | 0 | 0 | 0 | 0 | 0 | 0 | 0 | 0 | 0 | 12 | 1
NO |  | 57 | 2015 | 1 | 30 | 30 |  | Goshen | S. Augusta | 230 | 230 | Steel Pole | 14.83 | 0 | 1 | 1351 | 336767 | 6456509 | 6793276 | 0 | 0 | 0 | 0 | 0 | 0 | 0 | 0 | 0 | 0 | 0 | 0 | 0 | 0 | 0 | 0 | 0 | 0 | 0 | 0 | 12 | 1
NO |  | 57 | 2015 | 1 | 31 | 31 |  | Goshen | Vogtle Wadley | 230 | 230 | Steel H-Frame | 47.87 | 0 | 1 | 795 | 486214 | 5884389 | 6370603 | 0 | 0 | 0 | 0 | 0 | 0 | 0 | 0 | 0 | 0 | 0 | 0 | 0 | 0 | 0 | 0 | 0 | 0 | 0 | 0 | 12 | 1
NO |  | 57 | 2015 | 1 | 32 | 32 |  | Grady | Wabash | 230 | 230 | Steel Pole | 3.69 | 0 | 1 | 1351 | 1479 | 6144720 | 6146199 | 0 | 0 | 0 | 0 | 0 | 0 | 0 | 0 | 0 | 0 | 0 | 0 | 0 | 0 | 0 | 0 | 0 | 0 | 0 | 0 | 12 | 1
NO |  | 57 | 2015 | 1 | 33 | 33 |  | Grady | Wabash | 230 | 230 | Steel Pole | 3.38 | 0 | 1 | 1351 | 0 | 0 | 0 | 0 | 0 | 0 | 0 | 0 | 0 | 0 | 0 | 0 | 0 | 0 | 0 | 0 | 0 | 0 | 0 | 0 | 0 | 0 | 0 | 12 | 1
NO |  | 57 | 2015 | 1 | 34 | 34 |  | Anniston | Hammond (AL State Line) | 230 | 230 | Steel H-Frame | 11.15 | 0 | 1 | 1033 | 125833 | 1954438 | 2080271 | 0 | 0 | 0 | 0 | 0 | 0 | 0 | 0 | 0 | 0 | 0 | 0 | 0 | 0 | 0 | 0 | 0 | 0 | 0 | 0 | 12 | 1
NO |  | 57 | 2015 | 1 | 35 | 35 |  | Bowen | Hammond 1 | 0 | 0 | 0 | 0 | 0 | 0 |  | 0 | 1101719 | 1101719 | 0 | 0 | 0 | 0 | 0 | 0 | 0 | 0 | 0 | 0 | 0 | 0 | 0 | 0 | 0 | 0 | 0 | 0 | 0 | 0 | 12 | 1
NO |  | 57 | 2015 | 2 | 1 | 1 |  | Bowen | Hammond 2 | 230 | 230 | Steel H-Frame | 30.28 | 0 | 1 | 1351 | 210855 | 4191367 | 4402222 | 0 | 0 | 0 | 0 | 0 | 0 | 0 | 0 | 0 | 0 | 0 | 0 | 0 | 0 | 0 | 0 | 0 | 0 | 0 | 0 | 12 | 1
NO |  | 57 | 2015 | 2 | 2 | 2 |  | Bremen | Hammond | 230 | 230 | Steel H-Frame | 51.62 | 0 | 1 | 795 | 5873618 | 25872238 | 31745856 | 0 | 0 | 0 | 0 | 0 | 0 | 0 | 0 | 0 | 0 | 0 | 0 | 0 | 0 | 0 | 0 | 0 | 0 | 0 | 0 | 12 | 1
NO |  | 57 | 2015 | 2 | 3 | 3 |  | Hammond | Rocky Mountain | 230 | 230 | Steel H-Frame | 83.39 | 0 | 1 | 1351 | 699832 | 12943587 | 13643419 | 0 | 0 | 0 | 0 | 0 | 0 | 0 | 0 | 0 | 0 | 0 | 0 | 0 | 0 | 0 | 0 | 0 | 0 | 0 | 0 | 12 | 1
NO |  | 57 | 2015 | 2 | 4 | 4 |  | Hatch | Offerman | 0 | 0 |  | 0 | 0 | 0 |  | 0 | 41446 | 41446 | 0 | 0 | 0 | 0 | 0 | 0 | 0 | 0 | 0 | 0 | 0 | 0 | 0 | 0 | 0 | 0 | 0 | 0 | 0 | 0 | 12 | 1
NO |  | 57 | 2015 | 2 | 5 | 5 |  | Kingsland | Duvall (FL State Line) | 230 | 230 | Steel H-Frame | 4.18 | 0 | 1 | 1351 | 156797 | 2428805 | 2585602 | 0 | 0 | 0 | 0 | 0 | 0 | 0 | 0 | 0 | 0 | 0 | 0 | 0 | 0 | 0 | 0 | 0 | 0 | 0 | 0 | 12 | 1
NO |  | 57 | 2015 | 2 | 6 | 6 |  | East Point | McDonough | 230 | 230 | Steel Tower | 12.35 | 12.38 | 1 | 1351 | 278259 | 2654759 | 2933018 | 0 | 0 | 0 | 0 | 0 | 0 | 0 | 0 | 0 | 0 | 0 | 0 | 0 | 0 | 0 | 0 | 0 | 0 | 0 | 0 | 12 | 1
NO |  | 57 | 2015 | 2 | 7 | 7 |  | McDonough | Northwest 1 | 230 | 230 | Steel Tower | 4.59 | 0 | 1 | 1351 | 2953689 | 12094852 | 15048541 | 0 | 0 | 0 | 0 | 0 | 0 | 0 | 0 | 0 | 0 | 0 | 0 | 0 | 0 | 0 | 0 | 0 | 0 | 0 | 0 | 12 | 1
NO |  | 57 | 2015 | 2 | 8 | 8 |  | McDonough | Northwest 2 | 230 | 230 | Steel Tower | 0 | 4.58 | 1 | 1351 | 23367 | 385410 | 408777 | 0 | 0 | 0 | 0 | 0 | 0 | 0 | 0 | 0 | 0 | 0 | 0 | 0 | 0 | 0 | 0 | 0 | 0 | 0 | 0 | 12 | 1
NO |  | 57 | 2015 | 2 | 9 | 9 |  | McDonough | Peachtree | 230 | 230 | Steel Tower | 12.58 | 0 | 1 | 1351 | 758376 | 6083611 | 6841987 | 0 | 0 | 0 | 0 | 0 | 0 | 0 | 0 | 0 | 0 | 0 | 0 | 0 | 0 | 0 | 0 | 0 | 0 | 0 | 0 | 12 | 1
NO |  | 57 | 2015 | 2 | 10 | 10 |  | Mitchell | North Tifton | 230 | 230 | Steel H-Frame | 35.22 | 0 | 1 | 795 | 107179 | 4339080 | 4446259 | 0 | 0 | 0 | 0 | 0 | 0 | 0 | 0 | 0 | 0 | 0 | 0 | 0 | 0 | 0 | 0 | 0 | 0 | 0 | 0 | 12 | 1
NO |  | 57 | 2015 | 2 | 11 | 11 |  | Mitchell | Slappey Dr | 115 | 230 |  | 0 | 0 | 0 |  | 105970 | 1169356 | 1275326 | 0 | 0 | 0 | 0 | 0 | 0 | 0 | 0 | 0 | 0 | 0 | 0 | 0 | 0 | 0 | 0 | 0 | 0 | 0 | 0 | 12 | 1
NO |  | 57 | 2015 | 2 | 12 | 12 |  | Morrow | AL State Line | 230 | 230 | Steel H-Frame | 32.9 | 0 | 1 | 1351 | 78783 | 18731296 | 18810079 | 0 | 0 | 0 | 0 | 0 | 0 | 0 | 0 | 0 | 0 | 0 | 0 | 0 | 0 | 0 | 0 | 0 | 0 | 0 | 0 | 12 | 1
NO |  | 57 | 2015 | 2 | 13 | 13 |  | Morrow | Alabama State Line | 230 | 230 | Steel Tower | 8.42 | 3.25 | 2 | 1351 | 0 | 0 | 0 | 0 | 0 | 0 | 0 | 0 | 0 | 0 | 0 | 0 | 0 | 0 | 0 | 0 | 0 | 0 | 0 | 0 | 0 | 0 | 0 | 12 | 1
NO |  | 57 | 2015 | 2 | 14 | 14 |  | Morrow | Albama State Line | 230 | 230 | Steel H-Frame | 23.38 | 0 | 1 | 1351 | 0 | 0 | 0 | 0 | 0 | 0 | 0 | 0 | 0 | 0 | 0 | 0 | 0 | 0 | 0 | 0 | 0 | 0 | 0 | 0 | 0 | 0 | 0 | 12 | 1
NO |  | 57 | 2015 | 2 | 15 | 15 |  | Morrow | Grady | 230 | 230 | Steel Tower | 0 | 9.6 | 1 | 795 | 0 | 1512323 | 1512323 | 0 | 0 | 0 | 0 | 0 | 0 | 0 | 0 | 0 | 0 | 0 | 0 | 0 | 0 | 0 | 0 | 0 | 0 | 0 | 0 | 12 | 1
NO |  | 57 | 2015 | 2 | 16 | 16 |  | Morrow | Winder | 230 | 230 | Steel H-Frame | 6.63 | 0 | 1 | 1622 | 165544 | 4608086 | 4773630 | 0 | 0 | 0 | 0 | 0 | 0 | 0 | 0 | 0 | 0 | 0 | 0 | 0 | 0 | 0 | 0 | 0 | 0 | 0 | 0 | 12 | 1
NO |  | 57 | 2015 | 2 | 17 | 17 |  | Morrow | Winder 230KV | 230 | 2230 | Steel Frame | 38.62 | 0 | 1 | 795 | 0 | 0 | 0 | 0 | 0 | 0 | 0 | 0 | 0 | 0 | 0 | 0 | 0 | 0 | 0 | 0 | 0 | 0 | 0 | 0 | 0 | 0 | 0 | 12 | 1
NO |  | 57 | 2015 | 2 | 18 | 18 |  | North Tifton | Fla St Ln 230KV | 230 | 230 | Steel H-Frame | 64.64 | 0 | 1 | 1033 | 293057 | 4466830 | 4759887 | 0 | 0 | 0 | 0 | 0 | 0 | 0 | 0 | 0 | 0 | 0 | 0 | 0 | 0 | 0 | 0 | 0 | 0 | 0 | 0 | 12 | 1
NO |  | 57 | 2015 | 2 | 19 | 19 |  | Norcross | Mor Fall No Marietta | 230 | 230 | Steel Ploe | 1.14 | 0 | 1 | 1351 | 0 | 0 | 0 | 0 | 0 | 0 | 0 | 0 | 0 | 0 | 0 | 0 | 0 | 0 | 0 | 0 | 0 | 0 | 0 | 0 | 0 | 0 | 0 | 12 | 1
NO |  | 57 | 2015 | 2 | 20 | 20 |  | Norcross | More Fall | 230 | 230 | Steel Tower | 25.36 | 0 | 1 | 1351 | 189711 | 8836614 | 9026325 | 0 | 0 | 0 | 0 | 0 | 0 | 0 | 0 | 0 | 0 | 0 | 0 | 0 | 0 | 0 | 0 | 0 | 0 | 0 | 0 | 12 | 1
NO |  | 57 | 2015 | 2 | 21 | 21 |  | Norcross | Scottdale | 230 | 230 | Steel Pole | 13.29 | 0 | 1 | 1351 | 621457 | 6118169 | 6739626 | 0 | 0 | 0 | 0 | 0 | 0 | 0 | 0 | 0 | 0 | 0 | 0 | 0 | 0 | 0 | 0 | 0 | 0 | 0 | 0 | 12 | 1
NO |  | 57 | 2015 | 2 | 22 | 22 |  | Norcross | Scottdale-Blvd 230KV | 230 | 230 | Steel Tower | 23.69 | 0 | 2 | 1351 | 0 | 0 | 0 | 0 | 0 | 0 | 0 | 0 | 0 | 0 | 0 | 0 | 0 | 0 | 0 | 0 | 0 | 0 | 0 | 0 | 0 | 0 | 0 | 12 | 1
NO |  | 57 | 2015 | 2 | 23 | 23 |  | O'Hara | South Griffin | 230 | 230 | Steel H-Frame | 2.03 | 0 | 1 | 1033 | 0 | 489941 | 489941 | 0 | 0 | 0 | 0 | 0 | 0 | 0 | 0 | 0 | 0 | 0 | 0 | 0 | 0 | 0 | 0 | 0 | 0 | 0 | 0 | 12 | 1
NO |  | 57 | 2015 | 2 | 24 | 24 |  | Offerman | West Brunswick | 230 | 230 | Steel H-Frame | 39.22 | 0 | 1 | 1033 | 131794 | 3777450 | 3909244 | 0 | 0 | 0 | 0 | 0 | 0 | 0 | 0 | 0 | 0 | 0 | 0 | 0 | 0 | 0 | 0 | 0 | 0 | 0 | 0 | 12 | 1
NO |  | 57 | 2015 | 2 | 25 | 25 |  | Offerman | West Brunswick | 0 | 0 |  | 0 | 0 | 0 |  | 86118 | 903839 | 989957 | 0 | 0 | 0 | 0 | 0 | 0 | 0 | 0 | 0 | 0 | 0 | 0 | 0 | 0 | 0 | 0 | 0 | 0 | 0 | 0 | 12 | 1
NO |  | 57 | 2015 | 2 | 26 | 26 |  | Parkaire | Perimeter Center | 230 | 230 | Steel Pole | 6.08 | 0 | 1 | 1351 | 255475 | 2256132 | 2511607 | 0 | 0 | 0 | 0 | 0 | 0 | 0 | 0 | 0 | 0 | 0 | 0 | 0 | 0 | 0 | 0 | 0 | 0 | 0 | 0 | 12 | 1
NO |  | 57 | 2015 | 2 | 27 | 27 |  | Perimeter Center | Johnson FY Dering | 230 | 230 | Steel Pole | 7.21 | 0 | 1 | 1351 | 563099 | 5145977 | 5709076 | 0 | 0 | 0 | 0 | 0 | 0 | 0 | 0 | 0 | 0 | 0 | 0 | 0 | 0 | 0 | 0 | 0 | 0 | 0 | 0 | 12 | 1
NO |  | 57 | 2015 | 2 | 28 | 28 |  | Perimeter Center | Johnson Fy-Dering Cir | 230 | 230 | UG Duct | 0.2 | 0 | 1 | 3000 | 0 | 0 | 0 | 0 | 0 | 0 | 0 | 0 | 0 | 0 | 0 | 0 | 0 | 0 | 0 | 0 | 0 | 0 | 0 | 0 | 0 | 0 | 0 | 12 | 1
NO |  | 57 | 2015 | 2 | 29 | 29 |  | East Dalton | Rock Springs (TVA) | 230 | 230 | Steel H-Frame | 27.9 | 0 | 1 | 1351 | 285837 | 2824721 | 3110558 | 0 | 0 | 0 | 0 | 0 | 0 | 0 | 0 | 0 | 0 | 0 | 0 | 0 | 0 | 0 | 0 | 0 | 0 | 0 | 0 | 12 | 1
NO |  | 57 | 2015 | 2 | 30 | 30 |  | East Dalton | Rock Springs 230KV | 230 | 230 | Steel H-Frame | 15.35 | 0 | 1 | 1351 | 0 | 2258668 | 2258668 | 0 | 0 | 0 | 0 | 0 | 0 | 0 | 0 | 0 | 0 | 0 | 0 | 0 | 0 | 0 | 0 | 0 | 0 | 0 | 0 | 12 | 1
NO |  | 57 | 2015 | 2 | 31 | 31 |  | Russell Dam | Watkinsville | 230 | 230 | Steel Pole | 7.81 | 0 | 1 | 795 | 2648369 | 19771414 | 22419783 | 0 | 0 | 0 | 0 | 0 | 0 | 0 | 0 | 0 | 0 | 0 | 0 | 0 | 0 | 0 | 0 | 0 | 0 | 0 | 0 | 12 | 1
NO |  | 57 | 2015 | 2 | 32 | 32 |  | Russell Dam | E. Watkinsville | 230 | 230 | Steel H-Frame | 62.29 | 0 | 1 | 1351 | 0 | 0 | 0 | 0 | 0 | 0 | 0 | 0 | 0 | 0 | 0 | 0 | 0 | 0 | 0 | 0 | 0 | 0 | 0 | 0 | 0 | 0 | 0 | 12 | 1
NO |  | 57 | 2015 | 2 | 33 | 33 |  | S. Bainbridge | FL State Line 230KV | 230 | 230 | Steel H-Frame | 32.72 | 0 | 1 | 1033 | 471566 | 4734270 | 5205836 | 0 | 0 | 0 | 0 | 0 | 0 | 0 | 0 | 0 | 0 | 0 | 0 | 0 | 0 | 0 | 0 | 0 | 0 | 0 | 0 | 12 | 1
NO |  | 57 | 2015 | 2 | 34 | 34 |  | South Augusta | 15th St | 115 | 230 | Steel Pole | 1.23 | 0 | 1 | 1351 | 113799 | 1652642 | 1766441 | 0 | 0 | 0 | 0 | 0 | 0 | 0 | 0 | 0 | 0 | 0 | 0 | 0 | 0 | 0 | 0 | 0 | 0 | 0 | 0 | 12 | 1
NO |  | 57 | 2015 | 2 | 35 | 35 |  | S. Griffin | Barnesville 230KV | 230 | 230 | Steel Pole | 5.12 | 0 | 2 | 1351 | 0 | 4058849 | 4058849 | 0 | 0 | 0 | 0 | 0 | 0 | 0 | 0 | 0 | 0 | 0 | 0 | 0 | 0 | 0 | 0 | 0 | 0 | 0 | 0 | 12 | 1
NO |  | 57 | 2015 | 3 | 1 | 1 |  | South Hall | Winder | 0 | 0 |  | 0 | 0 | 0 |  | 0 | 17460 | 17460 | 0 | 0 | 0 | 0 | 0 | 0 | 0 | 0 | 0 | 0 | 0 | 0 | 0 | 0 | 0 | 0 | 0 | 0 | 0 | 0 | 12 | 1
NO |  | 57 | 2015 | 3 | 2 | 2 |  | McIntosh | Stateboro | 230 | 230 | Steel H-Frame | 16.06 | 0 | 1 | 1033 | 254150 | 1330566 | 1584716 | 0 | 0 | 0 | 0 | 0 | 0 | 0 | 0 | 0 | 0 | 0 | 0 | 0 | 0 | 0 | 0 | 0 | 0 | 0 | 0 | 12 | 1
NO |  | 57 | 2015 | 3 | 3 | 3 |  | East Point | Union City (White) | 230 | 230 | Steel Tower | 11.04 | 0 | 1 | 1590 | 6779 | 1975626 | 1982405 | 0 | 0 | 0 | 0 | 0 | 0 | 0 | 0 | 0 | 0 | 0 | 0 | 0 | 0 | 0 | 0 | 0 | 0 | 0 | 0 | 12 | 1
NO |  | 57 | 2015 | 3 | 4 | 4 |  | East Point | Union City (Black) | 230 | 230 | Steel Tower | 4.54 | 6.6 | 1 | 1590 | 51850 | 2265435 | 2317285 | 0 | 0 | 0 | 0 | 0 | 0 | 0 | 0 | 0 | 0 | 0 | 0 | 0 | 0 | 0 | 0 | 0 | 0 | 0 | 0 | 12 | 1
NO |  | 57 | 2015 | 3 | 5 | 5 |  | South Griffin 230 KV | Union City | 230 | 230 | Steel H-Frame | 2.01 | 0 | 1 | 1033 | 330836 | 851575 | 1182411 | 0 | 0 | 0 | 0 | 0 | 0 | 0 | 0 | 0 | 0 | 0 | 0 | 0 | 0 | 0 | 0 | 0 | 0 | 0 | 0 | 12 | 1
NO |  | 57 | 2015 | 3 | 6 | 6 |  | Vidalia | W.Brunswick 230KV | 230 | 230 | Steel H-Frame | 100.54 | 0 | 1 | 1033 | 479321 | 7583495 | 8062816 | 0 | 0 | 0 | 0 | 0 | 0 | 0 | 0 | 0 | 0 | 0 | 0 | 0 | 0 | 0 | 0 | 0 | 0 | 0 | 0 | 12 | 1
NO |  | 57 | 2015 | 3 | 7 | 7 |  | East Point 230 KV | Villa Rica | 230 | 230 | Steel H-Frame | 30.56 | 0 | 1 | 1351 | 61136 | 4947665 | 5008801 | 0 | 0 | 0 | 0 | 0 | 0 | 0 | 0 | 0 | 0 | 0 | 0 | 0 | 0 | 0 | 0 | 0 | 0 | 0 | 0 | 12 | 1
NO |  | 57 | 2015 | 3 | 8 | 8 |  | Vidalia | Wadley #2 230KV | 230 | 230 | Steel H-Frame | 46.13 | 0 | 1 | 1033 | 0 | 4449651 | 4449651 | 0 | 0 | 0 | 0 | 0 | 0 | 0 | 0 | 0 | 0 | 0 | 0 | 0 | 0 | 0 | 0 | 0 | 0 | 0 | 0 | 12 | 1
NO |  | 57 | 2015 | 3 | 9 | 9 |  | Vidalia #1 | Wadley 1 | 230 | 230 | Steel H-Frame | 46.16 | 0 | 1 |  | 245562 | 3850359 | 4095921 | 0 | 0 | 0 | 0 | 0 | 0 | 0 | 0 | 0 | 0 | 0 | 0 | 0 | 0 | 0 | 0 | 0 | 0 | 0 | 0 | 12 | 1
NO |  | 57 | 2015 | 3 | 10 | 10 |  | Eatonton | Wallace Dam | 230 | 230 | Steel H-Frame | 15.63 | 0 | 1 | 1351 | 211421 | 1682280 | 1893701 | 0 | 0 | 0 | 0 | 0 | 0 | 0 | 0 | 0 | 0 | 0 | 0 | 0 | 0 | 0 | 0 | 0 | 0 | 0 | 0 | 12 | 1
NO |  | 57 | 2015 | 3 | 11 | 11 |  | West Brunswick | Kingsland | 230 | 230 | Steel H-Frame | 35.96 | 0 | 1 | 1351 | 1031771 | 10182629 | 11214400 | 0 | 0 | 0 | 0 | 0 | 0 | 0 | 0 | 0 | 0 | 0 | 0 | 0 | 0 | 0 | 0 | 0 | 0 | 0 | 0 | 12 | 1
NO |  | 57 | 2015 | 3 | 12 | 12 |  | McManus | West Brunswick 230KV | 230 | 230 | Steel H-Frame | 6.21 | 0 | 1 | 1351 | 755888 | 915186 | 1671074 | 0 | 0 | 0 | 0 | 0 | 0 | 0 | 0 | 0 | 0 | 0 | 0 | 0 | 0 | 0 | 0 | 0 | 0 | 0 | 0 | 12 | 1
NO |  | 57 | 2015 | 3 | 13 | 13 |  | Yates Units #5 | Yates Ring #6 & #7 | 230 | 230 | Steel H-Frame | 0.91 | 0 | 1 | 1033 | 0 | 368975 | 368975 | 0 | 0 | 0 | 0 | 0 | 0 | 0 | 0 | 0 | 0 | 0 | 0 | 0 | 0 | 0 | 0 | 0 | 0 | 0 | 0 | 12 | 1
NO |  | 57 | 2015 | 3 | 14 | 14 |  | Yates | Bonaire 230KV | 230 | 230 | Steel H-Frame | 9.96 | 0 | 1 | 1033 | 0 | 0 | 0 | 0 | 0 | 0 | 0 | 0 | 0 | 0 | 0 | 0 | 0 | 0 | 0 | 0 | 0 | 0 | 0 | 0 | 0 | 0 | 0 | 12 | 1
NO |  | 57 | 2015 | 3 | 15 | 15 |  | Yates | Morrow | 230 | 230 | Steel Tower | 11.67 | 0 | 2 | 1351 | 406624 | 4123313 | 4529937 | 0 | 0 | 0 | 0 | 0 | 0 | 0 | 0 | 0 | 0 | 0 | 0 | 0 | 0 | 0 | 0 | 0 | 0 | 0 | 0 | 12 | 1
NO |  | 57 | 2015 | 3 | 16 | 16 |  | Yates | Morrow 230KV | 230 | 230 | Steel H-Frame | 23.39 | 0 | 1 | 1033 | 0 | 0 | 0 | 0 | 0 | 0 | 0 | 0 | 0 | 0 | 0 | 0 | 0 | 0 | 0 | 0 | 0 | 0 | 0 | 0 | 0 | 0 | 0 | 12 | 1
NO |  | 57 | 2015 | 3 | 17 | 17 |  | McIntosh CT | CT Tie | 230 | 230 | Steel Tower | 0 | 0 | 0 |  | 0 | 454037 | 454037 | 0 | 0 | 0 | 0 | 0 | 0 | 0 | 0 | 0 | 0 | 0 | 0 | 0 | 0 | 0 | 0 | 0 | 0 | 0 | 0 | 12 | 1
NO |  | 57 | 2015 | 3 | 18 | 18 |  | Kingsland | Kings Bay #1 230KV | 230 | 230 | Steel H-Frame | 7.96 | 0 | 1 | 1351 | 535650 | 2939785 | 3475435 | 0 | 0 | 0 | 0 | 0 | 0 | 0 | 0 | 0 | 0 | 0 | 0 | 0 | 0 | 0 | 0 | 0 | 0 | 0 | 0 | 12 | 1
NO |  | 57 | 2015 | 3 | 19 | 19 |  | Colerain | Kings Bay #2 230KV | 230 | 230 | Steel H-Frame | 7.87 | 0 | 1 | 1351 | 13429 | 1535233 | 1548662 | 0 | 0 | 0 | 0 | 0 | 0 | 0 | 0 | 0 | 0 | 0 | 0 | 0 | 0 | 0 | 0 | 0 | 0 | 0 | 0 | 12 | 1
NO |  | 57 | 2015 | 3 | 20 | 20 |  | Alpharetta | Old Alabama Rd 230KV | 230 | 230 | Steel Pole | 2.95 | 0 | 1 | 1622 | 1204520 | 3355172 | 4559692 | 0 | 0 | 0 | 0 | 0 | 0 | 0 | 0 | 0 | 0 | 0 | 0 | 0 | 0 | 0 | 0 | 0 | 0 | 0 | 0 | 12 | 1
NO |  | 57 | 2015 | 3 | 21 | 21 |  | Savannah River | Vogtle | 230 | 230 | Steel H-Frame | 3.99 | 0 | 1 | 1351 | 113031 | 1955910 | 2068941 | 0 | 0 | 0 | 0 | 0 | 0 | 0 | 0 | 0 | 0 | 0 | 0 | 0 | 0 | 0 | 0 | 0 | 0 | 0 | 0 | 12 | 1
NO |  | 57 | 2015 | 3 | 22 | 22 |  | Big Shanty | Woodstock | 230 | 230 | Steel Pole | 0 | 0 | 0 |  | 0 | 1579498 | 1579498 | 0 | 0 | 0 | 0 | 0 | 0 | 0 | 0 | 0 | 0 | 0 | 0 | 0 | 0 | 0 | 0 | 0 | 0 | 0 | 0 | 12 | 1
NO |  | 57 | 2015 | 3 | 23 | 23 |  | Ponce De Leon | Royal Atlanta 230KV | 0 | 0 |  | 0 | 0 | 0 |  | 1349231 | 4531051 | 5880282 | 0 | 0 | 0 | 0 | 0 | 0 | 0 | 0 | 0 | 0 | 0 | 0 | 0 | 0 | 0 | 0 | 0 | 0 | 0 | 0 | 12 | 1
NO |  | 57 | 2015 | 3 | 24 | 24 |  | Old Alabama | Martins Landing 230KV | 230 | 230 | Steel Pole | 6.12 | 0 | 1 | 1622 | 1274651 | 3456221 | 4730872 | 0 | 0 | 0 | 0 | 0 | 0 | 0 | 0 | 0 | 0 | 0 | 0 | 0 | 0 | 0 | 0 | 0 | 0 | 0 | 0 | 12 | 1
NO |  | 57 | 2015 | 3 | 25 | 25 |  | Norcross | Suwanee 230KV | 230 | 230 | Steel Pole | 28.27 | 0 | 1 | 1622 | 4281225 | 12779165 | 17060390 | 0 | 0 | 0 | 0 | 0 | 0 | 0 | 0 | 0 | 0 | 0 | 0 | 0 | 0 | 0 | 0 | 0 | 0 | 0 | 0 | 12 | 1
NO |  | 57 | 2015 | 3 | 26 | 26 |  | Norcross | Cedar Vill Royal | 230 | 230 | Steel Pole | 9.55 | 0 | 1 | 1622 | 0 | 3792130 | 3792130 | 0 | 0 | 0 | 0 | 0 | 0 | 0 | 0 | 0 | 0 | 0 | 0 | 0 | 0 | 0 | 0 | 0 | 0 | 0 | 0 | 12 | 1
NO |  | 57 | 2015 | 3 | 27 | 27 |  | Smyrna 230/25 KV | West Marietta | 230 | 230 | Steel Pole | 7.15 | 0 | 1 | 1351 | 805018 | 5046868 | 5851886 | 0 | 0 | 0 | 0 | 0 | 0 | 0 | 0 | 0 | 0 | 0 | 0 | 0 | 0 | 0 | 0 | 0 | 0 | 0 | 0 | 12 | 1
NO |  | 57 | 2015 | 3 | 28 | 28 |  | Winder | Southh Hall | 0 | 0 |  | 0 | 0 | 0 |  | 0 | 0 | 0 | 0 | 0 | 0 | 0 | 0 | 0 | 0 | 0 | 0 | 0 | 0 | 0 | 0 | 0 | 0 | 0 | 0 | 0 | 0 | 0 | 12 | 1
NO |  | 57 | 2015 | 3 | 29 | 29 |  | Gainesville #2 | Winder | 230 | 230 | Steel H-Frame | 45.45 | 0 | 1 | 1033 | 113533 | 3513183 | 3626716 | 0 | 0 | 0 | 0 | 0 | 0 | 0 | 0 | 0 | 0 | 0 | 0 | 0 | 0 | 0 | 0 | 0 | 0 | 0 | 0 | 12 | 1
NO |  | 57 | 2015 | 3 | 30 | 30 |  | Winder | Norcross230 KV | 230 | 230 | Steel H-Frame | 12.11 | 1.22 | 1 | 1033 | 1099049 | 16709094 | 17808143 | 0 | 0 | 0 | 0 | 0 | 0 | 0 | 0 | 0 | 0 | 0 | 0 | 0 | 0 | 0 | 0 | 0 | 0 | 0 | 0 | 12 | 1
NO |  | 57 | 2015 | 3 | 31 | 31 |  | Winder | Norcross 230KV | 230 | 230 | Steel Pole | 7.52 | 0 | 1 | 1622 | 0 | 0 | 0 | 0 | 0 | 0 | 0 | 0 | 0 | 0 | 0 | 0 | 0 | 0 | 0 | 0 | 0 | 0 | 0 | 0 | 0 | 0 | 0 | 12 | 1
NO |  | 57 | 2015 | 3 | 32 | 32 |  | Branch | Evans 230 KV | 230 | 230 | Steel H-Frame | 72.81 | 0 | 1 | 1351 | 285648 | 11924982 | 12210630 | 0 | 0 | 0 | 0 | 0 | 0 | 0 | 0 | 0 | 0 | 0 | 0 | 0 | 0 | 0 | 0 | 0 | 0 | 0 | 0 | 12 | 1
NO |  | 57 | 2015 | 3 | 33 | 33 |  | Center | Middle Fork 230KV | 230 | 230 | Steel H-Frame | 26.56 | 0 | 1 | 1351 | 8801408 | 19915531 | 28716939 | 0 | 0 | 0 | 0 | 0 | 0 | 0 | 0 | 0 | 0 | 0 | 0 | 0 | 0 | 0 | 0 | 0 | 0 | 0 | 0 | 12 | 1
NO |  | 57 | 2015 | 3 | 34 | 34 |  | Morrow | O'Hara 230KV | 230 | 230 | Steel Pole | 12.95 | 0 | 1 | 1351 | 702211 | 6445966 | 7148177 | 0 | 0 | 0 | 0 | 0 | 0 | 0 | 0 | 0 | 0 | 0 | 0 | 0 | 0 | 0 | 0 | 0 | 0 | 0 | 0 | 12 | 1
NO |  | 57 | 2015 | 3 | 35 | 35 |  | Thomaston | Barnesville ( Rock Tap) | 230 | 230 | Steel H-Frame | 1.6 | 0 | 1 | 1033 | 111492 | 646782 | 758274 | 0 | 0 | 0 | 0 | 0 | 0 | 0 | 0 | 0 | 0 | 0 | 0 | 0 | 0 | 0 | 0 | 0 | 0 | 0 | 0 | 12 | 1
NO |  | 57 | 2015 | 4 | 1 | 1 |  | Anthony Shoals | Russell Dam | 230 | 230 | Steel H-Frame | 2.88 | 0 | 1 | 1351 | 0 | 897938 | 897938 | 0 | 0 | 0 | 0 | 0 | 0 | 0 | 0 | 0 | 0 | 0 | 0 | 0 | 0 | 0 | 0 | 0 | 0 | 0 | 0 | 12 | 1
NO |  | 57 | 2015 | 4 | 2 | 2 |  | Cartersville | South Acworth | 230 | 230 | Steel H-Frame | 15.07 | 0 | 1 | 2-795 | 4191160 | 20293881 | 24485041 | 0 | 0 | 0 | 0 | 0 | 0 | 0 | 0 | 0 | 0 | 0 | 0 | 0 | 0 | 0 | 0 | 0 | 0 | 0 | 0 | 12 | 1
NO |  | 57 | 2015 | 4 | 3 | 3 |  | Cartersville | South aCWORTH 230kv | 230 | 230 | Steel Frame | 6.71 | 0 | 1 | 2-795 | 0 | 0 | 0 | 0 | 0 | 0 | 0 | 0 | 0 | 0 | 0 | 0 | 0 | 0 | 0 | 0 | 0 | 0 | 0 | 0 | 0 | 0 | 0 | 12 | 1
NO |  | 57 | 2015 | 4 | 4 | 4 |  | Cartersville | McGrau Ford 23 KV | 230 | 230 | Steel H-Frame | 18.5 | 0 | 1 | 1351 | 20930789 | 72289332 | 93220121 | 0 | 0 | 0 | 0 | 0 | 0 | 0 | 0 | 0 | 0 | 0 | 0 | 0 | 0 | 0 | 0 | 0 | 0 | 0 | 0 | 12 | 1
NO |  | 57 | 2015 | 4 | 5 | 5 |  | Cartersville | McGrau Ford 230KV | 230 | 230 | Steel Tower | 35.67 | 0 | 1 | 1351 | 0 | 0 | 0 | 0 | 0 | 0 | 0 | 0 | 0 | 0 | 0 | 0 | 0 | 0 | 0 | 0 | 0 | 0 | 0 | 0 | 0 | 0 | 0 | 12 | 1
NO |  | 57 | 2015 | 4 | 6 | 6 |  | Tioga | Ellijay 230 KV | 230 | 230 | Steel Pole | 7.62 | 0 | 1 | 1622 | 0 | 7015125 | 7015125 | 0 | 0 | 0 | 0 | 0 | 0 | 0 | 0 | 0 | 0 | 0 | 0 | 0 | 0 | 0 | 0 | 0 | 0 | 0 | 0 | 12 | 1
NO |  | 57 | 2015 | 4 | 7 | 7 |  | TioGa | Ellijay 230kv | 230 | 230 | Steel H_Frame | 5 | 0 | 1 | 1622 | 0 | 0 | 0 | 0 | 0 | 0 | 0 | 0 | 0 | 0 | 0 | 0 | 0 | 0 | 0 | 0 | 0 | 0 | 0 | 0 | 0 | 0 | 0 | 12 | 1
NO |  | 57 | 2015 | 4 | 8 | 8 |  | Cornish Mtn | Porterdale | 230 | 230 | Steel H-Frame | 7.4 | 0 | 1 | 1351 | 0 | 7657308 | 7657308 | 0 | 0 | 0 | 0 | 0 | 0 | 0 | 0 | 0 | 0 | 0 | 0 | 0 | 0 | 0 | 0 | 0 | 0 | 0 | 0 | 12 | 1
NO |  | 57 | 2015 | 4 | 9 | 9 |  | Albany Pri mary | Putney 230 KV | 230 | 230 | Steel Pole | 8.98 | 0 | 0 | 1351 | 156966 | 7618412 | 7775378 | 0 | 0 | 0 | 0 | 0 | 0 | 0 | 0 | 0 | 0 | 0 | 0 | 0 | 0 | 0 | 0 | 0 | 0 | 0 | 0 | 12 | 1
NO |  | 57 | 2015 | 4 | 10 | 10 |  | Fortson | Talbot County 230 KV | 230 | 230 | Steel Pole | 1.87 | 0 | 1 | 795 | 223372 | 1576514 | 1799886 | 0 | 0 | 0 | 0 | 0 | 0 | 0 | 0 | 0 | 0 | 0 | 0 | 0 | 0 | 0 | 0 | 0 | 0 | 0 | 0 | 12 | 1
NO |  | 57 | 2015 | 4 | 11 | 11 |  | Augusta 15th St | S. Augusta 230KV | 230 | 230 | Steel Pole | 4.02 | 0 | 1 | 1351 | -12343 | 3998 | -8345 | 0 | 0 | 0 | 0 | 0 | 0 | 0 | 0 | 0 | 0 | 0 | 0 | 0 | 0 | 0 | 0 | 0 | 0 | 0 | 0 | 12 | 1
NO |  | 57 | 2015 | 4 | 12 | 12 |  | Blandford | Litte Ogeechee White 230KV | 230 | 230 | Steel Tower | 24.03 | 0 | 1 | 1033 | 854577 | 9863072 | 10717649 | 0 | 0 | 0 | 0 | 0 | 0 | 0 | 0 | 0 | 0 | 0 | 0 | 0 | 0 | 0 | 0 | 0 | 0 | 0 | 0 | 12 | 1
NO |  | 57 | 2015 | 4 | 13 | 13 |  | McIntosh | Statesboro 230KV | 230 | 230 | Steel Tower | 21.87 | 0 | 1 | 1033 | 0 | 5141158 | 5141158 | 0 | 0 | 0 | 0 | 0 | 0 | 0 | 0 | 0 | 0 | 0 | 0 | 0 | 0 | 0 | 0 | 0 | 0 | 0 | 0 | 12 | 1
NO |  | 57 | 2015 | 4 | 14 | 14 |  | McIntosh | Statesboro 230KV(Sav) | 230 | 230 | Steel H-Frame | 15.73 | 0 | 1 | 1033 | 0 | 0 | 0 | 0 | 0 | 0 | 0 | 0 | 0 | 0 | 0 | 0 | 0 | 0 | 0 | 0 | 0 | 0 | 0 | 0 | 0 | 0 | 0 | 12 | 1
NO |  | 57 | 2015 | 4 | 15 | 15 |  | PLant Kraft Blk 230KV LN | Plant Mcintosh | 230 | 230 | Steel Tower | 16.23 | 0 | 1 | 1622 | 260863 | 19177594 | 19438457 | 0 | 0 | 0 | 0 | 0 | 0 | 0 | 0 | 0 | 0 | 0 | 0 | 0 | 0 | 0 | 0 | 0 | 0 | 0 | 0 | 12 | 1
NO |  | 57 | 2015 | 4 | 16 | 16 |  | Blandford Switchyard | Plant Mcintosh | 230 | 230 | Steel Tower | 8.23 | 0 | 1 | 1033 | 0 | 8887236 | 8887236 | 0 | 0 | 0 | 0 | 0 | 0 | 0 | 0 | 0 | 0 | 0 | 0 | 0 | 0 | 0 | 0 | 0 | 0 | 0 | 0 | 12 | 1
NO |  | 57 | 2015 | 4 | 17 | 17 |  | West McIntosh | McIntosh Blk 230KV | 230 | 230 | Steel Tower | 0.42 | 0 | 1 | 1351 | 0 | 1650320 | 1650320 | 0 | 0 | 0 | 0 | 0 | 0 | 0 | 0 | 0 | 0 | 0 | 0 | 0 | 0 | 0 | 0 | 0 | 0 | 0 | 0 | 12 | 1
NO |  | 57 | 2015 | 4 | 18 | 18 |  | Dean Forest 230 KV | Kraft | 230 | 230 | Steel Tower | 6.01 | 0 | 1 | 959 | 2285 | 6909741 | 6912026 | 0 | 0 | 0 | 0 | 0 | 0 | 0 | 0 | 0 | 0 | 0 | 0 | 0 | 0 | 0 | 0 | 0 | 0 | 0 | 0 | 12 | 1
NO |  | 57 | 2015 | 4 | 19 | 19 |  | Blandford Switchyard | Little Oceechee | 230 | 230 | Steel Tower | 24.33 | 0 | 1 | 1033 | 0 | 11100302 | 11100302 | 0 | 0 | 0 | 0 | 0 | 0 | 0 | 0 | 0 | 0 | 0 | 0 | 0 | 0 | 0 | 0 | 0 | 0 | 0 | 0 | 12 | 1
NO |  | 57 | 2015 | 4 | 20 | 20 |  | Homeland | Kettle Creek Primary 230KV | 230 | 230 | Steel Pole | 37.13 | 0 | 1 | 1351 | 1635888 | 25680899 | 27316787 | 0 | 0 | 0 | 0 | 0 | 0 | 0 | 0 | 0 | 0 | 0 | 0 | 0 | 0 | 0 | 0 | 0 | 0 | 0 | 0 | 12 | 1
NO |  | 57 | 2015 | 4 | 21 | 21 |  | McIntosh CC | Tie Line (SAV 16%) | 230 | 230 | Steel Tower | 0.95 | 0 | 1 | 1351 | 0 | 1508341 | 1508341 | 0 | 0 | 0 | 0 | 0 | 0 | 0 | 0 | 0 | 0 | 0 | 0 | 0 | 0 | 0 | 0 | 0 | 0 | 0 | 0 | 12 | 1
NO |  | 57 | 2015 | 4 | 22 | 22 |  | Blandford | McIntosh 230KV | 230 | 230 | Steel Tower | 8.23 | 0 | 1 | 1033 | 0 | 8171296 | 8171296 | 0 | 0 | 0 | 0 | 0 | 0 | 0 | 0 | 0 | 0 | 0 | 0 | 0 | 0 | 0 | 0 | 0 | 0 | 0 | 0 | 12 | 1
NO |  | 57 | 2015 | 4 | 23 | 23 |  | Dorchester | Little Ogeechee 230KV | 230 | 230 | Steel H-Frame | 21.9 | 0 | 1 | 1351 | 0 | 1025887 | 1025887 | 0 | 0 | 0 | 0 | 0 | 0 | 0 | 0 | 0 | 0 | 0 | 0 | 0 | 0 | 0 | 0 | 0 | 0 | 0 | 0 | 12 | 1
NO |  | 57 | 2015 | 4 | 24 | 24 |  | Kraft | McIntosh 230KV | 230 | 230 | Steel Tower | 16.25 | 0 | 1 | 1033 | 0 | 14251343 | 14251343 | 0 | 0 | 0 | 0 | 0 | 0 | 0 | 0 | 0 | 0 | 0 | 0 | 0 | 0 | 0 | 0 | 0 | 0 | 0 | 0 | 12 | 1
NO |  | 57 | 2015 | 4 | 25 | 25 |  | McIntosh | McIntosh Coal 230KV | 230 | 230 | Steel Tower | 0.4 | 0 | 1 | 0 | 0 | 47519 | 47519 | 0 | 0 | 0 | 0 | 0 | 0 | 0 | 0 | 0 | 0 | 0 | 0 | 0 | 0 | 0 | 0 | 0 | 0 | 0 | 0 | 12 | 1
NO |  | 57 | 2015 | 4 | 26 | 26 |  | Mcintosh | Mcintosh CT 230KV SAV 25% | 230 | 230 | Concrete Pole | 0.42 | 0 | 1 | 1033 | 0 | 22740 | 22740 | 0 | 0 | 0 | 0 | 0 | 0 | 0 | 0 | 0 | 0 | 0 | 0 | 0 | 0 | 0 | 0 | 0 | 0 | 0 | 0 | 12 | 1
NO |  | 57 | 2015 | 4 | 27 | 27 |  | Mcintosh | Purrysburg 230KV | 230 | 230 | Steel H-Frame | 1.89 | 0 | 1 | 1272 | 0 | 870633 | 870633 | 0 | 0 | 0 | 0 | 0 | 0 | 0 | 0 | 0 | 0 | 0 | 0 | 0 | 0 | 0 | 0 | 0 | 0 | 0 | 0 | 12 | 1
NO |  | 57 | 2015 | 4 | 28 | 28 |  | Mcintosh | West Mcintosh 230KV | 230 | 230 | Concrete Pole | 0.4 | 0 | 1 | 1351 | 0 | 661447 | 661447 | 0 | 0 | 0 | 0 | 0 | 0 | 0 | 0 | 0 | 0 | 0 | 0 | 0 | 0 | 0 | 0 | 0 | 0 | 0 | 0 | 12 | 1
NO |  | 57 | 2015 | 4 | 29 | 29 |  | McDonough CC Unit #4 | 230KV Tie Line | 230 | 230 | Steel Pole | 0.83 | 0 | 1 | 795 | 0 | 1956857 | 1956857 | 0 | 0 | 0 | 0 | 0 | 0 | 0 | 0 | 0 | 0 | 0 | 0 | 0 | 0 | 0 | 0 | 0 | 0 | 0 | 0 | 12 | 1
NO |  | 57 | 2015 | 4 | 30 | 30 |  | McDonough CC Unit Unit #5 | 230 KV Tie Line | 230 | 230 | Steel Pole | 0.77 | 0 | 1 | 795 | 0 | 1471170 | 1471170 | 0 | 0 | 0 | 0 | 0 | 0 | 0 | 0 | 0 | 0 | 0 | 0 | 0 | 0 | 0 | 0 | 0 | 0 | 0 | 0 | 12 | 1
NO |  | 57 | 2015 | 4 | 31 | 31 |  | Jack McDonough | Smyrna | 230 | 230 | Steel Pole | 6.93 | 0 | 1 | 1351 | 4616729 | 20876935 | 25493664 | 0 | 0 | 0 | 0 | 0 | 0 | 0 | 0 | 0 | 0 | 0 | 0 | 0 | 0 | 0 | 0 | 0 | 0 | 0 | 0 | 12 | 1
NO |  | 57 | 2015 | 4 | 32 | 32 |  | McDonough CC Unit #6 | 230 KV Tie Line | 230 | 230 | Steel Pole | 0.34 | 0 | 1 | 1351 | 0 | 987897 | 987897 | 0 | 0 | 0 | 0 | 0 | 0 | 0 | 0 | 0 | 0 | 0 | 0 | 0 | 0 | 0 | 0 | 0 | 0 | 0 | 0 | 12 | 1
NO |  | 57 | 2015 | 4 | 33 | 33 |  | Dorchester | Little Ogeecheee 230Kv | 230 | 230 | Concrete Pole | 2 | 0 | 1 | 795 | 2410129 | 16217158 | 18627287 | 0 | 0 | 0 | 0 | 0 | 0 | 0 | 0 | 0 | 0 | 0 | 0 | 0 | 0 | 0 | 0 | 0 | 0 | 0 | 0 | 12 | 1
NO |  | 57 | 2015 | 4 | 34 | 34 |  | Plant Bowen | Scrubers Tie Line | 230 | 230 | Concrete Pole | 0.3 | 0 | 1 | 795 | 0 | 0 | 0 | 0 | 0 | 0 | 0 | 0 | 0 | 0 | 0 | 0 | 0 | 0 | 0 | 0 | 0 | 0 | 0 | 0 | 0 | 0 | 0 | 12 | 1
NO |  | 57 | 2015 | 4 | 35 | 35 |  | Thompson | Dum Jon 230KV | 230 | 230 |  | 0 | 0 | 1 |  | 0 | 67490 | 67490 | 0 | 0 | 0 | 0 | 0 | 0 | 0 | 0 | 0 | 0 | 0 | 0 | 0 | 0 | 0 | 0 | 0 | 0 | 0 | 0 | 12 | 1
NO |  | 57 | 2015 | 5 | 1 | 1 |  | Highway 21 | Savannah 230KV Ln | 230 | 230 |  | 0 | 0 | 1 |  | 3042429 | 0 | 3042429 | 0 | 0 | 0 | 0 | 0 | 0 | 0 | 0 | 0 | 0 | 0 | 0 | 0 | 0 | 0 | 0 | 0 | 0 | 0 | 0 | 12 | 1
NO |  | 57 | 2015 | 5 | 2 | 2 |  | Crossgate Road | Dean Forest 230Kv | 230 | 230 |  | 5.5 | 0 | 1 | 1351 | 0 | 10430355 | 10430355 | 0 | 0 | 0 | 0 | 0 | 0 | 0 | 0 | 0 | 0 | 0 | 0 | 0 | 0 | 0 | 0 | 0 | 0 | 0 | 0 | 12 | 1
NO |  | 57 | 2015 | 5 | 3 | 3 |  | Col 1st AVE | Blanchard-Victory | 230 | 230 |  | 0 | 0 | 1 |  | 0 | 1104356 | 1104356 | 0 | 0 | 0 | 0 | 0 | 0 | 0 | 0 | 0 | 0 | 0 | 0 | 0 | 0 | 0 | 0 | 0 | 0 | 0 | 0 | 12 | 1
NO |  | 57 | 2015 | 5 | 4 | 4 |  | Boulevard | Dean Forest 230kv | 230 | 230 |  | 4 | 0 | 1 | 1351 | 0 | 8449704 | 8449704 | 0 | 0 | 0 | 0 | 0 | 0 | 0 | 0 | 0 | 0 | 0 | 0 | 0 | 0 | 0 | 0 | 0 | 0 | 0 | 0 | 12 | 1
NO |  | 57 | 2015 | 5 | 5 | 5 |  | McIntosh CC | 230KV Tie Line (GPC 84%) | 230 | 230 |  | 0 | 0 | 1 |  | 0 | 913225 | 913225 | 0 | 0 | 0 | 0 | 0 | 0 | 0 | 0 | 0 | 0 | 0 | 0 | 0 | 0 | 0 | 0 | 0 | 0 | 0 | 0 | 12 | 1
NO |  | 57 | 2015 | 5 | 6 | 6 |  | Savannah | 230Kv Transmission | 230 | 230 |  | 0 | 0 | 1 |  | 0 | 289599 | 289599 | 0 | 0 | 0 | 0 | 0 | 0 | 0 | 0 | 0 | 0 | 0 | 0 | 0 | 0 | 0 | 0 | 0 | 0 | 0 | 0 | 12 | 1
NO |  | 57 | 2015 | 5 | 7 | 7 |  | LIttle Ogeechee | Richmond Hill 230KV | 230 | 230 |  | 0 | 0 | 1 |  | 0 | 808 | 808 | 0 | 0 | 0 | 0 | 0 | 0 | 0 | 0 | 0 | 0 | 0 | 0 | 0 | 0 | 0 | 0 | 0 | 0 | 0 | 0 | 12 | 1
NO |  | 57 | 2015 | 5 | 8 | 8 |  | Bowen | McConnell Road 230KV | 230 | 230 |  | 0 | 0 | 1 |  | 0 | 632869 | 632869 | 0 | 0 | 0 | 0 | 0 | 0 | 0 | 0 | 0 | 0 | 0 | 0 | 0 | 0 | 0 | 0 | 0 | 0 | 0 | 0 | 12 | 1
NO |  | 57 | 2015 | 5 | 9 | 9 |  | Subtotal 230 KV Steel |  | 0 | 0 |  | 2358.71 | 47.5 | 151 |  | 92417800 | 766040706 | 858458506 | 0 | 0 | 0 | 0 | 0 | 0 | 0 | 0 | 0 | 0 | 0 | 0 | 0 | 0 | 0 | 0 | 0 | 0 | 0 | 0 | 12 | 1
SI/NO | A | 58 | 2015 | 0 | 1 | 1 |  | Graham | Justiceburg | 69 | 69 | TU-1 | 8.85 | 0 | 1 | 336.4kcmil | 35574 | 735853 | 771427 | 0 | 0 | 0 | 14038.9078 | 0 | 0 | 0 | 0 | 0 | 0 | 0 | 0 | 0 | 0 | 0 | 0 | 0 | 0 | 0 | 0 | 12 | 0
SI/NO | A | 58 | 2015 | 0 | 2 | 2 |  |  |  | 0 | 0 |  | 0 | 0 | 0 | 26/t ASCR | 0 | 0 | 0 | 0 | 0 | 0 | 0 | 0 | 0 | 0 | 0 | 0 | 0 | 0 | 0 | 0 | 0 | 0 | 0 | 0 | 0 | 0 | 0 | 12 | 0
SI/NO | A | 58 | 2015 | 0 | 3 | 3 |  | Abernathy Sub | SPEC SW # 1664 | 69 | 69 | Wood | 1.08 | 0 | 1 | 1/0 | 0 | 0 | 0 | 0 | 0 | 0 | 0 | 0 | 0 | 0 | 0 | 0 | 0 | 0 | 0 | 0 | 0 | 0 | 0 | 0 | 0 | 0 | 0 | 12 | 0
SI/NO | A | 58 | 2015 | 0 | 4 | 4 |  | SPEC SW # 6857 | Acuff Sub | 69 | 69 | Wood | 4.56 | 0 | 1 | 1/0 | 0 | 0 | 0 | 0 | 0 | 0 | 0 | 0 | 0 | 0 | 0 | 0 | 0 | 0 | 0 | 0 | 0 | 0 | 0 | 0 | 0 | 0 | 0 | 12 | 0
SI/NO | A | 58 | 2015 | 0 | 5 | 5 |  | SPEC SW #8857 | Becton Sub | 69 | 69 | Wood | 6.53 | 0 | 1 | 1/0 | 0 | 0 | 0 | 0 | 0 | 0 | 0 | 0 | 0 | 0 | 0 | 0 | 0 | 0 | 0 | 0 | 0 | 0 | 0 | 0 | 0 | 0 | 0 | 12 | 0
SI/NO | A | 58 | 2015 | 0 | 6 | 6 |  | Crosby Int | Caprock Sub | 69 | 69 | Wood | 14.16 | 0 | 1 | 1/0 | 0 | 0 | 0 | 0 | 0 | 0 | 0 | 0 | 0 | 0 | 0 | 0 | 0 | 0 | 0 | 0 | 0 | 0 | 0 | 0 | 0 | 0 | 0 | 12 | 0
SI/NO | A | 58 | 2015 | 0 | 7 | 7 |  | SPEC SW #1664 Ti | Cotton Center Sub | 69 | 69 | Wood | 8.03 | 0 | 1 | 1/0 | 0 | 0 | 0 | 0 | 0 | 0 | 0 | 0 | 0 | 0 | 0 | 0 | 0 | 0 | 0 | 0 | 0 | 0 | 0 | 0 | 0 | 0 | 0 | 12 | 0
SI/NO | A | 58 | 2015 | 0 | 8 | 8 |  | SPEC SW #1664 T2 | County Line Sub | 69 | 69 | Wood | 8.66 | 0 | 1 | 1/0 | 0 | 0 | 0 | 0 | 0 | 0 | 0 | 0 | 0 | 0 | 0 | 0 | 0 | 0 | 0 | 0 | 0 | 0 | 0 | 0 | 0 | 0 | 0 | 12 | 0
SI/NO | A | 58 | 2015 | 0 | 9 | 9 |  | SPEC SW # 2533 T3 | Frendship Sub | 69 | 69 | Wood | 7.03 | 0 | 1 | 1/0 | 0 | 0 | 0 | 0 | 0 | 0 | 0 | 0 | 0 | 0 | 0 | 0 | 0 | 0 | 0 | 0 | 0 | 0 | 0 | 0 | 0 | 0 | 0 | 12 | 0
SI/NO | A | 58 | 2015 | 0 | 10 | 10 |  | SPEC SW #8861 | Halfway Sub | 69 | 69 | Wood | 7.69 | 0 | 1 | 1/0 | 0 | 0 | 0 | 0 | 0 | 0 | 0 | 0 | 0 | 0 | 0 | 0 | 0 | 0 | 0 | 0 | 0 | 0 | 0 | 0 | 0 | 0 | 0 | 12 | 0
SI/NO | A | 58 | 2015 | 0 | 11 | 11 |  | SPEC SW # 6796 | Hettler Sub | 69 | 69 | Wood | 1.1 | 0 | 1 | 1/0 | 0 | 0 | 0 | 0 | 0 | 0 | 0 | 0 | 0 | 0 | 0 | 0 | 0 | 0 | 0 | 0 | 0 | 0 | 0 | 0 | 0 | 0 | 0 | 12 | 0
SI/NO | A | 58 | 2015 | 0 | 12 | 12 |  | SPEC SW # 2466 T1 | Hurlwood Sub | 69 | 69 | Wood | 2.81 | 0 | 1 | 1/0 | 0 | 0 | 0 | 0 | 0 | 0 | 0 | 0 | 0 | 0 | 0 | 0 | 0 | 0 | 0 | 0 | 0 | 0 | 0 | 0 | 0 | 0 | 0 | 12 | 0
SI/NO | A | 58 | 2015 | 0 | 13 | 13 |  | SPEC SW # 6447 | Idalou Sub | 69 | 69 | Wood | 0.96 | 0 | 1 | 1/0 | 0 | 0 | 0 | 0 | 0 | 0 | 0 | 0 | 0 | 0 | 0 | 0 | 0 | 0 | 0 | 0 | 0 | 0 | 0 | 0 | 0 | 0 | 0 | 12 | 0
SI/NO | A | 58 | 2015 | 0 | 14 | 14 |  | Crosby Int | Pleasant Hill Sub | 69 | 69 | Wood | 7.07 | 0 | 1 | 1/0 | 0 | 0 | 0 | 0 | 0 | 0 | 0 | 0 | 0 | 0 | 0 | 0 | 0 | 0 | 0 | 0 | 0 | 0 | 0 | 0 | 0 | 0 | 0 | 12 | 0
SI/NO | A | 58 | 2015 | 0 | 15 | 15 |  | Woodrow Int | Posey Sub | 69 | 69 | Steel | 6.14 | 0 | 1 | 4/0 | 0 | 0 | 0 | 0 | 0 | 0 | 0 | 0 | 0 | 0 | 0 | 0 | 0 | 0 | 0 | 0 | 0 | 0 | 0 | 0 | 0 | 0 | 0 | 12 | 0
SI/NO | A | 58 | 2015 | 0 | 16 | 16 |  | Poseu Sub | Ransom Sub | 69 | 69 | Wood | 3.82 | 0 | 1 | 4/0 | 0 | 0 | 0 | 0 | 0 | 0 | 0 | 0 | 0 | 0 | 0 | 0 | 0 | 0 | 0 | 0 | 0 | 0 | 0 | 0 | 0 | 0 | 0 | 12 | 0
SI/NO | A | 58 | 2015 | 0 | 17 | 17 |  | SPEC SW # 2264 T1 | Robertson Sub | 69 | 69 | Wood | 3.99 | 0 | 1 | 1/0 | 0 | 0 | 0 | 0 | 0 | 0 | 0 | 0 | 0 | 0 | 0 | 0 | 0 | 0 | 0 | 0 | 0 | 0 | 0 | 0 | 0 | 0 | 0 | 12 | 0
SI/NO | A | 58 | 2015 | 0 | 18 | 18 |  | SPEC SW # 7704 | Shallowater Sub | 69 | 69 | Wood | 0.94 | 0 | 1 | 1/0 | 0 | 0 | 0 | 0 | 0 | 0 | 0 | 0 | 0 | 0 | 0 | 0 | 0 | 0 | 0 | 0 | 0 | 0 | 0 | 0 | 0 | 0 | 0 | 12 | 0
SI/NO | A | 58 | 2015 | 0 | 19 | 19 |  | SPEC SW # 2466 T2 | Symer Sub | 69 | 69 | Wood | 11.67 | 0 | 1 | 1/0 | 0 | 0 | 0 | 0 | 0 | 0 | 0 | 0 | 0 | 0 | 0 | 0 | 0 | 0 | 0 | 0 | 0 | 0 | 0 | 0 | 0 | 0 | 0 | 12 | 0
SI/NO | A | 58 | 2015 | 0 | 20 | 20 |  | Woodrow Int | Union Sub | 69 | 69 | Wood | 7.26 | 0 | 1 | 1/0 | 0 | 0 | 0 | 0 | 0 | 0 | 0 | 0 | 0 | 0 | 0 | 0 | 0 | 0 | 0 | 0 | 0 | 0 | 0 | 0 | 0 | 0 | 0 | 12 | 0
SI/NO | A | 58 | 2015 | 0 | 21 | 21 |  | Yuma Int | Upland Sub | 69 | 69 | Wood | 1.44 | 0 | 1 | 1/0 | 0 | 0 | 0 | 0 | 0 | 0 | 0 | 0 | 0 | 0 | 0 | 0 | 0 | 0 | 0 | 0 | 0 | 0 | 0 | 0 | 0 | 0 | 0 | 12 | 0
SI/NO | A | 58 | 2015 | 0 | 22 | 22 |  | Cooper Sub | SPEC SW # 2536 | 69 | 69 | Wood | 2.94 | 0 | 1 | 4/0 | 0 | 0 | 0 | 0 | 0 | 0 | 0 | 0 | 0 | 0 | 0 | 0 | 0 | 0 | 0 | 0 | 0 | 0 | 0 | 0 | 0 | 0 | 0 | 12 | 0
SI/NO | A | 58 | 2015 | 0 | 23 | 23 |  | Woodrow Int | Cooper Sub | 69 | 69 | Wood | 3.8 | 0 | 1 | 1/0 | 0 | 0 | 0 | 0 | 0 | 0 | 0 | 0 | 0 | 0 | 0 | 0 | 0 | 0 | 0 | 0 | 0 | 0 | 0 | 0 | 0 | 0 | 0 | 12 | 0
SI/NO | A | 58 | 2015 | 0 | 24 | 24 |  | Quaker Int | SW # 2536 | 69 | 69 | Concrete | 2.52 | 0 | 2 | 4/0 | 0 | 0 | 0 | 0 | 0 | 0 | 0 | 0 | 0 | 0 | 0 | 0 | 0 | 0 | 0 | 0 | 0 | 0 | 0 | 0 | 0 | 0 | 0 | 12 | 0
SI/NO | A | 58 | 2015 | 0 | 25 | 25 |  | Yuma Int | SPEC SW # 2466 | 69 | 69 | Wood | 5.02 | 0 | 1 | 4/0 | 0 | 0 | 0 | 0 | 0 | 0 | 0 | 0 | 0 | 0 | 0 | 0 | 0 | 0 | 0 | 0 | 0 | 0 | 0 | 0 | 0 | 0 | 0 | 12 | 0
SI/NO | A | 58 | 2015 | 0 | 26 | 26 |  | Carlisle Int/Yuma Int | Wolfforth Sub | 115 | 115 | Steel | 2.63 | 0 | 1 | 795mcm | 0 | 0 | 0 | 0 | 0 | 0 | 0 | 0 | 0 | 0 | 0 | 0 | 0 | 0 | 0 | 0 | 0 | 0 | 0 | 0 | 0 | 0 | 0 | 12 | 0
SI/NO | A | 58 | 2015 | 0 | 27 | 27 |  | Sub Tot |  | 0 | 0 |  | 0 | 0 | 0 |  | 157326 | 4724294 | 4881620 | 0 | 0 | 0 | 88838.7537 | 0 | 0 | 0 | 0 | 0 | 0 | 0 | 0 | 0 | 0 | 0 | 0 | 0 | 0 | 0 | 0 | 12 | 0
SI/NO | A | 58 | 2015 | 0 | 36 | 36 |  | TOTAL |  | 0 | 0 |  | 345.01 | 0 | 60 |  | 393735 | 24275827 | 24669562 | 0 | 0 | 0 | 448952.0164 | 0 | 0 | 0 | 0 | 0 | 0 | 0 | 0 | 0 | 0 | 0 | 0 | 0 | 0 | 0 | 0 | 12 | 0
SI/NO | A | 58 | 2015 | 1 | 1 | 1 |  | ERCOT TXU | Plainview Sub | 69 | 69 | Wood | 4.48 | 0 | 1 | 336.4mcm | 0 | 0 | 0 | 0 | 0 | 0 | 0 | 0 | 0 | 0 | 0 | 0 | 0 | 0 | 0 | 0 | 0 | 0 | 0 | 0 | 0 | 0 | 0 | 12 | 0
SI/NO | A | 58 | 2015 | 1 | 2 | 2 |  | Ft. Phantom | Nugent Sub | 69 | 69 | Wood | 4.98 | 0 | 1 | 1/0 | 0 | 0 | 0 | 0 | 0 | 0 | 0 | 0 | 0 | 0 | 0 | 0 | 0 | 0 | 0 | 0 | 0 | 0 | 0 | 0 | 0 | 0 | 0 | 12 | 0
SI/NO | A | 58 | 2015 | 1 | 3 | 3 |  | ERCOT TXU | Dermott Tap | 69 | 69 | Wood | 2.83 | 0 | 1 | 1/0 | 0 | 0 | 0 | 0 | 0 | 0 | 0 | 0 | 0 | 0 | 0 | 0 | 0 | 0 | 0 | 0 | 0 | 0 | 0 | 0 | 0 | 0 | 0 | 12 | 0
SI/NO | A | 58 | 2015 | 1 | 4 | 4 |  | SNTX Sub | Tab feeding Plainview Sub | 69 | 69 | Concrete/Steel | 2.15 | 0 | 1 | 336.4mcm | 0 | 0 | 0 | 0 | 0 | 0 | 0 | 0 | 0 | 0 | 0 | 0 | 0 | 0 | 0 | 0 | 0 | 0 | 0 | 0 | 0 | 0 | 0 | 12 | 0
SI/NO | A | 58 | 2015 | 1 | 5 | 5 |  | Yancy Tap | Garza Sub | 69 | 69 | Wood | 14.52 | 0 | 1 | 336.4mcm | 0 | 0 | 0 | 0 | 0 | 0 | 0 | 0 | 0 | 0 | 0 | 0 | 0 | 0 | 0 | 0 | 0 | 0 | 0 | 0 | 0 | 0 | 0 | 12 | 0
SI/NO | A | 58 | 2015 | 1 | 6 | 6 |  | Garza Sub | Justiceburg Sub | 69 | 69 | Wood/Steel | 12.52 | 0 | 1 | 336.4mcm | 0 | 0 | 0 | 0 | 0 | 0 | 0 | 0 | 0 | 0 | 0 | 0 | 0 | 0 | 0 | 0 | 0 | 0 | 0 | 0 | 0 | 0 | 0 | 12 | 0
SI/NO | A | 58 | 2015 | 1 | 7 | 7 |  | Justiceburg Sub | Fluvanna Sub | 69 | 69 | Wood/Concrete | 13.23 | 0 | 1 | 336.4mcm | 0 | 0 | 0 | 0 | 0 | 0 | 0 | 0 | 0 | 0 | 0 | 0 | 0 | 0 | 0 | 0 | 0 | 0 | 0 | 0 | 0 | 0 | 0 | 12 | 0
SI/NO | A | 58 | 2015 | 1 | 8 | 8 |  | Fluvanna Sub | Union Sub | 69 | 69 | Wood/Concrete | 14.26 | 0 | 1 | 336.4mcm | 0 | 0 | 0 | 0 | 0 | 0 | 0 | 0 | 0 | 0 | 0 | 0 | 0 | 0 | 0 | 0 | 0 | 0 | 0 | 0 | 0 | 0 | 0 | 12 | 0
SI/NO | A | 58 | 2015 | 1 | 9 | 9 |  | Sub Tot |  | 0 | 0 |  | 0 | 0 | 0 |  | 19690 | 3962684 | 3982374 | 0 | 0 | 0 | 72473.7163 | 0 | 0 | 0 | 0 | 0 | 0 | 0 | 0 | 0 | 0 | 0 | 0 | 0 | 0 | 0 | 0 | 12 | 0
SI/NO | A | 58 | 2015 | 1 | 10 | 10 |  | LCRA | McElmurray Sub | 138 | 138 | Concrete | 0.07 | 0 | 1 | 795 ACSR | 0 | 0 | 0 | 0 | 0 | 0 | 0 | 0 | 0 | 0 | 0 | 0 | 0 | 0 | 0 | 0 | 0 | 0 | 0 | 0 | 0 | 0 | 0 | 12 | 0
SI/NO | A | 58 | 2015 | 1 | 11 | 11 |  | CC SW#5398 | Novice Sub | 69 | 69 | Wood | 14.8 | 0 | 1 | 4/0 | 0 | 0 | 0 | 0 | 0 | 0 | 0 | 0 | 0 | 0 | 0 | 0 | 0 | 0 | 0 | 0 | 0 | 0 | 0 | 0 | 0 | 0 | 0 | 12 | 0
SI/NO | A | 58 | 2015 | 1 | 12 | 12 |  | CC SW#5403 | Dressy Sub | 69 | 69 | Wood | 3.3 | 0 | 1 | 4/0 | 0 | 0 | 0 | 0 | 0 | 0 | 0 | 0 | 0 | 0 | 0 | 0 | 0 | 0 | 0 | 0 | 0 | 0 | 0 | 0 | 0 | 0 | 0 | 12 | 0
SI/NO | A | 58 | 2015 | 1 | 13 | 13 |  | CC SW#5433 | Gouldbusk Sub | 69 | 69 | Wood | 14.6 | 0 | 1 | 4/0 | 0 | 0 | 0 | 0 | 0 | 0 | 0 | 0 | 0 | 0 | 0 | 0 | 0 | 0 | 0 | 0 | 0 | 0 | 0 | 0 | 0 | 0 | 0 | 12 | 0
SI/NO | A | 58 | 2015 | 1 | 14 | 14 |  | CC SW#6289 | CRMWD Sub | 69 | 69 | Wood | 0.04 | 0 | 1 | 4/0 | 0 | 0 | 0 | 0 | 0 | 0 | 0 | 0 | 0 | 0 | 0 | 0 | 0 | 0 | 0 | 0 | 0 | 0 | 0 | 0 | 0 | 0 | 0 | 12 | 0
SI/NO | A | 58 | 2015 | 1 | 15 | 15 |  | CC SW#5062 | CC SW#5059 | 138 | 138 | Concrete | 0.19 | 0 | 1 | 336.4mcm | 0 | 0 | 0 | 0 | 0 | 0 | 0 | 0 | 0 | 0 | 0 | 0 | 0 | 0 | 0 | 0 | 0 | 0 | 0 | 0 | 0 | 0 | 0 | 12 | 0
SI/NO | A | 58 | 2015 | 1 | 16 | 16 |  | Sub Tot |  | 0 | 0 |  | 0 | 0 | 0 |  | 8958 | 708510 | 717468 | 0 | 0 | 0 | 13056.9284 | 0 | 0 | 0 | 0 | 0 | 0 | 0 | 0 | 0 | 0 | 0 | 0 | 0 | 0 | 0 | 0 | 12 | 0
SI/NO | A | 58 | 2015 | 1 | 18 | 18 |  | CV SW#5658 | Mertzon Sub | 69 | 69 | Wood | 0.74 | 0 | 1 | 4/0 | 0 | 0 | 0 | 0 | 0 | 0 | 0 | 0 | 0 | 0 | 0 | 0 | 0 | 0 | 0 | 0 | 0 | 0 | 0 | 0 | 0 | 0 | 0 | 12 | 0
SI/NO | A | 58 | 2015 | 1 | 19 | 19 |  | CV SW#5587 | Sterling Sub | 69 | 69 | Wood | 9.78 | 0 | 1 | 4/0 | 0 | 0 | 0 | 0 | 0 | 0 | 0 | 0 | 0 | 0 | 0 | 0 | 0 | 0 | 0 | 0 | 0 | 0 | 0 | 0 | 0 | 0 | 0 | 12 | 0
SI/NO | A | 58 | 2015 | 1 | 20 | 20 |  | CV SW#5563 | Silver Sub | 69 | 69 | Wood | 1.4 | 0 | 1 | 4/0 | 0 | 0 | 0 | 0 | 0 | 0 | 0 | 0 | 0 | 0 | 0 | 0 | 0 | 0 | 0 | 0 | 0 | 0 | 0 | 0 | 0 | 0 | 0 | 12 | 0
SI/NO | A | 58 | 2015 | 1 | 21 | 21 |  | CV SW#5018 | Barnhart Sub | 69 | 69 | Wood | 12.21 | 0 | 1 | 4/0 | 0 | 0 | 0 | 0 | 0 | 0 | 0 | 0 | 0 | 0 | 0 | 0 | 0 | 0 | 0 | 0 | 0 | 0 | 0 | 0 | 0 | 0 | 0 | 12 | 0
SI/NO | A | 58 | 2015 | 1 | 22 | 22 |  | CV SW#5393 | Veribest Sub | 69 | 69 | Wood | 11.13 | 0 | 1 | 4/0 | 0 | 0 | 0 | 0 | 0 | 0 | 0 | 0 | 0 | 0 | 0 | 0 | 0 | 0 | 0 | 0 | 0 | 0 | 0 | 0 | 0 | 0 | 0 | 12 | 0
SI/NO | A | 58 | 2015 | 1 | 23 | 23 |  | Sub Tot |  | 0 | 0 |  | 0 | 0 | 0 |  | 142261 | 1674847 | 1817108 | 0 | 0 | 0 | 33068.8603 | 0 | 0 | 0 | 0 | 0 | 0 | 0 | 0 | 0 | 0 | 0 | 0 | 0 | 0 | 0 | 0 | 12 | 0
SI/NO | A | 58 | 2015 | 1 | 25 | 25 |  | Wheeler Sub | Kelton Sub | 69 | 69 | Wood | 18.65 | 0 | 1 | 477mcm | 0 | 3062649 | 3062649 | 0 | 0 | 0 | 55735.9893 | 0 | 0 | 0 | 0 | 0 | 0 | 0 | 0 | 0 | 0 | 0 | 0 | 0 | 0 | 0 | 0 | 12 | 0
SI/NO | A | 58 | 2015 | 1 | 26 | 26 |  | Howard Sub | Ft. Elliot Sub | 115 | 115 | Wood | 12.5 | 0 | 1 | 477mcm | 0 | 4150480 | 4150480 | 0 | 0 | 0 | 75533.0137 | 0 | 0 | 0 | 0 | 0 | 0 | 0 | 0 | 0 | 0 | 0 | 0 | 0 | 0 | 0 | 0 | 12 | 0
SI/NO | A | 58 | 2015 | 1 | 27 | 27 |  | Ratticar Corner | Huff Sub | 115 | 115 | Wood | 12.5 | 0 | 1 | 477mcm | 0 | 4040019 | 4040019 | 0 | 0 | 0 | 73522.7758 | 0 | 0 | 0 | 0 | 0 | 0 | 0 | 0 | 0 | 0 | 0 | 0 | 0 | 0 | 0 | 0 | 12 | 0
SI/NO | A | 58 | 2015 | 1 | 28 | 28 |  | Howard Sub | Wheeler Sub | 69 | 69 | Wood | 1.5 | 0 | 1 | 477mcm | 0 | 52398 | 52398 | 0 | 0 | 0 | 953.5714 | 0 | 0 | 0 | 0 | 0 | 0 | 0 | 0 | 0 | 0 | 0 | 0 | 0 | 0 | 0 | 0 | 12 | 0
SI/NO | A | 58 | 2015 | 2 | 1 | 1 |  | AEP | Whiteaker Sub | 69 | 69 | Wood | 1.7 | 0 | 1 | 4/0 ACSR | 0 | 0 | 0 | 0 | 0 | 0 | 0 | 0 | 0 | 0 | 0 | 0 | 0 | 0 | 0 | 0 | 0 | 0 | 0 | 0 | 0 | 0 | 0 | 12 | 0
SI/NO | A | 58 | 2015 | 2 | 2 | 2 |  | AEP | Ely Sub | 69 | 69 | Wood | 1.79 | 0 | 1 | 4/0 ACSR | 0 | 0 | 0 | 0 | 0 | 0 | 0 | 0 | 0 | 0 | 0 | 0 | 0 | 0 | 0 | 0 | 0 | 0 | 0 | 0 | 0 | 0 | 0 | 12 | 0
SI/NO | A | 58 | 2015 | 2 | 3 | 3 |  | AEP | Happy Valley Sub | 69 | 69 | Wood | 13.81 | 0 | 1 | 4/0 ACSR | 0 | 0 | 0 | 0 | 0 | 0 | 0 | 0 | 0 | 0 | 0 | 0 | 0 | 0 | 0 | 0 | 0 | 0 | 0 | 0 | 0 | 0 | 0 | 12 | 0
SI/NO | A | 58 | 2015 | 2 | 4 | 4 |  | AEP | Denton Valley Sub | 69 | 69 | Wood | 8.78 | 0 | 1 | 2/0 ACSR | 0 | 0 | 0 | 0 | 0 | 0 | 0 | 0 | 0 | 0 | 0 | 0 | 0 | 0 | 0 | 0 | 0 | 0 | 0 | 0 | 0 | 0 | 0 | 12 | 0
SI/NO | A | 58 | 2015 | 2 | 5 | 5 |  | AEP | Nolan West Sub | 69 | 69 | Wood | 0.63 | 0 | 1 | 4/0 ACSR | 0 | 0 | 0 | 0 | 0 | 0 | 0 | 0 | 0 | 0 | 0 | 0 | 0 | 0 | 0 | 0 | 0 | 0 | 0 | 0 | 0 | 0 | 0 | 12 | 0
SI/NO | A | 58 | 2015 | 2 | 6 | 6 |  | AEP | Roberts Sub | 69 | 69 | Wood | 0.12 | 0 | 1 | 4/0 ACSR | 0 | 0 | 0 | 0 | 0 | 0 | 0 | 0 | 0 | 0 | 0 | 0 | 0 | 0 | 0 | 0 | 0 | 0 | 0 | 0 | 0 | 0 | 0 | 12 | 0
SI/NO | A | 58 | 2015 | 2 | 7 | 7 |  | AEP | Scott Sub | 69 | 69 | Wood | 2.65 | 0 | 1 | 4/0 ACSR | 0 | 0 | 0 | 0 | 0 | 0 | 0 | 0 | 0 | 0 | 0 | 0 | 0 | 0 | 0 | 0 | 0 | 0 | 0 | 0 | 0 | 0 | 0 | 12 | 0
SI/NO | A | 58 | 2015 | 2 | 8 | 8 |  | AEP | Watts Sub | 138 | 138 | Concrete | 2.3 | 0 | 1 | 397.5 ACSR | 0 | 0 | 0 | 0 | 0 | 0 | 0 | 0 | 0 | 0 | 0 | 0 | 0 | 0 | 0 | 0 | 0 | 0 | 0 | 0 | 0 | 0 | 0 | 12 | 0
SI/NO | A | 58 | 2015 | 2 | 9 | 9 |  | LCRA | Moore Sub | 138 | 138 | Concrete | 0.04 | 0 | 1 | 795 ACSR | 0 | 0 | 0 | 0 | 0 | 0 | 0 | 0 | 0 | 0 | 0 | 0 | 0 | 0 | 0 | 0 | 0 | 0 | 0 | 0 | 0 | 0 | 0 | 12 | 0
SI/NO | A | 58 | 2015 | 2 | 10 | 10 |  | LCRA | McElmurray Sub | 138 | 138 | Concrete | 0.07 | 0 | 1 | 795 ACSR | 0 | 0 | 0 | 0 | 0 | 0 | 0 | 0 | 0 | 0 | 0 | 0 | 0 | 0 | 0 | 0 | 0 | 0 | 0 | 0 | 0 | 0 | 0 | 12 | 0
SI/NO | A | 58 | 2015 | 2 | 11 | 11 |  | AEP | Sandusky Sub | 138 | 138 | Concrete | 0.04 | 0 | 1 | 795 ACSR | 0 | 0 | 0 | 0 | 0 | 0 | 0 | 0 | 0 | 0 | 0 | 0 | 0 | 0 | 0 | 0 | 0 | 0 | 0 | 0 | 0 | 0 | 0 | 12 | 0
SI/NO | A | 58 | 2015 | 2 | 12 | 12 |  | Sub Tot |  | 0 | 0 |  | 0 | 0 | 0 |  | 29926 | 1164093 | 1194019 | 0 | 0 | 0 | 21729.4996 | 0 | 0 | 0 | 0 | 0 | 0 | 0 | 0 | 0 | 0 | 0 | 0 | 0 | 0 | 0 | 0 | 12 | 0
NO |  | 59 | 2015 | 0 | 36 | 36 |  | TOTAL |  | 0 | 0 |  | 0 | 0 | 0 |  | 0 | 0 | 0 | 0 | 0 | 0 | 0 | 0 | 0 | 0 | 0 | 0 | 0 | 0 | 0 | 0 | 0 | 0 | 0 | 0 | 0 | 0 | 0 | 12 | 1
NO |  | 61 | 2015 | 0 | 1 | 1 |  | VT/NH Border | Canadian Border | 0 | 0 |  | 0 | 0 | 0 | 2839.8MCM | 0 | 0 | 0 | 0 | 0 | 0 | 0 | 0 | 0 | 0 | 0 | 0 | 0 | 0 | 0 | 0 | 0 | 0 | 0 | 0 | 0 | 0 | 0 | 12 | 1
NO |  | 61 | 2015 | 0 | 2 | 2 |  |  | Metallic Neutral Return | 450 | 450 | H-frame steel | 35 | 0 | 1 | ACSR | 0 | 1563276 | 1563276 | 0 | 0 | 0 | 0 | 0 | 0 | 0 | 0 | 0 | 0 | 0 | 0 | 0 | 0 | 0 | 0 | 0 | 0 | 0 | 0 | 12 | 1
SI/NO | A | 61 | 2015 | 0 | 4 | 4 |  |  |  | 115 | 0 | H-frame wood | 2.58 | 0 | 4 | ACSR | 244699 | 646982 | 891681 | 0 | 0 | 0 | 16227.3648 | 0 | 0 | 0 | 0 | 0 | 0 | 0 | 0 | 0 | 0 | 0 | 0 | 0 | 0 | 0 | 0 | 12 | 1
NO |  | 61 | 2015 | 0 | 5 | 5 |  |  |  | 69 | 0 | Single Pole | 11.35 | 0 | 5 |  | 0 | 0 | 0 | 0 | 0 | 0 | 0 | 0 | 0 | 0 | 0 | 0 | 0 | 0 | 0 | 0 | 0 | 0 | 0 | 0 | 0 | 0 | 0 | 12 | 1
NO |  | 61 | 2015 | 0 | 6 | 6 |  |  |  | 34.5 | 0 | Single Pole | 248.58 | 0 | 35 |  | 0 | 0 | 0 | 0 | 0 | 0 | 0 | 0 | 0 | 0 | 0 | 0 | 0 | 0 | 0 | 0 | 0 | 0 | 0 | 0 | 0 | 0 | 0 | 12 | 1
NO |  | 61 | 2015 | 0 | 7 | 7 |  |  |  | 46 | 0 | Single Pole | 16 | 0 | 1 |  | 0 | 0 | 0 | 0 | 0 | 0 | 0 | 0 | 0 | 0 | 0 | 0 | 0 | 0 | 0 | 0 | 0 | 0 | 0 | 0 | 0 | 0 | 0 | 12 | 1
NO |  | 61 | 2015 | 0 | 8 | 8 |  |  |  | 13.8 | 0 | Single Pole | 2.44 | 0 | 1 |  | 0 | 0 | 0 | 0 | 0 | 0 | 0 | 0 | 0 | 0 | 0 | 0 | 0 | 0 | 0 | 0 | 0 | 0 | 0 | 0 | 0 | 0 | 0 | 12 | 1
NO |  | 61 | 2015 | 0 | 9 | 9 |  |  |  | 34.5 | 0 | Underground | 0.35 | 0 | 0 | 750 MCMCU | 0 | 0 | 0 | 0 | 0 | 0 | 0 | 0 | 0 | 0 | 0 | 0 | 0 | 0 | 0 | 0 | 0 | 0 | 0 | 0 | 0 | 0 | 0 | 12 | 1
NO |  | 61 | 2015 | 0 | 11 | 11 |  | Marble Street#2 | Center Rutland | 11 | 11 | Wood Pole | 2.75 | 0 | 1 | #2AL | 0 | 44734 | 44734 | 0 | 0 | 0 | 0 | 0 | 0 | 0 | 0 | 0 | 0 | 0 | 0 | 0 | 0 | 0 | 0 | 0 | 0 | 0 | 0 | 12 | 1
SI/NO | A | 61 | 2015 | 0 | 13 | 13 |  | Various | Various | 34.5 | 34.5 | Wood Pole | 126.22 | 1.67 | 24 | Various | 358753 | 16055799 | 16414552 | 0 | 0 | 0 | 298722.2156 | 0 | 0 | 0 | 0 | 0 | 0 | 0 | 0 | 0 | 0 | 0 | 0 | 0 | 0 | 0 | 0 | 12 | 1
NO |  | 61 | 2015 | 0 | 14 | 14 |  |  |  | 0 | 0 | (H. Frame) | 3.72 | 0 | 0 |  | 0 | 0 | 0 | 0 | 0 | 0 | 0 | 0 | 0 | 0 | 0 | 0 | 0 | 0 | 0 | 0 | 0 | 0 | 0 | 0 | 0 | 0 | 0 | 12 | 1
NO |  | 61 | 2015 | 0 | 15 | 15 |  |  |  | 0 | 0 | (Steel Tower) | 0.16 | 0 | 0 |  | 0 | 0 | 0 | 0 | 0 | 0 | 0 | 0 | 0 | 0 | 0 | 0 | 0 | 0 | 0 | 0 | 0 | 0 | 0 | 0 | 0 | 0 | 0 | 12 | 1
NO |  | 61 | 2015 | 0 | 17 | 17 |  | Various | Various | 34.5 | 34.5 | H. Frame | 3.79 | 0 | 1 |  | 0 | 0 | 0 | 0 | 0 | 0 | 0 | 0 | 0 | 0 | 0 | 0 | 0 | 0 | 0 | 0 | 0 | 0 | 0 | 0 | 0 | 0 | 0 | 12 | 1
NO |  | 61 | 2015 | 0 | 18 | 18 |  |  |  | 0 | 0 | (Wood Pole) | 3.28 | 0 | 0 |  | 0 | 0 | 0 | 0 | 0 | 0 | 0 | 0 | 0 | 0 | 0 | 0 | 0 | 0 | 0 | 0 | 0 | 0 | 0 | 0 | 0 | 0 | 0 | 12 | 1
SI/NO | A | 61 | 2015 | 0 | 20 | 20 |  | Various | Various | 46 | 46 | Wood Pole | 504.36 | 2.92 | 97 | Various | 3376860 | 59351040 | 62727900 | 0 | 0 | 0 | 1141561.2968 | 0 | 0 | 0 | 0 | 0 | 0 | 0 | 0 | 0 | 0 | 0 | 0 | 0 | 0 | 0 | 0 | 12 | 1
NO |  | 61 | 2015 | 0 | 21 | 21 |  |  |  | 0 | 0 | (H. Frame) | 23.22 | 0 | 0 |  | 0 | 0 | 0 | 0 | 0 | 0 | 0 | 0 | 0 | 0 | 0 | 0 | 0 | 0 | 0 | 0 | 0 | 0 | 0 | 0 | 0 | 0 | 0 | 12 | 1
NO |  | 61 | 2015 | 0 | 22 | 22 |  |  |  | 0 | 0 | (Steel Tower) | 1.26 | 0 | 0 |  | 0 | 0 | 0 | 0 | 0 | 0 | 0 | 0 | 0 | 0 | 0 | 0 | 0 | 0 | 0 | 0 | 0 | 0 | 0 | 0 | 0 | 0 | 0 | 12 | 1
NO |  | 61 | 2015 | 0 | 24 | 24 |  | Woodford Rd. | East Pownal | 46 | 46 | H. Frame | 0 | 5.51 | 1 |  | 0 | 0 | 0 | 0 | 0 | 0 | 0 | 0 | 0 | 0 | 0 | 0 | 0 | 0 | 0 | 0 | 0 | 0 | 0 | 0 | 0 | 0 | 0 | 12 | 1
SI/NO | A | 61 | 2015 | 0 | 27 | 27 |  | Various | Various | 69 | 69 | Wood Pole | 0.92 | 0 | 3 | Various | 12096 | 1632990 | 1645086 | 0 | 0 | 0 | 29938.2971 | 0 | 0 | 0 | 0 | 0 | 0 | 0 | 0 | 0 | 0 | 0 | 0 | 0 | 0 | 0 | 0 | 12 | 1
NO |  | 61 | 2015 | 0 | 28 | 28 |  |  |  | 0 | 0 | (H. Frame) | 0.27 | 0 | 0 |  | 0 | 0 | 0 | 0 | 0 | 0 | 0 | 0 | 0 | 0 | 0 | 0 | 0 | 0 | 0 | 0 | 0 | 0 | 0 | 0 | 0 | 0 | 0 | 12 | 1
NO |  | 61 | 2015 | 0 | 30 | 30 |  | Bennington | Searsburg | 69 | 69 | H. Frame | 10.91 | 0 | 1 |  | 0 | 0 | 0 | 0 | 0 | 0 | 0 | 0 | 0 | 0 | 0 | 0 | 0 | 0 | 0 | 0 | 0 | 0 | 0 | 0 | 0 | 0 | 0 | 12 | 1
SI/NO | A | 61 | 2015 | 0 | 33 | 33 |  | Ladder Hill | Vernon Road | 115 | 115 | Wood Pole | 0.61 | 0 | 1 | 795 ACRS | 19819 | 52653 | 72472 | 0 | 0 | 0 | 1318.8905 | 0 | 0 | 0 | 0 | 0 | 0 | 0 | 0 | 0 | 0 | 0 | 0 | 0 | 0 | 0 | 0 | 12 | 1
NO |  | 61 | 2015 | 0 | 35 | 35 |  | Canadian Boarder | Highgate Converter | 120 | 120 | H. Frame | 7.58 | 0 | 1 | 954 ACRS | 347006 | 959291 | 1306297 | 0 | 0 | 0 | 0 | 0 | 0 | 0 | 0 | 0 | 0 | 0 | 0 | 0 | 0 | 0 | 0 | 0 | 0 | 0 | 0 | 12 | 1
NO |  | 61 | 2015 | 0 | 36 | 36 |  | TOTAL |  | 0 | 0 |  | 1005.35 | 10.1 | 177 |  | 4359233 | 80306765 | 84665998 | 0 | 0 | 0 | 0 | 0 | 0 | 0 | 0 | 0 | 0 | 0 | 0 | 0 | 0 | 0 | 0 | 0 | 0 | 0 | 0 | 12 | 1
NO |  | 61 | 2015 | 1 | 3 | 3 |  | Total | Group | 115 | 0 |  | 1005.35 | 10.1 | 177 |  | 4359233 | 80306765 | 84665998 | 0 | 0 | 0 | 1540804.4342 | 0 | 0 | 0 | 0 | 0 | 0 | 0 | 0 | 0 | 0 | 0 | 0 | 0 | 0 | 0 | 0 | 12 | 1
NO |  | 61 | 2015 | 1 | 4 | 4 |  | Total | Group | 69 | 0 |  | 0 | 0 | 0 |  | 0 | 0 | 0 | 0 | 0 | 0 | 0 | 0 | 0 | 0 | 0 | 0 | 0 | 0 | 0 | 0 | 0 | 0 | 0 | 0 | 0 | 0 | 0 | 12 | 1
NO |  | 61 | 2015 | 1 | 5 | 5 |  | Total | Group | 34.5 | 0 |  | 0 | 0 | 0 |  | 0 | 0 | 0 | 0 | 0 | 0 | 0 | 0 | 0 | 0 | 0 | 0 | 0 | 0 | 0 | 0 | 0 | 0 | 0 | 0 | 0 | 0 | 0 | 12 | 1
NO |  | 61 | 2015 | 1 | 6 | 6 |  | Total | Group | 13.8 | 0 |  | 0 | 0 | 0 |  | 0 | 0 | 0 | 0 | 0 | 0 | 0 | 0 | 0 | 0 | 0 | 0 | 0 | 0 | 0 | 0 | 0 | 0 | 0 | 0 | 0 | 0 | 0 | 12 | 1
NO |  | 61 | 2015 | 1 | 8 | 8 |  | Total | Group | 34.5 | 0 | Sh/Wd | 0 | 0 | 0 |  | 0 | 0 | 0 | 0 | 0 | 0 | 0 | 0 | 0 | 0 | 0 | 0 | 0 | 0 | 0 | 0 | 0 | 0 | 0 | 0 | 0 | 0 | 0 | 12 | 1
NO |  | 62 | 2015 | 0 | 1 | 1 |  | Alligator Swamp | Santa Rosa Energy | 230 | 230 | Concrete 1Pole | 7.4 | 0 | 1 | 1351.5 ACSR | 0 | 151824 | 151824 | 0 | 0 | 0 | 0 | 0 | 0 | 0 | 0 | 0 | 0 | 0 | 0 | 0 | 0 | 0 | 0 | 0 | 0 | 0 | 0 | 12 | 1
NO |  | 62 | 2015 | 0 | 1 | 1 |  |  |  | 100 | 0 |  | 0 | 0 | 0 |  | 0 | 0 | 0 | 0 | 0 | 0 | 0 | 0 | 0 | 0 | 0 | 0 | 0 | 0 | 0 | 0 | 0 | 0 | 0 | 0 | 0 | 0 | 0 | 12 | 1
NO |  | 62 | 2015 | 0 | 1 | 1 |  |  |  | 100 | 0 |  | 0 | 0 | 0 |  | 0 | 0 | 0 | 0 | 0 | 0 | 0 | 0 | 0 | 0 | 0 | 0 | 0 | 0 | 0 | 0 | 0 | 0 | 0 | 0 | 0 | 0 | 0 | 12 | 1
NO |  | 62 | 2015 | 0 | 1 | 1 |  |  |  | 100 | 0 |  | 0 | 0 | 0 |  | 0 | 0 | 0 | 0 | 0 | 0 | 0 | 0 | 0 | 0 | 0 | 0 | 0 | 0 | 0 | 0 | 0 | 0 | 0 | 0 | 0 | 0 | 0 | 12 | 1
NO |  | 62 | 2015 | 0 | 1 | 1 |  |  |  | 55555 | 0 |  | 0 | 0 | 0 |  | 0 | 0 | 0 | 0 | 0 | 0 | 0 | 0 | 0 | 0 | 0 | 0 | 0 | 0 | 0 | 0 | 0 | 0 | 0 | 0 | 0 | 0 | 0 | 12 | 1
NO |  | 62 | 2015 | 0 | 1 | 1 |  |  |  | 100 | 0 |  | 0 | 0 | 0 |  | 0 | 0 | 0 | 0 | 0 | 0 | 0 | 0 | 0 | 0 | 0 | 0 | 0 | 0 | 0 | 0 | 0 | 0 | 0 | 0 | 0 | 0 | 0 | 12 | 1
NO |  | 62 | 2015 | 0 | 2 | 2 |  | Bellview | Silverhill | 230 | 230 | Steel H-Frame | 11.19 | 1.04 | 1 | 1351.5 SSAC | 473349 | 1435231 | 1908580 | 0 | 0 | 0 | 0 | 0 | 0 | 0 | 0 | 0 | 0 | 0 | 0 | 0 | 0 | 0 | 0 | 0 | 0 | 0 | 0 | 12 | 1
NO |  | 62 | 2015 | 0 | 3 | 3 |  | Brentwood | Silverhill | 230 | 230 | Steel H-Frame | 13.54 | 3.09 | 1 | 1351.5 SSAC | 335367 | 3820496 | 4155863 | 0 | 0 | 0 | 0 | 0 | 0 | 0 | 0 | 0 | 0 | 0 | 0 | 0 | 0 | 0 | 0 | 0 | 0 | 0 | 0 | 12 | 1
NO |  | 62 | 2015 | 0 | 4 | 4 |  | Callaway | Highland City | 230 | 230 | Concr H-Frame | 4.33 | 0 | 1 | 1351.5 ACSR | 0 | 1356683 | 1356683 | 0 | 0 | 0 | 0 | 0 | 0 | 0 | 0 | 0 | 0 | 0 | 0 | 0 | 0 | 0 | 0 | 0 | 0 | 0 | 0 | 12 | 1
NO |  | 62 | 2015 | 0 | 5 | 5 |  | Callaway | Port St. Joe | 230 | 230 | Steel H-Frame | 2.37 | 0 | 1 | 795 ACSR | 147473 | 299140 | 446613 | 0 | 0 | 0 | 0 | 0 | 0 | 0 | 0 | 0 | 0 | 0 | 0 | 0 | 0 | 0 | 0 | 0 | 0 | 0 | 0 | 12 | 1
NO |  | 62 | 2015 | 0 | 6 | 6 |  | Crist | Barry | 230 | 230 | Alum Tower | 31.68 | 0 | 1 | 1351.5 ACSR | 2604156 | 1624133 | 4228289 | 0 | 0 | 0 | 0 | 0 | 0 | 0 | 0 | 0 | 0 | 0 | 0 | 0 | 0 | 0 | 0 | 0 | 0 | 0 | 0 | 12 | 1
NO |  | 62 | 2015 | 0 | 7 | 7 |  | Crist | Bellview | 230 | 230 | Steel H-Frame | 8.88 | 0 | 1 | 1351.5 ACSR | 392318 | 998651 | 1390969 | 0 | 0 | 0 | 0 | 0 | 0 | 0 | 0 | 0 | 0 | 0 | 0 | 0 | 0 | 0 | 0 | 0 | 0 | 0 | 0 | 12 | 1
NO |  | 62 | 2015 | 0 | 8 | 8 |  | Crist | Brentwood | 230 | 230 | Steel Tower | 7.68 | 6.67 | 1 | 1033.5 ACSR | 11646 | 745749 | 757395 | 0 | 0 | 0 | 0 | 0 | 0 | 0 | 0 | 0 | 0 | 0 | 0 | 0 | 0 | 0 | 0 | 0 | 0 | 0 | 0 | 12 | 1
NO |  | 62 | 2015 | 0 | 9 | 9 |  | Crist | Shoal River | 230 | 230 | Alum Tower | 44.82 | 0 | 1 | 1351.5 ACSR | 326059 | 3367294 | 3693353 | 0 | 0 | 0 | 0 | 0 | 0 | 0 | 0 | 0 | 0 | 0 | 0 | 0 | 0 | 0 | 0 | 0 | 0 | 0 | 0 | 12 | 1
NO |  | 62 | 2015 | 0 | 10 | 10 |  | Crist | Crist Scrubber #1 | 230 | 230 | Concrete 1Pole | 0.26 | 0 | 1 | 1033.5 ACSR | 0 | 554970 | 554970 | 0 | 0 | 0 | 0 | 0 | 0 | 0 | 0 | 0 | 0 | 0 | 0 | 0 | 0 | 0 | 0 | 0 | 0 | 0 | 0 | 12 | 1
NO |  | 62 | 2015 | 0 | 11 | 11 |  | Crist | Crist Scrubber #2 | 230 | 230 | Concrete 1Pole | 0.11 | 0 | 1 | 1033.5 ACSR | 0 | 252493 | 252493 | 0 | 0 | 0 | 0 | 0 | 0 | 0 | 0 | 0 | 0 | 0 | 0 | 0 | 0 | 0 | 0 | 0 | 0 | 0 | 0 | 12 | 1
NO |  | 62 | 2015 | 0 | 12 | 12 |  | Crist | Wright | 230 | 230 | Steel H-Frame | 49.64 | 0 | 1 | 1351.5 ACSR | 410464 | 4310018 | 4720482 | 0 | 0 | 0 | 0 | 0 | 0 | 0 | 0 | 0 | 0 | 0 | 0 | 0 | 0 | 0 | 0 | 0 | 0 | 0 | 0 | 12 | 1
NO |  | 62 | 2015 | 0 | 13 | 13 |  | Farley | Sinai Cemetery | 230 | 230 | Concrete 1Pole | 28.32 | 0 | 1 | 1351.5 SSAC | 0 | 5965526 | 5965526 | 0 | 0 | 0 | 0 | 0 | 0 | 0 | 0 | 0 | 0 | 0 | 0 | 0 | 0 | 0 | 0 | 0 | 0 | 0 | 0 | 12 | 1
NO |  | 62 | 2015 | 0 | 14 | 14 |  | Holmes Creek | Highland City | 230 | 230 | Concrete 1Pole | 68.82 | 2.35 | 1 | 1033.5 ACSS HS | 1413 | 45413015 | 45414428 | 0 | 0 | 0 | 0 | 0 | 0 | 0 | 0 | 0 | 0 | 0 | 0 | 0 | 0 | 0 | 0 | 0 | 0 | 0 | 0 | 12 | 1
NO |  | 62 | 2015 | 0 | 15 | 15 |  | Holmes Creek | Pinckard | 230 | 230 | Concrete 1Pole | 1.96 | 0 | 1 | 1033.5 ACSS MA3 | 2570 | 1587705 | 1590275 | 0 | 0 | 0 | 0 | 0 | 0 | 0 | 0 | 0 | 0 | 0 | 0 | 0 | 0 | 0 | 0 | 0 | 0 | 0 | 0 | 12 | 1
NO |  | 62 | 2015 | 0 | 16 | 16 |  | Laguna Beach | Santa Rosa | 230 | 230 | Concrete 1Pole | 21.58 | 0 | 1 | 1351.5 ACSR | 125162 | 26488293 | 26613455 | 0 | 0 | 0 | 0 | 0 | 0 | 0 | 0 | 0 | 0 | 0 | 0 | 0 | 0 | 0 | 0 | 0 | 0 | 0 | 0 | 12 | 1
NO |  | 62 | 2015 | 0 | 17 | 17 |  | North Brewton | Alligator Swamp | 230 | 230 | Concrete 1Pole | 37.94 | 0 | 1 | 1033.5 ACSS MA3 | 0 | 33085715 | 33085715 | 0 | 0 | 0 | 0 | 0 | 0 | 0 | 0 | 0 | 0 | 0 | 0 | 0 | 0 | 0 | 0 | 0 | 0 | 0 | 0 | 12 | 1
NO |  | 62 | 2015 | 0 | 18 | 18 |  | Shaky Joe Swamp Tap | Hinsons Crossroads | 230 | 230 | Steel 1Pole | 5.81 | 0 | 1 | 1033.5 ACSR | 664551 | 3504183 | 4168734 | 0 | 0 | 0 | 0 | 0 | 0 | 0 | 0 | 0 | 0 | 0 | 0 | 0 | 0 | 0 | 0 | 0 | 0 | 0 | 0 | 12 | 1
NO |  | 62 | 2015 | 0 | 19 | 19 |  | Shoal River | Pinckard | 230 | 230 | Steel H-Frame | 37.55 | 0.12 | 1 | 1351.5 ACSR | 523010 | 3656379 | 4179389 | 0 | 0 | 0 | 0 | 0 | 0 | 0 | 0 | 0 | 0 | 0 | 0 | 0 | 0 | 0 | 0 | 0 | 0 | 0 | 0 | 12 | 1
NO |  | 62 | 2015 | 0 | 20 | 20 |  | Shoal River | Wright | 230 | 230 | Alum Tower | 24.01 | 0 | 1 | 1351.5 ACSR | 115743 | 1186459 | 1302202 | 0 | 0 | 0 | 0 | 0 | 0 | 0 | 0 | 0 | 0 | 0 | 0 | 0 | 0 | 0 | 0 | 0 | 0 | 0 | 0 | 12 | 1
NO |  | 62 | 2015 | 0 | 21 | 21 |  | Smith | Callaway | 230 | 230 | Steel H-Frame | 17.3 | 0 | 1 | 1351.5 ACSR-SD | 516521 | 1810315 | 2326836 | 0 | 0 | 0 | 0 | 0 | 0 | 0 | 0 | 0 | 0 | 0 | 0 | 0 | 0 | 0 | 0 | 0 | 0 | 0 | 0 | 12 | 1
NO |  | 62 | 2015 | 0 | 22 | 22 |  | Smith | Laguna Beach | 230 | 230 | Steel H-Frame | 14.19 | 0 | 1 | 795 ACSR | 184161 | 2884767 | 3068928 | 0 | 0 | 0 | 0 | 0 | 0 | 0 | 0 | 0 | 0 | 0 | 0 | 0 | 0 | 0 | 0 | 0 | 0 | 0 | 0 | 12 | 1
NO |  | 62 | 2015 | 0 | 23 | 23 |  | Smith | Laguna Beach #2 | 230 | 230 | Concrete H-Fr | 15.61 | 0 | 1 | 1351.5 ACSR | 626115 | 29487995 | 30114110 | 0 | 0 | 0 | 0 | 0 | 0 | 0 | 0 | 0 | 0 | 0 | 0 | 0 | 0 | 0 | 0 | 0 | 0 | 0 | 0 | 12 | 1
NO |  | 62 | 2015 | 0 | 24 | 24 |  | Smith | Shoal River | 230 | 230 | Alum Tower | 72.8 | 0 | 1 | 1033.5 ACSR | 752605 | 4280317 | 5032922 | 0 | 0 | 0 | 0 | 0 | 0 | 0 | 0 | 0 | 0 | 0 | 0 | 0 | 0 | 0 | 0 | 0 | 0 | 0 | 0 | 12 | 1
NO |  | 62 | 2015 | 0 | 24 | 24 |  |  |  | 0 | 0 |  | 0 | 0 | 0 |  | 0 | 0 | 0 | 0 | 900865 | 115908 | 1016773 | 0 | 0 | 0 | 0 | 0 | 0 | 0 | 0 | 0 | 0 | 0 | 0 | 0 | 0 | 0 | 0 | 12 | 1
NO |  | 62 | 2015 | 0 | 25 | 25 |  | Smith | Thomasville | 230 | 230 | Alum Tower | 66.9 | 0 | 1 | 1033.5 ACSR | 949677 | 3523724 | 4473401 | 0 | 0 | 0 | 0 | 0 | 0 | 0 | 0 | 0 | 0 | 0 | 0 | 0 | 0 | 0 | 0 | 0 | 0 | 0 | 0 | 12 | 1
NO |  | 62 | 2015 | 0 | 25 | 25 |  |  |  | 0 | 0 |  | 0 | 0 | 0 |  | 0 | 0 | 0 | 0 | 900865 | 115908 | 1016773 | 0 | 0 | 0 | 0 | 0 | 0 | 0 | 0 | 0 | 0 | 0 | 0 | 0 | 0 | 0 | 0 | 12 | 1
NO |  | 62 | 2015 | 0 | 26 | 26 |  | Smith Unit 3 CC | Smith Unit 3 CC | 230 | 230 | Steel H-Frame | 0.17 | 0 | 1 | 1351.5 ACSR | 0 | 212010 | 212010 | 0 | 0 | 0 | 0 | 0 | 0 | 0 | 0 | 0 | 0 | 0 | 0 | 0 | 0 | 0 | 0 | 0 | 0 | 0 | 0 | 12 | 1
NO |  | 62 | 2015 | 0 | 27 | 27 |  |  |  | 0 | 0 |  | 0 | 0 | 0 |  | 0 | 0 | 0 | 0 | 900865 | 115908 | 1016773 | 0 | 0 | 0 | 0 | 0 | 0 | 0 | 0 | 0 | 0 | 0 | 0 | 0 | 0 | 0 | 0 | 12 | 1
NO |  | 62 | 2015 | 0 | 28 | 28 |  | Total 230 |  | 0 | 0 |  | 594.86 | 13.27 | 26 |  | 9162360 | 182003085 | 191165445 | 0 | 900865 | 115908 | 1016773 | 0 | 0 | 0 | 0 | 0 | 0 | 0 | 0 | 0 | 0 | 0 | 0 | 0 | 0 | 0 | 0 | 12 | 1
SI/SI | A | 62 | 2015 | 0 | 30 | 30 |  | 115KV |  | 0 | 0 |  | 1019.83 | 16.34 | 0 |  | 12617408 | 204279686 | 216897094 | 0 | 2386637 | 0 | 2386637 | 0 | 0 | 0 | 0 | 0 | 0 | 0 | 0 | 0 | 0 | 0 | 0 | 0 | 0 | 0 | 0 | 12 | 1
NO |  | 62 | 2015 | 0 | 30 | 30 |  |  |  | 0 | 0 |  | 0 | 0 | 0 |  | 0 | 0 | 0 | 100 | 100 | 100 | 300 | 0 | 0 | 0 | 0 | 0 | 0 | 0 | 0 | 0 | 0 | 0 | 0 | 0 | 0 | 0 | 0 | 12 | 1
SI/SI | A | 62 | 2015 | 0 | 32 | 32 |  | 46KV |  | 0 | 0 |  | 55.92 | 0.72 | 0 |  | 619124 | 11164838 | 11783962 | 0 | 56034 | 0 | 56034 | 0 | 0 | 0 | 0 | 0 | 0 | 0 | 0 | 0 | 0 | 0 | 0 | 0 | 0 | 0 | 0 | 12 | 1
NO |  | 62 | 2015 | 0 | 34 | 34 |  | General Overhead Expenses |  | 0 | 0 |  | 0 | 0 | 0 |  | 0 | 0 | 0 | 0 | 33634 | 0 | 33634 | 0 | 0 | 0 | 0 | 0 | 0 | 0 | 0 | 0 | 0 | 0 | 0 | 0 | 0 | 0 | 0 | 12 | 1
NO |  | 62 | 2015 | 0 | 36 | 36 |  | TOTAL |  | 0 | 0 |  | 0 | 0 | 0 |  | 0 | 0 | 0 | 0 | 4278035 | 231816 | 4509851 | 0 | 0 | 0 | 0 | 0 | 0 | 0 | 0 | 0 | 0 | 0 | 0 | 0 | 0 | 0 | 0 | 12 | 1
NO |  | 62 | 2015 | 0 | 36 | 36 |  | TOTAL |  | 0 | 0 |  | 0 | 0 | 0 |  | 0 | 0 | 0 | 0 | 4278035 | 231816 | 4509851 | 0 | 0 | 0 | 0 | 0 | 0 | 0 | 0 | 0 | 0 | 0 | 0 | 0 | 0 | 0 | 0 | 12 | 1
NO |  | 62 | 2015 | 0 | 36 | 36 |  | TOTAL |  | 0 | 0 |  | 0 | 0 | 0 |  | 0 | 0 | 0 | 100 | 100 | 100 | 300 | 0 | 0 | 0 | 0 | 0 | 0 | 0 | 0 | 0 | 0 | 0 | 0 | 0 | 0 | 0 | 0 | 12 | 1
NO |  | 62 | 2015 | 0 | 36 | 36 |  | TOTAL |  | 0 | 0 |  | 0 | 0 | 0 |  | 0 | 0 | 0 | 0 | 4278035 | 231816 | 4509851 | 0 | 0 | 0 | 0 | 0 | 0 | 0 | 0 | 0 | 0 | 0 | 0 | 0 | 0 | 0 | 0 | 12 | 1
NO |  | 62 | 2015 | 0 | 36 | 36 |  | TOTAL |  | 0 | 0 |  | 0 | 0 | 0 |  | 0 | 0 | 0 | 0 | 0 | 0 | 0 | 0 | 0 | 0 | 0 | 0 | 0 | 0 | 0 | 0 | 0 | 0 | 0 | 0 | 0 | 0 | 0 | 12 | 1
NO |  | 62 | 2015 | 0 | 36 | 36 |  | TOTAL |  | 0 | 0 |  | 0 | 0 | 0 |  | 0 | 0 | 0 | 0 | 4278035 | 231816 | 4509851 | 0 | 0 | 0 | 0 | 0 | 0 | 0 | 0 | 0 | 0 | 0 | 0 | 0 | 0 | 0 | 0 | 12 | 1
NO |  | 62 | 2015 | 0 | 36 | 36 |  | TOTAL |  | 0 | 0 |  | 0 | 0 | 0 |  | 0 | 0 | 0 | 100 | 100 | 100 | 300 | 0 | 0 | 0 | 0 | 0 | 0 | 0 | 0 | 0 | 0 | 0 | 0 | 0 | 0 | 0 | 0 | 12 | 1
NO |  | 62 | 2015 | 0 | 36 | 36 |  | TOTAL |  | 0 | 0 |  | 0 | 0 | 0 |  | 0 | 0 | 0 | 0 | 4278035 | 231816 | 4509851 | 0 | 0 | 0 | 0 | 0 | 0 | 0 | 0 | 0 | 0 | 0 | 0 | 0 | 0 | 0 | 0 | 12 | 1
NO |  | 62 | 2015 | 0 | 36 | 36 |  | TOTAL |  | 0 | 0 |  | 0 | 0 | 0 |  | 0 | 0 | 0 | 0 | 0 | 0 | 0 | 0 | 0 | 0 | 0 | 0 | 0 | 0 | 0 | 0 | 0 | 0 | 0 | 0 | 0 | 0 | 0 | 12 | 1
NO |  | 62 | 2015 | 0 | 36 | 36 |  | TOTAL |  | 0 | 0 |  | 0 | 0 | 0 |  | 0 | 0 | 0 | 0 | 4278035 | 231816 | 4509851 | 0 | 0 | 0 | 0 | 0 | 0 | 0 | 0 | 0 | 0 | 0 | 0 | 0 | 0 | 0 | 0 | 12 | 1
NO |  | 62 | 2015 | 0 | 36 | 36 |  | TOTAL |  | 0 | 0 |  | 0 | 0 | 0 |  | 0 | 0 | 0 | 100 | 100 | 100 | 300 | 0 | 0 | 0 | 0 | 0 | 0 | 0 | 0 | 0 | 0 | 0 | 0 | 0 | 0 | 0 | 0 | 12 | 1
NO |  | 62 | 2015 | 0 | 36 | 36 |  | TOTAL |  | 0 | 0 |  | 0 | 0 | 0 |  | 0 | 0 | 0 | 0 | 4278035 | 231816 | 4509851 | 0 | 0 | 0 | 0 | 0 | 0 | 0 | 0 | 0 | 0 | 0 | 0 | 0 | 0 | 0 | 0 | 12 | 1
NO |  | 62 | 2015 | 0 | 36 | 36 |  | TOTAL |  | 0 | 0 |  | 0 | 0 | 0 |  | 0 | 0 | 0 | 0 | 0 | 0 | 0 | 0 | 0 | 0 | 0 | 0 | 0 | 0 | 0 | 0 | 0 | 0 | 0 | 0 | 0 | 0 | 0 | 12 | 1
NO |  | 62 | 2015 | 0 | 36 | 36 |  | TOTAL |  | 0 | 0 |  | 0 | 0 | 0 |  | 0 | 0 | 0 | 0 | 4278035 | 231816 | 4509851 | 0 | 0 | 0 | 0 | 0 | 0 | 0 | 0 | 0 | 0 | 0 | 0 | 0 | 0 | 0 | 0 | 12 | 1
NO |  | 62 | 2015 | 0 | 36 | 36 |  | TOTAL |  | 0 | 0 |  | 0 | 0 | 0 |  | 0 | 0 | 0 | 100 | 100 | 100 | 300 | 0 | 0 | 0 | 0 | 0 | 0 | 0 | 0 | 0 | 0 | 0 | 0 | 0 | 0 | 0 | 0 | 12 | 1
NO |  | 62 | 2015 | 0 | 36 | 36 |  | TOTAL |  | 0 | 0 |  | 0 | 0 | 0 |  | 0 | 0 | 0 | 0 | 4278035 | 231816 | 4509851 | 0 | 0 | 0 | 0 | 0 | 0 | 0 | 0 | 0 | 0 | 0 | 0 | 0 | 0 | 0 | 0 | 12 | 1
NO |  | 62 | 2015 | 0 | 36 | 36 |  | TOTAL |  | 0 | 0 |  | 0 | 0 | 0 |  | 0 | 0 | 0 | 0 | 0 | 0 | 0 | 0 | 0 | 0 | 0 | 0 | 0 | 0 | 0 | 0 | 0 | 0 | 0 | 0 | 0 | 0 | 0 | 12 | 1
NO |  | 62 | 2015 | 0 | 36 | 36 |  | TOTAL |  | 0 | 0 |  | 0 | 0 | 0 |  | 0 | 0 | 0 | 0 | 4278035 | 231816 | 4509851 | 0 | 0 | 0 | 0 | 0 | 0 | 0 | 0 | 0 | 0 | 0 | 0 | 0 | 0 | 0 | 0 | 12 | 1
NO |  | 62 | 2015 | 0 | 36 | 36 |  | TOTAL |  | 0 | 0 |  | 0 | 0 | 0 |  | 0 | 0 | 0 | 100 | 100 | 100 | 300 | 0 | 0 | 0 | 0 | 0 | 0 | 0 | 0 | 0 | 0 | 0 | 0 | 0 | 0 | 0 | 0 | 12 | 1
NO |  | 62 | 2015 | 0 | 36 | 36 |  | TOTAL |  | 0 | 0 |  | 0 | 0 | 0 |  | 0 | 0 | 0 | 0 | 4278035 | 231816 | 4509851 | 0 | 0 | 0 | 0 | 0 | 0 | 0 | 0 | 0 | 0 | 0 | 0 | 0 | 0 | 0 | 0 | 12 | 1
NO |  | 62 | 2015 | 0 | 36 | 36 |  | TOTAL |  | 0 | 0 |  | 0 | 0 | 0 |  | 0 | 0 | 0 | 0 | 0 | 0 | 0 | 0 | 0 | 0 | 0 | 0 | 0 | 0 | 0 | 0 | 0 | 0 | 0 | 0 | 0 | 0 | 0 | 12 | 1
NO |  | 62 | 2015 | 0 | 36 | 36 |  | TOTAL |  | 0 | 0 |  | 0 | 0 | 0 |  | 0 | 0 | 0 | 0 | 4278035 | 231816 | 4509851 | 0 | 0 | 0 | 0 | 0 | 0 | 0 | 0 | 0 | 0 | 0 | 0 | 0 | 0 | 0 | 0 | 12 | 1
NO |  | 62 | 2015 | 0 | 36 | 36 |  | TOTAL |  | 0 | 0 |  | 0 | 0 | 0 |  | 0 | 0 | 0 | 100 | 100 | 100 | 300 | 0 | 0 | 0 | 0 | 0 | 0 | 0 | 0 | 0 | 0 | 0 | 0 | 0 | 0 | 0 | 0 | 12 | 1
NO |  | 62 | 2015 | 0 | 36 | 36 |  | TOTAL |  | 0 | 0 |  | 0 | 0 | 0 |  | 0 | 0 | 0 | 0 | 4278035 | 231816 | 4509851 | 0 | 0 | 0 | 0 | 0 | 0 | 0 | 0 | 0 | 0 | 0 | 0 | 0 | 0 | 0 | 0 | 12 | 1
NO |  | 62 | 2015 | 0 | 36 | 36 |  | TOTAL |  | 0 | 0 |  | 0 | 0 | 0 |  | 0 | 0 | 0 | 0 | 0 | 0 | 0 | 0 | 0 | 0 | 0 | 0 | 0 | 0 | 0 | 0 | 0 | 0 | 0 | 0 | 0 | 0 | 0 | 12 | 1
NO |  | 62 | 2015 | 0 | 36 | 36 |  | TOTAL |  | 0 | 0 |  | 0 | 0 | 0 |  | 0 | 0 | 0 | 0 | 4278035 | 231816 | 4509851 | 0 | 0 | 0 | 0 | 0 | 0 | 0 | 0 | 0 | 0 | 0 | 0 | 0 | 0 | 0 | 0 | 12 | 1
NO |  | 62 | 2015 | 0 | 36 | 36 |  | TOTAL |  | 0 | 0 |  | 0 | 0 | 0 |  | 0 | 0 | 0 | 100 | 100 | 100 | 300 | 0 | 0 | 0 | 0 | 0 | 0 | 0 | 0 | 0 | 0 | 0 | 0 | 0 | 0 | 0 | 0 | 12 | 1
NO |  | 62 | 2015 | 0 | 36 | 36 |  | TOTAL |  | 0 | 0 |  | 0 | 0 | 0 |  | 0 | 0 | 0 | 0 | 4278035 | 231816 | 4509851 | 0 | 0 | 0 | 0 | 0 | 0 | 0 | 0 | 0 | 0 | 0 | 0 | 0 | 0 | 0 | 0 | 12 | 1
NO |  | 62 | 2015 | 0 | 36 | 36 |  | TOTAL |  | 0 | 0 |  | 0 | 0 | 0 |  | 0 | 0 | 0 | 0 | 0 | 0 | 0 | 0 | 0 | 0 | 0 | 0 | 0 | 0 | 0 | 0 | 0 | 0 | 0 | 0 | 0 | 0 | 0 | 12 | 1
NO |  | 62 | 2015 | 0 | 36 | 36 |  | TOTAL |  | 0 | 0 |  | 0 | 0 | 0 |  | 0 | 0 | 0 | 0 | 4278035 | 231816 | 4509851 | 0 | 0 | 0 | 0 | 0 | 0 | 0 | 0 | 0 | 0 | 0 | 0 | 0 | 0 | 0 | 0 | 12 | 1
NO |  | 62 | 2015 | 0 | 36 | 36 |  | TOTAL |  | 0 | 0 |  | 0 | 0 | 0 |  | 0 | 0 | 0 | 100 | 100 | 100 | 300 | 0 | 0 | 0 | 0 | 0 | 0 | 0 | 0 | 0 | 0 | 0 | 0 | 0 | 0 | 0 | 0 | 12 | 1
NO |  | 62 | 2015 | 0 | 36 | 36 |  | TOTAL |  | 0 | 0 |  | 0 | 0 | 0 |  | 0 | 0 | 0 | 0 | 4278035 | 231816 | 4509851 | 0 | 0 | 0 | 0 | 0 | 0 | 0 | 0 | 0 | 0 | 0 | 0 | 0 | 0 | 0 | 0 | 12 | 1
NO |  | 62 | 2015 | 0 | 36 | 36 |  | TOTAL |  | 0 | 0 |  | 0 | 0 | 0 |  | 0 | 0 | 0 | 0 | 0 | 0 | 0 | 0 | 0 | 0 | 0 | 0 | 0 | 0 | 0 | 0 | 0 | 0 | 0 | 0 | 0 | 0 | 0 | 12 | 1
NO |  | 62 | 2015 | 0 | 36 | 36 |  | TOTAL |  | 0 | 0 |  | 0 | 0 | 0 |  | 0 | 0 | 0 | 0 | 4278035 | 231816 | 4509851 | 0 | 0 | 0 | 0 | 0 | 0 | 0 | 0 | 0 | 0 | 0 | 0 | 0 | 0 | 0 | 0 | 12 | 1
NO |  | 62 | 2015 | 0 | 36 | 36 |  | TOTAL |  | 0 | 0 |  | 0 | 0 | 0 |  | 0 | 0 | 0 | 100 | 100 | 100 | 300 | 0 | 0 | 0 | 0 | 0 | 0 | 0 | 0 | 0 | 0 | 0 | 0 | 0 | 0 | 0 | 0 | 12 | 1
NO |  | 62 | 2015 | 0 | 36 | 36 |  | TOTAL |  | 0 | 0 |  | 0 | 0 | 0 |  | 0 | 0 | 0 | 0 | 4278035 | 231816 | 4509851 | 0 | 0 | 0 | 0 | 0 | 0 | 0 | 0 | 0 | 0 | 0 | 0 | 0 | 0 | 0 | 0 | 12 | 1
NO |  | 62 | 2015 | 0 | 36 | 36 |  | TOTAL |  | 0 | 0 |  | 0 | 0 | 0 |  | 0 | 0 | 0 | 0 | 0 | 0 | 0 | 0 | 0 | 0 | 0 | 0 | 0 | 0 | 0 | 0 | 0 | 0 | 0 | 0 | 0 | 0 | 0 | 12 | 1
NO |  | 62 | 2015 | 0 | 36 | 36 |  | TOTAL |  | 0 | 0 |  | 0 | 0 | 0 |  | 0 | 0 | 0 | 0 | 4278035 | 231816 | 4509851 | 0 | 0 | 0 | 0 | 0 | 0 | 0 | 0 | 0 | 0 | 0 | 0 | 0 | 0 | 0 | 0 | 12 | 1
NO |  | 62 | 2015 | 0 | 36 | 36 |  | TOTAL |  | 0 | 0 |  | 0 | 0 | 0 |  | 0 | 0 | 0 | 100 | 100 | 100 | 300 | 0 | 0 | 0 | 0 | 0 | 0 | 0 | 0 | 0 | 0 | 0 | 0 | 0 | 0 | 0 | 0 | 12 | 1
NO |  | 62 | 2015 | 0 | 36 | 36 |  | TOTAL |  | 0 | 0 |  | 0 | 0 | 0 |  | 0 | 0 | 0 | 0 | 4278035 | 231816 | 4509851 | 0 | 0 | 0 | 0 | 0 | 0 | 0 | 0 | 0 | 0 | 0 | 0 | 0 | 0 | 0 | 0 | 12 | 1
NO |  | 62 | 2015 | 0 | 36 | 36 |  | TOTAL |  | 0 | 0 |  | 0 | 0 | 0 |  | 0 | 0 | 0 | 0 | 0 | 0 | 0 | 0 | 0 | 0 | 0 | 0 | 0 | 0 | 0 | 0 | 0 | 0 | 0 | 0 | 0 | 0 | 0 | 12 | 1
NO |  | 62 | 2015 | 0 | 36 | 36 |  | TOTAL |  | 0 | 0 |  | 0 | 0 | 0 |  | 0 | 0 | 0 | 0 | 4278035 | 231816 | 4509851 | 0 | 0 | 0 | 0 | 0 | 0 | 0 | 0 | 0 | 0 | 0 | 0 | 0 | 0 | 0 | 0 | 12 | 1
NO |  | 62 | 2015 | 0 | 36 | 36 |  | TOTAL |  | 0 | 0 |  | 0 | 0 | 0 |  | 0 | 0 | 0 | 100 | 100 | 100 | 300 | 0 | 0 | 0 | 0 | 0 | 0 | 0 | 0 | 0 | 0 | 0 | 0 | 0 | 0 | 0 | 0 | 12 | 1
NO |  | 62 | 2015 | 0 | 36 | 36 |  | TOTAL |  | 0 | 0 |  | 0 | 0 | 0 |  | 0 | 0 | 0 | 0 | 4278035 | 231816 | 4509851 | 0 | 0 | 0 | 0 | 0 | 0 | 0 | 0 | 0 | 0 | 0 | 0 | 0 | 0 | 0 | 0 | 12 | 1
NO |  | 62 | 2015 | 0 | 36 | 36 |  | TOTAL |  | 0 | 0 |  | 0 | 0 | 0 |  | 0 | 0 | 0 | 0 | 0 | 0 | 0 | 0 | 0 | 0 | 0 | 0 | 0 | 0 | 0 | 0 | 0 | 0 | 0 | 0 | 0 | 0 | 0 | 12 | 1
NO |  | 62 | 2015 | 0 | 36 | 36 |  | TOTAL |  | 0 | 0 |  | 0 | 0 | 0 |  | 0 | 0 | 0 | 0 | 4278035 | 231816 | 4509851 | 0 | 0 | 0 | 0 | 0 | 0 | 0 | 0 | 0 | 0 | 0 | 0 | 0 | 0 | 0 | 0 | 12 | 1
NO |  | 62 | 2015 | 0 | 36 | 36 |  | TOTAL |  | 0 | 0 |  | 0 | 0 | 0 |  | 0 | 0 | 0 | 100 | 100 | 100 | 300 | 0 | 0 | 0 | 0 | 0 | 0 | 0 | 0 | 0 | 0 | 0 | 0 | 0 | 0 | 0 | 0 | 12 | 1
NO |  | 62 | 2015 | 0 | 36 | 36 |  | TOTAL |  | 0 | 0 |  | 0 | 0 | 0 |  | 0 | 0 | 0 | 0 | 4278035 | 231816 | 4509851 | 0 | 0 | 0 | 0 | 0 | 0 | 0 | 0 | 0 | 0 | 0 | 0 | 0 | 0 | 0 | 0 | 12 | 1
NO |  | 62 | 2015 | 0 | 36 | 36 |  | TOTAL |  | 0 | 0 |  | 0 | 0 | 0 |  | 0 | 0 | 0 | 0 | 0 | 0 | 0 | 0 | 0 | 0 | 0 | 0 | 0 | 0 | 0 | 0 | 0 | 0 | 0 | 0 | 0 | 0 | 0 | 12 | 1
NO |  | 62 | 2015 | 0 | 36 | 36 |  | TOTAL |  | 0 | 0 |  | 0 | 0 | 0 |  | 0 | 0 | 0 | 0 | 4278035 | 231816 | 4509851 | 0 | 0 | 0 | 0 | 0 | 0 | 0 | 0 | 0 | 0 | 0 | 0 | 0 | 0 | 0 | 0 | 12 | 1
NO |  | 62 | 2015 | 0 | 36 | 36 |  | TOTAL |  | 0 | 0 |  | 0 | 0 | 0 |  | 0 | 0 | 0 | 100 | 100 | 100 | 300 | 0 | 0 | 0 | 0 | 0 | 0 | 0 | 0 | 0 | 0 | 0 | 0 | 0 | 0 | 0 | 0 | 12 | 1
NO |  | 62 | 2015 | 0 | 36 | 36 |  | TOTAL |  | 0 | 0 |  | 0 | 0 | 0 |  | 0 | 0 | 0 | 0 | 4278035 | 231816 | 4509851 | 0 | 0 | 0 | 0 | 0 | 0 | 0 | 0 | 0 | 0 | 0 | 0 | 0 | 0 | 0 | 0 | 12 | 1
NO |  | 62 | 2015 | 0 | 36 | 36 |  | TOTAL |  | 0 | 0 |  | 0 | 0 | 0 |  | 0 | 0 | 0 | 0 | 0 | 0 | 0 | 0 | 0 | 0 | 0 | 0 | 0 | 0 | 0 | 0 | 0 | 0 | 0 | 0 | 0 | 0 | 0 | 12 | 1
NO |  | 62 | 2015 | 0 | 36 | 36 |  | TOTAL |  | 0 | 0 |  | 0 | 0 | 0 |  | 0 | 0 | 0 | 0 | 4278035 | 231816 | 4509851 | 0 | 0 | 0 | 0 | 0 | 0 | 0 | 0 | 0 | 0 | 0 | 0 | 0 | 0 | 0 | 0 | 12 | 1
NO |  | 62 | 2015 | 0 | 36 | 36 |  | TOTAL |  | 0 | 0 |  | 0 | 0 | 0 |  | 0 | 0 | 0 | 100 | 100 | 100 | 300 | 0 | 0 | 0 | 0 | 0 | 0 | 0 | 0 | 0 | 0 | 0 | 0 | 0 | 0 | 0 | 0 | 12 | 1
NO |  | 62 | 2015 | 0 | 36 | 36 |  | TOTAL |  | 0 | 0 |  | 0 | 0 | 0 |  | 0 | 0 | 0 | 0 | 4278035 | 231816 | 4509851 | 0 | 0 | 0 | 0 | 0 | 0 | 0 | 0 | 0 | 0 | 0 | 0 | 0 | 0 | 0 | 0 | 12 | 1
NO |  | 62 | 2015 | 0 | 36 | 36 |  | TOTAL |  | 0 | 0 |  | 0 | 0 | 0 |  | 0 | 0 | 0 | 0 | 0 | 0 | 0 | 0 | 0 | 0 | 0 | 0 | 0 | 0 | 0 | 0 | 0 | 0 | 0 | 0 | 0 | 0 | 0 | 12 | 1
NO |  | 62 | 2015 | 0 | 36 | 36 |  | TOTAL |  | 0 | 0 |  | 0 | 0 | 0 |  | 0 | 0 | 0 | 0 | 4278035 | 231816 | 4509851 | 0 | 0 | 0 | 0 | 0 | 0 | 0 | 0 | 0 | 0 | 0 | 0 | 0 | 0 | 0 | 0 | 12 | 1
NO |  | 62 | 2015 | 0 | 36 | 36 |  | TOTAL |  | 0 | 0 |  | 0 | 0 | 0 |  | 0 | 0 | 0 | 100 | 100 | 100 | 300 | 0 | 0 | 0 | 0 | 0 | 0 | 0 | 0 | 0 | 0 | 0 | 0 | 0 | 0 | 0 | 0 | 12 | 1
NO |  | 62 | 2015 | 0 | 36 | 36 |  | TOTAL |  | 0 | 0 |  | 0 | 0 | 0 |  | 0 | 0 | 0 | 0 | 4278035 | 231816 | 4509851 | 0 | 0 | 0 | 0 | 0 | 0 | 0 | 0 | 0 | 0 | 0 | 0 | 0 | 0 | 0 | 0 | 12 | 1
NO |  | 62 | 2015 | 0 | 36 | 36 |  | TOTAL |  | 0 | 0 |  | 0 | 0 | 0 |  | 0 | 0 | 0 | 0 | 0 | 0 | 0 | 0 | 0 | 0 | 0 | 0 | 0 | 0 | 0 | 0 | 0 | 0 | 0 | 0 | 0 | 0 | 0 | 12 | 1
NO |  | 62 | 2015 | 0 | 36 | 36 |  | TOTAL |  | 0 | 0 |  | 0 | 0 | 0 |  | 0 | 0 | 0 | 0 | 4278035 | 231816 | 4509851 | 0 | 0 | 0 | 0 | 0 | 0 | 0 | 0 | 0 | 0 | 0 | 0 | 0 | 0 | 0 | 0 | 12 | 1
NO |  | 62 | 2015 | 0 | 36 | 36 |  | TOTAL |  | 0 | 0 |  | 0 | 0 | 0 |  | 0 | 0 | 0 | 100 | 100 | 100 | 300 | 0 | 0 | 0 | 0 | 0 | 0 | 0 | 0 | 0 | 0 | 0 | 0 | 0 | 0 | 0 | 0 | 12 | 1
NO |  | 62 | 2015 | 0 | 36 | 36 |  | TOTAL |  | 0 | 0 |  | 0 | 0 | 0 |  | 0 | 0 | 0 | 0 | 4278035 | 231816 | 4509851 | 0 | 0 | 0 | 0 | 0 | 0 | 0 | 0 | 0 | 0 | 0 | 0 | 0 | 0 | 0 | 0 | 12 | 1
NO |  | 62 | 2015 | 0 | 36 | 36 |  | TOTAL |  | 0 | 0 |  | 0 | 0 | 0 |  | 0 | 0 | 0 | 0 | 0 | 0 | 0 | 0 | 0 | 0 | 0 | 0 | 0 | 0 | 0 | 0 | 0 | 0 | 0 | 0 | 0 | 0 | 0 | 12 | 1
NO |  | 62 | 2015 | 0 | 36 | 36 |  | TOTAL |  | 0 | 0 |  | 0 | 0 | 0 |  | 0 | 0 | 0 | 0 | 4278035 | 231816 | 4509851 | 0 | 0 | 0 | 0 | 0 | 0 | 0 | 0 | 0 | 0 | 0 | 0 | 0 | 0 | 0 | 0 | 12 | 1
NO |  | 62 | 2015 | 0 | 36 | 36 |  | TOTAL |  | 0 | 0 |  | 0 | 0 | 0 |  | 0 | 0 | 0 | 100 | 100 | 100 | 300 | 0 | 0 | 0 | 0 | 0 | 0 | 0 | 0 | 0 | 0 | 0 | 0 | 0 | 0 | 0 | 0 | 12 | 1
NO |  | 62 | 2015 | 0 | 36 | 36 |  | TOTAL |  | 0 | 0 |  | 0 | 0 | 0 |  | 0 | 0 | 0 | 0 | 4278035 | 231816 | 4509851 | 0 | 0 | 0 | 0 | 0 | 0 | 0 | 0 | 0 | 0 | 0 | 0 | 0 | 0 | 0 | 0 | 12 | 1
NO |  | 62 | 2015 | 0 | 36 | 36 |  | TOTAL |  | 0 | 0 |  | 0 | 0 | 0 |  | 0 | 0 | 0 | 0 | 0 | 0 | 0 | 0 | 0 | 0 | 0 | 0 | 0 | 0 | 0 | 0 | 0 | 0 | 0 | 0 | 0 | 0 | 0 | 12 | 1
NO |  | 62 | 2015 | 0 | 36 | 36 |  | TOTAL |  | 0 | 0 |  | 0 | 0 | 0 |  | 0 | 0 | 0 | 0 | 4278035 | 231816 | 4509851 | 0 | 0 | 0 | 0 | 0 | 0 | 0 | 0 | 0 | 0 | 0 | 0 | 0 | 0 | 0 | 0 | 12 | 1
NO |  | 62 | 2015 | 0 | 36 | 36 |  | TOTAL |  | 0 | 0 |  | 0 | 0 | 0 |  | 0 | 0 | 0 | 100 | 100 | 100 | 300 | 0 | 0 | 0 | 0 | 0 | 0 | 0 | 0 | 0 | 0 | 0 | 0 | 0 | 0 | 0 | 0 | 12 | 1
NO |  | 62 | 2015 | 0 | 36 | 36 |  | TOTAL |  | 0 | 0 |  | 0 | 0 | 0 |  | 0 | 0 | 0 | 0 | 4278035 | 231816 | 4509851 | 0 | 0 | 0 | 0 | 0 | 0 | 0 | 0 | 0 | 0 | 0 | 0 | 0 | 0 | 0 | 0 | 12 | 1
NO |  | 62 | 2015 | 0 | 36 | 36 |  | TOTAL |  | 0 | 0 |  | 0 | 0 | 0 |  | 0 | 0 | 0 | 0 | 0 | 0 | 0 | 0 | 0 | 0 | 0 | 0 | 0 | 0 | 0 | 0 | 0 | 0 | 0 | 0 | 0 | 0 | 0 | 12 | 1
NO |  | 62 | 2015 | 0 | 36 | 36 |  | TOTAL |  | 0 | 0 |  | 0 | 0 | 0 |  | 0 | 0 | 0 | 0 | 4278035 | 231816 | 4509851 | 0 | 0 | 0 | 0 | 0 | 0 | 0 | 0 | 0 | 0 | 0 | 0 | 0 | 0 | 0 | 0 | 12 | 1
NO |  | 62 | 2015 | 0 | 36 | 36 |  | TOTAL |  | 0 | 0 |  | 0 | 0 | 0 |  | 0 | 0 | 0 | 100 | 100 | 100 | 300 | 0 | 0 | 0 | 0 | 0 | 0 | 0 | 0 | 0 | 0 | 0 | 0 | 0 | 0 | 0 | 0 | 12 | 1
NO |  | 62 | 2015 | 0 | 36 | 36 |  | TOTAL |  | 0 | 0 |  | 0 | 0 | 0 |  | 0 | 0 | 0 | 0 | 4278035 | 231816 | 4509851 | 0 | 0 | 0 | 0 | 0 | 0 | 0 | 0 | 0 | 0 | 0 | 0 | 0 | 0 | 0 | 0 | 12 | 1
NO |  | 62 | 2015 | 0 | 36 | 36 |  | TOTAL |  | 0 | 0 |  | 0 | 0 | 0 |  | 0 | 0 | 0 | 0 | 0 | 0 | 0 | 0 | 0 | 0 | 0 | 0 | 0 | 0 | 0 | 0 | 0 | 0 | 0 | 0 | 0 | 0 | 0 | 12 | 1
NO |  | 62 | 2015 | 0 | 36 | 36 |  | TOTAL |  | 0 | 0 |  | 0 | 0 | 0 |  | 0 | 0 | 0 | 0 | 4278035 | 231816 | 4509851 | 0 | 0 | 0 | 0 | 0 | 0 | 0 | 0 | 0 | 0 | 0 | 0 | 0 | 0 | 0 | 0 | 12 | 1
NO |  | 62 | 2015 | 0 | 36 | 36 |  | TOTAL |  | 0 | 0 |  | 0 | 0 | 0 |  | 0 | 0 | 0 | 100 | 100 | 100 | 300 | 0 | 0 | 0 | 0 | 0 | 0 | 0 | 0 | 0 | 0 | 0 | 0 | 0 | 0 | 0 | 0 | 12 | 1
NO |  | 62 | 2015 | 0 | 36 | 36 |  | TOTAL |  | 0 | 0 |  | 0 | 0 | 0 |  | 0 | 0 | 0 | 0 | 4278035 | 231816 | 4509851 | 0 | 0 | 0 | 0 | 0 | 0 | 0 | 0 | 0 | 0 | 0 | 0 | 0 | 0 | 0 | 0 | 12 | 1
NO |  | 62 | 2015 | 0 | 36 | 36 |  | TOTAL |  | 0 | 0 |  | 0 | 0 | 0 |  | 0 | 0 | 0 | 0 | 0 | 0 | 0 | 0 | 0 | 0 | 0 | 0 | 0 | 0 | 0 | 0 | 0 | 0 | 0 | 0 | 0 | 0 | 0 | 12 | 1
NO |  | 62 | 2015 | 0 | 36 | 36 |  | TOTAL |  | 0 | 0 |  | 0 | 0 | 0 |  | 0 | 0 | 0 | 0 | 4278035 | 231816 | 4509851 | 0 | 0 | 0 | 0 | 0 | 0 | 0 | 0 | 0 | 0 | 0 | 0 | 0 | 0 | 0 | 0 | 12 | 1
NO |  | 62 | 2015 | 0 | 36 | 36 |  | TOTAL |  | 0 | 0 |  | 0 | 0 | 0 |  | 0 | 0 | 0 | 100 | 100 | 100 | 300 | 0 | 0 | 0 | 0 | 0 | 0 | 0 | 0 | 0 | 0 | 0 | 0 | 0 | 0 | 0 | 0 | 12 | 1
NO |  | 62 | 2015 | 0 | 36 | 36 |  | TOTAL |  | 0 | 0 |  | 0 | 0 | 0 |  | 0 | 0 | 0 | 0 | 4278035 | 231816 | 4509851 | 0 | 0 | 0 | 0 | 0 | 0 | 0 | 0 | 0 | 0 | 0 | 0 | 0 | 0 | 0 | 0 | 12 | 1
NO |  | 62 | 2015 | 0 | 36 | 36 |  | TOTAL |  | 0 | 0 |  | 0 | 0 | 0 |  | 0 | 0 | 0 | 0 | 0 | 0 | 0 | 0 | 0 | 0 | 0 | 0 | 0 | 0 | 0 | 0 | 0 | 0 | 0 | 0 | 0 | 0 | 0 | 12 | 1
NO |  | 62 | 2015 | 0 | 36 | 36 |  | TOTAL |  | 0 | 0 |  | 0 | 0 | 0 |  | 0 | 0 | 0 | 0 | 4278035 | 231816 | 4509851 | 0 | 0 | 0 | 0 | 0 | 0 | 0 | 0 | 0 | 0 | 0 | 0 | 0 | 0 | 0 | 0 | 12 | 1
NO |  | 62 | 2015 | 0 | 36 | 36 |  | TOTAL |  | 0 | 0 |  | 0 | 0 | 0 |  | 0 | 0 | 0 | 100 | 100 | 100 | 300 | 0 | 0 | 0 | 0 | 0 | 0 | 0 | 0 | 0 | 0 | 0 | 0 | 0 | 0 | 0 | 0 | 12 | 1
NO |  | 62 | 2015 | 0 | 36 | 36 |  | TOTAL |  | 0 | 0 |  | 0 | 0 | 0 |  | 0 | 0 | 0 | 0 | 4278035 | 231816 | 4509851 | 0 | 0 | 0 | 0 | 0 | 0 | 0 | 0 | 0 | 0 | 0 | 0 | 0 | 0 | 0 | 0 | 12 | 1
NO |  | 62 | 2015 | 0 | 36 | 36 |  | TOTAL |  | 0 | 0 |  | 0 | 0 | 0 |  | 0 | 0 | 0 | 0 | 0 | 0 | 0 | 0 | 0 | 0 | 0 | 0 | 0 | 0 | 0 | 0 | 0 | 0 | 0 | 0 | 0 | 0 | 0 | 12 | 1
NO |  | 62 | 2015 | 0 | 36 | 36 |  | TOTAL |  | 0 | 0 |  | 0 | 0 | 0 |  | 0 | 0 | 0 | 0 | 4278035 | 231816 | 4509851 | 0 | 0 | 0 | 0 | 0 | 0 | 0 | 0 | 0 | 0 | 0 | 0 | 0 | 0 | 0 | 0 | 12 | 1
NO |  | 62 | 2015 | 0 | 36 | 36 |  | TOTAL |  | 0 | 0 |  | 0 | 0 | 0 |  | 0 | 0 | 0 | 100 | 100 | 100 | 300 | 0 | 0 | 0 | 0 | 0 | 0 | 0 | 0 | 0 | 0 | 0 | 0 | 0 | 0 | 0 | 0 | 12 | 1
NO |  | 62 | 2015 | 0 | 36 | 36 |  | TOTAL |  | 0 | 0 |  | 0 | 0 | 0 |  | 0 | 0 | 0 | 0 | 4278035 | 231816 | 4509851 | 0 | 0 | 0 | 0 | 0 | 0 | 0 | 0 | 0 | 0 | 0 | 0 | 0 | 0 | 0 | 0 | 12 | 1
NO |  | 62 | 2015 | 0 | 36 | 36 |  | TOTAL |  | 0 | 0 |  | 0 | 0 | 0 |  | 0 | 0 | 0 | 0 | 0 | 0 | 0 | 0 | 0 | 0 | 0 | 0 | 0 | 0 | 0 | 0 | 0 | 0 | 0 | 0 | 0 | 0 | 0 | 12 | 1
NO |  | 62 | 2015 | 0 | 36 | 36 |  | TOTAL |  | 0 | 0 |  | 0 | 0 | 0 |  | 0 | 0 | 0 | 0 | 4278035 | 231816 | 4509851 | 0 | 0 | 0 | 0 | 0 | 0 | 0 | 0 | 0 | 0 | 0 | 0 | 0 | 0 | 0 | 0 | 12 | 1
NO |  | 62 | 2015 | 0 | 36 | 36 |  | TOTAL |  | 0 | 0 |  | 0 | 0 | 0 |  | 0 | 0 | 0 | 100 | 100 | 100 | 300 | 0 | 0 | 0 | 0 | 0 | 0 | 0 | 0 | 0 | 0 | 0 | 0 | 0 | 0 | 0 | 0 | 12 | 1
NO |  | 62 | 2015 | 0 | 36 | 36 |  | TOTAL |  | 0 | 0 |  | 0 | 0 | 0 |  | 0 | 0 | 0 | 0 | 4278035 | 231816 | 4509851 | 0 | 0 | 0 | 0 | 0 | 0 | 0 | 0 | 0 | 0 | 0 | 0 | 0 | 0 | 0 | 0 | 12 | 1
NO |  | 63 | 2015 | 0 | 1 | 1 |  | Nelson | Richard 60620 | 500 | 0 | Steel Tower | 59.17 | 0 | 1 | 1024 ACAR | 0 | 0 | 0 | 0 | 0 | 0 | 0 | 0 | 0 | 0 | 0 | 0 | 0 | 0 | 0 | 0 | 0 | 0 | 0 | 0 | 0 | 0 | 0 | 12 | 0
NO |  | 63 | 2015 | 0 | 2 | 2 |  | Fancy Point | Mcknight 60752 | 500 | 0 | Steel Tower | 27.24 | 0 | 1 | 1024 ACAR | 0 | 0 | 0 | 0 | 0 | 0 | 0 | 0 | 0 | 0 | 0 | 0 | 0 | 0 | 0 | 0 | 0 | 0 | 0 | 0 | 0 | 0 | 0 | 12 | 0
NO |  | 63 | 2015 | 0 | 3 | 3 |  | Fancy Point | Big Cajun No. 2 60746 | 500 | 0 | Steel Tower | 2.98 | 0 | 2 | 1024 ACAR | 0 | 0 | 0 | 0 | 0 | 0 | 0 | 0 | 0 | 0 | 0 | 0 | 0 | 0 | 0 | 0 | 0 | 0 | 0 | 0 | 0 | 0 | 0 | 12 | 0
NO |  | 63 | 2015 | 0 | 4 | 4 |  | Big Cajun No. 2 | Webre 60745 | 500 | 0 | Steel Tower | 26.48 | 0 | 2 | 1024 ACAR | 0 | 0 | 0 | 0 | 0 | 0 | 0 | 0 | 0 | 0 | 0 | 0 | 0 | 0 | 0 | 0 | 0 | 0 | 0 | 0 | 0 | 0 | 0 | 12 | 0
NO |  | 63 | 2015 | 0 | 5 | 5 |  | McKnight | Franklin 60742 | 500 | 0 | Steel Tower | 17.42 | 0 | 1 | 954 ACSR | 0 | 0 | 0 | 0 | 0 | 0 | 0 | 0 | 0 | 0 | 0 | 0 | 0 | 0 | 0 | 0 | 0 | 0 | 0 | 0 | 0 | 0 | 0 | 12 | 0
NO |  | 63 | 2015 | 0 | 6 | 6 |  | McKnight | M.P.C. (Pearl River) 60734 | 500 | 0 | Steel Tower | 72.33 | 0 | 1 | 1024 ACAR | 0 | 0 | 0 | 0 | 0 | 0 | 0 | 0 | 0 | 0 | 0 | 0 | 0 | 0 | 0 | 0 | 0 | 0 | 0 | 0 | 0 | 0 | 0 | 12 | 0
NO |  | 63 | 2015 | 0 | 7 | 7 |  | Nelson | Hartburg 60520 | 500 | 0 | Steel Tower | 24.7 | 0 | 1 | 1024 ACAR | 0 | 0 | 0 | 0 | 0 | 0 | 0 | 0 | 0 | 0 | 0 | 0 | 0 | 0 | 0 | 0 | 0 | 0 | 0 | 0 | 0 | 0 | 0 | 12 | 0
NO |  | 63 | 2015 | 0 | 8 | 8 |  | Webre | Richard 60345 | 500 | 0 | Steel Tower | 39.54 | 0 | 1 | 1024 ACAR | 0 | 0 | 0 | 0 | 0 | 0 | 0 | 0 | 0 | 0 | 0 | 0 | 0 | 0 | 0 | 0 | 0 | 0 | 0 | 0 | 0 | 0 | 0 | 12 | 0
NO |  | 63 | 2015 | 0 | 9 | 9 |  | Webre | Richard 60760 | 500 | 0 | Steel Tower | 16.11 | 0 | 1 | 1024 ACAR | 0 | 0 | 0 | 0 | 0 | 0 | 0 | 0 | 0 | 0 | 0 | 0 | 0 | 0 | 0 | 0 | 0 | 0 | 0 | 0 | 0 | 0 | 0 | 12 | 0
NO |  | 63 | 2015 | 0 | 10 | 10 |  | Willow Glen | LP&L (Little Gypsy) 60343 | 500 | 0 | Steel Tower | 16.27 | 0 | 2 | 1024 ACAR | 0 | 0 | 0 | 0 | 0 | 0 | 0 | 0 | 0 | 0 | 0 | 0 | 0 | 0 | 0 | 0 | 0 | 0 | 0 | 0 | 0 | 0 | 0 | 12 | 0
NO |  | 63 | 2015 | 0 | 11 | 11 |  | Willow Glen | Coly 60342 | 500 | 0 | Steel Tower | 20.7 | 0 | 1 | 1024 ACAR | 0 | 0 | 0 | 0 | 0 | 0 | 0 | 0 | 0 | 0 | 0 | 0 | 0 | 0 | 0 | 0 | 0 | 0 | 0 | 0 | 0 | 0 | 0 | 12 | 0
NO |  | 63 | 2015 | 0 | 12 | 12 |  | Coly | Mcknight 60741 | 500 | 0 | Steel Tower | 18.06 | 0 | 1 | 1024 ACAR | 0 | 0 | 0 | 0 | 0 | 0 | 0 | 0 | 0 | 0 | 0 | 0 | 0 | 0 | 0 | 0 | 0 | 0 | 0 | 0 | 0 | 0 | 0 | 12 | 0
NO |  | 63 | 2015 | 0 | 13 | 13 |  | Bayou Labutte | Webre 60346 | 500 | 0 | Steel Tower | 17.7 | 0 | 1 | 1024 ACAR | 0 | 0 | 0 | 0 | 0 | 0 | 0 | 0 | 0 | 0 | 0 | 0 | 0 | 0 | 0 | 0 | 0 | 0 | 0 | 0 | 0 | 0 | 0 | 12 | 0
NO |  | 63 | 2015 | 0 | 14 | 14 |  | Willow Glen | Bayou Labutte 60366 | 500 | 0 | Steel Tower | 0.84 | 0 | 1 | 3070 AACSR | 0 | 0 | 0 | 0 | 0 | 0 | 0 | 0 | 0 | 0 | 0 | 0 | 0 | 0 | 0 | 0 | 0 | 0 | 0 | 0 | 0 | 0 | 0 | 12 | 0
NO |  | 63 | 2015 | 0 | 15 | 15 |  |  | Total 500 kv Lines | 0 | 0 |  | 0 | 0 | 0 |  | 35616648 | 90810151 | 126426799 | 0 | 0 | 0 | 0 | 0 | 0 | 0 | 0 | 0 | 0 | 0 | 0 | 0 | 0 | 0 | 0 | 0 | 0 | 0 | 0 | 12 | 0
NO |  | 63 | 2015 | 0 | 18 | 18 |  | Willow Glen | Harelson 62395 | 230 | 0 | Wood H Frame | 13.38 | 0 | 1 | 336 ACST | 0 | 0 | 0 | 0 | 0 | 0 | 0 | 0 | 0 | 0 | 0 | 0 | 0 | 0 | 0 | 0 | 0 | 0 | 0 | 0 | 0 | 0 | 0 | 12 | 0
NO |  | 63 | 2015 | 0 | 19 | 19 |  | Exxon | Enco 62783 | 230 | 0 | 1 Steel Pole | 0.81 | 0 | 1 | 649 ACAR | 0 | 0 | 0 | 0 | 0 | 0 | 0 | 0 | 0 | 0 | 0 | 0 | 0 | 0 | 0 | 0 | 0 | 0 | 0 | 0 | 0 | 0 | 0 | 12 | 0
NO |  | 63 | 2015 | 0 | 20 | 20 |  | Tiger | Addis 62782 | 230 | 0 | Wood H Frame | 5.69 | 0 | 1 | 336 ACSR | 0 | 0 | 0 | 0 | 0 | 0 | 0 | 0 | 0 | 0 | 0 | 0 | 0 | 0 | 0 | 0 | 0 | 0 | 0 | 0 | 0 | 0 | 0 | 12 | 0
NO |  | 63 | 2015 | 0 | 21 | 21 |  | Formosa | Enco 62780 | 230 | 0 | 1 Steel Pole | 0.67 | 0 | 1 | 649 ACAR | 0 | 0 | 0 | 0 | 0 | 0 | 0 | 0 | 0 | 0 | 0 | 0 | 0 | 0 | 0 | 0 | 0 | 0 | 0 | 0 | 0 | 0 | 0 | 12 | 0
NO |  | 63 | 2015 | 0 | 22 | 22 |  | Woodstock | Vulcan Material Co. 62777 | 230 | 0 | Wood H Frame | 0.84 | 0 | 1 | 649 ACAR | 0 | 0 | 0 | 0 | 0 | 0 | 0 | 0 | 0 | 0 | 0 | 0 | 0 | 0 | 0 | 0 | 0 | 0 | 0 | 0 | 0 | 0 | 0 | 12 | 0
NO |  | 63 | 2015 | 0 | 23 | 23 |  | LaSta Unit 4A | Exxon 62758 | 230 | 0 | Underground | 0.72 | 0 | 1 | 649 ACAR | 0 | 0 | 0 | 0 | 0 | 0 | 0 | 0 | 0 | 0 | 0 | 0 | 0 | 0 | 0 | 0 | 0 | 0 | 0 | 0 | 0 | 0 | 0 | 12 | 0
NO |  | 63 | 2015 | 0 | 24 | 24 |  | Downtown | Dawson Creek 62753 | 230 | 0 | 1 Steel Pole | 6.86 | 0 | 1 | 649 ACAR | 0 | 0 | 0 | 0 | 0 | 0 | 0 | 0 | 0 | 0 | 0 | 0 | 0 | 0 | 0 | 0 | 0 | 0 | 0 | 0 | 0 | 0 | 0 | 12 | 0
NO |  | 63 | 2015 | 0 | 25 | 25 |  | Line No. 350 | Esso 62787 | 230 | 0 | Wood H Frame | 0.29 | 0 | 1 | 649 ACAR | 0 | 0 | 0 | 0 | 0 | 0 | 0 | 0 | 0 | 0 | 0 | 0 | 0 | 0 | 0 | 0 | 0 | 0 | 0 | 0 | 0 | 0 | 0 | 12 | 0
NO |  | 63 | 2015 | 0 | 26 | 26 |  | Esso | Exxon 62743 | 230 | 0 | 1 Steel Pole | 0.91 | 1.19 | 1 | 649 ACAR | 0 | 0 | 0 | 0 | 0 | 0 | 0 | 0 | 0 | 0 | 0 | 0 | 0 | 0 | 0 | 0 | 0 | 0 | 0 | 0 | 0 | 0 | 0 | 12 | 0
NO |  | 63 | 2015 | 0 | 27 | 27 |  | Addis | Placid 62385 | 230 | 0 | Wood H Frame | 7.91 | 0 | 1 | 336 ACSR | 0 | 0 | 0 | 0 | 0 | 0 | 0 | 0 | 0 | 0 | 0 | 0 | 0 | 0 | 0 | 0 | 0 | 0 | 0 | 0 | 0 | 0 | 0 | 12 | 0
NO |  | 63 | 2015 | 0 | 28 | 28 |  | Dow Cogen | Addis 62732 | 230 | 0 | 3 Wood Poles | 4.35 | 0 | 1 | 649 ACAR | 0 | 0 | 0 | 0 | 0 | 0 | 0 | 0 | 0 | 0 | 0 | 0 | 0 | 0 | 0 | 0 | 0 | 0 | 0 | 0 | 0 | 0 | 0 | 12 | 0
NO |  | 63 | 2015 | 0 | 29 | 29 |  | Addis | (Big Cajun #1) 62731 | 230 | 0 | Wood H Frame | 24.95 | 0 | 1 | 649 ACAR | 0 | 0 | 0 | 0 | 0 | 0 | 0 | 0 | 0 | 0 | 0 | 0 | 0 | 0 | 0 | 0 | 0 | 0 | 0 | 0 | 0 | 0 | 0 | 12 | 0
NO |  | 63 | 2015 | 0 | 30 | 30 |  | Coly | Sorrento 62711 | 230 | 0 | Single Concr | 26.86 | 0 | 1 | 1780 ACSR | 0 | 0 | 0 | 0 | 0 | 0 | 0 | 0 | 0 | 0 | 0 | 0 | 0 | 0 | 0 | 0 | 0 | 0 | 0 | 0 | 0 | 0 | 0 | 12 | 0
NO |  | 63 | 2015 | 0 | 31 | 31 |  | Line No. 718 | Line No. 328 62718A | 230 | 0 | 2 Steel Poles | 2.53 | 0 | 1 | 649 ACAR | 0 | 0 | 0 | 0 | 0 | 0 | 0 | 0 | 0 | 0 | 0 | 0 | 0 | 0 | 0 | 0 | 0 | 0 | 0 | 0 | 0 | 0 | 0 | 12 | 0
NO |  | 63 | 2015 | 0 | 32 | 32 |  | Coly | Jaguar 62750 | 230 | 0 | 2 Steel Poles | 20.51 | 2.16 | 1 | 649 ACAR | 0 | 0 | 0 | 0 | 0 | 0 | 0 | 0 | 0 | 0 | 0 | 0 | 0 | 0 | 0 | 0 | 0 | 0 | 0 | 0 | 0 | 0 | 0 | 12 | 0
NO |  | 63 | 2015 | 0 | 33 | 33 |  | Harelson | Oak Villa 62791 | 230 | 0 | Wood H Frame | 2.28 | 0 | 1 | 649 ACAR | 0 | 0 | 0 | 0 | 0 | 0 | 0 | 0 | 0 | 0 | 0 | 0 | 0 | 0 | 0 | 0 | 0 | 0 | 0 | 0 | 0 | 0 | 0 | 12 | 0
NO |  | 63 | 2015 | 0 | 34 | 34 |  | Willow Glen | Tiger 62790 | 230 | 0 | Wood H Frame | 8.68 | 0 | 1 | 649 ACAR | 0 | 0 | 0 | 0 | 0 | 0 | 0 | 0 | 0 | 0 | 0 | 0 | 0 | 0 | 0 | 0 | 0 | 0 | 0 | 0 | 0 | 0 | 0 | 12 | 0
NO |  | 63 | 2015 | 0 | 35 | 35 |  | Willow Glen | Harelson 62795 | 230 | 0 | Wood H Frame | 7.46 | 8.91 | 1 | 649 ACAR | 0 | 0 | 0 | 0 | 0 | 0 | 0 | 0 | 0 | 0 | 0 | 0 | 0 | 0 | 0 | 0 | 0 | 0 | 0 | 0 | 0 | 0 | 0 | 12 | 0
NO |  | 63 | 2015 | 0 | 36 | 36 |  | TOTAL |  | 0 | 0 |  | 2141.69 | 269.2 | 158 |  | 110484893 | 528111318 | 638596211 | 9556896 | 3199332 | 4548424 | 17304652 | 0 | 0 | 0 | 0 | 0 | 0 | 0 | 0 | 0 | 0 | 0 | 0 | 0 | 0 | 0 | 0 | 12 | 0
NO |  | 63 | 2015 | 1 | 1 | 1 |  | Esso | Hazel 62729 | 230 | 0 | Sgl Wood Pole | 3.3 | 0 | 1 | 1033 AA | 0 | 0 | 0 | 0 | 0 | 0 | 0 | 0 | 0 | 0 | 0 | 0 | 0 | 0 | 0 | 0 | 0 | 0 | 0 | 0 | 0 | 0 | 0 | 12 | 0
NO |  | 63 | 2015 | 1 | 2 | 2 |  | Nelson | Moss Bluff 62021 | 230 | 0 | Wood H Frame | 8.16 | 0 | 1 | 336 ACSR | 0 | 0 | 0 | 0 | 0 | 0 | 0 | 0 | 0 | 0 | 0 | 0 | 0 | 0 | 0 | 0 | 0 | 0 | 0 | 0 | 0 | 0 | 0 | 12 | 0
NO |  | 63 | 2015 | 1 | 3 | 3 |  | Exxon | Downtown 62733 | 230 | 0 | 1 Steel Pole | 3.07 | 0 | 1 | 649 ACAR | 0 | 0 | 0 | 0 | 0 | 0 | 0 | 0 | 0 | 0 | 0 | 0 | 0 | 0 | 0 | 0 | 0 | 0 | 0 | 0 | 0 | 0 | 0 | 12 | 0
NO |  | 63 | 2015 | 1 | 4 | 4 |  | Solac | Pecan Grove 62609 | 230 | 0 | 2 Steel Poles | 6.27 | 0 | 1 | 649 ACAR | 0 | 0 | 0 | 0 | 0 | 0 | 0 | 0 | 0 | 0 | 0 | 0 | 0 | 0 | 0 | 0 | 0 | 0 | 0 | 0 | 0 | 0 | 0 | 12 | 0
NO |  | 63 | 2015 | 1 | 5 | 5 |  | Fancy Point | Cep (Big Cajun #1) 62715 | 230 | 0 | Wood H Frame | 8.69 | 0 | 1 | 649 ACAR | 0 | 0 | 0 | 0 | 0 | 0 | 0 | 0 | 0 | 0 | 0 | 0 | 0 | 0 | 0 | 0 | 0 | 0 | 0 | 0 | 0 | 0 | 0 | 12 | 0
NO |  | 63 | 2015 | 1 | 6 | 6 |  | Chalkley Bulk | Solac 62608 | 230 | 0 | Wood H Frame | 8.06 | 0 | 1 | 556 ACSR | 0 | 0 | 0 | 0 | 0 | 0 | 0 | 0 | 0 | 0 | 0 | 0 | 0 | 0 | 0 | 0 | 0 | 0 | 0 | 0 | 0 | 0 | 0 | 12 | 0
NO |  | 63 | 2015 | 1 | 7 | 7 |  | Hazel | Oak Villa 62302 | 230 | 0 | Wood H Frame | 4.24 | 0 | 1 | 1024 ACAR | 0 | 0 | 0 | 0 | 0 | 0 | 0 | 0 | 0 | 0 | 0 | 0 | 0 | 0 | 0 | 0 | 0 | 0 | 0 | 0 | 0 | 0 | 0 | 12 | 0
NO |  | 63 | 2015 | 1 | 8 | 8 |  | Tiger | Willow Glen 62389 | 230 | 0 | Wood H Frame | 8.69 | 0 | 1 | 1033 AA | 0 | 0 | 0 | 0 | 0 | 0 | 0 | 0 | 0 | 0 | 0 | 0 | 0 | 0 | 0 | 0 | 0 | 0 | 0 | 0 | 0 | 0 | 0 | 12 | 0
NO |  | 63 | 2015 | 1 | 9 | 9 |  | Belle Helene | Woodstock 62328 | 230 | 0 | Wood H Frame | 1.44 | 0 | 1 | 649 ACAR | 0 | 0 | 0 | 0 | 0 | 0 | 0 | 0 | 0 | 0 | 0 | 0 | 0 | 0 | 0 | 0 | 0 | 0 | 0 | 0 | 0 | 0 | 0 | 12 | 0
NO |  | 63 | 2015 | 1 | 10 | 10 |  | Moler | Port Hudson 62712 | 230 | 0 | Wood H Frame | 24.77 | 0 | 1 | 649 ACAR | 0 | 0 | 0 | 0 | 0 | 0 | 0 | 0 | 0 | 0 | 0 | 0 | 0 | 0 | 0 | 0 | 0 | 0 | 0 | 0 | 0 | 0 | 0 | 12 | 0
NO |  | 63 | 2015 | 1 | 11 | 11 |  | Coly | Colfel 62747 | 230 | 0 | Wood H Frame | 2.15 | 27.9 | 1 | 1024 ACAR | 0 | 0 | 0 | 0 | 0 | 0 | 0 | 0 | 0 | 0 | 0 | 0 | 0 | 0 | 0 | 0 | 0 | 0 | 0 | 0 | 0 | 0 | 0 | 12 | 0
NO |  | 63 | 2015 | 1 | 12 | 12 |  | River Bend | Fancy Point (Gen Le) 60000 | 230 | 0 | 2 Steel Poles | 2.25 | 0 | 3 | 1024 ACAR | 0 | 0 | 0 | 0 | 0 | 0 | 0 | 0 | 0 | 0 | 0 | 0 | 0 | 0 | 0 | 0 | 0 | 0 | 0 | 0 | 0 | 0 | 0 | 12 | 0
NO |  | 63 | 2015 | 1 | 13 | 13 |  | Pecan Grove | Carlyss 62241 | 230 | 0 | Wood H Frame | 1.62 | 0 | 1 | 649 ACAR | 0 | 0 | 0 | 0 | 0 | 0 | 0 | 0 | 0 | 0 | 0 | 0 | 0 | 0 | 0 | 0 | 0 | 0 | 0 | 0 | 0 | 0 | 0 | 12 | 0
NO |  | 63 | 2015 | 1 | 14 | 14 |  | Conway | Vulcan Materials 62318 | 230 | 0 | Steel Tower | 1.2 | 0 | 1 | 649 ACAR | 0 | 0 | 0 | 0 | 0 | 0 | 0 | 0 | 0 | 0 | 0 | 0 | 0 | 0 | 0 | 0 | 0 | 0 | 0 | 0 | 0 | 0 | 0 | 12 | 0
NO |  | 63 | 2015 | 1 | 15 | 15 |  | Dawson Creek | Willow Glen 62333 | 230 | 0 | Steel Tower | 13.17 | 0 | 1 | 649 ACAR | 0 | 0 | 0 | 0 | 0 | 0 | 0 | 0 | 0 | 0 | 0 | 0 | 0 | 0 | 0 | 0 | 0 | 0 | 0 | 0 | 0 | 0 | 0 | 12 | 0
NO |  | 63 | 2015 | 1 | 16 | 16 |  | Jaguar | Enco 62350 | 230 | 0 | 1 Steel Pole | 2.41 | 0 | 1 | 649 ACAR | 0 | 0 | 0 | 0 | 0 | 0 | 0 | 0 | 0 | 0 | 0 | 0 | 0 | 0 | 0 | 0 | 0 | 0 | 0 | 0 | 0 | 0 | 0 | 12 | 0
NO |  | 63 | 2015 | 1 | 17 | 17 |  | Enjay | Jaguar 62351 | 230 | 0 | 1 Steel Pole | 2.38 | 0 | 1 | 1650 ACAR | 0 | 0 | 0 | 0 | 0 | 0 | 0 | 0 | 0 | 0 | 0 | 0 | 0 | 0 | 0 | 0 | 0 | 0 | 0 | 0 | 0 | 0 | 0 | 12 | 0
NO |  | 63 | 2015 | 1 | 18 | 18 |  | Fancy Point | Enjay 62352 | 230 | 0 | 2 Steel Poles | 23.04 | 0 | 1 | 1650 ACAR | 0 | 0 | 0 | 0 | 0 | 0 | 0 | 0 | 0 | 0 | 0 | 0 | 0 | 0 | 0 | 0 | 0 | 0 | 0 | 0 | 0 | 0 | 0 | 12 | 0
NO |  | 63 | 2015 | 1 | 19 | 19 |  | Port Hudson | Fancy Point 62353 | 230 | 0 | 2 Steel Poles | 8.7 | 2.7 | 1 | 649 ACAR | 0 | 0 | 0 | 0 | 0 | 0 | 0 | 0 | 0 | 0 | 0 | 0 | 0 | 0 | 0 | 0 | 0 | 0 | 0 | 0 | 0 | 0 | 0 | 12 | 0
NO |  | 63 | 2015 | 1 | 20 | 20 |  | Moss Bluff | Chalkley Bulk 62680 | 230 | 0 | Wood H Frame | 17.27 | 0 | 1 | 336 ACSR | 0 | 0 | 0 | 0 | 0 | 0 | 0 | 0 | 0 | 0 | 0 | 0 | 0 | 0 | 0 | 0 | 0 | 0 | 0 | 0 | 0 | 0 | 0 | 12 | 0
NO |  | 63 | 2015 | 1 | 21 | 21 |  | PPG | Carlyss 62696 | 230 | 0 | Wood H Frame | 5.57 | 0 | 1 | 1033 AA | 0 | 0 | 0 | 0 | 0 | 0 | 0 | 0 | 0 | 0 | 0 | 0 | 0 | 0 | 0 | 0 | 0 | 0 | 0 | 0 | 0 | 0 | 0 | 12 | 0
NO |  | 63 | 2015 | 1 | 22 | 22 |  | Rosebluff | Carlyss 62226 | 230 | 0 | 1 Steel Pole | 2.22 | 0 | 1 | 649 ACAR | 0 | 0 | 0 | 0 | 0 | 0 | 0 | 0 | 0 | 0 | 0 | 0 | 0 | 0 | 0 | 0 | 0 | 0 | 0 | 0 | 0 | 0 | 0 | 12 | 0
NO |  | 63 | 2015 | 1 | 23 | 23 |  | Verdine | Nelson 62697 | 230 | 0 | Wood H Frame | 3.37 | 0 | 1 | 649 ACAR | 0 | 0 | 0 | 0 | 0 | 0 | 0 | 0 | 0 | 0 | 0 | 0 | 0 | 0 | 0 | 0 | 0 | 0 | 0 | 0 | 0 | 0 | 0 | 12 | 0
NO |  | 63 | 2015 | 1 | 24 | 24 |  | Nelson | Cleco 62263 | 230 | 0 | Wood H Frame | 11.64 | 0 | 1 | 927 ACAR | 0 | 0 | 0 | 0 | 0 | 0 | 0 | 0 | 0 | 0 | 0 | 0 | 0 | 0 | 0 | 0 | 0 | 0 | 0 | 0 | 0 | 0 | 0 | 12 | 0
NO |  | 63 | 2015 | 1 | 25 | 25 |  | Nelson | Carlyss 62652 | 230 | 0 | 2 Steel Poles | 8.96 | 7.18 | 1 | 649 ACAR | 0 | 0 | 0 | 0 | 0 | 0 | 0 | 0 | 0 | 0 | 0 | 0 | 0 | 0 | 0 | 0 | 0 | 0 | 0 | 0 | 0 | 0 | 0 | 12 | 0
NO |  | 63 | 2015 | 1 | 26 | 26 |  | Conway | Bagtelle 62388 | 230 | 0 | Wood H Frame | 1.42 | 0 | 1 | 1024 ACAR | 0 | 0 | 0 | 0 | 0 | 0 | 0 | 0 | 0 | 0 | 0 | 0 | 0 | 0 | 0 | 0 | 0 | 0 | 0 | 0 | 0 | 0 | 0 | 12 | 0
NO |  | 63 | 2015 | 1 | 27 | 27 |  | Placid | Formosa 62358 | 230 | 0 | Wood H Frame | 5.58 | 0 | 1 | 395 ACAR | 0 | 0 | 0 | 0 | 0 | 0 | 0 | 0 | 0 | 0 | 0 | 0 | 0 | 0 | 0 | 0 | 0 | 0 | 0 | 0 | 0 | 0 | 0 | 12 | 0
NO |  | 63 | 2015 | 1 | 28 | 28 |  | Fancy Point | Port Hudson 62354 | 230 | 0 | 2 Steel Poles | 3.01 | 8.68 | 1 | 649 ACAR | 0 | 0 | 0 | 0 | 0 | 0 | 0 | 0 | 0 | 0 | 0 | 0 | 0 | 0 | 0 | 0 | 0 | 0 | 0 | 0 | 0 | 0 | 0 | 12 | 0
NO |  | 63 | 2015 | 1 | 29 | 29 |  | Plaquemine | Chenango 62754 | 230 | 0 | Sng Concrete | 2.19 | 2.87 | 1 | 1780 MCM | 0 | 0 | 0 | 0 | 0 | 0 | 0 | 0 | 0 | 0 | 0 | 0 | 0 | 0 | 0 | 0 | 0 | 0 | 0 | 0 | 0 | 0 | 0 | 12 | 0
NO |  | 63 | 2015 | 1 | 30 | 30 |  | Dow | Chenago 62755 | 230 | 0 | Sng Concrete | 0.18 | 0 | 1 | 1780 MCM | 0 | 0 | 0 | 0 | 0 | 0 | 0 | 0 | 0 | 0 | 0 | 0 | 0 | 0 | 0 | 0 | 0 | 0 | 0 | 0 | 0 | 0 | 0 | 12 | 0
NO |  | 63 | 2015 | 1 | 31 | 31 |  | PPG | Verdine 62695 | 230 | 0 | Wood H Frame | 2.28 | 0 | 1 | 649 ACAR | 0 | 0 | 0 | 0 | 0 | 0 | 0 | 0 | 0 | 0 | 0 | 0 | 0 | 0 | 0 | 0 | 0 | 0 | 0 | 0 | 0 | 0 | 0 | 12 | 0
NO |  | 63 | 2015 | 1 | 32 | 32 |  | WINTZ | ST. GABRIEL 62728 | 230 | 0 | SNGL POLE STL | 2.74 | 0 | 1 | 649 ACAR | 0 | 0 | 0 | 0 | 0 | 0 | 0 | 0 | 0 | 0 | 0 | 0 | 0 | 0 | 0 | 0 | 0 | 0 | 0 | 0 | 0 | 0 | 0 | 12 | 0
NO |  | 63 | 2015 | 1 | 33 | 33 |  | Coly | Holden 67200 | 230 | 0 | Sgl ConcreteDE | 15.79 | 0 | 1 | 1780 ACSR | 0 | 0 | 0 | 0 | 0 | 0 | 0 | 0 | 0 | 0 | 0 | 0 | 0 | 0 | 0 | 0 | 0 | 0 | 0 | 0 | 0 | 0 | 0 | 12 | 0
NO |  | 63 | 2015 | 1 | 34 | 34 |  | Calcasieu | Bowdoin 62243 | 230 | 0 | Sng Concrete | 4.38 | 0 | 1 | 1780 ACSR | 0 | 0 | 0 | 0 | 0 | 0 | 0 | 0 | 0 | 0 | 0 | 0 | 0 | 0 | 0 | 0 | 0 | 0 | 0 | 0 | 0 | 0 | 0 | 12 | 0
NO |  | 63 | 2015 | 1 | 35 | 35 |  | Conway | Panama 62264 | 230 | 0 | Steel Pole | 1.66 | 0 | 1 | 666 ACSR | 0 | 0 | 0 | 0 | 0 | 0 | 0 | 0 | 0 | 0 | 0 | 0 | 0 | 0 | 0 | 0 | 0 | 0 | 0 | 0 | 0 | 0 | 0 | 12 | 0
NO |  | 63 | 2015 | 2 | 1 | 1 |  | Addis | Choctaw 62387 | 230 | 0 | Sng Concrete | 4.26 | 0 | 1 | 1272 ACSR | 0 | 0 | 0 | 0 | 0 | 0 | 0 | 0 | 0 | 0 | 0 | 0 | 0 | 0 | 0 | 0 | 0 | 0 | 0 | 0 | 0 | 0 | 0 | 12 | 0
NO |  | 63 | 2015 | 2 | 2 | 2 |  | Mud Lake to Div Ln | Sabine 62428 | 230 | 0 | Wood H Frame | 28.85 | 0 | 1 | 649 ACAR | 0 | 0 | 0 | 0 | 0 | 0 | 0 | 0 | 0 | 0 | 0 | 0 | 0 | 0 | 0 | 0 | 0 | 0 | 0 | 0 | 0 | 0 | 0 | 12 | 0
NO |  | 63 | 2015 | 2 | 3 | 3 |  | Pecan Gove | Graywood 62709 | 230 | 0 | Sng Concrete | 7.43 | 0 | 1 | 649 ACAR | 0 | 0 | 0 | 0 | 0 | 0 | 0 | 0 | 0 | 0 | 0 | 0 | 0 | 0 | 0 | 0 | 0 | 0 | 0 | 0 | 0 | 0 | 0 | 12 | 0
NO |  | 63 | 2015 | 2 | 4 | 4 |  | Willow Glen | Wintz 62718 | 230 | 0 | Wood H Frame | 2.14 | 0 | 1 | 649 ACAR | 0 | 0 | 0 | 0 | 0 | 0 | 0 | 0 | 0 | 0 | 0 | 0 | 0 | 0 | 0 | 0 | 0 | 0 | 0 | 0 | 0 | 0 | 0 | 12 | 0
NO |  | 63 | 2015 | 2 | 5 | 5 |  | St. Gabriel | ACC 62761 | 230 | 0 | Wood H Frame | 0.87 | 0 | 1 | 649 ACAR | 0 | 0 | 0 | 0 | 0 | 0 | 0 | 0 | 0 | 0 | 0 | 0 | 0 | 0 | 0 | 0 | 0 | 0 | 0 | 0 | 0 | 0 | 0 | 12 | 0
NO |  | 63 | 2015 | 2 | 6 | 6 |  | Meaux | Sellers Road 62842 | 230 | 0 | Steel Pole | 9.37 | 0 | 1 | 954 ACSR | 0 | 0 | 0 | 0 | 0 | 0 | 0 | 0 | 0 | 0 | 0 | 0 | 0 | 0 | 0 | 0 | 0 | 0 | 0 | 0 | 0 | 0 | 0 | 12 | 0
NO |  | 63 | 2015 | 2 | 7 | 7 |  | Addis | Air Liquide 62997 | 230 | 0 | Sng Concrete | 1.3 | 0 | 1 | 1780 ACSR | 0 | 0 | 0 | 0 | 0 | 0 | 0 | 0 | 0 | 0 | 0 | 0 | 0 | 0 | 0 | 0 | 0 | 0 | 0 | 0 | 0 | 0 | 0 | 12 | 0
NO |  | 63 | 2015 | 2 | 8 | 8 |  | Sellers Rd | Labbe 62843 | 230 | 0 | Steel Pole | 9.49 | 0 | 1 | 954 ACSR | 0 | 0 | 0 | 0 | 0 | 0 | 0 | 0 | 0 | 0 | 0 | 0 | 0 | 0 | 0 | 0 | 0 | 0 | 0 | 0 | 0 | 0 | 0 | 12 | 0
NO |  | 63 | 2015 | 2 | 9 | 9 |  | Willow Glen | Boxwood 62266 | 230 | 0 | Steel Pole | 9.17 | 0 | 1 | 1590 ACSR | 0 | 0 | 0 | 0 | 0 | 0 | 0 | 0 | 0 | 0 | 0 | 0 | 0 | 0 | 0 | 0 | 0 | 0 | 0 | 0 | 0 | 0 | 0 | 12 | 0
NO |  | 63 | 2015 | 2 | 10 | 10 |  | Conway | Brittany 62304 | 230 | 0 | Steel Pole | 5.81 | 0 | 1 | 1590 ACSR | 0 | 0 | 0 | 0 | 0 | 0 | 0 | 0 | 0 | 0 | 0 | 0 | 0 | 0 | 0 | 0 | 0 | 0 | 0 | 0 | 0 | 0 | 0 | 12 | 0
NO |  | 63 | 2015 | 2 | 11 | 11 |  | Boxwood | Brittany 62306 | 230 | 0 | Steel Pole | 1.63 | 0 | 1 | 1590 ACSR | 0 | 0 | 0 | 0 | 0 | 0 | 0 | 0 | 0 | 0 | 0 | 0 | 0 | 0 | 0 | 0 | 0 | 0 | 0 | 0 | 0 | 0 | 0 | 12 | 0
NO |  | 63 | 2015 | 2 | 12 | 12 |  | Licar | AAC 62763 | 230 | 0 | Steel Pole | 3.09 | 0 | 1 | 649 ACAR | 0 | 0 | 0 | 0 | 0 | 0 | 0 | 0 | 0 | 0 | 0 | 0 | 0 | 0 | 0 | 0 | 0 | 0 | 0 | 0 | 0 | 0 | 0 | 12 | 0
NO |  | 63 | 2015 | 2 | 13 | 13 |  | Brittany | Westlake 62261, 239, 246 | 230 | 0 | Steel Pole | 1.19 | 0 | 1 | 954 ACSR | 0 | 0 | 0 | 0 | 0 | 0 | 0 | 0 | 0 | 0 | 0 | 0 | 0 | 0 | 0 | 0 | 0 | 0 | 0 | 0 | 0 | 0 | 0 | 12 | 0
NO |  | 63 | 2015 | 2 | 14 | 14 |  |  | Total 230kv Lines | 0 | 0 |  | 0 | 0 | 0 |  | 46570442 | 165241827 | 211812269 | 0 | 0 | 0 | 0 | 0 | 0 | 0 | 0 | 0 | 0 | 0 | 0 | 0 | 0 | 0 | 0 | 0 | 0 | 0 | 0 | 12 | 0
NO |  | 63 | 2015 | 2 | 16 | 16 |  | Scott | City of Lafayte Bnn 64256 | 138 | 0 | Wood H Frame | 4.1 | 1.03 | 1 |  | 0 | 0 | 0 | 0 | 0 | 0 | 0 | 0 | 0 | 0 | 0 | 0 | 0 | 0 | 0 | 0 | 0 | 0 | 0 | 0 | 0 | 0 | 0 | 12 | 0
NO |  | 63 | 2015 | 2 | 17 | 17 |  | Conoco | Olin Tdi 64029 | 138 | 0 | Sgl Wood Pole | 0.87 | 0 | 1 |  | 0 | 0 | 0 | 0 | 0 | 0 | 0 | 0 | 0 | 0 | 0 | 0 | 0 | 0 | 0 | 0 | 0 | 0 | 0 | 0 | 0 | 0 | 0 | 12 | 0
NO |  | 63 | 2015 | 2 | 18 | 18 |  | Staufco | Nelson 64297 | 138 | 0 | Sgl Wood Pole | 0.31 | 2 | 1 |  | 0 | 0 | 0 | 0 | 0 | 0 | 0 | 0 | 0 | 0 | 0 | 0 | 0 | 0 | 0 | 0 | 0 | 0 | 0 | 0 | 0 | 0 | 0 | 12 | 0
NO |  | 63 | 2015 | 2 | 19 | 19 |  | Orange | Lake Charles Div 64296 | 138 | 0 | Wood H Frame | 29.81 | 0 | 1 |  | 0 | 0 | 0 | 0 | 0 | 0 | 0 | 0 | 0 | 0 | 0 | 0 | 0 | 0 | 0 | 0 | 0 | 0 | 0 | 0 | 0 | 0 | 0 | 12 | 0
NO |  | 63 | 2015 | 2 | 20 | 20 |  | Orange | Div Ln-Mossville 64295 | 138 | 0 | Wood H Frame | 26.41 | 0 | 1 |  | 0 | 0 | 0 | 0 | 0 | 0 | 0 | 0 | 0 | 0 | 0 | 0 | 0 | 0 | 0 | 0 | 0 | 0 | 0 | 0 | 0 | 0 | 0 | 12 | 0
NO |  | 63 | 2015 | 2 | 21 | 21 |  | Scott | Cecelia 64257 | 138 | 0 | Wood H Frame | 13.04 | 3.72 | 1 |  | 0 | 0 | 0 | 0 | 0 | 0 | 0 | 0 | 0 | 0 | 0 | 0 | 0 | 0 | 0 | 0 | 0 | 0 | 0 | 0 | 0 | 0 | 0 | 12 | 0
NO |  | 63 | 2015 | 2 | 22 | 22 |  | Bonin | Gsuto Cecelia 64255 | 138 | 0 | Wood H Frame | 14.13 | 0 | 1 |  | 0 | 0 | 0 | 0 | 0 | 0 | 0 | 0 | 0 | 0 | 0 | 0 | 0 | 0 | 0 | 0 | 0 | 0 | 0 | 0 | 0 | 0 | 0 | 12 | 0
NO |  | 63 | 2015 | 2 | 23 | 23 |  | Cosmar | Alchem 64317 | 138 | 0 | Wood H Frame | 1.45 | 0 | 1 |  | 0 | 0 | 0 | 0 | 0 | 0 | 0 | 0 | 0 | 0 | 0 | 0 | 0 | 0 | 0 | 0 | 0 | 0 | 0 | 0 | 0 | 0 | 0 | 12 | 0
NO |  | 63 | 2015 | 2 | 24 | 24 |  | Scott | Colonial Academy 64279 | 138 | 0 | Wood H Frame | 8.43 | 0 | 1 |  | 0 | 0 | 0 | 0 | 0 | 0 | 0 | 0 | 0 | 0 | 0 | 0 | 0 | 0 | 0 | 0 | 0 | 0 | 0 | 0 | 0 | 0 | 0 | 12 | 0
NO |  | 63 | 2015 | 2 | 25 | 25 |  | Lake Charles Bulk | Jennings 64298 | 138 | 0 | Wood H Frame | 29.84 | 0 | 1 |  | 0 | 0 | 0 | 0 | 0 | 0 | 0 | 0 | 0 | 0 | 0 | 0 | 0 | 0 | 0 | 0 | 0 | 0 | 0 | 0 | 0 | 0 | 0 | 12 | 0
NO |  | 63 | 2015 | 2 | 26 | 26 |  | Willow Glen | Gonzales 64300 | 138 | 0 | Wood H Frame | 14.49 | 6.52 | 1 |  | 0 | 0 | 0 | 0 | 0 | 0 | 0 | 0 | 0 | 0 | 0 | 0 | 0 | 0 | 0 | 0 | 0 | 0 | 0 | 0 | 0 | 0 | 0 | 12 | 0
NO |  | 63 | 2015 | 2 | 27 | 27 |  | Wilbert | Louisiana Station 64303 | 138 | 0 | Wood H Frame | 8.82 | 0 | 1 | 649 ACAR | 0 | 0 | 0 | 0 | 0 | 0 | 0 | 0 | 0 | 0 | 0 | 0 | 0 | 0 | 0 | 0 | 0 | 0 | 0 | 0 | 0 | 0 | 0 | 12 | 0
NO |  | 63 | 2015 | 2 | 28 | 28 |  | Wilbert | Livonia 64312 | 138 | 0 | Wood H Frame | 19.24 | 0 | 1 | 395 ACAR | 0 | 0 | 0 | 0 | 0 | 0 | 0 | 0 | 0 | 0 | 0 | 0 | 0 | 0 | 0 | 0 | 0 | 0 | 0 | 0 | 0 | 0 | 0 | 12 | 0
NO |  | 63 | 2015 | 2 | 29 | 29 |  | Geigy | Stauffer 64313 | 138 | 0 | 1 Steel Pole | 0.67 | 0 | 1 | 500 CU | 0 | 0 | 0 | 0 | 0 | 0 | 0 | 0 | 0 | 0 | 0 | 0 | 0 | 0 | 0 | 0 | 0 | 0 | 0 | 0 | 0 | 0 | 0 | 12 | 0
NO |  | 63 | 2015 | 2 | 30 | 30 |  | Stauffer | Cosmar 64316 | 138 | 0 | Wood H Frame | 2.55 | 0 | 1 | 649 ACAR | 0 | 0 | 0 | 0 | 0 | 0 | 0 | 0 | 0 | 0 | 0 | 0 | 0 | 0 | 0 | 0 | 0 | 0 | 0 | 0 | 0 | 0 | 0 | 12 | 0
NO |  | 63 | 2015 | 2 | 31 | 31 |  | Air Products | Geigy 64326 | 138 | 0 | 1 Steel Pole | 1.03 | 0 | 1 | 649 ACAR | 0 | 0 | 0 | 0 | 0 | 0 | 0 | 0 | 0 | 0 | 0 | 0 | 0 | 0 | 0 | 0 | 0 | 0 | 0 | 0 | 0 | 0 | 0 | 12 | 0
NO |  | 63 | 2015 | 2 | 32 | 32 |  | Louisiana Station | Thomas 64314 | 138 | 0 | Sgl Wood Pole | 7.36 | 0 | 1 | 954 ACSR-AW | 0 | 0 | 0 | 0 | 0 | 0 | 0 | 0 | 0 | 0 | 0 | 0 | 0 | 0 | 0 | 0 | 0 | 0 | 0 | 0 | 0 | 0 | 0 | 12 | 0
NO |  | 63 | 2015 | 2 | 33 | 33 |  | Shenendoah | Line No. 300 64331 | 138 | 0 | Wood H Frame | 1.98 | 0 | 1 | 4/0 CU | 0 | 0 | 0 | 0 | 0 | 0 | 0 | 0 | 0 | 0 | 0 | 0 | 0 | 0 | 0 | 0 | 0 | 0 | 0 | 0 | 0 | 0 | 0 | 12 | 0
NO |  | 63 | 2015 | 2 | 34 | 34 |  | Lake Charles Bulk | Richard 64254 | 138 | 0 | Wood H Frame | 32.06 | 0 | 1 | 336 ACSR | 0 | 0 | 0 | 0 | 0 | 0 | 0 | 0 | 0 | 0 | 0 | 0 | 0 | 0 | 0 | 0 | 0 | 0 | 0 | 0 | 0 | 0 | 0 | 12 | 0
NO |  | 63 | 2015 | 2 | 35 | 35 |  | Polycit | Citgo 64209 | 138 | 0 | Sgl Wood Pole | 0.93 | 0 | 1 | 1033 AA | 0 | 0 | 0 | 0 | 0 | 0 | 0 | 0 | 0 | 0 | 0 | 0 | 0 | 0 | 0 | 0 | 0 | 0 | 0 | 0 | 0 | 0 | 0 | 12 | 0
NO |  | 63 | 2015 | 3 | 1 | 1 |  | Citcon-West | Carlyss 64248R | 138 | 0 | 1 Steel Pole | 0.48 | 0 | 1 | 649 ACAR | 0 | 0 | 0 | 0 | 0 | 0 | 0 | 0 | 0 | 0 | 0 | 0 | 0 | 0 | 0 | 0 | 0 | 0 | 0 | 0 | 0 | 0 | 0 | 12 | 0
NO |  | 63 | 2015 | 3 | 2 | 2 |  | Jennings | Richard 64203 | 138 | 0 | Wood H Frame | 22.46 | 0 | 1 | 1033 AA | 0 | 0 | 0 | 0 | 0 | 0 | 0 | 0 | 0 | 0 | 0 | 0 | 0 | 0 | 0 | 0 | 0 | 0 | 0 | 0 | 0 | 0 | 0 | 12 | 0
NO |  | 63 | 2015 | 3 | 3 | 3 |  | Conoco | Staufco 64218 | 138 | 0 | Sgl Wood Pole | 1.08 | 0 | 1 | 1033 AA | 0 | 0 | 0 | 0 | 0 | 0 | 0 | 0 | 0 | 0 | 0 | 0 | 0 | 0 | 0 | 0 | 0 | 0 | 0 | 0 | 0 | 0 | 0 | 12 | 0
NO |  | 63 | 2015 | 3 | 4 | 4 |  | Moril | Bayou Warehouse 64223 | 138 | 0 | Wood H Frame | 16.95 | 0 | 1 | 336 ACSR | 0 | 0 | 0 | 0 | 0 | 0 | 0 | 0 | 0 | 0 | 0 | 0 | 0 | 0 | 0 | 0 | 0 | 0 | 0 | 0 | 0 | 0 | 0 | 12 | 0
NO |  | 63 | 2015 | 3 | 5 | 5 |  | Cecelia | Moril 64225 | 138 | 0 | Wood H Frame | 24.72 | 0 | 1 | 649 ACAR | 0 | 0 | 0 | 0 | 0 | 0 | 0 | 0 | 0 | 0 | 0 | 0 | 0 | 0 | 0 | 0 | 0 | 0 | 0 | 0 | 0 | 0 | 0 | 12 | 0
NO |  | 63 | 2015 | 3 | 6 | 6 |  | Meaux | Leblanc #2 64228 | 138 | 0 | Wood H Frame | 14.6 | 0 | 1 | 795 ACSR | 0 | 0 | 0 | 0 | 0 | 0 | 0 | 0 | 0 | 0 | 0 | 0 | 0 | 0 | 0 | 0 | 0 | 0 | 0 | 0 | 0 | 0 | 0 | 12 | 0
NO |  | 63 | 2015 | 3 | 7 | 7 |  | Scott | Judice 64232 | 138 | 0 | Wood H Frame | 7.7 | 0 | 1 | 795 AA | 0 | 0 | 0 | 0 | 0 | 0 | 0 | 0 | 0 | 0 | 0 | 0 | 0 | 0 | 0 | 0 | 0 | 0 | 0 | 0 | 0 | 0 | 0 | 12 | 0
NO |  | 63 | 2015 | 3 | 8 | 8 |  | Richard | Scott 64233 | 138 | 0 | Wood H Frame | 17.71 | 10.44 | 1 | 1033 AA | 0 | 0 | 0 | 0 | 0 | 0 | 0 | 0 | 0 | 0 | 0 | 0 | 0 | 0 | 0 | 0 | 0 | 0 | 0 | 0 | 0 | 0 | 0 | 12 | 0
NO |  | 63 | 2015 | 3 | 9 | 9 |  | Krotz Springs | Livonia 64236 | 138 | 0 | Wood H Frame | 13.07 | 0 | 1 | 649 ACAR | 0 | 0 | 0 | 0 | 0 | 0 | 0 | 0 | 0 | 0 | 0 | 0 | 0 | 0 | 0 | 0 | 0 | 0 | 0 | 0 | 0 | 0 | 0 | 12 | 0
NO |  | 63 | 2015 | 3 | 10 | 10 |  | Arizona | Citcon-West 64242 | 138 | 0 | 1 Steel Pole | 1.08 | 0 | 1 | 649 ACAR | 0 | 0 | 0 | 0 | 0 | 0 | 0 | 0 | 0 | 0 | 0 | 0 | 0 | 0 | 0 | 0 | 0 | 0 | 0 | 0 | 0 | 0 | 0 | 12 | 0
NO |  | 63 | 2015 | 3 | 11 | 11 |  | Line No. 368 | Starhill 64338R | 138 | 0 | Wood H Frame | 0.86 | 0 | 1 | 795 AA | 0 | 0 | 0 | 0 | 0 | 0 | 0 | 0 | 0 | 0 | 0 | 0 | 0 | 0 | 0 | 0 | 0 | 0 | 0 | 0 | 0 | 0 | 0 | 12 | 0
NO |  | 63 | 2015 | 3 | 12 | 12 |  | Addis | Wilbert 64392 | 138 | 0 | Wood H Frame | 0.3 | 6.82 | 1 | 1033 AA | 0 | 0 | 0 | 0 | 0 | 0 | 0 | 0 | 0 | 0 | 0 | 0 | 0 | 0 | 0 | 0 | 0 | 0 | 0 | 0 | 0 | 0 | 0 | 12 | 0
NO |  | 63 | 2015 | 3 | 13 | 13 |  | Judice | Meaux 64618 | 138 | 0 | Wood H Frame | 10.03 | 0 | 1 | 795 AA | 0 | 0 | 0 | 0 | 0 | 0 | 0 | 0 | 0 | 0 | 0 | 0 | 0 | 0 | 0 | 0 | 0 | 0 | 0 | 0 | 0 | 0 | 0 | 12 | 0
NO |  | 63 | 2015 | 3 | 14 | 14 |  | Addis | Willow Glen 64702 | 138 | 0 | Wood H Frame | 5.2 | 9.02 | 1 | 336 ACSR | 0 | 0 | 0 | 0 | 0 | 0 | 0 | 0 | 0 | 0 | 0 | 0 | 0 | 0 | 0 | 0 | 0 | 0 | 0 | 0 | 0 | 0 | 0 | 12 | 0
NO |  | 63 | 2015 | 3 | 15 | 15 |  | Nelson | Lake Charles 64698 | 138 | 0 | Wood H Frame | 11.39 | 0 | 1 | 1033 AA | 0 | 0 | 0 | 0 | 0 | 0 | 0 | 0 | 0 | 0 | 0 | 0 | 0 | 0 | 0 | 0 | 0 | 0 | 0 | 0 | 0 | 0 | 0 | 12 | 0
NO |  | 63 | 2015 | 3 | 16 | 16 |  | Colonial Academy | Richard 64679 | 138 | 0 | Wood H Frame | 6.34 | 4.22 | 1 | 336 ACSR | 0 | 0 | 0 | 0 | 0 | 0 | 0 | 0 | 0 | 0 | 0 | 0 | 0 | 0 | 0 | 0 | 0 | 0 | 0 | 0 | 0 | 0 | 0 | 12 | 0
NO |  | 63 | 2015 | 3 | 17 | 17 |  | Arizona | Citgo 64665 | 138 | 0 | Sgl Wood Pole | 1.73 | 0 | 1 | 1033 AA | 0 | 0 | 0 | 0 | 0 | 0 | 0 | 0 | 0 | 0 | 0 | 0 | 0 | 0 | 0 | 0 | 0 | 0 | 0 | 0 | 0 | 0 | 0 | 12 | 0
NO |  | 63 | 2015 | 3 | 18 | 18 |  | Nelson | Lake Charles 64654 | 138 | 0 | Wood H Frame | 11.43 | 0 | 1 | 1033 AA | 0 | 0 | 0 | 0 | 0 | 0 | 0 | 0 | 0 | 0 | 0 | 0 | 0 | 0 | 0 | 0 | 0 | 0 | 0 | 0 | 0 | 0 | 0 | 12 | 0
NO |  | 63 | 2015 | 3 | 19 | 19 |  | Richard | Scott 64647 | 138 | 0 | Wood H Frame | 28.28 | 0 | 1 | 336 ACSR | 0 | 0 | 0 | 0 | 0 | 0 | 0 | 0 | 0 | 0 | 0 | 0 | 0 | 0 | 0 | 0 | 0 | 0 | 0 | 0 | 0 | 0 | 0 | 12 | 0
NO |  | 63 | 2015 | 3 | 20 | 20 |  | Line No. 641 | Colonial Springs 64642R | 138 | 0 | Wood H Frame | 0.43 | 0 | 1 | 649 ACAR | 0 | 0 | 0 | 0 | 0 | 0 | 0 | 0 | 0 | 0 | 0 | 0 | 0 | 0 | 0 | 0 | 0 | 0 | 0 | 0 | 0 | 0 | 0 | 12 | 0
NO |  | 63 | 2015 | 3 | 21 | 21 |  | Champagne | Krotz Springs 64641 | 138 | 0 | Wood H Frame | 13.56 | 0 | 1 | 336 ACSR | 0 | 0 | 0 | 0 | 0 | 0 | 0 | 0 | 0 | 0 | 0 | 0 | 0 | 0 | 0 | 0 | 0 | 0 | 0 | 0 | 0 | 0 | 0 | 12 | 0
NO |  | 63 | 2015 | 3 | 22 | 22 |  | Line No. 298 | Colonial Welsh 64640R | 138 | 0 | Wood H Frame | 3.43 | 0 | 1 | 336 ACSR | 0 | 0 | 0 | 0 | 0 | 0 | 0 | 0 | 0 | 0 | 0 | 0 | 0 | 0 | 0 | 0 | 0 | 0 | 0 | 0 | 0 | 0 | 0 | 12 | 0
NO |  | 63 | 2015 | 3 | 23 | 23 |  | Champagne Bulk | Plaisance 64636 | 138 | 0 | Wood H Frame | 3.3 | 0 | 1 | 336 ACSR | 0 | 0 | 0 | 0 | 0 | 0 | 0 | 0 | 0 | 0 | 0 | 0 | 0 | 0 | 0 | 0 | 0 | 0 | 0 | 0 | 0 | 0 | 0 | 12 | 0
NO |  | 63 | 2015 | 3 | 24 | 24 |  | Leblanc #2 | Moril 64619 | 138 | 0 | Wood H Frame | 8.74 | 0 | 1 | 795 ACSR | 0 | 0 | 0 | 0 | 0 | 0 | 0 | 0 | 0 | 0 | 0 | 0 | 0 | 0 | 0 | 0 | 0 | 0 | 0 | 0 | 0 | 0 | 0 | 12 | 0
NO |  | 63 | 2015 | 3 | 25 | 25 |  | Mossville | Bayou D Inde 64601 | 138 | 0 | Wood H Frame | 2.37 | 2.52 | 1 | 649 ACAR | 0 | 0 | 0 | 0 | 0 | 0 | 0 | 0 | 0 | 0 | 0 | 0 | 0 | 0 | 0 | 0 | 0 | 0 | 0 | 0 | 0 | 0 | 0 | 12 | 0
NO |  | 63 | 2015 | 3 | 26 | 26 |  | Moril | Hopkins St 64600 | 138 | 0 | Wood H Frame | 0.15 | 0 | 1 | 1033 ACSR | 0 | 0 | 0 | 0 | 0 | 0 | 0 | 0 | 0 | 0 | 0 | 0 | 0 | 0 | 0 | 0 | 0 | 0 | 0 | 0 | 0 | 0 | 0 | 12 | 0
NO |  | 63 | 2015 | 3 | 27 | 27 |  | Monochem | Conway 64398 | 138 | 0 | Wood H Frame | 4.28 | 0 | 1 | 336 ACSR | 0 | 0 | 0 | 0 | 0 | 0 | 0 | 0 | 0 | 0 | 0 | 0 | 0 | 0 | 0 | 0 | 0 | 0 | 0 | 0 | 0 | 0 | 0 | 12 | 0
NO |  | 63 | 2015 | 3 | 28 | 28 |  | Alchem | Monochem 64397 | 138 | 0 | Wood H Frame | 6.68 | 0 | 1 | 336 ACSR | 0 | 0 | 0 | 0 | 0 | 0 | 0 | 0 | 0 | 0 | 0 | 0 | 0 | 0 | 0 | 0 | 0 | 0 | 0 | 0 | 0 | 0 | 0 | 12 | 0
NO |  | 63 | 2015 | 3 | 29 | 29 |  | Willow Glen | Structure 166 64391 | 138 | 0 | Wood H Frame | 12.89 | 0 | 1 | 1033 AA | 0 | 0 | 0 | 0 | 0 | 0 | 0 | 0 | 0 | 0 | 0 | 0 | 0 | 0 | 0 | 0 | 0 | 0 | 0 | 0 | 0 | 0 | 0 | 12 | 0
NO |  | 63 | 2015 | 3 | 30 | 30 |  | Willow Glen | Geismer 64390 | 138 | 0 | Wood H Frame | 8.66 | 0 | 1 | 1033 AA | 0 | 0 | 0 | 0 | 0 | 0 | 0 | 0 | 0 | 0 | 0 | 0 | 0 | 0 | 0 | 0 | 0 | 0 | 0 | 0 | 0 | 0 | 0 | 12 | 0
NO |  | 63 | 2015 | 3 | 31 | 31 |  | Port Hudson | Crown Zellerbach 64368 | 138 | 0 | Wood H Frame | 7.95 | 0 | 1 | 795 AA | 0 | 0 | 0 | 0 | 0 | 0 | 0 | 0 | 0 | 0 | 0 | 0 | 0 | 0 | 0 | 0 | 0 | 0 | 0 | 0 | 0 | 0 | 0 | 12 | 0
NO |  | 63 | 2015 | 3 | 32 | 32 |  | Nelson | Deridder 64621 | 138 | 0 | Wood H Frame | 8.35 | 0 | 1 | 336 ACSR | 0 | 0 | 0 | 0 | 0 | 0 | 0 | 0 | 0 | 0 | 0 | 0 | 0 | 0 | 0 | 0 | 0 | 0 | 0 | 0 | 0 | 0 | 0 | 12 | 0
NO |  | 63 | 2015 | 3 | 33 | 33 |  | Bayou Warehouse | Cleco (Ivanhoe) 64699 | 138 | 0 | Wood H Frame | 2.25 | 0 | 1 | 336 ACSR | 0 | 0 | 0 | 0 | 0 | 0 | 0 | 0 | 0 | 0 | 0 | 0 | 0 | 0 | 0 | 0 | 0 | 0 | 0 | 0 | 0 | 0 | 0 | 12 | 0
NO |  | 63 | 2015 | 3 | 34 | 34 |  | Bayou D Inde | Polycit 64643 | 138 | 0 | 1 Steel Pole | 0.4 | 1.02 | 1 | 649 ACAR | 0 | 0 | 0 | 0 | 0 | 0 | 0 | 0 | 0 | 0 | 0 | 0 | 0 | 0 | 0 | 0 | 0 | 0 | 0 | 0 | 0 | 0 | 0 | 12 | 0
NO |  | 63 | 2015 | 3 | 35 | 35 |  | Olin Tdi | Carlyss 64229 | 138 | 0 | Wood H Frame | 6.93 | 0 | 1 | 1033 AA | 0 | 0 | 0 | 0 | 0 | 0 | 0 | 0 | 0 | 0 | 0 | 0 | 0 | 0 | 0 | 0 | 0 | 0 | 0 | 0 | 0 | 0 | 0 | 12 | 0
NO |  | 63 | 2015 | 4 | 1 | 1 |  | Conway | Wyandotte 64798 | 138 | 0 | Wood H Frame | 5.45 | 0 | 1 | 395 ACAR | 0 | 0 | 0 | 0 | 0 | 0 | 0 | 0 | 0 | 0 | 0 | 0 | 0 | 0 | 0 | 0 | 0 | 0 | 0 | 0 | 0 | 0 | 0 | 12 | 0
NO |  | 63 | 2015 | 4 | 2 | 2 |  | Repapco | Crown Zellerbach 64768 | 138 | 0 | Wood H Frame | 6.79 | 1.29 | 1 | 395 CAR | 0 | 0 | 0 | 0 | 0 | 0 | 0 | 0 | 0 | 0 | 0 | 0 | 0 | 0 | 0 | 0 | 0 | 0 | 0 | 0 | 0 | 0 | 0 | 12 | 0
NO |  | 63 | 2015 | 4 | 3 | 3 |  | Gonzales | LP&L 64720 | 138 | 0 | Wood H Frame | 4.65 | 0 | 1 | 4/0 CU | 0 | 0 | 0 | 0 | 0 | 0 | 0 | 0 | 0 | 0 | 0 | 0 | 0 | 0 | 0 | 0 | 0 | 0 | 0 | 0 | 0 | 0 | 0 | 12 | 0
NO |  | 63 | 2015 | 4 | 4 | 4 |  | Port Hudson | Repapco 64717 | 138 | 0 | Wood H Frame | 3.99 | 0 | 1 | 395 ACAR | 0 | 0 | 0 | 0 | 0 | 0 | 0 | 0 | 0 | 0 | 0 | 0 | 0 | 0 | 0 | 0 | 0 | 0 | 0 | 0 | 0 | 0 | 0 | 12 | 0
NO |  | 63 | 2015 | 4 | 5 | 5 |  | Thomas | Port Hudson 64714 | 138 | 0 | Wood H Frame | 7.59 | 0 | 1 | 795 AA | 0 | 0 | 0 | 0 | 0 | 0 | 0 | 0 | 0 | 0 | 0 | 0 | 0 | 0 | 0 | 0 | 0 | 0 | 0 | 0 | 0 | 0 | 0 | 12 | 0
NO |  | 63 | 2015 | 4 | 6 | 6 |  | Willow Glen | Air Products 64713 | 138 | 0 | Wood H Frame | 2.75 | 0 | 1 | 649 ACAR | 0 | 0 | 0 | 0 | 0 | 0 | 0 | 0 | 0 | 0 | 0 | 0 | 0 | 0 | 0 | 0 | 0 | 0 | 0 | 0 | 0 | 0 | 0 | 12 | 0
NO |  | 63 | 2015 | 4 | 7 | 7 |  | Jennings | Bayou Cove 64204 | 138 | 0 | Wood H Frame | 5.15 | 0 | 1 | 1024 ACAR | 0 | 0 | 0 | 0 | 0 | 0 | 0 | 0 | 0 | 0 | 0 | 0 | 0 | 0 | 0 | 0 | 0 | 0 | 0 | 0 | 0 | 0 | 0 | 12 | 0
NO |  | 63 | 2015 | 4 | 8 | 8 |  | Bayou Cove | Richard 64258 | 138 | 0 | Wood H Frame | 22.59 | 0 | 1 | 336 ACSR | 0 | 0 | 0 | 0 | 0 | 0 | 0 | 0 | 0 | 0 | 0 | 0 | 0 | 0 | 0 | 0 | 0 | 0 | 0 | 0 | 0 | 0 | 0 | 12 | 0
NO |  | 63 | 2015 | 4 | 9 | 9 |  | Mossville | Nelson 64274 | 138 | 0 | Wood H Frame | 7.08 | 0 | 1 | 1033 AAC | 0 | 0 | 0 | 0 | 0 | 0 | 0 | 0 | 0 | 0 | 0 | 0 | 0 | 0 | 0 | 0 | 0 | 0 | 0 | 0 | 0 | 0 | 0 | 12 | 0
NO |  | 63 | 2015 | 4 | 10 | 10 |  | Champagne | East Opelousas 64287 | 138 | 0 | Wood H Frame | 5.47 | 0 | 1 | 336 ACSR | 0 | 0 | 0 | 0 | 0 | 0 | 0 | 0 | 0 | 0 | 0 | 0 | 0 | 0 | 0 | 0 | 0 | 0 | 0 | 0 | 0 | 0 | 0 | 12 | 0
NO |  | 63 | 2015 | 4 | 11 | 11 |  | Bloomfield | East Opelousas 64289 | 138 | 0 | Wood H Frame | 14.79 | 0 | 1 | 336 ACSR | 0 | 0 | 0 | 0 | 0 | 0 | 0 | 0 | 0 | 0 | 0 | 0 | 0 | 0 | 0 | 0 | 0 | 0 | 0 | 0 | 0 | 0 | 0 | 12 | 0
NO |  | 63 | 2015 | 4 | 12 | 12 |  | Carlyss | Nelson 64616 | 138 | 0 | Wood H Frame | 6 | 0 | 1 | 954 ACSR | 0 | 0 | 0 | 0 | 0 | 0 | 0 | 0 | 0 | 0 | 0 | 0 | 0 | 0 | 0 | 0 | 0 | 0 | 0 | 0 | 0 | 0 | 0 | 12 | 0
NO |  | 63 | 2015 | 4 | 13 | 13 |  | Willow Glen | Alchem 64707 | 138 | 0 | Wood H Frame | 7.05 | 0 | 1 | 1033 AAC | 0 | 0 | 0 | 0 | 0 | 0 | 0 | 0 | 0 | 0 | 0 | 0 | 0 | 0 | 0 | 0 | 0 | 0 | 0 | 0 | 0 | 0 | 0 | 12 | 0
NO |  | 63 | 2015 | 4 | 14 | 14 |  | Bosco | Acadia 64260 | 138 | 0 | Steel | 7.79 | 0 | 1 | VARIOUS | 0 | 0 | 0 | 0 | 0 | 0 | 0 | 0 | 0 | 0 | 0 | 0 | 0 | 0 | 0 | 0 | 0 | 0 | 0 | 0 | 0 | 0 | 0 | 12 | 0
NO |  | 63 | 2015 | 4 | 15 | 15 |  | Bosco | Bloomfield 64262 | 138 | 0 | Steel | 3.6 | 0 | 1 | 954 ACSR | 0 | 0 | 0 | 0 | 0 | 0 | 0 | 0 | 0 | 0 | 0 | 0 | 0 | 0 | 0 | 0 | 0 | 0 | 0 | 0 | 0 | 0 | 0 | 12 | 0
NO |  | 63 | 2015 | 4 | 16 | 16 |  | Scott | Bloomfiled 64265 | 138 | 0 | Steel | 3.61 | 0 | 1 | 336 ACSR | 0 | 0 | 0 | 0 | 0 | 0 | 0 | 0 | 0 | 0 | 0 | 0 | 0 | 0 | 0 | 0 | 0 | 0 | 0 | 0 | 0 | 0 | 0 | 12 | 0
NO |  | 63 | 2015 | 4 | 17 | 17 |  | Monochem | Southwood | 138 | 0 | Steel | 4.03 | 0 | 1 | 1780 ACSR | 0 | 0 | 0 | 0 | 0 | 0 | 0 | 0 | 0 | 0 | 0 | 0 | 0 | 0 | 0 | 0 | 0 | 0 | 0 | 0 | 0 | 0 | 0 | 12 | 0
NO |  | 63 | 2015 | 4 | 18 | 18 |  | Scott | Bosco 61251 | 138 | 0 | Steel | 4.21 | 0 | 1 | VARIOUS | 0 | 0 | 0 | 0 | 0 | 0 | 0 | 0 | 0 | 0 | 0 | 0 | 0 | 0 | 0 | 0 | 0 | 0 | 0 | 0 | 0 | 0 | 0 | 12 | 0
NO |  | 63 | 2015 | 4 | 19 | 19 |  |  | Total 138kv Lines | 0 | 0 |  | 0 | 0 | 0 |  | 13518278 | 118339549 | 131857827 | 0 | 0 | 0 | 0 | 0 | 0 | 0 | 0 | 0 | 0 | 0 | 0 | 0 | 0 | 0 | 0 | 0 | 0 | 0 | 0 | 12 | 0
SI/NO | A | 63 | 2015 | 4 | 22 | 22 |  |  | Total 115kv Lines | 115 | 0 | Wood H Frame | 8.77 | 0 | 0 | VARIOUS | 79449 | 737264 | 816713 | 0 | 0 | 0 | 14863.0506 | 0 | 0 | 0 | 0 | 0 | 0 | 0 | 0 | 0 | 0 | 0 | 0 | 0 | 0 | 0 | 0 | 12 | 0
SI/NO | A | 63 | 2015 | 4 | 25 | 25 |  |  | Total 69kv Lines | 69 | 0 |  | 705.32 | 159.01 | 0 | VARIOUS | 14700076 | 152982527 | 167682603 | 0 | 0 | 0 | 3051592.1898 | 0 | 0 | 0 | 0 | 0 | 0 | 0 | 0 | 0 | 0 | 0 | 0 | 0 | 0 | 0 | 0 | 12 | 0
NO |  | 63 | 2015 | 4 | 26 | 26 |  |  | Total Transmission | 0 | 0 |  | 0 | 0 | 0 |  | 0 | 0 | 0 | 9556896 | 3199332 | 4548424 | 17304652 | 0 | 650630285 | 0 | 0 | 0 | 0 | 0 | 0 | 0 | 0 | 0 | 0 | 0 | 0 | 0 | 0 | 12 | 0
NO |  | 68 | 2015 | 0 | 1 | 1 |  | [01A] GALVESTON 26TH ST | SEAWALL | 138 | 138 | (4) UNDER | 1.71 | 0 | 0 | 1250 CUDP | 0 | 0 | 0 | 0 | 0 | 0 | 0 | 0 | 0 | 0 | 0 | 0 | 0 | 0 | 0 | 0 | 0 | 0 | 0 | 0 | 0 | 0 | 0 | 12 | 0
NO |  | 68 | 2015 | 0 | 2 | 2 |  | [01B] TIKI ISLAND | TAP | 138 | 138 | (2) WOOD | 0.02 | 0 | 0 | 795ACSR | 0 | 0 | 0 | 0 | 0 | 0 | 0 | 0 | 0 | 0 | 0 | 0 | 0 | 0 | 0 | 0 | 0 | 0 | 0 | 0 | 0 | 0 | 0 | 12 | 0
NO |  | 68 | 2015 | 0 | 3 | 3 |  | [01B] WEBSTER PLANT | GALVESTON 26TH ST | 138 | 138 | (3) STEEL | 28.62 | 0 | 0 | 795 ACSR | 0 | 0 | 0 | 0 | 0 | 0 | 0 | 0 | 0 | 0 | 0 | 0 | 0 | 0 | 0 | 0 | 0 | 0 | 0 | 0 | 0 | 0 | 0 | 12 | 0
NO |  | 68 | 2015 | 0 | 4 | 4 |  | [01X] P.H. ROBINSON PLANT | YGF (TNMP) | 138 | 138 | (3) STEEL | 0.38 | 0 | 0 | 2-959 ACSS | 0 | 0 | 0 | 0 | 0 | 0 | 0 | 0 | 0 | 0 | 0 | 0 | 0 | 0 | 0 | 0 | 0 | 0 | 0 | 0 | 0 | 0 | 0 | 12 | 0
NO |  | 68 | 2015 | 0 | 5 | 5 |  | [02A] BLUERIDGE | TAP | 138 | 138 | (2) WOOD | 0.08 | 0 | 0 | 795 AAC | 0 | 0 | 0 | 0 | 0 | 0 | 0 | 0 | 0 | 0 | 0 | 0 | 0 | 0 | 0 | 0 | 0 | 0 | 0 | 0 | 0 | 0 | 0 | 12 | 0
NO |  | 68 | 2015 | 0 | 6 | 6 |  | [02A] DEWALT | W.A. PARISH PLANT | 138 | 138 | (3) STEEL | 11.11 | 0 | 0 | 795 AAC | 0 | 0 | 0 | 0 | 0 | 0 | 0 | 0 | 0 | 0 | 0 | 0 | 0 | 0 | 0 | 0 | 0 | 0 | 0 | 0 | 0 | 0 | 0 | 12 | 0
NO |  | 68 | 2015 | 0 | 7 | 7 |  | [02A] H.O. CLARK PLANT | DEWALT | 138 | 138 | (3) STEEL | 8.66 | 0 | 0 | 2-795 AAC | 0 | 0 | 0 | 0 | 0 | 0 | 0 | 0 | 0 | 0 | 0 | 0 | 0 | 0 | 0 | 0 | 0 | 0 | 0 | 0 | 0 | 0 | 0 | 12 | 0
NO |  | 68 | 2015 | 0 | 8 | 8 |  | [02A] MULA_ | TAP | 138 | 138 | (1) WOOD | 2.22 | 0 | 0 | 795 AAC | 0 | 0 | 0 | 0 | 0 | 0 | 0 | 0 | 0 | 0 | 0 | 0 | 0 | 0 | 0 | 0 | 0 | 0 | 0 | 0 | 0 | 0 | 0 | 12 | 0
NO |  | 68 | 2015 | 0 | 9 | 9 |  | [02A] QUAIL VALLEY | TAP | 138 | 138 | (3) STEEL | 3.33 | 0 | 0 | 795 ACSR | 0 | 0 | 0 | 0 | 0 | 0 | 0 | 0 | 0 | 0 | 0 | 0 | 0 | 0 | 0 | 0 | 0 | 0 | 0 | 0 | 0 | 0 | 0 | 12 | 0
NO |  | 68 | 2015 | 0 | 10 | 10 |  | [02A] SIENNA | TAP | 138 | 138 | (1) CONC | 2.71 | 0 | 0 | 1433 ACSS | 0 | 0 | 0 | 0 | 0 | 0 | 0 | 0 | 0 | 0 | 0 | 0 | 0 | 0 | 0 | 0 | 0 | 0 | 0 | 0 | 0 | 0 | 0 | 12 | 0
NO |  | 68 | 2015 | 0 | 11 | 11 |  | [02A] TELVIEW | TAP | 138 | 138 | (3) STEEL | 2.99 | 0 | 0 | 795 ACSR | 0 | 0 | 0 | 0 | 0 | 0 | 0 | 0 | 0 | 0 | 0 | 0 | 0 | 0 | 0 | 0 | 0 | 0 | 0 | 0 | 0 | 0 | 0 | 12 | 0
NO |  | 68 | 2015 | 0 | 12 | 12 |  | [02B] NASH | TAP | 138 | 138 | (3) STEEL | 5.55 | 0 | 0 | 1-795 ACSR | 0 | 0 | 0 | 0 | 0 | 0 | 0 | 0 | 0 | 0 | 0 | 0 | 0 | 0 | 0 | 0 | 0 | 0 | 0 | 0 | 0 | 0 | 0 | 12 | 0
NO |  | 68 | 2015 | 0 | 13 | 13 |  | [02B] WEST COLUMBIA | W.A. PARISH PLANT | 138 | 138 | (3) STEEL | 24.55 | 0 | 0 | 2-795 AAC | 0 | 0 | 0 | 0 | 0 | 0 | 0 | 0 | 0 | 0 | 0 | 0 | 0 | 0 | 0 | 0 | 0 | 0 | 0 | 0 | 0 | 0 | 0 | 12 | 0
NO |  | 68 | 2015 | 0 | 14 | 14 |  | [02C] HOFFMAN | LAKE JACKSON | 138 | 138 | (3) STEEL | 4.83 | 0 | 0 | 795 ACSR | 0 | 0 | 0 | 0 | 0 | 0 | 0 | 0 | 0 | 0 | 0 | 0 | 0 | 0 | 0 | 0 | 0 | 0 | 0 | 0 | 0 | 0 | 0 | 12 | 0
NO |  | 68 | 2015 | 0 | 15 | 15 |  | [02C] LAKE JACKSON | WEST COLUMBIA | 138 | 138 | (3) STEEL | 17.62 | 0 | 0 | 795 AAC | 0 | 0 | 0 | 0 | 0 | 0 | 0 | 0 | 0 | 0 | 0 | 0 | 0 | 0 | 0 | 0 | 0 | 0 | 0 | 0 | 0 | 0 | 0 | 12 | 0
NO |  | 68 | 2015 | 0 | 16 | 16 |  | [02D] BASF_ | HOFFMAN | 138 | 138 | (3) STEEL | 3.07 | 0 | 0 | 795 ACSR | 0 | 0 | 0 | 0 | 0 | 0 | 0 | 0 | 0 | 0 | 0 | 0 | 0 | 0 | 0 | 0 | 0 | 0 | 0 | 0 | 0 | 0 | 0 | 12 | 0
NO |  | 68 | 2015 | 0 | 17 | 17 |  | [02E] BASF_ | BRAZOSPORT | 138 | 138 | (3) STEEL | 2.78 | 0 | 0 | 2-795 ACSR | 0 | 0 | 0 | 0 | 0 | 0 | 0 | 0 | 0 | 0 | 0 | 0 | 0 | 0 | 0 | 0 | 0 | 0 | 0 | 0 | 0 | 0 | 0 | 12 | 0
NO |  | 68 | 2015 | 0 | 18 | 18 |  | [02E] BRAZOSPORT | VELASCO | 138 | 138 | (3) STEEL | 5.74 | 0 | 0 | 2-795 ACSR | 0 | 0 | 0 | 0 | 0 | 0 | 0 | 0 | 0 | 0 | 0 | 0 | 0 | 0 | 0 | 0 | 0 | 0 | 0 | 0 | 0 | 0 | 0 | 12 | 0
NO |  | 68 | 2015 | 0 | 19 | 19 |  | [02E] SEADOC | TAP | 138 | 138 | (3) STEEL | 5.33 | 0 | 0 | 795ACSR | 0 | 0 | 0 | 0 | 0 | 0 | 0 | 0 | 0 | 0 | 0 | 0 | 0 | 0 | 0 | 0 | 0 | 0 | 0 | 0 | 0 | 0 | 0 | 12 | 0
NO |  | 68 | 2015 | 0 | 20 | 20 |  | [02F] BOOSTR | TAP | 138 | 138 | (1) CONC | 0.17 | 0 | 0 | 795ACSR | 0 | 0 | 0 | 0 | 0 | 0 | 0 | 0 | 0 | 0 | 0 | 0 | 0 | 0 | 0 | 0 | 0 | 0 | 0 | 0 | 0 | 0 | 0 | 12 | 0
NO |  | 68 | 2015 | 0 | 21 | 21 |  | [02F] SEADOC | TAP | 138 | 138 | (3) STEEL | 0.04 | 0 | 0 | 2-959ACSS | 0 | 0 | 0 | 0 | 0 | 0 | 0 | 0 | 0 | 0 | 0 | 0 | 0 | 0 | 0 | 0 | 0 | 0 | 0 | 0 | 0 | 0 | 0 | 12 | 0
NO |  | 68 | 2015 | 0 | 22 | 22 |  | [02F] SEAWAY SWITCHYARD | TAP | 138 | 138 | (1) CONC | 0.13 | 0 | 0 | 2-795 ACSR | 0 | 0 | 0 | 0 | 0 | 0 | 0 | 0 | 0 | 0 | 0 | 0 | 0 | 0 | 0 | 0 | 0 | 0 | 0 | 0 | 0 | 0 | 0 | 12 | 0
NO |  | 68 | 2015 | 0 | 23 | 23 |  | [02F] VELASCO | SEAWAY | 138 | 138 | (3) STEEL | 6.14 | 0 | 0 | 2-959ACSS | 0 | 0 | 0 | 0 | 0 | 0 | 0 | 0 | 0 | 0 | 0 | 0 | 0 | 0 | 0 | 0 | 0 | 0 | 0 | 0 | 0 | 0 | 0 | 12 | 0
NO |  | 68 | 2015 | 0 | 24 | 24 |  | [02X] P.H. ROBINSON PLANT | YHE (TNMP) | 138 | 138 | (3) STEEL | 0.41 | 0 | 0 | 2-795AAC | 0 | 0 | 0 | 0 | 0 | 0 | 0 | 0 | 0 | 0 | 0 | 0 | 0 | 0 | 0 | 0 | 0 | 0 | 0 | 0 | 0 | 0 | 0 | 12 | 0
NO |  | 68 | 2015 | 0 | 25 | 25 |  | [03A] PSARCO | BIGVUE | 138 | 138 | (3) STEEL | 0.67 | 0.16 | 0 | 2-795 AAC | 0 | 0 | 0 | 0 | 0 | 0 | 0 | 0 | 0 | 0 | 0 | 0 | 0 | 0 | 0 | 0 | 0 | 0 | 0 | 0 | 0 | 0 | 0 | 12 | 0
NO |  | 68 | 2015 | 0 | 26 | 26 |  | [03B] CEDAR BAYOU PLANT | BAYTOWN | 138 | 138 | (3) STEEL | 11.45 | 3.97 | 0 | 795 AAC | 0 | 0 | 0 | 0 | 0 | 0 | 0 | 0 | 0 | 0 | 0 | 0 | 0 | 0 | 0 | 0 | 0 | 0 | 0 | 0 | 0 | 0 | 0 | 12 | 0
NO |  | 68 | 2015 | 0 | 27 | 27 |  | [03B] KENNY_ | TAP | 138 | 138 | (3) STEEL | 0.03 | 0 | 0 | 2000 AAC | 0 | 0 | 0 | 0 | 0 | 0 | 0 | 0 | 0 | 0 | 0 | 0 | 0 | 0 | 0 | 0 | 0 | 0 | 0 | 0 | 0 | 0 | 0 | 12 | 0
NO |  | 68 | 2015 | 0 | 28 | 28 |  | [03B] TRINITY BAY | TAP | 138 | 138 | (1) CONC | 0.04 | 0 | 0 | 2-795AAC | 0 | 0 | 0 | 0 | 0 | 0 | 0 | 0 | 0 | 0 | 0 | 0 | 0 | 0 | 0 | 0 | 0 | 0 | 0 | 0 | 0 | 0 | 0 | 12 | 0
NO |  | 68 | 2015 | 0 | 29 | 29 |  | [03B] TRINITY BAY | TAP | 138 | 138 | (1) CONC | 0.05 | 0 | 0 | 2-795AAC | 0 | 0 | 0 | 0 | 0 | 0 | 0 | 0 | 0 | 0 | 0 | 0 | 0 | 0 | 0 | 0 | 0 | 0 | 0 | 0 | 0 | 0 | 0 | 12 | 0
NO |  | 68 | 2015 | 0 | 30 | 30 |  | [03B] TRINITY BAY | TAP | 138 | 138 | (1) CONC | 0.08 | 0 | 0 | 2-795AAC | 0 | 0 | 0 | 0 | 0 | 0 | 0 | 0 | 0 | 0 | 0 | 0 | 0 | 0 | 0 | 0 | 0 | 0 | 0 | 0 | 0 | 0 | 0 | 12 | 0
NO |  | 68 | 2015 | 0 | 31 | 31 |  | [03D] GREENS BAYOU PLANT | WHITE OAK | 138 | 138 | (3) STEEL | 0 | 14.48 | 0 | 2-795 AAC | 0 | 0 | 0 | 0 | 0 | 0 | 0 | 0 | 0 | 0 | 0 | 0 | 0 | 0 | 0 | 0 | 0 | 0 | 0 | 0 | 0 | 0 | 0 | 12 | 0
NO |  | 68 | 2015 | 0 | 32 | 32 |  | [03D] LIBERTY | TAP | 138 | 138 | (3) STEEL | 0.03 | 0 | 0 | 795 AAC | 0 | 0 | 0 | 0 | 0 | 0 | 0 | 0 | 0 | 0 | 0 | 0 | 0 | 0 | 0 | 0 | 0 | 0 | 0 | 0 | 0 | 0 | 0 | 12 | 0
NO |  | 68 | 2015 | 0 | 33 | 33 |  | [03F] EXPLOR | TAP | 138 | 138 | (3) STEEL | 0.05 | 0 | 0 | 795 AAC | 0 | 0 | 0 | 0 | 0 | 0 | 0 | 0 | 0 | 0 | 0 | 0 | 0 | 0 | 0 | 0 | 0 | 0 | 0 | 0 | 0 | 0 | 0 | 12 | 0
NO |  | 68 | 2015 | 0 | 34 | 34 |  | [03F] LYONDELL | TAP | 138 | 138 | (2) WOOD | 0.04 | 0 | 0 | 795 AAC | 0 | 0 | 0 | 0 | 0 | 0 | 0 | 0 | 0 | 0 | 0 | 0 | 0 | 0 | 0 | 0 | 0 | 0 | 0 | 0 | 0 | 0 | 0 | 12 | 0
NO |  | 68 | 2015 | 0 | 35 | 35 |  | [03F] PSARCO | GREENS BAYOU PLANT | 138 | 138 | (3) STEEL | 7.42 | 0 | 0 | 2-795 ACSR | 0 | 0 | 0 | 0 | 0 | 0 | 0 | 0 | 0 | 0 | 0 | 0 | 0 | 0 | 0 | 0 | 0 | 0 | 0 | 0 | 0 | 0 | 0 | 12 | 0
NO |  | 68 | 2015 | 0 | 36 | 36 |  | TOTAL |  | 0 | 0 |  | 2720.01 | 1028.57 | 346 |  | 0 | 0 | 0 | 0 | 0 | 0 | 0 | 0 | 0 | 0 | 0 | 0 | 0 | 0 | 0 | 0 | 0 | 0 | 0 | 0 | 0 | 0 | 0 | 12 | 0
NO |  | 68 | 2015 | 1 | 1 | 1 |  | [03F] UVALDE | TAP | 138 | 138 | (1) STEEL | 0.16 | 0 | 0 | 795 AAC | 0 | 0 | 0 | 0 | 0 | 0 | 0 | 0 | 0 | 0 | 0 | 0 | 0 | 0 | 0 | 0 | 0 | 0 | 0 | 0 | 0 | 0 | 0 | 12 | 0
NO |  | 68 | 2015 | 1 | 2 | 2 |  | [03G] BIGVUE | CHANNELVIEW | 138 | 138 | (3) STEEL | 6.05 | 0 | 0 | 2-795 AAC | 0 | 0 | 0 | 0 | 0 | 0 | 0 | 0 | 0 | 0 | 0 | 0 | 0 | 0 | 0 | 0 | 0 | 0 | 0 | 0 | 0 | 0 | 0 | 12 | 0
NO |  | 68 | 2015 | 1 | 3 | 3 |  | [03H] LYNCH_ | EXXON_ | 138 | 138 | (3) STEEL | 4.41 | 0 | 0 | 2000 AAC | 0 | 0 | 0 | 0 | 0 | 0 | 0 | 0 | 0 | 0 | 0 | 0 | 0 | 0 | 0 | 0 | 0 | 0 | 0 | 0 | 0 | 0 | 0 | 12 | 0
NO |  | 68 | 2015 | 1 | 4 | 4 |  | [03I] CHANNELVIEW | LYNCH_ | 138 | 138 | (3) STEEL | 5.68 | 0 | 0 | 2-795 AAC | 0 | 0 | 0 | 0 | 0 | 0 | 0 | 0 | 0 | 0 | 0 | 0 | 0 | 0 | 0 | 0 | 0 | 0 | 0 | 0 | 0 | 0 | 0 | 12 | 0
NO |  | 68 | 2015 | 1 | 5 | 5 |  | [03X] P.H. ROBINSON PLANT | YFP (TNMP) | 138 | 138 | (3) STEEL | 0.41 | 0 | 0 | 2-795AAC | 0 | 0 | 0 | 0 | 0 | 0 | 0 | 0 | 0 | 0 | 0 | 0 | 0 | 0 | 0 | 0 | 0 | 0 | 0 | 0 | 0 | 0 | 0 | 12 | 0
NO |  | 68 | 2015 | 1 | 6 | 6 |  | [04A] FRIENDSWOOD | TAP | 138 | 138 | (3) STEEL | 2.27 | 0 | 0 | 795 ACSR | 0 | 0 | 0 | 0 | 0 | 0 | 0 | 0 | 0 | 0 | 0 | 0 | 0 | 0 | 0 | 0 | 0 | 0 | 0 | 0 | 0 | 0 | 0 | 12 | 0
NO |  | 68 | 2015 | 1 | 7 | 7 |  | [04A] MUSTANG BAYOU | AMOCO_ | 138 | 138 | (2) WOOD | 7.45 | 3.31 | 0 | 2-795 ACSR | 0 | 0 | 0 | 0 | 0 | 0 | 0 | 0 | 0 | 0 | 0 | 0 | 0 | 0 | 0 | 0 | 0 | 0 | 0 | 0 | 0 | 0 | 0 | 12 | 0
NO |  | 68 | 2015 | 1 | 8 | 8 |  | [04A] WEBSTER PLANT | MUSTANG BAYOU | 138 | 138 | (3) STEEL | 1.38 | 13.85 | 0 | 2-795 ACSR | 0 | 0 | 0 | 0 | 0 | 0 | 0 | 0 | 0 | 0 | 0 | 0 | 0 | 0 | 0 | 0 | 0 | 0 | 0 | 0 | 0 | 0 | 0 | 12 | 0
NO |  | 68 | 2015 | 1 | 9 | 9 |  | [04B] AMOCO_ | MONSAN | 138 | 138 | (3) STEEL | 5.21 | 0 | 0 | 2-927 ACAR | 0 | 0 | 0 | 0 | 0 | 0 | 0 | 0 | 0 | 0 | 0 | 0 | 0 | 0 | 0 | 0 | 0 | 0 | 0 | 0 | 0 | 0 | 0 | 12 | 0
NO |  | 68 | 2015 | 1 | 10 | 10 |  | [04C] ANGLETON | LIVERPOOL | 138 | 138 | (2) WOOD | 10.58 | 0 | 0 | 795 AAC | 0 | 0 | 0 | 0 | 0 | 0 | 0 | 0 | 0 | 0 | 0 | 0 | 0 | 0 | 0 | 0 | 0 | 0 | 0 | 0 | 0 | 0 | 0 | 12 | 0
NO |  | 68 | 2015 | 1 | 11 | 11 |  | [04C] LIVERPOOL | PETSON | 138 | 138 | (2) WOOD | 5.12 | 0 | 0 | 795 AAC | 0 | 0 | 0 | 0 | 0 | 0 | 0 | 0 | 0 | 0 | 0 | 0 | 0 | 0 | 0 | 0 | 0 | 0 | 0 | 0 | 0 | 0 | 0 | 12 | 0
NO |  | 68 | 2015 | 1 | 12 | 12 |  | [04D] PETSON | MONSAN | 138 | 138 | (2) WOOD | 0.92 | 0 | 0 | 795 AAC | 0 | 0 | 0 | 0 | 0 | 0 | 0 | 0 | 0 | 0 | 0 | 0 | 0 | 0 | 0 | 0 | 0 | 0 | 0 | 0 | 0 | 0 | 0 | 12 | 0
NO |  | 68 | 2015 | 1 | 13 | 13 |  | [04E] ANGLETON | WEST COLUMBIA | 138 | 138 | (2) WOOD | 16.15 | 0 | 0 | 2-397 ACSR | 0 | 0 | 0 | 0 | 0 | 0 | 0 | 0 | 0 | 0 | 0 | 0 | 0 | 0 | 0 | 0 | 0 | 0 | 0 | 0 | 0 | 0 | 0 | 12 | 0
NO |  | 68 | 2015 | 1 | 14 | 14 |  | [04F] NEW GULF | TAP | 138 | 138 | (1) CONC | 0.04 | 0 | 0 | 795 AAC | 0 | 0 | 0 | 0 | 0 | 0 | 0 | 0 | 0 | 0 | 0 | 0 | 0 | 0 | 0 | 0 | 0 | 0 | 0 | 0 | 0 | 0 | 0 | 12 | 0
NO |  | 68 | 2015 | 1 | 15 | 15 |  | [04F] PLEDGER | TAP | 138 | 138 | (1) CONC | 0.01 | 0 | 0 | 4/0 AAAC | 0 | 0 | 0 | 0 | 0 | 0 | 0 | 0 | 0 | 0 | 0 | 0 | 0 | 0 | 0 | 0 | 0 | 0 | 0 | 0 | 0 | 0 | 0 | 12 | 0
NO |  | 68 | 2015 | 1 | 16 | 16 |  | [04F] TEXGLF | WEST COLUMBIA | 138 | 138 | (1) CONC | 19.81 | 7.98 | 0 | 2-959ACSS | 0 | 0 | 0 | 0 | 0 | 0 | 0 | 0 | 0 | 0 | 0 | 0 | 0 | 0 | 0 | 0 | 0 | 0 | 0 | 0 | 0 | 0 | 0 | 12 | 0
NO |  | 68 | 2015 | 1 | 17 | 17 |  | [04X] P.H. ROBINSON PLANT | XSZ (TNMP) | 138 | 138 | (3) STEEL | 0.46 | 0 | 0 | 2-795AAC | 0 | 0 | 0 | 0 | 0 | 0 | 0 | 0 | 0 | 0 | 0 | 0 | 0 | 0 | 0 | 0 | 0 | 0 | 0 | 0 | 0 | 0 | 0 | 12 | 0
NO |  | 68 | 2015 | 1 | 18 | 18 |  | [05A] BLUERIDGE | TAP | 138 | 138 | (3) STEEL | 0.08 | 0 | 0 | 795 AAC | 0 | 0 | 0 | 0 | 0 | 0 | 0 | 0 | 0 | 0 | 0 | 0 | 0 | 0 | 0 | 0 | 0 | 0 | 0 | 0 | 0 | 0 | 0 | 12 | 0
NO |  | 68 | 2015 | 1 | 19 | 19 |  | [05A] H.O. CLARK PLANT | W.A. PARISH PLANT | 138 | 138 | (3) STEEL | 19.75 | 0 | 0 | 2-795 ACSR | 0 | 0 | 0 | 0 | 0 | 0 | 0 | 0 | 0 | 0 | 0 | 0 | 0 | 0 | 0 | 0 | 0 | 0 | 0 | 0 | 0 | 0 | 0 | 12 | 0
NO |  | 68 | 2015 | 1 | 20 | 20 |  | [05A] MISSOURI CITY | TAP | 138 | 138 | (1) WOOD | 0.07 | 0 | 0 | 795 AAC | 0 | 0 | 0 | 0 | 0 | 0 | 0 | 0 | 0 | 0 | 0 | 0 | 0 | 0 | 0 | 0 | 0 | 0 | 0 | 0 | 0 | 0 | 0 | 12 | 0
NO |  | 68 | 2015 | 1 | 21 | 21 |  | [05A] SIENNA | TAP | 138 | 138 | (1) CONC | 0 | 2.72 | 0 | 1433 ACSS | 0 | 0 | 0 | 0 | 0 | 0 | 0 | 0 | 0 | 0 | 0 | 0 | 0 | 0 | 0 | 0 | 0 | 0 | 0 | 0 | 0 | 0 | 0 | 12 | 0
NO |  | 68 | 2015 | 1 | 22 | 22 |  | [05B] ALVIN AUTO | TAP | 138 | 138 | (2) WOOD | 0.1 | 0 | 0 | 795 AAC | 0 | 0 | 0 | 0 | 0 | 0 | 0 | 0 | 0 | 0 | 0 | 0 | 0 | 0 | 0 | 0 | 0 | 0 | 0 | 0 | 0 | 0 | 0 | 12 | 0
NO |  | 68 | 2015 | 1 | 23 | 23 |  | [05B] FRIENDSWOOD | TAP | 138 | 138 | (3) STEEL | 0 | 2.15 | 0 | 795 ACSR | 0 | 0 | 0 | 0 | 0 | 0 | 0 | 0 | 0 | 0 | 0 | 0 | 0 | 0 | 0 | 0 | 0 | 0 | 0 | 0 | 0 | 0 | 0 | 12 | 0
NO |  | 68 | 2015 | 1 | 24 | 24 |  | [05B] H.O. CLARK PLANT | SOUTHWYCK | 138 | 138 | (2) WOOD | 3.08 | 5.98 | 0 | 2-397 ACSR | 0 | 0 | 0 | 0 | 0 | 0 | 0 | 0 | 0 | 0 | 0 | 0 | 0 | 0 | 0 | 0 | 0 | 0 | 0 | 0 | 0 | 0 | 0 | 12 | 0
NO |  | 68 | 2015 | 1 | 25 | 25 |  | [05B] INTERMEDIATE | TAP | 138 | 138 | (1) STEEL | 0.04 | 0 | 0 | 2000 AAC | 0 | 0 | 0 | 0 | 0 | 0 | 0 | 0 | 0 | 0 | 0 | 0 | 0 | 0 | 0 | 0 | 0 | 0 | 0 | 0 | 0 | 0 | 0 | 12 | 0
NO |  | 68 | 2015 | 1 | 26 | 26 |  | [05B] SOUTHWYCK | WEBSTER PLANT | 138 | 138 | (2) WOOD | 23.98 | 0 | 0 | 2-397 ACSR | 0 | 0 | 0 | 0 | 0 | 0 | 0 | 0 | 0 | 0 | 0 | 0 | 0 | 0 | 0 | 0 | 0 | 0 | 0 | 0 | 0 | 0 | 0 | 12 | 0
NO |  | 68 | 2015 | 1 | 27 | 27 |  | [05D] JEANETTA | WESTCHASE | 138 | 138 | (3) STEEL | 0.37 | 1.28 | 0 | 2-795 ACSR | 0 | 0 | 0 | 0 | 0 | 0 | 0 | 0 | 0 | 0 | 0 | 0 | 0 | 0 | 0 | 0 | 0 | 0 | 0 | 0 | 0 | 0 | 0 | 12 | 0
NO |  | 68 | 2015 | 1 | 28 | 28 |  | [05D] WESTCHASE | TEXINS | 138 | 138 | (3) STEEL | 0 | 8.14 | 0 | 2-795 ACSR | 0 | 0 | 0 | 0 | 0 | 0 | 0 | 0 | 0 | 0 | 0 | 0 | 0 | 0 | 0 | 0 | 0 | 0 | 0 | 0 | 0 | 0 | 0 | 12 | 0
NO |  | 68 | 2015 | 1 | 29 | 29 |  | [05E] BELLAIRE | JEANETTA | 138 | 138 | (3) STEEL | 5.59 | 0 | 0 | 2-795 ACSR | 0 | 0 | 0 | 0 | 0 | 0 | 0 | 0 | 0 | 0 | 0 | 0 | 0 | 0 | 0 | 0 | 0 | 0 | 0 | 0 | 0 | 0 | 0 | 12 | 0
NO |  | 68 | 2015 | 1 | 30 | 30 |  | [05E] DUNVALE | TAP | 138 | 138 | (1) WOOD | 0.85 | 0 | 0 | 795 AAC | 0 | 0 | 0 | 0 | 0 | 0 | 0 | 0 | 0 | 0 | 0 | 0 | 0 | 0 | 0 | 0 | 0 | 0 | 0 | 0 | 0 | 0 | 0 | 12 | 0
NO |  | 68 | 2015 | 1 | 31 | 31 |  | [05E] HILLCROFT | TAP | 138 | 138 | (1) WOOD | 0.06 | 0 | 0 | 795 AAC | 0 | 0 | 0 | 0 | 0 | 0 | 0 | 0 | 0 | 0 | 0 | 0 | 0 | 0 | 0 | 0 | 0 | 0 | 0 | 0 | 0 | 0 | 0 | 12 | 0
NO |  | 68 | 2015 | 1 | 32 | 32 |  | [05E] SHARPSTOWN | TAP | 138 | 138 | (1) WOOD | 1.58 | 0 | 0 | 795 AAC | 0 | 0 | 0 | 0 | 0 | 0 | 0 | 0 | 0 | 0 | 0 | 0 | 0 | 0 | 0 | 0 | 0 | 0 | 0 | 0 | 0 | 0 | 0 | 12 | 0
NO |  | 68 | 2015 | 1 | 33 | 33 |  | [05G] IMPERIAL | TAP | 138 | 138 | (1) CONC | 2.74 | 0 | 0 | 795 AAC | 0 | 0 | 0 | 0 | 0 | 0 | 0 | 0 | 0 | 0 | 0 | 0 | 0 | 0 | 0 | 0 | 0 | 0 | 0 | 0 | 0 | 0 | 0 | 12 | 0
NO |  | 68 | 2015 | 1 | 34 | 34 |  | [05G] MISSOURI CITY | TAP | 138 | 138 | (2) WOOD | 3.74 | 0 | 0 | 795 AAC | 0 | 0 | 0 | 0 | 0 | 0 | 0 | 0 | 0 | 0 | 0 | 0 | 0 | 0 | 0 | 0 | 0 | 0 | 0 | 0 | 0 | 0 | 0 | 12 | 0
NO |  | 68 | 2015 | 1 | 35 | 35 |  | [05G] STAFFORD | TAP | 138 | 138 | (1) STEEL | 0.15 | 0 | 0 | 795 AAC | 0 | 0 | 0 | 0 | 0 | 0 | 0 | 0 | 0 | 0 | 0 | 0 | 0 | 0 | 0 | 0 | 0 | 0 | 0 | 0 | 0 | 0 | 0 | 12 | 0
NO |  | 68 | 2015 | 2 | 1 | 1 |  | [05G] TEXINS | W.A. PARISH PLANT | 138 | 138 | (3) STEEL | 2.53 | 11.25 | 0 | 795 ACSR | 0 | 0 | 0 | 0 | 0 | 0 | 0 | 0 | 0 | 0 | 0 | 0 | 0 | 0 | 0 | 0 | 0 | 0 | 0 | 0 | 0 | 0 | 0 | 12 | 0
NO |  | 68 | 2015 | 2 | 2 | 2 |  | [05X] WEST COLUMBIA | YWC (TNMP) | 138 | 138 | (3) STEEL | 0.05 | 0 | 0 | 2-795ACSR | 0 | 0 | 0 | 0 | 0 | 0 | 0 | 0 | 0 | 0 | 0 | 0 | 0 | 0 | 0 | 0 | 0 | 0 | 0 | 0 | 0 | 0 | 0 | 12 | 0
NO |  | 68 | 2015 | 2 | 3 | 3 |  | [06A] QUANAB | S.R. BERTRON PLANT | 138 | 138 | (3) STEEL | 1.46 | 0 | 0 | 2-959 ACSS | 0 | 0 | 0 | 0 | 0 | 0 | 0 | 0 | 0 | 0 | 0 | 0 | 0 | 0 | 0 | 0 | 0 | 0 | 0 | 0 | 0 | 0 | 0 | 12 | 0
NO |  | 68 | 2015 | 2 | 4 | 4 |  | [06B] FAIRMONT | QUANAB | 138 | 138 | (2) WOOD | 6.18 | 0 | 0 | 2-795 AAC | 0 | 0 | 0 | 0 | 0 | 0 | 0 | 0 | 0 | 0 | 0 | 0 | 0 | 0 | 0 | 0 | 0 | 0 | 0 | 0 | 0 | 0 | 0 | 12 | 0
NO |  | 68 | 2015 | 2 | 5 | 5 |  | [06B] UNDERWOOD | TAP | 138 | 138 | (2) WOOD | 0.03 | 0 | 0 | 795 AAC | 0 | 0 | 0 | 0 | 0 | 0 | 0 | 0 | 0 | 0 | 0 | 0 | 0 | 0 | 0 | 0 | 0 | 0 | 0 | 0 | 0 | 0 | 0 | 12 | 0
NO |  | 68 | 2015 | 2 | 6 | 6 |  | [06C] NASA_ | FAIRMONT | 138 | 138 | (2) WOOD | 7.21 | 0 | 0 | 2-795 AAC | 0 | 0 | 0 | 0 | 0 | 0 | 0 | 0 | 0 | 0 | 0 | 0 | 0 | 0 | 0 | 0 | 0 | 0 | 0 | 0 | 0 | 0 | 0 | 12 | 0
NO |  | 68 | 2015 | 2 | 7 | 7 |  | [06D] NASA_ | WEBSTER PLANT | 138 | 138 | (2) WOOD | 5.74 | 0 | 0 | 2-795 AAC | 0 | 0 | 0 | 0 | 0 | 0 | 0 | 0 | 0 | 0 | 0 | 0 | 0 | 0 | 0 | 0 | 0 | 0 | 0 | 0 | 0 | 0 | 0 | 12 | 0
NO |  | 68 | 2015 | 2 | 8 | 8 |  | [06E] JEFFERSON | SOUTH CHANNEL | 138 | 138 | (1) CONC | 1 | 0 | 0 | 2-959 ACSS | 0 | 0 | 0 | 0 | 0 | 0 | 0 | 0 | 0 | 0 | 0 | 0 | 0 | 0 | 0 | 0 | 0 | 0 | 0 | 0 | 0 | 0 | 0 | 12 | 0
NO |  | 68 | 2015 | 2 | 9 | 9 |  | [06F] GARDEN VILLAS | HOLMES | 138 | 138 | (3) STEEL | 5.76 | 0 | 0 | 2-795 AAC | 0 | 0 | 0 | 0 | 0 | 0 | 0 | 0 | 0 | 0 | 0 | 0 | 0 | 0 | 0 | 0 | 0 | 0 | 0 | 0 | 0 | 0 | 0 | 12 | 0
NO |  | 68 | 2015 | 2 | 10 | 10 |  | [06F] HOLMES | PLAZA | 138 | 138 | (1) WOOD | 2.94 | 0 | 0 | 2000 AAC | 0 | 0 | 0 | 0 | 0 | 0 | 0 | 0 | 0 | 0 | 0 | 0 | 0 | 0 | 0 | 0 | 0 | 0 | 0 | 0 | 0 | 0 | 0 | 12 | 0
NO |  | 68 | 2015 | 2 | 11 | 11 |  | [06G] COLLEGE | TAP | 138 | 138 | (1) WOOD | 1.68 | 0 | 0 | 795 AAC | 0 | 0 | 0 | 0 | 0 | 0 | 0 | 0 | 0 | 0 | 0 | 0 | 0 | 0 | 0 | 0 | 0 | 0 | 0 | 0 | 0 | 0 | 0 | 12 | 0
NO |  | 68 | 2015 | 2 | 12 | 12 |  | [06G] DROUET | PASADENA | 138 | 138 | (3) STEEL | 6.1 | 0 | 0 | 2-795 AAC | 0 | 0 | 0 | 0 | 0 | 0 | 0 | 0 | 0 | 0 | 0 | 0 | 0 | 0 | 0 | 0 | 0 | 0 | 0 | 0 | 0 | 0 | 0 | 12 | 0
NO |  | 68 | 2015 | 2 | 13 | 13 |  | [06G] GARDEN VILLAS | DROUET | 138 | 138 | (3) STEEL | 2.21 | 0 | 0 | 795 AAC | 0 | 0 | 0 | 0 | 0 | 0 | 0 | 0 | 0 | 0 | 0 | 0 | 0 | 0 | 0 | 0 | 0 | 0 | 0 | 0 | 0 | 0 | 0 | 12 | 0
NO |  | 68 | 2015 | 2 | 14 | 14 |  | [06G] PASADENA | JEFFERSON | 138 | 138 | (3) STEEL | 0.36 | 4.91 | 0 | 2-795 AAC | 0 | 0 | 0 | 0 | 0 | 0 | 0 | 0 | 0 | 0 | 0 | 0 | 0 | 0 | 0 | 0 | 0 | 0 | 0 | 0 | 0 | 0 | 0 | 12 | 0
NO |  | 68 | 2015 | 2 | 15 | 15 |  | [06G] SPENCER | TAP | 138 | 138 | (3) STEEL | 4.92 | 0 | 0 | 795 AAC | 0 | 0 | 0 | 0 | 0 | 0 | 0 | 0 | 0 | 0 | 0 | 0 | 0 | 0 | 0 | 0 | 0 | 0 | 0 | 0 | 0 | 0 | 0 | 12 | 0
NO |  | 68 | 2015 | 2 | 16 | 16 |  | [06H] TRAVIS | SOUTH CHANNEL | 138 | 138 | (3) STEEL | 0.88 | 0.78 | 0 | 2000 AAC | 0 | 0 | 0 | 0 | 0 | 0 | 0 | 0 | 0 | 0 | 0 | 0 | 0 | 0 | 0 | 0 | 0 | 0 | 0 | 0 | 0 | 0 | 0 | 12 | 0
NO |  | 68 | 2015 | 2 | 17 | 17 |  | [06I] LUBZOL | TAP | 138 | 138 | (3) STEEL | 0.16 | 0 | 0 | 397 ACSR | 0 | 0 | 0 | 0 | 0 | 0 | 0 | 0 | 0 | 0 | 0 | 0 | 0 | 0 | 0 | 0 | 0 | 0 | 0 | 0 | 0 | 0 | 0 | 12 | 0
NO |  | 68 | 2015 | 2 | 18 | 18 |  | [06I] TIDAL_ | TRAVIS | 138 | 138 | (3) STEEL | 3.43 | 0 | 0 | 2000 AAC | 0 | 0 | 0 | 0 | 0 | 0 | 0 | 0 | 0 | 0 | 0 | 0 | 0 | 0 | 0 | 0 | 0 | 0 | 0 | 0 | 0 | 0 | 0 | 12 | 0
NO |  | 68 | 2015 | 2 | 19 | 19 |  | [06J] TIDAL_ | TUCKER | 138 | 138 | (3) STEEL | 2.68 | 0 | 0 | 2000 AAC | 0 | 0 | 0 | 0 | 0 | 0 | 0 | 0 | 0 | 0 | 0 | 0 | 0 | 0 | 0 | 0 | 0 | 0 | 0 | 0 | 0 | 0 | 0 | 12 | 0
NO |  | 68 | 2015 | 2 | 20 | 20 |  | [06K] ELLINGTON | TAP | 138 | 138 | (1) CONC | 0.1 | 0 | 0 | 795 AAC | 0 | 0 | 0 | 0 | 0 | 0 | 0 | 0 | 0 | 0 | 0 | 0 | 0 | 0 | 0 | 0 | 0 | 0 | 0 | 0 | 0 | 0 | 0 | 12 | 0
NO |  | 68 | 2015 | 2 | 21 | 21 |  | [06K] GULFGATE | TAP | 138 | 138 | (3) STEEL | 4.68 | 0 | 0 | 795 AAC | 0 | 0 | 0 | 0 | 0 | 0 | 0 | 0 | 0 | 0 | 0 | 0 | 0 | 0 | 0 | 0 | 0 | 0 | 0 | 0 | 0 | 0 | 0 | 12 | 0
NO |  | 68 | 2015 | 2 | 22 | 22 |  | [06K] HALL | TAP | 138 | 138 | (3) STEEL | 1.02 | 0 | 0 | 795 AAC | 0 | 0 | 0 | 0 | 0 | 0 | 0 | 0 | 0 | 0 | 0 | 0 | 0 | 0 | 0 | 0 | 0 | 0 | 0 | 0 | 0 | 0 | 0 | 12 | 0
NO |  | 68 | 2015 | 2 | 23 | 23 |  | [06K] KNIGHT | TAP | 138 | 138 | (3) STEEL | 0.01 | 0 | 0 | 2-795 AAC | 0 | 0 | 0 | 0 | 0 | 0 | 0 | 0 | 0 | 0 | 0 | 0 | 0 | 0 | 0 | 0 | 0 | 0 | 0 | 0 | 0 | 0 | 0 | 12 | 0
NO |  | 68 | 2015 | 2 | 24 | 24 |  | [06K] MARY'S CREEK | TAP | 138 | 138 | (3) STEEL | 0 | 3.51 | 0 | 795 ACSR | 0 | 0 | 0 | 0 | 0 | 0 | 0 | 0 | 0 | 0 | 0 | 0 | 0 | 0 | 0 | 0 | 0 | 0 | 0 | 0 | 0 | 0 | 0 | 12 | 0
NO |  | 68 | 2015 | 2 | 25 | 25 |  | [06K] PEARLAND | TAP | 138 | 138 | (3) STEEL | 2.72 | 0 | 0 | 795 ACSR | 0 | 0 | 0 | 0 | 0 | 0 | 0 | 0 | 0 | 0 | 0 | 0 | 0 | 0 | 0 | 0 | 0 | 0 | 0 | 0 | 0 | 0 | 0 | 12 | 0
NO |  | 68 | 2015 | 2 | 26 | 26 |  | [06K] PILGRIM | TAP | 138 | 138 | (3) STEEL | 1.19 | 0 | 0 | 2-795 AAC | 0 | 0 | 0 | 0 | 0 | 0 | 0 | 0 | 0 | 0 | 0 | 0 | 0 | 0 | 0 | 0 | 0 | 0 | 0 | 0 | 0 | 0 | 0 | 12 | 0
NO |  | 68 | 2015 | 2 | 27 | 27 |  | [06K] PLAZA | P.H. ROBINSON PLANT | 138 | 138 | (3) STEEL | 35.96 | 1.64 | 0 | 2-795 ACAR | 0 | 0 | 0 | 0 | 0 | 0 | 0 | 0 | 0 | 0 | 0 | 0 | 0 | 0 | 0 | 0 | 0 | 0 | 0 | 0 | 0 | 0 | 0 | 12 | 0
NO |  | 68 | 2015 | 2 | 28 | 28 |  | [06K] TELEPHONE | TAP | 138 | 138 | (3) STEEL | 0.01 | 0 | 0 | 795 AAC | 0 | 0 | 0 | 0 | 0 | 0 | 0 | 0 | 0 | 0 | 0 | 0 | 0 | 0 | 0 | 0 | 0 | 0 | 0 | 0 | 0 | 0 | 0 | 12 | 0
NO |  | 68 | 2015 | 2 | 29 | 29 |  | [06M] ESFORK | S.R. BERTRON PLANT | 138 | 138 | (3) STEEL | 2.16 | 0 | 0 | 2000 AAC | 0 | 0 | 0 | 0 | 0 | 0 | 0 | 0 | 0 | 0 | 0 | 0 | 0 | 0 | 0 | 0 | 0 | 0 | 0 | 0 | 0 | 0 | 0 | 12 | 0
NO |  | 68 | 2015 | 2 | 30 | 30 |  | [06M] ROLLEN | ESFORK | 138 | 138 | (3) STEEL | 1.11 | 0 | 0 | 2-795 AAC | 0 | 0 | 0 | 0 | 0 | 0 | 0 | 0 | 0 | 0 | 0 | 0 | 0 | 0 | 0 | 0 | 0 | 0 | 0 | 0 | 0 | 0 | 0 | 12 | 0
NO |  | 68 | 2015 | 2 | 31 | 31 |  | [06N] TUCKER | ROLLEN | 138 | 138 | (3) STEEL | 0.55 | 0 | 0 | 2-795 AAC | 0 | 0 | 0 | 0 | 0 | 0 | 0 | 0 | 0 | 0 | 0 | 0 | 0 | 0 | 0 | 0 | 0 | 0 | 0 | 0 | 0 | 0 | 0 | 12 | 0
NO |  | 68 | 2015 | 2 | 32 | 32 |  | [06X] WEST COLUMBIA | YWC (TNMP) | 138 | 138 | (3) STEEL | 0.05 | 0 | 0 | 2-795ACSR | 0 | 0 | 0 | 0 | 0 | 0 | 0 | 0 | 0 | 0 | 0 | 0 | 0 | 0 | 0 | 0 | 0 | 0 | 0 | 0 | 0 | 0 | 0 | 12 | 0
NO |  | 68 | 2015 | 2 | 33 | 33 |  | [07A] ALMEDA | TAP | 138 | 138 | (3) STEEL | 0 | 3.15 | 0 | 397 ACSR | 0 | 0 | 0 | 0 | 0 | 0 | 0 | 0 | 0 | 0 | 0 | 0 | 0 | 0 | 0 | 0 | 0 | 0 | 0 | 0 | 0 | 0 | 0 | 12 | 0
NO |  | 68 | 2015 | 2 | 34 | 34 |  | [07A] CHOCOLATE BAYOU | TAP | 138 | 138 | (3) STEEL | 1.47 | 0 | 0 | 397 ACSR | 0 | 0 | 0 | 0 | 0 | 0 | 0 | 0 | 0 | 0 | 0 | 0 | 0 | 0 | 0 | 0 | 0 | 0 | 0 | 0 | 0 | 0 | 0 | 12 | 0
NO |  | 68 | 2015 | 2 | 35 | 35 |  | [07A] ELLINGTON | TAP | 138 | 138 | (1) CONC | 0.09 | 0 | 0 | 795AAC | 0 | 0 | 0 | 0 | 0 | 0 | 0 | 0 | 0 | 0 | 0 | 0 | 0 | 0 | 0 | 0 | 0 | 0 | 0 | 0 | 0 | 0 | 0 | 12 | 0
NO |  | 68 | 2015 | 3 | 1 | 1 |  | [07A] PILGRIM | TAP | 138 | 138 | (3) STEEL | 0 | 1.21 | 0 | 2-795 AAC | 0 | 0 | 0 | 0 | 0 | 0 | 0 | 0 | 0 | 0 | 0 | 0 | 0 | 0 | 0 | 0 | 0 | 0 | 0 | 0 | 0 | 0 | 0 | 12 | 0
NO |  | 68 | 2015 | 3 | 2 | 2 |  | [07A] WEBSTER PLANT | GARDEN VILLAS | 138 | 138 | (3) STEEL | 13.96 | 7.01 | 0 | 2-795 AAC | 0 | 0 | 0 | 0 | 0 | 0 | 0 | 0 | 0 | 0 | 0 | 0 | 0 | 0 | 0 | 0 | 0 | 0 | 0 | 0 | 0 | 0 | 0 | 12 | 0
NO |  | 68 | 2015 | 3 | 3 | 3 |  | [08A] PSARCO | LYCHEM | 138 | 138 | (3) STEEL | 0.8 | 0.82 | 0 | 2-795 AAC | 0 | 0 | 0 | 0 | 0 | 0 | 0 | 0 | 0 | 0 | 0 | 0 | 0 | 0 | 0 | 0 | 0 | 0 | 0 | 0 | 0 | 0 | 0 | 12 | 0
NO |  | 68 | 2015 | 3 | 4 | 4 |  | [08B] H.O. CLARK PLANT | STADIUM | 138 | 138 | (1) STEEL | 3.15 | 2.8 | 0 | 2-795AAC | 0 | 0 | 0 | 0 | 0 | 0 | 0 | 0 | 0 | 0 | 0 | 0 | 0 | 0 | 0 | 0 | 0 | 0 | 0 | 0 | 0 | 0 | 0 | 12 | 0
NO |  | 68 | 2015 | 3 | 5 | 5 |  | [08B] KNIGHT | TAP | 138 | 138 | (3) STEEL | 0.01 | 0 | 0 | 2000 AAC | 0 | 0 | 0 | 0 | 0 | 0 | 0 | 0 | 0 | 0 | 0 | 0 | 0 | 0 | 0 | 0 | 0 | 0 | 0 | 0 | 0 | 0 | 0 | 12 | 0
NO |  | 68 | 2015 | 3 | 6 | 6 |  | [08B] STADIUM | FANNIN | 138 | 138 | (1) STEEL | 0 | 0.85 | 0 | 2-795 ACSR | 0 | 0 | 0 | 0 | 0 | 0 | 0 | 0 | 0 | 0 | 0 | 0 | 0 | 0 | 0 | 0 | 0 | 0 | 0 | 0 | 0 | 0 | 0 | 12 | 0
NO |  | 68 | 2015 | 3 | 7 | 7 |  | [08C] MAGNOLIA PARK | NINTH_ | 138 | 138 | (3) STEEL | 1.13 | 0 | 0 | 2000 AAC | 0 | 0 | 0 | 0 | 0 | 0 | 0 | 0 | 0 | 0 | 0 | 0 | 0 | 0 | 0 | 0 | 0 | 0 | 0 | 0 | 0 | 0 | 0 | 12 | 0
NO |  | 68 | 2015 | 3 | 8 | 8 |  | [08D] BUSCH | ANBUSH | 138 | 138 | (3) STEEL | 0.35 | 0 | 0 | 2-795 ACSR | 0 | 0 | 0 | 0 | 0 | 0 | 0 | 0 | 0 | 0 | 0 | 0 | 0 | 0 | 0 | 0 | 0 | 0 | 0 | 0 | 0 | 0 | 0 | 12 | 0
NO |  | 68 | 2015 | 3 | 9 | 9 |  | [08D] CLINTON | NINTH_ | 138 | 138 | (3) STEEL | 0.46 | 0 | 0 | 2-795 ACSR | 0 | 0 | 0 | 0 | 0 | 0 | 0 | 0 | 0 | 0 | 0 | 0 | 0 | 0 | 0 | 0 | 0 | 0 | 0 | 0 | 0 | 0 | 0 | 12 | 0
NO |  | 68 | 2015 | 3 | 10 | 10 |  | [08D] NINTH_ | CLINTON | 138 | 138 | (3) STEEL | 2.24 | 0 | 0 | 2-795 ACSR | 0 | 0 | 0 | 0 | 0 | 0 | 0 | 0 | 0 | 0 | 0 | 0 | 0 | 0 | 0 | 0 | 0 | 0 | 0 | 0 | 0 | 0 | 0 | 12 | 0
NO |  | 68 | 2015 | 3 | 11 | 11 |  | [08E] ANBUSH | OATES | 138 | 138 | (3) STEEL | 1.84 | 0 | 0 | 2-795 ACSR | 0 | 0 | 0 | 0 | 0 | 0 | 0 | 0 | 0 | 0 | 0 | 0 | 0 | 0 | 0 | 0 | 0 | 0 | 0 | 0 | 0 | 0 | 0 | 12 | 0
NO |  | 68 | 2015 | 3 | 12 | 12 |  | [08E] OATES | GREENS BAYOU PLANT | 138 | 138 | (3) STEEL | 4.58 | 0 | 0 | 2-795 ACSR | 0 | 0 | 0 | 0 | 0 | 0 | 0 | 0 | 0 | 0 | 0 | 0 | 0 | 0 | 0 | 0 | 0 | 0 | 0 | 0 | 0 | 0 | 0 | 12 | 0
NO |  | 68 | 2015 | 3 | 13 | 13 |  | [08F] LYCHEM | GREENS BAYOU PLANT | 138 | 138 | (3) STEEL | 7.16 | 0 | 0 | 2-795 ACSR | 0 | 0 | 0 | 0 | 0 | 0 | 0 | 0 | 0 | 0 | 0 | 0 | 0 | 0 | 0 | 0 | 0 | 0 | 0 | 0 | 0 | 0 | 0 | 12 | 0
NO |  | 68 | 2015 | 3 | 14 | 14 |  | [08F] LYONDELL | TAP | 138 | 138 | (1) CONC | 0.03 | 0 | 0 | 795 AAC | 0 | 0 | 0 | 0 | 0 | 0 | 0 | 0 | 0 | 0 | 0 | 0 | 0 | 0 | 0 | 0 | 0 | 0 | 0 | 0 | 0 | 0 | 0 | 12 | 0
NO |  | 68 | 2015 | 3 | 15 | 15 |  | [08F] UVALDE | TAP | 138 | 138 | (1) STEEL | 0.1 | 0 | 0 | 795 AAC | 0 | 0 | 0 | 0 | 0 | 0 | 0 | 0 | 0 | 0 | 0 | 0 | 0 | 0 | 0 | 0 | 0 | 0 | 0 | 0 | 0 | 0 | 0 | 12 | 0
NO |  | 68 | 2015 | 3 | 16 | 16 |  | [08G] CROSBY | PSARCO | 138 | 138 | (2) WOOD | 8.28 | 0 | 0 | 2-795 ACSR | 0 | 0 | 0 | 0 | 0 | 0 | 0 | 0 | 0 | 0 | 0 | 0 | 0 | 0 | 0 | 0 | 0 | 0 | 0 | 0 | 0 | 0 | 0 | 12 | 0
NO |  | 68 | 2015 | 3 | 17 | 17 |  | [08G] HIGHLANDS | TAP | 138 | 138 | (1) WOOD | 4.71 | 0 | 0 | 795AAC | 0 | 0 | 0 | 0 | 0 | 0 | 0 | 0 | 0 | 0 | 0 | 0 | 0 | 0 | 0 | 0 | 0 | 0 | 0 | 0 | 0 | 0 | 0 | 12 | 0
NO |  | 68 | 2015 | 3 | 18 | 18 |  | [08H] CROSBY | DAYTON (CORNER) | 138 | 138 | (1) CONC | 0 | 9.44 | 0 | 1-795 AAC | 0 | 0 | 0 | 0 | 0 | 0 | 0 | 0 | 0 | 0 | 0 | 0 | 0 | 0 | 0 | 0 | 0 | 0 | 0 | 0 | 0 | 0 | 0 | 12 | 0
NO |  | 68 | 2015 | 3 | 19 | 19 |  | [08I] PLAZA | GRANT | 138 | 138 | (4) UNDER | 0.42 | 0 | 0 | 3500XLPE | 0 | 0 | 0 | 0 | 0 | 0 | 0 | 0 | 0 | 0 | 0 | 0 | 0 | 0 | 0 | 0 | 0 | 0 | 0 | 0 | 0 | 0 | 0 | 12 | 0
NO |  | 68 | 2015 | 3 | 20 | 20 |  | [08I] PLAZA | GRANT | 138 | 138 | (1) WOOD | 2.04 | 0 | 0 | 2000 AAC | 0 | 0 | 0 | 0 | 0 | 0 | 0 | 0 | 0 | 0 | 0 | 0 | 0 | 0 | 0 | 0 | 0 | 0 | 0 | 0 | 0 | 0 | 0 | 12 | 0
NO |  | 68 | 2015 | 3 | 21 | 21 |  | [08K] GRANT | FANNIN | 138 | 138 | (1) STEEL | 2.16 | 0 | 0 | 2-795 AAC | 0 | 0 | 0 | 0 | 0 | 0 | 0 | 0 | 0 | 0 | 0 | 0 | 0 | 0 | 0 | 0 | 0 | 0 | 0 | 0 | 0 | 0 | 0 | 12 | 0
NO |  | 68 | 2015 | 3 | 22 | 22 |  | [09A] ALIEF | W.A. PARISH PLANT | 138 | 138 | (2) WOOD | 16.43 | 0 | 0 | 2-795 ACSR | 0 | 0 | 0 | 0 | 0 | 0 | 0 | 0 | 0 | 0 | 0 | 0 | 0 | 0 | 0 | 0 | 0 | 0 | 0 | 0 | 0 | 0 | 0 | 12 | 0
NO |  | 68 | 2015 | 3 | 23 | 23 |  | [09A] BRITMOORE | HAYES | 138 | 138 | (3) STEEL | 3.36 | 0 | 0 | 2-795 ACSR | 0 | 0 | 0 | 0 | 0 | 0 | 0 | 0 | 0 | 0 | 0 | 0 | 0 | 0 | 0 | 0 | 0 | 0 | 0 | 0 | 0 | 0 | 0 | 12 | 0
NO |  | 68 | 2015 | 3 | 24 | 24 |  | [09A] HAYES | ALIEF | 138 | 138 | (3) STEEL | 3.82 | 0 | 0 | 2-795 ACSR | 0 | 0 | 0 | 0 | 0 | 0 | 0 | 0 | 0 | 0 | 0 | 0 | 0 | 0 | 0 | 0 | 0 | 0 | 0 | 0 | 0 | 0 | 0 | 12 | 0
NO |  | 68 | 2015 | 3 | 25 | 25 |  | [09A] STAFFORD | TAP | 138 | 138 | (2) WOOD | 0.01 | 0 | 0 | 2-795 ACSR | 0 | 0 | 0 | 0 | 0 | 0 | 0 | 0 | 0 | 0 | 0 | 0 | 0 | 0 | 0 | 0 | 0 | 0 | 0 | 0 | 0 | 0 | 0 | 12 | 0
NO |  | 68 | 2015 | 3 | 26 | 26 |  | [09B] BELLAIRE | BRAYS | 138 | 138 | (3) STEEL | 3.22 | 0 | 0 | 1-795 AAC | 0 | 0 | 0 | 0 | 0 | 0 | 0 | 0 | 0 | 0 | 0 | 0 | 0 | 0 | 0 | 0 | 0 | 0 | 0 | 0 | 0 | 0 | 0 | 12 | 0
NO |  | 68 | 2015 | 3 | 27 | 27 |  | [09B] BRAYS | H.O. CLARK PLANT | 138 | 138 | (3) STEEL | 2.63 | 0 | 0 | 2000 AAC | 0 | 0 | 0 | 0 | 0 | 0 | 0 | 0 | 0 | 0 | 0 | 0 | 0 | 0 | 0 | 0 | 0 | 0 | 0 | 0 | 0 | 0 | 0 | 12 | 0
NO |  | 68 | 2015 | 3 | 28 | 28 |  | [09C] BELLAIRE | SAN FELIPE | 138 | 138 | (3) STEEL | 2.07 | 0 | 0 | 2-795 AAC | 0 | 0 | 0 | 0 | 0 | 0 | 0 | 0 | 0 | 0 | 0 | 0 | 0 | 0 | 0 | 0 | 0 | 0 | 0 | 0 | 0 | 0 | 0 | 12 | 0
NO |  | 68 | 2015 | 3 | 29 | 29 |  | [09D] EUREKA | WHITE OAK | 138 | 138 | (3) STEEL | 1.57 | 0 | 0 | 2-2167 ACSR | 0 | 0 | 0 | 0 | 0 | 0 | 0 | 0 | 0 | 0 | 0 | 0 | 0 | 0 | 0 | 0 | 0 | 0 | 0 | 0 | 0 | 0 | 0 | 12 | 0
NO |  | 68 | 2015 | 3 | 30 | 30 |  | [09D] SAN FELIPE | EUREKA | 138 | 138 | (1) STEEL | 0 | 3.31 | 0 | 2-795 AAC | 0 | 0 | 0 | 0 | 0 | 0 | 0 | 0 | 0 | 0 | 0 | 0 | 0 | 0 | 0 | 0 | 0 | 0 | 0 | 0 | 0 | 0 | 0 | 12 | 0
NO |  | 68 | 2015 | 3 | 31 | 31 |  | [09E] BRITMOORE | ADDICKS | 138 | 138 | (3) STEEL | 2.15 | 0 | 0 | 795 AAC | 0 | 0 | 0 | 0 | 0 | 0 | 0 | 0 | 0 | 0 | 0 | 0 | 0 | 0 | 0 | 0 | 0 | 0 | 0 | 0 | 0 | 0 | 0 | 12 | 0
NO |  | 68 | 2015 | 3 | 32 | 32 |  | [09F] READING | FORT BEND | 138 | 138 | (3) STEEL | 2.54 | 0 | 0 | 795 AAC | 0 | 0 | 0 | 0 | 0 | 0 | 0 | 0 | 0 | 0 | 0 | 0 | 0 | 0 | 0 | 0 | 0 | 0 | 0 | 0 | 0 | 0 | 0 | 12 | 0
NO |  | 68 | 2015 | 3 | 33 | 33 |  | [09F] READING | CRABB RIVER ROAD | 138 | 138 | (1) CONC | 3.86 | 0 | 0 | 795 ACSR | 0 | 0 | 0 | 0 | 0 | 0 | 0 | 0 | 0 | 0 | 0 | 0 | 0 | 0 | 0 | 0 | 0 | 0 | 0 | 0 | 0 | 0 | 0 | 12 | 0
NO |  | 68 | 2015 | 3 | 34 | 34 |  | [09F] W.A. PARISH PLANT | CRABB RIVER ROAD | 138 | 138 | (1) CONC | 9.44 | 0 | 0 | 2-795 AAC | 0 | 0 | 0 | 0 | 0 | 0 | 0 | 0 | 0 | 0 | 0 | 0 | 0 | 0 | 0 | 0 | 0 | 0 | 0 | 0 | 0 | 0 | 0 | 12 | 0
NO |  | 68 | 2015 | 3 | 35 | 35 |  | [09G] BRAZOS VALLEY | FORT BEND | 138 | 138 | (3) STEEL | 5.82 | 0 | 0 | 2-795 AAC | 0 | 0 | 0 | 0 | 0 | 0 | 0 | 0 | 0 | 0 | 0 | 0 | 0 | 0 | 0 | 0 | 0 | 0 | 0 | 0 | 0 | 0 | 0 | 12 | 0
NO |  | 68 | 2015 | 4 | 1 | 1 |  | [09G] FLEWELLEN | BRAZOS VALLEY | 138 | 138 | (3) STEEL | 5.09 | 0 | 0 | 2-795 ACSR | 0 | 0 | 0 | 0 | 0 | 0 | 0 | 0 | 0 | 0 | 0 | 0 | 0 | 0 | 0 | 0 | 0 | 0 | 0 | 0 | 0 | 0 | 0 | 12 | 0
NO |  | 68 | 2015 | 4 | 2 | 2 |  | [09H] FLEWELLEN | FRANZ | 138 | 138 | (3) STEEL | 15.56 | 0 | 0 | 2-795 ACSR | 0 | 0 | 0 | 0 | 0 | 0 | 0 | 0 | 0 | 0 | 0 | 0 | 0 | 0 | 0 | 0 | 0 | 0 | 0 | 0 | 0 | 0 | 0 | 12 | 0
NO |  | 68 | 2015 | 4 | 3 | 3 |  | [09H] KATY | TAP | 138 | 138 | (3) STEEL | 0.02 | 0 | 0 | 2-795 AAC | 0 | 0 | 0 | 0 | 0 | 0 | 0 | 0 | 0 | 0 | 0 | 0 | 0 | 0 | 0 | 0 | 0 | 0 | 0 | 0 | 0 | 0 | 0 | 12 | 0
NO |  | 68 | 2015 | 4 | 4 | 4 |  | [09I] CAMPBELL | TAP | 138 | 138 | (3) STEEL | 0.04 | 0 | 0 | 795 AAC | 0 | 0 | 0 | 0 | 0 | 0 | 0 | 0 | 0 | 0 | 0 | 0 | 0 | 0 | 0 | 0 | 0 | 0 | 0 | 0 | 0 | 0 | 0 | 12 | 0
NO |  | 68 | 2015 | 4 | 5 | 5 |  | [09I] TODD | TAP | 138 | 138 | (3) STEEL | 0.01 | 0 | 0 | 795 AAC | 0 | 0 | 0 | 0 | 0 | 0 | 0 | 0 | 0 | 0 | 0 | 0 | 0 | 0 | 0 | 0 | 0 | 0 | 0 | 0 | 0 | 0 | 0 | 12 | 0
NO |  | 68 | 2015 | 4 | 6 | 6 |  | [09I] WHITE OAK | ADDICKS | 138 | 138 | (3) STEEL | 9.27 | 0 | 0 | 2-795 AAC | 0 | 0 | 0 | 0 | 0 | 0 | 0 | 0 | 0 | 0 | 0 | 0 | 0 | 0 | 0 | 0 | 0 | 0 | 0 | 0 | 0 | 0 | 0 | 12 | 0
NO |  | 68 | 2015 | 4 | 7 | 7 |  | [09J] CYFAIR | TAP | 138 | 138 | (3) STEEL | 0.03 | 0 | 0 | 795 ACSR | 0 | 0 | 0 | 0 | 0 | 0 | 0 | 0 | 0 | 0 | 0 | 0 | 0 | 0 | 0 | 0 | 0 | 0 | 0 | 0 | 0 | 0 | 0 | 12 | 0
NO |  | 68 | 2015 | 4 | 8 | 8 |  | [09J] FRY RD | TAP | 138 | 138 | (3) CONC | 0.03 | 0 | 0 | 795AAC | 0 | 0 | 0 | 0 | 0 | 0 | 0 | 0 | 0 | 0 | 0 | 0 | 0 | 0 | 0 | 0 | 0 | 0 | 0 | 0 | 0 | 0 | 0 | 12 | 0
NO |  | 68 | 2015 | 4 | 9 | 9 |  | [09J] FRY RD MOBILE | TAP | 138 | 138 | (1) WOOD | 0.03 | 0 | 0 | 795AAC | 0 | 0 | 0 | 0 | 0 | 0 | 0 | 0 | 0 | 0 | 0 | 0 | 0 | 0 | 0 | 0 | 0 | 0 | 0 | 0 | 0 | 0 | 0 | 12 | 0
NO |  | 68 | 2015 | 4 | 10 | 10 |  | [09J] GERTIE | TAP | 138 | 138 | (3) STEEL | 4.27 | 0 | 0 | 795 ACSR | 0 | 0 | 0 | 0 | 0 | 0 | 0 | 0 | 0 | 0 | 0 | 0 | 0 | 0 | 0 | 0 | 0 | 0 | 0 | 0 | 0 | 0 | 0 | 12 | 0
NO |  | 68 | 2015 | 4 | 11 | 11 |  | [09J] ZENITH | KLUGE | 138 | 138 | (3) STEEL | 13.38 | 0 | 0 | 2-959ACSS | 0 | 0 | 0 | 0 | 0 | 0 | 0 | 0 | 0 | 0 | 0 | 0 | 0 | 0 | 0 | 0 | 0 | 0 | 0 | 0 | 0 | 0 | 0 | 12 | 0
NO |  | 68 | 2015 | 4 | 12 | 12 |  | [14A] CEDAR BAYOU PLANT | KENNY_ | 138 | 138 | (3) STEEL | 6.75 | 0 | 0 | 2-795 AAC | 0 | 0 | 0 | 0 | 0 | 0 | 0 | 0 | 0 | 0 | 0 | 0 | 0 | 0 | 0 | 0 | 0 | 0 | 0 | 0 | 0 | 0 | 0 | 12 | 0
NO |  | 68 | 2015 | 4 | 13 | 13 |  | [18A] DOW345 | SOUTH TEXAS | 345 | 345 | (3) STEEL | 45.33 | 0 | 0 | 2-795 ACSR | 0 | 0 | 0 | 0 | 0 | 0 | 0 | 0 | 0 | 0 | 0 | 0 | 0 | 0 | 0 | 0 | 0 | 0 | 0 | 0 | 0 | 0 | 0 | 12 | 0
NO |  | 68 | 2015 | 4 | 14 | 14 |  | [18B] DOW345 | OASIS | 345 | 345 | (3) STEEL | 0 | 36.03 | 0 | 2-795 ACSR | 0 | 0 | 0 | 0 | 0 | 0 | 0 | 0 | 0 | 0 | 0 | 0 | 0 | 0 | 0 | 0 | 0 | 0 | 0 | 0 | 0 | 0 | 0 | 12 | 0
NO |  | 68 | 2015 | 4 | 15 | 15 |  | [18C] OASIS | W.A. PARISH PLANT | 345 | 345 | (3) STEEL | 19.52 | 0 | 0 | 1-433 ACSS | 0 | 0 | 0 | 0 | 0 | 0 | 0 | 0 | 0 | 0 | 0 | 0 | 0 | 0 | 0 | 0 | 0 | 0 | 0 | 0 | 0 | 0 | 0 | 12 | 0
NO |  | 68 | 2015 | 4 | 16 | 16 |  | [21A] GABLE STREET | GREENS BAYOU PLANT | 138 | 138 | (3) STEEL | 13.27 | 0 | 0 | 2000AAC | 0 | 0 | 0 | 0 | 0 | 0 | 0 | 0 | 0 | 0 | 0 | 0 | 0 | 0 | 0 | 0 | 0 | 0 | 0 | 0 | 0 | 0 | 0 | 12 | 0
NO |  | 68 | 2015 | 4 | 17 | 17 |  | [21A] LIBERTY | TAP | 138 | 138 | (3) STEEL | 0.03 | 0 | 0 | 1-795 AAC | 0 | 0 | 0 | 0 | 0 | 0 | 0 | 0 | 0 | 0 | 0 | 0 | 0 | 0 | 0 | 0 | 0 | 0 | 0 | 0 | 0 | 0 | 0 | 12 | 0
NO |  | 68 | 2015 | 4 | 18 | 18 |  | [21A] NORTHSIDE | TAP | 138 | 138 | (3) STEEL | 0.03 | 0 | 0 | 2000AAC | 0 | 0 | 0 | 0 | 0 | 0 | 0 | 0 | 0 | 0 | 0 | 0 | 0 | 0 | 0 | 0 | 0 | 0 | 0 | 0 | 0 | 0 | 0 | 12 | 0
NO |  | 68 | 2015 | 4 | 19 | 19 |  | [21B] GABLE STREET | FRANKLIN | 138 | 138 | (3) STEEL | 1.98 | 0 | 0 | 2-795 AAC | 0 | 0 | 0 | 0 | 0 | 0 | 0 | 0 | 0 | 0 | 0 | 0 | 0 | 0 | 0 | 0 | 0 | 0 | 0 | 0 | 0 | 0 | 0 | 12 | 0
NO |  | 68 | 2015 | 4 | 20 | 20 |  | [21C] DAVSON | STRAWBERRY BELT | 138 | 138 | (3) STEEL | 1.72 | 0 | 0 | 795 AAC | 0 | 0 | 0 | 0 | 0 | 0 | 0 | 0 | 0 | 0 | 0 | 0 | 0 | 0 | 0 | 0 | 0 | 0 | 0 | 0 | 0 | 0 | 0 | 12 | 0
NO |  | 68 | 2015 | 4 | 21 | 21 |  | [21C] DEER PARK | TAP | 138 | 138 | (1) STEEL | 0.06 | 0 | 0 | 2-795 AAC | 0 | 0 | 0 | 0 | 0 | 0 | 0 | 0 | 0 | 0 | 0 | 0 | 0 | 0 | 0 | 0 | 0 | 0 | 0 | 0 | 0 | 0 | 0 | 12 | 0
NO |  | 68 | 2015 | 4 | 22 | 22 |  | [21C] NOBEL_ | STATE_ | 138 | 138 | (3) STEEL | 0.19 | 0 | 0 | 2-795 AAC | 0 | 0 | 0 | 0 | 0 | 0 | 0 | 0 | 0 | 0 | 0 | 0 | 0 | 0 | 0 | 0 | 0 | 0 | 0 | 0 | 0 | 0 | 0 | 12 | 0
NO |  | 68 | 2015 | 4 | 23 | 23 |  | [21C] STRAWBERRY BELT | NOBEL_ | 138 | 138 | (3) STEEL | 7.24 | 0 | 0 | 2-795 AAC | 0 | 0 | 0 | 0 | 0 | 0 | 0 | 0 | 0 | 0 | 0 | 0 | 0 | 0 | 0 | 0 | 0 | 0 | 0 | 0 | 0 | 0 | 0 | 12 | 0
NO |  | 68 | 2015 | 4 | 24 | 24 |  | [21C] UNDERWOOD | TAP | 138 | 138 | (2) WOOD | 0.05 | 0 | 0 | 2000 AAC | 0 | 0 | 0 | 0 | 0 | 0 | 0 | 0 | 0 | 0 | 0 | 0 | 0 | 0 | 0 | 0 | 0 | 0 | 0 | 0 | 0 | 0 | 0 | 12 | 0
NO |  | 68 | 2015 | 4 | 25 | 25 |  | [21D] SOLMER | S.R. BERTRON PLANT | 138 | 138 | (3) STEEL | 1.67 | 0 | 0 | 2-795 AAC | 0 | 0 | 0 | 0 | 0 | 0 | 0 | 0 | 0 | 0 | 0 | 0 | 0 | 0 | 0 | 0 | 0 | 0 | 0 | 0 | 0 | 0 | 0 | 12 | 0
NO |  | 68 | 2015 | 4 | 26 | 26 |  | [21E] MOMENT | SOLMER | 138 | 138 | (3) STEEL | 0.45 | 0 | 0 | 2-795 AAC | 0 | 0 | 0 | 0 | 0 | 0 | 0 | 0 | 0 | 0 | 0 | 0 | 0 | 0 | 0 | 0 | 0 | 0 | 0 | 0 | 0 | 0 | 0 | 12 | 0
NO |  | 68 | 2015 | 4 | 27 | 27 |  | [21F] DIABOX | MOMENT | 138 | 138 | (3) STEEL | 0.65 | 0 | 0 | 2-795 AAC | 0 | 0 | 0 | 0 | 0 | 0 | 0 | 0 | 0 | 0 | 0 | 0 | 0 | 0 | 0 | 0 | 0 | 0 | 0 | 0 | 0 | 0 | 0 | 12 | 0
NO |  | 68 | 2015 | 4 | 28 | 28 |  | [21G] CAMRON | T.H. WHARTON PLANT | 138 | 138 | (3) STEEL | 8.21 | 0 | 0 | 2-959 ACSS | 0 | 0 | 0 | 0 | 0 | 0 | 0 | 0 | 0 | 0 | 0 | 0 | 0 | 0 | 0 | 0 | 0 | 0 | 0 | 0 | 0 | 0 | 0 | 12 | 0
NO |  | 68 | 2015 | 4 | 29 | 29 |  | [21H] ADDICKS | WHITE OAK | 138 | 138 | (3) STEEL | 9.28 | 0 | 0 | 795 AAC | 0 | 0 | 0 | 0 | 0 | 0 | 0 | 0 | 0 | 0 | 0 | 0 | 0 | 0 | 0 | 0 | 0 | 0 | 0 | 0 | 0 | 0 | 0 | 12 | 0
NO |  | 68 | 2015 | 4 | 30 | 30 |  | [21H] CAMPBELL | TAP | 138 | 138 | (3) STEEL | 0 | 0.01 | 0 | 795 AAC | 0 | 0 | 0 | 0 | 0 | 0 | 0 | 0 | 0 | 0 | 0 | 0 | 0 | 0 | 0 | 0 | 0 | 0 | 0 | 0 | 0 | 0 | 0 | 12 | 0
NO |  | 68 | 2015 | 4 | 31 | 31 |  | [21H] TODD | TAP | 138 | 138 | (3) STEEL | 0 | 0.03 | 0 | 795 AAC | 0 | 0 | 0 | 0 | 0 | 0 | 0 | 0 | 0 | 0 | 0 | 0 | 0 | 0 | 0 | 0 | 0 | 0 | 0 | 0 | 0 | 0 | 0 | 12 | 0
NO |  | 68 | 2015 | 4 | 32 | 32 |  | [21I] CAMRON | KLUGE | 138 | 138 | (3) STEEL | 8.67 | 0 | 0 | 795 ACSR | 0 | 0 | 0 | 0 | 0 | 0 | 0 | 0 | 0 | 0 | 0 | 0 | 0 | 0 | 0 | 0 | 0 | 0 | 0 | 0 | 0 | 0 | 0 | 12 | 0
NO |  | 68 | 2015 | 4 | 33 | 33 |  | [21I] CYFAIR | TAP | 138 | 138 | (3) STEEL | 0.03 | 0 | 0 | 795 ACSR | 0 | 0 | 0 | 0 | 0 | 0 | 0 | 0 | 0 | 0 | 0 | 0 | 0 | 0 | 0 | 0 | 0 | 0 | 0 | 0 | 0 | 0 | 0 | 12 | 0
NO |  | 68 | 2015 | 4 | 34 | 34 |  | [21J] AIRLINE | WHITE OAK | 138 | 138 | (3) STEEL | 3.03 | 0 | 0 | 795 AAC | 0 | 0 | 0 | 0 | 0 | 0 | 0 | 0 | 0 | 0 | 0 | 0 | 0 | 0 | 0 | 0 | 0 | 0 | 0 | 0 | 0 | 0 | 0 | 12 | 0
NO |  | 68 | 2015 | 4 | 35 | 35 |  | [21J] HARDY | AIRLINE | 138 | 138 | (3) STEEL | 2.13 | 0 | 0 | 2-795 AAC | 0 | 0 | 0 | 0 | 0 | 0 | 0 | 0 | 0 | 0 | 0 | 0 | 0 | 0 | 0 | 0 | 0 | 0 | 0 | 0 | 0 | 0 | 0 | 12 | 0
NO |  | 68 | 2015 | 5 | 1 | 1 |  | [21K] FIDELITY | TAP | 138 | 138 | (1) CONC | 0.03 | 1.33 | 0 | 795 ACSR | 0 | 0 | 0 | 0 | 0 | 0 | 0 | 0 | 0 | 0 | 0 | 0 | 0 | 0 | 0 | 0 | 0 | 0 | 0 | 0 | 0 | 0 | 0 | 12 | 0
NO |  | 68 | 2015 | 5 | 2 | 2 |  | [21K] FIDELITY | TAP | 138 | 138 | (1) CONC | 1.36 | 0 | 0 | 795 ACSR | 0 | 0 | 0 | 0 | 0 | 0 | 0 | 0 | 0 | 0 | 0 | 0 | 0 | 0 | 0 | 0 | 0 | 0 | 0 | 0 | 0 | 0 | 0 | 12 | 0
NO |  | 68 | 2015 | 5 | 3 | 3 |  | [21K] GREENS BAYOU PLANT | DAVSON | 138 | 138 | (3) STEEL | 0 | 10.08 | 0 | 795 AAC | 0 | 0 | 0 | 0 | 0 | 0 | 0 | 0 | 0 | 0 | 0 | 0 | 0 | 0 | 0 | 0 | 0 | 0 | 0 | 0 | 0 | 0 | 0 | 12 | 0
NO |  | 68 | 2015 | 5 | 4 | 4 |  | [21K] WITTER | TAP | 138 | 138 | (3) STEEL | 0.07 | 0 | 0 | 795 AAC | 0 | 0 | 0 | 0 | 0 | 0 | 0 | 0 | 0 | 0 | 0 | 0 | 0 | 0 | 0 | 0 | 0 | 0 | 0 | 0 | 0 | 0 | 0 | 12 | 0
NO |  | 68 | 2015 | 5 | 5 | 5 |  | [21L] STATE_ | S.R. BERTRON PLANT | 138 | 138 | (3) STEEL | 1.11 | 0.82 | 0 | 2-795 AAC | 0 | 0 | 0 | 0 | 0 | 0 | 0 | 0 | 0 | 0 | 0 | 0 | 0 | 0 | 0 | 0 | 0 | 0 | 0 | 0 | 0 | 0 | 0 | 12 | 0
NO |  | 68 | 2015 | 5 | 6 | 6 |  | [21M] FRANKLIN | CROCKETT | 138 | 138 | (3) STEEL | 1.21 | 0.25 | 0 | 2000AAC | 0 | 0 | 0 | 0 | 0 | 0 | 0 | 0 | 0 | 0 | 0 | 0 | 0 | 0 | 0 | 0 | 0 | 0 | 0 | 0 | 0 | 0 | 0 | 12 | 0
NO |  | 68 | 2015 | 5 | 7 | 7 |  | [22A] DIABOX | S.R. BERTRON PLANT | 138 | 138 | (3) STEEL | 2.3 | 0 | 0 | 2-795 AAC | 0 | 0 | 0 | 0 | 0 | 0 | 0 | 0 | 0 | 0 | 0 | 0 | 0 | 0 | 0 | 0 | 0 | 0 | 0 | 0 | 0 | 0 | 0 | 12 | 0
NO |  | 68 | 2015 | 5 | 8 | 8 |  | [24A] BRITMOORE | SATSUMA | 138 | 138 | (3) STEEL | 0.16 | 6.03 | 0 | 2-795 ACSR | 0 | 0 | 0 | 0 | 0 | 0 | 0 | 0 | 0 | 0 | 0 | 0 | 0 | 0 | 0 | 0 | 0 | 0 | 0 | 0 | 0 | 0 | 0 | 12 | 0
NO |  | 68 | 2015 | 5 | 9 | 9 |  | [24A] SATSUMA | T.H. WHARTON PLANT | 138 | 138 | (3) STEEL | 0.32 | 6.66 | 0 | 2-795 AAC | 0 | 0 | 0 | 0 | 0 | 0 | 0 | 0 | 0 | 0 | 0 | 0 | 0 | 0 | 0 | 0 | 0 | 0 | 0 | 0 | 0 | 0 | 0 | 12 | 0
NO |  | 68 | 2015 | 5 | 10 | 10 |  | [24B] BELLAIRE | BRITMOORE | 138 | 138 | (3) STEEL | 0.19 | 12.88 | 0 | 2-795 ACSR | 0 | 0 | 0 | 0 | 0 | 0 | 0 | 0 | 0 | 0 | 0 | 0 | 0 | 0 | 0 | 0 | 0 | 0 | 0 | 0 | 0 | 0 | 0 | 12 | 0
NO |  | 68 | 2015 | 5 | 11 | 11 |  | [24B] BELLAIRE | TAP | 138 | 138 | (1) WOOD | 0.12 | 0 | 0 | 795 AAC | 0 | 0 | 0 | 0 | 0 | 0 | 0 | 0 | 0 | 0 | 0 | 0 | 0 | 0 | 0 | 0 | 0 | 0 | 0 | 0 | 0 | 0 | 0 | 12 | 0
NO |  | 68 | 2015 | 5 | 12 | 12 |  | [24B] DUNVALE | TAP | 138 | 138 | (1) WOOD | 1.1 | 0 | 0 | 795 AAC | 0 | 0 | 0 | 0 | 0 | 0 | 0 | 0 | 0 | 0 | 0 | 0 | 0 | 0 | 0 | 0 | 0 | 0 | 0 | 0 | 0 | 0 | 0 | 12 | 0
NO |  | 68 | 2015 | 5 | 13 | 13 |  | [24B] HAYES | TAP | 138 | 138 | (1) WOOD | 0.05 | 0 | 0 | 795 ACSR | 0 | 0 | 0 | 0 | 0 | 0 | 0 | 0 | 0 | 0 | 0 | 0 | 0 | 0 | 0 | 0 | 0 | 0 | 0 | 0 | 0 | 0 | 0 | 12 | 0
NO |  | 68 | 2015 | 5 | 14 | 14 |  | [24B] HILLCROFT | TAP | 138 | 138 | (1) WOOD | 0.05 | 0 | 0 | 795 AAC | 0 | 0 | 0 | 0 | 0 | 0 | 0 | 0 | 0 | 0 | 0 | 0 | 0 | 0 | 0 | 0 | 0 | 0 | 0 | 0 | 0 | 0 | 0 | 12 | 0
NO |  | 68 | 2015 | 5 | 15 | 15 |  | [24B] ULRICH | TAP | 138 | 138 | (1) STEEL | 1.04 | 0 | 0 | 795 AAC | 0 | 0 | 0 | 0 | 0 | 0 | 0 | 0 | 0 | 0 | 0 | 0 | 0 | 0 | 0 | 0 | 0 | 0 | 0 | 0 | 0 | 0 | 0 | 12 | 0
NO |  | 68 | 2015 | 5 | 16 | 16 |  | [24B] WESTCHASE | TAP | 138 | 138 | (1) WOOD | 0.06 | 0 | 0 | 795 AAC | 0 | 0 | 0 | 0 | 0 | 0 | 0 | 0 | 0 | 0 | 0 | 0 | 0 | 0 | 0 | 0 | 0 | 0 | 0 | 0 | 0 | 0 | 0 | 12 | 0
NO |  | 68 | 2015 | 5 | 17 | 17 |  | [25A] FONDREN | H.O. CLARK PLANT | 138 | 138 | (3) STEEL | 5.14 | 0 | 0 | 795 AAC | 0 | 0 | 0 | 0 | 0 | 0 | 0 | 0 | 0 | 0 | 0 | 0 | 0 | 0 | 0 | 0 | 0 | 0 | 0 | 0 | 0 | 0 | 0 | 12 | 0
NO |  | 68 | 2015 | 5 | 18 | 18 |  | [25A] JEANETTA | FONDREN | 138 | 138 | (3) STEEL | 5.54 | 0 | 0 | 795 AAC | 0 | 0 | 0 | 0 | 0 | 0 | 0 | 0 | 0 | 0 | 0 | 0 | 0 | 0 | 0 | 0 | 0 | 0 | 0 | 0 | 0 | 0 | 0 | 12 | 0
NO |  | 68 | 2015 | 5 | 19 | 19 |  | [25A] SHARPSTOWN | TAP | 138 | 138 | (1) WOOD | 2.67 | 0 | 0 | 2-927 ACAR | 0 | 0 | 0 | 0 | 0 | 0 | 0 | 0 | 0 | 0 | 0 | 0 | 0 | 0 | 0 | 0 | 0 | 0 | 0 | 0 | 0 | 0 | 0 | 12 | 0
NO |  | 68 | 2015 | 5 | 20 | 20 |  | [25A] WESTWOOD | TAP | 138 | 138 | (1) WOOD | 0.05 | 0 | 0 | 2-795 ACSR | 0 | 0 | 0 | 0 | 0 | 0 | 0 | 0 | 0 | 0 | 0 | 0 | 0 | 0 | 0 | 0 | 0 | 0 | 0 | 0 | 0 | 0 | 0 | 12 | 0
NO |  | 68 | 2015 | 5 | 21 | 21 |  | [25B] ROARK | TAP | 138 | 138 | (1) STEEL | 0.01 | 0 | 0 | 2000 AAC | 0 | 0 | 0 | 0 | 0 | 0 | 0 | 0 | 0 | 0 | 0 | 0 | 0 | 0 | 0 | 0 | 0 | 0 | 0 | 0 | 0 | 0 | 0 | 12 | 0
NO |  | 68 | 2015 | 5 | 22 | 22 |  | [25B] ROARK | JEANETTA | 138 | 138 | (3) STEEL | 5.36 | 0 | 0 | 795 AAC | 0 | 0 | 0 | 0 | 0 | 0 | 0 | 0 | 0 | 0 | 0 | 0 | 0 | 0 | 0 | 0 | 0 | 0 | 0 | 0 | 0 | 0 | 0 | 12 | 0
NO |  | 68 | 2015 | 5 | 23 | 23 |  | [25B] ROARK | CLODINE | 138 | 138 | (2) WOOD | 3.74 | 0 | 0 | 795 AAC | 0 | 0 | 0 | 0 | 0 | 0 | 0 | 0 | 0 | 0 | 0 | 0 | 0 | 0 | 0 | 0 | 0 | 0 | 0 | 0 | 0 | 0 | 0 | 12 | 0
NO |  | 68 | 2015 | 5 | 24 | 24 |  | [25B] ROARK | TAP | 138 | 138 | (1) STEEL | 0.02 | 0 | 0 | 2000 AAC | 0 | 0 | 0 | 0 | 0 | 0 | 0 | 0 | 0 | 0 | 0 | 0 | 0 | 0 | 0 | 0 | 0 | 0 | 0 | 0 | 0 | 0 | 0 | 12 | 0
NO |  | 68 | 2015 | 5 | 25 | 25 |  | [25B] WESTWOOD | TAP | 138 | 138 | (1) WOOD | 0.05 | 0 | 0 | 2-795 ACSR | 0 | 0 | 0 | 0 | 0 | 0 | 0 | 0 | 0 | 0 | 0 | 0 | 0 | 0 | 0 | 0 | 0 | 0 | 0 | 0 | 0 | 0 | 0 | 12 | 0
NO |  | 68 | 2015 | 5 | 26 | 26 |  | [25C] OBRIEN | CLODINE | 138 | 138 | (3) STEEL | 5.98 | 0 | 0 | 2-795 ACSR | 0 | 0 | 0 | 0 | 0 | 0 | 0 | 0 | 0 | 0 | 0 | 0 | 0 | 0 | 0 | 0 | 0 | 0 | 0 | 0 | 0 | 0 | 0 | 12 | 0
NO |  | 68 | 2015 | 5 | 27 | 27 |  | [25D] FLEWELLEN | TAP | 138 | 138 | (1) WOOD | 0.01 | 0 | 0 | 795AAC | 0 | 0 | 0 | 0 | 0 | 0 | 0 | 0 | 0 | 0 | 0 | 0 | 0 | 0 | 0 | 0 | 0 | 0 | 0 | 0 | 0 | 0 | 0 | 12 | 0
NO |  | 68 | 2015 | 5 | 28 | 28 |  | [25D] MASON ROAD | FLEWELLEN | 138 | 138 | (3) STEEL | 11.66 | 0 | 0 | 2-795 ACSR | 0 | 0 | 0 | 0 | 0 | 0 | 0 | 0 | 0 | 0 | 0 | 0 | 0 | 0 | 0 | 0 | 0 | 0 | 0 | 0 | 0 | 0 | 0 | 12 | 0
NO |  | 68 | 2015 | 5 | 29 | 29 |  | [25D] OBRIEN | MASON ROAD | 138 | 138 | (3) STEEL | 5.34 | 0 | 0 | 2-795 ACSR | 0 | 0 | 0 | 0 | 0 | 0 | 0 | 0 | 0 | 0 | 0 | 0 | 0 | 0 | 0 | 0 | 0 | 0 | 0 | 0 | 0 | 0 | 0 | 12 | 0
NO |  | 68 | 2015 | 5 | 30 | 30 |  | [25E] FLEWELLEN | PETERS | 138 | 138 | (2) WOOD | 26.57 | 0 | 0 | 795 AAC | 0 | 0 | 0 | 0 | 0 | 0 | 0 | 0 | 0 | 0 | 0 | 0 | 0 | 0 | 0 | 0 | 0 | 0 | 0 | 0 | 0 | 0 | 0 | 12 | 0
NO |  | 68 | 2015 | 5 | 31 | 31 |  | [25E] FOSTER | TAP | 138 | 138 | (1) CONC | 1.33 | 0 | 0 | 2-959ACSS | 0 | 0 | 0 | 0 | 0 | 0 | 0 | 0 | 0 | 0 | 0 | 0 | 0 | 0 | 0 | 0 | 0 | 0 | 0 | 0 | 0 | 0 | 0 | 12 | 0
NO |  | 68 | 2015 | 5 | 32 | 32 |  | [26A] ALMEDA | TAP | 138 | 138 | (3) STEEL | 0.13 | 0 | 0 | 397 ACSR | 0 | 0 | 0 | 0 | 0 | 0 | 0 | 0 | 0 | 0 | 0 | 0 | 0 | 0 | 0 | 0 | 0 | 0 | 0 | 0 | 0 | 0 | 0 | 12 | 0
NO |  | 68 | 2015 | 5 | 33 | 33 |  | [26A] CHOCOLATE BAYOU | TAP | 138 | 138 | (3) STEEL | 5.77 | 0 | 0 | 397 ACSR | 0 | 0 | 0 | 0 | 0 | 0 | 0 | 0 | 0 | 0 | 0 | 0 | 0 | 0 | 0 | 0 | 0 | 0 | 0 | 0 | 0 | 0 | 0 | 12 | 0
NO |  | 68 | 2015 | 5 | 34 | 34 |  | [26A] H.O. CLARK PLANT | KARSTEN | 138 | 138 | (3) STEEL | 11.76 | 0 | 0 | 2000 AAC | 0 | 0 | 0 | 0 | 0 | 0 | 0 | 0 | 0 | 0 | 0 | 0 | 0 | 0 | 0 | 0 | 0 | 0 | 0 | 0 | 0 | 0 | 0 | 12 | 0
NO |  | 68 | 2015 | 5 | 35 | 35 |  | [26A] INTERMEDIATE | TAP | 138 | 138 | (1) STEEL | 0.04 | 0 | 0 | 2000 AAC | 0 | 0 | 0 | 0 | 0 | 0 | 0 | 0 | 0 | 0 | 0 | 0 | 0 | 0 | 0 | 0 | 0 | 0 | 0 | 0 | 0 | 0 | 0 | 12 | 0
NO |  | 68 | 2015 | 6 | 1 | 1 |  | [26A] QUAIL VALLEY | TAP | 138 | 138 | (3) STEEL | 5.49 | 0 | 0 | 795 ACSR | 0 | 0 | 0 | 0 | 0 | 0 | 0 | 0 | 0 | 0 | 0 | 0 | 0 | 0 | 0 | 0 | 0 | 0 | 0 | 0 | 0 | 0 | 0 | 12 | 0
NO |  | 68 | 2015 | 6 | 2 | 2 |  | [26A] TELVIEW | TAP | 138 | 138 | (3) STEEL | 0.03 | 0 | 0 | 795 ACSR | 0 | 0 | 0 | 0 | 0 | 0 | 0 | 0 | 0 | 0 | 0 | 0 | 0 | 0 | 0 | 0 | 0 | 0 | 0 | 0 | 0 | 0 | 0 | 12 | 0
NO |  | 68 | 2015 | 6 | 3 | 3 |  | [26B] ANGLETON | ROSHARON | 138 | 138 | (3) STEEL | 8.84 | 0 | 0 | 2000 AAC | 0 | 0 | 0 | 0 | 0 | 0 | 0 | 0 | 0 | 0 | 0 | 0 | 0 | 0 | 0 | 0 | 0 | 0 | 0 | 0 | 0 | 0 | 0 | 12 | 0
NO |  | 68 | 2015 | 6 | 4 | 4 |  | [26B] ROSHARON | KARSTEN | 138 | 138 | (3) STEEL | 9.58 | 0 | 0 | 2000 AAC | 0 | 0 | 0 | 0 | 0 | 0 | 0 | 0 | 0 | 0 | 0 | 0 | 0 | 0 | 0 | 0 | 0 | 0 | 0 | 0 | 0 | 0 | 0 | 12 | 0
NO |  | 68 | 2015 | 6 | 5 | 5 |  | [26C] ANGLETON | STRATT | 138 | 138 | (3) STEEL | 13.78 | 0 | 0 | 927 ACAR | 0 | 0 | 0 | 0 | 0 | 0 | 0 | 0 | 0 | 0 | 0 | 0 | 0 | 0 | 0 | 0 | 0 | 0 | 0 | 0 | 0 | 0 | 0 | 12 | 0
NO |  | 68 | 2015 | 6 | 6 | 6 |  | [26D] STRATT | SINTEK | 138 | 138 | (3) STEEL | 6.4 | 0 | 0 | 927 ACAR | 0 | 0 | 0 | 0 | 0 | 0 | 0 | 0 | 0 | 0 | 0 | 0 | 0 | 0 | 0 | 0 | 0 | 0 | 0 | 0 | 0 | 0 | 0 | 12 | 0
NO |  | 68 | 2015 | 6 | 7 | 7 |  | [26E] SINTEK | VELASCO | 138 | 138 | (3) STEEL | 1.36 | 0 | 0 | 927 ACAR | 0 | 0 | 0 | 0 | 0 | 0 | 0 | 0 | 0 | 0 | 0 | 0 | 0 | 0 | 0 | 0 | 0 | 0 | 0 | 0 | 0 | 0 | 0 | 12 | 0
NO |  | 68 | 2015 | 6 | 8 | 8 |  | [27A] DOW345 | SOUTH TEXAS | 345 | 345 | (3) STEEL | 0 | 45.33 | 0 | 2-795 ACSR | 0 | 0 | 0 | 0 | 0 | 0 | 0 | 0 | 0 | 0 | 0 | 0 | 0 | 0 | 0 | 0 | 0 | 0 | 0 | 0 | 0 | 0 | 0 | 12 | 0
NO |  | 68 | 2015 | 6 | 9 | 9 |  | [27B] DOW345 | OASIS | 345 | 345 | (3) STEEL | 36.04 | 0 | 0 | 2-795 ACAR | 0 | 0 | 0 | 0 | 0 | 0 | 0 | 0 | 0 | 0 | 0 | 0 | 0 | 0 | 0 | 0 | 0 | 0 | 0 | 0 | 0 | 0 | 0 | 12 | 0
NO |  | 68 | 2015 | 6 | 10 | 10 |  | [35A] CLEAR LAKE | TAP | 138 | 138 | (1) STEEL | 1.75 | 0 | 0 | 795 AAC | 0 | 0 | 0 | 0 | 0 | 0 | 0 | 0 | 0 | 0 | 0 | 0 | 0 | 0 | 0 | 0 | 0 | 0 | 0 | 0 | 0 | 0 | 0 | 12 | 0
NO |  | 68 | 2015 | 6 | 11 | 11 |  | [35A] FAIRMONT | P.H. ROBINSON PLANT | 138 | 138 | (3) STEEL | 19.05 | 0 | 0 | 2-927 ACAR | 0 | 0 | 0 | 0 | 0 | 0 | 0 | 0 | 0 | 0 | 0 | 0 | 0 | 0 | 0 | 0 | 0 | 0 | 0 | 0 | 0 | 0 | 0 | 12 | 0
NO |  | 68 | 2015 | 6 | 12 | 12 |  | [35A] GENOA | TAP | 138 | 138 | (1) CONC | 0.68 | 0 | 0 | 1-795 AAC | 0 | 0 | 0 | 0 | 0 | 0 | 0 | 0 | 0 | 0 | 0 | 0 | 0 | 0 | 0 | 0 | 0 | 0 | 0 | 0 | 0 | 0 | 0 | 12 | 0
NO |  | 68 | 2015 | 6 | 13 | 13 |  | [35A] POLARIS | TAP | 138 | 138 | (2) WOOD | 0.05 | 0 | 0 | 795 AAC | 0 | 0 | 0 | 0 | 0 | 0 | 0 | 0 | 0 | 0 | 0 | 0 | 0 | 0 | 0 | 0 | 0 | 0 | 0 | 0 | 0 | 0 | 0 | 12 | 0
NO |  | 68 | 2015 | 6 | 14 | 14 |  | [35A] WEBSTER | TAP | 138 | 138 | (1) WOOD | 0.1 | 0 | 0 | 795 AAC | 0 | 0 | 0 | 0 | 0 | 0 | 0 | 0 | 0 | 0 | 0 | 0 | 0 | 0 | 0 | 0 | 0 | 0 | 0 | 0 | 0 | 0 | 0 | 12 | 0
NO |  | 68 | 2015 | 6 | 15 | 15 |  | [35B] ARMAND | FAIRMONT | 138 | 138 | (3) STEEL | 2.41 | 0 | 0 | 2-795 AAC | 0 | 0 | 0 | 0 | 0 | 0 | 0 | 0 | 0 | 0 | 0 | 0 | 0 | 0 | 0 | 0 | 0 | 0 | 0 | 0 | 0 | 0 | 0 | 12 | 0
NO |  | 68 | 2015 | 6 | 16 | 16 |  | [35C] LOMAX_ | CELNEC | 138 | 138 | (3) STEEL | 2.98 | 0 | 0 | 2-795 AAC | 0 | 0 | 0 | 0 | 0 | 0 | 0 | 0 | 0 | 0 | 0 | 0 | 0 | 0 | 0 | 0 | 0 | 0 | 0 | 0 | 0 | 0 | 0 | 12 | 0
NO |  | 68 | 2015 | 6 | 17 | 17 |  | [35E] BELLAIRE | ULRICH | 138 | 138 | (1) WOOD | 3.4 | 0 | 0 | 2000 AAC | 0 | 0 | 0 | 0 | 0 | 0 | 0 | 0 | 0 | 0 | 0 | 0 | 0 | 0 | 0 | 0 | 0 | 0 | 0 | 0 | 0 | 0 | 0 | 12 | 0
NO |  | 68 | 2015 | 6 | 18 | 18 |  | [35F] LOMAX_ | ARMAND | 138 | 138 | (3) STEEL | 1.59 | 0 | 0 | 2-795 AAC | 0 | 0 | 0 | 0 | 0 | 0 | 0 | 0 | 0 | 0 | 0 | 0 | 0 | 0 | 0 | 0 | 0 | 0 | 0 | 0 | 0 | 0 | 0 | 12 | 0
NO |  | 68 | 2015 | 6 | 19 | 19 |  | [37A] BELLAIRE | KIRBY | 138 | 138 | (1) STEEL | 0.52 | 1.38 | 0 | 2-959 ACSS | 0 | 0 | 0 | 0 | 0 | 0 | 0 | 0 | 0 | 0 | 0 | 0 | 0 | 0 | 0 | 0 | 0 | 0 | 0 | 0 | 0 | 0 | 0 | 12 | 0
NO |  | 68 | 2015 | 6 | 20 | 20 |  | [37A] KIRBY | GARROTT | 138 | 138 | (1) STEEL | 0.08 | 2.27 | 0 | 2-959 ACSS | 0 | 0 | 0 | 0 | 0 | 0 | 0 | 0 | 0 | 0 | 0 | 0 | 0 | 0 | 0 | 0 | 0 | 0 | 0 | 0 | 0 | 0 | 0 | 12 | 0
NO |  | 68 | 2015 | 6 | 21 | 21 |  | [37B] SAN FELIPE | BELLAIRE | 138 | 138 | (3) STEEL | 2.13 | 0 | 0 | 2-795 AAC | 0 | 0 | 0 | 0 | 0 | 0 | 0 | 0 | 0 | 0 | 0 | 0 | 0 | 0 | 0 | 0 | 0 | 0 | 0 | 0 | 0 | 0 | 0 | 12 | 0
NO |  | 68 | 2015 | 6 | 22 | 22 |  | [37C] BLODGETT | TAP | 138 | 138 | (1) WOOD | 0.05 | 0 | 0 | 795 AAC | 0 | 0 | 0 | 0 | 0 | 0 | 0 | 0 | 0 | 0 | 0 | 0 | 0 | 0 | 0 | 0 | 0 | 0 | 0 | 0 | 0 | 0 | 0 | 12 | 0
NO |  | 68 | 2015 | 6 | 23 | 23 |  | [37C] GARROTT | TECO_ | 138 | 138 | (1) WOOD | 4.67 | 0 | 0 | 2000 AAC | 0 | 0 | 0 | 0 | 0 | 0 | 0 | 0 | 0 | 0 | 0 | 0 | 0 | 0 | 0 | 0 | 0 | 0 | 0 | 0 | 0 | 0 | 0 | 12 | 0
NO |  | 68 | 2015 | 6 | 24 | 24 |  | [37D] TECO_ | GRANT | 138 | 138 | (3) STEEL | 0.13 | 0 | 0 | 2000 AAC | 0 | 0 | 0 | 0 | 0 | 0 | 0 | 0 | 0 | 0 | 0 | 0 | 0 | 0 | 0 | 0 | 0 | 0 | 0 | 0 | 0 | 0 | 0 | 12 | 0
NO |  | 68 | 2015 | 6 | 25 | 25 |  | [39A] DANEVANG (CORNER) | SOUTH TEXAS | 345 | 345 | (3) STEEL | 19.39 | 0 | 0 | 2-795 ACSR | 0 | 0 | 0 | 0 | 0 | 0 | 0 | 0 | 0 | 0 | 0 | 0 | 0 | 0 | 0 | 0 | 0 | 0 | 0 | 0 | 0 | 0 | 0 | 12 | 0
NO |  | 68 | 2015 | 6 | 26 | 26 |  | [39A] W.A. PARISH PLANT | COLORADO RIVER (TIE) | 345 | 345 | (3) STEEL | 34.72 | 0 | 0 | 2-795 ACSR | 0 | 0 | 0 | 0 | 0 | 0 | 0 | 0 | 0 | 0 | 0 | 0 | 0 | 0 | 0 | 0 | 0 | 0 | 0 | 0 | 0 | 0 | 0 | 12 | 0
NO |  | 68 | 2015 | 6 | 27 | 27 |  | [39B] ADDICKS | OBRIEN | 345 | 345 | (3) STEEL | 18.1 | 0 | 0 | 2-2167 ACSR | 0 | 0 | 0 | 0 | 0 | 0 | 0 | 0 | 0 | 0 | 0 | 0 | 0 | 0 | 0 | 0 | 0 | 0 | 0 | 0 | 0 | 0 | 0 | 12 | 0
NO |  | 68 | 2015 | 6 | 28 | 28 |  | [48A] WEST BAY | STEWART | 138 | 138 | (1) WOOD | 14 | 0 | 0 | 266 ACSS | 0 | 0 | 0 | 0 | 0 | 0 | 0 | 0 | 0 | 0 | 0 | 0 | 0 | 0 | 0 | 0 | 0 | 0 | 0 | 0 | 0 | 0 | 0 | 12 | 0
NO |  | 68 | 2015 | 6 | 29 | 29 |  | [48B] ENPROD | JORDAN | 138 | 138 | (3) STEEL | 0.73 | 0 | 0 | 2-795AAC | 0 | 0 | 0 | 0 | 0 | 0 | 0 | 0 | 0 | 0 | 0 | 0 | 0 | 0 | 0 | 0 | 0 | 0 | 0 | 0 | 0 | 0 | 0 | 12 | 0
NO |  | 68 | 2015 | 6 | 30 | 30 |  | [48C] DUNCAN | ENPROD | 138 | 138 | (1) STEEL | 0 | 0.44 | 0 | 2-959ACSS | 0 | 0 | 0 | 0 | 0 | 0 | 0 | 0 | 0 | 0 | 0 | 0 | 0 | 0 | 0 | 0 | 0 | 0 | 0 | 0 | 0 | 0 | 0 | 12 | 0
NO |  | 68 | 2015 | 6 | 31 | 31 |  | [48D] DUNCAN | JORDAN | 138 | 138 | (3) STEEL | 0.24 | 0.72 | 0 | 2-795AAC | 0 | 0 | 0 | 0 | 0 | 0 | 0 | 0 | 0 | 0 | 0 | 0 | 0 | 0 | 0 | 0 | 0 | 0 | 0 | 0 | 0 | 0 | 0 | 12 | 0
NO |  | 68 | 2015 | 6 | 32 | 32 |  | [50A] BELLAIRE | W.A. PARISH PLANT | 345 | 345 | (3) STEEL | 0 | 24.99 | 0 | 2-795 ACSR | 0 | 0 | 0 | 0 | 0 | 0 | 0 | 0 | 0 | 0 | 0 | 0 | 0 | 0 | 0 | 0 | 0 | 0 | 0 | 0 | 0 | 0 | 0 | 12 | 0
NO |  | 68 | 2015 | 6 | 33 | 33 |  | [59A] WEST BAY | STEWART | 138 | 138 | (1) WOOD | 0.18 | 13.81 | 0 | 266 ACSS | 0 | 0 | 0 | 0 | 0 | 0 | 0 | 0 | 0 | 0 | 0 | 0 | 0 | 0 | 0 | 0 | 0 | 0 | 0 | 0 | 0 | 0 | 0 | 12 | 0
NO |  | 68 | 2015 | 6 | 34 | 34 |  | [59B] JORDAN | RALYND | 138 | 138 | (3) STEEL | 1.97 | 0 | 0 | 2-795AAC | 0 | 0 | 0 | 0 | 0 | 0 | 0 | 0 | 0 | 0 | 0 | 0 | 0 | 0 | 0 | 0 | 0 | 0 | 0 | 0 | 0 | 0 | 0 | 12 | 0
NO |  | 68 | 2015 | 6 | 35 | 35 |  | [59C] NORTON | RALYND | 138 | 138 | (1) CONC | 0.09 | 0.85 | 0 | 2-959 ACSS | 0 | 0 | 0 | 0 | 0 | 0 | 0 | 0 | 0 | 0 | 0 | 0 | 0 | 0 | 0 | 0 | 0 | 0 | 0 | 0 | 0 | 0 | 0 | 12 | 0
NO |  | 68 | 2015 | 7 | 1 | 1 |  | [59D] HACHER | NORTON | 138 | 138 | (3) STEEL | 1.3 | 0 | 0 | 2-959 ACSS | 0 | 0 | 0 | 0 | 0 | 0 | 0 | 0 | 0 | 0 | 0 | 0 | 0 | 0 | 0 | 0 | 0 | 0 | 0 | 0 | 0 | 0 | 0 | 12 | 0
NO |  | 68 | 2015 | 7 | 2 | 2 |  | [59E] BARHIL | HACHER | 138 | 138 | (3) STEEL | 0 | 1.03 | 0 | 795 ACSR | 0 | 0 | 0 | 0 | 0 | 0 | 0 | 0 | 0 | 0 | 0 | 0 | 0 | 0 | 0 | 0 | 0 | 0 | 0 | 0 | 0 | 0 | 0 | 12 | 0
NO |  | 68 | 2015 | 7 | 3 | 3 |  | [59F] JORDAN | BARHIL | 138 | 138 | (1) STEEL | 0 | 1.08 | 0 | 2-959ACSS | 0 | 0 | 0 | 0 | 0 | 0 | 0 | 0 | 0 | 0 | 0 | 0 | 0 | 0 | 0 | 0 | 0 | 0 | 0 | 0 | 0 | 0 | 0 | 12 | 0
NO |  | 68 | 2015 | 7 | 4 | 4 |  | [59G] SURFSI | VELASCO | 138 | 138 | (1) CONC | 2.52 | 0 | 0 | 2-959ACSS | 0 | 0 | 0 | 0 | 0 | 0 | 0 | 0 | 0 | 0 | 0 | 0 | 0 | 0 | 0 | 0 | 0 | 0 | 0 | 0 | 0 | 0 | 0 | 12 | 0
NO |  | 68 | 2015 | 7 | 5 | 5 |  | [59H] QNTANA | VELASCO | 138 | 138 | (1) CONC | 0 | 8.14 | 0 | 1433 ACSS | 0 | 0 | 0 | 0 | 0 | 0 | 0 | 0 | 0 | 0 | 0 | 0 | 0 | 0 | 0 | 0 | 0 | 0 | 0 | 0 | 0 | 0 | 0 | 12 | 0
NO |  | 68 | 2015 | 7 | 6 | 6 |  | [59K] BRYAN | FREEPORT | 138 | 138 | (1) CONC | 2.39 | 0 | 0 | 2-959ACSS | 0 | 0 | 0 | 0 | 0 | 0 | 0 | 0 | 0 | 0 | 0 | 0 | 0 | 0 | 0 | 0 | 0 | 0 | 0 | 0 | 0 | 0 | 0 | 12 | 0
NO |  | 68 | 2015 | 7 | 7 | 7 |  | [59K] FREEPORT | SURFSI | 138 | 138 | (1) CONC | 2.04 | 0 | 0 | 2-959ACSS | 0 | 0 | 0 | 0 | 0 | 0 | 0 | 0 | 0 | 0 | 0 | 0 | 0 | 0 | 0 | 0 | 0 | 0 | 0 | 0 | 0 | 0 | 0 | 12 | 0
NO |  | 68 | 2015 | 7 | 8 | 8 |  | [59K] QNTANA | FREEPORT | 138 | 138 | (1) CONC | 4.02 | 0 | 0 | 1433 ACSS | 0 | 0 | 0 | 0 | 0 | 0 | 0 | 0 | 0 | 0 | 0 | 0 | 0 | 0 | 0 | 0 | 0 | 0 | 0 | 0 | 0 | 0 | 0 | 12 | 0
NO |  | 68 | 2015 | 7 | 9 | 9 |  | [60A] EAST BERNARD | ORCHARD | 138 | 138 | (2) WOOD | 7.13 | 0 | 0 | 2-959ACSS | 0 | 0 | 0 | 0 | 0 | 0 | 0 | 0 | 0 | 0 | 0 | 0 | 0 | 0 | 0 | 0 | 0 | 0 | 0 | 0 | 0 | 0 | 0 | 12 | 0
NO |  | 68 | 2015 | 7 | 10 | 10 |  | [60A] ORCHARD | FORT BEND | 138 | 138 | (1) CONC | 11.86 | 0 | 0 | 2-959ACSS | 0 | 0 | 0 | 0 | 0 | 0 | 0 | 0 | 0 | 0 | 0 | 0 | 0 | 0 | 0 | 0 | 0 | 0 | 0 | 0 | 0 | 0 | 0 | 12 | 0
NO |  | 68 | 2015 | 7 | 11 | 11 |  | [60B] CANEY CREEK | WHARTON | 138 | 138 | (2) STEEL | 1.29 | 0.56 | 0 | 795 AAC | 0 | 0 | 0 | 0 | 0 | 0 | 0 | 0 | 0 | 0 | 0 | 0 | 0 | 0 | 0 | 0 | 0 | 0 | 0 | 0 | 0 | 0 | 0 | 12 | 0
NO |  | 68 | 2015 | 7 | 12 | 12 |  | [60B] EAST BERNARD | CANEY CREEK | 138 | 138 | (2) WOOD | 15.17 | 0 | 0 | 927 ACAR | 0 | 0 | 0 | 0 | 0 | 0 | 0 | 0 | 0 | 0 | 0 | 0 | 0 | 0 | 0 | 0 | 0 | 0 | 0 | 0 | 0 | 0 | 0 | 12 | 0
NO |  | 68 | 2015 | 7 | 13 | 13 |  | [60B] WHARTON | DYANN | 138 | 138 | (1) CONC | 4.02 | 0 | 0 | 2-959 ACSS | 0 | 0 | 0 | 0 | 0 | 0 | 0 | 0 | 0 | 0 | 0 | 0 | 0 | 0 | 0 | 0 | 0 | 0 | 0 | 0 | 0 | 0 | 0 | 12 | 0
NO |  | 68 | 2015 | 7 | 14 | 14 |  | [60C] NEW GULF | TAP | 138 | 138 | (1) CONC | 0.04 | 0 | 0 | 795 AAC | 0 | 0 | 0 | 0 | 0 | 0 | 0 | 0 | 0 | 0 | 0 | 0 | 0 | 0 | 0 | 0 | 0 | 0 | 0 | 0 | 0 | 0 | 0 | 12 | 0
NO |  | 68 | 2015 | 7 | 15 | 15 |  | [60C] SOUTH LANE CITY | TEXGLF | 138 | 138 | (3) STEEL | 10.51 | 0 | 0 | 795 AAC | 0 | 0 | 0 | 0 | 0 | 0 | 0 | 0 | 0 | 0 | 0 | 0 | 0 | 0 | 0 | 0 | 0 | 0 | 0 | 0 | 0 | 0 | 0 | 12 | 0
NO |  | 68 | 2015 | 7 | 16 | 16 |  | [60D] DYANN | SOUTH LANE CITY | 138 | 138 | (1) CONC | 8.08 | 0.91 | 0 | 2-959 ACSS | 0 | 0 | 0 | 0 | 0 | 0 | 0 | 0 | 0 | 0 | 0 | 0 | 0 | 0 | 0 | 0 | 0 | 0 | 0 | 0 | 0 | 0 | 0 | 12 | 0
NO |  | 68 | 2015 | 7 | 17 | 17 |  | [60E] FLEWELLEN | FORT BEND | 138 | 138 | (3) STEEL | 10.1 | 0.07 | 0 | 927ACAR | 0 | 0 | 0 | 0 | 0 | 0 | 0 | 0 | 0 | 0 | 0 | 0 | 0 | 0 | 0 | 0 | 0 | 0 | 0 | 0 | 0 | 0 | 0 | 12 | 0
NO |  | 68 | 2015 | 7 | 18 | 18 |  | [63A] GALVESTON 26TH ST | WEST GALVESTON | 138 | 138 | (1) WOOD | 2.25 | 0 | 0 | 795 AACOP | 0 | 0 | 0 | 0 | 0 | 0 | 0 | 0 | 0 | 0 | 0 | 0 | 0 | 0 | 0 | 0 | 0 | 0 | 0 | 0 | 0 | 0 | 0 | 12 | 0
NO |  | 68 | 2015 | 7 | 19 | 19 |  | [63B] GALVESTON 26TH ST | SEAWALL | 138 | 138 | (4) UNDER | 0 | 1.7 | 0 | 1250 CUOP | 0 | 0 | 0 | 0 | 0 | 0 | 0 | 0 | 0 | 0 | 0 | 0 | 0 | 0 | 0 | 0 | 0 | 0 | 0 | 0 | 0 | 0 | 0 | 12 | 0
NO |  | 68 | 2015 | 7 | 20 | 20 |  | [63C] MOODY | STEWART | 138 | 138 | (1) CONC | 3.82 | 0 | 0 | 2000 AAC | 0 | 0 | 0 | 0 | 0 | 0 | 0 | 0 | 0 | 0 | 0 | 0 | 0 | 0 | 0 | 0 | 0 | 0 | 0 | 0 | 0 | 0 | 0 | 12 | 0
NO |  | 68 | 2015 | 7 | 21 | 21 |  | [63C] MOODY | STEWART | 138 | 138 | (4) UNDER | 0 | 0.63 | 0 | 750AL XLPE | 0 | 0 | 0 | 0 | 0 | 0 | 0 | 0 | 0 | 0 | 0 | 0 | 0 | 0 | 0 | 0 | 0 | 0 | 0 | 0 | 0 | 0 | 0 | 12 | 0
NO |  | 68 | 2015 | 7 | 22 | 22 |  | [63C] MOODY | STEWART | 138 | 138 | (4) UNDER | 0.62 | 0 | 0 | 2500 CUOP | 0 | 0 | 0 | 0 | 0 | 0 | 0 | 0 | 0 | 0 | 0 | 0 | 0 | 0 | 0 | 0 | 0 | 0 | 0 | 0 | 0 | 0 | 0 | 12 | 0
NO |  | 68 | 2015 | 7 | 23 | 23 |  | [63C] WEST GALVESTON | MOODY | 138 | 138 | (1) WOOD | 4.06 | 0 | 0 | 2000 AAC | 0 | 0 | 0 | 0 | 0 | 0 | 0 | 0 | 0 | 0 | 0 | 0 | 0 | 0 | 0 | 0 | 0 | 0 | 0 | 0 | 0 | 0 | 0 | 12 | 0
NO |  | 68 | 2015 | 7 | 24 | 24 |  | [63D] LA MARQUE | WEBSTER PLANT | 138 | 138 | (3) STEEL | 0 | 15.96 | 0 | 795ACSR | 0 | 0 | 0 | 0 | 0 | 0 | 0 | 0 | 0 | 0 | 0 | 0 | 0 | 0 | 0 | 0 | 0 | 0 | 0 | 0 | 0 | 0 | 0 | 12 | 0
NO |  | 68 | 2015 | 7 | 25 | 25 |  | [63E] STEWART | LA MARQUE | 138 | 138 | (4) UNDER | 3.14 | 0 | 0 | 2-1243XLPE | 0 | 0 | 0 | 0 | 0 | 0 | 0 | 0 | 0 | 0 | 0 | 0 | 0 | 0 | 0 | 0 | 0 | 0 | 0 | 0 | 0 | 0 | 0 | 12 | 0
NO |  | 68 | 2015 | 7 | 26 | 26 |  | [63E] STEWART | LA MARQUE | 138 | 138 | (3) STEEL | 3.25 | 5.95 | 0 | 556ACSR | 0 | 0 | 0 | 0 | 0 | 0 | 0 | 0 | 0 | 0 | 0 | 0 | 0 | 0 | 0 | 0 | 0 | 0 | 0 | 0 | 0 | 0 | 0 | 12 | 0
NO |  | 68 | 2015 | 7 | 27 | 27 |  | [64A] JEANETTA | W.A. PARISH PLANT | 345 | 345 | (3) STEEL | 20.05 | 0 | 0 | 2-2167 ACSR | 0 | 0 | 0 | 0 | 0 | 0 | 0 | 0 | 0 | 0 | 0 | 0 | 0 | 0 | 0 | 0 | 0 | 0 | 0 | 0 | 0 | 0 | 0 | 12 | 0
NO |  | 68 | 2015 | 7 | 28 | 28 |  | [64B] BELLAIRE | JEANETTA | 345 | 345 | (3) STEEL | 5.51 | 0 | 0 | 2-2167 ACSR | 0 | 0 | 0 | 0 | 0 | 0 | 0 | 0 | 0 | 0 | 0 | 0 | 0 | 0 | 0 | 0 | 0 | 0 | 0 | 0 | 0 | 0 | 0 | 12 | 0
NO |  | 68 | 2015 | 7 | 29 | 29 |  | [64C] HILLJE | W.A. PARISH PLANT | 345 | 345 | (3) STEEL | 0.22 | 48.72 | 0 | 1-433 ACSS | 0 | 0 | 0 | 0 | 0 | 0 | 0 | 0 | 0 | 0 | 0 | 0 | 0 | 0 | 0 | 0 | 0 | 0 | 0 | 0 | 0 | 0 | 0 | 12 | 0
NO |  | 68 | 2015 | 7 | 30 | 30 |  | [64D] HILLJE | SOUTH TEXAS | 345 | 345 | (3) STEEL | 19.5 | 0 | 0 | 2-795 ACSR | 0 | 0 | 0 | 0 | 0 | 0 | 0 | 0 | 0 | 0 | 0 | 0 | 0 | 0 | 0 | 0 | 0 | 0 | 0 | 0 | 0 | 0 | 0 | 12 | 0
NO |  | 68 | 2015 | 7 | 31 | 31 |  | [65A] EAST BERNARD | WALLIS | 138 | 138 | (2) WOOD | 8.18 | 0 | 0 | 795 AAC | 0 | 0 | 0 | 0 | 0 | 0 | 0 | 0 | 0 | 0 | 0 | 0 | 0 | 0 | 0 | 0 | 0 | 0 | 0 | 0 | 0 | 0 | 0 | 12 | 0
NO |  | 68 | 2015 | 7 | 32 | 32 |  | [65A] SEALY | PETERS | 138 | 138 | (2) WOOD | 5.07 | 0 | 0 | 795 AAC | 0 | 0 | 0 | 0 | 0 | 0 | 0 | 0 | 0 | 0 | 0 | 0 | 0 | 0 | 0 | 0 | 0 | 0 | 0 | 0 | 0 | 0 | 0 | 12 | 0
NO |  | 68 | 2015 | 7 | 33 | 33 |  | [65A] WALLIS | SEALY | 138 | 138 | (2) WOOD | 12.04 | 0 | 0 | 795 AAC | 0 | 0 | 0 | 0 | 0 | 0 | 0 | 0 | 0 | 0 | 0 | 0 | 0 | 0 | 0 | 0 | 0 | 0 | 0 | 0 | 0 | 0 | 0 | 12 | 0
NO |  | 68 | 2015 | 7 | 34 | 34 |  | [65B] HOCKLEY | PETERS | 138 | 138 | (2) STEEL | 24.19 | 4.33 | 0 | 795 ACSR | 0 | 0 | 0 | 0 | 0 | 0 | 0 | 0 | 0 | 0 | 0 | 0 | 0 | 0 | 0 | 0 | 0 | 0 | 0 | 0 | 0 | 0 | 0 | 12 | 0
NO |  | 68 | 2015 | 7 | 35 | 35 |  | [66A] FLEWELLEN | FREEMAN | 138 | 138 | (3) STEEL | 12.63 | 0 | 0 | 2-795 ACSR | 0 | 0 | 0 | 0 | 0 | 0 | 0 | 0 | 0 | 0 | 0 | 0 | 0 | 0 | 0 | 0 | 0 | 0 | 0 | 0 | 0 | 0 | 0 | 12 | 0
NO |  | 68 | 2015 | 8 | 1 | 1 |  | [66A] FRANZ | TAP | 138 | 138 | (3) STEEL | 0 | 6.39 | 0 | 795 AAC | 0 | 0 | 0 | 0 | 0 | 0 | 0 | 0 | 0 | 0 | 0 | 0 | 0 | 0 | 0 | 0 | 0 | 0 | 0 | 0 | 0 | 0 | 0 | 12 | 0
NO |  | 68 | 2015 | 8 | 2 | 2 |  | [66A] FREEMAN | BETKA | 138 | 138 | (2) WOOD | 10.97 | 0 | 0 | 397ACSR | 0 | 0 | 0 | 0 | 0 | 0 | 0 | 0 | 0 | 0 | 0 | 0 | 0 | 0 | 0 | 0 | 0 | 0 | 0 | 0 | 0 | 0 | 0 | 12 | 0
NO |  | 68 | 2015 | 8 | 3 | 3 |  | [66A] KATY | TAP | 138 | 138 | (3) STEEL | 0.02 | 0 | 0 | 2-795 AAC | 0 | 0 | 0 | 0 | 0 | 0 | 0 | 0 | 0 | 0 | 0 | 0 | 0 | 0 | 0 | 0 | 0 | 0 | 0 | 0 | 0 | 0 | 0 | 12 | 0
NO |  | 68 | 2015 | 8 | 4 | 4 |  | [66B] HOCKLEY | TOMBALL | 138 | 138 | (2) WOOD | 15.77 | 0 | 0 | 795 AAC | 0 | 0 | 0 | 0 | 0 | 0 | 0 | 0 | 0 | 0 | 0 | 0 | 0 | 0 | 0 | 0 | 0 | 0 | 0 | 0 | 0 | 0 | 0 | 12 | 0
NO |  | 68 | 2015 | 8 | 5 | 5 |  | [66C] LOUETTA | TAP | 138 | 138 | (1) WOOD | 0.03 | 0 | 0 | 795 AAC | 0 | 0 | 0 | 0 | 0 | 0 | 0 | 0 | 0 | 0 | 0 | 0 | 0 | 0 | 0 | 0 | 0 | 0 | 0 | 0 | 0 | 0 | 0 | 12 | 0
NO |  | 68 | 2015 | 8 | 6 | 6 |  | [66C] RAYFORD | SPRINGWOOD | 138 | 138 | (3) STEEL | 2.83 | 4.21 | 0 | 2-959ACSS | 0 | 0 | 0 | 0 | 0 | 0 | 0 | 0 | 0 | 0 | 0 | 0 | 0 | 0 | 0 | 0 | 0 | 0 | 0 | 0 | 0 | 0 | 0 | 12 | 0
NO |  | 68 | 2015 | 8 | 7 | 7 |  | [66C] ROTHWOOD | RAYFORD | 138 | 138 | (3) STEEL | 4.47 | 0 | 0 | 2-959ACSS | 0 | 0 | 0 | 0 | 0 | 0 | 0 | 0 | 0 | 0 | 0 | 0 | 0 | 0 | 0 | 0 | 0 | 0 | 0 | 0 | 0 | 0 | 0 | 12 | 0
NO |  | 68 | 2015 | 8 | 8 | 8 |  | [66C] SPRINGWOOD | WESTFIELD | 138 | 138 | (3) STEEL | 6.41 | 5.58 | 0 | 2-959ACSS | 0 | 0 | 0 | 0 | 0 | 0 | 0 | 0 | 0 | 0 | 0 | 0 | 0 | 0 | 0 | 0 | 0 | 0 | 0 | 0 | 0 | 0 | 0 | 12 | 0
NO |  | 68 | 2015 | 8 | 9 | 9 |  | [66D] HUMBLE | TREASCHWIG | 138 | 138 | (1) CONC | 6.98 | 2.39 | 0 | 2-959 ACSS | 0 | 0 | 0 | 0 | 0 | 0 | 0 | 0 | 0 | 0 | 0 | 0 | 0 | 0 | 0 | 0 | 0 | 0 | 0 | 0 | 0 | 0 | 0 | 12 | 0
NO |  | 68 | 2015 | 8 | 10 | 10 |  | [66D] TREASCHWIG | WESTFIELD | 138 | 138 | (3) STEEL | 8.44 | 0 | 0 | 2-959 ACSS | 0 | 0 | 0 | 0 | 0 | 0 | 0 | 0 | 0 | 0 | 0 | 0 | 0 | 0 | 0 | 0 | 0 | 0 | 0 | 0 | 0 | 0 | 0 | 12 | 0
NO |  | 68 | 2015 | 8 | 11 | 11 |  | [66E] ATASCOCITA | KINGWOOD | 138 | 138 | (1) CONC | 5.11 | 3.97 | 0 | 2-959 ACSS | 0 | 0 | 0 | 0 | 0 | 0 | 0 | 0 | 0 | 0 | 0 | 0 | 0 | 0 | 0 | 0 | 0 | 0 | 0 | 0 | 0 | 0 | 0 | 12 | 0
NO |  | 68 | 2015 | 8 | 12 | 12 |  | [66E] CROSBY | ATASCOCITA | 138 | 138 | (1) CONC | 12.59 | 0 | 0 | 2-959 ACSS | 0 | 0 | 0 | 0 | 0 | 0 | 0 | 0 | 0 | 0 | 0 | 0 | 0 | 0 | 0 | 0 | 0 | 0 | 0 | 0 | 0 | 0 | 0 | 12 | 0
NO |  | 68 | 2015 | 8 | 13 | 13 |  | [66E] KINGWOOD | HUMBLE | 138 | 138 | (1) CONC | 7.74 | 0 | 0 | 2-959 ACSS | 0 | 0 | 0 | 0 | 0 | 0 | 0 | 0 | 0 | 0 | 0 | 0 | 0 | 0 | 0 | 0 | 0 | 0 | 0 | 0 | 0 | 0 | 0 | 12 | 0
NO |  | 68 | 2015 | 8 | 14 | 14 |  | [66F] BAYTOWN | HANEY | 138 | 138 | (3) STEEL | 7.12 | 0 | 0 | 2-927 ACAR | 0 | 0 | 0 | 0 | 0 | 0 | 0 | 0 | 0 | 0 | 0 | 0 | 0 | 0 | 0 | 0 | 0 | 0 | 0 | 0 | 0 | 0 | 0 | 12 | 0
NO |  | 68 | 2015 | 8 | 15 | 15 |  | [66F] HANEY | CROSBY | 138 | 138 | (3) STEEL | 3.96 | 0 | 0 | 2-927 ACAR | 0 | 0 | 0 | 0 | 0 | 0 | 0 | 0 | 0 | 0 | 0 | 0 | 0 | 0 | 0 | 0 | 0 | 0 | 0 | 0 | 0 | 0 | 0 | 12 | 0
NO |  | 68 | 2015 | 8 | 16 | 16 |  | [66F] HIGHLANDS | TAP | 138 | 138 | (1) CONC | 2.87 | 0 | 0 | 795AAC | 0 | 0 | 0 | 0 | 0 | 0 | 0 | 0 | 0 | 0 | 0 | 0 | 0 | 0 | 0 | 0 | 0 | 0 | 0 | 0 | 0 | 0 | 0 | 12 | 0
NO |  | 68 | 2015 | 8 | 17 | 17 |  | [66G] EXXON_ | BAYTOWN | 138 | 138 | (3) STEEL | 0 | 1.92 | 0 | 2000 AAC | 0 | 0 | 0 | 0 | 0 | 0 | 0 | 0 | 0 | 0 | 0 | 0 | 0 | 0 | 0 | 0 | 0 | 0 | 0 | 0 | 0 | 0 | 0 | 12 | 0
NO |  | 68 | 2015 | 8 | 18 | 18 |  | [66H] BETKA | HOCKLEY | 138 | 138 | (1) CONC | 0.25 | 0.89 | 0 | 959 ACSS | 0 | 0 | 0 | 0 | 0 | 0 | 0 | 0 | 0 | 0 | 0 | 0 | 0 | 0 | 0 | 0 | 0 | 0 | 0 | 0 | 0 | 0 | 0 | 12 | 0
NO |  | 68 | 2015 | 8 | 19 | 19 |  | [66I] TOMBALL | ROTHWOOD | 138 | 138 | (3) STEEL | 8.61 | 0 | 0 | 2-795 ACSR | 0 | 0 | 0 | 0 | 0 | 0 | 0 | 0 | 0 | 0 | 0 | 0 | 0 | 0 | 0 | 0 | 0 | 0 | 0 | 0 | 0 | 0 | 0 | 12 | 0
NO |  | 68 | 2015 | 8 | 20 | 20 |  | [67A] BAMMEL | TAP | 138 | 138 | (1) CONC | 0.04 | 0 | 0 | 2-959ACSS | 0 | 0 | 0 | 0 | 0 | 0 | 0 | 0 | 0 | 0 | 0 | 0 | 0 | 0 | 0 | 0 | 0 | 0 | 0 | 0 | 0 | 0 | 0 | 12 | 0
NO |  | 68 | 2015 | 8 | 21 | 21 |  | [67A] BAMMEL | NORTH BELT | 138 | 138 | (3) STEEL | 4.63 | 9.3 | 0 | 2-927 ACSR | 0 | 0 | 0 | 0 | 0 | 0 | 0 | 0 | 0 | 0 | 0 | 0 | 0 | 0 | 0 | 0 | 0 | 0 | 0 | 0 | 0 | 0 | 0 | 12 | 0
NO |  | 68 | 2015 | 8 | 22 | 22 |  | [67A] GEARS | TAP | 138 | 138 | (3) STEEL | 1.89 | 0 | 0 | 795 ACSR | 0 | 0 | 0 | 0 | 0 | 0 | 0 | 0 | 0 | 0 | 0 | 0 | 0 | 0 | 0 | 0 | 0 | 0 | 0 | 0 | 0 | 0 | 0 | 12 | 0
NO |  | 68 | 2015 | 8 | 23 | 23 |  | [67A] HIDDEN VALLEY | TAP | 138 | 138 | (3) STEEL | 0 | 2.58 | 0 | 795 ACSR | 0 | 0 | 0 | 0 | 0 | 0 | 0 | 0 | 0 | 0 | 0 | 0 | 0 | 0 | 0 | 0 | 0 | 0 | 0 | 0 | 0 | 0 | 0 | 12 | 0
NO |  | 68 | 2015 | 8 | 24 | 24 |  | [67A] JESTER | TAP | 138 | 138 | (1) CONC | 2.9 | 0 | 0 | 795 ACSR | 0 | 0 | 0 | 0 | 0 | 0 | 0 | 0 | 0 | 0 | 0 | 0 | 0 | 0 | 0 | 0 | 0 | 0 | 0 | 0 | 0 | 0 | 0 | 12 | 0
NO |  | 68 | 2015 | 8 | 25 | 25 |  | [67A] VETRAN | TAP | 138 | 138 | (1) STEEL | 0.02 | 0 | 0 | 795AAC | 0 | 0 | 0 | 0 | 0 | 0 | 0 | 0 | 0 | 0 | 0 | 0 | 0 | 0 | 0 | 0 | 0 | 0 | 0 | 0 | 0 | 0 | 0 | 12 | 0
NO |  | 68 | 2015 | 8 | 26 | 26 |  | [67B] NORTH BELT | DRILCO | 138 | 138 | (3) STEEL | 2.61 | 0 | 0 | 2-795 AAC | 0 | 0 | 0 | 0 | 0 | 0 | 0 | 0 | 0 | 0 | 0 | 0 | 0 | 0 | 0 | 0 | 0 | 0 | 0 | 0 | 0 | 0 | 0 | 12 | 0
NO |  | 68 | 2015 | 8 | 27 | 27 |  | [67C] DRILCO | INTERCONTINENTAL | 138 | 138 | (3) STEEL | 2.7 | 0 | 0 | 2-795 ACSR | 0 | 0 | 0 | 0 | 0 | 0 | 0 | 0 | 0 | 0 | 0 | 0 | 0 | 0 | 0 | 0 | 0 | 0 | 0 | 0 | 0 | 0 | 0 | 12 | 0
NO |  | 68 | 2015 | 8 | 28 | 28 |  | [67C] INTEQ_ | TAP | 138 | 138 | (3) STEEL | 0.03 | 0 | 0 | 2-795 ACSR | 0 | 0 | 0 | 0 | 0 | 0 | 0 | 0 | 0 | 0 | 0 | 0 | 0 | 0 | 0 | 0 | 0 | 0 | 0 | 0 | 0 | 0 | 0 | 12 | 0
NO |  | 68 | 2015 | 8 | 29 | 29 |  | [67C] INTEQ_ | TAP | 138 | 138 | (3) STEEL | 0 | 0.03 | 0 | 2-795 ACSR | 0 | 0 | 0 | 0 | 0 | 0 | 0 | 0 | 0 | 0 | 0 | 0 | 0 | 0 | 0 | 0 | 0 | 0 | 0 | 0 | 0 | 0 | 0 | 12 | 0
NO |  | 68 | 2015 | 8 | 30 | 30 |  | [67C] INTERCONTINENTAL | WESTFIELD | 138 | 138 | (3) STEEL | 6.07 | 0 | 0 | 2-795 AAC | 0 | 0 | 0 | 0 | 0 | 0 | 0 | 0 | 0 | 0 | 0 | 0 | 0 | 0 | 0 | 0 | 0 | 0 | 0 | 0 | 0 | 0 | 0 | 12 | 0
NO |  | 68 | 2015 | 8 | 31 | 31 |  | [68B] GREENS BAYOU PLANT | DEEPWATER | 345 | 345 | (1) STEEL | 7.44 | 0 | 0 | 3-959 ACSS | 0 | 0 | 0 | 0 | 0 | 0 | 0 | 0 | 0 | 0 | 0 | 0 | 0 | 0 | 0 | 0 | 0 | 0 | 0 | 0 | 0 | 0 | 0 | 12 | 0
NO |  | 68 | 2015 | 8 | 32 | 32 |  | [69B] GREENS BAYOU PLANT | DEEPWATER | 345 | 345 | (1) STEEL | 0 | 7.46 | 0 | 3-959 ACSS | 0 | 0 | 0 | 0 | 0 | 0 | 0 | 0 | 0 | 0 | 0 | 0 | 0 | 0 | 0 | 0 | 0 | 0 | 0 | 0 | 0 | 0 | 0 | 12 | 0
NO |  | 68 | 2015 | 8 | 33 | 33 |  | [70A] UNIVERSITY | MAGNOLIA PARK | 138 | 138 | (3) STEEL | 2.52 | 0 | 0 | 2000 AAC | 0 | 0 | 0 | 0 | 0 | 0 | 0 | 0 | 0 | 0 | 0 | 0 | 0 | 0 | 0 | 0 | 0 | 0 | 0 | 0 | 0 | 0 | 0 | 12 | 0
NO |  | 68 | 2015 | 8 | 34 | 34 |  | [70A] UNIVERSITY | TAP | 138 | 138 | (1) WOOD | 0.05 | 0 | 0 | 2000 AAC | 0 | 0 | 0 | 0 | 0 | 0 | 0 | 0 | 0 | 0 | 0 | 0 | 0 | 0 | 0 | 0 | 0 | 0 | 0 | 0 | 0 | 0 | 0 | 12 | 0
NO |  | 68 | 2015 | 8 | 35 | 35 |  | [70B] GDYEAR | MAGNOLIA PARK | 138 | 138 | (1) CONC | 5.15 | 0.09 | 0 | 2-959 ACSS | 0 | 0 | 0 | 0 | 0 | 0 | 0 | 0 | 0 | 0 | 0 | 0 | 0 | 0 | 0 | 0 | 0 | 0 | 0 | 0 | 0 | 0 | 0 | 12 | 0
NO |  | 68 | 2015 | 9 | 1 | 1 |  | [70C] LYDELL | DEEPWATER | 138 | 138 | (1) STEEL | 0.12 | 0.5 | 0 | 2000 AAC | 0 | 0 | 0 | 0 | 0 | 0 | 0 | 0 | 0 | 0 | 0 | 0 | 0 | 0 | 0 | 0 | 0 | 0 | 0 | 0 | 0 | 0 | 0 | 12 | 0
NO |  | 68 | 2015 | 9 | 2 | 2 |  | [70D] LYDELL | GREENS BAYOU PLANT | 138 | 138 | (3) STEEL | 7.93 | 0 | 0 | 2-795 AAC | 0 | 0 | 0 | 0 | 0 | 0 | 0 | 0 | 0 | 0 | 0 | 0 | 0 | 0 | 0 | 0 | 0 | 0 | 0 | 0 | 0 | 0 | 0 | 12 | 0
NO |  | 68 | 2015 | 9 | 3 | 3 |  | [70E] GDYEAR | DEEPWATER | 138 | 138 | (3) STEEL | 2.66 | 0.14 | 0 | 2-959 ACSS | 0 | 0 | 0 | 0 | 0 | 0 | 0 | 0 | 0 | 0 | 0 | 0 | 0 | 0 | 0 | 0 | 0 | 0 | 0 | 0 | 0 | 0 | 0 | 12 | 0
NO |  | 68 | 2015 | 9 | 4 | 4 |  | [71A] T.H. WHARTON PLANT | ADDICKS | 345 | 345 | (3) STEEL | 10.68 | 0 | 0 | 2-795 ACSR | 0 | 0 | 0 | 0 | 0 | 0 | 0 | 0 | 0 | 0 | 0 | 0 | 0 | 0 | 0 | 0 | 0 | 0 | 0 | 0 | 0 | 0 | 0 | 12 | 0
NO |  | 68 | 2015 | 9 | 5 | 5 |  | [71B] ADDICKS | WHITE OAK | 345 | 345 | (3) STEEL | 9.37 | 0 | 0 | 2-795 ACSR | 0 | 0 | 0 | 0 | 0 | 0 | 0 | 0 | 0 | 0 | 0 | 0 | 0 | 0 | 0 | 0 | 0 | 0 | 0 | 0 | 0 | 0 | 0 | 12 | 0
NO |  | 68 | 2015 | 9 | 6 | 6 |  | [71C] T.H. WHARTON PLANT | ZENITH | 345 | 345 | (3) STEEL | 15.1 | 0 | 0 | 2-927 ACAR | 0 | 0 | 0 | 0 | 0 | 0 | 0 | 0 | 0 | 0 | 0 | 0 | 0 | 0 | 0 | 0 | 0 | 0 | 0 | 0 | 0 | 0 | 0 | 12 | 0
NO |  | 68 | 2015 | 9 | 7 | 7 |  | [71D] OBRIEN | ZENITH | 345 | 345 | (3) STEEL | 16.77 | 0 | 0 | 2-795ACSR | 0 | 0 | 0 | 0 | 0 | 0 | 0 | 0 | 0 | 0 | 0 | 0 | 0 | 0 | 0 | 0 | 0 | 0 | 0 | 0 | 0 | 0 | 0 | 12 | 0
NO |  | 68 | 2015 | 9 | 8 | 8 |  | [72A] JEANETTA | W.A. PARISH PLANT | 345 | 345 | (3) STEEL | 0 | 20.07 | 0 | 2-2167 ACSR | 0 | 0 | 0 | 0 | 0 | 0 | 0 | 0 | 0 | 0 | 0 | 0 | 0 | 0 | 0 | 0 | 0 | 0 | 0 | 0 | 0 | 0 | 0 | 12 | 0
NO |  | 68 | 2015 | 9 | 9 | 9 |  | [72B] JEANETTA | WHITE OAK | 345 | 345 | (3) STEEL | 12.03 | 0 | 0 | 2-2167 ACSR | 0 | 0 | 0 | 0 | 0 | 0 | 0 | 0 | 0 | 0 | 0 | 0 | 0 | 0 | 0 | 0 | 0 | 0 | 0 | 0 | 0 | 0 | 0 | 12 | 0
NO |  | 68 | 2015 | 9 | 10 | 10 |  | [72C] HILLJE | W.A. PARISH PLANT | 345 | 345 | (3) STEEL | 48.95 | 0 | 0 | 1-433 ACSS | 0 | 0 | 0 | 0 | 0 | 0 | 0 | 0 | 0 | 0 | 0 | 0 | 0 | 0 | 0 | 0 | 0 | 0 | 0 | 0 | 0 | 0 | 0 | 12 | 0
NO |  | 68 | 2015 | 9 | 11 | 11 |  | [73A] BRITMOORE | SAUER | 138 | 138 | (3) STEEL | 1.72 | 0 | 0 | 795 AAC | 0 | 0 | 0 | 0 | 0 | 0 | 0 | 0 | 0 | 0 | 0 | 0 | 0 | 0 | 0 | 0 | 0 | 0 | 0 | 0 | 0 | 0 | 0 | 12 | 0
NO |  | 68 | 2015 | 9 | 12 | 12 |  | [73B] BARKER | TAP | 138 | 138 | (3) STEEL | 1.61 | 0 | 0 | 795 AAC | 0 | 0 | 0 | 0 | 0 | 0 | 0 | 0 | 0 | 0 | 0 | 0 | 0 | 0 | 0 | 0 | 0 | 0 | 0 | 0 | 0 | 0 | 0 | 12 | 0
NO |  | 68 | 2015 | 9 | 13 | 13 |  | [73B] BRITMOORE | WESTHEIMER | 138 | 138 | (3) STEEL | 5.39 | 1.82 | 0 | 2-795 ACSR | 0 | 0 | 0 | 0 | 0 | 0 | 0 | 0 | 0 | 0 | 0 | 0 | 0 | 0 | 0 | 0 | 0 | 0 | 0 | 0 | 0 | 0 | 0 | 12 | 0
NO |  | 68 | 2015 | 9 | 14 | 14 |  | [73B] MEMORIAL | TAP | 138 | 138 | (3) STEEL | 0.05 | 0 | 0 | 795 ACSR | 0 | 0 | 0 | 0 | 0 | 0 | 0 | 0 | 0 | 0 | 0 | 0 | 0 | 0 | 0 | 0 | 0 | 0 | 0 | 0 | 0 | 0 | 0 | 12 | 0
NO |  | 68 | 2015 | 9 | 15 | 15 |  | [73B] WESTHEIMER | CLODINE | 138 | 138 | (3) STEEL | 4.61 | 0 | 0 | 2-795 ACSR | 0 | 0 | 0 | 0 | 0 | 0 | 0 | 0 | 0 | 0 | 0 | 0 | 0 | 0 | 0 | 0 | 0 | 0 | 0 | 0 | 0 | 0 | 0 | 12 | 0
NO |  | 68 | 2015 | 9 | 16 | 16 |  | [73B] WOODCREEK | TAP | 138 | 138 | (3) STEEL | 0 | 0.25 | 0 | 795 ACSR | 0 | 0 | 0 | 0 | 0 | 0 | 0 | 0 | 0 | 0 | 0 | 0 | 0 | 0 | 0 | 0 | 0 | 0 | 0 | 0 | 0 | 0 | 0 | 12 | 0
NO |  | 68 | 2015 | 9 | 17 | 17 |  | [73C] OBRIEN | CLODINE | 138 | 138 | (3) STEEL | 0 | 5.96 | 0 | 2-795 ACSR | 0 | 0 | 0 | 0 | 0 | 0 | 0 | 0 | 0 | 0 | 0 | 0 | 0 | 0 | 0 | 0 | 0 | 0 | 0 | 0 | 0 | 0 | 0 | 12 | 0
NO |  | 68 | 2015 | 9 | 18 | 18 |  | [73D] OBRIEN | FLEWELLEN | 138 | 138 | (3) STEEL | 0 | 6.64 | 0 | 2-795 ACSR | 0 | 0 | 0 | 0 | 0 | 0 | 0 | 0 | 0 | 0 | 0 | 0 | 0 | 0 | 0 | 0 | 0 | 0 | 0 | 0 | 0 | 0 | 0 | 12 | 0
NO |  | 68 | 2015 | 9 | 19 | 19 |  | [73E] WIRT | WHITE OAK | 138 | 138 | (3) STEEL | 0 | 3.95 | 0 | 795AAC | 0 | 0 | 0 | 0 | 0 | 0 | 0 | 0 | 0 | 0 | 0 | 0 | 0 | 0 | 0 | 0 | 0 | 0 | 0 | 0 | 0 | 0 | 0 | 12 | 0
NO |  | 68 | 2015 | 9 | 20 | 20 |  | [73E] WIRT | WHITE OAK | 138 | 138 | (4) UNDER | 1.1 | 0 | 0 | 3000XLPE | 0 | 0 | 0 | 0 | 0 | 0 | 0 | 0 | 0 | 0 | 0 | 0 | 0 | 0 | 0 | 0 | 0 | 0 | 0 | 0 | 0 | 0 | 0 | 12 | 0
NO |  | 68 | 2015 | 9 | 21 | 21 |  | [73F] ECHO | WIRT | 138 | 138 | (4) UNDER | 2.51 | 0 | 0 | 3000XLPE | 0 | 0 | 0 | 0 | 0 | 0 | 0 | 0 | 0 | 0 | 0 | 0 | 0 | 0 | 0 | 0 | 0 | 0 | 0 | 0 | 0 | 0 | 0 | 12 | 0
NO |  | 68 | 2015 | 9 | 22 | 22 |  | [73G] SAUER | ECHO | 138 | 138 | (4) UNDER | 2.22 | 0 | 0 | 3000XLPE | 0 | 0 | 0 | 0 | 0 | 0 | 0 | 0 | 0 | 0 | 0 | 0 | 0 | 0 | 0 | 0 | 0 | 0 | 0 | 0 | 0 | 0 | 0 | 12 | 0
NO |  | 68 | 2015 | 9 | 23 | 23 |  | [74A] GREENS BAYOU PLANT | KING | 345 | 345 | (3) STEEL | 7.43 | 0 | 0 | 2-927 ACSR | 0 | 0 | 0 | 0 | 0 | 0 | 0 | 0 | 0 | 0 | 0 | 0 | 0 | 0 | 0 | 0 | 0 | 0 | 0 | 0 | 0 | 0 | 0 | 12 | 0
NO |  | 68 | 2015 | 9 | 24 | 24 |  | [74B] KUYKENDAHL | TAP | 345 | 345 | (3) STEEL | 0.05 | 0 | 0 | 2-795 ACSR | 0 | 0 | 0 | 0 | 0 | 0 | 0 | 0 | 0 | 0 | 0 | 0 | 0 | 0 | 0 | 0 | 0 | 0 | 0 | 0 | 0 | 0 | 0 | 12 | 0
NO |  | 68 | 2015 | 9 | 25 | 25 |  | [74B] TOMBALL | ROTHWOOD | 345 | 345 | (3) STEEL | 10.1 | 0 | 0 | 2-1590 ACSR | 0 | 0 | 0 | 0 | 0 | 0 | 0 | 0 | 0 | 0 | 0 | 0 | 0 | 0 | 0 | 0 | 0 | 0 | 0 | 0 | 0 | 0 | 0 | 12 | 0
NO |  | 68 | 2015 | 9 | 26 | 26 |  | [74C] TOMBALL | SINGLETON | 345 | 345 | (3) STEEL | 46.55 | 0 | 0 | 2-1590 ACSR | 0 | 0 | 0 | 0 | 0 | 0 | 0 | 0 | 0 | 0 | 0 | 0 | 0 | 0 | 0 | 0 | 0 | 0 | 0 | 0 | 0 | 0 | 0 | 12 | 0
NO |  | 68 | 2015 | 9 | 27 | 27 |  | [74D] TP&L JEWETT | LIMESTONE | 345 | 345 | (3) STEEL | 10.46 | 0 | 0 | 2-1590 ACSR | 0 | 0 | 0 | 0 | 0 | 0 | 0 | 0 | 0 | 0 | 0 | 0 | 0 | 0 | 0 | 0 | 0 | 0 | 0 | 0 | 0 | 0 | 0 | 12 | 0
NO |  | 68 | 2015 | 9 | 28 | 28 |  | [74E] LIMESTONE | TP&L TWIN OAK | 345 | 345 | (3) STEEL | 23.67 | 0 | 0 | 2-1590 ACSR | 0 | 0 | 0 | 0 | 0 | 0 | 0 | 0 | 0 | 0 | 0 | 0 | 0 | 0 | 0 | 0 | 0 | 0 | 0 | 0 | 0 | 0 | 0 | 12 | 0
NO |  | 68 | 2015 | 9 | 29 | 29 |  | [74F] GREENS BAYOU PLANT | SHELDON | 345 | 345 | (1) STEEL | 6.74 | 0 | 0 | 2-2167 ACSR | 0 | 0 | 0 | 0 | 0 | 0 | 0 | 0 | 0 | 0 | 0 | 0 | 0 | 0 | 0 | 0 | 0 | 0 | 0 | 0 | 0 | 0 | 0 | 12 | 0
NO |  | 68 | 2015 | 9 | 30 | 30 |  | [74G] SINGLETON | TP&L TIE | 345 | 345 | (3) STEEL | 33.97 | 0 | 0 | 2-795 ACSR | 0 | 0 | 0 | 0 | 0 | 0 | 0 | 0 | 0 | 0 | 0 | 0 | 0 | 0 | 0 | 0 | 0 | 0 | 0 | 0 | 0 | 0 | 0 | 12 | 0
NO |  | 68 | 2015 | 9 | 31 | 31 |  | [74H] KING | ROTHWOOD | 345 | 345 | (3) STEEL | 25.54 | 0 | 0 | 2-1590 ACSR | 0 | 0 | 0 | 0 | 0 | 0 | 0 | 0 | 0 | 0 | 0 | 0 | 0 | 0 | 0 | 0 | 0 | 0 | 0 | 0 | 0 | 0 | 0 | 12 | 0
NO |  | 68 | 2015 | 9 | 32 | 32 |  | [75A] GREENS BAYOU PLANT | KING | 345 | 345 | (3) STEEL | 0 | 7.43 | 0 | 2-927 ACAR | 0 | 0 | 0 | 0 | 0 | 0 | 0 | 0 | 0 | 0 | 0 | 0 | 0 | 0 | 0 | 0 | 0 | 0 | 0 | 0 | 0 | 0 | 0 | 12 | 0
NO |  | 68 | 2015 | 9 | 33 | 33 |  | [75B] KUYKENDAHL | TAP | 345 | 345 | (1) STEEL | 0.08 | 0 | 0 | 2-795 ACSR | 0 | 0 | 0 | 0 | 0 | 0 | 0 | 0 | 0 | 0 | 0 | 0 | 0 | 0 | 0 | 0 | 0 | 0 | 0 | 0 | 0 | 0 | 0 | 12 | 0
NO |  | 68 | 2015 | 9 | 34 | 34 |  | [75B] ROANS PRAIRIE | ROTHWOOD | 345 | 345 | (3) STEEL | 0.26 | 46.68 | 0 | 2-1590 ACSR | 0 | 0 | 0 | 0 | 0 | 0 | 0 | 0 | 0 | 0 | 0 | 0 | 0 | 0 | 0 | 0 | 0 | 0 | 0 | 0 | 0 | 0 | 0 | 12 | 0
NO |  | 68 | 2015 | 9 | 35 | 35 |  | [75C] GREENS BAYOU PLANT | SHELDON | 345 | 345 | (1) STEEL | 0 | 6.74 | 0 | 2-2167 ACSR | 0 | 0 | 0 | 0 | 0 | 0 | 0 | 0 | 0 | 0 | 0 | 0 | 0 | 0 | 0 | 0 | 0 | 0 | 0 | 0 | 0 | 0 | 0 | 12 | 0
NO |  | 68 | 2015 | 10 | 1 | 1 |  | [75D] ROANS PRAIRIE | SINGLETON | 345 | 345 | (3) STEEL | 0.5 | 5.51 | 0 | 2-1590 ACSR | 0 | 0 | 0 | 0 | 0 | 0 | 0 | 0 | 0 | 0 | 0 | 0 | 0 | 0 | 0 | 0 | 0 | 0 | 0 | 0 | 0 | 0 | 0 | 12 | 0
NO |  | 68 | 2015 | 10 | 2 | 2 |  | [75H] KING | ROTHWOOD | 345 | 345 | (3) STEEL | 0.14 | 25.42 | 0 | 2-1590 ACSR | 0 | 0 | 0 | 0 | 0 | 0 | 0 | 0 | 0 | 0 | 0 | 0 | 0 | 0 | 0 | 0 | 0 | 0 | 0 | 0 | 0 | 0 | 0 | 12 | 0
NO |  | 68 | 2015 | 10 | 3 | 3 |  | [76A] FRY RD | TAP | 138 | 138 | (3) STEEL | 0.02 | 0 | 0 | 795AAC | 0 | 0 | 0 | 0 | 0 | 0 | 0 | 0 | 0 | 0 | 0 | 0 | 0 | 0 | 0 | 0 | 0 | 0 | 0 | 0 | 0 | 0 | 0 | 12 | 0
NO |  | 68 | 2015 | 10 | 4 | 4 |  | [76A] GERTIE | TAP | 138 | 138 | (3) STEEL | 0.15 | 4.15 | 0 | 795 ACSR | 0 | 0 | 0 | 0 | 0 | 0 | 0 | 0 | 0 | 0 | 0 | 0 | 0 | 0 | 0 | 0 | 0 | 0 | 0 | 0 | 0 | 0 | 0 | 12 | 0
NO |  | 68 | 2015 | 10 | 5 | 5 |  | [76A] SATSUMA | TAP | 138 | 138 | (1) WOOD | 0.04 | 0 | 0 | 795 AAC | 0 | 0 | 0 | 0 | 0 | 0 | 0 | 0 | 0 | 0 | 0 | 0 | 0 | 0 | 0 | 0 | 0 | 0 | 0 | 0 | 0 | 0 | 0 | 12 | 0
NO |  | 68 | 2015 | 10 | 6 | 6 |  | [76A] ZENITH | ADDICKS | 138 | 138 | (3) STEEL | 0 | 20.51 | 0 | 2-959ACSS | 0 | 0 | 0 | 0 | 0 | 0 | 0 | 0 | 0 | 0 | 0 | 0 | 0 | 0 | 0 | 0 | 0 | 0 | 0 | 0 | 0 | 0 | 0 | 12 | 0
NO |  | 68 | 2015 | 10 | 7 | 7 |  | [77A] GREENS BAYOU PLANT | CITFIL | 138 | 138 | (3) STEEL | 0 | 6.99 | 0 | 795 AAC | 0 | 0 | 0 | 0 | 0 | 0 | 0 | 0 | 0 | 0 | 0 | 0 | 0 | 0 | 0 | 0 | 0 | 0 | 0 | 0 | 0 | 0 | 0 | 12 | 0
NO |  | 68 | 2015 | 10 | 8 | 8 |  | [77A] NORMANDY | TAP | 138 | 138 | (3) STEEL | 1.94 | 0 | 0 | 2000 AAC | 0 | 0 | 0 | 0 | 0 | 0 | 0 | 0 | 0 | 0 | 0 | 0 | 0 | 0 | 0 | 0 | 0 | 0 | 0 | 0 | 0 | 0 | 0 | 12 | 0
NO |  | 68 | 2015 | 10 | 9 | 9 |  | [77B] HOCKLEY | WALLER | 138 | 138 | (3) STEEL | 6.79 | 0 | 0 | 795 ACSR | 0 | 0 | 0 | 0 | 0 | 0 | 0 | 0 | 0 | 0 | 0 | 0 | 0 | 0 | 0 | 0 | 0 | 0 | 0 | 0 | 0 | 0 | 0 | 12 | 0
NO |  | 68 | 2015 | 10 | 10 | 10 |  | [77C] HOCKLEY | MACEDONIA (LCRA) | 138 | 138 | (3) STEEL | 0 | 1.61 | 0 | 1433ACSS | 0 | 0 | 0 | 0 | 0 | 0 | 0 | 0 | 0 | 0 | 0 | 0 | 0 | 0 | 0 | 0 | 0 | 0 | 0 | 0 | 0 | 0 | 0 | 12 | 0
NO |  | 68 | 2015 | 10 | 11 | 11 |  | [78A] CLODINE | BARKER | 138 | 138 | (3) STEEL | 0 | 4.25 | 0 | 795 ACSR | 0 | 0 | 0 | 0 | 0 | 0 | 0 | 0 | 0 | 0 | 0 | 0 | 0 | 0 | 0 | 0 | 0 | 0 | 0 | 0 | 0 | 0 | 0 | 12 | 0
NO |  | 68 | 2015 | 10 | 12 | 12 |  | [79A] BAYWAY | SEPTON | 138 | 138 | (3) STEEL | 0 | 2.15 | 0 | 2-795 AAC | 0 | 0 | 0 | 0 | 0 | 0 | 0 | 0 | 0 | 0 | 0 | 0 | 0 | 0 | 0 | 0 | 0 | 0 | 0 | 0 | 0 | 0 | 0 | 12 | 0
NO |  | 68 | 2015 | 10 | 13 | 13 |  | [79A] POWELL | BIGBAY | 138 | 138 | (3) STEEL | 1.16 | 0 | 0 | 2-795 AAC | 0 | 0 | 0 | 0 | 0 | 0 | 0 | 0 | 0 | 0 | 0 | 0 | 0 | 0 | 0 | 0 | 0 | 0 | 0 | 0 | 0 | 0 | 0 | 12 | 0
NO |  | 68 | 2015 | 10 | 14 | 14 |  | [79A] SEPTON | SHORE_ | 138 | 138 | (3) STEEL | 0.29 | 0.59 | 0 | 2-795ACSR | 0 | 0 | 0 | 0 | 0 | 0 | 0 | 0 | 0 | 0 | 0 | 0 | 0 | 0 | 0 | 0 | 0 | 0 | 0 | 0 | 0 | 0 | 0 | 12 | 0
NO |  | 68 | 2015 | 10 | 15 | 15 |  | [79A] SHORE_ | POWELL | 138 | 138 | (3) STEEL | 0 | 0.53 | 0 | 2-795 ACSR | 0 | 0 | 0 | 0 | 0 | 0 | 0 | 0 | 0 | 0 | 0 | 0 | 0 | 0 | 0 | 0 | 0 | 0 | 0 | 0 | 0 | 0 | 0 | 12 | 0
NO |  | 68 | 2015 | 10 | 16 | 16 |  | [79B] BAYOU_ | ORION_ | 138 | 138 | (3) STEEL | 0 | 0.22 | 0 | 2-795 ACSR | 0 | 0 | 0 | 0 | 0 | 0 | 0 | 0 | 0 | 0 | 0 | 0 | 0 | 0 | 0 | 0 | 0 | 0 | 0 | 0 | 0 | 0 | 0 | 12 | 0
NO |  | 68 | 2015 | 10 | 17 | 17 |  | [79B] LA PORTE | TAP | 138 | 138 | (1) WOOD | 1.71 | 0 | 0 | 795 AAC | 0 | 0 | 0 | 0 | 0 | 0 | 0 | 0 | 0 | 0 | 0 | 0 | 0 | 0 | 0 | 0 | 0 | 0 | 0 | 0 | 0 | 0 | 0 | 12 | 0
NO |  | 68 | 2015 | 10 | 18 | 18 |  | [79B] ORION_ | SYLVAN | 138 | 138 | (3) STEEL | 0 | 2.16 | 0 | 2-795 AAC | 0 | 0 | 0 | 0 | 0 | 0 | 0 | 0 | 0 | 0 | 0 | 0 | 0 | 0 | 0 | 0 | 0 | 0 | 0 | 0 | 0 | 0 | 0 | 12 | 0
NO |  | 68 | 2015 | 10 | 19 | 19 |  | [79B] SYLVAN | MORGANS POINT | 138 | 138 | (3) STEEL | 0 | 2.93 | 0 | 2-795 AAC | 0 | 0 | 0 | 0 | 0 | 0 | 0 | 0 | 0 | 0 | 0 | 0 | 0 | 0 | 0 | 0 | 0 | 0 | 0 | 0 | 0 | 0 | 0 | 12 | 0
NO |  | 68 | 2015 | 10 | 20 | 20 |  | [79C] BIGBAY | BAYOU_ | 138 | 138 | (3) STEEL | 0.25 | 0 | 0 | 2-795 AAC | 0 | 0 | 0 | 0 | 0 | 0 | 0 | 0 | 0 | 0 | 0 | 0 | 0 | 0 | 0 | 0 | 0 | 0 | 0 | 0 | 0 | 0 | 0 | 12 | 0
NO |  | 68 | 2015 | 10 | 21 | 21 |  | [79E] TERMINAL | BAYWAY | 138 | 138 | (3) STEEL | 3.37 | 0 | 0 | 2-795 ACSR | 0 | 0 | 0 | 0 | 0 | 0 | 0 | 0 | 0 | 0 | 0 | 0 | 0 | 0 | 0 | 0 | 0 | 0 | 0 | 0 | 0 | 0 | 0 | 12 | 0
NO |  | 68 | 2015 | 10 | 22 | 22 |  | [79F] HANNA_ | TAP | 138 | 138 | (3) STEEL | 0.01 | 0 | 0 | 2-795 AAC | 0 | 0 | 0 | 0 | 0 | 0 | 0 | 0 | 0 | 0 | 0 | 0 | 0 | 0 | 0 | 0 | 0 | 0 | 0 | 0 | 0 | 0 | 0 | 12 | 0
NO |  | 68 | 2015 | 10 | 23 | 23 |  | [79F] HANNA_ | TAP | 138 | 138 | (3) STEEL | 0 | 0.01 | 0 | 2-795 AAC | 0 | 0 | 0 | 0 | 0 | 0 | 0 | 0 | 0 | 0 | 0 | 0 | 0 | 0 | 0 | 0 | 0 | 0 | 0 | 0 | 0 | 0 | 0 | 12 | 0
NO |  | 68 | 2015 | 10 | 24 | 24 |  | [79F] P.H. ROBINSON PLANT | HUNTER | 138 | 138 | (3) STEEL | 10.06 | 0 | 0 | 2-795 AAC | 0 | 0 | 0 | 0 | 0 | 0 | 0 | 0 | 0 | 0 | 0 | 0 | 0 | 0 | 0 | 0 | 0 | 0 | 0 | 0 | 0 | 0 | 0 | 12 | 0
NO |  | 68 | 2015 | 10 | 25 | 25 |  | [79I] TERMINAL | HUNTER | 138 | 138 | (3) STEEL | 0 | 0.42 | 0 | 2-795 AAC | 0 | 0 | 0 | 0 | 0 | 0 | 0 | 0 | 0 | 0 | 0 | 0 | 0 | 0 | 0 | 0 | 0 | 0 | 0 | 0 | 0 | 0 | 0 | 12 | 0
NO |  | 68 | 2015 | 10 | 26 | 26 |  | [80A] KARSTEN | W.A. PARISH PLANT | 138 | 138 | (3) STEEL | 0 | 12.45 | 0 | 2-795 ACSR | 0 | 0 | 0 | 0 | 0 | 0 | 0 | 0 | 0 | 0 | 0 | 0 | 0 | 0 | 0 | 0 | 0 | 0 | 0 | 0 | 0 | 0 | 0 | 12 | 0
NO |  | 68 | 2015 | 10 | 27 | 27 |  | [80A] THOMPSONS | TAP | 138 | 138 | (1) STEEL | 0.05 | 0 | 0 | 795 ACSR | 0 | 0 | 0 | 0 | 0 | 0 | 0 | 0 | 0 | 0 | 0 | 0 | 0 | 0 | 0 | 0 | 0 | 0 | 0 | 0 | 0 | 0 | 0 | 12 | 0
NO |  | 68 | 2015 | 10 | 28 | 28 |  | [80B] CRABB RIVER | TAP | 138 | 138 | (1) CONC | 0.06 | 0.13 | 0 | 795 AAC | 0 | 0 | 0 | 0 | 0 | 0 | 0 | 0 | 0 | 0 | 0 | 0 | 0 | 0 | 0 | 0 | 0 | 0 | 0 | 0 | 0 | 0 | 0 | 12 | 0
NO |  | 68 | 2015 | 10 | 29 | 29 |  | [80B] W.A. PARISH PLANT | IMPERIAL | 138 | 138 | (1) CONC | 9.28 | 5.04 | 0 | 2-795 AAC | 0 | 0 | 0 | 0 | 0 | 0 | 0 | 0 | 0 | 0 | 0 | 0 | 0 | 0 | 0 | 0 | 0 | 0 | 0 | 0 | 0 | 0 | 0 | 12 | 0
NO |  | 68 | 2015 | 10 | 30 | 30 |  | [81A] T.H. WHARTON PLANT | WILLOW | 138 | 138 | (3) STEEL | 5.94 | 0 | 0 | 2-959 ACSS | 0 | 0 | 0 | 0 | 0 | 0 | 0 | 0 | 0 | 0 | 0 | 0 | 0 | 0 | 0 | 0 | 0 | 0 | 0 | 0 | 0 | 0 | 0 | 12 | 0
NO |  | 68 | 2015 | 10 | 31 | 31 |  | [81B] LOUETTA | TAP | 138 | 138 | (1) WOOD | 0.04 | 0 | 0 | 795 AAC | 0 | 0 | 0 | 0 | 0 | 0 | 0 | 0 | 0 | 0 | 0 | 0 | 0 | 0 | 0 | 0 | 0 | 0 | 0 | 0 | 0 | 0 | 0 | 12 | 0
NO |  | 68 | 2015 | 10 | 32 | 32 |  | [81B] TOMBALL | WESTFIELD | 138 | 138 | (3) STEEL | 0 | 12.47 | 0 | 2-795 ACSR | 0 | 0 | 0 | 0 | 0 | 0 | 0 | 0 | 0 | 0 | 0 | 0 | 0 | 0 | 0 | 0 | 0 | 0 | 0 | 0 | 0 | 0 | 0 | 12 | 0
NO |  | 68 | 2015 | 10 | 33 | 33 |  | [81C] DEIHL | WHITE OAK | 138 | 138 | (1) STEEL | 4.14 | 0 | 0 | 2000 AAC | 0 | 0 | 0 | 0 | 0 | 0 | 0 | 0 | 0 | 0 | 0 | 0 | 0 | 0 | 0 | 0 | 0 | 0 | 0 | 0 | 0 | 0 | 0 | 12 | 0
NO |  | 68 | 2015 | 10 | 34 | 34 |  | [81C] FAIRBANKS | DEIHL | 138 | 138 | (1) STEEL | 3.61 | 0 | 0 | 2000 AAC | 0 | 0 | 0 | 0 | 0 | 0 | 0 | 0 | 0 | 0 | 0 | 0 | 0 | 0 | 0 | 0 | 0 | 0 | 0 | 0 | 0 | 0 | 0 | 12 | 0
NO |  | 68 | 2015 | 10 | 35 | 35 |  | [81C] T.H. WHARTON PLANT | FAIRBANKS | 138 | 138 | (1) STEEL | 3.77 | 0 | 0 | 2000 AAC | 0 | 0 | 0 | 0 | 0 | 0 | 0 | 0 | 0 | 0 | 0 | 0 | 0 | 0 | 0 | 0 | 0 | 0 | 0 | 0 | 0 | 0 | 0 | 12 | 0
NO |  | 68 | 2015 | 11 | 1 | 1 |  | [81D] BRITMOORE | SAUER | 138 | 138 | (3) STEEL | 0 | 1.8 | 0 | 795 AAC | 0 | 0 | 0 | 0 | 0 | 0 | 0 | 0 | 0 | 0 | 0 | 0 | 0 | 0 | 0 | 0 | 0 | 0 | 0 | 0 | 0 | 0 | 0 | 12 | 0
NO |  | 68 | 2015 | 11 | 2 | 2 |  | [81E] BRITMOORE | MEMORIAL | 138 | 138 | (3) STEEL | 0 | 4.77 | 0 | 795 ACSR | 0 | 0 | 0 | 0 | 0 | 0 | 0 | 0 | 0 | 0 | 0 | 0 | 0 | 0 | 0 | 0 | 0 | 0 | 0 | 0 | 0 | 0 | 0 | 12 | 0
NO |  | 68 | 2015 | 11 | 3 | 3 |  | [81E] WOODCREEK | TAP | 138 | 138 | (3) STEEL | 0.25 | 0 | 0 | 795 ACSR | 0 | 0 | 0 | 0 | 0 | 0 | 0 | 0 | 0 | 0 | 0 | 0 | 0 | 0 | 0 | 0 | 0 | 0 | 0 | 0 | 0 | 0 | 0 | 12 | 0
NO |  | 68 | 2015 | 11 | 4 | 4 |  | [81F] KLUGE | KLEIN | 138 | 138 | (1) STEEL | 0 | 4.05 | 0 | 2-959 ACSS | 0 | 0 | 0 | 0 | 0 | 0 | 0 | 0 | 0 | 0 | 0 | 0 | 0 | 0 | 0 | 0 | 0 | 0 | 0 | 0 | 0 | 0 | 0 | 12 | 0
NO |  | 68 | 2015 | 11 | 5 | 5 |  | [81F] WILLOW | KLEIN | 138 | 138 | (3) STEEL | 2.38 | 0 | 0 | 2-959 ACSS | 0 | 0 | 0 | 0 | 0 | 0 | 0 | 0 | 0 | 0 | 0 | 0 | 0 | 0 | 0 | 0 | 0 | 0 | 0 | 0 | 0 | 0 | 0 | 12 | 0
NO |  | 68 | 2015 | 11 | 6 | 6 |  | [81G] KLUGE | PINEHURST | 138 | 138 | (3) STEEL | 15.58 | 0 | 0 | 2-795 ACSR | 0 | 0 | 0 | 0 | 0 | 0 | 0 | 0 | 0 | 0 | 0 | 0 | 0 | 0 | 0 | 0 | 0 | 0 | 0 | 0 | 0 | 0 | 0 | 12 | 0
NO |  | 68 | 2015 | 11 | 7 | 7 |  | [81G] PINEHURST | TOMBALL | 138 | 138 | (1) STEEL | 0.08 | 7.16 | 0 | 2-959 ACSS | 0 | 0 | 0 | 0 | 0 | 0 | 0 | 0 | 0 | 0 | 0 | 0 | 0 | 0 | 0 | 0 | 0 | 0 | 0 | 0 | 0 | 0 | 0 | 12 | 0
NO |  | 68 | 2015 | 11 | 8 | 8 |  | [81H] SAUER | ECHO | 138 | 138 | (4) UNDER | 2.23 | 0 | 0 | 3000XLPE | 0 | 0 | 0 | 0 | 0 | 0 | 0 | 0 | 0 | 0 | 0 | 0 | 0 | 0 | 0 | 0 | 0 | 0 | 0 | 0 | 0 | 0 | 0 | 12 | 0
NO |  | 68 | 2015 | 11 | 9 | 9 |  | [81I] ECHO | WIRT | 138 | 138 | (4) UNDER | 2.47 | 0 | 0 | 3000XLPE | 0 | 0 | 0 | 0 | 0 | 0 | 0 | 0 | 0 | 0 | 0 | 0 | 0 | 0 | 0 | 0 | 0 | 0 | 0 | 0 | 0 | 0 | 0 | 12 | 0
NO |  | 68 | 2015 | 11 | 10 | 10 |  | [81J] WIRT | WHITE OAK | 138 | 138 | (3) STEEL | 2.4 | 1.56 | 0 | 795 AAC | 0 | 0 | 0 | 0 | 0 | 0 | 0 | 0 | 0 | 0 | 0 | 0 | 0 | 0 | 0 | 0 | 0 | 0 | 0 | 0 | 0 | 0 | 0 | 12 | 0
NO |  | 68 | 2015 | 11 | 11 | 11 |  | [81J] WIRT | WHITE OAK | 138 | 138 | (4) UNDER | 1.11 | 0 | 0 | 795 AAC | 0 | 0 | 0 | 0 | 0 | 0 | 0 | 0 | 0 | 0 | 0 | 0 | 0 | 0 | 0 | 0 | 0 | 0 | 0 | 0 | 0 | 0 | 0 | 12 | 0
NO |  | 68 | 2015 | 11 | 12 | 12 |  | [81K] BAMMEL | T.H. WHARTON PLANT | 138 | 138 | (3) STEEL | 0 | 5.16 | 0 | 795 ACSR | 0 | 0 | 0 | 0 | 0 | 0 | 0 | 0 | 0 | 0 | 0 | 0 | 0 | 0 | 0 | 0 | 0 | 0 | 0 | 0 | 0 | 0 | 0 | 12 | 0
NO |  | 68 | 2015 | 11 | 13 | 13 |  | [81K] JESTER | TAP | 138 | 138 | (1) CONC | 0 | 2.91 | 0 | 795 ACSR | 0 | 0 | 0 | 0 | 0 | 0 | 0 | 0 | 0 | 0 | 0 | 0 | 0 | 0 | 0 | 0 | 0 | 0 | 0 | 0 | 0 | 0 | 0 | 12 | 0
NO |  | 68 | 2015 | 11 | 14 | 14 |  | [81K] VETRAN | TAP | 138 | 138 | (1) CONC | 0.03 | 0 | 0 | 795AAC | 0 | 0 | 0 | 0 | 0 | 0 | 0 | 0 | 0 | 0 | 0 | 0 | 0 | 0 | 0 | 0 | 0 | 0 | 0 | 0 | 0 | 0 | 0 | 12 | 0
NO |  | 68 | 2015 | 11 | 15 | 15 |  | [82A] ARCOLA | W.A. PARISH PLANT | 138 | 138 | (3) STEEL | 10.26 | 0 | 0 | 2-927 ACAR | 0 | 0 | 0 | 0 | 0 | 0 | 0 | 0 | 0 | 0 | 0 | 0 | 0 | 0 | 0 | 0 | 0 | 0 | 0 | 0 | 0 | 0 | 0 | 12 | 0
NO |  | 68 | 2015 | 11 | 16 | 16 |  | [82A] KARSTEN | ARCOLA | 138 | 138 | (3) STEEL | 2.31 | 0 | 0 | 2-927 ACAR | 0 | 0 | 0 | 0 | 0 | 0 | 0 | 0 | 0 | 0 | 0 | 0 | 0 | 0 | 0 | 0 | 0 | 0 | 0 | 0 | 0 | 0 | 0 | 12 | 0
NO |  | 68 | 2015 | 11 | 17 | 17 |  | [82A] THOMPSONS | TAP | 138 | 138 | (1) STEEL | 0.04 | 0 | 0 | 795 ACSR | 0 | 0 | 0 | 0 | 0 | 0 | 0 | 0 | 0 | 0 | 0 | 0 | 0 | 0 | 0 | 0 | 0 | 0 | 0 | 0 | 0 | 0 | 0 | 12 | 0
NO |  | 68 | 2015 | 11 | 18 | 18 |  | [82C] ANGLETON | RIWOOD | 138 | 138 | (3) STEEL | 14.18 | 0 | 0 | 927 ACAR | 0 | 0 | 0 | 0 | 0 | 0 | 0 | 0 | 0 | 0 | 0 | 0 | 0 | 0 | 0 | 0 | 0 | 0 | 0 | 0 | 0 | 0 | 0 | 12 | 0
NO |  | 68 | 2015 | 11 | 19 | 19 |  | [82D] BIPORT | VELASCO | 138 | 138 | (3) STEEL | 2.08 | 0 | 0 | 927 ACAR | 0 | 0 | 0 | 0 | 0 | 0 | 0 | 0 | 0 | 0 | 0 | 0 | 0 | 0 | 0 | 0 | 0 | 0 | 0 | 0 | 0 | 0 | 0 | 12 | 0
NO |  | 68 | 2015 | 11 | 20 | 20 |  | [82E] VELASCO | DOW345 | 138 | 138 | (3) STEEL | 0.49 | 0 | 0 | 2-2000 AAC | 0 | 0 | 0 | 0 | 0 | 0 | 0 | 0 | 0 | 0 | 0 | 0 | 0 | 0 | 0 | 0 | 0 | 0 | 0 | 0 | 0 | 0 | 0 | 12 | 0
NO |  | 68 | 2015 | 11 | 21 | 21 |  | [82F] CAVERN | BIPORT | 138 | 138 | (3) STEEL | 3.3 | 0 | 0 | 927 ACAR | 0 | 0 | 0 | 0 | 0 | 0 | 0 | 0 | 0 | 0 | 0 | 0 | 0 | 0 | 0 | 0 | 0 | 0 | 0 | 0 | 0 | 0 | 0 | 12 | 0
NO |  | 68 | 2015 | 11 | 22 | 22 |  | [82F] RIWOOD | CAVERN | 138 | 138 | (3) STEEL | 2.11 | 0 | 0 | 927 ACAR | 0 | 0 | 0 | 0 | 0 | 0 | 0 | 0 | 0 | 0 | 0 | 0 | 0 | 0 | 0 | 0 | 0 | 0 | 0 | 0 | 0 | 0 | 0 | 12 | 0
NO |  | 68 | 2015 | 11 | 23 | 23 |  | [83A] DECKER | CEDAR BAYOU PLANT | 138 | 138 | (3) STEEL | 0 | 7.63 | 0 | 2000 AAC | 0 | 0 | 0 | 0 | 0 | 0 | 0 | 0 | 0 | 0 | 0 | 0 | 0 | 0 | 0 | 0 | 0 | 0 | 0 | 0 | 0 | 0 | 0 | 12 | 0
NO |  | 68 | 2015 | 11 | 24 | 24 |  | [83B] DECKER | EXXON_ | 138 | 138 | (3) STEEL | 0.26 | 0.73 | 0 | 2000 AAC | 0 | 0 | 0 | 0 | 0 | 0 | 0 | 0 | 0 | 0 | 0 | 0 | 0 | 0 | 0 | 0 | 0 | 0 | 0 | 0 | 0 | 0 | 0 | 12 | 0
NO |  | 68 | 2015 | 11 | 25 | 25 |  | [84A] CRSBAY | BORDEN | 138 | 138 | (3) STEEL | 0.72 | 0 | 0 | 2-959ACSS | 0 | 0 | 0 | 0 | 0 | 0 | 0 | 0 | 0 | 0 | 0 | 0 | 0 | 0 | 0 | 0 | 0 | 0 | 0 | 0 | 0 | 0 | 0 | 12 | 0
NO |  | 68 | 2015 | 11 | 26 | 26 |  | [84A] EPOTH_ | DEPOT | 138 | 138 | (3) STEEL | 0.23 | 0 | 0 | 2-795 AAC | 0 | 0 | 0 | 0 | 0 | 0 | 0 | 0 | 0 | 0 | 0 | 0 | 0 | 0 | 0 | 0 | 0 | 0 | 0 | 0 | 0 | 0 | 0 | 12 | 0
NO |  | 68 | 2015 | 11 | 27 | 27 |  | [84A] JACINTOPORT | EPOTH_ | 138 | 138 | (3) STEEL | 0.22 | 0 | 0 | 2-795 AAC | 0 | 0 | 0 | 0 | 0 | 0 | 0 | 0 | 0 | 0 | 0 | 0 | 0 | 0 | 0 | 0 | 0 | 0 | 0 | 0 | 0 | 0 | 0 | 12 | 0
NO |  | 68 | 2015 | 11 | 28 | 28 |  | [84A] JACINTOPORT | BORDEN | 138 | 138 | (3) STEEL | 0.21 | 0 | 0 | 2-795 AAC | 0 | 0 | 0 | 0 | 0 | 0 | 0 | 0 | 0 | 0 | 0 | 0 | 0 | 0 | 0 | 0 | 0 | 0 | 0 | 0 | 0 | 0 | 0 | 12 | 0
NO |  | 68 | 2015 | 11 | 29 | 29 |  | [84B] CRSBAY | DOWLAP | 138 | 138 | (3) STEEL | 0.05 | 4.52 | 0 | 2-795 AAC | 0 | 0 | 0 | 0 | 0 | 0 | 0 | 0 | 0 | 0 | 0 | 0 | 0 | 0 | 0 | 0 | 0 | 0 | 0 | 0 | 0 | 0 | 0 | 12 | 0
NO |  | 68 | 2015 | 11 | 30 | 30 |  | [84C] CONIAL | PHILIP | 138 | 138 | (3) STEEL | 0.99 | 0 | 0 | 2-795 ACSR | 0 | 0 | 0 | 0 | 0 | 0 | 0 | 0 | 0 | 0 | 0 | 0 | 0 | 0 | 0 | 0 | 0 | 0 | 0 | 0 | 0 | 0 | 0 | 12 | 0
NO |  | 68 | 2015 | 11 | 31 | 31 |  | [84C] HADEN_ | CHANNELVIEW | 138 | 138 | (3) STEEL | 3.51 | 0 | 0 | 2-795 AAC | 0 | 0 | 0 | 0 | 0 | 0 | 0 | 0 | 0 | 0 | 0 | 0 | 0 | 0 | 0 | 0 | 0 | 0 | 0 | 0 | 0 | 0 | 0 | 12 | 0
NO |  | 68 | 2015 | 11 | 32 | 32 |  | [84C] HADEN_ | INDUSTRIAL | 138 | 138 | (3) STEEL | 0.92 | 0 | 0 | 2-795 AAC | 0 | 0 | 0 | 0 | 0 | 0 | 0 | 0 | 0 | 0 | 0 | 0 | 0 | 0 | 0 | 0 | 0 | 0 | 0 | 0 | 0 | 0 | 0 | 12 | 0
NO |  | 68 | 2015 | 11 | 33 | 33 |  | [84C] INDUSTRIAL | PORT_ | 138 | 138 | (1) CONC | 0.13 | 0 | 0 | 2000 AAC | 0 | 0 | 0 | 0 | 0 | 0 | 0 | 0 | 0 | 0 | 0 | 0 | 0 | 0 | 0 | 0 | 0 | 0 | 0 | 0 | 0 | 0 | 0 | 12 | 0
NO |  | 68 | 2015 | 11 | 34 | 34 |  | [84C] PORT_ | TAYLOR | 138 | 138 | (1) STEEL | 0.56 | 0 | 0 | 2000 AAC | 0 | 0 | 0 | 0 | 0 | 0 | 0 | 0 | 0 | 0 | 0 | 0 | 0 | 0 | 0 | 0 | 0 | 0 | 0 | 0 | 0 | 0 | 0 | 12 | 0
NO |  | 68 | 2015 | 11 | 35 | 35 |  | [84C] TAYLOR | WASHBURN | 138 | 138 | (3) STEEL | 1.49 | 0 | 0 | 2000 AAC | 0 | 0 | 0 | 0 | 0 | 0 | 0 | 0 | 0 | 0 | 0 | 0 | 0 | 0 | 0 | 0 | 0 | 0 | 0 | 0 | 0 | 0 | 0 | 12 | 0
NO |  | 68 | 2015 | 12 | 1 | 1 |  | [84C] WASHBURN | CONIAL | 138 | 138 | (3) STEEL | 6.97 | 0.23 | 0 | 2-795 ACSR | 0 | 0 | 0 | 0 | 0 | 0 | 0 | 0 | 0 | 0 | 0 | 0 | 0 | 0 | 0 | 0 | 0 | 0 | 0 | 0 | 0 | 0 | 0 | 12 | 0
NO |  | 68 | 2015 | 12 | 2 | 2 |  | [84D] CEDAR BAYOU | TAP | 138 | 138 | (3) STEEL | 0.06 | 0 | 0 | 795 AAC | 0 | 0 | 0 | 0 | 0 | 0 | 0 | 0 | 0 | 0 | 0 | 0 | 0 | 0 | 0 | 0 | 0 | 0 | 0 | 0 | 0 | 0 | 0 | 12 | 0
NO |  | 68 | 2015 | 12 | 3 | 3 |  | [84D] CEDAR BAYOU PLANT | WARVUE | 138 | 138 | (3) STEEL | 9.87 | 0 | 0 | 2-927 ACAR | 0 | 0 | 0 | 0 | 0 | 0 | 0 | 0 | 0 | 0 | 0 | 0 | 0 | 0 | 0 | 0 | 0 | 0 | 0 | 0 | 0 | 0 | 0 | 12 | 0
NO |  | 68 | 2015 | 12 | 4 | 4 |  | [84E] WARVUE | MONT BELVIEU | 138 | 138 | (3) STEEL | 0.39 | 0 | 0 | 795 AAC | 0 | 0 | 0 | 0 | 0 | 0 | 0 | 0 | 0 | 0 | 0 | 0 | 0 | 0 | 0 | 0 | 0 | 0 | 0 | 0 | 0 | 0 | 0 | 12 | 0
NO |  | 68 | 2015 | 12 | 5 | 5 |  | [84F] DOWLAP | MORGANS POINT | 138 | 138 | (3) STEEL | 0 | 3.53 | 0 | 2-795 AAC | 0 | 0 | 0 | 0 | 0 | 0 | 0 | 0 | 0 | 0 | 0 | 0 | 0 | 0 | 0 | 0 | 0 | 0 | 0 | 0 | 0 | 0 | 0 | 12 | 0
NO |  | 68 | 2015 | 12 | 6 | 6 |  | [84G] RANGER | DEPOT_ | 138 | 138 | (3) STEEL | 0.19 | 0 | 0 | 2-959ACSS | 0 | 0 | 0 | 0 | 0 | 0 | 0 | 0 | 0 | 0 | 0 | 0 | 0 | 0 | 0 | 0 | 0 | 0 | 0 | 0 | 0 | 0 | 0 | 12 | 0
NO |  | 68 | 2015 | 12 | 7 | 7 |  | [84H] CHANNELVIEW | RANGER | 138 | 138 | (3) STEEL | 2.63 | 0 | 0 | 2-795 AAC | 0 | 0 | 0 | 0 | 0 | 0 | 0 | 0 | 0 | 0 | 0 | 0 | 0 | 0 | 0 | 0 | 0 | 0 | 0 | 0 | 0 | 0 | 0 | 12 | 0
NO |  | 68 | 2015 | 12 | 8 | 8 |  | [84I] ALEXANDER ISLAND | TAP | 138 | 138 | (1) CONC | 0.05 | 0 | 0 | 1-795 AAC | 0 | 0 | 0 | 0 | 0 | 0 | 0 | 0 | 0 | 0 | 0 | 0 | 0 | 0 | 0 | 0 | 0 | 0 | 0 | 0 | 0 | 0 | 0 | 12 | 0
NO |  | 68 | 2015 | 12 | 9 | 9 |  | [84I] DOWLAP | S.R. BERTRON PLANT | 138 | 138 | (3) STEEL | 0.12 | 1.34 | 0 | 2-795 AAC | 0 | 0 | 0 | 0 | 0 | 0 | 0 | 0 | 0 | 0 | 0 | 0 | 0 | 0 | 0 | 0 | 0 | 0 | 0 | 0 | 0 | 0 | 0 | 12 | 0
NO |  | 68 | 2015 | 12 | 10 | 10 |  | [85A] CEDAR BAYOU PLANT | WALKER | 138 | 138 | (3) STEEL | 11.42 | 0 | 0 | 2000 AAC | 0 | 0 | 0 | 0 | 0 | 0 | 0 | 0 | 0 | 0 | 0 | 0 | 0 | 0 | 0 | 0 | 0 | 0 | 0 | 0 | 0 | 0 | 0 | 12 | 0
NO |  | 68 | 2015 | 12 | 11 | 11 |  | [85A] WALKER | QUANUM | 138 | 138 | (3) STEEL | 0.08 | 0 | 0 | 2000 AAC | 0 | 0 | 0 | 0 | 0 | 0 | 0 | 0 | 0 | 0 | 0 | 0 | 0 | 0 | 0 | 0 | 0 | 0 | 0 | 0 | 0 | 0 | 0 | 12 | 0
NO |  | 68 | 2015 | 12 | 12 | 12 |  | [85B] AIRPRO | SHELL_ | 138 | 138 | (3) STEEL | 4.57 | 0 | 0 | 2-795 AAC | 0 | 0 | 0 | 0 | 0 | 0 | 0 | 0 | 0 | 0 | 0 | 0 | 0 | 0 | 0 | 0 | 0 | 0 | 0 | 0 | 0 | 0 | 0 | 12 | 0
NO |  | 68 | 2015 | 12 | 13 | 13 |  | [85C] SHELL_ | SOUTH CHANNEL | 138 | 138 | (2) WOOD | 2.6 | 0 | 0 | 2-795 AAC | 0 | 0 | 0 | 0 | 0 | 0 | 0 | 0 | 0 | 0 | 0 | 0 | 0 | 0 | 0 | 0 | 0 | 0 | 0 | 0 | 0 | 0 | 0 | 12 | 0
NO |  | 68 | 2015 | 12 | 14 | 14 |  | [85C] SOUTH CHANNEL | TAP | 138 | 138 | (3) STEEL | 0.03 | 0 | 0 | 795 AAC | 0 | 0 | 0 | 0 | 0 | 0 | 0 | 0 | 0 | 0 | 0 | 0 | 0 | 0 | 0 | 0 | 0 | 0 | 0 | 0 | 0 | 0 | 0 | 12 | 0
NO |  | 68 | 2015 | 12 | 15 | 15 |  | [85D] QUANUM | AIRPRO | 138 | 138 | (3) STEEL | 0 | 2.4 | 0 | 2000 AAC | 0 | 0 | 0 | 0 | 0 | 0 | 0 | 0 | 0 | 0 | 0 | 0 | 0 | 0 | 0 | 0 | 0 | 0 | 0 | 0 | 0 | 0 | 0 | 12 | 0
NO |  | 68 | 2015 | 12 | 16 | 16 |  | [86A] CEDAR BAYOU PLANT | CHEVRON | 138 | 138 | (3) STEEL | 1.68 | 6.72 | 0 | 2-795 AAC | 0 | 0 | 0 | 0 | 0 | 0 | 0 | 0 | 0 | 0 | 0 | 0 | 0 | 0 | 0 | 0 | 0 | 0 | 0 | 0 | 0 | 0 | 0 | 12 | 0
NO |  | 68 | 2015 | 12 | 17 | 17 |  | [86B] CHEVRON | EAGLE_ | 138 | 138 | (3) STEEL | 0.08 | 2.65 | 0 | 2-795 ACSR | 0 | 0 | 0 | 0 | 0 | 0 | 0 | 0 | 0 | 0 | 0 | 0 | 0 | 0 | 0 | 0 | 0 | 0 | 0 | 0 | 0 | 0 | 0 | 12 | 0
NO |  | 68 | 2015 | 12 | 18 | 18 |  | [86C] LNGSTN | MONT BELVIEU | 138 | 138 | (3) STEEL | 1.09 | 0 | 0 | 2-795AAC | 0 | 0 | 0 | 0 | 0 | 0 | 0 | 0 | 0 | 0 | 0 | 0 | 0 | 0 | 0 | 0 | 0 | 0 | 0 | 0 | 0 | 0 | 0 | 12 | 0
NO |  | 68 | 2015 | 12 | 19 | 19 |  | [86D] CROSBY | CONNOR | 138 | 138 | (3) STEEL | 9.62 | 0 | 0 | 2-959ACSS | 0 | 0 | 0 | 0 | 0 | 0 | 0 | 0 | 0 | 0 | 0 | 0 | 0 | 0 | 0 | 0 | 0 | 0 | 0 | 0 | 0 | 0 | 0 | 12 | 0
NO |  | 68 | 2015 | 12 | 20 | 20 |  | [86E] ALDINE | HARDY | 138 | 138 | (3) STEEL | 6.29 | 0 | 0 | 2000 AAC | 0 | 0 | 0 | 0 | 0 | 0 | 0 | 0 | 0 | 0 | 0 | 0 | 0 | 0 | 0 | 0 | 0 | 0 | 0 | 0 | 0 | 0 | 0 | 12 | 0
NO |  | 68 | 2015 | 12 | 21 | 21 |  | [86E] CROSBY | NEWPORT | 138 | 138 | (3) STEEL | 8.79 | 0 | 0 | 795 AAC | 0 | 0 | 0 | 0 | 0 | 0 | 0 | 0 | 0 | 0 | 0 | 0 | 0 | 0 | 0 | 0 | 0 | 0 | 0 | 0 | 0 | 0 | 0 | 12 | 0
NO |  | 68 | 2015 | 12 | 22 | 22 |  | [86E] GREENS ROAD | TAP | 138 | 138 | (3) STEEL | 0.79 | 0 | 0 | 795 AAC | 0 | 0 | 0 | 0 | 0 | 0 | 0 | 0 | 0 | 0 | 0 | 0 | 0 | 0 | 0 | 0 | 0 | 0 | 0 | 0 | 0 | 0 | 0 | 12 | 0
NO |  | 68 | 2015 | 12 | 23 | 23 |  | [86E] LOCKWOOD | TAP | 138 | 138 | (1) CONC | 0.07 | 0 | 0 | 795 AAC | 0 | 0 | 0 | 0 | 0 | 0 | 0 | 0 | 0 | 0 | 0 | 0 | 0 | 0 | 0 | 0 | 0 | 0 | 0 | 0 | 0 | 0 | 0 | 12 | 0
NO |  | 68 | 2015 | 12 | 24 | 24 |  | [86E] NEWPORT | ALDINE | 138 | 138 | (3) STEEL | 20.72 | 0 | 0 | 795 ACSR | 0 | 0 | 0 | 0 | 0 | 0 | 0 | 0 | 0 | 0 | 0 | 0 | 0 | 0 | 0 | 0 | 0 | 0 | 0 | 0 | 0 | 0 | 0 | 12 | 0
NO |  | 68 | 2015 | 12 | 25 | 25 |  | [86E] RITTENHOUSE | TAP | 138 | 138 | (1) WOOD | 1.02 | 0 | 0 | 2-927 ACAR | 0 | 0 | 0 | 0 | 0 | 0 | 0 | 0 | 0 | 0 | 0 | 0 | 0 | 0 | 0 | 0 | 0 | 0 | 0 | 0 | 0 | 0 | 0 | 12 | 0
NO |  | 68 | 2015 | 12 | 26 | 26 |  | [86E] SCENIC WOODS | TAP | 138 | 138 | (3) STEEL | 3.84 | 0 | 0 | 1-795 AAC | 0 | 0 | 0 | 0 | 0 | 0 | 0 | 0 | 0 | 0 | 0 | 0 | 0 | 0 | 0 | 0 | 0 | 0 | 0 | 0 | 0 | 0 | 0 | 12 | 0
NO |  | 68 | 2015 | 12 | 27 | 27 |  | [86G] EAGLE_ | MONT BELVIEU | 138 | 138 | (3) STEEL | 0.27 | 0 | 0 | 2-927 ACAR | 0 | 0 | 0 | 0 | 0 | 0 | 0 | 0 | 0 | 0 | 0 | 0 | 0 | 0 | 0 | 0 | 0 | 0 | 0 | 0 | 0 | 0 | 0 | 12 | 0
NO |  | 68 | 2015 | 12 | 28 | 28 |  | [86I] CITIES | JORDAN | 138 | 138 | (3) STEEL | 0.67 | 0 | 0 | 2-795 ACAR | 0 | 0 | 0 | 0 | 0 | 0 | 0 | 0 | 0 | 0 | 0 | 0 | 0 | 0 | 0 | 0 | 0 | 0 | 0 | 0 | 0 | 0 | 0 | 12 | 0
NO |  | 68 | 2015 | 12 | 29 | 29 |  | [86I] JORDAN | TAP | 138 | 138 | (3) STEEL | 0.03 | 0 | 0 | 795AAC | 0 | 0 | 0 | 0 | 0 | 0 | 0 | 0 | 0 | 0 | 0 | 0 | 0 | 0 | 0 | 0 | 0 | 0 | 0 | 0 | 0 | 0 | 0 | 12 | 0
NO |  | 68 | 2015 | 12 | 30 | 30 |  | [86I] WINFRE | CITIES | 138 | 138 | (3) STEEL | 0.45 | 0 | 0 | 2-927ACAR | 0 | 0 | 0 | 0 | 0 | 0 | 0 | 0 | 0 | 0 | 0 | 0 | 0 | 0 | 0 | 0 | 0 | 0 | 0 | 0 | 0 | 0 | 0 | 12 | 0
NO |  | 68 | 2015 | 12 | 31 | 31 |  | [86J] BENDER | JORDAN | 138 | 138 | (3) STEEL | 1.05 | 0 | 0 | 2-959ACSS | 0 | 0 | 0 | 0 | 0 | 0 | 0 | 0 | 0 | 0 | 0 | 0 | 0 | 0 | 0 | 0 | 0 | 0 | 0 | 0 | 0 | 0 | 0 | 12 | 0
NO |  | 68 | 2015 | 12 | 32 | 32 |  | [86J] CONNOR | BENDER | 138 | 138 | (3) STEEL | 0.48 | 0.84 | 0 | 2-959ACSS | 0 | 0 | 0 | 0 | 0 | 0 | 0 | 0 | 0 | 0 | 0 | 0 | 0 | 0 | 0 | 0 | 0 | 0 | 0 | 0 | 0 | 0 | 0 | 12 | 0
NO |  | 68 | 2015 | 12 | 33 | 33 |  | [86K] LNGSTN | BRINE_ | 138 | 138 | (3) STEEL | 0.52 | 2.22 | 0 | 2-927ACAR | 0 | 0 | 0 | 0 | 0 | 0 | 0 | 0 | 0 | 0 | 0 | 0 | 0 | 0 | 0 | 0 | 0 | 0 | 0 | 0 | 0 | 0 | 0 | 12 | 0
NO |  | 68 | 2015 | 12 | 34 | 34 |  | [86K] WINFRE | BRINE_ | 138 | 138 | (3) STEEL | 0.64 | 0 | 0 | 2-927ACAR | 0 | 0 | 0 | 0 | 0 | 0 | 0 | 0 | 0 | 0 | 0 | 0 | 0 | 0 | 0 | 0 | 0 | 0 | 0 | 0 | 0 | 0 | 0 | 12 | 0
NO |  | 68 | 2015 | 12 | 35 | 35 |  | [87A] STRANG_ | CEDAR BAYOU PLANT | 138 | 138 | (3) STEEL | 9.49 | 0 | 0 | 2-795 ACSR | 0 | 0 | 0 | 0 | 0 | 0 | 0 | 0 | 0 | 0 | 0 | 0 | 0 | 0 | 0 | 0 | 0 | 0 | 0 | 0 | 0 | 0 | 0 | 12 | 0
NO |  | 68 | 2015 | 13 | 1 | 1 |  | [87B] CHORIN | STRANG_ | 138 | 138 | (3) STEEL | 0.28 | 0 | 0 | 2-795 ACSR | 0 | 0 | 0 | 0 | 0 | 0 | 0 | 0 | 0 | 0 | 0 | 0 | 0 | 0 | 0 | 0 | 0 | 0 | 0 | 0 | 0 | 0 | 0 | 12 | 0
NO |  | 68 | 2015 | 13 | 2 | 2 |  | [87C] ARITEK | CHORIN | 138 | 138 | (3) STEEL | 2.95 | 0 | 0 | 2-795 ACSR | 0 | 0 | 0 | 0 | 0 | 0 | 0 | 0 | 0 | 0 | 0 | 0 | 0 | 0 | 0 | 0 | 0 | 0 | 0 | 0 | 0 | 0 | 0 | 12 | 0
NO |  | 68 | 2015 | 13 | 3 | 3 |  | [87D] ALEXANDER ISLAND | TAP | 138 | 138 | (1) CONC | 0.06 | 0 | 0 | 1-795 AAC | 0 | 0 | 0 | 0 | 0 | 0 | 0 | 0 | 0 | 0 | 0 | 0 | 0 | 0 | 0 | 0 | 0 | 0 | 0 | 0 | 0 | 0 | 0 | 12 | 0
NO |  | 68 | 2015 | 13 | 4 | 4 |  | [87D] S.R. BERTRON PLANT | ARITEK | 138 | 138 | (3) STEEL | 1.94 | 0 | 0 | 2-927 ACAR | 0 | 0 | 0 | 0 | 0 | 0 | 0 | 0 | 0 | 0 | 0 | 0 | 0 | 0 | 0 | 0 | 0 | 0 | 0 | 0 | 0 | 0 | 0 | 12 | 0
NO |  | 68 | 2015 | 13 | 5 | 5 |  | [87E] CEDAR BAYOU | TAP | 138 | 138 | (3) STEEL | 0.06 | 0 | 0 | 2-795 AAC | 0 | 0 | 0 | 0 | 0 | 0 | 0 | 0 | 0 | 0 | 0 | 0 | 0 | 0 | 0 | 0 | 0 | 0 | 0 | 0 | 0 | 0 | 0 | 12 | 0
NO |  | 68 | 2015 | 13 | 6 | 6 |  | [87E] TEXAS | CEDAR BAYOU PLANT | 138 | 138 | (3) STEEL | 6.71 | 0 | 0 | 2-959ACSS | 0 | 0 | 0 | 0 | 0 | 0 | 0 | 0 | 0 | 0 | 0 | 0 | 0 | 0 | 0 | 0 | 0 | 0 | 0 | 0 | 0 | 0 | 0 | 12 | 0
NO |  | 68 | 2015 | 13 | 7 | 7 |  | [87F] TEXAS | BAYTOWN | 138 | 138 | (3) STEEL | 3.4 | 0.38 | 0 | 2-959ACSS | 0 | 0 | 0 | 0 | 0 | 0 | 0 | 0 | 0 | 0 | 0 | 0 | 0 | 0 | 0 | 0 | 0 | 0 | 0 | 0 | 0 | 0 | 0 | 12 | 0
NO |  | 68 | 2015 | 13 | 8 | 8 |  | [88A] BAYTOWN | CEDAR BAYOU PLANT | 138 | 138 | (3) STEEL | 8.13 | 0 | 0 | 2-795 ACSR | 0 | 0 | 0 | 0 | 0 | 0 | 0 | 0 | 0 | 0 | 0 | 0 | 0 | 0 | 0 | 0 | 0 | 0 | 0 | 0 | 0 | 0 | 0 | 12 | 0
NO |  | 68 | 2015 | 13 | 9 | 9 |  | [88B] BARNES | MILLER | 138 | 138 | (3) STEEL | 0.43 | 0 | 0 | 2000 AAC | 0 | 0 | 0 | 0 | 0 | 0 | 0 | 0 | 0 | 0 | 0 | 0 | 0 | 0 | 0 | 0 | 0 | 0 | 0 | 0 | 0 | 0 | 0 | 12 | 0
NO |  | 68 | 2015 | 13 | 10 | 10 |  | [88B] ROHMAS | BARNES | 138 | 138 | (3) STEEL | 3.13 | 0 | 0 | 2000 AAC | 0 | 0 | 0 | 0 | 0 | 0 | 0 | 0 | 0 | 0 | 0 | 0 | 0 | 0 | 0 | 0 | 0 | 0 | 0 | 0 | 0 | 0 | 0 | 12 | 0
NO |  | 68 | 2015 | 13 | 11 | 11 |  | [88C] ROHMAS | PAIR_ | 138 | 138 | (3) STEEL | 0.37 | 0 | 0 | 2000 AAC | 0 | 0 | 0 | 0 | 0 | 0 | 0 | 0 | 0 | 0 | 0 | 0 | 0 | 0 | 0 | 0 | 0 | 0 | 0 | 0 | 0 | 0 | 0 | 12 | 0
NO |  | 68 | 2015 | 13 | 12 | 12 |  | [88D] ESBELT | SOUTH CHANNEL | 138 | 138 | (3) STEEL | 1.08 | 0 | 0 | 2000 AAC | 0 | 0 | 0 | 0 | 0 | 0 | 0 | 0 | 0 | 0 | 0 | 0 | 0 | 0 | 0 | 0 | 0 | 0 | 0 | 0 | 0 | 0 | 0 | 12 | 0
NO |  | 68 | 2015 | 13 | 13 | 13 |  | [88D] PAIR_ | ESBELT | 138 | 138 | (3) STEEL | 3.11 | 0 | 0 | 2000 AAC | 0 | 0 | 0 | 0 | 0 | 0 | 0 | 0 | 0 | 0 | 0 | 0 | 0 | 0 | 0 | 0 | 0 | 0 | 0 | 0 | 0 | 0 | 0 | 12 | 0
NO |  | 68 | 2015 | 13 | 14 | 14 |  | [88E] S.R. BERTRON PLANT | MILLER SUB | 138 | 138 | (3) STEEL | 0.68 | 0 | 0 | 2000 AAC | 0 | 0 | 0 | 0 | 0 | 0 | 0 | 0 | 0 | 0 | 0 | 0 | 0 | 0 | 0 | 0 | 0 | 0 | 0 | 0 | 0 | 0 | 0 | 12 | 0
NO |  | 68 | 2015 | 13 | 15 | 15 |  | [90A] H.O. CLARK PLANT | GARROTT | 138 | 138 | (3) STEEL | 9.52 | 0 | 0 | 2-795 AAC | 0 | 0 | 0 | 0 | 0 | 0 | 0 | 0 | 0 | 0 | 0 | 0 | 0 | 0 | 0 | 0 | 0 | 0 | 0 | 0 | 0 | 0 | 0 | 12 | 0
NO |  | 68 | 2015 | 13 | 16 | 16 |  | [90A] KIRBY | TAP | 138 | 138 | (1) CONC | 0.06 | 0 | 0 | 2000AAC | 0 | 0 | 0 | 0 | 0 | 0 | 0 | 0 | 0 | 0 | 0 | 0 | 0 | 0 | 0 | 0 | 0 | 0 | 0 | 0 | 0 | 0 | 0 | 12 | 0
NO |  | 68 | 2015 | 13 | 17 | 17 |  | [90A] KIRBY | TAP | 138 | 138 | (1) CONC | 0.11 | 0 | 0 | 2000AAC | 0 | 0 | 0 | 0 | 0 | 0 | 0 | 0 | 0 | 0 | 0 | 0 | 0 | 0 | 0 | 0 | 0 | 0 | 0 | 0 | 0 | 0 | 0 | 12 | 0
NO |  | 68 | 2015 | 13 | 18 | 18 |  | [90B] POLK | MIDTOWN | 138 | 138 | (4) UNDER | 0.99 | 0 | 0 | 3000CU | 0 | 0 | 0 | 0 | 0 | 0 | 0 | 0 | 0 | 0 | 0 | 0 | 0 | 0 | 0 | 0 | 0 | 0 | 0 | 0 | 0 | 0 | 0 | 12 | 0
NO |  | 68 | 2015 | 13 | 19 | 19 |  | [90C] GREENS ROAD | TAP | 138 | 138 | (3) STEEL | 0 | 0.8 | 0 | 795 ACSR | 0 | 0 | 0 | 0 | 0 | 0 | 0 | 0 | 0 | 0 | 0 | 0 | 0 | 0 | 0 | 0 | 0 | 0 | 0 | 0 | 0 | 0 | 0 | 12 | 0
NO |  | 68 | 2015 | 13 | 20 | 20 |  | [90C] LAUDER | TAP | 138 | 138 | (1) WOOD | 2.34 | 0 | 0 | 795 AAC | 0 | 0 | 0 | 0 | 0 | 0 | 0 | 0 | 0 | 0 | 0 | 0 | 0 | 0 | 0 | 0 | 0 | 0 | 0 | 0 | 0 | 0 | 0 | 12 | 0
NO |  | 68 | 2015 | 13 | 21 | 21 |  | [90C] LOCKWOOD | TAP | 138 | 138 | (1) CONC | 0.08 | 0 | 0 | 795 AAC | 0 | 0 | 0 | 0 | 0 | 0 | 0 | 0 | 0 | 0 | 0 | 0 | 0 | 0 | 0 | 0 | 0 | 0 | 0 | 0 | 0 | 0 | 0 | 12 | 0
NO |  | 68 | 2015 | 13 | 22 | 22 |  | [90C] NORTH BELT | SCENIC WOODS | 138 | 138 | (3) STEEL | 9.02 | 0 | 0 | 2500 CU | 0 | 0 | 0 | 0 | 0 | 0 | 0 | 0 | 0 | 0 | 0 | 0 | 0 | 0 | 0 | 0 | 0 | 0 | 0 | 0 | 0 | 0 | 0 | 12 | 0
NO |  | 68 | 2015 | 13 | 23 | 23 |  | [90D] GARROTT | MIDTOWN | 138 | 138 | (4) UNDER | 1.38 | 0 | 0 | 3000CU | 0 | 0 | 0 | 0 | 0 | 0 | 0 | 0 | 0 | 0 | 0 | 0 | 0 | 0 | 0 | 0 | 0 | 0 | 0 | 0 | 0 | 0 | 0 | 12 | 0
NO |  | 68 | 2015 | 13 | 24 | 24 |  | [91A] COUGAR | P.H. ROBINSON PLANT | 138 | 138 | (3) STEEL | 14 | 19.38 | 0 | 2-795 AAC | 0 | 0 | 0 | 0 | 0 | 0 | 0 | 0 | 0 | 0 | 0 | 0 | 0 | 0 | 0 | 0 | 0 | 0 | 0 | 0 | 0 | 0 | 0 | 12 | 0
NO |  | 68 | 2015 | 13 | 25 | 25 |  | [91A] EL DORADO | TAP | 138 | 138 | (3) STEEL | 0 | 0.72 | 0 | 927ACAR | 0 | 0 | 0 | 0 | 0 | 0 | 0 | 0 | 0 | 0 | 0 | 0 | 0 | 0 | 0 | 0 | 0 | 0 | 0 | 0 | 0 | 0 | 0 | 12 | 0
NO |  | 68 | 2015 | 13 | 26 | 26 |  | [91A] ELLINGTON | TAP | 138 | 138 | (1) CONC | 0.11 | 0 | 0 | 795AAC | 0 | 0 | 0 | 0 | 0 | 0 | 0 | 0 | 0 | 0 | 0 | 0 | 0 | 0 | 0 | 0 | 0 | 0 | 0 | 0 | 0 | 0 | 0 | 12 | 0
NO |  | 68 | 2015 | 13 | 27 | 27 |  | [91A] GULFGATE | TAP | 138 | 138 | (1) WOOD | 1.91 | 0 | 0 | 2-927 ACAR | 0 | 0 | 0 | 0 | 0 | 0 | 0 | 0 | 0 | 0 | 0 | 0 | 0 | 0 | 0 | 0 | 0 | 0 | 0 | 0 | 0 | 0 | 0 | 12 | 0
NO |  | 68 | 2015 | 13 | 28 | 28 |  | [91A] PEARLAND | TAP | 138 | 138 | (3) STEEL | 0 | 2.76 | 0 | 795 AAC | 0 | 0 | 0 | 0 | 0 | 0 | 0 | 0 | 0 | 0 | 0 | 0 | 0 | 0 | 0 | 0 | 0 | 0 | 0 | 0 | 0 | 0 | 0 | 12 | 0
NO |  | 68 | 2015 | 13 | 29 | 29 |  | [91A] SOUTH HOUSTON | TAP | 138 | 138 | (1) CONC | 4.12 | 0 | 0 | 795 AAC | 0 | 0 | 0 | 0 | 0 | 0 | 0 | 0 | 0 | 0 | 0 | 0 | 0 | 0 | 0 | 0 | 0 | 0 | 0 | 0 | 0 | 0 | 0 | 12 | 0
NO |  | 68 | 2015 | 13 | 30 | 30 |  | [91A] SPENCER | TAP | 138 | 138 | (3) STEEL | 4.03 | 0 | 0 | 795 AAC | 0 | 0 | 0 | 0 | 0 | 0 | 0 | 0 | 0 | 0 | 0 | 0 | 0 | 0 | 0 | 0 | 0 | 0 | 0 | 0 | 0 | 0 | 0 | 12 | 0
NO |  | 68 | 2015 | 13 | 31 | 31 |  | [91A] TELEPHONE | TAP | 138 | 138 | (3) STEEL | 0.02 | 0 | 0 | 795 AAC | 0 | 0 | 0 | 0 | 0 | 0 | 0 | 0 | 0 | 0 | 0 | 0 | 0 | 0 | 0 | 0 | 0 | 0 | 0 | 0 | 0 | 0 | 0 | 12 | 0
NO |  | 68 | 2015 | 13 | 32 | 32 |  | [91B] EASTSIDE | UNIVERSITY | 138 | 138 | (3) STEEL | 2.82 | 0 | 0 | 2000 AAC | 0 | 0 | 0 | 0 | 0 | 0 | 0 | 0 | 0 | 0 | 0 | 0 | 0 | 0 | 0 | 0 | 0 | 0 | 0 | 0 | 0 | 0 | 0 | 12 | 0
NO |  | 68 | 2015 | 13 | 33 | 33 |  | [91C] EASTSIDE | POLK | 138 | 138 | (4) UNDER | 0 | 0.71 | 0 | 2500 CU | 0 | 0 | 0 | 0 | 0 | 0 | 0 | 0 | 0 | 0 | 0 | 0 | 0 | 0 | 0 | 0 | 0 | 0 | 0 | 0 | 0 | 0 | 0 | 12 | 0
NO |  | 68 | 2015 | 13 | 34 | 34 |  | [91E] DOWNTOWN | CROCKETT | 138 | 138 | (1) WOOD | 1.77 | 0 | 0 | 2000 AAC | 0 | 0 | 0 | 0 | 0 | 0 | 0 | 0 | 0 | 0 | 0 | 0 | 0 | 0 | 0 | 0 | 0 | 0 | 0 | 0 | 0 | 0 | 0 | 12 | 0
NO |  | 68 | 2015 | 13 | 35 | 35 |  | [91F] CROCKETT | HARDY | 138 | 138 | (1) WOOD | 4.82 | 0 | 0 | 2000 AAC | 0 | 0 | 0 | 0 | 0 | 0 | 0 | 0 | 0 | 0 | 0 | 0 | 0 | 0 | 0 | 0 | 0 | 0 | 0 | 0 | 0 | 0 | 0 | 12 | 0
NO |  | 68 | 2015 | 14 | 1 | 1 |  | [91F] NORTHSIDE | TAP | 138 | 138 | (1) STEEL | 0.03 | 0 | 0 | 2000 AAC | 0 | 0 | 0 | 0 | 0 | 0 | 0 | 0 | 0 | 0 | 0 | 0 | 0 | 0 | 0 | 0 | 0 | 0 | 0 | 0 | 0 | 0 | 0 | 12 | 0
NO |  | 68 | 2015 | 14 | 2 | 2 |  | [91G] DOWNTOWN | POLK | 138 | 138 | (4) UNDER | 0 | 0.99 | 0 | 2000 AAC | 0 | 0 | 0 | 0 | 0 | 0 | 0 | 0 | 0 | 0 | 0 | 0 | 0 | 0 | 0 | 0 | 0 | 0 | 0 | 0 | 0 | 0 | 0 | 12 | 0
NO |  | 68 | 2015 | 14 | 3 | 3 |  | [91H] COUGAR | UNIVERSITY | 138 | 138 | (1) CONC | 0.1 | 0 | 0 | 2000 AAC | 0 | 0 | 0 | 0 | 0 | 0 | 0 | 0 | 0 | 0 | 0 | 0 | 0 | 0 | 0 | 0 | 0 | 0 | 0 | 0 | 0 | 0 | 0 | 12 | 0
NO |  | 68 | 2015 | 14 | 4 | 4 |  | [92A] EL DORADO | TAP | 138 | 138 | (3) STEEL | 0.69 | 0 | 0 | 795 AAC | 0 | 0 | 0 | 0 | 0 | 0 | 0 | 0 | 0 | 0 | 0 | 0 | 0 | 0 | 0 | 0 | 0 | 0 | 0 | 0 | 0 | 0 | 0 | 12 | 0
NO |  | 68 | 2015 | 14 | 5 | 5 |  | [92A] KEMAH | TAP | 138 | 138 | (3) STEEL | 0.04 | 0 | 0 | 2-397 ACSR | 0 | 0 | 0 | 0 | 0 | 0 | 0 | 0 | 0 | 0 | 0 | 0 | 0 | 0 | 0 | 0 | 0 | 0 | 0 | 0 | 0 | 0 | 0 | 12 | 0
NO |  | 68 | 2015 | 14 | 6 | 6 |  | [92A] SCRDLE | P.H. ROBINSON PLANT | 138 | 138 | (3) STEEL | 12.07 | 7.56 | 0 | 2-795AAC | 0 | 0 | 0 | 0 | 0 | 0 | 0 | 0 | 0 | 0 | 0 | 0 | 0 | 0 | 0 | 0 | 0 | 0 | 0 | 0 | 0 | 0 | 0 | 12 | 0
NO |  | 68 | 2015 | 14 | 7 | 7 |  | [92A] WEBSTER | TAP | 138 | 138 | (1) WOOD | 0.06 | 0 | 0 | 795 AAC | 0 | 0 | 0 | 0 | 0 | 0 | 0 | 0 | 0 | 0 | 0 | 0 | 0 | 0 | 0 | 0 | 0 | 0 | 0 | 0 | 0 | 0 | 0 | 12 | 0
NO |  | 68 | 2015 | 14 | 8 | 8 |  | [92B] GARDEN VILLAS | SCRDLE | 138 | 138 | (3) STEEL | 0 | 14.02 | 0 | 2-795AAC | 0 | 0 | 0 | 0 | 0 | 0 | 0 | 0 | 0 | 0 | 0 | 0 | 0 | 0 | 0 | 0 | 0 | 0 | 0 | 0 | 0 | 0 | 0 | 12 | 0
NO |  | 68 | 2015 | 14 | 9 | 9 |  | [92B] HALL | TAP | 138 | 138 | (3) STEEL | 0 | 1.03 | 0 | 795 AAC | 0 | 0 | 0 | 0 | 0 | 0 | 0 | 0 | 0 | 0 | 0 | 0 | 0 | 0 | 0 | 0 | 0 | 0 | 0 | 0 | 0 | 0 | 0 | 12 | 0
NO |  | 68 | 2015 | 14 | 10 | 10 |  | [92B] MARY'S CREEK | TAP | 138 | 138 | (3) STEEL | 3.51 | 0 | 0 | 795 ACSR | 0 | 0 | 0 | 0 | 0 | 0 | 0 | 0 | 0 | 0 | 0 | 0 | 0 | 0 | 0 | 0 | 0 | 0 | 0 | 0 | 0 | 0 | 0 | 12 | 0
NO |  | 68 | 2015 | 14 | 11 | 11 |  | [92B] SOUTH HOUSTON | TAP | 138 | 138 | (3) STEEL | 2.83 | 0 | 0 | 795 AAC | 0 | 0 | 0 | 0 | 0 | 0 | 0 | 0 | 0 | 0 | 0 | 0 | 0 | 0 | 0 | 0 | 0 | 0 | 0 | 0 | 0 | 0 | 0 | 12 | 0
NO |  | 68 | 2015 | 14 | 12 | 12 |  | [93A] P.H. ROBINSON PLANT | WEBSTER PLANT | 138 | 138 | (3) STEEL | 0.75 | 11.31 | 0 | 2-959 ACSS | 0 | 0 | 0 | 0 | 0 | 0 | 0 | 0 | 0 | 0 | 0 | 0 | 0 | 0 | 0 | 0 | 0 | 0 | 0 | 0 | 0 | 0 | 0 | 12 | 0
NO |  | 68 | 2015 | 14 | 13 | 13 |  | [93A] WEBSTER | TAP | 138 | 138 | (1) WOOD | 0.07 | 0 | 0 | 795 AAC | 0 | 0 | 0 | 0 | 0 | 0 | 0 | 0 | 0 | 0 | 0 | 0 | 0 | 0 | 0 | 0 | 0 | 0 | 0 | 0 | 0 | 0 | 0 | 12 | 0
NO |  | 68 | 2015 | 14 | 14 | 14 |  | [93B] ALTA LOMA | HITCHCOCK | 138 | 138 | (2) WOOD | 6.4 | 0 | 0 | 2-795 AAC | 0 | 0 | 0 | 0 | 0 | 0 | 0 | 0 | 0 | 0 | 0 | 0 | 0 | 0 | 0 | 0 | 0 | 0 | 0 | 0 | 0 | 0 | 0 | 12 | 0
NO |  | 68 | 2015 | 14 | 15 | 15 |  | [93B] P.H. ROBINSON PLANT | ALTA LOMA | 138 | 138 | (3) STEEL | 22.3 | 0 | 0 | 2-795 AAC | 0 | 0 | 0 | 0 | 0 | 0 | 0 | 0 | 0 | 0 | 0 | 0 | 0 | 0 | 0 | 0 | 0 | 0 | 0 | 0 | 0 | 0 | 0 | 12 | 0
NO |  | 68 | 2015 | 14 | 16 | 16 |  | [93B] WEST GALVESTON | HITCHCOCK | 138 | 138 | (3) STEEL | 5.03 | 10.66 | 0 | 2-795 AAC | 0 | 0 | 0 | 0 | 0 | 0 | 0 | 0 | 0 | 0 | 0 | 0 | 0 | 0 | 0 | 0 | 0 | 0 | 0 | 0 | 0 | 0 | 0 | 12 | 0
NO |  | 68 | 2015 | 14 | 17 | 17 |  | [94A] GREENS BAYOU PLANT | HUMBLE | 138 | 138 | (3) STEEL | 6.91 | 6.83 | 0 | 2-795 ACSR | 0 | 0 | 0 | 0 | 0 | 0 | 0 | 0 | 0 | 0 | 0 | 0 | 0 | 0 | 0 | 0 | 0 | 0 | 0 | 0 | 0 | 0 | 0 | 12 | 0
NO |  | 68 | 2015 | 14 | 18 | 18 |  | [94A] KING | TAP | 138 | 138 | (1) CONC | 0.26 | 0 | 0 | 795 ACSR | 0 | 0 | 0 | 0 | 0 | 0 | 0 | 0 | 0 | 0 | 0 | 0 | 0 | 0 | 0 | 0 | 0 | 0 | 0 | 0 | 0 | 0 | 0 | 12 | 0
NO |  | 68 | 2015 | 14 | 19 | 19 |  | [94A] PARKWAY | TAP | 138 | 138 | (3) STEEL | 0.02 | 0 | 0 | 2-795 ACSR | 0 | 0 | 0 | 0 | 0 | 0 | 0 | 0 | 0 | 0 | 0 | 0 | 0 | 0 | 0 | 0 | 0 | 0 | 0 | 0 | 0 | 0 | 0 | 12 | 0
NO |  | 68 | 2015 | 14 | 20 | 20 |  | [94C] CHAMON | TAP | 138 | 138 | (3) STEEL | 0.05 | 0 | 0 | 2-795ACSR | 0 | 0 | 0 | 0 | 0 | 0 | 0 | 0 | 0 | 0 | 0 | 0 | 0 | 0 | 0 | 0 | 0 | 0 | 0 | 0 | 0 | 0 | 0 | 12 | 0
NO |  | 68 | 2015 | 14 | 21 | 21 |  | [94C] DEUSEN | PSARCO | 138 | 138 | (3) STEEL | 19.31 | 0.33 | 0 | 2-795 ACSR | 0 | 0 | 0 | 0 | 0 | 0 | 0 | 0 | 0 | 0 | 0 | 0 | 0 | 0 | 0 | 0 | 0 | 0 | 0 | 0 | 0 | 0 | 0 | 12 | 0
NO |  | 68 | 2015 | 14 | 22 | 22 |  | [94C] KING | TAP | 138 | 138 | (1) CONC | 0 | 0.26 | 0 | 795 ACSR | 0 | 0 | 0 | 0 | 0 | 0 | 0 | 0 | 0 | 0 | 0 | 0 | 0 | 0 | 0 | 0 | 0 | 0 | 0 | 0 | 0 | 0 | 0 | 12 | 0
NO |  | 68 | 2015 | 14 | 23 | 23 |  | [94C] METALS | TAP | 138 | 138 | (1) WOOD | 2.05 | 0 | 0 | 795 ACSR | 0 | 0 | 0 | 0 | 0 | 0 | 0 | 0 | 0 | 0 | 0 | 0 | 0 | 0 | 0 | 0 | 0 | 0 | 0 | 0 | 0 | 0 | 0 | 12 | 0
NO |  | 68 | 2015 | 14 | 24 | 24 |  | [94D] CAPTOL | HIMONT | 138 | 138 | (3) STEEL | 0.59 | 0.78 | 0 | 2-795 AAC | 0 | 0 | 0 | 0 | 0 | 0 | 0 | 0 | 0 | 0 | 0 | 0 | 0 | 0 | 0 | 0 | 0 | 0 | 0 | 0 | 0 | 0 | 0 | 12 | 0
NO |  | 68 | 2015 | 14 | 25 | 25 |  | [94E] FAIRMONT | BYPARK | 138 | 138 | (3) STEEL | 0 | 5.38 | 0 | 2-795ACSR | 0 | 0 | 0 | 0 | 0 | 0 | 0 | 0 | 0 | 0 | 0 | 0 | 0 | 0 | 0 | 0 | 0 | 0 | 0 | 0 | 0 | 0 | 0 | 12 | 0
NO |  | 68 | 2015 | 14 | 26 | 26 |  | [94E] LUZBAY | BYPARK | 138 | 138 | (3) STEEL | 0.85 | 0 | 0 | 2-795AAC | 0 | 0 | 0 | 0 | 0 | 0 | 0 | 0 | 0 | 0 | 0 | 0 | 0 | 0 | 0 | 0 | 0 | 0 | 0 | 0 | 0 | 0 | 0 | 12 | 0
NO |  | 68 | 2015 | 14 | 27 | 27 |  | [94E] LUZBAY | HIMONT | 138 | 138 | (3) STEEL | 0.66 | 0 | 0 | 2-927 ACAR | 0 | 0 | 0 | 0 | 0 | 0 | 0 | 0 | 0 | 0 | 0 | 0 | 0 | 0 | 0 | 0 | 0 | 0 | 0 | 0 | 0 | 0 | 0 | 12 | 0
NO |  | 68 | 2015 | 14 | 28 | 28 |  | [94G] BAYWAY | CAPTOL | 138 | 138 | (3) STEEL | 0 | 2.23 | 0 | 2-795 AAC | 0 | 0 | 0 | 0 | 0 | 0 | 0 | 0 | 0 | 0 | 0 | 0 | 0 | 0 | 0 | 0 | 0 | 0 | 0 | 0 | 0 | 0 | 0 | 12 | 0
NO |  | 68 | 2015 | 14 | 29 | 29 |  | [94H] HUMBLE | DEUSEN | 138 | 138 | (3) STEEL | 6.54 | 0 | 0 | 2-795 ACSR | 0 | 0 | 0 | 0 | 0 | 0 | 0 | 0 | 0 | 0 | 0 | 0 | 0 | 0 | 0 | 0 | 0 | 0 | 0 | 0 | 0 | 0 | 0 | 12 | 0
NO |  | 68 | 2015 | 14 | 30 | 30 |  | [94I] CELNEC | BAYWAY | 138 | 138 | (3) STEEL | 1.84 | 0 | 0 | 2-795 AAC | 0 | 0 | 0 | 0 | 0 | 0 | 0 | 0 | 0 | 0 | 0 | 0 | 0 | 0 | 0 | 0 | 0 | 0 | 0 | 0 | 0 | 0 | 0 | 12 | 0
NO |  | 68 | 2015 | 14 | 31 | 31 |  | [94J] CROWN | JEFFERSON | 138 | 138 | (1) CONC | 2.22 | 0 | 0 | 2-959 ACSS | 0 | 0 | 0 | 0 | 0 | 0 | 0 | 0 | 0 | 0 | 0 | 0 | 0 | 0 | 0 | 0 | 0 | 0 | 0 | 0 | 0 | 0 | 0 | 12 | 0
NO |  | 68 | 2015 | 14 | 32 | 32 |  | [94K] CROWN_ | TANKER | 138 | 138 | (3) STEEL | 3.22 | 0 | 0 | 2-959 ACSS | 0 | 0 | 0 | 0 | 0 | 0 | 0 | 0 | 0 | 0 | 0 | 0 | 0 | 0 | 0 | 0 | 0 | 0 | 0 | 0 | 0 | 0 | 0 | 12 | 0
NO |  | 68 | 2015 | 14 | 33 | 33 |  | [94L] DROUET | TAP | 138 | 138 | (1) WOOD | 0.01 | 0 | 0 | 795 AAC | 0 | 0 | 0 | 0 | 0 | 0 | 0 | 0 | 0 | 0 | 0 | 0 | 0 | 0 | 0 | 0 | 0 | 0 | 0 | 0 | 0 | 0 | 0 | 12 | 0
NO |  | 68 | 2015 | 14 | 34 | 34 |  | [94L] GARDEN VILLAS | FAIRMONT | 138 | 138 | (3) STEEL | 21.33 | 0 | 0 | 2-795 AAC | 0 | 0 | 0 | 0 | 0 | 0 | 0 | 0 | 0 | 0 | 0 | 0 | 0 | 0 | 0 | 0 | 0 | 0 | 0 | 0 | 0 | 0 | 0 | 12 | 0
NO |  | 68 | 2015 | 14 | 35 | 35 |  | [94M] GALENA PARK | CITFIL | 138 | 138 | (3) STEEL | 1.59 | 0 | 0 | 2000 AAC | 0 | 0 | 0 | 0 | 0 | 0 | 0 | 0 | 0 | 0 | 0 | 0 | 0 | 0 | 0 | 0 | 0 | 0 | 0 | 0 | 0 | 0 | 0 | 12 | 0
NO |  | 68 | 2015 | 15 | 1 | 1 |  | [94M] NORMANDY | TAP | 138 | 138 | (3) STEEL | 1.96 | 0 | 0 | 795 AAC | 0 | 0 | 0 | 0 | 0 | 0 | 0 | 0 | 0 | 0 | 0 | 0 | 0 | 0 | 0 | 0 | 0 | 0 | 0 | 0 | 0 | 0 | 0 | 12 | 0
NO |  | 68 | 2015 | 15 | 2 | 2 |  | [94N] GALENA PARK | TAP | 138 | 138 | (1) WOOD | 0.12 | 0 | 0 | 2-397 ACSR | 0 | 0 | 0 | 0 | 0 | 0 | 0 | 0 | 0 | 0 | 0 | 0 | 0 | 0 | 0 | 0 | 0 | 0 | 0 | 0 | 0 | 0 | 0 | 12 | 0
NO |  | 68 | 2015 | 15 | 3 | 3 |  | [94N] TANKER | GALENA PARK | 138 | 138 | (3) STEEL | 1.31 | 0 | 0 | 2-959 ACSS | 0 | 0 | 0 | 0 | 0 | 0 | 0 | 0 | 0 | 0 | 0 | 0 | 0 | 0 | 0 | 0 | 0 | 0 | 0 | 0 | 0 | 0 | 0 | 12 | 0
NO |  | 68 | 2015 | 15 | 4 | 4 |  | [95A] GEARS | TAP | 138 | 138 | (3) STEEL | 0 | 1.89 | 0 | 795 AAC | 0 | 0 | 0 | 0 | 0 | 0 | 0 | 0 | 0 | 0 | 0 | 0 | 0 | 0 | 0 | 0 | 0 | 0 | 0 | 0 | 0 | 0 | 0 | 12 | 0
NO |  | 68 | 2015 | 15 | 5 | 5 |  | [95A] HIDDEN VALLEY | TAP | 138 | 138 | (3) STEEL | 2.59 | 0 | 0 | 795 AAC | 0 | 0 | 0 | 0 | 0 | 0 | 0 | 0 | 0 | 0 | 0 | 0 | 0 | 0 | 0 | 0 | 0 | 0 | 0 | 0 | 0 | 0 | 0 | 12 | 0
NO |  | 68 | 2015 | 15 | 6 | 6 |  | [95A] T.H. WHARTON PLANT | NORTH BELT | 138 | 138 | (3) STEEL | 9.77 | 0 | 0 | 2-795 ACSR | 0 | 0 | 0 | 0 | 0 | 0 | 0 | 0 | 0 | 0 | 0 | 0 | 0 | 0 | 0 | 0 | 0 | 0 | 0 | 0 | 0 | 0 | 0 | 12 | 0
NO |  | 68 | 2015 | 15 | 7 | 7 |  | [95A] T.H. WHARTON PLANT | TAP | 138 | 138 | (1) WOOD | 0.06 | 0 | 0 | 2000AAC | 0 | 0 | 0 | 0 | 0 | 0 | 0 | 0 | 0 | 0 | 0 | 0 | 0 | 0 | 0 | 0 | 0 | 0 | 0 | 0 | 0 | 0 | 0 | 12 | 0
NO |  | 68 | 2015 | 15 | 8 | 8 |  | [95B] BERRY | NORTH BELT | 138 | 138 | (3) STEEL | 7.32 | 0 | 0 | 795 AAC | 0 | 0 | 0 | 0 | 0 | 0 | 0 | 0 | 0 | 0 | 0 | 0 | 0 | 0 | 0 | 0 | 0 | 0 | 0 | 0 | 0 | 0 | 0 | 12 | 0
NO |  | 68 | 2015 | 15 | 9 | 9 |  | [95B] HARDY | BERRY | 138 | 138 | (3) STEEL | 1.73 | 0 | 0 | 2000 AAC | 0 | 0 | 0 | 0 | 0 | 0 | 0 | 0 | 0 | 0 | 0 | 0 | 0 | 0 | 0 | 0 | 0 | 0 | 0 | 0 | 0 | 0 | 0 | 12 | 0
NO |  | 68 | 2015 | 15 | 10 | 10 |  | [95B] LAUDER | TAP | 138 | 138 | (1) WOOD | 3.01 | 0 | 0 | 2-795 AAC | 0 | 0 | 0 | 0 | 0 | 0 | 0 | 0 | 0 | 0 | 0 | 0 | 0 | 0 | 0 | 0 | 0 | 0 | 0 | 0 | 0 | 0 | 0 | 12 | 0
NO |  | 68 | 2015 | 15 | 11 | 11 |  | [95B] RITTENHOUSE | TAP | 138 | 138 | (1) WOOD | 1.31 | 0 | 0 | 2000 AAC | 0 | 0 | 0 | 0 | 0 | 0 | 0 | 0 | 0 | 0 | 0 | 0 | 0 | 0 | 0 | 0 | 0 | 0 | 0 | 0 | 0 | 0 | 0 | 12 | 0
NO |  | 68 | 2015 | 15 | 12 | 12 |  | [95C] BERTWOOD | HARDY | 138 | 138 | (1) WOOD | 4.09 | 0 | 0 | 2-795 ACSR | 0 | 0 | 0 | 0 | 0 | 0 | 0 | 0 | 0 | 0 | 0 | 0 | 0 | 0 | 0 | 0 | 0 | 0 | 0 | 0 | 0 | 0 | 0 | 12 | 0
NO |  | 68 | 2015 | 15 | 13 | 13 |  | [95C] GLENWOOD | BERTWOOD | 138 | 138 | (1) WOOD | 3.37 | 0 | 0 | 795 AAC | 0 | 0 | 0 | 0 | 0 | 0 | 0 | 0 | 0 | 0 | 0 | 0 | 0 | 0 | 0 | 0 | 0 | 0 | 0 | 0 | 0 | 0 | 0 | 12 | 0
NO |  | 68 | 2015 | 15 | 14 | 14 |  | [95C] GREENS BAYOU PLANT | GLENWOOD | 138 | 138 | (3) STEEL | 6.93 | 0 | 0 | 2-927 ACAR | 0 | 0 | 0 | 0 | 0 | 0 | 0 | 0 | 0 | 0 | 0 | 0 | 0 | 0 | 0 | 0 | 0 | 0 | 0 | 0 | 0 | 0 | 0 | 12 | 0
NO |  | 68 | 2015 | 15 | 15 | 15 |  | [95C] PARKWAY | TAP | 138 | 138 | (3) STEEL | 0.03 | 0 | 0 | 795 ACSR | 0 | 0 | 0 | 0 | 0 | 0 | 0 | 0 | 0 | 0 | 0 | 0 | 0 | 0 | 0 | 0 | 0 | 0 | 0 | 0 | 0 | 0 | 0 | 12 | 0
NO |  | 68 | 2015 | 15 | 16 | 16 |  | [95F] CLEAR LAKE | TAP | 138 | 138 | (1) STEEL | 0 | 1.75 | 0 | 2-795 AAC | 0 | 0 | 0 | 0 | 0 | 0 | 0 | 0 | 0 | 0 | 0 | 0 | 0 | 0 | 0 | 0 | 0 | 0 | 0 | 0 | 0 | 0 | 0 | 12 | 0
NO |  | 68 | 2015 | 15 | 17 | 17 |  | [95F] FAIRMONT | TAP | 138 | 138 | (3) STEEL | 0.07 | 0 | 0 | 795 AAC | 0 | 0 | 0 | 0 | 0 | 0 | 0 | 0 | 0 | 0 | 0 | 0 | 0 | 0 | 0 | 0 | 0 | 0 | 0 | 0 | 0 | 0 | 0 | 12 | 0
NO |  | 68 | 2015 | 15 | 18 | 18 |  | [95F] GENOA | TAP | 138 | 138 | (1) CONC | 0 | 0.68 | 0 | 2-795 AAC | 0 | 0 | 0 | 0 | 0 | 0 | 0 | 0 | 0 | 0 | 0 | 0 | 0 | 0 | 0 | 0 | 0 | 0 | 0 | 0 | 0 | 0 | 0 | 12 | 0
NO |  | 68 | 2015 | 15 | 19 | 19 |  | [95F] KEMAH | TAP | 138 | 138 | (3) STEEL | 0.03 | 0 | 0 | 2-795 ACSR | 0 | 0 | 0 | 0 | 0 | 0 | 0 | 0 | 0 | 0 | 0 | 0 | 0 | 0 | 0 | 0 | 0 | 0 | 0 | 0 | 0 | 0 | 0 | 12 | 0
NO |  | 68 | 2015 | 15 | 20 | 20 |  | [95F] POLARIS | TAP | 138 | 138 | (2) WOOD | 0.05 | 0 | 0 | 795 AAC | 0 | 0 | 0 | 0 | 0 | 0 | 0 | 0 | 0 | 0 | 0 | 0 | 0 | 0 | 0 | 0 | 0 | 0 | 0 | 0 | 0 | 0 | 0 | 12 | 0
NO |  | 68 | 2015 | 15 | 21 | 21 |  | [95F] SOUTH_ | P.H. ROBINSON PLANT | 138 | 138 | (3) STEEL | 0 | 24.54 | 0 | 795 AAC | 0 | 0 | 0 | 0 | 0 | 0 | 0 | 0 | 0 | 0 | 0 | 0 | 0 | 0 | 0 | 0 | 0 | 0 | 0 | 0 | 0 | 0 | 0 | 12 | 0
NO |  | 68 | 2015 | 15 | 22 | 22 |  | [96A] P.H. ROBINSON PLANT | BAYOU_ | 138 | 138 | (3) STEEL | 11.43 | 0 | 0 | 2-795 AAC | 0 | 0 | 0 | 0 | 0 | 0 | 0 | 0 | 0 | 0 | 0 | 0 | 0 | 0 | 0 | 0 | 0 | 0 | 0 | 0 | 0 | 0 | 0 | 12 | 0
NO |  | 68 | 2015 | 15 | 23 | 23 |  | [96B] BAYOU_ | MCCABE | 138 | 138 | (3) STEEL | 1.54 | 0 | 0 | 2-795 ACSR | 0 | 0 | 0 | 0 | 0 | 0 | 0 | 0 | 0 | 0 | 0 | 0 | 0 | 0 | 0 | 0 | 0 | 0 | 0 | 0 | 0 | 0 | 0 | 12 | 0
NO |  | 68 | 2015 | 15 | 24 | 24 |  | [96B] MCCABE | BIMONT | 138 | 138 | (3) STEEL | 1.76 | 0 | 0 | 2-795 ACSR | 0 | 0 | 0 | 0 | 0 | 0 | 0 | 0 | 0 | 0 | 0 | 0 | 0 | 0 | 0 | 0 | 0 | 0 | 0 | 0 | 0 | 0 | 0 | 12 | 0
NO |  | 68 | 2015 | 15 | 25 | 25 |  | [96C] PHILIP | SOUTH CHANNEL | 138 | 138 | (3) STEEL | 1.35 | 0 | 0 | 2-795 ACSR | 0 | 0 | 0 | 0 | 0 | 0 | 0 | 0 | 0 | 0 | 0 | 0 | 0 | 0 | 0 | 0 | 0 | 0 | 0 | 0 | 0 | 0 | 0 | 12 | 0
NO |  | 68 | 2015 | 15 | 26 | 26 |  | [96D] ALKANE | MORGANS POINT | 138 | 138 | (3) STEEL | 1.99 | 0 | 0 | 2000 AAC | 0 | 0 | 0 | 0 | 0 | 0 | 0 | 0 | 0 | 0 | 0 | 0 | 0 | 0 | 0 | 0 | 0 | 0 | 0 | 0 | 0 | 0 | 0 | 12 | 0
NO |  | 68 | 2015 | 15 | 27 | 27 |  | [96E] CARDIFF | SOUTH_ | 138 | 138 | (3) STEEL | 0 | 1.86 | 0 | 795 ACSR | 0 | 0 | 0 | 0 | 0 | 0 | 0 | 0 | 0 | 0 | 0 | 0 | 0 | 0 | 0 | 0 | 0 | 0 | 0 | 0 | 0 | 0 | 0 | 12 | 0
NO |  | 68 | 2015 | 15 | 28 | 28 |  | [96E] DEER PARK | TAP | 138 | 138 | (1) STEEL | 1.71 | 0 | 0 | 2-795 ACSR | 0 | 0 | 0 | 0 | 0 | 0 | 0 | 0 | 0 | 0 | 0 | 0 | 0 | 0 | 0 | 0 | 0 | 0 | 0 | 0 | 0 | 0 | 0 | 12 | 0
NO |  | 68 | 2015 | 15 | 29 | 29 |  | [96E] MORGANS POINT | SOUTH_ | 138 | 138 | (3) STEEL | 9.76 | 0 | 0 | 2-795ACSR | 0 | 0 | 0 | 0 | 0 | 0 | 0 | 0 | 0 | 0 | 0 | 0 | 0 | 0 | 0 | 0 | 0 | 0 | 0 | 0 | 0 | 0 | 0 | 12 | 0
NO |  | 68 | 2015 | 15 | 30 | 30 |  | [96F] BIMONT | ALKANE | 138 | 138 | (3) STEEL | 2.17 | 3.82 | 0 | 2-795ACSR | 0 | 0 | 0 | 0 | 0 | 0 | 0 | 0 | 0 | 0 | 0 | 0 | 0 | 0 | 0 | 0 | 0 | 0 | 0 | 0 | 0 | 0 | 0 | 12 | 0
NO |  | 68 | 2015 | 15 | 31 | 31 |  | [96F] LA PORTE | TAP | 138 | 138 | (1) WOOD | 0.79 | 0 | 0 | 2000 AAC | 0 | 0 | 0 | 0 | 0 | 0 | 0 | 0 | 0 | 0 | 0 | 0 | 0 | 0 | 0 | 0 | 0 | 0 | 0 | 0 | 0 | 0 | 0 | 12 | 0
NO |  | 68 | 2015 | 15 | 32 | 32 |  | [97A] T.H. WHARTON PLANT | NORTH BELT | 345 | 345 | (3) STEEL | 10.09 | 0 | 0 | 2-927 ACAR | 0 | 0 | 0 | 0 | 0 | 0 | 0 | 0 | 0 | 0 | 0 | 0 | 0 | 0 | 0 | 0 | 0 | 0 | 0 | 0 | 0 | 0 | 0 | 12 | 0
NO |  | 68 | 2015 | 15 | 33 | 33 |  | [97B] NORTH BELT | KING | 345 | 345 | (3) STEEL | 10.1 | 0 | 0 | 2-1433 ACSS | 0 | 0 | 0 | 0 | 0 | 0 | 0 | 0 | 0 | 0 | 0 | 0 | 0 | 0 | 0 | 0 | 0 | 0 | 0 | 0 | 0 | 0 | 0 | 12 | 0
NO |  | 68 | 2015 | 15 | 34 | 34 |  | [97C] KING | CHAMBERS | 345 | 345 | (3) STEEL | 25.77 | 0 | 0 | 2-1433 ACSS | 0 | 0 | 0 | 0 | 0 | 0 | 0 | 0 | 0 | 0 | 0 | 0 | 0 | 0 | 0 | 0 | 0 | 0 | 0 | 0 | 0 | 0 | 0 | 12 | 0
NO |  | 68 | 2015 | 15 | 35 | 35 |  | [97D] CEDAR BAYOU PLANT | CENTER | 345 | 345 | (3) STEEL | 9.55 | 8.53 | 0 | 3-959 ACSS | 0 | 0 | 0 | 0 | 0 | 0 | 0 | 0 | 0 | 0 | 0 | 0 | 0 | 0 | 0 | 0 | 0 | 0 | 0 | 0 | 0 | 0 | 0 | 12 | 0
NO |  | 68 | 2015 | 16 | 1 | 1 |  | [97E] CHAMBERS | CEDAR BAYOU PLANT | 345 | 345 | (3) STEEL | 3.08 | 0 | 0 | 2-1433 ACSS | 0 | 0 | 0 | 0 | 0 | 0 | 0 | 0 | 0 | 0 | 0 | 0 | 0 | 0 | 0 | 0 | 0 | 0 | 0 | 0 | 0 | 0 | 0 | 12 | 0
NO |  | 68 | 2015 | 16 | 2 | 2 |  | [97F] CENTER | P.H. ROBINSON PLANT | 345 | 345 | (3) STEEL | 25.09 | 0 | 0 | 2-795 ACSR | 0 | 0 | 0 | 0 | 0 | 0 | 0 | 0 | 0 | 0 | 0 | 0 | 0 | 0 | 0 | 0 | 0 | 0 | 0 | 0 | 0 | 0 | 0 | 12 | 0
NO |  | 68 | 2015 | 16 | 3 | 3 |  | [98A] BELLAIRE | SMITHERS | 345 | 345 | (3) STEEL | 24.94 | 0.47 | 0 | 2-1433 ACSS | 0 | 0 | 0 | 0 | 0 | 0 | 0 | 0 | 0 | 0 | 0 | 0 | 0 | 0 | 0 | 0 | 0 | 0 | 0 | 0 | 0 | 0 | 0 | 12 | 0
NO |  | 68 | 2015 | 16 | 4 | 4 |  | [98B] W.A. PARISH PLANT | OBRIEN | 345 | 345 | (3) STEEL | 17.01 | 0 | 0 | 2-795 ACSR | 0 | 0 | 0 | 0 | 0 | 0 | 0 | 0 | 0 | 0 | 0 | 0 | 0 | 0 | 0 | 0 | 0 | 0 | 0 | 0 | 0 | 0 | 0 | 12 | 0
NO |  | 68 | 2015 | 16 | 5 | 5 |  | [98D] SINGLETON | ZENITH | 345 | 345 | (3) STEEL | 0.18 | 53.11 | 0 | 2-795ACSR | 0 | 0 | 0 | 0 | 0 | 0 | 0 | 0 | 0 | 0 | 0 | 0 | 0 | 0 | 0 | 0 | 0 | 0 | 0 | 0 | 0 | 0 | 0 | 12 | 0
NO |  | 68 | 2015 | 16 | 6 | 6 |  | [98E] TP&L JEWETT | LIMESTONE | 345 | 345 | (3) STEEL | 0 | 10.46 | 0 | 2-1590 ACSR | 0 | 0 | 0 | 0 | 0 | 0 | 0 | 0 | 0 | 0 | 0 | 0 | 0 | 0 | 0 | 0 | 0 | 0 | 0 | 0 | 0 | 0 | 0 | 12 | 0
NO |  | 68 | 2015 | 16 | 7 | 7 |  | [98F] LIMESTONE | TP&L TWIN OAK | 345 | 345 | (3) STEEL | 0 | 23.67 | 0 | 2-1590 ACSR | 0 | 0 | 0 | 0 | 0 | 0 | 0 | 0 | 0 | 0 | 0 | 0 | 0 | 0 | 0 | 0 | 0 | 0 | 0 | 0 | 0 | 0 | 0 | 12 | 0
NO |  | 68 | 2015 | 16 | 8 | 8 |  | [98G] SMITHERS | W.A. PARISH PLANT | 345 | 345 | (3) STEEL | 0.53 | 0 | 0 | 2-1433 ACSS | 0 | 0 | 0 | 0 | 0 | 0 | 0 | 0 | 0 | 0 | 0 | 0 | 0 | 0 | 0 | 0 | 0 | 0 | 0 | 0 | 0 | 0 | 0 | 12 | 0
NO |  | 68 | 2015 | 16 | 9 | 9 |  | [98H] SINGLETON | TP&L TIE | 345 | 345 | (3) STEEL | 0.03 | 33.95 | 0 | 2-795 ACSR | 0 | 0 | 0 | 0 | 0 | 0 | 0 | 0 | 0 | 0 | 0 | 0 | 0 | 0 | 0 | 0 | 0 | 0 | 0 | 0 | 0 | 0 | 0 | 12 | 0
NO |  | 68 | 2015 | 16 | 10 | 10 |  | [98I] T.H. WHARTON PLANT | ZENITH | 345 | 345 | (3) STEEL | 0.23 | 14.85 | 0 | 2-927 ACAR | 0 | 0 | 0 | 0 | 0 | 0 | 0 | 0 | 0 | 0 | 0 | 0 | 0 | 0 | 0 | 0 | 0 | 0 | 0 | 0 | 0 | 0 | 0 | 12 | 0
NO |  | 68 | 2015 | 16 | 11 | 11 |  | [99A] P.H. ROBINSON PLANT | MEADOW | 345 | 345 | (3) STEEL | 17.37 | 0 | 0 | 2-927 ACAR | 0 | 0 | 0 | 0 | 0 | 0 | 0 | 0 | 0 | 0 | 0 | 0 | 0 | 0 | 0 | 0 | 0 | 0 | 0 | 0 | 0 | 0 | 0 | 12 | 0
NO |  | 68 | 2015 | 16 | 12 | 12 |  | [99B] OASIS | W.A. PARISH PLANT | 345 | 345 | (3) STEEL | 0.18 | 19.36 | 0 | 1-433 ACSS | 0 | 0 | 0 | 0 | 0 | 0 | 0 | 0 | 0 | 0 | 0 | 0 | 0 | 0 | 0 | 0 | 0 | 0 | 0 | 0 | 0 | 0 | 0 | 12 | 0
NO |  | 68 | 2015 | 16 | 13 | 13 |  | [99C] W.A. PARISH PLANT | OBRIEN | 345 | 345 | (3) STEEL | 0.39 | 16.62 | 0 | 2-795 ACSR | 0 | 0 | 0 | 0 | 0 | 0 | 0 | 0 | 0 | 0 | 0 | 0 | 0 | 0 | 0 | 0 | 0 | 0 | 0 | 0 | 0 | 0 | 0 | 12 | 0
NO |  | 68 | 2015 | 16 | 14 | 14 |  | [99D] SINGLETON | ZENITH | 345 | 345 | (3) STEEL | 53.29 | 0 | 0 | 2-795ACSR | 0 | 0 | 0 | 0 | 0 | 0 | 0 | 0 | 0 | 0 | 0 | 0 | 0 | 0 | 0 | 0 | 0 | 0 | 0 | 0 | 0 | 0 | 0 | 12 | 0
NO |  | 68 | 2015 | 16 | 15 | 15 |  | [99E] MEADOW | OASIS | 345 | 345 | (3) STEEL | 3.15 | 0 | 0 | 2-927 ACAR | 0 | 0 | 0 | 0 | 0 | 0 | 0 | 0 | 0 | 0 | 0 | 0 | 0 | 0 | 0 | 0 | 0 | 0 | 0 | 0 | 0 | 0 | 0 | 12 | 0
NO |  | 68 | 2015 | 16 | 16 | 16 |  | [99F] OBRIEN | ZENITH | 345 | 345 | (3) STEEL | 0.26 | 16.52 | 0 | 2-795ACSR | 0 | 0 | 0 | 0 | 0 | 0 | 0 | 0 | 0 | 0 | 0 | 0 | 0 | 0 | 0 | 0 | 0 | 0 | 0 | 0 | 0 | 0 | 0 | 12 | 0
NO |  | 68 | 2015 | 16 | 17 | 17 |  | [99G] NORTH BELT | JORDAN | 345 | 345 | (3) STEEL | 0 | 29.84 | 0 | 2-1433ACSS | 0 | 0 | 0 | 0 | 0 | 0 | 0 | 0 | 0 | 0 | 0 | 0 | 0 | 0 | 0 | 0 | 0 | 0 | 0 | 0 | 0 | 0 | 0 | 12 | 0
NO |  | 68 | 2015 | 16 | 18 | 18 |  | [99H] JORDAN | CEDAR BAYOU PLANT | 345 | 345 | (3) STEEL | 9.28 | 0.08 | 0 | 2-1433ACSS | 0 | 0 | 0 | 0 | 0 | 0 | 0 | 0 | 0 | 0 | 0 | 0 | 0 | 0 | 0 | 0 | 0 | 0 | 0 | 0 | 0 | 0 | 0 | 12 | 0
NO |  | 68 | 2015 | 16 | 19 | 19 |  | 138 kV |  | 0 | 0 |  | 0 | 0 | 252 |  | 0 | 0 | 0 | 0 | 0 | 0 | 0 | 0 | 0 | 0 | 0 | 0 | 0 | 0 | 0 | 0 | 0 | 0 | 0 | 0 | 0 | 0 | 0 | 12 | 0
NO |  | 68 | 2015 | 16 | 20 | 20 |  | 345 kV |  | 0 | 0 |  | 0 | 0 | 56 |  | 0 | 0 | 0 | 0 | 0 | 0 | 0 | 0 | 0 | 0 | 0 | 0 | 0 | 0 | 0 | 0 | 0 | 0 | 0 | 0 | 0 | 0 | 0 | 12 | 0
NO |  | 68 | 2015 | 16 | 21 | 21 |  | 69 kV |  | 0 | 0 |  | 327.1 | 0 | 38 |  | 0 | 0 | 0 | 0 | 0 | 0 | 0 | 0 | 0 | 0 | 0 | 0 | 650680081 | 650680082 | 0 | 0 | 0 | 0 | 0 | 0 | 0 | 0 | 0 | 12 | 0
NO |  | 70 | 2015 | 0 | 1 | 1 |  | Borah | Midpoint | 345 | 500 | S Tower | 62.35 | 0 | 1 | 1272 ACSR | 256381 | 15974858 | 16231239 | 0 | 0 | 0 | 0 | 0 | 650700433 | 0 | 0 | 0 | 0 | 0 | 0 | 0 | 0 | 0 | 0 | 0 | 0 | 0 | 0 | 12 | 1
NO |  | 70 | 2015 | 0 | 2 | 2 |  | Boardman | Slatt | 500 | 500 | S Tower | 1.79 | 0 | 1 | 2X1780 ACSR | 0 | 446708 | 446708 | 0 | 0 | 0 | 0 | 0 | 650700434 | 0 | 0 | 0 | 0 | 0 | 0 | 0 | 0 | 0 | 0 | 0 | 0 | 0 | 0 | 12 | 1
NO |  | 70 | 2015 | 0 | 3 | 3 |  | Summer lake | Hemingway | 500 | 500 | S Tower | 0.41 | 0 | 1 | 1272 ACSR | 0 | 603657 | 603657 | 0 | 0 | 0 | 0 | 0 | 650700435 | 0 | 0 | 0 | 0 | 0 | 0 | 0 | 0 | 0 | 0 | 0 | 0 | 0 | 0 | 12 | 1
NO |  | 70 | 2015 | 0 | 4 | 4 |  | Hemingway | Midpoint | 500 | 500 | S Tower | 0.37 | 0 | 1 | 1272 ACSR | 0 | 0 | 0 | 0 | 0 | 0 | 0 | 0 | 650700437 | 0 | 0 | 0 | 0 | 0 | 0 | 0 | 0 | 0 | 0 | 0 | 0 | 0 | 0 | 12 | 1
NO |  | 70 | 2015 | 0 | 5 | 5 |  | Summer Lake | Hemingway | 500 | 500 | S Tower | 53.09 | 0 | 1 | 3X1272 ACSR | 0 | 17991882 | 17991882 | 0 | 0 | 0 | 0 | 0 | 650700436 | 0 | 0 | 0 | 0 | 0 | 0 | 0 | 0 | 0 | 0 | 0 | 0 | 0 | 0 | 12 | 1
NO |  | 70 | 2015 | 0 | 6 | 6 |  | Hemingway | Midpoint | 500 | 500 | S Tower | 47.83 | 0 | 1 | 3X1272 ACSR | 0 | 16358594 | 16358594 | 0 | 0 | 0 | 0 | 0 | 650700438 | 0 | 0 | 0 | 0 | 0 | 0 | 0 | 0 | 0 | 0 | 0 | 0 | 0 | 0 | 12 | 1
NO |  | 70 | 2015 | 0 | 8 | 8 |  | Jim Bridger | Goshen | 345 | 345 | S Tower | 66.13 | 0 | 1 | 1272 ACSR | 483309 | 5787895 | 6271204 | 0 | 0 | 0 | 0 | 0 | 650700439 | 0 | 0 | 0 | 0 | 0 | 0 | 0 | 0 | 0 | 0 | 0 | 0 | 0 | 0 | 12 | 1
NO |  | 70 | 2015 | 0 | 9 | 9 |  | State Line | Midpoint | 345 | 345 | S Tower | 76.06 | 0 | 2 | 795 ACSR | 571979 | 11108161 | 11680140 | 0 | 0 | 0 | 0 | 0 | 0 | 0 | 0 | 0 | 0 | 0 | 0 | 0 | 0 | 0 | 0 | 0 | 0 | 0 | 0 | 12 | 1
NO |  | 70 | 2015 | 0 | 10 | 10 |  | Kinport | Borah | 345 | 345 | S Tower | 19.85 | 0 | 1 | 1272 ACSR | 344220 | 4396928 | 4741148 | 0 | 0 | 0 | 0 | 0 | 650700440 | 0 | 0 | 0 | 0 | 0 | 0 | 0 | 0 | 0 | 0 | 0 | 0 | 0 | 0 | 12 | 1
NO |  | 70 | 2015 | 0 | 11 | 11 |  | Jim Bridger | Populus | 345 | 345 | S Tower | 60.94 | 0 | 1 | 1272 ACSR | 0 | 9512597 | 9512597 | 0 | 0 | 0 | 0 | 0 | 650700441 | 0 | 0 | 0 | 0 | 0 | 0 | 0 | 0 | 0 | 0 | 0 | 0 | 0 | 0 | 12 | 1
NO |  | 70 | 2015 | 0 | 12 | 12 |  | Populus | Kinport | 345 | 345 | S Tower | 7.42 | 0 | 1 | 1272 ACSR | 0 | 0 | 0 | 0 | 0 | 0 | 0 | 0 | 650700443 | 0 | 0 | 0 | 0 | 0 | 0 | 0 | 0 | 0 | 0 | 0 | 0 | 0 | 0 | 12 | 1
NO |  | 70 | 2015 | 0 | 13 | 13 |  | Jim Bridger | Populus | 345 | 345 | S Tower | 61.09 | 0 | 1 | 1272 ACSR | 0 | 9249735 | 9249735 | 0 | 0 | 0 | 0 | 0 | 650700442 | 0 | 0 | 0 | 0 | 0 | 0 | 0 | 0 | 0 | 0 | 0 | 0 | 0 | 0 | 12 | 1
NO |  | 70 | 2015 | 0 | 14 | 14 |  | Populus | Borah | 345 | 345 | S Tower | 9.05 | 0 | 1 | 1272 ACSR | 0 | 0 | 0 | 0 | 0 | 0 | 0 | 0 | 650700444 | 0 | 0 | 0 | 0 | 0 | 0 | 0 | 0 | 0 | 0 | 0 | 0 | 0 | 0 | 12 | 1
NO |  | 70 | 2015 | 0 | 15 | 15 |  | Goshen | Kinport | 345 | 345 | S Tower | 7.49 | 0 | 1 | 2X1272 ACSR | 0 | 514724 | 514724 | 0 | 0 | 0 | 0 | 0 | 650700445 | 0 | 0 | 0 | 0 | 0 | 0 | 0 | 0 | 0 | 0 | 0 | 0 | 0 | 0 | 12 | 1
NO |  | 70 | 2015 | 0 | 16 | 16 |  | Midpoint | Borah #1 | 345 | 345 | H Wood | 51.07 | 0 | 1 | 715.5 ACSR | 283143 | 8543370 | 8826513 | 0 | 0 | 0 | 0 | 0 | 650700446 | 0 | 0 | 0 | 0 | 0 | 0 | 0 | 0 | 0 | 0 | 0 | 0 | 0 | 0 | 12 | 1
NO |  | 70 | 2015 | 0 | 17 | 17 |  | Midpoint | Borah #2 | 345 | 345 | H Wood | 50.01 | 0 | 2 | 715.5 ACSR | 64851 | 10228542 | 10293393 | 0 | 0 | 0 | 0 | 0 | 650700447 | 0 | 0 | 0 | 0 | 0 | 0 | 0 | 0 | 0 | 0 | 0 | 0 | 0 | 0 | 12 | 1
NO |  | 70 | 2015 | 0 | 18 | 18 |  | Adelaide Tap | Adelaide | 345 | 345 | H Wood | 1.72 | 0 | 2 | 715.5 ACSR | 51448 | 224222 | 275670 | 0 | 0 | 0 | 0 | 0 | 650700448 | 0 | 0 | 0 | 0 | 0 | 0 | 0 | 0 | 0 | 0 | 0 | 0 | 0 | 0 | 12 | 1
NO |  | 70 | 2015 | 0 | 20 | 20 |  | Quartz | LaGrande | 230 | 230 | H Wood | 46.27 | 0 | 1 | 795 ACSR | 62218 | 5685245 | 5747463 | 0 | 0 | 0 | 0 | 0 | 0 | 0 | 0 | 0 | 0 | 0 | 0 | 0 | 0 | 0 | 0 | 0 | 0 | 0 | 0 | 12 | 1
NO |  | 70 | 2015 | 0 | 21 | 21 |  | Midpoint | Hunt | 230 | 230 | S Tower | 0.7 | 0 | 2 | 715.5 ACSR | 9145 | 998452 | 1007597 | 0 | 0 | 0 | 0 | 0 | 0 | 0 | 0 | 0 | 0 | 0 | 0 | 0 | 0 | 0 | 0 | 0 | 0 | 0 | 0 | 12 | 1
NO |  | 70 | 2015 | 0 | 22 | 22 |  | Brady | Antelope | 230 | 230 | H Wood | 56.41 | 0 | 1 | 1272 ACSR | 108301 | 3399123 | 3507424 | 0 | 0 | 0 | 0 | 0 | 0 | 0 | 0 | 0 | 0 | 0 | 0 | 0 | 0 | 0 | 0 | 0 | 0 | 0 | 0 | 12 | 1
NO |  | 70 | 2015 | 0 | 23 | 23 |  | Brady | Treasureton | 230 | 230 | H Wood | 0.11 | 0 | 1 | 795 ACSR | 0 | 6186 | 6186 | 0 | 0 | 0 | 0 | 0 | 0 | 0 | 0 | 0 | 0 | 0 | 0 | 0 | 0 | 0 | 0 | 0 | 0 | 0 | 0 | 12 | 1
NO |  | 70 | 2015 | 0 | 24 | 24 |  | Brady #1 & #2 | Kinport | 230 | 230 | S Tower | 17.94 | 0 | 2 | 715.5 ACSR | 18829 | 1080441 | 1099270 | 0 | 0 | 0 | 0 | 0 | 0 | 0 | 0 | 0 | 0 | 0 | 0 | 0 | 0 | 0 | 0 | 0 | 0 | 0 | 0 | 12 | 1
NO |  | 70 | 2015 | 0 | 25 | 25 |  | Jim Bridger | Point of Rocks | 230 | 230 | H Wood | 0 | 0 | 1 | 1272 ACSR | 1190 | 0 | 1190 | 0 | 0 | 0 | 0 | 0 | 0 | 0 | 0 | 0 | 0 | 0 | 0 | 0 | 0 | 0 | 0 | 0 | 0 | 0 | 0 | 12 | 1
NO |  | 70 | 2015 | 0 | 26 | 26 |  | Brownlee | Ontario | 230 | 230 | S Tower | 72.67 | 0 | 1 | 2X954 ACSR | 1676838 | 20541790 | 22218628 | 0 | 0 | 0 | 0 | 0 | 0 | 0 | 0 | 0 | 0 | 0 | 0 | 0 | 0 | 0 | 0 | 0 | 0 | 0 | 0 | 12 | 1
NO |  | 70 | 2015 | 0 | 27 | 27 |  | Mora | Bowmont | 138 | 230 | S P Wood | 9.98 | 0 | 1 | 715.5 ACSR | 413793 | 2209007 | 2622800 | 0 | 0 | 0 | 0 | 0 | 0 | 0 | 0 | 0 | 0 | 0 | 0 | 0 | 0 | 0 | 0 | 0 | 0 | 0 | 0 | 12 | 1
NO |  | 70 | 2015 | 0 | 28 | 28 |  | Mora | Bowmont | 138 | 230 | H Wood | 8.75 | 0 | 1 | 715.5 ACSR | 0 | 0 | 0 | 0 | 0 | 0 | 0 | 0 | 0 | 0 | 0 | 0 | 0 | 0 | 0 | 0 | 0 | 0 | 0 | 0 | 0 | 0 | 0 | 12 | 1
NO |  | 70 | 2015 | 0 | 29 | 29 |  | Jim Bridger | Point of Rocks | 230 | 230 | H Wood | 0 | 0 | 1 | 1272 ACSR | 1899 | 0 | 1899 | 0 | 0 | 0 | 0 | 0 | 0 | 0 | 0 | 0 | 0 | 0 | 0 | 0 | 0 | 0 | 0 | 0 | 0 | 0 | 0 | 12 | 1
NO |  | 70 | 2015 | 0 | 30 | 30 |  | Caldwell 710 | Locust | 230 | 230 | SP Steel | 18.6 | 0 | 1 | 1590 ACSR | 2138236 | 8775086 | 10913322 | 0 | 0 | 0 | 0 | 0 | 0 | 0 | 0 | 0 | 0 | 0 | 0 | 0 | 0 | 0 | 0 | 0 | 0 | 0 | 0 | 12 | 1
NO |  | 70 | 2015 | 0 | 31 | 31 |  | Boise Bench | Caldwell | 230 | 230 | S Tower | 7.73 | 0 | 1 | 1272 ACSR | 1748214 | 7631906 | 9380120 | 0 | 0 | 0 | 0 | 0 | 0 | 0 | 0 | 0 | 0 | 0 | 0 | 0 | 0 | 0 | 0 | 0 | 0 | 0 | 0 | 12 | 1
NO |  | 70 | 2015 | 0 | 32 | 32 |  | Boise Bench | Caldwell | 230 | 230 | H Wood | 33.49 | 0 | 1 | 715.5 ACSR | 0 | 0 | 0 | 0 | 0 | 0 | 0 | 0 | 0 | 0 | 0 | 0 | 0 | 0 | 0 | 0 | 0 | 0 | 0 | 0 | 0 | 0 | 0 | 12 | 1
NO |  | 70 | 2015 | 0 | 33 | 33 |  | Boise Bench | Cloverdale | 230 | 230 | S Tower | 15.78 | 0 | 2 | 1272 ACSR | 3062812 | 6560901 | 9623713 | 0 | 0 | 0 | 0 | 0 | 0 | 0 | 0 | 0 | 0 | 0 | 0 | 0 | 0 | 0 | 0 | 0 | 0 | 0 | 0 | 12 | 1
NO |  | 70 | 2015 | 0 | 34 | 34 |  | Boardman | Dalreed Sub | 230 | 230 | H Wood | 1.67 | 0 | 1 | 795 AAC | 0 | 89680 | 89680 | 0 | 0 | 0 | 0 | 0 | 650700449 | 0 | 0 | 0 | 0 | 0 | 0 | 0 | 0 | 0 | 0 | 0 | 0 | 0 | 0 | 12 | 1
NO |  | 70 | 2015 | 0 | 35 | 35 |  | Brownlee 714 | Oxbow | 230 | 230 | SP Steel | 11.04 | 0 | 2 | 954 ACSR | 34174 | 16026470 | 16060644 | 0 | 0 | 0 | 0 | 0 | 0 | 0 | 0 | 0 | 0 | 0 | 0 | 0 | 0 | 0 | 0 | 0 | 0 | 0 | 0 | 12 | 1
NO |  | 70 | 2015 | 0 | 36 | 36 |  | TOTAL |  | 0 | 0 |  | 4769.03 | 11.02 | 203 |  | 32174968 | 555434671 | 587609639 | 8044636 | 3092363 | 3084849 | 14221848 | 0 | 0 | 0 | 0 | 0 | 0 | 0 | 0 | 0 | 0 | 0 | 0 | 0 | 0 | 0 | 0 | 12 | 1
NO |  | 70 | 2015 | 1 | 1 | 1 |  | Caldwell | Ontario | 230 | 230 | H Wood | 30.1 | 0 | 1 | 2X954 ACSR | 236152 | 9282426 | 9518578 | 0 | 0 | 0 | 0 | 0 | 0 | 0 | 0 | 0 | 0 | 0 | 0 | 0 | 0 | 0 | 0 | 0 | 0 | 0 | 0 | 12 | 1
NO |  | 70 | 2015 | 1 | 2 | 2 |  | Caldwell | Ontario | 230 | 230 | S Tower | 3.14 | 0 | 1 | 1272 ACSR | 0 | 0 | 0 | 0 | 0 | 0 | 0 | 0 | 0 | 0 | 0 | 0 | 0 | 0 | 0 | 0 | 0 | 0 | 0 | 0 | 0 | 0 | 0 | 12 | 1
NO |  | 70 | 2015 | 1 | 3 | 3 |  | Bennett Mtn PP | Rattlesnake TS | 230 | 230 | SP Steel | 4.43 | 0 | 1 | 1272 ACSR | 81701 | 1666354 | 1748055 | 0 | 0 | 0 | 0 | 0 | 0 | 0 | 0 | 0 | 0 | 0 | 0 | 0 | 0 | 0 | 0 | 0 | 0 | 0 | 0 | 12 | 1
NO |  | 70 | 2015 | 1 | 4 | 4 |  | Borah | Hunt | 230 | 230 | H Steel | 68.17 | 0 | 1 | 1590 ACSR | 624917 | 22467321 | 23092238 | 0 | 0 | 0 | 0 | 0 | 0 | 0 | 0 | 0 | 0 | 0 | 0 | 0 | 0 | 0 | 0 | 0 | 0 | 0 | 0 | 12 | 1
NO |  | 70 | 2015 | 1 | 5 | 5 |  | Danskin | Hubbard | 230 | 230 | H Steel | 36.3 | 0 | 1 | 1590 ACSR | 0 | 15210561 | 15210561 | 0 | 0 | 0 | 0 | 0 | 0 | 0 | 0 | 0 | 0 | 0 | 0 | 0 | 0 | 0 | 0 | 0 | 0 | 0 | 0 | 12 | 1
NO |  | 70 | 2015 | 1 | 6 | 6 |  | Danskin | Hubbard | 230 | 230 | SP Steel | 1.84 | 0 | 1 | 1590 ACSR | 0 | 0 | 0 | 0 | 0 | 0 | 0 | 0 | 0 | 0 | 0 | 0 | 0 | 0 | 0 | 0 | 0 | 0 | 0 | 0 | 0 | 0 | 0 | 12 | 1
NO |  | 70 | 2015 | 1 | 7 | 7 |  | Danskin | Hubbard | 230 | 230 | SP Steel | 1.3 | 0 | 2 | 1590 ACSR | 0 | 0 | 0 | 0 | 0 | 0 | 0 | 0 | 0 | 0 | 0 | 0 | 0 | 0 | 0 | 0 | 0 | 0 | 0 | 0 | 0 | 0 | 0 | 12 | 1
NO |  | 70 | 2015 | 1 | 8 | 8 |  | Danskin | Bennett Mtn | 230 | 230 | SP Steel | 5.39 | 0 | 1 | 1590 ACSR | 0 | 3528033 | 3528033 | 0 | 0 | 0 | 0 | 0 | 0 | 0 | 0 | 0 | 0 | 0 | 0 | 0 | 0 | 0 | 0 | 0 | 0 | 0 | 0 | 12 | 1
NO |  | 70 | 2015 | 1 | 9 | 9 |  | Hemingway | Bowmont | 230 | 230 | SP Steel | 13.01 | 0 | 1 | 1590 ACSR | 1854996 | 9277980 | 11132976 | 0 | 0 | 0 | 0 | 0 | 0 | 0 | 0 | 0 | 0 | 0 | 0 | 0 | 0 | 0 | 0 | 0 | 0 | 0 | 0 | 12 | 1
NO |  | 70 | 2015 | 1 | 10 | 10 |  | Langley Gulch | Galloway Rd | 138 | 230 | SP Steel | 14.19 | 0 | 1 | 1590 ACSR | 948166 | 9080890 | 10029056 | 0 | 0 | 0 | 0 | 0 | 0 | 0 | 0 | 0 | 0 | 0 | 0 | 0 | 0 | 0 | 0 | 0 | 0 | 0 | 0 | 12 | 1
NO |  | 70 | 2015 | 1 | 11 | 11 |  | Galloway Rd | Willis Tap | 138 | 230 | SP Steel | 2.09 | 0 | 1 | 1272 ACSR | 0 | 0 | 0 | 0 | 0 | 0 | 0 | 0 | 0 | 0 | 0 | 0 | 0 | 0 | 0 | 0 | 0 | 0 | 0 | 0 | 0 | 0 | 0 | 12 | 1
NO |  | 70 | 2015 | 1 | 12 | 12 |  | Walla Walla | Hurricane | 230 | 230 | H Wood | 31.66 | 0 | 1 | 1272 ACSR | 0 | 6191922 | 6191922 | 0 | 0 | 0 | 0 | 0 | 650700450 | 0 | 0 | 0 | 0 | 0 | 0 | 0 | 0 | 0 | 0 | 0 | 0 | 0 | 0 | 12 | 1
NO |  | 70 | 2015 | 1 | 13 | 13 |  | Boise Bench | Midpoint #1 | 230 | 230 | S Tower | 0.87 | 0 | 1 | 715.5 ACSR | 385287 | 9806478 | 10191765 | 0 | 0 | 0 | 0 | 0 | 0 | 0 | 0 | 0 | 0 | 0 | 0 | 0 | 0 | 0 | 0 | 0 | 0 | 0 | 0 | 12 | 1
NO |  | 70 | 2015 | 1 | 14 | 14 |  | Boise Bench | Midpoint #1 | 230 | 230 | H Wood | 108.68 | 0 | 1 | 715.5 ACSR | 0 | 0 | 0 | 0 | 0 | 0 | 0 | 0 | 0 | 0 | 0 | 0 | 0 | 0 | 0 | 0 | 0 | 0 | 0 | 0 | 0 | 0 | 0 | 12 | 1
NO |  | 70 | 2015 | 1 | 15 | 15 |  | Brownlee | Quartz Jct | 230 | 230 | S Tower | 1.51 | 0 | 1 | 795 ACSR | 53068 | 3447479 | 3500547 | 0 | 0 | 0 | 0 | 0 | 0 | 0 | 0 | 0 | 0 | 0 | 0 | 0 | 0 | 0 | 0 | 0 | 0 | 0 | 0 | 12 | 1
NO |  | 70 | 2015 | 1 | 16 | 16 |  | Brownlee | Quartz Jct | 230 | 230 | H Wood | 41.3 | 0 | 1 | 795 ACSR | 0 | 0 | 0 | 0 | 0 | 0 | 0 | 0 | 0 | 0 | 0 | 0 | 0 | 0 | 0 | 0 | 0 | 0 | 0 | 0 | 0 | 0 | 0 | 12 | 1
NO |  | 70 | 2015 | 1 | 17 | 17 |  | Brownlee | Boise Bench #1 & #2 | 230 | 230 | S Tower | 99.76 | 0 | 2 | VARIOUS | 289934 | 8966987 | 9256921 | 0 | 0 | 0 | 0 | 0 | 0 | 0 | 0 | 0 | 0 | 0 | 0 | 0 | 0 | 0 | 0 | 0 | 0 | 0 | 0 | 12 | 1
NO |  | 70 | 2015 | 1 | 18 | 18 |  | Oxbow | Brownlee | 230 | 230 | S Tower | 10.4 | 0 | 2 | 1272 ACSR | 14810 | 1237524 | 1252334 | 0 | 0 | 0 | 0 | 0 | 0 | 0 | 0 | 0 | 0 | 0 | 0 | 0 | 0 | 0 | 0 | 0 | 0 | 0 | 0 | 12 | 1
NO |  | 70 | 2015 | 1 | 19 | 19 |  | Boise Bench | Midpoint #2 | 230 | 230 | S Tower | 3.49 | 0 | 1 | 715.5 ACSR | 227825 | 16105174 | 16332999 | 0 | 0 | 0 | 0 | 0 | 0 | 0 | 0 | 0 | 0 | 0 | 0 | 0 | 0 | 0 | 0 | 0 | 0 | 0 | 0 | 12 | 1
NO |  | 70 | 2015 | 1 | 20 | 20 |  | Boise Bench | Midpoint #2 | 230 | 230 | H Wood | 102.17 | 0 | 1 | VARIOUS | 0 | 0 | 0 | 0 | 0 | 0 | 0 | 0 | 0 | 0 | 0 | 0 | 0 | 0 | 0 | 0 | 0 | 0 | 0 | 0 | 0 | 0 | 0 | 12 | 1
NO |  | 70 | 2015 | 1 | 21 | 21 |  | Oxbow | Pallette Jct | 230 | 230 | S Tower | 20.11 | 0 | 2 | 1272 ACSR | 87468 | 3902140 | 3989608 | 0 | 0 | 0 | 0 | 0 | 0 | 0 | 0 | 0 | 0 | 0 | 0 | 0 | 0 | 0 | 0 | 0 | 0 | 0 | 0 | 12 | 1
NO |  | 70 | 2015 | 1 | 22 | 22 |  | Pallette Jct | Imnaha | 230 | 230 | H Wood | 24.43 | 0 | 2 | 1272 ACSR | 171081 | 1674451 | 1845532 | 0 | 0 | 0 | 0 | 0 | 0 | 0 | 0 | 0 | 0 | 0 | 0 | 0 | 0 | 0 | 0 | 0 | 0 | 0 | 0 | 12 | 1
NO |  | 70 | 2015 | 1 | 23 | 23 |  | Hells Canyon | Palette Jct | 230 | 230 | S Tower | 9.05 | 0 | 2 | 1272 ACSR | 44687 | 1252130 | 1296817 | 0 | 0 | 0 | 0 | 0 | 0 | 0 | 0 | 0 | 0 | 0 | 0 | 0 | 0 | 0 | 0 | 0 | 0 | 0 | 0 | 12 | 1
NO |  | 70 | 2015 | 1 | 24 | 24 |  | Brownlee | Boise Bench | 230 | 230 | S Tower | 102.55 | 0 | 2 | 954 ACSR | 184817 | 6257154 | 6441971 | 0 | 0 | 0 | 0 | 0 | 0 | 0 | 0 | 0 | 0 | 0 | 0 | 0 | 0 | 0 | 0 | 0 | 0 | 0 | 0 | 12 | 1
NO |  | 70 | 2015 | 1 | 25 | 25 |  | Boise Bench | Midpoint #3 | 230 | 230 | H Wood | 106.29 | 0 | 1 | 715.5 ACSR | 247857 | 5849559 | 6097416 | 0 | 0 | 0 | 0 | 0 | 0 | 0 | 0 | 0 | 0 | 0 | 0 | 0 | 0 | 0 | 0 | 0 | 0 | 0 | 0 | 12 | 1
NO |  | 70 | 2015 | 1 | 26 | 26 |  | Palette Jct | Enterprise | 230 | 230 | H Wood | 29.62 | 0 | 1 | 1272 ACSR | 84014 | 1904234 | 1988248 | 0 | 0 | 0 | 0 | 0 | 0 | 0 | 0 | 0 | 0 | 0 | 0 | 0 | 0 | 0 | 0 | 0 | 0 | 0 | 0 | 12 | 1
NO |  | 70 | 2015 | 1 | 27 | 27 |  | Borah | Brady #2 | 230 | 230 | S Tower | 0.46 | 0 | 1 | 1272 ACSR | 3068 | 541820 | 544888 | 0 | 0 | 0 | 0 | 0 | 0 | 0 | 0 | 0 | 0 | 0 | 0 | 0 | 0 | 0 | 0 | 0 | 0 | 0 | 0 | 12 | 1
NO |  | 70 | 2015 | 1 | 28 | 28 |  | Borah | Brady #2 | 230 | 230 | H Wood | 3.52 | 0 | 1 | 715.5 ACSR | 0 | 0 | 0 | 0 | 0 | 0 | 0 | 0 | 0 | 0 | 0 | 0 | 0 | 0 | 0 | 0 | 0 | 0 | 0 | 0 | 0 | 0 | 0 | 12 | 1
NO |  | 70 | 2015 | 1 | 29 | 29 |  | Borah | Brady #1 | 230 | 230 | H Wood | 3.87 | 0 | 1 | 1272 ACSR | 7248 | 421273 | 428521 | 0 | 0 | 0 | 0 | 0 | 0 | 0 | 0 | 0 | 0 | 0 | 0 | 0 | 0 | 0 | 0 | 0 | 0 | 0 | 0 | 12 | 1
NO |  | 70 | 2015 | 1 | 31 | 31 |  | Goshen | State Line | 161 | 161 | H Wood | 40.93 | 0 | 1 | 250 COPPER | 16155 | 424195 | 440350 | 0 | 0 | 0 | 0 | 0 | 650700451 | 0 | 0 | 0 | 0 | 0 | 0 | 0 | 0 | 0 | 0 | 0 | 0 | 0 | 0 | 12 | 1
NO |  | 70 | 2015 | 1 | 32 | 32 |  | Don | Goshen | 161 | 161 | S Tower | 2.37 | 0 | 2 | 715.5 ACSR | 88204 | 2312904 | 2401108 | 0 | 0 | 0 | 0 | 0 | 0 | 0 | 0 | 0 | 0 | 0 | 0 | 0 | 0 | 0 | 0 | 0 | 0 | 0 | 0 | 12 | 1
NO |  | 70 | 2015 | 1 | 33 | 33 |  | Don | Goshen | 161 | 161 | H Wood | 48.42 | 0 | 2 | 397.5 ACSR | 0 | 0 | 0 | 0 | 0 | 0 | 0 | 0 | 0 | 0 | 0 | 0 | 0 | 0 | 0 | 0 | 0 | 0 | 0 | 0 | 0 | 0 | 0 | 12 | 1
NO |  | 70 | 2015 | 1 | 34 | 34 |  | Antelope | Goshen | 161 | 161 | H Wood | 5.67 | 0 | 1 | 397.5 ACSR | 0 | 784659 | 784659 | 0 | 0 | 0 | 0 | 0 | 650700452 | 0 | 0 | 0 | 0 | 0 | 0 | 0 | 0 | 0 | 0 | 0 | 0 | 0 | 0 | 12 | 1
NO |  | 70 | 2015 | 2 | 1 | 1 |  | American Falls Power Plant | Adelaide | 138 | 138 | H Wood | 11.22 | 0 | 2 | 250 COPPER | 26507 | 381162 | 407669 | 0 | 0 | 0 | 0 | 0 | 0 | 0 | 0 | 0 | 0 | 0 | 0 | 0 | 0 | 0 | 0 | 0 | 0 | 0 | 0 | 12 | 1
NO |  | 70 | 2015 | 2 | 2 | 2 |  | American Falls Power Plant | Adelaide | 138 | 138 | S P Wood | 0.12 | 0 | 2 | 250 COPPER | 0 | 0 | 0 | 0 | 0 | 0 | 0 | 0 | 0 | 0 | 0 | 0 | 0 | 0 | 0 | 0 | 0 | 0 | 0 | 0 | 0 | 0 | 0 | 12 | 1
NO |  | 70 | 2015 | 2 | 3 | 3 |  | Minidoka Loop | Adelaide | 138 | 138 | S Tower | 1.15 | 0 | 2 | 715.5 ACSR | 21327 | 249232 | 270559 | 0 | 0 | 0 | 0 | 0 | 0 | 0 | 0 | 0 | 0 | 0 | 0 | 0 | 0 | 0 | 0 | 0 | 0 | 0 | 0 | 12 | 1
NO |  | 70 | 2015 | 2 | 4 | 4 |  | Nampa | Caldwell | 138 | 138 | S P Wood | 9.57 | 0 | 2 | 795 AAC | 696535 | 3311830 | 4008365 | 0 | 0 | 0 | 0 | 0 | 0 | 0 | 0 | 0 | 0 | 0 | 0 | 0 | 0 | 0 | 0 | 0 | 0 | 0 | 0 | 12 | 1
NO |  | 70 | 2015 | 2 | 5 | 5 |  | Upper Salmon | Mountain Home Jct | 138 | 138 | H Wood | 54.45 | 0 | 1 | 795 ACSR | 84229 | 4258619 | 4342848 | 0 | 0 | 0 | 0 | 0 | 0 | 0 | 0 | 0 | 0 | 0 | 0 | 0 | 0 | 0 | 0 | 0 | 0 | 0 | 0 | 12 | 1
NO |  | 70 | 2015 | 2 | 6 | 6 |  | Upper Salmon | Cliff | 138 | 138 | H Wood | 30.81 | 0 | 1 | 795 ACSR | 43568 | 2767797 | 2811365 | 0 | 0 | 0 | 0 | 0 | 0 | 0 | 0 | 0 | 0 | 0 | 0 | 0 | 0 | 0 | 0 | 0 | 0 | 0 | 0 | 12 | 1
NO |  | 70 | 2015 | 2 | 7 | 7 |  | Eastgate | Russet | 138 | 138 | S P Wood | 2.08 | 0 | 1 | 795 AAC | 270823 | 561561 | 832384 | 0 | 0 | 0 | 0 | 0 | 0 | 0 | 0 | 0 | 0 | 0 | 0 | 0 | 0 | 0 | 0 | 0 | 0 | 0 | 0 | 12 | 1
NO |  | 70 | 2015 | 2 | 8 | 8 |  | Brady | Fremont | 138 | 138 | S Tower | 1.03 | 0 | 2 | VARIOUS | 564932 | 4137263 | 4702195 | 0 | 0 | 0 | 0 | 0 | 0 | 0 | 0 | 0 | 0 | 0 | 0 | 0 | 0 | 0 | 0 | 0 | 0 | 0 | 0 | 12 | 1
NO |  | 70 | 2015 | 2 | 9 | 9 |  | Brady | Fremont | 138 | 138 | H Wood | 24.38 | 0 | 2 | VARIOUS | 0 | 0 | 0 | 0 | 0 | 0 | 0 | 0 | 0 | 0 | 0 | 0 | 0 | 0 | 0 | 0 | 0 | 0 | 0 | 0 | 0 | 0 | 0 | 12 | 1
NO |  | 70 | 2015 | 2 | 10 | 10 |  | Brady | Fremont | 138 | 138 | S P Wood | 24.33 | 0 | 2 | VARIOUS | 0 | 0 | 0 | 0 | 0 | 0 | 0 | 0 | 0 | 0 | 0 | 0 | 0 | 0 | 0 | 0 | 0 | 0 | 0 | 0 | 0 | 0 | 0 | 12 | 1
NO |  | 70 | 2015 | 2 | 11 | 11 |  | King | Lower Malad | 138 | 138 | H Wood | 84.74 | 0 | 2 | VARIOUS | 76823 | 3206705 | 3283528 | 0 | 0 | 0 | 0 | 0 | 0 | 0 | 0 | 0 | 0 | 0 | 0 | 0 | 0 | 0 | 0 | 0 | 0 | 0 | 0 | 12 | 1
NO |  | 70 | 2015 | 2 | 12 | 12 |  | Emmett Jct | Payette | 138 | 138 | H Wood | 66.49 | 0 | 2 | VARIOUS | 55521 | 2811621 | 2867142 | 0 | 0 | 0 | 0 | 0 | 0 | 0 | 0 | 0 | 0 | 0 | 0 | 0 | 0 | 0 | 0 | 0 | 0 | 0 | 0 | 12 | 1
NO |  | 70 | 2015 | 2 | 13 | 13 |  | Mountain Home AFB Tap |  | 138 | 138 | H Wood | 6.2 | 0 | 1 | 397.5 ACSR | 1955 | 6930 | 8885 | 0 | 0 | 0 | 0 | 0 | 0 | 0 | 0 | 0 | 0 | 0 | 0 | 0 | 0 | 0 | 0 | 0 | 0 | 0 | 0 | 12 | 1
NO |  | 70 | 2015 | 2 | 14 | 14 |  | Ontario | Quartz | 138 | 138 | H Wood | 73.4 | 0 | 1 | VARIOUS | 34428 | 5464961 | 5499389 | 0 | 0 | 0 | 0 | 0 | 0 | 0 | 0 | 0 | 0 | 0 | 0 | 0 | 0 | 0 | 0 | 0 | 0 | 0 | 0 | 12 | 1
NO |  | 70 | 2015 | 2 | 15 | 15 |  | King | American Falls PP | 138 | 138 | S Tower | 1.01 | 0 | 2 | 715.5 ACSR | 216919 | 9677074 | 9893993 | 0 | 0 | 0 | 0 | 0 | 0 | 0 | 0 | 0 | 0 | 0 | 0 | 0 | 0 | 0 | 0 | 0 | 0 | 0 | 0 | 12 | 1
NO |  | 70 | 2015 | 2 | 16 | 16 |  | King | American Falls PP | 138 | 138 | H Wood | 142.41 | 0 | 1 | 715.5 ACSR | 0 | 0 | 0 | 0 | 0 | 0 | 0 | 0 | 0 | 0 | 0 | 0 | 0 | 0 | 0 | 0 | 0 | 0 | 0 | 0 | 0 | 0 | 0 | 12 | 1
NO |  | 70 | 2015 | 2 | 17 | 17 |  | King | American Falls PP | 138 | 138 | S P Wood | 3.71 | 0 | 1 | 715.5 ACSR | 0 | 0 | 0 | 0 | 0 | 0 | 0 | 0 | 0 | 0 | 0 | 0 | 0 | 0 | 0 | 0 | 0 | 0 | 0 | 0 | 0 | 0 | 0 | 12 | 1
NO |  | 70 | 2015 | 2 | 18 | 18 |  | Duffin | Clawson | 138 | 138 | H Wood | 6.22 | 0 | 1 | 4\0 | 4191 | 443775 | 447966 | 0 | 0 | 0 | 0 | 0 | 0 | 0 | 0 | 0 | 0 | 0 | 0 | 0 | 0 | 0 | 0 | 0 | 0 | 0 | 0 | 12 | 1
NO |  | 70 | 2015 | 2 | 19 | 19 |  | American Falls | Brady Tie | 138 | 138 | H Wood | 0.33 | 0 | 1 | 954 ACSR | 0 | 96921 | 96921 | 0 | 0 | 0 | 0 | 0 | 0 | 0 | 0 | 0 | 0 | 0 | 0 | 0 | 0 | 0 | 0 | 0 | 0 | 0 | 0 | 12 | 1
NO |  | 70 | 2015 | 2 | 20 | 20 |  | Upper Salmon A-B | King | 138 | 138 | H Wood | 5.66 | 0 | 1 | 250 COPPER | 2741 | 753925 | 756666 | 0 | 0 | 0 | 0 | 0 | 0 | 0 | 0 | 0 | 0 | 0 | 0 | 0 | 0 | 0 | 0 | 0 | 0 | 0 | 0 | 12 | 1
NO |  | 70 | 2015 | 2 | 21 | 21 |  | Upper Salmon B | Wells | 138 | 138 | H Wood | 125.59 | 0 | 1 | VARIOUS | 28490 | 3221596 | 3250086 | 0 | 0 | 0 | 0 | 0 | 0 | 0 | 0 | 0 | 0 | 0 | 0 | 0 | 0 | 0 | 0 | 0 | 0 | 0 | 0 | 12 | 1
NO |  | 70 | 2015 | 2 | 22 | 22 |  | King | Wood River | 138 | 138 | H Wood | 63.99 | 0 | 1 | VARIOUS | 173683 | 4156121 | 4329804 | 0 | 0 | 0 | 0 | 0 | 0 | 0 | 0 | 0 | 0 | 0 | 0 | 0 | 0 | 0 | 0 | 0 | 0 | 0 | 0 | 12 | 1
NO |  | 70 | 2015 | 2 | 23 | 23 |  | Toponis | Pocket | 138 | 138 | S P Wood | 9.8 | 0 | 1 | 397.5 ACSR | 0 | 0 | 0 | 0 | 0 | 0 | 0 | 0 | 0 | 0 | 0 | 0 | 0 | 0 | 0 | 0 | 0 | 0 | 0 | 0 | 0 | 0 | 0 | 12 | 1
NO |  | 70 | 2015 | 2 | 24 | 24 |  | Boise Bench | Grove | 138 | 138 | S P Wood | 10.39 | 0 | 2 | VARIOUS | 225602 | 1652772 | 1878374 | 0 | 0 | 0 | 0 | 0 | 0 | 0 | 0 | 0 | 0 | 0 | 0 | 0 | 0 | 0 | 0 | 0 | 0 | 0 | 0 | 12 | 1
NO |  | 70 | 2015 | 2 | 25 | 25 |  | Quartz | John Day | 138 | 138 | H Wood | 67.32 | 0 | 1 | 397.5 ACSR | 92173 | 2463550 | 2555723 | 0 | 0 | 0 | 0 | 0 | 0 | 0 | 0 | 0 | 0 | 0 | 0 | 0 | 0 | 0 | 0 | 0 | 0 | 0 | 0 | 12 | 1
NO |  | 70 | 2015 | 2 | 26 | 26 |  | Sinker Creek Tap |  | 138 | 138 | H Wood | 2.8 | 0 | 1 | VARIOUS | 20 | 77199 | 77219 | 0 | 0 | 0 | 0 | 0 | 0 | 0 | 0 | 0 | 0 | 0 | 0 | 0 | 0 | 0 | 0 | 0 | 0 | 0 | 0 | 12 | 1
NO |  | 70 | 2015 | 2 | 27 | 27 |  | Mora | Cloverdale | 138 | 138 | H Wood | 2.51 | 0 | 1 | 715.5 ACSR | 3123380 | 8853560 | 11976940 | 0 | 0 | 0 | 0 | 0 | 0 | 0 | 0 | 0 | 0 | 0 | 0 | 0 | 0 | 0 | 0 | 0 | 0 | 0 | 0 | 12 | 1
NO |  | 70 | 2015 | 2 | 28 | 28 |  | Mora | Cloverdale | 138 | 138 | S P Wood | 22.28 | 0 | 1 | VARIOUS | 0 | 0 | 0 | 0 | 0 | 0 | 0 | 0 | 0 | 0 | 0 | 0 | 0 | 0 | 0 | 0 | 0 | 0 | 0 | 0 | 0 | 0 | 0 | 12 | 1
NO |  | 70 | 2015 | 2 | 29 | 29 |  | Mora | Cloverdale | 138 | 138 | S P Steel | 0.96 | 0 | 2 | 795AAC | 0 | 0 | 0 | 0 | 0 | 0 | 0 | 0 | 0 | 0 | 0 | 0 | 0 | 0 | 0 | 0 | 0 | 0 | 0 | 0 | 0 | 0 | 0 | 12 | 1
NO |  | 70 | 2015 | 2 | 30 | 30 |  | Stoddard Jct | Stoddard Sub | 138 | 138 | S P Steel | 3.8 | 0 | 1 | 1272 ACSR | 0 | 0 | 0 | 0 | 0 | 0 | 0 | 0 | 0 | 0 | 0 | 0 | 0 | 0 | 0 | 0 | 0 | 0 | 0 | 0 | 0 | 0 | 0 | 12 | 1
NO |  | 70 | 2015 | 2 | 31 | 31 |  | Fossil Gulch Tap |  | 138 | 138 | H Wood | 1.95 | 0 | 1 | 250 COPPER | 450 | 187848 | 188298 | 0 | 0 | 0 | 0 | 0 | 0 | 0 | 0 | 0 | 0 | 0 | 0 | 0 | 0 | 0 | 0 | 0 | 0 | 0 | 0 | 12 | 1
NO |  | 70 | 2015 | 2 | 32 | 32 |  | Wood River | Midpoint | 138 | 138 | H Wood | 53.08 | 0 | 2 | 397.5 ACSR | 349712 | 7115557 | 7465269 | 0 | 0 | 0 | 0 | 0 | 0 | 0 | 0 | 0 | 0 | 0 | 0 | 0 | 0 | 0 | 0 | 0 | 0 | 0 | 0 | 12 | 1
NO |  | 70 | 2015 | 2 | 33 | 33 |  | Wood River | Midpoint | 138 | 138 | S P Wood | 16.69 | 0 | 2 | 397.5 ACSR | 0 | 0 | 0 | 0 | 0 | 0 | 0 | 0 | 0 | 0 | 0 | 0 | 0 | 0 | 0 | 0 | 0 | 0 | 0 | 0 | 0 | 0 | 0 | 12 | 1
NO |  | 70 | 2015 | 2 | 34 | 34 |  | Oxbow | McCall | 138 | 138 | H Wood | 37.15 | 0 | 1 | 397.5 ACSR | 141534 | 2679939 | 2821473 | 0 | 0 | 0 | 0 | 0 | 0 | 0 | 0 | 0 | 0 | 0 | 0 | 0 | 0 | 0 | 0 | 0 | 0 | 0 | 0 | 12 | 1
NO |  | 70 | 2015 | 2 | 35 | 35 |  | Oxbow | McCall | 138 | 138 | S P Wood | 2.32 | 0 | 1 | 397.5 ACSR | 0 | 0 | 0 | 0 | 0 | 0 | 0 | 0 | 0 | 0 | 0 | 0 | 0 | 0 | 0 | 0 | 0 | 0 | 0 | 0 | 0 | 0 | 0 | 12 | 1
NO |  | 70 | 2015 | 3 | 1 | 1 |  | Lowell Jct | Nampa | 138 | 138 | S P Wood | 7.5 | 0 | 2 | 715.5 ACSR | 211131 | 1454879 | 1666010 | 0 | 0 | 0 | 0 | 0 | 0 | 0 | 0 | 0 | 0 | 0 | 0 | 0 | 0 | 0 | 0 | 0 | 0 | 0 | 0 | 12 | 1
NO |  | 70 | 2015 | 3 | 2 | 2 |  | Hunt | Milner | 138 | 138 | S P Wood | 19.4 | 0 | 1 | 715.5 ACSR | 3324 | 1426231 | 1429555 | 0 | 0 | 0 | 0 | 0 | 0 | 0 | 0 | 0 | 0 | 0 | 0 | 0 | 0 | 0 | 0 | 0 | 0 | 0 | 0 | 12 | 1
NO |  | 70 | 2015 | 3 | 3 | 3 |  | Strike | Bruneau Bridge | 138 | 138 | H Wood | 13.5 | 0 | 1 | 397.5 ACSR | 14927 | 616667 | 631594 | 0 | 0 | 0 | 0 | 0 | 0 | 0 | 0 | 0 | 0 | 0 | 0 | 0 | 0 | 0 | 0 | 0 | 0 | 0 | 0 | 12 | 1
NO |  | 70 | 2015 | 3 | 4 | 4 |  | American Falls | Kramer Sub | 138 | 138 | S P Wood | 18.46 | 0 | 2 | 715.5 ACSR | 13734 | 1077292 | 1091026 | 0 | 0 | 0 | 0 | 0 | 0 | 0 | 0 | 0 | 0 | 0 | 0 | 0 | 0 | 0 | 0 | 0 | 0 | 0 | 0 | 12 | 1
NO |  | 70 | 2015 | 3 | 5 | 5 |  | Pingree | Haven | 138 | 138 | S P Wood | 11.72 | 0 | 1 | 397.5 ACSR | 18223 | 1281344 | 1299567 | 0 | 0 | 0 | 0 | 0 | 0 | 0 | 0 | 0 | 0 | 0 | 0 | 0 | 0 | 0 | 0 | 0 | 0 | 0 | 0 | 12 | 1
NO |  | 70 | 2015 | 3 | 6 | 6 |  | Midpoint | Twin Falls | 138 | 138 | S P Wood | 25.22 | 0 | 2 | VARIOUS | 66256 | 3110194 | 3176450 | 0 | 0 | 0 | 0 | 0 | 0 | 0 | 0 | 0 | 0 | 0 | 0 | 0 | 0 | 0 | 0 | 0 | 0 | 0 | 0 | 12 | 1
NO |  | 70 | 2015 | 3 | 7 | 7 |  | Twin Falls | Russett | 138 | 138 | S P Wood | 1.69 | 0 | 1 | 715.5 ACSR | 16790 | 213033 | 229823 | 0 | 0 | 0 | 0 | 0 | 0 | 0 | 0 | 0 | 0 | 0 | 0 | 0 | 0 | 0 | 0 | 0 | 0 | 0 | 0 | 12 | 1
NO |  | 70 | 2015 | 3 | 8 | 8 |  | Blackfoot | Aiken | 46 | 138 | S P Wood | 6.17 | 0 | 2 | 715.5 ACSR | 13616 | 529756 | 543372 | 0 | 0 | 0 | 0 | 0 | 0 | 0 | 0 | 0 | 0 | 0 | 0 | 0 | 0 | 0 | 0 | 0 | 0 | 0 | 0 | 12 | 1
NO |  | 70 | 2015 | 3 | 9 | 9 |  | Peterson | Tendoy | 69 | 138 | H Wood | 57.1 | 0 | 1 | 397.5 ACSR | 395696 | 3540775 | 3936471 | 0 | 0 | 0 | 0 | 0 | 0 | 0 | 0 | 0 | 0 | 0 | 0 | 0 | 0 | 0 | 0 | 0 | 0 | 0 | 0 | 12 | 1
NO |  | 70 | 2015 | 3 | 10 | 10 |  | Eastgate Tap | Eastgate | 138 | 138 | S P Wood | 6.36 | 0 | 1 | 715.5 ACSR | 343955 | 2138853 | 2482808 | 0 | 0 | 0 | 0 | 0 | 0 | 0 | 0 | 0 | 0 | 0 | 0 | 0 | 0 | 0 | 0 | 0 | 0 | 0 | 0 | 12 | 1
NO |  | 70 | 2015 | 3 | 11 | 11 |  | Kimberly Tap | Kimberly | 138 | 138 | S P Steel | 1.84 | 0 | 2 | 795 ACSR | 0 | 0 | 0 | 0 | 0 | 0 | 0 | 0 | 0 | 0 | 0 | 0 | 0 | 0 | 0 | 0 | 0 | 0 | 0 | 0 | 0 | 0 | 0 | 12 | 1
NO |  | 70 | 2015 | 3 | 12 | 12 |  | Boise Bench | Mora | 138 | 138 | H Wood | 13.14 | 0 | 2 | 715.5 ACSR | 14697 | 811164 | 825861 | 0 | 0 | 0 | 0 | 0 | 0 | 0 | 0 | 0 | 0 | 0 | 0 | 0 | 0 | 0 | 0 | 0 | 0 | 0 | 0 | 12 | 1
NO |  | 70 | 2015 | 3 | 13 | 13 |  | Bowmont-Caldwell | Simplot Sub | 138 | 138 | S P Wood | 0.51 | 0 | 1 | 795 AAC | 0 | 50319 | 50319 | 0 | 0 | 0 | 0 | 0 | 0 | 0 | 0 | 0 | 0 | 0 | 0 | 0 | 0 | 0 | 0 | 0 | 0 | 0 | 0 | 12 | 1
NO |  | 70 | 2015 | 3 | 14 | 14 |  | Gary Lane | Eagle | 138 | 138 | S P Wood | 6.65 | 0 | 1 | 795 AAC | 489037 | 2165954 | 2654991 | 0 | 0 | 0 | 0 | 0 | 0 | 0 | 0 | 0 | 0 | 0 | 0 | 0 | 0 | 0 | 0 | 0 | 0 | 0 | 0 | 12 | 1
NO |  | 70 | 2015 | 3 | 15 | 15 |  | Locust Grove | Blackcat Sub | 138 | 138 | S P Steel | 9.25 | 2.98 | 1 | 1272 ACSR | 935810 | 3503157 | 4438967 | 0 | 0 | 0 | 0 | 0 | 0 | 0 | 0 | 0 | 0 | 0 | 0 | 0 | 0 | 0 | 0 | 0 | 0 | 0 | 0 | 12 | 1
NO |  | 70 | 2015 | 3 | 16 | 16 |  | Boise Bench | Butler | 138 | 138 | S P Wood | 0.14 | 4.02 | 1 | 1272 ACSR | 34687 | 838605 | 873292 | 0 | 0 | 0 | 0 | 0 | 0 | 0 | 0 | 0 | 0 | 0 | 0 | 0 | 0 | 0 | 0 | 0 | 0 | 0 | 0 | 12 | 1
NO |  | 70 | 2015 | 3 | 17 | 17 |  | Eagle | Star | 138 | 138 | S P Wood | 6.74 | 0 | 1 | 715.5 ACSR | 179817 | 2932783 | 3112600 | 0 | 0 | 0 | 0 | 0 | 0 | 0 | 0 | 0 | 0 | 0 | 0 | 0 | 0 | 0 | 0 | 0 | 0 | 0 | 0 | 12 | 1
NO |  | 70 | 2015 | 3 | 18 | 18 |  | Karcher Sub | Zilog Tap | 138 | 138 | S P Steel | 3.6 | 0 | 1 | 795 AAC | 43035 | 434341 | 477376 | 0 | 0 | 0 | 0 | 0 | 0 | 0 | 0 | 0 | 0 | 0 | 0 | 0 | 0 | 0 | 0 | 0 | 0 | 0 | 0 | 12 | 1
NO |  | 70 | 2015 | 3 | 19 | 19 |  | Cloverdale - 712 | 712 - Wye | 138 | 138 | S P Steel | 0.43 | 4.02 | 1 | 1272 ACSR | 140412 | 2577075 | 2717487 | 0 | 0 | 0 | 0 | 0 | 0 | 0 | 0 | 0 | 0 | 0 | 0 | 0 | 0 | 0 | 0 | 0 | 0 | 0 | 0 | 12 | 1
NO |  | 70 | 2015 | 3 | 20 | 20 |  | Victory Jct | Victory | 138 | 138 | S P Steel | 1.89 | 0 | 1 | 1272 ACSR | 0 | 0 | 0 | 0 | 0 | 0 | 0 | 0 | 0 | 0 | 0 | 0 | 0 | 0 | 0 | 0 | 0 | 0 | 0 | 0 | 0 | 0 | 0 | 12 | 1
NO |  | 70 | 2015 | 3 | 21 | 21 |  | Butler | Wye | 138 | 138 | S P Steel | 2.94 | 0 | 1 | 795 ACSR | 134471 | 1405436 | 1539907 | 0 | 0 | 0 | 0 | 0 | 0 | 0 | 0 | 0 | 0 | 0 | 0 | 0 | 0 | 0 | 0 | 0 | 0 | 0 | 0 | 12 | 1
NO |  | 70 | 2015 | 3 | 22 | 22 |  | Horseflat | Starkey | 138 | 138 | H Wood | 33.97 | 0 | 1 | 715.5 ACSR | 2473833 | 18884762 | 21358595 | 0 | 0 | 0 | 0 | 0 | 0 | 0 | 0 | 0 | 0 | 0 | 0 | 0 | 0 | 0 | 0 | 0 | 0 | 0 | 0 | 12 | 1
NO |  | 70 | 2015 | 3 | 23 | 23 |  | Starkey | Mccall | 138 | 138 | S P Steel | 2.23 | 0 | 2 | 715.5 ACSR | 0 | 0 | 0 | 0 | 0 | 0 | 0 | 0 | 0 | 0 | 0 | 0 | 0 | 0 | 0 | 0 | 0 | 0 | 0 | 0 | 0 | 0 | 0 | 12 | 1
NO |  | 70 | 2015 | 3 | 24 | 24 |  | Starkey | Mccall | 138 | 138 | H Wood | 3.8 | 0 | 1 | 715.5 ACSR | 0 | 0 | 0 | 0 | 0 | 0 | 0 | 0 | 0 | 0 | 0 | 0 | 0 | 0 | 0 | 0 | 0 | 0 | 0 | 0 | 0 | 0 | 0 | 12 | 1
NO |  | 70 | 2015 | 3 | 25 | 25 |  | Starkey | Mccall | 138 | 138 | S P Steel | 1.5 | 0 | 1 | 715.5 ACSR | 0 | 0 | 0 | 0 | 0 | 0 | 0 | 0 | 0 | 0 | 0 | 0 | 0 | 0 | 0 | 0 | 0 | 0 | 0 | 0 | 0 | 0 | 0 | 12 | 1
NO |  | 70 | 2015 | 3 | 26 | 26 |  | Starkey | Mccall | 138 | 138 | S P Wood | 17.61 | 0 | 1 | 715.5 ACSR | 0 | 0 | 0 | 0 | 0 | 0 | 0 | 0 | 0 | 0 | 0 | 0 | 0 | 0 | 0 | 0 | 0 | 0 | 0 | 0 | 0 | 0 | 0 | 12 | 1
NO |  | 70 | 2015 | 3 | 27 | 27 |  | Chestnut | Happy Valley | 138 | 138 | S P Steel | 2.78 | 0 | 1 | 1272 ACSR | 78579 | 2219508 | 2298087 | 0 | 0 | 0 | 0 | 0 | 0 | 0 | 0 | 0 | 0 | 0 | 0 | 0 | 0 | 0 | 0 | 0 | 0 | 0 | 0 | 12 | 1
NO |  | 70 | 2015 | 3 | 28 | 28 |  | Garnet | Ward | 0 | 138 |  | 0 | 0 | 0 |  | 40580 | 0 | 40580 | 0 | 0 | 0 | 0 | 0 | 0 | 0 | 0 | 0 | 0 | 0 | 0 | 0 | 0 | 0 | 0 | 0 | 0 | 0 | 0 | 12 | 1
NO |  | 70 | 2015 | 3 | 29 | 29 |  | McCall | Lake Fork | 138 | 138 | S P Wood | 8.89 | 0 | 1 | 715.5 ACSR | 331539 | 4682879 | 5014418 | 0 | 0 | 0 | 0 | 0 | 0 | 0 | 0 | 0 | 0 | 0 | 0 | 0 | 0 | 0 | 0 | 0 | 0 | 0 | 0 | 12 | 1
NO |  | 70 | 2015 | 3 | 30 | 30 |  | McCall | Lake Fork | 138 | 138 | S Steel | 2.9 | 0 | 0 |  | 0 | 0 | 0 | 0 | 0 | 0 | 0 | 0 | 0 | 0 | 0 | 0 | 0 | 0 | 0 | 0 | 0 | 0 | 0 | 0 | 0 | 0 | 0 | 12 | 1
NO |  | 70 | 2015 | 3 | 31 | 31 |  | Caldwell | Willis | 138 | 138 | S P Steel | 1.3 | 0 | 1 | 1272 ACSR | 272231 | 2141218 | 2413449 | 0 | 0 | 0 | 0 | 0 | 0 | 0 | 0 | 0 | 0 | 0 | 0 | 0 | 0 | 0 | 0 | 0 | 0 | 0 | 0 | 12 | 1
NO |  | 70 | 2015 | 3 | 32 | 32 |  | Caldwell | Willis | 138 | 138 | S P Steel | 1.59 | 0 | 1 | 795 ACSR | 0 | 0 | 0 | 0 | 0 | 0 | 0 | 0 | 0 | 0 | 0 | 0 | 0 | 0 | 0 | 0 | 0 | 0 | 0 | 0 | 0 | 0 | 0 | 12 | 1
NO |  | 70 | 2015 | 3 | 33 | 33 |  | Caldwell | Willis | 138 | 138 | S P Wood | 0.87 | 0 | 1 | 795 ACSR | 0 | 0 | 0 | 0 | 0 | 0 | 0 | 0 | 0 | 0 | 0 | 0 | 0 | 0 | 0 | 0 | 0 | 0 | 0 | 0 | 0 | 0 | 0 | 12 | 1
NO |  | 70 | 2015 | 3 | 34 | 34 |  | Valivue Tap |  | 138 | 138 | S P Steel | 0.8 | 0 | 2 | 795 ACSR | 0 | 351497 | 351497 | 0 | 0 | 0 | 0 | 0 | 0 | 0 | 0 | 0 | 0 | 0 | 0 | 0 | 0 | 0 | 0 | 0 | 0 | 0 | 0 | 12 | 1
NO |  | 70 | 2015 | 3 | 35 | 35 |  | Bowmont | Happy Valley | 138 | 138 | S P Steel | 8.72 | 0 | 1 | 1272 ACSR | 691728 | 6045286 | 6737014 | 0 | 0 | 0 | 0 | 0 | 0 | 0 | 0 | 0 | 0 | 0 | 0 | 0 | 0 | 0 | 0 | 0 | 0 | 0 | 0 | 12 | 1
NO |  | 70 | 2015 | 4 | 1 | 1 |  | Antelope | Scoville | 138 | 138 | H Wood | 0.12 | 0 | 1 | 397.5 ACSR | 0 | 11121 | 11121 | 0 | 0 | 0 | 0 | 0 | 650700453 | 0 | 0 | 0 | 0 | 0 | 0 | 0 | 0 | 0 | 0 | 0 | 0 | 0 | 0 | 12 | 1
NO |  | 70 | 2015 | 4 | 2 | 2 |  | American Falls | Wheelon | 138 | 138 | H Wood | 1.05 | 0 | 1 | 250 COPPER | 0 | 96249 | 96249 | 0 | 0 | 0 | 0 | 0 | 650700454 | 0 | 0 | 0 | 0 | 0 | 0 | 0 | 0 | 0 | 0 | 0 | 0 | 0 | 0 | 12 | 1
NO |  | 70 | 2015 | 4 | 3 | 3 |  | Kinport | Don #1 | 138 | 138 | S Tower | 1.32 | 0 | 2 | 715.5 ACSR | 1174 | 225641 | 226815 | 0 | 0 | 0 | 0 | 0 | 0 | 0 | 0 | 0 | 0 | 0 | 0 | 0 | 0 | 0 | 0 | 0 | 0 | 0 | 0 | 12 | 1
NO |  | 70 | 2015 | 4 | 4 | 4 |  | Donn | HOKU | 138 | 138 | S P Steel | 2.72 | 0 | 1 | 1272 ACSR | 190 | 4594 | 4784 | 0 | 0 | 0 | 0 | 0 | 0 | 0 | 0 | 0 | 0 | 0 | 0 | 0 | 0 | 0 | 0 | 0 | 0 | 0 | 0 | 12 | 1
NO |  | 70 | 2015 | 4 | 5 | 5 |  | HOKU | Alamed | 138 | 138 | S P Steel | 0.22 | 0 | 2 | 1272 ACSR | 0 | 0 | 0 | 0 | 0 | 0 | 0 | 0 | 0 | 0 | 0 | 0 | 0 | 0 | 0 | 0 | 0 | 0 | 0 | 0 | 0 | 0 | 0 | 12 | 1
NO |  | 70 | 2015 | 4 | 6 | 6 |  | HOKU | Alamed | 138 | 138 | S P Steel | 0.23 | 0 | 2 | 795 ACSR | 0 | 0 | 0 | 0 | 0 | 0 | 0 | 0 | 0 | 0 | 0 | 0 | 0 | 0 | 0 | 0 | 0 | 0 | 0 | 0 | 0 | 0 | 0 | 12 | 1
NO |  | 70 | 2015 | 4 | 7 | 7 |  | HOKU | Alamed | 138 | 138 | S P Steel | 2.85 | 0 | 1 | 795 ACSR | 0 | 0 | 0 | 0 | 0 | 0 | 0 | 0 | 0 | 0 | 0 | 0 | 0 | 0 | 0 | 0 | 0 | 0 | 0 | 0 | 0 | 0 | 0 | 12 | 1
NO |  | 70 | 2015 | 4 | 8 | 8 |  | Rockland Jct | Rockland Wind Farm | 138 | 138 | S P Steel | 5.3 | 0 | 1 | 795 ACSR | 0 | -16973 | -16973 | 0 | 0 | 0 | 0 | 0 | 0 | 0 | 0 | 0 | 0 | 0 | 0 | 0 | 0 | 0 | 0 | 0 | 0 | 0 | 0 | 12 | 1
NO |  | 70 | 2015 | 4 | 9 | 9 |  | King | Justice | 138 | 138 | S P Wood | 0.11 | 0 | 1 | 1590 ACSR | 0 | 60659 | 60659 | 0 | 0 | 0 | 0 | 0 | 0 | 0 | 0 | 0 | 0 | 0 | 0 | 0 | 0 | 0 | 0 | 0 | 0 | 0 | 0 | 12 | 1
NO |  | 70 | 2015 | 4 | 10 | 10 |  | NorthView Tap |  | 138 | 138 | S P Wood | 6.17 | 0 | 1 | 715.5 ACSR | 0 | 4177555 | 4177555 | 0 | 0 | 0 | 0 | 0 | 0 | 0 | 0 | 0 | 0 | 0 | 0 | 0 | 0 | 0 | 0 | 0 | 0 | 0 | 0 | 12 | 1
NO |  | 70 | 2015 | 4 | 11 | 11 |  | Twin Falls PP Tap |  | 138 | 138 | H Wood | 0.99 | 0 | 1 | 250 COPPER | 58 | 63264 | 63322 | 0 | 0 | 0 | 0 | 0 | 0 | 0 | 0 | 0 | 0 | 0 | 0 | 0 | 0 | 0 | 0 | 0 | 0 | 0 | 0 | 12 | 1
NO |  | 70 | 2015 | 4 | 12 | 12 |  | American Falls PP | Amercian Falls Trans ST | 138 | 138 | S P Steel | 0.38 | 0 | 1 | 715.5 ACSR | 0 | 76560 | 76560 | 0 | 0 | 0 | 0 | 0 | 0 | 0 | 0 | 0 | 0 | 0 | 0 | 0 | 0 | 0 | 0 | 0 | 0 | 0 | 0 | 12 | 1
NO |  | 70 | 2015 | 4 | 13 | 13 |  | Lower Salmon | King Tie | 138 | 138 | H Wood | 0.11 | 0 | 1 | 397.5 ACSR | 0 | 4406 | 4406 | 0 | 0 | 0 | 0 | 0 | 0 | 0 | 0 | 0 | 0 | 0 | 0 | 0 | 0 | 0 | 0 | 0 | 0 | 0 | 0 | 12 | 1
NO |  | 70 | 2015 | 4 | 14 | 14 |  | C J Strike | Strike Jct | 138 | 138 | S Tower | 4.3 | 0 | 2 | 715.5 ACSR | 1074 | 622115 | 623189 | 0 | 0 | 0 | 0 | 0 | 0 | 0 | 0 | 0 | 0 | 0 | 0 | 0 | 0 | 0 | 0 | 0 | 0 | 0 | 0 | 12 | 1
NO |  | 70 | 2015 | 4 | 15 | 15 |  | Strike Jct | Mountain Home Jct | 138 | 138 | H Wood | 23.42 | 0 | 1 | 397.5 ACSR | 6332 | 2569728 | 2576060 | 0 | 0 | 0 | 0 | 0 | 0 | 0 | 0 | 0 | 0 | 0 | 0 | 0 | 0 | 0 | 0 | 0 | 0 | 0 | 0 | 12 | 1
NO |  | 70 | 2015 | 4 | 16 | 16 |  | Strike Jct | Bowmont | 0 | 138 | H Wood | 0.05 | 0 | 1 | 715.5 ACSR | 86651 | 2516180 | 2602831 | 0 | 0 | 0 | 0 | 0 | 0 | 0 | 0 | 0 | 0 | 0 | 0 | 0 | 0 | 0 | 0 | 0 | 0 | 0 | 0 | 12 | 1
NO |  | 70 | 2015 | 4 | 17 | 17 |  | Strike Jct | Bowmont | 138 | 138 | S Tower | 0.36 | 0 | 1 | 715.5 ACSR | 0 | 0 | 0 | 0 | 0 | 0 | 0 | 0 | 0 | 0 | 0 | 0 | 0 | 0 | 0 | 0 | 0 | 0 | 0 | 0 | 0 | 0 | 0 | 12 | 1
NO |  | 70 | 2015 | 4 | 18 | 18 |  | Strike Jct | Bowmont | 138 | 138 | H Wood | 68.2 | 0 | 1 |  | 0 | 0 | 0 | 0 | 0 | 0 | 0 | 0 | 0 | 0 | 0 | 0 | 0 | 0 | 0 | 0 | 0 | 0 | 0 | 0 | 0 | 0 | 0 | 12 | 1
NO |  | 70 | 2015 | 4 | 19 | 19 |  | Lucky Peak | Lucky Peak Jct | 138 | 138 | H Wood | 4.48 | 0 | 2 | 715.5 ACSR | 7 | 279481 | 279488 | 0 | 0 | 0 | 0 | 0 | 0 | 0 | 0 | 0 | 0 | 0 | 0 | 0 | 0 | 0 | 0 | 0 | 0 | 0 | 0 | 12 | 1
NO |  | 70 | 2015 | 4 | 20 | 20 |  | Bliss | King | 138 | 138 | H Wood | 10.47 | 0 | 1 | 715.5 ACSR | 5620 | 1366840 | 1372460 | 0 | 0 | 0 | 0 | 0 | 0 | 0 | 0 | 0 | 0 | 0 | 0 | 0 | 0 | 0 | 0 | 0 | 0 | 0 | 0 | 12 | 1
NO |  | 70 | 2015 | 4 | 21 | 21 |  | Milner Deadend | Milner PP | 138 | 138 | S P Wood | 1.3 | 0 | 1 | 715.5 ACSR | 2814 | 183606 | 186420 | 0 | 0 | 0 | 0 | 0 | 0 | 0 | 0 | 0 | 0 | 0 | 0 | 0 | 0 | 0 | 0 | 0 | 0 | 0 | 0 | 12 | 1
NO |  | 70 | 2015 | 4 | 22 | 22 |  | Swan Falls Tap |  | 138 | 138 | H Wood | 1 | 0 | 1 | 397.5 ACSR | 17818 | 261512 | 279330 | 0 | 0 | 0 | 0 | 0 | 0 | 0 | 0 | 0 | 0 | 0 | 0 | 0 | 0 | 0 | 0 | 0 | 0 | 0 | 0 | 12 | 1
SI/NO | A | 70 | 2015 | 4 | 26 | 26 |  | Hines | BPA (Harney) | 115 | 115 | H Wood | 3.35 | 0 | 1 | 397.5 ACSR | 1978 | 63404 | 65382 | 0 | 0 | 0 | 1189.8623 | 0 | 0 | 0 | 0 | 0 | 0 | 0 | 0 | 0 | 0 | 0 | 0 | 0 | 0 | 0 | 0 | 12 | 1
SI/NO | A | 70 | 2015 | 4 | 29 | 29 |  | 69 Kv Lines |  | 69 | 69 | H Wood | 167.03 | 0 | 1 | VARIOUS | 1680630 | 66163470 | 67844100 | 0 | 0 | 0 | 1234669.083 | 0 | 0 | 0 | 0 | 0 | 0 | 0 | 0 | 0 | 0 | 0 | 0 | 0 | 0 | 0 | 0 | 12 | 1
SI/NO | A | 70 | 2015 | 4 | 30 | 30 |  | 69 Kv Lines |  | 69 | 69 | S P Wood | 928.75 | 0 | 1 | VARIOUS | 0 | 0 | 0 | 0 | 0 | 0 | 0 | 0 | 0 | 0 | 0 | 0 | 0 | 0 | 0 | 0 | 0 | 0 | 0 | 0 | 0 | 0 | 0 | 12 | 1
SI/NO | A | 70 | 2015 | 4 | 33 | 33 |  | 46 Kv Lines |  | 46 | 46 | S P Wood | 408.7 | 0 | 1 | VARIOUS | 194536 | 18194925 | 18389461 | 0 | 0 | 0 | 334662.8366 | 0 | 0 | 0 | 0 | 0 | 0 | 0 | 0 | 0 | 0 | 0 | 0 | 0 | 0 | 0 | 0 | 12 | 1
NO |  | 70 | 2015 | 4 | 34 | 34 |  |  |  | 0 | 0 |  | 0 | 0 | 0 |  | 0 | 0 | 0 | 8044636 | 3092363 | 3084849 | 14221848 | 0 | 0 | 0 | 0 | 0 | 0 | 0 | 0 | 0 | 0 | 0 | 0 | 0 | 0 | 0 | 0 | 12 | 1
NO |  | 70 | 2015 | 4 | 35 | 35 |  | Total all lines |  | 0 | 0 |  | 4769.03 | 11.02 | 203 |  | 32174968 | 555434671 | 587609639 | 8044636 | 3092363 | 3084849 | 14221848 | 0 | 0 | 0 | 0 | 0 | 0 | 0 | 0 | 0 | 0 | 0 | 0 | 0 | 0 | 0 | 0 | 12 | 1
NO |  | 72 | 2015 | 0 | 1 | 1 |  | Clifty Creek | Dearborn | 345 | 330 | Steel Tower | 42.2 | 0 | 2 | 1.75 in. | 167186 | 4570385 | 4737571 | 0 | 0 | 0 | 0 | 0 | 0 | 0 | 0 | 0 | 0 | 0 | 0 | 0 | 0 | 0 | 0 | 0 | 0 | 0 | 0 | 12 | 0
NO |  | 72 | 2015 | 0 | 2 | 2 |  |  |  | 0 | 0 |  | 0 | 0 | 0 | ACSR | 0 | 0 | 0 | 0 | 0 | 0 | 0 | 0 | 0 | 0 | 0 | 0 | 0 | 0 | 0 | 0 | 0 | 0 | 0 | 0 | 0 | 0 | 0 | 12 | 0
NO |  | 72 | 2015 | 0 | 4 | 4 |  | Clifty Creek | Ind.-Ky State Line | 0 | 0 |  | 0 | 0 | 0 |  | 0 | 0 | 0 | 0 | 0 | 0 | 0 | 0 | 0 | 0 | 0 | 0 | 0 | 0 | 0 | 0 | 0 | 0 | 0 | 0 | 0 | 0 | 0 | 12 | 0
NO |  | 72 | 2015 | 0 | 5 | 5 |  |  | (Pierce) | 345 | 330 | Steel Tower | 0.2 | 0 | 2 | 1.75 in. | 0 | 65275 | 65275 | 0 | 0 | 0 | 0 | 0 | 0 | 0 | 0 | 0 | 0 | 0 | 0 | 0 | 0 | 0 | 0 | 0 | 0 | 0 | 0 | 12 | 0
NO |  | 72 | 2015 | 0 | 6 | 6 |  |  |  | 0 | 0 |  | 0 | 0 | 0 | aluminum | 0 | 0 | 0 | 0 | 0 | 0 | 0 | 0 | 0 | 0 | 0 | 0 | 0 | 0 | 0 | 0 | 0 | 0 | 0 | 0 | 0 | 0 | 0 | 12 | 0
NO |  | 72 | 2015 | 0 | 8 | 8 |  | Dearborn | Ind.-Ky State Line | 0 | 0 |  | 0 | 0 | 0 |  | 0 | 0 | 0 | 0 | 0 | 0 | 0 | 0 | 0 | 0 | 0 | 0 | 0 | 0 | 0 | 0 | 0 | 0 | 0 | 0 | 0 | 0 | 0 | 12 | 0
NO |  | 72 | 2015 | 0 | 9 | 9 |  |  | (Pierce) | 345 | 330 | Steel Tower | 0.5 | 0 | 1 | 1.75 in. | 0 | 151149 | 151149 | 0 | 0 | 0 | 0 | 0 | 0 | 0 | 0 | 0 | 0 | 0 | 0 | 0 | 0 | 0 | 0 | 0 | 0 | 0 | 0 | 12 | 0
NO |  | 72 | 2015 | 0 | 10 | 10 |  |  |  | 0 | 0 |  | 0 | 0 | 0 | aluminum | 0 | 0 | 0 | 0 | 0 | 0 | 0 | 0 | 0 | 0 | 0 | 0 | 0 | 0 | 0 | 0 | 0 | 0 | 0 | 0 | 0 | 0 | 0 | 12 | 0
NO |  | 72 | 2015 | 0 | 12 | 12 |  | Clifty Creek | Junction Miami Ft.- | 0 | 0 |  | 0 | 0 | 0 |  | 0 | 0 | 0 | 0 | 0 | 0 | 0 | 0 | 0 | 0 | 0 | 0 | 0 | 0 | 0 | 0 | 0 | 0 | 0 | 0 | 0 | 0 | 0 | 12 | 0
NO |  | 72 | 2015 | 0 | 13 | 13 |  |  | Louisville Line | 138 | 132 | Steel Tower | 0.3 | 0 | 2 | 795,000 cm | 0 | 16982 | 16982 | 0 | 0 | 0 | 0 | 0 | 0 | 0 | 0 | 0 | 0 | 0 | 0 | 0 | 0 | 0 | 0 | 0 | 0 | 0 | 0 | 12 | 0
NO |  | 72 | 2015 | 0 | 14 | 14 |  |  |  | 0 | 0 |  | 0 | 0 | 0 | ACSR | 0 | 0 | 0 | 0 | 0 | 0 | 0 | 0 | 0 | 0 | 0 | 0 | 0 | 0 | 0 | 0 | 0 | 0 | 0 | 0 | 0 | 0 | 0 | 12 | 0
NO |  | 72 | 2015 | 0 | 16 | 16 |  | Clifty Creek | Ind.-Ky State Line | 0 | 0 |  | 0 | 0 | 0 |  | 0 | 0 | 0 | 0 | 0 | 0 | 0 | 0 | 0 | 0 | 0 | 0 | 0 | 0 | 0 | 0 | 0 | 0 | 0 | 0 | 0 | 0 | 0 | 12 | 0
NO |  | 72 | 2015 | 0 | 17 | 17 |  |  | (Carrollton) | 138 | 132 | Steel Tower | 1.5 | 0 | 1 | 556,000 cm | 0 | 0 | 0 | 0 | 0 | 0 | 0 | 0 | 0 | 0 | 0 | 0 | 0 | 0 | 0 | 0 | 0 | 0 | 0 | 0 | 0 | 0 | 0 | 12 | 0
NO |  | 72 | 2015 | 0 | 18 | 18 |  |  |  | 0 | 0 |  | 0 | 0 | 0 | ACSR | 0 | 0 | 0 | 0 | 0 | 0 | 0 | 0 | 0 | 0 | 0 | 0 | 0 | 0 | 0 | 0 | 0 | 0 | 0 | 0 | 0 | 0 | 0 | 12 | 0
NO |  | 72 | 2015 | 0 | 20 | 20 |  | Dearborn | Ind.-Ky State Line | 0 | 0 |  | 0 | 0 | 0 |  | 0 | 0 | 0 | 0 | 0 | 0 | 0 | 650720005 | 0 | 0 | 0 | 0 | 0 | 0 | 0 | 0 | 0 | 0 | 0 | 0 | 0 | 0 | 0 | 12 | 0
NO |  | 72 | 2015 | 0 | 21 | 21 |  |  | (Buffington-CG&E) | 345 | 330 | Steel Tower | 0 | 0.5 | 1 | 1.75 in. | 0 | 0 | 0 | 0 | 0 | 0 | 0 | 0 | 0 | 0 | 0 | 0 | 0 | 0 | 0 | 0 | 0 | 0 | 0 | 0 | 0 | 0 | 0 | 12 | 0
NO |  | 72 | 2015 | 0 | 22 | 22 |  |  |  | 0 | 0 |  | 0 | 0 | 0 | aluminum | 0 | 0 | 0 | 0 | 0 | 0 | 0 | 0 | 0 | 0 | 0 | 0 | 0 | 0 | 0 | 0 | 0 | 0 | 0 | 0 | 0 | 0 | 0 | 12 | 0
NO |  | 72 | 2015 | 0 | 24 | 24 |  | Expenses Applicable |  | 0 | 0 |  | 0 | 0 | 0 |  | 0 | 0 | 0 | 0 | 0 | 0 | 0 | 0 | 0 | 0 | 0 | 0 | 0 | 0 | 0 | 0 | 0 | 0 | 0 | 0 | 0 | 0 | 0 | 12 | 0
NO |  | 72 | 2015 | 0 | 25 | 25 |  | To all Lines |  | 0 | 0 |  | 0 | 0 | 0 |  | 0 | 0 | 0 | 230673 | 274758 | 0 | 505431 | 0 | 0 | 0 | 0 | 0 | 0 | 0 | 0 | 0 | 0 | 0 | 0 | 0 | 0 | 0 | 0 | 12 | 0
NO |  | 72 | 2015 | 0 | 36 | 36 |  | TOTAL |  | 0 | 0 |  | 44.7 | 0.5 | 9 |  | 167186 | 4803791 | 4970977 | 230673 | 274758 | 0 | 505431 | 0 | 0 | 0 | 0 | 0 | 0 | 0 | 0 | 0 | 0 | 0 | 0 | 0 | 0 | 0 | 0 | 12 | 0
NO |  | 73 | 2015 | 0 | 1 | 1 |  | STATE OF INDIANA |  | 0 | 0 |  | 0 | 0 | 0 |  | 0 | 0 | 0 | 0 | 0 | 0 | 0 | 0 | 0 | 0 | 0 | 0 | 0 | 0 | 0 | 0 | 0 | 0 | 0 | 0 | 0 | 0 | 0 | 12 | 1
NO |  | 73 | 2015 | 0 | 2 | 2 |  | 6128 DUMONT | JEFFERSON | 765 | 765 | ALUM TOWER | 202.76 | 0 | 1 | 4-954 MCM | 0 | 0 | 0 | 0 | 0 | 0 | 0 | 0 | 0 | 0 | 0 | 0 | 0 | 0 | 0 | 0 | 0 | 0 | 0 | 0 | 0 | 0 | 0 | 12 | 1
NO |  | 73 | 2015 | 0 | 3 | 3 |  | 6128 DUMONT | JEFFERSON | 765 | 765 | STEEL TOWER | 0.24 | 0 | 0 | 4-954 MCM | 0 | 0 | 0 | 0 | 0 | 0 | 0 | 0 | 0 | 0 | 0 | 0 | 0 | 0 | 0 | 0 | 0 | 0 | 0 | 0 | 0 | 0 | 0 | 12 | 1
NO |  | 73 | 2015 | 0 | 4 | 4 |  | 6136 DUMONT | WILTON CENTER | 765 | 765 | STEEL TOWER | 63 | 0 | 1 | 4-954 MCM | 0 | 0 | 0 | 0 | 0 | 0 | 0 | 0 | 0 | 0 | 0 | 0 | 0 | 0 | 0 | 0 | 0 | 0 | 0 | 0 | 0 | 0 | 0 | 12 | 1
NO |  | 73 | 2015 | 0 | 5 | 5 |  | 6141 DUMONT | MARYSVILLE | 765 | 765 | STEEL TOWER | 104 | 0 | 1 | 4-954 MCM | 0 | 0 | 0 | 0 | 0 | 0 | 0 | 0 | 0 | 0 | 0 | 0 | 0 | 0 | 0 | 0 | 0 | 0 | 0 | 0 | 0 | 0 | 0 | 12 | 1
NO |  | 73 | 2015 | 0 | 6 | 6 |  | 6215 D.C. COOK | DUMONT | 765 | 765 | STEEL TOWER | 20 | 0 | 1 | 4-954 MCM | 0 | 0 | 0 | 0 | 0 | 0 | 0 | 0 | 0 | 0 | 0 | 0 | 0 | 0 | 0 | 0 | 0 | 0 | 0 | 0 | 0 | 0 | 0 | 12 | 1
NO |  | 73 | 2015 | 0 | 7 | 7 |  | 6223 ROCKPORT | JEFFERSON | 765 | 765 | STEEL TOWER | 111 | 0 | 1 | 4-1351 MCM | 0 | 0 | 0 | 0 | 0 | 0 | 0 | 0 | 0 | 0 | 0 | 0 | 0 | 0 | 0 | 0 | 0 | 0 | 0 | 0 | 0 | 0 | 0 | 12 | 1
NO |  | 73 | 2015 | 0 | 8 | 8 |  | 6224 ROCKPORT | SULLIVAN | 765 | 765 | STEEL TOWER | 96.42 | 0 | 1 | 4-1351 MCM | 0 | 0 | 0 | 0 | 0 | 0 | 0 | 0 | 0 | 0 | 0 | 0 | 0 | 0 | 0 | 0 | 0 | 0 | 0 | 0 | 0 | 0 | 0 | 12 | 1
NO |  | 73 | 2015 | 0 | 9 | 9 |  | 6224 ROCKPORT | SULLIVAN | 765 | 765 | STEEL | 0.58 | 0 | 0 | 4-1351 KCM | 0 | 0 | 0 | 0 | 0 | 0 | 0 | 0 | 0 | 0 | 0 | 0 | 0 | 0 | 0 | 0 | 0 | 0 | 0 | 0 | 0 | 0 | 0 | 12 | 1
NO |  | 73 | 2015 | 0 | 10 | 10 |  | 6226 JEFFERSON | WEST | 765 | 765 |  | 0 | 0 | 0 |  | 0 | 0 | 0 | 0 | 0 | 0 | 0 | 0 | 0 | 0 | 0 | 0 | 0 | 0 | 0 | 0 | 0 | 0 | 0 | 0 | 0 | 0 | 0 | 12 | 1
NO |  | 73 | 2015 | 0 | 11 | 11 |  | 6236 HANGING ROCK | JEFFERSON | 765 | 765 | STEEL TOWER | 1 | 0 | 1 | 4-1351 MCM | 0 | 0 | 0 | 0 | 0 | 0 | 0 | 0 | 0 | 0 | 0 | 0 | 0 | 0 | 0 | 0 | 0 | 0 | 0 | 0 | 0 | 0 | 0 | 12 | 1
NO |  | 73 | 2015 | 0 | 12 | 12 |  | 0675 TANNERS CREEK | SORENSON | 345 | 345 | STEEL TOWER | 136 | 0 | 2 | 1275 MCM | 0 | 0 | 0 | 0 | 0 | 0 | 0 | 0 | 0 | 0 | 0 | 0 | 0 | 0 | 0 | 0 | 0 | 0 | 0 | 0 | 0 | 0 | 0 | 12 | 1
NO |  | 73 | 2015 | 0 | 13 | 13 |  | 0676 SORENSON | EAST LIMA | 345 | 345 | STEEL TOWER | 30 | 0 | 1 | 1275 MCM | 0 | 0 | 0 | 0 | 0 | 0 | 0 | 0 | 0 | 0 | 0 | 0 | 0 | 0 | 0 | 0 | 0 | 0 | 0 | 0 | 0 | 0 | 0 | 12 | 1
NO |  | 73 | 2015 | 0 | 14 | 14 |  | 0677 BREED | DEQUINE EAST | 345 | 345 | STEEL TOWER | 188.19 | 0 | 2 | 1414 MCM | 0 | 0 | 0 | 0 | 0 | 0 | 0 | 0 | 0 | 0 | 0 | 0 | 0 | 0 | 0 | 0 | 0 | 0 | 0 | 0 | 0 | 0 | 0 | 12 | 1
NO |  | 73 | 2015 | 0 | 15 | 15 |  | 0678 DEQUINE | OLIVE | 345 | 345 | STEEL TOWER | 0.45 | 0 | 0 | 2303 ACSR 54/37 | 0 | 0 | 0 | 0 | 0 | 0 | 0 | 0 | 0 | 0 | 0 | 0 | 0 | 0 | 0 | 0 | 0 | 0 | 0 | 0 | 0 | 0 | 0 | 12 | 1
NO |  | 73 | 2015 | 0 | 16 | 16 |  | 0679 SORENSON | OLIVE | 345 | 345 | STEEL TOWER | 78 | 0 | 2 | 1414 MCM | 0 | 0 | 0 | 0 | 0 | 0 | 0 | 0 | 0 | 0 | 0 | 0 | 0 | 0 | 0 | 0 | 0 | 0 | 0 | 0 | 0 | 0 | 0 | 12 | 1
NO |  | 73 | 2015 | 0 | 17 | 17 |  | 0680 OLIVE | GOODINGS GROVE | 345 | 345 | STEEL TOWER | 41 | 0 | 2 | 1414 MCM | 0 | 0 | 0 | 0 | 0 | 0 | 0 | 0 | 0 | 0 | 0 | 0 | 0 | 0 | 0 | 0 | 0 | 0 | 0 | 0 | 0 | 0 | 0 | 12 | 1
NO |  | 73 | 2015 | 0 | 18 | 18 |  | 0683 DESOTO | JCT TOWER (MAR. CO) | 345 | 345 | STEEL TOWER | 53 | 6 | 1 | 2-954 MCM | 0 | 0 | 0 | 0 | 0 | 0 | 0 | 0 | 0 | 0 | 0 | 0 | 0 | 0 | 0 | 0 | 0 | 0 | 0 | 0 | 0 | 0 | 0 | 12 | 1
NO |  | 73 | 2015 | 0 | 19 | 19 |  | 0684 TANNERS CREEK | JUNCTION TOWER | 345 | 345 | ST & ALUM TWR | 80 | 0 | 1 | 2-954 MCM | 0 | 0 | 0 | 0 | 0 | 0 | 0 | 0 | 0 | 0 | 0 | 0 | 0 | 0 | 0 | 0 | 0 | 0 | 0 | 0 | 0 | 0 | 0 | 12 | 1
NO |  | 73 | 2015 | 0 | 20 | 20 |  | 0685 HANNA | JUNCTION TOWER | 345 | 345 |  | 0 | 0 | 0 |  | 0 | 0 | 0 | 0 | 0 | 0 | 0 | 0 | 0 | 0 | 0 | 0 | 0 | 0 | 0 | 0 | 0 | 0 | 0 | 0 | 0 | 0 | 0 | 12 | 1
NO |  | 73 | 2015 | 0 | 21 | 21 |  | 0687 TANNERS CREEK | MIAMI FORT | 345 | 345 | STEEL TOWER | 0 | 0 | 2 | 2-954 MCM | 0 | 0 | 0 | 0 | 0 | 0 | 0 | 0 | 0 | 0 | 0 | 0 | 0 | 0 | 0 | 0 | 0 | 0 | 0 | 0 | 0 | 0 | 0 | 12 | 1
NO |  | 73 | 2015 | 0 | 22 | 22 |  | 0688 EUGENE | SIDNEY | 345 | 345 | WOOD POLE | 0.2 | 0 | 1 | 1414 MCM | 0 | 0 | 0 | 0 | 0 | 0 | 0 | 0 | 0 | 0 | 0 | 0 | 0 | 0 | 0 | 0 | 0 | 0 | 0 | 0 | 0 | 0 | 0 | 12 | 1
NO |  | 73 | 2015 | 0 | 23 | 23 |  | 0689 SORENSON-OLIVE | TWIN BRANCH | 345 | 345 | STEEL TOWER | 11 | 0 | 2 | 1563 MCM | 0 | 0 | 0 | 0 | 0 | 0 | 0 | 0 | 0 | 0 | 0 | 0 | 0 | 0 | 0 | 0 | 0 | 0 | 0 | 0 | 0 | 0 | 0 | 12 | 1
NO |  | 73 | 2015 | 0 | 24 | 24 |  | 0690 BREED | CIPSCO | 345 | 345 | STEEL TOWER | 1 | 0 | 1 | 2-1024 MCM | 0 | 0 | 0 | 0 | 0 | 0 | 0 | 0 | 0 | 0 | 0 | 0 | 0 | 0 | 0 | 0 | 0 | 0 | 0 | 0 | 0 | 0 | 0 | 12 | 1
NO |  | 73 | 2015 | 0 | 25 | 25 |  | 0691 BREED | PETERSBURG | 345 | 345 | STEEL TOWER | 1 | 0 | 1 | 2-954 MCM | 0 | 0 | 0 | 0 | 0 | 0 | 0 | 0 | 0 | 0 | 0 | 0 | 0 | 0 | 0 | 0 | 0 | 0 | 0 | 0 | 0 | 0 | 0 | 12 | 1
NO |  | 73 | 2015 | 0 | 26 | 26 |  | 6118 ROBISON PARK | SORENSON-EAST LIMA | 345 | 345 | STEEL TOWER | 23 | 0 | 1 | 1414 MCM | 0 | 0 | 0 | 0 | 0 | 0 | 0 | 0 | 0 | 0 | 0 | 0 | 0 | 0 | 0 | 0 | 0 | 0 | 0 | 0 | 0 | 0 | 0 | 12 | 1
NO |  | 73 | 2015 | 0 | 27 | 27 |  | 6119 COOK | OLIVE | 345 | 345 | STEEL TOWER | 4 | 0 | 2 | 2-954 MCM | 0 | 0 | 0 | 0 | 0 | 0 | 0 | 0 | 0 | 0 | 0 | 0 | 0 | 0 | 0 | 0 | 0 | 0 | 0 | 0 | 0 | 0 | 0 | 12 | 1
NO |  | 73 | 2015 | 0 | 28 | 28 |  | 6122 DUMONT | OLIVE | 345 | 345 | STEEL TOWER | 15 | 0 | 2 | 2-954 MCM | 0 | 0 | 0 | 0 | 0 | 0 | 0 | 0 | 0 | 0 | 0 | 0 | 0 | 0 | 0 | 0 | 0 | 0 | 0 | 0 | 0 | 0 | 0 | 12 | 1
NO |  | 73 | 2015 | 0 | 29 | 29 |  | 6123 DUMONT | TWIN BRANCH | 345 | 345 | STEEL TOWER | 17 | 0 | 2 | 2-954 MCM | 0 | 0 | 0 | 0 | 0 | 0 | 0 | 0 | 0 | 0 | 0 | 0 | 0 | 0 | 0 | 0 | 0 | 0 | 0 | 0 | 0 | 0 | 0 | 12 | 1
NO |  | 73 | 2015 | 0 | 30 | 30 |  | 6125 ROBISON PARK | EAST | 345 | 345 |  | 0 | 0 | 0 |  | 0 | 0 | 0 | 0 | 0 | 0 | 0 | 0 | 0 | 0 | 0 | 0 | 0 | 0 | 0 | 0 | 0 | 0 | 0 | 0 | 0 | 0 | 0 | 12 | 1
NO |  | 73 | 2015 | 0 | 31 | 31 |  | 6133 DUMONT | BABCOCK | 345 | 345 | STEEL TOWER | 9 | 0 | 1 | 2-954 MCM | 0 | 0 | 0 | 0 | 0 | 0 | 0 | 0 | 0 | 0 | 0 | 0 | 0 | 0 | 0 | 0 | 0 | 0 | 0 | 0 | 0 | 0 | 0 | 12 | 1
NO |  | 73 | 2015 | 0 | 32 | 32 |  | 6145 TWIN BRANCH | COOK-ROB PARK JCT | 345 | 345 | STEEL TOWER | 6 | 0 | 2 | 2-954 MCM | 0 | 0 | 0 | 0 | 0 | 0 | 0 | 0 | 0 | 0 | 0 | 0 | 0 | 0 | 0 | 0 | 0 | 0 | 0 | 0 | 0 | 0 | 0 | 12 | 1
NO |  | 73 | 2015 | 0 | 33 | 33 |  | 6147 COOK | ROBISON PARK | 345 | 345 | STEEL TOWER | 67.73 | 0 | 2 | 2-954 MCM | 0 | 0 | 0 | 0 | 0 | 0 | 0 | 0 | 0 | 0 | 0 | 0 | 0 | 0 | 0 | 0 | 0 | 0 | 0 | 0 | 0 | 0 | 0 | 12 | 1
NO |  | 73 | 2015 | 0 | 34 | 34 |  | 6147 COOK | ROBISON PARK | 345 | 345 | STEEL POLE | 0.17 | 0 | 0 | 2-954 MCM | 0 | 0 | 0 | 0 | 0 | 0 | 0 | 0 | 0 | 0 | 0 | 0 | 0 | 0 | 0 | 0 | 0 | 0 | 0 | 0 | 0 | 0 | 0 | 12 | 1
NO |  | 73 | 2015 | 0 | 35 | 35 |  | 6148 JACKSON ROAD | SORENSON-OLIVE | 345 | 345 | STEEL TOWER | 4 | 0 | 2 | 2303 MCM | 0 | 0 | 0 | 0 | 0 | 0 | 0 | 0 | 0 | 0 | 0 | 0 | 0 | 0 | 0 | 0 | 0 | 0 | 0 | 0 | 0 | 0 | 0 | 12 | 1
NO |  | 73 | 2015 | 0 | 36 | 36 |  | TOTAL |  | 0 | 0 |  | 3884.21 | 122 | 202 |  | 63187985 | 638255019 | 701443004 | 369313 | 9827446 | 0 | 10196759 | 0 | 0 | 0 | 0 | 0 | 0 | 0 | 0 | 0 | 0 | 0 | 0 | 0 | 0 | 0 | 0 | 12 | 1
NO |  | 73 | 2015 | 1 | 1 | 1 |  | 6213 COOK-ROB-PARK JCT | ARGENTA | 345 | 345 | STEEL TOWER | 2 | 0 | 2 | 2-954 MCM | 0 | 0 | 0 | 0 | 0 | 0 | 0 | 0 | 0 | 0 | 0 | 0 | 0 | 0 | 0 | 0 | 0 | 0 | 0 | 0 | 0 | 0 | 0 | 12 | 1
NO |  | 73 | 2015 | 1 | 2 | 2 |  | 6237 JACKSON ROAD | WEST | 345 | 345 |  | 0 | 0 | 0 |  | 0 | 0 | 0 | 0 | 0 | 0 | 0 | 0 | 0 | 0 | 0 | 0 | 0 | 0 | 0 | 0 | 0 | 0 | 0 | 0 | 0 | 0 | 0 | 12 | 1
NO |  | 73 | 2015 | 1 | 3 | 3 |  | 6240 TWIN BRANCH | SUBSTATION CORRIDOR | 345 | 345 |  | 0 | 0 | 0 |  | 0 | 0 | 0 | 0 | 0 | 0 | 0 | 0 | 0 | 0 | 0 | 0 | 0 | 0 | 0 | 0 | 0 | 0 | 0 | 0 | 0 | 0 | 0 | 12 | 1
NO |  | 73 | 2015 | 1 | 4 | 4 |  | 6256 BREED | SULLIVAN | 345 | 345 | STEEL TOWER | 2 | 0 | 2 | 1351.5 MCM | 0 | 0 | 0 | 0 | 0 | 0 | 0 | 0 | 0 | 0 | 0 | 0 | 0 | 0 | 0 | 0 | 0 | 0 | 0 | 0 | 0 | 0 | 0 | 12 | 1
NO |  | 73 | 2015 | 1 | 5 | 5 |  | 6259 COLLINGWOOD | SOUTH BUTLER | 345 | 345 | STEEL POLE | 12 | 0 | 1 | 2-954 MCM | 0 | 0 | 0 | 0 | 0 | 0 | 0 | 0 | 0 | 0 | 0 | 0 | 0 | 0 | 0 | 0 | 0 | 0 | 0 | 0 | 0 | 0 | 0 | 12 | 1
NO |  | 73 | 2015 | 1 | 6 | 6 |  | 6232 GODMAN TAP |  | 34 | 138 |  | 0 | 0 | 0 |  | 0 | 0 | 0 | 0 | 0 | 0 | 0 | 0 | 0 | 0 | 0 | 0 | 0 | 0 | 0 | 0 | 0 | 0 | 0 | 0 | 0 | 0 | 0 | 12 | 1
NO |  | 73 | 2015 | 1 | 7 | 7 |  | 0602 TWIN BRANCH | RIVERSIDE | 138 | 138 | STEEL TOWER | 6 | 0 | 2 | 397.5 MCM | 0 | 0 | 0 | 0 | 0 | 0 | 0 | 0 | 0 | 0 | 0 | 0 | 0 | 0 | 0 | 0 | 0 | 0 | 0 | 0 | 0 | 0 | 0 | 12 | 1
NO |  | 73 | 2015 | 1 | 8 | 8 |  | 0603 TWIN BRANCH | SOUTH BEND | 138 | 138 | STEEL TOWER | 4.67 | 0 | 1 | 397.5 MCM | 0 | 0 | 0 | 0 | 0 | 0 | 0 | 0 | 0 | 0 | 0 | 0 | 0 | 0 | 0 | 0 | 0 | 0 | 0 | 0 | 0 | 0 | 0 | 12 | 1
NO |  | 73 | 2015 | 1 | 9 | 9 |  | 0603 TWIN BRANCH | SOUTH BEND | 138 | 138 | STEEL | 0.33 | 0 | 0 |  | 0 | 0 | 0 | 0 | 0 | 0 | 0 | 0 | 0 | 0 | 0 | 0 | 0 | 0 | 0 | 0 | 0 | 0 | 0 | 0 | 0 | 0 | 0 | 12 | 1
NO |  | 73 | 2015 | 1 | 10 | 10 |  | 0604 TWIN BRANCH | ROBISON PARK | 138 | 138 | STEEL | 65 | 0 | 2 | 397.5 MCM | 0 | 0 | 0 | 0 | 0 | 0 | 0 | 0 | 0 | 0 | 0 | 0 | 0 | 0 | 0 | 0 | 0 | 0 | 0 | 0 | 0 | 0 | 0 | 12 | 1
NO |  | 73 | 2015 | 1 | 11 | 11 |  | 0605 SOUTH BEND | MICHIGAN CITY | 138 | 138 | STEEL TOWER | 0 | 0 | 1 | 397.5 MCM | 0 | 0 | 0 | 0 | 0 | 0 | 0 | 0 | 0 | 0 | 0 | 0 | 0 | 0 | 0 | 0 | 0 | 0 | 0 | 0 | 0 | 0 | 0 | 12 | 1
NO |  | 73 | 2015 | 1 | 12 | 12 |  | 0606 ROBISON PARK | HAVILAND | 138 | 138 | STEEL | 19.61 | 0 | 2 | 397.5 MCM | 0 | 0 | 0 | 0 | 0 | 0 | 0 | 0 | 0 | 0 | 0 | 0 | 0 | 0 | 0 | 0 | 0 | 0 | 0 | 0 | 0 | 0 | 0 | 12 | 1
NO |  | 73 | 2015 | 1 | 13 | 13 |  | 0606 ROBISON PARK | HAVILAND | 138 | 138 | STEEL POLE | 0.05 | 0 | 0 | 1233.6 KCM | 0 | 0 | 0 | 0 | 0 | 0 | 0 | 0 | 0 | 0 | 0 | 0 | 0 | 0 | 0 | 0 | 0 | 0 | 0 | 0 | 0 | 0 | 0 | 12 | 1
NO |  | 73 | 2015 | 1 | 14 | 14 |  | 0607 ROBISON PARK | DEER CREEK | 138 | 138 | STEEL TOWER | 60 | 0 | 2 | 397.5 MCM | 0 | 0 | 0 | 0 | 0 | 0 | 0 | 0 | 0 | 0 | 0 | 0 | 0 | 0 | 0 | 0 | 0 | 0 | 0 | 0 | 0 | 0 | 0 | 12 | 1
NO |  | 73 | 2015 | 1 | 15 | 15 |  | 0608 DEER CREEK | KOKOMO | 138 | 138 | STEEL TOWER | 1.73 | 0 | 0 | 336.4 KCM | 0 | 0 | 0 | 0 | 0 | 0 | 0 | 0 | 0 | 0 | 0 | 0 | 0 | 0 | 0 | 0 | 0 | 0 | 0 | 0 | 0 | 0 | 0 | 12 | 1
NO |  | 73 | 2015 | 1 | 16 | 16 |  | 0608 DEER CREEK | KOKOMO | 138 | 138 | STEEL | 1.32 | 0 | 1 | 636 KCM | 0 | 0 | 0 | 0 | 0 | 0 | 0 | 0 | 0 | 0 | 0 | 0 | 0 | 0 | 0 | 0 | 0 | 0 | 0 | 0 | 0 | 0 | 0 | 12 | 1
NO |  | 73 | 2015 | 1 | 17 | 17 |  | 0608 DEER CREEK | KOKOMO | 138 | 138 | STEEL TOWER | 4.67 | 0 | 0 | 636 KCM | 0 | 0 | 0 | 0 | 0 | 0 | 0 | 0 | 0 | 0 | 0 | 0 | 0 | 0 | 0 | 0 | 0 | 0 | 0 | 0 | 0 | 0 | 0 | 12 | 1
NO |  | 73 | 2015 | 1 | 18 | 18 |  | 0609 CONCORD TAP |  | 138 | 138 | STEEL TOWER | 4 | 0 | 2 | 397.5 MCM | 0 | 0 | 0 | 0 | 0 | 0 | 0 | 0 | 0 | 0 | 0 | 0 | 0 | 0 | 0 | 0 | 0 | 0 | 0 | 0 | 0 | 0 | 0 | 12 | 1
NO |  | 73 | 2015 | 1 | 19 | 19 |  | 0613 TWIN BRANCH | JACKSON ROAD | 138 | 138 | STEEL TOWER | 8 | 0 | 2 | 447 MCM | 0 | 0 | 0 | 0 | 0 | 0 | 0 | 0 | 0 | 0 | 0 | 0 | 0 | 0 | 0 | 0 | 0 | 0 | 0 | 0 | 0 | 0 | 0 | 12 | 1
NO |  | 73 | 2015 | 1 | 20 | 20 |  | 0614 LINCOLN TAP |  | 138 | 138 | STEEL TOWER | 4 | 0 | 2 | 397.5 MCM | 0 | 0 | 0 | 0 | 0 | 0 | 0 | 0 | 0 | 0 | 0 | 0 | 0 | 0 | 0 | 0 | 0 | 0 | 0 | 0 | 0 | 0 | 0 | 12 | 1
NO |  | 73 | 2015 | 1 | 21 | 21 |  | 0615 TWIN BRANCH | ROBISON PARK | 138 | 138 | STEEL TOWER | 65.83 | 0 | 1 | 477 MCM | 0 | 0 | 0 | 0 | 0 | 0 | 0 | 0 | 0 | 0 | 0 | 0 | 0 | 0 | 0 | 0 | 0 | 0 | 0 | 0 | 0 | 0 | 0 | 12 | 1
NO |  | 73 | 2015 | 1 | 22 | 22 |  | 0616 DEER CREEK | DELAWARE | 138 | 138 | STEEL TOWER | 24.15 | 0 | 2 | 397.5 MCM | 0 | 0 | 0 | 0 | 0 | 0 | 0 | 0 | 0 | 0 | 0 | 0 | 0 | 0 | 0 | 0 | 0 | 0 | 0 | 0 | 0 | 0 | 0 | 12 | 1
NO |  | 73 | 2015 | 1 | 23 | 23 |  | 0617 DELAWARE | MADISON | 138 | 138 | STEEL TOWER | 18.81 | 0 | 2 | 397.5 MCM | 0 | 0 | 0 | 0 | 0 | 0 | 0 | 0 | 0 | 0 | 0 | 0 | 0 | 0 | 0 | 0 | 0 | 0 | 0 | 0 | 0 | 0 | 0 | 12 | 1
NO |  | 73 | 2015 | 1 | 24 | 24 |  | 0617 DELAWARE | MADISON | 138 | 138 | STEEL | 0.19 | 0 | 0 | 397.5 MCM | 0 | 0 | 0 | 0 | 0 | 0 | 0 | 0 | 0 | 0 | 0 | 0 | 0 | 0 | 0 | 0 | 0 | 0 | 0 | 0 | 0 | 0 | 0 | 12 | 1
NO |  | 73 | 2015 | 1 | 25 | 25 |  | 0618 DELAWARE | COLLEGE CORNER | 138 | 138 | STEEL TWR & UG | 56.22 | 0 | 2 | 397.5 MCM | 0 | 0 | 0 | 0 | 0 | 0 | 0 | 0 | 0 | 0 | 0 | 0 | 0 | 0 | 0 | 0 | 0 | 0 | 0 | 0 | 0 | 0 | 0 | 12 | 1
NO |  | 73 | 2015 | 1 | 26 | 26 |  | 0618 DELAWARE | COLLEGE CORNER | 138 | 138 | UNDERGROUND | 1.69 | 0 | 2 | 397.5 MCM | 0 | 0 | 0 | 0 | 0 | 0 | 0 | 0 | 0 | 0 | 0 | 0 | 0 | 0 | 0 | 0 | 0 | 0 | 0 | 0 | 0 | 0 | 0 | 12 | 1
NO |  | 73 | 2015 | 1 | 27 | 27 |  | 0618 DELAWARE | COLLEGE CORNER | 138 | 138 | STEEL POLE | 0.08 | 0 | 0 | 795 KCM | 0 | 0 | 0 | 0 | 0 | 0 | 0 | 0 | 0 | 0 | 0 | 0 | 0 | 0 | 0 | 0 | 0 | 0 | 0 | 0 | 0 | 0 | 0 | 12 | 1
NO |  | 73 | 2015 | 1 | 28 | 28 |  | 0725 DELAWARE | TRENTON | 138 | 138 | STEEL TWR & UG | 0 | 0 | 0 | 397.5 MCM | 0 | 0 | 0 | 0 | 0 | 0 | 0 | 0 | 0 | 0 | 0 | 0 | 0 | 0 | 0 | 0 | 0 | 0 | 0 | 0 | 0 | 0 | 0 | 12 | 1
NO |  | 73 | 2015 | 1 | 29 | 29 |  | 0619 MADISON | NEW CASTLE | 138 | 138 | STEEL TOWER | 6 | 1 | 1 | 795 MCM | 0 | 0 | 0 | 0 | 0 | 0 | 0 | 0 | 0 | 0 | 0 | 0 | 0 | 0 | 0 | 0 | 0 | 0 | 0 | 0 | 0 | 0 | 0 | 12 | 1
NO |  | 73 | 2015 | 1 | 30 | 30 |  | 0620 TANNERS CREEK | MADISON | 138 | 138 | STEEL TOWER | 82 | 0 | 2 | 636 MCM | 0 | 0 | 0 | 0 | 0 | 0 | 0 | 0 | 0 | 0 | 0 | 0 | 0 | 0 | 0 | 0 | 0 | 0 | 0 | 0 | 0 | 0 | 0 | 12 | 1
NO |  | 73 | 2015 | 1 | 31 | 31 |  | 0622 JACKSON ROAD | OLIVE | 138 | 138 | STEEL TOWER | 17 | 1 | 1 | 556.5 MCM | 0 | 0 | 0 | 0 | 0 | 0 | 0 | 0 | 0 | 0 | 0 | 0 | 0 | 0 | 0 | 0 | 0 | 0 | 0 | 0 | 0 | 0 | 0 | 12 | 1
NO |  | 73 | 2015 | 1 | 32 | 32 |  | 0623 MADISON | PENDLETON | 138 | 138 | WOOD & STEEL | 5 | 0 | 1 | 477 MCM | 0 | 0 | 0 | 0 | 0 | 0 | 0 | 0 | 0 | 0 | 0 | 0 | 0 | 0 | 0 | 0 | 0 | 0 | 0 | 0 | 0 | 0 | 0 | 12 | 1
NO |  | 73 | 2015 | 1 | 33 | 33 |  | 0624 DRAGOON TAP |  | 138 | 138 | STEEL TOWER | 2 | 0 | 1 | 795 MCM | 0 | 0 | 0 | 0 | 0 | 0 | 0 | 0 | 0 | 0 | 0 | 0 | 0 | 0 | 0 | 0 | 0 | 0 | 0 | 0 | 0 | 0 | 0 | 12 | 1
NO |  | 73 | 2015 | 1 | 34 | 34 |  | 0625 TANNERS CREEK | COLLEGE CORNER | 138 | 138 | STEEL TOWER | 40 | 0 | 2 | 636 MCM | 0 | 0 | 0 | 0 | 0 | 0 | 0 | 0 | 0 | 0 | 0 | 0 | 0 | 0 | 0 | 0 | 0 | 0 | 0 | 0 | 0 | 0 | 0 | 12 | 1
NO |  | 73 | 2015 | 1 | 35 | 35 |  | 0626 COLLEGE CORNER | RANDOLPH | 138 | 138 | WOOD H-FRAME | 34.95 | 0 | 1 | 556.5 MCM | 0 | 0 | 0 | 0 | 0 | 0 | 0 | 0 | 0 | 0 | 0 | 0 | 0 | 0 | 0 | 0 | 0 | 0 | 0 | 0 | 0 | 0 | 0 | 12 | 1
NO |  | 73 | 2015 | 2 | 1 | 1 |  | 0626 COLLEGE CORNER | RANDOLPH | 138 | 138 | STEEL POLE | 0.71 | 0 | 0 | 556.5 MCM | 0 | 0 | 0 | 0 | 0 | 0 | 0 | 0 | 0 | 0 | 0 | 0 | 0 | 0 | 0 | 0 | 0 | 0 | 0 | 0 | 0 | 0 | 0 | 12 | 1
NO |  | 73 | 2015 | 2 | 2 | 2 |  | 0626 COLLEGE CORNER | RANDOLPH | 138 | 138 | STEEL | 3.34 | 0 | 0 | 556.5 MCM | 0 | 0 | 0 | 0 | 0 | 0 | 0 | 0 | 0 | 0 | 0 | 0 | 0 | 0 | 0 | 0 | 0 | 0 | 0 | 0 | 0 | 0 | 0 | 12 | 1
NO |  | 73 | 2015 | 2 | 3 | 3 |  | 0627 RANDOLPH | JAY | 138 | 138 | WOOD H-FRAME | 23.9 | 0 | 1 | 556.5 MCM | 0 | 0 | 0 | 0 | 0 | 0 | 0 | 0 | 0 | 0 | 0 | 0 | 0 | 0 | 0 | 0 | 0 | 0 | 0 | 0 | 0 | 0 | 0 | 12 | 1
NO |  | 73 | 2015 | 2 | 4 | 4 |  | 0627 RANDOLPH | JAY | 138 | 138 | STEEL POLE | 0.1 | 0 | 0 | 556.5 MCM | 0 | 0 | 0 | 0 | 0 | 0 | 0 | 0 | 0 | 0 | 0 | 0 | 0 | 0 | 0 | 0 | 0 | 0 | 0 | 0 | 0 | 0 | 0 | 12 | 1
NO |  | 73 | 2015 | 2 | 5 | 5 |  | 0628 MCKINLEY TAP |  | 138 | 138 | STEEL TOWER | 1 | 0 | 2 | 300 MCM CU | 0 | 0 | 0 | 0 | 0 | 0 | 0 | 0 | 0 | 0 | 0 | 0 | 0 | 0 | 0 | 0 | 0 | 0 | 0 | 0 | 0 | 0 | 0 | 12 | 1
NO |  | 73 | 2015 | 2 | 6 | 6 |  | 0629 JAY | LINCOLN | 138 | 138 | WOOD & STEEL | 49 | 0 | 1 | 556.5 MCM | 0 | 0 | 0 | 0 | 0 | 0 | 0 | 0 | 0 | 0 | 0 | 0 | 0 | 0 | 0 | 0 | 0 | 0 | 0 | 0 | 0 | 0 | 0 | 12 | 1
NO |  | 73 | 2015 | 2 | 7 | 7 |  | 0630 NEW CARLISLE | MAPLE | 138 | 138 | WOOD H-FRAME | 1 | 0 | 1 | 397.5 MCM | 0 | 0 | 0 | 0 | 0 | 0 | 0 | 0 | 0 | 0 | 0 | 0 | 0 | 0 | 0 | 0 | 0 | 0 | 0 | 0 | 0 | 0 | 0 | 12 | 1
NO |  | 73 | 2015 | 2 | 8 | 8 |  | 6104 SORENSON | DEVILS HOLLOW | 138 | 138 | STEEL TOWER | 3 | 0 | 2 | 556.5 MCM | 0 | 0 | 0 | 0 | 0 | 0 | 0 | 0 | 0 | 0 | 0 | 0 | 0 | 0 | 0 | 0 | 0 | 0 | 0 | 0 | 0 | 0 | 0 | 12 | 1
NO |  | 73 | 2015 | 2 | 9 | 9 |  | 0632 SORENSON | DEVILS HOLLOW | 138 | 138 | STEEL TOWER | 0 | 0 | 0 | 556.5 MCM | 0 | 0 | 0 | 0 | 0 | 0 | 0 | 0 | 0 | 0 | 0 | 0 | 0 | 0 | 0 | 0 | 0 | 0 | 0 | 0 | 0 | 0 | 0 | 12 | 1
NO |  | 73 | 2015 | 2 | 10 | 10 |  | 0634 DEER CREEK | MULLIN | 138 | 138 | WOOD H-FRAME | 15 | 0 | 1 | 556.5 MCM | 0 | 0 | 0 | 0 | 0 | 0 | 0 | 0 | 0 | 0 | 0 | 0 | 0 | 0 | 0 | 0 | 0 | 0 | 0 | 0 | 0 | 0 | 0 | 12 | 1
NO |  | 73 | 2015 | 2 | 11 | 11 |  | 0635 PENDLETON | MULLIN | 138 | 138 | WOOD & STEEL | 16 | 0 | 1 | 556.5 MCM | 0 | 0 | 0 | 0 | 0 | 0 | 0 | 0 | 0 | 0 | 0 | 0 | 0 | 0 | 0 | 0 | 0 | 0 | 0 | 0 | 0 | 0 | 0 | 12 | 1
NO |  | 73 | 2015 | 2 | 12 | 12 |  | 0636 DEER CREEK | FISHER BODY | 138 | 138 | STEEL TOWER | 5.04 | 0 | 2 | 397.5 MCM | 0 | 0 | 0 | 0 | 0 | 0 | 0 | 0 | 0 | 0 | 0 | 0 | 0 | 0 | 0 | 0 | 0 | 0 | 0 | 0 | 0 | 0 | 0 | 12 | 1
NO |  | 73 | 2015 | 2 | 13 | 13 |  | 0637 TWIN BRANCH | CONCORD | 138 | 138 | STEEL | 17 | 1 | 1 | 556.5 MCM | 0 | 0 | 0 | 0 | 0 | 0 | 0 | 0 | 0 | 0 | 0 | 0 | 0 | 0 | 0 | 0 | 0 | 0 | 0 | 0 | 0 | 0 | 0 | 12 | 1
NO |  | 73 | 2015 | 2 | 14 | 14 |  | 0638 GRANT | FISHER BODY | 138 | 138 | STEEL TOWER | 0 | 1 | 1 | 397.5 MCM | 0 | 0 | 0 | 0 | 0 | 0 | 0 | 0 | 0 | 0 | 0 | 0 | 0 | 0 | 0 | 0 | 0 | 0 | 0 | 0 | 0 | 0 | 0 | 12 | 1
NO |  | 73 | 2015 | 2 | 15 | 15 |  | 0639 ROBISON PARK | AUBURN | 138 | 138 | WOOD & STEEL | 15 | 0 | 1 | 556.5 MCM | 0 | 0 | 0 | 0 | 0 | 0 | 0 | 0 | 0 | 0 | 0 | 0 | 0 | 0 | 0 | 0 | 0 | 0 | 0 | 0 | 0 | 0 | 0 | 12 | 1
NO |  | 73 | 2015 | 2 | 16 | 16 |  | 0641 DESOTO | MEDFORD | 138 | 138 | STEEL TOWER | 7 | 0 | 2 | 556.5 MCM | 0 | 0 | 0 | 0 | 0 | 0 | 0 | 0 | 0 | 0 | 0 | 0 | 0 | 0 | 0 | 0 | 0 | 0 | 0 | 0 | 0 | 0 | 0 | 12 | 1
NO |  | 73 | 2015 | 2 | 17 | 17 |  | 0642 OLIVE | HICKORY CREEK | 138 | 138 | STEEL TOWER | 2.99 | 2 | 1 | 556.5 MCM | 0 | 0 | 0 | 0 | 0 | 0 | 0 | 0 | 0 | 0 | 0 | 0 | 0 | 0 | 0 | 0 | 0 | 0 | 0 | 0 | 0 | 0 | 0 | 12 | 1
NO |  | 73 | 2015 | 2 | 18 | 18 |  | 0645 COREY TAP |  | 138 | 138 | WOOD H-FRAME | 4 | 0 | 1 | 477 MCM | 0 | 0 | 0 | 0 | 0 | 0 | 0 | 0 | 0 | 0 | 0 | 0 | 0 | 0 | 0 | 0 | 0 | 0 | 0 | 0 | 0 | 0 | 0 | 12 | 1
NO |  | 73 | 2015 | 2 | 19 | 19 |  | 0646 OLIVE | NEW CARLISLE | 138 | 138 | STEEL TOWER | 2 | 0 | 1 | 556.5 MCM | 0 | 0 | 0 | 0 | 0 | 0 | 0 | 0 | 0 | 0 | 0 | 0 | 0 | 0 | 0 | 0 | 0 | 0 | 0 | 0 | 0 | 0 | 0 | 12 | 1
NO |  | 73 | 2015 | 2 | 20 | 20 |  | 0647 OLIVE | SOUTH BEND | 138 | 138 | STEEL TOWER | 1 | 16 | 1 | 556.5 MCM | 0 | 0 | 0 | 0 | 0 | 0 | 0 | 0 | 0 | 0 | 0 | 0 | 0 | 0 | 0 | 0 | 0 | 0 | 0 | 0 | 0 | 0 | 0 | 12 | 1
NO |  | 73 | 2015 | 2 | 21 | 21 |  | 0648 MEDFORD TAP |  | 138 | 138 | STEEL TOWER | 8 | 0 | 2 | 556.5 MCM | 0 | 0 | 0 | 0 | 0 | 0 | 0 | 0 | 0 | 0 | 0 | 0 | 0 | 0 | 0 | 0 | 0 | 0 | 0 | 0 | 0 | 0 | 0 | 12 | 1
NO |  | 73 | 2015 | 2 | 22 | 22 |  | 0723 SPY RUN STATION |  | 138 | 138 | UNDERGROUND | 0 | 0 | 1 | 3.5IN OD | 0 | 0 | 0 | 0 | 0 | 0 | 0 | 0 | 0 | 0 | 0 | 0 | 0 | 0 | 0 | 0 | 0 | 0 | 0 | 0 | 0 | 0 | 0 | 12 | 1
NO |  | 73 | 2015 | 2 | 23 | 23 |  | 6101 WESTINGHOUSE TAP |  | 138 | 138 | STEEL TOWER | 2 | 0 | 2 | 556.5 MCM | 0 | 0 | 0 | 0 | 0 | 0 | 0 | 0 | 0 | 0 | 0 | 0 | 0 | 0 | 0 | 0 | 0 | 0 | 0 | 0 | 0 | 0 | 0 | 12 | 1
NO |  | 73 | 2015 | 2 | 24 | 24 |  | 6102 MILAN TAP |  | 138 | 138 | STEEL TOWER | 6 | 0 | 2 | 397.5 MCM | 0 | 0 | 0 | 0 | 0 | 0 | 0 | 0 | 0 | 0 | 0 | 0 | 0 | 0 | 0 | 0 | 0 | 0 | 0 | 0 | 0 | 0 | 0 | 12 | 1
NO |  | 73 | 2015 | 2 | 25 | 25 |  | 6103 MILAN | GOODRICH | 138 | 138 | STEEL TOWER | 1 | 0 | 2 | 397.5 MCM | 0 | 0 | 0 | 0 | 0 | 0 | 0 | 0 | 0 | 0 | 0 | 0 | 0 | 0 | 0 | 0 | 0 | 0 | 0 | 0 | 0 | 0 | 0 | 12 | 1
NO |  | 73 | 2015 | 2 | 26 | 26 |  | 6105 DESOTO | JAY | 138 | 138 | WOOD & STEEL | 13 | 0 | 1 | 2-556.5 MCM | 0 | 0 | 0 | 0 | 0 | 0 | 0 | 0 | 0 | 0 | 0 | 0 | 0 | 0 | 0 | 0 | 0 | 0 | 0 | 0 | 0 | 0 | 0 | 12 | 1
NO |  | 73 | 2015 | 2 | 27 | 27 |  | 6106 DESOTO | DEER CREEK-DELAWARE | 138 | 138 | STEEL TOWER | 7.52 | 0 | 2 | 636 MCM | 0 | 0 | 0 | 0 | 0 | 0 | 0 | 0 | 0 | 0 | 0 | 0 | 0 | 0 | 0 | 0 | 0 | 0 | 0 | 0 | 0 | 0 | 0 | 12 | 1
NO |  | 73 | 2015 | 2 | 28 | 28 |  | 6106 DESOTO | DEER CREEK-DELAWARE | 138 | 138 | STEEL POLE | 0.48 | 0 | 0 | 636 MCM | 0 | 0 | 0 | 0 | 0 | 0 | 0 | 0 | 0 | 0 | 0 | 0 | 0 | 0 | 0 | 0 | 0 | 0 | 0 | 0 | 0 | 0 | 0 | 12 | 1
NO |  | 73 | 2015 | 2 | 29 | 29 |  | 6107 DARDEN TAP |  | 138 | 138 | WOOD H-FRAME | 1 | 0 | 1 | 336.4 MCM | 0 | 0 | 0 | 0 | 0 | 0 | 0 | 0 | 0 | 0 | 0 | 0 | 0 | 0 | 0 | 0 | 0 | 0 | 0 | 0 | 0 | 0 | 0 | 12 | 1
NO |  | 73 | 2015 | 2 | 30 | 30 |  | 6109 ROBISON PARK | RICHLAND | 138 | 138 | WOOD & STEEL | 17.79 | 0 | 1 | 636 MCM | 0 | 0 | 0 | 0 | 0 | 0 | 0 | 0 | 0 | 0 | 0 | 0 | 0 | 0 | 0 | 0 | 0 | 0 | 0 | 0 | 0 | 0 | 0 | 12 | 1
NO |  | 73 | 2015 | 2 | 31 | 31 |  | 6109 ROBISON PARK | RICHLAND | 138 | 138 | STEEL POLE | 0.05 | 0 | 0 | 1233.6 KCM | 0 | 0 | 0 | 0 | 0 | 0 | 0 | 0 | 0 | 0 | 0 | 0 | 0 | 0 | 0 | 0 | 0 | 0 | 0 | 0 | 0 | 0 | 0 | 12 | 1
NO |  | 73 | 2015 | 2 | 32 | 32 |  | 6110 WESTINGHOUSE | 23RD STREET | 138 | 138 | STEEL TOWER | 0 | 0 | 2 | 556.5 MCM | 0 | 0 | 0 | 0 | 0 | 0 | 0 | 0 | 0 | 0 | 0 | 0 | 0 | 0 | 0 | 0 | 0 | 0 | 0 | 0 | 0 | 0 | 0 | 12 | 1
NO |  | 73 | 2015 | 2 | 33 | 33 |  | 6111 KANKAKEE | WEST SIDE | 138 | 138 | WOOD POLE | 2 | 0 | 1 | 636 MCM | 0 | 0 | 0 | 0 | 0 | 0 | 0 | 0 | 0 | 0 | 0 | 0 | 0 | 0 | 0 | 0 | 0 | 0 | 0 | 0 | 0 | 0 | 0 | 12 | 1
NO |  | 73 | 2015 | 2 | 34 | 34 |  | 6113 INDUSTRIAL PARK |  | 138 | 138 | STEEL TOWER | 3 | 0 | 2 | 745 MCM | 0 | 0 | 0 | 0 | 0 | 0 | 0 | 0 | 0 | 0 | 0 | 0 | 0 | 0 | 0 | 0 | 0 | 0 | 0 | 0 | 0 | 0 | 0 | 12 | 1
NO |  | 73 | 2015 | 2 | 35 | 35 |  | 6114 OLIVE | MICHIGAN CITY | 138 | 138 | STEEL TOWER | 2 | 1 | 1 | 636 MCM | 0 | 0 | 0 | 0 | 0 | 0 | 0 | 0 | 0 | 0 | 0 | 0 | 0 | 0 | 0 | 0 | 0 | 0 | 0 | 0 | 0 | 0 | 0 | 12 | 1
NO |  | 73 | 2015 | 3 | 1 | 1 |  | 6115 HUMMEL CREEK | VAN BUREN | 138 | 138 | STEEL TOWER | 6 | 0 | 2 | 795 MCM | 0 | 0 | 0 | 0 | 0 | 0 | 0 | 0 | 0 | 0 | 0 | 0 | 0 | 0 | 0 | 0 | 0 | 0 | 0 | 0 | 0 | 0 | 0 | 12 | 1
NO |  | 73 | 2015 | 3 | 2 | 2 |  | 6130 HUMMEL CREEK | TOWER 70, GREENTOWN | 138 | 138 |  | 0 | 0 | 0 |  | 0 | 0 | 0 | 0 | 0 | 0 | 0 | 0 | 0 | 0 | 0 | 0 | 0 | 0 | 0 | 0 | 0 | 0 | 0 | 0 | 0 | 0 | 0 | 12 | 1
NO |  | 73 | 2015 | 3 | 3 | 3 |  | 6116 SOUTH ELWOOD TAP |  | 138 | 138 | WOOD POLE | 3 | 0 | 1 | 556.5 MCM | 0 | 0 | 0 | 0 | 0 | 0 | 0 | 0 | 0 | 0 | 0 | 0 | 0 | 0 | 0 | 0 | 0 | 0 | 0 | 0 | 0 | 0 | 0 | 12 | 1
NO |  | 73 | 2015 | 3 | 4 | 4 |  | 6117 PENDLETON | FALL CREEK | 138 | 138 | STEEL TOWER | 10 | 0 | 2 | 795 MCM | 0 | 0 | 0 | 0 | 0 | 0 | 0 | 0 | 0 | 0 | 0 | 0 | 0 | 0 | 0 | 0 | 0 | 0 | 0 | 0 | 0 | 0 | 0 | 12 | 1
NO |  | 73 | 2015 | 3 | 5 | 5 |  | 6121 ROBISON PARK | LINCOLN | 138 | 138 | STEEL TOWER | 7.84 | 0 | 1 | 795 MCM | 0 | 0 | 0 | 0 | 0 | 0 | 0 | 0 | 0 | 0 | 0 | 0 | 0 | 0 | 0 | 0 | 0 | 0 | 0 | 0 | 0 | 0 | 0 | 12 | 1
NO |  | 73 | 2015 | 3 | 6 | 6 |  | 6121 ROBISON PARK | LINCOLN | 138 | 138 | STEEL POLE | 0.02 | 0 | 0 | 1233.6 KCM | 0 | 0 | 0 | 0 | 0 | 0 | 0 | 0 | 0 | 0 | 0 | 0 | 0 | 0 | 0 | 0 | 0 | 0 | 0 | 0 | 0 | 0 | 0 | 12 | 1
NO |  | 73 | 2015 | 3 | 7 | 7 |  | 6126 CONCORD | EAST ELKHART | 138 | 138 | STEEL TOWER | 11 | 0 | 1 | 795 MCM | 0 | 0 | 0 | 0 | 0 | 0 | 0 | 0 | 0 | 0 | 0 | 0 | 0 | 0 | 0 | 0 | 0 | 0 | 0 | 0 | 0 | 0 | 0 | 12 | 1
NO |  | 73 | 2015 | 3 | 8 | 8 |  | 6129 GREENTOWN-GRANT | HUMMEL CREEK | 138 | 138 | STEEL TOWER | 21 | 0 | 1 | 795 MCM | 0 | 0 | 0 | 0 | 0 | 0 | 0 | 0 | 0 | 0 | 0 | 0 | 0 | 0 | 0 | 0 | 0 | 0 | 0 | 0 | 0 | 0 | 0 | 12 | 1
NO |  | 73 | 2015 | 3 | 9 | 9 |  | 6131 INDUSTRIAL PARK | MC KINLEY | 138 | 138 | WOOD POLE | 5 | 0 | 1 | 795 MCM | 0 | 0 | 0 | 0 | 0 | 0 | 0 | 0 | 0 | 0 | 0 | 0 | 0 | 0 | 0 | 0 | 0 | 0 | 0 | 0 | 0 | 0 | 0 | 12 | 1
NO |  | 73 | 2015 | 3 | 10 | 10 |  | 6132 CROSS STREET TAP | JUNCTION TOWER #88 | 138 | 138 | WOOD POLE | 4 | 0 | 1 | 795 MCM | 0 | 0 | 0 | 0 | 0 | 0 | 0 | 0 | 0 | 0 | 0 | 0 | 0 | 0 | 0 | 0 | 0 | 0 | 0 | 0 | 0 | 0 | 0 | 12 | 1
NO |  | 73 | 2015 | 3 | 11 | 11 |  | 6134 LINCOLN | ANTHONY | 138 | 138 | WOOD POLE | 3 | 0 | 1 | 795 MCM | 0 | 0 | 0 | 0 | 0 | 0 | 0 | 0 | 0 | 0 | 0 | 0 | 0 | 0 | 0 | 0 | 0 | 0 | 0 | 0 | 0 | 0 | 0 | 12 | 1
NO |  | 73 | 2015 | 3 | 12 | 12 |  | 6135 WAYNEDALE TAP |  | 138 | 138 | STEEL TOWER | 0 | 0 | 2 | 795 MCM | 0 | 0 | 0 | 0 | 0 | 0 | 0 | 0 | 0 | 0 | 0 | 0 | 0 | 0 | 0 | 0 | 0 | 0 | 0 | 0 | 0 | 0 | 0 | 12 | 1
NO |  | 73 | 2015 | 3 | 13 | 13 |  | 6138 JACKSON ROAD | SOUTH SIDE | 138 | 138 | WOOD POLE | 2 | 0 | 1 | 795 MCM | 0 | 0 | 0 | 0 | 0 | 0 | 0 | 0 | 0 | 0 | 0 | 0 | 0 | 0 | 0 | 0 | 0 | 0 | 0 | 0 | 0 | 0 | 0 | 12 | 1
NO |  | 73 | 2015 | 3 | 14 | 14 |  | 6142 ALBION | KENDALLVILLE | 138 | 138 | WOOD POLE | 10 | 0 | 1 | 795 MCM | 0 | 0 | 0 | 0 | 0 | 0 | 0 | 0 | 0 | 0 | 0 | 0 | 0 | 0 | 0 | 0 | 0 | 0 | 0 | 0 | 0 | 0 | 0 | 12 | 1
NO |  | 73 | 2015 | 3 | 15 | 15 |  | 6150 SOUTHSIDE | SOUTH BEND | 138 | 138 | WOOD & STEEL | 6.07 | 0 | 1 | 795 MCM | 0 | 0 | 0 | 0 | 0 | 0 | 0 | 0 | 0 | 0 | 0 | 0 | 0 | 0 | 0 | 0 | 0 | 0 | 0 | 0 | 0 | 0 | 0 | 12 | 1
NO |  | 73 | 2015 | 3 | 16 | 16 |  | 6219 DELCO BATTERY TAP |  | 138 | 138 | STEEL POLE | 1 | 0 | 2 | 795 MCM AA | 0 | 0 | 0 | 0 | 0 | 0 | 0 | 0 | 0 | 0 | 0 | 0 | 0 | 0 | 0 | 0 | 0 | 0 | 0 | 0 | 0 | 0 | 0 | 12 | 1
NO |  | 73 | 2015 | 3 | 17 | 17 |  | 6220 FALL CREEK | MADISON-NEW CASTLE | 138 | 138 | STEEL TOWER | 1 | 0 | 2 | 795 MCM | 0 | 0 | 0 | 0 | 0 | 0 | 0 | 0 | 0 | 0 | 0 | 0 | 0 | 0 | 0 | 0 | 0 | 0 | 0 | 0 | 0 | 0 | 0 | 12 | 1
NO |  | 73 | 2015 | 3 | 18 | 18 |  | 6225 INDUSTRIAL PARK | SPY RUN | 138 | 138 | WOOD POLE | 4 | 0 | 1 | 1033 MCM | 0 | 0 | 0 | 0 | 0 | 0 | 0 | 0 | 0 | 0 | 0 | 0 | 0 | 0 | 0 | 0 | 0 | 0 | 0 | 0 | 0 | 0 | 0 | 12 | 1
NO |  | 73 | 2015 | 3 | 19 | 19 |  | 6266 WALLEN |  | 138 | 138 | STEEL POLE | 0.22 | 0 | 1 | 1033.5 KCM | 0 | 0 | 0 | 0 | 0 | 0 | 0 | 0 | 0 | 0 | 0 | 0 | 0 | 0 | 0 | 0 | 0 | 0 | 0 | 0 | 0 | 0 | 0 | 12 | 1
NO |  | 73 | 2015 | 3 | 20 | 20 |  | 6234 CABOT TAP/CR 4 | EAST ELKHART | 138 | 138 | WOOD POLE | 0.13 | 0 | 1 | 556.5 MCM | 0 | 0 | 0 | 0 | 0 | 0 | 0 | 0 | 0 | 0 | 0 | 0 | 0 | 0 | 0 | 0 | 0 | 0 | 0 | 0 | 0 | 0 | 0 | 12 | 1
NO |  | 73 | 2015 | 3 | 21 | 21 |  | 6238 SORENSON | MCKINLEYTOWER | 138 | 138 | STEEL TOWER | 3.13 | 0 | 2 | 795 MCM | 0 | 0 | 0 | 0 | 0 | 0 | 0 | 0 | 0 | 0 | 0 | 0 | 0 | 0 | 0 | 0 | 0 | 0 | 0 | 0 | 0 | 0 | 0 | 12 | 1
NO |  | 73 | 2015 | 3 | 22 | 22 |  | 6241 KENDALLVILLE TAP | CITY OF AUBURN #5 | 138 | 138 | WOOD H-FR &POL | 14 | 0 | 1 | 795 MCM | 0 | 0 | 0 | 0 | 0 | 0 | 0 | 0 | 0 | 0 | 0 | 0 | 0 | 0 | 0 | 0 | 0 | 0 | 0 | 0 | 0 | 0 | 0 | 12 | 1
NO |  | 73 | 2015 | 3 | 23 | 23 |  | 6242 AUBURN | CITY OF AUBURN #5 | 138 | 138 | WOOD POLE | 2 | 0 | 1 | 795 MCM | 0 | 0 | 0 | 0 | 0 | 0 | 0 | 0 | 0 | 0 | 0 | 0 | 0 | 0 | 0 | 0 | 0 | 0 | 0 | 0 | 0 | 0 | 0 | 12 | 1
NO |  | 73 | 2015 | 3 | 24 | 24 |  | 6245 LAPORTE JCT | LIQUID CARBONICS | 138 | 138 | WOOD POLE | 4.76 | 0 | 1 | 795 MCM | 0 | 0 | 0 | 0 | 0 | 0 | 0 | 0 | 0 | 0 | 0 | 0 | 0 | 0 | 0 | 0 | 0 | 0 | 0 | 0 | 0 | 0 | 0 | 12 | 1
NO |  | 73 | 2015 | 3 | 25 | 25 |  | 6245 LAPORTE JCT | LIQUID CARBONICS | 138 | 138 | STEEL POLE | 0.23 | 0 | 0 | 1033.5 KCM | 0 | 0 | 0 | 0 | 0 | 0 | 0 | 0 | 0 | 0 | 0 | 0 | 0 | 0 | 0 | 0 | 0 | 0 | 0 | 0 | 0 | 0 | 0 | 12 | 1
NO |  | 73 | 2015 | 3 | 26 | 26 |  | 6246 LAPORTE JCT | AIRCO | 138 | 138 | WOOD POLE | 1 | 0 | 1 | 795 MCM | 0 | 0 | 0 | 0 | 0 | 0 | 0 | 0 | 0 | 0 | 0 | 0 | 0 | 0 | 0 | 0 | 0 | 0 | 0 | 0 | 0 | 0 | 0 | 12 | 1
NO |  | 73 | 2015 | 3 | 27 | 27 |  | 6248 ELCONA TAP | CONC-DUN-E-ELK | 138 | 138 | WOOD POLE | 2 | 0 | 1 | 795 MCM | 0 | 0 | 0 | 0 | 0 | 0 | 0 | 0 | 0 | 0 | 0 | 0 | 0 | 0 | 0 | 0 | 0 | 0 | 0 | 0 | 0 | 0 | 0 | 12 | 1
NO |  | 73 | 2015 | 3 | 28 | 28 |  | 6249 ALLEN | LINCOLN | 138 | 138 | STEEL TOWER | 5 | 0 | 2 | 1033 MCM | 0 | 0 | 0 | 0 | 0 | 0 | 0 | 0 | 0 | 0 | 0 | 0 | 0 | 0 | 0 | 0 | 0 | 0 | 0 | 0 | 0 | 0 | 0 | 12 | 1
NO |  | 73 | 2015 | 3 | 29 | 29 |  | 6250 ALLEN | ADAMS/HILLCREST | 138 | 138 | STEEL TOWER | 5 | 0 | 2 | 1033 MCM | 0 | 0 | 0 | 0 | 0 | 0 | 0 | 0 | 0 | 0 | 0 | 0 | 0 | 0 | 0 | 0 | 0 | 0 | 0 | 0 | 0 | 0 | 0 | 12 | 1
NO |  | 73 | 2015 | 3 | 30 | 30 |  | 6251 OLIVE | EDISON | 138 | 138 | STEEL TOWER | 1 | 0 | 2 | 795 MCM | 0 | 0 | 0 | 0 | 0 | 0 | 0 | 0 | 0 | 0 | 0 | 0 | 0 | 0 | 0 | 0 | 0 | 0 | 0 | 0 | 0 | 0 | 0 | 12 | 1
NO |  | 73 | 2015 | 3 | 31 | 31 |  | 6253 TRIER RD TAP |  | 138 | 138 | STEEL POLE | 0 | 0 | 1 | 795 MCM | 0 | 0 | 0 | 0 | 0 | 0 | 0 | 0 | 0 | 0 | 0 | 0 | 0 | 0 | 0 | 0 | 0 | 0 | 0 | 0 | 0 | 0 | 0 | 12 | 1
NO |  | 73 | 2015 | 3 | 32 | 32 |  | 6258 KENZIE CREEK | TWIN BRANCH | 138 | 138 | STEEL TOWER | 0 | 0 | 2 | 1033 MCM | 0 | 0 | 0 | 0 | 0 | 0 | 0 | 0 | 0 | 0 | 0 | 0 | 0 | 0 | 0 | 0 | 0 | 0 | 0 | 0 | 0 | 0 | 0 | 12 | 1
NO |  | 73 | 2015 | 3 | 33 | 33 |  | 6260 WILMINGTON TAP |  | 138 | 138 | WOOD POLE | 1 | 9 | 1 | 2-954 MCM | 0 | 0 | 0 | 0 | 0 | 0 | 0 | 0 | 0 | 0 | 0 | 0 | 0 | 0 | 0 | 0 | 0 | 0 | 0 | 0 | 0 | 0 | 0 | 12 | 1
NO |  | 73 | 2015 | 3 | 34 | 34 |  | 6229 DUNLAP NORTH TAP |  | 34 | 138 | WOOD POLE | 2 | 0 | 2 | 795 MCM | 0 | 0 | 0 | 0 | 0 | 0 | 0 | 0 | 0 | 0 | 0 | 0 | 0 | 0 | 0 | 0 | 0 | 0 | 0 | 0 | 0 | 0 | 0 | 12 | 1
NO |  | 73 | 2015 | 3 | 35 | 35 |  | 6140 INDIANA-PURDUE |  | 34 | 138 | STEEL POLE | 0 | 0 | 2 | 1033 MCM | 0 | 0 | 0 | 0 | 0 | 0 | 0 | 0 | 0 | 0 | 0 | 0 | 0 | 0 | 0 | 0 | 0 | 0 | 0 | 0 | 0 | 0 | 0 | 12 | 1
NO |  | 73 | 2015 | 4 | 1 | 1 |  | 6217 HILLCREST | KINNERK | 69 | 138 | WOOD POLE | 4 | 0 | 1 | 795 MCM | 0 | 0 | 0 | 0 | 0 | 0 | 0 | 0 | 0 | 0 | 0 | 0 | 0 | 0 | 0 | 0 | 0 | 0 | 0 | 0 | 0 | 0 | 0 | 12 | 1
NO |  | 73 | 2015 | 4 | 2 | 2 |  | 6252 KENDALLVILLE | BIXLER | 138 | 138 | WOOD POLE | 2 | 0 | 1 | 795 MCM | 0 | 0 | 0 | 0 | 0 | 0 | 0 | 0 | 0 | 0 | 0 | 0 | 0 | 0 | 0 | 0 | 0 | 0 | 0 | 0 | 0 | 0 | 0 | 12 | 1
NO |  | 73 | 2015 | 4 | 3 | 3 |  | 6254 ALLEN/LINCOLN | ALLEN/HILLCREST | 138 | 138 |  | 0 | 0 | 0 |  | 0 | 0 | 0 | 0 | 0 | 0 | 0 | 0 | 0 | 0 | 0 | 0 | 0 | 0 | 0 | 0 | 0 | 0 | 0 | 0 | 0 | 0 | 0 | 12 | 1
NO |  | 73 | 2015 | 4 | 4 | 4 |  | 6271 INDALEX TAP/CR 4 | EAST ELKHART | 138 | 138 | WOOD POLE | 1.09 | 0 | 0 |  | 0 | 0 | 0 | 0 | 0 | 0 | 0 | 0 | 0 | 0 | 0 | 0 | 0 | 0 | 0 | 0 | 0 | 0 | 0 | 0 | 0 | 0 | 0 | 12 | 1
NO |  | 73 | 2015 | 4 | 5 | 5 |  | 6267 STUDEBAKER | WEST SIDE | 138 | 138 | WOOD POLE | 1.41 | 0 | 1 | 954 MCM | 0 | 0 | 0 | 0 | 0 | 0 | 0 | 0 | 0 | 0 | 0 | 0 | 0 | 0 | 0 | 0 | 0 | 0 | 0 | 0 | 0 | 0 | 0 | 12 | 1
NO |  | 73 | 2015 | 4 | 6 | 6 |  |  |  | 138 | 138 | STEEL | 1.11 | 0 | 1 | 954 MCM | 0 | 0 | 0 | 0 | 0 | 0 | 0 | 0 | 0 | 0 | 0 | 0 | 0 | 0 | 0 | 0 | 0 | 0 | 0 | 0 | 0 | 0 | 0 | 12 | 1
NO |  | 73 | 2015 | 4 | 7 | 7 |  | 6270 JONES CREEK | HOGAN | 138 | 138 |  | 5.62 | 0 | 0 |  | 0 | 0 | 0 | 0 | 0 | 0 | 0 | 0 | 0 | 0 | 0 | 0 | 0 | 0 | 0 | 0 | 0 | 0 | 0 | 0 | 0 | 0 | 0 | 12 | 1
NO |  | 73 | 2015 | 4 | 8 | 8 |  | 6273 DAWKINS SWITCH | HERBERT MONROE (WVPA) | 138 | 138 | WOOD | 0.5 | 0 | 1 | 4/0 | 0 | 0 | 0 | 0 | 0 | 0 | 0 | 0 | 0 | 0 | 0 | 0 | 0 | 0 | 0 | 0 | 0 | 0 | 0 | 0 | 0 | 0 | 0 | 12 | 1
NO |  | 73 | 2015 | 4 | 9 | 9 |  | LINES | SYSTEM | 69 | 0 | WOOD, STEEL | 892.2 | 72 | 1 | VARIOUS | 0 | 0 | 0 | 0 | 0 | 0 | 0 | 0 | 0 | 0 | 0 | 0 | 0 | 0 | 0 | 0 | 0 | 0 | 0 | 0 | 0 | 0 | 0 | 12 | 1
NO |  | 73 | 2015 | 4 | 11 | 11 |  | STATE OF MICHIGAN |  | 0 | 0 |  | 0 | 0 | 0 |  | 0 | 0 | 0 | 0 | 0 | 0 | 0 | 0 | 0 | 0 | 0 | 0 | 0 | 0 | 0 | 0 | 0 | 0 | 0 | 0 | 0 | 0 | 0 | 12 | 1
NO |  | 73 | 2015 | 4 | 12 | 12 |  | 6216 D.C. COOK | DUMONT | 765 | 765 | STEEL TOWER | 16 | 0 | 1 | 4-954 MCM | 0 | 0 | 0 | 0 | 0 | 0 | 0 | 0 | 0 | 0 | 0 | 0 | 0 | 0 | 0 | 0 | 0 | 0 | 0 | 0 | 0 | 0 | 0 | 12 | 1
NO |  | 73 | 2015 | 4 | 13 | 13 |  | 6120 COOK | PALISADES | 345 | 345 | STEEL TOWER | 41.78 | 0 | 2 | 2-954 MCM | 0 | 0 | 0 | 0 | 0 | 0 | 0 | 0 | 0 | 0 | 0 | 0 | 0 | 0 | 0 | 0 | 0 | 0 | 0 | 0 | 0 | 0 | 0 | 12 | 1
NO |  | 73 | 2015 | 4 | 14 | 14 |  | 6120 COOK | PALISADES | 345 | 345 | STEEL POLE | 0.23 | 0 | 0 | 2-954 MCM | 0 | 0 | 0 | 0 | 0 | 0 | 0 | 0 | 0 | 0 | 0 | 0 | 0 | 0 | 0 | 0 | 0 | 0 | 0 | 0 | 0 | 0 | 0 | 12 | 1
NO |  | 73 | 2015 | 4 | 15 | 15 |  | 6120 COOK | PALISADES | 345 | 345 | STEEL POLE | 0.21 | 0 | 0 | 2-1158.4 KCM | 0 | 0 | 0 | 0 | 0 | 0 | 0 | 0 | 0 | 0 | 0 | 0 | 0 | 0 | 0 | 0 | 0 | 0 | 0 | 0 | 0 | 0 | 0 | 12 | 1
NO |  | 73 | 2015 | 4 | 16 | 16 |  | 6143 D.C. COOK | OLIVE-PALISADES | 345 | 345 | STEEL TOWER | 5 | 0 | 2 | 2-954 MCM | 0 | 0 | 0 | 0 | 0 | 0 | 0 | 0 | 0 | 0 | 0 | 0 | 0 | 0 | 0 | 0 | 0 | 0 | 0 | 0 | 0 | 0 | 0 | 12 | 1
NO |  | 73 | 2015 | 4 | 17 | 17 |  | 6144 TWIN BRANCH | COOK-ROB PARK JCT | 345 | 345 | STEEL TOWER | 0 | 0 | 2 | 2-954 MCM | 0 | 0 | 0 | 0 | 0 | 0 | 0 | 0 | 0 | 0 | 0 | 0 | 0 | 0 | 0 | 0 | 0 | 0 | 0 | 0 | 0 | 0 | 0 | 12 | 1
NO |  | 73 | 2015 | 4 | 18 | 18 |  | 6151 COOK | OLIVE | 345 | 345 |  | 0 | 0 | 0 |  | 0 | 0 | 0 | 0 | 0 | 0 | 0 | 0 | 0 | 0 | 0 | 0 | 0 | 0 | 0 | 0 | 0 | 0 | 0 | 0 | 0 | 0 | 0 | 12 | 1
NO |  | 73 | 2015 | 4 | 19 | 19 |  | 6152 COOK | ROBISON PARK | 345 | 345 |  | 0 | 0 | 0 |  | 0 | 0 | 0 | 0 | 0 | 0 | 0 | 0 | 0 | 0 | 0 | 0 | 0 | 0 | 0 | 0 | 0 | 0 | 0 | 0 | 0 | 0 | 0 | 12 | 1
NO |  | 73 | 2015 | 4 | 20 | 20 |  | 6146 D.C. COOK | ROBISON PARK | 345 | 345 | STEEL TOWER | 37 | 0 | 2 | 2-954 MCM | 0 | 0 | 0 | 0 | 0 | 0 | 0 | 0 | 0 | 0 | 0 | 0 | 0 | 0 | 0 | 0 | 0 | 0 | 0 | 0 | 0 | 0 | 0 | 12 | 1
NO |  | 73 | 2015 | 4 | 21 | 21 |  | 6146 D.C. COOK | ROBISON PARK | 345 | 345 | STEEL TOWER | 0.09 | 0 | 0 | 954 KCM | 0 | 0 | 0 | 0 | 0 | 0 | 0 | 0 | 0 | 0 | 0 | 0 | 0 | 0 | 0 | 0 | 0 | 0 | 0 | 0 | 0 | 0 | 0 | 12 | 1
NO |  | 73 | 2015 | 4 | 22 | 22 |  | 6214 COOK-ROB PARK | ARGENTA | 345 | 345 | STEEL TOWER | 29 | 0 | 2 | 2-954 MCM | 0 | 0 | 0 | 0 | 0 | 0 | 0 | 0 | 0 | 0 | 0 | 0 | 0 | 0 | 0 | 0 | 0 | 0 | 0 | 0 | 0 | 0 | 0 | 12 | 1
NO |  | 73 | 2015 | 4 | 23 | 23 |  | 6221 D.C. COOK | OLIVE-PALISADES | 345 | 345 | STEEL TOWER | 5 | 0 | 2 | 2-954 MCM | 0 | 0 | 0 | 0 | 0 | 0 | 0 | 0 | 0 | 0 | 0 | 0 | 0 | 0 | 0 | 0 | 0 | 0 | 0 | 0 | 0 | 0 | 0 | 12 | 1
NO |  | 73 | 2015 | 4 | 24 | 24 |  | 6263 BARODA TAP |  | 138 | 138 |  | 0 | 0 | 0 |  | 0 | 0 | 0 | 0 | 0 | 0 | 0 | 0 | 0 | 0 | 0 | 0 | 0 | 0 | 0 | 0 | 0 | 0 | 0 | 0 | 0 | 0 | 0 | 12 | 1
NO |  | 73 | 2015 | 4 | 25 | 25 |  | 0601 TWIN BRANCH | RIVERSIDE | 138 | 138 | STEEL TOWER | 33 | 0 | 2 | 397.5 MCM | 0 | 0 | 0 | 0 | 0 | 0 | 0 | 0 | 0 | 0 | 0 | 0 | 0 | 0 | 0 | 0 | 0 | 0 | 0 | 0 | 0 | 0 | 0 | 12 | 1
NO |  | 73 | 2015 | 4 | 26 | 26 |  | 0610 AUTO SPECIALTIES |  | 138 | 138 |  | 0 | 0 | 0 |  | 0 | 0 | 0 | 0 | 0 | 0 | 0 | 0 | 0 | 0 | 0 | 0 | 0 | 0 | 0 | 0 | 0 | 0 | 0 | 0 | 0 | 0 | 0 | 12 | 1
NO |  | 73 | 2015 | 4 | 27 | 27 |  | 0621 TWIN BRANCH - R | HICKORY CREEK | 138 | 138 | STEEL TOWER | 5 | 0 | 2 | 397.5 MCM | 0 | 0 | 0 | 0 | 0 | 0 | 0 | 0 | 0 | 0 | 0 | 0 | 0 | 0 | 0 | 0 | 0 | 0 | 0 | 0 | 0 | 0 | 0 | 12 | 1
NO |  | 73 | 2015 | 4 | 28 | 28 |  | 0644 RIVERSIDE | HARTFORD | 138 | 138 | WOOD H-FRAME | 14.22 | 0 | 1 | 397.5 MCM | 0 | 0 | 0 | 0 | 0 | 0 | 0 | 0 | 0 | 0 | 0 | 0 | 0 | 0 | 0 | 0 | 0 | 0 | 0 | 0 | 0 | 0 | 0 | 12 | 1
NO |  | 73 | 2015 | 4 | 29 | 29 |  | 0644 RIVERSIDE | HARTFORD | 138 | 138 | STEEL | 2.11 | 0 | 0 | 397.5 MCM | 0 | 0 | 0 | 0 | 0 | 0 | 0 | 0 | 0 | 0 | 0 | 0 | 0 | 0 | 0 | 0 | 0 | 0 | 0 | 0 | 0 | 0 | 0 | 12 | 1
NO |  | 73 | 2015 | 4 | 30 | 30 |  | 0649 COREY TAP |  | 138 | 138 | WOOD | 13 | 0 | 1 | 477 MCM | 0 | 0 | 0 | 0 | 0 | 0 | 0 | 0 | 0 | 0 | 0 | 0 | 0 | 0 | 0 | 0 | 0 | 0 | 0 | 0 | 0 | 0 | 0 | 12 | 1
NO |  | 73 | 2015 | 4 | 31 | 31 |  | 6108 RIVERSIDE | OLIVE-HICKORY CREEK | 138 | 138 | WOOD & STEEL | 6 | 0 | 1 | 636 MCM | 0 | 0 | 0 | 0 | 0 | 0 | 0 | 0 | 0 | 0 | 0 | 0 | 0 | 0 | 0 | 0 | 0 | 0 | 0 | 0 | 0 | 0 | 0 | 12 | 1
NO |  | 73 | 2015 | 4 | 32 | 32 |  | 6124 BENTON HARBOR | RIVERSIDE-HARTFORD | 138 | 138 | STEEL TOWER | 1 | 0 | 2 | 795 MCM | 0 | 0 | 0 | 0 | 0 | 0 | 0 | 0 | 0 | 0 | 0 | 0 | 0 | 0 | 0 | 0 | 0 | 0 | 0 | 0 | 0 | 0 | 0 | 12 | 1
NO |  | 73 | 2015 | 4 | 33 | 33 |  | 6137 EDGEWATER TAP |  | 138 | 138 | WOOD POLE | 0.76 | 0 | 1 | 556.5 MCM | 0 | 0 | 0 | 0 | 0 | 0 | 0 | 0 | 0 | 0 | 0 | 0 | 0 | 0 | 0 | 0 | 0 | 0 | 0 | 0 | 0 | 0 | 0 | 12 | 1
NO |  | 73 | 2015 | 4 | 34 | 34 |  | 6139 BENTON HARBOR | TWIN BRANCH-R SIDE | 138 | 138 | STEEL TOWER | 6 | 0 | 2 | 795 MCM | 0 | 0 | 0 | 0 | 0 | 0 | 0 | 0 | 0 | 0 | 0 | 0 | 0 | 0 | 0 | 0 | 0 | 0 | 0 | 0 | 0 | 0 | 0 | 12 | 1
NO |  | 73 | 2015 | 4 | 35 | 35 |  | 6149 HARTFORD | COREY | 138 | 138 | WOOD POLE | 40.95 | 0 | 1 | 795 MCM | 0 | 0 | 0 | 0 | 0 | 0 | 0 | 0 | 0 | 0 | 0 | 0 | 0 | 0 | 0 | 0 | 0 | 0 | 0 | 0 | 0 | 0 | 0 | 12 | 1
NO |  | 73 | 2015 | 5 | 1 | 1 |  | 6149 HARTFORD | COREY | 138 | 138 | STEEL | 0.05 | 0 | 0 | 795 MCM | 0 | 0 | 0 | 0 | 0 | 0 | 0 | 0 | 0 | 0 | 0 | 0 | 0 | 0 | 0 | 0 | 0 | 0 | 0 | 0 | 0 | 0 | 0 | 12 | 1
NO |  | 73 | 2015 | 5 | 2 | 2 |  | 6218 MOTTVILLE TAP |  | 138 | 138 | WOOD POLE | 1 | 0 | 1 | 795 AA | 0 | 0 | 0 | 0 | 0 | 0 | 0 | 0 | 0 | 0 | 0 | 0 | 0 | 0 | 0 | 0 | 0 | 0 | 0 | 0 | 0 | 0 | 0 | 12 | 1
NO |  | 73 | 2015 | 5 | 3 | 3 |  | 6255 KENZIE CREEK | VALLEY | 138 | 138 | WOOD POLE | 20 | 0 | 1 | 1033 MCM | 0 | 0 | 0 | 0 | 0 | 0 | 0 | 0 | 0 | 0 | 0 | 0 | 0 | 0 | 0 | 0 | 0 | 0 | 0 | 0 | 0 | 0 | 0 | 12 | 1
NO |  | 73 | 2015 | 5 | 4 | 4 |  | 6257 KENZIE CREEK | T B/R'SIDE/HICK CR | 138 | 138 | STEEL TOWER | 0 | 0 | 0 | 795 MCM | 0 | 0 | 0 | 0 | 0 | 0 | 0 | 0 | 0 | 0 | 0 | 0 | 0 | 0 | 0 | 0 | 0 | 0 | 0 | 0 | 0 | 0 | 0 | 12 | 1
NO |  | 73 | 2015 | 5 | 5 | 5 |  | 6261 FLATBUSH TAP |  | 138 | 138 |  | 1 | 0 | 1 |  | 0 | 0 | 0 | 0 | 0 | 0 | 0 | 0 | 0 | 0 | 0 | 0 | 0 | 0 | 0 | 0 | 0 | 0 | 0 | 0 | 0 | 0 | 0 | 12 | 1
NO |  | 73 | 2015 | 5 | 6 | 6 |  | 6262 WEST ST TAP |  | 138 | 138 |  | 1 | 0 | 2 |  | 0 | 0 | 0 | 0 | 0 | 0 | 0 | 0 | 0 | 0 | 0 | 0 | 0 | 0 | 0 | 0 | 0 | 0 | 0 | 0 | 0 | 0 | 0 | 12 | 1
NO |  | 73 | 2015 | 5 | 7 | 7 |  | 6700 GM HYDRAMATIC |  | 138 | 138 | STEEL TOWER | 2 | 0 | 2 | 795 MCM | 0 | 0 | 0 | 0 | 0 | 0 | 0 | 0 | 0 | 0 | 0 | 0 | 0 | 0 | 0 | 0 | 0 | 0 | 0 | 0 | 0 | 0 | 0 | 12 | 1
NO |  | 73 | 2015 | 5 | 8 | 8 |  | 6227 NICKERSON | TOWER #13A | 138 | 138 |  | 0 | 0 | 0 |  | 0 | 0 | 0 | 0 | 0 | 0 | 0 | 0 | 0 | 0 | 0 | 0 | 0 | 0 | 0 | 0 | 0 | 0 | 0 | 0 | 0 | 0 | 0 | 12 | 1
NO |  | 73 | 2015 | 5 | 9 | 9 |  | 0643 OLIVE | HICKORY CREEK | 138 | 138 |  | 0 | 0 | 0 |  | 0 | 0 | 0 | 0 | 0 | 0 | 0 | 0 | 0 | 0 | 0 | 0 | 0 | 0 | 0 | 0 | 0 | 0 | 0 | 0 | 0 | 0 | 0 | 12 | 1
NO |  | 73 | 2015 | 5 | 10 | 10 |  | 6268 SAUK TRAIL |  | 138 | 138 | STEEL | 1.6 | 0 | 0 | 1033.5KCM 45/7ACR | 0 | 0 | 0 | 0 | 0 | 0 | 0 | 0 | 0 | 0 | 0 | 0 | 0 | 0 | 0 | 0 | 0 | 0 | 0 | 0 | 0 | 0 | 0 | 12 | 1
NO |  | 73 | 2015 | 5 | 12 | 12 |  | LESS THAN 132 KV LINES |  | 69 | 0 | WOOD, STEEL | 411.92 | 12 | 0 | VARIOUS | 0 | 0 | 0 | 0 | 0 | 0 | 0 | 0 | 0 | 0 | 0 | 0 | 0 | 0 | 0 | 0 | 0 | 0 | 0 | 0 | 0 | 0 | 0 | 12 | 1
NO |  | 73 | 2015 | 5 | 15 | 15 |  | Line cost and expense are | not available by individual | 0 | 0 |  | 0 | 0 | 0 |  | 0 | 0 | 0 | 0 | 0 | 0 | 0 | 0 | 0 | 0 | 0 | 0 | 0 | 0 | 0 | 0 | 0 | 0 | 0 | 0 | 0 | 0 | 0 | 12 | 1
NO |  | 73 | 2015 | 5 | 16 | 16 |  | transmission line. | Total shown in column j-p | 0 | 0 |  | 0 | 0 | 0 |  | 63187985 | 638255019 | 701443004 | 369313 | 9827446 | 0 | 10196759 | 0 | 0 | 0 | 0 | 0 | 0 | 0 | 0 | 0 | 0 | 0 | 0 | 0 | 0 | 0 | 0 | 12 | 1
NO |  | 74 | 2015 | 0 | 1 | 1 |  | Petersburg Plant | Thompson Sub | 345 | 345 | Steel Tower | 96.76 | 0 | 1 |  | 0 | 0 | 0 | 0 | 0 | 0 | 0 | 0 | 0 | 0 | 0 | 0 | 0 | 0 | 0 | 0 | 0 | 0 | 0 | 0 | 0 | 0 | 0 | 12 | 1
NO |  | 74 | 2015 | 0 | 2 | 2 |  | Thompson Sub | Rockville Sub | 345 | 345 | Steel Tower | 6.82 | 0 | 1 |  | 0 | 0 | 0 | 0 | 0 | 0 | 0 | 0 | 0 | 0 | 0 | 0 | 0 | 0 | 0 | 0 | 0 | 0 | 0 | 0 | 0 | 0 | 0 | 12 | 1
NO |  | 74 | 2015 | 0 | 3 | 3 |  | Thompson Sub | Rockville Sub | 345 | 345 | Steel Pole | 2.84 | 0.12 | 1 |  | 0 | 0 | 0 | 0 | 0 | 0 | 0 | 0 | 0 | 0 | 0 | 0 | 0 | 0 | 0 | 0 | 0 | 0 | 0 | 0 | 0 | 0 | 0 | 12 | 1
NO |  | 74 | 2015 | 0 | 4 | 4 |  | Rockville Sub | Guion Sub | 345 | 345 | Steel Tower | 7.98 | 0 | 1 |  | 0 | 0 | 0 | 0 | 0 | 0 | 0 | 0 | 0 | 0 | 0 | 0 | 0 | 0 | 0 | 0 | 0 | 0 | 0 | 0 | 0 | 0 | 0 | 12 | 1
NO |  | 74 | 2015 | 0 | 5 | 5 |  | Thompson Sub | HSS 345 kV Sub | 345 | 345 | Steel Tower | 8.74 | 0 | 1 |  | 0 | 0 | 0 | 0 | 0 | 0 | 0 | 0 | 0 | 0 | 0 | 0 | 0 | 0 | 0 | 0 | 0 | 0 | 0 | 0 | 0 | 0 | 0 | 12 | 1
NO |  | 74 | 2015 | 0 | 6 | 6 |  | HSS 345 kV Sub | Hanna Sub | 345 | 345 | Steel Tower | 7.96 | 3.47 | 1 |  | 0 | 0 | 0 | 0 | 0 | 0 | 0 | 0 | 0 | 0 | 0 | 0 | 0 | 0 | 0 | 0 | 0 | 0 | 0 | 0 | 0 | 0 | 0 | 12 | 1
NO |  | 74 | 2015 | 0 | 7 | 7 |  | Wheatland Plant (Duke) | Breed Plant Sub (A.E.P.) | 345 | 345 | Steel Tower | 40.2 | 0 | 1 |  | 0 | 0 | 0 | 0 | 0 | 0 | 0 | 0 | 0 | 0 | 0 | 0 | 0 | 0 | 0 | 0 | 0 | 0 | 0 | 0 | 0 | 0 | 0 | 12 | 1
NO |  | 74 | 2015 | 0 | 8 | 8 |  | Petersburg Plant | Wheatland Plant (Duke) | 345 | 345 | Steel Tower | 11.22 | 0 | 1 |  | 0 | 0 | 0 | 0 | 0 | 0 | 0 | 0 | 0 | 0 | 0 | 0 | 0 | 0 | 0 | 0 | 0 | 0 | 0 | 0 | 0 | 0 | 0 | 12 | 1
NO |  | 74 | 2015 | 0 | 9 | 9 |  | Sunnyside Sub | A.E.P. (Hanna) Tie | 345 | 345 | Steel Tower | 11.51 | 0 | 1 |  | 0 | 0 | 0 | 0 | 0 | 0 | 0 | 0 | 0 | 0 | 0 | 0 | 0 | 0 | 0 | 0 | 0 | 0 | 0 | 0 | 0 | 0 | 0 | 12 | 1
NO |  | 74 | 2015 | 0 | 10 | 10 |  | Sunnyside Sub | A.E.P. (Desoto) Tie | 345 | 345 | Steel Tower | 0 | 11.51 | 1 |  | 0 | 0 | 0 | 0 | 0 | 0 | 0 | 0 | 0 | 0 | 0 | 0 | 0 | 0 | 0 | 0 | 0 | 0 | 0 | 0 | 0 | 0 | 0 | 12 | 1
NO |  | 74 | 2015 | 0 | 11 | 11 |  | Guion Sub | Whitestown Sub (Duke) | 345 | 345 | Steel Tower | 11.14 | 0 | 1 |  | 0 | 0 | 0 | 0 | 0 | 0 | 0 | 0 | 0 | 0 | 0 | 0 | 0 | 0 | 0 | 0 | 0 | 0 | 0 | 0 | 0 | 0 | 0 | 12 | 1
NO |  | 74 | 2015 | 0 | 12 | 12 |  | Noblesville Sub (Duke) | Hortonville Sub (Duke) | 345 | 345 | Steel Tower | 11.41 | 0 | 1 |  | 0 | 0 | 0 | 0 | 0 | 0 | 0 | 0 | 0 | 0 | 0 | 0 | 0 | 0 | 0 | 0 | 0 | 0 | 0 | 0 | 0 | 0 | 0 | 12 | 1
NO |  | 74 | 2015 | 0 | 13 | 13 |  | Whitestown Sub (Duke) | Hortonville Sub (Duke) | 345 | 345 | Steel Tower | 7.46 | 0 | 1 |  | 0 | 0 | 0 | 0 | 0 | 0 | 0 | 0 | 0 | 0 | 0 | 0 | 0 | 0 | 0 | 0 | 0 | 0 | 0 | 0 | 0 | 0 | 0 | 12 | 1
NO |  | 74 | 2015 | 0 | 14 | 14 |  | Whitestown Sub (Duke) | Hortonville Sub (Duke) | 345 | 345 | Wood H-Frame | 6.86 | 0 | 1 |  | 0 | 0 | 0 | 0 | 0 | 0 | 0 | 0 | 0 | 0 | 0 | 0 | 0 | 0 | 0 | 0 | 0 | 0 | 0 | 0 | 0 | 0 | 0 | 12 | 1
NO |  | 74 | 2015 | 0 | 15 | 15 |  | Whitestown Sub (Duke) | Cayuga Sub (Duke) | 345 | 345 | Wood H-Frame | 4.85 | 0 | 1 |  | 0 | 0 | 0 | 0 | 0 | 0 | 0 | 0 | 0 | 0 | 0 | 0 | 0 | 0 | 0 | 0 | 0 | 0 | 0 | 0 | 0 | 0 | 0 | 12 | 1
NO |  | 74 | 2015 | 0 | 16 | 16 |  | Noblesville Sub (Duke) | Fall Creek (IME) | 345 | 345 | Steel Tower | 24.1 | 0.36 | 1 |  | 0 | 0 | 0 | 0 | 0 | 0 | 0 | 0 | 0 | 0 | 0 | 0 | 0 | 0 | 0 | 0 | 0 | 0 | 0 | 0 | 0 | 0 | 0 | 12 | 1
NO |  | 74 | 2015 | 0 | 17 | 17 |  | Frances Creek Sub (Duke) | Hanna Sub | 345 | 345 | Steel Tower | 5.34 | 0 | 1 |  | 0 | 0 | 0 | 0 | 0 | 0 | 0 | 0 | 0 | 0 | 0 | 0 | 0 | 0 | 0 | 0 | 0 | 0 | 0 | 0 | 0 | 0 | 0 | 12 | 1
NO |  | 74 | 2015 | 0 | 18 | 18 |  | Frances Creek Sub (Duke) | Hanna Sub | 345 | 345 | Steel Pole | 4.98 | 0 | 1 |  | 0 | 0 | 0 | 0 | 0 | 0 | 0 | 0 | 0 | 0 | 0 | 0 | 0 | 0 | 0 | 0 | 0 | 0 | 0 | 0 | 0 | 0 | 0 | 12 | 1
NO |  | 74 | 2015 | 0 | 19 | 19 |  | Frances Creek Sub (Duke) | Petersburg Plant | 345 | 345 | Steel Tower | 101.4 | 0 | 1 |  | 0 | 0 | 0 | 0 | 0 | 0 | 0 | 0 | 0 | 0 | 0 | 0 | 0 | 0 | 0 | 0 | 0 | 0 | 0 | 0 | 0 | 0 | 0 | 12 | 1
NO |  | 74 | 2015 | 0 | 20 | 20 |  | Sunnyside | Gwynneville (Duke) | 345 | 345 | Steel Tower | 33.36 | 0 | 1 |  | 0 | 0 | 0 | 0 | 0 | 0 | 0 | 0 | 0 | 0 | 0 | 0 | 0 | 0 | 0 | 0 | 0 | 0 | 0 | 0 | 0 | 0 | 0 | 12 | 1
NO |  | 74 | 2015 | 0 | 21 | 21 |  | Gwynneville (Duke) | Prescott Sub (Duke) | 345 | 345 | Steel Tower | 10.77 | 0 | 1 |  | 0 | 0 | 0 | 0 | 0 | 0 | 0 | 0 | 0 | 0 | 0 | 0 | 0 | 0 | 0 | 0 | 0 | 0 | 0 | 0 | 0 | 0 | 0 | 12 | 1
NO |  | 74 | 2015 | 0 | 22 | 22 |  | Columbus (Duke) | Prescott Sub (Duke) | 345 | 345 | Steel Tower | 28.26 | 0 | 1 |  | 0 | 0 | 0 | 0 | 0 | 0 | 0 | 0 | 0 | 0 | 0 | 0 | 0 | 0 | 0 | 0 | 0 | 0 | 0 | 0 | 0 | 0 | 0 | 12 | 1
NO |  | 74 | 2015 | 0 | 23 | 23 |  | 345 KV - Cost of Lines |  | 0 | 0 |  | 0 | 0 | 0 | 345 kv | 15853879 | 66396240 | 82250119 | 0 | 0 | 0 | 0 | 0 | 0 | 0 | 0 | 0 | 0 | 0 | 0 | 0 | 0 | 0 | 0 | 0 | 0 | 0 | 0 | 12 | 1
NO |  | 74 | 2015 | 0 | 26 | 26 |  | 1 HSS Plant (N. Yard) | Sanitation Belmont | 138 | 138 | Steel Tower | 0 | 1.03 | 1 |  | 0 | 0 | 0 | 0 | 0 | 0 | 0 | 0 | 0 | 0 | 0 | 0 | 0 | 0 | 0 | 0 | 0 | 0 | 0 | 0 | 0 | 0 | 0 | 12 | 1
NO |  | 74 | 2015 | 0 | 27 | 27 |  | 2 HSS Plant (N. Yard) | Southwest Sub | 138 | 138 | Steel Tower | 1.59 | 0 | 1 |  | 0 | 0 | 0 | 0 | 0 | 0 | 0 | 0 | 0 | 0 | 0 | 0 | 0 | 0 | 0 | 0 | 0 | 0 | 0 | 0 | 0 | 0 | 0 | 12 | 1
NO |  | 74 | 2015 | 0 | 28 | 28 |  | 2 HSS Plant (N. Yard) | Southwest Sub | 138 | 138 | Wood Pole | 0.22 | 0 | 1 |  | 0 | 0 | 0 | 0 | 0 | 0 | 0 | 0 | 0 | 0 | 0 | 0 | 0 | 0 | 0 | 0 | 0 | 0 | 0 | 0 | 0 | 0 | 0 | 12 | 1
NO |  | 74 | 2015 | 0 | 29 | 29 |  | 2 HSS Plant (N. Yard) | Southwest Sub | 138 | 138 | Wood H-Frame | 1.13 | 0 | 1 |  | 0 | 0 | 0 | 0 | 0 | 0 | 0 | 0 | 0 | 0 | 0 | 0 | 0 | 0 | 0 | 0 | 0 | 0 | 0 | 0 | 0 | 0 | 0 | 12 | 1
NO |  | 74 | 2015 | 0 | 30 | 30 |  | 3 HSS Plant (S. Yard) | Center Sub | 138 | 138 | Wood Pole | 0.77 | 0 | 1 |  | 0 | 0 | 0 | 0 | 0 | 0 | 0 | 0 | 0 | 0 | 0 | 0 | 0 | 0 | 0 | 0 | 0 | 0 | 0 | 0 | 0 | 0 | 0 | 12 | 1
NO |  | 74 | 2015 | 0 | 31 | 31 |  | 3 HSS Plant (S. Yard) | Center Sub | 138 | 138 | Steel Tower | 3 | 0 | 1 |  | 0 | 0 | 0 | 0 | 0 | 0 | 0 | 0 | 0 | 0 | 0 | 0 | 0 | 0 | 0 | 0 | 0 | 0 | 0 | 0 | 0 | 0 | 0 | 12 | 1
NO |  | 74 | 2015 | 0 | 32 | 32 |  | 4 Southwest Sub | Northwest Sub | 138 | 138 | Steel Tower | 4.61 | 0 | 1 |  | 0 | 0 | 0 | 0 | 0 | 0 | 0 | 0 | 0 | 0 | 0 | 0 | 0 | 0 | 0 | 0 | 0 | 0 | 0 | 0 | 0 | 0 | 0 | 12 | 1
NO |  | 74 | 2015 | 0 | 33 | 33 |  | 5 Glens Valley Sub | HSS Plant (S. Yard) | 138 | 138 | Wood H-Frame | 2.77 | 0 | 1 |  | 0 | 0 | 0 | 0 | 0 | 0 | 0 | 0 | 0 | 0 | 0 | 0 | 0 | 0 | 0 | 0 | 0 | 0 | 0 | 0 | 0 | 0 | 0 | 12 | 1
NO |  | 74 | 2015 | 0 | 34 | 34 |  | 6 West Sub | Northwest Sub | 138 | 138 | Steel Tower | 0 | 2.13 | 1 |  | 0 | 0 | 0 | 0 | 0 | 0 | 0 | 0 | 0 | 0 | 0 | 0 | 0 | 0 | 0 | 0 | 0 | 0 | 0 | 0 | 0 | 0 | 0 | 12 | 1
NO |  | 74 | 2015 | 0 | 35 | 35 |  | 7 Parker Sub | East Sub | 138 | 138 | Steel Tower | 9.82 | 0 | 1 |  | 0 | 0 | 0 | 0 | 0 | 0 | 0 | 0 | 0 | 0 | 0 | 0 | 0 | 0 | 0 | 0 | 0 | 0 | 0 | 0 | 0 | 0 | 0 | 12 | 1
NO |  | 74 | 2015 | 0 | 36 | 36 |  | TOTAL |  | 0 | 0 |  | 763.56 | 75.36 | 175 |  | 20474447 | 128140947 | 148615394 | 3868890 | 954447 | 0 | 4823337 | 0 | 0 | 0 | 0 | 0 | 0 | 0 | 0 | 0 | 0 | 0 | 0 | 0 | 0 | 0 | 0 | 12 | 1
NO |  | 74 | 2015 | 1 | 1 | 1 |  | 8 East Sub | Ford Sub | 138 | 138 | Steel Tower | 1.44 | 0 | 1 |  | 0 | 0 | 0 | 0 | 0 | 0 | 0 | 0 | 0 | 0 | 0 | 0 | 0 | 0 | 0 | 0 | 0 | 0 | 0 | 0 | 0 | 0 | 0 | 12 | 1
NO |  | 74 | 2015 | 1 | 2 | 2 |  | 9 Five Points Sub (Duke) | Five Points Tap Point | 138 | 138 | Wood H-Frame | 0.17 | 0 | 1 |  | 0 | 0 | 0 | 0 | 0 | 0 | 0 | 0 | 0 | 0 | 0 | 0 | 0 | 0 | 0 | 0 | 0 | 0 | 0 | 0 | 0 | 0 | 0 | 12 | 1
NO |  | 74 | 2015 | 1 | 3 | 3 |  | 9 Five Points Tap Point | Indian Creek Sub | 138 | 138 | Wood Pole | 1.08 | 0 | 1 |  | 0 | 0 | 0 | 0 | 0 | 0 | 0 | 0 | 0 | 0 | 0 | 0 | 0 | 0 | 0 | 0 | 0 | 0 | 0 | 0 | 0 | 0 | 0 | 12 | 1
NO |  | 74 | 2015 | 1 | 4 | 4 |  | 9 Southeast Sub | Five Points Tap Point | 138 | 138 | Wood H-Frame | 4.65 | 0 | 1 |  | 0 | 0 | 0 | 0 | 0 | 0 | 0 | 0 | 0 | 0 | 0 | 0 | 0 | 0 | 0 | 0 | 0 | 0 | 0 | 0 | 0 | 0 | 0 | 12 | 1
NO |  | 74 | 2015 | 1 | 5 | 5 |  | 9 Southeast Sub | Five Points Tap Point | 138 | 138 | Steel Tower | 0 | 0 | 1 |  | 0 | 0 | 0 | 0 | 0 | 0 | 0 | 0 | 0 | 0 | 0 | 0 | 0 | 0 | 0 | 0 | 0 | 0 | 0 | 0 | 0 | 0 | 0 | 12 | 1
NO |  | 74 | 2015 | 1 | 6 | 6 |  | 10 Southwest Sub | Lilly-South Sub | 138 | 138 | Steel Tower | 0 | 1.25 | 1 |  | 0 | 0 | 0 | 0 | 0 | 0 | 0 | 0 | 0 | 0 | 0 | 0 | 0 | 0 | 0 | 0 | 0 | 0 | 0 | 0 | 0 | 0 | 0 | 12 | 1
NO |  | 74 | 2015 | 1 | 7 | 7 |  | 10 Souhtwest Sub | Lilly-South Sub | 138 | 138 | Wood Pole | 0.33 | 0 | 1 |  | 0 | 0 | 0 | 0 | 0 | 0 | 0 | 0 | 0 | 0 | 0 | 0 | 0 | 0 | 0 | 0 | 0 | 0 | 0 | 0 | 0 | 0 | 0 | 12 | 1
NO |  | 74 | 2015 | 1 | 8 | 8 |  | 10 Southwest Sub | Lilly-South Sub | 138 | 138 | Wood H-Frame | 0.83 | 0 | 1 |  | 0 | 0 | 0 | 0 | 0 | 0 | 0 | 0 | 0 | 0 | 0 | 0 | 0 | 0 | 0 | 0 | 0 | 0 | 0 | 0 | 0 | 0 | 0 | 12 | 1
NO |  | 74 | 2015 | 1 | 9 | 9 |  | 10 Southwest Sub | Lilly South Sub | 138 | 138 | Steel Pole | 0.48 | 0 | 1 |  | 0 | 0 | 0 | 0 | 0 | 0 | 0 | 0 | 0 | 0 | 0 | 0 | 0 | 0 | 0 | 0 | 0 | 0 | 0 | 0 | 0 | 0 | 0 | 12 | 1
NO |  | 74 | 2015 | 1 | 10 | 10 |  | 11 HSS Plant (S. Yard) | Maywood Sub | 138 | 138 | Wood H-Frame | 0.91 | 0 | 1 |  | 0 | 0 | 0 | 0 | 0 | 0 | 0 | 0 | 0 | 0 | 0 | 0 | 0 | 0 | 0 | 0 | 0 | 0 | 0 | 0 | 0 | 0 | 0 | 12 | 1
NO |  | 74 | 2015 | 1 | 11 | 11 |  | 11 HSS Plant (S. Yard) | Maywood Sub | 138 | 138 | Steel Tower | 0 | 1.94 | 1 |  | 0 | 0 | 0 | 0 | 0 | 0 | 0 | 0 | 0 | 0 | 0 | 0 | 0 | 0 | 0 | 0 | 0 | 0 | 0 | 0 | 0 | 0 | 0 | 12 | 1
NO |  | 74 | 2015 | 1 | 12 | 12 |  | 11 HSS Plant (S. Yard) | Maywood Sub | 138 | 138 | Wood Pole | 0.44 | 0 | 1 |  | 0 | 0 | 0 | 0 | 0 | 0 | 0 | 0 | 0 | 0 | 0 | 0 | 0 | 0 | 0 | 0 | 0 | 0 | 0 | 0 | 0 | 0 | 0 | 12 | 1
NO |  | 74 | 2015 | 1 | 13 | 13 |  | 12 Allison 8 Sub | Maywood Sub | 138 | 138 | Wood Pole | 0.2 | 0 | 1 |  | 0 | 0 | 0 | 0 | 0 | 0 | 0 | 0 | 0 | 0 | 0 | 0 | 0 | 0 | 0 | 0 | 0 | 0 | 0 | 0 | 0 | 0 | 0 | 12 | 1
NO |  | 74 | 2015 | 1 | 14 | 14 |  | 13 Maywood Sub | Park Fletcher | 138 | 138 | Wood H-Frame | 3.84 | 0 | 1 |  | 0 | 0 | 0 | 0 | 0 | 0 | 0 | 0 | 0 | 0 | 0 | 0 | 0 | 0 | 0 | 0 | 0 | 0 | 0 | 0 | 0 | 0 | 0 | 12 | 1
NO |  | 74 | 2015 | 1 | 15 | 15 |  | 13 Maywood Sub | Park Fletcher | 138 | 138 | Steel Tower | 0 | 0.48 | 1 |  | 0 | 0 | 0 | 0 | 0 | 0 | 0 | 0 | 0 | 0 | 0 | 0 | 0 | 0 | 0 | 0 | 0 | 0 | 0 | 0 | 0 | 0 | 0 | 12 | 1
NO |  | 74 | 2015 | 1 | 16 | 16 |  | 14 HSS Plant (N. Yard) | Gardner Lane | 138 | 138 | Steel Pole | 0.46 | 0 | 1 |  | 0 | 0 | 0 | 0 | 0 | 0 | 0 | 0 | 0 | 0 | 0 | 0 | 0 | 0 | 0 | 0 | 0 | 0 | 0 | 0 | 0 | 0 | 0 | 12 | 1
NO |  | 74 | 2015 | 1 | 17 | 17 |  | 14 HSS Plant (N. Yard) | Gardner Lane | 138 | 138 | Wood Pole | 5.47 | 0 | 1 |  | 0 | 0 | 0 | 0 | 0 | 0 | 0 | 0 | 0 | 0 | 0 | 0 | 0 | 0 | 0 | 0 | 0 | 0 | 0 | 0 | 0 | 0 | 0 | 12 | 1
NO |  | 74 | 2015 | 1 | 18 | 18 |  | 14 HSS Plant (N. Yard) | Gardner Lane | 138 | 138 | Wood H-Frame | 1.31 | 0 | 1 |  | 0 | 0 | 0 | 0 | 0 | 0 | 0 | 0 | 0 | 0 | 0 | 0 | 0 | 0 | 0 | 0 | 0 | 0 | 0 | 0 | 0 | 0 | 0 | 12 | 1
NO |  | 74 | 2015 | 1 | 19 | 19 |  | 15 South Sub | Edgewood Sub | 138 | 138 | Wood Pole | 1.62 | 0 | 1 |  | 0 | 0 | 0 | 0 | 0 | 0 | 0 | 0 | 0 | 0 | 0 | 0 | 0 | 0 | 0 | 0 | 0 | 0 | 0 | 0 | 0 | 0 | 0 | 12 | 1
NO |  | 74 | 2015 | 1 | 20 | 20 |  | 15 South Sub | Edgewood Sub | 138 | 138 | Steel Pole | 0.22 | 0 | 1 |  | 0 | 0 | 0 | 0 | 0 | 0 | 0 | 0 | 0 | 0 | 0 | 0 | 0 | 0 | 0 | 0 | 0 | 0 | 0 | 0 | 0 | 0 | 0 | 12 | 1
NO |  | 74 | 2015 | 1 | 21 | 21 |  | 16 Tremont Sub | North Sub | 138 | 138 | Steel Tower | 0 | 3.65 | 1 |  | 0 | 0 | 0 | 0 | 0 | 0 | 0 | 0 | 0 | 0 | 0 | 0 | 0 | 0 | 0 | 0 | 0 | 0 | 0 | 0 | 0 | 0 | 0 | 12 | 1
NO |  | 74 | 2015 | 1 | 22 | 22 |  | 17 North Sub | Parker Sub | 138 | 138 | Steel Tower | 0 | 3.94 | 1 |  | 0 | 0 | 0 | 0 | 0 | 0 | 0 | 0 | 0 | 0 | 0 | 0 | 0 | 0 | 0 | 0 | 0 | 0 | 0 | 0 | 0 | 0 | 0 | 12 | 1
NO |  | 74 | 2015 | 1 | 23 | 23 |  | 18 South Sub | Southeast Sub | 138 | 138 | Steel Tower | 0 | 5.22 | 1 |  | 0 | 0 | 0 | 0 | 0 | 0 | 0 | 0 | 0 | 0 | 0 | 0 | 0 | 0 | 0 | 0 | 0 | 0 | 0 | 0 | 0 | 0 | 0 | 12 | 1
NO |  | 74 | 2015 | 1 | 24 | 24 |  | 18 South Sub | Southeast Sub | 138 | 138 | Wood H-Frame | 0.24 | 0 | 1 |  | 0 | 0 | 0 | 0 | 0 | 0 | 0 | 0 | 0 | 0 | 0 | 0 | 0 | 0 | 0 | 0 | 0 | 0 | 0 | 0 | 0 | 0 | 0 | 12 | 1
NO |  | 74 | 2015 | 1 | 25 | 25 |  | 19 Airco Tap | Southeast Sub | 138 | 138 | Steel Tower | 2.29 | 0 | 1 |  | 0 | 0 | 0 | 0 | 0 | 0 | 0 | 0 | 0 | 0 | 0 | 0 | 0 | 0 | 0 | 0 | 0 | 0 | 0 | 0 | 0 | 0 | 0 | 12 | 1
NO |  | 74 | 2015 | 1 | 26 | 26 |  | 19 Airco Tap | Southeast Sub | 138 | 138 | Steel Tower | 5.53 | 0 | 1 |  | 0 | 0 | 0 | 0 | 0 | 0 | 0 | 0 | 0 | 0 | 0 | 0 | 0 | 0 | 0 | 0 | 0 | 0 | 0 | 0 | 0 | 0 | 0 | 12 | 1
NO |  | 74 | 2015 | 1 | 27 | 27 |  | 19 Airco Tap | HSS Plant (South Yard) | 138 | 138 | Steel Tower | 1.12 | 0 | 1 |  | 0 | 0 | 0 | 0 | 0 | 0 | 0 | 0 | 0 | 0 | 0 | 0 | 0 | 0 | 0 | 0 | 0 | 0 | 0 | 0 | 0 | 0 | 0 | 12 | 1
NO |  | 74 | 2015 | 1 | 28 | 28 |  | 19 Airco Tap | Airco Substation | 138 | 138 | Wood Pole | 0.67 | 0 | 1 |  | 0 | 0 | 0 | 0 | 0 | 0 | 0 | 0 | 0 | 0 | 0 | 0 | 0 | 0 | 0 | 0 | 0 | 0 | 0 | 0 | 0 | 0 | 0 | 12 | 1
NO |  | 74 | 2015 | 1 | 29 | 29 |  | 20 South Sub | HSS Plant (S. Yard) | 138 | 138 | Steel Tower | 0 | 3.38 | 1 |  | 0 | 0 | 0 | 0 | 0 | 0 | 0 | 0 | 0 | 0 | 0 | 0 | 0 | 0 | 0 | 0 | 0 | 0 | 0 | 0 | 0 | 0 | 0 | 12 | 1
NO |  | 74 | 2015 | 1 | 30 | 30 |  | 21 Eagle Valley Plant Sub | Centerton Sub (Duke) | 138 | 138 | Wood H-Frame | 0.31 | 0 | 1 |  | 0 | 0 | 0 | 0 | 0 | 0 | 0 | 0 | 0 | 0 | 0 | 0 | 0 | 0 | 0 | 0 | 0 | 0 | 0 | 0 | 0 | 0 | 0 | 12 | 1
NO |  | 74 | 2015 | 1 | 31 | 31 |  | 21 Southport | Honey Creek Sub (HE) | 138 | 138 | Wood H-Frame | 5.2 | 0 | 1 |  | 0 | 0 | 0 | 0 | 0 | 0 | 0 | 0 | 0 | 0 | 0 | 0 | 0 | 0 | 0 | 0 | 0 | 0 | 0 | 0 | 0 | 0 | 0 | 12 | 1
NO |  | 74 | 2015 | 1 | 32 | 32 |  | 21 Honey Creek (HE) | Centerton Sub (Duke) | 138 | 138 | Wood H-Frame | 16.13 | 0 | 1 |  | 0 | 0 | 0 | 0 | 0 | 0 | 0 | 0 | 0 | 0 | 0 | 0 | 0 | 0 | 0 | 0 | 0 | 0 | 0 | 0 | 0 | 0 | 0 | 12 | 1
NO |  | 74 | 2015 | 1 | 33 | 33 |  | 22 Glens Valley Sub | Mullinix (HE) | 138 | 138 | Wood H-Frame | 5.33 | 0 | 1 |  | 0 | 0 | 0 | 0 | 0 | 0 | 0 | 0 | 0 | 0 | 0 | 0 | 0 | 0 | 0 | 0 | 0 | 0 | 0 | 0 | 0 | 0 | 0 | 12 | 1
NO |  | 74 | 2015 | 1 | 34 | 34 |  | 22 Eagle Valley | Mullinex (HE) | 138 | 138 | Wood H-Frame | 14.35 | 0 | 1 |  | 0 | 0 | 0 | 0 | 0 | 0 | 0 | 0 | 0 | 0 | 0 | 0 | 0 | 0 | 0 | 0 | 0 | 0 | 0 | 0 | 0 | 0 | 0 | 12 | 1
NO |  | 74 | 2015 | 1 | 35 | 35 |  | 23 Eagle Valley Plant Sub | Sanitation Southport Sub | 138 | 138 | Wood Pole | 0.45 | 0 | 1 |  | 0 | 0 | 0 | 0 | 0 | 0 | 0 | 0 | 0 | 0 | 0 | 0 | 0 | 0 | 0 | 0 | 0 | 0 | 0 | 0 | 0 | 0 | 0 | 12 | 1
NO |  | 74 | 2015 | 2 | 1 | 1 |  | 23 Eagle Valley Plant Sub | Sanitation Southport Sub | 138 | 138 | Steel Tower | 3.63 | 0 | 1 |  | 0 | 0 | 0 | 0 | 0 | 0 | 0 | 0 | 0 | 0 | 0 | 0 | 0 | 0 | 0 | 0 | 0 | 0 | 0 | 0 | 0 | 0 | 0 | 12 | 1
NO |  | 74 | 2015 | 2 | 2 | 2 |  | 23 Eagle Valley Plant Sub | Sanitation Southport Sub | 138 | 138 | Steel Tower | 2.37 | 0 | 1 |  | 0 | 0 | 0 | 0 | 0 | 0 | 0 | 0 | 0 | 0 | 0 | 0 | 0 | 0 | 0 | 0 | 0 | 0 | 0 | 0 | 0 | 0 | 0 | 12 | 1
NO |  | 74 | 2015 | 2 | 3 | 3 |  | 23 Eagle Valley Plant Sub | Sanitation Southport Sub | 138 | 138 | Wood H-Frame | 0.91 | 0 | 1 |  | 0 | 0 | 0 | 0 | 0 | 0 | 0 | 0 | 0 | 0 | 0 | 0 | 0 | 0 | 0 | 0 | 0 | 0 | 0 | 0 | 0 | 0 | 0 | 12 | 1
NO |  | 74 | 2015 | 2 | 4 | 4 |  | 23 Eagle Valley Plant Sub | Sanitation Southport Sub | 138 | 138 | Steel Tower | 10.28 | 0 | 1 |  | 0 | 0 | 0 | 0 | 0 | 0 | 0 | 0 | 0 | 0 | 0 | 0 | 0 | 0 | 0 | 0 | 0 | 0 | 0 | 0 | 0 | 0 | 0 | 12 | 1
NO |  | 74 | 2015 | 2 | 5 | 5 |  | 24 Heartland Crossing Tap | Mooresville Sub | 138 | 138 | Wood H-Frame | 3.83 | 0 | 1 |  | 0 | 0 | 0 | 0 | 0 | 0 | 0 | 0 | 0 | 0 | 0 | 0 | 0 | 0 | 0 | 0 | 0 | 0 | 0 | 0 | 0 | 0 | 0 | 12 | 1
NO |  | 74 | 2015 | 2 | 6 | 6 |  | 24 Eagle Valley | Heartland Crossing Tap | 138 | 138 | Steel Tower | 0 | 11.87 | 1 |  | 0 | 0 | 0 | 0 | 0 | 0 | 0 | 0 | 0 | 0 | 0 | 0 | 0 | 0 | 0 | 0 | 0 | 0 | 0 | 0 | 0 | 0 | 0 | 12 | 1
NO |  | 74 | 2015 | 2 | 7 | 7 |  | 24 Heartland Crossing Tap | Heartland Crossing Sub | 138 | 138 | Wood H-Frame | 0.54 | 0 | 1 |  | 0 | 0 | 0 | 0 | 0 | 0 | 0 | 0 | 0 | 0 | 0 | 0 | 0 | 0 | 0 | 0 | 0 | 0 | 0 | 0 | 0 | 0 | 0 | 12 | 1
NO |  | 74 | 2015 | 2 | 8 | 8 |  | 25 Hanna Sub | East Sub | 138 | 138 | Wood H-Frame | 5.6 | 0 | 1 |  | 0 | 0 | 0 | 0 | 0 | 0 | 0 | 0 | 0 | 0 | 0 | 0 | 0 | 0 | 0 | 0 | 0 | 0 | 0 | 0 | 0 | 0 | 0 | 12 | 1
NO |  | 74 | 2015 | 2 | 9 | 9 |  | 25 Hanna Sub | East Sub | 138 | 138 | Wood Pole | 0.15 | 0 | 1 |  | 0 | 0 | 0 | 0 | 0 | 0 | 0 | 0 | 0 | 0 | 0 | 0 | 0 | 0 | 0 | 0 | 0 | 0 | 0 | 0 | 0 | 0 | 0 | 12 | 1
NO |  | 74 | 2015 | 2 | 10 | 10 |  | 26 Hanna Sub | Southeast Sub | 138 | 138 | Wood H-Frame | 1.24 | 0 | 1 |  | 0 | 0 | 0 | 0 | 0 | 0 | 0 | 0 | 0 | 0 | 0 | 0 | 0 | 0 | 0 | 0 | 0 | 0 | 0 | 0 | 0 | 0 | 0 | 12 | 1
NO |  | 74 | 2015 | 2 | 11 | 11 |  | 27 Ford Sub | Southeast Sub | 138 | 138 | Wood H-Frame | 1.11 | 0 | 1 |  | 0 | 0 | 0 | 0 | 0 | 0 | 0 | 0 | 0 | 0 | 0 | 0 | 0 | 0 | 0 | 0 | 0 | 0 | 0 | 0 | 0 | 0 | 0 | 12 | 1
NO |  | 74 | 2015 | 2 | 12 | 12 |  | 27 Ford Sub | Southeast Sub | 138 | 138 | Steel Tower | 2.01 | 0 | 1 |  | 0 | 0 | 0 | 0 | 0 | 0 | 0 | 0 | 0 | 0 | 0 | 0 | 0 | 0 | 0 | 0 | 0 | 0 | 0 | 0 | 0 | 0 | 0 | 12 | 1
NO |  | 74 | 2015 | 2 | 13 | 13 |  | 27 Ford Sub | Southeast Sub | 138 | 138 | Wood Pole | 0.1 | 0 | 1 |  | 0 | 0 | 0 | 0 | 0 | 0 | 0 | 0 | 0 | 0 | 0 | 0 | 0 | 0 | 0 | 0 | 0 | 0 | 0 | 0 | 0 | 0 | 0 | 12 | 1
NO |  | 74 | 2015 | 2 | 14 | 14 |  | 28 Prospect Sub | Harvester Foundry Sub | 138 | 138 | Wood Pole | 2.07 | 0 | 1 |  | 0 | 0 | 0 | 0 | 0 | 0 | 0 | 0 | 0 | 0 | 0 | 0 | 0 | 0 | 0 | 0 | 0 | 0 | 0 | 0 | 0 | 0 | 0 | 12 | 1
NO |  | 74 | 2015 | 2 | 15 | 15 |  | 29 Southport Sub | Franklin Township Sub | 138 | 138 | Wood H-Frame | 3.4 | 0 | 1 |  | 0 | 0 | 0 | 0 | 0 | 0 | 0 | 0 | 0 | 0 | 0 | 0 | 0 | 0 | 0 | 0 | 0 | 0 | 0 | 0 | 0 | 0 | 0 | 12 | 1
NO |  | 74 | 2015 | 2 | 16 | 16 |  | 30 Franklin Township Sub | Hanna Sub | 138 | 138 | Wood H-Frame | 2.35 | 0 | 1 |  | 0 | 0 | 0 | 0 | 0 | 0 | 0 | 0 | 0 | 0 | 0 | 0 | 0 | 0 | 0 | 0 | 0 | 0 | 0 | 0 | 0 | 0 | 0 | 12 | 1
NO |  | 74 | 2015 | 2 | 17 | 17 |  | 30 Franklin Township Sub | Hanna Sub | 138 | 138 | Wood Pole | 0.2 | 0 | 1 |  | 0 | 0 | 0 | 0 | 0 | 0 | 0 | 0 | 0 | 0 | 0 | 0 | 0 | 0 | 0 | 0 | 0 | 0 | 0 | 0 | 0 | 0 | 0 | 12 | 1
NO |  | 74 | 2015 | 2 | 18 | 18 |  | 30 Franklin Township Sub | Hanna Sub | 138 | 138 | Steel Tower | 0.16 | 0 | 1 |  | 0 | 0 | 0 | 0 | 0 | 0 | 0 | 0 | 0 | 0 | 0 | 0 | 0 | 0 | 0 | 0 | 0 | 0 | 0 | 0 | 0 | 0 | 0 | 12 | 1
NO |  | 74 | 2015 | 2 | 19 | 19 |  | 31 Williams St. Sub | Edison Sub | 138 | 138 | Wood Pole | 1.6 | 0 | 1 |  | 0 | 0 | 0 | 0 | 0 | 0 | 0 | 0 | 0 | 0 | 0 | 0 | 0 | 0 | 0 | 0 | 0 | 0 | 0 | 0 | 0 | 0 | 0 | 12 | 1
NO |  | 74 | 2015 | 2 | 20 | 20 |  | 32 Mill Street Sub | Edison Sub | 138 | 138 | Wood Pole | 2.33 | 0 | 1 |  | 0 | 0 | 0 | 0 | 0 | 0 | 0 | 0 | 0 | 0 | 0 | 0 | 0 | 0 | 0 | 0 | 0 | 0 | 0 | 0 | 0 | 0 | 0 | 12 | 1
NO |  | 74 | 2015 | 2 | 21 | 21 |  | 32 Mill Street Sub | Edison Sub | 138 | 138 | Steel Pole | 0.37 | 0 | 1 |  | 0 | 0 | 0 | 0 | 0 | 0 | 0 | 0 | 0 | 0 | 0 | 0 | 0 | 0 | 0 | 0 | 0 | 0 | 0 | 0 | 0 | 0 | 0 | 12 | 1
NO |  | 74 | 2015 | 2 | 22 | 22 |  | 33 Bridgeport | Rockville Rd Sub | 138 | 138 | Wood Pole | 0 | 0 | 1 |  | 0 | 0 | 0 | 0 | 0 | 0 | 0 | 0 | 0 | 0 | 0 | 0 | 0 | 0 | 0 | 0 | 0 | 0 | 0 | 0 | 0 | 0 | 0 | 12 | 1
NO |  | 74 | 2015 | 2 | 23 | 23 |  | 33 Bridgeport | Rockville Rd Sub | 138 | 138 | Wood H-Frame | 2.75 | 0 | 1 |  | 0 | 0 | 0 | 0 | 0 | 0 | 0 | 0 | 0 | 0 | 0 | 0 | 0 | 0 | 0 | 0 | 0 | 0 | 0 | 0 | 0 | 0 | 0 | 12 | 1
NO |  | 74 | 2015 | 2 | 24 | 24 |  | 35 Pike Sub | Crawfordsville Sub | 138 | 138 | Steel Tower | 0.48 | 0 | 1 |  | 0 | 0 | 0 | 0 | 0 | 0 | 0 | 0 | 0 | 0 | 0 | 0 | 0 | 0 | 0 | 0 | 0 | 0 | 0 | 0 | 0 | 0 | 0 | 12 | 1
NO |  | 74 | 2015 | 2 | 25 | 25 |  | 35 Pike Sub | Crawfordsville Sub | 138 | 138 | Wood H-Frame | 2.67 | 0 | 1 |  | 0 | 0 | 0 | 0 | 0 | 0 | 0 | 0 | 0 | 0 | 0 | 0 | 0 | 0 | 0 | 0 | 0 | 0 | 0 | 0 | 0 | 0 | 0 | 12 | 1
NO |  | 74 | 2015 | 2 | 26 | 26 |  | 36 Edison Sub | Brookwood Sub | 138 | 138 | Steel Pole | 0.28 | 0 | 1 |  | 0 | 0 | 0 | 0 | 0 | 0 | 0 | 0 | 0 | 0 | 0 | 0 | 0 | 0 | 0 | 0 | 0 | 0 | 0 | 0 | 0 | 0 | 0 | 12 | 1
NO |  | 74 | 2015 | 2 | 27 | 27 |  | 36 Edison Sub | Brookwood Sub | 138 | 138 | Wood Pole | 3.24 | 0 | 1 |  | 0 | 0 | 0 | 0 | 0 | 0 | 0 | 0 | 0 | 0 | 0 | 0 | 0 | 0 | 0 | 0 | 0 | 0 | 0 | 0 | 0 | 0 | 0 | 12 | 1
NO |  | 74 | 2015 | 2 | 28 | 28 |  | 37 Guion Sub | Mill St. Sub | 138 | 138 | Steel Tower | 3.11 | 0 | 1 |  | 0 | 0 | 0 | 0 | 0 | 0 | 0 | 0 | 0 | 0 | 0 | 0 | 0 | 0 | 0 | 0 | 0 | 0 | 0 | 0 | 0 | 0 | 0 | 12 | 1
NO |  | 74 | 2015 | 2 | 29 | 29 |  | 37 Guion Sub | Mill St. Sub | 138 | 138 | Wood Pole | 4.25 | 0 | 1 |  | 0 | 0 | 0 | 0 | 0 | 0 | 0 | 0 | 0 | 0 | 0 | 0 | 0 | 0 | 0 | 0 | 0 | 0 | 0 | 0 | 0 | 0 | 0 | 12 | 1
NO |  | 74 | 2015 | 2 | 30 | 30 |  | 38 Brookwood Sub | Lawrence Sub | 138 | 138 | Wood Pole | 3.04 | 0 | 1 |  | 0 | 0 | 0 | 0 | 0 | 0 | 0 | 0 | 0 | 0 | 0 | 0 | 0 | 0 | 0 | 0 | 0 | 0 | 0 | 0 | 0 | 0 | 0 | 12 | 1
NO |  | 74 | 2015 | 2 | 31 | 31 |  | 39 Northwest Sub | Guion Sub | 138 | 138 | Steel Tower | 0 | 3.12 | 1 |  | 0 | 0 | 0 | 0 | 0 | 0 | 0 | 0 | 0 | 0 | 0 | 0 | 0 | 0 | 0 | 0 | 0 | 0 | 0 | 0 | 0 | 0 | 0 | 12 | 1
NO |  | 74 | 2015 | 2 | 32 | 32 |  | 40 Guion Sub | Westlane Sub | 138 | 138 | Steel Tower | 2.22 | 0 | 1 |  | 0 | 0 | 0 | 0 | 0 | 0 | 0 | 0 | 0 | 0 | 0 | 0 | 0 | 0 | 0 | 0 | 0 | 0 | 0 | 0 | 0 | 0 | 0 | 12 | 1
NO |  | 74 | 2015 | 2 | 33 | 33 |  | 41 Westlane Sub | Georgetown Sub | 138 | 138 | Steel Tower | 0.01 | 0 | 1 |  | 0 | 0 | 0 | 0 | 0 | 0 | 0 | 0 | 0 | 0 | 0 | 0 | 0 | 0 | 0 | 0 | 0 | 0 | 0 | 0 | 0 | 0 | 0 | 12 | 1
NO |  | 74 | 2015 | 2 | 34 | 34 |  | 41 Westlane Sub | Georgetown Sub | 138 | 138 | Wood Pole | 3.04 | 0 | 1 |  | 0 | 0 | 0 | 0 | 0 | 0 | 0 | 0 | 0 | 0 | 0 | 0 | 0 | 0 | 0 | 0 | 0 | 0 | 0 | 0 | 0 | 0 | 0 | 12 | 1
NO |  | 74 | 2015 | 2 | 35 | 35 |  | 42 Guion Sub | Tremont Sub | 138 | 138 | Steel Tower | 1.88 | 3.15 | 1 |  | 0 | 0 | 0 | 0 | 0 | 0 | 0 | 0 | 0 | 0 | 0 | 0 | 0 | 0 | 0 | 0 | 0 | 0 | 0 | 0 | 0 | 0 | 0 | 12 | 1
NO |  | 74 | 2015 | 3 | 1 | 1 |  | 43 Guion Sub | Crestview Sub | 138 | 138 | Wood Pole | 7.37 | 0 | 1 |  | 0 | 0 | 0 | 0 | 0 | 0 | 0 | 0 | 0 | 0 | 0 | 0 | 0 | 0 | 0 | 0 | 0 | 0 | 0 | 0 | 0 | 0 | 0 | 12 | 1
NO |  | 74 | 2015 | 3 | 2 | 2 |  | 43 Guion Sub | Crestview Sub | 138 | 138 | Steel Pole | 0.29 | 0 | 1 |  | 0 | 0 | 0 | 0 | 0 | 0 | 0 | 0 | 0 | 0 | 0 | 0 | 0 | 0 | 0 | 0 | 0 | 0 | 0 | 0 | 0 | 0 | 0 | 12 | 1
NO |  | 74 | 2015 | 3 | 3 | 3 |  | 44 Northeast Sub | Crestview Sub | 138 | 138 | Wood Pole | 1.57 | 0 | 1 |  | 0 | 0 | 0 | 0 | 0 | 0 | 0 | 0 | 0 | 0 | 0 | 0 | 0 | 0 | 0 | 0 | 0 | 0 | 0 | 0 | 0 | 0 | 0 | 12 | 1
NO |  | 74 | 2015 | 3 | 4 | 4 |  | 44 Northeast Sub | Crestview Sub | 138 | 138 | Steel Pole | 0.13 | 0 | 1 |  | 0 | 0 | 0 | 0 | 0 | 0 | 0 | 0 | 0 | 0 | 0 | 0 | 0 | 0 | 0 | 0 | 0 | 0 | 0 | 0 | 0 | 0 | 0 | 12 | 1
NO |  | 74 | 2015 | 3 | 5 | 5 |  | 45 Northeast Sub | Lawrence Sub | 138 | 138 | Steel Tower | 0 | 5.27 | 1 |  | 0 | 0 | 0 | 0 | 0 | 0 | 0 | 0 | 0 | 0 | 0 | 0 | 0 | 0 | 0 | 0 | 0 | 0 | 0 | 0 | 0 | 0 | 0 | 12 | 1
NO |  | 74 | 2015 | 3 | 6 | 6 |  | 46 Sunnyside Sub | Geist Sub | 138 | 138 | Wood Pole | 3.4 | 0 | 1 |  | 0 | 0 | 0 | 0 | 0 | 0 | 0 | 0 | 0 | 0 | 0 | 0 | 0 | 0 | 0 | 0 | 0 | 0 | 0 | 0 | 0 | 0 | 0 | 12 | 1
NO |  | 74 | 2015 | 3 | 7 | 7 |  | 47 Sunnyside | Post Road | 138 | 138 | Wood Pole | 2.41 | 0 | 1 |  | 0 | 0 | 0 | 0 | 0 | 0 | 0 | 0 | 0 | 0 | 0 | 0 | 0 | 0 | 0 | 0 | 0 | 0 | 0 | 0 | 0 | 0 | 0 | 12 | 1
NO |  | 74 | 2015 | 3 | 8 | 8 |  | 79 Post Road | Lawrence | 138 | 138 | Wood Pole | 2.65 | 0 | 1 |  | 0 | 0 | 0 | 0 | 0 | 0 | 0 | 0 | 0 | 0 | 0 | 0 | 0 | 0 | 0 | 0 | 0 | 0 | 0 | 0 | 0 | 0 | 0 | 12 | 1
NO |  | 74 | 2015 | 3 | 9 | 9 |  | 48 East Sub | Lawrence Sub | 138 | 138 | Steel Tower | 0 | 2.81 | 1 |  | 0 | 0 | 0 | 0 | 0 | 0 | 0 | 0 | 0 | 0 | 0 | 0 | 0 | 0 | 0 | 0 | 0 | 0 | 0 | 0 | 0 | 0 | 0 | 12 | 1
NO |  | 74 | 2015 | 3 | 10 | 10 |  | 49 Tobey Sub | East Sub | 138 | 138 | Wood Pole | 2.76 | 0 | 1 |  | 0 | 0 | 0 | 0 | 0 | 0 | 0 | 0 | 0 | 0 | 0 | 0 | 0 | 0 | 0 | 0 | 0 | 0 | 0 | 0 | 0 | 0 | 0 | 12 | 1
NO |  | 74 | 2015 | 3 | 11 | 11 |  | 50 Sunnyside Sub | German Church Sub | 138 | 138 | Wood H-Frame | 3.15 | 0 | 1 |  | 0 | 0 | 0 | 0 | 0 | 0 | 0 | 0 | 0 | 0 | 0 | 0 | 0 | 0 | 0 | 0 | 0 | 0 | 0 | 0 | 0 | 0 | 0 | 12 | 1
NO |  | 74 | 2015 | 3 | 12 | 12 |  | 50 Sunnyside Sub | German Church Sub | 138 | 138 | Wood Pole | 0.47 | 0 | 1 |  | 0 | 0 | 0 | 0 | 0 | 0 | 0 | 0 | 0 | 0 | 0 | 0 | 0 | 0 | 0 | 0 | 0 | 0 | 0 | 0 | 0 | 0 | 0 | 12 | 1
NO |  | 74 | 2015 | 3 | 13 | 13 |  | 51 German Church Sub | Cumberland Sub | 138 | 138 | Wood Pole | 1.66 | 0 | 1 |  | 0 | 0 | 0 | 0 | 0 | 0 | 0 | 0 | 0 | 0 | 0 | 0 | 0 | 0 | 0 | 0 | 0 | 0 | 0 | 0 | 0 | 0 | 0 | 12 | 1
NO |  | 74 | 2015 | 3 | 14 | 14 |  | 51 German Church Sub | Cumberland Sub | 138 | 138 | Wood H-Frame | 2.58 | 0 | 1 |  | 0 | 0 | 0 | 0 | 0 | 0 | 0 | 0 | 0 | 0 | 0 | 0 | 0 | 0 | 0 | 0 | 0 | 0 | 0 | 0 | 0 | 0 | 0 | 12 | 1
NO |  | 74 | 2015 | 3 | 15 | 15 |  | 52 Ford Sub | Cumberland Sub | 138 | 138 | Wood Pole | 5.73 | 0 | 1 |  | 0 | 0 | 0 | 0 | 0 | 0 | 0 | 0 | 0 | 0 | 0 | 0 | 0 | 0 | 0 | 0 | 0 | 0 | 0 | 0 | 0 | 0 | 0 | 12 | 1
NO |  | 74 | 2015 | 3 | 16 | 16 |  | 53 Ford Sub | Harvester Foundry Sub | 138 | 138 | Wood Pole | 2.34 | 0 | 1 |  | 0 | 0 | 0 | 0 | 0 | 0 | 0 | 0 | 0 | 0 | 0 | 0 | 0 | 0 | 0 | 0 | 0 | 0 | 0 | 0 | 0 | 0 | 0 | 12 | 1
NO |  | 74 | 2015 | 3 | 17 | 17 |  | 54 Geist Sub | Castleton Sub | 138 | 138 | Wood Pole | 3.82 | 0 | 1 |  | 0 | 0 | 0 | 0 | 0 | 0 | 0 | 0 | 0 | 0 | 0 | 0 | 0 | 0 | 0 | 0 | 0 | 0 | 0 | 0 | 0 | 0 | 0 | 12 | 1
NO |  | 74 | 2015 | 3 | 18 | 18 |  | 55 Castleton Sub | River Road Sub | 138 | 138 | Wood Pole | 3.1 | 0 | 1 |  | 0 | 0 | 0 | 0 | 0 | 0 | 0 | 0 | 0 | 0 | 0 | 0 | 0 | 0 | 0 | 0 | 0 | 0 | 0 | 0 | 0 | 0 | 0 | 12 | 1
NO |  | 74 | 2015 | 3 | 19 | 19 |  | 56 Guion Sub | Pike Sub | 138 | 138 | Steel Tower | 0.06 | 0 | 1 |  | 0 | 0 | 0 | 0 | 0 | 0 | 0 | 0 | 0 | 0 | 0 | 0 | 0 | 0 | 0 | 0 | 0 | 0 | 0 | 0 | 0 | 0 | 0 | 12 | 1
NO |  | 74 | 2015 | 3 | 20 | 20 |  | 56 Guion Sub | Pike Sub | 138 | 138 | Wood H-Frame | 3.1 | 0 | 1 |  | 0 | 0 | 0 | 0 | 0 | 0 | 0 | 0 | 0 | 0 | 0 | 0 | 0 | 0 | 0 | 0 | 0 | 0 | 0 | 0 | 0 | 0 | 0 | 12 | 1
NO |  | 74 | 2015 | 3 | 21 | 21 |  | 57 Carmel Tap (Duke) | River Road Sub | 138 | 138 | Wood Pole | 0.53 | 0 | 1 |  | 0 | 0 | 0 | 0 | 0 | 0 | 0 | 0 | 0 | 0 | 0 | 0 | 0 | 0 | 0 | 0 | 0 | 0 | 0 | 0 | 0 | 0 | 0 | 12 | 1
NO |  | 74 | 2015 | 3 | 22 | 22 |  | 57 Carmel Tap (Duke) | North Sub | 138 | 138 | Wood Pole | 3.21 | 0 | 1 |  | 0 | 0 | 0 | 0 | 0 | 0 | 0 | 0 | 0 | 0 | 0 | 0 | 0 | 0 | 0 | 0 | 0 | 0 | 0 | 0 | 0 | 0 | 0 | 12 | 1
NO |  | 74 | 2015 | 3 | 23 | 23 |  | 58 Royalton Tap | Pike Sub | 138 | 138 | Wood Pole | 5.45 | 0 | 1 |  | 0 | 0 | 0 | 0 | 0 | 0 | 0 | 0 | 0 | 0 | 0 | 0 | 0 | 0 | 0 | 0 | 0 | 0 | 0 | 0 | 0 | 0 | 0 | 12 | 1
NO |  | 74 | 2015 | 3 | 24 | 24 |  | 58 Royalton Tap | Royalton Sub | 138 | 138 | Steel Pole | 0.02 | 0 | 1 |  | 0 | 0 | 0 | 0 | 0 | 0 | 0 | 0 | 0 | 0 | 0 | 0 | 0 | 0 | 0 | 0 | 0 | 0 | 0 | 0 | 0 | 0 | 0 | 12 | 1
NO |  | 74 | 2015 | 3 | 25 | 25 |  | 58 Royalton Tap | Pike Sub | 138 | 138 | Steel Pole | 0.22 | 0 | 1 |  | 0 | 0 | 0 | 0 | 0 | 0 | 0 | 0 | 0 | 0 | 0 | 0 | 0 | 0 | 0 | 0 | 0 | 0 | 0 | 0 | 0 | 0 | 0 | 12 | 1
NO |  | 74 | 2015 | 3 | 26 | 26 |  | 59 Southwest Sub | Sanitation Southport | 138 | 138 | Steel Tower | 7.3 | 0 | 1 |  | 0 | 0 | 0 | 0 | 0 | 0 | 0 | 0 | 0 | 0 | 0 | 0 | 0 | 0 | 0 | 0 | 0 | 0 | 0 | 0 | 0 | 0 | 0 | 12 | 1
NO |  | 74 | 2015 | 3 | 27 | 27 |  | 59 Souhtwest Sub | Sanitation Southport | 138 | 138 | Wood Pole | 0.49 | 0 | 1 |  | 0 | 0 | 0 | 0 | 0 | 0 | 0 | 0 | 0 | 0 | 0 | 0 | 0 | 0 | 0 | 0 | 0 | 0 | 0 | 0 | 0 | 0 | 0 | 12 | 1
NO |  | 74 | 2015 | 3 | 28 | 28 |  | 60 Thompson Sub | Camby Sub | 138 | 138 | Wood Pole | 0.63 | 0 | 1 |  | 0 | 0 | 0 | 0 | 0 | 0 | 0 | 0 | 0 | 0 | 0 | 0 | 0 | 0 | 0 | 0 | 0 | 0 | 0 | 0 | 0 | 0 | 0 | 12 | 1
NO |  | 74 | 2015 | 3 | 29 | 29 |  | 60 Thompson Sub | Camby Sub | 138 | 138 | Wood H-Frams | 1.73 | 0 | 1 |  | 0 | 0 | 0 | 0 | 0 | 0 | 0 | 0 | 0 | 0 | 0 | 0 | 0 | 0 | 0 | 0 | 0 | 0 | 0 | 0 | 0 | 0 | 0 | 12 | 1
NO |  | 74 | 2015 | 3 | 30 | 30 |  | 60 Thompson Sub | Camby Sub | 138 | 138 | Steel Tower | 0.19 | 0 | 1 |  | 0 | 0 | 0 | 0 | 0 | 0 | 0 | 0 | 0 | 0 | 0 | 0 | 0 | 0 | 0 | 0 | 0 | 0 | 0 | 0 | 0 | 0 | 0 | 12 | 1
NO |  | 74 | 2015 | 3 | 31 | 31 |  | 84 Camby | Mooresville (East) Sub | 138 | 138 | Wood Pole | 5.28 | 0 | 1 |  | 0 | 0 | 0 | 0 | 0 | 0 | 0 | 0 | 0 | 0 | 0 | 0 | 0 | 0 | 0 | 0 | 0 | 0 | 0 | 0 | 0 | 0 | 0 | 12 | 1
NO |  | 74 | 2015 | 3 | 32 | 32 |  | 61 Center Sub | Lilly-South Sub | 138 | 138 | Wood H-Frame | 0.18 | 0 | 1 |  | 0 | 0 | 0 | 0 | 0 | 0 | 0 | 0 | 0 | 0 | 0 | 0 | 0 | 0 | 0 | 0 | 0 | 0 | 0 | 0 | 0 | 0 | 0 | 12 | 1
NO |  | 74 | 2015 | 3 | 33 | 33 |  | 61 Center Sub | Lilly-South Sub | 138 | 138 | Wood Pole | 1.08 | 0 | 1 |  | 0 | 0 | 0 | 0 | 0 | 0 | 0 | 0 | 0 | 0 | 0 | 0 | 0 | 0 | 0 | 0 | 0 | 0 | 0 | 0 | 0 | 0 | 0 | 12 | 1
NO |  | 74 | 2015 | 3 | 34 | 34 |  | 62 Gardner Lane | Sheffield Sub | 138 | 138 | Wood Pole | 1.83 | 0 | 1 |  | 0 | 0 | 0 | 0 | 0 | 0 | 0 | 0 | 0 | 0 | 0 | 0 | 0 | 0 | 0 | 0 | 0 | 0 | 0 | 0 | 0 | 0 | 0 | 12 | 1
NO |  | 74 | 2015 | 3 | 35 | 35 |  | 62 Gardner Lane | Sheffield Sub | 138 | 138 | Steel Pole | 0.27 | 0 | 1 |  | 0 | 0 | 0 | 0 | 0 | 0 | 0 | 0 | 0 | 0 | 0 | 0 | 0 | 0 | 0 | 0 | 0 | 0 | 0 | 0 | 0 | 0 | 0 | 12 | 1
NO |  | 74 | 2015 | 4 | 1 | 1 |  | 63 West Sub | Park Fletcher | 138 | 138 | Steel Tower | 0 | 2.05 | 1 |  | 0 | 0 | 0 | 0 | 0 | 0 | 0 | 0 | 0 | 0 | 0 | 0 | 0 | 0 | 0 | 0 | 0 | 0 | 0 | 0 | 0 | 0 | 0 | 12 | 1
NO |  | 74 | 2015 | 4 | 2 | 2 |  | 63 West Sub | Park Fletcher | 138 | 138 | Wood Pole | 3.23 | 0 | 1 |  | 0 | 0 | 0 | 0 | 0 | 0 | 0 | 0 | 0 | 0 | 0 | 0 | 0 | 0 | 0 | 0 | 0 | 0 | 0 | 0 | 0 | 0 | 0 | 12 | 1
NO |  | 74 | 2015 | 4 | 3 | 3 |  | 64 Rockville Sub | Allison No. 4 | 138 | 138 | Wood Pole | 4.28 | 0 | 1 |  | 0 | 0 | 0 | 0 | 0 | 0 | 0 | 0 | 0 | 0 | 0 | 0 | 0 | 0 | 0 | 0 | 0 | 0 | 0 | 0 | 0 | 0 | 0 | 12 | 1
NO |  | 74 | 2015 | 4 | 4 | 4 |  | 65 Sheffield Sub | Mill Street | 138 | 138 | Wood Pole | 3.1 | 0 | 1 |  | 0 | 0 | 0 | 0 | 0 | 0 | 0 | 0 | 0 | 0 | 0 | 0 | 0 | 0 | 0 | 0 | 0 | 0 | 0 | 0 | 0 | 0 | 0 | 12 | 1
NO |  | 74 | 2015 | 4 | 5 | 5 |  | 66 Northeast Sub | Castleton Sub | 138 | 138 | Wood Pole | 6.16 | 0 | 1 |  | 0 | 0 | 0 | 0 | 0 | 0 | 0 | 0 | 0 | 0 | 0 | 0 | 0 | 0 | 0 | 0 | 0 | 0 | 0 | 0 | 0 | 0 | 0 | 12 | 1
NO |  | 74 | 2015 | 4 | 6 | 6 |  | 67 Dow Agro Sub | Georgetown Sub | 138 | 138 | Wood Pole | 1.62 | 0 | 1 |  | 0 | 0 | 0 | 0 | 0 | 0 | 0 | 0 | 0 | 0 | 0 | 0 | 0 | 0 | 0 | 0 | 0 | 0 | 0 | 0 | 0 | 0 | 0 | 12 | 1
NO |  | 74 | 2015 | 4 | 7 | 7 |  | 81 Lafayette Road Sub | Dow Agro Sub | 138 | 138 | Wood Pole | 2.1 | 0 | 1 |  | 0 | 0 | 0 | 0 | 0 | 0 | 0 | 0 | 0 | 0 | 0 | 0 | 0 | 0 | 0 | 0 | 0 | 0 | 0 | 0 | 0 | 0 | 0 | 12 | 1
NO |  | 74 | 2015 | 4 | 8 | 8 |  | 81 Lafayette Road Sub | Dow Agro Sub | 138 | 138 | Steel Pole | 0.88 | 0 | 1 |  | 0 | 0 | 0 | 0 | 0 | 0 | 0 | 0 | 0 | 0 | 0 | 0 | 0 | 0 | 0 | 0 | 0 | 0 | 0 | 0 | 0 | 0 | 0 | 12 | 1
NO |  | 74 | 2015 | 4 | 9 | 9 |  | 68 German Church Sub | Tobey Sub | 138 | 138 | Wood Pole | 2.88 | 0 | 1 |  | 0 | 0 | 0 | 0 | 0 | 0 | 0 | 0 | 0 | 0 | 0 | 0 | 0 | 0 | 0 | 0 | 0 | 0 | 0 | 0 | 0 | 0 | 0 | 12 | 1
NO |  | 74 | 2015 | 4 | 10 | 10 |  | 69 Gardner Lane Sub | Lilly South Sub | 138 | 138 | Steel Pole | 0.5 | 0 | 1 |  | 0 | 0 | 0 | 0 | 0 | 0 | 0 | 0 | 0 | 0 | 0 | 0 | 0 | 0 | 0 | 0 | 0 | 0 | 0 | 0 | 0 | 0 | 0 | 12 | 1
NO |  | 74 | 2015 | 4 | 11 | 11 |  | 69 Gardner Lane Sub | Lilly South Sub | 138 | 138 | Wood Pole | 1.08 | 0 | 1 |  | 0 | 0 | 0 | 0 | 0 | 0 | 0 | 0 | 0 | 0 | 0 | 0 | 0 | 0 | 0 | 0 | 0 | 0 | 0 | 0 | 0 | 0 | 0 | 12 | 1
NO |  | 74 | 2015 | 4 | 12 | 12 |  | 70 Allison No. 4 | West Sub | 138 | 138 | Wood Pole | 1.03 | 0 | 1 |  | 0 | 0 | 0 | 0 | 0 | 0 | 0 | 0 | 0 | 0 | 0 | 0 | 0 | 0 | 0 | 0 | 0 | 0 | 0 | 0 | 0 | 0 | 0 | 12 | 1
NO |  | 74 | 2015 | 4 | 13 | 13 |  | 71 North Sub | Northeast | 138 | 138 | Wood Pole | 0.11 | 0 | 1 |  | 0 | 0 | 0 | 0 | 0 | 0 | 0 | 0 | 0 | 0 | 0 | 0 | 0 | 0 | 0 | 0 | 0 | 0 | 0 | 0 | 0 | 0 | 0 | 12 | 1
NO |  | 74 | 2015 | 4 | 14 | 14 |  | 71 North Sub | Northeast | 138 | 138 | Steel Tower | 5.57 | 0 | 1 |  | 0 | 0 | 0 | 0 | 0 | 0 | 0 | 0 | 0 | 0 | 0 | 0 | 0 | 0 | 0 | 0 | 0 | 0 | 0 | 0 | 0 | 0 | 0 | 12 | 1
NO |  | 74 | 2015 | 4 | 15 | 15 |  | 72 Southeast Sub | East Sub | 138 | 138 | Steel Tower | 0 | 3.26 | 1 |  | 0 | 0 | 0 | 0 | 0 | 0 | 0 | 0 | 0 | 0 | 0 | 0 | 0 | 0 | 0 | 0 | 0 | 0 | 0 | 0 | 0 | 0 | 0 | 12 | 1
NO |  | 74 | 2015 | 4 | 16 | 16 |  | 72 Southeast Sub | East Sub | 138 | 138 | Wood Pole | 0.48 | 0 | 1 |  | 0 | 0 | 0 | 0 | 0 | 0 | 0 | 0 | 0 | 0 | 0 | 0 | 0 | 0 | 0 | 0 | 0 | 0 | 0 | 0 | 0 | 0 | 0 | 12 | 1
NO |  | 74 | 2015 | 4 | 17 | 17 |  | 72 Southeast Sub | East Sub | 138 | 138 | Wood H-Frame | 0.78 | 0 | 1 |  | 0 | 0 | 0 | 0 | 0 | 0 | 0 | 0 | 0 | 0 | 0 | 0 | 0 | 0 | 0 | 0 | 0 | 0 | 0 | 0 | 0 | 0 | 0 | 12 | 1
NO |  | 74 | 2015 | 4 | 18 | 18 |  | 73 Center Sub | Prospect Sub | 138 | 138 | Wood Pole | 4.31 | 0 | 1 |  | 0 | 0 | 0 | 0 | 0 | 0 | 0 | 0 | 0 | 0 | 0 | 0 | 0 | 0 | 0 | 0 | 0 | 0 | 0 | 0 | 0 | 0 | 0 | 12 | 1
NO |  | 74 | 2015 | 4 | 19 | 19 |  | 74 Sanitation Belmont | Southwest Sub | 138 | 138 | Steel Tower | 1.21 | 0.58 | 1 |  | 0 | 0 | 0 | 0 | 0 | 0 | 0 | 0 | 0 | 0 | 0 | 0 | 0 | 0 | 0 | 0 | 0 | 0 | 0 | 0 | 0 | 0 | 0 | 12 | 1
NO |  | 74 | 2015 | 4 | 20 | 20 |  | 74 Sanitation Belmont | Southwest Sub | 138 | 138 | Wood Pole | 0.36 | 0 | 1 |  | 0 | 0 | 0 | 0 | 0 | 0 | 0 | 0 | 0 | 0 | 0 | 0 | 0 | 0 | 0 | 0 | 0 | 0 | 0 | 0 | 0 | 0 | 0 | 12 | 1
NO |  | 74 | 2015 | 4 | 21 | 21 |  | 75 Williams St. Sub | Prospect Sub | 138 | 138 | Wood Pole | 1.73 | 0 | 1 |  | 0 | 0 | 0 | 0 | 0 | 0 | 0 | 0 | 0 | 0 | 0 | 0 | 0 | 0 | 0 | 0 | 0 | 0 | 0 | 0 | 0 | 0 | 0 | 12 | 1
NO |  | 74 | 2015 | 4 | 22 | 22 |  | 76 Southport Sub | Edgewood | 138 | 138 | Wood Pole | 3.2 | 0 | 1 |  | 0 | 0 | 0 | 0 | 0 | 0 | 0 | 0 | 0 | 0 | 0 | 0 | 0 | 0 | 0 | 0 | 0 | 0 | 0 | 0 | 0 | 0 | 0 | 12 | 1
NO |  | 74 | 2015 | 4 | 23 | 23 |  | 76 Southport Sub | Edgewood Sub | 138 | 138 | Steel Pole | 0.12 | 0 | 1 |  | 0 | 0 | 0 | 0 | 0 | 0 | 0 | 0 | 0 | 0 | 0 | 0 | 0 | 0 | 0 | 0 | 0 | 0 | 0 | 0 | 0 | 0 | 0 | 12 | 1
NO |  | 74 | 2015 | 4 | 24 | 24 |  | 77 Thompson Sub | United Airlines | 138 | 138 | Wood Pole | 1.02 | 0 | 1 |  | 0 | 0 | 0 | 0 | 0 | 0 | 0 | 0 | 0 | 0 | 0 | 0 | 0 | 0 | 0 | 0 | 0 | 0 | 0 | 0 | 0 | 0 | 0 | 12 | 1
NO |  | 74 | 2015 | 4 | 25 | 25 |  | 77 Thompson Sub | United Airlines | 138 | 138 | Wood H-Frame | 2.93 | 0 | 1 |  | 0 | 0 | 0 | 0 | 0 | 0 | 0 | 0 | 0 | 0 | 0 | 0 | 0 | 0 | 0 | 0 | 0 | 0 | 0 | 0 | 0 | 0 | 0 | 12 | 1
NO |  | 74 | 2015 | 4 | 26 | 26 |  | 77 Thompson Sub | United Airlines | 138 | 138 | Steel Pole | 2.57 | 0 | 1 |  | 0 | 0 | 0 | 0 | 0 | 0 | 0 | 0 | 0 | 0 | 0 | 0 | 0 | 0 | 0 | 0 | 0 | 0 | 0 | 0 | 0 | 0 | 0 | 12 | 1
NO |  | 74 | 2015 | 4 | 27 | 27 |  | 78 Crawfordsville Rd Sub | Teppco Tap | 138 | 138 | Wood-H Frame | 1.02 | 0 | 1 |  | 0 | 0 | 0 | 0 | 0 | 0 | 0 | 0 | 0 | 0 | 0 | 0 | 0 | 0 | 0 | 0 | 0 | 0 | 0 | 0 | 0 | 0 | 0 | 12 | 1
NO |  | 74 | 2015 | 4 | 28 | 28 |  | 78 Teppco Tap | Rockville Rd Sub | 138 | 138 | Wood-H Frame | 0.69 | 0 | 1 |  | 0 | 0 | 0 | 0 | 0 | 0 | 0 | 0 | 0 | 0 | 0 | 0 | 0 | 0 | 0 | 0 | 0 | 0 | 0 | 0 | 0 | 0 | 0 | 12 | 1
NO |  | 74 | 2015 | 4 | 29 | 29 |  | 78 Teppco Tap | Teppco Substation | 138 | 138 | Wood Pole | 2.42 | 0 | 1 |  | 0 | 0 | 0 | 0 | 0 | 0 | 0 | 0 | 0 | 0 | 0 | 0 | 0 | 0 | 0 | 0 | 0 | 0 | 0 | 0 | 0 | 0 | 0 | 12 | 1
NO |  | 74 | 2015 | 4 | 30 | 30 |  | 84 Mooresville East Sub | Camby Sub | 138 | 138 | Wood Pole | 5.28 | 0 | 1 |  | 0 | 0 | 0 | 0 | 0 | 0 | 0 | 0 | 0 | 0 | 0 | 0 | 0 | 0 | 0 | 0 | 0 | 0 | 0 | 0 | 0 | 0 | 0 | 12 | 1
NO |  | 74 | 2015 | 4 | 31 | 31 |  | 98 HSS Combust Turbine | HSS Plant (North) | 138 | 138 | Steel Tower | 0 | 0.35 | 1 |  | 0 | 0 | 0 | 0 | 0 | 0 | 0 | 0 | 0 | 0 | 0 | 0 | 0 | 0 | 0 | 0 | 0 | 0 | 0 | 0 | 0 | 0 | 0 | 12 | 1
NO |  | 74 | 2015 | 4 | 32 | 32 |  | 99 HSS Plant (North) | HSS Plant (South) | 138 | 138 | Wood H-Frame | 0.07 | 0 | 1 |  | 0 | 0 | 0 | 0 | 0 | 0 | 0 | 0 | 0 | 0 | 0 | 0 | 0 | 0 | 0 | 0 | 0 | 0 | 0 | 0 | 0 | 0 | 0 | 12 | 1
NO |  | 74 | 2015 | 4 | 33 | 33 |  | 86 Georgetown | North Sub | 138 | 138 | Steel Tower | 0 | 4.42 | 1 |  | 0 | 0 | 0 | 0 | 0 | 0 | 0 | 0 | 0 | 0 | 0 | 0 | 0 | 0 | 0 | 0 | 0 | 0 | 0 | 0 | 0 | 0 | 0 | 12 | 1
NO |  | 74 | 2015 | 4 | 34 | 34 |  | 58 Royalton Tap | Lafayette Rd. Sub | 138 | 138 | Steel Pole | 0.25 | 0 | 1 |  | 0 | 0 | 0 | 0 | 0 | 0 | 0 | 0 | 0 | 0 | 0 | 0 | 0 | 0 | 0 | 0 | 0 | 0 | 0 | 0 | 0 | 0 | 0 | 12 | 1
NO |  | 74 | 2015 | 4 | 35 | 35 |  | 86 Georgetown | North Sub | 138 | 138 | Wood Pole | 2.58 | 0 | 1 |  | 0 | 0 | 0 | 0 | 0 | 0 | 0 | 0 | 0 | 0 | 0 | 0 | 0 | 0 | 0 | 0 | 0 | 0 | 0 | 0 | 0 | 0 | 0 | 12 | 1
NO |  | 74 | 2015 | 5 | 1 | 1 |  | 85 Bridgeport Sub | United Airlines | 138 | 138 | Wood Pole | 0.82 | 0 | 1 |  | 0 | 0 | 0 | 0 | 0 | 0 | 0 | 0 | 0 | 0 | 0 | 0 | 0 | 0 | 0 | 0 | 0 | 0 | 0 | 0 | 0 | 0 | 0 | 12 | 1
NO |  | 74 | 2015 | 5 | 2 | 2 |  | 85 Bridgeport Sub | United Airlines | 138 | 138 | Wood H-Frame | 1.32 | 0 | 1 |  | 0 | 0 | 0 | 0 | 0 | 0 | 0 | 0 | 0 | 0 | 0 | 0 | 0 | 0 | 0 | 0 | 0 | 0 | 0 | 0 | 0 | 0 | 0 | 12 | 1
NO |  | 74 | 2015 | 5 | 3 | 3 |  | 80 Cumberland Sub | Indian Creek Sub | 138 | 138 | Wood Pole | 8.7 | 0 | 1 |  | 0 | 0 | 0 | 0 | 0 | 0 | 0 | 0 | 0 | 0 | 0 | 0 | 0 | 0 | 0 | 0 | 0 | 0 | 0 | 0 | 0 | 0 | 0 | 12 | 1
NO |  | 74 | 2015 | 5 | 5 | 5 |  | 138KV - Cost of LInes |  | 0 | 0 |  | 0 | 0 | 0 | 138 kv | 4620568 | 61744707 | 66365275 | 0 | 0 | 0 | 0 | 0 | 0 | 0 | 0 | 0 | 0 | 0 | 0 | 0 | 0 | 0 | 0 | 0 | 0 | 0 | 0 | 12 | 1
NO |  | 74 | 2015 | 5 | 8 | 8 |  | Expenses applicable to all | lines | 0 | 0 |  | 0 | 0 | 0 |  | 0 | 0 | 0 | 3868890 | 954447 | 0 | 4823337 | 0 | 0 | 0 | 0 | 0 | 0 | 0 | 0 | 0 | 0 | 0 | 0 | 0 | 0 | 0 | 0 | 12 | 1
NO |  | 77 | 2015 | 0 | 1 | 1 |  | Smithburg | Deans | 500 | 500 | Steel H Frame | 17.91 | 0 | 1 | 2493 ACAR | 0 | 0 | 0 | 0 | 0 | 0 | 0 | 0 | 0 | 0 | 0 | 0 | 0 | 0 | 0 | 0 | 0 | 0 | 0 | 0 | 0 | 0 | 0 | 12 | 1
NO |  | 77 | 2015 | 0 | 2 | 2 |  |  |  | 0 | 0 |  | 0 | 0 | 0 |  | 8712031 | 15952398 | 24664429 | 0 | 0 | 0 | 0 | 0 | 0 | 0 | 0 | 0 | 0 | 0 | 0 | 0 | 0 | 0 | 0 | 0 | 0 | 0 | 0 | 12 | 1
NO |  | 77 | 2015 | 0 | 3 | 3 |  | Total 500 KV Lines |  | 0 | 0 |  | 17.91 | 0 | 1 |  | 8712031 | 15952398 | 24664429 | 0 | 0 | 0 | 0 | 0 | 0 | 0 | 0 | 0 | 0 | 0 | 0 | 0 | 0 | 0 | 0 | 0 | 0 | 0 | 0 | 12 | 1
NO |  | 77 | 2015 | 0 | 5 | 5 |  | Atlantic | Freneau | 230 | 230 |  | 13.15 | 0 | 1 |  | 0 | 0 | 0 | 0 | 0 | 0 | 0 | 0 | 0 | 0 | 0 | 0 | 0 | 0 | 0 | 0 | 0 | 0 | 0 | 0 | 0 | 0 | 0 | 12 | 1
NO |  | 77 | 2015 | 0 | 6 | 6 |  | Atlantic | Larrabee | 230 | 230 | Steel Tower | 11.6 | 0 | 2 | 1590 ACSR | 0 | 0 | 0 | 0 | 0 | 0 | 0 | 0 | 0 | 0 | 0 | 0 | 0 | 0 | 0 | 0 | 0 | 0 | 0 | 0 | 0 | 0 | 0 | 12 | 1
NO |  | 77 | 2015 | 0 | 7 | 7 |  | Atlantic | Ocean View #1 | 230 | 230 | Wood H Frame | 4.61 | 0 | 2 | 1590 ACSR | 0 | 0 | 0 | 0 | 0 | 0 | 0 | 0 | 0 | 0 | 0 | 0 | 0 | 0 | 0 | 0 | 0 | 0 | 0 | 0 | 0 | 0 | 0 | 12 | 1
NO |  | 77 | 2015 | 0 | 8 | 8 |  | Atlantic | Ocean View #2 | 230 | 230 | Wood H Frame | 4.61 | 0 | 2 | 1590 ACSR | 0 | 0 | 0 | 0 | 0 | 0 | 0 | 0 | 0 | 0 | 0 | 0 | 0 | 0 | 0 | 0 | 0 | 0 | 0 | 0 | 0 | 0 | 0 | 12 | 1
NO |  | 77 | 2015 | 0 | 9 | 9 |  | Atlantic | Red Bank #1 | 230 | 230 | Steel Tower | 7.06 | 0 | 2 | 1590 ACSR | 0 | 0 | 0 | 0 | 0 | 0 | 0 | 0 | 0 | 0 | 0 | 0 | 0 | 0 | 0 | 0 | 0 | 0 | 0 | 0 | 0 | 0 | 0 | 12 | 1
NO |  | 77 | 2015 | 0 | 10 | 10 |  | Atlantic | Red Bank #2 | 230 | 230 | Steel Tower | 7.66 | 0 | 2 | 1590 ACSR | 0 | 0 | 0 | 0 | 0 | 0 | 0 | 0 | 0 | 0 | 0 | 0 | 0 | 0 | 0 | 0 | 0 | 0 | 0 | 0 | 0 | 0 | 0 | 12 | 1
NO |  | 77 | 2015 | 0 | 11 | 11 |  | Atlantic | Smithburg | 230 | 230 |  | 23.66 | 0 | 1 |  | 0 | 0 | 0 | 0 | 0 | 0 | 0 | 0 | 0 | 0 | 0 | 0 | 0 | 0 | 0 | 0 | 0 | 0 | 0 | 0 | 0 | 0 | 0 | 12 | 1
NO |  | 77 | 2015 | 0 | 12 | 12 |  | Atlantic | South River | 230 | 230 |  | 18.85 | 0 | 1 |  | 0 | 0 | 0 | 0 | 0 | 0 | 0 | 0 | 0 | 0 | 0 | 0 | 0 | 0 | 0 | 0 | 0 | 0 | 0 | 0 | 0 | 0 | 0 | 12 | 1
NO |  | 77 | 2015 | 0 | 13 | 13 |  | Bridgewater | Gillette-Lake Nelson | 230 | 230 |  | 9.68 | 0 | 1 |  | 0 | 0 | 0 | 0 | 0 | 0 | 0 | 0 | 0 | 0 | 0 | 0 | 0 | 0 | 0 | 0 | 0 | 0 | 0 | 0 | 0 | 0 | 0 | 12 | 1
NO |  | 77 | 2015 | 0 | 14 | 14 |  | Branchburg | East Femington | 230 | 230 |  | 3.17 | 0 | 1 |  | 0 | 0 | 0 | 0 | 0 | 0 | 0 | 0 | 0 | 0 | 0 | 0 | 0 | 0 | 0 | 0 | 0 | 0 | 0 | 0 | 0 | 0 | 0 | 12 | 1
NO |  | 77 | 2015 | 0 | 15 | 15 |  | Buckingham | Rocktown Rd | 230 | 230 |  | 0.25 | 0 | 1 |  | 0 | 0 | 0 | 0 | 0 | 0 | 0 | 0 | 0 | 0 | 0 | 0 | 0 | 0 | 0 | 0 | 0 | 0 | 0 | 0 | 0 | 0 | 0 | 12 | 1
NO |  | 77 | 2015 | 0 | 16 | 16 |  | Chester | West Wharton | 230 | 230 | Steel Tower | 10.38 | 0 | 1 | 1590 ACSR | 0 | 0 | 0 | 0 | 0 | 0 | 0 | 0 | 0 | 0 | 0 | 0 | 0 | 0 | 0 | 0 | 0 | 0 | 0 | 0 | 0 | 0 | 0 | 12 | 1
NO |  | 77 | 2015 | 0 | 17 | 17 |  | Chester | Glen Gardner | 230 | 230 |  | 15.34 | 0 | 1 |  | 0 | 0 | 0 | 0 | 0 | 0 | 0 | 0 | 0 | 0 | 0 | 0 | 0 | 0 | 0 | 0 | 0 | 0 | 0 | 0 | 0 | 0 | 0 | 12 | 1
NO |  | 77 | 2015 | 0 | 18 | 18 |  | Cedar | Oyster Creek | 230 | 230 |  | 0.08 | 0 | 1 |  | 0 | 0 | 0 | 0 | 0 | 0 | 0 | 0 | 0 | 0 | 0 | 0 | 0 | 0 | 0 | 0 | 0 | 0 | 0 | 0 | 0 | 0 | 0 | 12 | 1
NO |  | 77 | 2015 | 0 | 19 | 19 |  | Clarksville (PSE&G) | Windsor | 230 | 230 |  | 7.44 | 0 | 1 |  | 0 | 0 | 0 | 0 | 0 | 0 | 0 | 0 | 0 | 0 | 0 | 0 | 0 | 0 | 0 | 0 | 0 | 0 | 0 | 0 | 0 | 0 | 0 | 12 | 1
NO |  | 77 | 2015 | 0 | 20 | 20 |  | Clarksville | Lawrence | 230 | 230 |  | 3.71 | 0 | 1 |  | 0 | 0 | 0 | 0 | 0 | 0 | 0 | 0 | 0 | 0 | 0 | 0 | 0 | 0 | 0 | 0 | 0 | 0 | 0 | 0 | 0 | 0 | 0 | 12 | 1
NO |  | 77 | 2015 | 0 | 21 | 21 |  | Cookstown | Lumbertown (PSE&G) | 230 | 230 | Steel Tower | 10.93 | 0 | 1 | 1590 ACSR | 0 | 0 | 0 | 0 | 0 | 0 | 0 | 0 | 0 | 0 | 0 | 0 | 0 | 0 | 0 | 0 | 0 | 0 | 0 | 0 | 0 | 0 | 0 | 12 | 1
NO |  | 77 | 2015 | 0 | 22 | 22 |  | Cookstown | Larrabee-Whitings | 230 | 230 |  | 39.75 | 0 | 1 |  | 0 | 0 | 0 | 0 | 0 | 0 | 0 | 0 | 0 | 0 | 0 | 0 | 0 | 0 | 0 | 0 | 0 | 0 | 0 | 0 | 0 | 0 | 0 | 12 | 1
NO |  | 77 | 2015 | 0 | 23 | 23 |  | East Flemington | Pleasant Valley (PSG&E) | 230 | 230 |  | 3.18 | 0 | 1 |  | 0 | 0 | 0 | 0 | 0 | 0 | 0 | 0 | 0 | 0 | 0 | 0 | 0 | 0 | 0 | 0 | 0 | 0 | 0 | 0 | 0 | 0 | 0 | 12 | 1
NO |  | 77 | 2015 | 0 | 24 | 24 |  | East Windsor | Windsor | 230 | 230 |  | 2.53 | 0 | 1 |  | 0 | 0 | 0 | 0 | 0 | 0 | 0 | 0 | 0 | 0 | 0 | 0 | 0 | 0 | 0 | 0 | 0 | 0 | 0 | 0 | 0 | 0 | 0 | 12 | 1
NO |  | 77 | 2015 | 0 | 25 | 25 |  | Englishtown | Smithburg | 230 | 230 |  | 7.27 | 0 | 1 |  | 0 | 0 | 0 | 0 | 0 | 0 | 0 | 0 | 0 | 0 | 0 | 0 | 0 | 0 | 0 | 0 | 0 | 0 | 0 | 0 | 0 | 0 | 0 | 12 | 1
NO |  | 77 | 2015 | 0 | 26 | 26 |  | Freneau | Parlin | 230 | 230 | Steel Tower | 13.07 | 0 | 1 | 1590 ACSR | 0 | 0 | 0 | 0 | 0 | 0 | 0 | 0 | 0 | 0 | 0 | 0 | 0 | 0 | 0 | 0 | 0 | 0 | 0 | 0 | 0 | 0 | 0 | 12 | 1
NO |  | 77 | 2015 | 0 | 27 | 27 |  | Gilbert | Glen Gardner | 230 | 230 | Steel Tower | 15.88 | 0 | 1 | 1590 ACSR | 0 | 0 | 0 | 0 | 0 | 0 | 0 | 0 | 0 | 0 | 0 | 0 | 0 | 0 | 0 | 0 | 0 | 0 | 0 | 0 | 0 | 0 | 0 | 12 | 1
NO |  | 77 | 2015 | 0 | 28 | 28 |  | Gilbert | Martins Creek | 230 | 230 | Steel Tower | 18.6 | 0 | 1 | 1590 ACSR | 0 | 0 | 0 | 0 | 0 | 0 | 0 | 0 | 0 | 0 | 0 | 0 | 0 | 0 | 0 | 0 | 0 | 0 | 0 | 0 | 0 | 0 | 0 | 12 | 1
NO |  | 77 | 2015 | 0 | 29 | 29 |  | Gilbert | Morristown | 230 | 230 | Steel Tower | 51.21 | 0 | 1 | 1590 ACSR | 0 | 0 | 0 | 0 | 0 | 0 | 0 | 0 | 0 | 0 | 0 | 0 | 0 | 0 | 0 | 0 | 0 | 0 | 0 | 0 | 0 | 0 | 0 | 12 | 1
NO |  | 77 | 2015 | 0 | 30 | 30 |  | Gilbert | Springfield | 230 | 230 |  | 0.22 | 0 | 1 |  | 0 | 0 | 0 | 0 | 0 | 0 | 0 | 0 | 0 | 0 | 0 | 0 | 0 | 0 | 0 | 0 | 0 | 0 | 0 | 0 | 0 | 0 | 0 | 12 | 1
NO |  | 77 | 2015 | 0 | 31 | 31 |  | Gillette | DOT Summit, Traynor #1 | 230 | 230 |  | 5.9 | 0 | 1 |  | 0 | 0 | 0 | 0 | 0 | 0 | 0 | 0 | 0 | 0 | 0 | 0 | 0 | 0 | 0 | 0 | 0 | 0 | 0 | 0 | 0 | 0 | 0 | 12 | 1
NO |  | 77 | 2015 | 0 | 32 | 32 |  | Gillette | DOT Summit, Traynor #2 | 230 | 230 |  | 5.9 | 0 | 1 |  | 0 | 0 | 0 | 0 | 0 | 0 | 0 | 0 | 0 | 0 | 0 | 0 | 0 | 0 | 0 | 0 | 0 | 0 | 0 | 0 | 0 | 0 | 0 | 12 | 1
NO |  | 77 | 2015 | 0 | 33 | 33 |  | Gillette | Greenbrook | 230 | 230 |  | 6.06 | 0 | 1 |  | 0 | 0 | 0 | 0 | 0 | 0 | 0 | 0 | 0 | 0 | 0 | 0 | 0 | 0 | 0 | 0 | 0 | 0 | 0 | 0 | 0 | 0 | 0 | 12 | 1
NO |  | 77 | 2015 | 0 | 34 | 34 |  | Greenbrook | Lake Nelson | 230 | 230 |  | 3.63 | 0 | 1 |  | 0 | 0 | 0 | 0 | 0 | 0 | 0 | 0 | 0 | 0 | 0 | 0 | 0 | 0 | 0 | 0 | 0 | 0 | 0 | 0 | 0 | 0 | 0 | 12 | 1
NO |  | 77 | 2015 | 0 | 35 | 35 |  | Greystone | Whippany #1 | 230 | 230 |  | 7.84 | 0 | 1 |  | 0 | 0 | 0 | 0 | 0 | 0 | 0 | 0 | 0 | 0 | 0 | 0 | 0 | 0 | 0 | 0 | 0 | 0 | 0 | 0 | 0 | 0 | 0 | 12 | 1
NO |  | 77 | 2015 | 0 | 36 | 36 |  | TOTAL |  | 0 | 0 |  | 2246.23 | 18.02 | 71 |  | 40035130 | 540717220 | 580752350 | 404533 | 9783033 | 10753322 | 20940888 | 0 | 0 | 0 | 0 | 0 | 0 | 0 | 0 | 0 | 0 | 0 | 0 | 0 | 0 | 0 | 0 | 12 | 1
NO |  | 77 | 2015 | 1 | 1 | 1 |  | Greystone | Whippany #2 | 230 | 230 |  | 8.11 | 0 | 1 |  | 0 | 0 | 0 | 0 | 0 | 0 | 0 | 0 | 0 | 0 | 0 | 0 | 0 | 0 | 0 | 0 | 0 | 0 | 0 | 0 | 0 | 0 | 0 | 12 | 1
NO |  | 77 | 2015 | 1 | 2 | 2 |  | Greystone | Portland | 230 | 230 |  | 32.91 | 0 | 1 |  | 0 | 0 | 0 | 0 | 0 | 0 | 0 | 0 | 0 | 0 | 0 | 0 | 0 | 0 | 0 | 0 | 0 | 0 | 0 | 0 | 0 | 0 | 0 | 12 | 1
NO |  | 77 | 2015 | 1 | 3 | 3 |  | Greystone | West Wharton | 230 | 230 |  | 8.03 | 0 | 1 |  | 0 | 0 | 0 | 0 | 0 | 0 | 0 | 0 | 0 | 0 | 0 | 0 | 0 | 0 | 0 | 0 | 0 | 0 | 0 | 0 | 0 | 0 | 0 | 12 | 1
NO |  | 77 | 2015 | 1 | 4 | 4 |  | Kittany | Yards Creek | 230 | 230 |  | 0.09 | 0 | 1 |  | 0 | 0 | 0 | 0 | 0 | 0 | 0 | 0 | 0 | 0 | 0 | 0 | 0 | 0 | 0 | 0 | 0 | 0 | 0 | 0 | 0 | 0 | 0 | 12 | 1
NO |  | 77 | 2015 | 1 | 5 | 5 |  | Kittatinny Tap | Pohatcong | 230 | 230 | Steel Tower | 17.73 | 0 | 1 | 1590 ACSR | 0 | 0 | 0 | 0 | 0 | 0 | 0 | 0 | 0 | 0 | 0 | 0 | 0 | 0 | 0 | 0 | 0 | 0 | 0 | 0 | 0 | 0 | 0 | 12 | 1
NO |  | 77 | 2015 | 1 | 6 | 6 |  | Kittatinny | Newton | 230 | 230 |  | 2.09 | 0 | 1 |  | 0 | 0 | 0 | 0 | 0 | 0 | 0 | 0 | 0 | 0 | 0 | 0 | 0 | 0 | 0 | 0 | 0 | 0 | 0 | 0 | 0 | 0 | 0 | 12 | 1
NO |  | 77 | 2015 | 1 | 7 | 7 |  | Kittatinny | Portland | 230 | 230 |  | 7.56 | 0 | 1 |  | 0 | 0 | 0 | 0 | 0 | 0 | 0 | 0 | 0 | 0 | 0 | 0 | 0 | 0 | 0 | 0 | 0 | 0 | 0 | 0 | 0 | 0 | 0 | 12 | 1
NO |  | 77 | 2015 | 1 | 8 | 8 |  | Lake Nelson | Raritan River #1 | 230 | 230 |  | 7.89 | 0 | 1 |  | 0 | 0 | 0 | 0 | 0 | 0 | 0 | 0 | 0 | 0 | 0 | 0 | 0 | 0 | 0 | 0 | 0 | 0 | 0 | 0 | 0 | 0 | 0 | 12 | 1
NO |  | 77 | 2015 | 1 | 9 | 9 |  | Lake Nelson | Raritan River #2 | 230 | 230 |  | 7.9 | 0 | 1 |  | 0 | 0 | 0 | 0 | 0 | 0 | 0 | 0 | 0 | 0 | 0 | 0 | 0 | 0 | 0 | 0 | 0 | 0 | 0 | 0 | 0 | 0 | 0 | 12 | 1
NO |  | 77 | 2015 | 1 | 10 | 10 |  | Lakewood | Larrabee #1 | 230 | 230 | Steel Tower | 5.24 | 0 | 1 | 1590 ACSR | 0 | 0 | 0 | 0 | 0 | 0 | 0 | 0 | 0 | 0 | 0 | 0 | 0 | 0 | 0 | 0 | 0 | 0 | 0 | 0 | 0 | 0 | 0 | 12 | 1
NO |  | 77 | 2015 | 1 | 11 | 11 |  | Lakewood | Larrabee #2 | 230 | 230 |  | 5.25 | 0 | 1 |  | 0 | 0 | 0 | 0 | 0 | 0 | 0 | 0 | 0 | 0 | 0 | 0 | 0 | 0 | 0 | 0 | 0 | 0 | 0 | 0 | 0 | 0 | 0 | 12 | 1
NO |  | 77 | 2015 | 1 | 12 | 12 |  | Lakewood | Leisure Village #1 | 230 | 230 | Steel Tower | 2.39 | 0 | 1 | 1590 ACSR | 0 | 0 | 0 | 0 | 0 | 0 | 0 | 0 | 0 | 0 | 0 | 0 | 0 | 0 | 0 | 0 | 0 | 0 | 0 | 0 | 0 | 0 | 0 | 12 | 1
NO |  | 77 | 2015 | 1 | 13 | 13 |  | Lakewood | Leisure Village #2 | 230 | 230 |  | 2.37 | 0 | 1 | 1590 ASCR | 0 | 0 | 0 | 0 | 0 | 0 | 0 | 0 | 0 | 0 | 0 | 0 | 0 | 0 | 0 | 0 | 0 | 0 | 0 | 0 | 0 | 0 | 0 | 12 | 1
NO |  | 77 | 2015 | 1 | 14 | 14 |  | Larrabee | Smithburg #1 | 230 | 230 |  | 12.05 | 0 | 1 |  | 0 | 0 | 0 | 0 | 0 | 0 | 0 | 0 | 0 | 0 | 0 | 0 | 0 | 0 | 0 | 0 | 0 | 0 | 0 | 0 | 0 | 0 | 0 | 12 | 1
NO |  | 77 | 2015 | 1 | 15 | 15 |  | Larrabee | Smithburg #2 | 230 | 230 |  | 12.01 | 0 | 1 |  | 0 | 0 | 0 | 0 | 0 | 0 | 0 | 0 | 0 | 0 | 0 | 0 | 0 | 0 | 0 | 0 | 0 | 0 | 0 | 0 | 0 | 0 | 0 | 12 | 1
NO |  | 77 | 2015 | 1 | 16 | 16 |  | Lawrence | Pleasant Valley | 230 | 230 |  | 12.32 | 0 | 1 |  | 0 | 0 | 0 | 0 | 0 | 0 | 0 | 0 | 0 | 0 | 0 | 0 | 0 | 0 | 0 | 0 | 0 | 0 | 0 | 0 | 0 | 0 | 0 | 12 | 1
NO |  | 77 | 2015 | 1 | 17 | 17 |  | Leisure Village | Manitou #1 | 230 | 230 |  | 7.17 | 0 | 1 |  | 0 | 0 | 0 | 0 | 0 | 0 | 0 | 0 | 0 | 0 | 0 | 0 | 0 | 0 | 0 | 0 | 0 | 0 | 0 | 0 | 0 | 0 | 0 | 12 | 1
NO |  | 77 | 2015 | 1 | 18 | 18 |  | Leisure Village | Manitou #2 | 230 | 230 |  | 7.15 | 0 | 1 |  | 0 | 0 | 0 | 0 | 0 | 0 | 0 | 0 | 0 | 0 | 0 | 0 | 0 | 0 | 0 | 0 | 0 | 0 | 0 | 0 | 0 | 0 | 0 | 12 | 1
NO |  | 77 | 2015 | 1 | 19 | 19 |  | Manitou | Oyster Creek #1 | 230 | 230 | Steel Tower | 11.08 | 0 | 1 | 1590 ACSR | 0 | 0 | 0 | 0 | 0 | 0 | 0 | 0 | 0 | 0 | 0 | 0 | 0 | 0 | 0 | 0 | 0 | 0 | 0 | 0 | 0 | 0 | 0 | 12 | 1
NO |  | 77 | 2015 | 1 | 20 | 20 |  | Manitou | Oyster Creek #2 | 230 | 230 |  | 11.06 | 0 | 1 |  | 0 | 0 | 0 | 0 | 0 | 0 | 0 | 0 | 0 | 0 | 0 | 0 | 0 | 0 | 0 | 0 | 0 | 0 | 0 | 0 | 0 | 0 | 0 | 12 | 1
NO |  | 77 | 2015 | 1 | 21 | 21 |  | Manitou | Whitings | 230 | 230 |  | 8.77 | 0 | 1 |  | 0 | 0 | 0 | 0 | 0 | 0 | 0 | 0 | 0 | 0 | 0 | 0 | 0 | 0 | 0 | 0 | 0 | 0 | 0 | 0 | 0 | 0 | 0 | 12 | 1
NO |  | 77 | 2015 | 1 | 22 | 22 |  | Morristown | Whippany | 230 | 230 | Steel Pole | 6.73 | 0 | 1 | 1590 ACSR | 0 | 0 | 0 | 0 | 0 | 0 | 0 | 0 | 0 | 0 | 0 | 0 | 0 | 0 | 0 | 0 | 0 | 0 | 0 | 0 | 0 | 0 | 0 | 12 | 1
NO |  | 77 | 2015 | 1 | 23 | 23 |  | Montville | Newton | 230 | 230 |  | 2.1 | 0 | 1 |  | 0 | 0 | 0 | 0 | 0 | 0 | 0 | 0 | 0 | 0 | 0 | 0 | 0 | 0 | 0 | 0 | 0 | 0 | 0 | 0 | 0 | 0 | 0 | 12 | 1
NO |  | 77 | 2015 | 1 | 24 | 24 |  | Parlin | Raritan River | 230 | 230 |  | 4.53 | 0 | 1 |  | 0 | 0 | 0 | 0 | 0 | 0 | 0 | 0 | 0 | 0 | 0 | 0 | 0 | 0 | 0 | 0 | 0 | 0 | 0 | 0 | 0 | 0 | 0 | 12 | 1
NO |  | 77 | 2015 | 1 | 25 | 25 |  | Pleasant Valley | Rocktown Rd | 230 | 230 |  | 0.27 | 0 | 1 |  | 0 | 0 | 0 | 0 | 0 | 0 | 0 | 0 | 0 | 0 | 0 | 0 | 0 | 0 | 0 | 0 | 0 | 0 | 0 | 0 | 0 | 0 | 0 | 12 | 1
NO |  | 77 | 2015 | 1 | 26 | 26 |  | Pohatcong | DOT West Wharton | 230 | 230 |  | 18.81 | 0 | 1 |  | 0 | 0 | 0 | 0 | 0 | 0 | 0 | 0 | 0 | 0 | 0 | 0 | 0 | 0 | 0 | 0 | 0 | 0 | 0 | 0 | 0 | 0 | 0 | 12 | 1
NO |  | 77 | 2015 | 1 | 27 | 27 |  | Raritan River | Werner | 230 | 230 | Steel Tower | 4.23 | 0 | 2 | 1590 ACSR | 0 | 0 | 0 | 0 | 0 | 0 | 0 | 0 | 0 | 0 | 0 | 0 | 0 | 0 | 0 | 0 | 0 | 0 | 0 | 0 | 0 | 0 | 0 | 12 | 1
NO |  | 77 | 2015 | 1 | 28 | 28 |  | Raritan River | South River | 230 | 230 |  | 3.82 | 0 | 1 |  | 0 | 0 | 0 | 0 | 0 | 0 | 0 | 0 | 0 | 0 | 0 | 0 | 0 | 0 | 0 | 0 | 0 | 0 | 0 | 0 | 0 | 0 | 0 | 12 | 1
NO |  | 77 | 2015 | 1 | 29 | 29 |  | Red Bank | NJ Transi Red Bank | 230 | 230 |  | 0.43 | 0 | 1 |  | 0 | 0 | 0 | 0 | 0 | 0 | 0 | 0 | 0 | 0 | 0 | 0 | 0 | 0 | 0 | 0 | 0 | 0 | 0 | 0 | 0 | 0 | 0 | 12 | 1
NO |  | 77 | 2015 | 1 | 30 | 30 |  | Smithburg | East Windsor | 230 | 230 |  | 8.99 | 0 | 1 |  | 0 | 0 | 0 | 0 | 0 | 0 | 0 | 0 | 0 | 0 | 0 | 0 | 0 | 0 | 0 | 0 | 0 | 0 | 0 | 0 | 0 | 0 | 0 | 12 | 1
NO |  | 77 | 2015 | 1 | 31 | 31 |  | Whippany | Traynor #1 | 230 | 230 | Steel Tower | 9.41 | 0 | 2 | 1590 ACSR | 0 | 0 | 0 | 0 | 0 | 0 | 0 | 0 | 0 | 0 | 0 | 0 | 0 | 0 | 0 | 0 | 0 | 0 | 0 | 0 | 0 | 0 | 0 | 12 | 1
NO |  | 77 | 2015 | 1 | 32 | 32 |  | Whippany | Traynor #2 | 230 | 230 |  | 9.38 | 0 | 0 |  | 0 | 0 | 0 | 0 | 0 | 0 | 0 | 0 | 0 | 0 | 0 | 0 | 0 | 0 | 0 | 0 | 0 | 0 | 0 | 0 | 0 | 0 | 0 | 12 | 1
NO |  | 77 | 2015 | 1 | 33 | 33 |  | Whippany | Roseland | 230 | 230 | Steel Tower | 2.67 | 0 | 1 | 1033.5 ACSR | 0 | 0 | 0 | 0 | 0 | 0 | 0 | 0 | 0 | 0 | 0 | 0 | 0 | 0 | 0 | 0 | 0 | 0 | 0 | 0 | 0 | 0 | 0 | 12 | 1
NO |  | 77 | 2015 | 1 | 34 | 34 |  |  |  | 0 | 0 |  | 0 | 0 | 0 |  | 15252750 | 150590646 | 165843396 | 0 | 0 | 0 | 0 | 0 | 0 | 0 | 0 | 0 | 0 | 0 | 0 | 0 | 0 | 0 | 0 | 0 | 0 | 0 | 0 | 12 | 1
NO |  | 77 | 2015 | 1 | 35 | 35 |  | Total 230 KV Lines |  | 0 | 0 |  | 593.76 | 0 | 70 |  | 15252750 | 150590646 | 165843396 | 0 | 0 | 0 | 0 | 0 | 0 | 0 | 0 | 0 | 0 | 0 | 0 | 0 | 0 | 0 | 0 | 0 | 0 | 0 | 0 | 12 | 1
SI/NO | A | 77 | 2015 | 2 | 2 | 2 |  | 115 kv Lines |  | 115 | 115 | Various | 149.29 | 0 | 0 |  | 1419131 | 19878761 | 21297892 | 0 | 0 | 0 | 387592.2709 | 0 | 0 | 0 | 0 | 0 | 0 | 0 | 0 | 0 | 0 | 0 | 0 | 0 | 0 | 0 | 0 | 12 | 1
SI/NO | A | 77 | 2015 | 2 | 4 | 4 |  | 34.5 KV Lines |  | 34.5 | 34.5 | Various | 1485.27 | 18.02 | 0 |  | 14651218 | 354295415 | 368946633 | 0 | 0 | 0 | 6714320.0522 | 0 | 0 | 0 | 0 | 0 | 0 | 0 | 0 | 0 | 0 | 0 | 0 | 0 | 0 | 0 | 0 | 12 | 1
NO |  | 77 | 2015 | 2 | 7 | 7 |  | Operation and Maintenance |  | 0 | 0 |  | 0 | 0 | 0 |  | 0 | 0 | 0 | 404533 | 9783033 | 10753322 | 20940888 | 0 | 0 | 0 | 0 | 0 | 0 | 0 | 0 | 0 | 0 | 0 | 0 | 0 | 0 | 0 | 0 | 12 | 1
NO |  | 77 | 2015 | 2 | 8 | 8 |  | Expense |  | 0 | 0 |  | 0 | 0 | 0 |  | 0 | 0 | 0 | 0 | 0 | 0 | 0 | 0 | 0 | 0 | 0 | 0 | 0 | 0 | 0 | 0 | 0 | 0 | 0 | 0 | 0 | 0 | 0 | 12 | 1
NO |  | 79 | 2015 | 0 | 1 | 1 |  | Missouri (Overhead Lines): |  | 0 | 0 |  | 0 | 0 | 0 |  | 0 | 0 | 0 | 0 | 0 | 0 | 0 | 0 | 0 | 0 | 0 | 0 | 0 | 0 | 0 | 0 | 0 | 0 | 0 | 0 | 0 | 0 | 0 | 12 | 1
NO |  | 79 | 2015 | 0 | 2 | 2 |  | Stilwell | Sibley | 345 | 345 | Wd-H-Frame | 5.22 | 0 | 1 | 795M-AL | 76506 | 506682 | 583188 | 0 | 0 | 0 | 0 | 0 | 0 | 0 | 0 | 0 | 0 | 0 | 0 | 0 | 0 | 0 | 0 | 0 | 0 | 0 | 0 | 12 | 1
NO |  | 79 | 2015 | 0 | 3 | 3 |  | Sibley | Overton | 345 | 345 | Wd-H-Frame | 73.02 | 0 | 1 | 795M-AL | 445796 | 6127636 | 6573432 | 0 | 0 | 0 | 0 | 0 | 0 | 0 | 0 | 0 | 0 | 0 | 0 | 0 | 0 | 0 | 0 | 0 | 0 | 0 | 0 | 12 | 1
NO |  | 79 | 2015 | 0 | 4 | 4 |  | Hawthorn | Nashua-St. Joe | 345 | 345 | Wd-H-Frame | 31.33 | 0 | 1 | 795M-AL | 771067 | 6174426 | 6945493 | 0 | 0 | 0 | 0 | 0 | 0 | 0 | 0 | 0 | 0 | 0 | 0 | 0 | 0 | 0 | 0 | 0 | 0 | 0 | 0 | 12 | 1
NO |  | 79 | 2015 | 0 | 5 | 5 |  | River X Iatan | Stranger Creek Jct | 345 | 345 | Tower | 0.51 | 0 | 1 | 954M-AL | 0 | 3269095 | 3269095 | 0 | 0 | 0 | 0 | 0 | 0 | 0 | 0 | 0 | 0 | 0 | 0 | 0 | 0 | 0 | 0 | 0 | 0 | 0 | 0 | 12 | 1
NO |  | 79 | 2015 | 0 | 6 | 6 |  | Iatan | Stranger Creek Jct | 345 | 345 | Wd-H-Frame | 1.38 | 0 | 1 | 954M-AL | 0 | 554941 | 554941 | 0 | 0 | 0 | 0 | 0 | 0 | 0 | 0 | 0 | 0 | 0 | 0 | 0 | 0 | 0 | 0 | 0 | 0 | 0 | 0 | 12 | 1
NO |  | 79 | 2015 | 0 | 7 | 7 |  | Hawthorn | Sibley | 345 | 345 | Wd-H-Frame | 17.76 | 0 | 1 | 795M-AL | 456349 | 2638437 | 3094786 | 0 | 0 | 0 | 0 | 0 | 0 | 0 | 0 | 0 | 0 | 0 | 0 | 0 | 0 | 0 | 0 | 0 | 0 | 0 | 0 | 12 | 1
NO |  | 79 | 2015 | 0 | 8 | 8 |  | DC River X Hawthorn | Nashua/Sibley | 345 | 345 | Tower | 0.57 | 0 | 2 | 795M-AL | 3592 | 580777 | 584369 | 0 | 0 | 0 | 0 | 0 | 0 | 0 | 0 | 0 | 0 | 0 | 0 | 0 | 0 | 0 | 0 | 0 | 0 | 0 | 0 | 12 | 1
NO |  | 79 | 2015 | 0 | 9 | 9 |  | River X Hawthorn | Sibley | 345 | 345 | Tower | 0.44 | 0 | 1 | 795M-AL | 27465 | 396367 | 423832 | 0 | 0 | 0 | 0 | 0 | 0 | 0 | 0 | 0 | 0 | 0 | 0 | 0 | 0 | 0 | 0 | 0 | 0 | 0 | 0 | 12 | 1
NO |  | 79 | 2015 | 0 | 10 | 10 |  | Total 345 Kv |  | 0 | 0 |  | 130.23 | 0 | 9 |  | 1780775 | 20248361 | 22029136 | 0 | 0 | 0 | 0 | 0 | 0 | 0 | 0 | 0 | 0 | 0 | 0 | 0 | 0 | 0 | 0 | 0 | 0 | 0 | 0 | 12 | 1
NO |  | 79 | 2015 | 0 | 11 | 11 |  | Commom R/W | Hawthorn Plant | 161 | 161 |  | 0 | 0 | 0 |  | 52652 | 0 | 52652 | 0 | 0 | 0 | 0 | 0 | 0 | 0 | 0 | 0 | 0 | 0 | 0 | 0 | 0 | 0 | 0 | 0 | 0 | 0 | 0 | 12 | 1
NO |  | 79 | 2015 | 0 | 12 | 12 |  | Hawthorn | Blue Valley Tower | 161 | 161 | Tower | 1.82 | 0 | 1 | 1192M-AL | 1348 | 326387 | 327735 | 0 | 0 | 0 | 0 | 0 | 0 | 0 | 0 | 0 | 0 | 0 | 0 | 0 | 0 | 0 | 0 | 0 | 0 | 0 | 0 | 12 | 1
NO |  | 79 | 2015 | 0 | 13 | 13 |  | Hawthorn | Leeds Tower | 161 | 161 | Wd-H-Frame | 1.37 | 0 | 1 | 1192M-AL | 48173 | 560559 | 608732 | 0 | 0 | 0 | 0 | 0 | 0 | 0 | 0 | 0 | 0 | 0 | 0 | 0 | 0 | 0 | 0 | 0 | 0 | 0 | 0 | 12 | 1
NO |  | 79 | 2015 | 0 | 14 | 14 |  | Blue Valley Tower | Blue Valley | 161 | 161 | Tower | 0.51 | 0 | 3 | 1192M-AL | 82960 | 291126 | 374086 | 0 | 0 | 0 | 0 | 0 | 0 | 0 | 0 | 0 | 0 | 0 | 0 | 0 | 0 | 0 | 0 | 0 | 0 | 0 | 0 | 12 | 1
NO |  | 79 | 2015 | 0 | 15 | 15 |  | Hawthorn | Randolph-Avon | 161 | 161 | Wd-H-Frame | 5.08 | 0 | 1 | 1192M-AL | 52016 | 1665564 | 1717580 | 0 | 0 | 0 | 0 | 0 | 0 | 0 | 0 | 0 | 0 | 0 | 0 | 0 | 0 | 0 | 0 | 0 | 0 | 0 | 0 | 12 | 1
NO |  | 79 | 2015 | 0 | 16 | 16 |  | TC River X | Hawthorn | 161 | 161 | Tower | 0.54 | 0 | 3 | 1192M-AL | 2533 | 548053 | 550586 | 0 | 0 | 0 | 0 | 0 | 0 | 0 | 0 | 0 | 0 | 0 | 0 | 0 | 0 | 0 | 0 | 0 | 0 | 0 | 0 | 12 | 1
NO |  | 79 | 2015 | 0 | 17 | 17 |  | DC River X | Northeast | 161 | 161 | Tower | 0.36 | 0 | 2 | 1192M-AL | 0 | 171236 | 171236 | 0 | 0 | 0 | 0 | 0 | 0 | 0 | 0 | 0 | 0 | 0 | 0 | 0 | 0 | 0 | 0 | 0 | 0 | 0 | 0 | 12 | 1
NO |  | 79 | 2015 | 0 | 18 | 18 |  | Blue Valley | Winchester Jct | 161 | 161 | Wd-H-Frame | 7.9 | 0 | 1 | 1192M-AL | 228268 | 1279514 | 1507782 | 0 | 0 | 0 | 0 | 0 | 0 | 0 | 0 | 0 | 0 | 0 | 0 | 0 | 0 | 0 | 0 | 0 | 0 | 0 | 0 | 12 | 1
NO |  | 79 | 2015 | 0 | 19 | 19 |  | Leeds Tower | Loma Vista | 161 | 161 | Wd-H-Frame | 11.25 | 0 | 1 | 1192M-AL | 208401 | 1044808 | 1253209 | 0 | 0 | 0 | 0 | 0 | 0 | 0 | 0 | 0 | 0 | 0 | 0 | 0 | 0 | 0 | 0 | 0 | 0 | 0 | 0 | 12 | 1
NO |  | 79 | 2015 | 0 | 20 | 20 |  | Southtown | Bunker Ridge | 161 | 161 | Wd-H-Frame | 3.08 | 0 | 1 | 1192M-AL | 44167 | 365322 | 409489 | 0 | 0 | 0 | 0 | 0 | 0 | 0 | 0 | 0 | 0 | 0 | 0 | 0 | 0 | 0 | 0 | 0 | 0 | 0 | 0 | 12 | 1
NO |  | 79 | 2015 | 0 | 21 | 21 |  | Northeast | Grand Ave | 161 | 161 | Wd-H-Frame | 0.13 | 0 | 1 | 1192M-AL | 31656 | 668852 | 700508 | 0 | 0 | 0 | 0 | 0 | 0 | 0 | 0 | 0 | 0 | 0 | 0 | 0 | 0 | 0 | 0 | 0 | 0 | 0 | 0 | 12 | 1
NO |  | 79 | 2015 | 0 | 22 | 22 |  | BIue Mills Jct | Blue Mills #2 | 161 | 161 | Wood Pole | 0.23 | 0 | 1 | 795M-AL | 0 | 53208 | 53208 | 0 | 0 | 0 | 0 | 0 | 0 | 0 | 0 | 0 | 0 | 0 | 0 | 0 | 0 | 0 | 0 | 0 | 0 | 0 | 0 | 12 | 1
NO |  | 79 | 2015 | 0 | 23 | 23 |  | Leeds | Roeland Park | 161 | 161 | Wd-H-Frame | 2.31 | 0 | 1 | 1192M-AL | 76527 | 379468 | 455995 | 0 | 0 | 0 | 0 | 0 | 0 | 0 | 0 | 0 | 0 | 0 | 0 | 0 | 0 | 0 | 0 | 0 | 0 | 0 | 0 | 12 | 1
NO |  | 79 | 2015 | 0 | 24 | 24 |  | DC Southtown | Hickman/Grandview | 161 | 161 | Wd-H-Frame | 0.11 | 0 | 2 | 1192M-AL | 0 | 77369 | 77369 | 0 | 0 | 0 | 0 | 0 | 0 | 0 | 0 | 0 | 0 | 0 | 0 | 0 | 0 | 0 | 0 | 0 | 0 | 0 | 0 | 12 | 1
NO |  | 79 | 2015 | 0 | 25 | 25 |  | DC Montrose | Loma Vista | 161 | 161 | Tower | 0.97 | 0 | 2 | 1192M-AL | 0 | 430933 | 430933 | 0 | 0 | 0 | 0 | 0 | 0 | 0 | 0 | 0 | 0 | 0 | 0 | 0 | 0 | 0 | 0 | 0 | 0 | 0 | 0 | 12 | 1
NO |  | 79 | 2015 | 0 | 26 | 26 |  | Grand Ave | Navy-Terrace | 161 | 161 | Wd-H-Frame | 1.95 | 0 | 1 | 1192M-AL | 85667 | 849433 | 935100 | 0 | 0 | 0 | 0 | 0 | 0 | 0 | 0 | 0 | 0 | 0 | 0 | 0 | 0 | 0 | 0 | 0 | 0 | 0 | 0 | 12 | 1
NO |  | 79 | 2015 | 0 | 27 | 27 |  | Common R/W | Hawthorn-Southtown | 161 | 161 |  | 0 | 0 | 0 |  | 79514 | 0 | 79514 | 0 | 0 | 0 | 0 | 0 | 0 | 0 | 0 | 0 | 0 | 0 | 0 | 0 | 0 | 0 | 0 | 0 | 0 | 0 | 0 | 12 | 1
NO |  | 79 | 2015 | 0 | 28 | 28 |  | Northeast | Crosstown | 161 | 161 | Stl Pl / Tower | 0.19 | 0 | 1 | 1192M-AL | 0 | 204924 | 204924 | 0 | 0 | 0 | 0 | 0 | 0 | 0 | 0 | 0 | 0 | 0 | 0 | 0 | 0 | 0 | 0 | 0 | 0 | 0 | 0 | 12 | 1
NO |  | 79 | 2015 | 0 | 29 | 29 |  | Maywood | Weatherby | 161 | 161 | Stl PI/Wd-H-Fr | 5.19 | 0 | 1 | 1192M-AL | 188104 | 573386 | 761490 | 0 | 0 | 0 | 0 | 0 | 0 | 0 | 0 | 0 | 0 | 0 | 0 | 0 | 0 | 0 | 0 | 0 | 0 | 0 | 0 | 12 | 1
NO |  | 79 | 2015 | 0 | 30 | 30 |  | DC NE-Grand Ave | Hawthorn-Crosstown | 161 | 161 | Tower | 0.21 | 0 | 2 | 1192M-AL | 0 | 60727 | 60727 | 0 | 0 | 0 | 0 | 0 | 0 | 0 | 0 | 0 | 0 | 0 | 0 | 0 | 0 | 0 | 0 | 0 | 0 | 0 | 0 | 12 | 1
NO |  | 79 | 2015 | 0 | 31 | 31 |  | Henry | Rw Montrose-Stilwell | 161 | 161 | Wd-Pole | 0 | 0 | 1 |  | 0 | 0 | 0 | 0 | 0 | 0 | 0 | 0 | 0 | 0 | 0 | 0 | 0 | 0 | 0 | 0 | 0 | 0 | 0 | 0 | 0 | 0 | 0 | 12 | 1
NO |  | 79 | 2015 | 0 | 32 | 32 |  | Montrose | Loma Vista #9 | 161 | 161 | Wd-H-Frame | 57.26 | 0 | 1 | 1192M-AL | 305069 | 2356886 | 2661955 | 0 | 0 | 0 | 0 | 0 | 0 | 0 | 0 | 0 | 0 | 0 | 0 | 0 | 0 | 0 | 0 | 0 | 0 | 0 | 0 | 12 | 1
NO |  | 79 | 2015 | 0 | 33 | 33 |  | Montrose | Loma Vista #11 | 161 | 161 | Wd-H-Frame | 57.29 | 0 | 1 | 1192M-AL | 313956 | 2914350 | 3228306 | 0 | 0 | 0 | 0 | 0 | 0 | 0 | 0 | 0 | 0 | 0 | 0 | 0 | 0 | 0 | 0 | 0 | 0 | 0 | 0 | 12 | 1
NO |  | 79 | 2015 | 0 | 34 | 34 |  | Montrose | Stilwell #13 | 161 | 161 | Wd-H-Frame | 50 | 0 | 1 | 1192M-AL | 144576 | 3618922 | 3763498 | 0 | 0 | 0 | 0 | 0 | 0 | 0 | 0 | 0 | 0 | 0 | 0 | 0 | 0 | 0 | 0 | 0 | 0 | 0 | 0 | 12 | 1
NO |  | 79 | 2015 | 0 | 35 | 35 |  | Montrose | Archie-Stilwell | 161 | 161 | Wd-H-Frame | 48.15 | 0 | 1 | 1192M-AL | 140512 | 3019365 | 3159877 | 0 | 0 | 0 | 0 | 0 | 0 | 0 | 0 | 0 | 0 | 0 | 0 | 0 | 0 | 0 | 0 | 0 | 0 | 0 | 0 | 12 | 1
NO |  | 79 | 2015 | 0 | 36 | 36 |  | TOTAL |  | 0 | 0 |  | 1812.58 | 0 | 194 |  | 25623471 | 247325161 | 272948632 | 164779 | 2279630 | 2414011 | 4858420 | 0 | 0 | 0 | 0 | 0 | 0 | 0 | 0 | 0 | 0 | 0 | 0 | 0 | 0 | 0 | 0 | 12 | 1
NO |  | 79 | 2015 | 1 | 1 | 1 |  | Southtown | Grandview | 161 | 161 | Wd-H-Frame | 7.71 | 0 | 1 | 1192M-AL | 26674 | 952886 | 979560 | 0 | 0 | 0 | 0 | 0 | 0 | 0 | 0 | 0 | 0 | 0 | 0 | 0 | 0 | 0 | 0 | 0 | 0 | 0 | 0 | 12 | 1
NO |  | 79 | 2015 | 1 | 2 | 2 |  | Stilwell | Hickman | 161 | 161 | Wd-H-Frame | 6.64 | 0 | 1 | 1192M-AL | 202848 | 885932 | 1088780 | 0 | 0 | 0 | 0 | 0 | 0 | 0 | 0 | 0 | 0 | 0 | 0 | 0 | 0 | 0 | 0 | 0 | 0 | 0 | 0 | 12 | 1
NO |  | 79 | 2015 | 1 | 3 | 3 |  | Hawthorn | Blue Valley | 161 | 161 | Wd-H-Frame | 1.71 | 0 | 1 | 1192M-AL | 0 | 143189 | 143189 | 0 | 0 | 0 | 0 | 0 | 0 | 0 | 0 | 0 | 0 | 0 | 0 | 0 | 0 | 0 | 0 | 0 | 0 | 0 | 0 | 12 | 1
NO |  | 79 | 2015 | 1 | 4 | 4 |  | Hawthorn | Missouri City | 161 | 161 | Wd-H-Frame | 14.35 | 0 | 1 | 556M-AL | 54414 | 1682399 | 1736813 | 0 | 0 | 0 | 0 | 0 | 0 | 0 | 0 | 0 | 0 | 0 | 0 | 0 | 0 | 0 | 0 | 0 | 0 | 0 | 0 | 12 | 1
NO |  | 79 | 2015 | 1 | 5 | 5 |  | Missouri City | Moberly | 161 | 161 | Wd-H-Frame | 90.23 | 0 | 1 | 556M-AL | 111599 | 4147532 | 4259131 | 0 | 0 | 0 | 0 | 0 | 0 | 0 | 0 | 0 | 0 | 0 | 0 | 0 | 0 | 0 | 0 | 0 | 0 | 0 | 0 | 12 | 1
NO |  | 79 | 2015 | 1 | 6 | 6 |  | Salisbury | Norton | 161 | 161 | Wd-H-Frame | 22.28 | 0 | 1 | 795M-AL | 69438 | 1501258 | 1570696 | 0 | 0 | 0 | 0 | 0 | 0 | 0 | 0 | 0 | 0 | 0 | 0 | 0 | 0 | 0 | 0 | 0 | 0 | 0 | 0 | 12 | 1
NO |  | 79 | 2015 | 1 | 7 | 7 |  | Norton | Malta Bend-South Waverly | 161 | 161 | Wd-H-Frame | 14.18 | 0 | 1 | 795M-AL | 68625 | 958821 | 1027446 | 0 | 0 | 0 | 0 | 0 | 0 | 0 | 0 | 0 | 0 | 0 | 0 | 0 | 0 | 0 | 0 | 0 | 0 | 0 | 0 | 12 | 1
NO |  | 79 | 2015 | 1 | 8 | 8 |  | Nashua | St Joseph | 161 | 161 | Wd-H-Frame | 0 | 0 | 0 |  | 0 | 0 | 0 | 0 | 0 | 0 | 0 | 0 | 0 | 0 | 0 | 0 | 0 | 0 | 0 | 0 | 0 | 0 | 0 | 0 | 0 | 0 | 0 | 12 | 1
NO |  | 79 | 2015 | 1 | 9 | 9 |  | Montrose | Clinton | 161 | 161 | Wd-H-Frame | 12.22 | 0 | 1 | 795M-AL | 70936 | 1864418 | 1935354 | 0 | 0 | 0 | 0 | 0 | 0 | 0 | 0 | 0 | 0 | 0 | 0 | 0 | 0 | 0 | 0 | 0 | 0 | 0 | 0 | 12 | 1
NO |  | 79 | 2015 | 1 | 10 | 10 |  | Midtown | Forest | 161 | 161 | Steel Pole | 1.62 | 0 | 1 | 1192M-AL | 0 | 462310 | 462310 | 0 | 0 | 0 | 0 | 0 | 0 | 0 | 0 | 0 | 0 | 0 | 0 | 0 | 0 | 0 | 0 | 0 | 0 | 0 | 0 | 12 | 1
NO |  | 79 | 2015 | 1 | 11 | 11 |  | Forest | Southtown | 161 | 161 | Steel Pole | 3.24 | 0 | 1 | 1192M-AL | 0 | 817929 | 817929 | 0 | 0 | 0 | 0 | 0 | 0 | 0 | 0 | 0 | 0 | 0 | 0 | 0 | 0 | 0 | 0 | 0 | 0 | 0 | 0 | 12 | 1
NO |  | 79 | 2015 | 1 | 12 | 12 |  | Blue Mills Jct | Blue Mills #1 | 161 | 161 | Wd-H-Frame | 0.21 | 0 | 1 | 795M-AL | 2839 | 25805 | 28644 | 0 | 0 | 0 | 0 | 0 | 0 | 0 | 0 | 0 | 0 | 0 | 0 | 0 | 0 | 0 | 0 | 0 | 0 | 0 | 0 | 12 | 1
NO |  | 79 | 2015 | 1 | 13 | 13 |  | Midtown | Crosstown | 161 | 161 | Steel Pole | 7.88 | 0 | 1 | 1192M-AL | 1910102 | 6436424 | 8346526 | 0 | 0 | 0 | 0 | 0 | 0 | 0 | 0 | 0 | 0 | 0 | 0 | 0 | 0 | 0 | 0 | 0 | 0 | 0 | 0 | 12 | 1
NO |  | 79 | 2015 | 1 | 14 | 14 |  | Terrace | State Line | 161 | 161 | Wd-H-Frame | 0.78 | 0 | 1 | 1192M-AL | 0 | 273908 | 273908 | 0 | 0 | 0 | 0 | 0 | 0 | 0 | 0 | 0 | 0 | 0 | 0 | 0 | 0 | 0 | 0 | 0 | 0 | 0 | 0 | 12 | 1
NO |  | 79 | 2015 | 1 | 15 | 15 |  | Barry | Line Creek | 161 | 161 | Wood Pole | 4.19 | 0 | 1 | 1192M-AL | 356681 | 581325 | 938006 | 0 | 0 | 0 | 0 | 0 | 0 | 0 | 0 | 0 | 0 | 0 | 0 | 0 | 0 | 0 | 0 | 0 | 0 | 0 | 0 | 12 | 1
NO |  | 79 | 2015 | 1 | 16 | 16 |  | Winchester Jct | Southtown | 161 | 161 | Wd-H-Frame | 7.47 | 0 | 1 | 1192M-AL | 26316 | 1213202 | 1239518 | 0 | 0 | 0 | 0 | 0 | 0 | 0 | 0 | 0 | 0 | 0 | 0 | 0 | 0 | 0 | 0 | 0 | 0 | 0 | 0 | 12 | 1
NO |  | 79 | 2015 | 1 | 17 | 17 |  | Winchester Jct | Swope #1 | 161 | 161 | Wd-H-Frame | 0.39 | 0 | 1 | 1192M-AL | 20400 | 165304 | 185704 | 0 | 0 | 0 | 0 | 0 | 0 | 0 | 0 | 0 | 0 | 0 | 0 | 0 | 0 | 0 | 0 | 0 | 0 | 0 | 0 | 12 | 1
NO |  | 79 | 2015 | 1 | 18 | 18 |  | DC NKC | NE / Avondale | 161 | 161 | Steel Pole | 1.16 | 0 | 2 | 1192M-AL | 85589 | 905470 | 991059 | 0 | 0 | 0 | 0 | 0 | 0 | 0 | 0 | 0 | 0 | 0 | 0 | 0 | 0 | 0 | 0 | 0 | 0 | 0 | 0 | 12 | 1
NO |  | 79 | 2015 | 1 | 19 | 19 |  | Northeast | NKC | 161 | 161 | Steel Pole | 0.16 | 0 | 1 | 1192M-AL | 0 | 151542 | 151542 | 0 | 0 | 0 | 0 | 0 | 0 | 0 | 0 | 0 | 0 | 0 | 0 | 0 | 0 | 0 | 0 | 0 | 0 | 0 | 0 | 12 | 1
NO |  | 79 | 2015 | 1 | 20 | 20 |  | DC Martin City | Redel / Grandview | 161 | 161 | Steel Pole | 0.36 | 0 | 2 | 1192M-AL | 0 | 219013 | 219013 | 0 | 0 | 0 | 0 | 0 | 0 | 0 | 0 | 0 | 0 | 0 | 0 | 0 | 0 | 0 | 0 | 0 | 0 | 0 | 0 | 12 | 1
NO |  | 79 | 2015 | 1 | 21 | 21 |  | Southtown | Hickman | 161 | 161 | Wd-H-Frame | 5.71 | 0 | 1 | 1192M-AL | 73499 | 842923 | 916422 | 0 | 0 | 0 | 0 | 0 | 0 | 0 | 0 | 0 | 0 | 0 | 0 | 0 | 0 | 0 | 0 | 0 | 0 | 0 | 0 | 12 | 1
NO |  | 79 | 2015 | 1 | 22 | 22 |  | Martin CIty | Grandview | 161 | 161 | Wd-H-Frame | 1.34 | 0 | 1 | 1192M-AL | 0 | 112884 | 112884 | 0 | 0 | 0 | 0 | 0 | 0 | 0 | 0 | 0 | 0 | 0 | 0 | 0 | 0 | 0 | 0 | 0 | 0 | 0 | 0 | 12 | 1
NO |  | 79 | 2015 | 1 | 23 | 23 |  | Line Creek | Riverside | 161 | 161 | Wd-Stl-Pole | 4.2 | 0 | 1 | 1192M-AL | 1195041 | 1204296 | 2399337 | 0 | 0 | 0 | 0 | 0 | 0 | 0 | 0 | 0 | 0 | 0 | 0 | 0 | 0 | 0 | 0 | 0 | 0 | 0 | 0 | 12 | 1
NO |  | 79 | 2015 | 1 | 24 | 24 |  | Hawthorn | Independence | 161 | 161 | Steel Pole | 1.75 | 0 | 1 | 1192M-AL | 6 | 15 | 21 | 0 | 0 | 0 | 0 | 0 | 0 | 0 | 0 | 0 | 0 | 0 | 0 | 0 | 0 | 0 | 0 | 0 | 0 | 0 | 0 | 12 | 1
NO |  | 79 | 2015 | 1 | 25 | 25 |  | Birmingham | Claycomo | 161 | 161 | Wd-H-Frame | 4.39 | 0 | 1 | 1192M-AL | 122386 | 1441771 | 1564157 | 0 | 0 | 0 | 0 | 0 | 0 | 0 | 0 | 0 | 0 | 0 | 0 | 0 | 0 | 0 | 0 | 0 | 0 | 0 | 0 | 12 | 1
NO |  | 79 | 2015 | 1 | 26 | 26 |  | Avondale | NKC | 161 | 161 | Wd-H-Frame | 2.14 | 0 | 1 | 1192M-AL | 0 | 244264 | 244264 | 0 | 0 | 0 | 0 | 0 | 0 | 0 | 0 | 0 | 0 | 0 | 0 | 0 | 0 | 0 | 0 | 0 | 0 | 0 | 0 | 12 | 1
NO |  | 79 | 2015 | 1 | 27 | 27 |  | Northeast | Avondale | 161 | 161 | Wd-H-Frame | 2.1 | 0 | 1 | 1192M-AL | 0 | 112511 | 112511 | 0 | 0 | 0 | 0 | 0 | 0 | 0 | 0 | 0 | 0 | 0 | 0 | 0 | 0 | 0 | 0 | 0 | 0 | 0 | 0 | 12 | 1
NO |  | 79 | 2015 | 1 | 28 | 28 |  | Avondale Jct | Riverside | 161 | 161 | Wd-St PI/H Fr | 4.47 | 0 | 1 | 1192M-AL | 76838 | 1089378 | 1166216 | 0 | 0 | 0 | 0 | 0 | 0 | 0 | 0 | 0 | 0 | 0 | 0 | 0 | 0 | 0 | 0 | 0 | 0 | 0 | 0 | 12 | 1
NO |  | 79 | 2015 | 1 | 29 | 29 |  | Northeast | Grand West | 161 | 161 | Steel Pole | 1.51 | 0 | 1 | 1192M-AL | 37215 | 1140396 | 1177611 | 0 | 0 | 0 | 0 | 0 | 0 | 0 | 0 | 0 | 0 | 0 | 0 | 0 | 0 | 0 | 0 | 0 | 0 | 0 | 0 | 12 | 1
NO |  | 79 | 2015 | 1 | 30 | 30 |  | Bunker Ridge | Loma Vista | 161 | 161 | Wd-H-Frame | 0.78 | 0 | 1 | 1192M-AL | 77428 | 84905 | 162333 | 0 | 0 | 0 | 0 | 0 | 0 | 0 | 0 | 0 | 0 | 0 | 0 | 0 | 0 | 0 | 0 | 0 | 0 | 0 | 0 | 12 | 1
NO |  | 79 | 2015 | 1 | 31 | 31 |  | DC Bunker Ridge | Southtown/Loma Vista | 161 | 161 | Steel Pole | 1.31 | 0 | 2 | 1192M-AL | 0 | 381686 | 381686 | 0 | 0 | 0 | 0 | 0 | 0 | 0 | 0 | 0 | 0 | 0 | 0 | 0 | 0 | 0 | 0 | 0 | 0 | 0 | 0 | 12 | 1
NO |  | 79 | 2015 | 1 | 32 | 32 |  | Weatherby | Tiffany | 161 | 161 | Stl PI/Wd-H-Fr | 3.95 | 0 | 1 | 1192M-AL | 112393 | 450485 | 562878 | 0 | 0 | 0 | 0 | 0 | 0 | 0 | 0 | 0 | 0 | 0 | 0 | 0 | 0 | 0 | 0 | 0 | 0 | 0 | 0 | 12 | 1
NO |  | 79 | 2015 | 1 | 33 | 33 |  | Tiffany | Roanridge | 161 | 161 | Steel Pole | 1.64 | 0 | 1 | 1192M-AL | 44957 | 360450 | 405407 | 0 | 0 | 0 | 0 | 0 | 0 | 0 | 0 | 0 | 0 | 0 | 0 | 0 | 0 | 0 | 0 | 0 | 0 | 0 | 0 | 12 | 1
NO |  | 79 | 2015 | 1 | 34 | 34 |  | Roanridge | Barry | 161 | 161 | Steel Pole | 2.35 | 0 | 1 | 1192M-AL | 95111 | 574894 | 670005 | 0 | 0 | 0 | 0 | 0 | 0 | 0 | 0 | 0 | 0 | 0 | 0 | 0 | 0 | 0 | 0 | 0 | 0 | 0 | 0 | 12 | 1
NO |  | 79 | 2015 | 1 | 35 | 35 |  | Roanridge | Nashua | 161 | 161 | Stl PI/Wd-H-Fr | 4.99 | 0 | 1 | 1192M-AL | 188750 | 411620 | 600370 | 0 | 0 | 0 | 0 | 0 | 0 | 0 | 0 | 0 | 0 | 0 | 0 | 0 | 0 | 0 | 0 | 0 | 0 | 0 | 0 | 12 | 1
NO |  | 79 | 2015 | 2 | 1 | 1 |  | DC Roanridge | Barry/Nashua | 161 | 161 | Steel Pole | 0.95 | 0 | 2 | 1192M-AL | 0 | 514888 | 514888 | 0 | 0 | 0 | 0 | 0 | 0 | 0 | 0 | 0 | 0 | 0 | 0 | 0 | 0 | 0 | 0 | 0 | 0 | 0 | 0 | 12 | 1
NO |  | 79 | 2015 | 2 | 2 | 2 |  | Hawthorn | Leeds #27 | 161 | 161 | StlPI/StI-H-Fr | 6.19 | 0 | 1 | 1192M-AL | 822714 | 3539571 | 4362285 | 0 | 0 | 0 | 0 | 0 | 0 | 0 | 0 | 0 | 0 | 0 | 0 | 0 | 0 | 0 | 0 | 0 | 0 | 0 | 0 | 12 | 1
NO |  | 79 | 2015 | 2 | 3 | 3 |  | Gladstone | Shoal Creek | 161 | 161 | Wd/StI Pole | 3.7 | 0 | 1 | 1192M-AL | 134856 | 811837 | 946693 | 0 | 0 | 0 | 0 | 0 | 0 | 0 | 0 | 0 | 0 | 0 | 0 | 0 | 0 | 0 | 0 | 0 | 0 | 0 | 0 | 12 | 1
NO |  | 79 | 2015 | 2 | 4 | 4 |  | Shoal Creek | Nashua | 161 | 161 | Wd-H-Frame | 6.85 | 0 | 1 | 1192M-AL | 845342 | 1300546 | 2145888 | 0 | 0 | 0 | 0 | 0 | 0 | 0 | 0 | 0 | 0 | 0 | 0 | 0 | 0 | 0 | 0 | 0 | 0 | 0 | 0 | 12 | 1
NO |  | 79 | 2015 | 2 | 5 | 5 |  | Shoal Creek | Claycomo | 161 | 161 | Wd/StI Pole | 4.33 | 0 | 1 | 1192M-AL | 197910 | 581293 | 779203 | 0 | 0 | 0 | 0 | 0 | 0 | 0 | 0 | 0 | 0 | 0 | 0 | 0 | 0 | 0 | 0 | 0 | 0 | 0 | 0 | 12 | 1
NO |  | 79 | 2015 | 2 | 6 | 6 |  | Hawthorn | Levee | 161 | 161 | Steel Pole | 0.36 | 0 | 1 | 1192M-AL | 0 | 204426 | 204426 | 0 | 0 | 0 | 0 | 0 | 0 | 0 | 0 | 0 | 0 | 0 | 0 | 0 | 0 | 0 | 0 | 0 | 0 | 0 | 0 | 12 | 1
NO |  | 79 | 2015 | 2 | 7 | 7 |  | Levee | Northeast #17 | 161 | 161 | StI PIWd-H-Fr | 5.32 | 0 | 1 | 1192M-AL | 12198 | 1446958 | 1459156 | 0 | 0 | 0 | 0 | 0 | 0 | 0 | 0 | 0 | 0 | 0 | 0 | 0 | 0 | 0 | 0 | 0 | 0 | 0 | 0 | 12 | 1
NO |  | 79 | 2015 | 2 | 8 | 8 |  | Hawthorn | Chouteau | 161 | 161 | StI/Wd-H-Fr | 2.85 | 0 | 1 | 1192M-AL | 31708 | 1200858 | 1232566 | 0 | 0 | 0 | 0 | 0 | 0 | 0 | 0 | 0 | 0 | 0 | 0 | 0 | 0 | 0 | 0 | 0 | 0 | 0 | 0 | 12 | 1
NO |  | 79 | 2015 | 2 | 9 | 9 |  | Chouteau | Northeast #5 | 161 | 161 | Wd-H-Frame | 2.37 | 0 | 1 | 1192M-AL | 19393 | 992620 | 1012013 | 0 | 0 | 0 | 0 | 0 | 0 | 0 | 0 | 0 | 0 | 0 | 0 | 0 | 0 | 0 | 0 | 0 | 0 | 0 | 0 | 12 | 1
NO |  | 79 | 2015 | 2 | 10 | 10 |  | DC Hawthorn | Leeds/Chouteau | 161 | 161 | Steel Pole | 0.39 | 0 | 2 | 1192M-AL | 0 | 490453 | 490453 | 0 | 0 | 0 | 0 | 0 | 0 | 0 | 0 | 0 | 0 | 0 | 0 | 0 | 0 | 0 | 0 | 0 | 0 | 0 | 0 | 12 | 1
NO |  | 79 | 2015 | 2 | 11 | 11 |  | Malta Bend | S Waverly | 161 | 161 |  | 7.63 | 0 | 1 |  | 29156 | 248484 | 277640 | 0 | 0 | 0 | 0 | 0 | 0 | 0 | 0 | 0 | 0 | 0 | 0 | 0 | 0 | 0 | 0 | 0 | 0 | 0 | 0 | 12 | 1
NO |  | 79 | 2015 | 2 | 12 | 12 |  | Martin City | Redel | 161 | 161 | Wd-H-Fr | 0.62 | 0 | 1 | 1192M-AL | 0 | 48266 | 48266 | 0 | 0 | 0 | 0 | 0 | 0 | 0 | 0 | 0 | 0 | 0 | 0 | 0 | 0 | 0 | 0 | 0 | 0 | 0 | 0 | 12 | 1
NO |  | 79 | 2015 | 2 | 13 | 13 |  | Leeds | Independence | 161 | 161 | Steel Pole | 1.15 | 0 | 1 | 1192M-AL | 9 | 4 | 13 | 0 | 0 | 0 | 0 | 0 | 0 | 0 | 0 | 0 | 0 | 0 | 0 | 0 | 0 | 0 | 0 | 0 | 0 | 0 | 0 | 12 | 1
NO |  | 79 | 2015 | 2 | 14 | 14 |  | DC Leeds | Hawthorn/Independence | 161 | 161 | Steel Pole | 1.03 | 0 | 2 | 1192M-AL | 0 | 122935 | 122935 | 0 | 0 | 0 | 0 | 0 | 0 | 0 | 0 | 0 | 0 | 0 | 0 | 0 | 0 | 0 | 0 | 0 | 0 | 0 | 0 | 12 | 1
NO |  | 79 | 2015 | 2 | 15 | 15 |  | Winchester Jct | Swope #2 | 161 | 161 | Wd-H-Fr | 0.48 | 0 | 1 | 1192M-AL | 0 | 229104 | 229104 | 0 | 0 | 0 | 0 | 0 | 0 | 0 | 0 | 0 | 0 | 0 | 0 | 0 | 0 | 0 | 0 | 0 | 0 | 0 | 0 | 12 | 1
NO |  | 79 | 2015 | 2 | 16 | 16 |  | Avondale | Gladstone | 161 | 161 | Wd Pole/H-Fr | 5.74 | 0 | 1 | 1192M-AL | 5970 | 1113462 | 1119432 | 0 | 0 | 0 | 0 | 0 | 0 | 0 | 0 | 0 | 0 | 0 | 0 | 0 | 0 | 0 | 0 | 0 | 0 | 0 | 0 | 12 | 1
NO |  | 79 | 2015 | 2 | 17 | 17 |  | Southtown | Bendix | 161 | 161 | Wd-H-Fr | 1.35 | 0 | 1 | 1192M-AL | 51926 | 443901 | 495827 | 0 | 0 | 0 | 0 | 0 | 0 | 0 | 0 | 0 | 0 | 0 | 0 | 0 | 0 | 0 | 0 | 0 | 0 | 0 | 0 | 12 | 1
NO |  | 79 | 2015 | 2 | 18 | 18 |  | Bendix | Tomahawk | 161 | 161 | Wd-H-Frame | 4.15 | 0 | 1 | 1192M-AL | 80782 | 694157 | 774939 | 0 | 0 | 0 | 0 | 0 | 0 | 0 | 0 | 0 | 0 | 0 | 0 | 0 | 0 | 0 | 0 | 0 | 0 | 0 | 0 | 12 | 1
NO |  | 79 | 2015 | 2 | 19 | 19 |  | Tomahawk | Mission Jct | 161 | 161 | Wd-H-Frame | 3.14 | 0 | 1 | 1192M-AL | 24504 | 418989 | 443493 | 0 | 0 | 0 | 0 | 0 | 0 | 0 | 0 | 0 | 0 | 0 | 0 | 0 | 0 | 0 | 0 | 0 | 0 | 0 | 0 | 12 | 1
NO |  | 79 | 2015 | 2 | 20 | 20 |  | Total 161 Kv |  | 0 | 0 |  | 553.91 | 0 | 90 |  | 9372652 | 67704289 | 77076941 | 0 | 0 | 0 | 0 | 0 | 0 | 0 | 0 | 0 | 0 | 0 | 0 | 0 | 0 | 0 | 0 | 0 | 0 | 0 | 0 | 12 | 1
NO |  | 79 | 2015 | 2 | 21 | 21 |  | Various 66 Kv |  | 0 | 0 |  | 68.8 | 0 | 0 |  | 458508 | 14995982 | 15454490 | 0 | 0 | 0 | 0 | 0 | 0 | 0 | 0 | 0 | 0 | 0 | 0 | 0 | 0 | 0 | 0 | 0 | 0 | 0 | 0 | 12 | 1
SI/NO | A | 79 | 2015 | 2 | 22 | 22 |  | Total 66 Kv |  | 0 | 0 |  | 68.8 | 0 | 0 |  | 458508 | 14995982 | 15454490 | 0 | 0 | 0 | 281250.4108 | 0 | 0 | 0 | 0 | 0 | 0 | 0 | 0 | 0 | 0 | 0 | 0 | 0 | 0 | 0 | 0 | 12 | 1
NO |  | 79 | 2015 | 2 | 23 | 23 |  | Various 33 Kv |  | 0 | 0 |  | 165.13 | 0 | 0 |  | 300726 | 13254994 | 13555720 | 0 | 0 | 0 | 0 | 0 | 0 | 0 | 0 | 0 | 0 | 0 | 0 | 0 | 0 | 0 | 0 | 0 | 0 | 0 | 0 | 12 | 1
SI/NO | A | 79 | 2015 | 2 | 24 | 24 |  | Total 33 Kv |  | 0 | 0 |  | 165.13 | 0 | 0 |  | 300726 | 13254994 | 13555720 | 0 | 0 | 0 | 246695.4147 | 0 | 0 | 0 | 0 | 0 | 0 | 0 | 0 | 0 | 0 | 0 | 0 | 0 | 0 | 0 | 0 | 12 | 1
NO |  | 79 | 2015 | 2 | 25 | 25 |  | Underground Lines: |  | 0 | 0 |  | 0 | 0 | 0 |  | 0 | 0 | 0 | 0 | 0 | 0 | 0 | 0 | 0 | 0 | 0 | 0 | 0 | 0 | 0 | 0 | 0 | 0 | 0 | 0 | 0 | 0 | 0 | 12 | 1
NO |  | 79 | 2015 | 2 | 26 | 26 |  | Grand Ave | Guinotte Ts | 161 | 161 | Ug Const | 4.04 | 0 | 1 | 2500M-CO | 0 | 535502 | 535502 | 0 | 0 | 0 | 0 | 0 | 0 | 0 | 0 | 0 | 0 | 0 | 0 | 0 | 0 | 0 | 0 | 0 | 0 | 0 | 0 | 12 | 1
NO |  | 79 | 2015 | 2 | 27 | 27 |  | Midtown | Brush Creek Ts | 161 | 161 | Ug Const | 6.25 | 0 | 1 | 2500M-CO | 0 | 995631 | 995631 | 0 | 0 | 0 | 0 | 0 | 0 | 0 | 0 | 0 | 0 | 0 | 0 | 0 | 0 | 0 | 0 | 0 | 0 | 0 | 0 | 12 | 1
NO |  | 79 | 2015 | 2 | 28 | 28 |  | Midtown | Roe Ts | 161 | 161 | Ug Const | 6 | 0 | 1 | 2500M-CO | 0 | 1218806 | 1218806 | 0 | 0 | 0 | 0 | 0 | 0 | 0 | 0 | 0 | 0 | 0 | 0 | 0 | 0 | 0 | 0 | 0 | 0 | 0 | 0 | 12 | 1
NO |  | 79 | 2015 | 2 | 29 | 29 |  | Grand Ave | Crosstown | 161 | 161 | Ug Const | 5.83 | 0 | 1 | 2500M-CO | 0 | 1063478 | 1063478 | 0 | 0 | 0 | 0 | 0 | 0 | 0 | 0 | 0 | 0 | 0 | 0 | 0 | 0 | 0 | 0 | 0 | 0 | 0 | 0 | 12 | 1
NO |  | 79 | 2015 | 2 | 30 | 30 |  | Crosstown | Guinotte TS | 161 | 161 | Ug Const | 7.84 | 0 | 1 | 2500M-CO | 0 | 1350708 | 1350708 | 0 | 0 | 0 | 0 | 0 | 0 | 0 | 0 | 0 | 0 | 0 | 0 | 0 | 0 | 0 | 0 | 0 | 0 | 0 | 0 | 12 | 1
NO |  | 79 | 2015 | 2 | 31 | 31 |  | Grand Ave | Navy/Terrace | 161 | 161 | Ug Const | 0.56 | 0 | 1 | 2500M-CO | 0 | 148974 | 148974 | 0 | 0 | 0 | 0 | 0 | 0 | 0 | 0 | 0 | 0 | 0 | 0 | 0 | 0 | 0 | 0 | 0 | 0 | 0 | 0 | 12 | 1
NO |  | 79 | 2015 | 2 | 32 | 32 |  | Total 161 Kv Underground |  | 0 | 0 |  | 30.52 | 0 | 6 |  | 0 | 5313099 | 5313099 | 0 | 0 | 0 | 0 | 0 | 0 | 0 | 0 | 0 | 0 | 0 | 0 | 0 | 0 | 0 | 0 | 0 | 0 | 0 | 0 | 12 | 1
NO |  | 79 | 2015 | 2 | 35 | 35 |  | Kansas (Overhead Lines) |  | 0 | 0 |  | 0 | 0 | 0 |  | 0 | 0 | 0 | 0 | 0 | 0 | 0 | 0 | 0 | 0 | 0 | 0 | 0 | 0 | 0 | 0 | 0 | 0 | 0 | 0 | 0 | 0 | 0 | 12 | 1
NO |  | 79 | 2015 | 3 | 1 | 1 |  | Swissvale | Stilwell | 345 | 345 | Wd-H-Frame | 34.57 | 0 | 1 | 795M-AL | 207326 | 3047361 | 3254687 | 0 | 0 | 0 | 0 | 0 | 0 | 0 | 0 | 0 | 0 | 0 | 0 | 0 | 0 | 0 | 0 | 0 | 0 | 0 | 0 | 12 | 1
NO |  | 79 | 2015 | 3 | 2 | 2 |  | Stilwell | Sibley | 345 | 345 | Wd-H-Frame | 3.05 | 0 | 1 | 795M-AL | 37478 | 263871 | 301349 | 0 | 0 | 0 | 0 | 0 | 0 | 0 | 0 | 0 | 0 | 0 | 0 | 0 | 0 | 0 | 0 | 0 | 0 | 0 | 0 | 12 | 1
NO |  | 79 | 2015 | 3 | 3 | 3 |  | LaCygne | Stilwell | 345 | 345 | Wd-H-Frame | 30.78 | 0 | 1 | 795M-AL | 369948 | 9786441 | 10156389 | 0 | 0 | 0 | 0 | 0 | 0 | 0 | 0 | 0 | 0 | 0 | 0 | 0 | 0 | 0 | 0 | 0 | 0 | 0 | 0 | 12 | 1
NO |  | 79 | 2015 | 3 | 4 | 4 |  | LaCygne | W. Gardner | 345 | 345 | Wd-H-Frame | 40.38 | 0 | 1 | 954M-AL | 681536 | 13261894 | 13943430 | 0 | 0 | 0 | 0 | 0 | 0 | 0 | 0 | 0 | 0 | 0 | 0 | 0 | 0 | 0 | 0 | 0 | 0 | 0 | 0 | 12 | 1
NO |  | 79 | 2015 | 3 | 5 | 5 |  | DC Craig | Gardner/Cedar Ck | 345 | 345 | Steel Pole | 2.06 | 0 | 2 | 954M-AL | 0 | 803493 | 803493 | 0 | 0 | 0 | 0 | 0 | 0 | 0 | 0 | 0 | 0 | 0 | 0 | 0 | 0 | 0 | 0 | 0 | 0 | 0 | 0 | 12 | 1
NO |  | 79 | 2015 | 3 | 6 | 6 |  | River X Iatan | Stranger Creek Jct | 345 | 345 | Tower | 0.4 | 0 | 1 | 954M-AL | 0 | 559252 | 559252 | 0 | 0 | 0 | 0 | 0 | 0 | 0 | 0 | 0 | 0 | 0 | 0 | 0 | 0 | 0 | 0 | 0 | 0 | 0 | 0 | 12 | 1
NO |  | 79 | 2015 | 3 | 7 | 7 |  | Iatan | Stranger Creek Jct | 345 | 345 | Wd-H-Frame | 11.9 | 0 | 1 | 954M-AL | 447286 | 1684026 | 2131312 | 0 | 0 | 0 | 0 | 0 | 0 | 0 | 0 | 0 | 0 | 0 | 0 | 0 | 0 | 0 | 0 | 0 | 0 | 0 | 0 | 12 | 1
NO |  | 79 | 2015 | 3 | 8 | 8 |  | Stranger Creek Jct | Craig | 345 | 345 | Wd-H-Frame | 28.14 | 0 | 1 | 954M-AL | 1313316 | 4324929 | 5638245 | 0 | 0 | 0 | 0 | 0 | 0 | 0 | 0 | 0 | 0 | 0 | 0 | 0 | 0 | 0 | 0 | 0 | 0 | 0 | 0 | 12 | 1
NO |  | 79 | 2015 | 3 | 9 | 9 |  | Craig | W. Gardner | 345 | 345 | Wd-H-Frame | 16.19 | 0 | 1 | 954M-AL | 1135735 | 1320248 | 2455983 | 0 | 0 | 0 | 0 | 0 | 0 | 0 | 0 | 0 | 0 | 0 | 0 | 0 | 0 | 0 | 0 | 0 | 0 | 0 | 0 | 12 | 1
NO |  | 79 | 2015 | 3 | 10 | 10 |  | DC W Gardner | LaCygne/Craig | 345 | 345 | Steel Pole | 0.05 | 0 | 2 | 954M-AL | 0 | 75237 | 75237 | 0 | 0 | 0 | 0 | 0 | 0 | 0 | 0 | 0 | 0 | 0 | 0 | 0 | 0 | 0 | 0 | 0 | 0 | 0 | 0 | 12 | 1
NO |  | 79 | 2015 | 3 | 11 | 11 |  | DC W Gardner | LaCygne/Ottawa | 345 | 345 | St Pole/H-Fr | 0.49 | 0 | 2 | 954M-AL | 0 | 369569 | 369569 | 0 | 0 | 0 | 0 | 0 | 0 | 0 | 0 | 0 | 0 | 0 | 0 | 0 | 0 | 0 | 0 | 0 | 0 | 0 | 0 | 12 | 1
NO |  | 79 | 2015 | 3 | 12 | 12 |  | Wolf Creek |  | 345 | 345 |  | 0 | 0 | 0 |  | 355 | 103731 | 104086 | 0 | 0 | 0 | 0 | 0 | 0 | 0 | 0 | 0 | 0 | 0 | 0 | 0 | 0 | 0 | 0 | 0 | 0 | 0 | 0 | 12 | 1
NO |  | 79 | 2015 | 3 | 13 | 13 |  | Total 345 Kv |  | 0 | 0 |  | 168.01 | 0 | 14 |  | 4192980 | 35600052 | 39793032 | 0 | 0 | 0 | 0 | 0 | 0 | 0 | 0 | 0 | 0 | 0 | 0 | 0 | 0 | 0 | 0 | 0 | 0 | 0 | 0 | 12 | 1
NO |  | 79 | 2015 | 3 | 14 | 14 |  | Leeds | Roeland Pk | 161 | 161 | Wd-H-Frame | 0.17 | 0 | 1 | 1192M-AL | 1783 | 24020 | 25803 | 0 | 0 | 0 | 0 | 0 | 0 | 0 | 0 | 0 | 0 | 0 | 0 | 0 | 0 | 0 | 0 | 0 | 0 | 0 | 0 | 12 | 1
NO |  | 79 | 2015 | 3 | 15 | 15 |  | Greenwood | Shawnee | 161 | 161 | Wd-H-Frame | 3.12 | 0 | 1 | 1192M-AL | 7793 | 306456 | 314249 | 0 | 0 | 0 | 0 | 0 | 0 | 0 | 0 | 0 | 0 | 0 | 0 | 0 | 0 | 0 | 0 | 0 | 0 | 0 | 0 | 12 | 1
NO |  | 79 | 2015 | 3 | 16 | 16 |  | Oxford | Olathe | 161 | 161 | Steel Pole | 3.08 | 0 | 1 | 1192M-AL | 43596 | 234725 | 278321 | 0 | 0 | 0 | 0 | 0 | 0 | 0 | 0 | 0 | 0 | 0 | 0 | 0 | 0 | 0 | 0 | 0 | 0 | 0 | 0 | 12 | 1
NO |  | 79 | 2015 | 3 | 17 | 17 |  | Mission Jct | Kenilworth | 161 | 161 | Wd-H-Frame | 4.79 | 0 | 1 | 1192M-AL | 113727 | 466594 | 580321 | 0 | 0 | 0 | 0 | 0 | 0 | 0 | 0 | 0 | 0 | 0 | 0 | 0 | 0 | 0 | 0 | 0 | 0 | 0 | 0 | 12 | 1
NO |  | 79 | 2015 | 3 | 18 | 18 |  | Overland Pk | Roeland Pk | 161 | 161 | Wd-H-Frame | 11.51 | 0 | 1 | 556M-AL | 280583 | 2614432 | 2895015 | 0 | 0 | 0 | 0 | 0 | 0 | 0 | 0 | 0 | 0 | 0 | 0 | 0 | 0 | 0 | 0 | 0 | 0 | 0 | 0 | 12 | 1
NO |  | 79 | 2015 | 3 | 19 | 19 |  | Common R/W | Shawnee-Fisher Jct | 161 | 161 |  | 0 | 0 | 0 |  | 17541 | 0 | 17541 | 0 | 0 | 0 | 0 | 0 | 0 | 0 | 0 | 0 | 0 | 0 | 0 | 0 | 0 | 0 | 0 | 0 | 0 | 0 | 0 | 12 | 1
NO |  | 79 | 2015 | 3 | 20 | 20 |  | Maywood | Weatherby | 161 | 161 | Wd-H-Frame | 5.77 | 0 | 1 | 1192M-AL | 159387 | 787316 | 946703 | 0 | 0 | 0 | 0 | 0 | 0 | 0 | 0 | 0 | 0 | 0 | 0 | 0 | 0 | 0 | 0 | 0 | 0 | 0 | 0 | 12 | 1
NO |  | 79 | 2015 | 3 | 21 | 21 |  | Montrose | Stilwell #13 | 161 | 161 | Wd-H-Frame | 3.26 | 0 | 1 | 1192M-AL | 10350 | 233736 | 244086 | 0 | 0 | 0 | 0 | 0 | 0 | 0 | 0 | 0 | 0 | 0 | 0 | 0 | 0 | 0 | 0 | 0 | 0 | 0 | 0 | 12 | 1
NO |  | 79 | 2015 | 3 | 22 | 22 |  | Montrose | Archie-Stilwell | 161 | 161 | Wd-H-Frame | 3.14 | 0 | 1 | 1192M-AL | 9967 | 94796 | 104763 | 0 | 0 | 0 | 0 | 0 | 0 | 0 | 0 | 0 | 0 | 0 | 0 | 0 | 0 | 0 | 0 | 0 | 0 | 0 | 0 | 12 | 1
NO |  | 79 | 2015 | 3 | 23 | 23 |  | Stilwell | Hickman | 161 | 161 | Wd-H-Frame | 6.94 | 0 | 1 | 1192M-AL | 58747 | 734929 | 793676 | 0 | 0 | 0 | 0 | 0 | 0 | 0 | 0 | 0 | 0 | 0 | 0 | 0 | 0 | 0 | 0 | 0 | 0 | 0 | 0 | 12 | 1
NO |  | 79 | 2015 | 3 | 24 | 24 |  | Brookridge | Overland Pk | 161 | 161 | Wd-H-Frame | 2.04 | 0 | 1 | 1192M-AL | 39850 | 898636 | 938486 | 0 | 0 | 0 | 0 | 0 | 0 | 0 | 0 | 0 | 0 | 0 | 0 | 0 | 0 | 0 | 0 | 0 | 0 | 0 | 0 | 12 | 1
NO |  | 79 | 2015 | 3 | 25 | 25 |  | Stilwell | Antioch | 161 | 161 | Wd-H-Frame | 8.45 | 0 | 1 | 1192M-AL | 70033 | 2104293 | 2174326 | 0 | 0 | 0 | 0 | 0 | 0 | 0 | 0 | 0 | 0 | 0 | 0 | 0 | 0 | 0 | 0 | 0 | 0 | 0 | 0 | 12 | 1
NO |  | 79 | 2015 | 3 | 26 | 26 |  | Wagstaff | Centennial | 161 | 161 | Wd-H-Frame | 11.33 | 0 | 1 | 397M-AL | 27346 | 1598597 | 1625943 | 0 | 0 | 0 | 0 | 0 | 0 | 0 | 0 | 0 | 0 | 0 | 0 | 0 | 0 | 0 | 0 | 0 | 0 | 0 | 0 | 12 | 1
NO |  | 79 | 2015 | 3 | 27 | 27 |  | Paola | Marmaton | 161 | 161 | Wd-H-Frame | 51.53 | 0 | 1 | 336M-AL | 50149 | 7041905 | 7092054 | 0 | 0 | 0 | 0 | 0 | 0 | 0 | 0 | 0 | 0 | 0 | 0 | 0 | 0 | 0 | 0 | 0 | 0 | 0 | 0 | 12 | 1
NO |  | 79 | 2015 | 3 | 28 | 28 |  | Paola | S. Ottawa | 161 | 161 | Wd-H-Frame | 21.81 | 0 | 1 | 397M-AL | 32288 | 1385256 | 1417544 | 0 | 0 | 0 | 0 | 0 | 0 | 0 | 0 | 0 | 0 | 0 | 0 | 0 | 0 | 0 | 0 | 0 | 0 | 0 | 0 | 12 | 1
NO |  | 79 | 2015 | 3 | 29 | 29 |  | Merriam | Greenwood | 161 | 161 | Wd-H-Frame | 4.73 | 0 | 1 | 477M-AL | 341849 | 581281 | 923130 | 0 | 0 | 0 | 0 | 0 | 0 | 0 | 0 | 0 | 0 | 0 | 0 | 0 | 0 | 0 | 0 | 0 | 0 | 0 | 0 | 12 | 1
NO |  | 79 | 2015 | 3 | 30 | 30 |  | Greenwood | Midland | 161 | 161 | Wd-H-Frame | 2.23 | 0 | 1 | 795M-AL | 130229 | 316318 | 446547 | 0 | 0 | 0 | 0 | 0 | 0 | 0 | 0 | 0 | 0 | 0 | 0 | 0 | 0 | 0 | 0 | 0 | 0 | 0 | 0 | 12 | 1
NO |  | 79 | 2015 | 3 | 31 | 31 |  | Greenwood | Metropolitan | 161 | 161 | Wd-H-Frame | 4.98 | 0 | 1 | 1192M-AL | 362037 | 699200 | 1061237 | 0 | 0 | 0 | 0 | 0 | 0 | 0 | 0 | 0 | 0 | 0 | 0 | 0 | 0 | 0 | 0 | 0 | 0 | 0 | 0 | 12 | 1
NO |  | 79 | 2015 | 3 | 32 | 32 |  | Kenilworth | Lenexa | 161 | 161 | Wood Pole | 11.43 | 0 | 1 | 1192M-AL | 178955 | 1169247 | 1348202 | 0 | 0 | 0 | 0 | 0 | 0 | 0 | 0 | 0 | 0 | 0 | 0 | 0 | 0 | 0 | 0 | 0 | 0 | 0 | 0 | 12 | 1
NO |  | 79 | 2015 | 3 | 33 | 33 |  | College | Olathe | 161 | 161 | Wood Pole | 3.72 | 0 | 1 | 1192M-AL | 0 | 283606 | 283606 | 0 | 0 | 0 | 0 | 0 | 0 | 0 | 0 | 0 | 0 | 0 | 0 | 0 | 0 | 0 | 0 | 0 | 0 | 0 | 0 | 12 | 1
NO |  | 79 | 2015 | 3 | 34 | 34 |  | Craig | Lenexa | 161 | 161 | Steel Pole | 0.22 | 0 | 1 | 954M-AL | 0 | 26461 | 26461 | 0 | 0 | 0 | 0 | 0 | 0 | 0 | 0 | 0 | 0 | 0 | 0 | 0 | 0 | 0 | 0 | 0 | 0 | 0 | 0 | 12 | 1
NO |  | 79 | 2015 | 3 | 35 | 35 |  | Craig | College | 161 | 161 | Wd-H-Frame | 0.47 | 0 | 1 | 1192M-AL | 82697 | 534891 | 617588 | 0 | 0 | 0 | 0 | 0 | 0 | 0 | 0 | 0 | 0 | 0 | 0 | 0 | 0 | 0 | 0 | 0 | 0 | 0 | 0 | 12 | 1
NO |  | 79 | 2015 | 4 | 1 | 1 |  | Craig | Greenwood #3 | 161 | 161 | Wd-H-Frame | 3.98 | 0 | 1 | 1192M-AL | 151667 | 226775 | 378442 | 0 | 0 | 0 | 0 | 0 | 0 | 0 | 0 | 0 | 0 | 0 | 0 | 0 | 0 | 0 | 0 | 0 | 0 | 0 | 0 | 12 | 1
NO |  | 79 | 2015 | 4 | 2 | 2 |  | DC Craig-Greenwood | Lenexa-Kenilworth | 161 | 161 | Steel Pole | 0.11 | 0 | 2 | 1192M-AL | 77465 | 105989 | 183454 | 0 | 0 | 0 | 0 | 0 | 0 | 0 | 0 | 0 | 0 | 0 | 0 | 0 | 0 | 0 | 0 | 0 | 0 | 0 | 0 | 12 | 1
NO |  | 79 | 2015 | 4 | 3 | 3 |  | DC Craig | Lenexa/Greenwood | 161 | 161 | Steel Pole | 2.73 | 0 | 2 | 1192M-AL | 443416 | 808963 | 1252379 | 0 | 0 | 0 | 0 | 0 | 0 | 0 | 0 | 0 | 0 | 0 | 0 | 0 | 0 | 0 | 0 | 0 | 0 | 0 | 0 | 12 | 1
NO |  | 79 | 2015 | 4 | 4 | 4 |  | DC Moonlight | Murlen/Gardner | 161 | 161 | StI-Wd-Pole | 0.39 | 0 | 2 | 1192M-AL | 4753 | 174943 | 179696 | 0 | 0 | 0 | 0 | 0 | 0 | 0 | 0 | 0 | 0 | 0 | 0 | 0 | 0 | 0 | 0 | 0 | 0 | 0 | 0 | 12 | 1
NO |  | 79 | 2015 | 4 | 5 | 5 |  | Moonlight | W. Gardner | 161 | 161 | Steel Pole | 6.34 | 0 | 1 | 1192M-AL | 128482 | 913258 | 1041740 | 0 | 0 | 0 | 0 | 0 | 0 | 0 | 0 | 0 | 0 | 0 | 0 | 0 | 0 | 0 | 0 | 0 | 0 | 0 | 0 | 12 | 1
NO |  | 79 | 2015 | 4 | 6 | 6 |  | Switzer | Riley | 161 | 161 | Steel Pole | 1.82 | 0 | 1 | 1192M-AL | 19114 | 516447 | 535561 | 0 | 0 | 0 | 0 | 0 | 0 | 0 | 0 | 0 | 0 | 0 | 0 | 0 | 0 | 0 | 0 | 0 | 0 | 0 | 0 | 12 | 1
NO |  | 79 | 2015 | 4 | 7 | 7 |  | Switzer | Olathe | 161 | 161 | Steel Pole | 4.59 | 0 | 1 | 1192M-AL | 33616 | 2591007 | 2624623 | 0 | 0 | 0 | 0 | 0 | 0 | 0 | 0 | 0 | 0 | 0 | 0 | 0 | 0 | 0 | 0 | 0 | 0 | 0 | 0 | 12 | 1
NO |  | 79 | 2015 | 4 | 8 | 8 |  | DC Switzer | Riley/Olathe | 161 | 161 | Steel Pole | 0.22 | 0 | 2 | 1192M-AL | 105478 | 136435 | 241913 | 0 | 0 | 0 | 0 | 0 | 0 | 0 | 0 | 0 | 0 | 0 | 0 | 0 | 0 | 0 | 0 | 0 | 0 | 0 | 0 | 12 | 1
NO |  | 79 | 2015 | 4 | 9 | 9 |  | DC Oxford | Antioch/Olathe | 161 | 161 | Wood Pole | 1.3 | 0 | 2 | 1192M-AL | 123083 | 432663 | 555746 | 0 | 0 | 0 | 0 | 0 | 0 | 0 | 0 | 0 | 0 | 0 | 0 | 0 | 0 | 0 | 0 | 0 | 0 | 0 | 0 | 12 | 1
NO |  | 79 | 2015 | 4 | 10 | 10 |  | Olathe | Murlen | 161 | 161 | StI-Wd-Pole | 4.58 | 0 | 1 | 1192M-AL | 253076 | 469613 | 722689 | 0 | 0 | 0 | 0 | 0 | 0 | 0 | 0 | 0 | 0 | 0 | 0 | 0 | 0 | 0 | 0 | 0 | 0 | 0 | 0 | 12 | 1
NO |  | 79 | 2015 | 4 | 11 | 11 |  | Kenilworth | Overland Pk | 161 | 161 | Wd-H-Frame | 3.28 | 0 | 1 | 1192M-AL | 166187 | 674120 | 840307 | 0 | 0 | 0 | 0 | 0 | 0 | 0 | 0 | 0 | 0 | 0 | 0 | 0 | 0 | 0 | 0 | 0 | 0 | 0 | 0 | 12 | 1
NO |  | 79 | 2015 | 4 | 12 | 12 |  | DC Overland Pk | Brookrdg/Kenilworth | 161 | 161 | Wd-H-Frame | 0.12 | 0 | 2 | 556M-AL | 8588 | 67273 | 75861 | 0 | 0 | 0 | 0 | 0 | 0 | 0 | 0 | 0 | 0 | 0 | 0 | 0 | 0 | 0 | 0 | 0 | 0 | 0 | 0 | 12 | 1
NO |  | 79 | 2015 | 4 | 13 | 13 |  | Centennial | Paola | 161 | 161 | Wood Pole | 2.86 | 0 | 1 | 1192M-AL | 0 | 405443 | 405443 | 0 | 0 | 0 | 0 | 0 | 0 | 0 | 0 | 0 | 0 | 0 | 0 | 0 | 0 | 0 | 0 | 0 | 0 | 0 | 0 | 12 | 1
NO |  | 79 | 2015 | 4 | 14 | 14 |  | Gardner | Ottawa | 161 | 161 | Wd-H-Frame | 24.34 | 0 | 1 | 1192M-AL | 591458 | 3694152 | 4285610 | 0 | 0 | 0 | 0 | 0 | 0 | 0 | 0 | 0 | 0 | 0 | 0 | 0 | 0 | 0 | 0 | 0 | 0 | 0 | 0 | 12 | 1
NO |  | 79 | 2015 | 4 | 15 | 15 |  | Stilwell | Spring Hill | 161 | 161 | Wd-H-Frame | 9.35 | 0 | 1 | 1192M-AL | 353000 | 1924670 | 2277670 | 0 | 0 | 0 | 0 | 0 | 0 | 0 | 0 | 0 | 0 | 0 | 0 | 0 | 0 | 0 | 0 | 0 | 0 | 0 | 0 | 12 | 1
NO |  | 79 | 2015 | 4 | 16 | 16 |  | DC Stilwell | Redel/Spring Hill | 161 | 161 | Wd-H-Frame | 1.31 | 0 | 2 | 1192M-AL | 0 | 571565 | 571565 | 0 | 0 | 0 | 0 | 0 | 0 | 0 | 0 | 0 | 0 | 0 | 0 | 0 | 0 | 0 | 0 | 0 | 0 | 0 | 0 | 12 | 1
NO |  | 79 | 2015 | 4 | 17 | 17 |  | Antioch | Oxford | 161 | 161 | Wd-H-Frame | 4.9 | 0 | 1 | 1192M-AL | 0 | 1432904 | 1432904 | 0 | 0 | 0 | 0 | 0 | 0 | 0 | 0 | 0 | 0 | 0 | 0 | 0 | 0 | 0 | 0 | 0 | 0 | 0 | 0 | 12 | 1
NO |  | 79 | 2015 | 4 | 18 | 18 |  | W Gardner | Cedar Creek | 161 | 161 | StI PI/StI-H-F | 14.46 | 0 | 1 | 1192M-AL | 301786 | 3644673 | 3946459 | 0 | 0 | 0 | 0 | 0 | 0 | 0 | 0 | 0 | 0 | 0 | 0 | 0 | 0 | 0 | 0 | 0 | 0 | 0 | 0 | 12 | 1
NO |  | 79 | 2015 | 4 | 19 | 19 |  | Martin City | Redel | 161 | 161 | Wd-H-Frame | 2.74 | 0 | 1 | 1192M-AL | 2838 | 390654 | 393492 | 0 | 0 | 0 | 0 | 0 | 0 | 0 | 0 | 0 | 0 | 0 | 0 | 0 | 0 | 0 | 0 | 0 | 0 | 0 | 0 | 12 | 1
NO |  | 79 | 2015 | 4 | 20 | 20 |  | Redel | Stilwell | 161 | 161 | Wd-H-Frame | 4.21 | 0 | 1 | 1192M-AL | 4647 | 843349 | 847996 | 0 | 0 | 0 | 0 | 0 | 0 | 0 | 0 | 0 | 0 | 0 | 0 | 0 | 0 | 0 | 0 | 0 | 0 | 0 | 0 | 12 | 1
NO |  | 79 | 2015 | 4 | 21 | 21 |  | Craig | Pflumm | 161 | 161 | Steel Pole | 4.99 | 0 | 1 | 954M-AL | 430140 | 3464497 | 3894637 | 0 | 0 | 0 | 0 | 0 | 0 | 0 | 0 | 0 | 0 | 0 | 0 | 0 | 0 | 0 | 0 | 0 | 0 | 0 | 0 | 12 | 1
NO |  | 79 | 2015 | 4 | 22 | 22 |  | Pflumm | Overland Park | 161 | 161 | Steel Pole | 1.83 | 0 | 1 | 954M-AL | 175242 | 1358783 | 1534025 | 0 | 0 | 0 | 0 | 0 | 0 | 0 | 0 | 0 | 0 | 0 | 0 | 0 | 0 | 0 | 0 | 0 | 0 | 0 | 0 | 12 | 1
NO |  | 79 | 2015 | 4 | 23 | 23 |  | Metropolitan | Maywood | 161 | 161 | StI-Wd-H-Fr | 4.97 | 0 | 1 | 1192M-AL | 0 | 1034092 | 1034092 | 0 | 0 | 0 | 0 | 0 | 0 | 0 | 0 | 0 | 0 | 0 | 0 | 0 | 0 | 0 | 0 | 0 | 0 | 0 | 0 | 12 | 1
NO |  | 79 | 2015 | 4 | 24 | 24 |  | Cedar Creek | Greenwood | 161 | 161 | StI-Wd-Pole | 9.89 | 0 | 1 | 1192M-AL | 368060 | 1753723 | 2121783 | 0 | 0 | 0 | 0 | 0 | 0 | 0 | 0 | 0 | 0 | 0 | 0 | 0 | 0 | 0 | 0 | 0 | 0 | 0 | 0 | 12 | 1
NO |  | 79 | 2015 | 4 | 25 | 25 |  | DC Craig | Overland Park/College | 161 | 161 | Steel Pole | 1.77 | 0 | 2 | 1192M-AL | 235117 | 977135 | 1212252 | 0 | 0 | 0 | 0 | 0 | 0 | 0 | 0 | 0 | 0 | 0 | 0 | 0 | 0 | 0 | 0 | 0 | 0 | 0 | 0 | 12 | 1
NO |  | 79 | 2015 | 4 | 26 | 26 |  | Lenexa Tap | Craig-Greenwood | 161 | 161 | Steel Pole | 0.06 | 0 | 1 | 1192M-AL | 0 | 31755 | 31755 | 0 | 0 | 0 | 0 | 0 | 0 | 0 | 0 | 0 | 0 | 0 | 0 | 0 | 0 | 0 | 0 | 0 | 0 | 0 | 0 | 12 | 1
NO |  | 79 | 2015 | 4 | 27 | 27 |  | DC Riley | Brookridge/Switzer | 161 | 161 | Steel Pole | 1.53 | 0 | 2 | 1192M-AL | 1382519 | 920621 | 2303140 | 0 | 0 | 0 | 0 | 0 | 0 | 0 | 0 | 0 | 0 | 0 | 0 | 0 | 0 | 0 | 0 | 0 | 0 | 0 | 0 | 12 | 1
NO |  | 79 | 2015 | 4 | 28 | 28 |  | Brookridge | Riley | 161 | 161 | Steel Pole | 2.56 | 0 | 1 | 1192M-AL | 26805 | 702929 | 729734 | 0 | 0 | 0 | 0 | 0 | 0 | 0 | 0 | 0 | 0 | 0 | 0 | 0 | 0 | 0 | 0 | 0 | 0 | 0 | 0 | 12 | 1
NO |  | 79 | 2015 | 4 | 29 | 29 |  | Craig | Cedar Creek | 161 | 161 | StI-Wd-H-Fr | 1.3 | 0 | 1 | 1192M-AL | 0 | 310977 | 310977 | 0 | 0 | 0 | 0 | 0 | 0 | 0 | 0 | 0 | 0 | 0 | 0 | 0 | 0 | 0 | 0 | 0 | 0 | 0 | 0 | 12 | 1
NO |  | 79 | 2015 | 4 | 30 | 30 |  | Tomahawk | Mission Jct | 161 | 161 | Wd-H-Frame | 1.73 | 0 | 1 | 1192M-AL | 80554 | 439181 | 519735 | 0 | 0 | 0 | 0 | 0 | 0 | 0 | 0 | 0 | 0 | 0 | 0 | 0 | 0 | 0 | 0 | 0 | 0 | 0 | 0 | 12 | 1
NO |  | 79 | 2015 | 4 | 31 | 31 |  | Riley | Sprint | 161 | 161 | Steel Pole | 0.9 | 0 | 1 | 1192M-AL | 0 | 300706 | 300706 | 0 | 0 | 0 | 0 | 0 | 0 | 0 | 0 | 0 | 0 | 0 | 0 | 0 | 0 | 0 | 0 | 0 | 0 | 0 | 0 | 12 | 1
NO |  | 79 | 2015 | 4 | 32 | 32 |  | Sprint | Mission Jct | 161 | 161 | Steel Pole | 2.63 | 0 | 1 | 1192M-AL | 0 | 820623 | 820623 | 0 | 0 | 0 | 0 | 0 | 0 | 0 | 0 | 0 | 0 | 0 | 0 | 0 | 0 | 0 | 0 | 0 | 0 | 0 | 0 | 12 | 1
NO |  | 79 | 2015 | 4 | 33 | 33 |  | Bucyrus | Wagstaff | 161 | 161 | Wd-H-Frame | 4.22 | 0 | 1 | 1192M-AL | 11139 | 571623 | 582762 | 0 | 0 | 0 | 0 | 0 | 0 | 0 | 0 | 0 | 0 | 0 | 0 | 0 | 0 | 0 | 0 | 0 | 0 | 0 | 0 | 12 | 1
NO |  | 79 | 2015 | 4 | 34 | 34 |  | Stilwell | Bucyrus | 161 | 161 | Wd-H-Frame | 3.05 | 0 | 1 | 1192M-AL | 0 | 562714 | 562714 | 0 | 0 | 0 | 0 | 0 | 0 | 0 | 0 | 0 | 0 | 0 | 0 | 0 | 0 | 0 | 0 | 0 | 0 | 0 | 0 | 12 | 1
NO |  | 79 | 2015 | 4 | 35 | 35 |  | Bucyrus | N Louisburg | 161 | 161 | Steel Pole | 7.85 | 0 | 1 | 1192M-AL | 381708 | 2559953 | 2941661 | 0 | 0 | 0 | 0 | 0 | 0 | 0 | 0 | 0 | 0 | 0 | 0 | 0 | 0 | 0 | 0 | 0 | 0 | 0 | 0 | 12 | 1
NO |  | 79 | 2015 | 5 | 1 | 1 |  | Paola | Osawatomie | 161 | 161 | Steel Pole | 0.32 | 0 | 1 | 954M-AL | 0 | 222129 | 222129 | 0 | 0 | 0 | 0 | 0 | 0 | 0 | 0 | 0 | 0 | 0 | 0 | 0 | 0 | 0 | 0 | 0 | 0 | 0 | 0 | 12 | 1
NO |  | 79 | 2015 | 5 | 2 | 2 |  | W Gardner | Cedar Niles | 161 | 161 | Steel Pole | 8.2 | 0 | 1 | 1192M-AL | 629412 | 2929962 | 3559374 | 0 | 0 | 0 | 0 | 0 | 0 | 0 | 0 | 0 | 0 | 0 | 0 | 0 | 0 | 0 | 0 | 0 | 0 | 0 | 0 | 12 | 1
NO |  | 79 | 2015 | 5 | 3 | 3 |  | DC SE Ottawa | Gardner/S Ottawa | 161 | 161 | StI-H-Frame | 1.34 | 0 | 2 | 1192M-AL | 0 | 67 | 67 | 0 | 0 | 0 | 0 | 0 | 0 | 0 | 0 | 0 | 0 | 0 | 0 | 0 | 0 | 0 | 0 | 0 | 0 | 0 | 0 | 12 | 1
NO |  | 79 | 2015 | 5 | 4 | 4 |  | Moonlight | Quarry | 161 | 161 | Wd-StI Pole | 4.82 | 0 | 1 | 1192M-AL | 241093 | 628541 | 869634 | 0 | 0 | 0 | 0 | 0 | 0 | 0 | 0 | 0 | 0 | 0 | 0 | 0 | 0 | 0 | 0 | 0 | 0 | 0 | 0 | 12 | 1
NO |  | 79 | 2015 | 5 | 5 | 5 |  | Quarry | Murlen | 161 | 161 | Wd/StI Pole | 5.62 | 0 | 1 | 1192M-AL | 241093 | 3183851 | 3424944 | 0 | 0 | 0 | 0 | 0 | 0 | 0 | 0 | 0 | 0 | 0 | 0 | 0 | 0 | 0 | 0 | 0 | 0 | 0 | 0 | 12 | 1
NO |  | 79 | 2015 | 5 | 6 | 6 |  | SE Ottawa | S Ottawa | 161 | 161 | Wd Frm/StI Pl | 1.46 | 0 | 1 | 1192M-AL | 0 | 444155 | 444155 | 0 | 0 | 0 | 0 | 0 | 0 | 0 | 0 | 0 | 0 | 0 | 0 | 0 | 0 | 0 | 0 | 0 | 0 | 0 | 0 | 12 | 1
NO |  | 79 | 2015 | 5 | 7 | 7 |  | W Gardner | Bull Creek | 161 | 161 |  | 0.26 | 0 | 1 | 954M-AL | 0 | 90512 | 90512 | 0 | 0 | 0 | 0 | 0 | 0 | 0 | 0 | 0 | 0 | 0 | 0 | 0 | 0 | 0 | 0 | 0 | 0 | 0 | 0 | 12 | 1
NO |  | 79 | 2015 | 5 | 8 | 8 |  | Underground Lines: |  | 0 | 0 |  | 0 | 0 | 0 |  | 0 | 0 | 0 | 0 | 0 | 0 | 0 | 0 | 0 | 0 | 0 | 0 | 0 | 0 | 0 | 0 | 0 | 0 | 0 | 0 | 0 | 0 | 0 | 12 | 1
NO |  | 79 | 2015 | 5 | 9 | 9 |  | Midtown | Roe | 161 | 161 | Ug Const | 5.51 | 0 | 1 | 2500M-CO | 0 | 721097 | 721097 | 0 | 0 | 0 | 0 | 0 | 0 | 0 | 0 | 0 | 0 | 0 | 0 | 0 | 0 | 0 | 0 | 0 | 0 | 0 | 0 | 12 | 1
NO |  | 79 | 2015 | 5 | 10 | 10 |  | Total 161 Kv |  | 0 | 0 |  | 335.16 | 0 | 74 |  | 8990443 | 66191217 | 75181660 | 0 | 0 | 0 | 0 | 0 | 0 | 0 | 0 | 0 | 0 | 0 | 0 | 0 | 0 | 0 | 0 | 0 | 0 | 0 | 0 | 12 | 1
NO |  | 79 | 2015 | 5 | 11 | 11 |  | Windfarm | Spearville | 230 | 230 | Steel Pole | 0.31 | 0 | 1 | 1192M-AL | 0 | 401068 | 401068 | 0 | 0 | 0 | 0 | 0 | 0 | 0 | 0 | 0 | 0 | 0 | 0 | 0 | 0 | 0 | 0 | 0 | 0 | 0 | 0 | 12 | 1
NO |  | 79 | 2015 | 5 | 12 | 12 |  | Total 230 Kv |  | 0 | 0 |  | 0.31 | 0 | 1 |  | 0 | 401068 | 401068 | 0 | 0 | 0 | 0 | 0 | 0 | 0 | 0 | 0 | 0 | 0 | 0 | 0 | 0 | 0 | 0 | 0 | 0 | 0 | 0 | 12 | 1
NO |  | 79 | 2015 | 5 | 13 | 13 |  | Various 66 Kv |  | 0 | 0 |  | 3.01 | 0 | 0 |  | 0 | 415977 | 415977 | 0 | 0 | 0 | 0 | 0 | 0 | 0 | 0 | 0 | 0 | 0 | 0 | 0 | 0 | 0 | 0 | 0 | 0 | 0 | 0 | 12 | 1
SI/NO | A | 79 | 2015 | 5 | 14 | 14 |  | Total 66 Kv |  | 0 | 0 |  | 3.01 | 0 | 0 |  | 0 | 415977 | 415977 | 0 | 0 | 0 | 7570.2079 | 0 | 0 | 0 | 0 | 0 | 0 | 0 | 0 | 0 | 0 | 0 | 0 | 0 | 0 | 0 | 0 | 12 | 1
NO |  | 79 | 2015 | 5 | 15 | 15 |  | Various 33 Kv |  | 0 | 0 |  | 357.5 | 0 | 0 |  | 527387 | 23200122 | 23727509 | 0 | 0 | 0 | 0 | 0 | 0 | 0 | 0 | 0 | 0 | 0 | 0 | 0 | 0 | 0 | 0 | 0 | 0 | 0 | 0 | 12 | 1
SI/NO | A | 79 | 2015 | 5 | 16 | 16 |  | Total 33 Kv |  | 0 | 0 |  | 357.5 | 0 | 0 |  | 527387 | 23200122 | 23727509 | 0 | 0 | 0 | 431807.9506 | 0 | 0 | 0 | 0 | 0 | 0 | 0 | 0 | 0 | 0 | 0 | 0 | 0 | 0 | 0 | 0 | 12 | 1
NO |  | 79 | 2015 | 5 | 17 | 17 |  | Transmission Line Expenses |  | 0 | 0 |  | 0 | 0 | 0 |  | 0 | 0 | 0 | 0 | 0 | 0 | 0 | 0 | 0 | 0 | 0 | 0 | 0 | 0 | 0 | 0 | 0 | 0 | 0 | 0 | 0 | 0 | 0 | 12 | 1
NO |  | 79 | 2015 | 5 | 18 | 18 |  | Overhead |  | 0 | 0 |  | 0 | 0 | 0 |  | 0 | 0 | 0 | 164779 | 2355800 | 2414011 | 4934590 | 0 | 0 | 0 | 0 | 0 | 0 | 0 | 0 | 0 | 0 | 0 | 0 | 0 | 0 | 0 | 0 | 12 | 1
NO |  | 79 | 2015 | 5 | 19 | 19 |  | Underground |  | 0 | 0 |  | 0 | 0 | 0 |  | 0 | 0 | 0 | 0 | -76170 | 0 | -76170 | 0 | 0 | 0 | 0 | 0 | 0 | 0 | 0 | 0 | 0 | 0 | 0 | 0 | 0 | 0 | 0 | 12 | 1
NO |  | 80 | 2015 | 0 | 1 | 1 |  | 345 kV LINES: |  | 0 | 0 |  | 0 | 0 | 0 |  | 0 | 0 | 0 | 0 | 0 | 0 | 0 | 0 | 0 | 0 | 0 | 0 | 0 | 0 | 0 | 0 | 0 | 0 | 0 | 0 | 0 | 0 | 0 | 12 | 1
NO |  | 80 | 2015 | 0 | 2 | 2 |  | 01 Wichita KPL-KGE Tie | Wichita Sub | 345 | 345 | HFW | 60.67 | 0 | 1 | 795.0 ACSR | 359223 | 10360245 | 10719468 | 0 | 0 | 0 | 0 | 0 | 0 | 0 | 0 | 0 | 0 | 0 | 0 | 0 | 0 | 0 | 0 | 0 | 0 | 0 | 0 | 12 | 1
NO |  | 80 | 2015 | 0 | 4 | 4 |  | 09 Wichita | Woodring KGE-OGE Tie | 345 | 345 | HFW | 29.67 | 0 | 1 | 795.0 ACSR | 812818 | 13851272 | 14664090 | 0 | 0 | 0 | 0 | 0 | 0 | 0 | 0 | 0 | 0 | 0 | 0 | 0 | 0 | 0 | 0 | 0 | 0 | 0 | 0 | 12 | 1
NO |  | 80 | 2015 | 0 | 5 | 5 |  | 09 Wichita | Woodring KGE-OGE Tie | 345 | 345 | HFS | 30.32 | 0 | 1 | 795.0 ACSR | 0 | 0 | 0 | 0 | 0 | 0 | 0 | 0 | 0 | 0 | 0 | 0 | 0 | 0 | 0 | 0 | 0 | 0 | 650800444 | 0 | 0 | 0 | 0 | 12 | 1
NO |  | 80 | 2015 | 0 | 7 | 7 |  | 10 Wichita Sub | Benton Sub | 345 | 345 | HFW | 19.76 | 0 | 1 | 954.0 ACSR | 532700 | 2514222 | 3046922 | 0 | 0 | 0 | 0 | 0 | 0 | 0 | 0 | 0 | 0 | 0 | 0 | 0 | 0 | 0 | 0 | 0 | 0 | 0 | 0 | 12 | 1
NO |  | 80 | 2015 | 0 | 8 | 8 |  | 10 Benton Sub | Rose Hill Sub | 345 | 345 | HFW | 9.87 | 0 | 1 | 954.0 ACSR | 0 | 0 | 0 | 0 | 0 | 0 | 0 | 0 | 0 | 0 | 0 | 0 | 0 | 0 | 0 | 0 | 0 | 0 | 650800445 | 0 | 0 | 0 | 0 | 12 | 1
NO |  | 80 | 2015 | 0 | 9 | 9 |  | 10 Benton Sub | Rose Hill Sub | 345 | 345 | ST | 5.6 | 0 | 1 | 954.0 ACSR | 0 | 0 | 0 | 0 | 0 | 0 | 0 | 0 | 0 | 0 | 0 | 0 | 0 | 0 | 0 | 0 | 0 | 0 | 650800504 | 0 | 0 | 0 | 0 | 12 | 1
NO |  | 80 | 2015 | 0 | 11 | 11 |  | 11 Rose Hill Sub | Latham Sub | 345 | 345 | HFW | 30.44 | 0 | 1 | 954.0 ACSR | 575940 | 12411966 | 12987906 | 0 | 0 | 0 | 0 | 0 | 0 | 0 | 0 | 0 | 0 | 0 | 0 | 0 | 0 | 0 | 0 | 0 | 0 | 0 | 0 | 12 | 1
NO |  | 80 | 2015 | 0 | 12 | 12 |  | 11 Latham Sub | Str 593 | 345 | 345 | HFS | 6.88 | 0 | 1 | 954.0 ACSR | 0 | 0 | 0 | 0 | 0 | 0 | 0 | 0 | 0 | 0 | 0 | 0 | 0 | 0 | 0 | 0 | 0 | 0 | 650800446 | 0 | 0 | 0 | 0 | 12 | 1
NO |  | 80 | 2015 | 0 | 13 | 13 |  | Str 593 | Caney Sub | 345 | 345 | HFW | 1.18 | 0 | 1 | 954.0 ACSR | 0 | 0 | 0 | 0 | 0 | 0 | 0 | 0 | 0 | 0 | 0 | 0 | 0 | 0 | 0 | 0 | 0 | 0 | 650800505 | 0 | 0 | 0 | 0 | 12 | 1
NO |  | 80 | 2015 | 0 | 14 | 14 |  | Caney Sub | Neosho Sub | 345 | 345 | HFW | 75.75 | 0 | 1 | 954.0 ACSR | 0 | 0 | 0 | 0 | 0 | 0 | 0 | 0 | 0 | 0 | 0 | 0 | 0 | 0 | 0 | 0 | 0 | 0 | 650800447 | 0 | 0 | 0 | 0 | 12 | 1
NO |  | 80 | 2015 | 0 | 16 | 16 |  | 12 Neosho 345 Sub | LaCygne KGE-KCPL Tie | 345 | 345 | HFW | 82.44 | 0 | 1 | 954.0 ACSR | 466761 | 5817794 | 6284555 | 0 | 0 | 0 | 0 | 0 | 0 | 0 | 0 | 0 | 0 | 0 | 0 | 0 | 0 | 0 | 0 | 0 | 0 | 0 | 0 | 12 | 1
NO |  | 80 | 2015 | 0 | 17 | 17 |  | 12 Neosho 345 Sub | LaCygne KGE-KCPL Tie | 345 | 345 | ST | 1.08 | 0 | 1 | 954.0 ACSR | 0 | 0 | 0 | 0 | 0 | 0 | 0 | 0 | 0 | 0 | 0 | 0 | 0 | 0 | 0 | 0 | 0 | 0 | 650800448 | 0 | 0 | 0 | 0 | 12 | 1
NO |  | 80 | 2015 | 0 | 19 | 19 |  | 13 Neosho 345 Sub | Northeastern KGE-AEP Tie | 345 | 345 | HFW | 23.53 | 0 | 1 | 795.0 ACSR | 131636 | 1584454 | 1716090 | 0 | 0 | 0 | 0 | 0 | 0 | 0 | 0 | 0 | 0 | 0 | 0 | 0 | 0 | 0 | 0 | 0 | 0 | 0 | 0 | 12 | 1
NO |  | 80 | 2015 | 0 | 21 | 21 |  | 14 Neosho 345 Sub | Morgan KGE-AECI Tie | 345 | 345 | HFW | 31.01 | 0 | 1 | 795.0 ACSR | 225488 | 2030899 | 2256387 | 0 | 0 | 0 | 0 | 0 | 0 | 0 | 0 | 0 | 0 | 0 | 0 | 0 | 0 | 0 | 0 | 0 | 0 | 0 | 0 | 12 | 1
NO |  | 80 | 2015 | 0 | 23 | 23 |  | 15 LaCygne KGE-KCPL Tie | Wolf Creek Sub | 345 | 345 | ST | 3 | 0 | 1 | 954.0 ACSR | 918643 | 12604814 | 13523457 | 0 | 0 | 0 | 0 | 0 | 0 | 0 | 0 | 0 | 0 | 0 | 0 | 0 | 0 | 0 | 0 | 0 | 0 | 0 | 0 | 12 | 1
NO |  | 80 | 2015 | 0 | 24 | 24 |  | 15 LaCygne KGE-KCPL Tie | Wolf Creek Sub | 345 | 345 | HFW, MPS | 56.71 | 0 | 1 | 954.0 ACSR | 0 | 0 | 0 | 0 | 0 | 0 | 0 | 0 | 0 | 0 | 0 | 0 | 0 | 0 | 0 | 0 | 0 | 0 | 650800506 | 0 | 0 | 0 | 0 | 12 | 1
NO |  | 80 | 2015 | 0 | 25 | 25 |  | 15 Wolf Creek Sub | Benton Sub | 345 | 345 | ST | 3.22 | 0 | 1 | 954.0 ACSR | 0 | 0 | 0 | 0 | 0 | 0 | 0 | 0 | 0 | 0 | 0 | 0 | 0 | 0 | 0 | 0 | 0 | 0 | 650800449 | 0 | 0 | 0 | 0 | 12 | 1
NO |  | 80 | 2015 | 0 | 26 | 26 |  | 15 Wolf Creek Sub | Benton Sub | 345 | 345 | HFW | 94.73 | 0 | 1 | 954.0 ACSR | 0 | 0 | 0 | 0 | 0 | 0 | 0 | 0 | 0 | 0 | 0 | 0 | 0 | 0 | 0 | 0 | 0 | 0 | 650800507 | 0 | 0 | 0 | 0 | 12 | 1
NO |  | 80 | 2015 | 0 | 28 | 28 |  | 16 Wolf Creek Sub | Rose Hill Sub | 345 | 345 | HFW | 97.89 | 0 | 1 | 954.0 ACSR | 2034038 | 16340463 | 18374501 | 0 | 0 | 0 | 0 | 0 | 0 | 0 | 0 | 0 | 0 | 0 | 0 | 0 | 0 | 0 | 0 | 0 | 0 | 0 | 0 | 12 | 1
NO |  | 80 | 2015 | 0 | 30 | 30 |  | 19S Reno County Sub | Wichita 345 Sub | 345 | 345 | ST | 43.16 | 0 | 1 | 1192.5 ACSR | 3095629 | 55460030 | 58555659 | 0 | 0 | 0 | 0 | 0 | 0 | 0 | 0 | 0 | 0 | 0 | 0 | 0 | 0 | 0 | 0 | 0 | 0 | 0 | 0 | 12 | 1
NO |  | 80 | 2015 | 0 | 32 | 32 |  | 20 Rose Hill Sub | KGE-OKGE Tie | 345 | 345 | SPS | 17.11 | 0 | 1 | 1590 KCM-ACSR | 4331777 | 63213450 | 67545227 | 0 | 0 | 0 | 0 | 0 | 0 | 0 | 0 | 0 | 0 | 0 | 0 | 0 | 0 | 0 | 0 | 0 | 0 | 0 | 0 | 12 | 1
NO |  | 80 | 2015 | 0 | 33 | 33 |  | 20 Rose Hill Sub | KGE-OKGE Tie | 345 | 345 | SHF | 32.36 | 0 | 1 | 1590 KCM-ACSR | 0 | 0 | 0 | 0 | 0 | 0 | 0 | 0 | 0 | 0 | 0 | 0 | 0 | 0 | 0 | 0 | 0 | 0 | 650800450 | 0 | 0 | 0 | 0 | 12 | 1
NO |  | 80 | 2015 | 0 | 35 | 35 |  | TOTAL 345 kV LINES |  | 0 | 0 |  | 756.38 | 0 | 22 |  | 13484653 | 196189609 | 209674262 | 0 | 0 | 0 | 0 | 0 | 0 | 0 | 0 | 0 | 0 | 0 | 0 | 0 | 0 | 0 | 0 | 0 | 0 | 0 | 0 | 12 | 1
NO |  | 80 | 2015 | 0 | 36 | 36 |  | TOTAL |  | 0 | 0 |  | 2512.63 | 66.48 | 146 |  | 40575138 | 544723193 | 585298331 | 0 | 0 | 0 | 0 | 0 | 0 | 0 | 0 | 0 | 0 | 0 | 0 | 0 | 0 | 0 | 0 | 0 | 0 | 0 | 0 | 12 | 1
NO |  | 80 | 2015 | 1 | 1 | 1 |  | 161 kV LINES: |  | 0 | 0 |  | 0 | 0 | 0 |  | 0 | 0 | 0 | 0 | 0 | 0 | 0 | 0 | 0 | 0 | 0 | 0 | 0 | 0 | 0 | 0 | 0 | 0 | 0 | 0 | 0 | 0 | 0 | 12 | 1
NO |  | 80 | 2015 | 1 | 2 | 2 |  | 04 KPL-KGE Tie | Midian Sub | 161 | 161 | HFW | 93.43 | 0 | 1 | 250 CU | 908761 | 4132059 | 5040820 | 0 | 0 | 0 | 0 | 0 | 0 | 0 | 0 | 0 | 0 | 0 | 0 | 0 | 0 | 0 | 0 | 0 | 0 | 0 | 0 | 12 | 1
NO |  | 80 | 2015 | 1 | 4 | 4 |  | 07 Neosho SES Sub | Riverton KGE-EDE Tie | 161 | 161 | ST | 2.23 | 0 | 1 | 636.0 ACSR | 3928 | 41734 | 45662 | 0 | 0 | 0 | 0 | 0 | 0 | 0 | 0 | 0 | 0 | 0 | 0 | 0 | 0 | 0 | 0 | 0 | 0 | 0 | 0 | 12 | 1
NO |  | 80 | 2015 | 1 | 5 | 5 |  | 07 Neosho SES Sub | Riverton KGE-EDE Tie | 161 | 161 | ST | 0.21 | 0 | 1 | 795.0 ACSR | 0 | 0 | 0 | 0 | 0 | 0 | 0 | 0 | 0 | 0 | 0 | 0 | 0 | 0 | 0 | 0 | 0 | 0 | 650800451 | 0 | 0 | 0 | 0 | 12 | 1
NO |  | 80 | 2015 | 1 | 7 | 7 |  | 08 Neosho Sub | Marmaton Sub | 161 | 161 | HFW | 38.88 | 0 | 1 | 336.0 ACSR | 18272 | 2213419 | 2231691 | 0 | 0 | 0 | 0 | 0 | 0 | 0 | 0 | 0 | 0 | 0 | 0 | 0 | 0 | 0 | 0 | 0 | 0 | 0 | 0 | 12 | 1
NO |  | 80 | 2015 | 1 | 8 | 8 |  | 08 Neosho Sub | Marmaton Sub | 161 | 161 | ST | 0 | 0.21 | 2 | 336.0 ACSR | 0 | 0 | 0 | 0 | 0 | 0 | 0 | 0 | 0 | 0 | 0 | 0 | 0 | 0 | 0 | 0 | 0 | 0 | 650800452 | 0 | 0 | 0 | 0 | 12 | 1
NO |  | 80 | 2015 | 1 | 10 | 10 |  | 09 Marmaton Sub | Litchfield Sub | 161 | 161 | HFW | 40.62 | 0 | 1 | 795.0 ACSR | 4188 | 2686212 | 2690400 | 0 | 0 | 0 | 0 | 0 | 0 | 0 | 0 | 0 | 0 | 0 | 0 | 0 | 0 | 0 | 0 | 0 | 0 | 0 | 0 | 12 | 1
NO |  | 80 | 2015 | 1 | 11 | 11 |  | 09 Litchfield Sub | Asbury KGE-EDE Tie | 161 | 161 | HFW | 1.51 | 0 | 1 | 795.0 ACSR | 0 | 0 | 0 | 0 | 0 | 0 | 0 | 0 | 0 | 0 | 0 | 0 | 0 | 0 | 0 | 0 | 0 | 0 | 650800453 | 0 | 0 | 0 | 0 | 12 | 1
NO |  | 80 | 2015 | 1 | 13 | 13 |  | 10 Neosho 161 Sub | Neosho 345 Sub | 161 | 161 | HFW | 0.29 | 0 | 1 | 954.0 ACSR | 0 | 79704 | 79704 | 0 | 0 | 0 | 0 | 0 | 0 | 0 | 0 | 0 | 0 | 0 | 0 | 0 | 0 | 0 | 0 | 0 | 0 | 0 | 0 | 12 | 1
NO |  | 80 | 2015 | 1 | 15 | 15 |  | 11 Neosho | Baker | 161 | 161 | SPW,MPW | 20.91 | 0 | 1 | 795.0 ACSR | 134312 | 3374758 | 3509070 | 0 | 0 | 0 | 0 | 0 | 0 | 0 | 0 | 0 | 0 | 0 | 0 | 0 | 0 | 0 | 0 | 0 | 0 | 0 | 0 | 12 | 1
NO |  | 80 | 2015 | 1 | 16 | 16 |  | 11Baker | Litchfield Sub | 161 | 161 | SPW,MPW | 15.48 | 0 | 1 | 795.0 ACSR | 0 | 0 | 0 | 0 | 0 | 0 | 0 | 0 | 0 | 0 | 0 | 0 | 0 | 0 | 0 | 0 | 0 | 0 | 650800530 | 0 | 0 | 0 | 0 | 12 | 1
NO |  | 80 | 2015 | 1 | 18 | 18 |  | TOTAL 161 kV LINES |  | 0 | 0 |  | 213.56 | 0.21 | 11 |  | 1069461 | 12527886 | 13597347 | 0 | 0 | 0 | 0 | 0 | 0 | 0 | 0 | 0 | 0 | 0 | 0 | 0 | 0 | 0 | 0 | 0 | 0 | 0 | 0 | 12 | 1
NO |  | 80 | 2015 | 1 | 20 | 20 |  | 138 kV LINES: |  | 0 | 0 |  | 0 | 0 | 0 |  | 0 | 0 | 0 | 0 | 0 | 0 | 0 | 0 | 0 | 0 | 0 | 0 | 0 | 0 | 0 | 0 | 0 | 0 | 0 | 0 | 0 | 0 | 0 | 12 | 1
NO |  | 80 | 2015 | 1 | 21 | 21 |  | 01 Neosho Sub | Altoona Sub | 138 | 138 | SPW | 0.46 | 0 | 1 | 795.0 ACSR | 89537 | 4900507 | 4990044 | 0 | 0 | 0 | 0 | 0 | 0 | 0 | 0 | 0 | 0 | 0 | 0 | 0 | 0 | 0 | 0 | 0 | 0 | 0 | 0 | 12 | 1
NO |  | 80 | 2015 | 1 | 22 | 22 |  | 01 Neosho Sub | Altoona Sub | 138 | 138 | ST | 32.85 | 0 | 1 | 266.8 ACSR | 0 | 0 | 0 | 0 | 0 | 0 | 0 | 0 | 0 | 0 | 0 | 0 | 0 | 0 | 0 | 0 | 0 | 0 | 650800508 | 0 | 0 | 0 | 0 | 12 | 1
NO |  | 80 | 2015 | 1 | 23 | 23 |  | 01 Altoona Sub | Butler Sub | 138 | 138 | ST & HFW | 70.62 | 0 | 1 | 266.8 ACSR | 0 | 0 | 0 | 0 | 0 | 0 | 0 | 0 | 0 | 0 | 0 | 0 | 0 | 0 | 0 | 0 | 0 | 0 | 650800454 | 0 | 0 | 0 | 0 | 12 | 1
NO |  | 80 | 2015 | 1 | 24 | 24 |  | 01 Butler Sub | Midian Sub | 138 | 138 | ST | 3 | 0 | 1 | 477.0 ACSR | 0 | 0 | 0 | 0 | 0 | 0 | 0 | 0 | 0 | 0 | 0 | 0 | 0 | 0 | 0 | 0 | 0 | 0 | 650800455 | 0 | 0 | 0 | 0 | 12 | 1
NO |  | 80 | 2015 | 1 | 26 | 26 |  | 02 El Paso Sub | Weaver Sub | 138 | 138 | HFW | 12.83 | 0 | 1 | 477.0 ACSR | 89729 | 1343890 | 1433619 | 0 | 0 | 0 | 0 | 0 | 0 | 0 | 0 | 0 | 0 | 0 | 0 | 0 | 0 | 0 | 0 | 0 | 0 | 0 | 0 | 12 | 1
NO |  | 80 | 2015 | 1 | 27 | 27 |  | 02 El Paso Sub | Weaver Sub | 138 | 138 | ST | 0.05 | 0 | 1 | 477.0 ACSR | 0 | 0 | 0 | 0 | 0 | 0 | 0 | 0 | 0 | 0 | 0 | 0 | 0 | 0 | 0 | 0 | 0 | 0 | 650800456 | 0 | 0 | 0 | 0 | 12 | 1
NO |  | 80 | 2015 | 1 | 29 | 29 |  | 03 Murray Gill Sub | El Paso Sub | 138 | 138 | HFW | 9.18 | 0 | 1 | 954.0 ACSR | 54863 | 919245 | 974108 | 0 | 0 | 0 | 0 | 0 | 0 | 0 | 0 | 0 | 0 | 0 | 0 | 0 | 0 | 0 | 0 | 0 | 0 | 0 | 0 | 12 | 1
NO |  | 80 | 2015 | 1 | 30 | 30 |  | 03 Murray Gill Sub | El Paso Sub | 138 | 138 | ST | 1.69 | 0 | 1 | 954.0 ACSR | 0 | 0 | 0 | 0 | 0 | 0 | 0 | 0 | 0 | 0 | 0 | 0 | 0 | 0 | 0 | 0 | 0 | 0 | 650800457 | 0 | 0 | 0 | 0 | 12 | 1
NO |  | 80 | 2015 | 1 | 32 | 32 |  | 04 Weaver Sub | Butler Sub | 138 | 138 | SPW | 2.28 | 0 | 1 | 477.0 ACSR | 88159 | 899702 | 987861 | 0 | 0 | 0 | 0 | 0 | 0 | 0 | 0 | 0 | 0 | 0 | 0 | 0 | 0 | 0 | 0 | 0 | 0 | 0 | 0 | 12 | 1
NO |  | 80 | 2015 | 1 | 33 | 33 |  | 04 Weaver Sub | Butler Sub | 138 | 138 | HFW | 15 | 0 | 1 | 477.0 ACSR | 0 | 0 | 0 | 0 | 0 | 0 | 0 | 0 | 0 | 0 | 0 | 0 | 0 | 0 | 0 | 0 | 0 | 0 | 650800509 | 0 | 0 | 0 | 0 | 12 | 1
NO |  | 80 | 2015 | 1 | 34 | 34 |  | 04 Weaver Sub | Butler Sub | 138 | 138 | SPS | 15.94 | 0 | 1 | 477.0 ACSR | 0 | 0 | 0 | 0 | 0 | 0 | 0 | 0 | 0 | 0 | 0 | 0 | 0 | 0 | 0 | 0 | 0 | 0 | 650800458 | 0 | 0 | 0 | 0 | 12 | 1
NO |  | 80 | 2015 | 1 | 35 | 35 |  | 04 Weaver Sub | Butler Sub | 138 | 138 | ST | 0.81 | 0 | 1 | 477.0 ACSR | 0 | 0 | 0 | 0 | 0 | 0 | 0 | 0 | 0 | 0 | 0 | 0 | 0 | 0 | 0 | 0 | 0 | 0 | 650800459 | 0 | 0 | 0 | 0 | 12 | 1
NO |  | 80 | 2015 | 2 | 2 | 2 |  | 05A El Paso Sub | Sumner County Sub | 138 | 138 | HFW | 0.04 | 0.04 | 2 | 477.0 ACSR | 266586 | 7282607 | 7549193 | 0 | 0 | 0 | 0 | 0 | 0 | 0 | 0 | 0 | 0 | 0 | 0 | 0 | 0 | 0 | 0 | 0 | 0 | 0 | 0 | 12 | 1
NO |  | 80 | 2015 | 2 | 3 | 3 |  | 05A El Paso Sub | Creswell Sub | 138 | 138 | HFW | 37.18 | 0 | 1 | 477.0 ACSR | 0 | 0 | 0 | 0 | 0 | 0 | 0 | 0 | 0 | 0 | 0 | 0 | 0 | 0 | 0 | 0 | 0 | 0 | 650800460 | 0 | 0 | 0 | 0 | 12 | 1
NO |  | 80 | 2015 | 2 | 4 | 4 |  | 05A El Paso Sub | Creswell Sub | 138 | 138 | ST | 0.07 | 0 | 1 | 3" SP AL | 0 | 0 | 0 | 0 | 0 | 0 | 0 | 0 | 0 | 0 | 0 | 0 | 0 | 0 | 0 | 0 | 0 | 0 | 650800461 | 0 | 0 | 0 | 0 | 12 | 1
NO |  | 80 | 2015 | 2 | 5 | 5 |  | 05A El Paso Sub | Creswell Sub | 138 | 138 | ST | 0 | 0.03 | 1 | 477.0 ACSR | 0 | 0 | 0 | 0 | 0 | 0 | 0 | 0 | 0 | 0 | 0 | 0 | 0 | 0 | 0 | 0 | 0 | 0 | 650800462 | 0 | 0 | 0 | 0 | 12 | 1
NO |  | 80 | 2015 | 2 | 6 | 6 |  | 05A El Paso Sub | Creswell Sub | 138 | 138 | CONC | 0.62 | 0.62 | 1 | 477.0 ACSR | 0 | 0 | 0 | 0 | 0 | 0 | 0 | 0 | 0 | 0 | 0 | 0 | 0 | 0 | 0 | 0 | 0 | 0 | 650800510 | 0 | 0 | 0 | 0 | 12 | 1
NO |  | 80 | 2015 | 2 | 7 | 7 |  | 05A El Paso Sub | Creswell Sub | 138 | 138 | SHF | 0 | 6.33 | 2 | 1192.5 ACSR | 0 | 0 | 0 | 0 | 0 | 0 | 0 | 0 | 0 | 0 | 0 | 0 | 0 | 0 | 0 | 0 | 0 | 0 | 650800463 | 0 | 0 | 0 | 0 | 12 | 1
NO |  | 80 | 2015 | 2 | 8 | 8 |  | 05B Creswell Sub | White Eagle KGE-OGE Tie | 138 | 138 | HFW | 6.07 | 0 | 1 | 477.0 ACSR | 0 | 0 | 0 | 0 | 0 | 0 | 0 | 0 | 0 | 0 | 0 | 0 | 0 | 0 | 0 | 0 | 0 | 0 | 650800464 | 0 | 0 | 0 | 0 | 12 | 1
NO |  | 80 | 2015 | 2 | 10 | 10 |  | 06 Murray Gill Sub | Hoover Sub | 138 | 138 | SPW | 0.19 | 0 | 1 | 954.0 ACSR | 53525 | 2077316 | 2130841 | 0 | 0 | 0 | 0 | 0 | 0 | 0 | 0 | 0 | 0 | 0 | 0 | 0 | 0 | 0 | 0 | 0 | 0 | 0 | 0 | 12 | 1
NO |  | 80 | 2015 | 2 | 11 | 11 |  | 06 Murray Gill Sub | Hoover Sub | 138 | 138 | SPS | 6.02 | 0 | 1 | 1192.5 ACSR | 0 | 0 | 0 | 0 | 0 | 0 | 0 | 0 | 0 | 0 | 0 | 0 | 0 | 0 | 0 | 0 | 0 | 0 | 650800511 | 0 | 0 | 0 | 0 | 12 | 1
NO |  | 80 | 2015 | 2 | 12 | 12 |  | 06 Murray Gill Sub | Hoover Sub | 138 | 138 | ST | 1.8 | 0 | 1 | 954.0 ACSR | 0 | 0 | 0 | 0 | 0 | 0 | 0 | 0 | 0 | 0 | 0 | 0 | 0 | 0 | 0 | 0 | 0 | 0 | 650800465 | 0 | 0 | 0 | 0 | 12 | 1
NO |  | 80 | 2015 | 2 | 13 | 13 |  | 06 Murray Gill Sub | Hoover Sub | 138 | 138 | ST | 0.06 | 1.51 | 1 | 954.0 ACSR | 0 | 0 | 0 | 0 | 0 | 0 | 0 | 0 | 0 | 0 | 0 | 0 | 0 | 0 | 0 | 0 | 0 | 0 | 650800466 | 0 | 0 | 0 | 0 | 12 | 1
NO |  | 80 | 2015 | 2 | 15 | 15 |  | 07 Gordon Evans Sub | Cowskin Sub | 138 | 138 | SPS | 2.68 | 0 | 1 | 666.0 ACSR | 89233 | 877609 | 966842 | 0 | 0 | 0 | 0 | 0 | 0 | 0 | 0 | 0 | 0 | 0 | 0 | 0 | 0 | 0 | 0 | 0 | 0 | 0 | 0 | 12 | 1
NO |  | 80 | 2015 | 2 | 16 | 16 |  | 07 Gordon Evans Sub | Cowskin Sub | 138 | 138 | HFW | 3.92 | 0 | 1 | 666.0 ACSR | 0 | 0 | 0 | 0 | 0 | 0 | 0 | 0 | 0 | 0 | 0 | 0 | 0 | 0 | 0 | 0 | 0 | 0 | 650800512 | 0 | 0 | 0 | 0 | 12 | 1
NO |  | 80 | 2015 | 2 | 17 | 17 |  | 07 Gordon Evans Sub | Cowskin Sub | 138 | 138 | ST | 0.03 | 0 | 1 | 666.0 ACSR | 0 | 0 | 0 | 0 | 0 | 0 | 0 | 0 | 0 | 0 | 0 | 0 | 0 | 0 | 0 | 0 | 0 | 0 | 650800467 | 0 | 0 | 0 | 0 | 12 | 1
NO |  | 80 | 2015 | 2 | 18 | 18 |  | 07 Gordon Evans Sub | Cowskin Sub | 138 | 138 | ST | 0 | 0.06 | 1 | 954.0 ACSR | 0 | 0 | 0 | 0 | 0 | 0 | 0 | 0 | 0 | 0 | 0 | 0 | 0 | 0 | 0 | 0 | 0 | 0 | 650800468 | 0 | 0 | 0 | 0 | 12 | 1
NO |  | 80 | 2015 | 2 | 20 | 20 |  | 08 Gordan Evans Sub | Hoover Sub | 138 | 138 | HFW | 12.01 | 0 | 1 | 666.0 ACSR | 396669 | 6601793 | 6998462 | 0 | 0 | 0 | 0 | 0 | 0 | 0 | 0 | 0 | 0 | 0 | 0 | 0 | 0 | 0 | 0 | 0 | 0 | 0 | 0 | 12 | 1
NO |  | 80 | 2015 | 2 | 21 | 21 |  | 08 Gordan Evans Sub | Hoover Sub | 138 | 138 | ST | 0.62 | 0 | 2 | 666.0 ACSR | 0 | 0 | 0 | 0 | 0 | 0 | 0 | 0 | 0 | 0 | 0 | 0 | 0 | 0 | 0 | 0 | 0 | 0 | 650800469 | 0 | 0 | 0 | 0 | 12 | 1
NO |  | 80 | 2015 | 2 | 22 | 22 |  | 08 Gordan Evans Sub | Hoover Sub | 138 | 138 | ST | 0.03 | 0 | 1 | 666.0 ACSR | 0 | 0 | 0 | 0 | 0 | 0 | 0 | 0 | 0 | 0 | 0 | 0 | 0 | 0 | 0 | 0 | 0 | 0 | 650800470 | 0 | 0 | 0 | 0 | 12 | 1
NO |  | 80 | 2015 | 2 | 24 | 24 |  | 09 Benton Sub | Chisholm Sub | 138 | 138 | SPS | 4.64 | 0 | 1 | 477.0 ACSR | 165352 | 1576636 | 1741988 | 0 | 0 | 0 | 0 | 0 | 0 | 0 | 0 | 0 | 0 | 0 | 0 | 0 | 0 | 0 | 0 | 0 | 0 | 0 | 0 | 12 | 1
NO |  | 80 | 2015 | 2 | 25 | 25 |  | 09 Benton Sub | Chisholm Sub | 138 | 138 | HFW | 4.99 | 0 | 1 | 666.0 ACSR | 0 | 0 | 0 | 0 | 0 | 0 | 0 | 0 | 0 | 0 | 0 | 0 | 0 | 0 | 0 | 0 | 0 | 0 | 650800471 | 0 | 0 | 0 | 0 | 12 | 1
NO |  | 80 | 2015 | 2 | 27 | 27 |  | 10 Benton Sub | Northeast Sub | 138 | 138 | ST | 0.04 | 0 | 1 | 3" SP AL | 161521 | 577423 | 738944 | 0 | 0 | 0 | 0 | 0 | 0 | 0 | 0 | 0 | 0 | 0 | 0 | 0 | 0 | 0 | 0 | 0 | 0 | 0 | 0 | 12 | 1
NO |  | 80 | 2015 | 2 | 28 | 28 |  | 10 Benton Sub | Northeast Sub | 138 | 138 | HFW | 3.98 | 0 | 1 | 666.0 ACSR | 0 | 0 | 0 | 0 | 0 | 0 | 0 | 0 | 0 | 0 | 0 | 0 | 0 | 0 | 0 | 0 | 0 | 0 | 650800513 | 0 | 0 | 0 | 0 | 12 | 1
NO |  | 80 | 2015 | 2 | 29 | 29 |  | 10 Benton Sub | Northeast Sub | 138 | 138 | SPS | 0 | 4.64 | 1 | 477.0 ACSR | 0 | 0 | 0 | 0 | 0 | 0 | 0 | 0 | 0 | 0 | 0 | 0 | 0 | 0 | 0 | 0 | 0 | 0 | 650800472 | 0 | 0 | 0 | 0 | 12 | 1
NO |  | 80 | 2015 | 2 | 30 | 30 |  | 10 Benton Sub | Northeast Sub | 138 | 138 | ST | 1.23 | 0 | 1 | 666.0 ACSR | 0 | 0 | 0 | 0 | 0 | 0 | 0 | 0 | 0 | 0 | 0 | 0 | 0 | 0 | 0 | 0 | 0 | 0 | 650800473 | 0 | 0 | 0 | 0 | 12 | 1
NO |  | 80 | 2015 | 2 | 32 | 32 |  | 11 Gordon Evans Sub | Halstead Sub | 138 | 138 | SPS | 0 | 14.62 | 1 | 1192.5 ACSR | 55863 | 2148834 | 2204697 | 0 | 0 | 0 | 0 | 0 | 0 | 0 | 0 | 0 | 0 | 0 | 0 | 0 | 0 | 0 | 0 | 0 | 0 | 0 | 0 | 12 | 1
NO |  | 80 | 2015 | 2 | 33 | 33 |  | 11 Gordon Evans Sub | Halstead Sub | 138 | 138 | SPS | 0.06 | 0 | 1 | 1192.5 ACSR | 0 | 0 | 0 | 0 | 0 | 0 | 0 | 0 | 0 | 0 | 0 | 0 | 0 | 0 | 0 | 0 | 0 | 0 | 650800474 | 0 | 0 | 0 | 0 | 12 | 1
NO |  | 80 | 2015 | 2 | 35 | 35 |  | 12 Gordon Evans Sub | Chisholm Sub | 138 | 138 | HFW | 7.86 | 0 | 1 | 666.0 ACSR | 388865 | 6770905 | 7159770 | 0 | 0 | 0 | 0 | 0 | 0 | 0 | 0 | 0 | 0 | 0 | 0 | 0 | 0 | 0 | 0 | 0 | 0 | 0 | 0 | 12 | 1
NO |  | 80 | 2015 | 3 | 1 | 1 |  | 12 Gordon Evans Sub | Chisholm Sub | 138 | 138 | ST | 0.44 | 0 | 1 | 666.0 ACSR | 0 | 0 | 0 | 0 | 0 | 0 | 0 | 0 | 0 | 0 | 0 | 0 | 0 | 0 | 0 | 0 | 0 | 0 | 650800514 | 0 | 0 | 0 | 0 | 12 | 1
NO |  | 80 | 2015 | 3 | 2 | 2 |  | 12 Gordon Evans Sub | Chisholm Sub | 138 | 138 | SPS | 3.94 | 0 | 1 | 954.0 ACSR | 0 | 0 | 0 | 0 | 0 | 0 | 0 | 0 | 0 | 0 | 0 | 0 | 0 | 0 | 0 | 0 | 0 | 0 | 650800475 | 0 | 0 | 0 | 0 | 12 | 1
NO |  | 80 | 2015 | 3 | 5 | 5 |  | 13 Murray Gill Sub | Clearwater Sub | 138 | 138 | SHF | 7.96 | 0 | 1 | 1192.5 ACSR | 50179 | 8276579 | 8326758 | 0 | 0 | 0 | 0 | 0 | 0 | 0 | 0 | 0 | 0 | 0 | 0 | 0 | 0 | 0 | 0 | 0 | 0 | 0 | 0 | 12 | 1
NO |  | 80 | 2015 | 3 | 6 | 6 |  | 13 Clearwater Sub | Harper Sub | 138 | 138 | HFW | 6.12 | 0 | 1 | 266.8 ACSR | 0 | 0 | 0 | 0 | 0 | 0 | 0 | 0 | 0 | 0 | 0 | 0 | 0 | 0 | 0 | 0 | 0 | 0 | 650800515 | 0 | 0 | 0 | 0 | 12 | 1
NO |  | 80 | 2015 | 3 | 8 | 8 |  | 14 Halstead Sub | Moundridge Sub | 138 | 138 | SPS | 2.18 | 8.98 | 1 | 1192.5 ACSR | 17325 | 1667830 | 1685155 | 0 | 0 | 0 | 0 | 0 | 0 | 0 | 0 | 0 | 0 | 0 | 0 | 0 | 0 | 0 | 0 | 0 | 0 | 0 | 0 | 12 | 1
NO |  | 80 | 2015 | 3 | 10 | 10 |  | 15 Neosho Sub | Liberty/Dearing Sub | 138 | 138 | HFW | 41.19 | 0 | 1 | 795.0 ACSR | 83755 | 1822040 | 1905795 | 0 | 0 | 0 | 0 | 0 | 0 | 0 | 0 | 0 | 0 | 0 | 0 | 0 | 0 | 0 | 0 | 0 | 0 | 0 | 0 | 12 | 1
NO |  | 80 | 2015 | 3 | 12 | 12 |  | 16 Altoona Sub | Tioga Sub | 138 | 138 | HFW | 16.38 | 0 | 1 | 477.0 ACSR | 45415 | 670558 | 715973 | 0 | 0 | 0 | 0 | 0 | 0 | 0 | 0 | 0 | 0 | 0 | 0 | 0 | 0 | 0 | 0 | 0 | 0 | 0 | 0 | 12 | 1
NO |  | 80 | 2015 | 3 | 14 | 14 |  | 17 Dearing Sub | Bartlesville KGE-AEP Tie | 138 | 138 | HFW | 3.91 | 0 | 1 | 795.0 ACSR | 8283 | 1708760 | 1717043 | 0 | 0 | 0 | 0 | 0 | 0 | 0 | 0 | 0 | 0 | 0 | 0 | 0 | 0 | 0 | 0 | 0 | 0 | 0 | 0 | 12 | 1
NO |  | 80 | 2015 | 3 | 16 | 16 |  | 18 Northeast Sub | Weaver Sub | 138 | 138 | SPS | 0.27 | 0 | 1 | 795.0 ACSR | 265589 | 1168559 | 1434148 | 0 | 0 | 0 | 0 | 0 | 0 | 0 | 0 | 0 | 0 | 0 | 0 | 0 | 0 | 0 | 0 | 0 | 0 | 0 | 0 | 12 | 1
NO |  | 80 | 2015 | 3 | 17 | 17 |  | 18 Northeast Sub | Weaver Sub | 138 | 138 | ST | 0 | 0.84 | 1 | 795.0 ACSR | 0 | 0 | 0 | 0 | 0 | 0 | 0 | 0 | 0 | 0 | 0 | 0 | 0 | 0 | 0 | 0 | 0 | 0 | 650800516 | 0 | 0 | 0 | 0 | 12 | 1
NO |  | 80 | 2015 | 3 | 18 | 18 |  | 18 Northeast Sub | Weaver Sub | 138 | 138 | SPW | 0.29 | 0 | 1 | 795.0 ACSR | 0 | 0 | 0 | 0 | 0 | 0 | 0 | 0 | 0 | 0 | 0 | 0 | 0 | 0 | 0 | 0 | 0 | 0 | 650800476 | 0 | 0 | 0 | 0 | 12 | 1
NO |  | 80 | 2015 | 3 | 19 | 19 |  | 18 Northeast Sub | Weaver Sub | 138 | 138 | HFW | 10.29 | 0 | 1 | 795.0 ACSR | 0 | 0 | 0 | 0 | 0 | 0 | 0 | 0 | 0 | 0 | 0 | 0 | 0 | 0 | 0 | 0 | 0 | 0 | 650800517 | 0 | 0 | 0 | 0 | 12 | 1
NO |  | 80 | 2015 | 3 | 21 | 21 |  | 19 Gordon Evans Sub | Wichita 345 Sub | 138 | 138 | ST | 0.19 | 0 | 1 | 795.0 ACSR | 0 | 34081 | 34081 | 0 | 0 | 0 | 0 | 0 | 0 | 0 | 0 | 0 | 0 | 0 | 0 | 0 | 0 | 0 | 0 | 0 | 0 | 0 | 0 | 12 | 1
NO |  | 80 | 2015 | 3 | 23 | 23 |  | 20 Dearing Sub | Montgomery Sub | 138 | 138 | HFW | 11.45 | 0 | 1 | 795.0 ACSR | 33611 | 466492 | 500103 | 0 | 0 | 0 | 0 | 0 | 0 | 0 | 0 | 0 | 0 | 0 | 0 | 0 | 0 | 0 | 0 | 0 | 0 | 0 | 0 | 12 | 1
NO |  | 80 | 2015 | 3 | 25 | 25 |  | 21 Rose Hill Sub | El Paso Sub | 138 | 138 | SPS | 0 | 6.52 | 1 | 954.0 ACSR | 125051 | 1298016 | 1423067 | 0 | 0 | 0 | 0 | 0 | 0 | 0 | 0 | 0 | 0 | 0 | 0 | 0 | 0 | 0 | 0 | 0 | 0 | 0 | 0 | 12 | 1
NO |  | 80 | 2015 | 3 | 26 | 26 |  | 21 Rose Hill Sub | El Paso Sub | 138 | 138 | HFW | 1.74 | 0 | 1 | 954.0 ACSR | 0 | 0 | 0 | 0 | 0 | 0 | 0 | 0 | 0 | 0 | 0 | 0 | 0 | 0 | 0 | 0 | 0 | 0 | 650800477 | 0 | 0 | 0 | 0 | 12 | 1
NO |  | 80 | 2015 | 3 | 27 | 27 |  | 21 Rose Hill Sub | El Paso Sub | 138 | 138 | ST | 0.11 | 0 | 1 | 954.0 ACSR | 0 | 0 | 0 | 0 | 0 | 0 | 0 | 0 | 0 | 0 | 0 | 0 | 0 | 0 | 0 | 0 | 0 | 0 | 650800478 | 0 | 0 | 0 | 0 | 12 | 1
NO |  | 80 | 2015 | 3 | 29 | 29 |  | 22 Murray Gill Sub | Waco Jct | 138 | 138 | SPW | 0.65 | 0 | 1 | 954.0 ACSR | 742786 | 9449937 | 10192723 | 0 | 0 | 0 | 0 | 0 | 0 | 0 | 0 | 0 | 0 | 0 | 0 | 0 | 0 | 0 | 0 | 0 | 0 | 0 | 0 | 12 | 1
NO |  | 80 | 2015 | 3 | 30 | 30 |  | 22 Waco Jct | Waco Sub | 138 | 138 | SPW | 1.23 | 1.23 | 2 | 954.0 ACSR | 0 | 0 | 0 | 0 | 0 | 0 | 0 | 0 | 0 | 0 | 0 | 0 | 0 | 0 | 0 | 0 | 0 | 0 | 650800479 | 0 | 0 | 0 | 0 | 12 | 1
NO |  | 80 | 2015 | 3 | 31 | 31 |  | 22 Waco Jct | Centennial Sub | 138 | 138 | SPW | 8.37 | 0 | 1 | 954.0 ACSR | 0 | 0 | 0 | 0 | 0 | 0 | 0 | 0 | 0 | 0 | 0 | 0 | 0 | 0 | 0 | 0 | 0 | 0 | 650800518 | 0 | 0 | 0 | 0 | 12 | 1
NO |  | 80 | 2015 | 3 | 32 | 32 |  | 22 Centennial Sub | Cowskin Sub | 138 | 138 | ST | 0.02 | 0 | 1 | 3" SP AL | 0 | 0 | 0 | 0 | 0 | 0 | 0 | 0 | 0 | 0 | 0 | 0 | 0 | 0 | 0 | 0 | 0 | 0 | 650800480 | 0 | 0 | 0 | 0 | 12 | 1
NO |  | 80 | 2015 | 3 | 33 | 33 |  | 22 Centennial Sub | Cowskin Sub | 138 | 138 | SPW,SPS | 3.26 | 0 | 1 | Various | 0 | 0 | 0 | 0 | 0 | 0 | 0 | 0 | 0 | 0 | 0 | 0 | 0 | 0 | 0 | 650800481 | 0 | 0 | 650800482 | 0 | 0 | 0 | 0 | 12 | 1
NO |  | 80 | 2015 | 3 | 35 | 35 |  | 23 Canal Sub | 17th Street Sub | 138 | 138 | SPW | 4.4 | 0 | 1 | 954.0 ACSR | 0 | 1252251 | 1252251 | 0 | 0 | 0 | 0 | 0 | 0 | 0 | 0 | 0 | 0 | 0 | 0 | 0 | 0 | 0 | 0 | 0 | 0 | 0 | 0 | 12 | 1
NO |  | 80 | 2015 | 4 | 1 | 1 |  | 23 Canal Sub | 17th Street Sub | 138 | 138 | SPS | 0.47 | 0 | 1 | 954.0 ACSR | 0 | 0 | 0 | 0 | 0 | 0 | 0 | 0 | 0 | 0 | 0 | 0 | 0 | 0 | 0 | 0 | 0 | 0 | 650800519 | 0 | 0 | 0 | 0 | 12 | 1
NO |  | 80 | 2015 | 4 | 3 | 3 |  | 24 Neosho 345 Sub | Neosho SES Sub | 138 | 138 | HFW | 0.28 | 0 | 1 | 954.0 ACSR | 0 | 83643 | 83643 | 0 | 0 | 0 | 0 | 0 | 0 | 0 | 0 | 0 | 0 | 0 | 0 | 0 | 0 | 0 | 0 | 0 | 0 | 0 | 0 | 12 | 1
NO |  | 80 | 2015 | 4 | 5 | 5 |  | 25 Montgomery Sub | Taylor Sub | 138 | 138 | SPW | 1.86 | 0 | 1 | 954.0 ACSR | 81747 | 3651610 | 3733357 | 0 | 0 | 0 | 0 | 0 | 0 | 0 | 0 | 0 | 0 | 0 | 0 | 0 | 0 | 0 | 0 | 0 | 0 | 0 | 0 | 12 | 1
NO |  | 80 | 2015 | 4 | 6 | 6 |  | 25 Taylor Sub | Altoona Sub | 138 | 138 | SPW | 2.75 | 0 | 1 | 954.0 ACSR | 0 | 0 | 0 | 0 | 0 | 0 | 0 | 0 | 0 | 0 | 0 | 0 | 0 | 0 | 0 | 0 | 0 | 0 | 650800483 | 0 | 0 | 0 | 0 | 12 | 1
NO |  | 80 | 2015 | 4 | 7 | 7 |  | 25 Taylor Sub | Altoona Sub | 138 | 138 | HFW | 7.54 | 0 | 1 | 954.0 ACSR | 0 | 0 | 0 | 0 | 0 | 0 | 0 | 0 | 0 | 0 | 0 | 0 | 0 | 0 | 0 | 0 | 0 | 0 | 650800520 | 0 | 0 | 0 | 0 | 12 | 1
NO |  | 80 | 2015 | 4 | 8 | 8 |  | 25 Montgomery Sub | Altoona Sub | 138 | 138 | HFW | 10.63 | 0 | 1 | 954.0 ACSR | 0 | 0 | 0 | 0 | 0 | 0 | 0 | 0 | 0 | 0 | 0 | 0 | 0 | 0 | 0 | 0 | 0 | 0 | 650800484 | 0 | 0 | 0 | 0 | 12 | 1
NO |  | 80 | 2015 | 4 | 9 | 9 |  | 25 Montgomery Sub | Altoona Sub | 138 | 138 | ST | 0.71 | 0 | 1 | 954.0 ACSR | 0 | 0 | 0 | 0 | 0 | 0 | 0 | 0 | 0 | 0 | 0 | 0 | 0 | 0 | 0 | 0 | 0 | 0 | 650800485 | 0 | 0 | 0 | 0 | 12 | 1
NO |  | 80 | 2015 | 4 | 11 | 11 |  | 26 Northeast Sub | Benton Sub | 138 | 138 | SPW | 3.04 | 0 | 1 | 954.0 ACSR | 386692 | 2270387 | 2657079 | 0 | 0 | 0 | 0 | 0 | 0 | 0 | 0 | 0 | 0 | 0 | 0 | 0 | 0 | 0 | 0 | 0 | 0 | 0 | 0 | 12 | 1
NO |  | 80 | 2015 | 4 | 12 | 12 |  | 26 Northeast Sub | Benton Sub | 138 | 138 | HFW | 4.72 | 0 | 1 | 954.0 ACSR | 0 | 0 | 0 | 0 | 0 | 0 | 0 | 0 | 0 | 0 | 0 | 0 | 0 | 0 | 0 | 0 | 0 | 0 | 650800486 | 0 | 0 | 0 | 0 | 12 | 1
NO |  | 80 | 2015 | 4 | 13 | 13 |  | 26 Northeast Sub | Benton Sub | 138 | 138 | ST | 0.05 | 0 | 1 | 954.0 ACSR | 0 | 0 | 0 | 0 | 0 | 0 | 0 | 0 | 0 | 0 | 0 | 0 | 0 | 0 | 0 | 0 | 0 | 0 | 650800487 | 0 | 0 | 0 | 0 | 12 | 1
NO |  | 80 | 2015 | 4 | 14 | 14 |  | 26 Northeast Sub | Benton Sub | 138 | 138 | ST | 0 | 1.23 | 1 | 666.0 ACSR | 0 | 0 | 0 | 0 | 0 | 0 | 0 | 0 | 0 | 0 | 0 | 0 | 0 | 0 | 0 | 0 | 0 | 0 | 650800521 | 0 | 0 | 0 | 0 | 12 | 1
NO |  | 80 | 2015 | 4 | 15 | 15 |  | 26 Benton Sub | Midian Sub | 138 | 138 | HFW | 14.08 | 0 | 1 | 954.0 ACSR | 0 | 0 | 0 | 0 | 0 | 0 | 0 | 0 | 0 | 0 | 0 | 0 | 0 | 0 | 0 | 0 | 0 | 0 | 650800488 | 0 | 0 | 0 | 0 | 12 | 1
NO |  | 80 | 2015 | 4 | 16 | 16 |  | 26 Benton Sub | Midian Sub | 138 | 138 | ST | 0.02 | 0 | 1 | 954.0 ACSR | 0 | 0 | 0 | 0 | 0 | 0 | 0 | 0 | 0 | 0 | 0 | 0 | 0 | 0 | 0 | 0 | 0 | 0 | 650800489 | 0 | 0 | 0 | 0 | 12 | 1
NO |  | 80 | 2015 | 4 | 18 | 18 |  | 27 Rose Hill Sub | Weaver Sub | 138 | 138 | SPS | 0.72 | 0 | 1 | 954.0 ACSR | 32973 | 662421 | 695394 | 0 | 0 | 0 | 0 | 0 | 0 | 0 | 0 | 0 | 0 | 0 | 0 | 0 | 0 | 0 | 0 | 0 | 0 | 0 | 0 | 12 | 1
NO |  | 80 | 2015 | 4 | 19 | 19 |  | 27 Rose Hill Sub | Weaver Sub | 138 | 138 | HFW | 1.18 | 0 | 1 | 954.0 ACSR | 0 | 0 | 0 | 0 | 0 | 0 | 0 | 0 | 0 | 0 | 0 | 0 | 0 | 0 | 0 | 0 | 0 | 0 | 650800522 | 0 | 0 | 0 | 0 | 12 | 1
NO |  | 80 | 2015 | 4 | 20 | 20 |  | 27 Rose Hill Sub | Weaver Sub | 138 | 138 | ST | 0.02 | 0 | 1 | 954.0 ACSR | 0 | 0 | 0 | 0 | 0 | 0 | 0 | 0 | 0 | 0 | 0 | 0 | 0 | 0 | 0 | 0 | 0 | 0 | 650800490 | 0 | 0 | 0 | 0 | 12 | 1
NO |  | 80 | 2015 | 4 | 21 | 21 |  | 27 Rose Hill Sub | Weaver Sub | 138 | 138 | ST | 0.02 | 5.47 | 1 | 954.0 ACSR | 0 | 0 | 0 | 0 | 0 | 0 | 0 | 0 | 0 | 0 | 0 | 0 | 0 | 0 | 0 | 0 | 0 | 0 | 650800491 | 0 | 0 | 0 | 0 | 12 | 1
NO |  | 80 | 2015 | 4 | 23 | 23 |  | 28 El Paso Sub | Stearman Sub | 138 | 138 | SPW | 5.19 | 0 | 1 | 954.0 ACSR | 132779 | 3609415 | 3742194 | 0 | 0 | 0 | 0 | 0 | 0 | 0 | 0 | 0 | 0 | 0 | 0 | 0 | 0 | 0 | 0 | 0 | 0 | 0 | 0 | 12 | 1
NO |  | 80 | 2015 | 4 | 24 | 24 |  | 28 El Paso Sub | Stearman Sub | 138 | 138 | SPS | 0.3 | 0 | 1 | 954.0 ACSR | 0 | 0 | 0 | 0 | 0 | 0 | 0 | 0 | 0 | 0 | 0 | 0 | 0 | 0 | 0 | 0 | 0 | 0 | 650800492 | 0 | 0 | 0 | 0 | 12 | 1
NO |  | 80 | 2015 | 4 | 25 | 25 |  | 28 Stearman Sub | Boeing Sub | 138 | 138 | SPS | 0 | 0.28 | 1 | 954.0 ACSR | 0 | 0 | 0 | 0 | 0 | 0 | 0 | 0 | 0 | 0 | 0 | 0 | 0 | 0 | 0 | 0 | 0 | 0 | 650800493 | 0 | 0 | 0 | 0 | 12 | 1
NO |  | 80 | 2015 | 4 | 26 | 26 |  | 28 El Paso Sub | Boeing Sub | 138 | 138 | SPW | 1.12 | 0 | 1 | 954.0 ACSR | 0 | 0 | 0 | 0 | 0 | 0 | 0 | 0 | 0 | 0 | 0 | 0 | 0 | 0 | 0 | 0 | 0 | 0 | 650800494 | 0 | 0 | 0 | 0 | 12 | 1
NO |  | 80 | 2015 | 4 | 27 | 27 |  | 28 El Paso Sub | Boeing Sub | 138 | 138 | SPS | 0.52 | 0 | 1 | 477.0 ACSR | 0 | 0 | 0 | 0 | 0 | 0 | 0 | 0 | 0 | 0 | 0 | 0 | 0 | 0 | 0 | 0 | 0 | 0 | 650800495 | 0 | 0 | 0 | 0 | 12 | 1
NO |  | 80 | 2015 | 4 | 28 | 28 |  | 28 El Paso Sub | Boeing Sub | 138 | 138 | ST | 0 | 0.11 | 1 | 954.0 ACSR | 0 | 0 | 0 | 0 | 0 | 0 | 0 | 0 | 0 | 0 | 0 | 0 | 0 | 0 | 0 | 0 | 0 | 0 | 650800496 | 0 | 0 | 0 | 0 | 12 | 1
NO |  | 80 | 2015 | 4 | 29 | 29 |  | 28 Boeing Sub | Canal Sub | 138 | 138 | SPW | 3.18 | 0 | 1 | 954.0 ACSR | 0 | 0 | 0 | 0 | 0 | 0 | 0 | 0 | 0 | 0 | 0 | 0 | 0 | 0 | 0 | 0 | 0 | 0 | 650800523 | 0 | 0 | 0 | 0 | 12 | 1
NO |  | 80 | 2015 | 4 | 30 | 30 |  | 28 Boeing Sub | Canal Sub | 138 | 138 | SPS | 0.18 | 0 | 1 | 954.0 ACSR | 0 | 0 | 0 | 0 | 0 | 0 | 0 | 0 | 0 | 0 | 0 | 0 | 0 | 0 | 0 | 0 | 0 | 0 | 650800497 | 0 | 0 | 0 | 0 | 12 | 1
NO |  | 80 | 2015 | 4 | 31 | 31 |  | 28 Boeing Sub | Canal Sub | 138 | 138 | SPS | 0 | 0.52 | 1 | 477.0 ACSR | 0 | 0 | 0 | 0 | 0 | 0 | 0 | 0 | 0 | 0 | 0 | 0 | 0 | 0 | 0 | 0 | 0 | 0 | 650800498 | 0 | 0 | 0 | 0 | 12 | 1
NO |  | 80 | 2015 | 4 | 33 | 33 |  | 29 Chisholm Sub | 17th Street Sub | 138 | 138 | SPS | 0.28 | 0 | 1 | 954.0 ACSR | 119828 | 1920448 | 2040276 | 0 | 0 | 0 | 0 | 0 | 0 | 0 | 0 | 0 | 0 | 0 | 0 | 0 | 0 | 0 | 0 | 0 | 0 | 0 | 0 | 12 | 1
NO |  | 80 | 2015 | 4 | 34 | 34 |  | 29 Chisholm Sub | 17th Street Sub | 138 | 138 | HFW | 1.53 | 0 | 1 | 954.0 ACSR | 0 | 0 | 0 | 0 | 0 | 0 | 0 | 0 | 0 | 0 | 0 | 0 | 0 | 0 | 0 | 0 | 0 | 0 | 650800524 | 0 | 0 | 0 | 0 | 12 | 1
NO |  | 80 | 2015 | 4 | 35 | 35 |  | 29 Chisholm Sub | 17th Street Sub | 138 | 138 | CONC | 4.09 | 0 | 1 | 954.0 ACSR | 0 | 0 | 0 | 0 | 0 | 0 | 0 | 0 | 0 | 0 | 0 | 0 | 0 | 0 | 0 | 0 | 0 | 0 | 650800525 | 0 | 0 | 0 | 0 | 12 | 1
NO |  | 80 | 2015 | 5 | 5 | 5 |  | 30 El Paso Sub | 64th Street Sub | 138 | 138 | ST | 0.27 | 0 | 1 | 954.0 ACSR | 5688 | 2617614 | 2623302 | 0 | 0 | 0 | 0 | 0 | 0 | 0 | 0 | 0 | 0 | 0 | 0 | 0 | 0 | 0 | 0 | 0 | 0 | 0 | 0 | 12 | 1
NO |  | 80 | 2015 | 5 | 6 | 6 |  | 30 El Paso Sub | 64th Street Sub | 138 | 138 | SPW | 5.77 | 0 | 1 | 954.0 ACSR | 0 | 0 | 0 | 0 | 0 | 0 | 0 | 0 | 0 | 0 | 0 | 0 | 0 | 0 | 0 | 0 | 0 | 0 | 650800526 | 0 | 0 | 0 | 0 | 12 | 1
NO |  | 80 | 2015 | 5 | 7 | 7 |  | 30 El Paso Sub | 64th Street Sub | 138 | 138 | SPW | 0.92 | 0 | 1 | 477.0 ACSR | 0 | 0 | 0 | 0 | 0 | 0 | 0 | 0 | 0 | 0 | 0 | 0 | 0 | 0 | 0 | 0 | 0 | 0 | 650800499 | 0 | 0 | 0 | 0 | 12 | 1
NO |  | 80 | 2015 | 5 | 8 | 8 |  | 30 El Paso Sub | 64th Street Sub | 138 | 138 | ST | 0.99 | 0 | 1 | 477.0 ACSR | 0 | 0 | 0 | 0 | 0 | 0 | 0 | 0 | 0 | 0 | 0 | 0 | 0 | 0 | 0 | 0 | 0 | 0 | 650800500 | 0 | 0 | 0 | 0 | 12 | 1
NO |  | 80 | 2015 | 5 | 10 | 10 |  | 31 Rose Hill Sub | Stearman Sub | 138 | 138 | SPS | 10.19 | 0 | 2 | 954.0 ACSR | 1519628 | 7204289 | 8723917 | 0 | 0 | 0 | 0 | 0 | 0 | 0 | 0 | 0 | 0 | 0 | 0 | 0 | 0 | 0 | 0 | 0 | 0 | 0 | 0 | 12 | 1
NO |  | 80 | 2015 | 5 | 11 | 11 |  | 31 Rose Hill Sub | Stearman Sub | 138 | 138 | SPS | 1.45 | 0 | 1 | 954.0 ACSR | 0 | 0 | 0 | 0 | 0 | 0 | 0 | 0 | 0 | 0 | 0 | 0 | 0 | 0 | 0 | 0 | 0 | 0 | 650800527 | 0 | 0 | 0 | 0 | 12 | 1
NO |  | 80 | 2015 | 5 | 13 | 13 |  | 32 Gordon Evans Sub | Wichita 345 Sub | 138 | 138 | HFW | 0.11 | 0 | 1 | 954.0 ACSR | 0 | 51985 | 51985 | 0 | 0 | 0 | 0 | 0 | 0 | 0 | 0 | 0 | 0 | 0 | 0 | 0 | 0 | 0 | 0 | 0 | 0 | 0 | 0 | 12 | 1
NO |  | 80 | 2015 | 5 | 15 | 15 |  | 33 64th Street Sub | Weaver Sub | 138 | 138 | ST | 0 | 0.25 | 1 | 954.0 ACSR | 0 | 4074893 | 4074893 | 0 | 0 | 0 | 0 | 0 | 0 | 0 | 0 | 0 | 0 | 0 | 0 | 0 | 0 | 0 | 0 | 0 | 0 | 0 | 0 | 12 | 1
NO |  | 80 | 2015 | 5 | 16 | 16 |  | 33 64th Street Sub | Weaver Sub | 138 | 138 | SPW | 10.01 | 0 | 1 | 954.0 ACSR | 0 | 0 | 0 | 0 | 0 | 0 | 0 | 0 | 0 | 0 | 0 | 0 | 0 | 0 | 0 | 0 | 0 | 0 | 650800501 | 0 | 0 | 0 | 0 | 12 | 1
NO |  | 80 | 2015 | 5 | 17 | 17 |  | 33 64th Street Sub | Weaver Sub | 138 | 138 | SPW | 0 | 0.92 | 1 | 954.0 ACSR | 0 | 0 | 0 | 0 | 0 | 0 | 0 | 0 | 0 | 0 | 0 | 0 | 0 | 0 | 0 | 0 | 0 | 0 | 650800528 | 0 | 0 | 0 | 0 | 12 | 1
NO |  | 80 | 2015 | 5 | 18 | 18 |  | 33 Springdale Tap | Springdale Sub | 138 | 138 | SPW | 0.06 | 0 | 1 | 954.0 ACSR | 0 | 0 | 0 | 0 | 0 | 0 | 0 | 0 | 0 | 0 | 0 | 0 | 0 | 0 | 0 | 0 | 0 | 0 | 650800502 | 0 | 0 | 0 | 0 | 12 | 1
NO |  | 80 | 2015 | 5 | 19 | 19 |  | 33 Harry St Sub So Tap | Harry St Sub | 138 | 138 | SPW | 0.12 | 0 | 1 | 954.0 ACSR | 0 | 0 | 0 | 0 | 0 | 0 | 0 | 0 | 0 | 0 | 0 | 0 | 0 | 0 | 0 | 0 | 0 | 0 | 650800529 | 0 | 0 | 0 | 0 | 12 | 1
NO |  | 80 | 2015 | 5 | 21 | 21 |  | 34 Crisholm Sub | Grant Sub | 69 | 138 | SPW | 2.31 | 0 | 1 | 954.0 ACSR | 0 | 660475 | 660475 | 0 | 0 | 0 | 0 | 0 | 0 | 0 | 0 | 0 | 0 | 0 | 0 | 0 | 0 | 0 | 0 | 0 | 0 | 0 | 0 | 12 | 1
NO |  | 80 | 2015 | 5 | 23 | 23 |  | 36 Sumner County Sub | Timber Jct Sub | 138 | 138 | SPW | 12 | 0 | 1 | 1192.5 ACSR | 1049582 | 8517630 | 9567212 | 0 | 0 | 0 | 0 | 0 | 0 | 0 | 0 | 0 | 0 | 0 | 0 | 0 | 0 | 0 | 0 | 0 | 0 | 0 | 0 | 12 | 1
NO |  | 80 | 2015 | 5 | 24 | 24 |  | 36 Timber Jct Sub | TC Rock Sub | 138 | 138 | SPW | 1.12 | 0 | 2 | 1192.5 ACSR | 0 | 0 | 0 | 0 | 0 | 0 | 0 | 0 | 0 | 0 | 0 | 0 | 0 | 0 | 0 | 0 | 0 | 0 | 650800503 | 0 | 0 | 0 | 0 | 12 | 1
NO |  | 80 | 2015 | 5 | 26 | 26 |  | 38 Bently West Sub | 38 Bentley East Sub | 138 | 138 | SPW | 3.41 | 0 | 1 | 1192.5 ACSR | 958 | 189 | 1147 | 0 | 0 | 0 | 0 | 0 | 0 | 0 | 0 | 0 | 0 | 0 | 0 | 0 | 0 | 0 | 0 | 0 | 0 | 0 | 0 | 12 | 1
NO |  | 80 | 2015 | 5 | 27 | 27 |  | TOTAL 138 kV LINES |  | 0 | 0 |  | 496.45 | 54.2 | 113 |  | 6601771 | 99116569 | 105718340 | 0 | 0 | 0 | 0 | 0 | 0 | 0 | 0 | 0 | 0 | 0 | 0 | 0 | 0 | 0 | 0 | 0 | 0 | 0 | 0 | 12 | 1
SI/NO | A | 80 | 2015 | 5 | 29 | 29 |  | 69 kV LINES |  | 69 | 69 |  | 937.6 | 12.07 | 0 |  | 18254669 | 233484479 | 251739148 | 0 | 0 | 0 | 4581305.4197 | 0 | 0 | 0 | 0 | 0 | 0 | 0 | 0 | 0 | 0 | 0 | 0 | 0 | 0 | 0 | 0 | 12 | 1
SI/NO | A | 80 | 2015 | 5 | 31 | 31 |  | 34.5 kV LINES |  | 34.5 | 34.5 |  | 108.64 | 0 | 0 |  | 1164584 | 3404650 | 4569234 | 0 | 0 | 0 | 83153.7592 | 0 | 0 | 0 | 0 | 0 | 0 | 0 | 0 | 0 | 0 | 0 | 0 | 0 | 0 | 0 | 0 | 12 | 1
NO |  | 81 | 2015 | 0 | 1 | 1 |  | 0700 BIG SANDY, KY | AMOS WV | 765 | 765 | ST | 0.13 | 0 | 1 | 954 MCMA | 0 | 0 | 0 | 0 | 0 | 0 | 0 | 0 | 0 | 0 | 0 | 0 | 0 | 0 | 0 | 0 | 0 | 0 | 0 | 0 | 0 | 0 | 0 | 12 | 1
NO |  | 81 | 2015 | 0 | 2 | 2 |  | 0701 BIG SANDY, KY | SARGENTS, OH | 765 | 765 | ALUM | 24.2 | 0 | 1 | 954 MCMA | 0 | 0 | 0 | 0 | 0 | 0 | 0 | 0 | 0 | 0 | 0 | 0 | 0 | 0 | 0 | 0 | 0 | 0 | 0 | 0 | 0 | 0 | 0 | 12 | 1
NO |  | 81 | 2015 | 0 | 3 | 3 |  | 0701 BIG SANDY, KY | SARGENTS, OH | 765 | 765 | ST | 4.79 | 0 | 1 |  | 0 | 0 | 0 | 0 | 0 | 0 | 0 | 0 | 0 | 0 | 0 | 0 | 0 | 0 | 0 | 0 | 0 | 0 | 0 | 0 | 0 | 0 | 0 | 12 | 1
NO |  | 81 | 2015 | 0 | 4 | 4 |  | 0702 BIG SANDY, KY | BROADFORD, VA | 765 | 765 | ALUM | 12.65 | 0 | 1 | 954 MCMA | 0 | 0 | 0 | 0 | 0 | 0 | 0 | 0 | 0 | 0 | 0 | 0 | 0 | 0 | 0 | 0 | 0 | 0 | 0 | 0 | 0 | 0 | 0 | 12 | 1
NO |  | 81 | 2015 | 0 | 5 | 5 |  | 0702 BIG SANDY, KY | BROADFORD, VA | 765 | 765 | ST | 3.04 | 0 | 1 |  | 0 | 0 | 0 | 0 | 0 | 0 | 0 | 0 | 0 | 0 | 0 | 0 | 0 | 0 | 0 | 0 | 0 | 0 | 0 | 0 | 0 | 0 | 0 | 12 | 1
NO |  | 81 | 2015 | 0 | 6 | 6 |  | 0702 BIG SANDY, KY | BROADFORD, VA | 765 | 765 | ALUMT | 58.26 | 0 | 1 |  | 0 | 0 | 0 | 0 | 0 | 0 | 0 | 0 | 0 | 0 | 0 | 0 | 0 | 0 | 0 | 0 | 0 | 0 | 0 | 0 | 0 | 0 | 0 | 12 | 1
NO |  | 81 | 2015 | 0 | 7 | 7 |  | 0703 HANGING ROCK, OH | JEFFERSON, IN | 765 | 765 | ST | 154.74 | 0 | 1 | 351.5 VAR | 0 | 0 | 0 | 0 | 0 | 0 | 0 | 0 | 0 | 0 | 0 | 0 | 0 | 0 | 0 | 0 | 0 | 0 | 0 | 0 | 0 | 0 | 0 | 12 | 1
NO |  | 81 | 2015 | 0 | 8 | 8 |  | 0300 BIG SANDY, KY | TRI-STATE, WV | 345 | 345 | ST | 8.36 | 0 | 1 | 954 MCMA | 0 | 0 | 0 | 0 | 0 | 0 | 0 | 0 | 0 | 0 | 0 | 0 | 0 | 0 | 0 | 0 | 0 | 0 | 0 | 0 | 0 | 0 | 0 | 12 | 1
NO |  | 81 | 2015 | 0 | 9 | 9 |  | 0600 HAZARD, KY PINEVILLE, | PINEVILLE, KY | 161 | 161 | WP | 45.62 | 0 | 1 | 500 MCMCU | 0 | 0 | 0 | 0 | 0 | 0 | 0 | 0 | 0 | 0 | 0 | 0 | 0 | 0 | 0 | 0 | 0 | 0 | 0 | 0 | 0 | 0 | 0 | 12 | 1
NO |  | 81 | 2015 | 0 | 10 | 10 |  | 0600 HAZARD, KY | PINEVILLE, KY | 161 | 161 | ST | 0.72 | 0 | 1 |  | 0 | 0 | 0 | 0 | 0 | 0 | 0 | 0 | 0 | 0 | 0 | 0 | 0 | 0 | 0 | 0 | 0 | 0 | 0 | 0 | 0 | 0 | 0 | 12 | 1
NO |  | 81 | 2015 | 0 | 11 | 11 |  | 0135 WOOTEN | ARNOLD DELVINTA (LGE) | 161 | 161 | WP | 1.09 | 0 | 1 | 795 MCM 26/7 | 0 | 0 | 0 | 0 | 0 | 0 | 0 | 0 | 0 | 0 | 0 | 0 | 0 | 0 | 0 | 0 | 0 | 0 | 0 | 0 | 0 | 0 | 0 | 12 | 1
NO |  | 81 | 2015 | 0 | 12 | 12 |  | 0136 WOOTEN EXTENSION |  | 161 | 161 | ST | 0 | 0 | 1 | 795 MCM 26/7 | 0 | 0 | 0 | 0 | 0 | 0 | 0 | 0 | 0 | 0 | 0 | 0 | 0 | 0 | 0 | 0 | 0 | 0 | 0 | 0 | 0 | 0 | 0 | 12 | 1
NO |  | 81 | 2015 | 0 | 13 | 13 |  | 0100 BIG SANDY, KY | BELLEFONTE | 138 | 138 | ALUM | 12.08 | 0 | 1 | 556.5 VAR | 0 | 0 | 0 | 0 | 0 | 0 | 0 | 0 | 0 | 0 | 0 | 0 | 0 | 0 | 0 | 0 | 0 | 0 | 0 | 0 | 0 | 0 | 0 | 12 | 1
NO |  | 81 | 2015 | 0 | 14 | 14 |  | 0100 BIG SANDY, KY | BELLEFONTE | 138 | 138 | ST | 14.77 | 0 | 1 |  | 0 | 0 | 0 | 0 | 0 | 0 | 0 | 0 | 0 | 0 | 0 | 0 | 0 | 0 | 0 | 0 | 0 | 0 | 0 | 0 | 0 | 0 | 0 | 12 | 1
NO |  | 81 | 2015 | 0 | 15 | 15 |  | 0101 BIG SANDY, KY | W HUNTINGTON, WV | 138 | 138 | ST | 0.33 | 0 | 1 | 1033.5 VAR | 0 | 0 | 0 | 0 | 0 | 0 | 0 | 0 | 0 | 0 | 0 | 0 | 0 | 0 | 0 | 0 | 0 | 0 | 0 | 0 | 0 | 0 | 0 | 12 | 1
NO |  | 81 | 2015 | 0 | 16 | 16 |  | 0102 BELLEFONTE, KY | N PROCTORVILLE, OH | 138 | 138 | ST | 1.1 | 1.1 | 1 | 397.5 MA | 0 | 0 | 0 | 0 | 0 | 0 | 0 | 0 | 0 | 0 | 0 | 0 | 0 | 0 | 0 | 0 | 0 | 0 | 0 | 0 | 0 | 0 | 0 | 12 | 1
NO |  | 81 | 2015 | 0 | 17 | 17 |  | 0103 HAZARD, KY | BEAVER CREEK, KY | 138 | 138 | ST | 5.91 | 0 | 1 | 397.5 MCMCU | 0 | 0 | 0 | 0 | 0 | 0 | 0 | 0 | 0 | 0 | 0 | 0 | 0 | 0 | 0 | 0 | 0 | 0 | 0 | 0 | 0 | 0 | 0 | 12 | 1
NO |  | 81 | 2015 | 0 | 18 | 18 |  | 0103 HAZARD, KY | BEAVER CREEK, KY | 138 | 138 | ST | 23.25 | 0 | 1 |  | 0 | 0 | 0 | 0 | 0 | 0 | 0 | 0 | 0 | 0 | 0 | 0 | 0 | 0 | 0 | 0 | 0 | 0 | 0 | 0 | 0 | 0 | 0 | 12 | 1
NO |  | 81 | 2015 | 0 | 19 | 19 |  | 0105 CLINCH RIVER, VA | BEAVER CREEK, KY | 138 | 138 | ST | 2.3 | 0 | 1 | 636 MCMA | 0 | 0 | 0 | 0 | 0 | 0 | 0 | 0 | 0 | 0 | 0 | 0 | 0 | 0 | 0 | 0 | 0 | 0 | 0 | 0 | 0 | 0 | 0 | 12 | 1
NO |  | 81 | 2015 | 0 | 20 | 20 |  | 0105 CLINCH RIVER, VA | BEAVER CREEK, KY | 138 | 138 | WP | 16.09 | 16.92 | 1 |  | 0 | 0 | 0 | 0 | 0 | 0 | 0 | 0 | 0 | 0 | 0 | 0 | 0 | 0 | 0 | 0 | 0 | 0 | 0 | 0 | 0 | 0 | 0 | 12 | 1
NO |  | 81 | 2015 | 0 | 21 | 21 |  | 0107 LOGAN, WV | SPRIGG, KY | 138 | 138 | ST | 0.64 | 0 | 2 | 397 MCMA | 0 | 0 | 0 | 0 | 0 | 0 | 0 | 0 | 0 | 0 | 0 | 0 | 0 | 0 | 0 | 0 | 0 | 0 | 0 | 0 | 0 | 0 | 0 | 12 | 1
NO |  | 81 | 2015 | 0 | 22 | 22 |  | 0110 BEAVER CREEK, KY | BIG SANDY, KY | 138 | 138 | ALUMT | 32.43 | 0 | 1 | 397.5 MCMA | 0 | 0 | 0 | 0 | 0 | 0 | 0 | 0 | 0 | 0 | 0 | 0 | 0 | 0 | 0 | 0 | 0 | 0 | 0 | 0 | 0 | 0 | 0 | 12 | 1
NO |  | 81 | 2015 | 0 | 23 | 23 |  | 0110 BEAVER CREEK, KY | BIG SANDY, KY | 138 | 138 | WP | 10.05 | 0 | 1 |  | 0 | 0 | 0 | 0 | 0 | 0 | 0 | 0 | 0 | 0 | 0 | 0 | 0 | 0 | 0 | 0 | 0 | 0 | 0 | 0 | 0 | 0 | 0 | 12 | 1
NO |  | 81 | 2015 | 0 | 24 | 24 |  | 0110 BEAVER CREEK, KY | BIG SANDY, KY | 138 | 138 | WP | 16.41 | 0.33 | 1 |  | 0 | 0 | 0 | 0 | 0 | 0 | 0 | 0 | 0 | 0 | 0 | 0 | 0 | 0 | 0 | 0 | 0 | 0 | 0 | 0 | 0 | 0 | 0 | 12 | 1
NO |  | 81 | 2015 | 0 | 25 | 25 |  | 0111 TRI STATE, WV | BELLEFONTE, KY | 138 | 138 | ST | 0.71 | 14.41 | 1 | 795 MCMA | 0 | 0 | 0 | 0 | 0 | 0 | 0 | 0 | 0 | 0 | 0 | 0 | 0 | 0 | 0 | 0 | 0 | 0 | 0 | 0 | 0 | 0 | 0 | 12 | 1
NO |  | 81 | 2015 | 0 | 26 | 26 |  | 0111 TRI STATE, WV | BELLEFONTE, KY | 138 | 138 | WP | 0.38 | 0 | 1 |  | 0 | 0 | 0 | 0 | 0 | 0 | 0 | 0 | 0 | 0 | 0 | 0 | 0 | 0 | 0 | 0 | 0 | 0 | 0 | 0 | 0 | 0 | 0 | 12 | 1
NO |  | 81 | 2015 | 0 | 27 | 27 |  | 0113 CHADWICK | KY ELECTRIC STEEL | 138 | 138 | WP | 7.9 | 0 | 1 | 795 MCMA | 0 | 0 | 0 | 0 | 0 | 0 | 0 | 0 | 0 | 0 | 0 | 0 | 0 | 0 | 0 | 0 | 0 | 0 | 0 | 0 | 0 | 0 | 0 | 12 | 1
NO |  | 81 | 2015 | 0 | 28 | 28 |  | 0115 CHADWICK | COALTON | 138 | 138 | WP | 0.98 | 0 | 1 | 795 MCMA | 0 | 0 | 0 | 0 | 0 | 0 | 0 | 0 | 0 | 0 | 0 | 0 | 0 | 0 | 0 | 0 | 0 | 0 | 0 | 0 | 0 | 0 | 0 | 12 | 1
NO |  | 81 | 2015 | 0 | 29 | 29 |  | 0133 CHADWICK |  | 138 | 138 |  | 0 | 0 | 0 |  | 0 | 0 | 0 | 0 | 0 | 0 | 0 | 0 | 0 | 0 | 0 | 0 | 0 | 0 | 0 | 0 | 0 | 0 | 0 | 0 | 0 | 0 | 0 | 12 | 1
NO |  | 81 | 2015 | 0 | 30 | 30 |  | 0117 MILBROOK PARK, OH | FULLERTON | 138 | 138 | WP | 5.08 | 1.58 | 1 | 556.5 MCM | 0 | 0 | 0 | 0 | 0 | 0 | 0 | 0 | 0 | 0 | 0 | 0 | 0 | 0 | 0 | 0 | 0 | 0 | 0 | 0 | 0 | 0 | 0 | 12 | 1
NO |  | 81 | 2015 | 0 | 31 | 31 |  | 0116 BEAVER CREEK | SPICEWOOD | 138 | 138 | WP | 25.83 | 0 | 1 | 795 MCMA | 0 | 0 | 0 | 0 | 0 | 0 | 0 | 0 | 0 | 0 | 0 | 0 | 0 | 0 | 0 | 0 | 0 | 0 | 0 | 0 | 0 | 0 | 0 | 12 | 1
NO |  | 81 | 2015 | 0 | 32 | 32 |  | 0116 BEAVER CREEK | SPICEWOOD | 138 | 138 | ST | 0.63 | 0 | 0 | 1590 KCM | 0 | 0 | 0 | 0 | 0 | 0 | 0 | 0 | 0 | 0 | 0 | 0 | 0 | 0 | 0 | 0 | 0 | 0 | 0 | 0 | 0 | 0 | 0 | 12 | 1
NO |  | 81 | 2015 | 0 | 33 | 33 |  | 0120 HATFIELD | SPRIGG | 138 | 138 | WP | 5.88 | 0 | 1 | 1033 MCM | 0 | 0 | 0 | 0 | 0 | 0 | 0 | 0 | 0 | 0 | 0 | 0 | 0 | 0 | 0 | 0 | 0 | 0 | 0 | 0 | 0 | 0 | 0 | 12 | 1
NO |  | 81 | 2015 | 0 | 34 | 34 |  | 0121 HATFIELD | INEZ | 138 | 138 | WP | 14.67 | 0 | 1 | 10335 VAR | 0 | 0 | 0 | 0 | 0 | 0 | 0 | 0 | 0 | 0 | 0 | 0 | 0 | 0 | 0 | 0 | 0 | 0 | 0 | 0 | 0 | 0 | 0 | 12 | 1
NO |  | 81 | 2015 | 0 | 35 | 35 |  | 0122 INEZ | LOVELY | 138 | 138 | WP | 6.86 | 0 | 1 | 10335 VAR | 0 | 0 | 0 | 0 | 0 | 0 | 0 | 0 | 0 | 0 | 0 | 0 | 0 | 0 | 0 | 0 | 0 | 0 | 0 | 0 | 0 | 0 | 0 | 12 | 1
NO |  | 81 | 2015 | 0 | 36 | 36 |  | TOTAL |  | 0 | 0 |  | 1260.24 | 40.5 | 52 |  | 33646052 | 331587165 | 365233217 | 163790 | 2298888 | 0 | 2462678 | 0 | 0 | 0 | 0 | 0 | 0 | 0 | 0 | 0 | 0 | 0 | 0 | 0 | 0 | 0 | 0 | 12 | 1
NO |  | 81 | 2015 | 1 | 1 | 1 |  | 0126 INEZ | MARTIKI | 138 | 138 | WP | 0.33 | 0 | 1 | 10335 VAR | 0 | 0 | 0 | 0 | 0 | 0 | 0 | 0 | 0 | 0 | 0 | 0 | 0 | 0 | 0 | 0 | 0 | 0 | 0 | 0 | 0 | 0 | 0 | 12 | 1
NO |  | 81 | 2015 | 1 | 2 | 2 |  | 0127 BIG SANDY | INEZ | 138 | 138 | ST | 23 | 0 | 1 | 795 MCMA | 0 | 0 | 0 | 0 | 0 | 0 | 0 | 0 | 0 | 0 | 0 | 0 | 0 | 0 | 0 | 0 | 0 | 0 | 0 | 0 | 0 | 0 | 0 | 12 | 1
NO |  | 81 | 2015 | 1 | 3 | 3 |  | 0106 DORTON | FLEMING | 138 | 138 | WP | 6.81 | 0 | 1 | 795 MCMA | 0 | 0 | 0 | 0 | 0 | 0 | 0 | 0 | 0 | 0 | 0 | 0 | 0 | 0 | 0 | 0 | 0 | 0 | 0 | 0 | 0 | 0 | 0 | 12 | 1
NO |  | 81 | 2015 | 1 | 4 | 4 |  | 0106 DORTON | FLEMING | 138 | 138 | ST | 0.83 | 0 | 0 | 795 MCMA | 0 | 0 | 0 | 0 | 0 | 0 | 0 | 0 | 0 | 0 | 0 | 0 | 0 | 0 | 0 | 0 | 0 | 0 | 0 | 0 | 0 | 0 | 0 | 12 | 1
NO |  | 81 | 2015 | 1 | 5 | 5 |  | 0108 BEAVER CREEK | SPRIGG #1 | 138 | 138 | WP | 32.6 | 0 | 1 | 397 MCMA | 0 | 0 | 0 | 0 | 0 | 0 | 0 | 0 | 0 | 0 | 0 | 0 | 0 | 0 | 0 | 0 | 0 | 0 | 0 | 0 | 0 | 0 | 0 | 12 | 1
NO |  | 81 | 2015 | 1 | 6 | 6 |  | 0124 BIG SANDY | SOUTH NEAL | 138 | 138 | WP | 0.01 | 0 | 1 | 10335 VAR | 0 | 0 | 0 | 0 | 0 | 0 | 0 | 0 | 0 | 0 | 0 | 0 | 0 | 0 | 0 | 0 | 0 | 0 | 0 | 0 | 0 | 0 | 0 | 12 | 1
NO |  | 81 | 2015 | 1 | 7 | 7 |  | 0109 BEAVER CREEK | SPRIGG #3 | 138 | 138 |  | 0 | 0 | 0 |  | 0 | 0 | 0 | 0 | 0 | 0 | 0 | 0 | 0 | 0 | 0 | 0 | 0 | 0 | 0 | 0 | 0 | 0 | 0 | 0 | 0 | 0 | 0 | 12 | 1
NO |  | 81 | 2015 | 1 | 8 | 8 |  | 0125 BELLEFONTE | AK STEEL OXYGEN PLANT | 138 | 138 | ST | 0.22 | 0 | 2 | 795 ACSR | 0 | 0 | 0 | 0 | 0 | 0 | 0 | 0 | 0 | 0 | 0 | 0 | 0 | 0 | 0 | 0 | 0 | 0 | 0 | 0 | 0 | 0 | 0 | 12 | 1
NO |  | 81 | 2015 | 1 | 9 | 9 |  | 0130 JOHNS CREEK | SPRIGG | 138 | 138 | ST | 13 | 0 | 0 | 1033 MCM | 0 | 0 | 0 | 0 | 0 | 0 | 0 | 0 | 0 | 0 | 0 | 0 | 0 | 0 | 0 | 0 | 0 | 0 | 0 | 0 | 0 | 0 | 0 | 12 | 1
NO |  | 81 | 2015 | 1 | 10 | 10 |  | 0131 BAKER | BIG SANDY EXT. | 138 | 138 | ST | 1 | 0 | 1 | 1351 KCM | 0 | 0 | 0 | 0 | 0 | 0 | 0 | 0 | 0 | 0 | 0 | 0 | 0 | 0 | 0 | 0 | 0 | 0 | 0 | 0 | 0 | 0 | 0 | 12 | 1
NO |  | 81 | 2015 | 1 | 11 | 11 |  | 0128 INEZ | JOHNS CREEK | 138 | 138 | ST | 17 | 0 | 0 | 2-556.5 MCM | 0 | 0 | 0 | 0 | 0 | 0 | 0 | 0 | 0 | 0 | 0 | 0 | 0 | 0 | 0 | 0 | 0 | 0 | 0 | 0 | 0 | 0 | 0 | 12 | 1
NO |  | 81 | 2015 | 1 | 12 | 12 |  | 0129 BEAVER CREEK | JOHNS CREEK | 138 | 138 | ST | 22 | 0 | 0 | 1033 MCM | 0 | 0 | 0 | 0 | 0 | 0 | 0 | 0 | 0 | 0 | 0 | 0 | 0 | 0 | 0 | 0 | 0 | 0 | 0 | 0 | 0 | 0 | 0 | 12 | 1
NO |  | 81 | 2015 | 1 | 13 | 13 |  | 0132 GRANGSTON LOOP |  | 138 | 138 |  | 0 | 0 | 0 |  | 0 | 0 | 0 | 0 | 0 | 0 | 0 | 0 | 0 | 0 | 0 | 0 | 0 | 0 | 0 | 0 | 0 | 0 | 0 | 0 | 0 | 0 | 0 | 12 | 1
NO |  | 81 | 2015 | 1 | 14 | 14 |  | 0137 HAYS BRANCH | MORGAN FORK | 138 | 138 | ST | 8.3 | 0 | 1 | 795 ACSR | 0 | 0 | 0 | 0 | 0 | 0 | 0 | 0 | 0 | 0 | 0 | 0 | 0 | 0 | 0 | 0 | 0 | 0 | 0 | 0 | 0 | 0 | 0 | 12 | 1
NO |  | 81 | 2015 | 1 | 15 | 15 |  | 0138 SOFT SHELL | BEAVER CREEK | 138 | 138 | ST | 1.4 | 0 | 2 | 1590 ACSR | 0 | 0 | 0 | 0 | 0 | 0 | 0 | 0 | 0 | 0 | 0 | 0 | 0 | 0 | 0 | 0 | 0 | 0 | 0 | 0 | 0 | 0 | 0 | 12 | 1
NO |  | 81 | 2015 | 1 | 16 | 16 |  | 0138 SOFT SHELL | SPICEWOOD | 138 | 138 | ST | 1.4 | 0 | 2 | 1590 ACSR | 0 | 0 | 0 | 0 | 0 | 0 | 0 | 0 | 0 | 0 | 0 | 0 | 0 | 0 | 0 | 0 | 0 | 0 | 0 | 0 | 0 | 0 | 0 | 12 | 1
NO |  | 81 | 2015 | 1 | 17 | 17 |  | 0139 MORGAN FORK | BETSY LANE | 138 | 138 | ST | 0.1 | 0 | 1 | 795 ACSR | 0 | 0 | 0 | 0 | 0 | 0 | 0 | 0 | 0 | 0 | 0 | 0 | 0 | 0 | 0 | 0 | 0 | 0 | 0 | 0 | 0 | 0 | 0 | 12 | 1
NO |  | 81 | 2015 | 1 | 18 | 18 |  | 0139 MORGAN FORK | BEAVER CREEK | 138 | 138 | ST | 0.1 | 0 | 1 | 795 ACSR | 0 | 0 | 0 | 0 | 0 | 0 | 0 | 0 | 0 | 0 | 0 | 0 | 0 | 0 | 0 | 0 | 0 | 0 | 0 | 0 | 0 | 0 | 0 | 12 | 1
NO |  | 81 | 2015 | 1 | 19 | 19 |  | 0140 BONNYMAN | SOFT SHELL | 138 | 138 | ST | 0.88 | 0 | 2 | 1590 KCM ACSS | 0 | 0 | 0 | 0 | 0 | 0 | 0 | 0 | 0 | 0 | 0 | 0 | 0 | 0 | 0 | 0 | 0 | 0 | 0 | 0 | 0 | 0 | 0 | 12 | 1
NO |  | 81 | 2015 | 1 | 20 | 20 |  | 0140 BONNYMAN | SOFT SHELL | 138 | 138 | SP | 19.15 | 0 | 1 | 1590 KCM ACSS | 0 | 0 | 0 | 0 | 0 | 0 | 0 | 0 | 0 | 0 | 0 | 0 | 0 | 0 | 0 | 0 | 0 | 0 | 0 | 0 | 0 | 0 | 0 | 12 | 1
SI/SI | A | 81 | 2015 | 1 | 22 | 22 |  | LINES < 132KV |  | 69 | 69 |  | 594.23 | 6.16 | 0 |  | 0 | 0 | 69718008.3354 | 0 | 0 | 0 | 1155442.1827 | 0 | 0 | 0 | 0 | 0 | 0 | 0 | 0 | 0 | 0 | 0 | 0 | 0 | 0 | 0 | 0 | 12 | 1
NO |  | 81 | 2015 | 1 | 33 | 33 |  | Line cost and expense are | not available by individual | 0 | 0 |  | 0 | 0 | 0 |  | 33646052 | 331587165 | 365233217 | 163790 | 2298888 | 0 | 2462678 | 0 | 0 | 0 | 0 | 0 | 0 | 0 | 0 | 0 | 0 | 0 | 0 | 0 | 0 | 0 | 0 | 12 | 1
NO |  | 81 | 2015 | 1 | 34 | 34 |  | transmission line | Total shown in Column j - p | 0 | 0 |  | 0 | 0 | 0 |  | 0 | 0 | 0 | 0 | 0 | 0 | 0 | 0 | 0 | 0 | 0 | 0 | 0 | 0 | 0 | 0 | 0 | 0 | 0 | 0 | 0 | 0 | 0 | 12 | 1
NO |  | 82 | 2015 | 0 | 1 | 1 |  | Pocket | Pineville | 500 | 500 | ST | 35.48 | 0 | 0 | 954 mcm | 3117591 | 15708717 | 18826308 | 0 | 0 | 0 | 0 | 0 | 0 | 0 | 0 | 0 | 0 | 0 | 650820576 | 0 | 0 | 0 | 0 | 0 | 0 | 0 | 0 | 12 | 1
NO |  | 82 | 2015 | 0 | 2 | 2 |  | Pocket | Phipps Bend | 500 | 500 | ST | 21.39 | 0 | 0 | 954 mcm | 280371 | 7950059 | 8230430 | 0 | 0 | 0 | 0 | 0 | 0 | 0 | 0 | 0 | 0 | 0 | 650820577 | 0 | 0 | 0 | 0 | 0 | 0 | 0 | 0 | 12 | 1
NO |  | 82 | 2015 | 0 | 3 | 3 |  | Ghent Plant | Brown North | 345 | 345 | ST | 113.87 | 0 | 0 | 795 mcm | 2495681 | 17199119 | 19694800 | 0 | 0 | 0 | 0 | 0 | 0 | 0 | 0 | 0 | 0 | 0 | 650820578 | 0 | 0 | 0 | 0 | 0 | 0 | 0 | 0 | 12 | 1
NO |  | 82 | 2015 | 0 | 4 | 4 |  | Ghent Plant | Batesville | 345 | 345 | ST | 7.8 | 0 | 0 | 954 mcm | 437159 | 6116394 | 6553553 | 0 | 0 | 0 | 0 | 0 | 0 | 0 | 0 | 0 | 0 | 0 | 650820579 | 0 | 0 | 0 | 0 | 0 | 0 | 0 | 0 | 12 | 1
NO |  | 82 | 2015 | 0 | 5 | 5 |  | Brown Plant | Elmer Smith | 345 | 345 | HF,SP,ST | 171.06 | 0 | 0 | 954 mcm | 5420411 | 63164668 | 68585079 | 0 | 0 | 0 | 0 | 0 | 0 | 0 | 0 | 0 | 0 | 0 | 650820580 | 0 | 0 | 0 | 0 | 0 | 0 | 0 | 0 | 12 | 1
NO |  | 82 | 2015 | 0 | 6 | 6 |  | Brown North | K.U. Park | 345 | 345 | ST | 102.47 | 0 | 2 | 954 mcm | 1111580 | 26077449 | 27189029 | 0 | 0 | 0 | 0 | 0 | 0 | 0 | 0 | 0 | 0 | 0 | 0 | 0 | 0 | 0 | 0 | 0 | 0 | 0 | 0 | 12 | 1
NO |  | 82 | 2015 | 0 | 7 | 7 |  | Green River | AEC Buss | 161 | 161 | HF,ST,WP | 183.09 | 0 | 0 | 556 mcm | 1284446 | 22321042 | 23605488 | 0 | 0 | 0 | 0 | 0 | 0 | 0 | 0 | 0 | 0 | 0 | 650820581 | 0 | 0 | 0 | 0 | 0 | 0 | 0 | 0 | 12 | 1
NO |  | 82 | 2015 | 0 | 8 | 8 |  | Green River | Morganfield | 161 | 161 | HF,WP | 55.38 | 0 | 0 | 556 mcm | 268660 | 2138773 | 2407433 | 0 | 0 | 0 | 0 | 0 | 0 | 0 | 0 | 0 | 0 | 0 | 650820582 | 0 | 0 | 0 | 0 | 0 | 0 | 0 | 0 | 12 | 1
NO |  | 82 | 2015 | 0 | 9 | 9 |  | Elihu | Dorchester | 161 | 161 | HF,ST | 86.06 | 0 | 0 | 556 mcm | 264089 | 9783737 | 10047826 | 0 | 0 | 0 | 0 | 0 | 0 | 0 | 0 | 0 | 0 | 0 | 650820583 | 0 | 0 | 0 | 0 | 0 | 0 | 0 | 0 | 12 | 1
NO |  | 82 | 2015 | 0 | 10 | 10 |  | Lake Reba | Dorchester | 161 | 161 | HF,ST | 99.15 | 0 | 1 | 556 mcm | 559988 | 7805687 | 8365675 | 0 | 0 | 0 | 0 | 0 | 0 | 0 | 0 | 0 | 0 | 0 | 0 | 0 | 0 | 0 | 0 | 0 | 0 | 0 | 0 | 12 | 1
NO |  | 82 | 2015 | 0 | 11 | 11 |  | Pineville | Harlan | 161 | 161 | HF,WP | 48.34 | 0 | 0 | 795 mcm | 300849 | 6888696 | 7189545 | 0 | 0 | 0 | 0 | 0 | 0 | 0 | 0 | 0 | 0 | 0 | 650820584 | 0 | 0 | 0 | 0 | 0 | 0 | 0 | 0 | 12 | 1
NO |  | 82 | 2015 | 0 | 12 | 12 |  | Pineville 149 | Pineville 192 | 161 | 161 | HF | 0.12 | 0 | 1 | 954 mcm | 0 | 163651 | 163651 | 0 | 0 | 0 | 0 | 0 | 0 | 0 | 0 | 0 | 0 | 0 | 0 | 0 | 0 | 0 | 0 | 0 | 0 | 0 | 0 | 12 | 1
NO |  | 82 | 2015 | 0 | 13 | 13 |  | East Ky. Power Cooperative | Taylor County | 161 | 161 | SP | 3.97 | 0 | 1 | 556 mcm | 261988 | 307188 | 569176 | 0 | 0 | 0 | 0 | 0 | 0 | 0 | 0 | 0 | 0 | 0 | 0 | 0 | 0 | 0 | 0 | 0 | 0 | 0 | 0 | 12 | 1
NO |  | 82 | 2015 | 0 | 14 | 14 |  | Imboden | Harlan | 161 | 161 | HF,SP,WP,ST | 43.82 | 0 | 0 | 795 mcm | 84143 | 6535101 | 6619244 | 0 | 0 | 0 | 0 | 0 | 0 | 0 | 0 | 0 | 0 | 0 | 650820585 | 0 | 0 | 0 | 0 | 0 | 0 | 0 | 0 | 12 | 1
NO |  | 82 | 2015 | 0 | 15 | 15 |  | Ghent Plant | Brown Plant | 138 | 138 | ST | 90.47 | 0 | 0 | 954 mcm | 419701 | 6470788 | 6890489 | 0 | 0 | 0 | 0 | 0 | 0 | 0 | 0 | 0 | 0 | 0 | 650820586 | 0 | 0 | 0 | 0 | 0 | 0 | 0 | 0 | 12 | 1
NO |  | 82 | 2015 | 0 | 16 | 16 |  | Brown Plant | Green River | 138 | 138 | HF,SP,WP,ST | 169.43 | 0 | 0 | 556 mcm | 450425 | 15504752 | 15955177 | 0 | 0 | 0 | 0 | 0 | 0 | 0 | 0 | 0 | 0 | 0 | 650820587 | 0 | 0 | 0 | 0 | 0 | 0 | 0 | 0 | 12 | 1
NO |  | 82 | 2015 | 0 | 17 | 17 |  | Kenton | Rodburn | 138 | 138 | HF | 45.74 | 0 | 1 | 397 mcm | 98119 | 1924191 | 2022310 | 0 | 0 | 0 | 0 | 0 | 0 | 0 | 0 | 0 | 0 | 0 | 0 | 0 | 0 | 0 | 0 | 0 | 0 | 0 | 0 | 12 | 1
NO |  | 82 | 2015 | 0 | 18 | 18 |  | Green River | Brown North | 138 | 138 | HF,SP,ST | 166.68 | 0 | 0 | 795 mcm | 734488 | 15384650 | 16119138 | 0 | 0 | 0 | 0 | 0 | 0 | 0 | 0 | 0 | 0 | 0 | 650820588 | 0 | 0 | 0 | 0 | 0 | 0 | 0 | 0 | 12 | 1
NO |  | 82 | 2015 | 0 | 19 | 19 |  | Fawkes | Rodburn | 138 | 138 | HF,ST,WP | 64.52 | 0 | 1 | 556 mcm | 579168 | 3647500 | 4226668 | 0 | 0 | 0 | 0 | 0 | 0 | 0 | 0 | 0 | 0 | 0 | 0 | 0 | 0 | 0 | 0 | 0 | 0 | 0 | 0 | 12 | 1
NO |  | 82 | 2015 | 0 | 20 | 20 |  | Clifty Creek | Carrollton | 138 | 138 | HF,SP,ST,WP | 144.71 | 0 | 0 | 795 mcm | 891092 | 30687679 | 31578771 | 0 | 0 | 0 | 0 | 0 | 0 | 0 | 0 | 0 | 0 | 0 | 650820589 | 0 | 0 | 0 | 0 | 0 | 0 | 0 | 0 | 12 | 1
NO |  | 82 | 2015 | 0 | 21 | 21 |  | Brown Plant | Lake Reba | 138 | 138 | HF,SP | 29.44 | 0 | 1 | 556 mcm | 80240 | 2031976 | 2112216 | 0 | 0 | 0 | 0 | 0 | 0 | 0 | 0 | 0 | 0 | 0 | 0 | 0 | 0 | 0 | 0 | 0 | 0 | 0 | 0 | 12 | 1
NO |  | 82 | 2015 | 0 | 22 | 22 |  | Brown Plant | Haefling | 138 | 138 | HF,SP,ST,WP | 29.32 | 0 | 0 | 795 mcm | 191989 | 5132206 | 5324195 | 0 | 0 | 0 | 0 | 0 | 0 | 0 | 0 | 0 | 0 | 0 | 650820590 | 0 | 0 | 0 | 0 | 0 | 0 | 0 | 0 | 12 | 1
NO |  | 82 | 2015 | 0 | 23 | 23 |  | Ghent Plant | Kenton Station | 138 | 138 | HF,WF | 72.78 | 0 | 1 | 795 mcm | 446861 | 5574383 | 6021244 | 0 | 0 | 0 | 0 | 0 | 0 | 0 | 0 | 0 | 0 | 0 | 0 | 0 | 0 | 0 | 0 | 0 | 0 | 0 | 0 | 12 | 1
NO |  | 82 | 2015 | 0 | 24 | 24 |  | Ghent Plant | Adams | 138 | 138 | HF,SP,ST | 56.77 | 0 | 0 | 795 mcm | 245501 | 7018007 | 7263508 | 0 | 0 | 0 | 0 | 0 | 0 | 0 | 0 | 0 | 0 | 0 | 650820591 | 0 | 0 | 0 | 0 | 0 | 0 | 0 | 0 | 12 | 1
NO |  | 82 | 2015 | 0 | 25 | 25 |  | Hardin County | Rogersville | 138 | 138 | HF | 10.24 | 0 | 1 | 795 mcm | 245092 | 1219491 | 1464583 | 0 | 0 | 0 | 0 | 0 | 0 | 0 | 0 | 0 | 0 | 0 | 0 | 0 | 0 | 0 | 0 | 0 | 0 | 0 | 0 | 12 | 1
NO |  | 82 | 2015 | 0 | 26 | 26 |  | Virginia City | Clinch River (AEP Int. Pt) | 138 | 138 | HF | 7.89 | 0 | 1 | 795 mcm | 344980 | 4788455 | 5133435 | 0 | 0 | 0 | 0 | 0 | 0 | 0 | 0 | 0 | 0 | 0 | 0 | 0 | 0 | 0 | 0 | 0 | 0 | 0 | 0 | 12 | 1
SI/NO | A | 82 | 2015 | 0 | 27 | 27 |  | 69KV Lines |  | 69 | 69 | Various | 2218.11 | 0 | 0 | Various | 8777075 | 192471362 | 201248437 | 0 | 0 | 0 | 3662444.0913 | 0 | 0 | 0 | 0 | 0 | 0 | 0 | 650820592 | 0 | 0 | 0 | 0 | 0 | 0 | 0 | 0 | 12 | 1
NO |  | 82 | 2015 | 0 | 33 | 33 |  | Exp Applicable to All Lines |  | 0 | 0 |  | 0 | 0 | 0 |  | 0 | 0 | 0 | 711836 | 6125495 | 152237 | 6989568 | 0 | 0 | 0 | 0 | 0 | 0 | 0 | 0 | 0 | 0 | 0 | 0 | 0 | 0 | 0 | 0 | 12 | 1
NO |  | 82 | 2015 | 0 | 36 | 36 |  | TOTAL |  | 0 | 0 |  | 4078.1 | 0 | 11 |  | 29391687 | 484015721 | 513407408 | 711836 | 6125495 | 152237 | 6989568 | 0 | 0 | 0 | 0 | 0 | 0 | 0 | 0 | 0 | 0 | 0 | 0 | 0 | 0 | 0 | 0 | 12 | 1
NO |  | 83 | 2015 | 0 | 1 | 1 |  | STATE OF TENNESSEE |  | 0 | 0 |  | 0 | 0 | 0 |  | 0 | 0 | 0 | 0 | 0 | 0 | 0 | 0 | 0 | 0 | 0 | 0 | 0 | 0 | 0 | 0 | 0 | 0 | 0 | 0 | 0 | 0 | 0 | 12 | 1
NO |  | 83 | 2015 | 0 | 2 | 2 |  | Holston Ordance Tap #2, TN |  | 138 | 138 | WP | 0.07 | 0 | 1 | 4/0 ACSR | 0 | 0 | 0 | 0 | 0 | 0 | 0 | 0 | 0 | 0 | 0 | 0 | 0 | 0 | 0 | 0 | 0 | 0 | 0 | 0 | 0 | 0 | 0 | 12 | 1
NO |  | 83 | 2015 | 0 | 3 | 3 |  | Short Hills Tap, TN |  | 138 | 138 | WP | 0.04 | 0 | 1 | 556KCM ACSR | 0 | 0 | 0 | 0 | 0 | 0 | 0 | 0 | 0 | 0 | 0 | 0 | 0 | 0 | 0 | 0 | 0 | 0 | 0 | 0 | 0 | 0 | 0 | 12 | 1
NO |  | 83 | 2015 | 0 | 4 | 4 |  | Broadford, VA | Nagel, TN | 138 | 138 | ST | 11.76 | 0.01 | 1 | 556KCM ACSR | 0 | 0 | 0 | 0 | 0 | 0 | 0 | 0 | 0 | 0 | 0 | 0 | 0 | 0 | 0 | 0 | 0 | 0 | 0 | 0 | 0 | 0 | 0 | 12 | 1
NO |  | 83 | 2015 | 0 | 5 | 5 |  |  |  | 0 | 0 | WP | 0.11 | 0 | 0 |  | 0 | 0 | 0 | 0 | 0 | 0 | 0 | 0 | 0 | 0 | 0 | 0 | 0 | 0 | 0 | 0 | 0 | 0 | 0 | 0 | 0 | 0 | 0 | 12 | 1
NO |  | 83 | 2015 | 0 | 6 | 6 |  | North Bristol, VA | West Kingsport, TN | 138 | 138 | ST | 1.92 | 2.92 | 1 | 556KCM ACSR | 0 | 0 | 0 | 0 | 0 | 0 | 0 | 0 | 0 | 0 | 0 | 0 | 0 | 0 | 0 | 0 | 0 | 0 | 0 | 0 | 0 | 0 | 0 | 12 | 1
NO |  | 83 | 2015 | 0 | 7 | 7 |  | Holston, TN | Reedy Creek, TN | 138 | 138 | ST | 0 | 7.4 | 1 | 556KCM ACSR | 0 | 0 | 0 | 0 | 0 | 0 | 0 | 0 | 0 | 0 | 0 | 0 | 0 | 0 | 0 | 0 | 0 | 0 | 0 | 0 | 0 | 0 | 0 | 12 | 1
NO |  | 83 | 2015 | 0 | 8 | 8 |  | Clinch River, VA | Moreland Drive, TN | 138 | 138 | ST | 7.83 | 0 | 1 | 556KCM ACSR | 0 | 0 | 0 | 0 | 0 | 0 | 0 | 0 | 0 | 0 | 0 | 0 | 0 | 0 | 0 | 0 | 0 | 0 | 0 | 0 | 0 | 0 | 0 | 12 | 1
NO |  | 83 | 2015 | 0 | 9 | 9 |  | Nagel, TN | Reedy Creek, TN | 138 | 138 | ST | 0 | 5.61 | 1 | 556KCM ACSR | 0 | 0 | 0 | 0 | 0 | 0 | 0 | 0 | 0 | 0 | 0 | 0 | 0 | 0 | 0 | 0 | 0 | 0 | 0 | 0 | 0 | 0 | 0 | 12 | 1
NO |  | 83 | 2015 | 0 | 10 | 10 |  | Nagel, TN | West Kingsport, TN | 138 | 138 | ST | 0 | 3.25 | 1 | 556KCM ACSR | 0 | 0 | 0 | 0 | 0 | 0 | 0 | 0 | 0 | 0 | 0 | 0 | 0 | 0 | 0 | 0 | 0 | 0 | 0 | 0 | 0 | 0 | 0 | 12 | 1
NO |  | 83 | 2015 | 0 | 11 | 11 |  | Industry Drive, TN | West Kingsport, TN | 138 | 138 | ST | 0.37 | 0 | 1 | 795KCM ACSR | 0 | 0 | 0 | 0 | 0 | 0 | 0 | 0 | 0 | 0 | 0 | 0 | 0 | 0 | 0 | 0 | 0 | 0 | 0 | 0 | 0 | 0 | 0 | 12 | 1
SI/SI | A | 83 | 2015 | 0 | 14 | 14 |  | Lines < 132 KV |  | 0 | 0 |  | 30.86 | 0.08 | 0 |  | 0 | 0 | 3674908.0465 | 0 | 0 | 0 | 25178.6744 | 0 | 0 | 0 | 0 | 0 | 0 | 0 | 0 | 0 | 0 | 0 | 0 | 0 | 0 | 0 | 0 | 12 | 1
NO |  | 83 | 2015 | 0 | 16 | 16 |  | Line cost and expense are | not available by individual | 0 | 0 |  | 0 | 0 | 0 |  | 714128 | 5995949 | 6710077 | 214 | 59231 | 0 | 59445 | 0 | 0 | 0 | 0 | 0 | 0 | 0 | 0 | 0 | 0 | 0 | 0 | 0 | 0 | 0 | 0 | 12 | 1
NO |  | 83 | 2015 | 0 | 17 | 17 |  | transmission line | Total shown in Column j-p | 0 | 0 |  | 0 | 0 | 0 |  | 0 | 0 | 0 | 0 | 0 | 0 | 0 | 0 | 0 | 0 | 0 | 0 | 0 | 0 | 0 | 0 | 0 | 0 | 0 | 0 | 0 | 0 | 0 | 12 | 1
NO |  | 83 | 2015 | 0 | 23 | 23 |  |  |  | 0 | 0 | WP=Wood | 0 | 0 | 0 |  | 0 | 0 | 0 | 0 | 0 | 0 | 0 | 0 | 0 | 0 | 0 | 0 | 0 | 0 | 0 | 0 | 0 | 0 | 0 | 0 | 0 | 0 | 0 | 12 | 1
NO |  | 83 | 2015 | 0 | 24 | 24 |  |  |  | 0 | 0 | ST=Steel Pole | 0 | 0 | 0 |  | 0 | 0 | 0 | 0 | 0 | 0 | 0 | 0 | 0 | 0 | 0 | 0 | 0 | 0 | 0 | 0 | 0 | 0 | 0 | 0 | 0 | 0 | 0 | 12 | 1
NO |  | 83 | 2015 | 0 | 36 | 36 |  | TOTAL |  | 0 | 0 |  | 52.96 | 19.27 | 9 |  | 714128 | 5995949 | 6710077 | 214 | 59231 | 0 | 59445 | 0 | 0 | 0 | 0 | 0 | 0 | 0 | 0 | 0 | 0 | 0 | 0 | 0 | 0 | 0 | 0 | 12 | 1
SI/SI | A | 84 | 2015 | 0 | 1 | 1 |  | SYSTEM-WIDE | SYSTEM-WIDE | 34.5 | 34.5 | S.P. WOOD | 63.7 | 26 | 26 |  | 51657 | 2033542 | 2085199 | 16624 | 82130 | 0 | 98754 | 0 | 0 | 0 | 0 | 0 | 0 | 0 | 0 | 0 | 0 | 0 | 0 | 0 | 0 | 0 | 0 | 12 | 1
NO |  | 84 | 2015 | 0 | 36 | 36 |  | TOTAL |  | 0 | 0 |  | 63.7 | 26 | 26 |  | 51657 | 2033542 | 2085199 | 16624 | 82130 | 0 | 98754 | 0 | 0 | 0 | 0 | 0 | 0 | 0 | 0 | 0 | 0 | 0 | 0 | 0 | 0 | 0 | 0 | 12 | 1
NO |  | 87 | 2015 | 0 | 1 | 1 |  | Vicksburg-Sterlington | Arkansas 0181 | 500 | 0 | Steel Tower | 99.27 | 0 | 1 | 954 ACSR | 0 | 0 | 0 | 0 | 0 | 0 | 0 | 0 | 0 | 0 | 0 | 0 | 0 | 0 | 0 | 0 | 0 | 0 | 0 | 0 | 0 | 0 | 0 | 12 | 0
NO |  | 87 | 2015 | 0 | 2 | 2 |  | Webre GSU | Willow Glen GSU 0186 | 500 | 0 | Steel Tower | 12.06 | 0 | 1 | 1024 ACAR | 0 | 0 | 0 | 0 | 0 | 0 | 0 | 0 | 0 | 0 | 0 | 0 | 0 | 0 | 0 | 0 | 0 | 0 | 0 | 0 | 0 | 0 | 0 | 12 | 0
NO |  | 87 | 2015 | 0 | 3 | 3 |  | Little Gypsy | G.S.U. 0188 | 500 | 0 | Steel Tower | 35.86 | 0 | 1 | 1024 ACAR | 0 | 0 | 0 | 0 | 0 | 0 | 0 | 0 | 0 | 0 | 0 | 0 | 0 | 0 | 0 | 0 | 0 | 0 | 0 | 0 | 0 | 0 | 0 | 12 | 0
NO |  | 87 | 2015 | 0 | 4 | 4 |  | Arkansas St. | Coushatta 0204 | 500 | 0 | Steel Tower | 77.69 | 0 | 1 | 1024 ACSR | 0 | 0 | 0 | 0 | 0 | 0 | 0 | 0 | 0 | 0 | 0 | 0 | 0 | 0 | 0 | 0 | 0 | 0 | 0 | 0 | 0 | 0 | 0 | 12 | 0
NO |  | 87 | 2015 | 0 | 5 | 5 |  | Sterlington 500/115 | Perryville 9707 | 500 | 0 | Steel Tower | 3.7 | 0 | 1 | 954 ACSR | 0 | 0 | 0 | 0 | 0 | 0 | 0 | 0 | 0 | 0 | 0 | 0 | 0 | 0 | 0 | 0 | 0 | 0 | 0 | 0 | 0 | 0 | 0 | 12 | 0
NO |  | 87 | 2015 | 0 | 6 | 6 |  | Bogalusa | Miss State Line 0242 | 500 | 0 | Steel Tower | 19.39 | 0 | 1 | 1780 ACAR | 0 | 0 | 0 | 0 | 0 | 0 | 0 | 0 | 0 | 0 | 0 | 0 | 0 | 0 | 0 | 0 | 0 | 0 | 0 | 0 | 0 | 0 | 0 | 12 | 0
NO |  | 87 | 2015 | 0 | 7 | 7 |  | 500kv Tie Lines |  | 500 | 0 | Steel Tower | 0.21 | 0 | 1 | 1780 ASCR | 0 | 0 | 0 | 0 | 0 | 0 | 0 | 0 | 0 | 0 | 0 | 0 | 0 | 0 | 0 | 0 | 0 | 0 | 0 | 0 | 0 | 0 | 0 | 12 | 0
NO |  | 87 | 2015 | 0 | 8 | 8 |  |  | Total 500kv Lines | 0 | 0 |  | 0 | 0 | 0 |  | 14068075 | 65639608 | 79707683 | 0 | 0 | 0 | 0 | 0 | 0 | 0 | 0 | 0 | 0 | 0 | 0 | 0 | 0 | 0 | 0 | 0 | 0 | 0 | 0 | 12 | 0
NO |  | 87 | 2015 | 0 | 10 | 10 |  | Shreveport-Sarepta | Ark State 0194 | 345 | 0 | Guyed Y | 16.3 | 0 | 1 | 1024 ACAR | 0 | 0 | 0 | 0 | 0 | 0 | 0 | 0 | 0 | 0 | 0 | 0 | 0 | 0 | 0 | 0 | 0 | 0 | 0 | 0 | 0 | 0 | 0 | 12 | 0
NO |  | 87 | 2015 | 0 | 11 | 11 |  |  | Total 345kv Lines | 0 | 0 |  | 0 | 0 | 0 |  | 306729 | 984372 | 1291101 | 0 | 0 | 0 | 0 | 0 | 0 | 0 | 0 | 0 | 0 | 0 | 0 | 0 | 0 | 0 | 0 | 0 | 0 | 0 | 0 | 12 | 0
NO |  | 87 | 2015 | 0 | 13 | 13 |  | Hammond-Springfield-French | Settlement-Sorrento 0115B | 230 | 0 | Steel Pole | 30.7 | 0 | 1 | 1780 ACSR | 0 | 0 | 0 | 0 | 0 | 0 | 0 | 0 | 0 | 0 | 0 | 0 | 0 | 0 | 0 | 0 | 0 | 0 | 0 | 0 | 0 | 0 | 0 | 12 | 0
NO |  | 87 | 2015 | 0 | 14 | 14 |  | Amite-Independence | Hammond 0115C | 230 | 0 | Steel Pole | 18.33 | 0 | 1 | 1468 ACSR | 0 | 0 | 0 | 0 | 0 | 0 | 0 | 0 | 0 | 0 | 0 | 0 | 0 | 0 | 0 | 0 | 0 | 0 | 0 | 0 | 0 | 0 | 0 | 12 | 0
NO |  | 87 | 2015 | 0 | 15 | 15 |  | New Orleans | Gulfport 0118 | 230 | 0 | Steel Pole | 12.42 | 0 | 1 | 1351 SSAC | 0 | 0 | 0 | 0 | 0 | 0 | 0 | 0 | 0 | 0 | 0 | 0 | 0 | 0 | 0 | 0 | 0 | 0 | 0 | 0 | 0 | 0 | 0 | 12 | 0
NO |  | 87 | 2015 | 0 | 16 | 16 |  | Slidell | Bogalusa 0125 | 230 | 0 | Steel Pole | 38.95 | 0 | 1 | 1780 ACSR | 0 | 0 | 0 | 0 | 0 | 0 | 0 | 0 | 0 | 0 | 0 | 0 | 0 | 0 | 0 | 0 | 0 | 0 | 0 | 0 | 0 | 0 | 0 | 12 | 0
NO |  | 87 | 2015 | 0 | 17 | 17 |  | Ninemile | Churchill Jct #1 0127 | 230 | 0 | Steel Tower | 3.62 | 0 | 1 | 1780 ACSR | 0 | 0 | 0 | 0 | 0 | 0 | 0 | 0 | 0 | 0 | 0 | 0 | 0 | 0 | 0 | 0 | 0 | 0 | 0 | 0 | 0 | 0 | 0 | 12 | 0
NO |  | 87 | 2015 | 0 | 18 | 18 |  | Ninemile | Snake Farm (Wb) 0134 | 230 | 0 | Steel Pole | 4.36 | 0 | 1 | 1780 ACSR | 0 | 0 | 0 | 0 | 0 | 0 | 0 | 0 | 0 | 0 | 0 | 0 | 0 | 0 | 0 | 0 | 0 | 0 | 0 | 0 | 0 | 0 | 0 | 12 | 0
NO |  | 87 | 2015 | 0 | 19 | 19 |  | Snake Farm | Bogalusa 0146 | 230 | 0 | Steel Tower | 29.69 | 0 | 1 | 1780 ACSR | 0 | 0 | 0 | 0 | 0 | 0 | 0 | 0 | 0 | 0 | 0 | 0 | 0 | 0 | 0 | 0 | 0 | 0 | 0 | 0 | 0 | 0 | 0 | 12 | 0
NO |  | 87 | 2015 | 0 | 20 | 20 |  | Chalmette | Michoud 0150 | 230 | 0 | Steel Tower | 1.71 | 4.3 | 1 | 1800 ACSR | 0 | 0 | 0 | 0 | 0 | 0 | 0 | 0 | 0 | 0 | 0 | 0 | 0 | 0 | 0 | 0 | 0 | 0 | 0 | 0 | 0 | 0 | 0 | 12 | 0
NO |  | 87 | 2015 | 0 | 21 | 21 |  | Little Gypsy | Lake Pontchartrain 0160 | 230 | 0 | Steel Tower | 28.24 | 6.32 | 1 | 1780 ACSR | 0 | 0 | 0 | 0 | 0 | 0 | 0 | 0 | 0 | 0 | 0 | 0 | 0 | 0 | 0 | 0 | 0 | 0 | 0 | 0 | 0 | 0 | 0 | 12 | 0
NO |  | 87 | 2015 | 0 | 22 | 22 |  | Hammond | Ponchatoula 0163 | 230 | 0 | Steel Pole | 6.1 | 0 | 1 | 1780 ACSR | 0 | 0 | 0 | 0 | 0 | 0 | 0 | 0 | 0 | 0 | 0 | 0 | 0 | 0 | 0 | 0 | 0 | 0 | 0 | 0 | 0 | 0 | 0 | 12 | 0
NO |  | 87 | 2015 | 0 | 23 | 23 |  | Under River | Crossing 0164.5 | 230 | 0 | Underground | 0.64 | 0 | 1 | 1468 COMP | 0 | 0 | 0 | 0 | 0 | 0 | 0 | 650870272 | 0 | 0 | 0 | 0 | 0 | 0 | 0 | 0 | 0 | 0 | 0 | 0 | 0 | 0 | 0 | 12 | 0
NO |  | 87 | 2015 | 0 | 24 | 24 |  | Ninemile | Carrollton River Xing 0178 | 230 | 0 | Steel Tower | 0.62 | 0 | 2 | 1780 ACSR | 0 | 0 | 0 | 0 | 0 | 0 | 0 | 0 | 0 | 0 | 0 | 0 | 0 | 0 | 0 | 0 | 0 | 0 | 0 | 0 | 0 | 0 | 0 | 12 | 0
NO |  | 87 | 2015 | 0 | 25 | 25 |  | Bogalusa | Hattiesburg 0180 | 230 | 0 | 2 1/2' Sq. Twr | 23.5 | 0 | 1 | 1122 ACAR | 0 | 0 | 0 | 0 | 0 | 0 | 0 | 0 | 0 | 0 | 0 | 0 | 0 | 0 | 0 | 0 | 0 | 0 | 0 | 0 | 0 | 0 | 0 | 12 | 0
NO |  | 87 | 2015 | 0 | 26 | 26 |  | Mccall | Donaldsonville 0182 | 230 | 0 | Steel Poles | 22.77 | 0 | 1 | 1780 ACSR | 0 | 0 | 0 | 0 | 0 | 0 | 0 | 0 | 0 | 0 | 0 | 0 | 0 | 0 | 0 | 0 | 0 | 0 | 0 | 0 | 0 | 0 | 0 | 12 | 0
NO |  | 87 | 2015 | 0 | 27 | 27 |  | Little Gypsy-Belle Point | Bagatelle-Sorrento 0183 | 230 | 0 | Steel Poles | 49.35 | 0 | 1 | 1024 ACAR | 0 | 0 | 0 | 0 | 0 | 0 | 0 | 0 | 0 | 0 | 0 | 0 | 0 | 0 | 0 | 0 | 0 | 0 | 0 | 0 | 0 | 0 | 0 | 12 | 0
NO |  | 87 | 2015 | 0 | 28 | 28 |  | Little Gypsy-Destrehan | Orleans (Icrr) 0184 | 230 | 0 | Steel Poles | 25.74 | 0 | 1 | 1780 ACSR | 0 | 0 | 0 | 0 | 0 | 0 | 0 | 0 | 0 | 0 | 0 | 0 | 0 | 0 | 0 | 0 | 0 | 0 | 0 | 0 | 0 | 0 | 0 | 12 | 0
NO |  | 87 | 2015 | 0 | 29 | 29 |  | Lg | Waterford River Xing 0185 | 230 | 0 | Steel Tower | 4.42 | 0 | 1 | 1780 ASCR | 0 | 0 | 0 | 0 | 0 | 0 | 0 | 0 | 0 | 0 | 0 | 0 | 0 | 0 | 0 | 0 | 0 | 0 | 0 | 0 | 0 | 0 | 0 | 12 | 0
NO |  | 87 | 2015 | 0 | 30 | 30 |  | Derrick Substation | Willow Glen 0186 | 230 | 0 | Steel Pole | 4.74 | 0 | 1 | 1780 ASCR | 0 | 0 | 0 | 0 | 0 | 0 | 0 | 0 | 0 | 0 | 0 | 0 | 0 | 0 | 0 | 0 | 0 | 0 | 0 | 0 | 0 | 0 | 0 | 12 | 0
NO |  | 87 | 2015 | 0 | 31 | 31 |  | Taft | Vacherie 0191 | 230 | 0 | 2'6" Sq. Tower | 16.22 | 0 | 1 | 1027 ACAR | 0 | 0 | 0 | 0 | 0 | 0 | 0 | 0 | 0 | 0 | 0 | 0 | 0 | 0 | 0 | 0 | 0 | 0 | 0 | 0 | 0 | 0 | 0 | 12 | 0
NO |  | 87 | 2015 | 0 | 32 | 32 |  | Vacherie | Donaldsonville 0193 | 230 | 0 | Underbuild | 30 | 0 | 1 | 1027 ACSR | 0 | 0 | 0 | 0 | 0 | 0 | 0 | 0 | 0 | 0 | 0 | 0 | 0 | 0 | 0 | 0 | 0 | 0 | 0 | 0 | 0 | 0 | 0 | 12 | 0
NO |  | 87 | 2015 | 0 | 33 | 33 |  | Ponchatoula | Madisonville 0196 | 230 | 0 | Guyed Y | 18.53 | 0 | 1 | 1027 ACSR | 0 | 0 | 0 | 0 | 0 | 0 | 0 | 0 | 0 | 0 | 0 | 0 | 0 | 0 | 0 | 0 | 0 | 0 | 0 | 0 | 0 | 0 | 0 | 12 | 0
NO |  | 87 | 2015 | 0 | 34 | 34 |  | Lower Coast | Churchill Jct 0199 | 230 | 0 | Steel Poles | 18.48 | 0 | 1 | 1780 ACSR | 0 | 0 | 0 | 0 | 0 | 0 | 0 | 650870273 | 0 | 0 | 0 | 0 | 0 | 0 | 0 | 0 | 0 | 0 | 0 | 0 | 0 | 0 | 0 | 12 | 0
NO |  | 87 | 2015 | 0 | 35 | 35 |  | Saline Bayou | Montgomery South 0200 | 230 | 0 | Wood H | 11.98 | 0 | 1 | 795 ACSR | 0 | 0 | 0 | 0 | 0 | 0 | 0 | 0 | 0 | 0 | 0 | 0 | 0 | 0 | 0 | 0 | 0 | 0 | 0 | 0 | 0 | 0 | 0 | 12 | 0
NO |  | 87 | 2015 | 0 | 36 | 36 |  | TOTAL |  | 0 | 0 |  | 2539.33 | 164.43 | 70 |  | 128693878 | 744622924 | 873316802 | 16950413 | 3637271 | 711055 | 21298739 | 0 | 0 | 0 | 0 | 0 | 0 | 0 | 0 | 0 | 0 | 0 | 0 | 0 | 0 | 0 | 0 | 12 | 0
NO |  | 87 | 2015 | 1 | 1 | 1 |  | Kaiser | Oaks Meaux 0203 | 230 | 0 | Steel Poles | 10.32 | 0 | 1 | 1780 ACSR | 0 | 0 | 0 | 0 | 0 | 0 | 0 | 0 | 0 | 0 | 0 | 0 | 0 | 0 | 0 | 0 | 0 | 0 | 0 | 0 | 0 | 0 | 0 | 12 | 0
NO |  | 87 | 2015 | 1 | 2 | 2 |  | Mccall | Plaquemine 0207 | 230 | 0 | Wood H | 0.05 | 0 | 1 | 1027 ACSR | 0 | 0 | 0 | 0 | 0 | 0 | 0 | 0 | 0 | 0 | 0 | 0 | 0 | 0 | 0 | 0 | 0 | 0 | 0 | 0 | 0 | 0 | 0 | 12 | 0
NO |  | 87 | 2015 | 1 | 3 | 3 |  | Waterford | Raceland 0208 | 230 | 0 | Guyed "Y" | 31.72 | 0 | 1 | 2336 ACAR | 0 | 0 | 0 | 0 | 0 | 0 | 0 | 0 | 0 | 0 | 0 | 0 | 0 | 0 | 0 | 0 | 0 | 0 | 0 | 0 | 0 | 0 | 0 | 12 | 0
NO |  | 87 | 2015 | 1 | 4 | 4 |  | Ponchartrain | University City 0209 | 230 | 0 | Steel Pole | 7.03 | 0 | 1 | 1468 ACSR | 0 | 0 | 0 | 0 | 0 | 0 | 0 | 0 | 0 | 0 | 0 | 0 | 0 | 0 | 0 | 0 | 0 | 0 | 0 | 0 | 0 | 0 | 0 | 12 | 0
NO |  | 87 | 2015 | 1 | 5 | 5 |  | Bagatelle | G.S.U. 0210 | 230 | 0 | Steel Pole | 6.92 | 0 | 1 | 1780 ACSR | 0 | 0 | 0 | 0 | 0 | 0 | 0 | 0 | 0 | 0 | 0 | 0 | 0 | 0 | 0 | 0 | 0 | 0 | 0 | 0 | 0 | 0 | 0 | 12 | 0
NO |  | 87 | 2015 | 1 | 6 | 6 |  | Paris | NOPSI 0213 | 230 | 0 | Steel Pole | 3.69 | 0 | 1 | 1780 ACSR | 0 | 0 | 0 | 0 | 0 | 0 | 0 | 0 | 0 | 0 | 0 | 0 | 0 | 0 | 0 | 0 | 0 | 0 | 0 | 0 | 0 | 0 | 0 | 12 | 0
NO |  | 87 | 2015 | 1 | 7 | 7 |  | Waterford Units #1 & 2 | Waterford Sw. Sta 0214 | 230 | 0 | Steel Tower | 2.7 | 1.15 | 1 | 1468 ACSR | 0 | 0 | 0 | 0 | 0 | 0 | 0 | 0 | 0 | 0 | 0 | 0 | 0 | 0 | 0 | 0 | 0 | 0 | 0 | 0 | 0 | 0 | 0 | 12 | 0
NO |  | 87 | 2015 | 1 | 8 | 8 |  | Taft | Luling Jct. 0215 | 230 | 0 | Steel Pole | 9 | 1.62 | 1 | 1590 ACSS | 0 | 0 | 0 | 0 | 0 | 0 | 0 | 0 | 0 | 0 | 0 | 0 | 0 | 0 | 0 | 0 | 0 | 0 | 0 | 0 | 0 | 0 | 0 | 12 | 0
NO |  | 87 | 2015 | 1 | 9 | 9 |  | Ninemile | Snakefarm (East Bank) 0216 | 230 | 0 | Steel Tower | 4.11 | 0 | 1 | 1780 ACSR | 0 | 0 | 0 | 0 | 0 | 0 | 0 | 0 | 0 | 0 | 0 | 0 | 0 | 0 | 0 | 0 | 0 | 0 | 0 | 0 | 0 | 0 | 0 | 12 | 0
NO |  | 87 | 2015 | 1 | 10 | 10 |  | Lg | Wf River X-ing 0217 | 230 | 0 | Steel Tower | 4.42 | 0 | 1 | 1780 ACSR | 0 | 0 | 0 | 0 | 0 | 0 | 0 | 0 | 0 | 0 | 0 | 0 | 0 | 0 | 0 | 0 | 0 | 0 | 0 | 0 | 0 | 0 | 0 | 12 | 0
NO |  | 87 | 2015 | 1 | 11 | 11 |  | Little Gypsy | University City 0221 | 230 | 0 | Steel Poles | 16.5 | 0 | 1 | 1780 ACSR | 0 | 0 | 0 | 0 | 0 | 0 | 0 | 0 | 0 | 0 | 0 | 0 | 0 | 0 | 0 | 0 | 0 | 0 | 0 | 0 | 0 | 0 | 0 | 12 | 0
NO |  | 87 | 2015 | 1 | 12 | 12 |  | Vacherie | Thibodaux 0222 | 230 | 0 | Steel Poles | 14.99 | 0 | 1 | 1780 ACSR | 0 | 0 | 0 | 0 | 0 | 0 | 0 | 0 | 0 | 0 | 0 | 0 | 0 | 0 | 0 | 0 | 0 | 0 | 0 | 0 | 0 | 0 | 0 | 12 | 0
NO |  | 87 | 2015 | 1 | 13 | 13 |  | Thibodaux | Terrebonne 0224 | 230 | 0 | Steel Poles | 19.86 | 0 | 1 | 666 ACSR | 0 | 0 | 0 | 0 | 0 | 0 | 0 | 0 | 0 | 0 | 0 | 0 | 0 | 0 | 0 | 0 | 0 | 0 | 0 | 0 | 0 | 0 | 0 | 12 | 0
NO |  | 87 | 2015 | 1 | 14 | 14 |  | Evergreen | Point Pleasant 0226 | 230 | 0 | Steel Poles | 0.78 | 0 | 1 | 1780 ACSR | 0 | 0 | 0 | 0 | 0 | 0 | 0 | 0 | 0 | 0 | 0 | 0 | 0 | 0 | 0 | 0 | 0 | 0 | 0 | 0 | 0 | 0 | 0 | 12 | 0
NO |  | 87 | 2015 | 1 | 15 | 15 |  | Waterford Unit #3 | Waterford Sw. Sta. 0227 | 230 | 0 | Steel Pole | 1.29 | 0 | 1 | 1780 ACSR | 0 | 0 | 0 | 0 | 0 | 0 | 0 | 0 | 0 | 0 | 0 | 0 | 0 | 0 | 0 | 0 | 0 | 0 | 0 | 0 | 0 | 0 | 0 | 12 | 0
NO |  | 87 | 2015 | 1 | 16 | 16 |  | Churchill Sw. Sta. | Waterford 0231 | 230 | 0 | Steel Poles | 27.1 | 2.29 | 1 | 1272 ACSR | 0 | 0 | 0 | 0 | 0 | 0 | 0 | 0 | 0 | 0 | 0 | 0 | 0 | 0 | 0 | 0 | 0 | 0 | 0 | 0 | 0 | 0 | 0 | 12 | 0
NO |  | 87 | 2015 | 1 | 17 | 17 |  | Ninemile | Churchill Sw. Sta. 0235 | 230 | 0 | Steel Pole | 1.76 | 0 | 1 | 1027 ACSR | 0 | 0 | 0 | 0 | 0 | 0 | 0 | 0 | 0 | 0 | 0 | 0 | 0 | 0 | 0 | 0 | 0 | 0 | 0 | 0 | 0 | 0 | 0 | 12 | 0
NO |  | 87 | 2015 | 1 | 18 | 18 |  | Terrebonne | Coteau 0237 | 230 | 0 | Steel Poles | 5 | 0 | 1 | 1780 ACSR | 0 | 0 | 0 | 0 | 0 | 0 | 0 | 0 | 0 | 0 | 0 | 0 | 0 | 0 | 0 | 0 | 0 | 0 | 0 | 0 | 0 | 0 | 0 | 12 | 0
NO |  | 87 | 2015 | 1 | 19 | 19 |  | Little Gypsy | Bayou Steel 0240 | 230 | 0 | Steel Poles | 1.7 | 0.7 | 1 | 1780 ACSR | 0 | 0 | 0 | 0 | 0 | 0 | 0 | 0 | 0 | 0 | 0 | 0 | 0 | 0 | 0 | 0 | 0 | 0 | 0 | 0 | 0 | 0 | 0 | 12 | 0
NO |  | 87 | 2015 | 1 | 20 | 20 |  | Waterford 500 | Waterford 230 | 230 | 0 | Steel Poles | 0.27 | 0 | 1 | 1780 ACSR | 0 | 0 | 0 | 0 | 0 | 0 | 0 | 0 | 0 | 0 | 0 | 0 | 0 | 0 | 0 | 0 | 0 | 0 | 0 | 0 | 0 | 0 | 0 | 12 | 0
NO |  | 87 | 2015 | 1 | 21 | 21 |  | Montgomery | Winnfield 0249 | 230 | 0 | Steel Pole | 23.94 | 0 | 1 | 1780 ACSR | 0 | 0 | 0 | 0 | 0 | 0 | 0 | 0 | 0 | 0 | 0 | 0 | 0 | 0 | 0 | 0 | 0 | 0 | 0 | 0 | 0 | 0 | 0 | 12 | 0
NO |  | 87 | 2015 | 1 | 22 | 22 |  | Ninemile | Southport 0250 | 230 | 0 | Steel Tower | 1.21 | 0 | 1 | 2599 AACSR | 0 | 0 | 0 | 0 | 0 | 0 | 0 | 0 | 0 | 0 | 0 | 0 | 0 | 0 | 0 | 0 | 0 | 0 | 0 | 0 | 0 | 0 | 0 | 12 | 0
NO |  | 87 | 2015 | 1 | 23 | 23 |  | Ninemile | Southport 0251 | 230 | 0 | Steel Tower | 0.05 | 1.28 | 1 | 2599 AACSR | 0 | 0 | 0 | 0 | 0 | 0 | 0 | 0 | 0 | 0 | 0 | 0 | 0 | 0 | 0 | 0 | 0 | 0 | 0 | 0 | 0 | 0 | 0 | 12 | 0
NO |  | 87 | 2015 | 1 | 24 | 24 |  | Grambling | Danville 0253 | 230 | 0 | Steel Pole | 25.53 | 0 | 1 | 1780 ACSR | 0 | 0 | 0 | 0 | 0 | 0 | 0 | 0 | 0 | 0 | 0 | 0 | 0 | 0 | 0 | 0 | 0 | 0 | 0 | 0 | 0 | 0 | 0 | 12 | 0
NO |  | 87 | 2015 | 1 | 25 | 25 |  | Waterford-Raceland | Valentine 0254 | 230 | 0 | Steel Pole | 32.44 | 0 | 1 | 1800 ACSR | 0 | 0 | 0 | 0 | 0 | 0 | 0 | 0 | 0 | 0 | 0 | 0 | 0 | 0 | 0 | 0 | 0 | 0 | 0 | 0 | 0 | 0 | 0 | 12 | 0
NO |  | 87 | 2015 | 1 | 26 | 26 |  | Mt. Olive | Grambling 0257 | 230 | 0 | Steel Pole | 5.78 | 0 | 1 | 1780 ACSR | 0 | 0 | 0 | 0 | 0 | 0 | 0 | 0 | 0 | 0 | 0 | 0 | 0 | 0 | 0 | 0 | 0 | 0 | 0 | 0 | 0 | 0 | 0 | 12 | 0
NO |  | 87 | 2015 | 1 | 27 | 27 |  | Waterford | Frisco 0259 | 230 | 0 | Steel Pole | 12.2 | 1.23 | 1 | 1780 ACSR | 0 | 0 | 0 | 0 | 0 | 0 | 0 | 0 | 0 | 0 | 0 | 0 | 0 | 0 | 0 | 0 | 0 | 0 | 0 | 0 | 0 | 0 | 0 | 12 | 0
NO |  | 87 | 2015 | 1 | 28 | 28 |  | Panama | Conway 0264 | 230 | 0 | Steel Pole | 7.35 | 0 | 1 | 666.6 ACSR | 0 | 0 | 0 | 0 | 0 | 0 | 0 | 0 | 0 | 0 | 0 | 0 | 0 | 0 | 0 | 0 | 0 | 0 | 0 | 0 | 0 | 0 | 0 | 12 | 0
NO |  | 87 | 2015 | 1 | 29 | 29 |  | Panama | Dutch Bayou 0266 | 230 | 0 | Steel Tower | 18.01 | 0 | 1 | 1272 ACSS | 0 | 0 | 0 | 0 | 0 | 0 | 0 | 0 | 0 | 0 | 0 | 0 | 0 | 0 | 0 | 0 | 0 | 0 | 0 | 0 | 0 | 0 | 0 | 12 | 0
NO |  | 87 | 2015 | 1 | 30 | 30 |  | Dutch Bayou | Frisco 0267 | 230 | 0 | Steel Pole | 0.67 | 0 | 1 | 1780 ACSR | 0 | 0 | 0 | 0 | 0 | 0 | 0 | 0 | 0 | 0 | 0 | 0 | 0 | 0 | 0 | 0 | 0 | 0 | 0 | 0 | 0 | 0 | 0 | 12 | 0
NO |  | 87 | 2015 | 1 | 31 | 31 |  | Bayou Labutte | Iberville 0269 | 230 | 0 | Steel Pole | 1.24 | 0 | 1 | 1590 ACSS | 0 | 0 | 0 | 0 | 0 | 0 | 0 | 0 | 0 | 0 | 0 | 0 | 0 | 0 | 0 | 0 | 0 | 0 | 0 | 0 | 0 | 0 | 0 | 12 | 0
NO |  | 87 | 2015 | 1 | 32 | 32 |  | Peters Road | Oakville 0274 | 230 | 0 | Steel Pole | 6.53 | 0 | 1 | 1780 ACSR | 0 | 0 | 0 | 0 | 0 | 0 | 0 | 0 | 0 | 0 | 0 | 0 | 0 | 0 | 0 | 0 | 0 | 0 | 0 | 0 | 0 | 0 | 0 | 12 | 0
NO |  | 87 | 2015 | 1 | 33 | 33 |  | Evergreen | Willow Glenn 0276 | 230 | 0 | Steel Pole | 0 | 4.21 | 1 | 1780 ACSR | 0 | 0 | 0 | 0 | 0 | 0 | 0 | 0 | 0 | 0 | 0 | 0 | 0 | 0 | 0 | 0 | 0 | 0 | 0 | 0 | 0 | 0 | 0 | 12 | 0
NO |  | 87 | 2015 | 1 | 34 | 34 |  | Evergreen | Iberville 0641 | 230 | 0 | Steel Pole | 0.6 | 0 | 1 | 1780 ACSR | 0 | 0 | 0 | 0 | 0 | 0 | 0 | 0 | 0 | 0 | 0 | 0 | 0 | 0 | 0 | 0 | 0 | 0 | 0 | 0 | 0 | 0 | 0 | 12 | 0
NO |  | 87 | 2015 | 1 | 35 | 35 |  | Iberville | Chenango 0646 | 230 | 0 | Steel Pole | 1.87 | 2.87 | 1 | 1780 ACSR | 0 | 0 | 0 | 0 | 0 | 0 | 0 | 0 | 0 | 0 | 0 | 0 | 0 | 0 | 0 | 0 | 0 | 0 | 0 | 0 | 0 | 0 | 0 | 12 | 0
NO |  | 87 | 2015 | 2 | 1 | 1 |  | Holden | Hammond 3528 | 230 | 0 | Wood H | 10.56 | 0 | 1 | 1780 ACSR | 0 | 0 | 0 | 0 | 0 | 0 | 0 | 0 | 0 | 0 | 0 | 0 | 0 | 0 | 0 | 0 | 0 | 0 | 0 | 0 | 0 | 0 | 0 | 12 | 0
NO |  | 87 | 2015 | 2 | 2 | 2 |  | Plaquemines | Derrick 0278 | 230 | 0 | Steel Pole | 2.23 | 0 | 1 | 1780 ACSR | 0 | 0 | 0 | 0 | 0 | 0 | 0 | 0 | 0 | 0 | 0 | 0 | 0 | 0 | 0 | 0 | 0 | 0 | 0 | 0 | 0 | 0 | 0 | 12 | 0
NO |  | 87 | 2015 | 2 | 3 | 3 |  | 230kV Tie Lines |  | 230 | 0 | Steel Pole | 1.94 | 0 | 1 | 1780 ACSR | 0 | 0 | 0 | 0 | 0 | 0 | 0 | 0 | 0 | 0 | 0 | 0 | 0 | 0 | 0 | 0 | 0 | 0 | 0 | 0 | 0 | 0 | 0 | 12 | 0
NO |  | 87 | 2015 | 2 | 4 | 4 |  |  | Total 230kv Lines | 0 | 0 |  | 0 | 0 | 0 |  | 57826705 | 289954147 | 347780852 | 0 | 0 | 0 | 0 | 0 | 0 | 0 | 0 | 0 | 0 | 0 | 0 | 0 | 0 | 0 | 0 | 0 | 0 | 0 | 0 | 12 | 0
NO |  | 87 | 2015 | 2 | 6 | 6 |  |  | Total 138kv Lines | 138 | 0 | Steel Pole | 0.44 | 0 | 0 | 1780 ACSR | 0 | 612829 | 612829 | 0 | 0 | 0 | 0 | 0 | 0 | 0 | 0 | 0 | 0 | 0 | 0 | 0 | 0 | 0 | 0 | 0 | 0 | 0 | 0 | 12 | 0
SI/NO | A | 87 | 2015 | 2 | 8 | 8 |  |  | Total 115kv Lines | 0 | 0 |  | 1520.89 | 138.13 | 0 |  | 56450572 | 383858330 | 440308902 | 0 | 0 | 0 | 8013014.9605 | 0 | 650870274 | 0 | 0 | 0 | 0 | 0 | 0 | 0 | 0 | 0 | 0 | 0 | 0 | 0 | 0 | 12 | 0
SI/NO | A | 87 | 2015 | 2 | 10 | 10 |  |  | Total 69kv Lines | 0 | 0 |  | 31.05 | 0.33 | 0 |  | 41797 | 3573638 | 3615435 | 0 | 0 | 0 | 65795.9324 | 0 | 0 | 0 | 0 | 0 | 0 | 0 | 0 | 0 | 0 | 0 | 0 | 0 | 0 | 0 | 0 | 12 | 0
NO |  | 87 | 2015 | 2 | 15 | 15 |  | Tot Transmission Lines |  | 0 | 0 |  | 0 | 0 | 0 |  | 0 | 0 | 0 | 16950413 | 3637271 | 711055 | 21298739 | 650870277 | 0 | 0 | 0 | 0 | 0 | 0 | 0 | 0 | 0 | 0 | 0 | 0 | 0 | 0 | 0 | 12 | 0
NO |  | 88 | 2015 | 0 | 1 | 1 |  | Mill Creek Sub | Paddy's West Sub | 345 | 345 | ST | 15.94 | 0 | 2 | 954 mcm | 113337 | 5584658 | 5697995 | 0 | 0 | 0 | 0 | 0 | 0 | 0 | 0 | 0 | 0 | 0 | 0 | 0 | 0 | 0 | 0 | 0 | 0 | 0 | 0 | 12 | 1
NO |  | 88 | 2015 | 0 | 2 | 2 |  | Paddy's West Sub | Kenzig Road | 345 | 345 | ST,SP | 5.64 | 0 | 1 | 1024.5 mcm | 102753 | 5694897 | 5797650 | 0 | 0 | 0 | 0 | 0 | 0 | 0 | 0 | 0 | 0 | 0 | 0 | 0 | 0 | 0 | 0 | 0 | 0 | 0 | 0 | 12 | 1
NO |  | 88 | 2015 | 0 | 3 | 3 |  | Trimble County Sub | Clifty Creek Sub | 345 | 345 | ST,WP | 12.35 | 0 | 2 | 954 mcm | 0 | 3517965 | 3517965 | 0 | 0 | 0 | 0 | 0 | 0 | 0 | 0 | 0 | 0 | 0 | 0 | 0 | 0 | 0 | 0 | 0 | 0 | 0 | 0 | 12 | 1
NO |  | 88 | 2015 | 0 | 4 | 4 |  | Blue Lick Sub | Middletown Sub | 345 | 345 | ST | 0.12 | 19.22 | 1 | 954 mcm | 0 | 807000 | 807000 | 0 | 0 | 0 | 0 | 0 | 0 | 0 | 0 | 0 | 0 | 0 | 0 | 0 | 0 | 0 | 0 | 0 | 0 | 0 | 0 | 12 | 1
NO |  | 88 | 2015 | 0 | 5 | 5 |  | Buckner | Wises Landing | 345 | 345 | ST,SP | 0.32 | 13.11 | 1 | 954 mcm | 0 | 2990335 | 2990335 | 0 | 0 | 0 | 0 | 0 | 0 | 0 | 0 | 0 | 0 | 0 | 0 | 0 | 0 | 0 | 0 | 0 | 0 | 0 | 0 | 12 | 1
NO |  | 88 | 2015 | 0 | 6 | 6 |  | Middletown | Buckner | 345 | 345 | ST,SP | 0.16 | 14.13 | 1 | 954 mcm | 0 | 2696216 | 2696216 | 0 | 0 | 0 | 0 | 0 | 0 | 0 | 0 | 0 | 0 | 0 | 0 | 0 | 0 | 0 | 0 | 0 | 0 | 0 | 0 | 12 | 1
NO |  | 88 | 2015 | 0 | 7 | 7 |  | Middletown Sub | Trimble County Sub | 345 | 345 | ST | 27.96 | 0 | 1 | 954 mcm | 479907 | 8519860 | 8999767 | 0 | 0 | 0 | 0 | 0 | 0 | 0 | 0 | 0 | 0 | 0 | 0 | 0 | 0 | 0 | 0 | 0 | 0 | 0 | 0 | 12 | 1
NO |  | 88 | 2015 | 0 | 8 | 8 |  | Mill Creek Sub | Blue Lick Sub | 345 | 345 | ST | 0.24 | 11.8 | 1 | 954 mcm | 0 | 693386 | 693386 | 0 | 0 | 0 | 0 | 0 | 0 | 0 | 0 | 0 | 0 | 0 | 0 | 0 | 0 | 0 | 0 | 0 | 0 | 0 | 0 | 12 | 1
NO |  | 88 | 2015 | 0 | 9 | 9 |  | Mill Creek Sub | Middletown Sub | 345 | 345 | ST | 31.36 | 0 | 1 | 954 mcm | 314954 | 4264302 | 4579256 | 0 | 0 | 0 | 0 | 0 | 0 | 0 | 0 | 0 | 0 | 0 | 0 | 0 | 0 | 0 | 0 | 0 | 0 | 0 | 0 | 12 | 1
NO |  | 88 | 2015 | 0 | 10 | 10 |  | Paddy's Run Sub | T.V.A. Tower | 161 | 161 | ST | 66.16 | 50.25 | 2 | 500 mcm | 98666 | 3204097 | 3302763 | 0 | 0 | 0 | 0 | 0 | 0 | 0 | 0 | 0 | 0 | 0 | 0 | 0 | 0 | 0 | 0 | 0 | 0 | 0 | 0 | 12 | 1
NO |  | 88 | 2015 | 0 | 11 | 11 |  | Appl Park Switching Station | Middletown Sub | 138 | 138 | ST | 0.08 | 12.56 | 1 | 795 mcm | 102525 | 927549 | 1030074 | 0 | 0 | 0 | 0 | 0 | 0 | 0 | 0 | 0 | 0 | 0 | 0 | 0 | 0 | 0 | 0 | 0 | 0 | 0 | 0 | 12 | 1
NO |  | 88 | 2015 | 0 | 12 | 12 |  | Appl Park Switching Station | Ethel Sub | 138 | 138 | WP,ST | 1.95 | 0 | 1 | 795 mcm | 862 | 346118 | 346980 | 0 | 0 | 0 | 0 | 0 | 0 | 0 | 0 | 0 | 0 | 0 | 0 | 0 | 0 | 0 | 0 | 0 | 0 | 0 | 0 | 12 | 1
NO |  | 88 | 2015 | 0 | 13 | 13 |  | Ashbottom Sub | Appl Park Switching Station | 138 | 138 | ST | 4.61 | 1.3 | 1 | 795 mcm | 42502 | 490157 | 532659 | 0 | 0 | 0 | 0 | 0 | 0 | 0 | 0 | 0 | 0 | 0 | 0 | 0 | 0 | 0 | 0 | 0 | 0 | 0 | 0 | 12 | 1
NO |  | 88 | 2015 | 0 | 14 | 14 |  | Grade Lane | Fern Valley Sub | 138 | 138 | ST,SP | 2.79 | 0 | 1 | 795 mcm | 0 | 411830 | 411830 | 0 | 0 | 0 | 0 | 0 | 0 | 0 | 0 | 0 | 0 | 0 | 0 | 0 | 0 | 0 | 0 | 0 | 0 | 0 | 0 | 12 | 1
NO |  | 88 | 2015 | 0 | 15 | 15 |  | Ashbottom | Grade Lane | 138 | 138 | ST,SP | 0.92 | 0 | 1 | 795 mcm | 0 | 186861 | 186861 | 0 | 0 | 0 | 0 | 0 | 0 | 0 | 0 | 0 | 0 | 0 | 0 | 0 | 0 | 0 | 0 | 0 | 0 | 0 | 0 | 12 | 1
NO |  | 88 | 2015 | 0 | 16 | 16 |  | Ashbottom Sub | Manslick Sub | 138 | 138 | WP,ST | 3.43 | 0 | 1 | 795 mcm | 0 | 561066 | 561066 | 0 | 0 | 0 | 0 | 0 | 0 | 0 | 0 | 0 | 0 | 0 | 0 | 0 | 0 | 0 | 0 | 0 | 0 | 0 | 0 | 12 | 1
NO |  | 88 | 2015 | 0 | 17 | 17 |  | Ashby Sub | Pleasure Ridge Park Sub | 138 | 138 | WP,SP,CP | 2.82 | 0 | 1 | 1272 mcm | 0 | 1021519 | 1021519 | 0 | 0 | 0 | 0 | 0 | 0 | 0 | 0 | 0 | 0 | 0 | 0 | 0 | 0 | 0 | 0 | 0 | 0 | 0 | 0 | 12 | 1
NO |  | 88 | 2015 | 0 | 18 | 18 |  | Beargrass Sub | Lyndon South Sub | 138 | 138 | ST | 0.1 | 7.33 | 1 | 795 mcm | 0 | 121582 | 121582 | 0 | 0 | 0 | 0 | 0 | 0 | 0 | 0 | 0 | 0 | 0 | 0 | 0 | 0 | 0 | 0 | 0 | 0 | 0 | 0 | 12 | 1
NO |  | 88 | 2015 | 0 | 19 | 19 |  | Beargrass Sub | Middletown Sub | 138 | 138 | ST | 9.06 | 5.53 | 2 | 795 mcm | 159406 | 1513146 | 1672552 | 0 | 0 | 0 | 0 | 0 | 0 | 0 | 0 | 0 | 0 | 0 | 0 | 0 | 0 | 0 | 0 | 0 | 0 | 0 | 0 | 12 | 1
NO |  | 88 | 2015 | 0 | 20 | 20 |  | Beargrass Sub | Northside Sub | 138 | 138 | ST,SP | 6.37 | 0 | 1 | 1024.5 mcm | 67983 | 3560055 | 3628038 | 0 | 0 | 0 | 0 | 0 | 0 | 0 | 0 | 0 | 0 | 0 | 0 | 0 | 0 | 0 | 0 | 0 | 0 | 0 | 0 | 12 | 1
NO |  | 88 | 2015 | 0 | 21 | 21 |  | Beargrass Sub | Northside Sub | 138 | 138 | ST | 0.23 | 6.11 | 1 | 1024.5 mcm | 6427 | 1210499 | 1216926 | 0 | 0 | 0 | 0 | 0 | 0 | 0 | 0 | 0 | 0 | 0 | 0 | 0 | 0 | 0 | 0 | 0 | 0 | 0 | 0 | 12 | 1
NO |  | 88 | 2015 | 0 | 22 | 22 |  | Breckenridge Sub | Hurstbourne Sub | 138 | 138 | WP,SP,CP | 3.89 | 0.17 | 1 | 1272 mcm | 15419 | 1425739 | 1441158 | 0 | 0 | 0 | 0 | 0 | 0 | 0 | 0 | 0 | 0 | 0 | 0 | 0 | 0 | 0 | 0 | 0 | 0 | 0 | 0 | 12 | 1
NO |  | 88 | 2015 | 0 | 23 | 23 |  | Campground | Cane Run Switching Station | 138 | 138 | ST | 3.08 | 3.29 | 2 | 795 mcm | 8216 | 253452 | 261668 | 0 | 0 | 0 | 0 | 0 | 0 | 0 | 0 | 0 | 0 | 0 | 0 | 0 | 0 | 0 | 0 | 0 | 0 | 0 | 0 | 12 | 1
NO |  | 88 | 2015 | 0 | 24 | 24 |  | Canal Sub | Waterside West | 138 | 138 | ST | 0.23 | 0.87 | 1 | 795 mcm | 0 | 258995 | 258995 | 0 | 0 | 0 | 0 | 0 | 0 | 0 | 0 | 0 | 0 | 0 | 0 | 0 | 0 | 0 | 0 | 0 | 0 | 0 | 0 | 12 | 1
NO |  | 88 | 2015 | 0 | 25 | 25 |  | Cane Run Switching Station | Ashbottom Sub | 138 | 138 | ST | 9.64 | 7.87 | 3 | 795 mcm | 38205 | 1462865 | 1501070 | 0 | 0 | 0 | 0 | 0 | 0 | 0 | 0 | 0 | 0 | 0 | 0 | 0 | 0 | 0 | 0 | 0 | 0 | 0 | 0 | 12 | 1
NO |  | 88 | 2015 | 0 | 26 | 26 |  | Cane Run | Cane Run Switching Station | 138 | 138 | ST,WP | 2.39 | 0 | 2 | 795 mcm | 18788 | 1615888 | 1634676 | 0 | 0 | 0 | 0 | 0 | 0 | 0 | 0 | 0 | 0 | 0 | 0 | 0 | 0 | 0 | 0 | 0 | 0 | 0 | 0 | 12 | 1
NO |  | 88 | 2015 | 0 | 27 | 27 |  | Cane Run | Cane Run Switching Station | 138 | 138 | ST,WP | 2.28 | 0 | 2 | 795 mcm | 0 | 191740 | 191740 | 0 | 0 | 0 | 0 | 0 | 0 | 0 | 0 | 0 | 0 | 0 | 0 | 0 | 0 | 0 | 0 | 0 | 0 | 0 | 0 | 12 | 1
NO |  | 88 | 2015 | 0 | 28 | 28 |  | Cane Run | Cane Run Switching Station | 138 | 138 | ST | 1.37 | 2.26 | 1 | 954 mcm | 0 | 574206 | 574206 | 0 | 0 | 0 | 0 | 0 | 0 | 0 | 0 | 0 | 0 | 0 | 0 | 0 | 0 | 0 | 0 | 0 | 0 | 0 | 0 | 12 | 1
NO |  | 88 | 2015 | 0 | 29 | 29 |  | Cane Run | Cane Run Switching Station | 138 | 138 | ST | 0.11 | 2.19 | 1 | 954 mcm | 0 | 336453 | 336453 | 0 | 0 | 0 | 0 | 0 | 0 | 0 | 0 | 0 | 0 | 0 | 0 | 0 | 0 | 0 | 0 | 0 | 0 | 0 | 0 | 12 | 1
NO |  | 88 | 2015 | 0 | 30 | 30 |  | Cane Run Switching Station | International | 138 | 138 | ST,SP,WP | 2.25 | 0 | 1 | 795 mcm | 0 | 613090 | 613090 | 0 | 0 | 0 | 0 | 0 | 0 | 0 | 0 | 0 | 0 | 0 | 0 | 0 | 0 | 0 | 0 | 0 | 0 | 0 | 0 | 12 | 1
NO |  | 88 | 2015 | 0 | 31 | 31 |  | Centerfield Sub | Trimble County Sub | 138 | 138 | WP,ST | 15.08 | 0.67 | 1 | 795 mcm | 85784 | 1212183 | 1297967 | 0 | 0 | 0 | 0 | 0 | 0 | 0 | 0 | 0 | 0 | 0 | 0 | 0 | 0 | 0 | 0 | 0 | 0 | 0 | 0 | 12 | 1
NO |  | 88 | 2015 | 0 | 32 | 32 |  | Dixie Sub | Algonquin Sub | 138 | 138 | WP,SP | 0.8 | 0 | 1 | 795 mcm | 1446 | 331415 | 332861 | 0 | 0 | 0 | 0 | 0 | 0 | 0 | 0 | 0 | 0 | 0 | 0 | 0 | 0 | 0 | 0 | 0 | 0 | 0 | 0 | 12 | 1
NO |  | 88 | 2015 | 0 | 33 | 33 |  | Ethel Sub | Breckenridge Sub | 138 | 138 | WP,ST,SP | 3.9 | 0 | 1 | 1272 mcm | 27072 | 1179516 | 1206588 | 0 | 0 | 0 | 0 | 0 | 0 | 0 | 0 | 0 | 0 | 0 | 0 | 0 | 0 | 0 | 0 | 0 | 0 | 0 | 0 | 12 | 1
NO |  | 88 | 2015 | 0 | 34 | 34 |  | Fern Valley Sub | Okolona Sub | 138 | 138 | WP,SP | 1.4 | 0 | 1 | 1272 mcm | 0 | 418533 | 418533 | 0 | 0 | 0 | 0 | 0 | 0 | 0 | 0 | 0 | 0 | 0 | 0 | 0 | 0 | 0 | 0 | 0 | 0 | 0 | 0 | 12 | 1
NO |  | 88 | 2015 | 0 | 35 | 35 |  | Fern Valley Sub | Watterson Sub | 138 | 138 | ST | 3.92 | 1.36 | 1 | 795 mcm | 2054 | 57683 | 59737 | 0 | 0 | 0 | 0 | 0 | 0 | 0 | 0 | 0 | 0 | 0 | 0 | 0 | 0 | 0 | 0 | 0 | 0 | 0 | 0 | 12 | 1
NO |  | 88 | 2015 | 0 | 36 | 36 |  | TOTAL |  | 0 | 0 |  | 676.34 | 243.64 | 88 |  | 9343438 | 191829878 | 201173316 | 287353 | 932134 | 19330 | 1238817 | 0 | 0 | 0 | 0 | 0 | 0 | 0 | 0 | 0 | 0 | 0 | 0 | 0 | 0 | 0 | 0 | 12 | 1
NO |  | 88 | 2015 | 1 | 1 | 1 |  | Hurstbourne Sub | Bluegrass Sub | 138 | 138 | SP,WP | 2.02 | 0 | 1 | 1272 mcm | 37300 | 1164786 | 1202086 | 0 | 0 | 0 | 0 | 0 | 0 | 0 | 0 | 0 | 0 | 0 | 0 | 0 | 0 | 0 | 0 | 0 | 0 | 0 | 0 | 12 | 1
NO |  | 88 | 2015 | 1 | 2 | 2 |  | Knob Creek Sub | Tip Top Sub | 138 | 138 | WP,ST,CP | 11.79 | 0 | 1 | 636 mcm | 7955 | 1168965 | 1176920 | 0 | 0 | 0 | 0 | 0 | 0 | 0 | 0 | 0 | 0 | 0 | 0 | 0 | 0 | 0 | 0 | 0 | 0 | 0 | 0 | 12 | 1
NO |  | 88 | 2015 | 1 | 3 | 3 |  | Lyndon South Sub | Middletown Sub | 138 | 138 | ST,SP | 5.58 | 0 | 1 | 795 mcm | 35941 | 4734416 | 4770357 | 0 | 0 | 0 | 0 | 0 | 0 | 0 | 0 | 0 | 0 | 0 | 0 | 0 | 0 | 0 | 0 | 0 | 0 | 0 | 0 | 12 | 1
NO |  | 88 | 2015 | 1 | 4 | 4 |  | Magazine Sub | Hancock Sub | 138 | 138 | SP,WP | 2.38 | 0.04 | 1 | 1272 mcm | 0 | 1805684 | 1805684 | 0 | 0 | 0 | 0 | 0 | 0 | 0 | 0 | 0 | 0 | 0 | 0 | 0 | 0 | 0 | 0 | 0 | 0 | 0 | 0 | 12 | 1
NO |  | 88 | 2015 | 1 | 5 | 5 |  | Magazine Sub | Waterside West | 138 | 138 | ST,SP,WP | 3.38 | 0 | 1 | 795 mcm | 2600 | 1232065 | 1234665 | 0 | 0 | 0 | 0 | 0 | 0 | 0 | 0 | 0 | 0 | 0 | 0 | 0 | 0 | 0 | 0 | 0 | 0 | 0 | 0 | 12 | 1
NO |  | 88 | 2015 | 1 | 6 | 6 |  | Manslick Sub | Mill Creek Sub | 138 | 138 | WP,ST | 10.52 | 0 | 1 | 636 mcm | 16570 | 1488380 | 1504950 | 0 | 0 | 0 | 0 | 0 | 0 | 0 | 0 | 0 | 0 | 0 | 0 | 0 | 0 | 0 | 0 | 0 | 0 | 0 | 0 | 12 | 1
NO |  | 88 | 2015 | 1 | 7 | 7 |  | Middletown Sub | Centerfield Sub | 138 | 138 | WP,ST | 12.26 | 0 | 1 | 795 mcm | 42761 | 880596 | 923357 | 0 | 0 | 0 | 0 | 0 | 0 | 0 | 0 | 0 | 0 | 0 | 0 | 0 | 0 | 0 | 0 | 0 | 0 | 0 | 0 | 12 | 1
NO |  | 88 | 2015 | 1 | 8 | 8 |  | Mill Creek Sub | Ashby Sub | 138 | 138 | WP,SP | 5.56 | 0 | 1 | 1272 mcm | 528 | 1932380 | 1932908 | 0 | 0 | 0 | 0 | 0 | 0 | 0 | 0 | 0 | 0 | 0 | 0 | 0 | 0 | 0 | 0 | 0 | 0 | 0 | 0 | 12 | 1
NO |  | 88 | 2015 | 1 | 9 | 9 |  | Mill Creek Sub | Knob Creek Sub | 138 | 138 | WP,ST | 2.8 | 3.59 | 1 | 636 mcm | 10855 | 411925 | 422780 | 0 | 0 | 0 | 0 | 0 | 0 | 0 | 0 | 0 | 0 | 0 | 0 | 0 | 0 | 0 | 0 | 0 | 0 | 0 | 0 | 12 | 1
NO |  | 88 | 2015 | 1 | 10 | 10 |  | Mill Creek Sub | Kosmosdale Prim. Meter Stn. | 138 | 138 | WP,ST | 1.27 | 0.44 | 2 | 840.2 mcm | 0 | 752735 | 752735 | 0 | 0 | 0 | 0 | 0 | 0 | 0 | 0 | 0 | 0 | 0 | 0 | 0 | 0 | 0 | 0 | 0 | 0 | 0 | 0 | 12 | 1
NO |  | 88 | 2015 | 1 | 11 | 11 |  | Mud Lane Sub | Blue Lick Sub | 138 | 138 | SP,WP | 5.45 | 0 | 1 | 840.2 mcm | 46432 | 2601256 | 2647688 | 0 | 0 | 0 | 0 | 0 | 0 | 0 | 0 | 0 | 0 | 0 | 0 | 0 | 0 | 0 | 0 | 0 | 0 | 0 | 0 | 12 | 1
NO |  | 88 | 2015 | 1 | 12 | 12 |  | Okolona Sub | Mud Lane Sub | 138 | 138 | WP,ST | 3.86 | 0.18 | 1 | 1272 mcm | 79825 | 1363940 | 1443765 | 0 | 0 | 0 | 0 | 0 | 0 | 0 | 0 | 0 | 0 | 0 | 0 | 0 | 0 | 0 | 0 | 0 | 0 | 0 | 0 | 12 | 1
NO |  | 88 | 2015 | 1 | 13 | 13 |  | Paddy's Run Sub | Campground | 138 | 138 | ST | 0.45 | 0 | 1 | 795 mcm | 1455 | 64918 | 66373 | 0 | 0 | 0 | 0 | 0 | 0 | 0 | 0 | 0 | 0 | 0 | 0 | 0 | 0 | 0 | 0 | 0 | 0 | 0 | 0 | 12 | 1
NO |  | 88 | 2015 | 1 | 14 | 14 |  | Paddy's Run Sub | Dixie Sub | 138 | 138 | WP,SP | 3.58 | 0 | 1 | 795 mcm | 27351 | 937836 | 965187 | 0 | 0 | 0 | 0 | 0 | 0 | 0 | 0 | 0 | 0 | 0 | 0 | 0 | 0 | 0 | 0 | 0 | 0 | 0 | 0 | 12 | 1
NO |  | 88 | 2015 | 1 | 15 | 15 |  | Paddy's Run Sub | Ohio Falls Sub | 138 | 138 | ST | 12.41 | 0.39 | 3 | 300 mcm | 81226 | 3682734 | 3763960 | 0 | 0 | 0 | 0 | 0 | 0 | 0 | 0 | 0 | 0 | 0 | 0 | 0 | 0 | 0 | 0 | 0 | 0 | 0 | 0 | 12 | 1
NO |  | 88 | 2015 | 1 | 16 | 16 |  | Paddy's Run Sub | Paddy's West Sub | 138 | 138 | ST | 0.69 | 0.12 | 2 | 954 mcm | 2763 | 421996 | 424759 | 0 | 0 | 0 | 0 | 0 | 0 | 0 | 0 | 0 | 0 | 0 | 0 | 0 | 0 | 0 | 0 | 0 | 0 | 0 | 0 | 12 | 1
NO |  | 88 | 2015 | 1 | 17 | 17 |  | Plainview Sub | Hurstbourne Sub | 138 | 138 | WP,SP | 2.18 | 0 | 1 | 1272 mcm | 3591 | 766819 | 770410 | 0 | 0 | 0 | 0 | 0 | 0 | 0 | 0 | 0 | 0 | 0 | 0 | 0 | 0 | 0 | 0 | 0 | 0 | 0 | 0 | 12 | 1
NO |  | 88 | 2015 | 1 | 18 | 18 |  | Paddy's West Sub | PSI Connection Gallagher | 138 | 138 | SP | 0.42 | 0 | 1 | 954 mcm | 0 | 219011 | 219011 | 0 | 0 | 0 | 0 | 0 | 0 | 0 | 0 | 0 | 0 | 0 | 0 | 0 | 0 | 0 | 0 | 0 | 0 | 0 | 0 | 12 | 1
NO |  | 88 | 2015 | 1 | 19 | 19 |  | Northside Sub | Clifty Creek Sub | 138 | 138 | ST,WP | 32.54 | 0 | 1 | 336.4 mcm | 73852 | 1550541 | 1624393 | 0 | 0 | 0 | 0 | 0 | 0 | 0 | 0 | 0 | 0 | 0 | 0 | 0 | 0 | 0 | 0 | 0 | 0 | 0 | 0 | 12 | 1
NO |  | 88 | 2015 | 1 | 20 | 20 |  | Northside Sub | Tower No. 43 at P.S.I. | 0 | 0 |  | 0 | 0 | 0 |  | 0 | 0 | 0 | 0 | 0 | 0 | 0 | 0 | 0 | 0 | 0 | 0 | 0 | 0 | 0 | 0 | 0 | 0 | 0 | 0 | 0 | 0 | 0 | 12 | 1
NO |  | 88 | 2015 | 1 | 21 | 21 |  |  | Connection | 138 | 138 | ST | 0.19 | 0.04 | 1 | 954 mcm | 0 | 45884 | 45884 | 0 | 0 | 0 | 0 | 0 | 0 | 0 | 0 | 0 | 0 | 0 | 0 | 0 | 0 | 0 | 0 | 0 | 0 | 0 | 0 | 12 | 1
NO |  | 88 | 2015 | 1 | 22 | 22 |  | Clifty Creek Sub | Tower No.220 Connection | 0 | 0 |  | 0 | 0 | 0 |  | 0 | 0 | 0 | 0 | 0 | 0 | 0 | 0 | 0 | 0 | 0 | 0 | 0 | 0 | 0 | 0 | 0 | 0 | 0 | 0 | 0 | 0 | 0 | 12 | 1
NO |  | 88 | 2015 | 1 | 23 | 23 |  |  | with CG&E Co. | 138 | 138 | ST | 4.24 | 2.5 | 1 | 336.4 mcm | 22743 | 889814 | 912557 | 0 | 0 | 0 | 0 | 0 | 0 | 0 | 0 | 0 | 0 | 0 | 0 | 0 | 0 | 0 | 0 | 0 | 0 | 0 | 0 | 12 | 1
NO |  | 88 | 2015 | 1 | 24 | 24 |  | Watterson Sub | Middletown Sub | 138 | 138 | ST,WP | 7.2 | 0.22 | 1 | 840.2 mcm | 0 | 361979 | 361979 | 0 | 0 | 0 | 0 | 0 | 0 | 0 | 0 | 0 | 0 | 0 | 0 | 0 | 0 | 0 | 0 | 0 | 0 | 0 | 0 | 12 | 1
NO |  | 88 | 2015 | 1 | 25 | 25 |  | Tip Top Sub | Cloverport Sub | 138 | 138 | WP,SP,ST | 32.81 | 2.74 | 1 | 397.5 mcm | 48020 | 2378933 | 2426953 | 0 | 0 | 0 | 0 | 0 | 0 | 0 | 0 | 0 | 0 | 0 | 0 | 0 | 0 | 0 | 0 | 0 | 0 | 0 | 0 | 12 | 1
NO |  | 88 | 2015 | 1 | 26 | 26 |  | Waterside West | Beargrass Sub | 138 | 138 | ST,SP | 2.08 | 0 | 2 | 795 mcm | 17950 | 567097 | 585047 | 0 | 0 | 0 | 0 | 0 | 0 | 0 | 0 | 0 | 0 | 0 | 0 | 0 | 0 | 0 | 0 | 0 | 0 | 0 | 0 | 12 | 1
NO |  | 88 | 2015 | 1 | 27 | 27 |  | Waterside West | Beargrass Sub | 138 | 138 | SP | 0.25 | 1.81 | 1 | 795 mcm | 0 | 913129 | 913129 | 0 | 0 | 0 | 0 | 0 | 0 | 0 | 0 | 0 | 0 | 0 | 0 | 0 | 0 | 0 | 0 | 0 | 0 | 0 | 0 | 12 | 1
NO |  | 88 | 2015 | 1 | 28 | 28 |  | Mill Creek Sub | Cane Run Sub | 138 | 138 | ST,SP | 1.55 | 13.15 | 1 | 954 mcm | 20979 | 1089717 | 1110696 | 0 | 0 | 0 | 0 | 0 | 0 | 0 | 0 | 0 | 0 | 0 | 0 | 0 | 0 | 0 | 0 | 0 | 0 | 0 | 0 | 12 | 1
NO |  | 88 | 2015 | 1 | 29 | 29 |  | Mill Creek | East Fort Knox | 345 | 345 | HF,ST | 6.89 | 0 | 1 | 954 mcm | 941552 | 8321901 | 9263453 | 0 | 0 | 0 | 0 | 0 | 0 | 0 | 0 | 0 | 0 | 0 | 0 | 0 | 0 | 0 | 0 | 0 | 0 | 0 | 0 | 12 | 1
NO |  | 88 | 2015 | 1 | 30 | 30 |  | Middletown | Old Henry | 138 | 138 | ST | 3.76 | 0 | 1 | 954 mcm | 0 | 3435988 | 3435988 | 0 | 0 | 0 | 0 | 0 | 0 | 0 | 0 | 0 | 0 | 0 | 0 | 0 | 0 | 0 | 0 | 0 | 0 | 0 | 0 | 12 | 1
NO |  | 88 | 2015 | 1 | 31 | 31 |  | Old Henry | Collins | 138 | 138 | SP | 3.8 | 0.2 | 1 | 954 mcm | 10100 | 416299 | 426399 | 0 | 0 | 0 | 0 | 0 | 0 | 0 | 0 | 0 | 0 | 0 | 0 | 0 | 0 | 0 | 0 | 0 | 0 | 0 | 0 | 12 | 1
NO |  | 88 | 2015 | 1 | 32 | 32 |  | Trimble County | Speed | 345 | 345 | ST,SP | 2.48 | 0 | 1 | 954 mcm | 188845 | 15468099 | 15656944 | 0 | 0 | 0 | 0 | 0 | 0 | 0 | 0 | 0 | 0 | 0 | 0 | 0 | 0 | 0 | 0 | 0 | 0 | 0 | 0 | 12 | 1
NO |  | 88 | 2015 | 1 | 33 | 33 |  | Trimble County | Ghent | 345 | 345 | ST,SP | 0.04 | 2.44 | 1 | 954 mcm | 389275 | 1357164 | 1746439 | 0 | 0 | 0 | 0 | 0 | 0 | 0 | 0 | 0 | 0 | 0 | 0 | 0 | 0 | 0 | 0 | 0 | 0 | 0 | 0 | 12 | 1
NO |  | 88 | 2015 | 1 | 34 | 34 |  | Kenzig Road | Northside | 345 | 345 | ST,SP | 9.19 | 0.31 | 1 | 954 mcm | 0 | 1396543 | 1396543 | 0 | 0 | 0 | 0 | 0 | 0 | 0 | 0 | 0 | 0 | 0 | 0 | 0 | 0 | 0 | 0 | 0 | 0 | 0 | 0 | 12 | 1
NO |  | 88 | 2015 | 1 | 35 | 35 |  | Kenzig Road | Speed Tap | 345 | 345 | SP | 0.86 | 0 | 1 | 954 mcm | 0 | 4180014 | 4180014 | 0 | 0 | 0 | 0 | 0 | 0 | 0 | 0 | 0 | 0 | 0 | 0 | 0 | 0 | 0 | 0 | 0 | 0 | 0 | 0 | 12 | 1
NO |  | 88 | 2015 | 2 | 1 | 1 |  | Kenzig Road | Ramsey Tap | 345 | 345 | SP | 0.07 | 0.8 | 1 | 954 mcm | 0 | 4180014 | 4180014 | 0 | 0 | 0 | 0 | 0 | 0 | 0 | 0 | 0 | 0 | 0 | 0 | 0 | 0 | 0 | 0 | 0 | 0 | 0 | 0 | 12 | 1
NO |  | 88 | 2015 | 2 | 2 | 2 |  | Overhead Lines under |  | 0 | 0 |  | 0 | 0 | 0 |  | 0 | 0 | 0 | 0 | 0 | 0 | 0 | 0 | 0 | 0 | 0 | 0 | 0 | 0 | 0 | 0 | 0 | 0 | 0 | 0 | 0 | 0 | 0 | 12 | 1
SI/NO | A | 88 | 2015 | 2 | 3 | 3 |  | 132KV |  | 69 | 69 | WP,ST | 232.12 | 54.65 | 0 | Various | 5546663 | 52643985 | 58190648 | 0 | 0 | 0 | 1058989.5659 | 0 | 0 | 0 | 0 | 0 | 0 | 0 | 0 | 0 | 0 | 0 | 0 | 0 | 0 | 0 | 0 | 12 | 1
NO |  | 88 | 2015 | 2 | 4 | 4 |  | Ashbottom Sub | Grade Lane Sub | 138 | 138 | Undg. (26) | 0.58 | 0 | 1 | 1500 Kcmil cu | 0 | 1042460 | 1042460 | 0 | 0 | 0 | 0 | 0 | 0 | 0 | 0 | 0 | 0 | 0 | 0 | 0 | 0 | 0 | 0 | 0 | 0 | 0 | 0 | 12 | 1
NO |  | 88 | 2015 | 2 | 5 | 5 |  | Waterside West | Canal Sub | 138 | 138 | Undg. (26) | 0.75 | 0 | 1 | 1750 mcm ho | 0 | 584760 | 584760 | 0 | 0 | 0 | 0 | 0 | 0 | 0 | 0 | 0 | 0 | 0 | 0 | 0 | 0 | 0 | 0 | 0 | 0 | 0 | 0 | 12 | 1
NO |  | 88 | 2015 | 2 | 6 | 6 |  | Magazine Sub | Waterside West | 138 | 138 | Undg. (26) | 0.75 | 0 | 1 | 1500 mcm ho | 0 | 584626 | 584626 | 0 | 0 | 0 | 0 | 0 | 0 | 0 | 0 | 0 | 0 | 0 | 0 | 0 | 0 | 0 | 0 | 0 | 0 | 0 | 0 | 12 | 1
NO |  | 88 | 2015 | 2 | 7 | 7 |  | Waterside West | Beargrass Sub | 138 | 138 | Undg. (26) | 0.93 | 0 | 1 | 1500 mcm cu | 0 | 1659275 | 1659275 | 0 | 0 | 0 | 0 | 0 | 0 | 0 | 0 | 0 | 0 | 0 | 0 | 0 | 0 | 0 | 0 | 0 | 0 | 0 | 0 | 12 | 1
NO |  | 88 | 2015 | 2 | 8 | 8 |  | Waterside West | Beargrass Sub | 138 | 138 | Undg. (26) | 0.93 | 0 | 1 | 1500 mcm ho | 0 | 1465974 | 1465974 | 0 | 0 | 0 | 0 | 0 | 0 | 0 | 0 | 0 | 0 | 0 | 0 | 0 | 0 | 0 | 0 | 0 | 0 | 0 | 0 | 12 | 1
NO |  | 88 | 2015 | 2 | 9 | 9 |  | Underground Lines under |  | 0 | 0 |  | 0 | 0 | 0 |  | 0 | 0 | 0 | 0 | 0 | 0 | 0 | 0 | 0 | 0 | 0 | 0 | 0 | 0 | 0 | 0 | 0 | 0 | 0 | 0 | 0 | 0 | 0 | 12 | 1
SI/NO | S | 88 | 2015 | 2 | 10 | 10 |  | 132KV |  | 69 | 69 | Undg. (26) | 2.78 | 0 | 0 | Various | 0 | 3410384 | 3410384 | 0 | 0 | 0 | 62064.2869 | 0 | 0 | 0 | 0 | 0 | 0 | 0 | 0 | 0 | 0 | 0 | 0 | 0 | 0 | 0 | 0 | 12 | 1
NO |  | 88 | 2015 | 2 | 34 | 34 |  | Exp Applicable to All Lines |  | 0 | 0 |  | 0 | 0 | 0 |  | 0 | 0 | 0 | 287353 | 932134 | 19330 | 1238817 | 0 | 0 | 0 | 0 | 0 | 0 | 0 | 0 | 0 | 0 | 0 | 0 | 0 | 0 | 0 | 0 | 12 | 1
NO |  | 90 | 2015 | 0 | 1 | 1 |  | Orient - at USA and Canada |  | 0 | 0 |  | 0 | 0 | 0 |  | 0 | 0 | 0 | 0 | 0 | 0 | 0 | 0 | 0 | 0 | 0 | 0 | 0 | 0 | 0 | 0 | 0 | 0 | 0 | 0 | 0 | 0 | 0 | 12 | 0
NO |  | 90 | 2015 | 0 | 2 | 2 |  | Border | Wiscasset | 345 | 345 | Wood H-Frame | 176.44 | 0 | 2 | 850.8 MCMACSR | 0 | 0 | 0 | 0 | 0 | 0 | 0 | 0 | 0 | 0 | 0 | 0 | 0 | 0 | 0 | 0 | 0 | 0 | 0 | 0 | 0 | 0 | 0 | 12 | 0
NO |  | 90 | 2015 | 0 | 3 | 3 |  |  |  | 0 | 0 | Steel Tower | 2.5 | 3 | 2 | 900 MCMACSR | 519124 | 37984261 | 38503385 | 0 | 0 | 0 | 0 | 0 | 0 | 0 | 0 | 0 | 0 | 0 | 0 | 0 | 0 | 0 | 0 | 0 | 0 | 0 | 0 | 12 | 0
NO |  | 90 | 2015 | 0 | 36 | 36 |  | TOTAL |  | 0 | 0 |  | 178.94 | 3 | 4 |  | 519124 | 37984261 | 38503385 | 0 | 0 | 0 | 0 | 0 | 0 | 0 | 0 | 0 | 0 | 0 | 0 | 0 | 0 | 0 | 0 | 0 | 0 | 0 | 0 | 12 | 0
NO |  | 93 | 2015 | 0 | 1 | 1 |  | Various |  | 115 | 115 | various | 122.06 | 0 | 40 |  | 0 | 0 | 0 | 0 | 0 | 0 | 0 | 0 | 0 | 0 | 0 | 0 | 0 | 0 | 0 | 0 | 0 | 0 | 0 | 0 | 0 | 0 | 0 | 12 | 1
NO |  | 93 | 2015 | 0 | 2 | 2 |  | Various |  | 69 | 69 | various | 21.99 | 0 | 6 |  | 0 | 0 | 0 | 0 | 0 | 0 | 0 | 0 | 0 | 0 | 0 | 0 | 0 | 0 | 0 | 0 | 0 | 0 | 0 | 0 | 0 | 0 | 0 | 12 | 1
NO |  | 93 | 2015 | 0 | 3 | 3 |  | Various |  | 46 | 46 |  | 26.82 | 0 | 0 |  | 0 | 0 | 0 | 0 | 0 | 0 | 0 | 0 | 0 | 0 | 0 | 0 | 0 | 0 | 0 | 0 | 0 | 0 | 0 | 0 | 0 | 0 | 0 | 12 | 1
NO |  | 93 | 2015 | 0 | 4 | 4 |  | Various |  | 34.5 | 34.5 |  | 5.52 | 0 | 0 |  | 0 | 0 | 0 | 0 | 0 | 0 | 0 | 0 | 0 | 0 | 0 | 0 | 0 | 0 | 0 | 0 | 0 | 0 | 0 | 0 | 0 | 0 | 0 | 12 | 1
NO |  | 93 | 2015 | 0 | 5 | 5 |  | Various |  | 23 | 23 |  | 687.21 | 0 | 0 |  | 0 | 0 | 0 | 0 | 0 | 0 | 0 | 0 | 0 | 0 | 0 | 0 | 0 | 0 | 0 | 0 | 0 | 0 | 0 | 0 | 0 | 0 | 0 | 12 | 1
NO |  | 93 | 2015 | 0 | 6 | 6 |  | Various | less than 23 | 23 | 23 |  | 277.28 | 0 | 0 |  | 0 | 0 | 0 | 249187 | 1410799 | 13945 | 1673931 | 0 | 0 | 0 | 0 | 0 | 0 | 0 | 0 | 0 | 0 | 0 | 0 | 0 | 0 | 0 | 0 | 12 | 1
NO |  | 93 | 2015 | 0 | 7 | 7 |  | All Lines |  | 0 | 0 |  | 0 | 0 | 0 |  | 964523 | 57377901 | 58342424 | 0 | 0 | 0 | 0 | 0 | 0 | 0 | 0 | 0 | 0 | 0 | 0 | 0 | 0 | 0 | 0 | 0 | 0 | 0 | 0 | 12 | 1
SI/SI | A | 93 | 2015 | 0 | 36 | 36 |  | TOTAL |  | 0 | 0 |  | 1140.88 | 0 | 46 |  | 964523 | 57377901 | 58342424 | 249187 | 1410799 | 13945 | 1673931 | 0 | 0 | 0 | 0 | 0 | 0 | 0 | 0 | 0 | 0 | 0 | 0 | 0 | 0 | 0 | 0 | 12 | 1
NO |  | 95 | 2015 | 0 | 1 | 1 |  | AVS | Charlie Creek | 345 | 345 | 3 | 26.57 | 0 | 1 | 2306.2 KcMIL | 0 | 0 | 0 | 0 | 0 | 0 | 0 | 0 | 0 | 0 | 0 | 0 | 0 | 0 | 0 | 0 | 0 | 0 | 0 | 0 | 0 | 0 | 0 | 12 | 1
NO |  | 95 | 2015 | 0 | 2 | 2 |  | Coyote | Center | 345 | 345 | 2 | 11.43 | 0 | 1 | 2-954 MCM | 0 | 0 | 0 | 0 | 0 | 0 | 0 | 0 | 0 | 0 | 0 | 0 | 0 | 0 | 0 | 0 | 0 | 0 | 0 | 0 | 0 | 0 | 0 | 12 | 1
NO |  | 95 | 2015 | 0 | 3 | 3 |  | Coyote Switch Yard |  | 345 | 345 | 2 | 1.04 | 0 | 1 | 2-954 MCM | 0 | 0 | 0 | 0 | 0 | 0 | 0 | 0 | 0 | 0 | 0 | 0 | 0 | 0 | 0 | 0 | 0 | 0 | 0 | 0 | 0 | 0 | 0 | 12 | 1
NO |  | 95 | 2015 | 0 | 4 | 4 |  | Center | Jamestown | 345 | 345 | 2 | 10.69 | 0 | 1 | 2-1272 MCM | 0 | 0 | 0 | 0 | 0 | 0 | 0 | 0 | 650950172 | 0 | 0 | 0 | 0 | 0 | 0 | 0 | 0 | 0 | 0 | 0 | 0 | 0 | 0 | 12 | 1
NO |  | 95 | 2015 | 0 | 5 | 5 |  | Big Stone Plant | Sisseton | 230 | 230 | 2 | 47.55 | 0 | 1 | 954 MCM | 0 | 0 | 0 | 0 | 0 | 0 | 0 | 0 | 0 | 0 | 0 | 0 | 0 | 0 | 0 | 0 | 0 | 0 | 0 | 0 | 0 | 0 | 0 | 12 | 1
NO |  | 95 | 2015 | 0 | 6 | 6 |  | Heskett Station | East Bismarck | 230 | 230 | 2 | 10.49 | 0 | 1 | 795 MCM | 0 | 0 | 0 | 0 | 0 | 0 | 0 | 0 | 0 | 0 | 0 | 0 | 0 | 0 | 0 | 0 | 0 | 0 | 0 | 0 | 0 | 0 | 0 | 12 | 1
NO |  | 95 | 2015 | 0 | 7 | 7 |  | Bismarck | Wishek | 230 | 230 | 2 | 67.41 | 0 | 1 | 795 MCM | 0 | 0 | 0 | 0 | 0 | 0 | 0 | 0 | 0 | 0 | 0 | 0 | 0 | 0 | 0 | 0 | 0 | 0 | 0 | 0 | 0 | 0 | 0 | 12 | 1
NO |  | 95 | 2015 | 0 | 8 | 8 |  | Wishek | Ellendale | 230 | 230 | 2 | 54.99 | 0 | 1 | 795 MCM | 0 | 0 | 0 | 0 | 0 | 0 | 0 | 0 | 0 | 0 | 0 | 0 | 0 | 0 | 0 | 0 | 0 | 0 | 0 | 0 | 0 | 0 | 0 | 12 | 1
NO |  | 95 | 2015 | 0 | 9 | 9 |  | Heskett Station | WAPA Tie | 230 | 230 | 2 | 1.15 | 0 | 1 | 954 MCM | 0 | 0 | 0 | 0 | 0 | 0 | 0 | 0 | 0 | 0 | 0 | 0 | 0 | 0 | 0 | 0 | 0 | 0 | 0 | 0 | 0 | 0 | 0 | 12 | 1
NO |  | 95 | 2015 | 0 | 10 | 10 |  | Montana Border | South Dakota Border | 230 | 230 | 2 | 86.19 | 0 | 1 | 954 MCM | 0 | 0 | 0 | 0 | 0 | 0 | 0 | 0 | 0 | 0 | 0 | 0 | 0 | 0 | 0 | 0 | 0 | 0 | 0 | 0 | 0 | 0 | 0 | 12 | 1
NO |  | 95 | 2015 | 0 | 11 | 11 |  | Merricourt Windfarm | Ellendale | 230 | 230 | 2 | 29.69 | 0 | 1 | 954 MCM | 0 | 0 | 0 | 0 | 0 | 0 | 0 | 0 | 0 | 0 | 0 | 0 | 0 | 0 | 0 | 0 | 0 | 0 | 0 | 0 | 0 | 0 | 0 | 12 | 1
NO |  | 95 | 2015 | 0 | 13 | 13 |  | Lines Below 132 Kilovolts |  | 115 | 115 | 2 | 618.86 | 4.12 | 0 | Various | 0 | 0 | 0 | 0 | 0 | 0 | 0 | 0 | 0 | 0 | 0 | 0 | 0 | 0 | 650950173 | 0 | 0 | 0 | 0 | 0 | 0 | 0 | 0 | 12 | 1
NO |  | 95 | 2015 | 0 | 14 | 14 |  |  |  | 69 | 69 | Various | 92.41 | 1.33 | 1 | Various | 0 | 0 | 0 | 0 | 0 | 0 | 0 | 0 | 0 | 0 | 0 | 0 | 0 | 0 | 0 | 0 | 0 | 0 | 0 | 0 | 0 | 0 | 0 | 12 | 1
NO |  | 95 | 2015 | 0 | 15 | 15 |  |  |  | 41.6 | 69 | 2 | 86.44 | 17.19 | 1 | 4/0 ACSR | 0 | 0 | 0 | 0 | 0 | 0 | 0 | 0 | 0 | 0 | 0 | 0 | 0 | 0 | 0 | 0 | 0 | 0 | 0 | 0 | 0 | 0 | 0 | 12 | 1
NO |  | 95 | 2015 | 0 | 16 | 16 |  |  |  | 57 | 69 | 2 | 3.34 | 0 | 1 | 4/0 ACSR | 0 | 0 | 0 | 0 | 0 | 0 | 0 | 0 | 0 | 0 | 0 | 0 | 0 | 0 | 0 | 0 | 0 | 0 | 0 | 0 | 0 | 0 | 0 | 12 | 1
NO |  | 95 | 2015 | 0 | 17 | 17 |  |  |  | 57 | 60 | Various | 899.19 | 0.89 | 1 | Various | 0 | 0 | 0 | 0 | 0 | 0 | 0 | 0 | 0 | 0 | 0 | 0 | 0 | 0 | 0 | 0 | 0 | 0 | 0 | 0 | 0 | 0 | 0 | 12 | 1
NO |  | 95 | 2015 | 0 | 18 | 18 |  |  |  | 33 | 60 | 1 | 17.78 | 0 | 1 | 4/0 ACSR | 0 | 0 | 0 | 0 | 0 | 0 | 0 | 0 | 0 | 0 | 0 | 0 | 0 | 0 | 0 | 0 | 0 | 0 | 0 | 0 | 0 | 0 | 0 | 12 | 1
NO |  | 95 | 2015 | 0 | 19 | 19 |  |  |  | 57 | 57 | 1 | 2.61 | 0 | 2 | 4/0 ACSR | 0 | 0 | 0 | 0 | 0 | 0 | 0 | 0 | 0 | 0 | 0 | 0 | 0 | 0 | 0 | 0 | 0 | 0 | 0 | 0 | 0 | 0 | 0 | 12 | 1
NO |  | 95 | 2015 | 0 | 20 | 20 |  |  |  | 41.6 | 0 | Various | 1044.78 | 23.29 | 0 | Various | 0 | 0 | 0 | 0 | 0 | 0 | 0 | 0 | 0 | 0 | 650950174 | 0 | 0 | 0 | 650950175 | 0 | 0 | 0 | 0 | 0 | 0 | 0 | 0 | 12 | 1
NO |  | 95 | 2015 | 0 | 21 | 21 |  |  |  | 33 | 35 | 1 | 28.99 | 0 | 1 | Various | 0 | 0 | 0 | 0 | 0 | 0 | 0 | 0 | 0 | 0 | 0 | 0 | 0 | 0 | 0 | 0 | 0 | 0 | 0 | 0 | 0 | 0 | 0 | 12 | 1
NO |  | 95 | 2015 | 0 | 23 | 23 |  |  |  | 0 | 0 |  | 0 | 0 | 0 |  | 2947367 | 127640970 | 130588337 | 4189638 | 1015926 | 2005700 | 7211264 | 0 | 0 | 0 | 0 | 0 | 0 | 0 | 0 | 0 | 650950176 | 650950177 | 650950178 | 650950179 | 650950180 | 650950181 | 0 | 12 | 1
NO |  | 95 | 2015 | 0 | 36 | 36 |  | TOTAL |  | 0 | 0 |  | 3141.6 | 46.82 | 19 |  | 2947367 | 127640970 | 130588337 | 4189638 | 1015926 | 2005700 | 7211264 | 0 | 0 | 0 | 0 | 0 | 0 | 0 | 0 | 0 | 0 | 0 | 0 | 0 | 0 | 0 | 0 | 12 | 1
NO |  | 96 | 2015 | 0 | 1 | 1 |  | Alburtis | Branchburg | 500 | 500 | Steel Tower | 5.02 | 0 | 1 | 2493 ACAR | 0 | 0 | 0 | 0 | 0 | 0 | 0 | 0 | 0 | 0 | 0 | 0 | 0 | 0 | 0 | 0 | 0 | 0 | 0 | 0 | 0 | 0 | 0 | 12 | 1
NO |  | 96 | 2015 | 0 | 2 | 2 |  | Conastone | Hunterstown | 500 | 500 | Steel Tower | 40.15 | 0 | 1 | 2493 ACAR | 0 | 0 | 0 | 0 | 0 | 0 | 0 | 0 | 0 | 0 | 0 | 0 | 0 | 0 | 0 | 0 | 0 | 0 | 0 | 0 | 0 | 0 | 0 | 12 | 1
NO |  | 96 | 2015 | 0 | 3 | 3 |  | Conemaugh | Hunterstown | 500 | 500 | Steel Tower | 112.02 | 0 | 1 | 2493 ACAR | 0 | 0 | 0 | 0 | 0 | 0 | 0 | 0 | 0 | 0 | 0 | 0 | 0 | 0 | 0 | 0 | 0 | 0 | 0 | 0 | 0 | 0 | 0 | 12 | 1
NO |  | 96 | 2015 | 0 | 4 | 4 |  | Juniata | Three Mile Island | 500 | 500 | Steel Tower | 27.22 | 0 | 1 | 2493 ACAR | 0 | 0 | 0 | 0 | 0 | 0 | 0 | 0 | 0 | 0 | 0 | 0 | 0 | 0 | 0 | 0 | 0 | 0 | 0 | 0 | 0 | 0 | 0 | 12 | 1
NO |  | 96 | 2015 | 0 | 5 | 5 |  | Juniata | Alburtis | 500 | 500 | Steel Tower | 60.86 | 0 | 1 | 2493 ACAR | 0 | 0 | 0 | 0 | 0 | 0 | 0 | 0 | 0 | 0 | 0 | 0 | 0 | 0 | 0 | 0 | 0 | 0 | 0 | 0 | 0 | 0 | 0 | 12 | 1
NO |  | 96 | 2015 | 0 | 6 | 6 |  | Three Mile Island | Hosensack | 500 | 500 | Steel Tower | 74.7 | 0 | 1 | 2493 ACAR | 0 | 0 | 0 | 0 | 0 | 0 | 0 | 0 | 0 | 0 | 0 | 0 | 0 | 0 | 0 | 0 | 0 | 0 | 0 | 0 | 0 | 0 | 0 | 12 | 1
NO |  | 96 | 2015 | 0 | 7 | 7 |  | Three Mile Island | Peach Bottom | 500 | 500 | Steel Tower | 18.34 | 0 | 1 | 2493 ACAR | 0 | 0 | 0 | 0 | 0 | 0 | 0 | 0 | 0 | 0 | 0 | 0 | 0 | 0 | 0 | 0 | 0 | 0 | 0 | 0 | 0 | 0 | 0 | 12 | 1
NO |  | 96 | 2015 | 0 | 8 | 8 |  |  |  | 0 | 0 |  | 0 | 0 | 0 |  | 9554106 | 37894598 | 47448704 | 0 | 0 | 0 | 0 | 0 | 0 | 0 | 0 | 0 | 0 | 0 | 0 | 0 | 0 | 0 | 0 | 0 | 0 | 0 | 0 | 12 | 1
NO |  | 96 | 2015 | 0 | 9 | 9 |  | Total 500 KV Lines |  | 0 | 0 |  | 338.31 | 0 | 7 |  | 9554106 | 37894598 | 47448704 | 0 | 0 | 0 | 0 | 0 | 0 | 0 | 0 | 0 | 0 | 0 | 0 | 0 | 0 | 0 | 0 | 0 | 0 | 0 | 0 | 12 | 1
NO |  | 96 | 2015 | 0 | 11 | 11 |  | Alburtis | Hosensack | 230 | 230 | Steel Tower | 6.61 | 0 | 1 |  | 0 | 0 | 0 | 0 | 0 | 0 | 0 | 0 | 0 | 0 | 0 | 0 | 0 | 0 | 0 | 0 | 0 | 0 | 0 | 0 | 0 | 0 | 0 | 12 | 1
NO |  | 96 | 2015 | 0 | 12 | 12 |  | Alburtis | Lyons | 230 | 230 | Steel Tower | 15.78 | 0 | 1 |  | 0 | 0 | 0 | 0 | 0 | 0 | 0 | 0 | 0 | 0 | 0 | 0 | 0 | 0 | 0 | 0 | 0 | 0 | 0 | 0 | 0 | 0 | 0 | 12 | 1
NO |  | 96 | 2015 | 0 | 13 | 13 |  | Berks | South Reading | 230 | 230 | Steel Tower | 9.6 | 0 | 1 | 1590 ACSR | 0 | 0 | 0 | 0 | 0 | 0 | 0 | 0 | 0 | 0 | 0 | 0 | 0 | 0 | 0 | 0 | 0 | 0 | 0 | 0 | 0 | 0 | 0 | 12 | 1
NO |  | 96 | 2015 | 0 | 14 | 14 |  | Berks | South Lebanon | 230 | 230 | Steel tower | 19.7 | 0 | 1 |  | 0 | 0 | 0 | 0 | 0 | 0 | 0 | 0 | 0 | 0 | 0 | 0 | 0 | 0 | 0 | 0 | 0 | 0 | 0 | 0 | 0 | 0 | 0 | 12 | 1
NO |  | 96 | 2015 | 0 | 15 | 15 |  | Brunner Island | Yorkana | 230 | 230 | Steel Tower | 12.6 | 0 | 1 |  | 0 | 0 | 0 | 0 | 0 | 0 | 0 | 0 | 0 | 0 | 0 | 0 | 0 | 0 | 0 | 0 | 0 | 0 | 0 | 0 | 0 | 0 | 0 | 12 | 1
NO |  | 96 | 2015 | 0 | 16 | 16 |  | Copperstone | North Lebanon | 230 | 230 | Steel Tower | 17.84 | 0 | 1 |  | 0 | 0 | 0 | 0 | 0 | 0 | 0 | 0 | 0 | 0 | 0 | 0 | 0 | 0 | 0 | 0 | 0 | 0 | 0 | 0 | 0 | 0 | 0 | 12 | 1
NO |  | 96 | 2015 | 0 | 17 | 17 |  | Copperstone | Middletown Junction #2 | 230 | 230 | Steel Tower | 6.7 | 0 | 1 |  | 0 | 0 | 0 | 0 | 0 | 0 | 0 | 0 | 0 | 0 | 0 | 0 | 0 | 0 | 0 | 0 | 0 | 0 | 0 | 0 | 0 | 0 | 0 | 12 | 1
NO |  | 96 | 2015 | 0 | 18 | 18 |  | Dauphin | Hummelstown | 230 | 230 | Steel Tower | 14.88 | 0 | 1 | 1033.5 ACSR | 0 | 0 | 0 | 0 | 0 | 0 | 0 | 0 | 0 | 0 | 0 | 0 | 0 | 0 | 0 | 0 | 0 | 0 | 0 | 0 | 0 | 0 | 0 | 12 | 1
NO |  | 96 | 2015 | 0 | 19 | 19 |  | Dauphin | Juniata | 230 | 230 | Steel Tower | 11.2 | 0 | 1 |  | 0 | 0 | 0 | 0 | 0 | 0 | 0 | 0 | 0 | 0 | 0 | 0 | 0 | 0 | 0 | 0 | 0 | 0 | 0 | 0 | 0 | 0 | 0 | 12 | 1
NO |  | 96 | 2015 | 0 | 20 | 20 |  | Gilbert | Springfield | 230 | 230 | Steel Tower | 11.41 | 0 | 1 |  | 0 | 0 | 0 | 0 | 0 | 0 | 0 | 0 | 0 | 0 | 0 | 0 | 0 | 0 | 0 | 0 | 0 | 0 | 0 | 0 | 0 | 0 | 0 | 12 | 1
NO |  | 96 | 2015 | 0 | 21 | 21 |  | Greystone | Portland | 230 | 230 |  | 0.22 | 0 | 1 |  | 0 | 0 | 0 | 0 | 0 | 0 | 0 | 0 | 0 | 0 | 0 | 0 | 0 | 0 | 0 | 0 | 0 | 0 | 0 | 0 | 0 | 0 | 0 | 12 | 1
NO |  | 96 | 2015 | 0 | 22 | 22 |  | Hosensack | South Reading | 230 | 230 | Steel Tower | 27.4 | 0 | 1 |  | 0 | 0 | 0 | 0 | 0 | 0 | 0 | 0 | 0 | 0 | 0 | 0 | 0 | 0 | 0 | 0 | 0 | 0 | 0 | 0 | 0 | 0 | 0 | 12 | 1
NO |  | 96 | 2015 | 0 | 23 | 23 |  | Hosensack | North Temple | 230 | 230 | Steel Tower | 23.06 | 0 | 1 | 1108.6 ACAR | 0 | 0 | 0 | 0 | 0 | 0 | 0 | 0 | 0 | 0 | 0 | 0 | 0 | 0 | 0 | 0 | 0 | 0 | 0 | 0 | 0 | 0 | 0 | 12 | 1
NO |  | 96 | 2015 | 0 | 24 | 24 |  | Hosensack | Springfield | 230 | 230 | Steel Tower | 9.32 | 0 | 1 | 1590 ACSR | 0 | 0 | 0 | 0 | 0 | 0 | 0 | 0 | 0 | 0 | 0 | 0 | 0 | 0 | 0 | 0 | 0 | 0 | 0 | 0 | 0 | 0 | 0 | 12 | 1
NO |  | 96 | 2015 | 0 | 25 | 25 |  | Hummelstown | Middletown Jct | 230 | 230 | Steel Tower | 6.79 | 0 | 1 |  | 0 | 0 | 0 | 0 | 0 | 0 | 0 | 0 | 0 | 0 | 0 | 0 | 0 | 0 | 0 | 0 | 0 | 0 | 0 | 0 | 0 | 0 | 0 | 12 | 1
NO |  | 96 | 2015 | 0 | 26 | 26 |  | Hummelstown | North Hershey | 230 | 230 | Steel tower | 6.44 | 0 | 1 |  | 0 | 0 | 0 | 0 | 0 | 0 | 0 | 0 | 0 | 0 | 0 | 0 | 0 | 0 | 0 | 0 | 0 | 0 | 0 | 0 | 0 | 0 | 0 | 12 | 1
NO |  | 96 | 2015 | 0 | 27 | 27 |  | Ironwood | South Lebanon | 230 | 230 | Steel Tower | 2.8 | 0 | 1 | 1590 ACSR | 0 | 0 | 0 | 0 | 0 | 0 | 0 | 0 | 0 | 0 | 0 | 0 | 0 | 0 | 0 | 0 | 0 | 0 | 0 | 0 | 0 | 0 | 0 | 12 | 1
NO |  | 96 | 2015 | 0 | 28 | 28 |  | Jackson | Yorkana | 230 | 230 | Wood H Frame | 18.99 | 0 | 1 | 1590 ACSR | 0 | 0 | 0 | 0 | 0 | 0 | 0 | 0 | 0 | 0 | 0 | 0 | 0 | 0 | 0 | 0 | 0 | 0 | 0 | 0 | 0 | 0 | 0 | 12 | 1
NO |  | 96 | 2015 | 0 | 29 | 29 |  | Jackson | Hunterstown | 230 | 230 | Wood H Frame | 18.43 | 0 | 1 | 1590 ACSR | 0 | 0 | 0 | 0 | 0 | 0 | 0 | 0 | 0 | 0 | 0 | 0 | 0 | 0 | 0 | 0 | 0 | 0 | 0 | 0 | 0 | 0 | 0 | 12 | 1
NO |  | 96 | 2015 | 0 | 30 | 30 |  | Jackson | Three Mile island | 230 | 230 |  | 18.05 | 0 | 1 |  | 0 | 0 | 0 | 0 | 0 | 0 | 0 | 0 | 0 | 0 | 0 | 0 | 0 | 0 | 0 | 0 | 0 | 0 | 0 | 0 | 0 | 0 | 0 | 12 | 1
NO |  | 96 | 2015 | 0 | 31 | 31 |  | Kitatinny | Portland | 230 | 230 |  | 0.22 | 0 | 1 |  | 0 | 0 | 0 | 0 | 0 | 0 | 0 | 0 | 0 | 0 | 0 | 0 | 0 | 0 | 0 | 0 | 0 | 0 | 0 | 0 | 0 | 0 | 0 | 12 | 1
NO |  | 96 | 2015 | 0 | 32 | 32 |  | Lyons | North Temple | 230 | 230 | Steel Tower | 12.06 | 0 | 1 |  | 0 | 0 | 0 | 0 | 0 | 0 | 0 | 0 | 0 | 0 | 0 | 0 | 0 | 0 | 0 | 0 | 0 | 0 | 0 | 0 | 0 | 0 | 0 | 12 | 1
NO |  | 96 | 2015 | 0 | 33 | 33 |  | Middletown Junction | South Lebanon | 230 | 230 | Steel Tower | 24.45 | 0 | 1 | 1033.5 ACSR | 0 | 0 | 0 | 0 | 0 | 0 | 0 | 0 | 0 | 0 | 0 | 0 | 0 | 0 | 0 | 0 | 0 | 0 | 0 | 0 | 0 | 0 | 0 | 12 | 1
NO |  | 96 | 2015 | 0 | 34 | 34 |  | Martins Creek | Portland | 230 | 230 | Steel Tower | 4.18 | 0 | 1 | 1590 ACSR | 0 | 0 | 0 | 0 | 0 | 0 | 0 | 0 | 0 | 0 | 0 | 0 | 0 | 0 | 0 | 0 | 0 | 0 | 0 | 0 | 0 | 0 | 0 | 12 | 1
NO |  | 96 | 2015 | 0 | 35 | 35 |  | Martins Creek | Northwood | 230 | 230 | Steel Tower | 0.61 | 0 | 1 |  | 0 | 0 | 0 | 0 | 0 | 0 | 0 | 0 | 0 | 0 | 0 | 0 | 0 | 0 | 0 | 0 | 0 | 0 | 0 | 0 | 0 | 0 | 0 | 12 | 1
NO |  | 96 | 2015 | 0 | 36 | 36 |  | TOTAL |  | 0 | 0 |  | 1498.63 | 50.43 | 40 |  | 28808909 | 197104049 | 225912958 | 37578 | 3964198 | 1037323 | 5039099 | 0 | 0 | 0 | 0 | 0 | 0 | 0 | 0 | 0 | 0 | 0 | 0 | 0 | 0 | 0 | 0 | 12 | 1
NO |  | 96 | 2015 | 1 | 1 | 1 |  | North Lebanon | Northkill | 230 | 230 | Steel Tower | 17.48 | 0 | 1 |  | 0 | 0 | 0 | 0 | 0 | 0 | 0 | 0 | 0 | 0 | 0 | 0 | 0 | 0 | 0 | 0 | 0 | 0 | 0 | 0 | 0 | 0 | 0 | 12 | 1
NO |  | 96 | 2015 | 1 | 2 | 2 |  | North Temple | Northkill | 230 | 230 | Steel Tower | 11.81 | 0 | 1 | 1033.5 ACSR | 0 | 0 | 0 | 0 | 0 | 0 | 0 | 0 | 0 | 0 | 0 | 0 | 0 | 0 | 0 | 0 | 0 | 0 | 0 | 0 | 0 | 0 | 0 | 12 | 1
NO |  | 96 | 2015 | 1 | 3 | 3 |  | North Temple | Ontelaunee | 230 | 230 | Steel Tower | 1.26 | 0 | 1 | 1590 ACSR | 0 | 0 | 0 | 0 | 0 | 0 | 0 | 0 | 0 | 0 | 0 | 0 | 0 | 0 | 0 | 0 | 0 | 0 | 0 | 0 | 0 | 0 | 0 | 12 | 1
NO |  | 96 | 2015 | 1 | 4 | 4 |  | North Temple | Ironwood to N Hershey | 230 | 230 | Steel Tower | 45.8 | 0 | 1 | 1590 ACSR | 0 | 0 | 0 | 0 | 0 | 0 | 0 | 0 | 0 | 0 | 0 | 0 | 0 | 0 | 0 | 0 | 0 | 0 | 0 | 0 | 0 | 0 | 0 | 12 | 1
NO |  | 96 | 2015 | 1 | 5 | 5 |  | Northwood | Quarry | 230 | 230 |  | 0.58 | 0 | 1 |  | 0 | 0 | 0 | 0 | 0 | 0 | 0 | 0 | 0 | 0 | 0 | 0 | 0 | 0 | 0 | 0 | 0 | 0 | 0 | 0 | 0 | 0 | 0 | 12 | 1
NO |  | 96 | 2015 | 1 | 6 | 6 |  | TMI-500 | TMI Plant Bus Tie | 230 | 230 |  | 0.82 | 0 | 1 |  | 0 | 0 | 0 | 0 | 0 | 0 | 0 | 0 | 0 | 0 | 0 | 0 | 0 | 0 | 0 | 0 | 0 | 0 | 0 | 0 | 0 | 0 | 0 | 12 | 1
NO |  | 96 | 2015 | 1 | 7 | 7 |  | Three Mile Island | Middletown Junction #1 | 230 | 230 |  | 1.44 | 0 | 0 |  | 0 | 0 | 0 | 0 | 0 | 0 | 0 | 0 | 0 | 0 | 0 | 0 | 0 | 0 | 0 | 0 | 0 | 0 | 0 | 0 | 0 | 0 | 0 | 12 | 1
NO |  | 96 | 2015 | 1 | 8 | 8 |  | Three Mile Island | Middletown Junction#2 | 230 | 230 | Steel Tower | 1.53 | 0 | 1 | 1033.5 ACSR | 0 | 0 | 0 | 0 | 0 | 0 | 0 | 0 | 0 | 0 | 0 | 0 | 0 | 0 | 0 | 0 | 0 | 0 | 0 | 0 | 0 | 0 | 0 | 12 | 1
NO |  | 96 | 2015 | 1 | 9 | 9 |  |  |  | 0 | 0 |  | 0 | 0 | 0 |  | 6432507 | 38657600 | 45090107 | 0 | 0 | 0 | 0 | 0 | 0 | 0 | 0 | 0 | 0 | 0 | 0 | 0 | 0 | 0 | 0 | 0 | 0 | 0 | 0 | 12 | 1
NO |  | 96 | 2015 | 1 | 10 | 10 |  | Total 230 KV Lines |  | 0 | 0 |  | 380.06 | 0 | 32 |  | 6432507 | 38657600 | 45090107 | 0 | 0 | 0 | 0 | 0 | 0 | 0 | 0 | 0 | 0 | 0 | 0 | 0 | 0 | 0 | 0 | 0 | 0 | 0 | 0 | 12 | 1
NO |  | 96 | 2015 | 1 | 12 | 12 |  | Germantown, PA | MD State Line | 138 | 138 | Wood H Frame | 2.73 | 0 | 1 | 556.5 ACSR | 0 | 0 | 0 | 0 | 0 | 0 | 0 | 0 | 0 | 0 | 0 | 0 | 0 | 0 | 0 | 0 | 0 | 0 | 0 | 0 | 0 | 0 | 0 | 12 | 1
NO |  | 96 | 2015 | 1 | 13 | 13 |  |  |  | 0 | 0 |  | 0 | 0 | 0 |  | 18195 | 206716 | 224911 | 0 | 0 | 0 | 0 | 0 | 0 | 0 | 0 | 0 | 0 | 0 | 0 | 0 | 0 | 0 | 0 | 0 | 0 | 0 | 0 | 12 | 1
NO |  | 96 | 2015 | 1 | 14 | 14 |  | Total 138 KV Lines |  | 0 | 0 |  | 2.73 | 0 | 1 |  | 18195 | 206716 | 224911 | 0 | 0 | 0 | 0 | 0 | 0 | 0 | 0 | 0 | 0 | 0 | 0 | 0 | 0 | 0 | 0 | 0 | 0 | 0 | 0 | 12 | 1
SI/NO | A | 96 | 2015 | 1 | 16 | 16 |  | 115 KV Lines |  | 115 | 115 |  | 358.49 | 0 | 0 |  | 5385262 | 43759387 | 49144649 | 0 | 0 | 0 | 894364.8559 | 0 | 0 | 0 | 0 | 0 | 0 | 0 | 0 | 0 | 0 | 0 | 0 | 0 | 0 | 0 | 0 | 12 | 1
SI/NO | A | 96 | 2015 | 1 | 17 | 17 |  | 69 KV Lines |  | 69 | 69 |  | 389.85 | 44.21 | 0 |  | 5738289 | 69271785 | 75010074 | 0 | 0 | 0 | 1365079.9301 | 0 | 0 | 0 | 0 | 0 | 0 | 0 | 0 | 0 | 0 | 0 | 0 | 0 | 0 | 0 | 0 | 12 | 1
SI/NO | A | 96 | 2015 | 1 | 18 | 18 |  | 34.5 KV Lines |  | 34.5 | 34.5 |  | 29.19 | 6.22 | 0 |  | 1680550 | 7313963 | 8994513 | 0 | 0 | 0 | 163687.7358 | 0 | 0 | 0 | 0 | 0 | 0 | 0 | 0 | 0 | 0 | 0 | 0 | 0 | 0 | 0 | 0 | 12 | 1
NO |  | 96 | 2015 | 1 | 20 | 20 |  | Operation and Maintenance |  | 0 | 0 |  | 0 | 0 | 0 |  | 0 | 0 | 0 | 37578 | 3964198 | 1037323 | 5039099 | 0 | 0 | 0 | 0 | 0 | 0 | 0 | 0 | 0 | 0 | 0 | 0 | 0 | 0 | 0 | 0 | 12 | 1
NO |  | 96 | 2015 | 1 | 21 | 21 |  | Expense |  | 0 | 0 |  | 0 | 0 | 0 |  | 0 | 0 | 0 | 0 | 0 | 0 | 0 | 0 | 0 | 0 | 0 | 0 | 0 | 0 | 0 | 0 | 0 | 0 | 0 | 0 | 0 | 0 | 0 | 12 | 1
NO |  | 98 | 2015 | 0 | 1 | 1 |  | Kettle River | Denham | 500 | 500 | Steel Tower | 8.35 | 0 | 1 | 3-1192 ACSR | 462475 | 1741198 | 2203673 | 0 | 0 | 0 | 0 | 650980298 | 0 | 0 | 0 | 0 | 0 | 0 | 0 | 0 | 0 | 0 | 0 | 0 | 0 | 0 | 0 | 12 | 1
NO |  | 98 | 2015 | 0 | 3 | 3 |  | Monticello | Quarry | 345 | 345 | Steel Pole | 28.77 | 0 | 1 | 2-954 ACSS | 2469851 | 10319919 | 12789770 | 0 | 0 | 0 | 0 | 650980299 | 0 | 0 | 0 | 0 | 0 | 0 | 0 | 0 | 0 | 0 | 0 | 0 | 0 | 0 | 0 | 12 | 1
NO |  | 98 | 2015 | 0 | 4 | 4 |  | Quarry | Alexandria | 345 | 345 | Steel Pole | 77.45 | 0 | 1 | 2-954 ACSS | 0 | 36650276 | 36650276 | 0 | 0 | 0 | 0 | 650980300 | 0 | 0 | 0 | 0 | 0 | 0 | 0 | 0 | 0 | 0 | 0 | 0 | 0 | 0 | 0 | 12 | 1
NO |  | 98 | 2015 | 0 | 5 | 5 |  | Alexandria | ND Border | 345 | 345 | Steel Pole | 101.21 | 0 | 1 | 2-954 ACSS | 0 | 36768537 | 36768537 | 0 | 0 | 0 | 0 | 650980313 | 0 | 0 | 0 | 0 | 0 | 0 | 0 | 0 | 0 | 0 | 0 | 0 | 0 | 0 | 0 | 12 | 1
NO |  | 98 | 2015 | 0 | 6 | 6 |  | ND Border | Fargo | 345 | 345 | Steel Pole | 34.44 | 0 | 1 | 2-954 ACSS | 0 | 14643844 | 14643844 | 0 | 0 | 0 | 0 | 650980314 | 0 | 0 | 0 | 0 | 0 | 0 | 0 | 0 | 0 | 0 | 0 | 0 | 0 | 0 | 0 | 12 | 1
NO |  | 98 | 2015 | 0 | 8 | 8 |  | Square Butte (MN Portion) | Arrowhread DC Line | 250 | 250 | Steel Tower | 231.43 | 0 | 1 | 2839 ACSR | 999800 | 18472007 | 19471807 | 0 | 0 | 0 | 0 | 650980301 | 0 | 0 | 0 | 0 | 0 | 0 | 0 | 0 | 0 | 0 | 0 | 0 | 0 | 0 | 0 | 12 | 1
NO |  | 98 | 2015 | 0 | 9 | 9 |  | Square Butte (ND Portion) | Arrowhead DC Line | 250 | 250 | Steel Tower | 234.45 | 0 | 1 | 2839 ACSR | 1322744 | 29813853 | 31136597 | 0 | 0 | 0 | 0 | 650980302 | 0 | 0 | 0 | 0 | 0 | 0 | 0 | 0 | 0 | 0 | 0 | 0 | 0 | 0 | 0 | 12 | 1
NO |  | 98 | 2015 | 0 | 11 | 11 |  | Calumet | McCarthy Lake | 230 | 230 | H-Frame-Wd | 3.31 | 0 | 1 | 1590 ACSR | 14174957 | 107335581 | 121510538 | 0 | 0 | 0 | 0 | 0 | 0 | 0 | 0 | 0 | 0 | 0 | 0 | 0 | 0 | 0 | 0 | 0 | 0 | 0 | 0 | 12 | 1
NO |  | 98 | 2015 | 0 | 12 | 12 |  | Boswell | Calumet | 230 | 230 | H-Frame-Wd | 25.83 | 0 | 1 | 1590 ACSR | 0 | 0 | 0 | 0 | 0 | 0 | 0 | 0 | 0 | 0 | 0 | 0 | 0 | 0 | 0 | 0 | 0 | 0 | 0 | 0 | 0 | 0 | 0 | 12 | 1
NO |  | 98 | 2015 | 0 | 13 | 13 |  | Bison West | Bison | 230 | 230 | H-Frame-Wd | 11.02 | 0 | 1 | 1780 ACSS | 0 | 0 | 0 | 0 | 0 | 0 | 0 | 0 | 0 | 0 | 0 | 0 | 0 | 0 | 0 | 0 | 0 | 0 | 0 | 0 | 0 | 0 | 0 | 12 | 1
NO |  | 98 | 2015 | 0 | 14 | 14 |  | Forbes | Minntac | 230 | 230 | H-Frame-Wd | 25.49 | 0.55 | 1 | 954 ACSR | 0 | 0 | 0 | 0 | 0 | 0 | 0 | 0 | 0 | 0 | 0 | 0 | 0 | 0 | 0 | 0 | 0 | 0 | 0 | 0 | 0 | 0 | 0 | 12 | 1
NO |  | 98 | 2015 | 0 | 15 | 15 |  | Bison | Square Butte | 230 | 230 | H-Frame-Wd | 22.15 | 0 | 1 | 1780 ACSR | 0 | 0 | 0 | 0 | 0 | 0 | 0 | 0 | 0 | 0 | 0 | 0 | 0 | 0 | 0 | 0 | 0 | 0 | 0 | 0 | 0 | 0 | 0 | 12 | 1
NO |  | 98 | 2015 | 0 | 16 | 16 |  | Boswell | Zemple | 230 | 230 | H-Frame-Steel | 51.08 | 0 | 1 | 795 ACSS | 0 | 0 | 0 | 0 | 0 | 0 | 0 | 0 | 0 | 0 | 0 | 0 | 0 | 0 | 0 | 0 | 0 | 0 | 0 | 0 | 0 | 0 | 0 | 12 | 1
NO |  | 98 | 2015 | 0 | 17 | 17 |  | Boswell | Blackberry | 230 | 230 | H-Frame-Wd | 18.41 | 0.29 | 1 | 1590 ACSR | 0 | 0 | 0 | 0 | 0 | 0 | 0 | 0 | 0 | 0 | 0 | 0 | 0 | 0 | 0 | 0 | 0 | 0 | 0 | 0 | 0 | 0 | 0 | 12 | 1
NO |  | 98 | 2015 | 0 | 18 | 18 |  | Bear Creek | Kettle River | 230 | 230 | H-Frame-Wd | 11.79 | 0 | 1 | 795 ACSR | 0 | 0 | 0 | 0 | 0 | 0 | 0 | 0 | 0 | 0 | 0 | 0 | 0 | 0 | 0 | 0 | 0 | 0 | 0 | 0 | 0 | 0 | 0 | 12 | 1
NO |  | 98 | 2015 | 0 | 19 | 19 |  | Hubbard | Shell River | 230 | 230 | H-Frame-Wd | 4.53 | 0 | 1 | 795 ACSR | 0 | 0 | 0 | 0 | 0 | 0 | 0 | 0 | 0 | 0 | 0 | 0 | 0 | 0 | 0 | 0 | 0 | 0 | 0 | 0 | 0 | 0 | 0 | 12 | 1
NO |  | 98 | 2015 | 0 | 20 | 20 |  | Riverton | Staples | 230 | 230 | H-Frame-Wd | 35.96 | 0 | 1 | 795 ACSR | 0 | 0 | 0 | 0 | 0 | 0 | 0 | 0 | 0 | 0 | 0 | 0 | 0 | 0 | 0 | 0 | 0 | 0 | 0 | 0 | 0 | 0 | 0 | 12 | 1
NO |  | 98 | 2015 | 0 | 21 | 21 |  | Cass Lake | Winton | 230 | 230 | H-Frame-Steel | 19.32 | 0 | 1 | 795 ACSS | 0 | 0 | 0 | 0 | 0 | 0 | 0 | 0 | 0 | 0 | 0 | 0 | 0 | 0 | 0 | 0 | 0 | 0 | 0 | 0 | 0 | 0 | 0 | 12 | 1
NO |  | 98 | 2015 | 0 | 22 | 22 |  | Arrowhead | Forbes | 230 | 230 | H-Frame-Wd | 47.48 | 0 | 1 | 1033 ACSS/TW | 0 | 0 | 0 | 0 | 0 | 0 | 0 | 0 | 0 | 0 | 0 | 0 | 0 | 0 | 0 | 0 | 0 | 0 | 0 | 0 | 0 | 0 | 0 | 12 | 1
NO |  | 98 | 2015 | 0 | 23 | 23 |  | Riverton | Badoura | 230 | 230 | H-Frame-Wd | 46.41 | 0 | 1 | 795 ACSR | 0 | 0 | 0 | 0 | 0 | 0 | 0 | 0 | 0 | 0 | 0 | 0 | 0 | 0 | 0 | 0 | 0 | 0 | 0 | 0 | 0 | 0 | 0 | 12 | 1
NO |  | 98 | 2015 | 0 | 24 | 24 |  | Riverton | Blackberry | 230 | 230 | H-Frame-Wd | 67.18 | 0 | 1 | 795 ACSR | 0 | 0 | 0 | 0 | 0 | 0 | 0 | 0 | 0 | 0 | 0 | 0 | 0 | 0 | 0 | 0 | 0 | 0 | 0 | 0 | 0 | 0 | 0 | 12 | 1
NO |  | 98 | 2015 | 0 | 25 | 25 |  | Blackberry | Forbes | 230 | 230 | H-Frame-Wd | 34.33 | 0 | 1 | 954 ACSR | 0 | 0 | 0 | 0 | 0 | 0 | 0 | 0 | 0 | 0 | 0 | 0 | 0 | 0 | 0 | 0 | 0 | 0 | 0 | 0 | 0 | 0 | 0 | 12 | 1
NO |  | 98 | 2015 | 0 | 26 | 26 |  | Boswell | Shannon | 230 | 230 | H-Frame-Wd | 16.39 | 0 | 1 | 1590 ACSR | 0 | 0 | 0 | 0 | 0 | 0 | 0 | 0 | 0 | 0 | 0 | 0 | 0 | 0 | 0 | 0 | 0 | 0 | 0 | 0 | 0 | 0 | 0 | 12 | 1
NO |  | 98 | 2015 | 0 | 27 | 27 |  | Boswell | Blackberry | 230 | 230 | H-Frame-Wd | 18.8 | 2.4 | 1 | 1431 ACSR | 0 | 0 | 0 | 0 | 0 | 0 | 0 | 0 | 0 | 0 | 0 | 0 | 0 | 0 | 0 | 0 | 0 | 0 | 0 | 0 | 0 | 0 | 0 | 12 | 1
NO |  | 98 | 2015 | 0 | 28 | 28 |  | Shannon | Minntac | 230 | 230 | H-Frame-Wd | 23.11 | 0.55 | 1 | 954 ACSR | 0 | 0 | 0 | 0 | 0 | 0 | 0 | 0 | 0 | 0 | 0 | 0 | 0 | 0 | 0 | 0 | 0 | 0 | 0 | 0 | 0 | 0 | 0 | 12 | 1
NO |  | 98 | 2015 | 0 | 29 | 29 |  | Shannon | Littlefork | 230 | 230 | H-Frame-Wd | 89.09 | 0 | 1 | 954 ACSR | 0 | 0 | 0 | 0 | 0 | 0 | 0 | 0 | 0 | 0 | 0 | 0 | 0 | 0 | 0 | 0 | 0 | 0 | 0 | 0 | 0 | 0 | 0 | 12 | 1
NO |  | 98 | 2015 | 0 | 30 | 30 |  | Arrowhead | Blackberry | 230 | 230 | H-Frame-Wd | 71.9 | 0 | 1 | 954 ACSR | 0 | 0 | 0 | 0 | 0 | 0 | 0 | 0 | 0 | 0 | 0 | 0 | 0 | 0 | 0 | 0 | 0 | 0 | 0 | 0 | 0 | 0 | 0 | 12 | 1
NO |  | 98 | 2015 | 0 | 31 | 31 |  | Badoura | Hubbard | 230 | 230 | H-Frame-Wd | 14.98 | 0 | 1 | 795 ACSR | 0 | 0 | 0 | 0 | 0 | 0 | 0 | 0 | 0 | 0 | 0 | 0 | 0 | 0 | 0 | 0 | 0 | 0 | 0 | 0 | 0 | 0 | 0 | 12 | 1
NO |  | 98 | 2015 | 0 | 32 | 32 |  | Arrowhead | Bear Creek | 230 | 230 | H-Frame-Wd | 55.22 | 0 | 1 | 795 ACSR | 0 | 0 | 0 | 0 | 0 | 0 | 0 | 0 | 0 | 0 | 0 | 0 | 0 | 0 | 0 | 0 | 0 | 0 | 0 | 0 | 0 | 0 | 0 | 12 | 1
NO |  | 98 | 2015 | 0 | 34 | 34 |  | Taconite Harbor | Dunka Road | 138 | 138 | Steel Tower | 61.21 | 0 | 1 | 477ACSR | 119285 | 2444496 | 2563781 | 0 | 0 | 0 | 0 | 0 | 0 | 0 | 0 | 0 | 0 | 0 | 0 | 0 | 0 | 0 | 0 | 0 | 0 | 0 | 0 | 12 | 1
NO |  | 98 | 2015 | 0 | 35 | 35 |  | Taconite Harbor | Erie | 138 | 138 | Steel Tower | 61.2 | 60 | 1 | 477 ACSR | 0 | 406339 | 406339 | 0 | 0 | 0 | 0 | 0 | 0 | 0 | 0 | 0 | 0 | 0 | 0 | 0 | 0 | 0 | 0 | 0 | 0 | 0 | 0 | 12 | 1
NO |  | 98 | 2015 | 0 | 36 | 36 |  | TOTAL |  | 0 | 0 |  | 2782.15 | 96.78 | 116 |  | 29497619 | 371396736 | 400894355 | 0 | 0 | 0 | 0 | 0 | 0 | 0 | 0 | 0 | 0 | 0 | 0 | 0 | 0 | 0 | 0 | 0 | 0 | 0 | 0 | 12 | 1
NO |  | 98 | 2015 | 1 | 1 | 1 |  | Hoyt Lakes | Laskin | 138 | 138 | H-Frame-Wd | 7.96 | 0 | 1 | 636 ACSR | 105246 | 1753505 | 1858751 | 0 | 0 | 0 | 0 | 0 | 0 | 0 | 0 | 0 | 0 | 0 | 0 | 0 | 0 | 0 | 0 | 0 | 0 | 0 | 0 | 12 | 1
SI/NO | A | 98 | 2015 | 1 | 3 | 3 |  | Silver Bay | Taconite Harbor | 115 | 115 | H-Frame-Wd | 24.87 | 0 | 1 | 636 ACSR | 569967 | 1228045 | 1798012 | 0 | 0 | 0 | 32721.3395 | 0 | 0 | 0 | 0 | 0 | 0 | 0 | 0 | 0 | 0 | 0 | 0 | 0 | 0 | 0 | 0 | 12 | 1
SI/NO | A | 98 | 2015 | 1 | 4 | 4 |  | Fond du Lac | Hibbard | 115 | 115 | H-Frame-Wd | 13.31 | 0.42 | 1 | 2/0 CU | 181682 | 648841 | 830523 | 0 | 0 | 0 | 15114.3736 | 0 | 0 | 0 | 0 | 0 | 0 | 0 | 0 | 0 | 0 | 0 | 0 | 0 | 0 | 0 | 0 | 12 | 1
SI/NO | A | 98 | 2015 | 1 | 5 | 5 |  | Hibbard | 15th Avenue West | 115 | 115 | Steel Pole | 4.67 | 4.25 | 1 | 636 ACSR | 94717 | 1334684 | 1429401 | 0 | 0 | 0 | 26013.1275 | 0 | 0 | 0 | 0 | 0 | 0 | 0 | 0 | 0 | 0 | 0 | 0 | 0 | 0 | 0 | 0 | 12 | 1
SI/NO | A | 98 | 2015 | 1 | 6 | 6 |  | Arrowhead | 15th Avenue West | 115 | 115 | Steel Pole | 10.43 | 4.23 | 1 | 636ACSR | 133924 | 742128 | 876052 | 0 | 0 | 0 | 15942.9386 | 0 | 0 | 0 | 0 | 0 | 0 | 0 | 0 | 0 | 0 | 0 | 0 | 0 | 0 | 0 | 0 | 12 | 1
SI/NO | A | 98 | 2015 | 1 | 7 | 7 |  | Various |  | 115 | 115 | H-Frame-Wd | 18.41 | 0 | 5 | 1272 ACSR | 194854 | 2198402 | 2393256 | 0 | 0 | 0 | 43553.9596 | 650980303 | 0 | 0 | 0 | 0 | 0 | 0 | 0 | 0 | 0 | 0 | 0 | 0 | 0 | 0 | 0 | 12 | 1
SI/NO | A | 98 | 2015 | 1 | 8 | 8 |  | Various |  | 115 | 115 | H-Frame-Wd | 1.88 | 0 | 2 | 1590 ACSR | 17731 | 330575 | 348306 | 0 | 0 | 0 | 6338.689 | 650980304 | 0 | 0 | 0 | 0 | 0 | 0 | 0 | 0 | 0 | 0 | 0 | 0 | 0 | 0 | 0 | 12 | 1
SI/NO | A | 98 | 2015 | 1 | 9 | 9 |  | Various |  | 115 | 115 | H-Frame-Wd | 367.8 | 0.96 | 21 | 336 ACSR | 1671981 | 19462892 | 21134873 | 0 | 0 | 0 | 384625.5499 | 650980305 | 0 | 0 | 0 | 0 | 0 | 0 | 0 | 0 | 0 | 0 | 0 | 0 | 0 | 0 | 0 | 12 | 1
SI/NO | A | 98 | 2015 | 1 | 10 | 10 |  | Various |  | 115 | 115 | H-Frame-Wd | 342.46 | 3.14 | 13 | 4/0 CU | 1902914 | 30205107 | 32108021 | 0 | 0 | 0 | 584321.7147 | 650980306 | 0 | 0 | 0 | 0 | 0 | 0 | 0 | 0 | 0 | 0 | 0 | 0 | 0 | 0 | 0 | 12 | 1
SI/NO | A | 98 | 2015 | 1 | 11 | 11 |  | Various |  | 115 | 115 | H-Frame-Wd | 419.46 | 17.03 | 34 | 636 ACSR | 4712089 | 53080422 | 57792511 | 0 | 0 | 0 | 1051744.0214 | 650980307 | 0 | 0 | 0 | 0 | 0 | 0 | 0 | 0 | 0 | 0 | 0 | 0 | 0 | 0 | 0 | 12 | 1
SI/NO | A | 98 | 2015 | 1 | 12 | 12 |  | Various |  | 115 | 115 | H-Frame-Wd | 18.41 | 2.96 | 4 | 954 ACSR | 363402 | 1768191 | 2131593 | 0 | 0 | 0 | 38792.0538 | 650980308 | 0 | 0 | 0 | 0 | 0 | 0 | 0 | 0 | 0 | 0 | 0 | 0 | 0 | 0 | 0 | 12 | 1
SI/NO | A | 98 | 2015 | 1 | 14 | 14 |  | UPA | Hinckley | 69 | 69 | Sgl Pole-Wd | 0.2 | 0 | 1 | 336 ACSR | 0 | 47894 | 47894 | 0 | 0 | 0 | 871.6048 | 0 | 0 | 0 | 0 | 0 | 0 | 0 | 0 | 0 | 0 | 0 | 0 | 0 | 0 | 0 | 0 | 12 | 1
NO |  | 99 | 2015 | 0 | 1 | 1 |  | 500 KV Transmission Network |  | 0 | 0 |  | 0 | 0 | 0 |  | 14770095 | 23312909 | 38083004 | 530306 | 641619 | 0 | 1171925 | 0 | 0 | 0 | 0 | 0 | 0 | 0 | 0 | 0 | 0 | 0 | 0 | 0 | 0 | 0 | 0 | 12 | 1
NO |  | 99 | 2015 | 0 | 2 | 2 |  | Plant Daniel | LA State line | 500 | 500 | Tower | 78.69 | 0 | 1 | 1033.5ACSR | 0 | 0 | 0 | 0 | 0 | 0 | 0 | 0 | 0 | 0 | 0 | 0 | 0 | 0 | 0 | 0 | 0 | 0 | 0 | 0 | 0 | 0 | 0 | 12 | 1
NO |  | 99 | 2015 | 0 | 3 | 3 |  | TOTAL | 500 KV Trans. System | 0 | 0 |  | 78.69 | 0 | 1 |  | 14770095 | 23312909 | 38083004 | 530306 | 641619 | 0 | 1171925 | 0 | 0 | 0 | 0 | 0 | 0 | 0 | 0 | 0 | 0 | 0 | 0 | 0 | 0 | 0 | 0 | 12 | 1
NO |  | 99 | 2015 | 0 | 5 | 5 |  | 230 KV Trans Network |  | 0 | 0 |  | 0 | 0 | 0 |  | 0 | 0 | 0 | 0 | 0 | 0 | 0 | 0 | 0 | 0 | 0 | 0 | 0 | 0 | 0 | 0 | 0 | 0 | 0 | 0 | 0 | 0 | 0 | 12 | 1
NO |  | 99 | 2015 | 0 | 6 | 6 |  | Meridian NE | Laurel East | 230 | 230 | Tower | 62.72 | 0 | 1 | 1033.5ACSR | 0 | 0 | 0 | 0 | 0 | 0 | 0 | 0 | 0 | 0 | 0 | 0 | 0 | 0 | 0 | 0 | 0 | 0 | 0 | 0 | 0 | 0 | 0 | 12 | 1
NO |  | 99 | 2015 | 0 | 7 | 7 |  | Alabama State Line | ALGreene County Steam Plant | 230 | 230 | Tower | 57.5 | 0 | 1 | 1351.5ACSR | 0 | 0 | 0 | 0 | 0 | 0 | 0 | 0 | 0 | 0 | 0 | 0 | 0 | 0 | 0 | 0 | 0 | 0 | 0 | 0 | 0 | 0 | 0 | 12 | 1
NO |  | 99 | 2015 | 0 | 8 | 8 |  | Plant Watson | Wade-AL State Line | 230 | 230 | Tower | 45.15 | 1.6 | 1 | 1351.5ACSR | 0 | 0 | 0 | 0 | 0 | 0 | 0 | 0 | 0 | 0 | 0 | 0 | 0 | 0 | 0 | 0 | 0 | 0 | 0 | 0 | 0 | 0 | 0 | 12 | 1
NO |  | 99 | 2015 | 0 | 9 | 9 |  | Plant Berry | AL State Line | 230 | 230 | Tower | 29.78 | 0 | 1 | 1351.5ACSR | 0 | 0 | 0 | 0 | 0 | 0 | 0 | 0 | 0 | 0 | 0 | 0 | 0 | 0 | 0 | 0 | 0 | 0 | 0 | 0 | 0 | 0 | 0 | 12 | 1
NO |  | 99 | 2015 | 0 | 10 | 10 |  | AL Greene County | Sykes Swt Sta AL State Line | 230 | 230 | Tower | 47.34 | 0 | 1 | 1351.5ACSR | 0 | 0 | 0 | 0 | 0 | 0 | 0 | 0 | 0 | 0 | 0 | 0 | 0 | 0 | 0 | 0 | 0 | 0 | 0 | 0 | 0 | 0 | 0 | 12 | 1
NO |  | 99 | 2015 | 0 | 11 | 11 |  | AL State Line Sykes Swt Sta | Hattiesburg SW Bogalusa | 230 | 230 | Tower | 144.68 | 0.9 | 1 | 1033.5ACSR,1351.5 | 0 | 0 | 0 | 0 | 0 | 0 | 0 | 0 | 0 | 0 | 0 | 0 | 0 | 0 | 0 | 0 | 0 | 0 | 0 | 0 | 0 | 0 | 0 | 12 | 1
NO |  | 99 | 2015 | 0 | 12 | 12 |  | Plant Watson Kiln | LA State Line | 230 | 230 | Tower | 42.34 | 0 | 1 | 1351.5SSAC,1033 | 0 | 0 | 0 | 0 | 0 | 0 | 0 | 0 | 0 | 0 | 0 | 0 | 0 | 0 | 0 | 0 | 0 | 0 | 0 | 0 | 0 | 0 | 0 | 12 | 1
NO |  | 99 | 2015 | 0 | 13 | 13 |  | Plant Watson Oc Springs NE | Moss Pt East AL State Line | 230 | 230 | Tower | 41.31 | 0 | 1 | 1351.5ACSR | 0 | 0 | 0 | 0 | 0 | 0 | 0 | 0 | 0 | 0 | 0 | 0 | 0 | 0 | 0 | 0 | 0 | 0 | 0 | 0 | 0 | 0 | 0 | 12 | 1
NO |  | 99 | 2015 | 0 | 14 | 14 |  | Plant Watson Hurricane Crek | Hattiesburg SW Line | 230 | 230 | Tower | 66.41 | 0 | 1 | 1351.5ACSR | 0 | 0 | 0 | 0 | 0 | 0 | 0 | 0 | 0 | 0 | 0 | 0 | 0 | 0 | 0 | 0 | 0 | 0 | 0 | 0 | 0 | 0 | 0 | 12 | 1
NO |  | 99 | 2015 | 0 | 15 | 15 |  | Kiln | Carriere Southwest | 230 | 230 | Concrete | 23.8 | 0 | 1 | 1351.5,54/19ACSR | 0 | 0 | 0 | 0 | 0 | 0 | 0 | 0 | 0 | 0 | 0 | 0 | 0 | 0 | 0 | 0 | 0 | 0 | 0 | 0 | 0 | 0 | 0 | 12 | 1
NO |  | 99 | 2015 | 0 | 16 | 16 |  | Wade Plant Daniel | Plant Daniel Moss Pt East | 230 | 230 | Tower | 19.64 | 0 | 1 | 2-795ACSR,1351.5 | 0 | 0 | 0 | 0 | 0 | 0 | 0 | 0 | 0 | 0 | 0 | 0 | 0 | 0 | 0 | 0 | 0 | 0 | 0 | 0 | 0 | 0 | 0 | 12 | 1
NO |  | 99 | 2015 | 0 | 17 | 17 |  | Plant Daniel | Ocean Springs Norteast | 230 | 230 | Tower | 17.16 | 0 | 1 | 1351.5SSAC | 0 | 0 | 0 | 0 | 0 | 0 | 0 | 0 | 0 | 0 | 0 | 0 | 0 | 0 | 0 | 0 | 0 | 0 | 0 | 0 | 0 | 0 | 0 | 12 | 1
NO |  | 99 | 2015 | 0 | 18 | 18 |  | Plant Daniel | AL State Line (Big Creek) | 230 | 500 | Tower | 13 | 0 | 1 | 3-1033.5ACSR | 0 | 0 | 0 | 0 | 0 | 0 | 0 | 0 | 0 | 0 | 0 | 0 | 0 | 0 | 0 | 0 | 0 | 0 | 0 | 0 | 0 | 0 | 0 | 12 | 1
NO |  | 99 | 2015 | 0 | 19 | 19 |  | Plant Sweatt | Enterprise DENA | 230 | 230 | Steel Poles | 13.2 | 0 | 1 | 1-1033.5 SSAC | 0 | 0 | 0 | 0 | 0 | 0 | 0 | 0 | 0 | 0 | 0 | 0 | 0 | 0 | 0 | 0 | 0 | 0 | 0 | 0 | 0 | 0 | 0 | 12 | 1
NO |  | 99 | 2015 | 0 | 20 | 20 |  | Enterprise Loop Interconect | Enterpise Loop Interconnect | 230 | 230 | HF Concrete | 5.73 | 0 | 1 | 1351.5ACSR | 0 | 0 | 0 | 0 | 0 | 0 | 0 | 0 | 0 | 0 | 0 | 0 | 0 | 0 | 0 | 0 | 0 | 0 | 0 | 0 | 0 | 0 | 0 | 12 | 1
NO |  | 99 | 2015 | 0 | 21 | 21 |  | Plant Ratcliffe | Lauderdale East | 230 | 230 | HF Concrete | 17.7 | 0 | 1 | 1033.5SSAC | 0 | 0 | 0 | 0 | 0 | 0 | 0 | 0 | 0 | 0 | 0 | 0 | 0 | 0 | 0 | 0 | 0 | 0 | 0 | 0 | 0 | 0 | 0 | 12 | 1
NO |  | 99 | 2015 | 0 | 22 | 22 |  | Plant Ratcliffe | Lauderdale West | 230 | 230 | HF Concrete | 19.3 | 0 | 1 | 1033.5SSAC | 26938074 | 117944049 | 144882123 | 2791 | 1118936 | 151 | 1121878 | 0 | 0 | 0 | 0 | 0 | 0 | 0 | 0 | 0 | 0 | 0 | 0 | 0 | 0 | 0 | 0 | 12 | 1
NO |  | 99 | 2015 | 0 | 23 | 23 |  | Lauderdale East | Vimville | 230 | 230 | HF Concrete | 5.97 | 0 | 1 | 1351.5 ACSR | 0 | 0 | 0 | 0 | 0 | 0 | 0 | 0 | 0 | 0 | 0 | 0 | 0 | 0 | 0 | 0 | 0 | 0 | 0 | 0 | 0 | 0 | 0 | 12 | 1
NO |  | 99 | 2015 | 0 | 24 | 24 |  | Plant Sweatt | Vimville | 230 | 230 | HF Concrete | 13.93 | 0 | 1 | 1351.5 ACSR | 0 | 0 | 0 | 0 | 0 | 0 | 0 | 0 | 0 | 0 | 0 | 0 | 0 | 0 | 0 | 0 | 0 | 0 | 0 | 0 | 0 | 0 | 0 | 12 | 1
NO |  | 99 | 2015 | 0 | 25 | 25 |  | TOTAL | Total 230KV Trans. system | 230 | 0 |  | 686.66 | 2.5 | 19 |  | 26938074 | 117944049 | 144882123 | 2791 | 1118936 | 151 | 1121878 | 0 | 0 | 0 | 0 | 0 | 0 | 0 | 0 | 0 | 0 | 0 | 0 | 0 | 0 | 0 | 0 | 12 | 1
SI/SI | A | 99 | 2015 | 0 | 27 | 27 |  |  | 115 KV Transmission System | 115 | 115 | Wood/Concrete | 1192.36 | 6.99 | 33 | Various | 22423552 | 180067585 | 202491137 | 58961 | 984591 | 3193 | 1046745 | 0 | 0 | 0 | 0 | 0 | 0 | 0 | 0 | 0 | 0 | 0 | 0 | 0 | 0 | 0 | 0 | 12 | 1
NO |  | 99 | 2015 | 0 | 28 | 28 |  | TOTAL | 115 KV Transmission System | 0 | 0 |  | 1192.36 | 6.99 | 33 |  | 22423552 | 180067585 | 202491137 | 58961 | 984591 | 3193 | 1046745 | 0 | 0 | 0 | 0 | 0 | 0 | 0 | 0 | 0 | 0 | 0 | 0 | 0 | 0 | 0 | 0 | 12 | 1
SI/SI | A | 99 | 2015 | 0 | 30 | 30 |  |  | 46 KV Transmission System | 46 | 46 | Pole wood | 255.45 | 4.85 | 4 | Various | 3699161 | 19173871 | 22873032 | 24282 | 344888 | 1315 | 370485 | 0 | 0 | 0 | 0 | 0 | 0 | 0 | 0 | 0 | 0 | 0 | 0 | 0 | 0 | 0 | 0 | 12 | 1
NO |  | 99 | 2015 | 0 | 31 | 31 |  | TOTAL | 46 KV Transmission System | 0 | 0 |  | 255.45 | 4.85 | 4 |  | 3699161 | 19173871 | 22873032 | 24282 | 344888 | 1315 | 370485 | 0 | 0 | 0 | 0 | 0 | 0 | 0 | 0 | 0 | 0 | 0 | 0 | 0 | 0 | 0 | 0 | 12 | 1
NO |  | 99 | 2015 | 0 | 36 | 36 |  | TOTAL |  | 0 | 0 |  | 2213.16 | 14.34 | 57 |  | 67830882 | 340498414 | 408329296 | 616340 | 3090034 | 4659 | 3711033 | 0 | 0 | 0 | 0 | 0 | 0 | 0 | 0 | 0 | 0 | 0 | 0 | 0 | 0 | 0 | 0 | 12 | 1
NO |  | 100 | 2015 | 0 | 1 | 1 |  | BWSES | River Crossing 5200 | 500 | 0 | Steel Tower | 2.33 | 0 | 1 | 3070 AASCR | 0 | 0 | 0 | 0 | 0 | 0 | 0 | 0 | 0 | 0 | 0 | 0 | 0 | 0 | 0 | 0 | 0 | 0 | 0 | 0 | 0 | 0 | 0 | 12 | 1
NO |  | 100 | 2015 | 0 | 2 | 2 |  | Franklin | Louisiana State Line 5521 | 500 | 0 | Steel Tower | 51.38 | 0 | 1 | 954 ACSR | 0 | 0 | 0 | 0 | 0 | 0 | 0 | 0 | 0 | 0 | 0 | 0 | 0 | 0 | 0 | 0 | 0 | 0 | 0 | 0 | 0 | 0 | 0 | 12 | 1
NO |  | 100 | 2015 | 0 | 3 | 3 |  | Grand Gulf | BWSES 5620 | 500 | 0 | Steel Tower | 21.46 | 0 | 1 | 954 ACSR | 0 | 0 | 0 | 0 | 0 | 0 | 0 | 0 | 0 | 0 | 0 | 0 | 0 | 0 | 0 | 0 | 0 | 0 | 0 | 0 | 0 | 0 | 0 | 12 | 1
NO |  | 100 | 2015 | 0 | 4 | 4 |  | Grand Gulf | Franklin 5640 | 500 | 0 | Steel Tower | 43.46 | 0 | 1 | 954 ACSR | 0 | 0 | 0 | 0 | 0 | 0 | 0 | 0 | 0 | 0 | 0 | 0 | 0 | 0 | 0 | 0 | 0 | 0 | 0 | 0 | 0 | 0 | 0 | 12 | 1
NO |  | 100 | 2015 | 0 | 5 | 5 |  | Ray Braswell | BWSES 6880 | 500 | 0 | Steel Tower | 35.73 | 0 | 1 | 954 ACSR | 0 | 0 | 0 | 0 | 0 | 0 | 0 | 0 | 0 | 0 | 0 | 0 | 0 | 0 | 0 | 0 | 0 | 0 | 0 | 0 | 0 | 0 | 0 | 12 | 1
NO |  | 100 | 2015 | 0 | 6 | 6 |  | Ray Braswell | West Point 6960 | 500 | 0 | Steel Tower | 105.16 | 0 | 1 | 954 ACSR | 0 | 0 | 0 | 0 | 0 | 0 | 0 | 0 | 0 | 0 | 0 | 0 | 0 | 0 | 0 | 0 | 0 | 0 | 0 | 0 | 0 | 0 | 0 | 12 | 1
NO |  | 100 | 2015 | 0 | 7 | 7 |  | Ray Braswell-Franklin | Willow Glen 6980 | 500 | 0 | Steel Tower | 96.48 | 0 | 1 | 954 ACSR | 0 | 0 | 0 | 0 | 0 | 0 | 0 | 0 | 0 | 0 | 0 | 0 | 0 | 0 | 0 | 0 | 0 | 0 | 0 | 0 | 0 | 0 | 0 | 12 | 1
NO |  | 100 | 2015 | 0 | 8 | 8 |  |  | Total 500Kv Lines | 0 | 0 |  | 0 | 0 | 0 |  | 12795190 | 51854571 | 64649761 | 0 | 0 | 0 | 0 | 0 | 0 | 0 | 0 | 0 | 0 | 0 | 0 | 0 | 0 | 0 | 0 | 0 | 0 | 0 | 0 | 12 | 1
NO |  | 100 | 2015 | 0 | 10 | 10 |  | Getwell | Twinkletown 5007 | 230 | 0 | Sngle Conc Pls | 19.3 | 1.42 | 1 | 1272 ACSR | 0 | 0 | 0 | 0 | 0 | 0 | 0 | 0 | 0 | 0 | 0 | 0 | 0 | 0 | 0 | 0 | 0 | 0 | 0 | 0 | 0 | 0 | 0 | 12 | 1
NO |  | 100 | 2015 | 0 | 11 | 11 |  | Yandell Rd | Bozeman Rd 5112 | 230 | 0 | Sngle Sl P & T | 4.03 | 0 | 1 | 1272 ACSR | 0 | 0 | 0 | 0 | 0 | 0 | 0 | 0 | 0 | 0 | 0 | 0 | 0 | 0 | 0 | 0 | 0 | 0 | 0 | 0 | 0 | 0 | 0 | 12 | 1
NO |  | 100 | 2015 | 0 | 12 | 12 |  | Canton | Pickens 5270 | 230 | 0 | Sngle Conc Pls | 26.09 | 1.91 | 1 | 1272 ACSR | 0 | 0 | 0 | 0 | 0 | 0 | 0 | 0 | 0 | 0 | 0 | 0 | 0 | 0 | 0 | 0 | 0 | 0 | 0 | 0 | 0 | 0 | 0 | 12 | 1
NO |  | 100 | 2015 | 0 | 13 | 13 |  | South Canton | Ragsdale 5271 | 230 | 0 | Sngle Conc Pls | 1.89 | 1.2 | 2 | 1272 ACSR | 0 | 0 | 0 | 0 | 0 | 0 | 0 | 0 | 0 | 0 | 0 | 0 | 0 | 0 | 0 | 0 | 0 | 0 | 0 | 0 | 0 | 0 | 0 | 12 | 1
NO |  | 100 | 2015 | 0 | 14 | 14 |  | Freeport | Tunica 5525 | 230 | 0 | Steel Tower | 31.87 | 0 | 1 | 1272 ACSR | 0 | 0 | 0 | 0 | 0 | 0 | 0 | 0 | 0 | 0 | 0 | 0 | 0 | 0 | 0 | 0 | 0 | 0 | 0 | 0 | 0 | 0 | 0 | 12 | 1
NO |  | 100 | 2015 | 0 | 15 | 15 |  | GASES | Bagby 5540 | 230 | 0 | Steel Tower | 3.68 | 0 | 1 | 1272 ACSR | 0 | 0 | 0 | 0 | 0 | 0 | 0 | 0 | 0 | 0 | 0 | 0 | 0 | 0 | 0 | 0 | 0 | 0 | 0 | 0 | 0 | 0 | 0 | 12 | 1
NO |  | 100 | 2015 | 0 | 16 | 16 |  | GASES | Indianola 5580 | 230 | 0 | Wood H-Frame | 33.67 | 0 | 1 | 1272 ACSR | 0 | 0 | 0 | 0 | 0 | 0 | 0 | 0 | 0 | 0 | 0 | 0 | 0 | 0 | 0 | 0 | 0 | 0 | 0 | 0 | 0 | 0 | 0 | 12 | 1
NO |  | 100 | 2015 | 0 | 17 | 17 |  | Grenada | Batesville 5840 | 230 | 0 | Wood H-Frame | 37.65 | 0 | 1 | 1272 ACSR | 0 | 0 | 0 | 0 | 0 | 0 | 0 | 0 | 0 | 0 | 0 | 0 | 0 | 0 | 0 | 0 | 0 | 0 | 0 | 0 | 0 | 0 | 0 | 12 | 1
NO |  | 100 | 2015 | 0 | 18 | 18 |  | Horn Lake | Freeport 5942 | 230 | 0 | Wood H-Frame | 3.84 | 0 | 1 | 1272 ACSR | 0 | 0 | 0 | 0 | 0 | 0 | 0 | 0 | 0 | 0 | 0 | 0 | 0 | 0 | 0 | 0 | 0 | 0 | 0 | 0 | 0 | 0 | 0 | 12 | 1
NO |  | 100 | 2015 | 0 | 19 | 19 |  | Indianola | Tillatoba 6020 | 230 | 0 | Steel Tower | 56.36 | 0 | 1 | 1272 ACSR | 0 | 0 | 0 | 0 | 0 | 0 | 0 | 0 | 0 | 0 | 0 | 0 | 0 | 0 | 0 | 0 | 0 | 0 | 0 | 0 | 0 | 0 | 0 | 12 | 1
NO |  | 100 | 2015 | 0 | 20 | 20 |  | Horn Lake | Getwell 6186 | 230 | 0 | Sngle Conc Pls | 8.57 | 0 | 1 | 1272 ACSR | 0 | 0 | 0 | 0 | 0 | 0 | 0 | 0 | 0 | 0 | 0 | 0 | 0 | 0 | 0 | 0 | 0 | 0 | 0 | 0 | 0 | 0 | 0 | 12 | 1
NO |  | 100 | 2015 | 0 | 21 | 21 |  | Luckney-Grants Ferry | Rankin 6298 | 230 | 0 | Steel Poles | 13.18 | 0 | 1 | 1272 ACSR | 0 | 0 | 0 | 0 | 0 | 0 | 0 | 0 | 0 | 0 | 0 | 0 | 0 | 0 | 0 | 0 | 0 | 0 | 0 | 0 | 0 | 0 | 0 | 12 | 1
NO |  | 100 | 2015 | 0 | 22 | 22 |  | Lula | Batesville 6300 | 230 | 0 | Steel Tower | 39.81 | 0 | 1 | 1272 ACSR | 0 | 0 | 0 | 0 | 0 | 0 | 0 | 0 | 0 | 0 | 0 | 0 | 0 | 0 | 0 | 0 | 0 | 0 | 0 | 0 | 0 | 0 | 0 | 12 | 1
NO |  | 100 | 2015 | 0 | 23 | 23 |  | Mcadams | Indianola 6410 | 230 | 0 | Wood H-Frame | 67.61 | 0 | 1 | 1272 ACSR | 0 | 0 | 0 | 0 | 0 | 0 | 0 | 0 | 0 | 0 | 0 | 0 | 0 | 0 | 0 | 0 | 0 | 0 | 0 | 0 | 0 | 0 | 0 | 12 | 1
NO |  | 100 | 2015 | 0 | 24 | 24 |  | McAdams | Kosciusko 6415 | 230 | 0 | Steel Tower | 1.28 | 0 | 1 | 1272 ACSR | 0 | 0 | 0 | 0 | 0 | 0 | 0 | 0 | 0 | 0 | 0 | 0 | 0 | 0 | 0 | 0 | 0 | 0 | 0 | 0 | 0 | 0 | 0 | 12 | 1
NO |  | 100 | 2015 | 0 | 25 | 25 |  | Mcadams | Pickens 6416 | 230 | 0 | Wood H-Frame | 16.18 | 0 | 1 | 1272 ACSR | 0 | 0 | 0 | 0 | 0 | 0 | 0 | 0 | 0 | 0 | 0 | 0 | 0 | 0 | 0 | 0 | 0 | 0 | 0 | 0 | 0 | 0 | 0 | 12 | 1
NO |  | 100 | 2015 | 0 | 26 | 26 |  | Ray Braswell | GASES Part 1 6900 | 230 | 0 | Wood H-Frame | 1.77 | 3.36 | 1 | 1272 ACSR | 0 | 0 | 0 | 0 | 0 | 0 | 0 | 0 | 0 | 0 | 0 | 0 | 0 | 0 | 0 | 0 | 0 | 0 | 0 | 0 | 0 | 0 | 0 | 12 | 1
NO |  | 100 | 2015 | 0 | 27 | 27 |  | Ray Braswell | GASES Part 2 6901 | 230 | 0 | Wood H-Frame | 75.52 | 8.38 | 1 | 1272 ACSR | 0 | 0 | 0 | 0 | 0 | 0 | 0 | 0 | 0 | 0 | 0 | 0 | 0 | 0 | 0 | 0 | 0 | 0 | 0 | 0 | 0 | 0 | 0 | 12 | 1
NO |  | 100 | 2015 | 0 | 28 | 28 |  | Rex Brown SES | Brandon 7000 | 230 | 0 | Wood H-Frame | 22.95 | 1.62 | 1 | 1272 ACSR | 0 | 0 | 0 | 0 | 0 | 0 | 0 | 0 | 0 | 0 | 0 | 0 | 0 | 0 | 0 | 0 | 0 | 0 | 0 | 0 | 0 | 0 | 0 | 12 | 1
NO |  | 100 | 2015 | 0 | 29 | 29 |  | Rex Brown SES | Hoy Road 7060 | 230 | 0 | Wood H-Frame | 28.06 | 1.76 | 1 | 1272 ACSR | 0 | 0 | 0 | 0 | 0 | 0 | 0 | 0 | 0 | 0 | 0 | 0 | 0 | 0 | 0 | 0 | 0 | 0 | 0 | 0 | 0 | 0 | 0 | 12 | 1
NO |  | 100 | 2015 | 0 | 30 | 30 |  | Rex Brown SES | Ray Braswell 7100 | 230 | 0 | Wood H-Frame | 9.31 | 0 | 1 | 1272 ACSR | 0 | 0 | 0 | 0 | 0 | 0 | 0 | 0 | 0 | 0 | 0 | 0 | 0 | 0 | 0 | 0 | 0 | 0 | 0 | 0 | 0 | 0 | 0 | 12 | 1
NO |  | 100 | 2015 | 0 | 31 | 31 |  | South Jackson | Rankin 7350 | 230 | 0 | Steel Pole | 17.86 | 0 | 1 | 1272 ACSR | 0 | 0 | 0 | 0 | 0 | 0 | 0 | 0 | 0 | 0 | 0 | 0 | 0 | 0 | 0 | 0 | 0 | 0 | 0 | 0 | 0 | 0 | 0 | 12 | 1
NO |  | 100 | 2015 | 0 | 32 | 32 |  | South Jackson | Ray Braswell 7370 | 230 | 0 | Sngle Conc Pls | 9.46 | 0 | 1 | 1272 ACSR | 0 | 0 | 0 | 0 | 0 | 0 | 0 | 0 | 0 | 0 | 0 | 0 | 0 | 0 | 0 | 0 | 0 | 0 | 0 | 0 | 0 | 0 | 0 | 12 | 1
NO |  | 100 | 2015 | 0 | 33 | 33 |  | South Jackson | Ray Braswell 7375 | 230 | 0 | Steel Poles | 13.52 | 0 | 1 | 1272 ACSR | 0 | 0 | 0 | 0 | 0 | 0 | 0 | 0 | 0 | 0 | 0 | 0 | 0 | 0 | 0 | 0 | 0 | 0 | 0 | 0 | 0 | 0 | 0 | 12 | 1
NO |  | 100 | 2015 | 0 | 34 | 34 |  | Tunica | Ritchie 7490 | 230 | 0 | Steel Tower | 20.93 | 0 | 1 | 1272 ACSR | 0 | 0 | 0 | 0 | 0 | 0 | 0 | 0 | 0 | 0 | 0 | 0 | 0 | 0 | 0 | 0 | 0 | 0 | 0 | 0 | 0 | 0 | 0 | 12 | 1
NO |  | 100 | 2015 | 0 | 35 | 35 |  | North Oakland | Tillatoba 9875 | 230 | 0 | Wood H-Frame | 9.02 | 0 | 1 | 1272 ACSR | 0 | 0 | 0 | 0 | 0 | 0 | 0 | 0 | 0 | 0 | 0 | 0 | 0 | 0 | 0 | 0 | 0 | 0 | 0 | 0 | 0 | 0 | 0 | 12 | 1
NO |  | 100 | 2015 | 0 | 36 | 36 |  | TOTAL |  | 0 | 0 |  | 2898.58 | 19.65 | 36 |  | 84357085 | 429416598 | 513773683 | 5756081 | 3598732 | 695445 | 10050258 | 0 | 0 | 0 | 0 | 0 | 0 | 0 | 0 | 0 | 0 | 0 | 0 | 0 | 0 | 0 | 0 | 12 | 1
NO |  | 100 | 2015 | 1 | 1 | 1 |  | 230kV Tie Lines |  | 230 | 0 | VARIOUS | 8.05 | 0 | 1 | VARIOUS | 0 | 0 | 0 | 0 | 0 | 0 | 0 | 0 | 0 | 0 | 0 | 0 | 0 | 0 | 0 | 0 | 0 | 0 | 0 | 0 | 0 | 0 | 0 | 12 | 1
NO |  | 100 | 2015 | 1 | 2 | 2 |  |  | Total 230Kv Lines | 0 | 0 |  | 0 | 0 | 0 |  | 37023561 | 109568727 | 146592288 | 0 | 0 | 0 | 0 | 0 | 0 | 0 | 0 | 0 | 0 | 0 | 0 | 0 | 0 | 0 | 0 | 0 | 0 | 0 | 0 | 12 | 1
NO |  | 100 | 2015 | 1 | 4 | 4 |  | Horn Lake | Memphis 5960 | 161 | 0 | Wood H-Frame | 5.56 | 0 | 1 | 666 ACSR | 0 | 0 | 0 | 0 | 0 | 0 | 0 | 0 | 0 | 0 | 0 | 0 | 0 | 0 | 0 | 0 | 0 | 0 | 0 | 0 | 0 | 0 | 0 | 12 | 1
NO |  | 100 | 2015 | 1 | 5 | 5 |  |  | Total 161Kv Lines | 0 | 0 |  | 0 | 0 | 0 |  | 17892 | 426463 | 444355 | 0 | 0 | 0 | 0 | 0 | 0 | 0 | 0 | 0 | 0 | 0 | 0 | 0 | 0 | 0 | 0 | 0 | 0 | 0 | 0 | 12 | 1
SI/NO | A | 100 | 2015 | 1 | 7 | 7 |  |  | Total 115Kv Lines | 0 | 0 |  | 1955.56 | 0 | 0 |  | 34520442 | 267566837 | 302087279 | 0 | 0 | 0 | 5497571.9887 | 0 | 0 | 0 | 0 | 0 | 0 | 0 | 0 | 0 | 0 | 0 | 0 | 0 | 0 | 0 | 0 | 12 | 1
NO |  | 100 | 2015 | 1 | 9 | 9 |  | Transmission Lines |  | 0 | 0 |  | 0 | 0 | 0 |  | 0 | 0 | 0 | 5756081 | 3598732 | 695445 | 10050258 | 0 | 0 | 0 | 0 | 0 | 0 | 0 | 0 | 0 | 0 | 0 | 0 | 0 | 0 | 0 | 0 | 12 | 1
NO |  | 101 | 2015 | 0 | 1 | 1 |  | AIRCO | ARROYO | 138 | 138 | 2,3 | 2.15 | 0 | 1 | 1 | 0 | 0 | 0 | 0 | 0 | 0 | 0 | 0 | 0 | 0 | 0 | 0 | 0 | 0 | 0 | 651010080 | 0 | 0 | 0 | 0 | 0 | 0 | 0 | 12 | 1
NO |  | 101 | 2015 | 0 | 2 | 2 |  | ALBRIGHT | GARRETT | 138 | 138 | 2 | 9.07 | 0 | 1 | 1 | 0 | 0 | 0 | 0 | 0 | 0 | 0 | 0 | 0 | 0 | 0 | 0 | 0 | 0 | 0 | 0 | 0 | 0 | 0 | 0 | 0 | 0 | 0 | 12 | 1
NO |  | 101 | 2015 | 0 | 3 | 3 |  | ALBRIGHT | CHEAT LAKE | 138 | 138 | 1,2,3 | 21.28 | 0 | 1 | 1 | 0 | 0 | 0 | 0 | 0 | 0 | 0 | 0 | 0 | 0 | 0 | 0 | 0 | 0 | 0 | 0 | 0 | 0 | 0 | 0 | 0 | 0 | 0 | 12 | 1
NO |  | 101 | 2015 | 0 | 4 | 4 |  | ALBRIGHT | ELLIOTSVILLE | 138 | 138 | 2,3 | 17.13 | 0 | 1 | 1 | 0 | 0 | 0 | 0 | 0 | 0 | 0 | 0 | 0 | 0 | 0 | 0 | 0 | 0 | 0 | 0 | 0 | 0 | 0 | 0 | 0 | 0 | 0 | 12 | 1
NO |  | 101 | 2015 | 0 | 5 | 5 |  | ALBRIGHT | PRUNTYTOWN | 138 | 138 | 2,3 | 25.37 | 0 | 1 | 3 | 0 | 0 | 0 | 0 | 0 | 0 | 0 | 0 | 0 | 0 | 0 | 0 | 0 | 0 | 0 | 0 | 0 | 0 | 0 | 0 | 0 | 0 | 0 | 12 | 1
NO |  | 101 | 2015 | 0 | 6 | 6 |  | ALBRIGHT | WILLIAM | 138 | 138 | 1,2,3 | 25.14 | 0 | 1 | 1 | 0 | 0 | 0 | 0 | 0 | 0 | 0 | 0 | 0 | 0 | 0 | 0 | 0 | 0 | 0 | 0 | 0 | 0 | 0 | 0 | 0 | 0 | 0 | 12 | 1
NO |  | 101 | 2015 | 0 | 7 | 7 |  | ALBRIGHT | CROSS SCHOOL | 138 | 138 |  | 8.91 | 0 | 1 |  | 0 | 0 | 0 | 0 | 0 | 0 | 0 | 0 | 0 | 0 | 0 | 0 | 0 | 0 | 0 | 0 | 0 | 0 | 0 | 0 | 0 | 0 | 0 | 12 | 1
NO |  | 101 | 2015 | 0 | 8 | 8 |  | ALBRIGHT | GRAFTON | 138 | 138 |  | 28.91 | 0 | 1 |  | 0 | 0 | 0 | 0 | 0 | 0 | 0 | 0 | 0 | 0 | 0 | 0 | 0 | 0 | 0 | 0 | 0 | 0 | 0 | 0 | 0 | 0 | 0 | 12 | 1
NO |  | 101 | 2015 | 0 | 9 | 9 |  | ALBRIGHT | KELSO GAP | 138 | 138 |  | 11.69 | 0 | 1 |  | 0 | 0 | 0 | 0 | 0 | 0 | 0 | 0 | 0 | 0 | 0 | 0 | 0 | 0 | 0 | 0 | 0 | 0 | 0 | 0 | 0 | 0 | 0 | 12 | 1
NO |  | 101 | 2015 | 0 | 10 | 10 |  | ARROYO | QUAKER STATE | 138 | 138 | 2 | 2.55 | 0 | 1 | 1 | 0 | 0 | 0 | 0 | 0 | 0 | 0 | 0 | 0 | 0 | 0 | 0 | 0 | 0 | 0 | 0 | 0 | 0 | 0 | 0 | 0 | 0 | 0 | 12 | 1
NO |  | 101 | 2015 | 0 | 11 | 11 |  | ARROYO | ARROYO-E.LIVERPOOL-WYLIE RI | 138 | 138 |  | 10.07 | 0 | 1 |  | 0 | 0 | 0 | 0 | 0 | 0 | 0 | 0 | 0 | 0 | 0 | 0 | 0 | 0 | 0 | 0 | 0 | 0 | 0 | 0 | 0 | 0 | 0 | 12 | 1
NO |  | 101 | 2015 | 0 | 12 | 12 |  | BACK FORK | CRUPPERNECK | 138 | 138 | 1,2 | 21.7 | 0 | 1 | 1 | 0 | 0 | 0 | 0 | 0 | 0 | 0 | 0 | 0 | 0 | 0 | 0 | 0 | 0 | 0 | 0 | 0 | 0 | 0 | 0 | 0 | 0 | 0 | 12 | 1
NO |  | 101 | 2015 | 0 | 13 | 13 |  | BARNETTS RUN | GLEN FALLS | 138 | 138 |  | 7.79 | 0 | 1 |  | 0 | 0 | 0 | 0 | 0 | 0 | 0 | 0 | 0 | 0 | 0 | 0 | 0 | 0 | 0 | 0 | 0 | 0 | 0 | 0 | 0 | 0 | 0 | 12 | 1
NO |  | 101 | 2015 | 0 | 14 | 14 |  | BARNETTS RUN | SHINNS RUN | 138 | 138 | 2 | 2.03 | 0 | 1 | 1,3 | 0 | 0 | 0 | 0 | 0 | 0 | 0 | 0 | 0 | 0 | 0 | 0 | 0 | 0 | 0 | 0 | 0 | 0 | 0 | 0 | 0 | 0 | 0 | 12 | 1
NO |  | 101 | 2015 | 0 | 15 | 15 |  | BELMONT | EDGELAWN | 138 | 138 | 1,2,3 | 15.76 | 0 | 1 | 3 | 0 | 0 | 0 | 0 | 0 | 0 | 0 | 0 | 0 | 0 | 0 | 0 | 0 | 0 | 0 | 0 | 0 | 0 | 0 | 0 | 0 | 0 | 0 | 12 | 1
NO |  | 101 | 2015 | 0 | 16 | 16 |  | BELMONT | OAK GROVE 608 | 138 | 138 | 1,3 | 3.28 | 0 | 1 | 3 | 0 | 0 | 0 | 0 | 0 | 0 | 0 | 0 | 0 | 0 | 0 | 0 | 0 | 0 | 0 | 0 | 0 | 0 | 0 | 0 | 0 | 0 | 0 | 12 | 1
NO |  | 101 | 2015 | 0 | 17 | 17 |  | BELMONT | OAK GROVE 606 | 138 | 138 | 1,2,3 | 3.08 | 0 | 1 | 2,3 | 0 | 0 | 0 | 0 | 0 | 0 | 0 | 0 | 0 | 0 | 0 | 0 | 0 | 0 | 0 | 0 | 0 | 0 | 0 | 0 | 0 | 0 | 0 | 12 | 1
NO |  | 101 | 2015 | 0 | 18 | 18 |  | BELMONT | TRISSLER 604 | 138 | 138 | 1,3 | 11.86 | 0 | 1 | 3 | 0 | 0 | 0 | 0 | 0 | 0 | 0 | 0 | 0 | 0 | 0 | 0 | 0 | 0 | 0 | 0 | 0 | 0 | 0 | 0 | 0 | 0 | 0 | 12 | 1
NO |  | 101 | 2015 | 0 | 19 | 19 |  | BELMONT | TRISSLER 648 | 138 | 138 | 2,3 | 13.07 | 0 | 1 | 1,3 | 0 | 0 | 0 | 0 | 0 | 0 | 0 | 0 | 0 | 0 | 0 | 0 | 0 | 0 | 0 | 0 | 0 | 0 | 0 | 0 | 0 | 0 | 0 | 12 | 1
NO |  | 101 | 2015 | 0 | 20 | 20 |  | BRANDONVILLE JCT | ALBRIGHT-HAZELTON-LAKE LYNN | 138 | 138 | 2,3 | 31.88 | 0 | 1 | 1 | 0 | 0 | 0 | 0 | 0 | 0 | 0 | 0 | 0 | 0 | 0 | 0 | 0 | 0 | 0 | 0 | 0 | 0 | 0 | 0 | 0 | 0 | 0 | 12 | 1
NO |  | 101 | 2015 | 0 | 21 | 21 |  | BROOKHAVEN | PIERPOINT | 138 | 138 | 2,3 | 3.18 | 0 | 1 |  | 0 | 0 | 0 | 0 | 0 | 0 | 0 | 0 | 0 | 0 | 0 | 0 | 0 | 0 | 0 | 0 | 0 | 0 | 0 | 0 | 0 | 0 | 0 | 12 | 1
NO |  | 101 | 2015 | 0 | 22 | 22 |  | BROOKHAVEN | PRICE HILL | 138 | 138 | 2,3 | 5.11 | 0 | 1 |  | 0 | 0 | 0 | 0 | 0 | 0 | 0 | 0 | 0 | 0 | 0 | 0 | 0 | 0 | 0 | 0 | 0 | 0 | 0 | 0 | 0 | 0 | 0 | 12 | 1
NO |  | 101 | 2015 | 0 | 23 | 23 |  | BUCKHANNON | FRENCH CREEK | 138 | 138 | 2 | 6.67 | 0 | 1 | 3 | 0 | 0 | 0 | 0 | 0 | 0 | 0 | 0 | 0 | 0 | 0 | 0 | 0 | 0 | 0 | 0 | 0 | 0 | 0 | 0 | 0 | 0 | 0 | 12 | 1
NO |  | 101 | 2015 | 0 | 24 | 24 |  | BUCKHANNON | RIDER | 138 | 138 |  | 18.17 | 0 | 0 |  | 0 | 0 | 0 | 0 | 0 | 0 | 0 | 0 | 0 | 0 | 0 | 0 | 0 | 0 | 0 | 0 | 0 | 0 | 0 | 0 | 0 | 0 | 0 | 12 | 1
NO |  | 101 | 2015 | 0 | 25 | 25 |  | BUCKHANNON | LOUGHS LANE | 138 | 138 | 1,2 | 22.56 | 0 | 1 | 2,3 | 0 | 0 | 0 | 0 | 0 | 0 | 0 | 0 | 0 | 0 | 0 | 0 | 0 | 0 | 0 | 0 | 0 | 0 | 0 | 0 | 0 | 0 | 0 | 12 | 1
NO |  | 101 | 2015 | 0 | 26 | 26 |  | BUFFALO JCT | WEIRTON-CECIL-WINDSOR | 138 | 138 | 2,3 | 23.54 | 0 | 1 | 1,3 | 0 | 0 | 0 | 0 | 0 | 0 | 0 | 0 | 0 | 0 | 0 | 0 | 0 | 0 | 0 | 0 | 0 | 0 | 0 | 0 | 0 | 0 | 0 | 12 | 1
NO |  | 101 | 2015 | 0 | 27 | 27 |  | CHEAT LAKE | LAKE LYNN | 138 | 138 | 1,3 | 3.17 | 0 | 1 |  | 0 | 0 | 0 | 0 | 0 | 0 | 0 | 0 | 0 | 0 | 0 | 0 | 0 | 0 | 0 | 0 | 0 | 0 | 0 | 0 | 0 | 0 | 0 | 12 | 1
NO |  | 101 | 2015 | 0 | 28 | 28 |  | COLLINS FERRY | LAKE LYNN | 138 | 138 | 1,2,3 | 7.67 | 0 | 1 | 1 | 0 | 0 | 0 | 0 | 0 | 0 | 0 | 0 | 0 | 0 | 0 | 0 | 0 | 0 | 0 | 0 | 0 | 0 | 0 | 0 | 0 | 0 | 0 | 12 | 1
NO |  | 101 | 2015 | 0 | 29 | 29 |  | COLLINS FERRY | OSAGE | 138 | 138 | 2 | 3.05 | 0 | 1 | 1 | 0 | 0 | 0 | 0 | 0 | 0 | 0 | 0 | 0 | 0 | 0 | 0 | 0 | 0 | 0 | 0 | 0 | 0 | 0 | 0 | 0 | 0 | 0 | 12 | 1
NO |  | 101 | 2015 | 0 | 30 | 30 |  | CRUPPERNECK | GRASSY FALLS | 138 | 138 | 2 | 7.97 | 0 | 1 | 2,3 | 0 | 0 | 0 | 0 | 0 | 0 | 0 | 0 | 0 | 0 | 0 | 0 | 0 | 0 | 0 | 0 | 0 | 0 | 0 | 0 | 0 | 0 | 0 | 12 | 1
NO |  | 101 | 2015 | 0 | 31 | 31 |  | DUTCH FORK | WINDSOR | 138 | 138 |  | 8.82 | 0 | 0 |  | 0 | 0 | 0 | 0 | 0 | 0 | 0 | 0 | 0 | 0 | 0 | 0 | 0 | 0 | 0 | 0 | 0 | 0 | 0 | 0 | 0 | 0 | 0 | 12 | 1
NO |  | 101 | 2015 | 0 | 32 | 32 |  | DUPONT | WASHINGTON-MP | 138 | 138 | 2,3 | 1.62 | 0 | 1 | 3,4 | 0 | 0 | 0 | 0 | 0 | 0 | 0 | 0 | 0 | 0 | 0 | 0 | 0 | 0 | 0 | 0 | 0 | 0 | 0 | 0 | 0 | 0 | 0 | 12 | 1
NO |  | 101 | 2015 | 0 | 33 | 33 |  | EDGELAWN | DUPONT | 138 | 138 | 2,3 | 8.8 | 0 | 1 | 3 | 0 | 0 | 0 | 0 | 0 | 0 | 0 | 0 | 0 | 0 | 0 | 0 | 0 | 0 | 0 | 0 | 0 | 0 | 0 | 0 | 0 | 0 | 0 | 12 | 1
NO |  | 101 | 2015 | 0 | 34 | 34 |  | EDGELAWN | GOFF RUN | 138 | 138 | 2,3 | 35.39 | 0 | 1 | 1 | 0 | 0 | 0 | 0 | 0 | 0 | 0 | 0 | 0 | 0 | 0 | 0 | 0 | 0 | 0 | 0 | 0 | 0 | 0 | 0 | 0 | 0 | 0 | 12 | 1
NO |  | 101 | 2015 | 0 | 35 | 35 |  | ELDORA | EVERSON | 138 | 138 |  | 3.77 | 0 | 1 |  | 0 | 0 | 0 | 0 | 0 | 0 | 0 | 0 | 0 | 0 | 0 | 0 | 0 | 0 | 0 | 0 | 0 | 0 | 0 | 0 | 0 | 0 | 0 | 12 | 1
NO |  | 101 | 2015 | 0 | 36 | 36 |  | TOTAL |  | 0 | 0 |  | 1748.12 | 107.81 | 113 |  | 18970523 | 228999386 | 247969909 | -71618 | 8280211 | 270550 | 8479143 | 0 | 0 | 0 | 0 | 0 | 0 | 0 | 0 | 0 | 0 | 0 | 0 | 0 | 0 | 0 | 0 | 12 | 1
NO |  | 101 | 2015 | 1 | 1 | 1 |  | ENON 304 JCT | GILBOA-GRASSEY FALLS | 138 | 138 | 2 | 25.1 | 0 | 1 | 3 | 0 | 0 | 0 | 0 | 0 | 0 | 0 | 0 | 0 | 0 | 0 | 0 | 0 | 0 | 0 | 0 | 0 | 0 | 0 | 0 | 0 | 0 | 0 | 12 | 1
NO |  | 101 | 2015 | 1 | 2 | 2 |  | FAIRVIEW | WHITELEY | 138 | 138 | 2 | 9.25 | 0 | 1 | 3,5 | 0 | 0 | 0 | 0 | 0 | 0 | 0 | 0 | 0 | 0 | 0 | 0 | 0 | 0 | 0 | 0 | 0 | 0 | 0 | 0 | 0 | 0 | 0 | 12 | 1
NO |  | 101 | 2015 | 1 | 3 | 3 |  | FINZEL | HAZELTON | 138 | 138 |  | 2.54 | 0 | 0 |  | 0 | 0 | 0 | 0 | 0 | 0 | 0 | 0 | 0 | 0 | 0 | 0 | 0 | 0 | 0 | 0 | 0 | 0 | 0 | 0 | 0 | 0 | 0 | 12 | 1
NO |  | 101 | 2015 | 1 | 4 | 4 |  | FORT MARTIN RESERVE | LAKE LYNN | 138 | 138 |  | 5.33 | 0 | 1 |  | 0 | 0 | 0 | 0 | 0 | 0 | 0 | 0 | 0 | 0 | 0 | 0 | 0 | 0 | 0 | 0 | 0 | 0 | 0 | 0 | 0 | 0 | 0 | 12 | 1
NO |  | 101 | 2015 | 1 | 5 | 5 |  | FRENCH CREEK | PICKENS | 138 | 138 | 1,2 | 19.66 | 0 | 1 | 3 | 0 | 0 | 0 | 0 | 0 | 0 | 0 | 0 | 0 | 0 | 0 | 0 | 0 | 0 | 0 | 0 | 0 | 0 | 0 | 0 | 0 | 0 | 0 | 12 | 1
NO |  | 101 | 2015 | 1 | 6 | 6 |  | FRENCH CREEK | SUTTON | 138 | 138 | 2 | 34.43 | 0 | 1 | 2,3,4 | 0 | 0 | 0 | 0 | 0 | 0 | 0 | 0 | 0 | 0 | 0 | 0 | 0 | 0 | 0 | 0 | 0 | 0 | 0 | 0 | 0 | 0 | 0 | 12 | 1
NO |  | 101 | 2015 | 1 | 7 | 7 |  | GILBOA | KANAWHA RIVER | 138 | 138 | 2 | 16.06 | 0 | 1 | 3 | 0 | 0 | 0 | 0 | 0 | 0 | 0 | 0 | 0 | 0 | 0 | 0 | 0 | 0 | 0 | 0 | 0 | 0 | 0 | 0 | 0 | 0 | 0 | 12 | 1
NO |  | 101 | 2015 | 1 | 8 | 8 |  | GLEN FALLS | RIDER | 138 | 138 |  | 15.3 | 0 | 0 |  | 0 | 0 | 0 | 0 | 0 | 0 | 0 | 0 | 0 | 0 | 0 | 0 | 0 | 0 | 0 | 0 | 0 | 0 | 0 | 0 | 0 | 0 | 0 | 12 | 1
NO |  | 101 | 2015 | 1 | 9 | 9 |  | GLEN FALLS | FAIRVIEW | 138 | 138 | 2,3 | 40.17 | 0 | 1 | 1,2 | 0 | 0 | 0 | 0 | 0 | 0 | 0 | 0 | 0 | 0 | 0 | 0 | 0 | 0 | 0 | 0 | 0 | 0 | 0 | 0 | 0 | 0 | 0 | 12 | 1
NO |  | 101 | 2015 | 1 | 10 | 10 |  | GLEN FALLS | OAK MOUND | 138 | 138 | 1,2,3 | 6.04 | 0 | 1 | 2,3 | 0 | 0 | 0 | 0 | 0 | 0 | 0 | 0 | 0 | 0 | 0 | 0 | 0 | 0 | 0 | 0 | 0 | 0 | 0 | 0 | 0 | 0 | 0 | 12 | 1
NO |  | 101 | 2015 | 1 | 11 | 11 |  | GLEN FALLS | WALDO RUN | 138 | 138 | 1,2,3 | 19.12 | 0 | 1 | 2,3 | 0 | 0 | 0 | 0 | 0 | 0 | 0 | 0 | 0 | 0 | 0 | 0 | 0 | 0 | 0 | 0 | 0 | 0 | 0 | 0 | 0 | 0 | 0 | 12 | 1
NO |  | 101 | 2015 | 1 | 12 | 12 |  | GOFF RUN | GLENVILLE | 138 | 138 | 1,2,3 | 29.83 | 0 | 1 | 1 | 0 | 0 | 0 | 0 | 0 | 0 | 0 | 0 | 0 | 0 | 0 | 0 | 0 | 0 | 0 | 0 | 0 | 0 | 0 | 0 | 0 | 0 | 0 | 12 | 1
NO |  | 101 | 2015 | 1 | 13 | 13 |  | GORDON | WINDSOR | 138 | 138 |  | 8.81 | 0 | 0 |  | 0 | 0 | 0 | 0 | 0 | 0 | 0 | 0 | 0 | 0 | 0 | 0 | 0 | 0 | 0 | 0 | 0 | 0 | 0 | 0 | 0 | 0 | 0 | 12 | 1
NO |  | 101 | 2015 | 1 | 14 | 14 |  | GRAFTON | PRUNTYTOWN | 138 | 138 |  | 2.99 | 0 | 1 |  | 0 | 0 | 0 | 0 | 0 | 0 | 0 | 0 | 0 | 0 | 0 | 0 | 0 | 0 | 0 | 0 | 0 | 0 | 0 | 0 | 0 | 0 | 0 | 12 | 1
NO |  | 101 | 2015 | 1 | 15 | 15 |  | GRASSY FALLS | MCCLUNG | 138 | 138 | 1,2 | 10.29 | 0 | 1 | 3 | 0 | 0 | 0 | 0 | 0 | 0 | 0 | 0 | 0 | 0 | 0 | 0 | 0 | 0 | 0 | 0 | 0 | 0 | 0 | 0 | 0 | 0 | 0 | 12 | 1
NO |  | 101 | 2015 | 1 | 16 | 16 |  | KELSO GAP | PARR RUN | 138 | 138 |  | 5.71 | 0 | 1 |  | 0 | 0 | 0 | 0 | 0 | 0 | 0 | 0 | 0 | 0 | 0 | 0 | 0 | 0 | 0 | 0 | 0 | 0 | 0 | 0 | 0 | 0 | 0 | 12 | 1
NO |  | 101 | 2015 | 1 | 17 | 17 |  | LAKE LYNN | PEIRPONT | 138 | 138 | 1,2,3 | 5.85 | 0 | 1 | 2,3 | 0 | 0 | 0 | 0 | 0 | 0 | 0 | 0 | 0 | 0 | 0 | 0 | 0 | 0 | 0 | 0 | 0 | 0 | 0 | 0 | 0 | 0 | 0 | 12 | 1
NO |  | 101 | 2015 | 1 | 18 | 18 |  | LAMBERTON | TRISSLER | 138 | 138 | 2,3 | 25.44 | 0 | 1 | 2,3 | 0 | 0 | 0 | 0 | 0 | 0 | 0 | 0 | 0 | 0 | 0 | 0 | 0 | 0 | 0 | 0 | 0 | 0 | 0 | 0 | 0 | 0 | 0 | 12 | 1
NO |  | 101 | 2015 | 1 | 19 | 19 |  | LAMBERTON | WALDO RUN | 138 | 138 |  | 23.73 | 0 | 1 |  | 0 | 0 | 0 | 0 | 0 | 0 | 0 | 0 | 0 | 0 | 0 | 0 | 0 | 0 | 0 | 0 | 0 | 0 | 0 | 0 | 0 | 0 | 0 | 12 | 1
NO |  | 101 | 2015 | 1 | 20 | 20 |  | LEADSVILLE | LAUGHS LANE | 138 | 138 |  | 5.79 | 0 | 1 |  | 0 | 0 | 0 | 0 | 0 | 0 | 0 | 0 | 0 | 0 | 0 | 0 | 0 | 0 | 0 | 0 | 0 | 0 | 0 | 0 | 0 | 0 | 0 | 12 | 1
NO |  | 101 | 2015 | 1 | 21 | 21 |  | LEADSVILLE | PRUNTTOWN | 138 | 138 |  | 30.2 | 0 | 1 |  | 0 | 0 | 0 | 0 | 0 | 0 | 0 | 0 | 0 | 0 | 0 | 0 | 0 | 0 | 0 | 0 | 0 | 0 | 0 | 0 | 0 | 0 | 0 | 12 | 1
NO |  | 101 | 2015 | 1 | 22 | 22 |  | LONG REACH | PADEN CITY | 138 | 138 | 2,3 | 12.84 | 0 | 1 | 1,2,6 | 0 | 0 | 0 | 0 | 0 | 0 | 0 | 0 | 0 | 0 | 0 | 0 | 0 | 0 | 0 | 0 | 0 | 0 | 0 | 0 | 0 | 0 | 0 | 12 | 1
NO |  | 101 | 2015 | 1 | 23 | 23 |  | LONG REACH | UNION CARBIDE MP | 138 | 138 |  | 0.05 | 0 | 1 |  | 0 | 0 | 0 | 0 | 0 | 0 | 0 | 0 | 0 | 0 | 0 | 0 | 0 | 0 | 0 | 0 | 0 | 0 | 0 | 0 | 0 | 0 | 0 | 12 | 1
NO |  | 101 | 2015 | 1 | 24 | 24 |  | LOUGHS LANE | PICKENS | 138 | 138 |  | 47.24 | 0 | 1 |  | 0 | 0 | 0 | 0 | 0 | 0 | 0 | 0 | 0 | 0 | 0 | 0 | 0 | 0 | 0 | 0 | 0 | 0 | 0 | 0 | 0 | 0 | 0 | 12 | 1
NO |  | 101 | 2015 | 1 | 25 | 25 |  | LOUGHS LANE | WILLIAM | 138 | 138 | 2,3 | 33.71 | 0 | 1 | 2 | 0 | 0 | 0 | 0 | 0 | 0 | 0 | 0 | 0 | 0 | 0 | 0 | 0 | 0 | 0 | 0 | 0 | 0 | 0 | 0 | 0 | 0 | 0 | 12 | 1
NO |  | 101 | 2015 | 1 | 26 | 26 |  | MAHANS LANE | TIDD | 138 | 138 |  | 1.05 | 0 | 0 |  | 0 | 0 | 0 | 0 | 0 | 0 | 0 | 0 | 0 | 0 | 0 | 0 | 0 | 0 | 0 | 0 | 0 | 0 | 0 | 0 | 0 | 0 | 0 | 12 | 1
NO |  | 101 | 2015 | 1 | 27 | 27 |  | MAHANS LANE | WEIRTON | 138 | 138 |  | 5.1 | 0 | 0 |  | 0 | 0 | 0 | 0 | 0 | 0 | 0 | 0 | 0 | 0 | 0 | 0 | 0 | 0 | 0 | 0 | 0 | 0 | 0 | 0 | 0 | 0 | 0 | 12 | 1
NO |  | 101 | 2015 | 1 | 28 | 28 |  | MCALPIN | GLEN FALLS | 138 | 138 | 1,3 | 4.45 | 0 | 1 | 1,3 | 0 | 0 | 0 | 0 | 0 | 0 | 0 | 0 | 0 | 0 | 0 | 0 | 0 | 0 | 0 | 0 | 0 | 0 | 0 | 0 | 0 | 0 | 0 | 12 | 1
NO |  | 101 | 2015 | 1 | 29 | 29 |  | OAK GROVE | PARKERSBURG | 138 | 138 | 1,2,3 | 15.41 | 0 | 1 | 2,3 | 0 | 0 | 0 | 0 | 0 | 0 | 0 | 0 | 0 | 0 | 0 | 0 | 0 | 0 | 0 | 0 | 0 | 0 | 0 | 0 | 0 | 0 | 0 | 12 | 1
NO |  | 101 | 2015 | 1 | 30 | 30 |  | OAK GROVE | WILLIAMS CREEK | 138 | 138 | 1,2 | 7.5 | 0 | 1 |  | 0 | 0 | 0 | 0 | 0 | 0 | 0 | 0 | 0 | 0 | 0 | 0 | 0 | 0 | 0 | 0 | 0 | 0 | 0 | 0 | 0 | 0 | 0 | 12 | 1
NO |  | 101 | 2015 | 1 | 31 | 31 |  | OAKMOUND | RIDER | 138 | 138 |  | 6.43 | 0 | 0 |  | 0 | 0 | 0 | 0 | 0 | 0 | 0 | 0 | 0 | 0 | 0 | 0 | 0 | 0 | 0 | 0 | 0 | 0 | 0 | 0 | 0 | 0 | 0 | 12 | 1
NO |  | 101 | 2015 | 1 | 32 | 32 |  | PADEN CITY | NATRIUM | 138 | 138 | 2,3 | 16.65 | 0 | 1 | 1,2,6 | 0 | 0 | 0 | 0 | 0 | 0 | 0 | 0 | 0 | 0 | 0 | 0 | 0 | 0 | 0 | 0 | 0 | 0 | 0 | 0 | 0 | 0 | 0 | 12 | 1
NO |  | 101 | 2015 | 1 | 33 | 33 |  | PARKERSBURG | CORNER | 138 | 138 | 3 | 0.35 | 0 | 1 | 2 | 0 | 0 | 0 | 0 | 0 | 0 | 0 | 0 | 0 | 0 | 0 | 0 | 0 | 0 | 0 | 0 | 0 | 0 | 0 | 0 | 0 | 0 | 0 | 12 | 1
NO |  | 101 | 2015 | 1 | 34 | 34 |  | PICKENS | BACK FORK | 138 | 138 | 2 | 16.55 | 0 | 1 | 1 | 0 | 0 | 0 | 0 | 0 | 0 | 0 | 0 | 0 | 0 | 0 | 0 | 0 | 0 | 0 | 0 | 0 | 0 | 0 | 0 | 0 | 0 | 0 | 12 | 1
NO |  | 101 | 2015 | 1 | 35 | 35 |  | PICKENS | LINWOOD | 138 | 138 |  | 20.45 | 0 | 1 |  | 0 | 0 | 0 | 0 | 0 | 0 | 0 | 0 | 0 | 0 | 0 | 0 | 0 | 0 | 0 | 0 | 0 | 0 | 0 | 0 | 0 | 0 | 0 | 12 | 1
NO |  | 101 | 2015 | 2 | 1 | 1 |  | POWELL MT | CRUPPERNECK | 138 | 138 |  | 16.57 | 0 | 1 |  | 0 | 0 | 0 | 0 | 0 | 0 | 0 | 0 | 0 | 0 | 0 | 0 | 0 | 0 | 0 | 0 | 0 | 0 | 0 | 0 | 0 | 0 | 0 | 12 | 1
NO |  | 101 | 2015 | 2 | 2 | 2 |  | POWELL MT | GOFF RUN | 138 | 138 |  | 40.37 | 0 | 1 |  | 0 | 0 | 0 | 0 | 0 | 0 | 0 | 0 | 0 | 0 | 0 | 0 | 0 | 0 | 0 | 0 | 0 | 0 | 0 | 0 | 0 | 0 | 0 | 12 | 1
NO |  | 101 | 2015 | 2 | 3 | 3 |  | PRICE HILL | PRUNTYTOWN | 138 | 138 | 2,3 | 23.25 | 0 | 1 | 1,3 | 0 | 0 | 0 | 0 | 0 | 0 | 0 | 0 | 0 | 0 | 0 | 0 | 0 | 0 | 0 | 0 | 0 | 0 | 0 | 0 | 0 | 0 | 0 | 12 | 1
NO |  | 101 | 2015 | 2 | 4 | 4 |  | PRUNTYTOWN | BUCKHANNON | 138 | 138 | 1,2,3 | 29.45 | 0 | 1 | 1,2 | 0 | 0 | 0 | 0 | 0 | 0 | 0 | 0 | 0 | 0 | 0 | 0 | 0 | 0 | 0 | 0 | 0 | 0 | 0 | 0 | 0 | 0 | 0 | 12 | 1
NO |  | 101 | 2015 | 2 | 5 | 5 |  | PRUNTYTOWN | QUIET DELL | 138 | 138 | 1,2,3 | 18.13 | 0 | 1 | 3 | 0 | 0 | 0 | 0 | 0 | 0 | 0 | 0 | 0 | 0 | 0 | 0 | 0 | 0 | 0 | 0 | 0 | 0 | 0 | 0 | 0 | 0 | 0 | 12 | 1
NO |  | 101 | 2015 | 2 | 6 | 6 |  | PRUNTYTOWN | SHINNS RUN | 138 | 138 | 1,2,3 | 8.48 | 0 | 1 | 1,3 | 0 | 0 | 0 | 0 | 0 | 0 | 0 | 0 | 0 | 0 | 0 | 0 | 0 | 0 | 0 | 0 | 0 | 0 | 0 | 0 | 0 | 0 | 0 | 12 | 1
NO |  | 101 | 2015 | 2 | 7 | 7 |  | QUIET DELL | OAKMOUND | 138 | 138 |  | 4.14 | 0 | 0 |  | 0 | 0 | 0 | 0 | 0 | 0 | 0 | 0 | 0 | 0 | 0 | 0 | 0 | 0 | 0 | 0 | 0 | 0 | 0 | 0 | 0 | 0 | 0 | 12 | 1
NO |  | 101 | 2015 | 2 | 8 | 8 |  | RIDER | WESTON | 138 | 138 |  | 11.17 | 0 | 0 |  | 0 | 0 | 0 | 0 | 0 | 0 | 0 | 0 | 0 | 0 | 0 | 0 | 0 | 0 | 0 | 0 | 0 | 0 | 0 | 0 | 0 | 0 | 0 | 12 | 1
NO |  | 101 | 2015 | 2 | 9 | 9 |  | RIVERVIEW | WILLIAMS CREEK | 138 | 138 |  | 6.43 | 0 | 1 |  | 0 | 0 | 0 | 0 | 0 | 0 | 0 | 0 | 0 | 0 | 0 | 0 | 0 | 0 | 0 | 0 | 0 | 0 | 0 | 0 | 0 | 0 | 0 | 12 | 1
NO |  | 101 | 2015 | 2 | 10 | 10 |  | RIVESVILLE | EVERSON | 138 | 138 | 1,2,3 | 12 | 0 | 1 | 3 | 0 | 0 | 0 | 0 | 0 | 0 | 0 | 0 | 0 | 0 | 0 | 0 | 0 | 0 | 0 | 0 | 0 | 0 | 0 | 0 | 0 | 0 | 0 | 12 | 1
NO |  | 101 | 2015 | 2 | 11 | 11 |  | RIVESVILLE | FAIRVIEW | 138 | 138 | 1,2,3 | 11.4 | 0 | 1 | 1 | 0 | 0 | 0 | 0 | 0 | 0 | 0 | 0 | 0 | 0 | 0 | 0 | 0 | 0 | 0 | 0 | 0 | 0 | 0 | 0 | 0 | 0 | 0 | 12 | 1
NO |  | 101 | 2015 | 2 | 12 | 12 |  | RIVESVILLE | OSAGE | 138 | 138 | 1,2,3 | 12.36 | 0 | 1 | 1,3,8 | 0 | 0 | 0 | 0 | 0 | 0 | 0 | 0 | 0 | 0 | 0 | 0 | 0 | 0 | 0 | 0 | 0 | 0 | 0 | 0 | 0 | 0 | 0 | 12 | 1
NO |  | 101 | 2015 | 2 | 13 | 13 |  | RIVESVILLE | PRUNTYTOWN | 138 | 138 | 1,2,3 | 20.75 | 0 | 1 | 1,2,3 | 0 | 0 | 0 | 0 | 0 | 0 | 0 | 0 | 0 | 0 | 0 | 0 | 0 | 0 | 0 | 0 | 0 | 0 | 0 | 0 | 0 | 0 | 0 | 12 | 1
NO |  | 101 | 2015 | 2 | 14 | 14 |  | SENECA CAVERNS | NORTH PETERSBURG | 138 | 138 | 1,2 | 23.08 | 0 | 1 | 3 | 0 | 0 | 0 | 0 | 0 | 0 | 0 | 0 | 0 | 0 | 0 | 0 | 0 | 0 | 0 | 0 | 0 | 0 | 0 | 0 | 0 | 0 | 0 | 12 | 1
NO |  | 101 | 2015 | 2 | 15 | 15 |  | SUTTON | POWELL MT | 138 | 138 | 1,2 | 23 | 0 | 1 | 1,2,3,4 | 0 | 0 | 0 | 0 | 0 | 0 | 0 | 0 | 0 | 0 | 0 | 0 | 0 | 0 | 0 | 0 | 0 | 0 | 0 | 0 | 0 | 0 | 0 | 12 | 1
NO |  | 101 | 2015 | 2 | 16 | 16 |  | TIDD | WEIRTON | 138 | 138 |  | 12.79 | 0 | 1 |  | 0 | 0 | 0 | 0 | 0 | 0 | 0 | 0 | 0 | 0 | 0 | 0 | 0 | 0 | 0 | 0 | 0 | 0 | 0 | 0 | 0 | 0 | 0 | 12 | 1
NO |  | 101 | 2015 | 2 | 17 | 17 |  | TRISSLER | EDGELAWN | 138 | 138 | 2,3 | 3.07 | 0 | 1 | 3 | 0 | 0 | 0 | 0 | 0 | 0 | 0 | 0 | 0 | 0 | 0 | 0 | 0 | 0 | 0 | 0 | 0 | 0 | 0 | 0 | 0 | 0 | 0 | 12 | 1
NO |  | 101 | 2015 | 2 | 18 | 18 |  | TRISSLER | PARKERSBURG | 138 | 138 | 1,3 | 6.17 | 0 | 1 | 2,3 | 0 | 0 | 0 | 0 | 0 | 0 | 0 | 0 | 0 | 0 | 0 | 0 | 0 | 0 | 0 | 0 | 0 | 0 | 0 | 0 | 0 | 0 | 0 | 12 | 1
NO |  | 101 | 2015 | 2 | 19 | 19 |  | WASHINGTON-MP | AGA GAS | 138 | 138 |  | 0.24 | 0 | 1 |  | 0 | 0 | 0 | 0 | 0 | 0 | 0 | 0 | 0 | 0 | 0 | 0 | 0 | 0 | 0 | 0 | 0 | 0 | 0 | 0 | 0 | 0 | 0 | 12 | 1
NO |  | 101 | 2015 | 2 | 20 | 20 |  | WASHINGTON | CORNER | 138 | 138 |  | 1.41 | 0 | 0 |  | 0 | 0 | 0 | 0 | 0 | 0 | 0 | 0 | 0 | 0 | 0 | 0 | 0 | 0 | 0 | 0 | 0 | 0 | 0 | 0 | 0 | 0 | 0 | 12 | 1
NO |  | 101 | 2015 | 2 | 21 | 21 |  | WEIRTON | WYLIE RIDGE #1 | 138 | 138 | 2,3 | 5.68 | 0 | 1 | 1 | 0 | 0 | 0 | 0 | 0 | 0 | 0 | 0 | 0 | 0 | 0 | 0 | 0 | 0 | 0 | 0 | 0 | 0 | 0 | 0 | 0 | 0 | 0 | 12 | 1
NO |  | 101 | 2015 | 2 | 22 | 22 |  | WEIRTON | WYLIE RIDGE #2 | 138 | 138 |  | 3.61 | 0 | 1 |  | 0 | 0 | 0 | 0 | 0 | 0 | 0 | 0 | 0 | 0 | 0 | 0 | 0 | 0 | 0 | 0 | 0 | 0 | 0 | 0 | 0 | 0 | 0 | 12 | 1
NO |  | 101 | 2015 | 2 | 23 | 23 |  | WEIRTON | WYLIE RIDGE-S TORONTO | 138 | 138 |  | 6.59 | 0 | 1 |  | 0 | 0 | 0 | 0 | 0 | 0 | 0 | 0 | 0 | 0 | 0 | 0 | 0 | 0 | 0 | 0 | 0 | 0 | 0 | 0 | 0 | 0 | 0 | 12 | 1
NO |  | 101 | 2015 | 2 | 24 | 24 |  | WEST MILFORD | RIDER | 138 | 138 |  | 0.19 | 0 | 0 |  | 0 | 0 | 0 | 0 | 0 | 0 | 0 | 0 | 0 | 0 | 0 | 0 | 0 | 0 | 0 | 0 | 0 | 0 | 0 | 0 | 0 | 0 | 0 | 12 | 1
NO |  | 101 | 2015 | 2 | 25 | 25 |  | WESTON | GLENVILLE | 138 | 138 | 3 | 30.74 | 0 | 1 | 3 | 0 | 0 | 0 | 0 | 0 | 0 | 0 | 0 | 0 | 0 | 0 | 0 | 0 | 0 | 0 | 0 | 0 | 0 | 0 | 0 | 0 | 0 | 0 | 12 | 1
NO |  | 101 | 2015 | 2 | 26 | 26 |  | WHITEHALL JCT | ELDORA-MCALPIN-PRUNTYTWN | 138 | 138 |  | 18.26 | 0 | 1 |  | 0 | 0 | 0 | 0 | 0 | 0 | 0 | 0 | 0 | 0 | 0 | 0 | 0 | 0 | 0 | 0 | 0 | 0 | 0 | 0 | 0 | 0 | 0 | 12 | 1
NO |  | 101 | 2015 | 2 | 27 | 27 |  | WILLIAM | SENECA CAVERNS | 138 | 138 | 1,2 | 35.23 | 0 | 1 | 1 | 0 | 0 | 0 | 0 | 0 | 0 | 0 | 0 | 0 | 0 | 0 | 0 | 0 | 0 | 0 | 0 | 0 | 0 | 0 | 0 | 0 | 0 | 0 | 12 | 1
NO |  | 101 | 2015 | 2 | 28 | 28 |  | WILLOW ISLAND | BELMONT 614 | 138 | 138 | 1,2,3 | 2.02 | 0 | 1 | 3 | 0 | 0 | 0 | 0 | 0 | 0 | 0 | 0 | 0 | 0 | 0 | 0 | 0 | 0 | 0 | 0 | 0 | 0 | 0 | 0 | 0 | 0 | 0 | 12 | 1
NO |  | 101 | 2015 | 2 | 29 | 29 |  | WILLOW ISLAND | BELMONT618 | 138 | 138 | 1,2,3 | 2.39 | 0 | 1 | 3 | 0 | 0 | 0 | 0 | 0 | 0 | 0 | 0 | 0 | 0 | 0 | 0 | 0 | 0 | 0 | 0 | 0 | 0 | 0 | 0 | 0 | 0 | 0 | 12 | 1
NO |  | 101 | 2015 | 2 | 30 | 30 |  | WILLOW ISLAND | FAIRVIEW | 138 | 138 | 2,3 | 61.79 | 0 | 1 | 1,2,3 | 0 | 0 | 0 | 0 | 0 | 0 | 0 | 0 | 0 | 0 | 0 | 0 | 0 | 0 | 0 | 0 | 0 | 0 | 0 | 0 | 0 | 0 | 0 | 12 | 1
NO |  | 101 | 2015 | 2 | 31 | 31 |  | WILLOW ISLAND | LONG REACH | 138 | 138 | 1,2 | 16.66 | 0 | 1 | 1,3,6 | 0 | 0 | 0 | 0 | 0 | 0 | 0 | 0 | 0 | 0 | 0 | 0 | 0 | 0 | 0 | 0 | 0 | 0 | 0 | 0 | 0 | 0 | 0 | 12 | 1
NO |  | 101 | 2015 | 2 | 32 | 32 |  | WILLOW ISLAND | MILL CREEK | 138 | 138 | 2,3 | 4.6 | 0 | 1 | 3 | 0 | 0 | 0 | 0 | 0 | 0 | 0 | 0 | 0 | 0 | 0 | 0 | 0 | 0 | 0 | 0 | 0 | 0 | 0 | 0 | 0 | 0 | 0 | 12 | 1
NO |  | 101 | 2015 | 2 | 33 | 33 |  | WYLIE RIDGE | ARROYO | 138 | 138 | 2,3 | 9.85 | 0 | 1 | 1,3 | 0 | 0 | 0 | 0 | 0 | 0 | 0 | 0 | 0 | 0 | 0 | 0 | 0 | 0 | 0 | 0 | 0 | 0 | 0 | 0 | 0 | 0 | 0 | 12 | 1
NO |  | 101 | 2015 | 2 | 34 | 34 |  | WEIRTON | TIN MILL | 138 | 138 |  | 1.56 | 0 | 0 |  | 0 | 0 | 0 | 0 | 0 | 0 | 0 | 0 | 0 | 0 | 0 | 0 | 0 | 0 | 0 | 0 | 0 | 0 | 0 | 0 | 0 | 0 | 0 | 12 | 1
NO |  | 101 | 2015 | 2 | 35 | 35 |  | WEIRTON | STRIP STEEL | 138 | 138 |  | 0.23 | 0 | 0 |  | 0 | 0 | 0 | 0 | 0 | 0 | 0 | 0 | 0 | 0 | 0 | 0 | 0 | 0 | 0 | 0 | 0 | 0 | 0 | 0 | 0 | 0 | 0 | 12 | 1
NO |  | 101 | 2015 | 3 | 1 | 1 |  | WYLIE RIDGE | SMITH | 138 | 138 |  | 3.31 | 0 | 1 |  | 15711953 | 177883462 | 193595415 | 0 | 0 | 0 | 0 | 0 | 0 | 0 | 0 | 0 | 0 | 0 | 0 | 0 | 0 | 0 | 0 | 0 | 0 | 0 | 0 | 12 | 1
NO |  | 101 | 2015 | 3 | 3 | 3 |  | SUBTOTAL WEST VIRGINIA 138 |  | 0 | 0 |  | 1448.6 | 0 | 92 |  | 15711953 | 177883462 | 193595415 | 0 | 0 | 0 | 0 | 0 | 0 | 0 | 0 | 0 | 0 | 0 | 0 | 0 | 0 | 0 | 0 | 0 | 0 | 0 | 0 | 12 | 1
NO |  | 101 | 2015 | 3 | 4 | 4 |  | TIDD | WYLIE RIDGE | 345 | 345 | 3 | 8.05 | 0 | 1 | 3 | 0 | 0 | 0 | 0 | 0 | 0 | 0 | 0 | 0 | 0 | 0 | 0 | 0 | 0 | 0 | 0 | 0 | 0 | 0 | 0 | 0 | 0 | 0 | 12 | 1
NO |  | 101 | 2015 | 3 | 5 | 5 |  | TORONTO | WYLIE RIDGE | 345 | 345 | 3 | 2.95 | 0 | 1 | 3 | 360495 | 1756731 | 2117226 | 0 | 0 | 0 | 0 | 0 | 0 | 0 | 0 | 0 | 0 | 0 | 0 | 0 | 0 | 0 | 0 | 0 | 0 | 0 | 0 | 12 | 1
NO |  | 101 | 2015 | 3 | 7 | 7 |  | SUBTOTAL WEST VIRGINIA 345 |  | 0 | 0 |  | 11 | 0 | 2 |  | 360495 | 1756731 | 2117226 | 0 | 0 | 0 | 0 | 0 | 0 | 0 | 0 | 0 | 0 | 0 | 0 | 0 | 0 | 0 | 0 | 0 | 0 | 0 | 0 | 12 | 1
NO |  | 101 | 2015 | 3 | 9 | 9 |  | PLEASANTS | BELMONT #1 | 500 | 500 | 3 | 2.06 | 0 | 1 | 9 | 0 | 0 | 0 | 0 | 0 | 0 | 0 | 0 | 0 | 0 | 0 | 0 | 0 | 0 | 0 | 0 | 0 | 0 | 0 | 0 | 0 | 0 | 0 | 12 | 1
NO |  | 101 | 2015 | 3 | 10 | 10 |  | PLEASANTS | BELMONT #2 | 500 | 500 | 3 | 2.01 | 0 | 1 | 9 | 0 | 0 | 0 | 0 | 0 | 0 | 0 | 0 | 0 | 0 | 0 | 0 | 0 | 0 | 0 | 0 | 0 | 0 | 0 | 0 | 0 | 0 | 0 | 12 | 1
NO |  | 101 | 2015 | 3 | 11 | 11 |  | WYLIE RIDGE | CRANBERRY | 500 | 500 | 3 | 3.4 | 34.2 | 1 | 9 | 0 | 0 | 0 | 0 | 0 | 0 | 0 | 0 | 0 | 0 | 0 | 0 | 0 | 0 | 0 | 0 | 0 | 0 | 0 | 0 | 0 | 0 | 0 | 12 | 1
NO |  | 101 | 2015 | 3 | 12 | 12 |  | FORT MARTIN | FORT MARTIN PS 1 | 500 | 500 | 3 | 0.54 | 0 | 1 | 9 | 0 | 0 | 0 | 0 | 0 | 0 | 0 | 0 | 0 | 0 | 0 | 0 | 0 | 0 | 0 | 0 | 0 | 0 | 0 | 0 | 0 | 0 | 0 | 12 | 1
NO |  | 101 | 2015 | 3 | 13 | 13 |  | FORT MARTIN | FORT MARTIN PS 2 | 500 | 500 | 3 | 0.53 | 0 | 1 | 9 | 0 | 0 | 0 | 0 | 0 | 0 | 0 | 0 | 0 | 0 | 0 | 0 | 0 | 0 | 0 | 0 | 0 | 0 | 0 | 0 | 0 | 0 | 0 | 12 | 1
NO |  | 101 | 2015 | 3 | 14 | 14 |  | FORT MARTIN | NORTH LONGVIEW | 500 | 500 | 3 | 0.08 | 1.6 | 1 |  | 0 | 0 | 0 | 0 | 0 | 0 | 0 | 0 | 0 | 0 | 0 | 0 | 0 | 0 | 0 | 0 | 0 | 0 | 0 | 0 | 0 | 0 | 0 | 12 | 1
NO |  | 101 | 2015 | 3 | 15 | 15 |  | FORT MARTIN | RONCO | 500 | 500 | 3 | 0.06 | 13.94 | 1 |  | 0 | 0 | 0 | 0 | 0 | 0 | 0 | 0 | 0 | 0 | 0 | 0 | 0 | 0 | 0 | 0 | 0 | 0 | 0 | 0 | 0 | 0 | 0 | 12 | 1
NO |  | 101 | 2015 | 3 | 16 | 16 |  | GREENLAND GAP | MEADOWBROOK | 500 | 500 | 3 | 43.75 | 0 | 1 | 9 | 0 | 0 | 0 | 0 | 0 | 0 | 0 | 0 | 0 | 0 | 0 | 0 | 0 | 0 | 0 | 0 | 0 | 0 | 0 | 0 | 0 | 0 | 0 | 12 | 1
NO |  | 101 | 2015 | 3 | 17 | 17 |  | GREENLAND GAP | MT STORM | 500 | 500 | 3 | 3.17 | 0 | 1 | 9 | 0 | 0 | 0 | 0 | 0 | 0 | 0 | 0 | 0 | 0 | 0 | 0 | 0 | 0 | 0 | 0 | 0 | 0 | 0 | 0 | 0 | 0 | 0 | 12 | 1
NO |  | 101 | 2015 | 3 | 18 | 18 |  | HARRISON | BELMONT | 500 | 500 | 3 | 54.47 | 0 | 1 | 9 | 0 | 0 | 0 | 0 | 0 | 0 | 0 | 0 | 0 | 0 | 0 | 0 | 0 | 0 | 0 | 0 | 0 | 0 | 0 | 0 | 0 | 0 | 0 | 12 | 1
NO |  | 101 | 2015 | 3 | 19 | 19 |  | HARRISON | HARRISON PS 1 | 500 | 500 | 3 | 0.2 | 0 | 1 | 9 | 0 | 0 | 0 | 0 | 0 | 0 | 0 | 0 | 0 | 0 | 0 | 0 | 0 | 0 | 0 | 0 | 0 | 0 | 0 | 0 | 0 | 0 | 0 | 12 | 1
NO |  | 101 | 2015 | 3 | 20 | 20 |  | HARRISON | HARRISON PS 2 | 500 | 500 | 3 | 0.19 | 0 | 1 | 9 | 0 | 0 | 0 | 0 | 0 | 0 | 0 | 0 | 0 | 0 | 0 | 0 | 0 | 0 | 0 | 0 | 0 | 0 | 0 | 0 | 0 | 0 | 0 | 12 | 1
NO |  | 101 | 2015 | 3 | 21 | 21 |  | HARRISON | HARRISON PS 3 | 500 | 500 | 3 | 0.18 | 0 | 1 | 9 | 0 | 0 | 0 | 0 | 0 | 0 | 0 | 0 | 0 | 0 | 0 | 0 | 0 | 0 | 0 | 0 | 0 | 0 | 0 | 0 | 0 | 0 | 0 | 12 | 1
NO |  | 101 | 2015 | 3 | 22 | 22 |  | HARRISON | PRUNTYTOWN | 500 | 500 | 3 | 14.75 | 0 | 1 | 9 | 0 | 0 | 0 | 0 | 0 | 0 | 0 | 0 | 0 | 0 | 0 | 0 | 0 | 0 | 0 | 0 | 0 | 0 | 0 | 0 | 0 | 0 | 0 | 12 | 1
NO |  | 101 | 2015 | 3 | 23 | 23 |  | HARRISON | WYLIE RIDGE | 500 | 500 | 3 | 27.48 | 51.13 | 1 | 9 | 0 | 0 | 0 | 0 | 0 | 0 | 0 | 0 | 0 | 0 | 0 | 0 | 0 | 0 | 0 | 0 | 0 | 0 | 0 | 0 | 0 | 0 | 0 | 12 | 1
NO |  | 101 | 2015 | 3 | 24 | 24 |  | MT MORRIS 502 JCT | HARRISON | 500 | 500 | 3 | 28.55 | 1.35 | 1 | 9 | 0 | 0 | 0 | 0 | 0 | 0 | 0 | 0 | 0 | 0 | 0 | 0 | 0 | 0 | 0 | 0 | 0 | 0 | 0 | 0 | 0 | 0 | 0 | 12 | 1
NO |  | 101 | 2015 | 3 | 25 | 25 |  | MT STORM | VALLEY | 500 | 500 | 3 | 33.63 | 0 | 1 | 9 | 0 | 0 | 0 | 0 | 0 | 0 | 0 | 0 | 0 | 0 | 0 | 0 | 0 | 0 | 0 | 0 | 0 | 0 | 0 | 0 | 0 | 0 | 0 | 12 | 1
NO |  | 101 | 2015 | 3 | 26 | 26 |  | MT STORM | PRUNTYTOWN | 500 | 500 | 3 | 45.65 | 5.59 | 1 | 9 | 0 | 0 | 0 | 0 | 0 | 0 | 0 | 0 | 0 | 0 | 0 | 0 | 0 | 0 | 0 | 0 | 0 | 0 | 0 | 0 | 0 | 0 | 0 | 12 | 1
NO |  | 101 | 2015 | 3 | 27 | 27 |  | PRUNTYTOWN | FORT MARTIN | 500 | 500 | 3 | 27.82 | 0 | 1 | 9 | 0 | 0 | 0 | 0 | 0 | 0 | 0 | 0 | 0 | 0 | 0 | 0 | 0 | 0 | 0 | 0 | 0 | 0 | 0 | 0 | 0 | 0 | 0 | 12 | 1
NO |  | 101 | 2015 | 3 | 28 | 28 |  |  |  | 0 | 0 |  | 0 | 0 | 0 |  | 2898075 | 49359193 | 52257268 | 0 | 0 | 0 | 0 | 0 | 0 | 0 | 0 | 0 | 0 | 0 | 0 | 0 | 0 | 0 | 0 | 0 | 0 | 0 | 0 | 12 | 1
NO |  | 101 | 2015 | 3 | 29 | 29 |  | SUBTOTAL WEST VIRGINIA 500 |  | 0 | 0 |  | 288.52 | 107.81 | 19 |  | 2898075 | 49359193 | 52257268 | 0 | 0 | 0 | 0 | 0 | 0 | 0 | 0 | 0 | 0 | 0 | 0 | 0 | 0 | 0 | 0 | 0 | 0 | 0 | 0 | 12 | 1
NO |  | 101 | 2015 | 3 | 30 | 30 |  |  |  | 0 | 0 |  | 0 | 0 | 0 |  | 0 | 0 | 0 | -71618 | 8280211 | 270550 | 8479143 | 0 | 0 | 0 | 0 | 0 | 0 | 0 | 0 | 0 | 0 | 0 | 0 | 0 | 0 | 0 | 0 | 12 | 1
NO |  | 101 | 2015 | 3 | 31 | 31 |  | Total Expenses |  | 0 | 0 |  | 1748.12 | 107.81 | 113 |  | 18970523 | 228999386 | 247969909 | -71618 | 8280211 | 270550 | 8479143 | 0 | 0 | 0 | 0 | 0 | 0 | 0 | 0 | 0 | 0 | 0 | 0 | 0 | 0 | 0 | 0 | 12 | 1
NO |  | 105 | 2015 | 0 | 1 | 1 |  | Albion, IL | Keensburg, IL | 138 | 138 | 2 | 11.68 | 0 | 1 |  | 0 | 0 | 0 | 0 | 0 | 0 | 0 | 0 | 0 | 0 | 0 | 0 | 0 | 0 | 0 | 0 | 0 | 0 | 0 | 0 | 0 | 0 | 0 | 12 | 1
NO |  | 105 | 2015 | 0 | 2 | 2 |  | Keensburg, IL | South Division, Mt. CarmeI | 138 | 138 | 1 | 6.2 | 0 | 1 | 477mcm | 0 | 0 | 0 | 0 | 0 | 0 | 0 | 0 | 0 | 0 | 0 | 0 | 0 | 0 | 0 | 0 | 0 | 0 | 0 | 0 | 0 | 0 | 0 | 12 | 1
NO |  | 105 | 2015 | 0 | 3 | 3 |  | South Division, Mt. Carmel | Third Street, Mt. Carmel | 138 | 138 | 1 | 1.38 | 0 | 2 | 477mcm | 0 | 0 | 0 | 0 | 0 | 0 | 0 | 0 | 0 | 0 | 0 | 0 | 0 | 0 | 0 | 0 | 0 | 0 | 0 | 0 | 0 | 0 | 0 | 12 | 1
NO |  | 105 | 2015 | 0 | 4 | 4 |  |  |  | 69 | 69 |  | 0 | 0 | 0 |  | 0 | 0 | 0 | 0 | 0 | 0 | 0 | 0 | 0 | 0 | 0 | 0 | 0 | 0 | 0 | 0 | 0 | 0 | 0 | 0 | 0 | 0 | 0 | 12 | 1
NO |  | 105 | 2015 | 0 | 36 | 36 |  | TOTAL |  | 0 | 0 |  | 19.26 | 0 | 4 |  | 0 | 0 | 0 | 0 | 0 | 0 | 0 | 0 | 0 | 0 | 0 | 0 | 0 | 0 | 0 | 0 | 0 | 0 | 0 | 0 | 0 | 0 | 0 | 12 | 1
NO |  | 107 | 2015 | 0 | 1 | 1 |  | Line 315 Cumberland, RI | Structure 385, | 0 | 0 |  | 0 | 0 | 0 |  | 0 | 0 | 0 | 0 | 0 | 0 | 0 | 0 | 0 | 0 | 0 | 0 | 0 | 0 | 0 | 0 | 0 | 0 | 0 | 0 | 0 | 0 | 0 | 12 | 1
NO |  | 107 | 2015 | 0 | 2 | 2 |  | Wrentham, Massachusetts | Woonsocket, Rhode Island | 345 | 345 | WHF | 7.9 | 0 | 1 | 954MCM | 779241 | 5010567 | 5789808 | 0 | 0 | 0 | 0 | 0 | 0 | 0 | 0 | 0 | 0 | 0 | 0 | 0 | 0 | 0 | 0 | 0 | 0 | 0 | 0 | 12 | 1
NO |  | 107 | 2015 | 0 | 3 | 3 |  | State Line |  | 0 | 0 |  | 0 | 0 | 0 |  | 0 | 0 | 0 | 0 | 0 | 0 | 0 | 0 | 0 | 0 | 0 | 0 | 0 | 0 | 0 | 0 | 0 | 0 | 0 | 0 | 0 | 0 | 0 | 12 | 1
NO |  | 107 | 2015 | 0 | 4 | 4 |  | Line 332 West Farnum Sub | Kent County Substations | 0 | 0 |  | 0 | 0 | 0 |  | 0 | 0 | 0 | 0 | 0 | 0 | 0 | 0 | 0 | 0 | 0 | 0 | 0 | 0 | 0 | 0 | 0 | 0 | 0 | 0 | 0 | 0 | 0 | 12 | 1
NO |  | 107 | 2015 | 0 | 5 | 5 |  | Substations, North | Warwick, Rhode Island | 345 | 345 | WPHF | 21.4 | 0 | 1 | 954MCM | 0 | 15625814 | 15625814 | 0 | 0 | 0 | 0 | 0 | 0 | 0 | 0 | 0 | 0 | 0 | 0 | 0 | 0 | 0 | 0 | 0 | 0 | 0 | 0 | 12 | 1
NO |  | 107 | 2015 | 0 | 6 | 6 |  | Smithfield, Rhode Island |  | 0 | 0 |  | 0 | 0 | 0 |  | 0 | 0 | 0 | 0 | 0 | 0 | 0 | 0 | 0 | 0 | 0 | 0 | 0 | 0 | 0 | 0 | 0 | 0 | 0 | 0 | 0 | 0 | 0 | 12 | 1
NO |  | 107 | 2015 | 0 | 7 | 7 |  | Line 347 & 336 Connecticut | Sherman Road Substations | 0 | 0 |  | 0 | 0 | 0 |  | 0 | 0 | 0 | 0 | 0 | 0 | 0 | 0 | 0 | 0 | 0 | 0 | 0 | 0 | 0 | 0 | 0 | 0 | 0 | 0 | 0 | 0 | 0 | 12 | 1
NO |  | 107 | 2015 | 0 | 8 | 8 |  | Line | Burrillville,Rhode Island | 345 | 345 | H-Frame | 8.7 | 0 | 1 | 1024 Alum | 437151 | 2260610 | 2697761 | 0 | 0 | 0 | 0 | 0 | 0 | 0 | 0 | 0 | 0 | 0 | 0 | 0 | 0 | 0 | 0 | 0 | 0 | 0 | 0 | 12 | 1
NO |  | 107 | 2015 | 0 | 10 | 10 |  | Line 359 West Farnum | Line 359 Kent County | 345 | 345 | Steel | 21.36 | 0 | 1 | 954 kcm ACSR 45 | 0 | 88255890 | 88255890 | 0 | 0 | 0 | 0 | 0 | 0 | 0 | 0 | 0 | 0 | 0 | 0 | 0 | 0 | 0 | 0 | 0 | 0 | 0 | 0 | 12 | 1
NO |  | 107 | 2015 | 0 | 12 | 12 |  | Line 328 & 333 Sherman Road | West Farnum Substations | 0 | 0 |  | 0 | 0 | 0 |  | 0 | 0 | 0 | 0 | 0 | 0 | 0 | 0 | 0 | 0 | 0 | 0 | 0 | 0 | 0 | 0 | 0 | 0 | 0 | 0 | 0 | 0 | 0 | 12 | 1
NO |  | 107 | 2015 | 0 | 13 | 13 |  | Burrillville, Rhode Island | North Smithfield, | 345 | 345 | H-Frame | 9 | 0 | 1 | 1024 Alum | 926280 | 2726634 | 3652914 | 0 | 0 | 0 | 0 | 0 | 0 | 0 | 0 | 0 | 0 | 0 | 0 | 0 | 0 | 0 | 0 | 0 | 0 | 0 | 0 | 12 | 1
NO |  | 107 | 2015 | 0 | 14 | 14 |  |  | Rhode Island | 0 | 0 |  | 0 | 0 | 0 |  | 0 | 0 | 0 | 0 | 0 | 0 | 0 | 0 | 0 | 0 | 0 | 0 | 0 | 0 | 0 | 0 | 0 | 0 | 0 | 0 | 0 | 0 | 0 | 12 | 1
SI/SI | A | 107 | 2015 | 0 | 15 | 15 |  | Various |  | 115 | 115 | Various | 233.48 | 0 | 92 |  | 4918896 | 116397352 | 121316248 | -260 | 3169921 | 15143 | 3184804 | 0 | 0 | 0 | 0 | 0 | 0 | 0 | 0 | 0 | 0 | 0 | 0 | 0 | 0 | 0 | 0 | 12 | 1
SI/NO | S | 107 | 2015 | 0 | 16 | 16 |  | Various |  | 115 | 115 | Underground | 22.66 | 0 | 8 |  | 253600 | 32160766 | 32414366 | 0 | 0 | 0 | 589896.7714 | 0 | 0 | 0 | 0 | 0 | 0 | 0 | 0 | 0 | 0 | 0 | 0 | 0 | 0 | 0 | 0 | 12 | 1
SI/NO | A | 107 | 2015 | 0 | 17 | 17 |  | Various |  | 69 | 69 | Wood Pole | 13.52 | 0 | 5 |  | 31570 | 1160537 | 1192107 | 0 | 0 | 0 | 21694.7038 | 0 | 0 | 0 | 0 | 0 | 0 | 0 | 0 | 0 | 0 | 0 | 0 | 0 | 0 | 0 | 0 | 12 | 1
NO |  | 107 | 2015 | 0 | 20 | 20 |  |  | sub T lines | 34.5 | 34.5 |  | 63.44 | 0 | 0 |  | 0 | 0 | 0 | 0 | 0 | 0 | 0 | 0 | 0 | 0 | 0 | 0 | 0 | 0 | 0 | 0 | 0 | 0 | 0 | 0 | 0 | 0 | 0 | 12 | 1
NO |  | 107 | 2015 | 0 | 21 | 21 |  |  |  | 23 | 23 |  | 210.91 | 0 | 0 |  | 0 | 0 | 0 | 0 | 0 | 0 | 0 | 0 | 0 | 0 | 0 | 0 | 0 | 0 | 0 | 0 | 0 | 0 | 0 | 0 | 0 | 0 | 0 | 12 | 1
NO |  | 107 | 2015 | 0 | 22 | 22 |  |  |  | 11 | 11 |  | 95.66 | 0 | 0 |  | 0 | 0 | 0 | 0 | 0 | 0 | 0 | 0 | 0 | 0 | 0 | 0 | 0 | 0 | 0 | 0 | 0 | 0 | 0 | 0 | 0 | 0 | 0 | 12 | 1
NO |  | 107 | 2015 | 0 | 36 | 36 |  | TOTAL |  | 0 | 0 |  | 708.03 | 0 | 110 |  | 7346738 | 263598170 | 270944908 | -260 | 3169921 | 15143 | 3184804 | 0 | 0 | 0 | 0 | 0 | 0 | 0 | 0 | 0 | 0 | 0 | 0 | 0 | 0 | 0 | 0 | 12 | 1
NO |  | 108 | 2015 | 0 | 1 | 1 |  | Apex | Harry Allen | 500 | 500 | S-Tower | 3.29 | 0 | 1 | (3) Lapwing 1590k | 0 | 0 | 0 | 0 | 0 | 0 | 0 | 0 | 0 | 0 | 0 | 0 | 0 | 0 | 0 | 0 | 0 | 0 | 0 | 0 | 0 | 0 | 0 | 12 | 1
NO |  | 108 | 2015 | 0 | 2 | 2 |  | Crystal | Harry Allen | 500 | 500 | S-Tower | 5.92 | 0 | 1 | (3) Lapwing 1590k | 0 | 0 | 0 | 0 | 0 | 0 | 0 | 0 | 0 | 0 | 0 | 0 | 0 | 0 | 0 | 0 | 0 | 0 | 0 | 0 | 0 | 0 | 0 | 12 | 1
NO |  | 108 | 2015 | 0 | 3 | 3 |  | Crystal | McCullough | 500 | 500 | S-Tower | 13.36 | 0 | 1 | (2) Bluebird | 0 | 0 | 0 | 0 | 0 | 0 | 0 | 0 | 0 | 0 | 0 | 0 | 651080266 | 0 | 0 | 0 | 0 | 0 | 0 | 0 | 0 | 0 | 0 | 12 | 1
NO |  | 108 | 2015 | 0 | 4 | 4 |  | Crystal | Navajo | 500 | 500 | S-Tower | 58.2 | 0 | 1 | (2) Bluebird | 0 | 0 | 0 | 0 | 0 | 0 | 0 | 0 | 0 | 0 | 0 | 0 | 651080261 | 0 | 0 | 0 | 0 | 0 | 0 | 0 | 0 | 0 | 0 | 12 | 1
NO |  | 108 | 2015 | 0 | 5 | 5 |  | Harry Allen | Harry Allen Combined Cycle | 500 | 500 | S-Pole | 0.41 | 0 | 0 | (3) Lapwing 1590k | 0 | 0 | 0 | 0 | 0 | 0 | 0 | 0 | 0 | 0 | 0 | 0 | 0 | 0 | 0 | 0 | 0 | 0 | 0 | 0 | 0 | 0 | 0 | 12 | 1
NO |  | 108 | 2015 | 0 | 6 | 6 |  | Harry Allen | Lenzie #1 | 500 | 500 | S-Pole | 5.25 | 0 | 1 | (3) Lapwing 1590k | 0 | 0 | 0 | 0 | 0 | 0 | 0 | 0 | 0 | 0 | 0 | 0 | 0 | 0 | 0 | 0 | 0 | 0 | 0 | 0 | 0 | 0 | 0 | 12 | 1
NO |  | 108 | 2015 | 0 | 7 | 7 |  | Harry Allen | Lenzie #2 | 500 | 500 | S-Pole | 5.25 | 0 | 1 | (3) Lapwing 1590k | 0 | 0 | 0 | 0 | 0 | 0 | 0 | 0 | 0 | 0 | 0 | 0 | 0 | 0 | 0 | 0 | 0 | 0 | 0 | 0 | 0 | 0 | 0 | 12 | 1
NO |  | 108 | 2015 | 0 | 8 | 8 |  | Harry Allen | Mead | 500 | 500 | S-Pole | 48 | 0 | 1 | (3) Lapwing 1590k | 0 | 0 | 0 | 0 | 0 | 0 | 0 | 0 | 0 | 0 | 0 | 0 | 0 | 0 | 0 | 0 | 0 | 0 | 0 | 0 | 0 | 0 | 0 | 12 | 1
NO |  | 108 | 2015 | 0 | 9 | 9 |  | Harry Allen | Silverhawk | 500 | 500 | S-Pole | 3.29 | 0 | 1 | (3) Lapwing 1590k | 0 | 0 | 0 | 0 | 0 | 0 | 0 | 0 | 0 | 0 | 0 | 0 | 0 | 0 | 0 | 0 | 0 | 0 | 0 | 0 | 0 | 0 | 0 | 12 | 1
NO |  | 108 | 2015 | 0 | 10 | 10 |  | Harry Allen | Robinson Summit | 500 | 500 | S-Tower | 231 | 0 | 1 | (3) Lapwing 1590k | 0 | 0 | 0 | 0 | 0 | 0 | 0 | 0 | 0 | 0 | 0 | 0 | 651080262 | 0 | 0 | 0 | 0 | 0 | 0 | 0 | 0 | 0 | 0 | 12 | 1
NO |  | 108 | 2015 | 0 | 11 | 11 |  | Laughlin | Mohave #1 | 500 | 500 | S-Pole | 0.22 | 0 | 0 |  | 0 | 0 | 0 | 0 | 0 | 0 | 0 | 0 | 0 | 0 | 0 | 0 | 0 | 0 | 0 | 0 | 0 | 0 | 0 | 0 | 0 | 0 | 0 | 12 | 1
NO |  | 108 | 2015 | 0 | 12 | 12 |  | Laughlin | Mohave #2 | 500 | 500 | S-Pole | 0.22 | 0 | 0 |  | 0 | 0 | 0 | 0 | 0 | 0 | 0 | 0 | 0 | 0 | 0 | 0 | 0 | 0 | 0 | 0 | 0 | 0 | 0 | 0 | 0 | 0 | 0 | 12 | 1
NO |  | 108 | 2015 | 0 | 13 | 13 |  | Lenzie | Northwest | 500 | 500 | S-Tower | 26.6 | 0 | 1 | (3) Lapwing 1590k | 0 | 0 | 0 | 0 | 0 | 0 | 0 | 0 | 0 | 0 | 0 | 0 | 0 | 0 | 0 | 0 | 0 | 0 | 0 | 0 | 0 | 0 | 0 | 12 | 1
NO |  | 108 | 2015 | 0 | 14 | 14 |  | 500 KV Costs |  | 0 | 0 |  | 0 | 0 | 0 |  | 0 | 0 | 0 | 0 | 0 | 0 | 0 | 0 | 0 | 0 | 0 | 0 | 0 | 0 | 0 | 0 | 0 | 0 | 0 | 0 | 0 | 0 | 0 | 12 | 1
NO |  | 108 | 2015 | 0 | 15 | 15 |  | 500 KV Subtotal |  | 0 | 0 |  | 401.01 | 0 | 10 |  | 0 | 0 | 0 | 0 | 0 | 0 | 0 | 0 | 0 | 0 | 0 | 0 | 0 | 0 | 0 | 0 | 0 | 0 | 0 | 0 | 0 | 0 | 0 | 12 | 1
NO |  | 108 | 2015 | 0 | 16 | 16 |  | Harry Allen | Redbutte | 345 | 345 | H-Steel | 69.39 | 0 | 1 | (2) Cardinal 954k | 0 | 0 | 0 | 0 | 0 | 0 | 0 | 0 | 0 | 0 | 0 | 0 | 0 | 0 | 0 | 0 | 0 | 0 | 0 | 0 | 0 | 0 | 0 | 12 | 1
NO |  | 108 | 2015 | 0 | 17 | 17 |  | 345 KV Costs |  | 0 | 0 |  | 0 | 0 | 0 |  | 0 | 0 | 0 | 0 | 0 | 0 | 0 | 0 | 0 | 0 | 0 | 0 | 0 | 0 | 0 | 0 | 0 | 0 | 0 | 0 | 0 | 0 | 0 | 12 | 1
NO |  | 108 | 2015 | 0 | 18 | 18 |  | 345 KV Subtotal |  | 0 | 0 |  | 69.39 | 0 | 1 |  | 0 | 0 | 0 | 0 | 0 | 0 | 0 | 0 | 0 | 0 | 0 | 0 | 0 | 0 | 0 | 0 | 0 | 0 | 0 | 0 | 0 | 0 | 0 | 12 | 1
NO |  | 108 | 2015 | 0 | 19 | 19 |  | Arden | Avera | 230 | 230 | S-Steel | 9.27 | 0 | 1 | (2) Cardinal 954k | 0 | 0 | 0 | 0 | 0 | 0 | 0 | 0 | 0 | 0 | 0 | 0 | 0 | 0 | 0 | 0 | 0 | 0 | 0 | 0 | 0 | 0 | 0 | 12 | 1
NO |  | 108 | 2015 | 0 | 20 | 20 |  | Arden | Beltway | 230 | 230 | S-Steel | 18.52 | 0 | 1 | (2) Cardinal 954k | 0 | 0 | 0 | 0 | 0 | 0 | 0 | 0 | 0 | 0 | 0 | 0 | 0 | 0 | 0 | 0 | 0 | 0 | 0 | 0 | 0 | 0 | 0 | 12 | 1
NO |  | 108 | 2015 | 0 | 21 | 21 |  | Arden | Bighorn #1 | 230 | 230 | S-Steel | 37.3 | 0 | 1 |  | 0 | 0 | 0 | 0 | 0 | 0 | 0 | 0 | 0 | 0 | 0 | 0 | 0 | 0 | 0 | 0 | 0 | 0 | 0 | 0 | 0 | 0 | 0 | 12 | 1
NO |  | 108 | 2015 | 0 | 22 | 22 |  | Arden | Bighorn #2 | 230 | 230 | S-Steel | 37.3 | 0 | 1 |  | 0 | 0 | 0 | 0 | 0 | 0 | 0 | 0 | 0 | 0 | 0 | 0 | 0 | 0 | 0 | 0 | 0 | 0 | 0 | 0 | 0 | 0 | 0 | 12 | 1
NO |  | 108 | 2015 | 0 | 23 | 23 |  | Arden | Decatur | 230 | 230 | S-Steel | 7.25 | 0 | 1 | Cardinal 954kcm | 0 | 0 | 0 | 0 | 0 | 0 | 0 | 0 | 0 | 0 | 0 | 0 | 0 | 0 | 0 | 0 | 0 | 0 | 0 | 0 | 0 | 0 | 0 | 12 | 1
NO |  | 108 | 2015 | 0 | 24 | 24 |  | Arden | Magnolia | 230 | 230 | S-Steel | 6.74 | 0 | 1 | (2) Cardinal 954k | 0 | 0 | 0 | 0 | 0 | 0 | 0 | 0 | 0 | 0 | 0 | 0 | 0 | 0 | 0 | 0 | 0 | 0 | 0 | 0 | 0 | 0 | 0 | 12 | 1
NO |  | 108 | 2015 | 0 | 25 | 25 |  | Arden | Mead | 230 | 230 | S-Steel | 24.2 | 0 | 0 | Cardinal 954kcm | 0 | 0 | 0 | 0 | 0 | 0 | 0 | 0 | 0 | 0 | 0 | 0 | 0 | 0 | 0 | 0 | 0 | 0 | 0 | 0 | 0 | 0 | 0 | 12 | 1
NO |  | 108 | 2015 | 0 | 26 | 26 |  | Arden | Sinatra | 230 | 230 | Underground | 9.14 | 0 | 1 | Cardinal 954kcm 5 | 0 | 0 | 0 | 0 | 0 | 0 | 0 | 0 | 0 | 0 | 0 | 0 | 0 | 0 | 0 | 0 | 0 | 0 | 0 | 0 | 0 | 0 | 0 | 12 | 1
NO |  | 108 | 2015 | 0 | 27 | 27 |  | Arden | Tolson | 230 | 230 | S-Steel | 5 | 0 | 1 | Cardinal 954kcm 5 | 0 | 0 | 0 | 0 | 0 | 0 | 0 | 0 | 0 | 0 | 0 | 0 | 0 | 0 | 0 | 0 | 0 | 0 | 0 | 0 | 0 | 0 | 0 | 12 | 1
NO |  | 108 | 2015 | 0 | 28 | 28 |  | Avera | Northwest | 230 | 230 | S-Steel | 22.2 | 0 | 1 | (2) Cardinal 954k | 0 | 0 | 0 | 0 | 0 | 0 | 0 | 0 | 0 | 0 | 0 | 0 | 0 | 0 | 0 | 0 | 0 | 0 | 0 | 0 | 0 | 0 | 0 | 12 | 1
NO |  | 108 | 2015 | 0 | 29 | 29 |  | Basic | Clark East | 230 | 230 | H-Wood | 5.04 | 0 | 1 | Cardinal 954kcm 5 | 0 | 0 | 0 | 0 | 0 | 0 | 0 | 0 | 0 | 0 | 0 | 0 | 0 | 0 | 0 | 0 | 0 | 0 | 0 | 0 | 0 | 0 | 0 | 12 | 1
NO |  | 108 | 2015 | 0 | 30 | 30 |  | Basic | Clark West | 230 | 230 | H-Wood | 3.29 | 2.31 | 1 | Cardinal 954kcm 5 | 0 | 0 | 0 | 0 | 0 | 0 | 0 | 0 | 0 | 0 | 0 | 0 | 0 | 0 | 0 | 0 | 0 | 0 | 0 | 0 | 0 | 0 | 0 | 12 | 1
NO |  | 108 | 2015 | 0 | 31 | 31 |  | Beltway | Northwest | 230 | 230 | S-Pole | 13.02 | 0 | 1 | (2) Cardinal 954k | 0 | 0 | 0 | 0 | 0 | 0 | 0 | 0 | 0 | 0 | 0 | 0 | 0 | 0 | 0 | 0 | 0 | 0 | 0 | 0 | 0 | 0 | 0 | 12 | 1
NO |  | 108 | 2015 | 0 | 32 | 32 |  | Bighorn | Silverstate PV Power | 230 | 230 | H-Frame | 0.1 | 0 | 1 | 954kcm acsr | 0 | 0 | 0 | 0 | 0 | 0 | 0 | 0 | 0 | 0 | 0 | 0 | 0 | 0 | 0 | 0 | 0 | 0 | 0 | 0 | 0 | 0 | 0 | 12 | 1
NO |  | 108 | 2015 | 0 | 33 | 33 |  | Clark | Faulkner | 230 | 230 | S-Pole | 4.54 | 0 | 1 |  | 0 | 0 | 0 | 0 | 0 | 0 | 0 | 0 | 0 | 0 | 0 | 0 | 0 | 0 | 0 | 0 | 0 | 0 | 0 | 0 | 0 | 0 | 0 | 12 | 1
NO |  | 108 | 2015 | 0 | 34 | 34 |  | Clark | Faulkner #2 | 230 | 230 | S-Pole | 4.54 | 0 | 1 | Cardinal 954kcm 5 | 0 | 0 | 0 | 0 | 0 | 0 | 0 | 0 | 0 | 0 | 0 | 0 | 0 | 0 | 0 | 0 | 0 | 0 | 0 | 0 | 0 | 0 | 0 | 12 | 1
NO |  | 108 | 2015 | 0 | 35 | 35 |  | Clark | Winterwood | 230 | 230 | S-Steel | 5.17 | 0 | 1 | Cardinal 954kcm 5 | 0 | 0 | 0 | 0 | 0 | 0 | 0 | 0 | 0 | 0 | 0 | 0 | 0 | 0 | 0 | 0 | 0 | 0 | 0 | 0 | 0 | 0 | 0 | 12 | 1
NO |  | 108 | 2015 | 0 | 36 | 36 |  | TOTAL |  | 0 | 0 |  | 1899.46 | 54.61 | 162 |  | 125013440 | 566814729 | 691828169 | 10237914 | 630704 | 34197819 | 45066437 | 0 | 0 | 0 | 0 | 0 | 0 | 0 | 0 | 0 | 0 | 0 | 0 | 0 | 0 | 0 | 0 | 12 | 1
NO |  | 108 | 2015 | 1 | 1 | 1 |  | Crystal | Harry Allen #2 | 230 | 230 | S-Steel | 8.68 | 0 | 1 |  | 0 | 0 | 0 | 0 | 0 | 0 | 0 | 0 | 0 | 0 | 0 | 0 | 0 | 0 | 0 | 0 | 0 | 0 | 0 | 0 | 0 | 0 | 0 | 12 | 1
NO |  | 108 | 2015 | 1 | 2 | 2 |  | Crystal | Harry Allen #3 | 230 | 230 | S-Steel | 8.68 | 0 | 1 |  | 0 | 0 | 0 | 0 | 0 | 0 | 0 | 0 | 0 | 0 | 0 | 0 | 0 | 0 | 0 | 0 | 0 | 0 | 0 | 0 | 0 | 0 | 0 | 12 | 1
NO |  | 108 | 2015 | 1 | 3 | 3 |  | Decatur | Sinatra | 230 | 230 | Underground | 2.81 | 0 | 1 | Cardinal 954kcm 5 | 0 | 0 | 0 | 0 | 0 | 0 | 0 | 0 | 0 | 0 | 0 | 0 | 0 | 0 | 0 | 0 | 0 | 0 | 0 | 0 | 0 | 0 | 0 | 12 | 1
NO |  | 108 | 2015 | 1 | 4 | 4 |  | Decatur | Westside | 230 | 230 | S-Steel | 6.6 | 0 | 1 | (2) Cardinal 954k | 0 | 0 | 0 | 0 | 0 | 0 | 0 | 0 | 0 | 0 | 0 | 0 | 0 | 0 | 0 | 0 | 0 | 0 | 0 | 0 | 0 | 0 | 0 | 12 | 1
NO |  | 108 | 2015 | 1 | 5 | 5 |  | Eldorado | Merchant | 230 | 230 | S-Steel | 0 | 0 | 1 |  | 0 | 0 | 0 | 0 | 0 | 0 | 0 | 0 | 0 | 0 | 0 | 0 | 0 | 0 | 0 | 0 | 0 | 0 | 0 | 0 | 0 | 0 | 0 | 12 | 1
NO |  | 108 | 2015 | 1 | 6 | 6 |  | Eldorado | Nevada Solar One | 230 | 230 | S-Steel | 2.26 | 0 | 1 | (2) Cardinal 954k | 0 | 0 | 0 | 0 | 0 | 0 | 0 | 0 | 0 | 0 | 0 | 0 | 0 | 0 | 0 | 0 | 0 | 0 | 0 | 0 | 0 | 0 | 0 | 12 | 1
NO |  | 108 | 2015 | 1 | 7 | 7 |  | Equestrian | Faulkner | 230 | 230 | S-Steel | 7.52 | 0 | 1 |  | 0 | 0 | 0 | 0 | 0 | 0 | 0 | 0 | 0 | 0 | 0 | 0 | 0 | 0 | 0 | 0 | 0 | 0 | 0 | 0 | 0 | 0 | 0 | 12 | 1
NO |  | 108 | 2015 | 1 | 8 | 8 |  | Equestrian | Mead | 230 | 230 | S-Steel | 9.65 | 0 | 1 |  | 0 | 0 | 0 | 0 | 0 | 0 | 0 | 0 | 0 | 0 | 0 | 0 | 0 | 0 | 0 | 0 | 0 | 0 | 0 | 0 | 0 | 0 | 0 | 12 | 1
NO |  | 108 | 2015 | 1 | 9 | 9 |  | Equestrian | Mead | 230 | 230 | S-Steel | 17 | 0 | 1 |  | 0 | 0 | 0 | 0 | 0 | 0 | 0 | 0 | 0 | 0 | 0 | 0 | 0 | 0 | 0 | 0 | 0 | 0 | 0 | 0 | 0 | 0 | 0 | 12 | 1
NO |  | 108 | 2015 | 1 | 10 | 10 |  | Faulkner | Greenway | 230 | 230 | S-Steel | 6.96 | 0 | 1 | Cardinal 954kcm 5 | 0 | 0 | 0 | 0 | 0 | 0 | 0 | 0 | 0 | 0 | 0 | 0 | 0 | 0 | 0 | 0 | 0 | 0 | 0 | 0 | 0 | 0 | 0 | 12 | 1
NO |  | 108 | 2015 | 1 | 11 | 11 |  | Faulkner | McCullough | 230 | 230 | S-Steel | 17.3 | 0 | 1 |  | 0 | 0 | 0 | 0 | 0 | 0 | 0 | 0 | 0 | 0 | 0 | 0 | 0 | 0 | 0 | 0 | 0 | 0 | 0 | 0 | 0 | 0 | 0 | 12 | 1
NO |  | 108 | 2015 | 1 | 12 | 12 |  | Faulkner | Tolson | 230 | 230 | Underground | 7.04 | 0 | 1 | OVERHEAD: (2) Car | 0 | 0 | 0 | 0 | 0 | 0 | 0 | 0 | 0 | 0 | 0 | 0 | 0 | 0 | 0 | 0 | 0 | 0 | 0 | 0 | 0 | 0 | 0 | 12 | 1
NO |  | 108 | 2015 | 1 | 13 | 13 |  | Grand teton | Harry Allen | 230 | 230 | S-Steel | 25 | 0 | 1 |  | 0 | 0 | 0 | 0 | 0 | 0 | 0 | 0 | 0 | 0 | 0 | 0 | 0 | 0 | 0 | 0 | 0 | 0 | 0 | 0 | 0 | 0 | 0 | 12 | 1
NO |  | 108 | 2015 | 1 | 14 | 14 |  | Grand Teton - Iron Mountain | Iron Mountain | 230 | 230 | S-Steel | 2.22 | 0 | 1 |  | 0 | 0 | 0 | 0 | 0 | 0 | 0 | 0 | 0 | 0 | 0 | 0 | 0 | 0 | 0 | 0 | 0 | 0 | 0 | 0 | 0 | 0 | 0 | 12 | 1
NO |  | 108 | 2015 | 1 | 15 | 15 |  | Greenway | Mead | 230 | 230 | S-Steel | 14 | 0 | 1 | Cardinal 954kcm 5 | 0 | 0 | 0 | 0 | 0 | 0 | 0 | 0 | 0 | 0 | 0 | 0 | 0 | 0 | 0 | 0 | 0 | 0 | 0 | 0 | 0 | 0 | 0 | 12 | 1
NO |  | 108 | 2015 | 1 | 16 | 16 |  | Harry Allen | Pecos #1 South | 230 | 230 | H-Steel | 17.5 | 0 | 1 | (2) Cardinal 954k | 0 | 0 | 0 | 0 | 0 | 0 | 0 | 0 | 0 | 0 | 0 | 0 | 0 | 0 | 0 | 0 | 0 | 0 | 0 | 0 | 0 | 0 | 0 | 12 | 1
NO |  | 108 | 2015 | 1 | 17 | 17 |  | Harry Allen | Pecos #2 North | 230 | 230 | H-Steel | 17.8 | 0 | 1 | (2) Cardinal 954k | 0 | 0 | 0 | 0 | 0 | 0 | 0 | 0 | 0 | 0 | 0 | 0 | 0 | 0 | 0 | 0 | 0 | 0 | 0 | 0 | 0 | 0 | 0 | 12 | 1
NO |  | 108 | 2015 | 1 | 18 | 18 |  | Harry Allen | Pecos #3 Center | 230 | 230 | S-Steel | 7 | 10.5 | 1 |  | 0 | 0 | 0 | 0 | 0 | 0 | 0 | 0 | 0 | 0 | 0 | 0 | 0 | 0 | 0 | 0 | 0 | 0 | 0 | 0 | 0 | 0 | 0 | 12 | 1
NO |  | 108 | 2015 | 1 | 19 | 19 |  | Harry Allen | Reid Gardner #1 | 230 | 230 | H-Wood | 24.6 | 0 | 1 | (2) Cardinal 954k | 0 | 0 | 0 | 0 | 0 | 0 | 0 | 0 | 0 | 0 | 0 | 0 | 0 | 0 | 0 | 0 | 0 | 0 | 0 | 0 | 0 | 0 | 0 | 12 | 1
NO |  | 108 | 2015 | 1 | 20 | 20 |  | Harry Allen | Reid Gardner #2 | 230 | 230 | H-Wood | 24.6 | 0 | 1 | (2) Cardinal 954k | 0 | 0 | 0 | 0 | 0 | 0 | 0 | 0 | 0 | 0 | 0 | 0 | 0 | 0 | 0 | 0 | 0 | 0 | 0 | 0 | 0 | 0 | 0 | 12 | 1
NO |  | 108 | 2015 | 1 | 21 | 21 |  | Iron Mountain | Nortwest #1 | 230 | 230 | H-Wood | 7.76 | 0 | 1 | (2) Cardinal 954k | 0 | 0 | 0 | 0 | 0 | 0 | 0 | 0 | 0 | 0 | 0 | 0 | 0 | 0 | 0 | 0 | 0 | 0 | 0 | 0 | 0 | 0 | 0 | 12 | 1
NO |  | 108 | 2015 | 1 | 22 | 22 |  | Iron Mountain | Northwest #2 | 230 | 230 | H-Wood | 7.76 | 0 | 1 | (2) Cardinal 954k | 0 | 0 | 0 | 0 | 0 | 0 | 0 | 0 | 0 | 0 | 0 | 0 | 0 | 0 | 0 | 0 | 0 | 0 | 0 | 0 | 0 | 0 | 0 | 12 | 1
NO |  | 108 | 2015 | 1 | 23 | 23 |  | Iron Mountain | Pecos | 230 | 230 | S-Steel | 9.32 | 0 | 1 |  | 0 | 0 | 0 | 0 | 0 | 0 | 0 | 0 | 0 | 0 | 0 | 0 | 0 | 0 | 0 | 0 | 0 | 0 | 0 | 0 | 0 | 0 | 0 | 12 | 1
NO |  | 108 | 2015 | 1 | 24 | 24 |  | Magnolia | Eldorado | 230 | 230 | H-Steel | 23.1 | 0 | 1 | (2) Cardinal 954k | 0 | 0 | 0 | 0 | 0 | 0 | 0 | 0 | 0 | 0 | 0 | 0 | 0 | 0 | 0 | 0 | 0 | 0 | 0 | 0 | 0 | 0 | 0 | 12 | 1
NO |  | 108 | 2015 | 1 | 25 | 25 |  | McCullough | Mead #1 | 230 | 230 | S-Steel | 21 | 0 | 1 |  | 0 | 0 | 0 | 0 | 0 | 0 | 0 | 0 | 0 | 0 | 0 | 0 | 0 | 0 | 0 | 0 | 0 | 0 | 0 | 0 | 0 | 0 | 0 | 12 | 1
NO |  | 108 | 2015 | 1 | 26 | 26 |  | McCullough | Mead #2 | 230 | 230 | S-Steel | 21 | 0 | 1 |  | 0 | 0 | 0 | 0 | 0 | 0 | 0 | 0 | 0 | 0 | 0 | 0 | 0 | 0 | 0 | 0 | 0 | 0 | 0 | 0 | 0 | 0 | 0 | 12 | 1
NO |  | 108 | 2015 | 1 | 27 | 27 |  | McCullough | Merchant | 230 | 230 | S-Steel | 0 | 0 | 1 | Cardinal 954kcm 5 | 0 | 0 | 0 | 0 | 0 | 0 | 0 | 0 | 0 | 0 | 0 | 0 | 0 | 0 | 0 | 0 | 0 | 0 | 0 | 0 | 0 | 0 | 0 | 12 | 1
NO |  | 108 | 2015 | 1 | 28 | 28 |  | McCullough | Tolson | 230 | 230 | S-Poles | 19.2 | 0 | 1 | Cardinal 954kcm 5 | 0 | 0 | 0 | 0 | 0 | 0 | 0 | 0 | 0 | 0 | 0 | 0 | 0 | 0 | 0 | 0 | 0 | 0 | 0 | 0 | 0 | 0 | 0 | 12 | 1
NO |  | 108 | 2015 | 1 | 29 | 29 |  | Mead | SNWA Eastside | 230 | 230 | S-Steel | 0 | 0 | 1 |  | 0 | 0 | 0 | 0 | 0 | 0 | 0 | 0 | 0 | 0 | 0 | 0 | 0 | 0 | 0 | 0 | 0 | 0 | 0 | 0 | 0 | 0 | 0 | 12 | 1
NO |  | 108 | 2015 | 1 | 30 | 30 |  | Merchant | Nevada Solar One | 230 | 230 | H-Steel | 0 | 0 | 1 |  | 0 | 0 | 0 | 0 | 0 | 0 | 0 | 0 | 0 | 0 | 0 | 0 | 0 | 0 | 0 | 0 | 0 | 0 | 0 | 0 | 0 | 0 | 0 | 12 | 1
NO |  | 108 | 2015 | 1 | 31 | 31 |  | Northwest | VEA Interconnection | 230 | 230 | S-Steel | 0.12 | 0 | 1 | (2) Cardinal 954k | 0 | 0 | 0 | 0 | 0 | 0 | 0 | 0 | 0 | 0 | 0 | 0 | 0 | 0 | 0 | 0 | 0 | 0 | 0 | 0 | 0 | 0 | 0 | 12 | 1
NO |  | 108 | 2015 | 1 | 32 | 32 |  | Northwest | Westside | 230 | 230 | S-Steel | 14.3 | 0 | 1 | (2) Cardinal 954k | 0 | 0 | 0 | 0 | 0 | 0 | 0 | 0 | 0 | 0 | 0 | 0 | 0 | 0 | 0 | 0 | 0 | 0 | 0 | 0 | 0 | 0 | 0 | 12 | 1
NO |  | 108 | 2015 | 1 | 33 | 33 |  | 230 KV Costs |  | 0 | 0 |  | 0 | 0 | 0 |  | 0 | 0 | 0 | 0 | 0 | 0 | 0 | 0 | 0 | 0 | 0 | 0 | 0 | 0 | 0 | 0 | 0 | 0 | 0 | 0 | 0 | 0 | 0 | 12 | 1
NO |  | 108 | 2015 | 1 | 34 | 34 |  | 230 KV Subtotal |  | 0 | 0 |  | 563.4 | 12.81 | 48 |  | 0 | 0 | 0 | 0 | 0 | 0 | 0 | 0 | 0 | 0 | 0 | 0 | 0 | 0 | 0 | 0 | 0 | 0 | 0 | 0 | 0 | 0 | 0 | 12 | 1
NO |  | 108 | 2015 | 1 | 35 | 35 |  | Allen | Pecos | 138 | 138 | S-Steel | 5.27 | 0 | 1 | Cardinal 954kcm A | 0 | 0 | 0 | 0 | 0 | 0 | 0 | 0 | 0 | 0 | 0 | 0 | 0 | 0 | 0 | 0 | 0 | 0 | 0 | 0 | 0 | 0 | 0 | 12 | 1
NO |  | 108 | 2015 | 2 | 1 | 1 |  | Allen | Washburn | 138 | 138 | S-Steel | 1.83 | 0 | 1 |  | 0 | 0 | 0 | 0 | 0 | 0 | 0 | 0 | 0 | 0 | 0 | 0 | 0 | 0 | 0 | 0 | 0 | 0 | 0 | 0 | 0 | 0 | 0 | 12 | 1
NO |  | 108 | 2015 | 2 | 2 | 2 |  | Andrews | Pecos | 138 | 138 | S-Steel | 3.86 | 0 | 1 |  | 0 | 0 | 0 | 0 | 0 | 0 | 0 | 0 | 0 | 0 | 0 | 0 | 0 | 0 | 0 | 0 | 0 | 0 | 0 | 0 | 0 | 0 | 0 | 12 | 1
NO |  | 108 | 2015 | 2 | 3 | 3 |  | Anthem | Magnolia | 138 | 138 | S-Steel | 9.72 | 0 | 1 | Cardinal 954kcm A | 0 | 0 | 0 | 0 | 0 | 0 | 0 | 0 | 0 | 0 | 0 | 0 | 0 | 0 | 0 | 0 | 0 | 0 | 0 | 0 | 0 | 0 | 0 | 12 | 1
NO |  | 108 | 2015 | 2 | 4 | 4 |  | Anthem | Wilson | 138 | 138 | S-Steel | 1.71 | 0 | 1 |  | 0 | 0 | 0 | 0 | 0 | 0 | 0 | 0 | 0 | 0 | 0 | 0 | 0 | 0 | 0 | 0 | 0 | 0 | 0 | 0 | 0 | 0 | 0 | 12 | 1
NO |  | 108 | 2015 | 2 | 5 | 5 |  | Arden | Camero | 138 | 138 | S-Steel | 3.11 | 0 | 1 | Cardinal 954kcm 5 | 0 | 0 | 0 | 0 | 0 | 0 | 0 | 0 | 0 | 0 | 0 | 0 | 0 | 0 | 0 | 0 | 0 | 0 | 0 | 0 | 0 | 0 | 0 | 12 | 1
NO |  | 108 | 2015 | 2 | 6 | 6 |  | Arden | Frias | 138 | 138 | S-Steel | 1.4 | 0 | 1 | Cardinal 954kcm A | 0 | 0 | 0 | 0 | 0 | 0 | 0 | 0 | 0 | 0 | 0 | 0 | 0 | 0 | 0 | 0 | 0 | 0 | 0 | 0 | 0 | 0 | 0 | 12 | 1
NO |  | 108 | 2015 | 2 | 7 | 7 |  | Arden | Haven | 138 | 138 | S-Steel | 4.55 | 0 | 1 | Magnolia 954kcm 3 | 0 | 0 | 0 | 0 | 0 | 0 | 0 | 0 | 0 | 0 | 0 | 0 | 0 | 0 | 0 | 0 | 0 | 0 | 0 | 0 | 0 | 0 | 0 | 12 | 1
NO |  | 108 | 2015 | 2 | 8 | 8 |  | Arden | Mountains Edge | 138 | 138 | S-Steel | 1.96 | 0 | 1 | Magnolia 954 kcm | 0 | 0 | 0 | 0 | 0 | 0 | 0 | 0 | 0 | 0 | 0 | 0 | 0 | 0 | 0 | 0 | 0 | 0 | 0 | 0 | 0 | 0 | 0 | 12 | 1
NO |  | 108 | 2015 | 2 | 9 | 9 |  | Artesian | Lincoln | 138 | 138 | S-Steel | 4.83 | 0 | 1 |  | 0 | 0 | 0 | 0 | 0 | 0 | 0 | 0 | 0 | 0 | 0 | 0 | 0 | 0 | 0 | 0 | 0 | 0 | 0 | 0 | 0 | 0 | 0 | 12 | 1
NO |  | 108 | 2015 | 2 | 10 | 10 |  | Artesian | Winterwood | 138 | 138 | H-Wood | 5.78 | 0 | 1 | Magnolia 954kcm 3 | 0 | 0 | 0 | 0 | 0 | 0 | 0 | 0 | 0 | 0 | 0 | 0 | 0 | 0 | 0 | 0 | 0 | 0 | 0 | 0 | 0 | 0 | 0 | 12 | 1
NO |  | 108 | 2015 | 2 | 11 | 11 |  | Avera | Quail | 138 | 138 | S-Steel | 2.35 | 0 | 1 | Cardinal 954kcm 5 | 0 | 0 | 0 | 0 | 0 | 0 | 0 | 0 | 0 | 0 | 0 | 0 | 0 | 0 | 0 | 0 | 0 | 0 | 0 | 0 | 0 | 0 | 0 | 12 | 1
NO |  | 108 | 2015 | 2 | 12 | 12 |  | Avera | Redrock | 138 | 138 | S-Steel | 5.79 | 0 | 1 |  | 0 | 0 | 0 | 0 | 0 | 0 | 0 | 0 | 0 | 0 | 0 | 0 | 0 | 0 | 0 | 0 | 0 | 0 | 0 | 0 | 0 | 0 | 0 | 12 | 1
NO |  | 108 | 2015 | 2 | 13 | 13 |  | Avera | Sparta | 138 | 138 | S-Steel | 1.83 | 0 | 1 |  | 0 | 0 | 0 | 0 | 0 | 0 | 0 | 0 | 0 | 0 | 0 | 0 | 0 | 0 | 0 | 0 | 0 | 0 | 0 | 0 | 0 | 0 | 0 | 12 | 1
NO |  | 108 | 2015 | 2 | 14 | 14 |  | Avera | Tomsik | 138 | 138 | S-Steel | 2.4 | 0 | 1 | Magnolia 954kcm 3 | 0 | 0 | 0 | 0 | 0 | 0 | 0 | 0 | 0 | 0 | 0 | 0 | 0 | 0 | 0 | 0 | 0 | 0 | 0 | 0 | 0 | 0 | 0 | 12 | 1
NO |  | 108 | 2015 | 2 | 15 | 15 |  | Bellagio | Polaris | 138 | 138 | S-Steel | 0.83 | 0 | 1 | Magnolia 954kcm 3 | 0 | 0 | 0 | 0 | 0 | 0 | 0 | 0 | 0 | 0 | 0 | 0 | 0 | 0 | 0 | 0 | 0 | 0 | 0 | 0 | 0 | 0 | 0 | 12 | 1
NO |  | 108 | 2015 | 2 | 16 | 16 |  | Bellagio | Sinatra | 138 | 138 | S-Steel | 0.54 | 0 | 1 | Magnolia 954kcm | 0 | 0 | 0 | 0 | 0 | 0 | 0 | 0 | 0 | 0 | 0 | 0 | 0 | 0 | 0 | 0 | 0 | 0 | 0 | 0 | 0 | 0 | 0 | 12 | 1
NO |  | 108 | 2015 | 2 | 17 | 17 |  | Beltway | Hualapai | 138 | 138 | S-Steel | 2.98 | 0 | 1 | Magnolia 954kcm 3 | 0 | 0 | 0 | 0 | 0 | 0 | 0 | 0 | 0 | 0 | 0 | 0 | 0 | 0 | 0 | 0 | 0 | 0 | 0 | 0 | 0 | 0 | 0 | 12 | 1
NO |  | 108 | 2015 | 2 | 18 | 18 |  | Beltway | Summerlin | 138 | 138 | S-Steel | 2.14 | 0 | 1 | Magnolia 954kcm 3 | 0 | 0 | 0 | 0 | 0 | 0 | 0 | 0 | 0 | 0 | 0 | 0 | 0 | 0 | 0 | 0 | 0 | 0 | 0 | 0 | 0 | 0 | 0 | 12 | 1
NO |  | 108 | 2015 | 2 | 19 | 19 |  | Beltway | Village | 138 | 138 | S-Steel | 2.06 | 0 | 1 | Cardinal 954kcm 5 | 0 | 0 | 0 | 0 | 0 | 0 | 0 | 0 | 0 | 0 | 0 | 0 | 0 | 0 | 0 | 0 | 0 | 0 | 0 | 0 | 0 | 0 | 0 | 12 | 1
NO |  | 108 | 2015 | 2 | 20 | 20 |  | Bicentennial | Keehn | 138 | 138 | S-Steel | 8.04 | 0 | 1 | Cardinal 954kcm 5 | 0 | 0 | 0 | 0 | 0 | 0 | 0 | 0 | 0 | 0 | 0 | 0 | 0 | 0 | 0 | 0 | 0 | 0 | 0 | 0 | 0 | 0 | 0 | 12 | 1
NO |  | 108 | 2015 | 2 | 21 | 21 |  | Bicentennial | Wilson | 138 | 138 | S-Steel | 9.23 | 0 | 1 | Cardinal 954kcm 5 | 0 | 0 | 0 | 0 | 0 | 0 | 0 | 0 | 0 | 0 | 0 | 0 | 0 | 0 | 0 | 0 | 0 | 0 | 0 | 0 | 0 | 0 | 0 | 12 | 1
NO |  | 108 | 2015 | 2 | 22 | 22 |  | Burnham | Ford | 138 | 138 | S-Steel | 5.25 | 0 | 1 | Cardinal 954kcm 5 | 0 | 0 | 0 | 0 | 0 | 0 | 0 | 0 | 0 | 0 | 0 | 0 | 0 | 0 | 0 | 0 | 0 | 0 | 0 | 0 | 0 | 0 | 0 | 12 | 1
NO |  | 108 | 2015 | 2 | 23 | 23 |  | Burnham | Pebble | 138 | 138 | S-Steel | 1.96 | 0 | 1 | Magnolia 954kcm 3 | 0 | 0 | 0 | 0 | 0 | 0 | 0 | 0 | 0 | 0 | 0 | 0 | 0 | 0 | 0 | 0 | 0 | 0 | 0 | 0 | 0 | 0 | 0 | 12 | 1
NO |  | 108 | 2015 | 2 | 24 | 24 |  | Cabana | Clark | 138 | 138 | S-Steel | 0.33 | 2 | 1 | Cardinal 954kcm 5 | 0 | 0 | 0 | 0 | 0 | 0 | 0 | 0 | 0 | 0 | 0 | 0 | 0 | 0 | 0 | 0 | 0 | 0 | 0 | 0 | 0 | 0 | 0 | 12 | 1
NO |  | 108 | 2015 | 2 | 25 | 25 |  | Cabana | Winterwood | 138 | 138 | S-Steel | 0.61 | 2 | 1 | Cardinal 954kcm 5 | 0 | 0 | 0 | 0 | 0 | 0 | 0 | 0 | 0 | 0 | 0 | 0 | 0 | 0 | 0 | 0 | 0 | 0 | 0 | 0 | 0 | 0 | 0 | 12 | 1
NO |  | 108 | 2015 | 2 | 26 | 26 |  | Cactus | Frias | 138 | 138 | S-Steel | 1.92 | 0 | 1 | Cardinal 954kcm 5 | 0 | 0 | 0 | 0 | 0 | 0 | 0 | 0 | 0 | 0 | 0 | 0 | 0 | 0 | 0 | 0 | 0 | 0 | 0 | 0 | 0 | 0 | 0 | 12 | 1
NO |  | 108 | 2015 | 2 | 27 | 27 |  | Cactus | Tolson | 138 | 138 | S-Steel | 2.41 | 0 | 1 | Cardinal 954kcm 5 | 0 | 0 | 0 | 0 | 0 | 0 | 0 | 0 | 0 | 0 | 0 | 0 | 0 | 0 | 0 | 0 | 0 | 0 | 0 | 0 | 0 | 0 | 0 | 12 | 1
NO |  | 108 | 2015 | 2 | 28 | 28 |  | Caesar's | Decatur | 138 | 138 | S-Steel | 2.2 | 0 | 1 |  | 0 | 0 | 0 | 0 | 0 | 0 | 0 | 0 | 0 | 0 | 0 | 0 | 0 | 0 | 0 | 0 | 0 | 0 | 0 | 0 | 0 | 0 | 0 | 12 | 1
NO |  | 108 | 2015 | 2 | 29 | 29 |  | Ceasar's | Venetian | 138 | 138 | S-Steel | 1.94 | 0 | 0 |  | 0 | 0 | 0 | 0 | 0 | 0 | 0 | 0 | 0 | 0 | 0 | 0 | 0 | 0 | 0 | 0 | 0 | 0 | 0 | 0 | 0 | 0 | 0 | 12 | 1
NO |  | 108 | 2015 | 2 | 30 | 30 |  | Camero | Railroad | 138 | 138 | S-Steel | 3.5 | 0 | 1 |  | 0 | 0 | 0 | 0 | 0 | 0 | 0 | 0 | 0 | 0 | 0 | 0 | 0 | 0 | 0 | 0 | 0 | 0 | 0 | 0 | 0 | 0 | 0 | 12 | 1
NO |  | 108 | 2015 | 2 | 31 | 31 |  | Canyon Tap of Mercury | Northwest | 138 | 138 |  | 0.01 | 0 | 0 |  | 0 | 0 | 0 | 0 | 0 | 0 | 0 | 0 | 0 | 0 | 0 | 0 | 0 | 0 | 0 | 0 | 0 | 0 | 0 | 0 | 0 | 0 | 0 | 12 | 1
NO |  | 108 | 2015 | 2 | 32 | 32 |  | Cheyenne | El Capitan | 138 | 138 | S-Steel | 3.28 | 0 | 1 | Cardinal 954kcm 5 | 0 | 0 | 0 | 0 | 0 | 0 | 0 | 0 | 0 | 0 | 0 | 0 | 0 | 0 | 0 | 0 | 0 | 0 | 0 | 0 | 0 | 0 | 0 | 12 | 1
NO |  | 108 | 2015 | 2 | 33 | 33 |  | Cheyenne | Lone Mountain | 138 | 138 | S-Steel | 1.94 | 0 | 1 | Magnolia 954kcm 3 | 0 | 0 | 0 | 0 | 0 | 0 | 0 | 0 | 0 | 0 | 0 | 0 | 0 | 0 | 0 | 0 | 0 | 0 | 0 | 0 | 0 | 0 | 0 | 12 | 1
NO |  | 108 | 2015 | 2 | 34 | 34 |  | Cheyenne | Vegas | 138 | 138 | S-Steel | 5.38 | 0 | 1 | Cardinal 954kcm 5 | 0 | 0 | 0 | 0 | 0 | 0 | 0 | 0 | 0 | 0 | 0 | 0 | 0 | 0 | 0 | 0 | 0 | 0 | 0 | 0 | 0 | 0 | 0 | 12 | 1
NO |  | 108 | 2015 | 2 | 35 | 35 |  | Clark/Russel | Claymont | 138 | 138 | S-Wood | 7.22 | 0 | 1 | Magnolia 954kcm 3 | 0 | 0 | 0 | 0 | 0 | 0 | 0 | 0 | 0 | 0 | 0 | 0 | 0 | 0 | 0 | 0 | 0 | 0 | 0 | 0 | 0 | 0 | 0 | 12 | 1
NO |  | 108 | 2015 | 3 | 1 | 1 |  | Clark | Claymont | 138 | 138 | S-Steel | 6.08 | 0 | 1 | Magnolia 954kcm 3 | 0 | 0 | 0 | 0 | 0 | 0 | 0 | 0 | 0 | 0 | 0 | 0 | 0 | 0 | 0 | 0 | 0 | 0 | 0 | 0 | 0 | 0 | 0 | 12 | 1
NO |  | 108 | 2015 | 3 | 2 | 2 |  | Clark | Concourse | 138 | 138 | S-Steel | 4.65 | 0 | 1 |  | 0 | 0 | 0 | 0 | 0 | 0 | 0 | 0 | 0 | 0 | 0 | 0 | 0 | 0 | 0 | 0 | 0 | 0 | 0 | 0 | 0 | 0 | 0 | 12 | 1
NO |  | 108 | 2015 | 3 | 3 | 3 |  | Clark | Green Valley | 138 | 138 | S-Steel | 2.94 | 0 | 1 | Magnolia 954kcm 3 | 0 | 0 | 0 | 0 | 0 | 0 | 0 | 0 | 0 | 0 | 0 | 0 | 0 | 0 | 0 | 0 | 0 | 0 | 0 | 0 | 0 | 0 | 0 | 12 | 1
NO |  | 108 | 2015 | 3 | 4 | 4 |  | Clark | Spencer North | 138 | 138 | S-Wood | 0 | 5.21 | 1 | Magnolia 954kcm 3 | 0 | 0 | 0 | 0 | 0 | 0 | 0 | 0 | 0 | 0 | 0 | 0 | 0 | 0 | 0 | 0 | 0 | 0 | 0 | 0 | 0 | 0 | 0 | 12 | 1
NO |  | 108 | 2015 | 3 | 5 | 5 |  | Clark | Spencer South | 138 | 138 | S-Steel | 5.21 | 0 | 1 | 954kcm 37 AAC | 0 | 0 | 0 | 0 | 0 | 0 | 0 | 0 | 0 | 0 | 0 | 0 | 0 | 0 | 0 | 0 | 0 | 0 | 0 | 0 | 0 | 0 | 0 | 12 | 1
NO |  | 108 | 2015 | 3 | 6 | 6 |  | Clark | Warmsprings | 138 | 138 | S-Steel | 3.94 | 0 | 1 | Magnolia 954kcm 3 | 0 | 0 | 0 | 0 | 0 | 0 | 0 | 0 | 0 | 0 | 0 | 0 | 0 | 0 | 0 | 0 | 0 | 0 | 0 | 0 | 0 | 0 | 0 | 12 | 1
NO |  | 108 | 2015 | 3 | 7 | 7 |  | Claymont | Spencer | 138 | 138 | S-Steel | 0.77 | 0 | 1 | Magnolia 954kcm 3 | 0 | 0 | 0 | 0 | 0 | 0 | 0 | 0 | 0 | 0 | 0 | 0 | 0 | 0 | 0 | 0 | 0 | 0 | 0 | 0 | 0 | 0 | 0 | 12 | 1
NO |  | 108 | 2015 | 3 | 8 | 8 |  | Claymont | Strip | 138 | 138 | S-Steel | 1.79 | 0 | 1 | Cardinal 954kcm 5 | 0 | 0 | 0 | 0 | 0 | 0 | 0 | 0 | 0 | 0 | 0 | 0 | 0 | 0 | 0 | 0 | 0 | 0 | 0 | 0 | 0 | 0 | 0 | 12 | 1
NO |  | 108 | 2015 | 3 | 9 | 9 |  | Cold Creek Tap of Mercury | Northwest | 138 | 138 | S-Steel | 0.04 | 0 | 1 |  | 0 | 0 | 0 | 0 | 0 | 0 | 0 | 0 | 0 | 0 | 0 | 0 | 0 | 0 | 0 | 0 | 0 | 0 | 0 | 0 | 0 | 0 | 0 | 12 | 1
NO |  | 108 | 2015 | 3 | 10 | 10 |  | Commerce | Garces | 138 | 138 | S-Steel | 0.31 | 0 | 1 | Magnolia 954kcm 3 | 0 | 0 | 0 | 0 | 0 | 0 | 0 | 0 | 0 | 0 | 0 | 0 | 0 | 0 | 0 | 0 | 0 | 0 | 0 | 0 | 0 | 0 | 0 | 12 | 1
NO |  | 108 | 2015 | 3 | 11 | 11 |  | Commerce | Shadow | 138 | 138 | S-Steel | 1.86 | 0 | 1 | Magnolia 954kcm 3 | 0 | 0 | 0 | 0 | 0 | 0 | 0 | 0 | 0 | 0 | 0 | 0 | 0 | 0 | 0 | 0 | 0 | 0 | 0 | 0 | 0 | 0 | 0 | 12 | 1
NO |  | 108 | 2015 | 3 | 12 | 12 |  | Sinatra | Suzanne | 138 | 138 | Underground | 2.41 | 0 | 0 |  | 0 | 0 | 0 | 0 | 0 | 0 | 0 | 0 | 0 | 0 | 0 | 0 | 0 | 0 | 0 | 0 | 0 | 0 | 0 | 0 | 0 | 0 | 0 | 12 | 1
NO |  | 108 | 2015 | 3 | 13 | 13 |  | Concourse | Suzanne | 138 | 138 | S-Steel | 4.58 | 0 | 1 |  | 0 | 0 | 0 | 0 | 0 | 0 | 0 | 0 | 0 | 0 | 0 | 0 | 0 | 0 | 0 | 0 | 0 | 0 | 0 | 0 | 0 | 0 | 0 | 12 | 1
NO |  | 108 | 2015 | 3 | 14 | 14 |  | Craig | Las Vegas Cogen | 138 | 138 | H-Wood | 0.26 | 0.84 | 1 | Cardinal 954kcm 5 | 0 | 0 | 0 | 0 | 0 | 0 | 0 | 0 | 0 | 0 | 0 | 0 | 0 | 0 | 0 | 0 | 0 | 0 | 0 | 0 | 0 | 0 | 0 | 12 | 1
NO |  | 108 | 2015 | 3 | 15 | 15 |  | Craig | Pecos | 138 | 138 | S-Steel | 3.68 | 0 | 1 | Magnolia 954kcm 3 | 0 | 0 | 0 | 0 | 0 | 0 | 0 | 0 | 0 | 0 | 0 | 0 | 0 | 0 | 0 | 0 | 0 | 0 | 0 | 0 | 0 | 0 | 0 | 12 | 1
NO |  | 108 | 2015 | 3 | 16 | 16 |  | Decatur | Durango | 138 | 138 | S-Steel | 3.59 | 0 | 1 | Cardinal 954kcm 5 | 0 | 0 | 0 | 0 | 0 | 0 | 0 | 0 | 0 | 0 | 0 | 0 | 0 | 0 | 0 | 0 | 0 | 0 | 0 | 0 | 0 | 0 | 0 | 12 | 1
NO |  | 108 | 2015 | 3 | 17 | 17 |  | Decatur | Polaris | 138 | 138 | S-Steel | 2.28 | 0 | 1 | Magnolia 954kcm 3 | 0 | 0 | 0 | 0 | 0 | 0 | 0 | 0 | 0 | 0 | 0 | 0 | 0 | 0 | 0 | 0 | 0 | 0 | 0 | 0 | 0 | 0 | 0 | 12 | 1
NO |  | 108 | 2015 | 3 | 18 | 18 |  | Durango | Peace | 138 | 138 | S-Steel | 2.57 | 0 | 1 | Cardinal 954kcm 5 | 0 | 0 | 0 | 0 | 0 | 0 | 0 | 0 | 0 | 0 | 0 | 0 | 0 | 0 | 0 | 0 | 0 | 0 | 0 | 0 | 0 | 0 | 0 | 12 | 1
NO |  | 108 | 2015 | 3 | 19 | 19 |  | Durango | Westside | 138 | 138 | S-Steel | 3.31 | 0 | 1 | Cardinal 954kcm 5 | 0 | 0 | 0 | 0 | 0 | 0 | 0 | 0 | 0 | 0 | 0 | 0 | 0 | 0 | 0 | 0 | 0 | 0 | 0 | 0 | 0 | 0 | 0 | 12 | 1
NO |  | 108 | 2015 | 3 | 20 | 20 |  | El Capitan | Northwest | 138 | 138 | S-Steel | 7.81 | 0 | 1 | Cardinal 954kcm 5 | 0 | 0 | 0 | 0 | 0 | 0 | 0 | 0 | 0 | 0 | 0 | 0 | 0 | 0 | 0 | 0 | 0 | 0 | 0 | 0 | 0 | 0 | 0 | 12 | 1
NO |  | 108 | 2015 | 3 | 21 | 21 |  | Elkhorn | Northwest | 138 | 138 | S-Steel | 5.32 | 0 | 1 | Cardinal 954kcm 5 | 0 | 0 | 0 | 0 | 0 | 0 | 0 | 0 | 0 | 0 | 0 | 0 | 0 | 0 | 0 | 0 | 0 | 0 | 0 | 0 | 0 | 0 | 0 | 12 | 1
NO |  | 108 | 2015 | 3 | 22 | 22 |  | Faulkner | Warmsprings | 138 | 138 | S-Steel | 2.38 | 0 | 1 |  | 0 | 0 | 0 | 0 | 0 | 0 | 0 | 0 | 0 | 0 | 0 | 0 | 0 | 0 | 0 | 0 | 0 | 0 | 0 | 0 | 0 | 0 | 0 | 12 | 1
NO |  | 108 | 2015 | 3 | 23 | 23 |  | Faulkner | Wigwam | 138 | 138 | Underground | 4.5 | 0 | 1 |  | 0 | 0 | 0 | 0 | 0 | 0 | 0 | 0 | 0 | 0 | 0 | 0 | 0 | 0 | 0 | 0 | 0 | 0 | 0 | 0 | 0 | 0 | 0 | 12 | 1
NO |  | 108 | 2015 | 3 | 24 | 24 |  | Faulkner | Wilson | 138 | 138 | Underground | 7.84 | 0 | 1 |  | 0 | 0 | 0 | 0 | 0 | 0 | 0 | 0 | 0 | 0 | 0 | 0 | 0 | 0 | 0 | 0 | 0 | 0 | 0 | 0 | 0 | 0 | 0 | 12 | 1
NO |  | 108 | 2015 | 3 | 25 | 25 |  | Ford | Haven | 138 | 138 | S-Steel | 2.07 | 0 | 1 | Magnolia 954kcm 3 | 0 | 0 | 0 | 0 | 0 | 0 | 0 | 0 | 0 | 0 | 0 | 0 | 0 | 0 | 0 | 0 | 0 | 0 | 0 | 0 | 0 | 0 | 0 | 12 | 1
NO |  | 108 | 2015 | 3 | 26 | 26 |  | Garces | Swenson | 138 | 138 | S-Steel | 4.2 | 0 | 1 |  | 0 | 0 | 0 | 0 | 0 | 0 | 0 | 0 | 0 | 0 | 0 | 0 | 0 | 0 | 0 | 0 | 0 | 0 | 0 | 0 | 0 | 0 | 0 | 12 | 1
NO |  | 108 | 2015 | 3 | 27 | 27 |  | Gilmore(GIL) | Leavitt | 138 | 138 | S-Steel | 2.12 | 0 | 1 | Cardinal 954kcm 5 | 0 | 0 | 0 | 0 | 0 | 0 | 0 | 0 | 0 | 0 | 0 | 0 | 0 | 0 | 0 | 0 | 0 | 0 | 0 | 0 | 0 | 0 | 0 | 12 | 1
NO |  | 108 | 2015 | 3 | 28 | 28 |  | Gilmore(GIL) | Tropical | 138 | 138 | S-Steel | 3.74 | 0 | 1 | Cardinal 954kcm 5 | 0 | 0 | 0 | 0 | 0 | 0 | 0 | 0 | 0 | 0 | 0 | 0 | 0 | 0 | 0 | 0 | 0 | 0 | 0 | 0 | 0 | 0 | 0 | 12 | 1
NO |  | 108 | 2015 | 3 | 29 | 29 |  | Green Valley | Wigwam | 138 | 138 | S-Steel | 2.5 | 0 | 1 | Magnoolia 954kcm | 0 | 0 | 0 | 0 | 0 | 0 | 0 | 0 | 0 | 0 | 0 | 0 | 0 | 0 | 0 | 0 | 0 | 0 | 0 | 0 | 0 | 0 | 0 | 12 | 1
NO |  | 108 | 2015 | 3 | 30 | 30 |  | Gypsum | NCA1 | 138 | 138 | S-Steel | 0.8 | 0 | 1 |  | 0 | 0 | 0 | 0 | 0 | 0 | 0 | 0 | 0 | 0 | 0 | 0 | 0 | 0 | 0 | 0 | 0 | 0 | 0 | 0 | 0 | 0 | 0 | 12 | 1
NO |  | 108 | 2015 | 3 | 31 | 31 |  | Gypsum | Pecos | 138 | 138 | S-Steel | 11.5 | 0 | 1 |  | 0 | 0 | 0 | 0 | 0 | 0 | 0 | 0 | 0 | 0 | 0 | 0 | 0 | 0 | 0 | 0 | 0 | 0 | 0 | 0 | 0 | 0 | 0 | 12 | 1
NO |  | 108 | 2015 | 3 | 32 | 32 |  | Highland | Las Vegas Cogen | 138 | 138 | H-Wood | 4.98 | 4.2 | 1 | Cardinal 954kcm 5 | 0 | 0 | 0 | 0 | 0 | 0 | 0 | 0 | 0 | 0 | 0 | 0 | 0 | 0 | 0 | 0 | 0 | 0 | 0 | 0 | 0 | 0 | 0 | 12 | 1
NO |  | 108 | 2015 | 3 | 33 | 33 |  | Hualapai | Hualapai | 138 | 138 | S-Steel | 2 | 0 | 1 | Cardinal 954kcm 5 | 0 | 0 | 0 | 0 | 0 | 0 | 0 | 0 | 0 | 0 | 0 | 0 | 0 | 0 | 0 | 0 | 0 | 0 | 0 | 0 | 0 | 0 | 0 | 12 | 1
NO |  | 108 | 2015 | 3 | 34 | 34 |  | Indian Springs Tap of Mercu | Northwest | 138 | 138 | S-Steel | 1.04 | 0 | 1 |  | 0 | 0 | 0 | 0 | 0 | 0 | 0 | 0 | 0 | 0 | 0 | 0 | 0 | 0 | 0 | 0 | 0 | 0 | 0 | 0 | 0 | 0 | 0 | 12 | 1
NO |  | 108 | 2015 | 3 | 35 | 35 |  | Iron Mountain | Lorenzi | 138 | 138 | S-Steel | 7.78 | 0 | 1 |  | 0 | 0 | 0 | 0 | 0 | 0 | 0 | 0 | 0 | 0 | 0 | 0 | 0 | 0 | 0 | 0 | 0 | 0 | 0 | 0 | 0 | 0 | 0 | 12 | 1
NO |  | 108 | 2015 | 4 | 1 | 1 |  | Iron Mountain | Regena | 138 | 138 | S-Steel | 5.88 | 0 | 1 |  | 0 | 0 | 0 | 0 | 0 | 0 | 0 | 0 | 0 | 0 | 0 | 0 | 0 | 0 | 0 | 0 | 0 | 0 | 0 | 0 | 0 | 0 | 0 | 12 | 1
NO |  | 108 | 2015 | 4 | 2 | 2 |  | Iron Mountain | Skelton | 138 | 138 | S-Steel | 0 | 4.49 | 1 |  | 0 | 0 | 0 | 0 | 0 | 0 | 0 | 0 | 0 | 0 | 0 | 0 | 0 | 0 | 0 | 0 | 0 | 0 | 0 | 0 | 0 | 0 | 0 | 12 | 1
NO |  | 108 | 2015 | 4 | 3 | 3 |  | Iron Mountain | Washburn | 138 | 138 | S-Steel | 5.77 | 0 | 1 |  | 0 | 0 | 0 | 0 | 0 | 0 | 0 | 0 | 0 | 0 | 0 | 0 | 0 | 0 | 0 | 0 | 0 | 0 | 0 | 0 | 0 | 0 | 0 | 12 | 1
NO |  | 108 | 2015 | 4 | 4 | 4 |  | Jackass Flats | Mercury | 138 | 138 | S-Steel | 18.02 | 0 | 1 | Penguin 4/0 6/1 A | 0 | 0 | 0 | 0 | 0 | 0 | 0 | 0 | 0 | 0 | 0 | 0 | 0 | 0 | 0 | 0 | 0 | 0 | 0 | 0 | 0 | 0 | 0 | 12 | 1
NO |  | 108 | 2015 | 4 | 5 | 5 |  | Keehn | Magnolia | 138 | 138 | S-Steel | 3.73 | 0 | 1 | Cardinal 954kcm A | 0 | 0 | 0 | 0 | 0 | 0 | 0 | 0 | 0 | 0 | 0 | 0 | 0 | 0 | 0 | 0 | 0 | 0 | 0 | 0 | 0 | 0 | 0 | 12 | 1
NO |  | 108 | 2015 | 4 | 6 | 6 |  | Leavitt | Miller | 138 | 138 | S-Steel | 1.78 | 0 | 1 | Magnolia 954kcm 3 | 0 | 0 | 0 | 0 | 0 | 0 | 0 | 0 | 0 | 0 | 0 | 0 | 0 | 0 | 0 | 0 | 0 | 0 | 0 | 0 | 0 | 0 | 0 | 12 | 1
NO |  | 108 | 2015 | 4 | 7 | 7 |  | Lincoln | Pecos | 138 | 138 | S-Steel | 5.04 | 0 | 1 |  | 0 | 0 | 0 | 0 | 0 | 0 | 0 | 0 | 0 | 0 | 0 | 0 | 0 | 0 | 0 | 0 | 0 | 0 | 0 | 0 | 0 | 0 | 0 | 12 | 1
NO |  | 108 | 2015 | 4 | 8 | 8 |  | Lone Mountain | Summerlin | 138 | 138 | S-Steel | 4.98 | 0 | 1 | Magnolia 954kcm 3 | 0 | 0 | 0 | 0 | 0 | 0 | 0 | 0 | 0 | 0 | 0 | 0 | 0 | 0 | 0 | 0 | 0 | 0 | 0 | 0 | 0 | 0 | 0 | 12 | 1
NO |  | 108 | 2015 | 4 | 9 | 9 |  | Lorenzi | Tenaya | 138 | 138 | S-Steel | 3.21 | 0 | 1 | Magnolia 954kcm 3 | 0 | 0 | 0 | 0 | 0 | 0 | 0 | 0 | 0 | 0 | 0 | 0 | 0 | 0 | 0 | 0 | 0 | 0 | 0 | 0 | 0 | 0 | 0 | 12 | 1
NO |  | 108 | 2015 | 4 | 10 | 10 |  | McDonald | Procyon | 138 | 138 | S-Steel | 1.71 | 0 | 1 |  | 0 | 0 | 0 | 0 | 0 | 0 | 0 | 0 | 0 | 0 | 0 | 0 | 0 | 0 | 0 | 0 | 0 | 0 | 0 | 0 | 0 | 0 | 0 | 12 | 1
NO |  | 108 | 2015 | 4 | 11 | 11 |  | McDonald | Quail | 138 | 138 | S-Steel | 3.92 | 0 | 1 | Cardinal 954kcm 5 | 0 | 0 | 0 | 0 | 0 | 0 | 0 | 0 | 0 | 0 | 0 | 0 | 0 | 0 | 0 | 0 | 0 | 0 | 0 | 0 | 0 | 0 | 0 | 12 | 1
NO |  | 108 | 2015 | 4 | 12 | 12 |  | Mercury | Northwest | 138 | 138 | S-Steel | 46.8 | 0 | 1 | Penguin 4/0 6/1 A | 0 | 0 | 0 | 0 | 0 | 0 | 0 | 0 | 0 | 0 | 0 | 0 | 0 | 0 | 0 | 0 | 0 | 0 | 0 | 0 | 0 | 0 | 0 | 12 | 1
NO |  | 108 | 2015 | 4 | 13 | 13 |  | Michael Way | Pecos | 138 | 138 | Underground | 0.55 | 0 | 0 |  | 0 | 0 | 0 | 0 | 0 | 0 | 0 | 0 | 0 | 0 | 0 | 0 | 0 | 0 | 0 | 0 | 0 | 0 | 0 | 0 | 0 | 0 | 0 | 12 | 1
NO |  | 108 | 2015 | 4 | 14 | 14 |  | Michael Way | Pecos | 138 | 138 | S-Steel | 14.9 | 0 | 1 | Magnolia 954kcm 3 | 0 | 0 | 0 | 0 | 0 | 0 | 0 | 0 | 0 | 0 | 0 | 0 | 0 | 0 | 0 | 0 | 0 | 0 | 0 | 0 | 0 | 0 | 0 | 12 | 1
NO |  | 108 | 2015 | 4 | 15 | 15 |  | Mountain's Edge | Riley | 138 | 138 | S-Steel | 3.81 | 0 | 1 |  | 0 | 0 | 0 | 0 | 0 | 0 | 0 | 0 | 0 | 0 | 0 | 0 | 0 | 0 | 0 | 0 | 0 | 0 | 0 | 0 | 0 | 0 | 0 | 12 | 1
NO |  | 108 | 2015 | 4 | 16 | 16 |  | Peace | Sparta | 138 | 138 | S-Steel | 1.95 | 0 | 1 |  | 0 | 0 | 0 | 0 | 0 | 0 | 0 | 0 | 0 | 0 | 0 | 0 | 0 | 0 | 0 | 0 | 0 | 0 | 0 | 0 | 0 | 0 | 0 | 12 | 1
NO |  | 108 | 2015 | 4 | 17 | 17 |  | Pebble | Tolson | 138 | 138 | S-Steel | 2.33 | 0 | 1 | Magnolia 954kcm 3 | 0 | 0 | 0 | 0 | 0 | 0 | 0 | 0 | 0 | 0 | 0 | 0 | 0 | 0 | 0 | 0 | 0 | 0 | 0 | 0 | 0 | 0 | 0 | 12 | 1
NO |  | 108 | 2015 | 4 | 18 | 18 |  | Pebble | Wilson | 138 | 138 | S-Steel | 3.31 | 0 | 1 | Magnolia 954kcm 3 | 0 | 0 | 0 | 0 | 0 | 0 | 0 | 0 | 0 | 0 | 0 | 0 | 0 | 0 | 0 | 0 | 0 | 0 | 0 | 0 | 0 | 0 | 0 | 12 | 1
NO |  | 108 | 2015 | 4 | 19 | 19 |  | Pecos | Shadow | 138 | 138 | S-Steel | 7.17 | 3.43 | 1 | Cardinal 954kcm 5 | 0 | 0 | 0 | 0 | 0 | 0 | 0 | 0 | 0 | 0 | 0 | 0 | 0 | 0 | 0 | 0 | 0 | 0 | 0 | 0 | 0 | 0 | 0 | 12 | 1
NO |  | 108 | 2015 | 4 | 20 | 20 |  | Pecos | SNWA Lamb #1 | 138 | 138 | S-Steel | 1.95 | 0 | 1 |  | 0 | 0 | 0 | 0 | 0 | 0 | 0 | 0 | 0 | 0 | 0 | 0 | 0 | 0 | 0 | 0 | 0 | 0 | 0 | 0 | 0 | 0 | 0 | 12 | 1
NO |  | 108 | 2015 | 4 | 21 | 21 |  | Pecos | SNWA Lamb #2 | 138 | 138 | S-Steel | 1.95 | 0 | 1 |  | 0 | 0 | 0 | 0 | 0 | 0 | 0 | 0 | 0 | 0 | 0 | 0 | 0 | 0 | 0 | 0 | 0 | 0 | 0 | 0 | 0 | 0 | 0 | 12 | 1
NO |  | 108 | 2015 | 4 | 22 | 22 |  | Pecos | Tropical | 138 | 138 | S-Steel | 2.52 | 0 | 1 | Cardinal 954kcm 5 | 0 | 0 | 0 | 0 | 0 | 0 | 0 | 0 | 0 | 0 | 0 | 0 | 0 | 0 | 0 | 0 | 0 | 0 | 0 | 0 | 0 | 0 | 0 | 12 | 1
NO |  | 108 | 2015 | 4 | 23 | 23 |  | Procyon | Railroad | 138 | 138 | S-Steel | 3.62 | 0 | 1 |  | 0 | 0 | 0 | 0 | 0 | 0 | 0 | 0 | 0 | 0 | 0 | 0 | 0 | 0 | 0 | 0 | 0 | 0 | 0 | 0 | 0 | 0 | 0 | 12 | 1
NO |  | 108 | 2015 | 4 | 24 | 24 |  | Radar Tap of Mercury | Northwest | 138 | 138 | S-Steel | 0.02 | 0 | 1 |  | 0 | 0 | 0 | 0 | 0 | 0 | 0 | 0 | 0 | 0 | 0 | 0 | 0 | 0 | 0 | 0 | 0 | 0 | 0 | 0 | 0 | 0 | 0 | 12 | 1
NO |  | 108 | 2015 | 4 | 25 | 25 |  | Redrock | Village | 138 | 138 | S-Steel | 1.72 | 0 | 1 | Cardinal 954kcm 5 | 0 | 0 | 0 | 0 | 0 | 0 | 0 | 0 | 0 | 0 | 0 | 0 | 0 | 0 | 0 | 0 | 0 | 0 | 0 | 0 | 0 | 0 | 0 | 12 | 1
NO |  | 108 | 2015 | 4 | 26 | 26 |  | Regena | Skelton | 138 | 138 | S-Steel | 1.89 | 0 | 1 |  | 0 | 0 | 0 | 0 | 0 | 0 | 0 | 0 | 0 | 0 | 0 | 0 | 0 | 0 | 0 | 0 | 0 | 0 | 0 | 0 | 0 | 0 | 0 | 12 | 1
NO |  | 108 | 2015 | 4 | 27 | 27 |  | Riley | Robindale | 138 | 138 | S-Steel | 4.69 | 0 | 1 |  | 0 | 0 | 0 | 0 | 0 | 0 | 0 | 0 | 0 | 0 | 0 | 0 | 0 | 0 | 0 | 0 | 0 | 0 | 0 | 0 | 0 | 0 | 0 | 12 | 1
NO |  | 108 | 2015 | 4 | 28 | 28 |  | Robindale | Tomsik | 138 | 138 | S-Steel | 2.24 | 0 | 1 |  | 0 | 0 | 0 | 0 | 0 | 0 | 0 | 0 | 0 | 0 | 0 | 0 | 0 | 0 | 0 | 0 | 0 | 0 | 0 | 0 | 0 | 0 | 0 | 12 | 1
NO |  | 108 | 2015 | 4 | 29 | 29 |  | Saguaro | Warmsprings | 138 | 138 | S-Steel | 4.39 | 0 | 1 | Cardinal 954kcm 5 | 0 | 0 | 0 | 0 | 0 | 0 | 0 | 0 | 0 | 0 | 0 | 0 | 0 | 0 | 0 | 0 | 0 | 0 | 0 | 0 | 0 | 0 | 0 | 12 | 1
NO |  | 108 | 2015 | 4 | 30 | 30 |  | Snow Mountain Tap of Mercur | Northwest | 138 | 138 | S-Steel | 0.02 | 0 | 1 |  | 0 | 0 | 0 | 0 | 0 | 0 | 0 | 0 | 0 | 0 | 0 | 0 | 0 | 0 | 0 | 0 | 0 | 0 | 0 | 0 | 0 | 0 | 0 | 12 | 1
NO |  | 108 | 2015 | 4 | 31 | 31 |  | Spencer | Swenson | 138 | 138 | S-Steel | 1.84 | 0 | 1 |  | 0 | 0 | 0 | 0 | 0 | 0 | 0 | 0 | 0 | 0 | 0 | 0 | 0 | 0 | 0 | 0 | 0 | 0 | 0 | 0 | 0 | 0 | 0 | 12 | 1
NO |  | 108 | 2015 | 4 | 32 | 32 |  | Strip | Venetian | 138 | 138 | Underground | 0.47 | 0 | 1 |  | 0 | 0 | 0 | 0 | 0 | 0 | 0 | 0 | 0 | 0 | 0 | 0 | 0 | 0 | 0 | 0 | 0 | 0 | 0 | 0 | 0 | 0 | 0 | 12 | 1
NO |  | 108 | 2015 | 4 | 33 | 33 |  | Sunrise | Winterwood North | 138 | 138 | S-Steel | 1.01 | 0 | 1 | Cardinal 954kcm 5 | 0 | 0 | 0 | 0 | 0 | 0 | 0 | 0 | 0 | 0 | 0 | 0 | 0 | 0 | 0 | 0 | 0 | 0 | 0 | 0 | 0 | 0 | 0 | 12 | 1
NO |  | 108 | 2015 | 4 | 34 | 34 |  | Sunrise | Winterwood South | 138 | 138 | S-Steel | 1.01 | 0 | 1 | Cardinal 954kcm 5 | 0 | 0 | 0 | 0 | 0 | 0 | 0 | 0 | 0 | 0 | 0 | 0 | 0 | 0 | 0 | 0 | 0 | 0 | 0 | 0 | 0 | 0 | 0 | 12 | 1
NO |  | 108 | 2015 | 4 | 35 | 35 |  | Tenaya | Westside | 138 | 138 | S-Steel | 4.34 | 0 | 1 | Magnolia 954kcm 3 | 0 | 0 | 0 | 0 | 0 | 0 | 0 | 0 | 0 | 0 | 0 | 0 | 0 | 0 | 0 | 0 | 0 | 0 | 0 | 0 | 0 | 0 | 0 | 12 | 1
NO |  | 108 | 2015 | 5 | 1 | 1 |  | Vegas | Westside | 138 | 138 | S-Steel | 1.97 | 0 | 1 | Magnolia 954kcm 3 | 0 | 0 | 0 | 0 | 0 | 0 | 0 | 0 | 0 | 0 | 0 | 0 | 0 | 0 | 0 | 0 | 0 | 0 | 0 | 0 | 0 | 0 | 0 | 12 | 1
NO |  | 108 | 2015 | 5 | 2 | 2 |  | 138 KV Costs |  | 0 | 0 |  | 0 | 0 | 0 |  | 0 | 0 | 0 | 0 | 0 | 0 | 0 | 0 | 0 | 0 | 0 | 0 | 0 | 0 | 0 | 0 | 0 | 0 | 0 | 0 | 0 | 0 | 0 | 12 | 1
NO |  | 108 | 2015 | 5 | 3 | 3 |  | 138 KV Subtotal |  | 0 | 0 |  | 411.52 | 22.17 | 103 |  | 0 | 0 | 0 | 0 | 0 | 0 | 0 | 0 | 0 | 0 | 0 | 0 | 0 | 0 | 0 | 0 | 0 | 0 | 0 | 0 | 0 | 0 | 0 | 12 | 1
SI/SI | A | 108 | 2015 | 5 | 4 | 4 |  | 69 KV Costs |  | 0 | 0 |  | 454.14 | 19.63 | 0 |  | 0 | 0 | 66067040.6037 | 0 | 0 | 0 | 12371419.8745 | 0 | 0 | 0 | 0 | 0 | 0 | 0 | 0 | 0 | 0 | 0 | 0 | 0 | 0 | 0 | 0 | 12 | 1
NO |  | 108 | 2015 | 5 | 5 | 5 |  | 69 KV Subtotal |  | 0 | 0 |  | 454.14 | 19.63 | 0 |  | 0 | 0 | 0 | 0 | 0 | 0 | 0 | 0 | 0 | 0 | 0 | 0 | 0 | 0 | 0 | 0 | 0 | 0 | 0 | 0 | 0 | 0 | 0 | 12 | 1
NO |  | 108 | 2015 | 5 | 7 | 7 |  |  |  | 0 | 0 |  | 0 | 0 | 0 |  | 125013440 | 566814729 | 691828169 | 10237914 | 630704 | 34197819 | 45066437 | 0 | 0 | 0 | 0 | 0 | 0 | 0 | 0 | 0 | 0 | 0 | 0 | 0 | 0 | 0 | 0 | 12 | 1
NO |  | 108 | 2015 | 5 | 8 | 8 |  | Total Transmission Costs |  | 0 | 0 |  | 1899.46 | 54.61 | 162 |  | 125013440 | 566814729 | 691828169 | 10237914 | 630704 | 34197819 | 45066437 | 0 | 0 | 0 | 0 | 0 | 0 | 0 | 0 | 0 | 0 | 0 | 0 | 0 | 0 | 0 | 0 | 12 | 1
NO |  | 110 | 2015 | 0 | 1 | 1 |  | Monroe, NH convertor l | Streetore 314 at VT/NH | 450 | 450 | hframe | 6.06 | 0 | 1 | 2839.8 | 0 | 6218340 | 6218340 | 0 | 0 | 0 | 0 | 0 | 0 | 651100021 | 651100022 | 0 | 0 | 0 | 0 | 0 | 0 | 0 | 0 | 0 | 0 | 0 | 0 | 12 | 0
NO |  | 110 | 2015 | 0 | 36 | 36 |  | TOTAL |  | 0 | 0 |  | 6.06 | 0 | 1 |  | 0 | 6218340 | 6218340 | 0 | 0 | 0 | 0 | 0 | 0 | 0 | 0 | 0 | 0 | 0 | 0 | 0 | 0 | 0 | 0 | 0 | 0 | 0 | 0 | 12 | 0
NO |  | 111 | 2015 | 0 | 1 | 1 |  | Sandy Pond | MA/ NH Border | 450 | 450 | single pole | 12 | 0 | 1 | 2839.8 | 5260930 | 13889190 | 19150120 | 1081 | 358 | 704923 | 706362 | 0 | 0 | 0 | 0 | 0 | 0 | 0 | 0 | 0 | 0 | 0 | 0 | 0 | 0 | 0 | 0 | 12 | 0
NO |  | 111 | 2015 | 0 | 2 | 2 |  | Ayer-Groton, Ma |  | 0 | 0 | corten | 0 | 0 | 0 | KCMIL | 0 | 0 | 0 | 0 | 0 | 0 | 0 | 0 | 0 | 0 | 0 | 0 | 0 | 0 | 0 | 0 | 0 | 0 | 0 | 0 | 0 | 0 | 0 | 12 | 0
NO |  | 111 | 2015 | 0 | 3 | 3 |  |  |  | 0 | 0 | steel | 0 | 0 | 0 |  | 0 | 0 | 0 | 0 | 0 | 0 | 0 | 0 | 0 | 0 | 0 | 0 | 0 | 0 | 0 | 0 | 0 | 0 | 0 | 0 | 0 | 0 | 0 | 12 | 0
NO |  | 111 | 2015 | 0 | 36 | 36 |  | TOTAL |  | 0 | 0 |  | 12 | 0 | 1 |  | 5260930 | 13889190 | 19150120 | 1081 | 358 | 704923 | 706362 | 0 | 0 | 0 | 0 | 0 | 0 | 0 | 0 | 0 | 0 | 0 | 0 | 0 | 0 | 0 | 0 | 12 | 0
NO |  | 112 | 2015 | 0 | 1 | 1 |  | MA/ NH | SANDY POND 450Kv HVDC | 450 | 450 | SINGLE POLE | 8.48 | 0 | 1 |  | 0 | 0 | 0 | 0 | 0 | 0 | 0 | 0 | 0 | 0 | 0 | 0 | 0 | 0 | 0 | 0 | 0 | 0 | 0 | 0 | 0 | 0 | 0 | 12 | 0
NO |  | 112 | 2015 | 0 | 2 | 2 |  | BORDER | JUNCTION | 0 | 0 | CORTEN STEEL | 0 | 0 | 0 |  | 0 | 0 | 0 | 0 | 0 | 0 | 0 | 0 | 0 | 0 | 0 | 0 | 0 | 0 | 0 | 0 | 0 | 0 | 0 | 0 | 0 | 0 | 0 | 12 | 0
NO |  | 112 | 2015 | 0 | 3 | 3 |  |  | HUDSON NH | 0 | 0 |  | 0 | 0 | 0 |  | 0 | 0 | 0 | 0 | 0 | 0 | 0 | 0 | 0 | 0 | 0 | 0 | 0 | 0 | 0 | 0 | 0 | 0 | 0 | 0 | 0 | 0 | 0 | 12 | 0
NO |  | 112 | 2015 | 0 | 7 | 7 |  | SANDY POND | COMERFORD KV | 450 | 450 | LATTICE | 112.28 | 0 | 1 |  | 0 | 0 | 0 | 0 | 0 | 0 | 0 | 0 | 0 | 0 | 0 | 0 | 0 | 0 | 0 | 0 | 0 | 0 | 0 | 0 | 0 | 0 | 0 | 12 | 0
NO |  | 112 | 2015 | 0 | 8 | 8 |  | JUCTION | CONVERTER | 0 | 0 | STEEL | 0 | 0 | 0 |  | 0 | 0 | 0 | 0 | 0 | 0 | 0 | 0 | 0 | 0 | 0 | 0 | 0 | 0 | 0 | 0 | 0 | 0 | 0 | 0 | 0 | 0 | 0 | 12 | 0
NO |  | 112 | 2015 | 0 | 9 | 9 |  | HUDSON NH | TERMINAL, Monroe, NH | 0 | 0 | H FRAME | 0 | 0 | 0 |  | 0 | 0 | 0 | 0 | 0 | 0 | 0 | 0 | 0 | 0 | 0 | 0 | 0 | 0 | 0 | 0 | 0 | 0 | 0 | 0 | 0 | 0 | 0 | 12 | 0
NO |  | 112 | 2015 | 0 | 10 | 10 |  |  |  | 0 | 0 |  | 0 | 0 | 0 |  | 0 | 148550597 | 148550597 | 0 | 0 | 0 | 0 | 0 | 0 | 0 | 0 | 0 | 0 | 0 | 0 | 0 | 0 | 0 | 0 | 0 | 0 | 0 | 0 | 12 | 0
NO |  | 112 | 2015 | 0 | 11 | 11 |  | Total |  | 0 | 0 |  | 120.76 | 0 | 2 |  | 0 | 148550597 | 148550597 | 0 | 0 | 0 | 0 | 0 | 0 | 0 | 0 | 0 | 0 | 0 | 0 | 0 | 0 | 0 | 0 | 0 | 0 | 0 | 0 | 12 | 0
NO |  | 112 | 2015 | 0 | 36 | 36 |  | TOTAL |  | 0 | 0 |  | 120.76 | 0 | 2 |  | 0 | 148550597 | 148550597 | 0 | 0 | 0 | 0 | 0 | 0 | 0 | 0 | 0 | 0 | 0 | 0 | 0 | 0 | 0 | 0 | 0 | 0 | 0 | 0 | 12 | 0
NO |  | 113 | 2015 | 0 | 1 | 1 |  | Line 301 A Belchertown/Lud | Carpenter Hill, Charlton | 345 | 345 | WHF | 23.1 | 0 | 1 | 900 MCM AL | 442855 | 7659270 | 8102125 | 0 | 0 | 0 | 0 | 0 | 0 | 0 | 0 | 0 | 0 | 0 | 0 | 0 | 0 | 0 | 0 | 0 | 0 | 0 | 0 | 12 | 0
NO |  | 113 | 2015 | 0 | 2 | 2 |  | Ludlow | MA & Vt | 0 | 0 |  | 0 | 0 | 0 |  | 0 | 0 | 0 | 0 | 0 | 0 | 0 | 0 | 0 | 0 | 0 | 0 | 0 | 0 | 0 | 0 | 0 | 0 | 0 | 0 | 0 | 0 | 0 | 12 | 0
NO |  | 113 | 2015 | 0 | 4 | 4 |  | Line 302 Carpenter Hill Sub | Millbury #3 Sub | 345 | 345 | WHF | 15.9 | 0 | 1 | 900 MCM AL | 459734 | 4950838 | 5410572 | 0 | 0 | 0 | 0 | 0 | 0 | 0 | 0 | 0 | 0 | 0 | 0 | 0 | 0 | 0 | 0 | 0 | 0 | 0 | 0 | 12 | 0
NO |  | 113 | 2015 | 0 | 6 | 6 |  | 303/3520 Line Brayton Pt | ANP Station-W Medway Sub | 345 | 345 | WHF | 7.7 | 0 | 1 | 900 MCM AL | 3317 | 16528775 | 16532092 | 0 | 0 | 0 | 0 | 0 | 0 | 0 | 0 | 0 | 651130444 | 0 | 0 | 0 | 0 | 0 | 0 | 0 | 0 | 0 | 0 | 12 | 0
NO |  | 113 | 2015 | 0 | 7 | 7 |  | Plainville | Bellingham | 0 | 0 |  | 0 | 0 | 0 |  | 0 | 0 | 0 | 0 | 0 | 0 | 0 | 0 | 0 | 0 | 0 | 0 | 0 | 0 | 0 | 0 | 0 | 0 | 0 | 0 | 0 | 0 | 0 | 12 | 0
NO |  | 113 | 2015 | 0 | 9 | 9 |  | Line 308/313 Wachusett | Millbury #3 Sub | 345 | 345 | WHF, SP, SPHF | 25.2 | 0 | 1 | 1113 ACSR | 809563 | 18632890 | 19442453 | 0 | 0 | 0 | 0 | 0 | 0 | 0 | 0 | 0 | 0 | 0 | 0 | 0 | 0 | 0 | 0 | 0 | 0 | 0 | 0 | 12 | 0
NO |  | 113 | 2015 | 0 | 12 | 12 |  | Line 314 Sandy Pond Sub | Millbury #3 Sub | 345 | 345 | SPHF | 23.2 | 0 | 1 | 1113 MCM ACSR | 0 | 19454281 | 19454281 | 0 | 0 | 0 | 0 | 0 | 0 | 0 | 0 | 0 | 0 | 0 | 0 | 0 | 651130445 | 0 | 0 | 0 | 0 | 0 | 0 | 12 | 0
NO |  | 113 | 2015 | 0 | 14 | 14 |  | Line 315 Brayton Pt Sub | Rhode Island State Line | 345 | 345 | WHF | 29.9 | 0 | 1 | 954 MCM ACSR | 82970 | 12404793 | 12487763 | 0 | 0 | 0 | 0 | 0 | 0 | 0 | 0 | 0 | 0 | 0 | 0 | 0 | 0 | 0 | 0 | 0 | 0 | 0 | 0 | 12 | 0
NO |  | 113 | 2015 | 0 | 15 | 15 |  |  | (Wrentham/Cumberland) | 0 | 0 |  | 0 | 0 | 0 | 1024.5 ACAR | 0 | 0 | 0 | 0 | 0 | 0 | 0 | 0 | 0 | 0 | 0 | 0 | 0 | 0 | 0 | 0 | 0 | 0 | 0 | 0 | 0 | 0 | 0 | 12 | 0
NO |  | 113 | 2015 | 0 | 17 | 17 |  | Line 323 Millbury #3 Sub | Milford/Medway Town Line | 345 | 345 | WHF | 14.3 | 0 | 1 | 900 MCM AL | 492566 | 6021082 | 6513648 | 0 | 0 | 0 | 0 | 0 | 0 | 0 | 0 | 0 | 0 | 0 | 0 | 0 | 0 | 0 | 0 | 0 | 0 | 0 | 0 | 12 | 0
NO |  | 113 | 2015 | 0 | 18 | 18 |  |  |  | 0 | 0 | SPHF | 0 | 0 | 0 |  | 0 | 0 | 0 | 0 | 0 | 0 | 0 | 0 | 0 | 0 | 0 | 0 | 0 | 0 | 0 | 0 | 0 | 0 | 0 | 0 | 0 | 0 | 0 | 12 | 0
NO |  | 113 | 2015 | 0 | 20 | 20 |  | Line 326 Scobie Pond | New Hampshire State Line | 345 | 345 | WHF | 12.4 | 0 | 1 | 900 MCM AL | 1106146 | 4988955 | 6095101 | 0 | 0 | 0 | 0 | 0 | 0 | 0 | 0 | 0 | 0 | 0 | 0 | 0 | 0 | 0 | 0 | 0 | 0 | 0 | 0 | 12 | 0
NO |  | 113 | 2015 | 0 | 21 | 21 |  |  | (Tyngsboro/Hudson) | 0 | 0 |  | 0 | 0 | 0 |  | 0 | 0 | 0 | 0 | 0 | 0 | 0 | 0 | 0 | 0 | 0 | 0 | 0 | 0 | 0 | 0 | 0 | 0 | 0 | 0 | 0 | 0 | 0 | 12 | 0
NO |  | 113 | 2015 | 0 | 23 | 23 |  | Line 327 Brayton Point | Berry Street Station | 345 | 345 | WHF | 25.2 | 0 | 1 | 1113 MCM AL | 0 | 2185842 | 2185842 | 0 | 0 | 0 | 0 | 0 | 0 | 0 | 0 | 0 | 0 | 0 | 0 | 0 | 0 | 0 | 0 | 0 | 0 | 0 | 0 | 12 | 0
NO |  | 113 | 2015 | 0 | 24 | 24 |  | Station |  | 0 | 0 |  | 0 | 0 | 0 | 900 MCM AL | 0 | 0 | 0 | 0 | 0 | 0 | 0 | 0 | 0 | 0 | 0 | 0 | 0 | 0 | 0 | 0 | 0 | 0 | 0 | 0 | 0 | 0 | 0 | 12 | 0
NO |  | 113 | 2015 | 0 | 26 | 26 |  | Line 337/338 Sandy Pond Sub | Tewksbury Sub to Str 67 MA) | 345 | 345 | WHF | 23.4 | 0 | 1 | 954 MCM ACSR | 809563 | 9204388 | 10013951 | 0 | 0 | 0 | 0 | 0 | 0 | 0 | 0 | 0 | 0 | 0 | 0 | 0 | 0 | 0 | 0 | 0 | 0 | 0 | 0 | 12 | 0
NO |  | 113 | 2015 | 0 | 27 | 27 |  | Ayer | (Burlington/Billerica) | 0 | 0 |  | 0 | 0 | 0 | 1113 ACSR | 0 | 0 | 0 | 0 | 0 | 0 | 0 | 0 | 0 | 0 | 0 | 0 | 0 | 0 | 0 | 0 | 0 | 0 | 0 | 0 | 0 | 0 | 0 | 12 | 0
NO |  | 113 | 2015 | 0 | 29 | 29 |  | Line 339 Tewksbury #22 | Golden Hill Sub, Saugus | 345 | 345 | WHF | 15.9 | 0 | 1 | 1590 MCM ACSR | 676337 | 11353979 | 12030316 | 0 | 0 | 0 | 0 | 0 | 0 | 0 | 0 | 0 | 0 | 0 | 0 | 0 | 651130446 | 0 | 0 | 0 | 0 | 0 | 0 | 12 | 0
NO |  | 113 | 2015 | 0 | 31 | 31 |  | Line 343 Millbury #3 Sub | Sandy Pond Sub, Ayer Wachus | 345 | 345 | WHF, SP | 23.2 | 0 | 1 | 1113 MCM AL | 278860 | 9200600 | 9479460 | 0 | 0 | 0 | 0 | 0 | 0 | 0 | 0 | 0 | 0 | 0 | 0 | 0 | 0 | 0 | 0 | 0 | 0 | 0 | 0 | 12 | 0
NO |  | 113 | 2015 | 0 | 34 | 34 |  | Line 357 Millbury #3 Sub | Milford/ W Medway Town Line | 345 | 345 | SPHF | 14.3 | 0 | 1 | 1113 MCM ACSR | 0 | 9790256 | 9790256 | 0 | 0 | 0 | 0 | 0 | 0 | 0 | 0 | 0 | 0 | 0 | 0 | 0 | 651130447 | 0 | 0 | 0 | 0 | 0 | 0 | 12 | 0
NO |  | 113 | 2015 | 0 | 36 | 36 |  | TOTAL |  | 0 | 0 |  | 2456.04 | 0 | 458 |  | 24624995 | 731719346 | 756344341 | 1671689 | 24685941 | 3876021 | 30233651 | 0 | 0 | 0 | 0 | 0 | 0 | 0 | 0 | 0 | 0 | 0 | 0 | 0 | 0 | 0 | 0 | 12 | 0
NO |  | 113 | 2015 | 1 | 1 | 1 |  | Line 394 Ward Hill Sub #22 | To Amesbury/ | 345 | 345 | SPHF, WHF | 17.1 | 0 | 1 | 1590 ACSR | 1072556 | 23287638 | 24360194 | 0 | 0 | 0 | 0 | 0 | 0 | 0 | 0 | 0 | 0 | 0 | 0 | 0 | 0 | 0 | 0 | 0 | 0 | 0 | 0 | 12 | 0
NO |  | 113 | 2015 | 1 | 2 | 2 |  | Seabrook | Hampton, NH Town Line | 0 | 0 | WHF | 0 | 0 | 0 | 2156 ACSR | 0 | 0 | 0 | 0 | 0 | 0 | 0 | 0 | 0 | 0 | 0 | 0 | 0 | 0 | 0 | 0 | 0 | 0 | 0 | 0 | 0 | 0 | 0 | 12 | 0
NO |  | 113 | 2015 | 1 | 4 | 4 |  | Ln 3512/3521 HVDC Converter | Sandy Pond Sub | 345 | 345 | SPHF | 0.5 | 0 | 1 | 1590 MCM ACSR | 0 | 1294567 | 1294567 | 0 | 0 | 0 | 0 | 0 | 0 | 0 | 0 | 0 | 0 | 0 | 0 | 0 | 0 | 0 | 0 | 0 | 0 | 0 | 0 | 12 | 0
NO |  | 113 | 2015 | 1 | 5 | 5 |  | Tie Line |  | 0 | 0 |  | 0 | 0 | 0 |  | 0 | 0 | 0 | 0 | 0 | 0 | 0 | 0 | 0 | 0 | 0 | 0 | 0 | 0 | 0 | 0 | 0 | 0 | 0 | 0 | 0 | 0 | 0 | 12 | 0
NO |  | 113 | 2015 | 1 | 7 | 7 |  | Line 331 Titicut St Sub | Tower 5C, Walpole | 345 | 345 | WHF | 23.4 | 0 | 1 | 2335 ACAR | 0 | 6376664 | 6376664 | 0 | 0 | 0 | 0 | 0 | 0 | 0 | 0 | 0 | 0 | 0 | 0 | 0 | 0 | 0 | 0 | 0 | 0 | 0 | 0 | 12 | 0
NO |  | 113 | 2015 | 1 | 9 | 9 |  | Line 344 Bridgewater Sub | Easton | 345 | 345 | DCST | 19.1 | 0 | 1 | 1703 MCM ACAR | 1624747 | 4068120 | 5692867 | 0 | 0 | 0 | 0 | 0 | 0 | 0 | 0 | 0 | 0 | 0 | 0 | 0 | 0 | 0 | 0 | 0 | 0 | 0 | 0 | 12 | 0
NO |  | 113 | 2015 | 1 | 10 | 10 |  | Line 344 Easton | Tower 6 Walpole combined | 0 | 0 |  | 0 | 0 | 0 |  | 0 | 0 | 0 | 0 | 0 | 0 | 0 | 0 | 0 | 0 | 0 | 0 | 0 | 0 | 0 | 0 | 0 | 0 | 0 | 0 | 0 | 0 | 0 | 12 | 0
NO |  | 113 | 2015 | 1 | 12 | 12 |  | Line 349 Wakefield Junction | Golden Hill Sub | 345 | 345 | WHF | 2.6 | 0 | 1 | 1590 MCM ACSR | 0 | 0 | 0 | 0 | 0 | 0 | 0 | 0 | 0 | 0 | 0 | 0 | 0 | 0 | 0 | 0 | 0 | 0 | 0 | 0 | 0 | 0 | 0 | 12 | 0
NO |  | 113 | 2015 | 1 | 14 | 14 |  | Line 355 Titicut St Sub | Bridgewater Sub | 345 | 345 | DCST | 4.5 | 0 | 1 | 1703 MCM ACAR | 148899 | 1071400 | 1220299 | 0 | 0 | 0 | 0 | 0 | 0 | 0 | 0 | 0 | 0 | 0 | 0 | 0 | 0 | 0 | 0 | 0 | 0 | 0 | 0 | 12 | 0
NO |  | 113 | 2015 | 1 | 16 | 16 |  | Line 397 PSNH Portion | Tewks-Ward Hall SeabrookLn | 345 | 345 | ST | 15 | 0 | 1 | 1590 MCM ACSR | 0 | 2510571 | 2510571 | 0 | 0 | 0 | 0 | 0 | 0 | 0 | 0 | 0 | 0 | 0 | 0 | 0 | 651130448 | 0 | 0 | 0 | 0 | 0 | 0 | 12 | 0
NO |  | 113 | 2015 | 1 | 18 | 18 |  | Line A201/B202 Comerford | No Litchfield Switchyard | 230 | 230 | ST | 212.8 | 0 | 1 | 795 MCM ACSR | 599619 | 10796142 | 11395761 | 0 | 0 | 0 | 0 | 0 | 0 | 0 | 0 | 0 | 651130449 | 0 | 0 | 0 | 0 | 0 | 0 | 0 | 0 | 0 | 0 | 12 | 0
NO |  | 113 | 2015 | 1 | 21 | 21 |  | Line C203/D204 Moore Sta | Comerford Station | 230 | 230 | WPHF | 13.2 | 0 | 1 | 554 AL, (SP) | 22205 | 5613591 | 5635796 | 0 | 0 | 0 | 0 | 0 | 0 | 0 | 0 | 0 | 0 | 0 | 0 | 0 | 651130450 | 0 | 0 | 0 | 0 | 0 | 0 | 12 | 0
NO |  | 113 | 2015 | 1 | 22 | 22 |  |  |  | 0 | 0 |  | 0 | 0 | 0 | 795 MCM ACSR | 0 | 0 | 0 | 0 | 0 | 0 | 0 | 0 | 0 | 0 | 0 | 0 | 0 | 0 | 0 | 0 | 0 | 0 | 0 | 0 | 0 | 0 | 0 | 12 | 0
NO |  | 113 | 2015 | 1 | 24 | 24 |  | Tap D204 Str 7A Littleton | PSNH Littleton Sub | 230 | 230 | WHF | 0.2 | 0 | 1 | 795 MCM ACSR | 0 | 66233 | 66233 | 0 | 0 | 0 | 0 | 0 | 0 | 0 | 0 | 0 | 0 | 0 | 0 | 0 | 651130451 | 0 | 0 | 0 | 0 | 0 | 0 | 12 | 0
NO |  | 113 | 2015 | 1 | 25 | 25 |  |  |  | 0 | 0 |  | 0 | 0 | 0 | 350 AL | 0 | 0 | 0 | 0 | 0 | 0 | 0 | 0 | 0 | 0 | 0 | 0 | 0 | 0 | 0 | 0 | 0 | 0 | 0 | 0 | 0 | 0 | 0 | 12 | 0
NO |  | 113 | 2015 | 1 | 27 | 27 |  | Line E205/E205w Pownal/Pete | Bear Swamp Upper Switchyard | 230 | 230 | WHF | 101.3 | 0 | 1 | 350 AL | 669422 | 50486701 | 51156123 | 0 | 0 | 0 | 0 | 0 | 0 | 0 | 0 | 0 | 0 | 0 | 0 | 0 | 0 | 0 | 0 | 0 | 0 | 0 | 0 | 12 | 0
NO |  | 113 | 2015 | 1 | 28 | 28 |  | NYS State Line | Tie Line To Pratts Junction | 0 | 0 |  | 0 | 0 | 0 | 795 ACSS | 0 | 0 | 0 | 0 | 0 | 0 | 0 | 0 | 0 | 0 | 0 | 0 | 0 | 0 | 0 | 0 | 0 | 0 | 0 | 0 | 0 | 0 | 0 | 12 | 0
NO |  | 113 | 2015 | 1 | 29 | 29 |  | MA and VT |  | 0 | 0 |  | 0 | 0 | 0 |  | 0 | 0 | 0 | 0 | 0 | 0 | 0 | 0 | 0 | 0 | 0 | 0 | 0 | 0 | 0 | 0 | 0 | 0 | 0 | 0 | 0 | 0 | 0 | 12 | 0
NO |  | 113 | 2015 | 1 | 31 | 31 |  | Line G207/H208 | Comerford | 0 | 0 |  | 0 | 0 | 0 | 1590 MCM ACSR | 0 | 0 | 0 | 0 | 0 | 0 | 0 | 0 | 0 | 0 | 0 | 0 | 0 | 0 | 0 | 0 | 0 | 0 | 0 | 0 | 0 | 0 | 0 | 12 | 0
NO |  | 113 | 2015 | 1 | 32 | 32 |  | HVDC Convertor | 230 kv Switch Yard | 230 | 230 | SP | 0.9 | 0 | 1 |  | 0 | 0 | 0 | 0 | 0 | 0 | 0 | 0 | 0 | 0 | 0 | 0 | 0 | 0 | 0 | 0 | 0 | 0 | 0 | 0 | 0 | 0 | 0 | 12 | 0
NO |  | 113 | 2015 | 1 | 35 | 35 |  | Lines N214/O215 No. Litchd | Tewksbury Sub (MA) | 230 | 230 | ST | 40.2 | 0 | 1 | 795 MCM ACSR | 87978 | 1022437 | 1110415 | 0 | 0 | 0 | 0 | 0 | 0 | 0 | 0 | 0 | 0 | 0 | 0 | 0 | 0 | 0 | 0 | 0 | 0 | 0 | 0 | 12 | 0
NO |  | 113 | 2015 | 2 | 1 | 1 |  | Litchfield Switchyard | Tewksbury Sub (NH) | 230 | 230 | ST | 0 | 0 | 0 | 1113 MCM ACSR | 64526 | 2534535 | 2599061 | 0 | 0 | 0 | 0 | 0 | 0 | 0 | 0 | 0 | 0 | 0 | 0 | 0 | 0 | 0 | 0 | 0 | 0 | 0 | 0 | 12 | 0
NO |  | 113 | 2015 | 2 | 2 | 2 |  |  |  | 0 | 0 |  | 0 | 0 | 0 |  | 0 | 0 | 0 | 1671689 | 24685941 | 3876021 | 30233651 | 0 | 0 | 0 | 0 | 0 | 0 | 0 | 0 | 0 | 0 | 0 | 0 | 0 | 0 | 0 | 0 | 12 | 0
NO |  | 113 | 2015 | 2 | 11 | 11 |  | Sub T |  | 0 | 0 |  | 0 | 0 | 0 |  | 0 | 0 | 0 | 0 | 0 | 0 | 0 | 0 | 0 | 0 | 0 | 0 | 0 | 0 | 0 | 0 | 0 | 0 | 0 | 0 | 0 | 0 | 0 | 12 | 0
SI/NO | A | 113 | 2015 | 2 | 12 | 12 |  | Various |  | 115 | 115 | Various | 1220.5 | 0 | 226 |  | 13652897 | 394496933 | 408149830 | 0 | 0 | 0 | 7427764.188 | 0 | 0 | 0 | 0 | 0 | 0 | 0 | 0 | 0 | 0 | 0 | 0 | 0 | 0 | 0 | 0 | 12 | 0
SI/NO | A | 113 | 2015 | 2 | 13 | 13 |  | Various |  | 69 | 69 | Various | 506.5 | 0 | 86 |  | 822271 | 60822996 | 61645267 | 0 | 0 | 0 | 1121858.8688 | 0 | 0 | 0 | 0 | 0 | 0 | 0 | 0 | 0 | 0 | 0 | 0 | 0 | 0 | 0 | 0 | 12 | 0
SI/NO | A | 113 | 2015 | 2 | 14 | 14 |  | Various |  | 23 | 23 | Various | 0.14 | 0 | 5 |  | 200288 | 3891387 | 4091675 | 0 | 0 | 0 | 74462.8438 | 0 | 0 | 0 | 0 | 0 | 0 | 0 | 0 | 0 | 0 | 0 | 0 | 0 | 0 | 0 | 0 | 12 | 0
SI/NO | S | 113 | 2015 | 2 | 15 | 15 |  | Various |  | 115 | 115 | Underground | 24.4 | 0 | 115 |  | 497676 | 31003482 | 31501158 | 0 | 0 | 0 | 573277.6448 | 0 | 0 | 0 | 0 | 0 | 0 | 0 | 0 | 0 | 0 | 0 | 0 | 0 | 0 | 0 | 0 | 12 | 0
NO |  | 114 | 2015 | 0 | 1 | 1 |  | Michoud Ses | St Tammy Parish Li 0084 | 230 | 0 | Guyed Alum Twr | 20 | 3.38 | 1 | 1780 ACSR | 0 | 0 | 0 | 0 | 0 | 0 | 0 | 0 | 0 | 0 | 0 | 0 | 0 | 0 | 0 | 0 | 0 | 0 | 0 | 0 | 0 | 0 | 0 | 12 | 1
NO |  | 114 | 2015 | 0 | 2 | 2 |  | Market St Station | Michoud Ses 0097 | 230 | 0 | Steel Pole | 13.09 | 0 | 1 | 1800 ACSR | 0 | 0 | 0 | 0 | 0 | 0 | 0 | 0 | 0 | 0 | 0 | 0 | 0 | 0 | 0 | 0 | 0 | 0 | 0 | 0 | 0 | 0 | 0 | 12 | 1
NO |  | 114 | 2015 | 0 | 3 | 3 |  | Midtown Sub | Michoud Ses 0096 | 230 | 0 | Steel Pole | 16.96 | 4 | 1 | 1800 ACSR | 0 | 0 | 0 | 0 | 0 | 0 | 0 | 0 | 0 | 0 | 0 | 0 | 0 | 0 | 0 | 0 | 0 | 0 | 0 | 0 | 0 | 0 | 0 | 12 | 1
NO |  | 114 | 2015 | 0 | 4 | 4 |  | Midtown Sub | Orlns/Jef Prsh Ln 0089 | 230 | 0 | Steel Pole | 3.5 | 0 | 1 | 1800 ACSR | 0 | 0 | 0 | 0 | 0 | 0 | 0 | 0 | 0 | 0 | 0 | 0 | 0 | 0 | 0 | 0 | 0 | 0 | 0 | 0 | 0 | 0 | 0 | 12 | 1
NO |  | 114 | 2015 | 0 | 5 | 5 |  | Market St Station | Orleans/Jeff 0087 | 230 | 0 | Steel Pole | 6.79 | 0 | 1 | 1780 ACSR | 0 | 0 | 0 | 0 | 0 | 0 | 0 | 0 | 0 | 0 | 0 | 0 | 0 | 0 | 0 | 0 | 0 | 0 | 0 | 0 | 0 | 0 | 0 | 12 | 1
NO |  | 114 | 2015 | 0 | 6 | 6 |  | Michoud SES | Kaiser 0099 | 230 | 0 | Steel Pole | 3.3 | 0 | 2 | 954 ACSS | 0 | 0 | 0 | 0 | 0 | 0 | 0 | 0 | 0 | 0 | 0 | 0 | 0 | 0 | 0 | 0 | 0 | 0 | 0 | 0 | 0 | 0 | 0 | 12 | 1
NO |  | 114 | 2015 | 0 | 7 | 7 |  | Midtown Sub | Orleans To Jeff Pa 0095 | 230 | 0 | Steel Pole | 3.79 | 0 | 1 | 1780 ACSR | 0 | 0 | 0 | 0 | 0 | 0 | 0 | 0 | 0 | 0 | 0 | 0 | 0 | 0 | 0 | 0 | 0 | 0 | 0 | 0 | 0 | 0 | 0 | 12 | 1
NO |  | 114 | 2015 | 0 | 8 | 8 |  | Twr 2002 Orleans | Twr 2002 Je 0083 | 230 | 0 | Steel Towers | 1.48 | 0 | 2 | 1780 ACSR | 0 | 0 | 0 | 0 | 0 | 0 | 0 | 0 | 0 | 0 | 0 | 0 | 0 | 0 | 0 | 0 | 0 | 0 | 0 | 0 | 0 | 0 | 0 | 12 | 1
NO |  | 114 | 2015 | 0 | 9 | 9 |  | Lower Coast | Churchill Jct 0199 | 230 | 0 | Steel Towers | 2.4 | 0 | 1 | 1780 ACSR | 0 | 0 | 0 | 0 | 0 | 0 | 0 | 651140174 | 0 | 0 | 0 | 0 | 0 | 0 | 0 | 0 | 0 | 0 | 0 | 0 | 0 | 0 | 0 | 12 | 1
NO |  | 114 | 2015 | 0 | 10 | 10 |  | Under River Crossing | 230/115kV 0164.5 | 230 | 0 | CONDUIT | 0.31 | 0 | 1 | COOPER | 0 | 0 | 0 | 0 | 0 | 0 | 0 | 651140175 | 0 | 0 | 0 | 0 | 0 | 0 | 0 | 0 | 0 | 0 | 0 | 0 | 0 | 0 | 0 | 12 | 1
NO |  | 114 | 2015 | 0 | 11 | 11 |  |  | Total 230kv Lines | 0 | 0 |  | 0 | 0 | 0 |  | 984274 | 41394605 | 42378879 | 0 | 0 | 0 | 0 | 0 | 0 | 0 | 0 | 0 | 0 | 0 | 0 | 0 | 0 | 0 | 0 | 0 | 0 | 0 | 0 | 12 | 1
SI/NO | A | 114 | 2015 | 0 | 13 | 13 |  |  | Total 115kv Lines | 0 | 0 |  | 68.02 | 0 | 0 |  | 158091 | 22591954 | 22750045 | 0 | 0 | 0 | 414019.4534 | 0 | 651140176 | 0 | 0 | 0 | 0 | 0 | 0 | 0 | 0 | 0 | 0 | 0 | 0 | 0 | 0 | 12 | 1
SI/NO | A | 114 | 2015 | 0 | 15 | 15 |  |  | Total 69kv Lines | 0 | 0 |  | 3.75 | 0 | 0 |  | 0 | 986631 | 986631 | 0 | 0 | 0 | 17955.3239 | 0 | 0 | 0 | 0 | 0 | 0 | 0 | 0 | 0 | 0 | 0 | 0 | 0 | 0 | 0 | 0 | 12 | 1
NO |  | 114 | 2015 | 0 | 16 | 16 |  |  |  | 0 | 0 |  | 0 | 0 | 0 |  | 0 | 0 | 0 | 10262998 | 440255 | 3461 | 10706714 | 0 | 0 | 0 | 0 | 0 | 0 | 0 | 0 | 0 | 0 | 0 | 0 | 0 | 0 | 0 | 0 | 12 | 1
NO |  | 114 | 2015 | 0 | 17 | 17 |  | Total Transmission Lines |  | 0 | 0 |  | 143.39 | 7.38 | 12 |  | 1142365 | 64973190 | 66115555 | 10262998 | 440255 | 3461 | 10706714 | 0 | 0 | 0 | 0 | 0 | 0 | 0 | 0 | 0 | 0 | 0 | 0 | 0 | 0 | 0 | 0 | 12 | 1
NO |  | 114 | 2015 | 0 | 36 | 36 |  | TOTAL |  | 0 | 0 |  | 143.39 | 7.38 | 12 |  | 1142365 | 64973190 | 66115555 | 10262998 | 440255 | 3461 | 10706714 | 0 | 0 | 0 | 0 | 0 | 0 | 0 | 0 | 0 | 0 | 0 | 0 | 0 | 0 | 0 | 0 | 12 | 1
NO |  | 115 | 2015 | 0 | 1 | 1 |  | Homer City | Watercure (30) | 345 | 345 | H.Frame | 5.23 | 0 | 1 | 1033 ACSR | 0 | 0 | 0 | 0 | 0 | 0 | 0 | 0 | 0 | 0 | 0 | 0 | 0 | 0 | 0 | 0 | 0 | 0 | 0 | 0 | 0 | 0 | 0 | 12 | 1
NO |  | 115 | 2015 | 0 | 2 | 2 |  |  |  | 345 | 345 | H.Frame | 167.58 | 0 | 0 | 2156 ACSR | 0 | 0 | 0 | 0 | 0 | 0 | 0 | 0 | 0 | 0 | 0 | 0 | 0 | 0 | 0 | 0 | 0 | 0 | 0 | 0 | 0 | 0 | 0 | 12 | 1
NO |  | 115 | 2015 | 0 | 3 | 3 |  |  |  | 345 | 345 | Stl.Tower | 5.69 | 0 | 0 | 1033 ACSR | 0 | 0 | 0 | 0 | 0 | 0 | 0 | 0 | 0 | 0 | 0 | 0 | 0 | 0 | 0 | 0 | 0 | 0 | 0 | 0 | 0 | 0 | 0 | 12 | 1
NO |  | 115 | 2015 | 0 | 4 | 4 |  |  |  | 345 | 345 | Stl.Tower | 3.31 | 0 | 0 | 2156 ACSR | 0 | 0 | 0 | 0 | 0 | 0 | 0 | 0 | 0 | 0 | 0 | 0 | 0 | 0 | 0 | 0 | 0 | 0 | 0 | 0 | 0 | 0 | 0 | 12 | 1
NO |  | 115 | 2015 | 0 | 5 | 5 |  | Watercure | Oakdale (31) | 345 | 345 | H. Frame | 2.12 | 0 | 1 | 1033 ACSR | 0 | 0 | 0 | 0 | 0 | 0 | 0 | 0 | 0 | 0 | 0 | 0 | 0 | 0 | 0 | 0 | 0 | 0 | 0 | 0 | 0 | 0 | 0 | 12 | 1
NO |  | 115 | 2015 | 0 | 6 | 6 |  |  |  | 345 | 345 | H. Frame | 41.71 | 0 | 0 | 2156 ACSR | 0 | 0 | 0 | 0 | 0 | 0 | 0 | 0 | 0 | 0 | 0 | 0 | 0 | 0 | 0 | 0 | 0 | 0 | 0 | 0 | 0 | 0 | 0 | 12 | 1
NO |  | 115 | 2015 | 0 | 7 | 7 |  |  |  | 345 | 345 | Stl.Tower | 0.99 | 0 | 0 | 1033 ACSR | 0 | 0 | 0 | 0 | 0 | 0 | 0 | 0 | 0 | 0 | 0 | 0 | 0 | 0 | 0 | 0 | 0 | 0 | 0 | 0 | 0 | 0 | 0 | 12 | 1
NO |  | 115 | 2015 | 0 | 8 | 8 |  |  |  | 0 | 345 | Stl.Tower | 0.56 | 0 | 0 | 2156 ACSR | 0 | 0 | 0 | 0 | 0 | 0 | 0 | 0 | 0 | 0 | 0 | 0 | 0 | 0 | 0 | 0 | 0 | 0 | 0 | 0 | 0 | 0 | 0 | 12 | 1
NO |  | 115 | 2015 | 0 | 9 | 9 |  |  |  | 345 | 345 | Stl. Tower | 0.2 | 0 | 0 | 1280 ACSR | 0 | 0 | 0 | 0 | 0 | 0 | 0 | 0 | 0 | 0 | 0 | 0 | 0 | 0 | 0 | 0 | 0 | 0 | 0 | 0 | 0 | 0 | 0 | 12 | 1
NO |  | 115 | 2015 | 0 | 10 | 10 |  | Oakdale | Fraser (32) | 345 | 345 | H. Frame | 53.6 | 0 | 1 | 1033 ACSR | 0 | 0 | 0 | 0 | 0 | 0 | 0 | 0 | 0 | 0 | 0 | 0 | 0 | 0 | 0 | 0 | 0 | 0 | 0 | 0 | 0 | 0 | 0 | 12 | 1
NO |  | 115 | 2015 | 0 | 11 | 11 |  |  |  | 345 | 345 | Stl.Tower | 0.21 | 0 | 0 | 1033 ACSR | 0 | 0 | 0 | 0 | 0 | 0 | 0 | 0 | 0 | 0 | 0 | 0 | 0 | 0 | 0 | 0 | 0 | 0 | 0 | 0 | 0 | 0 | 0 | 12 | 1
NO |  | 115 | 2015 | 0 | 12 | 12 |  | Fraser | Coopers Corners (33) | 345 | 345 | H.Frame | 24.36 | 0 | 1 | 1033 ACSR | 0 | 0 | 0 | 0 | 0 | 0 | 0 | 0 | 0 | 0 | 0 | 0 | 0 | 0 | 0 | 0 | 0 | 0 | 0 | 0 | 0 | 0 | 0 | 12 | 1
NO |  | 115 | 2015 | 0 | 13 | 13 |  |  |  | 345 | 345 | H.Frame | 0.02 | 0 | 0 | 1431 ACSR | 0 | 0 | 0 | 0 | 0 | 0 | 0 | 0 | 0 | 0 | 0 | 0 | 0 | 0 | 0 | 0 | 0 | 0 | 0 | 0 | 0 | 0 | 0 | 12 | 1
NO |  | 115 | 2015 | 0 | 14 | 14 |  |  |  | 345 | 345 | H.Frame | 21.03 | 0 | 0 | 2156 ACSR | 0 | 0 | 0 | 0 | 0 | 0 | 0 | 0 | 0 | 0 | 0 | 0 | 0 | 0 | 0 | 0 | 0 | 0 | 0 | 0 | 0 | 0 | 0 | 12 | 1
NO |  | 115 | 2015 | 0 | 15 | 15 |  |  |  | 345 | 345 | Stl. Tower | 0.95 | 0 | 0 | 2156 ACSR | 0 | 0 | 0 | 0 | 0 | 0 | 0 | 0 | 0 | 0 | 0 | 0 | 0 | 0 | 0 | 0 | 0 | 0 | 0 | 0 | 0 | 0 | 0 | 12 | 1
NO |  | 115 | 2015 | 0 | 16 | 16 |  |  |  | 345 | 345 | Stl. Tower | 0.14 | 0 | 0 | 1431 ACSR | 0 | 0 | 0 | 0 | 0 | 0 | 0 | 0 | 0 | 0 | 0 | 0 | 0 | 0 | 0 | 0 | 0 | 0 | 0 | 0 | 0 | 0 | 0 | 12 | 1
NO |  | 115 | 2015 | 0 | 17 | 17 |  |  |  | 345 | 345 | Stl. Tower | 0.5 | 0 | 0 | 1033 ACSR | 0 | 0 | 0 | 0 | 0 | 0 | 0 | 0 | 0 | 0 | 0 | 0 | 0 | 0 | 0 | 0 | 0 | 0 | 0 | 0 | 0 | 0 | 0 | 12 | 1
NO |  | 115 | 2015 | 0 | 18 | 18 |  | Clarks Corner | Oakdale (36) | 345 | 345 | Stl. Tower | 22.22 | 0 | 1 | 1280 ACSR | 0 | 0 | 0 | 0 | 0 | 0 | 0 | 0 | 0 | 0 | 0 | 0 | 0 | 0 | 0 | 0 | 0 | 0 | 0 | 0 | 0 | 0 | 0 | 12 | 1
NO |  | 115 | 2015 | 0 | 19 | 19 |  | Stolle Rd | Homer City (37) | 345 | 345 | H. Frame | 153.66 | 0 | 1 | 1033 ACSR | 0 | 0 | 0 | 0 | 0 | 0 | 0 | 0 | 0 | 0 | 0 | 0 | 0 | 0 | 0 | 0 | 0 | 0 | 0 | 0 | 0 | 0 | 0 | 12 | 1
NO |  | 115 | 2015 | 0 | 20 | 20 |  |  |  | 345 | 345 | H. Frame | 6.68 | 0 | 0 | 2156 ACSR | 0 | 0 | 0 | 0 | 0 | 0 | 0 | 0 | 0 | 0 | 0 | 0 | 0 | 0 | 0 | 0 | 0 | 0 | 0 | 0 | 0 | 0 | 0 | 12 | 1
NO |  | 115 | 2015 | 0 | 21 | 21 |  |  |  | 345 | 345 | Stl. Tower | 2.14 | 0 | 0 | 1033 ACSR | 0 | 0 | 0 | 0 | 0 | 0 | 0 | 0 | 0 | 0 | 0 | 0 | 0 | 0 | 0 | 0 | 0 | 0 | 0 | 0 | 0 | 0 | 0 | 12 | 1
NO |  | 115 | 2015 | 0 | 22 | 22 |  | Kintigh | Niagara (38) | 345 | 345 | Stl. Tower | 0.6 | 0 | 0 | 1192 ACSR | 0 | 0 | 0 | 0 | 0 | 0 | 0 | 0 | 0 | 0 | 0 | 0 | 0 | 0 | 0 | 0 | 0 | 0 | 0 | 0 | 0 | 0 | 0 | 12 | 1
NO |  | 115 | 2015 | 0 | 23 | 23 |  |  |  | 345 | 345 | H.Frame | 17.29 | 0 | 1 | 1192 ACSR | 0 | 0 | 0 | 0 | 0 | 0 | 0 | 0 | 0 | 0 | 0 | 0 | 0 | 0 | 0 | 0 | 0 | 0 | 0 | 0 | 0 | 0 | 0 | 12 | 1
NO |  | 115 | 2015 | 0 | 24 | 24 |  | Kintigh | Station 80 (39) | 345 | 345 | H.Frame | 17.08 | 0 | 1 | 1192 ACSR | 0 | 0 | 0 | 0 | 0 | 0 | 0 | 0 | 0 | 0 | 0 | 0 | 0 | 0 | 0 | 0 | 0 | 0 | 0 | 0 | 0 | 0 | 0 | 12 | 1
NO |  | 115 | 2015 | 0 | 25 | 25 |  |  |  | 345 | 345 | Stl. Tower | 0.62 | 0 | 0 | 1192 ACSR | 0 | 0 | 0 | 0 | 0 | 0 | 0 | 0 | 0 | 0 | 0 | 0 | 0 | 0 | 0 | 0 | 0 | 0 | 0 | 0 | 0 | 0 | 0 | 12 | 1
NO |  | 115 | 2015 | 0 | 26 | 26 |  |  | -46 | 345 | 345 | Stl. Tower | 2.73 | 0 | 1 | 1280 ACSR | 0 | 0 | 0 | 0 | 0 | 0 | 0 | 0 | 0 | 0 | 0 | 0 | 0 | 0 | 0 | 0 | 0 | 0 | 0 | 0 | 0 | 0 | 0 | 12 | 1
NO |  | 115 | 2015 | 0 | 27 | 27 |  |  | (L716) | 345 | 345 | Stl. Tower | 2.43 | 0 | 1 | 1280 ACSR | 0 | 0 | 0 | 0 | 0 | 0 | 0 | 0 | 0 | 0 | 0 | 0 | 0 | 0 | 0 | 0 | 0 | 0 | 0 | 0 | 0 | 0 | 0 | 12 | 1
NO |  | 115 | 2015 | 0 | 28 | 28 |  |  |  | 345 | 345 | H.Frame | 0.16 | 0 | 0 | 1280 ACSR | 0 | 0 | 0 | 0 | 0 | 0 | 0 | 0 | 0 | 0 | 0 | 0 | 0 | 0 | 0 | 0 | 0 | 0 | 0 | 0 | 0 | 0 | 0 | 12 | 1
NO |  | 115 | 2015 | 0 | 29 | 29 |  | Meyer | Canandaigua (60) | 230 | 230 | H.Frame | 12.89 | 0 | 1 | 1033 ACSR | 0 | 0 | 0 | 0 | 0 | 0 | 0 | 0 | 0 | 0 | 0 | 0 | 0 | 0 | 0 | 0 | 0 | 0 | 0 | 0 | 0 | 0 | 0 | 12 | 1
NO |  | 115 | 2015 | 0 | 30 | 30 |  | Niagara | Robinson Rd (64) | 230 | 230 | H. Frame | 17.46 | 0 | 1 | 1192 ACSR | 0 | 0 | 0 | 0 | 0 | 0 | 0 | 0 | 0 | 0 | 0 | 0 | 0 | 0 | 0 | 0 | 0 | 0 | 0 | 0 | 0 | 0 | 0 | 12 | 1
NO |  | 115 | 2015 | 0 | 31 | 31 |  |  |  | 230 | 230 | Stl. Tower | 0.5 | 0 | 0 | 1192 ACSR | 0 | 0 | 0 | 0 | 0 | 0 | 0 | 0 | 0 | 0 | 0 | 0 | 0 | 0 | 0 | 0 | 0 | 0 | 0 | 0 | 0 | 0 | 0 | 12 | 1
NO |  | 115 | 2015 | 0 | 32 | 32 |  | Robinson Road | Stolle Road (65) | 230 | 230 | H.Frame | 30.8 | 0 | 1 | 1192 ACSR | 0 | 0 | 0 | 0 | 0 | 0 | 0 | 0 | 0 | 0 | 0 | 0 | 0 | 0 | 0 | 0 | 0 | 0 | 0 | 0 | 0 | 0 | 0 | 12 | 1
NO |  | 115 | 2015 | 0 | 33 | 33 |  | Stolle Road | New Gardenville (66) | 230 | 230 | H. Frame | 3.04 | 0 | 1 | 1192 ACSR | 0 | 0 | 0 | 0 | 0 | 0 | 0 | 0 | 0 | 0 | 0 | 0 | 0 | 0 | 0 | 0 | 0 | 0 | 0 | 0 | 0 | 0 | 0 | 12 | 1
NO |  | 115 | 2015 | 0 | 34 | 34 |  |  |  | 230 | 230 | Stl. Tower | 9.4 | 0 | 1 | 1192 ACSR | 0 | 0 | 0 | 0 | 0 | 0 | 0 | 0 | 0 | 0 | 0 | 0 | 0 | 0 | 0 | 0 | 0 | 0 | 0 | 0 | 0 | 0 | 0 | 12 | 1
NO |  | 115 | 2015 | 0 | 35 | 35 |  | Stolle Road | High Sheldon (67) | 230 | 230 | H. Frame | 11.47 | 0 | 1 | 1033 ACSR | 0 | 0 | 0 | 0 | 0 | 0 | 0 | 0 | 0 | 0 | 0 | 0 | 0 | 0 | 0 | 0 | 0 | 0 | 0 | 0 | 0 | 0 | 0 | 12 | 1
NO |  | 115 | 2015 | 0 | 36 | 36 |  | TOTAL |  | 0 | 0 |  | 4508.35 | 0 | 385 |  | 44211505 | 463196603 | 507408108 | 0 | 0 | 0 | 0 | 0 | 0 | 0 | 0 | 0 | 0 | 0 | 0 | 0 | 0 | 0 | 0 | 0 | 0 | 0 | 0 | 12 | 1
NO |  | 115 | 2015 | 1 | 1 | 1 |  | Canandaigua | Stoney Ridge (68) | 230 | 230 | H. Frame | 50.93 | 0 | 1 | 1033 ACSR | 0 | 0 | 0 | 0 | 0 | 0 | 0 | 0 | 0 | 0 | 0 | 0 | 0 | 0 | 0 | 0 | 0 | 0 | 0 | 0 | 0 | 0 | 0 | 12 | 1
NO |  | 115 | 2015 | 1 | 2 | 2 |  | Watercure | Hillside (69) | 230 | 230 | H. Frame | 1.24 | 0 | 1 | 1033 ACSR | 0 | 0 | 0 | 0 | 0 | 0 | 0 | 0 | 0 | 0 | 0 | 0 | 0 | 0 | 0 | 0 | 0 | 0 | 0 | 0 | 0 | 0 | 0 | 12 | 1
NO |  | 115 | 2015 | 1 | 3 | 3 |  |  |  | 230 | 230 | Stl. Tower | 0.63 | 0 | 0 | 1192 ACSR | 0 | 0 | 0 | 0 | 0 | 0 | 0 | 0 | 0 | 0 | 0 | 0 | 0 | 0 | 0 | 0 | 0 | 0 | 0 | 0 | 0 | 0 | 0 | 12 | 1
NO |  | 115 | 2015 | 1 | 4 | 4 |  |  |  | 230 | 230 | Stl. Tower | 0.13 | 0 | 0 | 1033 ACSR | 0 | 0 | 0 | 0 | 0 | 0 | 0 | 0 | 0 | 0 | 0 | 0 | 0 | 0 | 0 | 0 | 0 | 0 | 0 | 0 | 0 | 0 | 0 | 12 | 1
NO |  | 115 | 2015 | 1 | 5 | 5 |  | Hillside | East Towanda (70) | 230 | 230 | H. Frame | 11.1 | 0 | 1 | 1033 ACSR | 0 | 0 | 0 | 0 | 0 | 0 | 0 | 0 | 0 | 0 | 0 | 0 | 0 | 0 | 0 | 0 | 0 | 0 | 0 | 0 | 0 | 0 | 0 | 12 | 1
NO |  | 115 | 2015 | 1 | 6 | 6 |  |  |  | 230 | 230 | Stl. Tower | 1 | 0 | 0 | 1192 ACSR | 0 | 0 | 0 | 0 | 0 | 0 | 0 | 0 | 0 | 0 | 0 | 0 | 0 | 0 | 0 | 0 | 0 | 0 | 0 | 0 | 0 | 0 | 0 | 12 | 1
NO |  | 115 | 2015 | 1 | 7 | 7 |  | Watercure | Oakdale (71) | 230 | 230 | H. Frame | 42.27 | 0 | 1 | 1192 ACSR | 0 | 0 | 0 | 0 | 0 | 0 | 0 | 0 | 0 | 0 | 0 | 0 | 0 | 0 | 0 | 0 | 0 | 0 | 0 | 0 | 0 | 0 | 0 | 12 | 1
NO |  | 115 | 2015 | 1 | 8 | 8 |  |  |  | 230 | 230 | Stl. Tower | 0.23 | 0 | 0 | 1192 ACSR | 0 | 0 | 0 | 0 | 0 | 0 | 0 | 0 | 0 | 0 | 0 | 0 | 0 | 0 | 0 | 0 | 0 | 0 | 0 | 0 | 0 | 0 | 0 | 12 | 1
NO |  | 115 | 2015 | 1 | 9 | 9 |  | Hillside | Stoney Ridge (72) | 230 | 230 | H. Frame | 0.14 | 0 | 1 | 1033 ACSR | 0 | 0 | 0 | 0 | 0 | 0 | 0 | 0 | 0 | 0 | 0 | 0 | 0 | 0 | 0 | 0 | 0 | 0 | 0 | 0 | 0 | 0 | 0 | 12 | 1
NO |  | 115 | 2015 | 1 | 10 | 10 |  |  |  | 230 | 230 | Stl. Tower | 0.2 | 0 | 0 | 1033 ACSR | 0 | 0 | 0 | 0 | 0 | 0 | 0 | 0 | 0 | 0 | 0 | 0 | 0 | 0 | 0 | 0 | 0 | 0 | 0 | 0 | 0 | 0 | 0 | 12 | 1
NO |  | 115 | 2015 | 1 | 11 | 11 |  | High Sheldon | Wethersfield (81) | 230 | 230 | Stl. Tower | 12.46 | 0 | 1 | 795 ACSR | 0 | 0 | 0 | 0 | 0 | 0 | 0 | 0 | 0 | 0 | 0 | 0 | 0 | 0 | 0 | 0 | 0 | 0 | 0 | 0 | 0 | 0 | 0 | 12 | 1
NO |  | 115 | 2015 | 1 | 12 | 12 |  | Meyer | Wethersfield (85/87) | 230 | 230 | H.Frame | 27.3 | 0 | 1 | 795 ACSR | 0 | 0 | 0 | 0 | 0 | 0 | 0 | 0 | 0 | 0 | 0 | 0 | 0 | 0 | 0 | 0 | 0 | 0 | 0 | 0 | 0 | 0 | 0 | 12 | 1
NO |  | 115 | 2015 | 1 | 13 | 13 |  |  |  | 230 | 230 | Stl. Tower | 1.9 | 0 | 0 | 795 ACSR | 0 | 0 | 0 | 0 | 0 | 0 | 0 | 0 | 0 | 0 | 0 | 0 | 0 | 0 | 0 | 0 | 0 | 0 | 0 | 0 | 0 | 0 | 0 | 12 | 1
NO |  | 115 | 2015 | 1 | 15 | 15 |  |  |  | 115 | 0 | Overhead | 1452.15 | 0 | 124 |  | 0 | 0 | 0 | 0 | 0 | 0 | 0 | 0 | 0 | 0 | 0 | 0 | 0 | 0 | 0 | 0 | 0 | 0 | 0 | 0 | 0 | 0 | 0 | 12 | 1
NO |  | 115 | 2015 | 1 | 16 | 16 |  |  |  | 0 | 0 | Underground | 0.15 | 0 | 1 |  | 0 | 0 | 0 | 0 | 0 | 0 | 0 | 0 | 0 | 0 | 0 | 0 | 0 | 0 | 0 | 0 | 0 | 0 | 0 | 0 | 0 | 0 | 0 | 12 | 1
NO |  | 115 | 2015 | 1 | 17 | 17 |  |  |  | 69 | 0 | Overhead | 9.68 | 0 | 2 |  | 0 | 0 | 0 | 0 | 0 | 0 | 0 | 0 | 0 | 0 | 0 | 0 | 0 | 0 | 0 | 0 | 0 | 0 | 0 | 0 | 0 | 0 | 0 | 12 | 1
NO |  | 115 | 2015 | 1 | 18 | 18 |  |  |  | 69 | 0 | Underground | 0 | 0 | 1 |  | 0 | 0 | 0 | 0 | 0 | 0 | 0 | 0 | 0 | 0 | 0 | 0 | 0 | 0 | 0 | 0 | 0 | 0 | 0 | 0 | 0 | 0 | 0 | 12 | 1
NO |  | 115 | 2015 | 1 | 19 | 19 |  |  |  | 45 | 0 | Overhead | 673.29 | 0 | 53 |  | 0 | 0 | 0 | 0 | 0 | 0 | 0 | 0 | 0 | 0 | 0 | 0 | 0 | 0 | 0 | 0 | 0 | 0 | 0 | 0 | 0 | 0 | 0 | 12 | 1
NO |  | 115 | 2015 | 1 | 20 | 20 |  |  |  | 0 | 0 | Underground | 0.52 | 0 | 1 |  | 0 | 0 | 0 | 0 | 0 | 0 | 0 | 0 | 0 | 0 | 0 | 0 | 0 | 0 | 0 | 0 | 0 | 0 | 0 | 0 | 0 | 0 | 0 | 12 | 1
NO |  | 115 | 2015 | 1 | 21 | 21 |  |  |  | 35 | 0 | Overhead | 1576.79 | 0 | 169 |  | 0 | 0 | 0 | 0 | 0 | 0 | 0 | 0 | 0 | 0 | 0 | 0 | 0 | 0 | 0 | 0 | 0 | 0 | 0 | 0 | 0 | 0 | 0 | 12 | 1
NO |  | 115 | 2015 | 1 | 22 | 22 |  |  |  | 0 | 0 | Underground | 6.87 | 0 | 11 |  | 0 | 0 | 0 | 0 | 0 | 0 | 0 | 0 | 0 | 0 | 0 | 0 | 0 | 0 | 0 | 0 | 0 | 0 | 0 | 0 | 0 | 0 | 0 | 12 | 1
NO |  | 115 | 2015 | 1 | 23 | 23 |  |  |  | 0 | 0 |  | 0 | 0 | 0 |  | 44211505 | 463196603 | 507408108 | 0 | 0 | 0 | 0 | 0 | 0 | 0 | 0 | 0 | 0 | 0 | 0 | 0 | 0 | 0 | 0 | 0 | 0 | 0 | 0 | 12 | 1
NO |  | 117 | 2015 | 0 | 1 | 1 |  | Homer City T6110 | Stolle 37 | 345 | 345 | Wood H Frames | 37.3 | 0 | 1 | 2-1192.5 ACSR | 1897017 | 11153202 | 13050219 | 0 | 0 | 0 | 0 | 0 | 0 | 0 | 0 | 0 | 0 | 0 | 0 | 0 | 0 | 0 | 0 | 0 | 0 | 0 | 0 | 12 | 1
NO |  | 117 | 2015 | 0 | 2 | 2 |  |  |  | 0 | 0 | Steel Towers | 0 | 0 | 0 |  | 0 | 0 | 0 | 0 | 0 | 0 | 0 | 0 | 0 | 0 | 0 | 0 | 0 | 0 | 0 | 0 | 0 | 0 | 0 | 0 | 0 | 0 | 0 | 12 | 1
NO |  | 117 | 2015 | 0 | 4 | 4 |  | Marcy T4130 | New Scotland 18 T390 | 345 | 345 | Steel Towers | 84.34 | 0 | 1 | 2-795 ACSR | 0 | 0 | 0 | 0 | 0 | 0 | 0 | 0 | 0 | 0 | 0 | 0 | 0 | 0 | 0 | 0 | 0 | 0 | 0 | 0 | 0 | 0 | 0 | 12 | 1
NO |  | 117 | 2015 | 0 | 5 | 5 |  | Edic T4070 | New Scotland 14 | 345 | 345 | Steel Towers | 83.24 | 0 | 1 | 2-795 ACSR | 3377678 | 50208005 | 53585683 | 0 | 0 | 0 | 0 | 0 | 0 | 0 | 0 | 0 | 0 | 0 | 0 | 0 | 0 | 0 | 0 | 0 | 0 | 0 | 0 | 12 | 1
NO |  | 117 | 2015 | 0 | 7 | 7 |  | Nine Mile Point T2350 | Clay 8 & 9 T373-374 | 345 | 345 | Wood H Frames | 26.5 | 0 | 1 | 2167 ACSR | 1220242 | 8602547 | 9822789 | 0 | 0 | 0 | 0 | 0 | 0 | 0 | 0 | 0 | 0 | 0 | 0 | 0 | 0 | 0 | 0 | 0 | 0 | 0 | 0 | 12 | 1
NO |  | 117 | 2015 | 0 | 8 | 8 |  |  |  | 0 | 0 | Steel Towers | 0 | 0 | 0 |  | 0 | 0 | 0 | 0 | 0 | 0 | 0 | 0 | 0 | 0 | 0 | 0 | 0 | 0 | 0 | 0 | 0 | 0 | 0 | 0 | 0 | 0 | 0 | 12 | 1
NO |  | 117 | 2015 | 0 | 10 | 10 |  | Clay T2060 | Dewitt 13 | 345 | 345 | Steel Towers | 15.07 | 0 | 1 | 2167 ACSR | 900555 | 4393859 | 5294414 | 0 | 0 | 0 | 0 | 0 | 0 | 0 | 0 | 0 | 0 | 0 | 0 | 0 | 0 | 0 | 0 | 0 | 0 | 0 | 0 | 12 | 1
NO |  | 117 | 2015 | 0 | 12 | 12 |  | Athens T5320 | Pleasant Valley #91 | 345 | 345 | Steel Towers | 39.02 | 0 | 0 |  | 0 | 0 | 0 | 0 | 0 | 0 | 0 | 0 | 0 | 0 | 0 | 0 | 0 | 0 | 0 | 0 | 0 | 0 | 0 | 0 | 0 | 0 | 0 | 12 | 1
NO |  | 117 | 2015 | 0 | 13 | 13 |  | Leeds T5330 | Pleasant Valley #92 | 345 | 345 | Steel Towers | 38.84 | 0 | 1 | 2-1351.5 ACSR | 0 | 154118 | 154118 | 0 | 0 | 0 | 0 | 0 | 0 | 0 | 0 | 0 | 0 | 0 | 0 | 0 | 0 | 0 | 0 | 0 | 0 | 0 | 0 | 12 | 1
NO |  | 117 | 2015 | 0 | 16 | 16 |  | Oswego T2420 | Lafayette 17 T391 | 345 | 345 | Wood H Frames | 47.55 | 0 | 1 | 2-1192.5 ACSR | 5625110 | 20595182 | 26220292 | 0 | 0 | 0 | 0 | 0 | 0 | 0 | 0 | 0 | 0 | 0 | 0 | 0 | 0 | 0 | 0 | 0 | 0 | 0 | 0 | 12 | 1
NO |  | 117 | 2015 | 0 | 17 | 17 |  |  |  | 0 | 0 | Steel Towers | 0 | 0 | 0 | 2-2500 CU | 0 | 0 | 0 | 0 | 0 | 0 | 0 | 0 | 0 | 0 | 0 | 0 | 0 | 0 | 0 | 0 | 0 | 0 | 0 | 0 | 0 | 0 | 0 | 12 | 1
NO |  | 117 | 2015 | 0 | 19 | 19 |  | Oswego T2470 | Volney 11 T392 | 345 | 345 | Wood H Frames | 13.4 | 0 | 1 | 2-1192.5 ACSR | 1743552 | 3798316 | 5541868 | 0 | 0 | 0 | 0 | 0 | 0 | 0 | 0 | 0 | 0 | 0 | 0 | 0 | 0 | 0 | 0 | 0 | 0 | 0 | 0 | 12 | 1
NO |  | 117 | 2015 | 0 | 20 | 20 |  |  |  | 0 | 0 | Steel Towers | 0 | 0 | 0 |  | 0 | 0 | 0 | 0 | 0 | 0 | 0 | 0 | 0 | 0 | 0 | 0 | 0 | 0 | 0 | 0 | 0 | 0 | 0 | 0 | 0 | 0 | 0 | 12 | 1
NO |  | 117 | 2015 | 0 | 22 | 22 |  | Oswego T2480 | Volney 12 T393 | 345 | 345 | Wood H Frames | 13.4 | 0 | 1 | 2-1192.5 ACSR | 0 | 4028181 | 4028181 | 0 | 0 | 0 | 0 | 0 | 0 | 0 | 0 | 0 | 0 | 0 | 0 | 0 | 0 | 0 | 0 | 0 | 0 | 0 | 0 | 12 | 1
NO |  | 117 | 2015 | 0 | 23 | 23 |  |  |  | 0 | 0 | Steel Towers | 0 | 0 | 0 |  | 0 | 0 | 0 | 0 | 0 | 0 | 0 | 0 | 0 | 0 | 0 | 0 | 0 | 0 | 0 | 0 | 0 | 0 | 0 | 0 | 0 | 0 | 0 | 12 | 1
NO |  | 117 | 2015 | 0 | 25 | 25 |  | Independence T5560 | Scriba 25 Clay 26 | 345 | 345 | Towers | 29.52 | 2.8 | 2 | 2-1192.5 ACSR | 0 | 28088916 | 28088916 | 0 | 0 | 0 | 0 | 0 | 0 | 0 | 0 | 0 | 0 | 0 | 0 | 0 | 0 | 0 | 0 | 0 | 0 | 0 | 0 | 12 | 1
NO |  | 117 | 2015 | 0 | 26 | 26 |  |  |  | 0 | 0 | Wood H Frames | 0 | 0 | 0 |  | 0 | 0 | 0 | 0 | 0 | 0 | 0 | 0 | 0 | 0 | 0 | 0 | 0 | 0 | 0 | 0 | 0 | 0 | 0 | 0 | 0 | 0 | 0 | 12 | 1
NO |  | 117 | 2015 | 0 | 28 | 28 |  | Volney T2720 | Clay 6 T-402 | 345 | 345 | Wood H Frames | 18.5 | 0 | 1 | 2167 ACSR | 0 | 887691 | 887691 | 0 | 0 | 0 | 0 | 0 | 0 | 0 | 0 | 0 | 0 | 0 | 0 | 0 | 0 | 0 | 0 | 0 | 0 | 0 | 0 | 12 | 1
NO |  | 117 | 2015 | 0 | 29 | 29 |  |  |  | 0 | 0 | Steel Towers | 0 | 0 | 0 |  | 0 | 0 | 0 | 0 | 0 | 0 | 0 | 0 | 0 | 0 | 0 | 0 | 0 | 0 | 0 | 0 | 0 | 0 | 0 | 0 | 0 | 0 | 0 | 12 | 1
NO |  | 117 | 2015 | 0 | 31 | 31 |  | Dewitt T2150 | Lafayette 3 | 345 | 345 | Wood H Frames | 8.49 | 0 | 1 | 2-1192.5 ACSR | 541168 | 4659547 | 5200715 | 0 | 0 | 0 | 0 | 0 | 0 | 0 | 0 | 0 | 0 | 0 | 0 | 0 | 0 | 0 | 0 | 0 | 0 | 0 | 0 | 12 | 1
NO |  | 117 | 2015 | 0 | 32 | 32 |  |  |  | 0 | 0 | Steel Towers | 0 | 0 | 0 |  | 0 | 0 | 0 | 0 | 0 | 0 | 0 | 0 | 0 | 0 | 0 | 0 | 0 | 0 | 0 | 0 | 0 | 0 | 0 | 0 | 0 | 0 | 0 | 12 | 1
NO |  | 117 | 2015 | 0 | 34 | 34 |  | Lafayette T6470 | Oakdale 4 | 345 | 345 | Wood H Frames | 38.64 | 0 | 1 | 2-1192.5 ACSR | 523794 | 27275543 | 27799337 | 0 | 0 | 0 | 0 | 0 | 0 | 0 | 0 | 0 | 0 | 0 | 0 | 0 | 0 | 0 | 0 | 0 | 0 | 0 | 0 | 12 | 1
NO |  | 117 | 2015 | 0 | 35 | 35 |  |  |  | 0 | 0 | Steel Towers | 0 | 0 | 0 |  | 0 | 0 | 0 | 0 | 0 | 0 | 0 | 0 | 0 | 0 | 0 | 0 | 0 | 0 | 0 | 0 | 0 | 0 | 0 | 0 | 0 | 0 | 0 | 12 | 1
NO |  | 117 | 2015 | 0 | 36 | 36 |  | TOTAL |  | 0 | 0 |  | 10582.11 | 361.39 | 47 |  | 89279221 | 1362030353 | 1451309574 | 0 | 0 | 0 | 0 | 0 | 0 | 0 | 0 | 0 | 0 | 0 | 0 | 0 | 0 | 0 | 0 | 0 | 0 | 0 | 0 | 12 | 1
NO |  | 117 | 2015 | 1 | 2 | 2 |  | Volney T4280 | Marcy 19 | 345 | 345 | Wood H Frames | 65.3 | 0 | 1 | 4-1351.5 ACSR | 2640639 | 84286 | 2724925 | 0 | 0 | 0 | 0 | 0 | 0 | 0 | 0 | 0 | 0 | 0 | 0 | 0 | 0 | 0 | 0 | 0 | 0 | 0 | 0 | 12 | 1
NO |  | 117 | 2015 | 1 | 3 | 3 |  |  |  | 0 | 0 | Steel Towers | 0 | 0 | 0 | 2-1192.5 ACSR | 0 | 0 | 0 | 0 | 0 | 0 | 0 | 0 | 0 | 0 | 0 | 0 | 0 | 0 | 0 | 0 | 0 | 0 | 0 | 0 | 0 | 0 | 0 | 12 | 1
NO |  | 117 | 2015 | 1 | 5 | 5 |  | Scriba T2550 | Volney #21 | 345 | 345 | WoodPoles | 8.9 | 0 | 0 |  | 0 | 0 | 0 | 0 | 0 | 0 | 0 | 0 | 0 | 0 | 0 | 0 | 0 | 0 | 0 | 0 | 0 | 0 | 0 | 0 | 0 | 0 | 0 | 12 | 1
NO |  | 117 | 2015 | 1 | 6 | 6 |  | Scriba T2540 | Volney 20 | 345 | 345 | Wood Poles | 8.81 | 8.8 | 2 | 2-1192.5 ACSR | 208643 | 3891586 | 4100229 | 0 | 0 | 0 | 0 | 0 | 0 | 0 | 0 | 0 | 0 | 0 | 0 | 0 | 0 | 0 | 0 | 0 | 0 | 0 | 0 | 12 | 1
NO |  | 117 | 2015 | 1 | 7 | 7 |  |  |  | 0 | 0 |  | 0 | 0 | 0 | 2167 ACSR | 0 | 0 | 0 | 0 | 0 | 0 | 0 | 0 | 0 | 0 | 0 | 0 | 0 | 0 | 0 | 0 | 0 | 0 | 0 | 0 | 0 | 0 | 0 | 12 | 1
NO |  | 117 | 2015 | 1 | 9 | 9 |  | Nine Mile Point T2370 | Scriba 9 | 345 | 345 | Wood Poles | 0.4 | 0 | 1 | 2-1192.5 ACSR | 0 | 442025 | 442025 | 0 | 0 | 0 | 0 | 0 | 0 | 0 | 0 | 0 | 0 | 0 | 0 | 0 | 0 | 0 | 0 | 0 | 0 | 0 | 0 | 12 | 1
NO |  | 117 | 2015 | 1 | 10 | 10 |  |  |  | 0 | 0 | Steel Towers | 0 | 0 | 0 | 2167 ACSR | 0 | 0 | 0 | 0 | 0 | 0 | 0 | 0 | 0 | 0 | 0 | 0 | 0 | 0 | 0 | 0 | 0 | 0 | 0 | 0 | 0 | 0 | 0 | 12 | 1
NO |  | 117 | 2015 | 1 | 12 | 12 |  | New Scotland T5450 | Alps 2 | 345 | 345 | Steel H Frame | 30.81 | 0 | 1 | 2-1192.5 ACSR | 2587038 | 16609222 | 19196260 | 0 | 0 | 0 | 0 | 0 | 0 | 0 | 0 | 0 | 0 | 0 | 0 | 0 | 0 | 0 | 0 | 0 | 0 | 0 | 0 | 12 | 1
NO |  | 117 | 2015 | 1 | 13 | 13 |  |  |  | 0 | 0 |  | 0 | 0 | 0 | 3-1590 ACSR | 0 | 0 | 0 | 0 | 0 | 0 | 0 | 0 | 0 | 0 | 0 | 0 | 0 | 0 | 0 | 0 | 0 | 0 | 0 | 0 | 0 | 0 | 0 | 12 | 1
NO |  | 117 | 2015 | 1 | 15 | 15 |  | Reynolds Road T5560 | Alps 1 | 345 | 345 | Wood Poles | 11.12 | 0 | 1 | 2-1192.5 ACSR | 608370 | 4648858 | 5257228 | 0 | 0 | 0 | 0 | 0 | 0 | 0 | 0 | 0 | 0 | 0 | 0 | 0 | 0 | 0 | 0 | 0 | 0 | 0 | 0 | 12 | 1
NO |  | 117 | 2015 | 1 | 16 | 16 |  |  |  | 0 | 0 | Wood H Frames | 0 | 0 | 0 |  | 0 | 0 | 0 | 0 | 0 | 0 | 0 | 0 | 0 | 0 | 0 | 0 | 0 | 0 | 0 | 0 | 0 | 0 | 0 | 0 | 0 | 0 | 0 | 12 | 1
NO |  | 117 | 2015 | 1 | 17 | 17 |  |  |  | 0 | 0 | Steel Towers | 0 | 0 | 0 |  | 0 | 0 | 0 | 0 | 0 | 0 | 0 | 0 | 0 | 0 | 0 | 0 | 0 | 0 | 0 | 0 | 0 | 0 | 0 | 0 | 0 | 0 | 0 | 12 | 1
NO |  | 117 | 2015 | 1 | 19 | 19 |  | Leeds T5310 | Hurley Ave 301 Roseton | 345 | 345 | Steel Towers | 0.06 | 0 | 1 | 2-1033.5 ACSR | 0 | 59438 | 59438 | 0 | 0 | 0 | 0 | 0 | 0 | 0 | 0 | 0 | 0 | 0 | 0 | 0 | 0 | 0 | 0 | 0 | 0 | 0 | 0 | 12 | 1
NO |  | 117 | 2015 | 1 | 21 | 21 |  | New Scotland T5480 | Leeds 93-94 | 345 | 345 | Steel Towers | 51.6 | 0 | 2 | 2-795 ACSR | 2018970 | 12714760 | 14733730 | 0 | 0 | 0 | 0 | 0 | 0 | 0 | 0 | 0 | 0 | 0 | 0 | 0 | 0 | 0 | 0 | 0 | 0 | 0 | 0 | 12 | 1
NO |  | 117 | 2015 | 1 | 22 | 22 |  | T5490 |  | 0 | 0 |  | 0 | 0 | 0 |  | 0 | 0 | 0 | 0 | 0 | 0 | 0 | 0 | 0 | 0 | 0 | 0 | 0 | 0 | 0 | 0 | 0 | 0 | 0 | 0 | 0 | 0 | 0 | 12 | 1
NO |  | 117 | 2015 | 1 | 23 | 23 |  | Reynolds T6420 ,T6480 | Empire #5 | 345 | 345 | Steel Towers | 8.1 | 0 | 1 | 2-1192.5 ACSR | 0 | 0 | 0 | 0 | 0 | 0 | 0 | 0 | 0 | 0 | 0 | 0 | 0 | 0 | 0 | 0 | 0 | 0 | 0 | 0 | 0 | 0 | 0 | 12 | 1
NO |  | 117 | 2015 | 1 | 25 | 25 |  | Alps T5030 | Berkshire #393 | 345 | 345 | Steel Towers | 8.77 | 0 | 1 | 2-1192.5 ACSR | 3571519 | 21258080 | 24829599 | 0 | 0 | 0 | 0 | 0 | 0 | 0 | 0 | 0 | 0 | 0 | 0 | 0 | 0 | 0 | 0 | 0 | 0 | 0 | 0 | 12 | 1
NO |  | 117 | 2015 | 1 | 26 | 26 |  | Independence T2760 | Scriba #25 | 345 | 345 | Steel Towers | 2.8 | 0 | 1 | 2-1192.5 ACSR | 28088916 | 0 | 28088916 | 0 | 0 | 0 | 0 | 0 | 0 | 0 | 0 | 0 | 0 | 0 | 0 | 0 | 0 | 0 | 0 | 0 | 0 | 0 | 0 | 12 | 1
NO |  | 117 | 2015 | 1 | 28 | 28 |  | Leeds T6160 | Athens #95 | 345 | 345 | Steel Towers | 0.5 | 0 | 1 | 2-795 ACSR | 0 | 0 | 0 | 0 | 0 | 0 | 0 | 0 | 0 | 0 | 0 | 0 | 0 | 0 | 0 | 0 | 0 | 0 | 0 | 0 | 0 | 0 | 0 | 12 | 1
NO |  | 117 | 2015 | 1 | 30 | 30 |  | Dunkirk - T1110 | South Ripley 68 | 230 | 230 | Wood Poles | 31.38 | 0 | 1 | 1192.5 ACSR | 587933 | 2109106 | 2697039 | 0 | 0 | 0 | 0 | 0 | 0 | 0 | 0 | 0 | 0 | 0 | 0 | 0 | 0 | 0 | 0 | 0 | 0 | 0 | 0 | 12 | 1
NO |  | 117 | 2015 | 1 | 31 | 31 |  | South Ripley T1180 | Erie 69 | 0 | 0 | Wood H Frames | 4.7 | 0 | 1 | 1192.5 ACSR | 0 | 0 | 0 | 0 | 0 | 0 | 0 | 0 | 0 | 0 | 0 | 0 | 0 | 0 | 0 | 0 | 0 | 0 | 0 | 0 | 0 | 0 | 0 | 12 | 1
NO |  | 117 | 2015 | 1 | 34 | 34 |  | Beck- Packard #76 T1070 | T107 Erie | 230 | 230 | Steel Towers | 4.55 | 0 | 0 |  | 26139 | 490510 | 516649 | 0 | 0 | 0 | 0 | 0 | 0 | 0 | 0 | 0 | 0 | 0 | 0 | 0 | 0 | 0 | 0 | 0 | 0 | 0 | 0 | 12 | 1
NO |  | 117 | 2015 | 1 | 35 | 35 |  |  |  | 0 | 0 | Wood H frames | 0 | 0 | 0 |  | 0 | 0 | 0 | 0 | 0 | 0 | 0 | 0 | 0 | 0 | 0 | 0 | 0 | 0 | 0 | 0 | 0 | 0 | 0 | 0 | 0 | 0 | 0 | 12 | 1
NO |  | 117 | 2015 | 2 | 1 | 1 |  | Elm St. Buffalo , NY T1140 | Gardenville NY | 230 | 230 | Underground | 6.2 | 0 | 1 |  | 51513 | 91992 | 143505 | 0 | 0 | 0 | 0 | 0 | 0 | 0 | 0 | 0 | 0 | 0 | 0 | 0 | 0 | 0 | 0 | 0 | 0 | 0 | 0 | 12 | 1
NO |  | 117 | 2015 | 2 | 2 | 2 |  | #71 |  | 0 | 0 |  | 0 | 0 | 0 |  | 0 | 0 | 0 | 0 | 0 | 0 | 0 | 0 | 0 | 0 | 0 | 0 | 0 | 0 | 0 | 0 | 0 | 0 | 0 | 0 | 0 | 0 | 0 | 12 | 1
NO |  | 117 | 2015 | 2 | 3 | 3 |  | Elm St. Buffalo, NY T1150 | Gardenville, NY | 230 | 230 | Underground | 6.1 | 0 | 1 |  | 0 | 91992 | 91992 | 0 | 0 | 0 | 0 | 0 | 0 | 0 | 0 | 0 | 0 | 0 | 0 | 0 | 0 | 0 | 0 | 0 | 0 | 0 | 0 | 12 | 1
NO |  | 117 | 2015 | 2 | 4 | 4 |  | #72 |  | 0 | 0 |  | 0 | 0 | 0 |  | 0 | 0 | 0 | 0 | 0 | 0 | 0 | 0 | 0 | 0 | 0 | 0 | 0 | 0 | 0 | 0 | 0 | 0 | 0 | 0 | 0 | 0 | 0 | 12 | 1
NO |  | 117 | 2015 | 2 | 6 | 6 |  | Gardenville T1240 | Dunkirk 73 | 230 | 230 | Wood Poles | 47.22 | 0 | 1 | 1192.5 ACSR | 3628032 | 6930032 | 10558064 | 0 | 0 | 0 | 0 | 0 | 0 | 0 | 0 | 0 | 0 | 0 | 0 | 0 | 0 | 0 | 0 | 0 | 0 | 0 | 0 | 12 | 1
NO |  | 117 | 2015 | 2 | 7 | 7 |  | Gardenville T1250 | Dunkirk 74 | 0 | 0 | Wood H Frames | 0 | 47.22 | 1 |  | 0 | 0 | 0 | 0 | 0 | 0 | 0 | 0 | 0 | 0 | 0 | 0 | 0 | 0 | 0 | 0 | 0 | 0 | 0 | 0 | 0 | 0 | 0 | 12 | 1
NO |  | 117 | 2015 | 2 | 8 | 8 |  |  |  | 0 | 0 | Steel Towers | 0 | 0 | 0 |  | 0 | 0 | 0 | 0 | 0 | 0 | 0 | 0 | 0 | 0 | 0 | 0 | 0 | 0 | 0 | 0 | 0 | 0 | 0 | 0 | 0 | 0 | 0 | 12 | 1
NO |  | 117 | 2015 | 2 | 10 | 10 |  | Packard 61 T1710 | Packard 61 | 230 | 230 | Steel Towers | 3.42 | 0 | 1 | 1431 ACSR | 68648 | 574375 | 643023 | 0 | 0 | 0 | 0 | 0 | 0 | 0 | 0 | 0 | 0 | 0 | 0 | 0 | 0 | 0 | 0 | 0 | 0 | 0 | 0 | 12 | 1
NO |  | 117 | 2015 | 2 | 11 | 11 |  |  |  | 0 | 0 | Wood H Frames | 0 | 0 | 0 |  | 0 | 0 | 0 | 0 | 0 | 0 | 0 | 0 | 0 | 0 | 0 | 0 | 0 | 0 | 0 | 0 | 0 | 0 | 0 | 0 | 0 | 0 | 0 | 12 | 1
NO |  | 117 | 2015 | 2 | 12 | 12 |  | Packard 62 T1720 | Packard 62 | 230 | 230 | Steel Towers | 3.47 | 0 | 1 | 1431 ACSR | 0 | 347181 | 347181 | 0 | 0 | 0 | 0 | 0 | 0 | 0 | 0 | 0 | 0 | 0 | 0 | 0 | 0 | 0 | 0 | 0 | 0 | 0 | 0 | 12 | 1
NO |  | 117 | 2015 | 2 | 13 | 13 |  |  |  | 0 | 0 | Wood H Fs | 0 | 0 | 0 |  | 0 | 0 | 0 | 0 | 0 | 0 | 0 | 0 | 0 | 0 | 0 | 0 | 0 | 0 | 0 | 0 | 0 | 0 | 0 | 0 | 0 | 0 | 0 | 12 | 1
NO |  | 117 | 2015 | 2 | 14 | 14 |  | Packard T1790 | Huntley 77 | 230 | 230 | Steel Towers | 12.14 | 12.1 | 2 | 1192.5 ACSR | 1239863 | 4411847 | 5651710 | 0 | 0 | 0 | 0 | 0 | 0 | 0 | 0 | 0 | 0 | 0 | 0 | 0 | 0 | 0 | 0 | 0 | 0 | 0 | 0 | 12 | 1
NO |  | 117 | 2015 | 2 | 15 | 15 |  | Packard T1800 | Huntley 78 | 0 | 0 |  | 0 | 0 | 0 | 1158.4 ACSR | 0 | 0 | 0 | 0 | 0 | 0 | 0 | 0 | 0 | 0 | 0 | 0 | 0 | 0 | 0 | 0 | 0 | 0 | 0 | 0 | 0 | 0 | 0 | 12 | 1
NO |  | 117 | 2015 | 2 | 16 | 16 |  |  |  | 0 | 0 |  | 0 | 0 | 0 | 1192.5 ACSR | 0 | 0 | 0 | 0 | 0 | 0 | 0 | 0 | 0 | 0 | 0 | 0 | 0 | 0 | 0 | 0 | 0 | 0 | 0 | 0 | 0 | 0 | 0 | 12 | 1
NO |  | 117 | 2015 | 2 | 18 | 18 |  | Edic T4090 | Porter 17 T304 | 230 | 230 | Wood Poles | 0.42 | 0 | 1 | 2-795 ACSR | 0 | 114101 | 114101 | 0 | 0 | 0 | 0 | 0 | 0 | 0 | 0 | 0 | 0 | 0 | 0 | 0 | 0 | 0 | 0 | 0 | 0 | 0 | 0 | 12 | 1
NO |  | 117 | 2015 | 2 | 19 | 19 |  |  |  | 0 | 0 | Wood H Frames | 0 | 0 | 0 | 2167 ACSR | 0 | 0 | 0 | 0 | 0 | 0 | 0 | 0 | 0 | 0 | 0 | 0 | 0 | 0 | 0 | 0 | 0 | 0 | 0 | 0 | 0 | 0 | 0 | 12 | 1
NO |  | 117 | 2015 | 2 | 20 | 20 |  |  |  | 0 | 0 | Steel Towers | 0 | 0 | 0 |  | 0 | 0 | 0 | 0 | 0 | 0 | 0 | 0 | 0 | 0 | 0 | 0 | 0 | 0 | 0 | 0 | 0 | 0 | 0 | 0 | 0 | 0 | 0 | 12 | 1
NO |  | 117 | 2015 | 2 | 22 | 22 |  | Adirondack T6340 | Chases Lake 13 T328 | 230 | 230 | Wood H Frames | 11.1 | 0 | 1 | 795 ACSR | 523366 | 4235031 | 4758397 | 0 | 0 | 0 | 0 | 0 | 0 | 0 | 0 | 0 | 0 | 0 | 0 | 0 | 0 | 0 | 0 | 0 | 0 | 0 | 0 | 12 | 1
NO |  | 117 | 2015 | 2 | 23 | 23 |  | Chases Lake T6350 | Porter 11 | 0 | 0 | Steel Towers | 43.3 | 0 | 1 | 795 ACSR | 0 | 0 | 0 | 0 | 0 | 0 | 0 | 0 | 0 | 0 | 0 | 0 | 0 | 0 | 0 | 0 | 0 | 0 | 0 | 0 | 0 | 0 | 0 | 12 | 1
NO |  | 117 | 2015 | 2 | 25 | 25 |  | Adirondack T4010 | Porter 12 T329 | 230 | 230 | Wood H Frames | 0 | 54.5 | 1 | 795 ACSR | 0 | 3927780 | 3927780 | 0 | 0 | 0 | 0 | 0 | 0 | 0 | 0 | 0 | 0 | 0 | 0 | 0 | 0 | 0 | 0 | 0 | 0 | 0 | 0 | 12 | 1
NO |  | 117 | 2015 | 2 | 26 | 26 |  |  |  | 0 | 0 | Steel Towers | 0 | 0 | 0 |  | 0 | 0 | 0 | 0 | 0 | 0 | 0 | 0 | 0 | 0 | 0 | 0 | 0 | 0 | 0 | 0 | 0 | 0 | 0 | 0 | 0 | 0 | 0 | 12 | 1
NO |  | 117 | 2015 | 2 | 28 | 28 |  | Porter T4200 | Rotterdam 30 T 333 | 230 | 230 | Wood H Frames | 71.53 | 0 | 1 | 795 ACSR | 788373 | 6081185 | 6869558 | 0 | 0 | 0 | 0 | 0 | 0 | 0 | 0 | 0 | 0 | 0 | 0 | 0 | 0 | 0 | 0 | 0 | 0 | 0 | 0 | 12 | 1
NO |  | 117 | 2015 | 2 | 29 | 29 |  |  |  | 0 | 0 | Steel Towers | 0 | 0 | 0 | 795 ACSR | 0 | 0 | 0 | 0 | 0 | 0 | 0 | 0 | 0 | 0 | 0 | 0 | 0 | 0 | 0 | 0 | 0 | 0 | 0 | 0 | 0 | 0 | 0 | 12 | 1
NO |  | 117 | 2015 | 2 | 31 | 31 |  | Porter T4210 | Rotterdam 31 T366 | 230 | 230 | Wood H Frames | 71.16 | 0 | 1 | 795 ACSR | 178309 | 10194089 | 10372398 | 0 | 0 | 0 | 0 | 0 | 0 | 0 | 0 | 0 | 0 | 0 | 0 | 0 | 0 | 0 | 0 | 0 | 0 | 0 | 0 | 12 | 1
NO |  | 117 | 2015 | 2 | 32 | 32 |  |  |  | 0 | 0 | Wood Poles | 0 | 0 | 0 |  | 0 | 0 | 0 | 0 | 0 | 0 | 0 | 0 | 0 | 0 | 0 | 0 | 0 | 0 | 0 | 0 | 0 | 0 | 0 | 0 | 0 | 0 | 0 | 12 | 1
NO |  | 117 | 2015 | 2 | 34 | 34 |  | Rotterdam T5630 | Bear Swamp E205 | 230 | 230 | Wood H Frames | 43.78 | 0 | 1 | 795 ACSR | 1048577 | 19440573 | 20489150 | 0 | 0 | 0 | 0 | 0 | 0 | 0 | 0 | 0 | 0 | 0 | 0 | 0 | 0 | 0 | 0 | 0 | 0 | 0 | 0 | 12 | 1
NO |  | 117 | 2015 | 2 | 35 | 35 |  |  |  | 0 | 0 | Steel Towers | 0 | 0 | 0 | 1033.5 ACSR | 0 | 0 | 0 | 0 | 0 | 0 | 0 | 0 | 0 | 0 | 0 | 0 | 0 | 0 | 0 | 0 | 0 | 0 | 0 | 0 | 0 | 0 | 0 | 12 | 1
NO |  | 117 | 2015 | 3 | 2 | 2 |  | Beck T1070 | Packard 76 | 230 | 230 | Wood H Frames | 4.55 | 0 | 1 | 1158.4 ACSR | 26140 | 490510 | 516650 | 0 | 0 | 0 | 0 | 0 | 0 | 0 | 0 | 0 | 0 | 0 | 0 | 0 | 0 | 0 | 0 | 0 | 0 | 0 | 0 | 12 | 1
NO |  | 117 | 2015 | 3 | 3 | 3 |  |  |  | 0 | 0 | Steel Towers | 0 | 0 | 0 | 1192.5 ACSR | 0 | 0 | 0 | 0 | 0 | 0 | 0 | 0 | 0 | 0 | 0 | 0 | 0 | 0 | 0 | 0 | 0 | 0 | 0 | 0 | 0 | 0 | 0 | 12 | 1
NO |  | 117 | 2015 | 3 | 5 | 5 |  | Huntley T1400 | Gardenville 79 | 230 | 230 | Wood H Frames | 20.63 | 0 | 1 | 1192.5 ACSR | 0 | 0 | 0 | 0 | 0 | 0 | 0 | 0 | 0 | 0 | 0 | 0 | 0 | 0 | 0 | 0 | 0 | 0 | 0 | 0 | 0 | 0 | 0 | 12 | 1
NO |  | 117 | 2015 | 3 | 6 | 6 |  |  |  | 0 | 0 | Steel Towers | 0 | 0 | 0 | 795 ACSR | 1053701 | 9017164 | 10070865 | 0 | 0 | 0 | 0 | 0 | 0 | 0 | 0 | 0 | 0 | 0 | 0 | 0 | 0 | 0 | 0 | 0 | 0 | 0 | 0 | 12 | 1
NO |  | 117 | 2015 | 3 | 7 | 7 |  | Huntley T1410 | Gardenville 80 | 230 | 230 | Wood H Frames | 20.63 | 0 | 1 | 1192.5 ACSR | 0 | 0 | 0 | 0 | 0 | 0 | 0 | 0 | 0 | 0 | 0 | 0 | 0 | 0 | 0 | 0 | 0 | 0 | 0 | 0 | 0 | 0 | 0 | 12 | 1
NO |  | 117 | 2015 | 3 | 8 | 8 |  |  |  | 0 | 0 | Steel Towers | 0 | 0 | 0 | 795 ACSR | 0 | 0 | 0 | 0 | 0 | 0 | 0 | 0 | 0 | 0 | 0 | 0 | 0 | 0 | 0 | 0 | 0 | 0 | 0 | 0 | 0 | 0 | 0 | 12 | 1
NO |  | 117 | 2015 | 3 | 10 | 10 |  | Huntley T1370 | Elm Street #70 | 230 | 230 | Steel Towers | 7.9 | 0 | 0 | 1192.5 ACSR | 0 | 0 | 0 | 0 | 0 | 0 | 0 | 0 | 0 | 0 | 0 | 0 | 0 | 0 | 0 | 0 | 0 | 0 | 0 | 0 | 0 | 0 | 0 | 12 | 1
NO |  | 117 | 2015 | 3 | 11 | 11 |  |  |  | 0 | 0 | Wood H Frames | 0 | 0 | 0 | 795 ACSR | 0 | 0 | 0 | 0 | 0 | 0 | 0 | 0 | 0 | 0 | 0 | 0 | 0 | 0 | 0 | 0 | 0 | 0 | 0 | 0 | 0 | 0 | 0 | 12 | 1
SI/NO | A | 117 | 2015 | 3 | 20 | 20 |  | Lines Operated at 115kV |  | 0 | 0 | Wood H Frames | 17.99 | 0 | 0 |  | 17968091 | 494911100 | 512879191 | 0 | 0 | 0 | 9333694.1674 | 0 | 0 | 0 | 0 | 0 | 0 | 0 | 0 | 0 | 0 | 0 | 0 | 0 | 0 | 0 | 0 | 12 | 1
SI/NO | A | 117 | 2015 | 3 | 21 | 21 |  |  |  | 0 | 0 | Wood Poles | 8.43 | 0 | 0 |  | 19593 | 149364797 | 149384390 | 0 | 0 | 0 | 2718589.9411 | 0 | 0 | 0 | 0 | 0 | 0 | 0 | 0 | 0 | 0 | 0 | 0 | 0 | 0 | 0 | 0 | 12 | 1
SI/NO | A | 117 | 2015 | 3 | 22 | 22 |  |  |  | 0 | 0 | Steel Towers | 4755.28 | 121.43 | 0 |  | 0 | 0 | 0 | 0 | 0 | 0 | 0 | 0 | 0 | 0 | 0 | 0 | 0 | 0 | 0 | 0 | 0 | 0 | 0 | 0 | 0 | 0 | 0 | 12 | 1
SI/NO | S | 117 | 2015 | 3 | 23 | 23 |  |  |  | 0 | 0 | Underground | 18.3 | 0 | 0 |  | 0 | 166018245 | 166018245 | 0 | 0 | 0 | 3021303.1689 | 0 | 0 | 0 | 0 | 0 | 0 | 0 | 0 | 0 | 0 | 0 | 0 | 0 | 0 | 0 | 0 | 12 | 1
SI/NO | A | 117 | 2015 | 3 | 25 | 25 |  | Lines Operated at 69kV |  | 0 | 0 | Steel Poles | 265.26 | 24.19 | 0 |  | 2294539 | 26032111 | 28326650 | 0 | 0 | 0 | 515505.9759 | 0 | 0 | 0 | 0 | 0 | 0 | 0 | 0 | 0 | 0 | 0 | 0 | 0 | 0 | 0 | 0 | 12 | 1
SI/NO | A | 117 | 2015 | 3 | 26 | 26 |  | Lines Operated at 46kV |  | 0 | 0 | Wood Poles | 317.32 | 0.41 | 0 |  | 1050637 | 42365728 | 43416365 | 0 | 0 | 0 | 790117.9847 | 0 | 0 | 0 | 0 | 0 | 0 | 0 | 0 | 0 | 0 | 0 | 0 | 0 | 0 | 0 | 0 | 12 | 1
SI/NO | A | 117 | 2015 | 3 | 27 | 27 |  | Lines Operated at 34.5kV |  | 0 | 0 | Wood H Frames | 3508.52 | 81.04 | 0 |  | 1188511 | 163389509 | 164578020 | 0 | 0 | 0 | 2995093.0595 | 0 | 0 | 0 | 0 | 0 | 0 | 0 | 0 | 0 | 0 | 0 | 0 | 0 | 0 | 0 | 0 | 12 | 1
SI/NO | A | 117 | 2015 | 3 | 28 | 28 |  | Lines Operated at 23kV |  | 0 | 0 | Wood Poles | 473.4 | 7.94 | 0 |  | 1157039 | 26048835 | 27205874 | 0 | 0 | 0 | 495109.3979 | 0 | 0 | 0 | 0 | 0 | 0 | 0 | 0 | 0 | 0 | 0 | 0 | 0 | 0 | 0 | 0 | 12 | 1
NO |  | 117 | 2015 | 3 | 29 | 29 |  | Lines Operated at |  | 0 | 0 | Wood Poles | 112.45 | 0.96 | 0 |  | 827006 | 1799198 | 2626204 | 0 | 0 | 0 | 0 | 0 | 0 | 0 | 0 | 0 | 0 | 0 | 0 | 0 | 0 | 0 | 0 | 0 | 0 | 0 | 0 | 12 | 1
NO |  | 119 | 2015 | 0 | 1 | 1 |  | Dumont (AEP) | Stillwell Sub. | 345 | 0 | steel tower | 2.86 | 0 | 1 | 900MCM ACSR | 0 | 0 | 0 | 0 | 0 | 0 | 0 | 0 | 0 | 0 | 0 | 0 | 0 | 0 | 0 | 0 | 0 | 0 | 0 | 0 | 0 | 0 | 0 | 12 | 1
NO |  | 119 | 2015 | 0 | 2 | 2 |  | Dune Acres Sub. | Babcock Sub. | 345 | 345 | steel tower | 7.71 | 0 | 1 | 2156MCM ACSR | 0 | 0 | 0 | 0 | 0 | 0 | 0 | 0 | 0 | 0 | 0 | 0 | 0 | 0 | 0 | 0 | 0 | 0 | 0 | 0 | 0 | 0 | 0 | 12 | 1
NO |  | 119 | 2015 | 0 | 3 | 3 |  | Babcock Sub. | Lake George Sub. | 345 | 345 | steel tower | 11.74 | 0 | 1 | 2156MCM ACSR | 0 | 0 | 0 | 0 | 0 | 0 | 0 | 0 | 0 | 0 | 0 | 0 | 0 | 0 | 0 | 0 | 0 | 0 | 0 | 0 | 0 | 0 | 0 | 12 | 1
NO |  | 119 | 2015 | 0 | 4 | 4 |  | Munster Sub. | Burnham (CECO) | 345 | 345 | steel pole | 0.47 | 0 | 1 | 2156MCM ACSR | 0 | 0 | 0 | 0 | 0 | 0 | 0 | 0 | 0 | 0 | 0 | 0 | 0 | 0 | 0 | 0 | 0 | 0 | 0 | 0 | 0 | 0 | 0 | 12 | 1
NO |  | 119 | 2015 | 0 | 5 | 5 |  |  |  | 0 | 0 | steel tower | 0.15 | 0 | 0 |  | 0 | 0 | 0 | 0 | 0 | 0 | 0 | 0 | 0 | 0 | 0 | 0 | 0 | 0 | 0 | 0 | 0 | 0 | 0 | 0 | 0 | 0 | 0 | 12 | 1
NO |  | 119 | 2015 | 0 | 6 | 6 |  | Michigan City Gen. Station | Babcock Sub. | 345 | 345 | steel pole | 1.23 | 0 | 1 | 2156MCM ACSR | 0 | 0 | 0 | 0 | 0 | 0 | 0 | 0 | 0 | 0 | 0 | 0 | 0 | 0 | 0 | 0 | 0 | 0 | 0 | 0 | 0 | 0 | 0 | 12 | 1
NO |  | 119 | 2015 | 0 | 7 | 7 |  |  |  | 0 | 0 | steel tower | 18.13 | 0 | 0 |  | 0 | 0 | 0 | 0 | 0 | 0 | 0 | 0 | 0 | 0 | 0 | 0 | 0 | 0 | 0 | 0 | 0 | 0 | 0 | 0 | 0 | 0 | 0 | 12 | 1
NO |  | 119 | 2015 | 0 | 8 | 8 |  | Michigan City Gen. Station | Dune Acres Sub. | 345 | 345 | steel pole | 8.64 | 1.23 | 1 | 2156MCM ACSR | 0 | 0 | 0 | 0 | 0 | 0 | 0 | 0 | 0 | 0 | 0 | 0 | 0 | 0 | 0 | 0 | 0 | 0 | 0 | 0 | 0 | 0 | 0 | 12 | 1
NO |  | 119 | 2015 | 0 | 9 | 9 |  |  |  | 0 | 0 | steel tower | 1.76 | 0 | 0 |  | 0 | 0 | 0 | 0 | 0 | 0 | 0 | 0 | 0 | 0 | 0 | 0 | 0 | 0 | 0 | 0 | 0 | 0 | 0 | 0 | 0 | 0 | 0 | 12 | 1
NO |  | 119 | 2015 | 0 | 10 | 10 |  | Schahfer Gen. Station | Tower Road Sub. | 345 | 345 | steel tower | 19.86 | 0 | 1 | 2156MCM ACSR | 0 | 0 | 0 | 0 | 0 | 0 | 0 | 0 | 0 | 0 | 0 | 0 | 0 | 0 | 0 | 0 | 0 | 0 | 0 | 0 | 0 | 0 | 0 | 12 | 1
NO |  | 119 | 2015 | 0 | 11 | 11 |  | Schahfer Gen. Station | Lake George Sub. | 345 | 345 | steel tower | 31.87 | 0 | 1 | 2156MCM ACSR | 0 | 0 | 0 | 0 | 0 | 0 | 0 | 0 | 0 | 0 | 0 | 0 | 0 | 0 | 0 | 0 | 0 | 0 | 0 | 0 | 0 | 0 | 0 | 12 | 1
NO |  | 119 | 2015 | 0 | 12 | 12 |  | Burr Oak Sub. | Leesburg Sub. | 345 | 345 | steel tower | 28.16 | 0 | 1 | 2156MCM ACSR | 0 | 0 | 0 | 0 | 0 | 0 | 0 | 0 | 0 | 0 | 0 | 0 | 0 | 0 | 0 | 0 | 0 | 0 | 0 | 0 | 0 | 0 | 0 | 12 | 1
NO |  | 119 | 2015 | 0 | 13 | 13 |  | Dune Acres Sub. | Gary Avenue | 345 | 345 | steel pole | 13.88 | 0 | 1 | 2156MCM ACSR | 0 | 0 | 0 | 0 | 0 | 0 | 0 | 0 | 0 | 0 | 0 | 0 | 0 | 0 | 0 | 0 | 0 | 0 | 0 | 0 | 0 | 0 | 0 | 12 | 1
NO |  | 119 | 2015 | 0 | 14 | 14 |  |  |  | 0 | 0 | steel tower | 13.09 | 0 | 0 |  | 0 | 0 | 0 | 0 | 0 | 0 | 0 | 0 | 0 | 0 | 0 | 0 | 0 | 0 | 0 | 0 | 0 | 0 | 0 | 0 | 0 | 0 | 0 | 12 | 1
NO |  | 119 | 2015 | 0 | 15 | 15 |  | Sheffield Sub. | State Line Gen. Sta. (CECO) | 345 | 345 | steel pole | 0.47 | 0 | 1 | 2156MCM ACSR | 0 | 0 | 0 | 0 | 0 | 0 | 0 | 0 | 0 | 0 | 0 | 0 | 0 | 0 | 0 | 0 | 0 | 0 | 0 | 0 | 0 | 0 | 0 | 12 | 1
NO |  | 119 | 2015 | 0 | 16 | 16 |  |  |  | 0 | 0 | steel tower | 1.41 | 0 | 0 |  | 0 | 0 | 0 | 0 | 0 | 0 | 0 | 0 | 0 | 0 | 0 | 0 | 0 | 0 | 0 | 0 | 0 | 0 | 0 | 0 | 0 | 0 | 0 | 12 | 1
NO |  | 119 | 2015 | 0 | 17 | 17 |  | Sheffield Sub. | Burnham (CECO) | 345 | 345 | steel pole | 0.46 | 0 | 1 | 2156MCM ACSR | 0 | 0 | 0 | 0 | 0 | 0 | 0 | 0 | 0 | 0 | 0 | 0 | 0 | 0 | 0 | 0 | 0 | 0 | 0 | 0 | 0 | 0 | 0 | 12 | 1
NO |  | 119 | 2015 | 0 | 18 | 18 |  |  |  | 0 | 0 | steel tower | 0 | 1.41 | 0 |  | 0 | 0 | 0 | 0 | 0 | 0 | 0 | 0 | 0 | 0 | 0 | 0 | 0 | 0 | 0 | 0 | 0 | 0 | 0 | 0 | 0 | 0 | 0 | 12 | 1
NO |  | 119 | 2015 | 0 | 19 | 19 |  | Schahfer Gen. Station | Burr Oak Sub. | 345 | 345 | steel tower | 32.46 | 0 | 1 | 2156MCM ACSR | 0 | 0 | 0 | 0 | 0 | 0 | 0 | 0 | 0 | 0 | 0 | 0 | 0 | 0 | 0 | 0 | 0 | 0 | 0 | 0 | 0 | 0 | 0 | 12 | 1
NO |  | 119 | 2015 | 0 | 20 | 20 |  | Babcock Sub. | Stillwell Sub. | 345 | 345 | steel tower | 21.37 | 7.4 | 1 | 900MCM ACSR | 0 | 0 | 0 | 0 | 0 | 0 | 0 | 0 | 0 | 0 | 0 | 0 | 0 | 0 | 0 | 0 | 0 | 0 | 0 | 0 | 0 | 0 | 0 | 12 | 1
NO |  | 119 | 2015 | 0 | 21 | 21 |  | Schahfer Gen. Station | Green Acres Sub. | 345 | 345 | steel tower | 0.88 | 25.75 | 1 | 2156MCM ACSR | 0 | 0 | 0 | 0 | 0 | 0 | 0 | 0 | 0 | 0 | 0 | 0 | 0 | 0 | 0 | 0 | 0 | 0 | 0 | 0 | 0 | 0 | 0 | 12 | 1
NO |  | 119 | 2015 | 0 | 22 | 22 |  | Leesburg Sub. | Deedsville (CINERGY) | 345 | 345 | steel tower | 17.68 | 0 | 1 | 954MCM ACSR | 0 | 0 | 0 | 0 | 0 | 0 | 0 | 0 | 0 | 0 | 0 | 0 | 0 | 0 | 0 | 0 | 0 | 0 | 0 | 0 | 0 | 0 | 0 | 12 | 1
NO |  | 119 | 2015 | 0 | 23 | 23 |  | Sheffield Sub. | Gary Avenue | 345 | 345 | steel pole | 5.9 | 1.74 | 1 | 2156MCM ACSR | 0 | 0 | 0 | 0 | 0 | 0 | 0 | 0 | 0 | 0 | 0 | 0 | 0 | 0 | 0 | 0 | 0 | 0 | 0 | 0 | 0 | 0 | 0 | 12 | 1
NO |  | 119 | 2015 | 0 | 24 | 24 |  | Schahfer Gen. Station | St. John Sub. | 345 | 345 | steel pole | 16 | 0 | 1 | 2156MCM ACSR | 0 | 0 | 0 | 0 | 0 | 0 | 0 | 0 | 0 | 0 | 0 | 0 | 0 | 0 | 0 | 0 | 0 | 0 | 0 | 0 | 0 | 0 | 0 | 12 | 1
NO |  | 119 | 2015 | 0 | 25 | 25 |  |  |  | 0 | 0 | steel tower | 15.01 | 0 | 0 |  | 0 | 0 | 0 | 0 | 0 | 0 | 0 | 0 | 0 | 0 | 0 | 0 | 0 | 0 | 0 | 0 | 0 | 0 | 0 | 0 | 0 | 0 | 0 | 12 | 1
NO |  | 119 | 2015 | 0 | 26 | 26 |  | Lake George Sub. | Munster Sub. | 345 | 345 | steel pole | 3.24 | 8.23 | 1 | 2156MCM ACSR | 0 | 0 | 0 | 0 | 0 | 0 | 0 | 0 | 0 | 0 | 0 | 0 | 0 | 0 | 0 | 0 | 0 | 0 | 0 | 0 | 0 | 0 | 0 | 12 | 1
NO |  | 119 | 2015 | 0 | 27 | 27 |  |  |  | 0 | 0 | steel tower | 3.28 | 0 | 0 |  | 0 | 0 | 0 | 0 | 0 | 0 | 0 | 0 | 0 | 0 | 0 | 0 | 0 | 0 | 0 | 0 | 0 | 0 | 0 | 0 | 0 | 0 | 0 | 12 | 1
NO |  | 119 | 2015 | 0 | 28 | 28 |  | Tower Road | Babcock Sub. | 345 | 345 | steel tower | 6.97 | 0 | 1 | 2156MCM ACSR | 0 | 0 | 0 | 0 | 0 | 0 | 0 | 0 | 0 | 0 | 0 | 0 | 0 | 0 | 0 | 0 | 0 | 0 | 0 | 0 | 0 | 0 | 0 | 12 | 1
NO |  | 119 | 2015 | 0 | 29 | 29 |  | Leesburg Sub. | Hiple, F. G. Sub. | 345 | 345 | steel pole | 22.66 | 0 | 1 | 2156MCM ACSR | 0 | 0 | 0 | 0 | 0 | 0 | 0 | 0 | 0 | 0 | 0 | 0 | 0 | 0 | 0 | 0 | 0 | 0 | 0 | 0 | 0 | 0 | 0 | 12 | 1
NO |  | 119 | 2015 | 0 | 30 | 30 |  | Praxair Inc #6 - Whiting E | Whting Clean Energy, Inc | 138 | 138 | steel pole | 0.83 | 0 | 1 | 2156 MCM ACSR | 0 | 0 | 0 | 0 | 0 | 0 | 0 | 0 | 0 | 0 | 0 | 0 | 0 | 0 | 0 | 0 | 0 | 0 | 0 | 0 | 0 | 0 | 0 | 12 | 1
NO |  | 119 | 2015 | 0 | 31 | 31 |  | Batavia (METC) | Barton Lake Sub. | 138 | 138 | wood pole | 0.96 | 0 | 1 | 900MCM ACSR | 0 | 0 | 0 | 0 | 0 | 0 | 0 | 0 | 0 | 0 | 0 | 0 | 0 | 0 | 0 | 0 | 0 | 0 | 0 | 0 | 0 | 0 | 0 | 12 | 1
NO |  | 119 | 2015 | 0 | 32 | 32 |  | State Line Gen. Sta. (CECO) | Wolf Lake Sub. | 138 | 138 | steel tower | 0.09 | 0 | 1 | 336 ACSS | 0 | 0 | 0 | 0 | 0 | 0 | 0 | 0 | 0 | 0 | 0 | 0 | 0 | 0 | 0 | 0 | 0 | 0 | 0 | 0 | 0 | 0 | 0 | 12 | 1
NO |  | 119 | 2015 | 0 | 33 | 33 |  |  |  | 0 | 0 | steel pole | 0.91 | 0 | 0 | 900 MCM ACSR | 0 | 0 | 0 | 0 | 0 | 0 | 0 | 0 | 0 | 0 | 0 | 0 | 0 | 0 | 0 | 0 | 0 | 0 | 0 | 0 | 0 | 0 | 0 | 12 | 1
NO |  | 119 | 2015 | 0 | 34 | 34 |  |  |  | 0 | 0 |  | 0 | 0 | 0 | 954 KCM ACSR | 0 | 0 | 0 | 0 | 0 | 0 | 0 | 0 | 0 | 0 | 0 | 0 | 0 | 0 | 0 | 0 | 0 | 0 | 0 | 0 | 0 | 0 | 0 | 12 | 1
NO |  | 119 | 2015 | 0 | 35 | 35 |  | Sheffield Sub. | Calumet | 138 | 138 | steel tower | 2.4 | 0 | 1 | 900MCM ACSR | 0 | 0 | 0 | 0 | 0 | 0 | 0 | 0 | 0 | 0 | 0 | 0 | 0 | 0 | 0 | 0 | 0 | 0 | 0 | 0 | 0 | 0 | 0 | 12 | 1
NO |  | 119 | 2015 | 0 | 36 | 36 |  | TOTAL |  | 0 | 0 |  | 890.52 | 218.87 | 128 |  | 596335 | 179999235 | 180595570 | 0 | 0 | 0 | 0 | 0 | 0 | 0 | 0 | 0 | 0 | 0 | 0 | 0 | 0 | 0 | 0 | 0 | 0 | 0 | 0 | 12 | 1
NO |  | 119 | 2015 | 1 | 1 | 1 |  | Aetna Sub. | Dune Acres Sub. | 138 | 138 | steel tower | 12.36 | 0 | 1 | 900MCM ACSR | 0 | 0 | 0 | 0 | 0 | 0 | 0 | 0 | 0 | 0 | 0 | 0 | 0 | 0 | 0 | 0 | 0 | 0 | 0 | 0 | 0 | 0 | 0 | 12 | 1
NO |  | 119 | 2015 | 1 | 2 | 2 |  |  | Praxair Inc. #5-Burns Harb. | 0 | 0 |  | 0 | 0 | 0 |  | 0 | 0 | 0 | 0 | 0 | 0 | 0 | 0 | 0 | 0 | 0 | 0 | 0 | 0 | 0 | 0 | 0 | 0 | 0 | 0 | 0 | 0 | 0 | 12 | 1
NO |  | 119 | 2015 | 1 | 3 | 3 |  | Aetna Sub. | Dune Acres Sub. | 138 | 138 | steel tower | 0.4 | 11.23 | 1 | 900MCM ACSR | 0 | 0 | 0 | 0 | 0 | 0 | 0 | 0 | 0 | 0 | 0 | 0 | 0 | 0 | 0 | 0 | 0 | 0 | 0 | 0 | 0 | 0 | 0 | 12 | 1
NO |  | 119 | 2015 | 1 | 4 | 4 |  | Monticello Sub. | SpringBoro (Duke) | 138 | 138 | steel tower | 4.4 | 0 | 1 | 900MCM ACSR | 0 | 0 | 0 | 0 | 0 | 0 | 0 | 0 | 0 | 0 | 0 | 0 | 0 | 0 | 0 | 0 | 0 | 0 | 0 | 0 | 0 | 0 | 0 | 12 | 1
NO |  | 119 | 2015 | 1 | 5 | 5 |  |  |  | 0 | 0 | wood H-frame | 6.59 | 0 | 0 |  | 0 | 0 | 0 | 0 | 0 | 0 | 0 | 0 | 0 | 0 | 0 | 0 | 0 | 0 | 0 | 0 | 0 | 0 | 0 | 0 | 0 | 0 | 0 | 12 | 1
NO |  | 119 | 2015 | 1 | 6 | 6 |  | Roxana Sub. | mittal Steel IN Harbor #2 | 138 | 138 | steel pole | 0.24 | 0 | 1 | 300MCM CU | 0 | 0 | 0 | 0 | 0 | 0 | 0 | 0 | 0 | 0 | 0 | 0 | 0 | 0 | 0 | 0 | 0 | 0 | 0 | 0 | 0 | 0 | 0 | 12 | 1
NO |  | 119 | 2015 | 1 | 7 | 7 |  |  |  | 0 | 0 | steel tower | 3.81 | 0 | 0 | 400MCM CU | 0 | 0 | 0 | 0 | 0 | 0 | 0 | 0 | 0 | 0 | 0 | 0 | 0 | 0 | 0 | 0 | 0 | 0 | 0 | 0 | 0 | 0 | 0 | 12 | 1
NO |  | 119 | 2015 | 1 | 8 | 8 |  | Hiple, F. G. Sub. | LaGrange Sub. | 138 | 138 | wood pole | 13.29 | 0 | 1 | 900MCM ACSR | 0 | 0 | 0 | 0 | 0 | 0 | 0 | 0 | 0 | 0 | 0 | 0 | 0 | 0 | 0 | 0 | 0 | 0 | 0 | 0 | 0 | 0 | 0 | 12 | 1
NO |  | 119 | 2015 | 1 | 9 | 9 |  | Burns Ditch Sub. | Miller Sub. | 138 | 138 | steel tower | 8.01 | 0 | 1 | 900MCM ACSR | 0 | 0 | 0 | 0 | 0 | 0 | 0 | 0 | 0 | 0 | 0 | 0 | 0 | 0 | 0 | 0 | 0 | 0 | 0 | 0 | 0 | 0 | 0 | 12 | 1
NO |  | 119 | 2015 | 1 | 10 | 10 |  | Chicago Ave. Sub. | Praxair Inc. #1- | 138 | 138 | steel pole | 0.24 | 0 | 1 | 900MCM ACSR | 0 | 0 | 0 | 0 | 0 | 0 | 0 | 0 | 0 | 0 | 0 | 0 | 0 | 0 | 0 | 0 | 0 | 0 | 0 | 0 | 0 | 0 | 0 | 12 | 1
NO |  | 119 | 2015 | 1 | 11 | 11 |  |  | East Chicago | 0 | 0 | wood pole | 2.21 | 0 | 0 |  | 0 | 0 | 0 | 0 | 0 | 0 | 0 | 0 | 0 | 0 | 0 | 0 | 0 | 0 | 0 | 0 | 0 | 0 | 0 | 0 | 0 | 0 | 0 | 12 | 1
NO |  | 119 | 2015 | 1 | 12 | 12 |  | Maple Sub. | LNG Plant | 138 | 138 | steel tower | 7.08 | 0 | 1 | 300MCM CU | 0 | 0 | 0 | 0 | 0 | 0 | 0 | 0 | 0 | 0 | 0 | 0 | 0 | 0 | 0 | 0 | 0 | 0 | 0 | 0 | 0 | 0 | 0 | 12 | 1
NO |  | 119 | 2015 | 1 | 13 | 13 |  |  |  | 0 | 0 | wood pole | 0.73 | 0 | 0 | 336.4MCM ACSR | 0 | 0 | 0 | 0 | 0 | 0 | 0 | 0 | 0 | 0 | 0 | 0 | 0 | 0 | 0 | 0 | 0 | 0 | 0 | 0 | 0 | 0 | 0 | 12 | 1
NO |  | 119 | 2015 | 1 | 14 | 14 |  |  |  | 0 | 0 |  | 0 | 0 | 0 | 397.5MCM ACSR | 0 | 0 | 0 | 0 | 0 | 0 | 0 | 0 | 0 | 0 | 0 | 0 | 0 | 0 | 0 | 0 | 0 | 0 | 0 | 0 | 0 | 0 | 0 | 12 | 1
NO |  | 119 | 2015 | 1 | 15 | 15 |  | Michigan City Gen. Station | LaPorte Jct (AEP) | 138 | 138 | steel tower | 22.79 | 0 | 1 | 397.5MCM ACSR | 0 | 0 | 0 | 0 | 0 | 0 | 0 | 0 | 0 | 0 | 0 | 0 | 0 | 0 | 0 | 0 | 0 | 0 | 0 | 0 | 0 | 0 | 0 | 12 | 1
NO |  | 119 | 2015 | 1 | 16 | 16 |  |  | Olive (AEP) | 0 | 0 |  | 0 | 0 | 0 |  | 0 | 0 | 0 | 0 | 0 | 0 | 0 | 0 | 0 | 0 | 0 | 0 | 0 | 0 | 0 | 0 | 0 | 0 | 0 | 0 | 0 | 0 | 0 | 12 | 1
NO |  | 119 | 2015 | 1 | 17 | 17 |  | Michigan City Gen. Station | Trail Creek | 138 | 138 | steel tower | 0.26 | 6.41 | 1 | 397.5MCM ACSR | 0 | 0 | 0 | 0 | 0 | 0 | 0 | 0 | 0 | 0 | 0 | 0 | 0 | 0 | 0 | 0 | 0 | 0 | 0 | 0 | 0 | 0 | 0 | 12 | 1
NO |  | 119 | 2015 | 1 | 18 | 18 |  | Michigan City Gen. Station | Luchtman Rd. Sub. | 138 | 138 | steel tower | 5.04 | 0 | 1 | 300MCM CU | 0 | 0 | 0 | 0 | 0 | 0 | 0 | 0 | 0 | 0 | 0 | 0 | 0 | 0 | 0 | 0 | 0 | 0 | 0 | 0 | 0 | 0 | 0 | 12 | 1
NO |  | 119 | 2015 | 1 | 19 | 19 |  |  |  | 0 | 0 | wood pole | 0.02 | 0 | 0 | 397.5MCM ACSR | 0 | 0 | 0 | 0 | 0 | 0 | 0 | 0 | 0 | 0 | 0 | 0 | 0 | 0 | 0 | 0 | 0 | 0 | 0 | 0 | 0 | 0 | 0 | 12 | 1
NO |  | 119 | 2015 | 1 | 20 | 20 |  | New Carlisle Sub. | Maple Sub. | 138 | 138 | steel tower | 5.29 | 9.82 | 1 | 300MCM CU | 0 | 0 | 0 | 0 | 0 | 0 | 0 | 0 | 0 | 0 | 0 | 0 | 0 | 0 | 0 | 0 | 0 | 0 | 0 | 0 | 0 | 0 | 0 | 12 | 1
NO |  | 119 | 2015 | 1 | 21 | 21 |  |  |  | 0 | 0 |  | 0 | 0 | 0 | 397.5MCM ACSR | 0 | 0 | 0 | 0 | 0 | 0 | 0 | 0 | 0 | 0 | 0 | 0 | 0 | 0 | 0 | 0 | 0 | 0 | 0 | 0 | 0 | 0 | 0 | 12 | 1
NO |  | 119 | 2015 | 1 | 22 | 22 |  | Miller Sub. | US Steel - Tin Mill | 138 | 138 | steel tower | 4.87 | 0 | 1 | 900MCM ACSR | 0 | 0 | 0 | 0 | 0 | 0 | 0 | 0 | 0 | 0 | 0 | 0 | 0 | 0 | 0 | 0 | 0 | 0 | 0 | 0 | 0 | 0 | 0 | 12 | 1
NO |  | 119 | 2015 | 1 | 23 | 23 |  | Aetna Sub. | Praxair Inc. #3-Lakeside | 138 | 138 | steel tower | 7.41 | 0 | 1 | 400MCM CU | 0 | 0 | 0 | 0 | 0 | 0 | 0 | 0 | 0 | 0 | 0 | 0 | 0 | 0 | 0 | 0 | 0 | 0 | 0 | 0 | 0 | 0 | 0 | 12 | 1
NO |  | 119 | 2015 | 1 | 24 | 24 |  |  |  | 0 | 0 |  | 0 | 0 | 0 | 900MCM ACSR | 0 | 0 | 0 | 0 | 0 | 0 | 0 | 0 | 0 | 0 | 0 | 0 | 0 | 0 | 0 | 0 | 0 | 0 | 0 | 0 | 0 | 0 | 0 | 12 | 1
NO |  | 119 | 2015 | 1 | 25 | 25 |  | Burr Oak Sub. | Plymouth Sub. | 138 | 138 | steel tower | 8.14 | 0 | 1 | 954MCM ACSR | 0 | 0 | 0 | 0 | 0 | 0 | 0 | 0 | 0 | 0 | 0 | 0 | 0 | 0 | 0 | 0 | 0 | 0 | 0 | 0 | 0 | 0 | 0 | 12 | 1
NO |  | 119 | 2015 | 1 | 26 | 26 |  |  |  | 0 | 0 | wood pole | 0.1 | 0 | 0 | 300MCM CU | 0 | 0 | 0 | 0 | 0 | 0 | 0 | 0 | 0 | 0 | 0 | 0 | 0 | 0 | 0 | 0 | 0 | 0 | 0 | 0 | 0 | 0 | 0 | 12 | 1
NO |  | 119 | 2015 | 1 | 27 | 27 |  |  |  | 0 | 0 |  | 0 | 0 | 0 | 397.5MCM ACSR | 0 | 0 | 0 | 0 | 0 | 0 | 0 | 0 | 0 | 0 | 0 | 0 | 0 | 0 | 0 | 0 | 0 | 0 | 0 | 0 | 0 | 0 | 0 | 12 | 1
NO |  | 119 | 2015 | 1 | 28 | 28 |  | Valparaiso | Starke | 138 | 138 | steel tower | 15.3 | 0 | 1 | 336.4 MCM ACSR | 0 | 0 | 0 | 0 | 0 | 0 | 0 | 0 | 0 | 0 | 0 | 0 | 0 | 0 | 0 | 0 | 0 | 0 | 0 | 0 | 0 | 0 | 0 | 12 | 1
NO |  | 119 | 2015 | 1 | 29 | 29 |  | Plymouth Sub. | Kosciusko Sub. | 138 | 138 | steel tower | 20.1 | 2.24 | 1 | 336.4 MCM ACSR | 0 | 0 | 0 | 0 | 0 | 0 | 0 | 0 | 0 | 0 | 0 | 0 | 0 | 0 | 0 | 0 | 0 | 0 | 0 | 0 | 0 | 0 | 0 | 12 | 1
NO |  | 119 | 2015 | 1 | 30 | 30 |  |  | Leesburg Sub. | 0 | 0 | wood pole | 7.78 | 0 | 0 | 397.5 MCM ACSR | 0 | 0 | 0 | 0 | 0 | 0 | 0 | 0 | 0 | 0 | 0 | 0 | 0 | 0 | 0 | 0 | 0 | 0 | 0 | 0 | 0 | 0 | 0 | 12 | 1
NO |  | 119 | 2015 | 1 | 31 | 31 |  |  | Northwest-Kosciusko Co REMC | 0 | 0 |  | 0 | 0 | 0 | 900 MCM ACSR | 0 | 0 | 0 | 0 | 0 | 0 | 0 | 0 | 0 | 0 | 0 | 0 | 0 | 0 | 0 | 0 | 0 | 0 | 0 | 0 | 0 | 0 | 0 | 12 | 1
NO |  | 119 | 2015 | 1 | 32 | 32 |  | Lake George Sub. | Miller Sub. | 138 | 138 | steel tower | 5.49 | 0 | 1 | 900MCM ACSR | 0 | 0 | 0 | 0 | 0 | 0 | 0 | 0 | 0 | 0 | 0 | 0 | 0 | 0 | 0 | 0 | 0 | 0 | 0 | 0 | 0 | 0 | 0 | 12 | 1
NO |  | 119 | 2015 | 1 | 33 | 33 |  | Munster Sub. | Hartsdale Sub. | 138 | 138 | steel pole | 2.63 | 0 | 1 | 397.5MCM ACSR | 0 | 0 | 0 | 0 | 0 | 0 | 0 | 0 | 0 | 0 | 0 | 0 | 0 | 0 | 0 | 0 | 0 | 0 | 0 | 0 | 0 | 0 | 0 | 12 | 1
NO |  | 119 | 2015 | 1 | 34 | 34 |  |  |  | 0 | 0 | wood H-frame | 2.64 | 0 | 0 | 900MCM ACSR | 0 | 0 | 0 | 0 | 0 | 0 | 0 | 0 | 0 | 0 | 0 | 0 | 0 | 0 | 0 | 0 | 0 | 0 | 0 | 0 | 0 | 0 | 0 | 12 | 1
NO |  | 119 | 2015 | 1 | 35 | 35 |  | Marktown | Whiting Clean Energy, INC | 138 | 138 | steel pole | 1 | 0 | 1 | 2156 MCM ACSR | 0 | 0 | 0 | 0 | 0 | 0 | 0 | 0 | 0 | 0 | 0 | 0 | 0 | 0 | 0 | 0 | 0 | 0 | 0 | 0 | 0 | 0 | 0 | 12 | 1
NO |  | 119 | 2015 | 2 | 1 | 1 |  | Mitchell Gen. Station | Roxana Sub. | 138 | 138 | steel pole | 0.09 | 0 | 1 | 3158 KCM AL | 0 | 0 | 0 | 0 | 0 | 0 | 0 | 0 | 0 | 0 | 0 | 0 | 0 | 0 | 0 | 0 | 0 | 0 | 0 | 0 | 0 | 0 | 0 | 12 | 1
NO |  | 119 | 2015 | 2 | 2 | 2 |  |  |  | 0 | 0 | steel tower | 4.08 | 0 | 0 | 900 MCM ACSR | 0 | 0 | 0 | 0 | 0 | 0 | 0 | 0 | 0 | 0 | 0 | 0 | 0 | 0 | 0 | 0 | 0 | 0 | 0 | 0 | 0 | 0 | 0 | 12 | 1
NO |  | 119 | 2015 | 2 | 3 | 3 |  |  |  | 0 | 0 | underground | 0.57 | 0 | 0 | 400 MCM CU | 0 | 0 | 0 | 0 | 0 | 0 | 0 | 0 | 0 | 0 | 0 | 0 | 0 | 0 | 0 | 0 | 0 | 0 | 0 | 0 | 0 | 0 | 0 | 12 | 1
NO |  | 119 | 2015 | 2 | 4 | 4 |  | Mitchell Gen. Station | US Steel - Tin Mill | 138 | 138 | steel tower | 3.29 | 1.2 | 1 | 900 MCM ACSR | 0 | 0 | 0 | 0 | 0 | 0 | 0 | 0 | 0 | 0 | 0 | 0 | 0 | 0 | 0 | 0 | 0 | 0 | 0 | 0 | 0 | 0 | 0 | 12 | 1
NO |  | 119 | 2015 | 2 | 5 | 5 |  | Michigan City Gen. Station | Maple Sub. | 138 | 138 | steel tower | 12.29 | 4.76 | 1 | 900MCM ACSR | 0 | 0 | 0 | 0 | 0 | 0 | 0 | 0 | 0 | 0 | 0 | 0 | 0 | 0 | 0 | 0 | 0 | 0 | 0 | 0 | 0 | 0 | 0 | 12 | 1
NO |  | 119 | 2015 | 2 | 6 | 6 |  | DeKalb Sub. | Auburn (AEP) | 138 | 138 | wood H-frame | 5.01 | 0 | 1 | 397.5MCM ACSR | 0 | 0 | 0 | 0 | 0 | 0 | 0 | 0 | 0 | 0 | 0 | 0 | 0 | 0 | 0 | 0 | 0 | 0 | 0 | 0 | 0 | 0 | 0 | 12 | 1
NO |  | 119 | 2015 | 2 | 7 | 7 |  | Chicago Ave. Sub. | Mittal Steel IN Harbor #5 | 138 | 138 | steel tower | 2.01 | 0 | 1 | 900MCM ACSR | 0 | 0 | 0 | 0 | 0 | 0 | 0 | 0 | 0 | 0 | 0 | 0 | 0 | 0 | 0 | 0 | 0 | 0 | 0 | 0 | 0 | 0 | 0 | 12 | 1
NO |  | 119 | 2015 | 2 | 8 | 8 |  | Marktown Sub. | Mittal Steel IN Harbor #5 | 138 | 138 | steel pole | 0.13 | 0 | 1 | 954 MCM ACSR | 0 | 0 | 0 | 0 | 0 | 0 | 0 | 0 | 0 | 0 | 0 | 0 | 0 | 0 | 0 | 0 | 0 | 0 | 0 | 0 | 0 | 0 | 0 | 12 | 1
NO |  | 119 | 2015 | 2 | 9 | 9 |  |  |  | 0 | 0 | steel tower | 1.65 | 0 | 0 |  | 0 | 0 | 0 | 0 | 0 | 0 | 0 | 0 | 0 | 0 | 0 | 0 | 0 | 0 | 0 | 0 | 0 | 0 | 0 | 0 | 0 | 0 | 0 | 12 | 1
NO |  | 119 | 2015 | 2 | 10 | 10 |  | Chicago Ave. Sub. | Praxair Inc. #3-Lakeside | 138 | 138 | steel tower | 1.43 | 0.18 | 1 | 400MCM CU | 0 | 0 | 0 | 0 | 0 | 0 | 0 | 0 | 0 | 0 | 0 | 0 | 0 | 0 | 0 | 0 | 0 | 0 | 0 | 0 | 0 | 0 | 0 | 12 | 1
NO |  | 119 | 2015 | 2 | 11 | 11 |  |  |  | 0 | 0 |  | 0 | 0 | 0 | 900MCM ACSR | 0 | 0 | 0 | 0 | 0 | 0 | 0 | 0 | 0 | 0 | 0 | 0 | 0 | 0 | 0 | 0 | 0 | 0 | 0 | 0 | 0 | 0 | 0 | 12 | 1
NO |  | 119 | 2015 | 2 | 12 | 12 |  | East Winamac Sub. | Monticello Sub. | 138 | 138 | steel tower | 24.08 | 0 | 1 | 300MCM CU | 0 | 0 | 0 | 0 | 0 | 0 | 0 | 0 | 0 | 0 | 0 | 0 | 0 | 0 | 0 | 0 | 0 | 0 | 0 | 0 | 0 | 0 | 0 | 12 | 1
NO |  | 119 | 2015 | 2 | 13 | 13 |  | Chicago Ave. Sub. | Mittal Steel IN Harbor #7 | 138 | 138 | steel tower | 0.34 | 2.41 | 1 | 900MCM ACSR | 0 | 0 | 0 | 0 | 0 | 0 | 0 | 0 | 0 | 0 | 0 | 0 | 0 | 0 | 0 | 0 | 0 | 0 | 0 | 0 | 0 | 0 | 0 | 12 | 1
NO |  | 119 | 2015 | 2 | 14 | 14 |  | St John | Enbridge - Griffith Term E | 138 | 138 | steel pole | 5.4 | 0 | 1 | 900MCM ACSR | 0 | 0 | 0 | 0 | 0 | 0 | 0 | 0 | 0 | 0 | 0 | 0 | 0 | 0 | 0 | 0 | 0 | 0 | 0 | 0 | 0 | 0 | 0 | 12 | 1
NO |  | 119 | 2015 | 2 | 15 | 15 |  | Roxana Sub. | Praxair Inc. #1- | 138 | 138 | steel tower | 0.17 | 2.05 | 1 | 300MCM CU | 0 | 0 | 0 | 0 | 0 | 0 | 0 | 0 | 0 | 0 | 0 | 0 | 0 | 0 | 0 | 0 | 0 | 0 | 0 | 0 | 0 | 0 | 0 | 12 | 1
NO |  | 119 | 2015 | 2 | 16 | 16 |  |  | East Chicago | 0 | 0 |  | 0 | 0 | 0 | 400MCM CU | 0 | 0 | 0 | 0 | 0 | 0 | 0 | 0 | 0 | 0 | 0 | 0 | 0 | 0 | 0 | 0 | 0 | 0 | 0 | 0 | 0 | 0 | 0 | 12 | 1
NO |  | 119 | 2015 | 2 | 17 | 17 |  |  |  | 0 | 0 |  | 0 | 0 | 0 | 900MCM ACSR | 0 | 0 | 0 | 0 | 0 | 0 | 0 | 0 | 0 | 0 | 0 | 0 | 0 | 0 | 0 | 0 | 0 | 0 | 0 | 0 | 0 | 0 | 0 | 12 | 1
NO |  | 119 | 2015 | 2 | 18 | 18 |  | Dune Acres Sub. | Burns Ditch Sub. | 138 | 138 | steel tower | 4.13 | 0 | 1 | 900MCM ACSR | 0 | 0 | 0 | 0 | 0 | 0 | 0 | 0 | 0 | 0 | 0 | 0 | 0 | 0 | 0 | 0 | 0 | 0 | 0 | 0 | 0 | 0 | 0 | 12 | 1
NO |  | 119 | 2015 | 2 | 19 | 19 |  | Michigan City Gen. Station | Dune Acres Sub. | 138 | 138 | steel tower | 11.65 | 0 | 1 | 300MCM CU | 0 | 0 | 0 | 0 | 0 | 0 | 0 | 0 | 0 | 0 | 0 | 0 | 0 | 0 | 0 | 0 | 0 | 0 | 0 | 0 | 0 | 0 | 0 | 12 | 1
NO |  | 119 | 2015 | 2 | 20 | 20 |  |  |  | 0 | 0 |  | 0 | 0 | 0 | 397.5MCM ACSR | 0 | 0 | 0 | 0 | 0 | 0 | 0 | 0 | 0 | 0 | 0 | 0 | 0 | 0 | 0 | 0 | 0 | 0 | 0 | 0 | 0 | 0 | 0 | 12 | 1
NO |  | 119 | 2015 | 2 | 21 | 21 |  | Marktown Sub. | Mittal Steel IN Harbor #2 | 138 | 138 | steel tower | 0.5 | 0 | 1 | 954 KCM ACSR | 0 | 0 | 0 | 0 | 0 | 0 | 0 | 0 | 0 | 0 | 0 | 0 | 0 | 0 | 0 | 0 | 0 | 0 | 0 | 0 | 0 | 0 | 0 | 12 | 1
NO |  | 119 | 2015 | 2 | 22 | 22 |  | Miller Sub. | Beta Steel Arc Furnace | 138 | 138 | steel pole | 0.35 | 0 | 1 | 900MCM ACSR | 0 | 0 | 0 | 0 | 0 | 0 | 0 | 0 | 0 | 0 | 0 | 0 | 0 | 0 | 0 | 0 | 0 | 0 | 0 | 0 | 0 | 0 | 0 | 12 | 1
NO |  | 119 | 2015 | 2 | 23 | 23 |  |  |  | 0 | 0 | steel tower | 0.37 | 8.29 | 0 |  | 0 | 0 | 0 | 0 | 0 | 0 | 0 | 0 | 0 | 0 | 0 | 0 | 0 | 0 | 0 | 0 | 0 | 0 | 0 | 0 | 0 | 0 | 0 | 12 | 1
NO |  | 119 | 2015 | 2 | 24 | 24 |  | Michigan City Gen. Station | Dune Acres Sub. | 138 | 138 | steel tower | 0.91 | 10.73 | 1 | 300MCM CU | 0 | 0 | 0 | 0 | 0 | 0 | 0 | 0 | 0 | 0 | 0 | 0 | 0 | 0 | 0 | 0 | 0 | 0 | 0 | 0 | 0 | 0 | 0 | 12 | 1
NO |  | 119 | 2015 | 2 | 25 | 25 |  |  |  | 0 | 0 |  | 0 | 0 | 0 | 397.5MCM ACSR | 0 | 0 | 0 | 0 | 0 | 0 | 0 | 0 | 0 | 0 | 0 | 0 | 0 | 0 | 0 | 0 | 0 | 0 | 0 | 0 | 0 | 0 | 0 | 12 | 1
NO |  | 119 | 2015 | 2 | 26 | 26 |  |  |  | 0 | 0 |  | 0 | 0 | 0 | 900MCM ACSR | 0 | 0 | 0 | 0 | 0 | 0 | 0 | 0 | 0 | 0 | 0 | 0 | 0 | 0 | 0 | 0 | 0 | 0 | 0 | 0 | 0 | 0 | 0 | 12 | 1
NO |  | 119 | 2015 | 2 | 27 | 27 |  | Northeast Sub. | Leesburg Sub. | 138 | 138 | steel tower | 9.93 | 0 | 1 | 397.5MCM ACSR | 0 | 0 | 0 | 0 | 0 | 0 | 0 | 0 | 0 | 0 | 0 | 0 | 0 | 0 | 0 | 0 | 0 | 0 | 0 | 0 | 0 | 0 | 0 | 12 | 1
NO |  | 119 | 2015 | 2 | 28 | 28 |  |  |  | 0 | 0 |  | 0 | 0 | 0 | 900MCM ACSR | 0 | 0 | 0 | 0 | 0 | 0 | 0 | 0 | 0 | 0 | 0 | 0 | 0 | 0 | 0 | 0 | 0 | 0 | 0 | 0 | 0 | 0 | 0 | 12 | 1
NO |  | 119 | 2015 | 2 | 29 | 29 |  | Mitchell Gen. Station | Mitchell Gen. Station | 138 | 138 | steel tower | 0.1 | 0 | 1 | 900MCM ACSR | 0 | 0 | 0 | 0 | 0 | 0 | 0 | 0 | 0 | 0 | 0 | 0 | 0 | 0 | 0 | 0 | 0 | 0 | 0 | 0 | 0 | 0 | 0 | 12 | 1
NO |  | 119 | 2015 | 2 | 30 | 30 |  | Reynolds Sub. | Magnetation | 138 | 138 | steel pole | 0.4 | 0 | 1 | 900MCM ACSR | 0 | 0 | 0 | 0 | 0 | 0 | 0 | 0 | 0 | 0 | 0 | 0 | 0 | 0 | 0 | 0 | 0 | 0 | 0 | 0 | 0 | 0 | 0 | 12 | 1
NO |  | 119 | 2015 | 2 | 31 | 31 |  |  |  | 0 | 0 | steel tower | 5.59 | 0 | 0 | 954MCM ACSR | 0 | 0 | 0 | 0 | 0 | 0 | 0 | 0 | 0 | 0 | 0 | 0 | 0 | 0 | 0 | 0 | 0 | 0 | 0 | 0 | 0 | 0 | 0 | 12 | 1
NO |  | 119 | 2015 | 2 | 32 | 32 |  | Dune Acres Sub. | Mittal Steel Burns Harbor | 138 | 138 | steel tower | 1.17 | 0 | 1 | 1590MCM ACSR | 0 | 0 | 0 | 0 | 0 | 0 | 0 | 0 | 0 | 0 | 0 | 0 | 0 | 0 | 0 | 0 | 0 | 0 | 0 | 0 | 0 | 0 | 0 | 12 | 1
NO |  | 119 | 2015 | 2 | 33 | 33 |  | Dune Acres Sub. | Mittal Steel Burns Harbor | 138 | 138 | steel tower | 0 | 1.17 | 1 | 1590MCM ACSR | 0 | 0 | 0 | 0 | 0 | 0 | 0 | 0 | 0 | 0 | 0 | 0 | 0 | 0 | 0 | 0 | 0 | 0 | 0 | 0 | 0 | 0 | 0 | 12 | 1
NO |  | 119 | 2015 | 2 | 34 | 34 |  | Marktown Sub. | Mittal Steel IN Harbor #3-4 | 138 | 138 | steel tower | 0.23 | 0 | 1 | 900MCM ACSR | 0 | 0 | 0 | 0 | 0 | 0 | 0 | 0 | 0 | 0 | 0 | 0 | 0 | 0 | 0 | 0 | 0 | 0 | 0 | 0 | 0 | 0 | 0 | 12 | 1
NO |  | 119 | 2015 | 2 | 35 | 35 |  | Schahfer Gen. Station | Jasper Co ROMC. | 138 | 138 | wood pole | 19.62 | 0 | 1 | 336.4MCM ACSR | 0 | 0 | 0 | 0 | 0 | 0 | 0 | 0 | 0 | 0 | 0 | 0 | 0 | 0 | 0 | 0 | 0 | 0 | 0 | 0 | 0 | 0 | 0 | 12 | 1
NO |  | 119 | 2015 | 3 | 1 | 1 |  |  |  | 0 | 0 |  | 0 | 0 | 0 | 397.5MCM ACSR | 0 | 0 | 0 | 0 | 0 | 0 | 0 | 0 | 0 | 0 | 0 | 0 | 0 | 0 | 0 | 0 | 0 | 0 | 0 | 0 | 0 | 0 | 0 | 12 | 1
NO |  | 119 | 2015 | 3 | 2 | 2 |  | Trail Creek Sub. | LaPorte-St. Joseph Co. Line | 138 | 138 | steel tower | 0.35 | 12.75 | 1 | 397.5MCM ACSR | 0 | 0 | 0 | 0 | 0 | 0 | 0 | 0 | 0 | 0 | 0 | 0 | 0 | 0 | 0 | 0 | 0 | 0 | 0 | 0 | 0 | 0 | 0 | 12 | 1
NO |  | 119 | 2015 | 3 | 3 | 3 |  |  | Jct. W/AEP EL CO | 0 | 0 | wood pole | 3.17 | 0 | 0 |  | 0 | 0 | 0 | 0 | 0 | 0 | 0 | 0 | 0 | 0 | 0 | 0 | 0 | 0 | 0 | 0 | 0 | 0 | 0 | 0 | 0 | 0 | 0 | 12 | 1
NO |  | 119 | 2015 | 3 | 4 | 4 |  | State Line Gen. Sta. (CECO) | Roxana Sub. | 138 | 138 | steel tower | 5.58 | 1.97 | 1 | 900MCM ACSR | 0 | 0 | 0 | 0 | 0 | 0 | 0 | 0 | 0 | 0 | 0 | 0 | 0 | 0 | 0 | 0 | 0 | 0 | 0 | 0 | 0 | 0 | 0 | 12 | 1
NO |  | 119 | 2015 | 3 | 5 | 5 |  |  |  | 0 | 0 |  | 0 | 0 | 0 | 300MCM CU | 0 | 0 | 0 | 0 | 0 | 0 | 0 | 0 | 0 | 0 | 0 | 0 | 0 | 0 | 0 | 0 | 0 | 0 | 0 | 0 | 0 | 0 | 0 | 12 | 1
NO |  | 119 | 2015 | 3 | 6 | 6 |  | Aetna Sub. | Lake George Sub. | 138 | 138 | steel tower | 0 | 4.95 | 1 | 900MCM ACSR | 0 | 0 | 0 | 0 | 0 | 0 | 0 | 0 | 0 | 0 | 0 | 0 | 0 | 0 | 0 | 0 | 0 | 0 | 0 | 0 | 0 | 0 | 0 | 12 | 1
NO |  | 119 | 2015 | 3 | 7 | 7 |  | Northport Sub. | Albion (AEP) | 138 | 138 | steel tower | 10.42 | 0 | 1 | 397.5MCM ACSR | 0 | 0 | 0 | 0 | 0 | 0 | 0 | 0 | 0 | 0 | 0 | 0 | 0 | 0 | 0 | 0 | 0 | 0 | 0 | 0 | 0 | 0 | 0 | 12 | 1
NO |  | 119 | 2015 | 3 | 8 | 8 |  | Goodland Sub. | Reynolds Sub. | 138 | 138 | steel tower | 17.72 | 0 | 1 | 397.5MCM ACSR | 0 | 0 | 0 | 0 | 0 | 0 | 0 | 0 | 0 | 0 | 0 | 0 | 0 | 0 | 0 | 0 | 0 | 0 | 0 | 0 | 0 | 0 | 0 | 12 | 1
NO |  | 119 | 2015 | 3 | 9 | 9 |  |  |  | 0 | 0 | wood pole | 4.31 | 0 | 0 | 900MCM ACSR | 0 | 0 | 0 | 0 | 0 | 0 | 0 | 0 | 0 | 0 | 0 | 0 | 0 | 0 | 0 | 0 | 0 | 0 | 0 | 0 | 0 | 0 | 0 | 12 | 1
NO |  | 119 | 2015 | 3 | 10 | 10 |  | Marktown Sub. | Mittal Steel IN.Harbor-No7 | 138 | 138 | steel tower | 0 | 0.79 | 1 | 900MCM ACSR | 0 | 0 | 0 | 0 | 0 | 0 | 0 | 0 | 0 | 0 | 0 | 0 | 0 | 0 | 0 | 0 | 0 | 0 | 0 | 0 | 0 | 0 | 0 | 12 | 1
NO |  | 119 | 2015 | 3 | 11 | 11 |  | Chicago Ave. Sub. | US Steel - Stockton | 138 | 138 | steel tower | 0.22 | 1.93 | 1 | 400MCM CU | 0 | 0 | 0 | 0 | 0 | 0 | 0 | 0 | 0 | 0 | 0 | 0 | 0 | 0 | 0 | 0 | 0 | 0 | 0 | 0 | 0 | 0 | 0 | 12 | 1
NO |  | 119 | 2015 | 3 | 12 | 12 |  |  |  | 0 | 0 |  | 0 | 0 | 0 | 900MCM ACSR | 0 | 0 | 0 | 0 | 0 | 0 | 0 | 0 | 0 | 0 | 0 | 0 | 0 | 0 | 0 | 0 | 0 | 0 | 0 | 0 | 0 | 0 | 0 | 12 | 1
NO |  | 119 | 2015 | 3 | 13 | 13 |  | Mitchell Gen. Station | US Steel - Coke Plant | 138 | 138 | steel tower | 0.64 | 4.97 | 1 | 900MCM ACSR | 0 | 0 | 0 | 0 | 0 | 0 | 0 | 0 | 0 | 0 | 0 | 0 | 0 | 0 | 0 | 0 | 0 | 0 | 0 | 0 | 0 | 0 | 0 | 12 | 1
NO |  | 119 | 2015 | 3 | 14 | 14 |  | Aetna Sub. | US Steel - West Mill | 138 | 138 | steel tower | 0.65 | 3.17 | 1 | 400MCM CU | 0 | 0 | 0 | 0 | 0 | 0 | 0 | 0 | 0 | 0 | 0 | 0 | 0 | 0 | 0 | 0 | 0 | 0 | 0 | 0 | 0 | 0 | 0 | 12 | 1
NO |  | 119 | 2015 | 3 | 15 | 15 |  |  |  | 0 | 0 |  | 0 | 0 | 0 | 900MCM ACSR | 0 | 0 | 0 | 0 | 0 | 0 | 0 | 0 | 0 | 0 | 0 | 0 | 0 | 0 | 0 | 0 | 0 | 0 | 0 | 0 | 0 | 0 | 0 | 12 | 1
NO |  | 119 | 2015 | 3 | 16 | 16 |  | Lake George Sub. | Taney Sub. | 138 | 138 | steel pole | 3.37 | 0 | 1 | 2156MCM ACSR | 0 | 0 | 0 | 0 | 0 | 0 | 0 | 0 | 0 | 0 | 0 | 0 | 0 | 0 | 0 | 0 | 0 | 0 | 0 | 0 | 0 | 0 | 0 | 12 | 1
NO |  | 119 | 2015 | 3 | 17 | 17 |  |  |  | 0 | 0 | steel tower | 2.9 | 0 | 0 | 900MCM ACSR | 0 | 0 | 0 | 0 | 0 | 0 | 0 | 0 | 0 | 0 | 0 | 0 | 0 | 0 | 0 | 0 | 0 | 0 | 0 | 0 | 0 | 0 | 0 | 12 | 1
NO |  | 119 | 2015 | 3 | 18 | 18 |  |  |  | 0 | 0 | wood pole | 0.12 | 0 | 0 |  | 0 | 0 | 0 | 0 | 0 | 0 | 0 | 0 | 0 | 0 | 0 | 0 | 0 | 0 | 0 | 0 | 0 | 0 | 0 | 0 | 0 | 0 | 0 | 12 | 1
NO |  | 119 | 2015 | 3 | 19 | 19 |  | Lake George Sub. | Highland Sub. | 138 | 138 | steel pole | 4.82 | 3.37 | 1 | 2156MCM ACSR | 0 | 0 | 0 | 0 | 0 | 0 | 0 | 0 | 0 | 0 | 0 | 0 | 0 | 0 | 0 | 0 | 0 | 0 | 0 | 0 | 0 | 0 | 0 | 12 | 1
NO |  | 119 | 2015 | 3 | 20 | 20 |  |  |  | 0 | 0 | steel tower | 0 | 2.84 | 0 | 900MCM ACSR | 0 | 0 | 0 | 0 | 0 | 0 | 0 | 0 | 0 | 0 | 0 | 0 | 0 | 0 | 0 | 0 | 0 | 0 | 0 | 0 | 0 | 0 | 0 | 12 | 1
NO |  | 119 | 2015 | 3 | 21 | 21 |  | Hendricks Sub. | US Steel - Stockton | 138 | 138 | steel tower | 0.04 | 1.48 | 1 | 400MCM CU | 0 | 0 | 0 | 0 | 0 | 0 | 0 | 0 | 0 | 0 | 0 | 0 | 0 | 0 | 0 | 0 | 0 | 0 | 0 | 0 | 0 | 0 | 0 | 12 | 1
NO |  | 119 | 2015 | 3 | 22 | 22 |  |  |  | 0 | 0 |  | 0 | 0 | 0 | 900MCM ACSR | 0 | 0 | 0 | 0 | 0 | 0 | 0 | 0 | 0 | 0 | 0 | 0 | 0 | 0 | 0 | 0 | 0 | 0 | 0 | 0 | 0 | 0 | 0 | 12 | 1
NO |  | 119 | 2015 | 3 | 23 | 23 |  | Miller Sub. | US Steel - Coke Plant | 138 | 138 | steel pole | 0.06 | 0 | 1 | 900MCM ACSR | 0 | 0 | 0 | 0 | 0 | 0 | 0 | 0 | 0 | 0 | 0 | 0 | 0 | 0 | 0 | 0 | 0 | 0 | 0 | 0 | 0 | 0 | 0 | 12 | 1
NO |  | 119 | 2015 | 3 | 24 | 24 |  |  |  | 0 | 0 | steel tower | 0.19 | 2.09 | 0 |  | 0 | 0 | 0 | 0 | 0 | 0 | 0 | 0 | 0 | 0 | 0 | 0 | 0 | 0 | 0 | 0 | 0 | 0 | 0 | 0 | 0 | 0 | 0 | 12 | 1
NO |  | 119 | 2015 | 3 | 25 | 25 |  | Lake George Sub. | Tower Road Sub. | 138 | 138 | steel tower | 5.93 | 0 | 1 | 2156MCM ACSR | 0 | 0 | 0 | 0 | 0 | 0 | 0 | 0 | 0 | 0 | 0 | 0 | 0 | 0 | 0 | 0 | 0 | 0 | 0 | 0 | 0 | 0 | 0 | 12 | 1
NO |  | 119 | 2015 | 3 | 26 | 26 |  |  |  | 0 | 0 | wood H-frame | 8.06 | 0 | 0 | 397.5MCM ACSR | 0 | 0 | 0 | 0 | 0 | 0 | 0 | 0 | 0 | 0 | 0 | 0 | 0 | 0 | 0 | 0 | 0 | 0 | 0 | 0 | 0 | 0 | 0 | 12 | 1
NO |  | 119 | 2015 | 3 | 27 | 27 |  |  |  | 0 | 0 |  | 0 | 0 | 0 | 900MCM ACSR | 0 | 0 | 0 | 0 | 0 | 0 | 0 | 0 | 0 | 0 | 0 | 0 | 0 | 0 | 0 | 0 | 0 | 0 | 0 | 0 | 0 | 0 | 0 | 12 | 1
NO |  | 119 | 2015 | 3 | 28 | 28 |  | Lake George Sub. | Liberty Park Sub. | 138 | 138 | steel tower | 5.9 | 0 | 1 | 397.5MCM ACSR | 0 | 0 | 0 | 0 | 0 | 0 | 0 | 0 | 0 | 0 | 0 | 0 | 0 | 0 | 0 | 0 | 0 | 0 | 0 | 0 | 0 | 0 | 0 | 12 | 1
NO |  | 119 | 2015 | 3 | 29 | 29 |  |  |  | 0 | 0 | wood H-frame | 5.86 | 0 | 0 | 900MCM ACSR | 0 | 0 | 0 | 0 | 0 | 0 | 0 | 0 | 0 | 0 | 0 | 0 | 0 | 0 | 0 | 0 | 0 | 0 | 0 | 0 | 0 | 0 | 0 | 12 | 1
NO |  | 119 | 2015 | 3 | 30 | 30 |  | St. John Sub. | Liberty Park Sub. | 138 | 138 | wood H-frame | 2.01 | 0 | 1 | 397.5MCM ACSR | 0 | 0 | 0 | 0 | 0 | 0 | 0 | 0 | 0 | 0 | 0 | 0 | 0 | 0 | 0 | 0 | 0 | 0 | 0 | 0 | 0 | 0 | 0 | 12 | 1
NO |  | 119 | 2015 | 3 | 31 | 31 |  |  |  | 0 | 0 | wood pole | 0.22 | 0 | 0 |  | 0 | 0 | 0 | 0 | 0 | 0 | 0 | 0 | 0 | 0 | 0 | 0 | 0 | 0 | 0 | 0 | 0 | 0 | 0 | 0 | 0 | 0 | 0 | 12 | 1
NO |  | 119 | 2015 | 3 | 32 | 32 |  | Marktown Sub. | BP Whiting Refinery | 138 | 138 | steel pole | 0.87 | 0 | 1 | 900MCM ACSR | 0 | 0 | 0 | 0 | 0 | 0 | 0 | 0 | 0 | 0 | 0 | 0 | 0 | 0 | 0 | 0 | 0 | 0 | 0 | 0 | 0 | 0 | 0 | 12 | 1
NO |  | 119 | 2015 | 3 | 33 | 33 |  | Roxana Sub. | Calumet Sub. | 138 | 138 | steel tower | 0.42 | 2.04 | 1 | 900MCM ACSR | 0 | 0 | 0 | 0 | 0 | 0 | 0 | 0 | 0 | 0 | 0 | 0 | 0 | 0 | 0 | 0 | 0 | 0 | 0 | 0 | 0 | 0 | 0 | 12 | 1
NO |  | 119 | 2015 | 3 | 34 | 34 |  | Morrison Ditch | Sheldon South | 138 | 138 | wood pole | 1.88 | 0 | 1 | 900MCM ACSR | 0 | 0 | 0 | 0 | 0 | 0 | 0 | 0 | 0 | 0 | 0 | 0 | 0 | 0 | 0 | 0 | 0 | 0 | 0 | 0 | 0 | 0 | 0 | 12 | 1
NO |  | 119 | 2015 | 3 | 35 | 35 |  |  |  | 0 | 0 |  | 0 | 0 | 0 | 954MCM ACSR | 0 | 0 | 0 | 0 | 0 | 0 | 0 | 0 | 0 | 0 | 0 | 0 | 0 | 0 | 0 | 0 | 0 | 0 | 0 | 0 | 0 | 0 | 0 | 12 | 1
NO |  | 119 | 2015 | 4 | 1 | 1 |  | Tower Road Sub. | Flint Lake Sub. | 138 | 138 | steel tower | 5.55 | 0 | 1 | 954MCM ACSR | 0 | 0 | 0 | 0 | 0 | 0 | 0 | 0 | 0 | 0 | 0 | 0 | 0 | 0 | 0 | 0 | 0 | 0 | 0 | 0 | 0 | 0 | 0 | 12 | 1
NO |  | 119 | 2015 | 4 | 2 | 2 |  | Flint Lake Sub. | Luchtman Rd. Sub. | 138 | 138 | steel tower | 11.75 | 0 | 1 | 397.5MCM ACSR | 0 | 0 | 0 | 0 | 0 | 0 | 0 | 0 | 0 | 0 | 0 | 0 | 0 | 0 | 0 | 0 | 0 | 0 | 0 | 0 | 0 | 0 | 0 | 12 | 1
NO |  | 119 | 2015 | 4 | 3 | 3 |  |  |  | 0 | 0 | wood pole | 0.85 | 0 | 0 |  | 0 | 0 | 0 | 0 | 0 | 0 | 0 | 0 | 0 | 0 | 0 | 0 | 0 | 0 | 0 | 0 | 0 | 0 | 0 | 0 | 0 | 0 | 0 | 12 | 1
NO |  | 119 | 2015 | 4 | 4 | 4 |  | Schahfer Gen. Station | Schahfer Gen. Construction | 138 | 138 | steel tower | 3.06 | 0 | 1 | 397.5MCM ACSR | 0 | 0 | 0 | 0 | 0 | 0 | 0 | 0 | 0 | 0 | 0 | 0 | 0 | 0 | 0 | 0 | 0 | 0 | 0 | 0 | 0 | 0 | 0 | 12 | 1
NO |  | 119 | 2015 | 4 | 5 | 5 |  |  | Starke Sub. | 0 | 0 | wood pole | 25.89 | 0 | 0 |  | 0 | 0 | 0 | 0 | 0 | 0 | 0 | 0 | 0 | 0 | 0 | 0 | 0 | 0 | 0 | 0 | 0 | 0 | 0 | 0 | 0 | 0 | 0 | 12 | 1
NO |  | 119 | 2015 | 4 | 6 | 6 |  |  | Thayer Sub. | 0 | 0 |  | 0 | 0 | 0 |  | 0 | 0 | 0 | 0 | 0 | 0 | 0 | 0 | 0 | 0 | 0 | 0 | 0 | 0 | 0 | 0 | 0 | 0 | 0 | 0 | 0 | 0 | 0 | 12 | 1
NO |  | 119 | 2015 | 4 | 7 | 7 |  | Dune Acres | Babcock Sub. | 138 | 138 | steel pole | 0.35 | 0 | 1 | 900MCM ACSR | 0 | 0 | 0 | 0 | 0 | 0 | 0 | 0 | 0 | 0 | 0 | 0 | 0 | 0 | 0 | 0 | 0 | 0 | 0 | 0 | 0 | 0 | 0 | 12 | 1
NO |  | 119 | 2015 | 4 | 8 | 8 |  |  |  | 0 | 0 | steel tower | 0 | 7.36 | 0 |  | 0 | 0 | 0 | 0 | 0 | 0 | 0 | 0 | 0 | 0 | 0 | 0 | 0 | 0 | 0 | 0 | 0 | 0 | 0 | 0 | 0 | 0 | 0 | 12 | 1
NO |  | 119 | 2015 | 4 | 9 | 9 |  | Sheffield Sub. | BP Whiting Refinery | 138 | 138 | steel pole | 1.57 | 0 | 1 | 900MCM ACSR | 0 | 0 | 0 | 0 | 0 | 0 | 0 | 0 | 0 | 0 | 0 | 0 | 0 | 0 | 0 | 0 | 0 | 0 | 0 | 0 | 0 | 0 | 0 | 12 | 1
NO |  | 119 | 2015 | 4 | 10 | 10 |  | Sheffield Sub. | Marktown Sub. | 138 | 138 | steel pole | 0.47 | 1.91 | 1 | 900MCM ACSR | 0 | 0 | 0 | 0 | 0 | 0 | 0 | 0 | 0 | 0 | 0 | 0 | 0 | 0 | 0 | 0 | 0 | 0 | 0 | 0 | 0 | 0 | 0 | 12 | 1
NO |  | 119 | 2015 | 4 | 11 | 11 |  | Dune Acres Sub. | Beta Steel Arc Furnace | 138 | 138 | steel pole | 0.37 | 0 | 1 | 900MCM ACSR | 0 | 0 | 0 | 0 | 0 | 0 | 0 | 0 | 0 | 0 | 0 | 0 | 0 | 0 | 0 | 0 | 0 | 0 | 0 | 0 | 0 | 0 | 0 | 12 | 1
NO |  | 119 | 2015 | 4 | 12 | 12 |  |  |  | 0 | 0 | steel tower | 0 | 3.46 | 0 |  | 0 | 0 | 0 | 0 | 0 | 0 | 0 | 0 | 0 | 0 | 0 | 0 | 0 | 0 | 0 | 0 | 0 | 0 | 0 | 0 | 0 | 0 | 0 | 12 | 1
NO |  | 119 | 2015 | 4 | 13 | 13 |  | Northeast Sub. | Goshen Jct. Sub. | 138 | 138 | wood pole | 8.78 | 0 | 1 | 900MCM ACSR | 0 | 0 | 0 | 0 | 0 | 0 | 0 | 0 | 0 | 0 | 0 | 0 | 0 | 0 | 0 | 0 | 0 | 0 | 0 | 0 | 0 | 0 | 0 | 12 | 1
NO |  | 119 | 2015 | 4 | 14 | 14 |  | Kosciusko Sub. | Leesburg Sub. | 138 | 138 | steel tower | 5.07 | 1.19 | 1 | 397.5MCM ACSR | 0 | 0 | 0 | 0 | 0 | 0 | 0 | 0 | 0 | 0 | 0 | 0 | 0 | 0 | 0 | 0 | 0 | 0 | 0 | 0 | 0 | 0 | 0 | 12 | 1
NO |  | 119 | 2015 | 4 | 15 | 15 |  |  |  | 0 | 0 | wood pole | 1.17 | 0 | 0 | 900MCM ACSR | 0 | 0 | 0 | 0 | 0 | 0 | 0 | 0 | 0 | 0 | 0 | 0 | 0 | 0 | 0 | 0 | 0 | 0 | 0 | 0 | 0 | 0 | 0 | 12 | 1
NO |  | 119 | 2015 | 4 | 16 | 16 |  | Burr Oak Sub. | East Winamac Sub. | 138 | 138 | steel tower | 15.57 | 0 | 1 | 954MCM ACSR | 0 | 0 | 0 | 0 | 0 | 0 | 0 | 0 | 0 | 0 | 0 | 0 | 0 | 0 | 0 | 0 | 0 | 0 | 0 | 0 | 0 | 0 | 0 | 12 | 1
NO |  | 119 | 2015 | 4 | 17 | 17 |  |  |  | 0 | 0 |  | 0 | 0 | 0 | 300MCM ACSR | 0 | 0 | 0 | 0 | 0 | 0 | 0 | 0 | 0 | 0 | 0 | 0 | 0 | 0 | 0 | 0 | 0 | 0 | 0 | 0 | 0 | 0 | 0 | 12 | 1
NO |  | 119 | 2015 | 4 | 18 | 18 |  |  |  | 0 | 0 |  | 0 | 0 | 0 | 397MCM ACSR | 0 | 0 | 0 | 0 | 0 | 0 | 0 | 0 | 0 | 0 | 0 | 0 | 0 | 0 | 0 | 0 | 0 | 0 | 0 | 0 | 0 | 0 | 0 | 12 | 1
NO |  | 119 | 2015 | 4 | 19 | 19 |  | South Prairie Sub. | Westwood (Duke) | 138 | 138 | wood pole | 17.24 | 0 | 1 | 397.5MCM ACSR | 0 | 0 | 0 | 0 | 0 | 0 | 0 | 0 | 0 | 0 | 0 | 0 | 0 | 0 | 0 | 0 | 0 | 0 | 0 | 0 | 0 | 0 | 0 | 12 | 1
NO |  | 119 | 2015 | 4 | 20 | 20 |  | Dune Acres Sub. | Praxair Inc. #5-Burns Harb. | 138 | 138 | steel tower | 0.02 | 2.6 | 1 | 900MCM ACSR | 0 | 0 | 0 | 0 | 0 | 0 | 0 | 0 | 0 | 0 | 0 | 0 | 0 | 0 | 0 | 0 | 0 | 0 | 0 | 0 | 0 | 0 | 0 | 12 | 1
NO |  | 119 | 2015 | 4 | 21 | 21 |  | Lake George Sub. | Ainsworth Sub. | 138 | 138 | steel tower | 0.27 | 5.04 | 1 | 900MCM ACSR | 0 | 0 | 0 | 0 | 0 | 0 | 0 | 0 | 0 | 0 | 0 | 0 | 0 | 0 | 0 | 0 | 0 | 0 | 0 | 0 | 0 | 0 | 0 | 12 | 1
NO |  | 119 | 2015 | 4 | 22 | 22 |  |  | Green Acres Sub. | 0 | 0 |  | 0 | 0 | 0 |  | 0 | 0 | 0 | 0 | 0 | 0 | 0 | 0 | 0 | 0 | 0 | 0 | 0 | 0 | 0 | 0 | 0 | 0 | 0 | 0 | 0 | 0 | 0 | 12 | 1
NO |  | 119 | 2015 | 4 | 23 | 23 |  | Schahfer Gen. Station | Tower Road Sub. | 138 | 138 | steel pole | 0.36 | 0 | 1 | 2156MCM ACSR | 0 | 0 | 0 | 0 | 0 | 0 | 0 | 0 | 0 | 0 | 0 | 0 | 0 | 0 | 0 | 0 | 0 | 0 | 0 | 0 | 0 | 0 | 0 | 12 | 1
NO |  | 119 | 2015 | 4 | 24 | 24 |  |  |  | 0 | 0 | steel tower | 0.4 | 21.9 | 0 | 900MCM ACSR | 0 | 0 | 0 | 0 | 0 | 0 | 0 | 0 | 0 | 0 | 0 | 0 | 0 | 0 | 0 | 0 | 0 | 0 | 0 | 0 | 0 | 0 | 0 | 12 | 1
NO |  | 119 | 2015 | 4 | 25 | 25 |  | LaGrange Sub. | Northport Sub. | 138 | 138 | steel tower | 8.47 | 0 | 1 | 397.5MCM ACSR | 0 | 0 | 0 | 0 | 0 | 0 | 0 | 0 | 0 | 0 | 0 | 0 | 0 | 0 | 0 | 0 | 0 | 0 | 0 | 0 | 0 | 0 | 0 | 12 | 1
NO |  | 119 | 2015 | 4 | 26 | 26 |  | Green Acres Sub. | St. John Sub. | 138 | 138 | concrete pole | 4.01 | 0 | 1 | 900MCM ACSR | 0 | 0 | 0 | 0 | 0 | 0 | 0 | 0 | 0 | 0 | 0 | 0 | 0 | 0 | 0 | 0 | 0 | 0 | 0 | 0 | 0 | 0 | 0 | 12 | 1
NO |  | 119 | 2015 | 4 | 27 | 27 |  |  |  | 0 | 0 | steel pole | 3.75 | 0 | 0 | 954 MCM ACSR | 0 | 0 | 0 | 0 | 0 | 0 | 0 | 0 | 0 | 0 | 0 | 0 | 0 | 0 | 0 | 0 | 0 | 0 | 0 | 0 | 0 | 0 | 0 | 12 | 1
NO |  | 119 | 2015 | 4 | 28 | 28 |  |  |  | 0 | 0 | wood pole | 0.78 | 0 | 0 |  | 0 | 0 | 0 | 0 | 0 | 0 | 0 | 0 | 0 | 0 | 0 | 0 | 0 | 0 | 0 | 0 | 0 | 0 | 0 | 0 | 0 | 0 | 0 | 12 | 1
NO |  | 119 | 2015 | 4 | 29 | 29 |  | Hendricks Sub. | US Steel - West Mill | 138 | 138 | steel tower | 0.06 | 2.43 | 1 | 400MCM CU | 0 | 0 | 0 | 0 | 0 | 0 | 0 | 0 | 0 | 0 | 0 | 0 | 0 | 0 | 0 | 0 | 0 | 0 | 0 | 0 | 0 | 0 | 0 | 12 | 1
NO |  | 119 | 2015 | 4 | 30 | 30 |  |  |  | 0 | 0 |  | 0 | 0 | 0 | 900MCM ACSR | 0 | 0 | 0 | 0 | 0 | 0 | 0 | 0 | 0 | 0 | 0 | 0 | 0 | 0 | 0 | 0 | 0 | 0 | 0 | 0 | 0 | 0 | 0 | 12 | 1
NO |  | 119 | 2015 | 4 | 31 | 31 |  | Chicago Ave. Sub. | Mittal Steel IN Harbor-No8 | 138 | 138 | steel pole | 0.9 | 0 | 1 | 900MCM ACSR | 0 | 0 | 0 | 0 | 0 | 0 | 0 | 0 | 0 | 0 | 0 | 0 | 0 | 0 | 0 | 0 | 0 | 0 | 0 | 0 | 0 | 0 | 0 | 12 | 1
NO |  | 119 | 2015 | 4 | 32 | 32 |  |  |  | 0 | 0 | steel tower | 1.04 | 0 | 0 |  | 0 | 0 | 0 | 0 | 0 | 0 | 0 | 0 | 0 | 0 | 0 | 0 | 0 | 0 | 0 | 0 | 0 | 0 | 0 | 0 | 0 | 0 | 0 | 12 | 1
NO |  | 119 | 2015 | 4 | 33 | 33 |  | Mitchell Gen. Station | Mittal Steel IN Harbor-NO8 | 138 | 138 | steel pole | 0.94 | 0 | 1 | 900 MCM ACSR | 0 | 0 | 0 | 0 | 0 | 0 | 0 | 0 | 0 | 0 | 0 | 0 | 0 | 0 | 0 | 0 | 0 | 0 | 0 | 0 | 0 | 0 | 0 | 12 | 1
NO |  | 119 | 2015 | 4 | 34 | 34 |  |  |  | 0 | 0 | steel tower | 0.16 | 1.94 | 0 |  | 0 | 0 | 0 | 0 | 0 | 0 | 0 | 0 | 0 | 0 | 0 | 0 | 0 | 0 | 0 | 0 | 0 | 0 | 0 | 0 | 0 | 0 | 0 | 12 | 1
NO |  | 119 | 2015 | 4 | 35 | 35 |  | Mitchell Gen. Station | Chicago Ave. Sub. | 138 | 138 | steel tower | 0.33 | 0.93 | 1 | 900MCM ACSR | 0 | 0 | 0 | 0 | 0 | 0 | 0 | 0 | 0 | 0 | 0 | 0 | 0 | 0 | 0 | 0 | 0 | 0 | 0 | 0 | 0 | 0 | 0 | 12 | 1
NO |  | 119 | 2015 | 5 | 1 | 1 |  | Wolf Lake Sub. | Sheffield Sub. | 138 | 138 | steel tower | 1.92 | 0.59 | 1 | 336 ACSS | 0 | 0 | 0 | 0 | 0 | 0 | 0 | 0 | 0 | 0 | 0 | 0 | 0 | 0 | 0 | 0 | 0 | 0 | 0 | 0 | 0 | 0 | 0 | 12 | 1
NO |  | 119 | 2015 | 5 | 2 | 2 |  |  |  | 0 | 0 | wood pole | 0.19 | 0 | 0 | 954 KCM ACSS | 0 | 0 | 0 | 0 | 0 | 0 | 0 | 0 | 0 | 0 | 0 | 0 | 0 | 0 | 0 | 0 | 0 | 0 | 0 | 0 | 0 | 0 | 0 | 12 | 1
NO |  | 119 | 2015 | 5 | 3 | 3 |  | Munster Sub. | Kenwood Sub. | 138 | 138 | steel pole | 1.68 | 2.13 | 1 | 900MCM ACSR | 0 | 0 | 0 | 0 | 0 | 0 | 0 | 0 | 0 | 0 | 0 | 0 | 0 | 0 | 0 | 0 | 0 | 0 | 0 | 0 | 0 | 0 | 0 | 12 | 1
NO |  | 119 | 2015 | 5 | 4 | 4 |  |  |  | 0 | 0 | steel tower | 2.67 | 0 | 0 | 300MCM CU | 0 | 0 | 0 | 0 | 0 | 0 | 0 | 0 | 0 | 0 | 0 | 0 | 0 | 0 | 0 | 0 | 0 | 0 | 0 | 0 | 0 | 0 | 0 | 12 | 1
NO |  | 119 | 2015 | 5 | 5 | 5 |  |  |  | 0 | 0 | wood pole | 0.21 | 0 | 0 |  | 0 | 0 | 0 | 0 | 0 | 0 | 0 | 0 | 0 | 0 | 0 | 0 | 0 | 0 | 0 | 0 | 0 | 0 | 0 | 0 | 0 | 0 | 0 | 12 | 1
NO |  | 119 | 2015 | 5 | 6 | 6 |  | Munster Sub. | Taney Sub. | 138 | 138 | steel pole | 0 | 8.48 | 1 | 2156MCM ACSR | 0 | 0 | 0 | 0 | 0 | 0 | 0 | 0 | 0 | 0 | 0 | 0 | 0 | 0 | 0 | 0 | 0 | 0 | 0 | 0 | 0 | 0 | 0 | 12 | 1
NO |  | 119 | 2015 | 5 | 7 | 7 |  |  |  | 0 | 0 | wood pole | 0.11 | 0 | 0 | 900MCM ACSR | 0 | 0 | 0 | 0 | 0 | 0 | 0 | 0 | 0 | 0 | 0 | 0 | 0 | 0 | 0 | 0 | 0 | 0 | 0 | 0 | 0 | 0 | 0 | 12 | 1
NO |  | 119 | 2015 | 5 | 8 | 8 |  | Plymouth Sub. | Stillwell Sub. | 138 | 138 | steel tower | 19.27 | 0 | 1 | 300MCM CU | 0 | 0 | 0 | 0 | 0 | 0 | 0 | 0 | 0 | 0 | 0 | 0 | 0 | 0 | 0 | 0 | 0 | 0 | 0 | 0 | 0 | 0 | 0 | 12 | 1
NO |  | 119 | 2015 | 5 | 9 | 9 |  |  |  | 0 | 0 | wood pole | 1.25 | 0 | 0 | 954 MCM ACSR | 0 | 0 | 0 | 0 | 0 | 0 | 0 | 0 | 0 | 0 | 0 | 0 | 0 | 0 | 0 | 0 | 0 | 0 | 0 | 0 | 0 | 0 | 0 | 12 | 1
NO |  | 119 | 2015 | 5 | 10 | 10 |  | Stillwell Sub. | LNG Plant | 138 | 138 | steel tower | 7.07 | 0 | 1 | 300MCM CU | 0 | 0 | 0 | 0 | 0 | 0 | 0 | 0 | 0 | 0 | 0 | 0 | 0 | 0 | 0 | 0 | 0 | 0 | 0 | 0 | 0 | 0 | 0 | 12 | 1
NO |  | 119 | 2015 | 5 | 11 | 11 |  |  |  | 0 | 0 | wood pole | 0.73 | 0 | 0 | 336.4MCM ACSR | 0 | 0 | 0 | 0 | 0 | 0 | 0 | 0 | 0 | 0 | 0 | 0 | 0 | 0 | 0 | 0 | 0 | 0 | 0 | 0 | 0 | 0 | 0 | 12 | 1
NO |  | 119 | 2015 | 5 | 12 | 12 |  | Tower Road Sub. | Babcock Sub. | 138 | 138 | steel pole | 0.14 | 0 | 1 | 2156MCM ACSR | 0 | 0 | 0 | 0 | 0 | 0 | 0 | 0 | 0 | 0 | 0 | 0 | 0 | 0 | 0 | 0 | 0 | 0 | 0 | 0 | 0 | 0 | 0 | 12 | 1
NO |  | 119 | 2015 | 5 | 13 | 13 |  |  |  | 0 | 0 | steel tower | 0 | 4.06 | 0 | 900MCM ACSR | 0 | 0 | 0 | 0 | 0 | 0 | 0 | 0 | 0 | 0 | 0 | 0 | 0 | 0 | 0 | 0 | 0 | 0 | 0 | 0 | 0 | 0 | 0 | 12 | 1
NO |  | 119 | 2015 | 5 | 14 | 14 |  |  |  | 0 | 0 | wood pole | 0.14 | 0 | 0 |  | 0 | 0 | 0 | 0 | 0 | 0 | 0 | 0 | 0 | 0 | 0 | 0 | 0 | 0 | 0 | 0 | 0 | 0 | 0 | 0 | 0 | 0 | 0 | 12 | 1
NO |  | 119 | 2015 | 5 | 15 | 15 |  | Highland Sub. | Kenwood Sub. | 138 | 138 | steel pole | 0.33 | 2.7 | 1 | 900MCM ACSR | 0 | 0 | 0 | 0 | 0 | 0 | 0 | 0 | 0 | 0 | 0 | 0 | 0 | 0 | 0 | 0 | 0 | 0 | 0 | 0 | 0 | 0 | 0 | 12 | 1
NO |  | 119 | 2015 | 5 | 16 | 16 |  | St. John Sub. | Kreitzburg Sub. | 138 | 138 | concrete pole | 2.44 | 0 | 1 | 2156MCM ACSR | 0 | 0 | 0 | 0 | 0 | 0 | 0 | 0 | 0 | 0 | 0 | 0 | 0 | 0 | 0 | 0 | 0 | 0 | 0 | 0 | 0 | 0 | 0 | 12 | 1
NO |  | 119 | 2015 | 5 | 17 | 17 |  |  |  | 0 | 0 | steel pole | 0.39 | 2.18 | 0 | 900MCM ACSR | 0 | 0 | 0 | 0 | 0 | 0 | 0 | 0 | 0 | 0 | 0 | 0 | 0 | 0 | 0 | 0 | 0 | 0 | 0 | 0 | 0 | 0 | 0 | 12 | 1
NO |  | 119 | 2015 | 5 | 18 | 18 |  | Aetna Sub. | Miller Sub. | 138 | 138 | steel tower | 0.2 | 0.33 | 1 | 900MCM ACSR | 0 | 0 | 0 | 0 | 0 | 0 | 0 | 0 | 0 | 0 | 0 | 0 | 0 | 0 | 0 | 0 | 0 | 0 | 0 | 0 | 0 | 0 | 0 | 12 | 1
NO |  | 119 | 2015 | 5 | 19 | 19 |  | Hiple, F. G. Sub. | Goshen Jct. Sub. | 138 | 138 | wood pole | 15.92 | 0 | 1 | 900MCM ACSR | 0 | 0 | 0 | 0 | 0 | 0 | 0 | 0 | 0 | 0 | 0 | 0 | 0 | 0 | 0 | 0 | 0 | 0 | 0 | 0 | 0 | 0 | 0 | 12 | 1
NO |  | 119 | 2015 | 5 | 20 | 20 |  | Gary Avenue | Chicago Ave | 138 | 138 | steel pole | 0.2 | 0 | 1 | 3158KCM AL | 0 | 0 | 0 | 0 | 0 | 0 | 0 | 0 | 0 | 0 | 0 | 0 | 0 | 0 | 0 | 0 | 0 | 0 | 0 | 0 | 0 | 0 | 0 | 12 | 1
NO |  | 119 | 2015 | 5 | 21 | 21 |  |  |  | 0 | 0 | underground | 0.57 | 0 | 0 | 900MCM ACSR | 0 | 0 | 0 | 0 | 0 | 0 | 0 | 0 | 0 | 0 | 0 | 0 | 0 | 0 | 0 | 0 | 0 | 0 | 0 | 0 | 0 | 0 | 0 | 12 | 1
NO |  | 119 | 2015 | 5 | 22 | 22 |  | Goodland | Morrison Ditch | 138 | 138 | wood pole | 12.32 | 0 | 1 | 900MCM ACSR | 0 | 0 | 0 | 0 | 0 | 0 | 0 | 0 | 0 | 0 | 0 | 0 | 0 | 0 | 0 | 0 | 0 | 0 | 0 | 0 | 0 | 0 | 0 | 12 | 1
NO |  | 119 | 2015 | 5 | 23 | 23 |  |  |  | 0 | 0 |  | 0 | 0 | 0 | 954MCM ACSR | 0 | 0 | 0 | 0 | 0 | 0 | 0 | 0 | 0 | 0 | 0 | 0 | 0 | 0 | 0 | 0 | 0 | 0 | 0 | 0 | 0 | 0 | 0 | 12 | 1
NO |  | 119 | 2015 | 5 | 24 | 24 |  | Tower Road | Flint Lake | 138 | 138 | steel pole | 5.57 | 0 | 1 | 954MCM ACSR | 0 | 0 | 0 | 0 | 0 | 0 | 0 | 0 | 0 | 0 | 0 | 0 | 0 | 0 | 0 | 0 | 0 | 0 | 0 | 0 | 0 | 0 | 0 | 12 | 1
NO |  | 119 | 2015 | 5 | 25 | 25 |  | Marktown | Praxair INC #6-Whiting East | 138 | 138 | steel pole | 0.19 | 0 | 1 | 2156MCM ACSR | 0 | 0 | 0 | 0 | 0 | 0 | 0 | 0 | 0 | 0 | 0 | 0 | 0 | 0 | 0 | 0 | 0 | 0 | 0 | 0 | 0 | 0 | 0 | 12 | 1
NO |  | 119 | 2015 | 5 | 26 | 26 |  | Hartsdale | Enbridge - Griffith Term E | 138 | 138 | steel pole | 1.23 | 0 | 0 | 900MCM ACSR | 0 | 0 | 0 | 0 | 0 | 0 | 0 | 0 | 0 | 0 | 0 | 0 | 0 | 0 | 0 | 0 | 0 | 0 | 0 | 0 | 0 | 0 | 0 | 12 | 1
NO |  | 119 | 2015 | 5 | 27 | 27 |  | Reynolds | Magnetation | 138 | 138 | steel pole | 0.42 | 0 | 0 | 900 MCM ACSR | 0 | 0 | 0 | 0 | 0 | 0 | 0 | 0 | 0 | 0 | 0 | 0 | 0 | 0 | 0 | 0 | 0 | 0 | 0 | 0 | 0 | 0 | 0 | 12 | 1
NO |  | 119 | 2015 | 5 | 28 | 28 |  |  |  | 138 | 138 | steel tower | 0.36 | 0 | 0 | 954 MCM ACSR | 0 | 0 | 0 | 0 | 0 | 0 | 0 | 0 | 0 | 0 | 0 | 0 | 0 | 0 | 0 | 0 | 0 | 0 | 0 | 0 | 0 | 0 | 0 | 12 | 1
NO |  | 119 | 2015 | 5 | 29 | 29 |  | Flint Lake | Valparaiso | 138 | 138 | steel tower | 6.09 | 0 | 0 | 397.5 MCM ACSR | 0 | 0 | 0 | 0 | 0 | 0 | 0 | 0 | 0 | 0 | 0 | 0 | 0 | 0 | 0 | 0 | 0 | 0 | 0 | 0 | 0 | 0 | 0 | 12 | 1
NO |  | 119 | 2015 | 5 | 30 | 30 |  |  |  | 0 | 0 |  | 0 | 0 | 0 | 397.5 MCM ACSR | 0 | 0 | 0 | 0 | 0 | 0 | 0 | 0 | 0 | 0 | 0 | 0 | 0 | 0 | 0 | 0 | 0 | 0 | 0 | 0 | 0 | 0 | 0 | 12 | 1
NO |  | 119 | 2015 | 5 | 31 | 31 |  | Bailly Gen. Sta. - Unit 7 | Dune Acres Sub. | 138 | 138 | steel tower | 1.55 | 0 | 1 | 900MCM ACSR | 0 | 0 | 0 | 0 | 0 | 0 | 0 | 0 | 0 | 0 | 0 | 0 | 0 | 0 | 0 | 0 | 0 | 0 | 0 | 0 | 0 | 0 | 0 | 12 | 1
NO |  | 119 | 2015 | 5 | 32 | 32 |  | Bailly Gen. Sta. - Unit 8 | Dune Acres Sub. | 138 | 138 | steel tower | 1.52 | 0 | 1 | 1590MCM ACSR | 0 | 0 | 0 | 0 | 0 | 0 | 0 | 0 | 0 | 0 | 0 | 0 | 0 | 0 | 0 | 0 | 0 | 0 | 0 | 0 | 0 | 0 | 0 | 12 | 1
NO |  | 119 | 2015 | 5 | 33 | 33 |  | Bailly Gen. Sta. - R.A.T. | Dune Acres Sub. | 138 | 138 | steel tower | 1.5 | 0 | 1 | 900MCM ACSR | 0 | 0 | 0 | 0 | 0 | 0 | 0 | 0 | 0 | 0 | 0 | 0 | 0 | 0 | 0 | 0 | 0 | 0 | 0 | 0 | 0 | 0 | 0 | 12 | 1
NO |  | 119 | 2015 | 5 | 34 | 34 |  | Roxana Sub. | Steel Pole #9126(138501) | 138 | 138 | steel pole | 0.1 | 1.04 | 1 | 900MCM ACSR | 0 | 0 | 0 | 0 | 0 | 0 | 0 | 0 | 0 | 0 | 0 | 0 | 0 | 0 | 0 | 0 | 0 | 0 | 0 | 0 | 0 | 0 | 0 | 12 | 1
NO |  | 119 | 2015 | 5 | 35 | 35 |  |  |  | 0 | 0 | steel tower | 0.22 | 0 | 0 |  | 0 | 0 | 0 | 0 | 0 | 0 | 0 | 0 | 0 | 0 | 0 | 0 | 0 | 0 | 0 | 0 | 0 | 0 | 0 | 0 | 0 | 0 | 0 | 12 | 1
NO |  | 119 | 2015 | 6 | 1 | 1 |  | Roxana Sub. | Tower #4068(138702) | 138 | 138 | steel tower | 1.41 | 0 | 1 | 900 MCM ACSR | 0 | 0 | 0 | 0 | 0 | 0 | 0 | 0 | 0 | 0 | 0 | 0 | 0 | 0 | 0 | 0 | 0 | 0 | 0 | 0 | 0 | 0 | 0 | 12 | 1
NO |  | 119 | 2015 | 6 | 2 | 2 |  | Marktown Sub | Tower #246(138703) | 138 | 138 | steel tower | 0.21 | 0 | 1 | 400MCM CU | 0 | 0 | 0 | 0 | 0 | 0 | 0 | 0 | 0 | 0 | 0 | 0 | 0 | 0 | 0 | 0 | 0 | 0 | 0 | 0 | 0 | 0 | 0 | 12 | 1
NO |  | 119 | 2015 | 6 | 3 | 3 |  | Tap to Mittal Steel #8 | CokeEnergy (O/S 3/8/00) | 138 | 138 | steel tower | 1.27 | 0 | 1 | 336.4 MCM ACSR | 0 | 0 | 0 | 0 | 0 | 0 | 0 | 0 | 0 | 0 | 0 | 0 | 0 | 0 | 0 | 0 | 0 | 0 | 0 | 0 | 0 | 0 | 0 | 12 | 1
SI/NO | A | 119 | 2015 | 6 | 6 | 6 |  | 69KV |  | 0 | 0 |  | 0 | 0 | 0 |  | 596335 | 179999235 | 180595570 | 0 | 0 | 0 | 3286590.3861 | 0 | 0 | 0 | 0 | 0 | 0 | 0 | 0 | 0 | 0 | 0 | 0 | 0 | 0 | 0 | 0 | 12 | 1
NO |  | 120 | 2015 | 0 | 1 | 1 |  | (5702) FORBES | MANITOBA HYDRO INTERCONNECT | 500 | 500 | TOWER | 203.8 | 0 | 1 | 9-1192 kcmil ACSR | 1723334 | 65307062 | 67030396 | 0 | 0 | 0 | 0 | 0 | 0 | 0 | 0 | 0 | 0 | 0 | 0 | 0 | 0 | 0 | 0 | 0 | 0 | 0 | 0 | 12 | 1
NO |  | 120 | 2015 | 0 | 2 | 2 |  | (5703) CHISAGO COUNTY | GRE INTERCONNECTION | 500 | 500 | TOWER | 61.46 | 0 | 1 | 9-1192 kcmil ACSR | 2237403 | 15571270 | 17808674 | 0 | 0 | 0 | 0 | 0 | 0 | 0 | 0 | 0 | 0 | 0 | 0 | 0 | 0 | 0 | 0 | 0 | 0 | 0 | 0 | 12 | 1
NO |  | 120 | 2015 | 0 | 3 | 3 |  | (0953) SPLIT ROCK | LAKEFIELD JUNCTION | 345 | 345 | SINGLE POLE | 22.67 | 0 | 1 | 6-397.5 ACSR | 7693156 | 121665104 | 129358260 | 0 | 0 | 0 | 0 | 0 | 0 | 0 | 0 | 0 | 0 | 0 | 0 | 0 | 0 | 0 | 0 | 0 | 0 | 0 | 0 | 12 | 1
NO |  | 120 | 2015 | 0 | 4 | 4 |  |  |  | 345 | 345 | SINGLE POLE | 4.43 | 0 | 1 | 6-954 kcmil ACSR | 0 | 0 | 0 | 0 | 0 | 0 | 0 | 0 | 0 | 0 | 0 | 0 | 0 | 0 | 0 | 0 | 0 | 0 | 0 | 0 | 0 | 0 | 0 | 12 | 1
NO |  | 120 | 2015 | 0 | 5 | 5 |  |  |  | 345 | 345 | SINGLE POLE | 60.85 | 0 | 1 | 6-954 ACSS/TW | 0 | 0 | 0 | 0 | 0 | 0 | 0 | 0 | 0 | 0 | 0 | 0 | 0 | 0 | 0 | 0 | 0 | 0 | 0 | 0 | 0 | 0 | 0 | 12 | 1
NO |  | 120 | 2015 | 0 | 6 | 6 |  |  |  | 345 | 345 | TOWER | 0.22 | 0 | 1 | 6-954 ACSS/TW | 0 | 0 | 0 | 0 | 0 | 0 | 0 | 0 | 0 | 0 | 0 | 0 | 0 | 0 | 0 | 0 | 0 | 0 | 0 | 0 | 0 | 0 | 0 | 12 | 1
NO |  | 120 | 2015 | 0 | 7 | 7 |  | (0954) QUARRY | ALEXANDRIA SWITCHING STATIO | 345 | 345 | 2 POLE | 2.14 | 0 | 1 | 6-954 ACSS/TW | 4188381 | 66080134 | 70268515 | 0 | 0 | 0 | 0 | 651200655 | 0 | 0 | 0 | 0 | 0 | 0 | 0 | 0 | 0 | 0 | 0 | 0 | 0 | 0 | 0 | 12 | 1
NO |  | 120 | 2015 | 0 | 8 | 8 |  |  |  | 345 | 345 | SINGLE POLE | 63.89 | 0 | 1 | 6-954 ACSS/TW | 0 | 0 | 0 | 0 | 0 | 0 | 0 | 0 | 0 | 0 | 0 | 0 | 0 | 0 | 0 | 0 | 0 | 0 | 0 | 0 | 0 | 0 | 0 | 12 | 1
NO |  | 120 | 2015 | 0 | 9 | 9 |  |  |  | 345 | 345 | SPECIAL 2 | 15.19 | 0 | 1 | 6-954 ACSS/TW | 0 | 0 | 0 | 0 | 0 | 0 | 0 | 0 | 0 | 0 | 0 | 0 | 0 | 0 | 0 | 0 | 0 | 0 | 0 | 0 | 0 | 0 | 0 | 12 | 1
NO |  | 120 | 2015 | 0 | 10 | 10 |  | (0955) ALEXANDRIA SW. STA. | BISON | 345 | 345 | 2 POLE | 14.68 | 0 | 1 | 6-954 ACSS/TW | 7801660 | 106494250 | 114295910 | 0 | 0 | 0 | 0 | 651200656 | 0 | 0 | 0 | 0 | 0 | 0 | 0 | 0 | 0 | 0 | 0 | 0 | 0 | 0 | 0 | 12 | 1
NO |  | 120 | 2015 | 0 | 11 | 11 |  |  |  | 345 | 345 | SINGLE POLE | 113.93 | 0 | 1 | 6-954 ACSS/TW | 0 | 0 | 0 | 0 | 0 | 0 | 0 | 0 | 0 | 0 | 0 | 0 | 0 | 0 | 0 | 0 | 0 | 0 | 0 | 0 | 0 | 0 | 0 | 12 | 1
NO |  | 120 | 2015 | 0 | 12 | 12 |  |  |  | 345 | 345 | SPECIAL 1 | 3.99 | 0 | 1 | 6-954 ACSS/TW | 0 | 0 | 0 | 0 | 0 | 0 | 0 | 0 | 0 | 0 | 0 | 0 | 0 | 0 | 0 | 0 | 0 | 0 | 0 | 0 | 0 | 0 | 0 | 12 | 1
NO |  | 120 | 2015 | 0 | 13 | 13 |  |  |  | 345 | 345 | SPECIAL 2 | 6.18 | 0 | 1 | 6-954 ACSS/TW | 0 | 0 | 0 | 0 | 0 | 0 | 0 | 0 | 0 | 0 | 0 | 0 | 0 | 0 | 0 | 0 | 0 | 0 | 0 | 0 | 0 | 0 | 0 | 12 | 1
NO |  | 120 | 2015 | 0 | 14 | 14 |  | (0956) LYON COUNTY | CEDAR MOUNTAIN (LINE #1) | 345 | 345 | SINGLE POLE | 49.49 | 0 | 1 | 6-954 ACSS/TW | 600490 | 0 | 600490 | 0 | 0 | 0 | 0 | 651200522 | 0 | 0 | 0 | 0 | 0 | 0 | 0 | 0 | 0 | 0 | 0 | 0 | 0 | 0 | 0 | 12 | 1
NO |  | 120 | 2015 | 0 | 15 | 15 |  | (0957) LYON COUNTY | CEDAR MOUNTAIN (LINE #2) | 345 | 345 | SINGLE POLE | 0 | 49.49 | 1 | 6-954 ACSS/TW | 4894568 | 65839990 | 70734558 | 0 | 0 | 0 | 0 | 651200523 | 0 | 0 | 0 | 0 | 0 | 0 | 0 | 0 | 0 | 0 | 0 | 0 | 0 | 0 | 0 | 12 | 1
NO |  | 120 | 2015 | 0 | 16 | 16 |  | (0958) CEDAR MOUNTAIN | HELENA | 345 | 345 | SINGLE POLE | 73.1 | 0 | 1 | 6-954 ACSS/TW | 730515 | 0 | 730515 | 0 | 0 | 0 | 0 | 651200524 | 0 | 0 | 0 | 0 | 0 | 0 | 0 | 0 | 0 | 0 | 0 | 0 | 0 | 0 | 0 | 12 | 1
NO |  | 120 | 2015 | 0 | 17 | 17 |  | (0959) CEDAR MOUNTAIN | HELENA | 345 | 345 | SINGLE POLE | 0 | 73.06 | 1 | 6-954 ACSS/TW | 8996117 | 112135762 | 121131880 | 0 | 0 | 0 | 0 | 651200525 | 0 | 0 | 0 | 0 | 0 | 0 | 0 | 0 | 0 | 0 | 0 | 0 | 0 | 0 | 0 | 12 | 1
NO |  | 120 | 2015 | 0 | 18 | 18 |  | (0960) HELENA | CHUB LAKE | 345 | 345 | SINGLE POLE | 20.87 | 0 | 1 | 6-954 ACSS/TW | 5088059 | 36151383 | 41239442 | 0 | 0 | 0 | 0 | 651200526 | 0 | 0 | 0 | 0 | 0 | 0 | 0 | 0 | 0 | 0 | 0 | 0 | 0 | 0 | 0 | 12 | 1
NO |  | 120 | 2015 | 0 | 19 | 19 |  | (0961) CHUB LAKE (GRE) | HAMPTON | 345 | 345 | SINGLE POLE | 18.1 | 0 | 1 | 6-954 ACSS/TW | 6358912 | 37681201 | 44040113 | 0 | 0 | 0 | 0 | 651200527 | 0 | 0 | 0 | 0 | 0 | 0 | 0 | 0 | 0 | 0 | 0 | 0 | 0 | 0 | 0 | 12 | 1
NO |  | 120 | 2015 | 0 | 20 | 20 |  | (0962) LYON COUNTY | HAZEL CREEK | 345 | 345 | SINGLE POLE | 24.54 | 0 | 1 | 6-954 ACSS/TW | 73757 | 27002133 | 27075890 | 0 | 0 | 0 | 0 | 651200528 | 0 | 0 | 0 | 0 | 0 | 0 | 0 | 0 | 0 | 0 | 0 | 0 | 0 | 0 | 0 | 12 | 1
NO |  | 120 | 2015 | 0 | 21 | 21 |  | (0965) NORTH ROCHESTER | MISSISSIPPI RIVER | 345 | 345 | SINGLE POLE | 32.2 | 0 | 1 | 6-954 ACSS/TW | 3747000 | 61234196 | 64981197 | 0 | 0 | 0 | 0 | 651200658 | 0 | 0 | 0 | 0 | 0 | 0 | 0 | 0 | 0 | 0 | 0 | 0 | 0 | 0 | 0 | 12 | 1
NO |  | 120 | 2015 | 0 | 22 | 22 |  |  |  | 345 | 345 | SPECIAL 2 | 3.12 | 0 | 1 | 6-954 ACSS/TW | 0 | 0 | 0 | 0 | 0 | 0 | 0 | 0 | 0 | 0 | 0 | 0 | 0 | 0 | 0 | 0 | 0 | 0 | 0 | 0 | 0 | 0 | 0 | 12 | 1
NO |  | 120 | 2015 | 0 | 23 | 23 |  |  |  | 345 | 345 | SPECIAL 3 | 8.03 | 0 | 1 | 6-954 ACSS/TW | 0 | 0 | 0 | 0 | 0 | 0 | 0 | 0 | 0 | 0 | 0 | 0 | 0 | 0 | 0 | 0 | 0 | 0 | 0 | 0 | 0 | 0 | 0 | 12 | 1
NO |  | 120 | 2015 | 0 | 24 | 24 |  | (0970) BROOKINGS COUNTY | WHITE(WAPA)#1 | 345 | 345 | SINGLE POLE | 0.38 | 0 | 1 | 6-795 kcmil ACSS | 0 | 1215849 | 1215849 | 0 | 0 | 0 | 0 | 0 | 0 | 0 | 0 | 0 | 0 | 0 | 0 | 0 | 0 | 0 | 0 | 0 | 0 | 0 | 0 | 12 | 1
NO |  | 120 | 2015 | 0 | 25 | 25 |  | (0971) BROOKINGS COUNTY | WHITE(WAPA)#1 | 345 | 345 | SINGLE POLE | 0.42 | 0 | 1 | 6-795 kcmil ACSS | 13748 | 933240 | 946988 | 0 | 0 | 0 | 0 | 0 | 0 | 0 | 0 | 0 | 0 | 0 | 0 | 0 | 0 | 0 | 0 | 0 | 0 | 0 | 0 | 12 | 1
NO |  | 120 | 2015 | 0 | 26 | 26 |  | (0972) BROOKINGS COUNTY | LYON COUNTY | 345 | 345 | SINGLE POLE | 59.3 | 0 | 1 | 6-954 ACSS/TW | 582207 | 76846400 | 77428607 | 0 | 0 | 0 | 0 | 651200529 | 0 | 0 | 0 | 0 | 0 | 0 | 0 | 0 | 0 | 0 | 0 | 0 | 0 | 0 | 0 | 12 | 1
NO |  | 120 | 2015 | 0 | 27 | 27 |  | (0973) MONTICELLO | QUARRY | 345 | 345 | SINGLE POLE | 30.04 | 0 | 1 | 6-954 ACSS/TW | 5001569 | 10969295 | 15970864 | 0 | 0 | 0 | 0 | 651200657 | 0 | 0 | 0 | 0 | 0 | 0 | 0 | 0 | 0 | 0 | 0 | 0 | 0 | 0 | 0 | 12 | 1
NO |  | 120 | 2015 | 0 | 28 | 28 |  | (0974) WILMARTH | CALPINE GENERATOR INTERCONN | 345 | 345 | SINGLE POLE | 0.22 | 0 | 1 | 6-795 kcmil ACSR | 0 | 888655 | 888655 | 0 | 0 | 0 | 0 | 0 | 0 | 0 | 0 | 0 | 0 | 0 | 0 | 0 | 0 | 0 | 0 | 0 | 0 | 0 | 0 | 12 | 1
NO |  | 120 | 2015 | 0 | 29 | 29 |  | (0975) KING | RED ROCK | 345 | 345 | K-FRAME | 3.54 | 0 | 1 | 6-795 kcmil ACSR | 401128 | 2587137 | 2988265 | 0 | 0 | 0 | 0 | 0 | 0 | 0 | 0 | 0 | 0 | 0 | 0 | 0 | 0 | 0 | 0 | 0 | 0 | 0 | 0 | 12 | 1
NO |  | 120 | 2015 | 0 | 30 | 30 |  |  |  | 345 | 345 | TOWER | 21.8 | 0 | 1 | 6-795 kcmil ACSR | 0 | 0 | 0 | 0 | 0 | 0 | 0 | 0 | 0 | 0 | 0 | 0 | 0 | 0 | 0 | 0 | 0 | 0 | 0 | 0 | 0 | 0 | 0 | 12 | 1
NO |  | 120 | 2015 | 0 | 31 | 31 |  | (0976) PARKERS LAKE | PRAIRIE ISLAND | 345 | 345 | K-FRAME | 19.08 | 0 | 1 | 6-795 kcmil ACSR | 2319556 | 12563142 | 14882698 | 0 | 0 | 0 | 0 | 0 | 0 | 0 | 0 | 0 | 0 | 0 | 0 | 0 | 0 | 0 | 0 | 0 | 0 | 0 | 0 | 12 | 1
NO |  | 120 | 2015 | 0 | 32 | 32 |  |  |  | 345 | 345 | K-FRAME | 6.16 | 0 | 1 | 6-954 kcmil ACSR | 0 | 0 | 0 | 0 | 0 | 0 | 0 | 0 | 0 | 0 | 0 | 0 | 0 | 0 | 0 | 0 | 0 | 0 | 0 | 0 | 0 | 0 | 0 | 12 | 1
NO |  | 120 | 2015 | 0 | 33 | 33 |  |  |  | 345 | 345 | SINGLE POLE | 7.48 | 0 | 1 | 6-795 kcmil ACSR | 0 | 0 | 0 | 0 | 0 | 0 | 0 | 0 | 0 | 0 | 0 | 0 | 0 | 0 | 0 | 0 | 0 | 0 | 0 | 0 | 0 | 0 | 0 | 12 | 1
NO |  | 120 | 2015 | 0 | 34 | 34 |  |  |  | 345 | 345 | TOWER | 34.87 | 0 | 1 | 6-795 kcmil ACSR | 0 | 0 | 0 | 0 | 0 | 0 | 0 | 0 | 0 | 0 | 0 | 0 | 0 | 0 | 0 | 0 | 0 | 0 | 0 | 0 | 0 | 0 | 0 | 12 | 1
NO |  | 120 | 2015 | 0 | 35 | 35 |  | (0977) KING | TERMINAL | 345 | 345 | SINGLE POLE | 2.82 | 0 | 1 | 6-795 kcmil ACSR | 2273876 | 4469860 | 6743736 | 0 | 0 | 0 | 0 | 0 | 0 | 0 | 0 | 0 | 0 | 0 | 0 | 0 | 0 | 0 | 0 | 0 | 0 | 0 | 0 | 12 | 1
NO |  | 120 | 2015 | 0 | 36 | 36 |  | TOTAL |  | 0 | 0 |  | 5004.18 | 549.03 | 121 |  | 105408892 | 1866079632 | 1971488529 | 1780386 | 6929875 | 2190831 | 10901092 | 0 | 0 | 0 | 0 | 0 | 0 | 0 | 0 | 0 | 0 | 0 | 0 | 0 | 0 | 0 | 0 | 12 | 1
NO |  | 120 | 2015 | 1 | 1 | 1 |  |  |  | 345 | 345 | TOWER | 20 | 0 | 1 | 6-795 kcmil ACSR | 0 | 0 | 0 | 0 | 0 | 0 | 0 | 0 | 0 | 0 | 0 | 0 | 0 | 0 | 0 | 0 | 0 | 0 | 0 | 0 | 0 | 0 | 0 | 12 | 1
NO |  | 120 | 2015 | 1 | 2 | 2 |  | (0978) MONTICELLO | PARKERS LAKE | 345 | 345 | H-FRAME | 7.16 | 0 | 1 | 6-954 kcmil ACSR | 882197 | 7822817 | 8705014 | 0 | 0 | 0 | 0 | 0 | 0 | 0 | 0 | 0 | 0 | 0 | 0 | 0 | 0 | 0 | 0 | 0 | 0 | 0 | 0 | 12 | 1
NO |  | 120 | 2015 | 1 | 3 | 3 |  |  |  | 345 | 345 | K-FRAME | 13.13 | 0 | 1 | 6-954 kcmil ACSR | 0 | 0 | 0 | 0 | 0 | 0 | 0 | 0 | 0 | 0 | 0 | 0 | 0 | 0 | 0 | 0 | 0 | 0 | 0 | 0 | 0 | 0 | 0 | 12 | 1
NO |  | 120 | 2015 | 1 | 4 | 4 |  |  |  | 345 | 345 | SINGLE POLE | 0.59 | 0 | 1 | 6-954 kcmil ACSR | 0 | 0 | 0 | 0 | 0 | 0 | 0 | 0 | 0 | 0 | 0 | 0 | 0 | 0 | 0 | 0 | 0 | 0 | 0 | 0 | 0 | 0 | 0 | 12 | 1
NO |  | 120 | 2015 | 1 | 5 | 5 |  |  |  | 345 | 345 | TOWER | 16.28 | 0 | 1 | 6-954 kcmil ACSR | 0 | 0 | 0 | 0 | 0 | 0 | 0 | 0 | 0 | 0 | 0 | 0 | 0 | 0 | 0 | 0 | 0 | 0 | 0 | 0 | 0 | 0 | 0 | 12 | 1
NO |  | 120 | 2015 | 1 | 6 | 6 |  | (0979) PRAIRIE ISLAND | ADAMS | 345 | 345 | H-FRAME | 18.4 | 0 | 1 | 6-795 kcmil ACSR | 187240 | 23307161 | 23494401 | 0 | 0 | 0 | 0 | 0 | 0 | 0 | 0 | 0 | 0 | 0 | 0 | 0 | 0 | 0 | 0 | 0 | 0 | 0 | 0 | 12 | 1
NO |  | 120 | 2015 | 1 | 7 | 7 |  |  |  | 345 | 345 | K-FRAME | 55.47 | 0 | 1 | 6-795 kcmil ACSR | 0 | 0 | 0 | 0 | 0 | 0 | 0 | 0 | 0 | 0 | 0 | 0 | 0 | 0 | 0 | 0 | 0 | 0 | 0 | 0 | 0 | 0 | 0 | 12 | 1
NO |  | 120 | 2015 | 1 | 8 | 8 |  |  |  | 345 | 345 | TOWER | 2.4 | 0 | 1 | 6-954 kcmil ACSR | 0 | 0 | 0 | 0 | 0 | 0 | 0 | 0 | 0 | 0 | 0 | 0 | 0 | 0 | 0 | 0 | 0 | 0 | 0 | 0 | 0 | 0 | 0 | 12 | 1
NO |  | 120 | 2015 | 1 | 9 | 9 |  | (0980) CHISAGO COUNTY | COON CREEK | 345 | 345 | SINGLE POLE | 4.61 | 2.82 | 1 | 6-795 kcmil ACSR | 5394714 | 13782883 | 19177597 | 0 | 0 | 0 | 0 | 0 | 0 | 0 | 0 | 0 | 0 | 0 | 0 | 0 | 0 | 0 | 0 | 0 | 0 | 0 | 0 | 12 | 1
NO |  | 120 | 2015 | 1 | 10 | 10 |  |  |  | 345 | 345 | SINGLE POLE | 26.11 | 0 | 1 | 6-954 kcmil ACSR | 0 | 0 | 0 | 0 | 0 | 0 | 0 | 0 | 0 | 0 | 0 | 0 | 0 | 0 | 0 | 0 | 0 | 0 | 0 | 0 | 0 | 0 | 0 | 12 | 1
NO |  | 120 | 2015 | 1 | 11 | 11 |  |  |  | 345 | 345 | TOWER | 6.87 | 11.3 | 1 | 6-795 kcmil ACSR | 0 | 0 | 0 | 0 | 0 | 0 | 0 | 0 | 0 | 0 | 0 | 0 | 0 | 0 | 0 | 0 | 0 | 0 | 0 | 0 | 0 | 0 | 0 | 12 | 1
NO |  | 120 | 2015 | 1 | 12 | 12 |  |  |  | 345 | 345 | TOWER | 5.27 | 0.55 | 1 | 6-954 kcmil ACSR | 0 | 0 | 0 | 0 | 0 | 0 | 0 | 0 | 0 | 0 | 0 | 0 | 0 | 0 | 0 | 0 | 0 | 0 | 0 | 0 | 0 | 0 | 0 | 12 | 1
NO |  | 120 | 2015 | 1 | 13 | 13 |  | (0981) KING | ST. CROIX RIVER (EAU CLAIRE | 345 | 345 | K-FRAME | 3.69 | 0 | 1 | 6-795 kcmil ACSR | 24099 | 872818 | 896916 | 0 | 0 | 0 | 0 | 0 | 0 | 0 | 0 | 0 | 0 | 0 | 0 | 0 | 0 | 0 | 0 | 0 | 0 | 0 | 0 | 12 | 1
NO |  | 120 | 2015 | 1 | 14 | 14 |  |  |  | 345 | 345 | TOWER | 0.72 | 15.19 | 1 | 6-795 kcmil ACSR | 0 | 0 | 0 | 0 | 0 | 0 | 0 | 0 | 0 | 0 | 0 | 0 | 0 | 0 | 0 | 0 | 0 | 0 | 0 | 0 | 0 | 0 | 0 | 12 | 1
NO |  | 120 | 2015 | 1 | 15 | 15 |  | (0982) BLUE LAKE | LAKEFIELD JUNCTION | 345 | 345 | H-FRAME | 9.95 | 0 | 1 | 6-795 kcmil ACSR | 1348745 | 26470089 | 27818834 | 0 | 0 | 0 | 0 | 0 | 0 | 0 | 0 | 0 | 0 | 0 | 0 | 0 | 0 | 0 | 0 | 0 | 0 | 0 | 0 | 12 | 1
NO |  | 120 | 2015 | 1 | 16 | 16 |  |  |  | 345 | 345 | K-FRAME | 105.78 | 0 | 1 | 6-795 kcmil ACSR | 0 | 0 | 0 | 0 | 0 | 0 | 0 | 0 | 0 | 0 | 0 | 0 | 0 | 0 | 0 | 0 | 0 | 0 | 0 | 0 | 0 | 0 | 0 | 12 | 1
NO |  | 120 | 2015 | 1 | 17 | 17 |  |  |  | 345 | 345 | SINGLE POLE | 0.48 | 0 | 1 | 6-795 kcmil ACSR | 0 | 0 | 0 | 0 | 0 | 0 | 0 | 0 | 0 | 0 | 0 | 0 | 0 | 0 | 0 | 0 | 0 | 0 | 0 | 0 | 0 | 0 | 0 | 12 | 1
NO |  | 120 | 2015 | 1 | 18 | 18 |  |  |  | 345 | 345 | TOWER | 14.59 | 0 | 1 | 6-795 kcmil ACSR | 0 | 0 | 0 | 0 | 0 | 0 | 0 | 0 | 0 | 0 | 0 | 0 | 0 | 0 | 0 | 0 | 0 | 0 | 0 | 0 | 0 | 0 | 0 | 12 | 1
NO |  | 120 | 2015 | 1 | 19 | 19 |  | (0984) SHERBURNE COUNTY | TERMINAL | 345 | 345 | K-FRAME | 19.79 | 0 | 1 | 6-954 kcmil ACSR | 667056 | 9634576 | 10301633 | 0 | 0 | 0 | 0 | 0 | 0 | 0 | 0 | 0 | 0 | 0 | 0 | 0 | 0 | 0 | 0 | 0 | 0 | 0 | 0 | 12 | 1
NO |  | 120 | 2015 | 1 | 20 | 20 |  |  |  | 345 | 345 | SINGLE POLE | 0 | 4.61 | 1 | 6-795 kcmil ACSR | 0 | 0 | 0 | 0 | 0 | 0 | 0 | 0 | 0 | 0 | 0 | 0 | 0 | 0 | 0 | 0 | 0 | 0 | 0 | 0 | 0 | 0 | 0 | 12 | 1
NO |  | 120 | 2015 | 1 | 21 | 21 |  |  |  | 345 | 345 | SINGLE POLE | 14.81 | 0 | 1 | 6-954 kcmil ACSR | 0 | 0 | 0 | 0 | 0 | 0 | 0 | 0 | 0 | 0 | 0 | 0 | 0 | 0 | 0 | 0 | 0 | 0 | 0 | 0 | 0 | 0 | 0 | 12 | 1
NO |  | 120 | 2015 | 1 | 22 | 22 |  |  |  | 345 | 345 | TOWER | 0 | 9.02 | 1 | 6-795 kcmil ACSR | 0 | 0 | 0 | 0 | 0 | 0 | 0 | 0 | 0 | 0 | 0 | 0 | 0 | 0 | 0 | 0 | 0 | 0 | 0 | 0 | 0 | 0 | 0 | 12 | 1
NO |  | 120 | 2015 | 1 | 23 | 23 |  |  |  | 345 | 345 | TOWER | 8.84 | 0 | 1 | 6-954 kcmil ACSR | 0 | 0 | 0 | 0 | 0 | 0 | 0 | 0 | 0 | 0 | 0 | 0 | 0 | 0 | 0 | 0 | 0 | 0 | 0 | 0 | 0 | 0 | 0 | 12 | 1
NO |  | 120 | 2015 | 1 | 24 | 24 |  | (0985) SHERBURNE COUNTY | GRE CONNECTION | 345 | 345 | H-FRAME | 7.07 | 0 | 1 | 6-954 kcmil ACSR | 17816 | 7665066 | 7682882 | 0 | 0 | 0 | 0 | 0 | 0 | 0 | 0 | 0 | 0 | 0 | 0 | 0 | 0 | 0 | 0 | 0 | 0 | 0 | 0 | 12 | 1
NO |  | 120 | 2015 | 1 | 25 | 25 |  |  |  | 345 | 345 | K-FRAME | 12.85 | 1.63 | 1 | 6-954 kcmil ACSR | 0 | 0 | 0 | 0 | 0 | 0 | 0 | 0 | 0 | 0 | 0 | 0 | 0 | 0 | 0 | 0 | 0 | 0 | 0 | 0 | 0 | 0 | 0 | 12 | 1
NO |  | 120 | 2015 | 1 | 26 | 26 |  |  |  | 345 | 345 | TOWER | 5.79 | 5.79 | 1 | 6-954 kcmil ACSR | 0 | 0 | 0 | 0 | 0 | 0 | 0 | 0 | 0 | 0 | 0 | 0 | 0 | 0 | 0 | 0 | 0 | 0 | 0 | 0 | 0 | 0 | 0 | 12 | 1
NO |  | 120 | 2015 | 1 | 27 | 27 |  | (0986) PRAIRIE ISLAND | RED ROCK (LINE #2) | 345 | 345 | K-FRAME | 21.2 | 0.03 | 1 | 6-795 kcmil ACSR | 661692 | 6976971 | 7638662 | 0 | 0 | 0 | 0 | 0 | 0 | 0 | 0 | 0 | 0 | 0 | 0 | 0 | 0 | 0 | 0 | 0 | 0 | 0 | 0 | 12 | 1
NO |  | 120 | 2015 | 1 | 28 | 28 |  |  |  | 345 | 345 | SINGLE POLE | 5.91 | 0 | 1 | 6-795 kcmil ACSR | 0 | 0 | 0 | 0 | 0 | 0 | 0 | 0 | 0 | 0 | 0 | 0 | 0 | 0 | 0 | 0 | 0 | 0 | 0 | 0 | 0 | 0 | 0 | 12 | 1
NO |  | 120 | 2015 | 1 | 29 | 29 |  |  |  | 345 | 345 | TOWER | 2.25 | 0 | 1 | 6-795 kcmil ACSR | 0 | 0 | 0 | 0 | 0 | 0 | 0 | 0 | 0 | 0 | 0 | 0 | 0 | 0 | 0 | 0 | 0 | 0 | 0 | 0 | 0 | 0 | 0 | 12 | 1
NO |  | 120 | 2015 | 1 | 30 | 30 |  |  |  | 345 | 345 | TOWER | 0.12 | 2.4 | 1 | 6-954 kcmil ACSR | 0 | 0 | 0 | 0 | 0 | 0 | 0 | 0 | 0 | 0 | 0 | 0 | 0 | 0 | 0 | 0 | 0 | 0 | 0 | 0 | 0 | 0 | 0 | 12 | 1
NO |  | 120 | 2015 | 1 | 31 | 31 |  | (0987) PRAIRIE ISLAND | RED ROCK (LINE #1) | 345 | 345 | K-FRAME | 18.32 | 0 | 1 | 6-795 kcmil ACSR | 0 | 2942385 | 2942385 | 0 | 0 | 0 | 0 | 0 | 0 | 0 | 0 | 0 | 0 | 0 | 0 | 0 | 0 | 0 | 0 | 0 | 0 | 0 | 0 | 12 | 1
NO |  | 120 | 2015 | 1 | 32 | 32 |  |  |  | 345 | 345 | SINGLE POLE | 2.35 | 6.5 | 1 | 6-795 kcmil ACSR | 0 | 0 | 0 | 0 | 0 | 0 | 0 | 0 | 0 | 0 | 0 | 0 | 0 | 0 | 0 | 0 | 0 | 0 | 0 | 0 | 0 | 0 | 0 | 12 | 1
NO |  | 120 | 2015 | 1 | 33 | 33 |  |  |  | 345 | 345 | TOWER | 0 | 2.25 | 1 | 6-795 kcmil ACSR | 0 | 0 | 0 | 0 | 0 | 0 | 0 | 0 | 0 | 0 | 0 | 0 | 0 | 0 | 0 | 0 | 0 | 0 | 0 | 0 | 0 | 0 | 0 | 12 | 1
NO |  | 120 | 2015 | 1 | 34 | 34 |  |  |  | 345 | 345 | TOWER | 0.15 | 2.37 | 1 | 6-954 kcmil ACSR | 0 | 0 | 0 | 0 | 0 | 0 | 0 | 0 | 0 | 0 | 0 | 0 | 0 | 0 | 0 | 0 | 0 | 0 | 0 | 0 | 0 | 0 | 0 | 12 | 1
NO |  | 120 | 2015 | 1 | 35 | 35 |  | (0988) BLUE LAKE | PARKERS LAKE | 345 | 345 | SINGLE POLE | 0 | 2.11 | 1 | 6-795 kcmil ACSR | 0 | 478209 | 478209 | 0 | 0 | 0 | 0 | 0 | 0 | 0 | 0 | 0 | 0 | 0 | 0 | 0 | 0 | 0 | 0 | 0 | 0 | 0 | 0 | 12 | 1
NO |  | 120 | 2015 | 2 | 1 | 1 |  |  |  | 345 | 345 | TOWER | 0 | 12.67 | 1 | 6-795 kcmil ACSR | 0 | 0 | 0 | 0 | 0 | 0 | 0 | 0 | 0 | 0 | 0 | 0 | 0 | 0 | 0 | 0 | 0 | 0 | 0 | 0 | 0 | 0 | 0 | 12 | 1
NO |  | 120 | 2015 | 2 | 2 | 2 |  | (0989) BLUE LAKE | RED ROCK | 345 | 345 | H-FRAME | 0.88 | 0 | 1 | 6-795 kcmil ACSR | 353005 | 3108909 | 3461914 | 0 | 0 | 0 | 0 | 0 | 0 | 0 | 0 | 0 | 0 | 0 | 0 | 0 | 0 | 0 | 0 | 0 | 0 | 0 | 0 | 12 | 1
NO |  | 120 | 2015 | 2 | 3 | 3 |  |  |  | 345 | 345 | K-FRAME | 2.77 | 0 | 1 | 6-795 kcmil ACSR | 0 | 0 | 0 | 0 | 0 | 0 | 0 | 0 | 0 | 0 | 0 | 0 | 0 | 0 | 0 | 0 | 0 | 0 | 0 | 0 | 0 | 0 | 0 | 12 | 1
NO |  | 120 | 2015 | 2 | 4 | 4 |  |  |  | 345 | 345 | SINGLE POLE | 0 | 0.83 | 1 | 6-795 kcmil ACSR | 0 | 0 | 0 | 0 | 0 | 0 | 0 | 0 | 0 | 0 | 0 | 0 | 0 | 0 | 0 | 0 | 0 | 0 | 0 | 0 | 0 | 0 | 0 | 12 | 1
NO |  | 120 | 2015 | 2 | 5 | 5 |  |  |  | 345 | 345 | TOWER | 9.12 | 17.16 | 1 | 6-795 kcmil ACSR | 0 | 0 | 0 | 0 | 0 | 0 | 0 | 0 | 0 | 0 | 0 | 0 | 0 | 0 | 0 | 0 | 0 | 0 | 0 | 0 | 0 | 0 | 0 | 12 | 1
NO |  | 120 | 2015 | 2 | 6 | 6 |  | (0991) SHERBURNE COUNTY | MONTICELLO | 345 | 345 | TOWER | 0 | 5.81 | 1 | 6-954 kcmil ACSR | 0 | 196978 | 196978 | 0 | 0 | 0 | 0 | 0 | 0 | 0 | 0 | 0 | 0 | 0 | 0 | 0 | 0 | 0 | 0 | 0 | 0 | 0 | 0 | 12 | 1
NO |  | 120 | 2015 | 2 | 7 | 7 |  | (0992) SHERBURNE COUNTY | COON CREEK | 345 | 345 | K-FRAME | 16.93 | 0.66 | 1 | 6-954 kcmil ACSR | 472775 | 3455294 | 3928069 | 0 | 0 | 0 | 0 | 0 | 0 | 0 | 0 | 0 | 0 | 0 | 0 | 0 | 0 | 0 | 0 | 0 | 0 | 0 | 0 | 12 | 1
NO |  | 120 | 2015 | 2 | 8 | 8 |  |  |  | 345 | 345 | SINGLE POLE | 0 | 14.18 | 1 | 6-954 kcmil ACSR | 0 | 0 | 0 | 0 | 0 | 0 | 0 | 0 | 0 | 0 | 0 | 0 | 0 | 0 | 0 | 0 | 0 | 0 | 0 | 0 | 0 | 0 | 0 | 12 | 1
NO |  | 120 | 2015 | 2 | 9 | 9 |  |  |  | 345 | 345 | TOWER | 0 | 11.62 | 1 | 6-954 kcmil ACSR | 0 | 0 | 0 | 0 | 0 | 0 | 0 | 0 | 0 | 0 | 0 | 0 | 0 | 0 | 0 | 0 | 0 | 0 | 0 | 0 | 0 | 0 | 0 | 12 | 1
NO |  | 120 | 2015 | 2 | 10 | 10 |  | (0994) CHISAGO COUNTY | KING | 345 | 345 | SINGLE POLE | 0 | 26.11 | 1 | 6-954 kcmil ACSR | 0 | 1648291 | 1648291 | 0 | 0 | 0 | 0 | 0 | 0 | 0 | 0 | 0 | 0 | 0 | 0 | 0 | 0 | 0 | 0 | 0 | 0 | 0 | 0 | 12 | 1
NO |  | 120 | 2015 | 2 | 11 | 11 |  |  |  | 345 | 345 | TOWER | 0 | 5.51 | 1 | 6-795 kcmil ACSR | 0 | 0 | 0 | 0 | 0 | 0 | 0 | 0 | 0 | 0 | 0 | 0 | 0 | 0 | 0 | 0 | 0 | 0 | 0 | 0 | 0 | 0 | 0 | 12 | 1
NO |  | 120 | 2015 | 2 | 12 | 12 |  |  |  | 345 | 345 | TOWER | 0 | 1.11 | 1 | 6-795 kcmil ACSR | 0 | 0 | 0 | 0 | 0 | 0 | 0 | 0 | 0 | 0 | 0 | 0 | 0 | 0 | 0 | 0 | 0 | 0 | 0 | 0 | 0 | 0 | 0 | 12 | 1
NO |  | 120 | 2015 | 2 | 13 | 13 |  |  |  | 345 | 345 | TOWER | 0 | 5.45 | 1 | 6-954 kcmil ACSR | 0 | 0 | 0 | 0 | 0 | 0 | 0 | 0 | 0 | 0 | 0 | 0 | 0 | 0 | 0 | 0 | 0 | 0 | 0 | 0 | 0 | 0 | 0 | 12 | 1
NO |  | 120 | 2015 | 2 | 14 | 14 |  | (0996) PARKERS LAKE | DICKINSON | 345 | 345 | TOWER | 0.13 | 9.62 | 1 | 6-954 kcmil ACSR | 0 | 564837 | 564837 | 0 | 0 | 0 | 0 | 0 | 0 | 0 | 0 | 0 | 0 | 0 | 0 | 0 | 0 | 0 | 0 | 0 | 0 | 0 | 0 | 12 | 1
NO |  | 120 | 2015 | 2 | 15 | 15 |  | (0997) SPLIT ROCK | WATERTOWN | 345 | 345 | SINGLE POLE | 4.46 | 0 | 1 | 6-954 ACSS/TW | 139860 | 8455822 | 8595682 | 0 | 0 | 0 | 0 | 0 | 0 | 0 | 0 | 0 | 0 | 0 | 0 | 0 | 0 | 0 | 0 | 0 | 0 | 0 | 0 | 12 | 1
NO |  | 120 | 2015 | 2 | 16 | 16 |  |  |  | 345 | 345 | TOWER | 0.45 | 0.24 | 1 | 6-954 ACSS/TW | 0 | 0 | 0 | 0 | 0 | 0 | 0 | 0 | 0 | 0 | 0 | 0 | 0 | 0 | 0 | 0 | 0 | 0 | 0 | 0 | 0 | 0 | 0 | 12 | 1
NO |  | 120 | 2015 | 2 | 17 | 17 |  | (0998) SPLIT ROCK | SIOUX CITY | 345 | 345 | SINGLE POLE | 0 | 0.63 | 1 | 6-954 ACSS/TW | 0 | 670200 | 670200 | 0 | 0 | 0 | 0 | 0 | 0 | 0 | 0 | 0 | 0 | 0 | 0 | 0 | 0 | 0 | 0 | 0 | 0 | 0 | 0 | 12 | 1
NO |  | 120 | 2015 | 2 | 18 | 18 |  |  |  | 345 | 345 | SINGLE POLE | 0 | 4.43 | 1 | 6-954 kcmil ACSS | 0 | 0 | 0 | 0 | 0 | 0 | 0 | 0 | 0 | 0 | 0 | 0 | 0 | 0 | 0 | 0 | 0 | 0 | 0 | 0 | 0 | 0 | 0 | 12 | 1
NO |  | 120 | 2015 | 2 | 19 | 19 |  | (0900) BLUE LAKE | GRANITE FALLS (WAPA) | 230 | 230 | H-FRAME | 1.35 | 0 | 1 | 3-795 kcmil ACSR | 437164 | 8094209 | 8531374 | 0 | 0 | 0 | 0 | 0 | 0 | 0 | 0 | 0 | 0 | 0 | 0 | 0 | 0 | 0 | 0 | 0 | 0 | 0 | 0 | 12 | 1
NO |  | 120 | 2015 | 2 | 20 | 20 |  |  |  | 230 | 230 | K-FRAME | 2.41 | 0 | 1 | 3-795 kcmil ACSR | 0 | 0 | 0 | 0 | 0 | 0 | 0 | 0 | 0 | 0 | 0 | 0 | 0 | 0 | 0 | 0 | 0 | 0 | 0 | 0 | 0 | 0 | 0 | 12 | 1
NO |  | 120 | 2015 | 2 | 21 | 21 |  |  |  | 230 | 230 | SINGLE POLE | 0.73 | 0 | 1 | 3-795 kcmil ACSR | 0 | 0 | 0 | 0 | 0 | 0 | 0 | 0 | 0 | 0 | 0 | 0 | 0 | 0 | 0 | 0 | 0 | 0 | 0 | 0 | 0 | 0 | 0 | 12 | 1
NO |  | 120 | 2015 | 2 | 22 | 22 |  |  |  | 230 | 230 | TOWER | 102.92 | 0.34 | 1 | 3-795 kcmil ACSR | 0 | 0 | 0 | 0 | 0 | 0 | 0 | 0 | 0 | 0 | 0 | 0 | 0 | 0 | 0 | 0 | 0 | 0 | 0 | 0 | 0 | 0 | 0 | 12 | 1
NO |  | 120 | 2015 | 2 | 23 | 23 |  | (0902) LINE 0921 CON HWY 36 | MP INTER. (ARROWHEAD) | 230 | 230 | K-FRAME | 66.46 | 0 | 1 | 3-795 kcmil ACSR | 29881 | 1176747 | 1206628 | 0 | 0 | 0 | 0 | 0 | 0 | 0 | 0 | 0 | 0 | 0 | 0 | 0 | 0 | 0 | 0 | 0 | 0 | 0 | 0 | 12 | 1
NO |  | 120 | 2015 | 2 | 24 | 24 |  | (0909) AUDUBON (OTTER TAIL) | HUBBARD | 230 | 230 | H-FRAME | 38.54 | 0 | 1 | 3-795 kcmil ACSR | 57863 | 6002680 | 6060544 | 0 | 0 | 0 | 0 | 0 | 0 | 0 | 0 | 0 | 0 | 0 | 0 | 0 | 0 | 0 | 0 | 0 | 0 | 0 | 0 | 12 | 1
NO |  | 120 | 2015 | 2 | 25 | 25 |  | (0910) MAPLE RIVER | WAHPETON (MINNKOTA) | 230 | 230 | TOWER | 3.59 | 0 | 1 | 3-795 kcmil ACSR | 55625 | 283964 | 339589 | 0 | 0 | 0 | 0 | 0 | 0 | 0 | 0 | 0 | 0 | 0 | 0 | 0 | 0 | 0 | 0 | 0 | 0 | 0 | 0 | 12 | 1
NO |  | 120 | 2015 | 2 | 26 | 26 |  | (0911) MAPLE RIVER | AUDUBON | 230 | 230 | H-FRAME | 4.2 | 0 | 1 | 3-795 kcmil ACSR | 31735 | 834626 | 866361 | 0 | 0 | 0 | 0 | 0 | 0 | 0 | 0 | 0 | 0 | 0 | 0 | 0 | 0 | 0 | 0 | 0 | 0 | 0 | 0 | 12 | 1
NO |  | 120 | 2015 | 2 | 27 | 27 |  |  |  | 230 | 230 | TOWER | 0.03 | 3.72 | 1 | 3-795 kcmil ACSR | 0 | 0 | 0 | 0 | 0 | 0 | 0 | 0 | 0 | 0 | 0 | 0 | 0 | 0 | 0 | 0 | 0 | 0 | 0 | 0 | 0 | 0 | 0 | 12 | 1
NO |  | 120 | 2015 | 2 | 28 | 28 |  | (0912) DRAYTON (MINNKOTA) | LETELLIER | 230 | 230 | H-FRAME | 28.73 | 0 | 1 | 3-954 kcmil ACSR | 57281 | 2870969 | 2928250 | 0 | 0 | 0 | 0 | 0 | 0 | 0 | 0 | 0 | 0 | 0 | 0 | 0 | 0 | 0 | 0 | 0 | 0 | 0 | 0 | 12 | 1
NO |  | 120 | 2015 | 2 | 29 | 29 |  | (0915) SHEYENNE | FARGO (WAPA) | 230 | 230 | H-FRAME | 3.95 | 0 | 1 | 3-795 kcmil ACSR | 21223 | 870044 | 891267 | 0 | 0 | 0 | 0 | 0 | 0 | 0 | 0 | 0 | 0 | 0 | 0 | 0 | 0 | 0 | 0 | 0 | 0 | 0 | 0 | 12 | 1
NO |  | 120 | 2015 | 2 | 30 | 30 |  |  |  | 230 | 230 | TOWER | 0.03 | 0.19 | 1 | 3-795 kcmil ACSR | 0 | 0 | 0 | 0 | 0 | 0 | 0 | 0 | 0 | 0 | 0 | 0 | 0 | 0 | 0 | 0 | 0 | 0 | 0 | 0 | 0 | 0 | 0 | 12 | 1
NO |  | 120 | 2015 | 2 | 31 | 31 |  | (0916) PRAIRIE (MPC) | GRAND FORKS (WAPA) | 230 | 230 | H-FRAME | 6.82 | 0 | 1 | 3-954 kcmil ACSR | 24662 | 1501217 | 1525879 | 0 | 0 | 0 | 0 | 0 | 0 | 0 | 0 | 0 | 0 | 0 | 0 | 0 | 0 | 0 | 0 | 0 | 0 | 0 | 0 | 12 | 1
NO |  | 120 | 2015 | 2 | 32 | 32 |  | (0918) SPLIT ROCK | SIOUX FALLS (WAPA) | 230 | 230 | SINGLE POLE | 0.96 | 0 | 1 | 3-795 kcmil ACSS | 0 | 605867 | 605867 | 0 | 0 | 0 | 0 | 0 | 0 | 0 | 0 | 0 | 0 | 0 | 0 | 0 | 0 | 0 | 0 | 0 | 0 | 0 | 0 | 12 | 1
NO |  | 120 | 2015 | 2 | 33 | 33 |  | (0919) PAYNESVILLE TRANSMIS | WILLMAR | 230 | 230 | H-FRAME | 2.49 | 0 | 1 | 3-795 kcmil ACSR | 302577 | 7615686 | 7918263 | 0 | 0 | 0 | 0 | 0 | 0 | 0 | 0 | 0 | 0 | 0 | 0 | 0 | 0 | 0 | 0 | 0 | 0 | 0 | 0 | 12 | 1
NO |  | 120 | 2015 | 2 | 34 | 34 |  |  |  | 230 | 230 | SINGLE POLE | 27.24 | 0 | 1 | 3-795 kcmil ACSR | 0 | 0 | 0 | 0 | 0 | 0 | 0 | 0 | 0 | 0 | 0 | 0 | 0 | 0 | 0 | 0 | 0 | 0 | 0 | 0 | 0 | 0 | 0 | 12 | 1
NO |  | 120 | 2015 | 2 | 35 | 35 |  | (0920) RUGBY | GLENBORO | 230 | 230 | H-FRAME | 56.5 | 0 | 1 | 3-954 kcmil ACSR | 1288507 | 12625686 | 13914193 | 0 | 0 | 0 | 0 | 0 | 0 | 0 | 0 | 0 | 0 | 0 | 0 | 0 | 0 | 0 | 0 | 0 | 0 | 0 | 0 | 12 | 1
NO |  | 120 | 2015 | 3 | 1 | 1 |  | (0920) RUGBY | GLENBORO | 230 | 230 | SPECIAL 1 | 0.15 | 0 | 1 | 3-954 kcmil ACSR | 1288507 | 12625686 | 13914193 | 0 | 0 | 0 | 0 | 0 | 0 | 0 | 0 | 0 | 0 | 0 | 0 | 0 | 0 | 0 | 0 | 0 | 0 | 0 | 0 | 12 | 1
NO |  | 120 | 2015 | 3 | 2 | 2 |  | (0921) RED ROCK | LINE 0902 CONN (HWY 36) | 230 | 230 | K-FRAME | 10.92 | 0.09 | 1 | 3-1272 kcmil ACSR | 407857 | 6519456 | 6927313 | 0 | 0 | 0 | 0 | 0 | 0 | 0 | 0 | 0 | 0 | 0 | 0 | 0 | 0 | 0 | 0 | 0 | 0 | 0 | 0 | 12 | 1
NO |  | 120 | 2015 | 3 | 3 | 3 |  |  |  | 230 | 230 | TOWER | 2.78 | 0 | 1 | 3-1272 kcmil ACSR | 0 | 0 | 0 | 0 | 0 | 0 | 0 | 0 | 0 | 0 | 0 | 0 | 0 | 0 | 0 | 0 | 0 | 0 | 0 | 0 | 0 | 0 | 0 | 12 | 1
NO |  | 120 | 2015 | 3 | 4 | 4 |  | (0922) CASS LAKE | BOSWELL | 230 | 230 | H-FRAME | 51.46 | 0 | 1 | 3-795 kcmil ACSS | 1023124 | 23387110 | 24410234 | 0 | 0 | 0 | 0 | 651200530 | 0 | 0 | 0 | 0 | 0 | 0 | 0 | 0 | 0 | 0 | 0 | 0 | 0 | 0 | 0 | 12 | 1
NO |  | 120 | 2015 | 3 | 5 | 5 |  | (0923) CASS LAKE | WILTON | 230 | 230 | H-FRAME | 19.32 | 0 | 1 | 3-795 kcmil ACSS | 884508 | 9194724 | 10079232 | 0 | 0 | 0 | 0 | 651200531 | 0 | 0 | 0 | 0 | 0 | 0 | 0 | 0 | 0 | 0 | 0 | 0 | 0 | 0 | 0 | 12 | 1
NO |  | 120 | 2015 | 3 | 6 | 6 |  | (0963) HAZEL CREEK | MINNESOTA VALLEY | 230 | 345 | SINGLE POLE | 4.97 | 0 | 1 | 6-954 ACSS/TW | 13514 | 9000687 | 9014201 | 0 | 0 | 0 | 0 | 651200654 | 0 | 0 | 0 | 0 | 0 | 0 | 0 | 0 | 0 | 0 | 0 | 0 | 0 | 0 | 0 | 12 | 1
NO |  | 120 | 2015 | 3 | 7 | 7 |  | (5300) SOUTH BEND | WINNEBAGO (ALLIANT INTRCON) | 161 | 161 | H-FRAME | 29.46 | 0 | 1 | 3-477 kcmil ACSR | 143079 | 1706835 | 1849914 | 0 | 0 | 0 | 0 | 0 | 0 | 0 | 0 | 0 | 0 | 0 | 0 | 0 | 0 | 0 | 0 | 0 | 0 | 0 | 0 | 12 | 1
NO |  | 120 | 2015 | 3 | 8 | 8 |  |  |  | 161 | 161 | SINGLE POLE | 0.65 | 0 | 1 | 3-477 kcmil ACSR | 0 | 0 | 0 | 0 | 0 | 0 | 0 | 0 | 0 | 0 | 0 | 0 | 0 | 0 | 0 | 0 | 0 | 0 | 0 | 0 | 0 | 0 | 0 | 12 | 1
NO |  | 120 | 2015 | 3 | 9 | 9 |  | (5301) SPLIT ROCK | MAGNOLIA (ALLIANT INTRCON.) | 161 | 161 | H-FRAME | 18.79 | 0 | 1 | 3-477 kcmil ACSR | 59271 | 2015147 | 2074419 | 0 | 0 | 0 | 0 | 0 | 0 | 0 | 0 | 0 | 0 | 0 | 0 | 0 | 0 | 0 | 0 | 0 | 0 | 0 | 0 | 12 | 1
NO |  | 120 | 2015 | 3 | 10 | 10 |  |  |  | 161 | 161 | SINGLE POLE | 0.87 | 0 | 1 | 3-2312 kcmil ACSR | 0 | 0 | 0 | 0 | 0 | 0 | 0 | 0 | 0 | 0 | 0 | 0 | 0 | 0 | 0 | 0 | 0 | 0 | 0 | 0 | 0 | 0 | 0 | 12 | 1
NO |  | 120 | 2015 | 3 | 11 | 11 |  |  |  | 161 | 161 | SINGLE POLE | 0.41 | 0 | 1 | 3-477 kcmil ACSR | 0 | 0 | 0 | 0 | 0 | 0 | 0 | 0 | 0 | 0 | 0 | 0 | 0 | 0 | 0 | 0 | 0 | 0 | 0 | 0 | 0 | 0 | 0 | 12 | 1
NO |  | 120 | 2015 | 3 | 12 | 12 |  | (5305) LAWRENCE CREEK | ST. CROIX RIVER (SCF) | 161 | 161 | SINGLE POLE | 1.57 | 0 | 1 | 3-795 kcmil ACSS | 52746 | 1385384 | 1438130 | 0 | 0 | 0 | 0 | 0 | 0 | 0 | 0 | 0 | 0 | 0 | 0 | 0 | 0 | 0 | 0 | 0 | 0 | 0 | 0 | 12 | 1
NO |  | 120 | 2015 | 3 | 13 | 13 |  |  |  | 161 | 161 | UNDERGROUND | 0.58 | 0 | 1 | 3000 kcmil CU | 0 | 0 | 0 | 0 | 0 | 0 | 0 | 0 | 0 | 0 | 0 | 0 | 0 | 0 | 0 | 0 | 0 | 0 | 0 | 0 | 0 | 0 | 0 | 12 | 1
NO |  | 120 | 2015 | 3 | 14 | 14 |  | (5306) PLEASANT VALLEY | BYRON | 161 | 161 | SINGLE POLE | 16.6 | 0 | 1 | 3-795 kcmil ACSS | 477246 | 6134098 | 6611344 | 0 | 0 | 0 | 0 | 0 | 0 | 0 | 0 | 0 | 0 | 0 | 0 | 0 | 0 | 0 | 0 | 0 | 0 | 0 | 0 | 12 | 1
NO |  | 120 | 2015 | 3 | 15 | 15 |  | (5310) NORTH ROCHESTER | NORTHERN HILLS | 161 | 161 | SINGLE POLE | 15.12 | 0 | 1 | 3-795 kcmil ACSS | 663115 | 9558077 | 10221191 | 0 | 0 | 0 | 0 | 651200532 | 0 | 0 | 0 | 0 | 0 | 0 | 0 | 0 | 0 | 0 | 0 | 0 | 0 | 0 | 0 | 12 | 1
NO |  | 120 | 2015 | 3 | 16 | 16 |  |  |  | 161 | 161 | Y-FRAME | 0.39 | 0 | 1 | 3-795 kcmil ACSS | 0 | 0 | 0 | 0 | 0 | 0 | 0 | 0 | 0 | 0 | 0 | 0 | 0 | 0 | 0 | 0 | 0 | 0 | 0 | 0 | 0 | 0 | 0 | 12 | 1
SI/NO | A | 120 | 2015 | 3 | 18 | 18 |  | Summary of 115 kV System |  | 115 | 115 | Overhead | 1460.85 | 122.77 | 0 |  | 18755555 | 567621599 | 586377155 | 0 | 0 | 0 | 10671255.7802 | 0 | 0 | 0 | 0 | 0 | 0 | 0 | 0 | 0 | 0 | 0 | 0 | 0 | 0 | 0 | 0 | 12 | 1
NO |  | 120 | 2015 | 3 | 19 | 19 |  |  |  | 115 | 115 | Underground | 13.02 | 0 | 0 |  | 0 | 0 | 0 | 0 | 0 | 0 | 0 | 0 | 0 | 0 | 0 | 0 | 0 | 0 | 0 | 0 | 0 | 0 | 0 | 0 | 0 | 0 | 0 | 12 | 1
SI/NO | A | 120 | 2015 | 3 | 20 | 20 |  | Summary of 69 kV System |  | 69 | 69 | Overhead | 1492.42 | 84.38 | 0 |  | 4443297 | 204395299 | 208838596 | 0 | 0 | 0 | 3800574.5205 | 0 | 0 | 0 | 0 | 0 | 0 | 0 | 0 | 0 | 0 | 0 | 0 | 0 | 0 | 0 | 0 | 12 | 1
NO |  | 120 | 2015 | 3 | 21 | 21 |  |  |  | 69 | 69 | Underground | 1.62 | 0 | 0 |  | 0 | 0 | 0 | 0 | 0 | 0 | 0 | 0 | 0 | 0 | 0 | 0 | 0 | 0 | 0 | 0 | 0 | 0 | 0 | 0 | 0 | 0 | 0 | 12 | 1
SI/NO | A | 120 | 2015 | 3 | 22 | 22 |  | Summary of 34.5 kV System |  | 34 | 34 | Overhead | 60.05 | 32.39 | 0 |  | 15920 | 26364466 | 26380386 | 0 | 0 | 0 | 480086.6544 | 0 | 0 | 0 | 0 | 0 | 0 | 0 | 0 | 0 | 0 | 0 | 0 | 0 | 0 | 0 | 0 | 12 | 1
NO |  | 120 | 2015 | 3 | 23 | 23 |  |  |  | 34 | 34 | Underground | 0.55 | 0 | 0 |  | 0 | 0 | 0 | 0 | 0 | 0 | 0 | 0 | 0 | 0 | 0 | 0 | 0 | 0 | 0 | 0 | 0 | 0 | 0 | 0 | 0 | 0 | 0 | 12 | 1
NO |  | 120 | 2015 | 3 | 24 | 24 |  | All lines |  | 0 | 0 |  | 0 | 0 | 0 |  | 0 | 0 | 0 | 1780386 | 6929875 | 2190831 | 10901092 | 0 | 0 | 0 | 0 | 0 | 0 | 0 | 0 | 0 | 0 | 0 | 0 | 0 | 0 | 0 | 0 | 12 | 1
NO |  | 121 | 2015 | 0 | 1 | 1 |  | (W3101) KING | EAU CLAIRE | 345 | 345 | K-FRAME | 63.84 | 0 | 1 | 6-795 kcmil ACSR | 426269 | 21938426 | 22364695 | 0 | 0 | 0 | 0 | 0 | 0 | 0 | 0 | 0 | 0 | 0 | 0 | 0 | 0 | 0 | 0 | 0 | 0 | 0 | 0 | 12 | 1
NO |  | 121 | 2015 | 0 | 2 | 2 |  | (W3102) ROCKY RUN (WPS) | EAU CLAIRE | 345 | 345 | K-FRAME | 78.43 | 0 | 1 | 6-795 kcmil ACSR | 340838 | 36232544 | 36573382 | 0 | 0 | 0 | 0 | 0 | 0 | 0 | 0 | 0 | 0 | 0 | 0 | 0 | 0 | 0 | 0 | 0 | 0 | 0 | 0 | 12 | 1
NO |  | 121 | 2015 | 0 | 3 | 3 |  |  |  | 345 | 345 | TOWER | 1.6 | 0 | 1 | 6-795 kcmil ACSR | 0 | 0 | 0 | 0 | 0 | 0 | 0 | 0 | 0 | 0 | 0 | 0 | 0 | 0 | 0 | 0 | 0 | 0 | 0 | 0 | 0 | 0 | 0 | 12 | 1
NO |  | 121 | 2015 | 0 | 4 | 4 |  | (W3103) BRIGGS | MISSISSIPPI RIVER | 345 | 345 | H-FRAME | 10.84 | 0 | 1 | 6-954 ACSS/TW | 8010907 | 114387669 | 122398576 | 0 | 0 | 0 | 0 | 651210392 | 0 | 0 | 0 | 0 | 0 | 0 | 0 | 0 | 0 | 0 | 0 | 0 | 0 | 0 | 0 | 12 | 1
NO |  | 121 | 2015 | 0 | 5 | 5 |  |  |  | 345 | 345 | H-FRAME | 0.79 | 0 | 1 | 9-954 kcmil ACSS | 0 | 0 | 0 | 0 | 0 | 0 | 0 | 0 | 0 | 0 | 0 | 0 | 0 | 0 | 0 | 0 | 0 | 0 | 0 | 0 | 0 | 0 | 0 | 12 | 1
NO |  | 121 | 2015 | 0 | 6 | 6 |  |  |  | 345 | 345 | SINGLE POLE | 37.01 | 0 | 1 | 6-954 ACSS/TW | 0 | 0 | 0 | 0 | 0 | 0 | 0 | 0 | 0 | 0 | 0 | 0 | 0 | 0 | 0 | 0 | 0 | 0 | 0 | 0 | 0 | 0 | 0 | 12 | 1
NO |  | 121 | 2015 | 0 | 7 | 7 |  | (W3201) LA CROSSE | DPC TIE | 161 | 161 | H-FRAME | 3.97 | 0.04 | 1 | 3-795 kcmil ACSS | 25111 | 688016 | 713127 | 0 | 0 | 0 | 0 | 0 | 0 | 0 | 0 | 0 | 0 | 0 | 0 | 0 | 0 | 0 | 0 | 0 | 0 | 0 | 0 | 12 | 1
NO |  | 121 | 2015 | 0 | 8 | 8 |  | (W3203) EAU CLAIRE | LA CROSSE | 161 | 161 | H-FRAME | 71.36 | 0.25 | 1 | 3-477 kcmil ACSR | 485486 | 8821944 | 9307430 | 0 | 0 | 0 | 0 | 0 | 0 | 0 | 0 | 0 | 0 | 0 | 0 | 0 | 0 | 0 | 0 | 0 | 0 | 0 | 0 | 12 | 1
NO |  | 121 | 2015 | 0 | 9 | 9 |  |  |  | 161 | 161 | SINGLE POLE | 0.53 | 0.56 | 1 | 3-477 kcmil ACSR | 0 | 0 | 0 | 0 | 0 | 0 | 0 | 0 | 0 | 0 | 0 | 0 | 0 | 0 | 0 | 0 | 0 | 0 | 0 | 0 | 0 | 0 | 0 | 12 | 1
NO |  | 121 | 2015 | 0 | 10 | 10 |  |  |  | 161 | 161 | SINGLE POLE | 0 | 8.15 | 1 | 3-795 kcmil ACSS | 0 | 0 | 0 | 0 | 0 | 0 | 0 | 0 | 0 | 0 | 0 | 0 | 0 | 0 | 0 | 0 | 0 | 0 | 0 | 0 | 0 | 0 | 0 | 12 | 1
NO |  | 121 | 2015 | 0 | 11 | 11 |  | (W3204) JACKSON COUNTY | ALMA | 161 | 161 | H-FRAME | 22.76 | 0 | 1 | 3-795 kcmil ACSR | 159903 | 1347133 | 1507036 | 0 | 0 | 0 | 0 | 0 | 0 | 0 | 0 | 0 | 0 | 0 | 0 | 0 | 0 | 0 | 0 | 0 | 0 | 0 | 0 | 12 | 1
NO |  | 121 | 2015 | 0 | 12 | 12 |  |  |  | 161 | 161 | SINGLE POLE | 0.91 | 0.02 | 1 | 3-795 kcmil ACSR | 0 | 0 | 0 | 0 | 0 | 0 | 0 | 0 | 0 | 0 | 0 | 0 | 0 | 0 | 0 | 0 | 0 | 0 | 0 | 0 | 0 | 0 | 0 | 12 | 1
NO |  | 121 | 2015 | 0 | 13 | 13 |  | (W3205) COULEE AVE. | LA CROSSE | 161 | 161 | H-FRAME | 8.33 | 0 | 1 | 3-477 kcmil ACSR | 96279 | 1900766 | 1997045 | 0 | 0 | 0 | 0 | 0 | 0 | 0 | 0 | 0 | 0 | 0 | 0 | 0 | 0 | 0 | 0 | 0 | 0 | 0 | 0 | 12 | 1
NO |  | 121 | 2015 | 0 | 14 | 14 |  | (W3206) COULEE AVENUE | DPC TIE | 161 | 161 | H-FRAME | 0 | 0.44 | 1 | 3-795 kcmil ACSS | 0 | 428954 | 428954 | 0 | 0 | 0 | 0 | 0 | 0 | 0 | 0 | 0 | 0 | 0 | 0 | 0 | 0 | 0 | 0 | 0 | 0 | 0 | 0 | 12 | 1
NO |  | 121 | 2015 | 0 | 15 | 15 |  |  |  | 161 | 161 | SPECIAL 1 | 0.67 | 0.64 | 1 | 3-795 kcmil ACSS | 0 | 0 | 0 | 0 | 0 | 0 | 0 | 0 | 0 | 0 | 0 | 0 | 0 | 0 | 0 | 0 | 0 | 0 | 0 | 0 | 0 | 0 | 0 | 12 | 1
NO |  | 121 | 2015 | 0 | 16 | 16 |  | (W3207) LA CROSSE | MONROE COUNTY | 161 | 161 | H-FRAME | 26.78 | 0.01 | 1 | 3-795 kcmil ACSR | 226595 | 1831952 | 2058547 | 0 | 0 | 0 | 0 | 0 | 0 | 0 | 0 | 0 | 0 | 0 | 0 | 0 | 0 | 0 | 0 | 0 | 0 | 0 | 0 | 12 | 1
NO |  | 121 | 2015 | 0 | 17 | 17 |  | (W3209) CRYSTAL CAVE | APPLE RIVER | 161 | 161 | SINGLE POLE | 1.05 | 0 | 1 | 3-795 kcmil ACSS | 276200 | 6316375 | 6592576 | 0 | 0 | 0 | 0 | 0 | 0 | 0 | 0 | 0 | 0 | 0 | 0 | 0 | 0 | 0 | 0 | 0 | 0 | 0 | 0 | 12 | 1
NO |  | 121 | 2015 | 0 | 18 | 18 |  |  |  | 161 | 161 | SINGLE POLE | 39.44 | 0 | 1 | 3-954 kcmil ACSR | 0 | 0 | 0 | 0 | 0 | 0 | 0 | 0 | 0 | 0 | 0 | 0 | 0 | 0 | 0 | 0 | 0 | 0 | 0 | 0 | 0 | 0 | 0 | 12 | 1
NO |  | 121 | 2015 | 0 | 19 | 19 |  | (W3210) EAU CLAIRE | ELK MOUND | 161 | 161 | H-FRAME | 4.14 | 0 | 1 | 3-795 kcmil ACSS | 20271 | 3002184 | 3022455 | 0 | 0 | 0 | 0 | 0 | 0 | 0 | 0 | 0 | 0 | 0 | 0 | 0 | 0 | 0 | 0 | 0 | 0 | 0 | 0 | 12 | 1
NO |  | 121 | 2015 | 0 | 20 | 20 |  |  |  | 161 | 161 | SINGLE POLE | 3.59 | 0 | 1 | 3-795 kcmil ACSR | 0 | 0 | 0 | 0 | 0 | 0 | 0 | 0 | 0 | 0 | 0 | 0 | 0 | 0 | 0 | 0 | 0 | 0 | 0 | 0 | 0 | 0 | 0 | 12 | 1
NO |  | 121 | 2015 | 0 | 21 | 21 |  | (W3211) EAU CLAIRE | PRESTO | 161 | 161 | SINGLE POLE | 1.8 | 0.03 | 1 | 3-4/0 AWG ACSR | 113405 | 6754197 | 6867602 | 0 | 0 | 0 | 0 | 0 | 0 | 0 | 0 | 0 | 0 | 0 | 0 | 0 | 0 | 0 | 0 | 0 | 0 | 0 | 0 | 12 | 1
NO |  | 121 | 2015 | 0 | 22 | 22 |  | (W3213) EAU CLAIRE | WHEATON | 161 | 161 | H-FRAME | 21.18 | 0 | 1 | 3-795 kcmil ACSS | 352275 | 6738880 | 7091155 | 0 | 0 | 0 | 0 | 0 | 0 | 0 | 0 | 0 | 0 | 0 | 0 | 0 | 0 | 0 | 0 | 0 | 0 | 0 | 0 | 12 | 1
NO |  | 121 | 2015 | 0 | 23 | 23 |  |  |  | 161 | 161 | SINGLE POLE | 3.59 | 0.15 | 1 | 3-795 kcmil ACSS | 0 | 0 | 0 | 0 | 0 | 0 | 0 | 0 | 0 | 0 | 0 | 0 | 0 | 0 | 0 | 0 | 0 | 0 | 0 | 0 | 0 | 0 | 0 | 12 | 1
NO |  | 121 | 2015 | 0 | 24 | 24 |  | (W3214) HYDRO LANE | LINE 3213 TAP | 161 | 161 | SINGLE POLE | 12.7 | 1.95 | 1 | 3-795 kcmil ACSS | 485031 | 3597264 | 4082295 | 0 | 0 | 0 | 0 | 0 | 0 | 0 | 0 | 0 | 0 | 0 | 0 | 0 | 0 | 0 | 0 | 0 | 0 | 0 | 0 | 12 | 1
NO |  | 121 | 2015 | 0 | 25 | 25 |  | (W3215) CRYSTAL CAVE | RED CEDAR | 161 | 161 | H-FRAME | 0.8 | 0.06 | 1 | 3-795 kcmil ACSS | 35141 | 826400 | 861541 | 0 | 0 | 0 | 0 | 0 | 0 | 0 | 0 | 0 | 0 | 0 | 0 | 0 | 0 | 0 | 0 | 0 | 0 | 0 | 0 | 12 | 1
NO |  | 121 | 2015 | 0 | 26 | 26 |  |  |  | 161 | 161 | SINGLE POLE | 26.37 | 1.52 | 1 | 3-795 kcmil ACSS | 0 | 0 | 0 | 0 | 0 | 0 | 0 | 0 | 0 | 0 | 0 | 0 | 0 | 0 | 0 | 0 | 0 | 0 | 0 | 0 | 0 | 0 | 0 | 12 | 1
NO |  | 121 | 2015 | 0 | 27 | 27 |  | (W3216) STONE LAKE | WASHCO (DPC) | 161 | 161 | 3 POLE | 0.1 | 0.52 | 1 | 3-795 kcmil ACSS | 30345 | 47869 | 78214 | 0 | 0 | 0 | 0 | 0 | 0 | 0 | 0 | 0 | 0 | 0 | 0 | 0 | 0 | 0 | 0 | 0 | 0 | 0 | 0 | 12 | 1
NO |  | 121 | 2015 | 0 | 28 | 28 |  |  |  | 161 | 161 | SINGLE POLE | 0 | 19.74 | 1 | 3-795 kcmil ACSS | 0 | 0 | 0 | 0 | 0 | 0 | 0 | 0 | 0 | 0 | 0 | 0 | 0 | 0 | 0 | 0 | 0 | 0 | 0 | 0 | 0 | 0 | 0 | 12 | 1
NO |  | 121 | 2015 | 0 | 29 | 29 |  | (W3217) STONE LAKE | GINGLES | 161 | 161 | SINGLE POLE | 63.63 | 0 | 1 | 3-795 kcmil ACSR | 603813 | 20126880 | 20730693 | 0 | 0 | 0 | 0 | 0 | 0 | 0 | 0 | 0 | 0 | 0 | 0 | 0 | 0 | 0 | 0 | 0 | 0 | 0 | 0 | 12 | 1
NO |  | 121 | 2015 | 0 | 30 | 30 |  |  |  | 161 | 161 | SPECIAL | 0.09 | 0 | 1 | 3-795 kcmil ACSR | 0 | 0 | 0 | 0 | 0 | 0 | 0 | 0 | 0 | 0 | 0 | 0 | 0 | 0 | 0 | 0 | 0 | 0 | 0 | 0 | 0 | 0 | 0 | 12 | 1
NO |  | 121 | 2015 | 0 | 31 | 31 |  | (W3218) ST CROIX RIVER | BORDER(DPC) | 161 | 161 | SINGLE POLE | 0.08 | 0 | 1 | 3-795 kcmil ACSS | 0 | 296268 | 296268 | 0 | 0 | 0 | 0 | 0 | 0 | 0 | 0 | 0 | 0 | 0 | 0 | 0 | 0 | 0 | 0 | 0 | 0 | 0 | 0 | 12 | 1
NO |  | 121 | 2015 | 0 | 32 | 32 |  |  |  | 161 | 161 | UNDERGROUND | 2.38 | 0 | 1 | 3000 kcmil CU | 0 | 0 | 0 | 0 | 0 | 0 | 0 | 0 | 0 | 0 | 0 | 0 | 0 | 0 | 0 | 0 | 0 | 0 | 0 | 0 | 0 | 0 | 0 | 12 | 1
NO |  | 121 | 2015 | 0 | 33 | 33 |  | (W3219) GRAVEL ISLAND | HALLIE | 161 | 161 | SINGLE POLE | 3.17 | 0 | 1 | 3-795 kcmil ACSS | 0 | 0 | 0 | 0 | 0 | 0 | 0 | 0 | 0 | 0 | 0 | 0 | 0 | 0 | 0 | 0 | 0 | 0 | 0 | 0 | 0 | 0 | 0 | 12 | 1
NO |  | 121 | 2015 | 0 | 34 | 34 |  | (W3220) EAU CLAIRE | HALLIE | 161 | 161 | SINGLE POLE | 3.44 | 0.32 | 1 | 3-795 kcmil ACSS | 0 | 0 | 0 | 0 | 0 | 0 | 0 | 0 | 0 | 0 | 0 | 0 | 0 | 0 | 0 | 0 | 0 | 0 | 0 | 0 | 0 | 0 | 0 | 12 | 1
NO |  | 121 | 2015 | 0 | 35 | 35 |  | (W3221) STONE LAKE | RADISSON | 161 | 161 | SINGLE POLE | 7.02 | 5.57 | 1 | 3-795 kcmil ACSS | 584072 | 18058002 | 18642074 | 0 | 0 | 0 | 0 | 0 | 0 | 0 | 0 | 0 | 0 | 0 | 0 | 0 | 0 | 0 | 0 | 0 | 0 | 0 | 0 | 12 | 1
NO |  | 121 | 2015 | 0 | 36 | 36 |  | TOTAL |  | 0 | 0 |  | 2272.07 | 247.97 | 38 |  | 25723848 | 631825278 | 657549126 | 837841 | 2217594 | 529045 | 3584480 | 0 | 0 | 0 | 0 | 0 | 0 | 0 | 0 | 0 | 0 | 0 | 0 | 0 | 0 | 0 | 0 | 12 | 1
NO |  | 121 | 2015 | 1 | 1 | 1 |  |  |  | 161 | 161 | SPECIAL 1 | 1.08 | 0 | 1 | 3-795 kcmil ACSS | 0 | 0 | 0 | 0 | 0 | 0 | 0 | 0 | 0 | 0 | 0 | 0 | 0 | 0 | 0 | 0 | 0 | 0 | 0 | 0 | 0 | 0 | 0 | 12 | 1
NO |  | 121 | 2015 | 1 | 2 | 2 |  |  |  | 161 | 161 | SPECIAL 2 | 4.7 | 0 | 1 | 3-795 kcmil ACSS | 0 | 0 | 0 | 0 | 0 | 0 | 0 | 0 | 0 | 0 | 0 | 0 | 0 | 0 | 0 | 0 | 0 | 0 | 0 | 0 | 0 | 0 | 0 | 12 | 1
NO |  | 121 | 2015 | 1 | 3 | 3 |  | (W3222) RADISSON | OSPREY | 161 | 161 | SINGLE POLE | 35.95 | 0.03 | 1 | 3-795 kcmil ACSS | 1140688 | 33667004 | 34807691 | 0 | 0 | 0 | 0 | 0 | 0 | 0 | 0 | 0 | 0 | 0 | 0 | 0 | 0 | 0 | 0 | 0 | 0 | 0 | 0 | 12 | 1
SI/NO | A | 121 | 2015 | 1 | 5 | 5 |  | Summary of 115 kV System |  | 115 | 115 | Overhead | 385.63 | 32.28 | 0 |  | 3320365 | 117113055 | 120433420 | 0 | 0 | 0 | 2191722.2019 | 0 | 0 | 0 | 0 | 0 | 0 | 0 | 0 | 0 | 0 | 0 | 0 | 0 | 0 | 0 | 0 | 12 | 1
NO |  | 121 | 2015 | 1 | 6 | 6 |  |  |  | 115 | 161 | Overhead | 36.48 | 0 | 0 |  | 0 | 0 | 0 | 0 | 0 | 0 | 0 | 0 | 0 | 0 | 0 | 0 | 0 | 0 | 0 | 0 | 0 | 0 | 0 | 0 | 0 | 0 | 0 | 12 | 1
SI/NO | A | 121 | 2015 | 1 | 7 | 7 |  | Summary of 88 kV System |  | 88 | 115 | Overhead | 1.51 | 0.33 | 0 |  | 239696 | 8844749 | 9084445 | 0 | 0 | 0 | 165324.3742 | 0 | 0 | 0 | 0 | 0 | 0 | 0 | 0 | 0 | 0 | 0 | 0 | 0 | 0 | 0 | 0 | 12 | 1
NO |  | 121 | 2015 | 1 | 8 | 8 |  |  |  | 88 | 88 | Overhead | 70.49 | 4.89 | 0 |  | 0 | 0 | 0 | 0 | 0 | 0 | 0 | 0 | 0 | 0 | 0 | 0 | 0 | 0 | 0 | 0 | 0 | 0 | 0 | 0 | 0 | 0 | 0 | 12 | 1
SI/NO | A | 121 | 2015 | 1 | 9 | 9 |  | Summary of 69 kV System |  | 69 | 69 | Overhead | 914.54 | 156.81 | 0 |  | 8016453 | 187704247 | 195720700 | 0 | 0 | 0 | 3561846.899 | 0 | 0 | 0 | 0 | 0 | 0 | 0 | 0 | 0 | 0 | 0 | 0 | 0 | 0 | 0 | 0 | 12 | 1
NO |  | 121 | 2015 | 1 | 10 | 10 |  |  |  | 69 | 69 | Underground | 0.87 | 0 | 0 |  | 0 | 0 | 0 | 0 | 0 | 0 | 0 | 0 | 0 | 0 | 0 | 0 | 0 | 0 | 0 | 0 | 0 | 0 | 0 | 0 | 0 | 0 | 0 | 12 | 1
SI/NO | A | 121 | 2015 | 1 | 11 | 11 |  | Summary of 34.5 kV System |  | 34.5 | 34.5 | Overhead | 281.94 | 13.66 | 0 |  | 726774 | 30527562 | 31254336 | 0 | 0 | 0 | 568785.8247 | 0 | 0 | 0 | 0 | 0 | 0 | 0 | 0 | 0 | 0 | 0 | 0 | 0 | 0 | 0 | 0 | 12 | 1
NO |  | 121 | 2015 | 1 | 12 | 12 |  |  |  | 34.5 | 69 | Overhead | 9.66 | 0 | 0 |  | 0 | 0 | 0 | 0 | 0 | 0 | 0 | 0 | 0 | 0 | 0 | 0 | 0 | 0 | 0 | 0 | 0 | 0 | 0 | 0 | 0 | 0 | 0 | 12 | 1
SI/NO | A | 121 | 2015 | 1 | 13 | 13 |  | Summary of 23 kV System |  | 23 | 23 | Overhead | 6.83 | 0 | 0 |  | 7931 | 626938 | 634869 | 0 | 0 | 0 | 11553.7405 | 0 | 0 | 0 | 0 | 0 | 0 | 0 | 0 | 0 | 0 | 0 | 0 | 0 | 0 | 0 | 0 | 12 | 1
NO |  | 121 | 2015 | 1 | 35 | 35 |  | All Lines |  | 0 | 0 |  | 0 | 0 | 0 |  | 0 | 0 | 0 | 837841 | 2217594 | 529045 | 3584480 | 0 | 0 | 0 | 0 | 0 | 0 | 0 | 0 | 0 | 0 | 0 | 0 | 0 | 0 | 0 | 0 | 12 | 1
NO |  | 122 | 2015 | 0 | 1 | 1 |  | Colstrip 4 | Switchyard | 500 | 500 | St. Tower | 0.66 | 0 | 1 | 795 KCM ACSR | 0 | 71386 | 71386 | 0 | 0 | 0 | 0 | 651220091 | 0 | 0 | 0 | 0 | 0 | 0 | 0 | 0 | 0 | 0 | 0 | 0 | 0 | 0 | 0 | 12 | 0
NO |  | 122 | 2015 | 0 | 2 | 2 |  | Colstrip | Broadview A | 500 | 500 | St. Tower | 112.07 | 0 | 1 | 795 KCM ACSR | 470715 | 11393381 | 11864096 | 0 | 0 | 0 | 0 | 651220092 | 0 | 0 | 0 | 0 | 0 | 0 | 0 | 0 | 0 | 0 | 0 | 0 | 0 | 0 | 0 | 12 | 0
NO |  | 122 | 2015 | 0 | 3 | 3 |  | Colstrip | Broadview B | 500 | 500 | St. Tower | 115.87 | 0 | 1 | 795 KCM ACSR | 593662 | 15051362 | 15645024 | 0 | 0 | 0 | 0 | 651220093 | 0 | 0 | 0 | 0 | 0 | 0 | 0 | 0 | 0 | 0 | 0 | 0 | 0 | 0 | 0 | 12 | 0
NO |  | 122 | 2015 | 0 | 4 | 4 |  | Broadview | Townsend A | 500 | 500 | St. Tower | 133.39 | 0 | 1 | 795 KCM ACSR | 900048 | 13855456 | 14755504 | 0 | 0 | 0 | 0 | 651220094 | 0 | 0 | 0 | 0 | 0 | 0 | 0 | 0 | 0 | 0 | 0 | 0 | 0 | 0 | 0 | 12 | 0
NO |  | 122 | 2015 | 0 | 5 | 5 |  | Broadview | Townsend B | 500 | 500 | St. Tower | 133.37 | 0 | 1 | 795 KCM ACSR | 936763 | 13680057 | 14616820 | 275652 | 228193 | 170528 | 674373 | 651220095 | 0 | 0 | 0 | 0 | 0 | 0 | 0 | 0 | 0 | 0 | 0 | 0 | 0 | 0 | 0 | 12 | 0
NO |  | 122 | 2015 | 0 | 6 | 6 |  | Billings | Great Falls | 230 | 230 | Wood H Frame | 187.88 | 0 | 1 | 1272 KCM ACSR | 337519 | 11177451 | 11514970 | 0 | 0 | 0 | 0 | 0 | 0 | 0 | 0 | 0 | 0 | 0 | 0 | 0 | 0 | 0 | 0 | 0 | 0 | 0 | 0 | 12 | 0
NO |  | 122 | 2015 | 0 | 7 | 7 |  | Broadview | Alkali Creek Sub | 230 | 230 | Wood H Frame | 18.4 | 0 | 1 | 1272 KCM ACSR | 21848 | 999885 | 1021733 | 0 | 0 | 0 | 0 | 0 | 0 | 0 | 0 | 0 | 0 | 0 | 0 | 0 | 0 | 0 | 0 | 0 | 0 | 0 | 0 | 12 | 0
NO |  | 122 | 2015 | 0 | 8 | 8 |  | Alkali Creek Sub | Laurel Baseline | 230 | 230 | Steel, Sgl Pol | 4.7 | 0 | 1 | 1272 KCM ACSR | 578771 | 1359019 | 1937790 | 4009 | 3822 | 49547 | 57378 | 0 | 0 | 0 | 0 | 0 | 0 | 0 | 0 | 0 | 0 | 0 | 0 | 0 | 0 | 0 | 0 | 12 | 0
NO |  | 122 | 2015 | 0 | 9 | 9 |  | Colstrip | Billings | 230 | 230 | Wood H Frame | 93.73 | 0 | 1 | 1272 KCM ACSR | 308152 | 5316356 | 5624508 | 6069 | 1753 | 0 | 7822 | 0 | 0 | 0 | 0 | 0 | 0 | 0 | 0 | 0 | 0 | 0 | 0 | 0 | 0 | 0 | 0 | 12 | 0
NO |  | 122 | 2015 | 0 | 10 | 10 |  | Billings | Yellowtail | 230 | 230 | Wood H Frame | 41.12 | 0 | 1 | 1272 KCM ACSR | 41629 | 3237868 | 3279497 | 31264 | 6450 | 0 | 37714 | 0 | 0 | 0 | 0 | 0 | 0 | 0 | 0 | 0 | 0 | 0 | 0 | 0 | 0 | 0 | 0 | 12 | 0
NO |  | 122 | 2015 | 0 | 11 | 11 |  | Hot Springs | Idaho Border | 230 | 230 | Wood H Frame | 276.35 | 0 | 1 | 1272 KCM ACSR | 5279342 | 9588191 | 14867533 | 0 | 362857 | 401701 | 764558 | 0 | 0 | 0 | 0 | 0 | 0 | 0 | 0 | 0 | 0 | 0 | 0 | 0 | 0 | 0 | 0 | 12 | 0
NO |  | 122 | 2015 | 0 | 12 | 12 |  | Ovando | Great Falls | 230 | 230 | Wood H Frame | 105.62 | 0 | 1 | 1272 KCM ACSR | 288681 | 6388954 | 6677635 | 0 | 26553 | 0 | 26553 | 0 | 0 | 0 | 0 | 0 | 0 | 0 | 0 | 0 | 0 | 0 | 0 | 0 | 0 | 0 | 0 | 12 | 0
NO |  | 122 | 2015 | 0 | 13 | 13 |  | Anaconda | Billings | 230 | 230 | Wood H Frame | 224.79 | 0 | 1 | 1272 KCM ACSR | 464117 | 12753432 | 13217549 | 32962 | -13643 | 0 | 19319 | 0 | 0 | 0 | 0 | 0 | 0 | 0 | 0 | 0 | 0 | 0 | 0 | 0 | 0 | 0 | 0 | 12 | 0
NO |  | 122 | 2015 | 0 | 14 | 14 |  | Kerr | Anaconda A | 161 | 161 | Wood H Frame | 149.37 | 0 | 1 | 350 MCM CU | 180728 | 9029233 | 9209961 | 831 | 13115 | 0 | 13946 | 0 | 0 | 0 | 0 | 0 | 0 | 0 | 0 | 0 | 0 | 0 | 0 | 0 | 0 | 0 | 0 | 12 | 0
NO |  | 122 | 2015 | 0 | 15 | 15 |  | Anaconda | Monida | 161 | 161 | Wood H Frame | 126.47 | 0 | 1 | 250 MCM CU | 65469 | 3945277 | 4010746 | 3051 | 264220 | 51140 | 318411 | 0 | 0 | 0 | 0 | 0 | 0 | 0 | 0 | 0 | 0 | 0 | 0 | 0 | 0 | 0 | 0 | 12 | 0
NO |  | 122 | 2015 | 0 | 16 | 16 |  | Anaconda | Billings | 161 | 161 | Wood H Frame | 235.68 | 0 | 1 | 556.5 MCM ACSR | 187837 | 9121500 | 9309337 | 0 | 0 | 0 | 0 | 0 | 0 | 0 | 0 | 0 | 0 | 0 | 0 | 0 | 0 | 0 | 0 | 0 | 0 | 0 | 0 | 12 | 0
NO |  | 122 | 2015 | 0 | 17 | 17 |  | Anaconda | Butte | 161 | 161 | Wood H Frame | 23.73 | 0 | 1 | 556.5 MCM ACSR | 10667 | 757969 | 768636 | 0 | 0 | 0 | 0 | 0 | 0 | 0 | 0 | 0 | 0 | 0 | 0 | 0 | 0 | 0 | 0 | 0 | 0 | 0 | 0 | 12 | 0
NO |  | 122 | 2015 | 0 | 18 | 18 |  | Clyde Park | Bozeman | 161 | 161 | Wood H Frame | 54.81 | 0 | 1 | 556.5 MCM ACSR | 448934 | 1828479 | 2277413 | 0 | 0 | 0 | 0 | 0 | 0 | 0 | 0 | 0 | 0 | 0 | 0 | 0 | 0 | 0 | 0 | 0 | 0 | 0 | 0 | 12 | 0
NO |  | 122 | 2015 | 0 | 19 | 19 |  | Missoula | Hamilton A | 161 | 161 | Wood H Frame | 53.58 | 0 | 1 | 556.5 MCM ACSR | 652145 | 2057030 | 2709175 | 0 | 0 | 0 | 0 | 0 | 0 | 0 | 0 | 0 | 0 | 0 | 0 | 0 | 0 | 0 | 0 | 0 | 0 | 0 | 0 | 12 | 0
NO |  | 122 | 2015 | 0 | 20 | 20 |  | Clyde Park | Emmigrant | 161 | 161 | Wood H Frame | 40.03 | 0 | 1 | 556.5 MCM ACSR | 720093 | 3425801 | 4145894 | 0 | 0 | 0 | 0 | 0 | 0 | 0 | 0 | 0 | 0 | 0 | 0 | 0 | 0 | 0 | 0 | 0 | 0 | 0 | 0 | 12 | 0
NO |  | 122 | 2015 | 0 | 21 | 21 |  | Bozeman | Ennis | 161 | 161 | Wood H Frame | 53.33 | 0 | 1 | 556.5 MCM ACSR | 1476730 | 5330296 | 6807026 | 0 | 0 | 0 | 0 | 0 | 0 | 0 | 0 | 0 | 0 | 0 | 0 | 0 | 0 | 0 | 0 | 0 | 0 | 0 | 0 | 12 | 0
NO |  | 122 | 2015 | 0 | 22 | 22 |  | Kerr | Anaconda B | 161 | 161 | Wood H Frame | 150.35 | 0 | 1 | 556.5 MCM ACSR | 965547 | 6555103 | 7520650 | 99158 | 99942 | 0 | 199100 | 0 | 0 | 0 | 0 | 0 | 0 | 0 | 0 | 0 | 0 | 0 | 0 | 0 | 0 | 0 | 0 | 12 | 0
NO |  | 122 | 2015 | 0 | 23 | 23 |  | Rattlesnake | Missoula #4 | 161 | 161 | Wood H Frame | 55.6 | 0 | 1 | 556.5 MCM ACSR | 2684587 | 3038755 | 5723342 | 0 | 0 | 0 | 0 | 0 | 0 | 0 | 0 | 0 | 0 | 0 | 0 | 0 | 0 | 0 | 0 | 0 | 0 | 0 | 0 | 12 | 0
NO |  | 122 | 2015 | 0 | 24 | 24 |  | Dillon | Salmon-Ennis | 161 | 161 | Wood H Frame | 81.62 | 0 | 1 | 556.5 MCM ACSR | 1360447 | 5848310 | 7208757 | 7857 | 2331 | 0 | 10188 | 0 | 0 | 0 | 0 | 0 | 0 | 0 | 0 | 0 | 0 | 0 | 0 | 0 | 0 | 0 | 0 | 12 | 0
NO |  | 122 | 2015 | 0 | 25 | 25 |  | Rainbow | Havre | 161 | 161 | Wood H Frame | 93.79 | 0 | 1 | 636 MCM ACSR | 895988 | 2674851 | 3570839 | 0 | 0 | 0 | 0 | 0 | 0 | 0 | 0 | 0 | 0 | 0 | 0 | 0 | 0 | 0 | 0 | 0 | 0 | 0 | 0 | 12 | 0
NO |  | 122 | 2015 | 0 | 26 | 26 |  | Three Rivers | Jackrabbit | 161 | 161 | SAHP Single Pe | 28.81 | 0 | 1 | 556 KCMIL ACSR | 1643626 | 7858388 | 9502014 | 9327 | 36106 | 0 | 45433 | 0 | 0 | 0 | 0 | 0 | 0 | 0 | 0 | 0 | 0 | 0 | 0 | 0 | 0 | 0 | 0 | 12 | 0
SI/SI | A | 122 | 2015 | 0 | 27 | 27 |  | All 115 kV |  | 115 | 115 | Various | 342.09 | 0 | 0 |  | 604878 | 10138994 | 10743872 | 72894 | 120083 | 25 | 193002 | 0 | 0 | 0 | 0 | 0 | 0 | 0 | 0 | 0 | 0 | 0 | 0 | 0 | 0 | 0 | 0 | 12 | 0
SI/SI | A | 122 | 2015 | 0 | 28 | 28 |  | All 100 kV |  | 100 | 100 | Various | 1734.2 | 0 | 0 |  | 5466865 | 97523072 | 102989937 | 23511 | 1047467 | 40796 | 1111774 | 0 | 0 | 0 | 0 | 0 | 0 | 0 | 0 | 0 | 0 | 0 | 0 | 0 | 0 | 0 | 0 | 12 | 0
SI/SI | A | 122 | 2015 | 0 | 29 | 29 |  | All 69 kV |  | 69 | 69 | Various | 1390.97 | 0 | 0 |  | 2171311 | 76015074 | 78186385 | 319677 | 421512 | 25300 | 766489 | 0 | 0 | 0 | 0 | 0 | 0 | 0 | 0 | 0 | 0 | 0 | 0 | 0 | 0 | 0 | 0 | 12 | 0
SI/SI | A | 122 | 2015 | 0 | 30 | 30 |  | All 50 kV |  | 50 | 50 | Various | 752.21 | 0 | 0 |  | 1813808 | 42935864 | 44749672 | 203817 | 283663 | 24985 | 512465 | 0 | 0 | 0 | 0 | 0 | 0 | 0 | 0 | 0 | 0 | 0 | 0 | 0 | 0 | 0 | 0 | 12 | 0
NO |  | 122 | 2015 | 0 | 31 | 31 |  | Big Stone, SD | Gary, SD | 230 | 230 | H-Wood | 18.2 | 0 | 1 | 1272 MCM | 8674 | 1278111 | 1286785 | 0 | 0 | 0 | 0 | 651220096 | 0 | 0 | 0 | 0 | 0 | 0 | 0 | 0 | 0 | 0 | 0 | 0 | 0 | 0 | 0 | 12 | 0
NO |  | 122 | 2015 | 0 | 32 | 32 |  | Coyote, ND | Center, ND | 345 | 345 | H-Wood | 23.1 | 0 | 1 | 954 MCM | 223226 | 3211876 | 3435102 | 0 | 0 | 0 | 0 | 651220097 | 0 | 0 | 0 | 0 | 0 | 0 | 0 | 0 | 0 | 0 | 0 | 0 | 0 | 0 | 0 | 12 | 0
NO |  | 122 | 2015 | 0 | 33 | 33 |  | Neal, IA | Hinton, IA | 345 | 345 | H-Wood | 23.59 | 0 | 1 | 954 MCM | 16579 | 616871 | 633450 | 0 | 0 | 0 | 0 | 651220098 | 0 | 0 | 0 | 0 | 0 | 0 | 0 | 0 | 0 | 0 | 0 | 0 | 0 | 0 | 0 | 12 | 0
NO |  | 122 | 2015 | 0 | 34 | 34 |  | Less non-NWE 345 kV partial |  | 0 | 0 |  | -21.54 | 0 | 1 |  | 0 | 0 | 0 | 0 | 0 | 0 | 0 | 0 | 0 | 0 | 0 | 0 | 0 | 0 | 0 | 0 | 0 | 0 | 0 | 0 | 0 | 0 | 0 | 12 | 0
NO |  | 122 | 2015 | 0 | 35 | 35 |  | Various |  | 115 | 0 | Various | 339.37 | 0 | 0 |  | 0 | 0 | 0 | 0 | 0 | 0 | 0 | 0 | 0 | 0 | 0 | 0 | 0 | 0 | 0 | 0 | 0 | 0 | 0 | 0 | 0 | 0 | 0 | 12 | 0
NO |  | 122 | 2015 | 0 | 36 | 36 |  | TOTAL |  | 0 | 0 |  | 8052.07 | 0 | 30 |  | 33242559 | 469593349 | 502835908 | 2370531 | 3424222 | 769152 | 6563905 | 0 | 0 | 0 | 0 | 0 | 0 | 0 | 0 | 0 | 0 | 0 | 0 | 0 | 0 | 0 | 0 | 12 | 0
NO |  | 122 | 2015 | 1 | 1 | 1 |  | Various |  | 69 | 0 | Various | 259.95 | 0 | 0 |  | 0 | 0 | 0 | 0 | 0 | 0 | 0 | 0 | 0 | 0 | 0 | 0 | 0 | 0 | 0 | 0 | 0 | 0 | 0 | 0 | 0 | 0 | 0 | 12 | 0
SI/SI | A | 122 | 2015 | 1 | 2 | 2 |  | Various |  | 34.5 | 0 | Various | 594.81 | 0 | 0 | Various | 1423173 | 71529697 | 72952870 | 1280452 | 519798 | 5130 | 1805380 | 0 | 0 | 0 | 0 | 0 | 0 | 0 | 0 | 0 | 0 | 0 | 0 | 0 | 0 | 0 | 0 | 12 | 0
SI/SI | A | 123 | 2015 | 0 | 1 | 1 |  | 34KV LINES & LESS |  | 34 | 34 | WOOD | 27.7 | 0.5 | 1 | VARIOUS | 42125 | 2015813 | 2057938 | 2735 | 3438 | 0 | 6173 | 0 | 0 | 0 | 0 | 0 | 0 | 0 | 0 | 0 | 0 | 0 | 0 | 0 | 0 | 0 | 0 | 12 | 1
SI/SI | A | 123 | 2015 | 0 | 4 | 4 |  | 69KV LINES |  | 69 | 69 | WOOD | 118.67 | 4.84 | 1 | VARIOUS | 230205 | 8171008 | 8401213 | 11166 | 14037 | 0 | 25203 | 0 | 0 | 0 | 0 | 0 | 0 | 0 | 0 | 0 | 0 | 0 | 0 | 0 | 0 | 0 | 0 | 12 | 1
SI/SI | S | 123 | 2015 | 0 | 6 | 6 |  | 69KV LINES |  | 69 | 69 | UNDERGROUND | 0.3 | 0 | 1 | 1200 MCM | 15285 | 439264 | 454549 | 604 | 760 | 0 | 1364 | 0 | 0 | 0 | 0 | 0 | 0 | 0 | 0 | 0 | 0 | 0 | 0 | 0 | 0 | 0 | 0 | 12 | 1
NO |  | 123 | 2015 | 0 | 36 | 36 |  | TOTAL |  | 0 | 0 |  | 146.67 | 5.34 | 3 |  | 287615 | 10626085 | 10913700 | 14505 | 18235 | 0 | 32740 | 0 | 0 | 0 | 0 | 0 | 0 | 0 | 0 | 0 | 0 | 0 | 0 | 0 | 0 | 0 | 0 | 12 | 1
NO |  | 126 | 2015 | 0 | 1 | 1 |  | Avon | Beaver No.1 | 0 | 0 |  | 0 | 0 | 0 |  | 0 | 0 | 0 | 0 | 0 | 0 | 0 | 0 | 0 | 0 | 0 | 0 | 0 | 0 | 0 | 0 | 0 | 0 | 0 | 0 | 0 | 0 | 0 | 12 | 1
NO |  | 126 | 2015 | 0 | 2 | 2 |  | Avon | Beaver No.2 | 0 | 0 |  | 0 | 0 | 0 |  | 0 | 0 | 0 | 0 | 0 | 0 | 0 | 0 | 0 | 0 | 0 | 0 | 0 | 0 | 0 | 0 | 0 | 0 | 0 | 0 | 0 | 0 | 0 | 12 | 1
NO |  | 126 | 2015 | 0 | 3 | 3 |  | Beaver | Carlisle | 0 | 0 |  | 0 | 0 | 0 |  | 0 | 0 | 0 | 0 | 0 | 0 | 0 | 0 | 0 | 0 | 0 | 0 | 0 | 0 | 0 | 0 | 0 | 0 | 0 | 0 | 0 | 0 | 0 | 12 | 1
NO |  | 126 | 2015 | 0 | 4 | 4 |  | Beaver | Davis-Besse (TE) | 0 | 0 |  | 0 | 0 | 0 |  | 0 | 0 | 0 | 0 | 0 | 0 | 0 | 0 | 0 | 0 | 0 | 0 | 0 | 0 | 0 | 0 | 0 | 0 | 0 | 0 | 0 | 0 | 0 | 12 | 1
NO |  | 126 | 2015 | 0 | 5 | 5 |  | Beaver | Hayes | 0 | 0 |  | 0 | 0 | 0 |  | 0 | 0 | 0 | 0 | 0 | 0 | 0 | 0 | 0 | 0 | 0 | 0 | 0 | 0 | 0 | 0 | 0 | 0 | 0 | 0 | 0 | 0 | 0 | 12 | 1
NO |  | 126 | 2015 | 0 | 6 | 6 |  | Beaver Valley | Hanna | 0 | 0 |  | 0 | 0 | 0 |  | 0 | 0 | 0 | 0 | 0 | 0 | 0 | 0 | 0 | 0 | 0 | 0 | 0 | 0 | 0 | 0 | 0 | 0 | 0 | 0 | 0 | 0 | 0 | 12 | 1
NO |  | 126 | 2015 | 0 | 7 | 7 |  | Beaver Valley | Sammis | 0 | 0 |  | 0 | 0 | 0 |  | 0 | 0 | 0 | 0 | 0 | 0 | 0 | 0 | 0 | 0 | 0 | 0 | 0 | 0 | 0 | 0 | 0 | 0 | 0 | 0 | 0 | 0 | 0 | 12 | 1
NO |  | 126 | 2015 | 0 | 8 | 8 |  | Canton Central | Hanna | 0 | 0 |  | 0 | 0 | 0 |  | 0 | 0 | 0 | 0 | 0 | 0 | 0 | 0 | 0 | 0 | 0 | 0 | 0 | 0 | 0 | 0 | 0 | 0 | 0 | 0 | 0 | 0 | 0 | 12 | 1
NO |  | 126 | 2015 | 0 | 9 | 9 |  | Carlisle | North Medina | 0 | 0 |  | 0 | 0 | 0 |  | 0 | 0 | 0 | 0 | 0 | 0 | 0 | 0 | 0 | 0 | 0 | 0 | 0 | 0 | 0 | 0 | 0 | 0 | 0 | 0 | 0 | 0 | 0 | 12 | 1
NO |  | 126 | 2015 | 0 | 10 | 10 |  | Chamberlin | Harding | 0 | 0 |  | 0 | 0 | 0 |  | 0 | 0 | 0 | 0 | 0 | 0 | 0 | 0 | 0 | 0 | 0 | 0 | 0 | 0 | 0 | 0 | 0 | 0 | 0 | 0 | 0 | 0 | 0 | 12 | 1
NO |  | 126 | 2015 | 0 | 11 | 11 |  | Chamberlin | Hanna #1 | 0 | 0 |  | 0 | 0 | 0 |  | 0 | 0 | 0 | 0 | 0 | 0 | 0 | 0 | 0 | 0 | 0 | 0 | 0 | 0 | 0 | 0 | 0 | 0 | 0 | 0 | 0 | 0 | 0 | 12 | 1
NO |  | 126 | 2015 | 0 | 12 | 12 |  | Davis Besse | Hayes | 0 | 0 |  | 0 | 0 | 0 |  | 0 | 0 | 0 | 0 | 0 | 0 | 0 | 0 | 0 | 0 | 0 | 0 | 0 | 0 | 0 | 0 | 0 | 0 | 0 | 0 | 0 | 0 | 0 | 12 | 1
NO |  | 126 | 2015 | 0 | 13 | 13 |  | Galion | Ohio Central | 0 | 0 |  | 0 | 0 | 0 |  | 0 | 0 | 0 | 0 | 0 | 0 | 0 | 0 | 0 | 0 | 0 | 0 | 0 | 0 | 0 | 0 | 0 | 0 | 0 | 0 | 0 | 0 | 0 | 12 | 1
NO |  | 126 | 2015 | 0 | 14 | 14 |  | Galion | South Berwick | 0 | 0 |  | 0 | 0 | 0 |  | 0 | 0 | 0 | 0 | 0 | 0 | 0 | 0 | 0 | 0 | 0 | 0 | 0 | 0 | 0 | 0 | 0 | 0 | 0 | 0 | 0 | 0 | 0 | 12 | 1
NO |  | 126 | 2015 | 0 | 15 | 15 |  | Glenwillow | Mansfield | 0 | 0 |  | 0 | 0 | 0 |  | 0 | 0 | 0 | 0 | 0 | 0 | 0 | 0 | 0 | 0 | 0 | 0 | 0 | 0 | 0 | 0 | 0 | 0 | 0 | 0 | 0 | 0 | 0 | 12 | 1
NO |  | 126 | 2015 | 0 | 16 | 16 |  | Hanna | Mansfield | 0 | 0 |  | 0 | 0 | 0 |  | 0 | 0 | 0 | 0 | 0 | 0 | 0 | 0 | 0 | 0 | 0 | 0 | 0 | 0 | 0 | 0 | 0 | 0 | 0 | 0 | 0 | 0 | 0 | 12 | 1
NO |  | 126 | 2015 | 0 | 17 | 17 |  | Hanna | Juniper | 0 | 0 |  | 0 | 0 | 0 |  | 0 | 0 | 0 | 0 | 0 | 0 | 0 | 0 | 0 | 0 | 0 | 0 | 0 | 0 | 0 | 0 | 0 | 0 | 0 | 0 | 0 | 0 | 0 | 12 | 1
NO |  | 126 | 2015 | 0 | 18 | 18 |  | Hanna | Highland | 0 | 0 |  | 0 | 0 | 0 |  | 0 | 0 | 0 | 0 | 0 | 0 | 0 | 0 | 0 | 0 | 0 | 0 | 0 | 0 | 0 | 0 | 0 | 0 | 0 | 0 | 0 | 0 | 0 | 12 | 1
NO |  | 126 | 2015 | 0 | 19 | 19 |  | Harmon | S. Canton | 0 | 0 |  | 0 | 0 | 0 |  | 0 | 0 | 0 | 0 | 0 | 0 | 0 | 0 | 0 | 0 | 0 | 0 | 0 | 0 | 0 | 0 | 0 | 0 | 0 | 0 | 0 | 0 | 0 | 12 | 1
NO |  | 126 | 2015 | 0 | 20 | 20 |  | Harmon | Star | 0 | 0 |  | 0 | 0 | 0 |  | 0 | 0 | 0 | 0 | 0 | 0 | 0 | 0 | 0 | 0 | 0 | 0 | 0 | 0 | 0 | 0 | 0 | 0 | 0 | 0 | 0 | 0 | 0 | 12 | 1
NO |  | 126 | 2015 | 0 | 21 | 21 |  | Highland | Niles | 0 | 0 |  | 0 | 0 | 0 |  | 0 | 0 | 0 | 0 | 0 | 0 | 0 | 0 | 0 | 0 | 0 | 0 | 0 | 0 | 0 | 0 | 0 | 0 | 0 | 0 | 0 | 0 | 0 | 12 | 1
NO |  | 126 | 2015 | 0 | 22 | 22 |  | Hyatt (OP) | Tangy | 0 | 0 |  | 0 | 0 | 0 |  | 0 | 0 | 0 | 0 | 0 | 0 | 0 | 0 | 0 | 0 | 0 | 0 | 0 | 0 | 0 | 0 | 0 | 0 | 0 | 0 | 0 | 0 | 0 | 12 | 1
NO |  | 126 | 2015 | 0 | 23 | 23 |  | Juniper | Star | 0 | 0 |  | 0 | 0 | 0 |  | 0 | 0 | 0 | 0 | 0 | 0 | 0 | 0 | 0 | 0 | 0 | 0 | 0 | 0 | 0 | 0 | 0 | 0 | 0 | 0 | 0 | 0 | 0 | 12 | 1
NO |  | 126 | 2015 | 0 | 24 | 24 |  | Mansfield | Highland | 0 | 0 |  | 0 | 0 | 0 |  | 0 | 0 | 0 | 0 | 0 | 0 | 0 | 0 | 0 | 0 | 0 | 0 | 0 | 0 | 0 | 0 | 0 | 0 | 0 | 0 | 0 | 0 | 0 | 12 | 1
NO |  | 126 | 2015 | 0 | 25 | 25 |  | Marysfield | Tangy | 0 | 0 |  | 0 | 0 | 0 |  | 0 | 0 | 0 | 0 | 0 | 0 | 0 | 0 | 0 | 0 | 0 | 0 | 0 | 0 | 0 | 0 | 0 | 0 | 0 | 0 | 0 | 0 | 0 | 12 | 1
NO |  | 126 | 2015 | 0 | 26 | 26 |  | Niles | Shenago | 0 | 0 |  | 0 | 0 | 0 |  | 0 | 0 | 0 | 0 | 0 | 0 | 0 | 0 | 0 | 0 | 0 | 0 | 0 | 0 | 0 | 0 | 0 | 0 | 0 | 0 | 0 | 0 | 0 | 12 | 1
NO |  | 126 | 2015 | 0 | 27 | 27 |  | North Medina | Star | 0 | 0 |  | 0 | 0 | 0 |  | 0 | 0 | 0 | 0 | 0 | 0 | 0 | 0 | 0 | 0 | 0 | 0 | 0 | 0 | 0 | 0 | 0 | 0 | 0 | 0 | 0 | 0 | 0 | 12 | 1
NO |  | 126 | 2015 | 0 | 28 | 28 |  | W.H. Sammis | Highland | 0 | 0 |  | 0 | 0 | 0 |  | 0 | 0 | 0 | 0 | 0 | 0 | 0 | 0 | 0 | 0 | 0 | 0 | 0 | 0 | 0 | 0 | 0 | 0 | 0 | 0 | 0 | 0 | 0 | 12 | 1
NO |  | 126 | 2015 | 0 | 29 | 29 |  | W.H. Sammis | South Canton (OP) | 0 | 0 |  | 0 | 0 | 0 |  | 0 | 0 | 0 | 0 | 0 | 0 | 0 | 0 | 0 | 0 | 0 | 0 | 0 | 0 | 0 | 0 | 0 | 0 | 0 | 0 | 0 | 0 | 0 | 12 | 1
NO |  | 126 | 2015 | 0 | 30 | 30 |  | W.H. Sammis | Star | 0 | 0 |  | 0 | 0 | 0 |  | 0 | 0 | 0 | 0 | 0 | 0 | 0 | 0 | 0 | 0 | 0 | 0 | 0 | 0 | 0 | 0 | 0 | 0 | 0 | 0 | 0 | 0 | 0 | 12 | 1
NO |  | 126 | 2015 | 0 | 31 | 31 |  | W.H. Sammis | Toronto | 0 | 0 |  | 0 | 0 | 0 |  | 0 | 0 | 0 | 0 | 0 | 0 | 0 | 0 | 0 | 0 | 0 | 0 | 0 | 0 | 0 | 0 | 0 | 0 | 0 | 0 | 0 | 0 | 0 | 12 | 1
NO |  | 126 | 2015 | 0 | 32 | 32 |  | W.H. Sammis | Wylie Ridge | 0 | 0 |  | 0 | 0 | 0 |  | 0 | 0 | 0 | 0 | 0 | 0 | 0 | 0 | 0 | 0 | 0 | 0 | 0 | 0 | 0 | 0 | 0 | 0 | 0 | 0 | 0 | 0 | 0 | 12 | 1
NO |  | 126 | 2015 | 0 | 33 | 33 |  | West Lorain | Beaver | 0 | 0 |  | 0 | 0 | 0 |  | 0 | 0 | 0 | 0 | 0 | 0 | 0 | 0 | 0 | 0 | 0 | 0 | 0 | 0 | 0 | 0 | 0 | 0 | 0 | 0 | 0 | 0 | 0 | 12 | 1
NO |  | 126 | 2015 | 0 | 34 | 34 |  |  |  | 0 | 0 |  | 0 | 0 | 0 |  | 31787743 | 211561 | 31999304 | 0 | 0 | 0 | 0 | 0 | 0 | 0 | 0 | 0 | 0 | 0 | 0 | 0 | 0 | 0 | 0 | 0 | 0 | 0 | 0 | 12 | 1
NO |  | 126 | 2015 | 0 | 35 | 35 |  | Total 345 KV Lines |  | 0 | 0 |  | 0 | 0 | 0 |  | 31787743 | 211561 | 31999304 | 0 | 0 | 0 | 0 | 0 | 0 | 0 | 0 | 0 | 0 | 0 | 0 | 0 | 651260031 | 0 | 0 | 0 | 0 | 0 | 0 | 12 | 1
NO |  | 126 | 2015 | 0 | 36 | 36 |  | TOTAL |  | 0 | 0 |  | 0 | 0 | 0 |  | 86994100 | 81155672 | 168149772 | 3294 | 571300 | 6 | 574600 | 0 | 0 | 0 | 0 | 0 | 0 | 0 | 0 | 0 | 0 | 0 | 0 | 0 | 0 | 0 | 0 | 12 | 1
NO |  | 126 | 2015 | 1 | 3 | 3 |  | Aetna | West Akron | 0 | 0 |  | 0 | 0 | 0 |  | 0 | 0 | 0 | 0 | 0 | 0 | 0 | 0 | 0 | 0 | 0 | 0 | 0 | 0 | 0 | 0 | 0 | 0 | 0 | 0 | 0 | 0 | 0 | 12 | 1
NO |  | 126 | 2015 | 1 | 4 | 4 |  | Avery | Hayes | 0 | 0 |  | 0 | 0 | 0 |  | 0 | 0 | 0 | 0 | 0 | 0 | 0 | 0 | 0 | 0 | 0 | 0 | 0 | 0 | 0 | 0 | 0 | 0 | 0 | 0 | 0 | 0 | 0 | 12 | 1
NO |  | 126 | 2015 | 1 | 5 | 5 |  | Avery | Shinrock | 0 | 0 |  | 0 | 0 | 0 |  | 0 | 0 | 0 | 0 | 0 | 0 | 0 | 0 | 0 | 0 | 0 | 0 | 0 | 0 | 0 | 0 | 0 | 0 | 0 | 0 | 0 | 0 | 0 | 12 | 1
NO |  | 126 | 2015 | 1 | 6 | 6 |  | B&W | Barberton | 0 | 0 |  | 0 | 0 | 0 |  | 0 | 0 | 0 | 0 | 0 | 0 | 0 | 0 | 0 | 0 | 0 | 0 | 0 | 0 | 0 | 0 | 0 | 0 | 0 | 0 | 0 | 0 | 0 | 12 | 1
NO |  | 126 | 2015 | 1 | 7 | 7 |  | Babb | Valley | 0 | 0 |  | 0 | 0 | 0 |  | 0 | 0 | 0 | 0 | 0 | 0 | 0 | 0 | 0 | 0 | 0 | 0 | 0 | 0 | 0 | 0 | 0 | 0 | 0 | 0 | 0 | 0 | 0 | 12 | 1
NO |  | 126 | 2015 | 1 | 8 | 8 |  | Babb | E. Akron | 0 | 0 |  | 0 | 0 | 0 |  | 0 | 0 | 0 | 0 | 0 | 0 | 0 | 0 | 0 | 0 | 0 | 0 | 0 | 0 | 0 | 0 | 0 | 0 | 0 | 0 | 0 | 0 | 0 | 12 | 1
NO |  | 126 | 2015 | 1 | 9 | 9 |  | Babb | W. Akron | 0 | 0 |  | 0 | 0 | 0 |  | 0 | 0 | 0 | 0 | 0 | 0 | 0 | 0 | 0 | 0 | 0 | 0 | 0 | 0 | 0 | 0 | 0 | 0 | 0 | 0 | 0 | 0 | 0 | 12 | 1
NO |  | 126 | 2015 | 1 | 10 | 10 |  | Barberton | Cloverdale | 0 | 0 |  | 0 | 0 | 0 |  | 0 | 0 | 0 | 0 | 0 | 0 | 0 | 0 | 0 | 0 | 0 | 0 | 0 | 0 | 0 | 0 | 0 | 0 | 0 | 0 | 0 | 0 | 0 | 12 | 1
NO |  | 126 | 2015 | 1 | 11 | 11 |  | Barberton | Star, North | 0 | 0 |  | 0 | 0 | 0 |  | 0 | 0 | 0 | 0 | 0 | 0 | 0 | 0 | 0 | 0 | 0 | 0 | 0 | 0 | 0 | 0 | 0 | 0 | 0 | 0 | 0 | 0 | 0 | 12 | 1
NO |  | 126 | 2015 | 1 | 12 | 12 |  | Barberton | Star, South | 0 | 0 |  | 0 | 0 | 0 |  | 0 | 0 | 0 | 0 | 0 | 0 | 0 | 0 | 0 | 0 | 0 | 0 | 0 | 0 | 0 | 0 | 0 | 0 | 0 | 0 | 0 | 0 | 0 | 12 | 1
NO |  | 126 | 2015 | 1 | 13 | 13 |  | Barberton | West Akron | 0 | 0 |  | 0 | 0 | 0 |  | 0 | 0 | 0 | 0 | 0 | 0 | 0 | 0 | 0 | 0 | 0 | 0 | 0 | 0 | 0 | 0 | 0 | 0 | 0 | 0 | 0 | 0 | 0 | 12 | 1
NO |  | 126 | 2015 | 1 | 14 | 14 |  | Beatty | London | 0 | 0 |  | 0 | 0 | 0 |  | 0 | 0 | 0 | 0 | 0 | 0 | 0 | 0 | 0 | 0 | 0 | 0 | 0 | 0 | 0 | 0 | 0 | 0 | 0 | 0 | 0 | 0 | 0 | 12 | 1
NO |  | 126 | 2015 | 1 | 15 | 15 |  | Beaver | Henrietta | 0 | 0 |  | 0 | 0 | 0 |  | 0 | 0 | 0 | 0 | 0 | 0 | 0 | 0 | 0 | 0 | 0 | 0 | 0 | 0 | 0 | 0 | 0 | 0 | 0 | 0 | 0 | 0 | 0 | 12 | 1
NO |  | 126 | 2015 | 1 | 16 | 16 |  | Beaver | Black River | 0 | 0 |  | 0 | 0 | 0 |  | 0 | 0 | 0 | 0 | 0 | 0 | 0 | 0 | 0 | 0 | 0 | 0 | 0 | 0 | 0 | 0 | 0 | 0 | 0 | 0 | 0 | 0 | 0 | 12 | 1
NO |  | 126 | 2015 | 1 | 17 | 17 |  | Beaver | Ford | 0 | 0 |  | 0 | 0 | 0 |  | 0 | 0 | 0 | 0 | 0 | 0 | 0 | 0 | 0 | 0 | 0 | 0 | 0 | 0 | 0 | 0 | 0 | 0 | 0 | 0 | 0 | 0 | 0 | 12 | 1
NO |  | 126 | 2015 | 1 | 18 | 18 |  | Beaver | Johnson | 0 | 0 |  | 0 | 0 | 0 |  | 0 | 0 | 0 | 0 | 0 | 0 | 0 | 0 | 0 | 0 | 0 | 0 | 0 | 0 | 0 | 0 | 0 | 0 | 0 | 0 | 0 | 0 | 0 | 12 | 1
NO |  | 126 | 2015 | 1 | 19 | 19 |  | Beaver | NASA | 0 | 0 |  | 0 | 0 | 0 |  | 0 | 0 | 0 | 0 | 0 | 0 | 0 | 0 | 0 | 0 | 0 | 0 | 0 | 0 | 0 | 0 | 0 | 0 | 0 | 0 | 0 | 0 | 0 | 12 | 1
NO |  | 126 | 2015 | 1 | 20 | 20 |  | Berlin Lake | Bluebell | 0 | 0 |  | 0 | 0 | 0 |  | 0 | 0 | 0 | 0 | 0 | 0 | 0 | 0 | 0 | 0 | 0 | 0 | 0 | 0 | 0 | 0 | 0 | 0 | 0 | 0 | 0 | 0 | 0 | 12 | 1
NO |  | 126 | 2015 | 1 | 21 | 21 |  | Berlin Lake | Niles #1 | 0 | 0 |  | 0 | 0 | 0 |  | 0 | 0 | 0 | 0 | 0 | 0 | 0 | 0 | 0 | 0 | 0 | 0 | 0 | 0 | 0 | 0 | 0 | 0 | 0 | 0 | 0 | 0 | 0 | 12 | 1
NO |  | 126 | 2015 | 1 | 22 | 22 |  | Black River | Johnson #1 | 0 | 0 |  | 0 | 0 | 0 |  | 0 | 0 | 0 | 0 | 0 | 0 | 0 | 0 | 0 | 0 | 0 | 0 | 0 | 0 | 0 | 0 | 0 | 0 | 0 | 0 | 0 | 0 | 0 | 12 | 1
NO |  | 126 | 2015 | 1 | 23 | 23 |  | Black River | Johnson #2 | 0 | 0 |  | 0 | 0 | 0 |  | 0 | 0 | 0 | 0 | 0 | 0 | 0 | 0 | 0 | 0 | 0 | 0 | 0 | 0 | 0 | 0 | 0 | 0 | 0 | 0 | 0 | 0 | 0 | 12 | 1
NO |  | 126 | 2015 | 1 | 24 | 24 |  | Black River | Republic Arc | 0 | 0 |  | 0 | 0 | 0 |  | 0 | 0 | 0 | 0 | 0 | 0 | 0 | 0 | 0 | 0 | 0 | 0 | 0 | 0 | 0 | 0 | 0 | 0 | 0 | 0 | 0 | 0 | 0 | 12 | 1
NO |  | 126 | 2015 | 1 | 25 | 25 |  | Black River | Republic Vine | 0 | 0 |  | 0 | 0 | 0 |  | 0 | 0 | 0 | 0 | 0 | 0 | 0 | 0 | 0 | 0 | 0 | 0 | 0 | 0 | 0 | 0 | 0 | 0 | 0 | 0 | 0 | 0 | 0 | 12 | 1
NO |  | 126 | 2015 | 1 | 26 | 26 |  | Black River | Lorain | 0 | 0 |  | 0 | 0 | 0 |  | 0 | 0 | 0 | 0 | 0 | 0 | 0 | 0 | 0 | 0 | 0 | 0 | 0 | 0 | 0 | 0 | 0 | 0 | 0 | 0 | 0 | 0 | 0 | 12 | 1
NO |  | 126 | 2015 | 1 | 27 | 27 |  | Blue Jacket | Kirby | 0 | 0 |  | 0 | 0 | 0 |  | 0 | 0 | 0 | 0 | 0 | 0 | 0 | 0 | 0 | 0 | 0 | 0 | 0 | 0 | 0 | 0 | 0 | 0 | 0 | 0 | 0 | 0 | 0 | 12 | 1
NO |  | 126 | 2015 | 1 | 28 | 28 |  | Bluebell | American Steel | 0 | 0 |  | 0 | 0 | 0 |  | 0 | 0 | 0 | 0 | 0 | 0 | 0 | 0 | 0 | 0 | 0 | 0 | 0 | 0 | 0 | 0 | 0 | 0 | 0 | 0 | 0 | 0 | 0 | 12 | 1
NO |  | 126 | 2015 | 1 | 29 | 29 |  | Bluebell | Canton Cent. (OP) | 0 | 0 |  | 0 | 0 | 0 |  | 0 | 0 | 0 | 0 | 0 | 0 | 0 | 0 | 0 | 0 | 0 | 0 | 0 | 0 | 0 | 0 | 0 | 0 | 0 | 0 | 0 | 0 | 0 | 12 | 1
NO |  | 126 | 2015 | 1 | 30 | 30 |  | Bluebell | Highland | 0 | 0 |  | 0 | 0 | 0 |  | 0 | 0 | 0 | 0 | 0 | 0 | 0 | 0 | 0 | 0 | 0 | 0 | 0 | 0 | 0 | 0 | 0 | 0 | 0 | 0 | 0 | 0 | 0 | 12 | 1
NO |  | 126 | 2015 | 1 | 31 | 31 |  | Bluebell | Knox | 0 | 0 |  | 0 | 0 | 0 |  | 0 | 0 | 0 | 0 | 0 | 0 | 0 | 0 | 0 | 0 | 0 | 0 | 0 | 0 | 0 | 0 | 0 | 0 | 0 | 0 | 0 | 0 | 0 | 12 | 1
NO |  | 126 | 2015 | 1 | 32 | 32 |  | Bluebell | Pidgeon | 0 | 0 |  | 0 | 0 | 0 |  | 0 | 0 | 0 | 0 | 0 | 0 | 0 | 0 | 0 | 0 | 0 | 0 | 0 | 0 | 0 | 0 | 0 | 0 | 0 | 0 | 0 | 0 | 0 | 12 | 1
NO |  | 126 | 2015 | 1 | 33 | 33 |  | Boardman | Riverbend | 0 | 0 |  | 0 | 0 | 0 |  | 0 | 0 | 0 | 0 | 0 | 0 | 0 | 0 | 0 | 0 | 0 | 0 | 0 | 0 | 0 | 0 | 0 | 0 | 0 | 0 | 0 | 0 | 0 | 12 | 1
NO |  | 126 | 2015 | 1 | 34 | 34 |  | Boardman | Shenango (OH) | 0 | 0 |  | 0 | 0 | 0 |  | 0 | 0 | 0 | 0 | 0 | 0 | 0 | 0 | 0 | 0 | 0 | 0 | 0 | 0 | 0 | 0 | 0 | 0 | 0 | 0 | 0 | 0 | 0 | 12 | 1
NO |  | 126 | 2015 | 1 | 35 | 35 |  | Boardman | Toronto | 0 | 0 |  | 0 | 0 | 0 |  | 0 | 0 | 0 | 0 | 0 | 0 | 0 | 0 | 0 | 0 | 0 | 0 | 0 | 0 | 0 | 0 | 0 | 0 | 0 | 0 | 0 | 0 | 0 | 12 | 1
NO |  | 126 | 2015 | 2 | 1 | 1 |  | Brookside | Cloverdale | 0 | 0 |  | 0 | 0 | 0 |  | 0 | 0 | 0 | 0 | 0 | 0 | 0 | 0 | 0 | 0 | 0 | 0 | 0 | 0 | 0 | 0 | 0 | 0 | 0 | 0 | 0 | 0 | 0 | 12 | 1
NO |  | 126 | 2015 | 2 | 2 | 2 |  | Brookside | Henrietta | 0 | 0 |  | 0 | 0 | 0 |  | 0 | 0 | 0 | 0 | 0 | 0 | 0 | 0 | 0 | 0 | 0 | 0 | 0 | 0 | 0 | 0 | 0 | 0 | 0 | 0 | 0 | 0 | 0 | 12 | 1
NO |  | 126 | 2015 | 2 | 3 | 3 |  | Brookside | Leaside | 0 | 0 |  | 0 | 0 | 0 |  | 0 | 0 | 0 | 0 | 0 | 0 | 0 | 0 | 0 | 0 | 0 | 0 | 0 | 0 | 0 | 0 | 0 | 0 | 0 | 0 | 0 | 0 | 0 | 12 | 1
NO |  | 126 | 2015 | 2 | 4 | 4 |  | Brookside | Howard | 0 | 0 |  | 0 | 0 | 0 |  | 0 | 0 | 0 | 0 | 0 | 0 | 0 | 0 | 0 | 0 | 0 | 0 | 0 | 0 | 0 | 0 | 0 | 0 | 0 | 0 | 0 | 0 | 0 | 12 | 1
NO |  | 126 | 2015 | 2 | 5 | 5 |  | Brookside | Longview East | 0 | 0 |  | 0 | 0 | 0 |  | 0 | 0 | 0 | 0 | 0 | 0 | 0 | 0 | 0 | 0 | 0 | 0 | 0 | 0 | 0 | 0 | 0 | 0 | 0 | 0 | 0 | 0 | 0 | 12 | 1
NO |  | 126 | 2015 | 2 | 6 | 6 |  | Brookside | Longview, West | 0 | 0 |  | 0 | 0 | 0 |  | 0 | 0 | 0 | 0 | 0 | 0 | 0 | 0 | 0 | 0 | 0 | 0 | 0 | 0 | 0 | 0 | 0 | 0 | 0 | 0 | 0 | 0 | 0 | 12 | 1
NO |  | 126 | 2015 | 2 | 7 | 7 |  | Canton Cent. (OP) | Cloverdale | 0 | 0 |  | 0 | 0 | 0 |  | 0 | 0 | 0 | 0 | 0 | 0 | 0 | 0 | 0 | 0 | 0 | 0 | 0 | 0 | 0 | 0 | 0 | 0 | 0 | 0 | 0 | 0 | 0 | 12 | 1
NO |  | 126 | 2015 | 2 | 8 | 8 |  | Cardington | Galion | 0 | 0 |  | 0 | 0 | 0 |  | 0 | 0 | 0 | 0 | 0 | 0 | 0 | 0 | 0 | 0 | 0 | 0 | 0 | 0 | 0 | 0 | 0 | 0 | 0 | 0 | 0 | 0 | 0 | 12 | 1
NO |  | 126 | 2015 | 2 | 9 | 9 |  | Carlisle | Gates | 0 | 0 |  | 0 | 0 | 0 |  | 0 | 0 | 0 | 0 | 0 | 0 | 0 | 0 | 0 | 0 | 0 | 0 | 0 | 0 | 0 | 0 | 0 | 0 | 0 | 0 | 0 | 0 | 0 | 12 | 1
NO |  | 126 | 2015 | 2 | 10 | 10 |  | Carlisle | Johnson | 0 | 0 |  | 0 | 0 | 0 |  | 0 | 0 | 0 | 0 | 0 | 0 | 0 | 0 | 0 | 0 | 0 | 0 | 0 | 0 | 0 | 0 | 0 | 0 | 0 | 0 | 0 | 0 | 0 | 12 | 1
NO |  | 126 | 2015 | 2 | 11 | 11 |  | Carlisle | Lorain Q24 | 0 | 0 |  | 0 | 0 | 0 |  | 0 | 0 | 0 | 0 | 0 | 0 | 0 | 0 | 0 | 0 | 0 | 0 | 0 | 0 | 0 | 0 | 0 | 0 | 0 | 0 | 0 | 0 | 0 | 12 | 1
NO |  | 126 | 2015 | 2 | 12 | 12 |  | Carlisle | Shinrock | 0 | 0 |  | 0 | 0 | 0 |  | 0 | 0 | 0 | 0 | 0 | 0 | 0 | 0 | 0 | 0 | 0 | 0 | 0 | 0 | 0 | 0 | 0 | 0 | 0 | 0 | 0 | 0 | 0 | 12 | 1
NO |  | 126 | 2015 | 2 | 13 | 13 |  | Chamberlin | Hudson Muni East | 0 | 0 |  | 0 | 0 | 0 |  | 0 | 0 | 0 | 0 | 0 | 0 | 0 | 0 | 0 | 0 | 0 | 0 | 0 | 0 | 0 | 0 | 0 | 0 | 0 | 0 | 0 | 0 | 0 | 12 | 1
NO |  | 126 | 2015 | 2 | 14 | 14 |  | Chamberlin | Theiss | 0 | 0 |  | 0 | 0 | 0 |  | 0 | 0 | 0 | 0 | 0 | 0 | 0 | 0 | 0 | 0 | 0 | 0 | 0 | 0 | 0 | 0 | 0 | 0 | 0 | 0 | 0 | 0 | 0 | 12 | 1
NO |  | 126 | 2015 | 2 | 15 | 15 |  | Chamberlin | West Akron | 0 | 0 |  | 0 | 0 | 0 |  | 0 | 0 | 0 | 0 | 0 | 0 | 0 | 0 | 0 | 0 | 0 | 0 | 0 | 0 | 0 | 0 | 0 | 0 | 0 | 0 | 0 | 0 | 0 | 12 | 1
NO |  | 126 | 2015 | 2 | 16 | 16 |  | Clark | E. Springfield | 0 | 0 |  | 0 | 0 | 0 |  | 0 | 0 | 0 | 0 | 0 | 0 | 0 | 0 | 0 | 0 | 0 | 0 | 0 | 0 | 0 | 0 | 0 | 0 | 0 | 0 | 0 | 0 | 0 | 12 | 1
NO |  | 126 | 2015 | 2 | 17 | 17 |  | Clark | Greene | 0 | 0 |  | 0 | 0 | 0 |  | 0 | 0 | 0 | 0 | 0 | 0 | 0 | 0 | 0 | 0 | 0 | 0 | 0 | 0 | 0 | 0 | 0 | 0 | 0 | 0 | 0 | 0 | 0 | 12 | 1
NO |  | 126 | 2015 | 2 | 18 | 18 |  | Clark | Urbana | 0 | 0 |  | 0 | 0 | 0 |  | 0 | 0 | 0 | 0 | 0 | 0 | 0 | 0 | 0 | 0 | 0 | 0 | 0 | 0 | 0 | 0 | 0 | 0 | 0 | 0 | 0 | 0 | 0 | 12 | 1
NO |  | 126 | 2015 | 2 | 19 | 19 |  | Cloverdale | East Wooster | 0 | 0 |  | 0 | 0 | 0 |  | 0 | 0 | 0 | 0 | 0 | 0 | 0 | 0 | 0 | 0 | 0 | 0 | 0 | 0 | 0 | 0 | 0 | 0 | 0 | 0 | 0 | 0 | 0 | 12 | 1
NO |  | 126 | 2015 | 2 | 20 | 20 |  | Cloverdale | Harmon 1 | 0 | 0 |  | 0 | 0 | 0 |  | 0 | 0 | 0 | 0 | 0 | 0 | 0 | 0 | 0 | 0 | 0 | 0 | 0 | 0 | 0 | 0 | 0 | 0 | 0 | 0 | 0 | 0 | 0 | 12 | 1
NO |  | 126 | 2015 | 2 | 21 | 21 |  | Cloverdale | Harmon 2 | 0 | 0 |  | 0 | 0 | 0 |  | 0 | 0 | 0 | 0 | 0 | 0 | 0 | 0 | 0 | 0 | 0 | 0 | 0 | 0 | 0 | 0 | 0 | 0 | 0 | 0 | 0 | 0 | 0 | 12 | 1
NO |  | 126 | 2015 | 2 | 22 | 22 |  | Cloverdale | Holloway | 0 | 0 |  | 0 | 0 | 0 |  | 0 | 0 | 0 | 0 | 0 | 0 | 0 | 0 | 0 | 0 | 0 | 0 | 0 | 0 | 0 | 0 | 0 | 0 | 0 | 0 | 0 | 0 | 0 | 12 | 1
NO |  | 126 | 2015 | 2 | 23 | 23 |  | Cloverdale | Star | 0 | 0 |  | 0 | 0 | 0 |  | 0 | 0 | 0 | 0 | 0 | 0 | 0 | 0 | 0 | 0 | 0 | 0 | 0 | 0 | 0 | 0 | 0 | 0 | 0 | 0 | 0 | 0 | 0 | 12 | 1
NO |  | 126 | 2015 | 2 | 24 | 24 |  | Cloverdale | Torrey | 0 | 0 |  | 0 | 0 | 0 |  | 0 | 0 | 0 | 0 | 0 | 0 | 0 | 0 | 0 | 0 | 0 | 0 | 0 | 0 | 0 | 0 | 0 | 0 | 0 | 0 | 0 | 0 | 0 | 12 | 1
NO |  | 126 | 2015 | 2 | 25 | 25 |  | Crissinger | Roberts | 0 | 0 |  | 0 | 0 | 0 |  | 0 | 0 | 0 | 0 | 0 | 0 | 0 | 0 | 0 | 0 | 0 | 0 | 0 | 0 | 0 | 0 | 0 | 0 | 0 | 0 | 0 | 0 | 0 | 12 | 1
NO |  | 126 | 2015 | 2 | 26 | 26 |  | Crissinger | Tangy | 0 | 0 |  | 0 | 0 | 0 |  | 0 | 0 | 0 | 0 | 0 | 0 | 0 | 0 | 0 | 0 | 0 | 0 | 0 | 0 | 0 | 0 | 0 | 0 | 0 | 0 | 0 | 0 | 0 | 12 | 1
NO |  | 126 | 2015 | 2 | 27 | 27 |  | Crossland | Masury | 0 | 0 |  | 0 | 0 | 0 |  | 0 | 0 | 0 | 0 | 0 | 0 | 0 | 0 | 0 | 0 | 0 | 0 | 0 | 0 | 0 | 0 | 0 | 0 | 0 | 0 | 0 | 0 | 0 | 12 | 1
NO |  | 126 | 2015 | 2 | 28 | 28 |  | Crossland | Sharon | 0 | 0 |  | 0 | 0 | 0 |  | 0 | 0 | 0 | 0 | 0 | 0 | 0 | 0 | 0 | 0 | 0 | 0 | 0 | 0 | 0 | 0 | 0 | 0 | 0 | 0 | 0 | 0 | 0 | 12 | 1
NO |  | 126 | 2015 | 2 | 29 | 29 |  | Dale | South Akron | 0 | 0 |  | 0 | 0 | 0 |  | 0 | 0 | 0 | 0 | 0 | 0 | 0 | 0 | 0 | 0 | 0 | 0 | 0 | 0 | 0 | 0 | 0 | 0 | 0 | 0 | 0 | 0 | 0 | 12 | 1
NO |  | 126 | 2015 | 2 | 30 | 30 |  | Dale | West Akron | 0 | 0 |  | 0 | 0 | 0 |  | 0 | 0 | 0 | 0 | 0 | 0 | 0 | 0 | 0 | 0 | 0 | 0 | 0 | 0 | 0 | 0 | 0 | 0 | 0 | 0 | 0 | 0 | 0 | 12 | 1
NO |  | 126 | 2015 | 2 | 31 | 31 |  | Darrow | Hanna | 0 | 0 |  | 0 | 0 | 0 |  | 0 | 0 | 0 | 0 | 0 | 0 | 0 | 0 | 0 | 0 | 0 | 0 | 0 | 0 | 0 | 0 | 0 | 0 | 0 | 0 | 0 | 0 | 0 | 12 | 1
NO |  | 126 | 2015 | 2 | 32 | 32 |  | Darrow | Hudson Muni East | 0 | 0 |  | 0 | 0 | 0 |  | 0 | 0 | 0 | 0 | 0 | 0 | 0 | 0 | 0 | 0 | 0 | 0 | 0 | 0 | 0 | 0 | 0 | 0 | 0 | 0 | 0 | 0 | 0 | 12 | 1
NO |  | 126 | 2015 | 2 | 33 | 33 |  | Delaware | Tangy | 0 | 0 |  | 0 | 0 | 0 |  | 0 | 0 | 0 | 0 | 0 | 0 | 0 | 0 | 0 | 0 | 0 | 0 | 0 | 0 | 0 | 0 | 0 | 0 | 0 | 0 | 0 | 0 | 0 | 12 | 1
NO |  | 126 | 2015 | 2 | 34 | 34 |  | East Akron | Gilchrist | 0 | 0 |  | 0 | 0 | 0 |  | 0 | 0 | 0 | 0 | 0 | 0 | 0 | 0 | 0 | 0 | 0 | 0 | 0 | 0 | 0 | 0 | 0 | 0 | 0 | 0 | 0 | 0 | 0 | 12 | 1
NO |  | 126 | 2015 | 2 | 35 | 35 |  | East Akron | Knox | 0 | 0 |  | 0 | 0 | 0 |  | 0 | 0 | 0 | 0 | 0 | 0 | 0 | 0 | 0 | 0 | 0 | 0 | 0 | 0 | 0 | 0 | 0 | 0 | 0 | 0 | 0 | 0 | 0 | 12 | 1
NO |  | 126 | 2015 | 3 | 1 | 1 |  | East Akron | Hanna | 0 | 0 |  | 0 | 0 | 0 |  | 0 | 0 | 0 | 0 | 0 | 0 | 0 | 0 | 0 | 0 | 0 | 0 | 0 | 0 | 0 | 0 | 0 | 0 | 0 | 0 | 0 | 0 | 0 | 12 | 1
NO |  | 126 | 2015 | 3 | 2 | 2 |  | East Akron | West Ravenna | 0 | 0 |  | 0 | 0 | 0 |  | 0 | 0 | 0 | 0 | 0 | 0 | 0 | 0 | 0 | 0 | 0 | 0 | 0 | 0 | 0 | 0 | 0 | 0 | 0 | 0 | 0 | 0 | 0 | 12 | 1
NO |  | 126 | 2015 | 3 | 3 | 3 |  | Empire | Longview | 0 | 0 |  | 0 | 0 | 0 |  | 0 | 0 | 0 | 0 | 0 | 0 | 0 | 0 | 0 | 0 | 0 | 0 | 0 | 0 | 0 | 0 | 0 | 0 | 0 | 0 | 0 | 0 | 0 | 12 | 1
NO |  | 126 | 2015 | 3 | 4 | 4 |  | East Akron | Knox | 0 | 0 |  | 0 | 0 | 0 |  | 0 | 0 | 0 | 0 | 0 | 0 | 0 | 0 | 0 | 0 | 0 | 0 | 0 | 0 | 0 | 0 | 0 | 0 | 0 | 0 | 0 | 0 | 0 | 12 | 1
NO |  | 126 | 2015 | 3 | 5 | 5 |  | East Springfield | London #1 1S | 0 | 0 |  | 0 | 0 | 0 |  | 0 | 0 | 0 | 0 | 0 | 0 | 0 | 0 | 0 | 0 | 0 | 0 | 0 | 0 | 0 | 0 | 0 | 0 | 0 | 0 | 0 | 0 | 0 | 12 | 1
NO |  | 126 | 2015 | 3 | 6 | 6 |  | East Springfield | London #2 1N | 0 | 0 |  | 0 | 0 | 0 |  | 0 | 0 | 0 | 0 | 0 | 0 | 0 | 0 | 0 | 0 | 0 | 0 | 0 | 0 | 0 | 0 | 0 | 0 | 0 | 0 | 0 | 0 | 0 | 12 | 1
NO |  | 126 | 2015 | 3 | 7 | 7 |  | East Springfield | Tangy | 0 | 0 |  | 0 | 0 | 0 |  | 0 | 0 | 0 | 0 | 0 | 0 | 0 | 0 | 0 | 0 | 0 | 0 | 0 | 0 | 0 | 0 | 0 | 0 | 0 | 0 | 0 | 0 | 0 | 12 | 1
NO |  | 126 | 2015 | 3 | 8 | 8 |  | Evergreen | Highland #1 | 0 | 0 |  | 0 | 0 | 0 |  | 0 | 0 | 0 | 0 | 0 | 0 | 0 | 0 | 0 | 0 | 0 | 0 | 0 | 0 | 0 | 0 | 0 | 0 | 0 | 0 | 0 | 0 | 0 | 12 | 1
NO |  | 126 | 2015 | 3 | 9 | 9 |  | Evergreen | Highland #2 | 0 | 0 |  | 0 | 0 | 0 |  | 0 | 0 | 0 | 0 | 0 | 0 | 0 | 0 | 0 | 0 | 0 | 0 | 0 | 0 | 0 | 0 | 0 | 0 | 0 | 0 | 0 | 0 | 0 | 12 | 1
NO |  | 126 | 2015 | 3 | 10 | 10 |  | Evergreen | Highland #3 | 0 | 0 |  | 0 | 0 | 0 |  | 0 | 0 | 0 | 0 | 0 | 0 | 0 | 0 | 0 | 0 | 0 | 0 | 0 | 0 | 0 | 0 | 0 | 0 | 0 | 0 | 0 | 0 | 0 | 12 | 1
NO |  | 126 | 2015 | 3 | 11 | 11 |  | Evergreen | Ivanhoe | 0 | 0 |  | 0 | 0 | 0 |  | 0 | 0 | 0 | 0 | 0 | 0 | 0 | 0 | 0 | 0 | 0 | 0 | 0 | 0 | 0 | 0 | 0 | 0 | 0 | 0 | 0 | 0 | 0 | 12 | 1
NO |  | 126 | 2015 | 3 | 12 | 12 |  | Hagan | Knox | 0 | 0 |  | 0 | 0 | 0 |  | 0 | 0 | 0 | 0 | 0 | 0 | 0 | 0 | 0 | 0 | 0 | 0 | 0 | 0 | 0 | 0 | 0 | 0 | 0 | 0 | 0 | 0 | 0 | 12 | 1
NO |  | 126 | 2015 | 3 | 13 | 13 |  | Hagan | Sammis | 0 | 0 |  | 0 | 0 | 0 |  | 0 | 0 | 0 | 0 | 0 | 0 | 0 | 0 | 0 | 0 | 0 | 0 | 0 | 0 | 0 | 0 | 0 | 0 | 0 | 0 | 0 | 0 | 0 | 12 | 1
NO |  | 126 | 2015 | 3 | 14 | 14 |  | Hagan | Utica | 0 | 0 |  | 0 | 0 | 0 |  | 0 | 0 | 0 | 0 | 0 | 0 | 0 | 0 | 0 | 0 | 0 | 0 | 0 | 0 | 0 | 0 | 0 | 0 | 0 | 0 | 0 | 0 | 0 | 12 | 1
NO |  | 126 | 2015 | 3 | 15 | 15 |  | Ford | New Departure | 0 | 0 |  | 0 | 0 | 0 |  | 0 | 0 | 0 | 0 | 0 | 0 | 0 | 0 | 0 | 0 | 0 | 0 | 0 | 0 | 0 | 0 | 0 | 0 | 0 | 0 | 0 | 0 | 0 | 12 | 1
NO |  | 126 | 2015 | 3 | 16 | 16 |  | Galion | Longview | 0 | 0 |  | 0 | 0 | 0 |  | 0 | 0 | 0 | 0 | 0 | 0 | 0 | 0 | 0 | 0 | 0 | 0 | 0 | 0 | 0 | 0 | 0 | 0 | 0 | 0 | 0 | 0 | 0 | 12 | 1
NO |  | 126 | 2015 | 3 | 17 | 17 |  | Galion | Leaside | 0 | 0 |  | 0 | 0 | 0 |  | 0 | 0 | 0 | 0 | 0 | 0 | 0 | 0 | 0 | 0 | 0 | 0 | 0 | 0 | 0 | 0 | 0 | 0 | 0 | 0 | 0 | 0 | 0 | 12 | 1
NO |  | 126 | 2015 | 3 | 18 | 18 |  | Galion | Roberts, North | 0 | 0 |  | 0 | 0 | 0 |  | 0 | 0 | 0 | 0 | 0 | 0 | 0 | 0 | 0 | 0 | 0 | 0 | 0 | 0 | 0 | 0 | 0 | 0 | 0 | 0 | 0 | 0 | 0 | 12 | 1
NO |  | 126 | 2015 | 3 | 19 | 19 |  | Galion | Roberts, South | 0 | 0 |  | 0 | 0 | 0 |  | 0 | 0 | 0 | 0 | 0 | 0 | 0 | 0 | 0 | 0 | 0 | 0 | 0 | 0 | 0 | 0 | 0 | 0 | 0 | 0 | 0 | 0 | 0 | 12 | 1
NO |  | 126 | 2015 | 3 | 20 | 20 |  | Gates | Johnson | 0 | 0 |  | 0 | 0 | 0 |  | 0 | 0 | 0 | 0 | 0 | 0 | 0 | 0 | 0 | 0 | 0 | 0 | 0 | 0 | 0 | 0 | 0 | 0 | 0 | 0 | 0 | 0 | 0 | 12 | 1
NO |  | 126 | 2015 | 3 | 21 | 21 |  | Gilchrist | South Akron | 0 | 0 |  | 0 | 0 | 0 |  | 0 | 0 | 0 | 0 | 0 | 0 | 0 | 0 | 0 | 0 | 0 | 0 | 0 | 0 | 0 | 0 | 0 | 0 | 0 | 0 | 0 | 0 | 0 | 12 | 1
NO |  | 126 | 2015 | 3 | 22 | 22 |  | Greenfield | Hayes #1W | 0 | 0 |  | 0 | 0 | 0 |  | 0 | 0 | 0 | 0 | 0 | 0 | 0 | 0 | 0 | 0 | 0 | 0 | 0 | 0 | 0 | 0 | 0 | 0 | 0 | 0 | 0 | 0 | 0 | 12 | 1
NO |  | 126 | 2015 | 3 | 23 | 23 |  | Greenfield | Hayes #2N | 0 | 0 |  | 0 | 0 | 0 |  | 0 | 0 | 0 | 0 | 0 | 0 | 0 | 0 | 0 | 0 | 0 | 0 | 0 | 0 | 0 | 0 | 0 | 0 | 0 | 0 | 0 | 0 | 0 | 12 | 1
NO |  | 126 | 2015 | 3 | 24 | 24 |  | Greenfield | Lakeview | 0 | 0 |  | 0 | 0 | 0 |  | 0 | 0 | 0 | 0 | 0 | 0 | 0 | 0 | 0 | 0 | 0 | 0 | 0 | 0 | 0 | 0 | 0 | 0 | 0 | 0 | 0 | 0 | 0 | 12 | 1
NO |  | 126 | 2015 | 3 | 25 | 25 |  | Greenfield | NASA | 0 | 0 |  | 0 | 0 | 0 |  | 0 | 0 | 0 | 0 | 0 | 0 | 0 | 0 | 0 | 0 | 0 | 0 | 0 | 0 | 0 | 0 | 0 | 0 | 0 | 0 | 0 | 0 | 0 | 12 | 1
NO |  | 126 | 2015 | 3 | 26 | 26 |  | Greenfield | New Departure | 0 | 0 |  | 0 | 0 | 0 |  | 0 | 0 | 0 | 0 | 0 | 0 | 0 | 0 | 0 | 0 | 0 | 0 | 0 | 0 | 0 | 0 | 0 | 0 | 0 | 0 | 0 | 0 | 0 | 12 | 1
NO |  | 126 | 2015 | 3 | 27 | 27 |  | Hanna | Newton Falls | 0 | 0 |  | 0 | 0 | 0 |  | 0 | 0 | 0 | 0 | 0 | 0 | 0 | 0 | 0 | 0 | 0 | 0 | 0 | 0 | 0 | 0 | 0 | 0 | 0 | 0 | 0 | 0 | 0 | 12 | 1
NO |  | 126 | 2015 | 3 | 28 | 28 |  | Hanna | Shalersville | 0 | 0 |  | 0 | 0 | 0 |  | 0 | 0 | 0 | 0 | 0 | 0 | 0 | 0 | 0 | 0 | 0 | 0 | 0 | 0 | 0 | 0 | 0 | 0 | 0 | 0 | 0 | 0 | 0 | 12 | 1
NO |  | 126 | 2015 | 3 | 29 | 29 |  | Hanna | West Ravenna No.1 | 0 | 0 |  | 0 | 0 | 0 |  | 0 | 0 | 0 | 0 | 0 | 0 | 0 | 0 | 0 | 0 | 0 | 0 | 0 | 0 | 0 | 0 | 0 | 0 | 0 | 0 | 0 | 0 | 0 | 12 | 1
NO |  | 126 | 2015 | 3 | 30 | 30 |  | Hanna | West Ravenna No. 2 | 0 | 0 |  | 0 | 0 | 0 |  | 0 | 0 | 0 | 0 | 0 | 0 | 0 | 0 | 0 | 0 | 0 | 0 | 0 | 0 | 0 | 0 | 0 | 0 | 0 | 0 | 0 | 0 | 0 | 12 | 1
NO |  | 126 | 2015 | 3 | 31 | 31 |  | Harper | West Akron | 0 | 0 |  | 0 | 0 | 0 |  | 0 | 0 | 0 | 0 | 0 | 0 | 0 | 0 | 0 | 0 | 0 | 0 | 0 | 0 | 0 | 0 | 0 | 0 | 0 | 0 | 0 | 0 | 0 | 12 | 1
NO |  | 126 | 2015 | 3 | 32 | 32 |  | Highland | Mahoningside | 0 | 0 |  | 0 | 0 | 0 |  | 0 | 0 | 0 | 0 | 0 | 0 | 0 | 0 | 0 | 0 | 0 | 0 | 0 | 0 | 0 | 0 | 0 | 0 | 0 | 0 | 0 | 0 | 0 | 12 | 1
NO |  | 126 | 2015 | 3 | 33 | 33 |  | Highland | GM | 0 | 0 |  | 0 | 0 | 0 |  | 0 | 0 | 0 | 0 | 0 | 0 | 0 | 0 | 0 | 0 | 0 | 0 | 0 | 0 | 0 | 0 | 0 | 0 | 0 | 0 | 0 | 0 | 0 | 12 | 1
NO |  | 126 | 2015 | 3 | 34 | 34 |  | Highland | Salt Springs | 0 | 0 |  | 0 | 0 | 0 |  | 0 | 0 | 0 | 0 | 0 | 0 | 0 | 0 | 0 | 0 | 0 | 0 | 0 | 0 | 0 | 0 | 0 | 0 | 0 | 0 | 0 | 0 | 0 | 12 | 1
NO |  | 126 | 2015 | 3 | 35 | 35 |  | Harmon | Holloway 1 | 0 | 0 |  | 0 | 0 | 0 |  | 0 | 0 | 0 | 0 | 0 | 0 | 0 | 0 | 0 | 0 | 0 | 0 | 0 | 0 | 0 | 0 | 0 | 0 | 0 | 0 | 0 | 0 | 0 | 12 | 1
NO |  | 126 | 2015 | 4 | 1 | 1 |  | Harmon | Holloway 2 | 0 | 0 |  | 0 | 0 | 0 |  | 0 | 0 | 0 | 0 | 0 | 0 | 0 | 0 | 0 | 0 | 0 | 0 | 0 | 0 | 0 | 0 | 0 | 0 | 0 | 0 | 0 | 0 | 0 | 12 | 1
NO |  | 126 | 2015 | 4 | 2 | 2 |  | Holloway | Knox | 0 | 0 |  | 0 | 0 | 0 |  | 0 | 0 | 0 | 0 | 0 | 0 | 0 | 0 | 0 | 0 | 0 | 0 | 0 | 0 | 0 | 0 | 0 | 0 | 0 | 0 | 0 | 0 | 0 | 12 | 1
NO |  | 126 | 2015 | 4 | 3 | 3 |  | Holloway | Longview | 0 | 0 |  | 0 | 0 | 0 |  | 0 | 0 | 0 | 0 | 0 | 0 | 0 | 0 | 0 | 0 | 0 | 0 | 0 | 0 | 0 | 0 | 0 | 0 | 0 | 0 | 0 | 0 | 0 | 12 | 1
NO |  | 126 | 2015 | 4 | 4 | 4 |  | Hunt | North Star Steel | 0 | 0 |  | 0 | 0 | 0 |  | 0 | 0 | 0 | 0 | 0 | 0 | 0 | 0 | 0 | 0 | 0 | 0 | 0 | 0 | 0 | 0 | 0 | 0 | 0 | 0 | 0 | 0 | 0 | 12 | 1
NO |  | 126 | 2015 | 4 | 5 | 5 |  | Ivanhoe | Mahoningside | 0 | 0 |  | 0 | 0 | 0 |  | 0 | 0 | 0 | 0 | 0 | 0 | 0 | 0 | 0 | 0 | 0 | 0 | 0 | 0 | 0 | 0 | 0 | 0 | 0 | 0 | 0 | 0 | 0 | 12 | 1
NO |  | 126 | 2015 | 4 | 6 | 6 |  | Ivanhoe | Packard | 0 | 0 |  | 0 | 0 | 0 |  | 0 | 0 | 0 | 0 | 0 | 0 | 0 | 0 | 0 | 0 | 0 | 0 | 0 | 0 | 0 | 0 | 0 | 0 | 0 | 0 | 0 | 0 | 0 | 12 | 1
NO |  | 126 | 2015 | 4 | 7 | 7 |  | Kirby | Roberts | 0 | 0 |  | 0 | 0 | 0 |  | 0 | 0 | 0 | 0 | 0 | 0 | 0 | 0 | 0 | 0 | 0 | 0 | 0 | 0 | 0 | 0 | 0 | 0 | 0 | 0 | 0 | 0 | 0 | 12 | 1
NO |  | 126 | 2015 | 4 | 8 | 8 |  | Kirby | Tangy | 0 | 0 |  | 0 | 0 | 0 |  | 0 | 0 | 0 | 0 | 0 | 0 | 0 | 0 | 0 | 0 | 0 | 0 | 0 | 0 | 0 | 0 | 0 | 0 | 0 | 0 | 0 | 0 | 0 | 12 | 1
NO |  | 126 | 2015 | 4 | 9 | 9 |  | Lakeview | Ottawa | 0 | 0 |  | 0 | 0 | 0 |  | 0 | 0 | 0 | 0 | 0 | 0 | 0 | 0 | 0 | 0 | 0 | 0 | 0 | 0 | 0 | 0 | 0 | 0 | 0 | 0 | 0 | 0 | 0 | 12 | 1
NO |  | 126 | 2015 | 4 | 10 | 10 |  | Lincoln Park | Lowellville | 0 | 0 |  | 0 | 0 | 0 |  | 0 | 0 | 0 | 0 | 0 | 0 | 0 | 0 | 0 | 0 | 0 | 0 | 0 | 0 | 0 | 0 | 0 | 0 | 0 | 0 | 0 | 0 | 0 | 12 | 1
NO |  | 126 | 2015 | 4 | 11 | 11 |  | Lincoln Park | Masury | 0 | 0 |  | 0 | 0 | 0 |  | 0 | 0 | 0 | 0 | 0 | 0 | 0 | 0 | 0 | 0 | 0 | 0 | 0 | 0 | 0 | 0 | 0 | 0 | 0 | 0 | 0 | 0 | 0 | 12 | 1
NO |  | 126 | 2015 | 4 | 12 | 12 |  | London | Tangy | 0 | 0 |  | 0 | 0 | 0 |  | 0 | 0 | 0 | 0 | 0 | 0 | 0 | 0 | 0 | 0 | 0 | 0 | 0 | 0 | 0 | 0 | 0 | 0 | 0 | 0 | 0 | 0 | 0 | 12 | 1
NO |  | 126 | 2015 | 4 | 13 | 13 |  | Lowellville | Toronto | 0 | 0 |  | 0 | 0 | 0 |  | 0 | 0 | 0 | 0 | 0 | 0 | 0 | 0 | 0 | 0 | 0 | 0 | 0 | 0 | 0 | 0 | 0 | 0 | 0 | 0 | 0 | 0 | 0 | 12 | 1
NO |  | 126 | 2015 | 4 | 14 | 14 |  | Masury | Maysville (OH) | 0 | 0 |  | 0 | 0 | 0 |  | 0 | 0 | 0 | 0 | 0 | 0 | 0 | 0 | 0 | 0 | 0 | 0 | 0 | 0 | 0 | 0 | 0 | 0 | 0 | 0 | 0 | 0 | 0 | 12 | 1
NO |  | 126 | 2015 | 4 | 15 | 15 |  | Masury | Salt Springs | 0 | 0 |  | 0 | 0 | 0 |  | 0 | 0 | 0 | 0 | 0 | 0 | 0 | 0 | 0 | 0 | 0 | 0 | 0 | 0 | 0 | 0 | 0 | 0 | 0 | 0 | 0 | 0 | 0 | 12 | 1
NO |  | 126 | 2015 | 4 | 16 | 16 |  | Masury | Shenango | 0 | 0 |  | 0 | 0 | 0 |  | 0 | 0 | 0 | 0 | 0 | 0 | 0 | 0 | 0 | 0 | 0 | 0 | 0 | 0 | 0 | 0 | 0 | 0 | 0 | 0 | 0 | 0 | 0 | 12 | 1
NO |  | 126 | 2015 | 4 | 17 | 17 |  | Negley AEP | Reedurban AEP | 0 | 0 |  | 0 | 0 | 0 |  | 0 | 0 | 0 | 0 | 0 | 0 | 0 | 0 | 0 | 0 | 0 | 0 | 0 | 0 | 0 | 0 | 0 | 0 | 0 | 0 | 0 | 0 | 0 | 12 | 1
NO |  | 126 | 2015 | 4 | 18 | 18 |  | Negley AEP | West Akron | 0 | 0 |  | 0 | 0 | 0 |  | 0 | 0 | 0 | 0 | 0 | 0 | 0 | 0 | 0 | 0 | 0 | 0 | 0 | 0 | 0 | 0 | 0 | 0 | 0 | 0 | 0 | 0 | 0 | 12 | 1
NO |  | 126 | 2015 | 4 | 19 | 19 |  | Negley AEP | Torrey AEP | 0 | 0 |  | 0 | 0 | 0 |  | 0 | 0 | 0 | 0 | 0 | 0 | 0 | 0 | 0 | 0 | 0 | 0 | 0 | 0 | 0 | 0 | 0 | 0 | 0 | 0 | 0 | 0 | 0 | 12 | 1
NO |  | 126 | 2015 | 4 | 20 | 20 |  | Newton Falls | GM | 0 | 0 |  | 0 | 0 | 0 |  | 0 | 0 | 0 | 0 | 0 | 0 | 0 | 0 | 0 | 0 | 0 | 0 | 0 | 0 | 0 | 0 | 0 | 0 | 0 | 0 | 0 | 0 | 0 | 12 | 1
NO |  | 126 | 2015 | 4 | 21 | 21 |  | Niles Central | Packard | 0 | 0 |  | 0 | 0 | 0 |  | 0 | 0 | 0 | 0 | 0 | 0 | 0 | 0 | 0 | 0 | 0 | 0 | 0 | 0 | 0 | 0 | 0 | 0 | 0 | 0 | 0 | 0 | 0 | 12 | 1
NO |  | 126 | 2015 | 4 | 22 | 22 |  | Niles | Niles Central | 0 | 0 |  | 0 | 0 | 0 |  | 0 | 0 | 0 | 0 | 0 | 0 | 0 | 0 | 0 | 0 | 0 | 0 | 0 | 0 | 0 | 0 | 0 | 0 | 0 | 0 | 0 | 0 | 0 | 12 | 1
NO |  | 126 | 2015 | 4 | 23 | 23 |  | Niles | Evergreen | 0 | 0 |  | 0 | 0 | 0 |  | 0 | 0 | 0 | 0 | 0 | 0 | 0 | 0 | 0 | 0 | 0 | 0 | 0 | 0 | 0 | 0 | 0 | 0 | 0 | 0 | 0 | 0 | 0 | 12 | 1
NO |  | 126 | 2015 | 4 | 24 | 24 |  | Niles | Salt Springs Ckt #1 | 0 | 0 |  | 0 | 0 | 0 |  | 0 | 0 | 0 | 0 | 0 | 0 | 0 | 0 | 0 | 0 | 0 | 0 | 0 | 0 | 0 | 0 | 0 | 0 | 0 | 0 | 0 | 0 | 0 | 12 | 1
NO |  | 126 | 2015 | 4 | 25 | 25 |  | Niles | Salt Springs Ckt #2 | 0 | 0 |  | 0 | 0 | 0 |  | 0 | 0 | 0 | 0 | 0 | 0 | 0 | 0 | 0 | 0 | 0 | 0 | 0 | 0 | 0 | 0 | 0 | 0 | 0 | 0 | 0 | 0 | 0 | 12 | 1
NO |  | 126 | 2015 | 4 | 26 | 26 |  | North Medina | West Akron | 0 | 0 |  | 0 | 0 | 0 |  | 0 | 0 | 0 | 0 | 0 | 0 | 0 | 0 | 0 | 0 | 0 | 0 | 0 | 0 | 0 | 0 | 0 | 0 | 0 | 0 | 0 | 0 | 0 | 12 | 1
NO |  | 126 | 2015 | 4 | 27 | 27 |  | North Medina | West Medina | 0 | 0 |  | 0 | 0 | 0 |  | 0 | 0 | 0 | 0 | 0 | 0 | 0 | 0 | 0 | 0 | 0 | 0 | 0 | 0 | 0 | 0 | 0 | 0 | 0 | 0 | 0 | 0 | 0 | 12 | 1
NO |  | 126 | 2015 | 4 | 28 | 28 |  | Pine | Wadsworth Muni | 0 | 0 |  | 0 | 0 | 0 |  | 0 | 0 | 0 | 0 | 0 | 0 | 0 | 0 | 0 | 0 | 0 | 0 | 0 | 0 | 0 | 0 | 0 | 0 | 0 | 0 | 0 | 0 | 0 | 12 | 1
NO |  | 126 | 2015 | 4 | 29 | 29 |  | Pine | West Akron | 0 | 0 |  | 0 | 0 | 0 |  | 0 | 0 | 0 | 0 | 0 | 0 | 0 | 0 | 0 | 0 | 0 | 0 | 0 | 0 | 0 | 0 | 0 | 0 | 0 | 0 | 0 | 0 | 0 | 12 | 1
NO |  | 126 | 2015 | 4 | 30 | 30 |  | Republic Arc | Republic Vine | 0 | 0 |  | 0 | 0 | 0 |  | 0 | 0 | 0 | 0 | 0 | 0 | 0 | 0 | 0 | 0 | 0 | 0 | 0 | 0 | 0 | 0 | 0 | 0 | 0 | 0 | 0 | 0 | 0 | 12 | 1
NO |  | 126 | 2015 | 4 | 31 | 31 |  | Riverbend | Salt Springs | 0 | 0 |  | 0 | 0 | 0 |  | 0 | 0 | 0 | 0 | 0 | 0 | 0 | 0 | 0 | 0 | 0 | 0 | 0 | 0 | 0 | 0 | 0 | 0 | 0 | 0 | 0 | 0 | 0 | 12 | 1
NO |  | 126 | 2015 | 4 | 32 | 32 |  | Sammis | Boardman | 0 | 0 |  | 0 | 0 | 0 |  | 0 | 0 | 0 | 0 | 0 | 0 | 0 | 0 | 0 | 0 | 0 | 0 | 0 | 0 | 0 | 0 | 0 | 0 | 0 | 0 | 0 | 0 | 0 | 12 | 1
NO |  | 126 | 2015 | 4 | 33 | 33 |  | Sammis | Toronto | 0 | 0 |  | 0 | 0 | 0 |  | 0 | 0 | 0 | 0 | 0 | 0 | 0 | 0 | 0 | 0 | 0 | 0 | 0 | 0 | 0 | 0 | 0 | 0 | 0 | 0 | 0 | 0 | 0 | 12 | 1
NO |  | 126 | 2015 | 4 | 34 | 34 |  | Sammis | Pidgeon | 0 | 0 |  | 0 | 0 | 0 |  | 0 | 0 | 0 | 0 | 0 | 0 | 0 | 0 | 0 | 0 | 0 | 0 | 0 | 0 | 0 | 0 | 0 | 0 | 0 | 0 | 0 | 0 | 0 | 12 | 1
NO |  | 126 | 2015 | 4 | 35 | 35 |  | Seville | Star | 0 | 0 |  | 0 | 0 | 0 |  | 0 | 0 | 0 | 0 | 0 | 0 | 0 | 0 | 0 | 0 | 0 | 0 | 0 | 0 | 0 | 0 | 0 | 0 | 0 | 0 | 0 | 0 | 0 | 12 | 1
NO |  | 126 | 2015 | 5 | 1 | 1 |  | Seville | West Medina | 0 | 0 |  | 0 | 0 | 0 |  | 0 | 0 | 0 | 0 | 0 | 0 | 0 | 0 | 0 | 0 | 0 | 0 | 0 | 0 | 0 | 0 | 0 | 0 | 0 | 0 | 0 | 0 | 0 | 12 | 1
NO |  | 126 | 2015 | 5 | 2 | 2 |  | South Akron | Firestone | 0 | 0 |  | 0 | 0 | 0 |  | 0 | 0 | 0 | 0 | 0 | 0 | 0 | 0 | 0 | 0 | 0 | 0 | 0 | 0 | 0 | 0 | 0 | 0 | 0 | 0 | 0 | 0 | 0 | 12 | 1
NO |  | 126 | 2015 | 5 | 3 | 3 |  | South Akron | Toronto | 0 | 0 |  | 0 | 0 | 0 |  | 0 | 0 | 0 | 0 | 0 | 0 | 0 | 0 | 0 | 0 | 0 | 0 | 0 | 0 | 0 | 0 | 0 | 0 | 0 | 0 | 0 | 0 | 0 | 12 | 1
NO |  | 126 | 2015 | 5 | 4 | 4 |  | Star | Urban | 0 | 0 |  | 0 | 0 | 0 |  | 0 | 0 | 0 | 0 | 0 | 0 | 0 | 0 | 0 | 0 | 0 | 0 | 0 | 0 | 0 | 0 | 0 | 0 | 0 | 0 | 0 | 0 | 0 | 12 | 1
NO |  | 126 | 2015 | 5 | 5 | 5 |  | Star | Wadsworth | 0 | 0 |  | 0 | 0 | 0 |  | 0 | 0 | 0 | 0 | 0 | 0 | 0 | 0 | 0 | 0 | 0 | 0 | 0 | 0 | 0 | 0 | 0 | 0 | 0 | 0 | 0 | 0 | 0 | 12 | 1
NO |  | 126 | 2015 | 5 | 6 | 6 |  | Theiss | Valley | 0 | 0 |  | 0 | 0 | 0 |  | 0 | 0 | 0 | 0 | 0 | 0 | 0 | 0 | 0 | 0 | 0 | 0 | 0 | 0 | 0 | 0 | 0 | 0 | 0 | 0 | 0 | 0 | 0 | 12 | 1
NO |  | 126 | 2015 | 5 | 7 | 7 |  | Urban | Firestone | 0 | 0 |  | 0 | 0 | 0 |  | 0 | 0 | 0 | 0 | 0 | 0 | 0 | 0 | 0 | 0 | 0 | 0 | 0 | 0 | 0 | 0 | 0 | 0 | 0 | 0 | 0 | 0 | 0 | 12 | 1
NO |  | 126 | 2015 | 5 | 8 | 8 |  | Visteon | Greenfield | 0 | 0 |  | 0 | 0 | 0 |  | 0 | 0 | 0 | 0 | 0 | 0 | 0 | 0 | 0 | 0 | 0 | 0 | 0 | 0 | 0 | 0 | 0 | 0 | 0 | 0 | 0 | 0 | 0 | 12 | 1
NO |  | 126 | 2015 | 5 | 9 | 9 |  | West Akron | Pleasnt Valley East | 0 | 0 |  | 0 | 0 | 0 |  | 0 | 0 | 0 | 0 | 0 | 0 | 0 | 0 | 0 | 0 | 0 | 0 | 0 | 0 | 0 | 0 | 0 | 0 | 0 | 0 | 0 | 0 | 0 | 12 | 1
NO |  | 126 | 2015 | 5 | 10 | 10 |  | Wellington | Wellington Brookside | 0 | 0 |  | 0 | 0 | 0 |  | 0 | 0 | 0 | 0 | 0 | 0 | 0 | 0 | 0 | 0 | 0 | 0 | 0 | 0 | 0 | 0 | 0 | 0 | 0 | 0 | 0 | 0 | 0 | 12 | 1
NO |  | 126 | 2015 | 5 | 11 | 11 |  | West Lorain | West Lorain Beaver | 0 | 0 |  | 0 | 0 | 0 |  | 0 | 0 | 0 | 0 | 0 | 0 | 0 | 0 | 0 | 0 | 0 | 0 | 0 | 0 | 0 | 0 | 0 | 0 | 0 | 0 | 0 | 0 | 0 | 12 | 1
NO |  | 126 | 2015 | 5 | 12 | 12 |  | West Lorain | West Lorain Tie Line | 0 | 0 |  | 0 | 0 | 0 |  | 0 | 0 | 0 | 0 | 0 | 0 | 0 | 0 | 0 | 0 | 0 | 0 | 0 | 0 | 0 | 0 | 0 | 0 | 0 | 0 | 0 | 0 | 0 | 12 | 1
NO |  | 126 | 2015 | 5 | 13 | 13 |  |  |  | 0 | 0 |  | 0 | 0 | 0 |  | 28906587 | 10780729 | 39687316 | 0 | 0 | 0 | 0 | 0 | 0 | 0 | 0 | 0 | 0 | 0 | 0 | 0 | 0 | 0 | 0 | 0 | 0 | 0 | 0 | 12 | 1
NO |  | 126 | 2015 | 5 | 14 | 14 |  | TOTAL 138 KV Lines |  | 0 | 0 |  | 0 | 0 | 0 |  | 28906587 | 10780729 | 39687316 | 0 | 0 | 0 | 0 | 0 | 0 | 0 | 0 | 0 | 0 | 0 | 0 | 0 | 651260032 | 651260033 | 0 | 0 | 0 | 0 | 0 | 12 | 1
SI/NO | A | 126 | 2015 | 5 | 17 | 17 |  | 69 kv . Lines |  | 0 | 0 |  | 0 | 0 | 0 |  | 21584557 | 1938168 | 23522725 | 0 | 0 | 0 | 428081.1641 | 0 | 0 | 0 | 0 | 0 | 0 | 0 | 0 | 0 | 651260030 | 0 | 0 | 0 | 0 | 0 | 0 | 12 | 1
SI/NO | A | 126 | 2015 | 5 | 18 | 18 |  | 34.5 kv Lines |  | 0 | 0 | Various | 0 | 0 | 0 |  | 2010539 | 24133973 | 26144512 | 0 | 0 | 0 | 475794.0728 | 0 | 0 | 0 | 0 | 0 | 0 | 0 | 0 | 0 | 0 | 0 | 0 | 0 | 0 | 0 | 0 | 12 | 1
SI/NO | A | 126 | 2015 | 5 | 19 | 19 |  | 23 kv Trans. |  | 0 | 0 | Various | 0 | 0 | 0 |  | 2704674 | 44091241 | 46795915 | 0 | 0 | 0 | 851621.1353 | 0 | 0 | 0 | 0 | 0 | 0 | 0 | 0 | 0 | 0 | 0 | 0 | 0 | 0 | 0 | 0 | 12 | 1
NO |  | 126 | 2015 | 5 | 21 | 21 |  | Operation and Maintenance |  | 0 | 0 |  | 0 | 0 | 0 |  | 0 | 0 | 0 | 3294 | 571300 | 6 | 574600 | 0 | 0 | 0 | 0 | 0 | 0 | 0 | 0 | 0 | 0 | 0 | 0 | 0 | 0 | 0 | 0 | 12 | 1
NO |  | 126 | 2015 | 5 | 22 | 22 |  | Expense |  | 0 | 0 |  | 0 | 0 | 0 |  | 0 | 0 | 0 | 0 | 0 | 0 | 0 | 0 | 0 | 0 | 0 | 0 | 0 | 0 | 0 | 0 | 0 | 0 | 0 | 0 | 0 | 0 | 0 | 12 | 1
NO |  | 127 | 2015 | 0 | 1 | 1 |  | Ohio Power Company |  | 0 | 0 |  | 0 | 0 | 0 |  | 0 | 0 | 0 | 0 | 0 | 0 | 0 | 0 | 0 | 0 | 0 | 0 | 0 | 0 | 0 | 0 | 0 | 0 | 0 | 0 | 0 | 0 | 0 | 12 | 1
NO |  | 127 | 2015 | 0 | 2 | 2 |  | 0168 BAKER | DON MARQUIS | 765 | 765 | AT | 26.41 | 0 | 1 | 954 ACSR | 0 | 0 | 0 | 0 | 0 | 0 | 0 | 0 | 0 | 0 | 0 | 0 | 0 | 0 | 0 | 0 | 0 | 0 | 0 | 0 | 0 | 0 | 0 | 12 | 1
NO |  | 127 | 2015 | 0 | 3 | 3 |  | 0168 BAKER | DON MARQUIS | 765 | 765 | ST | 10.32 | 0 | 1 | 954 ACSR | 0 | 0 | 0 | 0 | 0 | 0 | 0 | 0 | 0 | 0 | 0 | 0 | 0 | 0 | 0 | 0 | 0 | 0 | 0 | 0 | 0 | 0 | 0 | 12 | 1
NO |  | 127 | 2015 | 0 | 4 | 4 |  | 0171 KAMMER | DUMONT | 765 | 765 | AT | 99.7 | 0 | 1 | 954 ACSR | 0 | 0 | 0 | 0 | 0 | 0 | 0 | 0 | 0 | 0 | 0 | 0 | 0 | 0 | 0 | 0 | 0 | 0 | 0 | 0 | 0 | 0 | 0 | 12 | 1
NO |  | 127 | 2015 | 0 | 5 | 5 |  | 0171 KAMMER | DUMONT | 765 | 765 | ST | 126.26 | 0 | 1 | 954 ACSR | 0 | 0 | 0 | 0 | 0 | 0 | 0 | 0 | 0 | 0 | 0 | 0 | 0 | 0 | 0 | 0 | 0 | 0 | 0 | 0 | 0 | 0 | 0 | 12 | 1
NO |  | 127 | 2015 | 0 | 6 | 6 |  | 0194 AMOS | NORTH PROCTORVILLE | 765 | 765 | ST | 5.3 | 0 | 1 | 1351.5 AC | 0 | 0 | 0 | 0 | 0 | 0 | 0 | 0 | 0 | 0 | 0 | 0 | 0 | 0 | 0 | 0 | 0 | 0 | 0 | 0 | 0 | 0 | 0 | 12 | 1
NO |  | 127 | 2015 | 0 | 7 | 7 |  | 0195 GAVIN | MARYSVILLE | 765 | 765 | ST | 124.4 | 0 | 1 | 1351.5 AC | 0 | 0 | 0 | 0 | 0 | 0 | 0 | 0 | 0 | 0 | 0 | 0 | 0 | 0 | 0 | 0 | 0 | 0 | 0 | 0 | 0 | 0 | 0 | 12 | 1
NO |  | 127 | 2015 | 0 | 8 | 8 |  | 0232 AMOS | GAVIN | 765 | 765 | ST | 0.49 | 0 | 1 | 1351.5 AC | 0 | 0 | 0 | 0 | 0 | 0 | 0 | 0 | 0 | 0 | 0 | 0 | 0 | 0 | 0 | 0 | 0 | 0 | 0 | 0 | 0 | 0 | 0 | 12 | 1
NO |  | 127 | 2015 | 0 | 9 | 9 |  | 0233 GAVIN | KAMMER | 765 | 765 | ST | 2.62 | 0 | 1 | 1351.5 AC | 0 | 0 | 0 | 0 | 0 | 0 | 0 | 0 | 0 | 0 | 0 | 0 | 0 | 0 | 0 | 0 | 0 | 0 | 0 | 0 | 0 | 0 | 0 | 12 | 1
NO |  | 127 | 2015 | 0 | 10 | 10 |  | 0263 KAMMER | SOUTH CANTON | 765 | 765 | AT | 0.24 | 0 | 1 | 1351.5 AC | 0 | 0 | 0 | 0 | 0 | 0 | 0 | 0 | 0 | 0 | 0 | 0 | 0 | 0 | 0 | 0 | 0 | 0 | 0 | 0 | 0 | 0 | 0 | 12 | 1
NO |  | 127 | 2015 | 0 | 11 | 11 |  | 0263 KAMMER | SOUTH CANTON | 765 | 765 | ST | 78.44 | 0 | 1 | 1351.5 AC | 0 | 0 | 0 | 0 | 0 | 0 | 0 | 0 | 0 | 0 | 0 | 0 | 0 | 0 | 0 | 0 | 0 | 0 | 0 | 0 | 0 | 0 | 0 | 12 | 1
NO |  | 127 | 2015 | 0 | 12 | 12 |  | 0269 NORTH PROCTORV | HANGING ROCK | 765 | 765 | ST | 25.99 | 0 | 1 | 1351.5 AC | 0 | 0 | 0 | 0 | 0 | 0 | 0 | 0 | 0 | 0 | 0 | 0 | 0 | 0 | 0 | 0 | 0 | 0 | 0 | 0 | 0 | 0 | 0 | 12 | 1
NO |  | 127 | 2015 | 0 | 13 | 13 |  | 0270 HANGING ROCK | JEFFERSON | 765 | 765 | ST | 6.14 | 0 | 1 | 1351.5 AC | 0 | 0 | 0 | 0 | 0 | 0 | 0 | 0 | 0 | 0 | 0 | 0 | 0 | 0 | 0 | 0 | 0 | 0 | 0 | 0 | 0 | 0 | 0 | 12 | 1
NO |  | 127 | 2015 | 0 | 14 | 14 |  | 0047 SPORN | MUSKINGUM | 345 | 345 | ST | 0 | 0 | 1 | 1275 ACSR | 0 | 0 | 0 | 0 | 0 | 0 | 0 | 0 | 0 | 0 | 0 | 0 | 0 | 0 | 0 | 0 | 0 | 0 | 0 | 0 | 0 | 0 | 0 | 12 | 1
NO |  | 127 | 2015 | 0 | 15 | 15 |  | 0047 SPORN | MUSKINGUM | 345 | 345 | SP | 41.34 | 0 | 2 | 2-959.6 KCM | 0 | 0 | 0 | 0 | 0 | 0 | 0 | 0 | 0 | 0 | 0 | 0 | 0 | 0 | 0 | 0 | 0 | 0 | 0 | 0 | 0 | 0 | 0 | 12 | 1
NO |  | 127 | 2015 | 0 | 16 | 16 |  | 0048 MUSKINGUM | CENTRAL | 345 | 345 | ST | 28.1 | 0 | 1 | 2303 ACAR | 0 | 0 | 0 | 0 | 0 | 0 | 0 | 0 | 0 | 0 | 0 | 0 | 0 | 0 | 0 | 0 | 0 | 0 | 0 | 0 | 0 | 0 | 0 | 12 | 1
NO |  | 127 | 2015 | 0 | 17 | 17 |  | 0048 MUSKINGUM | CENTRAL | 345 | 345 | ST | 53.94 | 0 | 2 | 2303 ACAR | 0 | 0 | 0 | 0 | 0 | 0 | 0 | 0 | 0 | 0 | 0 | 0 | 0 | 0 | 0 | 0 | 0 | 0 | 0 | 0 | 0 | 0 | 0 | 12 | 1
NO |  | 127 | 2015 | 0 | 18 | 18 |  | 0052 CENTRAL | EAST LIMA | 345 | 345 | ST | 2.68 | 0 | 1 | 1275 ACSR | 0 | 0 | 0 | 0 | 0 | 0 | 0 | 0 | 0 | 0 | 0 | 0 | 0 | 0 | 0 | 0 | 0 | 0 | 0 | 0 | 0 | 0 | 0 | 12 | 1
NO |  | 127 | 2015 | 0 | 19 | 19 |  | 0052 CENTRAL | EAST LIMA | 345 | 345 | ST | 71.26 | 0 | 2 | 2303 ACAR | 0 | 0 | 0 | 0 | 0 | 0 | 0 | 0 | 0 | 0 | 0 | 0 | 0 | 0 | 0 | 0 | 0 | 0 | 0 | 0 | 0 | 0 | 0 | 12 | 1
NO |  | 127 | 2015 | 0 | 20 | 20 |  | 0070 EAST LIMA | SORENSON | 345 | 345 | ST | 42.58 | 0 | 1 | 1275 ACSR | 0 | 0 | 0 | 0 | 0 | 0 | 0 | 0 | 0 | 0 | 0 | 0 | 0 | 0 | 0 | 0 | 0 | 0 | 0 | 0 | 0 | 0 | 0 | 12 | 1
NO |  | 127 | 2015 | 0 | 21 | 21 |  | 0079 MUSKINGUM | TIDD | 345 | 345 | ST | 70.22 | 0 | 1 | 1414 ACSR | 0 | 0 | 0 | 0 | 0 | 0 | 0 | 0 | 0 | 0 | 0 | 0 | 0 | 0 | 0 | 0 | 0 | 0 | 0 | 0 | 0 | 0 | 0 | 12 | 1
NO |  | 127 | 2015 | 0 | 22 | 22 |  | 0079 MUSKINGUM | TIDD | 345 | 345 | ST | 83.12 | 0 | 1 | 1414 ACSR | 0 | 0 | 0 | 0 | 0 | 0 | 0 | 0 | 0 | 0 | 0 | 0 | 0 | 0 | 0 | 0 | 0 | 0 | 0 | 0 | 0 | 0 | 0 | 12 | 1
NO |  | 127 | 2015 | 0 | 23 | 23 |  | 0079 MUSKINGUM | TIDD | 345 | 345 | SP | 0.41 | 0 | 1 | 1851 KCM | 0 | 0 | 0 | 0 | 0 | 0 | 0 | 0 | 0 | 0 | 0 | 0 | 0 | 0 | 0 | 0 | 0 | 0 | 0 | 0 | 0 | 0 | 0 | 12 | 1
NO |  | 127 | 2015 | 0 | 24 | 24 |  | 0079 MUSKINGUM | TIDD | 345 | 345 | SP | 0.39 | 0 | 1 | 2303 KCM | 0 | 0 | 0 | 0 | 0 | 0 | 0 | 0 | 0 | 0 | 0 | 0 | 0 | 0 | 0 | 0 | 0 | 0 | 0 | 0 | 0 | 0 | 0 | 12 | 1
NO |  | 127 | 2015 | 0 | 25 | 25 |  | 0088 KAMMER EXT. NO. 1 |  | 345 | 345 | ST | 0.2 | 0 | 1 | 1414 ACSR | 0 | 0 | 0 | 0 | 0 | 0 | 0 | 0 | 0 | 0 | 0 | 0 | 0 | 0 | 0 | 0 | 0 | 0 | 0 | 0 | 0 | 0 | 0 | 12 | 1
NO |  | 127 | 2015 | 0 | 26 | 26 |  | 0088 KAMMER EXT. NO. 1 (WV) |  | 345 | 345 | ST | 0.38 | 0 | 1 | 1414 ACSR | 0 | 0 | 0 | 0 | 0 | 0 | 0 | 0 | 0 | 0 | 0 | 0 | 0 | 0 | 0 | 0 | 0 | 0 | 0 | 0 | 0 | 0 | 0 | 12 | 1
NO |  | 127 | 2015 | 0 | 27 | 27 |  | 0104 TIDD | CANTON CENTRAL | 345 | 345 | AT | 37.29 | 0 | 1 | 954 ACSR | 0 | 0 | 0 | 0 | 0 | 0 | 0 | 0 | 0 | 0 | 0 | 0 | 0 | 0 | 0 | 0 | 0 | 0 | 0 | 0 | 0 | 0 | 0 | 12 | 1
NO |  | 127 | 2015 | 0 | 28 | 28 |  | 0104 TIDD | CANTON CENTRAL | 345 | 345 | ST | 14.21 | 0 | 1 | 954 ACSR | 0 | 0 | 0 | 0 | 0 | 0 | 0 | 0 | 0 | 0 | 0 | 0 | 0 | 0 | 0 | 0 | 0 | 0 | 0 | 0 | 0 | 0 | 0 | 12 | 1
NO |  | 127 | 2015 | 0 | 29 | 29 |  | 0106 CANTON CENTRAL | JUNIPER | 345 | 345 | AT | 4.06 | 0 | 1 | 954 ACSR | 0 | 0 | 0 | 0 | 0 | 0 | 0 | 0 | 0 | 0 | 0 | 0 | 0 | 0 | 0 | 0 | 0 | 0 | 0 | 0 | 0 | 0 | 0 | 12 | 1
NO |  | 127 | 2015 | 0 | 30 | 30 |  | 0106 CANTON CENTRAL | JUNIPER | 345 | 345 | ST | 1.36 | 0 | 1 | 954 ACSR | 0 | 0 | 0 | 0 | 0 | 0 | 0 | 0 | 0 | 0 | 0 | 0 | 0 | 0 | 0 | 0 | 0 | 0 | 0 | 0 | 0 | 0 | 0 | 12 | 1
NO |  | 127 | 2015 | 0 | 31 | 31 |  | 0106 CANTON CENTRAL | JUNIPER | 345 | 345 | ST | 0.55 | 0 | 2 | 954 ACSR | 0 | 0 | 0 | 0 | 0 | 0 | 0 | 0 | 0 | 0 | 0 | 0 | 0 | 0 | 0 | 0 | 0 | 0 | 0 | 0 | 0 | 0 | 0 | 12 | 1
NO |  | 127 | 2015 | 0 | 32 | 32 |  | 0119 MUSKINGUM | OHIO CENTRAL | 345 | 345 | AT | 30.73 | 0 | 1 | 1414 ACSR | 0 | 0 | 0 | 0 | 0 | 0 | 0 | 0 | 0 | 0 | 0 | 0 | 0 | 0 | 0 | 0 | 0 | 0 | 0 | 0 | 0 | 0 | 0 | 12 | 1
NO |  | 127 | 2015 | 0 | 33 | 33 |  | 0119 MUSKINGUM | OHIO CENTRAL | 345 | 345 | ST | 12.51 | 0 | 1 | 954 ACSR | 0 | 0 | 0 | 0 | 0 | 0 | 0 | 0 | 0 | 0 | 0 | 0 | 0 | 0 | 0 | 0 | 0 | 0 | 0 | 0 | 0 | 0 | 0 | 12 | 1
NO |  | 127 | 2015 | 0 | 34 | 34 |  | 0142 KAMMER EXT. NO. 2 |  | 345 | 345 | ST | 0.15 | 0 | 1 | 1414 ACSR | 0 | 0 | 0 | 0 | 0 | 0 | 0 | 0 | 0 | 0 | 0 | 0 | 0 | 0 | 0 | 0 | 0 | 0 | 0 | 0 | 0 | 0 | 0 | 12 | 1
NO |  | 127 | 2015 | 0 | 35 | 35 |  | 0142 KAMMER EXT. NO. 2 (WV) |  | 345 | 345 | ST | 0.05 | 0 | 1 | 1414 ACSR | 0 | 0 | 0 | 0 | 0 | 0 | 0 | 0 | 0 | 0 | 0 | 0 | 0 | 0 | 0 | 0 | 0 | 0 | 0 | 0 | 0 | 0 | 0 | 12 | 1
NO |  | 127 | 2015 | 0 | 36 | 36 |  | TOTAL |  | 0 | 0 |  | 7440.05 | 160.65 | 663 |  | 97835688 | 904163519 | 1001999207 | 186148 | 23256352 | 0 | 23442500 | 0 | 0 | 0 | 0 | 0 | 0 | 0 | 0 | 0 | 0 | 0 | 0 | 0 | 0 | 0 | 0 | 12 | 1
NO |  | 127 | 2015 | 1 | 1 | 1 |  | 0161 OHIO CENTRAL | FOSTORIA CENTRAL | 345 | 345 | AT | 100.56 | 0 | 1 | 954 ACSR | 0 | 0 | 0 | 0 | 0 | 0 | 0 | 0 | 0 | 0 | 0 | 0 | 0 | 0 | 0 | 0 | 0 | 0 | 0 | 0 | 0 | 0 | 0 | 12 | 1
NO |  | 127 | 2015 | 1 | 2 | 2 |  | 0161 OHIO CENTRAL | FOSTORIA CENTRAL | 345 | 345 | ST | 5.99 | 0 | 1 | 954 ACSR | 0 | 0 | 0 | 0 | 0 | 0 | 0 | 0 | 0 | 0 | 0 | 0 | 0 | 0 | 0 | 0 | 0 | 0 | 0 | 0 | 0 | 0 | 0 | 12 | 1
NO |  | 127 | 2015 | 1 | 3 | 3 |  | 0162 FOSTORIA CENTRAL | EAST LIMA | 345 | 345 | AT | 34.47 | 0 | 1 | 954 ACSR | 0 | 0 | 0 | 0 | 0 | 0 | 0 | 0 | 0 | 0 | 0 | 0 | 0 | 0 | 0 | 0 | 0 | 0 | 0 | 0 | 0 | 0 | 0 | 12 | 1
NO |  | 127 | 2015 | 1 | 4 | 4 |  | 0162 FOSTORIA CENTRAL | EAST LIMA | 345 | 345 | ST | 5.35 | 0 | 1 | 954 ACSR | 0 | 0 | 0 | 0 | 0 | 0 | 0 | 0 | 0 | 0 | 0 | 0 | 0 | 0 | 0 | 0 | 0 | 0 | 0 | 0 | 0 | 0 | 0 | 12 | 1
NO |  | 127 | 2015 | 1 | 5 | 5 |  | 0163 FOSTORIA CENTRAL | PEMBERVILLE | 345 | 345 | ST | 19.29 | 0 | 2 | 954 ACSR | 0 | 0 | 0 | 0 | 0 | 0 | 0 | 0 | 0 | 0 | 0 | 0 | 0 | 0 | 0 | 0 | 0 | 0 | 0 | 0 | 0 | 0 | 0 | 12 | 1
NO |  | 127 | 2015 | 1 | 6 | 6 |  | 0166 SOUTH CANTON | SAMMIS | 345 | 345 | ST | 0.74 | 0 | 1 | 954 ACSR | 0 | 0 | 0 | 0 | 0 | 0 | 0 | 0 | 0 | 0 | 0 | 0 | 0 | 0 | 0 | 0 | 0 | 0 | 0 | 0 | 0 | 0 | 0 | 12 | 1
NO |  | 127 | 2015 | 1 | 7 | 7 |  | 0167 SOUTH CANTON | STAR | 345 | 345 | ST | 0.75 | 0 | 1 | 954 ACSR | 0 | 0 | 0 | 0 | 0 | 0 | 0 | 0 | 0 | 0 | 0 | 0 | 0 | 0 | 0 | 0 | 0 | 0 | 0 | 0 | 0 | 0 | 0 | 12 | 1
NO |  | 127 | 2015 | 1 | 8 | 8 |  | 0172 SOUTHWEST LIMA EXTEN |  | 345 | 345 | ST | 14.62 | 0 | 2 | 1414 ACSR | 0 | 0 | 0 | 0 | 0 | 0 | 0 | 0 | 0 | 0 | 0 | 0 | 0 | 0 | 0 | 0 | 0 | 0 | 0 | 0 | 0 | 0 | 0 | 12 | 1
NO |  | 127 | 2015 | 1 | 9 | 9 |  | 0172 SOUTHWEST LIMA EXTEN |  | 345 | 345 | ST | 0.06 | 0 | 2 | 1708 KCM | 0 | 0 | 0 | 0 | 0 | 0 | 0 | 0 | 0 | 0 | 0 | 0 | 0 | 0 | 0 | 0 | 0 | 0 | 0 | 0 | 0 | 0 | 0 | 12 | 1
NO |  | 127 | 2015 | 1 | 10 | 10 |  | 0173 SOUTHWEST LIMA | MIAMI | 345 | 345 | AT | 18.04 | 0 | 1 | 954 ACSR | 0 | 0 | 0 | 0 | 0 | 0 | 0 | 0 | 0 | 0 | 0 | 0 | 0 | 0 | 0 | 0 | 0 | 0 | 0 | 0 | 0 | 0 | 0 | 12 | 1
NO |  | 127 | 2015 | 1 | 11 | 11 |  | 0173 SOUTHWEST LIMA | MIAMI | 345 | 345 | ST | 0.97 | 0 | 1 | 954 ACSR | 0 | 0 | 0 | 0 | 0 | 0 | 0 | 0 | 0 | 0 | 0 | 0 | 0 | 0 | 0 | 0 | 0 | 0 | 0 | 0 | 0 | 0 | 0 | 12 | 1
NO |  | 127 | 2015 | 1 | 12 | 12 |  | 0208 TIDD | COLLIER | 345 | 345 | ST | 0.16 | 0 | 2 | 954 ACSR | 0 | 0 | 0 | 0 | 0 | 0 | 0 | 0 | 0 | 0 | 0 | 0 | 0 | 0 | 0 | 0 | 0 | 0 | 0 | 0 | 0 | 0 | 0 | 12 | 1
NO |  | 127 | 2015 | 1 | 13 | 13 |  | 0208 TIDD | COLLIER | 345 | 345 | ST | 0.15 | 0 | 1 | 2-636 KCM | 0 | 0 | 0 | 0 | 0 | 0 | 0 | 0 | 0 | 0 | 0 | 0 | 0 | 0 | 0 | 0 | 0 | 0 | 0 | 0 | 0 | 0 | 0 | 12 | 1
NO |  | 127 | 2015 | 1 | 14 | 14 |  | 0248 MARYSVILLE EXT NO |  | 345 | 345 | ST | 4.22 | 0 | 2 | 1275 ACSR | 0 | 0 | 0 | 0 | 0 | 0 | 0 | 0 | 0 | 0 | 0 | 0 | 0 | 0 | 0 | 0 | 0 | 0 | 0 | 0 | 0 | 0 | 0 | 12 | 1
NO |  | 127 | 2015 | 1 | 15 | 15 |  | 0249 MARYSVILLE EXT NO |  | 345 | 345 | ST | 4.84 | 0 | 2 | 2303 ACAR | 0 | 0 | 0 | 0 | 0 | 0 | 0 | 0 | 0 | 0 | 0 | 0 | 0 | 0 | 0 | 0 | 0 | 0 | 0 | 0 | 0 | 0 | 0 | 12 | 1
NO |  | 127 | 2015 | 1 | 16 | 16 |  | 0279 SOUTH CANTON | CANTON CENTRAL | 345 | 345 | ST | 8.16 | 0 | 2 | 954 ACSR | 0 | 0 | 0 | 0 | 0 | 0 | 0 | 0 | 0 | 0 | 0 | 0 | 0 | 0 | 0 | 0 | 0 | 0 | 0 | 0 | 0 | 0 | 0 | 12 | 1
NO |  | 127 | 2015 | 1 | 17 | 17 |  | 0365 WATERFORD EXTENSION | MUSKINGUM-SPORN | 345 | 345 | ST | 0.98 | 0 | 0 | 954 ACSR | 0 | 0 | 0 | 0 | 0 | 0 | 0 | 0 | 0 | 0 | 0 | 0 | 0 | 0 | 0 | 0 | 0 | 0 | 0 | 0 | 0 | 0 | 0 | 12 | 1
NO |  | 127 | 2015 | 1 | 18 | 18 |  | 0366 BEVERLY EXTENSION |  | 345 | 345 | ST | 0.1 | 0 | 0 |  | 0 | 0 | 0 | 0 | 0 | 0 | 0 | 0 | 0 | 0 | 0 | 0 | 0 | 0 | 0 | 0 | 0 | 0 | 0 | 0 | 0 | 0 | 0 | 12 | 1
NO |  | 127 | 2015 | 1 | 19 | 19 |  | 0001 LIMA | FT WAYNE | 138 | 138 | WP | 0.1 | 0 | 2 | 397.5 ACS | 0 | 0 | 0 | 0 | 0 | 0 | 0 | 0 | 0 | 0 | 0 | 0 | 0 | 0 | 0 | 0 | 0 | 0 | 0 | 0 | 0 | 0 | 0 | 12 | 1
NO |  | 127 | 2015 | 1 | 20 | 20 |  | 0001 LIMA | FT WAYNE | 138 | 138 | ST | 43.58 | 0 | 2 | 397.5 ACS | 0 | 0 | 0 | 0 | 0 | 0 | 0 | 0 | 0 | 0 | 0 | 0 | 0 | 0 | 0 | 0 | 0 | 0 | 0 | 0 | 0 | 0 | 0 | 12 | 1
NO |  | 127 | 2015 | 1 | 21 | 21 |  | 0004 HOWARD | ASHLAND | 138 | 138 | ST | 6.15 | 0 | 1 | 397.5 ACS | 0 | 0 | 0 | 0 | 0 | 0 | 0 | 0 | 0 | 0 | 0 | 0 | 0 | 0 | 0 | 0 | 0 | 0 | 0 | 0 | 0 | 0 | 0 | 12 | 1
NO |  | 127 | 2015 | 1 | 22 | 22 |  | 0004 HOWARD | ASHLAND | 138 | 138 | ST | 1.84 | 0 | 2 | 397.5 ACS | 0 | 0 | 0 | 0 | 0 | 0 | 0 | 0 | 0 | 0 | 0 | 0 | 0 | 0 | 0 | 0 | 0 | 0 | 0 | 0 | 0 | 0 | 0 | 12 | 1
NO |  | 127 | 2015 | 1 | 23 | 23 |  | 0005 WINDSOR | CANTON | 138 | 138 | ST | 54.39 | 0 | 1 | 556.5 ACS | 0 | 0 | 0 | 0 | 0 | 0 | 0 | 0 | 0 | 0 | 0 | 0 | 0 | 0 | 0 | 0 | 0 | 0 | 0 | 0 | 0 | 0 | 0 | 12 | 1
NO |  | 127 | 2015 | 1 | 24 | 24 |  | 0005 WINDSOR | CANTON | 138 | 138 | WP | 0.08 | 0 | 1 | 636 ACSR | 0 | 0 | 0 | 0 | 0 | 0 | 0 | 0 | 0 | 0 | 0 | 0 | 0 | 0 | 0 | 0 | 0 | 0 | 0 | 0 | 0 | 0 | 0 | 12 | 1
NO |  | 127 | 2015 | 1 | 25 | 25 |  | 0006 WINDSOR | CANTON (WV) | 138 | 138 | ST | 0.32 | 0 | 1 | 556.5 ACS | 0 | 0 | 0 | 0 | 0 | 0 | 0 | 0 | 0 | 0 | 0 | 0 | 0 | 0 | 0 | 0 | 0 | 0 | 0 | 0 | 0 | 0 | 0 | 12 | 1
NO |  | 127 | 2015 | 1 | 26 | 26 |  | 0007 PHILO | HOWARD | 138 | 138 | WP | 0.05 | 0 | 2 | 556.5 ACS | 0 | 0 | 0 | 0 | 0 | 0 | 0 | 0 | 0 | 0 | 0 | 0 | 0 | 0 | 0 | 0 | 0 | 0 | 0 | 0 | 0 | 0 | 0 | 12 | 1
NO |  | 127 | 2015 | 1 | 27 | 27 |  | 0007 PHILO | HOWARD | 138 | 138 | ST | 80.62 | 0 | 2 | 556.5 ACS | 0 | 0 | 0 | 0 | 0 | 0 | 0 | 0 | 0 | 0 | 0 | 0 | 0 | 0 | 0 | 0 | 0 | 0 | 0 | 0 | 0 | 0 | 0 | 12 | 1
NO |  | 127 | 2015 | 1 | 28 | 28 |  | 0007 PHILO | HOWARD | 138 | 138 | SP | 0.11 | 0 | 2 | 556.5 ACS | 0 | 0 | 0 | 0 | 0 | 0 | 0 | 0 | 0 | 0 | 0 | 0 | 0 | 0 | 0 | 0 | 0 | 0 | 0 | 0 | 0 | 0 | 0 | 12 | 1
NO |  | 127 | 2015 | 1 | 29 | 29 |  | 0010 FOSTORIA | PEMBERVILLE | 138 | 138 | ST | 18.49 | 0 | 2 | 336.4 ACS | 0 | 0 | 0 | 0 | 0 | 0 | 0 | 0 | 0 | 0 | 0 | 0 | 0 | 0 | 0 | 0 | 0 | 0 | 0 | 0 | 0 | 0 | 0 | 12 | 1
NO |  | 127 | 2015 | 1 | 30 | 30 |  | 0010 FOSTORIA | PEMBERVILLE | 138 | 138 | ST | 0.06 | 0 | 1 | 477 ACSR | 0 | 0 | 0 | 0 | 0 | 0 | 0 | 0 | 0 | 0 | 0 | 0 | 0 | 0 | 0 | 0 | 0 | 0 | 0 | 0 | 0 | 0 | 0 | 12 | 1
NO |  | 127 | 2015 | 1 | 31 | 31 |  | 0010 FOSTORIA | PEMBERVILLE | 138 | 138 | WP | 0 | 0 | 1 | 556.5 ACS | 0 | 0 | 0 | 0 | 0 | 0 | 0 | 0 | 0 | 0 | 0 | 0 | 0 | 0 | 0 | 0 | 0 | 0 | 0 | 0 | 0 | 0 | 0 | 12 | 1
NO |  | 127 | 2015 | 1 | 32 | 32 |  | 0011 PHILO | RUTLAND | 138 | 138 | ST | 65.7 | 0 | 2 | 397.5 ACS | 0 | 0 | 0 | 0 | 0 | 0 | 0 | 0 | 0 | 0 | 0 | 0 | 0 | 0 | 0 | 0 | 0 | 0 | 0 | 0 | 0 | 0 | 0 | 12 | 1
NO |  | 127 | 2015 | 1 | 33 | 33 |  | 0016 SOUTH POINT | TURNER | 138 | 138 | ST | 0.48 | 0 | 2 | 397.5 ACS | 0 | 0 | 0 | 0 | 0 | 0 | 0 | 0 | 0 | 0 | 0 | 0 | 0 | 0 | 0 | 0 | 0 | 0 | 0 | 0 | 0 | 0 | 0 | 12 | 1
NO |  | 127 | 2015 | 1 | 34 | 34 |  | 0018 PHILO | TORREY | 138 | 138 | ST | 69.32 | 0 | 1 | 1033.5 AC | 0 | 0 | 0 | 0 | 0 | 0 | 0 | 0 | 0 | 0 | 0 | 0 | 0 | 0 | 0 | 0 | 0 | 0 | 0 | 0 | 0 | 0 | 0 | 12 | 1
NO |  | 127 | 2015 | 1 | 35 | 35 |  | 0018 PHILO | TORREY | 138 | 138 | WP | 0.04 | 0 | 1 | 397.5 KCM | 0 | 0 | 0 | 0 | 0 | 0 | 0 | 0 | 0 | 0 | 0 | 0 | 0 | 0 | 0 | 0 | 0 | 0 | 0 | 0 | 0 | 0 | 0 | 12 | 1
NO |  | 127 | 2015 | 2 | 1 | 1 |  | 0018 PHILO | TORREY | 138 | 138 | SP | 1.37 | 0 | 1 | 397.5 KCM | 0 | 0 | 0 | 0 | 0 | 0 | 0 | 0 | 0 | 0 | 0 | 0 | 0 | 0 | 0 | 0 | 0 | 0 | 0 | 0 | 0 | 0 | 0 | 12 | 1
NO |  | 127 | 2015 | 2 | 2 | 2 |  | 0019 CROOKSVILLE | WEST LANCASTER | 138 | 138 | ST | 30.7 | 0 | 2 | 397.5 ACS | 0 | 0 | 0 | 0 | 0 | 0 | 0 | 0 | 0 | 0 | 0 | 0 | 0 | 0 | 0 | 0 | 0 | 0 | 0 | 0 | 0 | 0 | 0 | 12 | 1
NO |  | 127 | 2015 | 2 | 3 | 3 |  | 0020 PHILO | CANTON | 138 | 138 | ST | 73.3 | 0 | 1 | 1033.5 AC | 0 | 0 | 0 | 0 | 0 | 0 | 0 | 0 | 0 | 0 | 0 | 0 | 0 | 0 | 0 | 0 | 0 | 0 | 0 | 0 | 0 | 0 | 0 | 12 | 1
NO |  | 127 | 2015 | 2 | 4 | 4 |  | 0020 PHILO | CANTON | 138 | 138 | SP | 0.74 | 0 | 1 | 336.4 KCM | 0 | 0 | 0 | 0 | 0 | 0 | 0 | 0 | 0 | 0 | 0 | 0 | 0 | 0 | 0 | 0 | 0 | 0 | 0 | 0 | 0 | 0 | 0 | 12 | 1
NO |  | 127 | 2015 | 2 | 5 | 5 |  | 0025 TIDD | WAGENHALS | 138 | 138 | ST | 53.29 | 0 | 1 | 1033.5 AC | 0 | 0 | 0 | 0 | 0 | 0 | 0 | 0 | 0 | 0 | 0 | 0 | 0 | 0 | 0 | 0 | 0 | 0 | 0 | 0 | 0 | 0 | 0 | 12 | 1
NO |  | 127 | 2015 | 2 | 6 | 6 |  | 0025 TIDD | WAGENHALS | 138 | 138 | SP | 0.15 | 0 | 1 | 556.5 KCM | 0 | 0 | 0 | 0 | 0 | 0 | 0 | 0 | 0 | 0 | 0 | 0 | 0 | 0 | 0 | 0 | 0 | 0 | 0 | 0 | 0 | 0 | 0 | 12 | 1
NO |  | 127 | 2015 | 2 | 7 | 7 |  | 0025 TIDD | WAGENHALS | 138 | 138 | SP | 0.02 | 0 | 1 | 1033.5 KCM | 0 | 0 | 0 | 0 | 0 | 0 | 0 | 0 | 0 | 0 | 0 | 0 | 0 | 0 | 0 | 0 | 0 | 0 | 0 | 0 | 0 | 0 | 0 | 12 | 1
NO |  | 127 | 2015 | 2 | 8 | 8 |  | 0028 PORTSMOUTH | TRENTON NO. 2 | 138 | 138 | WP | 67.32 | 0 | 1 | 477 ACSR | 0 | 0 | 0 | 0 | 0 | 0 | 0 | 0 | 0 | 0 | 0 | 0 | 0 | 0 | 0 | 0 | 0 | 0 | 0 | 0 | 0 | 0 | 0 | 12 | 1
NO |  | 127 | 2015 | 2 | 9 | 9 |  | 0028 PORTSMOUTH | TRENTON NO. 2 | 138 | 138 | ST | 0.24 | 0 | 1 | 477 ACSR | 0 | 0 | 0 | 0 | 0 | 0 | 0 | 0 | 0 | 0 | 0 | 0 | 0 | 0 | 0 | 0 | 0 | 0 | 0 | 0 | 0 | 0 | 0 | 12 | 1
NO |  | 127 | 2015 | 2 | 10 | 10 |  | 0028 PORTSMOUTH | TRENTON NO. 2 | 138 | 138 | ST | 0.45 | 0 | 2 | 6X477 ACS | 0 | 0 | 0 | 0 | 0 | 0 | 0 | 0 | 0 | 0 | 0 | 0 | 0 | 0 | 0 | 0 | 0 | 0 | 0 | 0 | 0 | 0 | 0 | 12 | 1
NO |  | 127 | 2015 | 2 | 11 | 11 |  | 0028 PORTSMOUTH | TRENTON NO. 2 | 138 | 138 | SP | 0.38 | 0 | 2 | 6X477 KCM | 0 | 0 | 0 | 0 | 0 | 0 | 0 | 0 | 0 | 0 | 0 | 0 | 0 | 0 | 0 | 0 | 0 | 0 | 0 | 0 | 0 | 0 | 0 | 12 | 1
NO |  | 127 | 2015 | 2 | 12 | 12 |  | 0032 TRENTON | MUNCIE | 138 | 138 | ST | 24.62 | 0 | 1 | 397.5 ACS | 0 | 0 | 0 | 0 | 0 | 0 | 0 | 0 | 0 | 0 | 0 | 0 | 0 | 0 | 0 | 0 | 0 | 0 | 0 | 0 | 0 | 0 | 0 | 12 | 1
NO |  | 127 | 2015 | 2 | 13 | 13 |  | 0033 RUTLAND | SPORN | 138 | 138 | ST | 4.81 | 0 | 2 | 397.5 ACS | 0 | 0 | 0 | 0 | 0 | 0 | 0 | 0 | 0 | 0 | 0 | 0 | 0 | 0 | 0 | 0 | 0 | 0 | 0 | 0 | 0 | 0 | 0 | 12 | 1
NO |  | 127 | 2015 | 2 | 14 | 14 |  | 0034 SPORN | SOUTH POINT | 138 | 138 | ST | 8.91 | 0 | 1 | 397.5 ACS | 0 | 0 | 0 | 0 | 0 | 0 | 0 | 0 | 0 | 0 | 0 | 0 | 0 | 0 | 0 | 0 | 0 | 0 | 0 | 0 | 0 | 0 | 0 | 12 | 1
NO |  | 127 | 2015 | 2 | 15 | 15 |  | 0034 SPORN | SOUTH POINT | 138 | 138 | ST | 40.41 | 0 | 2 | 397.5 ACS | 0 | 0 | 0 | 0 | 0 | 0 | 0 | 0 | 0 | 0 | 0 | 0 | 0 | 0 | 0 | 0 | 0 | 0 | 0 | 0 | 0 | 0 | 0 | 12 | 1
NO |  | 127 | 2015 | 2 | 16 | 16 |  | 0034 SPORN | SOUTH POINT | 138 | 138 | SP | 0.79 | 0 | 1 | 397.5 KCM | 0 | 0 | 0 | 0 | 0 | 0 | 0 | 0 | 0 | 0 | 0 | 0 | 0 | 0 | 0 | 0 | 0 | 0 | 0 | 0 | 0 | 0 | 0 | 12 | 1
NO |  | 127 | 2015 | 2 | 17 | 17 |  | 0036 SPORN | PORTSMOUTH | 138 | 138 | SP | 0.2 | 0 | 1 | 477 KCM | 0 | 0 | 0 | 0 | 0 | 0 | 0 | 0 | 0 | 0 | 0 | 0 | 0 | 0 | 0 | 0 | 0 | 0 | 0 | 0 | 0 | 0 | 0 | 12 | 1
NO |  | 127 | 2015 | 2 | 18 | 18 |  | 0036 SPORN | PORTSMOUTH | 138 | 138 | ST | 0 | 0 | 1 | 477 ACSR | 0 | 0 | 0 | 0 | 0 | 0 | 0 | 0 | 0 | 0 | 0 | 0 | 0 | 0 | 0 | 0 | 0 | 0 | 0 | 0 | 0 | 0 | 0 | 12 | 1
NO |  | 127 | 2015 | 2 | 19 | 19 |  | 0036 SPORN | PORTSMOUTH | 138 | 138 | ST | 48.39 | 0 | 2 | 477 ACSR | 0 | 0 | 0 | 0 | 0 | 0 | 0 | 0 | 0 | 0 | 0 | 0 | 0 | 0 | 0 | 0 | 0 | 0 | 0 | 0 | 0 | 0 | 0 | 12 | 1
NO |  | 127 | 2015 | 2 | 20 | 20 |  | 0036 SPORN | PORTSMOUTH | 138 | 138 | SP | 0.26 | 0 | 1 | 1033.5 KCM | 0 | 0 | 0 | 0 | 0 | 0 | 0 | 0 | 0 | 0 | 0 | 0 | 0 | 0 | 0 | 0 | 0 | 0 | 0 | 0 | 0 | 0 | 0 | 12 | 1
NO |  | 127 | 2015 | 2 | 21 | 21 |  | 0037 HILLSBORO | MAYSVILLE | 138 | 138 | ST | 33.65 | 0 | 1 | 477 ACSR | 0 | 0 | 0 | 0 | 0 | 0 | 0 | 0 | 0 | 0 | 0 | 0 | 0 | 0 | 0 | 0 | 0 | 0 | 0 | 0 | 0 | 0 | 0 | 12 | 1
NO |  | 127 | 2015 | 2 | 22 | 22 |  | 0038 CROOKSVILLE | NORTH NEWARK | 138 | 138 | WP | 30.67 | 0 | 1 | 397.5 ACS | 0 | 0 | 0 | 0 | 0 | 0 | 0 | 0 | 0 | 0 | 0 | 0 | 0 | 0 | 0 | 0 | 0 | 0 | 0 | 0 | 0 | 0 | 0 | 12 | 1
NO |  | 127 | 2015 | 2 | 23 | 23 |  | 0038 CROOKSVILLE | NORTH NEWARK | 138 | 138 | ST | 0.58 | 0 | 2 | 397.5 ACS | 0 | 0 | 0 | 0 | 0 | 0 | 0 | 0 | 0 | 0 | 0 | 0 | 0 | 0 | 0 | 0 | 0 | 0 | 0 | 0 | 0 | 0 | 0 | 12 | 1
NO |  | 127 | 2015 | 2 | 24 | 24 |  | 0039 WEST LANCASTER | SOUTH BALTIMORE | 138 | 138 | WP | 9.82 | 0 | 1 | 397.5 ACS | 0 | 0 | 0 | 0 | 0 | 0 | 0 | 0 | 0 | 0 | 0 | 0 | 0 | 0 | 0 | 0 | 0 | 0 | 0 | 0 | 0 | 0 | 0 | 12 | 1
NO |  | 127 | 2015 | 2 | 25 | 25 |  | 0041 NORTH NEWARK | WEST MT. VERNON | 138 | 138 | WP | 18.95 | 0 | 1 | 477 ACSR | 0 | 0 | 0 | 0 | 0 | 0 | 0 | 0 | 0 | 0 | 0 | 0 | 0 | 0 | 0 | 0 | 0 | 0 | 0 | 0 | 0 | 0 | 0 | 12 | 1
NO |  | 127 | 2015 | 2 | 26 | 26 |  | 0041 NORTH NEWARK | WEST MT. VERNON | 138 | 138 | ST | 2.81 | 0 | 2 | 477 ACSR | 0 | 0 | 0 | 0 | 0 | 0 | 0 | 0 | 0 | 0 | 0 | 0 | 0 | 0 | 0 | 0 | 0 | 0 | 0 | 0 | 0 | 0 | 0 | 12 | 1
NO |  | 127 | 2015 | 2 | 27 | 27 |  | 0042 SOUTH BALTIMORE | NORTH NEWARK | 138 | 138 | WP | 20.5 | 0 | 1 | 397.5 ACS | 0 | 0 | 0 | 0 | 0 | 0 | 0 | 0 | 0 | 0 | 0 | 0 | 0 | 0 | 0 | 0 | 0 | 0 | 0 | 0 | 0 | 0 | 0 | 12 | 1
NO |  | 127 | 2015 | 2 | 28 | 28 |  | 0042 SOUTH BALTIMORE | NORTH NEWARK | 138 | 138 | SP | 0.54 | 0 | 1 | 397.5 ACS | 0 | 0 | 0 | 0 | 0 | 0 | 0 | 0 | 0 | 0 | 0 | 0 | 0 | 0 | 0 | 0 | 0 | 0 | 0 | 0 | 0 | 0 | 0 | 12 | 1
NO |  | 127 | 2015 | 2 | 29 | 29 |  | 0042 SOUTH BALTIMORE | NORTH NEWARK | 138 | 138 | ST | 0.05 | 0 | 1 | 397.5 ACS | 0 | 0 | 0 | 0 | 0 | 0 | 0 | 0 | 0 | 0 | 0 | 0 | 0 | 0 | 0 | 0 | 0 | 0 | 0 | 0 | 0 | 0 | 0 | 12 | 1
NO |  | 127 | 2015 | 2 | 30 | 30 |  | 0042 SOUTH BALTIMORE | NORTH NEWARK | 138 | 138 | ST | 0.08 | 0 | 2 | 795 ACSR | 0 | 0 | 0 | 0 | 0 | 0 | 0 | 0 | 0 | 0 | 0 | 0 | 0 | 0 | 0 | 0 | 0 | 0 | 0 | 0 | 0 | 0 | 0 | 12 | 1
NO |  | 127 | 2015 | 2 | 31 | 31 |  | 0043 BELLEFONTE EXT. |  | 138 | 138 | ST | 2.8 | 0 | 2 | 397.5 ACS | 0 | 0 | 0 | 0 | 0 | 0 | 0 | 0 | 0 | 0 | 0 | 0 | 0 | 0 | 0 | 0 | 0 | 0 | 0 | 0 | 0 | 0 | 0 | 12 | 1
NO |  | 127 | 2015 | 2 | 32 | 32 |  | 0044 SUMMERFIELD | NATRIUM | 138 | 138 | ST | 27.07 | 0 | 2 | 556.5 ACS | 0 | 0 | 0 | 0 | 0 | 0 | 0 | 0 | 0 | 0 | 0 | 0 | 0 | 0 | 0 | 0 | 0 | 0 | 0 | 0 | 0 | 0 | 0 | 12 | 1
NO |  | 127 | 2015 | 2 | 33 | 33 |  | 0045 PHILO | MUSKINGUM | 138 | 138 | ST | 23.16 | 0 | 2 | 636 ACSR | 0 | 0 | 0 | 0 | 0 | 0 | 0 | 0 | 0 | 0 | 0 | 0 | 0 | 0 | 0 | 0 | 0 | 0 | 0 | 0 | 0 | 0 | 0 | 12 | 1
NO |  | 127 | 2015 | 2 | 34 | 34 |  | 0046 MUSKINGUM | SUMMERFIELD | 138 | 138 | ST | 25.31 | 0 | 2 | 556.5 ACS | 0 | 0 | 0 | 0 | 0 | 0 | 0 | 0 | 0 | 0 | 0 | 0 | 0 | 0 | 0 | 0 | 0 | 0 | 0 | 0 | 0 | 0 | 0 | 12 | 1
NO |  | 127 | 2015 | 2 | 35 | 35 |  | 0049 FOSTORIA | EAST LIMA | 138 | 138 | WP | 0.06 | 0 | 1 | 397.5 ACS | 0 | 0 | 0 | 0 | 0 | 0 | 0 | 0 | 0 | 0 | 0 | 0 | 0 | 0 | 0 | 0 | 0 | 0 | 0 | 0 | 0 | 0 | 0 | 12 | 1
NO |  | 127 | 2015 | 3 | 1 | 1 |  | 0049 FOSTORIA | EAST LIMA | 138 | 138 | SP | 0.45 | 0 | 1 | 336.4 KCM | 0 | 0 | 0 | 0 | 0 | 0 | 0 | 0 | 0 | 0 | 0 | 0 | 0 | 0 | 0 | 0 | 0 | 0 | 0 | 0 | 0 | 0 | 0 | 12 | 1
NO |  | 127 | 2015 | 3 | 2 | 2 |  | 0049 FOSTORIA | EAST LIMA | 138 | 138 | SP | 0.3 | 0 | 1 | 795 KCM | 0 | 0 | 0 | 0 | 0 | 0 | 0 | 0 | 0 | 0 | 0 | 0 | 0 | 0 | 0 | 0 | 0 | 0 | 0 | 0 | 0 | 0 | 0 | 12 | 1
NO |  | 127 | 2015 | 3 | 3 | 3 |  | 0049 FOSTORIA | EAST LIMA | 138 | 138 | ST | 40.07 | 0 | 2 | 397.5 ACS | 0 | 0 | 0 | 0 | 0 | 0 | 0 | 0 | 0 | 0 | 0 | 0 | 0 | 0 | 0 | 0 | 0 | 0 | 0 | 0 | 0 | 0 | 0 | 12 | 1
NO |  | 127 | 2015 | 3 | 4 | 4 |  | 0050 EAST LIMA | LIMA | 138 | 138 | ST | 4.43 | 0 | 2 | 397.5 ACS | 0 | 0 | 0 | 0 | 0 | 0 | 0 | 0 | 0 | 0 | 0 | 0 | 0 | 0 | 0 | 0 | 0 | 0 | 0 | 0 | 0 | 0 | 0 | 12 | 1
NO |  | 127 | 2015 | 3 | 5 | 5 |  | 0055 TORREY | WOOSTER | 138 | 138 | WP | 26.39 | 0 | 1 | 556.5 ACS | 0 | 0 | 0 | 0 | 0 | 0 | 0 | 0 | 0 | 0 | 0 | 0 | 0 | 0 | 0 | 0 | 0 | 0 | 0 | 0 | 0 | 0 | 0 | 12 | 1
NO |  | 127 | 2015 | 3 | 6 | 6 |  | 0055 TORREY | WOOSTER | 138 | 138 | ST | 2.3 | 0 | 1 | 556.5 ACS | 0 | 0 | 0 | 0 | 0 | 0 | 0 | 0 | 0 | 0 | 0 | 0 | 0 | 0 | 0 | 0 | 0 | 0 | 0 | 0 | 0 | 0 | 0 | 12 | 1
NO |  | 127 | 2015 | 3 | 7 | 7 |  | 0056 WEST MT. VERNON | SOUTH KENTON | 138 | 138 | WP | 59.06 | 0 | 1 | 477 ACSR | 0 | 0 | 0 | 0 | 0 | 0 | 0 | 0 | 0 | 0 | 0 | 0 | 0 | 0 | 0 | 0 | 0 | 0 | 0 | 0 | 0 | 0 | 0 | 12 | 1
NO |  | 127 | 2015 | 3 | 8 | 8 |  | 0057 SOUTH KENTON | STERLING | 138 | 138 | ST | 0.09 | 0 | 1 | 336.4 ACS | 0 | 0 | 0 | 0 | 0 | 0 | 0 | 0 | 0 | 0 | 0 | 0 | 0 | 0 | 0 | 0 | 0 | 0 | 0 | 0 | 0 | 0 | 0 | 12 | 1
NO |  | 127 | 2015 | 3 | 9 | 9 |  | 0057 SOUTH KENTON | STERLING | 138 | 138 | WP | 27.11 | 0 | 1 | 477 ACSR | 0 | 0 | 0 | 0 | 0 | 0 | 0 | 0 | 0 | 0 | 0 | 0 | 0 | 0 | 0 | 0 | 0 | 0 | 0 | 0 | 0 | 0 | 0 | 12 | 1
NO |  | 127 | 2015 | 3 | 10 | 10 |  | 0057 SOUTH KENTON | STERLING | 138 | 138 | SP | 1.2 | 0 | 1 | 477 KCM | 0 | 0 | 0 | 0 | 0 | 0 | 0 | 0 | 0 | 0 | 0 | 0 | 0 | 0 | 0 | 0 | 0 | 0 | 0 | 0 | 0 | 0 | 0 | 12 | 1
NO |  | 127 | 2015 | 3 | 11 | 11 |  | 0058 SOUTH POINT | PORTSMOUTH | 138 | 138 | ST | 0.04 | 0 | 1 | 397.5 ACS | 0 | 0 | 0 | 0 | 0 | 0 | 0 | 0 | 0 | 0 | 0 | 0 | 0 | 0 | 0 | 0 | 0 | 0 | 0 | 0 | 0 | 0 | 0 | 12 | 1
NO |  | 127 | 2015 | 3 | 12 | 12 |  | 0058 SOUTH POINT | PORTSMOUTH | 138 | 138 | ST | 34.26 | 0 | 2 | 397.5 ACS | 0 | 0 | 0 | 0 | 0 | 0 | 0 | 0 | 0 | 0 | 0 | 0 | 0 | 0 | 0 | 0 | 0 | 0 | 0 | 0 | 0 | 0 | 0 | 12 | 1
NO |  | 127 | 2015 | 3 | 13 | 13 |  | 0058 SOUTH POINT | PORTSMOUTH | 138 | 138 | SP | 0.31 | 0 | 2 | 397.5 KCM | 0 | 0 | 0 | 0 | 0 | 0 | 0 | 0 | 0 | 0 | 0 | 0 | 0 | 0 | 0 | 0 | 0 | 0 | 0 | 0 | 0 | 0 | 0 | 12 | 1
NO |  | 127 | 2015 | 3 | 14 | 14 |  | 0059 PHILO | CROOKSVILLE | 138 | 138 | ST | 15.37 | 0 | 2 | 336.4 ACS | 0 | 0 | 0 | 0 | 0 | 0 | 0 | 0 | 0 | 0 | 0 | 0 | 0 | 0 | 0 | 0 | 0 | 0 | 0 | 0 | 0 | 0 | 0 | 12 | 1
NO |  | 127 | 2015 | 3 | 15 | 15 |  | 0060 LIMA | STERLING | 138 | 138 | WP | 0 | 0 | 1 | 4/0 CU. | 0 | 0 | 0 | 0 | 0 | 0 | 0 | 0 | 0 | 0 | 0 | 0 | 0 | 0 | 0 | 0 | 0 | 0 | 0 | 0 | 0 | 0 | 0 | 12 | 1
NO |  | 127 | 2015 | 3 | 16 | 16 |  | 0060 LIMA | STERLING | 138 | 138 | ST | 0 | 0 | 1 | 795 ACSR | 0 | 0 | 0 | 0 | 0 | 0 | 0 | 0 | 0 | 0 | 0 | 0 | 0 | 0 | 0 | 0 | 0 | 0 | 0 | 0 | 0 | 0 | 0 | 12 | 1
NO |  | 127 | 2015 | 3 | 17 | 17 |  | 0061 EAST LIMA | WEST LIMA | 138 | 138 | WP | 0.15 | 0 | 2 | 556.5 ACS | 0 | 0 | 0 | 0 | 0 | 0 | 0 | 0 | 0 | 0 | 0 | 0 | 0 | 0 | 0 | 0 | 0 | 0 | 0 | 0 | 0 | 0 | 0 | 12 | 1
NO |  | 127 | 2015 | 3 | 18 | 18 |  | 0061 EAST LIMA | WEST LIMA | 138 | 138 | ST | 11.19 | 0 | 2 | 556.5 ACS | 0 | 0 | 0 | 0 | 0 | 0 | 0 | 0 | 0 | 0 | 0 | 0 | 0 | 0 | 0 | 0 | 0 | 0 | 0 | 0 | 0 | 0 | 0 | 12 | 1
NO |  | 127 | 2015 | 3 | 19 | 19 |  | 0061 EAST LIMA | WEST LIMA | 138 | 138 | ST | 1.05 | 0 | 3 | 556.5 ACS | 0 | 0 | 0 | 0 | 0 | 0 | 0 | 0 | 0 | 0 | 0 | 0 | 0 | 0 | 0 | 0 | 0 | 0 | 0 | 0 | 0 | 0 | 0 | 12 | 1
NO |  | 127 | 2015 | 3 | 20 | 20 |  | 0063 TORREY | MASSILLON | 138 | 138 | ST | 0.29 | 0 | 2 | 1033.5 AC | 0 | 0 | 0 | 0 | 0 | 0 | 0 | 0 | 0 | 0 | 0 | 0 | 0 | 0 | 0 | 0 | 0 | 0 | 0 | 0 | 0 | 0 | 0 | 12 | 1
NO |  | 127 | 2015 | 3 | 21 | 21 |  | 0066 WAGENHALS | WEST CANTON | 138 | 138 | ST | 9.16 | 0 | 1 | 556.5 ACS | 0 | 0 | 0 | 0 | 0 | 0 | 0 | 0 | 0 | 0 | 0 | 0 | 0 | 0 | 0 | 0 | 0 | 0 | 0 | 0 | 0 | 0 | 0 | 12 | 1
NO |  | 127 | 2015 | 3 | 22 | 22 |  | 0066 WAGENHALS | WEST CANTON | 138 | 138 | ST | 0.85 | 0 | 2 | 795 ACSR | 0 | 0 | 0 | 0 | 0 | 0 | 0 | 0 | 0 | 0 | 0 | 0 | 0 | 0 | 0 | 0 | 0 | 0 | 0 | 0 | 0 | 0 | 0 | 12 | 1
NO |  | 127 | 2015 | 3 | 23 | 23 |  | 0067 TORREY | AKRON | 138 | 138 | ST | 0.28 | 0 | 1 | 556.5 ACS | 0 | 0 | 0 | 0 | 0 | 0 | 0 | 0 | 0 | 0 | 0 | 0 | 0 | 0 | 0 | 0 | 0 | 0 | 0 | 0 | 0 | 0 | 0 | 12 | 1
NO |  | 127 | 2015 | 3 | 24 | 24 |  | 0069 TIDD | SOUTH CADIZ | 138 | 138 | WP | 16.59 | 0 | 1 | 477 ACSR | 0 | 0 | 0 | 0 | 0 | 0 | 0 | 0 | 0 | 0 | 0 | 0 | 0 | 0 | 0 | 0 | 0 | 0 | 0 | 0 | 0 | 0 | 0 | 12 | 1
NO |  | 127 | 2015 | 3 | 25 | 25 |  | 0071 AKRON | CANTON | 138 | 138 | ST | 3.75 | 0 | 1 | 200 CU | 0 | 0 | 0 | 0 | 0 | 0 | 0 | 0 | 0 | 0 | 0 | 0 | 0 | 0 | 0 | 0 | 0 | 0 | 0 | 0 | 0 | 0 | 0 | 12 | 1
NO |  | 127 | 2015 | 3 | 26 | 26 |  | 0072 TIDD | WEIRTON NO. 2 | 138 | 138 | WP | 5.88 | 0 | 1 | 556.5 ACS | 0 | 0 | 0 | 0 | 0 | 0 | 0 | 0 | 0 | 0 | 0 | 0 | 0 | 0 | 0 | 0 | 0 | 0 | 0 | 0 | 0 | 0 | 0 | 12 | 1
NO |  | 127 | 2015 | 3 | 27 | 27 |  | 0072 TIDD | WEIRTON NO. 2 | 138 | 138 | ST | 0.38 | 0 | 1 | 556.5 ACS | 0 | 0 | 0 | 0 | 0 | 0 | 0 | 0 | 0 | 0 | 0 | 0 | 0 | 0 | 0 | 0 | 0 | 0 | 0 | 0 | 0 | 0 | 0 | 12 | 1
NO |  | 127 | 2015 | 3 | 28 | 28 |  | 0073 WEIRTON | SOUTH TORONTO | 69 | 138 | ST | 0.48 | 0 | 2 | 219.9 ACS | 0 | 0 | 0 | 0 | 0 | 0 | 0 | 0 | 0 | 0 | 0 | 0 | 0 | 0 | 0 | 0 | 0 | 0 | 0 | 0 | 0 | 0 | 0 | 12 | 1
NO |  | 127 | 2015 | 3 | 29 | 29 |  | 0073 WEIRTON | SOUTH TORONTO | 138 | 138 | ST | 0.14 | 0 | 1 | 556.5 ACS | 0 | 0 | 0 | 0 | 0 | 0 | 0 | 0 | 0 | 0 | 0 | 0 | 0 | 0 | 0 | 0 | 0 | 0 | 0 | 0 | 0 | 0 | 0 | 12 | 1
NO |  | 127 | 2015 | 3 | 30 | 30 |  | 0075 SPORN | KAISER NO. 1 | 138 | 138 | ST | 4.25 | 0 | 2 | 795 ACSR | 0 | 0 | 0 | 0 | 0 | 0 | 0 | 0 | 0 | 0 | 0 | 0 | 0 | 0 | 0 | 0 | 0 | 0 | 0 | 0 | 0 | 0 | 0 | 12 | 1
NO |  | 127 | 2015 | 3 | 31 | 31 |  | 0076 LUCASVILLE | SARGENTS | 138 | 138 | WP | 11.31 | 0 | 1 | 636 ACSR | 0 | 0 | 0 | 0 | 0 | 0 | 0 | 0 | 0 | 0 | 0 | 0 | 0 | 0 | 0 | 0 | 0 | 0 | 0 | 0 | 0 | 0 | 0 | 12 | 1
NO |  | 127 | 2015 | 3 | 32 | 32 |  | 0076 LUCASVILLE | SARGENTS | 138 | 138 | SP | 0.57 | 0 | 1 | 636 KCM | 0 | 0 | 0 | 0 | 0 | 0 | 0 | 0 | 0 | 0 | 0 | 0 | 0 | 0 | 0 | 0 | 0 | 0 | 0 | 0 | 0 | 0 | 0 | 12 | 1
NO |  | 127 | 2015 | 3 | 33 | 33 |  | 0078 TIDD | WINDSOR JCT. | 138 | 138 | ST | 3.77 | 0 | 1 | 1780 ACSR | 0 | 0 | 0 | 0 | 0 | 0 | 0 | 0 | 0 | 0 | 0 | 0 | 0 | 0 | 0 | 0 | 0 | 0 | 0 | 0 | 0 | 0 | 0 | 12 | 1
NO |  | 127 | 2015 | 3 | 34 | 34 |  | 0080 NEWCOMERSTOWN | SOUTH COSHOCTON | 138 | 138 | WP | 13.12 | 0 | 1 | 336.4 ACS | 0 | 0 | 0 | 0 | 0 | 0 | 0 | 0 | 0 | 0 | 0 | 0 | 0 | 0 | 0 | 0 | 0 | 0 | 0 | 0 | 0 | 0 | 0 | 12 | 1
NO |  | 127 | 2015 | 3 | 35 | 35 |  | 0080 NEWCOMERSTOWN | SOUTH COSHOCTON | 138 | 138 | ST | 1.21 | 0 | 0 | 336.4 ACS | 0 | 0 | 0 | 0 | 0 | 0 | 0 | 0 | 0 | 0 | 0 | 0 | 0 | 0 | 0 | 0 | 0 | 0 | 0 | 0 | 0 | 0 | 0 | 12 | 1
NO |  | 127 | 2015 | 4 | 1 | 1 |  | 0081 FORD MOTOR EXT |  | 138 | 138 | ST | 0.25 | 0 | 2 | 397.5 ACS | 0 | 0 | 0 | 0 | 0 | 0 | 0 | 0 | 0 | 0 | 0 | 0 | 0 | 0 | 0 | 0 | 0 | 0 | 0 | 0 | 0 | 0 | 0 | 12 | 1
NO |  | 127 | 2015 | 4 | 2 | 2 |  | 0086 SPORN | KAISER NO. 2 | 138 | 138 | ST | 5.67 | 0 | 2 | 795 ACSR | 0 | 0 | 0 | 0 | 0 | 0 | 0 | 0 | 0 | 0 | 0 | 0 | 0 | 0 | 0 | 0 | 0 | 0 | 0 | 0 | 0 | 0 | 0 | 12 | 1
NO |  | 127 | 2015 | 4 | 3 | 3 |  | 0087 WINDSOR JUNCTION | TILTONVILLE | 138 | 138 | ST | 3.81 | 0 | 1 | 556.5 ACS | 0 | 0 | 0 | 0 | 0 | 0 | 0 | 0 | 0 | 0 | 0 | 0 | 0 | 0 | 0 | 0 | 0 | 0 | 0 | 0 | 0 | 0 | 0 | 12 | 1
NO |  | 127 | 2015 | 4 | 4 | 4 |  | 0087 WINDSOR JUNCTION | TILTONVILLE | 138 | 138 | ST | 0.3 | 0 | 2 | 556.5 ACS | 0 | 0 | 0 | 0 | 0 | 0 | 0 | 0 | 0 | 0 | 0 | 0 | 0 | 0 | 0 | 0 | 0 | 0 | 0 | 0 | 0 | 0 | 0 | 12 | 1
NO |  | 127 | 2015 | 4 | 5 | 5 |  | 0089 WEST PHILO EXT. NO. 1 |  | 138 | 138 | WP | 0.05 | 0 | 1 | 397.5 ACS | 0 | 0 | 0 | 0 | 0 | 0 | 0 | 0 | 0 | 0 | 0 | 0 | 0 | 0 | 0 | 0 | 0 | 0 | 0 | 0 | 0 | 0 | 0 | 12 | 1
NO |  | 127 | 2015 | 4 | 6 | 6 |  | 0090 WEST PHILO EXT. NO. 1 |  | 138 | 138 | WP | 0.13 | 0 | 1 | 397.5 ACS | 0 | 0 | 0 | 0 | 0 | 0 | 0 | 0 | 0 | 0 | 0 | 0 | 0 | 0 | 0 | 0 | 0 | 0 | 0 | 0 | 0 | 0 | 0 | 12 | 1
NO |  | 127 | 2015 | 4 | 7 | 7 |  | 0091 KAMMER | OHIO FERRO ALLOYS | 138 | 138 | WP | 2.45 | 0 | 1 | 556.5 ACS | 0 | 0 | 0 | 0 | 0 | 0 | 0 | 0 | 0 | 0 | 0 | 0 | 0 | 0 | 0 | 0 | 0 | 0 | 0 | 0 | 0 | 0 | 0 | 12 | 1
NO |  | 127 | 2015 | 4 | 8 | 8 |  | 0091 KAMMER | OHIO FERRO ALLOYS (WV) | 138 | 138 | ST | 0.71 | 0 | 1 | 556.5 ACS | 0 | 0 | 0 | 0 | 0 | 0 | 0 | 0 | 0 | 0 | 0 | 0 | 0 | 0 | 0 | 0 | 0 | 0 | 0 | 0 | 0 | 0 | 0 | 12 | 1
NO |  | 127 | 2015 | 4 | 9 | 9 |  | 0095 PORTSMOUTH | TRENTON NO. 1 | 138 | 138 | WP | 63.74 | 0 | 1 | 477 ACSR | 0 | 0 | 0 | 0 | 0 | 0 | 0 | 0 | 0 | 0 | 0 | 0 | 0 | 0 | 0 | 0 | 0 | 0 | 0 | 0 | 0 | 0 | 0 | 12 | 1
NO |  | 127 | 2015 | 4 | 10 | 10 |  | 0095 PORTSMOUTH | TRENTON NO. 1 | 138 | 138 | SP | 0.25 | 0 | 1 | 477 KCM | 0 | 0 | 0 | 0 | 0 | 0 | 0 | 0 | 0 | 0 | 0 | 0 | 0 | 0 | 0 | 0 | 0 | 0 | 0 | 0 | 0 | 0 | 0 | 12 | 1
NO |  | 127 | 2015 | 4 | 11 | 11 |  | 0095 PORTSMOUTH | TRENTON NO. 1 | 138 | 138 | ST | 1.04 | 0 | 1 | 477 ACSR | 0 | 0 | 0 | 0 | 0 | 0 | 0 | 0 | 0 | 0 | 0 | 0 | 0 | 0 | 0 | 0 | 0 | 0 | 0 | 0 | 0 | 0 | 0 | 12 | 1
NO |  | 127 | 2015 | 4 | 12 | 12 |  | 0095 PORTSMOUTH | TRENTON NO. 1 | 138 | 138 | ST | 0.24 | 0 | 2 | 477 ACSR | 0 | 0 | 0 | 0 | 0 | 0 | 0 | 0 | 0 | 0 | 0 | 0 | 0 | 0 | 0 | 0 | 0 | 0 | 0 | 0 | 0 | 0 | 0 | 12 | 1
NO |  | 127 | 2015 | 4 | 13 | 13 |  | 0096 THIVENER | BUCKEYE CO-OP | 138 | 138 | WP | 4.94 | 0 | 1 | 219.9 ACS | 0 | 0 | 0 | 0 | 0 | 0 | 0 | 0 | 0 | 0 | 0 | 0 | 0 | 0 | 0 | 0 | 0 | 0 | 0 | 0 | 0 | 0 | 0 | 12 | 1
NO |  | 127 | 2015 | 4 | 14 | 14 |  | 0096 THIVENER | BUCKEYE CO-OP | 138 | 138 | SP | 1.22 | 0 | 1 | 219.9 KCM | 0 | 0 | 0 | 0 | 0 | 0 | 0 | 0 | 0 | 0 | 0 | 0 | 0 | 0 | 0 | 0 | 0 | 0 | 0 | 0 | 0 | 0 | 0 | 12 | 1
NO |  | 127 | 2015 | 4 | 15 | 15 |  | 0097 MERCERVILLE | APPLE GROVE | 138 | 138 | ST | 5.11 | 0 | 2 | 397.5 ACS | 0 | 0 | 0 | 0 | 0 | 0 | 0 | 0 | 0 | 0 | 0 | 0 | 0 | 0 | 0 | 0 | 0 | 0 | 0 | 0 | 0 | 0 | 0 | 12 | 1
NO |  | 127 | 2015 | 4 | 16 | 16 |  | 0098 MILLWOOD EXT. |  | 138 | 138 | WP | 0.1 | 0 | 1 | 500 CU. | 0 | 0 | 0 | 0 | 0 | 0 | 0 | 0 | 0 | 0 | 0 | 0 | 0 | 0 | 0 | 0 | 0 | 0 | 0 | 0 | 0 | 0 | 0 | 12 | 1
NO |  | 127 | 2015 | 4 | 17 | 17 |  | 0101 THIVENER EXT. |  | 138 | 138 | WP | 0.09 | 0 | 1 | 219.9 ACS | 0 | 0 | 0 | 0 | 0 | 0 | 0 | 0 | 0 | 0 | 0 | 0 | 0 | 0 | 0 | 0 | 0 | 0 | 0 | 0 | 0 | 0 | 0 | 12 | 1
NO |  | 127 | 2015 | 4 | 18 | 18 |  | 0102 MEIGS EXT. NO. 1 |  | 138 | 138 | WP | 0.1 | 0 | 1 | 219.9 ACS | 0 | 0 | 0 | 0 | 0 | 0 | 0 | 0 | 0 | 0 | 0 | 0 | 0 | 0 | 0 | 0 | 0 | 0 | 0 | 0 | 0 | 0 | 0 | 12 | 1
NO |  | 127 | 2015 | 4 | 19 | 19 |  | 0103 MEIGS EXT NO. 2 |  | 138 | 138 | WP | 0.1 | 0 | 1 | 219.9 ACS | 0 | 0 | 0 | 0 | 0 | 0 | 0 | 0 | 0 | 0 | 0 | 0 | 0 | 0 | 0 | 0 | 0 | 0 | 0 | 0 | 0 | 0 | 0 | 12 | 1
NO |  | 127 | 2015 | 4 | 20 | 20 |  | 0103 MEIGS EXT NO. 2 |  | 138 | 138 | ST | 0.07 | 0 | 1 | 556.5 ACS | 0 | 0 | 0 | 0 | 0 | 0 | 0 | 0 | 0 | 0 | 0 | 0 | 0 | 0 | 0 | 0 | 0 | 0 | 0 | 0 | 0 | 0 | 0 | 12 | 1
NO |  | 127 | 2015 | 4 | 21 | 21 |  | 0108 OHIO CENTRAL | NORTH NEWARK | 138 | 138 | ST | 0.33 | 0 | 2 | 397.5 ACS | 0 | 0 | 0 | 0 | 0 | 0 | 0 | 0 | 0 | 0 | 0 | 0 | 0 | 0 | 0 | 0 | 0 | 0 | 0 | 0 | 0 | 0 | 0 | 12 | 1
NO |  | 127 | 2015 | 4 | 22 | 22 |  | 0108 OHIO CENTRAL | NORTH NEWARK | 138 | 138 | WP | 21.3 | 0 | 1 | 556.5 ACS | 0 | 0 | 0 | 0 | 0 | 0 | 0 | 0 | 0 | 0 | 0 | 0 | 0 | 0 | 0 | 0 | 0 | 0 | 0 | 0 | 0 | 0 | 0 | 12 | 1
NO |  | 127 | 2015 | 4 | 23 | 23 |  | 0110 NORTH STRASBURG EXT |  | 138 | 138 | WP | 0.06 | 0 | 1 | 1033.5 AC | 0 | 0 | 0 | 0 | 0 | 0 | 0 | 0 | 0 | 0 | 0 | 0 | 0 | 0 | 0 | 0 | 0 | 0 | 0 | 0 | 0 | 0 | 0 | 12 | 1
NO |  | 127 | 2015 | 4 | 24 | 24 |  | 0111 NORTH STRASBURG EXT |  | 138 | 138 | WP | 0.06 | 0 | 1 | 1033.5 AC | 0 | 0 | 0 | 0 | 0 | 0 | 0 | 0 | 0 | 0 | 0 | 0 | 0 | 0 | 0 | 0 | 0 | 0 | 0 | 0 | 0 | 0 | 0 | 12 | 1
NO |  | 127 | 2015 | 4 | 25 | 25 |  | 0112 ZANESVILLE EXT. |  | 138 | 138 | ST | 6.48 | 0 | 2 | 336.4 ACS | 0 | 0 | 0 | 0 | 0 | 0 | 0 | 0 | 0 | 0 | 0 | 0 | 0 | 0 | 0 | 0 | 0 | 0 | 0 | 0 | 0 | 0 | 0 | 12 | 1
NO |  | 127 | 2015 | 4 | 26 | 26 |  | 0113 HOWARD | BUCYRUS CENTER | 138 | 138 | ST | 16.3 | 0 | 1 | 556.5 ACS | 0 | 0 | 0 | 0 | 0 | 0 | 0 | 0 | 0 | 0 | 0 | 0 | 0 | 0 | 0 | 0 | 0 | 0 | 0 | 0 | 0 | 0 | 0 | 12 | 1
NO |  | 127 | 2015 | 4 | 27 | 27 |  | 0113 HOWARD | BUCYRUS CENTER | 138 | 138 | ST | 0.27 | 0 | 2 | 556.5 ACS | 0 | 0 | 0 | 0 | 0 | 0 | 0 | 0 | 0 | 0 | 0 | 0 | 0 | 0 | 0 | 0 | 0 | 0 | 0 | 0 | 0 | 0 | 0 | 12 | 1
NO |  | 127 | 2015 | 4 | 28 | 28 |  | 0114 SOUTH PEMBERVILLE | FREEMONT | 138 | 138 | WP | 14.18 | 0 | 1 | 556.5 ACS | 0 | 0 | 0 | 0 | 0 | 0 | 0 | 0 | 0 | 0 | 0 | 0 | 0 | 0 | 0 | 0 | 0 | 0 | 0 | 0 | 0 | 0 | 0 | 12 | 1
NO |  | 127 | 2015 | 4 | 29 | 29 |  | 0114 SOUTH PEMBERVILLE | FREEMONT | 138 | 138 | ST | 1.29 | 0 | 2 | 556.5 ACS | 0 | 0 | 0 | 0 | 0 | 0 | 0 | 0 | 0 | 0 | 0 | 0 | 0 | 0 | 0 | 0 | 0 | 0 | 0 | 0 | 0 | 0 | 0 | 12 | 1
NO |  | 127 | 2015 | 4 | 30 | 30 |  | 0115 SUMMERFIELD | BERNE | 138 | 138 | WP | 3.42 | 0 | 1 | 4/0 ACSR | 0 | 0 | 0 | 0 | 0 | 0 | 0 | 0 | 0 | 0 | 0 | 0 | 0 | 0 | 0 | 0 | 0 | 0 | 0 | 0 | 0 | 0 | 0 | 12 | 1
NO |  | 127 | 2015 | 4 | 31 | 31 |  | 0115 SUMMERFIELD | BERNE | 138 | 138 | ST | 0.13 | 0 | 0 | 1351.5 ACSR | 0 | 0 | 0 | 0 | 0 | 0 | 0 | 0 | 0 | 0 | 0 | 0 | 0 | 0 | 0 | 0 | 0 | 0 | 0 | 0 | 0 | 0 | 0 | 12 | 1
NO |  | 127 | 2015 | 4 | 32 | 32 |  | 0118 SOUTH COSHOCTON | WOOSTER | 138 | 138 | WP | 39.51 | 0 | 1 | 477 ACSR | 0 | 0 | 0 | 0 | 0 | 0 | 0 | 0 | 0 | 0 | 0 | 0 | 0 | 0 | 0 | 0 | 0 | 0 | 0 | 0 | 0 | 0 | 0 | 12 | 1
NO |  | 127 | 2015 | 4 | 33 | 33 |  | 0120 OHIO CENTRAL | COSHOCTON JCT. | 138 | 138 | ST | 0.2 | 0 | 1 | 556.5 ACS | 0 | 0 | 0 | 0 | 0 | 0 | 0 | 0 | 0 | 0 | 0 | 0 | 0 | 0 | 0 | 0 | 0 | 0 | 0 | 0 | 0 | 0 | 0 | 12 | 1
NO |  | 127 | 2015 | 4 | 34 | 34 |  | 0120 OHIO CENTRAL | COSHOCTON JCT. | 138 | 138 | ST | 14.34 | 0 | 2 | 636 ACSR | 0 | 0 | 0 | 0 | 0 | 0 | 0 | 0 | 0 | 0 | 0 | 0 | 0 | 0 | 0 | 0 | 0 | 0 | 0 | 0 | 0 | 0 | 0 | 12 | 1
NO |  | 127 | 2015 | 4 | 35 | 35 |  | 0120 OHIO CENTRAL | COSHOCTON JCT. | 138 | 138 | SP | 0.18 | 0 | 1 | 636 KCM | 0 | 0 | 0 | 0 | 0 | 0 | 0 | 0 | 0 | 0 | 0 | 0 | 0 | 0 | 0 | 0 | 0 | 0 | 0 | 0 | 0 | 0 | 0 | 12 | 1
NO |  | 127 | 2015 | 5 | 1 | 1 |  | 0122 KAMMER | ORMET NO. 1 | 138 | 138 | ST | 1.71 | 0 | 2 | 1033.5 AC | 0 | 0 | 0 | 0 | 0 | 0 | 0 | 0 | 0 | 0 | 0 | 0 | 0 | 0 | 0 | 0 | 0 | 0 | 0 | 0 | 0 | 0 | 0 | 12 | 1
NO |  | 127 | 2015 | 5 | 2 | 2 |  | 0123 FINDLAY CENTER EXT. |  | 138 | 138 | ST | 6.87 | 0 | 1 | 556.5 ACS | 0 | 0 | 0 | 0 | 0 | 0 | 0 | 0 | 0 | 0 | 0 | 0 | 0 | 0 | 0 | 0 | 0 | 0 | 0 | 0 | 0 | 0 | 0 | 12 | 1
NO |  | 127 | 2015 | 5 | 3 | 3 |  | 0125 TIDD | WEIRTON NO. 1 | 138 | 138 | ST | 0.41 | 0 | 2 | 556.5 ACS | 0 | 0 | 0 | 0 | 0 | 0 | 0 | 0 | 0 | 0 | 0 | 0 | 0 | 0 | 0 | 0 | 0 | 0 | 0 | 0 | 0 | 0 | 0 | 12 | 1
NO |  | 127 | 2015 | 5 | 4 | 4 |  | 0126 ARROYO | EAST LIVERPOOL | 138 | 138 | ST | 0.15 | 0 | 1 | 556.5 ACS | 0 | 0 | 0 | 0 | 0 | 0 | 0 | 0 | 0 | 0 | 0 | 0 | 0 | 0 | 0 | 0 | 0 | 0 | 0 | 0 | 0 | 0 | 0 | 12 | 1
NO |  | 127 | 2015 | 5 | 5 | 5 |  | 0128 TIDD | NATRIUM | 138 | 138 | ST | 0.36 | 0 | 1 | 556.5 ACS | 0 | 0 | 0 | 0 | 0 | 0 | 0 | 0 | 0 | 0 | 0 | 0 | 0 | 0 | 0 | 0 | 0 | 0 | 0 | 0 | 0 | 0 | 0 | 12 | 1
NO |  | 127 | 2015 | 5 | 6 | 6 |  | 0129 HOWARD | FOSTORIA | 138 | 138 | ST | 0.5 | 0 | 1 | 397.5 ACS | 0 | 0 | 0 | 0 | 0 | 0 | 0 | 0 | 0 | 0 | 0 | 0 | 0 | 0 | 0 | 0 | 0 | 0 | 0 | 0 | 0 | 0 | 0 | 12 | 1
NO |  | 127 | 2015 | 5 | 7 | 7 |  | 0129 HOWARD | FOSTORIA | 138 | 138 | ST | 44.38 | 0 | 2 | 397.5 ACS | 0 | 0 | 0 | 0 | 0 | 0 | 0 | 0 | 0 | 0 | 0 | 0 | 0 | 0 | 0 | 0 | 0 | 0 | 0 | 0 | 0 | 0 | 0 | 12 | 1
NO |  | 127 | 2015 | 5 | 8 | 8 |  | 0130 EAST WHEELERSB | TEXAS EASTERN | 138 | 138 | WP | 1.99 | 0 | 1 | 4/0 ACSR | 0 | 0 | 0 | 0 | 0 | 0 | 0 | 0 | 0 | 0 | 0 | 0 | 0 | 0 | 0 | 0 | 0 | 0 | 0 | 0 | 0 | 0 | 0 | 12 | 1
NO |  | 127 | 2015 | 5 | 9 | 9 |  | 0131 KAMMER | ORMET NO. 2 | 138 | 138 | ST | 1.55 | 0 | 2 | 1033.5 AC | 0 | 0 | 0 | 0 | 0 | 0 | 0 | 0 | 0 | 0 | 0 | 0 | 0 | 0 | 0 | 0 | 0 | 0 | 0 | 0 | 0 | 0 | 0 | 12 | 1
NO |  | 127 | 2015 | 5 | 10 | 10 |  | 0133 SUNNYSIDE | WAGENHALS NO. 1 | 138 | 138 | ST | 1.62 | 0 | 1 | 1033.5 AC | 0 | 0 | 0 | 0 | 0 | 0 | 0 | 0 | 0 | 0 | 0 | 0 | 0 | 0 | 0 | 0 | 0 | 0 | 0 | 0 | 0 | 0 | 0 | 12 | 1
NO |  | 127 | 2015 | 5 | 11 | 11 |  | 0133 SUNNYSIDE | WAGENHALS NO. 1 | 138 | 138 | WP | 2.05 | 0 | 1 | 397.5 ACS | 0 | 0 | 0 | 0 | 0 | 0 | 0 | 0 | 0 | 0 | 0 | 0 | 0 | 0 | 0 | 0 | 0 | 0 | 0 | 0 | 0 | 0 | 0 | 12 | 1
NO |  | 127 | 2015 | 5 | 12 | 12 |  | 0134 TIDD | WHEELING STEEL | 138 | 138 | ST | 5.12 | 0 | 2 | 556.5 ACS | 0 | 0 | 0 | 0 | 0 | 0 | 0 | 0 | 0 | 0 | 0 | 0 | 0 | 0 | 0 | 0 | 0 | 0 | 0 | 0 | 0 | 0 | 0 | 12 | 1
NO |  | 127 | 2015 | 5 | 13 | 13 |  | 0141 MILLBROOK | SILOAM | 138 | 138 | ST | 1.6 | 0 | 2 | 556.5 ACS | 0 | 0 | 0 | 0 | 0 | 0 | 0 | 0 | 0 | 0 | 0 | 0 | 0 | 0 | 0 | 0 | 0 | 0 | 0 | 0 | 0 | 0 | 0 | 12 | 1
NO |  | 127 | 2015 | 5 | 14 | 14 |  | 0141 MILLBROOK | SILOAM | 138 | 138 | SP | 0.05 | 0 | 1 | 954 ACSR | 0 | 0 | 0 | 0 | 0 | 0 | 0 | 0 | 0 | 0 | 0 | 0 | 0 | 0 | 0 | 0 | 0 | 0 | 0 | 0 | 0 | 0 | 0 | 12 | 1
NO |  | 127 | 2015 | 5 | 15 | 15 |  | 0143 ZANESVILLE | OHIO CENTRAL | 138 | 138 | WP | 10.51 | 0 | 1 | 556.5 ACS | 0 | 0 | 0 | 0 | 0 | 0 | 0 | 0 | 0 | 0 | 0 | 0 | 0 | 0 | 0 | 0 | 0 | 0 | 0 | 0 | 0 | 0 | 0 | 12 | 1
NO |  | 127 | 2015 | 5 | 16 | 16 |  | 0143 ZANESVILLE | OHIO CENTRAL | 138 | 138 | ST | 2.32 | 0 | 1 | 556.5 ACS | 0 | 0 | 0 | 0 | 0 | 0 | 0 | 0 | 0 | 0 | 0 | 0 | 0 | 0 | 0 | 0 | 0 | 0 | 0 | 0 | 0 | 0 | 0 | 12 | 1
NO |  | 127 | 2015 | 5 | 17 | 17 |  | 0144 TORREY | TIMKEN | 138 | 138 | WP | 0.8 | 0 | 1 | 1033.5 AC | 0 | 0 | 0 | 0 | 0 | 0 | 0 | 0 | 0 | 0 | 0 | 0 | 0 | 0 | 0 | 0 | 0 | 0 | 0 | 0 | 0 | 0 | 0 | 12 | 1
NO |  | 127 | 2015 | 5 | 18 | 18 |  | 0144 TORREY | TIMKEN | 138 | 138 | ST | 0.86 | 0 | 1 | 1033.5 AC | 0 | 0 | 0 | 0 | 0 | 0 | 0 | 0 | 0 | 0 | 0 | 0 | 0 | 0 | 0 | 0 | 0 | 0 | 0 | 0 | 0 | 0 | 0 | 12 | 1
NO |  | 127 | 2015 | 5 | 19 | 19 |  | 0145 CANTON CENTRAL | TIMKEN | 138 | 138 | SP | 0.74 | 0 | 1 | 1033.5 AC | 0 | 0 | 0 | 0 | 0 | 0 | 0 | 0 | 0 | 0 | 0 | 0 | 0 | 0 | 0 | 0 | 0 | 0 | 0 | 0 | 0 | 0 | 0 | 12 | 1
NO |  | 127 | 2015 | 5 | 20 | 20 |  | 0145 CANTON CENTRAL | TIMKEN | 138 | 138 | ST | 5.52 | 0 | 1 | 636 ACSR | 0 | 0 | 0 | 0 | 0 | 0 | 0 | 0 | 0 | 0 | 0 | 0 | 0 | 0 | 0 | 0 | 0 | 0 | 0 | 0 | 0 | 0 | 0 | 12 | 1
NO |  | 127 | 2015 | 5 | 21 | 21 |  | 0146 EAST LIMA | WESTMINSTER | 138 | 138 | ST | 8.38 | 0 | 2 | 636 ACSR | 0 | 0 | 0 | 0 | 0 | 0 | 0 | 0 | 0 | 0 | 0 | 0 | 0 | 0 | 0 | 0 | 0 | 0 | 0 | 0 | 0 | 0 | 0 | 12 | 1
NO |  | 127 | 2015 | 5 | 22 | 22 |  | 0147 SUNNYSIDE | WAGENHALS NO. 2 | 138 | 138 | WP | 2.03 | 0 | 1 | 397.5 ACS | 0 | 0 | 0 | 0 | 0 | 0 | 0 | 0 | 0 | 0 | 0 | 0 | 0 | 0 | 0 | 0 | 0 | 0 | 0 | 0 | 0 | 0 | 0 | 12 | 1
NO |  | 127 | 2015 | 5 | 23 | 23 |  | 0147 SUNNYSIDE | WAGENHALS NO. 2 | 0 | 0 | ST | 0.18 | 0 | 0 | 397.5 ACS | 0 | 0 | 0 | 0 | 0 | 0 | 0 | 0 | 0 | 0 | 0 | 0 | 0 | 0 | 0 | 0 | 0 | 0 | 0 | 0 | 0 | 0 | 0 | 12 | 1
NO |  | 127 | 2015 | 5 | 24 | 24 |  | 0149 CANTON CENTRAL | WAGENHALS | 138 | 138 | ST | 2.02 | 0 | 2 | 1033.5 AC | 0 | 0 | 0 | 0 | 0 | 0 | 0 | 0 | 0 | 0 | 0 | 0 | 0 | 0 | 0 | 0 | 0 | 0 | 0 | 0 | 0 | 0 | 0 | 12 | 1
NO |  | 127 | 2015 | 5 | 25 | 25 |  | 0151 SOUTH CANTON | TORREY | 138 | 138 | ST | 1.26 | 0 | 1 | 1780 ACSR | 0 | 0 | 0 | 0 | 0 | 0 | 0 | 0 | 0 | 0 | 0 | 0 | 0 | 0 | 0 | 0 | 0 | 0 | 0 | 0 | 0 | 0 | 0 | 12 | 1
NO |  | 127 | 2015 | 5 | 26 | 26 |  | 0151 SOUTH CANTON | TORREY | 138 | 138 | ST | 1.6 | 0 | 2 | 556.5 ACS | 0 | 0 | 0 | 0 | 0 | 0 | 0 | 0 | 0 | 0 | 0 | 0 | 0 | 0 | 0 | 0 | 0 | 0 | 0 | 0 | 0 | 0 | 0 | 12 | 1
NO |  | 127 | 2015 | 5 | 27 | 27 |  | 0152 MALAGA | SPEIDEL | 69 | 138 | WP | 11.99 | 0 | 1 | 556.5 ACS | 0 | 0 | 0 | 0 | 0 | 0 | 0 | 0 | 0 | 0 | 0 | 0 | 0 | 0 | 0 | 0 | 0 | 0 | 0 | 0 | 0 | 0 | 0 | 12 | 1
NO |  | 127 | 2015 | 5 | 28 | 28 |  | 0153 BRIDGEVILLE EXT. |  | 138 | 138 | WP | 1.88 | 0 | 1 | 336.4 ACS | 0 | 0 | 0 | 0 | 0 | 0 | 0 | 0 | 0 | 0 | 0 | 0 | 0 | 0 | 0 | 0 | 0 | 0 | 0 | 0 | 0 | 0 | 0 | 12 | 1
NO |  | 127 | 2015 | 5 | 29 | 29 |  | 0156 TIFFIN CENTER EXT. |  | 138 | 138 | WP | 0 | 0 | 1 | 556.5 ACS | 0 | 0 | 0 | 0 | 0 | 0 | 0 | 0 | 0 | 0 | 0 | 0 | 0 | 0 | 0 | 0 | 0 | 0 | 0 | 0 | 0 | 0 | 0 | 12 | 1
NO |  | 127 | 2015 | 5 | 30 | 30 |  | 0156 TIFFIN CENTER EXT. |  | 69 | 138 | WP | 0 | 0 | 2 | 556.5 ACS | 0 | 0 | 0 | 0 | 0 | 0 | 0 | 0 | 0 | 0 | 0 | 0 | 0 | 0 | 0 | 0 | 0 | 0 | 0 | 0 | 0 | 0 | 0 | 12 | 1
NO |  | 127 | 2015 | 5 | 31 | 31 |  | 0158 ROBINSON PARK | RICHLAND | 138 | 138 | WP | 14.94 | 0 | 1 | 636 ACSR | 0 | 0 | 0 | 0 | 0 | 0 | 0 | 0 | 0 | 0 | 0 | 0 | 0 | 0 | 0 | 0 | 0 | 0 | 0 | 0 | 0 | 0 | 0 | 12 | 1
NO |  | 127 | 2015 | 5 | 32 | 32 |  | 0159 EAST LIMA | RICHLAND | 138 | 138 | WP | 27.74 | 0 | 1 | 636 ACSR | 0 | 0 | 0 | 0 | 0 | 0 | 0 | 0 | 0 | 0 | 0 | 0 | 0 | 0 | 0 | 0 | 0 | 0 | 0 | 0 | 0 | 0 | 0 | 12 | 1
NO |  | 127 | 2015 | 5 | 33 | 33 |  | 0164 FOSTORIA CENTRAL | FOSTORIA | 138 | 138 | ST | 0.08 | 0 | 1 | 1033.5 AC | 0 | 0 | 0 | 0 | 0 | 0 | 0 | 0 | 0 | 0 | 0 | 0 | 0 | 0 | 0 | 0 | 0 | 0 | 0 | 0 | 0 | 0 | 0 | 12 | 1
NO |  | 127 | 2015 | 5 | 34 | 34 |  | 0164 FOSTORIA CENTRAL | FOSTORIA | 138 | 138 | ST | 1.48 | 0 | 2 | 1033.5 AC | 0 | 0 | 0 | 0 | 0 | 0 | 0 | 0 | 0 | 0 | 0 | 0 | 0 | 0 | 0 | 0 | 0 | 0 | 0 | 0 | 0 | 0 | 0 | 12 | 1
NO |  | 127 | 2015 | 5 | 35 | 35 |  | 0169 SOUTH CALDWELL | SOUTH CUMBERLAND | 138 | 138 | WP | 10.86 | 0 | 1 | 556.5 ACS | 0 | 0 | 0 | 0 | 0 | 0 | 0 | 0 | 0 | 0 | 0 | 0 | 0 | 0 | 0 | 0 | 0 | 0 | 0 | 0 | 0 | 0 | 0 | 12 | 1
NO |  | 127 | 2015 | 6 | 1 | 1 |  | 0170 HANGING ROCK EXT. |  | 138 | 138 | ST | 4.33 | 0 | 1 | 636 ACSR | 0 | 0 | 0 | 0 | 0 | 0 | 0 | 0 | 0 | 0 | 0 | 0 | 0 | 0 | 0 | 0 | 0 | 0 | 0 | 0 | 0 | 0 | 0 | 12 | 1
NO |  | 127 | 2015 | 6 | 2 | 2 |  | 0174 CANTON CENTRAL | BLUEBELL | 138 | 138 | WP | 0.25 | 0 | 1 | 795 ACSR | 0 | 0 | 0 | 0 | 0 | 0 | 0 | 0 | 0 | 0 | 0 | 0 | 0 | 0 | 0 | 0 | 0 | 0 | 0 | 0 | 0 | 0 | 0 | 12 | 1
NO |  | 127 | 2015 | 6 | 3 | 3 |  | 0174 CANTON CENTRAL | BLUEBELL | 138 | 138 | ST | 0.11 | 0 | 0 | 795 ACSR | 0 | 0 | 0 | 0 | 0 | 0 | 0 | 0 | 0 | 0 | 0 | 0 | 0 | 0 | 0 | 0 | 0 | 0 | 0 | 0 | 0 | 0 | 0 | 12 | 1
NO |  | 127 | 2015 | 6 | 4 | 4 |  | 0175 CANTON CENTRAL | CLOVERDALE | 138 | 138 | WP | 0.38 | 0 | 1 | 795 ACSR | 0 | 0 | 0 | 0 | 0 | 0 | 0 | 0 | 0 | 0 | 0 | 0 | 0 | 0 | 0 | 0 | 0 | 0 | 0 | 0 | 0 | 0 | 0 | 12 | 1
NO |  | 127 | 2015 | 6 | 5 | 5 |  | 0176 TIDD | STEUBENVILLE | 138 | 138 | ST | 7.3 | 0 | 1 | 795 ACSR | 0 | 0 | 0 | 0 | 0 | 0 | 0 | 0 | 0 | 0 | 0 | 0 | 0 | 0 | 0 | 0 | 0 | 0 | 0 | 0 | 0 | 0 | 0 | 12 | 1
NO |  | 127 | 2015 | 6 | 6 | 6 |  | 0177 SOUTHWEST LIMA | STERLING | 138 | 138 | ST | 5.14 | 0 | 2 | 1590 ACSR | 0 | 0 | 0 | 0 | 0 | 0 | 0 | 0 | 0 | 0 | 0 | 0 | 0 | 0 | 0 | 0 | 0 | 0 | 0 | 0 | 0 | 0 | 0 | 12 | 1
NO |  | 127 | 2015 | 6 | 7 | 7 |  | 0177 SOUTHWEST LIMA | STERLING | 34 | 138 | WP | 0.18 | 0 | 2 | 4/0 CU. | 0 | 0 | 0 | 0 | 0 | 0 | 0 | 0 | 0 | 0 | 0 | 0 | 0 | 0 | 0 | 0 | 0 | 0 | 0 | 0 | 0 | 0 | 0 | 12 | 1
NO |  | 127 | 2015 | 6 | 8 | 8 |  | 0177 SOUTHWEST LIMA | STERLING | 138 | 138 | SP | 0.02 | 0 | 1 | 556.5 ACS | 0 | 0 | 0 | 0 | 0 | 0 | 0 | 0 | 0 | 0 | 0 | 0 | 0 | 0 | 0 | 0 | 0 | 0 | 0 | 0 | 0 | 0 | 0 | 12 | 1
NO |  | 127 | 2015 | 6 | 9 | 9 |  | 0177 SOUTHWEST LIMA | STERLING | 138 | 138 | WP | 0.03 | 0 | 1 | 556.5 ACS | 0 | 0 | 0 | 0 | 0 | 0 | 0 | 0 | 0 | 0 | 0 | 0 | 0 | 0 | 0 | 0 | 0 | 0 | 0 | 0 | 0 | 0 | 0 | 12 | 1
NO |  | 127 | 2015 | 6 | 10 | 10 |  | 0178 SOUTHWEST LIMA | WEST LIMA | 138 | 138 | ST | 0.88 | 0 | 2 | 556.5 ACS | 0 | 0 | 0 | 0 | 0 | 0 | 0 | 0 | 0 | 0 | 0 | 0 | 0 | 0 | 0 | 0 | 0 | 0 | 0 | 0 | 0 | 0 | 0 | 12 | 1
NO |  | 127 | 2015 | 6 | 11 | 11 |  | 0180 OHIO CENTRAL EXT NO. 1 |  | 138 | 138 | WP | 0.46 | 0 | 1 | 556.5 ACS | 0 | 0 | 0 | 0 | 0 | 0 | 0 | 0 | 0 | 0 | 0 | 0 | 0 | 0 | 0 | 0 | 0 | 0 | 0 | 0 | 0 | 0 | 0 | 12 | 1
NO |  | 127 | 2015 | 6 | 12 | 12 |  | 0181 OHIO CENTRAL EXT NO. 2 |  | 138 | 138 | WP | 0.45 | 0 | 1 | 556.6 ACS | 0 | 0 | 0 | 0 | 0 | 0 | 0 | 0 | 0 | 0 | 0 | 0 | 0 | 0 | 0 | 0 | 0 | 0 | 0 | 0 | 0 | 0 | 0 | 12 | 1
NO |  | 127 | 2015 | 6 | 13 | 13 |  | 0182 SOUTH CANTON | WEST CANTON | 138 | 138 | SP | 5.2 | 0 | 2 | 795 ACSR | 0 | 0 | 0 | 0 | 0 | 0 | 0 | 0 | 0 | 0 | 0 | 0 | 0 | 0 | 0 | 0 | 0 | 0 | 0 | 0 | 0 | 0 | 0 | 12 | 1
NO |  | 127 | 2015 | 6 | 14 | 14 |  | 0182 SOUTH CANTON | WEST CANTON | 138 | 138 | SP | 0.13 | 0 | 2 | 664.8 KCM | 0 | 0 | 0 | 0 | 0 | 0 | 0 | 0 | 0 | 0 | 0 | 0 | 0 | 0 | 0 | 0 | 0 | 0 | 0 | 0 | 0 | 0 | 0 | 12 | 1
NO |  | 127 | 2015 | 6 | 15 | 15 |  | 0182 SOUTH CANTON | WEST CANTON | 138 | 138 | ST | 2.59 | 0 | 1 | 795 ACSR | 0 | 0 | 0 | 0 | 0 | 0 | 0 | 0 | 0 | 0 | 0 | 0 | 0 | 0 | 0 | 0 | 0 | 0 | 0 | 0 | 0 | 0 | 0 | 12 | 1
NO |  | 127 | 2015 | 6 | 16 | 16 |  | 0182 SOUTH CANTON | WEST CANTON | 138 | 138 | ST | 1.45 | 0 | 2 | 795 ACSR | 0 | 0 | 0 | 0 | 0 | 0 | 0 | 0 | 0 | 0 | 0 | 0 | 0 | 0 | 0 | 0 | 0 | 0 | 0 | 0 | 0 | 0 | 0 | 12 | 1
NO |  | 127 | 2015 | 6 | 17 | 17 |  | 0182 SOUTH CANTON | WEST CANTON | 138 | 138 | ST | 0.68 | 0 | 2 | 664.8 KCM | 0 | 0 | 0 | 0 | 0 | 0 | 0 | 0 | 0 | 0 | 0 | 0 | 0 | 0 | 0 | 0 | 0 | 0 | 0 | 0 | 0 | 0 | 0 | 12 | 1
NO |  | 127 | 2015 | 6 | 18 | 18 |  | 0183 KAMMER | WEST BELLAIRE | 138 | 138 | ST | 12.93 | 0 | 1 | 1033.5 AC | 0 | 0 | 0 | 0 | 0 | 0 | 0 | 0 | 0 | 0 | 0 | 0 | 0 | 0 | 0 | 0 | 0 | 0 | 0 | 0 | 0 | 0 | 0 | 12 | 1
NO |  | 127 | 2015 | 6 | 19 | 19 |  | 0183 KAMMER | WEST BELLAIRE | 69 | 138 | ST | 0.33 | 0 | 2 | 954 ACSR | 0 | 0 | 0 | 0 | 0 | 0 | 0 | 0 | 0 | 0 | 0 | 0 | 0 | 0 | 0 | 0 | 0 | 0 | 0 | 0 | 0 | 0 | 0 | 12 | 1
NO |  | 127 | 2015 | 6 | 20 | 20 |  | 0186 EAST ZANESVILLE EXT. |  | 138 | 138 | WP | 0.04 | 0 | 1 | 556.5 ACS | 0 | 0 | 0 | 0 | 0 | 0 | 0 | 0 | 0 | 0 | 0 | 0 | 0 | 0 | 0 | 0 | 0 | 0 | 0 | 0 | 0 | 0 | 0 | 12 | 1
NO |  | 127 | 2015 | 6 | 21 | 21 |  | 0187 WEST BELLAIRE | BRUES | 138 | 138 | ST | 4.26 | 0 | 1 | 556.5 ACS | 0 | 0 | 0 | 0 | 0 | 0 | 0 | 0 | 0 | 0 | 0 | 0 | 0 | 0 | 0 | 0 | 0 | 0 | 0 | 0 | 0 | 0 | 0 | 12 | 1
NO |  | 127 | 2015 | 6 | 22 | 22 |  | 0188 WEST BELLAIRE | TILTONVILLE | 138 | 138 | WP | 11.3 | 0 | 1 | 795 ACSR | 0 | 0 | 0 | 0 | 0 | 0 | 0 | 0 | 0 | 0 | 0 | 0 | 0 | 0 | 0 | 0 | 0 | 0 | 0 | 0 | 0 | 0 | 0 | 12 | 1
NO |  | 127 | 2015 | 6 | 23 | 23 |  | 0188 WEST BELLAIRE | TILTONVILLE | 138 | 138 | ST | 0.5 | 0 | 1 | 795 ACSR | 0 | 0 | 0 | 0 | 0 | 0 | 0 | 0 | 0 | 0 | 0 | 0 | 0 | 0 | 0 | 0 | 0 | 0 | 0 | 0 | 0 | 0 | 0 | 12 | 1
NO |  | 127 | 2015 | 6 | 24 | 24 |  | 0188 WEST BELLAIRE | TILTONVILLE | 0 | 0 | ST | 0.19 | 0 | 0 | 1033.5 ACSR | 0 | 0 | 0 | 0 | 0 | 0 | 0 | 0 | 0 | 0 | 0 | 0 | 0 | 0 | 0 | 0 | 0 | 0 | 0 | 0 | 0 | 0 | 0 | 12 | 1
NO |  | 127 | 2015 | 6 | 25 | 25 |  | 0189 CROOKSVILLE TIE |  | 138 | 138 | WP | 0.2 | 0 | 1 | 556.5 ACS | 0 | 0 | 0 | 0 | 0 | 0 | 0 | 0 | 0 | 0 | 0 | 0 | 0 | 0 | 0 | 0 | 0 | 0 | 0 | 0 | 0 | 0 | 0 | 12 | 1
NO |  | 127 | 2015 | 6 | 26 | 26 |  | 0190 SOUTHWEST LIMA | WEST MOULTON | 138 | 138 | WP | 13.33 | 0 | 1 | 636 ACSR | 0 | 0 | 0 | 0 | 0 | 0 | 0 | 0 | 0 | 0 | 0 | 0 | 0 | 0 | 0 | 0 | 0 | 0 | 0 | 0 | 0 | 0 | 0 | 12 | 1
NO |  | 127 | 2015 | 6 | 27 | 27 |  | 0193 TIFFIN CENTER | FREMONT CENTER | 138 | 138 | WP | 11.84 | 0 | 1 | 556.5 ACS | 0 | 0 | 0 | 0 | 0 | 0 | 0 | 0 | 0 | 0 | 0 | 0 | 0 | 0 | 0 | 0 | 0 | 0 | 0 | 0 | 0 | 0 | 0 | 12 | 1
NO |  | 127 | 2015 | 6 | 28 | 28 |  | 0193 TIFFIN CENTER | FREMONT CENTER | 138 | 138 | ST | 0.7 | 0 | 1 | 556.5 ACS | 0 | 0 | 0 | 0 | 0 | 0 | 0 | 0 | 0 | 0 | 0 | 0 | 0 | 0 | 0 | 0 | 0 | 0 | 0 | 0 | 0 | 0 | 0 | 12 | 1
NO |  | 127 | 2015 | 6 | 29 | 29 |  | 0193 TIFFIN CENTER | FREMONT CENTER | 138 | 138 | ST | 0.04 | 0 | 2 | 795 ACSR | 0 | 0 | 0 | 0 | 0 | 0 | 0 | 0 | 0 | 0 | 0 | 0 | 0 | 0 | 0 | 0 | 0 | 0 | 0 | 0 | 0 | 0 | 0 | 12 | 1
NO |  | 127 | 2015 | 6 | 30 | 30 |  | 0196 FREMONT CENTER | FREMONT | 138 | 138 | WP | 3.02 | 0 | 1 | 795 ACSR | 0 | 0 | 0 | 0 | 0 | 0 | 0 | 0 | 0 | 0 | 0 | 0 | 0 | 0 | 0 | 0 | 0 | 0 | 0 | 0 | 0 | 0 | 0 | 12 | 1
NO |  | 127 | 2015 | 6 | 31 | 31 |  | 0196 FREMONT CENTER | FREMONT | 138 | 138 | ST | 2.68 | 0 | 1 | 795 ACSR | 0 | 0 | 0 | 0 | 0 | 0 | 0 | 0 | 0 | 0 | 0 | 0 | 0 | 0 | 0 | 0 | 0 | 0 | 0 | 0 | 0 | 0 | 0 | 12 | 1
NO |  | 127 | 2015 | 6 | 32 | 32 |  | 0198 N. PROCTORVILLE | EAST HUNTINGTON | 138 | 138 | ST | 3.86 | 0 | 1 | 795 ACSR | 0 | 0 | 0 | 0 | 0 | 0 | 0 | 0 | 0 | 0 | 0 | 0 | 0 | 0 | 0 | 0 | 0 | 0 | 0 | 0 | 0 | 0 | 0 | 12 | 1
NO |  | 127 | 2015 | 6 | 33 | 33 |  | 0198 N. PROCTORVILLE | EAST HUNTINGTON | 34 | 138 | ST | 0.08 | 0 | 2 | 795 ACSR | 0 | 0 | 0 | 0 | 0 | 0 | 0 | 0 | 0 | 0 | 0 | 0 | 0 | 0 | 0 | 0 | 0 | 0 | 0 | 0 | 0 | 0 | 0 | 12 | 1
NO |  | 127 | 2015 | 6 | 34 | 34 |  | 0200 CAMPBELL ROAD | MIDWEST CO-OP | 138 | 138 | WP | 0.15 | 0 | 1 | 336.4 ACS | 0 | 0 | 0 | 0 | 0 | 0 | 0 | 0 | 0 | 0 | 0 | 0 | 0 | 0 | 0 | 0 | 0 | 0 | 0 | 0 | 0 | 0 | 0 | 12 | 1
NO |  | 127 | 2015 | 6 | 35 | 35 |  | 0201 N. PROCTORVILLE | SOUTH POINT | 138 | 138 | ST | 0.04 | 0 | 1 | 795 ACSR | 0 | 0 | 0 | 0 | 0 | 0 | 0 | 0 | 0 | 0 | 0 | 0 | 0 | 0 | 0 | 0 | 0 | 0 | 0 | 0 | 0 | 0 | 0 | 12 | 1
NO |  | 127 | 2015 | 7 | 1 | 1 |  | 0201 N. PROCTORVILLE | SOUTH POINT | 138 | 138 | ST | 10.83 | 0 | 2 | 795 ACSR | 0 | 0 | 0 | 0 | 0 | 0 | 0 | 0 | 0 | 0 | 0 | 0 | 0 | 0 | 0 | 0 | 0 | 0 | 0 | 0 | 0 | 0 | 0 | 12 | 1
NO |  | 127 | 2015 | 7 | 2 | 2 |  | 0202 MUSKINGUM | WOLF CREEK | 138 | 138 | WP | 0 | 0 | 1 | 556.5 ACS | 0 | 0 | 0 | 0 | 0 | 0 | 0 | 0 | 0 | 0 | 0 | 0 | 0 | 0 | 0 | 0 | 0 | 0 | 0 | 0 | 0 | 0 | 0 | 12 | 1
NO |  | 127 | 2015 | 7 | 3 | 3 |  | 0202 MUSKINGUM | WOLF CREEK | 138 | 138 | ST | 0 | 0 | 1 | 636 ACSR | 0 | 0 | 0 | 0 | 0 | 0 | 0 | 0 | 0 | 0 | 0 | 0 | 0 | 0 | 0 | 0 | 0 | 0 | 0 | 0 | 0 | 0 | 0 | 12 | 1
NO |  | 127 | 2015 | 7 | 4 | 4 |  | 0202 MUSKINGUM | WOLF CREEK | 138 | 138 | ST | 0.76 | 0 | 1 | 1233.6 ACSR | 0 | 0 | 0 | 0 | 0 | 0 | 0 | 0 | 0 | 0 | 0 | 0 | 0 | 0 | 0 | 0 | 0 | 0 | 0 | 0 | 0 | 0 | 0 | 12 | 1
NO |  | 127 | 2015 | 7 | 5 | 5 |  | 0203 SWITZER EXT. NO. 1 |  | 138 | 138 | WP | 0 | 0 | 1 | 556.5 ACS | 0 | 0 | 0 | 0 | 0 | 0 | 0 | 0 | 0 | 0 | 0 | 0 | 0 | 0 | 0 | 0 | 0 | 0 | 0 | 0 | 0 | 0 | 0 | 12 | 1
NO |  | 127 | 2015 | 7 | 6 | 6 |  | 0204 SWITZER EXT. NO. 2 |  | 138 | 138 | WP | 0 | 0 | 1 | 556.5 ACS | 0 | 0 | 0 | 0 | 0 | 0 | 0 | 0 | 0 | 0 | 0 | 0 | 0 | 0 | 0 | 0 | 0 | 0 | 0 | 0 | 0 | 0 | 0 | 12 | 1
NO |  | 127 | 2015 | 7 | 7 | 7 |  | 0210 BUCKLEY ROAD EXT. |  | 138 | 138 | SP | 0.09 | 0 | 1 | 795 ACSR | 0 | 0 | 0 | 0 | 0 | 0 | 0 | 0 | 0 | 0 | 0 | 0 | 0 | 0 | 0 | 0 | 0 | 0 | 0 | 0 | 0 | 0 | 0 | 12 | 1
NO |  | 127 | 2015 | 7 | 8 | 8 |  | 0210 BUCKLEY ROAD EXT. |  | 138 | 138 | WP | 2.62 | 0 | 1 | 795 ACSR | 0 | 0 | 0 | 0 | 0 | 0 | 0 | 0 | 0 | 0 | 0 | 0 | 0 | 0 | 0 | 0 | 0 | 0 | 0 | 0 | 0 | 0 | 0 | 12 | 1
NO |  | 127 | 2015 | 7 | 9 | 9 |  | 0213 WINDSOR EXT. NO. 2 |  | 0 | 138 | WP | 0.11 | 0 | 1 |  | 0 | 0 | 0 | 0 | 0 | 0 | 0 | 0 | 0 | 0 | 0 | 0 | 0 | 0 | 0 | 0 | 0 | 0 | 0 | 0 | 0 | 0 | 0 | 12 | 1
NO |  | 127 | 2015 | 7 | 10 | 10 |  | 0221 DARRAH | NORTH PROCTORVILLE | 138 | 138 | ST | 3.51 | 0 | 1 | 1033.5 AC | 0 | 0 | 0 | 0 | 0 | 0 | 0 | 0 | 0 | 0 | 0 | 0 | 0 | 0 | 0 | 0 | 0 | 0 | 0 | 0 | 0 | 0 | 0 | 12 | 1
NO |  | 127 | 2015 | 7 | 11 | 11 |  | 0223 DEXTER | MEIGS NO. 2 | 138 | 138 | WP | 5.53 | 0 | 1 | 556.5 ACS | 0 | 0 | 0 | 0 | 0 | 0 | 0 | 0 | 0 | 0 | 0 | 0 | 0 | 0 | 0 | 0 | 0 | 0 | 0 | 0 | 0 | 0 | 0 | 12 | 1
NO |  | 127 | 2015 | 7 | 12 | 12 |  | 0224 NORTH RUTLAND | MEIGS NO. 1 | 138 | 138 | WP | 3.84 | 0 | 1 | 556.5 ACS | 0 | 0 | 0 | 0 | 0 | 0 | 0 | 0 | 0 | 0 | 0 | 0 | 0 | 0 | 0 | 0 | 0 | 0 | 0 | 0 | 0 | 0 | 0 | 12 | 1
NO |  | 127 | 2015 | 7 | 13 | 13 |  | 0225 AMITY | ACADEMIA | 138 | 138 | ST | 0.14 | 0 | 1 | 556.5 ACS | 0 | 0 | 0 | 0 | 0 | 0 | 0 | 0 | 0 | 0 | 0 | 0 | 0 | 0 | 0 | 0 | 0 | 0 | 0 | 0 | 0 | 0 | 0 | 12 | 1
NO |  | 127 | 2015 | 7 | 14 | 14 |  | 0225 AMITY | ACADEMIA | 138 | 138 | ST | 6.33 | 0 | 2 | 795 ACSR | 0 | 0 | 0 | 0 | 0 | 0 | 0 | 0 | 0 | 0 | 0 | 0 | 0 | 0 | 0 | 0 | 0 | 0 | 0 | 0 | 0 | 0 | 0 | 12 | 1
NO |  | 127 | 2015 | 7 | 15 | 15 |  | 0226 ACADEMIA | WEST MT. VERNON | 138 | 138 | ST | 0.15 | 0 | 2 | 556.5 ACS | 0 | 0 | 0 | 0 | 0 | 0 | 0 | 0 | 0 | 0 | 0 | 0 | 0 | 0 | 0 | 0 | 0 | 0 | 0 | 0 | 0 | 0 | 0 | 12 | 1
NO |  | 127 | 2015 | 7 | 16 | 16 |  | 0226 ACADEMIA | WEST MT. VERNON | 138 | 138 | ST | 5.95 | 0 | 1 | 795 ACSR | 0 | 0 | 0 | 0 | 0 | 0 | 0 | 0 | 0 | 0 | 0 | 0 | 0 | 0 | 0 | 0 | 0 | 0 | 0 | 0 | 0 | 0 | 0 | 12 | 1
NO |  | 127 | 2015 | 7 | 17 | 17 |  | 0229 CANNELVILLE | GURNSEY MUSKINGUM C | 138 | 138 | WP | 0.11 | 0 | 1 | 336.4 ACS | 0 | 0 | 0 | 0 | 0 | 0 | 0 | 0 | 0 | 0 | 0 | 0 | 0 | 0 | 0 | 0 | 0 | 0 | 0 | 0 | 0 | 0 | 0 | 12 | 1
NO |  | 127 | 2015 | 7 | 18 | 18 |  | 0230 FAIRCREST EXT. |  | 138 | 138 | SP | 0.04 | 0 | 1 | 1033.5 AC | 0 | 0 | 0 | 0 | 0 | 0 | 0 | 0 | 0 | 0 | 0 | 0 | 0 | 0 | 0 | 0 | 0 | 0 | 0 | 0 | 0 | 0 | 0 | 12 | 1
NO |  | 127 | 2015 | 7 | 19 | 19 |  | 0235 WEST MILLERSPORT | HEATH | 138 | 138 | WP | 8.95 | 0 | 1 | 795 ACSR | 0 | 0 | 0 | 0 | 0 | 0 | 0 | 0 | 0 | 0 | 0 | 0 | 0 | 0 | 0 | 0 | 0 | 0 | 0 | 0 | 0 | 0 | 0 | 12 | 1
NO |  | 127 | 2015 | 7 | 20 | 20 |  | 0235 WEST MILLERSPORT | HEATH | 138 | 138 | ST | 3.06 | 0 | 1 | 795 ACSR | 0 | 0 | 0 | 0 | 0 | 0 | 0 | 0 | 0 | 0 | 0 | 0 | 0 | 0 | 0 | 0 | 0 | 0 | 0 | 0 | 0 | 0 | 0 | 12 | 1
NO |  | 127 | 2015 | 7 | 21 | 21 |  | 0238 NORTH PROCTORVILLE | EXTENSION | 138 | 138 | ST | 3.54 | 0 | 1 | 556.5 ACS | 0 | 0 | 0 | 0 | 0 | 0 | 0 | 0 | 0 | 0 | 0 | 0 | 0 | 0 | 0 | 0 | 0 | 0 | 0 | 0 | 0 | 0 | 0 | 12 | 1
NO |  | 127 | 2015 | 7 | 22 | 22 |  | 0240 NORTH CROWN CITY EXT |  | 138 | 138 | WP | 0.24 | 0 | 1 | 556.5 ACS | 0 | 0 | 0 | 0 | 0 | 0 | 0 | 0 | 0 | 0 | 0 | 0 | 0 | 0 | 0 | 0 | 0 | 0 | 0 | 0 | 0 | 0 | 0 | 12 | 1
NO |  | 127 | 2015 | 7 | 23 | 23 |  | 0241 NORTH CROWN CITY EXT |  | 138 | 138 | WP | 0.24 | 0 | 1 | 556.5 ACS | 0 | 0 | 0 | 0 | 0 | 0 | 0 | 0 | 0 | 0 | 0 | 0 | 0 | 0 | 0 | 0 | 0 | 0 | 0 | 0 | 0 | 0 | 0 | 12 | 1
NO |  | 127 | 2015 | 7 | 24 | 24 |  | 0242 HEATH EXT. NO. 2 |  | 138 | 138 | ST | 1.29 | 0 | 1 | 795 ACSR | 0 | 0 | 0 | 0 | 0 | 0 | 0 | 0 | 0 | 0 | 0 | 0 | 0 | 0 | 0 | 0 | 0 | 0 | 0 | 0 | 0 | 0 | 0 | 12 | 1
NO |  | 127 | 2015 | 7 | 25 | 25 |  | 0243 HEATH EXT. NO. 1 |  | 138 | 138 | ST | 1.29 | 0 | 1 | 556.5 ACS | 0 | 0 | 0 | 0 | 0 | 0 | 0 | 0 | 0 | 0 | 0 | 0 | 0 | 0 | 0 | 0 | 0 | 0 | 0 | 0 | 0 | 0 | 0 | 12 | 1
NO |  | 127 | 2015 | 7 | 26 | 26 |  | 0244 EAST SIDE EXT. |  | 138 | 138 | WP | 0.24 | 0 | 2 | 795 ACSR | 0 | 0 | 0 | 0 | 0 | 0 | 0 | 0 | 0 | 0 | 0 | 0 | 0 | 0 | 0 | 0 | 0 | 0 | 0 | 0 | 0 | 0 | 0 | 12 | 1
NO |  | 127 | 2015 | 7 | 27 | 27 |  | 0244 EAST SIDE EXT. |  | 138 | 138 | ST | 0.08 | 0 | 2 | 795 ACSR | 0 | 0 | 0 | 0 | 0 | 0 | 0 | 0 | 0 | 0 | 0 | 0 | 0 | 0 | 0 | 0 | 0 | 0 | 0 | 0 | 0 | 0 | 0 | 12 | 1
NO |  | 127 | 2015 | 7 | 28 | 28 |  | 0245 SOUTHEAST CANTON | SUNNYSIDE | 138 | 138 | ST | 2.31 | 0 | 2 | 1033.5 AC | 0 | 0 | 0 | 0 | 0 | 0 | 0 | 0 | 0 | 0 | 0 | 0 | 0 | 0 | 0 | 0 | 0 | 0 | 0 | 0 | 0 | 0 | 0 | 12 | 1
NO |  | 127 | 2015 | 7 | 29 | 29 |  | 0247 SOUTHEAST CANTON | WACO | 138 | 138 | ST | 2.12 | 0 | 2 | 1033.5 AC | 0 | 0 | 0 | 0 | 0 | 0 | 0 | 0 | 0 | 0 | 0 | 0 | 0 | 0 | 0 | 0 | 0 | 0 | 0 | 0 | 0 | 0 | 0 | 12 | 1
NO |  | 127 | 2015 | 7 | 30 | 30 |  | 0252 WEST DOVER EXT. NO. |  | 138 | 138 | WP | 0.1 | 0 | 1 | 1033.5 AC | 0 | 0 | 0 | 0 | 0 | 0 | 0 | 0 | 0 | 0 | 0 | 0 | 0 | 0 | 0 | 0 | 0 | 0 | 0 | 0 | 0 | 0 | 0 | 12 | 1
NO |  | 127 | 2015 | 7 | 31 | 31 |  | 0253 WEST DOVER EXT. NO. |  | 138 | 138 | WP | 0.09 | 0 | 1 | 1033.5 AC | 0 | 0 | 0 | 0 | 0 | 0 | 0 | 0 | 0 | 0 | 0 | 0 | 0 | 0 | 0 | 0 | 0 | 0 | 0 | 0 | 0 | 0 | 0 | 12 | 1
NO |  | 127 | 2015 | 7 | 32 | 32 |  | 0254 BUCKEYE CO-OP EXT. A |  | 138 | 138 | WP | 0.21 | 0 | 1 | 556.5 ACS | 0 | 0 | 0 | 0 | 0 | 0 | 0 | 0 | 0 | 0 | 0 | 0 | 0 | 0 | 0 | 0 | 0 | 0 | 0 | 0 | 0 | 0 | 0 | 12 | 1
NO |  | 127 | 2015 | 7 | 33 | 33 |  | 0257 GREENLAWN EXT. |  | 138 | 138 | WP | 0.97 | 0 | 2 | 795 ACSR | 0 | 0 | 0 | 0 | 0 | 0 | 0 | 0 | 0 | 0 | 0 | 0 | 0 | 0 | 0 | 0 | 0 | 0 | 0 | 0 | 0 | 0 | 0 | 12 | 1
NO |  | 127 | 2015 | 7 | 34 | 34 |  | 0257 GREENLAWN EXT. |  | 138 | 138 | ST | 0.12 | 0 | 0 | 795 ACSR | 0 | 0 | 0 | 0 | 0 | 0 | 0 | 0 | 0 | 0 | 0 | 0 | 0 | 0 | 0 | 0 | 0 | 0 | 0 | 0 | 0 | 0 | 0 | 12 | 1
NO |  | 127 | 2015 | 7 | 35 | 35 |  | 0260 EAST PROCTORVILLE EXT. |  | 138 | 138 | ST | 0.13 | 0 | 2 | 1033.5 AC | 0 | 0 | 0 | 0 | 0 | 0 | 0 | 0 | 0 | 0 | 0 | 0 | 0 | 0 | 0 | 0 | 0 | 0 | 0 | 0 | 0 | 0 | 0 | 12 | 1
NO |  | 127 | 2015 | 8 | 1 | 1 |  | 0264 FREMONT | SANDUSKY BAY | 69 | 138 | WP | 11.88 | 0 | 1 | 795 ACSR | 0 | 0 | 0 | 0 | 0 | 0 | 0 | 0 | 0 | 0 | 0 | 0 | 0 | 0 | 0 | 0 | 0 | 0 | 0 | 0 | 0 | 0 | 0 | 12 | 1
NO |  | 127 | 2015 | 8 | 2 | 2 |  | 0264 FREMONT | SANDUSKY BAY | 69 | 138 | ST | 0.25 | 0 | 0 | 795 ACSR | 0 | 0 | 0 | 0 | 0 | 0 | 0 | 0 | 0 | 0 | 0 | 0 | 0 | 0 | 0 | 0 | 0 | 0 | 0 | 0 | 0 | 0 | 0 | 12 | 1
NO |  | 127 | 2015 | 8 | 3 | 3 |  | 0265 WEST DOVER | SUGARCREEK | 138 | 138 | WP | 4.07 | 0 | 1 | 795 ACSR | 0 | 0 | 0 | 0 | 0 | 0 | 0 | 0 | 0 | 0 | 0 | 0 | 0 | 0 | 0 | 0 | 0 | 0 | 0 | 0 | 0 | 0 | 0 | 12 | 1
NO |  | 127 | 2015 | 8 | 4 | 4 |  | 0267 NORTH PORTSMOUTH | CENTRAL PORTSMOUTH | 138 | 138 | WP | 6.04 | 0 | 1 | 795 ACSR | 0 | 0 | 0 | 0 | 0 | 0 | 0 | 0 | 0 | 0 | 0 | 0 | 0 | 0 | 0 | 0 | 0 | 0 | 0 | 0 | 0 | 0 | 0 | 12 | 1
NO |  | 127 | 2015 | 8 | 5 | 5 |  | 0273 BUCKLEY ROAD | FREMONT CENTER | 69 | 138 | WP | 0.9 | 0 | 2 | 556.5 ACS | 0 | 0 | 0 | 0 | 0 | 0 | 0 | 0 | 0 | 0 | 0 | 0 | 0 | 0 | 0 | 0 | 0 | 0 | 0 | 0 | 0 | 0 | 0 | 12 | 1
NO |  | 127 | 2015 | 8 | 6 | 6 |  | 0274 WAYVIEW | HOOVER NORTH | 69 | 138 | ST | 0.02 | 0 | 1 | 795 ACSR | 0 | 0 | 0 | 0 | 0 | 0 | 0 | 0 | 0 | 0 | 0 | 0 | 0 | 0 | 0 | 0 | 0 | 0 | 0 | 0 | 0 | 0 | 0 | 12 | 1
NO |  | 127 | 2015 | 8 | 7 | 7 |  | 0274 WAYVIEW | HOOVER NORTH | 69 | 138 | ST | 1.04 | 0 | 2 | 795 ACSR | 0 | 0 | 0 | 0 | 0 | 0 | 0 | 0 | 0 | 0 | 0 | 0 | 0 | 0 | 0 | 0 | 0 | 0 | 0 | 0 | 0 | 0 | 0 | 12 | 1
NO |  | 127 | 2015 | 8 | 8 | 8 |  | 0275 WEST CANTON JCT. | WAYVIEW | 138 | 138 | WP | 1.11 | 0 | 1 | 795 ACSR | 0 | 0 | 0 | 0 | 0 | 0 | 0 | 0 | 0 | 0 | 0 | 0 | 0 | 0 | 0 | 0 | 0 | 0 | 0 | 0 | 0 | 0 | 0 | 12 | 1
NO |  | 127 | 2015 | 8 | 9 | 9 |  | 0275 WEST CANTON JCT. | WAYVIEW | 138 | 138 | SP | 1.8 | 0 | 2 | 795 ACSR | 0 | 0 | 0 | 0 | 0 | 0 | 0 | 0 | 0 | 0 | 0 | 0 | 0 | 0 | 0 | 0 | 0 | 0 | 0 | 0 | 0 | 0 | 0 | 12 | 1
NO |  | 127 | 2015 | 8 | 10 | 10 |  | 0275 WEST CANTON JCT. | WAYVIEW | 138 | 138 | ST | 1.89 | 0 | 1 | 795 ACSR | 0 | 0 | 0 | 0 | 0 | 0 | 0 | 0 | 0 | 0 | 0 | 0 | 0 | 0 | 0 | 0 | 0 | 0 | 0 | 0 | 0 | 0 | 0 | 12 | 1
NO |  | 127 | 2015 | 8 | 11 | 11 |  | 0276 BELDEN VILLAGE EXT. |  | 138 | 138 | SP | 1.51 | 0 | 1 | 795 ACSR | 0 | 0 | 0 | 0 | 0 | 0 | 0 | 0 | 0 | 0 | 0 | 0 | 0 | 0 | 0 | 0 | 0 | 0 | 0 | 0 | 0 | 0 | 0 | 12 | 1
NO |  | 127 | 2015 | 8 | 12 | 12 |  | 0280 EAST AMSTERDAM | CARROLL CO-OP | 69 | 138 | WP | 7.98 | 0 | 1 | 795 ACSR | 0 | 0 | 0 | 0 | 0 | 0 | 0 | 0 | 0 | 0 | 0 | 0 | 0 | 0 | 0 | 0 | 0 | 0 | 0 | 0 | 0 | 0 | 0 | 12 | 1
NO |  | 127 | 2015 | 8 | 13 | 13 |  | 0282 SOUTH POINT TIE |  | 138 | 138 | WP | 0.09 | 0 | 1 | 795 ACSR | 0 | 0 | 0 | 0 | 0 | 0 | 0 | 0 | 0 | 0 | 0 | 0 | 0 | 0 | 0 | 0 | 0 | 0 | 0 | 0 | 0 | 0 | 0 | 12 | 1
NO |  | 127 | 2015 | 8 | 14 | 14 |  | 0286 WEST CANTON TIE |  | 138 | 138 | SP | 0.16 | 0 | 2 | 795 ACSR | 0 | 0 | 0 | 0 | 0 | 0 | 0 | 0 | 0 | 0 | 0 | 0 | 0 | 0 | 0 | 0 | 0 | 0 | 0 | 0 | 0 | 0 | 0 | 12 | 1
NO |  | 127 | 2015 | 8 | 15 | 15 |  | 0289 OHIO CENTRAL EXT. NO. |  | 138 | 138 | WP | 0.27 | 0 | 1 | 636 ACSR | 0 | 0 | 0 | 0 | 0 | 0 | 0 | 0 | 0 | 0 | 0 | 0 | 0 | 0 | 0 | 0 | 0 | 0 | 0 | 0 | 0 | 0 | 0 | 12 | 1
NO |  | 127 | 2015 | 8 | 16 | 16 |  | 0290 SOUTH CANTON EXT. NO. |  | 138 | 138 | ST | 0.71 | 0 | 2 | 1033.5 AC | 0 | 0 | 0 | 0 | 0 | 0 | 0 | 0 | 0 | 0 | 0 | 0 | 0 | 0 | 0 | 0 | 0 | 0 | 0 | 0 | 0 | 0 | 0 | 12 | 1
NO |  | 127 | 2015 | 8 | 17 | 17 |  | 0294 SOUTH CANTON EXT. NO. |  | 138 | 138 | ST | 0.31 | 0 | 2 | 1033.5 AC | 0 | 0 | 0 | 0 | 0 | 0 | 0 | 0 | 0 | 0 | 0 | 0 | 0 | 0 | 0 | 0 | 0 | 0 | 0 | 0 | 0 | 0 | 0 | 12 | 1
NO |  | 127 | 2015 | 8 | 18 | 18 |  | 0295 BROADACRE EXT. |  | 138 | 138 | SP | 0.04 | 0 | 2 | 1780 ACSR | 0 | 0 | 0 | 0 | 0 | 0 | 0 | 0 | 0 | 0 | 0 | 0 | 0 | 0 | 0 | 0 | 0 | 0 | 0 | 0 | 0 | 0 | 0 | 12 | 1
NO |  | 127 | 2015 | 8 | 19 | 19 |  | 0307 WEST VAN WERT | DELPHOS CENTER | 69 | 138 | WP | 1.7 | 0 | 1 | 795 ACSR | 0 | 0 | 0 | 0 | 0 | 0 | 0 | 0 | 0 | 0 | 0 | 0 | 0 | 0 | 0 | 0 | 0 | 0 | 0 | 0 | 0 | 0 | 0 | 12 | 1
NO |  | 127 | 2015 | 8 | 20 | 20 |  | 0313 BUCKEYE COOP EXT. W |  | 138 | 138 | WP | 0.85 | 0 | 1 | 556.5 ACS | 0 | 0 | 0 | 0 | 0 | 0 | 0 | 0 | 0 | 0 | 0 | 0 | 0 | 0 | 0 | 0 | 0 | 0 | 0 | 0 | 0 | 0 | 0 | 12 | 1
NO |  | 127 | 2015 | 8 | 21 | 21 |  | 0316 ORDANANCE JCT. EXT. |  | 138 | 138 | SP | 0.1 | 0 | 2 | 1590 ACSR | 0 | 0 | 0 | 0 | 0 | 0 | 0 | 0 | 0 | 0 | 0 | 0 | 0 | 0 | 0 | 0 | 0 | 0 | 0 | 0 | 0 | 0 | 0 | 12 | 1
NO |  | 127 | 2015 | 8 | 22 | 22 |  | 0317 GUERNSEY | MUSKINGUM CO-OP EXT. | 138 | 138 | WP | 0.12 | 0 | 1 | 556.5 ACS | 0 | 0 | 0 | 0 | 0 | 0 | 0 | 0 | 0 | 0 | 0 | 0 | 0 | 0 | 0 | 0 | 0 | 0 | 0 | 0 | 0 | 0 | 0 | 12 | 1
NO |  | 127 | 2015 | 8 | 23 | 23 |  | 0318 BUCKEYE CO-OP EXT. M |  | 138 | 138 | WP | 0.15 | 0 | 1 | 556.5 ACS | 0 | 0 | 0 | 0 | 0 | 0 | 0 | 0 | 0 | 0 | 0 | 0 | 0 | 0 | 0 | 0 | 0 | 0 | 0 | 0 | 0 | 0 | 0 | 12 | 1
NO |  | 127 | 2015 | 8 | 24 | 24 |  | 0320 HEDDING ROAD | MORROW CO-OP | 138 | 138 | WP | 0.09 | 0 | 1 | 795 ACSR | 0 | 0 | 0 | 0 | 0 | 0 | 0 | 0 | 0 | 0 | 0 | 0 | 0 | 0 | 0 | 0 | 0 | 0 | 0 | 0 | 0 | 0 | 0 | 12 | 1
NO |  | 127 | 2015 | 8 | 25 | 25 |  | 0324 WEST MILLERSPORT | SOUTH CENTRAL POWER | 138 | 138 | WP | 0.2 | 0 | 1 | 556.5 ACS | 0 | 0 | 0 | 0 | 0 | 0 | 0 | 0 | 0 | 0 | 0 | 0 | 0 | 0 | 0 | 0 | 0 | 0 | 0 | 0 | 0 | 0 | 0 | 12 | 1
NO |  | 127 | 2015 | 8 | 26 | 26 |  | 0325 SHELBY MUNICIPAL EXT. |  | 138 | 138 | ST | 0.53 | 0 | 1 | 336.4 ACS | 0 | 0 | 0 | 0 | 0 | 0 | 0 | 0 | 0 | 0 | 0 | 0 | 0 | 0 | 0 | 0 | 0 | 0 | 0 | 0 | 0 | 0 | 0 | 12 | 1
NO |  | 127 | 2015 | 8 | 27 | 27 |  | 0326 BLOOMFIELD | GUERNSEY MUSKINGUM C | 138 | 138 | WP | 0.41 | 0 | 1 | 336.4 ACS | 0 | 0 | 0 | 0 | 0 | 0 | 0 | 0 | 0 | 0 | 0 | 0 | 0 | 0 | 0 | 0 | 0 | 0 | 0 | 0 | 0 | 0 | 0 | 12 | 1
NO |  | 127 | 2015 | 8 | 28 | 28 |  | 0327 NORTH CENTRAL CO-OP |  | 138 | 138 | WP | 0.45 | 0 | 1 | 336.4 ACS | 0 | 0 | 0 | 0 | 0 | 0 | 0 | 0 | 0 | 0 | 0 | 0 | 0 | 0 | 0 | 0 | 0 | 0 | 0 | 0 | 0 | 0 | 0 | 12 | 1
NO |  | 127 | 2015 | 8 | 29 | 29 |  | 0328 NORTH CHESIRE | EXTENSION NO. 2 | 138 | 138 |  | 0 | 0 | 0 |  | 0 | 0 | 0 | 0 | 0 | 0 | 0 | 0 | 0 | 0 | 0 | 0 | 0 | 0 | 0 | 0 | 0 | 0 | 0 | 0 | 0 | 0 | 0 | 12 | 1
NO |  | 127 | 2015 | 8 | 30 | 30 |  | 0329 TYCOON EXT. |  | 138 | 138 | WP | 0.29 | 0 | 1 | 556.5 ACS | 0 | 0 | 0 | 0 | 0 | 0 | 0 | 0 | 0 | 0 | 0 | 0 | 0 | 0 | 0 | 0 | 0 | 0 | 0 | 0 | 0 | 0 | 0 | 12 | 1
NO |  | 127 | 2015 | 8 | 31 | 31 |  | 0331 LICKING CO-OP EXT. |  | 138 | 138 | WP | 0.04 | 0 | 1 | 336.4 ACS | 0 | 0 | 0 | 0 | 0 | 0 | 0 | 0 | 0 | 0 | 0 | 0 | 0 | 0 | 0 | 0 | 0 | 0 | 0 | 0 | 0 | 0 | 0 | 12 | 1
NO |  | 127 | 2015 | 8 | 32 | 32 |  | 0333 ASHLEY EXT |  | 69 | 138 | WP | 0.62 | 0 | 1 | 336.4 ACS | 0 | 0 | 0 | 0 | 0 | 0 | 0 | 0 | 0 | 0 | 0 | 0 | 0 | 0 | 0 | 0 | 0 | 0 | 0 | 0 | 0 | 0 | 0 | 12 | 1
NO |  | 127 | 2015 | 8 | 33 | 33 |  | 0334 NORTH CHESIRE | EXTENTION NO. 1 | 138 | 138 | ST | 0.38 | 0 | 2 | 1033.5 AC | 0 | 0 | 0 | 0 | 0 | 0 | 0 | 0 | 0 | 0 | 0 | 0 | 0 | 0 | 0 | 0 | 0 | 0 | 0 | 0 | 0 | 0 | 0 | 12 | 1
NO |  | 127 | 2015 | 8 | 34 | 34 |  | 0336 SHUFFEL ROAD | TIMKEN RESEARCH | 69 | 138 | ST | 0.66 | 0 | 1 | 795 ACSR | 0 | 0 | 0 | 0 | 0 | 0 | 0 | 0 | 0 | 0 | 0 | 0 | 0 | 0 | 0 | 0 | 0 | 0 | 0 | 0 | 0 | 0 | 0 | 12 | 1
NO |  | 127 | 2015 | 8 | 35 | 35 |  | 0337 TIMKEN, RICHVILLE EX |  | 138 | 138 | WP | 1.11 | 0 | 2 | 1033.5 AC | 0 | 0 | 0 | 0 | 0 | 0 | 0 | 0 | 0 | 0 | 0 | 0 | 0 | 0 | 0 | 0 | 0 | 0 | 0 | 0 | 0 | 0 | 0 | 12 | 1
NO |  | 127 | 2015 | 9 | 1 | 1 |  | 0338 CONESVILLE COAL PREP |  | 138 | 138 | WP | 0.63 | 0 | 1 | 1033.5 AC | 0 | 0 | 0 | 0 | 0 | 0 | 0 | 0 | 0 | 0 | 0 | 0 | 0 | 0 | 0 | 0 | 0 | 0 | 0 | 0 | 0 | 0 | 0 | 12 | 1
NO |  | 127 | 2015 | 9 | 2 | 2 |  | 0339 A.G.A. GAS EXT. |  | 138 | 138 | WP | 0.16 | 0 | 1 | 336.4 ACS | 0 | 0 | 0 | 0 | 0 | 0 | 0 | 0 | 0 | 0 | 0 | 0 | 0 | 0 | 0 | 0 | 0 | 0 | 0 | 0 | 0 | 0 | 0 | 12 | 1
NO |  | 127 | 2015 | 9 | 3 | 3 |  | 0342 EAST WOOSTER EXT. NO. |  | 138 | 138 | ST | 5.15 | 0 | 2 | 556.5 ACS | 0 | 0 | 0 | 0 | 0 | 0 | 0 | 0 | 0 | 0 | 0 | 0 | 0 | 0 | 0 | 0 | 0 | 0 | 0 | 0 | 0 | 0 | 0 | 12 | 1
NO |  | 127 | 2015 | 9 | 4 | 4 |  | 0343 EAST WOOSTER EXT. |  | 138 | 138 | WP | 0.18 | 0 | 1 | 795 ACSR | 0 | 0 | 0 | 0 | 0 | 0 | 0 | 0 | 0 | 0 | 0 | 0 | 0 | 0 | 0 | 0 | 0 | 0 | 0 | 0 | 0 | 0 | 0 | 12 | 1
NO |  | 127 | 2015 | 9 | 5 | 5 |  | 0343 EAST WOOSTER EXT. |  | 138 | 138 | WP | 0.43 | 0 | 2 | 795 ACSR | 0 | 0 | 0 | 0 | 0 | 0 | 0 | 0 | 0 | 0 | 0 | 0 | 0 | 0 | 0 | 0 | 0 | 0 | 0 | 0 | 0 | 0 | 0 | 12 | 1
NO |  | 127 | 2015 | 9 | 6 | 6 |  | 0344 WAGENHALS | LTV STEEL NO. 1 | 138 | 138 | ST | 0.65 | 0 | 1 | 1033.5 AC | 0 | 0 | 0 | 0 | 0 | 0 | 0 | 0 | 0 | 0 | 0 | 0 | 0 | 0 | 0 | 0 | 0 | 0 | 0 | 0 | 0 | 0 | 0 | 12 | 1
NO |  | 127 | 2015 | 9 | 7 | 7 |  | 0345 WAGENHALS | LTV STEEL NO. 2 | 138 | 138 | ST | 0.68 | 0 | 1 | 1033.5 AC | 0 | 0 | 0 | 0 | 0 | 0 | 0 | 0 | 0 | 0 | 0 | 0 | 0 | 0 | 0 | 0 | 0 | 0 | 0 | 0 | 0 | 0 | 0 | 12 | 1
NO |  | 127 | 2015 | 9 | 8 | 8 |  | 0346 FOSTORIA TIE |  | 138 | 138 | WP | 0.02 | 0 | 1 | 336.4 ACS | 0 | 0 | 0 | 0 | 0 | 0 | 0 | 0 | 0 | 0 | 0 | 0 | 0 | 0 | 0 | 0 | 0 | 0 | 0 | 0 | 0 | 0 | 0 | 12 | 1
NO |  | 127 | 2015 | 9 | 9 | 9 |  | 0347 FOSTORIA CENTRAL EXT. |  | 138 | 138 | ST | 0.1 | 0 | 2 | 1033.5 AC | 0 | 0 | 0 | 0 | 0 | 0 | 0 | 0 | 0 | 0 | 0 | 0 | 0 | 0 | 0 | 0 | 0 | 0 | 0 | 0 | 0 | 0 | 0 | 12 | 1
NO |  | 127 | 2015 | 9 | 10 | 10 |  | 0348 FOSTORIA CENTRAL EXT. |  | 138 | 138 | ST | 0.1 | 0 | 1 | 1033.5 AC | 0 | 0 | 0 | 0 | 0 | 0 | 0 | 0 | 0 | 0 | 0 | 0 | 0 | 0 | 0 | 0 | 0 | 0 | 0 | 0 | 0 | 0 | 0 | 12 | 1
NO |  | 127 | 2015 | 9 | 11 | 11 |  | 0349 FOSTORIA POWER EXT. |  | 138 | 138 | ST | 0.1 | 0 | 3 | 336.4 ACS | 0 | 0 | 0 | 0 | 0 | 0 | 0 | 0 | 0 | 0 | 0 | 0 | 0 | 0 | 0 | 0 | 0 | 0 | 0 | 0 | 0 | 0 | 0 | 12 | 1
NO |  | 127 | 2015 | 9 | 12 | 12 |  | 0350 HANCOCK WOOD CO-OP |  | 138 | 138 | WP | 0.03 | 0 | 1 | 556.5 ACS | 0 | 0 | 0 | 0 | 0 | 0 | 0 | 0 | 0 | 0 | 0 | 0 | 0 | 0 | 0 | 0 | 0 | 0 | 0 | 0 | 0 | 0 | 0 | 12 | 1
NO |  | 127 | 2015 | 9 | 13 | 13 |  | 0351 EAST LEIPSIC EXT |  | 138 | 138 | SP | 6.57 | 0 | 2 | 795 ACSR | 0 | 0 | 0 | 0 | 0 | 0 | 0 | 0 | 0 | 0 | 0 | 0 | 0 | 0 | 0 | 0 | 0 | 0 | 0 | 0 | 0 | 0 | 0 | 12 | 1
NO |  | 127 | 2015 | 9 | 14 | 14 |  | 0352 BUCKEYE CO-OP EXT |  | 138 | 138 | WP | 0.09 | 0 | 1 | 336.4 ACS | 0 | 0 | 0 | 0 | 0 | 0 | 0 | 0 | 0 | 0 | 0 | 0 | 0 | 0 | 0 | 0 | 0 | 0 | 0 | 0 | 0 | 0 | 0 | 12 | 1
NO |  | 127 | 2015 | 9 | 15 | 15 |  | 0353 STERLING | FOUNDRY PARK | 138 | 138 | WP | 0.91 | 0 | 1 | 795 ACSR | 0 | 0 | 0 | 0 | 0 | 0 | 0 | 0 | 0 | 0 | 0 | 0 | 0 | 0 | 0 | 0 | 0 | 0 | 0 | 0 | 0 | 0 | 0 | 12 | 1
NO |  | 127 | 2015 | 9 | 16 | 16 |  | 0354 GAVIN EXT. NO. 1 |  | 138 | 138 | ST | 3.1 | 0 | 2 | 1033.5 AC | 0 | 0 | 0 | 0 | 0 | 0 | 0 | 0 | 0 | 0 | 0 | 0 | 0 | 0 | 0 | 0 | 0 | 0 | 0 | 0 | 0 | 0 | 0 | 12 | 1
NO |  | 127 | 2015 | 9 | 17 | 17 |  | 0355 GAVIN EXT. NO. 2 |  | 138 | 138 | ST | 2.97 | 0 | 2 | 1033.5 AC | 0 | 0 | 0 | 0 | 0 | 0 | 0 | 0 | 0 | 0 | 0 | 0 | 0 | 0 | 0 | 0 | 0 | 0 | 0 | 0 | 0 | 0 | 0 | 12 | 1
NO |  | 127 | 2015 | 9 | 18 | 18 |  | 0358 LICKING REC. EXT. A |  | 138 | 138 | WP | 0.24 | 0 | 1 | 556.5 ACS | 0 | 0 | 0 | 0 | 0 | 0 | 0 | 0 | 0 | 0 | 0 | 0 | 0 | 0 | 0 | 0 | 0 | 0 | 0 | 0 | 0 | 0 | 0 | 12 | 1
NO |  | 127 | 2015 | 9 | 19 | 19 |  | 0359 BUCKHORN | HOLMES | 138 | 138 | WP | 0.98 | 0 | 1 | 336.4 ACS | 0 | 0 | 0 | 0 | 0 | 0 | 0 | 0 | 0 | 0 | 0 | 0 | 0 | 0 | 0 | 0 | 0 | 0 | 0 | 0 | 0 | 0 | 0 | 12 | 1
NO |  | 127 | 2015 | 9 | 20 | 20 |  | 0360 ADAMS RUAL ELECTRICK | EMERALD | 138 | 138 | WP | 0.8 | 0 | 1 | 556.5 ACS | 0 | 0 | 0 | 0 | 0 | 0 | 0 | 0 | 0 | 0 | 0 | 0 | 0 | 0 | 0 | 0 | 0 | 0 | 0 | 0 | 0 | 0 | 0 | 12 | 1
NO |  | 127 | 2015 | 9 | 21 | 21 |  | 0361 RILEY CREEK | PAULDING PUTNAM | 138 | 138 | ST | 1.2 | 0 | 1 | 336.4 ACS | 0 | 0 | 0 | 0 | 0 | 0 | 0 | 0 | 0 | 0 | 0 | 0 | 0 | 0 | 0 | 0 | 0 | 0 | 0 | 0 | 0 | 0 | 0 | 12 | 1
NO |  | 127 | 2015 | 9 | 22 | 22 |  | 0363 MEIGS NO. 2 | WILKESVILLE | 138 | 138 |  | 1.6 | 0 | 1 |  | 0 | 0 | 0 | 0 | 0 | 0 | 0 | 0 | 0 | 0 | 0 | 0 | 0 | 0 | 0 | 0 | 0 | 0 | 0 | 0 | 0 | 0 | 0 | 12 | 1
NO |  | 127 | 2015 | 9 | 23 | 23 |  | 0364 NORTH CENTRAL CO-OP |  | 138 | 138 |  | 1.84 | 0 | 1 | 556.5 ACS | 0 | 0 | 0 | 0 | 0 | 0 | 0 | 0 | 0 | 0 | 0 | 0 | 0 | 0 | 0 | 0 | 0 | 0 | 0 | 0 | 0 | 0 | 0 | 12 | 1
NO |  | 127 | 2015 | 9 | 24 | 24 |  | 0368 BALL HOLLOW | WASHINGTON CO-OP | 138 | 138 |  | 0.05 | 0 | 1 | 556.5 ACS | 0 | 0 | 0 | 0 | 0 | 0 | 0 | 0 | 0 | 0 | 0 | 0 | 0 | 0 | 0 | 0 | 0 | 0 | 0 | 0 | 0 | 0 | 0 | 12 | 1
NO |  | 127 | 2015 | 9 | 25 | 25 |  | 0371 SPENCER RIDGE | BUCKINGHAM COAL | 138 | 138 | WP | 0.12 | 0 | 1 | 4/0 ACSR | 0 | 0 | 0 | 0 | 0 | 0 | 0 | 0 | 0 | 0 | 0 | 0 | 0 | 0 | 0 | 0 | 0 | 0 | 0 | 0 | 0 | 0 | 0 | 12 | 1
NO |  | 127 | 2015 | 9 | 26 | 26 |  | 0370 BUCKEYE CO-OP EXT |  | 138 | 138 | ST | 0.1 | 0 | 2 | 397.5 ACS | 0 | 0 | 0 | 0 | 0 | 0 | 0 | 0 | 0 | 0 | 0 | 0 | 0 | 0 | 0 | 0 | 0 | 0 | 0 | 0 | 0 | 0 | 0 | 12 | 1
NO |  | 127 | 2015 | 9 | 27 | 27 |  | 0372 NORTH BELLVILLE LOOP |  | 138 | 138 | WP | 0.11 | 0 | 2 | 556.5 ACS | 0 | 0 | 0 | 0 | 0 | 0 | 0 | 0 | 0 | 0 | 0 | 0 | 0 | 0 | 0 | 0 | 0 | 0 | 0 | 0 | 0 | 0 | 0 | 12 | 1
NO |  | 127 | 2015 | 9 | 28 | 28 |  | 0375 HANTHORN RD | G.O. ETHANOL | 0 | 138 | ST | 0.34 | 0 | 1 | 556.5 ACS | 0 | 0 | 0 | 0 | 0 | 0 | 0 | 0 | 0 | 0 | 0 | 0 | 0 | 0 | 0 | 0 | 0 | 0 | 0 | 0 | 0 | 0 | 0 | 12 | 1
NO |  | 127 | 2015 | 9 | 29 | 29 |  | 0376 WARNER EXTENSION | SUNNYSIDE-TORREY | 138 | 138 | WP | 0.3 | 0 | 1 | 397.5 ACS | 0 | 0 | 0 | 0 | 0 | 0 | 0 | 0 | 0 | 0 | 0 | 0 | 0 | 0 | 0 | 0 | 0 | 0 | 0 | 0 | 0 | 0 | 0 | 12 | 1
NO |  | 127 | 2015 | 9 | 30 | 30 |  | 0377 YELLOWBUSH |  | 138 | 138 | ST | 0.04 | 0 | 1 | 795 ACSR | 0 | 0 | 0 | 0 | 0 | 0 | 0 | 0 | 0 | 0 | 0 | 0 | 0 | 0 | 0 | 0 | 0 | 0 | 0 | 0 | 0 | 0 | 0 | 12 | 1
NO |  | 127 | 2015 | 9 | 31 | 31 |  | LINES < 132KV |  | 0 | 0 |  | 2398.8 | 0 | 0 |  | 0 | 0 | 0 | 0 | 0 | 0 | 0 | 0 | 0 | 0 | 0 | 0 | 0 | 0 | 0 | 0 | 0 | 0 | 0 | 0 | 0 | 0 | 0 | 12 | 1
NO |  | 127 | 2015 | 10 | 1 | 1 |  | Columbus Southern Power Co |  | 0 | 0 |  | 0 | 0 | 0 |  | 0 | 0 | 0 | 0 | 0 | 0 | 0 | 651270104 | 0 | 0 | 0 | 0 | 0 | 0 | 0 | 0 | 0 | 0 | 0 | 0 | 0 | 0 | 0 | 12 | 1
NO |  | 127 | 2015 | 10 | 2 | 2 |  | FULLY OWNED TRANS LINES: |  | 0 | 0 |  | 0 | 0 | 0 |  | 0 | 0 | 0 | 0 | 0 | 0 | 0 | 0 | 0 | 0 | 0 | 0 | 0 | 0 | 0 | 0 | 0 | 0 | 0 | 0 | 0 | 0 | 0 | 12 | 1
NO |  | 127 | 2015 | 10 | 3 | 3 |  | BEATTY | HAYDEN | 345 | 345 | 1 | 0 | 0 | 1 | 2-954 ACSR | 0 | 0 | 0 | 0 | 0 | 0 | 0 | 0 | 0 | 0 | 0 | 0 | 0 | 0 | 0 | 0 | 0 | 0 | 0 | 0 | 0 | 0 | 0 | 12 | 1
NO |  | 127 | 2015 | 10 | 4 | 4 |  | 9032 BEATTY | HAYDEN | 345 | 345 | 3 | 17 | 0 | 1 | 2-954 ACSR | 0 | 0 | 0 | 0 | 0 | 0 | 0 | 0 | 0 | 0 | 0 | 0 | 0 | 0 | 0 | 0 | 0 | 0 | 0 | 0 | 0 | 0 | 0 | 12 | 1
NO |  | 127 | 2015 | 10 | 5 | 5 |  | 9034 CONESVILLE | CORRIDOR | 345 | 345 | 3 | 54 | 0 | 1 | 2-954 ACSR | 0 | 0 | 0 | 0 | 0 | 0 | 0 | 0 | 0 | 0 | 0 | 0 | 0 | 0 | 0 | 0 | 0 | 0 | 0 | 0 | 0 | 0 | 0 | 12 | 1
NO |  | 127 | 2015 | 10 | 6 | 6 |  | C633 POINT N | STR. 96-1 | 345 | 345 | 1,3 | 4.24 | 0 | 1 | 2-954 ACSR | 0 | 0 | 0 | 0 | 0 | 0 | 0 | 0 | 0 | 0 | 0 | 0 | 0 | 0 | 0 | 0 | 0 | 0 | 0 | 0 | 0 | 0 | 0 | 12 | 1
NO |  | 127 | 2015 | 10 | 7 | 7 |  | C633B KIRK | CORRIDOR | 345 | 345 | 2 | 18.38 | 0 | 2 | 600 CU PIPT | 0 | 0 | 0 | 0 | 0 | 0 | 0 | 0 | 0 | 0 | 0 | 0 | 0 | 0 | 0 | 0 | 0 | 0 | 0 | 0 | 0 | 0 | 0 | 12 | 1
NO |  | 127 | 2015 | 10 | 8 | 8 |  | HAYDEN | HYATT | 345 | 345 | 1 | 0 | 0 | 1 | 2-954 ACSR | 0 | 0 | 0 | 0 | 0 | 0 | 0 | 0 | 0 | 0 | 0 | 0 | 0 | 0 | 0 | 0 | 0 | 0 | 0 | 0 | 0 | 0 | 0 | 12 | 1
NO |  | 127 | 2015 | 10 | 9 | 9 |  | HAYDEN | HYATT | 345 | 345 | 2 | 0 | 0 | 1 | 2-954 ACSR | 0 | 0 | 0 | 0 | 0 | 0 | 0 | 0 | 0 | 0 | 0 | 0 | 0 | 0 | 0 | 0 | 0 | 0 | 0 | 0 | 0 | 0 | 0 | 12 | 1
NO |  | 127 | 2015 | 10 | 10 | 10 |  | 9037 HAYDEN | HYATT | 345 | 345 | 3 | 12 | 0 | 1 | 2-954 ACSR | 0 | 0 | 0 | 0 | 0 | 0 | 0 | 0 | 0 | 0 | 0 | 0 | 0 | 0 | 0 | 0 | 0 | 0 | 0 | 0 | 0 | 0 | 0 | 12 | 1
NO |  | 127 | 2015 | 10 | 11 | 11 |  | 9037 HAYDEN | HYATT | 138 | 345 | 3 | 9.41 | 0 | 0 | 2-954 ACSR | 0 | 0 | 0 | 0 | 0 | 0 | 0 | 0 | 0 | 0 | 0 | 0 | 0 | 0 | 0 | 0 | 0 | 0 | 0 | 0 | 0 | 0 | 0 | 12 | 1
NO |  | 127 | 2015 | 10 | 12 | 12 |  | 9038 HAYDEN | ROBERTS | 345 | 345 | 1 | 11.53 | 0 | 1 | 2-954 ACSR | 0 | 0 | 0 | 0 | 0 | 0 | 0 | 0 | 0 | 0 | 0 | 0 | 0 | 0 | 0 | 0 | 0 | 0 | 0 | 0 | 0 | 0 | 0 | 12 | 1
NO |  | 127 | 2015 | 10 | 13 | 13 |  | 9039 POINT Z HYATT | CORRIDOR | 345 | 345 | 3 | 21 | 0 | 1 | 2-954 ACSR | 0 | 0 | 0 | 0 | 0 | 0 | 0 | 0 | 0 | 0 | 0 | 0 | 0 | 0 | 0 | 0 | 0 | 0 | 0 | 0 | 0 | 0 | 0 | 12 | 1
NO |  | 127 | 2015 | 10 | 14 | 14 |  | C613 KIRK EXT #1 (NORTH) |  | 345 | 345 | 1 | 0.25 | 0 | 1 | 636 ACSR 26/7 | 0 | 0 | 0 | 0 | 0 | 0 | 0 | 0 | 0 | 0 | 0 | 0 | 0 | 0 | 0 | 0 | 0 | 0 | 0 | 0 | 0 | 0 | 0 | 12 | 1
NO |  | 127 | 2015 | 10 | 15 | 15 |  | C614 KIRK EXT #2 (SOUTH) |  | 345 | 345 | 1 | 0.25 | 0 | 1 | 636 ACSR 26/7 | 0 | 0 | 0 | 0 | 0 | 0 | 0 | 0 | 0 | 0 | 0 | 0 | 0 | 0 | 0 | 0 | 0 | 0 | 0 | 0 | 0 | 0 | 0 | 12 | 1
NO |  | 127 | 2015 | 10 | 16 | 16 |  | 8790 DAVIDSON | DUBLIN | 138 | 138 | 4 | 3.16 | 0 | 1 | 2000 CU KCM | 0 | 0 | 0 | 0 | 0 | 0 | 0 | 0 | 0 | 0 | 0 | 0 | 0 | 0 | 0 | 0 | 0 | 0 | 0 | 0 | 0 | 0 | 0 | 12 | 1
NO |  | 127 | 2015 | 10 | 17 | 17 |  | C710 DUBLIN | SAWMILL | 138 | 138 | 1 | 6.4 | 0 | 1 | 636 ACSR 26/7 | 0 | 0 | 0 | 0 | 0 | 0 | 0 | 0 | 0 | 0 | 0 | 0 | 0 | 0 | 0 | 0 | 0 | 0 | 0 | 0 | 0 | 0 | 0 | 12 | 1
NO |  | 127 | 2015 | 10 | 18 | 18 |  | C795 KIMBERLY EXTENSION |  | 138 | 138 | 1 | 0.56 | 0 | 2 | 636 ACSR 26/7 | 0 | 0 | 0 | 0 | 0 | 0 | 0 | 0 | 0 | 0 | 0 | 0 | 0 | 0 | 0 | 0 | 0 | 0 | 0 | 0 | 0 | 0 | 0 | 12 | 1
NO |  | 127 | 2015 | 10 | 19 | 19 |  | C796 DON MARQUIS LOOP #1 |  | 138 | 138 | 1 | 6.6 | 0 | 1 | 1033.5 KCM | 0 | 0 | 0 | 0 | 0 | 0 | 0 | 0 | 0 | 0 | 0 | 0 | 0 | 0 | 0 | 0 | 0 | 0 | 0 | 0 | 0 | 0 | 0 | 12 | 1
NO |  | 127 | 2015 | 10 | 20 | 20 |  | C798 DON MARQUIS LOOP #2 |  | 138 | 138 | 1 | 0.65 | 0 | 1 | 1033.5 KCM | 0 | 0 | 0 | 0 | 0 | 0 | 0 | 0 | 0 | 0 | 0 | 0 | 0 | 0 | 0 | 0 | 0 | 0 | 0 | 0 | 0 | 0 | 0 | 12 | 1
NO |  | 127 | 2015 | 10 | 21 | 21 |  | C799 GREIF EXTENSION |  | 138 | 138 | 4 | 0.66 | 0 | 2 | 2000 kcm CU | 0 | 0 | 0 | 0 | 0 | 0 | 0 | 0 | 0 | 0 | 0 | 0 | 0 | 0 | 0 | 0 | 0 | 0 | 0 | 0 | 0 | 0 | 0 | 12 | 1
NO |  | 127 | 2015 | 10 | 22 | 22 |  | C800 LICK | JACKSON | 138 | 138 | 1 | 1.09 | 0 | 0 |  | 0 | 0 | 0 | 0 | 0 | 0 | 0 | 0 | 0 | 0 | 0 | 0 | 0 | 0 | 0 | 0 | 0 | 0 | 0 | 0 | 0 | 0 | 0 | 12 | 1
NO |  | 127 | 2015 | 10 | 23 | 23 |  | C850 WILLOW ISLAND | MILL CREEK | 138 | 138 | 1 | 9.14 | 0 | 1 | 954 ACSR 45/7 | 0 | 0 | 0 | 0 | 0 | 0 | 0 | 0 | 0 | 0 | 0 | 0 | 0 | 0 | 0 | 0 | 0 | 0 | 0 | 0 | 0 | 0 | 0 | 12 | 1
NO |  | 127 | 2015 | 10 | 24 | 24 |  | C851 MILL CREEK | RIVERVIEW | 138 | 138 | 1 | 10.8 | 0 | 1 | 954 ACSR 45/7 | 0 | 0 | 0 | 0 | 0 | 0 | 0 | 0 | 0 | 0 | 0 | 0 | 0 | 0 | 0 | 0 | 0 | 0 | 0 | 0 | 0 | 0 | 0 | 12 | 1
NO |  | 127 | 2015 | 10 | 25 | 25 |  | C852 RIVERVIEW | CORNER | 138 | 138 | 1 | 7.09 | 0 | 1 | 954 ACSR 45/7 | 0 | 0 | 0 | 0 | 0 | 0 | 0 | 0 | 0 | 0 | 0 | 0 | 0 | 0 | 0 | 0 | 0 | 0 | 0 | 0 | 0 | 0 | 0 | 12 | 1
NO |  | 127 | 2015 | 10 | 26 | 26 |  | C853 CORNER | SHELL | 138 | 138 | 1 | 2.13 | 0 | 1 | 336.4 ACSR 26/7 | 0 | 0 | 0 | 0 | 0 | 0 | 0 | 0 | 0 | 0 | 0 | 0 | 0 | 0 | 0 | 0 | 0 | 0 | 0 | 0 | 0 | 0 | 0 | 12 | 1
NO |  | 127 | 2015 | 10 | 27 | 27 |  | C854 PARKERSBURG | CORNER | 138 | 138 | 1 | 7.67 | 0 | 1 | 336.4&954 ACSR | 0 | 0 | 0 | 0 | 0 | 0 | 0 | 0 | 0 | 0 | 0 | 0 | 0 | 0 | 0 | 0 | 0 | 0 | 0 | 0 | 0 | 0 | 0 | 12 | 1
NO |  | 127 | 2015 | 10 | 28 | 28 |  | C855 MUSKINGUM | CORNER | 138 | 138 | 1 | 15.79 | 0 | 1 | 556.5 ACSR 26/7 | 0 | 0 | 0 | 0 | 0 | 0 | 0 | 0 | 0 | 0 | 0 | 0 | 0 | 0 | 0 | 0 | 0 | 0 | 0 | 0 | 0 | 0 | 0 | 12 | 1
NO |  | 127 | 2015 | 10 | 29 | 29 |  | C856 BELMONT | RIVERVIEW | 138 | 138 | 1 | 0.86 | 0 | 1 | 954 ACSR 45/7 | 0 | 0 | 0 | 0 | 0 | 0 | 0 | 0 | 0 | 0 | 0 | 0 | 0 | 0 | 0 | 0 | 0 | 0 | 0 | 0 | 0 | 0 | 0 | 12 | 1
NO |  | 127 | 2015 | 10 | 30 | 30 |  | C857 WASHINGTON | CORNER | 138 | 138 | 1 | 6.51 | 0 | 1 | 954 ACSR 45/7 | 0 | 0 | 0 | 0 | 0 | 0 | 0 | 0 | 0 | 0 | 0 | 0 | 0 | 0 | 0 | 0 | 0 | 0 | 0 | 0 | 0 | 0 | 0 | 12 | 1
NO |  | 127 | 2015 | 10 | 31 | 31 |  | C858 RIVERVIEW | ELKEM METALS | 138 | 138 | 1 | 0.8 | 0 | 1 | 954 ACSR 45/7 | 0 | 0 | 0 | 0 | 0 | 0 | 0 | 0 | 0 | 0 | 0 | 0 | 0 | 0 | 0 | 0 | 0 | 0 | 0 | 0 | 0 | 0 | 0 | 12 | 1
NO |  | 127 | 2015 | 10 | 32 | 32 |  | COMMONLY OWNED: (A) |  | 0 | 0 |  | 0 | 0 | 0 |  | 0 | 0 | 0 | 0 | 0 | 0 | 0 | 0 | 0 | 0 | 0 | 0 | 0 | 0 | 0 | 0 | 0 | 0 | 0 | 0 | 0 | 0 | 0 | 12 | 1
NO |  | 127 | 2015 | 10 | 33 | 33 |  | 9001 BECKJORD | PIERCE | 345 | 345 | 3 | 0 | 0 | 1 | 1414 ACSR | 0 | 0 | 0 | 0 | 0 | 0 | 0 | 0 | 0 | 0 | 0 | 0 | 0 | 0 | 0 | 0 | 0 | 0 | 0 | 0 | 0 | 0 | 0 | 12 | 1
NO |  | 127 | 2015 | 10 | 34 | 34 |  | 9006 GREENE | BEATTY | 345 | 345 | 3 | 49 | 0 | 1 | 2-1024 ACAR | 0 | 0 | 0 | 0 | 0 | 0 | 0 | 0 | 0 | 0 | 0 | 0 | 0 | 0 | 0 | 0 | 0 | 0 | 0 | 0 | 0 | 0 | 0 | 12 | 1
NO |  | 127 | 2015 | 10 | 35 | 35 |  | 9007 MARQUIS | POINT X | 345 | 345 | 3 | 45.61 | 0 | 1 | 2-983 ACAR | 0 | 0 | 0 | 0 | 0 | 0 | 0 | 0 | 0 | 0 | 0 | 0 | 0 | 0 | 0 | 0 | 0 | 0 | 0 | 0 | 0 | 0 | 0 | 12 | 1
NO |  | 127 | 2015 | 11 | 1 | 1 |  | 9007 MARQUIS | POINT X | 345 | 345 | 1 | 0.39 | 0 | 1 | 2-954 KCM | 0 | 0 | 0 | 0 | 0 | 0 | 0 | 0 | 0 | 0 | 0 | 0 | 0 | 0 | 0 | 0 | 0 | 0 | 0 | 0 | 0 | 0 | 0 | 12 | 1
NO |  | 127 | 2015 | 11 | 2 | 2 |  | 9010 STUART | POINT M-KILLEN | 345 | 345 | 3 | 13 | 0 | 1 | 2-983 ACAR | 0 | 0 | 0 | 0 | 0 | 0 | 0 | 0 | 0 | 0 | 0 | 0 | 0 | 0 | 0 | 0 | 0 | 0 | 0 | 0 | 0 | 0 | 0 | 12 | 1
NO |  | 127 | 2015 | 11 | 3 | 3 |  | STUART | FOSTER | 345 | 345 | 3 | 55 | 0 | 1 | 2-1024 ACAR | 0 | 0 | 0 | 0 | 0 | 0 | 0 | 0 | 0 | 0 | 0 | 0 | 0 | 0 | 0 | 0 | 0 | 0 | 0 | 0 | 0 | 0 | 0 | 12 | 1
NO |  | 127 | 2015 | 11 | 4 | 4 |  | 9011 STUART | FOSTER | 345 | 345 | 3 | 1 | 0 | 1 | 2-1024 ACAR | 0 | 0 | 0 | 0 | 0 | 0 | 0 | 0 | 0 | 0 | 0 | 0 | 0 | 0 | 0 | 0 | 0 | 0 | 0 | 0 | 0 | 0 | 0 | 12 | 1
NO |  | 127 | 2015 | 11 | 5 | 5 |  | 9041 STUART | ZIMMER | 345 | 345 | 3 | 35 | 0 | 1 | 2-954 ACSR | 0 | 0 | 0 | 0 | 0 | 0 | 0 | 0 | 0 | 0 | 0 | 0 | 0 | 0 | 0 | 0 | 0 | 0 | 0 | 0 | 0 | 0 | 0 | 12 | 1
NO |  | 127 | 2015 | 11 | 6 | 6 |  | 9044 ZIMMER | PORT UNION | 345 | 345 | 3 | 10 | 0 | 1 | 2-954 ACSR | 0 | 0 | 0 | 0 | 0 | 0 | 0 | 0 | 0 | 0 | 0 | 0 | 0 | 0 | 0 | 0 | 0 | 0 | 0 | 0 | 0 | 0 | 0 | 12 | 1
NO |  | 127 | 2015 | 11 | 7 | 7 |  | 9049 KILLEN-POINT O | MARQUIS | 345 | 345 |  | 0 | 0 | 0 |  | 0 | 0 | 0 | 0 | 0 | 0 | 0 | 0 | 0 | 0 | 0 | 0 | 0 | 0 | 0 | 0 | 0 | 0 | 0 | 0 | 0 | 0 | 0 | 12 | 1
NO |  | 127 | 2015 | 11 | 8 | 8 |  | POINT O-KILLEN | MARQUIS | 345 | 345 | 3 | 32 | 0 | 1 | 2-983 ACAR | 0 | 0 | 0 | 0 | 0 | 0 | 0 | 0 | 0 | 0 | 0 | 0 | 0 | 0 | 0 | 0 | 0 | 0 | 0 | 0 | 0 | 0 | 0 | 12 | 1
NO |  | 127 | 2015 | 11 | 9 | 9 |  | POINT Y | BEATTY | 345 | 345 | 3 | 15 | 0 | 1 | 2-983 ACAR | 0 | 0 | 0 | 0 | 0 | 0 | 0 | 0 | 0 | 0 | 0 | 0 | 0 | 0 | 0 | 0 | 0 | 0 | 0 | 0 | 0 | 0 | 0 | 12 | 1
NO |  | 127 | 2015 | 11 | 10 | 10 |  | 9742 POINT Y | BEATTY | 345 | 345 | 3 | 0 | 4 | 1 | 2-983 ACAR | 0 | 0 | 0 | 0 | 0 | 0 | 0 | 0 | 0 | 0 | 0 | 0 | 0 | 0 | 0 | 0 | 0 | 0 | 0 | 0 | 0 | 0 | 0 | 12 | 1
NO |  | 127 | 2015 | 11 | 11 | 11 |  | COMMONLY OWNED: (B) |  | 0 | 0 |  | 0 | 0 | 0 |  | 0 | 0 | 0 | 0 | 0 | 0 | 0 | 0 | 0 | 0 | 0 | 0 | 0 | 0 | 0 | 0 | 0 | 0 | 0 | 0 | 0 | 0 | 0 | 12 | 1
NO |  | 127 | 2015 | 11 | 12 | 12 |  | 9031 BEATTY | BIXBY | 345 | 345 | 3 | 13 | 0 | 1 | 2-954 ACSR | 0 | 0 | 0 | 0 | 0 | 0 | 0 | 0 | 0 | 0 | 0 | 0 | 0 | 0 | 0 | 0 | 0 | 0 | 0 | 0 | 0 | 0 | 0 | 12 | 1
NO |  | 127 | 2015 | 11 | 13 | 13 |  | STUART | TOWER 2 | 345 | 345 | 3 | 0 | 0 | 1 | 2-954 ACSR | 0 | 0 | 0 | 0 | 0 | 0 | 0 | 0 | 0 | 0 | 0 | 0 | 0 | 0 | 0 | 0 | 0 | 0 | 0 | 0 | 0 | 0 | 0 | 12 | 1
NO |  | 127 | 2015 | 11 | 14 | 14 |  | 9042 TOWER 2 | POINT Y | 345 | 345 | 3 | 75 | 0 | 1 | 2-954 ACSR | 0 | 0 | 0 | 0 | 0 | 0 | 0 | 0 | 0 | 0 | 0 | 0 | 0 | 0 | 0 | 0 | 0 | 0 | 0 | 0 | 0 | 0 | 0 | 12 | 1
NO |  | 127 | 2015 | 11 | 15 | 15 |  | 9043 CONESVILLE | TOWER 71 | 345 | 345 | 2 | 42.76 | 0 | 1 | 2-954 ACSR | 0 | 0 | 0 | 0 | 0 | 0 | 0 | 0 | 0 | 0 | 0 | 0 | 0 | 0 | 0 | 0 | 0 | 0 | 0 | 0 | 0 | 0 | 0 | 12 | 1
NO |  | 127 | 2015 | 11 | 16 | 16 |  | 9043 TOWER 71 | BIXBY | 345 | 345 | 3 | 0 | 15 | 1 | 2-954 ACSR | 0 | 0 | 0 | 0 | 0 | 0 | 0 | 0 | 0 | 0 | 0 | 0 | 0 | 0 | 0 | 0 | 0 | 0 | 0 | 0 | 0 | 0 | 0 | 12 | 1
NO |  | 127 | 2015 | 11 | 17 | 17 |  | 9043 CONESVILLE | BIXBY | 345 | 345 | 1 | 5.08 | 0 | 2 | 2.954 ACSR | 0 | 0 | 0 | 0 | 0 | 0 | 0 | 0 | 0 | 0 | 0 | 0 | 0 | 0 | 0 | 0 | 0 | 0 | 0 | 0 | 0 | 0 | 0 | 12 | 1
NO |  | 127 | 2015 | 11 | 18 | 18 |  | 9043 CONESVILLE | BIXBY | 345 | 345 | 1 | 2.96 | 0 | 1 | 965 KCM | 0 | 0 | 0 | 0 | 0 | 0 | 0 | 0 | 0 | 0 | 0 | 0 | 0 | 0 | 0 | 0 | 0 | 0 | 0 | 0 | 0 | 0 | 0 | 12 | 1
NO |  | 127 | 2015 | 11 | 19 | 19 |  | 9043 CONESVILLE | BIXBY | 345 | 345 | 1 | 0.2 | 0 | 1 | 954 KCM | 0 | 0 | 0 | 0 | 0 | 0 | 0 | 0 | 0 | 0 | 0 | 0 | 0 | 0 | 0 | 0 | 0 | 0 | 0 | 0 | 0 | 0 | 0 | 12 | 1
NO |  | 127 | 2015 | 11 | 20 | 20 |  | POINT X | TOWER 27 | 345 | 345 | 3 | 17 | 0 | 1 | 2-954 ACSR | 0 | 0 | 0 | 0 | 0 | 0 | 0 | 0 | 0 | 0 | 0 | 0 | 0 | 0 | 0 | 0 | 0 | 0 | 0 | 0 | 0 | 0 | 0 | 12 | 1
NO |  | 127 | 2015 | 11 | 21 | 21 |  | 9707 TOWER 27 | BIXBY | 345 | 345 | 3 | 0 | 9 | 1 | 2-954 ACSR | 0 | 0 | 0 | 0 | 0 | 0 | 0 | 0 | 0 | 0 | 0 | 0 | 0 | 0 | 0 | 0 | 0 | 0 | 0 | 0 | 0 | 0 | 0 | 12 | 1
NO |  | 127 | 2015 | 11 | 22 | 22 |  | COMMONLY OWNED: (C) |  | 0 | 0 |  | 0 | 0 | 0 |  | 0 | 0 | 0 | 0 | 0 | 0 | 0 | 0 | 0 | 0 | 0 | 0 | 0 | 0 | 0 | 0 | 0 | 0 | 0 | 0 | 0 | 0 | 0 | 12 | 1
NO |  | 127 | 2015 | 11 | 23 | 23 |  | 9040 CONESVILLE | POINT Z | 345 | 345 | 3 | 57 | 0 | 1 | 2-954 ACSR | 0 | 0 | 0 | 0 | 0 | 0 | 0 | 0 | 0 | 0 | 0 | 0 | 0 | 0 | 0 | 0 | 0 | 0 | 0 | 0 | 0 | 0 | 0 | 12 | 1
NO |  | 127 | 2015 | 11 | 24 | 24 |  | COMMONLY OWNED: (D) |  | 0 | 0 |  | 0 | 0 | 0 |  | 0 | 0 | 0 | 0 | 0 | 0 | 0 | 0 | 0 | 0 | 0 | 0 | 0 | 0 | 0 | 0 | 0 | 0 | 0 | 0 | 0 | 0 | 0 | 12 | 1
NO |  | 127 | 2015 | 11 | 25 | 25 |  | POINT Z | HYATT | 345 | 345 | 3 | 9 | 0 | 1 | 2-954 ACSR | 0 | 0 | 0 | 0 | 0 | 0 | 0 | 0 | 0 | 0 | 0 | 0 | 0 | 0 | 0 | 0 | 0 | 0 | 0 | 0 | 0 | 0 | 0 | 12 | 1
NO |  | 127 | 2015 | 11 | 26 | 26 |  | POINT Z | HYATT | 345 | 345 | 1 | 2 | 0 | 1 | 2-954 ACSR | 0 | 0 | 0 | 0 | 0 | 0 | 0 | 0 | 0 | 0 | 0 | 0 | 0 | 0 | 0 | 0 | 0 | 0 | 0 | 0 | 0 | 0 | 0 | 12 | 1
NO |  | 127 | 2015 | 11 | 27 | 27 |  | 9740 POINT Z | HYATT | 345 | 345 | 2 | 0 | 0 | 1 | 2-954 ACSR | 0 | 0 | 0 | 0 | 0 | 0 | 0 | 0 | 0 | 0 | 0 | 0 | 0 | 0 | 0 | 0 | 0 | 0 | 0 | 0 | 0 | 0 | 0 | 12 | 1
NO |  | 127 | 2015 | 11 | 28 | 28 |  | COMMONLY OWNED: (E) |  | 0 | 0 |  | 0 | 0 | 0 |  | 0 | 0 | 0 | 0 | 0 | 0 | 0 | 0 | 0 | 0 | 0 | 0 | 0 | 0 | 0 | 0 | 0 | 0 | 0 | 0 | 0 | 0 | 0 | 12 | 1
NO |  | 127 | 2015 | 11 | 29 | 29 |  | STUART | ZIMMER | 345 | 345 | 3 | 1 | 0 | 1 | 2-954 ACSR | 0 | 0 | 0 | 0 | 0 | 0 | 0 | 0 | 0 | 0 | 0 | 0 | 0 | 0 | 0 | 0 | 0 | 0 | 0 | 0 | 0 | 0 | 0 | 12 | 1
NO |  | 127 | 2015 | 11 | 30 | 30 |  | 9045 ZIMMER-SILVER GROVE | RED BANK | 345 | 345 | 3 | 33 | 2 | 1 | 2-954 ACSR | 0 | 0 | 0 | 0 | 0 | 0 | 0 | 0 | 0 | 0 | 0 | 0 | 0 | 0 | 0 | 0 | 0 | 0 | 0 | 0 | 0 | 0 | 0 | 12 | 1
NO |  | 127 | 2015 | 11 | 31 | 31 |  | 9145 ZIMMER-SILVER GROVE | RED BANK | 345 | 345 | 3 | 0 | 0 | 1 | 2-954 ACSR | 0 | 0 | 0 | 0 | 0 | 0 | 0 | 0 | 0 | 0 | 0 | 0 | 0 | 0 | 0 | 0 | 0 | 0 | 0 | 0 | 0 | 0 | 0 | 12 | 1
NO |  | 127 | 2015 | 11 | 32 | 32 |  | 9046 RED BANK | TERMINAL | 345 | 345 | 3 | 7 | 0 | 1 | 2-954 ACSR | 0 | 0 | 0 | 0 | 0 | 0 | 0 | 0 | 0 | 0 | 0 | 0 | 0 | 0 | 0 | 0 | 0 | 0 | 0 | 0 | 0 | 0 | 0 | 12 | 1
NO |  | 127 | 2015 | 11 | 33 | 33 |  | 9053 ZIMMER | PIERCE | 345 | 345 | 3 | 1 | 36 | 1 | 2-954 ACSR | 0 | 0 | 0 | 0 | 0 | 0 | 0 | 0 | 0 | 0 | 0 | 0 | 0 | 0 | 0 | 0 | 0 | 0 | 0 | 0 | 0 | 0 | 0 | 12 | 1
NO |  | 127 | 2015 | 11 | 34 | 34 |  | COMMONLY OWNED: (F) |  | 0 | 0 |  | 0 | 0 | 0 |  | 0 | 0 | 0 | 0 | 0 | 0 | 0 | 0 | 0 | 0 | 0 | 0 | 0 | 0 | 0 | 0 | 0 | 0 | 0 | 0 | 0 | 0 | 0 | 12 | 1
NO |  | 127 | 2015 | 11 | 35 | 35 |  | C633A BIXBY | POINT N | 345 | 345 | 3 | 2.51 | 0 | 1 | 636 ACSR | 0 | 0 | 0 | 0 | 0 | 0 | 0 | 0 | 0 | 0 | 0 | 0 | 0 | 0 | 0 | 0 | 0 | 0 | 0 | 0 | 0 | 0 | 0 | 12 | 1
NO |  | 127 | 2015 | 12 | 1 | 1 |  | COMMONLY OWNED: (G) |  | 0 | 0 |  | 0 | 0 | 0 |  | 0 | 0 | 0 | 0 | 0 | 0 | 0 | 0 | 0 | 0 | 0 | 0 | 0 | 0 | 0 | 0 | 0 | 0 | 0 | 0 | 0 | 0 | 0 | 12 | 1
NO |  | 127 | 2015 | 12 | 2 | 2 |  | PIERCE | FOSTER | 345 | 345 | 3 | 24 | 0 | 1 | 2-1024 ACAR | 0 | 0 | 0 | 0 | 0 | 0 | 0 | 0 | 0 | 0 | 0 | 0 | 0 | 0 | 0 | 0 | 0 | 0 | 0 | 0 | 0 | 0 | 0 | 12 | 1
NO |  | 127 | 2015 | 12 | 3 | 3 |  | COMMONLY OWNED: (H) |  | 0 | 0 |  | 0 | 0 | 0 |  | 0 | 0 | 0 | 0 | 0 | 0 | 0 | 0 | 0 | 0 | 0 | 0 | 0 | 0 | 0 | 0 | 0 | 0 | 0 | 0 | 0 | 0 | 0 | 12 | 1
NO |  | 127 | 2015 | 12 | 4 | 4 |  | 9009 STUART | GREENE | 345 | 345 | 3 | 79 | 0 | 1 | 2-1024 ACAR | 0 | 0 | 0 | 0 | 0 | 0 | 0 | 0 | 0 | 0 | 0 | 0 | 0 | 0 | 0 | 0 | 0 | 0 | 0 | 0 | 0 | 0 | 0 | 12 | 1
NO |  | 127 | 2015 | 12 | 6 | 6 |  | ROBERTS | BETHEL | 138 | 138 | 1 | 0 | 0 | 2 | 636 ACSR | 0 | 0 | 0 | 0 | 0 | 0 | 0 | 0 | 0 | 0 | 0 | 0 | 0 | 0 | 0 | 0 | 0 | 0 | 0 | 0 | 0 | 0 | 0 | 12 | 1
NO |  | 127 | 2015 | 12 | 7 | 7 |  | 8001 ROBERTS | BETHEL | 138 | 138 | 3 | 5 | 0 | 2 | 636 ACSR | 0 | 0 | 0 | 0 | 0 | 0 | 0 | 0 | 0 | 0 | 0 | 0 | 0 | 0 | 0 | 0 | 0 | 0 | 0 | 0 | 0 | 0 | 0 | 12 | 1
NO |  | 127 | 2015 | 12 | 8 | 8 |  | 8002 ROBERTS | KENNY | 138 | 138 | 4 | 3 | 0 | 1 | 2500 ALUM | 0 | 0 | 0 | 0 | 0 | 0 | 0 | 0 | 0 | 0 | 0 | 0 | 0 | 0 | 0 | 0 | 0 | 0 | 0 | 0 | 0 | 0 | 0 | 12 | 1
NO |  | 127 | 2015 | 12 | 9 | 9 |  | C789 BEAVER 138KV EXTENSION |  | 138 | 138 |  | 0 | 0 | 0 | 0 | 0 | 0 | 0 | 0 | 0 | 0 | 0 | 0 | 0 | 0 | 0 | 0 | 0 | 0 | 0 | 0 | 0 | 0 | 0 | 0 | 0 | 0 | 0 | 12 | 1
NO |  | 127 | 2015 | 12 | 10 | 10 |  | BETHEL | LINWORTH | 138 | 138 | 3 | 0 | 3 | 1 | 636 ACSR | 0 | 0 | 0 | 0 | 0 | 0 | 0 | 0 | 0 | 0 | 0 | 0 | 0 | 0 | 0 | 0 | 0 | 0 | 0 | 0 | 0 | 0 | 0 | 12 | 1
NO |  | 127 | 2015 | 12 | 11 | 11 |  | 8004 BETHEL | LINWORTH | 138 | 138 | 1 | 2 | 0 | 1 | 636 AA | 0 | 0 | 0 | 0 | 0 | 0 | 0 | 0 | 0 | 0 | 0 | 0 | 0 | 0 | 0 | 0 | 0 | 0 | 0 | 0 | 0 | 0 | 0 | 12 | 1
NO |  | 127 | 2015 | 12 | 12 | 12 |  | 8005 PICWAY | HARRISON | 138 | 138 | 3 | 1 | 0 | 1 | 636 ACSR | 0 | 0 | 0 | 0 | 0 | 0 | 0 | 0 | 0 | 0 | 0 | 0 | 0 | 0 | 0 | 0 | 0 | 0 | 0 | 0 | 0 | 0 | 0 | 12 | 1
NO |  | 127 | 2015 | 12 | 13 | 13 |  | 8008 GROVES | BEXLEY | 138 | 138 | 1 | 0 | 0 | 1 | 636 ACSR | 0 | 0 | 0 | 0 | 0 | 0 | 0 | 0 | 0 | 0 | 0 | 0 | 0 | 0 | 0 | 0 | 0 | 0 | 0 | 0 | 0 | 0 | 0 | 12 | 1
NO |  | 127 | 2015 | 12 | 14 | 14 |  | 8009 BEXLEY | ST. CLAIR | 138 | 138 | 1 | 4 | 0 | 1 | 636 AA | 0 | 0 | 0 | 0 | 0 | 0 | 0 | 0 | 0 | 0 | 0 | 0 | 0 | 0 | 0 | 0 | 0 | 0 | 0 | 0 | 0 | 0 | 0 | 12 | 1
NO |  | 127 | 2015 | 12 | 15 | 15 |  | BIXBY | LSII | 138 | 138 | 1 | 1 | 2 | 1 | 636 ACSR | 0 | 0 | 0 | 0 | 0 | 0 | 0 | 0 | 0 | 0 | 0 | 0 | 0 | 0 | 0 | 0 | 0 | 0 | 0 | 0 | 0 | 0 | 0 | 12 | 1
NO |  | 127 | 2015 | 12 | 16 | 16 |  | BIXBY | LSII | 138 | 138 | 2 | 2 | 0 | 1 | 636 ACSR | 0 | 0 | 0 | 0 | 0 | 0 | 0 | 0 | 0 | 0 | 0 | 0 | 0 | 0 | 0 | 0 | 0 | 0 | 0 | 0 | 0 | 0 | 0 | 12 | 1
NO |  | 127 | 2015 | 12 | 17 | 17 |  | 8010 BIXBY | LSII | 138 | 138 | 3 | 0 | 0 | 1 | 636 ACSR | 0 | 0 | 0 | 0 | 0 | 0 | 0 | 0 | 0 | 0 | 0 | 0 | 0 | 0 | 0 | 0 | 0 | 0 | 0 | 0 | 0 | 0 | 0 | 12 | 1
NO |  | 127 | 2015 | 12 | 18 | 18 |  | BIXBY | W. LANCASTER | 138 | 138 | 2 | 0 | 0 | 1 | 4/O CWC | 0 | 0 | 0 | 0 | 0 | 0 | 0 | 0 | 0 | 0 | 0 | 0 | 0 | 0 | 0 | 0 | 0 | 0 | 0 | 0 | 0 | 0 | 0 | 12 | 1
NO |  | 127 | 2015 | 12 | 19 | 19 |  | BIXBY | W. LANCASTER | 138 | 138 | 2 | 0 | 0 | 1 | 954 ACSR | 0 | 0 | 0 | 0 | 0 | 0 | 0 | 0 | 0 | 0 | 0 | 0 | 0 | 0 | 0 | 0 | 0 | 0 | 0 | 0 | 0 | 0 | 0 | 12 | 1
NO |  | 127 | 2015 | 12 | 20 | 20 |  | 8011 BIXBY | W. LANCASTER | 138 | 138 | 2 | 0 | 0 | 1 | 636 ACSR | 0 | 0 | 0 | 0 | 0 | 0 | 0 | 0 | 0 | 0 | 0 | 0 | 0 | 0 | 0 | 0 | 0 | 0 | 0 | 0 | 0 | 0 | 0 | 12 | 1
NO |  | 127 | 2015 | 12 | 21 | 21 |  | 8013 ROSS | DELANO | 138 | 138 | 2 | 4.25 | 0 | 1 | 336.4 ACSR | 0 | 0 | 0 | 0 | 0 | 0 | 0 | 0 | 0 | 0 | 0 | 0 | 0 | 0 | 0 | 0 | 0 | 0 | 0 | 0 | 0 | 0 | 0 | 12 | 1
NO |  | 127 | 2015 | 12 | 22 | 22 |  | 8013 ROSS | DELANO | 138 | 138 | 1 | 0.32 | 0 | 1 | 556.5 ACSR 18/1 | 0 | 0 | 0 | 0 | 0 | 0 | 0 | 0 | 0 | 0 | 0 | 0 | 0 | 0 | 0 | 0 | 0 | 0 | 0 | 0 | 0 | 0 | 0 | 12 | 1
NO |  | 127 | 2015 | 12 | 23 | 23 |  | 8013 ROSS | DELANO | 138 | 138 | 1 | 0.75 | 0 | 1 | 336.4 ACSR | 0 | 0 | 0 | 0 | 0 | 0 | 0 | 0 | 0 | 0 | 0 | 0 | 0 | 0 | 0 | 0 | 0 | 0 | 0 | 0 | 0 | 0 | 0 | 12 | 1
NO |  | 127 | 2015 | 12 | 24 | 24 |  | CIRCLEVILLE | HARRISON | 138 | 138 | 2 | 14 | 0 | 1 | 336.4 ACSR | 0 | 0 | 0 | 0 | 0 | 0 | 0 | 0 | 0 | 0 | 0 | 0 | 0 | 0 | 0 | 0 | 0 | 0 | 0 | 0 | 0 | 0 | 0 | 12 | 1
NO |  | 127 | 2015 | 12 | 25 | 25 |  | 8014 CIRCLEVILLE | HARRISON | 138 | 138 | 3 | 1 | 0 | 1 | 636 ACSR | 0 | 0 | 0 | 0 | 0 | 0 | 0 | 0 | 0 | 0 | 0 | 0 | 0 | 0 | 0 | 0 | 0 | 0 | 0 | 0 | 0 | 0 | 0 | 12 | 1
NO |  | 127 | 2015 | 12 | 26 | 26 |  | LSII | MARION | 138 | 138 | 1 | 2.17 | 0 | 1 | 636 ACSR | 0 | 0 | 0 | 0 | 0 | 0 | 0 | 0 | 0 | 0 | 0 | 0 | 0 | 0 | 0 | 0 | 0 | 0 | 0 | 0 | 0 | 0 | 0 | 12 | 1
NO |  | 127 | 2015 | 12 | 27 | 27 |  | 8015 LSII | MARION | 138 | 138 | 3 | 3 | 0 | 1 | 636 ACSR | 0 | 0 | 0 | 0 | 0 | 0 | 0 | 0 | 0 | 0 | 0 | 0 | 0 | 0 | 0 | 0 | 0 | 0 | 0 | 0 | 0 | 0 | 0 | 12 | 1
NO |  | 127 | 2015 | 12 | 28 | 28 |  | 8016 MARION | CANAL | 138 | 138 | 4 | 4 | 0 | 1 | 600 CU PIPT | 0 | 0 | 0 | 0 | 0 | 0 | 0 | 0 | 0 | 0 | 0 | 0 | 0 | 0 | 0 | 0 | 0 | 0 | 0 | 0 | 0 | 0 | 0 | 12 | 1
NO |  | 127 | 2015 | 12 | 29 | 29 |  | 8017 ST CLAIR | CLINTON | 138 | 138 | 4 | 4 | 0 | 1 | 600 CU PIPT | 0 | 0 | 0 | 0 | 0 | 0 | 0 | 0 | 0 | 0 | 0 | 0 | 0 | 0 | 0 | 0 | 0 | 0 | 0 | 0 | 0 | 0 | 0 | 12 | 1
NO |  | 127 | 2015 | 12 | 30 | 30 |  | HARRISON | MARION | 138 | 138 | 2 | 7 | 0 | 1 | 636 ACSR | 0 | 0 | 0 | 0 | 0 | 0 | 0 | 0 | 0 | 0 | 0 | 0 | 0 | 0 | 0 | 0 | 0 | 0 | 0 | 0 | 0 | 0 | 0 | 12 | 1
NO |  | 127 | 2015 | 12 | 31 | 31 |  | 8018 HARRISON | MARION | 138 | 138 | 3 | 0 | 3 | 1 | 636 ACSR | 0 | 0 | 0 | 0 | 0 | 0 | 0 | 0 | 0 | 0 | 0 | 0 | 0 | 0 | 0 | 0 | 0 | 0 | 0 | 0 | 0 | 0 | 0 | 12 | 1
NO |  | 127 | 2015 | 12 | 32 | 32 |  | 8019 BIXBY | GROVES-ASTOR | 138 | 138 | 1 | 8.68 | 0 | 1 | 636 AAA | 0 | 0 | 0 | 0 | 0 | 0 | 0 | 0 | 0 | 0 | 0 | 0 | 0 | 0 | 0 | 0 | 0 | 0 | 0 | 0 | 0 | 0 | 0 | 12 | 1
NO |  | 127 | 2015 | 12 | 33 | 33 |  | 8020 POSTON | HARRISON | 138 | 138 | 2 | 53.98 | 0 | 1 | 636 ACSR | 0 | 0 | 0 | 0 | 0 | 0 | 0 | 0 | 0 | 0 | 0 | 0 | 0 | 0 | 0 | 0 | 0 | 0 | 0 | 0 | 0 | 0 | 0 | 12 | 1
NO |  | 127 | 2015 | 12 | 34 | 34 |  | 8021 BEATTY | WILSON (EAST) | 138 | 138 | 3 | 7 | 1 | 1 | 636 ACSR | 0 | 0 | 0 | 0 | 0 | 0 | 0 | 0 | 0 | 0 | 0 | 0 | 0 | 0 | 0 | 0 | 0 | 0 | 0 | 0 | 0 | 0 | 0 | 12 | 1
NO |  | 127 | 2015 | 12 | 35 | 35 |  | BEATTY | WILSON (WEST) | 138 | 138 | 3 | 0 | 1 | 2 | 636 ACSR | 0 | 0 | 0 | 0 | 0 | 0 | 0 | 0 | 0 | 0 | 0 | 0 | 0 | 0 | 0 | 0 | 0 | 0 | 0 | 0 | 0 | 0 | 0 | 12 | 1
NO |  | 127 | 2015 | 13 | 1 | 1 |  | 8022 BEATTY | WILSON (WEST) | 138 | 138 | 3 | 0 | 9 | 1 | 636 ACSR | 0 | 0 | 0 | 0 | 0 | 0 | 0 | 0 | 0 | 0 | 0 | 0 | 0 | 0 | 0 | 0 | 0 | 0 | 0 | 0 | 0 | 0 | 0 | 12 | 1
NO |  | 127 | 2015 | 13 | 2 | 2 |  | 8023 WAVERLY | SARGENTS | 138 | 138 | 2 | 16 | 0 | 1 | 636 ACSR | 0 | 0 | 0 | 0 | 0 | 0 | 0 | 0 | 0 | 0 | 0 | 0 | 0 | 0 | 0 | 0 | 0 | 0 | 0 | 0 | 0 | 0 | 0 | 12 | 1
NO |  | 127 | 2015 | 13 | 3 | 3 |  | 8024 WAVERLY | ADAMS-SEAMAN | 138 | 138 | 2 | 24.73 | 0 | 1 | 336.4 ACSR | 0 | 0 | 0 | 0 | 0 | 0 | 0 | 0 | 0 | 0 | 0 | 0 | 0 | 0 | 0 | 0 | 0 | 0 | 0 | 0 | 0 | 0 | 0 | 12 | 1
NO |  | 127 | 2015 | 13 | 4 | 4 |  | 8024 WAVERLY | ADAMS-SEAMAN | 138 | 138 | 2 | 11 | 0 | 1 | 636 ACSR | 0 | 0 | 0 | 0 | 0 | 0 | 0 | 0 | 0 | 0 | 0 | 0 | 0 | 0 | 0 | 0 | 0 | 0 | 0 | 0 | 0 | 0 | 0 | 12 | 1
NO |  | 127 | 2015 | 13 | 5 | 5 |  | 8024 WAVERLY | ADAMS-SEAMAN | 138 | 138 | 1 | 0.1 | 0 | 1 | 336.4 KCM | 0 | 0 | 0 | 0 | 0 | 0 | 0 | 0 | 0 | 0 | 0 | 0 | 0 | 0 | 0 | 0 | 0 | 0 | 0 | 0 | 0 | 0 | 0 | 12 | 1
NO |  | 127 | 2015 | 13 | 6 | 6 |  | 8024 WAVERLY | ADAMS-SEAMAN | 138 | 138 | 1 | 0.14 | 0 | 1 | 1236.4 KCM | 0 | 0 | 0 | 0 | 0 | 0 | 0 | 0 | 0 | 0 | 0 | 0 | 0 | 0 | 0 | 0 | 0 | 0 | 0 | 0 | 0 | 0 | 0 | 12 | 1
NO |  | 127 | 2015 | 13 | 7 | 7 |  | 8025 CIRCLEVILLE | SCIPPO | 138 | 138 | 2 | 0.96 | 0 | 1 | 336.4 ACSR | 0 | 0 | 0 | 0 | 0 | 0 | 0 | 0 | 0 | 0 | 0 | 0 | 0 | 0 | 0 | 0 | 0 | 0 | 0 | 0 | 0 | 0 | 0 | 12 | 1
NO |  | 127 | 2015 | 13 | 8 | 8 |  | 8025 CIRCLEVILLE | SCIPPO | 138 | 138 | 1 | 0 | 0 | 1 | 636 ACSR | 0 | 0 | 0 | 0 | 0 | 0 | 0 | 0 | 0 | 0 | 0 | 0 | 0 | 0 | 0 | 0 | 0 | 0 | 0 | 0 | 0 | 0 | 0 | 12 | 1
NO |  | 127 | 2015 | 13 | 9 | 9 |  | 8025 CIRCLEVILLE | SCIPPO | 138 | 138 | 1 | 0.62 | 0 | 1 | 336.4 KCM | 0 | 0 | 0 | 0 | 0 | 0 | 0 | 0 | 0 | 0 | 0 | 0 | 0 | 0 | 0 | 0 | 0 | 0 | 0 | 0 | 0 | 0 | 0 | 12 | 1
NO |  | 127 | 2015 | 13 | 10 | 10 |  | POSTON | LICK | 138 | 138 | 1 | 0 | 0 | 1 | 636 ACSR | 0 | 0 | 0 | 0 | 0 | 0 | 0 | 0 | 0 | 0 | 0 | 0 | 0 | 0 | 0 | 0 | 0 | 0 | 0 | 0 | 0 | 0 | 0 | 12 | 1
NO |  | 127 | 2015 | 13 | 11 | 11 |  | 8026 POSTON | LICK | 138 | 138 | 3 | 35 | 0 | 1 | 636 ACSR | 0 | 0 | 0 | 0 | 0 | 0 | 0 | 0 | 0 | 0 | 0 | 0 | 0 | 0 | 0 | 0 | 0 | 0 | 0 | 0 | 0 | 0 | 0 | 12 | 1
NO |  | 127 | 2015 | 13 | 12 | 12 |  | WAVERLY | LICK | 138 | 138 | 1 | 0 | 0 | 1 | 636 ACSR | 0 | 0 | 0 | 0 | 0 | 0 | 0 | 0 | 0 | 0 | 0 | 0 | 0 | 0 | 0 | 0 | 0 | 0 | 0 | 0 | 0 | 0 | 0 | 12 | 1
NO |  | 127 | 2015 | 13 | 13 | 13 |  | WAVERLY | LICK | 138 | 138 | 2 | 16 | 0 | 1 | 636 ACSR | 0 | 0 | 0 | 0 | 0 | 0 | 0 | 0 | 0 | 0 | 0 | 0 | 0 | 0 | 0 | 0 | 0 | 0 | 0 | 0 | 0 | 0 | 0 | 12 | 1
NO |  | 127 | 2015 | 13 | 14 | 14 |  | 8027 WAVERLY | LICK | 138 | 138 | 3 | 11 | 0 | 1 | 636 ACSR | 0 | 0 | 0 | 0 | 0 | 0 | 0 | 0 | 0 | 0 | 0 | 0 | 0 | 0 | 0 | 0 | 0 | 0 | 0 | 0 | 0 | 0 | 0 | 12 | 1
NO |  | 127 | 2015 | 13 | 15 | 15 |  | MORSE | GENOA-KARL | 138 | 138 | 3 | 4 | 0 | 1 | 1272 ACSR | 0 | 0 | 0 | 0 | 0 | 0 | 0 | 0 | 0 | 0 | 0 | 0 | 0 | 0 | 0 | 0 | 0 | 0 | 0 | 0 | 0 | 0 | 0 | 12 | 1
NO |  | 127 | 2015 | 13 | 16 | 16 |  | 8028 MORSE | GENOA-KARL | 138 | 138 | 1 | 5 | 0 | 1 | 636 ACSR | 0 | 0 | 0 | 0 | 0 | 0 | 0 | 0 | 0 | 0 | 0 | 0 | 0 | 0 | 0 | 0 | 0 | 0 | 0 | 0 | 0 | 0 | 0 | 12 | 1
NO |  | 127 | 2015 | 13 | 17 | 17 |  | MORSE | GENOA-KARL | 138 | 138 | 2 | 2 | 0 | 1 | 600 CU PIPT | 0 | 0 | 0 | 0 | 0 | 0 | 0 | 0 | 0 | 0 | 0 | 0 | 0 | 0 | 0 | 0 | 0 | 0 | 0 | 0 | 0 | 0 | 0 | 12 | 1
NO |  | 127 | 2015 | 13 | 18 | 18 |  | 8029 OSU | HESS | 138 | 138 | 4 | 1 | 0 | 1 | 636 ACSR | 0 | 0 | 0 | 0 | 0 | 0 | 0 | 0 | 0 | 0 | 0 | 0 | 0 | 0 | 0 | 0 | 0 | 0 | 0 | 0 | 0 | 0 | 0 | 12 | 1
NO |  | 127 | 2015 | 13 | 19 | 19 |  | 8030 WILSON | FIFTH-HESS | 138 | 138 | 3 | 3 | 0 | 1 | 600 CU PIPT | 0 | 0 | 0 | 0 | 0 | 0 | 0 | 0 | 0 | 0 | 0 | 0 | 0 | 0 | 0 | 0 | 0 | 0 | 0 | 0 | 0 | 0 | 0 | 12 | 1
NO |  | 127 | 2015 | 13 | 20 | 20 |  | WILSON | FIFTH-HESS | 138 | 138 | 4 | 2 | 0 | 1 | 636 ACSR | 0 | 0 | 0 | 0 | 0 | 0 | 0 | 0 | 0 | 0 | 0 | 0 | 0 | 0 | 0 | 0 | 0 | 0 | 0 | 0 | 0 | 0 | 0 | 12 | 1
NO |  | 127 | 2015 | 13 | 21 | 21 |  | WILSON | ROBERTS | 138 | 138 | 3 | 5 | 0 | 1 | 636 ACSR | 0 | 0 | 0 | 0 | 0 | 0 | 0 | 0 | 0 | 0 | 0 | 0 | 0 | 0 | 0 | 0 | 0 | 0 | 0 | 0 | 0 | 0 | 0 | 12 | 1
NO |  | 127 | 2015 | 13 | 22 | 22 |  | 8031 WILSON | ROBERTS | 138 | 138 | 1 | 0 | 0 | 1 | 636 ACSR | 0 | 0 | 0 | 0 | 0 | 0 | 0 | 0 | 0 | 0 | 0 | 0 | 0 | 0 | 0 | 0 | 0 | 0 | 0 | 0 | 0 | 0 | 0 | 12 | 1
NO |  | 127 | 2015 | 13 | 23 | 23 |  | WILSON | ROBERTS | 138 | 138 | 1 | 1 | 0 | 2 | 636 ACSR | 0 | 0 | 0 | 0 | 0 | 0 | 0 | 0 | 0 | 0 | 0 | 0 | 0 | 0 | 0 | 0 | 0 | 0 | 0 | 0 | 0 | 0 | 0 | 12 | 1
NO |  | 127 | 2015 | 13 | 24 | 24 |  | BIXBY | BUCKEYE STEEL | 138 | 138 | 3 | 3 | 1 | 1 | 636 ACSR | 0 | 0 | 0 | 0 | 0 | 0 | 0 | 0 | 0 | 0 | 0 | 0 | 0 | 0 | 0 | 0 | 0 | 0 | 0 | 0 | 0 | 0 | 0 | 12 | 1
NO |  | 127 | 2015 | 13 | 25 | 25 |  | BIXBY | BUCKEYE STEEL | 138 | 138 | 2 | 2 | 0 | 1 | 636 AA | 0 | 0 | 0 | 0 | 0 | 0 | 0 | 0 | 0 | 0 | 0 | 0 | 0 | 0 | 0 | 0 | 0 | 0 | 0 | 0 | 0 | 0 | 0 | 12 | 1
NO |  | 127 | 2015 | 13 | 26 | 26 |  | 8032 BIXBY | BUCKEYE STEEL | 138 | 138 | 1 | 1.17 | 0 | 1 | 1250 CU PIPT | 0 | 0 | 0 | 0 | 0 | 0 | 0 | 0 | 0 | 0 | 0 | 0 | 0 | 0 | 0 | 0 | 0 | 0 | 0 | 0 | 0 | 0 | 0 | 12 | 1
NO |  | 127 | 2015 | 13 | 27 | 27 |  | 8033 GAY | VINE | 138 | 138 | 4 | 2 | 0 | 1 | 954 ACSR | 0 | 0 | 0 | 0 | 0 | 0 | 0 | 0 | 0 | 0 | 0 | 0 | 0 | 0 | 0 | 0 | 0 | 0 | 0 | 0 | 0 | 0 | 0 | 12 | 1
NO |  | 127 | 2015 | 13 | 28 | 28 |  | EAST BROAD | GAHANNA | 138 | 138 | 1 | 0.03 | 1.03 | 1 | 636 AA | 0 | 0 | 0 | 0 | 0 | 0 | 0 | 0 | 0 | 0 | 0 | 0 | 0 | 0 | 0 | 0 | 0 | 0 | 0 | 0 | 0 | 0 | 0 | 12 | 1
NO |  | 127 | 2015 | 13 | 29 | 29 |  | 8034 EAST BROAD | GAHANNA | 138 | 138 | 2 | 1 | 0 | 1 | 336.4 ACSR | 0 | 0 | 0 | 0 | 0 | 0 | 0 | 0 | 0 | 0 | 0 | 0 | 0 | 0 | 0 | 0 | 0 | 0 | 0 | 0 | 0 | 0 | 0 | 12 | 1
NO |  | 127 | 2015 | 13 | 30 | 30 |  | EAST BROAD | GAHANNA | 138 | 138 | 2 | 3 | 0 | 1 | 636 ACSR | 0 | 0 | 0 | 0 | 0 | 0 | 0 | 0 | 0 | 0 | 0 | 0 | 0 | 0 | 0 | 0 | 0 | 0 | 0 | 0 | 0 | 0 | 0 | 12 | 1
NO |  | 127 | 2015 | 13 | 31 | 31 |  | 8035 HYATT | SAWMILL | 138 | 138 | 1 | 5.42 | 0 | 2 | 1590 ACSR | 0 | 0 | 0 | 0 | 0 | 0 | 0 | 0 | 0 | 0 | 0 | 0 | 0 | 0 | 0 | 0 | 0 | 0 | 0 | 0 | 0 | 0 | 0 | 12 | 1
NO |  | 127 | 2015 | 13 | 32 | 32 |  | 8036 GAHANNA | MORSE | 138 | 138 | 2 | 5 | 0 | 1 | 636 ACSR | 0 | 0 | 0 | 0 | 0 | 0 | 0 | 0 | 0 | 0 | 0 | 0 | 0 | 0 | 0 | 0 | 0 | 0 | 0 | 0 | 0 | 0 | 0 | 12 | 1
NO |  | 127 | 2015 | 13 | 33 | 33 |  | GAHANNA | MORSE | 138 | 138 | 2 | 0 | 0 | 1 | 1272 ACSR | 0 | 0 | 0 | 0 | 0 | 0 | 0 | 0 | 0 | 0 | 0 | 0 | 0 | 0 | 0 | 0 | 0 | 0 | 0 | 0 | 0 | 0 | 0 | 12 | 1
NO |  | 127 | 2015 | 13 | 34 | 34 |  | CORRIDOR | MORSE-BLENDON | 138 | 138 | 3 | 0 | 7 | 1 | 1272 ACSR | 0 | 0 | 0 | 0 | 0 | 0 | 0 | 0 | 0 | 0 | 0 | 0 | 0 | 0 | 0 | 0 | 0 | 0 | 0 | 0 | 0 | 0 | 0 | 12 | 1
NO |  | 127 | 2015 | 13 | 35 | 35 |  | 8037 CORRIDOR | MORSE-BLENDON | 138 | 138 | 1 | 1 | 0 | 2 | 1272 ACSR | 0 | 0 | 0 | 0 | 0 | 0 | 0 | 0 | 0 | 0 | 0 | 0 | 0 | 0 | 0 | 0 | 0 | 0 | 0 | 0 | 0 | 0 | 0 | 12 | 1
NO |  | 127 | 2015 | 14 | 1 | 1 |  | 8038 CORRIDOR | MORSE | 138 | 138 | 3 | 7 | 0 | 1 | 1272 ACSR | 0 | 0 | 0 | 0 | 0 | 0 | 0 | 0 | 0 | 0 | 0 | 0 | 0 | 0 | 0 | 0 | 0 | 0 | 0 | 0 | 0 | 0 | 0 | 12 | 1
NO |  | 127 | 2015 | 14 | 2 | 2 |  | 8039 KIRK | EAST BROAD | 138 | 138 | 3 | 10 | 0 | 1 | 1272 ACSR | 0 | 0 | 0 | 0 | 0 | 0 | 0 | 0 | 0 | 0 | 0 | 0 | 0 | 0 | 0 | 0 | 0 | 0 | 0 | 0 | 0 | 0 | 0 | 12 | 1
NO |  | 127 | 2015 | 14 | 3 | 3 |  | 8040 KIRK | EAST BROAD | 138 | 138 | 3 | 0 | 10 | 1 | 600 CU PIPT | 0 | 0 | 0 | 0 | 0 | 0 | 0 | 0 | 0 | 0 | 0 | 0 | 0 | 0 | 0 | 0 | 0 | 0 | 0 | 0 | 0 | 0 | 0 | 12 | 1
NO |  | 127 | 2015 | 14 | 4 | 4 |  | 8041 CANAL | MOUND | 138 | 138 | 4 | 2 | 0 | 1 | 1272 ACSR | 0 | 0 | 0 | 0 | 0 | 0 | 0 | 0 | 0 | 0 | 0 | 0 | 0 | 0 | 0 | 0 | 0 | 0 | 0 | 0 | 0 | 0 | 0 | 12 | 1
NO |  | 127 | 2015 | 14 | 5 | 5 |  | 8043 CONESVILLE | TRENT | 138 | 138 | 3 | 52 | 0 | 1 | 1272 ACSR | 0 | 0 | 0 | 0 | 0 | 0 | 0 | 0 | 0 | 0 | 0 | 0 | 0 | 0 | 0 | 0 | 0 | 0 | 0 | 0 | 0 | 0 | 0 | 12 | 1
NO |  | 127 | 2015 | 14 | 6 | 6 |  | CONESVILLE | TRENT | 138 | 138 | 1 | 0 | 0 | 1 | 1272 ACSR | 0 | 0 | 0 | 0 | 0 | 0 | 0 | 0 | 0 | 0 | 0 | 0 | 0 | 0 | 0 | 0 | 0 | 0 | 0 | 0 | 0 | 0 | 0 | 12 | 1
NO |  | 127 | 2015 | 14 | 7 | 7 |  | TRENT | DELAWARE | 138 | 138 | 3 | 12.61 | 0 | 1 | 1272 ACSR | 0 | 0 | 0 | 0 | 0 | 0 | 0 | 0 | 0 | 0 | 0 | 0 | 0 | 0 | 0 | 0 | 0 | 0 | 0 | 0 | 0 | 0 | 0 | 12 | 1
NO |  | 127 | 2015 | 14 | 8 | 8 |  | 8044 TRENT | DELAWARE | 138 | 138 | 1 | 0.39 | 0 | 1 | 1272 ACSR | 0 | 0 | 0 | 0 | 0 | 0 | 0 | 0 | 0 | 0 | 0 | 0 | 0 | 0 | 0 | 0 | 0 | 0 | 0 | 0 | 0 | 0 | 0 | 12 | 1
NO |  | 127 | 2015 | 14 | 9 | 9 |  | 8046 ST. CLAIR | MIFFLIN STELZER | 138 | 138 | 1 | 7 | 0 | 1 | 636 AA | 0 | 0 | 0 | 0 | 0 | 0 | 0 | 0 | 0 | 0 | 0 | 0 | 0 | 0 | 0 | 0 | 0 | 0 | 0 | 0 | 0 | 0 | 0 | 12 | 1
NO |  | 127 | 2015 | 14 | 10 | 10 |  | KENNY | KARL | 138 | 138 | 3 | 1 | 0 | 1 | 1272 ACSR | 0 | 0 | 0 | 0 | 0 | 0 | 0 | 0 | 0 | 0 | 0 | 0 | 0 | 0 | 0 | 0 | 0 | 0 | 0 | 0 | 0 | 0 | 0 | 12 | 1
NO |  | 127 | 2015 | 14 | 11 | 11 |  | KENNY | KARL | 138 | 138 | 3 | 3 | 0 | 1 | 336.4 ACSR | 0 | 0 | 0 | 0 | 0 | 0 | 0 | 0 | 0 | 0 | 0 | 0 | 0 | 0 | 0 | 0 | 0 | 0 | 0 | 0 | 0 | 0 | 0 | 12 | 1
NO |  | 127 | 2015 | 14 | 12 | 12 |  | 8047 KENNY | KARL | 138 | 138 | 4 | 3 | 0 | 1 | 2500 ALUM | 0 | 0 | 0 | 0 | 0 | 0 | 0 | 0 | 0 | 0 | 0 | 0 | 0 | 0 | 0 | 0 | 0 | 0 | 0 | 0 | 0 | 0 | 0 | 12 | 1
NO |  | 127 | 2015 | 14 | 13 | 13 |  | MORSE | CLINTON | 138 | 138 | 3 | 0 | 5 | 1 | 1272 ACSR | 0 | 0 | 0 | 0 | 0 | 0 | 0 | 0 | 0 | 0 | 0 | 0 | 0 | 0 | 0 | 0 | 0 | 0 | 0 | 0 | 0 | 0 | 0 | 12 | 1
NO |  | 127 | 2015 | 14 | 14 | 14 |  | MORSE | CLINTON | 138 | 138 | 3 | 0 | 3 | 1 | 636 ACSR | 0 | 0 | 0 | 0 | 0 | 0 | 0 | 0 | 0 | 0 | 0 | 0 | 0 | 0 | 0 | 0 | 0 | 0 | 0 | 0 | 0 | 0 | 0 | 12 | 1
NO |  | 127 | 2015 | 14 | 15 | 15 |  | 8048 MORSE | HUNTLEY-CLINTON | 138 | 138 | 3 | 3 | 0 | 1 | 636 AA | 0 | 0 | 0 | 0 | 0 | 0 | 0 | 0 | 0 | 0 | 0 | 0 | 0 | 0 | 0 | 0 | 0 | 0 | 0 | 0 | 0 | 0 | 0 | 12 | 1
NO |  | 127 | 2015 | 14 | 16 | 16 |  | BIXBY | GROVES | 138 | 138 | 3 | 3 | 0 | 2 | 636 ACSR | 0 | 0 | 0 | 0 | 0 | 0 | 0 | 0 | 0 | 0 | 0 | 0 | 0 | 0 | 0 | 0 | 0 | 0 | 0 | 0 | 0 | 0 | 0 | 12 | 1
NO |  | 127 | 2015 | 14 | 17 | 17 |  | BIXBY | GROVES | 138 | 138 | 1 | 1 | 0 | 2 | 636 ACSR | 0 | 0 | 0 | 0 | 0 | 0 | 0 | 0 | 0 | 0 | 0 | 0 | 0 | 0 | 0 | 0 | 0 | 0 | 0 | 0 | 0 | 0 | 0 | 12 | 1
NO |  | 127 | 2015 | 14 | 18 | 18 |  | BIXBY | GROVES | 138 | 138 | 3 | 0 | 0 | 1 | 1272 ACSR | 0 | 0 | 0 | 0 | 0 | 0 | 0 | 0 | 0 | 0 | 0 | 0 | 0 | 0 | 0 | 0 | 0 | 0 | 0 | 0 | 0 | 0 | 0 | 12 | 1
NO |  | 127 | 2015 | 14 | 19 | 19 |  | 8049 BIXBY | GROVES | 138 | 138 | 1 | 0 | 0 | 1 | 336.4 ACSR | 0 | 0 | 0 | 0 | 0 | 0 | 0 | 0 | 0 | 0 | 0 | 0 | 0 | 0 | 0 | 0 | 0 | 0 | 0 | 0 | 0 | 0 | 0 | 12 | 1
NO |  | 127 | 2015 | 14 | 20 | 20 |  | POSTON | STROUDS RUN-CROOKSVILLE | 138 | 138 | 1 | 0 | 0 | 1 | 1272 KCM | 0 | 0 | 0 | 0 | 0 | 0 | 0 | 0 | 0 | 0 | 0 | 0 | 0 | 0 | 0 | 0 | 0 | 0 | 0 | 0 | 0 | 0 | 0 | 12 | 1
NO |  | 127 | 2015 | 14 | 21 | 21 |  | 8051 POSTON | STROUDS RUN-CROOKSVILLE | 138 | 138 | 2 | 7 | 0 | 1 | 636 ACSR | 0 | 0 | 0 | 0 | 0 | 0 | 0 | 0 | 0 | 0 | 0 | 0 | 0 | 0 | 0 | 0 | 0 | 0 | 0 | 0 | 0 | 0 | 0 | 12 | 1
NO |  | 127 | 2015 | 14 | 22 | 22 |  | 8052 HYATT | DELAWARE | 138 | 138 | 2 | 4 | 0 | 1 | 636 ACSR | 0 | 0 | 0 | 0 | 0 | 0 | 0 | 0 | 0 | 0 | 0 | 0 | 0 | 0 | 0 | 0 | 0 | 0 | 0 | 0 | 0 | 0 | 0 | 12 | 1
NO |  | 127 | 2015 | 14 | 23 | 23 |  | 8053 BEATTY | CANAL | 138 | 138 | 1 | 11.34 | 2 | 1 | 636 AA | 0 | 0 | 0 | 0 | 0 | 0 | 0 | 0 | 0 | 0 | 0 | 0 | 0 | 0 | 0 | 0 | 0 | 0 | 0 | 0 | 0 | 0 | 0 | 12 | 1
NO |  | 127 | 2015 | 14 | 24 | 24 |  | 8055 CONESVILLE | OHIO CENTRAL | 138 | 138 | 2 | 12 | 0 | 1 | 636 ACSR | 0 | 0 | 0 | 0 | 0 | 0 | 0 | 0 | 0 | 0 | 0 | 0 | 0 | 0 | 0 | 0 | 0 | 0 | 0 | 0 | 0 | 0 | 0 | 12 | 1
NO |  | 127 | 2015 | 14 | 25 | 25 |  | 8056 EAST BROAD | ASTOR | 138 | 138 | 1 | 2.92 | 0 | 1 | 636 AA | 0 | 0 | 0 | 0 | 0 | 0 | 0 | 0 | 0 | 0 | 0 | 0 | 0 | 0 | 0 | 0 | 0 | 0 | 0 | 0 | 0 | 0 | 0 | 12 | 1
NO |  | 127 | 2015 | 14 | 26 | 26 |  | 8056 EAST BRAOD | ASTOR | 138 | 138 | 1 | 0.1 | 0 | 2 | 795 KCM | 0 | 0 | 0 | 0 | 0 | 0 | 0 | 0 | 0 | 0 | 0 | 0 | 0 | 0 | 0 | 0 | 0 | 0 | 0 | 0 | 0 | 0 | 0 | 12 | 1
NO |  | 127 | 2015 | 14 | 27 | 27 |  | 8057 HARRISON | BEATTY | 138 | 138 | 1,3 | 8.57 | 0.12 | 1 | 336.4 ACSR | 0 | 0 | 0 | 0 | 0 | 0 | 0 | 0 | 0 | 0 | 0 | 0 | 0 | 0 | 0 | 0 | 0 | 0 | 0 | 0 | 0 | 0 | 0 | 12 | 1
NO |  | 127 | 2015 | 14 | 28 | 28 |  | 8058 HARRISON | S CENTRAL REA | 138 | 138 | 1 | 0 | 0 | 1 | 636 AA | 0 | 0 | 0 | 0 | 0 | 0 | 0 | 0 | 0 | 0 | 0 | 0 | 0 | 0 | 0 | 0 | 0 | 0 | 0 | 0 | 0 | 0 | 0 | 12 | 1
NO |  | 127 | 2015 | 14 | 29 | 29 |  | 8060 BEATTY | MCCOMB | 138 | 138 | 1 | 2 | 3 | 1 | 636 AA | 0 | 0 | 0 | 0 | 0 | 0 | 0 | 0 | 0 | 0 | 0 | 0 | 0 | 0 | 0 | 0 | 0 | 0 | 0 | 0 | 0 | 0 | 0 | 12 | 1
NO |  | 127 | 2015 | 14 | 30 | 30 |  | MORSE | STELZER | 138 | 138 | 4 | 2 | 0 | 1 | 2500 CU PIPT | 0 | 0 | 0 | 0 | 0 | 0 | 0 | 0 | 0 | 0 | 0 | 0 | 0 | 0 | 0 | 0 | 0 | 0 | 0 | 0 | 0 | 0 | 0 | 12 | 1
NO |  | 127 | 2015 | 14 | 31 | 31 |  | 8061 MORSE | STELZER | 138 | 138 | 1 | 2 | 0 | 1 | 636 AA | 0 | 0 | 0 | 0 | 0 | 0 | 0 | 0 | 0 | 0 | 0 | 0 | 0 | 0 | 0 | 0 | 0 | 0 | 0 | 0 | 0 | 0 | 0 | 12 | 1
NO |  | 127 | 2015 | 14 | 32 | 32 |  | 8062 HUNTLEY | LINWORTH | 138 | 138 | 1 | 3.32 | 1 | 1 | 636 ACSR | 0 | 0 | 0 | 0 | 0 | 0 | 0 | 0 | 0 | 0 | 0 | 0 | 0 | 0 | 0 | 0 | 0 | 0 | 0 | 0 | 0 | 0 | 0 | 12 | 1
NO |  | 127 | 2015 | 14 | 33 | 33 |  | 8065 HYATT | GENOA | 138 | 138 | 1 | 5 | 9 | 1 | 636 ACSR | 0 | 0 | 0 | 0 | 0 | 0 | 0 | 0 | 0 | 0 | 0 | 0 | 0 | 0 | 0 | 0 | 0 | 0 | 0 | 0 | 0 | 0 | 0 | 12 | 1
NO |  | 127 | 2015 | 14 | 34 | 34 |  | BUCKEYE STEEL | GAY | 138 | 138 | 1 | 3 | 0 | 1 | 636 AA | 0 | 0 | 0 | 0 | 0 | 0 | 0 | 0 | 0 | 0 | 0 | 0 | 0 | 0 | 0 | 0 | 0 | 0 | 0 | 0 | 0 | 0 | 0 | 12 | 1
NO |  | 127 | 2015 | 14 | 35 | 35 |  | 8066 BUCKEYE STEEL | GAY | 138 | 138 | 4 | 1 | 0 | 1 | 1259 CU PIPT | 0 | 0 | 0 | 0 | 0 | 0 | 0 | 0 | 0 | 0 | 0 | 0 | 0 | 0 | 0 | 0 | 0 | 0 | 0 | 0 | 0 | 0 | 0 | 12 | 1
NO |  | 127 | 2015 | 15 | 1 | 1 |  | POSTON | ELLIOT-DEXTER | 138 | 138 | 1 | 0 | 0 | 1 | 1272 KCM | 0 | 0 | 0 | 0 | 0 | 0 | 0 | 0 | 0 | 0 | 0 | 0 | 0 | 0 | 0 | 0 | 0 | 0 | 0 | 0 | 0 | 0 | 0 | 12 | 1
NO |  | 127 | 2015 | 15 | 2 | 2 |  | 8067 POSTON | ELLIOT-DEXTER | 138 | 138 | 2 | 4.03 | 0 | 1 | 636 ACSR | 0 | 0 | 0 | 0 | 0 | 0 | 0 | 0 | 0 | 0 | 0 | 0 | 0 | 0 | 0 | 0 | 0 | 0 | 0 | 0 | 0 | 0 | 0 | 12 | 1
NO |  | 127 | 2015 | 15 | 3 | 3 |  | 8068 HYATT | HUNTLEY | 138 | 138 | 1 | 12 | 0 | 1 | 636 ACSR | 0 | 0 | 0 | 0 | 0 | 0 | 0 | 0 | 0 | 0 | 0 | 0 | 0 | 0 | 0 | 0 | 0 | 0 | 0 | 0 | 0 | 0 | 0 | 12 | 1
NO |  | 127 | 2015 | 15 | 4 | 4 |  | LICK | ADDISON | 138 | 138 | 2 | 29 | 0 | 1 | 336.4 ACSR | 0 | 0 | 0 | 0 | 0 | 0 | 0 | 0 | 0 | 0 | 0 | 0 | 0 | 0 | 0 | 0 | 0 | 0 | 0 | 0 | 0 | 0 | 0 | 12 | 1
NO |  | 127 | 2015 | 15 | 5 | 5 |  | 8069 LICK | ADDISON | 138 | 138 | 1 | 0 | 0 | 1 | 336.4 ACSR | 0 | 0 | 0 | 0 | 0 | 0 | 0 | 0 | 0 | 0 | 0 | 0 | 0 | 0 | 0 | 0 | 0 | 0 | 0 | 0 | 0 | 0 | 0 | 12 | 1
NO |  | 127 | 2015 | 15 | 6 | 6 |  | SCIPPO | SCIOTO TRAIL - DUPONT | 138 | 138 | 1 | 1 | 0 | 1 | 636 ACSR | 0 | 0 | 0 | 0 | 0 | 0 | 0 | 0 | 0 | 0 | 0 | 0 | 0 | 0 | 0 | 0 | 0 | 0 | 0 | 0 | 0 | 0 | 0 | 12 | 1
NO |  | 127 | 2015 | 15 | 7 | 7 |  | SCIPPO | SCIOTO TRAIL - DUPONT | 138 | 138 | 2 | 0 | 1 | 1 | 636 ACSR | 0 | 0 | 0 | 0 | 0 | 0 | 0 | 0 | 0 | 0 | 0 | 0 | 0 | 0 | 0 | 0 | 0 | 0 | 0 | 0 | 0 | 0 | 0 | 12 | 1
NO |  | 127 | 2015 | 15 | 8 | 8 |  | 8070 SCIPPO | SCIOTO TRAIL-DUPONT | 138 | 138 | 2 | 1 | 0 | 1 | 336 ACSR | 0 | 0 | 0 | 0 | 0 | 0 | 0 | 0 | 0 | 0 | 0 | 0 | 0 | 0 | 0 | 0 | 0 | 0 | 0 | 0 | 0 | 0 | 0 | 12 | 1
NO |  | 127 | 2015 | 15 | 9 | 9 |  | 8071 DELANO | SCIOTO TRAIL | 138 | 138 | 2 | 8.45 | 0 | 1 | 336.4 ACSR | 0 | 0 | 0 | 0 | 0 | 0 | 0 | 0 | 0 | 0 | 0 | 0 | 0 | 0 | 0 | 0 | 0 | 0 | 0 | 0 | 0 | 0 | 0 | 12 | 1
NO |  | 127 | 2015 | 15 | 10 | 10 |  | 8071 DELANO | SCIOTO TRAIL | 138 | 138 | 1 | 1 | 0 | 1 | 636 ACSR | 0 | 0 | 0 | 0 | 0 | 0 | 0 | 0 | 0 | 0 | 0 | 0 | 0 | 0 | 0 | 0 | 0 | 0 | 0 | 0 | 0 | 0 | 0 | 12 | 1
NO |  | 127 | 2015 | 15 | 11 | 11 |  | 8071 DELANO | SCIOTO TRAIL | 138 | 138 | 2 | 0.31 | 0 | 1 | 556.5 ACSR 18.1 | 0 | 0 | 0 | 0 | 0 | 0 | 0 | 0 | 0 | 0 | 0 | 0 | 0 | 0 | 0 | 0 | 0 | 0 | 0 | 0 | 0 | 0 | 0 | 12 | 1
NO |  | 127 | 2015 | 15 | 12 | 12 |  | 8071 DELANO | SCIOTO TRAIL | 138 | 138 | 1 | 2.55 | 0 | 1 | 336.4 KCM | 0 | 0 | 0 | 0 | 0 | 0 | 0 | 0 | 0 | 0 | 0 | 0 | 0 | 0 | 0 | 0 | 0 | 0 | 0 | 0 | 0 | 0 | 0 | 12 | 1
NO |  | 127 | 2015 | 15 | 13 | 13 |  | SAWMILL | BETHEL | 138 | 138 | 1 | 0 | 0 | 1 | 636 ACSR | 0 | 0 | 0 | 0 | 0 | 0 | 0 | 0 | 0 | 0 | 0 | 0 | 0 | 0 | 0 | 0 | 0 | 0 | 0 | 0 | 0 | 0 | 0 | 12 | 1
NO |  | 127 | 2015 | 15 | 14 | 14 |  | 8072 SAWMILL | BETHEL | 138 | 138 | 3 | 5 | 0 | 1 | 636 ACSR | 0 | 0 | 0 | 0 | 0 | 0 | 0 | 0 | 0 | 0 | 0 | 0 | 0 | 0 | 0 | 0 | 0 | 0 | 0 | 0 | 0 | 0 | 0 | 12 | 1
NO |  | 127 | 2015 | 15 | 15 | 15 |  | 8074 SCIPPO | HARGUS | 138 | 138 | 1 | 1 | 0 | 1 | 636 ACSR | 0 | 0 | 0 | 0 | 0 | 0 | 0 | 0 | 0 | 0 | 0 | 0 | 0 | 0 | 0 | 0 | 0 | 0 | 0 | 0 | 0 | 0 | 0 | 12 | 1
NO |  | 127 | 2015 | 15 | 16 | 16 |  | 8075 MOUND | ST. CLAIR | 138 | 138 | 4 | 2 | 0 | 1 | 600 CU PIPT | 0 | 0 | 0 | 0 | 0 | 0 | 0 | 0 | 0 | 0 | 0 | 0 | 0 | 0 | 0 | 0 | 0 | 0 | 0 | 0 | 0 | 0 | 0 | 12 | 1
NO |  | 127 | 2015 | 15 | 17 | 17 |  | WAVERLY | MULBERRY ROSS | 138 | 138 | 1 | 2 | 0 | 1 | 636 ACSR | 0 | 0 | 0 | 0 | 0 | 0 | 0 | 0 | 0 | 0 | 0 | 0 | 0 | 0 | 0 | 0 | 0 | 0 | 0 | 0 | 0 | 0 | 0 | 12 | 1
NO |  | 127 | 2015 | 15 | 18 | 18 |  | 8077 WAVERLY | MULBERRY ROSS | 138 | 138 | 1 | 2.06 | 0 | 1 | 636 ACSR | 0 | 0 | 0 | 0 | 0 | 0 | 0 | 0 | 0 | 0 | 0 | 0 | 0 | 0 | 0 | 0 | 0 | 0 | 0 | 0 | 0 | 0 | 0 | 12 | 1
NO |  | 127 | 2015 | 15 | 19 | 19 |  | 8078 MCCOMB | SULLIVANT-GAY | 138 | 138 |  | 8 | 0 | 2 | 636 ACSR | 0 | 0 | 0 | 0 | 0 | 0 | 0 | 0 | 0 | 0 | 0 | 0 | 0 | 0 | 0 | 0 | 0 | 0 | 0 | 0 | 0 | 0 | 0 | 12 | 1
NO |  | 127 | 2015 | 15 | 20 | 20 |  | MULBERRY | ROSS | 138 | 138 | 1 | 0 | 2 | 1 | 636 ACSR | 0 | 0 | 0 | 0 | 0 | 0 | 0 | 0 | 0 | 0 | 0 | 0 | 0 | 0 | 0 | 0 | 0 | 0 | 0 | 0 | 0 | 0 | 0 | 12 | 1
NO |  | 127 | 2015 | 15 | 21 | 21 |  | MULBERRY | ROSS | 138 | 138 | 2 | 3 | 0 | 1 | 636 ACSR | 0 | 0 | 0 | 0 | 0 | 0 | 0 | 0 | 0 | 0 | 0 | 0 | 0 | 0 | 0 | 0 | 0 | 0 | 0 | 0 | 0 | 0 | 0 | 12 | 1
NO |  | 127 | 2015 | 15 | 22 | 22 |  | 8079 MULBERRY | ROSS | 138 | 138 | 1 | 1 | 0 | 1 | 636 ACSR | 0 | 0 | 0 | 0 | 0 | 0 | 0 | 0 | 0 | 0 | 0 | 0 | 0 | 0 | 0 | 0 | 0 | 0 | 0 | 0 | 0 | 0 | 0 | 12 | 1
NO |  | 127 | 2015 | 15 | 23 | 23 |  | 8080 EAST BROAD | BEXLEY | 138 | 138 | 1 | 6 | 0 | 1 | 954 ACSR | 0 | 0 | 0 | 0 | 0 | 0 | 0 | 0 | 0 | 0 | 0 | 0 | 0 | 0 | 0 | 0 | 0 | 0 | 0 | 0 | 0 | 0 | 0 | 12 | 1
NO |  | 127 | 2015 | 15 | 24 | 24 |  | EAST BROAD | BEXLEY | 138 | 138 | 2 | 0 | 0 | 1 | 954 ACSR | 0 | 0 | 0 | 0 | 0 | 0 | 0 | 0 | 0 | 0 | 0 | 0 | 0 | 0 | 0 | 0 | 0 | 0 | 0 | 0 | 0 | 0 | 0 | 12 | 1
NO |  | 127 | 2015 | 15 | 25 | 25 |  | 8081 HYATT | ROSS | 138 | 138 | 1 | 1 | 0 | 1 | 1272 ACSR | 0 | 0 | 0 | 0 | 0 | 0 | 0 | 0 | 0 | 0 | 0 | 0 | 0 | 0 | 0 | 0 | 0 | 0 | 0 | 0 | 0 | 0 | 0 | 12 | 1
NO |  | 127 | 2015 | 15 | 26 | 26 |  | 8082 CORRIDOR | GENOA | 138 | 138 | 1 | 0 | 0 | 1 | 1272 ACSR | 0 | 0 | 0 | 0 | 0 | 0 | 0 | 0 | 0 | 0 | 0 | 0 | 0 | 0 | 0 | 0 | 0 | 0 | 0 | 0 | 0 | 0 | 0 | 12 | 1
NO |  | 127 | 2015 | 15 | 27 | 27 |  | 8083 CORRIDOR | GAHANNA | 138 | 138 | 1 | 0 | 0 | 1 | 1272 ACSR | 0 | 0 | 0 | 0 | 0 | 0 | 0 | 0 | 0 | 0 | 0 | 0 | 0 | 0 | 0 | 0 | 0 | 0 | 0 | 0 | 0 | 0 | 0 | 12 | 1
NO |  | 127 | 2015 | 15 | 28 | 28 |  | KIRK | W. MILLERSPORT | 138 | 138 | 3 | 0 | 8 | 1 | 1272 ACSR | 0 | 0 | 0 | 0 | 0 | 0 | 0 | 0 | 0 | 0 | 0 | 0 | 0 | 0 | 0 | 0 | 0 | 0 | 0 | 0 | 0 | 0 | 0 | 12 | 1
NO |  | 127 | 2015 | 15 | 29 | 29 |  | KIRK | W. MILLERSPORT | 138 | 138 | 3 | 0 | 0 | 1 | 636 ACSR | 0 | 0 | 0 | 0 | 0 | 0 | 0 | 0 | 0 | 0 | 0 | 0 | 0 | 0 | 0 | 0 | 0 | 0 | 0 | 0 | 0 | 0 | 0 | 12 | 1
NO |  | 127 | 2015 | 15 | 30 | 30 |  | 8086 CONESVILLE | KIRK | 138 | 138 | 1 | 2.53 | 0 | 1 | 1272 KCM | 0 | 0 | 0 | 0 | 0 | 0 | 0 | 0 | 0 | 0 | 0 | 0 | 0 | 0 | 0 | 0 | 0 | 0 | 0 | 0 | 0 | 0 | 0 | 12 | 1
NO |  | 127 | 2015 | 15 | 31 | 31 |  | 8086 CONESVILLE | KIRK | 138 | 138 | 2 | 0 | 0 | 1 | 1272 ACSR | 0 | 0 | 0 | 0 | 0 | 0 | 0 | 0 | 0 | 0 | 0 | 0 | 0 | 0 | 0 | 0 | 0 | 0 | 0 | 0 | 0 | 0 | 0 | 12 | 1
NO |  | 127 | 2015 | 15 | 32 | 32 |  | 8086 CONESVILLE | KIRK | 138 | 138 | 3 | 37.88 | 0 | 2 | 1272 ACSR | 0 | 0 | 0 | 0 | 0 | 0 | 0 | 0 | 0 | 0 | 0 | 0 | 0 | 0 | 0 | 0 | 0 | 0 | 0 | 0 | 0 | 0 | 0 | 12 | 1
NO |  | 127 | 2015 | 15 | 33 | 33 |  | 8086 CONESVILLE | KIRK | 138 | 138 | 3 | 5.47 | 0 | 1 | 1272 ACSR | 0 | 0 | 0 | 0 | 0 | 0 | 0 | 0 | 0 | 0 | 0 | 0 | 0 | 0 | 0 | 0 | 0 | 0 | 0 | 0 | 0 | 0 | 0 | 12 | 1
NO |  | 127 | 2015 | 15 | 34 | 34 |  | 8088 HESS | VINE | 138 | 138 | 4 | 2 | 0 | 1 | 1250 CU PIPT | 0 | 0 | 0 | 0 | 0 | 0 | 0 | 0 | 0 | 0 | 0 | 0 | 0 | 0 | 0 | 0 | 0 | 0 | 0 | 0 | 0 | 0 | 0 | 12 | 1
NO |  | 127 | 2015 | 15 | 35 | 35 |  | 8092 VINE | CITY OF COLUMBUS EAST | 138 | 138 | 1 | 1.28 | 0 | 1 | 983.1 ACAR | 0 | 0 | 0 | 0 | 0 | 0 | 0 | 0 | 0 | 0 | 0 | 0 | 0 | 0 | 0 | 0 | 0 | 0 | 0 | 0 | 0 | 0 | 0 | 12 | 1
NO |  | 127 | 2015 | 16 | 1 | 1 |  | POSTON | W. LANCASTER | 138 | 138 | 2 | 12 | 0 | 1 | 636 ACSR | 0 | 0 | 0 | 0 | 0 | 0 | 0 | 0 | 0 | 0 | 0 | 0 | 0 | 0 | 0 | 0 | 0 | 0 | 0 | 0 | 0 | 0 | 0 | 12 | 1
NO |  | 127 | 2015 | 16 | 2 | 2 |  | POSTON | W. LANCASTER | 138 | 138 | 1 | 0 | 0 | 1 | 636 ACSR | 0 | 0 | 0 | 0 | 0 | 0 | 0 | 0 | 0 | 0 | 0 | 0 | 0 | 0 | 0 | 0 | 0 | 0 | 0 | 0 | 0 | 0 | 0 | 12 | 1
NO |  | 127 | 2015 | 16 | 3 | 3 |  | 8096 POSTON | W. LANCASTER | 138 | 138 | 2 | 23 | 0 | 1 | 336 ACSR | 0 | 0 | 0 | 0 | 0 | 0 | 0 | 0 | 0 | 0 | 0 | 0 | 0 | 0 | 0 | 0 | 0 | 0 | 0 | 0 | 0 | 0 | 0 | 12 | 1
NO |  | 127 | 2015 | 16 | 4 | 4 |  | 8098 VINE | CITY OF COLUMBUS WEST | 138 | 138 | 1 | 1 | 0 | 1 | 983.1 ACSR | 0 | 0 | 0 | 0 | 0 | 0 | 0 | 0 | 0 | 0 | 0 | 0 | 0 | 0 | 0 | 0 | 0 | 0 | 0 | 0 | 0 | 0 | 0 | 12 | 1
NO |  | 127 | 2015 | 16 | 5 | 5 |  | ST. CLAIR | VINE | 138 | 138 | 1 | 1 | 0 | 1 | 954 ACSR | 0 | 0 | 0 | 0 | 0 | 0 | 0 | 0 | 0 | 0 | 0 | 0 | 0 | 0 | 0 | 0 | 0 | 0 | 0 | 0 | 0 | 0 | 0 | 12 | 1
NO |  | 127 | 2015 | 16 | 6 | 6 |  | 8099 ST. CLAIR | VINE | 138 | 138 | 4 | 1 | 0 | 1 | 2750 CU KCM | 0 | 0 | 0 | 0 | 0 | 0 | 0 | 0 | 0 | 0 | 0 | 0 | 0 | 0 | 0 | 0 | 0 | 0 | 0 | 0 | 0 | 0 | 0 | 12 | 1
NO |  | 127 | 2015 | 16 | 7 | 7 |  | 8102 CLINTON | OSU | 138 | 138 | 4 | 4 | 0 | 1 | 600 CU PIPT | 0 | 0 | 0 | 0 | 0 | 0 | 0 | 0 | 0 | 0 | 0 | 0 | 0 | 0 | 0 | 0 | 0 | 0 | 0 | 0 | 0 | 0 | 0 | 12 | 1
NO |  | 127 | 2015 | 16 | 8 | 8 |  | 8105 DAVIDSON RD | ROBERTS-BETHEL | 138 | 138 | 1 | 0 | 0 | 2 | 636 ACSR | 0 | 0 | 0 | 0 | 0 | 0 | 0 | 0 | 0 | 0 | 0 | 0 | 0 | 0 | 0 | 0 | 0 | 0 | 0 | 0 | 0 | 0 | 0 | 12 | 1
NO |  | 127 | 2015 | 16 | 9 | 9 |  | 8129 OSU | HESS | 138 | 138 | 4 | 1 | 0 | 1 | 600 CU PIPT | 0 | 0 | 0 | 0 | 0 | 0 | 0 | 0 | 0 | 0 | 0 | 0 | 0 | 0 | 0 | 0 | 0 | 0 | 0 | 0 | 0 | 0 | 0 | 12 | 1
NO |  | 127 | 2015 | 16 | 10 | 10 |  | 8712 SCIPPO | EAST SCIPPO | 138 | 138 |  | 0 | 0 | 0 | 636 ACSR | 0 | 0 | 0 | 0 | 0 | 0 | 0 | 0 | 0 | 0 | 0 | 0 | 0 | 0 | 0 | 0 | 0 | 0 | 0 | 0 | 0 | 0 | 0 | 12 | 1
NO |  | 127 | 2015 | 16 | 11 | 11 |  | 8788 FISHER 138KV |  | 138 | 138 | 3 | 0.42 | 0 | 1 | 636 ACSR | 0 | 0 | 0 | 0 | 0 | 0 | 0 | 0 | 0 | 0 | 0 | 0 | 0 | 0 | 0 | 0 | 0 | 0 | 0 | 0 | 0 | 0 | 0 | 12 | 1
NO |  | 127 | 2015 | 16 | 12 | 12 |  | C792 CLAYBURNE | KENWORTH | 138 | 138 | 1 | 0.32 | 0 | 1 | 565.5 ACSR 18/1 | 0 | 0 | 0 | 0 | 0 | 0 | 0 | 0 | 0 | 0 | 0 | 0 | 0 | 0 | 0 | 0 | 0 | 0 | 0 | 0 | 0 | 0 | 0 | 12 | 1
NO |  | 127 | 2015 | 16 | 13 | 13 |  | C793 DELANO | KENWORTH | 138 | 138 | 1 | 0.31 | 0 | 1 | 556.5 ACSR 18/1 | 0 | 0 | 0 | 0 | 0 | 0 | 0 | 0 | 0 | 0 | 0 | 0 | 0 | 0 | 0 | 0 | 0 | 0 | 0 | 0 | 0 | 0 | 0 | 12 | 1
NO |  | 127 | 2015 | 16 | 14 | 14 |  | C794 BOLTON EXTENSION |  | 138 | 138 |  | 0 | 0 | 0 |  | 0 | 0 | 0 | 0 | 0 | 0 | 0 | 0 | 0 | 0 | 0 | 0 | 0 | 0 | 0 | 0 | 0 | 0 | 0 | 0 | 0 | 0 | 0 | 12 | 1
NO |  | 127 | 2015 | 16 | 15 | 15 |  | 380039 GAHANNA LOOP |  | 138 | 138 |  | 0 | 0 | 0 |  | 0 | 0 | 0 | 0 | 0 | 0 | 0 | 0 | 0 | 0 | 0 | 0 | 0 | 0 | 0 | 0 | 0 | 0 | 0 | 0 | 0 | 0 | 0 | 12 | 1
NO |  | 127 | 2015 | 16 | 17 | 17 |  | TRANSMISSION LINES | LESS THAN 132 KV | 0 | 0 |  | 512.38 | 22.5 | 0 |  | 0 | 0 | 0 | 0 | 0 | 0 | 0 | 0 | 0 | 0 | 0 | 0 | 0 | 0 | 0 | 0 | 0 | 0 | 0 | 0 | 0 | 0 | 0 | 12 | 1
NO |  | 127 | 2015 | 16 | 19 | 19 |  | Line costs and expenses are | not available by individual | 0 | 0 |  | 0 | 0 | 0 |  | 97835688 | 904163519 | 1001999207 | 186148 | 23256352 | 0 | 23442500 | 0 | 0 | 0 | 0 | 0 | 0 | 0 | 0 | 0 | 0 | 0 | 0 | 0 | 0 | 0 | 0 | 12 | 1
NO |  | 127 | 2015 | 16 | 20 | 20 |  | transmission line. | Total shown in Column j-p | 0 | 0 |  | 0 | 0 | 0 |  | 0 | 0 | 0 | 0 | 0 | 0 | 0 | 0 | 0 | 0 | 0 | 0 | 0 | 0 | 0 | 0 | 0 | 0 | 0 | 0 | 0 | 0 | 0 | 12 | 1
NO |  | 128 | 2015 | 0 | 1 | 1 |  | Kyger Creek | Ohio-W.VA | 0 | 0 |  | 0 | 0 | 0 |  | 0 | 0 | 0 | 0 | 0 | 0 | 0 | 0 | 0 | 0 | 0 | 0 | 0 | 0 | 0 | 0 | 0 | 0 | 0 | 0 | 0 | 0 | 0 | 12 | 0
NO |  | 128 | 2015 | 0 | 2 | 2 |  |  | State Line | 0 | 0 |  | 0 | 0 | 0 |  | 0 | 0 | 0 | 0 | 0 | 0 | 0 | 0 | 0 | 0 | 0 | 0 | 0 | 0 | 0 | 0 | 0 | 0 | 0 | 0 | 0 | 0 | 0 | 12 | 0
NO |  | 128 | 2015 | 0 | 3 | 3 |  |  | Sporn- | 0 | 0 |  | 0 | 0 | 0 | 1.75 in. | 0 | 0 | 0 | 0 | 0 | 0 | 0 | 0 | 0 | 0 | 0 | 0 | 0 | 0 | 0 | 0 | 0 | 0 | 0 | 0 | 0 | 0 | 0 | 12 | 0
NO |  | 128 | 2015 | 0 | 4 | 4 |  |  | Tristate | 345 | 330 | Steel Tower | 0.4 | 0 | 2 | ACSR | 0 | 81232 | 81232 | 0 | 0 | 0 | 0 | 0 | 0 | 0 | 0 | 0 | 0 | 0 | 0 | 0 | 0 | 0 | 0 | 0 | 0 | 0 | 0 | 12 | 0
NO |  | 128 | 2015 | 0 | 6 | 6 |  | Kyger Creek | X-530(DOE) | 345 | 330 | Steel Tower | 50.4 | 0 | 2 | " | 254459 | 3576700 | 3831159 | 0 | 0 | 0 | 0 | 0 | 0 | 0 | 0 | 0 | 0 | 0 | 0 | 0 | 0 | 0 | 0 | 0 | 0 | 0 | 0 | 12 | 0
NO |  | 128 | 2015 | 0 | 8 | 8 |  | Kyger Creek | Don Marquis | 345 | 330 | Steel Tower | 0.8 | 48.3 | 1 |  | 0 | 0 | 0 | 0 | 0 | 0 | 0 | 0 | 0 | 0 | 0 | 0 | 0 | 0 | 0 | 0 | 0 | 0 | 0 | 0 | 0 | 0 | 0 | 12 | 0
NO |  | 128 | 2015 | 0 | 10 | 10 |  | Kyger Creek | Pierce | 345 | 330 | Steel Tower | 119.8 | 0 | 1 | " | 244852 | 3397636 | 3642488 | 0 | 0 | 0 | 0 | 0 | 0 | 0 | 0 | 0 | 0 | 0 | 0 | 0 | 0 | 0 | 0 | 0 | 0 | 0 | 0 | 12 | 0
NO |  | 128 | 2015 | 0 | 12 | 12 |  | Pierce | X-530(DOE) | 345 | 330 | Steel Tower | 71.5 | 0 | 2 | " | 389206 | 5533748 | 5922954 | 0 | 0 | 0 | 0 | 0 | 0 | 0 | 0 | 0 | 0 | 0 | 0 | 0 | 0 | 0 | 0 | 0 | 0 | 0 | 0 | 12 | 0
NO |  | 128 | 2015 | 0 | 14 | 14 |  | Ind.-Kentucky |  | 0 | 0 |  | 0 | 0 | 0 |  | 0 | 0 | 0 | 0 | 0 | 0 | 0 | 0 | 0 | 0 | 0 | 0 | 0 | 0 | 0 | 0 | 0 | 0 | 0 | 0 | 0 | 0 | 0 | 12 | 0
NO |  | 128 | 2015 | 0 | 15 | 15 |  | State Line |  | 0 | 0 |  | 0 | 0 | 0 |  | 0 | 0 | 0 | 0 | 0 | 0 | 0 | 0 | 0 | 0 | 0 | 0 | 0 | 0 | 0 | 0 | 0 | 0 | 0 | 0 | 0 | 0 | 0 | 12 | 0
NO |  | 128 | 2015 | 0 | 16 | 16 |  | (Clifty Creek) | Pierce | 345 | 330 | Steel Tower | 69.6 | 0 | 2 | " | 341839 | 4922293 | 5264132 | 0 | 0 | 0 | 0 | 0 | 0 | 0 | 0 | 0 | 0 | 0 | 0 | 0 | 0 | 0 | 0 | 0 | 0 | 0 | 0 | 12 | 0
NO |  | 128 | 2015 | 0 | 18 | 18 |  | Ind.-Kentucky |  | 0 | 0 |  | 0 | 0 | 0 |  | 0 | 0 | 0 | 0 | 0 | 0 | 0 | 0 | 0 | 0 | 0 | 0 | 0 | 0 | 0 | 0 | 0 | 0 | 0 | 0 | 0 | 0 | 0 | 12 | 0
NO |  | 128 | 2015 | 0 | 19 | 19 |  | State Line |  | 0 | 0 |  | 0 | 0 | 0 |  | 0 | 0 | 0 | 0 | 0 | 0 | 0 | 0 | 0 | 0 | 0 | 0 | 0 | 0 | 0 | 0 | 0 | 0 | 0 | 0 | 0 | 0 | 0 | 12 | 0
NO |  | 128 | 2015 | 0 | 20 | 20 |  | (Dearborn) | Pierce | 345 | 330 | Steel Tower | 33 | 0 | 1 | " | 221853 | 2391061 | 2612914 | 0 | 0 | 0 | 0 | 0 | 0 | 0 | 0 | 0 | 0 | 0 | 0 | 0 | 0 | 0 | 0 | 0 | 0 | 0 | 0 | 12 | 0
NO |  | 128 | 2015 | 0 | 22 | 22 |  | Ind.-Kentucky |  | 0 | 0 |  | 0 | 0 | 0 |  | 0 | 0 | 0 | 0 | 0 | 0 | 0 | 0 | 0 | 0 | 0 | 0 | 0 | 0 | 0 | 0 | 0 | 0 | 0 | 0 | 0 | 0 | 0 | 12 | 0
NO |  | 128 | 2015 | 0 | 23 | 23 |  | State Line |  | 0 | 0 |  | 0 | 0 | 0 |  | 0 | 0 | 0 | 0 | 0 | 0 | 0 | 0 | 0 | 0 | 0 | 0 | 0 | 0 | 0 | 0 | 0 | 0 | 0 | 0 | 0 | 0 | 0 | 12 | 0
NO |  | 128 | 2015 | 0 | 24 | 24 |  | (Dearborn) | Buffington (CG&E) | 345 | 330 | Steel Tower | 0 | 16 | 1 | " | 0 | 0 | 0 | 0 | 0 | 0 | 0 | 651280004 | 0 | 0 | 0 | 0 | 0 | 0 | 0 | 0 | 0 | 0 | 0 | 0 | 0 | 0 | 0 | 12 | 0
NO |  | 128 | 2015 | 0 | 27 | 27 |  | Pierce | Buffington (CG&E) | 345 | 330 | Steel Tower | 0 | 17 | 1 | " | 0 | 0 | 0 | 0 | 0 | 0 | 0 | 651280005 | 0 | 0 | 0 | 0 | 0 | 0 | 0 | 0 | 0 | 0 | 0 | 0 | 0 | 0 | 0 | 12 | 0
NO |  | 128 | 2015 | 0 | 29 | 29 |  | Expenses Applicable |  | 0 | 0 |  | 0 | 0 | 0 |  | 0 | 0 | 0 | 0 | 0 | 0 | 0 | 0 | 0 | 0 | 0 | 0 | 0 | 0 | 0 | 0 | 0 | 0 | 0 | 0 | 0 | 0 | 0 | 12 | 0
NO |  | 128 | 2015 | 0 | 30 | 30 |  | To All Lines |  | 0 | 0 |  | 0 | 0 | 0 |  | 0 | 0 | 0 | 4954757 | 986972 | 0 | 5941729 | 0 | 0 | 0 | 0 | 0 | 0 | 0 | 0 | 0 | 0 | 0 | 0 | 0 | 0 | 0 | 0 | 12 | 0
NO |  | 128 | 2015 | 0 | 36 | 36 |  | TOTAL |  | 0 | 0 |  | 345.5 | 81.3 | 13 |  | 1452209 | 19902670 | 21354879 | 4954757 | 986972 | 0 | 5941729 | 0 | 0 | 0 | 0 | 0 | 0 | 0 | 0 | 0 | 0 | 0 | 0 | 0 | 0 | 0 | 0 | 12 | 0
NO |  | 129 | 2015 | 0 | 1 | 1 |  | Bayview | Kellam (6750) | 69 | 69 | Wood | 20.5 | 0 | 1 | 336 ACSR | 0 | 0 | 0 | 0 | 0 | 0 | 0 | 0 | 0 | 0 | 0 | 0 | 0 | 0 | 0 | 0 | 0 | 0 | 0 | 0 | 0 | 0 | 0 | 12 | 0
NO |  | 129 | 2015 | 0 | 2 | 2 |  | Tasley | Oakhall (6790) | 69 | 69 | Wood | 19.3 | 0 | 1 | 477 ACSR | 0 | 0 | 0 | 0 | 0 | 0 | 0 | 0 | 0 | 0 | 0 | 0 | 0 | 0 | 0 | 0 | 0 | 0 | 0 | 0 | 0 | 0 | 0 | 12 | 0
NO |  | 129 | 2015 | 0 | 3 | 3 |  | Tasley | Oakhall (6778) | 69 | 69 | Wood | 19 | 0 | 1 | 954 ACSR | 0 | 0 | 0 | 0 | 0 | 0 | 0 | 0 | 0 | 0 | 0 | 0 | 0 | 0 | 0 | 0 | 0 | 0 | 0 | 0 | 0 | 0 | 0 | 12 | 0
NO |  | 129 | 2015 | 0 | 4 | 4 |  | Wattsville | Chincoteague (6745) | 69 | 69 | Wood | 9.1 | 0 | 1 | 336 ACSR | 0 | 0 | 0 | 0 | 0 | 0 | 0 | 0 | 0 | 0 | 0 | 0 | 0 | 0 | 0 | 0 | 0 | 0 | 0 | 0 | 0 | 0 | 0 | 12 | 0
NO |  | 129 | 2015 | 0 | 5 | 5 |  | Wattsville | Chincoteague (6746) | 69 | 69 | Wood | 9.1 | 0 | 1 | 336 ACSR | 0 | 0 | 0 | 0 | 0 | 0 | 0 | 0 | 0 | 0 | 0 | 0 | 0 | 0 | 0 | 0 | 0 | 0 | 0 | 0 | 0 | 0 | 0 | 12 | 0
NO |  | 129 | 2015 | 0 | 6 | 6 |  | Wallops Tap | Wallops Island (6748) | 69 | 69 | Wood | 3.5 | 0 | 1 | 336 ACSR | 0 | 0 | 0 | 0 | 0 | 0 | 0 | 0 | 0 | 0 | 0 | 0 | 0 | 0 | 0 | 0 | 0 | 0 | 0 | 0 | 0 | 0 | 0 | 12 | 0
NO |  | 129 | 2015 | 0 | 7 | 7 |  | Tasley | Kellam (6703) | 69 | 69 | Steel | 15.4 | 0 | 1 | 954 ACSR | 0 | 0 | 0 | 0 | 0 | 0 | 0 | 651290026 | 0 | 0 | 0 | 0 | 0 | 0 | 0 | 0 | 0 | 0 | 0 | 0 | 0 | 0 | 0 | 12 | 0
NO |  | 129 | 2015 | 0 | 8 | 8 |  | Tasley | Kellam (6721) | 69 | 69 | Steel | 15.4 | 0 | 1 | 954 ACSR | 0 | 0 | 0 | 0 | 0 | 0 | 0 | 651290027 | 0 | 0 | 0 | 0 | 0 | 0 | 0 | 0 | 0 | 0 | 0 | 0 | 0 | 0 | 0 | 12 | 0
NO |  | 129 | 2015 | 0 | 9 | 9 |  |  |  | 0 | 0 |  | 0 | 0 | 0 |  | 4014916 | 20201679 | 24216595 | 1992576 | 0 | 0 | 1992576 | 0 | 0 | 0 | 0 | 0 | 0 | 0 | 0 | 0 | 0 | 0 | 0 | 0 | 0 | 0 | 0 | 12 | 0
SI/SI | A | 129 | 2015 | 0 | 10 | 10 |  | TOTAL |  | 0 | 0 |  | 111.3 | 0 | 8 |  | 4014916 | 20201679 | 24216595 | 1992576 | 0 | 0 | 1992576 | 0 | 0 | 0 | 0 | 0 | 0 | 0 | 0 | 0 | 0 | 0 | 0 | 0 | 0 | 0 | 0 | 12 | 0
NO |  | 129 | 2015 | 0 | 36 | 36 |  | TOTAL |  | 0 | 0 |  | 111.3 | 0 | 8 |  | 4014916 | 20201679 | 24216595 | 1992576 | 0 | 0 | 1992576 | 0 | 0 | 0 | 0 | 0 | 0 | 0 | 0 | 0 | 0 | 0 | 0 | 0 | 0 | 0 | 0 | 12 | 0
NO |  | 130 | 2015 | 0 | 1 | 1 |  | Blue Mtn Lake | Ft Smith | 500 | 500 | (3) Tower | 46.85 | 0 | 1 | 1024500ACSR | 179736 | 3109820 | 3289556 | 128439 | 60758 | 0 | 189197 | 0 | 0 | 0 | 0 | 0 | 0 | 0 | 0 | 0 | 0 | 0 | 0 | 0 | 0 | 0 | 0 | 12 | 1
NO |  | 130 | 2015 | 0 | 3 | 3 |  | Muskogee | Pittsburgh | 345 | 345 | (3) Tower | 216.31 | 30.47 | 1 | 2167000ACSR | 3596494 | 75872787 | 79469281 | 4122731 | 1950262 | 0 | 6072993 | 0 | 0 | 0 | 0 | 0 | 0 | 0 | 0 | 0 | 0 | 0 | 0 | 0 | 0 | 0 | 0 | 12 | 1
NO |  | 130 | 2015 | 0 | 4 | 4 |  | Kendrick | Cimarron | 345 | 345 | (3) Tower | 64.29 | 0 | 1 | 2167000ACSR | 441999 | 4528261 | 4970260 | 0 | 0 | 0 | 0 | 0 | 0 | 0 | 0 | 0 | 0 | 0 | 0 | 0 | 0 | 0 | 0 | 0 | 0 | 0 | 0 | 12 | 1
NO |  | 130 | 2015 | 0 | 5 | 5 |  | Cimarron | Draper Lake | 345 | 345 | (3) Tower | 89.41 | 2.68 | 1 | 795000ACSR | 2645296 | 13661082 | 16306378 | 0 | 0 | 0 | 0 | 0 | 0 | 0 | 0 | 0 | 0 | 0 | 0 | 0 | 0 | 0 | 0 | 0 | 0 | 0 | 0 | 12 | 1
NO |  | 130 | 2015 | 0 | 6 | 6 |  | Cimarron | Kansas Border | 345 | 345 | (3) Tower | 107.18 | 0 | 1 | 795000ACSR | 348353 | 25541251 | 25889604 | 0 | 0 | 0 | 0 | 0 | 0 | 0 | 0 | 0 | 0 | 0 | 0 | 0 | 0 | 0 | 0 | 0 | 0 | 0 | 0 | 12 | 1
NO |  | 130 | 2015 | 0 | 7 | 7 |  | Draper Lake | Seminole | 345 | 345 | (3) Tower | 44.46 | 44.46 | 1 | 795000ACSR | 224979 | 6677790 | 6902769 | 0 | 0 | 0 | 0 | 0 | 0 | 0 | 0 | 0 | 0 | 0 | 0 | 0 | 0 | 0 | 0 | 0 | 0 | 0 | 0 | 12 | 1
NO |  | 130 | 2015 | 0 | 8 | 8 |  | Seminole Plant | Ashland | 345 | 345 | (3) Tower | 40.29 | 0 | 1 | 795000ACSR | 150971 | 3561391 | 3712362 | 0 | 0 | 0 | 0 | 0 | 0 | 0 | 0 | 0 | 0 | 0 | 0 | 0 | 0 | 0 | 0 | 0 | 0 | 0 | 0 | 12 | 1
NO |  | 130 | 2015 | 0 | 9 | 9 |  | Horseshoe Lake | Draper Lake | 345 | 345 | (3) Tower | 15.86 | 0 | 1 | 795000ACSR | 323506 | 5002616 | 5326122 | 0 | 0 | 0 | 0 | 0 | 0 | 0 | 0 | 0 | 0 | 0 | 0 | 0 | 0 | 0 | 0 | 0 | 0 | 0 | 0 | 12 | 1
NO |  | 130 | 2015 | 0 | 10 | 10 |  | Horseshoe Lake | Seminole Plant | 345 | 345 | (3) Tower | 69.64 | 55.3 | 1 | 795000ACSR | 355579 | 7860645 | 8216224 | 0 | 0 | 0 | 0 | 0 | 0 | 0 | 0 | 0 | 0 | 0 | 0 | 0 | 0 | 0 | 0 | 0 | 0 | 0 | 0 | 12 | 1
NO |  | 130 | 2015 | 0 | 11 | 11 |  | Pecan Creek | Riverside | 345 | 345 | (3) Tower | 32.02 | 3.61 | 1 | 795000ACSR | 418049 | 6766743 | 7184792 | 0 | 0 | 0 | 0 | 0 | 0 | 0 | 0 | 0 | 0 | 0 | 0 | 0 | 0 | 0 | 0 | 0 | 0 | 0 | 0 | 12 | 1
NO |  | 130 | 2015 | 0 | 12 | 12 |  | Sooner | Woodring | 345 | 345 | (3) Tower | 43.18 | 0 | 1 | 795000ACSR | 391482 | 15092240 | 15483722 | 0 | 0 | 0 | 0 | 0 | 0 | 0 | 0 | 0 | 0 | 0 | 0 | 0 | 0 | 0 | 0 | 0 | 0 | 0 | 0 | 12 | 1
NO |  | 130 | 2015 | 0 | 13 | 13 |  | Sooner | Northwest | 345 | 345 | (3) Tower | 69.58 | 0 | 2 | 795000ACSR | 1124708 | 19129222 | 20253930 | 0 | 0 | 0 | 0 | 0 | 0 | 0 | 0 | 0 | 0 | 0 | 0 | 0 | 0 | 0 | 0 | 0 | 0 | 0 | 0 | 12 | 1
NO |  | 130 | 2015 | 0 | 14 | 14 |  | RedBud | Arcadia | 345 | 345 | (3) Tower | 5.09 | 0 | 1 | 795000ACSR | 162923 | 12352 | 175275 | 0 | 0 | 0 | 0 | 0 | 0 | 0 | 0 | 0 | 0 | 0 | 0 | 0 | 0 | 0 | 0 | 0 | 0 | 0 | 0 | 12 | 1
NO |  | 130 | 2015 | 0 | 15 | 15 |  | Northwest | Woodward District EHV | 345 | 345 | (1) Steel | 120 | 0 | 1 | 1590ACSR | 16839780 | 165209745 | 182049525 | 0 | 0 | 0 | 0 | 0 | 0 | 0 | 0 | 0 | 0 | 0 | 0 | 0 | 0 | 0 | 0 | 0 | 0 | 0 | 0 | 12 | 1
NO |  | 130 | 2015 | 0 | 16 | 16 |  | Sooner | Rose Hill | 345 | 345 | (1) Steel | 43.36 | 0 | 1 | 1590ACSR | 1934669 | 43006144 | 44940813 | 0 | 0 | 0 | 0 | 0 | 0 | 0 | 0 | 0 | 0 | 0 | 0 | 0 | 0 | 0 | 0 | 0 | 0 | 0 | 0 | 12 | 1
NO |  | 130 | 2015 | 0 | 17 | 17 |  | Sooner | Cleveland | 345 | 345 | (1) Steel | 36.07 | 0 | 1 | 21590ACSR | 3223221 | 39502253 | 42725474 | 0 | 0 | 0 | 0 | 0 | 0 | 0 | 0 | 0 | 0 | 0 | 0 | 0 | 0 | 0 | 0 | 0 | 0 | 0 | 0 | 12 | 1
NO |  | 130 | 2015 | 0 | 18 | 18 |  | Sunnyside | Hugo | 345 | 345 | (1) Steel | 123.51 | 0 | 1 | 1590ACSR | 11153200 | 132361029 | 143514229 | 0 | 0 | 0 | 0 | 0 | 0 | 0 | 0 | 0 | 0 | 0 | 0 | 0 | 0 | 0 | 0 | 0 | 0 | 0 | 0 | 12 | 1
NO |  | 130 | 2015 | 0 | 19 | 19 |  | Seminole | Muskogee | 345 | 345 | (1) Steel | 103.5 | 13.8 | 1 | 21590ACSR | 8873302 | 108374445 | 117247747 | 0 | 0 | 0 | 0 | 0 | 0 | 0 | 0 | 0 | 0 | 0 | 0 | 0 | 0 | 0 | 0 | 0 | 0 | 0 | 0 | 12 | 1
NO |  | 130 | 2015 | 0 | 20 | 20 |  | Woodward District EHV | Thistle | 345 | 345 | (1) Steel | 76.14 | 76 | 1 | 21590ACSR | 9954792 | 122775650 | 132730442 | 0 | 0 | 0 | 0 | 0 | 0 | 0 | 0 | 0 | 0 | 0 | 0 | 0 | 0 | 0 | 0 | 0 | 0 | 0 | 0 | 12 | 1
NO |  | 130 | 2015 | 0 | 21 | 21 |  | Woodward District EHV | Beaver County | 345 | 345 | (1) Steel | 99.3 | 99.3 | 2 | 21590ACSR | 12098305 | 132795682 | 144893987 | 0 | 0 | 0 | 0 | 0 | 0 | 0 | 0 | 0 | 0 | 0 | 0 | 0 | 0 | 0 | 0 | 0 | 0 | 0 | 0 | 12 | 1
NO |  | 130 | 2015 | 0 | 22 | 22 |  | Woodward District EHV | Border | 345 | 345 | (1) Steel | 94.49 | 0 | 1 | 21590ACSR | 6075929 | 87087175 | 93163104 | 0 | 0 | 0 | 0 | 0 | 0 | 0 | 0 | 0 | 0 | 0 | 0 | 0 | 0 | 0 | 0 | 0 | 0 | 0 | 0 | 12 | 1
NO |  | 130 | 2015 | 0 | 23 | 23 |  | Crossroads Wind | Tatonga | 345 | 345 | (1) Steel | 10.15 | 0 | 1 | 795A33ACSR | 0 | 8401692 | 8401692 | 0 | 0 | 0 | 0 | 0 | 0 | 0 | 0 | 0 | 0 | 0 | 0 | 0 | 0 | 0 | 0 | 0 | 0 | 0 | 0 | 12 | 1
NO |  | 130 | 2015 | 0 | 25 | 25 |  | AES Cogen | Fort Smith | 161 | 161 | (2) Wood | 48.86 | 0 | 1 | 477000ACSR | 439777 | 4458938 | 4898715 | 713006 | 337288 | 0 | 1050294 | 0 | 0 | 0 | 0 | 0 | 0 | 0 | 0 | 0 | 0 | 0 | 0 | 0 | 0 | 0 | 0 | 12 | 1
NO |  | 130 | 2015 | 0 | 26 | 26 |  | Muskogee | Pecan Creek | 161 | 161 | (2) Wood | 28.3 | 0 | 1 | 795000ACSR | 169215 | 6541423 | 6710638 | 0 | 0 | 0 | 0 | 0 | 0 | 0 | 0 | 0 | 0 | 0 | 0 | 0 | 0 | 0 | 0 | 0 | 0 | 0 | 0 | 12 | 1
NO |  | 130 | 2015 | 0 | 27 | 27 |  | Muskogee | Boudinot Tap | 161 | 161 | (2) Wood | 24.3 | 0 | 1 | 636000ACSR | 50089 | 2522110 | 2572199 | 0 | 0 | 0 | 0 | 0 | 0 | 0 | 0 | 0 | 0 | 0 | 0 | 0 | 0 | 0 | 0 | 0 | 0 | 0 | 0 | 12 | 1
NO |  | 130 | 2015 | 0 | 28 | 28 |  | Muskogee | SPA Tap | 161 | 161 | (2) Wood | 4.73 | 0 | 1 | 636000ACSR | 84437 | 440630 | 525067 | 0 | 0 | 0 | 0 | 0 | 0 | 0 | 0 | 0 | 0 | 0 | 0 | 0 | 0 | 0 | 0 | 0 | 0 | 0 | 0 | 12 | 1
NO |  | 130 | 2015 | 0 | 29 | 29 |  | VBI | Massard | 161 | 161 | (2) Wood | 9.17 | 0 | 1 | 636000ACSR | 62595 | 1181668 | 1244263 | 0 | 0 | 0 | 0 | 0 | 0 | 0 | 0 | 0 | 0 | 0 | 0 | 0 | 0 | 0 | 0 | 0 | 0 | 0 | 0 | 12 | 1
NO |  | 130 | 2015 | 0 | 30 | 30 |  | VBI | Third Street | 161 | 161 | (1) Wood | 9.47 | 0 | 1 | 636000ACSR | 13946 | 2392015 | 2405961 | 0 | 0 | 0 | 0 | 0 | 0 | 0 | 0 | 0 | 0 | 0 | 0 | 0 | 0 | 0 | 0 | 0 | 0 | 0 | 0 | 12 | 1
NO |  | 130 | 2015 | 0 | 31 | 31 |  | Fort Smith | Third Street | 161 | 161 | (1) Wood | 6.86 | 0 | 1 | 795000ACSR | 60636 | 1340734 | 1401370 | 0 | 0 | 0 | 0 | 0 | 0 | 0 | 0 | 0 | 0 | 0 | 0 | 0 | 0 | 0 | 0 | 0 | 0 | 0 | 0 | 12 | 1
NO |  | 130 | 2015 | 0 | 32 | 32 |  | Fort Smith | Massard | 161 | 161 | (1) Wood | 15.79 | 0 | 1 | 795000ACSR | 69501 | 3834588 | 3904089 | 0 | 0 | 0 | 0 | 0 | 0 | 0 | 0 | 0 | 0 | 0 | 0 | 0 | 0 | 0 | 0 | 0 | 0 | 0 | 0 | 12 | 1
NO |  | 130 | 2015 | 0 | 33 | 33 |  | Macksteel Tap | Macksteel #2 | 161 | 161 | (1) Steel | 0.55 | 0 | 1 | 795AS22ACSR | 2506 | 330740 | 333246 | 0 | 0 | 0 | 0 | 0 | 0 | 0 | 0 | 0 | 0 | 0 | 0 | 0 | 0 | 0 | 0 | 0 | 0 | 0 | 0 | 12 | 1
NO |  | 130 | 2015 | 0 | 34 | 34 |  | Fort Smith | Quanex | 161 | 161 | (1) Wood | 4.38 | 0 | 1 | 1590000ACSR | 803768 | 2376604 | 3180372 | 0 | 0 | 0 | 0 | 0 | 0 | 0 | 0 | 0 | 0 | 0 | 0 | 0 | 0 | 0 | 0 | 0 | 0 | 0 | 0 | 12 | 1
NO |  | 130 | 2015 | 0 | 35 | 35 |  | Muskogee Tie | North/South | 161 | 161 | (1) Wood | 0.84 | 0 | 1 | 477AS33ACSR | 0 | 230287 | 230287 | 0 | 0 | 0 | 0 | 0 | 0 | 0 | 0 | 0 | 0 | 0 | 0 | 0 | 0 | 0 | 0 | 0 | 0 | 0 | 0 | 12 | 1
NO |  | 130 | 2015 | 0 | 36 | 36 |  | TOTAL |  | 0 | 0 |  | 5166.22 | 522.01 | 100 |  | 110776781 | 1574715563 | 1685492344 | 14163127 | 6699881 | 34788 | 20897796 | 0 | 0 | 0 | 0 | 0 | 0 | 0 | 0 | 0 | 0 | 0 | 0 | 0 | 0 | 0 | 0 | 12 | 1
NO |  | 130 | 2015 | 1 | 1 | 1 |  | Grand Prairie Tap | Grand Prairie (AVEC) | 161 | 161 | (1) Wood | 0.13 | 0 | 1 | 477000ACSR | 0 | 161550 | 161550 | 0 | 0 | 0 | 0 | 0 | 0 | 0 | 0 | 0 | 0 | 0 | 0 | 0 | 0 | 0 | 0 | 0 | 0 | 0 | 0 | 12 | 1
NO |  | 130 | 2015 | 1 | 2 | 2 |  | VBI | Helberg | 161 | 161 | (1) Wood | 31.32 | 0 | 1 | 795AS33ACSR | 585771 | 5376662 | 5962433 | 0 | 0 | 0 | 0 | 0 | 0 | 0 | 0 | 0 | 0 | 0 | 0 | 0 | 0 | 0 | 0 | 0 | 0 | 0 | 0 | 12 | 1
NO |  | 130 | 2015 | 1 | 3 | 3 |  | Little Spadra | Spadra Clarkesville | 161 | 161 | (1) Steel | 5.96 | 0 | 1 | 795AS33ACSR | 631152 | 3699297 | 4330449 | 0 | 0 | 0 | 0 | 0 | 0 | 0 | 0 | 0 | 0 | 0 | 0 | 0 | 0 | 0 | 0 | 0 | 0 | 0 | 0 | 12 | 1
NO |  | 130 | 2015 | 1 | 4 | 4 |  | Muskogee Port Tap | Muskogee Port | 161 | 161 | (1) Steel | 1.78 | 0 | 1 | 795AS33ACSR | 107755 | 1345848 | 1453603 | 0 | 0 | 0 | 0 | 0 | 0 | 0 | 0 | 0 | 0 | 0 | 0 | 0 | 0 | 0 | 0 | 0 | 0 | 0 | 0 | 12 | 1
NO |  | 130 | 2015 | 1 | 5 | 5 |  | Gerber Tap | Gerber Rd Tap | 161 | 161 | (1) Steel | 0.4 | 0 | 1 | 477000AS33 | 0 | 156953 | 156953 | 0 | 0 | 0 | 0 | 0 | 0 | 0 | 0 | 0 | 0 | 0 | 0 | 0 | 0 | 0 | 0 | 0 | 0 | 0 | 0 | 12 | 1
NO |  | 130 | 2015 | 1 | 6 | 6 |  | Helburg | Altus | 161 | 161 | (1) Steel | 5.77 | 0 | 1 | 795AS33ACSR | 806877 | 1659772 | 2466649 | 0 | 0 | 0 | 0 | 0 | 0 | 0 | 0 | 0 | 0 | 0 | 0 | 0 | 0 | 0 | 0 | 0 | 0 | 0 | 0 | 12 | 1
NO |  | 130 | 2015 | 1 | 7 | 7 |  | Massard | Oak Park | 161 | 161 | (1) Steel | 7.76 | 0 | 1 | 795ACSR | 1794881 | 4543705 | 6338586 | 0 | 0 | 0 | 0 | 0 | 0 | 0 | 0 | 0 | 0 | 0 | 0 | 0 | 0 | 0 | 0 | 0 | 0 | 0 | 0 | 12 | 1
NO |  | 130 | 2015 | 1 | 8 | 8 |  | Altus | Littla Spadra | 161 | 161 | (1) Steel | 20.6 | 0 | 1 | 795AS33ACSR | 697704 | 2330140 | 3027844 | 0 | 0 | 0 | 0 | 0 | 0 | 0 | 0 | 0 | 0 | 0 | 0 | 0 | 0 | 0 | 0 | 0 | 0 | 0 | 0 | 12 | 1
NO |  | 130 | 2015 | 1 | 9 | 9 |  | Igo | Razorback | 161 | 161 | (1) Steel | 9.52 | 0 | 1 | 795000ACSR | 127987 | 8566888 | 8694875 | 0 | 0 | 0 | 0 | 0 | 0 | 0 | 0 | 0 | 0 | 0 | 0 | 0 | 0 | 0 | 0 | 0 | 0 | 0 | 0 | 12 | 1
NO |  | 130 | 2015 | 1 | 10 | 10 |  | Razorback | Short Mountain | 161 | 161 | (1) Steel | 12.91 | 0 | 1 | 795000ACSR | 100003 | 9404482 | 9504485 | 0 | 0 | 0 | 0 | 0 | 0 | 0 | 0 | 0 | 0 | 0 | 0 | 0 | 0 | 0 | 0 | 0 | 0 | 0 | 0 | 12 | 1
NO |  | 130 | 2015 | 1 | 11 | 11 |  | Branch | Short Mountain | 161 | 161 | (1) Steel | 10.68 | 0 | 1 | 795AS33ACSR | 79779 | 5483676 | 5563455 | 0 | 0 | 0 | 0 | 0 | 0 | 0 | 0 | 0 | 0 | 0 | 0 | 0 | 0 | 0 | 0 | 0 | 0 | 0 | 0 | 12 | 1
NO |  | 130 | 2015 | 1 | 13 | 13 |  | Arklahoma | Danville | 154 | 154 | (2) Wood | 0 | 0 | 0 | 250V12CU | 101 | 956678 | 956779 | 0 | 0 | 0 | 0 | 0 | 0 | 0 | 0 | 0 | 0 | 0 | 0 | 0 | 0 | 0 | 0 | 0 | 0 | 0 | 0 | 12 | 1
NO |  | 130 | 2015 | 1 | 15 | 15 |  | Osage | S 4th St Enid | 138 | 138 | (2) Wood | 50.6 | 0 | 1 | 3364000ACSR | 247370 | 3609343 | 3856713 | 5491501 | 2597760 | 0 | 8089261 | 0 | 0 | 0 | 0 | 0 | 0 | 0 | 0 | 0 | 0 | 0 | 0 | 0 | 0 | 0 | 0 | 12 | 1
NO |  | 130 | 2015 | 1 | 16 | 16 |  | Horseshoe Lake | Draper | 138 | 138 | (2) Wood | 381.31 | 51.27 | 1 | 795000ACSR | 3438156 | 82644008 | 86082164 | 0 | 0 | 0 | 0 | 0 | 0 | 0 | 0 | 0 | 0 | 0 | 0 | 0 | 0 | 0 | 0 | 0 | 0 | 0 | 0 | 12 | 1
NO |  | 130 | 2015 | 1 | 17 | 17 |  | Horseshoe Lake | Maud Tap | 138 | 138 | (2) Wood | 39.48 | 0 | 1 | 336400ACSR | 89815 | 3754802 | 3844617 | 0 | 0 | 0 | 0 | 0 | 0 | 0 | 0 | 0 | 0 | 0 | 0 | 0 | 0 | 0 | 0 | 0 | 0 | 0 | 0 | 12 | 1
NO |  | 130 | 2015 | 1 | 18 | 18 |  | Seminole | Arbuckle | 138 | 138 | (2) Wood | 63.75 | 6.34 | 1 | 336400ACSR | 139491 | 9249618 | 9389109 | 0 | 0 | 0 | 0 | 0 | 0 | 0 | 0 | 0 | 0 | 0 | 0 | 0 | 0 | 0 | 0 | 0 | 0 | 0 | 0 | 12 | 1
NO |  | 130 | 2015 | 1 | 19 | 19 |  | Horseshoe Lake | Sooner | 138 | 138 | (2) Wood | 234.4 | 32.12 | 1 | 477000ACSR | 1110849 | 38848217 | 39959066 | 0 | 0 | 0 | 0 | 0 | 0 | 0 | 0 | 0 | 0 | 0 | 0 | 0 | 0 | 0 | 0 | 0 | 0 | 0 | 0 | 12 | 1
NO |  | 130 | 2015 | 1 | 20 | 20 |  | Osage | KG&E | 138 | 138 | (2) Wood | 34.26 | 0 | 1 | 477000ACSR | 75662 | 3674394 | 3750056 | 0 | 0 | 0 | 0 | 0 | 0 | 0 | 0 | 0 | 0 | 0 | 0 | 0 | 0 | 0 | 0 | 0 | 0 | 0 | 0 | 12 | 1
NO |  | 130 | 2015 | 1 | 21 | 21 |  | Cleo Corner Tap | Cleo Pipeline | 138 | 138 | (1) Steel | 3.34 | 0 | 2 | 795SCSR | 1057 | 1254726 | 1255783 | 0 | 0 | 0 | 0 | 0 | 0 | 0 | 0 | 0 | 0 | 0 | 0 | 0 | 0 | 0 | 0 | 0 | 0 | 0 | 0 | 12 | 1
NO |  | 130 | 2015 | 1 | 22 | 22 |  | Horseshoe Lake | Lincoln County | 138 | 138 | (2) Wood | 59.67 | 0 | 1 | 636000ACSR | 342296 | 9098913 | 9441209 | 0 | 0 | 0 | 0 | 0 | 0 | 0 | 0 | 0 | 0 | 0 | 0 | 0 | 0 | 0 | 0 | 0 | 0 | 0 | 0 | 12 | 1
NO |  | 130 | 2015 | 1 | 23 | 23 |  | Bristow | Riverside | 138 | 138 | (2) Wood | 48.15 | 5.06 | 1 | 795000ACSR | 719738 | 10777551 | 11497289 | 0 | 0 | 0 | 0 | 0 | 0 | 0 | 0 | 0 | 0 | 0 | 0 | 0 | 0 | 0 | 0 | 0 | 0 | 0 | 0 | 12 | 1
NO |  | 130 | 2015 | 1 | 24 | 24 |  | Earlywine | Sunnyside | 138 | 138 | (2) Wood | 229.6 | 1.91 | 1 | 795000ACSR | 1464874 | 26393535 | 27858409 | 0 | 0 | 0 | 0 | 0 | 0 | 0 | 0 | 0 | 0 | 0 | 0 | 0 | 0 | 0 | 0 | 0 | 0 | 0 | 0 | 12 | 1
NO |  | 130 | 2015 | 1 | 25 | 25 |  | Arbuckle | Chickasaw | 138 | 138 | (2) Wood | 31.28 | 0 | 1 | 477000ACSR | 173451 | 4908896 | 5082347 | 0 | 0 | 0 | 0 | 0 | 0 | 0 | 0 | 0 | 0 | 0 | 0 | 0 | 0 | 0 | 0 | 0 | 0 | 0 | 0 | 12 | 1
NO |  | 130 | 2015 | 1 | 26 | 26 |  | Cimarron | Cornville | 138 | 138 | (2) Wood | 8.7 | 2.72 | 1 | 795000ACSR | 36475 | 616641 | 653116 | 0 | 0 | 0 | 0 | 0 | 0 | 0 | 0 | 0 | 0 | 0 | 0 | 0 | 0 | 0 | 0 | 0 | 0 | 0 | 0 | 12 | 1
NO |  | 130 | 2015 | 1 | 27 | 27 |  | Chicasaw | Russet | 138 | 138 | (2) Wood | 38.54 | 0 | 1 | 477000ACSR | 568831 | 4357692 | 4926523 | 0 | 0 | 0 | 0 | 0 | 0 | 0 | 0 | 0 | 0 | 0 | 0 | 0 | 0 | 0 | 0 | 0 | 0 | 0 | 0 | 12 | 1
NO |  | 130 | 2015 | 1 | 28 | 28 |  | Osage | Shidler | 138 | 138 | (2) Wood | 19.67 | 0 | 1 | 477000ACSR | 22778 | 2252351 | 2275129 | 0 | 0 | 0 | 0 | 0 | 0 | 0 | 0 | 0 | 0 | 0 | 0 | 0 | 0 | 0 | 0 | 0 | 0 | 0 | 0 | 12 | 1
NO |  | 130 | 2015 | 1 | 29 | 29 |  | Maud Tap | Paoli | 138 | 138 | (2) Wood | 58.44 | 0 | 1 | 795000ACSR | 197456 | 4170046 | 4367502 | 0 | 0 | 0 | 0 | 0 | 0 | 0 | 0 | 0 | 0 | 0 | 0 | 0 | 0 | 0 | 0 | 0 | 0 | 0 | 0 | 12 | 1
NO |  | 130 | 2015 | 1 | 30 | 30 |  | Arbuckle | Brown Tap | 138 | 138 | (2) Wood | 65.51 | 0 | 1 | 477000ACSR | 132882 | 5593669 | 5726551 | 0 | 0 | 0 | 0 | 0 | 0 | 0 | 0 | 0 | 0 | 0 | 0 | 0 | 0 | 0 | 0 | 0 | 0 | 0 | 0 | 12 | 1
NO |  | 130 | 2015 | 1 | 31 | 31 |  | Cleo Corner | Woodward District EHV | 138 | 138 | (2) Wood | 57 | 4.3 | 1 | 266800ACSR | 48837 | 2986976 | 3035813 | 0 | 0 | 0 | 0 | 0 | 0 | 0 | 0 | 0 | 0 | 0 | 0 | 0 | 0 | 0 | 0 | 0 | 0 | 0 | 0 | 12 | 1
NO |  | 130 | 2015 | 1 | 32 | 32 |  | Bristow | Cushing Tap | 138 | 138 | (2) Wood | 26.83 | 0 | 1 | 477000ACSR | 61515 | 2903248 | 2964763 | 0 | 0 | 0 | 0 | 0 | 0 | 0 | 0 | 0 | 0 | 0 | 0 | 0 | 0 | 0 | 0 | 0 | 0 | 0 | 0 | 12 | 1
NO |  | 130 | 2015 | 1 | 33 | 33 |  | Brown Spa | Yuba WFEC Interconnect | 138 | 138 | (2) Wood | 41.35 | 0 | 1 | 477000ACSR | 140854 | 4022537 | 4163391 | 0 | 0 | 0 | 0 | 0 | 0 | 0 | 0 | 0 | 0 | 0 | 0 | 0 | 0 | 0 | 0 | 0 | 0 | 0 | 0 | 12 | 1
NO |  | 130 | 2015 | 1 | 34 | 34 |  | Fixico | PSO Tap | 138 | 138 | (1) Wood | 1.43 | 0 | 1 | 477000ACSR | 88803 | 71610 | 160413 | 0 | 0 | 0 | 0 | 0 | 0 | 0 | 0 | 0 | 0 | 0 | 0 | 0 | 0 | 0 | 0 | 0 | 0 | 0 | 0 | 12 | 1
NO |  | 130 | 2015 | 1 | 35 | 35 |  | El Reno | WFEC@Taloga | 138 | 138 | (2) Wood | 80.07 | 0 | 1 | 477000ACSR | 406862 | 6644945 | 7051807 | 0 | 0 | 0 | 0 | 0 | 0 | 0 | 0 | 0 | 0 | 0 | 0 | 0 | 0 | 0 | 0 | 0 | 0 | 0 | 0 | 12 | 1
NO |  | 130 | 2015 | 2 | 1 | 1 |  | Arbuckle | Park Lane | 138 | 138 | (2) Wood | 22.73 | 0 | 1 | 795000ACSR | 13990 | 1112743 | 1126733 | 0 | 0 | 0 | 0 | 0 | 0 | 0 | 0 | 0 | 0 | 0 | 0 | 0 | 0 | 0 | 0 | 0 | 0 | 0 | 0 | 12 | 1
NO |  | 130 | 2015 | 2 | 2 | 2 |  | S. 4th St Sub | Cleo Corner | 138 | 138 | (2) Wood | 30.96 | 0 | 1 | 795000ACSR | 63508 | 2316765 | 2380273 | 0 | 0 | 0 | 0 | 0 | 0 | 0 | 0 | 0 | 0 | 0 | 0 | 0 | 0 | 0 | 0 | 0 | 0 | 0 | 0 | 12 | 1
NO |  | 130 | 2015 | 2 | 3 | 3 |  | Woodring | Glenwood | 138 | 138 | (2) Wood | 16.5 | 0 | 1 | 795000ACSR | 193208 | 3218690 | 3411898 | 0 | 0 | 0 | 0 | 0 | 0 | 0 | 0 | 0 | 0 | 0 | 0 | 0 | 0 | 0 | 0 | 0 | 0 | 0 | 0 | 12 | 1
NO |  | 130 | 2015 | 2 | 4 | 4 |  | Breckinridge Tap | NE Enid Sub | 138 | 138 | (2) Steel | 6.73 | 0 | 1 | 795000ACSR | 55301 | 1378967 | 1434268 | 0 | 0 | 0 | 0 | 0 | 0 | 0 | 0 | 0 | 0 | 0 | 0 | 0 | 0 | 0 | 0 | 0 | 0 | 0 | 0 | 12 | 1
NO |  | 130 | 2015 | 2 | 5 | 5 |  | Dewey | Iodine | 138 | 138 | (1) Wood | 23.47 | 0 | 1 | 795000ACSR | 82284 | 1330936 | 1413220 | 0 | 0 | 0 | 0 | 0 | 0 | 0 | 0 | 0 | 0 | 0 | 0 | 0 | 0 | 0 | 0 | 0 | 0 | 0 | 0 | 12 | 1
NO |  | 130 | 2015 | 2 | 6 | 6 |  | Polecat Creek Tap | Polecat Creek Sub | 138 | 138 | (2) Steel | 1.55 | 0 | 1 | 477000ACSR | 513 | 732828 | 733341 | 0 | 0 | 0 | 0 | 0 | 0 | 0 | 0 | 0 | 0 | 0 | 0 | 0 | 0 | 0 | 0 | 0 | 0 | 0 | 0 | 12 | 1
NO |  | 130 | 2015 | 2 | 7 | 7 |  | SE 15th | Glendale Sub | 138 | 138 | (2) Steel | 2.05 | 0 | 1 | 795000ACSR | 233786 | 558618 | 792404 | 0 | 0 | 0 | 0 | 0 | 0 | 0 | 0 | 0 | 0 | 0 | 0 | 0 | 0 | 0 | 0 | 0 | 0 | 0 | 0 | 12 | 1
NO |  | 130 | 2015 | 2 | 8 | 8 |  | Glenwood | NE Enid | 138 | 138 | (1) Steel | 8.07 | 0 | 1 | 795000ACSR | 16760 | 2779178 | 2795938 | 0 | 0 | 0 | 0 | 0 | 0 | 0 | 0 | 0 | 0 | 0 | 0 | 0 | 0 | 0 | 0 | 0 | 0 | 0 | 0 | 12 | 1
NO |  | 130 | 2015 | 2 | 9 | 9 |  | Division | Piedmont | 138 | 138 | (1) Steel | 7.99 | 0.81 | 1 | 795000ACSR | 1426429 | 3382491 | 4808920 | 0 | 0 | 0 | 0 | 0 | 0 | 0 | 0 | 0 | 0 | 0 | 0 | 0 | 0 | 0 | 0 | 0 | 0 | 0 | 0 | 12 | 1
NO |  | 130 | 2015 | 2 | 10 | 10 |  | Chitwood | Louis Garber | 138 | 138 | (1) Steel | 5.84 | 0 | 1 | 795000ACSR | 1179261 | 2863404 | 4042665 | 0 | 0 | 0 | 0 | 0 | 0 | 0 | 0 | 0 | 0 | 0 | 0 | 0 | 0 | 0 | 0 | 0 | 0 | 0 | 0 | 12 | 1
NO |  | 130 | 2015 | 2 | 11 | 11 |  | Woodward District EHV | Iodine | 138 | 138 | (1) Steel | 13.56 | 2.32 | 1 | 795000ACSR | 623718 | 6303808 | 6927526 | 0 | 0 | 0 | 0 | 0 | 0 | 0 | 0 | 0 | 0 | 0 | 0 | 0 | 0 | 0 | 0 | 0 | 0 | 0 | 0 | 12 | 1
NO |  | 130 | 2015 | 2 | 12 | 12 |  | Centennial | Woodward District | 138 | 138 | (1) Steel | 33.17 | 0 | 1 | 477000ACSR | 201920 | 9391133 | 9593053 | 0 | 0 | 0 | 0 | 0 | 0 | 0 | 0 | 0 | 0 | 0 | 0 | 0 | 0 | 0 | 0 | 0 | 0 | 0 | 0 | 12 | 1
NO |  | 130 | 2015 | 2 | 13 | 13 |  | Arcadia Tap | Louis Garber | 138 | 138 | (1) Steel | 5.7 | 0 | 1 | 795000ACSR | 0 | 1254184 | 1254184 | 0 | 0 | 0 | 0 | 0 | 0 | 0 | 0 | 0 | 0 | 0 | 0 | 0 | 0 | 0 | 0 | 0 | 0 | 0 | 0 | 12 | 1
NO |  | 130 | 2015 | 2 | 14 | 14 |  | Enid Industrial Tap | Enid Industrial | 138 | 138 | (1) Steel | 2.61 | 0 | 1 | 795000ACSR | 74210 | 1292449 | 1366659 | 0 | 0 | 0 | 0 | 0 | 0 | 0 | 0 | 0 | 0 | 0 | 0 | 0 | 0 | 0 | 0 | 0 | 0 | 0 | 0 | 12 | 1
NO |  | 130 | 2015 | 2 | 15 | 15 |  | Warwick | Bellcow | 138 | 138 | (1) Steel | 10.8 | 0 | 1 | 1020AL23 | 1241141 | 4904823 | 6145964 | 0 | 0 | 0 | 0 | 0 | 0 | 0 | 0 | 0 | 0 | 0 | 0 | 0 | 0 | 0 | 0 | 0 | 0 | 0 | 0 | 12 | 1
NO |  | 130 | 2015 | 2 | 16 | 16 |  | McClain Sub | 134th & Penn Tap | 138 | 138 | (1) Steel | 4.99 | 0 | 1 | 477000AS33 | 376600 | 7079520 | 7456120 | 0 | 0 | 0 | 0 | 0 | 0 | 0 | 0 | 0 | 0 | 0 | 0 | 0 | 0 | 0 | 0 | 0 | 0 | 0 | 0 | 12 | 1
NO |  | 130 | 2015 | 2 | 17 | 17 |  | Cowboy Hill Tap | Cowboy Hill | 138 | 138 | (1) Steel | 1.07 | 0 | 1 | 477000ACSR | 267915 | 521766 | 789681 | 0 | 0 | 0 | 0 | 0 | 0 | 0 | 0 | 0 | 0 | 0 | 0 | 0 | 0 | 0 | 0 | 0 | 0 | 0 | 0 | 12 | 1
NO |  | 130 | 2015 | 2 | 18 | 18 |  | Bennington | Bluebird | 138 | 138 | (1) Steel | 4.1 | 0 | 1 | 477000AS33 | 104979 | 1881764 | 1986743 | 0 | 0 | 0 | 0 | 0 | 0 | 0 | 0 | 0 | 0 | 0 | 0 | 0 | 0 | 0 | 0 | 0 | 0 | 0 | 0 | 12 | 1
NO |  | 130 | 2015 | 2 | 19 | 19 |  | OU Spirit Wind Farm | Woodward District EHV | 138 | 138 | (1) Steel | 7.42 | 0 | 1 | 795000AS33 | 0 | 3422613 | 3422613 | 0 | 0 | 0 | 0 | 0 | 0 | 0 | 0 | 0 | 0 | 0 | 0 | 0 | 0 | 0 | 0 | 0 | 0 | 0 | 0 | 12 | 1
NO |  | 130 | 2015 | 2 | 20 | 20 |  | Woodward Dist EHV | Woodward Dist Line 1 | 138 | 138 | (1) Steel | 4.4 | 0 | 1 | 795000AS33 | 57670 | 3662963 | 3720633 | 0 | 0 | 0 | 0 | 0 | 0 | 0 | 0 | 0 | 0 | 0 | 0 | 0 | 0 | 0 | 0 | 0 | 0 | 0 | 0 | 12 | 1
NO |  | 130 | 2015 | 2 | 21 | 21 |  | Woodward Dist EHV | Woodward Dist Line 2 | 138 | 138 | (1) Steel | 8.86 | 0 | 1 | 795000AS33 | 152999 | 4798381 | 4951380 | 0 | 0 | 0 | 0 | 0 | 0 | 0 | 0 | 0 | 0 | 0 | 0 | 0 | 0 | 0 | 0 | 0 | 0 | 0 | 0 | 12 | 1
NO |  | 130 | 2015 | 2 | 22 | 22 |  | Johnston County | Caney Creek | 138 | 138 | (1) Steel | 27.07 | 0 | 1 | 795000ACSR | 478910 | 13859716 | 14338626 | 0 | 0 | 0 | 0 | 0 | 0 | 0 | 0 | 0 | 0 | 0 | 0 | 0 | 0 | 0 | 0 | 0 | 0 | 0 | 0 | 12 | 1
NO |  | 130 | 2015 | 2 | 23 | 23 |  | Bellcow | Bristow | 138 | 138 | (1) Steel | 33.45 | 0 | 1 | 795000AS33 | 874326 | 2395003 | 3269329 | 0 | 0 | 0 | 0 | 0 | 0 | 0 | 0 | 0 | 0 | 0 | 0 | 0 | 0 | 0 | 0 | 0 | 0 | 0 | 0 | 12 | 1
NO |  | 130 | 2015 | 2 | 24 | 24 |  | Cottonwood Creek | Crescent | 138 | 138 | (1) Steel | 13.6 | 0 | 1 | 795000ACSR | 0 | 0 | 0 | 0 | 0 | 0 | 0 | 0 | 0 | 0 | 0 | 0 | 0 | 0 | 0 | 0 | 0 | 0 | 0 | 0 | 0 | 0 | 0 | 12 | 1
NO |  | 130 | 2015 | 2 | 25 | 25 |  | Renfrow | Grant County | 138 | 138 | (1) Steel | 11.29 | 0 | 1 | 795000ACSR | 260762 | 4438761 | 4699523 | 0 | 0 | 0 | 0 | 0 | 0 | 0 | 0 | 0 | 0 | 0 | 0 | 0 | 0 | 0 | 0 | 0 | 0 | 0 | 0 | 12 | 1
NO |  | 130 | 2015 | 2 | 26 | 26 |  | Cushing Tap | Stillwater | 138 | 138 | (2) Wood | 23.21 | 0 | 1 | 477000ACSR | 187742 | 3719647 | 3907389 | 0 | 0 | 0 | 0 | 0 | 0 | 0 | 0 | 0 | 0 | 0 | 0 | 0 | 0 | 0 | 0 | 0 | 0 | 0 | 0 | 12 | 1
NO |  | 130 | 2015 | 2 | 27 | 27 |  | Spring Valley Tap | Knipe | 138 | 138 | (2) Wood | 8.69 | 0 | 1 | 795000ACSR | 49194 | 718189 | 767383 | 0 | 0 | 0 | 0 | 0 | 0 | 0 | 0 | 0 | 0 | 0 | 0 | 0 | 0 | 0 | 0 | 0 | 0 | 0 | 0 | 12 | 1
NO |  | 130 | 2015 | 2 | 28 | 28 |  | Deadman Creek Tap | Deadman Creek | 138 | 138 | (1) Steel | 5.27 | 0 | 1 | 795000ACSR | 81541 | 1033933 | 1115474 | 0 | 0 | 0 | 0 | 0 | 0 | 0 | 0 | 0 | 0 | 0 | 0 | 0 | 0 | 0 | 0 | 0 | 0 | 0 | 0 | 12 | 1
NO |  | 130 | 2015 | 2 | 29 | 29 |  | Tall Bear Tap | Tall Bear | 138 | 138 | (1) Steel | 1.61 | 0 | 1 | 795000ACSR | 616 | 3080417 | 3081033 | 0 | 0 | 0 | 0 | 0 | 0 | 0 | 0 | 0 | 0 | 0 | 0 | 0 | 0 | 0 | 0 | 0 | 0 | 0 | 0 | 12 | 1
NO |  | 130 | 2015 | 2 | 30 | 30 |  | Greenwood | Linwood | 138 | 138 | (1) Wood | 7.85 | 0 | 1 | 795000ACSR | 266026 | 5213068 | 5479094 | 0 | 0 | 0 | 0 | 0 | 0 | 0 | 0 | 0 | 0 | 0 | 0 | 0 | 0 | 0 | 0 | 0 | 0 | 0 | 0 | 12 | 1
NO |  | 130 | 2015 | 2 | 31 | 31 |  | Bristow | Pecan Creek | 138 | 138 | (2) Wood | 47.02 | 5.74 | 1 | 636000ACSR | 0 | 35193 | 35193 | 0 | 0 | 0 | 0 | 0 | 0 | 0 | 0 | 0 | 0 | 0 | 0 | 0 | 0 | 0 | 0 | 0 | 0 | 0 | 0 | 12 | 1
NO |  | 130 | 2015 | 2 | 32 | 32 |  | Renfrow | Chikaskia | 138 | 138 | (1) Steel | 28.1 | 0 | 1 | 795000ACSR | 1047625 | 10114633 | 11162258 | 0 | 0 | 0 | 0 | 0 | 0 | 0 | 0 | 0 | 0 | 0 | 0 | 0 | 0 | 0 | 0 | 0 | 0 | 0 | 0 | 12 | 1
SI/SI | A | 130 | 2015 | 2 | 34 | 34 |  | 69 KV |  | 69 | 69 |  | 1352.35 | 83.8 | 0 |  | 4450042 | 142419858 | 146869900 | 3707450 | 1753813 | 0 | 5461263 | 0 | 0 | 0 | 0 | 0 | 0 | 0 | 0 | 0 | 0 | 0 | 0 | 0 | 0 | 0 | 0 | 12 | 1
NO |  | 130 | 2015 | 2 | 35 | 35 |  | Undistributed Rents |  | 0 | 0 |  | 0 | 0 | 0 |  | 0 | 0 | 0 | 0 | 0 | 34788 | 34788 | 0 | 0 | 0 | 0 | 0 | 0 | 0 | 0 | 0 | 0 | 0 | 0 | 0 | 0 | 0 | 0 | 12 | 1
NO |  | 131 | 2015 | 0 | 1 | 1 |  | Bowline Point (L67) | West Haverstraw Trans str. | 345 | 345 | Underground | 1.69 | 0 | 1 | 2000 kCM Cu. | 0 | 0 | 0 | 0 | 0 | 0 | 0 | 0 | 0 | 0 | 0 | 0 | 0 | 0 | 0 | 0 | 0 | 0 | 0 | 0 | 0 | 0 | 0 | 12 | 1
NO |  | 131 | 2015 | 0 | 2 | 2 |  | Bowline Point (L68) | West Haverstraw Trans str. | 345 | 345 | Underground | 1.69 | 0 | 1 | 2000 kCM Cu. | 0 | 0 | 0 | 0 | 0 | 0 | 0 | 0 | 0 | 0 | 0 | 0 | 0 | 0 | 0 | 0 | 0 | 0 | 0 | 0 | 0 | 0 | 0 | 12 | 1
NO |  | 131 | 2015 | 0 | 3 | 3 |  | West Haverstraw (L 67, 68) | Ladentown | 345 | 345 | Steel Pole | 4.98 | 4.98 | 2 | 2-2493 kCM ACAR | 0 | 0 | 0 | 0 | 0 | 0 | 0 | 0 | 0 | 0 | 0 | 0 | 0 | 0 | 0 | 0 | 0 | 0 | 0 | 0 | 0 | 0 | 0 | 12 | 1
NO |  | 131 | 2015 | 0 | 4 | 4 |  | West Haverstraw 345 KV(L671 | Tap Line 67 | 345 | 345 | Frame | 0.01 | 0 | 1 | 2-2493 kCM ACAR | 0 | 0 | 0 | 0 | 0 | 0 | 0 | 0 | 0 | 0 | 0 | 0 | 0 | 0 | 0 | 0 | 0 | 0 | 0 | 0 | 0 | 0 | 0 | 12 | 1
NO |  | 131 | 2015 | 0 | 5 | 5 |  | Ramapo 345 KV (L69, 70) | NY/NJ Stateline | 345 | 345 | Steel Tower | 3.46 | 3.46 | 2 | 2-1590 kCM ACSR | 0 | 0 | 0 | 0 | 0 | 0 | 0 | 0 | 0 | 0 | 0 | 0 | 0 | 0 | 0 | 0 | 0 | 0 | 0 | 0 | 0 | 0 | 0 | 12 | 1
NO |  | 131 | 2015 | 0 | 6 | 6 |  | Ramapo 345 KV (L77) | Rock Tavern (CHG&E) | 345 | 345 | Steel Tower | 24.88 | 0 | 1 | 2-1590 kCM ACSR | 0 | 0 | 0 | 0 | 0 | 0 | 0 | 0 | 0 | 0 | 0 | 0 | 0 | 0 | 0 | 0 | 0 | 0 | 0 | 0 | 0 | 0 | 0 | 12 | 1
NO |  | 131 | 2015 | 0 | 7 | 7 |  | Ramapo 345 KV (W72) | Ladentown | 345 | 345 | Steel Pole | 0 | 5.28 | 1 | 2-2493 kCM ACAR | 0 | 0 | 0 | 0 | 0 | 0 | 0 | 0 | 0 | 0 | 0 | 0 | 0 | 0 | 0 | 0 | 0 | 0 | 0 | 0 | 0 | 0 | 0 | 12 | 1
NO |  | 131 | 2015 | 0 | 8 | 8 |  | Ladentown (Y88) | Buchanan (Con Ed) | 345 | 345 | Steel Pole | 0 | 9.37 | 1 | 2-2493 kCM ACAR | 0 | 0 | 0 | 0 | 0 | 0 | 0 | 0 | 0 | 0 | 0 | 0 | 0 | 0 | 0 | 0 | 0 | 0 | 0 | 0 | 0 | 0 | 0 | 12 | 1
NO |  | 131 | 2015 | 0 | 9 | 9 |  | Ramapo 345 KV (L94) | Buchanan (Con Ed) | 345 | 345 | Steel Pole | 14.65 | 0 | 1 | 2-2493 kCM ACAR | 0 | 0 | 0 | 0 | 0 | 0 | 0 | 0 | 0 | 0 | 0 | 0 | 0 | 0 | 0 | 0 | 0 | 0 | 0 | 0 | 0 | 0 | 0 | 12 | 1
NO |  | 131 | 2015 | 0 | 10 | 10 |  | Ramapo 138 KV (L26) | Sugarloaf | 138 | 115 | Wood | 1.21 | 0 | 1 | 1272 kCM ACSR | 0 | 0 | 0 | 0 | 0 | 0 | 0 | 0 | 0 | 0 | 0 | 0 | 0 | 0 | 0 | 0 | 0 | 0 | 0 | 0 | 0 | 0 | 0 | 12 | 1
NO |  | 131 | 2015 | 0 | 11 | 11 |  | Ramapo 138 KV (L26) | Sugarloaf | 138 | 115 | Steel Tower | 0.86 | 0 | 1 | 1033.5 kCM ACSR | 0 | 0 | 0 | 0 | 0 | 0 | 0 | 0 | 0 | 0 | 0 | 0 | 0 | 0 | 0 | 0 | 0 | 0 | 0 | 0 | 0 | 0 | 0 | 12 | 1
NO |  | 131 | 2015 | 0 | 12 | 12 |  | Ramapo 138 KV (L26) | Sugarloaf | 138 | 115 | Steel Tower | 14.64 | 0 | 1 | 2-336.4 kCM ACSR | 0 | 0 | 0 | 0 | 0 | 0 | 0 | 0 | 0 | 0 | 0 | 0 | 0 | 0 | 0 | 0 | 0 | 0 | 0 | 0 | 0 | 0 | 0 | 12 | 1
NO |  | 131 | 2015 | 0 | 13 | 13 |  | Shoemaker 138 KV (L27) | Chester 138 KV | 138 | 138 | Steel Pole | 0 | 0.86 | 1 | 1033.5 kCM ACSR | 0 | 0 | 0 | 0 | 0 | 0 | 0 | 0 | 0 | 0 | 0 | 0 | 0 | 0 | 0 | 0 | 0 | 0 | 0 | 0 | 0 | 0 | 0 | 12 | 1
NO |  | 131 | 2015 | 0 | 14 | 14 |  | Shoemaker 138 KV (L27) | Chester 138 KV | 138 | 138 | Wood | 5.32 | 0 | 1 | 795 kCM ACSR | 0 | 0 | 0 | 0 | 0 | 0 | 0 | 0 | 0 | 0 | 0 | 0 | 0 | 0 | 0 | 0 | 0 | 0 | 0 | 0 | 0 | 0 | 0 | 12 | 1
NO |  | 131 | 2015 | 0 | 15 | 15 |  | Shoemaker 138 KV (L27) | Chester 138 KV | 138 | 115 | Steel Tower | 2.18 | 0 | 1 | 2-336.4 kCM ACSR | 0 | 0 | 0 | 0 | 0 | 0 | 0 | 0 | 0 | 0 | 0 | 0 | 0 | 0 | 0 | 0 | 0 | 0 | 0 | 0 | 0 | 0 | 0 | 12 | 1
NO |  | 131 | 2015 | 0 | 16 | 16 |  | Shoemaker 138 KV (L27) | Chester 138 KV | 138 | 138 | Wood | 1.34 | 0 | 1 | 794 kCM ACSR | 0 | 0 | 0 | 0 | 0 | 0 | 0 | 0 | 0 | 0 | 0 | 0 | 0 | 0 | 0 | 0 | 0 | 0 | 0 | 0 | 0 | 0 | 0 | 12 | 1
NO |  | 131 | 2015 | 0 | 17 | 17 |  | Chester 138 KV (L271) | Sugarloaf | 138 | 138 | Wood | 2.4 | 0 | 1 | 795 kCM ACSR | 0 | 0 | 0 | 0 | 0 | 0 | 0 | 0 | 0 | 0 | 0 | 0 | 0 | 0 | 0 | 0 | 0 | 0 | 0 | 0 | 0 | 0 | 0 | 12 | 1
NO |  | 131 | 2015 | 0 | 18 | 18 |  | Middletown Tap (L29) | Shoemaker | 138 | 138 | Steel Pole | 0.87 | 0 | 1 | 2-1033.5 kCM ACSR | 0 | 0 | 0 | 0 | 0 | 0 | 0 | 0 | 0 | 0 | 0 | 0 | 0 | 0 | 0 | 0 | 0 | 0 | 0 | 0 | 0 | 0 | 0 | 12 | 1
NO |  | 131 | 2015 | 0 | 19 | 19 |  | Ramapo 138 KV (L51) | NY/NJ Stateline | 138 | 138 | Wood | 0 | 1.21 | 1 | 1272 kCM ACSR | 0 | 0 | 0 | 0 | 0 | 0 | 0 | 0 | 0 | 0 | 0 | 0 | 0 | 0 | 0 | 0 | 0 | 0 | 0 | 0 | 0 | 0 | 0 | 12 | 1
NO |  | 131 | 2015 | 0 | 20 | 20 |  | Ramapo 138 KV (L51) | NY/NJ Stateline | 138 | 138 | Steel Tower | 0 | 0.86 | 1 | 1033.5 kCM ACSR | 0 | 0 | 0 | 0 | 0 | 0 | 0 | 0 | 0 | 0 | 0 | 0 | 0 | 0 | 0 | 0 | 0 | 0 | 0 | 0 | 0 | 0 | 0 | 12 | 1
NO |  | 131 | 2015 | 0 | 21 | 21 |  | Ramapo 138 KV (L51) | NY/NJ Stateline | 138 | 138 | Steel Tower | 1.11 | 0 | 1 | 1033.5 kCM ACSR | 0 | 0 | 0 | 0 | 0 | 0 | 0 | 0 | 0 | 0 | 0 | 0 | 0 | 0 | 0 | 0 | 0 | 0 | 0 | 0 | 0 | 0 | 0 | 12 | 1
NO |  | 131 | 2015 | 0 | 22 | 22 |  | Ramapo 138 KV (L52) | Hillburn | 138 | 138 | Wood & Steel | 1.98 | 0 | 1 | 1272 kCM ACSR | 0 | 0 | 0 | 0 | 0 | 0 | 0 | 0 | 0 | 0 | 0 | 0 | 0 | 0 | 0 | 0 | 0 | 0 | 0 | 0 | 0 | 0 | 0 | 12 | 1
NO |  | 131 | 2015 | 0 | 23 | 23 |  | Lovett 138 KV (L53) | West Haverstraw 138 KV | 138 | 138 | Underground | 0.92 | 0 | 1 | 2000 kCM Cu. | 0 | 0 | 0 | 0 | 0 | 0 | 0 | 0 | 0 | 0 | 0 | 0 | 0 | 0 | 0 | 0 | 0 | 0 | 0 | 0 | 0 | 0 | 0 | 12 | 1
NO |  | 131 | 2015 | 0 | 24 | 24 |  | Lovett 138 KV (L53) | West Haverstraw 138 KV | 138 | 138 | Steel Tower | 3.31 | 0 | 1 | 795 kCM ACSR | 0 | 0 | 0 | 0 | 0 | 0 | 0 | 0 | 0 | 0 | 0 | 0 | 0 | 0 | 0 | 0 | 0 | 0 | 0 | 0 | 0 | 0 | 0 | 12 | 1
NO |  | 131 | 2015 | 0 | 25 | 25 |  | West Haverstraw 138KV(L530) | New Hempstead | 138 | 138 | Wood & Steel | 4.21 | 0 | 1 | 795 kCM ACSR | 0 | 0 | 0 | 0 | 0 | 0 | 0 | 0 | 0 | 0 | 0 | 0 | 0 | 0 | 0 | 0 | 0 | 0 | 0 | 0 | 0 | 0 | 0 | 12 | 1
NO |  | 131 | 2015 | 0 | 26 | 26 |  | New Hempstead (L531) | New Square No. Trans Str. | 138 | 138 | Wood & Steel | 0.5 | 0 | 1 | 795 kCM ACSR | 0 | 0 | 0 | 0 | 0 | 0 | 0 | 0 | 0 | 0 | 0 | 0 | 0 | 0 | 0 | 0 | 0 | 0 | 0 | 0 | 0 | 0 | 0 | 12 | 1
NO |  | 131 | 2015 | 0 | 27 | 27 |  | New Sq No Trans Str. (L531) | New Square No. Trans Str. | 138 | 138 | Underground | 0.58 | 0 | 1 |  | 0 | 0 | 0 | 0 | 0 | 0 | 0 | 0 | 0 | 0 | 0 | 0 | 0 | 0 | 0 | 0 | 0 | 0 | 0 | 0 | 0 | 0 | 0 | 12 | 1
NO |  | 131 | 2015 | 0 | 28 | 28 |  | New Sq So Trans Str. (L531) | Burns 138 KV | 138 | 138 | Steel Tower | 1.57 | 0 | 1 | 795.kCM ACSR | 0 | 0 | 0 | 0 | 0 | 0 | 0 | 0 | 0 | 0 | 0 | 0 | 0 | 0 | 0 | 0 | 0 | 0 | 0 | 0 | 0 | 0 | 0 | 12 | 1
NO |  | 131 | 2015 | 0 | 29 | 29 |  | Lovett 138 KV (L54) | Stony Point 138 KV | 138 | 138 | Underground | 0.93 | 0 | 1 | 2000 kCM Cu. | 0 | 0 | 0 | 0 | 0 | 0 | 0 | 0 | 0 | 0 | 0 | 0 | 0 | 0 | 0 | 0 | 0 | 0 | 0 | 0 | 0 | 0 | 0 | 12 | 1
NO |  | 131 | 2015 | 0 | 30 | 30 |  | Lovett 138 KV (L54) | Stony Point 138 KV | 138 | 138 | Steel Tower | 0 | 1.39 | 1 | 795 kCM ACSR | 0 | 0 | 0 | 0 | 0 | 0 | 0 | 0 | 0 | 0 | 0 | 0 | 0 | 0 | 0 | 0 | 0 | 0 | 0 | 0 | 0 | 0 | 0 | 12 | 1
NO |  | 131 | 2015 | 0 | 31 | 31 |  | West Haverstraw 138 KV(L541 | New Square No. Trans Str. | 138 | 138 | Wood & Steel | 4.71 | 0 | 1 | 795 kCM ACSR | 0 | 0 | 0 | 0 | 0 | 0 | 0 | 0 | 0 | 0 | 0 | 0 | 0 | 0 | 0 | 0 | 0 | 0 | 0 | 0 | 0 | 0 | 0 | 12 | 1
NO |  | 131 | 2015 | 0 | 32 | 32 |  | New Square No. Trans (L541) | New Square So. Trans Str. | 138 | 138 | Underground | 0.58 | 0 | 0 |  | 0 | 0 | 0 | 0 | 0 | 0 | 0 | 0 | 0 | 0 | 0 | 0 | 0 | 0 | 0 | 0 | 0 | 0 | 0 | 0 | 0 | 0 | 0 | 12 | 1
NO |  | 131 | 2015 | 0 | 33 | 33 |  | New Square So. Trans (L541) | Burns 138 KV | 138 | 138 | Steel Tower | 1.57 | 0 | 0 | 795 kCM ACSR | 0 | 0 | 0 | 0 | 0 | 0 | 0 | 0 | 0 | 0 | 0 | 0 | 0 | 0 | 0 | 0 | 0 | 0 | 0 | 0 | 0 | 0 | 0 | 12 | 1
NO |  | 131 | 2015 | 0 | 34 | 34 |  | Stoney Point 138 KV (L542) | West Haverstraw 138 KV | 138 | 138 | Steel Tower | 0 | 1.94 | 1 | 795 kCM ACSR | 0 | 0 | 0 | 0 | 0 | 0 | 0 | 0 | 0 | 0 | 0 | 0 | 0 | 0 | 0 | 0 | 0 | 0 | 0 | 0 | 0 | 0 | 0 | 12 | 1
NO |  | 131 | 2015 | 0 | 35 | 35 |  | Lovett 138 KV (L56) | Minisceongo Switch | 138 | 138 | Wood & Steel | 0.32 | 3.38 | 1 | 795 kCM ACSR | 0 | 0 | 0 | 0 | 0 | 0 | 0 | 0 | 0 | 0 | 0 | 0 | 0 | 0 | 0 | 0 | 0 | 0 | 0 | 0 | 0 | 0 | 0 | 12 | 1
NO |  | 131 | 2015 | 0 | 36 | 36 |  | TOTAL |  | 0 | 0 |  | 415.23 | 134.33 | 199 |  | 0 | 0 | 0 | 0 | 0 | 0 | 0 | 0 | 0 | 0 | 0 | 0 | 0 | 0 | 0 | 0 | 0 | 0 | 0 | 0 | 0 | 0 | 0 | 12 | 1
NO |  | 131 | 2015 | 1 | 1 | 1 |  | Minisceongo Switch (L56) | Bowline 138 KV | 138 | 138 | Underground | 0.67 | 0 | 1 | 2000 kCM Cu. | 0 | 0 | 0 | 0 | 0 | 0 | 0 | 0 | 0 | 0 | 0 | 0 | 0 | 0 | 0 | 0 | 0 | 0 | 0 | 0 | 0 | 0 | 0 | 12 | 1
NO |  | 131 | 2015 | 1 | 2 | 2 |  | Bowline 138 KV (L561) | Minisceongo Switch | 138 | 138 | Underground | 0.67 | 0 | 1 | 2000 kCM Cu. | 0 | 0 | 0 | 0 | 0 | 0 | 0 | 0 | 0 | 0 | 0 | 0 | 0 | 0 | 0 | 0 | 0 | 0 | 0 | 0 | 0 | 0 | 0 | 12 | 1
NO |  | 131 | 2015 | 1 | 3 | 3 |  | Minisceongo Switch (L561) | Congers | 138 | 138 | Wood | 0 | 6.32 | 1 | 1272 kCM ACSR | 0 | 0 | 0 | 0 | 0 | 0 | 0 | 0 | 0 | 0 | 0 | 0 | 0 | 0 | 0 | 0 | 0 | 0 | 0 | 0 | 0 | 0 | 0 | 12 | 1
NO |  | 131 | 2015 | 1 | 4 | 4 |  | Congers (L563) | West Nyack | 138 | 138 | Wood | 2.37 | 2.37 | 1 | 1272 kCM ACSR | 0 | 0 | 0 | 0 | 0 | 0 | 0 | 0 | 0 | 0 | 0 | 0 | 0 | 0 | 0 | 0 | 0 | 0 | 0 | 0 | 0 | 0 | 0 | 12 | 1
NO |  | 131 | 2015 | 1 | 5 | 5 |  | Congers (L563) | Snake Hill | 138 | 138 | Steel | 0.1 | 0.1 | 1 | 795 Kcm ACSR | 0 | 0 | 0 | 0 | 0 | 0 | 0 | 0 | 0 | 0 | 0 | 0 | 0 | 0 | 0 | 0 | 0 | 0 | 0 | 0 | 0 | 0 | 0 | 12 | 1
NO |  | 131 | 2015 | 1 | 6 | 6 |  | Snake Hill(L562) | West Nyack | 138 | 138 | Steel | 0.1 | 0.1 | 1 | 1272 Kcm ACSR | 0 | 0 | 0 | 0 | 0 | 0 | 0 | 0 | 0 | 0 | 0 | 0 | 0 | 0 | 0 | 0 | 0 | 0 | 0 | 0 | 0 | 0 | 0 | 12 | 1
NO |  | 131 | 2015 | 1 | 7 | 7 |  | Snake HILL(L562) | West Nyack | 138 | 138 | Wood & Steel | 0.38 | 0 | 1 | 1272 KCM ACSR | 0 | 0 | 0 | 0 | 0 | 0 | 0 | 0 | 0 | 0 | 0 | 0 | 0 | 0 | 0 | 0 | 0 | 0 | 0 | 0 | 0 | 0 | 0 | 12 | 1
NO |  | 131 | 2015 | 1 | 8 | 8 |  | Snake HILL(L562) | West Nyack | 138 | 138 | Wood & Steel | 0.44 | 0 | 1 | 795KCM ACSR | 0 | 0 | 0 | 0 | 0 | 0 | 0 | 0 | 0 | 0 | 0 | 0 | 0 | 0 | 0 | 0 | 0 | 0 | 0 | 0 | 0 | 0 | 0 | 12 | 1
NO |  | 131 | 2015 | 1 | 9 | 9 |  | Ramapo 138 KV (L60) | Tallman 138 KV | 138 | 138 | Wood & Steel | 0 | 1.6 | 1 | 1272 kCM ACSS | 0 | 0 | 0 | 0 | 0 | 0 | 0 | 0 | 0 | 0 | 0 | 0 | 0 | 0 | 0 | 0 | 0 | 0 | 0 | 0 | 0 | 0 | 0 | 12 | 1
NO |  | 131 | 2015 | 1 | 10 | 10 |  | Ramapo 138 KV (L60) | Tallman 138 KV | 138 | 138 | Wood & Steel | 2.7 | 0 | 1 | 1272 kCM ACSS | 0 | 0 | 0 | 0 | 0 | 0 | 0 | 0 | 0 | 0 | 0 | 0 | 0 | 0 | 0 | 0 | 0 | 0 | 0 | 0 | 0 | 0 | 0 | 12 | 1
NO |  | 131 | 2015 | 1 | 11 | 11 |  | Tallman 138 KV (L602) | Monsey 138 KV | 138 | 138 | Wood & Steel | 3.2 | 0 | 1 | 1272 kCM ACSS | 0 | 0 | 0 | 0 | 0 | 0 | 0 | 0 | 0 | 0 | 0 | 0 | 0 | 0 | 0 | 0 | 0 | 0 | 0 | 0 | 0 | 0 | 0 | 12 | 1
NO |  | 131 | 2015 | 1 | 12 | 12 |  | Monsey 138 KV (L601) | Burns 138 KV | 138 | 138 | Wood & Steel | 2.9 | 0 | 1 | 1272 kCM ACSS | 0 | 0 | 0 | 0 | 0 | 0 | 0 | 0 | 0 | 0 | 0 | 0 | 0 | 0 | 0 | 0 | 0 | 0 | 0 | 0 | 0 | 0 | 0 | 12 | 1
NO |  | 131 | 2015 | 1 | 13 | 13 |  | West Haverstraw 345KV(194E) | West Haverstraw 138 KV | 138 | 138 | Underground | 0.13 | 0 | 1 | 2000 kCM Cu. | 0 | 0 | 0 | 0 | 0 | 0 | 0 | 0 | 0 | 0 | 0 | 0 | 0 | 0 | 0 | 0 | 0 | 0 | 0 | 0 | 0 | 0 | 0 | 12 | 1
NO |  | 131 | 2015 | 1 | 14 | 14 |  | West Haverstraw 345KV(194W) | West Haverstraw 138 KV | 138 | 138 | Underground | 0.13 | 0 | 1 | 2000 kCM Cu. | 0 | 0 | 0 | 0 | 0 | 0 | 0 | 0 | 0 | 0 | 0 | 0 | 0 | 0 | 0 | 0 | 0 | 0 | 0 | 0 | 0 | 0 | 0 | 12 | 1
NO |  | 131 | 2015 | 1 | 15 | 15 |  | Burns (L702) | Corporte Drive | 138 | 138 | Wood | 0.25 | 0 | 1 | 795 kCM ACSR | 0 | 0 | 0 | 0 | 0 | 0 | 0 | 0 | 0 | 0 | 0 | 0 | 0 | 0 | 0 | 0 | 0 | 0 | 0 | 0 | 0 | 0 | 0 | 12 | 1
NO |  | 131 | 2015 | 1 | 16 | 16 |  | Burns (L702) | Corporte Drive | 138 | 138 | Wood & Steel | 4.1 | 0.66 | 1 | 556.5 kCM ACSR | 0 | 0 | 0 | 0 | 0 | 0 | 0 | 0 | 0 | 0 | 0 | 0 | 0 | 0 | 0 | 0 | 0 | 0 | 0 | 0 | 0 | 0 | 0 | 12 | 1
NO |  | 131 | 2015 | 1 | 17 | 17 |  | Burns (L702) | Corporte Drive | 138 | 138 | Steel Pole | 3.28 | 0 | 1 | 1590 kCM ACSR | 0 | 0 | 0 | 0 | 0 | 0 | 0 | 0 | 0 | 0 | 0 | 0 | 0 | 0 | 0 | 0 | 0 | 0 | 0 | 0 | 0 | 0 | 0 | 12 | 1
NO |  | 131 | 2015 | 1 | 18 | 18 |  | Burns (L702) | Corporte Drive | 138 | 138 | Underground | 1.86 | 0 | 1 | 3500 KCM XLPE | 0 | 0 | 0 | 0 | 0 | 0 | 0 | 0 | 0 | 0 | 0 | 0 | 0 | 0 | 0 | 0 | 0 | 0 | 0 | 0 | 0 | 0 | 0 | 12 | 1
NO |  | 131 | 2015 | 1 | 19 | 19 |  | Corporate Drive | NY/NJ Stateline | 138 | 138 | Underground | 1.86 | 0 | 1 | 3500KCM XLPE | 0 | 0 | 0 | 0 | 0 | 0 | 0 | 0 | 0 | 0 | 0 | 0 | 0 | 0 | 0 | 0 | 0 | 0 | 0 | 0 | 0 | 0 | 0 | 12 | 1
NO |  | 131 | 2015 | 1 | 20 | 20 |  | Corporate Drive | NY/NJ Stateline | 138 | 138 | Steel Pole | 1.3 | 0 | 1 | 1590 kCM ACSR | 0 | 0 | 0 | 0 | 0 | 0 | 0 | 0 | 0 | 0 | 0 | 0 | 0 | 0 | 0 | 0 | 0 | 0 | 0 | 0 | 0 | 0 | 0 | 12 | 1
NO |  | 131 | 2015 | 1 | 21 | 21 |  | Sugarloaf (CHG&E) (SL) | Sugarloaf | 115 | 115 | Wood | 0.08 | 0 | 1 | 795 kCM ACSR | 0 | 0 | 0 | 0 | 0 | 0 | 0 | 0 | 0 | 0 | 0 | 0 | 0 | 0 | 0 | 0 | 0 | 0 | 0 | 0 | 0 | 0 | 0 | 12 | 1
NO |  | 131 | 2015 | 1 | 22 | 22 |  | Vic.Monroe (L's SL94&SL95) | Vic. Oxford Tap(CHG&E Lines | 0 | 115 | Steel Tower | 1.4 | 1.4 | 2 | 2/0 CW Cu. | 0 | 0 | 0 | 0 | 0 | 0 | 0 | 0 | 0 | 0 | 0 | 0 | 0 | 0 | 0 | 0 | 0 | 0 | 0 | 0 | 0 | 0 | 0 | 12 | 1
NO |  | 131 | 2015 | 1 | 23 | 23 |  | Swinging Bridge (L9) | Mongaup | 69 | 69 | Wood | 3.2 | 0 | 1 | #2 Cu. | 0 | 0 | 0 | 0 | 0 | 0 | 0 | 0 | 0 | 0 | 0 | 0 | 0 | 0 | 0 | 0 | 0 | 0 | 0 | 0 | 0 | 0 | 0 | 12 | 1
NO |  | 131 | 2015 | 1 | 24 | 24 |  | Shoemaker 69 KV (L11) | Westtown | 69 | 69 | Wood Steel | 10 | 0 | 1 | 336.4 kCM ACSS | 0 | 0 | 0 | 0 | 0 | 0 | 0 | 0 | 0 | 0 | 0 | 0 | 0 | 0 | 0 | 0 | 0 | 0 | 0 | 0 | 0 | 0 | 0 | 12 | 1
NO |  | 131 | 2015 | 1 | 25 | 25 |  | Westtown (L111) | Port Jervis 69 KV | 34.5 | 69 | Wood Steel | 12 | 0 | 1 | 366.4 kCM ACSS | 0 | 0 | 0 | 0 | 0 | 0 | 0 | 0 | 0 | 0 | 0 | 0 | 0 | 0 | 0 | 0 | 0 | 0 | 0 | 0 | 0 | 0 | 0 | 12 | 1
NO |  | 131 | 2015 | 1 | 26 | 26 |  | Mongaup (L12) | Shoemaker | 69 | 69 | Steel Tower | 21.11 | 0 | 1 | 4/0 Cu. | 0 | 0 | 0 | 0 | 0 | 0 | 0 | 0 | 0 | 0 | 0 | 0 | 0 | 0 | 0 | 0 | 0 | 0 | 0 | 0 | 0 | 0 | 0 | 12 | 1
NO |  | 131 | 2015 | 1 | 27 | 27 |  | Mongaup (L13) | Cuddebackville | 69 | 69 | Steel Tower | 0 | 10.03 | 1 | 4/0 Cu. | 0 | 0 | 0 | 0 | 0 | 0 | 0 | 0 | 0 | 0 | 0 | 0 | 0 | 0 | 0 | 0 | 0 | 0 | 0 | 0 | 0 | 0 | 0 | 12 | 1
NO |  | 131 | 2015 | 1 | 28 | 28 |  | Cuddebackville (L131) | Mongaup | 69 | 69 | Steel Tower | 0 | 11.08 | 1 | 4/0 Cu. | 0 | 0 | 0 | 0 | 0 | 0 | 0 | 0 | 0 | 0 | 0 | 0 | 0 | 0 | 0 | 0 | 0 | 0 | 0 | 0 | 0 | 0 | 0 | 12 | 1
NO |  | 131 | 2015 | 1 | 29 | 29 |  | Shoemaker 69 KV (L14) | Westtown | 69 | 69 | Wood & Steel | 0 | 10 | 1 | 336.4 kCM ACSS | 0 | 0 | 0 | 0 | 0 | 0 | 0 | 0 | 0 | 0 | 0 | 0 | 0 | 0 | 0 | 0 | 0 | 0 | 0 | 0 | 0 | 0 | 0 | 12 | 1
NO |  | 131 | 2015 | 1 | 30 | 30 |  | Westtown (L14) | Port Jervis 69 KV | 0 | 69 | Wood & Steel | 0 | 12 | 1 | 336.4 kCM ACSS | 0 | 0 | 0 | 0 | 0 | 0 | 0 | 0 | 0 | 0 | 0 | 0 | 0 | 0 | 0 | 0 | 0 | 0 | 0 | 0 | 0 | 0 | 0 | 12 | 1
NO |  | 131 | 2015 | 1 | 31 | 31 |  | Mongaup (L15) | Rio | 69 | 69 | Steel Tower | 5.29 | 0 | 1 | 4/0 Cu. | 0 | 0 | 0 | 0 | 0 | 0 | 0 | 0 | 0 | 0 | 0 | 0 | 0 | 0 | 0 | 0 | 0 | 0 | 0 | 0 | 0 | 0 | 0 | 12 | 1
NO |  | 131 | 2015 | 1 | 32 | 32 |  | Sugarloaf (L24, 25) | Shoemaker | 69 | 115 | Steel Tower | 9.66 | 0 | 2 | 336.4 kCM ACSR | 0 | 0 | 0 | 0 | 0 | 0 | 0 | 0 | 0 | 0 | 0 | 0 | 0 | 0 | 0 | 0 | 0 | 0 | 0 | 0 | 0 | 0 | 0 | 12 | 1
NO |  | 131 | 2015 | 1 | 33 | 33 |  | Sugarloaf (L24, 25) | Shoemaker | 69 | 115 | Wood | 2.34 | 0 | 2 | 795 kCM ACSR | 0 | 0 | 0 | 0 | 0 | 0 | 0 | 0 | 0 | 0 | 0 | 0 | 0 | 0 | 0 | 0 | 0 | 0 | 0 | 0 | 0 | 0 | 0 | 12 | 1
NO |  | 131 | 2015 | 1 | 34 | 34 |  | Hillburn (L31) | Sloatsburg | 69 | 69 | Wood | 1.76 | 0 | 1 | 795 kCM ACSR | 0 | 0 | 0 | 0 | 0 | 0 | 0 | 0 | 0 | 0 | 0 | 0 | 0 | 0 | 0 | 0 | 0 | 0 | 0 | 0 | 0 | 0 | 0 | 12 | 1
NO |  | 131 | 2015 | 1 | 35 | 35 |  | Hillburn (L31) | Sloatsburg | 69 | 69 | Wood & Steel | 1.24 | 0 | 1 | 795 kCM ACSR | 0 | 0 | 0 | 0 | 0 | 0 | 0 | 0 | 0 | 0 | 0 | 0 | 0 | 0 | 0 | 0 | 0 | 0 | 0 | 0 | 0 | 0 | 0 | 12 | 1
NO |  | 131 | 2015 | 2 | 1 | 1 |  | Sloatsburg (L311) | Harriman | 69 | 69 | Wood | 3.31 | 0.4 | 1 | 795 kCM ACSR | 0 | 0 | 0 | 0 | 0 | 0 | 0 | 0 | 0 | 0 | 0 | 0 | 0 | 0 | 0 | 0 | 0 | 0 | 0 | 0 | 0 | 0 | 0 | 12 | 1
NO |  | 131 | 2015 | 2 | 2 | 2 |  | Sloatsburg (L311) | Harriman | 69 | 69 | Wood & Steel | 8.95 | 0 | 1 | 795 kCM ACSR | 0 | 0 | 0 | 0 | 0 | 0 | 0 | 0 | 0 | 0 | 0 | 0 | 0 | 0 | 0 | 0 | 0 | 0 | 0 | 0 | 0 | 0 | 0 | 12 | 1
NO |  | 131 | 2015 | 2 | 3 | 3 |  | Harriman (L312) | Monroe | 69 | 69 | Wood & Steel | 3.04 | 0 | 1 | 795 kCM ACSR&1272 | 0 | 0 | 0 | 0 | 0 | 0 | 0 | 0 | 0 | 0 | 0 | 0 | 0 | 0 | 0 | 0 | 0 | 0 | 0 | 0 | 0 | 0 | 0 | 12 | 1
NO |  | 131 | 2015 | 2 | 4 | 4 |  | Monroe (L313) | Sugarloaf | 69 | 69 | Wood | 4.49 | 0 | 1 | kCM ACSS at ends | 0 | 0 | 0 | 0 | 0 | 0 | 0 | 0 | 0 | 0 | 0 | 0 | 0 | 0 | 0 | 0 | 0 | 0 | 0 | 0 | 0 | 0 | 0 | 12 | 1
NO |  | 131 | 2015 | 2 | 5 | 5 |  | NJ/NY Stateline (L43) | Blue Hill | 69 | 69 | Underground | 0.6 | 0 | 1 | 750 kCM AI. | 0 | 0 | 0 | 0 | 0 | 0 | 0 | 0 | 0 | 0 | 0 | 0 | 0 | 0 | 0 | 0 | 0 | 0 | 0 | 0 | 0 | 0 | 0 | 12 | 1
NO |  | 131 | 2015 | 2 | 6 | 6 |  | NJ/NY Stateline (L44) | Blue Hill | 69 | 69 | Underground | 0.6 | 0 | 1 | 750 kCM AI. | 0 | 0 | 0 | 0 | 0 | 0 | 0 | 0 | 0 | 0 | 0 | 0 | 0 | 0 | 0 | 0 | 0 | 0 | 0 | 0 | 0 | 0 | 0 | 12 | 1
NO |  | 131 | 2015 | 2 | 7 | 7 |  | NJ/NY Stateline (L46) | NY/NJ Stateline | 69 | 69 | Wood | 0.03 | 0 | 1 | 795 kCM ACSR | 0 | 0 | 0 | 0 | 0 | 0 | 0 | 0 | 0 | 0 | 0 | 0 | 0 | 0 | 0 | 0 | 0 | 0 | 0 | 0 | 0 | 0 | 0 | 12 | 1
NO |  | 131 | 2015 | 2 | 8 | 8 |  | Burns (L49) | Nanuet | 69 | 69 | Wood & Steel | 2.59 | 0 | 1 | 795 kCM ACSR | 0 | 0 | 0 | 0 | 0 | 0 | 0 | 0 | 0 | 0 | 0 | 0 | 0 | 0 | 0 | 0 | 0 | 0 | 0 | 0 | 0 | 0 | 0 | 12 | 1
NO |  | 131 | 2015 | 2 | 9 | 9 |  | Nanuet (L491) | NY/NJ Stateline | 69 | 69 | Wood & Steel | 3.03 | 0 | 1 | 795 kCM ACSR | 0 | 0 | 0 | 0 | 0 | 0 | 0 | 0 | 0 | 0 | 0 | 0 | 0 | 0 | 0 | 0 | 0 | 0 | 0 | 0 | 0 | 0 | 0 | 12 | 1
NO |  | 131 | 2015 | 2 | 10 | 10 |  | Tap (L491) | Pearl River | 69 | 69 | Wood & Steel | 0.11 | 0 | 1 | 4/0 Cu. | 0 | 0 | 0 | 0 | 0 | 0 | 0 | 0 | 0 | 0 | 0 | 0 | 0 | 0 | 0 | 0 | 0 | 0 | 0 | 0 | 0 | 0 | 0 | 12 | 1
NO |  | 131 | 2015 | 2 | 11 | 11 |  | Lovett 69KV (L55) | Cedar Switch | 69 | 69 | Wood & Steel | 2.21 | 0 | 1 | 556.5 kCM ACSR | 0 | 0 | 0 | 0 | 0 | 0 | 0 | 0 | 0 | 0 | 0 | 0 | 0 | 0 | 0 | 0 | 0 | 0 | 0 | 0 | 0 | 0 | 0 | 12 | 1
NO |  | 131 | 2015 | 2 | 12 | 12 |  | Cedar Switch (L551) | West Nyack | 69 | 69 | Wood | 9.74 | 0 | 1 | 795 kCM ACSR | 0 | 0 | 0 | 0 | 0 | 0 | 0 | 0 | 0 | 0 | 0 | 0 | 0 | 0 | 0 | 0 | 0 | 0 | 0 | 0 | 0 | 0 | 0 | 12 | 1
NO |  | 131 | 2015 | 2 | 13 | 13 |  | Cedar Switch (L551) | West Nyack | 69 | 69 | Wood & Steel | 0.74 | 0 | 1 | 795 kCM ACSR | 0 | 0 | 0 | 0 | 0 | 0 | 0 | 0 | 0 | 0 | 0 | 0 | 0 | 0 | 0 | 0 | 0 | 0 | 0 | 0 | 0 | 0 | 0 | 12 | 1
NO |  | 131 | 2015 | 2 | 14 | 14 |  | Hillburn (L65) | NY/NJ Stateline | 69 | 69 | Wood | 0.12 | 0 | 1 | 1033.5 kCM ACSR | 0 | 0 | 0 | 0 | 0 | 0 | 0 | 0 | 0 | 0 | 0 | 0 | 0 | 0 | 0 | 0 | 0 | 0 | 0 | 0 | 0 | 0 | 0 | 12 | 1
NO |  | 131 | 2015 | 2 | 15 | 15 |  | Hillburn (L65) | NY/NJ Stateline | 69 | 69 | Steel Tower | 0 | 1.07 | 1 | 1033.5 kCM ACSR | 0 | 0 | 0 | 0 | 0 | 0 | 0 | 0 | 0 | 0 | 0 | 0 | 0 | 0 | 0 | 0 | 0 | 0 | 0 | 0 | 0 | 0 | 0 | 12 | 1
NO |  | 131 | 2015 | 2 | 16 | 16 |  | West Nyack (L701) | NY/NJ Stateline | 69 | 69 | Steel Pole | 0 | 4.63 | 1 | 1590 kCM ACSR | 0 | 0 | 0 | 0 | 0 | 0 | 0 | 0 | 0 | 0 | 0 | 0 | 0 | 0 | 0 | 0 | 0 | 0 | 0 | 0 | 0 | 0 | 0 | 12 | 1
NO |  | 131 | 2015 | 2 | 17 | 17 |  | Cedar Switch (L71) | Grassy Point | 69 | 69 | Wood | 0.47 | 0 | 1 | 336.4 kCM ACSR | 0 | 0 | 0 | 0 | 0 | 0 | 0 | 0 | 0 | 0 | 0 | 0 | 0 | 0 | 0 | 0 | 0 | 0 | 0 | 0 | 0 | 0 | 0 | 12 | 1
NO |  | 131 | 2015 | 2 | 18 | 18 |  | Aluf (L748) | Orangeburg | 69 | 69 | Wood | 0.26 | 0 | 1 | 795 kCM ACSR | 0 | 0 | 0 | 0 | 0 | 0 | 0 | 0 | 0 | 0 | 0 | 0 | 0 | 0 | 0 | 0 | 0 | 0 | 0 | 0 | 0 | 0 | 0 | 12 | 1
NO |  | 131 | 2015 | 2 | 19 | 19 |  | Orangeburg (L749) | Rockland County Sewer Dist. | 69 | 69 | Wood | 0.56 | 0 | 1 | 556.5 kCM ACSR | 0 | 0 | 0 | 0 | 0 | 0 | 0 | 0 | 0 | 0 | 0 | 0 | 0 | 0 | 0 | 0 | 0 | 0 | 0 | 0 | 0 | 0 | 0 | 12 | 1
NO |  | 131 | 2015 | 2 | 20 | 20 |  | West Nyack (L75) | Aluf | 69 | 69 | Wood & Steel | 3.48 | 0 | 1 | 795 kCM ACSR | 0 | 0 | 0 | 0 | 0 | 0 | 0 | 0 | 0 | 0 | 0 | 0 | 0 | 0 | 0 | 0 | 0 | 0 | 0 | 0 | 0 | 0 | 0 | 12 | 1
NO |  | 131 | 2015 | 2 | 21 | 21 |  | Rockland Co. Sewer Dist. | Sparkill | 69 | 69 | Wood | 1.2 | 0 | 1 | 556.5 kCM ACSR | 0 | 0 | 0 | 0 | 0 | 0 | 0 | 0 | 0 | 0 | 0 | 0 | 0 | 0 | 0 | 0 | 0 | 0 | 0 | 0 | 0 | 0 | 0 | 12 | 1
NO |  | 131 | 2015 | 2 | 22 | 22 |  | Sparkill (L751) | NY/NJ Stateline | 69 | 69 | Wood & Steel | 1.43 | 0 | 1 | 336.4 kCM ACSR | 0 | 0 | 0 | 0 | 0 | 0 | 0 | 0 | 0 | 0 | 0 | 0 | 0 | 0 | 0 | 0 | 0 | 0 | 0 | 0 | 0 | 0 | 0 | 12 | 1
NO |  | 131 | 2015 | 2 | 23 | 23 |  | Hillburn (L89) | NY/NJ Stateline | 69 | 69 | Wood & Steel | 0 | 1.24 | 1 | 795 kCM ACSR | 0 | 0 | 0 | 0 | 0 | 0 | 0 | 0 | 0 | 0 | 0 | 0 | 0 | 0 | 0 | 0 | 0 | 0 | 0 | 0 | 0 | 0 | 0 | 12 | 1
NO |  | 131 | 2015 | 2 | 24 | 24 |  | Hillburn (L89) | NY/NJ Stateline | 69 | 69 | Wood & Steel | 0.84 | 0 | 1 | 795 kCM ACSR | 0 | 0 | 0 | 0 | 0 | 0 | 0 | 0 | 0 | 0 | 0 | 0 | 0 | 0 | 0 | 0 | 0 | 0 | 0 | 0 | 0 | 0 | 0 | 12 | 1
NO |  | 131 | 2015 | 2 | 25 | 25 |  | Hillburn (L89) | NY/NJ Stateline | 69 | 69 | Wood | 4.36 | 0 | 1 | 795 kCM ACSR | 0 | 0 | 0 | 0 | 0 | 0 | 0 | 0 | 0 | 0 | 0 | 0 | 0 | 0 | 0 | 0 | 0 | 0 | 0 | 0 | 0 | 0 | 0 | 12 | 1
NO |  | 131 | 2015 | 2 | 26 | 26 |  | Monroe (L96) | Blooming Grove | 69 | 69 | Wood | 2.86 | 0 | 1 | 2/0 Cu. | 0 | 0 | 0 | 0 | 0 | 0 | 0 | 0 | 0 | 0 | 0 | 0 | 0 | 0 | 0 | 0 | 0 | 0 | 0 | 0 | 0 | 0 | 0 | 12 | 1
NO |  | 131 | 2015 | 2 | 27 | 27 |  | Monroe (L96) | Blooming Grove | 69 | 69 | Wood | 1.42 | 0 | 1 | 1/0 Cu. | 0 | 0 | 0 | 0 | 0 | 0 | 0 | 0 | 0 | 0 | 0 | 0 | 0 | 0 | 0 | 0 | 0 | 0 | 0 | 0 | 0 | 0 | 0 | 12 | 1
NO |  | 131 | 2015 | 2 | 28 | 28 |  | Sterling Forest (L98) | Lake Road | 69 | 69 | Wood | 1.34 | 0 | 1 | 795 kCM ACSR | 0 | 0 | 0 | 0 | 0 | 0 | 0 | 0 | 0 | 0 | 0 | 0 | 0 | 0 | 0 | 0 | 0 | 0 | 0 | 0 | 0 | 0 | 0 | 12 | 1
NO |  | 131 | 2015 | 2 | 29 | 29 |  | Sterling Forest (L98) | Lake Road | 69 | 69 | Wood | 3.19 | 0 | 1 | 4/0 ACSR | 0 | 0 | 0 | 0 | 0 | 0 | 0 | 0 | 0 | 0 | 0 | 0 | 0 | 0 | 0 | 0 | 0 | 0 | 0 | 0 | 0 | 0 | 0 | 12 | 1
NO |  | 131 | 2015 | 2 | 30 | 30 |  | Lake Road (L981) | Blue Lake | 69 | 69 | Wood | 0.15 | 0.28 | 1 | 795 kCM ACSR | 0 | 0 | 0 | 0 | 0 | 0 | 0 | 0 | 0 | 0 | 0 | 0 | 0 | 0 | 0 | 0 | 0 | 0 | 0 | 0 | 0 | 0 | 0 | 12 | 1
NO |  | 131 | 2015 | 2 | 31 | 31 |  | Lake Road (L981) | Blue Lake | 69 | 69 | Wood | 0.55 | 0 | 1 | 336.4 kCM ACSR | 0 | 0 | 0 | 0 | 0 | 0 | 0 | 0 | 0 | 0 | 0 | 0 | 0 | 0 | 0 | 0 | 0 | 0 | 0 | 0 | 0 | 0 | 0 | 12 | 1
NO |  | 131 | 2015 | 2 | 32 | 32 |  | Blue Lake (L982) | NY/NJ Stateline | 69 | 69 | Wood | 0.28 | 0 | 1 | 795 kCM ACSR | 0 | 0 | 0 | 0 | 0 | 0 | 0 | 0 | 0 | 0 | 0 | 0 | 0 | 0 | 0 | 0 | 0 | 0 | 0 | 0 | 0 | 0 | 0 | 12 | 1
NO |  | 131 | 2015 | 2 | 33 | 33 |  | Sterling Forest (L99) | Hunt | 69 | 69 | Wood | 3.18 | 0.73 | 1 | 795 kCM ACSR | 0 | 0 | 0 | 0 | 0 | 0 | 0 | 0 | 0 | 0 | 0 | 0 | 0 | 0 | 0 | 0 | 0 | 0 | 0 | 0 | 0 | 0 | 0 | 12 | 1
NO |  | 131 | 2015 | 2 | 34 | 34 |  | Hunt (L991) | Wisner | 69 | 69 | Wood | 3.52 | 0 | 1 | 795 kCM ACSR | 0 | 0 | 0 | 0 | 0 | 0 | 0 | 0 | 0 | 0 | 0 | 0 | 0 | 0 | 0 | 0 | 0 | 0 | 0 | 0 | 0 | 0 | 0 | 12 | 1
NO |  | 131 | 2015 | 2 | 35 | 35 |  | Wisner (L993) | Sugarloaf | 69 | 69 | Wood | 4.5 | 0 | 1 | 795 kCM ACSR | 0 | 0 | 0 | 0 | 0 | 0 | 0 | 0 | 0 | 0 | 0 | 0 | 0 | 0 | 0 | 0 | 0 | 0 | 0 | 0 | 0 | 0 | 0 | 12 | 1
NO |  | 131 | 2015 | 3 | 1 | 1 |  | Shoemaker (L119) | East Walkill | 69 | 69 | Wood | 2.4 | 0 | 1 | 795 kCM ACSR | 0 | 0 | 0 | 0 | 0 | 0 | 0 | 0 | 0 | 0 | 0 | 0 | 0 | 0 | 0 | 0 | 0 | 0 | 0 | 0 | 0 | 0 | 0 | 12 | 1
NO |  | 131 | 2015 | 3 | 2 | 2 |  | Shoemaker (L119) | East Walkill | 69 | 69 | Wood & Steel | 1.8 | 0 | 1 | 795 kCM ACSR | 0 | 0 | 0 | 0 | 0 | 0 | 0 | 0 | 0 | 0 | 0 | 0 | 0 | 0 | 0 | 0 | 0 | 0 | 0 | 0 | 0 | 0 | 0 | 12 | 1
NO |  | 131 | 2015 | 3 | 3 | 3 |  | Shoemaker (L120) | Silver Lake | 69 | 69 | Wood | 3.14 | 0 | 1 | 795 kCM ACSR | 0 | 0 | 0 | 0 | 0 | 0 | 0 | 0 | 0 | 0 | 0 | 0 | 0 | 0 | 0 | 0 | 0 | 0 | 0 | 0 | 0 | 0 | 0 | 12 | 1
NO |  | 131 | 2015 | 3 | 4 | 4 |  | East Walkill (L121) | Silver Lake | 69 | 69 | Wood & Stell | 0 | 1.8 | 1 | 795 kCM ACSR | 0 | 0 | 0 | 0 | 0 | 0 | 0 | 0 | 0 | 0 | 0 | 0 | 0 | 0 | 0 | 0 | 0 | 0 | 0 | 0 | 0 | 0 | 0 | 12 | 1
NO |  | 131 | 2015 | 3 | 5 | 5 |  | East Walkill (L121) | Silver Lake | 69 | 69 | Wood | 0.74 | 0 | 1 | 795 kCm ACSR | 0 | 0 | 0 | 0 | 0 | 0 | 0 | 0 | 0 | 0 | 0 | 0 | 0 | 0 | 0 | 0 | 0 | 0 | 0 | 0 | 0 | 0 | 0 | 12 | 1
NO |  | 131 | 2015 | 3 | 6 | 6 |  | Silver Lake (L122 | Washington Heights | 69 | 69 | Wood | 1.38 | 0 | 1 | 795 kCM ACSR | 0 | 0 | 0 | 0 | 0 | 0 | 0 | 0 | 0 | 0 | 0 | 0 | 0 | 0 | 0 | 0 | 0 | 0 | 0 | 0 | 0 | 0 | 0 | 12 | 1
NO |  | 131 | 2015 | 3 | 7 | 7 |  | Blooming Grove (WM) | Maybrook (CHG&E) | 69 | 69 | Wood | 2.43 | 0 | 1 | 1/0 Cu. | 0 | 0 | 0 | 0 | 0 | 0 | 0 | 0 | 0 | 0 | 0 | 0 | 0 | 0 | 0 | 0 | 0 | 0 | 0 | 0 | 0 | 0 | 0 | 12 | 1
NO |  | 131 | 2015 | 3 | 8 | 8 |  | Lovett 69kV (L40) | N.Y. Trap Rock (Tompkins C) | 34.5 | 34.5 | Wood | 0.34 | 0 | 1 | #2 Cu. | 0 | 0 | 0 | 0 | 0 | 0 | 0 | 0 | 0 | 0 | 0 | 0 | 0 | 0 | 0 | 0 | 0 | 0 | 0 | 0 | 0 | 0 | 0 | 12 | 1
NO |  | 131 | 2015 | 3 | 9 | 9 |  | NJ/NY Stateline (L45) | Pearl River | 0 | 34.5 | Wood & Steel | 1.28 | 0 | 1 | 795 kCM ACSR | 0 | 0 | 0 | 0 | 0 | 0 | 0 | 0 | 0 | 0 | 0 | 0 | 0 | 0 | 0 | 0 | 0 | 0 | 0 | 0 | 0 | 0 | 0 | 12 | 1
NO |  | 131 | 2015 | 3 | 10 | 10 |  | Burns (L50) | Pearl River | 34.5 | 34.5 | Wood & Steel | 0 | 1.8 | 1 | 4/0 Cu. | 0 | 0 | 0 | 0 | 0 | 0 | 0 | 0 | 0 | 0 | 0 | 0 | 0 | 0 | 0 | 0 | 0 | 0 | 0 | 0 | 0 | 0 | 0 | 12 | 1
NO |  | 131 | 2015 | 3 | 11 | 11 |  | Burns (L50) | Pearl River | 34.5 | 34.5 | Wood & Steel | 0 | 0.82 | 1 | 795 kCM ACSR | 0 | 0 | 0 | 0 | 0 | 0 | 0 | 0 | 0 | 0 | 0 | 0 | 0 | 0 | 0 | 0 | 0 | 0 | 0 | 0 | 0 | 0 | 0 | 12 | 1
NO |  | 131 | 2015 | 3 | 12 | 12 |  | Burns (L50) | Pearl River | 34.5 | 34.5 | Wood & Steel | 0 | 1.65 | 1 | 4/0 Cu. | 0 | 0 | 0 | 0 | 0 | 0 | 0 | 0 | 0 | 0 | 0 | 0 | 0 | 0 | 0 | 0 | 0 | 0 | 0 | 0 | 0 | 0 | 0 | 12 | 1
NO |  | 131 | 2015 | 3 | 13 | 13 |  | NJ/NY Stateline (L73) | NY/NJ Stateline | 0 | 34.5 | Steel Tower | 0.24 | 0 | 1 | 2/0 Cu. | 0 | 0 | 0 | 0 | 0 | 0 | 0 | 0 | 0 | 0 | 0 | 0 | 0 | 0 | 0 | 0 | 0 | 0 | 0 | 0 | 0 | 0 | 0 | 12 | 1
NO |  | 131 | 2015 | 3 | 14 | 14 |  | NJ/NY Stateline (L73) | Airmont | 0 | 34.5 | Wood & Steel | 1.2 | 0 | 1 | 2/0 Cu. | 0 | 0 | 0 | 0 | 0 | 0 | 0 | 0 | 0 | 0 | 0 | 0 | 0 | 0 | 0 | 0 | 0 | 0 | 0 | 0 | 0 | 0 | 0 | 12 | 1
NO |  | 131 | 2015 | 3 | 15 | 15 |  | Airmont (L731) | Burns | 0 | 34.5 | Wood & Steel | 4.82 | 0 | 1 | 2/0 CU. | 0 | 0 | 0 | 0 | 0 | 0 | 0 | 0 | 0 | 0 | 0 | 0 | 0 | 0 | 0 | 0 | 0 | 0 | 0 | 0 | 0 | 0 | 0 | 12 | 1
NO |  | 131 | 2015 | 3 | 16 | 16 |  | Airmont (L731) | Burns | 0 | 34.5 | Steel Tower | 0.12 | 0 | 1 | 4/0 Cu. | 0 | 0 | 0 | 0 | 0 | 0 | 0 | 0 | 0 | 0 | 0 | 0 | 0 | 0 | 0 | 0 | 0 | 0 | 0 | 0 | 0 | 0 | 0 | 12 | 1
NO |  | 131 | 2015 | 3 | 17 | 17 |  | NJ/NY Stateline (L74) | NY/NJ Stateline | 0 | 34.5 | Steel Tower | 0 | 0.24 | 1 | 2/0 Cu. | 0 | 0 | 0 | 0 | 0 | 0 | 0 | 0 | 0 | 0 | 0 | 0 | 0 | 0 | 0 | 0 | 0 | 0 | 0 | 0 | 0 | 0 | 0 | 12 | 1
NO |  | 131 | 2015 | 3 | 18 | 18 |  | NJ/NY Stateline (L74) | Monsey | 0 | 34.5 | Wood & Steel | 0 | 3.31 | 1 | 2/0 Cu. | 0 | 0 | 0 | 0 | 0 | 0 | 0 | 0 | 0 | 0 | 0 | 0 | 0 | 0 | 0 | 0 | 0 | 0 | 0 | 0 | 0 | 0 | 0 | 12 | 1
NO |  | 131 | 2015 | 3 | 19 | 19 |  | Monsey (L741) | Burns | 0 | 34.5 | Steel Tower | 0 | 2.74 | 1 | 2/0 Cu. | 0 | 0 | 0 | 0 | 0 | 0 | 0 | 0 | 0 | 0 | 0 | 0 | 0 | 0 | 0 | 0 | 0 | 0 | 0 | 0 | 0 | 0 | 0 | 12 | 1
NO |  | 131 | 2015 | 3 | 20 | 20 |  | Monsey (L741) | Burns | 0 | 34.5 | Steel Tower | 0 | 0.12 | 1 | 4/0 Cu. | 0 | 0 | 0 | 0 | 0 | 0 | 0 | 0 | 0 | 0 | 0 | 0 | 0 | 0 | 0 | 0 | 0 | 0 | 0 | 0 | 0 | 0 | 0 | 12 | 1
NO |  | 131 | 2015 | 3 | 21 | 21 |  | Harriman (L841) | Long Pond (Dean tap) | 34.5 | 34.5 | Wood | 0.9 | 0 | 1 | 2/0 Cu. | 0 | 0 | 0 | 0 | 0 | 0 | 0 | 0 | 0 | 0 | 0 | 0 | 0 | 0 | 0 | 0 | 0 | 0 | 0 | 0 | 0 | 0 | 0 | 12 | 1
NO |  | 131 | 2015 | 3 | 22 | 22 |  | Harriman (L841) | Long Pond (Dean tap) | 34.5 | 69 | Wood | 0.45 | 0.45 | 1 | 336.4kCM ACSR | 0 | 0 | 0 | 0 | 0 | 0 | 0 | 0 | 0 | 0 | 0 | 0 | 0 | 0 | 0 | 0 | 0 | 0 | 0 | 0 | 0 | 0 | 0 | 12 | 1
NO |  | 131 | 2015 | 3 | 23 | 23 |  | Harriman (L841) | Long Pond (Dean tap) | 34.5 | 34.5 | Wood & Steel | 0.75 | 0.75 | 1 | 2/0 cu. | 0 | 0 | 0 | 0 | 0 | 0 | 0 | 0 | 0 | 0 | 0 | 0 | 0 | 0 | 0 | 0 | 0 | 0 | 0 | 0 | 0 | 0 | 0 | 12 | 1
NO |  | 131 | 2015 | 3 | 24 | 24 |  | Harriman (L841) | Long Pond (Dean tap) | 34.5 | 34.5 | Wood & Steel | 2.89 | 2.89 | 1 | 4/0 ACSR | 0 | 0 | 0 | 0 | 0 | 0 | 0 | 0 | 0 | 0 | 0 | 0 | 0 | 0 | 0 | 0 | 0 | 0 | 0 | 0 | 0 | 0 | 0 | 12 | 1
NO |  | 131 | 2015 | 3 | 25 | 25 |  | Harriman (L841) | Long Pond (Dean tap) | 34.5 | 69 | Wood | 0.34 | 0.34 | 1 | 336.4kCM ACSR | 0 | 0 | 0 | 0 | 0 | 0 | 0 | 0 | 0 | 0 | 0 | 0 | 0 | 0 | 0 | 0 | 0 | 0 | 0 | 0 | 0 | 0 | 0 | 12 | 1
NO |  | 131 | 2015 | 3 | 26 | 26 |  | Harriman (L841) | Long Pond (Dean tap) | 34.5 | 34.5 | Wood & Steel | 0.63 | 0 | 1 | 4/0 ACSR | 0 | 0 | 0 | 0 | 0 | 0 | 0 | 0 | 0 | 0 | 0 | 0 | 0 | 0 | 0 | 0 | 0 | 0 | 0 | 0 | 0 | 0 | 0 | 12 | 1
NO |  | 131 | 2015 | 3 | 27 | 27 |  | Harriman (L841) | Long Pond (Dean tap) | 34.5 | 69 | Wood | 0.68 | 0.68 | 1 | 477 AAC | 0 | 0 | 0 | 0 | 0 | 0 | 0 | 0 | 0 | 0 | 0 | 0 | 0 | 0 | 0 | 0 | 0 | 0 | 0 | 0 | 0 | 0 | 0 | 12 | 1
NO |  | 131 | 2015 | 3 | 28 | 28 |  | Long Pond (Dean tap) L841 | Highand Falls | 34.5 | 34.5 | Wood | 3.33 | 0 | 1 | 2/0 Cu. | 0 | 0 | 0 | 0 | 0 | 0 | 0 | 0 | 0 | 0 | 0 | 0 | 0 | 0 | 0 | 0 | 0 | 0 | 0 | 0 | 0 | 0 | 0 | 12 | 1
NO |  | 131 | 2015 | 3 | 29 | 29 |  | Long Pond (Dean tap) L841 | Highland Falls | 34.5 | 34.5 | Wood | 1.33 | 0 | 1 | 4/0 ACSR | 0 | 0 | 0 | 0 | 0 | 0 | 0 | 0 | 0 | 0 | 0 | 0 | 0 | 0 | 0 | 0 | 0 | 0 | 0 | 0 | 0 | 0 | 0 | 12 | 1
NO |  | 131 | 2015 | 3 | 30 | 30 |  | Long Pond (Dean tap) L841 | Highland Falls | 34.5 | 34.5 | Wood & Steel | 0.11 | 0.11 | 1 | 4/0 ACSR | 0 | 0 | 0 | 0 | 0 | 0 | 0 | 0 | 0 | 0 | 0 | 0 | 0 | 0 | 0 | 0 | 0 | 0 | 0 | 0 | 0 | 0 | 0 | 12 | 1
NO |  | 131 | 2015 | 3 | 31 | 31 |  | Harriman (L851) | Long Pond (Dean tap) | 34.5 | 34.5 | Wood | 0.01 | 0 | 1 | 795 kCM ACSR | 0 | 0 | 0 | 0 | 0 | 0 | 0 | 0 | 0 | 0 | 0 | 0 | 0 | 0 | 0 | 0 | 0 | 0 | 0 | 0 | 0 | 0 | 0 | 12 | 1
NO |  | 131 | 2015 | 3 | 32 | 32 |  | Harriman (L851) | Long Pond (Dean tap) | 34.5 | 34.5 | Wood | 0.01 | 0 | 1 | 556 kCM ACSR | 0 | 0 | 0 | 0 | 0 | 0 | 0 | 0 | 0 | 0 | 0 | 0 | 0 | 0 | 0 | 0 | 0 | 0 | 0 | 0 | 0 | 0 | 0 | 12 | 1
NO |  | 131 | 2015 | 3 | 33 | 33 |  | Highland Falls (L93) | West Pt #1 (U.S. Gov't) | 34.5 | 34.5 | Wood | 0.5 | 0 | 1 | #2 Cu. | 0 | 0 | 0 | 0 | 0 | 0 | 0 | 0 | 0 | 0 | 0 | 0 | 0 | 0 | 0 | 0 | 0 | 0 | 0 | 0 | 0 | 0 | 0 | 12 | 1
NO |  | 131 | 2015 | 3 | 34 | 34 |  | Cuddebackville( L3)DX5-3-34 | Wurtsboro | 34.5 | 34 | Wood | 10.09 | 0 | 1 | #1 Cu. Solid | 0 | 0 | 0 | 0 | 0 | 0 | 0 | 0 | 0 | 0 | 0 | 0 | 0 | 0 | 0 | 0 | 0 | 0 | 0 | 0 | 0 | 0 | 0 | 12 | 1
NO |  | 131 | 2015 | 3 | 35 | 35 |  | Cuddebackville (L3)DX5-3-34 | Wurtsboro | 34.5 | 34.5 | Wood | 0.93 | 0 | 1 | 2/0 Cu. | 0 | 0 | 0 | 0 | 0 | 0 | 0 | 0 | 0 | 0 | 0 | 0 | 0 | 0 | 0 | 0 | 0 | 0 | 0 | 0 | 0 | 0 | 0 | 12 | 1
NO |  | 131 | 2015 | 4 | 1 | 1 |  | Wurtsboro (L3) (DX5-3-34) | Summitville | 34.5 | 34.5 | Wood | 3.58 | 0 | 1 | 1/0 Cu. | 0 | 0 | 0 | 0 | 0 | 0 | 0 | 0 | 0 | 0 | 0 | 0 | 0 | 0 | 0 | 0 | 0 | 0 | 0 | 0 | 0 | 0 | 0 | 12 | 1
NO |  | 131 | 2015 | 4 | 2 | 2 |  | Wurtsboro (L3) (DX5-3-34) | Summitville | 34.5 | 34.5 | Wood | 0.25 | 0 | 1 | 2/0 Cu. | 0 | 0 | 0 | 0 | 0 | 0 | 0 | 0 | 0 | 0 | 0 | 0 | 0 | 0 | 0 | 0 | 0 | 0 | 0 | 0 | 0 | 0 | 0 | 12 | 1
NO |  | 131 | 2015 | 4 | 3 | 3 |  | Cuddebackville(L4)(DX5-4-34 | Otisville | 34.5 | 34.5 | Wood | 4.1 | 0 | 1 | 336.4 kCM ACSR | 0 | 0 | 0 | 0 | 0 | 0 | 0 | 0 | 0 | 0 | 0 | 0 | 0 | 0 | 0 | 0 | 0 | 0 | 0 | 0 | 0 | 0 | 0 | 12 | 1
NO |  | 131 | 2015 | 4 | 4 | 4 |  | Otisville (L4) (DX5-4-34) | Pocatello | 34.5 | 34.5 | Wood | 4.17 | 0 | 1 | 336.4 kCM ACSR | 0 | 0 | 0 | 0 | 0 | 0 | 0 | 0 | 0 | 0 | 0 | 0 | 0 | 0 | 0 | 0 | 0 | 0 | 0 | 0 | 0 | 0 | 0 | 12 | 1
NO |  | 131 | 2015 | 4 | 5 | 5 |  | Otisville (L4) (DX5-4-34) | Pocatello | 34.5 | 34.5 | Wood | 2.14 | 0 | 1 | 2/0 Cu. | 0 | 0 | 0 | 0 | 0 | 0 | 0 | 0 | 0 | 0 | 0 | 0 | 0 | 0 | 0 | 0 | 0 | 0 | 0 | 0 | 0 | 0 | 0 | 12 | 1
NO |  | 131 | 2015 | 4 | 6 | 6 |  | Pocatello (L4) (DX) | Shoemaker | 34.5 | 34.5 | Wood | 0.26 | 0 | 1 | 2/0 Cu. | 0 | 0 | 0 | 0 | 0 | 0 | 0 | 0 | 0 | 0 | 0 | 0 | 0 | 0 | 0 | 0 | 0 | 0 | 0 | 0 | 0 | 0 | 0 | 12 | 1
NO |  | 131 | 2015 | 4 | 7 | 7 |  | Pocatello (L4) (DX) | Shoemaker | 34.5 | 34.5 | Steel Tower | 0.52 | 0 | 1 | 4/0 Cu. | 0 | 0 | 0 | 0 | 0 | 0 | 0 | 0 | 0 | 0 | 0 | 0 | 0 | 0 | 0 | 0 | 0 | 0 | 0 | 0 | 0 | 0 | 0 | 12 | 1
NO |  | 131 | 2015 | 4 | 8 | 8 |  | Pocatello (L4) (DX) | Shoemaker | 34.5 | 34.5 | Steel Tower | 1.33 | 0 | 1 | 2/0 Cu. | 0 | 0 | 0 | 0 | 0 | 0 | 0 | 0 | 0 | 0 | 0 | 0 | 0 | 0 | 0 | 0 | 0 | 0 | 0 | 0 | 0 | 0 | 0 | 12 | 1
NO |  | 131 | 2015 | 4 | 9 | 9 |  | Wurtsboro (L6) (DX) | Bloomingburg | 34.5 | 34.5 | Wood | 2.72 | 0 | 1 | 1/0 Cu. Solid | 0 | 0 | 0 | 0 | 0 | 0 | 0 | 0 | 0 | 0 | 0 | 0 | 0 | 0 | 0 | 0 | 0 | 0 | 0 | 0 | 0 | 0 | 0 | 12 | 1
NO |  | 131 | 2015 | 4 | 10 | 10 |  | Wurtsboro (L6) (DX) | Bloomingburg | 34.5 | 34.5 | Wood | 0.26 | 0 | 1 | 2/0 Cu. | 0 | 0 | 0 | 0 | 0 | 0 | 0 | 0 | 0 | 0 | 0 | 0 | 0 | 0 | 0 | 0 | 0 | 0 | 0 | 0 | 0 | 0 | 0 | 12 | 1
NO |  | 131 | 2015 | 4 | 11 | 11 |  | Bloomingburg (L6) (DX) | Pocatello | 34.5 | 34.5 | Wood | 4.82 | 0 | 1 | 1/0 Cu. Solid | 0 | 0 | 0 | 0 | 0 | 0 | 0 | 0 | 0 | 0 | 0 | 0 | 0 | 0 | 0 | 0 | 0 | 0 | 0 | 0 | 0 | 0 | 0 | 12 | 1
NO |  | 131 | 2015 | 4 | 12 | 12 |  | BloomingBurg (L6) (DX) | Pocatello | 34.5 | 34.5 | Wood | 1.59 | 2.14 | 1 | 2/0 Cu. | 0 | 0 | 0 | 0 | 0 | 0 | 0 | 0 | 0 | 0 | 0 | 0 | 0 | 0 | 0 | 0 | 0 | 0 | 0 | 0 | 0 | 0 | 0 | 12 | 1
NO |  | 131 | 2015 | 4 | 13 | 13 |  | Pocatello(L6) (DX) | Shoemaker | 34.5 | 34.5 | Wood | 0 | 0.27 | 1 | 2/0 Cu. | 0 | 0 | 0 | 0 | 0 | 0 | 0 | 0 | 0 | 0 | 0 | 0 | 0 | 0 | 0 | 0 | 0 | 0 | 0 | 0 | 0 | 0 | 0 | 12 | 1
NO |  | 131 | 2015 | 4 | 14 | 14 |  | Pocatello (L6) (DX) | Shoemaker | 34.5 | 34.5 | Steel Tower | 0 | 0.52 | 1 | 4/0 Cu. | 0 | 0 | 0 | 0 | 0 | 0 | 0 | 0 | 0 | 0 | 0 | 0 | 0 | 0 | 0 | 0 | 0 | 0 | 0 | 0 | 0 | 0 | 0 | 12 | 1
NO |  | 131 | 2015 | 4 | 15 | 15 |  | Pocatello (L6) (DX) | Shoemaker | 34.5 | 34.5 | Wood & Steel | 0 | 1.36 | 1 | 2/0 Cu. | 0 | 0 | 0 | 0 | 0 | 0 | 0 | 0 | 0 | 0 | 0 | 0 | 0 | 0 | 0 | 0 | 0 | 0 | 0 | 0 | 0 | 0 | 0 | 12 | 1
NO |  | 131 | 2015 | 4 | 16 | 16 |  | Port Jervis (L7) DX5-10-34 | NY/PA Stateline | 34.5 | 34.5 | Wood | 0.45 | 0 | 1 | 2/0 Cu. | 0 | 0 | 0 | 0 | 0 | 0 | 0 | 0 | 0 | 0 | 0 | 0 | 0 | 0 | 0 | 0 | 0 | 0 | 0 | 0 | 0 | 0 | 0 | 12 | 1
NO |  | 131 | 2015 | 4 | 17 | 17 |  | Port Jervis (L7) DX5-10-34 | NY/PA Stateline | 34.5 | 34.5 | Wood | 0.07 | 0 | 1 | 134.6 kCM ACSR | 0 | 0 | 0 | 0 | 0 | 0 | 0 | 0 | 0 | 0 | 0 | 0 | 0 | 0 | 0 | 0 | 0 | 0 | 0 | 0 | 0 | 0 | 0 | 12 | 1
NO |  | 131 | 2015 | 4 | 18 | 18 |  | Rio (L18) (DX) | Port Jervis | 34.5 | 34.5 | Steel Tower | 1.69 | 0 | 1 | 4/0 Cu. | 0 | 0 | 0 | 0 | 0 | 0 | 0 | 0 | 0 | 0 | 0 | 0 | 0 | 0 | 0 | 0 | 0 | 0 | 0 | 0 | 0 | 0 | 0 | 12 | 1
NO |  | 131 | 2015 | 4 | 19 | 19 |  | Rio (L18) (DX) | Port Jervis | 34.5 | 34.5 | Wood | 3.83 | 0 | 1 | 2/0 Cu. | 0 | 0 | 0 | 0 | 0 | 0 | 0 | 0 | 0 | 0 | 0 | 0 | 0 | 0 | 0 | 0 | 0 | 0 | 0 | 0 | 0 | 0 | 0 | 12 | 1
NO |  | 131 | 2015 | 4 | 20 | 20 |  | Rio (L18) (DX) | Port Jervis | 34.5 | 34.5 | Wood | 0.75 | 0 | 1 | 336.4 kCM ACSR | 0 | 0 | 0 | 0 | 0 | 0 | 0 | 0 | 0 | 0 | 0 | 0 | 0 | 0 | 0 | 0 | 0 | 0 | 0 | 0 | 0 | 0 | 0 | 12 | 1
NO |  | 131 | 2015 | 4 | 21 | 21 |  | Rio (L18) (DX) | Port Jervis | 34.5 | 34.5 | Steel | 0.77 | 0 | 1 | 336.4 kCM ACSS | 0 | 0 | 0 | 0 | 0 | 0 | 0 | 0 | 0 | 0 | 0 | 0 | 0 | 0 | 0 | 0 | 0 | 0 | 0 | 0 | 0 | 0 | 0 | 12 | 1
NO |  | 131 | 2015 | 4 | 22 | 22 |  | Shoemaker (l19,20) (DX) | Genung Street | 34.5 | 34.5 | Steel Tower | 0.65 | 0.65 | 2 | 4/0 Cu. | 0 | 0 | 0 | 0 | 0 | 0 | 0 | 0 | 0 | 0 | 0 | 0 | 0 | 0 | 0 | 0 | 0 | 0 | 0 | 0 | 0 | 0 | 0 | 12 | 1
NO |  | 131 | 2015 | 4 | 23 | 23 |  | Vic. West Haverstraw (L39) | N.Y. Trap Rock(Short Clove) | 34.5 | 34.5 | Wood | 0.57 | 0 | 1 | 795 kCM ACSR | 0 | 0 | 0 | 0 | 0 | 0 | 0 | 0 | 0 | 0 | 0 | 0 | 0 | 0 | 0 | 0 | 0 | 0 | 0 | 0 | 0 | 0 | 0 | 12 | 1
NO |  | 131 | 2015 | 4 | 24 | 24 |  | Vic. West Haverstraw (L39) | N.Y. Trap Rock(Short Clove) | 34.5 | 34.5 | Steel Tower | 0.76 | 0 | 1 | 2/0 Cu. | 0 | 0 | 0 | 0 | 0 | 0 | 0 | 0 | 0 | 0 | 0 | 0 | 0 | 0 | 0 | 0 | 0 | 0 | 0 | 0 | 0 | 0 | 0 | 12 | 1
NO |  | 131 | 2015 | 4 | 25 | 25 |  | Vic. West Haverstraw (L39) | N.Y. Trap Rock(Short Clove) | 34.5 | 34.5 | Wood | 3.08 | 0 | 1 | 2/0 Cu. | 0 | 0 | 0 | 0 | 0 | 0 | 0 | 0 | 0 | 0 | 0 | 0 | 0 | 0 | 0 | 0 | 0 | 0 | 0 | 0 | 0 | 0 | 0 | 12 | 1
NO |  | 131 | 2015 | 4 | 26 | 26 |  | Monroe (L82) (DX) | Chester | 34.5 | 34.5 | Steel Tower | 4.35 | 0 | 1 | 2/0 Cu. | 0 | 0 | 0 | 0 | 0 | 0 | 0 | 0 | 0 | 0 | 0 | 0 | 0 | 0 | 0 | 0 | 0 | 0 | 0 | 0 | 0 | 0 | 0 | 12 | 1
NO |  | 131 | 2015 | 4 | 27 | 27 |  | Vic. of Chester (L82) | Vic. of Chester Cable | 34.5 | 34.5 | Steel Tower | 0.31 | 0 | 1 | 2/0 Cu. | 0 | 0 | 0 | 0 | 0 | 0 | 0 | 0 | 0 | 0 | 0 | 0 | 0 | 0 | 0 | 0 | 0 | 0 | 0 | 0 | 0 | 0 | 0 | 12 | 1
NO |  | 131 | 2015 | 4 | 28 | 28 |  | Goshen (L822) (DX89-11-34) | Florida | 34.5 | 34.5 | Wood | 3.75 | 0 | 1 | #2 Cu. | 0 | 0 | 0 | 0 | 0 | 0 | 0 | 0 | 0 | 0 | 0 | 0 | 0 | 0 | 0 | 0 | 0 | 0 | 0 | 0 | 0 | 0 | 0 | 12 | 1
NO |  | 131 | 2015 | 4 | 29 | 29 |  | Florida (L823) (DX89-11-34) | Pole WFG122(Form. Glenmere) | 34.5 | 34.5 | Wood | 1.7 | 0 | 1 | #2 Cu. | 0 | 0 | 0 | 0 | 0 | 0 | 0 | 0 | 0 | 0 | 0 | 0 | 0 | 0 | 0 | 0 | 0 | 0 | 0 | 0 | 0 | 0 | 0 | 12 | 1
NO |  | 131 | 2015 | 4 | 30 | 30 |  | Monroe (L83) (DX) | Chester Tap | 34.5 | 34.5 | Steel Tower | 0 | 4.42 | 1 | 2/0 Cu. | 0 | 0 | 0 | 0 | 0 | 0 | 0 | 0 | 0 | 0 | 0 | 0 | 0 | 0 | 0 | 0 | 0 | 0 | 0 | 0 | 0 | 0 | 0 | 12 | 1
NO |  | 131 | 2015 | 4 | 31 | 31 |  | Chester Tap (L83) (DX) | Vic. Rt. 94, Chester | 34.5 | 34.5 | Wood Steel | 0 | 0.85 | 1 | 2/0 Cu. | 0 | 0 | 0 | 0 | 0 | 0 | 0 | 0 | 0 | 0 | 0 | 0 | 0 | 0 | 0 | 0 | 0 | 0 | 0 | 0 | 0 | 0 | 0 | 12 | 1
NO |  | 131 | 2015 | 4 | 32 | 32 |  | Pole WFG122 (Form. Glenmere | Pine Island | 34.5 | 34.5 | Wood | 5.78 | 0 | 1 | #2 Cu. | 0 | 0 | 0 | 0 | 0 | 0 | 0 | 0 | 0 | 0 | 0 | 0 | 0 | 0 | 0 | 0 | 0 | 0 | 0 | 0 | 0 | 0 | 0 | 12 | 1
NO |  | 131 | 2015 | 4 | 33 | 33 |  | Chester Tap(l91)(DX89-10-34 | Chester Cable | 34.5 | 34.5 | Wood | 0.96 | 0 | 1 | 477 kCM Al. | 0 | 0 | 0 | 0 | 0 | 0 | 0 | 0 | 0 | 0 | 0 | 0 | 0 | 0 | 0 | 0 | 0 | 0 | 0 | 0 | 0 | 0 | 0 | 12 | 1
NO |  | 131 | 2015 | 4 | 34 | 34 |  | Decker Switch Tap L6(L100) | Bullville | 34.5 | 34.5 | Wood | 3.95 | 0 | 1 | #2 Cu. | 0 | 0 | 0 | 0 | 0 | 0 | 0 | 0 | 0 | 0 | 0 | 0 | 0 | 0 | 0 | 0 | 0 | 0 | 0 | 0 | 0 | 0 | 0 | 12 | 1
NO |  | 131 | 2015 | 4 | 35 | 35 |  | Pocatello (L101) (DX) | Middletown State Hospital | 34.5 | 34.5 | Wood | 1.12 | 0 | 1 | #2 Cu. | 0 | 0 | 0 | 0 | 0 | 0 | 0 | 0 | 0 | 0 | 0 | 0 | 0 | 0 | 0 | 0 | 0 | 0 | 0 | 0 | 0 | 0 | 0 | 12 | 1
NO |  | 131 | 2015 | 5 | 1 | 1 |  | SugarLoaf (L241) | Hartley Road | 69 | 115 | Wood | 2.34 | 0 | 1 | 795 KCM ACSR | 0 | 0 | 0 | 0 | 0 | 0 | 0 | 0 | 0 | 0 | 0 | 0 | 0 | 0 | 0 | 0 | 0 | 0 | 0 | 0 | 0 | 0 | 0 | 12 | 1
NO |  | 131 | 2015 | 5 | 2 | 2 |  | Ramapo (L28) | Sugarloaf 138kV | 138 | 345 | Steel Tower | 14.6 | 0 | 1 | 2-1590 ACSR | 0 | 0 | 0 | 0 | 0 | 0 | 0 | 0 | 0 | 0 | 0 | 0 | 0 | 0 | 0 | 0 | 0 | 0 | 0 | 0 | 0 | 0 | 0 | 12 | 1
NO |  | 131 | 2015 | 5 | 3 | 3 |  | Ramapo (L28) | Sugarloaf 138kV | 138 | 138 | Wood | 0.5 | 0 | 1 | 795 ACSR | 0 | 0 | 0 | 0 | 0 | 0 | 0 | 0 | 0 | 0 | 0 | 0 | 0 | 0 | 0 | 0 | 0 | 0 | 0 | 0 | 0 | 0 | 0 | 12 | 1
NO |  | 131 | 2015 | 5 | 4 | 4 |  | Hartley Road (L24) | Shoemaker | 69 | 115 | Steel Twr/Pole | 2.89 | 0 | 1 | 336.4 kCM ACSR | 0 | 0 | 0 | 0 | 0 | 0 | 0 | 0 | 0 | 0 | 0 | 0 | 0 | 0 | 0 | 0 | 0 | 0 | 0 | 0 | 0 | 0 | 0 | 12 | 1
NO |  | 131 | 2015 | 5 | 5 | 5 |  | SugarLoaf (L241) | Hartley Road | 69 | 115 | Steel Twr/Pole | 7.05 | 0 | 1 | 336.4 kCM ACSR | 0 | 0 | 0 | 0 | 0 | 0 | 0 | 0 | 0 | 0 | 0 | 0 | 0 | 0 | 0 | 0 | 0 | 0 | 0 | 0 | 0 | 0 | 0 | 12 | 1
NO |  | 131 | 2015 | 5 | 6 | 6 |  | Harriman (L851) | Long Pond (Dean Tap) | 34.5 | 34.5 | Wood | 0.88 | 0 | 1 | 2/0 cu. | 0 | 0 | 0 | 0 | 0 | 0 | 0 | 0 | 0 | 0 | 0 | 0 | 0 | 0 | 0 | 0 | 0 | 0 | 0 | 0 | 0 | 0 | 0 | 12 | 1
NO |  | 131 | 2015 | 5 | 7 | 7 |  | Harriman (L851) | Long Pond (Dean Tap) | 34.5 | 34.5 | Wood | 0.45 | 0.45 | 1 | 336.4 kCM ACSR | 0 | 0 | 0 | 0 | 0 | 0 | 0 | 0 | 0 | 0 | 0 | 0 | 0 | 0 | 0 | 0 | 0 | 0 | 0 | 0 | 0 | 0 | 0 | 12 | 1
NO |  | 131 | 2015 | 5 | 8 | 8 |  | Harriman (L851) | Long Pond (Dean Tap) | 34.5 | 34.5 | Wood & Steel | 3.64 | 3.64 | 1 | 2/0 cu. | 0 | 0 | 0 | 0 | 0 | 0 | 0 | 0 | 0 | 0 | 0 | 0 | 0 | 0 | 0 | 0 | 0 | 0 | 0 | 0 | 0 | 0 | 0 | 12 | 1
NO |  | 131 | 2015 | 5 | 9 | 9 |  | Harriman (L851) | Long Pond (Dean Tap) | 34.5 | 69 | Wood | 0.34 | 0.34 | 1 | 336.4 kCM ACSR | 0 | 0 | 0 | 0 | 0 | 0 | 0 | 0 | 0 | 0 | 0 | 0 | 0 | 0 | 0 | 0 | 0 | 0 | 0 | 0 | 0 | 0 | 0 | 12 | 1
NO |  | 131 | 2015 | 5 | 10 | 10 |  | Harriman (L851) | Long Pond (Dean Tap) | 34.5 | 69 | Wood | 0.63 | 0.63 | 1 | 4/0 ACSR | 0 | 0 | 0 | 0 | 0 | 0 | 0 | 0 | 0 | 0 | 0 | 0 | 0 | 0 | 0 | 0 | 0 | 0 | 0 | 0 | 0 | 0 | 0 | 12 | 1
NO |  | 131 | 2015 | 5 | 11 | 11 |  | Harriman (L851) | Long Pond (Dean Tap) | 34.5 | 69 | Wood | 0.68 | 0.68 | 1 | 477 AAC | 0 | 0 | 0 | 0 | 0 | 0 | 0 | 0 | 0 | 0 | 0 | 0 | 0 | 0 | 0 | 0 | 0 | 0 | 0 | 0 | 0 | 0 | 0 | 12 | 1
NO |  | 131 | 2015 | 5 | 12 | 12 |  | Long Pond (DeanTap) (L851) | West Point #2 (Delafield) | 34.5 | 69 | Wood | 3.94 | 0 | 1 | 4/0 ACSR | 0 | 0 | 0 | 0 | 0 | 0 | 0 | 0 | 0 | 0 | 0 | 0 | 0 | 0 | 0 | 0 | 0 | 0 | 0 | 0 | 0 | 0 | 0 | 12 | 1
NO |  | 131 | 2015 | 5 | 13 | 13 |  | Long Pond (DeanTap) (L851) | West Point #2 (Delafield) | 34.5 | 69 | Wood | 0.71 | 0.71 | 1 | 556.5 kCM ACSR | 0 | 0 | 0 | 0 | 0 | 0 | 0 | 0 | 0 | 0 | 0 | 0 | 0 | 0 | 0 | 0 | 0 | 0 | 0 | 0 | 0 | 0 | 0 | 12 | 1
NO |  | 131 | 2015 | 5 | 14 | 14 |  | Long Pond (DeanTap) (L851) | West Point #2 (Delafield) | 34.5 | 34.5 | Wood | 0.31 | 0.31 | 1 | 477 AAC | 0 | 0 | 0 | 0 | 0 | 0 | 0 | 0 | 0 | 0 | 0 | 0 | 0 | 0 | 0 | 0 | 0 | 0 | 0 | 0 | 0 | 0 | 0 | 12 | 1
NO |  | 131 | 2015 | 5 | 15 | 15 |  | Long Pond (DeanTap) (L851) | West Point #2 (Delafield) | 34.5 | 69 | Wood | 0.53 | 0.53 | 1 | 556.5 kCM ACSR | 0 | 0 | 0 | 0 | 0 | 0 | 0 | 0 | 0 | 0 | 0 | 0 | 0 | 0 | 0 | 0 | 0 | 0 | 0 | 0 | 0 | 0 | 0 | 12 | 1
NO |  | 131 | 2015 | 5 | 16 | 16 |  | WestPoint #2-Delafield-L853 | Highland Falls | 34.5 | 69 | Wood | 0.53 | 0.53 | 1 | 795 kCM ACSR | 0 | 0 | 0 | 0 | 0 | 0 | 0 | 0 | 0 | 0 | 0 | 0 | 0 | 0 | 0 | 0 | 0 | 0 | 0 | 0 | 0 | 0 | 0 | 12 | 1
NO |  | 131 | 2015 | 5 | 17 | 17 |  | WestPoint #2-Delafield-L853 | Highland Falls | 34.5 | 34.5 | Wood | 0.31 | 0.31 | 1 | 477 AAC | 0 | 0 | 0 | 0 | 0 | 0 | 0 | 0 | 0 | 0 | 0 | 0 | 0 | 0 | 0 | 0 | 0 | 0 | 0 | 0 | 0 | 0 | 0 | 12 | 1
NO |  | 131 | 2015 | 5 | 18 | 18 |  | WestPoint #2-Delafield-L853 | Highland Falls | 34.5 | 69 | Wood | 1.42 | 1.42 | 1 | 795 kCM ACSR | 0 | 0 | 0 | 0 | 0 | 0 | 0 | 0 | 0 | 0 | 0 | 0 | 0 | 0 | 0 | 0 | 0 | 0 | 0 | 0 | 0 | 0 | 0 | 12 | 1
NO |  | 131 | 2015 | 5 | 19 | 19 |  | WestPoint #2-Delafield-L853 | Highland Falls | 34.5 | 34.5 | Wood & Steel | 0.13 | 0.13 | 1 | 2/0 Cu. | 0 | 0 | 0 | 0 | 0 | 0 | 0 | 0 | 0 | 0 | 0 | 0 | 0 | 0 | 0 | 0 | 0 | 0 | 0 | 0 | 0 | 0 | 0 | 12 | 1
NO |  | 131 | 2015 | 5 | 20 | 20 |  | Long Pond (Dean Tap)L92 | Dean | 34.5 | 69 | Wood | 0.09 | 0 | 1 | 477 AAC | 0 | 0 | 0 | 0 | 0 | 0 | 0 | 0 | 0 | 0 | 0 | 0 | 0 | 0 | 0 | 0 | 0 | 0 | 0 | 0 | 0 | 0 | 0 | 12 | 1
NO |  | 132 | 2015 | 0 | 1 | 1 |  | Alexandria | MN Border | 345 | 345 | Steel Tower | 101 | 0 | 1 |  | 2227484 | 29914057 | 32141541 | 0 | 0 | 0 | 0 | 0 | 0 | 0 | 0 | 0 | 0 | 0 | 0 | 0 | 0 | 0 | 0 | 0 | 0 | 0 | 0 | 12 | 1
NO |  | 132 | 2015 | 0 | 2 | 2 |  | Brookings | MN Border | 345 | 345 | Steel Tower | 10 | 0 | 1 |  | 0 | 1133893 | 1133893 | 0 | 0 | 0 | 0 | 0 | 0 | 0 | 0 | 0 | 0 | 0 | 0 | 0 | 0 | 0 | 0 | 0 | 0 | 0 | 0 | 12 | 1
NO |  | 132 | 2015 | 0 | 3 | 3 |  | Cedar Mountain | Helena | 345 | 345 | Steel Tower | 73 | 0 | 2 |  | 629509 | 7263599 | 7893108 | 0 | 0 | 0 | 0 | 0 | 0 | 0 | 0 | 0 | 0 | 0 | 0 | 0 | 0 | 0 | 0 | 0 | 0 | 0 | 0 | 12 | 1
NO |  | 132 | 2015 | 0 | 4 | 4 |  | Center | Maple River | 345 | 345 | Alum Tower | 48 | 0 | 1 |  | 0 | 5458744 | 5458744 | 0 | 0 | 0 | 0 | 0 | 0 | 0 | 0 | 0 | 0 | 0 | 0 | 0 | 0 | 0 | 0 | 0 | 0 | 0 | 0 | 12 | 1
NO |  | 132 | 2015 | 0 | 5 | 5 |  | Chub Lake | Hampton | 345 | 345 | Steel Tower | 18 | 0 | 1 |  | 298407 | 2634331 | 2932738 | 0 | 0 | 0 | 0 | 0 | 0 | 0 | 0 | 0 | 0 | 0 | 0 | 0 | 0 | 0 | 0 | 0 | 0 | 0 | 0 | 12 | 1
NO |  | 132 | 2015 | 0 | 6 | 6 |  | Helena | Chub Lake | 345 | 345 | Steel Tower | 21 | 0 | 1 |  | 456889 | 2601070 | 3057959 | 0 | 0 | 0 | 0 | 0 | 0 | 0 | 0 | 0 | 0 | 0 | 0 | 0 | 0 | 0 | 0 | 0 | 0 | 0 | 0 | 12 | 1
NO |  | 132 | 2015 | 0 | 7 | 7 |  | Lyon County | Cedar Mountain | 345 | 345 | Steel Tower | 50 | 0 | 2 |  | 374581 | 4153993 | 4528574 | 0 | 0 | 0 | 0 | 0 | 0 | 0 | 0 | 0 | 0 | 0 | 0 | 0 | 0 | 0 | 0 | 0 | 0 | 0 | 0 | 12 | 1
NO |  | 132 | 2015 | 0 | 8 | 8 |  | Lyon County | Hazel Creek | 345 | 345 | Steel Tower | 25 | 0 | 1 |  | 0 | 2030683 | 2030683 | 0 | 0 | 0 | 0 | 0 | 0 | 0 | 0 | 0 | 0 | 0 | 0 | 0 | 0 | 0 | 0 | 0 | 0 | 0 | 0 | 12 | 1
NO |  | 132 | 2015 | 0 | 9 | 9 |  | Lyon County | MN Border | 345 | 345 | Steel Tower | 49 | 0 | 1 |  | 0 | 3689462 | 3689462 | 0 | 0 | 0 | 0 | 0 | 0 | 0 | 0 | 0 | 0 | 0 | 0 | 0 | 0 | 0 | 0 | 0 | 0 | 0 | 0 | 12 | 1
NO |  | 132 | 2015 | 0 | 10 | 10 |  | MN Border | Bison | 345 | 345 | Steel Tower | 35 | 0 | 1 |  | 616601 | 8864861 | 9481462 | 0 | 0 | 0 | 0 | 0 | 0 | 0 | 0 | 0 | 0 | 0 | 0 | 0 | 0 | 0 | 0 | 0 | 0 | 0 | 0 | 12 | 1
NO |  | 132 | 2015 | 0 | 11 | 11 |  | Monticello | Quarry Sub | 345 | 345 | Steel Tower | 29 | 0 | 1 |  | 1834831 | 8324511 | 10159342 | 0 | 0 | 0 | 0 | 0 | 0 | 0 | 0 | 0 | 0 | 0 | 0 | 0 | 0 | 0 | 0 | 0 | 0 | 0 | 0 | 12 | 1
NO |  | 132 | 2015 | 0 | 12 | 12 |  | St Cloud | Alexandria | 345 | 345 | Steel Tower | 77 | 0 | 1 |  | 2373675 | 24116045 | 26489720 | 0 | 0 | 0 | 0 | 0 | 0 | 0 | 0 | 0 | 0 | 0 | 0 | 0 | 0 | 0 | 0 | 0 | 0 | 0 | 0 | 12 | 1
NO |  | 132 | 2015 | 0 | 14 | 14 |  | Fergus Falls | Inman | 230 | 230 | Wood H | 19 | 0 | 1 |  | 6339 | 2022422 | 2028761 | 0 | 0 | 0 | 0 | 0 | 0 | 0 | 0 | 0 | 0 | 0 | 0 | 0 | 0 | 0 | 0 | 0 | 0 | 0 | 0 | 12 | 1
NO |  | 132 | 2015 | 0 | 15 | 15 |  | Fergus Falls | Wahpeton | 230 | 230 | Wood H | 29 | 0 | 1 |  | 5935 | 2198996 | 2204931 | 0 | 0 | 0 | 0 | 0 | 0 | 0 | 0 | 0 | 0 | 0 | 0 | 0 | 0 | 0 | 0 | 0 | 0 | 0 | 0 | 12 | 1
NO |  | 132 | 2015 | 0 | 16 | 16 |  | Wahpeton | Hankinson | 230 | 230 | Wood H | 26 | 0 | 1 |  | 0 | 1272077 | 1272077 | 0 | 0 | 0 | 0 | 0 | 0 | 0 | 0 | 0 | 0 | 0 | 0 | 0 | 0 | 0 | 0 | 0 | 0 | 0 | 0 | 12 | 1
NO |  | 132 | 2015 | 0 | 17 | 17 |  | Hankinson | Forman | 230 | 230 | Wood H | 36 | 0 | 1 |  | 0 | 1597482 | 1597482 | 0 | 0 | 0 | 0 | 0 | 0 | 0 | 0 | 0 | 0 | 0 | 0 | 0 | 0 | 0 | 0 | 0 | 0 | 0 | 0 | 12 | 1
NO |  | 132 | 2015 | 0 | 18 | 18 |  | Forman | Ellendale | 230 | 230 | Wood H | 47 | 0 | 1 |  | 0 | 4722361 | 4722361 | 0 | 0 | 0 | 0 | 0 | 0 | 0 | 0 | 0 | 0 | 0 | 0 | 0 | 0 | 0 | 0 | 0 | 0 | 0 | 0 | 12 | 1
NO |  | 132 | 2015 | 0 | 19 | 19 |  | Audubon (W 1/10) | Badoura | 230 | 230 | Wood H | 6 | 0 | 1 |  | 0 | 414677 | 414677 | 0 | 0 | 0 | 0 | 0 | 0 | 0 | 0 | 0 | 0 | 0 | 0 | 0 | 0 | 0 | 0 | 0 | 0 | 0 | 0 | 12 | 1
NO |  | 132 | 2015 | 0 | 20 | 20 |  | Audubon | Sheyenne | 230 | 230 | Wood H | 42 | 0 | 1 |  | 0 | 1690121 | 1690121 | 0 | 0 | 0 | 0 | 0 | 0 | 0 | 0 | 0 | 0 | 0 | 0 | 0 | 0 | 0 | 0 | 0 | 0 | 0 | 0 | 12 | 1
NO |  | 132 | 2015 | 0 | 21 | 21 |  | Winger (E 1/3) | Wilton | 230 | 230 | Alum Tower | 18 | 0 | 1 |  | 0 | 1852883 | 1852883 | 0 | 0 | 0 | 0 | 0 | 0 | 0 | 0 | 0 | 0 | 0 | 0 | 0 | 0 | 0 | 0 | 0 | 0 | 0 | 0 | 12 | 1
NO |  | 132 | 2015 | 0 | 22 | 22 |  | Grand Forks (M 1/3) | Winnipeg | 230 | 230 | Wood H | 27 | 0 | 1 |  | 0 | 913195 | 913195 | 0 | 0 | 0 | 0 | 0 | 0 | 0 | 0 | 0 | 0 | 0 | 0 | 0 | 0 | 0 | 0 | 0 | 0 | 0 | 0 | 12 | 1
NO |  | 132 | 2015 | 0 | 23 | 23 |  | Big Stone (N 1/3) | Hankinson | 230 | 230 | Wood H | 23 | 0 | 1 |  | 0 | 803584 | 803584 | 0 | 0 | 0 | 0 | 0 | 0 | 0 | 0 | 0 | 0 | 0 | 0 | 0 | 0 | 0 | 0 | 0 | 0 | 0 | 0 | 12 | 1
NO |  | 132 | 2015 | 0 | 24 | 24 |  | Big Stone (S 1/4) | Blair | 230 | 230 | Wood H | 15 | 0 | 1 |  | 0 | 867131 | 867131 | 0 | 0 | 0 | 0 | 0 | 0 | 0 | 0 | 0 | 0 | 0 | 0 | 0 | 0 | 0 | 0 | 0 | 0 | 0 | 0 | 12 | 1
NO |  | 132 | 2015 | 0 | 25 | 25 |  | Harvey | Coal Creek | 230 | 230 | Wood H | 75 | 0 | 1 |  | 0 | 10671493 | 10671493 | 0 | 0 | 0 | 0 | 0 | 0 | 0 | 0 | 0 | 0 | 0 | 0 | 0 | 0 | 0 | 0 | 0 | 0 | 0 | 0 | 12 | 1
NO |  | 132 | 2015 | 0 | 26 | 26 |  | Balta | Harvey | 230 | 230 | Wood H | 22 | 0 | 1 |  | 0 | 4433129 | 4433129 | 0 | 0 | 0 | 0 | 0 | 0 | 0 | 0 | 0 | 0 | 0 | 0 | 0 | 0 | 0 | 0 | 0 | 0 | 0 | 0 | 12 | 1
NO |  | 132 | 2015 | 0 | 27 | 27 |  | Rugby | Balta | 230 | 230 | Steel H | 18 | 0 | 1 |  | 0 | 3485361 | 3485361 | 0 | 0 | 0 | 0 | 0 | 0 | 0 | 0 | 0 | 0 | 0 | 0 | 0 | 0 | 0 | 0 | 0 | 0 | 0 | 0 | 12 | 1
NO |  | 132 | 2015 | 0 | 28 | 28 |  | Wilton | Cass Lake | 230 | 230 | Steel H | 19 | 0 | 1 |  | 489732 | 4363737 | 4853469 | 0 | 0 | 0 | 0 | 0 | 0 | 0 | 0 | 0 | 0 | 0 | 0 | 0 | 0 | 0 | 0 | 0 | 0 | 0 | 0 | 12 | 1
NO |  | 132 | 2015 | 0 | 29 | 29 |  | Cass Lake | Boswell | 230 | 230 | Steel H | 51 | 0 | 1 |  | 567058 | 10910674 | 11477732 | 0 | 0 | 0 | 0 | 0 | 0 | 0 | 0 | 0 | 0 | 0 | 0 | 0 | 0 | 0 | 0 | 0 | 0 | 0 | 0 | 12 | 1
NO |  | 132 | 2015 | 0 | 30 | 30 |  | Hazel Creek | MN Valley | 230 | 345 | Steel Tower | 5 | 0 | 1 |  | 0 | 715936 | 715936 | 0 | 0 | 0 | 0 | 0 | 0 | 0 | 0 | 0 | 0 | 0 | 0 | 0 | 0 | 0 | 0 | 0 | 0 | 0 | 0 | 12 | 1
SI/NO | A | 132 | 2015 | 0 | 32 | 32 |  |  | Total | 115 | 115 | Wood H | 459 | 0 | 0 |  | 74783 | 9444657 | 9519440 | 0 | 0 | 0 | 173240.6835 | 0 | 0 | 0 | 0 | 0 | 0 | 0 | 0 | 0 | 0 | 0 | 0 | 0 | 0 | 0 | 0 | 12 | 1
SI/NO | A | 132 | 2015 | 0 | 33 | 33 |  |  | Total | 115 | 115 | SWP | 414 | 0 | 0 |  | 393467 | 28207579 | 28601046 | 0 | 0 | 0 | 520499.6048 | 0 | 0 | 0 | 0 | 0 | 0 | 0 | 0 | 0 | 0 | 0 | 0 | 0 | 0 | 0 | 0 | 12 | 1
SI/NO | A | 132 | 2015 | 0 | 34 | 34 |  |  | Total | 115 | 115 | Steel Tower | 4 | 0 | 0 |  | 14354 | 192183 | 206537 | 0 | 0 | 0 | 3758.6886 | 0 | 0 | 0 | 0 | 0 | 0 | 0 | 0 | 0 | 0 | 0 | 0 | 0 | 0 | 0 | 0 | 12 | 1
SI/NO | A | 132 | 2015 | 0 | 35 | 35 |  |  | Total | 69 | 69 |  | 209 | 0 | 0 |  | 0 | 6441477 | 6441477 | 0 | 0 | 0 | 117226.0005 | 0 | 0 | 0 | 0 | 0 | 0 | 0 | 0 | 0 | 0 | 0 | 0 | 0 | 0 | 0 | 0 | 12 | 1
NO |  | 132 | 2015 | 0 | 36 | 36 |  | TOTAL |  | 0 | 0 |  | 5863 | 0 | 31 |  | 10368598 | 295396422 | 305765020 | 5955479 | 1629890 | 37889 | 7623258 | 0 | 0 | 0 | 0 | 0 | 0 | 0 | 0 | 0 | 0 | 0 | 0 | 0 | 0 | 0 | 0 | 12 | 1
SI/NO | A | 132 | 2015 | 1 | 1 | 1 |  |  | Total | 41.6 | 41.6 | SWP | 3762 | 0 | 0 |  | 4953 | 97917345 | 97922298 | 0 | 0 | 0 | 1782050.8177 | 0 | 0 | 0 | 0 | 0 | 0 | 0 | 0 | 0 | 0 | 0 | 0 | 0 | 0 | 0 | 0 | 12 | 1
SI/NO | S | 132 | 2015 | 1 | 2 | 2 |  |  | Total | 41.6 | 41.6 | Underground | 1 | 0 | 0 |  | 0 | 72673 | 72673 | 0 | 0 | 0 | 1322.5484 | 0 | 0 | 0 | 0 | 0 | 0 | 0 | 0 | 0 | 0 | 0 | 0 | 0 | 0 | 0 | 0 | 12 | 1
NO |  | 132 | 2015 | 1 | 3 | 3 |  |  |  | 0 | 0 |  | 0 | 0 | 0 |  | 0 | 0 | 0 | 5955479 | 1629890 | 37889 | 7623258 | 0 | 0 | 0 | 0 | 0 | 0 | 0 | 0 | 0 | 0 | 0 | 0 | 651320166 | 0 | 0 | 0 | 12 | 1
NO |  | 133 | 2015 | 0 | 1 | 1 |  | A.E.C. Windfarm | Pittsburg-Tesla | 230 | 0 | T | 0 | 0 | 2 | 1113AAC | 0 | 0 | 0 | 0 | 0 | 0 | 0 | 0 | 0 | 0 | 0 | 651330450 | 651330451 | 651330452 | 0 | 0 | 0 | 0 | 0 | 0 | 0 | 0 | 0 | 12 | 0
NO |  | 133 | 2015 | 0 | 2 | 2 |  | (Ralph Tap) | #2 | 0 | 0 |  | 0 | 0 | 0 |  | 0 | 0 | 0 | 0 | 0 | 0 | 0 | 0 | 0 | 0 | 0 | 0 | 0 | 0 | 0 | 0 | 0 | 0 | 0 | 0 | 0 | 0 | 0 | 12 | 0
NO |  | 133 | 2015 | 0 | 3 | 3 |  | American Canyon | American Canyon- | 0 | 0 |  | 0 | 0 | 0 |  | 0 | 0 | 0 | 0 | 0 | 0 | 0 | 0 | 0 | 0 | 0 | 0 | 0 | 0 | 0 | 0 | 0 | 0 | 0 | 0 | 0 | 0 | 0 | 12 | 0
NO |  | 133 | 2015 | 0 | 4 | 4 |  |  | Sobrante | 230 | 0 | T | 0 | 0 | 2 | 2300AL | 0 | 0 | 0 | 0 | 0 | 0 | 0 | 0 | 0 | 0 | 0 | 0 | 0 | 0 | 0 | 651330463 | 0 | 0 | 0 | 0 | 0 | 0 | 0 | 12 | 0
NO |  | 133 | 2015 | 0 | 5 | 5 |  | American-Canyon | American | 230 | 0 | T | 0 | 0 | 2 | 2156SSAC | 0 | 0 | 0 | 0 | 0 | 0 | 0 | 0 | 0 | 0 | 0 | 0 | 0 | 0 | 0 | 0 | 0 | 0 | 0 | 0 | 0 | 0 | 0 | 12 | 0
NO |  | 133 | 2015 | 0 | 6 | 6 |  | Sobrante | Carquinez | 0 | 0 |  | 0 | 0 | 0 |  | 0 | 0 | 0 | 0 | 0 | 0 | 0 | 0 | 0 | 0 | 0 | 0 | 0 | 0 | 0 | 0 | 0 | 0 | 0 | 0 | 0 | 0 | 0 | 12 | 0
NO |  | 133 | 2015 | 0 | 7 | 7 |  |  | Straits | 0 | 0 |  | 0 | 0 | 0 |  | 0 | 0 | 0 | 0 | 0 | 0 | 0 | 0 | 0 | 0 | 0 | 0 | 0 | 0 | 0 | 0 | 0 | 0 | 0 | 0 | 0 | 0 | 0 | 12 | 0
NO |  | 133 | 2015 | 0 | 8 | 8 |  | American-Canyon | Sobrante | 230 | 0 | T | 0 | 0 | 2 | AL2300 | 0 | 0 | 0 | 0 | 0 | 0 | 0 | 0 | 0 | 0 | 0 | 0 | 0 | 0 | 0 | 651330464 | 0 | 0 | 0 | 0 | 0 | 0 | 0 | 12 | 0
NO |  | 133 | 2015 | 0 | 9 | 9 |  | Sobrante | Sub | 0 | 0 |  | 0 | 0 | 0 |  | 0 | 0 | 0 | 0 | 0 | 0 | 0 | 0 | 0 | 0 | 0 | 0 | 0 | 0 | 0 | 0 | 0 | 0 | 0 | 0 | 0 | 0 | 0 | 12 | 0
NO |  | 133 | 2015 | 0 | 10 | 10 |  | Arco | Midway | 230 | 0 | T | 0 | 0 | 1 | 795ACSR | 0 | 0 | 0 | 0 | 0 | 0 | 0 | 0 | 0 | 0 | 0 | 0 | 0 | 0 | 0 | 0 | 0 | 0 | 0 | 0 | 0 | 0 | 0 | 12 | 0
NO |  | 133 | 2015 | 0 | 11 | 11 |  | Balch PP | McCall | 230 | 0 | T | 0 | 0 | 1 | 954AL | 0 | 0 | 0 | 0 | 0 | 0 | 0 | 0 | 0 | 0 | 0 | 0 | 0 | 0 | 0 | 0 | 0 | 0 | 0 | 0 | 0 | 0 | 0 | 12 | 0
NO |  | 133 | 2015 | 0 | 12 | 12 |  | Haas PP | McCall | 230 | 0 | T | 0 | 0 | 1 | 795ACSR | 0 | 0 | 0 | 0 | 0 | 0 | 0 | 0 | 0 | 0 | 0 | 0 | 0 | 0 | 0 | 0 | 0 | 0 | 0 | 0 | 0 | 0 | 0 | 12 | 0
NO |  | 133 | 2015 | 0 | 13 | 13 |  |  |  | 230 | 0 | T | 0 | 0 | 1 | 954AL | 0 | 0 | 0 | 0 | 0 | 0 | 0 | 0 | 0 | 0 | 0 | 0 | 0 | 0 | 0 | 0 | 0 | 0 | 0 | 0 | 0 | 0 | 0 | 12 | 0
NO |  | 133 | 2015 | 0 | 14 | 14 |  | Belden PP | Rock Crk. Jct. | 230 | 0 | T | 0 | 0 | 1 | 795ACSR | 0 | 0 | 0 | 0 | 0 | 0 | 0 | 0 | 0 | 0 | 0 | 0 | 0 | 0 | 0 | 0 | 0 | 0 | 0 | 0 | 0 | 0 | 0 | 12 | 0
NO |  | 133 | 2015 | 0 | 15 | 15 |  |  | #1 | 0 | 0 |  | 0 | 0 | 0 |  | 0 | 0 | 0 | 0 | 0 | 0 | 0 | 0 | 0 | 0 | 0 | 0 | 0 | 0 | 0 | 0 | 0 | 0 | 0 | 0 | 0 | 0 | 0 | 12 | 0
NO |  | 133 | 2015 | 0 | 16 | 16 |  | Belden PP | Butte County | 0 | 0 |  | 0 | 0 | 0 |  | 0 | 0 | 0 | 0 | 0 | 0 | 0 | 0 | 0 | 0 | 0 | 0 | 0 | 0 | 0 | 0 | 0 | 0 | 0 | 0 | 0 | 0 | 0 | 12 | 0
NO |  | 133 | 2015 | 0 | 17 | 17 |  |  | Table Mtn. | 230 | 0 | T | 0 | 0 | 1 | 795ACSR | 0 | 0 | 0 | 0 | 0 | 0 | 0 | 0 | 0 | 0 | 0 | 0 | 0 | 0 | 0 | 0 | 0 | 0 | 0 | 0 | 0 | 0 | 0 | 12 | 0
NO |  | 133 | 2015 | 0 | 18 | 18 |  | Bellota | Gregg #1 | 230 | 0 | T | 0 | 0 | 1 | 500CU | 0 | 0 | 0 | 0 | 0 | 0 | 0 | 0 | 0 | 0 | 0 | 0 | 0 | 0 | 0 | 0 | 0 | 0 | 0 | 0 | 0 | 0 | 0 | 12 | 0
NO |  | 133 | 2015 | 0 | 19 | 19 |  |  |  | 230 | 0 | T | 0 | 0 | 1 | 650CU | 0 | 0 | 0 | 0 | 0 | 0 | 0 | 0 | 0 | 0 | 0 | 0 | 0 | 0 | 0 | 0 | 0 | 0 | 0 | 0 | 0 | 0 | 0 | 12 | 0
NO |  | 133 | 2015 | 0 | 20 | 20 |  |  |  | 230 | 0 | T | 0 | 0 | 1 | 795ACSR | 0 | 0 | 0 | 0 | 0 | 0 | 0 | 0 | 0 | 0 | 0 | 0 | 0 | 0 | 0 | 0 | 0 | 0 | 0 | 0 | 0 | 0 | 0 | 12 | 0
NO |  | 133 | 2015 | 0 | 21 | 21 |  |  |  | 230 | 0 | T | 0 | 0 | 1 | 1113AL | 0 | 0 | 0 | 0 | 0 | 0 | 0 | 0 | 0 | 0 | 0 | 0 | 0 | 0 | 0 | 0 | 0 | 0 | 0 | 0 | 0 | 0 | 0 | 12 | 0
NO |  | 133 | 2015 | 0 | 22 | 22 |  |  | #2 | 230 | 0 | T | 0 | 0 | 1 | 500CU | 0 | 0 | 0 | 0 | 0 | 0 | 0 | 0 | 0 | 0 | 0 | 0 | 0 | 0 | 0 | 0 | 0 | 0 | 0 | 0 | 0 | 0 | 0 | 12 | 0
NO |  | 133 | 2015 | 0 | 23 | 23 |  |  |  | 230 | 0 | T | 0 | 0 | 1 | 795ACSR | 0 | 0 | 0 | 0 | 0 | 0 | 0 | 0 | 0 | 0 | 0 | 0 | 0 | 0 | 0 | 0 | 0 | 0 | 0 | 0 | 0 | 0 | 0 | 12 | 0
NO |  | 133 | 2015 | 0 | 24 | 24 |  |  |  | 230 | 0 | T | 0 | 0 | 1 | 1113AL | 0 | 0 | 0 | 0 | 0 | 0 | 0 | 0 | 0 | 0 | 0 | 0 | 0 | 0 | 0 | 0 | 0 | 0 | 0 | 0 | 0 | 0 | 0 | 12 | 0
NO |  | 133 | 2015 | 0 | 25 | 25 |  | Bellota | Tesla #1 | 230 | 0 | T | 0 | 0 | 1 | 954SSAC | 0 | 0 | 0 | 0 | 0 | 0 | 0 | 0 | 0 | 0 | 0 | 0 | 0 | 0 | 0 | 0 | 0 | 0 | 0 | 0 | 0 | 0 | 0 | 12 | 0
NO |  | 133 | 2015 | 0 | 26 | 26 |  |  | #2 | 230 | 0 | T | 0 | 0 | 1 | 954SSAC | 0 | 0 | 0 | 0 | 0 | 0 | 0 | 0 | 0 | 0 | 0 | 0 | 0 | 0 | 0 | 0 | 0 | 0 | 0 | 0 | 0 | 0 | 0 | 12 | 0
NO |  | 133 | 2015 | 0 | 27 | 27 |  |  |  | 230 | 0 | SSP | 0 | 0 | 1 | 954SSAC | 0 | 0 | 0 | 0 | 0 | 0 | 0 | 0 | 0 | 0 | 0 | 0 | 0 | 0 | 0 | 0 | 0 | 0 | 0 | 0 | 0 | 0 | 0 | 12 | 0
NO |  | 133 | 2015 | 0 | 28 | 28 |  |  |  | 230 | 0 | T | 0 | 0 | 1 | 954SSAC | 0 | 0 | 0 | 0 | 0 | 0 | 0 | 0 | 0 | 0 | 0 | 0 | 0 | 0 | 0 | 0 | 0 | 0 | 0 | 0 | 0 | 0 | 0 | 12 | 0
NO |  | 133 | 2015 | 0 | 29 | 29 |  | Black PP | Pit #5 PP | 230 | 0 | T | 0 | 0 | 1 | 795ACSR | 0 | 0 | 0 | 0 | 0 | 0 | 0 | 0 | 0 | 0 | 0 | 0 | 0 | 0 | 0 | 0 | 0 | 0 | 0 | 0 | 0 | 0 | 0 | 12 | 0
NO |  | 133 | 2015 | 0 | 30 | 30 |  | Bottle Rock PP |  | 230 | 0 | T | 0 | 0 | 1 | 1113AL | 0 | 0 | 0 | 0 | 0 | 0 | 0 | 0 | 0 | 0 | 0 | 0 | 0 | 0 | 0 | 651330465 | 0 | 0 | 0 | 0 | 0 | 0 | 0 | 12 | 0
NO |  | 133 | 2015 | 0 | 31 | 31 |  | Bucks Crk PP |  | 230 | 0 | T | 0 | 0 | 1 | 795ACSR | 0 | 0 | 0 | 0 | 0 | 0 | 0 | 0 | 0 | 0 | 0 | 0 | 0 | 0 | 0 | 0 | 0 | 0 | 0 | 0 | 0 | 0 | 0 | 12 | 0
NO |  | 133 | 2015 | 0 | 32 | 32 |  | Caribou PH #2 | Table Mtn. | 230 | 0 | T | 0 | 0 | 1 | 795ACSR | 0 | 0 | 0 | 0 | 0 | 0 | 0 | 0 | 0 | 0 | 0 | 0 | 0 | 0 | 0 | 0 | 0 | 0 | 0 | 0 | 0 | 0 | 0 | 12 | 0
NO |  | 133 | 2015 | 0 | 33 | 33 |  |  |  | 230 | 0 | T | 0 | 0 | 1 | 1113AL | 0 | 0 | 0 | 0 | 0 | 0 | 0 | 0 | 0 | 0 | 0 | 0 | 0 | 0 | 0 | 0 | 0 | 0 | 0 | 0 | 0 | 0 | 0 | 12 | 0
NO |  | 133 | 2015 | 0 | 34 | 34 |  |  |  | 230 | 0 | T | 0 | 0 | 1 | 954AL | 0 | 0 | 0 | 0 | 0 | 0 | 0 | 0 | 0 | 0 | 0 | 0 | 0 | 0 | 0 | 0 | 0 | 0 | 0 | 0 | 0 | 0 | 0 | 12 | 0
NO |  | 133 | 2015 | 0 | 35 | 35 |  | Castle Rock Jct. | Fulton #1 | 230 | 0 | SSP | 0 | 0 | 1 | 1113AL | 0 | 0 | 0 | 0 | 0 | 0 | 0 | 0 | 0 | 0 | 0 | 0 | 0 | 0 | 0 | 0 | 0 | 0 | 0 | 0 | 0 | 0 | 0 | 12 | 0
NO |  | 133 | 2015 | 0 | 36 | 36 |  | TOTAL |  | 0 | 0 |  | 16679.9 | 4536.35 | 378 |  | 199184127 | 3740205778 | 3939389905 | 20761853 | 72581776 | 0 | 93343629 | 0 | 0 | 0 | 0 | 0 | 0 | 0 | 0 | 0 | 0 | 0 | 0 | 0 | 0 | 0 | 0 | 12 | 0
NO |  | 133 | 2015 | 1 | 1 | 1 |  | Castle Rock | Fulton #2 | 230 | 0 | T | 0 | 0 | 0 | 1113AL | 0 | 0 | 0 | 0 | 0 | 0 | 0 | 0 | 0 | 0 | 0 | 0 | 0 | 0 | 0 | 0 | 0 | 0 | 0 | 0 | 0 | 0 | 0 | 12 | 0
NO |  | 133 | 2015 | 1 | 2 | 2 |  | Junction |  | 0 | 0 |  | 0 | 0 | 0 |  | 0 | 0 | 0 | 0 | 0 | 0 | 0 | 0 | 0 | 0 | 0 | 0 | 0 | 0 | 0 | 0 | 0 | 0 | 0 | 0 | 0 | 0 | 0 | 12 | 0
NO |  | 133 | 2015 | 1 | 3 | 3 |  |  |  | 230 | 0 | SSP | 0 | 0 | 1 |  | 0 | 0 | 0 | 0 | 0 | 0 | 0 | 0 | 0 | 0 | 0 | 0 | 0 | 0 | 0 | 0 | 0 | 0 | 0 | 0 | 0 | 0 | 0 | 12 | 0
NO |  | 133 | 2015 | 1 | 4 | 4 |  | Castle Rock | Lakeville Sub #1 | 230 | 0 | T | 0 | 0 | 2 | 2300AL | 0 | 0 | 0 | 0 | 0 | 0 | 0 | 0 | 0 | 0 | 0 | 0 | 0 | 0 | 0 | 651330466 | 0 | 0 | 0 | 0 | 0 | 0 | 0 | 12 | 0
NO |  | 133 | 2015 | 1 | 5 | 5 |  |  |  | 230 | 0 | T | 0 | 0 | 1 | 1113AL | 0 | 0 | 0 | 0 | 0 | 0 | 0 | 0 | 0 | 0 | 0 | 0 | 0 | 0 | 0 | 651330467 | 0 | 0 | 0 | 0 | 0 | 0 | 0 | 12 | 0
NO |  | 133 | 2015 | 1 | 6 | 6 |  |  |  | 230 | 0 | UG | 0 | 0 | 1 | 3500AL | 0 | 0 | 0 | 0 | 0 | 0 | 0 | 0 | 0 | 0 | 0 | 0 | 0 | 0 | 0 | 651330468 | 0 | 0 | 0 | 0 | 0 | 0 | 0 | 12 | 0
NO |  | 133 | 2015 | 1 | 7 | 7 |  | Castle Rock | Lakeville Sub #2 | 230 | 0 | T | 0 | 0 | 1 | 2300AL | 0 | 0 | 0 | 0 | 0 | 0 | 0 | 0 | 0 | 0 | 0 | 0 | 0 | 0 | 0 | 651330469 | 0 | 0 | 0 | 0 | 0 | 0 | 0 | 12 | 0
NO |  | 133 | 2015 | 1 | 8 | 8 |  |  |  | 230 | 0 | T | 0 | 0 | 1 | 1113AL | 0 | 0 | 0 | 0 | 0 | 0 | 0 | 0 | 0 | 0 | 0 | 0 | 0 | 0 | 0 | 651330470 | 0 | 0 | 0 | 0 | 0 | 0 | 0 | 12 | 0
NO |  | 133 | 2015 | 1 | 10 | 10 |  | Center of | American Canyon- | 230 | 0 | T | 0 | 0 | 2 | 2156SSAC | 0 | 0 | 0 | 0 | 0 | 0 | 0 | 0 | 0 | 0 | 0 | 0 | 0 | 0 | 0 | 0 | 0 | 0 | 0 | 0 | 0 | 0 | 0 | 12 | 0
NO |  | 133 | 2015 | 1 | 11 | 11 |  | Carquinez Straits | Sobrante | 0 | 0 |  | 0 | 0 | 0 |  | 0 | 0 | 0 | 0 | 0 | 0 | 0 | 0 | 0 | 0 | 0 | 0 | 0 | 0 | 0 | 0 | 0 | 0 | 0 | 0 | 0 | 0 | 0 | 12 | 0
NO |  | 133 | 2015 | 1 | 13 | 13 |  | Contra Costa | Contra Costa | 0 | 0 |  | 0 | 0 | 0 |  | 0 | 0 | 0 | 0 | 0 | 0 | 0 | 0 | 0 | 0 | 0 | 0 | 0 | 0 | 0 | 0 | 0 | 0 | 0 | 0 | 0 | 0 | 0 | 12 | 0
NO |  | 133 | 2015 | 1 | 14 | 14 |  | PP | Sub #1 & 2 | 230 | 0 | T | 0 | 0 | 1 | 795ACSR | 0 | 0 | 0 | 0 | 0 | 0 | 0 | 0 | 0 | 0 | 0 | 0 | 0 | 0 | 0 | 0 | 0 | 0 | 0 | 0 | 0 | 0 | 0 | 12 | 0
NO |  | 133 | 2015 | 1 | 15 | 15 |  | Contra Costa | Newark #1 | 0 | 0 |  | 0 | 0 | 0 |  | 0 | 0 | 0 | 0 | 0 | 0 | 0 | 0 | 0 | 0 | 0 | 0 | 0 | 0 | 0 | 0 | 0 | 0 | 0 | 0 | 0 | 0 | 0 | 12 | 0
NO |  | 133 | 2015 | 1 | 16 | 16 |  | PP | and #2 | 230 | 0 | T | 0 | 0 | 2 | 954ACSR | 0 | 0 | 0 | 0 | 0 | 0 | 0 | 0 | 0 | 0 | 0 | 0 | 0 | 0 | 0 | 0 | 0 | 0 | 0 | 0 | 0 | 0 | 0 | 12 | 0
NO |  | 133 | 2015 | 1 | 17 | 17 |  |  |  | 230 | 0 | T | 0 | 0 | 2 | 795ACSR | 0 | 0 | 0 | 0 | 0 | 0 | 0 | 0 | 0 | 0 | 0 | 0 | 0 | 0 | 0 | 0 | 0 | 0 | 0 | 0 | 0 | 0 | 0 | 12 | 0
NO |  | 133 | 2015 | 1 | 18 | 18 |  |  |  | 230 | 0 | T | 0 | 0 | 2 | 1113AL | 0 | 0 | 0 | 0 | 0 | 0 | 0 | 0 | 0 | 0 | 0 | 0 | 0 | 0 | 0 | 0 | 0 | 0 | 0 | 0 | 0 | 0 | 0 | 12 | 0
NO |  | 133 | 2015 | 1 | 19 | 19 |  | Contra Costa | Newark #3 | 0 | 0 |  | 0 | 0 | 0 |  | 0 | 0 | 0 | 0 | 0 | 0 | 0 | 0 | 0 | 0 | 0 | 0 | 0 | 0 | 0 | 0 | 0 | 0 | 0 | 0 | 0 | 0 | 0 | 12 | 0
NO |  | 133 | 2015 | 1 | 20 | 20 |  | PP | Research Sub | 230 | 0 | SSP | 0 | 0 | 1 | 1113AL | 0 | 0 | 0 | 0 | 0 | 0 | 0 | 0 | 0 | 0 | 0 | 0 | 0 | 0 | 0 | 0 | 0 | 0 | 0 | 0 | 0 | 0 | 0 | 12 | 0
NO |  | 133 | 2015 | 1 | 21 | 21 |  | Contra Costa | Tesla #1 | 230 | 0 | T | 0 | 0 | 1 | 954ACSR | 0 | 0 | 0 | 0 | 0 | 0 | 0 | 0 | 0 | 0 | 0 | 0 | 0 | 0 | 0 | 0 | 0 | 0 | 0 | 0 | 0 | 0 | 0 | 12 | 0
NO |  | 133 | 2015 | 1 | 22 | 22 |  | PP |  | 230 | 0 | T | 0 | 0 | 1 | 1113AL | 0 | 0 | 0 | 0 | 0 | 0 | 0 | 0 | 0 | 0 | 0 | 0 | 0 | 0 | 0 | 0 | 0 | 0 | 0 | 0 | 0 | 0 | 0 | 12 | 0
NO |  | 133 | 2015 | 1 | 23 | 23 |  | Contra Costa | Tesla #2 | 230 | 0 | T | 0 | 0 | 1 | 1113AL | 0 | 0 | 0 | 0 | 0 | 0 | 0 | 0 | 0 | 0 | 0 | 0 | 0 | 0 | 0 | 0 | 0 | 0 | 0 | 0 | 0 | 0 | 0 | 12 | 0
NO |  | 133 | 2015 | 1 | 24 | 24 |  | Contra Costa |  | 0 | 0 |  | 0 | 0 | 0 |  | 0 | 0 | 0 | 0 | 0 | 0 | 0 | 0 | 0 | 0 | 0 | 0 | 0 | 0 | 0 | 0 | 0 | 0 | 0 | 0 | 0 | 0 | 0 | 12 | 0
NO |  | 133 | 2015 | 1 | 25 | 25 |  | PP |  | 230 | 0 |  | 0 | 0 | 1 | 954ACSR | 0 | 0 | 0 | 0 | 0 | 0 | 0 | 0 | 0 | 0 | 0 | 0 | 0 | 0 | 0 | 0 | 0 | 0 | 0 | 0 | 0 | 0 | 0 | 12 | 0
NO |  | 133 | 2015 | 1 | 26 | 26 |  | Contra Costa | Tesla #2 | 0 | 0 |  | 0 | 0 | 0 |  | 0 | 0 | 0 | 0 | 0 | 0 | 0 | 0 | 0 | 0 | 0 | 0 | 0 | 0 | 0 | 0 | 0 | 0 | 0 | 0 | 0 | 0 | 0 | 12 | 0
NO |  | 133 | 2015 | 1 | 27 | 27 |  | PP | Windmaster | 0 | 0 |  | 0 | 0 | 0 |  | 0 | 0 | 0 | 0 | 0 | 0 | 0 | 0 | 0 | 0 | 0 | 0 | 0 | 0 | 0 | 0 | 0 | 0 | 0 | 0 | 0 | 0 | 0 | 12 | 0
NO |  | 133 | 2015 | 1 | 28 | 28 |  |  | Sub | 230 | 0 | T | 0 | 0 | 1 | 1113AL | 0 | 0 | 0 | 0 | 0 | 0 | 0 | 0 | 0 | 0 | 0 | 0 | 0 | 0 | 0 | 0 | 0 | 0 | 0 | 0 | 0 | 0 | 0 | 12 | 0
NO |  | 133 | 2015 | 1 | 29 | 29 |  | Contra Costa | Brentwood Sub | 230 | 0 | T | 0 | 0 | 1 | 1113AL | 0 | 0 | 0 | 0 | 0 | 0 | 0 | 0 | 0 | 0 | 0 | 0 | 0 | 0 | 0 | 0 | 0 | 0 | 0 | 0 | 0 | 0 | 0 | 12 | 0
NO |  | 133 | 2015 | 1 | 30 | 30 |  | PP | Tesla #1 & 2 | 230 | 0 | T | 0 | 0 | 1 | 1113AL | 0 | 0 | 0 | 0 | 0 | 0 | 0 | 0 | 0 | 0 | 0 | 0 | 0 | 0 | 0 | 0 | 0 | 0 | 0 | 0 | 0 | 0 | 0 | 12 | 0
NO |  | 133 | 2015 | 1 | 31 | 31 |  | Contra Costa | San Mateo | 230 | 0 | T | 0 | 0 | 2 | 954ACSR | 0 | 0 | 0 | 0 | 0 | 0 | 0 | 0 | 0 | 0 | 0 | 0 | 0 | 0 | 0 | 0 | 0 | 0 | 0 | 0 | 0 | 0 | 0 | 12 | 0
NO |  | 133 | 2015 | 1 | 32 | 32 |  | PP | #1 & #2 | 230 | 0 | T | 0 | 0 | 2 | 2300AL | 0 | 0 | 0 | 0 | 0 | 0 | 0 | 0 | 0 | 0 | 0 | 0 | 0 | 0 | 0 | 0 | 0 | 0 | 0 | 0 | 0 | 0 | 0 | 12 | 0
NO |  | 133 | 2015 | 1 | 33 | 33 |  |  |  | 230 | 0 | T | 0 | 0 | 2 | 954ACSR | 0 | 0 | 0 | 0 | 0 | 0 | 0 | 0 | 0 | 0 | 0 | 0 | 0 | 0 | 0 | 0 | 0 | 0 | 0 | 0 | 0 | 0 | 0 | 12 | 0
NO |  | 133 | 2015 | 1 | 34 | 34 |  |  |  | 230 | 0 | T | 0 | 0 | 2 | 1113AL | 0 | 0 | 0 | 0 | 0 | 0 | 0 | 0 | 0 | 0 | 0 | 0 | 0 | 0 | 0 | 0 | 0 | 0 | 0 | 0 | 0 | 0 | 0 | 12 | 0
NO |  | 133 | 2015 | 1 | 35 | 35 |  |  |  | 230 | 0 | T | 0 | 0 | 2 | 954ACSR | 0 | 0 | 0 | 0 | 0 | 0 | 0 | 0 | 0 | 0 | 0 | 0 | 0 | 0 | 0 | 0 | 0 | 0 | 0 | 0 | 0 | 0 | 0 | 12 | 0
NO |  | 133 | 2015 | 2 | 1 | 1 |  | Contra Costa | San Mateo | 230 | 0 | T | 0 | 0 | 2 | 954ACSR | 0 | 0 | 0 | 0 | 0 | 0 | 0 | 0 | 0 | 0 | 0 | 0 | 0 | 0 | 0 | 0 | 0 | 0 | 0 | 0 | 0 | 0 | 0 | 12 | 0
NO |  | 133 | 2015 | 2 | 2 | 2 |  | PP | #1 & #2 | 230 | 0 | T | 0 | 0 | 2 | 954ACSR | 0 | 0 | 0 | 0 | 0 | 0 | 0 | 0 | 0 | 0 | 0 | 0 | 0 | 0 | 0 | 0 | 0 | 0 | 0 | 0 | 0 | 0 | 0 | 12 | 0
NO |  | 133 | 2015 | 2 | 3 | 3 |  | Cottonwood | Vaca-Dixon #1 | 230 | 0 | T | 0 | 0 | 1 | 954ACSR | 0 | 0 | 0 | 0 | 0 | 0 | 0 | 0 | 0 | 0 | 0 | 0 | 0 | 0 | 0 | 0 | 0 | 0 | 0 | 0 | 0 | 0 | 0 | 12 | 0
NO |  | 133 | 2015 | 2 | 4 | 4 |  |  | #2 | 230 | 0 | T | 0 | 0 | 1 | 954ACSR | 0 | 0 | 0 | 0 | 0 | 0 | 0 | 0 | 0 | 0 | 0 | 0 | 0 | 0 | 0 | 0 | 0 | 0 | 0 | 0 | 0 | 0 | 0 | 12 | 0
NO |  | 133 | 2015 | 2 | 5 | 5 |  | Cottonwood | Vac-Dixon #2 | 230 | 0 | T | 0 | 0 | 1 | 1113AL | 0 | 0 | 0 | 0 | 0 | 0 | 0 | 0 | 0 | 0 | 0 | 0 | 0 | 0 | 0 | 0 | 0 | 0 | 0 | 0 | 0 | 0 | 0 | 12 | 0
NO |  | 133 | 2015 | 2 | 6 | 6 |  | Diablo Cyn PP | Gates | 500 | 0 | T | 0 | 0 | 1 | 2300AL | 0 | 0 | 0 | 0 | 0 | 0 | 0 | 0 | 0 | 0 | 0 | 0 | 0 | 0 | 0 | 0 | 0 | 0 | 0 | 0 | 0 | 0 | 0 | 12 | 0
NO |  | 133 | 2015 | 2 | 7 | 7 |  | Diablo Cyn PP | Mesa | 230 | 0 | T | 0 | 0 | 1 | 1113AL | 0 | 0 | 0 | 0 | 0 | 0 | 0 | 0 | 0 | 0 | 0 | 0 | 0 | 0 | 0 | 0 | 0 | 0 | 0 | 0 | 0 | 0 | 0 | 12 | 0
NO |  | 133 | 2015 | 2 | 8 | 8 |  | Diablo Cyn PP | Midway | 500 | 0 | T | 0 | 0 | 1 | 2300AL | 0 | 0 | 0 | 0 | 0 | 0 | 0 | 0 | 0 | 0 | 0 | 0 | 0 | 0 | 0 | 0 | 0 | 0 | 0 | 0 | 0 | 0 | 0 | 12 | 0
NO |  | 133 | 2015 | 2 | 9 | 9 |  | Diablo Cyn PP | Midway #3 | 500 | 0 | T | 0 | 0 | 1 | 2300AL | 0 | 0 | 0 | 0 | 0 | 0 | 0 | 0 | 0 | 0 | 0 | 0 | 0 | 0 | 0 | 0 | 0 | 0 | 0 | 0 | 0 | 0 | 0 | 12 | 0
NO |  | 133 | 2015 | 2 | 10 | 10 |  | Diablo Cyn PP #1 | D.C. Smith Yard | 500 | 0 | T | 0 | 0 | 1 | 2300AL | 0 | 0 | 0 | 0 | 0 | 0 | 0 | 0 | 0 | 0 | 0 | 0 | 0 | 0 | 0 | 0 | 0 | 0 | 0 | 0 | 0 | 0 | 0 | 12 | 0
NO |  | 133 | 2015 | 2 | 11 | 11 |  | Diablo Cyn PP #2 | D.C. Switch Yard | 500 | 0 | T | 0 | 0 | 1 | 2300AL | 0 | 0 | 0 | 0 | 0 | 0 | 0 | 0 | 0 | 0 | 0 | 0 | 0 | 0 | 0 | 0 | 0 | 0 | 0 | 0 | 0 | 0 | 0 | 12 | 0
NO |  | 133 | 2015 | 2 | 12 | 12 |  | Fulton | Ignacio #1 | 230 | 0 | T | 0 | 0 | 1 | 1113AL | 0 | 0 | 0 | 0 | 0 | 0 | 0 | 0 | 0 | 0 | 0 | 0 | 0 | 0 | 0 | 0 | 0 | 0 | 0 | 0 | 0 | 0 | 0 | 12 | 0
NO |  | 133 | 2015 | 2 | 13 | 13 |  |  |  | 230 | 0 | SSP | 0 | 0 | 1 | 1113AL | 0 | 0 | 0 | 0 | 0 | 0 | 0 | 0 | 0 | 0 | 0 | 0 | 0 | 0 | 0 | 0 | 0 | 0 | 0 | 0 | 0 | 0 | 0 | 12 | 0
NO |  | 133 | 2015 | 2 | 14 | 14 |  | Fulton | Ignacio #2 | 230 | 0 | T | 0 | 0 | 1 | 1113AL | 0 | 0 | 0 | 0 | 0 | 0 | 0 | 0 | 0 | 0 | 0 | 0 | 0 | 0 | 0 | 0 | 0 | 0 | 0 | 0 | 0 | 0 | 0 | 12 | 0
NO |  | 133 | 2015 | 2 | 15 | 15 |  |  |  | 230 | 0 | SSP | 0 | 0 | 1 | 1113AL | 0 | 0 | 0 | 0 | 0 | 0 | 0 | 0 | 0 | 0 | 0 | 0 | 0 | 0 | 0 | 0 | 0 | 0 | 0 | 0 | 0 | 0 | 0 | 12 | 0
NO |  | 133 | 2015 | 2 | 16 | 16 |  | Gates | Gregg | 230 | 0 | T | 0 | 0 | 1 | 1113AL | 0 | 0 | 0 | 0 | 0 | 0 | 0 | 0 | 0 | 0 | 0 | 0 | 0 | 0 | 0 | 0 | 0 | 0 | 0 | 0 | 0 | 0 | 0 | 12 | 0
NO |  | 133 | 2015 | 2 | 17 | 17 |  | Gates | Arco | 230 | 0 | T | 0 | 0 | 1 | 795ACSR | 0 | 0 | 0 | 0 | 0 | 0 | 0 | 0 | 0 | 0 | 0 | 0 | 0 | 0 | 0 | 0 | 0 | 0 | 0 | 0 | 0 | 0 | 0 | 12 | 0
NO |  | 133 | 2015 | 2 | 18 | 18 |  | Gates | McCall | 230 | 0 | T | 0 | 0 | 1 | 1113AL | 0 | 0 | 0 | 0 | 0 | 0 | 0 | 0 | 0 | 0 | 0 | 0 | 0 | 0 | 0 | 0 | 0 | 0 | 0 | 0 | 0 | 0 | 0 | 12 | 0
NO |  | 133 | 2015 | 2 | 19 | 19 |  | Gates | Panoche #1 | 230 | 0 | T | 0 | 0 | 1 | 795ACSR | 0 | 0 | 0 | 0 | 0 | 0 | 0 | 0 | 0 | 0 | 0 | 0 | 0 | 0 | 0 | 0 | 0 | 0 | 0 | 0 | 0 | 0 | 0 | 12 | 0
NO |  | 133 | 2015 | 2 | 20 | 20 |  |  |  | 230 | 0 | SWP | 0 | 0 | 1 | 795ACSR | 0 | 0 | 0 | 0 | 0 | 0 | 0 | 0 | 0 | 0 | 0 | 0 | 0 | 0 | 0 | 0 | 0 | 0 | 0 | 0 | 0 | 0 | 0 | 12 | 0
NO |  | 133 | 2015 | 2 | 21 | 21 |  |  | #2 | 230 | 0 | T | 0 | 0 | 1 | 795ACSR | 0 | 0 | 0 | 0 | 0 | 0 | 0 | 0 | 0 | 0 | 0 | 0 | 0 | 0 | 0 | 0 | 0 | 0 | 0 | 0 | 0 | 0 | 0 | 12 | 0
NO |  | 133 | 2015 | 2 | 22 | 22 |  | Geysers ll | Castle Rock | 230 | 0 | T | 0 | 0 | 2 | 1113AL | 0 | 0 | 0 | 0 | 0 | 0 | 0 | 0 | 0 | 0 | 0 | 0 | 0 | 0 | 0 | 0 | 0 | 0 | 0 | 0 | 0 | 0 | 0 | 12 | 0
NO |  | 133 | 2015 | 2 | 23 | 23 |  | Castle Rock | Jct.- Fulton | 0 | 0 |  | 0 | 0 | 0 |  | 0 | 0 | 0 | 0 | 0 | 0 | 0 | 0 | 0 | 0 | 0 | 0 | 0 | 0 | 0 | 0 | 0 | 0 | 0 | 0 | 0 | 0 | 0 | 12 | 0
NO |  | 133 | 2015 | 2 | 24 | 24 |  | Jct. Cir. | Cir. #2 | 0 | 0 |  | 0 | 0 | 0 |  | 0 | 0 | 0 | 0 | 0 | 0 | 0 | 0 | 0 | 0 | 0 | 0 | 0 | 0 | 0 | 0 | 0 | 0 | 0 | 0 | 0 | 0 | 0 | 12 | 0
NO |  | 133 | 2015 | 2 | 25 | 25 |  | Geysers 20 | Geysers 13 | 230 | 0 | T | 0 | 0 | 1 | 1431AL | 0 | 0 | 0 | 0 | 0 | 0 | 0 | 0 | 0 | 0 | 0 | 0 | 0 | 0 | 0 | 0 | 0 | 0 | 0 | 0 | 0 | 0 | 0 | 12 | 0
NO |  | 133 | 2015 | 2 | 26 | 26 |  |  | Tap | 0 | 0 |  | 0 | 0 | 0 |  | 0 | 0 | 0 | 0 | 0 | 0 | 0 | 0 | 0 | 0 | 0 | 0 | 0 | 0 | 0 | 0 | 0 | 0 | 0 | 0 | 0 | 0 | 0 | 12 | 0
NO |  | 133 | 2015 | 2 | 27 | 27 |  | Geysers 16 | NCPA Tap | 230 | 0 | T | 0 | 0 | 1 | 1113AL | 0 | 0 | 0 | 0 | 0 | 0 | 0 | 0 | 0 | 0 | 0 | 0 | 0 | 0 | 0 | 0 | 0 | 0 | 0 | 0 | 0 | 0 | 0 | 12 | 0
NO |  | 133 | 2015 | 2 | 28 | 28 |  | Geysers 12 PP | Geysers 14 | 230 | 0 | T | 0 | 0 | 1 | 1113AL | 0 | 0 | 0 | 0 | 0 | 0 | 0 | 0 | 0 | 0 | 0 | 0 | 0 | 0 | 0 | 0 | 0 | 0 | 0 | 0 | 0 | 0 | 0 | 12 | 0
NO |  | 133 | 2015 | 2 | 29 | 29 |  |  | Castle Rock | 0 | 0 |  | 0 | 0 | 0 |  | 0 | 0 | 0 | 0 | 0 | 0 | 0 | 0 | 0 | 0 | 0 | 0 | 0 | 0 | 0 | 0 | 0 | 0 | 0 | 0 | 0 | 0 | 0 | 12 | 0
NO |  | 133 | 2015 | 2 | 30 | 30 |  | Geysers PP | Castle Rock | 230 | 0 | T | 0 | 0 | 2 | 1113AL | 0 | 0 | 0 | 0 | 0 | 0 | 0 | 0 | 0 | 0 | 0 | 0 | 0 | 0 | 0 | 0 | 0 | 0 | 0 | 0 | 0 | 0 | 0 | 12 | 0
NO |  | 133 | 2015 | 2 | 31 | 31 |  | (Unit #14) | Lakeville | 0 | 0 |  | 0 | 0 | 0 |  | 0 | 0 | 0 | 0 | 0 | 0 | 0 | 0 | 0 | 0 | 0 | 0 | 0 | 0 | 0 | 0 | 0 | 0 | 0 | 0 | 0 | 0 | 0 | 12 | 0
NO |  | 133 | 2015 | 2 | 32 | 32 |  | Geysers PP | Castle Rock | 230 | 0 | T | 0 | 0 | 1 | 1113AL | 0 | 0 | 0 | 0 | 0 | 0 | 0 | 0 | 0 | 0 | 0 | 0 | 0 | 0 | 0 | 0 | 0 | 0 | 0 | 0 | 0 | 0 | 0 | 12 | 0
NO |  | 133 | 2015 | 2 | 33 | 33 |  | (Unit #5 & 6) | Jct. | 0 | 0 |  | 0 | 0 | 0 |  | 0 | 0 | 0 | 0 | 0 | 0 | 0 | 0 | 0 | 0 | 0 | 0 | 0 | 0 | 0 | 0 | 0 | 0 | 0 | 0 | 0 | 0 | 0 | 12 | 0
NO |  | 133 | 2015 | 2 | 34 | 34 |  | Geysers PP | Castle Rock | 230 | 0 | T | 0 | 0 | 1 | 1113AL | 0 | 0 | 0 | 0 | 0 | 0 | 0 | 0 | 0 | 0 | 0 | 0 | 0 | 0 | 0 | 0 | 0 | 0 | 0 | 0 | 0 | 0 | 0 | 12 | 0
NO |  | 133 | 2015 | 2 | 35 | 35 |  | (Unit ll) | Jct. | 0 | 0 |  | 0 | 0 | 0 |  | 0 | 0 | 0 | 0 | 0 | 0 | 0 | 0 | 0 | 0 | 0 | 0 | 0 | 0 | 0 | 0 | 0 | 0 | 0 | 0 | 0 | 0 | 0 | 12 | 0
NO |  | 133 | 2015 | 3 | 1 | 1 |  | Geysers PP | Castle Rock | 230 | 0 | T | 0 | 0 | 1 | 1113AL | 0 | 0 | 0 | 0 | 0 | 0 | 0 | 0 | 0 | 0 | 0 | 0 | 0 | 0 | 0 | 0 | 0 | 0 | 0 | 0 | 0 | 0 | 0 | 12 | 0
NO |  | 133 | 2015 | 3 | 2 | 2 |  | (Unit 9 & 10) | Jct. | 0 | 0 |  | 0 | 0 | 0 |  | 0 | 0 | 0 | 0 | 0 | 0 | 0 | 0 | 0 | 0 | 0 | 0 | 0 | 0 | 0 | 0 | 0 | 0 | 0 | 0 | 0 | 0 | 0 | 12 | 0
NO |  | 133 | 2015 | 3 | 3 | 3 |  | Geysers PP | Geysers PP | 0 | 0 |  | 0 | 0 | 0 |  | 0 | 0 | 0 | 0 | 0 | 0 | 0 | 0 | 0 | 0 | 0 | 0 | 0 | 0 | 0 | 0 | 0 | 0 | 0 | 0 | 0 | 0 | 0 | 12 | 0
NO |  | 133 | 2015 | 3 | 4 | 4 |  | (Unit 13) | (Unit (9) | 0 | 0 |  | 0 | 0 | 0 |  | 0 | 0 | 0 | 0 | 0 | 0 | 0 | 0 | 0 | 0 | 0 | 0 | 0 | 0 | 0 | 0 | 0 | 0 | 0 | 0 | 0 | 0 | 0 | 12 | 0
NO |  | 133 | 2015 | 3 | 5 | 5 |  |  | Castle Rock | 0 | 0 |  | 0 | 0 | 0 |  | 0 | 0 | 0 | 0 | 0 | 0 | 0 | 0 | 0 | 0 | 0 | 0 | 0 | 0 | 0 | 0 | 0 | 0 | 0 | 0 | 0 | 0 | 0 | 12 | 0
NO |  | 133 | 2015 | 3 | 6 | 6 |  |  | Jct. | 230 | 0 | T | 0 | 0 | 1 | 1431AL | 0 | 0 | 0 | 0 | 0 | 0 | 0 | 0 | 0 | 0 | 0 | 0 | 0 | 0 | 0 | 0 | 0 | 0 | 0 | 0 | 0 | 0 | 0 | 12 | 0
NO |  | 133 | 2015 | 3 | 7 | 7 |  |  |  | 230 | 0 | UG | 0 | 0 | 1 | 3500AL | 0 | 0 | 0 | 0 | 0 | 0 | 0 | 0 | 0 | 0 | 0 | 0 | 0 | 0 | 0 | 0 | 0 | 0 | 0 | 0 | 0 | 0 | 0 | 12 | 0
NO |  | 133 | 2015 | 3 | 8 | 8 |  | Geysers PP | Occidental | 0 | 0 |  | 0 | 0 | 0 |  | 0 | 0 | 0 | 0 | 0 | 0 | 0 | 0 | 0 | 0 | 0 | 0 | 0 | 0 | 0 | 0 | 0 | 0 | 0 | 0 | 0 | 0 | 0 | 12 | 0
NO |  | 133 | 2015 | 3 | 9 | 9 |  | (Unit (9) | Petroleum | 0 | 0 |  | 0 | 0 | 0 |  | 0 | 0 | 0 | 0 | 0 | 0 | 0 | 0 | 0 | 0 | 0 | 0 | 0 | 0 | 0 | 0 | 0 | 0 | 0 | 0 | 0 | 0 | 0 | 12 | 0
NO |  | 133 | 2015 | 3 | 10 | 10 |  | Geysers PP | Geothermal | 0 | 0 |  | 0 | 0 | 0 |  | 0 | 0 | 0 | 0 | 0 | 0 | 0 | 0 | 0 | 0 | 0 | 0 | 0 | 0 | 0 | 0 | 0 | 0 | 0 | 0 | 0 | 0 | 0 | 12 | 0
NO |  | 133 | 2015 | 3 | 11 | 11 |  | (Unit 13) | PP #1 | 230 | 0 | T | 0 | 0 | 1 | 1113AL | 0 | 0 | 0 | 0 | 0 | 0 | 0 | 0 | 0 | 0 | 0 | 0 | 0 | 0 | 0 | 0 | 0 | 0 | 0 | 0 | 0 | 0 | 0 | 12 | 0
NO |  | 133 | 2015 | 3 | 12 | 12 |  | Geysers PP | Castle Rock | 230 | 0 | T | 0 | 0 | 1 | 1113AL | 0 | 0 | 0 | 0 | 0 | 0 | 0 | 0 | 0 | 0 | 0 | 0 | 0 | 0 | 0 | 0 | 0 | 0 | 0 | 0 | 0 | 0 | 0 | 12 | 0
NO |  | 133 | 2015 | 3 | 13 | 13 |  | (Unit 14) | Jct. | 230 | 0 | T | 0 | 0 | 1 | 1113AL | 0 | 0 | 0 | 0 | 0 | 0 | 0 | 0 | 0 | 0 | 0 | 0 | 0 | 0 | 0 | 0 | 0 | 0 | 0 | 0 | 0 | 0 | 0 | 12 | 0
NO |  | 133 | 2015 | 3 | 14 | 14 |  | Geysers PP | Geysers PP | 0 | 0 |  | 0 | 0 | 0 |  | 0 | 0 | 0 | 0 | 0 | 0 | 0 | 0 | 0 | 0 | 0 | 0 | 0 | 0 | 0 | 0 | 0 | 0 | 0 | 0 | 0 | 0 | 0 | 12 | 0
NO |  | 133 | 2015 | 3 | 15 | 15 |  | (Unit 17) | (Unit 11) | 0 | 0 |  | 0 | 0 | 0 |  | 0 | 0 | 0 | 0 | 0 | 0 | 0 | 0 | 0 | 0 | 0 | 0 | 0 | 0 | 0 | 0 | 0 | 0 | 0 | 0 | 0 | 0 | 0 | 12 | 0
NO |  | 133 | 2015 | 3 | 16 | 16 |  |  | Castle Rock | 0 | 0 |  | 0 | 0 | 0 |  | 0 | 0 | 0 | 0 | 0 | 0 | 0 | 0 | 0 | 0 | 0 | 0 | 0 | 0 | 0 | 0 | 0 | 0 | 0 | 0 | 0 | 0 | 0 | 12 | 0
NO |  | 133 | 2015 | 3 | 17 | 17 |  |  | Jct. | 230 | 0 | T | 0 | 0 | 1 | 1113AL | 0 | 0 | 0 | 0 | 0 | 0 | 0 | 0 | 0 | 0 | 0 | 0 | 0 | 0 | 0 | 0 | 0 | 0 | 0 | 0 | 0 | 0 | 0 | 12 | 0
NO |  | 133 | 2015 | 3 | 18 | 18 |  | Geysers PP | Geysers PP | 0 | 0 |  | 0 | 0 | 0 |  | 0 | 0 | 0 | 0 | 0 | 0 | 0 | 0 | 0 | 0 | 0 | 0 | 0 | 0 | 0 | 0 | 0 | 0 | 0 | 0 | 0 | 0 | 0 | 12 | 0
NO |  | 133 | 2015 | 3 | 19 | 19 |  | (Unit 18) | (Unit 14) | 0 | 0 |  | 0 | 0 | 0 |  | 0 | 0 | 0 | 0 | 0 | 0 | 0 | 0 | 0 | 0 | 0 | 0 | 0 | 0 | 0 | 0 | 0 | 0 | 0 | 0 | 0 | 0 | 0 | 12 | 0
NO |  | 133 | 2015 | 3 | 20 | 20 |  |  | Castle Rock | 0 | 0 |  | 0 | 0 | 0 |  | 0 | 0 | 0 | 0 | 0 | 0 | 0 | 0 | 0 | 0 | 0 | 0 | 0 | 0 | 0 | 0 | 0 | 0 | 0 | 0 | 0 | 0 | 0 | 12 | 0
NO |  | 133 | 2015 | 3 | 21 | 21 |  |  | Jct. | 230 | 0 | T | 0 | 0 | 1 | 1113AL | 0 | 0 | 0 | 0 | 0 | 0 | 0 | 0 | 0 | 0 | 0 | 0 | 0 | 0 | 0 | 0 | 0 | 0 | 0 | 0 | 0 | 0 | 0 | 12 | 0
NO |  | 133 | 2015 | 3 | 22 | 22 |  | Gregg | Ashlan Av. | 230 | 0 | T | 0 | 0 | 1 | 794ACSR | 0 | 0 | 0 | 0 | 0 | 0 | 0 | 0 | 0 | 0 | 0 | 0 | 0 | 0 | 0 | 0 | 0 | 0 | 0 | 0 | 0 | 0 | 0 | 12 | 0
NO |  | 133 | 2015 | 3 | 23 | 23 |  |  | Sub. | 230 | 0 | T | 0 | 0 | 1 | 1113AL | 0 | 0 | 0 | 0 | 0 | 0 | 0 | 0 | 0 | 0 | 0 | 0 | 0 | 0 | 0 | 0 | 0 | 0 | 0 | 0 | 0 | 0 | 0 | 12 | 0
NO |  | 133 | 2015 | 3 | 24 | 24 |  | Gregg-Ashlan | Figarden Sub #1 | 0 | 0 |  | 0 | 0 | 0 |  | 0 | 0 | 0 | 0 | 0 | 0 | 0 | 0 | 0 | 0 | 0 | 0 | 0 | 0 | 0 | 0 | 0 | 0 | 0 | 0 | 0 | 0 | 0 | 12 | 0
NO |  | 133 | 2015 | 3 | 25 | 25 |  | Av. Sub |  | 230 | 0 | UG | 0 | 0 | 1 | 1250 OFPA | 0 | 0 | 0 | 0 | 0 | 0 | 0 | 0 | 0 | 0 | 0 | 0 | 0 | 0 | 0 | 0 | 0 | 0 | 0 | 0 | 0 | 0 | 0 | 12 | 0
NO |  | 133 | 2015 | 3 | 26 | 26 |  | Gregg | Herndon #1 | 230 | 0 | T | 0 | 0 | 1 | Pipe type | 0 | 0 | 0 | 0 | 0 | 0 | 0 | 0 | 0 | 0 | 0 | 0 | 0 | 0 | 0 | 0 | 0 | 0 | 0 | 0 | 0 | 0 | 0 | 12 | 0
NO |  | 133 | 2015 | 3 | 27 | 27 |  |  | & #2 | 230 | 0 |  | 0 | 0 | 1 |  | 0 | 0 | 0 | 0 | 0 | 0 | 0 | 0 | 0 | 0 | 0 | 0 | 0 | 0 | 0 | 0 | 0 | 0 | 0 | 0 | 0 | 0 | 0 | 12 | 0
NO |  | 133 | 2015 | 3 | 28 | 28 |  | Helms | Gregg #1 | 230 | 0 | T | 0 | 0 | 1 | 1113AL | 0 | 0 | 0 | 0 | 0 | 0 | 0 | 0 | 0 | 0 | 0 | 0 | 0 | 0 | 0 | 651330471 | 0 | 0 | 0 | 0 | 0 | 0 | 0 | 12 | 0
NO |  | 133 | 2015 | 3 | 29 | 29 |  |  |  | 230 | 0 | T | 0 | 0 | 1 | 1113AL | 0 | 0 | 0 | 0 | 0 | 0 | 0 | 0 | 0 | 0 | 0 | 0 | 0 | 0 | 0 | 651330472 | 0 | 0 | 0 | 0 | 0 | 0 | 0 | 12 | 0
NO |  | 133 | 2015 | 3 | 30 | 30 |  |  | #2 | 230 | 0 | T | 0 | 0 | 1 | 1271ACSR | 0 | 0 | 0 | 0 | 0 | 0 | 0 | 0 | 0 | 0 | 0 | 0 | 0 | 0 | 0 | 651330473 | 0 | 0 | 0 | 0 | 0 | 0 | 0 | 12 | 0
NO |  | 133 | 2015 | 3 | 31 | 31 |  |  |  | 230 | 0 |  | 0 | 0 | 1 |  | 0 | 0 | 0 | 0 | 0 | 0 | 0 | 0 | 0 | 0 | 0 | 0 | 0 | 0 | 0 | 0 | 0 | 0 | 0 | 0 | 0 | 0 | 0 | 12 | 0
NO |  | 133 | 2015 | 3 | 32 | 32 |  | Herndon-Ashlan | Figarden Sub #2 | 0 | 0 |  | 0 | 0 | 0 |  | 0 | 0 | 0 | 0 | 0 | 0 | 0 | 0 | 0 | 0 | 0 | 0 | 0 | 0 | 0 | 0 | 0 | 0 | 0 | 0 | 0 | 0 | 0 | 12 | 0
NO |  | 133 | 2015 | 3 | 33 | 33 |  | Av. |  | 230 | 0 | UG | 0 | 0 | 1 | 1250 OFPA | 0 | 0 | 0 | 0 | 0 | 0 | 0 | 0 | 0 | 0 | 0 | 0 | 0 | 0 | 0 | 651330474 | 0 | 0 | 0 | 0 | 0 | 0 | 0 | 12 | 0
NO |  | 133 | 2015 | 3 | 34 | 34 |  | Herndon | Ashland Av. | 230 | 0 | T | 0 | 0 | 1 | Pipe type | 0 | 0 | 0 | 0 | 0 | 0 | 0 | 0 | 0 | 0 | 0 | 0 | 0 | 0 | 0 | 651330475 | 0 | 0 | 0 | 0 | 0 | 0 | 0 | 12 | 0
NO |  | 133 | 2015 | 3 | 35 | 35 |  | Herndon | Kearney | 230 | 0 | T | 0 | 0 | 1 | 795ACSR | 0 | 0 | 0 | 0 | 0 | 0 | 0 | 0 | 0 | 0 | 0 | 0 | 0 | 0 | 0 | 0 | 0 | 0 | 0 | 0 | 0 | 0 | 0 | 12 | 0
NO |  | 133 | 2015 | 4 | 1 | 1 |  | Ignacio | American | 230 | 0 | T | 0 | 0 | 1 | 1113AL | 0 | 0 | 0 | 0 | 0 | 0 | 0 | 0 | 0 | 0 | 0 | 0 | 0 | 0 | 0 | 0 | 0 | 0 | 0 | 0 | 0 | 0 | 0 | 12 | 0
NO |  | 133 | 2015 | 4 | 2 | 2 |  | Jct. | Canyon Jct. | 0 | 0 |  | 0 | 0 | 0 |  | 0 | 0 | 0 | 0 | 0 | 0 | 0 | 0 | 0 | 0 | 0 | 0 | 0 | 0 | 0 | 0 | 0 | 0 | 0 | 0 | 0 | 0 | 0 | 12 | 0
NO |  | 133 | 2015 | 4 | 3 | 3 |  | Ignacio | Ignacio | 230 | 0 | T | 0 | 0 | 2 | 1113AL | 0 | 0 | 0 | 0 | 0 | 0 | 0 | 0 | 0 | 0 | 0 | 0 | 0 | 0 | 0 | 0 | 0 | 0 | 0 | 0 | 0 | 0 | 0 | 12 | 0
NO |  | 133 | 2015 | 4 | 4 | 4 |  | Jct. | Sub | 0 | 0 |  | 0 | 0 | 0 |  | 0 | 0 | 0 | 0 | 0 | 0 | 0 | 0 | 0 | 0 | 0 | 0 | 0 | 0 | 0 | 0 | 0 | 0 | 0 | 0 | 0 | 0 | 0 | 12 | 0
NO |  | 133 | 2015 | 4 | 5 | 5 |  | Ignacio | Ignacio | 230 | 0 | T | 0 | 0 | 2 | 1113AL | 0 | 0 | 0 | 0 | 0 | 0 | 0 | 0 | 0 | 0 | 0 | 0 | 651330455 | 0 | 0 | 0 | 0 | 0 | 0 | 0 | 0 | 0 | 0 | 12 | 0
NO |  | 133 | 2015 | 4 | 6 | 6 |  | Loop Cir. | Loop Cir. | 0 | 0 |  | 0 | 0 | 0 |  | 0 | 0 | 0 | 0 | 0 | 0 | 0 | 0 | 0 | 0 | 0 | 0 | 0 | 0 | 0 | 0 | 0 | 0 | 0 | 0 | 0 | 0 | 0 | 12 | 0
NO |  | 133 | 2015 | 4 | 7 | 7 |  | 1 & 2 | 1 & 2 | 0 | 0 |  | 0 | 0 | 0 |  | 0 | 0 | 0 | 0 | 0 | 0 | 0 | 0 | 0 | 0 | 0 | 0 | 0 | 0 | 0 | 0 | 0 | 0 | 0 | 0 | 0 | 0 | 0 | 12 | 0
NO |  | 133 | 2015 | 4 | 8 | 8 |  | Indian Springs | Round Mt. Sub. | 500 | 0 | T | 0 | 0 | 1 | 1113AL | 0 | 0 | 0 | 0 | 0 | 0 | 0 | 0 | 0 | 0 | 0 | 0 | 0 | 0 | 0 | 0 | 0 | 0 | 0 | 0 | 0 | 0 | 0 | 12 | 0
NO |  | 133 | 2015 | 4 | 9 | 9 |  | Lakeville Sub | Ignacio Jct. | 230 | 0 | T | 0 | 0 | 2 | 1852ACSR | 0 | 0 | 0 | 0 | 0 | 0 | 0 | 0 | 0 | 0 | 0 | 0 | 0 | 0 | 0 | 0 | 0 | 0 | 0 | 0 | 0 | 0 | 0 | 12 | 0
NO |  | 133 | 2015 | 4 | 10 | 10 |  | Lakeville | Ignacio #2 | 230 | 0 | UG | 0 | 0 | 2 | 3500AL | 0 | 0 | 0 | 0 | 0 | 0 | 0 | 0 | 0 | 0 | 0 | 0 | 0 | 0 | 0 | 0 | 0 | 0 | 0 | 0 | 0 | 0 | 0 | 12 | 0
NO |  | 133 | 2015 | 4 | 11 | 11 |  | Los Banos Sub | Midway Sub | 0 | 0 |  | 0 | 0 | 0 | 2300AL | 0 | 0 | 0 | 0 | 0 | 0 | 0 | 0 | 0 | 0 | 0 | 0 | 0 | 0 | 0 | 0 | 0 | 0 | 0 | 0 | 0 | 0 | 0 | 12 | 0
NO |  | 133 | 2015 | 4 | 12 | 12 |  |  | #1 | 500 | 0 | T | 0 | 0 | 1 | 1113AL | 0 | 0 | 0 | 0 | 0 | 0 | 0 | 0 | 0 | 0 | 0 | 0 | 0 | 0 | 0 | 0 | 0 | 0 | 0 | 0 | 0 | 0 | 0 | 12 | 0
NO |  | 133 | 2015 | 4 | 13 | 13 |  |  | #2 | 500 | 0 | T | 0 | 0 | 1 | 1113AL | 0 | 0 | 0 | 0 | 0 | 0 | 0 | 0 | 0 | 0 | 0 | 0 | 0 | 0 | 0 | 0 | 0 | 0 | 0 | 0 | 0 | 0 | 0 | 12 | 0
NO |  | 133 | 2015 | 4 | 14 | 14 |  | Los Banos Sub | Panoche | 230 | 0 | T | 0 | 0 | 1 | 1113AL | 0 | 0 | 0 | 0 | 0 | 0 | 0 | 0 | 0 | 0 | 0 | 0 | 0 | 0 | 0 | 0 | 0 | 0 | 0 | 0 | 0 | 0 | 0 | 12 | 0
NO |  | 133 | 2015 | 4 | 15 | 15 |  | Los Banos Sub | San Luis | 0 | 0 |  | 0 | 0 | 0 |  | 0 | 0 | 0 | 0 | 0 | 0 | 0 | 0 | 0 | 0 | 0 | 0 | 0 | 0 | 0 | 0 | 0 | 0 | 0 | 0 | 0 | 0 | 0 | 12 | 0
NO |  | 133 | 2015 | 4 | 16 | 16 |  |  | Pumps #1 | 230 | 0 | T | 0 | 0 | 1 | 2500HPCU | 0 | 0 | 0 | 0 | 0 | 0 | 0 | 0 | 0 | 0 | 0 | 0 | 0 | 0 | 0 | 0 | 0 | 0 | 0 | 0 | 0 | 0 | 0 | 12 | 0
NO |  | 133 | 2015 | 4 | 17 | 17 |  |  | #2 | 230 | 0 | T | 0 | 0 | 1 |  | 0 | 0 | 0 | 0 | 0 | 0 | 0 | 0 | 0 | 0 | 0 | 0 | 0 | 0 | 0 | 651330476 | 0 | 0 | 0 | 0 | 0 | 0 | 0 | 12 | 0
NO |  | 133 | 2015 | 4 | 18 | 18 |  | Martin | Embarcadero | 0 | 0 |  | 0 | 0 | 0 |  | 0 | 0 | 0 | 0 | 0 | 0 | 0 | 0 | 0 | 0 | 0 | 0 | 0 | 0 | 0 | 0 | 0 | 0 | 0 | 0 | 0 | 0 | 0 | 12 | 0
NO |  | 133 | 2015 | 4 | 19 | 19 |  |  | #1 (HZ) | 230 | 0 | UG | 0 | 0 | 1 | 2500CU | 0 | 0 | 0 | 0 | 0 | 0 | 0 | 0 | 0 | 0 | 0 | 0 | 0 | 0 | 0 | 0 | 0 | 0 | 0 | 0 | 0 | 0 | 0 | 12 | 0
NO |  | 133 | 2015 | 4 | 20 | 20 |  | Martin | Embarcadero | 0 | 0 |  | 0 | 0 | 0 |  | 0 | 0 | 0 | 0 | 0 | 0 | 0 | 0 | 0 | 0 | 0 | 0 | 0 | 0 | 0 | 0 | 0 | 0 | 0 | 0 | 0 | 0 | 0 | 12 | 0
NO |  | 133 | 2015 | 4 | 21 | 21 |  |  | #2 (HZ) | 230 | 0 | UG | 0 | 0 | 1 | 2500CU | 0 | 0 | 0 | 0 | 0 | 0 | 0 | 0 | 0 | 0 | 0 | 0 | 0 | 0 | 0 | 0 | 0 | 0 | 0 | 0 | 0 | 0 | 0 | 12 | 0
NO |  | 133 | 2015 | 4 | 22 | 22 |  | Melones | Warnerville | 0 | 0 |  | 0 | 0 | 0 |  | 0 | 0 | 0 | 0 | 0 | 0 | 0 | 0 | 0 | 0 | 0 | 0 | 0 | 0 | 0 | 0 | 0 | 0 | 0 | 0 | 0 | 0 | 0 | 12 | 0
NO |  | 133 | 2015 | 4 | 23 | 23 |  |  | Jct. #1 & 2 | 230 | 0 | T | 0 | 0 | 2 | 1113AL | 0 | 0 | 0 | 0 | 0 | 0 | 0 | 0 | 0 | 0 | 0 | 0 | 0 | 0 | 0 | 0 | 0 | 0 | 0 | 0 | 0 | 0 | 0 | 12 | 0
NO |  | 133 | 2015 | 4 | 24 | 24 |  | Metcalf | Monta Vista | 230 | 0 | T | 0 | 0 | 2 | 1113AL | 0 | 0 | 0 | 0 | 0 | 0 | 0 | 0 | 0 | 0 | 0 | 0 | 0 | 0 | 0 | 0 | 0 | 0 | 0 | 0 | 0 | 0 | 0 | 12 | 0
NO |  | 133 | 2015 | 4 | 25 | 25 |  | Metcalf | Monta Vista | 230 | 0 | SSP | 0 | 0 | 1 | 1113AL | 0 | 0 | 0 | 0 | 0 | 0 | 0 | 0 | 0 | 0 | 0 | 0 | 0 | 0 | 0 | 0 | 0 | 0 | 0 | 0 | 0 | 0 | 0 | 12 | 0
NO |  | 133 | 2015 | 4 | 26 | 26 |  | Metcalf | Monta Vista | 230 | 0 | T | 0 | 0 | 1 | 2300AL | 0 | 0 | 0 | 0 | 0 | 0 | 0 | 0 | 0 | 0 | 0 | 0 | 0 | 0 | 0 | 0 | 0 | 0 | 0 | 0 | 0 | 0 | 0 | 12 | 0
NO |  | 133 | 2015 | 4 | 27 | 27 |  | Metcalf | Moss Landg#1 | 230 | 0 | T | 0 | 0 | 2 | 795ACSR | 0 | 0 | 0 | 0 | 0 | 0 | 0 | 0 | 0 | 0 | 0 | 0 | 0 | 0 | 0 | 0 | 0 | 0 | 0 | 0 | 0 | 0 | 0 | 12 | 0
NO |  | 133 | 2015 | 4 | 28 | 28 |  | Metcalf | Newark #1 | 230 | 0 | T | 0 | 0 | 2 | 795ACSR | 0 | 0 | 0 | 0 | 0 | 0 | 0 | 0 | 0 | 0 | 0 | 0 | 0 | 0 | 0 | 0 | 0 | 0 | 0 | 0 | 0 | 0 | 0 | 12 | 0
NO |  | 133 | 2015 | 4 | 29 | 29 |  |  |  | 230 | 0 | T | 0 | 0 | 2 | 1113AL | 0 | 0 | 0 | 0 | 0 | 0 | 0 | 0 | 0 | 0 | 0 | 0 | 0 | 0 | 0 | 0 | 0 | 0 | 0 | 0 | 0 | 0 | 0 | 12 | 0
NO |  | 133 | 2015 | 4 | 30 | 30 |  | Midddle Fork PP | Gold Hill | 230 | 0 | T | 0 | 0 | 1 | 795ACSR | 0 | 0 | 0 | 0 | 0 | 0 | 0 | 0 | 0 | 0 | 0 | 0 | 0 | 0 | 0 | 0 | 0 | 0 | 0 | 0 | 0 | 0 | 0 | 12 | 0
NO |  | 133 | 2015 | 4 | 31 | 31 |  |  |  | 230 | 0 | H | 0 | 0 | 1 | 795ACSR | 0 | 0 | 0 | 0 | 0 | 0 | 0 | 0 | 0 | 0 | 0 | 0 | 0 | 0 | 0 | 0 | 0 | 0 | 0 | 0 | 0 | 0 | 0 | 12 | 0
NO |  | 133 | 2015 | 4 | 32 | 32 |  |  |  | 230 | 0 | T | 0 | 0 | 1 | 1113AL | 0 | 0 | 0 | 0 | 0 | 0 | 0 | 0 | 0 | 0 | 0 | 0 | 0 | 0 | 0 | 0 | 0 | 0 | 0 | 0 | 0 | 0 | 0 | 12 | 0
NO |  | 133 | 2015 | 4 | 33 | 33 |  | Middle Fork PP | Gold Hill | 230 | 0 | WH | 0 | 0 | 1 | 1113AL | 0 | 0 | 0 | 0 | 0 | 0 | 0 | 0 | 0 | 0 | 0 | 0 | 0 | 0 | 0 | 0 | 0 | 0 | 0 | 0 | 0 | 0 | 0 | 12 | 0
NO |  | 133 | 2015 | 4 | 34 | 34 |  | Middle Fork- | Orangevale | 0 | 0 |  | 0 | 0 | 0 |  | 0 | 0 | 0 | 0 | 0 | 0 | 0 | 0 | 0 | 0 | 0 | 0 | 0 | 0 | 0 | 0 | 0 | 0 | 0 | 0 | 0 | 0 | 0 | 12 | 0
NO |  | 133 | 2015 | 4 | 35 | 35 |  | Gold Hill | Sub (SMUD) | 230 | 0 | T | 0 | 0 | 1 | 1113AL | 0 | 0 | 0 | 0 | 0 | 0 | 0 | 0 | 0 | 0 | 0 | 0 | 651330456 | 0 | 0 | 0 | 0 | 0 | 0 | 0 | 0 | 0 | 0 | 12 | 0
NO |  | 133 | 2015 | 5 | 1 | 1 |  | Middle Fork - | Pocket Sub | 0 | 0 |  | 0 | 0 | 0 |  | 0 | 0 | 0 | 0 | 0 | 0 | 0 | 0 | 0 | 0 | 0 | 0 | 0 | 0 | 0 | 0 | 0 | 0 | 0 | 0 | 0 | 0 | 0 | 12 | 0
NO |  | 133 | 2015 | 5 | 2 | 2 |  | Gold Hill | (SMUD) | 230 | 0 | T | 0 | 0 | 1 | 1113AL | 0 | 0 | 0 | 0 | 0 | 0 | 0 | 0 | 0 | 0 | 0 | 0 | 0 | 651330457 | 0 | 0 | 0 | 0 | 0 | 0 | 0 | 0 | 0 | 12 | 0
NO |  | 133 | 2015 | 5 | 3 | 3 |  |  |  | 230 | 0 |  | 0 | 0 | 1 | 1113AL | 0 | 0 | 0 | 0 | 0 | 0 | 0 | 0 | 0 | 0 | 0 | 0 | 0 | 0 | 0 | 0 | 0 | 0 | 0 | 0 | 0 | 0 | 0 | 12 | 0
NO |  | 133 | 2015 | 5 | 5 | 5 |  | Midway | Kern PP #1 | 230 | 0 | T | 0 | 0 | 1 | 795ACSR | 0 | 0 | 0 | 0 | 0 | 0 | 0 | 0 | 0 | 0 | 0 | 0 | 0 | 0 | 0 | 0 | 0 | 0 | 0 | 0 | 0 | 0 | 0 | 12 | 0
NO |  | 133 | 2015 | 5 | 6 | 6 |  | Midway | Kern PP #2 | 230 | 0 | T | 0 | 0 | 1 | 795ACSR | 0 | 0 | 0 | 0 | 0 | 0 | 0 | 0 | 0 | 0 | 0 | 0 | 0 | 0 | 0 | 0 | 0 | 0 | 0 | 0 | 0 | 0 | 0 | 12 | 0
NO |  | 133 | 2015 | 5 | 7 | 7 |  | Midway | Kern PP #3 | 230 | 0 | T | 0 | 0 | 1 | 1113AL | 0 | 0 | 0 | 0 | 0 | 0 | 0 | 0 | 0 | 0 | 0 | 0 | 0 | 0 | 0 | 0 | 0 | 0 | 0 | 0 | 0 | 0 | 0 | 12 | 0
NO |  | 133 | 2015 | 5 | 8 | 8 |  | Midway | Kern PP #4 | 230 | 0 | T | 0 | 0 | 1 | 1113AL | 0 | 0 | 0 | 0 | 0 | 0 | 0 | 0 | 0 | 0 | 0 | 0 | 0 | 0 | 0 | 0 | 0 | 0 | 0 | 0 | 0 | 0 | 0 | 12 | 0
NO |  | 133 | 2015 | 5 | 9 | 9 |  | Midway | Whirlwind | 500 | 0 | T | 0 | 0 | 1 | 2300AL | 0 | 0 | 0 | 0 | 0 | 0 | 0 | 0 | 0 | 0 | 0 | 0 | 0 | 0 | 0 | 0 | 0 | 0 | 0 | 0 | 0 | 0 | 0 | 12 | 0
NO |  | 133 | 2015 | 5 | 10 | 10 |  | Midway | Wheeler Ridge | 0 | 0 |  | 0 | 0 | 0 |  | 0 | 0 | 0 | 0 | 0 | 0 | 0 | 0 | 0 | 0 | 0 | 0 | 0 | 0 | 0 | 0 | 0 | 0 | 0 | 0 | 0 | 0 | 0 | 12 | 0
NO |  | 133 | 2015 | 5 | 11 | 11 |  |  | #1 | 230 | 0 | T | 0 | 0 | 1 | 1113AL | 0 | 0 | 0 | 0 | 0 | 0 | 0 | 0 | 0 | 0 | 0 | 0 | 0 | 0 | 0 | 0 | 0 | 0 | 0 | 0 | 0 | 0 | 0 | 12 | 0
NO |  | 133 | 2015 | 5 | 12 | 12 |  |  | #2 | 230 | 0 | T | 0 | 0 | 1 | 1113AL | 0 | 0 | 0 | 0 | 0 | 0 | 0 | 0 | 0 | 0 | 0 | 0 | 0 | 0 | 0 | 0 | 0 | 0 | 0 | 0 | 0 | 0 | 0 | 12 | 0
NO |  | 133 | 2015 | 5 | 13 | 13 |  | Midway-Kern #1 | Stockdale Sub | 0 | 0 |  | 0 | 0 | 0 |  | 0 | 0 | 0 | 0 | 0 | 0 | 0 | 0 | 0 | 0 | 0 | 0 | 0 | 0 | 0 | 0 | 0 | 0 | 0 | 0 | 0 | 0 | 0 | 12 | 0
NO |  | 133 | 2015 | 5 | 14 | 14 |  |  | #1 | 230 | 0 | T | 0 | 0 | 1 | 795ACSR | 0 | 0 | 0 | 0 | 0 | 0 | 0 | 0 | 0 | 0 | 0 | 0 | 0 | 0 | 0 | 0 | 0 | 0 | 0 | 0 | 0 | 0 | 0 | 12 | 0
NO |  | 133 | 2015 | 5 | 15 | 15 |  |  |  | 230 | 0 | T | 0 | 0 | 1 | 1113AL | 0 | 0 | 0 | 0 | 0 | 0 | 0 | 0 | 0 | 0 | 0 | 0 | 0 | 0 | 0 | 0 | 0 | 0 | 0 | 0 | 0 | 0 | 0 | 12 | 0
NO |  | 133 | 2015 | 5 | 16 | 16 |  |  |  | 230 | 0 | SSP | 0 | 0 | 1 | 1113AL | 0 | 0 | 0 | 0 | 0 | 0 | 0 | 0 | 0 | 0 | 0 | 0 | 0 | 0 | 0 | 0 | 0 | 0 | 0 | 0 | 0 | 0 | 0 | 12 | 0
NO |  | 133 | 2015 | 5 | 17 | 17 |  | Midway -Kern #3 | Stockdale Sub | 0 | 0 |  | 0 | 0 | 0 |  | 0 | 0 | 0 | 0 | 0 | 0 | 0 | 0 | 0 | 0 | 0 | 0 | 0 | 0 | 0 | 0 | 0 | 0 | 0 | 0 | 0 | 0 | 0 | 12 | 0
NO |  | 133 | 2015 | 5 | 18 | 18 |  |  | #2 | 230 | 0 | T | 0 | 0 | 1 | 1113AL | 0 | 0 | 0 | 0 | 0 | 0 | 0 | 0 | 0 | 0 | 0 | 0 | 0 | 0 | 0 | 0 | 0 | 0 | 0 | 0 | 0 | 0 | 0 | 12 | 0
NO |  | 133 | 2015 | 5 | 19 | 19 |  | Midway-Wheeler | Buena Vista | 0 | 0 |  | 0 | 0 | 0 |  | 0 | 0 | 0 | 0 | 0 | 0 | 0 | 0 | 0 | 0 | 0 | 0 | 0 | 0 | 0 | 0 | 0 | 0 | 0 | 0 | 0 | 0 | 0 | 12 | 0
NO |  | 133 | 2015 | 5 | 20 | 20 |  | Ridge #1 & 2 | Pump Plant | 0 | 0 |  | 0 | 0 | 0 |  | 0 | 0 | 0 | 0 | 0 | 0 | 0 | 0 | 0 | 0 | 0 | 0 | 0 | 0 | 0 | 0 | 0 | 0 | 0 | 0 | 0 | 0 | 0 | 12 | 0
NO |  | 133 | 2015 | 5 | 21 | 21 |  |  | (State DWR) | 230 | 0 | T | 0 | 0 | 2 | 1113AL | 0 | 0 | 0 | 0 | 0 | 0 | 0 | 0 | 0 | 0 | 0 | 0 | 0 | 0 | 0 | 0 | 0 | 0 | 0 | 0 | 0 | 0 | 0 | 12 | 0
NO |  | 133 | 2015 | 5 | 22 | 22 |  | Midway-Wheeler | Wheeler Ridge | 0 | 0 |  | 0 | 0 | 0 |  | 0 | 0 | 0 | 0 | 0 | 0 | 0 | 0 | 0 | 0 | 0 | 0 | 0 | 0 | 0 | 0 | 0 | 0 | 0 | 0 | 0 | 0 | 0 | 12 | 0
NO |  | 133 | 2015 | 5 | 23 | 23 |  | Ridge #1 & 2 | Pump Plant | 0 | 0 |  | 0 | 0 | 0 |  | 0 | 0 | 0 | 0 | 0 | 0 | 0 | 0 | 0 | 0 | 0 | 0 | 0 | 0 | 0 | 0 | 0 | 0 | 0 | 0 | 0 | 0 | 0 | 12 | 0
NO |  | 133 | 2015 | 5 | 24 | 24 |  |  | (State DWR) | 230 | 0 | T | 0 | 0 | 2 | 1113AL | 0 | 0 | 0 | 0 | 0 | 0 | 0 | 0 | 0 | 0 | 0 | 0 | 0 | 0 | 0 | 0 | 0 | 0 | 0 | 0 | 0 | 0 | 0 | 12 | 0
NO |  | 133 | 2015 | 5 | 25 | 25 |  | Midway-Wheeler | Wind Gap Pump | 0 | 0 |  | 0 | 0 | 0 |  | 0 | 0 | 0 | 0 | 0 | 0 | 0 | 0 | 0 | 0 | 0 | 0 | 0 | 0 | 0 | 0 | 0 | 0 | 0 | 0 | 0 | 0 | 0 | 12 | 0
NO |  | 133 | 2015 | 5 | 26 | 26 |  | Ridge #1 & 2 | (State DWR) | 230 | 0 | T | 0 | 0 | 2 | 1113AL | 0 | 0 | 0 | 0 | 0 | 0 | 0 | 0 | 0 | 0 | 0 | 0 | 0 | 0 | 0 | 0 | 0 | 0 | 0 | 0 | 0 | 0 | 0 | 12 | 0
NO |  | 133 | 2015 | 5 | 27 | 27 |  | Monta Vista | Jefferson | 230 | 0 | T | 0 | 0 | 2 | 1113AL | 0 | 0 | 0 | 0 | 0 | 0 | 0 | 0 | 0 | 0 | 0 | 0 | 0 | 0 | 0 | 0 | 0 | 0 | 0 | 0 | 0 | 0 | 0 | 12 | 0
NO |  | 133 | 2015 | 5 | 28 | 28 |  | Moraga | Newark | 230 | 0 | T | 0 | 0 | 0 | 954ACSR | 0 | 0 | 0 | 0 | 0 | 0 | 0 | 0 | 0 | 0 | 0 | 0 | 0 | 0 | 0 | 0 | 0 | 0 | 0 | 0 | 0 | 0 | 0 | 12 | 0
NO |  | 133 | 2015 | 5 | 29 | 29 |  |  |  | 230 | 0 | T | 0 | 0 | 0 | 954ACSR | 0 | 0 | 0 | 0 | 0 | 0 | 0 | 0 | 0 | 0 | 0 | 0 | 0 | 0 | 0 | 0 | 0 | 0 | 0 | 0 | 0 | 0 | 0 | 12 | 0
NO |  | 133 | 2015 | 5 | 30 | 30 |  |  |  | 230 | 0 | T | 0 | 0 | 0 | 1113AL | 0 | 0 | 0 | 0 | 0 | 0 | 0 | 0 | 0 | 0 | 0 | 0 | 0 | 0 | 0 | 0 | 0 | 0 | 0 | 0 | 0 | 0 | 0 | 12 | 0
NO |  | 133 | 2015 | 5 | 31 | 31 |  |  |  | 230 | 0 | T | 0 | 0 | 0 | 954ACSR | 0 | 0 | 0 | 0 | 0 | 0 | 0 | 0 | 0 | 0 | 0 | 0 | 0 | 0 | 0 | 0 | 0 | 0 | 0 | 0 | 0 | 0 | 0 | 12 | 0
NO |  | 133 | 2015 | 5 | 32 | 32 |  |  |  | 230 | 0 | T | 0 | 0 | 0 | 795ACSR | 0 | 0 | 0 | 0 | 0 | 0 | 0 | 0 | 0 | 0 | 0 | 0 | 0 | 0 | 0 | 0 | 0 | 0 | 0 | 0 | 0 | 0 | 0 | 12 | 0
NO |  | 133 | 2015 | 5 | 33 | 33 |  |  |  | 230 | 0 | T | 0 | 0 | 0 | 1113AL | 0 | 0 | 0 | 0 | 0 | 0 | 0 | 0 | 0 | 0 | 0 | 0 | 0 | 0 | 0 | 0 | 0 | 0 | 0 | 0 | 0 | 0 | 0 | 12 | 0
NO |  | 133 | 2015 | 5 | 34 | 34 |  |  |  | 230 | 0 | T | 0 | 0 | 0 | 1113AL | 0 | 0 | 0 | 0 | 0 | 0 | 0 | 0 | 0 | 0 | 0 | 0 | 0 | 0 | 0 | 0 | 0 | 0 | 0 | 0 | 0 | 0 | 0 | 12 | 0
NO |  | 133 | 2015 | 5 | 35 | 35 |  | Morro Bay PP | Gates | 230 | 0 | T | 0 | 0 | 2 | 1113AL | 0 | 0 | 0 | 0 | 0 | 0 | 0 | 0 | 0 | 0 | 0 | 0 | 0 | 0 | 0 | 651330477 | 0 | 0 | 0 | 0 | 0 | 0 | 0 | 12 | 0
NO |  | 133 | 2015 | 6 | 1 | 1 |  | Morro Bay PP | Midway | 230 | 0 | T | 0 | 0 | 2 | 1113ACSS | 0 | 0 | 0 | 0 | 0 | 0 | 0 | 0 | 0 | 0 | 0 | 0 | 0 | 0 | 0 | 0 | 0 | 0 | 0 | 0 | 0 | 0 | 0 | 12 | 0
NO |  | 133 | 2015 | 6 | 2 | 2 |  | Morro Bay PP | Mesa | 230 | 0 | T | 0 | 0 | 1 | 1113AL | 0 | 0 | 0 | 0 | 0 | 0 | 0 | 0 | 0 | 0 | 0 | 0 | 0 | 0 | 0 | 0 | 0 | 0 | 0 | 0 | 0 | 0 | 0 | 12 | 0
NO |  | 133 | 2015 | 6 | 3 | 3 |  | Morro Bay PP-MESA | Diablo Cyn PP | 230 | 0 | T | 0 | 0 | 2 | 1113AL | 0 | 0 | 0 | 0 | 0 | 0 | 0 | 0 | 0 | 0 | 0 | 0 | 0 | 0 | 0 | 0 | 0 | 0 | 0 | 0 | 0 | 0 | 0 | 12 | 0
NO |  | 133 | 2015 | 6 | 4 | 4 |  | Moss Landing PH | Los Banos Sub | 230 | 0 | T | 0 | 0 | 1 | 2300AL | 0 | 0 | 0 | 0 | 0 | 0 | 0 | 0 | 0 | 0 | 0 | 0 | 0 | 0 | 0 | 0 | 0 | 0 | 0 | 0 | 0 | 0 | 0 | 12 | 0
NO |  | 133 | 2015 | 6 | 5 | 5 |  | Moss Landing PH | Panoche #1 | 230 | 0 | T | 0 | 0 | 1 | 795ACSR | 0 | 0 | 0 | 0 | 0 | 0 | 0 | 0 | 0 | 0 | 0 | 0 | 0 | 0 | 0 | 0 | 0 | 0 | 0 | 0 | 0 | 0 | 0 | 12 | 0
NO |  | 133 | 2015 | 6 | 6 | 6 |  |  |  | 230 | 0 | T | 0 | 0 | 2 | 2300AL | 0 | 0 | 0 | 0 | 0 | 0 | 0 | 0 | 0 | 0 | 0 | 0 | 0 | 0 | 0 | 0 | 0 | 0 | 0 | 0 | 0 | 0 | 0 | 12 | 0
NO |  | 133 | 2015 | 6 | 7 | 7 |  | Moss Landing PH | Panoche #2 | 230 | 0 | T | 0 | 0 | 1 | 795ACSR | 0 | 0 | 0 | 0 | 0 | 0 | 0 | 0 | 0 | 0 | 0 | 0 | 0 | 0 | 0 | 0 | 0 | 0 | 0 | 0 | 0 | 0 | 0 | 12 | 0
NO |  | 133 | 2015 | 6 | 8 | 8 |  | Moss Landing | Moss Landing | 0 | 0 |  | 0 | 0 | 0 |  | 0 | 0 | 0 | 0 | 0 | 0 | 0 | 0 | 0 | 0 | 0 | 0 | 0 | 0 | 0 | 0 | 0 | 0 | 0 | 0 | 0 | 0 | 0 | 12 | 0
NO |  | 133 | 2015 | 6 | 9 | 9 |  | 230KV SW. | 115KV SW. | 230 | 0 | T | 0 | 0 | 0 | 2300AL | 0 | 0 | 0 | 0 | 0 | 0 | 0 | 0 | 0 | 0 | 0 | 0 | 0 | 0 | 0 | 0 | 0 | 0 | 0 | 0 | 0 | 0 | 0 | 12 | 0
NO |  | 133 | 2015 | 6 | 10 | 10 |  | Moss Landing | Los Banos | 500 | 0 | T | 0 | 0 | 1 | 2300AL | 0 | 0 | 0 | 0 | 0 | 0 | 0 | 0 | 0 | 0 | 0 | 0 | 0 | 0 | 0 | 0 | 0 | 0 | 0 | 0 | 0 | 0 | 0 | 12 | 0
NO |  | 133 | 2015 | 6 | 11 | 11 |  | Moss Landing | Metcalf | 500 | 0 | T | 0 | 0 | 1 | 2300AL | 0 | 0 | 0 | 0 | 0 | 0 | 0 | 0 | 0 | 0 | 0 | 0 | 0 | 0 | 0 | 0 | 0 | 0 | 0 | 0 | 0 | 0 | 0 | 12 | 0
NO |  | 133 | 2015 | 6 | 12 | 12 |  | Newark | San Mateo | 230 | 0 | T | 0 | 0 | 2 | 1113AL | 0 | 0 | 0 | 0 | 0 | 0 | 0 | 0 | 0 | 0 | 0 | 0 | 0 | 0 | 0 | 0 | 0 | 0 | 0 | 0 | 0 | 0 | 0 | 12 | 0
NO |  | 133 | 2015 | 6 | 13 | 13 |  |  |  | 230 | 0 |  | 0 | 0 | 1 | 1113AL | 0 | 0 | 0 | 0 | 0 | 0 | 0 | 0 | 0 | 0 | 0 | 0 | 0 | 0 | 0 | 0 | 0 | 0 | 0 | 0 | 0 | 0 | 0 | 12 | 0
NO |  | 133 | 2015 | 6 | 14 | 14 |  | NCPA 1&2 Tap Line | CR Collector Line | 230 | 0 | T | 0 | 0 | 2 | 1113AL | 0 | 0 | 0 | 0 | 0 | 0 | 0 | 0 | 0 | 0 | 0 | 0 | 0 | 0 | 0 | 0 | 0 | 0 | 0 | 0 | 0 | 0 | 0 | 12 | 0
NO |  | 133 | 2015 | 6 | 15 | 15 |  | Panoche | Kearney | 230 | 0 | T | 0 | 0 | 1 | 1113AL | 0 | 0 | 0 | 0 | 0 | 0 | 0 | 0 | 0 | 0 | 0 | 0 | 0 | 0 | 0 | 0 | 0 | 0 | 0 | 0 | 0 | 0 | 0 | 12 | 0
NO |  | 133 | 2015 | 6 | 16 | 16 |  | Panoche-Kearney | McMullin Sub | 230 | 0 | T | 0 | 0 | 1 | 1113ACSS | 0 | 0 | 0 | 0 | 0 | 0 | 0 | 0 | 0 | 0 | 0 | 0 | 0 | 0 | 0 | 0 | 0 | 0 | 0 | 0 | 0 | 0 | 0 | 12 | 0
NO |  | 133 | 2015 | 6 | 17 | 17 |  | Panoche | McCall | 230 | 0 | T | 0 | 0 | 1 | 795ACSR | 0 | 0 | 0 | 0 | 0 | 0 | 0 | 0 | 0 | 0 | 0 | 0 | 0 | 0 | 0 | 0 | 0 | 0 | 0 | 0 | 0 | 0 | 0 | 12 | 0
NO |  | 133 | 2015 | 6 | 18 | 18 |  | Panoche | McCall | 230 | 0 | T | 0 | 0 | 1 | 1113AL | 0 | 0 | 0 | 0 | 0 | 0 | 0 | 0 | 0 | 0 | 0 | 0 | 0 | 0 | 0 | 0 | 0 | 0 | 0 | 0 | 0 | 0 | 0 | 12 | 0
NO |  | 133 | 2015 | 6 | 19 | 19 |  | Pittsburg PP | Moraga #1 & 2 | 230 | 0 | T | 0 | 0 | 2 | 954ACSR | 0 | 0 | 0 | 0 | 0 | 0 | 0 | 0 | 0 | 0 | 0 | 0 | 0 | 0 | 0 | 0 | 0 | 0 | 0 | 0 | 0 | 0 | 0 | 12 | 0
NO |  | 133 | 2015 | 6 | 20 | 20 |  |  |  | 230 | 0 |  | 0 | 0 | 2 | 954AL | 0 | 0 | 0 | 0 | 0 | 0 | 0 | 0 | 0 | 0 | 0 | 0 | 0 | 0 | 0 | 0 | 0 | 0 | 0 | 0 | 0 | 0 | 0 | 12 | 0
NO |  | 133 | 2015 | 6 | 21 | 21 |  | Pittsburg PP | Moraga #3 | 230 | 0 | T | 0 | 0 | 1 | 954AL | 0 | 0 | 0 | 0 | 0 | 0 | 0 | 0 | 0 | 0 | 0 | 0 | 0 | 0 | 0 | 0 | 0 | 0 | 0 | 0 | 0 | 0 | 0 | 12 | 0
NO |  | 133 | 2015 | 6 | 22 | 22 |  |  |  | 230 | 0 | T | 0 | 0 | 1 | 954ACSR | 0 | 0 | 0 | 0 | 0 | 0 | 0 | 0 | 0 | 0 | 0 | 0 | 0 | 0 | 0 | 0 | 0 | 0 | 0 | 0 | 0 | 0 | 0 | 12 | 0
NO |  | 133 | 2015 | 6 | 23 | 23 |  |  |  | 230 | 0 | T | 0 | 0 | 1 | 1113AL | 0 | 0 | 0 | 0 | 0 | 0 | 0 | 0 | 0 | 0 | 0 | 0 | 0 | 0 | 0 | 0 | 0 | 0 | 0 | 0 | 0 | 0 | 0 | 12 | 0
NO |  | 133 | 2015 | 6 | 24 | 24 |  | Pittsburg-Panoche | Los Banos | 230 | 0 | T | 0 | 0 | 1 | 1113AL | 0 | 0 | 0 | 0 | 0 | 0 | 0 | 0 | 0 | 0 | 0 | 0 | 0 | 0 | 0 | 0 | 0 | 0 | 0 | 0 | 0 | 0 | 0 | 12 | 0
NO |  | 133 | 2015 | 6 | 25 | 25 |  | Pittsburg PP | Sobrante Sub | 230 | 0 | T | 0 | 0 | 2 | 954AL | 0 | 0 | 0 | 0 | 0 | 0 | 0 | 0 | 0 | 0 | 0 | 0 | 0 | 0 | 0 | 0 | 0 | 0 | 0 | 0 | 0 | 0 | 0 | 12 | 0
NO |  | 133 | 2015 | 6 | 26 | 26 |  | Pittsburg PP | Tesla Sub | 230 | 0 | T | 0 | 0 | 2 | 2300AL | 0 | 0 | 0 | 0 | 0 | 0 | 0 | 0 | 0 | 0 | 0 | 0 | 0 | 0 | 0 | 0 | 0 | 0 | 0 | 0 | 0 | 0 | 0 | 12 | 0
NO |  | 133 | 2015 | 6 | 27 | 27 |  | Pittsburg PP | Newark | 230 | 0 | T | 0 | 0 | 1 | 954AL | 0 | 0 | 0 | 0 | 0 | 0 | 0 | 0 | 0 | 0 | 0 | 0 | 0 | 0 | 0 | 0 | 0 | 0 | 0 | 0 | 0 | 0 | 0 | 12 | 0
NO |  | 133 | 2015 | 6 | 28 | 28 |  |  |  | 230 | 0 | T | 0 | 0 | 1 | 1113AL | 0 | 0 | 0 | 0 | 0 | 0 | 0 | 0 | 0 | 0 | 0 | 0 | 0 | 0 | 0 | 0 | 0 | 0 | 0 | 0 | 0 | 0 | 0 | 12 | 0
NO |  | 133 | 2015 | 6 | 29 | 29 |  |  |  | 230 | 0 | T | 0 | 0 | 1 | 1113AL | 0 | 0 | 0 | 0 | 0 | 0 | 0 | 0 | 0 | 0 | 0 | 0 | 0 | 0 | 0 | 0 | 0 | 0 | 0 | 0 | 0 | 0 | 0 | 12 | 0
NO |  | 133 | 2015 | 6 | 30 | 30 |  |  |  | 230 | 0 | T | 0 | 0 | 1 | 954AL | 0 | 0 | 0 | 0 | 0 | 0 | 0 | 0 | 0 | 0 | 0 | 0 | 0 | 0 | 0 | 0 | 0 | 0 | 0 | 0 | 0 | 0 | 0 | 12 | 0
NO |  | 133 | 2015 | 6 | 31 | 31 |  |  |  | 230 | 0 | T | 0 | 0 | 1 | 795ACSR | 0 | 0 | 0 | 0 | 0 | 0 | 0 | 0 | 0 | 0 | 0 | 0 | 0 | 0 | 0 | 0 | 0 | 0 | 0 | 0 | 0 | 0 | 0 | 12 | 0
NO |  | 133 | 2015 | 6 | 32 | 32 |  |  |  | 230 | 0 | T | 0 | 0 | 1 | 1113AL | 0 | 0 | 0 | 0 | 0 | 0 | 0 | 0 | 0 | 0 | 0 | 0 | 0 | 0 | 0 | 651330478 | 0 | 0 | 0 | 0 | 0 | 0 | 0 | 12 | 0
NO |  | 133 | 2015 | 6 | 34 | 34 |  | Pit # 1- | Sierra Pacific | 0 | 0 |  | 0 | 0 | 0 |  | 0 | 0 | 0 | 0 | 0 | 0 | 0 | 0 | 0 | 0 | 0 | 0 | 0 | 0 | 0 | 0 | 0 | 0 | 0 | 0 | 0 | 0 | 0 | 12 | 0
NO |  | 133 | 2015 | 6 | 35 | 35 |  | Cottonwood | Industry | 230 | 0 | T | 0 | 0 | 1 | 7954CSR | 0 | 0 | 0 | 0 | 0 | 0 | 0 | 0 | 0 | 0 | 0 | 0 | 0 | 0 | 0 | 0 | 0 | 0 | 0 | 0 | 0 | 0 | 0 | 12 | 0
NO |  | 133 | 2015 | 7 | 1 | 1 |  | Pit # 1 PP | Vaca-Dixon | 230 | 0 | T | 0 | 0 | 1 | 1113AL | 0 | 0 | 0 | 0 | 0 | 0 | 0 | 0 | 0 | 0 | 0 | 0 | 0 | 0 | 0 | 0 | 0 | 0 | 0 | 0 | 0 | 0 | 0 | 12 | 0
NO |  | 133 | 2015 | 7 | 2 | 2 |  |  |  | 230 | 0 | T | 0 | 0 | 1 | 954ACSR | 0 | 0 | 0 | 0 | 0 | 0 | 0 | 0 | 0 | 0 | 0 | 0 | 0 | 0 | 0 | 0 | 0 | 0 | 0 | 0 | 0 | 0 | 0 | 12 | 0
NO |  | 133 | 2015 | 7 | 4 | 4 |  | Pit # 1 PP | Vaca-Dixon | 230 | 0 | T | 0 | 0 | 1 | 954AL | 0 | 0 | 0 | 0 | 0 | 0 | 0 | 0 | 0 | 0 | 0 | 0 | 0 | 0 | 0 | 0 | 0 | 0 | 0 | 0 | 0 | 0 | 0 | 12 | 0
NO |  | 133 | 2015 | 7 | 5 | 5 |  |  |  | 230 | 0 | WH | 0 | 0 | 1 | 795ACSR | 0 | 0 | 0 | 0 | 0 | 0 | 0 | 0 | 0 | 0 | 0 | 0 | 0 | 0 | 0 | 0 | 0 | 0 | 0 | 0 | 0 | 0 | 0 | 12 | 0
NO |  | 133 | 2015 | 7 | 6 | 6 |  | Pit # 1 PP | Vaca-Dixon | 230 | 0 | T | 0 | 0 | 1 | 795ACSR | 0 | 0 | 0 | 0 | 0 | 0 | 0 | 0 | 0 | 0 | 0 | 0 | 0 | 0 | 0 | 0 | 0 | 0 | 0 | 0 | 0 | 0 | 0 | 12 | 0
NO |  | 133 | 2015 | 7 | 7 | 7 |  |  |  | 230 | 0 | T | 0 | 0 | 1 | 643.7CU | 0 | 0 | 0 | 0 | 0 | 0 | 0 | 0 | 0 | 0 | 0 | 0 | 0 | 0 | 0 | 0 | 0 | 0 | 0 | 0 | 0 | 0 | 0 | 12 | 0
NO |  | 133 | 2015 | 7 | 8 | 8 |  |  |  | 230 | 0 | T | 0 | 0 | 1 | 518ACSR | 0 | 0 | 0 | 0 | 0 | 0 | 0 | 0 | 0 | 0 | 0 | 0 | 0 | 0 | 0 | 0 | 0 | 0 | 0 | 0 | 0 | 0 | 0 | 12 | 0
NO |  | 133 | 2015 | 7 | 10 | 10 |  |  |  | 230 | 0 | T | 0 | 0 | 1 | 954ACSR | 0 | 0 | 0 | 0 | 0 | 0 | 0 | 0 | 0 | 0 | 0 | 0 | 0 | 0 | 0 | 0 | 0 | 0 | 0 | 0 | 0 | 0 | 0 | 12 | 0
NO |  | 133 | 2015 | 7 | 11 | 11 |  |  |  | 230 | 0 | T | 0 | 0 | 1 | 954AL | 0 | 0 | 0 | 0 | 0 | 0 | 0 | 0 | 0 | 0 | 0 | 0 | 0 | 0 | 0 | 0 | 0 | 0 | 0 | 0 | 0 | 0 | 0 | 12 | 0
NO |  | 133 | 2015 | 7 | 12 | 12 |  |  |  | 230 | 0 | T | 0 | 0 | 1 | 795ACSR | 0 | 0 | 0 | 0 | 0 | 0 | 0 | 0 | 0 | 0 | 0 | 0 | 0 | 0 | 0 | 0 | 0 | 0 | 0 | 0 | 0 | 0 | 0 | 12 | 0
NO |  | 133 | 2015 | 7 | 13 | 13 |  |  |  | 230 | 0 | T | 0 | 0 | 1 | 643.7CU | 0 | 0 | 0 | 0 | 0 | 0 | 0 | 0 | 0 | 0 | 0 | 0 | 0 | 0 | 0 | 0 | 0 | 0 | 0 | 0 | 0 | 0 | 0 | 12 | 0
NO |  | 133 | 2015 | 7 | 14 | 14 |  |  |  | 230 | 0 | SH | 0 | 0 | 1 | 518ACSR | 0 | 0 | 0 | 0 | 0 | 0 | 0 | 0 | 0 | 0 | 0 | 0 | 0 | 0 | 0 | 0 | 0 | 0 | 0 | 0 | 0 | 0 | 0 | 12 | 0
NO |  | 133 | 2015 | 7 | 15 | 15 |  |  |  | 230 | 0 | T | 0 | 0 | 1 | 518ACSR | 0 | 0 | 0 | 0 | 0 | 0 | 0 | 0 | 0 | 0 | 0 | 0 | 0 | 0 | 0 | 0 | 0 | 0 | 0 | 0 | 0 | 0 | 0 | 12 | 0
NO |  | 133 | 2015 | 7 | 16 | 16 |  |  |  | 230 | 0 | T | 0 | 0 | 1 | 500CU | 0 | 0 | 0 | 0 | 0 | 0 | 0 | 0 | 0 | 0 | 0 | 0 | 0 | 0 | 0 | 0 | 0 | 0 | 0 | 0 | 0 | 0 | 0 | 12 | 0
NO |  | 133 | 2015 | 7 | 17 | 17 |  | Pit # 4 PP | Round Mtn. | 230 | 0 | T | 0 | 0 | 1 | 795ACSR | 0 | 0 | 0 | 0 | 0 | 0 | 0 | 0 | 0 | 0 | 0 | 0 | 0 | 0 | 0 | 0 | 0 | 0 | 0 | 0 | 0 | 0 | 0 | 12 | 0
NO |  | 133 | 2015 | 7 | 18 | 18 |  |  |  | 230 | 0 | WH | 0 | 0 | 1 | 795ACSR | 0 | 0 | 0 | 0 | 0 | 0 | 0 | 0 | 0 | 0 | 0 | 0 | 0 | 0 | 0 | 0 | 0 | 0 | 0 | 0 | 0 | 0 | 0 | 12 | 0
NO |  | 133 | 2015 | 7 | 19 | 19 |  |  |  | 230 | 0 | T | 0 | 0 | 1 | 380.5CU | 0 | 0 | 0 | 0 | 0 | 0 | 0 | 0 | 0 | 0 | 0 | 0 | 0 | 0 | 0 | 0 | 0 | 0 | 0 | 0 | 0 | 0 | 0 | 12 | 0
NO |  | 133 | 2015 | 7 | 20 | 20 |  |  |  | 230 | 0 | WH | 0 | 0 | 1 | 380.5CU | 0 | 0 | 0 | 0 | 0 | 0 | 0 | 0 | 0 | 0 | 0 | 0 | 0 | 0 | 0 | 0 | 0 | 0 | 0 | 0 | 0 | 0 | 0 | 12 | 0
NO |  | 133 | 2015 | 7 | 21 | 21 |  |  |  | 230 | 0 | T | 0 | 0 | 1 | 518ACSR | 0 | 0 | 0 | 0 | 0 | 0 | 0 | 0 | 0 | 0 | 0 | 0 | 0 | 0 | 0 | 0 | 0 | 0 | 0 | 0 | 0 | 0 | 0 | 12 | 0
NO |  | 133 | 2015 | 7 | 22 | 22 |  |  |  | 230 | 0 | WH | 0 | 0 | 1 | 1113AL | 0 | 0 | 0 | 0 | 0 | 0 | 0 | 0 | 0 | 0 | 0 | 0 | 0 | 0 | 0 | 0 | 0 | 0 | 0 | 0 | 0 | 0 | 0 | 12 | 0
NO |  | 133 | 2015 | 7 | 23 | 23 |  | Pit # 5 PP | Mega Renewable- | 0 | 0 |  | 0 | 0 | 0 |  | 0 | 0 | 0 | 0 | 0 | 0 | 0 | 0 | 0 | 0 | 0 | 0 | 0 | 0 | 0 | 0 | 0 | 0 | 0 | 0 | 0 | 0 | 0 | 12 | 0
NO |  | 133 | 2015 | 7 | 24 | 24 |  |  | able Sub | 230 | 0 | WH | 0 | 0 | 1 | 518ACSR | 0 | 0 | 0 | 0 | 0 | 0 | 0 | 0 | 0 | 0 | 0 | 0 | 0 | 0 | 0 | 0 | 0 | 0 | 0 | 0 | 0 | 0 | 0 | 12 | 0
NO |  | 133 | 2015 | 7 | 25 | 25 |  | Pit # 5 PP | Round Mtn. | 230 | 0 | T | 0 | 0 | 1 | 795ACSR | 0 | 0 | 0 | 0 | 0 | 0 | 0 | 0 | 0 | 0 | 0 | 0 | 0 | 0 | 0 | 0 | 0 | 0 | 0 | 0 | 0 | 0 | 0 | 12 | 0
NO |  | 133 | 2015 | 7 | 26 | 26 |  |  |  | 230 | 0 | T | 0 | 0 | 1 | 795ACSR | 0 | 0 | 0 | 0 | 0 | 0 | 0 | 0 | 0 | 0 | 0 | 0 | 0 | 0 | 0 | 0 | 0 | 0 | 0 | 0 | 0 | 0 | 0 | 12 | 0
NO |  | 133 | 2015 | 7 | 27 | 27 |  |  |  | 230 | 0 | WH | 0 | 0 | 1 | 380.5CU | 0 | 0 | 0 | 0 | 0 | 0 | 0 | 0 | 0 | 0 | 0 | 0 | 0 | 0 | 0 | 0 | 0 | 0 | 0 | 0 | 0 | 0 | 0 | 12 | 0
NO |  | 133 | 2015 | 7 | 28 | 28 |  |  |  | 230 | 0 | T | 0 | 0 | 1 | 380.5CU | 0 | 0 | 0 | 0 | 0 | 0 | 0 | 0 | 0 | 0 | 0 | 0 | 0 | 0 | 0 | 0 | 0 | 0 | 0 | 0 | 0 | 0 | 0 | 12 | 0
NO |  | 133 | 2015 | 7 | 29 | 29 |  |  |  | 230 | 0 | T | 0 | 0 | 1 | 380.5CU | 0 | 0 | 0 | 0 | 0 | 0 | 0 | 0 | 0 | 0 | 0 | 0 | 0 | 0 | 0 | 0 | 0 | 0 | 0 | 0 | 0 | 0 | 0 | 12 | 0
NO |  | 133 | 2015 | 7 | 30 | 30 |  |  |  | 230 | 0 | WH | 0 | 0 | 1 | 380.5CU | 0 | 0 | 0 | 0 | 0 | 0 | 0 | 0 | 0 | 0 | 0 | 0 | 0 | 0 | 0 | 0 | 0 | 0 | 0 | 0 | 0 | 0 | 0 | 12 | 0
NO |  | 133 | 2015 | 7 | 31 | 31 |  |  |  | 230 | 0 | WH | 0 | 0 | 1 | 1113AL | 0 | 0 | 0 | 0 | 0 | 0 | 0 | 0 | 0 | 0 | 0 | 0 | 0 | 0 | 0 | 0 | 0 | 0 | 0 | 0 | 0 | 0 | 0 | 12 | 0
NO |  | 133 | 2015 | 7 | 32 | 32 |  | Pit # 5 PP | Round Mtn. | 230 | 0 | WH | 0 | 0 | 1 | 1113AL | 0 | 0 | 0 | 0 | 0 | 0 | 0 | 0 | 0 | 0 | 0 | 0 | 0 | 0 | 0 | 0 | 0 | 0 | 0 | 0 | 0 | 0 | 0 | 12 | 0
NO |  | 133 | 2015 | 7 | 33 | 33 |  |  |  | 230 | 0 | T | 0 | 0 | 1 | 1113AL | 0 | 0 | 0 | 0 | 0 | 0 | 0 | 0 | 0 | 0 | 0 | 0 | 0 | 0 | 0 | 0 | 0 | 0 | 0 | 0 | 0 | 0 | 0 | 12 | 0
NO |  | 133 | 2015 | 7 | 34 | 34 |  | Pit # 5 PP | Roaring Crk. | 0 | 0 |  | 0 | 0 | 0 |  | 0 | 0 | 0 | 0 | 0 | 0 | 0 | 0 | 0 | 0 | 0 | 0 | 0 | 0 | 0 | 0 | 0 | 0 | 0 | 0 | 0 | 0 | 0 | 12 | 0
NO |  | 133 | 2015 | 7 | 35 | 35 |  | Round Mtn. | Sub | 230 | 0 | WH | 0 | 0 | 1 | 1113AL | 0 | 0 | 0 | 0 | 0 | 0 | 0 | 0 | 0 | 0 | 0 | 0 | 0 | 0 | 0 | 0 | 0 | 0 | 0 | 0 | 0 | 0 | 0 | 12 | 0
NO |  | 133 | 2015 | 8 | 1 | 1 |  | Pit # 6 PP | Pit # 6 Jct. | 230 | 0 | T | 0 | 0 | 1 | 1113AL | 0 | 0 | 0 | 0 | 0 | 0 | 0 | 0 | 0 | 0 | 0 | 0 | 0 | 0 | 0 | 0 | 0 | 0 | 0 | 0 | 0 | 0 | 0 | 12 | 0
NO |  | 133 | 2015 | 8 | 2 | 2 |  |  |  | 230 | 0 | WH | 0 | 0 | 1 | 1113AL | 0 | 0 | 0 | 0 | 0 | 0 | 0 | 0 | 0 | 0 | 0 | 0 | 0 | 0 | 0 | 0 | 0 | 0 | 0 | 0 | 0 | 0 | 0 | 12 | 0
NO |  | 133 | 2015 | 8 | 3 | 3 |  | Pit # 7 PP | Pit # 7 Jct. | 230 | 0 | T | 0 | 0 | 1 | 795ACSR | 0 | 0 | 0 | 0 | 0 | 0 | 0 | 0 | 0 | 0 | 0 | 0 | 0 | 0 | 0 | 0 | 0 | 0 | 0 | 0 | 0 | 0 | 0 | 12 | 0
NO |  | 133 | 2015 | 8 | 4 | 4 |  | Pit # 7 PP | Pit # 7 Jct. | 230 | 0 | WH | 0 | 0 | 1 | 795ACSR | 0 | 0 | 0 | 0 | 0 | 0 | 0 | 0 | 0 | 0 | 0 | 0 | 0 | 0 | 0 | 0 | 0 | 0 | 0 | 0 | 0 | 0 | 0 | 12 | 0
NO |  | 133 | 2015 | 8 | 5 | 5 |  | Pittsburg- | Rossmoor Sub | 0 | 0 |  | 0 | 0 | 0 |  | 0 | 0 | 0 | 0 | 0 | 0 | 0 | 0 | 0 | 0 | 0 | 0 | 0 | 0 | 0 | 0 | 0 | 0 | 0 | 0 | 0 | 0 | 0 | 12 | 0
NO |  | 133 | 2015 | 8 | 6 | 6 |  | Moraga #1 |  | 230 | 0 | T | 0 | 0 | 1 | 795ACSR | 0 | 0 | 0 | 0 | 0 | 0 | 0 | 0 | 0 | 0 | 0 | 0 | 0 | 0 | 0 | 0 | 0 | 0 | 0 | 0 | 0 | 0 | 0 | 12 | 0
NO |  | 133 | 2015 | 8 | 7 | 7 |  | Pittsburg- | Roosmoor Sub | 0 | 0 |  | 0 | 0 | 0 |  | 0 | 0 | 0 | 0 | 0 | 0 | 0 | 0 | 0 | 0 | 0 | 0 | 0 | 0 | 0 | 0 | 0 | 0 | 0 | 0 | 0 | 0 | 0 | 12 | 0
NO |  | 133 | 2015 | 8 | 8 | 8 |  | Moraga #2 |  | 230 | 0 | T | 0 | 0 | 1 | 1113AL | 0 | 0 | 0 | 0 | 0 | 0 | 0 | 0 | 0 | 0 | 0 | 0 | 0 | 0 | 0 | 0 | 0 | 0 | 0 | 0 | 0 | 0 | 0 | 12 | 0
NO |  | 133 | 2015 | 8 | 9 | 9 |  | Pit-Vaca Dixon | Sierra Pacific | 0 | 0 |  | 0 | 0 | 0 |  | 0 | 0 | 0 | 0 | 0 | 0 | 0 | 0 | 0 | 0 | 0 | 0 | 0 | 0 | 0 | 0 | 0 | 0 | 0 | 0 | 0 | 0 | 0 | 12 | 0
NO |  | 133 | 2015 | 8 | 10 | 10 |  |  | Industry | 230 | 0 | T | 0 | 0 | 1 | 715.5ACSR | 0 | 0 | 0 | 0 | 0 | 0 | 0 | 0 | 0 | 0 | 0 | 0 | 0 | 0 | 0 | 0 | 0 | 0 | 0 | 0 | 0 | 0 | 0 | 12 | 0
NO |  | 133 | 2015 | 8 | 12 | 12 |  | Rancho Seco | Bellota Sub | 0 | 0 |  | 0 | 0 | 0 |  | 0 | 0 | 0 | 0 | 0 | 0 | 0 | 0 | 0 | 0 | 0 | 0 | 0 | 0 | 0 | 0 | 0 | 0 | 0 | 0 | 0 | 0 | 0 | 12 | 0
NO |  | 133 | 2015 | 8 | 13 | 13 |  | PP (SMUD) |  | 230 | 0 | T | 0 | 0 | 2 | 2300AL | 0 | 0 | 0 | 0 | 0 | 0 | 0 | 0 | 0 | 0 | 0 | 0 | 0 | 0 | 0 | 0 | 0 | 0 | 0 | 0 | 0 | 0 | 0 | 12 | 0
NO |  | 133 | 2015 | 8 | 14 | 14 |  | Rancho Seco | Stagg Sub | 230 | 0 | T | 0 | 0 | 1 | 954AL | 0 | 0 | 0 | 0 | 0 | 0 | 0 | 0 | 0 | 0 | 0 | 0 | 0 | 651330458 | 0 | 0 | 0 | 0 | 0 | 0 | 0 | 0 | 0 | 12 | 0
NO |  | 133 | 2015 | 8 | 15 | 15 |  | PP (SMUD) | and | 230 | 0 | T | 0 | 0 | 1 | 1113AL | 0 | 0 | 0 | 0 | 0 | 0 | 0 | 0 | 0 | 0 | 0 | 0 | 0 | 0 | 0 | 0 | 0 | 0 | 0 | 0 | 0 | 0 | 0 | 12 | 0
NO |  | 133 | 2015 | 8 | 16 | 16 |  |  | Tesla Sub | 230 | 0 | T | 0 | 0 | 2 | 1113AL | 0 | 0 | 0 | 0 | 0 | 0 | 0 | 0 | 0 | 0 | 0 | 0 | 0 | 0 | 0 | 0 | 0 | 0 | 0 | 0 | 0 | 0 | 0 | 12 | 0
NO |  | 133 | 2015 | 8 | 17 | 17 |  | Rio Oso | Bellota #1 | 230 | 0 | T | 0 | 0 | 2 | 795ACSR | 0 | 0 | 0 | 0 | 0 | 0 | 0 | 0 | 0 | 0 | 0 | 0 | 0 | 0 | 0 | 0 | 0 | 0 | 0 | 0 | 0 | 0 | 0 | 12 | 0
NO |  | 133 | 2015 | 8 | 18 | 18 |  |  | and #2 | 230 | 0 | T | 0 | 0 | 2 | 1113AL | 0 | 0 | 0 | 0 | 0 | 0 | 0 | 0 | 0 | 0 | 0 | 0 | 0 | 0 | 0 | 0 | 0 | 0 | 0 | 0 | 0 | 0 | 0 | 12 | 0
NO |  | 133 | 2015 | 8 | 19 | 19 |  |  |  | 230 | 0 | T | 0 | 0 | 1 | 1113AL | 0 | 0 | 0 | 0 | 0 | 0 | 0 | 0 | 0 | 0 | 0 | 0 | 0 | 0 | 0 | 0 | 0 | 0 | 0 | 0 | 0 | 0 | 0 | 12 | 0
NO |  | 133 | 2015 | 8 | 20 | 20 |  |  |  | 230 | 0 | T | 0 | 0 | 1 | 1113AL | 0 | 0 | 0 | 0 | 0 | 0 | 0 | 0 | 0 | 0 | 0 | 0 | 0 | 0 | 0 | 0 | 0 | 0 | 0 | 0 | 0 | 0 | 0 | 12 | 0
NO |  | 133 | 2015 | 8 | 21 | 21 |  |  |  | 230 | 0 | T | 0 | 0 | 1 | 795ACSR | 0 | 0 | 0 | 0 | 0 | 0 | 0 | 0 | 0 | 0 | 0 | 0 | 0 | 0 | 0 | 0 | 0 | 0 | 0 | 0 | 0 | 0 | 0 | 12 | 0
NO |  | 133 | 2015 | 8 | 22 | 22 |  | Rio Oso Sub | T. 10/44 | 230 | 0 | T | 0 | 0 | 1 | 1113AL | 0 | 0 | 0 | 0 | 0 | 0 | 0 | 0 | 0 | 0 | 0 | 0 | 0 | 0 | 0 | 0 | 0 | 0 | 0 | 0 | 0 | 0 | 0 | 12 | 0
NO |  | 133 | 2015 | 8 | 23 | 23 |  |  | (SMUD) | 230 | 0 | T | 0 | 0 | 1 | 1113AL | 0 | 0 | 0 | 0 | 0 | 0 | 0 | 0 | 0 | 0 | 0 | 0 | 0 | 0 | 0 | 0 | 0 | 0 | 0 | 0 | 0 | 0 | 0 | 12 | 0
NO |  | 133 | 2015 | 8 | 24 | 24 |  | Rio Oso Sub | Tesla Sub | 230 | 0 | T | 0 | 0 | 1 | 1113AL | 0 | 0 | 0 | 0 | 0 | 0 | 0 | 0 | 0 | 0 | 0 | 0 | 0 | 651330459 | 0 | 0 | 0 | 0 | 0 | 0 | 0 | 0 | 0 | 12 | 0
NO |  | 133 | 2015 | 8 | 25 | 25 |  | Rio Oso-Tesla | Eight Mile | 230 | 0 | LST | 0 | 0 | 1 | 1113 | 0 | 0 | 0 | 0 | 0 | 0 | 0 | 0 | 0 | 0 | 0 | 0 | 0 | 0 | 0 | 0 | 0 | 0 | 0 | 0 | 0 | 0 | 0 | 12 | 0
NO |  | 133 | 2015 | 8 | 26 | 26 |  | T.77/323A | Substation | 0 | 0 |  | 0 | 0 | 0 |  | 0 | 0 | 0 | 0 | 0 | 0 | 0 | 0 | 0 | 0 | 0 | 0 | 0 | 0 | 0 | 0 | 0 | 0 | 0 | 0 | 0 | 0 | 0 | 12 | 0
NO |  | 133 | 2015 | 8 | 27 | 27 |  | Rock Creek PP | Riso Oso #1 | 230 | 0 | T | 0 | 0 | 1 | 795ACSR | 0 | 0 | 0 | 0 | 0 | 0 | 0 | 0 | 0 | 0 | 0 | 0 | 0 | 0 | 0 | 0 | 0 | 0 | 0 | 0 | 0 | 0 | 0 | 12 | 0
NO |  | 133 | 2015 | 8 | 28 | 28 |  | Rock Creek PP | Riso Oso #2 | 230 | 0 | T | 0 | 0 | 1 | 795ACSR | 0 | 0 | 0 | 0 | 0 | 0 | 0 | 0 | 0 | 0 | 0 | 0 | 0 | 0 | 0 | 0 | 0 | 0 | 0 | 0 | 0 | 0 | 0 | 12 | 0
NO |  | 133 | 2015 | 8 | 29 | 29 |  | Round Mountain | Cottonwood | 230 | 0 | T | 0 | 0 | 1 | 795ACSR | 0 | 0 | 0 | 0 | 0 | 0 | 0 | 0 | 0 | 0 | 0 | 0 | 0 | 0 | 0 | 0 | 0 | 0 | 0 | 0 | 0 | 0 | 0 | 12 | 0
NO |  | 133 | 2015 | 8 | 30 | 30 |  |  |  | 230 | 0 | WH | 0 | 0 | 1 | 795ACSR | 0 | 0 | 0 | 0 | 0 | 0 | 0 | 0 | 0 | 0 | 0 | 0 | 0 | 0 | 0 | 0 | 0 | 0 | 0 | 0 | 0 | 0 | 0 | 12 | 0
NO |  | 133 | 2015 | 8 | 31 | 31 |  | Round Mountain | Table Mtn. #1 | 500 | 0 | T | 0 | 0 | 1 | 1825ACSR | 0 | 0 | 0 | 0 | 0 | 0 | 0 | 0 | 0 | 0 | 0 | 0 | 0 | 0 | 0 | 0 | 0 | 0 | 0 | 0 | 0 | 0 | 0 | 12 | 0
NO |  | 133 | 2015 | 8 | 32 | 32 |  |  |  | 500 | 0 | T | 0 | 0 | 1 | 2300AL | 0 | 0 | 0 | 0 | 0 | 0 | 0 | 0 | 0 | 0 | 0 | 0 | 0 | 0 | 0 | 0 | 0 | 0 | 0 | 0 | 0 | 0 | 0 | 12 | 0
NO |  | 133 | 2015 | 8 | 33 | 33 |  | Round Mountain | Table Mtn. #2 | 500 | 0 | T | 0 | 0 | 1 | 1825ACSR | 0 | 0 | 0 | 0 | 0 | 0 | 0 | 0 | 0 | 0 | 0 | 0 | 0 | 0 | 0 | 0 | 0 | 0 | 0 | 0 | 0 | 0 | 0 | 12 | 0
NO |  | 133 | 2015 | 8 | 34 | 34 |  |  |  | 500 | 0 | T | 0 | 0 | 1 | 2300AL | 0 | 0 | 0 | 0 | 0 | 0 | 0 | 0 | 0 | 0 | 0 | 0 | 0 | 0 | 0 | 0 | 0 | 0 | 0 | 0 | 0 | 0 | 0 | 12 | 0
NO |  | 133 | 2015 | 8 | 35 | 35 |  | San Mateo Sub | Martin Sub | 230 | 0 | UG | 0 | 0 | 1 | 2500HPCU | 0 | 0 | 0 | 0 | 0 | 0 | 0 | 0 | 0 | 0 | 0 | 0 | 0 | 0 | 0 | 651330479 | 0 | 0 | 0 | 0 | 0 | 0 | 0 | 12 | 0
NO |  | 133 | 2015 | 9 | 1 | 1 |  | Stockdale | Bakersfield | 0 | 0 |  | 0 | 0 | 0 |  | 0 | 0 | 0 | 0 | 0 | 0 | 0 | 0 | 0 | 0 | 0 | 0 | 0 | 0 | 0 | 0 | 0 | 0 | 0 | 0 | 0 | 0 | 0 | 12 | 0
NO |  | 133 | 2015 | 9 | 2 | 2 |  |  | #1 | 230 | 0 | T | 0 | 0 | 1 | 1113AL | 0 | 0 | 0 | 0 | 0 | 0 | 0 | 0 | 0 | 0 | 0 | 0 | 0 | 0 | 0 | 651330480 | 0 | 0 | 0 | 0 | 0 | 0 | 0 | 12 | 0
NO |  | 133 | 2015 | 9 | 3 | 3 |  | Stockdale | Bakersfield | 0 | 0 |  | 0 | 0 | 0 |  | 0 | 0 | 0 | 0 | 0 | 0 | 0 | 0 | 0 | 0 | 0 | 0 | 0 | 0 | 0 | 0 | 0 | 0 | 0 | 0 | 0 | 0 | 0 | 12 | 0
NO |  | 133 | 2015 | 9 | 4 | 4 |  |  | #1 | 230 | 0 | SSP | 0 | 0 | 1 | 1113AL | 0 | 0 | 0 | 0 | 0 | 0 | 0 | 0 | 0 | 0 | 0 | 0 | 0 | 0 | 0 | 0 | 0 | 0 | 0 | 0 | 0 | 0 | 0 | 12 | 0
NO |  | 133 | 2015 | 9 | 5 | 5 |  |  | #2 | 230 | 0 | T | 0 | 0 | 1 | 1113AL | 0 | 0 | 0 | 0 | 0 | 0 | 0 | 0 | 0 | 0 | 0 | 0 | 0 | 0 | 0 | 0 | 0 | 0 | 0 | 0 | 0 | 0 | 0 | 12 | 0
NO |  | 133 | 2015 | 9 | 6 | 6 |  |  |  | 230 | 0 | SSP | 0 | 0 | 1 | 1113AL | 0 | 0 | 0 | 0 | 0 | 0 | 0 | 0 | 0 | 0 | 0 | 0 | 0 | 0 | 0 | 0 | 0 | 0 | 0 | 0 | 0 | 0 | 0 | 12 | 0
NO |  | 133 | 2015 | 9 | 7 | 7 |  | Table Mtn. | Rio Oso #1 | 230 | 0 | T | 0 | 0 | 1 | 1113AL | 0 | 0 | 0 | 0 | 0 | 0 | 0 | 0 | 0 | 0 | 0 | 0 | 0 | 0 | 0 | 0 | 0 | 0 | 0 | 0 | 0 | 0 | 0 | 12 | 0
NO |  | 133 | 2015 | 9 | 8 | 8 |  | Table Mtn. | Rio Oso #2 | 230 | 0 | T | 0 | 0 | 1 | 1113AL | 0 | 0 | 0 | 0 | 0 | 0 | 0 | 0 | 0 | 0 | 0 | 0 | 0 | 0 | 0 | 0 | 0 | 0 | 0 | 0 | 0 | 0 | 0 | 12 | 0
NO |  | 133 | 2015 | 9 | 9 | 9 |  | Table Mtn. | Tesla Sub | 500 | 0 | T | 0 | 0 | 1 | 2300AL | 0 | 0 | 0 | 0 | 0 | 0 | 0 | 0 | 0 | 0 | 0 | 0 | 0 | 0 | 0 | 0 | 0 | 0 | 0 | 0 | 0 | 0 | 0 | 12 | 0
NO |  | 133 | 2015 | 9 | 10 | 10 |  | Tesla Sub |  | 500 | 0 | T | 0 | 0 | 1 | 1852ACSR | 0 | 0 | 0 | 0 | 0 | 0 | 0 | 0 | 0 | 0 | 0 | 0 | 0 | 0 | 0 | 0 | 0 | 0 | 0 | 0 | 0 | 0 | 0 | 12 | 0
NO |  | 133 | 2015 | 9 | 11 | 11 |  | Table Mtn. | Vaca-Dixon | 500 | 0 | T | 0 | 0 | 1 |  | 0 | 0 | 0 | 0 | 0 | 0 | 0 | 0 | 0 | 0 | 0 | 0 | 0 | 0 | 0 | 0 | 0 | 0 | 0 | 0 | 0 | 0 | 0 | 12 | 0
NO |  | 133 | 2015 | 9 | 12 | 12 |  | Tesla Sub | Lawrence Lab | 230 | 0 | T | 0 | 0 | 1 | 2300AL | 0 | 0 | 0 | 0 | 0 | 0 | 0 | 0 | 0 | 0 | 0 | 0 | 0 | 0 | 0 | 0 | 0 | 0 | 0 | 0 | 0 | 0 | 0 | 12 | 0
NO |  | 133 | 2015 | 9 | 13 | 13 |  |  |  | 230 | 0 | SSP | 0 | 0 | 1 | 1113AL | 0 | 0 | 0 | 0 | 0 | 0 | 0 | 0 | 0 | 0 | 0 | 0 | 0 | 0 | 0 | 0 | 0 | 0 | 0 | 0 | 0 | 0 | 0 | 12 | 0
NO |  | 133 | 2015 | 9 | 14 | 14 |  | Tesla Sub | Los Banos Sub | 0 | 0 |  | 0 | 0 | 0 |  | 0 | 0 | 0 | 0 | 0 | 0 | 0 | 0 | 0 | 0 | 0 | 0 | 0 | 0 | 0 | 0 | 0 | 0 | 0 | 0 | 0 | 0 | 0 | 12 | 0
NO |  | 133 | 2015 | 9 | 15 | 15 |  |  | #1 | 500 | 0 | T | 0 | 0 | 1 | 2300AL | 0 | 0 | 0 | 0 | 0 | 0 | 0 | 0 | 0 | 0 | 0 | 0 | 0 | 0 | 0 | 0 | 0 | 0 | 0 | 0 | 0 | 0 | 0 | 12 | 0
NO |  | 133 | 2015 | 9 | 16 | 16 |  |  | Los Banos Sub | 0 | 0 |  | 0 | 0 | 0 |  | 0 | 0 | 0 | 0 | 0 | 0 | 0 | 0 | 0 | 0 | 0 | 0 | 0 | 0 | 0 | 0 | 0 | 0 | 0 | 0 | 0 | 0 | 0 | 12 | 0
NO |  | 133 | 2015 | 9 | 17 | 17 |  |  | #2 | 500 | 0 | T | 0 | 0 | 1 | 2300AL | 0 | 0 | 0 | 0 | 0 | 0 | 0 | 0 | 0 | 0 | 0 | 0 | 0 | 0 | 0 | 0 | 0 | 0 | 0 | 0 | 0 | 0 | 0 | 12 | 0
NO |  | 133 | 2015 | 9 | 18 | 18 |  | Tesla Sub | Metcalf Sub | 500 | 0 | T | 0 | 0 | 1 | 2300AL | 0 | 0 | 0 | 0 | 0 | 0 | 0 | 0 | 0 | 0 | 0 | 0 | 0 | 0 | 0 | 0 | 0 | 0 | 0 | 0 | 0 | 0 | 0 | 12 | 0
NO |  | 133 | 2015 | 9 | 19 | 19 |  | Tesla | Midway #1 | 230 | 0 | T | 0 | 0 | 1 | 1113AL | 0 | 0 | 0 | 0 | 0 | 0 | 0 | 0 | 0 | 0 | 0 | 0 | 0 | 0 | 0 | 0 | 0 | 0 | 0 | 0 | 0 | 0 | 0 | 12 | 0
NO |  | 133 | 2015 | 9 | 20 | 20 |  |  |  | 230 | 0 | T | 0 | 0 | 1 | 795ACSR | 0 | 0 | 0 | 0 | 0 | 0 | 0 | 0 | 0 | 0 | 0 | 0 | 0 | 0 | 0 | 0 | 0 | 0 | 0 | 0 | 0 | 0 | 0 | 12 | 0
NO |  | 133 | 2015 | 9 | 21 | 21 |  | Tesla | Midway #2 | 230 | 0 | T | 0 | 0 | 1 | 1113AL | 0 | 0 | 0 | 0 | 0 | 0 | 0 | 0 | 0 | 0 | 0 | 0 | 0 | 0 | 0 | 0 | 0 | 0 | 0 | 0 | 0 | 0 | 0 | 12 | 0
NO |  | 133 | 2015 | 9 | 22 | 22 |  |  |  | 230 | 0 | T | 0 | 0 | 1 | 795ACSR | 0 | 0 | 0 | 0 | 0 | 0 | 0 | 0 | 0 | 0 | 0 | 0 | 0 | 0 | 0 | 0 | 0 | 0 | 0 | 0 | 0 | 0 | 0 | 12 | 0
NO |  | 133 | 2015 | 9 | 23 | 23 |  |  |  | 230 | 0 | T | 0 | 0 | 2 | 795ACSR | 0 | 0 | 0 | 0 | 0 | 0 | 0 | 0 | 0 | 0 | 0 | 0 | 0 | 0 | 0 | 0 | 0 | 0 | 0 | 0 | 0 | 0 | 0 | 12 | 0
NO |  | 133 | 2015 | 9 | 24 | 24 |  | Tesla | Parker (MID) | 230 | 0 | T | 0 | 0 | 1 | 795ACSR | 0 | 0 | 0 | 0 | 0 | 0 | 0 | 0 | 0 | 0 | 0 | 0 | 0 | 0 | 0 | 0 | 0 | 0 | 0 | 0 | 0 | 0 | 0 | 12 | 0
NO |  | 133 | 2015 | 9 | 25 | 25 |  |  |  | 230 | 0 | T | 0 | 0 | 2 | 795ACSR | 0 | 0 | 0 | 0 | 0 | 0 | 0 | 0 | 0 | 0 | 0 | 0 | 0 | 0 | 0 | 0 | 0 | 0 | 0 | 0 | 0 | 0 | 0 | 12 | 0
NO |  | 133 | 2015 | 9 | 26 | 26 |  |  |  | 230 | 0 | T | 0 | 0 | 1 | 954AL | 0 | 0 | 0 | 0 | 0 | 0 | 0 | 0 | 0 | 0 | 0 | 0 | 0 | 651330460 | 0 | 0 | 0 | 0 | 0 | 0 | 0 | 0 | 0 | 12 | 0
NO |  | 133 | 2015 | 9 | 27 | 27 |  |  |  | 230 | 0 | T | 0 | 0 | 1 | 954AL | 0 | 0 | 0 | 0 | 0 | 0 | 0 | 0 | 0 | 0 | 0 | 0 | 0 | 651330461 | 0 | 0 | 0 | 0 | 0 | 0 | 0 | 0 | 0 | 12 | 0
NO |  | 133 | 2015 | 9 | 28 | 28 |  | Tesla | USBR Tracy | 0 | 0 |  | 0 | 0 | 0 |  | 0 | 0 | 0 | 0 | 0 | 0 | 0 | 0 | 0 | 0 | 0 | 0 | 0 | 0 | 0 | 0 | 0 | 0 | 0 | 0 | 0 | 0 | 0 | 12 | 0
NO |  | 133 | 2015 | 9 | 29 | 29 |  |  | #1 & 2 | 230 | 0 | T | 0 | 0 | 2 | 954ACSR | 0 | 0 | 0 | 0 | 0 | 0 | 0 | 0 | 0 | 0 | 0 | 0 | 0 | 0 | 0 | 0 | 0 | 0 | 0 | 0 | 0 | 0 | 0 | 12 | 0
NO |  | 133 | 2015 | 9 | 30 | 30 |  | Tesla | Newark #1 | 230 | 0 | T | 0 | 0 | 1 | 2300AL | 0 | 0 | 0 | 0 | 0 | 0 | 0 | 0 | 0 | 0 | 0 | 0 | 0 | 0 | 0 | 651330481 | 0 | 0 | 0 | 0 | 0 | 0 | 0 | 12 | 0
NO |  | 133 | 2015 | 9 | 31 | 31 |  | Tesla | Newark #2 | 230 | 0 | T | 0 | 0 | 1 | 2300AL | 0 | 0 | 0 | 0 | 0 | 0 | 0 | 0 | 0 | 0 | 0 | 0 | 0 | 0 | 0 | 651330482 | 0 | 0 | 0 | 0 | 0 | 0 | 0 | 12 | 0
NO |  | 133 | 2015 | 9 | 32 | 32 |  | Tiger Creek | Bellota #1 | 230 | 0 | T | 0 | 0 | 1 | 518ACSR | 0 | 0 | 0 | 0 | 0 | 0 | 0 | 0 | 0 | 0 | 0 | 0 | 0 | 0 | 0 | 0 | 0 | 0 | 0 | 0 | 0 | 0 | 0 | 12 | 0
NO |  | 133 | 2015 | 9 | 33 | 33 |  |  |  | 230 | 0 | T | 0 | 0 | 1 | 795ACSR | 0 | 0 | 0 | 0 | 0 | 0 | 0 | 0 | 0 | 0 | 0 | 0 | 0 | 0 | 0 | 0 | 0 | 0 | 0 | 0 | 0 | 0 | 0 | 12 | 0
NO |  | 133 | 2015 | 9 | 34 | 34 |  |  |  | 230 | 0 | T | 0 | 0 | 1 | 500CU | 0 | 0 | 0 | 0 | 0 | 0 | 0 | 0 | 0 | 0 | 0 | 0 | 0 | 0 | 0 | 0 | 0 | 0 | 0 | 0 | 0 | 0 | 0 | 12 | 0
NO |  | 133 | 2015 | 9 | 35 | 35 |  |  |  | 230 | 0 | T | 0 | 0 | 1 | 643.7CU | 0 | 0 | 0 | 0 | 0 | 0 | 0 | 0 | 0 | 0 | 0 | 0 | 0 | 0 | 0 | 0 | 0 | 0 | 0 | 0 | 0 | 0 | 0 | 12 | 0
NO |  | 133 | 2015 | 10 | 1 | 1 |  | Tiger Creek | Bellota #2 | 230 | 0 | T | 0 | 0 | 1 | 518ACSR | 0 | 0 | 0 | 0 | 0 | 0 | 0 | 0 | 0 | 0 | 0 | 0 | 0 | 0 | 0 | 0 | 0 | 0 | 0 | 0 | 0 | 0 | 0 | 12 | 0
NO |  | 133 | 2015 | 10 | 2 | 2 |  |  |  | 230 | 0 | T | 0 | 0 | 1 | 518ACSR | 0 | 0 | 0 | 0 | 0 | 0 | 0 | 0 | 0 | 0 | 0 | 0 | 0 | 0 | 0 | 0 | 0 | 0 | 0 | 0 | 0 | 0 | 0 | 12 | 0
NO |  | 133 | 2015 | 10 | 3 | 3 |  | Tiger Creek | Bellota #2 | 230 | 0 | T | 0 | 0 | 2 | 1113AL | 0 | 0 | 0 | 0 | 0 | 0 | 0 | 0 | 0 | 0 | 0 | 0 | 0 | 0 | 0 | 0 | 0 | 0 | 0 | 0 | 0 | 0 | 0 | 12 | 0
NO |  | 133 | 2015 | 10 | 4 | 4 |  |  |  | 230 | 0 | T | 0 | 0 | 1 | 500CU | 0 | 0 | 0 | 0 | 0 | 0 | 0 | 0 | 0 | 0 | 0 | 0 | 0 | 0 | 0 | 0 | 0 | 0 | 0 | 0 | 0 | 0 | 0 | 12 | 0
NO |  | 133 | 2015 | 10 | 5 | 5 |  | Tiger Creek | Bellota #2 | 230 | 0 | T | 0 | 0 | 1 | 643.7CU | 0 | 0 | 0 | 0 | 0 | 0 | 0 | 0 | 0 | 0 | 0 | 0 | 0 | 0 | 0 | 0 | 0 | 0 | 0 | 0 | 0 | 0 | 0 | 12 | 0
NO |  | 133 | 2015 | 10 | 6 | 6 |  | U.S. Windpower | Contra Costa- | 0 | 0 |  | 0 | 0 | 0 |  | 0 | 0 | 0 | 0 | 0 | 0 | 0 | 0 | 0 | 0 | 0 | 0 | 0 | 0 | 0 | 0 | 0 | 0 | 0 | 0 | 0 | 0 | 0 | 12 | 0
NO |  | 133 | 2015 | 10 | 7 | 7 |  | Sub | Tesla #1 | 230 | 0 | T | 0 | 0 | 1 | 1113AC | 0 | 0 | 0 | 0 | 0 | 0 | 0 | 0 | 0 | 0 | 0 | 0 | 0 | 0 | 0 | 0 | 0 | 0 | 0 | 0 | 0 | 0 | 0 | 12 | 0
NO |  | 133 | 2015 | 10 | 8 | 8 |  | Vac Dixon | Vac Dixon | 0 | 0 |  | 0 | 0 | 0 |  | 0 | 0 | 0 | 0 | 0 | 0 | 0 | 0 | 0 | 0 | 0 | 0 | 0 | 0 | 0 | 0 | 0 | 0 | 0 | 0 | 0 | 0 | 0 | 12 | 0
NO |  | 133 | 2015 | 10 | 9 | 9 |  | Moraga Cir.#1 | Moraga Cir. #1 | 230 | 0 | T | 0 | 0 | 2 | 1113AL | 0 | 0 | 0 | 0 | 0 | 0 | 0 | 0 | 0 | 0 | 0 | 0 | 0 | 0 | 0 | 0 | 0 | 0 | 0 | 0 | 0 | 0 | 0 | 12 | 0
NO |  | 133 | 2015 | 10 | 10 | 10 |  | Vac Dixon | Moraga Sub | 0 | 0 |  | 0 | 0 | 0 |  | 0 | 0 | 0 | 0 | 0 | 0 | 0 | 0 | 0 | 0 | 0 | 0 | 0 | 0 | 0 | 0 | 0 | 0 | 0 | 0 | 0 | 0 | 0 | 12 | 0
NO |  | 133 | 2015 | 10 | 11 | 11 |  | Moraga Cir.#2 | Bus Structure | 230 | 0 | T | 0 | 0 | 2 | 1113AL | 0 | 0 | 0 | 0 | 0 | 0 | 0 | 0 | 0 | 0 | 0 | 0 | 0 | 0 | 0 | 0 | 0 | 0 | 0 | 0 | 0 | 0 | 0 | 12 | 0
NO |  | 133 | 2015 | 10 | 12 | 12 |  | Vac Dixon | Contra Costa | 0 | 0 |  | 0 | 0 | 0 |  | 0 | 0 | 0 | 0 | 0 | 0 | 0 | 0 | 0 | 0 | 0 | 0 | 0 | 0 | 0 | 0 | 0 | 0 | 0 | 0 | 0 | 0 | 0 | 12 | 0
NO |  | 133 | 2015 | 10 | 13 | 13 |  |  | Sub #1 | 230 | 0 | T | 0 | 0 | 1 | 500CU | 0 | 0 | 0 | 0 | 0 | 0 | 0 | 0 | 0 | 0 | 0 | 0 | 0 | 0 | 0 | 0 | 0 | 0 | 0 | 0 | 0 | 0 | 0 | 12 | 0
NO |  | 133 | 2015 | 10 | 14 | 14 |  |  |  | 230 | 0 | T | 0 | 0 | 1 | 643.7CU | 0 | 0 | 0 | 0 | 0 | 0 | 0 | 0 | 0 | 0 | 0 | 0 | 0 | 0 | 0 | 0 | 0 | 0 | 0 | 0 | 0 | 0 | 0 | 12 | 0
NO |  | 133 | 2015 | 10 | 15 | 15 |  |  |  | 230 | 0 | T | 0 | 0 | 1 | 795ACSR | 0 | 0 | 0 | 0 | 0 | 0 | 0 | 0 | 0 | 0 | 0 | 0 | 0 | 0 | 0 | 0 | 0 | 0 | 0 | 0 | 0 | 0 | 0 | 12 | 0
NO |  | 133 | 2015 | 10 | 16 | 16 |  |  |  | 230 | 0 | T | 0 | 0 | 1 | 954ACSR | 0 | 0 | 0 | 0 | 0 | 0 | 0 | 0 | 0 | 0 | 0 | 0 | 0 | 0 | 0 | 0 | 0 | 0 | 0 | 0 | 0 | 0 | 0 | 12 | 0
NO |  | 133 | 2015 | 10 | 17 | 17 |  |  |  | 230 | 0 | T | 0 | 0 | 1 | 1113SSAC | 0 | 0 | 0 | 0 | 0 | 0 | 0 | 0 | 0 | 0 | 0 | 0 | 0 | 0 | 0 | 0 | 0 | 0 | 0 | 0 | 0 | 0 | 0 | 12 | 0
NO |  | 133 | 2015 | 10 | 18 | 18 |  | Vac Dixon | Contra Costa | 0 | 0 |  | 0 | 0 | 0 |  | 0 | 0 | 0 | 0 | 0 | 0 | 0 | 0 | 0 | 0 | 0 | 0 | 0 | 0 | 0 | 0 | 0 | 0 | 0 | 0 | 0 | 0 | 0 | 12 | 0
NO |  | 133 | 2015 | 10 | 19 | 19 |  |  | Power #2 | 230 | 0 | T | 0 | 0 | 1 | 643.7CU | 0 | 0 | 0 | 0 | 0 | 0 | 0 | 0 | 0 | 0 | 0 | 0 | 0 | 0 | 0 | 0 | 0 | 0 | 0 | 0 | 0 | 0 | 0 | 12 | 0
NO |  | 133 | 2015 | 10 | 20 | 20 |  |  |  | 230 | 0 | T | 0 | 0 | 1 | 795ACSR | 0 | 0 | 0 | 0 | 0 | 0 | 0 | 0 | 0 | 0 | 0 | 0 | 0 | 0 | 0 | 0 | 0 | 0 | 0 | 0 | 0 | 0 | 0 | 12 | 0
NO |  | 133 | 2015 | 10 | 21 | 21 |  |  |  | 230 | 0 | T | 0 | 0 | 1 | 954ACSR | 0 | 0 | 0 | 0 | 0 | 0 | 0 | 0 | 0 | 0 | 0 | 0 | 0 | 0 | 0 | 0 | 0 | 0 | 0 | 0 | 0 | 0 | 0 | 12 | 0
NO |  | 133 | 2015 | 10 | 22 | 22 |  |  |  | 230 | 0 | T | 0 | 0 | 1 | 1113SSAC | 0 | 0 | 0 | 0 | 0 | 0 | 0 | 0 | 0 | 0 | 0 | 0 | 0 | 0 | 0 | 0 | 0 | 0 | 0 | 0 | 0 | 0 | 0 | 12 | 0
NO |  | 133 | 2015 | 10 | 24 | 24 |  | Vac Dixon- | Peabody Sub | 0 | 0 |  | 0 | 0 | 0 |  | 0 | 0 | 0 | 0 | 0 | 0 | 0 | 0 | 0 | 0 | 0 | 0 | 0 | 0 | 0 | 0 | 0 | 0 | 0 | 0 | 0 | 0 | 0 | 12 | 0
NO |  | 133 | 2015 | 10 | 25 | 25 |  | Contra Costa |  | 0 | 0 |  | 0 | 0 | 0 |  | 0 | 0 | 0 | 0 | 0 | 0 | 0 | 0 | 0 | 0 | 0 | 0 | 0 | 0 | 0 | 0 | 0 | 0 | 0 | 0 | 0 | 0 | 0 | 12 | 0
NO |  | 133 | 2015 | 10 | 26 | 26 |  | #1 and 2 |  | 230 | 0 | T | 0 | 0 | 2 | 1113AL | 0 | 0 | 0 | 0 | 0 | 0 | 0 | 0 | 0 | 0 | 0 | 0 | 0 | 0 | 0 | 0 | 0 | 0 | 0 | 0 | 0 | 0 | 0 | 12 | 0
NO |  | 133 | 2015 | 10 | 27 | 27 |  | Vac Dixon | Lakeville | 230 | 0 | T | 0 | 0 | 2 | 1113AL | 0 | 0 | 0 | 0 | 0 | 0 | 0 | 0 | 0 | 0 | 0 | 0 | 0 | 0 | 0 | 0 | 0 | 0 | 0 | 0 | 0 | 0 | 0 | 12 | 0
NO |  | 133 | 2015 | 10 | 28 | 28 |  |  |  | 230 | 0 | T | 0 | 0 | 2 | 954ACSR | 0 | 0 | 0 | 0 | 0 | 0 | 0 | 0 | 0 | 0 | 0 | 0 | 0 | 0 | 0 | 0 | 0 | 0 | 0 | 0 | 0 | 0 | 0 | 12 | 0
NO |  | 133 | 2015 | 10 | 29 | 29 |  | Vac Dixon | Moraga #1 | 230 | 0 | T | 0 | 0 | 2 | 1113AL | 0 | 0 | 0 | 0 | 0 | 0 | 0 | 0 | 0 | 0 | 0 | 0 | 0 | 0 | 0 | 0 | 0 | 0 | 0 | 0 | 0 | 0 | 0 | 12 | 0
NO |  | 133 | 2015 | 10 | 30 | 30 |  |  |  | 230 | 0 | T | 0 | 0 | 1 | 1113AL | 0 | 0 | 0 | 0 | 0 | 0 | 0 | 0 | 0 | 0 | 0 | 0 | 0 | 0 | 0 | 0 | 0 | 0 | 0 | 0 | 0 | 0 | 0 | 12 | 0
NO |  | 133 | 2015 | 10 | 31 | 31 |  |  |  | 230 | 0 | T | 0 | 0 | 1 | 954ACSR | 0 | 0 | 0 | 0 | 0 | 0 | 0 | 0 | 0 | 0 | 0 | 0 | 0 | 0 | 0 | 0 | 0 | 0 | 0 | 0 | 0 | 0 | 0 | 12 | 0
NO |  | 133 | 2015 | 10 | 32 | 32 |  |  |  | 230 | 0 | T | 0 | 0 | 1 | 954AL | 0 | 0 | 0 | 0 | 0 | 0 | 0 | 0 | 0 | 0 | 0 | 0 | 0 | 0 | 0 | 0 | 0 | 0 | 0 | 0 | 0 | 0 | 0 | 12 | 0
NO |  | 133 | 2015 | 10 | 33 | 33 |  | Vac Dixon | Moraga #1 | 230 | 0 | T | 0 | 0 | 1 | Other | 0 | 0 | 0 | 0 | 0 | 0 | 0 | 0 | 0 | 0 | 0 | 0 | 0 | 0 | 0 | 0 | 0 | 0 | 0 | 0 | 0 | 0 | 0 | 12 | 0
NO |  | 133 | 2015 | 11 | 1 | 1 |  | Vac Dixon | Moraga #2 | 230 | 0 | T | 0 | 0 | 2 | 1113AL | 0 | 0 | 0 | 0 | 0 | 0 | 0 | 0 | 0 | 0 | 0 | 0 | 0 | 0 | 0 | 0 | 0 | 0 | 0 | 0 | 0 | 0 | 0 | 12 | 0
NO |  | 133 | 2015 | 11 | 2 | 2 |  |  |  | 230 | 0 | T | 0 | 0 | 1 | 954ACSR | 0 | 0 | 0 | 0 | 0 | 0 | 0 | 0 | 0 | 0 | 0 | 0 | 0 | 0 | 0 | 0 | 0 | 0 | 0 | 0 | 0 | 0 | 0 | 12 | 0
NO |  | 133 | 2015 | 11 | 3 | 3 |  |  |  | 230 | 0 | T | 0 | 0 | 1 | 954AL | 0 | 0 | 0 | 0 | 0 | 0 | 0 | 0 | 0 | 0 | 0 | 0 | 0 | 0 | 0 | 0 | 0 | 0 | 0 | 0 | 0 | 0 | 0 | 12 | 0
NO |  | 133 | 2015 | 11 | 4 | 4 |  |  |  | 230 | 0 | T | 0 | 0 | 1 | Other | 0 | 0 | 0 | 0 | 0 | 0 | 0 | 0 | 0 | 0 | 0 | 0 | 0 | 0 | 0 | 0 | 0 | 0 | 0 | 0 | 0 | 0 | 0 | 12 | 0
NO |  | 133 | 2015 | 11 | 5 | 5 |  | Vac Dixon | Telsa | 500 | 0 | T | 0 | 0 | 1 | 1855ACSR | 0 | 0 | 0 | 0 | 0 | 0 | 0 | 0 | 0 | 0 | 0 | 0 | 0 | 0 | 0 | 0 | 0 | 0 | 0 | 0 | 0 | 0 | 0 | 12 | 0
NO |  | 133 | 2015 | 11 | 6 | 6 |  |  |  | 500 | 0 | T | 0 | 0 | 1 | 2300AL | 0 | 0 | 0 | 0 | 0 | 0 | 0 | 0 | 0 | 0 | 0 | 0 | 0 | 0 | 0 | 0 | 0 | 0 | 0 | 0 | 0 | 0 | 0 | 12 | 0
NO |  | 133 | 2015 | 11 | 7 | 7 |  | Walnut (TID) | Los Banos | 230 | 0 | T | 0 | 0 | 2 | 795ACSR | 0 | 0 | 0 | 0 | 0 | 0 | 0 | 0 | 0 | 0 | 0 | 0 | 0 | 0 | 0 | 0 | 0 | 0 | 0 | 0 | 0 | 0 | 0 | 12 | 0
NO |  | 133 | 2015 | 11 | 8 | 8 |  |  |  | 230 | 0 | T | 0 | 0 | 2 | 1113AL | 0 | 0 | 0 | 0 | 0 | 0 | 0 | 0 | 0 | 0 | 0 | 0 | 0 | 0 | 0 | 0 | 0 | 0 | 0 | 0 | 0 | 0 | 0 | 12 | 0
NO |  | 133 | 2015 | 11 | 9 | 9 |  |  |  | 230 | 0 | T | 0 | 0 | 1 | 954AL | 0 | 0 | 0 | 0 | 0 | 0 | 0 | 0 | 0 | 0 | 0 | 0 | 0 | 0 | 0 | 0 | 0 | 0 | 0 | 0 | 0 | 0 | 0 | 12 | 0
NO |  | 133 | 2015 | 11 | 10 | 10 |  |  |  | 230 | 0 | T | 0 | 0 | 1 | 954AL | 0 | 0 | 0 | 0 | 0 | 0 | 0 | 0 | 0 | 0 | 0 | 0 | 0 | 651330462 | 0 | 0 | 0 | 0 | 0 | 0 | 0 | 0 | 0 | 12 | 0
NO |  | 133 | 2015 | 11 | 11 | 11 |  | Newark | Los Esteros | 230 | 0 | P | 0 | 0 | 2 | 2-2300 AL | 0 | 0 | 0 | 0 | 0 | 0 | 0 | 0 | 0 | 0 | 0 | 0 | 0 | 0 | 0 | 0 | 0 | 0 | 0 | 0 | 0 | 0 | 0 | 12 | 0
NO |  | 133 | 2015 | 11 | 12 | 12 |  | Los Esteros | Metcalf | 230 | 0 | P | 0 | 0 | 0 | 2-2300 AL | 0 | 0 | 0 | 0 | 0 | 0 | 0 | 0 | 0 | 0 | 0 | 0 | 0 | 0 | 0 | 0 | 0 | 0 | 0 | 0 | 0 | 0 | 0 | 12 | 0
NO |  | 133 | 2015 | 11 | 13 | 13 |  | Newark | Los Esteros | 230 | 0 | UG Duct Bank | 0 | 0 | 1 | 2-2500 kcmil CU X | 0 | 0 | 0 | 0 | 0 | 0 | 0 | 0 | 0 | 0 | 0 | 0 | 0 | 0 | 0 | 0 | 0 | 0 | 0 | 0 | 0 | 0 | 0 | 12 | 0
NO |  | 133 | 2015 | 11 | 14 | 14 |  | Los Esteros | Metcalf | 230 | 0 | UG Duct Bank | 0 | 0 | 1 | 2-2500 kcmil CU X | 0 | 0 | 0 | 0 | 0 | 0 | 0 | 0 | 0 | 0 | 0 | 0 | 0 | 0 | 0 | 0 | 0 | 0 | 0 | 0 | 0 | 0 | 0 | 12 | 0
NO |  | 133 | 2015 | 11 | 15 | 15 |  | Cayetano | Vineyard | 230 | 0 | UG Duct Bank | 0 | 0 | 2 | 2000 kcmil CU XLP | 0 | 0 | 0 | 0 | 0 | 0 | 0 | 0 | 0 | 0 | 0 | 0 | 0 | 0 | 0 | 0 | 0 | 0 | 0 | 0 | 0 | 0 | 0 | 12 | 0
NO |  | 133 | 2015 | 11 | 16 | 16 |  | Vineyard | Newark | 230 | 0 | UG Duct Bank | 0 | 0 | 2 | 2000 kcmil CU XLP | 0 | 0 | 0 | 0 | 0 | 0 | 0 | 0 | 0 | 0 | 0 | 0 | 0 | 0 | 0 | 0 | 0 | 0 | 0 | 0 | 0 | 0 | 0 | 12 | 0
NO |  | 133 | 2015 | 11 | 17 | 17 |  | Contra Costa | Cayetano | 230 | 0 | UG Duct Bank | 0 | 0 | 2 | 1000 sq.mm CU XLP | 0 | 0 | 0 | 0 | 0 | 0 | 0 | 0 | 0 | 0 | 0 | 0 | 0 | 0 | 0 | 0 | 0 | 0 | 0 | 0 | 0 | 0 | 0 | 12 | 0
NO |  | 133 | 2015 | 11 | 18 | 18 |  | Cayetano | Vineyard | 230 | 0 | UG Duct Bank | 0 | 0 | 2 | 1000 sq.mm CU XL | 0 | 0 | 0 | 0 | 0 | 0 | 0 | 0 | 0 | 0 | 0 | 0 | 0 | 0 | 0 | 0 | 0 | 0 | 0 | 0 | 0 | 0 | 0 | 12 | 0
NO |  | 133 | 2015 | 11 | 19 | 19 |  | North Dublin Substation | North Dublin Transition Sta | 230 | 0 | T | 0 | 0 | 2 | 954ACSR | 0 | 0 | 0 | 0 | 0 | 0 | 0 | 0 | 0 | 0 | 0 | 0 | 0 | 0 | 0 | 0 | 0 | 0 | 0 | 0 | 0 | 0 | 0 | 12 | 0
NO |  | 133 | 2015 | 11 | 20 | 20 |  | Jefferson | Martin | 230 | 0 | P | 0 | 0 | 2 | 954ACSR | 0 | 0 | 0 | 0 | 0 | 0 | 0 | 0 | 0 | 0 | 0 | 0 | 0 | 0 | 0 | 0 | 0 | 0 | 0 | 0 | 0 | 0 | 0 | 12 | 0
NO |  | 133 | 2015 | 11 | 21 | 21 |  | Birds Landing Switching Sub | High Winds Sub | 230 | 0 | P | 0 | 0 | 1 | 1113AL | 0 | 0 | 0 | 0 | 0 | 0 | 0 | 0 | 0 | 0 | 0 | 0 | 0 | 0 | 0 | 0 | 0 | 0 | 0 | 0 | 0 | 0 | 0 | 12 | 0
NO |  | 133 | 2015 | 11 | 22 | 22 |  | North Dublin Substation | Cayetano | 230 | 0 | UG Duct Bank | 0 | 0 | 1 | 2000 kcmil CU XLP | 0 | 0 | 0 | 0 | 0 | 0 | 0 | 0 | 0 | 0 | 0 | 0 | 0 | 0 | 0 | 0 | 0 | 0 | 0 | 0 | 0 | 0 | 0 | 12 | 0
NO |  | 133 | 2015 | 11 | 23 | 23 |  | North Dublin Substation | Vineyard | 230 | 0 | UG Duct Bank | 0 | 0 | 1 | 2000 kcmil CU XLP | 0 | 0 | 0 | 0 | 0 | 0 | 0 | 0 | 0 | 0 | 0 | 0 | 0 | 0 | 0 | 0 | 0 | 0 | 0 | 0 | 0 | 0 | 0 | 12 | 0
NO |  | 133 | 2015 | 11 | 24 | 24 |  | Shiloh II | Birds Landing Sw Sta | 230 | 0 | P | 0 | 0 | 1 | 1431 AAC | 0 | 0 | 0 | 0 | 0 | 0 | 0 | 0 | 0 | 0 | 0 | 0 | 0 | 0 | 0 | 0 | 0 | 0 | 0 | 0 | 0 | 0 | 0 | 12 | 0
NO |  | 133 | 2015 | 11 | 25 | 25 |  | Panoche Energy Center | Panoche Sub | 230 | 0 | P | 0 | 0 | 1 | 2-1113 AAC | 0 | 0 | 0 | 0 | 0 | 0 | 0 | 0 | 0 | 0 | 0 | 0 | 0 | 0 | 0 | 0 | 0 | 0 | 0 | 0 | 0 | 0 | 0 | 12 | 0
NO |  | 133 | 2015 | 11 | 28 | 28 |  | Summary of Lines |  | 0 | 0 |  | 0 | 0 | 0 |  | 0 | 0 | 0 | 0 | 0 | 0 | 0 | 0 | 0 | 0 | 0 | 0 | 0 | 0 | 0 | 0 | 0 | 0 | 0 | 0 | 0 | 0 | 0 | 12 | 0
NO |  | 133 | 2015 | 11 | 29 | 29 |  | listed individually above |  | 0 | 0 |  | 0 | 0 | 0 |  | 0 | 0 | 0 | 0 | 0 | 0 | 0 | 0 | 0 | 0 | 0 | 0 | 0 | 0 | 0 | 0 | 0 | 0 | 0 | 0 | 0 | 0 | 0 | 12 | 0
NO |  | 133 | 2015 | 11 | 30 | 30 |  | Towers |  | 500 | 0 |  | 1326.1 | 0 | 0 |  | 23344987 | 386217122 | 409562109 | 1319987 | 5742587 | 0 | 7062574 | 0 | 0 | 0 | 0 | 0 | 0 | 0 | 0 | 0 | 0 | 0 | 0 | 0 | 0 | 0 | 0 | 12 | 0
NO |  | 133 | 2015 | 11 | 31 | 31 |  |  |  | 230 | 0 |  | 4036.8 | 2097.23 | 0 |  | 62230253 | 1466067517 | 1528297770 | 4018192 | 17481091 | 0 | 21499283 | 0 | 0 | 0 | 0 | 0 | 0 | 0 | 0 | 0 | 0 | 0 | 0 | 0 | 0 | 0 | 0 | 12 | 0
SI/SI | A | 133 | 2015 | 11 | 32 | 32 |  |  |  | 115 | 0 |  | 3081.59 | 1566.6 | 0 |  | 29878477 | 385614478 | 415492955 | 3067385 | 13344618 | 0 | 16412003 | 0 | 0 | 0 | 0 | 0 | 0 | 0 | 0 | 0 | 0 | 0 | 0 | 0 | 0 | 0 | 0 | 12 | 0
SI/SI | A | 133 | 2015 | 11 | 33 | 33 |  |  |  | 70 | 0 |  | 153.13 | 68.26 | 0 |  | 1598426 | 18663674 | 20262100 | 152424 | 663119 | 0 | 815543 | 0 | 0 | 0 | 0 | 0 | 0 | 0 | 0 | 0 | 0 | 0 | 0 | 0 | 0 | 0 | 0 | 12 | 0
SI/SI | A | 133 | 2015 | 11 | 34 | 34 |  |  |  | 60 | 0 |  | 187.05 | 133.42 | 0 |  | 4376104 | 36539875 | 40915979 | 186188 | 810007 | 0 | 996195 | 0 | 0 | 0 | 0 | 0 | 0 | 0 | 0 | 0 | 0 | 0 | 0 | 0 | 0 | 0 | 0 | 12 | 0
NO |  | 133 | 2015 | 11 | 35 | 35 |  | Poles |  | 0 | 0 |  | 0 | 0 | 0 |  | 0 | 0 | 0 | 0 | 0 | 0 | 0 | 0 | 0 | 0 | 0 | 0 | 0 | 0 | 0 | 0 | 0 | 0 | 0 | 0 | 0 | 0 | 0 | 12 | 0
NO |  | 133 | 2015 | 12 | 1 | 1 |  |  |  | 500 | 0 |  | 0 | 0 | 0 |  | 0 | 0 | 0 | 0 | 0 | 0 | 0 | 0 | 0 | 0 | 0 | 0 | 0 | 0 | 0 | 0 | 0 | 0 | 0 | 0 | 0 | 0 | 0 | 12 | 0
NO |  | 133 | 2015 | 12 | 2 | 2 |  |  |  | 230 | 0 |  | 0 | 45.54 | 0 |  | 0 | 0 | 0 | 0 | 0 | 0 | 0 | 0 | 0 | 0 | 0 | 0 | 0 | 0 | 0 | 0 | 0 | 0 | 0 | 0 | 0 | 0 | 0 | 12 | 0
SI/SI | A | 133 | 2015 | 12 | 3 | 3 |  |  |  | 115 | 0 |  | 2540.71 | 266.61 | 0 |  | 44101911 | 402489649 | 446591560 | 2528993 | 11002353 | 0 | 13531346 | 0 | 0 | 0 | 0 | 0 | 0 | 0 | 0 | 0 | 0 | 0 | 0 | 0 | 0 | 0 | 0 | 12 | 0
SI/SI | A | 133 | 2015 | 12 | 4 | 4 |  |  |  | 70 | 0 |  | 1475.24 | 27.23 | 0 |  | 10249570 | 144934288 | 155183858 | 1468440 | 6388427 | 0 | 7856867 | 0 | 0 | 0 | 0 | 0 | 0 | 0 | 0 | 0 | 0 | 0 | 0 | 0 | 0 | 0 | 0 | 12 | 0
SI/SI | A | 133 | 2015 | 12 | 5 | 5 |  |  |  | 60 | 0 |  | 3780.58 | 331.46 | 0 |  | 23306788 | 385452469 | 408759257 | 3763153 | 16371547 | 0 | 20134700 | 0 | 0 | 0 | 0 | 0 | 0 | 0 | 0 | 0 | 0 | 0 | 0 | 0 | 0 | 0 | 0 | 12 | 0
NO |  | 133 | 2015 | 12 | 7 | 7 |  | Other Undground |  | 230 | 0 |  | 0 | 0 | 0 |  | 0 | 0 | 0 | 0 | 0 | 0 | 0 | 0 | 0 | 0 | 0 | 0 | 0 | 0 | 0 | 0 | 0 | 0 | 0 | 0 | 0 | 0 | 0 | 12 | 0
SI/SI | A | 133 | 2015 | 12 | 8 | 8 |  | Transmission Lines |  | 115 | 0 |  | 93.92 | 0 | 0 |  | 97611 | 432674962 | 432772573 | 4050922 | 740347 | 0 | 4791269 | 0 | 0 | 0 | 0 | 0 | 0 | 0 | 0 | 0 | 0 | 0 | 0 | 0 | 0 | 0 | 0 | 12 | 0
NO |  | 133 | 2015 | 12 | 9 | 9 |  |  |  | 70 | 0 |  | 0 | 0 | 0 |  | 0 | 0 | 0 | 0 | 0 | 0 | 0 | 0 | 0 | 0 | 0 | 0 | 0 | 0 | 0 | 0 | 0 | 0 | 0 | 0 | 0 | 0 | 0 | 12 | 0
SI/SI | A | 133 | 2015 | 12 | 10 | 10 |  |  |  | 60 | 0 |  | 4.78 | 0 | 0 |  | 0 | 17716886 | 17716886 | 206169 | 37680 | 0 | 243849 | 651330453 | 0 | 0 | 0 | 0 | 0 | 0 | 0 | 0 | 0 | 0 | 0 | 0 | 0 | 0 | 0 | 12 | 0
NO |  | 133 | 2015 | 12 | 12 | 12 |  | Transmission Roads |  | 0 | 0 |  | 0 | 0 | 0 |  | 0 | 63834858 | 63834858 | 0 | 0 | 0 | 0 | 0 | 0 | 0 | 0 | 0 | 0 | 0 | 0 | 0 | 0 | 0 | 0 | 0 | 0 | 0 | 0 | 12 | 0
NO |  | 133 | 2015 | 12 | 13 | 13 |  | and Trails |  | 0 | 0 |  | 0 | 0 | 0 |  | 0 | 0 | 0 | 0 | 0 | 0 | 0 | 651330454 | 0 | 0 | 0 | 0 | 0 | 0 | 0 | 0 | 0 | 0 | 0 | 0 | 0 | 0 | 0 | 12 | 0
NO |  | 134 | 2015 | 0 | 1 | 1 |  | MALIN, OR | PG&E ROUND MTN, CA | 500 | 500 | Steel Tower | 47 | 0 | 1 | 3-1852 ACSR 51/27 | 0 | 0 | 0 | 0 | 0 | 0 | 0 | 651342050 | 0 | 0 | 0 | 0 | 0 | 0 | 0 | 0 | 0 | 0 | 0 | 0 | 0 | 0 | 0 | 12 | 1
NO |  | 134 | 2015 | 0 | 2 | 2 |  | DIXONVILLE, OR | MERIDIAN, OR | 500 | 500 | Steel Tower | 74 | 0 | 1 | 3-1272 ACSR 36/1 | 0 | 0 | 0 | 0 | 0 | 0 | 0 | 651342051 | 0 | 0 | 0 | 0 | 0 | 0 | 0 | 0 | 0 | 0 | 0 | 0 | 0 | 0 | 0 | 12 | 1
NO |  | 134 | 2015 | 0 | 3 | 3 |  | CAPTAIN JACK, OR | MALIN, OR | 500 | 500 | Steel Tower | 7 | 0 | 1 | 3-1272 ACSR 36/1 | 0 | 0 | 0 | 0 | 0 | 0 | 0 | 0 | 0 | 0 | 0 | 0 | 0 | 0 | 0 | 0 | 0 | 0 | 0 | 0 | 0 | 0 | 0 | 12 | 1
NO |  | 134 | 2015 | 0 | 4 | 4 |  | KLAMATH CO-GEN, OR | CAPTAIN JACK, OR | 500 | 500 | Steel Tower | 26 | 0 | 1 | 3-1272 ACSR 54/19 | 0 | 0 | 0 | 0 | 0 | 0 | 0 | 0 | 0 | 0 | 0 | 0 | 0 | 0 | 0 | 0 | 0 | 0 | 0 | 0 | 0 | 0 | 0 | 12 | 1
NO |  | 134 | 2015 | 0 | 5 | 5 |  | MERIDIAN, OR | KLAMATH CO-GEN, OR | 500 | 500 | Steel Tower | 58 | 0 | 1 | 3-1272 ACSR 54/19 | 0 | 0 | 0 | 0 | 0 | 0 | 0 | 0 | 0 | 0 | 0 | 0 | 0 | 0 | 0 | 0 | 0 | 0 | 0 | 0 | 0 | 0 | 0 | 12 | 1
NO |  | 134 | 2015 | 0 | 6 | 6 |  | ALVEY, OR | DIXONVILLE, OR | 500 | 500 | Steel Tower | 58 | 0 | 1 | 3-2250 AAC /91 | 0 | 0 | 0 | 0 | 0 | 0 | 0 | 651342055 | 0 | 0 | 0 | 0 | 0 | 0 | 0 | 0 | 0 | 0 | 0 | 0 | 0 | 0 | 0 | 12 | 1
NO |  | 134 | 2015 | 0 | 7 | 7 |  | MIDPOINT, ID | MALIN, OR | 500 | 500 | Steel Tower | 447 | 0 | 1 | 3-1272 ACSR 36/1 | 0 | 0 | 0 | 0 | 0 | 0 | 0 | 651342056 | 0 | 0 | 0 | 0 | 0 | 0 | 0 | 0 | 0 | 0 | 0 | 0 | 0 | 0 | 0 | 12 | 1
NO |  | 134 | 2015 | 0 | 8 | 8 |  | COLSTRIP 4, MT | SWITCHYARD, MT | 500 | 500 | Steel Tower | 1 | 0 | 1 | 795 KCM ACSR | 0 | 0 | 0 | 0 | 0 | 0 | 0 | 651342057 | 0 | 0 | 0 | 0 | 0 | 0 | 0 | 0 | 0 | 0 | 0 | 0 | 0 | 0 | 0 | 12 | 1
NO |  | 134 | 2015 | 0 | 9 | 9 |  | COLSTRIP, MT | BROADVIEW A, MT | 500 | 500 | Steel Tower | 112 | 0 | 1 | 795 KCM ACSR | 0 | 0 | 0 | 0 | 0 | 0 | 0 | 651342058 | 0 | 0 | 0 | 0 | 0 | 0 | 0 | 0 | 0 | 0 | 0 | 0 | 0 | 0 | 0 | 12 | 1
NO |  | 134 | 2015 | 0 | 10 | 10 |  | COLSTRIP, MT | BROADVIEW B, MT | 500 | 500 | Steel Tower | 116 | 0 | 1 | 795 KCM ACSR | 0 | 0 | 0 | 0 | 0 | 0 | 0 | 651342059 | 0 | 0 | 0 | 0 | 0 | 0 | 0 | 0 | 0 | 0 | 0 | 0 | 0 | 0 | 0 | 12 | 1
NO |  | 134 | 2015 | 0 | 11 | 11 |  | BROADVIEW, MT | TOWNSEND A, MT | 500 | 500 | Steel Tower | 133 | 0 | 1 | 795 KCM ACSR | 0 | 0 | 0 | 0 | 0 | 0 | 0 | 651342060 | 0 | 0 | 0 | 0 | 0 | 0 | 0 | 0 | 0 | 0 | 0 | 0 | 0 | 0 | 0 | 12 | 1
NO |  | 134 | 2015 | 0 | 12 | 12 |  | BROADVIEW, MT | TOWNSEND B, MT | 500 | 500 | Steel Tower | 133 | 0 | 1 | 795 KCM ACSR | 0 | 0 | 0 | 0 | 0 | 0 | 0 | 651342061 | 0 | 0 | 0 | 0 | 0 | 0 | 0 | 0 | 0 | 0 | 0 | 0 | 0 | 0 | 0 | 12 | 1
NO |  | 134 | 2015 | 0 | 13 | 13 |  | 500 kV costs and expenses |  | 0 | 0 |  | 0 | 0 | 0 |  | 13339699 | 266393077 | 279732776 | 4569 | 390433 | 362482 | 757484 | 0 | 0 | 0 | 0 | 0 | 0 | 0 | 0 | 0 | 0 | 0 | 0 | 0 | 0 | 0 | 0 | 12 | 1
NO |  | 134 | 2015 | 0 | 15 | 15 |  | Subtotal 500 kV |  | 0 | 0 |  | 1212 | 0 | 12 |  | 13339699 | 266393077 | 279732776 | 4569 | 390433 | 362482 | 757484 | 0 | 0 | 0 | 0 | 0 | 0 | 0 | 0 | 0 | 0 | 0 | 0 | 0 | 0 | 0 | 0 | 12 | 1
NO |  | 134 | 2015 | 0 | 17 | 17 |  | 90TH SOUTH, UT | CAMP WILLIAMS #3, UT | 345 | 345 | Steel - SP | 11 | 0 | 1 |  | 0 | 0 | 0 | 0 | 0 | 0 | 0 | 0 | 0 | 0 | 0 | 0 | 0 | 0 | 0 | 651342105 | 0 | 0 | 0 | 0 | 0 | 0 | 0 | 12 | 1
NO |  | 134 | 2015 | 0 | 18 | 18 |  | 90TH SOUTH, UT | CAMP WILLIAMS #4, UT | 345 | 345 |  | 0 | 11 | 1 |  | 0 | 0 | 0 | 0 | 0 | 0 | 0 | 0 | 0 | 0 | 0 | 0 | 0 | 0 | 0 | 651342062 | 0 | 0 | 0 | 0 | 0 | 0 | 0 | 12 | 1
NO |  | 134 | 2015 | 0 | 19 | 19 |  | 90TH SOUTH, UT | CAMP WILLIAMS #1, UT | 345 | 345 | Steel - SP | 11 | 0 | 1 | 1272 ACSR 45/7 | 0 | 0 | 0 | 0 | 0 | 0 | 0 | 0 | 0 | 0 | 0 | 0 | 0 | 0 | 0 | 0 | 0 | 0 | 0 | 0 | 0 | 0 | 0 | 12 | 1
NO |  | 134 | 2015 | 0 | 20 | 20 |  | 90TH SOUTH, UT | TERMINAL, UT | 345 | 345 |  | 0 | 16 | 1 | 1272 ACSR 45/7 | 0 | 0 | 0 | 0 | 0 | 0 | 0 | 0 | 0 | 0 | 0 | 0 | 0 | 0 | 0 | 0 | 0 | 0 | 0 | 0 | 0 | 0 | 0 | 12 | 1
NO |  | 134 | 2015 | 0 | 21 | 21 |  | TERMINAL, UT | CAMP WILLIAMS #2, UT | 345 | 345 | Steel - SP | 15 | 11 | 1 | 1272 ACSR 45/7 | 0 | 0 | 0 | 0 | 0 | 0 | 0 | 0 | 0 | 0 | 0 | 0 | 0 | 0 | 0 | 0 | 0 | 0 | 0 | 0 | 0 | 0 | 0 | 12 | 1
NO |  | 134 | 2015 | 0 | 22 | 22 |  | TERMINAL, UT | BORAH, ID | 345 | 345 | Wood - H | 138 | 0 | 1 | 954 ACSR 45/7 | 0 | 0 | 0 | 0 | 0 | 0 | 0 | 0 | 0 | 0 | 0 | 0 | 0 | 0 | 0 | 0 | 0 | 0 | 0 | 0 | 0 | 0 | 0 | 12 | 1
NO |  | 134 | 2015 | 0 | 23 | 23 |  | TERMINAL, UT | BORAH, ID | 345 | 345 | Steel - SP | 0 | 47 | 1 | 1272 ACSR 45/7 | 0 | 0 | 0 | 0 | 0 | 0 | 0 | 0 | 0 | 0 | 0 | 0 | 0 | 0 | 0 | 0 | 0 | 0 | 0 | 0 | 0 | 0 | 0 | 12 | 1
NO |  | 134 | 2015 | 0 | 24 | 24 |  | BEN LOMOND, UT | POPULUS #1, ID | 345 | 345 |  | 0 | 82 | 1 | 1272 ACSR 45/7 | 0 | 0 | 0 | 0 | 0 | 0 | 0 | 0 | 0 | 0 | 0 | 0 | 0 | 0 | 0 | 0 | 0 | 0 | 0 | 0 | 0 | 0 | 0 | 12 | 1
NO |  | 134 | 2015 | 0 | 25 | 25 |  | BEN LOMOND, UT | POPULUS #2, ID | 345 | 345 | Steel - SP | 86 | 0 | 1 | 1272 ACSR 45/7 | 0 | 0 | 0 | 0 | 0 | 0 | 0 | 0 | 0 | 0 | 0 | 0 | 0 | 0 | 0 | 0 | 0 | 0 | 0 | 0 | 0 | 0 | 0 | 12 | 1
NO |  | 134 | 2015 | 0 | 26 | 26 |  | BEN LOMOND, UT | CAMP WILLIAMS, UT | 345 | 345 | Steel - SP | 69 | 0 | 1 | 1272 ACSR 45/7 | 0 | 0 | 0 | 0 | 0 | 0 | 0 | 0 | 0 | 0 | 0 | 0 | 0 | 0 | 0 | 0 | 0 | 0 | 0 | 0 | 0 | 0 | 0 | 12 | 1
NO |  | 134 | 2015 | 0 | 27 | 27 |  | BEN LOMOND, UT | TERMINAL, UT | 345 | 345 |  | 47 | 0 | 1 | 1272 ACSR 45/7 | 0 | 0 | 0 | 0 | 0 | 0 | 0 | 0 | 0 | 0 | 0 | 0 | 0 | 0 | 0 | 0 | 0 | 0 | 0 | 0 | 0 | 0 | 0 | 12 | 1
NO |  | 134 | 2015 | 0 | 28 | 28 |  | BEN LOMOND, UT | TERMINAL, UT | 345 | 345 | Steel - SP | 0 | 47 | 1 | 1272 ACSR 45/7 | 0 | 0 | 0 | 0 | 0 | 0 | 0 | 0 | 0 | 0 | 0 | 0 | 0 | 0 | 0 | 0 | 0 | 0 | 0 | 0 | 0 | 0 | 0 | 12 | 1
NO |  | 134 | 2015 | 0 | 29 | 29 |  | CAMP WILLIAMS, UT | MONA #3, UT | 345 | 345 | Wood - H | 47 | 0 | 1 | 954 ACSR 45/7 | 0 | 0 | 0 | 0 | 0 | 0 | 0 | 0 | 0 | 0 | 0 | 0 | 0 | 0 | 0 | 0 | 0 | 0 | 0 | 0 | 0 | 0 | 0 | 12 | 1
NO |  | 134 | 2015 | 0 | 30 | 30 |  | CAMP WILLIAMS, UT | MONA #1, UT | 345 | 345 | Wood - H | 47 | 0 | 1 | 1272 ACSR 45/7 | 0 | 0 | 0 | 0 | 0 | 0 | 0 | 0 | 0 | 0 | 0 | 0 | 0 | 0 | 0 | 0 | 0 | 0 | 0 | 0 | 0 | 0 | 0 | 12 | 1
NO |  | 134 | 2015 | 0 | 31 | 31 |  | CAMP WILLIAMS, UT | MONA #2, UT | 345 | 345 | Steel Tower | 47 | 0 | 1 | 954 ACSR 45/7 | 0 | 0 | 0 | 0 | 0 | 0 | 0 | 0 | 0 | 0 | 0 | 0 | 0 | 0 | 0 | 0 | 0 | 0 | 0 | 0 | 0 | 0 | 0 | 12 | 1
NO |  | 134 | 2015 | 0 | 32 | 32 |  | CAMP WILLIAMS, UT | MONA #4, UT | 345 | 345 |  | 5 | 42 | 1 | 954 ACSR 45/7 | 0 | 0 | 0 | 0 | 0 | 0 | 0 | 0 | 0 | 0 | 0 | 0 | 0 | 0 | 0 | 0 | 0 | 0 | 0 | 0 | 0 | 0 | 0 | 12 | 1
NO |  | 134 | 2015 | 0 | 33 | 33 |  | CURRANT CREEK, UT | MONA, UT | 345 | 345 | Steel - SP | 1 | 0 | 1 | 954 ACSR 54/7 | 0 | 0 | 0 | 0 | 0 | 0 | 0 | 0 | 0 | 0 | 0 | 0 | 0 | 0 | 0 | 0 | 0 | 0 | 0 | 0 | 0 | 0 | 0 | 12 | 1
NO |  | 134 | 2015 | 0 | 34 | 34 |  | EMERY, UT | CAMP WILLIAMS, UT | 345 | 345 | Steel Tower | 121 | 0 | 1 | 1272 ACSR 45/7 | 0 | 0 | 0 | 0 | 0 | 0 | 0 | 0 | 0 | 0 | 0 | 0 | 0 | 0 | 0 | 0 | 0 | 0 | 0 | 0 | 0 | 0 | 0 | 12 | 1
NO |  | 134 | 2015 | 0 | 35 | 35 |  | EMERY, UT | HUNTINGTON, UT | 345 | 345 | Wood - H | 20 | 0 | 1 | 954 ACSR 45/7 | 0 | 0 | 0 | 0 | 0 | 0 | 0 | 0 | 0 | 0 | 0 | 0 | 0 | 0 | 0 | 0 | 0 | 0 | 0 | 0 | 0 | 0 | 0 | 12 | 1
NO |  | 134 | 2015 | 0 | 36 | 36 |  | TOTAL |  | 0 | 0 |  | 16969 | 715 | 282 |  | 229153883 | 3385069822 | 3614223705 | 409509 | 17142995 | 2248767 | 19801271 | 0 | 0 | 0 | 0 | 0 | 0 | 0 | 0 | 0 | 0 | 0 | 0 | 0 | 0 | 0 | 0 | 12 | 1
NO |  | 134 | 2015 | 1 | 1 | 1 |  | EMERY, UT | SIGURD #1, UT | 345 | 345 | Steel - H | 74 | 0 | 1 | 954 ACSR 45/7 | 0 | 0 | 0 | 0 | 0 | 0 | 0 | 0 | 0 | 0 | 0 | 0 | 0 | 0 | 0 | 0 | 0 | 0 | 0 | 0 | 0 | 0 | 0 | 12 | 1
NO |  | 134 | 2015 | 1 | 2 | 2 |  | EMERY, UT | SIGURD #2, UT | 345 | 345 | Steel - H | 75 | 0 | 1 | 954 ACSR 54/7 | 0 | 0 | 0 | 0 | 0 | 0 | 0 | 0 | 0 | 0 | 0 | 0 | 0 | 0 | 0 | 0 | 0 | 0 | 0 | 0 | 0 | 0 | 0 | 12 | 1
NO |  | 134 | 2015 | 1 | 3 | 3 |  | FOUR CORNERS, NM | PINTO, UT | 345 | 345 | Wood - H | 100 | 0 | 1 | 795 ACSR 45/7 | 0 | 0 | 0 | 0 | 0 | 0 | 0 | 0 | 0 | 0 | 0 | 0 | 0 | 0 | 0 | 0 | 0 | 0 | 0 | 0 | 0 | 0 | 0 | 12 | 1
NO |  | 134 | 2015 | 1 | 4 | 4 |  | GOSHEN, ID | KINPORT, ID | 345 | 345 | Wood - H | 41 | 0 | 1 | 795 ACSR 26/7 | 0 | 0 | 0 | 0 | 0 | 0 | 0 | 651343654 | 0 | 0 | 0 | 0 | 0 | 0 | 0 | 0 | 0 | 0 | 0 | 0 | 0 | 0 | 0 | 12 | 1
NO |  | 134 | 2015 | 1 | 5 | 5 |  | HUNTINGTON, UT | HUNT PLANT 1, UT | 345 | 345 | Steel Tower | 1 | 0 | 1 | 2156 ACSR 8419 | 0 | 0 | 0 | 0 | 0 | 0 | 0 | 0 | 0 | 0 | 0 | 0 | 0 | 0 | 0 | 0 | 0 | 0 | 0 | 0 | 0 | 0 | 0 | 12 | 1
NO |  | 134 | 2015 | 1 | 6 | 6 |  | HUNTINGTON, UT | HUNT PLANT 2, UT | 345 | 345 | Steel Tower | 1 | 0 | 1 | 2156 ACSR 8419 | 0 | 0 | 0 | 0 | 0 | 0 | 0 | 0 | 0 | 0 | 0 | 0 | 0 | 0 | 0 | 0 | 0 | 0 | 0 | 0 | 0 | 0 | 0 | 12 | 1
NO |  | 134 | 2015 | 1 | 7 | 7 |  | HUNTINGTON, UT | PINTO, UT | 345 | 345 | Steel - SP | 158 | 0 | 1 | 795 ACSR 45/7 | 0 | 0 | 0 | 0 | 0 | 0 | 0 | 0 | 0 | 0 | 0 | 0 | 0 | 0 | 0 | 0 | 0 | 0 | 0 | 0 | 0 | 0 | 0 | 12 | 1
NO |  | 134 | 2015 | 1 | 8 | 8 |  | HUNTINGTON, UT | SPANISH FORK, UT | 345 | 345 | Steel Tower | 78 | 0 | 1 | 1272 ACSR 45/7 | 0 | 0 | 0 | 0 | 0 | 0 | 0 | 0 | 0 | 0 | 0 | 0 | 0 | 0 | 0 | 0 | 0 | 0 | 0 | 0 | 0 | 0 | 0 | 12 | 1
NO |  | 134 | 2015 | 1 | 9 | 9 |  | JIM BRIDGER, WY | BORAH, ID | 345 | 345 | Steel Tower | 240 | 0 | 1 | 1272 ACSR 36/1 | 0 | 0 | 0 | 0 | 0 | 0 | 0 | 651343651 | 0 | 0 | 0 | 0 | 0 | 0 | 0 | 0 | 0 | 0 | 0 | 0 | 0 | 0 | 0 | 12 | 1
NO |  | 134 | 2015 | 1 | 10 | 10 |  | JIM BRIDGER, WY | KINPORT, ID | 345 | 345 | Steel - SP | 234 | 0 | 1 | 1272 ACSR 36/1 | 0 | 0 | 0 | 0 | 0 | 0 | 0 | 651343652 | 0 | 0 | 0 | 0 | 0 | 0 | 0 | 0 | 0 | 0 | 0 | 0 | 0 | 0 | 0 | 12 | 1
NO |  | 134 | 2015 | 1 | 11 | 11 |  | MONA, UT | SIGURD #1, UT | 345 | 345 | Wood - H | 69 | 0 | 1 | 795 ACSR 45/7 | 0 | 0 | 0 | 0 | 0 | 0 | 0 | 0 | 0 | 0 | 0 | 0 | 0 | 0 | 0 | 0 | 0 | 0 | 0 | 0 | 0 | 0 | 0 | 12 | 1
NO |  | 134 | 2015 | 1 | 12 | 12 |  | MONA, UT | SIGURD #2, UT | 345 | 345 | Steel - SP | 0 | 69 | 1 | 954 ACSR 45/7 | 0 | 0 | 0 | 0 | 0 | 0 | 0 | 0 | 0 | 0 | 0 | 0 | 0 | 0 | 0 | 0 | 0 | 0 | 0 | 0 | 0 | 0 | 0 | 12 | 1
NO |  | 134 | 2015 | 1 | 13 | 13 |  | MONA, UT | HUNTINGTON, UT | 345 | 345 | Steel - SP | 60 | 0 | 1 | 954 ACSR 54/7 | 0 | 0 | 0 | 0 | 0 | 0 | 0 | 0 | 0 | 0 | 0 | 0 | 0 | 0 | 0 | 0 | 0 | 0 | 0 | 0 | 0 | 0 | 0 | 12 | 1
NO |  | 134 | 2015 | 1 | 14 | 14 |  | SIGURD, UT | UT/NV STATE LINE | 345 | 345 | Steel Tower | 190 | 0 | 1 | 954 ACSR 54/7 | 0 | 0 | 0 | 0 | 0 | 0 | 0 | 0 | 0 | 0 | 0 | 0 | 0 | 0 | 0 | 0 | 0 | 0 | 0 | 0 | 0 | 0 | 0 | 12 | 1
NO |  | 134 | 2015 | 1 | 15 | 15 |  | SPANISH FORK, UT | CAMP WILLIAMS, UT | 345 | 345 |  | 0 | 35 | 1 | 1272 ACSR 45/7 | 0 | 0 | 0 | 0 | 0 | 0 | 0 | 0 | 0 | 0 | 0 | 0 | 0 | 0 | 0 | 0 | 0 | 0 | 0 | 0 | 0 | 0 | 0 | 12 | 1
NO |  | 134 | 2015 | 1 | 16 | 16 |  | TERMINAL, UT | CAMP WILLIAMS, UT | 345 | 345 |  | 0 | 23 | 1 | 1272 ACSR 45/7 | 0 | 0 | 0 | 0 | 0 | 0 | 0 | 0 | 0 | 0 | 0 | 0 | 0 | 0 | 0 | 0 | 0 | 0 | 0 | 0 | 0 | 0 | 0 | 12 | 1
NO |  | 134 | 2015 | 1 | 17 | 17 |  | CLOVER, UT | OQUIRRH, UT | 345 | 345 | Steel Tower | 100 | 0 | 1 | 1949 ACSR 45/7 | 0 | 0 | 0 | 0 | 0 | 0 | 0 | 0 | 0 | 0 | 0 | 0 | 0 | 0 | 0 | 0 | 0 | 0 | 0 | 0 | 0 | 0 | 0 | 12 | 1
NO |  | 134 | 2015 | 1 | 18 | 18 |  | RED BUTTE, UT | SIGURD, UT | 345 | 345 | Steel - H | 170 | 0 | 1 | 2-954 ACSR 45/7 | 0 | 0 | 0 | 0 | 0 | 0 | 0 | 0 | 0 | 0 | 0 | 0 | 0 | 0 | 0 | 0 | 0 | 0 | 0 | 0 | 0 | 0 | 0 | 12 | 1
NO |  | 134 | 2015 | 1 | 19 | 19 |  | JIM BRIDGER, WY | GOSHEN, ID | 345 | 345 | Steel Tower | 226 | 0 | 1 | 2-1272 ACSR 36/1 | 0 | 0 | 0 | 0 | 0 | 0 | 0 | 651342134 | 0 | 0 | 0 | 0 | 0 | 0 | 0 | 0 | 0 | 0 | 0 | 0 | 0 | 0 | 0 | 12 | 1
NO |  | 134 | 2015 | 1 | 20 | 20 |  | BORAH, ID | MIDPOINT #1, ID | 345 | 345 | Wood - H | 79 | 0 | 1 | 3-1272 ACSR 45/7 | 0 | 0 | 0 | 0 | 0 | 0 | 0 | 651342135 | 0 | 0 | 0 | 0 | 0 | 0 | 0 | 0 | 0 | 0 | 0 | 0 | 0 | 0 | 0 | 12 | 1
NO |  | 134 | 2015 | 1 | 21 | 21 |  | BORAH, ID | MIDPOINT #2, ID | 345 | 345 | Wood - H | 78 | 0 | 1 | 3-1272 ACSR 45/7 | 0 | 0 | 0 | 0 | 0 | 0 | 0 | 651342136 | 0 | 0 | 0 | 0 | 0 | 0 | 0 | 0 | 0 | 0 | 0 | 0 | 0 | 0 | 0 | 12 | 1
NO |  | 134 | 2015 | 1 | 22 | 22 |  | KINPORT, ID | MIDPOINT, ID | 345 | 345 | Steel - SP | 113 | 0 | 1 | 2-1272 ACSR 45/7 | 0 | 0 | 0 | 0 | 0 | 0 | 0 | 651342137 | 0 | 0 | 0 | 0 | 0 | 0 | 0 | 0 | 0 | 0 | 0 | 0 | 0 | 0 | 0 | 12 | 1
NO |  | 134 | 2015 | 1 | 23 | 23 |  | 345kV costs and expenses |  | 0 | 0 |  | 0 | 0 | 0 |  | 150688937 | 1626046639 | 1776735576 | 3099 | 1684607 | 468377 | 2156083 | 0 | 0 | 0 | 0 | 0 | 0 | 0 | 0 | 0 | 0 | 0 | 0 | 0 | 0 | 0 | 0 | 12 | 1
NO |  | 134 | 2015 | 1 | 25 | 25 |  | Subtotal 345 kV |  | 0 | 0 |  | 2752 | 383 | 41 |  | 150688937 | 1626046639 | 1776735576 | 3099 | 1684607 | 468377 | 2156083 | 0 | 0 | 0 | 0 | 0 | 0 | 0 | 0 | 0 | 0 | 0 | 0 | 0 | 0 | 0 | 0 | 12 | 1
NO |  | 134 | 2015 | 1 | 27 | 27 |  | ALVEY, OR | DIXONVILLE, OR | 230 | 230 | Wood - H | 59 | 0 | 1 | 1272 ACSR 36/1 | 0 | 0 | 0 | 0 | 0 | 0 | 0 | 0 | 0 | 0 | 0 | 0 | 0 | 0 | 0 | 0 | 0 | 0 | 0 | 0 | 0 | 0 | 0 | 12 | 1
NO |  | 134 | 2015 | 1 | 28 | 28 |  | ANTELOPE, ID | ANACONDA, MT | 230 | 230 | Wood - H | 76 | 0 | 1 | 1272 ACSR 45/7 | 0 | 0 | 0 | 0 | 0 | 0 | 0 | 0 | 0 | 0 | 0 | 0 | 0 | 0 | 0 | 0 | 0 | 0 | 0 | 0 | 0 | 0 | 0 | 12 | 1
NO |  | 134 | 2015 | 1 | 29 | 29 |  | ANTELOPE, ID | LOST RIVER, ID | 230 | 230 | Wood - H | 20 | 0 | 1 | 795 ACSR 45/7 | 0 | 0 | 0 | 0 | 0 | 0 | 0 | 0 | 0 | 0 | 0 | 0 | 0 | 0 | 0 | 0 | 0 | 0 | 0 | 0 | 0 | 0 | 0 | 12 | 1
NO |  | 134 | 2015 | 1 | 30 | 30 |  | ATLANTIC CITY, WY | COLUMBIA GENEVA, WY | 230 | 230 | Wood - H | 1 | 0 | 1 | 1272 ACSR 36/1 | 0 | 0 | 0 | 0 | 0 | 0 | 0 | 0 | 0 | 0 | 0 | 0 | 0 | 0 | 0 | 0 | 0 | 0 | 0 | 0 | 0 | 0 | 0 | 12 | 1
NO |  | 134 | 2015 | 1 | 31 | 31 |  | BEN LOMOND, UT | NAUGHTON #1, WY | 230 | 230 | Wood - H | 88 | 0 | 1 | 795 ACSR 26/7 | 0 | 0 | 0 | 0 | 0 | 0 | 0 | 0 | 0 | 0 | 0 | 0 | 0 | 0 | 0 | 0 | 0 | 0 | 0 | 0 | 0 | 0 | 0 | 12 | 1
NO |  | 134 | 2015 | 1 | 32 | 32 |  | BEN LOMOND, UT | NAUGHTON #2, WY | 230 | 230 | Wood - H | 88 | 0 | 1 | 795 ACSR 26/7 | 0 | 0 | 0 | 0 | 0 | 0 | 0 | 0 | 0 | 0 | 0 | 0 | 0 | 0 | 0 | 0 | 0 | 0 | 0 | 0 | 0 | 0 | 0 | 12 | 1
NO |  | 134 | 2015 | 1 | 33 | 33 |  | BIRCH CREEK, UT | RAILROAD, WY | 230 | 230 | Wood - H | 19 | 0 | 1 | 954 ACSR 54/7 | 0 | 0 | 0 | 0 | 0 | 0 | 0 | 0 | 0 | 0 | 0 | 0 | 0 | 0 | 0 | 0 | 0 | 0 | 0 | 0 | 0 | 0 | 0 | 12 | 1
NO |  | 134 | 2015 | 1 | 34 | 34 |  | BITTER CREEK, WY | MONELL, WY | 230 | 230 | Wood - H | 3 | 0 | 1 | 795 ACSR 26/7 | 0 | 0 | 0 | 0 | 0 | 0 | 0 | 0 | 0 | 0 | 0 | 0 | 0 | 0 | 0 | 0 | 0 | 0 | 0 | 0 | 0 | 0 | 0 | 12 | 1
NO |  | 134 | 2015 | 1 | 35 | 35 |  | BRIDGER PUMP, WY | MANS FACE, WY | 230 | 230 | Wood - H | 1 | 0 | 1 | 1272 ACSR 36/1 | 0 | 0 | 0 | 0 | 0 | 0 | 0 | 0 | 0 | 0 | 0 | 0 | 0 | 0 | 0 | 0 | 0 | 0 | 0 | 0 | 0 | 0 | 0 | 12 | 1
NO |  | 134 | 2015 | 2 | 1 | 1 |  | BUFFALO, WY | CASPER, WY | 230 | 230 | Wood - H | 107 | 0 | 1 | 1272 ACSR 36/1 | 0 | 0 | 0 | 0 | 0 | 0 | 0 | 0 | 0 | 0 | 0 | 0 | 0 | 0 | 0 | 0 | 0 | 0 | 0 | 0 | 0 | 0 | 0 | 12 | 1
NO |  | 134 | 2015 | 2 | 2 | 2 |  | CASPER, WY | DAVE JOHNSTON, WY | 230 | 230 | Wood - H | 36 | 0 | 1 |  | 0 | 0 | 0 | 0 | 0 | 0 | 0 | 651342138 | 0 | 0 | 0 | 0 | 0 | 0 | 0 | 651343661 | 0 | 0 | 0 | 0 | 0 | 0 | 0 | 12 | 1
NO |  | 134 | 2015 | 2 | 3 | 3 |  | CASPER, WY | RIVERTON, WY | 230 | 230 | Wood - H | 110 | 0 | 1 | 1272 ACSR 36/1 | 0 | 0 | 0 | 0 | 0 | 0 | 0 | 0 | 0 | 0 | 0 | 0 | 0 | 0 | 0 | 0 | 0 | 0 | 0 | 0 | 0 | 0 | 0 | 12 | 1
NO |  | 134 | 2015 | 2 | 4 | 4 |  | CHAPPEL CREEK, WY | CRAVEN CREEK, WY | 230 | 230 | Steel - SP | 30 | 0 | 1 | 954 ACSR 54/7 | 0 | 0 | 0 | 0 | 0 | 0 | 0 | 0 | 0 | 0 | 0 | 0 | 0 | 0 | 0 | 0 | 0 | 0 | 0 | 0 | 0 | 0 | 0 | 12 | 1
NO |  | 134 | 2015 | 2 | 5 | 5 |  | CHAPPEL CREEK, WY | JONAH GAS, WY | 230 | 230 | Wood - H | 32 | 0 | 1 | 1272 ACSR 45/7 | 0 | 0 | 0 | 0 | 0 | 0 | 0 | 0 | 0 | 0 | 0 | 0 | 0 | 0 | 0 | 0 | 0 | 0 | 0 | 0 | 0 | 0 | 0 | 12 | 1
NO |  | 134 | 2015 | 2 | 6 | 6 |  | CHAPPEL CREEK, WY | RILEY RIDGE, WY | 230 | 230 | Wood - H | 29 | 6 | 1 | 1272 ACSR 45/7 | 0 | 0 | 0 | 0 | 0 | 0 | 0 | 0 | 0 | 0 | 0 | 0 | 0 | 0 | 0 | 0 | 0 | 0 | 0 | 0 | 0 | 0 | 0 | 12 | 1
NO |  | 134 | 2015 | 2 | 7 | 7 |  | CRAVEN CREEK, WY | PIONEER, WY | 230 | 230 | Wood - H | 2 | 0 | 1 | 1272 ACSR 45/7 | 0 | 0 | 0 | 0 | 0 | 0 | 0 | 0 | 0 | 0 | 0 | 0 | 0 | 0 | 0 | 0 | 0 | 0 | 0 | 0 | 0 | 0 | 0 | 12 | 1
NO |  | 134 | 2015 | 2 | 8 | 8 |  | DAVE JOHNSTON, WY | SPENCE, WY | 230 | 230 | Wood - H | 31 | 0 | 1 | 1272 ACSR 45/7 | 0 | 0 | 0 | 0 | 0 | 0 | 0 | 0 | 0 | 0 | 0 | 0 | 0 | 0 | 0 | 0 | 0 | 0 | 0 | 0 | 0 | 0 | 0 | 12 | 1
NO |  | 134 | 2015 | 2 | 9 | 9 |  | DAVE JOHNSTON, WY | WYODAK, WY | 230 | 230 | Wood - H | 69 | 0 | 1 | 1272 ACSR 36/1 | 0 | 0 | 0 | 0 | 0 | 0 | 0 | 0 | 0 | 0 | 0 | 0 | 0 | 0 | 0 | 0 | 0 | 0 | 0 | 0 | 0 | 0 | 0 | 12 | 1
NO |  | 134 | 2015 | 2 | 10 | 10 |  | DIXONVILLE 500kV, OR | DIXONVILLE 230kV, OR | 230 | 230 | Wood - H | 1 | 0 | 1 | 1272 ACSR 36/1 | 0 | 0 | 0 | 0 | 0 | 0 | 0 | 0 | 0 | 0 | 0 | 0 | 0 | 0 | 0 | 0 | 0 | 0 | 0 | 0 | 0 | 0 | 0 | 12 | 1
NO |  | 134 | 2015 | 2 | 11 | 11 |  | DIXONVILLE, OR | RESTON (BPA), OR | 230 | 230 | Wood - H | 17 | 0 | 1 | 795 ACSR 26/7 | 0 | 0 | 0 | 0 | 0 | 0 | 0 | 0 | 0 | 0 | 0 | 0 | 0 | 0 | 0 | 0 | 0 | 0 | 0 | 0 | 0 | 0 | 0 | 12 | 1
NO |  | 134 | 2015 | 2 | 12 | 12 |  | FAIRVIEW (BPA), OR | ISTHMUS, OR | 230 | 230 | Wood - H | 12 | 0 | 1 | 1272 ACSR 36/1 | 0 | 0 | 0 | 0 | 0 | 0 | 0 | 0 | 0 | 0 | 0 | 0 | 0 | 0 | 0 | 0 | 0 | 0 | 0 | 0 | 0 | 0 | 0 | 12 | 1
NO |  | 134 | 2015 | 2 | 13 | 13 |  | FIREHOLE, WY | MONUMENT, WY | 230 | 230 | Wood - H | 49 | 0 | 1 | 1272 ACSR 45/7 | 0 | 0 | 0 | 0 | 0 | 0 | 0 | 0 | 0 | 0 | 0 | 0 | 0 | 0 | 0 | 0 | 0 | 0 | 0 | 0 | 0 | 0 | 0 | 12 | 1
NO |  | 134 | 2015 | 2 | 14 | 14 |  | FRY, OR | BETHEL, OR | 230 | 230 | Wood - H | 26 | 0 | 1 | 1272 ACSR 36/1 | 0 | 0 | 0 | 0 | 0 | 0 | 0 | 0 | 0 | 0 | 0 | 0 | 0 | 0 | 0 | 0 | 0 | 0 | 0 | 0 | 0 | 0 | 0 | 12 | 1
NO |  | 134 | 2015 | 2 | 15 | 15 |  | FRY, OR | ALVEY, OR | 230 | 230 | Wood - H | 45 | 0 | 1 | 1272 ACSR 36/1 | 0 | 0 | 0 | 0 | 0 | 0 | 0 | 0 | 0 | 0 | 0 | 0 | 0 | 0 | 0 | 0 | 0 | 0 | 0 | 0 | 0 | 0 | 0 | 12 | 1
NO |  | 134 | 2015 | 2 | 16 | 16 |  | GLEN CANYON, AZ | SIGURD, UT | 230 | 230 | Wood - H | 159 | 0 | 1 | 954 ACSR 45/7 | 0 | 0 | 0 | 0 | 0 | 0 | 0 | 0 | 0 | 0 | 0 | 0 | 0 | 0 | 0 | 0 | 0 | 0 | 0 | 0 | 0 | 0 | 0 | 12 | 1
NO |  | 134 | 2015 | 2 | 17 | 17 |  | GONDER, UT - NV STATE | PAVANT, UT | 230 | 230 | Wood - H | 98 | 0 | 1 | 795 ACSR 45/7 | 0 | 0 | 0 | 0 | 0 | 0 | 0 | 651342139 | 0 | 0 | 0 | 0 | 0 | 0 | 0 | 0 | 0 | 0 | 0 | 0 | 0 | 0 | 0 | 12 | 1
NO |  | 134 | 2015 | 2 | 18 | 18 |  | BUFFALO, WY | SHERIDAN (MDU), WY | 230 | 230 | Wood - H | 40 | 0 | 1 | 795 ACSR 26/7 | 0 | 0 | 0 | 0 | 0 | 0 | 0 | 0 | 0 | 0 | 0 | 0 | 0 | 0 | 0 | 0 | 0 | 0 | 0 | 0 | 0 | 0 | 0 | 12 | 1
NO |  | 134 | 2015 | 2 | 19 | 19 |  | DIXONVILLE, OR | GRANTS PASS, OR | 230 | 230 | Wood - H | 62 | 0 | 1 | 1272 ACSR 36/1 | 0 | 0 | 0 | 0 | 0 | 0 | 0 | 0 | 0 | 0 | 0 | 0 | 0 | 0 | 0 | 0 | 0 | 0 | 0 | 0 | 0 | 0 | 0 | 12 | 1
NO |  | 134 | 2015 | 2 | 20 | 20 |  | HURRICANE, OR | WALLA WALLA, WA | 230 | 230 | Wood - H | 78 | 0 | 1 | 1272 ACSR 36/1 | 0 | 0 | 0 | 0 | 0 | 0 | 0 | 651343655 | 0 | 0 | 0 | 0 | 0 | 0 | 0 | 0 | 0 | 0 | 0 | 0 | 0 | 0 | 0 | 12 | 1
NO |  | 134 | 2015 | 2 | 21 | 21 |  | POINT OF ROCKS, WY | DAVE JOHNSTON, WY | 230 | 230 | Wood - H | 209 | 0 | 1 | 1272 ACSR 36/1 | 0 | 0 | 0 | 0 | 0 | 0 | 0 | 0 | 0 | 0 | 0 | 0 | 0 | 0 | 0 | 0 | 0 | 0 | 0 | 0 | 0 | 0 | 0 | 12 | 1
NO |  | 134 | 2015 | 2 | 22 | 22 |  | JIM BRIDGER, WY | SPENCE, WY | 230 | 230 | Wood - H | 149 | 0 | 1 | 1272 ACSR 36/1 | 0 | 0 | 0 | 0 | 0 | 0 | 0 | 0 | 0 | 0 | 0 | 0 | 0 | 0 | 0 | 0 | 0 | 0 | 0 | 0 | 0 | 0 | 0 | 12 | 1
NO |  | 134 | 2015 | 2 | 23 | 23 |  | KLAMATH FALLS, OR | MALIN, OR | 230 | 230 | Wood - H | 35 | 0 | 1 | 1272 ACSR 36/1 | 0 | 0 | 0 | 0 | 0 | 0 | 0 | 0 | 0 | 0 | 0 | 0 | 0 | 0 | 0 | 0 | 0 | 0 | 0 | 0 | 0 | 0 | 0 | 12 | 1
NO |  | 134 | 2015 | 2 | 24 | 24 |  | LIMA, WY | ROBERSON, WY | 230 | 230 | Wood - H | 2 | 0 | 1 | 1272 ACSR 45/7 | 0 | 0 | 0 | 0 | 0 | 0 | 0 | 0 | 0 | 0 | 0 | 0 | 0 | 0 | 0 | 0 | 0 | 0 | 0 | 0 | 0 | 0 | 0 | 12 | 1
NO |  | 134 | 2015 | 2 | 25 | 25 |  | LONE PINE, OR | KLAMATH FALLS, OR | 230 | 230 | Wood - H | 76 | 0 | 1 | 795 ACSR 26/7 | 0 | 0 | 0 | 0 | 0 | 0 | 0 | 0 | 0 | 0 | 0 | 0 | 0 | 0 | 0 | 0 | 0 | 0 | 0 | 0 | 0 | 0 | 0 | 12 | 1
NO |  | 134 | 2015 | 2 | 26 | 26 |  | LONE PINE, OR | MERIDIAN #1, OR | 230 | 230 | Steel - SP | 5 | 0 | 1 | 1272 ACSR 54/19 | 0 | 0 | 0 | 0 | 0 | 0 | 0 | 0 | 0 | 0 | 0 | 0 | 0 | 0 | 0 | 0 | 0 | 0 | 0 | 0 | 0 | 0 | 0 | 12 | 1
NO |  | 134 | 2015 | 2 | 27 | 27 |  | LONE PINE, OR | MERIDIAN #2, OR | 230 | 230 | Steel - SP | 5 | 0 | 1 | 1272 ACSR 36/1 | 0 | 0 | 0 | 0 | 0 | 0 | 0 | 0 | 0 | 0 | 0 | 0 | 0 | 0 | 0 | 0 | 0 | 0 | 0 | 0 | 0 | 0 | 0 | 12 | 1
NO |  | 134 | 2015 | 2 | 28 | 28 |  | MCNARY (BPA), WA | WALLA WALLA, WA | 230 | 230 | Wood - H | 56 | 0 | 1 | 1272 ACSR 36/1 | 0 | 0 | 0 | 0 | 0 | 0 | 0 | 0 | 0 | 0 | 0 | 0 | 0 | 0 | 0 | 0 | 0 | 0 | 0 | 0 | 0 | 0 | 0 | 12 | 1
NO |  | 134 | 2015 | 2 | 29 | 29 |  | MERIDIAN, OR | GRANTS PASS, OR | 230 | 230 | Wood - H | 35 | 0 | 1 | 1272 ACSR 36/1 | 0 | 0 | 0 | 0 | 0 | 0 | 0 | 0 | 0 | 0 | 0 | 0 | 0 | 0 | 0 | 0 | 0 | 0 | 0 | 0 | 0 | 0 | 0 | 12 | 1
NO |  | 134 | 2015 | 2 | 30 | 30 |  | HIGH PLAINS, WY | STANDPIPE, WY | 230 | 230 | Wood - H | 38 | 0 | 1 | 1272 ACSR 45/7 | 0 | 0 | 0 | 0 | 0 | 0 | 0 | 0 | 0 | 0 | 0 | 0 | 0 | 0 | 0 | 0 | 0 | 0 | 0 | 0 | 0 | 0 | 0 | 12 | 1
NO |  | 134 | 2015 | 2 | 31 | 31 |  | MONUMENT, WY | EXXON, WY | 230 | 230 | Wood - H | 13 | 0 | 1 | 1272 ACSR 36/1 | 0 | 0 | 0 | 0 | 0 | 0 | 0 | 0 | 0 | 0 | 0 | 0 | 0 | 0 | 0 | 0 | 0 | 0 | 0 | 0 | 0 | 0 | 0 | 12 | 1
NO |  | 134 | 2015 | 2 | 32 | 32 |  | MONUMENT, WY | CRAVEN CREEK, WY | 230 | 230 | Wood - H | 20 | 0 | 1 | 1272 ACSR 45/7 | 0 | 0 | 0 | 0 | 0 | 0 | 0 | 0 | 0 | 0 | 0 | 0 | 0 | 0 | 0 | 0 | 0 | 0 | 0 | 0 | 0 | 0 | 0 | 12 | 1
NO |  | 134 | 2015 | 2 | 33 | 33 |  | NAUGHTON, WY | TREASURETON, ID | 230 | 230 | Wood - H | 80 | 0 | 1 | 1272 ACSR 45/7 | 0 | 0 | 0 | 0 | 0 | 0 | 0 | 0 | 0 | 0 | 0 | 0 | 0 | 0 | 0 | 0 | 0 | 0 | 0 | 0 | 0 | 0 | 0 | 12 | 1
NO |  | 134 | 2015 | 2 | 34 | 34 |  | NAUGHTON, WY | MONUMENT, WY | 230 | 230 | Wood - H | 30 | 0 | 1 | 1272 ACSR 36/1 | 0 | 0 | 0 | 0 | 0 | 0 | 0 | 0 | 0 | 0 | 0 | 0 | 0 | 0 | 0 | 0 | 0 | 0 | 0 | 0 | 0 | 0 | 0 | 12 | 1
NO |  | 134 | 2015 | 2 | 35 | 35 |  | NAUGHTON, WY | CRAVEN CREEK, WY | 230 | 230 | Wood - H | 16 | 0 | 1 | 954 ACSR 54/7 | 0 | 0 | 0 | 0 | 0 | 0 | 0 | 0 | 0 | 0 | 0 | 0 | 0 | 0 | 0 | 0 | 0 | 0 | 0 | 0 | 0 | 0 | 0 | 12 | 1
NO |  | 134 | 2015 | 3 | 1 | 1 |  | PALISADES SS, WY | BLUE RIM, WY | 230 | 230 | Wood - H | 4 | 0 | 1 | 1272 ACSR 36/1 | 0 | 0 | 0 | 0 | 0 | 0 | 0 | 0 | 0 | 0 | 0 | 0 | 0 | 0 | 0 | 0 | 0 | 0 | 0 | 0 | 0 | 0 | 0 | 12 | 1
NO |  | 134 | 2015 | 3 | 2 | 2 |  | PAROWAN VALLEY, UT | SIGURD, UT | 230 | 230 | Wood - H | 94 | 0 | 1 | 795 ACSR 45/7 | 0 | 0 | 0 | 0 | 0 | 0 | 0 | 0 | 0 | 0 | 0 | 0 | 0 | 0 | 0 | 0 | 0 | 0 | 0 | 0 | 0 | 0 | 0 | 12 | 1
NO |  | 134 | 2015 | 3 | 3 | 3 |  | PAROWAN VALLEY, UT | WEST CEDAR, UT | 230 | 230 | Wood - H | 26 | 0 | 1 | 795 ACSR 45/7 | 0 | 0 | 0 | 0 | 0 | 0 | 0 | 0 | 0 | 0 | 0 | 0 | 0 | 0 | 0 | 0 | 0 | 0 | 0 | 0 | 0 | 0 | 0 | 12 | 1
NO |  | 134 | 2015 | 3 | 4 | 4 |  | PAVANT, UT | SIGURD, UT | 230 | 230 | Wood - H | 43 | 0 | 1 | 795 ACSR 45/7 | 0 | 0 | 0 | 0 | 0 | 0 | 0 | 0 | 0 | 0 | 0 | 0 | 0 | 0 | 0 | 0 | 0 | 0 | 0 | 0 | 0 | 0 | 0 | 12 | 1
NO |  | 134 | 2015 | 3 | 5 | 5 |  | JIM BRIDGER, WY | ROCK SPRINGS, WY | 230 | 230 | Wood - H | 35 | 0 | 1 | 1272 ACSR 45/7 | 0 | 0 | 0 | 0 | 0 | 0 | 0 | 0 | 0 | 0 | 0 | 0 | 0 | 0 | 0 | 0 | 0 | 0 | 0 | 0 | 0 | 0 | 0 | 12 | 1
NO |  | 134 | 2015 | 3 | 6 | 6 |  | POMONA, WA | UNION GAP, WA | 230 | 230 | Wood - H | 8 | 0 | 1 | 1272 ACSR 36/1 | 0 | 0 | 0 | 0 | 0 | 0 | 0 | 0 | 0 | 0 | 0 | 0 | 0 | 0 | 0 | 0 | 0 | 0 | 0 | 0 | 0 | 0 | 0 | 12 | 1
NO |  | 134 | 2015 | 3 | 7 | 7 |  | RIVERTON, WY | ROCK SPRINGS, WY | 230 | 230 | Wood - H | 118 | 0 | 1 | 1272 ACSR 36/1 | 0 | 0 | 0 | 0 | 0 | 0 | 0 | 0 | 0 | 0 | 0 | 0 | 0 | 0 | 0 | 0 | 0 | 0 | 0 | 0 | 0 | 0 | 0 | 12 | 1
NO |  | 134 | 2015 | 3 | 8 | 8 |  | RIVERTON, WY | THERMOPOLIS, WY | 230 | 230 | Wood - H | 51 | 0 | 1 | 1272 ACSR 36/1 | 0 | 0 | 0 | 0 | 0 | 0 | 0 | 0 | 0 | 0 | 0 | 0 | 0 | 0 | 0 | 0 | 0 | 0 | 0 | 0 | 0 | 0 | 0 | 12 | 1
NO |  | 134 | 2015 | 3 | 9 | 9 |  | ROCK SPRINGS, WY | FLAMING GORGE, UT | 230 | 230 | Wood - H | 55 | 0 | 1 | 1272 ACSR 36/1 | 0 | 0 | 0 | 0 | 0 | 0 | 0 | 0 | 0 | 0 | 0 | 0 | 0 | 0 | 0 | 0 | 0 | 0 | 0 | 0 | 0 | 0 | 0 | 12 | 1
NO |  | 134 | 2015 | 3 | 10 | 10 |  | ROCK SPRINGS, WY | JIM BRIDGER, WY | 230 | 230 | Wood - H | 35 | 0 | 1 | 1272 ACSR 36/1 | 0 | 0 | 0 | 0 | 0 | 0 | 0 | 0 | 0 | 0 | 0 | 0 | 0 | 0 | 0 | 0 | 0 | 0 | 0 | 0 | 0 | 0 | 0 | 12 | 1
NO |  | 134 | 2015 | 3 | 11 | 11 |  | ROCK SPRINGS, WY | MONUMENT, WY | 230 | 230 | Wood - H | 41 | 0 | 1 | 1272 ACSR 36/1 | 0 | 0 | 0 | 0 | 0 | 0 | 0 | 0 | 0 | 0 | 0 | 0 | 0 | 0 | 0 | 0 | 0 | 0 | 0 | 0 | 0 | 0 | 0 | 12 | 1
NO |  | 134 | 2015 | 3 | 12 | 12 |  | SHIRLEY BASIN, WY | DUNLAP RANCH, WY | 230 | 230 | Wood - H | 12 | 0 | 1 | 795 ACSR 26/7 | 0 | 0 | 0 | 0 | 0 | 0 | 0 | 0 | 0 | 0 | 0 | 0 | 0 | 0 | 0 | 0 | 0 | 0 | 0 | 0 | 0 | 0 | 0 | 12 | 1
NO |  | 134 | 2015 | 3 | 13 | 13 |  | SWIFT No. 1, WA | SWIFT No. 2, WA | 230 | 230 | Wood - H | 2 | 0 | 1 | 954 ACSR 45/7 | 0 | 0 | 0 | 0 | 0 | 0 | 0 | 0 | 0 | 0 | 0 | 0 | 0 | 0 | 0 | 0 | 0 | 0 | 0 | 0 | 0 | 0 | 0 | 12 | 1
NO |  | 134 | 2015 | 3 | 14 | 14 |  | SWIFT No. 2, WA | WOODLAND (BPA) SS, WA | 230 | 230 | Wood - H | 23 | 0 | 1 | 954 ACSR 45/7 | 0 | 0 | 0 | 0 | 0 | 0 | 0 | 0 | 0 | 0 | 0 | 0 | 0 | 0 | 0 | 0 | 0 | 0 | 0 | 0 | 0 | 0 | 0 | 12 | 1
NO |  | 134 | 2015 | 3 | 15 | 15 |  | TALBOT, WA | MARENGO II, WA | 230 | 230 | Wood - H | 7 | 0 | 1 | 795 ACSR 26/7 | 0 | 0 | 0 | 0 | 0 | 0 | 0 | 0 | 0 | 0 | 0 | 0 | 0 | 0 | 0 | 0 | 0 | 0 | 0 | 0 | 0 | 0 | 0 | 12 | 1
NO |  | 134 | 2015 | 3 | 16 | 16 |  | TAP TO HANNA, OR | NICKEL MOUNTAIN, OR | 230 | 230 | Wood - H | 9 | 0 | 1 | 795 ACSR 26/7 | 0 | 0 | 0 | 0 | 0 | 0 | 0 | 0 | 0 | 0 | 0 | 0 | 0 | 0 | 0 | 0 | 0 | 0 | 0 | 0 | 0 | 0 | 0 | 12 | 1
NO |  | 134 | 2015 | 3 | 17 | 17 |  | THERMOPOLIS, WY | YELLOWTAIL, MT | 230 | 230 | Wood - H | 176 | 0 | 1 | 1272 ACSR 36/1 | 0 | 0 | 0 | 0 | 0 | 0 | 0 | 0 | 0 | 0 | 0 | 0 | 0 | 0 | 0 | 0 | 0 | 0 | 0 | 0 | 0 | 0 | 0 | 12 | 1
NO |  | 134 | 2015 | 3 | 18 | 18 |  | TREASURETON, ID | BRADY, ID | 230 | 230 | Wood - H | 66 | 0 | 1 | 795 ACSR 26/7 | 0 | 0 | 0 | 0 | 0 | 0 | 0 | 0 | 0 | 0 | 0 | 0 | 0 | 0 | 0 | 0 | 0 | 0 | 0 | 0 | 0 | 0 | 0 | 12 | 1
NO |  | 134 | 2015 | 3 | 19 | 19 |  | TROUTDALE (BPA), OR | GRESHAM (PGE), OR | 230 | 230 | Steel Tower | 6 | 0 | 1 | 954 ACSR 45/7 | 0 | 0 | 0 | 0 | 0 | 0 | 0 | 0 | 0 | 0 | 0 | 0 | 0 | 0 | 0 | 0 | 0 | 0 | 0 | 0 | 0 | 0 | 0 | 12 | 1
NO |  | 134 | 2015 | 3 | 20 | 20 |  | TROUTDALE (BPA), OR | LINNEMAN (PGE), OR | 230 | 230 |  | 0 | 7 | 1 | 900 ACSR 54/7 | 0 | 0 | 0 | 0 | 0 | 0 | 0 | 0 | 0 | 0 | 0 | 0 | 0 | 0 | 0 | 0 | 0 | 0 | 0 | 0 | 0 | 0 | 0 | 12 | 1
NO |  | 134 | 2015 | 3 | 21 | 21 |  | UNION GAP, WA | MIDWAY (BPA), WA | 230 | 230 | Wood - H | 39 | 0 | 1 | 954 ACSR 45/7 | 0 | 0 | 0 | 0 | 0 | 0 | 0 | 0 | 0 | 0 | 0 | 0 | 0 | 0 | 0 | 0 | 0 | 0 | 0 | 0 | 0 | 0 | 0 | 12 | 1
NO |  | 134 | 2015 | 3 | 22 | 22 |  | WALLA WALLA, WA | LEWISTON (AVISTA), ID | 230 | 230 | Wood - H | 45 | 0 | 1 | 1272 ACSR 36/1 | 0 | 0 | 0 | 0 | 0 | 0 | 0 | 0 | 0 | 0 | 0 | 0 | 0 | 0 | 0 | 0 | 0 | 0 | 0 | 0 | 0 | 0 | 0 | 12 | 1
NO |  | 134 | 2015 | 3 | 23 | 23 |  | WALLA WALLA, WA | WANAPUM (GPUD), WA | 230 | 230 | Wood - H | 33 | 0 | 1 | 1272 ACSR 36/1 | 0 | 0 | 0 | 0 | 0 | 0 | 0 | 0 | 0 | 0 | 0 | 0 | 0 | 0 | 0 | 0 | 0 | 0 | 0 | 0 | 0 | 0 | 0 | 12 | 1
NO |  | 134 | 2015 | 3 | 24 | 24 |  | WANAPUM (GPUD), WA | POMONA, WA | 230 | 230 | Wood - H | 37 | 0 | 1 | 1272 ACSR 36/1 | 0 | 0 | 0 | 0 | 0 | 0 | 0 | 0 | 0 | 0 | 0 | 0 | 0 | 0 | 0 | 0 | 0 | 0 | 0 | 0 | 0 | 0 | 0 | 12 | 1
NO |  | 134 | 2015 | 3 | 25 | 25 |  | WINDSTAR, WY | GLENROCK, WY | 230 | 230 | Wood - H | 13 | 0 | 1 | 1272 ACSR 45/7 | 0 | 0 | 0 | 0 | 0 | 0 | 0 | 0 | 0 | 0 | 0 | 0 | 0 | 0 | 0 | 0 | 0 | 0 | 0 | 0 | 0 | 0 | 0 | 12 | 1
NO |  | 134 | 2015 | 3 | 26 | 26 |  | WYODAK, WY | BUFFALO, WY | 230 | 230 | Wood - H | 69 | 0 | 1 | 1272 ACSR 36/1 | 0 | 0 | 0 | 0 | 0 | 0 | 0 | 0 | 0 | 0 | 0 | 0 | 0 | 0 | 0 | 0 | 0 | 0 | 0 | 0 | 0 | 0 | 0 | 12 | 1
NO |  | 134 | 2015 | 3 | 27 | 27 |  | YAMSAY (BPA), OR | KLAMATH FALLS, OR | 230 | 230 | Wood - H | 63 | 0 | 1 | 795 ACSR 26/7 | 0 | 0 | 0 | 0 | 0 | 0 | 0 | 0 | 0 | 0 | 0 | 0 | 0 | 0 | 0 | 0 | 0 | 0 | 0 | 0 | 0 | 0 | 0 | 12 | 1
NO |  | 134 | 2015 | 3 | 28 | 28 |  | SHERIDAN (MDU), WY | YELLOWTAIL, MT | 230 | 230 | Wood - H | 62 | 0 | 1 | 795 ACSR 26/7 | 0 | 0 | 0 | 0 | 0 | 0 | 0 | 0 | 0 | 0 | 0 | 0 | 0 | 0 | 0 | 0 | 0 | 0 | 0 | 0 | 0 | 0 | 0 | 12 | 1
NO |  | 134 | 2015 | 3 | 29 | 29 |  | 230kV costs and expenses |  | 0 | 0 |  | 0 | 0 | 0 |  | 18995587 | 388558750 | 407554337 | 66020 | 3653604 | 520222 | 4239846 | 0 | 0 | 0 | 0 | 0 | 0 | 0 | 0 | 0 | 0 | 0 | 0 | 0 | 0 | 0 | 0 | 12 | 1
NO |  | 134 | 2015 | 3 | 31 | 31 |  | Subtotal 230 kV |  | 0 | 0 |  | 3329 | 13 | 72 |  | 18995587 | 388558750 | 407554337 | 66020 | 3653604 | 520222 | 4239846 | 0 | 0 | 0 | 0 | 0 | 0 | 0 | 0 | 0 | 0 | 0 | 0 | 0 | 0 | 0 | 0 | 12 | 1
NO |  | 134 | 2015 | 3 | 33 | 33 |  | BIG GRASSY, ID | JEFFERSON, ID | 161 | 161 | Wood - H | 0 | 82 | 1 | 250I CU /18 | 0 | 0 | 0 | 0 | 0 | 0 | 0 | 651343693 | 0 | 0 | 0 | 0 | 0 | 0 | 0 | 0 | 0 | 0 | 0 | 0 | 0 | 0 | 0 | 12 | 1
NO |  | 134 | 2015 | 3 | 34 | 34 |  | ANTELOPE, ID | GOSHEN, ID | 161 | 161 | Wood - H | 45 | 0 | 1 | 397.5 ACSR 26/7 | 0 | 0 | 0 | 0 | 0 | 0 | 0 | 651343657 | 0 | 0 | 0 | 0 | 0 | 0 | 0 | 0 | 0 | 0 | 0 | 0 | 0 | 0 | 0 | 12 | 1
NO |  | 134 | 2015 | 3 | 35 | 35 |  | BONNEVILLE, ID | EAGLEROCK, ID | 161 | 161 | Wood - SP | 9 | 0 | 1 | 954 ACSR 45/7 | 0 | 0 | 0 | 0 | 0 | 0 | 0 | 0 | 0 | 0 | 0 | 0 | 0 | 0 | 0 | 0 | 0 | 0 | 0 | 0 | 0 | 0 | 0 | 12 | 1
NO |  | 134 | 2015 | 4 | 1 | 1 |  | GOSHEN, ID | GRACE, ID | 161 | 161 | Wood - H | 57 | 0 | 1 | 250HH CU /7 | 0 | 0 | 0 | 0 | 0 | 0 | 0 | 0 | 0 | 0 | 0 | 0 | 0 | 0 | 0 | 0 | 0 | 0 | 0 | 0 | 0 | 0 | 0 | 12 | 1
NO |  | 134 | 2015 | 4 | 2 | 2 |  | GOSHEN, ID | RIGBY, ID | 161 | 161 | Wood - H | 31 | 0 | 1 | 397.5 ACSR 26/7 | 0 | 0 | 0 | 0 | 0 | 0 | 0 | 0 | 0 | 0 | 0 | 0 | 0 | 0 | 0 | 0 | 0 | 0 | 0 | 0 | 0 | 0 | 0 | 12 | 1
NO |  | 134 | 2015 | 4 | 3 | 3 |  | GOSHEN, ID | SUGARMILL, ID | 161 | 161 | Wood - SP | 17 | 0 | 1 | 795 AAC /37 | 0 | 0 | 0 | 0 | 0 | 0 | 0 | 0 | 0 | 0 | 0 | 0 | 0 | 0 | 0 | 0 | 0 | 0 | 0 | 0 | 0 | 0 | 0 | 12 | 1
NO |  | 134 | 2015 | 4 | 4 | 4 |  | SUGARMILL, ID | RIGBY, ID | 161 | 161 | Wood - SP | 17 | 0 | 1 | 397.5 ACSR 26/7 | 0 | 0 | 0 | 0 | 0 | 0 | 0 | 0 | 0 | 0 | 0 | 0 | 0 | 0 | 0 | 0 | 0 | 0 | 0 | 0 | 0 | 0 | 0 | 12 | 1
NO |  | 134 | 2015 | 4 | 5 | 5 |  | EAGLEROCK, ID | GOSHEN, ID | 161 | 161 | Wood - H | 15 | 0 | 1 | 1272 ACSR 45/7 | 0 | 0 | 0 | 0 | 0 | 0 | 0 | 0 | 0 | 0 | 0 | 0 | 0 | 0 | 0 | 0 | 0 | 0 | 0 | 0 | 0 | 0 | 0 | 12 | 1
NO |  | 134 | 2015 | 4 | 6 | 6 |  | YELLOWTAIL, MT | RIMROCK, MT | 161 | 161 | Wood - H | 46 | 0 | 1 | 556.5 ACSR 26/7 | 0 | 0 | 0 | 0 | 0 | 0 | 0 | 0 | 0 | 0 | 0 | 0 | 0 | 0 | 0 | 0 | 0 | 0 | 0 | 0 | 0 | 0 | 0 | 12 | 1
NO |  | 134 | 2015 | 4 | 7 | 7 |  | RIGBY, ID | JEFFERSON, ID | 161 | 161 | Wood - SP | 18 | 0 | 1 | 397.5 ACSR 26/7 | 0 | 0 | 0 | 0 | 0 | 0 | 0 | 0 | 0 | 0 | 0 | 0 | 0 | 0 | 0 | 0 | 0 | 0 | 0 | 0 | 0 | 0 | 0 | 12 | 1
NO |  | 134 | 2015 | 4 | 8 | 8 |  | GOSHEN, ID | JEFFERSON, ID | 161 | 161 | Wood - H | 0 | 30 | 1 | 250HH CU /7 | 0 | 0 | 0 | 0 | 0 | 0 | 0 | 651343656 | 0 | 0 | 0 | 0 | 0 | 0 | 0 | 0 | 0 | 0 | 0 | 0 | 0 | 0 | 0 | 12 | 1
NO |  | 134 | 2015 | 4 | 9 | 9 |  | 161kV costs and expenses |  | 0 | 0 |  | 0 | 0 | 0 |  | 623490 | 24954768 | 25578258 | 0 | 279349 | 4632 | 283981 | 0 | 0 | 0 | 0 | 0 | 0 | 0 | 0 | 0 | 0 | 0 | 0 | 0 | 0 | 0 | 0 | 12 | 1
NO |  | 134 | 2015 | 4 | 11 | 11 |  | Subtotal 161 kV |  | 0 | 0 |  | 255 | 112 | 11 |  | 623490 | 24954768 | 25578258 | 0 | 279349 | 4632 | 283981 | 0 | 0 | 0 | 0 | 0 | 0 | 0 | 0 | 0 | 0 | 0 | 0 | 0 | 0 | 0 | 0 | 12 | 1
NO |  | 134 | 2015 | 4 | 13 | 13 |  | 90TH SOUTH, UT | SANDY, UT | 138 | 138 | Steel - SP | 1 | 0 | 1 | 795 AAC /37 | 0 | 0 | 0 | 0 | 0 | 0 | 0 | 0 | 0 | 0 | 0 | 0 | 0 | 0 | 0 | 0 | 0 | 0 | 0 | 0 | 0 | 0 | 0 | 12 | 1
NO |  | 134 | 2015 | 4 | 14 | 14 |  | 90TH SOUTH, UT | DUMAS #1, UT | 138 | 138 | Wood - H | 12 | 0 | 1 | 795 AAC /37 | 0 | 0 | 0 | 0 | 0 | 0 | 0 | 0 | 0 | 0 | 0 | 0 | 0 | 0 | 0 | 0 | 0 | 0 | 0 | 0 | 0 | 0 | 0 | 12 | 1
NO |  | 134 | 2015 | 4 | 15 | 15 |  | 90TH SOUTH, UT | DUMAS #2, UT | 138 | 138 | Wood - H | 6 | 0 | 1 | 795 AAC /37 | 0 | 0 | 0 | 0 | 0 | 0 | 0 | 0 | 0 | 0 | 0 | 0 | 0 | 0 | 0 | 0 | 0 | 0 | 0 | 0 | 0 | 0 | 0 | 12 | 1
NO |  | 134 | 2015 | 4 | 16 | 16 |  | 90TH SOUTH, UT | OQUIRRH, UT | 138 | 138 | Wood - SP | 10 | 0 | 1 | 795 ACSR 26/7 | 0 | 0 | 0 | 0 | 0 | 0 | 0 | 0 | 0 | 0 | 0 | 0 | 0 | 0 | 0 | 0 | 0 | 0 | 0 | 0 | 0 | 0 | 0 | 12 | 1
NO |  | 134 | 2015 | 4 | 17 | 17 |  | ABAJO, UT | PINTO, UT | 138 | 138 | Wood - H | 44 | 0 | 1 | 397.5 ACSR 26/7 | 0 | 0 | 0 | 0 | 0 | 0 | 0 | 0 | 0 | 0 | 0 | 0 | 0 | 0 | 0 | 0 | 0 | 0 | 0 | 0 | 0 | 0 | 0 | 12 | 1
NO |  | 134 | 2015 | 4 | 18 | 18 |  | AGRIUM, UT | THREEMILE KNOLL, ID | 138 | 138 | Wood - H | 4 | 0 | 1 | 397.5 ACSR 26/7 | 0 | 0 | 0 | 0 | 0 | 0 | 0 | 0 | 0 | 0 | 0 | 0 | 0 | 0 | 0 | 0 | 0 | 0 | 0 | 0 | 0 | 0 | 0 | 12 | 1
NO |  | 134 | 2015 | 4 | 19 | 19 |  | ANSCHTZ CO-GEN, WY | EVANSTON, WY | 138 | 138 | Wood - H | 22 | 0 | 1 | 795 ACSR 26/7 | 0 | 0 | 0 | 0 | 0 | 0 | 0 | 0 | 0 | 0 | 0 | 0 | 0 | 0 | 0 | 0 | 0 | 0 | 0 | 0 | 0 | 0 | 0 | 12 | 1
NO |  | 134 | 2015 | 4 | 20 | 20 |  | ANTELOPE, ID | SCOVILLE #1, ID | 138 | 138 | Wood - H | 1 | 0 | 1 | 397.5 ACSR 26/7 | 0 | 0 | 0 | 0 | 0 | 0 | 0 | 651343658 | 0 | 0 | 0 | 0 | 0 | 0 | 0 | 0 | 0 | 0 | 0 | 0 | 0 | 0 | 0 | 12 | 1
NO |  | 134 | 2015 | 4 | 21 | 21 |  | ANTELOPE, ID | SCOVILLE #2, ID | 138 | 138 | Wood - H | 1 | 0 | 1 | 397.5 ACSR 26/7 | 0 | 0 | 0 | 0 | 0 | 0 | 0 | 651343659 | 0 | 0 | 0 | 0 | 0 | 0 | 0 | 0 | 0 | 0 | 0 | 0 | 0 | 0 | 0 | 12 | 1
NO |  | 134 | 2015 | 4 | 22 | 22 |  | ASHGROVE, UT | CLOVER, UT | 138 | 138 | Wood - H | 26 | 0 | 1 | 397.5 ACSR 26/7 | 0 | 0 | 0 | 0 | 0 | 0 | 0 | 0 | 0 | 0 | 0 | 0 | 0 | 0 | 0 | 0 | 0 | 0 | 0 | 0 | 0 | 0 | 0 | 12 | 1
NO |  | 134 | 2015 | 4 | 23 | 23 |  | ASHLEY, UT | CARBON, UT | 138 | 138 | Wood - H | 102 | 0 | 1 | 397.5 ACSR 26/7 | 0 | 0 | 0 | 0 | 0 | 0 | 0 | 0 | 0 | 0 | 0 | 0 | 0 | 0 | 0 | 0 | 0 | 0 | 0 | 0 | 0 | 0 | 0 | 12 | 1
NO |  | 134 | 2015 | 4 | 24 | 24 |  | ASHLEY, UT | VERNAL, UT | 138 | 138 | Wood - H | 12 | 0 | 1 | 397.5 ACSR 26/7 | 0 | 0 | 0 | 0 | 0 | 0 | 0 | 0 | 0 | 0 | 0 | 0 | 0 | 0 | 0 | 0 | 0 | 0 | 0 | 0 | 0 | 0 | 0 | 12 | 1
NO |  | 134 | 2015 | 4 | 25 | 25 |  | BANGERTER, UT | OQUIRRH, UT | 138 | 138 | Wood - H | 0 | 6 | 1 |  | 0 | 0 | 0 | 0 | 0 | 0 | 0 | 0 | 0 | 0 | 0 | 0 | 0 | 0 | 0 | 651342067 | 0 | 0 | 0 | 0 | 0 | 0 | 0 | 12 | 1
NO |  | 134 | 2015 | 4 | 26 | 26 |  | BDO, UT | BDO TAP, UT | 138 | 138 | Wood - SP | 1 | 0 | 1 | 397.5 ACSR 26/7 | 0 | 0 | 0 | 0 | 0 | 0 | 0 | 0 | 0 | 0 | 0 | 0 | 0 | 0 | 0 | 0 | 0 | 0 | 0 | 0 | 0 | 0 | 0 | 12 | 1
NO |  | 134 | 2015 | 4 | 27 | 27 |  | BEN LOMOND, UT | BRIGHAM CITY, UT | 138 | 138 | Wood - H | 14 | 0 | 1 | 1272 ACSR 45/7 | 0 | 0 | 0 | 0 | 0 | 0 | 0 | 0 | 0 | 0 | 0 | 0 | 0 | 0 | 0 | 0 | 0 | 0 | 0 | 0 | 0 | 0 | 0 | 12 | 1
NO |  | 134 | 2015 | 4 | 28 | 28 |  | BEN LOMOND #1, UT | EL MONTE, UT | 138 | 138 | Steel - SP | 14 | 0 | 1 | 795 ACSR 45/7 | 0 | 0 | 0 | 0 | 0 | 0 | 0 | 0 | 0 | 0 | 0 | 0 | 0 | 0 | 0 | 0 | 0 | 0 | 0 | 0 | 0 | 0 | 0 | 12 | 1
NO |  | 134 | 2015 | 4 | 29 | 29 |  | BEN LOMOND #2, UT | EL MONTE, UT | 138 | 138 |  | 0 | 13 | 1 | 795 ACSR 45/7 | 0 | 0 | 0 | 0 | 0 | 0 | 0 | 0 | 0 | 0 | 0 | 0 | 0 | 0 | 0 | 0 | 0 | 0 | 0 | 0 | 0 | 0 | 0 | 12 | 1
NO |  | 134 | 2015 | 4 | 30 | 30 |  | BEN LOMOND, UT | HONEYVILLE, UT | 138 | 138 | Steel Tower | 22 | 0 | 1 | 250 CUHD /12 | 0 | 0 | 0 | 0 | 0 | 0 | 0 | 0 | 0 | 0 | 0 | 0 | 0 | 0 | 0 | 0 | 0 | 0 | 0 | 0 | 0 | 0 | 0 | 12 | 1
NO |  | 134 | 2015 | 4 | 31 | 31 |  | BEN LOMOND, UT | SYRACUSE #1, UT | 138 | 230 | Steel Tower | 7 | 13 | 1 | 795 AAC /37 | 0 | 0 | 0 | 0 | 0 | 0 | 0 | 0 | 0 | 0 | 0 | 0 | 0 | 0 | 0 | 0 | 0 | 0 | 0 | 0 | 0 | 0 | 0 | 12 | 1
NO |  | 134 | 2015 | 4 | 32 | 32 |  | BEN LOMOND, UT | ANGLE, UT | 138 | 138 | Steel - SP | 28 | 0 | 1 | 397.5 ACSR 26/7 | 0 | 0 | 0 | 0 | 0 | 0 | 0 | 0 | 0 | 0 | 0 | 0 | 0 | 0 | 0 | 0 | 0 | 0 | 0 | 0 | 0 | 0 | 0 | 12 | 1
NO |  | 134 | 2015 | 4 | 33 | 33 |  | BEN LOMOND, UT | W ZIRCONIUM, UT | 138 | 138 | Wood - SP | 14 | 0 | 1 | 795 AAC /37 | 0 | 0 | 0 | 0 | 0 | 0 | 0 | 0 | 0 | 0 | 0 | 0 | 0 | 0 | 0 | 0 | 0 | 0 | 0 | 0 | 0 | 0 | 0 | 12 | 1
NO |  | 134 | 2015 | 4 | 34 | 34 |  | BEN LOMOND, UT | WHEELON, UT | 138 | 138 | Steel Tower | 42 | 0 | 1 | 250 CUHD /12 | 0 | 0 | 0 | 0 | 0 | 0 | 0 | 0 | 0 | 0 | 0 | 0 | 0 | 0 | 0 | 0 | 0 | 0 | 0 | 0 | 0 | 0 | 0 | 12 | 1
NO |  | 134 | 2015 | 4 | 35 | 35 |  | BEN LOMOND, UT | SYRACUSE, UT | 138 | 138 | Steel Tower | 25 | 0 | 1 | 1272 ACSR 45/7 | 0 | 0 | 0 | 0 | 0 | 0 | 0 | 0 | 0 | 0 | 0 | 0 | 0 | 0 | 0 | 0 | 0 | 0 | 0 | 0 | 0 | 0 | 0 | 12 | 1
NO |  | 134 | 2015 | 5 | 1 | 1 |  | BONANZA, UT | CHAPITA, UT | 138 | 138 | Wood - H | 9 | 0 | 1 | 795 ACSR 26/7 | 0 | 0 | 0 | 0 | 0 | 0 | 0 | 0 | 0 | 0 | 0 | 0 | 0 | 0 | 0 | 0 | 0 | 0 | 0 | 0 | 0 | 0 | 0 | 12 | 1
NO |  | 134 | 2015 | 5 | 2 | 2 |  | BRIDGERLAND, UT | GREEN CANYON, UT | 138 | 138 | Wood - SP | 16 | 0 | 1 | 1272 ACSR 45/7 | 0 | 0 | 0 | 0 | 0 | 0 | 0 | 0 | 0 | 0 | 0 | 0 | 0 | 0 | 0 | 0 | 0 | 0 | 0 | 0 | 0 | 0 | 0 | 12 | 1
NO |  | 134 | 2015 | 5 | 3 | 3 |  | BRIGHAM CITY, UT | WHEELON, UT | 138 | 138 | Wood - H | 24 | 0 | 1 | 795 ACSR 26/7 | 0 | 0 | 0 | 0 | 0 | 0 | 0 | 0 | 0 | 0 | 0 | 0 | 0 | 0 | 0 | 0 | 0 | 0 | 0 | 0 | 0 | 0 | 0 | 12 | 1
NO |  | 134 | 2015 | 5 | 4 | 4 |  | BUTLERVILLE, UT | 90TH SOUTH, UT | 138 | 138 | Steel - SP | 9 | 0 | 1 | 795 AAC /37 | 0 | 0 | 0 | 0 | 0 | 0 | 0 | 0 | 0 | 0 | 0 | 0 | 0 | 0 | 0 | 0 | 0 | 0 | 0 | 0 | 0 | 0 | 0 | 12 | 1
NO |  | 134 | 2015 | 5 | 5 | 5 |  | CAMERON, UT | PAROWAN, UT | 138 | 138 | Wood - H | 35 | 0 | 1 | 397.5 ACSR 26/7 | 0 | 0 | 0 | 0 | 0 | 0 | 0 | 0 | 0 | 0 | 0 | 0 | 0 | 0 | 0 | 0 | 0 | 0 | 0 | 0 | 0 | 0 | 0 | 12 | 1
NO |  | 134 | 2015 | 5 | 6 | 6 |  | CAMERON, UT | SIGURD, UT | 138 | 138 | Wood - H | 64 | 0 | 1 | 397.5 ACSR 26/7 | 0 | 0 | 0 | 0 | 0 | 0 | 0 | 0 | 0 | 0 | 0 | 0 | 0 | 0 | 0 | 0 | 0 | 0 | 0 | 0 | 0 | 0 | 0 | 12 | 1
NO |  | 134 | 2015 | 5 | 7 | 7 |  | CANYON COMP, WY | STR 204, WY | 138 | 138 | Wood - H | 12 | 0 | 1 | 795 ACSR 26/7 | 0 | 0 | 0 | 0 | 0 | 0 | 0 | 0 | 0 | 0 | 0 | 0 | 0 | 0 | 0 | 0 | 0 | 0 | 0 | 0 | 0 | 0 | 0 | 12 | 1
NO |  | 134 | 2015 | 5 | 8 | 8 |  | CARBON, UT | HELPER #2, UT | 138 | 138 | Wood - H | 2 | 0 | 1 | 556.5 ACSR 26/7 | 0 | 0 | 0 | 0 | 0 | 0 | 0 | 0 | 0 | 0 | 0 | 0 | 0 | 0 | 0 | 0 | 0 | 0 | 0 | 0 | 0 | 0 | 0 | 12 | 1
NO |  | 134 | 2015 | 5 | 9 | 9 |  | CARBON, UT | SPANISH FORK #1, UT | 138 | 138 | Steel Tower | 54 | 0 | 1 | 795 ACSR 26/7 | 0 | 0 | 0 | 0 | 0 | 0 | 0 | 0 | 0 | 0 | 0 | 0 | 0 | 0 | 0 | 0 | 0 | 0 | 0 | 0 | 0 | 0 | 0 | 12 | 1
NO |  | 134 | 2015 | 5 | 10 | 10 |  | CARBON, UT | SPANISH FORK #2, UT | 138 | 138 | Steel Tower | 52 | 0 | 1 | 1272 ACSR 45/7 | 0 | 0 | 0 | 0 | 0 | 0 | 0 | 0 | 0 | 0 | 0 | 0 | 0 | 0 | 0 | 0 | 0 | 0 | 0 | 0 | 0 | 0 | 0 | 12 | 1
NO |  | 134 | 2015 | 5 | 11 | 11 |  | CARBON, UT | MOAB, UT | 138 | 138 | Wood - H | 120 | 0 | 1 | 954 ACSR 54/7 | 0 | 0 | 0 | 0 | 0 | 0 | 0 | 0 | 0 | 0 | 0 | 0 | 0 | 0 | 0 | 0 | 0 | 0 | 0 | 0 | 0 | 0 | 0 | 12 | 1
NO |  | 134 | 2015 | 5 | 12 | 12 |  | CLEAR CREEK, WY | PAINTER, UT | 138 | 138 | Wood - SP | 5 | 0 | 1 | 795 ACSR 26/7 | 0 | 0 | 0 | 0 | 0 | 0 | 0 | 0 | 0 | 0 | 0 | 0 | 0 | 0 | 0 | 0 | 0 | 0 | 0 | 0 | 0 | 0 | 0 | 12 | 1
NO |  | 134 | 2015 | 5 | 13 | 13 |  | CLOVER, UT | NEBO, UT | 138 | 138 | Wood - SP | 8 | 0 | 1 | 1272 ACSR 45/7 | 0 | 0 | 0 | 0 | 0 | 0 | 0 | 0 | 0 | 0 | 0 | 0 | 0 | 0 | 0 | 0 | 0 | 0 | 0 | 0 | 0 | 0 | 0 | 12 | 1
NO |  | 134 | 2015 | 5 | 14 | 14 |  | COLUMBIA, UT | SUNNYSIDE, UT | 138 | 138 | Wood - H | 2 | 0 | 1 | 397.5 ACSR 26/7 | 0 | 0 | 0 | 0 | 0 | 0 | 0 | 0 | 0 | 0 | 0 | 0 | 0 | 0 | 0 | 0 | 0 | 0 | 0 | 0 | 0 | 0 | 0 | 12 | 1
NO |  | 134 | 2015 | 5 | 15 | 15 |  | COTTONWOOD, UT | MCCLELLAND, UT | 138 | 138 | Steel - SP | 6 | 0 | 1 | 795 AAC /37 | 0 | 0 | 0 | 0 | 0 | 0 | 0 | 0 | 0 | 0 | 0 | 0 | 0 | 0 | 0 | 0 | 0 | 0 | 0 | 0 | 0 | 0 | 0 | 12 | 1
NO |  | 134 | 2015 | 5 | 16 | 16 |  | COTTONWOOD, UT | HAMMER, UT | 138 | 138 | Wood - SP | 5 | 0 | 1 | 795 AAC /37 | 0 | 0 | 0 | 0 | 0 | 0 | 0 | 0 | 0 | 0 | 0 | 0 | 0 | 0 | 0 | 0 | 0 | 0 | 0 | 0 | 0 | 0 | 0 | 12 | 1
NO |  | 134 | 2015 | 5 | 17 | 17 |  | COTTONWOOD, UT | SILVER CREEK, UT | 138 | 138 | Wood - SP | 29 | 0 | 1 | 397.5 ACSR 26/7 | 0 | 0 | 0 | 0 | 0 | 0 | 0 | 0 | 0 | 0 | 0 | 0 | 0 | 0 | 0 | 0 | 0 | 0 | 0 | 0 | 0 | 0 | 0 | 12 | 1
NO |  | 134 | 2015 | 5 | 18 | 18 |  | CUTLER, UT | WHEELON, UT | 138 | 138 | Wood - SP | 1 | 0 | 1 | 250 CUHD /12 | 0 | 0 | 0 | 0 | 0 | 0 | 0 | 0 | 0 | 0 | 0 | 0 | 0 | 0 | 0 | 0 | 0 | 0 | 0 | 0 | 0 | 0 | 0 | 12 | 1
NO |  | 134 | 2015 | 5 | 19 | 19 |  | DRY CREEK, UT | SPANISH FORK, UT | 138 | 138 | Steel - SP | 5 | 0 | 1 | 1272 ACSR 45/7 | 0 | 0 | 0 | 0 | 0 | 0 | 0 | 0 | 0 | 0 | 0 | 0 | 0 | 0 | 0 | 0 | 0 | 0 | 0 | 0 | 0 | 0 | 0 | 12 | 1
NO |  | 134 | 2015 | 5 | 20 | 20 |  | DUMAS, UT | WESTFIELD, UT | 138 | 138 | Wood - SP | 18 | 0 | 1 | 795 ACSR 26/7 | 0 | 0 | 0 | 0 | 0 | 0 | 0 | 0 | 0 | 0 | 0 | 0 | 0 | 0 | 0 | 0 | 0 | 0 | 0 | 0 | 0 | 0 | 0 | 12 | 1
NO |  | 134 | 2015 | 5 | 21 | 21 |  | DYNAMO, UT | TRI-CITY #1, UT | 138 | 138 | Steel - SP | 2 | 0 | 1 | 795 ACSR 26/7 | 0 | 0 | 0 | 0 | 0 | 0 | 0 | 0 | 0 | 0 | 0 | 0 | 0 | 0 | 0 | 0 | 0 | 0 | 0 | 0 | 0 | 0 | 0 | 12 | 1
NO |  | 134 | 2015 | 5 | 22 | 22 |  | DYNAMO, UT | TRI-CITY #2, UT | 138 | 138 |  | 0 | 3 | 1 | 795 ACSR 26/7 | 0 | 0 | 0 | 0 | 0 | 0 | 0 | 0 | 0 | 0 | 0 | 0 | 0 | 0 | 0 | 0 | 0 | 0 | 0 | 0 | 0 | 0 | 0 | 12 | 1
NO |  | 134 | 2015 | 5 | 23 | 23 |  | EAST LAYTON, UT | 105 TAP, UT | 138 | 138 | Steel - SP | 15 | 0 | 1 | 795 ACSR 26/7 | 0 | 0 | 0 | 0 | 0 | 0 | 0 | 0 | 0 | 0 | 0 | 0 | 0 | 0 | 0 | 0 | 0 | 0 | 0 | 0 | 0 | 0 | 0 | 12 | 1
NO |  | 134 | 2015 | 5 | 24 | 24 |  | EBAY TAP, UT | OQUIRRH, UT | 138 | 138 | Wood -SP | 1 | 0 | 1 | 795 ACSR 26/7 | 0 | 0 | 0 | 0 | 0 | 0 | 0 | 0 | 0 | 0 | 0 | 0 | 0 | 0 | 0 | 0 | 0 | 0 | 0 | 0 | 0 | 0 | 0 | 12 | 1
NO |  | 134 | 2015 | 5 | 25 | 25 |  | EL MONTE, UT | STR 30B , UT | 138 | 138 | Steel - SP | 4 | 0 | 1 | 1272 ACSR 45/7 | 0 | 0 | 0 | 0 | 0 | 0 | 0 | 0 | 0 | 0 | 0 | 0 | 0 | 0 | 0 | 0 | 0 | 0 | 0 | 0 | 0 | 0 | 0 | 12 | 1
NO |  | 134 | 2015 | 5 | 26 | 26 |  | EL MONTE, UT | PIONEER, UT | 138 | 138 | Steel - SP | 1 | 0 | 1 | 1272 ACSR 45/7 | 0 | 0 | 0 | 0 | 0 | 0 | 0 | 0 | 0 | 0 | 0 | 0 | 0 | 0 | 0 | 0 | 0 | 0 | 0 | 0 | 0 | 0 | 0 | 12 | 1
NO |  | 134 | 2015 | 5 | 27 | 27 |  | EVANSTON, WY | RAILROAD, UT | 138 | 138 | Wood - SP | 3 | 0 | 1 | 795 ACSR 26/7 | 0 | 0 | 0 | 0 | 0 | 0 | 0 | 0 | 0 | 0 | 0 | 0 | 0 | 0 | 0 | 0 | 0 | 0 | 0 | 0 | 0 | 0 | 0 | 12 | 1
NO |  | 134 | 2015 | 5 | 28 | 28 |  | FRANKLIN, ID | TREASURETON, ID | 138 | 138 | Wood - SP | 10 | 0 | 1 | 795 ACSR 26/7 | 0 | 0 | 0 | 0 | 0 | 0 | 0 | 0 | 0 | 0 | 0 | 0 | 0 | 0 | 0 | 0 | 0 | 0 | 0 | 0 | 0 | 0 | 0 | 12 | 1
NO |  | 134 | 2015 | 5 | 29 | 29 |  | FRANKLIN, ID | GREEN CANYON, UT | 138 | 138 | Wood - SP | 25 | 0 | 1 | 397.5 ACSR 26/7 | 0 | 0 | 0 | 0 | 0 | 0 | 0 | 0 | 0 | 0 | 0 | 0 | 0 | 0 | 0 | 0 | 0 | 0 | 0 | 0 | 0 | 0 | 0 | 12 | 1
NO |  | 134 | 2015 | 5 | 30 | 30 |  | GADSBY, UT | THIRD WEST, UT | 138 | 138 | Wood - SP | 1 | 0 | 1 | 1272 AAC /61 | 0 | 0 | 0 | 0 | 0 | 0 | 0 | 0 | 0 | 0 | 0 | 0 | 0 | 0 | 0 | 0 | 0 | 0 | 0 | 0 | 0 | 0 | 0 | 12 | 1
NO |  | 134 | 2015 | 5 | 31 | 31 |  | GADSBY, UT | TERMINAL, UT | 138 | 138 | Wood - SP | 6 | 0 | 1 | 1272 ACSR 45/7 | 0 | 0 | 0 | 0 | 0 | 0 | 0 | 0 | 0 | 0 | 0 | 0 | 0 | 0 | 0 | 0 | 0 | 0 | 0 | 0 | 0 | 0 | 0 | 12 | 1
NO |  | 134 | 2015 | 5 | 32 | 32 |  | GADSBY, UT | JORDAN, UT | 138 | 138 | Wood - SP | 1 | 0 | 1 | 1272 ACSR 45/7 | 0 | 0 | 0 | 0 | 0 | 0 | 0 | 0 | 0 | 0 | 0 | 0 | 0 | 0 | 0 | 0 | 0 | 0 | 0 | 0 | 0 | 0 | 0 | 12 | 1
NO |  | 134 | 2015 | 5 | 33 | 33 |  | GREEN CANYON, UT | NIBLEY, UT | 138 | 138 | Wood - SP | 7 | 0 | 1 | 1272 ACSR 45/7 | 0 | 0 | 0 | 0 | 0 | 0 | 0 | 0 | 0 | 0 | 0 | 0 | 0 | 0 | 0 | 0 | 0 | 0 | 0 | 0 | 0 | 0 | 0 | 12 | 1
NO |  | 134 | 2015 | 5 | 34 | 34 |  | GREEN CANYON, UT | WHEELON, UT | 138 | 138 | Wood - SP | 19 | 0 | 1 | 397.5 ACSR 26/7 | 0 | 0 | 0 | 0 | 0 | 0 | 0 | 0 | 0 | 0 | 0 | 0 | 0 | 0 | 0 | 0 | 0 | 0 | 0 | 0 | 0 | 0 | 0 | 12 | 1
NO |  | 134 | 2015 | 5 | 35 | 35 |  | HALE, UT | MIDWAY, UT | 138 | 138 | Wood - H | 19 | 0 | 1 | 397.5 ACSR 26/7 | 0 | 0 | 0 | 0 | 0 | 0 | 0 | 0 | 0 | 0 | 0 | 0 | 0 | 0 | 0 | 0 | 0 | 0 | 0 | 0 | 0 | 0 | 0 | 12 | 1
NO |  | 134 | 2015 | 6 | 1 | 1 |  | HALE, UT | TANNER, UT | 138 | 138 | Wood - H | 7 | 0 | 1 | 1272 ACSR 45/7 | 0 | 0 | 0 | 0 | 0 | 0 | 0 | 0 | 0 | 0 | 0 | 0 | 0 | 0 | 0 | 0 | 0 | 0 | 0 | 0 | 0 | 0 | 0 | 12 | 1
NO |  | 134 | 2015 | 6 | 2 | 2 |  | HALE, UT | SPANISH FORK, UT | 138 | 138 | Wood - H | 18 | 0 | 1 | 1272 ACSR 45/7 | 0 | 0 | 0 | 0 | 0 | 0 | 0 | 0 | 0 | 0 | 0 | 0 | 0 | 0 | 0 | 0 | 0 | 0 | 0 | 0 | 0 | 0 | 0 | 12 | 1
NO |  | 134 | 2015 | 6 | 3 | 3 |  | HAMMER, UT | BUTLERVILLE, UT | 138 | 138 |  | 0 | 2 | 1 | 795 ACSR 26/7 | 0 | 0 | 0 | 0 | 0 | 0 | 0 | 0 | 0 | 0 | 0 | 0 | 0 | 0 | 0 | 0 | 0 | 0 | 0 | 0 | 0 | 0 | 0 | 12 | 1
NO |  | 134 | 2015 | 6 | 4 | 4 |  | HONEYVILLE, UT | LAMPO, UT | 138 | 138 | Wood - H | 25 | 0 | 1 | 397.5 ACSR 26/7 | 0 | 0 | 0 | 0 | 0 | 0 | 0 | 0 | 0 | 0 | 0 | 0 | 0 | 0 | 0 | 0 | 0 | 0 | 0 | 0 | 0 | 0 | 0 | 12 | 1
NO |  | 134 | 2015 | 6 | 5 | 5 |  | HONEYVILLE, UT | WHEELON, UT | 138 | 138 |  | 0 | 14 | 1 | 250 CUHD /12 | 0 | 0 | 0 | 0 | 0 | 0 | 0 | 0 | 0 | 0 | 0 | 0 | 0 | 0 | 0 | 0 | 0 | 0 | 0 | 0 | 0 | 0 | 0 | 12 | 1
NO |  | 134 | 2015 | 6 | 6 | 6 |  | HUNTINGTON, UT | MCFADDEN, UT | 138 | 138 | Wood - H | 7 | 0 | 1 | 397.5 ACSR 26/7 | 0 | 0 | 0 | 0 | 0 | 0 | 0 | 0 | 0 | 0 | 0 | 0 | 0 | 0 | 0 | 0 | 0 | 0 | 0 | 0 | 0 | 0 | 0 | 12 | 1
NO |  | 134 | 2015 | 6 | 7 | 7 |  | JERUSALEM, UT | NEBO, UT | 138 | 138 | Wood - H | 26 | 0 | 1 | 397.5 ACSR 26/7 | 0 | 0 | 0 | 0 | 0 | 0 | 0 | 0 | 0 | 0 | 0 | 0 | 0 | 0 | 0 | 0 | 0 | 0 | 0 | 0 | 0 | 0 | 0 | 12 | 1
NO |  | 134 | 2015 | 6 | 8 | 8 |  | JORDAN, UT | THIRDWEST, UT | 138 | 138 | Wood - SP | 1 | 0 | 1 | 1272 AAC /61 | 0 | 0 | 0 | 0 | 0 | 0 | 0 | 0 | 0 | 0 | 0 | 0 | 0 | 0 | 0 | 0 | 0 | 0 | 0 | 0 | 0 | 0 | 0 | 12 | 1
NO |  | 134 | 2015 | 6 | 9 | 9 |  | JORDAN, UT | MCCLELLAND, UT | 138 | 138 | Wood - SP | 5 | 0 | 1 | 795 AAC /37 | 0 | 0 | 0 | 0 | 0 | 0 | 0 | 0 | 0 | 0 | 0 | 0 | 0 | 0 | 0 | 0 | 0 | 0 | 0 | 0 | 0 | 0 | 0 | 12 | 1
NO |  | 134 | 2015 | 6 | 10 | 10 |  | JORDAN, UT | TERMINAL, UT | 138 | 138 | Wood - SP | 6 | 0 | 1 | 1272 AAC /91 | 0 | 0 | 0 | 0 | 0 | 0 | 0 | 0 | 0 | 0 | 0 | 0 | 0 | 0 | 0 | 0 | 0 | 0 | 0 | 0 | 0 | 0 | 0 | 12 | 1
NO |  | 134 | 2015 | 6 | 11 | 11 |  | BARNEYS, UT | GRINDING, UT | 138 | 138 | Wood - SP | 1 | 0 | 1 | 1272 AAC /61 | 0 | 0 | 0 | 0 | 0 | 0 | 0 | 0 | 0 | 0 | 0 | 0 | 0 | 0 | 0 | 0 | 0 | 0 | 0 | 0 | 0 | 0 | 0 | 12 | 1
NO |  | 134 | 2015 | 6 | 12 | 12 |  | KEARNS, UT | TAYLORSVILLE, UT | 138 | 138 | Wood - SP | 3 | 0 | 1 | 500 AAC /19 | 0 | 0 | 0 | 0 | 0 | 0 | 0 | 0 | 0 | 0 | 0 | 0 | 0 | 0 | 0 | 0 | 0 | 0 | 0 | 0 | 0 | 0 | 0 | 12 | 1
NO |  | 134 | 2015 | 6 | 13 | 13 |  | KEARNS, UT | WEST VALLEY, UT | 138 | 138 | Wood - SP | 2 | 0 | 1 |  | 0 | 0 | 0 | 0 | 0 | 0 | 0 | 0 | 0 | 0 | 0 | 0 | 0 | 0 | 0 | 651342068 | 0 | 0 | 0 | 0 | 0 | 0 | 0 | 12 | 1
NO |  | 134 | 2015 | 6 | 14 | 14 |  | LONE PEAK, UT | CAMP WILLIAMS, UT | 138 | 138 |  | 0 | 8 | 1 | 1272 ACSR 45/7 | 0 | 0 | 0 | 0 | 0 | 0 | 0 | 0 | 0 | 0 | 0 | 0 | 0 | 0 | 0 | 0 | 0 | 0 | 0 | 0 | 0 | 0 | 0 | 12 | 1
NO |  | 134 | 2015 | 6 | 15 | 15 |  | MCCLELLAND, UT | MID VALLEY, UT | 138 | 138 | Wood - SP | 6 | 0 | 1 | 795 AAC 26/7 | 0 | 0 | 0 | 0 | 0 | 0 | 0 | 0 | 0 | 0 | 0 | 0 | 0 | 0 | 0 | 0 | 0 | 0 | 0 | 0 | 0 | 0 | 0 | 12 | 1
NO |  | 134 | 2015 | 6 | 16 | 16 |  | MCFADDEN, UT | BLACKHAWK, UT | 138 | 138 | Wood - H | 11 | 0 | 1 | 795 AAC 26/7 | 0 | 0 | 0 | 0 | 0 | 0 | 0 | 0 | 0 | 0 | 0 | 0 | 0 | 0 | 0 | 0 | 0 | 0 | 0 | 0 | 0 | 0 | 0 | 12 | 1
NO |  | 134 | 2015 | 6 | 17 | 17 |  | MID VALLEY, UT | TAYLORSVILLE, UT | 138 | 138 | Wood - SP | 4 | 2 | 1 | 1272 ACSR /61 | 0 | 0 | 0 | 0 | 0 | 0 | 0 | 0 | 0 | 0 | 0 | 0 | 0 | 0 | 0 | 0 | 0 | 0 | 0 | 0 | 0 | 0 | 0 | 12 | 1
NO |  | 134 | 2015 | 6 | 18 | 18 |  | MID VALLEY #2, UT | COTTONWOOD, UT | 138 | 138 | Wood - SP | 5 | 0 | 1 |  | 0 | 0 | 0 | 0 | 0 | 0 | 0 | 0 | 0 | 0 | 0 | 0 | 0 | 0 | 0 | 651342069 | 0 | 0 | 0 | 0 | 0 | 0 | 0 | 12 | 1
NO |  | 134 | 2015 | 6 | 19 | 19 |  | MID VALLEY #1, UT | COTTONWOOD, UT | 138 | 138 | Wood - SP | 3 | 0 | 1 |  | 0 | 0 | 0 | 0 | 0 | 0 | 0 | 0 | 0 | 0 | 0 | 0 | 0 | 0 | 0 | 651342070 | 0 | 0 | 0 | 0 | 0 | 0 | 0 | 12 | 1
NO |  | 134 | 2015 | 6 | 20 | 20 |  | MID VALLEY, UT | 90TH SOUTH, UT | 138 | 138 | Wood - H | 9 | 0 | 1 | 1272 ACSR 45/7 | 0 | 0 | 0 | 0 | 0 | 0 | 0 | 0 | 0 | 0 | 0 | 0 | 0 | 0 | 0 | 0 | 0 | 0 | 0 | 0 | 0 | 0 | 0 | 12 | 1
NO |  | 134 | 2015 | 6 | 21 | 21 |  | MIDDLETON, UT | SAINT GEORGE, UT | 138 | 138 | Wood - H | 1 | 0 | 1 | 397.5 ACSR 26/7 | 0 | 0 | 0 | 0 | 0 | 0 | 0 | 0 | 0 | 0 | 0 | 0 | 0 | 0 | 0 | 0 | 0 | 0 | 0 | 0 | 0 | 0 | 0 | 12 | 1
NO |  | 134 | 2015 | 6 | 22 | 22 |  | MOAB, UT | PINTO, UT | 138 | 138 | Wood - H | 68 | 0 | 1 | 397.5 ACSR 26/7 | 0 | 0 | 0 | 0 | 0 | 0 | 0 | 0 | 0 | 0 | 0 | 0 | 0 | 0 | 0 | 0 | 0 | 0 | 0 | 0 | 0 | 0 | 0 | 12 | 1
NO |  | 134 | 2015 | 6 | 23 | 23 |  | NAUGHTON, WY | CANYON COMP, WY | 138 | 138 | Wood - H | 36 | 0 | 1 | 795 AAC 26/7 | 0 | 0 | 0 | 0 | 0 | 0 | 0 | 0 | 0 | 0 | 0 | 0 | 0 | 0 | 0 | 0 | 0 | 0 | 0 | 0 | 0 | 0 | 0 | 12 | 1
NO |  | 134 | 2015 | 6 | 24 | 24 |  | NAUGHTON, WY | PAINTER, WY | 138 | 138 | Wood - H | 48 | 0 | 1 | 795 AAC 26/7 | 0 | 0 | 0 | 0 | 0 | 0 | 0 | 0 | 0 | 0 | 0 | 0 | 0 | 0 | 0 | 0 | 0 | 0 | 0 | 0 | 0 | 0 | 0 | 12 | 1
NO |  | 134 | 2015 | 6 | 25 | 25 |  | NEBO, UT | DRY CREEK, UT | 138 | 138 | Wood - H | 33 | 0 | 1 | 795 AAC 26/7 | 0 | 0 | 0 | 0 | 0 | 0 | 0 | 0 | 0 | 0 | 0 | 0 | 0 | 0 | 0 | 0 | 0 | 0 | 0 | 0 | 0 | 0 | 0 | 12 | 1
NO |  | 134 | 2015 | 6 | 26 | 26 |  | NUCOR STEEL, UT | WHEELON, UT | 138 | 138 | Wood - H | 10 | 0 | 1 | 397.5 ACSR 26/7 | 0 | 0 | 0 | 0 | 0 | 0 | 0 | 0 | 0 | 0 | 0 | 0 | 0 | 0 | 0 | 0 | 0 | 0 | 0 | 0 | 0 | 0 | 0 | 12 | 1
NO |  | 134 | 2015 | 6 | 27 | 27 |  | ONEIDA, ID | OVID, UT | 138 | 138 | Wood - H | 23 | 0 | 1 | 336.4 ACSR 26/7 | 0 | 0 | 0 | 0 | 0 | 0 | 0 | 0 | 0 | 0 | 0 | 0 | 0 | 0 | 0 | 0 | 0 | 0 | 0 | 0 | 0 | 0 | 0 | 12 | 1
NO |  | 134 | 2015 | 6 | 28 | 28 |  | ONIEDA, ID | GRACE, ID | 138 | 138 | Wood - H | 19 | 0 | 1 | 250 CUHD /12 | 0 | 0 | 0 | 0 | 0 | 0 | 0 | 0 | 0 | 0 | 0 | 0 | 0 | 0 | 0 | 0 | 0 | 0 | 0 | 0 | 0 | 0 | 0 | 12 | 1
NO |  | 134 | 2015 | 6 | 29 | 29 |  | GRINDING, UT | OQUIRRH, UT | 138 | 138 | Wood - SP | 14 | 0 | 1 | 795 AAC 45/7 | 0 | 0 | 0 | 0 | 0 | 0 | 0 | 0 | 0 | 0 | 0 | 0 | 0 | 0 | 0 | 0 | 0 | 0 | 0 | 0 | 0 | 0 | 0 | 12 | 1
NO |  | 134 | 2015 | 6 | 30 | 30 |  | GRINDING, UT | TOOELE, UT | 138 | 138 | Wood - SP | 7 | 0 | 1 | 796 AAC 45/7 | 0 | 0 | 0 | 0 | 0 | 0 | 0 | 0 | 0 | 0 | 0 | 0 | 0 | 0 | 0 | 0 | 0 | 0 | 0 | 0 | 0 | 0 | 0 | 12 | 1
NO |  | 134 | 2015 | 6 | 31 | 31 |  | OQUIRRH, UT | TOOELE, UT | 138 | 138 | Steel - SP | 23 | 0 | 1 | 1272 ACSR 45/7 | 0 | 0 | 0 | 0 | 0 | 0 | 0 | 0 | 0 | 0 | 0 | 0 | 0 | 0 | 0 | 0 | 0 | 0 | 0 | 0 | 0 | 0 | 0 | 12 | 1
NO |  | 134 | 2015 | 6 | 32 | 32 |  | OQUIRRH, UT | BARNEY, UT | 138 | 138 | Wood - H | 5 | 0 | 1 | 795 AAC 26/7 | 0 | 0 | 0 | 0 | 0 | 0 | 0 | 0 | 0 | 0 | 0 | 0 | 0 | 0 | 0 | 0 | 0 | 0 | 0 | 0 | 0 | 0 | 0 | 12 | 1
NO |  | 134 | 2015 | 6 | 33 | 33 |  | OQUIRRH, UT | BINGHAM CANYON, UT | 138 | 138 | Wood - H | 8 | 0 | 1 | 1557.4 ACSR/TW | 0 | 0 | 0 | 0 | 0 | 0 | 0 | 0 | 651342071 | 0 | 0 | 0 | 0 | 0 | 0 | 0 | 0 | 0 | 0 | 0 | 0 | 0 | 0 | 12 | 1
NO |  | 134 | 2015 | 6 | 34 | 34 |  | PAINTER, UT | RAILROAD, UT | 138 | 138 | Wood - H | 7 | 0 | 1 | 1272 ACSR 45/7 | 0 | 0 | 0 | 0 | 0 | 0 | 0 | 0 | 0 | 0 | 0 | 0 | 0 | 0 | 0 | 0 | 0 | 0 | 0 | 0 | 0 | 0 | 0 | 12 | 1
NO |  | 134 | 2015 | 6 | 35 | 35 |  | PAROWAN, UT | WEST CEDAR, UT | 138 | 138 | Wood - H | 21 | 0 | 1 | 397.5 ACSR 26/7 | 0 | 0 | 0 | 0 | 0 | 0 | 0 | 0 | 0 | 0 | 0 | 0 | 0 | 0 | 0 | 0 | 0 | 0 | 0 | 0 | 0 | 0 | 0 | 12 | 1
NO |  | 134 | 2015 | 7 | 1 | 1 |  | PARRISH, UT | TERMINAL #1, UT | 138 | 138 | Steel - SP | 16 | 0 | 1 | 795 AAC 45/7 | 0 | 0 | 0 | 0 | 0 | 0 | 0 | 0 | 0 | 0 | 0 | 0 | 0 | 0 | 0 | 0 | 0 | 0 | 0 | 0 | 0 | 0 | 0 | 12 | 1
NO |  | 134 | 2015 | 7 | 2 | 2 |  | PARRISH, UT | TERMINAL #2, UT | 138 | 138 |  | 0 | 14 | 1 | 795 AAC 26/7 | 0 | 0 | 0 | 0 | 0 | 0 | 0 | 0 | 0 | 0 | 0 | 0 | 0 | 0 | 0 | 0 | 0 | 0 | 0 | 0 | 0 | 0 | 0 | 12 | 1
NO |  | 134 | 2015 | 7 | 3 | 3 |  | PARRISH #105, UT | TERMINAL, UT | 138 | 138 | Steel - SP | 14 | 0 | 1 | 795 AAC 45/7 | 0 | 0 | 0 | 0 | 0 | 0 | 0 | 0 | 0 | 0 | 0 | 0 | 0 | 0 | 0 | 0 | 0 | 0 | 0 | 0 | 0 | 0 | 0 | 12 | 1
NO |  | 134 | 2015 | 7 | 4 | 4 |  | PARRISH, UT | TAP TO N SALT LAKE, UT | 138 | 138 | Steel - SP | 0 | 8 | 1 | 795 AAC 26/7 | 0 | 0 | 0 | 0 | 0 | 0 | 0 | 0 | 0 | 0 | 0 | 0 | 0 | 0 | 0 | 0 | 0 | 0 | 0 | 0 | 0 | 0 | 0 | 12 | 1
NO |  | 134 | 2015 | 7 | 5 | 5 |  | RAILROAD, UT | CANYON COMP, WY | 138 | 138 | Wood - H | 17 | 0 | 1 | 795 ACSR 26/7 | 0 | 0 | 0 | 0 | 0 | 0 | 0 | 0 | 0 | 0 | 0 | 0 | 0 | 0 | 0 | 0 | 0 | 0 | 0 | 0 | 0 | 0 | 0 | 12 | 1
NO |  | 134 | 2015 | 7 | 6 | 6 |  | CENTRAL (UAMPS) #2, UT | SAINT GEORGE, UT | 138 | 138 | Steel - SP | 20 | 0 | 1 | 1272 ACSR 45/7 | 0 | 0 | 0 | 0 | 0 | 0 | 0 | 651342072 | 0 | 0 | 0 | 0 | 0 | 0 | 0 | 0 | 0 | 0 | 0 | 0 | 0 | 0 | 0 | 12 | 1
NO |  | 134 | 2015 | 7 | 7 | 7 |  | CENTRAL (UAMPS) #3, UT | SAINT GEORGE, UT | 138 | 138 | Steel - SP | 0 | 20 | 1 | 1272 ACSR 45/7 | 0 | 0 | 0 | 0 | 0 | 0 | 0 | 651342073 | 0 | 0 | 0 | 0 | 0 | 0 | 0 | 0 | 0 | 0 | 0 | 0 | 0 | 0 | 0 | 12 | 1
NO |  | 134 | 2015 | 7 | 8 | 8 |  | RED BUTTE, UT | SAINT GEORGE, UT | 138 | 138 | Steel - SP | 1 | 0 | 1 | 1272 ACSR 45/7 | 0 | 0 | 0 | 0 | 0 | 0 | 0 | 0 | 0 | 0 | 0 | 0 | 0 | 0 | 0 | 0 | 0 | 0 | 0 | 0 | 0 | 0 | 0 | 12 | 1
NO |  | 134 | 2015 | 7 | 9 | 9 |  | RED BUTTE, UT | WEST CEDAR, UT | 138 | 138 | Wood - H | 49 | 0 | 1 | 397.5 ACSR 26/7 | 0 | 0 | 0 | 0 | 0 | 0 | 0 | 0 | 0 | 0 | 0 | 0 | 0 | 0 | 0 | 0 | 0 | 0 | 0 | 0 | 0 | 0 | 0 | 12 | 1
NO |  | 134 | 2015 | 7 | 10 | 10 |  | RIVERDALE, UT | EAST LAYTON, UT | 138 | 138 | Steel - SP | 0 | 7 | 1 | 795 AAC 26/7 | 0 | 0 | 0 | 0 | 0 | 0 | 0 | 0 | 0 | 0 | 0 | 0 | 0 | 0 | 0 | 0 | 0 | 0 | 0 | 0 | 0 | 0 | 0 | 12 | 1
NO |  | 134 | 2015 | 7 | 11 | 11 |  | SHICK, UT | PARRISH, UT | 138 | 138 | Wood - H | 0 | 10 | 1 | 250 CUHD /12 | 0 | 0 | 0 | 0 | 0 | 0 | 0 | 0 | 0 | 0 | 0 | 0 | 0 | 0 | 0 | 0 | 0 | 0 | 0 | 0 | 0 | 0 | 0 | 12 | 1
NO |  | 134 | 2015 | 7 | 12 | 12 |  | SILVER CREEK, UT | JORDANELLE, UT | 138 | 138 | Wood - SP | 10 | 0 | 1 | 795 AAC 26/7 | 0 | 0 | 0 | 0 | 0 | 0 | 0 | 0 | 0 | 0 | 0 | 0 | 0 | 0 | 0 | 0 | 0 | 0 | 0 | 0 | 0 | 0 | 0 | 12 | 1
NO |  | 134 | 2015 | 7 | 13 | 13 |  | SPANISH FORK, UT | TANNER, UT | 138 | 138 | Wood - H | 10 | 0 | 1 | 1272 ACSR 45/7 | 0 | 0 | 0 | 0 | 0 | 0 | 0 | 0 | 0 | 0 | 0 | 0 | 0 | 0 | 0 | 0 | 0 | 0 | 0 | 0 | 0 | 0 | 0 | 12 | 1
NO |  | 134 | 2015 | 7 | 14 | 14 |  | SUNRISE, UT | OQUIRRH, UT | 138 | 138 | Wood - SP | 0 | 2 | 1 |  | 0 | 0 | 0 | 0 | 0 | 0 | 0 | 0 | 0 | 0 | 0 | 0 | 0 | 0 | 0 | 651342074 | 0 | 0 | 0 | 0 | 0 | 0 | 0 | 12 | 1
NO |  | 134 | 2015 | 7 | 15 | 15 |  | SYRACUSE, UT | CLEARFIELD SOUTH, UT | 138 | 138 | Steel - SP | 1 | 0 | 1 | 1272 ACSR 45/7 | 0 | 0 | 0 | 0 | 0 | 0 | 0 | 0 | 0 | 0 | 0 | 0 | 0 | 0 | 0 | 0 | 0 | 0 | 0 | 0 | 0 | 0 | 0 | 12 | 1
NO |  | 134 | 2015 | 7 | 16 | 16 |  | SYRACUSE, UT | PARRISH, UT | 138 | 138 | Steel Tower | 15 | 0 | 1 | 1272 ACSR 45/7 | 0 | 0 | 0 | 0 | 0 | 0 | 0 | 0 | 0 | 0 | 0 | 0 | 0 | 0 | 0 | 0 | 0 | 0 | 0 | 0 | 0 | 0 | 0 | 12 | 1
NO |  | 134 | 2015 | 7 | 17 | 17 |  | SYRACUSE, UT | ANGEL #1, UT | 138 | 138 |  | 0 | 9 | 1 | 250 CUHD /12 | 0 | 0 | 0 | 0 | 0 | 0 | 0 | 0 | 0 | 0 | 0 | 0 | 0 | 0 | 0 | 0 | 0 | 0 | 0 | 0 | 0 | 0 | 0 | 12 | 1
NO |  | 134 | 2015 | 7 | 18 | 18 |  | TAP TO ANGEL NORTH, UT | TAP TO PARRISH, UT | 138 | 138 | Wood - H | 13 | 0 | 1 | 795 AAC /37 | 0 | 0 | 0 | 0 | 0 | 0 | 0 | 0 | 0 | 0 | 0 | 0 | 0 | 0 | 0 | 0 | 0 | 0 | 0 | 0 | 0 | 0 | 0 | 12 | 1
NO |  | 134 | 2015 | 7 | 19 | 19 |  | TAYLORSVILLE , UT | 90TH SOUTH, UT | 138 | 138 | Wood - SP | 6 | 2 | 1 | 795 AAC /37 | 0 | 0 | 0 | 0 | 0 | 0 | 0 | 0 | 0 | 0 | 0 | 0 | 0 | 0 | 0 | 0 | 0 | 0 | 0 | 0 | 0 | 0 | 0 | 12 | 1
NO |  | 134 | 2015 | 7 | 20 | 20 |  | TERMINAL, UT | KENNECOTT, UT | 138 | 138 | Steel - SP | 9 | 0 | 1 | 795 AAC 26/7 | 0 | 0 | 0 | 0 | 0 | 0 | 0 | 0 | 0 | 0 | 0 | 0 | 0 | 0 | 0 | 0 | 0 | 0 | 0 | 0 | 0 | 0 | 0 | 12 | 1
NO |  | 134 | 2015 | 7 | 21 | 21 |  | TERMINAL, UT | ROWLEY, UT | 138 | 138 | Wood - H | 53 | 0 | 1 | 795 AAC /37 | 0 | 0 | 0 | 0 | 0 | 0 | 0 | 0 | 0 | 0 | 0 | 0 | 0 | 0 | 0 | 0 | 0 | 0 | 0 | 0 | 0 | 0 | 0 | 12 | 1
NO |  | 134 | 2015 | 7 | 22 | 22 |  | TERMINAL, UT | MIDVALLEY #1, UT | 138 | 138 | Wood - H | 7 | 0 | 1 | 1272 ACSR 45/7 | 0 | 0 | 0 | 0 | 0 | 0 | 0 | 0 | 0 | 0 | 0 | 0 | 0 | 0 | 0 | 0 | 0 | 0 | 0 | 0 | 0 | 0 | 0 | 12 | 1
NO |  | 134 | 2015 | 7 | 23 | 23 |  | TERMINAL, UT | MIDVALLEY #2, UT | 138 | 138 | Wood - H | 7 | 0 | 1 | 1272 AAC /61 | 0 | 0 | 0 | 0 | 0 | 0 | 0 | 0 | 0 | 0 | 0 | 0 | 0 | 0 | 0 | 0 | 0 | 0 | 0 | 0 | 0 | 0 | 0 | 12 | 1
NO |  | 134 | 2015 | 7 | 24 | 24 |  | TERMINAL, UT | TOOELE, UT | 138 | 138 | Wood - H | 24 | 6 | 1 | 397.5 ACSR 26/7 | 0 | 0 | 0 | 0 | 0 | 0 | 0 | 0 | 0 | 0 | 0 | 0 | 0 | 0 | 0 | 0 | 0 | 0 | 0 | 0 | 0 | 0 | 0 | 12 | 1
NO |  | 134 | 2015 | 7 | 25 | 25 |  | TERMINAL, UT | WEST VALLEY, UT | 138 | 138 | Wood - SP | 7 | 0 | 1 |  | 0 | 0 | 0 | 0 | 0 | 0 | 0 | 0 | 0 | 0 | 0 | 0 | 0 | 0 | 0 | 651342075 | 0 | 0 | 0 | 0 | 0 | 0 | 0 | 12 | 1
NO |  | 134 | 2015 | 7 | 26 | 26 |  | THREEMILE KNOLL, ID | GRACE #1, ID | 138 | 138 | Wood - H | 17 | 0 | 1 | 250 CUHD /12 | 0 | 0 | 0 | 0 | 0 | 0 | 0 | 0 | 0 | 0 | 0 | 0 | 0 | 0 | 0 | 0 | 0 | 0 | 0 | 0 | 0 | 0 | 0 | 12 | 1
NO |  | 134 | 2015 | 7 | 27 | 27 |  | THREEMILE KNOLL, ID | GRACE #2, ID | 138 | 138 | Wood - H | 17 | 0 | 1 | 1272 ACSR 45/7 | 0 | 0 | 0 | 0 | 0 | 0 | 0 | 0 | 0 | 0 | 0 | 0 | 0 | 0 | 0 | 0 | 0 | 0 | 0 | 0 | 0 | 0 | 0 | 12 | 1
NO |  | 134 | 2015 | 7 | 28 | 28 |  | THREEMILE KNOLL, ID | MONSANTO #1, ID | 138 | 138 | Wood - H | 2 | 0 | 1 | 1272 AAC /61 | 0 | 0 | 0 | 0 | 0 | 0 | 0 | 0 | 0 | 0 | 0 | 0 | 0 | 0 | 0 | 0 | 0 | 0 | 0 | 0 | 0 | 0 | 0 | 12 | 1
NO |  | 134 | 2015 | 7 | 29 | 29 |  | THREEMILE KNOLL, ID | MONSANTO #2, ID | 138 | 138 | Steel - SP | 2 | 0 | 1 | 1272 ACSR 45/7 | 0 | 0 | 0 | 0 | 0 | 0 | 0 | 0 | 0 | 0 | 0 | 0 | 0 | 0 | 0 | 0 | 0 | 0 | 0 | 0 | 0 | 0 | 0 | 12 | 1
NO |  | 134 | 2015 | 7 | 30 | 30 |  | TIMP #1, UT | DYNAMO, UT | 138 | 138 | Steel - SP | 2 | 0 | 1 |  | 0 | 0 | 0 | 0 | 0 | 0 | 0 | 0 | 0 | 0 | 0 | 0 | 0 | 0 | 0 | 651342076 | 0 | 0 | 0 | 0 | 0 | 0 | 0 | 12 | 1
NO |  | 134 | 2015 | 7 | 31 | 31 |  | TIMP #2, UT | DYNAMO, UT | 138 | 138 |  | 0 | 2 | 1 |  | 0 | 0 | 0 | 0 | 0 | 0 | 0 | 0 | 0 | 0 | 0 | 0 | 0 | 0 | 0 | 651342077 | 0 | 0 | 0 | 0 | 0 | 0 | 0 | 12 | 1
NO |  | 134 | 2015 | 7 | 32 | 32 |  | TIMP, UT | HALE, UT | 138 | 138 | Steel - SP | 4 | 0 | 1 |  | 0 | 0 | 0 | 0 | 0 | 0 | 0 | 0 | 0 | 0 | 0 | 0 | 0 | 0 | 0 | 651342078 | 0 | 0 | 0 | 0 | 0 | 0 | 0 | 12 | 1
NO |  | 134 | 2015 | 7 | 33 | 33 |  | TIMP, UT | SPANISH FORK, UT | 138 | 138 | Wood - H | 23 | 0 | 1 |  | 0 | 0 | 0 | 0 | 0 | 0 | 0 | 0 | 0 | 0 | 0 | 0 | 0 | 0 | 0 | 651342079 | 0 | 0 | 0 | 0 | 0 | 0 | 0 | 12 | 1
NO |  | 134 | 2015 | 7 | 34 | 34 |  | TREASURETON, ID | GRACE, ID | 138 | 138 | Steel Tower | 25 | 0 | 1 | 250 CUHD /12 | 0 | 0 | 0 | 0 | 0 | 0 | 0 | 0 | 0 | 0 | 0 | 0 | 0 | 0 | 0 | 0 | 0 | 0 | 0 | 0 | 0 | 0 | 0 | 12 | 1
NO |  | 134 | 2015 | 7 | 35 | 35 |  | TREASURETON, ID | GRACE #2, ID | 138 | 138 |  | 0 | 25 | 1 | 250 CUHD /12 | 0 | 0 | 0 | 0 | 0 | 0 | 0 | 0 | 0 | 0 | 0 | 0 | 0 | 0 | 0 | 0 | 0 | 0 | 0 | 0 | 0 | 0 | 0 | 12 | 1
NO |  | 134 | 2015 | 8 | 1 | 1 |  | TREASURETON, ID | ONEIDA, ID | 138 | 138 | Wood - H | 6 | 0 | 1 | 250 CUHD /12 | 0 | 0 | 0 | 0 | 0 | 0 | 0 | 0 | 0 | 0 | 0 | 0 | 0 | 0 | 0 | 0 | 0 | 0 | 0 | 0 | 0 | 0 | 0 | 12 | 1
NO |  | 134 | 2015 | 8 | 2 | 2 |  | TRI-CITY, UT | SUNRISE, ID | 138 | 138 | Wood - SP | 22 | 0 | 1 |  | 0 | 0 | 0 | 0 | 0 | 0 | 0 | 0 | 0 | 0 | 0 | 0 | 0 | 0 | 0 | 651342080 | 0 | 0 | 0 | 0 | 0 | 0 | 0 | 12 | 1
NO |  | 134 | 2015 | 8 | 3 | 3 |  | TRI-CITY, UT | BANGERTER, UT | 138 | 138 | Wood - SP | 6 | 12 | 1 |  | 0 | 0 | 0 | 0 | 0 | 0 | 0 | 0 | 0 | 0 | 0 | 0 | 0 | 0 | 0 | 651342081 | 0 | 0 | 0 | 0 | 0 | 0 | 0 | 12 | 1
NO |  | 134 | 2015 | 8 | 4 | 4 |  | TRI-CITY, UT | WESTFIELD, UT | 138 | 138 | Wood - H | 15 | 0 | 1 | 1272 ACSR 45/7 | 0 | 0 | 0 | 0 | 0 | 0 | 0 | 0 | 0 | 0 | 0 | 0 | 0 | 0 | 0 | 0 | 0 | 0 | 0 | 0 | 0 | 0 | 0 | 12 | 1
NO |  | 134 | 2015 | 8 | 5 | 5 |  | WEST CEDAR, UT | THREE PEAKS, UT | 138 | 138 | Wood - SP | 20 | 0 | 1 | 795 AAC 26/7 | 0 | 0 | 0 | 0 | 0 | 0 | 0 | 0 | 0 | 0 | 0 | 0 | 0 | 0 | 0 | 0 | 0 | 0 | 0 | 0 | 0 | 0 | 0 | 12 | 1
NO |  | 134 | 2015 | 8 | 6 | 6 |  | WEST VALLEY, UT | OQUIRRH, UT | 138 | 138 | Wood - H | 9 | 0 | 1 |  | 0 | 0 | 0 | 0 | 0 | 0 | 0 | 0 | 0 | 0 | 0 | 0 | 0 | 0 | 0 | 651342082 | 0 | 0 | 0 | 0 | 0 | 0 | 0 | 12 | 1
NO |  | 134 | 2015 | 8 | 7 | 7 |  | WESTFIELD, UT | HALE, UT | 138 | 138 | Wood - H | 14 | 0 | 1 | 795 AAC 26/7 | 0 | 0 | 0 | 0 | 0 | 0 | 0 | 0 | 0 | 0 | 0 | 0 | 0 | 0 | 0 | 0 | 0 | 0 | 0 | 0 | 0 | 0 | 0 | 12 | 1
NO |  | 134 | 2015 | 8 | 8 | 8 |  | WHEELON, UT | AMERICAN FALLS, ID | 138 | 138 | Wood - H | 86 | 0 | 1 | 250 CUHD /12 | 0 | 0 | 0 | 0 | 0 | 0 | 0 | 651343660 | 0 | 0 | 0 | 0 | 0 | 0 | 0 | 0 | 0 | 0 | 0 | 0 | 0 | 0 | 0 | 12 | 1
NO |  | 134 | 2015 | 8 | 9 | 9 |  | WHEELON #1, UT | TREASURETON, ID | 138 | 138 | Steel Tower | 29 | 0 | 1 | 250 CUHD /12 | 0 | 0 | 0 | 0 | 0 | 0 | 0 | 0 | 0 | 0 | 0 | 0 | 0 | 0 | 0 | 0 | 0 | 0 | 0 | 0 | 0 | 0 | 0 | 12 | 1
NO |  | 134 | 2015 | 8 | 10 | 10 |  | WHEELON #2, UT | TREASURETON, ID | 138 | 138 |  | 0 | 29 | 1 | 250 CUHD /12 | 0 | 0 | 0 | 0 | 0 | 0 | 0 | 0 | 0 | 0 | 0 | 0 | 0 | 0 | 0 | 0 | 0 | 0 | 0 | 0 | 0 | 0 | 0 | 12 | 1
NO |  | 134 | 2015 | 8 | 11 | 11 |  | WHEELON #3, UT | TREASURETON, ID | 138 | 138 | Wood - H | 29 | 0 | 1 | 250 CUHD /12 | 0 | 0 | 0 | 0 | 0 | 0 | 0 | 0 | 0 | 0 | 0 | 0 | 0 | 0 | 0 | 0 | 0 | 0 | 0 | 0 | 0 | 0 | 0 | 12 | 1
NO |  | 134 | 2015 | 8 | 12 | 12 |  | FORT DOUGLAS, UT | MCCLELLAND, UT | 138 | 138 | Wood - SP | 3 | 0 | 1 |  | 0 | 0 | 0 | 0 | 0 | 0 | 0 | 0 | 0 | 0 | 0 | 0 | 0 | 0 | 0 | 651342083 | 0 | 0 | 0 | 0 | 0 | 0 | 0 | 12 | 1
NO |  | 134 | 2015 | 8 | 13 | 13 |  | CAMERON, UT | MILFORD, UT | 138 | 138 | Wood - SP | 25 | 0 | 1 | 397.5 ACSR 26/7 | 0 | 0 | 0 | 0 | 0 | 0 | 0 | 0 | 0 | 0 | 0 | 0 | 0 | 0 | 0 | 0 | 0 | 0 | 0 | 0 | 0 | 0 | 0 | 12 | 1
NO |  | 134 | 2015 | 8 | 14 | 14 |  | EAGLE MOUNTAIN, UT | PONY EXPRESS, UT | 138 | 138 | Wood - SP | 10 | 0 | 1 | 795 ACSR 26/7 | 0 | 0 | 0 | 0 | 0 | 0 | 0 | 0 | 0 | 0 | 0 | 0 | 0 | 0 | 0 | 0 | 0 | 0 | 0 | 0 | 0 | 0 | 0 | 12 | 1
NO |  | 134 | 2015 | 8 | 15 | 15 |  | CLOVER, UT | BURRASTON PONDS METERING, U | 138 | 138 | Wood - SP | 2 | 0 | 1 | 397.5 ACSR 26/7 | 0 | 0 | 0 | 0 | 0 | 0 | 0 | 0 | 651343662 | 0 | 0 | 0 | 0 | 0 | 0 | 0 | 0 | 0 | 0 | 0 | 0 | 0 | 0 | 12 | 1
NO |  | 134 | 2015 | 8 | 16 | 16 |  | CROYDON, UT | RAILROAD, WY | 138 | 138 | Wood - SP | 38 | 0 | 1 | 1272 ACSR 45/7 | 0 | 0 | 0 | 0 | 0 | 0 | 0 | 0 | 0 | 0 | 0 | 0 | 0 | 0 | 0 | 0 | 0 | 0 | 0 | 0 | 0 | 0 | 0 | 12 | 1
NO |  | 134 | 2015 | 8 | 17 | 17 |  | GRAPHITE, UT | MOUNTAIN VIEW, UT | 138 | 138 | Wood - SP | 1 | 0 | 1 | 397.5 ACSR 26/7 | 0 | 0 | 0 | 0 | 0 | 0 | 0 | 0 | 0 | 0 | 0 | 0 | 0 | 0 | 0 | 0 | 0 | 0 | 0 | 0 | 0 | 0 | 0 | 12 | 1
NO |  | 134 | 2015 | 8 | 18 | 18 |  | HIGHLAND, UT | BULL RIVER (LEHI #5), UT | 138 | 138 | Wood - SP | 5 | 0 | 1 | 1272 ACSR 45/7 | 0 | 0 | 0 | 0 | 0 | 0 | 0 | 0 | 0 | 0 | 0 | 0 | 0 | 0 | 0 | 0 | 0 | 0 | 0 | 0 | 0 | 0 | 0 | 12 | 1
NO |  | 134 | 2015 | 8 | 19 | 19 |  | 138kV costs and expenses |  | 0 | 0 |  | 0 | 0 | 0 |  | 23026009 | 356517639 | 379543648 | 139649 | 2514220 | 156582 | 2810451 | 0 | 0 | 0 | 0 | 0 | 0 | 0 | 0 | 0 | 0 | 0 | 0 | 0 | 0 | 0 | 0 | 12 | 1
NO |  | 134 | 2015 | 8 | 21 | 21 |  | Subtotal 138 kV |  | 0 | 0 |  | 2151 | 207 | 146 |  | 23026009 | 356517639 | 379543648 | 139649 | 2514220 | 156582 | 2810451 | 0 | 0 | 0 | 0 | 0 | 0 | 0 | 0 | 0 | 0 | 0 | 0 | 0 | 0 | 0 | 0 | 12 | 1
SI/SI | A | 134 | 2015 | 8 | 23 | 23 |  | All 115 kV Lines |  | 0 | 0 |  | 1662 | 0 | 0 |  | 5102293 | 187284252 | 192386545 | 23728 | 2378644 | 416438 | 2818810 | 0 | 0 | 0 | 0 | 0 | 0 | 0 | 0 | 0 | 0 | 0 | 0 | 0 | 0 | 0 | 0 | 12 | 1
SI/SI | A | 134 | 2015 | 8 | 25 | 25 |  | All 69 kV Lines |  | 0 | 0 |  | 2954 | 0 | 0 |  | 7272689 | 272505105 | 279777794 | 72709 | 3531003 | 251656 | 3855368 | 0 | 0 | 0 | 0 | 0 | 0 | 0 | 0 | 0 | 0 | 0 | 0 | 0 | 0 | 0 | 0 | 12 | 1
SI/SI | A | 134 | 2015 | 8 | 27 | 27 |  | All 57 kV Lines |  | 0 | 0 |  | 113 | 0 | 0 |  | 46327 | 10883923 | 10930250 | 22222 | 142597 | 3430 | 168249 | 0 | 0 | 0 | 0 | 0 | 0 | 0 | 0 | 0 | 0 | 0 | 0 | 0 | 0 | 0 | 0 | 12 | 1
SI/SI | A | 134 | 2015 | 8 | 29 | 29 |  | All 46 kV Lines |  | 0 | 0 |  | 2541 | 0 | 0 |  | 10058852 | 251925669 | 261984521 | 77513 | 2568538 | 64948 | 2710999 | 0 | 0 | 0 | 0 | 0 | 0 | 0 | 0 | 0 | 0 | 0 | 0 | 0 | 0 | 0 | 0 | 12 | 1
NO |  | 135 | 2015 | 0 | 1 | 1 |  | 500 kv lines |  | 0 | 0 |  | 0 | 0 | 0 |  | 25889420 | 128544403 | 154433823 | 0 | 0 | 0 | 0 | 0 | 0 | 0 | 0 | 0 | 0 | 0 | 0 | 0 | 0 | 0 | 0 | 0 | 0 | 0 | 0 | 12 | 1
NO |  | 135 | 2015 | 0 | 3 | 3 |  | 220 kv lines |  | 0 | 0 |  | 0 | 0 | 0 |  | 25502790 | 258533666 | 284036456 | 0 | 0 | 0 | 0 | 0 | 0 | 0 | 0 | 0 | 0 | 0 | 0 | 0 | 0 | 0 | 0 | 0 | 0 | 0 | 0 | 12 | 1
NO |  | 135 | 2015 | 0 | 5 | 5 |  | 132 kv lines |  | 0 | 0 |  | 0 | 0 | 0 |  | 3692527 | 35540019 | 39232546 | 0 | 0 | 0 | 0 | 0 | 0 | 0 | 0 | 0 | 0 | 0 | 0 | 0 | 0 | 0 | 0 | 0 | 0 | 0 | 0 | 12 | 1
SI/NO | A | 135 | 2015 | 0 | 7 | 7 |  | 66 kv lines |  | 0 | 0 |  | 0 | 0 | 0 |  | 1808330 | 83111813 | 84920143 | 0 | 0 | 0 | 1545429.5228 | 0 | 0 | 0 | 0 | 0 | 0 | 0 | 0 | 0 | 0 | 0 | 0 | 0 | 0 | 0 | 0 | 12 | 1
SI/NO | A | 135 | 2015 | 0 | 9 | 9 |  | 13.2 kv lines |  | 0 | 0 |  | 0 | 0 | 0 |  | 2706 | 1579041 | 1581747 | 0 | 0 | 0 | 28785.6146 | 0 | 0 | 0 | 0 | 0 | 0 | 0 | 0 | 0 | 0 | 0 | 0 | 0 | 0 | 0 | 0 | 12 | 1
NO |  | 135 | 2015 | 0 | 11 | 11 |  | NONE |  | 0 | 0 |  | 0 | 0 | 0 |  | 940103 | 1036475 | 1976578 | 0 | 0 | 0 | 0 | 0 | 0 | 0 | 0 | 0 | 0 | 0 | 0 | 0 | 0 | 0 | 0 | 0 | 0 | 0 | 0 | 12 | 1
NO |  | 135 | 2015 | 0 | 36 | 36 |  | TOTAL |  | 0 | 0 |  | 1156.55 | 109.09 | 356 |  | 57835876 | 508345417 | 566181293 | 0 | 0 | 0 | 0 | 0 | 0 | 0 | 0 | 0 | 0 | 0 | 0 | 0 | 0 | 0 | 0 | 0 | 0 | 0 | 0 | 12 | 1
NO |  | 135 | 2015 | 1 | 1 | 1 |  | OWNED BY PECO ENERGY |  | 0 | 0 |  | 0 | 0 | 0 |  | 0 | 0 | 0 | 0 | 0 | 0 | 0 | 0 | 0 | 0 | 0 | 0 | 0 | 0 | 0 | 0 | 0 | 0 | 0 | 0 | 0 | 0 | 0 | 12 | 1
NO |  | 135 | 2015 | 1 | 2 | 2 |  | Branchburg Sub - 7501 | Deans Sub | 500 | 500 | SAC | 8.51 | 0 | 1 | 2493 MCM ACAR | 0 | 0 | 0 | 0 | 0 | 0 | 0 | 0 | 0 | 0 | 0 | 651350171 | 0 | 0 | 0 | 0 | 0 | 0 | 0 | 0 | 0 | 0 | 0 | 12 | 1
NO |  | 135 | 2015 | 1 | 3 | 3 |  | New Freedom Sub - 7502 | Deans Sub | 500 | 500 | SAC | 28.51 | 0 | 1 | 2493 MCM ACAR | 0 | 0 | 0 | 0 | 0 | 0 | 0 | 0 | 0 | 0 | 0 | 651350172 | 0 | 0 | 0 | 0 | 0 | 0 | 0 | 0 | 0 | 0 | 0 | 12 | 1
NO |  | 135 | 2015 | 1 | 4 | 4 |  | Salem Sub - 7503 | New Freedom Sub | 500 | 500 | SAC | 21.39 | 0 | 1 | 2493 MCM ACAR | 0 | 0 | 0 | 0 | 0 | 0 | 0 | 0 | 0 | 0 | 0 | 651350173 | 0 | 0 | 0 | 0 | 0 | 0 | 0 | 0 | 0 | 0 | 0 | 12 | 1
NO |  | 135 | 2015 | 1 | 5 | 5 |  | Salem Sub - 7504 | Keeney Sub | 500 | 500 | SAC | 5.81 | 0 | 1 | 2493 MCM ACAR | 0 | 0 | 0 | 0 | 0 | 0 | 0 | 0 | 0 | 0 | 0 | 651350174 | 0 | 0 | 0 | 0 | 0 | 0 | 0 | 0 | 0 | 0 | 0 | 12 | 1
NO |  | 135 | 2015 | 1 | 6 | 6 |  | Hope Creek - 7504 | Keeney Sub | 0 | 0 |  | 0 | 0 | 0 |  | 0 | 0 | 0 | 0 | 0 | 0 | 0 | 0 | 0 | 0 | 0 | 0 | 0 | 0 | 0 | 0 | 0 | 0 | 0 | 0 | 0 | 0 | 0 | 12 | 1
NO |  | 135 | 2015 | 1 | 7 | 7 |  | Peach Bottom N. Sub 7508 | Metropol. Edison | 500 | 500 | ST | 10.93 | 0 | 1 | 2493 MCM ACAR | 0 | 0 | 0 | 0 | 0 | 0 | 0 | 0 | 0 | 0 | 0 | 0 | 0 | 0 | 0 | 0 | 0 | 0 | 0 | 0 | 0 | 0 | 0 | 12 | 1
NO |  | 135 | 2015 | 1 | 8 | 8 |  | Bradford Sub - 7509 | Newlineville Sub | 0 | 0 | ST | 0 | 0 | 0 |  | 0 | 0 | 0 | 0 | 0 | 0 | 0 | 0 | 0 | 0 | 0 | 0 | 0 | 0 | 0 | 0 | 0 | 0 | 0 | 0 | 0 | 0 | 0 | 12 | 1
NO |  | 135 | 2015 | 1 | 9 | 9 |  | Limerick Sub - 7511 | Whitepain Sub | 500 | 500 | ST | 14.3 | 0 | 1 | 2493 MCM ACAR | 0 | 0 | 0 | 0 | 0 | 0 | 0 | 0 | 0 | 0 | 0 | 0 | 0 | 0 | 0 | 0 | 0 | 0 | 0 | 0 | 0 | 0 | 0 | 12 | 1
NO |  | 135 | 2015 | 1 | 10 | 10 |  |  |  | 0 | 0 | TS | 1.48 | 0 | 1 |  | 0 | 0 | 0 | 0 | 0 | 0 | 0 | 0 | 0 | 0 | 0 | 0 | 0 | 0 | 0 | 0 | 0 | 0 | 0 | 0 | 0 | 0 | 0 | 12 | 1
NO |  | 135 | 2015 | 1 | 11 | 11 |  | Peach Bottom S. Sub - 7512 | Balt. Gas & Elec | 500 | 500 | ST | 6.24 | 0 | 1 | 2493 MCM ACAR | 0 | 0 | 0 | 0 | 0 | 0 | 0 | 0 | 0 | 0 | 0 | 0 | 0 | 0 | 0 | 0 | 0 | 0 | 0 | 0 | 0 | 0 | 0 | 12 | 1
NO |  | 135 | 2015 | 1 | 12 | 12 |  | Peach Bottom N. Sub - 7513 | Limerick 500kv Sub | 500 | 500 | ST | 56.64 | 0 | 1 | 2493 MCM ACAR | 0 | 0 | 0 | 0 | 0 | 0 | 0 | 0 | 0 | 0 | 0 | 0 | 0 | 0 | 0 | 0 | 0 | 0 | 0 | 0 | 0 | 0 | 0 | 12 | 1
NO |  | 135 | 2015 | 1 | 14 | 14 |  | Conemaugh Sub - 7515 | Conastone Sub | 500 | 500 | ST | 28.03 | 0 | 1 | 2493 MCM ACAR | 0 | 0 | 0 | 0 | 0 | 0 | 0 | 0 | 0 | 0 | 0 | 651350175 | 0 | 0 | 0 | 0 | 0 | 0 | 0 | 0 | 0 | 0 | 0 | 12 | 1
NO |  | 135 | 2015 | 1 | 17 | 17 |  |  |  | 0 | 0 | TS | 0.85 | 0 | 1 |  | 0 | 0 | 0 | 0 | 0 | 0 | 0 | 0 | 0 | 0 | 0 | 0 | 0 | 0 | 0 | 0 | 0 | 0 | 0 | 0 | 0 | 0 | 0 | 12 | 1
NO |  | 135 | 2015 | 1 | 18 | 18 |  | Elroy Sub - 7517 | Branchburg Sub | 500 | 500 | ST | 19.85 | 0 | 1 | 2493 MCM ACAR | 0 | 0 | 0 | 0 | 0 | 0 | 0 | 0 | 0 | 0 | 0 | 0 | 0 | 0 | 0 | 0 | 0 | 0 | 0 | 0 | 0 | 0 | 0 | 12 | 1
NO |  | 135 | 2015 | 1 | 19 | 19 |  |  |  | 0 | 0 | TS | 3.58 | 0 | 1 |  | 0 | 0 | 0 | 0 | 0 | 0 | 0 | 0 | 0 | 0 | 0 | 0 | 0 | 0 | 0 | 0 | 0 | 0 | 0 | 0 | 0 | 0 | 0 | 12 | 1
NO |  | 135 | 2015 | 1 | 20 | 20 |  | Elroy Sub - 7518 | Hosensack Sub | 500 | 500 | SAC | 17.63 | 0 | 1 | 2493 MCM ACAR | 0 | 0 | 0 | 0 | 0 | 0 | 0 | 0 | 0 | 0 | 0 | 0 | 0 | 0 | 0 | 0 | 0 | 0 | 0 | 0 | 0 | 0 | 0 | 12 | 1
NO |  | 135 | 2015 | 1 | 21 | 21 |  | Peach Bottom Sub - 7521 | Pt. oc Conn with | 500 | 500 | SAC | 6.26 | 0 | 1 | 2493 MCM ACAR | 0 | 0 | 0 | 0 | 0 | 0 | 0 | 0 | 0 | 0 | 0 | 0 | 0 | 0 | 0 | 0 | 0 | 0 | 0 | 0 | 0 | 0 | 0 | 12 | 1
NO |  | 135 | 2015 | 1 | 22 | 22 |  |  | CPCO at PA-MD | 0 | 0 |  | 0 | 0 | 0 |  | 0 | 0 | 0 | 0 | 0 | 0 | 0 | 0 | 0 | 0 | 0 | 0 | 0 | 0 | 0 | 0 | 0 | 0 | 0 | 0 | 0 | 0 | 0 | 12 | 1
NO |  | 135 | 2015 | 1 | 23 | 23 |  |  | Stateline | 0 | 0 |  | 0 | 0 | 0 |  | 0 | 0 | 0 | 0 | 0 | 0 | 0 | 0 | 0 | 0 | 0 | 0 | 0 | 0 | 0 | 0 | 0 | 0 | 0 | 0 | 0 | 0 | 0 | 12 | 1
NO |  | 135 | 2015 | 1 | 24 | 24 |  | Peach Bottom S. Sub - 7522 | PB N. Sub | 500 | 500 | ST | 1.81 | 0 | 2 | 2493 MCM ACAR | 0 | 0 | 0 | 0 | 0 | 0 | 0 | 0 | 0 | 0 | 0 | 0 | 0 | 0 | 0 | 0 | 0 | 0 | 0 | 0 | 0 | 0 | 0 | 12 | 1
NO |  | 135 | 2015 | 1 | 25 | 25 |  | Peach Bottom Gen. - 7523 | PB N. Sub | 500 | 500 | ST | 0.46 | 0 | 1 | 2493 MCM ACAR | 0 | 0 | 0 | 0 | 0 | 0 | 0 | 0 | 0 | 0 | 0 | 0 | 0 | 0 | 0 | 0 | 0 | 0 | 0 | 0 | 0 | 0 | 0 | 12 | 1
NO |  | 135 | 2015 | 1 | 26 | 26 |  | Peach Bottom Gen. - 7524 | PB N. Sub | 500 | 500 | ST | 0.44 | 0 | 1 | 2493 MCM ACAR | 0 | 0 | 0 | 0 | 0 | 0 | 0 | 0 | 0 | 0 | 0 | 0 | 0 | 0 | 0 | 0 | 0 | 0 | 0 | 0 | 0 | 0 | 0 | 12 | 1
NO |  | 135 | 2015 | 1 | 27 | 27 |  | Limerick transf. |  | 0 | 0 |  | 0 | 0 | 0 |  | 0 | 0 | 0 | 0 | 0 | 0 | 0 | 0 | 0 | 0 | 0 | 0 | 0 | 0 | 0 | 0 | 0 | 0 | 0 | 0 | 0 | 0 | 0 | 12 | 1
NO |  | 135 | 2015 | 1 | 28 | 28 |  | Switch Yard - 7526 | Limerick Sub | 500 | 500 | TS | 15.79 | 0 | 1 | 2493 MCM ACAR | 0 | 0 | 0 | 0 | 0 | 0 | 0 | 0 | 0 | 0 | 0 | 0 | 0 | 0 | 0 | 0 | 0 | 0 | 0 | 0 | 0 | 0 | 0 | 12 | 1
NO |  | 135 | 2015 | 1 | 29 | 29 |  | Limerick Sub - 7527 | Whitpain Sub | 500 | 500 | TS | 0.34 | 0 | 1 | 2493 MCM ACAR | 0 | 0 | 0 | 0 | 0 | 0 | 0 | 0 | 0 | 0 | 0 | 0 | 0 | 0 | 0 | 0 | 0 | 0 | 0 | 0 | 0 | 0 | 0 | 12 | 1
NO |  | 135 | 2015 | 1 | 30 | 30 |  | Limerick Sub - 7528 | Whitpain Sub | 500 | 500 | ST | 0.93 | 0 | 1 | 2493 MCM ACAR | 0 | 0 | 0 | 0 | 0 | 0 | 0 | 0 | 0 | 0 | 0 | 0 | 0 | 0 | 0 | 0 | 0 | 0 | 0 | 0 | 0 | 0 | 0 | 12 | 1
NO |  | 135 | 2015 | 1 | 31 | 31 |  |  |  | 500 | 500 | TS | 14.83 | 0 | 1 | 2493 MCM ACAR | 0 | 0 | 0 | 0 | 0 | 0 | 0 | 0 | 0 | 0 | 0 | 0 | 0 | 0 | 0 | 0 | 0 | 0 | 0 | 0 | 0 | 0 | 0 | 12 | 1
NO |  | 135 | 2015 | 1 | 32 | 32 |  | Pch Btm-PA St Line-7930 | Keeney-Del. State Line | 500 | 500 | SAC | 24.06 | 0 | 1 | 2493 MCM ACAR | 0 | 0 | 0 | 0 | 0 | 0 | 0 | 0 | 0 | 0 | 0 | 0 | 0 | 0 | 0 | 0 | 0 | 0 | 0 | 0 | 0 | 0 | 0 | 12 | 1
NO |  | 135 | 2015 | 2 | 2 | 2 |  | OWNED BY PECO ENERGY |  | 0 | 0 |  | 0 | 0 | 0 |  | 0 | 0 | 0 | 0 | 0 | 0 | 0 | 0 | 0 | 0 | 0 | 0 | 0 | 0 | 0 | 0 | 0 | 0 | 0 | 0 | 0 | 0 | 0 | 12 | 1
NO |  | 135 | 2015 | 2 | 3 | 3 |  | Nottingham Sub - 7001 | Daleville Sub & | 220 | 220 | ST | 24.73 | 0 | 1 | 795 MCM ACSR | 0 | 0 | 0 | 0 | 0 | 0 | 0 | 0 | 0 | 0 | 0 | 0 | 0 | 0 | 0 | 0 | 0 | 0 | 0 | 0 | 0 | 0 | 0 | 12 | 1
NO |  | 135 | 2015 | 2 | 4 | 4 |  |  | Bradford Sub | 0 | 0 |  | 0 | 0 | 0 |  | 0 | 0 | 0 | 0 | 0 | 0 | 0 | 0 | 0 | 0 | 0 | 0 | 0 | 0 | 0 | 0 | 0 | 0 | 0 | 0 | 0 | 0 | 0 | 12 | 1
NO |  | 135 | 2015 | 2 | 5 | 5 |  | PEPCO | Clay | 230 | 230 | ST | 15.93 | 0 | 0 | 795 MCM ACSR | 0 | 0 | 0 | 0 | 0 | 0 | 0 | 0 | 0 | 0 | 0 | 0 | 0 | 0 | 0 | 0 | 0 | 0 | 0 | 0 | 0 | 0 | 0 | 12 | 1
NO |  | 135 | 2015 | 2 | 6 | 6 |  | PEPCO | Clay | 230 | 230 | TS | 6.95 | 0 | 0 | 795 MCM ACSR | 0 | 0 | 0 | 0 | 0 | 0 | 0 | 0 | 0 | 0 | 0 | 0 | 0 | 0 | 0 | 0 | 0 | 0 | 0 | 0 | 0 | 0 | 0 | 12 | 1
NO |  | 135 | 2015 | 2 | 7 | 7 |  | Clay | Jennersville-Bradford | 230 | 230 | ST | 16.05 | 0 | 0 | 795 MCM ACSR | 0 | 0 | 0 | 0 | 0 | 0 | 0 | 0 | 0 | 0 | 0 | 0 | 0 | 0 | 0 | 0 | 0 | 0 | 0 | 0 | 0 | 0 | 0 | 12 | 1
NO |  | 135 | 2015 | 2 | 8 | 8 |  | Clay | Jennersville-Bradford | 230 | 230 | TS | 6.94 | 0 | 0 | 795 MCM ACSR | 0 | 0 | 0 | 0 | 0 | 0 | 0 | 0 | 0 | 0 | 0 | 0 | 0 | 0 | 0 | 0 | 0 | 0 | 0 | 0 | 0 | 0 | 0 | 12 | 1
NO |  | 135 | 2015 | 2 | 9 | 9 |  | West Nottingham Twp-7003 |  | 220 | 220 | ST | 25 | 0 | 1 | 795 MCM ACSR | 0 | 0 | 0 | 0 | 0 | 0 | 0 | 0 | 0 | 0 | 0 | 0 | 0 | 0 | 0 | 0 | 0 | 0 | 0 | 0 | 0 | 0 | 0 | 12 | 1
NO |  | 135 | 2015 | 2 | 10 | 10 |  | Bradford Sub - 7004 | Chichester Sub | 220 | 500 | ST | 12.72 | 0 | 1 | 2493 MCM ACAR | 0 | 0 | 0 | 0 | 0 | 0 | 0 | 0 | 0 | 0 | 0 | 0 | 0 | 0 | 0 | 0 | 0 | 0 | 0 | 0 | 0 | 0 | 0 | 12 | 1
NO |  | 135 | 2015 | 2 | 11 | 11 |  |  |  | 0 | 0 | TS | 6.2 | 0 | 1 |  | 0 | 0 | 0 | 0 | 0 | 0 | 0 | 0 | 0 | 0 | 0 | 0 | 0 | 0 | 0 | 0 | 0 | 0 | 0 | 0 | 0 | 0 | 0 | 12 | 1
NO |  | 135 | 2015 | 2 | 12 | 12 |  |  |  | 0 | 0 | HFW | 0.12 | 0 | 1 |  | 0 | 0 | 0 | 0 | 0 | 0 | 0 | 0 | 0 | 0 | 0 | 0 | 0 | 0 | 0 | 0 | 0 | 0 | 0 | 0 | 0 | 0 | 0 | 12 | 1
NO |  | 135 | 2015 | 2 | 13 | 13 |  |  |  | 0 | 0 | WP | 0.05 | 0 | 1 | 1590 MCM ACSR | 0 | 0 | 0 | 0 | 0 | 0 | 0 | 0 | 0 | 0 | 0 | 0 | 0 | 0 | 0 | 0 | 0 | 0 | 0 | 0 | 0 | 0 | 0 | 12 | 1
NO |  | 135 | 2015 | 2 | 14 | 14 |  | Chichester Sub-7005 | Altantic City Elec. Co | 220 | 220 | TS | 0.48 | 0 | 1 | 795 MCM ACSR | 0 | 0 | 0 | 0 | 0 | 0 | 0 | 0 | 0 | 0 | 0 | 0 | 0 | 0 | 0 | 0 | 0 | 0 | 0 | 0 | 0 | 0 | 0 | 12 | 1
NO |  | 135 | 2015 | 2 | 15 | 15 |  |  |  | 220 | 220 | AT | 2.7 | 0 | 1 | 795 MCM ACSR | 0 | 0 | 0 | 0 | 0 | 0 | 0 | 0 | 0 | 0 | 0 | 0 | 0 | 0 | 0 | 0 | 0 | 0 | 0 | 0 | 0 | 0 | 0 | 12 | 1
NO |  | 135 | 2015 | 2 | 16 | 16 |  |  |  | 0 | 0 | ST | 0.88 | 0 | 1 | 851 MCM ACSR | 0 | 0 | 0 | 0 | 0 | 0 | 0 | 0 | 0 | 0 | 0 | 0 | 0 | 0 | 0 | 0 | 0 | 0 | 0 | 0 | 0 | 0 | 0 | 12 | 1
NO |  | 135 | 2015 | 2 | 17 | 17 |  | Chichester Sub - 7006 | Delmarva Power & Light Co. | 220 | 220 | AT | 0.65 | 0.09 | 1 | 1590 MCN ACSR | 0 | 0 | 0 | 0 | 0 | 0 | 0 | 0 | 0 | 0 | 0 | 651350176 | 0 | 0 | 0 | 0 | 0 | 0 | 0 | 0 | 0 | 0 | 0 | 12 | 1
NO |  | 135 | 2015 | 2 | 18 | 18 |  |  |  | 220 | 220 | TS | 0.85 | 0 | 1 | 1590 MCN ACSR | 0 | 0 | 0 | 0 | 0 | 0 | 0 | 0 | 0 | 0 | 0 | 0 | 0 | 0 | 0 | 0 | 0 | 0 | 0 | 0 | 0 | 0 | 0 | 12 | 1
NO |  | 135 | 2015 | 2 | 19 | 19 |  |  |  | 0 | 0 | TS | 3.53 | 0 | 1 | 1590 MCN ACSR | 0 | 0 | 0 | 0 | 0 | 0 | 0 | 0 | 0 | 0 | 0 | 651350177 | 0 | 0 | 0 | 0 | 0 | 0 | 0 | 0 | 0 | 0 | 0 | 12 | 1
NO |  | 135 | 2015 | 2 | 20 | 20 |  | Nottingham Sub - 7008 | Balt. Gas & Elec | 0 | 0 |  | 0 | 0 | 0 |  | 0 | 0 | 0 | 0 | 0 | 0 | 0 | 0 | 0 | 0 | 0 | 0 | 0 | 0 | 0 | 0 | 0 | 0 | 0 | 0 | 0 | 0 | 0 | 12 | 1
NO |  | 135 | 2015 | 2 | 21 | 21 |  |  | Co. Graceton, MD | 220 | 220 | ST | 1 | 0 | 1 | 851 MCM ACSR | 0 | 0 | 0 | 0 | 0 | 0 | 0 | 0 | 0 | 0 | 0 | 0 | 0 | 0 | 0 | 0 | 0 | 0 | 0 | 0 | 0 | 0 | 0 | 12 | 1
NO |  | 135 | 2015 | 2 | 22 | 22 |  |  |  | 0 | 0 | HFW | 0.27 | 0 | 1 | 795 MCM ACSR | 0 | 0 | 0 | 0 | 0 | 0 | 0 | 0 | 0 | 0 | 0 | 0 | 0 | 0 | 0 | 0 | 0 | 0 | 0 | 0 | 0 | 0 | 0 | 12 | 1
NO |  | 135 | 2015 | 2 | 23 | 23 |  |  |  | 0 | 0 | ST | 17.95 | 0 | 1 | 795 MCM ACSR | 0 | 0 | 0 | 0 | 0 | 0 | 0 | 0 | 0 | 0 | 0 | 0 | 0 | 0 | 0 | 0 | 0 | 0 | 0 | 0 | 0 | 0 | 0 | 12 | 1
NO |  | 135 | 2015 | 2 | 24 | 24 |  | PEPCO | Nottingham Sub | 0 | 0 |  | 0 | 0 | 0 |  | 0 | 0 | 0 | 0 | 0 | 0 | 0 | 0 | 0 | 0 | 0 | 0 | 0 | 0 | 0 | 0 | 0 | 0 | 0 | 0 | 0 | 0 | 0 | 12 | 1
NO |  | 135 | 2015 | 2 | 25 | 25 |  | West Nottingham TWP -7009 |  | 220 | 220 | ST | 0.18 | 0 | 1 | 795 MCM ACSR | 0 | 0 | 0 | 0 | 0 | 0 | 0 | 0 | 0 | 0 | 0 | 651350178 | 0 | 0 | 0 | 0 | 0 | 0 | 0 | 0 | 0 | 0 | 0 | 12 | 1
NO |  | 135 | 2015 | 2 | 26 | 26 |  | Whitpain Sub - 7010 | PA Power & Light Co. | 220 | 220 | ST | 4.43 | 0 | 1 | 795 MCM ACSR | 0 | 0 | 0 | 0 | 0 | 0 | 0 | 0 | 0 | 0 | 0 | 0 | 0 | 0 | 0 | 0 | 0 | 0 | 0 | 0 | 0 | 0 | 0 | 12 | 1
NO |  | 135 | 2015 | 2 | 27 | 27 |  |  | Towamencin Twp | 0 | 0 | TS | 0.45 | 0 | 1 |  | 0 | 0 | 0 | 0 | 0 | 0 | 0 | 0 | 0 | 0 | 0 | 0 | 0 | 0 | 0 | 0 | 0 | 0 | 0 | 0 | 0 | 0 | 0 | 12 | 1
NO |  | 135 | 2015 | 2 | 28 | 28 |  |  |  | 0 | 0 |  | 0.65 | 0 | 1 |  | 0 | 0 | 0 | 0 | 0 | 0 | 0 | 0 | 0 | 0 | 0 | 0 | 0 | 0 | 0 | 0 | 0 | 0 | 0 | 0 | 0 | 0 | 0 | 12 | 1
NO |  | 135 | 2015 | 2 | 29 | 29 |  | Chichester Sub - 7011 | Delmarva Power & | 220 | 220 | AT | 0 | 0 | 0 | 1590 MCM ACSR | 0 | 0 | 0 | 0 | 0 | 0 | 0 | 0 | 0 | 0 | 0 | 0 | 0 | 0 | 0 | 0 | 0 | 0 | 0 | 0 | 0 | 0 | 0 | 12 | 1
NO |  | 135 | 2015 | 2 | 30 | 30 |  |  | Light Co | 0 | 0 | ST | 1.89 | 0 | 1 |  | 0 | 0 | 0 | 0 | 0 | 0 | 0 | 0 | 0 | 0 | 0 | 651350179 | 0 | 0 | 0 | 0 | 0 | 0 | 0 | 0 | 0 | 0 | 0 | 12 | 1
NO |  | 135 | 2015 | 2 | 31 | 31 |  | Buckingham Sub - 7012 | PSE&G | 0 | 0 | ST | 0 | 0 | 0 |  | 0 | 0 | 0 | 0 | 0 | 0 | 0 | 0 | 0 | 0 | 0 | 0 | 0 | 0 | 0 | 0 | 0 | 0 | 0 | 0 | 0 | 0 | 0 | 12 | 1
NO |  | 135 | 2015 | 2 | 32 | 32 |  |  | Lambertville, NJ | 220 | 220 | ST | 8.67 | 0 | 1 | 795 MCM ACSR | 0 | 0 | 0 | 0 | 0 | 0 | 0 | 0 | 0 | 0 | 0 | 0 | 0 | 0 | 0 | 0 | 0 | 0 | 0 | 0 | 0 | 0 | 0 | 12 | 1
NO |  | 135 | 2015 | 3 | 1 | 1 |  | OWNED BY PECO ENERGY |  | 0 | 0 |  | 0 | 0 | 0 |  | 0 | 0 | 0 | 0 | 0 | 0 | 0 | 0 | 0 | 0 | 0 | 0 | 0 | 0 | 0 | 0 | 0 | 0 | 0 | 0 | 0 | 0 | 0 | 12 | 1
NO |  | 135 | 2015 | 3 | 2 | 2 |  | Bradford Sub - 7013 | Plymouth Mtg Sub | 220 | 220 | TS | 18.84 | 0 | 1 | 795 MCM ACSR | 0 | 0 | 0 | 0 | 0 | 0 | 0 | 0 | 0 | 0 | 0 | 0 | 0 | 0 | 0 | 0 | 0 | 0 | 0 | 0 | 0 | 0 | 0 | 12 | 1
NO |  | 135 | 2015 | 3 | 3 | 3 |  |  |  | 220 | 220 | TS | 1.82 | 0 | 1 | 795 MCM ACSR | 0 | 0 | 0 | 0 | 0 | 0 | 0 | 0 | 0 | 0 | 0 | 0 | 0 | 0 | 0 | 0 | 0 | 0 | 0 | 0 | 0 | 0 | 0 | 12 | 1
NO |  | 135 | 2015 | 3 | 4 | 4 |  |  |  | 220 | 220 | TS | 0.13 | 0 | 1 | 1590 MDM ACSR | 0 | 0 | 0 | 0 | 0 | 0 | 0 | 0 | 0 | 0 | 0 | 0 | 0 | 0 | 0 | 0 | 0 | 0 | 0 | 0 | 0 | 0 | 0 | 12 | 1
NO |  | 135 | 2015 | 3 | 5 | 5 |  |  |  | 220 | 220 | TS | 0.02 | 0 | 1 | 1000 MCM AL | 0 | 0 | 0 | 0 | 0 | 0 | 0 | 0 | 0 | 0 | 0 | 0 | 0 | 0 | 0 | 0 | 0 | 0 | 0 | 0 | 0 | 0 | 0 | 12 | 1
NO |  | 135 | 2015 | 3 | 6 | 6 |  |  |  | 220 | 220 | TS | 20.41 | 0 | 1 | 795 MCM ACSR | 0 | 0 | 0 | 0 | 0 | 0 | 0 | 0 | 0 | 0 | 0 | 0 | 0 | 0 | 0 | 0 | 0 | 0 | 0 | 0 | 0 | 0 | 0 | 12 | 1
NO |  | 135 | 2015 | 3 | 7 | 7 |  |  |  | 220 | 220 | TS | 0.37 | 0 | 1 | 795 MCM ACSR | 0 | 0 | 0 | 0 | 0 | 0 | 0 | 0 | 0 | 0 | 0 | 0 | 0 | 0 | 0 | 0 | 0 | 0 | 0 | 0 | 0 | 0 | 0 | 12 | 1
NO |  | 135 | 2015 | 3 | 8 | 8 |  |  |  | 220 | 220 | TS | 1.83 | 0 | 1 | 1000 MCM AL | 0 | 0 | 0 | 0 | 0 | 0 | 0 | 0 | 0 | 0 | 0 | 0 | 0 | 0 | 0 | 0 | 0 | 0 | 0 | 0 | 0 | 0 | 0 | 12 | 1
NO |  | 135 | 2015 | 3 | 9 | 9 |  | Plymouth Meeting Sta. - 704 | Whitpain Sub | 220 | 220 | TS | 10.24 | 0 | 2 | 795 MCM ACSR | 0 | 0 | 0 | 0 | 0 | 0 | 0 | 0 | 0 | 0 | 0 | 0 | 0 | 0 | 0 | 0 | 0 | 0 | 0 | 0 | 0 | 0 | 0 | 12 | 1
NO |  | 135 | 2015 | 3 | 10 | 10 |  |  |  | 0 | 0 | AT | 5.11 | 0 | 1 | 1590 MCM ACSR | 0 | 0 | 0 | 0 | 0 | 0 | 0 | 0 | 0 | 0 | 0 | 0 | 0 | 0 | 0 | 0 | 0 | 0 | 0 | 0 | 0 | 0 | 0 | 12 | 1
NO |  | 135 | 2015 | 3 | 12 | 12 |  | Whitpain Sub - 7016 | North Wales Sub | 220 | 220 | ST | 0.05 | 0 | 1 |  | 0 | 0 | 0 | 0 | 0 | 0 | 0 | 0 | 0 | 0 | 0 | 0 | 0 | 0 | 0 | 0 | 0 | 0 | 0 | 0 | 0 | 0 | 0 | 12 | 1
NO |  | 135 | 2015 | 3 | 13 | 13 |  |  |  | 0 | 0 | AT | 0.71 | 0 | 1 |  | 0 | 0 | 0 | 0 | 0 | 0 | 0 | 0 | 0 | 0 | 0 | 0 | 0 | 0 | 0 | 0 | 0 | 0 | 0 | 0 | 0 | 0 | 0 | 12 | 1
NO |  | 135 | 2015 | 3 | 14 | 14 |  |  |  | 0 | 0 | HFS | 1.84 | 0 | 1 | 1590 MCM ACSR | 0 | 0 | 0 | 0 | 0 | 0 | 0 | 0 | 0 | 0 | 0 | 0 | 0 | 0 | 0 | 0 | 0 | 0 | 0 | 0 | 0 | 0 | 0 | 12 | 1
NO |  | 135 | 2015 | 3 | 15 | 15 |  |  |  | 0 | 0 | WFS | 0.33 | 0 | 1 |  | 0 | 0 | 0 | 0 | 0 | 0 | 0 | 0 | 0 | 0 | 0 | 0 | 0 | 0 | 0 | 0 | 0 | 0 | 0 | 0 | 0 | 0 | 0 | 12 | 1
NO |  | 135 | 2015 | 3 | 16 | 16 |  |  |  | 0 | 0 | TS | 0.6 | 0 | 1 |  | 0 | 0 | 0 | 0 | 0 | 0 | 0 | 0 | 0 | 0 | 0 | 0 | 0 | 0 | 0 | 0 | 0 | 0 | 0 | 0 | 0 | 0 | 0 | 12 | 1
NO |  | 135 | 2015 | 3 | 17 | 17 |  | Whitpain Sub - 7017 | Waneeta Sub | 220 | 220 | AT | 2.37 | 0 | 1 | 1590 MCM ACSR | 0 | 0 | 0 | 0 | 0 | 0 | 0 | 0 | 0 | 0 | 0 | 0 | 0 | 0 | 0 | 0 | 0 | 0 | 0 | 0 | 0 | 0 | 0 | 12 | 1
NO |  | 135 | 2015 | 3 | 18 | 18 |  |  | & | 0 | 0 | ST | 0.2 | 0 | 1 | 795 MCM ACSR | 0 | 0 | 0 | 0 | 0 | 0 | 0 | 0 | 0 | 0 | 0 | 0 | 0 | 0 | 0 | 0 | 0 | 0 | 0 | 0 | 0 | 0 | 0 | 12 | 1
NO |  | 135 | 2015 | 3 | 19 | 19 |  |  |  | 0 | 0 | TS | 1.31 | 0 | 1 | 795 MCM ACSR | 0 | 0 | 0 | 0 | 0 | 0 | 0 | 0 | 0 | 0 | 0 | 0 | 0 | 0 | 0 | 0 | 0 | 0 | 0 | 0 | 0 | 0 | 0 | 12 | 1
NO |  | 135 | 2015 | 3 | 20 | 20 |  |  | Whitemarsh Sub | 0 | 0 | WFS | 0.52 | 0 | 1 | 1590 MCM ACSR | 0 | 0 | 0 | 0 | 0 | 0 | 0 | 0 | 0 | 0 | 0 | 0 | 0 | 0 | 0 | 0 | 0 | 0 | 0 | 0 | 0 | 0 | 0 | 12 | 1
NO |  | 135 | 2015 | 3 | 21 | 21 |  |  |  | 0 | 0 | WFS | 2.55 | 0 | 1 | 795 MCM ACSR | 0 | 0 | 0 | 0 | 0 | 0 | 0 | 0 | 0 | 0 | 0 | 651350180 | 0 | 0 | 0 | 0 | 0 | 0 | 0 | 0 | 0 | 0 | 0 | 12 | 1
NO |  | 135 | 2015 | 3 | 22 | 22 |  |  |  | 0 | 0 | HFS | 0.53 | 0.38 | 1 | 1590 MCM ACSR | 0 | 0 | 0 | 0 | 0 | 0 | 0 | 0 | 0 | 0 | 0 | 651350181 | 0 | 0 | 0 | 0 | 0 | 0 | 0 | 0 | 0 | 0 | 0 | 12 | 1
NO |  | 135 | 2015 | 3 | 23 | 23 |  |  |  | 0 | 0 | HFS | 0.85 | 4.08 | 1 | 795 MCM ACSR | 0 | 0 | 0 | 0 | 0 | 0 | 0 | 0 | 0 | 0 | 0 | 651350182 | 0 | 0 | 0 | 0 | 0 | 0 | 0 | 0 | 0 | 0 | 0 | 12 | 1
NO |  | 135 | 2015 | 3 | 24 | 24 |  |  |  | 0 | 0 | TS | 0.03 | 0 | 1 | 1590 MCM ACSR | 0 | 0 | 0 | 0 | 0 | 0 | 0 | 0 | 0 | 0 | 0 | 0 | 0 | 0 | 0 | 0 | 0 | 0 | 0 | 0 | 0 | 0 | 0 | 12 | 1
NO |  | 135 | 2015 | 3 | 26 | 26 |  | Plymouth Meeting - 7020 | Waneeta Sub | 220 | 220 | TS | 6.25 | 0 | 1 | 1590 MCM ACSR | 0 | 0 | 0 | 0 | 0 | 0 | 0 | 0 | 0 | 0 | 0 | 0 | 0 | 0 | 0 | 0 | 0 | 0 | 0 | 0 | 0 | 0 | 0 | 12 | 1
NO |  | 135 | 2015 | 3 | 27 | 27 |  |  | & | 0 | 0 | TS | 1.2 | 0 | 1 | 1192.5MCMSSAC | 0 | 0 | 0 | 0 | 0 | 0 | 0 | 0 | 0 | 0 | 0 | 0 | 0 | 0 | 0 | 0 | 0 | 0 | 0 | 0 | 0 | 0 | 0 | 12 | 1
NO |  | 135 | 2015 | 3 | 28 | 28 |  |  | Whitemarch | 0 | 0 | TS | 0.94 | 0 | 1 | 795 MCM ACSR | 0 | 0 | 0 | 0 | 0 | 0 | 0 | 0 | 0 | 0 | 0 | 0 | 0 | 0 | 0 | 0 | 0 | 0 | 0 | 0 | 0 | 0 | 0 | 12 | 1
NO |  | 135 | 2015 | 3 | 29 | 29 |  |  |  | 0 | 0 | ST | 3.28 | 0 | 1 | 1590 MCM ACSR | 0 | 0 | 0 | 0 | 0 | 0 | 0 | 0 | 0 | 0 | 0 | 0 | 0 | 0 | 0 | 0 | 0 | 0 | 0 | 0 | 0 | 0 | 0 | 12 | 1
NO |  | 135 | 2015 | 3 | 30 | 30 |  |  |  | 0 | 0 | HFS | 6.13 | 0 | 1 | 1590 MCM ACSR | 0 | 0 | 0 | 0 | 0 | 0 | 0 | 0 | 0 | 0 | 0 | 0 | 0 | 0 | 0 | 0 | 0 | 0 | 0 | 0 | 0 | 0 | 0 | 12 | 1
NO |  | 135 | 2015 | 3 | 31 | 31 |  |  |  | 0 | 0 | U | 1.86 | 0 | 1 | 2000 MCMCUPTC | 0 | 0 | 0 | 0 | 0 | 0 | 0 | 0 | 0 | 0 | 0 | 0 | 0 | 0 | 0 | 0 | 0 | 0 | 0 | 0 | 0 | 0 | 0 | 12 | 1
NO |  | 135 | 2015 | 3 | 32 | 32 |  | Buckingham Sub - 7021 | Byberry Sub | 220 | 220 | AT | 11.91 | 0 | 1 |  | 0 | 0 | 0 | 0 | 0 | 0 | 0 | 0 | 0 | 0 | 0 | 0 | 0 | 0 | 0 | 0 | 0 | 0 | 0 | 0 | 0 | 0 | 0 | 12 | 1
NO |  | 135 | 2015 | 3 | 33 | 33 |  |  |  | 0 | 0 | HFS | 5.61 | 0 | 1 | 1590 MCM ACSR | 0 | 0 | 0 | 0 | 0 | 0 | 0 | 0 | 0 | 0 | 0 | 0 | 0 | 0 | 0 | 0 | 0 | 0 | 0 | 0 | 0 | 0 | 0 | 12 | 1
NO |  | 135 | 2015 | 3 | 34 | 34 |  |  |  | 0 | 0 | WFS | 2.82 | 0 | 1 |  | 0 | 0 | 0 | 0 | 0 | 0 | 0 | 0 | 0 | 0 | 0 | 0 | 0 | 0 | 0 | 0 | 0 | 0 | 0 | 0 | 0 | 0 | 0 | 12 | 1
NO |  | 135 | 2015 | 3 | 35 | 35 |  |  |  | 0 | 0 | TS | 0.16 | 0 | 1 | 1590 MCM ACSR | 0 | 0 | 0 | 0 | 0 | 0 | 0 | 0 | 0 | 0 | 0 | 0 | 0 | 0 | 0 | 0 | 0 | 0 | 0 | 0 | 0 | 0 | 0 | 12 | 1
NO |  | 135 | 2015 | 4 | 1 | 1 |  |  |  | 0 | 0 | ST | 31.77 | 0 | 1 |  | 0 | 0 | 0 | 0 | 0 | 0 | 0 | 0 | 0 | 0 | 0 | 0 | 0 | 0 | 0 | 0 | 0 | 0 | 0 | 0 | 0 | 0 | 0 | 12 | 1
NO |  | 135 | 2015 | 4 | 2 | 2 |  |  |  | 0 | 0 |  | 0 | 0 | 1 | 2493 MCM ACSR | 0 | 0 | 0 | 0 | 0 | 0 | 0 | 0 | 0 | 0 | 0 | 0 | 0 | 0 | 0 | 0 | 0 | 0 | 0 | 0 | 0 | 0 | 0 | 12 | 1
NO |  | 135 | 2015 | 4 | 3 | 3 |  | Peach Bottom N. Sub - 7022 | Newlinville Sub | 220 | 220 | ST | 1.3 | 0 | 1 | 2505 MCM ACSR | 0 | 0 | 0 | 0 | 0 | 0 | 0 | 0 | 0 | 0 | 0 | 0 | 0 | 0 | 0 | 0 | 0 | 0 | 0 | 0 | 0 | 0 | 0 | 12 | 1
NO |  | 135 | 2015 | 4 | 4 | 4 |  |  |  | 0 | 0 | U | 0.34 | 0 | 1 | 1250 MCMCUOFC | 0 | 0 | 0 | 0 | 0 | 0 | 0 | 0 | 0 | 0 | 0 | 0 | 0 | 0 | 0 | 0 | 0 | 0 | 0 | 0 | 0 | 0 | 0 | 12 | 1
NO |  | 135 | 2015 | 4 | 5 | 5 |  | Plymouth Meeting Sub - 7023 | Parrish Sub | 220 | 220 | ST | 1.85 | 0 | 1 | 1590 MCM ACSR | 0 | 0 | 0 | 0 | 0 | 0 | 0 | 0 | 0 | 0 | 0 | 0 | 0 | 0 | 0 | 0 | 0 | 0 | 0 | 0 | 0 | 0 | 0 | 12 | 1
NO |  | 135 | 2015 | 4 | 6 | 6 |  |  |  | 0 | 0 | AT | 5.37 | 0 | 1 |  | 0 | 0 | 0 | 0 | 0 | 0 | 0 | 0 | 0 | 0 | 0 | 0 | 0 | 0 | 0 | 0 | 0 | 0 | 0 | 0 | 0 | 0 | 0 | 12 | 1
NO |  | 135 | 2015 | 4 | 7 | 7 |  |  |  | 0 | 0 | HFS | 0 | 4.83 | 1 |  | 0 | 0 | 0 | 0 | 0 | 0 | 0 | 0 | 0 | 0 | 0 | 651350183 | 0 | 0 | 0 | 0 | 0 | 0 | 0 | 0 | 0 | 0 | 0 | 12 | 1
NO |  | 135 | 2015 | 4 | 8 | 8 |  |  |  | 0 | 0 | AT | 0.03 | 0 | 1 | 795 MCM ACSR | 0 | 0 | 0 | 0 | 0 | 0 | 0 | 0 | 0 | 0 | 0 | 0 | 0 | 0 | 0 | 0 | 0 | 0 | 0 | 0 | 0 | 0 | 0 | 12 | 1
NO |  | 135 | 2015 | 4 | 9 | 9 |  | Parrish Sub - 7024 | Grays Ferry Sub | 220 | 220 | WFS | 1.26 | 0 | 1 | 1590 MCM ACSR | 0 | 0 | 0 | 0 | 0 | 0 | 0 | 0 | 0 | 0 | 0 | 0 | 0 | 0 | 0 | 0 | 0 | 0 | 0 | 0 | 0 | 0 | 0 | 12 | 1
NO |  | 135 | 2015 | 4 | 10 | 10 |  |  |  | 0 | 0 | HFS | 1.2 | 0.23 | 1 |  | 0 | 0 | 0 | 0 | 0 | 0 | 0 | 0 | 0 | 0 | 0 | 651350184 | 0 | 0 | 0 | 0 | 0 | 0 | 0 | 0 | 0 | 0 | 0 | 12 | 1
NO |  | 135 | 2015 | 4 | 11 | 11 |  | Bradford Sub - 7025 | Newlinville Sub | 220 | 220 | AT | 9.32 | 9.23 | 2 | 1590 MCM ACSR | 0 | 0 | 0 | 0 | 0 | 0 | 0 | 0 | 0 | 0 | 0 | 651350185 | 0 | 0 | 0 | 0 | 0 | 0 | 0 | 0 | 0 | 0 | 0 | 12 | 1
NO |  | 135 | 2015 | 4 | 12 | 12 |  |  |  | 0 | 0 | ST | 0.07 | 0 | 1 | 795 MCM ACSR | 0 | 0 | 0 | 0 | 0 | 0 | 0 | 0 | 0 | 0 | 0 | 0 | 0 | 0 | 0 | 0 | 0 | 0 | 0 | 0 | 0 | 0 | 0 | 12 | 1
NO |  | 135 | 2015 | 4 | 13 | 13 |  | Grays Ferry Sub - 7028 | Schuykill Sub | 220 | 220 | U | 0.2 | 0 | 1 | 2500 MCMCUPTC | 0 | 0 | 0 | 0 | 0 | 0 | 0 | 0 | 0 | 0 | 0 | 0 | 0 | 0 | 0 | 0 | 0 | 0 | 0 | 0 | 0 | 0 | 0 | 12 | 1
NO |  | 135 | 2015 | 4 | 14 | 14 |  |  |  | 0 | 0 | U | 0.15 | 0 | 1 | 2500 MCMCUPTC | 0 | 0 | 0 | 0 | 0 | 0 | 0 | 0 | 0 | 0 | 0 | 0 | 0 | 0 | 0 | 0 | 0 | 0 | 0 | 0 | 0 | 0 | 0 | 12 | 1
NO |  | 135 | 2015 | 4 | 16 | 16 |  | Master Sub - 7029 | Parrish Sub | 220 | 220 | AT | 0.01 | 0 | 1 | 1590 MCM ACSR | 0 | 0 | 0 | 0 | 0 | 0 | 0 | 0 | 0 | 0 | 0 | 0 | 0 | 0 | 0 | 0 | 0 | 0 | 0 | 0 | 0 | 0 | 0 | 12 | 1
NO |  | 135 | 2015 | 4 | 17 | 17 |  |  |  | 0 | 0 | HFS | 0.05 | 0 | 1 |  | 0 | 0 | 0 | 0 | 0 | 0 | 0 | 0 | 0 | 0 | 0 | 0 | 0 | 0 | 0 | 0 | 0 | 0 | 0 | 0 | 0 | 0 | 0 | 12 | 1
NO |  | 135 | 2015 | 4 | 18 | 18 |  |  |  | 0 | 0 | WFS | 0.14 | 0 | 1 |  | 0 | 0 | 0 | 0 | 0 | 0 | 0 | 0 | 0 | 0 | 0 | 0 | 0 | 0 | 0 | 0 | 0 | 0 | 0 | 0 | 0 | 0 | 0 | 12 | 1
NO |  | 135 | 2015 | 4 | 19 | 19 |  |  |  | 0 | 0 | ST | 0.06 | 0 | 1 |  | 0 | 0 | 0 | 0 | 0 | 0 | 0 | 0 | 0 | 0 | 0 | 0 | 0 | 0 | 0 | 0 | 0 | 0 | 0 | 0 | 0 | 0 | 0 | 12 | 1
NO |  | 135 | 2015 | 4 | 20 | 20 |  |  |  | 0 | 0 | HFS | 0 | 0.68 | 1 |  | 0 | 0 | 0 | 0 | 0 | 0 | 0 | 0 | 0 | 0 | 0 | 0 | 0 | 0 | 0 | 0 | 0 | 0 | 0 | 0 | 0 | 0 | 0 | 12 | 1
NO |  | 135 | 2015 | 4 | 21 | 21 |  | Waneeta Sub - 7030 | Richmond Sub | 220 | 220 | TS | 2.24 | 0 | 1 | 1690 kcmil ACSS | 0 | 0 | 0 | 0 | 0 | 0 | 0 | 0 | 0 | 0 | 0 | 0 | 0 | 0 | 0 | 0 | 0 | 0 | 0 | 0 | 0 | 0 | 0 | 12 | 1
NO |  | 135 | 2015 | 4 | 22 | 22 |  |  |  | 0 | 0 | U | 0.95 | 0 | 1 | 2500 MCMCUPTC | 0 | 0 | 0 | 0 | 0 | 0 | 0 | 0 | 0 | 0 | 0 | 0 | 0 | 0 | 0 | 0 | 0 | 0 | 0 | 0 | 0 | 0 | 0 | 12 | 1
NO |  | 135 | 2015 | 4 | 23 | 23 |  |  |  | 0 | 0 | U | 0.95 | 0 | 1 | 2500 MCMCUPTC | 0 | 0 | 0 | 0 | 0 | 0 | 0 | 0 | 0 | 0 | 0 | 0 | 0 | 0 | 0 | 0 | 0 | 0 | 0 | 0 | 0 | 0 | 0 | 12 | 1
NO |  | 135 | 2015 | 4 | 24 | 24 |  | Richmond Sub - 7030 | PSE&G Co near | 220 | 220 | ST | 0.48 | 0 | 1 | 1590 MCM ACSR | 0 | 0 | 0 | 0 | 0 | 0 | 0 | 0 | 0 | 0 | 0 | 0 | 0 | 0 | 0 | 0 | 0 | 0 | 0 | 0 | 0 | 0 | 0 | 12 | 1
NO |  | 135 | 2015 | 4 | 25 | 25 |  |  | Camden, NJ | 0 | 0 | TS | 0.1 | 0 | 0 | 1590 MCM ACSR | 0 | 0 | 0 | 0 | 0 | 0 | 0 | 0 | 0 | 0 | 0 | 0 | 0 | 0 | 0 | 0 | 0 | 0 | 0 | 0 | 0 | 0 | 0 | 12 | 1
NO |  | 135 | 2015 | 4 | 26 | 26 |  | Limerick 220KV Switchyar-2 | Limerick 230KV Sub | 220 | 220 | TS | 0.09 | 0 | 1 | 1590 MCM ACSR | 0 | 0 | 0 | 0 | 0 | 0 | 0 | 0 | 0 | 0 | 0 | 0 | 0 | 0 | 0 | 0 | 0 | 0 | 0 | 0 | 0 | 0 | 0 | 12 | 1
NO |  | 135 | 2015 | 4 | 27 | 27 |  | Limerick 500KV Sub - 7033 | Limerick 230KV Sub | 220 | 220 | TS | 0.45 | 0 | 1 | 1590 MCM ACSR | 0 | 0 | 0 | 0 | 0 | 0 | 0 | 0 | 0 | 0 | 0 | 0 | 0 | 0 | 0 | 0 | 0 | 0 | 0 | 0 | 0 | 0 | 0 | 12 | 1
NO |  | 135 | 2015 | 4 | 28 | 28 |  | Limerick 230KV Sub - 7034 | Cromby Sub | 220 | 220 | TS | 15.09 | 0 | 2 | 1590 MCM ACSR | 0 | 0 | 0 | 0 | 0 | 0 | 0 | 0 | 0 | 0 | 0 | 0 | 0 | 0 | 0 | 0 | 0 | 0 | 0 | 0 | 0 | 0 | 0 | 12 | 1
NO |  | 135 | 2015 | 4 | 29 | 29 |  | Cromby Sub - 7036 | Plymouth Mtg. Sub | 220 | 220 | TS | 14.01 | 0 | 1 | 1590 MCM ACSR | 0 | 0 | 0 | 0 | 0 | 0 | 0 | 0 | 0 | 0 | 0 | 0 | 0 | 0 | 0 | 0 | 0 | 0 | 0 | 0 | 0 | 0 | 0 | 12 | 1
NO |  | 135 | 2015 | 4 | 30 | 30 |  | North Phila. Sub - 7040 | Waneeta Sub | 220 | 220 | ST | 0.04 | 0 | 1 | 1590 MCM ACSR | 0 | 0 | 0 | 0 | 0 | 0 | 0 | 0 | 0 | 0 | 0 | 0 | 0 | 0 | 0 | 0 | 0 | 0 | 0 | 0 | 0 | 0 | 0 | 12 | 1
NO |  | 135 | 2015 | 4 | 31 | 31 |  |  |  | 0 | 0 | ST | 0 | 0.18 | 1 | 795 MCM ACSR | 0 | 0 | 0 | 0 | 0 | 0 | 0 | 0 | 0 | 0 | 0 | 651350186 | 0 | 0 | 0 | 0 | 0 | 0 | 0 | 0 | 0 | 0 | 0 | 12 | 1
NO |  | 135 | 2015 | 4 | 32 | 32 |  |  |  | 0 | 0 | WFS | 0.3 | 1.23 | 1 |  | 0 | 0 | 0 | 0 | 0 | 0 | 0 | 0 | 0 | 0 | 0 | 651350187 | 0 | 0 | 0 | 0 | 0 | 0 | 0 | 0 | 0 | 0 | 0 | 12 | 1
NO |  | 135 | 2015 | 4 | 33 | 33 |  |  |  | 0 | 0 | HFS | 0 | 0.29 | 1 |  | 0 | 0 | 0 | 0 | 0 | 0 | 0 | 0 | 0 | 0 | 0 | 651350188 | 0 | 0 | 0 | 0 | 0 | 0 | 0 | 0 | 0 | 0 | 0 | 12 | 1
NO |  | 135 | 2015 | 4 | 34 | 34 |  | Master Sub - 7041 | North Phila Sub | 220 | 220 | TS | 0.01 | 0 | 1 | 1590 MCM ACSR | 0 | 0 | 0 | 0 | 0 | 0 | 0 | 0 | 0 | 0 | 0 | 0 | 0 | 0 | 0 | 0 | 0 | 0 | 0 | 0 | 0 | 0 | 0 | 12 | 1
NO |  | 135 | 2015 | 4 | 35 | 35 |  |  |  | 0 | 0 | TS | 0.05 | 0 | 1 | 795 MCM ACSR | 0 | 0 | 0 | 0 | 0 | 0 | 0 | 0 | 0 | 0 | 0 | 0 | 0 | 0 | 0 | 0 | 0 | 0 | 0 | 0 | 0 | 0 | 0 | 12 | 1
NO |  | 135 | 2015 | 5 | 1 | 1 |  |  |  | 0 | 0 | HFS | 2.56 | 0 | 1 |  | 0 | 0 | 0 | 0 | 0 | 0 | 0 | 0 | 0 | 0 | 0 | 651350189 | 0 | 0 | 0 | 0 | 0 | 0 | 0 | 0 | 0 | 0 | 0 | 12 | 1
NO |  | 135 | 2015 | 5 | 2 | 2 |  |  |  | 0 | 0 | WFS | 0.25 | 0 | 1 | 795 MCM ACSR | 0 | 0 | 0 | 0 | 0 | 0 | 0 | 0 | 0 | 0 | 0 | 0 | 0 | 0 | 0 | 0 | 0 | 0 | 0 | 0 | 0 | 0 | 0 | 12 | 1
NO |  | 135 | 2015 | 5 | 3 | 3 |  | Croydon Sub - 7042 | Holmesburg Sub | 220 | 220 | TS | 5.8 | 0 | 1 | 1590 MCM ACSR | 0 | 0 | 0 | 0 | 0 | 0 | 0 | 0 | 0 | 0 | 0 | 0 | 0 | 0 | 0 | 0 | 0 | 0 | 0 | 0 | 0 | 0 | 0 | 12 | 1
NO |  | 135 | 2015 | 5 | 4 | 4 |  |  | & | 0 | 0 | HFS | 0 | 9.32 | 1 |  | 0 | 0 | 0 | 0 | 0 | 0 | 0 | 0 | 0 | 0 | 0 | 0 | 0 | 0 | 0 | 0 | 0 | 0 | 0 | 0 | 0 | 0 | 0 | 12 | 1
NO |  | 135 | 2015 | 5 | 5 | 5 |  |  | Emilie Sub | 0 | 0 | AT | 0.01 | 0 | 1 |  | 0 | 0 | 0 | 0 | 0 | 0 | 0 | 0 | 0 | 0 | 0 | 0 | 0 | 0 | 0 | 0 | 0 | 0 | 0 | 0 | 0 | 0 | 0 | 12 | 1
NO |  | 135 | 2015 | 5 | 6 | 6 |  |  |  | 0 | 0 | WFS | 0.08 | 0 | 0 |  | 0 | 0 | 0 | 0 | 0 | 0 | 0 | 0 | 0 | 0 | 0 | 0 | 0 | 0 | 0 | 0 | 0 | 0 | 0 | 0 | 0 | 0 | 0 | 12 | 1
NO |  | 135 | 2015 | 5 | 7 | 7 |  | Emilie - 7043 | Croydon Sub | 220 | 220 | ST | 0.08 | 0 | 1 | 1590 MCM ACSR | 0 | 0 | 0 | 0 | 0 | 0 | 0 | 0 | 0 | 0 | 0 | 0 | 0 | 0 | 0 | 0 | 0 | 0 | 0 | 0 | 0 | 0 | 0 | 12 | 1
NO |  | 135 | 2015 | 5 | 8 | 8 |  |  |  | 0 | 0 | TS | 5.71 | 0 | 1 | 1590 MCM ACSR | 0 | 0 | 0 | 0 | 0 | 0 | 0 | 0 | 0 | 0 | 0 | 0 | 0 | 0 | 0 | 0 | 0 | 0 | 0 | 0 | 0 | 0 | 0 | 12 | 1
NO |  | 135 | 2015 | 5 | 9 | 9 |  | Croydon Sub - 7044 | Cox's Corner Sub | 220 | 220 | ST | 0.63 | 0 | 1 | 1192.5 MCM ACSS/W | 0 | 0 | 0 | 0 | 0 | 0 | 0 | 0 | 0 | 0 | 0 | 0 | 0 | 0 | 0 | 0 | 0 | 0 | 0 | 0 | 0 | 0 | 0 | 12 | 1
NO |  | 135 | 2015 | 5 | 10 | 10 |  |  |  | 0 | 0 | TS | 0.09 | 0.7 | 1 | 1590 MCM ACSR | 0 | 0 | 0 | 0 | 0 | 0 | 0 | 0 | 0 | 0 | 0 | 651350190 | 0 | 0 | 0 | 0 | 0 | 0 | 0 | 0 | 0 | 0 | 0 | 12 | 1
NO |  | 135 | 2015 | 5 | 11 | 11 |  | North Wales Sub - 7045 | Buckingham Sub | 220 | 220 | TS | 7.99 | 0 | 1 | 1590 MCM ACSR | 0 | 0 | 0 | 0 | 0 | 0 | 0 | 0 | 0 | 0 | 0 | 0 | 0 | 0 | 0 | 0 | 0 | 0 | 0 | 0 | 0 | 0 | 0 | 12 | 1
NO |  | 135 | 2015 | 5 | 12 | 12 |  |  |  | 0 | 0 | ST | 5.54 | 0 | 1 | 1590 MCM ACSR | 0 | 0 | 0 | 0 | 0 | 0 | 0 | 0 | 0 | 0 | 0 | 0 | 0 | 0 | 0 | 0 | 0 | 0 | 0 | 0 | 0 | 0 | 0 | 12 | 1
NO |  | 135 | 2015 | 5 | 13 | 13 |  | Whitpain Sub - 7046 | Heaton Sub | 220 | 220 | TS | 8.74 | 0 | 1 | 1590 MCM ACSR | 0 | 0 | 0 | 0 | 0 | 0 | 0 | 0 | 0 | 0 | 0 | 0 | 0 | 0 | 0 | 0 | 0 | 0 | 0 | 0 | 0 | 0 | 0 | 12 | 1
NO |  | 135 | 2015 | 5 | 14 | 14 |  |  |  | 0 | 0 | ST | 2.17 | 0 | 1 | 1590 MCM ACSR | 0 | 0 | 0 | 0 | 0 | 0 | 0 | 0 | 0 | 0 | 0 | 0 | 0 | 0 | 0 | 0 | 0 | 0 | 0 | 0 | 0 | 0 | 0 | 12 | 1
NO |  | 135 | 2015 | 5 | 15 | 15 |  |  |  | 0 | 0 | ST | 0 | 2.4 | 0 |  | 0 | 0 | 0 | 0 | 0 | 0 | 0 | 0 | 0 | 0 | 0 | 651350191 | 0 | 0 | 0 | 0 | 0 | 0 | 0 | 0 | 0 | 0 | 0 | 12 | 1
NO |  | 135 | 2015 | 5 | 16 | 16 |  |  |  | 0 | 0 | ST | 0 | 0.53 | 1 |  | 0 | 0 | 0 | 0 | 0 | 0 | 0 | 0 | 0 | 0 | 0 | 651350192 | 0 | 0 | 0 | 0 | 0 | 0 | 0 | 0 | 0 | 0 | 0 | 12 | 1
NO |  | 135 | 2015 | 5 | 17 | 17 |  | Eddystone Sub - 7049 | Chichester Sub | 220 | 220 | TS | 5.8 | 0 | 1 | 1590 MCM ACSR | 0 | 0 | 0 | 0 | 0 | 0 | 0 | 0 | 0 | 0 | 0 | 651350193 | 0 | 0 | 0 | 0 | 0 | 0 | 0 | 0 | 0 | 0 | 0 | 12 | 1
NO |  | 135 | 2015 | 5 | 18 | 18 |  |  |  | 0 | 0 | TS | 0 | 1.25 | 2 |  | 0 | 0 | 0 | 0 | 0 | 0 | 0 | 0 | 0 | 0 | 0 | 651350194 | 0 | 0 | 0 | 0 | 0 | 0 | 0 | 0 | 0 | 0 | 0 | 12 | 1
NO |  | 135 | 2015 | 5 | 19 | 19 |  | Concord Sub - 7050 | Middletown Sub | 220 | 220 | TS | 8.92 | 0 | 1 | 1590 MCM ACSR | 0 | 0 | 0 | 0 | 0 | 0 | 0 | 0 | 0 | 0 | 0 | 0 | 0 | 0 | 0 | 0 | 0 | 0 | 0 | 0 | 0 | 0 | 0 | 12 | 1
NO |  | 135 | 2015 | 5 | 20 | 20 |  |  |  | 220 | 220 | HFS | 0.23 | 0 | 1 | 1590 MCM ACSR | 0 | 0 | 0 | 0 | 0 | 0 | 0 | 0 | 0 | 0 | 0 | 0 | 0 | 0 | 0 | 0 | 0 | 0 | 0 | 0 | 0 | 0 | 0 | 12 | 1
NO |  | 135 | 2015 | 5 | 21 | 21 |  |  |  | 220 | 220 | U | 4.21 | 0 | 1 | 3000 MCM CU | 0 | 0 | 0 | 0 | 0 | 0 | 0 | 0 | 0 | 0 | 0 | 0 | 0 | 0 | 0 | 0 | 0 | 0 | 0 | 0 | 0 | 0 | 0 | 12 | 1
NO |  | 135 | 2015 | 5 | 22 | 22 |  | Eddystone Sub - 7051 | Grays Ferry Sub | 220 | 220 | HFS | 1.21 | 0 | 1 | 1590 MCM ACSR | 0 | 0 | 0 | 0 | 0 | 0 | 0 | 0 | 0 | 0 | 0 | 0 | 0 | 0 | 0 | 0 | 0 | 0 | 0 | 0 | 0 | 0 | 0 | 12 | 1
NO |  | 135 | 2015 | 5 | 23 | 23 |  |  | & | 0 | 0 | TS | 10.16 | 0 | 1 |  | 0 | 0 | 0 | 0 | 0 | 0 | 0 | 0 | 0 | 0 | 0 | 0 | 0 | 0 | 0 | 0 | 0 | 0 | 0 | 0 | 0 | 0 | 0 | 12 | 1
NO |  | 135 | 2015 | 5 | 24 | 24 |  |  | Island Rd Sub | 220 | 220 | ST | 0.08 | 0 | 1 |  | 0 | 0 | 0 | 0 | 0 | 0 | 0 | 0 | 0 | 0 | 0 | 0 | 0 | 0 | 0 | 0 | 0 | 0 | 0 | 0 | 0 | 0 | 0 | 12 | 1
NO |  | 135 | 2015 | 5 | 25 | 25 |  |  |  | 0 | 0 | AT | 0.01 | 0 | 1 |  | 0 | 0 | 0 | 0 | 0 | 0 | 0 | 0 | 0 | 0 | 0 | 0 | 0 | 0 | 0 | 0 | 0 | 0 | 0 | 0 | 0 | 0 | 0 | 12 | 1
NO |  | 135 | 2015 | 5 | 26 | 26 |  | Eddystone Sub - 7052 | Grays Ferry Sub | 220 | 220 | AT | 0.13 | 0 | 1 | 1590 MCM ACSR | 0 | 0 | 0 | 0 | 0 | 0 | 0 | 0 | 0 | 0 | 0 | 0 | 0 | 0 | 0 | 0 | 0 | 0 | 0 | 0 | 0 | 0 | 0 | 12 | 1
NO |  | 135 | 2015 | 5 | 27 | 27 |  |  |  | 0 | 0 | TS | 10.96 | 0 | 1 |  | 0 | 0 | 0 | 0 | 0 | 0 | 0 | 0 | 0 | 0 | 0 | 651350195 | 0 | 0 | 0 | 0 | 0 | 0 | 0 | 0 | 0 | 0 | 0 | 12 | 1
NO |  | 135 | 2015 | 5 | 28 | 28 |  |  |  | 0 | 0 | U | 1.72 | 0 | 0 |  | 0 | 0 | 0 | 0 | 0 | 0 | 0 | 0 | 0 | 0 | 0 | 0 | 0 | 0 | 0 | 0 | 0 | 0 | 0 | 0 | 0 | 0 | 0 | 12 | 1
NO |  | 135 | 2015 | 5 | 29 | 29 |  | Grays Ferry Sub - 7053 | Passyunk Sub | 220 | 220 | U | 1.53 | 0 | 1 | 100 MCMCUPTC | 0 | 0 | 0 | 0 | 0 | 0 | 0 | 0 | 0 | 0 | 0 | 0 | 0 | 0 | 0 | 0 | 0 | 0 | 0 | 0 | 0 | 0 | 0 | 12 | 1
NO |  | 135 | 2015 | 5 | 30 | 30 |  | Heaton Sub - 7054 | Buckingham Sub | 220 | 132 | ST | 0.61 | 0 | 1 | 795 MCM ACSR | 0 | 0 | 0 | 0 | 0 | 0 | 0 | 0 | 0 | 0 | 0 | 0 | 0 | 0 | 0 | 0 | 0 | 0 | 0 | 0 | 0 | 0 | 0 | 12 | 1
NO |  | 135 | 2015 | 5 | 31 | 31 |  |  |  | 0 | 0 | WFS | 4.52 | 0 | 1 |  | 0 | 0 | 0 | 0 | 0 | 0 | 0 | 0 | 0 | 0 | 0 | 0 | 0 | 0 | 0 | 0 | 0 | 0 | 0 | 0 | 0 | 0 | 0 | 12 | 1
NO |  | 135 | 2015 | 5 | 32 | 32 |  |  |  | 0 | 0 | HFS | 0.09 | 0 | 1 |  | 0 | 0 | 0 | 0 | 0 | 0 | 0 | 0 | 0 | 0 | 0 | 0 | 0 | 0 | 0 | 0 | 0 | 0 | 0 | 0 | 0 | 0 | 0 | 12 | 1
NO |  | 135 | 2015 | 5 | 33 | 33 |  |  |  | 0 | 0 | TS | 4.23 | 0 | 1 | 1590 MCM ACSR | 0 | 0 | 0 | 0 | 0 | 0 | 0 | 0 | 0 | 0 | 0 | 0 | 0 | 0 | 0 | 0 | 0 | 0 | 0 | 0 | 0 | 0 | 0 | 12 | 1
NO |  | 135 | 2015 | 5 | 34 | 34 |  |  |  | 0 | 0 | TS | 0.08 | 0 | 1 |  | 0 | 0 | 0 | 0 | 0 | 0 | 0 | 0 | 0 | 0 | 0 | 0 | 0 | 0 | 0 | 0 | 0 | 0 | 0 | 0 | 0 | 0 | 0 | 12 | 1
NO |  | 135 | 2015 | 6 | 1 | 1 |  | Whitpain Sub - 7055 | Roxborough Sub & | 220 | 220 | AT | 0 | 5.04 | 1 | 1590 MCM ACSR | 0 | 0 | 0 | 0 | 0 | 0 | 0 | 0 | 0 | 0 | 0 | 651350196 | 0 | 0 | 0 | 0 | 0 | 0 | 0 | 0 | 0 | 0 | 0 | 12 | 1
NO |  | 135 | 2015 | 6 | 2 | 2 |  |  | Westmoreland Sub & | 0 | 0 | ST | 3 | 0 | 1 |  | 0 | 0 | 0 | 0 | 0 | 0 | 0 | 0 | 0 | 0 | 0 | 0 | 0 | 0 | 0 | 0 | 0 | 0 | 0 | 0 | 0 | 0 | 0 | 12 | 1
NO |  | 135 | 2015 | 6 | 3 | 3 |  |  | North Phila Sub | 0 | 0 | WFS | 0.03 | 0 | 1 |  | 0 | 0 | 0 | 0 | 0 | 0 | 0 | 0 | 0 | 0 | 0 | 0 | 0 | 0 | 0 | 0 | 0 | 0 | 0 | 0 | 0 | 0 | 0 | 12 | 1
NO |  | 135 | 2015 | 6 | 4 | 4 |  |  |  | 0 | 0 | HFS | 1.17 | 0 | 1 |  | 0 | 0 | 0 | 0 | 0 | 0 | 0 | 0 | 0 | 0 | 0 | 0 | 0 | 0 | 0 | 0 | 0 | 0 | 0 | 0 | 0 | 0 | 0 | 12 | 1
NO |  | 135 | 2015 | 6 | 5 | 5 |  |  |  | 0 | 0 | HFS | 0.51 | 0 | 1 |  | 0 | 0 | 0 | 0 | 0 | 0 | 0 | 0 | 0 | 0 | 0 | 651350197 | 0 | 0 | 0 | 0 | 0 | 0 | 0 | 0 | 0 | 0 | 0 | 12 | 1
NO |  | 135 | 2015 | 6 | 6 | 6 |  |  |  | 0 | 0 | TS | 7.1 | 0 | 1 |  | 0 | 0 | 0 | 0 | 0 | 0 | 0 | 0 | 0 | 0 | 0 | 0 | 0 | 0 | 0 | 0 | 0 | 0 | 0 | 0 | 0 | 0 | 0 | 12 | 1
NO |  | 135 | 2015 | 6 | 7 | 7 |  | Morton Sub - 7056 | Middletown Sub | 220 | 220 |  | 0 | 0 | 0 |  | 0 | 0 | 0 | 0 | 0 | 0 | 0 | 0 | 0 | 0 | 0 | 0 | 0 | 0 | 0 | 0 | 0 | 0 | 0 | 0 | 0 | 0 | 0 | 12 | 1
NO |  | 135 | 2015 | 6 | 8 | 8 |  | Heaton - 7057 | Woodbourne | 220 | 220 | TS | 1.88 | 0 | 1 | 1590 MCM ACSR | 0 | 0 | 0 | 0 | 0 | 0 | 0 | 0 | 0 | 0 | 0 | 0 | 0 | 0 | 0 | 0 | 0 | 0 | 0 | 0 | 0 | 0 | 0 | 12 | 1
NO |  | 135 | 2015 | 6 | 9 | 9 |  |  |  | 0 | 0 | WFS | 10.82 | 0 | 1 |  | 0 | 0 | 0 | 0 | 0 | 0 | 0 | 0 | 0 | 0 | 0 | 0 | 0 | 0 | 0 | 0 | 0 | 0 | 0 | 0 | 0 | 0 | 0 | 12 | 1
NO |  | 135 | 2015 | 6 | 10 | 10 |  | Concord Sub - 7059 | Clay Sub 220-01 | 220 | 220 | ST | 6.95 | 0 | 1 | 795 MCM ACSR | 0 | 0 | 0 | 0 | 0 | 0 | 0 | 0 | 0 | 0 | 0 | 0 | 0 | 0 | 0 | 0 | 0 | 0 | 0 | 0 | 0 | 0 | 0 | 12 | 1
NO |  | 135 | 2015 | 6 | 11 | 11 |  | Master Sub - 7404 | Callowhill Sub | 132 | 132 | U | 2.94 | 0 | 1 | 1500 MCMCUPTC | 0 | 0 | 0 | 0 | 0 | 0 | 0 | 0 | 0 | 0 | 0 | 0 | 0 | 0 | 0 | 0 | 0 | 0 | 0 | 0 | 0 | 0 | 0 | 12 | 1
NO |  | 135 | 2015 | 6 | 12 | 12 |  | Master Sub - 7406 | Callowhill Sub | 132 | 132 | U | 2.56 | 0 | 1 | 1500 MCMCUPTC | 0 | 0 | 0 | 0 | 0 | 0 | 0 | 0 | 0 | 0 | 0 | 0 | 0 | 0 | 0 | 0 | 0 | 0 | 0 | 0 | 0 | 0 | 0 | 12 | 1
NO |  | 135 | 2015 | 6 | 13 | 13 |  | Tuna Sub - 7408 | Callowhill Sub | 132 | 132 | U | 2.01 | 0 | 1 | 1500 MCMCUPTC | 0 | 0 | 0 | 0 | 0 | 0 | 0 | 0 | 0 | 0 | 0 | 0 | 0 | 0 | 0 | 0 | 0 | 0 | 0 | 0 | 0 | 0 | 0 | 12 | 1
NO |  | 135 | 2015 | 6 | 14 | 14 |  | Blue Grass Sub - 7418 | Holmesburg Sub | 132 | 132 | WFS | 2.7 | 0 | 1 | 795 MCM ACSR | 0 | 0 | 0 | 0 | 0 | 0 | 0 | 0 | 0 | 0 | 0 | 0 | 0 | 0 | 0 | 0 | 0 | 0 | 0 | 0 | 0 | 0 | 0 | 12 | 1
NO |  | 135 | 2015 | 6 | 15 | 15 |  |  |  | 0 | 0 | ST | 3.32 | 0 | 1 |  | 0 | 0 | 0 | 0 | 0 | 0 | 0 | 0 | 0 | 0 | 0 | 651350198 | 0 | 0 | 0 | 0 | 0 | 0 | 0 | 0 | 0 | 0 | 0 | 12 | 1
NO |  | 135 | 2015 | 6 | 16 | 16 |  | Byberry Sub - 7418 | Blue Grass Sub | 132 | 132 | WFS | 0.43 | 0 | 1 | 477 MCM ACSR | 0 | 0 | 0 | 0 | 0 | 0 | 0 | 0 | 0 | 0 | 0 | 0 | 0 | 0 | 0 | 0 | 0 | 0 | 0 | 0 | 0 | 0 | 0 | 12 | 1
NO |  | 135 | 2015 | 6 | 17 | 17 |  |  |  | 0 | 0 | WP | 0.29 | 0 | 1 | 795 MCM ACSR | 0 | 0 | 0 | 0 | 0 | 0 | 0 | 0 | 0 | 0 | 0 | 0 | 0 | 0 | 0 | 0 | 0 | 0 | 0 | 0 | 0 | 0 | 0 | 12 | 1
NO |  | 135 | 2015 | 6 | 18 | 18 |  |  |  | 0 | 0 | TS | 0.95 | 0 | 1 |  | 0 | 0 | 0 | 0 | 0 | 0 | 0 | 0 | 0 | 0 | 0 | 0 | 0 | 0 | 0 | 0 | 0 | 0 | 0 | 0 | 0 | 0 | 0 | 12 | 1
NO |  | 135 | 2015 | 6 | 19 | 19 |  |  |  | 0 | 0 | HFW | 0.05 | 0 | 1 |  | 0 | 0 | 0 | 0 | 0 | 0 | 0 | 0 | 0 | 0 | 0 | 0 | 0 | 0 | 0 | 0 | 0 | 0 | 0 | 0 | 0 | 0 | 0 | 12 | 1
NO |  | 135 | 2015 | 6 | 20 | 20 |  |  |  | 0 | 0 | ST | 7.14 | 0 | 1 |  | 0 | 0 | 0 | 0 | 0 | 0 | 0 | 0 | 0 | 0 | 0 | 0 | 0 | 0 | 0 | 0 | 0 | 0 | 0 | 0 | 0 | 0 | 0 | 12 | 1
NO |  | 135 | 2015 | 6 | 21 | 21 |  | Waneeta Sub - 7419 | Blue Grass Sub | 132 | 132 | WFS | 1.29 | 0 | 1 | 795 MCM ACSR | 0 | 0 | 0 | 0 | 0 | 0 | 0 | 0 | 0 | 0 | 0 | 0 | 0 | 0 | 0 | 0 | 0 | 0 | 0 | 0 | 0 | 0 | 0 | 12 | 1
NO |  | 135 | 2015 | 6 | 22 | 22 |  |  |  | 0 | 0 | WP | 0.34 | 0 | 1 | 477 MCM ACSR | 0 | 0 | 0 | 0 | 0 | 0 | 0 | 0 | 0 | 0 | 0 | 0 | 0 | 0 | 0 | 0 | 0 | 0 | 0 | 0 | 0 | 0 | 0 | 12 | 1
NO |  | 135 | 2015 | 6 | 23 | 23 |  |  |  | 0 | 0 | TS | 1.57 | 0 | 1 |  | 0 | 0 | 0 | 0 | 0 | 0 | 0 | 0 | 0 | 0 | 0 | 0 | 0 | 0 | 0 | 0 | 0 | 0 | 0 | 0 | 0 | 0 | 0 | 12 | 1
NO |  | 135 | 2015 | 6 | 24 | 24 |  |  |  | 0 | 0 | HFW | 0.05 | 0 | 1 |  | 0 | 0 | 0 | 0 | 0 | 0 | 0 | 0 | 0 | 0 | 0 | 0 | 0 | 0 | 0 | 0 | 0 | 0 | 0 | 0 | 0 | 0 | 0 | 12 | 1
NO |  | 135 | 2015 | 6 | 25 | 25 |  |  |  | 0 | 0 | U | 2.42 | 0 | 1 |  | 0 | 0 | 0 | 0 | 0 | 0 | 0 | 0 | 0 | 0 | 0 | 0 | 0 | 0 | 0 | 0 | 0 | 0 | 0 | 0 | 0 | 0 | 0 | 12 | 1
NO |  | 135 | 2015 | 6 | 26 | 26 |  | Emilie Sub - 7421 | PSE&G Co. | 132 | 132 | ST | 5.32 | 0 | 1 | 477 MCM ACSR | 0 | 0 | 0 | 0 | 0 | 0 | 0 | 0 | 0 | 0 | 0 | 0 | 0 | 0 | 0 | 0 | 0 | 0 | 0 | 0 | 0 | 0 | 0 | 12 | 1
NO |  | 135 | 2015 | 6 | 27 | 27 |  |  |  | 132 | 132 | TP | 0.19 | 0 | 1 | 477 MCM ACSR | 0 | 0 | 0 | 0 | 0 | 0 | 0 | 0 | 0 | 0 | 0 | 0 | 0 | 0 | 0 | 0 | 0 | 0 | 0 | 0 | 0 | 0 | 0 | 12 | 1
NO |  | 135 | 2015 | 6 | 28 | 28 |  |  | Trenton, NJ | 132 | 132 | ST | 5.54 | 0 | 1 | 795 MCM ACSR | 0 | 0 | 0 | 0 | 0 | 0 | 0 | 0 | 0 | 0 | 0 | 0 | 0 | 0 | 0 | 0 | 0 | 0 | 0 | 0 | 0 | 0 | 0 | 12 | 1
NO |  | 135 | 2015 | 6 | 29 | 29 |  |  |  | 132 | 132 | TP | 0.6 | 0 | 1 | 795 MCM ACSR | 0 | 0 | 0 | 0 | 0 | 0 | 0 | 0 | 0 | 0 | 0 | 0 | 0 | 0 | 0 | 0 | 0 | 0 | 0 | 0 | 0 | 0 | 0 | 12 | 1
NO |  | 135 | 2015 | 6 | 30 | 30 |  |  |  | 132 | 132 | ST | 5.13 | 0 | 1 | 1590 MCM ACSR | 0 | 0 | 0 | 0 | 0 | 0 | 0 | 0 | 0 | 0 | 0 | 0 | 0 | 0 | 0 | 0 | 0 | 0 | 0 | 0 | 0 | 0 | 0 | 12 | 1
NO |  | 135 | 2015 | 6 | 31 | 31 |  |  |  | 132 | 132 | U | 0.11 | 0 | 1 | 3158 MCM XLP CU | 0 | 0 | 0 | 0 | 0 | 0 | 0 | 0 | 0 | 0 | 0 | 0 | 0 | 0 | 0 | 0 | 0 | 0 | 0 | 0 | 0 | 0 | 0 | 12 | 1
NO |  | 135 | 2015 | 6 | 32 | 32 |  | Byberry Sub - 7422 | Emilie Sub | 132 | 132 | ST | 8.8 | 10 | 1 | 477 MCM ACSR | 0 | 0 | 0 | 0 | 0 | 0 | 0 | 0 | 0 | 0 | 0 | 651350199 | 0 | 0 | 0 | 0 | 0 | 0 | 0 | 0 | 0 | 0 | 0 | 12 | 1
NO |  | 135 | 2015 | 6 | 33 | 33 |  | Delaware Sub - 7426 | Waneeta Sub | 132 | 132 | U | 3.44 | 0 | 1 | 2000 MCMCUPTC | 0 | 0 | 0 | 0 | 0 | 0 | 0 | 0 | 0 | 0 | 0 | 0 | 0 | 0 | 0 | 0 | 0 | 0 | 0 | 0 | 0 | 0 | 0 | 12 | 1
NO |  | 135 | 2015 | 6 | 34 | 34 |  | Plymouth Meeting Sub - 7431 | Llanerch Sub | 132 | 132 | TS | 0.42 | 0 | 1 | 900 kcmil ACSS | 0 | 0 | 0 | 0 | 0 | 0 | 0 | 0 | 0 | 0 | 0 | 0 | 0 | 0 | 0 | 0 | 0 | 0 | 0 | 0 | 0 | 0 | 0 | 12 | 1
NO |  | 135 | 2015 | 6 | 35 | 35 |  |  |  | 0 | 0 | HFW | 1.17 | 0 | 1 | 477 MCM ACSR | 0 | 0 | 0 | 0 | 0 | 0 | 0 | 0 | 0 | 0 | 0 | 0 | 0 | 0 | 0 | 0 | 0 | 0 | 0 | 0 | 0 | 0 | 0 | 12 | 1
NO |  | 135 | 2015 | 7 | 1 | 1 |  |  |  | 0 | 0 | TS | 4.58 | 0 | 1 | 900 kcmil ACSS | 0 | 0 | 0 | 0 | 0 | 0 | 0 | 0 | 0 | 0 | 0 | 0 | 0 | 0 | 0 | 0 | 0 | 0 | 0 | 0 | 0 | 0 | 0 | 12 | 1
NO |  | 135 | 2015 | 7 | 2 | 2 |  |  |  | 0 | 0 | ST | 1.26 | 0 | 1 | 900 kcmil ACSS | 0 | 0 | 0 | 0 | 0 | 0 | 0 | 0 | 0 | 0 | 0 | 0 | 0 | 0 | 0 | 0 | 0 | 0 | 0 | 0 | 0 | 0 | 0 | 12 | 1
NO |  | 135 | 2015 | 7 | 3 | 3 |  |  |  | 0 | 0 | WFS | 1.95 | 0 | 1 | 477 MCM ACSR | 0 | 0 | 0 | 0 | 0 | 0 | 0 | 0 | 0 | 0 | 0 | 0 | 0 | 0 | 0 | 0 | 0 | 0 | 0 | 0 | 0 | 0 | 0 | 12 | 1
NO |  | 135 | 2015 | 7 | 4 | 4 |  |  |  | 0 | 0 | HFS | 0.22 | 0 | 1 | 477 MCM ACSR | 0 | 0 | 0 | 0 | 0 | 0 | 0 | 0 | 0 | 0 | 0 | 0 | 0 | 0 | 0 | 0 | 0 | 0 | 0 | 0 | 0 | 0 | 0 | 12 | 1
NO |  | 135 | 2015 | 7 | 5 | 5 |  |  |  | 0 | 0 | TS | 0.16 | 0 | 1 | 477 MCM ACSR | 0 | 0 | 0 | 0 | 0 | 0 | 0 | 0 | 0 | 0 | 0 | 0 | 0 | 0 | 0 | 0 | 0 | 0 | 0 | 0 | 0 | 0 | 0 | 12 | 1
NO |  | 135 | 2015 | 7 | 6 | 6 |  |  |  | 0 | 0 | TS | 0.21 | 0 | 1 | 795 MCM ACSR | 0 | 0 | 0 | 0 | 0 | 0 | 0 | 0 | 0 | 0 | 0 | 0 | 0 | 0 | 0 | 0 | 0 | 0 | 0 | 0 | 0 | 0 | 0 | 12 | 1
NO |  | 135 | 2015 | 7 | 7 | 7 |  |  |  | 0 | 0 | ST | 2.3 | 0 | 1 | 795 MCM ACSR | 0 | 0 | 0 | 0 | 0 | 0 | 0 | 0 | 0 | 0 | 0 | 0 | 0 | 0 | 0 | 0 | 0 | 0 | 0 | 0 | 0 | 0 | 0 | 12 | 1
NO |  | 135 | 2015 | 7 | 8 | 8 |  |  |  | 0 | 0 | TS | 1.08 | 0 | 1 | 795 MCM ACSR | 0 | 0 | 0 | 0 | 0 | 0 | 0 | 0 | 0 | 0 | 0 | 0 | 0 | 0 | 0 | 0 | 0 | 0 | 0 | 0 | 0 | 0 | 0 | 12 | 1
NO |  | 135 | 2015 | 7 | 9 | 9 |  |  |  | 0 | 0 | U | 1 | 0 | 1 | 200 MCMCUPTC | 0 | 0 | 0 | 0 | 0 | 0 | 0 | 0 | 0 | 0 | 0 | 0 | 0 | 0 | 0 | 0 | 0 | 0 | 0 | 0 | 0 | 0 | 0 | 12 | 1
NO |  | 135 | 2015 | 7 | 10 | 10 |  | North Wales Sub - 7432 | Buckingham Sub | 132 | 132 | TS | 0 | 0 | 0 | 795 MCM ACSR | 0 | 0 | 0 | 0 | 0 | 0 | 0 | 0 | 0 | 0 | 0 | 0 | 0 | 0 | 0 | 0 | 0 | 0 | 0 | 0 | 0 | 0 | 0 | 12 | 1
NO |  | 135 | 2015 | 7 | 11 | 11 |  |  |  | 0 | 0 | ST | 0 | 0 | 0 | 795 MCM ACSR | 0 | 0 | 0 | 0 | 0 | 0 | 0 | 0 | 0 | 0 | 0 | 0 | 0 | 0 | 0 | 0 | 0 | 0 | 0 | 0 | 0 | 0 | 0 | 12 | 1
NO |  | 135 | 2015 | 7 | 12 | 12 |  |  |  | 0 | 0 | HFS | 0 | 0 | 0 | 795 MCM ACSR | 0 | 0 | 0 | 0 | 0 | 0 | 0 | 0 | 0 | 0 | 0 | 0 | 0 | 0 | 0 | 0 | 0 | 0 | 0 | 0 | 0 | 0 | 0 | 12 | 1
NO |  | 135 | 2015 | 7 | 13 | 13 |  |  |  | 0 | 0 | HFW | 0 | 0 | 0 | 795 MCM ACSR | 0 | 0 | 0 | 0 | 0 | 0 | 0 | 0 | 0 | 0 | 0 | 0 | 0 | 0 | 0 | 0 | 0 | 0 | 0 | 0 | 0 | 0 | 0 | 12 | 1
NO |  | 135 | 2015 | 7 | 14 | 14 |  | Cromby Sub - 7433 | Perkiomen | 132 | 132 | ST | 15.29 | 0 | 1 | 795 MCM ACSR | 0 | 0 | 0 | 0 | 0 | 0 | 0 | 0 | 0 | 0 | 0 | 0 | 0 | 0 | 0 | 0 | 0 | 0 | 0 | 0 | 0 | 0 | 0 | 12 | 1
NO |  | 135 | 2015 | 7 | 15 | 15 |  |  |  | 0 | 0 | TS | 0.05 | 0.1 | 1 | 795 MCM ACSR | 0 | 0 | 0 | 0 | 0 | 0 | 0 | 0 | 0 | 0 | 0 | 651350200 | 0 | 0 | 0 | 0 | 0 | 0 | 0 | 0 | 0 | 0 | 0 | 12 | 1
NO |  | 135 | 2015 | 7 | 16 | 16 |  |  |  | 0 | 0 | AT | 0.68 | 0 | 1 |  | 0 | 0 | 0 | 0 | 0 | 0 | 0 | 0 | 0 | 0 | 0 | 0 | 0 | 0 | 0 | 0 | 0 | 0 | 0 | 0 | 0 | 0 | 0 | 12 | 1
NO |  | 135 | 2015 | 7 | 17 | 17 |  |  |  | 0 | 0 | HFW | 0.01 | 0 | 1 | 795 MCM ACSR | 0 | 0 | 0 | 0 | 0 | 0 | 0 | 0 | 0 | 0 | 0 | 0 | 0 | 0 | 0 | 0 | 0 | 0 | 0 | 0 | 0 | 0 | 0 | 12 | 1
NO |  | 135 | 2015 | 7 | 18 | 18 |  | Cromby Sub - 7434 | Heaton Sub | 132 | 220 | TS | 63 | 0 | 1 | 1590 MCM ACSR | 0 | 0 | 0 | 0 | 0 | 0 | 0 | 0 | 0 | 0 | 0 | 0 | 0 | 0 | 0 | 0 | 0 | 0 | 0 | 0 | 0 | 0 | 0 | 12 | 1
NO |  | 135 | 2015 | 7 | 19 | 19 |  |  |  | 0 | 0 |  | 3.63 | 0 | 1 |  | 0 | 0 | 0 | 0 | 0 | 0 | 0 | 0 | 0 | 0 | 0 | 651350201 | 0 | 0 | 0 | 0 | 0 | 0 | 0 | 0 | 0 | 0 | 0 | 12 | 1
NO |  | 135 | 2015 | 7 | 20 | 20 |  |  |  | 0 | 0 |  | 0.35 | 0 | 1 |  | 0 | 0 | 0 | 0 | 0 | 0 | 0 | 0 | 0 | 0 | 0 | 651350202 | 0 | 0 | 0 | 0 | 0 | 0 | 0 | 0 | 0 | 0 | 0 | 12 | 1
NO |  | 135 | 2015 | 7 | 21 | 21 |  | Bradford Sub - 7435 | Lukens Steel 130-52 | 132 | 132 | HFS | 4.8 | 0 | 1 | 795 MCM ACSR | 0 | 0 | 0 | 0 | 0 | 0 | 0 | 0 | 0 | 0 | 0 | 0 | 0 | 0 | 0 | 0 | 0 | 0 | 0 | 0 | 0 | 0 | 0 | 12 | 1
NO |  | 135 | 2015 | 7 | 22 | 22 |  |  |  | 0 | 0 | HFS | 5.07 | 0 | 1 |  | 0 | 0 | 0 | 0 | 0 | 0 | 0 | 0 | 0 | 0 | 0 | 0 | 0 | 0 | 0 | 0 | 0 | 0 | 0 | 0 | 0 | 0 | 0 | 12 | 1
NO |  | 135 | 2015 | 7 | 23 | 23 |  | Newlinville Sub - 7436 | Middletown Sub 130-54 | 132 | 220 | HFW | 0.63 | 0 | 1 | 795 MCM ACSR | 0 | 0 | 0 | 0 | 0 | 0 | 0 | 0 | 0 | 0 | 0 | 0 | 0 | 0 | 0 | 0 | 0 | 0 | 0 | 0 | 0 | 0 | 0 | 12 | 1
NO |  | 135 | 2015 | 7 | 24 | 24 |  | Plymouth Meeting Sub - 7437 | Lukens Steel 130-37 | 132 | 220 | HFS | 0.23 | 0 | 1 | 795 MCM ACSR | 0 | 0 | 0 | 0 | 0 | 0 | 0 | 0 | 0 | 0 | 0 | 0 | 0 | 0 | 0 | 0 | 0 | 0 | 0 | 0 | 0 | 0 | 0 | 12 | 1
NO |  | 135 | 2015 | 7 | 25 | 25 |  |  |  | 0 | 0 | ST | 0.31 | 0 | 1 | 795 MCM ACSR | 0 | 0 | 0 | 0 | 0 | 0 | 0 | 0 | 0 | 0 | 0 | 0 | 0 | 0 | 0 | 0 | 0 | 0 | 0 | 0 | 0 | 0 | 0 | 12 | 1
NO |  | 135 | 2015 | 7 | 26 | 26 |  | Eddystone Sub - 7440 | Chichester Sub | 132 | 132 | ST | 0.8 | 0 | 1 |  | 0 | 0 | 0 | 0 | 0 | 0 | 0 | 0 | 0 | 0 | 0 | 0 | 0 | 0 | 0 | 0 | 0 | 0 | 0 | 0 | 0 | 0 | 0 | 12 | 1
NO |  | 135 | 2015 | 7 | 27 | 27 |  |  |  | 0 | 0 | AT | 0.7 | 0 | 1 |  | 0 | 0 | 0 | 0 | 0 | 0 | 0 | 0 | 0 | 0 | 0 | 0 | 0 | 0 | 0 | 0 | 0 | 0 | 0 | 0 | 0 | 0 | 0 | 12 | 1
NO |  | 135 | 2015 | 7 | 28 | 28 |  |  |  | 0 | 0 | WFS | 0.18 | 0 | 1 |  | 0 | 0 | 0 | 0 | 0 | 0 | 0 | 0 | 0 | 0 | 0 | 0 | 0 | 0 | 0 | 0 | 0 | 0 | 0 | 0 | 0 | 0 | 0 | 12 | 1
NO |  | 135 | 2015 | 7 | 29 | 29 |  |  |  | 0 | 0 | TS | 0 | 4.42 | 1 | 795 MCM ACSR | 0 | 0 | 0 | 0 | 0 | 0 | 0 | 0 | 0 | 0 | 0 | 651350203 | 0 | 0 | 0 | 0 | 0 | 0 | 0 | 0 | 0 | 0 | 0 | 12 | 1
NO |  | 135 | 2015 | 7 | 30 | 30 |  |  |  | 0 | 0 | U | 0.38 | 0 | 1 | 1750 MCMALOFC | 0 | 0 | 0 | 0 | 0 | 0 | 0 | 0 | 0 | 0 | 0 | 0 | 0 | 0 | 0 | 0 | 0 | 0 | 0 | 0 | 0 | 0 | 0 | 12 | 1
NO |  | 135 | 2015 | 7 | 31 | 31 |  |  |  | 0 | 0 | U | 0.09 | 0 | 1 |  | 0 | 0 | 0 | 0 | 0 | 0 | 0 | 0 | 0 | 0 | 0 | 0 | 0 | 0 | 0 | 0 | 0 | 0 | 0 | 0 | 0 | 0 | 0 | 12 | 1
NO |  | 135 | 2015 | 7 | 32 | 32 |  | Eddystone Sub - 7441 | Woodlyn Sub | 132 | 132 | ST | 0.36 | 0 | 1 | 795 MCM ACSR | 0 | 0 | 0 | 0 | 0 | 0 | 0 | 0 | 0 | 0 | 0 | 0 | 0 | 0 | 0 | 0 | 0 | 0 | 0 | 0 | 0 | 0 | 0 | 12 | 1
NO |  | 135 | 2015 | 7 | 33 | 33 |  |  |  | 0 | 0 | ST | 0 | 0.03 | 1 |  | 0 | 0 | 0 | 0 | 0 | 0 | 0 | 0 | 0 | 0 | 0 | 651350204 | 0 | 0 | 0 | 0 | 0 | 0 | 0 | 0 | 0 | 0 | 0 | 12 | 1
NO |  | 135 | 2015 | 7 | 34 | 34 |  |  |  | 0 | 0 | TS | 0.21 | 0 | 1 | 795 MCM ACSR | 0 | 0 | 0 | 0 | 0 | 0 | 0 | 0 | 0 | 0 | 0 | 0 | 0 | 0 | 0 | 0 | 0 | 0 | 0 | 0 | 0 | 0 | 0 | 12 | 1
NO |  | 135 | 2015 | 7 | 35 | 35 |  |  |  | 0 | 0 | TS | 0 | 0.82 | 1 | 795 MCM ACSR | 0 | 0 | 0 | 0 | 0 | 0 | 0 | 0 | 0 | 0 | 0 | 651350205 | 0 | 0 | 0 | 0 | 0 | 0 | 0 | 0 | 0 | 0 | 0 | 12 | 1
NO |  | 135 | 2015 | 8 | 1 | 1 |  |  |  | 0 | 0 | U | 0.54 | 0 | 1 | 2000 MCMCUOTC | 0 | 0 | 0 | 0 | 0 | 0 | 0 | 0 | 0 | 0 | 0 | 0 | 0 | 0 | 0 | 0 | 0 | 0 | 0 | 0 | 0 | 0 | 0 | 12 | 1
NO |  | 135 | 2015 | 8 | 2 | 2 |  |  |  | 0 | 0 | U | 0.38 | 0 | 1 | 1750 MCMALOFC | 0 | 0 | 0 | 0 | 0 | 0 | 0 | 0 | 0 | 0 | 0 | 0 | 0 | 0 | 0 | 0 | 0 | 0 | 0 | 0 | 0 | 0 | 0 | 12 | 1
NO |  | 135 | 2015 | 8 | 3 | 3 |  | Eddystone Sub - 7442 | Llanerch Sub | 132 | 132 | HFS | 1.13 | 2.78 | 1 |  | 0 | 0 | 0 | 0 | 0 | 0 | 0 | 0 | 0 | 0 | 0 | 651350206 | 0 | 0 | 0 | 0 | 0 | 0 | 0 | 0 | 0 | 0 | 0 | 12 | 1
NO |  | 135 | 2015 | 8 | 4 | 4 |  |  |  | 0 | 0 | WFS | 3.64 | 0 | 1 | 795 MCM ACSR | 0 | 0 | 0 | 0 | 0 | 0 | 0 | 0 | 0 | 0 | 0 | 0 | 0 | 0 | 0 | 0 | 0 | 0 | 0 | 0 | 0 | 0 | 0 | 12 | 1
NO |  | 135 | 2015 | 8 | 5 | 5 |  |  |  | 0 | 0 | U | 4.15 | 0 | 1 | 2000 MCMCUPTC | 0 | 0 | 0 | 0 | 0 | 0 | 0 | 0 | 0 | 0 | 0 | 0 | 0 | 0 | 0 | 0 | 0 | 0 | 0 | 0 | 0 | 0 | 0 | 12 | 1
NO |  | 135 | 2015 | 8 | 6 | 6 |  |  |  | 0 | 0 | ST | 0.53 | 0 | 1 | 795 MCM ACSR | 0 | 0 | 0 | 0 | 0 | 0 | 0 | 0 | 0 | 0 | 0 | 0 | 0 | 0 | 0 | 0 | 0 | 0 | 0 | 0 | 0 | 0 | 0 | 12 | 1
NO |  | 135 | 2015 | 8 | 7 | 7 |  |  |  | 0 | 0 | TS | 0 | 5.46 | 1 |  | 0 | 0 | 0 | 0 | 0 | 0 | 0 | 0 | 0 | 0 | 0 | 651350207 | 0 | 0 | 0 | 0 | 0 | 0 | 0 | 0 | 0 | 0 | 0 | 12 | 1
NO |  | 135 | 2015 | 8 | 8 | 8 |  |  |  | 0 | 0 | U | 4.62 | 0 | 1 | 2000 MCMCUPTC | 0 | 0 | 0 | 0 | 0 | 0 | 0 | 0 | 0 | 0 | 0 | 0 | 0 | 0 | 0 | 0 | 0 | 0 | 0 | 0 | 0 | 0 | 0 | 12 | 1
NO |  | 135 | 2015 | 8 | 9 | 9 |  |  |  | 0 | 0 | HFS | 0.22 | 0 | 1 |  | 0 | 0 | 0 | 0 | 0 | 0 | 0 | 0 | 0 | 0 | 0 | 0 | 0 | 0 | 0 | 0 | 0 | 0 | 0 | 0 | 0 | 0 | 0 | 12 | 1
NO |  | 135 | 2015 | 8 | 10 | 10 |  | Eddystone 220 Sub - 7443 | Eddystone 132 Sub | 132 | 132 | WP | 0.06 | 0 | 1 | 1590 MCM ACSR | 0 | 0 | 0 | 0 | 0 | 0 | 0 | 0 | 0 | 0 | 0 | 0 | 0 | 0 | 0 | 0 | 0 | 0 | 0 | 0 | 0 | 0 | 0 | 12 | 1
NO |  | 135 | 2015 | 8 | 11 | 11 |  |  |  | 0 | 0 | TS | 0.01 | 0 | 1 |  | 0 | 0 | 0 | 0 | 0 | 0 | 0 | 0 | 0 | 0 | 0 | 0 | 0 | 0 | 0 | 0 | 0 | 0 | 0 | 0 | 0 | 0 | 0 | 12 | 1
NO |  | 135 | 2015 | 8 | 12 | 12 |  | Eddystone Sub 7445 | MasterSub | 132 | 132 | ST | 0 | 0.53 | 1 |  | 0 | 0 | 0 | 0 | 0 | 0 | 0 | 0 | 0 | 0 | 0 | 651350208 | 0 | 0 | 0 | 0 | 0 | 0 | 0 | 0 | 0 | 0 | 0 | 12 | 1
NO |  | 135 | 2015 | 8 | 13 | 13 |  |  |  | 0 | 0 | HFS | 0 | 0.22 | 1 | 795 MCM ACSR | 0 | 0 | 0 | 0 | 0 | 0 | 0 | 0 | 0 | 0 | 0 | 651350209 | 0 | 0 | 0 | 0 | 0 | 0 | 0 | 0 | 0 | 0 | 0 | 12 | 1
NO |  | 135 | 2015 | 8 | 14 | 14 |  |  |  | 0 | 0 | WFS | 0.11 | 0 | 1 |  | 0 | 0 | 0 | 0 | 0 | 0 | 0 | 0 | 0 | 0 | 0 | 0 | 0 | 0 | 0 | 0 | 0 | 0 | 0 | 0 | 0 | 0 | 0 | 12 | 1
NO |  | 135 | 2015 | 8 | 15 | 15 |  |  |  | 0 | 0 | HFS | 0 | 12.86 | 1 |  | 0 | 0 | 0 | 0 | 0 | 0 | 0 | 0 | 0 | 0 | 0 | 651350210 | 0 | 0 | 0 | 0 | 0 | 0 | 0 | 0 | 0 | 0 | 0 | 12 | 1
NO |  | 135 | 2015 | 8 | 16 | 16 |  | Plymouth Meeting Sub 7498 | Montco RR 130-34 | 132 | 132 | TS | 0.92 | 0 | 1 | 477 MCM ACSR | 0 | 0 | 0 | 0 | 0 | 0 | 0 | 0 | 0 | 0 | 0 | 0 | 0 | 0 | 0 | 0 | 0 | 0 | 0 | 0 | 0 | 0 | 0 | 12 | 1
NO |  | 135 | 2015 | 8 | 17 | 17 |  | Middletown Sub - 7001 | Newtown Square & Goshen & | 66 | 66 | WP | 8.7 | 0 | 1 | 556 MCM AAC | 0 | 0 | 0 | 0 | 0 | 0 | 0 | 0 | 0 | 0 | 0 | 0 | 0 | 0 | 0 | 0 | 0 | 0 | 0 | 0 | 0 | 0 | 0 | 12 | 1
NO |  | 135 | 2015 | 8 | 18 | 18 |  |  | Planebrook | 0 | 0 |  | 0 | 0 | 0 |  | 0 | 0 | 0 | 0 | 0 | 0 | 0 | 0 | 0 | 0 | 0 | 0 | 0 | 0 | 0 | 0 | 0 | 0 | 0 | 0 | 0 | 0 | 0 | 12 | 1
NO |  | 135 | 2015 | 8 | 19 | 19 |  | Planebrook Sub 7101 | Goshen Sub 6901 | 66 | 66 |  | 0 | 0 | 0 |  | 0 | 0 | 0 | 0 | 0 | 0 | 0 | 0 | 0 | 0 | 0 | 0 | 0 | 0 | 0 | 0 | 0 | 0 | 0 | 0 | 0 | 0 | 0 | 12 | 1
NO |  | 135 | 2015 | 8 | 20 | 20 |  |  |  | 66 | 66 |  | 0 | 0 | 0 |  | 0 | 0 | 0 | 0 | 0 | 0 | 0 | 0 | 0 | 0 | 0 | 0 | 0 | 0 | 0 | 0 | 0 | 0 | 0 | 0 | 0 | 0 | 0 | 12 | 1
NO |  | 135 | 2015 | 8 | 21 | 21 |  |  |  | 66 | 66 |  | 0 | 0 | 0 |  | 0 | 0 | 0 | 0 | 0 | 0 | 0 | 0 | 0 | 0 | 0 | 0 | 0 | 0 | 0 | 0 | 0 | 0 | 0 | 0 | 0 | 0 | 0 | 12 | 1
NO |  | 135 | 2015 | 8 | 22 | 22 |  | Goshen Sub 7102 | Middletown Sub 6902 | 66 | 66 |  | 0 | 0 | 0 |  | 0 | 0 | 0 | 0 | 0 | 0 | 0 | 0 | 0 | 0 | 0 | 0 | 0 | 0 | 0 | 0 | 0 | 0 | 0 | 0 | 0 | 0 | 0 | 12 | 1
NO |  | 135 | 2015 | 8 | 23 | 23 |  |  |  | 66 | 66 |  | 0 | 0 | 0 |  | 0 | 0 | 0 | 0 | 0 | 0 | 0 | 0 | 0 | 0 | 0 | 0 | 0 | 0 | 0 | 0 | 0 | 0 | 0 | 0 | 0 | 0 | 0 | 12 | 1
NO |  | 135 | 2015 | 8 | 24 | 24 |  |  |  | 66 | 66 |  | 0 | 0 | 0 |  | 0 | 0 | 0 | 0 | 0 | 0 | 0 | 0 | 0 | 0 | 0 | 0 | 0 | 0 | 0 | 0 | 0 | 0 | 0 | 0 | 0 | 0 | 0 | 12 | 1
NO |  | 135 | 2015 | 8 | 25 | 25 |  | Richmond Sub 7104 | Westmoreland Sub | 66 | 66 | U | 6.27 | 0 | 1 | 2000 MCM CU | 0 | 0 | 0 | 0 | 0 | 0 | 0 | 0 | 0 | 0 | 0 | 0 | 0 | 0 | 0 | 0 | 0 | 0 | 0 | 0 | 0 | 0 | 0 | 12 | 1
NO |  | 135 | 2015 | 8 | 26 | 26 |  |  |  | 66 | 66 | U | 6.61 | 0 | 1 | 1500 MCMCUPTC | 0 | 0 | 0 | 0 | 0 | 0 | 0 | 0 | 0 | 0 | 0 | 0 | 0 | 0 | 0 | 0 | 0 | 0 | 0 | 0 | 0 | 0 | 0 | 12 | 1
NO |  | 135 | 2015 | 8 | 27 | 27 |  | Richmond Sub 7106 | Byberry Sub | 66 | 66 | U | 3.83 | 0 | 1 | 1500 MCM CU | 0 | 0 | 0 | 0 | 0 | 0 | 0 | 0 | 0 | 0 | 0 | 0 | 0 | 0 | 0 | 0 | 0 | 0 | 0 | 0 | 0 | 0 | 0 | 12 | 1
NO |  | 135 | 2015 | 8 | 28 | 28 |  |  |  | 0 | 0 | ST | 0.21 | 6.06 | 1 | 477 MCM ACSR | 0 | 0 | 0 | 0 | 0 | 0 | 0 | 0 | 0 | 0 | 0 | 651350211 | 0 | 0 | 0 | 0 | 0 | 0 | 0 | 0 | 0 | 0 | 0 | 12 | 1
NO |  | 135 | 2015 | 8 | 29 | 29 |  |  |  | 0 | 0 |  | 0 | 3.32 | 1 | 500 MCM CU | 0 | 0 | 0 | 0 | 0 | 0 | 0 | 0 | 0 | 0 | 0 | 651350212 | 0 | 0 | 0 | 0 | 0 | 0 | 0 | 0 | 0 | 0 | 0 | 12 | 1
NO |  | 135 | 2015 | 8 | 30 | 30 |  |  |  | 0 | 0 | WFS | 0.18 | 0 | 1 |  | 0 | 0 | 0 | 0 | 0 | 0 | 0 | 0 | 0 | 0 | 0 | 0 | 0 | 0 | 0 | 0 | 0 | 0 | 0 | 0 | 0 | 0 | 0 | 12 | 1
NO |  | 135 | 2015 | 8 | 31 | 31 |  |  |  | 66 | 66 | WFS | 0 | 1.11 | 1 | #4/0 CU | 0 | 0 | 0 | 0 | 0 | 0 | 0 | 0 | 0 | 0 | 0 | 651350213 | 0 | 0 | 0 | 0 | 0 | 0 | 0 | 0 | 0 | 0 | 0 | 12 | 1
NO |  | 135 | 2015 | 8 | 32 | 32 |  | Richmond Sub - 7112 | Holmesburg Sub | 66 | 66 | HFS | 2.37 | 0 | 1 |  | 0 | 0 | 0 | 0 | 0 | 0 | 0 | 0 | 0 | 0 | 0 | 0 | 0 | 0 | 0 | 0 | 0 | 0 | 0 | 0 | 0 | 0 | 0 | 12 | 1
NO |  | 135 | 2015 | 8 | 33 | 33 |  |  |  | 0 | 0 | HFS | 0.04 | 0 | 1 | 336 MCM ACSR | 0 | 0 | 0 | 0 | 0 | 0 | 0 | 0 | 0 | 0 | 0 | 0 | 0 | 0 | 0 | 0 | 0 | 0 | 0 | 0 | 0 | 0 | 0 | 12 | 1
NO |  | 135 | 2015 | 8 | 34 | 34 |  |  |  | 0 | 0 | WFS | 0.29 | 0 | 1 |  | 0 | 0 | 0 | 0 | 0 | 0 | 0 | 0 | 0 | 0 | 0 | 0 | 0 | 0 | 0 | 0 | 0 | 0 | 0 | 0 | 0 | 0 | 0 | 12 | 1
NO |  | 135 | 2015 | 8 | 35 | 35 |  |  |  | 0 | 0 | U | 1.29 | 0 | 1 | 1100 MCMCUOFC | 0 | 0 | 0 | 0 | 0 | 0 | 0 | 0 | 0 | 0 | 0 | 0 | 0 | 0 | 0 | 0 | 0 | 0 | 0 | 0 | 0 | 0 | 0 | 12 | 1
NO |  | 135 | 2015 | 9 | 1 | 1 |  |  |  | 0 | 0 |  | 0.28 | 0 | 1 |  | 0 | 0 | 0 | 0 | 0 | 0 | 0 | 0 | 0 | 0 | 0 | 0 | 0 | 0 | 0 | 0 | 0 | 0 | 0 | 0 | 0 | 0 | 0 | 12 | 1
NO |  | 135 | 2015 | 9 | 2 | 2 |  |  |  | 220 | 220 | HFS | 1.49 | 5.27 | 1 | 795 MCM ACSR | 0 | 0 | 0 | 0 | 0 | 0 | 0 | 0 | 0 | 0 | 0 | 651350214 | 0 | 0 | 0 | 0 | 0 | 0 | 0 | 0 | 0 | 0 | 0 | 12 | 1
NO |  | 135 | 2015 | 9 | 3 | 3 |  |  |  | 0 | 0 | WFS | 0.18 | 0 | 1 |  | 0 | 0 | 0 | 0 | 0 | 0 | 0 | 0 | 0 | 0 | 0 | 651350215 | 0 | 0 | 0 | 0 | 0 | 0 | 0 | 0 | 0 | 0 | 0 | 12 | 1
NO |  | 135 | 2015 | 9 | 4 | 4 |  |  |  | 0 | 0 | TS | 0.27 | 0 | 1 | 795 MCM ACSR | 0 | 0 | 0 | 0 | 0 | 0 | 0 | 0 | 0 | 0 | 0 | 0 | 0 | 0 | 0 | 0 | 0 | 0 | 0 | 0 | 0 | 0 | 0 | 12 | 1
NO |  | 135 | 2015 | 9 | 5 | 5 |  | Westmoreland Sub - 7115 | Master Sub | 66 | 66 | U | 0.64 | 0 | 1 | 1500 MCMCUPTC | 0 | 0 | 0 | 0 | 0 | 0 | 0 | 0 | 0 | 0 | 0 | 0 | 0 | 0 | 0 | 0 | 0 | 0 | 0 | 0 | 0 | 0 | 0 | 12 | 1
NO |  | 135 | 2015 | 9 | 6 | 6 |  |  |  | 0 | 0 | U | 2.56 | 0 | 1 | 2000 MCMCUPTC | 0 | 0 | 0 | 0 | 0 | 0 | 0 | 0 | 0 | 0 | 0 | 0 | 0 | 0 | 0 | 0 | 0 | 0 | 0 | 0 | 0 | 0 | 0 | 12 | 1
NO |  | 135 | 2015 | 9 | 7 | 7 |  |  |  | 0 | 0 | U | 2.08 | 0 | 1 | 750 MCMCUPTC | 0 | 0 | 0 | 0 | 0 | 0 | 0 | 0 | 0 | 0 | 0 | 0 | 0 | 0 | 0 | 0 | 0 | 0 | 0 | 0 | 0 | 0 | 0 | 12 | 1
NO |  | 135 | 2015 | 9 | 8 | 8 |  |  |  | 0 | 0 | U | 2.08 | 0 | 1 | 750 MCMCUPTC | 0 | 0 | 0 | 0 | 0 | 0 | 0 | 0 | 0 | 0 | 0 | 0 | 0 | 0 | 0 | 0 | 0 | 0 | 0 | 0 | 0 | 0 | 0 | 12 | 1
NO |  | 135 | 2015 | 9 | 9 | 9 |  | Schuykill Sub - 7121 | Penn Sub 6621 | 66 | 66 | U | 1.23 | 0 | 1 | 200 MDMCUPTC | 0 | 0 | 0 | 0 | 0 | 0 | 0 | 0 | 0 | 0 | 0 | 0 | 0 | 0 | 0 | 0 | 0 | 0 | 0 | 0 | 0 | 0 | 0 | 12 | 1
NO |  | 135 | 2015 | 9 | 10 | 10 |  | Schuykill Sub - 7122 | Master Sub | 66 | 66 | U | 2.47 | 0 | 1 | 1500MCMCUPTC | 0 | 0 | 0 | 0 | 0 | 0 | 0 | 0 | 0 | 0 | 0 | 0 | 0 | 0 | 0 | 0 | 0 | 0 | 0 | 0 | 0 | 0 | 0 | 12 | 1
NO |  | 135 | 2015 | 9 | 11 | 11 |  |  |  | 0 | 0 | U | 1.62 | 0 | 1 | 2000 MCMCUPTC | 0 | 0 | 0 | 0 | 0 | 0 | 0 | 0 | 0 | 0 | 0 | 0 | 0 | 0 | 0 | 0 | 0 | 0 | 0 | 0 | 0 | 0 | 0 | 12 | 1
NO |  | 135 | 2015 | 9 | 12 | 12 |  | Schuykill Sub - 7123 | Llanerch Sub | 66 | 66 | HFS | 0.32 | 3.15 | 1 |  | 0 | 0 | 0 | 0 | 0 | 0 | 0 | 0 | 0 | 0 | 0 | 651350216 | 0 | 0 | 0 | 0 | 0 | 0 | 0 | 0 | 0 | 0 | 0 | 12 | 1
NO |  | 135 | 2015 | 9 | 13 | 13 |  |  |  | 0 | 0 | WFS | 1.46 | 0 | 1 |  | 0 | 0 | 0 | 0 | 0 | 0 | 0 | 0 | 0 | 0 | 0 | 0 | 0 | 0 | 0 | 0 | 0 | 0 | 0 | 0 | 0 | 0 | 0 | 12 | 1
NO |  | 135 | 2015 | 9 | 14 | 14 |  |  |  | 0 | 0 | HFS | 0 | 0.18 | 1 | 795 MCM ACSR | 0 | 0 | 0 | 0 | 0 | 0 | 0 | 0 | 0 | 0 | 0 | 651350217 | 0 | 0 | 0 | 0 | 0 | 0 | 0 | 0 | 0 | 0 | 0 | 12 | 1
NO |  | 135 | 2015 | 9 | 15 | 15 |  |  |  | 0 | 0 | ST | 0.03 | 0 | 1 |  | 0 | 0 | 0 | 0 | 0 | 0 | 0 | 0 | 0 | 0 | 0 | 0 | 0 | 0 | 0 | 0 | 0 | 0 | 0 | 0 | 0 | 0 | 0 | 12 | 1
NO |  | 135 | 2015 | 9 | 16 | 16 |  |  |  | 66 | 66 | U | 0.14 | 0 | 1 | 200 MCMCUPL | 0 | 0 | 0 | 0 | 0 | 0 | 0 | 0 | 0 | 0 | 0 | 0 | 0 | 0 | 0 | 0 | 0 | 0 | 0 | 0 | 0 | 0 | 0 | 12 | 1
NO |  | 135 | 2015 | 9 | 17 | 17 |  |  |  | 0 | 0 | HFS | 0 | 0.78 | 1 | 795 MCM ACSR | 0 | 0 | 0 | 0 | 0 | 0 | 0 | 0 | 0 | 0 | 0 | 651350218 | 0 | 0 | 0 | 0 | 0 | 0 | 0 | 0 | 0 | 0 | 0 | 12 | 1
NO |  | 135 | 2015 | 9 | 18 | 18 |  | Schuykill Sub - 7124 | Island Road Sub | 66 | 66 | ST | 3.89 | 0 | 1 | #2/0 CU | 0 | 0 | 0 | 0 | 0 | 0 | 0 | 0 | 0 | 0 | 0 | 0 | 0 | 0 | 0 | 0 | 0 | 0 | 0 | 0 | 0 | 0 | 0 | 12 | 1
NO |  | 135 | 2015 | 9 | 19 | 19 |  |  |  | 0 | 0 | U | 0.65 | 0 | 1 | 700 MCMCUPTC | 0 | 0 | 0 | 0 | 0 | 0 | 0 | 0 | 0 | 0 | 0 | 0 | 0 | 0 | 0 | 0 | 0 | 0 | 0 | 0 | 0 | 0 | 0 | 12 | 1
NO |  | 135 | 2015 | 9 | 20 | 20 |  |  |  | 0 | 0 | U | 0.02 | 0 | 1 | 1000 MCMALSD | 0 | 0 | 0 | 0 | 0 | 0 | 0 | 0 | 0 | 0 | 0 | 0 | 0 | 0 | 0 | 0 | 0 | 0 | 0 | 0 | 0 | 0 | 0 | 12 | 1
NO |  | 135 | 2015 | 9 | 21 | 21 |  |  |  | 0 | 0 | U | 0.65 | 0 | 1 | 700 MCMCUPTC | 0 | 0 | 0 | 0 | 0 | 0 | 0 | 0 | 0 | 0 | 0 | 0 | 0 | 0 | 0 | 0 | 0 | 0 | 0 | 0 | 0 | 0 | 0 | 12 | 1
NO |  | 135 | 2015 | 9 | 22 | 22 |  |  |  | 0 | 0 | WFS | 1.34 | 0 | 1 |  | 0 | 0 | 0 | 0 | 0 | 0 | 0 | 0 | 0 | 0 | 0 | 0 | 0 | 0 | 0 | 0 | 0 | 0 | 0 | 0 | 0 | 0 | 0 | 12 | 1
NO |  | 135 | 2015 | 9 | 23 | 23 |  | Upper Darby Sub - 7125 | Llanerch Sub 6657 | 66 | 66 | WFS | 2.12 | 0 | 2 | 795 ACSR | 0 | 0 | 0 | 0 | 0 | 0 | 0 | 0 | 0 | 0 | 0 | 0 | 0 | 0 | 0 | 0 | 0 | 0 | 0 | 0 | 0 | 0 | 0 | 12 | 1
NO |  | 135 | 2015 | 9 | 24 | 24 |  |  |  | 0 | 0 | U | 0.14 | 0 | 1 |  | 0 | 0 | 0 | 0 | 0 | 0 | 0 | 0 | 0 | 0 | 0 | 0 | 0 | 0 | 0 | 0 | 0 | 0 | 0 | 0 | 0 | 0 | 0 | 12 | 1
NO |  | 135 | 2015 | 9 | 25 | 25 |  | Westmoreland Sub - 7126 | Schuykill Sub | 66 | 66 | U | 0 | 0 | 0 |  | 0 | 0 | 0 | 0 | 0 | 0 | 0 | 0 | 0 | 0 | 0 | 0 | 0 | 0 | 0 | 0 | 0 | 0 | 0 | 0 | 0 | 0 | 0 | 12 | 1
NO |  | 135 | 2015 | 9 | 26 | 26 |  | Schuykill Sub - 7127 | Lombard Sub 6627 | 66 | 66 | U | 1.9 | 0 | 1 | 1000 MCM CU | 0 | 0 | 0 | 0 | 0 | 0 | 0 | 0 | 0 | 0 | 0 | 0 | 0 | 0 | 0 | 0 | 0 | 0 | 0 | 0 | 0 | 0 | 0 | 12 | 1
NO |  | 135 | 2015 | 9 | 27 | 27 |  | Schuykill Sub - 7128 | Penn Sub 6628 | 66 | 66 | U | 1.25 | 0 | 1 | 1500 MCM CU | 0 | 0 | 0 | 0 | 0 | 0 | 0 | 0 | 0 | 0 | 0 | 0 | 0 | 0 | 0 | 0 | 0 | 0 | 0 | 0 | 0 | 0 | 0 | 12 | 1
NO |  | 135 | 2015 | 9 | 28 | 28 |  |  |  | 0 | 0 | U | 0 | 0 | 0 |  | 0 | 0 | 0 | 0 | 0 | 0 | 0 | 0 | 0 | 0 | 0 | 0 | 0 | 0 | 0 | 0 | 0 | 0 | 0 | 0 | 0 | 0 | 0 | 12 | 1
NO |  | 135 | 2015 | 9 | 29 | 29 |  |  |  | 0 | 0 | U | 0 | 0 | 0 |  | 0 | 0 | 0 | 0 | 0 | 0 | 0 | 0 | 0 | 0 | 0 | 0 | 0 | 0 | 0 | 0 | 0 | 0 | 0 | 0 | 0 | 0 | 0 | 12 | 1
NO |  | 135 | 2015 | 9 | 30 | 30 |  | Southwark Sub - 7130 | Schuykill Sub | 66 | 66 | U | 1.9 | 0 | 1 | 1500 MCMCUOFC | 0 | 0 | 0 | 0 | 0 | 0 | 0 | 0 | 0 | 0 | 0 | 0 | 0 | 0 | 0 | 0 | 0 | 0 | 0 | 0 | 0 | 0 | 0 | 12 | 1
NO |  | 135 | 2015 | 9 | 31 | 31 |  |  |  | 0 | 0 | U | 3.45 | 0 | 1 | 1500 MCMCUOFC | 0 | 0 | 0 | 0 | 0 | 0 | 0 | 0 | 0 | 0 | 0 | 0 | 0 | 0 | 0 | 0 | 0 | 0 | 0 | 0 | 0 | 0 | 0 | 12 | 1
NO |  | 135 | 2015 | 9 | 32 | 32 |  |  |  | 0 | 0 | U | 1.68 | 0 | 1 | 1500 MCMCUOFC | 0 | 0 | 0 | 0 | 0 | 0 | 0 | 0 | 0 | 0 | 0 | 0 | 0 | 0 | 0 | 0 | 0 | 0 | 0 | 0 | 0 | 0 | 0 | 12 | 1
NO |  | 135 | 2015 | 9 | 33 | 33 |  |  |  | 0 | 0 | U | 3.14 | 0 | 1 | 1500 MCMCUOFC | 0 | 0 | 0 | 0 | 0 | 0 | 0 | 0 | 0 | 0 | 0 | 0 | 0 | 0 | 0 | 0 | 0 | 0 | 0 | 0 | 0 | 0 | 0 | 12 | 1
NO |  | 135 | 2015 | 9 | 34 | 34 |  | Southwark Sub - 7131 | Island Road Sub | 66 | 66 | U | 4.4 | 0 | 1 | 1500 MCMCUOFC | 0 | 0 | 0 | 0 | 0 | 0 | 0 | 0 | 0 | 0 | 0 | 0 | 0 | 0 | 0 | 0 | 0 | 0 | 0 | 0 | 0 | 0 | 0 | 12 | 1
NO |  | 135 | 2015 | 9 | 35 | 35 |  |  |  | 0 | 0 | U | 2.58 | 0 | 1 | 1500 MCMCUOFC | 0 | 0 | 0 | 0 | 0 | 0 | 0 | 0 | 0 | 0 | 0 | 0 | 0 | 0 | 0 | 0 | 0 | 0 | 0 | 0 | 0 | 0 | 0 | 12 | 1
NO |  | 135 | 2015 | 10 | 1 | 1 |  | Southwark Sub - 7132 | Delaware Sub | 66 | 66 | U | 4.12 | 0 | 1 | 1500 MCMCUPTC | 0 | 0 | 0 | 0 | 0 | 0 | 0 | 0 | 0 | 0 | 0 | 0 | 0 | 0 | 0 | 0 | 0 | 0 | 0 | 0 | 0 | 0 | 0 | 12 | 1
NO |  | 135 | 2015 | 10 | 2 | 2 |  | Delaware Sub - 7134 | North Phila Sub | 66 | 66 | U | 3.64 | 0 | 1 | 1500 MCMCUPTC | 0 | 0 | 0 | 0 | 0 | 0 | 0 | 0 | 0 | 0 | 0 | 0 | 0 | 0 | 0 | 0 | 0 | 0 | 0 | 0 | 0 | 0 | 0 | 12 | 1
NO |  | 135 | 2015 | 10 | 3 | 3 |  | North Phila Sub - 7135 | Westmoreland Sub | 66 | 66 | U | 1.61 | 0 | 1 | 1500 MCMCUPTC | 0 | 0 | 0 | 0 | 0 | 0 | 0 | 0 | 0 | 0 | 0 | 0 | 0 | 0 | 0 | 0 | 0 | 0 | 0 | 0 | 0 | 0 | 0 | 12 | 1
NO |  | 135 | 2015 | 10 | 4 | 4 |  | Eddystone Sub 7141 | Chester Sub | 66 | 66 | TS | 2.93 | 0 | 1 | 795 MCM ACSR | 0 | 0 | 0 | 0 | 0 | 0 | 0 | 0 | 0 | 0 | 0 | 0 | 0 | 0 | 0 | 0 | 0 | 0 | 0 | 0 | 0 | 0 | 0 | 12 | 1
NO |  | 135 | 2015 | 10 | 5 | 5 |  |  |  | 0 | 0 | AT | 0.02 | 0 | 1 | 795 MCM ACSR | 0 | 0 | 0 | 0 | 0 | 0 | 0 | 0 | 0 | 0 | 0 | 0 | 0 | 0 | 0 | 0 | 0 | 0 | 0 | 0 | 0 | 0 | 0 | 12 | 1
NO |  | 135 | 2015 | 10 | 6 | 6 |  |  |  | 0 | 0 | U | 0.89 | 0 | 1 | 1500 MCMCUPTC | 0 | 0 | 0 | 0 | 0 | 0 | 0 | 0 | 0 | 0 | 0 | 0 | 0 | 0 | 0 | 0 | 0 | 0 | 0 | 0 | 0 | 0 | 0 | 12 | 1
NO |  | 135 | 2015 | 10 | 7 | 7 |  |  |  | 0 | 0 | U | 0.11 | 0 | 1 | 1250 MCM ALSD | 0 | 0 | 0 | 0 | 0 | 0 | 0 | 0 | 0 | 0 | 0 | 0 | 0 | 0 | 0 | 0 | 0 | 0 | 0 | 0 | 0 | 0 | 0 | 12 | 1
NO |  | 135 | 2015 | 10 | 8 | 8 |  |  |  | 0 | 0 | WFS | 0.04 | 0 | 1 | 795 MCM ACSR | 0 | 0 | 0 | 0 | 0 | 0 | 0 | 0 | 0 | 0 | 0 | 0 | 0 | 0 | 0 | 0 | 0 | 0 | 0 | 0 | 0 | 0 | 0 | 12 | 1
NO |  | 135 | 2015 | 10 | 9 | 9 |  | Woodlyn Sub - 7142 | Upper Darby Sub | 66 | 66 | U | 0 | 0 | 1 | 500 MCMCUOFC | 0 | 0 | 0 | 0 | 0 | 0 | 0 | 0 | 0 | 0 | 0 | 0 | 0 | 0 | 0 | 0 | 0 | 0 | 0 | 0 | 0 | 0 | 0 | 12 | 1
NO |  | 135 | 2015 | 10 | 10 | 10 |  |  |  | 0 | 0 | U | 0 | 0 | 0 | 1100 MCMCUOFC | 0 | 0 | 0 | 0 | 0 | 0 | 0 | 0 | 0 | 0 | 0 | 0 | 0 | 0 | 0 | 0 | 0 | 0 | 0 | 0 | 0 | 0 | 0 | 12 | 1
NO |  | 135 | 2015 | 10 | 11 | 11 |  | Goshen - Middle 7143 | Newtown Sub | 0 | 0 | U | 0 | 0 | 0 | 1500 MCMCUOFC | 0 | 0 | 0 | 0 | 0 | 0 | 0 | 0 | 0 | 0 | 0 | 0 | 0 | 0 | 0 | 0 | 0 | 0 | 0 | 0 | 0 | 0 | 0 | 12 | 1
NO |  | 135 | 2015 | 10 | 12 | 12 |  | Chester Sub - 7144 | Chichester Sub | 66 | 66 | TS | 0.7 | 0 | 1 | 795 MCM ACSR | 0 | 0 | 0 | 0 | 0 | 0 | 0 | 0 | 0 | 0 | 0 | 0 | 0 | 0 | 0 | 0 | 0 | 0 | 0 | 0 | 0 | 0 | 0 | 12 | 1
NO |  | 135 | 2015 | 10 | 13 | 13 |  |  |  | 0 | 0 | ST | 0.36 | 0 | 1 | 795 MCM ACSR | 0 | 0 | 0 | 0 | 0 | 0 | 0 | 0 | 0 | 0 | 0 | 0 | 0 | 0 | 0 | 0 | 0 | 0 | 0 | 0 | 0 | 0 | 0 | 12 | 1
NO |  | 135 | 2015 | 10 | 14 | 14 |  |  |  | 0 | 0 | AT | 0 | 1.24 | 1 | 795 ACSR | 0 | 0 | 0 | 0 | 0 | 0 | 0 | 0 | 0 | 0 | 0 | 651350219 | 0 | 0 | 0 | 0 | 0 | 0 | 0 | 0 | 0 | 0 | 0 | 12 | 1
NO |  | 135 | 2015 | 10 | 15 | 15 |  |  |  | 0 | 0 | U | 0.35 | 0 | 1 | 1500 MCMCUPTC | 0 | 0 | 0 | 0 | 0 | 0 | 0 | 0 | 0 | 0 | 0 | 0 | 0 | 0 | 0 | 0 | 0 | 0 | 0 | 0 | 0 | 0 | 0 | 12 | 1
NO |  | 135 | 2015 | 10 | 16 | 16 |  |  |  | 0 | 0 | U | 2.78 | 0 | 1 | 1500 MCMCUPTC | 0 | 0 | 0 | 0 | 0 | 0 | 0 | 0 | 0 | 0 | 0 | 0 | 0 | 0 | 0 | 0 | 0 | 0 | 0 | 0 | 0 | 0 | 0 | 12 | 1
NO |  | 135 | 2015 | 10 | 17 | 17 |  |  |  | 0 | 0 | WP | 0.08 | 0 | 1 | 795 MCM ACSR | 0 | 0 | 0 | 0 | 0 | 0 | 0 | 0 | 0 | 0 | 0 | 0 | 0 | 0 | 0 | 0 | 0 | 0 | 0 | 0 | 0 | 0 | 0 | 12 | 1
NO |  | 135 | 2015 | 10 | 18 | 18 |  |  |  | 0 | 0 | WP | 0.23 | 0 | 0 | 477 KCMD ACSR | 0 | 0 | 0 | 0 | 0 | 0 | 0 | 0 | 0 | 0 | 0 | 0 | 0 | 0 | 0 | 0 | 0 | 0 | 0 | 0 | 0 | 0 | 0 | 12 | 1
NO |  | 135 | 2015 | 10 | 19 | 19 |  |  |  | 0 | 0 | SP | 0.77 | 0 | 0 | 447 KCMD ACSR | 0 | 0 | 0 | 0 | 0 | 0 | 0 | 0 | 0 | 0 | 0 | 0 | 0 | 0 | 0 | 0 | 0 | 0 | 0 | 0 | 0 | 0 | 0 | 12 | 1
NO |  | 135 | 2015 | 10 | 20 | 20 |  | Chichester Sub - 7145 | Delaware Power & Light | 66 | 66 | U | 0.3 | 0 | 1 | 1500 KCMIL CU OFC | 0 | 0 | 0 | 0 | 0 | 0 | 0 | 0 | 0 | 0 | 0 | 0 | 0 | 0 | 0 | 0 | 0 | 0 | 0 | 0 | 0 | 0 | 0 | 12 | 1
NO |  | 135 | 2015 | 10 | 21 | 21 |  |  |  | 0 | 0 | ST | 0.8 | 0 | 1 | 395.5 KCMIL ACSR | 0 | 0 | 0 | 0 | 0 | 0 | 0 | 0 | 0 | 0 | 0 | 0 | 0 | 0 | 0 | 0 | 0 | 0 | 0 | 0 | 0 | 0 | 0 | 12 | 1
NO |  | 135 | 2015 | 10 | 22 | 22 |  |  |  | 0 | 0 | WP | 1.25 | 0 | 1 | 556 KCMIL AAC | 0 | 0 | 0 | 0 | 0 | 0 | 0 | 0 | 0 | 0 | 0 | 0 | 0 | 0 | 0 | 0 | 0 | 0 | 0 | 0 | 0 | 0 | 0 | 12 | 1
NO |  | 135 | 2015 | 10 | 23 | 23 |  |  |  | 0 | 0 | ST | 0.57 | 0 | 1 | 477 KCMIL ACSR | 0 | 0 | 0 | 0 | 0 | 0 | 0 | 0 | 0 | 0 | 0 | 0 | 0 | 0 | 0 | 0 | 0 | 0 | 0 | 0 | 0 | 0 | 0 | 12 | 1
NO |  | 135 | 2015 | 10 | 24 | 24 |  | Chester Sub - 7147 | Woodlyn Sub | 66 | 66 | U | 0 | 0 | 0 |  | 0 | 0 | 0 | 0 | 0 | 0 | 0 | 0 | 0 | 0 | 0 | 0 | 0 | 0 | 0 | 0 | 0 | 0 | 0 | 0 | 0 | 0 | 0 | 12 | 1
NO |  | 135 | 2015 | 10 | 25 | 25 |  | Island Rd Sub - 7148 | Eddystone Sub | 0 | 0 |  | 0 | 0 | 0 |  | 0 | 0 | 0 | 0 | 0 | 0 | 0 | 0 | 0 | 0 | 0 | 0 | 0 | 0 | 0 | 0 | 0 | 0 | 0 | 0 | 0 | 0 | 0 | 12 | 1
NO |  | 135 | 2015 | 10 | 26 | 26 |  | Eddystone Sub - 7149 | Tinicum Prop -6649 | 66 | 66 | TS | 0.43 | 0 | 2 | 4/0 ACSR | 0 | 0 | 0 | 0 | 0 | 0 | 0 | 0 | 0 | 0 | 0 | 0 | 0 | 0 | 0 | 0 | 0 | 0 | 0 | 0 | 0 | 0 | 0 | 12 | 1
NO |  | 135 | 2015 | 10 | 27 | 27 |  |  |  | 0 | 0 | WP | 1.2 | 0 | 2 | 4/0 ACSR | 0 | 0 | 0 | 0 | 0 | 0 | 0 | 0 | 0 | 0 | 0 | 0 | 0 | 0 | 0 | 0 | 0 | 0 | 0 | 0 | 0 | 0 | 0 | 12 | 1
NO |  | 135 | 2015 | 10 | 28 | 28 |  |  |  | 0 | 0 | ST | 0.57 | 0 | 2 | 2/0 CU | 0 | 0 | 0 | 0 | 0 | 0 | 0 | 0 | 0 | 0 | 0 | 0 | 0 | 0 | 0 | 0 | 0 | 0 | 0 | 0 | 0 | 0 | 0 | 12 | 1
NO |  | 135 | 2015 | 10 | 29 | 29 |  |  |  | 0 | 0 | WFS | 0.31 | 0 | 2 | 2/0 CU | 0 | 0 | 0 | 0 | 0 | 0 | 0 | 0 | 0 | 0 | 0 | 0 | 0 | 0 | 0 | 0 | 0 | 0 | 0 | 0 | 0 | 0 | 0 | 12 | 1
NO |  | 135 | 2015 | 10 | 30 | 30 |  | Eddystone Sub - 7158 | Tinicum Prop 6658 | 66 | 66 | TS | 1.38 | 0 | 1 | 795 ACSR | 0 | 0 | 0 | 0 | 0 | 0 | 0 | 0 | 0 | 0 | 0 | 0 | 0 | 0 | 0 | 0 | 0 | 0 | 0 | 0 | 0 | 0 | 0 | 12 | 1
NO |  | 135 | 2015 | 10 | 31 | 31 |  |  |  | 0 | 0 | TS | 0.43 | 0 | 2 | 4/0 ACSR | 0 | 0 | 0 | 0 | 0 | 0 | 0 | 0 | 0 | 0 | 0 | 0 | 0 | 0 | 0 | 0 | 0 | 0 | 0 | 0 | 0 | 0 | 0 | 12 | 1
NO |  | 135 | 2015 | 10 | 32 | 32 |  |  |  | 0 | 0 | WP | 1.2 | 0 | 2 | 4/0 ACSR | 0 | 0 | 0 | 0 | 0 | 0 | 0 | 0 | 0 | 0 | 0 | 0 | 0 | 0 | 0 | 0 | 0 | 0 | 0 | 0 | 0 | 0 | 0 | 12 | 1
NO |  | 135 | 2015 | 10 | 33 | 33 |  |  |  | 0 | 0 | ST | 0.56 | 0 | 2 | 2/0 CU | 0 | 0 | 0 | 0 | 0 | 0 | 0 | 0 | 0 | 0 | 0 | 0 | 0 | 0 | 0 | 0 | 0 | 0 | 0 | 0 | 0 | 0 | 0 | 12 | 1
NO |  | 135 | 2015 | 10 | 34 | 34 |  |  |  | 0 | 0 | WFS | 0.31 | 0 | 2 | 2/0 CU | 0 | 0 | 0 | 0 | 0 | 0 | 0 | 0 | 0 | 0 | 0 | 0 | 0 | 0 | 0 | 0 | 0 | 0 | 0 | 0 | 0 | 0 | 0 | 12 | 1
NO |  | 135 | 2015 | 10 | 35 | 35 |  | Schuykill Sub - 7162 | Lombard Sub 6632 | 66 | 66 | U | 1.9 | 0 | 1 | 1500 MCMOFCCU | 0 | 0 | 0 | 0 | 0 | 0 | 0 | 0 | 0 | 0 | 0 | 0 | 0 | 0 | 0 | 0 | 0 | 0 | 0 | 0 | 0 | 0 | 0 | 12 | 1
NO |  | 135 | 2015 | 11 | 1 | 1 |  | Schuykill Sub - 7163 | Lombard Sub 6633 | 66 | 66 | U | 2.1 | 0 | 1 | 1500 MCMOFCCU | 0 | 0 | 0 | 0 | 0 | 0 | 0 | 0 | 0 | 0 | 0 | 0 | 0 | 0 | 0 | 0 | 0 | 0 | 0 | 0 | 0 | 0 | 0 | 12 | 1
NO |  | 135 | 2015 | 11 | 2 | 2 |  | Westmoreland Sub - 7168 | Whitemarsh Sub | 66 | 132 | TS | 0 | 0.63 | 2 | 795 MCM ACSR | 0 | 0 | 0 | 0 | 0 | 0 | 0 | 0 | 0 | 0 | 0 | 651350220 | 0 | 0 | 0 | 0 | 0 | 0 | 0 | 0 | 0 | 0 | 0 | 12 | 1
NO |  | 135 | 2015 | 11 | 3 | 3 |  |  |  | 0 | 0 | ST | 0.3 | 0 | 1 |  | 0 | 0 | 0 | 0 | 0 | 0 | 0 | 0 | 0 | 0 | 0 | 0 | 0 | 0 | 0 | 0 | 0 | 0 | 0 | 0 | 0 | 0 | 0 | 12 | 1
NO |  | 135 | 2015 | 11 | 4 | 4 |  |  |  | 0 | 0 | ST | 0.25 | 0 | 2 | 500 MCM CU | 0 | 0 | 0 | 0 | 0 | 0 | 0 | 0 | 0 | 0 | 0 | 0 | 0 | 0 | 0 | 0 | 0 | 0 | 0 | 0 | 0 | 0 | 0 | 12 | 1
NO |  | 135 | 2015 | 11 | 5 | 5 |  |  |  | 0 | 0 | ST | 0 | 4.31 | 2 |  | 0 | 0 | 0 | 0 | 0 | 0 | 0 | 0 | 0 | 0 | 0 | 651350221 | 0 | 0 | 0 | 0 | 0 | 0 | 0 | 0 | 0 | 0 | 0 | 12 | 1
NO |  | 135 | 2015 | 11 | 6 | 6 |  |  |  | 0 | 0 | HFS | 0 | 4.86 | 2 |  | 0 | 0 | 0 | 0 | 0 | 0 | 0 | 0 | 0 | 0 | 0 | 651350222 | 0 | 0 | 0 | 0 | 0 | 0 | 0 | 0 | 0 | 0 | 0 | 12 | 1
NO |  | 135 | 2015 | 11 | 7 | 7 |  |  |  | 0 | 0 | HFS | 0.34 | 0 | 1 | 795 MCM ACSR | 0 | 0 | 0 | 0 | 0 | 0 | 0 | 0 | 0 | 0 | 0 | 0 | 0 | 0 | 0 | 0 | 0 | 0 | 0 | 0 | 0 | 0 | 0 | 12 | 1
NO |  | 135 | 2015 | 11 | 8 | 8 |  | Rochoro Sub - 7169 | Westmoreland Sub | 66 | 66 | TS | 1.51 | 0 | 1 | 795 MCM ACSR | 0 | 0 | 0 | 0 | 0 | 0 | 0 | 0 | 0 | 0 | 0 | 0 | 0 | 0 | 0 | 0 | 0 | 0 | 0 | 0 | 0 | 0 | 0 | 12 | 1
NO |  | 135 | 2015 | 11 | 9 | 9 |  |  |  | 0 | 0 | ST | 4.86 | 0 | 2 | 500 MCM CU | 0 | 0 | 0 | 0 | 0 | 0 | 0 | 0 | 0 | 0 | 0 | 651350223 | 0 | 0 | 0 | 0 | 0 | 0 | 0 | 0 | 0 | 0 | 0 | 12 | 1
NO |  | 135 | 2015 | 11 | 10 | 10 |  |  |  | 0 | 0 | U | 0.08 | 0 | 1 | 1250 MCMCUSD | 0 | 0 | 0 | 0 | 0 | 0 | 0 | 0 | 0 | 0 | 0 | 0 | 0 | 0 | 0 | 0 | 0 | 0 | 0 | 0 | 0 | 0 | 0 | 12 | 1
NO |  | 135 | 2015 | 11 | 11 | 11 |  |  |  | 66 | 66 | HFS | 0 | 0.5 | 2 | 795 MCM ACSR | 0 | 0 | 0 | 0 | 0 | 0 | 0 | 0 | 0 | 0 | 0 | 0 | 0 | 0 | 0 | 0 | 0 | 0 | 0 | 0 | 0 | 0 | 0 | 12 | 1
NO |  | 135 | 2015 | 11 | 12 | 12 |  |  |  | 66 | 66 | ST | 2.97 | 0 | 1 | 795 MCM ACSR | 0 | 0 | 0 | 0 | 0 | 0 | 0 | 0 | 0 | 0 | 0 | 0 | 0 | 0 | 0 | 0 | 0 | 0 | 0 | 0 | 0 | 0 | 0 | 12 | 1
NO |  | 135 | 2015 | 11 | 13 | 13 |  | Plymouth Meeting Sub 7171 | Barbadoes Sub | 66 | 66 | ST | 0 | 0 | 0 |  | 0 | 0 | 0 | 0 | 0 | 0 | 0 | 0 | 0 | 0 | 0 | 0 | 0 | 0 | 0 | 0 | 0 | 0 | 0 | 0 | 0 | 0 | 0 | 12 | 1
NO |  | 135 | 2015 | 11 | 14 | 14 |  | Barbadoes Sub - 7172 | Cromby Sub | 66 | 66 | ST | 0 | 0 | 0 |  | 0 | 0 | 0 | 0 | 0 | 0 | 0 | 0 | 0 | 0 | 0 | 0 | 0 | 0 | 0 | 0 | 0 | 0 | 0 | 0 | 0 | 0 | 0 | 12 | 1
NO |  | 135 | 2015 | 11 | 15 | 15 |  | Plymouth Meeting Sub -7174 | Cromby Sub | 66 | 66 | ST | 0 | 0 | 0 |  | 0 | 0 | 0 | 0 | 0 | 0 | 0 | 0 | 0 | 0 | 0 | 0 | 0 | 0 | 0 | 0 | 0 | 0 | 0 | 0 | 0 | 0 | 0 | 12 | 1
NO |  | 135 | 2015 | 11 | 16 | 16 |  |  |  | 0 | 0 | HFW | 0 | 0 | 0 |  | 0 | 0 | 0 | 0 | 0 | 0 | 0 | 0 | 0 | 0 | 0 | 0 | 0 | 0 | 0 | 0 | 0 | 0 | 0 | 0 | 0 | 0 | 0 | 12 | 1
NO |  | 135 | 2015 | 11 | 17 | 17 |  |  |  | 0 | 0 | WP | 0 | 0 | 0 |  | 0 | 0 | 0 | 0 | 0 | 0 | 0 | 0 | 0 | 0 | 0 | 0 | 0 | 0 | 0 | 0 | 0 | 0 | 0 | 0 | 0 | 0 | 0 | 12 | 1
NO |  | 135 | 2015 | 11 | 18 | 18 |  | Schuykill Sub - 7176 | Passyunk Sub | 66 | 66 | U | 0 | 0 | 0 |  | 0 | 0 | 0 | 0 | 0 | 0 | 0 | 0 | 0 | 0 | 0 | 0 | 0 | 0 | 0 | 0 | 0 | 0 | 0 | 0 | 0 | 0 | 0 | 12 | 1
NO |  | 135 | 2015 | 11 | 19 | 19 |  | Schuykill Sub - 7177 | Southwark Sub | 66 | 66 | U | 3.14 | 0 | 1 |  | 0 | 0 | 0 | 0 | 0 | 0 | 0 | 0 | 0 | 0 | 0 | 0 | 0 | 0 | 0 | 0 | 0 | 0 | 0 | 0 | 0 | 0 | 0 | 12 | 1
NO |  | 135 | 2015 | 11 | 20 | 20 |  | Cromby Sub - 7180 | Moser Sub -6680 | 66 | 66 | WP | 3.3 | 0 | 1 | 4/0 CU | 0 | 0 | 0 | 0 | 0 | 0 | 0 | 0 | 0 | 0 | 0 | 0 | 0 | 0 | 0 | 0 | 0 | 0 | 0 | 0 | 0 | 0 | 0 | 12 | 1
NO |  | 135 | 2015 | 11 | 21 | 21 |  |  |  | 0 | 0 | HFW | 2.8 | 0 | 1 | 4/0 CU | 0 | 0 | 0 | 0 | 0 | 0 | 0 | 0 | 0 | 0 | 0 | 0 | 0 | 0 | 0 | 0 | 0 | 0 | 0 | 0 | 0 | 0 | 0 | 12 | 1
NO |  | 135 | 2015 | 11 | 22 | 22 |  |  |  | 0 | 0 | ST | 0.34 | 0 | 1 | 336.4 ACSR | 0 | 0 | 0 | 0 | 0 | 0 | 0 | 0 | 0 | 0 | 0 | 0 | 0 | 0 | 0 | 0 | 0 | 0 | 0 | 0 | 0 | 0 | 0 | 12 | 1
NO |  | 135 | 2015 | 11 | 23 | 23 |  |  |  | 0 | 0 | WP | 0.6 | 0 | 1 | 336.4 ACSR | 0 | 0 | 0 | 0 | 0 | 0 | 0 | 0 | 0 | 0 | 0 | 0 | 0 | 0 | 0 | 0 | 0 | 0 | 0 | 0 | 0 | 0 | 0 | 12 | 1
NO |  | 135 | 2015 | 11 | 24 | 24 |  |  |  | 0 | 0 | TS | 1.77 | 0 | 2 | 336.4 ACSR | 0 | 0 | 0 | 0 | 0 | 0 | 0 | 0 | 0 | 0 | 0 | 0 | 0 | 0 | 0 | 0 | 0 | 0 | 0 | 0 | 0 | 0 | 0 | 12 | 1
NO |  | 135 | 2015 | 11 | 25 | 25 |  |  |  | 0 | 0 | U | 2 | 0 | 1 | 2000 MCM CU | 0 | 0 | 0 | 0 | 0 | 0 | 0 | 0 | 0 | 0 | 0 | 0 | 0 | 0 | 0 | 0 | 0 | 0 | 0 | 0 | 0 | 0 | 0 | 12 | 1
NO |  | 135 | 2015 | 11 | 26 | 26 |  | Cromby Sub - 7181 | Moser Sub 6681 | 66 | 66 | ST | 7.64 | 0 | 2 | 336.4 ACSR | 0 | 0 | 0 | 0 | 0 | 0 | 0 | 0 | 0 | 0 | 0 | 0 | 0 | 0 | 0 | 0 | 0 | 0 | 0 | 0 | 0 | 0 | 0 | 12 | 1
NO |  | 135 | 2015 | 11 | 27 | 27 |  |  |  | 0 | 0 | HFW | 2.1 | 0 | 1 | 477 ACSR | 0 | 0 | 0 | 0 | 0 | 0 | 0 | 0 | 0 | 0 | 0 | 0 | 0 | 0 | 0 | 0 | 0 | 0 | 0 | 0 | 0 | 0 | 0 | 12 | 1
NO |  | 135 | 2015 | 11 | 28 | 28 |  |  |  | 0 | 0 | U | 0.97 | 0 | 1 | 1100 CUOFC | 0 | 0 | 0 | 0 | 0 | 0 | 0 | 0 | 0 | 0 | 0 | 0 | 0 | 0 | 0 | 0 | 0 | 0 | 0 | 0 | 0 | 0 | 0 | 12 | 1
NO |  | 135 | 2015 | 11 | 29 | 29 |  | Cromby Sub - 7104 | Eagle Sub & Planebrook Sub | 66 | 66 | WP | 20 | 0 | 1 | 795 MCM ACSR | 0 | 0 | 0 | 0 | 0 | 0 | 0 | 0 | 0 | 0 | 0 | 0 | 0 | 0 | 0 | 0 | 0 | 0 | 0 | 0 | 0 | 0 | 0 | 12 | 1
NO |  | 135 | 2015 | 11 | 30 | 30 |  | Island Road Sub - 7185 | Sharon Hill Sub 6645 | 66 | 66 | U | 1.61 | 0 | 1 |  | 0 | 0 | 0 | 0 | 0 | 0 | 0 | 0 | 0 | 0 | 0 | 0 | 0 | 0 | 0 | 0 | 0 | 0 | 0 | 0 | 0 | 0 | 0 | 12 | 1
NO |  | 135 | 2015 | 11 | 31 | 31 |  |  |  | 0 | 0 | TS | 1.01 | 0 | 1 |  | 0 | 0 | 0 | 0 | 0 | 0 | 0 | 0 | 0 | 0 | 0 | 0 | 0 | 0 | 0 | 0 | 0 | 0 | 0 | 0 | 0 | 0 | 0 | 12 | 1
NO |  | 135 | 2015 | 11 | 32 | 32 |  |  |  | 0 | 0 | WFW | 0.26 | 0 | 1 |  | 0 | 0 | 0 | 0 | 0 | 0 | 0 | 0 | 0 | 0 | 0 | 0 | 0 | 0 | 0 | 0 | 0 | 0 | 0 | 0 | 0 | 0 | 0 | 12 | 1
NO |  | 135 | 2015 | 11 | 33 | 33 |  |  |  | 0 | 0 | ST | 0.04 | 0 | 1 |  | 0 | 0 | 0 | 0 | 0 | 0 | 0 | 0 | 0 | 0 | 0 | 0 | 0 | 0 | 0 | 0 | 0 | 0 | 0 | 0 | 0 | 0 | 0 | 12 | 1
NO |  | 135 | 2015 | 11 | 34 | 34 |  |  |  | 0 | 0 | WP | 0.09 | 0 | 1 |  | 0 | 0 | 0 | 0 | 0 | 0 | 0 | 0 | 0 | 0 | 0 | 0 | 0 | 0 | 0 | 0 | 0 | 0 | 0 | 0 | 0 | 0 | 0 | 12 | 1
NO |  | 135 | 2015 | 11 | 35 | 35 |  | Bradford Sub - 7190 | Cromby Sub | 66 | 66 |  | 0 | 0 | 0 |  | 0 | 0 | 0 | 0 | 0 | 0 | 0 | 0 | 0 | 0 | 0 | 0 | 0 | 0 | 0 | 0 | 0 | 0 | 0 | 0 | 0 | 0 | 0 | 12 | 1
NO |  | 135 | 2015 | 12 | 1 | 1 |  | Tredyffrin - 6905 | Newtown Square | 66 | 66 | WP | 6.22 | 0 | 1 | 566 MCM AL | 0 | 0 | 0 | 0 | 0 | 0 | 0 | 0 | 0 | 0 | 0 | 0 | 0 | 0 | 0 | 0 | 0 | 0 | 0 | 0 | 0 | 0 | 0 | 12 | 1
NO |  | 135 | 2015 | 12 | 2 | 2 |  |  |  | 0 | 0 | U | 0.48 | 0 | 0 | 2000 MCMCU | 0 | 0 | 0 | 0 | 0 | 0 | 0 | 0 | 0 | 0 | 0 | 0 | 0 | 0 | 0 | 0 | 0 | 0 | 0 | 0 | 0 | 0 | 0 | 12 | 1
NO |  | 135 | 2015 | 12 | 3 | 3 |  | Schuykill Gen. Sta - 7301 | Schuykill Sub | 13.2 | 13.2 | U | 0.07 | 0 | 3 | 2000 MCMCU | 0 | 0 | 0 | 0 | 0 | 0 | 0 | 0 | 0 | 0 | 0 | 0 | 0 | 0 | 0 | 0 | 0 | 0 | 0 | 0 | 0 | 0 | 0 | 12 | 1
NO |  | 135 | 2015 | 12 | 4 | 4 |  |  |  | 0 | 0 |  | 0 | 0 | 0 | 2500 MCMCU | 0 | 0 | 0 | 0 | 0 | 0 | 0 | 0 | 0 | 0 | 0 | 0 | 0 | 0 | 0 | 0 | 0 | 0 | 0 | 0 | 0 | 0 | 0 | 12 | 1
NO |  | 135 | 2015 | 12 | 5 | 5 |  |  |  | 13.2 | 13.2 | MSCL | 0.1 | 0 | 1 | 1500 MCM AL | 0 | 0 | 0 | 0 | 0 | 0 | 0 | 0 | 0 | 0 | 0 | 0 | 0 | 0 | 0 | 0 | 0 | 0 | 0 | 0 | 0 | 0 | 0 | 12 | 1
NO |  | 135 | 2015 | 12 | 6 | 6 |  | Chester Station - 7308 | Chester Sub | 13.2 | 13.2 | U | 0 | 0 | 0 | 1750 MCMCU | 0 | 0 | 0 | 0 | 0 | 0 | 0 | 0 | 0 | 0 | 0 | 0 | 0 | 0 | 0 | 0 | 0 | 0 | 0 | 0 | 0 | 0 | 0 | 12 | 1
NO |  | 135 | 2015 | 12 | 7 | 7 |  | Delaware Gen. Sta. - 7309 | Delaware Sub | 13.2 | 13.2 | U | 0.07 | 0 | 1 | 2250 MCM CU | 0 | 0 | 0 | 0 | 0 | 0 | 0 | 0 | 0 | 0 | 0 | 0 | 0 | 0 | 0 | 0 | 0 | 0 | 0 | 0 | 0 | 0 | 0 | 12 | 1
NO |  | 135 | 2015 | 12 | 8 | 8 |  |  |  | 0 | 0 | MEB | 0.05 | 0 | 1 | 6980 MCMCUBAR | 0 | 0 | 0 | 0 | 0 | 0 | 0 | 0 | 0 | 0 | 0 | 0 | 0 | 0 | 0 | 0 | 0 | 0 | 0 | 0 | 0 | 0 | 0 | 12 | 1
NO |  | 135 | 2015 | 12 | 9 | 9 |  | Richmond Gen. Sta. - 7310 | Richmond Sub | 13.2 | 13.2 | U | 0.18 | 0 | 2 | 1500 MCM CU | 0 | 0 | 0 | 0 | 0 | 0 | 0 | 0 | 0 | 0 | 0 | 0 | 0 | 0 | 0 | 0 | 0 | 0 | 0 | 0 | 0 | 0 | 0 | 12 | 1
NO |  | 135 | 2015 | 12 | 10 | 10 |  | Southwark Station - 7312 | Southwark Sub | 13.2 | 13.2 | U | 0 | 0 | 1 | 1750 MCMCU | 0 | 0 | 0 | 0 | 0 | 0 | 0 | 0 | 0 | 0 | 0 | 0 | 0 | 0 | 0 | 0 | 0 | 0 | 0 | 0 | 0 | 0 | 0 | 12 | 1
NO |  | 135 | 2015 | 12 | 11 | 11 |  | Delaware Station - 7320 | Richmond Reg | 13.2 | 13.2 | U | 0 | 0 | 1 | 3 X 350 MCMCU | 0 | 0 | 0 | 0 | 0 | 0 | 0 | 0 | 0 | 0 | 0 | 0 | 0 | 0 | 0 | 0 | 0 | 0 | 0 | 0 | 0 | 0 | 0 | 12 | 1
NO |  | 135 | 2015 | 12 | 12 | 12 |  | Richmond Station - 7321 | Richmond Reg | 13.2 | 13.2 | U | 0 | 0 | 1 | 350 MCM CU | 0 | 0 | 0 | 0 | 0 | 0 | 0 | 0 | 0 | 0 | 0 | 0 | 0 | 0 | 0 | 0 | 0 | 0 | 0 | 0 | 0 | 0 | 0 | 12 | 1
NO |  | 135 | 2015 | 12 | 13 | 13 |  | Planebrook | Eagle | 69 | 0 | WP | 3.11 | 0 | 0 | 795 ACSR | 0 | 0 | 0 | 0 | 0 | 0 | 0 | 0 | 0 | 0 | 0 | 0 | 0 | 0 | 0 | 0 | 0 | 0 | 0 | 0 | 0 | 0 | 0 | 12 | 1
NO |  | 135 | 2015 | 12 | 14 | 14 |  | Cromby | Eagle | 69 | 0 | WP | 11 | 0 | 0 | 795 ACSR | 0 | 0 | 0 | 0 | 0 | 0 | 0 | 0 | 0 | 0 | 0 | 0 | 0 | 0 | 0 | 0 | 0 | 0 | 0 | 0 | 0 | 0 | 0 | 12 | 1
NO |  | 135 | 2015 | 12 | 15 | 15 |  | Tredyffrin | Newtown Square | 69 | 0 | WP | 4 | 0 | 0 | 477 ACSR | 0 | 0 | 0 | 0 | 0 | 0 | 0 | 0 | 0 | 0 | 0 | 0 | 0 | 0 | 0 | 0 | 0 | 0 | 0 | 0 | 0 | 0 | 0 | 12 | 1
NO |  | 135 | 2015 | 12 | 16 | 16 |  | Chester | Blueball | 69 | 0 | WP/TS | 0.13 | 0 | 0 | 795 ACSR | 0 | 0 | 0 | 0 | 0 | 0 | 0 | 0 | 0 | 0 | 0 | 0 | 0 | 0 | 0 | 0 | 0 | 0 | 0 | 0 | 0 | 0 | 0 | 12 | 1
NO |  | 135 | 2015 | 12 | 17 | 17 |  |  |  | 69 | 0 | TS | 0.27 | 0 | 0 | 477 ACSR | 0 | 0 | 0 | 0 | 0 | 0 | 0 | 0 | 0 | 0 | 0 | 0 | 0 | 0 | 0 | 0 | 0 | 0 | 0 | 0 | 0 | 0 | 0 | 12 | 1
NO |  | 135 | 2015 | 12 | 18 | 18 |  |  |  | 69 | 0 | WP | 0.79 | 0 | 0 | 397.5 ACSR | 0 | 0 | 0 | 0 | 0 | 0 | 0 | 0 | 0 | 0 | 0 | 0 | 0 | 0 | 0 | 0 | 0 | 0 | 0 | 0 | 0 | 0 | 0 | 12 | 1
NO |  | 135 | 2015 | 12 | 19 | 19 |  |  |  | 69 | 0 | TS | 1.27 | 0 | 0 | 556 AAL | 0 | 0 | 0 | 0 | 0 | 0 | 0 | 0 | 0 | 0 | 0 | 0 | 0 | 0 | 0 | 0 | 0 | 0 | 0 | 0 | 0 | 0 | 0 | 12 | 1
NO |  | 135 | 2015 | 12 | 20 | 20 |  |  |  | 69 | 0 | U | 0.3 | 0 | 0 | 1500 CU XLP | 0 | 0 | 0 | 0 | 0 | 0 | 0 | 0 | 0 | 0 | 0 | 0 | 0 | 0 | 0 | 0 | 0 | 0 | 0 | 0 | 0 | 0 | 0 | 12 | 1
NO |  | 135 | 2015 | 12 | 21 | 21 |  | Eddystone Sub - 7051 | Island Road | 230 | 0 | TS | 5.98 | 0 | 0 | 1590 ACSR | 0 | 0 | 0 | 0 | 0 | 0 | 0 | 0 | 0 | 0 | 0 | 0 | 0 | 0 | 0 | 0 | 0 | 0 | 0 | 0 | 0 | 0 | 0 | 12 | 1
NO |  | 136 | 2015 | 0 | 1 | 1 |  | Conemaugh | Juniata | 500 | 500 | Steel Tower | 106.17 | 15.86 | 1 | 2493 MCM ACAR | 0 | 0 | 0 | 0 | 0 | 0 | 0 | 0 | 0 | 0 | 0 | 0 | 0 | 0 | 0 | 0 | 0 | 0 | 0 | 0 | 0 | 0 | 0 | 12 | 1
NO |  | 136 | 2015 | 0 | 2 | 2 |  | Cabot | Keystone | 500 | 500 |  | 0.05 | 0 | 1 |  | 0 | 0 | 0 | 0 | 0 | 0 | 0 | 0 | 0 | 0 | 0 | 0 | 0 | 0 | 0 | 0 | 0 | 0 | 0 | 0 | 0 | 0 | 0 | 12 | 1
NO |  | 136 | 2015 | 0 | 3 | 3 |  | Conemaugh | Keystone | 500 | 500 | Steel Tower | 25.83 | 0 | 1 | 2493 MCM ACAR | 0 | 0 | 0 | 0 | 0 | 0 | 0 | 0 | 0 | 0 | 0 | 0 | 0 | 0 | 0 | 0 | 0 | 0 | 0 | 0 | 0 | 0 | 0 | 12 | 1
NO |  | 136 | 2015 | 0 | 4 | 4 |  | Juniata | Keystone | 500 | 500 | Steel Tower | 102.4 | 15.98 | 1 | 2493 MCM ACAR | 0 | 0 | 0 | 0 | 0 | 0 | 0 | 0 | 0 | 0 | 0 | 0 | 0 | 0 | 0 | 0 | 0 | 0 | 0 | 0 | 0 | 0 | 0 | 12 | 1
NO |  | 136 | 2015 | 0 | 5 | 5 |  |  |  | 0 | 0 |  | 0 | 0 | 0 |  | 1719996 | 33373920 | 35093916 | 0 | 0 | 0 | 0 | 0 | 0 | 0 | 0 | 0 | 0 | 0 | 0 | 0 | 0 | 0 | 0 | 0 | 0 | 0 | 0 | 12 | 1
NO |  | 136 | 2015 | 0 | 6 | 6 |  | Total 500 KV Lines |  | 0 | 0 |  | 234.45 | 31.84 | 4 |  | 1719996 | 33373920 | 35093916 | 0 | 0 | 0 | 0 | 0 | 0 | 0 | 0 | 0 | 0 | 0 | 0 | 0 | 0 | 0 | 0 | 0 | 0 | 0 | 0 | 12 | 1
NO |  | 136 | 2015 | 0 | 8 | 8 |  | Erie South | Erie West | 345 | 345 | Steel Tower | 20.26 | 0 | 1 | 1033.5 MCM ACSR | 0 | 0 | 0 | 0 | 0 | 0 | 0 | 0 | 0 | 0 | 0 | 0 | 0 | 0 | 0 | 0 | 0 | 0 | 0 | 0 | 0 | 0 | 0 | 12 | 1
NO |  | 136 | 2015 | 0 | 9 | 9 |  | Perry-Ashtabula | Erie West #29 | 345 | 345 | Steel Tower | 7.18 | 0 | 1 | 1033.5 MCM ACSR | 0 | 0 | 0 | 0 | 0 | 0 | 0 | 0 | 0 | 0 | 0 | 0 | 0 | 0 | 0 | 0 | 0 | 0 | 0 | 0 | 0 | 0 | 0 | 12 | 1
NO |  | 136 | 2015 | 0 | 10 | 10 |  | Handsome Lake | Wayne | 345 | 345 |  | 19.4 | 0 | 1 |  | 0 | 0 | 0 | 0 | 0 | 0 | 0 | 0 | 0 | 0 | 0 | 0 | 0 | 0 | 0 | 0 | 0 | 0 | 0 | 0 | 0 | 0 | 0 | 12 | 1
NO |  | 136 | 2015 | 0 | 11 | 11 |  | Armstrong | Handsome lake | 345 | 345 |  | 32.94 | 0 | 1 |  | 0 | 0 | 0 | 0 | 0 | 0 | 0 | 0 | 0 | 0 | 0 | 0 | 0 | 0 | 0 | 0 | 0 | 0 | 0 | 0 | 0 | 0 | 0 | 12 | 1
NO |  | 136 | 2015 | 0 | 12 | 12 |  | Armstrong | Homer City | 345 | 345 |  | 32.81 | 0 | 1 |  | 0 | 0 | 0 | 0 | 0 | 0 | 0 | 0 | 0 | 0 | 0 | 0 | 0 | 0 | 0 | 0 | 0 | 0 | 0 | 0 | 0 | 0 | 0 | 12 | 1
NO |  | 136 | 2015 | 0 | 13 | 13 |  | Erie West | Wayne | 345 | 345 |  | 35.7 | 0 | 1 |  | 0 | 0 | 0 | 0 | 0 | 0 | 0 | 0 | 0 | 0 | 0 | 0 | 0 | 0 | 0 | 0 | 0 | 0 | 0 | 0 | 0 | 0 | 0 | 12 | 1
NO |  | 136 | 2015 | 0 | 14 | 14 |  |  |  | 0 | 0 |  | 0 | 0 | 0 |  | 1164578 | 29436226 | 30600804 | 0 | 0 | 0 | 0 | 0 | 0 | 0 | 0 | 0 | 0 | 0 | 0 | 0 | 0 | 0 | 0 | 0 | 0 | 0 | 0 | 12 | 1
NO |  | 136 | 2015 | 0 | 15 | 15 |  | Total 345 KV Lines |  | 0 | 0 |  | 148.29 | 0 | 6 |  | 1164578 | 29436226 | 30600804 | 0 | 0 | 0 | 0 | 0 | 0 | 0 | 0 | 0 | 0 | 0 | 0 | 0 | 0 | 0 | 0 | 0 | 0 | 0 | 0 | 12 | 1
NO |  | 136 | 2015 | 0 | 17 | 17 |  | Altoona | Raystown | 230 | 230 | Steel Tower | 16.95 | 0 | 1 | 1033.5 MCM ACSR | 0 | 0 | 0 | 0 | 0 | 0 | 0 | 0 | 0 | 0 | 0 | 0 | 0 | 0 | 0 | 0 | 0 | 0 | 0 | 0 | 0 | 0 | 0 | 12 | 1
NO |  | 136 | 2015 | 0 | 18 | 18 |  | Altoona | Bear Rocks | 230 | 230 |  | 15.84 | 0 | 1 |  | 0 | 0 | 0 | 0 | 0 | 0 | 0 | 0 | 0 | 0 | 0 | 0 | 0 | 0 | 0 | 0 | 0 | 0 | 0 | 0 | 0 | 0 | 0 | 12 | 1
NO |  | 136 | 2015 | 0 | 19 | 19 |  | Asylum Twp | East Towanda | 230 | 230 |  | 0.05 | 0 | 1 |  | 0 | 0 | 0 | 0 | 0 | 0 | 0 | 0 | 0 | 0 | 0 | 0 | 0 | 0 | 0 | 0 | 0 | 0 | 0 | 0 | 0 | 0 | 0 | 12 | 1
NO |  | 136 | 2015 | 0 | 20 | 20 |  | Bear Rocks | Johnstown | 230 | 230 |  | 20.44 | 0 | 1 |  | 0 | 0 | 0 | 0 | 0 | 0 | 0 | 0 | 0 | 0 | 0 | 0 | 0 | 0 | 0 | 0 | 0 | 0 | 0 | 0 | 0 | 0 | 0 | 12 | 1
NO |  | 136 | 2015 | 0 | 21 | 21 |  | Dauphin | Juniata 1087 | 230 | 230 |  | 6.02 | 0 | 1 |  | 0 | 0 | 0 | 0 | 0 | 0 | 0 | 0 | 0 | 0 | 0 | 0 | 0 | 0 | 0 | 0 | 0 | 0 | 0 | 0 | 0 | 0 | 0 | 12 | 1
NO |  | 136 | 2015 | 0 | 22 | 22 |  | East Towanda | Marshall | 230 | 230 |  | 37.17 | 0 | 1 |  | 0 | 0 | 0 | 0 | 0 | 0 | 0 | 0 | 0 | 0 | 0 | 0 | 0 | 0 | 0 | 0 | 0 | 0 | 0 | 0 | 0 | 0 | 0 | 12 | 1
NO |  | 136 | 2015 | 0 | 23 | 23 |  | Elko | Squab Hollow | 230 | 230 | Wood H Frame | 4.03 | 0 | 1 | 1033.5 MCM ACSR | 0 | 0 | 0 | 0 | 0 | 0 | 0 | 0 | 0 | 0 | 0 | 0 | 0 | 0 | 0 | 0 | 0 | 0 | 0 | 0 | 0 | 0 | 0 | 12 | 1
NO |  | 136 | 2015 | 0 | 24 | 24 |  | Erie East | South Ripley Sub | 230 | 230 | Wood H Frame | 4.48 | 0 | 1 | 1033.5 MCM ACSR | 0 | 0 | 0 | 0 | 0 | 0 | 0 | 0 | 0 | 0 | 0 | 0 | 0 | 0 | 0 | 0 | 0 | 0 | 0 | 0 | 0 | 0 | 0 | 12 | 1
NO |  | 136 | 2015 | 0 | 25 | 25 |  | Erie East | Four Mile Jct | 230 | 230 | Wood H Frame | 9.31 | 0 | 1 | 1033.5 MCM ACSR | 0 | 0 | 0 | 0 | 0 | 0 | 0 | 0 | 0 | 0 | 0 | 0 | 0 | 0 | 0 | 0 | 0 | 0 | 0 | 0 | 0 | 0 | 0 | 12 | 1
NO |  | 136 | 2015 | 0 | 26 | 26 |  | Erie South | Four Mile Jct | 230 | 230 |  | 4.44 | 0 | 1 |  | 0 | 0 | 0 | 0 | 0 | 0 | 0 | 0 | 0 | 0 | 0 | 0 | 0 | 0 | 0 | 0 | 0 | 0 | 0 | 0 | 0 | 0 | 0 | 12 | 1
NO |  | 136 | 2015 | 0 | 27 | 27 |  | East Towanda | Hillside | 230 | 230 | Wood H Frame | 21.5 | 0 | 1 | 1033.5 MCM ACSR | 0 | 0 | 0 | 0 | 0 | 0 | 0 | 0 | 0 | 0 | 0 | 0 | 0 | 0 | 0 | 0 | 0 | 0 | 0 | 0 | 0 | 0 | 0 | 12 | 1
NO |  | 136 | 2015 | 0 | 28 | 28 |  | East Towanda | North Meshoppen | 230 | 230 |  | 22.09 | 0 | 1 |  | 0 | 0 | 0 | 0 | 0 | 0 | 0 | 0 | 0 | 0 | 0 | 0 | 0 | 0 | 0 | 0 | 0 | 0 | 0 | 0 | 0 | 0 | 0 | 12 | 1
NO |  | 136 | 2015 | 0 | 29 | 29 |  | Lackawanna | North Meshoppen | 230 | 230 |  | 26.91 | 0 | 1 |  | 0 | 0 | 0 | 0 | 0 | 0 | 0 | 0 | 0 | 0 | 0 | 0 | 0 | 0 | 0 | 0 | 0 | 0 | 0 | 0 | 0 | 0 | 0 | 12 | 1
NO |  | 136 | 2015 | 0 | 30 | 30 |  | Glade | Warren | 230 | 230 |  | 11.52 | 0 | 1 |  | 0 | 0 | 0 | 0 | 0 | 0 | 0 | 0 | 0 | 0 | 0 | 0 | 0 | 0 | 0 | 0 | 0 | 0 | 0 | 0 | 0 | 0 | 0 | 12 | 1
NO |  | 136 | 2015 | 0 | 31 | 31 |  | Erie South | Warren | 230 | 230 | Wood H Frame | 50.15 | 0 | 1 | 1033.5 MCM ACSR | 0 | 0 | 0 | 0 | 0 | 0 | 0 | 0 | 0 | 0 | 0 | 0 | 0 | 0 | 0 | 0 | 0 | 0 | 0 | 0 | 0 | 0 | 0 | 12 | 1
NO |  | 136 | 2015 | 0 | 32 | 32 |  | Forest | Glade | 230 | 230 | Wood H Frame | 35.8 | 0 | 1 | 1033.5 MCM ACSR | 0 | 0 | 0 | 0 | 0 | 0 | 0 | 0 | 0 | 0 | 0 | 0 | 0 | 0 | 0 | 0 | 0 | 0 | 0 | 0 | 0 | 0 | 0 | 12 | 1
NO |  | 136 | 2015 | 0 | 33 | 33 |  | Forest | Squab Hollow | 230 | 230 |  | 7.94 | 0 | 1 |  | 0 | 0 | 0 | 0 | 0 | 0 | 0 | 0 | 0 | 0 | 0 | 0 | 0 | 0 | 0 | 0 | 0 | 0 | 0 | 0 | 0 | 0 | 0 | 12 | 1
NO |  | 136 | 2015 | 0 | 34 | 34 |  | Glade Tap | Lewis Run | 230 | 230 | Wood H Frame | 23.18 | 0 | 1 | 1590 MCM ACSR | 0 | 0 | 0 | 0 | 0 | 0 | 0 | 0 | 0 | 0 | 0 | 0 | 0 | 0 | 0 | 0 | 0 | 0 | 0 | 0 | 0 | 0 | 0 | 12 | 1
NO |  | 136 | 2015 | 0 | 35 | 35 |  | Homer City | Seward | 230 | 230 | Wood H Frame | 14.81 | 0 | 1 | 636 MCM ACSR | 0 | 0 | 0 | 0 | 0 | 0 | 0 | 0 | 0 | 0 | 0 | 0 | 0 | 0 | 0 | 0 | 0 | 0 | 0 | 0 | 0 | 0 | 0 | 12 | 1
NO |  | 136 | 2015 | 0 | 36 | 36 |  | TOTAL |  | 0 | 0 |  | 2756 | 37.18 | 46 |  | 12835453 | 337987413 | 350822866 | 318224 | 992137 | 3416765 | 4727126 | 0 | 0 | 0 | 0 | 0 | 0 | 0 | 0 | 0 | 0 | 0 | 0 | 0 | 0 | 0 | 0 | 12 | 1
NO |  | 136 | 2015 | 1 | 1 | 1 |  | Johnstown | Homer City | 230 | 230 | Steel Tower | 19.3 | 0 | 1 | 636 MCM ACSR | 0 | 0 | 0 | 0 | 0 | 0 | 0 | 0 | 0 | 0 | 0 | 0 | 0 | 0 | 0 | 0 | 0 | 0 | 0 | 0 | 0 | 0 | 0 | 12 | 1
NO |  | 136 | 2015 | 1 | 2 | 2 |  | Homer City | Hooversville | 230 | 230 | Wood H Frame | 34.48 | 0 | 1 | 1590 MCM ACSR | 0 | 0 | 0 | 0 | 0 | 0 | 0 | 0 | 0 | 0 | 0 | 0 | 0 | 0 | 0 | 0 | 0 | 0 | 0 | 0 | 0 | 0 | 0 | 12 | 1
NO |  | 136 | 2015 | 1 | 3 | 3 |  | Juniata | Lewistown | 230 | 230 |  | 24.67 | 0 | 1 |  | 0 | 0 | 0 | 0 | 0 | 0 | 0 | 0 | 0 | 0 | 0 | 0 | 0 | 0 | 0 | 0 | 0 | 0 | 0 | 0 | 0 | 0 | 0 | 12 | 1
NO |  | 136 | 2015 | 1 | 4 | 4 |  | Keystone | Homer City | 230 | 230 | Wood C Frame | 13.02 | 0 | 1 | 636 MCM ACSR | 0 | 0 | 0 | 0 | 0 | 0 | 0 | 0 | 0 | 0 | 0 | 0 | 0 | 0 | 0 | 0 | 0 | 0 | 0 | 0 | 0 | 0 | 0 | 12 | 1
NO |  | 136 | 2015 | 1 | 5 | 5 |  | Lewistown | Yeagertown No. 1 | 230 | 230 | Wood C Frame | 5.24 | 0 | 1 | 1033.5 MCM ACSR | 0 | 0 | 0 | 0 | 0 | 0 | 0 | 0 | 0 | 0 | 0 | 0 | 0 | 0 | 0 | 0 | 0 | 0 | 0 | 0 | 0 | 0 | 0 | 12 | 1
NO |  | 136 | 2015 | 1 | 6 | 6 |  | Lewistown | Yeagertown No.2 | 230 | 230 | Steel Tower | 5.3 | 0 | 1 | 1033.5 MCM ACSR | 0 | 0 | 0 | 0 | 0 | 0 | 0 | 0 | 0 | 0 | 0 | 0 | 0 | 0 | 0 | 0 | 0 | 0 | 0 | 0 | 0 | 0 | 0 | 12 | 1
NO |  | 136 | 2015 | 1 | 7 | 7 |  | Marshall | Moshannon | 230 | 230 |  | 68.68 | 0 | 1 |  | 0 | 0 | 0 | 0 | 0 | 0 | 0 | 0 | 0 | 0 | 0 | 0 | 0 | 0 | 0 | 0 | 0 | 0 | 0 | 0 | 0 | 0 | 0 | 12 | 1
NO |  | 136 | 2015 | 1 | 8 | 8 |  | Raystown | Lewistown | 230 | 230 | Steel Tower | 27.33 | 0 | 1 | 1033.5 MCM ACSR | 0 | 0 | 0 | 0 | 0 | 0 | 0 | 0 | 0 | 0 | 0 | 0 | 0 | 0 | 0 | 0 | 0 | 0 | 0 | 0 | 0 | 0 | 0 | 12 | 1
NO |  | 136 | 2015 | 1 | 9 | 9 |  | Seward | Johnstown | 230 | 230 | Wood H Frame | 6.68 | 0 | 1 | 1033.5 MCM ACSR | 0 | 0 | 0 | 0 | 0 | 0 | 0 | 0 | 0 | 0 | 0 | 0 | 0 | 0 | 0 | 0 | 0 | 0 | 0 | 0 | 0 | 0 | 0 | 12 | 1
NO |  | 136 | 2015 | 1 | 10 | 10 |  | Shawville | Elko | 230 | 230 | Wood H Frame | 28.56 | 0 | 1 | 1033.5 MCM ACSR | 0 | 0 | 0 | 0 | 0 | 0 | 0 | 0 | 0 | 0 | 0 | 0 | 0 | 0 | 0 | 0 | 0 | 0 | 0 | 0 | 0 | 0 | 0 | 12 | 1
NO |  | 136 | 2015 | 1 | 11 | 11 |  | Shawville | Moshannon | 230 | 230 | Wood H Frame | 11.95 | 0 | 1 | 1033.5 MCM ACSR | 0 | 0 | 0 | 0 | 0 | 0 | 0 | 0 | 0 | 0 | 0 | 0 | 0 | 0 | 0 | 0 | 0 | 0 | 0 | 0 | 0 | 0 | 0 | 12 | 1
NO |  | 136 | 2015 | 1 | 12 | 12 |  | Shawville | Shingletown | 230 | 230 | Steel Tower | 40.69 | 0 | 1 | 1033.5 MCM ACSR | 0 | 0 | 0 | 0 | 0 | 0 | 0 | 0 | 0 | 0 | 0 | 0 | 0 | 0 | 0 | 0 | 0 | 0 | 0 | 0 | 0 | 0 | 0 | 12 | 1
NO |  | 136 | 2015 | 1 | 13 | 13 |  | Shingletown | Lewistown | 230 | 230 | Steel Tower | 26.12 | 0 | 1 | 1033.5 MCM ACSR | 0 | 0 | 0 | 0 | 0 | 0 | 0 | 0 | 0 | 0 | 0 | 0 | 0 | 0 | 0 | 0 | 0 | 0 | 0 | 0 | 0 | 0 | 0 | 12 | 1
NO |  | 136 | 2015 | 1 | 14 | 14 |  |  |  | 0 | 0 |  | 0 | 0 | 0 |  | 2660659 | 55977687 | 58638346 | 0 | 0 | 0 | 0 | 0 | 0 | 0 | 0 | 0 | 0 | 0 | 0 | 0 | 0 | 0 | 0 | 0 | 0 | 0 | 0 | 12 | 1
NO |  | 136 | 2015 | 1 | 15 | 15 |  | Total 230 KV Lines |  | 0 | 0 |  | 644.65 | 0 | 32 |  | 2660659 | 55977687 | 58638346 | 0 | 0 | 0 | 0 | 0 | 0 | 0 | 0 | 0 | 0 | 0 | 0 | 0 | 0 | 0 | 0 | 0 | 0 | 0 | 0 | 12 | 1
NO |  | 136 | 2015 | 1 | 17 | 17 |  | Armstrong | Brookville | 138 | 138 |  | 0.54 | 0 | 1 |  | 0 | 0 | 0 | 0 | 0 | 0 | 0 | 0 | 0 | 0 | 0 | 0 | 0 | 0 | 0 | 0 | 0 | 0 | 0 | 0 | 0 | 0 | 0 | 12 | 1
NO |  | 136 | 2015 | 1 | 18 | 18 |  | Blairsville | Social Hall | 138 | 138 | Wood H Frame | 4.73 | 0 | 1 | 636 MCM ACSR | 0 | 0 | 0 | 0 | 0 | 0 | 0 | 0 | 0 | 0 | 0 | 0 | 0 | 0 | 0 | 0 | 0 | 0 | 0 | 0 | 0 | 0 | 0 | 12 | 1
NO |  | 136 | 2015 | 1 | 19 | 19 |  | Brookville | Elko | 138 | 138 | Wood H Frame | 0.54 | 0 | 1 | 636 MCM ACSR | 0 | 0 | 0 | 0 | 0 | 0 | 0 | 0 | 0 | 0 | 0 | 0 | 0 | 0 | 0 | 0 | 0 | 0 | 0 | 0 | 0 | 0 | 0 | 12 | 1
NO |  | 136 | 2015 | 1 | 20 | 20 |  | Roxbury | Grand Point West Penn | 138 | 138 | Wood H Frame | 5.57 | 0 | 1 | 636 MCM ACSR | 0 | 0 | 0 | 0 | 0 | 0 | 0 | 0 | 0 | 0 | 0 | 0 | 0 | 0 | 0 | 0 | 0 | 0 | 0 | 0 | 0 | 0 | 0 | 12 | 1
NO |  | 136 | 2015 | 1 | 21 | 21 |  |  |  | 0 | 0 |  | 0 | 0 | 0 |  | 61061 | 839565 | 900626 | 0 | 0 | 0 | 0 | 0 | 0 | 0 | 0 | 0 | 0 | 0 | 0 | 0 | 0 | 0 | 0 | 0 | 0 | 0 | 0 | 12 | 1
NO |  | 136 | 2015 | 1 | 22 | 22 |  | Total 138 KV Lines |  | 0 | 0 |  | 11.38 | 0 | 4 |  | 61061 | 839565 | 900626 | 0 | 0 | 0 | 0 | 0 | 0 | 0 | 0 | 0 | 0 | 0 | 0 | 0 | 0 | 0 | 0 | 0 | 0 | 0 | 0 | 12 | 1
SI/NO | A | 136 | 2015 | 1 | 24 | 24 |  | 115 kv Lines |  | 0 | 0 |  | 1357.9 | 1.08 | 0 |  | 5944966 | 165534111 | 171479077 | 0 | 0 | 0 | 3120682.7824 | 0 | 0 | 0 | 0 | 0 | 0 | 0 | 0 | 0 | 0 | 0 | 0 | 0 | 0 | 0 | 0 | 12 | 1
SI/NO | A | 136 | 2015 | 1 | 26 | 26 |  | 46 kv Lines |  | 0 | 0 |  | 359.33 | 4.26 | 0 |  | 1284193 | 52825904 | 54110097 | 0 | 0 | 0 | 984729.1636 | 0 | 0 | 0 | 0 | 0 | 0 | 0 | 0 | 0 | 0 | 0 | 0 | 0 | 0 | 0 | 0 | 12 | 1
NO |  | 136 | 2015 | 1 | 28 | 28 |  | Operation and Maintenance |  | 0 | 0 |  | 0 | 0 | 0 |  | 0 | 0 | 0 | 318224 | 992137 | 3416765 | 4727126 | 0 | 0 | 0 | 0 | 0 | 0 | 0 | 0 | 0 | 0 | 0 | 0 | 0 | 0 | 0 | 0 | 12 | 1
NO |  | 136 | 2015 | 1 | 29 | 29 |  | Expense |  | 0 | 0 |  | 0 | 0 | 0 |  | 0 | 0 | 0 | 0 | 0 | 0 | 0 | 0 | 0 | 0 | 0 | 0 | 0 | 0 | 0 | 0 | 0 | 0 | 0 | 0 | 0 | 0 | 0 | 12 | 1
NO |  | 137 | 2015 | 0 | 1 | 1 |  | Beaver Valley | Beaver Valley | 0 | 0 |  | 0 | 0 | 0 |  | 0 | 0 | 0 | 0 | 0 | 0 | 0 | 0 | 0 | 0 | 0 | 0 | 0 | 0 | 0 | 0 | 0 | 0 | 0 | 0 | 0 | 0 | 0 | 12 | 1
NO |  | 137 | 2015 | 0 | 2 | 2 |  | Beaver Valley | Hanna | 0 | 0 |  | 0 | 0 | 0 |  | 0 | 0 | 0 | 0 | 0 | 0 | 0 | 0 | 0 | 0 | 0 | 0 | 0 | 0 | 0 | 0 | 0 | 0 | 0 | 0 | 0 | 0 | 0 | 12 | 1
NO |  | 137 | 2015 | 0 | 3 | 3 |  | Beaver Valley | Mansfield #1 | 0 | 0 |  | 0 | 0 | 0 |  | 0 | 0 | 0 | 0 | 0 | 0 | 0 | 0 | 0 | 0 | 0 | 0 | 0 | 0 | 0 | 0 | 0 | 0 | 0 | 0 | 0 | 0 | 0 | 12 | 1
NO |  | 137 | 2015 | 0 | 4 | 4 |  | Beaver Valley | Mansfield #2 | 0 | 0 |  | 0 | 0 | 0 |  | 0 | 0 | 0 | 0 | 0 | 0 | 0 | 0 | 0 | 0 | 0 | 0 | 0 | 0 | 0 | 0 | 0 | 0 | 0 | 0 | 0 | 0 | 0 | 12 | 1
NO |  | 137 | 2015 | 0 | 5 | 5 |  | Beaver Valley | Sammis | 0 | 0 |  | 0 | 0 | 0 |  | 0 | 0 | 0 | 0 | 0 | 0 | 0 | 0 | 0 | 0 | 0 | 0 | 0 | 0 | 0 | 0 | 0 | 0 | 0 | 0 | 0 | 0 | 0 | 12 | 1
NO |  | 137 | 2015 | 0 | 6 | 6 |  | Crescent | Mansfield | 0 | 0 |  | 0 | 0 | 0 |  | 0 | 0 | 0 | 0 | 0 | 0 | 0 | 0 | 0 | 0 | 0 | 0 | 0 | 0 | 0 | 0 | 0 | 0 | 0 | 0 | 0 | 0 | 0 | 12 | 1
NO |  | 137 | 2015 | 0 | 7 | 7 |  | Glenwillow | Mansfield | 0 | 0 |  | 0 | 0 | 0 |  | 0 | 0 | 0 | 0 | 0 | 0 | 0 | 0 | 0 | 0 | 0 | 0 | 0 | 0 | 0 | 0 | 0 | 0 | 0 | 0 | 0 | 0 | 0 | 12 | 1
NO |  | 137 | 2015 | 0 | 8 | 8 |  | Highland | Shenango (PA) | 0 | 0 |  | 0 | 0 | 0 |  | 0 | 0 | 0 | 0 | 0 | 0 | 0 | 0 | 0 | 0 | 0 | 0 | 0 | 0 | 0 | 0 | 0 | 0 | 0 | 0 | 0 | 0 | 0 | 12 | 1
NO |  | 137 | 2015 | 0 | 9 | 9 |  | Hanna | Mansfield | 0 | 0 |  | 0 | 0 | 0 |  | 0 | 0 | 0 | 0 | 0 | 0 | 0 | 0 | 0 | 0 | 0 | 0 | 0 | 0 | 0 | 0 | 0 | 0 | 0 | 0 | 0 | 0 | 0 | 12 | 1
NO |  | 137 | 2015 | 0 | 10 | 10 |  | Hoytdale | Shenango (PA) | 0 | 0 |  | 0 | 0 | 0 |  | 0 | 0 | 0 | 0 | 0 | 0 | 0 | 0 | 0 | 0 | 0 | 0 | 0 | 0 | 0 | 0 | 0 | 0 | 0 | 0 | 0 | 0 | 0 | 12 | 1
NO |  | 137 | 2015 | 0 | 11 | 11 |  | Mansfield Cranking Trans | Mansfield Cranking Trans | 0 | 0 |  | 0 | 0 | 0 |  | 0 | 0 | 0 | 0 | 0 | 0 | 0 | 0 | 0 | 0 | 0 | 0 | 0 | 0 | 0 | 0 | 0 | 0 | 0 | 0 | 0 | 0 | 0 | 12 | 1
NO |  | 137 | 2015 | 0 | 12 | 12 |  | Mansfield Generating Unit 1 | Mansfield Generating Unit 1 | 0 | 0 |  | 0 | 0 | 0 |  | 0 | 0 | 0 | 0 | 0 | 0 | 0 | 0 | 0 | 0 | 0 | 0 | 0 | 0 | 0 | 0 | 0 | 0 | 0 | 0 | 0 | 0 | 0 | 12 | 1
NO |  | 137 | 2015 | 0 | 13 | 13 |  | Mansfield Generating Unit 2 | Mansfield Generating Unit 2 | 0 | 0 |  | 0 | 0 | 0 |  | 0 | 0 | 0 | 0 | 0 | 0 | 0 | 0 | 0 | 0 | 0 | 0 | 0 | 0 | 0 | 0 | 0 | 0 | 0 | 0 | 0 | 0 | 0 | 12 | 1
NO |  | 137 | 2015 | 0 | 14 | 14 |  | Mansfield Generating Unit 3 | Mansfield Generating Unit 3 | 0 | 0 |  | 0 | 0 | 0 |  | 0 | 0 | 0 | 0 | 0 | 0 | 0 | 0 | 0 | 0 | 0 | 0 | 0 | 0 | 0 | 0 | 0 | 0 | 0 | 0 | 0 | 0 | 0 | 12 | 1
NO |  | 137 | 2015 | 0 | 15 | 15 |  | Mansfield | Hanna #1 | 0 | 0 |  | 0 | 0 | 0 |  | 0 | 0 | 0 | 0 | 0 | 0 | 0 | 0 | 0 | 0 | 0 | 0 | 0 | 0 | 0 | 0 | 0 | 0 | 0 | 0 | 0 | 0 | 0 | 12 | 1
NO |  | 137 | 2015 | 0 | 16 | 16 |  | Mansfield | Hoytdale | 0 | 0 |  | 0 | 0 | 0 |  | 0 | 0 | 0 | 0 | 0 | 0 | 0 | 0 | 0 | 0 | 0 | 0 | 0 | 0 | 0 | 0 | 0 | 0 | 0 | 0 | 0 | 0 | 0 | 12 | 1
NO |  | 137 | 2015 | 0 | 17 | 17 |  | Mansfield | Highland | 0 | 0 |  | 0 | 0 | 0 |  | 0 | 0 | 0 | 0 | 0 | 0 | 0 | 0 | 0 | 0 | 0 | 0 | 0 | 0 | 0 | 0 | 0 | 0 | 0 | 0 | 0 | 0 | 0 | 12 | 1
NO |  | 137 | 2015 | 0 | 18 | 18 |  | Niles | Shenago | 0 | 0 |  | 0 | 0 | 0 |  | 0 | 0 | 0 | 0 | 0 | 0 | 0 | 0 | 0 | 0 | 0 | 0 | 0 | 0 | 0 | 0 | 0 | 0 | 0 | 0 | 0 | 0 | 0 | 12 | 1
NO |  | 137 | 2015 | 0 | 19 | 19 |  |  |  | 0 | 0 |  | 0 | 0 | 0 |  | 1521908 | 0 | 1521908 | 0 | 0 | 0 | 0 | 0 | 0 | 0 | 0 | 0 | 0 | 0 | 0 | 0 | 0 | 0 | 0 | 0 | 0 | 0 | 0 | 12 | 1
NO |  | 137 | 2015 | 0 | 20 | 20 |  | TOTAL 345 KV Lines |  | 0 | 0 |  | 0 | 0 | 0 |  | 1521908 | 0 | 1521908 | 0 | 0 | 0 | 0 | 0 | 0 | 0 | 0 | 0 | 0 | 0 | 0 | 0 | 651370041 | 0 | 0 | 0 | 0 | 0 | 0 | 12 | 1
NO |  | 137 | 2015 | 0 | 22 | 22 |  | Beaver Valley | Beaver Valley | 0 | 0 |  | 0 | 0 | 0 |  | 0 | 0 | 0 | 0 | 0 | 0 | 0 | 0 | 0 | 0 | 0 | 0 | 0 | 0 | 0 | 0 | 0 | 0 | 0 | 0 | 0 | 0 | 0 | 12 | 1
NO |  | 137 | 2015 | 0 | 23 | 23 |  | Beaver Valley | Midland | 0 | 0 |  | 0 | 0 | 0 |  | 0 | 0 | 0 | 0 | 0 | 0 | 0 | 0 | 0 | 0 | 0 | 0 | 0 | 0 | 0 | 0 | 0 | 0 | 0 | 0 | 0 | 0 | 0 | 12 | 1
NO |  | 137 | 2015 | 0 | 24 | 24 |  | Boardman | Shenango | 0 | 0 |  | 0 | 0 | 0 |  | 0 | 0 | 0 | 0 | 0 | 0 | 0 | 0 | 0 | 0 | 0 | 0 | 0 | 0 | 0 | 0 | 0 | 0 | 0 | 0 | 0 | 0 | 0 | 12 | 1
NO |  | 137 | 2015 | 0 | 25 | 25 |  | Cedar Street | Shenago | 0 | 0 |  | 0 | 0 | 0 |  | 0 | 0 | 0 | 0 | 0 | 0 | 0 | 0 | 0 | 0 | 0 | 0 | 0 | 0 | 0 | 0 | 0 | 0 | 0 | 0 | 0 | 0 | 0 | 12 | 1
NO |  | 137 | 2015 | 0 | 26 | 26 |  | Cranberry | Hoytdale | 0 | 0 |  | 0 | 0 | 0 |  | 0 | 0 | 0 | 0 | 0 | 0 | 0 | 0 | 0 | 0 | 0 | 0 | 0 | 0 | 0 | 0 | 0 | 0 | 0 | 0 | 0 | 0 | 0 | 12 | 1
NO |  | 137 | 2015 | 0 | 27 | 27 |  | Cranberry | Maple | 0 | 0 |  | 0 | 0 | 0 |  | 0 | 0 | 0 | 0 | 0 | 0 | 0 | 0 | 0 | 0 | 0 | 0 | 0 | 0 | 0 | 0 | 0 | 0 | 0 | 0 | 0 | 0 | 0 | 12 | 1
NO |  | 137 | 2015 | 0 | 28 | 28 |  | Cranberry | Pine #1 | 0 | 0 |  | 0 | 0 | 0 |  | 0 | 0 | 0 | 0 | 0 | 0 | 0 | 0 | 0 | 0 | 0 | 0 | 0 | 0 | 0 | 0 | 0 | 0 | 0 | 0 | 0 | 0 | 0 | 12 | 1
NO |  | 137 | 2015 | 0 | 29 | 29 |  | Cranberry | Pine #2 | 0 | 0 |  | 0 | 0 | 0 |  | 0 | 0 | 0 | 0 | 0 | 0 | 0 | 0 | 0 | 0 | 0 | 0 | 0 | 0 | 0 | 0 | 0 | 0 | 0 | 0 | 0 | 0 | 0 | 12 | 1
NO |  | 137 | 2015 | 0 | 30 | 30 |  | Crossland | Deferco Farrell | 0 | 0 |  | 0 | 0 | 0 |  | 0 | 0 | 0 | 0 | 0 | 0 | 0 | 0 | 0 | 0 | 0 | 0 | 0 | 0 | 0 | 0 | 0 | 0 | 0 | 0 | 0 | 0 | 0 | 12 | 1
NO |  | 137 | 2015 | 0 | 31 | 31 |  | Crossland | Masury | 0 | 0 |  | 0 | 0 | 0 |  | 0 | 0 | 0 | 0 | 0 | 0 | 0 | 0 | 0 | 0 | 0 | 0 | 0 | 0 | 0 | 0 | 0 | 0 | 0 | 0 | 0 | 0 | 0 | 12 | 1
NO |  | 137 | 2015 | 0 | 32 | 32 |  | Crossland | Sharon | 0 | 0 |  | 0 | 0 | 0 |  | 0 | 0 | 0 | 0 | 0 | 0 | 0 | 0 | 0 | 0 | 0 | 0 | 0 | 0 | 0 | 0 | 0 | 0 | 0 | 0 | 0 | 0 | 0 | 12 | 1
NO |  | 137 | 2015 | 0 | 33 | 33 |  | Crossland | Shenago #1 | 0 | 0 |  | 0 | 0 | 0 |  | 0 | 0 | 0 | 0 | 0 | 0 | 0 | 0 | 0 | 0 | 0 | 0 | 0 | 0 | 0 | 0 | 0 | 0 | 0 | 0 | 0 | 0 | 0 | 12 | 1
NO |  | 137 | 2015 | 0 | 34 | 34 |  | Crossland | Shenago #2 | 0 | 0 |  | 0 | 0 | 0 |  | 0 | 0 | 0 | 0 | 0 | 0 | 0 | 0 | 0 | 0 | 0 | 0 | 0 | 0 | 0 | 0 | 0 | 0 | 0 | 0 | 0 | 0 | 0 | 12 | 1
NO |  | 137 | 2015 | 0 | 35 | 35 |  | Hoytdale Steel | Hoytdale | 0 | 0 |  | 0 | 0 | 0 |  | 0 | 0 | 0 | 0 | 0 | 0 | 0 | 0 | 0 | 0 | 0 | 0 | 0 | 0 | 0 | 0 | 0 | 0 | 0 | 0 | 0 | 0 | 0 | 12 | 1
NO |  | 137 | 2015 | 0 | 36 | 36 |  | TOTAL |  | 0 | 0 |  | 0 | 0 | 0 |  | 8670927 | 4849848 | 13520775 | 3327 | 78945 | 0 | 82272 | 0 | 0 | 0 | 0 | 0 | 0 | 0 | 0 | 0 | 0 | 0 | 0 | 0 | 0 | 0 | 0 | 12 | 1
NO |  | 137 | 2015 | 1 | 1 | 1 |  | Hoytdale | Maple | 0 | 0 |  | 0 | 0 | 0 |  | 0 | 0 | 0 | 0 | 0 | 0 | 0 | 0 | 0 | 0 | 0 | 0 | 0 | 0 | 0 | 0 | 0 | 0 | 0 | 0 | 0 | 0 | 0 | 12 | 1
NO |  | 137 | 2015 | 1 | 2 | 2 |  | Krendale | Maple | 0 | 0 |  | 0 | 0 | 0 |  | 0 | 0 | 0 | 0 | 0 | 0 | 0 | 0 | 0 | 0 | 0 | 0 | 0 | 0 | 0 | 0 | 0 | 0 | 0 | 0 | 0 | 0 | 0 | 12 | 1
NO |  | 137 | 2015 | 1 | 3 | 3 |  | Masury | Maysville | 0 | 0 |  | 0 | 0 | 0 |  | 0 | 0 | 0 | 0 | 0 | 0 | 0 | 0 | 0 | 0 | 0 | 0 | 0 | 0 | 0 | 0 | 0 | 0 | 0 | 0 | 0 | 0 | 0 | 12 | 1
NO |  | 137 | 2015 | 1 | 4 | 4 |  | Masury | Shenago | 0 | 0 |  | 0 | 0 | 0 |  | 0 | 0 | 0 | 0 | 0 | 0 | 0 | 0 | 0 | 0 | 0 | 0 | 0 | 0 | 0 | 0 | 0 | 0 | 0 | 0 | 0 | 0 | 0 | 12 | 1
NO |  | 137 | 2015 | 1 | 5 | 5 |  | Newcastle | Cedar St | 0 | 0 |  | 0 | 0 | 0 |  | 0 | 0 | 0 | 0 | 0 | 0 | 0 | 0 | 0 | 0 | 0 | 0 | 0 | 0 | 0 | 0 | 0 | 0 | 0 | 0 | 0 | 0 | 0 | 12 | 1
NO |  | 137 | 2015 | 1 | 6 | 6 |  | Newcastle | Hoytdale #1 | 0 | 0 |  | 0 | 0 | 0 |  | 0 | 0 | 0 | 0 | 0 | 0 | 0 | 0 | 0 | 0 | 0 | 0 | 0 | 0 | 0 | 0 | 0 | 0 | 0 | 0 | 0 | 0 | 0 | 12 | 1
NO |  | 137 | 2015 | 1 | 7 | 7 |  | Newcastle | Hoytdale #2 | 0 | 0 |  | 0 | 0 | 0 |  | 0 | 0 | 0 | 0 | 0 | 0 | 0 | 0 | 0 | 0 | 0 | 0 | 0 | 0 | 0 | 0 | 0 | 0 | 0 | 0 | 0 | 0 | 0 | 12 | 1
NO |  | 137 | 2015 | 1 | 8 | 8 |  | Sharon | Shenago | 0 | 0 |  | 0 | 0 | 0 |  | 0 | 0 | 0 | 0 | 0 | 0 | 0 | 0 | 0 | 0 | 0 | 0 | 0 | 0 | 0 | 0 | 0 | 0 | 0 | 0 | 0 | 0 | 0 | 12 | 1
NO |  | 137 | 2015 | 1 | 9 | 9 |  | Shenago | Mcdowell | 0 | 0 |  | 0 | 0 | 0 |  | 0 | 0 | 0 | 0 | 0 | 0 | 0 | 0 | 0 | 0 | 0 | 0 | 0 | 0 | 0 | 0 | 0 | 0 | 0 | 0 | 0 | 0 | 0 | 12 | 1
NO |  | 137 | 2015 | 1 | 10 | 10 |  |  |  | 0 | 0 |  | 0 | 0 | 0 |  | 4416944 | 0 | 4416944 | 0 | 0 | 0 | 0 | 0 | 0 | 0 | 0 | 0 | 0 | 0 | 0 | 0 | 0 | 0 | 0 | 0 | 0 | 0 | 0 | 12 | 1
NO |  | 137 | 2015 | 1 | 11 | 11 |  | TOTAL 138 KV Lines |  | 0 | 0 |  | 0 | 0 | 0 |  | 4416944 | 0 | 4416944 | 0 | 0 | 0 | 0 | 0 | 0 | 0 | 0 | 0 | 0 | 0 | 0 | 0 | 651370039 | 0 | 0 | 0 | 0 | 0 | 0 | 12 | 1
SI/NO | A | 137 | 2015 | 1 | 13 | 13 |  | 69 kv Lines |  | 0 | 0 |  | 0 | 0 | 0 |  | 2622670 | 956926 | 3579596 | 0 | 0 | 0 | 65143.712 | 0 | 0 | 0 | 0 | 0 | 0 | 0 | 0 | 0 | 651370040 | 0 | 0 | 0 | 0 | 0 | 0 | 12 | 1
SI/NO | A | 137 | 2015 | 1 | 14 | 14 |  | 23 kv Lines |  | 0 | 0 |  | 0 | 0 | 0 |  | 109405 | 3892922 | 4002327 | 0 | 0 | 0 | 72836.8334 | 0 | 0 | 0 | 0 | 0 | 0 | 0 | 0 | 0 | 0 | 0 | 0 | 0 | 0 | 0 | 0 | 12 | 1
NO |  | 137 | 2015 | 1 | 16 | 16 |  | Operation and Maintenance |  | 0 | 0 |  | 0 | 0 | 0 |  | 0 | 0 | 0 | 3327 | 78945 | 0 | 82272 | 0 | 0 | 0 | 0 | 0 | 0 | 0 | 0 | 0 | 0 | 0 | 0 | 0 | 0 | 0 | 0 | 12 | 1
NO |  | 137 | 2015 | 1 | 17 | 17 |  | Expense |  | 0 | 0 |  | 0 | 0 | 0 |  | 0 | 0 | 0 | 0 | 0 | 0 | 0 | 0 | 0 | 0 | 0 | 0 | 0 | 0 | 0 | 0 | 0 | 0 | 0 | 0 | 0 | 0 | 0 | 12 | 1
NO |  | 138 | 2015 | 0 | 1 | 1 |  | Alburtis | Branchbg #5016 (H) | 500 | 500 | Steel Tower | 20.87 | 0 | 1 | 2,493 (A) | 822679 | 5113901 | 5936580 | 0 | 0 | 0 | 0 | 651380599 | 0 | 0 | 0 | 0 | 0 | 0 | 0 | 0 | 0 | 0 | 0 | 0 | 0 | 0 | 0 | 12 | 1
NO |  | 138 | 2015 | 0 | 2 | 2 |  | Alburtis | Hosensack #5027 | 500 | 500 | Steel Tower | 4.18 | 0 | 1 | 2,493 (A) | 278715 | 1782259 | 2060974 | 0 | 0 | 0 | 0 | 0 | 0 | 0 | 0 | 0 | 0 | 0 | 0 | 0 | 0 | 0 | 0 | 0 | 0 | 0 | 0 | 12 | 1
NO |  | 138 | 2015 | 0 | 3 | 3 |  |  |  | 0 | 0 | Steel Pole | 0.57 | 0 | 1 | 2,493 (A) | 0 | 0 | 0 | 0 | 0 | 0 | 0 | 0 | 0 | 0 | 0 | 0 | 0 | 0 | 0 | 0 | 0 | 0 | 0 | 0 | 0 | 0 | 0 | 12 | 1
NO |  | 138 | 2015 | 0 | 4 | 4 |  | Conemaugh | Conastone #5013(L) | 500 | 500 | Steel Tower | 3.05 | 0 | 1 | 2,493 (A) | 57830 | 367844 | 425674 | 0 | 0 | 0 | 0 | 0 | 0 | 0 | 0 | 0 | 0 | 0 | 0 | 0 | 0 | 0 | 0 | 0 | 0 | 0 | 0 | 12 | 1
NO |  | 138 | 2015 | 0 | 5 | 5 |  | Conemaugh | Juniata #5005 (H) | 500 | 500 | Steel Tower | 15.91 | 0 | 1 | 2,493 (A) | 168278 | 1961201 | 2129479 | 0 | 0 | 0 | 0 | 0 | 0 | 0 | 0 | 0 | 0 | 0 | 0 | 0 | 0 | 0 | 0 | 0 | 0 | 0 | 0 | 12 | 1
NO |  | 138 | 2015 | 0 | 6 | 6 |  | Juniata | Alburtis #5009(H) | 500 | 500 | Steel Tower | 26.26 | 0 | 1 | 2,493 (A) | 574205 | 4342430 | 4916635 | 0 | 0 | 0 | 0 | 0 | 0 | 0 | 0 | 0 | 0 | 0 | 0 | 0 | 0 | 0 | 0 | 0 | 0 | 0 | 0 | 12 | 1
NO |  | 138 | 2015 | 0 | 7 | 7 |  | Juniata | Sunbury #5046 | 500 | 500 | Steel Tower | 37.66 | 0 | 1 | 2,493 (A) | 624978 | 9488565 | 10113543 | 0 | 0 | 0 | 0 | 0 | 0 | 0 | 0 | 0 | 0 | 0 | 0 | 0 | 0 | 0 | 0 | 0 | 0 | 0 | 0 | 12 | 1
NO |  | 138 | 2015 | 0 | 8 | 8 |  |  |  | 0 | 0 | Steel Pole | 0.49 | 0 | 1 | 2,493 (F) | 0 | 0 | 0 | 0 | 0 | 0 | 0 | 0 | 0 | 0 | 0 | 0 | 0 | 0 | 0 | 0 | 0 | 0 | 0 | 0 | 0 | 0 | 0 | 12 | 1
NO |  | 138 | 2015 | 0 | 9 | 9 |  |  |  | 0 | 0 | "H" Frame | 0 | 0 | 0 |  | 0 | 0 | 0 | 0 | 0 | 0 | 0 | 0 | 0 | 0 | 0 | 0 | 0 | 0 | 0 | 0 | 0 | 0 | 0 | 0 | 0 | 0 | 0 | 12 | 1
NO |  | 138 | 2015 | 0 | 10 | 10 |  | Juniata | Three Mile Island | 0 | 0 |  | 0 | 0 | 0 |  | 0 | 0 | 0 | 0 | 0 | 0 | 0 | 0 | 0 | 0 | 0 | 0 | 0 | 0 | 0 | 0 | 0 | 0 | 0 | 0 | 0 | 0 | 0 | 12 | 1
NO |  | 138 | 2015 | 0 | 11 | 11 |  |  | #5008(H) | 500 | 500 | Steel Tower | 16.8 | 0 | 1 | 2,493 (A) | 329104 | 2016631 | 2345735 | 0 | 0 | 0 | 0 | 0 | 0 | 0 | 0 | 0 | 0 | 0 | 0 | 0 | 0 | 0 | 0 | 0 | 0 | 0 | 0 | 12 | 1
NO |  | 138 | 2015 | 0 | 12 | 12 |  | Keystone | Juniata #5004 (H) | 500 | 500 | Steel Tower | 15.92 | 0 | 1 | 2,493 (A) | 168358 | 1904425 | 2072783 | 0 | 0 | 0 | 0 | 0 | 0 | 0 | 0 | 0 | 0 | 0 | 0 | 0 | 0 | 0 | 0 | 0 | 0 | 0 | 0 | 12 | 1
NO |  | 138 | 2015 | 0 | 13 | 13 |  | Sunbury | Susquehanna #2 | 0 | 0 |  | 0 | 0 | 0 |  | 0 | 0 | 0 | 0 | 0 | 0 | 0 | 0 | 0 | 0 | 0 | 0 | 0 | 0 | 0 | 0 | 0 | 0 | 0 | 0 | 0 | 0 | 0 | 12 | 1
NO |  | 138 | 2015 | 0 | 14 | 14 |  |  | #5045 (K) | 500 | 500 | Steel Pole | 44.2 | 0 | 1 | 2,493 (F) | 577481 | 3227550 | 3805031 | 0 | 0 | 0 | 0 | 0 | 0 | 0 | 0 | 0 | 0 | 0 | 0 | 0 | 0 | 0 | 0 | 0 | 0 | 0 | 0 | 12 | 1
NO |  | 138 | 2015 | 0 | 15 | 15 |  |  |  | 0 | 0 | "H" Frame | 0 | 0 | 0 |  | 0 | 0 | 0 | 0 | 0 | 0 | 0 | 0 | 0 | 0 | 0 | 0 | 0 | 0 | 0 | 0 | 0 | 0 | 0 | 0 | 0 | 0 | 0 | 12 | 1
NO |  | 138 | 2015 | 0 | 16 | 16 |  | Susquehanna | Wescosville #5043 | 500 | 500 | Steel Tower | 8.49 | 0 | 1 | 2,493 (A) | 5055804 | 25439847 | 30495651 | 0 | 0 | 0 | 0 | 0 | 0 | 0 | 0 | 0 | 0 | 0 | 0 | 0 | 0 | 0 | 0 | 0 | 0 | 0 | 0 | 12 | 1
NO |  | 138 | 2015 | 0 | 17 | 17 |  |  |  | 0 | 0 | Steel Pole | 0.12 | 0 | 1 | 1,590 (B) | 697204 | 8189616 | 8886820 | 0 | 0 | 0 | 0 | 0 | 0 | 0 | 0 | 0 | 0 | 0 | 0 | 0 | 0 | 0 | 0 | 0 | 0 | 0 | 0 | 12 | 1
NO |  | 138 | 2015 | 0 | 18 | 18 |  |  |  | 0 | 0 | Steel Pole | 3.49 | 0 | 1 | 1,590 (B) | 0 | 0 | 0 | 0 | 0 | 0 | 0 | 0 | 0 | 0 | 0 | 0 | 0 | 0 | 0 | 0 | 0 | 0 | 0 | 0 | 0 | 0 | 0 | 12 | 1
NO |  | 138 | 2015 | 0 | 19 | 19 |  |  |  | 0 | 0 | "H" Frame | 0 | 0 | 0 |  | 0 | 0 | 0 | 0 | 0 | 0 | 0 | 0 | 0 | 0 | 0 | 0 | 0 | 0 | 0 | 0 | 0 | 0 | 0 | 0 | 0 | 0 | 0 | 12 | 1
NO |  | 138 | 2015 | 0 | 20 | 20 |  |  |  | 0 | 0 | Steel Pole | 55 | 0 | 1 | 2,493 (F) | 0 | 0 | 0 | 0 | 0 | 0 | 0 | 0 | 0 | 0 | 0 | 0 | 0 | 0 | 0 | 0 | 0 | 0 | 0 | 0 | 0 | 0 | 0 | 12 | 1
NO |  | 138 | 2015 | 0 | 21 | 21 |  |  |  | 0 | 0 | "H" Frame | 0 | 0 | 0 |  | 0 | 0 | 0 | 0 | 0 | 0 | 0 | 0 | 0 | 0 | 0 | 0 | 0 | 0 | 0 | 0 | 0 | 0 | 0 | 0 | 0 | 0 | 0 | 12 | 1
NO |  | 138 | 2015 | 0 | 22 | 22 |  | Three Mile | Peach Bottom #5007 | 500 | 500 | Steel Tower | 10.1 | 0 | 1 | 2,493 (A) | 239853 | 5614765 | 5854618 | 0 | 0 | 0 | 0 | 0 | 0 | 0 | 0 | 0 | 0 | 0 | 0 | 0 | 0 | 0 | 0 | 0 | 0 | 0 | 0 | 12 | 1
NO |  | 138 | 2015 | 0 | 23 | 23 |  | Island |  | 500 | 500 | Steel Tower | 1.05 | 0 | 1 | 2,505 (A) | 294198 | 1940088 | 2234286 | 0 | 0 | 0 | 0 | 0 | 0 | 0 | 0 | 0 | 0 | 0 | 0 | 0 | 0 | 0 | 0 | 0 | 0 | 0 | 0 | 12 | 1
NO |  | 138 | 2015 | 0 | 24 | 24 |  | Wescosville | Alburtis #5044 | 500 | 500 | Steel Pole | 5.8 | 0 | 1 | 1,590 (G) | 1627813 | 10712239 | 12340052 | 0 | 0 | 0 | 0 | 0 | 0 | 0 | 0 | 0 | 0 | 0 | 0 | 0 | 0 | 0 | 0 | 0 | 0 | 0 | 0 | 12 | 1
NO |  | 138 | 2015 | 0 | 25 | 25 |  |  |  | 0 | 0 | "H" Frame | 0 | 0 | 0 |  | 0 | 0 | 0 | 0 | 0 | 0 | 0 | 0 | 0 | 0 | 0 | 0 | 0 | 0 | 0 | 0 | 0 | 0 | 0 | 0 | 0 | 0 | 0 | 12 | 1
NO |  | 138 | 2015 | 0 | 26 | 26 |  |  |  | 0 | 0 | Steel Pole | 2.75 | 0 | 1 | 2,493 (F) | 0 | 0 | 0 | 0 | 0 | 0 | 0 | 0 | 0 | 0 | 0 | 0 | 0 | 0 | 0 | 0 | 0 | 0 | 0 | 0 | 0 | 0 | 0 | 12 | 1
NO |  | 138 | 2015 | 0 | 27 | 27 |  |  |  | 0 | 0 | "H" Frame | 0 | 0 | 0 |  | 0 | 0 | 0 | 0 | 0 | 0 | 0 | 0 | 0 | 0 | 0 | 0 | 0 | 0 | 0 | 0 | 0 | 0 | 0 | 0 | 0 | 0 | 0 | 12 | 1
NO |  | 138 | 2015 | 0 | 28 | 28 |  |  |  | 0 | 0 | Steel Pole | 2.75 | 0 | 1 | 1,590 (G) | 0 | 0 | 0 | 0 | 0 | 0 | 0 | 0 | 0 | 0 | 0 | 0 | 0 | 0 | 0 | 0 | 0 | 0 | 0 | 0 | 0 | 0 | 0 | 12 | 1
NO |  | 138 | 2015 | 0 | 29 | 29 |  | Hosensack | Steel City | 500 | 500 | Steel Tower | 20.04 | 0 | 1 | 2,493 (F) | 979504 | 5352326 | 6331830 | 0 | 0 | 0 | 0 | 0 | 0 | 0 | 0 | 0 | 0 | 0 | 0 | 0 | 0 | 0 | 0 | 0 | 0 | 0 | 0 | 12 | 1
NO |  | 138 | 2015 | 0 | 30 | 30 |  | Susquehanna | Lackawanna | 500 | 500 | Steel Pole | 14 | 0 | 1 | 1590 (G) | 2367205 | 479776246 | 482143451 | 0 | 0 | 0 | 0 | 0 | 0 | 0 | 0 | 0 | 0 | 0 | 0 | 0 | 0 | 0 | 0 | 0 | 0 | 0 | 0 | 12 | 1
NO |  | 138 | 2015 | 0 | 31 | 31 |  |  |  | 0 | 0 | Steel Pole | 30.07 | 0 | 1 | 2493 (F) | 0 | 0 | 0 | 0 | 0 | 0 | 0 | 0 | 0 | 0 | 0 | 0 | 0 | 0 | 0 | 0 | 0 | 0 | 0 | 0 | 0 | 0 | 0 | 12 | 1
NO |  | 138 | 2015 | 0 | 32 | 32 |  | Acahela | Pocono | 230 | 230 |  | 0 | 0 | 1 |  | 315895 | 0 | 315895 | 0 | 0 | 0 | 0 | 0 | 0 | 0 | 0 | 0 | 0 | 0 | 0 | 0 | 0 | 0 | 0 | 0 | 0 | 0 | 0 | 12 | 1
NO |  | 138 | 2015 | 0 | 33 | 33 |  | Berks | South Lebanon | 230 | 230 | Steel Pole | 6.82 | 0 | 2 | 1,590 (B) | 79288 | 12233322 | 12312610 | 0 | 0 | 0 | 0 | 0 | 0 | 0 | 0 | 0 | 0 | 0 | 0 | 0 | 0 | 0 | 0 | 0 | 0 | 0 | 0 | 12 | 1
NO |  | 138 | 2015 | 0 | 34 | 34 |  | Brunner Island | Middletown Jct. #1 | 230 | 230 | Steel Tower | 5.53 | 0 | 1 | 1033.5 (B) | 65904 | 919461 | 985365 | 0 | 0 | 0 | 0 | 0 | 0 | 0 | 0 | 0 | 0 | 0 | 0 | 0 | 0 | 0 | 0 | 0 | 0 | 0 | 0 | 12 | 1
NO |  | 138 | 2015 | 0 | 35 | 35 |  |  |  | 0 | 0 | Steel Tower | 0.54 | 0 | 1 | 1113 (B) | 0 | 0 | 0 | 0 | 0 | 0 | 0 | 0 | 0 | 0 | 0 | 0 | 0 | 0 | 0 | 0 | 0 | 0 | 0 | 0 | 0 | 0 | 0 | 12 | 1
NO |  | 138 | 2015 | 0 | 36 | 36 |  | TOTAL |  | 0 | 0 |  | 4022.8 | 184.46 | 422 |  | 150836192 | 2013946325 | 2164782517 | 0 | 17655825 | 0 | 17655825 | 0 | 0 | 0 | 0 | 0 | 0 | 0 | 0 | 0 | 0 | 0 | 0 | 0 | 0 | 0 | 0 | 12 | 1
NO |  | 138 | 2015 | 1 | 1 | 1 |  | Brunner Island | Middletown Jct. #2 | 230 | 230 | Steel Tower | 0.57 | 4.96 | 1 | 1,033.5(B) | 65904 | 1085662 | 1151566 | 0 | 0 | 0 | 0 | 0 | 0 | 0 | 0 | 0 | 0 | 0 | 0 | 0 | 0 | 0 | 0 | 0 | 0 | 0 | 0 | 12 | 1
NO |  | 138 | 2015 | 1 | 2 | 2 |  |  |  | 0 | 0 | Steel Tower | 0.54 | 0 | 1 | 1,113 (B) | 0 | 0 | 0 | 0 | 0 | 0 | 0 | 0 | 0 | 0 | 0 | 0 | 0 | 0 | 0 | 0 | 0 | 0 | 0 | 0 | 0 | 0 | 0 | 12 | 1
NO |  | 138 | 2015 | 1 | 3 | 3 |  | Brunner Island | South Manheim | 230 | 230 | Steel Tower | 17.23 | 0 | 1 | 1,033.5 (B) | 403641 | 3148102 | 3551743 | 0 | 0 | 0 | 0 | 0 | 0 | 0 | 0 | 0 | 0 | 0 | 0 | 0 | 0 | 0 | 0 | 0 | 0 | 0 | 0 | 12 | 1
NO |  | 138 | 2015 | 1 | 4 | 4 |  |  |  | 0 | 0 | Steel Tower | 0.53 | 0 | 1 | 1,113 (B) | 0 | 0 | 0 | 0 | 0 | 0 | 0 | 0 | 0 | 0 | 0 | 0 | 0 | 0 | 0 | 0 | 0 | 0 | 0 | 0 | 0 | 0 | 0 | 12 | 1
NO |  | 138 | 2015 | 1 | 5 | 5 |  |  |  | 0 | 0 | Steel Pole | 0.16 | 0 | 1 | 1,590 (D) | 0 | 0 | 0 | 0 | 0 | 0 | 0 | 0 | 0 | 0 | 0 | 0 | 0 | 0 | 0 | 0 | 0 | 0 | 0 | 0 | 0 | 0 | 0 | 12 | 1
NO |  | 138 | 2015 | 1 | 6 | 6 |  |  |  | 0 | 0 | Steel Pole | 0.54 | 0 | 1 | 2,493 (E) | 0 | 0 | 0 | 0 | 0 | 0 | 0 | 0 | 0 | 0 | 0 | 0 | 0 | 0 | 0 | 0 | 0 | 0 | 0 | 0 | 0 | 0 | 0 | 12 | 1
NO |  | 138 | 2015 | 1 | 7 | 7 |  | Brunner Island | W. Hempfield | 230 | 230 | Steel Tower | 2.1 | 0 | 1 | 1,033.5 (B) | 199922 | 1152576 | 1352498 | 0 | 0 | 0 | 0 | 0 | 0 | 0 | 0 | 0 | 0 | 0 | 0 | 0 | 0 | 0 | 0 | 0 | 0 | 0 | 0 | 12 | 1
NO |  | 138 | 2015 | 1 | 8 | 8 |  |  |  | 0 | 0 | Steel Tower | 0.53 | 0 | 1 | 1,113 (B) | 0 | 0 | 0 | 0 | 0 | 0 | 0 | 0 | 0 | 0 | 0 | 0 | 0 | 0 | 0 | 0 | 0 | 0 | 0 | 0 | 0 | 0 | 0 | 12 | 1
NO |  | 138 | 2015 | 1 | 9 | 9 |  |  |  | 0 | 0 | Steel Pole | 0.15 | 0.15 | 1 | 1,033.5 (B) | 0 | 0 | 0 | 0 | 0 | 0 | 0 | 0 | 0 | 0 | 0 | 0 | 0 | 0 | 0 | 0 | 0 | 0 | 0 | 0 | 0 | 0 | 0 | 12 | 1
NO |  | 138 | 2015 | 1 | 10 | 10 |  |  |  | 0 | 0 | Steel Tower | 11.5 | 0 | 1 | 795 (B) | 0 | 0 | 0 | 0 | 0 | 0 | 0 | 0 | 0 | 0 | 0 | 0 | 0 | 0 | 0 | 0 | 0 | 0 | 0 | 0 | 0 | 0 | 0 | 12 | 1
NO |  | 138 | 2015 | 1 | 11 | 11 |  | Brunner Island | West Shore | 230 | 230 | Steel Tower | 16.36 | 16.3 | 2 | 1590 (B) | 2082095 | 37565290 | 39647385 | 0 | 0 | 0 | 0 | 0 | 0 | 0 | 0 | 0 | 0 | 0 | 0 | 0 | 0 | 0 | 0 | 0 | 0 | 0 | 0 | 12 | 1
NO |  | 138 | 2015 | 1 | 12 | 12 |  | Brunner Island | Yorkanna | 230 | 230 | Steel Tower | 0 | 0.64 | 1 | 1,033.5 (B) | 100 | 17157 | 17257 | 0 | 0 | 0 | 0 | 0 | 0 | 0 | 0 | 0 | 0 | 0 | 0 | 0 | 0 | 0 | 0 | 0 | 0 | 0 | 0 | 12 | 1
NO |  | 138 | 2015 | 1 | 13 | 13 |  | Bushkill | Blooming Grove | 230 | 230 | Steel Tower | 21.7 | 0 | 1 | 795 (B) | 219050 | 9002754 | 9221804 | 0 | 0 | 0 | 0 | 0 | 0 | 0 | 0 | 0 | 0 | 0 | 0 | 0 | 0 | 0 | 0 | 0 | 0 | 0 | 0 | 12 | 1
NO |  | 138 | 2015 | 1 | 14 | 14 |  |  |  | 0 | 0 | Wood Pole | 0.11 | 0 | 1 | 795 (B) | 0 | 0 | 0 | 0 | 0 | 0 | 0 | 0 | 0 | 0 | 0 | 0 | 0 | 0 | 0 | 0 | 0 | 0 | 0 | 0 | 0 | 0 | 0 | 12 | 1
NO |  | 138 | 2015 | 1 | 15 | 15 |  | Bushkill | Kittatinny (I) | 230 | 230 | Steel Tower | 10.9 | 0 | 1 | 1,590 (B) | 27846 | 1253211 | 1281057 | 0 | 0 | 0 | 0 | 0 | 0 | 0 | 0 | 0 | 0 | 0 | 0 | 0 | 0 | 0 | 0 | 0 | 0 | 0 | 0 | 12 | 1
NO |  | 138 | 2015 | 1 | 16 | 16 |  | Cumberland | West Shore | 230 | 230 | Steel Tower | 11.63 | 0 | 1 | 1,033.5(B) | 202162 | 768962 | 971124 | 0 | 0 | 0 | 0 | 0 | 0 | 0 | 0 | 0 | 0 | 0 | 0 | 0 | 0 | 0 | 0 | 0 | 0 | 0 | 0 | 12 | 1
NO |  | 138 | 2015 | 1 | 17 | 17 |  |  |  | 0 | 0 | Steel Pole | 0 | 0.09 | 1 | 1,590 (B) | 0 | 0 | 0 | 0 | 0 | 0 | 0 | 0 | 0 | 0 | 0 | 0 | 0 | 0 | 0 | 0 | 0 | 0 | 0 | 0 | 0 | 0 | 0 | 12 | 1
NO |  | 138 | 2015 | 1 | 18 | 18 |  | Eldred | Frackville | 230 | 230 | Steel Tower | 12.06 | 0 | 1 | 795 (E) | 90343 | 1941426 | 2031769 | 0 | 0 | 0 | 0 | 0 | 0 | 0 | 0 | 0 | 0 | 0 | 0 | 0 | 0 | 0 | 0 | 0 | 0 | 0 | 0 | 12 | 1
NO |  | 138 | 2015 | 1 | 19 | 19 |  |  |  | 0 | 0 | Steel Pole | 0.09 | 0 | 1 | 1,590 (B) | 0 | 0 | 0 | 0 | 0 | 0 | 0 | 0 | 0 | 0 | 0 | 0 | 0 | 0 | 0 | 0 | 0 | 0 | 0 | 0 | 0 | 0 | 0 | 12 | 1
NO |  | 138 | 2015 | 1 | 20 | 20 |  | Elimsport | Lycoming #1 | 230 | 230 | Steel Pole | 0.23 | 0 | 1 | 1,590 (B) | 63858 | 452384 | 516242 | 0 | 0 | 0 | 0 | 0 | 0 | 0 | 0 | 0 | 0 | 0 | 0 | 0 | 0 | 0 | 0 | 0 | 0 | 0 | 0 | 12 | 1
NO |  | 138 | 2015 | 1 | 21 | 21 |  |  |  | 0 | 0 | Steel Pole | 0.08 | 0 | 1 | 795 (B) | 0 | 0 | 0 | 0 | 0 | 0 | 0 | 0 | 0 | 0 | 0 | 0 | 0 | 0 | 0 | 0 | 0 | 0 | 0 | 0 | 0 | 0 | 0 | 12 | 1
NO |  | 138 | 2015 | 1 | 22 | 22 |  |  |  | 0 | 0 | Steel Tower | 3.53 | 0 | 1 | 795 (B) | 0 | 0 | 0 | 0 | 0 | 0 | 0 | 0 | 0 | 0 | 0 | 0 | 0 | 0 | 0 | 0 | 0 | 0 | 0 | 0 | 0 | 0 | 0 | 12 | 1
NO |  | 138 | 2015 | 1 | 23 | 23 |  |  |  | 0 | 0 | Steel Tower | 0.32 | 0 | 1 | 1,033.5 (B) | 0 | 0 | 0 | 0 | 0 | 0 | 0 | 0 | 0 | 0 | 0 | 0 | 0 | 0 | 0 | 0 | 0 | 0 | 0 | 0 | 0 | 0 | 0 | 12 | 1
NO |  | 138 | 2015 | 1 | 24 | 24 |  | Elimsport | Lycoming #2 | 230 | 230 | Steel Pole | 0.09 | 3.85 | 1 | 1,033.5 (B) | 2830 | 993000 | 995830 | 0 | 0 | 0 | 0 | 0 | 0 | 0 | 0 | 0 | 0 | 0 | 0 | 0 | 0 | 0 | 0 | 0 | 0 | 0 | 0 | 12 | 1
NO |  | 138 | 2015 | 1 | 25 | 25 |  |  |  | 0 | 0 | Steel Pole | 0.09 | 0 | 1 | 1,590 (B) | 0 | 0 | 0 | 0 | 0 | 0 | 0 | 0 | 0 | 0 | 0 | 0 | 0 | 0 | 0 | 0 | 0 | 0 | 0 | 0 | 0 | 0 | 0 | 12 | 1
NO |  | 138 | 2015 | 1 | 26 | 26 |  |  |  | 0 | 0 | Wood Pole | 0.12 | 0 | 1 | 1,590 (B) | 0 | 0 | 0 | 0 | 0 | 0 | 0 | 0 | 0 | 0 | 0 | 0 | 0 | 0 | 0 | 0 | 0 | 0 | 0 | 0 | 0 | 0 | 0 | 12 | 1
NO |  | 138 | 2015 | 1 | 27 | 27 |  | Elimsport | Lycoming #3 | 230 | 230 | Steel Tower | 3.85 | 0 | 1 | 1,033.5 (B) | 42438 | 1330793 | 1373231 | 0 | 0 | 0 | 0 | 0 | 0 | 0 | 0 | 0 | 0 | 0 | 0 | 0 | 0 | 0 | 0 | 0 | 0 | 0 | 0 | 12 | 1
NO |  | 138 | 2015 | 1 | 28 | 28 |  |  |  | 0 | 0 | Steel Pole | 0.1 | 0 | 1 | 1,033.5 (B) | 0 | 0 | 0 | 0 | 0 | 0 | 0 | 0 | 0 | 0 | 0 | 0 | 0 | 0 | 0 | 0 | 0 | 0 | 0 | 0 | 0 | 0 | 0 | 12 | 1
NO |  | 138 | 2015 | 1 | 29 | 29 |  |  |  | 0 | 0 | Steel Pole | 0.14 | 0 | 1 | 1,590 (B) | 0 | 0 | 0 | 0 | 0 | 0 | 0 | 0 | 0 | 0 | 0 | 0 | 0 | 0 | 0 | 0 | 0 | 0 | 0 | 0 | 0 | 0 | 0 | 12 | 1
NO |  | 138 | 2015 | 1 | 30 | 30 |  | Fox Hill | Shawnee | 230 | 230 | Steel Tower | 8.01 | 0.26 | 1 | 795 (B) | 187901 | 731056 | 918957 | 0 | 0 | 0 | 0 | 0 | 0 | 0 | 0 | 0 | 0 | 0 | 0 | 0 | 0 | 0 | 0 | 0 | 0 | 0 | 0 | 12 | 1
NO |  | 138 | 2015 | 1 | 31 | 31 |  | Frackville | Columbia | 230 | 500 | Steel Tower | 25.82 | 0 | 1 | 2,493 (A) | 1507902 | 14230444 | 15738346 | 0 | 0 | 0 | 0 | 0 | 0 | 0 | 0 | 0 | 0 | 0 | 0 | 0 | 0 | 0 | 0 | 0 | 0 | 0 | 0 | 12 | 1
NO |  | 138 | 2015 | 1 | 32 | 32 |  |  |  | 230 | 230 | Steel Pole | 0.04 | 0 | 1 | 1,590 (B) | 0 | 0 | 0 | 0 | 0 | 0 | 0 | 0 | 0 | 0 | 0 | 0 | 0 | 0 | 0 | 0 | 0 | 0 | 0 | 0 | 0 | 0 | 0 | 12 | 1
NO |  | 138 | 2015 | 1 | 33 | 33 |  |  |  | 0 | 0 | Wood Pole | 0.78 | 0 | 1 | 1,590 (B) | 0 | 0 | 0 | 0 | 0 | 0 | 0 | 0 | 0 | 0 | 0 | 0 | 0 | 0 | 0 | 0 | 0 | 0 | 0 | 0 | 0 | 0 | 0 | 12 | 1
NO |  | 138 | 2015 | 1 | 34 | 34 |  | Harwood | East Palmerton | 230 | 230 | Steel Pole | 0.86 | 0 | 1 | 1,590 (B) | 21039 | 6708197 | 6729236 | 0 | 0 | 0 | 0 | 0 | 0 | 0 | 0 | 0 | 0 | 0 | 0 | 0 | 0 | 0 | 0 | 0 | 0 | 0 | 0 | 12 | 1
NO |  | 138 | 2015 | 1 | 35 | 35 |  |  |  | 0 | 0 | Steel Tower | 0 | 29.49 | 1 | 1,590 (B) | 0 | 0 | 0 | 0 | 0 | 0 | 0 | 0 | 0 | 0 | 0 | 0 | 0 | 0 | 0 | 0 | 0 | 0 | 0 | 0 | 0 | 0 | 0 | 12 | 1
NO |  | 138 | 2015 | 2 | 1 | 1 |  | Hosensack | Buxmont #3 | 230 | 230 | Steel Tower | 11.03 | 0 | 1 | 1,590 (D) | 316356 | 4147593 | 4463949 | 0 | 0 | 0 | 0 | 0 | 0 | 0 | 0 | 0 | 0 | 0 | 0 | 0 | 0 | 0 | 0 | 0 | 0 | 0 | 0 | 12 | 1
NO |  | 138 | 2015 | 2 | 2 | 2 |  |  |  | 0 | 0 | Steel Pole | 4.64 | 0 | 1 | 1,590 (D) | 0 | 0 | 0 | 0 | 0 | 0 | 0 | 0 | 0 | 0 | 0 | 0 | 0 | 0 | 0 | 0 | 0 | 0 | 0 | 0 | 0 | 0 | 0 | 12 | 1
NO |  | 138 | 2015 | 2 | 3 | 3 |  | Hosensack | Wescosville #3 | 230 | 230 | Steel Tower | 9.5 | 0 | 1 | 795 (B) | 260487 | 1028994 | 1289481 | 0 | 0 | 0 | 0 | 0 | 0 | 0 | 0 | 0 | 0 | 0 | 0 | 0 | 0 | 0 | 0 | 0 | 0 | 0 | 0 | 12 | 1
NO |  | 138 | 2015 | 2 | 4 | 4 |  |  |  | 0 | 0 | Wood Pole | 0.15 | 0 | 1 | 795 (B) | 0 | 0 | 0 | 0 | 0 | 0 | 0 | 0 | 0 | 0 | 0 | 0 | 0 | 0 | 0 | 0 | 0 | 0 | 0 | 0 | 0 | 0 | 0 | 12 | 1
NO |  | 138 | 2015 | 2 | 5 | 5 |  |  |  | 0 | 0 | Steel Pole | 0.07 | 0 | 1 | 795 (B) | 0 | 0 | 0 | 0 | 0 | 0 | 0 | 0 | 0 | 0 | 0 | 0 | 0 | 0 | 0 | 0 | 0 | 0 | 0 | 0 | 0 | 0 | 0 | 12 | 1
NO |  | 138 | 2015 | 2 | 6 | 6 |  | Hummelstown | Middletown Jct. #1 | 230 | 230 | Steel Tower | 7 | 0 | 1 | 795 (B) | 77445 | 1696972 | 1774417 | 0 | 0 | 0 | 0 | 0 | 0 | 0 | 0 | 0 | 0 | 0 | 0 | 0 | 0 | 0 | 0 | 0 | 0 | 0 | 0 | 12 | 1
NO |  | 138 | 2015 | 2 | 7 | 7 |  | Hummelstown | N. Hershey | 230 | 230 | Steel Pole | 0.16 | 0 | 2 | 1,590 (B) | 28413 | 462696 | 491109 | 0 | 0 | 0 | 0 | 0 | 0 | 0 | 0 | 0 | 0 | 0 | 0 | 0 | 0 | 0 | 0 | 0 | 0 | 0 | 0 | 12 | 1
NO |  | 138 | 2015 | 2 | 8 | 8 |  |  |  | 0 | 0 | Steel Tower | 3.2 | 0 | 2 | 1,590 (B) | 0 | 0 | 0 | 0 | 0 | 0 | 0 | 0 | 0 | 0 | 0 | 0 | 0 | 0 | 0 | 0 | 0 | 0 | 0 | 0 | 0 | 0 | 0 | 12 | 1
NO |  | 138 | 2015 | 2 | 9 | 9 |  | Hummelstown | Steelton Tap | 230 | 230 | Steel Tower | 1.12 | 0 | 1 | 1,108.6 (B) | 310770 | 1130379 | 1441149 | 0 | 0 | 0 | 0 | 0 | 0 | 0 | 0 | 0 | 0 | 0 | 0 | 0 | 0 | 0 | 0 | 0 | 0 | 0 | 0 | 12 | 1
NO |  | 138 | 2015 | 2 | 10 | 10 |  |  |  | 0 | 0 | Wood Pole | 5.43 | 0 | 1 | 1,108.6 (B) | 0 | 0 | 0 | 0 | 0 | 0 | 0 | 0 | 0 | 0 | 0 | 0 | 0 | 0 | 0 | 0 | 0 | 0 | 0 | 0 | 0 | 0 | 0 | 12 | 1
NO |  | 138 | 2015 | 2 | 11 | 11 |  |  |  | 0 | 0 | Wood Pole | 0.11 | 0 | 1 | 1,590 (B) | 0 | 0 | 0 | 0 | 0 | 0 | 0 | 0 | 0 | 0 | 0 | 0 | 0 | 0 | 0 | 0 | 0 | 0 | 0 | 0 | 0 | 0 | 0 | 12 | 1
NO |  | 138 | 2015 | 2 | 12 | 12 |  |  |  | 0 | 0 | Wood Pole | 0.1 | 0 | 1 | 795 (B) | 0 | 0 | 0 | 0 | 0 | 0 | 0 | 0 | 0 | 0 | 0 | 0 | 0 | 0 | 0 | 0 | 0 | 0 | 0 | 0 | 0 | 0 | 0 | 12 | 1
NO |  | 138 | 2015 | 2 | 13 | 13 |  | Jenkins | Acahela | 230 | 230 | Steel Pole | 14.93 | 0 | 1 | 1590 (B) | 47363 | 39386164 | 39433527 | 0 | 0 | 0 | 0 | 0 | 0 | 0 | 0 | 0 | 0 | 0 | 0 | 0 | 0 | 0 | 0 | 0 | 0 | 0 | 0 | 12 | 1
NO |  | 138 | 2015 | 2 | 14 | 14 |  | Jenkins | Stanton | 230 | 230 | Steel Tower | 0 | 8.54 | 1 | 1,590 (B) | 765441 | 10556093 | 11321534 | 0 | 0 | 0 | 0 | 0 | 0 | 0 | 0 | 0 | 0 | 0 | 0 | 0 | 0 | 0 | 0 | 0 | 0 | 0 | 0 | 12 | 1
NO |  | 138 | 2015 | 2 | 15 | 15 |  | Juniata | Cumberland #1 | 230 | 230 | Steel Tower | 14.02 | 0 | 1 | 1,033.5 (B) | 213908 | 1592245 | 1806153 | 0 | 0 | 0 | 0 | 0 | 0 | 0 | 0 | 0 | 0 | 0 | 0 | 0 | 0 | 0 | 0 | 0 | 0 | 0 | 0 | 12 | 1
NO |  | 138 | 2015 | 2 | 16 | 16 |  |  |  | 0 | 0 | Steel Pole | 0.09 | 0 | 1 | 1,590 (B) | 0 | 0 | 0 | 0 | 0 | 0 | 0 | 0 | 0 | 0 | 0 | 0 | 0 | 0 | 0 | 0 | 0 | 0 | 0 | 0 | 0 | 0 | 0 | 12 | 1
NO |  | 138 | 2015 | 2 | 17 | 17 |  |  |  | 0 | 0 | Wood Pole | 0.09 | 0 | 1 | 1,033.5 (B) | 0 | 0 | 0 | 0 | 0 | 0 | 0 | 0 | 0 | 0 | 0 | 0 | 0 | 0 | 0 | 0 | 0 | 0 | 0 | 0 | 0 | 0 | 0 | 12 | 1
NO |  | 138 | 2015 | 2 | 18 | 18 |  | Lackawanna | Peckville #3 | 230 | 230 | Steel Pole | 0.4 | 0 | 1 | 1,590 (B) | 12393 | 2967393 | 2979786 | 0 | 0 | 0 | 0 | 0 | 0 | 0 | 0 | 0 | 0 | 0 | 0 | 0 | 0 | 0 | 0 | 0 | 0 | 0 | 0 | 12 | 1
NO |  | 138 | 2015 | 2 | 19 | 19 |  |  |  | 0 | 0 | Wood Pole | 2.57 | 0 | 1 | 1,033.5 (B) | 0 | 0 | 0 | 0 | 0 | 0 | 0 | 0 | 0 | 0 | 0 | 0 | 0 | 0 | 0 | 0 | 0 | 0 | 0 | 0 | 0 | 0 | 0 | 12 | 1
NO |  | 138 | 2015 | 2 | 20 | 20 |  | Lewistown | Juniata | 230 | 230 | Steel Tower | 0.92 | 0 | 2 | 1,033.5 (B) | 9162 | 96632 | 105794 | 0 | 0 | 0 | 0 | 0 | 0 | 0 | 0 | 0 | 0 | 0 | 0 | 0 | 0 | 0 | 0 | 0 | 0 | 0 | 0 | 12 | 1
NO |  | 138 | 2015 | 2 | 21 | 21 |  | Manor | Otter Creek | 230 | 230 | Steel Tower | 5.75 | 0 | 1 | 795 (B) | 81452 | 1021676 | 1103128 | 0 | 0 | 0 | 0 | 0 | 0 | 0 | 0 | 0 | 0 | 0 | 0 | 0 | 0 | 0 | 0 | 0 | 0 | 0 | 0 | 12 | 1
NO |  | 138 | 2015 | 2 | 22 | 22 |  | Manor | Graceton (J) | 230 | 230 | Steel Tower | 16.4 | 0 | 1 | 795 (B) | 514161 | 30263535 | 30777696 | 0 | 0 | 0 | 0 | 0 | 0 | 0 | 0 | 0 | 0 | 0 | 0 | 0 | 0 | 0 | 0 | 0 | 0 | 0 | 0 | 12 | 1
NO |  | 138 | 2015 | 2 | 23 | 23 |  | Manor | Millwood | 230 | 230 | Steel Tower | 4.81 | 6.03 | 1 | 1,033.5 (B) | 135633 | 1180224 | 1315857 | 0 | 0 | 0 | 0 | 0 | 0 | 0 | 0 | 0 | 0 | 0 | 0 | 0 | 0 | 0 | 0 | 0 | 0 | 0 | 0 | 12 | 1
NO |  | 138 | 2015 | 2 | 24 | 24 |  |  |  | 0 | 0 | Steel Pole | 0.17 | 11.76 | 1 | 1,590 (B) | 0 | 0 | 0 | 0 | 0 | 0 | 0 | 0 | 0 | 0 | 0 | 0 | 0 | 0 | 0 | 0 | 0 | 0 | 0 | 0 | 0 | 0 | 0 | 12 | 1
NO |  | 138 | 2015 | 2 | 25 | 25 |  | Martins Creek | Gilbert (P2016) | 230 | 230 | Wood Pole | 0.43 | 0 | 1 | 1,590 (D) | 22979 | 304862 | 327841 | 0 | 0 | 0 | 0 | 0 | 0 | 0 | 0 | 0 | 0 | 0 | 0 | 0 | 0 | 0 | 0 | 0 | 0 | 0 | 0 | 12 | 1
NO |  | 138 | 2015 | 2 | 26 | 26 |  |  |  | 0 | 0 | "H" Frame | 0.09 | 0 | 1 | 1,590 (D) | 0 | 0 | 0 | 0 | 0 | 0 | 0 | 0 | 0 | 0 | 0 | 0 | 0 | 0 | 0 | 0 | 0 | 0 | 0 | 0 | 0 | 0 | 0 | 12 | 1
NO |  | 138 | 2015 | 2 | 27 | 27 |  | Martins Creek | Monroe | 230 | 230 | Steel Pole | 0.39 | 0.46 | 1 | 1,590 (B) | 754353 | 1573037 | 2327390 | 0 | 0 | 0 | 0 | 0 | 0 | 0 | 0 | 0 | 0 | 0 | 0 | 0 | 0 | 0 | 0 | 0 | 0 | 0 | 0 | 12 | 1
NO |  | 138 | 2015 | 2 | 28 | 28 |  |  |  | 0 | 0 | Steel Tower | 0 | 14.55 | 1 | 1,590 (B) | 0 | 0 | 0 | 0 | 0 | 0 | 0 | 0 | 0 | 0 | 0 | 0 | 0 | 0 | 0 | 0 | 0 | 0 | 0 | 0 | 0 | 0 | 0 | 12 | 1
NO |  | 138 | 2015 | 2 | 29 | 29 |  |  |  | 0 | 0 | Steel Tower | 16.11 | 0 | 1 | 795 (B) | 0 | 0 | 0 | 0 | 0 | 0 | 0 | 0 | 0 | 0 | 0 | 0 | 0 | 0 | 0 | 0 | 0 | 0 | 0 | 0 | 0 | 0 | 0 | 12 | 1
NO |  | 138 | 2015 | 2 | 30 | 30 |  | Martins Creek | Northwood (1011) | 230 | 230 | Steel Pole | 0.12 | 0 | 1 | 1,590 (B) | 210053 | 379125 | 589178 | 0 | 0 | 0 | 0 | 0 | 0 | 0 | 0 | 0 | 0 | 0 | 0 | 0 | 0 | 0 | 0 | 0 | 0 | 0 | 0 | 12 | 1
NO |  | 138 | 2015 | 2 | 31 | 31 |  |  |  | 0 | 0 | Steel Pole | 0 | 0.29 | 1 | 1,590 (B) | 0 | 0 | 0 | 0 | 0 | 0 | 0 | 0 | 0 | 0 | 0 | 0 | 0 | 0 | 0 | 0 | 0 | 0 | 0 | 0 | 0 | 0 | 0 | 12 | 1
NO |  | 138 | 2015 | 2 | 32 | 32 |  |  |  | 0 | 0 | Steel Tower | 0 | 10.32 | 1 | 1,033.5 (B) | 0 | 0 | 0 | 0 | 0 | 0 | 0 | 0 | 0 | 0 | 0 | 0 | 0 | 0 | 0 | 0 | 0 | 0 | 0 | 0 | 0 | 0 | 0 | 12 | 1
NO |  | 138 | 2015 | 2 | 33 | 33 |  | Martins Creek | Portland (1008) | 230 | 500 | Steel Tower | 3.98 | 0 | 1 | 2,493 (A) | 133414 | 975866 | 1109280 | 0 | 0 | 0 | 0 | 0 | 0 | 0 | 0 | 0 | 0 | 0 | 0 | 0 | 0 | 0 | 0 | 0 | 0 | 0 | 0 | 12 | 1
NO |  | 138 | 2015 | 2 | 34 | 34 |  |  |  | 0 | 0 | Steel Pole | 0.51 | 0 | 1 | 1,590 (A) | 0 | 0 | 0 | 0 | 0 | 0 | 0 | 0 | 0 | 0 | 0 | 0 | 0 | 0 | 0 | 0 | 0 | 0 | 0 | 0 | 0 | 0 | 0 | 12 | 1
NO |  | 138 | 2015 | 2 | 35 | 35 |  | Martins Creek | Quarry #2 | 230 | 230 | Steel Pole | 0.41 | 0 | 1 | 1,590 (B) | 601360 | 2482017 | 3083377 | 0 | 0 | 0 | 0 | 0 | 0 | 0 | 0 | 0 | 0 | 0 | 0 | 0 | 0 | 0 | 0 | 0 | 0 | 0 | 0 | 12 | 1
NO |  | 138 | 2015 | 3 | 1 | 1 |  |  |  | 0 | 0 | Steel Tower | 14.61 | 0 | 1 | 1,033.5 (B) | 0 | 0 | 0 | 0 | 0 | 0 | 0 | 0 | 0 | 0 | 0 | 0 | 0 | 0 | 0 | 0 | 0 | 0 | 0 | 0 | 0 | 0 | 0 | 12 | 1
NO |  | 138 | 2015 | 3 | 2 | 2 |  |  |  | 0 | 0 | Steel Pole | 6.02 | 0 | 1 | 1,033.5 (B) | 0 | 0 | 0 | 0 | 0 | 0 | 0 | 0 | 0 | 0 | 0 | 0 | 0 | 0 | 0 | 0 | 0 | 0 | 0 | 0 | 0 | 0 | 0 | 12 | 1
NO |  | 138 | 2015 | 3 | 3 | 3 |  | Martins Creek | Siegfried #1 | 230 | 500 | Steel Tower | 22.25 | 0 | 1 | 2,493 (B) | 663622 | 4741629 | 5405251 | 0 | 0 | 0 | 0 | 0 | 0 | 0 | 0 | 0 | 0 | 0 | 0 | 0 | 0 | 0 | 0 | 0 | 0 | 0 | 0 | 12 | 1
NO |  | 138 | 2015 | 3 | 4 | 4 |  |  |  | 0 | 0 | Steel Tower | 0.64 | 0 | 1 | 1,590 (B) | 0 | 0 | 0 | 0 | 0 | 0 | 0 | 0 | 0 | 0 | 0 | 0 | 0 | 0 | 0 | 0 | 0 | 0 | 0 | 0 | 0 | 0 | 0 | 12 | 1
NO |  | 138 | 2015 | 3 | 5 | 5 |  |  |  | 0 | 0 | Steel Pole | 0.65 | 0 | 1 | 1,590 (B) | 0 | 0 | 0 | 0 | 0 | 0 | 0 | 0 | 0 | 0 | 0 | 0 | 0 | 0 | 0 | 0 | 0 | 0 | 0 | 0 | 0 | 0 | 0 | 12 | 1
NO |  | 138 | 2015 | 3 | 6 | 6 |  | Martins Creek | Siegfried #2 | 230 | 230 | Steel Tower | 10.62 | 0 | 1 | 795 (B) | 556639 | 21436814 | 21993453 | 0 | 0 | 0 | 0 | 0 | 0 | 0 | 0 | 0 | 0 | 0 | 0 | 0 | 0 | 0 | 0 | 0 | 0 | 0 | 0 | 12 | 1
NO |  | 138 | 2015 | 3 | 7 | 7 |  |  |  | 0 | 0 | Steel Tower | 14.85 | 0 | 1 | 1,590 (B) | 0 | 0 | 0 | 0 | 0 | 0 | 0 | 0 | 0 | 0 | 0 | 0 | 0 | 0 | 0 | 0 | 0 | 0 | 0 | 0 | 0 | 0 | 0 | 12 | 1
NO |  | 138 | 2015 | 3 | 8 | 8 |  |  |  | 0 | 0 | Steel Pole | 0.07 | 0 | 1 | 795 (B) | 0 | 0 | 0 | 0 | 0 | 0 | 0 | 0 | 0 | 0 | 0 | 0 | 0 | 0 | 0 | 0 | 0 | 0 | 0 | 0 | 0 | 0 | 0 | 12 | 1
NO |  | 138 | 2015 | 3 | 9 | 9 |  |  |  | 0 | 0 | Steel Pole | 0.56 | 0 | 1 | 1,590 (B) | 0 | 0 | 0 | 0 | 0 | 0 | 0 | 0 | 0 | 0 | 0 | 0 | 0 | 0 | 0 | 0 | 0 | 0 | 0 | 0 | 0 | 0 | 0 | 12 | 1
NO |  | 138 | 2015 | 3 | 10 | 10 |  | Millwood | South Akron | 230 | 230 | Steel Tower | 20.37 | 6.14 | 1 | 1,033.5 (B) | 578225 | 5194743 | 5772968 | 0 | 0 | 0 | 0 | 0 | 0 | 0 | 0 | 0 | 0 | 0 | 0 | 0 | 0 | 0 | 0 | 0 | 0 | 0 | 0 | 12 | 1
NO |  | 138 | 2015 | 3 | 11 | 11 |  |  |  | 0 | 0 | Steel Pole | 0.14 | 14.29 | 1 | 1,590 (B) | 0 | 0 | 0 | 0 | 0 | 0 | 0 | 0 | 0 | 0 | 0 | 0 | 0 | 0 | 0 | 0 | 0 | 0 | 0 | 0 | 0 | 0 | 0 | 12 | 1
NO |  | 138 | 2015 | 3 | 12 | 12 |  | Monroe | Fox Hill Tie | 230 | 230 | Steel Tower | 0 | 0.11 | 1 | 795 (B) | 0 | 52873 | 52873 | 0 | 0 | 0 | 0 | 0 | 0 | 0 | 0 | 0 | 0 | 0 | 0 | 0 | 0 | 0 | 0 | 0 | 0 | 0 | 0 | 12 | 1
NO |  | 138 | 2015 | 3 | 13 | 13 |  | Montour | Columbia | 230 | 500 | Steel Tower | 9.26 | 0 | 1 | 2,493 (A) | 445408 | 3988777 | 4434185 | 0 | 0 | 0 | 0 | 0 | 0 | 0 | 0 | 0 | 0 | 0 | 0 | 0 | 0 | 0 | 0 | 0 | 0 | 0 | 0 | 12 | 1
NO |  | 138 | 2015 | 3 | 14 | 14 |  |  |  | 230 | 230 | Steel Pole | 0.19 | 0.85 | 1 | 1,590 (B) | 0 | 0 | 0 | 0 | 0 | 0 | 0 | 0 | 0 | 0 | 0 | 0 | 0 | 0 | 0 | 0 | 0 | 0 | 0 | 0 | 0 | 0 | 0 | 12 | 1
NO |  | 138 | 2015 | 3 | 15 | 15 |  | Montour | Elimsport | 230 | 230 | Steel Tower | 14.48 | 0 | 2 | 1,590 (D) | 926090 | 9076712 | 10002802 | 0 | 0 | 0 | 0 | 0 | 0 | 0 | 0 | 0 | 0 | 0 | 0 | 0 | 0 | 0 | 0 | 0 | 0 | 0 | 0 | 12 | 1
NO |  | 138 | 2015 | 3 | 16 | 16 |  |  |  | 0 | 0 | Steel Pole | 7.84 | 0 | 2 | 1,590 (D) | 0 | 0 | 0 | 0 | 0 | 0 | 0 | 0 | 0 | 0 | 0 | 0 | 0 | 0 | 0 | 0 | 0 | 0 | 0 | 0 | 0 | 0 | 0 | 12 | 1
NO |  | 138 | 2015 | 3 | 17 | 17 |  | Montour | Mountain (H) | 230 | 230 | Steel Pole | 2.5 | 0 | 2 | 1,590 (D) | 76180 | 2454312 | 2530492 | 0 | 0 | 0 | 0 | 0 | 0 | 0 | 0 | 0 | 0 | 0 | 0 | 0 | 0 | 0 | 0 | 0 | 0 | 0 | 0 | 12 | 1
NO |  | 138 | 2015 | 3 | 18 | 18 |  |  |  | 0 | 0 | Steel Pole | 0.97 | 0 | 1 | 1,590 (D) | 0 | 0 | 0 | 0 | 0 | 0 | 0 | 0 | 0 | 0 | 0 | 0 | 0 | 0 | 0 | 0 | 0 | 0 | 0 | 0 | 0 | 0 | 0 | 12 | 1
NO |  | 138 | 2015 | 3 | 19 | 19 |  | Montour | Sunbury | 230 | 230 | Steel Tower | 10.29 | 0 | 2 | 1,033.5 (B) | 483508 | 8183088 | 8666596 | 0 | 0 | 0 | 0 | 0 | 0 | 0 | 0 | 0 | 0 | 0 | 0 | 0 | 0 | 0 | 0 | 0 | 0 | 0 | 0 | 12 | 1
NO |  | 138 | 2015 | 3 | 20 | 20 |  |  |  | 0 | 0 | Steel Tower | 10.79 | 0 | 1 | 1,590 (B) | 0 | 0 | 0 | 0 | 0 | 0 | 0 | 0 | 0 | 0 | 0 | 0 | 0 | 0 | 0 | 0 | 0 | 0 | 0 | 0 | 0 | 0 | 0 | 12 | 1
NO |  | 138 | 2015 | 3 | 21 | 21 |  |  |  | 0 | 0 | Steel Pole | 1.85 | 0 | 1 | 1,590 (B) | 0 | 0 | 0 | 0 | 0 | 0 | 0 | 0 | 0 | 0 | 0 | 0 | 0 | 0 | 0 | 0 | 0 | 0 | 0 | 0 | 0 | 0 | 0 | 12 | 1
NO |  | 138 | 2015 | 3 | 22 | 22 |  | Montour | Susquehanna | 230 | 230 | Steel Tower | 27.84 | 0 | 2 | 1,590 (B) | 1061098 | 8322127 | 9383225 | 0 | 0 | 0 | 0 | 0 | 0 | 0 | 0 | 0 | 0 | 0 | 0 | 0 | 0 | 0 | 0 | 0 | 0 | 0 | 0 | 12 | 1
NO |  | 138 | 2015 | 3 | 23 | 23 |  |  |  | 0 | 0 | Steel Pole | 1.32 | 0 | 2 | 1,590 (B) | 0 | 0 | 0 | 0 | 0 | 0 | 0 | 0 | 0 | 0 | 0 | 0 | 0 | 0 | 0 | 0 | 0 | 0 | 0 | 0 | 0 | 0 | 0 | 12 | 1
NO |  | 138 | 2015 | 3 | 24 | 24 |  |  |  | 0 | 0 | Steel Pole | 1.9 | 0 | 2 | 1,590 (D) | 0 | 0 | 0 | 0 | 0 | 0 | 0 | 0 | 0 | 0 | 0 | 0 | 0 | 0 | 0 | 0 | 0 | 0 | 0 | 0 | 0 | 0 | 0 | 12 | 1
NO |  | 138 | 2015 | 3 | 25 | 25 |  | Mountain | Lackawanna | 230 | 230 | Steel Tower | 0 | 25.38 | 1 | 1,590 (B) | 3949 | 783185 | 787134 | 0 | 0 | 0 | 0 | 0 | 0 | 0 | 0 | 0 | 0 | 0 | 0 | 0 | 0 | 0 | 0 | 0 | 0 | 0 | 0 | 12 | 1
NO |  | 138 | 2015 | 3 | 26 | 26 |  |  |  | 0 | 0 | Steel Tower | 0 | 0.34 | 1 | 1,590 (B) | 0 | 0 | 0 | 0 | 0 | 0 | 0 | 0 | 0 | 0 | 0 | 0 | 0 | 0 | 0 | 0 | 0 | 0 | 0 | 0 | 0 | 0 | 0 | 12 | 1
NO |  | 138 | 2015 | 3 | 27 | 27 |  | Otter Creek | Conastone (J) | 230 | 230 | Steel Tower | 17.05 | 0 | 1 | 795 (B) | 293845 | 633469 | 927314 | 0 | 0 | 0 | 0 | 0 | 0 | 0 | 0 | 0 | 0 | 0 | 0 | 0 | 0 | 0 | 0 | 0 | 0 | 0 | 0 | 12 | 1
NO |  | 138 | 2015 | 3 | 28 | 28 |  |  |  | 0 | 0 | Steel Pole | 0.16 | 0 | 1 | 1,590 (B) | 0 | 0 | 0 | 0 | 0 | 0 | 0 | 0 | 0 | 0 | 0 | 0 | 0 | 0 | 0 | 0 | 0 | 0 | 0 | 0 | 0 | 0 | 0 | 12 | 1
NO |  | 138 | 2015 | 3 | 29 | 29 |  | Paupack | Blooming Grove | 230 | 230 | Steel Pole | 14.65 | 0 | 1 | 1590 (D) | 163558 | 8567062 | 8730620 | 0 | 0 | 0 | 0 | 0 | 0 | 0 | 0 | 0 | 0 | 0 | 0 | 0 | 0 | 0 | 0 | 0 | 0 | 0 | 0 | 12 | 1
NO |  | 138 | 2015 | 3 | 31 | 31 |  | Peckville | Paupack | 230 | 230 | Steel Pole | 13.5 | 0 | 1 | 1590 (D) | 184820 | 7162520 | 7347340 | 0 | 0 | 0 | 0 | 0 | 0 | 0 | 0 | 0 | 0 | 0 | 0 | 0 | 0 | 0 | 0 | 0 | 0 | 0 | 0 | 12 | 1
NO |  | 138 | 2015 | 3 | 32 | 32 |  |  |  | 0 | 0 | Steel Pole | 3.07 | 0 | 1 | 795 (D) | 0 | 0 | 0 | 0 | 0 | 0 | 0 | 0 | 0 | 0 | 0 | 0 | 0 | 0 | 0 | 0 | 0 | 0 | 0 | 0 | 0 | 0 | 0 | 12 | 1
NO |  | 138 | 2015 | 3 | 33 | 33 |  | Pocono | Paupack | 230 | 230 | Steel Pole | 0 | 0 | 1 |  | 7655622 | 49309346 | 56964968 | 0 | 0 | 0 | 0 | 0 | 0 | 0 | 0 | 0 | 0 | 0 | 0 | 0 | 0 | 0 | 0 | 0 | 0 | 0 | 0 | 12 | 1
NO |  | 138 | 2015 | 3 | 35 | 35 |  | Quarry | Northwood (1012)(H) | 230 | 230 | Steel Pole | 0.55 | 5.31 | 1 | 1,033.5 (B) | 397336 | 237170 | 634506 | 0 | 0 | 0 | 0 | 0 | 0 | 0 | 0 | 0 | 0 | 0 | 0 | 0 | 0 | 0 | 0 | 0 | 0 | 0 | 0 | 12 | 1
NO |  | 138 | 2015 | 4 | 1 | 1 |  |  |  | 0 | 0 | Steel Tower | 0 | 4.45 | 1 | 1,033.5 (B) | 0 | 0 | 0 | 0 | 0 | 0 | 0 | 0 | 0 | 0 | 0 | 0 | 0 | 0 | 0 | 0 | 0 | 0 | 0 | 0 | 0 | 0 | 0 | 12 | 1
NO |  | 138 | 2015 | 4 | 2 | 2 |  | Shawnee | Bushkill | 230 | 230 | Steel Tower | 2.25 | 0 | 1 | 795 (B) | 25006 | 393959 | 418965 | 0 | 0 | 0 | 0 | 0 | 0 | 0 | 0 | 0 | 0 | 0 | 0 | 0 | 0 | 0 | 0 | 0 | 0 | 0 | 0 | 12 | 1
NO |  | 138 | 2015 | 4 | 3 | 3 |  | Siegfried | East Palmerton #3 | 230 | 230 | Steel Tower | 0.7 | 7.33 | 1 | 1,590 (B) | 16990 | 725105 | 742095 | 0 | 0 | 0 | 0 | 0 | 0 | 0 | 0 | 0 | 0 | 0 | 0 | 0 | 0 | 0 | 0 | 0 | 0 | 0 | 0 | 12 | 1
NO |  | 138 | 2015 | 4 | 4 | 4 |  |  |  | 0 | 0 | Wood Pole | 0.1 | 0.35 | 1 | 1,590 (B) | 0 | 0 | 0 | 0 | 0 | 0 | 0 | 0 | 0 | 0 | 0 | 0 | 0 | 0 | 0 | 0 | 0 | 0 | 0 | 0 | 0 | 0 | 0 | 12 | 1
NO |  | 138 | 2015 | 4 | 5 | 5 |  | Siegfried | Frackville | 230 | 230 | Wood Pole | 0.13 | 0 | 1 | 795 (B) | 280764 | 4513745 | 4794509 | 0 | 0 | 0 | 0 | 0 | 0 | 0 | 0 | 0 | 0 | 0 | 0 | 0 | 0 | 0 | 0 | 0 | 0 | 0 | 0 | 12 | 1
NO |  | 138 | 2015 | 4 | 6 | 6 |  |  |  | 0 | 0 | Steel Tower | 39.66 | 0.84 | 1 | 795 (B) | 0 | 0 | 0 | 0 | 0 | 0 | 0 | 0 | 0 | 0 | 0 | 0 | 0 | 0 | 0 | 0 | 0 | 0 | 0 | 0 | 0 | 0 | 0 | 12 | 1
NO |  | 138 | 2015 | 4 | 7 | 7 |  | Siegfried | Harwood | 230 | 230 | Steel Pole | 0.1 | 0 | 1 | 1,590 (B) | 1515038 | 7703553 | 9218591 | 0 | 0 | 0 | 0 | 0 | 0 | 0 | 0 | 0 | 0 | 0 | 0 | 0 | 0 | 0 | 0 | 0 | 0 | 0 | 0 | 12 | 1
NO |  | 138 | 2015 | 4 | 8 | 8 |  |  |  | 0 | 0 | Steel Tower | 37.45 | 0 | 1 | 1,590 (B) | 0 | 0 | 0 | 0 | 0 | 0 | 0 | 0 | 0 | 0 | 0 | 0 | 0 | 0 | 0 | 0 | 0 | 0 | 0 | 0 | 0 | 0 | 0 | 12 | 1
NO |  | 138 | 2015 | 4 | 9 | 9 |  | South Akron | Berks | 230 | 500 | Steel Tower | 7.26 | 0 | 1 | 2,493 (A) | 1583690 | 2312563 | 3896253 | 0 | 0 | 0 | 0 | 0 | 0 | 0 | 0 | 0 | 0 | 0 | 0 | 0 | 0 | 0 | 0 | 0 | 0 | 0 | 0 | 12 | 1
NO |  | 138 | 2015 | 4 | 10 | 10 |  |  |  | 230 | 230 | Steel Tower | 0.11 | 0 | 1 | 1,590 (B) | 0 | 0 | 0 | 0 | 0 | 0 | 0 | 0 | 0 | 0 | 0 | 0 | 0 | 0 | 0 | 0 | 0 | 0 | 0 | 0 | 0 | 0 | 0 | 12 | 1
NO |  | 138 | 2015 | 4 | 11 | 11 |  |  |  | 230 | 500 | Steel Tower | 0.08 | 0 | 1 | 1,590 (B) | 0 | 0 | 0 | 0 | 0 | 0 | 0 | 0 | 0 | 0 | 0 | 0 | 0 | 0 | 0 | 0 | 0 | 0 | 0 | 0 | 0 | 0 | 0 | 12 | 1
NO |  | 138 | 2015 | 4 | 12 | 12 |  |  |  | 230 | 230 | Steel Pole | 12.73 | 0 | 1 | 1,590 (B) | 0 | 0 | 0 | 0 | 0 | 0 | 0 | 0 | 0 | 0 | 0 | 0 | 0 | 0 | 0 | 0 | 0 | 0 | 0 | 0 | 0 | 0 | 0 | 12 | 1
NO |  | 138 | 2015 | 4 | 13 | 13 |  | South Akron | South Reading | 230 | 230 | Steel Pole | 12.51 | 0 | 2 | 1,590 (B) | 0 | 15993962 | 15993962 | 0 | 0 | 0 | 0 | 0 | 0 | 0 | 0 | 0 | 0 | 0 | 0 | 0 | 0 | 0 | 0 | 0 | 0 | 0 | 0 | 12 | 1
NO |  | 138 | 2015 | 4 | 14 | 14 |  |  |  | 0 | 0 | Steel Tower | 9.62 | 0 | 1 | 1,033 (B) | 0 | 0 | 0 | 0 | 0 | 0 | 0 | 0 | 0 | 0 | 0 | 0 | 0 | 0 | 0 | 0 | 0 | 0 | 0 | 0 | 0 | 0 | 0 | 12 | 1
NO |  | 138 | 2015 | 4 | 15 | 15 |  | South Manheim | South Akron #4 | 230 | 230 | Steel Tower | 11.21 | 0 | 1 | 1,033.5 (B) | 363346 | 1049484 | 1412830 | 0 | 0 | 0 | 0 | 0 | 0 | 0 | 0 | 0 | 0 | 0 | 0 | 0 | 0 | 0 | 0 | 0 | 0 | 0 | 0 | 12 | 1
NO |  | 138 | 2015 | 4 | 16 | 16 |  |  |  | 0 | 0 | Steel Pole | 0.1 | 0.05 | 1 | 1,590 (D) | 0 | 0 | 0 | 0 | 0 | 0 | 0 | 0 | 0 | 0 | 0 | 0 | 0 | 0 | 0 | 0 | 0 | 0 | 0 | 0 | 0 | 0 | 0 | 12 | 1
NO |  | 138 | 2015 | 4 | 17 | 17 |  |  |  | 0 | 0 | Steel Pole | 0.53 | 0 | 1 | 2,493 (E) | 0 | 0 | 0 | 0 | 0 | 0 | 0 | 0 | 0 | 0 | 0 | 0 | 0 | 0 | 0 | 0 | 0 | 0 | 0 | 0 | 0 | 0 | 0 | 12 | 1
NO |  | 138 | 2015 | 4 | 18 | 18 |  | South Reading | Berks | 230 | 500 | Steel Tower | 0 | 5.93 | 1 | 2,493 (A) | 267495 | 1869071 | 2136566 | 0 | 0 | 0 | 0 | 0 | 0 | 0 | 0 | 0 | 0 | 0 | 0 | 0 | 0 | 0 | 0 | 0 | 0 | 0 | 0 | 12 | 1
NO |  | 138 | 2015 | 4 | 19 | 19 |  |  |  | 230 | 230 | Steel Pole | 0.05 | 0 | 1 | 1,590 (B) | 0 | 0 | 0 | 0 | 0 | 0 | 0 | 0 | 0 | 0 | 0 | 0 | 0 | 0 | 0 | 0 | 0 | 0 | 0 | 0 | 0 | 0 | 0 | 12 | 1
NO |  | 138 | 2015 | 4 | 20 | 20 |  |  |  | 230 | 230 | Steel Pole | 0.14 | 0.13 | 1 | 1,590 (B) | 0 | 0 | 0 | 0 | 0 | 0 | 0 | 0 | 0 | 0 | 0 | 0 | 0 | 0 | 0 | 0 | 0 | 0 | 0 | 0 | 0 | 0 | 0 | 12 | 1
NO |  | 138 | 2015 | 4 | 21 | 21 |  | Stanton | Lackawanna | 230 | 230 | Steel Tower | 13.36 | 0 | 1 | 1,590 (B) | 340891 | 3947940 | 4288831 | 0 | 0 | 0 | 0 | 0 | 0 | 0 | 0 | 0 | 0 | 0 | 0 | 0 | 0 | 0 | 0 | 0 | 0 | 0 | 0 | 12 | 1
NO |  | 138 | 2015 | 4 | 22 | 22 |  | Stanton | Susquehanna #1 (H) | 230 | 230 | Steel Tower | 12.26 | 0 | 1 | 1,590 (B) | 295094 | 3474264 | 3769358 | 0 | 0 | 0 | 0 | 0 | 0 | 0 | 0 | 0 | 0 | 0 | 0 | 0 | 0 | 0 | 0 | 0 | 0 | 0 | 0 | 12 | 1
NO |  | 138 | 2015 | 4 | 23 | 23 |  |  |  | 0 | 0 | Steel Tower | 0 | 0.08 | 1 | 1,590 (B) | 0 | 0 | 0 | 0 | 0 | 0 | 0 | 0 | 0 | 0 | 0 | 0 | 0 | 0 | 0 | 0 | 0 | 0 | 0 | 0 | 0 | 0 | 0 | 12 | 1
NO |  | 138 | 2015 | 4 | 24 | 24 |  |  |  | 0 | 0 | Steel Pole | 0 | 0.87 | 1 | 1,590 (B) | 0 | 0 | 0 | 0 | 0 | 0 | 0 | 0 | 0 | 0 | 0 | 0 | 0 | 0 | 0 | 0 | 0 | 0 | 0 | 0 | 0 | 0 | 0 | 12 | 1
NO |  | 138 | 2015 | 4 | 25 | 25 |  | Steel City | Quarry | 230 | 230 | Steel Pole | 2.33 | 0 | 2 | 1,590 (D) | -36 | -3068 | -3104 | 0 | 0 | 0 | 0 | 0 | 0 | 0 | 0 | 0 | 0 | 0 | 0 | 0 | 0 | 0 | 0 | 0 | 0 | 0 | 0 | 12 | 1
NO |  | 138 | 2015 | 4 | 26 | 26 |  | Sunbury | Elimsport | 230 | 230 | Steel Tower | 25.23 | 0 | 1 | 795 (B) | 213748 | 1268717 | 1482465 | 0 | 0 | 0 | 0 | 0 | 0 | 0 | 0 | 0 | 0 | 0 | 0 | 0 | 0 | 0 | 0 | 0 | 0 | 0 | 0 | 12 | 1
NO |  | 138 | 2015 | 4 | 27 | 27 |  |  |  | 0 | 0 | Steel Pole | 0.35 | 0 | 1 | 795 (B) | 0 | 0 | 0 | 0 | 0 | 0 | 0 | 0 | 0 | 0 | 0 | 0 | 0 | 0 | 0 | 0 | 0 | 0 | 0 | 0 | 0 | 0 | 0 | 12 | 1
NO |  | 138 | 2015 | 4 | 28 | 28 |  |  |  | 0 | 0 | Steel Pole | 0.09 | 0 | 1 | 1,590 (B) | 0 | 0 | 0 | 0 | 0 | 0 | 0 | 0 | 0 | 0 | 0 | 0 | 0 | 0 | 0 | 0 | 0 | 0 | 0 | 0 | 0 | 0 | 0 | 12 | 1
NO |  | 138 | 2015 | 4 | 29 | 29 |  | Sunbury | Eldred | 230 | 230 | Steel Tower | 24.75 | 0 | 1 | 795 (E) | 164435 | 3576709 | 3741144 | 0 | 0 | 0 | 0 | 0 | 0 | 0 | 0 | 0 | 0 | 0 | 0 | 0 | 0 | 0 | 0 | 0 | 0 | 0 | 0 | 12 | 1
NO |  | 138 | 2015 | 4 | 30 | 30 |  |  |  | 0 | 0 | Steel Pole | 0.1 | 0 | 1 | 1,590 (B) | 0 | 0 | 0 | 0 | 0 | 0 | 0 | 0 | 0 | 0 | 0 | 0 | 0 | 0 | 0 | 0 | 0 | 0 | 0 | 0 | 0 | 0 | 0 | 12 | 1
NO |  | 138 | 2015 | 4 | 31 | 31 |  | Sunbury | Susquehanna #1 | 230 | 230 | Steel Tower | 43.78 | 0 | 1 | 1,033.5 (B) | 145078 | 2671675 | 2816753 | 0 | 0 | 0 | 0 | 0 | 0 | 0 | 0 | 0 | 0 | 0 | 0 | 0 | 0 | 0 | 0 | 0 | 0 | 0 | 0 | 12 | 1
NO |  | 138 | 2015 | 4 | 32 | 32 |  |  |  | 0 | 0 | Steel Pole | 0.14 | 0 | 1 | 1,590 (B) | 0 | 0 | 0 | 0 | 0 | 0 | 0 | 0 | 0 | 0 | 0 | 0 | 0 | 0 | 0 | 0 | 0 | 0 | 0 | 0 | 0 | 0 | 0 | 12 | 1
NO |  | 138 | 2015 | 4 | 33 | 33 |  | Susquehanna | Harwood #1 | 230 | 230 | Steel Tower | 12.52 | 0 | 1 | 1,113 (C) | 394906 | 4101846 | 4496752 | 0 | 0 | 0 | 0 | 0 | 0 | 0 | 0 | 0 | 0 | 0 | 0 | 0 | 0 | 0 | 0 | 0 | 0 | 0 | 0 | 12 | 1
NO |  | 138 | 2015 | 4 | 34 | 34 |  |  |  | 0 | 0 | Steel Pole | 0.43 | 0 | 1 | 1,113 (C) | 0 | 0 | 0 | 0 | 0 | 0 | 0 | 0 | 0 | 0 | 0 | 0 | 0 | 0 | 0 | 0 | 0 | 0 | 0 | 0 | 0 | 0 | 0 | 12 | 1
NO |  | 138 | 2015 | 4 | 35 | 35 |  | Susquehanna | Harwood #2 | 230 | 230 | Steel Tower | 12.94 | 0 | 2 | 1,113 (C) | 0 | 1764531 | 1764531 | 0 | 0 | 0 | 0 | 0 | 0 | 0 | 0 | 0 | 0 | 0 | 0 | 0 | 0 | 0 | 0 | 0 | 0 | 0 | 0 | 12 | 1
NO |  | 138 | 2015 | 5 | 1 | 1 |  | Susquehanna | Jenkins | 230 | 230 | Steel Tower | 26.11 | 0 | 1 | 1,033.5 (B) | 738949 | 2119065 | 2858014 | 0 | 0 | 0 | 0 | 0 | 0 | 0 | 0 | 0 | 0 | 0 | 0 | 0 | 0 | 0 | 0 | 0 | 0 | 0 | 0 | 12 | 1
NO |  | 138 | 2015 | 5 | 2 | 2 |  |  |  | 0 | 0 | Steel Pole | 0.29 | 0 | 1 | 1,590 (B) | 0 | 0 | 0 | 0 | 0 | 0 | 0 | 0 | 0 | 0 | 0 | 0 | 0 | 0 | 0 | 0 | 0 | 0 | 0 | 0 | 0 | 0 | 0 | 12 | 1
NO |  | 138 | 2015 | 5 | 3 | 3 |  | Susquehanna | T10 | 230 | 230 | Steel Pole | 2.7 | 0 | 1 | 1590 (D) | 3477341 | 21367546 | 24844887 | 0 | 0 | 0 | 0 | 0 | 0 | 0 | 0 | 0 | 0 | 0 | 0 | 0 | 0 | 0 | 0 | 0 | 0 | 0 | 0 | 12 | 1
NO |  | 138 | 2015 | 5 | 5 | 5 |  | W. Hempfield | Manor # 2 | 230 | 230 | Steel Tower | 0.08 | 0 | 1 | 1,033.5 (B) | 80644 | 860442 | 941086 | 0 | 0 | 0 | 0 | 0 | 0 | 0 | 0 | 0 | 0 | 0 | 0 | 0 | 0 | 0 | 0 | 0 | 0 | 0 | 0 | 12 | 1
NO |  | 138 | 2015 | 5 | 6 | 6 |  |  |  | 0 | 0 | Steel Pole | 0.12 | 0 | 1 | 1,033.5 (B) | 0 | 0 | 0 | 0 | 0 | 0 | 0 | 0 | 0 | 0 | 0 | 0 | 0 | 0 | 0 | 0 | 0 | 0 | 0 | 0 | 0 | 0 | 0 | 12 | 1
NO |  | 138 | 2015 | 5 | 7 | 7 |  |  |  | 0 | 0 | Steel Tower | 8.79 | 0 | 1 | 795 (B) | 0 | 0 | 0 | 0 | 0 | 0 | 0 | 0 | 0 | 0 | 0 | 0 | 0 | 0 | 0 | 0 | 0 | 0 | 0 | 0 | 0 | 0 | 0 | 12 | 1
NO |  | 138 | 2015 | 5 | 8 | 8 |  |  |  | 0 | 0 | Steel Pole | 0.12 | 0 | 1 | 1,590 (B) | 0 | 0 | 0 | 0 | 0 | 0 | 0 | 0 | 0 | 0 | 0 | 0 | 0 | 0 | 0 | 0 | 0 | 0 | 0 | 0 | 0 | 0 | 0 | 12 | 1
NO |  | 138 | 2015 | 5 | 9 | 9 |  | West Shore | Steelton | 230 | 230 | Steel Pole | 2.81 | 0 | 1 | 1,590 (B) | 1169393 | 7582025 | 8751418 | 0 | 0 | 0 | 0 | 0 | 0 | 0 | 0 | 0 | 0 | 0 | 0 | 0 | 0 | 0 | 0 | 0 | 0 | 0 | 0 | 12 | 1
NO |  | 138 | 2015 | 5 | 10 | 10 |  |  |  | 0 | 0 | Wood Pole | 9.44 | 0 | 1 | 1,590 (B) | 0 | 0 | 0 | 0 | 0 | 0 | 0 | 0 | 0 | 0 | 0 | 0 | 0 | 0 | 0 | 0 | 0 | 0 | 0 | 0 | 0 | 0 | 0 | 12 | 1
NO |  | 138 | 2015 | 5 | 11 | 11 |  |  |  | 0 | 0 | Wood Pole | 0.09 | 0 | 1 | 795 (B) | 0 | 0 | 0 | 0 | 0 | 0 | 0 | 0 | 0 | 0 | 0 | 0 | 0 | 0 | 0 | 0 | 0 | 0 | 0 | 0 | 0 | 0 | 0 | 12 | 1
NO |  | 138 | 2015 | 5 | 12 | 12 |  | Whitpain | Buxmont (H) | 230 | 230 | Steel Tower | 7.67 | 0 | 1 | 795 (B) | 281107 | 1143073 | 1424180 | 0 | 0 | 0 | 0 | 0 | 0 | 0 | 0 | 0 | 0 | 0 | 0 | 0 | 0 | 0 | 0 | 0 | 0 | 0 | 0 | 12 | 1
NO |  | 138 | 2015 | 5 | 13 | 13 |  |  |  | 0 | 0 | Steel Pole | 0.09 | 4.32 | 1 | 1,590 (B) | 0 | 0 | 0 | 0 | 0 | 0 | 0 | 0 | 0 | 0 | 0 | 0 | 0 | 0 | 0 | 0 | 0 | 0 | 0 | 0 | 0 | 0 | 0 | 12 | 1
NO |  | 138 | 2015 | 5 | 14 | 14 |  | Yorkanna | Otter Creek | 230 | 230 | Steel Pole | 10.77 | 0 | 1 | 1,590 (B) | 1819410 | 10720836 | 12540246 | 0 | 0 | 0 | 0 | 0 | 0 | 0 | 0 | 0 | 0 | 0 | 0 | 0 | 0 | 0 | 0 | 0 | 0 | 0 | 0 | 12 | 1
NO |  | 138 | 2015 | 5 | 15 | 15 |  |  |  | 0 | 0 | "H" Frame | 0.34 | 0 | 1 | 1,590 (B) | 0 | 0 | 0 | 0 | 0 | 0 | 0 | 0 | 0 | 0 | 0 | 0 | 0 | 0 | 0 | 0 | 0 | 0 | 0 | 0 | 0 | 0 | 0 | 12 | 1
NO |  | 138 | 2015 | 5 | 16 | 16 |  | Costs/Expenses 138kV |  | 0 | 0 |  | 153.2 | 0 | 37 |  | 7497404 | 78886343 | 86383747 | 0 | 1698850 | 0 | 1698850 | 0 | 0 | 0 | 0 | 0 | 0 | 0 | 0 | 0 | 0 | 0 | 0 | 0 | 0 | 0 | 0 | 12 | 1
SI/SI | A | 138 | 2015 | 5 | 17 | 17 |  | Costs/Expenses 69kV |  | 0 | 0 |  | 2660.26 | 0 | 191 |  | 91739129 | 943749879 | 1035489008 | 0 | 10192216 | 0 | 10192216 | 0 | 0 | 0 | 0 | 0 | 0 | 0 | 0 | 0 | 0 | 0 | 0 | 0 | 0 | 0 | 0 | 12 | 1
NO |  | 138 | 2015 | 5 | 18 | 18 |  | Expenses - 230kV |  | 0 | 0 |  | 0 | 0 | 0 |  | 0 | 0 | 0 | 0 | 4902995 | 0 | 4902995 | 0 | 0 | 0 | 0 | 0 | 0 | 0 | 0 | 0 | 0 | 0 | 0 | 0 | 0 | 0 | 0 | 12 | 1
NO |  | 138 | 2015 | 5 | 19 | 19 |  | 500kV Construction |  | 0 | 0 |  | 0 | 0 | 0 |  | 0 | 0 | 0 | 0 | 861764 | 0 | 861764 | 0 | 0 | 0 | 0 | 0 | 0 | 0 | 0 | 0 | 0 | 0 | 0 | 0 | 0 | 0 | 0 | 12 | 1
NO |  | 138 | 2015 | 5 | 20 | 20 |  | Total 230 kV Construction |  | 0 | 0 |  | 4022.8 | 184.46 | 422 |  | 150836192 | 2013946325 | 2164782517 | 0 | 17655825 | 0 | 17655825 | 0 | 0 | 0 | 0 | 0 | 0 | 0 | 0 | 0 | 0 | 0 | 0 | 0 | 0 | 0 | 0 | 12 | 1
NO |  | 140 | 2015 | 0 | 36 | 36 |  | TOTAL |  | 0 | 0 |  | 0 | 0 | 0 |  | 0 | 0 | 0 | 0 | 0 | 0 | 0 | 0 | 0 | 0 | 0 | 0 | 0 | 0 | 0 | 0 | 0 | 0 | 0 | 0 | 0 | 0 | 0 | 12 | 0
NO |  | 141 | 2015 | 0 | 1 | 1 |  | 500KV LINES |  | 0 | 0 |  | 0 | 0 | 0 |  | 0 | 0 | 0 | 0 | 0 | 0 | 0 | 0 | 0 | 0 | 0 | 0 | 0 | 0 | 0 | 0 | 0 | 0 | 0 | 0 | 0 | 0 | 0 | 12 | 1
NO |  | 141 | 2015 | 0 | 2 | 2 |  | GRIZZLY | ROUND BUTTE | 500 | 500 | ST. TOWER | 15.6 | 0 | 1 | 1780MCMACSR | 50953 | 1645820 | 1696773 | 0 | 0 | 0 | 0 | 0 | 0 | 0 | 0 | 0 | 0 | 0 | 0 | 0 | 0 | 0 | 0 | 0 | 0 | 0 | 0 | 12 | 1
NO |  | 141 | 2015 | 0 | 3 | 3 |  | GRIZZLY | MALIN | 500 | 500 | ST. TOWER | 178.5 | 0 | 1 | 1780MCMACSR | 275427 | 17485375 | 17760802 | 0 | 0 | 0 | 0 | 651410260 | 0 | 0 | 0 | 0 | 0 | 0 | 0 | 0 | 0 | 0 | 0 | 0 | 0 | 0 | 0 | 12 | 1
NO |  | 141 | 2015 | 0 | 4 | 4 |  | JOHN DAY | GRIZZLY '1' | 500 | 500 |  | 0 | 0 | 1 |  | 0 | 148889 | 148889 | 0 | 0 | 0 | 0 | 651410261 | 0 | 0 | 0 | 0 | 0 | 0 | 0 | 0 | 0 | 0 | 0 | 0 | 0 | 0 | 0 | 12 | 1
NO |  | 141 | 2015 | 0 | 5 | 5 |  | JOHN DAY | GRIZZLY '2' | 500 | 500 |  | 0 | 0 | 1 |  | 0 | 148889 | 148889 | 0 | 0 | 0 | 0 | 651410262 | 0 | 0 | 0 | 0 | 0 | 0 | 0 | 0 | 0 | 0 | 0 | 0 | 0 | 0 | 0 | 12 | 1
NO |  | 141 | 2015 | 0 | 6 | 6 |  | MISCELLANEOUS | MISCELLANEOUS | 0 | 0 |  | 0 | 0 | 0 |  | 5904 | 0 | 5904 | 0 | 0 | 0 | 0 | 0 | 0 | 0 | 0 | 0 | 0 | 0 | 0 | 0 | 0 | 0 | 0 | 0 | 0 | 0 | 0 | 12 | 1
NO |  | 141 | 2015 | 0 | 7 | 7 |  | BOARDMAN | BPA SLATT | 500 | 500 | ST. TOWER | 17.76 | 0 | 1 | 1780MCMACSR | 0 | 5883809 | 5883809 | 0 | 0 | 0 | 0 | 651410263 | 0 | 0 | 0 | 0 | 0 | 0 | 0 | 0 | 0 | 0 | 0 | 0 | 0 | 0 | 0 | 12 | 1
NO |  | 141 | 2015 | 0 | 8 | 8 |  | COYOTE SPRINGS | BPA SLATT | 500 | 500 |  | 0 | 0 | 2 |  | 0 | 3624934 | 3624934 | 0 | 0 | 0 | 0 | 651410264 | 0 | 0 | 0 | 0 | 0 | 0 | 0 | 0 | 0 | 0 | 0 | 0 | 0 | 0 | 0 | 12 | 1
NO |  | 141 | 2015 | 0 | 9 | 9 |  | COLSTRIP PROJECT: |  | 0 | 0 |  | 0 | 0 | 0 |  | 0 | 0 | 0 | 0 | 0 | 0 | 0 | 651410265 | 0 | 0 | 0 | 0 | 0 | 0 | 0 | 0 | 0 | 0 | 0 | 0 | 0 | 0 | 0 | 12 | 1
NO |  | 141 | 2015 | 0 | 10 | 10 |  | COLSTRIP SWYD. | BROADVIEW 'A' | 500 | 500 | ST. TOWER | 0 | 112.3 | 1 |  | 0 | 0 | 0 | 0 | 0 | 0 | 0 | 0 | 0 | 0 | 0 | 0 | 0 | 0 | 0 | 0 | 0 | 0 | 0 | 0 | 0 | 0 | 0 | 12 | 1
NO |  | 141 | 2015 | 0 | 11 | 11 |  | COLSTRIP SWYD. | BROADVIEW 'B' | 500 | 500 | ST. TOWER | 0 | 115.8 | 1 |  | 0 | 0 | 0 | 0 | 0 | 0 | 0 | 0 | 0 | 0 | 0 | 0 | 0 | 0 | 0 | 0 | 0 | 0 | 0 | 0 | 0 | 0 | 0 | 12 | 1
NO |  | 141 | 2015 | 0 | 12 | 12 |  | BROADVIEW SWYD. | TOWNSEND 'A' | 500 | 500 | ST. TOWER | 0 | 133.4 | 1 |  | 0 | 0 | 0 | 0 | 0 | 0 | 0 | 0 | 0 | 0 | 0 | 0 | 0 | 0 | 0 | 0 | 0 | 0 | 0 | 0 | 0 | 0 | 0 | 12 | 1
NO |  | 141 | 2015 | 0 | 13 | 13 |  | BROADVIEW SWYD. | TOWNSEND 'B' | 500 | 500 | ST. TOWER | 0 | 133.4 | 1 |  | 0 | 0 | 0 | 0 | 0 | 0 | 0 | 0 | 0 | 0 | 0 | 0 | 0 | 0 | 0 | 0 | 0 | 0 | 0 | 0 | 0 | 0 | 0 | 12 | 1
NO |  | 141 | 2015 | 0 | 14 | 14 |  | Colstrip Project Costs | Project Lines | 0 | 0 |  | 0 | 0 | 0 |  | 1194326 | 43101062 | 44295388 | 0 | 0 | 0 | 0 | 0 | 0 | 0 | 0 | 0 | 0 | 0 | 0 | 0 | 0 | 0 | 0 | 0 | 0 | 0 | 0 | 12 | 1
NO |  | 141 | 2015 | 0 | 15 | 15 |  | Tot 500KV Line Expenses |  | 0 | 0 |  | 0 | 0 | 0 |  | 0 | 0 | 0 | 1931590 | 694305 | 801728 | 3427623 | 651410266 | 0 | 0 | 0 | 0 | 0 | 0 | 0 | 0 | 0 | 0 | 0 | 0 | 0 | 0 | 0 | 12 | 1
NO |  | 141 | 2015 | 0 | 17 | 17 |  | BIGLOW CANYON WF | JOHN DAY | 230 | 230 |  | 0 | 0 | 1 |  | 0 | 3040852 | 3040852 | 0 | 0 | 0 | 0 | 651410267 | 0 | 0 | 0 | 0 | 0 | 0 | 0 | 0 | 0 | 0 | 0 | 0 | 0 | 0 | 0 | 12 | 1
NO |  | 141 | 2015 | 0 | 18 | 18 |  | TUCANNON WF | CENTRAL FERRY BPA | 230 | 230 | H-WOOD | 20.7 | 0 | 1 | 795KCMAAC | 0 | 2124113 | 2124113 | 0 | 0 | 0 | 0 | 0 | 0 | 0 | 0 | 0 | 0 | 0 | 0 | 0 | 0 | 0 | 0 | 0 | 0 | 0 | 0 | 12 | 1
NO |  | 141 | 2015 | 0 | 20 | 20 |  | PELTON 230KV PROJECT LINES: |  | 0 | 0 |  | 0 | 0 | 0 |  | 0 | 0 | 0 | 0 | 0 | 0 | 0 | 0 | 0 | 0 | 0 | 0 | 0 | 0 | 0 | 0 | 0 | 0 | 0 | 0 | 0 | 0 | 0 | 12 | 1
NO |  | 141 | 2015 | 0 | 21 | 21 |  | PELTON | ROUND BUTTE | 230 | 230 | H-WOOD | 7.87 | 0 | 1 | 795MCMACSR | 7579 | 356927 | 364506 | 0 | 0 | 0 | 0 | 651410269 | 0 | 0 | 0 | 0 | 0 | 0 | 0 | 0 | 0 | 0 | 0 | 0 | 0 | 0 | 0 | 12 | 1
NO |  | 141 | 2015 | 0 | 23 | 23 |  | NON PROJECT 230KV: |  | 0 | 0 |  | 0 | 0 | 0 |  | 0 | 0 | 0 | 0 | 0 | 0 | 0 | 0 | 0 | 0 | 0 | 0 | 0 | 0 | 0 | 0 | 0 | 0 | 0 | 0 | 0 | 0 | 0 | 12 | 1
NO |  | 141 | 2015 | 0 | 24 | 24 |  | BETHEL | ROUND BUTTE | 230 | 230 | H-WOOD | 53.85 | 0 | 1 | 1272MCMACSR | 0 | 0 | 0 | 0 | 0 | 0 | 0 | 0 | 0 | 0 | 0 | 0 | 0 | 0 | 0 | 0 | 0 | 0 | 0 | 0 | 0 | 0 | 0 | 12 | 1
NO |  | 141 | 2015 | 0 | 25 | 25 |  |  |  | 230 | 230 | ST. TOWER | 44.85 | 0 | 1 | 1272MCMACSR | 0 | 0 | 0 | 0 | 0 | 0 | 0 | 0 | 0 | 0 | 0 | 0 | 0 | 0 | 0 | 0 | 0 | 0 | 0 | 0 | 0 | 0 | 0 | 12 | 1
NO |  | 141 | 2015 | 0 | 26 | 26 |  | ROUND BUTTE | BPA REDMOND | 230 | 230 | H-WOOD | 23.58 | 0 | 1 | 795MCMACSR | 0 | 0 | 0 | 0 | 0 | 0 | 0 | 0 | 0 | 0 | 0 | 0 | 0 | 0 | 0 | 0 | 0 | 0 | 0 | 0 | 0 | 0 | 0 | 12 | 1
NO |  | 141 | 2015 | 0 | 27 | 27 |  | BETHEL | BPA TIE (SANTIAM) | 230 | 230 | H-WOOD | 3.64 | 0 | 1 | 795MCMACSR | 0 | 0 | 0 | 0 | 0 | 0 | 0 | 0 | 0 | 0 | 0 | 0 | 0 | 0 | 0 | 0 | 0 | 0 | 0 | 0 | 0 | 0 | 0 | 12 | 1
NO |  | 141 | 2015 | 0 | 28 | 28 |  | BETHEL | McLOUGHLIN | 230 | 230 | H-WOOD | 35.57 | 0 | 1 | 1272MCMACSR | 0 | 0 | 0 | 0 | 0 | 0 | 0 | 0 | 0 | 0 | 0 | 0 | 0 | 0 | 0 | 0 | 0 | 0 | 0 | 0 | 0 | 0 | 0 | 12 | 1
NO |  | 141 | 2015 | 0 | 29 | 29 |  | CARVER | GRESHAM | 230 | 230 | H-WOOD | 7.17 | 0 | 1 | 1272MCMAAC | 0 | 0 | 0 | 0 | 0 | 0 | 0 | 0 | 0 | 0 | 0 | 0 | 0 | 0 | 0 | 0 | 0 | 0 | 0 | 0 | 0 | 0 | 0 | 12 | 1
NO |  | 141 | 2015 | 0 | 30 | 30 |  | McLOUGHLIN | CARVER #1 | 230 | 230 | H-WOOD | 4.95 | 0 | 1 | 1272MCMAAC | 0 | 0 | 0 | 0 | 0 | 0 | 0 | 0 | 0 | 0 | 0 | 0 | 0 | 0 | 0 | 0 | 0 | 0 | 0 | 0 | 0 | 0 | 0 | 12 | 1
NO |  | 141 | 2015 | 0 | 31 | 31 |  | McLOUGHLIN | CARVER #2 | 230 | 230 | ST. MONOP | 4.88 | 0 | 1 | 1272MCMACSS | 0 | 0 | 0 | 0 | 0 | 0 | 0 | 0 | 0 | 0 | 0 | 0 | 0 | 0 | 0 | 0 | 0 | 0 | 0 | 0 | 0 | 0 | 0 | 12 | 1
NO |  | 141 | 2015 | 0 | 32 | 32 |  | BPA KEELER | ST. MARY'S W. | 230 | 230 | H-WOOD | 2.89 | 0 | 1 | 1590MCMACSRTW | 0 | 0 | 0 | 0 | 0 | 0 | 0 | 0 | 0 | 0 | 0 | 0 | 0 | 0 | 0 | 0 | 0 | 0 | 0 | 0 | 0 | 0 | 0 | 12 | 1
NO |  | 141 | 2015 | 0 | 33 | 33 |  |  |  | 230 | 230 | ST. TOWER | 3.78 | 0 | 2 | 1590MCMACSRTW | 0 | 0 | 0 | 0 | 0 | 0 | 0 | 0 | 0 | 0 | 0 | 0 | 0 | 0 | 0 | 0 | 0 | 0 | 0 | 0 | 0 | 0 | 0 | 12 | 1
NO |  | 141 | 2015 | 0 | 34 | 34 |  | BLUE LAKE | TROUTDALE BPA | 230 | 230 | H-WOOD | 0.84 | 0 | 1 | 1780MCMACSR | 0 | 0 | 0 | 0 | 0 | 0 | 0 | 0 | 0 | 0 | 0 | 0 | 0 | 0 | 0 | 0 | 0 | 0 | 0 | 0 | 0 | 0 | 0 | 12 | 1
NO |  | 141 | 2015 | 0 | 35 | 35 |  |  |  | 230 | 230 | ST. MONOP | 0.58 | 0 | 1 |  | 0 | 0 | 0 | 0 | 0 | 0 | 0 | 0 | 0 | 0 | 0 | 0 | 0 | 0 | 0 | 0 | 0 | 0 | 0 | 0 | 0 | 0 | 0 | 12 | 1
NO |  | 141 | 2015 | 0 | 36 | 36 |  | TOTAL |  | 0 | 0 |  | 610.39 | 536.65 | 58 |  | 10273261 | 149501696 | 159774957 | 2426061 | 872041 | 1034370 | 4332472 | 0 | 0 | 0 | 0 | 0 | 0 | 0 | 0 | 0 | 0 | 0 | 0 | 0 | 0 | 0 | 0 | 12 | 1
NO |  | 141 | 2015 | 1 | 1 | 1 |  | PEARL BPA | SHERWOOD | 230 | 230 | ST. TOWER | 0 | 4.72 | 2 | 2388MCMAACTW | 0 | 0 | 0 | 0 | 0 | 0 | 0 | 651410268 | 0 | 0 | 0 | 0 | 0 | 0 | 0 | 0 | 0 | 0 | 0 | 0 | 0 | 0 | 0 | 12 | 1
NO |  | 141 | 2015 | 1 | 2 | 2 |  |  |  | 230 | 230 | ST. TOWER | 0.16 | 0 | 1 | 2388MCMAACTW | 0 | 0 | 0 | 0 | 0 | 0 | 0 | 0 | 0 | 0 | 0 | 0 | 0 | 0 | 0 | 0 | 0 | 0 | 0 | 0 | 0 | 0 | 0 | 12 | 1
NO |  | 141 | 2015 | 1 | 3 | 3 |  | GRESHAM | LINNEMAN | 230 | 230 | ST. TOWER | 0.31 | 0 | 1 | 1272MCMAAC | 0 | 0 | 0 | 0 | 0 | 0 | 0 | 0 | 0 | 0 | 0 | 0 | 0 | 0 | 0 | 0 | 0 | 0 | 0 | 0 | 0 | 0 | 0 | 12 | 1
NO |  | 141 | 2015 | 1 | 4 | 4 |  | McLOUGHLIN | SHERWOOD | 230 | 230 | ST. TOWER | 11.51 | 0 | 1 | 1272MCMAAC | 0 | 0 | 0 | 0 | 0 | 0 | 0 | 0 | 0 | 0 | 0 | 0 | 0 | 0 | 0 | 0 | 0 | 0 | 0 | 0 | 0 | 0 | 0 | 12 | 1
NO |  | 141 | 2015 | 1 | 5 | 5 |  |  |  | 230 | 230 | H-TOWER | 0.6 | 0 | 1 | 1780MCMACSR | 0 | 0 | 0 | 0 | 0 | 0 | 0 | 0 | 0 | 0 | 0 | 0 | 0 | 0 | 0 | 0 | 0 | 0 | 0 | 0 | 0 | 0 | 0 | 12 | 1
NO |  | 141 | 2015 | 1 | 6 | 6 |  | NON PROJECT 230KV (Cont.): |  | 0 | 0 |  | 0 | 0 | 0 |  | 0 | 0 | 0 | 0 | 0 | 0 | 0 | 0 | 0 | 0 | 0 | 0 | 0 | 0 | 0 | 0 | 0 | 0 | 0 | 0 | 0 | 0 | 0 | 12 | 1
NO |  | 141 | 2015 | 1 | 7 | 7 |  | McLOUGHLIN | SHERWOOD | 230 | 230 | ST. TOWER | 0 | 4.4 | 2 | 1272MCMAAC | 0 | 0 | 0 | 0 | 0 | 0 | 0 | 0 | 0 | 0 | 0 | 0 | 0 | 0 | 0 | 0 | 0 | 0 | 0 | 0 | 0 | 0 | 0 | 12 | 1
NO |  | 141 | 2015 | 1 | 8 | 8 |  | ST. MARY'S W. | MURRAYHILL | 230 | 230 | ST. TOWER | 5.92 | 0 | 1 | 1272MCMAAC | 0 | 0 | 0 | 0 | 0 | 0 | 0 | 0 | 0 | 0 | 0 | 0 | 0 | 0 | 0 | 0 | 0 | 0 | 0 | 0 | 0 | 0 | 0 | 12 | 1
NO |  | 141 | 2015 | 1 | 9 | 9 |  | HORIZON | KEELER BPA | 230 | 230 | ST. MONOP | 1.47 | 0 | 1 | 1272MCMACSS | 0 | 0 | 0 | 0 | 0 | 0 | 0 | 0 | 0 | 0 | 0 | 0 | 0 | 0 | 0 | 0 | 0 | 0 | 0 | 0 | 0 | 0 | 0 | 12 | 1
NO |  | 141 | 2015 | 1 | 10 | 10 |  | MURRAYHILL | SHERWOOD | 230 | 230 | ST. TOWER | 5.68 | 0 | 2 | 1272MCMAAC | 0 | 0 | 0 | 0 | 0 | 0 | 0 | 0 | 0 | 0 | 0 | 0 | 0 | 0 | 0 | 0 | 0 | 0 | 0 | 0 | 0 | 0 | 0 | 12 | 1
NO |  | 141 | 2015 | 1 | 11 | 11 |  | PORT WESTWARD | TROJAN #1 | 230 | 230 | ST. MONOP | 18.78 | 0 | 1 | 2156MCMACSS | 0 | 0 | 0 | 0 | 0 | 0 | 0 | 0 | 0 | 0 | 0 | 0 | 0 | 0 | 0 | 0 | 0 | 0 | 0 | 0 | 0 | 0 | 0 | 12 | 1
NO |  | 141 | 2015 | 1 | 12 | 12 |  | PORT WESTWARD | TROJAN #2 | 230 | 230 | ST. MONOP | 9.39 | 0 | 1 | 2156MCMACSS | 0 | 0 | 0 | 0 | 0 | 0 | 0 | 0 | 0 | 0 | 0 | 0 | 0 | 0 | 0 | 0 | 0 | 0 | 0 | 0 | 0 | 0 | 0 | 12 | 1
NO |  | 141 | 2015 | 1 | 13 | 13 |  | TROJAN | ST. MARY'S W. | 230 | 230 | H-WOOD | 0.1 | 0 | 1 | 1272MCMAAC | 0 | 0 | 0 | 0 | 0 | 0 | 0 | 0 | 0 | 0 | 0 | 0 | 0 | 0 | 0 | 0 | 0 | 0 | 0 | 0 | 0 | 0 | 0 | 12 | 1
NO |  | 141 | 2015 | 1 | 14 | 14 |  |  |  | 230 | 230 | ST. TOWER | 8.07 | 0 | 1 | 1590MCMAAC | 0 | 0 | 0 | 0 | 0 | 0 | 0 | 0 | 0 | 0 | 0 | 0 | 0 | 0 | 0 | 0 | 0 | 0 | 0 | 0 | 0 | 0 | 0 | 12 | 1
NO |  | 141 | 2015 | 1 | 15 | 15 |  |  |  | 0 | 0 | ST.TOWER | 0 | 32.2 | 1 | 1590MCMAAC | 0 | 0 | 0 | 0 | 0 | 0 | 0 | 0 | 0 | 0 | 0 | 0 | 0 | 0 | 0 | 0 | 0 | 0 | 0 | 0 | 0 | 0 | 0 | 12 | 1
NO |  | 141 | 2015 | 1 | 16 | 16 |  | TROJAN | RIVERGATE | 230 | 230 | ST. TOWER | 32.2 | 0 | 2 | 1590MCMAAC | 0 | 0 | 0 | 0 | 0 | 0 | 0 | 0 | 0 | 0 | 0 | 0 | 0 | 0 | 0 | 0 | 0 | 0 | 0 | 0 | 0 | 0 | 0 | 12 | 1
NO |  | 141 | 2015 | 1 | 17 | 17 |  |  |  | 230 | 230 | ST. TOWER | 2.88 | 0 | 2 | 1272MCMACSR | 0 | 0 | 0 | 0 | 0 | 0 | 0 | 0 | 0 | 0 | 0 | 0 | 0 | 0 | 0 | 0 | 0 | 0 | 0 | 0 | 0 | 0 | 0 | 12 | 1
NO |  | 141 | 2015 | 1 | 19 | 19 |  | Tot Nonproj 230kv Costs |  | 0 | 0 |  | 0 | 0 | 0 |  | 8584052 | 67985066 | 76569118 | 0 | 0 | 0 | 0 | 0 | 0 | 0 | 0 | 0 | 0 | 0 | 0 | 0 | 0 | 0 | 0 | 0 | 0 | 0 | 0 | 12 | 1
NO |  | 141 | 2015 | 1 | 21 | 21 |  | GRESHAM | TROUTDALE BPA | 230 | 230 | ST. TOWER | 0 | 0.43 | 1 | 954KCMACSR | 0 | 0 | 0 | 0 | 0 | 0 | 0 | 651410271 | 0 | 0 | 0 | 0 | 0 | 0 | 0 | 0 | 0 | 0 | 0 | 0 | 0 | 0 | 0 | 12 | 1
NO |  | 141 | 2015 | 1 | 22 | 22 |  | BOARDMAN | PPL DALREED | 230 | 230 | H-WOOD | 16.76 | 0 | 1 | 795KCMAAC | 0 | 1074170 | 1074170 | 0 | 0 | 0 | 0 | 651410270 | 0 | 0 | 0 | 0 | 0 | 0 | 0 | 0 | 0 | 0 | 0 | 0 | 0 | 0 | 0 | 12 | 1
NO |  | 141 | 2015 | 1 | 24 | 24 |  | Tot 230KV LINE EXPENSES |  | 0 | 0 |  | 0 | 0 | 0 |  | 0 | 0 | 0 | 494471 | 177736 | 161700 | 833907 | 0 | 0 | 0 | 0 | 0 | 0 | 0 | 0 | 0 | 0 | 0 | 0 | 0 | 0 | 0 | 0 | 12 | 1
NO |  | 141 | 2015 | 1 | 26 | 26 |  | PROJECT 115 KV LINES |  | 0 | 0 |  | 0 | 0 | 0 |  | 0 | 0 | 0 | 0 | 0 | 0 | 0 | 0 | 0 | 0 | 0 | 0 | 0 | 0 | 0 | 0 | 0 | 0 | 0 | 0 | 0 | 0 | 0 | 12 | 1
SI/NO | A | 141 | 2015 | 1 | 27 | 27 |  | FARADAY | MCLOUGHLIN | 115 | 115 | H-WOOD | 14.7 | 0 | 1 | 795KCMACSR | 0 | 871841 | 871841 | 0 | 0 | 0 | 15866.3042 | 0 | 0 | 0 | 0 | 0 | 0 | 0 | 0 | 0 | 0 | 0 | 0 | 0 | 0 | 0 | 0 | 12 | 1
SI/NO | A | 141 | 2015 | 1 | 28 | 28 |  | NORTH FORK | FARADAY | 115 | 115 | H-WOOD | 2.79 | 0 | 1 | 556KCMACSR | 120248 | 621351 | 741599 | 0 | 0 | 0 | 13496.0794 | 0 | 0 | 0 | 0 | 0 | 0 | 0 | 0 | 0 | 0 | 0 | 0 | 0 | 0 | 0 | 0 | 12 | 1
SI/NO | A | 141 | 2015 | 1 | 29 | 29 |  | OAK GROVE | FARADAY | 115 | 115 | DC LATTICE | 18.68 | 0 | 2 | 250CU | 12477 | 503937 | 516414 | 0 | 0 | 0 | 9398.0228 | 0 | 0 | 0 | 0 | 0 | 0 | 0 | 0 | 0 | 0 | 0 | 0 | 0 | 0 | 0 | 0 | 12 | 1
SI/NO | A | 141 | 2015 | 1 | 30 | 30 |  | OAK GROVE | MCLOUGHLIN | 115 | 115 | H-WOOD | 14.7 | 0 | 2 | 795KCMACSR | 0 | 0 | 0 | 0 | 0 | 0 | 0 | 0 | 0 | 0 | 0 | 0 | 0 | 0 | 0 | 0 | 0 | 0 | 0 | 0 | 0 | 0 | 0 | 12 | 1
SI/NO | A | 141 | 2015 | 1 | 31 | 31 |  |  |  | 115 | 115 | DC LATTICE | 18.68 | 0 | 2 | 250CU | 22295 | 884661 | 906956 | 0 | 0 | 0 | 16505.3488 | 0 | 0 | 0 | 0 | 0 | 0 | 0 | 0 | 0 | 0 | 0 | 0 | 0 | 0 | 0 | 0 | 12 | 1
NO |  | 141 | 2015 | 1 | 32 | 32 |  | Tot 115KV LINE EXPENSES |  | 0 | 0 |  | 0 | 0 | 0 |  | 0 | 0 | 0 | 0 | 0 | 70942 | 70942 | 0 | 0 | 0 | 0 | 0 | 0 | 0 | 0 | 0 | 0 | 0 | 0 | 0 | 0 | 0 | 0 | 12 | 1
NO |  | 142 | 2015 | 0 | 1 | 1 |  | BEDINGTON | DOUBS | 500 | 500 | 3 | 26.3 | 5.88 | 1 | 1 | 0 | 0 | 0 | 0 | 0 | 0 | 0 | 0 | 0 | 0 | 0 | 0 | 0 | 0 | 0 | 0 | 0 | 0 | 0 | 0 | 0 | 0 | 0 | 12 | 1
NO |  | 142 | 2015 | 0 | 2 | 2 |  | DOUBS | BRIGHTON | 500 | 500 | 3 | 6.33 | 0 | 1 | 1,2 | 0 | 0 | 0 | 0 | 0 | 0 | 0 | 0 | 0 | 0 | 0 | 0 | 0 | 0 | 0 | 0 | 0 | 0 | 0 | 0 | 0 | 0 | 0 | 12 | 1
NO |  | 142 | 2015 | 0 | 3 | 3 |  | DOUBS | MT STORM | 500 | 500 | 3 | 2.86 | 0 | 1 | 3 | 0 | 0 | 0 | 0 | 0 | 0 | 0 | 0 | 0 | 0 | 0 | 0 | 0 | 0 | 0 | 0 | 0 | 0 | 0 | 0 | 0 | 0 | 0 | 12 | 1
NO |  | 142 | 2015 | 0 | 4 | 4 |  | DOUBS | GOOSE CREEK | 500 | 500 | 3 | 15.29 | 0 | 1 | 1,2 | 0 | 0 | 0 | 0 | 0 | 0 | 0 | 0 | 0 | 0 | 0 | 0 | 0 | 0 | 0 | 0 | 0 | 0 | 0 | 0 | 0 | 0 | 0 | 12 | 1
NO |  | 142 | 2015 | 0 | 5 | 5 |  | HATFIELD | BLACK OAK | 500 | 500 | 3 | 33.96 | 0 | 1 | 1 | 0 | 0 | 0 | 0 | 0 | 0 | 0 | 0 | 0 | 0 | 0 | 0 | 0 | 0 | 0 | 0 | 0 | 0 | 0 | 0 | 0 | 0 | 0 | 12 | 1
NO |  | 142 | 2015 | 0 | 6 | 6 |  | BLACK OAK | BEDINGTON | 500 | 500 | 3 | 0.45 | 0 | 1 |  | 0 | 0 | 0 | 0 | 0 | 0 | 0 | 0 | 0 | 0 | 0 | 0 | 0 | 0 | 0 | 0 | 0 | 0 | 0 | 0 | 0 | 0 | 0 | 12 | 1
NO |  | 142 | 2015 | 0 | 7 | 7 |  |  |  | 0 | 0 |  | 0 | 0 | 0 |  | 1955512 | 27648770 | 29604282 | 0 | 0 | 0 | 0 | 0 | 0 | 0 | 0 | 0 | 0 | 0 | 0 | 0 | 0 | 0 | 0 | 0 | 0 | 0 | 0 | 12 | 1
NO |  | 142 | 2015 | 0 | 8 | 8 |  | SUBTOTAL MARYLAND 500 |  | 0 | 0 |  | 85.19 | 5.88 | 6 |  | 1955512 | 27648770 | 29604282 | 0 | 0 | 0 | 0 | 0 | 0 | 0 | 0 | 0 | 0 | 0 | 0 | 0 | 0 | 0 | 0 | 0 | 0 | 0 | 0 | 12 | 1
NO |  | 142 | 2015 | 0 | 9 | 9 |  | AQUEDUCT | DICKERSON H | 230 | 230 | 3 | 1.44 | 0 | 1 |  | 0 | 0 | 0 | 0 | 0 | 0 | 0 | 0 | 0 | 0 | 0 | 0 | 0 | 0 | 0 | 0 | 0 | 0 | 0 | 0 | 0 | 0 | 0 | 12 | 1
NO |  | 142 | 2015 | 0 | 10 | 10 |  | AQUEDUCT | DOUBS | 230 | 230 | 3 | 6.66 | 0 | 1 |  | 0 | 0 | 0 | 0 | 0 | 0 | 0 | 0 | 0 | 0 | 0 | 0 | 0 | 0 | 0 | 0 | 0 | 0 | 0 | 0 | 0 | 0 | 0 | 12 | 1
NO |  | 142 | 2015 | 0 | 11 | 11 |  | CARROLL | MOUNT AIRY | 230 | 230 | 1,2 | 12.72 | 0 | 1 | 4 | 0 | 0 | 0 | 0 | 0 | 0 | 0 | 0 | 0 | 0 | 0 | 0 | 0 | 0 | 0 | 0 | 0 | 0 | 0 | 0 | 0 | 0 | 0 | 12 | 1
NO |  | 142 | 2015 | 0 | 12 | 12 |  | DAMASCUS | MONTGOMERY | 230 | 230 | 1,2 | 4.97 | 0 | 1 | 4 | 0 | 0 | 0 | 0 | 0 | 0 | 0 | 0 | 0 | 0 | 0 | 0 | 0 | 0 | 0 | 0 | 0 | 0 | 0 | 0 | 0 | 0 | 0 | 12 | 1
NO |  | 142 | 2015 | 0 | 13 | 13 |  | DOUBS | DICKERSON H | 230 | 230 | 3 | 8 | 0 | 1 | 0 | 0 | 0 | 0 | 0 | 0 | 0 | 0 | 0 | 0 | 0 | 0 | 0 | 0 | 0 | 0 | 0 | 0 | 0 | 0 | 0 | 0 | 0 | 0 | 12 | 1
NO |  | 142 | 2015 | 0 | 14 | 14 |  | DOUBS | LIME KILN | 230 | 230 |  | 6.69 | 0 | 1 |  | 0 | 0 | 0 | 0 | 0 | 0 | 0 | 0 | 0 | 0 | 0 | 0 | 0 | 0 | 0 | 0 | 0 | 0 | 0 | 0 | 0 | 0 | 0 | 12 | 1
NO |  | 142 | 2015 | 0 | 15 | 15 |  | DOUBS | LIME KILN 1 | 230 | 230 | 2,3 | 6.71 | 0 | 1 | 4 | 0 | 0 | 0 | 0 | 0 | 0 | 0 | 0 | 0 | 0 | 0 | 0 | 0 | 0 | 0 | 0 | 0 | 0 | 0 | 0 | 0 | 0 | 0 | 12 | 1
NO |  | 142 | 2015 | 0 | 16 | 16 |  | DOUBS | MONOCACY | 230 | 230 | 1,3 | 24.88 | 0 | 1 | 4 | 0 | 0 | 0 | 0 | 0 | 0 | 0 | 0 | 0 | 0 | 0 | 0 | 0 | 0 | 0 | 0 | 0 | 0 | 0 | 0 | 0 | 0 | 0 | 12 | 1
NO |  | 142 | 2015 | 0 | 17 | 17 |  | FREDERICK A | MONOCACY | 230 | 230 | 1 | 1.75 | 0 | 1 |  | 0 | 0 | 0 | 0 | 0 | 0 | 0 | 0 | 0 | 0 | 0 | 0 | 0 | 0 | 0 | 0 | 0 | 0 | 0 | 0 | 0 | 0 | 0 | 12 | 1
NO |  | 142 | 2015 | 0 | 18 | 18 |  | FROSTOWN JCT | BOONSBORO, DOUBS, RINGOLD | 230 | 230 | 2 | 31.25 | 0 | 1 | 4 | 0 | 0 | 0 | 0 | 0 | 0 | 0 | 0 | 0 | 0 | 0 | 0 | 0 | 0 | 0 | 0 | 0 | 0 | 0 | 0 | 0 | 0 | 0 | 12 | 1
NO |  | 142 | 2015 | 0 | 19 | 19 |  | LIME KILN | MCCAIN | 230 | 230 | 1,2 | 4.21 | 0 | 1 | 4 | 0 | 0 | 0 | 0 | 0 | 0 | 0 | 0 | 0 | 0 | 0 | 0 | 0 | 0 | 0 | 0 | 0 | 0 | 0 | 0 | 0 | 0 | 0 | 12 | 1
NO |  | 142 | 2015 | 0 | 20 | 20 |  | LIME KILN | MONOCACY | 230 | 230 | 1 | 6.65 | 0 | 1 |  | 0 | 0 | 0 | 0 | 0 | 0 | 0 | 0 | 0 | 0 | 0 | 0 | 0 | 0 | 0 | 0 | 0 | 0 | 0 | 0 | 0 | 0 | 0 | 12 | 1
NO |  | 142 | 2015 | 0 | 21 | 21 |  | LIME KILN | MONTGOMERY | 230 | 230 | 2 | 12.28 | 0 | 1 |  | 0 | 0 | 0 | 0 | 0 | 0 | 0 | 0 | 0 | 0 | 0 | 0 | 0 | 0 | 0 | 0 | 0 | 0 | 0 | 0 | 0 | 0 | 0 | 12 | 1
NO |  | 142 | 2015 | 0 | 22 | 22 |  | MCCAIN | FREDRICK | 230 | 230 | 2 | 5.57 | 0 | 1 |  | 0 | 0 | 0 | 0 | 0 | 0 | 0 | 0 | 0 | 0 | 0 | 0 | 0 | 0 | 0 | 0 | 0 | 0 | 0 | 0 | 0 | 0 | 0 | 12 | 1
NO |  | 142 | 2015 | 0 | 23 | 23 |  | MONOCACY | EAGLEHEAD | 230 | 230 | 1,2 | 6.86 | 0 | 1 | 4 | 0 | 0 | 0 | 0 | 0 | 0 | 0 | 0 | 0 | 0 | 0 | 0 | 0 | 0 | 0 | 0 | 0 | 0 | 0 | 0 | 0 | 0 | 0 | 12 | 1
NO |  | 142 | 2015 | 0 | 24 | 24 |  | MONOCACY | RINGGOLD | 230 | 230 | 1,2,3 | 23.55 | 0 | 1 | 4 | 0 | 0 | 0 | 0 | 0 | 0 | 0 | 0 | 0 | 0 | 0 | 0 | 0 | 0 | 0 | 0 | 0 | 0 | 0 | 0 | 0 | 0 | 0 | 12 | 1
NO |  | 142 | 2015 | 0 | 25 | 25 |  | MOUNT AIRY | DAMASCUS | 230 | 230 | 1,2 | 10.41 | 0 | 1 | 4 | 0 | 0 | 0 | 0 | 0 | 0 | 0 | 0 | 0 | 0 | 0 | 0 | 0 | 0 | 0 | 0 | 0 | 0 | 0 | 0 | 0 | 0 | 0 | 12 | 1
NO |  | 142 | 2015 | 0 | 26 | 26 |  | MOUNT AIRY | NEW MARKET | 230 | 230 | 1,2,3 | 5.87 | 0 | 1 | 4 | 0 | 0 | 0 | 0 | 0 | 0 | 0 | 0 | 0 | 0 | 0 | 0 | 0 | 0 | 0 | 0 | 0 | 0 | 0 | 0 | 0 | 0 | 0 | 12 | 1
NO |  | 142 | 2015 | 0 | 27 | 27 |  | NEW MARKET | EAGLEHEAD | 230 | 230 | 1,2 | 8.11 | 0 | 1 | 4 | 0 | 0 | 0 | 0 | 0 | 0 | 0 | 0 | 0 | 0 | 0 | 0 | 0 | 0 | 0 | 0 | 0 | 0 | 0 | 0 | 0 | 0 | 0 | 12 | 1
NO |  | 142 | 2015 | 0 | 28 | 28 |  |  |  | 0 | 0 |  | 0 | 0 | 0 |  | 17650227 | 31687517 | 49337744 | 0 | 0 | 0 | 0 | 0 | 0 | 0 | 0 | 0 | 0 | 0 | 0 | 0 | 0 | 0 | 0 | 0 | 0 | 0 | 0 | 12 | 1
NO |  | 142 | 2015 | 0 | 29 | 29 |  | SUBTOTAL MARYLAND 230 |  | 0 | 0 |  | 188.58 | 0 | 19 |  | 17650227 | 31687517 | 49337744 | 0 | 0 | 0 | 0 | 0 | 0 | 0 | 0 | 0 | 0 | 0 | 0 | 0 | 0 | 0 | 0 | 0 | 0 | 0 | 0 | 12 | 1
NO |  | 142 | 2015 | 0 | 31 | 31 |  | ALBRIGHT | CROSS SCHOOL | 138 | 138 | 2 | 24.75 | 21.75 | 1 | 5,6 | 0 | 0 | 0 | 0 | 0 | 0 | 0 | 0 | 0 | 0 | 0 | 0 | 0 | 0 | 0 | 0 | 0 | 0 | 0 | 0 | 0 | 0 | 0 | 12 | 1
NO |  | 142 | 2015 | 0 | 32 | 32 |  | ALBRIGHT | GARRETT | 138 | 138 | 2 | 6.4 | 10.04 | 1 | 5 | 0 | 0 | 0 | 0 | 0 | 0 | 0 | 0 | 0 | 0 | 0 | 0 | 0 | 0 | 0 | 0 | 0 | 0 | 0 | 0 | 0 | 0 | 0 | 12 | 1
NO |  | 142 | 2015 | 0 | 33 | 33 |  | ALBRIGHT | KELSO GAP | 138 | 138 | 2 | 10.56 | 11.6 | 1 | 5 | 0 | 0 | 0 | 0 | 0 | 0 | 0 | 0 | 0 | 0 | 0 | 0 | 0 | 0 | 0 | 0 | 0 | 0 | 0 | 0 | 0 | 0 | 0 | 12 | 1
NO |  | 142 | 2015 | 0 | 34 | 34 |  | ALBRIGHT | WILLIAM | 138 | 138 | 2 | 4.53 | 25.29 | 1 | 5 | 0 | 0 | 0 | 0 | 0 | 0 | 0 | 0 | 0 | 0 | 0 | 0 | 0 | 0 | 0 | 0 | 0 | 0 | 0 | 0 | 0 | 0 | 0 | 12 | 1
NO |  | 142 | 2015 | 0 | 35 | 35 |  | ANTIETAM | EAST HAGERSTOWN | 138 | 138 | 1,2,3 | 9.94 | 0 | 1 | 6 | 0 | 0 | 0 | 0 | 0 | 0 | 0 | 0 | 0 | 0 | 0 | 0 | 0 | 0 | 0 | 0 | 0 | 0 | 0 | 0 | 0 | 0 | 0 | 12 | 1
NO |  | 142 | 2015 | 0 | 36 | 36 |  | TOTAL |  | 0 | 0 |  | 1254.22 | 411.15 | 123 |  | 46098642 | 201651186 | 247749828 | 28328 | 4966578 | 262577 | 5257483 | 0 | 0 | 0 | 0 | 0 | 0 | 0 | 0 | 0 | 0 | 0 | 0 | 0 | 0 | 0 | 0 | 12 | 1
NO |  | 142 | 2015 | 1 | 1 | 1 |  | ANTIETAM | REID | 138 | 138 | 1,2,3 | 6.76 | 0 | 1 | 6 | 0 | 0 | 0 | 0 | 0 | 0 | 0 | 0 | 0 | 0 | 0 | 0 | 0 | 0 | 0 | 0 | 0 | 0 | 0 | 0 | 0 | 0 | 0 | 12 | 1
NO |  | 142 | 2015 | 1 | 2 | 2 |  | BEDINGTON | MARLOWE 3 | 138 | 138 | 2 | 3.25 | 6.11 | 1 | 6 | 0 | 0 | 0 | 0 | 0 | 0 | 0 | 0 | 0 | 0 | 0 | 0 | 0 | 0 | 0 | 0 | 0 | 0 | 0 | 0 | 0 | 0 | 0 | 12 | 1
NO |  | 142 | 2015 | 1 | 3 | 3 |  | BEDINGTON | MARLOWE 2 | 138 | 138 | 2 | 7.09 | 8.76 | 1 | 6 | 0 | 0 | 0 | 0 | 0 | 0 | 0 | 0 | 0 | 0 | 0 | 0 | 0 | 0 | 0 | 0 | 0 | 0 | 0 | 0 | 0 | 0 | 0 | 12 | 1
NO |  | 142 | 2015 | 1 | 4 | 4 |  | BEDINGTON | REID | 138 | 138 | 1 | 11.21 | 9.2 | 1 | 6 | 0 | 0 | 0 | 0 | 0 | 0 | 0 | 0 | 0 | 0 | 0 | 0 | 0 | 0 | 0 | 0 | 0 | 0 | 0 | 0 | 0 | 0 | 0 | 12 | 1
NO |  | 142 | 2015 | 1 | 5 | 5 |  | BLACK OAK | CROSS SCHOOL | 138 | 138 |  | 8.59 | 0 | 1 |  | 0 | 0 | 0 | 0 | 0 | 0 | 0 | 0 | 0 | 0 | 0 | 0 | 0 | 0 | 0 | 0 | 0 | 0 | 0 | 0 | 0 | 0 | 0 | 12 | 1
NO |  | 142 | 2015 | 1 | 6 | 6 |  | BLACK OAK | CUMBERLAND | 138 | 138 |  | 0.53 | 0 | 1 |  | 0 | 0 | 0 | 0 | 0 | 0 | 0 | 0 | 0 | 0 | 0 | 0 | 0 | 0 | 0 | 0 | 0 | 0 | 0 | 0 | 0 | 0 | 0 | 12 | 1
NO |  | 142 | 2015 | 1 | 7 | 7 |  | CARROLL | GERMANTOWN | 138 | 138 | 1,2 | 16.17 | 0 | 1 | 5,6 | 0 | 0 | 0 | 0 | 0 | 0 | 0 | 0 | 0 | 0 | 0 | 0 | 0 | 0 | 0 | 0 | 0 | 0 | 0 | 0 | 0 | 0 | 0 | 12 | 1
NO |  | 142 | 2015 | 1 | 8 | 8 |  | CARROLL | LEHIGH PORTLAND CEMENT | 138 | 138 | 1 | 0.37 | 0 | 1 | 5 | 0 | 0 | 0 | 0 | 0 | 0 | 0 | 0 | 0 | 0 | 0 | 0 | 0 | 0 | 0 | 0 | 0 | 0 | 0 | 0 | 0 | 0 | 0 | 12 | 1
NO |  | 142 | 2015 | 1 | 9 | 9 |  | CATOCTIN | MONOCACY | 138 | 138 | 1,2 | 16.14 | 0 | 1 | 6,7 | 0 | 0 | 0 | 0 | 0 | 0 | 0 | 0 | 0 | 0 | 0 | 0 | 0 | 0 | 0 | 0 | 0 | 0 | 0 | 0 | 0 | 0 | 0 | 12 | 1
NO |  | 142 | 2015 | 1 | 10 | 10 |  | CHERRY RUN | MCCONNELLSBURG | 138 | 138 | 2,3 | 5.03 | 3.33 | 1 | 6 | 0 | 0 | 0 | 0 | 0 | 0 | 0 | 0 | 0 | 0 | 0 | 0 | 0 | 0 | 0 | 0 | 0 | 0 | 0 | 0 | 0 | 0 | 0 | 12 | 1
NO |  | 142 | 2015 | 1 | 11 | 11 |  | EAST HAGERSTOWN | RINGGOLD | 138 | 138 | 1,2 | 7.61 | 0 | 1 | 6 | 0 | 0 | 0 | 0 | 0 | 0 | 0 | 0 | 0 | 0 | 0 | 0 | 0 | 0 | 0 | 0 | 0 | 0 | 0 | 0 | 0 | 0 | 0 | 12 | 1
NO |  | 142 | 2015 | 1 | 12 | 12 |  | FINZEL TO FROSTBURG | RIDGELY | 138 | 138 |  | 12.86 | 0.8 | 1 |  | 0 | 0 | 0 | 0 | 0 | 0 | 0 | 0 | 0 | 0 | 0 | 0 | 0 | 0 | 0 | 0 | 0 | 0 | 0 | 0 | 0 | 0 | 0 | 12 | 1
NO |  | 142 | 2015 | 1 | 13 | 13 |  | GARRETT | RIDGELEY | 138 | 138 | 1,2,3 | 31.89 | 0 | 1 | 5 | 0 | 0 | 0 | 0 | 0 | 0 | 0 | 0 | 0 | 0 | 0 | 0 | 0 | 0 | 0 | 0 | 0 | 0 | 0 | 0 | 0 | 0 | 0 | 12 | 1
NO |  | 142 | 2015 | 1 | 14 | 14 |  | HALFWAY | PARAMOUNT NO. 1 | 138 | 138 | 1 | 6.69 | 0 | 1 | 6 | 0 | 0 | 0 | 0 | 0 | 0 | 0 | 0 | 0 | 0 | 0 | 0 | 0 | 0 | 0 | 0 | 0 | 0 | 0 | 0 | 0 | 0 | 0 | 12 | 1
NO |  | 142 | 2015 | 1 | 15 | 15 |  | HALFWAY | MARLOW | 138 | 138 |  | 5.33 | 0 | 1 |  | 0 | 0 | 0 | 0 | 0 | 0 | 0 | 0 | 0 | 0 | 0 | 0 | 0 | 0 | 0 | 0 | 0 | 0 | 0 | 0 | 0 | 0 | 0 | 12 | 1
NO |  | 142 | 2015 | 1 | 16 | 16 |  | HAZELTON | JENNINGS TO FINZEL | 138 | 138 | 1,3 | 25.22 | 0 | 1 | 6 | 0 | 0 | 0 | 0 | 0 | 0 | 0 | 0 | 0 | 0 | 0 | 0 | 0 | 0 | 0 | 0 | 0 | 0 | 0 | 0 | 0 | 0 | 0 | 12 | 1
NO |  | 142 | 2015 | 1 | 17 | 17 |  | JUNCTION | BLACK OAK | 138 | 138 | 2 | 0.48 | 18.19 | 1 | 5,6 | 0 | 0 | 0 | 0 | 0 | 0 | 0 | 0 | 0 | 0 | 0 | 0 | 0 | 0 | 0 | 0 | 0 | 0 | 0 | 0 | 0 | 0 | 0 | 12 | 1
NO |  | 142 | 2015 | 1 | 18 | 18 |  | KELSO GAP | PARR RUN | 138 | 138 | 2 | 11.18 | 11.57 | 1 |  | 0 | 0 | 0 | 0 | 0 | 0 | 0 | 0 | 0 | 0 | 0 | 0 | 0 | 0 | 0 | 0 | 0 | 0 | 0 | 0 | 0 | 0 | 0 | 12 | 1
NO |  | 142 | 2015 | 1 | 19 | 19 |  | MARLOWE | BOONSBORO | 138 | 138 | 1,2 | 11.8 | 0.28 | 1 | 5,8 | 0 | 0 | 0 | 0 | 0 | 0 | 0 | 0 | 0 | 0 | 0 | 0 | 0 | 0 | 0 | 0 | 0 | 0 | 0 | 0 | 0 | 0 | 0 | 12 | 1
NO |  | 142 | 2015 | 1 | 20 | 20 |  | MESSICK ROAD | MORGAN | 138 | 138 | 1,2 | 17.69 | 10.82 | 1 | 5,6 | 0 | 0 | 0 | 0 | 0 | 0 | 0 | 0 | 0 | 0 | 0 | 0 | 0 | 0 | 0 | 0 | 0 | 0 | 0 | 0 | 0 | 0 | 0 | 12 | 1
NO |  | 142 | 2015 | 1 | 21 | 21 |  | MESSICK ROAD | RIDGELEY | 138 | 138 | 1,2 | 3.19 | 1.83 | 1 | 5,6 | 0 | 0 | 0 | 0 | 0 | 0 | 0 | 0 | 0 | 0 | 0 | 0 | 0 | 0 | 0 | 0 | 0 | 0 | 0 | 0 | 0 | 0 | 0 | 12 | 1
NO |  | 142 | 2015 | 1 | 22 | 22 |  | MILLVILLE | DOUBS | 138 | 138 | 2 | 0.65 | 14.7 | 1 | 6 | 0 | 0 | 0 | 0 | 0 | 0 | 0 | 0 | 0 | 0 | 0 | 0 | 0 | 0 | 0 | 0 | 0 | 0 | 0 | 0 | 0 | 0 | 0 | 12 | 1
NO |  | 142 | 2015 | 1 | 23 | 23 |  | PARAMOUNT NO. 1 | REID | 138 | 138 | 1,3 | 1.8 | 0 | 1 | 6 | 0 | 0 | 0 | 0 | 0 | 0 | 0 | 0 | 0 | 0 | 0 | 0 | 0 | 0 | 0 | 0 | 0 | 0 | 0 | 0 | 0 | 0 | 0 | 12 | 1
NO |  | 142 | 2015 | 1 | 24 | 24 |  | REID | GUILFORD | 138 | 138 | 2 | 0.43 | 12.37 | 1 | 6 | 0 | 0 | 0 | 0 | 0 | 0 | 0 | 0 | 0 | 0 | 0 | 0 | 0 | 0 | 0 | 0 | 0 | 0 | 0 | 0 | 0 | 0 | 0 | 12 | 1
NO |  | 142 | 2015 | 1 | 25 | 25 |  | REID | RINGGOLD 1 | 138 | 138 | 2 | 7.43 | 0 | 1 | 6 | 0 | 0 | 0 | 0 | 0 | 0 | 0 | 0 | 0 | 0 | 0 | 0 | 0 | 0 | 0 | 0 | 0 | 0 | 0 | 0 | 0 | 0 | 0 | 12 | 1
NO |  | 142 | 2015 | 1 | 26 | 26 |  | RIDGELEY | CUMBERLAND | 138 | 138 | 3 | 0.13 | 0.85 | 1 | 6,7 | 0 | 0 | 0 | 0 | 0 | 0 | 0 | 0 | 0 | 0 | 0 | 0 | 0 | 0 | 0 | 0 | 0 | 0 | 0 | 0 | 0 | 0 | 0 | 12 | 1
NO |  | 142 | 2015 | 1 | 27 | 27 |  | RINGGOLD | CATOCTIN | 138 | 138 | 2 | 9.74 | 0 | 1 | 6,7 | 0 | 0 | 0 | 0 | 0 | 0 | 0 | 0 | 0 | 0 | 0 | 0 | 0 | 0 | 0 | 0 | 0 | 0 | 0 | 0 | 0 | 0 | 0 | 12 | 1
NO |  | 142 | 2015 | 1 | 28 | 28 |  | RINGGOLD | WEST WAYNESBORO | 138 | 138 | 2 | 3.99 | 8.77 | 1 | 5 | 0 | 0 | 0 | 0 | 0 | 0 | 0 | 0 | 0 | 0 | 0 | 0 | 0 | 0 | 0 | 0 | 0 | 0 | 0 | 0 | 0 | 0 | 0 | 12 | 1
NO |  | 142 | 2015 | 1 | 29 | 29 |  |  |  | 0 | 0 |  | 0 | 0 | 0 |  | 6956829 | 40400257 | 47357086 | 0 | 0 | 0 | 0 | 0 | 0 | 0 | 0 | 0 | 0 | 0 | 0 | 0 | 0 | 0 | 0 | 0 | 0 | 0 | 0 | 12 | 1
NO |  | 142 | 2015 | 1 | 30 | 30 |  | SUBTOTAL MARYLAND 138 |  | 0 | 0 |  | 289.43 | 176.26 | 33 |  | 6956829 | 40400257 | 47357086 | 0 | 0 | 0 | 0 | 0 | 0 | 0 | 0 | 0 | 0 | 0 | 0 | 0 | 0 | 0 | 0 | 0 | 0 | 0 | 0 | 12 | 1
NO |  | 142 | 2015 | 1 | 32 | 32 |  | SDC1 DEEP CREEK | GARRETT-PENN MAR | 115 | 115 | 2 | 1.93 | 0 | 1 |  | 0 | 0 | 0 | 0 | 0 | 0 | 0 | 0 | 0 | 0 | 0 | 0 | 0 | 0 | 0 | 0 | 0 | 0 | 0 | 0 | 0 | 0 | 0 | 12 | 1
NO |  | 142 | 2015 | 1 | 34 | 34 |  | SUBTOTAL MARYLAND 115 KV |  | 0 | 0 |  | 1.93 | 0 | 1 |  | 0 | 0 | 0 | 0 | 0 | 0 | 0 | 0 | 0 | 0 | 0 | 0 | 0 | 0 | 0 | 0 | 0 | 0 | 0 | 0 | 0 | 0 | 0 | 12 | 1
NO |  | 142 | 2015 | 2 | 1 | 1 |  | BLACK OAK | BEDINGTON | 500 | 500 | 3 | 0.77 | 59.26 | 1 | 1 | 0 | 0 | 0 | 0 | 0 | 0 | 0 | 0 | 0 | 0 | 0 | 0 | 0 | 0 | 0 | 0 | 0 | 0 | 0 | 0 | 0 | 0 | 0 | 12 | 1
NO |  | 142 | 2015 | 2 | 2 | 2 |  | MEADOWBROOK | FRONT ROYAL | 500 | 500 | 3 | 5.28 | 2.71 | 1 |  | 0 | 0 | 0 | 0 | 0 | 0 | 0 | 0 | 0 | 0 | 0 | 0 | 0 | 0 | 0 | 0 | 0 | 0 | 0 | 0 | 0 | 0 | 0 | 12 | 1
NO |  | 142 | 2015 | 2 | 3 | 3 |  | GREENLAND GAP | MEADOWBROOK | 500 | 500 | 3 | 12.4 | 0 | 1 | 1 | 0 | 0 | 0 | 0 | 0 | 0 | 0 | 0 | 0 | 0 | 0 | 0 | 0 | 0 | 0 | 0 | 0 | 0 | 0 | 0 | 0 | 0 | 0 | 12 | 1
NO |  | 142 | 2015 | 2 | 4 | 4 |  | MT STORM | VALLEY | 500 | 500 | 3 | 30.75 | 0 | 1 | 3 | 0 | 0 | 0 | 0 | 0 | 0 | 0 | 0 | 0 | 0 | 0 | 0 | 0 | 0 | 0 | 0 | 0 | 0 | 0 | 0 | 0 | 0 | 0 | 12 | 1
NO |  | 142 | 2015 | 2 | 5 | 5 |  |  |  | 0 | 0 |  | 0 | 0 | 0 |  | 485700 | 5113164 | 5598864 | 0 | 0 | 0 | 101891.6056 | 0 | 0 | 0 | 0 | 0 | 0 | 0 | 0 | 0 | 0 | 0 | 0 | 0 | 0 | 0 | 0 | 12 | 1
NO |  | 142 | 2015 | 2 | 6 | 6 |  | SUBTOTAL VIRGINIA 500 |  | 0 | 0 |  | 49.2 | 61.97 | 4 |  | 485700 | 5113164 | 5598864 | 0 | 0 | 0 | 0 | 0 | 0 | 0 | 0 | 0 | 0 | 0 | 0 | 0 | 0 | 0 | 0 | 0 | 0 | 0 | 0 | 12 | 1
NO |  | 142 | 2015 | 2 | 8 | 8 |  | BARTONVILLE | MEADOWBROOK | 138 | 138 |  | 6.04 | 0 | 1 |  | 0 | 0 | 0 | 0 | 0 | 0 | 0 | 0 | 0 | 0 | 0 | 0 | 0 | 0 | 0 | 0 | 0 | 0 | 0 | 0 | 0 | 0 | 0 | 12 | 1
NO |  | 142 | 2015 | 2 | 9 | 9 |  | BARTONVILLE | STEPHENSON | 138 | 138 |  | 12.49 | 0 | 1 |  | 0 | 0 | 0 | 0 | 0 | 0 | 0 | 0 | 0 | 0 | 0 | 0 | 0 | 0 | 0 | 0 | 0 | 0 | 0 | 0 | 0 | 0 | 0 | 12 | 1
NO |  | 142 | 2015 | 2 | 10 | 10 |  | CATOCTIN | CARROLL CUB | 138 | 138 |  | 12.68 | 0 | 1 |  | 0 | 0 | 0 | 0 | 0 | 0 | 0 | 0 | 0 | 0 | 0 | 0 | 0 | 0 | 0 | 0 | 0 | 0 | 0 | 0 | 0 | 0 | 0 | 12 | 1
NO |  | 142 | 2015 | 2 | 11 | 11 |  | DOUBLE TOLL GATE | GREENWOOD | 138 | 138 |  | 7.84 | 0 | 1 |  | 0 | 0 | 0 | 0 | 0 | 0 | 0 | 0 | 0 | 0 | 0 | 0 | 0 | 0 | 0 | 0 | 0 | 0 | 0 | 0 | 0 | 0 | 0 | 12 | 1
NO |  | 142 | 2015 | 2 | 12 | 12 |  | DOUBLE TOLL GATE | MILLVILLE | 138 | 138 | 1,2 | 14.7 | 9.48 | 1 | 5 | 0 | 0 | 0 | 0 | 0 | 0 | 0 | 0 | 0 | 0 | 0 | 0 | 0 | 0 | 0 | 0 | 0 | 0 | 0 | 0 | 0 | 0 | 0 | 12 | 1
NO |  | 142 | 2015 | 2 | 13 | 13 |  | GORE | HAMPSHIRE | 138 | 138 | 2 | 1.98 | 4.44 | 1 | 5 | 0 | 0 | 0 | 0 | 0 | 0 | 0 | 0 | 0 | 0 | 0 | 0 | 0 | 0 | 0 | 0 | 0 | 0 | 0 | 0 | 0 | 0 | 0 | 12 | 1
NO |  | 142 | 2015 | 2 | 14 | 14 |  | GORE | STONEWALL | 138 | 138 |  | 15.2 | 0 | 1 |  | 0 | 0 | 0 | 0 | 0 | 0 | 0 | 0 | 0 | 0 | 0 | 0 | 0 | 0 | 0 | 0 | 0 | 0 | 0 | 0 | 0 | 0 | 0 | 12 | 1
NO |  | 142 | 2015 | 2 | 15 | 15 |  | GREENWOOD | REDBUD | 138 | 138 | 1,2 | 5.57 | 0 | 1 | 5,6 | 0 | 0 | 0 | 0 | 0 | 0 | 0 | 0 | 0 | 0 | 0 | 0 | 0 | 0 | 0 | 0 | 0 | 0 | 0 | 0 | 0 | 0 | 0 | 12 | 1
NO |  | 142 | 2015 | 2 | 16 | 16 |  | HAMPSHIRE | MEADOWBROOK | 138 | 138 |  | 14.43 | 0 | 1 |  | 0 | 0 | 0 | 0 | 0 | 0 | 0 | 0 | 0 | 0 | 0 | 0 | 0 | 0 | 0 | 0 | 0 | 0 | 0 | 0 | 0 | 0 | 0 | 12 | 1
NO |  | 142 | 2015 | 2 | 17 | 17 |  | INWOOD | STONEWALL | 138 | 138 | 2 | 1.43 | 6.41 | 1 | 5 | 0 | 0 | 0 | 0 | 0 | 0 | 0 | 0 | 0 | 0 | 0 | 0 | 0 | 0 | 0 | 0 | 0 | 0 | 0 | 0 | 0 | 0 | 0 | 12 | 1
NO |  | 142 | 2015 | 2 | 18 | 18 |  | MEADOWBROOK | DOUBLE TOLL GATE #1 | 138 | 138 |  | 7.45 | 0 | 1 |  | 0 | 0 | 0 | 0 | 0 | 0 | 0 | 0 | 0 | 0 | 0 | 0 | 0 | 0 | 0 | 0 | 0 | 0 | 0 | 0 | 0 | 0 | 0 | 12 | 1
NO |  | 142 | 2015 | 2 | 19 | 19 |  | MEADOWBROOK | DOUBLE TOLL GATE #2 | 138 | 138 |  | 7.45 | 0 | 1 |  | 0 | 0 | 0 | 0 | 0 | 0 | 0 | 0 | 0 | 0 | 0 | 0 | 0 | 0 | 0 | 0 | 0 | 0 | 0 | 0 | 0 | 0 | 0 | 12 | 1
NO |  | 142 | 2015 | 2 | 20 | 20 |  | MEADOW BROOK | REDBUD | 138 | 138 | 1,2 | 16.43 | 0 | 1 | 6,9 | 0 | 0 | 0 | 0 | 0 | 0 | 0 | 0 | 0 | 0 | 0 | 0 | 0 | 0 | 0 | 0 | 0 | 0 | 0 | 0 | 0 | 0 | 0 | 12 | 1
NO |  | 142 | 2015 | 2 | 21 | 21 |  | MEADOWBOOK | RIVERTON | 138 | 138 | 1,2,3 | 8.33 | 0 | 1 | 6 | 0 | 0 | 0 | 0 | 0 | 0 | 0 | 0 | 0 | 0 | 0 | 0 | 0 | 0 | 0 | 0 | 0 | 0 | 0 | 0 | 0 | 0 | 0 | 12 | 1
NO |  | 142 | 2015 | 2 | 22 | 22 |  | MEADOW BROOK | STRASBURG | 138 | 138 | 2,3 | 9.36 | 0 | 1 |  | 0 | 0 | 0 | 0 | 0 | 0 | 0 | 0 | 0 | 0 | 0 | 0 | 0 | 0 | 0 | 0 | 0 | 0 | 0 | 0 | 0 | 0 | 0 | 12 | 1
NO |  | 142 | 2015 | 2 | 23 | 23 |  | PAGE | NORTH SHENANDOAH | 138 | 138 | 1,2 | 23.01 | 0 | 1 | 5 | 0 | 0 | 0 | 0 | 0 | 0 | 0 | 0 | 0 | 0 | 0 | 0 | 0 | 0 | 0 | 0 | 0 | 0 | 0 | 0 | 0 | 0 | 0 | 12 | 1
NO |  | 142 | 2015 | 2 | 24 | 24 |  | PAGE | SPERRYVILLE | 138 | 138 |  | 13.77 | 0 | 1 |  | 0 | 0 | 0 | 0 | 0 | 0 | 0 | 0 | 0 | 0 | 0 | 0 | 0 | 0 | 0 | 0 | 0 | 0 | 0 | 0 | 0 | 0 | 0 | 12 | 1
NO |  | 142 | 2015 | 2 | 25 | 25 |  | RIVERTON | DOUBLE TOLL GATE | 138 | 138 | 2,3 | 7.07 | 0 | 1 |  | 0 | 0 | 0 | 0 | 0 | 0 | 0 | 0 | 0 | 0 | 0 | 0 | 0 | 0 | 0 | 0 | 0 | 0 | 0 | 0 | 0 | 0 | 0 | 12 | 1
NO |  | 142 | 2015 | 2 | 26 | 26 |  | RIVERTON | PAGE | 138 | 138 | 2,3 | 26.74 | 0 | 1 |  | 0 | 0 | 0 | 0 | 0 | 0 | 0 | 0 | 0 | 0 | 0 | 0 | 0 | 0 | 0 | 0 | 0 | 0 | 0 | 0 | 0 | 0 | 0 | 12 | 1
NO |  | 142 | 2015 | 2 | 27 | 27 |  | RIVERTON | VISCOSE | 138 | 138 |  | 7.13 | 0 | 1 |  | 0 | 0 | 0 | 0 | 0 | 0 | 0 | 0 | 0 | 0 | 0 | 0 | 0 | 0 | 0 | 0 | 0 | 0 | 0 | 0 | 0 | 0 | 0 | 12 | 1
NO |  | 142 | 2015 | 2 | 28 | 28 |  | STEPHENSON | STONEWALL | 138 | 138 | 1,2 | 2.11 | 0 | 1 |  | 0 | 0 | 0 | 0 | 0 | 0 | 0 | 0 | 0 | 0 | 0 | 0 | 0 | 0 | 0 | 0 | 0 | 0 | 0 | 0 | 0 | 0 | 0 | 12 | 1
NO |  | 142 | 2015 | 2 | 29 | 29 |  | STONEWALL | MILLVILLE | 138 | 138 | 2 | 3.11 | 13.15 | 1 |  | 0 | 0 | 0 | 0 | 0 | 0 | 0 | 0 | 0 | 0 | 0 | 0 | 0 | 0 | 0 | 0 | 0 | 0 | 0 | 0 | 0 | 0 | 0 | 12 | 1
NO |  | 142 | 2015 | 2 | 30 | 30 |  |  |  | 0 | 0 |  | 0 | 0 | 0 |  | 9170869 | 41048558 | 50219427 | 0 | 0 | 0 | 0 | 0 | 0 | 0 | 0 | 0 | 0 | 0 | 0 | 0 | 0 | 0 | 0 | 0 | 0 | 0 | 0 | 12 | 1
NO |  | 142 | 2015 | 2 | 31 | 31 |  | SUBTOTAL VIRGINIA 138 |  | 0 | 0 |  | 224.32 | 33.48 | 22 |  | 9170869 | 41048558 | 50219427 | 0 | 0 | 0 | 0 | 0 | 0 | 0 | 0 | 0 | 0 | 0 | 0 | 0 | 0 | 0 | 0 | 0 | 0 | 0 | 0 | 12 | 1
NO |  | 142 | 2015 | 2 | 33 | 33 |  | MERCK5 ENDLESS CAVERNS | NORTH SHENANDOAH | 115 | 115 | 3 | 0.31 | 0 | 1 |  | 0 | 0 | 0 | 0 | 0 | 0 | 0 | 0 | 0 | 0 | 0 | 0 | 0 | 0 | 0 | 0 | 0 | 0 | 0 | 0 | 0 | 0 | 0 | 12 | 1
NO |  | 142 | 2015 | 2 | 34 | 34 |  | GORDONSVILLE | PRATTS | 115 | 115 | 2 | 17.97 | 0 | 1 |  | 0 | 0 | 0 | 0 | 0 | 0 | 0 | 0 | 0 | 0 | 0 | 0 | 0 | 0 | 0 | 0 | 0 | 0 | 0 | 0 | 0 | 0 | 0 | 12 | 1
NO |  | 142 | 2015 | 2 | 35 | 35 |  | SUBTOTAL VIRGINIA 115 |  | 0 | 0 |  | 18.28 | 0 | 2 |  | 0 | 0 | 0 | 0 | 0 | 0 | 0 | 0 | 0 | 0 | 0 | 0 | 0 | 0 | 0 | 0 | 0 | 0 | 0 | 0 | 0 | 0 | 0 | 12 | 1
NO |  | 142 | 2015 | 3 | 3 | 3 |  | BEDINGTON | DOUBS | 500 | 500 | 3 | 5.88 | 26.32 | 1 | 1 | 0 | 0 | 0 | 0 | 0 | 0 | 0 | 0 | 0 | 0 | 0 | 0 | 0 | 0 | 0 | 0 | 0 | 0 | 0 | 0 | 0 | 0 | 0 | 12 | 1
NO |  | 142 | 2015 | 3 | 4 | 4 |  | BLACK OAK | BEDINGTON | 500 | 500 | 3 | 58.81 | 1.22 | 1 | 1 | 0 | 0 | 0 | 0 | 0 | 0 | 0 | 0 | 0 | 0 | 0 | 0 | 0 | 0 | 0 | 0 | 0 | 0 | 0 | 0 | 0 | 0 | 0 | 12 | 1
NO |  | 142 | 2015 | 3 | 5 | 5 |  |  |  | 0 | 0 |  | 0 | 0 | 0 |  | 1088323 | 10073224 | 11161547 | 0 | 0 | 0 | 203124.7669 | 0 | 0 | 0 | 0 | 0 | 0 | 0 | 0 | 0 | 0 | 0 | 0 | 0 | 0 | 0 | 0 | 12 | 1
NO |  | 142 | 2015 | 3 | 6 | 6 |  | SUBTOTAL WEST VIRGINIA 500 |  | 0 | 0 |  | 64.69 | 27.54 | 2 |  | 1088323 | 10073224 | 11161547 | 0 | 0 | 0 | 0 | 0 | 0 | 0 | 0 | 0 | 0 | 0 | 0 | 0 | 0 | 0 | 0 | 0 | 0 | 0 | 0 | 12 | 1
NO |  | 142 | 2015 | 3 | 8 | 8 |  | BAKER | HARDY | 138 | 138 |  | 14.38 | 0 | 1 |  | 0 | 0 | 0 | 0 | 0 | 0 | 0 | 0 | 0 | 0 | 0 | 0 | 0 | 0 | 0 | 0 | 0 | 0 | 0 | 0 | 0 | 0 | 0 | 12 | 1
NO |  | 142 | 2015 | 3 | 9 | 9 |  | BEDINGTON | MARLOWE 3 | 138 | 138 | 2,3 | 6.11 | 3.11 | 1 | 6 | 0 | 0 | 0 | 0 | 0 | 0 | 0 | 0 | 0 | 0 | 0 | 0 | 0 | 0 | 0 | 0 | 0 | 0 | 0 | 0 | 0 | 0 | 0 | 12 | 1
NO |  | 142 | 2015 | 3 | 10 | 10 |  | BEDINGTON | MARLOWE 2 | 138 | 138 | 2,3 | 8.76 | 6.77 | 1 | 6 | 0 | 0 | 0 | 0 | 0 | 0 | 0 | 0 | 0 | 0 | 0 | 0 | 0 | 0 | 0 | 0 | 0 | 0 | 0 | 0 | 0 | 0 | 0 | 12 | 1
NO |  | 142 | 2015 | 3 | 11 | 11 |  | BEDINGTON | OPEQUON 2 | 138 | 138 | 2,3 | 8.44 | 0 | 1 | 6 | 0 | 0 | 0 | 0 | 0 | 0 | 0 | 0 | 0 | 0 | 0 | 0 | 0 | 0 | 0 | 0 | 0 | 0 | 0 | 0 | 0 | 0 | 0 | 12 | 1
NO |  | 142 | 2015 | 3 | 12 | 12 |  | BEDINGTON | REID | 138 | 138 | 1 | 9.2 | 11.59 | 1 | 6 | 0 | 0 | 0 | 0 | 0 | 0 | 0 | 0 | 0 | 0 | 0 | 0 | 0 | 0 | 0 | 0 | 0 | 0 | 0 | 0 | 0 | 0 | 0 | 12 | 1
NO |  | 142 | 2015 | 3 | 13 | 13 |  | BEDINGTON | SHEPHERDSTOWN 1 | 138 | 138 | 1,2,3 | 8.66 | 0 | 1 | 5,6 | 0 | 0 | 0 | 0 | 0 | 0 | 0 | 0 | 0 | 0 | 0 | 0 | 0 | 0 | 0 | 0 | 0 | 0 | 0 | 0 | 0 | 0 | 0 | 12 | 1
NO |  | 142 | 2015 | 3 | 14 | 14 |  | BEDINGTON | EAGLE | 138 | 138 |  | 4.02 | 0 | 1 |  | 0 | 0 | 0 | 0 | 0 | 0 | 0 | 0 | 0 | 0 | 0 | 0 | 0 | 0 | 0 | 0 | 0 | 0 | 0 | 0 | 0 | 0 | 0 | 12 | 1
NO |  | 142 | 2015 | 3 | 15 | 15 |  | BLACK OAK | CUMBERLAND | 138 | 138 |  | 16.56 | 0 | 1 |  | 0 | 0 | 0 | 0 | 0 | 0 | 0 | 0 | 0 | 0 | 0 | 0 | 0 | 0 | 0 | 0 | 0 | 0 | 0 | 0 | 0 | 0 | 0 | 12 | 1
NO |  | 142 | 2015 | 3 | 16 | 16 |  | CHERRY RUN | MCCONNELLSBURG | 138 | 138 | 2,3 | 3.33 | 32.62 | 1 | 6 | 0 | 0 | 0 | 0 | 0 | 0 | 0 | 0 | 0 | 0 | 0 | 0 | 0 | 0 | 0 | 0 | 0 | 0 | 0 | 0 | 0 | 0 | 0 | 12 | 1
NO |  | 142 | 2015 | 3 | 17 | 17 |  | CHEERY RUN | MORGAN | 138 | 138 |  | 8.03 | 0 | 1 |  | 0 | 0 | 0 | 0 | 0 | 0 | 0 | 0 | 0 | 0 | 0 | 0 | 0 | 0 | 0 | 0 | 0 | 0 | 0 | 0 | 0 | 0 | 0 | 12 | 1
NO |  | 142 | 2015 | 3 | 18 | 18 |  | DOUBLE TOLL GATE | MILLVILLE | 138 | 138 | 2 | 9.48 | 14.58 | 1 | 5 | 0 | 0 | 0 | 0 | 0 | 0 | 0 | 0 | 0 | 0 | 0 | 0 | 0 | 0 | 0 | 0 | 0 | 0 | 0 | 0 | 0 | 0 | 0 | 12 | 1
NO |  | 142 | 2015 | 3 | 19 | 19 |  | FINZEL | FROSTBURG-RIDGELEY | 138 | 138 |  | 0.8 | 0 | 1 |  | 0 | 0 | 0 | 0 | 0 | 0 | 0 | 0 | 0 | 0 | 0 | 0 | 0 | 0 | 0 | 0 | 0 | 0 | 0 | 0 | 0 | 0 | 0 | 12 | 1
NO |  | 142 | 2015 | 3 | 20 | 20 |  | FRENCH'S MILL | HAMPSHIRE | 138 | 138 | 2 | 8.95 | 0 | 1 | 5 | 0 | 0 | 0 | 0 | 0 | 0 | 0 | 0 | 0 | 0 | 0 | 0 | 0 | 0 | 0 | 0 | 0 | 0 | 0 | 0 | 0 | 0 | 0 | 12 | 1
NO |  | 142 | 2015 | 3 | 21 | 21 |  | GORE | HAMPSHIRE | 138 | 138 | 2 | 4.45 | 1.98 | 1 | 5 | 0 | 0 | 0 | 0 | 0 | 0 | 0 | 0 | 0 | 0 | 0 | 0 | 0 | 0 | 0 | 0 | 0 | 0 | 0 | 0 | 0 | 0 | 0 | 12 | 1
NO |  | 142 | 2015 | 3 | 22 | 22 |  | HAMPSHIRE | RIDGELEY | 138 | 138 | 2,3 | 29.76 | 0 | 1 | 7 | 0 | 0 | 0 | 0 | 0 | 0 | 0 | 0 | 0 | 0 | 0 | 0 | 0 | 0 | 0 | 0 | 0 | 0 | 0 | 0 | 0 | 0 | 0 | 12 | 1
NO |  | 142 | 2015 | 3 | 23 | 23 |  | HAMPSHIRE | MEADOWBROOK | 138 | 138 |  | 5.05 | 0 | 1 |  | 0 | 0 | 0 | 0 | 0 | 0 | 0 | 0 | 0 | 0 | 0 | 0 | 0 | 0 | 0 | 0 | 0 | 0 | 0 | 0 | 0 | 0 | 0 | 12 | 1
NO |  | 142 | 2015 | 3 | 24 | 24 |  | HARDY | PETERSBURG | 138 | 138 | 2 | 8.29 | 0 | 1 | 6 | 0 | 0 | 0 | 0 | 0 | 0 | 0 | 0 | 0 | 0 | 0 | 0 | 0 | 0 | 0 | 0 | 0 | 0 | 0 | 0 | 0 | 0 | 0 | 12 | 1
NO |  | 142 | 2015 | 3 | 25 | 25 |  | HARMONY JCT | BEDINGTON | 138 | 138 | 1 | 19.92 | 0 | 1 | 6 | 0 | 0 | 0 | 0 | 0 | 0 | 0 | 0 | 0 | 0 | 0 | 0 | 0 | 0 | 0 | 0 | 0 | 0 | 0 | 0 | 0 | 0 | 0 | 12 | 1
NO |  | 142 | 2015 | 3 | 26 | 26 |  | INWOOD | KEARNEYSVILLE | 138 | 138 | 1,2 | 11.58 | 0 | 1 | 5,6 | 0 | 0 | 0 | 0 | 0 | 0 | 0 | 0 | 0 | 0 | 0 | 0 | 0 | 0 | 0 | 0 | 0 | 0 | 0 | 0 | 0 | 0 | 0 | 12 | 1
NO |  | 142 | 2015 | 3 | 27 | 27 |  | INWOOD | STONEWALL | 138 | 138 | 1,2 | 6.41 | 1.42 | 1 | 5,6 | 0 | 0 | 0 | 0 | 0 | 0 | 0 | 0 | 0 | 0 | 0 | 0 | 0 | 0 | 0 | 0 | 0 | 0 | 0 | 0 | 0 | 0 | 0 | 12 | 1
NO |  | 142 | 2015 | 3 | 28 | 28 |  | JUNCTION | BLACK OAK | 138 | 138 | 2 | 18.19 | 0.48 | 1 | 5,6 | 0 | 0 | 0 | 0 | 0 | 0 | 0 | 0 | 0 | 0 | 0 | 0 | 0 | 0 | 0 | 0 | 0 | 0 | 0 | 0 | 0 | 0 | 0 | 12 | 1
NO |  | 142 | 2015 | 3 | 29 | 29 |  | JUNCTION | FRENCH'S MILL | 138 | 138 | 2 | 11.29 | 0 | 1 | 5 | 0 | 0 | 0 | 0 | 0 | 0 | 0 | 0 | 0 | 0 | 0 | 0 | 0 | 0 | 0 | 0 | 0 | 0 | 0 | 0 | 0 | 0 | 0 | 12 | 1
NO |  | 142 | 2015 | 3 | 30 | 30 |  | JUNCTION | HARDY | 138 | 138 | 2 | 21.48 | 0 | 1 | 5 | 0 | 0 | 0 | 0 | 0 | 0 | 0 | 0 | 0 | 0 | 0 | 0 | 0 | 0 | 0 | 0 | 0 | 0 | 0 | 0 | 0 | 0 | 0 | 12 | 1
NO |  | 142 | 2015 | 3 | 31 | 31 |  | KEARNEYSVILLE | OPEQUON | 138 | 138 | 1,2 | 5.25 | 0 | 1 | 5,6 | 0 | 0 | 0 | 0 | 0 | 0 | 0 | 0 | 0 | 0 | 0 | 0 | 0 | 0 | 0 | 0 | 0 | 0 | 0 | 0 | 0 | 0 | 0 | 12 | 1
NO |  | 142 | 2015 | 3 | 32 | 32 |  | MARLOWE | BOONSBORO | 138 | 138 | 1 | 0.4 | 11.8 | 1 | 5 | 0 | 0 | 0 | 0 | 0 | 0 | 0 | 0 | 0 | 0 | 0 | 0 | 0 | 0 | 0 | 0 | 0 | 0 | 0 | 0 | 0 | 0 | 0 | 12 | 1
NO |  | 142 | 2015 | 3 | 33 | 33 |  | MESSICK ROAD | MORGAN | 138 | 138 | 2 | 10.87 | 17.7 | 1 | 5 | 0 | 0 | 0 | 0 | 0 | 0 | 0 | 0 | 0 | 0 | 0 | 0 | 0 | 0 | 0 | 0 | 0 | 0 | 0 | 0 | 0 | 0 | 0 | 12 | 1
NO |  | 142 | 2015 | 3 | 34 | 34 |  | MESSICK ROAD | RIDGELEY | 138 | 138 | 1,2 | 1.82 | 3.19 | 1 | 5,6 | 0 | 0 | 0 | 0 | 0 | 0 | 0 | 0 | 0 | 0 | 0 | 0 | 0 | 0 | 0 | 0 | 0 | 0 | 0 | 0 | 0 | 0 | 0 | 12 | 1
NO |  | 142 | 2015 | 3 | 35 | 35 |  | MILLVILLE | DOUBS | 138 | 138 | 2 | 14.68 | 0.65 | 1 | 6 | 0 | 0 | 0 | 0 | 0 | 0 | 0 | 0 | 0 | 0 | 0 | 0 | 0 | 0 | 0 | 0 | 0 | 0 | 0 | 0 | 0 | 0 | 0 | 12 | 1
NO |  | 142 | 2015 | 4 | 1 | 1 |  | PARR RUN | JUNCTION | 138 | 138 | 2,3 | 16.48 | 0 | 1 | 5,6 | 0 | 0 | 0 | 0 | 0 | 0 | 0 | 0 | 0 | 0 | 0 | 0 | 0 | 0 | 0 | 0 | 0 | 0 | 0 | 0 | 0 | 0 | 0 | 12 | 1
NO |  | 142 | 2015 | 4 | 2 | 2 |  | RIDGELEY | CUMBERLAND | 138 | 138 | 3 | 0.85 | 0.13 | 1 | 6,7 | 0 | 0 | 0 | 0 | 0 | 0 | 0 | 0 | 0 | 0 | 0 | 0 | 0 | 0 | 0 | 0 | 0 | 0 | 0 | 0 | 0 | 0 | 0 | 12 | 1
NO |  | 142 | 2015 | 4 | 3 | 3 |  | SENECA CAVERNS | NORTH PETERSBURG | 138 | 138 | 1,2 | 14.28 | 0 | 1 | 6 | 0 | 0 | 0 | 0 | 0 | 0 | 0 | 0 | 0 | 0 | 0 | 0 | 0 | 0 | 0 | 0 | 0 | 0 | 0 | 0 | 0 | 0 | 0 | 12 | 1
NO |  | 142 | 2015 | 4 | 4 | 4 |  | SHEPHERDSTOWN | SLEEPY HOLLOW | 138 | 138 | 1,2 | 7.48 | 0 | 1 |  | 0 | 0 | 0 | 0 | 0 | 0 | 0 | 0 | 0 | 0 | 0 | 0 | 0 | 0 | 0 | 0 | 0 | 0 | 0 | 0 | 0 | 0 | 0 | 12 | 1
NO |  | 142 | 2015 | 4 | 5 | 5 |  | SLEEPY HOLLOW | MILLVILLE | 138 | 138 | 2 | 4.25 | 0 | 1 | 5 | 0 | 0 | 0 | 0 | 0 | 0 | 0 | 0 | 0 | 0 | 0 | 0 | 0 | 0 | 0 | 0 | 0 | 0 | 0 | 0 | 0 | 0 | 0 | 12 | 1
NO |  | 142 | 2015 | 4 | 6 | 6 |  | STONEWALL | MILLVILLE | 138 | 138 |  | 13.1 | 0 | 1 |  | 0 | 0 | 0 | 0 | 0 | 0 | 0 | 0 | 0 | 0 | 0 | 0 | 0 | 0 | 0 | 0 | 0 | 0 | 0 | 0 | 0 | 0 | 0 | 12 | 1
NO |  | 142 | 2015 | 4 | 7 | 7 |  |  |  | 0 | 0 |  | 0 | 0 | 0 |  | 8791182 | 45679696 | 54470878 | 0 | 0 | 0 | 0 | 0 | 0 | 0 | 0 | 0 | 0 | 0 | 0 | 0 | 0 | 0 | 0 | 0 | 0 | 0 | 0 | 12 | 1
NO |  | 142 | 2015 | 4 | 8 | 8 |  | SUBTOTAL WEST VIRGINIA 138 |  | 0 | 0 |  | 332.6 | 106.02 | 34 |  | 8791182 | 45679696 | 54470878 | 0 | 0 | 0 | 0 | 0 | 0 | 0 | 0 | 0 | 0 | 0 | 0 | 0 | 0 | 0 | 0 | 0 | 0 | 0 | 0 | 12 | 1
NO |  | 142 | 2015 | 4 | 10 | 10 |  | Operation and Maintenance |  | 0 | 0 |  | 0 | 0 | 0 |  | 0 | 0 | 0 | 28328 | 4966578 | 262577 | 5257483 | 0 | 0 | 0 | 0 | 0 | 0 | 0 | 0 | 0 | 0 | 0 | 0 | 0 | 0 | 0 | 0 | 12 | 1
NO |  | 142 | 2015 | 4 | 11 | 11 |  | Expenses (All States) |  | 0 | 0 |  | 0 | 0 | 0 |  | 0 | 0 | 0 | 0 | 0 | 0 | 0 | 0 | 0 | 0 | 0 | 0 | 0 | 0 | 0 | 0 | 0 | 0 | 0 | 0 | 0 | 0 | 0 | 12 | 1
NO |  | 143 | 2015 | 0 | 1 | 1 |  | Tower Lines-500,000V |  | 0 | 0 |  | 0 | 0 | 0 |  | 0 | 0 | 0 | 0 | 0 | 0 | 0 | 0 | 0 | 0 | 0 | 0 | 0 | 0 | 0 | 0 | 0 | 0 | 0 | 0 | 0 | 0 | 0 | 12 | 1
NO |  | 143 | 2015 | 0 | 2 | 2 |  | Conemaugh Gen. Station, PA | MD-PA State line | 500 | 0 | Tower | 34.07 | 0 | 1 | 2,493 MCM | 482125 | 4900836 | 5382961 | 17602 | 0 | 0 | 17602 | 0 | 0 | 0 | 0 | 0 | 651430490 | 0 | 0 | 0 | 0 | 0 | 0 | 0 | 0 | 0 | 0 | 12 | 1
NO |  | 143 | 2015 | 0 | 3 | 3 |  | Sub. 66, MD | Mt. Airy, Tap | 500 | 0 | Tower | 18.12 | 0 | 2 | 1,590 MCM | 3152420 | 14398030 | 17550450 | 0 | 0 | 0 | 0 | 0 | 0 | 0 | 0 | 0 | 0 | 0 | 0 | 0 | 0 | 0 | 0 | 0 | 0 | 0 | 0 | 12 | 1
NO |  | 143 | 2015 | 0 | 4 | 4 |  | Sub. 66, MD | High Ridge, BG&E | 500 | 0 | Tower | 2.6 | 0 | 1 | 1,590 MCM | 2804971 | 6402701 | 9207672 | 0 | 0 | 0 | 0 | 0 | 0 | 0 | 0 | 0 | 0 | 0 | 0 | 0 | 0 | 0 | 0 | 0 | 0 | 0 | 0 | 12 | 1
NO |  | 143 | 2015 | 0 | 5 | 5 |  |  |  | 0 | 0 | Steel Pole | 7.6 | 0 | 0 | A.C.S.R. | 8200902 | 18746121 | 26947023 | 0 | 0 | 0 | 0 | 0 | 0 | 0 | 0 | 0 | 0 | 0 | 0 | 0 | 0 | 0 | 0 | 0 | 0 | 0 | 0 | 12 | 1
NO |  | 143 | 2015 | 0 | 6 | 6 |  | Chalk Point Gen. Sta., MD | Calvert Cliffs, BG&E | 500 | 0 | Tower | 8.7 | 0 | 1 | 1,590 MCM | 1405898 | 13865484 | 15271382 | 0 | 0 | 0 | 0 | 0 | 0 | 0 | 0 | 0 | 0 | 0 | 0 | 0 | 0 | 0 | 0 | 0 | 0 | 0 | 0 | 12 | 1
NO |  | 143 | 2015 | 0 | 7 | 7 |  |  |  | 0 | 0 | Steel Pole | 0.9 | 0 | 0 | A. C. S. R. | 145438 | 1426858 | 1572296 | 0 | 0 | 0 | 0 | 0 | 0 | 0 | 0 | 0 | 0 | 0 | 0 | 0 | 0 | 0 | 0 | 0 | 0 | 0 | 0 | 12 | 1
NO |  | 143 | 2015 | 0 | 8 | 8 |  | Chalk Point Gen. Sta., MD | Sub. 202, MD | 500 | 0 | Tower | 19.43 | 0 | 1 | 1,590 MCM | 1600070 | 16508171 | 18108241 | 0 | 0 | 0 | 0 | 0 | 0 | 0 | 0 | 0 | 0 | 0 | 0 | 0 | 0 | 0 | 0 | 0 | 0 | 0 | 0 | 12 | 1
NO |  | 143 | 2015 | 0 | 9 | 9 |  | Sub. 202, MD | Possum Point | 500 | 0 | Tower | 32.25 | 0 | 1 | 1,590 MCM | 4219187 | 25354636 | 29573823 | 0 | 0 | 0 | 0 | 0 | 0 | 0 | 0 | 0 | 0 | 0 | 0 | 0 | 0 | 0 | 0 | 0 | 0 | 0 | 0 | 12 | 1
NO |  | 143 | 2015 | 0 | 10 | 10 |  |  | (VEPCO Tie), VA | 0 | 0 |  | 0 | 0 | 0 | A.C.S.R. | 0 | 0 | 0 | 0 | 0 | 0 | 0 | 0 | 0 | 0 | 0 | 0 | 0 | 0 | 0 | 0 | 0 | 0 | 0 | 0 | 0 | 0 | 0 | 12 | 1
NO |  | 143 | 2015 | 0 | 11 | 11 |  | Tower Lines-230,000V |  | 0 | 0 |  | 0 | 0 | 0 |  | 0 | 0 | 0 | 0 | 0 | 0 | 0 | 0 | 0 | 0 | 0 | 0 | 0 | 0 | 0 | 0 | 0 | 0 | 0 | 0 | 0 | 0 | 0 | 12 | 1
NO |  | 143 | 2015 | 0 | 12 | 12 |  | Panda Gen. Station, MD | Sub 202, MD | 230 | 0 | Tower | 0 | 3 | 1 | 1,590 MCM | 0 | 0 | 0 | 0 | 0 | 0 | 0 | 0 | 0 | 0 | 0 | 0 | 651430491 | 0 | 0 | 0 | 0 | 0 | 0 | 0 | 0 | 0 | 0 | 12 | 1
NO |  | 143 | 2015 | 0 | 13 | 13 |  |  |  | 0 | 0 | Steel Pole | 3.91 | 0 | 0 | A. C. C. R. | 0 | 680092 | 680092 | 0 | 0 | 0 | 0 | 0 | 0 | 0 | 0 | 0 | 651430492 | 0 | 0 | 0 | 0 | 0 | 0 | 0 | 0 | 0 | 0 | 12 | 1
NO |  | 143 | 2015 | 0 | 14 | 14 |  | Dickerson Gen. Station | Potomac River | 0 | 0 |  | 0 | 0 | 0 |  | 0 | 0 | 0 | 0 | 0 | 0 | 0 | 0 | 0 | 0 | 0 | 0 | 0 | 0 | 0 | 0 | 0 | 0 | 0 | 0 | 0 | 0 | 0 | 12 | 1
NO |  | 143 | 2015 | 0 | 15 | 15 |  | MD East Line | (VEPCO Tie), VA | 230 | 0 | Tower | 7.24 | 0 | 1 | 1,033.5 MCM | 229029 | 1888180 | 2117209 | 0 | 0 | 0 | 0 | 0 | 0 | 0 | 0 | 0 | 0 | 0 | 0 | 0 | 0 | 0 | 0 | 0 | 0 | 0 | 0 | 12 | 1
NO |  | 143 | 2015 | 0 | 16 | 16 |  | Dickerson Gen. Station | Sub. 118, MD | 0 | 0 |  | 0 | 0 | 0 |  | 0 | 0 | 0 | 0 | 0 | 0 | 0 | 0 | 0 | 0 | 0 | 0 | 0 | 0 | 0 | 0 | 0 | 0 | 0 | 0 | 0 | 0 | 0 | 12 | 1
NO |  | 143 | 2015 | 0 | 17 | 17 |  | MD South Line |  | 230 | 0 | Tower | 10.6 | 0 | 2 | 1,590 MCM | 141162 | 4760068 | 4901230 | 0 | 0 | 0 | 0 | 0 | 0 | 0 | 0 | 0 | 0 | 0 | 0 | 0 | 0 | 0 | 0 | 0 | 0 | 0 | 0 | 12 | 1
NO |  | 143 | 2015 | 0 | 19 | 19 |  | Station H | Sub. 118, MD | 0 | 0 |  | 0 | 0 | 0 |  | 0 | 0 | 0 | 0 | 0 | 0 | 0 | 0 | 0 | 0 | 0 | 0 | 0 | 0 | 0 | 0 | 0 | 0 | 0 | 0 | 0 | 0 | 0 | 12 | 1
NO |  | 143 | 2015 | 0 | 20 | 20 |  | MD North Line |  | 230 | 0 | Tower | 10.03 | 0 | 2 | 1,590 MCM | 141162 | 21495854 | 21637016 | 0 | 0 | 0 | 0 | 0 | 0 | 0 | 0 | 0 | 0 | 0 | 0 | 0 | 0 | 0 | 0 | 0 | 0 | 0 | 0 | 12 | 1
NO |  | 143 | 2015 | 0 | 22 | 22 |  | Dickerson Gen. Station | Station H | 0 | 0 | Single Pole | 0 | 0 | 0 |  | 0 | 0 | 0 | 0 | 0 | 0 | 0 | 0 | 0 | 0 | 0 | 0 | 0 | 0 | 0 | 0 | 0 | 0 | 0 | 0 | 0 | 0 | 0 | 12 | 1
NO |  | 143 | 2015 | 0 | 23 | 23 |  | North Line |  | 230 | 0 | Steel | 0.57 | 0 | 1 | 1,590 MCM | 0 | 549459 | 549459 | 0 | 0 | 0 | 0 | 0 | 0 | 0 | 0 | 0 | 0 | 0 | 0 | 0 | 0 | 0 | 0 | 0 | 0 | 0 | 0 | 12 | 1
NO |  | 143 | 2015 | 0 | 24 | 24 |  | South Line |  | 230 | 0 | Steel | 0 | 0 | 1 | A.C.S.R. | 0 | 13505803 | 13505803 | 0 | 0 | 0 | 0 | 0 | 0 | 0 | 0 | 0 | 0 | 0 | 0 | 0 | 0 | 0 | 0 | 0 | 0 | 0 | 0 | 12 | 1
NO |  | 143 | 2015 | 0 | 25 | 25 |  | Sub. 118, MD | Sub. 165, MD | 0 | 0 |  | 0 | 0 | 0 |  | 0 | 0 | 0 | 0 | 0 | 0 | 0 | 0 | 0 | 0 | 0 | 0 | 0 | 0 | 0 | 0 | 0 | 0 | 0 | 0 | 0 | 0 | 0 | 12 | 1
NO |  | 143 | 2015 | 0 | 26 | 26 |  | North Line |  | 230 | 0 | Tower | 11.32 | 0 | 2 | 1,590 MCM | 220694 | 1862333 | 2083027 | 0 | 0 | 0 | 0 | 0 | 0 | 0 | 0 | 0 | 0 | 0 | 0 | 0 | 0 | 0 | 0 | 0 | 0 | 0 | 0 | 12 | 1
NO |  | 143 | 2015 | 0 | 27 | 27 |  | South Line |  | 230 | 0 | Tower | 11.32 | 0 | 2 | A.C.S.R | 222194 | 965289 | 1187483 | 0 | 0 | 0 | 0 | 0 | 0 | 0 | 0 | 0 | 0 | 0 | 0 | 0 | 0 | 0 | 0 | 0 | 0 | 0 | 0 | 12 | 1
NO |  | 143 | 2015 | 0 | 28 | 28 |  | Tower Lines-230,000V |  | 0 | 0 |  | 0 | 0 | 0 |  | 0 | 0 | 0 | 0 | 0 | 0 | 0 | 0 | 0 | 0 | 0 | 0 | 0 | 0 | 0 | 0 | 0 | 0 | 0 | 0 | 0 | 0 | 0 | 12 | 1
NO |  | 143 | 2015 | 0 | 30 | 30 |  | Sub. 165, MD | Sub. 66, MD | 0 | 0 |  | 0 | 0 | 0 |  | 0 | 0 | 0 | 0 | 0 | 0 | 0 | 0 | 0 | 0 | 0 | 0 | 0 | 0 | 0 | 0 | 0 | 0 | 0 | 0 | 0 | 0 | 0 | 12 | 1
NO |  | 143 | 2015 | 0 | 31 | 31 |  | North Line |  | 230 | 0 | Tower | 3.6 | 0 | 2 | 1,590 MCM | 67656 | 515269 | 582925 | 0 | 0 | 0 | 0 | 0 | 0 | 0 | 0 | 0 | 0 | 0 | 0 | 0 | 0 | 0 | 0 | 0 | 0 | 0 | 0 | 12 | 1
NO |  | 143 | 2015 | 0 | 32 | 32 |  | South Line |  | 230 | 0 | Tower | 3.6 | 0 | 2 | A.C.S.R. | 67656 | 323490 | 391146 | 0 | 0 | 0 | 0 | 0 | 0 | 0 | 0 | 0 | 0 | 0 | 0 | 0 | 0 | 0 | 0 | 0 | 0 | 0 | 0 | 12 | 1
NO |  | 143 | 2015 | 0 | 33 | 33 |  | Sub. 66, MD | Sub 120, MD | 0 | 0 |  | 0 | 0 | 0 |  | 0 | 0 | 0 | 0 | 0 | 0 | 0 | 0 | 0 | 0 | 0 | 0 | 0 | 0 | 0 | 0 | 0 | 0 | 0 | 0 | 0 | 0 | 0 | 12 | 1
NO |  | 143 | 2015 | 0 | 34 | 34 |  | North Line |  | 230 | 0 | Tower | 10.23 | 0 | 2 | 1,590 MCM | 178712 | 1616050 | 1794762 | 0 | 0 | 0 | 0 | 0 | 0 | 0 | 0 | 0 | 0 | 0 | 0 | 0 | 0 | 0 | 0 | 0 | 0 | 0 | 0 | 12 | 1
NO |  | 143 | 2015 | 0 | 35 | 35 |  | South Line |  | 230 | 0 | Tower | 10.23 | 0 | 2 | A.C.S.R. | 178713 | 789705 | 968418 | 0 | 0 | 0 | 0 | 0 | 0 | 0 | 0 | 0 | 0 | 0 | 0 | 0 | 0 | 0 | 0 | 0 | 0 | 0 | 0 | 12 | 1
NO |  | 143 | 2015 | 0 | 36 | 36 |  | TOTAL |  | 0 | 0 |  | 665.75 | 129.55 | 123 |  | 31038216 | 543158298 | 574196514 | 5040473 | 6228554 | 7616596 | 18885623 | 0 | 0 | 0 | 0 | 0 | 0 | 0 | 0 | 0 | 0 | 0 | 0 | 0 | 0 | 0 | 0 | 12 | 1
NO |  | 143 | 2015 | 1 | 2 | 2 |  | Sub. 120, MD | Sub. 162, MD | 0 | 0 |  | 0 | 0 | 0 |  | 0 | 0 | 0 | 0 | 0 | 0 | 0 | 0 | 0 | 0 | 0 | 0 | 0 | 0 | 0 | 0 | 0 | 0 | 0 | 0 | 0 | 0 | 0 | 12 | 1
NO |  | 143 | 2015 | 1 | 3 | 3 |  | North Line |  | 230 | 0 | Tower | 0 | 9.48 | 1 | 1,590 MCM | 316891 | 440921 | 757812 | 0 | 0 | 0 | 0 | 0 | 0 | 0 | 0 | 0 | 0 | 0 | 0 | 0 | 0 | 0 | 0 | 0 | 0 | 0 | 0 | 12 | 1
NO |  | 143 | 2015 | 1 | 4 | 4 |  | South Line |  | 230 | 0 | Tower | 0 | 9.48 | 1 | A.C.S.R. | 165661 | 418248 | 583909 | 0 | 0 | 0 | 0 | 0 | 0 | 0 | 0 | 0 | 0 | 0 | 0 | 0 | 0 | 0 | 0 | 0 | 0 | 0 | 0 | 12 | 1
NO |  | 143 | 2015 | 1 | 5 | 5 |  | Sub. 120, MD | Sub. 122, MD | 0 | 0 |  | 0 | 0 | 0 |  | 0 | 0 | 0 | 0 | 0 | 0 | 0 | 0 | 0 | 0 | 0 | 0 | 0 | 0 | 0 | 0 | 0 | 0 | 0 | 0 | 0 | 0 | 0 | 12 | 1
NO |  | 143 | 2015 | 1 | 6 | 6 |  | East Line |  | 230 | 0 | Tower | 20.73 | 0 | 1 | 1,590 MCM | 307267 | 894214 | 1201481 | 0 | 0 | 0 | 0 | 0 | 0 | 0 | 0 | 0 | 0 | 0 | 0 | 0 | 0 | 0 | 0 | 0 | 0 | 0 | 0 | 12 | 1
NO |  | 143 | 2015 | 1 | 7 | 7 |  | West Line |  | 230 | 0 | Tower | 20.73 | 0 | 1 | A.C.S.R. | 307267 | 932995 | 1240262 | 0 | 0 | 0 | 0 | 0 | 0 | 0 | 0 | 0 | 0 | 0 | 0 | 0 | 0 | 0 | 0 | 0 | 0 | 0 | 0 | 12 | 1
NO |  | 143 | 2015 | 1 | 8 | 8 |  | Sub. 162, MD | Sub. 122, MD | 0 | 0 |  | 0 | 0 | 0 |  | 0 | 0 | 0 | 0 | 0 | 0 | 0 | 0 | 0 | 0 | 0 | 0 | 0 | 0 | 0 | 0 | 0 | 0 | 0 | 0 | 0 | 0 | 0 | 12 | 1
NO |  | 143 | 2015 | 1 | 9 | 9 |  | East Line |  | 230 | 0 | Tower | 0 | 11.25 | 1 | 1,590 MCM | 141606 | 446050 | 587656 | 0 | 0 | 0 | 0 | 0 | 0 | 0 | 0 | 0 | 0 | 0 | 0 | 0 | 0 | 0 | 0 | 0 | 0 | 0 | 0 | 12 | 1
NO |  | 143 | 2015 | 1 | 11 | 11 |  | Sub. 162, MD | Chalk Point Generating | 0 | 0 |  | 0 | 0 | 0 |  | 0 | 0 | 0 | 0 | 0 | 0 | 0 | 0 | 0 | 0 | 0 | 0 | 0 | 0 | 0 | 0 | 0 | 0 | 0 | 0 | 0 | 0 | 0 | 12 | 1
NO |  | 143 | 2015 | 1 | 12 | 12 |  | West |  | 230 | 0 | Tower | 0 | 33.3 | 1 | 1,590 MCM | 269414 | 1637581 | 1906995 | 0 | 0 | 0 | 0 | 0 | 0 | 0 | 0 | 0 | 0 | 0 | 0 | 0 | 0 | 0 | 0 | 0 | 0 | 0 | 0 | 12 | 1
NO |  | 143 | 2015 | 1 | 14 | 14 |  | Sub. 122, MD | Chalk Point Generating | 0 | 0 |  | 0 | 0 | 0 |  | 0 | 0 | 0 | 0 | 0 | 0 | 0 | 0 | 0 | 0 | 0 | 0 | 0 | 0 | 0 | 0 | 0 | 0 | 0 | 0 | 0 | 0 | 0 | 12 | 1
NO |  | 143 | 2015 | 1 | 15 | 15 |  | East Line | Station, MD | 230 | 0 | Tower | 22.05 | 0 | 1 | 1,590 MCM | 127808 | 931387 | 1059195 | 0 | 0 | 0 | 0 | 0 | 0 | 0 | 0 | 0 | 0 | 0 | 0 | 0 | 0 | 0 | 0 | 0 | 0 | 0 | 0 | 12 | 1
NO |  | 143 | 2015 | 1 | 16 | 16 |  |  |  | 0 | 0 |  | 0 | 0 | 0 | A. C. S. R. | 0 | 0 | 0 | 0 | 0 | 0 | 0 | 0 | 0 | 0 | 0 | 0 | 0 | 0 | 0 | 0 | 0 | 0 | 0 | 0 | 0 | 0 | 0 | 12 | 1
NO |  | 143 | 2015 | 1 | 17 | 17 |  | Sub. 122, MD | Aquasco Sub. 200, MD | 0 | 0 |  | 0 | 0 | 0 |  | 0 | 0 | 0 | 0 | 0 | 0 | 0 | 0 | 0 | 0 | 0 | 0 | 0 | 0 | 0 | 0 | 0 | 0 | 0 | 0 | 0 | 0 | 0 | 12 | 1
NO |  | 143 | 2015 | 1 | 18 | 18 |  | East Line |  | 0 | 0 | Tower | 17.66 | 0 | 1 | 1,590 MCM | 102246 | 904966 | 1007212 | 0 | 0 | 0 | 0 | 0 | 0 | 0 | 0 | 0 | 0 | 0 | 0 | 0 | 0 | 0 | 0 | 0 | 0 | 0 | 0 | 12 | 1
NO |  | 143 | 2015 | 1 | 19 | 19 |  | West Line |  | 0 | 0 | Tower | 17.66 | 0 | 1 | 1,590 MCM | 102246 | 904965 | 1007211 | 0 | 0 | 0 | 0 | 0 | 0 | 0 | 0 | 0 | 0 | 0 | 0 | 0 | 0 | 0 | 0 | 0 | 0 | 0 | 0 | 12 | 1
NO |  | 143 | 2015 | 1 | 20 | 20 |  | Aquasco Sub. 200, MD | Chalk Point Generating, MD | 0 | 0 |  | 0 | 0 | 0 |  | 0 | 0 | 0 | 0 | 0 | 0 | 0 | 0 | 0 | 0 | 0 | 0 | 0 | 0 | 0 | 0 | 0 | 0 | 0 | 0 | 0 | 0 | 0 | 12 | 1
NO |  | 143 | 2015 | 1 | 21 | 21 |  | East Line |  | 0 | 0 | Tower | 4.39 | 0 | 1 | 1,590 MCM | 25562 | 224129 | 249691 | 0 | 0 | 0 | 0 | 0 | 0 | 0 | 0 | 0 | 0 | 0 | 0 | 0 | 0 | 0 | 0 | 0 | 0 | 0 | 0 | 12 | 1
NO |  | 143 | 2015 | 1 | 22 | 22 |  | West Line |  | 0 | 0 | Tower | 4.39 | 0 | 1 | 1,590 MCM | 25562 | 590132 | 615694 | 0 | 0 | 0 | 0 | 0 | 0 | 0 | 0 | 0 | 0 | 0 | 0 | 0 | 0 | 0 | 0 | 0 | 0 | 0 | 0 | 12 | 1
NO |  | 143 | 2015 | 1 | 23 | 23 |  | Sub. 122, MD | Sub. 166, MD | 0 | 0 |  | 0 | 0 | 0 |  | 0 | 0 | 0 | 0 | 0 | 0 | 0 | 0 | 0 | 0 | 0 | 0 | 0 | 0 | 0 | 0 | 0 | 0 | 0 | 0 | 0 | 0 | 0 | 12 | 1
NO |  | 143 | 2015 | 1 | 24 | 24 |  | West Line |  | 230 | 0 | Tower | 0 | 10.27 | 1 | 1,590 MCM | 85904 | 387242 | 473146 | 0 | 0 | 0 | 0 | 0 | 0 | 0 | 0 | 0 | 0 | 0 | 0 | 0 | 0 | 0 | 0 | 0 | 0 | 0 | 0 | 12 | 1
NO |  | 143 | 2015 | 1 | 25 | 25 |  | East Line |  | 230 | 0 | Tower | 10.27 | 0 | 2 | A.C.S.R. | 171806 | 924739 | 1096545 | 0 | 0 | 0 | 0 | 0 | 0 | 0 | 0 | 0 | 0 | 0 | 0 | 0 | 0 | 0 | 0 | 0 | 0 | 0 | 0 | 12 | 1
NO |  | 143 | 2015 | 1 | 26 | 26 |  | Morgantown Generating | Sub. 196, MD | 0 | 0 |  | 0 | 0 | 0 |  | 0 | 0 | 0 | 0 | 0 | 0 | 0 | 0 | 0 | 0 | 0 | 0 | 0 | 0 | 0 | 0 | 0 | 0 | 0 | 0 | 0 | 0 | 0 | 12 | 1
NO |  | 143 | 2015 | 1 | 27 | 27 |  | Station, MD |  | 0 | 0 |  | 0 | 0 | 0 |  | 0 | 0 | 0 | 0 | 0 | 0 | 0 | 0 | 0 | 0 | 0 | 0 | 0 | 0 | 0 | 0 | 0 | 0 | 0 | 0 | 0 | 0 | 0 | 12 | 1
NO |  | 143 | 2015 | 1 | 28 | 28 |  | East Line |  | 230 | 0 | Tower | 11.15 | 0 | 1 | 1,590 MCM | 101285 | 499483 | 600768 | 0 | 0 | 0 | 0 | 0 | 0 | 0 | 0 | 0 | 0 | 0 | 0 | 0 | 0 | 0 | 0 | 0 | 0 | 0 | 0 | 12 | 1
NO |  | 143 | 2015 | 1 | 29 | 29 |  | West Line |  | 230 | 0 | Tower | 11.15 | 0 | 1 | A.C.S.R. | 101284 | 499169 | 600453 | 0 | 0 | 0 | 0 | 0 | 0 | 0 | 0 | 0 | 0 | 0 | 0 | 0 | 0 | 0 | 0 | 0 | 0 | 0 | 0 | 12 | 1
NO |  | 143 | 2015 | 1 | 30 | 30 |  | Sub. 196, MD | Sub. 166, MD | 0 | 0 |  | 0 | 0 | 0 | 1,590 MCM | 0 | 0 | 0 | 0 | 0 | 0 | 0 | 0 | 0 | 0 | 0 | 0 | 0 | 0 | 0 | 0 | 0 | 0 | 0 | 0 | 0 | 0 | 0 | 12 | 1
NO |  | 143 | 2015 | 1 | 31 | 31 |  | East Line |  | 230 | 0 | Tower | 15.24 | 0 | 1 | A.C.S.R. | 135359 | 681480 | 816839 | 0 | 0 | 0 | 0 | 0 | 0 | 0 | 0 | 0 | 0 | 0 | 0 | 0 | 0 | 0 | 0 | 0 | 0 | 0 | 0 | 12 | 1
NO |  | 143 | 2015 | 1 | 32 | 32 |  | Tower Lines-230,000V |  | 0 | 0 |  | 0 | 0 | 0 |  | 0 | 0 | 0 | 0 | 0 | 0 | 0 | 0 | 0 | 0 | 0 | 0 | 0 | 0 | 0 | 0 | 0 | 0 | 0 | 0 | 0 | 0 | 0 | 12 | 1
NO |  | 143 | 2015 | 1 | 33 | 33 |  | Morgantown Generating | Sub. 166, MD | 0 | 0 |  | 0 | 0 | 0 |  | 0 | 0 | 0 | 0 | 0 | 0 | 0 | 0 | 0 | 0 | 0 | 0 | 0 | 0 | 0 | 0 | 0 | 0 | 0 | 0 | 0 | 0 | 0 | 12 | 1
NO |  | 143 | 2015 | 1 | 34 | 34 |  | Station, MD |  | 0 | 0 |  | 0 | 0 | 0 |  | 0 | 0 | 0 | 0 | 0 | 0 | 0 | 0 | 0 | 0 | 0 | 0 | 0 | 0 | 0 | 0 | 0 | 0 | 0 | 0 | 0 | 0 | 0 | 12 | 1
NO |  | 143 | 2015 | 1 | 35 | 35 |  | East Line |  | 230 | 0 | Tower | 0 | 0 | 1 | 1,590 MCM | 236644 | 1171348 | 1407992 | 0 | 0 | 0 | 0 | 0 | 0 | 0 | 0 | 0 | 0 | 0 | 0 | 0 | 0 | 0 | 0 | 0 | 0 | 0 | 0 | 12 | 1
NO |  | 143 | 2015 | 2 | 1 | 1 |  | West Line |  | 230 | 0 | Tower | 0 | 26.39 | 1 | A.C.S.R. | 236644 | 1171040 | 1407684 | 0 | 0 | 0 | 0 | 0 | 0 | 0 | 0 | 0 | 0 | 0 | 0 | 0 | 0 | 0 | 0 | 0 | 0 | 0 | 0 | 12 | 1
NO |  | 143 | 2015 | 2 | 2 | 2 |  | Sub. 196, MD | Sub. 122, MD | 0 | 0 |  | 0 | 0 | 0 | 1,590 MCM | 0 | 0 | 0 | 0 | 0 | 0 | 0 | 0 | 0 | 0 | 0 | 0 | 0 | 0 | 0 | 0 | 0 | 0 | 0 | 0 | 0 | 0 | 0 | 12 | 1
NO |  | 143 | 2015 | 2 | 3 | 3 |  | West Line |  | 230 | 0 | Tower | 25.51 | 0 | 1 | A.C.S.R. | 221263 | 1395039 | 1616302 | 0 | 0 | 0 | 0 | 0 | 0 | 0 | 0 | 0 | 0 | 0 | 0 | 0 | 0 | 0 | 0 | 0 | 0 | 0 | 0 | 12 | 1
NO |  | 143 | 2015 | 2 | 5 | 5 |  | Sub. 166, MD | Sub. 202, MD | 0 | 0 |  | 0 | 0 | 0 |  | 0 | 0 | 0 | 0 | 0 | 0 | 0 | 0 | 0 | 0 | 0 | 0 | 0 | 0 | 0 | 0 | 0 | 0 | 0 | 0 | 0 | 0 | 0 | 12 | 1
NO |  | 143 | 2015 | 2 | 6 | 6 |  | North Line |  | 230 | 0 | Tower | 4.43 | 0 | 2 | 1,590 MCM | 331112 | 1598826 | 1929938 | 0 | 0 | 0 | 0 | 0 | 0 | 0 | 0 | 0 | 0 | 0 | 0 | 0 | 0 | 0 | 0 | 0 | 0 | 0 | 0 | 12 | 1
NO |  | 143 | 2015 | 2 | 7 | 7 |  | South Line |  | 230 | 0 | Tower | 4.43 | 0 | 1 | A.C.S.R. | 165556 | 754580 | 920136 | 0 | 0 | 0 | 0 | 0 | 0 | 0 | 0 | 0 | 0 | 0 | 0 | 0 | 0 | 0 | 0 | 0 | 0 | 0 | 0 | 12 | 1
NO |  | 143 | 2015 | 2 | 8 | 8 |  | Sub. 202, MD | Sub. 84, MD | 0 | 0 |  | 0 | 0 | 0 |  | 0 | 0 | 0 | 0 | 0 | 0 | 0 | 0 | 0 | 0 | 0 | 0 | 0 | 0 | 0 | 0 | 0 | 0 | 0 | 0 | 0 | 0 | 0 | 12 | 1
NO |  | 143 | 2015 | 2 | 9 | 9 |  | North Line |  | 230 | 0 | Tower | 6.05 | 0 | 2 | 1,590 MCM | 373295 | 26257425 | 26630720 | 0 | 0 | 0 | 0 | 0 | 0 | 0 | 0 | 0 | 0 | 0 | 0 | 0 | 0 | 0 | 0 | 0 | 0 | 0 | 0 | 12 | 1
NO |  | 143 | 2015 | 2 | 10 | 10 |  | South Line |  | 230 | 0 | Tower | 6.05 | 0 | 2 | A.C.S.R. | 373294 | 9807056 | 10180350 | 0 | 0 | 0 | 0 | 0 | 0 | 0 | 0 | 0 | 0 | 0 | 0 | 0 | 0 | 0 | 0 | 0 | 0 | 0 | 0 | 12 | 1
NO |  | 143 | 2015 | 2 | 11 | 11 |  | Sub. 122, MD | Sub. 123, MD | 0 | 0 |  | 0 | 0 | 0 |  | 0 | 0 | 0 | 0 | 0 | 0 | 0 | 0 | 0 | 0 | 0 | 0 | 0 | 0 | 0 | 0 | 0 | 0 | 0 | 0 | 0 | 0 | 0 | 12 | 1
NO |  | 143 | 2015 | 2 | 12 | 12 |  | North Line |  | 230 | 0 | Tower | 5.01 | 0 | 2 | 1,033.5 MCM | 108678 | 6683153 | 6791831 | 0 | 0 | 0 | 0 | 0 | 0 | 0 | 0 | 0 | 0 | 0 | 0 | 0 | 0 | 0 | 0 | 0 | 0 | 0 | 0 | 12 | 1
NO |  | 143 | 2015 | 2 | 13 | 13 |  | South Line |  | 230 | 0 | Tower | 5.01 | 0 | 2 | A.C.C.R. | 108680 | 6259335 | 6368015 | 0 | 0 | 0 | 0 | 0 | 0 | 0 | 0 | 0 | 0 | 0 | 0 | 0 | 0 | 0 | 0 | 0 | 0 | 0 | 0 | 12 | 1
NO |  | 143 | 2015 | 2 | 14 | 14 |  | Chalk Point Generating | Sub. 195, MD | 0 | 0 |  | 0 | 0 | 0 | 1,590 MCM | 0 | 0 | 0 | 0 | 0 | 0 | 0 | 0 | 0 | 0 | 0 | 0 | 0 | 0 | 0 | 0 | 0 | 0 | 0 | 0 | 0 | 0 | 0 | 12 | 1
NO |  | 143 | 2015 | 2 | 15 | 15 |  | Station, MD |  | 230 | 0 | Tower | 11.29 | 0 | 2 | A.C.S.R. | 156366 | 1196946 | 1353312 | 0 | 0 | 0 | 0 | 0 | 0 | 0 | 0 | 0 | 0 | 0 | 0 | 0 | 0 | 0 | 0 | 0 | 0 | 0 | 0 | 12 | 1
NO |  | 143 | 2015 | 2 | 16 | 16 |  | Sub. 195, MD | Morgantown Generating | 0 | 0 |  | 0 | 0 | 0 | 1,590 MCM | 0 | 0 | 0 | 0 | 0 | 0 | 0 | 0 | 0 | 0 | 0 | 0 | 0 | 0 | 0 | 0 | 0 | 0 | 0 | 0 | 0 | 0 | 0 | 12 | 1
NO |  | 143 | 2015 | 2 | 17 | 17 |  |  | Station, MD | 230 | 0 | Tower | 10.36 | 0 | 2 | A.C.S.R. | 143484 | 1455190 | 1598674 | 0 | 0 | 0 | 0 | 0 | 0 | 0 | 0 | 0 | 0 | 0 | 0 | 0 | 0 | 0 | 0 | 0 | 0 | 0 | 0 | 12 | 1
NO |  | 143 | 2015 | 2 | 18 | 18 |  | Sub. 118, MD | Sub. 121, MD | 0 | 0 |  | 0 | 0 | 0 |  | 0 | 0 | 0 | 0 | 0 | 0 | 0 | 0 | 0 | 0 | 0 | 0 | 0 | 0 | 0 | 0 | 0 | 0 | 0 | 0 | 0 | 0 | 0 | 12 | 1
NO |  | 143 | 2015 | 2 | 19 | 19 |  | North Line |  | 230 | 0 | Steel Pole | 11.38 | 0 | 2 | 1,590 MCM | 412340 | 6588255 | 7000595 | 0 | 0 | 0 | 0 | 0 | 0 | 0 | 0 | 0 | 0 | 0 | 0 | 0 | 0 | 0 | 0 | 0 | 0 | 0 | 0 | 12 | 1
NO |  | 143 | 2015 | 2 | 20 | 20 |  | South Line |  | 230 | 0 | Steel Pole | 11.38 | 0 | 2 | A.C.S.R.M | 412340 | 12613435 | 13025775 | 0 | 0 | 0 | 0 | 0 | 0 | 0 | 0 | 0 | 0 | 0 | 0 | 0 | 0 | 0 | 0 | 0 | 0 | 0 | 0 | 12 | 1
NO |  | 143 | 2015 | 2 | 21 | 21 |  | Sub. 165, MD | Sub. 158, MD | 0 | 0 |  | 0 | 0 | 0 |  | 0 | 0 | 0 | 0 | 0 | 0 | 0 | 0 | 0 | 0 | 0 | 0 | 0 | 0 | 0 | 0 | 0 | 0 | 0 | 0 | 0 | 0 | 0 | 12 | 1
NO |  | 143 | 2015 | 2 | 22 | 22 |  | West Line |  | 230 | 0 | Tower | 4.26 | 0 | 2 | 1,033.5 MCM | 676173 | 359632 | 1035805 | 0 | 0 | 0 | 0 | 0 | 0 | 0 | 0 | 0 | 0 | 0 | 0 | 0 | 0 | 0 | 0 | 0 | 0 | 0 | 0 | 12 | 1
NO |  | 143 | 2015 | 2 | 23 | 23 |  | East Line |  | 230 | 0 | Tower | 4.26 | 0 | 2 | A.C.S.R. | 676173 | 1135337 | 1811510 | 0 | 0 | 0 | 0 | 0 | 0 | 0 | 0 | 0 | 0 | 0 | 0 | 0 | 0 | 0 | 0 | 0 | 0 | 0 | 0 | 12 | 1
NO |  | 143 | 2015 | 2 | 24 | 24 |  | Sub. 120, MD | Sub. 163, MD | 0 | 0 |  | 0 | 0 | 0 |  | 0 | 0 | 0 | 0 | 0 | 0 | 0 | 0 | 0 | 0 | 0 | 0 | 0 | 0 | 0 | 0 | 0 | 0 | 0 | 0 | 0 | 0 | 0 | 12 | 1
NO |  | 143 | 2015 | 2 | 25 | 25 |  | East Line |  | 230 | 0 | Tower | 6.53 | 0 | 2 | 1,033.5 MCM | 39765 | 21225674 | 21265439 | 0 | 0 | 0 | 0 | 0 | 0 | 0 | 0 | 0 | 0 | 0 | 0 | 0 | 0 | 0 | 0 | 0 | 0 | 0 | 0 | 12 | 1
NO |  | 143 | 2015 | 2 | 27 | 27 |  | West Line |  | 230 | 0 | Steel Pole | 6.53 | 0 | 2 | 1,590 MCM | 39763 | 6863147 | 6902910 | 0 | 0 | 0 | 0 | 0 | 0 | 0 | 0 | 0 | 0 | 0 | 0 | 0 | 0 | 0 | 0 | 0 | 0 | 0 | 0 | 12 | 1
NO |  | 143 | 2015 | 2 | 30 | 30 |  | Tower Lines-230,000V |  | 0 | 0 |  | 0 | 0 | 0 |  | 0 | 0 | 0 | 0 | 0 | 0 | 0 | 0 | 0 | 0 | 0 | 0 | 0 | 0 | 0 | 0 | 0 | 0 | 0 | 0 | 0 | 0 | 0 | 12 | 1
NO |  | 143 | 2015 | 2 | 32 | 32 |  | Sub. 163, MD | Sub. 27, MD | 0 | 0 |  | 0 | 0 | 0 |  | 0 | 0 | 0 | 0 | 0 | 0 | 0 | 0 | 0 | 0 | 0 | 0 | 0 | 0 | 0 | 0 | 0 | 0 | 0 | 0 | 0 | 0 | 0 | 12 | 1
NO |  | 143 | 2015 | 2 | 33 | 33 |  | East Line |  | 230 | 0 | Tower | 3.31 | 0 | 2 | 1,033.5 MCM | 20156 | 382069 | 402225 | 0 | 0 | 0 | 0 | 0 | 0 | 0 | 0 | 0 | 0 | 0 | 0 | 0 | 0 | 0 | 0 | 0 | 0 | 0 | 0 | 12 | 1
NO |  | 143 | 2015 | 2 | 35 | 35 |  | West Line |  | 230 | 0 | Steel Pole | 3.31 | 0 | 2 | 1,590 MCM | 20155 | 3379926 | 3400081 | 0 | 0 | 0 | 0 | 0 | 0 | 0 | 0 | 0 | 0 | 0 | 0 | 0 | 0 | 0 | 0 | 0 | 0 | 0 | 0 | 12 | 1
NO |  | 143 | 2015 | 3 | 2 | 2 |  | Pipe Type Cable Lines- |  | 0 | 0 |  | 0 | 0 | 0 |  | 0 | 0 | 0 | 0 | 0 | 0 | 0 | 0 | 0 | 0 | 0 | 0 | 0 | 0 | 0 | 0 | 0 | 0 | 0 | 0 | 0 | 0 | 0 | 12 | 1
NO |  | 143 | 2015 | 3 | 3 | 3 |  | 230,000V |  | 0 | 0 |  | 0 | 0 | 0 |  | 0 | 0 | 0 | 0 | 0 | 0 | 0 | 0 | 0 | 0 | 0 | 0 | 0 | 0 | 0 | 0 | 0 | 0 | 0 | 0 | 0 | 0 | 0 | 12 | 1
NO |  | 143 | 2015 | 3 | 4 | 4 |  | Benning Generating | Sub. 123, MD | 230 | 0 | Underground | 10.84 | 0 | 2 | 2,500 MCM | 0 | 5014069 | 5014069 | 0 | 0 | 0 | 0 | 0 | 0 | 0 | 0 | 0 | 0 | 0 | 0 | 0 | 0 | 0 | 0 | 0 | 0 | 0 | 0 | 12 | 1
NO |  | 143 | 2015 | 3 | 5 | 5 |  | Station, D.C. |  | 0 | 0 | Construction | 0 | 0 | 0 | 3,000 MCM | 0 | 0 | 0 | 0 | 0 | 0 | 0 | 0 | 0 | 0 | 0 | 0 | 0 | 0 | 0 | 0 | 0 | 0 | 0 | 0 | 0 | 0 | 0 | 12 | 1
NO |  | 143 | 2015 | 3 | 7 | 7 |  | Benning Generating | Sub. 123, MD | 230 | 0 | Underground | 10.84 | 0 | 2 | 2,500 MCM | 0 | 5908195 | 5908195 | 0 | 0 | 0 | 0 | 0 | 0 | 0 | 0 | 0 | 0 | 0 | 0 | 0 | 0 | 0 | 0 | 0 | 0 | 0 | 0 | 12 | 1
NO |  | 143 | 2015 | 3 | 8 | 8 |  | Station, D.C. |  | 0 | 0 | Construction | 0 | 0 | 0 | 3,000 MCM | 0 | 0 | 0 | 0 | 0 | 0 | 0 | 0 | 0 | 0 | 0 | 0 | 0 | 0 | 0 | 0 | 0 | 0 | 0 | 0 | 0 | 0 | 0 | 12 | 1
NO |  | 143 | 2015 | 3 | 10 | 10 |  | Buzzard Point Generating | Sub. 123, MD | 230 | 0 | Underground | 10.98 | 0 | 1 | 1,500 MCM | 0 | 3324563 | 3324563 | 0 | 0 | 0 | 0 | 0 | 0 | 0 | 0 | 0 | 0 | 0 | 0 | 0 | 0 | 0 | 0 | 0 | 0 | 0 | 0 | 12 | 1
NO |  | 143 | 2015 | 3 | 11 | 11 |  | Station, D.C. |  | 0 | 0 | Construction | 0 | 0 | 0 | Cu. | 0 | 0 | 0 | 0 | 0 | 0 | 0 | 0 | 0 | 0 | 0 | 0 | 0 | 0 | 0 | 0 | 0 | 0 | 0 | 0 | 0 | 0 | 0 | 12 | 1
NO |  | 143 | 2015 | 3 | 12 | 12 |  | Buzzard Point Generating | Sub. 136, MD | 230 | 0 | Underground | 7.03 | 0 | 2 | 3,000 MCM | 0 | 9453121 | 9453121 | 0 | 0 | 0 | 0 | 0 | 0 | 0 | 0 | 0 | 0 | 0 | 0 | 0 | 0 | 0 | 0 | 0 | 0 | 0 | 0 | 12 | 1
NO |  | 143 | 2015 | 3 | 13 | 13 |  | Station, D.C. |  | 0 | 0 | Construction | 0 | 0 | 0 | Cu. | 0 | 0 | 0 | 0 | 0 | 0 | 0 | 0 | 0 | 0 | 0 | 0 | 0 | 0 | 0 | 0 | 0 | 0 | 0 | 0 | 0 | 0 | 0 | 12 | 1
NO |  | 143 | 2015 | 3 | 14 | 14 |  | Potomac River Generating | Sub. 83, D.C. | 230 | 0 | Underground | 4.74 | 0 | 4 | 2,500 MCM | 0 | 5570061 | 5570061 | 0 | 0 | 0 | 0 | 0 | 0 | 0 | 0 | 0 | 0 | 0 | 0 | 0 | 0 | 0 | 0 | 0 | 0 | 0 | 0 | 12 | 1
NO |  | 143 | 2015 | 3 | 15 | 15 |  | Station, VA |  | 0 | 0 | Construction | 0 | 0 | 0 | Cu. | 0 | 0 | 0 | 0 | 0 | 0 | 0 | 0 | 0 | 0 | 0 | 0 | 0 | 0 | 0 | 0 | 0 | 0 | 0 | 0 | 0 | 0 | 0 | 12 | 1
NO |  | 143 | 2015 | 3 | 16 | 16 |  | Sub. 83, D.C. | Sub. 84, MD | 230 | 0 | Underground | 10.46 | 0 | 2 | 3,000 MCM | 326312 | 24810812 | 25137124 | 0 | 0 | 0 | 0 | 0 | 0 | 0 | 0 | 0 | 0 | 0 | 0 | 0 | 0 | 0 | 0 | 0 | 0 | 0 | 0 | 12 | 1
NO |  | 143 | 2015 | 3 | 17 | 17 |  |  |  | 0 | 0 | Construction | 0 | 0 | 0 | Cu. | 0 | 0 | 0 | 0 | 0 | 0 | 0 | 0 | 0 | 0 | 0 | 0 | 0 | 0 | 0 | 0 | 0 | 0 | 0 | 0 | 0 | 0 | 0 | 12 | 1
NO |  | 143 | 2015 | 3 | 18 | 18 |  | Sub. 136, D.C. | Sub. 84, MD | 230 | 0 | UDG Construct. | 14.02 | 0 | 2 | 3,000 MCM Cu. | 0 | 16380764 | 16380764 | 0 | 0 | 0 | 0 | 0 | 0 | 0 | 0 | 0 | 0 | 0 | 0 | 0 | 0 | 0 | 0 | 0 | 0 | 0 | 0 | 12 | 1
NO |  | 143 | 2015 | 3 | 19 | 19 |  | Sub. 83, D.C. | Sub. 84, MD | 230 | 0 | UDG Construct. | 11.2 | 0 | 2 | 2,500 MCM Cu. | 0 | 35419428 | 35419428 | 0 | 0 | 0 | 0 | 0 | 0 | 0 | 0 | 0 | 0 | 0 | 0 | 0 | 0 | 0 | 0 | 0 | 0 | 0 | 0 | 12 | 1
NO |  | 143 | 2015 | 3 | 21 | 21 |  | Benning (23003) | Ritchie | 230 | 0 | Underground | 5.5 | 0 | 1 |  | 0 | 32273212 | 32273212 | 0 | 0 | 0 | 0 | 0 | 0 | 0 | 0 | 0 | 0 | 0 | 0 | 0 | 0 | 0 | 0 | 0 | 0 | 0 | 0 | 12 | 1
NO |  | 143 | 2015 | 3 | 22 | 22 |  | Benning (23004) | Ritchie | 230 | 0 | Underground | 5.5 | 0 | 1 |  | 0 | 34532997 | 34532997 | 0 | 0 | 0 | 0 | 0 | 0 | 0 | 0 | 0 | 0 | 0 | 0 | 0 | 0 | 0 | 0 | 0 | 0 | 0 | 0 | 12 | 1
NO |  | 143 | 2015 | 3 | 23 | 23 |  | Buzzard Point Generating | Sub.123 | 230 | 0 | Underground | 10.7 | 0 | 1 | 3,000 kcmil Cu. | 0 | 0 | 0 | 0 | 0 | 0 | 0 | 0 | 0 | 0 | 0 | 0 | 0 | 0 | 0 | 0 | 0 | 0 | 0 | 0 | 0 | 0 | 0 | 12 | 1
NO |  | 143 | 2015 | 3 | 24 | 24 |  | Station, D.C. |  | 0 | 0 |  | 0 | 0 | 0 |  | 0 | 0 | 0 | 0 | 0 | 0 | 0 | 0 | 0 | 0 | 0 | 0 | 0 | 0 | 0 | 0 | 0 | 0 | 0 | 0 | 0 | 0 | 0 | 12 | 1
NO |  | 143 | 2015 | 3 | 25 | 25 |  | Pipe Type Cable Lines- |  | 0 | 0 |  | 0 | 0 | 0 |  | 0 | 0 | 0 | 0 | 0 | 0 | 0 | 0 | 0 | 0 | 0 | 0 | 0 | 0 | 0 | 0 | 0 | 0 | 0 | 0 | 0 | 0 | 0 | 12 | 1
NO |  | 143 | 2015 | 3 | 26 | 26 |  | 138,000V |  | 0 | 0 |  | 0 | 0 | 0 |  | 0 | 0 | 0 | 0 | 0 | 0 | 0 | 0 | 0 | 0 | 0 | 0 | 0 | 0 | 0 | 0 | 0 | 0 | 0 | 0 | 0 | 0 | 0 | 12 | 1
NO |  | 143 | 2015 | 3 | 27 | 27 |  | Sub. 121, MD | Sub. 6, MD | 138 | 0 | Underground | 9.34 | 0 | 2 | 1,250 MCM | 14866 | 3216400 | 3231266 | 0 | 0 | 0 | 0 | 0 | 0 | 0 | 0 | 0 | 0 | 0 | 0 | 0 | 0 | 0 | 0 | 0 | 0 | 0 | 0 | 12 | 1
NO |  | 143 | 2015 | 3 | 28 | 28 |  |  |  | 0 | 0 | Construction | 0 | 0 | 0 | Cu. | 0 | 0 | 0 | 0 | 0 | 0 | 0 | 0 | 0 | 0 | 0 | 0 | 0 | 0 | 0 | 0 | 0 | 0 | 0 | 0 | 0 | 0 | 0 | 12 | 1
NO |  | 143 | 2015 | 3 | 29 | 29 |  | Sub. 121, MD | Sub. 129, D.C. | 138 | 0 | Underground | 18.38 | 0 | 2 | 1,250 MCM | 0 | 10646212 | 10646212 | 0 | 0 | 0 | 0 | 651430493 | 0 | 0 | 0 | 0 | 0 | 0 | 0 | 0 | 0 | 0 | 0 | 0 | 0 | 0 | 0 | 12 | 1
NO |  | 143 | 2015 | 3 | 30 | 30 |  |  |  | 0 | 0 | Construction | 0 | 0 | 0 | Cu. | 0 | 0 | 0 | 0 | 0 | 0 | 0 | 0 | 0 | 0 | 0 | 0 | 0 | 0 | 0 | 0 | 0 | 0 | 0 | 0 | 0 | 0 | 0 | 12 | 1
NO |  | 143 | 2015 | 3 | 31 | 31 |  | Sub. 6, MD | Sub. 129, D.C. | 138 | 0 | Underground | 4.99 | 0 | 1 | 1,250 MCM | 0 | 11764931 | 11764931 | 0 | 0 | 0 | 0 | 0 | 0 | 0 | 0 | 0 | 0 | 0 | 0 | 0 | 0 | 0 | 0 | 0 | 0 | 0 | 0 | 12 | 1
NO |  | 143 | 2015 | 3 | 32 | 32 |  |  |  | 0 | 0 | Construction | 0 | 0 | 0 | Cu. | 0 | 0 | 0 | 0 | 0 | 0 | 0 | 0 | 0 | 0 | 0 | 0 | 0 | 0 | 0 | 0 | 0 | 0 | 0 | 0 | 0 | 0 | 0 | 12 | 1
NO |  | 143 | 2015 | 3 | 34 | 34 |  | Pipe Type Cable Lines- |  | 0 | 0 |  | 0 | 0 | 0 |  | 0 | 0 | 0 | 0 | 0 | 0 | 0 | 0 | 0 | 0 | 0 | 0 | 0 | 0 | 0 | 0 | 0 | 0 | 0 | 0 | 0 | 0 | 0 | 12 | 1
NO |  | 143 | 2015 | 3 | 35 | 35 |  | 138,000V (continued) |  | 0 | 0 |  | 0 | 0 | 0 |  | 0 | 0 | 0 | 0 | 0 | 0 | 0 | 0 | 0 | 0 | 0 | 0 | 0 | 0 | 0 | 0 | 0 | 0 | 0 | 0 | 0 | 0 | 0 | 12 | 1
NO |  | 143 | 2015 | 4 | 1 | 1 |  | Sub. 6, MD | Sub. 2, D.C. | 138 | 0 | Underground | 9.52 | 0 | 1 | 1,250 MCM | 0 | 13194893 | 13194893 | 0 | 0 | 0 | 0 | 0 | 0 | 0 | 0 | 0 | 0 | 0 | 0 | 0 | 0 | 0 | 0 | 0 | 0 | 0 | 0 | 12 | 1
NO |  | 143 | 2015 | 4 | 2 | 2 |  |  |  | 0 | 0 | Construction | 0 | 0 | 0 | Cu. | 0 | 0 | 0 | 0 | 0 | 0 | 0 | 0 | 0 | 0 | 0 | 0 | 0 | 0 | 0 | 0 | 0 | 0 | 0 | 0 | 0 | 0 | 0 | 12 | 1
NO |  | 143 | 2015 | 4 | 3 | 3 |  | Sub. 129, D.C. | Sub. 2, D.C. | 138 | 0 | Underground | 4.85 | 0 | 1 | 1,250 MCM | 0 | 1433307 | 1433307 | 0 | 0 | 0 | 0 | 0 | 0 | 0 | 0 | 0 | 0 | 0 | 0 | 0 | 0 | 0 | 0 | 0 | 0 | 0 | 0 | 12 | 1
NO |  | 143 | 2015 | 4 | 4 | 4 |  |  |  | 0 | 0 | Construction | 0 | 0 | 0 | Cu. | 0 | 0 | 0 | 0 | 0 | 0 | 0 | 0 | 0 | 0 | 0 | 0 | 0 | 0 | 0 | 0 | 0 | 0 | 0 | 0 | 0 | 0 | 0 | 12 | 1
NO |  | 143 | 2015 | 4 | 5 | 5 |  | Sub. 2, D.C. | Sub. 52, D.C. | 138 | 0 | Underground | 0.46 | 0 | 1 | 1,250 MCM | 0 | 238516 | 238516 | 0 | 0 | 0 | 0 | 0 | 0 | 0 | 0 | 0 | 0 | 0 | 0 | 0 | 0 | 0 | 0 | 0 | 0 | 0 | 0 | 12 | 1
NO |  | 143 | 2015 | 4 | 6 | 6 |  |  |  | 0 | 0 | Construction | 0 | 0 | 0 | Cu. | 0 | 0 | 0 | 0 | 0 | 0 | 0 | 0 | 0 | 0 | 0 | 0 | 0 | 0 | 0 | 0 | 0 | 0 | 0 | 0 | 0 | 0 | 0 | 12 | 1
NO |  | 143 | 2015 | 4 | 7 | 7 |  | Sub. 52, D.C. | Buzzard Point Generating | 138 | 0 | Underground | 3.36 | 0 | 1 | 1,250 MCM | 0 | 1999897 | 1999897 | 0 | 0 | 0 | 0 | 0 | 0 | 0 | 0 | 0 | 0 | 0 | 0 | 0 | 0 | 0 | 0 | 0 | 0 | 0 | 0 | 12 | 1
NO |  | 143 | 2015 | 4 | 8 | 8 |  |  | Station, D.C. | 0 | 0 | Construction | 0 | 0 | 0 | Cu. | 0 | 0 | 0 | 0 | 0 | 0 | 0 | 0 | 0 | 0 | 0 | 0 | 0 | 0 | 0 | 0 | 0 | 0 | 0 | 0 | 0 | 0 | 0 | 12 | 1
NO |  | 143 | 2015 | 4 | 9 | 9 |  | Sub. 52, D.C. | Buzzard Point Generating | 138 | 0 | Underground | 3.12 | 0 | 1 | 1,250 MCM | 0 | 2984095 | 2984095 | 0 | 0 | 0 | 0 | 0 | 0 | 0 | 0 | 0 | 0 | 0 | 0 | 0 | 0 | 0 | 0 | 0 | 0 | 0 | 0 | 12 | 1
NO |  | 143 | 2015 | 4 | 10 | 10 |  |  | Station, D.C. | 0 | 0 | Construction | 0 | 0 | 0 | Cu. | 0 | 0 | 0 | 0 | 0 | 0 | 0 | 0 | 0 | 0 | 0 | 0 | 0 | 0 | 0 | 0 | 0 | 0 | 0 | 0 | 0 | 0 | 0 | 12 | 1
NO |  | 143 | 2015 | 4 | 11 | 11 |  | Sub. 2, D.C. | Sub. 18, D.C. | 138 | 0 | Underground | 2.46 | 0 | 1 | 1,250 MCM | 0 | 1543856 | 1543856 | 0 | 0 | 0 | 0 | 0 | 0 | 0 | 0 | 0 | 0 | 0 | 0 | 0 | 0 | 0 | 0 | 0 | 0 | 0 | 0 | 12 | 1
NO |  | 143 | 2015 | 4 | 12 | 12 |  |  |  | 0 | 0 | Construction | 0 | 0 | 0 | Cu. | 0 | 0 | 0 | 0 | 0 | 0 | 0 | 0 | 0 | 0 | 0 | 0 | 0 | 0 | 0 | 0 | 0 | 0 | 0 | 0 | 0 | 0 | 0 | 12 | 1
NO |  | 143 | 2015 | 4 | 13 | 13 |  | Sub. 18, D.C. | Sub. 52, D.C. | 138 | 0 | Underground | 1.87 | 0 | 1 | 1,250 MCM | 0 | 1266990 | 1266990 | 0 | 0 | 0 | 0 | 0 | 0 | 0 | 0 | 0 | 0 | 0 | 0 | 0 | 0 | 0 | 0 | 0 | 0 | 0 | 0 | 12 | 1
NO |  | 143 | 2015 | 4 | 14 | 14 |  |  |  | 0 | 0 | Construction | 0 | 0 | 0 | Cu. | 0 | 0 | 0 | 0 | 0 | 0 | 0 | 0 | 0 | 0 | 0 | 0 | 0 | 0 | 0 | 0 | 0 | 0 | 0 | 0 | 0 | 0 | 0 | 12 | 1
NO |  | 143 | 2015 | 4 | 15 | 15 |  | Sub. 18, D.C. | Buzzard Point Generating | 138 | 0 | Underground | 1.68 | 0 | 1 | 1,250 MCM | 0 | 669447 | 669447 | 0 | 0 | 0 | 0 | 0 | 0 | 0 | 0 | 0 | 0 | 0 | 0 | 0 | 0 | 0 | 0 | 0 | 0 | 0 | 0 | 12 | 1
NO |  | 143 | 2015 | 4 | 16 | 16 |  |  | Station, D.C. | 0 | 0 | Construction | 0 | 0 | 0 | Cu. | 0 | 0 | 0 | 0 | 0 | 0 | 0 | 0 | 0 | 0 | 0 | 0 | 0 | 0 | 0 | 0 | 0 | 0 | 0 | 0 | 0 | 0 | 0 | 12 | 1
NO |  | 143 | 2015 | 4 | 17 | 17 |  | Sub. 18, D.C. | Buzzard Point Generating | 138 | 0 | Underground | 1.36 | 0 | 1 | 1,250 MCM | 0 | 1672164 | 1672164 | 0 | 0 | 0 | 0 | 0 | 0 | 0 | 0 | 0 | 0 | 0 | 0 | 0 | 0 | 0 | 0 | 0 | 0 | 0 | 0 | 12 | 1
NO |  | 143 | 2015 | 4 | 18 | 18 |  |  | Station, D.C. | 0 | 0 | Construction | 0 | 0 | 0 | Cu. | 0 | 0 | 0 | 0 | 0 | 0 | 0 | 0 | 0 | 0 | 0 | 0 | 0 | 0 | 0 | 0 | 0 | 0 | 0 | 0 | 0 | 0 | 0 | 12 | 1
NO |  | 143 | 2015 | 4 | 19 | 19 |  |  |  | 138 | 0 | Underground | 0 | 0 | 0 |  | 0 | 40679511 | 40679511 | 0 | 0 | 0 | 0 | 0 | 0 | 0 | 0 | 0 | 0 | 0 | 0 | 0 | 0 | 0 | 0 | 0 | 0 | 0 | 0 | 12 | 1
NO |  | 143 | 2015 | 4 | 20 | 20 |  |  |  | 0 | 0 | Construction | 0 | 0 | 0 |  | 0 | 0 | 0 | 0 | 0 | 0 | 0 | 0 | 0 | 0 | 0 | 0 | 0 | 0 | 0 | 0 | 0 | 0 | 0 | 0 | 0 | 0 | 0 | 12 | 1
SI/NO | A | 143 | 2015 | 4 | 23 | 23 |  | Steel Pole Lines |  | 115 | 0 | Single Pole | 0 | 26.38 | 6 | 1,033.5 MCM | 0 | 2066285 | 2066285 | 0 | 0 | 0 | 37603.5382 | 0 | 0 | 0 | 0 | 0 | 0 | 651430494 | 0 | 0 | 0 | 0 | 0 | 0 | 0 | 0 | 0 | 12 | 1
NO |  | 143 | 2015 | 4 | 24 | 24 |  |  |  | 0 | 0 | Steel | 0 | 0 | 0 | A.C.S.R. | 0 | 0 | 0 | 0 | 0 | 0 | 0 | 0 | 0 | 0 | 0 | 0 | 0 | 0 | 0 | 0 | 0 | 0 | 0 | 0 | 0 | 0 | 0 | 12 | 1
SI/NO | S | 143 | 2015 | 4 | 27 | 27 |  | 115 KV Pipe Type |  | 115 | 0 | Underground | 11.71 | 0 | 5 | 750 MCM | 0 | 4925029 | 4925029 | 0 | 0 | 0 | 89628.7376 | 0 | 0 | 0 | 0 | 0 | 0 | 0 | 0 | 0 | 0 | 0 | 0 | 0 | 0 | 0 | 0 | 12 | 1
NO |  | 143 | 2015 | 4 | 28 | 28 |  | Cable Lines |  | 0 | 0 | Construction | 0 | 0 | 0 | Cu. | 0 | 0 | 0 | 0 | 0 | 0 | 0 | 0 | 0 | 0 | 0 | 0 | 0 | 0 | 0 | 0 | 0 | 0 | 0 | 0 | 0 | 0 | 0 | 12 | 1
NO |  | 143 | 2015 | 5 | 2 | 2 |  | Expenses (excluding those |  | 0 | 0 |  | 0 | 0 | 0 |  | 0 | 0 | 0 | 0 | 0 | 0 | 0 | 0 | 0 | 0 | 0 | 0 | 0 | 0 | 0 | 0 | 0 | 0 | 0 | 0 | 0 | 0 | 0 | 12 | 1
NO |  | 143 | 2015 | 5 | 3 | 3 |  | applicable to jointly owned |  | 0 | 0 |  | 0 | 0 | 0 |  | 0 | 0 | 0 | 0 | 0 | 0 | 0 | 0 | 0 | 0 | 0 | 0 | 0 | 0 | 0 | 0 | 0 | 0 | 0 | 0 | 0 | 0 | 0 | 12 | 1
NO |  | 143 | 2015 | 5 | 4 | 4 |  | line) |  | 0 | 0 |  | 0 | 0 | 0 |  | 0 | 0 | 0 | 0 | 0 | 0 | 0 | 0 | 0 | 0 | 0 | 0 | 0 | 0 | 0 | 0 | 0 | 0 | 0 | 0 | 0 | 0 | 0 | 12 | 1
NO |  | 143 | 2015 | 5 | 33 | 33 |  | Expenses (excluding those |  | 0 | 0 |  | 0 | 0 | 0 |  | 0 | 0 | 0 | 0 | 0 | 0 | 0 | 0 | 0 | 0 | 0 | 0 | 0 | 0 | 0 | 0 | 0 | 0 | 0 | 0 | 0 | 0 | 0 | 12 | 1
NO |  | 143 | 2015 | 5 | 34 | 34 |  | applicable to jointly owned |  | 0 | 0 |  | 0 | 0 | 0 |  | 0 | 0 | 0 | 0 | 0 | 0 | 0 | 0 | 0 | 0 | 0 | 0 | 0 | 0 | 0 | 0 | 0 | 0 | 0 | 0 | 0 | 0 | 0 | 12 | 1
NO |  | 143 | 2015 | 5 | 35 | 35 |  | line) |  | 0 | 0 |  | 0 | 0 | 0 |  | 0 | 0 | 0 | 5022871 | 6228554 | 7616596 | 18868021 | 0 | 0 | 0 | 0 | 0 | 0 | 0 | 0 | 0 | 0 | 0 | 0 | 0 | 0 | 0 | 0 | 12 | 1
NO |  | 144 | 2015 | 0 | 1 | 1 |  | 69kV Summary |  | 69 | 69 | A | 0.31 | 0 | 0 |  | 0 | 0 | 0 | 0 | 0 | 0 | 0 | 0 | 0 | 0 | 0 | 0 | 0 | 0 | 0 | 0 | 0 | 0 | 0 | 0 | 0 | 0 | 0 | 12 | 1
NO |  | 144 | 2015 | 0 | 2 | 2 |  |  |  | 69 | 69 | AH | 0 | 7.32 | 0 |  | 0 | 0 | 0 | 0 | 0 | 0 | 0 | 0 | 0 | 0 | 0 | 0 | 0 | 0 | 0 | 0 | 0 | 0 | 0 | 0 | 0 | 0 | 0 | 12 | 1
NO |  | 144 | 2015 | 0 | 3 | 3 |  |  |  | 69 | 69 | CP | 5.52 | 7 | 0 |  | 0 | 0 | 0 | 0 | 0 | 0 | 0 | 0 | 0 | 0 | 0 | 0 | 0 | 0 | 0 | 0 | 0 | 0 | 0 | 0 | 0 | 0 | 0 | 12 | 1
NO |  | 144 | 2015 | 0 | 4 | 4 |  |  |  | 69 | 69 | SH | 6.97 | 0 | 0 |  | 0 | 0 | 0 | 0 | 0 | 0 | 0 | 0 | 0 | 0 | 0 | 0 | 0 | 0 | 0 | 0 | 0 | 0 | 0 | 0 | 0 | 0 | 0 | 12 | 1
NO |  | 144 | 2015 | 0 | 5 | 5 |  |  |  | 69 | 69 | SP | 45.32 | 2.9 | 0 |  | 0 | 0 | 0 | 0 | 0 | 0 | 0 | 0 | 0 | 0 | 0 | 0 | 0 | 0 | 0 | 0 | 0 | 0 | 0 | 0 | 0 | 0 | 0 | 12 | 1
NO |  | 144 | 2015 | 0 | 6 | 6 |  |  |  | 69 | 69 | ST | 87.82 | 48.69 | 0 |  | 0 | 0 | 0 | 0 | 0 | 0 | 0 | 0 | 0 | 0 | 0 | 0 | 0 | 0 | 0 | 0 | 0 | 0 | 0 | 0 | 0 | 0 | 0 | 12 | 1
NO |  | 144 | 2015 | 0 | 7 | 7 |  |  |  | 69 | 69 | UG | 0 | 1.65 | 0 |  | 0 | 0 | 0 | 0 | 0 | 0 | 0 | 0 | 0 | 0 | 0 | 0 | 0 | 0 | 0 | 0 | 0 | 0 | 0 | 0 | 0 | 0 | 0 | 12 | 1
NO |  | 144 | 2015 | 0 | 8 | 8 |  |  |  | 69 | 69 | WH | 95.92 | 38.99 | 0 |  | 0 | 0 | 0 | 0 | 0 | 0 | 0 | 0 | 0 | 0 | 0 | 0 | 0 | 0 | 0 | 0 | 0 | 0 | 0 | 0 | 0 | 0 | 0 | 12 | 1
NO |  | 144 | 2015 | 0 | 9 | 9 |  |  |  | 69 | 69 | WP | 2118.46 | 57.9 | 0 |  | 0 | 0 | 0 | 0 | 0 | 0 | 0 | 0 | 0 | 0 | 0 | 0 | 0 | 0 | 0 | 0 | 0 | 0 | 0 | 0 | 0 | 0 | 0 | 12 | 1
SI/NO | A | 144 | 2015 | 0 | 10 | 10 |  |  |  | 0 | 0 |  | 0 | 0 | 0 |  | 13234298 | 337703920 | 350938218 | 0 | 0 | 0 | 6386591.7275 | 0 | 0 | 0 | 0 | 0 | 0 | 0 | 0 | 0 | 0 | 0 | 0 | 0 | 0 | 0 | 0 | 12 | 1
NO |  | 144 | 2015 | 0 | 11 | 11 |  | 138kV |  | 0 | 0 |  | 0 | 0 | 0 |  | 0 | 0 | 0 | 0 | 0 | 0 | 0 | 0 | 0 | 0 | 0 | 0 | 0 | 0 | 0 | 0 | 0 | 0 | 0 | 0 | 0 | 0 | 0 | 12 | 1
NO |  | 144 | 2015 | 0 | 12 | 12 |  | 13801 DRESSER SUB | FIVE POINTS | 138 | 138 | ST | 18.62 | 0 | 1 | 954ACSR45X7 | 0 | 0 | 0 | 0 | 0 | 0 | 0 | 0 | 0 | 0 | 0 | 0 | 0 | 0 | 0 | 0 | 0 | 0 | 0 | 0 | 0 | 0 | 0 | 12 | 1
NO |  | 144 | 2015 | 0 | 13 | 13 |  |  |  | 138 | 138 | WP | 0.09 | 0 | 0 | 900ACSR54X7 | 0 | 0 | 0 | 0 | 0 | 0 | 0 | 0 | 0 | 0 | 0 | 0 | 0 | 0 | 0 | 0 | 0 | 0 | 0 | 0 | 0 | 0 | 0 | 12 | 1
NO |  | 144 | 2015 | 0 | 14 | 14 |  |  |  | 138 | 138 | WP | 0.02 | 0 | 0 | 954ACSR45X7 | 0 | 0 | 0 | 0 | 0 | 0 | 0 | 0 | 0 | 0 | 0 | 0 | 0 | 0 | 0 | 0 | 0 | 0 | 0 | 0 | 0 | 0 | 0 | 12 | 1
NO |  | 144 | 2015 | 0 | 15 | 15 |  | 13802 DRESSER SUB | STAUNTON | 138 | 138 | A | 0.02 | 0 | 1 | 336ACSR26X7 | 0 | 0 | 0 | 0 | 0 | 0 | 0 | 0 | 0 | 0 | 0 | 0 | 0 | 0 | 0 | 0 | 0 | 0 | 0 | 0 | 0 | 0 | 0 | 12 | 1
NO |  | 144 | 2015 | 0 | 16 | 16 |  |  |  | 138 | 138 | SH | 0.03 | 0 | 0 | 336ACSR26X7 | 0 | 0 | 0 | 0 | 0 | 0 | 0 | 0 | 0 | 0 | 0 | 0 | 0 | 0 | 0 | 0 | 0 | 0 | 0 | 0 | 0 | 0 | 0 | 12 | 1
NO |  | 144 | 2015 | 0 | 17 | 17 |  |  |  | 138 | 138 | SP | 0.02 | 0 | 0 | 336ACSR26X7 | 0 | 0 | 0 | 0 | 0 | 0 | 0 | 0 | 0 | 0 | 0 | 0 | 0 | 0 | 0 | 0 | 0 | 0 | 0 | 0 | 0 | 0 | 0 | 12 | 1
NO |  | 144 | 2015 | 0 | 18 | 18 |  |  |  | 138 | 138 | ST | 13.57 | 0 | 0 | 336ACSR26X7 | 0 | 0 | 0 | 0 | 0 | 0 | 0 | 0 | 0 | 0 | 0 | 0 | 0 | 0 | 0 | 0 | 0 | 0 | 0 | 0 | 0 | 0 | 0 | 12 | 1
NO |  | 144 | 2015 | 0 | 19 | 19 |  |  |  | 138 | 138 | WH | 9.74 | 0 | 0 | 336ACSR26X7 | 0 | 0 | 0 | 0 | 0 | 0 | 0 | 0 | 0 | 0 | 0 | 0 | 0 | 0 | 0 | 0 | 0 | 0 | 0 | 0 | 0 | 0 | 0 | 12 | 1
NO |  | 144 | 2015 | 0 | 20 | 20 |  |  |  | 138 | 138 | WP | 0.79 | 0 | 0 | 336ACSR26X7 | 0 | 0 | 0 | 0 | 0 | 0 | 0 | 0 | 0 | 0 | 0 | 0 | 0 | 0 | 0 | 0 | 0 | 0 | 0 | 0 | 0 | 0 | 0 | 12 | 1
NO |  | 144 | 2015 | 0 | 21 | 21 |  | 13803 FIVE POINTS | STRUCTURE 808-0163 | 138 | 138 | SP | 0.11 | 0 | 1 | 397ACSR30X7 | 0 | 0 | 0 | 0 | 0 | 0 | 0 | 0 | 0 | 0 | 0 | 0 | 0 | 0 | 0 | 0 | 0 | 0 | 0 | 0 | 0 | 0 | 0 | 12 | 1
NO |  | 144 | 2015 | 0 | 22 | 22 |  |  |  | 138 | 138 | ST | 16.98 | 0 | 0 | 397ACSR30X7 | 0 | 0 | 0 | 0 | 0 | 0 | 0 | 0 | 0 | 0 | 0 | 0 | 0 | 0 | 0 | 0 | 0 | 0 | 0 | 0 | 0 | 0 | 0 | 12 | 1
NO |  | 144 | 2015 | 0 | 23 | 23 |  |  |  | 138 | 138 | WH | 2.92 | 0 | 0 | 397ACSR30X7 | 0 | 0 | 0 | 0 | 0 | 0 | 0 | 0 | 0 | 0 | 0 | 0 | 0 | 0 | 0 | 0 | 0 | 0 | 0 | 0 | 0 | 0 | 0 | 12 | 1
NO |  | 144 | 2015 | 0 | 24 | 24 |  | 13804 FIVE POINTS | NEW CASTLE | 138 | 230 | ST | 3.38 | 9.82 | 1 | 300CUB19 | 0 | 0 | 0 | 0 | 0 | 0 | 0 | 0 | 0 | 0 | 0 | 0 | 0 | 0 | 0 | 0 | 0 | 0 | 0 | 0 | 0 | 0 | 0 | 12 | 1
NO |  | 144 | 2015 | 0 | 25 | 25 |  |  |  | 138 | 230 | ST | 0.14 | 2.17 | 0 | 397ACSR30X7 | 0 | 0 | 0 | 0 | 0 | 0 | 0 | 0 | 0 | 0 | 0 | 0 | 0 | 0 | 0 | 0 | 0 | 0 | 0 | 0 | 0 | 0 | 0 | 12 | 1
NO |  | 144 | 2015 | 0 | 26 | 26 |  |  |  | 138 | 230 | ST | 0 | 1.47 | 0 | 900ACSR54X7 | 0 | 0 | 0 | 0 | 0 | 0 | 0 | 0 | 0 | 0 | 0 | 0 | 0 | 0 | 0 | 0 | 0 | 0 | 0 | 0 | 0 | 0 | 0 | 12 | 1
NO |  | 144 | 2015 | 0 | 27 | 27 |  | 13805 NOBLESVILLE GS | NEW CASTLE | 138 | 138 | ST | 0 | 15.97 | 1 | 795ACSR26X7 | 0 | 0 | 0 | 0 | 0 | 0 | 0 | 0 | 0 | 0 | 0 | 0 | 0 | 0 | 0 | 0 | 0 | 0 | 0 | 0 | 0 | 0 | 0 | 12 | 1
NO |  | 144 | 2015 | 0 | 28 | 28 |  | 13806 WABASH RIVER GS | LAFAYETTE | 138 | 138 | SA | 0.04 | 0 | 1 | 954ACSR/OVAL | 0 | 0 | 0 | 0 | 0 | 0 | 0 | 0 | 0 | 0 | 0 | 0 | 0 | 0 | 0 | 0 | 0 | 0 | 0 | 0 | 0 | 0 | 0 | 12 | 1
NO |  | 144 | 2015 | 0 | 29 | 29 |  |  |  | 138 | 138 | SH | 1.55 | 0 | 0 | 954ACSR/OVAL | 0 | 0 | 0 | 0 | 0 | 0 | 0 | 0 | 0 | 0 | 0 | 0 | 0 | 0 | 0 | 0 | 0 | 0 | 0 | 0 | 0 | 0 | 0 | 12 | 1
NO |  | 144 | 2015 | 0 | 30 | 30 |  |  |  | 138 | 138 | SP | 0.12 | 0.72 | 0 | 4/0ACSR6X1 | 0 | 0 | 0 | 0 | 0 | 0 | 0 | 0 | 0 | 0 | 0 | 0 | 0 | 0 | 0 | 0 | 0 | 0 | 0 | 0 | 0 | 0 | 0 | 12 | 1
NO |  | 144 | 2015 | 0 | 31 | 31 |  |  |  | 138 | 138 | SP | 3.81 | 0 | 0 | 954ACSR/OVAL | 0 | 0 | 0 | 0 | 0 | 0 | 0 | 0 | 0 | 0 | 0 | 0 | 0 | 0 | 0 | 0 | 0 | 0 | 0 | 0 | 0 | 0 | 0 | 12 | 1
NO |  | 144 | 2015 | 0 | 32 | 32 |  |  |  | 138 | 138 | SP | 0.01 | 0 | 0 | 954ACSR45X7 | 0 | 0 | 0 | 0 | 0 | 0 | 0 | 0 | 0 | 0 | 0 | 0 | 0 | 0 | 0 | 0 | 0 | 0 | 0 | 0 | 0 | 0 | 0 | 12 | 1
NO |  | 144 | 2015 | 0 | 33 | 33 |  |  |  | 138 | 138 | ST | 1.38 | 0 | 0 | 4/0CUB7 | 0 | 0 | 0 | 0 | 0 | 0 | 0 | 0 | 0 | 0 | 0 | 0 | 0 | 0 | 0 | 0 | 0 | 0 | 0 | 0 | 0 | 0 | 0 | 12 | 1
NO |  | 144 | 2015 | 0 | 34 | 34 |  |  |  | 138 | 138 | ST | 0.36 | 0 | 0 | 954ACSR/OVAL | 0 | 0 | 0 | 0 | 0 | 0 | 0 | 0 | 0 | 0 | 0 | 0 | 0 | 0 | 0 | 0 | 0 | 0 | 0 | 0 | 0 | 0 | 0 | 12 | 1
NO |  | 144 | 2015 | 0 | 35 | 35 |  |  |  | 138 | 138 | ST | 3.24 | 0 | 0 | 954ACSR45X7 | 0 | 0 | 0 | 0 | 0 | 0 | 0 | 0 | 0 | 0 | 0 | 0 | 0 | 0 | 0 | 0 | 0 | 0 | 0 | 0 | 0 | 0 | 0 | 12 | 1
NO |  | 144 | 2015 | 0 | 36 | 36 |  | TOTAL |  | 0 | 0 |  | 4800.82 | 502.02 | 133 |  | 36829101 | 671560347 | 708389448 | 333959 | 9832039 | 0 | 10165998 | 0 | 0 | 0 | 0 | 0 | 0 | 0 | 0 | 0 | 0 | 0 | 0 | 0 | 0 | 0 | 0 | 12 | 1
NO |  | 144 | 2015 | 1 | 1 | 1 |  | 13806 WABASH RIVER GS | LAFAYETTE (CONT) | 138 | 138 | WH | 0.17 | 0 | 0 | 397ACSR30X7 | 0 | 0 | 0 | 0 | 0 | 0 | 0 | 0 | 0 | 0 | 0 | 0 | 0 | 0 | 0 | 0 | 0 | 0 | 0 | 0 | 0 | 0 | 0 | 12 | 1
NO |  | 144 | 2015 | 1 | 2 | 2 |  |  |  | 138 | 138 | WH | 0.44 | 0 | 0 | 954ACSR45X7 | 0 | 0 | 0 | 0 | 0 | 0 | 0 | 0 | 0 | 0 | 0 | 0 | 0 | 0 | 0 | 0 | 0 | 0 | 0 | 0 | 0 | 0 | 0 | 12 | 1
NO |  | 144 | 2015 | 1 | 3 | 3 |  |  |  | 138 | 138 | WP | 1.04 | 0 | 0 | 4/0ACSR6X1 | 0 | 0 | 0 | 0 | 0 | 0 | 0 | 0 | 0 | 0 | 0 | 0 | 0 | 0 | 0 | 0 | 0 | 0 | 0 | 0 | 0 | 0 | 0 | 12 | 1
NO |  | 144 | 2015 | 1 | 4 | 4 |  | 13808 WABASH RIVER GS | LAFAYETTE | 138 | 138 | A | 0.04 | 0 | 1 | 954ACSR45X7 | 0 | 0 | 0 | 0 | 0 | 0 | 0 | 0 | 0 | 0 | 0 | 0 | 0 | 0 | 0 | 0 | 0 | 0 | 0 | 0 | 0 | 0 | 0 | 12 | 1
NO |  | 144 | 2015 | 1 | 5 | 5 |  |  |  | 138 | 138 | CP | 1.35 | 0 | 0 | 954ACSR45X7 | 0 | 0 | 0 | 0 | 0 | 0 | 0 | 0 | 0 | 0 | 0 | 0 | 0 | 0 | 0 | 0 | 0 | 0 | 0 | 0 | 0 | 0 | 0 | 12 | 1
NO |  | 144 | 2015 | 1 | 6 | 6 |  |  |  | 138 | 138 | WH | 5.98 | 0 | 0 | 397ACSR30X7 | 0 | 0 | 0 | 0 | 0 | 0 | 0 | 0 | 0 | 0 | 0 | 0 | 0 | 0 | 0 | 0 | 0 | 0 | 0 | 0 | 0 | 0 | 0 | 12 | 1
NO |  | 144 | 2015 | 1 | 7 | 7 |  |  |  | 138 | 138 | WH | 2.07 | 0 | 0 | 4/0CUB7 | 0 | 0 | 0 | 0 | 0 | 0 | 0 | 0 | 0 | 0 | 0 | 0 | 0 | 0 | 0 | 0 | 0 | 0 | 0 | 0 | 0 | 0 | 0 | 12 | 1
NO |  | 144 | 2015 | 1 | 8 | 8 |  |  |  | 138 | 138 | WH | 0.12 | 0 | 0 | 477ACSR26X7 | 0 | 0 | 0 | 0 | 0 | 0 | 0 | 0 | 0 | 0 | 0 | 0 | 0 | 0 | 0 | 0 | 0 | 0 | 0 | 0 | 0 | 0 | 0 | 12 | 1
NO |  | 144 | 2015 | 1 | 9 | 9 |  |  |  | 138 | 138 | WH | 3.02 | 0 | 0 | 954ACSR45X7 | 0 | 0 | 0 | 0 | 0 | 0 | 0 | 0 | 0 | 0 | 0 | 0 | 0 | 0 | 0 | 0 | 0 | 0 | 0 | 0 | 0 | 0 | 0 | 12 | 1
NO |  | 144 | 2015 | 1 | 10 | 10 |  |  |  | 138 | 138 | WP | 5.99 | 0 | 0 | 954ACSR45X7 | 0 | 0 | 0 | 0 | 0 | 0 | 0 | 0 | 0 | 0 | 0 | 0 | 0 | 0 | 0 | 0 | 0 | 0 | 0 | 0 | 0 | 0 | 0 | 12 | 1
NO |  | 144 | 2015 | 1 | 11 | 11 |  | 13810 KOKOMO HIGHLAND PARK | WABASH | 138 | 138 | SP | 0 | 0.32 | 1 | 397ACSR30X7 | 0 | 0 | 0 | 0 | 0 | 0 | 0 | 0 | 0 | 0 | 0 | 0 | 0 | 0 | 0 | 0 | 0 | 0 | 0 | 0 | 0 | 0 | 0 | 12 | 1
NO |  | 144 | 2015 | 1 | 12 | 12 |  |  |  | 138 | 138 | ST | 0 | 9.91 | 0 | 397ACSR30X7 | 0 | 0 | 0 | 0 | 0 | 0 | 0 | 0 | 0 | 0 | 0 | 0 | 0 | 0 | 0 | 0 | 0 | 0 | 0 | 0 | 0 | 0 | 0 | 12 | 1
NO |  | 144 | 2015 | 1 | 13 | 13 |  | 13811 KOKOMO HIGHLAND PARK | WABASH | 138 | 138 | ST | 11.07 | 0.29 | 1 | 397ACSR30X7 | 0 | 0 | 0 | 0 | 0 | 0 | 0 | 0 | 0 | 0 | 0 | 0 | 0 | 0 | 0 | 0 | 0 | 0 | 0 | 0 | 0 | 0 | 0 | 12 | 1
NO |  | 144 | 2015 | 1 | 14 | 14 |  | 13813 DRESSER | FIVE POINTS | 138 | 138 | SP | 0.4 | 0 | 1 | 4/0CUB19 | 0 | 0 | 0 | 0 | 0 | 0 | 0 | 0 | 0 | 0 | 0 | 0 | 0 | 0 | 0 | 0 | 0 | 0 | 0 | 0 | 0 | 0 | 0 | 12 | 1
NO |  | 144 | 2015 | 1 | 15 | 15 |  |  |  | 138 | 138 | SP | 0.71 | 0 | 0 | 954ACSR45X7 | 0 | 0 | 0 | 0 | 0 | 0 | 0 | 0 | 0 | 0 | 0 | 0 | 0 | 0 | 0 | 0 | 0 | 0 | 0 | 0 | 0 | 0 | 0 | 12 | 1
NO |  | 144 | 2015 | 1 | 16 | 16 |  |  |  | 138 | 138 | ST | 0.18 | 0 | 0 | 336ACSR26X7 | 0 | 0 | 0 | 0 | 0 | 0 | 0 | 0 | 0 | 0 | 0 | 0 | 0 | 0 | 0 | 0 | 0 | 0 | 0 | 0 | 0 | 0 | 0 | 12 | 1
NO |  | 144 | 2015 | 1 | 17 | 17 |  |  |  | 138 | 138 | ST | 2.78 | 0 | 0 | 397ACSR30X7 | 0 | 0 | 0 | 0 | 0 | 0 | 0 | 0 | 0 | 0 | 0 | 0 | 0 | 0 | 0 | 0 | 0 | 0 | 0 | 0 | 0 | 0 | 0 | 12 | 1
NO |  | 144 | 2015 | 1 | 18 | 18 |  |  |  | 138 | 138 | ST | 16.95 | 0 | 0 | 4/0CUB19 | 0 | 0 | 0 | 0 | 0 | 0 | 0 | 0 | 0 | 0 | 0 | 0 | 0 | 0 | 0 | 0 | 0 | 0 | 0 | 0 | 0 | 0 | 0 | 12 | 1
NO |  | 144 | 2015 | 1 | 19 | 19 |  |  |  | 138 | 138 | ST | 0.07 | 0 | 0 | 954ACSR45X7 | 0 | 0 | 0 | 0 | 0 | 0 | 0 | 0 | 0 | 0 | 0 | 0 | 0 | 0 | 0 | 0 | 0 | 0 | 0 | 0 | 0 | 0 | 0 | 12 | 1
NO |  | 144 | 2015 | 1 | 20 | 20 |  |  |  | 138 | 138 | WH | 0.03 | 0 | 0 | 954ACSR45X7 | 0 | 0 | 0 | 0 | 0 | 0 | 0 | 0 | 0 | 0 | 0 | 0 | 0 | 0 | 0 | 0 | 0 | 0 | 0 | 0 | 0 | 0 | 0 | 12 | 1
NO |  | 144 | 2015 | 1 | 21 | 21 |  |  |  | 138 | 138 | WP | 0.03 | 0 | 0 | 954ACSR45X7 | 0 | 0 | 0 | 0 | 0 | 0 | 0 | 0 | 0 | 0 | 0 | 0 | 0 | 0 | 0 | 0 | 0 | 0 | 0 | 0 | 0 | 0 | 0 | 12 | 1
NO |  | 144 | 2015 | 1 | 22 | 22 |  | 13815 EDWARDSPORT | OAKLAND CITY | 138 | 138 | ST | 1.12 | 0 | 1 | 954ACSR45X7 | 0 | 0 | 0 | 0 | 0 | 0 | 0 | 0 | 0 | 0 | 0 | 0 | 0 | 0 | 0 | 0 | 0 | 0 | 0 | 0 | 0 | 0 | 0 | 12 | 1
NO |  | 144 | 2015 | 1 | 23 | 23 |  |  |  | 138 | 138 | WH | 0.88 | 0 | 0 | 954ACSR45X7 | 0 | 0 | 0 | 0 | 0 | 0 | 0 | 0 | 0 | 0 | 0 | 0 | 0 | 0 | 0 | 0 | 0 | 0 | 0 | 0 | 0 | 0 | 0 | 12 | 1
NO |  | 144 | 2015 | 1 | 24 | 24 |  | 13816 WABASH | HUNTINGTON I&ME JCT | 138 | 138 | SP | 0.82 | 0 | 1 | 477ACSR26X7 | 0 | 0 | 0 | 0 | 0 | 0 | 0 | 0 | 0 | 0 | 0 | 0 | 0 | 0 | 0 | 0 | 0 | 0 | 0 | 0 | 0 | 0 | 0 | 12 | 1
NO |  | 144 | 2015 | 1 | 25 | 25 |  |  |  | 138 | 138 | WH | 16.17 | 0 | 0 | 397ACSR30X7 | 0 | 0 | 0 | 0 | 0 | 0 | 0 | 0 | 0 | 0 | 0 | 0 | 0 | 0 | 0 | 0 | 0 | 0 | 0 | 0 | 0 | 0 | 0 | 12 | 1
NO |  | 144 | 2015 | 1 | 26 | 26 |  | 13817 WABASH | HUNTINGTON I&ME JCT | 138 | 138 | WH | 3.6 | 0 | 1 | 397ACSR30X7 | 0 | 0 | 0 | 0 | 0 | 0 | 0 | 0 | 0 | 0 | 0 | 0 | 0 | 0 | 0 | 0 | 0 | 0 | 0 | 0 | 0 | 0 | 0 | 12 | 1
NO |  | 144 | 2015 | 1 | 27 | 27 |  | 13818 WABASH RIVER GS | LAFAYETTE | 138 | 138 | CP | 1.24 | 0 | 1 | 954ACSR45X7 | 0 | 0 | 0 | 0 | 0 | 0 | 0 | 0 | 0 | 0 | 0 | 0 | 0 | 0 | 0 | 0 | 0 | 0 | 0 | 0 | 0 | 0 | 0 | 12 | 1
NO |  | 144 | 2015 | 1 | 28 | 28 |  |  |  | 138 | 138 | WP | 0.29 | 0 | 0 | 477ACSR26X7 | 0 | 0 | 0 | 0 | 0 | 0 | 0 | 0 | 0 | 0 | 0 | 0 | 0 | 0 | 0 | 0 | 0 | 0 | 0 | 0 | 0 | 0 | 0 | 12 | 1
NO |  | 144 | 2015 | 1 | 29 | 29 |  | 13819 WABASH RIVER GS | LAFAYETTE | 138 | 138 | SP | 0.04 | 0 | 1 | 4/0CUB7 | 0 | 0 | 0 | 0 | 0 | 0 | 0 | 0 | 0 | 0 | 0 | 0 | 0 | 0 | 0 | 0 | 0 | 0 | 0 | 0 | 0 | 0 | 0 | 12 | 1
NO |  | 144 | 2015 | 1 | 30 | 30 |  |  |  | 138 | 138 | SP | 0.03 | 0 | 0 | 954ACSR45X7 | 0 | 0 | 0 | 0 | 0 | 0 | 0 | 0 | 0 | 0 | 0 | 0 | 0 | 0 | 0 | 0 | 0 | 0 | 0 | 0 | 0 | 0 | 0 | 12 | 1
NO |  | 144 | 2015 | 1 | 31 | 31 |  |  |  | 138 | 138 | ST | 0.06 | 0 | 0 | 954ACSR45X7 | 0 | 0 | 0 | 0 | 0 | 0 | 0 | 0 | 0 | 0 | 0 | 0 | 0 | 0 | 0 | 0 | 0 | 0 | 0 | 0 | 0 | 0 | 0 | 12 | 1
NO |  | 144 | 2015 | 1 | 32 | 32 |  |  |  | 138 | 138 | WH | 0.24 | 0 | 0 | 4/0CUB7 | 0 | 0 | 0 | 0 | 0 | 0 | 0 | 0 | 0 | 0 | 0 | 0 | 0 | 0 | 0 | 0 | 0 | 0 | 0 | 0 | 0 | 0 | 0 | 12 | 1
NO |  | 144 | 2015 | 1 | 33 | 33 |  |  |  | 138 | 138 | WH | 0.05 | 0 | 0 | 477ACSR26X7 | 0 | 0 | 0 | 0 | 0 | 0 | 0 | 0 | 0 | 0 | 0 | 0 | 0 | 0 | 0 | 0 | 0 | 0 | 0 | 0 | 0 | 0 | 0 | 12 | 1
NO |  | 144 | 2015 | 1 | 34 | 34 |  |  |  | 138 | 138 | WH | 0.85 | 0 | 0 | 954ACSR45X7 | 0 | 0 | 0 | 0 | 0 | 0 | 0 | 0 | 0 | 0 | 0 | 0 | 0 | 0 | 0 | 0 | 0 | 0 | 0 | 0 | 0 | 0 | 0 | 12 | 1
NO |  | 144 | 2015 | 1 | 35 | 35 |  |  |  | 138 | 138 | WP | 0.08 | 0 | 0 | 4/0CUB7 | 0 | 0 | 0 | 0 | 0 | 0 | 0 | 0 | 0 | 0 | 0 | 0 | 0 | 0 | 0 | 0 | 0 | 0 | 0 | 0 | 0 | 0 | 0 | 12 | 1
NO |  | 144 | 2015 | 2 | 1 | 1 |  | 13819 WABASH RIVER GS | LAFAYETTE (cont'd) | 138 | 138 | WP | 20.33 | 0 | 0 | 954ACSR45X7 | 0 | 0 | 0 | 0 | 0 | 0 | 0 | 0 | 0 | 0 | 0 | 0 | 0 | 0 | 0 | 0 | 0 | 0 | 0 | 0 | 0 | 0 | 0 | 12 | 1
NO |  | 144 | 2015 | 2 | 2 | 2 |  | 13820 WABASH RIVER GS | LAFAYETTE | 138 | 138 | CP | 1.11 | 0 | 1 | 954ACSR45X7 | 0 | 0 | 0 | 0 | 0 | 0 | 0 | 0 | 0 | 0 | 0 | 0 | 0 | 0 | 0 | 0 | 0 | 0 | 0 | 0 | 0 | 0 | 0 | 12 | 1
NO |  | 144 | 2015 | 2 | 3 | 3 |  |  |  | 138 | 138 | SP | 0.66 | 0 | 0 | 397ACSR30X7 | 0 | 0 | 0 | 0 | 0 | 0 | 0 | 0 | 0 | 0 | 0 | 0 | 0 | 0 | 0 | 0 | 0 | 0 | 0 | 0 | 0 | 0 | 0 | 12 | 1
NO |  | 144 | 2015 | 2 | 4 | 4 |  |  |  | 138 | 138 | ST | 0.89 | 0 | 0 | 397ACSR30X7 | 0 | 0 | 0 | 0 | 0 | 0 | 0 | 0 | 0 | 0 | 0 | 0 | 0 | 0 | 0 | 0 | 0 | 0 | 0 | 0 | 0 | 0 | 0 | 12 | 1
NO |  | 144 | 2015 | 2 | 5 | 5 |  |  |  | 138 | 138 | ST | 0 | 3.16 | 0 | 954ACSR45X7 | 0 | 0 | 0 | 0 | 0 | 0 | 0 | 0 | 0 | 0 | 0 | 0 | 0 | 0 | 0 | 0 | 0 | 0 | 0 | 0 | 0 | 0 | 0 | 12 | 1
NO |  | 144 | 2015 | 2 | 6 | 6 |  |  |  | 138 | 138 | WH | 3.15 | 0 | 0 | 397ACSR30X7 | 0 | 0 | 0 | 0 | 0 | 0 | 0 | 0 | 0 | 0 | 0 | 0 | 0 | 0 | 0 | 0 | 0 | 0 | 0 | 0 | 0 | 0 | 0 | 12 | 1
NO |  | 144 | 2015 | 2 | 7 | 7 |  |  |  | 138 | 138 | WH | 1.61 | 2.16 | 0 | 954ACSR45X7 | 0 | 0 | 0 | 0 | 0 | 0 | 0 | 0 | 0 | 0 | 0 | 0 | 0 | 0 | 0 | 0 | 0 | 0 | 0 | 0 | 0 | 0 | 0 | 12 | 1
NO |  | 144 | 2015 | 2 | 8 | 8 |  |  |  | 138 | 138 | WP | 2.16 | 0 | 0 | 477ACSR26X7 | 0 | 0 | 0 | 0 | 0 | 0 | 0 | 0 | 0 | 0 | 0 | 0 | 0 | 0 | 0 | 0 | 0 | 0 | 0 | 0 | 0 | 0 | 0 | 12 | 1
NO |  | 144 | 2015 | 2 | 9 | 9 |  | 13821 DRESSER | GALLAGHER | 138 | 138 | SP | 0.31 | 0 | 1 | 954ACSR45X7 | 0 | 0 | 0 | 0 | 0 | 0 | 0 | 0 | 0 | 0 | 0 | 0 | 0 | 0 | 0 | 0 | 0 | 0 | 0 | 0 | 0 | 0 | 0 | 12 | 1
NO |  | 144 | 2015 | 2 | 10 | 10 |  |  |  | 138 | 138 | WH | 8.15 | 0 | 0 | 397ACSR30X7 | 0 | 0 | 0 | 0 | 0 | 0 | 0 | 0 | 0 | 0 | 0 | 0 | 0 | 0 | 0 | 0 | 0 | 0 | 0 | 0 | 0 | 0 | 0 | 12 | 1
NO |  | 144 | 2015 | 2 | 11 | 11 |  |  |  | 138 | 138 | WH | 0 | 1.52 | 0 | 795ACSR26X7 | 0 | 0 | 0 | 0 | 0 | 0 | 0 | 0 | 0 | 0 | 0 | 0 | 0 | 0 | 0 | 0 | 0 | 0 | 0 | 0 | 0 | 0 | 0 | 12 | 1
NO |  | 144 | 2015 | 2 | 12 | 12 |  |  |  | 138 | 138 | WH | 31.35 | 0 | 0 | 954ACSR45X7 | 0 | 0 | 0 | 0 | 0 | 0 | 0 | 0 | 0 | 0 | 0 | 0 | 0 | 0 | 0 | 0 | 0 | 0 | 0 | 0 | 0 | 0 | 0 | 12 | 1
NO |  | 144 | 2015 | 2 | 13 | 13 |  |  |  | 138 | 138 | WP | 10.04 | 0 | 0 | 336ACSR26X7 | 0 | 0 | 0 | 0 | 0 | 0 | 0 | 0 | 0 | 0 | 0 | 0 | 0 | 0 | 0 | 0 | 0 | 0 | 0 | 0 | 0 | 0 | 0 | 12 | 1
NO |  | 144 | 2015 | 2 | 14 | 14 |  |  |  | 138 | 138 | WP | 1.57 | 0 | 0 | 954ACSR45X7 | 0 | 0 | 0 | 0 | 0 | 0 | 0 | 0 | 0 | 0 | 0 | 0 | 0 | 0 | 0 | 0 | 0 | 0 | 0 | 0 | 0 | 0 | 0 | 12 | 1
NO |  | 144 | 2015 | 2 | 15 | 15 |  | 13822 DRESSER | GALLAGHER | 138 | 138 | A | 0.02 | 0 | 1 | 954ACSR45X7 | 0 | 0 | 0 | 0 | 0 | 0 | 0 | 0 | 0 | 0 | 0 | 0 | 0 | 0 | 0 | 0 | 0 | 0 | 0 | 0 | 0 | 0 | 0 | 12 | 1
NO |  | 144 | 2015 | 2 | 16 | 16 |  |  |  | 138 | 138 | ST | 0.26 | 0 | 0 | 250CUB12 | 0 | 0 | 0 | 0 | 0 | 0 | 0 | 0 | 0 | 0 | 0 | 0 | 0 | 0 | 0 | 0 | 0 | 0 | 0 | 0 | 0 | 0 | 0 | 12 | 1
NO |  | 144 | 2015 | 2 | 17 | 17 |  |  |  | 138 | 138 | ST | 3.78 | 4.39 | 0 | 477ACSR26X7 | 0 | 0 | 0 | 0 | 0 | 0 | 0 | 0 | 0 | 0 | 0 | 0 | 0 | 0 | 0 | 0 | 0 | 0 | 0 | 0 | 0 | 0 | 0 | 12 | 1
NO |  | 144 | 2015 | 2 | 18 | 18 |  |  |  | 138 | 138 | WH | 48.75 | 0 | 0 | 250CUB12 | 0 | 0 | 0 | 0 | 0 | 0 | 0 | 0 | 0 | 0 | 0 | 0 | 0 | 0 | 0 | 0 | 0 | 0 | 0 | 0 | 0 | 0 | 0 | 12 | 1
NO |  | 144 | 2015 | 2 | 19 | 19 |  |  |  | 138 | 138 | WH | 0.36 | 0 | 0 | 397ACSR30X7 | 0 | 0 | 0 | 0 | 0 | 0 | 0 | 0 | 0 | 0 | 0 | 0 | 0 | 0 | 0 | 0 | 0 | 0 | 0 | 0 | 0 | 0 | 0 | 12 | 1
NO |  | 144 | 2015 | 2 | 20 | 20 |  |  |  | 138 | 138 | WH | 0.02 | 0 | 0 | 954ACSR45X7 | 0 | 0 | 0 | 0 | 0 | 0 | 0 | 0 | 0 | 0 | 0 | 0 | 0 | 0 | 0 | 0 | 0 | 0 | 0 | 0 | 0 | 0 | 0 | 12 | 1
NO |  | 144 | 2015 | 2 | 21 | 21 |  |  |  | 138 | 138 | WP | 0.89 | 0 | 0 | 250CUB12 | 0 | 0 | 0 | 0 | 0 | 0 | 0 | 0 | 0 | 0 | 0 | 0 | 0 | 0 | 0 | 0 | 0 | 0 | 0 | 0 | 0 | 0 | 0 | 12 | 1
NO |  | 144 | 2015 | 2 | 22 | 22 |  |  |  | 138 | 138 | WP | 0.44 | 0 | 0 | 397ACSR30X7 | 0 | 0 | 0 | 0 | 0 | 0 | 0 | 0 | 0 | 0 | 0 | 0 | 0 | 0 | 0 | 0 | 0 | 0 | 0 | 0 | 0 | 0 | 0 | 12 | 1
NO |  | 144 | 2015 | 2 | 23 | 23 |  |  |  | 138 | 138 | WP | 0.38 | 0 | 0 | 477ACSR26X7 | 0 | 0 | 0 | 0 | 0 | 0 | 0 | 0 | 0 | 0 | 0 | 0 | 0 | 0 | 0 | 0 | 0 | 0 | 0 | 0 | 0 | 0 | 0 | 12 | 1
NO |  | 144 | 2015 | 2 | 24 | 24 |  |  |  | 138 | 138 | WP | 0.05 | 0 | 0 | 954ACSR45X7 | 0 | 0 | 0 | 0 | 0 | 0 | 0 | 0 | 0 | 0 | 0 | 0 | 0 | 0 | 0 | 0 | 0 | 0 | 0 | 0 | 0 | 0 | 0 | 12 | 1
NO |  | 144 | 2015 | 2 | 25 | 25 |  | 13823 EDWARDSPORT | SEYMOUR | 138 | 138 | CP | 0 | 0.6 | 1 | 397ACSR30X7 | 0 | 0 | 0 | 0 | 0 | 0 | 0 | 0 | 0 | 0 | 0 | 0 | 0 | 0 | 0 | 0 | 0 | 0 | 0 | 0 | 0 | 0 | 0 | 12 | 1
NO |  | 144 | 2015 | 2 | 26 | 26 |  |  |  | 138 | 138 | ST | 0 | 0.25 | 0 | 250CUB12 | 0 | 0 | 0 | 0 | 0 | 0 | 0 | 0 | 0 | 0 | 0 | 0 | 0 | 0 | 0 | 0 | 0 | 0 | 0 | 0 | 0 | 0 | 0 | 12 | 1
NO |  | 144 | 2015 | 2 | 27 | 27 |  |  |  | 138 | 138 | ST | 0.12 | 2.14 | 0 | 397ACSR30X7 | 0 | 0 | 0 | 0 | 0 | 0 | 0 | 0 | 0 | 0 | 0 | 0 | 0 | 0 | 0 | 0 | 0 | 0 | 0 | 0 | 0 | 0 | 0 | 12 | 1
NO |  | 144 | 2015 | 2 | 28 | 28 |  |  |  | 138 | 138 | WH | 36.32 | 0 | 0 | 397ACSR30X7 | 0 | 0 | 0 | 0 | 0 | 0 | 0 | 0 | 0 | 0 | 0 | 0 | 0 | 0 | 0 | 0 | 0 | 0 | 0 | 0 | 0 | 0 | 0 | 12 | 1
NO |  | 144 | 2015 | 2 | 29 | 29 |  |  |  | 138 | 138 | WP | 2.36 | 0 | 0 | 397ACSR30X7 | 0 | 0 | 0 | 0 | 0 | 0 | 0 | 0 | 0 | 0 | 0 | 0 | 0 | 0 | 0 | 0 | 0 | 0 | 0 | 0 | 0 | 0 | 0 | 12 | 1
NO |  | 144 | 2015 | 2 | 30 | 30 |  | 13824 EDWARDSPORT | GALLAGHER GS | 138 | 230 | AH | 0 | 18.79 | 1 | 477ACSR26X7 | 0 | 0 | 0 | 0 | 0 | 0 | 0 | 0 | 0 | 0 | 0 | 0 | 0 | 0 | 0 | 0 | 0 | 0 | 0 | 0 | 0 | 0 | 0 | 12 | 1
NO |  | 144 | 2015 | 2 | 31 | 31 |  |  |  | 138 | 138 | CP | 0.96 | 0 | 0 | 477ACSR26X7 | 0 | 0 | 0 | 0 | 0 | 0 | 0 | 0 | 0 | 0 | 0 | 0 | 0 | 0 | 0 | 0 | 0 | 0 | 0 | 0 | 0 | 0 | 0 | 12 | 1
NO |  | 144 | 2015 | 2 | 32 | 32 |  |  |  | 138 | 138 | WH | 7.56 | 0 | 0 | 336ACSR26X7 | 0 | 0 | 0 | 0 | 0 | 0 | 0 | 0 | 0 | 0 | 0 | 0 | 0 | 0 | 0 | 0 | 0 | 0 | 0 | 0 | 0 | 0 | 0 | 12 | 1
NO |  | 144 | 2015 | 2 | 33 | 33 |  |  |  | 138 | 138 | WH | 57.75 | 0 | 0 | 477ACSR26X7 | 0 | 0 | 0 | 0 | 0 | 0 | 0 | 0 | 0 | 0 | 0 | 0 | 0 | 0 | 0 | 0 | 0 | 0 | 0 | 0 | 0 | 0 | 0 | 12 | 1
NO |  | 144 | 2015 | 2 | 34 | 34 |  |  |  | 138 | 138 | WP | 2.23 | 0 | 0 | 477ACSR26X7 | 0 | 0 | 0 | 0 | 0 | 0 | 0 | 0 | 0 | 0 | 0 | 0 | 0 | 0 | 0 | 0 | 0 | 0 | 0 | 0 | 0 | 0 | 0 | 12 | 1
NO |  | 144 | 2015 | 2 | 35 | 35 |  | 13825 EDWARDSPORT GS | OAKLAND CITY | 138 | 138 | SP | 0.54 | 0 | 1 | 954ACSR45X7 | 0 | 0 | 0 | 0 | 0 | 0 | 0 | 0 | 0 | 0 | 0 | 0 | 0 | 0 | 0 | 0 | 0 | 0 | 0 | 0 | 0 | 0 | 0 | 12 | 1
NO |  | 144 | 2015 | 3 | 1 | 1 |  | 13825 EDWARDSPORT GS | OAKLAND CITY (cont'd) | 138 | 138 | ST | 2.59 | 0.32 | 0 | 477ACSR26X7 | 0 | 0 | 0 | 0 | 0 | 0 | 0 | 0 | 0 | 0 | 0 | 0 | 0 | 0 | 0 | 0 | 0 | 0 | 0 | 0 | 0 | 0 | 0 | 12 | 1
NO |  | 144 | 2015 | 3 | 2 | 2 |  |  |  | 138 | 138 | WH | 21.83 | 0.28 | 0 | 954ACSR45X7 | 0 | 0 | 0 | 0 | 0 | 0 | 0 | 0 | 0 | 0 | 0 | 0 | 0 | 0 | 0 | 0 | 0 | 0 | 0 | 0 | 0 | 0 | 0 | 12 | 1
NO |  | 144 | 2015 | 3 | 3 | 3 |  |  |  | 138 | 138 | WP | 3.75 | 0.09 | 0 | 954ACSR45X7 | 0 | 0 | 0 | 0 | 0 | 0 | 0 | 0 | 0 | 0 | 0 | 0 | 0 | 0 | 0 | 0 | 0 | 0 | 0 | 0 | 0 | 0 | 0 | 12 | 1
NO |  | 144 | 2015 | 3 | 4 | 4 |  | 13827 GALLAGHER | PADDY'S WEST LG&E | 138 | 138 | SP | 2.83 | 0 | 1 | 954ACSR45X7B | 0 | 0 | 0 | 0 | 0 | 0 | 0 | 0 | 0 | 0 | 0 | 0 | 0 | 0 | 0 | 0 | 0 | 0 | 0 | 0 | 0 | 0 | 0 | 12 | 1
NO |  | 144 | 2015 | 3 | 5 | 5 |  |  |  | 138 | 138 | ST | 0.41 | 0 | 0 | 954ACSR45X7B | 0 | 0 | 0 | 0 | 0 | 0 | 0 | 0 | 0 | 0 | 0 | 0 | 0 | 0 | 0 | 0 | 0 | 0 | 0 | 0 | 0 | 0 | 0 | 12 | 1
NO |  | 144 | 2015 | 3 | 6 | 6 |  | 13828 SEYMOUR | MADISON | 138 | 138 | WH | 16.47 | 0 | 1 | 397ACSR30X7 | 0 | 0 | 0 | 0 | 0 | 0 | 0 | 0 | 0 | 0 | 0 | 0 | 0 | 0 | 0 | 0 | 0 | 0 | 0 | 0 | 0 | 0 | 0 | 12 | 1
NO |  | 144 | 2015 | 3 | 7 | 7 |  | 13829 EDWARDSPORT | SEYMOUR | 138 | 138 | A | 0.12 | 0 | 1 | 954ACSR45X7 | 0 | 0 | 0 | 0 | 0 | 0 | 0 | 0 | 0 | 0 | 0 | 0 | 0 | 0 | 0 | 0 | 0 | 0 | 0 | 0 | 0 | 0 | 0 | 12 | 1
NO |  | 144 | 2015 | 3 | 8 | 8 |  |  |  | 138 | 138 | SP | 0.11 | 0 | 0 | 954ACSR45X7 | 0 | 0 | 0 | 0 | 0 | 0 | 0 | 0 | 0 | 0 | 0 | 0 | 0 | 0 | 0 | 0 | 0 | 0 | 0 | 0 | 0 | 0 | 0 | 12 | 1
NO |  | 144 | 2015 | 3 | 9 | 9 |  |  |  | 138 | 138 | ST | 0.06 | 0 | 0 | 954ACSR45X7 | 0 | 0 | 0 | 0 | 0 | 0 | 0 | 0 | 0 | 0 | 0 | 0 | 0 | 0 | 0 | 0 | 0 | 0 | 0 | 0 | 0 | 0 | 0 | 12 | 1
NO |  | 144 | 2015 | 3 | 10 | 10 |  |  |  | 138 | 138 | WH | 25.37 | 0 | 0 | 954ACSR45X7 | 0 | 0 | 0 | 0 | 0 | 0 | 0 | 0 | 0 | 0 | 0 | 0 | 0 | 0 | 0 | 0 | 0 | 0 | 0 | 0 | 0 | 0 | 0 | 12 | 1
NO |  | 144 | 2015 | 3 | 11 | 11 |  |  |  | 138 | 138 | WP | 2.13 | 0 | 0 | 477ACSR26X7 | 0 | 0 | 0 | 0 | 0 | 0 | 0 | 0 | 0 | 0 | 0 | 0 | 0 | 0 | 0 | 0 | 0 | 0 | 0 | 0 | 0 | 0 | 0 | 12 | 1
NO |  | 144 | 2015 | 3 | 12 | 12 |  |  |  | 138 | 138 | WP | 10.88 | 0.14 | 0 | 954ACSR45X7 | 0 | 0 | 0 | 0 | 0 | 0 | 0 | 0 | 0 | 0 | 0 | 0 | 0 | 0 | 0 | 0 | 0 | 0 | 0 | 0 | 0 | 0 | 0 | 12 | 1
NO |  | 144 | 2015 | 3 | 13 | 13 |  | 13830 COLMUBUS | SEYMOUR | 138 | 138 | WH | 13.93 | 0 | 1 | 397ACSR30X7 | 0 | 0 | 0 | 0 | 0 | 0 | 0 | 0 | 0 | 0 | 0 | 0 | 0 | 0 | 0 | 0 | 0 | 0 | 0 | 0 | 0 | 0 | 0 | 12 | 1
NO |  | 144 | 2015 | 3 | 14 | 14 |  |  |  | 138 | 138 | WP | 0.52 | 0 | 0 | 397ACSR30X7 | 0 | 0 | 0 | 0 | 0 | 0 | 0 | 0 | 0 | 0 | 0 | 0 | 0 | 0 | 0 | 0 | 0 | 0 | 0 | 0 | 0 | 0 | 0 | 12 | 1
NO |  | 144 | 2015 | 3 | 15 | 15 |  |  |  | 138 | 138 | WP | 0.22 | 0 | 0 | 954ACSR45X7 | 0 | 0 | 0 | 0 | 0 | 0 | 0 | 0 | 0 | 0 | 0 | 0 | 0 | 0 | 0 | 0 | 0 | 0 | 0 | 0 | 0 | 0 | 0 | 12 | 1
NO |  | 144 | 2015 | 3 | 16 | 16 |  | 13831 COLUMBUS | BATESVILLE | 138 | 138 | ST | 0.09 | 0 | 1 | 397ACSR30X7 | 0 | 0 | 0 | 0 | 0 | 0 | 0 | 0 | 0 | 0 | 0 | 0 | 0 | 0 | 0 | 0 | 0 | 0 | 0 | 0 | 0 | 0 | 0 | 12 | 1
NO |  | 144 | 2015 | 3 | 17 | 17 |  |  |  | 138 | 138 | ST | 0.14 | 0 | 0 | 900ACS454X7 | 0 | 0 | 0 | 0 | 0 | 0 | 0 | 0 | 0 | 0 | 0 | 0 | 0 | 0 | 0 | 0 | 0 | 0 | 0 | 0 | 0 | 0 | 0 | 12 | 1
NO |  | 144 | 2015 | 3 | 18 | 18 |  |  |  | 138 | 138 | WH | 34.52 | 0 | 0 | 397ACSR30X7 | 0 | 0 | 0 | 0 | 0 | 0 | 0 | 0 | 0 | 0 | 0 | 0 | 0 | 0 | 0 | 0 | 0 | 0 | 0 | 0 | 0 | 0 | 0 | 12 | 1
NO |  | 144 | 2015 | 3 | 19 | 19 |  |  |  | 138 | 138 | WH | 1.13 | 0 | 0 | 900ACSR54X7 | 0 | 0 | 0 | 0 | 0 | 0 | 0 | 0 | 0 | 0 | 0 | 0 | 0 | 0 | 0 | 0 | 0 | 0 | 0 | 0 | 0 | 0 | 0 | 12 | 1
NO |  | 144 | 2015 | 3 | 20 | 20 |  | 13832 SHELBYVILLE | GREENDALE | 138 | 138 | ST | 8.74 | 0 | 1 | 397ACSR30X7 | 0 | 0 | 0 | 0 | 0 | 0 | 0 | 0 | 0 | 0 | 0 | 0 | 0 | 0 | 0 | 0 | 0 | 0 | 0 | 0 | 0 | 0 | 0 | 12 | 1
NO |  | 144 | 2015 | 3 | 21 | 21 |  |  |  | 138 | 138 | ST | 8.36 | 0 | 0 | 795ACSR26X7 | 0 | 0 | 0 | 0 | 0 | 0 | 0 | 0 | 0 | 0 | 0 | 0 | 0 | 0 | 0 | 0 | 0 | 0 | 0 | 0 | 0 | 0 | 0 | 12 | 1
NO |  | 144 | 2015 | 3 | 22 | 22 |  |  |  | 138 | 138 | WH | 6.67 | 0 | 0 | 954ACSR45X7 | 0 | 0 | 0 | 0 | 0 | 0 | 0 | 0 | 0 | 0 | 0 | 0 | 0 | 0 | 0 | 0 | 0 | 0 | 0 | 0 | 0 | 0 | 0 | 12 | 1
NO |  | 144 | 2015 | 3 | 23 | 23 |  | 13833 CONNERSVILLE | BATESVILLE | 138 | 138 | SP | 0.01 | 0 | 1 | 477ACSR26X7 | 0 | 0 | 0 | 0 | 0 | 0 | 0 | 0 | 0 | 0 | 0 | 0 | 0 | 0 | 0 | 0 | 0 | 0 | 0 | 0 | 0 | 0 | 0 | 12 | 1
NO |  | 144 | 2015 | 3 | 24 | 24 |  |  |  | 138 | 138 | WH | 30.5 | 0 | 0 | 477ACSR26X7 | 0 | 0 | 0 | 0 | 0 | 0 | 0 | 0 | 0 | 0 | 0 | 0 | 0 | 0 | 0 | 0 | 0 | 0 | 0 | 0 | 0 | 0 | 0 | 12 | 1
NO |  | 144 | 2015 | 3 | 25 | 25 |  |  |  | 138 | 138 | WP | 0.06 | 0 | 0 | 336AAACB19 | 0 | 0 | 0 | 0 | 0 | 0 | 0 | 0 | 0 | 0 | 0 | 0 | 0 | 0 | 0 | 0 | 0 | 0 | 0 | 0 | 0 | 0 | 0 | 12 | 1
NO |  | 144 | 2015 | 3 | 26 | 26 |  |  |  | 138 | 138 | WP | 0.16 | 0 | 0 | 477ACSR26X7 | 0 | 0 | 0 | 0 | 0 | 0 | 0 | 0 | 0 | 0 | 0 | 0 | 0 | 0 | 0 | 0 | 0 | 0 | 0 | 0 | 0 | 0 | 0 | 12 | 1
NO |  | 144 | 2015 | 3 | 27 | 27 |  | 13835 CONNERSVILLE | NEW CASTLE | 138 | 138 | ST | 0.83 | 3.76 | 1 | 477ACSR26X7 | 0 | 0 | 0 | 0 | 0 | 0 | 0 | 0 | 0 | 0 | 0 | 0 | 0 | 0 | 0 | 0 | 0 | 0 | 0 | 0 | 0 | 0 | 0 | 12 | 1
NO |  | 144 | 2015 | 3 | 28 | 28 |  |  |  | 138 | 138 | WH | 18.69 | 0 | 0 | 477ACSR26X7 | 0 | 0 | 0 | 0 | 0 | 0 | 0 | 0 | 0 | 0 | 0 | 0 | 0 | 0 | 0 | 0 | 0 | 0 | 0 | 0 | 0 | 0 | 0 | 12 | 1
NO |  | 144 | 2015 | 3 | 29 | 29 |  | 13836 BLOOMINGTON | BEDFORD | 138 | 138 | ST | 0 | 1.86 | 1 | 477ACSR26X7 | 0 | 0 | 0 | 0 | 0 | 0 | 0 | 0 | 0 | 0 | 0 | 0 | 0 | 0 | 0 | 0 | 0 | 0 | 0 | 0 | 0 | 0 | 0 | 12 | 1
NO |  | 144 | 2015 | 3 | 30 | 30 |  |  |  | 138 | 138 | WH | 10.55 | 0 | 0 | 477ACSR26X7 | 0 | 0 | 0 | 0 | 0 | 0 | 0 | 0 | 0 | 0 | 0 | 0 | 0 | 0 | 0 | 0 | 0 | 0 | 0 | 0 | 0 | 0 | 0 | 12 | 1
NO |  | 144 | 2015 | 3 | 31 | 31 |  |  |  | 138 | 138 | WP | 0.06 | 0 | 0 | 477ACSR26X7 | 0 | 0 | 0 | 0 | 0 | 0 | 0 | 0 | 0 | 0 | 0 | 0 | 0 | 0 | 0 | 0 | 0 | 0 | 0 | 0 | 0 | 0 | 0 | 12 | 1
NO |  | 144 | 2015 | 3 | 32 | 32 |  |  |  | 138 | 138 | WP | 0.66 | 0 | 0 | 954ACSR45X7 | 0 | 0 | 0 | 0 | 0 | 0 | 0 | 0 | 0 | 0 | 0 | 0 | 0 | 0 | 0 | 0 | 0 | 0 | 0 | 0 | 0 | 0 | 0 | 12 | 1
NO |  | 144 | 2015 | 3 | 33 | 33 |  | 13837 BLOOMINGTON | BEDFORD | 138 | 138 | SP | 0.32 | 0 | 1 | 477ACSR26X7 | 0 | 0 | 0 | 0 | 0 | 0 | 0 | 0 | 0 | 0 | 0 | 0 | 0 | 0 | 0 | 0 | 0 | 0 | 0 | 0 | 0 | 0 | 0 | 12 | 1
NO |  | 144 | 2015 | 3 | 34 | 34 |  |  |  | 138 | 138 | ST | 2.47 | 0 | 0 | 477ACSR26X7 | 0 | 0 | 0 | 0 | 0 | 0 | 0 | 0 | 0 | 0 | 0 | 0 | 0 | 0 | 0 | 0 | 0 | 0 | 0 | 0 | 0 | 0 | 0 | 12 | 1
NO |  | 144 | 2015 | 3 | 35 | 35 |  |  |  | 138 | 138 | WH | 20.42 | 0 | 0 | 477ACSR26X7 | 0 | 0 | 0 | 0 | 0 | 0 | 0 | 0 | 0 | 0 | 0 | 0 | 0 | 0 | 0 | 0 | 0 | 0 | 0 | 0 | 0 | 0 | 0 | 12 | 1
NO |  | 144 | 2015 | 4 | 1 | 1 |  | 13837 BLOOMINGTON | BEDFORD (cont'd) | 138 | 138 | WP | 0.22 | 0 | 0 | 954ACSR45X7 | 0 | 0 | 0 | 0 | 0 | 0 | 0 | 0 | 0 | 0 | 0 | 0 | 0 | 0 | 0 | 0 | 0 | 0 | 0 | 0 | 0 | 0 | 0 | 12 | 1
NO |  | 144 | 2015 | 4 | 2 | 2 |  | 13838 EDWARDSPORT | OAKLAND CITY | 138 | 138 | CP | 4.24 | 0 | 1 | 954ACSR45X7 | 0 | 0 | 0 | 0 | 0 | 0 | 0 | 0 | 0 | 0 | 0 | 0 | 0 | 0 | 0 | 0 | 0 | 0 | 0 | 0 | 0 | 0 | 0 | 12 | 1
NO |  | 144 | 2015 | 4 | 3 | 3 |  |  |  | 138 | 138 | SP | 0.41 | 0 | 0 | 397ACSR30X7 | 0 | 0 | 0 | 0 | 0 | 0 | 0 | 0 | 0 | 0 | 0 | 0 | 0 | 0 | 0 | 0 | 0 | 0 | 0 | 0 | 0 | 0 | 0 | 12 | 1
NO |  | 144 | 2015 | 4 | 4 | 4 |  |  |  | 138 | 138 | SP | 0 | 0.54 | 0 | 477ACSR26X7 | 0 | 0 | 0 | 0 | 0 | 0 | 0 | 0 | 0 | 0 | 0 | 0 | 0 | 0 | 0 | 0 | 0 | 0 | 0 | 0 | 0 | 0 | 0 | 12 | 1
NO |  | 144 | 2015 | 4 | 5 | 5 |  |  |  | 138 | 138 | SP | 0.46 | 0 | 0 | 954ACSR45X7 | 0 | 0 | 0 | 0 | 0 | 0 | 0 | 0 | 0 | 0 | 0 | 0 | 0 | 0 | 0 | 0 | 0 | 0 | 0 | 0 | 0 | 0 | 0 | 12 | 1
NO |  | 144 | 2015 | 4 | 6 | 6 |  |  |  | 138 | 138 | ST | 0.01 | 2.6 | 0 | 477ACSR26X7 | 0 | 0 | 0 | 0 | 0 | 0 | 0 | 0 | 0 | 0 | 0 | 0 | 0 | 0 | 0 | 0 | 0 | 0 | 0 | 0 | 0 | 0 | 0 | 12 | 1
NO |  | 144 | 2015 | 4 | 7 | 7 |  |  |  | 138 | 138 | WH | 11.09 | 0 | 0 | 397ACSR30X7 | 0 | 0 | 0 | 0 | 0 | 0 | 0 | 0 | 0 | 0 | 0 | 0 | 0 | 0 | 0 | 0 | 0 | 0 | 0 | 0 | 0 | 0 | 0 | 12 | 1
NO |  | 144 | 2015 | 4 | 8 | 8 |  |  |  | 138 | 138 | WH | 1.99 | 0 | 0 | 477ACSR26X7 | 0 | 0 | 0 | 0 | 0 | 0 | 0 | 0 | 0 | 0 | 0 | 0 | 0 | 0 | 0 | 0 | 0 | 0 | 0 | 0 | 0 | 0 | 0 | 12 | 1
NO |  | 144 | 2015 | 4 | 9 | 9 |  |  |  | 138 | 138 | WP | 2.44 | 0 | 0 | 477ACSR26X7 | 0 | 0 | 0 | 0 | 0 | 0 | 0 | 0 | 0 | 0 | 0 | 0 | 0 | 0 | 0 | 0 | 0 | 0 | 0 | 0 | 0 | 0 | 0 | 12 | 1
NO |  | 144 | 2015 | 4 | 10 | 10 |  | 13839 COLUMBUS | BATESVILLE | 138 | 138 | WH | 3.89 | 0 | 1 | 477ACSR26X7 | 0 | 0 | 0 | 0 | 0 | 0 | 0 | 0 | 0 | 0 | 0 | 0 | 0 | 0 | 0 | 0 | 0 | 0 | 0 | 0 | 0 | 0 | 0 | 12 | 1
NO |  | 144 | 2015 | 4 | 11 | 11 |  |  |  | 138 | 138 | WP | 0.16 | 0 | 0 | 477ACSR26X7 | 0 | 0 | 0 | 0 | 0 | 0 | 0 | 0 | 0 | 0 | 0 | 0 | 0 | 0 | 0 | 0 | 0 | 0 | 0 | 0 | 0 | 0 | 0 | 12 | 1
NO |  | 144 | 2015 | 4 | 12 | 12 |  | 13840 DRESSER | GALLAGHER | 138 | 138 | SP | 0.13 | 0 | 1 | 477ACSR2X67 | 0 | 0 | 0 | 0 | 0 | 0 | 0 | 0 | 0 | 0 | 0 | 0 | 0 | 0 | 0 | 0 | 0 | 0 | 0 | 0 | 0 | 0 | 0 | 12 | 1
NO |  | 144 | 2015 | 4 | 13 | 13 |  |  |  | 138 | 138 | ST | 2.76 | 0 | 0 | 250CUB12 | 0 | 0 | 0 | 0 | 0 | 0 | 0 | 0 | 0 | 0 | 0 | 0 | 0 | 0 | 0 | 0 | 0 | 0 | 0 | 0 | 0 | 0 | 0 | 12 | 1
NO |  | 144 | 2015 | 4 | 14 | 14 |  |  |  | 138 | 138 | WH | 26.06 | 0 | 0 | 250CUB12 | 0 | 0 | 0 | 0 | 0 | 0 | 0 | 0 | 0 | 0 | 0 | 0 | 0 | 0 | 0 | 0 | 0 | 0 | 0 | 0 | 0 | 0 | 0 | 12 | 1
NO |  | 144 | 2015 | 4 | 15 | 15 |  |  |  | 138 | 138 | WH | 0.36 | 0 | 0 | 397ACSR30X7 | 0 | 0 | 0 | 0 | 0 | 0 | 0 | 0 | 0 | 0 | 0 | 0 | 0 | 0 | 0 | 0 | 0 | 0 | 0 | 0 | 0 | 0 | 0 | 12 | 1
NO |  | 144 | 2015 | 4 | 16 | 16 |  |  |  | 138 | 138 | WH | 1.5 | 0 | 0 | 795ACSR26X7 | 0 | 0 | 0 | 0 | 0 | 0 | 0 | 0 | 0 | 0 | 0 | 0 | 0 | 0 | 0 | 0 | 0 | 0 | 0 | 0 | 0 | 0 | 0 | 12 | 1
NO |  | 144 | 2015 | 4 | 17 | 17 |  |  |  | 138 | 138 | WP | 0.11 | 0 | 0 | 336ACSR26X7 | 0 | 0 | 0 | 0 | 0 | 0 | 0 | 0 | 0 | 0 | 0 | 0 | 0 | 0 | 0 | 0 | 0 | 0 | 0 | 0 | 0 | 0 | 0 | 12 | 1
NO |  | 144 | 2015 | 4 | 18 | 18 |  |  |  | 138 | 138 | WP | 0.29 | 0 | 0 | 397ACSR30X7 | 0 | 0 | 0 | 0 | 0 | 0 | 0 | 0 | 0 | 0 | 0 | 0 | 0 | 0 | 0 | 0 | 0 | 0 | 0 | 0 | 0 | 0 | 0 | 12 | 1
NO |  | 144 | 2015 | 4 | 19 | 19 |  | 13842 NOBLESVILLE GS | NEW CASTLE | 138 | 138 | ST | 1.58 | 0 | 1 | 300CUB19 | 0 | 0 | 0 | 0 | 0 | 0 | 0 | 0 | 0 | 0 | 0 | 0 | 0 | 0 | 0 | 0 | 0 | 0 | 0 | 0 | 0 | 0 | 0 | 12 | 1
NO |  | 144 | 2015 | 4 | 20 | 20 |  |  |  | 138 | 138 | ST | 9.49 | 0 | 0 | 477ACSR26X7 | 0 | 0 | 0 | 0 | 0 | 0 | 0 | 0 | 0 | 0 | 0 | 0 | 0 | 0 | 0 | 0 | 0 | 0 | 0 | 0 | 0 | 0 | 0 | 12 | 1
NO |  | 144 | 2015 | 4 | 21 | 21 |  | 13843 FIVE POINTS | NEW CASTLE | 138 | 138 | WP | 0.44 | 0 | 1 | 336ACSR26X7 | 0 | 0 | 0 | 0 | 0 | 0 | 0 | 0 | 0 | 0 | 0 | 0 | 0 | 0 | 0 | 0 | 0 | 0 | 0 | 0 | 0 | 0 | 0 | 12 | 1
NO |  | 144 | 2015 | 4 | 22 | 22 |  | 13845 WABASH RIVER STA | DRESSER | 138 | 138 | ST | 1.4 | 0 | 1 | 477ACSR26X7 | 0 | 0 | 0 | 0 | 0 | 0 | 0 | 0 | 0 | 0 | 0 | 0 | 0 | 0 | 0 | 0 | 0 | 0 | 0 | 0 | 0 | 0 | 0 | 12 | 1
NO |  | 144 | 2015 | 4 | 23 | 23 |  |  |  | 138 | 138 | WH | 5.81 | 0 | 0 | 477ACSR26X7 | 0 | 0 | 0 | 0 | 0 | 0 | 0 | 0 | 0 | 0 | 0 | 0 | 0 | 0 | 0 | 0 | 0 | 0 | 0 | 0 | 0 | 0 | 0 | 12 | 1
NO |  | 144 | 2015 | 4 | 24 | 24 |  |  |  | 138 | 138 | WP | 2.34 | 0 | 0 | 477ACSR26X7 | 0 | 0 | 0 | 0 | 0 | 0 | 0 | 0 | 0 | 0 | 0 | 0 | 0 | 0 | 0 | 0 | 0 | 0 | 0 | 0 | 0 | 0 | 0 | 12 | 1
NO |  | 144 | 2015 | 4 | 25 | 25 |  | 13846 WABASH RIVER GS | LAFAYETTE | 138 | 138 | ST | 1.67 | 0 | 1 | 477ACSR26X7 | 0 | 0 | 0 | 0 | 0 | 0 | 0 | 0 | 0 | 0 | 0 | 0 | 0 | 0 | 0 | 0 | 0 | 0 | 0 | 0 | 0 | 0 | 0 | 12 | 1
NO |  | 144 | 2015 | 4 | 26 | 26 |  |  |  | 138 | 230 | ST | 0 | 7.5 | 0 | 565ACSS20X7 | 0 | 0 | 0 | 0 | 0 | 0 | 0 | 0 | 0 | 0 | 0 | 0 | 0 | 0 | 0 | 0 | 0 | 0 | 0 | 0 | 0 | 0 | 0 | 12 | 1
NO |  | 144 | 2015 | 4 | 27 | 27 |  |  |  | 138 | 138 | WH | 1.36 | 0 | 0 | 477ACSR26X7 | 0 | 0 | 0 | 0 | 0 | 0 | 0 | 0 | 0 | 0 | 0 | 0 | 0 | 0 | 0 | 0 | 0 | 0 | 0 | 0 | 0 | 0 | 0 | 12 | 1
NO |  | 144 | 2015 | 4 | 28 | 28 |  |  |  | 138 | 138 | WH | 39.8 | 0 | 0 | 565ACSS20X7 | 0 | 0 | 0 | 0 | 0 | 0 | 0 | 0 | 0 | 0 | 0 | 0 | 0 | 0 | 0 | 0 | 0 | 0 | 0 | 0 | 0 | 0 | 0 | 12 | 1
NO |  | 144 | 2015 | 4 | 29 | 29 |  | 13847 WABASH RIVER | TERRE HAUTE EAST | 138 | 138 | ST | 0.77 | 0 | 1 | 336ACSR26X7 | 0 | 0 | 0 | 0 | 0 | 0 | 0 | 0 | 0 | 0 | 0 | 0 | 0 | 0 | 0 | 0 | 0 | 0 | 0 | 0 | 0 | 0 | 0 | 12 | 1
NO |  | 144 | 2015 | 4 | 30 | 30 |  |  |  | 138 | 230 | ST | 0 | 5.4 | 0 | 477ACSR26X7 | 0 | 0 | 0 | 0 | 0 | 0 | 0 | 0 | 0 | 0 | 0 | 0 | 0 | 0 | 0 | 0 | 0 | 0 | 0 | 0 | 0 | 0 | 0 | 12 | 1
NO |  | 144 | 2015 | 4 | 31 | 31 |  |  |  | 138 | 230 | ST | 0 | 6.38 | 0 | 954ACSSTW20X7 | 0 | 0 | 0 | 0 | 0 | 0 | 0 | 0 | 0 | 0 | 0 | 0 | 0 | 0 | 0 | 0 | 0 | 0 | 0 | 0 | 0 | 0 | 0 | 12 | 1
NO |  | 144 | 2015 | 4 | 32 | 32 |  |  |  | 138 | 138 | WH | 0 | 2.89 | 0 | 4/0CUB7 | 0 | 0 | 0 | 0 | 0 | 0 | 0 | 0 | 0 | 0 | 0 | 0 | 0 | 0 | 0 | 0 | 0 | 0 | 0 | 0 | 0 | 0 | 0 | 12 | 1
NO |  | 144 | 2015 | 4 | 33 | 33 |  |  |  | 138 | 138 | WH | 2.8 | 0 | 0 | 954ACSR45X7 | 0 | 0 | 0 | 0 | 0 | 0 | 0 | 0 | 0 | 0 | 0 | 0 | 0 | 0 | 0 | 0 | 0 | 0 | 0 | 0 | 0 | 0 | 0 | 12 | 1
NO |  | 144 | 2015 | 4 | 34 | 34 |  |  |  | 138 | 138 | WP | 1.59 | 0 | 0 | 477ACSR26X7 | 0 | 0 | 0 | 0 | 0 | 0 | 0 | 0 | 0 | 0 | 0 | 0 | 0 | 0 | 0 | 0 | 0 | 0 | 0 | 0 | 0 | 0 | 0 | 12 | 1
NO |  | 144 | 2015 | 4 | 35 | 35 |  |  |  | 138 | 138 | WP | 0.04 | 0 | 0 | 954ACSSTW20X7 | 0 | 0 | 0 | 0 | 0 | 0 | 0 | 0 | 0 | 0 | 0 | 0 | 0 | 0 | 0 | 0 | 0 | 0 | 0 | 0 | 0 | 0 | 0 | 12 | 1
NO |  | 144 | 2015 | 5 | 1 | 1 |  | 13848 KOKOMO HIGHLAND PARK | WABASH | 138 | 138 | SH | 23.01 | 0 | 1 | 954ACSR45X7 | 0 | 0 | 0 | 0 | 0 | 0 | 0 | 0 | 0 | 0 | 0 | 0 | 0 | 0 | 0 | 0 | 0 | 0 | 0 | 0 | 0 | 0 | 0 | 12 | 1
NO |  | 144 | 2015 | 5 | 2 | 2 |  |  |  | 138 | 138 | ST | 2.95 | 0 | 0 | 397ACSR30X7 | 0 | 0 | 0 | 0 | 0 | 0 | 0 | 0 | 0 | 0 | 0 | 0 | 0 | 0 | 0 | 0 | 0 | 0 | 0 | 0 | 0 | 0 | 0 | 12 | 1
NO |  | 144 | 2015 | 5 | 3 | 3 |  | 13849 CADIZ 138 | ANDERSON CT (IMPA) | 138 | 138 | ST | 2.41 | 0 | 1 | 477ACSR26X7 | 0 | 0 | 0 | 0 | 0 | 0 | 0 | 0 | 0 | 0 | 0 | 0 | 0 | 0 | 0 | 0 | 0 | 0 | 0 | 0 | 0 | 0 | 0 | 12 | 1
NO |  | 144 | 2015 | 5 | 4 | 4 |  |  |  | 138 | 138 | WH | 10.27 | 0 | 0 | 477ACSR26X7 | 0 | 0 | 0 | 0 | 0 | 0 | 0 | 0 | 0 | 0 | 0 | 0 | 0 | 0 | 0 | 0 | 0 | 0 | 0 | 0 | 0 | 0 | 0 | 12 | 1
NO |  | 144 | 2015 | 5 | 5 | 5 |  |  |  | 138 | 138 | WP | 0.09 | 0 | 0 | 477ACSR26X7 | 0 | 0 | 0 | 0 | 0 | 0 | 0 | 0 | 0 | 0 | 0 | 0 | 0 | 0 | 0 | 0 | 0 | 0 | 0 | 0 | 0 | 0 | 0 | 12 | 1
NO |  | 144 | 2015 | 5 | 6 | 6 |  | 13850 GALLAGHER GS | MADISON | 138 | 138 | SP | 1.43 | 0 | 1 | 477ACSR26X7 | 0 | 0 | 0 | 0 | 0 | 0 | 0 | 0 | 0 | 0 | 0 | 0 | 0 | 0 | 0 | 0 | 0 | 0 | 0 | 0 | 0 | 0 | 0 | 12 | 1
NO |  | 144 | 2015 | 5 | 7 | 7 |  |  |  | 138 | 138 | SP | 0 | 0.01 | 0 | 954AACB37 | 0 | 0 | 0 | 0 | 0 | 0 | 0 | 0 | 0 | 0 | 0 | 0 | 0 | 0 | 0 | 0 | 0 | 0 | 0 | 0 | 0 | 0 | 0 | 12 | 1
NO |  | 144 | 2015 | 5 | 8 | 8 |  |  |  | 138 | 138 | SP | 0.71 | 0.68 | 0 | 954ACSR45X7 | 0 | 0 | 0 | 0 | 0 | 0 | 0 | 0 | 0 | 0 | 0 | 0 | 0 | 0 | 0 | 0 | 0 | 0 | 0 | 0 | 0 | 0 | 0 | 12 | 1
NO |  | 144 | 2015 | 5 | 9 | 9 |  |  |  | 138 | 138 | ST | 15.89 | 3.81 | 0 | 477ACSR26X7 | 0 | 0 | 0 | 0 | 0 | 0 | 0 | 0 | 0 | 0 | 0 | 0 | 0 | 0 | 0 | 0 | 0 | 0 | 0 | 0 | 0 | 0 | 0 | 12 | 1
NO |  | 144 | 2015 | 5 | 10 | 10 |  |  |  | 138 | 138 | ST | 0.01 | 0 | 0 | 954AACB37 | 0 | 0 | 0 | 0 | 0 | 0 | 0 | 0 | 0 | 0 | 0 | 0 | 0 | 0 | 0 | 0 | 0 | 0 | 0 | 0 | 0 | 0 | 0 | 12 | 1
NO |  | 144 | 2015 | 5 | 11 | 11 |  | 13851 SEYMOUR | MADISON | 138 | 138 | WH | 11.74 | 0 | 1 | 397ACSR30X7 | 0 | 0 | 0 | 0 | 0 | 0 | 0 | 0 | 0 | 0 | 0 | 0 | 0 | 0 | 0 | 0 | 0 | 0 | 0 | 0 | 0 | 0 | 0 | 12 | 1
NO |  | 144 | 2015 | 5 | 12 | 12 |  |  |  | 138 | 138 | WH | 3.1 | 0 | 0 | 477ACSR26X7 | 0 | 0 | 0 | 0 | 0 | 0 | 0 | 0 | 0 | 0 | 0 | 0 | 0 | 0 | 0 | 0 | 0 | 0 | 0 | 0 | 0 | 0 | 0 | 12 | 1
NO |  | 144 | 2015 | 5 | 13 | 13 |  |  |  | 138 | 138 | WP | 0.36 | 0 | 0 | 397ACSR30X7 | 0 | 0 | 0 | 0 | 0 | 0 | 0 | 0 | 0 | 0 | 0 | 0 | 0 | 0 | 0 | 0 | 0 | 0 | 0 | 0 | 0 | 0 | 0 | 12 | 1
NO |  | 144 | 2015 | 5 | 14 | 14 |  |  |  | 138 | 138 | WP | 1.1 | 0 | 0 | 477ACSR26X7 | 0 | 0 | 0 | 0 | 0 | 0 | 0 | 0 | 0 | 0 | 0 | 0 | 0 | 0 | 0 | 0 | 0 | 0 | 0 | 0 | 0 | 0 | 0 | 12 | 1
NO |  | 144 | 2015 | 5 | 15 | 15 |  | 13852 DRESSER | GALLAGHER GS | 138 | 138 | ST | 4.72 | 0 | 1 | 477ACSR26X7 | 0 | 0 | 0 | 0 | 0 | 0 | 0 | 0 | 0 | 0 | 0 | 0 | 0 | 0 | 0 | 0 | 0 | 0 | 0 | 0 | 0 | 0 | 0 | 12 | 1
NO |  | 144 | 2015 | 5 | 16 | 16 |  | 13853 PLAINFIELD | NOBLESVILLE | 138 | 138 | SP | 0.03 | 0 | 1 | 477ACSR26X7 | 0 | 0 | 0 | 0 | 0 | 0 | 0 | 0 | 0 | 0 | 0 | 0 | 0 | 0 | 0 | 0 | 0 | 0 | 0 | 0 | 0 | 0 | 0 | 12 | 1
NO |  | 144 | 2015 | 5 | 17 | 17 |  |  |  | 138 | 138 | SP | 1.19 | 0 | 0 | 954ACSR45X7 | 0 | 0 | 0 | 0 | 0 | 0 | 0 | 0 | 0 | 0 | 0 | 0 | 0 | 0 | 0 | 0 | 0 | 0 | 0 | 0 | 0 | 0 | 0 | 12 | 1
NO |  | 144 | 2015 | 5 | 18 | 18 |  |  |  | 138 | 138 | WP | 1.26 | 0 | 0 | 477ACSR26X7 | 0 | 0 | 0 | 0 | 0 | 0 | 0 | 0 | 0 | 0 | 0 | 0 | 0 | 0 | 0 | 0 | 0 | 0 | 0 | 0 | 0 | 0 | 0 | 12 | 1
NO |  | 144 | 2015 | 5 | 19 | 19 |  |  |  | 138 | 138 | WP | 5.78 | 0 | 0 | 954ACSR45X7 | 0 | 0 | 0 | 0 | 0 | 0 | 0 | 0 | 0 | 0 | 0 | 0 | 0 | 0 | 0 | 0 | 0 | 0 | 0 | 0 | 0 | 0 | 0 | 12 | 1
NO |  | 144 | 2015 | 5 | 20 | 20 |  | 13854 MADISON | WILMINGTON | 138 | 138 | WH | 19.74 | 0 | 1 | 397ACSR30X7 | 0 | 0 | 0 | 0 | 0 | 0 | 0 | 0 | 0 | 0 | 0 | 0 | 0 | 0 | 0 | 0 | 0 | 0 | 0 | 0 | 0 | 0 | 0 | 12 | 1
NO |  | 144 | 2015 | 5 | 21 | 21 |  | 13855 FAIRVIEW | GHENT GS | 138 | 138 | ST | 8.05 | 0 | 1 | 795SSAC26X7 | 0 | 0 | 0 | 0 | 0 | 0 | 0 | 0 | 0 | 0 | 0 | 0 | 0 | 0 | 0 | 0 | 0 | 0 | 0 | 0 | 0 | 0 | 0 | 12 | 1
NO |  | 144 | 2015 | 5 | 22 | 22 |  | 13856 EDWARDSPORT | LINTON | 138 | 138 | A | 0.02 | 0 | 1 | 954ACSR45X7 | 0 | 0 | 0 | 0 | 0 | 0 | 0 | 0 | 0 | 0 | 0 | 0 | 0 | 0 | 0 | 0 | 0 | 0 | 0 | 0 | 0 | 0 | 0 | 12 | 1
NO |  | 144 | 2015 | 5 | 23 | 23 |  |  |  | 138 | 138 | CP | 12.07 | 0 | 0 | 477ACSR26X7 | 0 | 0 | 0 | 0 | 0 | 0 | 0 | 0 | 0 | 0 | 0 | 0 | 0 | 0 | 0 | 0 | 0 | 0 | 0 | 0 | 0 | 0 | 0 | 12 | 1
NO |  | 144 | 2015 | 5 | 24 | 24 |  |  |  | 138 | 138 | SH | 0.07 | 0 | 0 | 954ACSR45X7 | 0 | 0 | 0 | 0 | 0 | 0 | 0 | 0 | 0 | 0 | 0 | 0 | 0 | 0 | 0 | 0 | 0 | 0 | 0 | 0 | 0 | 0 | 0 | 12 | 1
NO |  | 144 | 2015 | 5 | 25 | 25 |  |  |  | 138 | 138 | SP | 0.2 | 0 | 0 | 477ACSR26X7 | 0 | 0 | 0 | 0 | 0 | 0 | 0 | 0 | 0 | 0 | 0 | 0 | 0 | 0 | 0 | 0 | 0 | 0 | 0 | 0 | 0 | 0 | 0 | 12 | 1
NO |  | 144 | 2015 | 5 | 26 | 26 |  |  |  | 138 | 138 | ST | 0.36 | 0 | 0 | 477ACSR26X7 | 0 | 0 | 0 | 0 | 0 | 0 | 0 | 0 | 0 | 0 | 0 | 0 | 0 | 0 | 0 | 0 | 0 | 0 | 0 | 0 | 0 | 0 | 0 | 12 | 1
NO |  | 144 | 2015 | 5 | 27 | 27 |  |  |  | 138 | 138 | ST | 0.01 | 0 | 0 | 954ACSR45X7 | 0 | 0 | 0 | 0 | 0 | 0 | 0 | 0 | 0 | 0 | 0 | 0 | 0 | 0 | 0 | 0 | 0 | 0 | 0 | 0 | 0 | 0 | 0 | 12 | 1
NO |  | 144 | 2015 | 5 | 28 | 28 |  |  |  | 138 | 138 | WH | 8.54 | 0 | 0 | 397ACSR30X7 | 0 | 0 | 0 | 0 | 0 | 0 | 0 | 0 | 0 | 0 | 0 | 0 | 0 | 0 | 0 | 0 | 0 | 0 | 0 | 0 | 0 | 0 | 0 | 12 | 1
NO |  | 144 | 2015 | 5 | 29 | 29 |  |  |  | 138 | 138 | WP | 9.22 | 0 | 0 | 477ACSR26X7 | 0 | 0 | 0 | 0 | 0 | 0 | 0 | 0 | 0 | 0 | 0 | 0 | 0 | 0 | 0 | 0 | 0 | 0 | 0 | 0 | 0 | 0 | 0 | 12 | 1
NO |  | 144 | 2015 | 5 | 30 | 30 |  |  |  | 138 | 138 | WP | 0.77 | 0 | 0 | 954ACSR45X7 | 0 | 0 | 0 | 0 | 0 | 0 | 0 | 0 | 0 | 0 | 0 | 0 | 0 | 0 | 0 | 0 | 0 | 0 | 0 | 0 | 0 | 0 | 0 | 12 | 1
NO |  | 144 | 2015 | 5 | 31 | 31 |  | 13857 GALLAGHER GS | MADISON | 138 | 138 | A | 0.01 | 0 | 1 | 954ACSR45X7 | 0 | 0 | 0 | 0 | 0 | 0 | 0 | 0 | 0 | 0 | 0 | 0 | 0 | 0 | 0 | 0 | 0 | 0 | 0 | 0 | 0 | 0 | 0 | 12 | 1
NO |  | 144 | 2015 | 5 | 32 | 32 |  |  |  | 138 | 345 | SP | 0.76 | 0.16 | 0 | 954ACSR45X7 | 0 | 0 | 0 | 0 | 0 | 0 | 0 | 0 | 0 | 0 | 0 | 0 | 0 | 0 | 0 | 0 | 0 | 0 | 0 | 0 | 0 | 0 | 0 | 12 | 1
NO |  | 144 | 2015 | 5 | 33 | 33 |  |  |  | 138 | 138 | ST | 0.13 | 27.93 | 0 | 954ACSR45X7 | 0 | 0 | 0 | 0 | 0 | 0 | 0 | 0 | 0 | 0 | 0 | 0 | 0 | 0 | 0 | 0 | 0 | 0 | 0 | 0 | 0 | 0 | 0 | 12 | 1
NO |  | 144 | 2015 | 5 | 34 | 34 |  |  |  | 138 | 138 | WH | 3.22 | 0 | 0 | 477ACSR26X7 | 0 | 0 | 0 | 0 | 0 | 0 | 0 | 0 | 0 | 0 | 0 | 0 | 0 | 0 | 0 | 0 | 0 | 0 | 0 | 0 | 0 | 0 | 0 | 12 | 1
NO |  | 144 | 2015 | 5 | 35 | 35 |  |  |  | 138 | 138 | WH | 0.22 | 0 | 0 | 954ACSR45X7 | 0 | 0 | 0 | 0 | 0 | 0 | 0 | 0 | 0 | 0 | 0 | 0 | 0 | 0 | 0 | 0 | 0 | 0 | 0 | 0 | 0 | 0 | 0 | 12 | 1
NO |  | 144 | 2015 | 6 | 1 | 1 |  | 13857 GALLAGHER GS | MADISON (cont'd) | 138 | 138 | WP | 0.04 | 0 | 0 | 477ACSR26X7 | 0 | 0 | 0 | 0 | 0 | 0 | 0 | 0 | 0 | 0 | 0 | 0 | 0 | 0 | 0 | 0 | 0 | 0 | 0 | 0 | 0 | 0 | 0 | 12 | 1
NO |  | 144 | 2015 | 6 | 2 | 2 |  |  |  | 138 | 138 | WP | 6.84 | 0 | 0 | 954ACSR45X7 | 0 | 0 | 0 | 0 | 0 | 0 | 0 | 0 | 0 | 0 | 0 | 0 | 0 | 0 | 0 | 0 | 0 | 0 | 0 | 0 | 0 | 0 | 0 | 12 | 1
NO |  | 144 | 2015 | 6 | 3 | 3 |  | 13858 MADISON | WILMINGTON | 138 | 138 | WH | 9.39 | 0 | 1 | 477ACSR26X7 | 0 | 0 | 0 | 0 | 0 | 0 | 0 | 0 | 0 | 0 | 0 | 0 | 0 | 0 | 0 | 0 | 0 | 0 | 0 | 0 | 0 | 0 | 0 | 12 | 1
NO |  | 144 | 2015 | 6 | 4 | 4 |  |  |  | 138 | 138 | WH | 14.3 | 0 | 0 | 954ACSR45X7 | 0 | 0 | 0 | 0 | 0 | 0 | 0 | 0 | 0 | 0 | 0 | 0 | 0 | 0 | 0 | 0 | 0 | 0 | 0 | 0 | 0 | 0 | 0 | 12 | 1
NO |  | 144 | 2015 | 6 | 5 | 5 |  | 13859 DRESSER | STAUNTON | 138 | 138 | ST | 4.69 | 0 | 1 | 4/0CUB19 | 0 | 0 | 0 | 0 | 0 | 0 | 0 | 0 | 0 | 0 | 0 | 0 | 0 | 0 | 0 | 0 | 0 | 0 | 0 | 0 | 0 | 0 | 0 | 12 | 1
NO |  | 144 | 2015 | 6 | 6 | 6 |  |  |  | 138 | 138 | ST | 4.69 | 0 | 0 | 954ACSR45X7 | 0 | 0 | 0 | 0 | 0 | 0 | 0 | 0 | 0 | 0 | 0 | 0 | 0 | 0 | 0 | 0 | 0 | 0 | 0 | 0 | 0 | 0 | 0 | 12 | 1
NO |  | 144 | 2015 | 6 | 7 | 7 |  |  |  | 138 | 138 | WH | 0.09 | 0 | 0 | 336ACSR26X7 | 0 | 0 | 0 | 0 | 0 | 0 | 0 | 0 | 0 | 0 | 0 | 0 | 0 | 0 | 0 | 0 | 0 | 0 | 0 | 0 | 0 | 0 | 0 | 12 | 1
NO |  | 144 | 2015 | 6 | 8 | 8 |  |  |  | 138 | 138 | WH | 5.41 | 0 | 0 | 954ACSR45X7 | 0 | 0 | 0 | 0 | 0 | 0 | 0 | 0 | 0 | 0 | 0 | 0 | 0 | 0 | 0 | 0 | 0 | 0 | 0 | 0 | 0 | 0 | 0 | 12 | 1
NO |  | 144 | 2015 | 6 | 9 | 9 |  |  |  | 138 | 138 | WP | 0.14 | 0 | 0 | 336ACSR26X7 | 0 | 0 | 0 | 0 | 0 | 0 | 0 | 0 | 0 | 0 | 0 | 0 | 0 | 0 | 0 | 0 | 0 | 0 | 0 | 0 | 0 | 0 | 0 | 12 | 1
NO |  | 144 | 2015 | 6 | 10 | 10 |  |  |  | 138 | 138 | WP | 3.09 | 0 | 0 | 477ACSR26X7 | 0 | 0 | 0 | 0 | 0 | 0 | 0 | 0 | 0 | 0 | 0 | 0 | 0 | 0 | 0 | 0 | 0 | 0 | 0 | 0 | 0 | 0 | 0 | 12 | 1
NO |  | 144 | 2015 | 6 | 11 | 11 |  |  |  | 138 | 138 | WP | 0.75 | 0 | 0 | 954ACSR45X7 | 0 | 0 | 0 | 0 | 0 | 0 | 0 | 0 | 0 | 0 | 0 | 0 | 0 | 0 | 0 | 0 | 0 | 0 | 0 | 0 | 0 | 0 | 0 | 12 | 1
NO |  | 144 | 2015 | 6 | 12 | 12 |  | 13860 EDWARDSPORT | VINCENNES | 138 | 138 | ST | 0.08 | 0 | 1 | 954ACSR45X7 | 0 | 0 | 0 | 0 | 0 | 0 | 0 | 0 | 0 | 0 | 0 | 0 | 0 | 0 | 0 | 0 | 0 | 0 | 0 | 0 | 0 | 0 | 0 | 12 | 1
NO |  | 144 | 2015 | 6 | 13 | 13 |  |  |  | 138 | 138 | WH | 0.09 | 0 | 0 | 954ACSR45X7 | 0 | 0 | 0 | 0 | 0 | 0 | 0 | 0 | 0 | 0 | 0 | 0 | 0 | 0 | 0 | 0 | 0 | 0 | 0 | 0 | 0 | 0 | 0 | 12 | 1
NO |  | 144 | 2015 | 6 | 14 | 14 |  |  |  | 138 | 138 | WP | 3.9 | 0 | 0 | 954ACSR45X7 | 0 | 0 | 0 | 0 | 0 | 0 | 0 | 0 | 0 | 0 | 0 | 0 | 0 | 0 | 0 | 0 | 0 | 0 | 0 | 0 | 0 | 0 | 0 | 12 | 1
NO |  | 144 | 2015 | 6 | 15 | 15 |  | 13861 DRESSER | FIVE POINTS | 138 | 138 | ST | 17.16 | 0 | 1 | 954ACSR45X7 | 0 | 0 | 0 | 0 | 0 | 0 | 0 | 0 | 0 | 0 | 0 | 0 | 0 | 0 | 0 | 0 | 0 | 0 | 0 | 0 | 0 | 0 | 0 | 12 | 1
NO |  | 144 | 2015 | 6 | 16 | 16 |  |  |  | 138 | 138 | WH | 0.09 | 0 | 0 | 954ACSR45X7 | 0 | 0 | 0 | 0 | 0 | 0 | 0 | 0 | 0 | 0 | 0 | 0 | 0 | 0 | 0 | 0 | 0 | 0 | 0 | 0 | 0 | 0 | 0 | 12 | 1
NO |  | 144 | 2015 | 6 | 17 | 17 |  |  |  | 138 | 138 | WP | 3.68 | 0 | 0 | 954ACSR45X7 | 0 | 0 | 0 | 0 | 0 | 0 | 0 | 0 | 0 | 0 | 0 | 0 | 0 | 0 | 0 | 0 | 0 | 0 | 0 | 0 | 0 | 0 | 0 | 12 | 1
NO |  | 144 | 2015 | 6 | 18 | 18 |  | 13862 EDWARDSPORT | OAKLAND CITY | 138 | 138 | WH | 3.69 | 0 | 1 | 336ACSR26X7 | 0 | 0 | 0 | 0 | 0 | 0 | 0 | 0 | 0 | 0 | 0 | 0 | 0 | 0 | 0 | 0 | 0 | 0 | 0 | 0 | 0 | 0 | 0 | 12 | 1
NO |  | 144 | 2015 | 6 | 19 | 19 |  |  |  | 138 | 138 | WP | 1.97 | 0 | 0 | 336ACSR26X7 | 0 | 0 | 0 | 0 | 0 | 0 | 0 | 0 | 0 | 0 | 0 | 0 | 0 | 0 | 0 | 0 | 0 | 0 | 0 | 0 | 0 | 0 | 0 | 12 | 1
NO |  | 144 | 2015 | 6 | 20 | 20 |  |  |  | 138 | 138 | WP | 1.08 | 0 | 0 | 4/0ACSR6X1 | 0 | 0 | 0 | 0 | 0 | 0 | 0 | 0 | 0 | 0 | 0 | 0 | 0 | 0 | 0 | 0 | 0 | 0 | 0 | 0 | 0 | 0 | 0 | 12 | 1
NO |  | 144 | 2015 | 6 | 21 | 21 |  | 13863 GIBSON GS | OAKLAND CITY | 138 | 138 | WH | 4.58 | 0 | 1 | 954ACSR45X7 | 0 | 0 | 0 | 0 | 0 | 0 | 0 | 0 | 0 | 0 | 0 | 0 | 0 | 0 | 0 | 0 | 0 | 0 | 0 | 0 | 0 | 0 | 0 | 12 | 1
NO |  | 144 | 2015 | 6 | 22 | 22 |  |  |  | 138 | 138 | WP | 1.48 | 0 | 0 | 954ACSR45X7 | 0 | 0 | 0 | 0 | 0 | 0 | 0 | 0 | 0 | 0 | 0 | 0 | 0 | 0 | 0 | 0 | 0 | 0 | 0 | 0 | 0 | 0 | 0 | 12 | 1
NO |  | 144 | 2015 | 6 | 23 | 23 |  | 13864 SHELBYVILLE | GREENDALE | 138 | 138 | ST | 8.1 | 0 | 1 | 397ACSR30X7 | 0 | 0 | 0 | 0 | 0 | 0 | 0 | 0 | 0 | 0 | 0 | 0 | 0 | 0 | 0 | 0 | 0 | 0 | 0 | 0 | 0 | 0 | 0 | 12 | 1
NO |  | 144 | 2015 | 6 | 24 | 24 |  |  |  | 138 | 138 | WH | 0.1 | 0 | 0 | 954ACSR45X7 | 0 | 0 | 0 | 0 | 0 | 0 | 0 | 0 | 0 | 0 | 0 | 0 | 0 | 0 | 0 | 0 | 0 | 0 | 0 | 0 | 0 | 0 | 0 | 12 | 1
NO |  | 144 | 2015 | 6 | 25 | 25 |  | 13865 SHELBYVILLE | GREENDALE | 138 | 138 | SP | 0.04 | 0 | 1 | 954ACSR45X7 | 0 | 0 | 0 | 0 | 0 | 0 | 0 | 0 | 0 | 0 | 0 | 0 | 0 | 0 | 0 | 0 | 0 | 0 | 0 | 0 | 0 | 0 | 0 | 12 | 1
NO |  | 144 | 2015 | 6 | 26 | 26 |  |  |  | 138 | 138 | ST | 14.37 | 0 | 0 | 397ACSR30X7 | 0 | 0 | 0 | 0 | 0 | 0 | 0 | 0 | 0 | 0 | 0 | 0 | 0 | 0 | 0 | 0 | 0 | 0 | 0 | 0 | 0 | 0 | 0 | 12 | 1
NO |  | 144 | 2015 | 6 | 27 | 27 |  |  |  | 138 | 138 | WP | 0.44 | 0 | 0 | 954ACSR45X7 | 0 | 0 | 0 | 0 | 0 | 0 | 0 | 0 | 0 | 0 | 0 | 0 | 0 | 0 | 0 | 0 | 0 | 0 | 0 | 0 | 0 | 0 | 0 | 12 | 1
NO |  | 144 | 2015 | 6 | 28 | 28 |  | 13866 GALLAGHER | SPEED | 138 | 138 | SP | 0.46 | 0 | 1 | 954ACSR45X7 | 0 | 0 | 0 | 0 | 0 | 0 | 0 | 0 | 0 | 0 | 0 | 0 | 0 | 0 | 0 | 0 | 0 | 0 | 0 | 0 | 0 | 0 | 0 | 12 | 1
NO |  | 144 | 2015 | 6 | 29 | 29 |  |  |  | 138 | 138 | WP | 4.86 | 0 | 0 | 954ACSR45X7 | 0 | 0 | 0 | 0 | 0 | 0 | 0 | 0 | 0 | 0 | 0 | 0 | 0 | 0 | 0 | 0 | 0 | 0 | 0 | 0 | 0 | 0 | 0 | 12 | 1
NO |  | 144 | 2015 | 6 | 30 | 30 |  | 13867 DRESSER | FIVE POINTS | 138 | 138 | ST | 24.42 | 0 | 1 | 4/0CUB196W | 0 | 0 | 0 | 0 | 0 | 0 | 0 | 0 | 0 | 0 | 0 | 0 | 0 | 0 | 0 | 0 | 0 | 0 | 0 | 0 | 0 | 0 | 0 | 12 | 1
NO |  | 144 | 2015 | 6 | 31 | 31 |  |  |  | 138 | 138 | WH | 0.01 | 0 | 0 | 954ACSR45X7 | 0 | 0 | 0 | 0 | 0 | 0 | 0 | 0 | 0 | 0 | 0 | 0 | 0 | 0 | 0 | 0 | 0 | 0 | 0 | 0 | 0 | 0 | 0 | 12 | 1
NO |  | 144 | 2015 | 6 | 32 | 32 |  |  |  | 138 | 183 | WP | 0.07 | 0 | 0 | 954ACSR45X7 | 0 | 0 | 0 | 0 | 0 | 0 | 0 | 0 | 0 | 0 | 0 | 0 | 0 | 0 | 0 | 0 | 0 | 0 | 0 | 0 | 0 | 0 | 0 | 12 | 1
NO |  | 144 | 2015 | 6 | 33 | 33 |  | 13870 CARMEL SE | CARMEL SE JCT | 138 | 138 | WP | 1.74 | 0 | 1 | 954ACSR45X7 | 0 | 0 | 0 | 0 | 0 | 0 | 0 | 0 | 0 | 0 | 0 | 0 | 0 | 0 | 0 | 0 | 0 | 0 | 0 | 0 | 0 | 0 | 0 | 12 | 1
NO |  | 144 | 2015 | 6 | 34 | 34 |  | 13871 BEDFORD | BLOOMINGTON ROGERS ST | 138 | 138 | CP | 20.06 | 0 | 1 | 954ACSR45X7 | 0 | 0 | 0 | 0 | 0 | 0 | 0 | 0 | 0 | 0 | 0 | 0 | 0 | 0 | 0 | 0 | 0 | 0 | 0 | 0 | 0 | 0 | 0 | 12 | 1
NO |  | 144 | 2015 | 6 | 35 | 35 |  |  |  | 138 | 138 | WP | 0.1 | 0 | 0 | 954ACSR45X7 | 0 | 0 | 0 | 0 | 0 | 0 | 0 | 0 | 0 | 0 | 0 | 0 | 0 | 0 | 0 | 0 | 0 | 0 | 0 | 0 | 0 | 0 | 0 | 12 | 1
NO |  | 144 | 2015 | 7 | 1 | 1 |  | 13872 FIVE POINTS | NEW CASTLE | 138 | 138 | SP | 0.05 | 0 | 1 | 954ACSR45X7 | 0 | 0 | 0 | 0 | 0 | 0 | 0 | 0 | 0 | 0 | 0 | 0 | 0 | 0 | 0 | 0 | 0 | 0 | 0 | 0 | 0 | 0 | 0 | 12 | 1
NO |  | 144 | 2015 | 7 | 2 | 2 |  |  |  | 138 | 138 | ST | 2.42 | 0 | 0 | 300CUB19 | 0 | 0 | 0 | 0 | 0 | 0 | 0 | 0 | 0 | 0 | 0 | 0 | 0 | 0 | 0 | 0 | 0 | 0 | 0 | 0 | 0 | 0 | 0 | 12 | 1
NO |  | 144 | 2015 | 7 | 3 | 3 |  |  |  | 138 | 138 | ST | 0.08 | 0 | 0 | 477ACSR26X7 | 0 | 0 | 0 | 0 | 0 | 0 | 0 | 0 | 0 | 0 | 0 | 0 | 0 | 0 | 0 | 0 | 0 | 0 | 0 | 0 | 0 | 0 | 0 | 12 | 1
NO |  | 144 | 2015 | 7 | 4 | 4 |  | 13873 FIVE POINTS | NEW CASTLE | 138 | 138 | ST | 6.9 | 0 | 1 | 954SSAC54X7 | 0 | 0 | 0 | 0 | 0 | 0 | 0 | 0 | 0 | 0 | 0 | 0 | 0 | 0 | 0 | 0 | 0 | 0 | 0 | 0 | 0 | 0 | 0 | 12 | 1
NO |  | 144 | 2015 | 7 | 5 | 5 |  |  |  | 138 | 138 | WP | 0.09 | 0 | 0 | 954SSAC54X7 | 0 | 0 | 0 | 0 | 0 | 0 | 0 | 0 | 0 | 0 | 0 | 0 | 0 | 0 | 0 | 0 | 0 | 0 | 0 | 0 | 0 | 0 | 0 | 12 | 1
NO |  | 144 | 2015 | 7 | 6 | 6 |  | 13874 SHELBYVILLE | GREENDALE | 138 | 138 | ST | 14.84 | 0 | 1 | 397ACSR30X7 | 0 | 0 | 0 | 0 | 0 | 0 | 0 | 0 | 0 | 0 | 0 | 0 | 0 | 0 | 0 | 0 | 0 | 0 | 0 | 0 | 0 | 0 | 0 | 12 | 1
NO |  | 144 | 2015 | 7 | 7 | 7 |  |  |  | 138 | 138 | WP | 0.25 | 0 | 0 | 397ACSR30X7 | 0 | 0 | 0 | 0 | 0 | 0 | 0 | 0 | 0 | 0 | 0 | 0 | 0 | 0 | 0 | 0 | 0 | 0 | 0 | 0 | 0 | 0 | 0 | 12 | 1
NO |  | 144 | 2015 | 7 | 8 | 8 |  |  |  | 138 | 138 | WP | 0.1 | 0 | 0 | 954ACSR45X7 | 0 | 0 | 0 | 0 | 0 | 0 | 0 | 0 | 0 | 0 | 0 | 0 | 0 | 0 | 0 | 0 | 0 | 0 | 0 | 0 | 0 | 0 | 0 | 12 | 1
NO |  | 144 | 2015 | 7 | 9 | 9 |  | 13876 WABASH RIVER GS | LAFAYETTE | 138 | 138 | SP | 0.55 | 0 | 1 | 336ACSR26X7 | 0 | 0 | 0 | 0 | 0 | 0 | 0 | 0 | 0 | 0 | 0 | 0 | 0 | 0 | 0 | 0 | 0 | 0 | 0 | 0 | 0 | 0 | 0 | 12 | 1
NO |  | 144 | 2015 | 7 | 10 | 10 |  |  |  | 138 | 138 | SP | 0.13 | 0 | 0 | 954ACSR/OVAL | 0 | 0 | 0 | 0 | 0 | 0 | 0 | 0 | 0 | 0 | 0 | 0 | 0 | 0 | 0 | 0 | 0 | 0 | 0 | 0 | 0 | 0 | 0 | 12 | 1
NO |  | 144 | 2015 | 7 | 11 | 11 |  |  |  | 138 | 138 | ST | 1.19 | 0 | 0 | 336ACSR26X7 | 0 | 0 | 0 | 0 | 0 | 0 | 0 | 0 | 0 | 0 | 0 | 0 | 0 | 0 | 0 | 0 | 0 | 0 | 0 | 0 | 0 | 0 | 0 | 12 | 1
NO |  | 144 | 2015 | 7 | 12 | 12 |  |  |  | 138 | 138 | ST | 2.58 | 0 | 0 | 954ACSR/OVAL | 0 | 0 | 0 | 0 | 0 | 0 | 0 | 0 | 0 | 0 | 0 | 0 | 0 | 0 | 0 | 0 | 0 | 0 | 0 | 0 | 0 | 0 | 0 | 12 | 1
NO |  | 144 | 2015 | 7 | 13 | 13 |  |  |  | 138 | 138 | WH | 0.64 | 0 | 0 | 954ACSR/OVAL | 0 | 0 | 0 | 0 | 0 | 0 | 0 | 0 | 0 | 0 | 0 | 0 | 0 | 0 | 0 | 0 | 0 | 0 | 0 | 0 | 0 | 0 | 0 | 12 | 1
NO |  | 144 | 2015 | 7 | 14 | 14 |  |  |  | 138 | 138 | WP | 0.43 | 0 | 0 | 4/0AAACB7 | 0 | 0 | 0 | 0 | 0 | 0 | 0 | 0 | 0 | 0 | 0 | 0 | 0 | 0 | 0 | 0 | 0 | 0 | 0 | 0 | 0 | 0 | 0 | 12 | 1
NO |  | 144 | 2015 | 7 | 15 | 15 |  |  |  | 138 | 138 | WP | 0.25 | 0 | 0 | 477AAACB19 | 0 | 0 | 0 | 0 | 0 | 0 | 0 | 0 | 0 | 0 | 0 | 0 | 0 | 0 | 0 | 0 | 0 | 0 | 0 | 0 | 0 | 0 | 0 | 12 | 1
NO |  | 144 | 2015 | 7 | 16 | 16 |  | 13877 WABASH RIVER | LAFAYETTE | 138 | 138 | SP | 2.94 | 0 | 1 | 900ACSR54X7 | 0 | 0 | 0 | 0 | 0 | 0 | 0 | 0 | 0 | 0 | 0 | 0 | 0 | 0 | 0 | 0 | 0 | 0 | 0 | 0 | 0 | 0 | 0 | 12 | 1
NO |  | 144 | 2015 | 7 | 17 | 17 |  |  |  | 138 | 138 | SP | 0.01 | 0.13 | 0 | 954ACSR/OVAL | 0 | 0 | 0 | 0 | 0 | 0 | 0 | 0 | 0 | 0 | 0 | 0 | 0 | 0 | 0 | 0 | 0 | 0 | 0 | 0 | 0 | 0 | 0 | 12 | 1
NO |  | 144 | 2015 | 7 | 18 | 18 |  |  |  | 138 | 138 | ST | 0.05 | 2.47 | 0 | 900ACSR54X7 | 0 | 0 | 0 | 0 | 0 | 0 | 0 | 0 | 0 | 0 | 0 | 0 | 0 | 0 | 0 | 0 | 0 | 0 | 0 | 0 | 0 | 0 | 0 | 12 | 1
NO |  | 144 | 2015 | 7 | 19 | 19 |  |  |  | 138 | 138 | ST | 0.01 | 1.28 | 0 | 954ACSR/OVAL | 0 | 0 | 0 | 0 | 0 | 0 | 0 | 0 | 0 | 0 | 0 | 0 | 0 | 0 | 0 | 0 | 0 | 0 | 0 | 0 | 0 | 0 | 0 | 12 | 1
NO |  | 144 | 2015 | 7 | 20 | 20 |  |  |  | 138 | 138 | WH | 0 | 0.04 | 0 | 900ACSR54X7 | 0 | 0 | 0 | 0 | 0 | 0 | 0 | 0 | 0 | 0 | 0 | 0 | 0 | 0 | 0 | 0 | 0 | 0 | 0 | 0 | 0 | 0 | 0 | 12 | 1
NO |  | 144 | 2015 | 7 | 21 | 21 |  | 13878 WABASH RIVER | LAFAYETTE | 138 | 138 | SP | 3.05 | 0 | 1 | 900ACSR54X7 | 0 | 0 | 0 | 0 | 0 | 0 | 0 | 0 | 0 | 0 | 0 | 0 | 0 | 0 | 0 | 0 | 0 | 0 | 0 | 0 | 0 | 0 | 0 | 12 | 1
NO |  | 144 | 2015 | 7 | 22 | 22 |  |  |  | 138 | 138 | ST | 0.33 | 1.38 | 0 | 900ACSR54X7 | 0 | 0 | 0 | 0 | 0 | 0 | 0 | 0 | 0 | 0 | 0 | 0 | 0 | 0 | 0 | 0 | 0 | 0 | 0 | 0 | 0 | 0 | 0 | 12 | 1
NO |  | 144 | 2015 | 7 | 23 | 23 |  | 13879 KOKOMO HP | KOKOMO CHRYSLER SOUTH | 138 | 138 | A | 0.05 | 0 | 1 | 397ACSR30X7 | 0 | 0 | 0 | 0 | 0 | 0 | 0 | 0 | 0 | 0 | 0 | 0 | 0 | 0 | 0 | 0 | 0 | 0 | 0 | 0 | 0 | 0 | 0 | 12 | 1
NO |  | 144 | 2015 | 7 | 24 | 24 |  |  |  | 138 | 138 | ST | 2.88 | 0 | 0 | 397ACSR30X7 | 0 | 0 | 0 | 0 | 0 | 0 | 0 | 0 | 0 | 0 | 0 | 0 | 0 | 0 | 0 | 0 | 0 | 0 | 0 | 0 | 0 | 0 | 0 | 12 | 1
NO |  | 144 | 2015 | 7 | 25 | 25 |  | 13880 COLUMBUS | SEYMOUR | 138 | 138 | SP | 3.49 | 0 | 1 | 477ACSR26X7 | 0 | 0 | 0 | 0 | 0 | 0 | 0 | 0 | 0 | 0 | 0 | 0 | 0 | 0 | 0 | 0 | 0 | 0 | 0 | 0 | 0 | 0 | 0 | 12 | 1
NO |  | 144 | 2015 | 7 | 26 | 26 |  |  |  | 138 | 138 | WP | 3.45 | 0 | 0 | 477ACSR26X7 | 0 | 0 | 0 | 0 | 0 | 0 | 0 | 0 | 0 | 0 | 0 | 0 | 0 | 0 | 0 | 0 | 0 | 0 | 0 | 0 | 0 | 0 | 0 | 12 | 1
NO |  | 144 | 2015 | 7 | 27 | 27 |  | 13881 GALLAGHER GS | SPEED | 138 | 138 | SP | 0.34 | 0 | 1 | 954ACSR45X7 | 0 | 0 | 0 | 0 | 0 | 0 | 0 | 0 | 0 | 0 | 0 | 0 | 0 | 0 | 0 | 0 | 0 | 0 | 0 | 0 | 0 | 0 | 0 | 12 | 1
NO |  | 144 | 2015 | 7 | 28 | 28 |  |  |  | 138 | 138 | ST | 5.4 | 0 | 0 | 477ACSR26X7 | 0 | 0 | 0 | 0 | 0 | 0 | 0 | 0 | 0 | 0 | 0 | 0 | 0 | 0 | 0 | 0 | 0 | 0 | 0 | 0 | 0 | 0 | 0 | 12 | 1
NO |  | 144 | 2015 | 7 | 29 | 29 |  |  |  | 138 | 138 | WH | 0.5 | 0 | 0 | 336ACSR26X7 | 0 | 0 | 0 | 0 | 0 | 0 | 0 | 0 | 0 | 0 | 0 | 0 | 0 | 0 | 0 | 0 | 0 | 0 | 0 | 0 | 0 | 0 | 0 | 12 | 1
NO |  | 144 | 2015 | 7 | 30 | 30 |  |  |  | 138 | 138 | WP | 0.08 | 0 | 0 | 336ACSR26X7 | 0 | 0 | 0 | 0 | 0 | 0 | 0 | 0 | 0 | 0 | 0 | 0 | 0 | 0 | 0 | 0 | 0 | 0 | 0 | 0 | 0 | 0 | 0 | 12 | 1
NO |  | 144 | 2015 | 7 | 31 | 31 |  |  |  | 138 | 138 | WP | 0.72 | 0 | 0 | 954ACSR45X7 | 0 | 0 | 0 | 0 | 0 | 0 | 0 | 0 | 0 | 0 | 0 | 0 | 0 | 0 | 0 | 0 | 0 | 0 | 0 | 0 | 0 | 0 | 0 | 12 | 1
NO |  | 144 | 2015 | 7 | 32 | 32 |  | 13884 WABASH | HUNTINGTON I&ME | 138 | 138 | SP | 0 | 0.82 | 1 | 477ACSR26X7 | 0 | 0 | 0 | 0 | 0 | 0 | 0 | 0 | 0 | 0 | 0 | 0 | 0 | 0 | 0 | 0 | 0 | 0 | 0 | 0 | 0 | 0 | 0 | 12 | 1
NO |  | 144 | 2015 | 7 | 33 | 33 |  |  |  | 138 | 138 | WH | 5.47 | 0 | 0 | 397ACSR30X7 | 0 | 0 | 0 | 0 | 0 | 0 | 0 | 0 | 0 | 0 | 0 | 0 | 0 | 0 | 0 | 0 | 0 | 0 | 0 | 0 | 0 | 0 | 0 | 12 | 1
NO |  | 144 | 2015 | 7 | 34 | 34 |  | 13885 EDWARDSPORT | GALLAGHER GS | 138 | 230 | A | 0.05 | 0 | 1 | 477ACSR26X7 | 0 | 0 | 0 | 0 | 0 | 0 | 0 | 0 | 0 | 0 | 0 | 0 | 0 | 0 | 0 | 0 | 0 | 0 | 0 | 0 | 0 | 0 | 0 | 12 | 1
NO |  | 144 | 2015 | 7 | 35 | 35 |  |  |  | 138 | 138 | AH | 0 | 1.51 | 0 | 477ACSR26X7 | 0 | 0 | 0 | 0 | 0 | 0 | 0 | 0 | 0 | 0 | 0 | 0 | 0 | 0 | 0 | 0 | 0 | 0 | 0 | 0 | 0 | 0 | 0 | 12 | 1
NO |  | 144 | 2015 | 8 | 1 | 1 |  | 13885 EDWARDSPORT | GALLAGHER GS (cont'd) | 138 | 138 | SH | 0 | 0.17 | 0 | 477ACSR26X7 | 0 | 0 | 0 | 0 | 0 | 0 | 0 | 0 | 0 | 0 | 0 | 0 | 0 | 0 | 0 | 0 | 0 | 0 | 0 | 0 | 0 | 0 | 0 | 12 | 1
NO |  | 144 | 2015 | 8 | 2 | 2 |  |  |  | 138 | 138 | SP | 0.01 | 0 | 0 | 954ACSR45X7 | 0 | 0 | 0 | 0 | 0 | 0 | 0 | 0 | 0 | 0 | 0 | 0 | 0 | 0 | 0 | 0 | 0 | 0 | 0 | 0 | 0 | 0 | 0 | 12 | 1
NO |  | 144 | 2015 | 8 | 3 | 3 |  |  |  | 138 | 138 | ST | 4.09 | 0 | 0 | 477ACSR26X7 | 0 | 0 | 0 | 0 | 0 | 0 | 0 | 0 | 0 | 0 | 0 | 0 | 0 | 0 | 0 | 0 | 0 | 0 | 0 | 0 | 0 | 0 | 0 | 12 | 1
NO |  | 144 | 2015 | 8 | 4 | 4 |  |  |  | 138 | 138 | ST | 0.11 | 0 | 0 | 954ACSR45X7 | 0 | 0 | 0 | 0 | 0 | 0 | 0 | 0 | 0 | 0 | 0 | 0 | 0 | 0 | 0 | 0 | 0 | 0 | 0 | 0 | 0 | 0 | 0 | 12 | 1
NO |  | 144 | 2015 | 8 | 5 | 5 |  |  |  | 138 | 138 | WH | 2.78 | 0 | 0 | 954ACSR45X7 | 0 | 0 | 0 | 0 | 0 | 0 | 0 | 0 | 0 | 0 | 0 | 0 | 0 | 0 | 0 | 0 | 0 | 0 | 0 | 0 | 0 | 0 | 0 | 12 | 1
NO |  | 144 | 2015 | 8 | 6 | 6 |  | 13886 NOBLESVILLE GS | NEW CASTLE | 138 | 138 | CP | 1.38 | 0 | 1 | 477ACSR26X7 | 0 | 0 | 0 | 0 | 0 | 0 | 0 | 0 | 0 | 0 | 0 | 0 | 0 | 0 | 0 | 0 | 0 | 0 | 0 | 0 | 0 | 0 | 0 | 12 | 1
NO |  | 144 | 2015 | 8 | 7 | 7 |  |  |  | 138 | 138 | ST | 1.41 | 0 | 0 | 477ACSR26X7 | 0 | 0 | 0 | 0 | 0 | 0 | 0 | 0 | 0 | 0 | 0 | 0 | 0 | 0 | 0 | 0 | 0 | 0 | 0 | 0 | 0 | 0 | 0 | 12 | 1
NO |  | 144 | 2015 | 8 | 8 | 8 |  |  |  | 138 | 138 | WH | 12.02 | 0 | 0 | 477ACSR26X7 | 0 | 0 | 0 | 0 | 0 | 0 | 0 | 0 | 0 | 0 | 0 | 0 | 0 | 0 | 0 | 0 | 0 | 0 | 0 | 0 | 0 | 0 | 0 | 12 | 1
NO |  | 144 | 2015 | 8 | 9 | 9 |  | 13887 KOKOMO HP SUB 234 | WABASH | 138 | 138 | SP | 0 | 0.32 | 1 | 397ACSR30X7 | 0 | 0 | 0 | 0 | 0 | 0 | 0 | 0 | 0 | 0 | 0 | 0 | 0 | 0 | 0 | 0 | 0 | 0 | 0 | 0 | 0 | 0 | 0 | 12 | 1
NO |  | 144 | 2015 | 8 | 10 | 10 |  |  |  | 138 | 138 | ST | 0 | 3.54 | 0 | 397ACSR30X7 | 0 | 0 | 0 | 0 | 0 | 0 | 0 | 0 | 0 | 0 | 0 | 0 | 0 | 0 | 0 | 0 | 0 | 0 | 0 | 0 | 0 | 0 | 0 | 12 | 1
NO |  | 144 | 2015 | 8 | 11 | 11 |  | 13888 DRESSER | GALLAGHER | 138 | 138 | ST | 1.48 | 0 | 1 | 954ACSR45X7 | 0 | 0 | 0 | 0 | 0 | 0 | 0 | 0 | 0 | 0 | 0 | 0 | 0 | 0 | 0 | 0 | 0 | 0 | 0 | 0 | 0 | 0 | 0 | 12 | 1
NO |  | 144 | 2015 | 8 | 12 | 12 |  |  |  | 138 | 138 | WH | 2.84 | 0 | 0 | 954ACSR45X7 | 0 | 0 | 0 | 0 | 0 | 0 | 0 | 0 | 0 | 0 | 0 | 0 | 0 | 0 | 0 | 0 | 0 | 0 | 0 | 0 | 0 | 0 | 0 | 12 | 1
NO |  | 144 | 2015 | 8 | 13 | 13 |  |  |  | 138 | 138 | WP | 2.16 | 0 | 0 | 336ACSR26X7 | 0 | 0 | 0 | 0 | 0 | 0 | 0 | 0 | 0 | 0 | 0 | 0 | 0 | 0 | 0 | 0 | 0 | 0 | 0 | 0 | 0 | 0 | 0 | 12 | 1
NO |  | 144 | 2015 | 8 | 14 | 14 |  | 13889 NOBLESVILLE GS | NEW CASTLE | 138 | 138 | ST | 2.01 | 0 | 1 | 477ACSR26X7 | 0 | 0 | 0 | 0 | 0 | 0 | 0 | 0 | 0 | 0 | 0 | 0 | 0 | 0 | 0 | 0 | 0 | 0 | 0 | 0 | 0 | 0 | 0 | 12 | 1
NO |  | 144 | 2015 | 8 | 15 | 15 |  | 13890 GALLAGHER GS | SPEED | 138 | 138 | A | 0.02 | 0 | 1 | 477ACSR26X7 | 0 | 0 | 0 | 0 | 0 | 0 | 0 | 0 | 0 | 0 | 0 | 0 | 0 | 0 | 0 | 0 | 0 | 0 | 0 | 0 | 0 | 0 | 0 | 12 | 1
NO |  | 144 | 2015 | 8 | 16 | 16 |  |  |  | 138 | 138 | ST | 0 | 0.72 | 0 | 954ACSR45X7 | 0 | 0 | 0 | 0 | 0 | 0 | 0 | 0 | 0 | 0 | 0 | 0 | 0 | 0 | 0 | 0 | 0 | 0 | 0 | 0 | 0 | 0 | 0 | 12 | 1
NO |  | 144 | 2015 | 8 | 17 | 17 |  |  |  | 138 | 138 | WP | 2.27 | 0 | 0 | 477ACSR26X7 | 0 | 0 | 0 | 0 | 0 | 0 | 0 | 0 | 0 | 0 | 0 | 0 | 0 | 0 | 0 | 0 | 0 | 0 | 0 | 0 | 0 | 0 | 0 | 12 | 1
NO |  | 144 | 2015 | 8 | 18 | 18 |  |  |  | 138 | 138 | WP | 6.12 | 0 | 0 | 954ACSR45X7 | 0 | 0 | 0 | 0 | 0 | 0 | 0 | 0 | 0 | 0 | 0 | 0 | 0 | 0 | 0 | 0 | 0 | 0 | 0 | 0 | 0 | 0 | 0 | 12 | 1
NO |  | 144 | 2015 | 8 | 19 | 19 |  | 13891 WABASH RIVER GS | LAFAYETTE | 138 | 138 | WH | 10.09 | 0 | 1 | 900ACSR45X7 | 0 | 0 | 0 | 0 | 0 | 0 | 0 | 0 | 0 | 0 | 0 | 0 | 0 | 0 | 0 | 0 | 0 | 0 | 0 | 0 | 0 | 0 | 0 | 12 | 1
NO |  | 144 | 2015 | 8 | 20 | 20 |  |  |  | 138 | 138 | WH | 3.41 | 0 | 0 | 954ACSR45X7 | 0 | 0 | 0 | 0 | 0 | 0 | 0 | 0 | 0 | 0 | 0 | 0 | 0 | 0 | 0 | 0 | 0 | 0 | 0 | 0 | 0 | 0 | 0 | 12 | 1
NO |  | 144 | 2015 | 8 | 21 | 21 |  |  |  | 138 | 138 | WP | 0.2 | 0 | 0 | 954ACSR45X7 | 0 | 0 | 0 | 0 | 0 | 0 | 0 | 0 | 0 | 0 | 0 | 0 | 0 | 0 | 0 | 0 | 0 | 0 | 0 | 0 | 0 | 0 | 0 | 12 | 1
NO |  | 144 | 2015 | 8 | 22 | 22 |  | 13892 GALLAGHER GS | MADISON | 138 | 345 | ST | 0 | 1.87 | 1 | 954ACSR45X7 | 0 | 0 | 0 | 0 | 0 | 0 | 0 | 0 | 0 | 0 | 0 | 0 | 0 | 0 | 0 | 0 | 0 | 0 | 0 | 0 | 0 | 0 | 0 | 12 | 1
NO |  | 144 | 2015 | 8 | 23 | 23 |  |  |  | 138 | 138 | WH | 2.87 | 0 | 0 | 954ACSR45X7 | 0 | 0 | 0 | 0 | 0 | 0 | 0 | 0 | 0 | 0 | 0 | 0 | 0 | 0 | 0 | 0 | 0 | 0 | 0 | 0 | 0 | 0 | 0 | 12 | 1
NO |  | 144 | 2015 | 8 | 24 | 24 |  | 13893 DRESSER | FIVE POINTS | 138 | 138 | WP | 0.48 | 0 | 1 | 477ACSR26X7 | 0 | 0 | 0 | 0 | 0 | 0 | 0 | 0 | 0 | 0 | 0 | 0 | 0 | 0 | 0 | 0 | 0 | 0 | 0 | 0 | 0 | 0 | 0 | 12 | 1
NO |  | 144 | 2015 | 8 | 25 | 25 |  | 13894 FIVE POINTS | NEW CASTLE | 138 | 138 | SP | 0.15 | 0 | 1 | 477ACSR26X7 | 0 | 0 | 0 | 0 | 0 | 0 | 0 | 0 | 0 | 0 | 0 | 0 | 0 | 0 | 0 | 0 | 0 | 0 | 0 | 0 | 0 | 0 | 0 | 12 | 1
NO |  | 144 | 2015 | 8 | 26 | 26 |  |  |  | 138 | 138 | ST | 17.9 | 0 | 0 | 300CUB19 | 0 | 0 | 0 | 0 | 0 | 0 | 0 | 0 | 0 | 0 | 0 | 0 | 0 | 0 | 0 | 0 | 0 | 0 | 0 | 0 | 0 | 0 | 0 | 12 | 1
NO |  | 144 | 2015 | 8 | 27 | 27 |  |  |  | 138 | 138 | ST | 0.26 | 0 | 0 | 477ACSR26X7 | 0 | 0 | 0 | 0 | 0 | 0 | 0 | 0 | 0 | 0 | 0 | 0 | 0 | 0 | 0 | 0 | 0 | 0 | 0 | 0 | 0 | 0 | 0 | 12 | 1
NO |  | 144 | 2015 | 8 | 28 | 28 |  |  |  | 138 | 138 | WP | 0.17 | 0 | 0 | 954ACSR45X7 | 0 | 0 | 0 | 0 | 0 | 0 | 0 | 0 | 0 | 0 | 0 | 0 | 0 | 0 | 0 | 0 | 0 | 0 | 0 | 0 | 0 | 0 | 0 | 12 | 1
NO |  | 144 | 2015 | 8 | 29 | 29 |  | 13895 GIBSON GS | OAKLAND CITY | 138 | 345 | AH | 0 | 10.42 | 1 | 954ACSR45X7 | 0 | 0 | 0 | 0 | 0 | 0 | 0 | 0 | 0 | 0 | 0 | 0 | 0 | 0 | 0 | 0 | 0 | 0 | 0 | 0 | 0 | 0 | 0 | 12 | 1
NO |  | 144 | 2015 | 8 | 30 | 30 |  |  |  | 138 | 138 | WH | 6.73 | 0 | 0 | 954ACSR45X7 | 0 | 0 | 0 | 0 | 0 | 0 | 0 | 0 | 0 | 0 | 0 | 0 | 0 | 0 | 0 | 0 | 0 | 0 | 0 | 0 | 0 | 0 | 0 | 12 | 1
NO |  | 144 | 2015 | 8 | 31 | 31 |  |  |  | 138 | 138 | WP | 4.86 | 0 | 0 | 954ACSR45X7 | 0 | 0 | 0 | 0 | 0 | 0 | 0 | 0 | 0 | 0 | 0 | 0 | 0 | 0 | 0 | 0 | 0 | 0 | 0 | 0 | 0 | 0 | 0 | 12 | 1
NO |  | 144 | 2015 | 8 | 32 | 32 |  | 13896 SHELBYVILLE | GREENDALE | 138 | 138 | A | 0.04 | 0 | 1 | 954ACSR45X7 | 0 | 0 | 0 | 0 | 0 | 0 | 0 | 0 | 0 | 0 | 0 | 0 | 0 | 0 | 0 | 0 | 0 | 0 | 0 | 0 | 0 | 0 | 0 | 12 | 1
NO |  | 144 | 2015 | 8 | 33 | 33 |  |  |  | 138 | 138 | SP | 0.19 | 0 | 0 | 954ACSR45X7 | 0 | 0 | 0 | 0 | 0 | 0 | 0 | 0 | 0 | 0 | 0 | 0 | 0 | 0 | 0 | 0 | 0 | 0 | 0 | 0 | 0 | 0 | 0 | 12 | 1
NO |  | 144 | 2015 | 8 | 34 | 34 |  |  |  | 138 | 138 | ST | 3.62 | 0 | 0 | 397ACSR30X7 | 0 | 0 | 0 | 0 | 0 | 0 | 0 | 0 | 0 | 0 | 0 | 0 | 0 | 0 | 0 | 0 | 0 | 0 | 0 | 0 | 0 | 0 | 0 | 12 | 1
NO |  | 144 | 2015 | 8 | 35 | 35 |  |  |  | 138 | 138 | WP | 0.49 | 0 | 0 | 954ACSR45X7 | 0 | 0 | 0 | 0 | 0 | 0 | 0 | 0 | 0 | 0 | 0 | 0 | 0 | 0 | 0 | 0 | 0 | 0 | 0 | 0 | 0 | 0 | 0 | 12 | 1
NO |  | 144 | 2015 | 9 | 1 | 1 |  | HE WORTHINGTON JCT | HE WORTHINGTON | 138 | 138 | WP | 13.4 | 0 | 1 | 477ACSR45X7 | 0 | 0 | 0 | 0 | 0 | 0 | 0 | 0 | 0 | 0 | 0 | 0 | 0 | 0 | 0 | 0 | 0 | 0 | 0 | 0 | 0 | 0 | 0 | 12 | 1
NO |  | 144 | 2015 | 9 | 2 | 2 |  |  |  | 0 | 0 |  | 0 | 0 | 0 |  | 7705939 | 145471627 | 153177566 | 0 | 0 | 0 | 0 | 0 | 0 | 0 | 0 | 0 | 0 | 0 | 0 | 0 | 0 | 0 | 0 | 0 | 0 | 0 | 0 | 12 | 1
NO |  | 144 | 2015 | 9 | 3 | 3 |  | 230KV |  | 0 | 0 |  | 0 | 0 | 0 |  | 0 | 0 | 0 | 0 | 0 | 0 | 0 | 0 | 0 | 0 | 0 | 0 | 0 | 0 | 0 | 0 | 0 | 0 | 0 | 0 | 0 | 0 | 0 | 12 | 1
NO |  | 144 | 2015 | 9 | 4 | 4 |  | 23001 WABASH RIVER GS | KOKOMO HIGHLAND PARK | 230 | 230 | SP | 0.25 | 0 | 1 | 900ACSR54X7 | 0 | 0 | 0 | 0 | 0 | 0 | 0 | 0 | 0 | 0 | 0 | 0 | 0 | 0 | 0 | 0 | 0 | 0 | 0 | 0 | 0 | 0 | 0 | 12 | 1
NO |  | 144 | 2015 | 9 | 5 | 5 |  |  |  | 230 | 230 | SP | 0.07 | 0 | 0 | 954ACSR45X7 | 0 | 0 | 0 | 0 | 0 | 0 | 0 | 0 | 0 | 0 | 0 | 0 | 0 | 0 | 0 | 0 | 0 | 0 | 0 | 0 | 0 | 0 | 0 | 12 | 1
NO |  | 144 | 2015 | 9 | 6 | 6 |  |  |  | 230 | 230 | ST | 5.87 | 0 | 0 | 900ACSR54X7 | 0 | 0 | 0 | 0 | 0 | 0 | 0 | 0 | 0 | 0 | 0 | 0 | 0 | 0 | 0 | 0 | 0 | 0 | 0 | 0 | 0 | 0 | 0 | 12 | 1
NO |  | 144 | 2015 | 9 | 7 | 7 |  |  |  | 230 | 230 | ST | 1.83 | 0 | 0 | 900ACSR54X7 | 0 | 0 | 0 | 0 | 0 | 0 | 0 | 0 | 0 | 0 | 0 | 0 | 0 | 0 | 0 | 0 | 0 | 0 | 0 | 0 | 0 | 0 | 0 | 12 | 1
NO |  | 144 | 2015 | 9 | 8 | 8 |  |  |  | 230 | 230 | WH | 38.22 | 0 | 0 | 900ACSR54X7 | 0 | 0 | 0 | 0 | 0 | 0 | 0 | 0 | 0 | 0 | 0 | 0 | 0 | 0 | 0 | 0 | 0 | 0 | 0 | 0 | 0 | 0 | 0 | 12 | 1
NO |  | 144 | 2015 | 9 | 9 | 9 |  | 23002 WABASH RIVER GS | COLUMBUS | 230 | 230 | SH | 0.41 | 0 | 1 | 900ACSR54X7 | 0 | 0 | 0 | 0 | 0 | 0 | 0 | 0 | 0 | 0 | 0 | 0 | 0 | 0 | 0 | 0 | 0 | 0 | 0 | 0 | 0 | 0 | 0 | 12 | 1
NO |  | 144 | 2015 | 9 | 10 | 10 |  |  |  | 230 | 230 | ST | 1.41 | 0 | 0 | 900ACSR54X7 | 0 | 0 | 0 | 0 | 0 | 0 | 0 | 0 | 0 | 0 | 0 | 0 | 0 | 0 | 0 | 0 | 0 | 0 | 0 | 0 | 0 | 0 | 0 | 12 | 1
NO |  | 144 | 2015 | 9 | 11 | 11 |  |  |  | 230 | 230 | ST | 5.98 | 0 | 0 | 954ACSSTW20X7 | 0 | 0 | 0 | 0 | 0 | 0 | 0 | 0 | 0 | 0 | 0 | 0 | 0 | 0 | 0 | 0 | 0 | 0 | 0 | 0 | 0 | 0 | 0 | 12 | 1
NO |  | 144 | 2015 | 9 | 12 | 12 |  |  |  | 230 | 230 | WH | 10.44 | 0 | 0 | 900ACSR54X7 | 0 | 0 | 0 | 0 | 0 | 0 | 0 | 0 | 0 | 0 | 0 | 0 | 0 | 0 | 0 | 0 | 0 | 0 | 0 | 0 | 0 | 0 | 0 | 12 | 1
NO |  | 144 | 2015 | 9 | 13 | 13 |  | 23003 WABASH RIVER GS | LAFAYETTE | 230 | 230 | ST | 7.12 | 0 | 1 | 900ACSR54X7 | 0 | 0 | 0 | 0 | 0 | 0 | 0 | 0 | 0 | 0 | 0 | 0 | 0 | 0 | 0 | 0 | 0 | 0 | 0 | 0 | 0 | 0 | 0 | 12 | 1
NO |  | 144 | 2015 | 9 | 14 | 14 |  |  |  | 230 | 230 | WH | 19.17 | 0 | 0 | 900ACSR54X7 | 0 | 0 | 0 | 0 | 0 | 0 | 0 | 0 | 0 | 0 | 0 | 0 | 0 | 0 | 0 | 0 | 0 | 0 | 0 | 0 | 0 | 0 | 0 | 12 | 1
NO |  | 144 | 2015 | 9 | 15 | 15 |  | 23004 GALLAGHER | COLUMBUS | 230 | 230 | ST | 16.23 | 50.37 | 1 | 954ACSR45X7 | 0 | 0 | 0 | 0 | 0 | 0 | 0 | 0 | 0 | 0 | 0 | 0 | 0 | 0 | 0 | 0 | 0 | 0 | 0 | 0 | 0 | 0 | 0 | 12 | 1
NO |  | 144 | 2015 | 9 | 16 | 16 |  | 23005 GALLAGHER GS | FIVE POINTS | 230 | 230 | ST | 33.74 | 32.65 | 1 | 954ACSR45X7 | 0 | 0 | 0 | 0 | 0 | 0 | 0 | 0 | 0 | 0 | 0 | 0 | 0 | 0 | 0 | 0 | 0 | 0 | 0 | 0 | 0 | 0 | 0 | 12 | 1
NO |  | 144 | 2015 | 9 | 17 | 17 |  |  |  | 230 | 230 | WH | 0.51 | 0.11 | 0 | 954ACSR45X7 | 0 | 0 | 0 | 0 | 0 | 0 | 0 | 0 | 0 | 0 | 0 | 0 | 0 | 0 | 0 | 0 | 0 | 0 | 0 | 0 | 0 | 0 | 0 | 12 | 1
NO |  | 144 | 2015 | 9 | 18 | 18 |  | 23006 GALLAGHER GS | FIVE POINTS | 230 | 230 | SP | 1.17 | 0 | 1 | 954ACSR45X7 | 0 | 0 | 0 | 0 | 0 | 0 | 0 | 0 | 0 | 0 | 0 | 0 | 0 | 0 | 0 | 0 | 0 | 0 | 0 | 0 | 0 | 0 | 0 | 12 | 1
NO |  | 144 | 2015 | 9 | 19 | 19 |  |  |  | 230 | 230 | ST | 0.03 | 0 | 0 | 900ACSR54X7 | 0 | 0 | 0 | 0 | 0 | 0 | 0 | 0 | 0 | 0 | 0 | 0 | 0 | 0 | 0 | 0 | 0 | 0 | 0 | 0 | 0 | 0 | 0 | 12 | 1
NO |  | 144 | 2015 | 9 | 20 | 20 |  |  |  | 230 | 230 | ST | 25.01 | 4.89 | 0 | 954ACSR45X7 | 0 | 0 | 0 | 0 | 0 | 0 | 0 | 0 | 0 | 0 | 0 | 0 | 0 | 0 | 0 | 0 | 0 | 0 | 0 | 0 | 0 | 0 | 0 | 12 | 1
NO |  | 144 | 2015 | 9 | 21 | 21 |  | 23007 GEIST | NOBLESVILLE | 230 | 230 | SH | 0.27 | 0 | 1 | 900ACSR54X7 | 0 | 0 | 0 | 0 | 0 | 0 | 0 | 0 | 0 | 0 | 0 | 0 | 0 | 0 | 0 | 0 | 0 | 0 | 0 | 0 | 0 | 0 | 0 | 12 | 1
NO |  | 144 | 2015 | 9 | 22 | 22 |  |  |  | 230 | 230 | SP | 1.46 | 0 | 0 | 954ACSR45X7 | 0 | 0 | 0 | 0 | 0 | 0 | 0 | 0 | 0 | 0 | 0 | 0 | 0 | 0 | 0 | 0 | 0 | 0 | 0 | 0 | 0 | 0 | 0 | 12 | 1
NO |  | 144 | 2015 | 9 | 23 | 23 |  |  |  | 230 | 230 | ST | 3.74 | 0 | 0 | 900ACSR54X7 | 0 | 0 | 0 | 0 | 0 | 0 | 0 | 0 | 0 | 0 | 0 | 0 | 0 | 0 | 0 | 0 | 0 | 0 | 0 | 0 | 0 | 0 | 0 | 12 | 1
NO |  | 144 | 2015 | 9 | 24 | 24 |  |  |  | 230 | 230 | WH | 5.6 | 0 | 0 | 900ACSR54X7 | 0 | 0 | 0 | 0 | 0 | 0 | 0 | 0 | 0 | 0 | 0 | 0 | 0 | 0 | 0 | 0 | 0 | 0 | 0 | 0 | 0 | 0 | 0 | 12 | 1
NO |  | 144 | 2015 | 9 | 25 | 25 |  | 23008 NOBLESVILLE | KOKOMO HIGHLAND PARK | 230 | 230 | SP | 11.74 | 0 | 1 | 900ACSR54X7 | 0 | 0 | 0 | 0 | 0 | 0 | 0 | 0 | 0 | 0 | 0 | 0 | 0 | 0 | 0 | 0 | 0 | 0 | 0 | 0 | 0 | 0 | 0 | 12 | 1
NO |  | 144 | 2015 | 9 | 26 | 26 |  |  |  | 230 | 230 | WH | 6.09 | 0 | 0 | 900ACSR54X7 | 0 | 0 | 0 | 0 | 0 | 0 | 0 | 0 | 0 | 0 | 0 | 0 | 0 | 0 | 0 | 0 | 0 | 0 | 0 | 0 | 0 | 0 | 0 | 12 | 1
NO |  | 144 | 2015 | 9 | 27 | 27 |  |  |  | 230 | 230 | ST | 0.3 | 0 | 0 | 900ACSR54X7 | 0 | 0 | 0 | 0 | 0 | 0 | 0 | 0 | 0 | 0 | 0 | 0 | 0 | 0 | 0 | 0 | 0 | 0 | 0 | 0 | 0 | 0 | 0 | 12 | 1
NO |  | 144 | 2015 | 9 | 28 | 28 |  | 23009 KOKOMO HP | NEW LONDON SW STA | 230 | 230 | SP | 0.09 | 0 | 1 | 900ACSR54X7 | 0 | 0 | 0 | 0 | 0 | 0 | 0 | 0 | 0 | 0 | 0 | 0 | 0 | 0 | 0 | 0 | 0 | 0 | 0 | 0 | 0 | 0 | 0 | 12 | 1
NO |  | 144 | 2015 | 9 | 29 | 29 |  |  |  | 230 | 230 | ST | 0.5 | 0.08 | 0 | 900ACSR54X7 | 0 | 0 | 0 | 0 | 0 | 0 | 0 | 0 | 0 | 0 | 0 | 0 | 0 | 0 | 0 | 0 | 0 | 0 | 0 | 0 | 0 | 0 | 0 | 12 | 1
NO |  | 144 | 2015 | 9 | 30 | 30 |  |  |  | 230 | 230 | WH | 6.75 | 0 | 0 | 900ACSR54X7 | 0 | 0 | 0 | 0 | 0 | 0 | 0 | 0 | 0 | 0 | 0 | 0 | 0 | 0 | 0 | 0 | 0 | 0 | 0 | 0 | 0 | 0 | 0 | 12 | 1
NO |  | 144 | 2015 | 9 | 31 | 31 |  | 23011 CAYUGA | VEEDERSBURG WEST | 230 | 230 | ST | 0 | 6.06 | 1 | 900ACSR54X7 | 0 | 0 | 0 | 0 | 0 | 0 | 0 | 0 | 0 | 0 | 0 | 0 | 0 | 0 | 0 | 0 | 0 | 0 | 0 | 0 | 0 | 0 | 0 | 12 | 1
NO |  | 144 | 2015 | 9 | 32 | 32 |  |  |  | 230 | 230 | WH | 12.29 | 0 | 0 | 900ACSR54X7 | 0 | 0 | 0 | 0 | 0 | 0 | 0 | 0 | 0 | 0 | 0 | 0 | 0 | 0 | 0 | 0 | 0 | 0 | 0 | 0 | 0 | 0 | 0 | 12 | 1
NO |  | 144 | 2015 | 9 | 33 | 33 |  | 23015 LAFAYETTE 230 | NEW LONDON | 230 | 230 | ST | 1.37 | 0 | 1 | 900ACSR54X7 | 0 | 0 | 0 | 0 | 0 | 0 | 0 | 0 | 0 | 0 | 0 | 0 | 0 | 0 | 0 | 0 | 0 | 0 | 0 | 0 | 0 | 0 | 0 | 12 | 1
NO |  | 144 | 2015 | 9 | 34 | 34 |  |  |  | 230 | 230 | WH | 29.12 | 0 | 0 | 900ACSR54X7 | 0 | 0 | 0 | 0 | 0 | 0 | 0 | 0 | 0 | 0 | 0 | 0 | 0 | 0 | 0 | 0 | 0 | 0 | 0 | 0 | 0 | 0 | 0 | 12 | 1
NO |  | 144 | 2015 | 9 | 35 | 35 |  | 23016 NEW LONDON | KOKOMO WEBSTER ST | 230 | 230 | SP | 3.55 | 0.19 | 1 | 565ACSS20X7B | 0 | 0 | 0 | 0 | 0 | 0 | 0 | 0 | 0 | 0 | 0 | 0 | 0 | 0 | 0 | 0 | 0 | 0 | 0 | 0 | 0 | 0 | 0 | 12 | 1
NO |  | 144 | 2015 | 10 | 1 | 1 |  | 23016 NEW LONDON | KOKOMO WEBSTER ST (cont'd) | 230 | 230 | ST | 3.6 | 0.4 | 0 | 565ACSS20X7B | 0 | 0 | 0 | 0 | 0 | 0 | 0 | 0 | 0 | 0 | 0 | 0 | 0 | 0 | 0 | 0 | 0 | 0 | 0 | 0 | 0 | 0 | 0 | 12 | 1
NO |  | 144 | 2015 | 10 | 2 | 2 |  |  |  | 230 | 230 | WH | 4.41 | 0 | 0 | 565ACSS20X7B | 0 | 0 | 0 | 0 | 0 | 0 | 0 | 0 | 0 | 0 | 0 | 0 | 0 | 0 | 0 | 0 | 0 | 0 | 0 | 0 | 0 | 0 | 0 | 12 | 1
NO |  | 144 | 2015 | 10 | 3 | 3 |  |  |  | 230 | 230 | WP | 0 | 0.07 | 0 | 565ACSS20X7B | 0 | 0 | 0 | 0 | 0 | 0 | 0 | 0 | 0 | 0 | 0 | 0 | 0 | 0 | 0 | 0 | 0 | 0 | 0 | 0 | 0 | 0 | 0 | 12 | 1
NO |  | 144 | 2015 | 10 | 4 | 4 |  | 23017 STAUNTON | SPENCER-BLOOMINGTON | 230 | 230 | AH | 0.27 | 0 | 1 | 900ACSR54X7 | 0 | 0 | 0 | 0 | 0 | 0 | 0 | 0 | 0 | 0 | 0 | 0 | 0 | 0 | 0 | 0 | 0 | 0 | 0 | 0 | 0 | 0 | 0 | 12 | 1
NO |  | 144 | 2015 | 10 | 5 | 5 |  |  |  | 230 | 230 | ST | 0.64 | 1.02 | 0 | 900ACSR54X7 | 0 | 0 | 0 | 0 | 0 | 0 | 0 | 0 | 0 | 0 | 0 | 0 | 0 | 0 | 0 | 0 | 0 | 0 | 0 | 0 | 0 | 0 | 0 | 12 | 1
NO |  | 144 | 2015 | 10 | 6 | 6 |  |  |  | 230 | 230 | WH | 34.16 | 0 | 0 | 900ACSR54X7 | 0 | 0 | 0 | 0 | 0 | 0 | 0 | 0 | 0 | 0 | 0 | 0 | 0 | 0 | 0 | 0 | 0 | 0 | 0 | 0 | 0 | 0 | 0 | 12 | 1
NO |  | 144 | 2015 | 10 | 7 | 7 |  | 23018 BLOOMINGTON 230 | COLUMBUS DENOIS CREEK | 230 | 230 | ST | 0.93 | 0 | 1 | 900ACSR54X7 | 0 | 0 | 0 | 0 | 0 | 0 | 0 | 0 | 0 | 0 | 0 | 0 | 0 | 0 | 0 | 0 | 0 | 0 | 0 | 0 | 0 | 0 | 0 | 12 | 1
NO |  | 144 | 2015 | 10 | 8 | 8 |  |  |  | 230 | 230 | WH | 31.85 | 0 | 0 | 900ACSR54X7 | 0 | 0 | 0 | 0 | 0 | 0 | 0 | 0 | 0 | 0 | 0 | 0 | 0 | 0 | 0 | 0 | 0 | 0 | 0 | 0 | 0 | 0 | 0 | 12 | 1
NO |  | 144 | 2015 | 10 | 9 | 9 |  | 23019 COLUMBUS | GREENWOOD CLARK TWP | 230 | 230 | SP | 0 | 1.16 | 1 | 954ACSR45X7 | 0 | 0 | 0 | 0 | 0 | 0 | 0 | 0 | 0 | 0 | 0 | 0 | 0 | 0 | 0 | 0 | 0 | 0 | 0 | 0 | 0 | 0 | 0 | 12 | 1
NO |  | 144 | 2015 | 10 | 10 | 10 |  |  |  | 230 | 230 | ST | 0 | 5.47 | 0 | 954ACSR/OVAL | 0 | 0 | 0 | 0 | 0 | 0 | 0 | 0 | 0 | 0 | 0 | 0 | 0 | 0 | 0 | 0 | 0 | 0 | 0 | 0 | 0 | 0 | 0 | 12 | 1
NO |  | 144 | 2015 | 10 | 11 | 11 |  |  |  | 230 | 230 | ST | 0.24 | 23.08 | 0 | 954ACSR45X7 | 0 | 0 | 0 | 0 | 0 | 0 | 0 | 0 | 0 | 0 | 0 | 0 | 0 | 0 | 0 | 0 | 0 | 0 | 0 | 0 | 0 | 0 | 0 | 12 | 1
NO |  | 144 | 2015 | 10 | 12 | 12 |  |  |  | 230 | 230 | WH | 0.04 | 0 | 0 | 954ACSR45X7 | 0 | 0 | 0 | 0 | 0 | 0 | 0 | 0 | 0 | 0 | 0 | 0 | 0 | 0 | 0 | 0 | 0 | 0 | 0 | 0 | 0 | 0 | 0 | 12 | 1
NO |  | 144 | 2015 | 10 | 13 | 13 |  | 23020 KOKOMO WEBSTER ST | WALTON | 230 | 230 | SP | 0 | 0.04 | 1 | 336ACSR26X7 | 0 | 0 | 0 | 0 | 0 | 0 | 0 | 0 | 0 | 0 | 0 | 0 | 0 | 0 | 0 | 0 | 0 | 0 | 0 | 0 | 0 | 0 | 0 | 12 | 1
NO |  | 144 | 2015 | 10 | 14 | 14 |  |  |  | 230 | 230 | SP | 0 | 3.52 | 0 | 900ACSR54X7 | 0 | 0 | 0 | 0 | 0 | 0 | 0 | 0 | 0 | 0 | 0 | 0 | 0 | 0 | 0 | 0 | 0 | 0 | 0 | 0 | 0 | 0 | 0 | 12 | 1
NO |  | 144 | 2015 | 10 | 15 | 15 |  |  |  | 230 | 230 | ST | 0 | 3.46 | 0 | 900ACSR54X7 | 0 | 0 | 0 | 0 | 0 | 0 | 0 | 0 | 0 | 0 | 0 | 0 | 0 | 0 | 0 | 0 | 0 | 0 | 0 | 0 | 0 | 0 | 0 | 12 | 1
NO |  | 144 | 2015 | 10 | 16 | 16 |  |  |  | 230 | 230 | WH | 11.3 | 0 | 0 | 900ACSR45X7 | 0 | 0 | 0 | 0 | 0 | 0 | 0 | 0 | 0 | 0 | 0 | 0 | 0 | 0 | 0 | 0 | 0 | 0 | 0 | 0 | 0 | 0 | 0 | 12 | 1
NO |  | 144 | 2015 | 10 | 17 | 17 |  |  |  | 230 | 230 | WH | 0.16 | 0.26 | 0 | 900ACSR54X7 | 0 | 0 | 0 | 0 | 0 | 0 | 0 | 0 | 0 | 0 | 0 | 0 | 0 | 0 | 0 | 0 | 0 | 0 | 0 | 0 | 0 | 0 | 0 | 12 | 1
NO |  | 144 | 2015 | 10 | 18 | 18 |  | 23021 GREENTOWN | PERU SE - WALTON | 230 | 230 | ST | 3.9 | 0 | 1 | 954ACSR45X7 | 0 | 0 | 0 | 0 | 0 | 0 | 0 | 0 | 0 | 0 | 0 | 0 | 0 | 0 | 0 | 0 | 0 | 0 | 0 | 0 | 0 | 0 | 0 | 12 | 1
NO |  | 144 | 2015 | 10 | 19 | 19 |  | 23025 WABASH RIVER | CLINTON 230 | 230 | 230 | ST | 4.05 | 0 | 1 | 900ACSR54X7 | 0 | 0 | 0 | 0 | 0 | 0 | 0 | 0 | 0 | 0 | 0 | 0 | 0 | 0 | 0 | 0 | 0 | 0 | 0 | 0 | 0 | 0 | 0 | 12 | 1
NO |  | 144 | 2015 | 10 | 20 | 20 |  |  |  | 230 | 230 | WH | 9.72 | 0 | 0 | 900ACSR54X7 | 0 | 0 | 0 | 0 | 0 | 0 | 0 | 0 | 0 | 0 | 0 | 0 | 0 | 0 | 0 | 0 | 0 | 0 | 0 | 0 | 0 | 0 | 0 | 12 | 1
NO |  | 144 | 2015 | 10 | 21 | 21 |  | 23026 GREENWOOD CLARK TWP | FIVE POINTS | 230 | 230 | ST | 0 | 6.89 | 1 | 954ACSR/OVAL | 0 | 0 | 0 | 0 | 0 | 0 | 0 | 0 | 0 | 0 | 0 | 0 | 0 | 0 | 0 | 0 | 0 | 0 | 0 | 0 | 0 | 0 | 0 | 12 | 1
NO |  | 144 | 2015 | 10 | 22 | 22 |  | 23027 LAFAYETTE 230 | VEEDERSBURG | 230 | 230 | SP | 0.15 | 0 | 1 | 900ACSR54X7 | 0 | 0 | 0 | 0 | 0 | 0 | 0 | 0 | 0 | 0 | 0 | 0 | 0 | 0 | 0 | 0 | 0 | 0 | 0 | 0 | 0 | 0 | 0 | 12 | 1
NO |  | 144 | 2015 | 10 | 23 | 23 |  |  |  | 230 | 230 | ST | 5.11 | 0 | 0 | 900ACSR54X7 | 0 | 0 | 0 | 0 | 0 | 0 | 0 | 0 | 0 | 0 | 0 | 0 | 0 | 0 | 0 | 0 | 0 | 0 | 0 | 0 | 0 | 0 | 0 | 12 | 1
NO |  | 144 | 2015 | 10 | 24 | 24 |  |  |  | 230 | 230 | WH | 35.19 | 0 | 0 | 900ACSR54X7 | 0 | 0 | 0 | 0 | 0 | 0 | 0 | 0 | 0 | 0 | 0 | 0 | 0 | 0 | 0 | 0 | 0 | 0 | 0 | 0 | 0 | 0 | 0 | 12 | 1
NO |  | 144 | 2015 | 10 | 25 | 25 |  | 23028 KOKOMO HIGHLAND PARK | WHITESVILLE SOUTH | 230 | 230 | WH | 49.06 | 0 | 1 | 900ACSR54X7 | 0 | 0 | 0 | 0 | 0 | 0 | 0 | 0 | 0 | 0 | 0 | 0 | 0 | 0 | 0 | 0 | 0 | 0 | 0 | 0 | 0 | 0 | 0 | 12 | 1
NO |  | 144 | 2015 | 10 | 26 | 26 |  | 23029 FRANKLIN | FIVE POINTS | 230 | 230 | ST | 0 | 0.08 | 1 | 900ACSR54X7 | 0 | 0 | 0 | 0 | 0 | 0 | 0 | 0 | 0 | 0 | 0 | 0 | 0 | 0 | 0 | 0 | 0 | 0 | 0 | 0 | 0 | 0 | 0 | 12 | 1
NO |  | 144 | 2015 | 10 | 27 | 27 |  |  |  | 230 | 230 | ST | 12.21 | 0 | 0 | 954ACSR/OVAL | 0 | 0 | 0 | 0 | 0 | 0 | 0 | 0 | 0 | 0 | 0 | 0 | 0 | 0 | 0 | 0 | 0 | 0 | 0 | 0 | 0 | 0 | 0 | 12 | 1
NO |  | 144 | 2015 | 10 | 28 | 28 |  |  |  | 230 | 230 | ST | 0 | 6.34 | 0 | 954ACSR45X7 | 0 | 0 | 0 | 0 | 0 | 0 | 0 | 0 | 0 | 0 | 0 | 0 | 0 | 0 | 0 | 0 | 0 | 0 | 0 | 0 | 0 | 0 | 0 | 12 | 1
NO |  | 144 | 2015 | 10 | 29 | 29 |  | 23030 FIVE POINTS | GEIST | 230 | 230 | SP | 0.09 | 0 | 1 | 900ACSR54X7 | 0 | 0 | 0 | 0 | 0 | 0 | 0 | 0 | 0 | 0 | 0 | 0 | 0 | 0 | 0 | 0 | 0 | 0 | 0 | 0 | 0 | 0 | 0 | 12 | 1
NO |  | 144 | 2015 | 10 | 30 | 30 |  |  |  | 230 | 230 | ST | 13.87 | 0 | 0 | 900ACSR54X7 | 0 | 0 | 0 | 0 | 0 | 0 | 0 | 0 | 0 | 0 | 0 | 0 | 0 | 0 | 0 | 0 | 0 | 0 | 0 | 0 | 0 | 0 | 0 | 12 | 1
NO |  | 144 | 2015 | 10 | 31 | 31 |  |  |  | 230 | 230 | WH | 13.39 | 0 | 0 | 900ACSR54X7 | 0 | 0 | 0 | 0 | 0 | 0 | 0 | 0 | 0 | 0 | 0 | 0 | 0 | 0 | 0 | 0 | 0 | 0 | 0 | 0 | 0 | 0 | 0 | 12 | 1
NO |  | 144 | 2015 | 10 | 32 | 32 |  | 23031 DENOIS CREEK | COLUMBUS | 230 | 230 | WH | 4.96 | 0 | 1 | 900ACSR54X7 | 0 | 0 | 0 | 0 | 0 | 0 | 0 | 0 | 0 | 0 | 0 | 0 | 0 | 0 | 0 | 0 | 0 | 0 | 0 | 0 | 0 | 0 | 0 | 12 | 1
NO |  | 144 | 2015 | 10 | 33 | 33 |  | 23032 TIPTON | KOKOMO HIGHLAND PARK | 230 | 230 | SP | 11.41 | 0 | 1 | 900ACSR54X7 | 0 | 0 | 0 | 0 | 0 | 0 | 0 | 0 | 0 | 0 | 0 | 0 | 0 | 0 | 0 | 0 | 0 | 0 | 0 | 0 | 0 | 0 | 0 | 12 | 1
NO |  | 144 | 2015 | 10 | 34 | 34 |  |  |  | 230 | 230 | SP | 0.68 | 0 | 0 | 900ACSR/OVAL | 0 | 0 | 0 | 0 | 0 | 0 | 0 | 0 | 0 | 0 | 0 | 0 | 0 | 0 | 0 | 0 | 0 | 0 | 0 | 0 | 0 | 0 | 0 | 12 | 1
NO |  | 144 | 2015 | 10 | 35 | 35 |  |  |  | 230 | 230 | ST | 2.17 | 0 | 0 | 900ACSR54X7 | 0 | 0 | 0 | 0 | 0 | 0 | 0 | 0 | 0 | 0 | 0 | 0 | 0 | 0 | 0 | 0 | 0 | 0 | 0 | 0 | 0 | 0 | 0 | 12 | 1
NO |  | 144 | 2015 | 11 | 1 | 1 |  |  |  | 0 | 0 |  | 0 | 0 | 0 |  | 4532433 | 65803695 | 70336128 | 0 | 0 | 0 | 0 | 0 | 0 | 0 | 0 | 0 | 0 | 0 | 0 | 0 | 0 | 0 | 0 | 0 | 0 | 0 | 0 | 12 | 1
NO |  | 144 | 2015 | 11 | 2 | 2 |  | 345kV |  | 0 | 0 |  | 0 | 0 | 0 |  | 0 | 0 | 0 | 0 | 0 | 0 | 0 | 0 | 0 | 0 | 0 | 0 | 0 | 0 | 0 | 0 | 0 | 0 | 0 | 0 | 0 | 0 | 0 | 12 | 1
NO |  | 144 | 2015 | 11 | 3 | 3 |  | 34502 CAYUGA 345 | AEP EUGENE | 345 | 345 | SH | 3.22 | 0 | 1 | 954ACSR45X7B | 0 | 0 | 0 | 0 | 0 | 0 | 0 | 0 | 0 | 0 | 0 | 0 | 0 | 0 | 0 | 0 | 0 | 0 | 0 | 0 | 0 | 0 | 0 | 12 | 1
NO |  | 144 | 2015 | 11 | 4 | 4 |  | 34505 WESTWOOD | DEQUINE | 345 | 345 | ST | 2.62 | 0 | 1 | 954ACSR45X7B | 0 | 0 | 0 | 0 | 0 | 0 | 0 | 0 | 0 | 0 | 0 | 0 | 0 | 0 | 0 | 0 | 0 | 0 | 0 | 0 | 0 | 0 | 0 | 12 | 1
NO |  | 144 | 2015 | 11 | 5 | 5 |  | 34506 GIBSON | BEDFORD 345 | 345 | 345 | SH | 71.8 | 0 | 1 | 954ACSR45X7B | 0 | 0 | 0 | 0 | 0 | 0 | 0 | 0 | 0 | 0 | 0 | 0 | 0 | 0 | 0 | 0 | 0 | 0 | 0 | 0 | 0 | 0 | 0 | 12 | 1
NO |  | 144 | 2015 | 11 | 6 | 6 |  |  |  | 345 | 345 | ST | 0.21 | 8.2 | 0 | 954ACSR45X7B | 0 | 0 | 0 | 0 | 0 | 0 | 0 | 0 | 0 | 0 | 0 | 0 | 0 | 0 | 0 | 0 | 0 | 0 | 0 | 0 | 0 | 0 | 0 | 12 | 1
NO |  | 144 | 2015 | 11 | 7 | 7 |  | 34507 GIBSON | PETERSBURG | 345 | 345 | SH | 28.71 | 0 | 1 | 954ACSR45X7B | 0 | 0 | 0 | 0 | 0 | 0 | 0 | 0 | 0 | 0 | 0 | 0 | 0 | 0 | 0 | 0 | 0 | 0 | 0 | 0 | 0 | 0 | 0 | 12 | 1
NO |  | 144 | 2015 | 11 | 8 | 8 |  |  |  | 345 | 345 | ST | 0.97 | 0 | 0 | 954ACSR45X7B | 0 | 0 | 0 | 0 | 0 | 0 | 0 | 0 | 0 | 0 | 0 | 0 | 0 | 0 | 0 | 0 | 0 | 0 | 0 | 0 | 0 | 0 | 0 | 12 | 1
NO |  | 144 | 2015 | 11 | 9 | 9 |  |  |  | 345 | 345 | WH | 0.7 | 0 | 0 | 954ACSR45X7B | 0 | 0 | 0 | 0 | 0 | 0 | 0 | 0 | 0 | 0 | 0 | 0 | 0 | 0 | 0 | 0 | 0 | 0 | 0 | 0 | 0 | 0 | 0 | 12 | 1
NO |  | 144 | 2015 | 11 | 10 | 10 |  | 34508 GIBSON | WHEATLAND | 345 | 345 | SH | 28.11 | 0 | 1 | 954ACSR45X7B | 0 | 0 | 0 | 0 | 0 | 0 | 0 | 0 | 0 | 0 | 0 | 0 | 0 | 0 | 0 | 0 | 0 | 0 | 0 | 0 | 0 | 0 | 0 | 12 | 1
NO |  | 144 | 2015 | 11 | 11 | 11 |  |  |  | 345 | 345 | ST | 8.23 | 0 | 0 | 954ACSR45X7B | 0 | 0 | 0 | 0 | 0 | 0 | 0 | 0 | 0 | 0 | 0 | 0 | 0 | 0 | 0 | 0 | 0 | 0 | 0 | 0 | 0 | 0 | 0 | 12 | 1
NO |  | 144 | 2015 | 11 | 12 | 12 |  | 34509 GIBSON | ALBION (CIPS) | 345 | 345 | ST | 0.74 | 0 | 1 | 954ACSR45X7B | 0 | 0 | 0 | 0 | 0 | 0 | 0 | 0 | 0 | 0 | 0 | 0 | 0 | 0 | 0 | 0 | 0 | 0 | 0 | 0 | 0 | 0 | 0 | 12 | 1
NO |  | 144 | 2015 | 11 | 13 | 13 |  | 34510 BATESVILLE | LGE GHENT | 345 | 345 | ST | 1.36 | 0 | 1 | 954ACSR45X7B | 0 | 0 | 0 | 0 | 0 | 0 | 0 | 0 | 0 | 0 | 0 | 0 | 0 | 0 | 0 | 0 | 0 | 0 | 0 | 0 | 0 | 0 | 0 | 12 | 1
NO |  | 144 | 2015 | 11 | 14 | 14 |  |  |  | 345 | 345 | ST | 3.84 | 0 | 0 | 954ACSR45X7B | 0 | 0 | 0 | 0 | 0 | 0 | 0 | 0 | 0 | 0 | 0 | 0 | 0 | 0 | 0 | 0 | 0 | 0 | 0 | 0 | 0 | 0 | 0 | 12 | 1
NO |  | 144 | 2015 | 11 | 15 | 15 |  |  |  | 345 | 345 | WH | 31.99 | 0 | 0 | 954ACSR45X7B | 0 | 0 | 0 | 0 | 0 | 0 | 0 | 0 | 0 | 0 | 0 | 0 | 0 | 0 | 0 | 0 | 0 | 0 | 0 | 0 | 0 | 0 | 0 | 12 | 1
NO |  | 144 | 2015 | 11 | 16 | 16 |  | 34511 GIBSON | MEROM (HE) | 345 | 345 | SH | 59.18 | 0 | 1 | 954ACSR45X7B | 0 | 0 | 0 | 0 | 0 | 0 | 0 | 0 | 0 | 0 | 0 | 0 | 0 | 0 | 0 | 0 | 0 | 0 | 0 | 0 | 0 | 0 | 0 | 12 | 1
NO |  | 144 | 2015 | 11 | 17 | 17 |  |  |  | 345 | 345 | ST | 0 | 0.95 | 0 | 954ACSR45X7B | 0 | 0 | 0 | 0 | 0 | 0 | 0 | 0 | 0 | 0 | 0 | 0 | 0 | 0 | 0 | 0 | 0 | 0 | 0 | 0 | 0 | 0 | 0 | 12 | 1
NO |  | 144 | 2015 | 11 | 18 | 18 |  | 34516 GIBSON | FRANCISCO | 345 | 345 | AH | 21.69 | 0 | 1 | 954ACSR45X7B | 0 | 0 | 0 | 0 | 0 | 0 | 0 | 0 | 0 | 0 | 0 | 0 | 0 | 0 | 0 | 0 | 0 | 0 | 0 | 0 | 0 | 0 | 0 | 12 | 1
NO |  | 144 | 2015 | 11 | 19 | 19 |  |  |  | 345 | 345 | ST | 0.15 | 0 | 0 | 954ACSR45X7B | 0 | 0 | 0 | 0 | 0 | 0 | 0 | 0 | 0 | 0 | 0 | 0 | 0 | 0 | 0 | 0 | 0 | 0 | 0 | 0 | 0 | 0 | 0 | 12 | 1
NO |  | 144 | 2015 | 11 | 20 | 20 |  |  |  | 345 | 345 | WH | 0.15 | 0 | 0 | 954ACSR45X7B | 0 | 0 | 0 | 0 | 0 | 0 | 0 | 0 | 0 | 0 | 0 | 0 | 0 | 0 | 0 | 0 | 0 | 0 | 0 | 0 | 0 | 0 | 0 | 12 | 1
NO |  | 144 | 2015 | 11 | 21 | 21 |  | 34517 BEDFORD | COLUMBUS | 345 | 345 | SH | 33.85 | 0 | 1 | 954ACSR45X7B | 0 | 0 | 0 | 0 | 0 | 0 | 0 | 0 | 0 | 0 | 0 | 0 | 0 | 0 | 0 | 0 | 0 | 0 | 0 | 0 | 0 | 0 | 0 | 12 | 1
NO |  | 144 | 2015 | 11 | 22 | 22 |  |  |  | 345 | 345 | ST | 0 | 13.88 | 0 | 954ACSR45X7 | 0 | 0 | 0 | 0 | 0 | 0 | 0 | 0 | 0 | 0 | 0 | 0 | 0 | 0 | 0 | 0 | 0 | 0 | 0 | 0 | 0 | 0 | 0 | 12 | 1
NO |  | 144 | 2015 | 11 | 23 | 23 |  |  |  | 345 | 345 | ST | 6.16 | 0.8 | 0 | 954ACSR45X7B | 0 | 0 | 0 | 0 | 0 | 0 | 0 | 0 | 0 | 0 | 0 | 0 | 0 | 0 | 0 | 0 | 0 | 0 | 0 | 0 | 0 | 0 | 0 | 12 | 1
NO |  | 144 | 2015 | 11 | 24 | 24 |  |  |  | 345 | 345 | WH | 3.53 | 0 | 0 | 954ACSR45X7B | 0 | 0 | 0 | 0 | 0 | 0 | 0 | 0 | 0 | 0 | 0 | 0 | 0 | 0 | 0 | 0 | 0 | 0 | 0 | 0 | 0 | 0 | 0 | 12 | 1
NO |  | 144 | 2015 | 11 | 25 | 25 |  | 34518 WALTON | LEESBURG (NIPSCO) | 345 | 345 | AH | 7.07 | 0 | 1 | 954ACSR45X7B | 0 | 0 | 0 | 0 | 0 | 0 | 0 | 0 | 0 | 0 | 0 | 0 | 0 | 0 | 0 | 0 | 0 | 0 | 0 | 0 | 0 | 0 | 0 | 12 | 1
NO |  | 144 | 2015 | 11 | 26 | 26 |  |  |  | 345 | 345 | SH | 3.21 | 0 | 0 | 954ACSR45X7B | 0 | 0 | 0 | 0 | 0 | 0 | 0 | 0 | 0 | 0 | 0 | 0 | 0 | 0 | 0 | 0 | 0 | 0 | 0 | 0 | 0 | 0 | 0 | 12 | 1
NO |  | 144 | 2015 | 11 | 27 | 27 |  |  |  | 345 | 345 | ST | 6.37 | 0 | 0 | 954ACSR45X7B | 0 | 0 | 0 | 0 | 0 | 0 | 0 | 0 | 0 | 0 | 0 | 0 | 0 | 0 | 0 | 0 | 0 | 0 | 0 | 0 | 0 | 0 | 0 | 12 | 1
NO |  | 144 | 2015 | 11 | 28 | 28 |  |  |  | 345 | 345 | WH | 16.23 | 0 | 0 | 954ACSR45X7B | 0 | 0 | 0 | 0 | 0 | 0 | 0 | 0 | 0 | 0 | 0 | 0 | 0 | 0 | 0 | 0 | 0 | 0 | 0 | 0 | 0 | 0 | 0 | 12 | 1
NO |  | 144 | 2015 | 11 | 29 | 29 |  | 34520 MEROM | DRESSER | 345 | 345 | SH | 21 | 0 | 1 | 954ACSR45X7B | 0 | 0 | 0 | 0 | 0 | 0 | 0 | 0 | 0 | 0 | 0 | 0 | 0 | 0 | 0 | 0 | 0 | 0 | 0 | 0 | 0 | 0 | 0 | 12 | 1
NO |  | 144 | 2015 | 11 | 30 | 30 |  | 34521 BEDFORD LOST RIVER | PETERSBURG | 345 | 345 | SH | 50.13 | 0 | 1 | 954ACSR45X7B | 0 | 0 | 0 | 0 | 0 | 0 | 0 | 0 | 0 | 0 | 0 | 0 | 0 | 0 | 0 | 0 | 0 | 0 | 0 | 0 | 0 | 0 | 0 | 12 | 1
NO |  | 144 | 2015 | 11 | 31 | 31 |  |  |  | 345 | 345 | ST | 14.63 | 0 | 0 | 954ACSR45X7B | 0 | 0 | 0 | 0 | 0 | 0 | 0 | 0 | 0 | 0 | 0 | 0 | 0 | 0 | 0 | 0 | 0 | 0 | 0 | 0 | 0 | 0 | 0 | 12 | 1
NO |  | 144 | 2015 | 11 | 32 | 32 |  |  |  | 345 | 345 | WH | 1.91 | 0 | 0 | 954ACSR45X7B | 0 | 0 | 0 | 0 | 0 | 0 | 0 | 0 | 0 | 0 | 0 | 0 | 0 | 0 | 0 | 0 | 0 | 0 | 0 | 0 | 0 | 0 | 0 | 12 | 1
NO |  | 144 | 2015 | 11 | 33 | 33 |  | 34524 QUALITECH | WHITESTOWN | 345 | 345 | AH | 0.26 | 0 | 1 | 954ACSR45X7B | 0 | 0 | 0 | 0 | 0 | 0 | 0 | 0 | 0 | 0 | 0 | 0 | 0 | 0 | 0 | 0 | 0 | 0 | 0 | 0 | 0 | 0 | 0 | 12 | 1
NO |  | 144 | 2015 | 11 | 34 | 34 |  |  |  | 345 | 345 | SH | 11.27 | 0 | 0 | 954ACSR45X7B | 0 | 0 | 0 | 0 | 0 | 0 | 0 | 0 | 0 | 0 | 0 | 0 | 0 | 0 | 0 | 0 | 0 | 0 | 0 | 0 | 0 | 0 | 0 | 12 | 1
NO |  | 144 | 2015 | 11 | 35 | 35 |  |  |  | 345 | 345 | SP | 1.41 | 0 | 0 | 954ACSR45X7B | 0 | 0 | 0 | 0 | 0 | 0 | 0 | 0 | 0 | 0 | 0 | 0 | 0 | 0 | 0 | 0 | 0 | 0 | 0 | 0 | 0 | 0 | 0 | 12 | 1
NO |  | 144 | 2015 | 12 | 1 | 1 |  | 34524 QUALITECH | WHITESTOWN (cont'd) | 345 | 345 | WH | 0.18 | 0 | 0 | 954ACSR45X7B | 0 | 0 | 0 | 0 | 0 | 0 | 0 | 0 | 0 | 0 | 0 | 0 | 0 | 0 | 0 | 0 | 0 | 0 | 0 | 0 | 0 | 0 | 0 | 12 | 1
NO |  | 144 | 2015 | 12 | 2 | 2 |  | 34525 LG&E TRIMBLE JCT | GHENT GEN STA (KUCONN) | 345 | 345 | SH | 2.23 | 0 | 1 | 2167ACSR72X7 | 0 | 0 | 0 | 0 | 0 | 0 | 0 | 0 | 0 | 0 | 0 | 0 | 0 | 0 | 0 | 0 | 0 | 0 | 0 | 0 | 0 | 0 | 0 | 12 | 1
NO |  | 144 | 2015 | 12 | 3 | 3 |  |  |  | 345 | 345 | SH | 16.75 | 0 | 0 | 954ACSR45X7B | 0 | 0 | 0 | 0 | 0 | 0 | 0 | 0 | 0 | 0 | 0 | 0 | 0 | 0 | 0 | 0 | 0 | 0 | 0 | 0 | 0 | 0 | 0 | 12 | 1
NO |  | 144 | 2015 | 12 | 4 | 4 |  |  |  | 345 | 345 | SP | 0.19 | 0 | 0 | 2167ACSR72X7 | 0 | 0 | 0 | 0 | 0 | 0 | 0 | 0 | 0 | 0 | 0 | 0 | 0 | 0 | 0 | 0 | 0 | 0 | 0 | 0 | 0 | 0 | 0 | 12 | 1
NO |  | 144 | 2015 | 12 | 5 | 5 |  |  |  | 345 | 345 | ST | 14.18 | 0 | 0 | 2167ACSR72X7 | 0 | 0 | 0 | 0 | 0 | 0 | 0 | 0 | 0 | 0 | 0 | 0 | 0 | 0 | 0 | 0 | 0 | 0 | 0 | 0 | 0 | 0 | 0 | 12 | 1
NO |  | 144 | 2015 | 12 | 6 | 6 |  |  |  | 345 | 345 | ST | 4.19 | 2.17 | 0 | 954ACSR45X7B | 0 | 0 | 0 | 0 | 0 | 0 | 0 | 0 | 0 | 0 | 0 | 0 | 0 | 0 | 0 | 0 | 0 | 0 | 0 | 0 | 0 | 0 | 0 | 12 | 1
NO |  | 144 | 2015 | 12 | 7 | 7 |  | 34528 EDWARDSPORT IGCC STA | AMO | 345 | 345 | SH | 67.41 | 0 | 1 | 954ACSR45X7B | 0 | 0 | 0 | 0 | 0 | 0 | 0 | 0 | 0 | 0 | 0 | 0 | 0 | 0 | 0 | 0 | 0 | 0 | 0 | 0 | 0 | 0 | 0 | 12 | 1
NO |  | 144 | 2015 | 12 | 8 | 8 |  |  |  | 345 | 345 | WH | 0.71 | 0 | 0 | 954ACSR45X7B | 0 | 0 | 0 | 0 | 0 | 0 | 0 | 0 | 0 | 0 | 0 | 0 | 0 | 0 | 0 | 0 | 0 | 0 | 0 | 0 | 0 | 0 | 0 | 12 | 1
NO |  | 144 | 2015 | 12 | 9 | 9 |  | 34529 WESTWOOD | OLIVE | 345 | 345 | ST | 0 | 2.73 | 1 | 954ACSR45X7B | 0 | 0 | 0 | 0 | 0 | 0 | 0 | 0 | 0 | 0 | 0 | 0 | 0 | 0 | 0 | 0 | 0 | 0 | 0 | 0 | 0 | 0 | 0 | 12 | 1
NO |  | 144 | 2015 | 12 | 10 | 10 |  | 34530 SPEED | LG&E TRIMBLE | 345 | 345 | SP | 9.83 | 0 | 1 | 2167ACSR72X7 | 0 | 0 | 0 | 0 | 0 | 0 | 0 | 0 | 0 | 0 | 0 | 0 | 0 | 0 | 0 | 0 | 0 | 0 | 0 | 0 | 0 | 0 | 0 | 12 | 1
NO |  | 144 | 2015 | 12 | 11 | 11 |  |  |  | 345 | 345 | ST | 11.65 | 0 | 0 | 2167ACSR72x7 | 0 | 0 | 0 | 0 | 0 | 0 | 0 | 0 | 0 | 0 | 0 | 0 | 0 | 0 | 0 | 0 | 0 | 0 | 0 | 0 | 0 | 0 | 0 | 12 | 1
NO |  | 144 | 2015 | 12 | 12 | 12 |  | 34531 AMO | QUALITECH | 345 | 345 | SH | 13.55 | 0 | 1 | 954ACSR45X7B | 0 | 0 | 0 | 0 | 0 | 0 | 0 | 0 | 0 | 0 | 0 | 0 | 0 | 0 | 0 | 0 | 0 | 0 | 0 | 0 | 0 | 0 | 0 | 12 | 1
NO |  | 144 | 2015 | 12 | 13 | 13 |  |  |  | 345 | 345 | ST | 0.96 | 0 | 0 | 954ACSR45X7B | 0 | 0 | 0 | 0 | 0 | 0 | 0 | 0 | 0 | 0 | 0 | 0 | 0 | 0 | 0 | 0 | 0 | 0 | 0 | 0 | 0 | 0 | 0 | 12 | 1
NO |  | 144 | 2015 | 12 | 14 | 14 |  | 34535 CAYUGA 345 | CAYUGA 212 | 345 | 345 | SH | 1.12 | 0 | 1 | 954ACSR45X7B | 0 | 0 | 0 | 0 | 0 | 0 | 0 | 0 | 0 | 0 | 0 | 0 | 0 | 0 | 0 | 0 | 0 | 0 | 0 | 0 | 0 | 0 | 0 | 12 | 1
NO |  | 144 | 2015 | 12 | 15 | 15 |  | 34537 FRANCISCO | DUFF | 345 | 345 | AH | 21.48 | 0 | 1 | 954ACSR45X7B | 0 | 0 | 0 | 0 | 0 | 0 | 0 | 0 | 0 | 0 | 0 | 0 | 0 | 0 | 0 | 0 | 0 | 0 | 0 | 0 | 0 | 0 | 0 | 12 | 1
NO |  | 144 | 2015 | 12 | 16 | 16 |  |  |  | 345 | 345 | SH | 0.25 | 0 | 0 | 954ACSR45X7B | 0 | 0 | 0 | 0 | 0 | 0 | 0 | 0 | 0 | 0 | 0 | 0 | 0 | 0 | 0 | 0 | 0 | 0 | 0 | 0 | 0 | 0 | 0 | 12 | 1
NO |  | 144 | 2015 | 12 | 17 | 17 |  |  |  | 345 | 345 | ST | 0.43 | 0 | 0 | 954ACSR45X7B | 0 | 0 | 0 | 0 | 0 | 0 | 0 | 0 | 0 | 0 | 0 | 0 | 0 | 0 | 0 | 0 | 0 | 0 | 0 | 0 | 0 | 0 | 0 | 12 | 1
NO |  | 144 | 2015 | 12 | 18 | 18 |  |  |  | 345 | 345 | WH | 0.21 | 0 | 0 | 954ACSR45X7B | 0 | 0 | 0 | 0 | 0 | 0 | 0 | 0 | 0 | 0 | 0 | 0 | 0 | 0 | 0 | 0 | 0 | 0 | 0 | 0 | 0 | 0 | 0 | 12 | 1
NO |  | 144 | 2015 | 12 | 19 | 19 |  | 34539 HE RAMSEY | SPEED | 345 | 345 | AH | 13.1 | 0 | 1 | 954ACSR45X7B | 0 | 0 | 0 | 0 | 0 | 0 | 0 | 0 | 0 | 0 | 0 | 0 | 0 | 0 | 0 | 0 | 0 | 0 | 0 | 0 | 0 | 0 | 0 | 12 | 1
NO |  | 144 | 2015 | 12 | 20 | 20 |  |  |  | 345 | 345 | SH | 3.53 | 0 | 0 | 954ACSR45X7B | 0 | 0 | 0 | 0 | 0 | 0 | 0 | 0 | 0 | 0 | 0 | 0 | 0 | 0 | 0 | 0 | 0 | 0 | 0 | 0 | 0 | 0 | 0 | 12 | 1
NO |  | 144 | 2015 | 12 | 21 | 21 |  |  |  | 345 | 345 | ST | 11.36 | 0 | 0 | 954ACSR45X7B | 0 | 0 | 0 | 0 | 0 | 0 | 0 | 0 | 0 | 0 | 0 | 0 | 0 | 0 | 0 | 0 | 0 | 0 | 0 | 0 | 0 | 0 | 0 | 12 | 1
NO |  | 144 | 2015 | 12 | 22 | 22 |  | 34540 WHEATLAND SW STA | EDWARDSPORT IGCC STA | 345 | 345 | SH | 11.12 | 0 | 1 | 954ACSR45X7B | 0 | 0 | 0 | 0 | 0 | 0 | 0 | 0 | 0 | 0 | 0 | 0 | 0 | 0 | 0 | 0 | 0 | 0 | 0 | 0 | 0 | 0 | 0 | 12 | 1
NO |  | 144 | 2015 | 12 | 23 | 23 |  | 34543 VECTREN DUFF | HE RAMSEY | 345 | 345 | AH | 7.51 | 0 | 1 | 954ACSR45X7B | 0 | 0 | 0 | 0 | 0 | 0 | 0 | 0 | 0 | 0 | 0 | 0 | 0 | 0 | 0 | 0 | 0 | 0 | 0 | 0 | 0 | 0 | 0 | 12 | 1
NO |  | 144 | 2015 | 12 | 24 | 24 |  |  |  | 345 | 345 | SH | 39.87 | 0 | 0 | 954ACSR45X7B | 0 | 0 | 0 | 0 | 0 | 0 | 0 | 0 | 0 | 0 | 0 | 0 | 0 | 0 | 0 | 0 | 0 | 0 | 0 | 0 | 0 | 0 | 0 | 12 | 1
NO |  | 144 | 2015 | 12 | 25 | 25 |  |  |  | 0 | 0 |  | 0 | 0 | 0 |  | 11356431 | 122581105 | 133937536 | 0 | 0 | 0 | 0 | 0 | 0 | 0 | 0 | 0 | 0 | 0 | 0 | 0 | 0 | 0 | 0 | 0 | 0 | 0 | 0 | 12 | 1
NO |  | 144 | 2015 | 12 | 26 | 26 |  | Foot notes: |  | 0 | 0 |  | 0 | 0 | 0 |  | 0 | 0 | 0 | 0 | 0 | 0 | 0 | 0 | 0 | 0 | 0 | 0 | 0 | 0 | 0 | 0 | 0 | 0 | 0 | 0 | 0 | 0 | 0 | 12 | 1
NO |  | 144 | 2015 | 12 | 27 | 27 |  | Lower voltage lines that | are double ckt with higher | 0 | 0 |  | 0 | 0 | 0 |  | 0 | 0 | 0 | 0 | 0 | 0 | 0 | 0 | 0 | 0 | 0 | 0 | 0 | 0 | 0 | 0 | 0 | 0 | 0 | 0 | 0 | 0 | 0 | 12 | 1
NO |  | 144 | 2015 | 12 | 28 | 28 |  | voltage lines are reported | n column (g) | 0 | 0 |  | 0 | 0 | 0 |  | 0 | 0 | 0 | 0 | 0 | 0 | 0 | 0 | 0 | 0 | 0 | 0 | 0 | 0 | 0 | 0 | 0 | 0 | 0 | 0 | 0 | 0 | 0 | 12 | 1
NO |  | 144 | 2015 | 12 | 30 | 30 |  | O&M Expenses |  | 0 | 0 |  | 0 | 0 | 0 |  | 0 | 0 | 0 | 333959 | 9832039 | 0 | 10165998 | 0 | 0 | 0 | 0 | 0 | 0 | 0 | 0 | 0 | 0 | 0 | 0 | 0 | 0 | 0 | 0 | 12 | 1
NO |  | 145 | 2015 | 0 | 1 | 1 |  | (7005) PSCO LAMAR SUB | FINNEY COUNTY SW. STA. | 345 | 345 | H-FRAME | 26.58 | 0 | 1 | 3-795 kcmil ACSR | 0 | 0 | 0 | 0 | 0 | 0 | 0 | 0 | 0 | 0 | 0 | 0 | 0 | 0 | 0 | 0 | 0 | 0 | 0 | 0 | 0 | 0 | 0 | 12 | 1
NO |  | 145 | 2015 | 0 | 2 | 2 |  | (7015) DANIELS PARK SUB. | COMANCHE SUB. | 345 | 345 | SINGLE POLE | 114.4 | 0 | 1 | 6-954 kcmil ACSR | 0 | 0 | 0 | 0 | 0 | 0 | 0 | 0 | 0 | 0 | 0 | 0 | 0 | 0 | 0 | 0 | 0 | 0 | 0 | 0 | 0 | 0 | 0 | 12 | 1
NO |  | 145 | 2015 | 0 | 3 | 3 |  | (7017) DANIELS PARK | COMANCHE | 345 | 345 | SINGLE POLE | 0 | 114.42 | 1 | 6-954 kcmil ACSR | 0 | 0 | 0 | 0 | 0 | 0 | 0 | 0 | 0 | 0 | 0 | 0 | 0 | 0 | 0 | 0 | 0 | 0 | 0 | 0 | 0 | 0 | 0 | 12 | 1
NO |  | 145 | 2015 | 0 | 4 | 4 |  | (7051) WATERTON | MIDWAY | 345 | 345 | SINGLE POLE | 8.8 | 0 | 1 | 6-1272 kcmil ACSR | 0 | 0 | 0 | 0 | 0 | 0 | 0 | 0 | 0 | 0 | 0 | 0 | 0 | 0 | 0 | 0 | 0 | 0 | 0 | 0 | 0 | 0 | 0 | 12 | 1
NO |  | 145 | 2015 | 0 | 5 | 5 |  |  |  | 345 | 345 | SINGLE POLE | 72.75 | 0.03 | 1 | 6-954 kcmil ACSR | 0 | 0 | 0 | 0 | 0 | 0 | 0 | 0 | 0 | 0 | 0 | 0 | 0 | 0 | 0 | 0 | 0 | 0 | 0 | 0 | 0 | 0 | 0 | 12 | 1
NO |  | 145 | 2015 | 0 | 6 | 6 |  | (7081) MISSILE | SMOKY HILL | 345 | 345 | H-FRAME | 41.85 | 0 | 1 | 6-1272 kcmil ACSR | 0 | 0 | 0 | 0 | 0 | 0 | 0 | 0 | 0 | 0 | 0 | 0 | 0 | 0 | 0 | 0 | 0 | 0 | 0 | 0 | 0 | 0 | 0 | 12 | 1
NO |  | 145 | 2015 | 0 | 7 | 7 |  | (7091) PAWNEE | MISSILE | 345 | 345 | SINGLE POLE | 51.44 | 0.02 | 1 | 6-1272 kcmil ACSR | 0 | 0 | 0 | 0 | 0 | 0 | 0 | 0 | 0 | 0 | 0 | 0 | 0 | 0 | 0 | 0 | 0 | 0 | 0 | 0 | 0 | 0 | 0 | 12 | 1
NO |  | 145 | 2015 | 0 | 8 | 8 |  | (7300) CRAIG PLANT | RIFLE SUB. | 345 | 345 | TOWER | 81.74 | 0 | 1 | 3-1272 kcmil ACSR | 0 | 0 | 0 | 0 | 0 | 0 | 0 | 651450504 | 0 | 0 | 0 | 0 | 0 | 0 | 0 | 0 | 0 | 0 | 0 | 0 | 0 | 0 | 0 | 12 | 1
NO |  | 145 | 2015 | 0 | 9 | 9 |  | (7302) RIFLE SUB. | GRAND JUNCTION | 345 | 345 | TOWER | 48.86 | 0 | 1 | 3-1272 kcmil ACSR | 0 | 0 | 0 | 0 | 0 | 0 | 0 | 651450505 | 0 | 0 | 0 | 0 | 0 | 0 | 0 | 0 | 0 | 0 | 0 | 0 | 0 | 0 | 0 | 12 | 1
NO |  | 145 | 2015 | 0 | 10 | 10 |  |  |  | 345 | 345 | TOWER | 7.61 | 0 | 1 | 3-1272 kcmil ACSR | 0 | 0 | 0 | 0 | 0 | 0 | 0 | 0 | 0 | 0 | 0 | 0 | 0 | 0 | 0 | 0 | 0 | 0 | 0 | 0 | 0 | 0 | 0 | 12 | 1
NO |  | 145 | 2015 | 0 | 11 | 11 |  | (7303) GRAND JUNCTION | SAN JUAN PLANT | 345 | 345 | TOWER | 174.74 | 2.44 | 1 | 3-1272 kcmil ACSR | 0 | 0 | 0 | 0 | 0 | 0 | 0 | 651450506 | 0 | 0 | 0 | 0 | 0 | 0 | 0 | 0 | 0 | 0 | 0 | 0 | 0 | 0 | 0 | 12 | 1
NO |  | 145 | 2015 | 0 | 12 | 12 |  | Summary of 345 kV System |  | 0 | 0 |  | 0 | 0 | 0 |  | 12521113 | 181899583 | 194420696 | 0 | 0 | 0 | 0 | 0 | 0 | 0 | 0 | 0 | 0 | 0 | 0 | 0 | 0 | 0 | 0 | 0 | 0 | 0 | 0 | 12 | 1
NO |  | 145 | 2015 | 0 | 13 | 13 |  | (3000) HAYDEN PLANT | BLUE RIVER SUB. | 230 | 345 | TOWER | 86.27 | 0 | 1 | 6-1272 kcmil ACSR | 0 | 0 | 0 | 0 | 0 | 0 | 0 | 651450434 | 0 | 0 | 0 | 0 | 0 | 0 | 0 | 0 | 0 | 0 | 0 | 0 | 0 | 0 | 0 | 12 | 1
NO |  | 145 | 2015 | 0 | 14 | 14 |  | (3005) SAN LUIS VALLEY | SAN LUIS VALLEY EAST | 230 | 230 | 3 POLE | 0.19 | 0 | 1 | 3-1272 kcmil ACSR | 0 | 0 | 0 | 0 | 0 | 0 | 0 | 0 | 0 | 0 | 0 | 0 | 0 | 0 | 0 | 0 | 0 | 0 | 0 | 0 | 0 | 0 | 0 | 12 | 1
NO |  | 145 | 2015 | 0 | 15 | 15 |  | (3006) PONCHA SUB. | SAN LUIS VALLEY SUB. | 230 | 230 | TOWER | 0.74 | 0 | 1 | 3-1272 kcmil ACSR | 0 | 0 | 0 | 0 | 0 | 0 | 0 | 651450435 | 0 | 0 | 0 | 0 | 0 | 0 | 0 | 0 | 0 | 0 | 0 | 0 | 0 | 0 | 0 | 12 | 1
NO |  | 145 | 2015 | 0 | 16 | 16 |  |  |  | 230 | 230 | TOWER | 6.93 | 0 | 1 | 6-636 kcmil ACSR | 0 | 0 | 0 | 0 | 0 | 0 | 0 | 0 | 0 | 0 | 0 | 0 | 0 | 0 | 0 | 0 | 0 | 0 | 0 | 0 | 0 | 0 | 0 | 12 | 1
NO |  | 145 | 2015 | 0 | 17 | 17 |  |  |  | 230 | 230 | WOOD-H-FRAME | 54.63 | 0 | 1 | 6-636 kcmil ACSR | 0 | 0 | 0 | 0 | 0 | 0 | 0 | 0 | 0 | 0 | 0 | 0 | 0 | 0 | 0 | 0 | 0 | 0 | 0 | 0 | 0 | 0 | 0 | 12 | 1
NO |  | 145 | 2015 | 0 | 18 | 18 |  | (3007) RIFLE (UTE) | RIFLE W.A.P.A. SUB. | 230 | 230 | H-FRAME | 3.35 | 0 | 1 | 3-1272 kcmil ACSR | 0 | 0 | 0 | 0 | 0 | 0 | 0 | 651450436 | 0 | 0 | 0 | 0 | 0 | 0 | 0 | 0 | 0 | 0 | 0 | 0 | 0 | 0 | 0 | 12 | 1
NO |  | 145 | 2015 | 0 | 19 | 19 |  | (3008) HAYDEN TAP-3008 | CRAIG PLANT | 230 | 345 | TOWER | 24.77 | 0.09 | 1 | 6-1272 kcmil ACSR | 0 | 0 | 0 | 0 | 0 | 0 | 0 | 651450437 | 0 | 0 | 0 | 0 | 0 | 0 | 0 | 0 | 0 | 0 | 0 | 0 | 0 | 0 | 0 | 12 | 1
NO |  | 145 | 2015 | 0 | 20 | 20 |  | (5003) CABIN CREEK HYDRO PL | LOOKOUT SUB. | 230 | 230 | TOWER | 30.94 | 0 | 1 | 3-1033.5 ACSR | 0 | 0 | 0 | 0 | 0 | 0 | 0 | 0 | 0 | 0 | 0 | 0 | 0 | 0 | 0 | 0 | 0 | 0 | 0 | 0 | 0 | 0 | 0 | 12 | 1
NO |  | 145 | 2015 | 0 | 21 | 21 |  | (5005) CABIN CREEK HYDRO PL | LOOKOUT SUB. | 230 | 230 | TOWER | 0.06 | 30.94 | 1 | 3-1033.5 ACSR | 0 | 0 | 0 | 0 | 0 | 0 | 0 | 0 | 0 | 0 | 0 | 0 | 0 | 0 | 0 | 0 | 0 | 0 | 0 | 0 | 0 | 0 | 0 | 12 | 1
NO |  | 145 | 2015 | 0 | 22 | 22 |  | (5007) CABIN CREEK HYDRO PL | DILLON SUB. | 230 | 230 | H-FRAME | 0.05 | 0 | 1 | 6-636 kcmil ACSR | 0 | 0 | 0 | 0 | 0 | 0 | 0 | 0 | 0 | 0 | 0 | 0 | 0 | 0 | 0 | 0 | 0 | 0 | 0 | 0 | 0 | 0 | 0 | 12 | 1
NO |  | 145 | 2015 | 0 | 23 | 23 |  |  |  | 230 | 345 | H-FRAME | 18.1 | 0 | 1 | 6-636 kcmil ACSR | 0 | 0 | 0 | 0 | 0 | 0 | 0 | 0 | 0 | 0 | 0 | 0 | 0 | 0 | 0 | 0 | 0 | 0 | 0 | 0 | 0 | 0 | 0 | 12 | 1
NO |  | 145 | 2015 | 0 | 24 | 24 |  |  |  | 230 | 230 | TOWER | 0.22 | 1.99 | 1 | 6-636 kcmil ACSR | 0 | 0 | 0 | 0 | 0 | 0 | 0 | 0 | 0 | 0 | 0 | 0 | 0 | 0 | 0 | 0 | 0 | 0 | 0 | 0 | 0 | 0 | 0 | 12 | 1
NO |  | 145 | 2015 | 0 | 25 | 25 |  |  |  | 230 | 345 | TOWER | 1.44 | 0 | 1 | 6-636 kcmil ACSR | 0 | 0 | 0 | 0 | 0 | 0 | 0 | 0 | 0 | 0 | 0 | 0 | 0 | 0 | 0 | 0 | 0 | 0 | 0 | 0 | 0 | 0 | 0 | 12 | 1
NO |  | 145 | 2015 | 0 | 26 | 26 |  | (5021) CHEROKEE PLANT-5021 | RIDGE SUB. | 230 | 230 | TOWER | 8.89 | 0.12 | 1 | 3-1033.5 ACSR | 0 | 0 | 0 | 0 | 0 | 0 | 0 | 0 | 0 | 0 | 0 | 0 | 0 | 0 | 0 | 0 | 0 | 0 | 0 | 0 | 0 | 0 | 0 | 12 | 1
NO |  | 145 | 2015 | 0 | 27 | 27 |  | (5023) SODA LAKES SUB.-5023 | WATERTON SUB. | 230 | 230 | TOWER | 2.86 | 0.01 | 1 | 3-1033.5 ACSR | 0 | 0 | 0 | 0 | 0 | 0 | 0 | 0 | 0 | 0 | 0 | 0 | 0 | 0 | 0 | 0 | 0 | 0 | 0 | 0 | 0 | 0 | 0 | 12 | 1
NO |  | 145 | 2015 | 0 | 28 | 28 |  |  |  | 230 | 230 | TOWER | 9.27 | 0 | 1 | 9-1033.5 ACSR | 0 | 0 | 0 | 0 | 0 | 0 | 0 | 0 | 0 | 0 | 0 | 0 | 0 | 0 | 0 | 0 | 0 | 0 | 0 | 0 | 0 | 0 | 0 | 12 | 1
NO |  | 145 | 2015 | 0 | 29 | 29 |  |  |  | 230 | 230 | POLE STEEL | 4 | 0 | 1 | 3-1033.5 ACSR | 0 | 0 | 0 | 0 | 0 | 0 | 0 | 0 | 0 | 0 | 0 | 0 | 0 | 0 | 0 | 0 | 0 | 0 | 0 | 0 | 0 | 0 | 0 | 12 | 1
NO |  | 145 | 2015 | 0 | 30 | 30 |  |  |  | 230 | 230 | POLE STEEL | 0.37 | 0 | 1 | 6-1272 kcmil ACSR | 0 | 0 | 0 | 0 | 0 | 0 | 0 | 0 | 0 | 0 | 0 | 0 | 0 | 0 | 0 | 0 | 0 | 0 | 0 | 0 | 0 | 0 | 0 | 12 | 1
NO |  | 145 | 2015 | 0 | 31 | 31 |  | (5025) LOOKOUT SUB | PLAINS END SW#2 STA | 230 | 230 | TOWER | 6.37 | 0 | 1 | 3-1033.5 ACSR | 0 | 0 | 0 | 0 | 0 | 0 | 0 | 0 | 0 | 0 | 0 | 0 | 0 | 0 | 0 | 0 | 0 | 0 | 0 | 0 | 0 | 0 | 0 | 12 | 1
NO |  | 145 | 2015 | 0 | 32 | 32 |  |  |  | 230 | 230 | POLE STEEL | 4.18 | 0 | 1 | 3-1033.5 ACSR | 0 | 0 | 0 | 0 | 0 | 0 | 0 | 0 | 0 | 0 | 0 | 0 | 0 | 0 | 0 | 0 | 0 | 0 | 0 | 0 | 0 | 0 | 0 | 12 | 1
NO |  | 145 | 2015 | 0 | 33 | 33 |  | (5027) PLAINS END SUB. | LOOKOUT SUB | 230 | 230 | TOWER | 0 | 6.46 | 1 | 3-1033.5 ACSR | 0 | 0 | 0 | 0 | 0 | 0 | 0 | 0 | 0 | 0 | 0 | 0 | 0 | 0 | 0 | 0 | 0 | 0 | 0 | 0 | 0 | 0 | 0 | 12 | 1
NO |  | 145 | 2015 | 0 | 34 | 34 |  |  |  | 230 | 230 | POLE STEEL | 0.06 | 2.92 | 1 | 3-1033.5 ACSR | 0 | 0 | 0 | 0 | 0 | 0 | 0 | 0 | 0 | 0 | 0 | 0 | 0 | 0 | 0 | 0 | 0 | 0 | 0 | 0 | 0 | 0 | 0 | 12 | 1
NO |  | 145 | 2015 | 0 | 35 | 35 |  |  |  | 230 | 230 | POLE STEEL | 1.05 | 0 | 1 | 3-1272 kcmil ACSR | 0 | 0 | 0 | 0 | 0 | 0 | 0 | 0 | 0 | 0 | 0 | 0 | 0 | 0 | 0 | 0 | 0 | 0 | 0 | 0 | 0 | 0 | 0 | 12 | 1
NO |  | 145 | 2015 | 0 | 36 | 36 |  | TOTAL |  | 0 | 0 |  | 3771.27 | 823.26 | 251 |  | 77418913 | 860530059 | 937948972 | 2123650 | 8942047 | 2295139 | 13360836 | 0 | 0 | 0 | 0 | 0 | 0 | 0 | 0 | 0 | 0 | 0 | 0 | 0 | 0 | 0 | 0 | 12 | 1
NO |  | 145 | 2015 | 1 | 1 | 1 |  | (5029) RIDGE SUB. | LOOKOUT SUB | 230 | 230 | TOWER | 5.42 | 6.24 | 1 | 3-1033.5 ACSR | 0 | 0 | 0 | 0 | 0 | 0 | 0 | 0 | 0 | 0 | 0 | 0 | 0 | 0 | 0 | 0 | 0 | 0 | 0 | 0 | 0 | 0 | 0 | 12 | 1
NO |  | 145 | 2015 | 1 | 2 | 2 |  | (5047) HENRY LAKE SUB. | FT. LUPTON SUB. | 230 | 230 | TOWER | 6.96 | 0 | 1 | 3-1033.5 ACSR | 0 | 0 | 0 | 0 | 0 | 0 | 0 | 0 | 0 | 0 | 0 | 0 | 0 | 0 | 0 | 0 | 0 | 0 | 0 | 0 | 0 | 0 | 0 | 12 | 1
NO |  | 145 | 2015 | 1 | 3 | 3 |  | (5055) SILVER SADDLE SUB. | CHEROKEE PLANT | 230 | 230 | TOWER | 9.91 | 0 | 1 | 3-636 kcmil ACSR | 0 | 0 | 0 | 0 | 0 | 0 | 0 | 0 | 0 | 0 | 0 | 0 | 0 | 0 | 0 | 0 | 0 | 0 | 0 | 0 | 0 | 0 | 0 | 12 | 1
NO |  | 145 | 2015 | 1 | 4 | 4 |  | (5057) CHEROKEE PLANT-5057 | LACOMBE SUB. | 230 | 230 | SINGLE POLE | 4.31 | 0.04 | 1 | 3-954 kcmil AAC | 0 | 0 | 0 | 0 | 0 | 0 | 0 | 0 | 0 | 0 | 0 | 0 | 0 | 0 | 0 | 0 | 0 | 0 | 0 | 0 | 0 | 0 | 0 | 12 | 1
NO |  | 145 | 2015 | 1 | 5 | 5 |  |  |  | 230 | 230 | UNDERGROUND | 0.27 | 0 | 1 | 2000 kcmil CU | 0 | 0 | 0 | 0 | 0 | 0 | 0 | 0 | 0 | 0 | 0 | 0 | 0 | 0 | 0 | 0 | 0 | 0 | 0 | 0 | 0 | 0 | 0 | 12 | 1
NO |  | 145 | 2015 | 1 | 6 | 6 |  | (5067) RIDGE | ARVADA | 230 | 230 | SINGLE POLE | 0.1 | 0.47 | 1 | 3-1033.5 ACSR | 0 | 0 | 0 | 0 | 0 | 0 | 0 | 0 | 0 | 0 | 0 | 0 | 0 | 0 | 0 | 0 | 0 | 0 | 0 | 0 | 0 | 0 | 0 | 12 | 1
NO |  | 145 | 2015 | 1 | 7 | 7 |  |  |  | 230 | 230 | TOWER | 0 | 4.97 | 1 | 3-1033.5 ACSR | 0 | 0 | 0 | 0 | 0 | 0 | 0 | 0 | 0 | 0 | 0 | 0 | 0 | 0 | 0 | 0 | 0 | 0 | 0 | 0 | 0 | 0 | 0 | 12 | 1
NO |  | 145 | 2015 | 1 | 8 | 8 |  | (5085) WATERTON SUB. | DANIELS PARK SUB. | 230 | 230 | SINGLE POLE | 0.83 | 0 | 1 | 3-1033.5 ACSR | 0 | 0 | 0 | 0 | 0 | 0 | 0 | 0 | 0 | 0 | 0 | 0 | 0 | 0 | 0 | 0 | 0 | 0 | 0 | 0 | 0 | 0 | 0 | 12 | 1
NO |  | 145 | 2015 | 1 | 9 | 9 |  |  |  | 230 | 230 | SINGLE POLE | 4.32 | 0 | 1 | 3-1272 kcmil ACSR | 0 | 0 | 0 | 0 | 0 | 0 | 0 | 0 | 0 | 0 | 0 | 0 | 0 | 0 | 0 | 0 | 0 | 0 | 0 | 0 | 0 | 0 | 0 | 12 | 1
NO |  | 145 | 2015 | 1 | 10 | 10 |  |  |  | 230 | 230 | TOWER | 5.53 | 0 | 1 | 3-1033.5 ACSR | 0 | 0 | 0 | 0 | 0 | 0 | 0 | 0 | 0 | 0 | 0 | 0 | 0 | 0 | 0 | 0 | 0 | 0 | 0 | 0 | 0 | 0 | 0 | 12 | 1
NO |  | 145 | 2015 | 1 | 11 | 11 |  |  |  | 230 | 230 | TOWER | 2.65 | 0 | 1 | 3-1033.5 ACSR | 0 | 0 | 0 | 0 | 0 | 0 | 0 | 0 | 0 | 0 | 0 | 0 | 0 | 0 | 0 | 0 | 0 | 0 | 0 | 0 | 0 | 0 | 0 | 12 | 1
NO |  | 145 | 2015 | 1 | 12 | 12 |  | (5107) ARAPAHOE PLANT | DANIELS PARK SUB. | 230 | 230 | TOWER | 4.65 | 0 | 1 | 6-1033.5 ACSR | 0 | 0 | 0 | 0 | 0 | 0 | 0 | 0 | 0 | 0 | 0 | 0 | 0 | 0 | 0 | 0 | 0 | 0 | 0 | 0 | 0 | 0 | 0 | 12 | 1
NO |  | 145 | 2015 | 1 | 13 | 13 |  |  |  | 230 | 230 | TOWER | 3.86 | 6.79 | 1 | 3-1033.5 ACSR | 0 | 0 | 0 | 0 | 0 | 0 | 0 | 0 | 0 | 0 | 0 | 0 | 0 | 0 | 0 | 0 | 0 | 0 | 0 | 0 | 0 | 0 | 0 | 12 | 1
NO |  | 145 | 2015 | 1 | 14 | 14 |  |  |  | 230 | 230 | POLE STEEL | 5.67 | 0 | 1 | 3-1033.5 ACSR | 0 | 0 | 0 | 0 | 0 | 0 | 0 | 0 | 0 | 0 | 0 | 0 | 0 | 0 | 0 | 0 | 0 | 0 | 0 | 0 | 0 | 0 | 0 | 12 | 1
NO |  | 145 | 2015 | 1 | 15 | 15 |  | (5109) WATERTON SUB. | DANIELS PARK SUB. | 230 | 230 | SINGLE POLE | 0.11 | 8.88 | 1 | 6-1272 kcmil ACSR | 0 | 0 | 0 | 0 | 0 | 0 | 0 | 0 | 0 | 0 | 0 | 0 | 0 | 0 | 0 | 0 | 0 | 0 | 0 | 0 | 0 | 0 | 0 | 12 | 1
NO |  | 145 | 2015 | 1 | 16 | 16 |  | (5111) DANIELS PARK SUB. | GREENWOOD SUB. | 230 | 230 | SINGLE POLE | 8.43 | 0 | 1 | 3-1272 kcmil ACSR | 0 | 0 | 0 | 0 | 0 | 0 | 0 | 0 | 0 | 0 | 0 | 0 | 0 | 0 | 0 | 0 | 0 | 0 | 0 | 0 | 0 | 0 | 0 | 12 | 1
NO |  | 145 | 2015 | 1 | 17 | 17 |  | (5113) MISSILE | DANIELS PARK | 230 | 345 | H-FRAME | 0 | 28.64 | 1 | 6-1272 kcmil ACSR | 0 | 0 | 0 | 0 | 0 | 0 | 0 | 0 | 0 | 0 | 0 | 0 | 0 | 0 | 0 | 0 | 0 | 0 | 0 | 0 | 0 | 0 | 0 | 12 | 1
NO |  | 145 | 2015 | 1 | 18 | 18 |  |  |  | 230 | 345 | SINGLE POLE | 3.49 | 0.09 | 1 | 6-1272 kcmil ACSR | 0 | 0 | 0 | 0 | 0 | 0 | 0 | 0 | 0 | 0 | 0 | 0 | 0 | 0 | 0 | 0 | 0 | 0 | 0 | 0 | 0 | 0 | 0 | 12 | 1
NO |  | 145 | 2015 | 1 | 19 | 19 |  |  |  | 230 | 230 | SINGLE POLE | 0.43 | 1.24 | 1 | 6-1272 kcmil ACSR | 0 | 0 | 0 | 0 | 0 | 0 | 0 | 0 | 0 | 0 | 0 | 0 | 0 | 0 | 0 | 0 | 0 | 0 | 0 | 0 | 0 | 0 | 0 | 12 | 1
NO |  | 145 | 2015 | 1 | 20 | 20 |  |  |  | 230 | 345 | SINGLE POLE | 8.58 | 0 | 1 | 6-636 kcmil ACSR | 0 | 0 | 0 | 0 | 0 | 0 | 0 | 0 | 0 | 0 | 0 | 0 | 0 | 0 | 0 | 0 | 0 | 0 | 0 | 0 | 0 | 0 | 0 | 12 | 1
NO |  | 145 | 2015 | 1 | 21 | 21 |  |  |  | 230 | 230 | SINGLE POLE | 1.22 | 0.12 | 1 | 6-636 kcmil ACSR | 0 | 0 | 0 | 0 | 0 | 0 | 0 | 0 | 0 | 0 | 0 | 0 | 0 | 0 | 0 | 0 | 0 | 0 | 0 | 0 | 0 | 0 | 0 | 12 | 1
NO |  | 145 | 2015 | 1 | 22 | 22 |  |  |  | 230 | 345 | TOWER | 0.81 | 0 | 1 | 6-636 kcmil ACSR | 0 | 0 | 0 | 0 | 0 | 0 | 0 | 0 | 0 | 0 | 0 | 0 | 0 | 0 | 0 | 0 | 0 | 0 | 0 | 0 | 0 | 0 | 0 | 12 | 1
NO |  | 145 | 2015 | 1 | 23 | 23 |  |  |  | 230 | 230 | TOWER | 0 | 10.19 | 1 | 6-636 kcmil ACSR | 0 | 0 | 0 | 0 | 0 | 0 | 0 | 0 | 0 | 0 | 0 | 0 | 0 | 0 | 0 | 0 | 0 | 0 | 0 | 0 | 0 | 0 | 0 | 12 | 1
NO |  | 145 | 2015 | 1 | 24 | 24 |  |  |  | 230 | 230 | TOWER | 0.16 | 6.91 | 1 | 6-636 kcmil ACSR | 0 | 0 | 0 | 0 | 0 | 0 | 0 | 0 | 0 | 0 | 0 | 0 | 0 | 0 | 0 | 0 | 0 | 0 | 0 | 0 | 0 | 0 | 0 | 12 | 1
NO |  | 145 | 2015 | 1 | 25 | 25 |  | (5115) SULPHUR SUB. | DANIELS PARK SUB.-5115 | 230 | 230 | TOWER | 6.29 | 0 | 1 | 3-636 kcmil ACSR | 0 | 0 | 0 | 0 | 0 | 0 | 0 | 0 | 0 | 0 | 0 | 0 | 0 | 0 | 0 | 0 | 0 | 0 | 0 | 0 | 0 | 0 | 0 | 12 | 1
NO |  | 145 | 2015 | 1 | 26 | 26 |  |  |  | 230 | 230 | POLE STEEL | 4.14 | 0 | 1 | 3-636 kcmil ACSR | 0 | 0 | 0 | 0 | 0 | 0 | 0 | 0 | 0 | 0 | 0 | 0 | 0 | 0 | 0 | 0 | 0 | 0 | 0 | 0 | 0 | 0 | 0 | 12 | 1
NO |  | 145 | 2015 | 1 | 27 | 27 |  |  |  | 230 | 230 | POLE STEEL | 2.35 | 0.16 | 1 | 6-636 kcmil ACSR | 0 | 0 | 0 | 0 | 0 | 0 | 0 | 0 | 0 | 0 | 0 | 0 | 0 | 0 | 0 | 0 | 0 | 0 | 0 | 0 | 0 | 0 | 0 | 12 | 1
NO |  | 145 | 2015 | 1 | 28 | 28 |  | (5119) DANIELS PARK SUB | JACKSON FULLER SUB | 230 | 345 | SINGLE POLE | 0.13 | 43.99 | 1 | 6-954 kcmil ACSR | 0 | 0 | 0 | 0 | 0 | 0 | 0 | 0 | 0 | 0 | 0 | 0 | 0 | 0 | 0 | 0 | 0 | 0 | 0 | 0 | 0 | 0 | 0 | 12 | 1
NO |  | 145 | 2015 | 1 | 29 | 29 |  |  |  | 230 | 345 | TOWER | 0.14 | 0.06 | 1 | 6-954 kcmil ACSR | 0 | 0 | 0 | 0 | 0 | 0 | 0 | 0 | 0 | 0 | 0 | 0 | 0 | 0 | 0 | 0 | 0 | 0 | 0 | 0 | 0 | 0 | 0 | 12 | 1
NO |  | 145 | 2015 | 1 | 30 | 30 |  | (5123) FOUNTAIN VALLEY NUG | MIDWAY | 230 | 230 | H-FRAME | 0.27 | 0 | 1 | 3-1033.5 ACSR | 0 | 0 | 0 | 0 | 0 | 0 | 0 | 0 | 0 | 0 | 0 | 0 | 0 | 0 | 0 | 0 | 0 | 0 | 0 | 0 | 0 | 0 | 0 | 12 | 1
NO |  | 145 | 2015 | 1 | 31 | 31 |  | (5129) JACKSON FULLER SUB | MIDWAY SUB | 230 | 345 | SINGLE POLE | 0.22 | 28.48 | 1 | 6-954 kcmil ACSR | 0 | 0 | 0 | 0 | 0 | 0 | 0 | 0 | 0 | 0 | 0 | 0 | 0 | 0 | 0 | 0 | 0 | 0 | 0 | 0 | 0 | 0 | 0 | 12 | 1
NO |  | 145 | 2015 | 1 | 32 | 32 |  | (5145) TARRYALL SUB. | MALTA SUB. | 230 | 230 | H-FRAME | 1.77 | 0 | 1 | 3-1033.5 ACSR | 0 | 0 | 0 | 0 | 0 | 0 | 0 | 0 | 0 | 0 | 0 | 0 | 0 | 0 | 0 | 0 | 0 | 0 | 0 | 0 | 0 | 0 | 0 | 12 | 1
NO |  | 145 | 2015 | 1 | 33 | 33 |  |  |  | 230 | 230 | K-FRAME | 26.99 | 0 | 1 | 3-1033.5 ACSR | 0 | 0 | 0 | 0 | 0 | 0 | 0 | 0 | 0 | 0 | 0 | 0 | 0 | 0 | 0 | 0 | 0 | 0 | 0 | 0 | 0 | 0 | 0 | 12 | 1
NO |  | 145 | 2015 | 1 | 34 | 34 |  | (5149) MALTA SUB. | BASALT SUB. (U.S.B.R.) | 230 | 345 | H-FRAME | 50.93 | 0 | 1 | 6-1272 kcmil ACSR | 0 | 0 | 0 | 0 | 0 | 0 | 0 | 0 | 0 | 0 | 0 | 0 | 0 | 0 | 0 | 0 | 0 | 0 | 0 | 0 | 0 | 0 | 0 | 12 | 1
NO |  | 145 | 2015 | 1 | 35 | 35 |  | (5163) SMOKY HILL SUB. | SULPHUR SUB.-5163 | 230 | 230 | SINGLE POLE | 2.49 | 0.09 | 1 | 3-636 kcmil ACSR | 0 | 0 | 0 | 0 | 0 | 0 | 0 | 0 | 0 | 0 | 0 | 0 | 0 | 0 | 0 | 0 | 0 | 0 | 0 | 0 | 0 | 0 | 0 | 12 | 1
NO |  | 145 | 2015 | 2 | 1 | 1 |  |  |  | 230 | 230 | SINGLE POLE | 0.12 | 1.18 | 1 | 6-636 kcmil ACSR | 0 | 0 | 0 | 0 | 0 | 0 | 0 | 0 | 0 | 0 | 0 | 0 | 0 | 0 | 0 | 0 | 0 | 0 | 0 | 0 | 0 | 0 | 0 | 12 | 1
NO |  | 145 | 2015 | 2 | 2 | 2 |  |  |  | 230 | 230 | TOWER | 9.95 | 0.24 | 1 | 3-636 kcmil ACSR | 0 | 0 | 0 | 0 | 0 | 0 | 0 | 0 | 0 | 0 | 0 | 0 | 0 | 0 | 0 | 0 | 0 | 0 | 0 | 0 | 0 | 0 | 0 | 12 | 1
NO |  | 145 | 2015 | 2 | 3 | 3 |  | (5165) SMOKY HILL SUB. | PAWNEE PLANT-5165 | 230 | 230 | H-FRAME | 14.8 | 0.64 | 1 | 3-636 kcmil ACSR | 0 | 0 | 0 | 0 | 0 | 0 | 0 | 0 | 0 | 0 | 0 | 0 | 0 | 0 | 0 | 0 | 0 | 0 | 0 | 0 | 0 | 0 | 0 | 12 | 1
NO |  | 145 | 2015 | 2 | 4 | 4 |  | (5167) SULLIVAN | SMOKY HILL | 230 | 230 | TOWER | 9.31 | 0.03 | 1 | 3-1029 ACAR A | 0 | 0 | 0 | 0 | 0 | 0 | 0 | 0 | 0 | 0 | 0 | 0 | 0 | 0 | 0 | 0 | 0 | 0 | 0 | 0 | 0 | 0 | 0 | 12 | 1
NO |  | 145 | 2015 | 2 | 5 | 5 |  |  |  | 230 | 230 | TOWER | 5.51 | 0 | 1 | 3-1033.5 ACSR | 0 | 0 | 0 | 0 | 0 | 0 | 0 | 0 | 0 | 0 | 0 | 0 | 0 | 0 | 0 | 0 | 0 | 0 | 0 | 0 | 0 | 0 | 0 | 12 | 1
NO |  | 145 | 2015 | 2 | 6 | 6 |  |  |  | 230 | 230 | POLE STEEL | 0.9 | 0 | 1 | 3-1029 ACAR A | 0 | 0 | 0 | 0 | 0 | 0 | 0 | 0 | 0 | 0 | 0 | 0 | 0 | 0 | 0 | 0 | 0 | 0 | 0 | 0 | 0 | 0 | 0 | 12 | 1
NO |  | 145 | 2015 | 2 | 7 | 7 |  | (5169) SMOKY HILL SUB.-5169 | JORDAN RD. SUB.-5169 | 230 | 230 | SINGLE POLE | 7.77 | 0.01 | 1 | 3-1033.5 ACSR | 0 | 0 | 0 | 0 | 0 | 0 | 0 | 0 | 0 | 0 | 0 | 0 | 0 | 0 | 0 | 0 | 0 | 0 | 0 | 0 | 0 | 0 | 0 | 12 | 1
NO |  | 145 | 2015 | 2 | 8 | 8 |  | (5171) SPRUCE SUB | SMOKY HILL SUB.-5171 | 230 | 230 | TOWER | 3.34 | 0 | 1 | 3-636 kcmil ACSR | 0 | 0 | 0 | 0 | 0 | 0 | 0 | 0 | 0 | 0 | 0 | 0 | 0 | 0 | 0 | 0 | 0 | 0 | 0 | 0 | 0 | 0 | 0 | 12 | 1
NO |  | 145 | 2015 | 2 | 9 | 9 |  |  |  | 230 | 230 | TOWER | 6.2 | 0 | 1 | 6-636 kcmil ACSR | 0 | 0 | 0 | 0 | 0 | 0 | 0 | 0 | 0 | 0 | 0 | 0 | 0 | 0 | 0 | 0 | 0 | 0 | 0 | 0 | 0 | 0 | 0 | 12 | 1
NO |  | 145 | 2015 | 2 | 10 | 10 |  |  |  | 230 | 230 | POLE STEEL | 0.15 | 0 | 1 | 3-636 kcmil ACSR | 0 | 0 | 0 | 0 | 0 | 0 | 0 | 0 | 0 | 0 | 0 | 0 | 0 | 0 | 0 | 0 | 0 | 0 | 0 | 0 | 0 | 0 | 0 | 12 | 1
NO |  | 145 | 2015 | 2 | 11 | 11 |  |  |  | 230 | 230 | POLE STEEL | 0.28 | 0 | 1 | 6-636 kcmil ACSR | 0 | 0 | 0 | 0 | 0 | 0 | 0 | 0 | 0 | 0 | 0 | 0 | 0 | 0 | 0 | 0 | 0 | 0 | 0 | 0 | 0 | 0 | 0 | 12 | 1
NO |  | 145 | 2015 | 2 | 12 | 12 |  | (5177) SPRUCE SUB.-5177 | SMOKY HILL SUB.-5177 | 230 | 230 | TOWER | 0 | 9.6 | 1 | 3-636 kcmil ACSR | 0 | 0 | 0 | 0 | 0 | 0 | 0 | 0 | 0 | 0 | 0 | 0 | 0 | 0 | 0 | 0 | 0 | 0 | 0 | 0 | 0 | 0 | 0 | 12 | 1
NO |  | 145 | 2015 | 2 | 13 | 13 |  |  |  | 230 | 230 | POLE STEEL | 0 | 0.27 | 1 | 6-636 kcmil ACSR | 0 | 0 | 0 | 0 | 0 | 0 | 0 | 0 | 0 | 0 | 0 | 0 | 0 | 0 | 0 | 0 | 0 | 0 | 0 | 0 | 0 | 0 | 0 | 12 | 1
NO |  | 145 | 2015 | 2 | 14 | 14 |  | (5183) FT. LUPTON SUB.-5183 | J.L. GREEN SUB.-5183 | 230 | 230 | SINGLE POLE | 20.14 | 0.11 | 1 | 3-1272 kcmil ACSR | 0 | 0 | 0 | 0 | 0 | 0 | 0 | 0 | 0 | 0 | 0 | 0 | 0 | 0 | 0 | 0 | 0 | 0 | 0 | 0 | 0 | 0 | 0 | 12 | 1
NO |  | 145 | 2015 | 2 | 15 | 15 |  | (5185) SPRUCE SUB | CHAMBERS SUB | 230 | 230 | SINGLE POLE | 2.5 | 0 | 1 | 3-636 kcmil ACSR | 0 | 0 | 0 | 0 | 0 | 0 | 0 | 0 | 0 | 0 | 0 | 0 | 0 | 0 | 0 | 0 | 0 | 0 | 0 | 0 | 0 | 0 | 0 | 12 | 1
NO |  | 145 | 2015 | 2 | 16 | 16 |  |  |  | 230 | 230 | SINGLE POLE | 4.89 | 0 | 1 | 6-636 kcmil ACSR | 0 | 0 | 0 | 0 | 0 | 0 | 0 | 0 | 0 | 0 | 0 | 0 | 0 | 0 | 0 | 0 | 0 | 0 | 0 | 0 | 0 | 0 | 0 | 12 | 1
NO |  | 145 | 2015 | 2 | 17 | 17 |  | (5187) CHAMBERS | SPRUCE | 230 | 230 | SINGLE POLE | 2.57 | 4.25 | 1 | 3-636 kcmil ACSR | 0 | 0 | 0 | 0 | 0 | 0 | 0 | 0 | 0 | 0 | 0 | 0 | 0 | 0 | 0 | 0 | 0 | 0 | 0 | 0 | 0 | 0 | 0 | 12 | 1
NO |  | 145 | 2015 | 2 | 18 | 18 |  |  |  | 230 | 230 | SINGLE POLE | 2.56 | 3.34 | 1 | 6-636 kcmil ACSR | 0 | 0 | 0 | 0 | 0 | 0 | 0 | 0 | 0 | 0 | 0 | 0 | 0 | 0 | 0 | 0 | 0 | 0 | 0 | 0 | 0 | 0 | 0 | 12 | 1
NO |  | 145 | 2015 | 2 | 19 | 19 |  | (5189) SPRUCE | BLUE SPRUCE | 230 | 230 | SINGLE POLE | 0.19 | 0 | 1 | 3-636 kcmil ACSR | 0 | 0 | 0 | 0 | 0 | 0 | 0 | 0 | 0 | 0 | 0 | 0 | 0 | 0 | 0 | 0 | 0 | 0 | 0 | 0 | 0 | 0 | 0 | 12 | 1
NO |  | 145 | 2015 | 2 | 20 | 20 |  | (5203) ATLAS #1 COGEN. | RIFLE SUB. | 230 | 230 | H-FRAME | 2.7 | 0 | 1 | 3-795 kcmil ACSR | 0 | 0 | 0 | 0 | 0 | 0 | 0 | 0 | 0 | 0 | 0 | 0 | 0 | 0 | 0 | 0 | 0 | 0 | 0 | 0 | 0 | 0 | 0 | 12 | 1
NO |  | 145 | 2015 | 2 | 21 | 21 |  | (5205) RIFLE SUB | PARACHUTE SUB. | 230 | 230 | H-FRAME | 5.63 | 0 | 1 | 3-795 kcmil ACSR | 0 | 0 | 0 | 0 | 0 | 0 | 0 | 0 | 0 | 0 | 0 | 0 | 0 | 0 | 0 | 0 | 0 | 0 | 0 | 0 | 0 | 0 | 0 | 12 | 1
NO |  | 145 | 2015 | 2 | 22 | 22 |  |  |  | 230 | 230 | K-FRAME | 13.12 | 0 | 1 | 3-795 kcmil ACSR | 0 | 0 | 0 | 0 | 0 | 0 | 0 | 0 | 0 | 0 | 0 | 0 | 0 | 0 | 0 | 0 | 0 | 0 | 0 | 0 | 0 | 0 | 0 | 12 | 1
NO |  | 145 | 2015 | 2 | 23 | 23 |  |  |  | 230 | 345 | K-FRAME | 0.12 | 0 | 1 | 6-1272 kcmil ACSR | 0 | 0 | 0 | 0 | 0 | 0 | 0 | 0 | 0 | 0 | 0 | 0 | 0 | 0 | 0 | 0 | 0 | 0 | 0 | 0 | 0 | 0 | 0 | 12 | 1
NO |  | 145 | 2015 | 2 | 24 | 24 |  |  |  | 230 | 345 | TOWER | 1.58 | 0 | 1 | 6-1272 kcmil ACSR | 0 | 0 | 0 | 0 | 0 | 0 | 0 | 0 | 0 | 0 | 0 | 0 | 0 | 0 | 0 | 0 | 0 | 0 | 0 | 0 | 0 | 0 | 0 | 12 | 1
NO |  | 145 | 2015 | 2 | 25 | 25 |  | (5207) RIFLE SUB. | MALTA SUB. | 230 | 230 | H-FRAME | 0.48 | 0.15 | 1 | 3-1033.5 ACSR | 0 | 0 | 0 | 0 | 0 | 0 | 0 | 0 | 0 | 0 | 0 | 0 | 0 | 0 | 0 | 0 | 0 | 0 | 0 | 0 | 0 | 0 | 0 | 12 | 1
NO |  | 145 | 2015 | 2 | 26 | 26 |  |  |  | 230 | 230 | K-FRAME | 15.84 | 0 | 1 | 3-1033.5 ACSR | 0 | 0 | 0 | 0 | 0 | 0 | 0 | 0 | 0 | 0 | 0 | 0 | 0 | 0 | 0 | 0 | 0 | 0 | 0 | 0 | 0 | 0 | 0 | 12 | 1
NO |  | 145 | 2015 | 2 | 27 | 27 |  |  |  | 230 | 230 | K-FRAME | 10.31 | 0 | 1 | 3-795 kcmil ACSR | 0 | 0 | 0 | 0 | 0 | 0 | 0 | 0 | 0 | 0 | 0 | 0 | 0 | 0 | 0 | 0 | 0 | 0 | 0 | 0 | 0 | 0 | 0 | 12 | 1
NO |  | 145 | 2015 | 2 | 28 | 28 |  | (5245) HOPKINS | MALTA | 230 | 230 | H-FRAME | 2.18 | 0.71 | 1 | 3-795 kcmil ACSR | 0 | 0 | 0 | 0 | 0 | 0 | 0 | 0 | 0 | 0 | 0 | 0 | 0 | 0 | 0 | 0 | 0 | 0 | 0 | 0 | 0 | 0 | 0 | 12 | 1
NO |  | 145 | 2015 | 2 | 29 | 29 |  |  |  | 230 | 230 | K-FRAME | 52.16 | 0 | 1 | 3-795 kcmil ACSR | 0 | 0 | 0 | 0 | 0 | 0 | 0 | 0 | 0 | 0 | 0 | 0 | 0 | 0 | 0 | 0 | 0 | 0 | 0 | 0 | 0 | 0 | 0 | 12 | 1
NO |  | 145 | 2015 | 2 | 30 | 30 |  |  |  | 230 | 345 | K-FRAME | 3.37 | 0 | 1 | 3-795 kcmil ACSR | 0 | 0 | 0 | 0 | 0 | 0 | 0 | 0 | 0 | 0 | 0 | 0 | 0 | 0 | 0 | 0 | 0 | 0 | 0 | 0 | 0 | 0 | 0 | 12 | 1
NO |  | 145 | 2015 | 2 | 31 | 31 |  |  |  | 230 | 230 | TOWER | 1.18 | 0 | 1 | 3-795 kcmil ACSR | 0 | 0 | 0 | 0 | 0 | 0 | 0 | 0 | 0 | 0 | 0 | 0 | 0 | 0 | 0 | 0 | 0 | 0 | 0 | 0 | 0 | 0 | 0 | 12 | 1
NO |  | 145 | 2015 | 2 | 32 | 32 |  | (5261) PLAINS END NUG (PG&E | PLAINS END SW. STA. | 230 | 230 | SINGLE POLE | 0.08 | 0 | 1 | 3-1272 kcmil ACSR | 0 | 0 | 0 | 0 | 0 | 0 | 0 | 0 | 0 | 0 | 0 | 0 | 0 | 0 | 0 | 0 | 0 | 0 | 0 | 0 | 0 | 0 | 0 | 12 | 1
NO |  | 145 | 2015 | 2 | 33 | 33 |  | (5265) TRI STATE STORY SUB. | BEAVER CREEK SUB. | 230 | 230 | K-FRAME | 0.48 | 0 | 1 | 3-954 kcmil ACSR | 0 | 0 | 0 | 0 | 0 | 0 | 0 | 0 | 0 | 0 | 0 | 0 | 0 | 0 | 0 | 0 | 0 | 0 | 0 | 0 | 0 | 0 | 0 | 12 | 1
NO |  | 145 | 2015 | 2 | 34 | 34 |  | (5267) COGENTRIX NUG PLANT | PLAINS END SW. STA. | 230 | 230 | SINGLE POLE | 0.11 | 0 | 1 | 3-1272 kcmil ACSR | 0 | 0 | 0 | 0 | 0 | 0 | 0 | 0 | 0 | 0 | 0 | 0 | 0 | 0 | 0 | 0 | 0 | 0 | 0 | 0 | 0 | 0 | 0 | 12 | 1
NO |  | 145 | 2015 | 2 | 35 | 35 |  | (5270) SPRUCE SUB. | GREEN VALLEY SUB.-5270 | 230 | 230 | SINGLE POLE | 19.51 | 0 | 1 | 3-954 kcmil ACSR | 0 | 0 | 0 | 0 | 0 | 0 | 0 | 0 | 0 | 0 | 0 | 0 | 0 | 0 | 0 | 0 | 0 | 0 | 0 | 0 | 0 | 0 | 0 | 12 | 1
NO |  | 145 | 2015 | 3 | 1 | 1 |  | (5271) GREEN VALLEY | RMEC | 230 | 230 | SINGLE POLE | 3.62 | 0 | 1 | 3-954 kcmil ACSR | 0 | 0 | 0 | 0 | 0 | 0 | 0 | 0 | 0 | 0 | 0 | 0 | 0 | 0 | 0 | 0 | 0 | 0 | 0 | 0 | 0 | 0 | 0 | 12 | 1
NO |  | 145 | 2015 | 3 | 2 | 2 |  |  |  | 230 | 230 | SINGLE POLE | 0.18 | 0.23 | 1 | 6-954 kcmil ACSR | 0 | 0 | 0 | 0 | 0 | 0 | 0 | 0 | 0 | 0 | 0 | 0 | 0 | 0 | 0 | 0 | 0 | 0 | 0 | 0 | 0 | 0 | 0 | 12 | 1
NO |  | 145 | 2015 | 3 | 3 | 3 |  |  |  | 230 | 345 | SINGLE POLE | 17.28 | 0 | 1 | 6-954 kcmil ACSR | 0 | 0 | 0 | 0 | 0 | 0 | 0 | 0 | 0 | 0 | 0 | 0 | 0 | 0 | 0 | 0 | 0 | 0 | 0 | 0 | 0 | 0 | 0 | 12 | 1
NO |  | 145 | 2015 | 3 | 4 | 4 |  | (5275) GREEN VALLEY SUB. | SKY RANCH SUB. | 230 | 230 | SINGLE POLE | 16.27 | 0.59 | 1 | 3-1033.5 ACSR | 0 | 0 | 0 | 0 | 0 | 0 | 0 | 0 | 0 | 0 | 0 | 0 | 0 | 0 | 0 | 0 | 0 | 0 | 0 | 0 | 0 | 0 | 0 | 12 | 1
NO |  | 145 | 2015 | 3 | 5 | 5 |  | (5277) SPRUCE SUB.-5277 | GREEN VALLEY SUB.-5277 | 230 | 230 | SINGLE POLE | 4.72 | 16.11 | 1 | 3-636 kcmil ACSR | 0 | 0 | 0 | 0 | 0 | 0 | 0 | 0 | 0 | 0 | 0 | 0 | 0 | 0 | 0 | 0 | 0 | 0 | 0 | 0 | 0 | 0 | 0 | 12 | 1
NO |  | 145 | 2015 | 3 | 6 | 6 |  |  |  | 230 | 230 | TOWER | 2.56 | 0 | 1 | 3-636 kcmil ACSR | 0 | 0 | 0 | 0 | 0 | 0 | 0 | 0 | 0 | 0 | 0 | 0 | 0 | 0 | 0 | 0 | 0 | 0 | 0 | 0 | 0 | 0 | 0 | 12 | 1
NO |  | 145 | 2015 | 3 | 7 | 7 |  | (5279) GREEN VALLEY | RMEC | 230 | 230 | SINGLE POLE | 17.71 | 0.04 | 1 | 3-954 kcmil ACSR | 0 | 0 | 0 | 0 | 0 | 0 | 0 | 0 | 0 | 0 | 0 | 0 | 0 | 0 | 0 | 0 | 0 | 0 | 0 | 0 | 0 | 0 | 0 | 12 | 1
NO |  | 145 | 2015 | 3 | 8 | 8 |  | (5281) GREENWOOD | LEETSDALE | 230 | 230 | TOWER | 4.3 | 1.6 | 1 | 3-1029 ACAR A | 0 | 0 | 0 | 0 | 0 | 0 | 0 | 0 | 0 | 0 | 0 | 0 | 0 | 0 | 0 | 0 | 0 | 0 | 0 | 0 | 0 | 0 | 0 | 12 | 1
NO |  | 145 | 2015 | 3 | 9 | 9 |  |  |  | 230 | 230 | TOWER | 1.26 | 0 | 1 | 3-1029 REV CONC | 0 | 0 | 0 | 0 | 0 | 0 | 0 | 0 | 0 | 0 | 0 | 0 | 0 | 0 | 0 | 0 | 0 | 0 | 0 | 0 | 0 | 0 | 0 | 12 | 1
NO |  | 145 | 2015 | 3 | 10 | 10 |  |  |  | 230 | 230 | UNDERGROUND | 0.52 | 0 | 1 | 1-2500 CU | 0 | 0 | 0 | 0 | 0 | 0 | 0 | 0 | 0 | 0 | 0 | 0 | 0 | 0 | 0 | 0 | 0 | 0 | 0 | 0 | 0 | 0 | 0 | 12 | 1
NO |  | 145 | 2015 | 3 | 11 | 11 |  |  |  | 230 | 230 | UNDERGROUND | 1.3 | 0 | 1 | 2500 REV CONC | 0 | 0 | 0 | 0 | 0 | 0 | 0 | 0 | 0 | 0 | 0 | 0 | 0 | 0 | 0 | 0 | 0 | 0 | 0 | 0 | 0 | 0 | 0 | 12 | 1
NO |  | 145 | 2015 | 3 | 12 | 12 |  | (5283) LEETSDALE SUB | ELATI SUB. | 230 | 230 | UNDERGROUND | 5.29 | 0 | 1 | 1500 kcmil CS CU | 0 | 0 | 0 | 0 | 0 | 0 | 0 | 0 | 0 | 0 | 0 | 0 | 0 | 0 | 0 | 0 | 0 | 0 | 0 | 0 | 0 | 0 | 0 | 12 | 1
NO |  | 145 | 2015 | 3 | 13 | 13 |  | (5285) LEETSDALE | SMOKY HILL | 230 | 230 | TOWER | 2.13 | 1.15 | 1 | 3-1029 ACAR A | 0 | 0 | 0 | 0 | 0 | 0 | 0 | 0 | 0 | 0 | 0 | 0 | 0 | 0 | 0 | 0 | 0 | 0 | 0 | 0 | 0 | 0 | 0 | 12 | 1
NO |  | 145 | 2015 | 3 | 14 | 14 |  |  |  | 230 | 230 | TOWER | 0 | 9.51 | 1 | 3-1033.5 ACSR | 0 | 0 | 0 | 0 | 0 | 0 | 0 | 0 | 0 | 0 | 0 | 0 | 0 | 0 | 0 | 0 | 0 | 0 | 0 | 0 | 0 | 0 | 0 | 12 | 1
NO |  | 145 | 2015 | 3 | 15 | 15 |  |  |  | 230 | 230 | TOWER | 0.04 | 0.05 | 1 | 3-1033.5 ACSR | 0 | 0 | 0 | 0 | 0 | 0 | 0 | 0 | 0 | 0 | 0 | 0 | 0 | 0 | 0 | 0 | 0 | 0 | 0 | 0 | 0 | 0 | 0 | 12 | 1
NO |  | 145 | 2015 | 3 | 16 | 16 |  |  |  | 230 | 230 | TOWER | 0.18 | 2.55 | 1 | 6-1029 ACAR A | 0 | 0 | 0 | 0 | 0 | 0 | 0 | 0 | 0 | 0 | 0 | 0 | 0 | 0 | 0 | 0 | 0 | 0 | 0 | 0 | 0 | 0 | 0 | 12 | 1
NO |  | 145 | 2015 | 3 | 17 | 17 |  | (5307) FORT ST. VRAIN PLANT | ISABELLE SUB | 230 | 230 | SINGLE POLE | 1.28 | 0.3 | 1 | 6-1033.5 ACSR | 0 | 0 | 0 | 0 | 0 | 0 | 0 | 0 | 0 | 0 | 0 | 0 | 0 | 0 | 0 | 0 | 0 | 0 | 0 | 0 | 0 | 0 | 0 | 12 | 1
NO |  | 145 | 2015 | 3 | 18 | 18 |  |  |  | 230 | 230 | TOWER | 22.77 | 0 | 1 | 6-1033.5 ACSR | 0 | 0 | 0 | 0 | 0 | 0 | 0 | 0 | 0 | 0 | 0 | 0 | 0 | 0 | 0 | 0 | 0 | 0 | 0 | 0 | 0 | 0 | 0 | 12 | 1
NO |  | 145 | 2015 | 3 | 19 | 19 |  | (5309) HENRY LAKE SUB. | CHEROKEE PLANT-5309 | 230 | 230 | TOWER | 0 | 6.55 | 1 | 3-1029 ACAR A | 0 | 0 | 0 | 0 | 0 | 0 | 0 | 0 | 0 | 0 | 0 | 0 | 0 | 0 | 0 | 0 | 0 | 0 | 0 | 0 | 0 | 0 | 0 | 12 | 1
NO |  | 145 | 2015 | 3 | 20 | 20 |  |  |  | 230 | 230 | TOWER | 13.46 | 3.35 | 1 | 3-1033.5 ACSR | 0 | 0 | 0 | 0 | 0 | 0 | 0 | 0 | 0 | 0 | 0 | 0 | 0 | 0 | 0 | 0 | 0 | 0 | 0 | 0 | 0 | 0 | 0 | 12 | 1
NO |  | 145 | 2015 | 3 | 21 | 21 |  |  |  | 230 | 230 | POLE STEEL | 8.4 | 0.24 | 1 | 3-1033.5 ACSR | 0 | 0 | 0 | 0 | 0 | 0 | 0 | 0 | 0 | 0 | 0 | 0 | 0 | 0 | 0 | 0 | 0 | 0 | 0 | 0 | 0 | 0 | 0 | 12 | 1
NO |  | 145 | 2015 | 3 | 22 | 22 |  | (5311) FT. LUPTON SUB. | FORT ST. VRAIN PLANT | 230 | 230 | TOWER | 15.12 | 0 | 1 | 3-1033.5 ACSR | 0 | 0 | 0 | 0 | 0 | 0 | 0 | 0 | 0 | 0 | 0 | 0 | 0 | 0 | 0 | 0 | 0 | 0 | 0 | 0 | 0 | 0 | 0 | 12 | 1
NO |  | 145 | 2015 | 3 | 23 | 23 |  | (5313) FORT ST. VRAIN PLANT | AULT SUB. | 230 | 230 | SINGLE POLE | 31.19 | 0 | 1 | 3-1272 kcmil ACSR | 0 | 0 | 0 | 0 | 0 | 0 | 0 | 0 | 0 | 0 | 0 | 0 | 0 | 0 | 0 | 0 | 0 | 0 | 0 | 0 | 0 | 0 | 0 | 12 | 1
NO |  | 145 | 2015 | 3 | 24 | 24 |  | (5315) FORT ST. VRAIN | WELD SUB. | 230 | 230 | K-FRAME | 15.57 | 0 | 1 | 3-1033.5 ACSR | 0 | 0 | 0 | 0 | 0 | 0 | 0 | 0 | 0 | 0 | 0 | 0 | 0 | 0 | 0 | 0 | 0 | 0 | 0 | 0 | 0 | 0 | 0 | 12 | 1
NO |  | 145 | 2015 | 3 | 25 | 25 |  | (5317) FT ST. VRAIN | STR#1 | 230 | 230 | SINGLE POLE | 0 | 0.03 | 1 | 3-954 kcmil ACSR | 0 | 0 | 0 | 0 | 0 | 0 | 0 | 0 | 0 | 0 | 0 | 0 | 0 | 0 | 0 | 0 | 0 | 0 | 0 | 0 | 0 | 0 | 0 | 12 | 1
NO |  | 145 | 2015 | 3 | 26 | 26 |  | (5321) FT ST VRAIN | FIX#1 | 230 | 230 | SINGLE POLE | 0 | 0.05 | 1 | 3-954 kcmil ACSR | 0 | 0 | 0 | 0 | 0 | 0 | 0 | 0 | 0 | 0 | 0 | 0 | 0 | 0 | 0 | 0 | 0 | 0 | 0 | 0 | 0 | 0 | 0 | 12 | 1
NO |  | 145 | 2015 | 3 | 27 | 27 |  | (5327) FORT ST. VRAIN PLANT | KEENESBURG SUB | 230 | 345 | SINGLE POLE | 26.62 | 0 | 1 | 6-954 kcmil ACSR | 0 | 0 | 0 | 0 | 0 | 0 | 0 | 0 | 0 | 0 | 0 | 0 | 0 | 0 | 0 | 0 | 0 | 0 | 0 | 0 | 0 | 0 | 0 | 12 | 1
NO |  | 145 | 2015 | 3 | 28 | 28 |  |  |  | 230 | 230 | SINGLE POLE | 0.24 | 0 | 1 | 6-954 kcmil ACSR | 0 | 0 | 0 | 0 | 0 | 0 | 0 | 0 | 0 | 0 | 0 | 0 | 0 | 0 | 0 | 0 | 0 | 0 | 0 | 0 | 0 | 0 | 0 | 12 | 1
NO |  | 145 | 2015 | 3 | 29 | 29 |  | (5329) FT. LUPTON SUB. | FORT ST. VRAIN PLANT | 230 | 230 | TOWER | 0.12 | 14.97 | 1 | 3-1033.5 ACSR | 0 | 0 | 0 | 0 | 0 | 0 | 0 | 0 | 0 | 0 | 0 | 0 | 0 | 0 | 0 | 0 | 0 | 0 | 0 | 0 | 0 | 0 | 0 | 12 | 1
NO |  | 145 | 2015 | 3 | 30 | 30 |  | (5335) BOONE SUB | MIDWAY SUB. | 230 | 230 | H-FRAME | 43.39 | 0 | 1 | 3-1033.5 ACSR | 0 | 0 | 0 | 0 | 0 | 0 | 0 | 651450439 | 0 | 0 | 0 | 0 | 0 | 0 | 0 | 0 | 0 | 0 | 0 | 0 | 0 | 0 | 0 | 12 | 1
NO |  | 145 | 2015 | 3 | 31 | 31 |  | (5337) BOONE SUB. | PSCO LAMAR SUB. | 230 | 230 | H-FRAME | 98.21 | 0 | 1 | 3-1272 kcmil ACSR | 0 | 0 | 0 | 0 | 0 | 0 | 0 | 651450440 | 0 | 0 | 0 | 0 | 0 | 0 | 0 | 0 | 0 | 0 | 0 | 0 | 0 | 0 | 0 | 12 | 1
NO |  | 145 | 2015 | 3 | 32 | 32 |  |  |  | 230 | 230 | H-FRAME | 0.57 | 0 | 1 | 3-636 kcmil ACSR | 0 | 0 | 0 | 0 | 0 | 0 | 0 | 0 | 0 | 0 | 0 | 0 | 0 | 0 | 0 | 0 | 0 | 0 | 0 | 0 | 0 | 0 | 0 | 12 | 1
NO |  | 145 | 2015 | 3 | 33 | 33 |  | (5355) DILLON SUB. | MALTA SUB. | 230 | 345 | H-FRAME | 7.1 | 0 | 1 | 6-636 kcmil ACSR | 0 | 0 | 0 | 0 | 0 | 0 | 0 | 0 | 0 | 0 | 0 | 0 | 0 | 0 | 0 | 0 | 0 | 0 | 0 | 0 | 0 | 0 | 0 | 12 | 1
NO |  | 145 | 2015 | 3 | 34 | 34 |  |  |  | 230 | 230 | H-FRAME | 0.74 | 0 | 1 | 6-636 kcmil ACSR | 0 | 0 | 0 | 0 | 0 | 0 | 0 | 0 | 0 | 0 | 0 | 0 | 0 | 0 | 0 | 0 | 0 | 0 | 0 | 0 | 0 | 0 | 0 | 12 | 1
NO |  | 145 | 2015 | 3 | 35 | 35 |  |  |  | 230 | 345 | TOWER | 2.33 | 0 | 1 | 6-636 kcmil ACSR | 0 | 0 | 0 | 0 | 0 | 0 | 0 | 0 | 0 | 0 | 0 | 0 | 0 | 0 | 0 | 0 | 0 | 0 | 0 | 0 | 0 | 0 | 0 | 12 | 1
NO |  | 145 | 2015 | 4 | 1 | 1 |  |  |  | 230 | 230 | TOWER | 1.36 | 0 | 1 | 6-636 kcmil ACSR | 0 | 0 | 0 | 0 | 0 | 0 | 0 | 0 | 0 | 0 | 0 | 0 | 0 | 0 | 0 | 0 | 0 | 0 | 0 | 0 | 0 | 0 | 0 | 12 | 1
NO |  | 145 | 2015 | 4 | 2 | 2 |  | (5359) DILLON SUB | PTARMIGAN SUB | 230 | 230 | SINGLE POLE | 6.39 | 0 | 1 | 3-1033.5 ACSR | 0 | 0 | 0 | 0 | 0 | 0 | 0 | 0 | 0 | 0 | 0 | 0 | 0 | 0 | 0 | 0 | 0 | 0 | 0 | 0 | 0 | 0 | 0 | 12 | 1
NO |  | 145 | 2015 | 4 | 3 | 3 |  | (5367) DILLON SUB | BLUE RIVER SUB. | 230 | 230 | SINGLE POLE | 7.44 | 0 | 1 | 3-1033.5 ACSR | 0 | 0 | 0 | 0 | 0 | 0 | 0 | 0 | 0 | 0 | 0 | 0 | 0 | 0 | 0 | 0 | 0 | 0 | 0 | 0 | 0 | 0 | 0 | 12 | 1
NO |  | 145 | 2015 | 4 | 4 | 4 |  | (5385) FORT ST. VRAIN PLANT | VALMONT SUB. | 230 | 230 | SINGLE POLE | 5.88 | 8.21 | 1 | 3-1033.5 ACSR | 0 | 0 | 0 | 0 | 0 | 0 | 0 | 0 | 0 | 0 | 0 | 0 | 0 | 0 | 0 | 0 | 0 | 0 | 0 | 0 | 0 | 0 | 0 | 12 | 1
NO |  | 145 | 2015 | 4 | 5 | 5 |  |  |  | 230 | 230 | TOWER | 0 | 8.93 | 1 | 3-1033.5 ACSR | 0 | 0 | 0 | 0 | 0 | 0 | 0 | 0 | 0 | 0 | 0 | 0 | 0 | 0 | 0 | 0 | 0 | 0 | 0 | 0 | 0 | 0 | 0 | 12 | 1
NO |  | 145 | 2015 | 4 | 6 | 6 |  | (5389) VALMONT SUB. | PLAINS END SUB. | 230 | 230 | SINGLE POLE | 5.06 | 0 | 1 | 3-1272 kcmil ACSR | 0 | 0 | 0 | 0 | 0 | 0 | 0 | 0 | 0 | 0 | 0 | 0 | 0 | 0 | 0 | 0 | 0 | 0 | 0 | 0 | 0 | 0 | 0 | 12 | 1
NO |  | 145 | 2015 | 4 | 7 | 7 |  |  |  | 230 | 230 | SINGLE POLE | 9.75 | 0 | 1 | 6-1033.5 ACSR | 0 | 0 | 0 | 0 | 0 | 0 | 0 | 0 | 0 | 0 | 0 | 0 | 0 | 0 | 0 | 0 | 0 | 0 | 0 | 0 | 0 | 0 | 0 | 12 | 1
NO |  | 145 | 2015 | 4 | 8 | 8 |  |  |  | 230 | 230 | SINGLE POLE | 2.67 | 0 | 1 | 6-1272 kcmil ACSR | 0 | 0 | 0 | 0 | 0 | 0 | 0 | 0 | 0 | 0 | 0 | 0 | 0 | 0 | 0 | 0 | 0 | 0 | 0 | 0 | 0 | 0 | 0 | 12 | 1
NO |  | 145 | 2015 | 4 | 9 | 9 |  |  |  | 230 | 230 | POLE STEEL | 0.49 | 1.05 | 1 | 3-1272 kcmil ACSR | 0 | 0 | 0 | 0 | 0 | 0 | 0 | 0 | 0 | 0 | 0 | 0 | 0 | 0 | 0 | 0 | 0 | 0 | 0 | 0 | 0 | 0 | 0 | 12 | 1
NO |  | 145 | 2015 | 4 | 10 | 10 |  | (5409) COMANCHE PLANT-5409 | CF&I ARC FURNACE | 230 | 230 | K-FRAME | 2.59 | 0 | 1 | 3-1033.5 ACSR | 0 | 0 | 0 | 0 | 0 | 0 | 0 | 0 | 0 | 0 | 0 | 0 | 0 | 0 | 0 | 0 | 0 | 0 | 0 | 0 | 0 | 0 | 0 | 12 | 1
NO |  | 145 | 2015 | 4 | 11 | 11 |  |  |  | 230 | 230 | TOWER | 0.43 | 0 | 1 | 3-1033.5 ACSR | 0 | 0 | 0 | 0 | 0 | 0 | 0 | 0 | 0 | 0 | 0 | 0 | 0 | 0 | 0 | 0 | 0 | 0 | 0 | 0 | 0 | 0 | 0 | 12 | 1
NO |  | 145 | 2015 | 4 | 12 | 12 |  | (5411) COMANCHE PLANT | MIDWAY SUB. | 230 | 230 | K-FRAME | 46.76 | 0 | 1 | 3-1033.5 ACSR | 0 | 0 | 0 | 0 | 0 | 0 | 0 | 0 | 0 | 0 | 0 | 0 | 0 | 0 | 0 | 0 | 0 | 0 | 0 | 0 | 0 | 0 | 0 | 12 | 1
NO |  | 145 | 2015 | 4 | 13 | 13 |  |  |  | 230 | 230 | 2 POLE | 1.99 | 0 | 1 | 3-1033.5 ACSR | 0 | 0 | 0 | 0 | 0 | 0 | 0 | 0 | 0 | 0 | 0 | 0 | 0 | 0 | 0 | 0 | 0 | 0 | 0 | 0 | 0 | 0 | 0 | 12 | 1
NO |  | 145 | 2015 | 4 | 14 | 14 |  | (5413) COMANCHE PLANT-5413 | MIDWAY SUB. | 230 | 230 | H-FRAME | 0.77 | 0 | 1 | 3-1033.5 ACSR | 0 | 0 | 0 | 0 | 0 | 0 | 0 | 0 | 0 | 0 | 0 | 0 | 0 | 0 | 0 | 0 | 0 | 0 | 0 | 0 | 0 | 0 | 0 | 12 | 1
NO |  | 145 | 2015 | 4 | 15 | 15 |  |  |  | 230 | 230 | K-FRAME | 19.46 | 0 | 1 | 3-1033.5 ACSR | 0 | 0 | 0 | 0 | 0 | 0 | 0 | 0 | 0 | 0 | 0 | 0 | 0 | 0 | 0 | 0 | 0 | 0 | 0 | 0 | 0 | 0 | 0 | 12 | 1
NO |  | 145 | 2015 | 4 | 16 | 16 |  |  |  | 230 | 230 | K-FRAME | 8.67 | 0 | 1 | 3-1113 kcmil ACSR | 0 | 0 | 0 | 0 | 0 | 0 | 0 | 0 | 0 | 0 | 0 | 0 | 0 | 0 | 0 | 0 | 0 | 0 | 0 | 0 | 0 | 0 | 0 | 12 | 1
NO |  | 145 | 2015 | 4 | 17 | 17 |  |  |  | 230 | 230 | SINGLE POLE | 0 | 2.16 | 1 | 3-1113 kcmil ACSR | 0 | 0 | 0 | 0 | 0 | 0 | 0 | 0 | 0 | 0 | 0 | 0 | 0 | 0 | 0 | 0 | 0 | 0 | 0 | 0 | 0 | 0 | 0 | 12 | 1
NO |  | 145 | 2015 | 4 | 18 | 18 |  |  |  | 230 | 230 | H-FRAME | 17.16 | 0.4 | 1 | 3-1033.5 ACSR | 0 | 0 | 0 | 0 | 0 | 0 | 0 | 0 | 0 | 0 | 0 | 0 | 0 | 0 | 0 | 0 | 0 | 0 | 0 | 0 | 0 | 0 | 0 | 12 | 1
NO |  | 145 | 2015 | 4 | 19 | 19 |  | (5415) COMANCHE PLANT-5415 | BOONE SUB. | 230 | 230 | H-FRAME | 14.3 | 0 | 1 | 3-1033.5 ACSR | 0 | 0 | 0 | 0 | 0 | 0 | 0 | 0 | 0 | 0 | 0 | 0 | 0 | 0 | 0 | 0 | 0 | 0 | 0 | 0 | 0 | 0 | 0 | 12 | 1
NO |  | 145 | 2015 | 4 | 20 | 20 |  |  |  | 230 | 230 | H-FRAME | 9.97 | 0 | 1 | 3-1033.5 ACSR | 0 | 0 | 0 | 0 | 0 | 0 | 0 | 0 | 0 | 0 | 0 | 0 | 0 | 0 | 0 | 0 | 0 | 0 | 0 | 0 | 0 | 0 | 0 | 12 | 1
NO |  | 145 | 2015 | 4 | 21 | 21 |  |  |  | 230 | 230 | K-FRAME | 0.12 | 0 | 1 | 3-1033.5 ACSR | 0 | 0 | 0 | 0 | 0 | 0 | 0 | 0 | 0 | 0 | 0 | 0 | 0 | 0 | 0 | 0 | 0 | 0 | 0 | 0 | 0 | 0 | 0 | 12 | 1
NO |  | 145 | 2015 | 4 | 22 | 22 |  |  |  | 230 | 230 | K-FRAME | 0 | 2.34 | 1 | 3-1033.5 ACSR | 0 | 0 | 0 | 0 | 0 | 0 | 0 | 0 | 0 | 0 | 0 | 0 | 0 | 0 | 0 | 0 | 0 | 0 | 0 | 0 | 0 | 0 | 0 | 12 | 1
NO |  | 145 | 2015 | 4 | 23 | 23 |  | (5435) JORDAN RD. SUB.-5435 | GREENWOOD SUB. | 230 | 230 | UNDERGROUND | 6.24 | 0 | 1 | 1500 kcmil CS CU | 0 | 0 | 0 | 0 | 0 | 0 | 0 | 0 | 0 | 0 | 0 | 0 | 0 | 0 | 0 | 0 | 0 | 0 | 0 | 0 | 0 | 0 | 0 | 12 | 1
NO |  | 145 | 2015 | 4 | 24 | 24 |  | (5455) PAWNEE PLANT-5455 | TRI STATE STORY SUB. | 230 | 230 | K-FRAME | 7.94 | 0 | 1 | 3-1272 kcmil ACSR | 0 | 0 | 0 | 0 | 0 | 0 | 0 | 0 | 0 | 0 | 0 | 0 | 0 | 0 | 0 | 0 | 0 | 0 | 0 | 0 | 0 | 0 | 0 | 12 | 1
NO |  | 145 | 2015 | 4 | 25 | 25 |  |  |  | 230 | 345 | K-FRAME | 2.27 | 0 | 1 | 3-636 kcmil ACSR | 0 | 0 | 0 | 0 | 0 | 0 | 0 | 0 | 0 | 0 | 0 | 0 | 0 | 0 | 0 | 0 | 0 | 0 | 0 | 0 | 0 | 0 | 0 | 12 | 1
NO |  | 145 | 2015 | 4 | 26 | 26 |  | (5457) MISSILE SUB | PAWNEE PLANT-5457 | 230 | 345 | H-FRAME | 52.09 | 0 | 1 | 3-636 kcmil ACSR | 0 | 0 | 0 | 0 | 0 | 0 | 0 | 0 | 0 | 0 | 0 | 0 | 0 | 0 | 0 | 0 | 0 | 0 | 0 | 0 | 0 | 0 | 0 | 12 | 1
NO |  | 145 | 2015 | 4 | 27 | 27 |  |  |  | 230 | 230 | H-FRAME | 0.44 | 0 | 1 | 6-636 kcmil ACSR | 0 | 0 | 0 | 0 | 0 | 0 | 0 | 0 | 0 | 0 | 0 | 0 | 0 | 0 | 0 | 0 | 0 | 0 | 0 | 0 | 0 | 0 | 0 | 12 | 1
NO |  | 145 | 2015 | 4 | 28 | 28 |  | (5461) PAWNEE SUB. | MANCHIEF NUG SUB. | 230 | 230 | SINGLE POLE | 0.35 | 0 | 1 | 3-1272 kcmil ACSR | 0 | 0 | 0 | 0 | 0 | 0 | 0 | 0 | 0 | 0 | 0 | 0 | 0 | 0 | 0 | 0 | 0 | 0 | 0 | 0 | 0 | 0 | 0 | 12 | 1
NO |  | 145 | 2015 | 4 | 29 | 29 |  | (5463) FT. LUPTON SUB | PAWNEE PLANT | 230 | 230 | K-FRAME | 62.97 | 0 | 1 | 3-954 kcmil ACSR | 0 | 0 | 0 | 0 | 0 | 0 | 0 | 0 | 0 | 0 | 0 | 0 | 0 | 0 | 0 | 0 | 0 | 0 | 0 | 0 | 0 | 0 | 0 | 12 | 1
NO |  | 145 | 2015 | 4 | 30 | 30 |  |  |  | 230 | 345 | K-FRAME | 2.28 | 0 | 1 | 6-636 kcmil ACSR | 0 | 0 | 0 | 0 | 0 | 0 | 0 | 0 | 0 | 0 | 0 | 0 | 0 | 0 | 0 | 0 | 0 | 0 | 0 | 0 | 0 | 0 | 0 | 12 | 1
NO |  | 145 | 2015 | 4 | 31 | 31 |  | (5467) PAWNEE PLANT | BRICK CENTER SUB | 230 | 230 | H-FRAME | 0.85 | 0.38 | 1 | 6-636 kcmil ACSR | 0 | 0 | 0 | 0 | 0 | 0 | 0 | 0 | 0 | 0 | 0 | 0 | 0 | 0 | 0 | 0 | 0 | 0 | 0 | 0 | 0 | 0 | 0 | 12 | 1
NO |  | 145 | 2015 | 4 | 32 | 32 |  |  |  | 230 | 345 | H-FRAME | 69.87 | 0.01 | 1 | 6-636 kcmil ACSR | 0 | 0 | 0 | 0 | 0 | 0 | 0 | 0 | 0 | 0 | 0 | 0 | 0 | 0 | 0 | 0 | 0 | 0 | 0 | 0 | 0 | 0 | 0 | 12 | 1
NO |  | 145 | 2015 | 4 | 33 | 33 |  |  |  | 230 | 345 | H-FRAME | 0.19 | 0 | 1 | 6-636 kcmil ACSR | 0 | 0 | 0 | 0 | 0 | 0 | 0 | 0 | 0 | 0 | 0 | 0 | 0 | 0 | 0 | 0 | 0 | 0 | 0 | 0 | 0 | 0 | 0 | 12 | 1
NO |  | 145 | 2015 | 4 | 34 | 34 |  |  |  | 230 | 345 | SINGLE POLE | 0.18 | 50.78 | 1 | 6-636 kcmil ACSR | 0 | 0 | 0 | 0 | 0 | 0 | 0 | 0 | 0 | 0 | 0 | 0 | 0 | 0 | 0 | 0 | 0 | 0 | 0 | 0 | 0 | 0 | 0 | 12 | 1
NO |  | 145 | 2015 | 4 | 35 | 35 |  |  |  | 230 | 345 | TOWER | 4.2 | 0 | 1 | 6-636 kcmil ACSR | 0 | 0 | 0 | 0 | 0 | 0 | 0 | 0 | 0 | 0 | 0 | 0 | 0 | 0 | 0 | 0 | 0 | 0 | 0 | 0 | 0 | 0 | 0 | 12 | 1
NO |  | 145 | 2015 | 5 | 1 | 1 |  |  |  | 230 | 230 | TOWER | 0.03 | 0 | 1 | 6-636 kcmil ACSR | 0 | 0 | 0 | 0 | 0 | 0 | 0 | 0 | 0 | 0 | 0 | 0 | 0 | 0 | 0 | 0 | 0 | 0 | 0 | 0 | 0 | 0 | 0 | 12 | 1
NO |  | 145 | 2015 | 5 | 2 | 2 |  | (5487) MALTA | ALMA | 230 | 230 | SINGLE POLE | 1.41 | 0 | 1 | 6-636 kcmil ACSR | 0 | 0 | 0 | 0 | 0 | 0 | 0 | 0 | 0 | 0 | 0 | 0 | 0 | 0 | 0 | 0 | 0 | 0 | 0 | 0 | 0 | 0 | 0 | 12 | 1
NO |  | 145 | 2015 | 5 | 3 | 3 |  |  |  | 230 | 345 | SINGLE POLE | 15.23 | 0 | 1 | 6-636 kcmil ACSR | 0 | 0 | 0 | 0 | 0 | 0 | 0 | 0 | 0 | 0 | 0 | 0 | 0 | 0 | 0 | 0 | 0 | 0 | 0 | 0 | 0 | 0 | 0 | 12 | 1
NO |  | 145 | 2015 | 5 | 4 | 4 |  |  |  | 230 | 345 | TOWER | 21.21 | 0.04 | 1 | 6-636 kcmil ACSR | 0 | 0 | 0 | 0 | 0 | 0 | 0 | 0 | 0 | 0 | 0 | 0 | 0 | 0 | 0 | 0 | 0 | 0 | 0 | 0 | 0 | 0 | 0 | 12 | 1
NO |  | 145 | 2015 | 5 | 5 | 5 |  |  |  | 230 | 230 | TOWER | 0.06 | 0 | 1 | 6-636 kcmil ACSR | 0 | 0 | 0 | 0 | 0 | 0 | 0 | 0 | 0 | 0 | 0 | 0 | 0 | 0 | 0 | 0 | 0 | 0 | 0 | 0 | 0 | 0 | 0 | 12 | 1
NO |  | 145 | 2015 | 5 | 6 | 6 |  | (5505) PARACHUTE SUB | STARKEY GULCH SUB | 230 | 230 | H-FRAME | 4.83 | 0 | 1 | 3-954 kcmil ACSR | 0 | 0 | 0 | 0 | 0 | 0 | 0 | 0 | 0 | 0 | 0 | 0 | 0 | 0 | 0 | 0 | 0 | 0 | 0 | 0 | 0 | 0 | 0 | 12 | 1
NO |  | 145 | 2015 | 5 | 7 | 7 |  | (5507) PARACHUTE SUB. | WHEELER SUB. | 230 | 230 | H-FRAME | 3.09 | 0 | 1 | 3-1033.5 ACSR | 0 | 0 | 0 | 0 | 0 | 0 | 0 | 0 | 0 | 0 | 0 | 0 | 0 | 0 | 0 | 0 | 0 | 0 | 0 | 0 | 0 | 0 | 0 | 12 | 1
NO |  | 145 | 2015 | 5 | 8 | 8 |  | (5509) PARACHUTE SUB. | CAMEO PLANT | 230 | 345 | H-FRAME | 0 | 0.08 | 1 | 3-795 kcmil ACSR | 0 | 0 | 0 | 0 | 0 | 0 | 0 | 0 | 0 | 0 | 0 | 0 | 0 | 0 | 0 | 0 | 0 | 0 | 0 | 0 | 0 | 0 | 0 | 12 | 1
NO |  | 145 | 2015 | 5 | 9 | 9 |  |  |  | 230 | 230 | H-FRAME | 5.85 | 0 | 1 | 3-795 kcmil ACSR | 0 | 0 | 0 | 0 | 0 | 0 | 0 | 0 | 0 | 0 | 0 | 0 | 0 | 0 | 0 | 0 | 0 | 0 | 0 | 0 | 0 | 0 | 0 | 12 | 1
NO |  | 145 | 2015 | 5 | 10 | 10 |  |  |  | 230 | 345 | TOWER | 0 | 1.58 | 1 | 6-1272 kcmil ACSR | 0 | 0 | 0 | 0 | 0 | 0 | 0 | 0 | 0 | 0 | 0 | 0 | 0 | 0 | 0 | 0 | 0 | 0 | 0 | 0 | 0 | 0 | 0 | 12 | 1
NO |  | 145 | 2015 | 5 | 11 | 11 |  |  |  | 230 | 230 | TOWER | 24.39 | 0 | 1 | 3-795 kcmil ACSR | 0 | 0 | 0 | 0 | 0 | 0 | 0 | 0 | 0 | 0 | 0 | 0 | 0 | 0 | 0 | 0 | 0 | 0 | 0 | 0 | 0 | 0 | 0 | 12 | 1
NO |  | 145 | 2015 | 5 | 12 | 12 |  | (5513) PSCO LAMAR SUB | TRI STATE LAMAR SUB | 230 | 230 | H-FRAME | 0.36 | 0 | 1 | 3-1272 kcmil ACSR | 0 | 0 | 0 | 0 | 0 | 0 | 0 | 0 | 0 | 0 | 0 | 0 | 0 | 0 | 0 | 0 | 0 | 0 | 0 | 0 | 0 | 0 | 0 | 12 | 1
NO |  | 145 | 2015 | 5 | 13 | 13 |  | (55159) GOLDEN WEST | JACKSON FULLER | 230 | 230 | SINGLE POLE | 0.18 | 0 | 1 | 3-1272 kcmil ACSR | 0 | 0 | 0 | 0 | 0 | 0 | 0 | 0 | 0 | 0 | 0 | 0 | 0 | 0 | 0 | 0 | 0 | 0 | 0 | 0 | 0 | 0 | 0 | 12 | 1
NO |  | 145 | 2015 | 5 | 14 | 14 |  | (5525) GREEN VALLEY SUB.-55 | FT. LUPTON SUB. | 230 | 230 | SINGLE POLE | 9.05 | 0.17 | 1 | 3-636 kcmil ACSR | 0 | 0 | 0 | 0 | 0 | 0 | 0 | 0 | 0 | 0 | 0 | 0 | 0 | 0 | 0 | 0 | 0 | 0 | 0 | 0 | 0 | 0 | 0 | 12 | 1
NO |  | 145 | 2015 | 5 | 15 | 15 |  |  |  | 230 | 230 | TOWER | 0.16 | 7.73 | 1 | 3-1033.5 ACSR | 0 | 0 | 0 | 0 | 0 | 0 | 0 | 0 | 0 | 0 | 0 | 0 | 0 | 0 | 0 | 0 | 0 | 0 | 0 | 0 | 0 | 0 | 0 | 12 | 1
NO |  | 145 | 2015 | 5 | 16 | 16 |  |  |  | 230 | 230 | TOWER | 0.33 | 0.23 | 1 | 3-636 kcmil ACSR | 0 | 0 | 0 | 0 | 0 | 0 | 0 | 0 | 0 | 0 | 0 | 0 | 0 | 0 | 0 | 0 | 0 | 0 | 0 | 0 | 0 | 0 | 0 | 12 | 1
NO |  | 145 | 2015 | 5 | 17 | 17 |  |  |  | 230 | 230 | TOWER | 0 | 6.75 | 1 | 6-636 kcmil ACSR | 0 | 0 | 0 | 0 | 0 | 0 | 0 | 0 | 0 | 0 | 0 | 0 | 0 | 0 | 0 | 0 | 0 | 0 | 0 | 0 | 0 | 0 | 0 | 12 | 1
NO |  | 145 | 2015 | 5 | 18 | 18 |  | (5527) J.L. GREEN SUB.-5527 | CHEROKEE PLANT-5527 | 230 | 230 | SINGLE POLE | 12.55 | 0.04 | 1 | 3-1272 kcmil ACSR | 0 | 0 | 0 | 0 | 0 | 0 | 0 | 0 | 0 | 0 | 0 | 0 | 0 | 0 | 0 | 0 | 0 | 0 | 0 | 0 | 0 | 0 | 0 | 12 | 1
NO |  | 145 | 2015 | 5 | 19 | 19 |  | (5529) TCTI COGEN SUB. | FT. LUPTON SUB.-5529 | 230 | 230 | SINGLE POLE | 0.2 | 0 | 1 | 3-1033.5 ACSR | 0 | 0 | 0 | 0 | 0 | 0 | 0 | 0 | 0 | 0 | 0 | 0 | 0 | 0 | 0 | 0 | 0 | 0 | 0 | 0 | 0 | 0 | 0 | 12 | 1
NO |  | 145 | 2015 | 5 | 20 | 20 |  | (5555) GRAND JUNCTION SUB. | UINTAH SUB. | 230 | 230 | SINGLE POLE | 17.42 | 0 | 1 | 3-1272 kcmil ACSR | 0 | 0 | 0 | 0 | 0 | 0 | 0 | 0 | 0 | 0 | 0 | 0 | 0 | 0 | 0 | 0 | 0 | 0 | 0 | 0 | 0 | 0 | 0 | 12 | 1
NO |  | 145 | 2015 | 5 | 21 | 21 |  | (5557) GRAND JCT. (CUEA) | GRAND JUNCTION SUB. | 230 | 230 | SINGLE POLE | 12.11 | 0.25 | 1 | 3-1272 kcmil ACSR | 0 | 0 | 0 | 0 | 0 | 0 | 0 | 0 | 0 | 0 | 0 | 0 | 0 | 0 | 0 | 0 | 0 | 0 | 0 | 0 | 0 | 0 | 0 | 12 | 1
NO |  | 145 | 2015 | 5 | 22 | 22 |  | (5565) RMEC SUB (EAST BAY) | KEEENESBURG SUB (WEST BAY) | 230 | 230 | SINGLE POLE | 0.12 | 3.71 | 1 | 3-954 kcmil ACSR | 0 | 0 | 0 | 0 | 0 | 0 | 0 | 0 | 0 | 0 | 0 | 0 | 0 | 0 | 0 | 0 | 0 | 0 | 0 | 0 | 0 | 0 | 0 | 12 | 1
NO |  | 145 | 2015 | 5 | 23 | 23 |  | (5607) CAMEO PLANT | UINTAH SUB. | 230 | 345 | H-FRAME | 1.86 | 0 | 1 | 3-1272 kcmil ACSR | 0 | 0 | 0 | 0 | 0 | 0 | 0 | 0 | 0 | 0 | 0 | 0 | 0 | 0 | 0 | 0 | 0 | 0 | 0 | 0 | 0 | 0 | 0 | 12 | 1
NO |  | 145 | 2015 | 5 | 24 | 24 |  |  |  | 230 | 230 | H-FRAME | 31.92 | 0 | 1 | 3-1272 kcmil ACSR | 0 | 0 | 0 | 0 | 0 | 0 | 0 | 0 | 0 | 0 | 0 | 0 | 0 | 0 | 0 | 0 | 0 | 0 | 0 | 0 | 0 | 0 | 0 | 12 | 1
NO |  | 145 | 2015 | 5 | 25 | 25 |  |  |  | 230 | 230 | TOWER | 0.1 | 0.1 | 1 | 3-1272 kcmil ACSR | 0 | 0 | 0 | 0 | 0 | 0 | 0 | 0 | 0 | 0 | 0 | 0 | 0 | 0 | 0 | 0 | 0 | 0 | 0 | 0 | 0 | 0 | 0 | 12 | 1
NO |  | 145 | 2015 | 5 | 26 | 26 |  | (5623) DENVER TERMINAL | ARAPAHOE | 230 | 230 | SINGLE POLE | 6.99 | 0 | 1 | 3-1272 kcmil ACSR | 0 | 0 | 0 | 0 | 0 | 0 | 0 | 0 | 0 | 0 | 0 | 0 | 0 | 0 | 0 | 0 | 0 | 0 | 0 | 0 | 0 | 0 | 0 | 12 | 1
NO |  | 145 | 2015 | 5 | 27 | 27 |  | (5625) DENVER TERMINAL | ELATI SUB. | 230 | 230 | SINGLE POLE | 0 | 0.22 | 1 | 6-1033.5 ACSR | 0 | 0 | 0 | 0 | 0 | 0 | 0 | 0 | 0 | 0 | 0 | 0 | 0 | 0 | 0 | 0 | 0 | 0 | 0 | 0 | 0 | 0 | 0 | 12 | 1
NO |  | 145 | 2015 | 5 | 28 | 28 |  |  |  | 230 | 230 | UNDERGROUND | 1.24 | 0 | 1 | 2250 kcmil CS CU | 0 | 0 | 0 | 0 | 0 | 0 | 0 | 0 | 0 | 0 | 0 | 0 | 0 | 0 | 0 | 0 | 0 | 0 | 0 | 0 | 0 | 0 | 0 | 12 | 1
NO |  | 145 | 2015 | 5 | 29 | 29 |  | (5627) DENVER TERMINAL | LACOMBE SUB. | 230 | 230 | SINGLE POLE | 1.98 | 0.05 | 1 | 6-954 kcmil AAC | 0 | 0 | 0 | 0 | 0 | 0 | 0 | 0 | 0 | 0 | 0 | 0 | 0 | 0 | 0 | 0 | 0 | 0 | 0 | 0 | 0 | 0 | 0 | 12 | 1
NO |  | 145 | 2015 | 5 | 30 | 30 |  |  |  | 230 | 230 | UNDERGROUND | 0.28 | 0 | 1 | 2000 kcmil CU | 0 | 0 | 0 | 0 | 0 | 0 | 0 | 0 | 0 | 0 | 0 | 0 | 0 | 0 | 0 | 0 | 0 | 0 | 0 | 0 | 0 | 0 | 0 | 12 | 1
NO |  | 145 | 2015 | 5 | 31 | 31 |  | (5629) DENVER TERMINAL | LOOKOUT SUB. | 230 | 230 | SINGLE POLE | 5.61 | 0 | 1 | 3-1033.5 ACSR | 0 | 0 | 0 | 0 | 0 | 0 | 0 | 0 | 0 | 0 | 0 | 0 | 0 | 0 | 0 | 0 | 0 | 0 | 0 | 0 | 0 | 0 | 0 | 12 | 1
NO |  | 145 | 2015 | 5 | 32 | 32 |  |  |  | 230 | 230 | SINGLE POLE | 0.73 | 0 | 1 | 3-1272 kcmil ACSR | 0 | 0 | 0 | 0 | 0 | 0 | 0 | 0 | 0 | 0 | 0 | 0 | 0 | 0 | 0 | 0 | 0 | 0 | 0 | 0 | 0 | 0 | 0 | 12 | 1
NO |  | 145 | 2015 | 5 | 33 | 33 |  |  |  | 230 | 230 | TOWER | 1.75 | 0 | 1 | 3-1033.5 ACSR | 0 | 0 | 0 | 0 | 0 | 0 | 0 | 0 | 0 | 0 | 0 | 0 | 0 | 0 | 0 | 0 | 0 | 0 | 0 | 0 | 0 | 0 | 0 | 12 | 1
NO |  | 145 | 2015 | 5 | 34 | 34 |  |  |  | 230 | 230 | TOWER | 1.63 | 0 | 1 | 3-1272 kcmil ACSR | 0 | 0 | 0 | 0 | 0 | 0 | 0 | 0 | 0 | 0 | 0 | 0 | 0 | 0 | 0 | 0 | 0 | 0 | 0 | 0 | 0 | 0 | 0 | 12 | 1
NO |  | 145 | 2015 | 5 | 35 | 35 |  |  |  | 230 | 230 | UNDERGROUND | 0.73 | 0 | 1 | 2500 kcmil 5 SEG | 0 | 0 | 0 | 0 | 0 | 0 | 0 | 0 | 0 | 0 | 0 | 0 | 0 | 0 | 0 | 0 | 0 | 0 | 0 | 0 | 0 | 0 | 0 | 12 | 1
NO |  | 145 | 2015 | 6 | 1 | 1 |  | (5633) NIWOT SUB. | LOOKOUT SUB. | 230 | 230 | SINGLE POLE | 1.53 | 16.71 | 1 | 3-1033.5 ACSR | 0 | 0 | 0 | 0 | 0 | 0 | 0 | 0 | 0 | 0 | 0 | 0 | 0 | 0 | 0 | 0 | 0 | 0 | 0 | 0 | 0 | 0 | 0 | 12 | 1
NO |  | 145 | 2015 | 6 | 2 | 2 |  |  |  | 230 | 230 | SINGLE POLE | 0.01 | 0.14 | 1 | 6-1033.5 ACSR | 0 | 0 | 0 | 0 | 0 | 0 | 0 | 0 | 0 | 0 | 0 | 0 | 0 | 0 | 0 | 0 | 0 | 0 | 0 | 0 | 0 | 0 | 0 | 12 | 1
NO |  | 145 | 2015 | 6 | 3 | 3 |  | (5635) NIWOT | GUNBARREL | 230 | 230 | UNDERGROUND | 2.3 | 0 | 1 | 1000 kcmil CR CU | 0 | 0 | 0 | 0 | 0 | 0 | 0 | 0 | 0 | 0 | 0 | 0 | 0 | 0 | 0 | 0 | 0 | 0 | 0 | 0 | 0 | 0 | 0 | 12 | 1
NO |  | 145 | 2015 | 6 | 4 | 4 |  | (5637) NIWOT SUB | ISABELLE SUB | 230 | 230 | SINGLE POLE | 6.19 | 0.25 | 1 | 3-1033.5 ACSR | 0 | 0 | 0 | 0 | 0 | 0 | 0 | 0 | 0 | 0 | 0 | 0 | 0 | 0 | 0 | 0 | 0 | 0 | 0 | 0 | 0 | 0 | 0 | 12 | 1
NO |  | 145 | 2015 | 6 | 5 | 5 |  |  |  | 230 | 230 | SINGLE POLE | 1.83 | 0.1 | 1 | 6-1033.5 ACSR | 0 | 0 | 0 | 0 | 0 | 0 | 0 | 0 | 0 | 0 | 0 | 0 | 0 | 0 | 0 | 0 | 0 | 0 | 0 | 0 | 0 | 0 | 0 | 12 | 1
NO |  | 145 | 2015 | 6 | 6 | 6 |  | (5639) NIWOT SUB | GUNBARREL SUB. | 230 | 230 | UNDERGROUND | 2.29 | 0 | 1 | 1000 kcmil CR CU | 0 | 0 | 0 | 0 | 0 | 0 | 0 | 0 | 0 | 0 | 0 | 0 | 0 | 0 | 0 | 0 | 0 | 0 | 0 | 0 | 0 | 0 | 0 | 12 | 1
NO |  | 145 | 2015 | 6 | 7 | 7 |  | (5705) SULLIVAN SUB. | GREENWOOD SUB. | 230 | 230 | TOWER | 0.04 | 1.5 | 1 | 3-1029 ACAR A | 0 | 0 | 0 | 0 | 0 | 0 | 0 | 0 | 0 | 0 | 0 | 0 | 0 | 0 | 0 | 0 | 0 | 0 | 0 | 0 | 0 | 0 | 0 | 12 | 1
NO |  | 145 | 2015 | 6 | 8 | 8 |  |  |  | 230 | 230 | TOWER | 0 | 1.3 | 1 | 3-1029 REV CONC | 0 | 0 | 0 | 0 | 0 | 0 | 0 | 0 | 0 | 0 | 0 | 0 | 0 | 0 | 0 | 0 | 0 | 0 | 0 | 0 | 0 | 0 | 0 | 12 | 1
NO |  | 145 | 2015 | 6 | 9 | 9 |  |  |  | 230 | 230 | UNDERGROUND | 1.8 | 0 | 1 | 2500 REV CONC | 0 | 0 | 0 | 0 | 0 | 0 | 0 | 0 | 0 | 0 | 0 | 0 | 0 | 0 | 0 | 0 | 0 | 0 | 0 | 0 | 0 | 0 | 0 | 12 | 1
NO |  | 145 | 2015 | 6 | 10 | 10 |  | (5707) DANIELS PARK SUB.-57 | GREENWOOD SUB. | 230 | 230 | SINGLE POLE | 0.03 | 8.41 | 1 | 3-1272 kcmil ACSR | 0 | 0 | 0 | 0 | 0 | 0 | 0 | 0 | 0 | 0 | 0 | 0 | 0 | 0 | 0 | 0 | 0 | 0 | 0 | 0 | 0 | 0 | 0 | 12 | 1
NO |  | 145 | 2015 | 6 | 11 | 11 |  | (5735) SPRUC | SKY RANCH | 230 | 230 | SINGLE POLE | 0.46 | 0.8 | 1 | 6-636 kcmil ACSR | 0 | 0 | 0 | 0 | 0 | 0 | 0 | 0 | 0 | 0 | 0 | 0 | 0 | 0 | 0 | 0 | 0 | 0 | 0 | 0 | 0 | 0 | 0 | 12 | 1
NO |  | 145 | 2015 | 6 | 12 | 12 |  |  |  | 230 | 230 | TOWER | 0 | 2.56 | 1 | 6-636 kcmil ACSR | 0 | 0 | 0 | 0 | 0 | 0 | 0 | 0 | 0 | 0 | 0 | 0 | 0 | 0 | 0 | 0 | 0 | 0 | 0 | 0 | 0 | 0 | 0 | 12 | 1
NO |  | 145 | 2015 | 6 | 13 | 13 |  | (5747) PSC PONCHA | WAPA PONCHA | 230 | 230 | SINGLE POLE | 0.89 | 0 | 1 | 3-1272 kcmil ACSR | 0 | 0 | 0 | 0 | 0 | 0 | 0 | 0 | 0 | 0 | 0 | 0 | 0 | 0 | 0 | 0 | 0 | 0 | 0 | 0 | 0 | 0 | 0 | 12 | 1
NO |  | 145 | 2015 | 6 | 14 | 14 |  | (5759) FT. LUPTON SUB. | GREEN VALLEY SUB.-5525 | 230 | 230 | SINGLE POLE | 0.26 | 9.56 | 1 | 3-1033.5 ACSR | 0 | 0 | 0 | 0 | 0 | 0 | 0 | 0 | 0 | 0 | 0 | 0 | 0 | 0 | 0 | 0 | 0 | 0 | 0 | 0 | 0 | 0 | 0 | 12 | 1
NO |  | 145 | 2015 | 6 | 15 | 15 |  |  |  | 230 | 230 | TOWER | 0.63 | 0 | 1 | 3-636 kcmil ACSR | 0 | 0 | 0 | 0 | 0 | 0 | 0 | 0 | 0 | 0 | 0 | 0 | 0 | 0 | 0 | 0 | 0 | 0 | 0 | 0 | 0 | 0 | 0 | 12 | 1
NO |  | 145 | 2015 | 6 | 16 | 16 |  | (5785) WOLCOTT SUB. | COOLEY MESA SUB. | 230 | 230 | H-FRAME | 14.27 | 0.05 | 1 | 3-1272 kcmil ACSR | 0 | 0 | 0 | 0 | 0 | 0 | 0 | 0 | 0 | 0 | 0 | 0 | 0 | 0 | 0 | 0 | 0 | 0 | 0 | 0 | 0 | 0 | 0 | 12 | 1
NO |  | 145 | 2015 | 6 | 17 | 17 |  | (5787) COOLEY MESA SUB. | BASALT SUB. | 230 | 230 | H-FRAME | 25.02 | 0 | 1 | 3-1272 kcmil ACSR | 0 | 0 | 0 | 0 | 0 | 0 | 0 | 0 | 0 | 0 | 0 | 0 | 0 | 0 | 0 | 0 | 0 | 0 | 0 | 0 | 0 | 0 | 0 | 12 | 1
NO |  | 145 | 2015 | 6 | 18 | 18 |  | (5803) TARRYALL SUB | WATERTON SUB | 230 | 230 | H-FRAME | 1.08 | 0.1 | 1 | 3-1033.5 ACSR | 0 | 0 | 0 | 0 | 0 | 0 | 0 | 0 | 0 | 0 | 0 | 0 | 0 | 0 | 0 | 0 | 0 | 0 | 0 | 0 | 0 | 0 | 0 | 12 | 1
NO |  | 145 | 2015 | 6 | 19 | 19 |  |  |  | 230 | 230 | K-FRAME | 37.04 | 0 | 1 | 3-1033.5 ACSR | 0 | 0 | 0 | 0 | 0 | 0 | 0 | 0 | 0 | 0 | 0 | 0 | 0 | 0 | 0 | 0 | 0 | 0 | 0 | 0 | 0 | 0 | 0 | 12 | 1
NO |  | 145 | 2015 | 6 | 20 | 20 |  | (5811) FOIDEL CREEK SW. ST1 | STEAMBOAT SUB. (SOUTH) | 230 | 230 | H-FRAME | 15.24 | 0.14 | 1 | 3-1272 kcmil ACSR | 0 | 0 | 0 | 0 | 0 | 0 | 0 | 0 | 0 | 0 | 0 | 0 | 0 | 0 | 0 | 0 | 0 | 0 | 0 | 0 | 0 | 0 | 0 | 12 | 1
NO |  | 145 | 2015 | 6 | 21 | 21 |  | (5813) FOIDEL CREEK SW. ST3 | WOLCOTT SUB. | 230 | 230 | H-FRAME | 56.63 | 0 | 1 | 3-1272 kcmil ACSR | 0 | 0 | 0 | 0 | 0 | 0 | 0 | 0 | 0 | 0 | 0 | 0 | 0 | 0 | 0 | 0 | 0 | 0 | 0 | 0 | 0 | 0 | 0 | 12 | 1
NO |  | 145 | 2015 | 6 | 22 | 22 |  | (5815) HAYDEN PLANT-5815 | FOIDEL CREEK SW. STA. | 230 | 230 | TOWER | 9.67 | 0 | 1 | 3-1272 kcmil ACSR | 0 | 0 | 0 | 0 | 0 | 0 | 0 | 651450441 | 0 | 0 | 0 | 0 | 0 | 0 | 0 | 0 | 0 | 0 | 0 | 0 | 0 | 0 | 0 | 12 | 1
NO |  | 145 | 2015 | 6 | 23 | 23 |  |  |  | 230 | 230 | H-FRAME | 2.44 | 0 | 1 | 3-1272 kcmil ACSR | 0 | 0 | 0 | 0 | 0 | 0 | 0 | 0 | 0 | 0 | 0 | 0 | 0 | 0 | 0 | 0 | 0 | 0 | 0 | 0 | 0 | 0 | 0 | 12 | 1
NO |  | 145 | 2015 | 6 | 24 | 24 |  | (5817) FOIDEL CREEK SW. ST7 | STEAMBOAT SUB. (NORTH) | 230 | 230 | TOWER | 9.05 | 0 | 1 | 3-1272 kcmil ACSR | 0 | 0 | 0 | 0 | 0 | 0 | 0 | 0 | 0 | 0 | 0 | 0 | 0 | 0 | 0 | 0 | 0 | 0 | 0 | 0 | 0 | 0 | 0 | 12 | 1
NO |  | 145 | 2015 | 6 | 25 | 25 |  |  |  | 230 | 230 | H-FRAME | 9.74 | 0.05 | 1 | 3-1272 kcmil ACSR | 0 | 0 | 0 | 0 | 0 | 0 | 0 | 0 | 0 | 0 | 0 | 0 | 0 | 0 | 0 | 0 | 0 | 0 | 0 | 0 | 0 | 0 | 0 | 12 | 1
NO |  | 145 | 2015 | 6 | 26 | 26 |  | (5831) CRAIG PLANT | CRAIG TRANSFER | 230 | 230 | TOWER | 0.55 | 0 | 1 | 3-1033.5 ACSR | 0 | 0 | 0 | 0 | 0 | 0 | 0 | 0 | 0 | 0 | 0 | 0 | 0 | 0 | 0 | 0 | 0 | 0 | 0 | 0 | 0 | 0 | 0 | 12 | 1
NO |  | 145 | 2015 | 6 | 27 | 27 |  | (5851) LOOKOUT SUB.-5851 | SODA LAKES SUB. | 230 | 230 | TOWER | 3.01 | 0 | 1 | 3-1033.5 ACSR | 0 | 0 | 0 | 0 | 0 | 0 | 0 | 0 | 0 | 0 | 0 | 0 | 0 | 0 | 0 | 0 | 0 | 0 | 0 | 0 | 0 | 0 | 0 | 12 | 1
NO |  | 145 | 2015 | 6 | 28 | 28 |  |  |  | 230 | 230 | TOWER | 4.9 | 0.37 | 1 | 9-1033.5 ACSR | 0 | 0 | 0 | 0 | 0 | 0 | 0 | 0 | 0 | 0 | 0 | 0 | 0 | 0 | 0 | 0 | 0 | 0 | 0 | 0 | 0 | 0 | 0 | 12 | 1
NO |  | 145 | 2015 | 6 | 29 | 29 |  | (5875) REUNION SUB. | BARR LAKE SUB. | 230 | 230 | TOWER | 0 | 0.63 | 1 | 3-1033.5 ACSR | 0 | 0 | 0 | 0 | 0 | 0 | 0 | 0 | 0 | 0 | 0 | 0 | 0 | 0 | 0 | 0 | 0 | 0 | 0 | 0 | 0 | 0 | 0 | 12 | 1
NO |  | 145 | 2015 | 6 | 30 | 30 |  |  |  | 230 | 230 | TOWER | 0 | 1 | 1 | 3-636 kcmil ACSR | 0 | 0 | 0 | 0 | 0 | 0 | 0 | 0 | 0 | 0 | 0 | 0 | 0 | 0 | 0 | 0 | 0 | 0 | 0 | 0 | 0 | 0 | 0 | 12 | 1
NO |  | 145 | 2015 | 6 | 31 | 31 |  |  |  | 230 | 230 | POLE STEEL | 0 | 8.62 | 1 | 3-636 kcmil ACSR | 0 | 0 | 0 | 0 | 0 | 0 | 0 | 0 | 0 | 0 | 0 | 0 | 0 | 0 | 0 | 0 | 0 | 0 | 0 | 0 | 0 | 0 | 0 | 12 | 1
NO |  | 145 | 2015 | 6 | 32 | 32 |  | (5877) SILVER SADDLE SUB. | REUNION SUB. | 230 | 230 | TOWER | 0 | 4.8 | 1 | 3-636 kcmil ACSR | 0 | 0 | 0 | 0 | 0 | 0 | 0 | 0 | 0 | 0 | 0 | 0 | 0 | 0 | 0 | 0 | 0 | 0 | 0 | 0 | 0 | 0 | 0 | 12 | 1
NO |  | 145 | 2015 | 6 | 33 | 33 |  | (5921) SPRING CANYON | NORTH YUMA | 230 | 230 | H-FRAME | 40.47 | 0 | 1 | 3-1272 kcmil ACSR | 0 | 0 | 0 | 0 | 0 | 0 | 0 | 0 | 0 | 0 | 0 | 0 | 0 | 0 | 0 | 0 | 0 | 0 | 0 | 0 | 0 | 0 | 0 | 12 | 1
NO |  | 145 | 2015 | 6 | 34 | 34 |  | (5925) SIDNEY | SPRING CANYON | 230 | 230 | H-FRAME | 0 | 0.06 | 1 | 3-1272 kcmil ACAR | 0 | 0 | 0 | 0 | 0 | 0 | 0 | 0 | 0 | 0 | 0 | 0 | 0 | 0 | 0 | 0 | 0 | 0 | 0 | 0 | 0 | 0 | 0 | 12 | 1
NO |  | 145 | 2015 | 6 | 35 | 35 |  | (5953) SPINDLE SUB | FT. ST. VRAIN | 230 | 230 | TOWER | 0.04 | 13.71 | 1 | 6-1033.5 ACSR | 0 | 0 | 0 | 0 | 0 | 0 | 0 | 0 | 0 | 0 | 0 | 0 | 0 | 0 | 0 | 0 | 0 | 0 | 0 | 0 | 0 | 0 | 0 | 12 | 1
NO |  | 145 | 2015 | 7 | 1 | 1 |  | (5961) GREEN VALLEY SUB | KEENESBURG SUB | 230 | 230 | SINGLE POLE | 0 | 0.25 | 1 | 6-954 kcmil ACSR | 0 | 0 | 0 | 0 | 0 | 0 | 0 | 0 | 0 | 0 | 0 | 0 | 0 | 0 | 0 | 0 | 0 | 0 | 0 | 0 | 0 | 0 | 0 | 12 | 1
NO |  | 145 | 2015 | 7 | 2 | 2 |  |  |  | 230 | 345 | SINGLE POLE | 0.26 | 17.44 | 1 | 6-954 kcmil ACSR | 0 | 0 | 0 | 0 | 0 | 0 | 0 | 0 | 0 | 0 | 0 | 0 | 0 | 0 | 0 | 0 | 0 | 0 | 0 | 0 | 0 | 0 | 0 | 12 | 1
NO |  | 145 | 2015 | 7 | 3 | 3 |  | (5995) HARTSEL SUB | TARRYALL SUB | 230 | 230 | K-FRAME | 25.46 | 0.24 | 1 | 3-1033.5 ACSR | 0 | 0 | 0 | 0 | 0 | 0 | 0 | 0 | 0 | 0 | 0 | 0 | 0 | 0 | 0 | 0 | 0 | 0 | 0 | 0 | 0 | 0 | 0 | 12 | 1
NO |  | 145 | 2015 | 7 | 4 | 4 |  | Summary of 230 kV System |  | 0 | 0 |  | 0 | 0 | 0 |  | 47120582 | 452926915 | 500047497 | 0 | 0 | 0 | 0 | 0 | 0 | 0 | 0 | 0 | 0 | 0 | 0 | 0 | 0 | 0 | 0 | 0 | 0 | 0 | 0 | 12 | 1
NO |  | 145 | 2015 | 7 | 5 | 5 |  | (3003) HAYDEN PLANT | MT. HARRIS SUB. | 138 | 138 | H-FRAME | 0.47 | 0 | 1 | 3-556.5 kcmil ACS | 0 | 0 | 0 | 0 | 0 | 0 | 0 | 0 | 0 | 0 | 0 | 0 | 0 | 0 | 0 | 0 | 0 | 0 | 0 | 0 | 0 | 0 | 0 | 12 | 1
NO |  | 145 | 2015 | 7 | 6 | 6 |  | (3014) RIFLE SUB. | COLLBRAN SUB. | 138 | 138 | H-FRAME | 41.05 | 0 | 1 | 3-477 kcmil ACSR | 0 | 0 | 0 | 0 | 0 | 0 | 0 | 0 | 0 | 0 | 0 | 0 | 0 | 0 | 0 | 0 | 0 | 0 | 0 | 0 | 0 | 0 | 0 | 12 | 1
NO |  | 145 | 2015 | 7 | 7 | 7 |  |  |  | 138 | 138 | TOWER | 0.21 | 0 | 1 | 3-477 kcmil ACSR | 0 | 0 | 0 | 0 | 0 | 0 | 0 | 0 | 0 | 0 | 0 | 0 | 0 | 0 | 0 | 0 | 0 | 0 | 0 | 0 | 0 | 0 | 0 | 12 | 1
NO |  | 145 | 2015 | 7 | 8 | 8 |  | (3015) COLLBRAN SUB. | GRAND JUNCTION SUB. | 138 | 138 | H-FRAME | 22.95 | 0 | 1 | 3-477 kcmil ACSR | 0 | 0 | 0 | 0 | 0 | 0 | 0 | 0 | 0 | 0 | 0 | 0 | 0 | 0 | 0 | 0 | 0 | 0 | 0 | 0 | 0 | 0 | 0 | 12 | 1
NO |  | 145 | 2015 | 7 | 9 | 9 |  | Summary of 138 kV System |  | 0 | 0 |  | 0 | 0 | 0 |  | 85389 | 502845 | 588234 | 0 | 0 | 0 | 0 | 0 | 0 | 0 | 0 | 0 | 0 | 0 | 0 | 0 | 0 | 0 | 0 | 0 | 0 | 0 | 0 | 12 | 1
NO |  | 145 | 2015 | 7 | 10 | 10 |  |  |  | 115 | 230 | Overhead | 11.95 | 90.97 | 0 |  | 0 | 0 | 0 | 0 | 0 | 0 | 0 | 0 | 0 | 0 | 0 | 0 | 0 | 0 | 0 | 0 | 0 | 0 | 0 | 0 | 0 | 0 | 0 | 12 | 1
NO |  | 145 | 2015 | 7 | 11 | 11 |  |  |  | 115 | 115 | Overhead | 742.23 | 151.32 | 0 |  | 0 | 0 | 0 | 0 | 0 | 0 | 0 | 0 | 0 | 0 | 0 | 0 | 0 | 0 | 0 | 0 | 0 | 0 | 0 | 0 | 0 | 0 | 0 | 12 | 1
NO |  | 145 | 2015 | 7 | 12 | 12 |  |  |  | 115 | 115 | Underground | 27.92 | 0 | 0 |  | 0 | 0 | 0 | 0 | 0 | 0 | 0 | 0 | 0 | 0 | 0 | 0 | 0 | 0 | 0 | 0 | 0 | 0 | 0 | 0 | 0 | 0 | 0 | 12 | 1
NO |  | 145 | 2015 | 7 | 13 | 13 |  |  |  | 115 | 230 | Underground | 2.7 | 0 | 0 |  | 0 | 0 | 0 | 0 | 0 | 0 | 0 | 0 | 0 | 0 | 0 | 0 | 0 | 0 | 0 | 0 | 0 | 0 | 0 | 0 | 0 | 0 | 0 | 12 | 1
SI/NO | A | 145 | 2015 | 7 | 14 | 14 |  | Summary of 115 kV System |  | 0 | 0 |  | 0 | 0 | 0 |  | 16927944 | 186142662 | 203070606 | 0 | 0 | 0 | 3695605.0548 | 0 | 0 | 0 | 0 | 0 | 0 | 0 | 0 | 0 | 0 | 0 | 0 | 0 | 0 | 0 | 0 | 12 | 1
NO |  | 145 | 2015 | 7 | 15 | 15 |  |  |  | 69 | 115 | Overhead | 18.97 | 3.77 | 0 |  | 0 | 0 | 0 | 0 | 0 | 0 | 0 | 0 | 0 | 0 | 0 | 0 | 0 | 0 | 0 | 0 | 0 | 0 | 0 | 0 | 0 | 0 | 0 | 12 | 1
NO |  | 145 | 2015 | 7 | 16 | 16 |  |  |  | 69 | 230 | Overhead | 0.2 | 6.12 | 0 |  | 0 | 0 | 0 | 0 | 0 | 0 | 0 | 0 | 0 | 0 | 0 | 0 | 0 | 0 | 0 | 0 | 0 | 0 | 0 | 0 | 0 | 0 | 0 | 12 | 1
NO |  | 145 | 2015 | 7 | 17 | 17 |  |  |  | 69 | 69 | Overhead | 298.72 | 1.32 | 0 |  | 0 | 0 | 0 | 0 | 0 | 0 | 0 | 0 | 0 | 0 | 0 | 0 | 0 | 0 | 0 | 0 | 0 | 0 | 0 | 0 | 0 | 0 | 0 | 12 | 1
SI/NO | A | 145 | 2015 | 7 | 18 | 18 |  | Summary of 69 kV System |  | 0 | 0 |  | 0 | 0 | 0 |  | 463580 | 20861680 | 21325260 | 0 | 0 | 0 | 388090.3308 | 0 | 0 | 0 | 0 | 0 | 0 | 0 | 0 | 0 | 0 | 0 | 0 | 0 | 0 | 0 | 0 | 12 | 1
NO |  | 145 | 2015 | 7 | 19 | 19 |  |  |  | 44 | 44 | Overhead | 123.87 | 1.11 | 0 |  | 0 | 0 | 0 | 0 | 0 | 0 | 0 | 0 | 0 | 0 | 0 | 0 | 0 | 0 | 0 | 0 | 0 | 0 | 0 | 0 | 0 | 0 | 0 | 12 | 1
NO |  | 145 | 2015 | 7 | 20 | 20 |  |  |  | 44 | 230 | Overhead | 0.04 | 0 | 0 |  | 0 | 0 | 0 | 0 | 0 | 0 | 0 | 0 | 0 | 0 | 0 | 0 | 0 | 0 | 0 | 0 | 0 | 0 | 0 | 0 | 0 | 0 | 0 | 12 | 1
NO |  | 145 | 2015 | 7 | 21 | 21 |  |  |  | 44 | 44 | Underground | 0.89 | 0 | 0 |  | 0 | 0 | 0 | 0 | 0 | 0 | 0 | 0 | 0 | 0 | 0 | 0 | 0 | 0 | 0 | 0 | 0 | 0 | 0 | 0 | 0 | 0 | 0 | 12 | 1
SI/NO | A | 145 | 2015 | 7 | 22 | 22 |  | Summary of 44 kV System |  | 0 | 0 |  | 0 | 0 | 0 |  | 300305 | 18196374 | 18496679 | 0 | 0 | 0 | 336614.0563 | 0 | 0 | 0 | 0 | 0 | 0 | 0 | 0 | 0 | 0 | 0 | 0 | 0 | 0 | 0 | 0 | 12 | 1
NO |  | 145 | 2015 | 7 | 24 | 24 |  |  |  | 0 | 0 |  | 0 | 0 | 0 |  | 0 | 0 | 0 | 2123650 | 8942047 | 2295139 | 13360836 | 0 | 0 | 0 | 0 | 0 | 0 | 0 | 0 | 0 | 0 | 0 | 0 | 0 | 0 | 0 | 0 | 12 | 1
NO |  | 146 | 2015 | 0 | 1 | 1 |  | Newington Station | Eliot S/S | 345 | 345 | SCHF | 4.74 | 0 | 1 | 2-1113 ACSR | 0 | 1914672 | 1914672 | 0 | 0 | 0 | 0 | 0 | 0 | 0 | 0 | 0 | 0 | 0 | 0 | 0 | 0 | 0 | 0 | 0 | 0 | 0 | 0 | 12 | 1
NO |  | 146 | 2015 | 0 | 2 | 2 |  |  |  | 0 | 0 | SCSP | 0.07 | 0 | 0 | 2-1113 ACSR | 0 | 0 | 0 | 0 | 0 | 0 | 0 | 0 | 0 | 0 | 0 | 0 | 0 | 0 | 0 | 0 | 0 | 0 | 0 | 0 | 0 | 0 | 0 | 12 | 1
NO |  | 146 | 2015 | 0 | 3 | 3 |  |  |  | 0 | 0 | DCSP | 0.17 | 0 | 0 | 2-1113 ACSR | 0 | 0 | 0 | 0 | 0 | 0 | 0 | 0 | 0 | 0 | 0 | 0 | 0 | 0 | 0 | 0 | 0 | 0 | 0 | 0 | 0 | 0 | 0 | 12 | 1
NO |  | 146 | 2015 | 0 | 4 | 4 |  |  |  | 0 | 0 | SCSPHF | 0.5 | 0 | 0 | 2-1113 ACSR | 0 | 0 | 0 | 0 | 0 | 0 | 0 | 0 | 0 | 0 | 0 | 0 | 0 | 0 | 0 | 0 | 0 | 0 | 0 | 0 | 0 | 0 | 0 | 12 | 1
NO |  | 146 | 2015 | 0 | 5 | 5 |  |  |  | 0 | 0 | DCLT | 1.04 | 0 | 0 | 1-4500 ACSR | 0 | 0 | 0 | 0 | 0 | 0 | 0 | 0 | 0 | 0 | 0 | 0 | 0 | 0 | 0 | 0 | 0 | 0 | 0 | 0 | 0 | 0 | 0 | 12 | 1
NO |  | 146 | 2015 | 0 | 6 | 6 |  | Eliot S/S | Deerfield S/S | 345 | 345 | SCHF | 14.9 | 0 | 1 | 2-1113 ACSR | 1196136 | 11955436 | 13151572 | 0 | 0 | 0 | 0 | 0 | 0 | 0 | 0 | 0 | 0 | 0 | 0 | 0 | 0 | 0 | 0 | 0 | 0 | 0 | 0 | 12 | 1
NO |  | 146 | 2015 | 0 | 7 | 7 |  |  |  | 0 | 0 | SCSP | 3.6 | 0 | 0 | 2-1113 ACSR | 0 | 0 | 0 | 0 | 0 | 0 | 0 | 0 | 0 | 0 | 0 | 0 | 0 | 0 | 0 | 0 | 0 | 0 | 0 | 0 | 0 | 0 | 0 | 12 | 1
NO |  | 146 | 2015 | 0 | 8 | 8 |  |  |  | 0 | 0 | DCSP | 0.1 | 0 | 0 | 2-1113 ACSR | 0 | 0 | 0 | 0 | 0 | 0 | 0 | 0 | 0 | 0 | 0 | 0 | 0 | 0 | 0 | 0 | 0 | 0 | 0 | 0 | 0 | 0 | 0 | 12 | 1
NO |  | 146 | 2015 | 0 | 9 | 9 |  |  |  | 0 | 0 | SCSPHF | 0.14 | 0 | 0 | 2-1113 ACSR | 0 | 0 | 0 | 0 | 0 | 0 | 0 | 0 | 0 | 0 | 0 | 0 | 0 | 0 | 0 | 0 | 0 | 0 | 0 | 0 | 0 | 0 | 0 | 12 | 1
NO |  | 146 | 2015 | 0 | 10 | 10 |  |  |  | 0 | 0 | DCLT | 0.5 | 0 | 0 | 2-1113 ACSR | 0 | 0 | 0 | 0 | 0 | 0 | 0 | 0 | 0 | 0 | 0 | 0 | 0 | 0 | 0 | 0 | 0 | 0 | 0 | 0 | 0 | 0 | 0 | 12 | 1
NO |  | 146 | 2015 | 0 | 11 | 11 |  | Timber Swamp S/S | Newington Station | 345 | 345 | SCSPHF | 10.24 | 0 | 1 | 2-1113 ACSR | 801246 | 5905131 | 6706377 | 0 | 0 | 0 | 0 | 0 | 0 | 0 | 0 | 0 | 0 | 0 | 0 | 0 | 0 | 0 | 0 | 0 | 0 | 0 | 0 | 12 | 1
NO |  | 146 | 2015 | 0 | 12 | 12 |  |  |  | 0 | 0 | SCSP | 2.54 | 0 | 0 | 2-1113 ACSR | 0 | 0 | 0 | 0 | 0 | 0 | 0 | 0 | 0 | 0 | 0 | 0 | 0 | 0 | 0 | 0 | 0 | 0 | 0 | 0 | 0 | 0 | 0 | 12 | 1
NO |  | 146 | 2015 | 0 | 13 | 13 |  | Scobie Pond S/S | NH/MA State Line | 345 | 345 | SCHF | 18.24 | 0 | 1 | 2-850.8 ACSR | 1020580 | 8317911 | 9338491 | 0 | 0 | 0 | 0 | 0 | 0 | 0 | 0 | 0 | 0 | 0 | 0 | 0 | 0 | 0 | 0 | 0 | 0 | 0 | 0 | 12 | 1
NO |  | 146 | 2015 | 0 | 14 | 14 |  |  | (Sandy Pond S/S) | 0 | 0 | SCSPHF | 0.05 | 0 | 0 | 2-850.8 ACSR | 0 | 0 | 0 | 0 | 0 | 0 | 0 | 0 | 0 | 0 | 0 | 0 | 0 | 0 | 0 | 0 | 0 | 0 | 0 | 0 | 0 | 0 | 0 | 12 | 1
NO |  | 146 | 2015 | 0 | 15 | 15 |  | Seabrook Station | Scobie Pond S/S | 345 | 345 | SCSPHF | 29.75 | 0 | 1 | 2-2156 ACSR | 3124618 | 13397738 | 16522356 | 0 | 0 | 0 | 0 | 0 | 0 | 0 | 0 | 0 | 0 | 0 | 0 | 0 | 0 | 0 | 0 | 0 | 0 | 0 | 0 | 12 | 1
NO |  | 146 | 2015 | 0 | 16 | 16 |  | Seabrook Station | Timber Swamp S/S | 345 | 345 | SCSP | 2.3 | 0 | 1 | 2-1113 ACSR | 708799 | 2486773 | 3195572 | 0 | 0 | 0 | 0 | 0 | 0 | 0 | 0 | 0 | 0 | 0 | 0 | 0 | 0 | 0 | 0 | 0 | 0 | 0 | 0 | 12 | 1
NO |  | 146 | 2015 | 0 | 17 | 17 |  |  |  | 0 | 0 | SCSPHF | 1.92 | 0 | 0 | 2-1113 ACSR | 0 | 0 | 0 | 0 | 0 | 0 | 0 | 0 | 0 | 0 | 0 | 0 | 0 | 0 | 0 | 0 | 0 | 0 | 0 | 0 | 0 | 0 | 0 | 12 | 1
NO |  | 146 | 2015 | 0 | 18 | 18 |  | Scobie Pond S/S | Deerfield S/S | 345 | 345 | SCHF | 18.43 | 0 | 1 | 2-850.8 ACSR | 0 | 2353113 | 2353113 | 0 | 0 | 0 | 0 | 0 | 0 | 0 | 0 | 0 | 0 | 0 | 0 | 0 | 0 | 0 | 0 | 0 | 0 | 0 | 0 | 12 | 1
NO |  | 146 | 2015 | 0 | 19 | 19 |  |  |  | 0 | 0 | SCSPHF | 0.19 | 0 | 0 | 2-850.8 ACSR | 0 | 0 | 0 | 0 | 0 | 0 | 0 | 0 | 0 | 0 | 0 | 0 | 0 | 0 | 0 | 0 | 0 | 0 | 0 | 0 | 0 | 0 | 0 | 12 | 1
NO |  | 146 | 2015 | 0 | 20 | 20 |  | Amherst S/S | Fitzwilliams S/S | 345 | 345 | SCHF | 30.9 | 0 | 1 | 2-850.8 ACSR | 807165 | 8784061 | 9591226 | 0 | 0 | 0 | 0 | 0 | 0 | 0 | 0 | 0 | 0 | 0 | 0 | 0 | 0 | 0 | 0 | 0 | 0 | 0 | 0 | 12 | 1
NO |  | 146 | 2015 | 0 | 21 | 21 |  |  |  | 0 | 0 | SCSPHF | 0.14 | 0 | 0 | 2-850.8 ACSR | 0 | 0 | 0 | 0 | 0 | 0 | 0 | 0 | 0 | 0 | 0 | 0 | 0 | 0 | 0 | 0 | 0 | 0 | 0 | 0 | 0 | 0 | 0 | 12 | 1
NO |  | 146 | 2015 | 0 | 22 | 22 |  |  |  | 0 | 0 | LSCHF | 0.79 | 0 | 0 | 2-850.8 ACSR | 0 | 0 | 0 | 0 | 0 | 0 | 0 | 0 | 0 | 0 | 0 | 0 | 0 | 0 | 0 | 0 | 0 | 0 | 0 | 0 | 0 | 0 | 0 | 12 | 1
NO |  | 146 | 2015 | 0 | 23 | 23 |  | Fitzwilliams S/S | NH/VT State Line | 345 | 345 | SCHF | 18.39 | 0 | 1 | 2-850.8 ACSR | 296602 | 11006394 | 11302996 | 0 | 0 | 0 | 0 | 0 | 0 | 0 | 0 | 0 | 0 | 0 | 0 | 0 | 0 | 0 | 0 | 0 | 0 | 0 | 0 | 12 | 1
NO |  | 146 | 2015 | 0 | 24 | 24 |  |  | (VT Yankee Station) | 0 | 0 | DCLT | 0.76 | 0 | 0 | 2500 AACSR | 0 | 0 | 0 | 0 | 0 | 0 | 0 | 0 | 0 | 0 | 0 | 0 | 0 | 0 | 0 | 0 | 0 | 0 | 0 | 0 | 0 | 0 | 0 | 12 | 1
NO |  | 146 | 2015 | 0 | 25 | 25 |  |  |  | 0 | 0 | LSCHF | 1.17 | 0 | 0 | 2-850.8 ACSR | 0 | 0 | 0 | 0 | 0 | 0 | 0 | 0 | 0 | 0 | 0 | 0 | 0 | 0 | 0 | 0 | 0 | 0 | 0 | 0 | 0 | 0 | 0 | 12 | 1
NO |  | 146 | 2015 | 0 | 26 | 26 |  | Scobie Pond S/S | Amherst S/S | 345 | 345 | SCHF | 15.99 | 0 | 1 | 2-850.8 ACSR | 395940 | 3253634 | 3649574 | 0 | 0 | 0 | 0 | 0 | 0 | 0 | 0 | 0 | 0 | 0 | 0 | 0 | 0 | 0 | 0 | 0 | 0 | 0 | 0 | 12 | 1
NO |  | 146 | 2015 | 0 | 27 | 27 |  | VT Yankee Station | Northfield Mountain Station | 345 | 345 | DCLT | 0.83 | 0 | 1 | 2500 AACSR | 223865 | 4030753 | 4254618 | 0 | 0 | 0 | 0 | 0 | 0 | 0 | 0 | 0 | 0 | 0 | 0 | 0 | 0 | 0 | 0 | 0 | 0 | 0 | 0 | 12 | 1
NO |  | 146 | 2015 | 0 | 28 | 28 |  |  |  | 0 | 0 | DCLT | 0.04 | 0 | 0 | 2-850.8 ACSR | 0 | 0 | 0 | 0 | 0 | 0 | 0 | 0 | 0 | 0 | 0 | 0 | 0 | 0 | 0 | 0 | 0 | 0 | 0 | 0 | 0 | 0 | 0 | 12 | 1
NO |  | 146 | 2015 | 0 | 29 | 29 |  |  |  | 0 | 0 | SCHF | 9.84 | 0 | 0 | 2-850.8 ACSR | 0 | 0 | 0 | 0 | 0 | 0 | 0 | 0 | 0 | 0 | 0 | 0 | 0 | 0 | 0 | 0 | 0 | 0 | 0 | 0 | 0 | 0 | 0 | 12 | 1
NO |  | 146 | 2015 | 0 | 30 | 30 |  | Deerfield S/S | NH/ME State Line | 345 | 345 | SCHF | 18.66 | 0 | 1 | 2-850.8 ACSR | 0 | 2244416 | 2244416 | 0 | 0 | 0 | 0 | 0 | 0 | 0 | 0 | 0 | 0 | 0 | 0 | 0 | 0 | 0 | 0 | 0 | 0 | 0 | 0 | 12 | 1
NO |  | 146 | 2015 | 0 | 31 | 31 |  |  | (Buxton, S/S) | 0 | 0 | SCSPHF | 0.03 | 0 | 0 | 2-850.8 ACSR | 0 | 0 | 0 | 0 | 0 | 0 | 0 | 0 | 0 | 0 | 0 | 0 | 0 | 0 | 0 | 0 | 0 | 0 | 0 | 0 | 0 | 0 | 0 | 12 | 1
NO |  | 146 | 2015 | 0 | 32 | 32 |  | Scobie Pond S/S | NH/ME State Line | 345 | 345 | SCHF | 37.12 | 0 | 1 | 2-850.8 ACSR | 908643 | 3670874 | 4579517 | 0 | 0 | 0 | 0 | 0 | 0 | 0 | 0 | 0 | 0 | 0 | 0 | 0 | 0 | 0 | 0 | 0 | 0 | 0 | 0 | 12 | 1
NO |  | 146 | 2015 | 0 | 33 | 33 |  |  | (Buxton, S/S) | 0 | 0 |  | 0 | 0 | 0 |  | 0 | 0 | 0 | 0 | 0 | 0 | 0 | 0 | 0 | 0 | 0 | 0 | 0 | 0 | 0 | 0 | 0 | 0 | 0 | 0 | 0 | 0 | 0 | 12 | 1
NO |  | 146 | 2015 | 0 | 34 | 34 |  | Seabrook Station | NH/MA State Line | 345 | 345 | SCSPHF | 7.7 | 0 | 1 | 2-2156 ACSR | 729609 | 3491422 | 4221031 | 0 | 0 | 0 | 0 | 0 | 0 | 0 | 0 | 0 | 0 | 0 | 0 | 0 | 0 | 0 | 0 | 0 | 0 | 0 | 0 | 12 | 1
NO |  | 146 | 2015 | 0 | 35 | 35 |  |  | (Tewksbury S/S) | 0 | 0 |  | 0 | 0 | 0 |  | 0 | 0 | 0 | 0 | 0 | 0 | 0 | 0 | 0 | 0 | 0 | 0 | 0 | 0 | 0 | 0 | 0 | 0 | 0 | 0 | 0 | 0 | 0 | 12 | 1
NO |  | 146 | 2015 | 0 | 36 | 36 |  | TOTAL |  | 0 | 0 |  | 1039.46 | 2.82 | 113 |  | 13339641 | 318980196 | 332319837 | 286900 | 2837037 | 66358 | 3190295 | 0 | 0 | 0 | 0 | 0 | 0 | 0 | 0 | 0 | 0 | 0 | 0 | 0 | 0 | 0 | 0 | 12 | 1
NO |  | 146 | 2015 | 1 | 1 | 1 |  | Eliot S/S | CMP Border | 345 | 345 | SCSP | 0.15 | 0 | 1 | 2-1590 ACSR | 0 | 352037 | 352037 | 0 | 0 | 0 | 0 | 0 | 0 | 0 | 0 | 0 | 0 | 0 | 0 | 0 | 0 | 0 | 0 | 0 | 0 | 0 | 0 | 12 | 1
NO |  | 146 | 2015 | 1 | 3 | 3 |  | TOTAL 345,000 VOLTS |  | 0 | 0 |  | 251.93 | 0 | 15 |  | 10213203 | 83164365 | 93377568 | 0 | 0 | 0 | 0 | 0 | 0 | 0 | 0 | 0 | 0 | 0 | 0 | 0 | 0 | 0 | 0 | 0 | 0 | 0 | 0 | 12 | 1
NO |  | 146 | 2015 | 1 | 6 | 6 |  | Merrimack Station | Dunbarton Tap | 230 | 345 | SCHF | 8.46 | 0 | 1 | 795 ACSR | 114269 | 985888 | 1100157 | 0 | 0 | 0 | 0 | 0 | 0 | 0 | 0 | 0 | 0 | 0 | 0 | 0 | 0 | 0 | 0 | 0 | 0 | 0 | 0 | 12 | 1
NO |  | 146 | 2015 | 1 | 7 | 7 |  | Littleton S/S | Littleton Tap | 230 | 345 | SCHF | 0.04 | 0 | 1 | 795 ACSR | 0 | 0 | 0 | 0 | 0 | 0 | 0 | 0 | 0 | 0 | 0 | 0 | 0 | 0 | 0 | 0 | 0 | 0 | 0 | 0 | 0 | 0 | 0 | 12 | 1
NO |  | 146 | 2015 | 1 | 9 | 9 |  | TOTAL 230,000 VOLTS |  | 0 | 0 |  | 8.5 | 0 | 2 |  | 114269 | 985888 | 1100157 | 0 | 0 | 0 | 0 | 0 | 0 | 0 | 0 | 0 | 0 | 0 | 0 | 0 | 0 | 0 | 0 | 0 | 0 | 0 | 0 | 12 | 1
SI/NO | A | 146 | 2015 | 1 | 11 | 11 |  | 115 KV Overhead Lines |  | 115 | 115 |  | 779.03 | 2.82 | 96 |  | 3012169 | 234829943 | 237842112 | 0 | 0 | 0 | 4328398.5244 | 0 | 0 | 0 | 0 | 0 | 0 | 0 | 0 | 0 | 0 | 0 | 0 | 0 | 0 | 0 | 0 | 12 | 1
NO |  | 146 | 2015 | 1 | 35 | 35 |  | Oper. & Maint. Transm. Line |  | 0 | 0 |  | 0 | 0 | 0 |  | 0 | 0 | 0 | 286900 | 2837037 | 66358 | 3190295 | 0 | 0 | 0 | 0 | 0 | 0 | 0 | 0 | 0 | 0 | 0 | 0 | 0 | 0 | 0 | 0 | 12 | 1
NO |  | 147 | 2015 | 0 | 1 | 1 |  | ALBUQ DIVISION |  | 0 | 0 |  | 0 | 0 | 0 |  | 0 | 0 | 0 | 0 | 0 | 0 | 0 | 0 | 0 | 0 | 0 | 0 | 0 | 0 | 0 | 0 | 0 | 0 | 0 | 0 | 0 | 0 | 0 | 12 | 1
SI/NO | A | 147 | 2015 | 0 | 2 | 2 |  | West Mesa | Window Rock | 115 | 115 | H Frame WD | 162.37 | 0 | 1 | 477 kcmil ACSR | 360289 | 8182832 | 8543121 | 0 | 0 | 0 | 155473.0238 | 0 | 0 | 0 | 0 | 0 | 0 | 0 | 0 | 0 | 0 | 0 | 0 | 0 | 0 | 0 | 0 | 12 | 1
SI/NO | A | 147 | 2015 | 0 | 3 | 3 |  | Reeves | Los Alamos | 115 | 115 | H Frame WD | 61.94 | 0 | 1 | 477 kcmil ACSR | 259271 | 4120790 | 4380061 | 0 | 0 | 0 | 79711.0714 | 0 | 0 | 0 | 0 | 0 | 0 | 0 | 0 | 0 | 0 | 0 | 0 | 0 | 0 | 0 | 0 | 12 | 1
SI/NO | A | 147 | 2015 | 0 | 4 | 4 |  | Alb 115KV Sys |  | 115 | 115 | H Frame WD | 172.05 | 0 | 1 | 595.6 kcmil ACSR | 943618 | 18996148 | 19939766 | 0 | 0 | 0 | 362876.2502 | 0 | 0 | 0 | 0 | 0 | 0 | 0 | 0 | 0 | 0 | 0 | 0 | 0 | 0 | 0 | 0 | 12 | 1
NO |  | 147 | 2015 | 0 | 5 | 5 |  | SOUTHERN NM DIVISION |  | 0 | 0 |  | 0 | 0 | 0 |  | 0 | 0 | 0 | 0 | 0 | 0 | 0 | 0 | 0 | 0 | 0 | 0 | 0 | 0 | 0 | 0 | 0 | 0 | 0 | 0 | 0 | 0 | 0 | 12 | 1
SI/NO | A | 147 | 2015 | 0 | 6 | 6 |  | Mimbres Station | Las Cruces | 115 | 115 | H Frame WD | 57.8 | 0 | 1 | 477 kcmil ACSR | 121260 | 619912 | 741172 | 0 | 0 | 0 | 13488.3085 | 0 | 0 | 0 | 0 | 0 | 0 | 0 | 0 | 0 | 0 | 0 | 0 | 0 | 0 | 0 | 0 | 12 | 1
SI/NO | A | 147 | 2015 | 0 | 7 | 7 |  | Mimbres Station | Hermanas | 115 | 115 | H Frame WD | 2.93 | 0 | 1 | 477 kc mil ACSR | 24875 | 593506 | 618381 | 0 | 0 | 0 | 11253.6816 | 0 | 0 | 0 | 0 | 0 | 0 | 0 | 0 | 0 | 0 | 0 | 0 | 0 | 0 | 0 | 0 | 12 | 1
SI/NO | A | 147 | 2015 | 0 | 8 | 8 |  | Mimbres Station | Hurley Tap | 115 | 115 | H Frame WD | 36.73 | 0 | 1 | 477 kcmil ACSR | 1013 | 1907725 | 1908738 | 0 | 0 | 0 | 34736.4 | 0 | 0 | 0 | 0 | 0 | 0 | 0 | 0 | 0 | 0 | 0 | 0 | 0 | 0 | 0 | 0 | 12 | 1
SI/NO | A | 147 | 2015 | 0 | 9 | 9 |  | Hermanas | Hondale | 115 | 115 | Single WD PL | 8.5 | 0 | 1 | 477 kcmil ACSR | 147675 | 1517337 | 1665012 | 0 | 0 | 0 | 30300.9228 | 0 | 0 | 0 | 0 | 0 | 0 | 0 | 0 | 0 | 0 | 0 | 0 | 0 | 0 | 0 | 0 | 12 | 1
SI/NO | A | 147 | 2015 | 0 | 10 | 10 |  | Southern NM 115KV |  | 115 | 115 | HF-W,SP-W | 118.33 | 0 | 0 |  | 3517209 | 17467711 | 20984920 | 0 | 0 | 0 | 381896.612 | 0 | 0 | 0 | 0 | 0 | 0 | 0 | 0 | 0 | 0 | 0 | 0 | 0 | 0 | 0 | 0 | 12 | 1
NO |  | 147 | 2015 | 0 | 11 | 11 |  | LAS VEGAS DIVISION |  | 0 | 0 |  | 0 | 0 | 0 |  | 0 | 0 | 0 | 0 | 0 | 0 | 0 | 0 | 0 | 0 | 0 | 0 | 0 | 0 | 0 | 0 | 0 | 0 | 0 | 0 | 0 | 0 | 0 | 12 | 1
SI/NO | A | 147 | 2015 | 0 | 12 | 12 |  | Las Vegas 115KV |  | 115 | 115 | H Frame WD | 47.2 | 0 | 1 | 336.4 kcmil ACSR | 120380 | 2386799 | 2507179 | 0 | 0 | 0 | 45627.2011 | 0 | 0 | 0 | 0 | 0 | 0 | 0 | 0 | 0 | 0 | 0 | 0 | 0 | 0 | 0 | 0 | 12 | 1
NO |  | 147 | 2015 | 0 | 13 | 13 |  | SANTA FE DIVISION |  | 0 | 0 |  | 0 | 0 | 0 |  | 0 | 0 | 0 | 0 | 0 | 0 | 0 | 0 | 0 | 0 | 0 | 0 | 0 | 0 | 0 | 0 | 0 | 0 | 0 | 0 | 0 | 0 | 0 | 12 | 1
SI/NO | A | 147 | 2015 | 0 | 14 | 14 |  | Santa Fe 115KV |  | 115 | 115 | H Frame WD | 81.88 | 0 | 1 | 477 kcmil ACSR | 2431595 | 25500744 | 27932339 | 0 | 0 | 0 | 508330.0594 | 0 | 0 | 0 | 0 | 0 | 0 | 0 | 0 | 0 | 0 | 0 | 0 | 0 | 0 | 0 | 0 | 12 | 1
NO |  | 147 | 2015 | 0 | 15 | 15 |  | SYSTEM DIVISION |  | 0 | 0 |  | 0 | 0 | 0 |  | 0 | 0 | 0 | 0 | 0 | 0 | 0 | 0 | 0 | 0 | 0 | 0 | 0 | 0 | 0 | 0 | 0 | 0 | 0 | 0 | 0 | 0 | 0 | 12 | 1
NO |  | 147 | 2015 | 0 | 16 | 16 |  | System 115KV |  | 0 | 0 |  | 0 | 0 | 0 |  | 0 | 0 | 0 | 0 | 0 | 0 | 0 | 0 | 0 | 0 | 0 | 0 | 0 | 0 | 0 | 0 | 0 | 0 | 0 | 0 | 0 | 0 | 0 | 12 | 1
SI/NO | A | 147 | 2015 | 0 | 17 | 17 |  | Person | Belen | 115 | 115 | H Frame WD | 26.9 | 0 | 1 | 477 kcmil ACSR | 24505 | 2882494 | 2906999 | 0 | 0 | 0 | 52903.3739 | 0 | 0 | 0 | 0 | 0 | 0 | 0 | 0 | 0 | 0 | 0 | 0 | 0 | 0 | 0 | 0 | 12 | 1
NO |  | 147 | 2015 | 0 | 19 | 19 |  | System 230KV |  | 0 | 0 |  | 0 | 0 | 0 |  | 0 | 0 | 0 | 0 | 0 | 0 | 0 | 0 | 0 | 0 | 0 | 0 | 0 | 0 | 0 | 0 | 0 | 0 | 0 | 0 | 0 | 0 | 0 | 12 | 1
NO |  | 147 | 2015 | 0 | 20 | 20 |  | West Mesa | Ambrosia Lake | 230 | 230 | K Frame WD | 68.72 | 0 | 1 | 954 kcmil ACSR | 127854 | 2882494 | 3010348 | 0 | 0 | 0 | 0 | 0 | 0 | 0 | 0 | 0 | 0 | 0 | 0 | 0 | 0 | 0 | 0 | 0 | 0 | 0 | 0 | 12 | 1
NO |  | 147 | 2015 | 0 | 21 | 21 |  | Ambrosia Lake | Four Corners | 230 | 230 | K Frame WD | 111.17 | 0 | 1 | 954 kcmil ACSR | 150910 | 8227854 | 8378764 | 0 | 0 | 0 | 0 | 0 | 0 | 0 | 0 | 0 | 0 | 0 | 0 | 0 | 0 | 0 | 0 | 0 | 0 | 0 | 0 | 12 | 1
NO |  | 147 | 2015 | 0 | 22 | 22 |  | Kyrene Switchyard (9) |  | 230 | 230 | Steel | 0.45 | 0 | 1 | 2x2156 kcmil AC | 0 | 3752935 | 3752935 | 0 | 0 | 0 | 0 | 0 | 0 | 0 | 0 | 0 | 0 | 0 | 0 | 0 | 0 | 0 | 0 | 0 | 0 | 0 | 0 | 12 | 1
NO |  | 147 | 2015 | 0 | 23 | 23 |  | System 345KV |  | 0 | 0 |  | 0 | 0 | 0 |  | 0 | 0 | 0 | 0 | 0 | 0 | 0 | 0 | 0 | 0 | 0 | 0 | 0 | 0 | 0 | 0 | 0 | 0 | 0 | 0 | 0 | 0 | 0 | 12 | 1
NO |  | 147 | 2015 | 0 | 24 | 24 |  | San Juan | Shiprock(8) | 345 | 345 | K Frame WD | 1.94 | 0 | 1 | 2x954 kcmil ACSR | 0 | 0 | 0 | 0 | 0 | 0 | 0 | 0 | 0 | 0 | 0 | 0 | 0 | 0 | 0 | 0 | 0 | 0 | 0 | 0 | 0 | 0 | 0 | 12 | 1
NO |  | 147 | 2015 | 0 | 25 | 25 |  | West Mesa | 4 Corners #1 | 345 | 345 | K Frame WD | 153.88 | 0 | 1 | 2x795 kcmil ACSR | 381713 | 8745641 | 9127354 | 0 | 0 | 0 | 0 | 0 | 0 | 0 | 0 | 0 | 0 | 0 | 0 | 0 | 0 | 0 | 0 | 0 | 0 | 0 | 0 | 12 | 1
NO |  | 147 | 2015 | 0 | 26 | 26 |  | West Mesa | San Juan | 345 | 345 | K Frame WD | 207.93 | 0 | 1 | 2x795 kcmil ACSR | 3116344 | 18350984 | 21467328 | 0 | 0 | 0 | 0 | 0 | 0 | 0 | 0 | 0 | 0 | 0 | 0 | 0 | 0 | 0 | 0 | 0 | 0 | 0 | 0 | 12 | 1
NO |  | 147 | 2015 | 0 | 27 | 27 |  | 4 Corners | San Juan (3) | 345 | 345 | K Frame WD | 10.4 | 0 | 1 | 2x795 kcmil ACSR | 63050 | 1122455 | 1185505 | 0 | 0 | 0 | 0 | 0 | 0 | 0 | 0 | 0 | 0 | 0 | 0 | 0 | 0 | 0 | 0 | 0 | 0 | 0 | 0 | 12 | 1
NO |  | 147 | 2015 | 0 | 28 | 28 |  | San Juan | Ojo SW Station | 345 | 345 | K Frame WD | 154.21 | 0 | 1 | 2x795 kcmil ACSR | 1427669 | 16426626 | 17854295 | 0 | 0 | 0 | 0 | 0 | 0 | 0 | 0 | 0 | 0 | 0 | 0 | 0 | 0 | 0 | 0 | 0 | 0 | 0 | 0 | 12 | 1
NO |  | 147 | 2015 | 0 | 29 | 29 |  | San Juan | Vail (2) | 345 | 345 | Steel Towers | 412 | 0 | 1 | 2x954 kcmil ACSR | 0 | 7536281 | 7536281 | 0 | 0 | 0 | 0 | 0 | 0 | 0 | 0 | 0 | 0 | 0 | 0 | 0 | 0 | 0 | 0 | 0 | 0 | 0 | 0 | 12 | 1
NO |  | 147 | 2015 | 0 | 30 | 30 |  | Sandia | West Mesa | 345 | 345 | K Frame WD | 23.98 | 0 | 1 | 795 kcmil ACSR | 939240 | 3949954 | 4889194 | 0 | 0 | 0 | 0 | 0 | 0 | 0 | 0 | 0 | 0 | 0 | 0 | 0 | 0 | 0 | 0 | 0 | 0 | 0 | 0 | 12 | 1
NO |  | 147 | 2015 | 0 | 31 | 31 |  | Greenlee | Hidalgo(4) | 345 | 345 | K Frame WD | 59.9 | 0 | 1 | 795 kcmil ACSR | 0 | 2059143 | 2059143 | 0 | 0 | 0 | 0 | 0 | 0 | 0 | 0 | 0 | 0 | 0 | 0 | 0 | 0 | 0 | 0 | 0 | 0 | 0 | 0 | 12 | 1
NO |  | 147 | 2015 | 0 | 32 | 32 |  | Hildalgo | Luna(5) | 345 | 345 | K Frame WD | 50.2 | 0 | 1 | 795 kcmil ACSR | 192350 | 1564196 | 1756546 | 0 | 0 | 0 | 0 | 0 | 0 | 0 | 0 | 0 | 0 | 0 | 0 | 0 | 0 | 0 | 0 | 0 | 0 | 0 | 0 | 12 | 1
NO |  | 147 | 2015 | 0 | 33 | 33 |  | San Juan | McKinley (7) | 345 | 345 | Steel Delta | 96 | 0 | 1 | 2x954 kcmil ACSR | 1283 | 3172311 | 3173594 | 0 | 0 | 0 | 0 | 0 | 0 | 0 | 0 | 0 | 0 | 0 | 0 | 0 | 0 | 0 | 0 | 0 | 0 | 0 | 0 | 12 | 1
NO |  | 147 | 2015 | 0 | 34 | 34 |  | McKinley | Springerville(7) | 345 | 345 | Steel Delta | 96 | 0 | 1 | 2x954 kcmil ACSR | 76962 | 4519341 | 4596303 | 0 | 0 | 0 | 0 | 0 | 0 | 0 | 0 | 0 | 0 | 0 | 0 | 0 | 0 | 0 | 0 | 0 | 0 | 0 | 0 | 12 | 1
NO |  | 147 | 2015 | 0 | 35 | 35 |  | Springerville | Coronado(7) | 345 | 345 | Lattice Steel | 21.84 | 0 | 1 | 2x954 kcmil ACSR | 108037 | 3755399 | 3863436 | 0 | 0 | 0 | 0 | 0 | 0 | 0 | 0 | 0 | 0 | 0 | 0 | 0 | 0 | 0 | 0 | 0 | 0 | 0 | 0 | 12 | 1
NO |  | 147 | 2015 | 0 | 36 | 36 |  | TOTAL |  | 0 | 0 |  | 3199.96 | 0 | 48 |  | 37802990 | 307364777 | 345167767 | 305339 | 238774 | 10822707 | 11366820 | 0 | 0 | 0 | 0 | 0 | 0 | 0 | 0 | 0 | 0 | 0 | 0 | 0 | 0 | 0 | 0 | 12 | 1
NO |  | 147 | 2015 | 1 | 1 | 1 |  | EIP BA | Blackwater | 345 | 345 | Lat tSteel TWR | 222.84 | 0 | 1 | 795 kcmil ACSR | 3622211 | 57708307 | 61330518 | 0 | 0 | 0 | 0 | 0 | 0 | 0 | 0 | 0 | 0 | 0 | 0 | 0 | 0 | 0 | 0 | 0 | 0 | 0 | 0 | 12 | 1
NO |  | 147 | 2015 | 1 | 2 | 2 |  | Amrad | Eddy (1) | 345 | 345 |  | 125 | 0 | 0 |  | 0 | 0 | 0 | 0 | 0 | 0 | 0 | 0 | 0 | 0 | 0 | 0 | 0 | 0 | 0 | 0 | 0 | 0 | 0 | 0 | 0 | 0 | 0 | 12 | 1
NO |  | 147 | 2015 | 1 | 3 | 3 |  | Norton | BA | 345 | 345 | K Frame WD | 42.3 | 0 | 1 | 2x795 kcmil ACSR | 917318 | 10273145 | 11190463 | 0 | 0 | 0 | 0 | 0 | 0 | 0 | 0 | 0 | 0 | 0 | 0 | 0 | 0 | 0 | 0 | 0 | 0 | 0 | 0 | 12 | 1
NO |  | 147 | 2015 | 1 | 4 | 4 |  | System 500KV |  | 0 | 0 |  | 0 | 0 | 0 |  | 0 | 0 | 0 | 0 | 0 | 0 | 0 | 0 | 0 | 0 | 0 | 0 | 0 | 0 | 0 | 0 | 0 | 0 | 0 | 0 | 0 | 0 | 0 | 12 | 1
NO |  | 147 | 2015 | 1 | 5 | 5 |  | Palo Verde | West Wing I (6) | 500 | 500 | Steel Tower | 46.08 | 0 | 1 | 3x1780 kcmil ACSR | 0 | 1699280 | 1699280 | 0 | 0 | 0 | 0 | 0 | 0 | 0 | 0 | 0 | 0 | 0 | 0 | 0 | 0 | 0 | 0 | 0 | 0 | 0 | 0 | 12 | 1
NO |  | 147 | 2015 | 1 | 6 | 6 |  | Palo Verde | Kyrene (6) | 500 | 525 | Lattice Steel | 73 | 0 | 1 | 3x1780 kcmil AC | 0 | 5000688 | 5000688 | 0 | 0 | 0 | 0 | 0 | 0 | 0 | 0 | 0 | 0 | 0 | 0 | 0 | 0 | 0 | 0 | 0 | 0 | 0 | 0 | 12 | 1
NO |  | 147 | 2015 | 1 | 7 | 7 |  | Palo Verde | West Wing II (6) | 500 | 500 | Steel Tower | 46.08 | 0 | 1 | 3x1780 kcmil ACSR | 381698 | 3392590 | 3774288 | 0 | 0 | 0 | 0 | 0 | 0 | 0 | 0 | 0 | 0 | 0 | 0 | 0 | 0 | 0 | 0 | 0 | 0 | 0 | 0 | 12 | 1
NO |  | 147 | 2015 | 1 | 8 | 8 |  | BERNALILLO DIVISION |  | 0 | 0 |  | 0 | 0 | 0 |  | 0 | 0 | 0 | 0 | 0 | 0 | 0 | 0 | 0 | 0 | 0 | 0 | 0 | 0 | 0 | 0 | 0 | 0 | 0 | 0 | 0 | 0 | 0 | 12 | 1
SI/NO | A | 147 | 2015 | 1 | 9 | 9 |  | Panorama Station | Plains Electric | 115 | 115 | Steel | 4.36 | 0 | 1 | 477kcmil ACSR | 7024 | 1953037 | 1960061 | 0 | 0 | 0 | 35670.4079 | 0 | 0 | 0 | 0 | 0 | 0 | 0 | 0 | 0 | 0 | 0 | 0 | 0 | 0 | 0 | 0 | 12 | 1
SI/NO | A | 147 | 2015 | 1 | 10 | 10 |  | N. Bern Tap |  | 115 | 115 | Steel | 0.09 | 0 | 1 | 795 kcmil ACSR | 200 | 14426 | 14626 | 0 | 0 | 0 | 266.173 | 0 | 0 | 0 | 0 | 0 | 0 | 0 | 0 | 0 | 0 | 0 | 0 | 0 | 0 | 0 | 0 | 12 | 1
SI/NO | A | 147 | 2015 | 1 | 11 | 11 |  | BA Switch Station | Rio Rancho Tao | 115 | 115 | Steel | 17.81 | 0 | 1 | 954 kcmil ACSR | 5744030 | 6467520 | 12211550 | 0 | 0 | 0 | 222233.3739 | 0 | 0 | 0 | 0 | 0 | 0 | 0 | 0 | 0 | 0 | 0 | 0 | 0 | 0 | 0 | 0 | 12 | 1
SI/NO | A | 147 | 2015 | 1 | 12 | 12 |  | W Mesa Reeves/Sara |  | 115 | 115 | Steel Tower | 3.84 | 0 | 1 | 477 kcmil ACSR | 0 | 0 | 0 | 0 | 0 | 0 | 0 | 0 | 0 | 0 | 0 | 0 | 0 | 0 | 0 | 0 | 0 | 0 | 0 | 0 | 0 | 0 | 0 | 12 | 1
SI/NO | A | 147 | 2015 | 1 | 13 | 13 |  | Pachmann | Progress | 115 | 115 | Steel | 6 | 0 | 1 | 795 kcmil ACSR | 10879 | 7438998 | 7449877 | 0 | 0 | 0 | 135577.4902 | 0 | 0 | 0 | 0 | 0 | 0 | 0 | 0 | 0 | 0 | 0 | 0 | 0 | 0 | 0 | 0 | 12 | 1
SI/NO | A | 147 | 2015 | 1 | 14 | 14 |  | Rio Puerco | Veranda | 115 | 115 | Steel | 12 | 0 | 1 | 795 kcmil ACSR | 2790678 | 4205056 | 6995734 | 0 | 0 | 0 | 127312.7138 | 0 | 0 | 0 | 0 | 0 | 0 | 0 | 0 | 0 | 0 | 0 | 0 | 0 | 0 | 0 | 0 | 12 | 1
SI/NO | A | 147 | 2015 | 1 | 15 | 15 |  | Rio Puerco | Progress | 115 | 115 | Steel | 8.28 | 0 | 0 | 795 kcmil ACSR | 0 | 3006298 | 3006298 | 0 | 0 | 0 | 54710.4788 | 0 | 0 | 0 | 0 | 0 | 0 | 0 | 0 | 0 | 0 | 0 | 0 | 0 | 0 | 0 | 0 | 12 | 1
NO |  | 147 | 2015 | 1 | 16 | 16 |  | BELEN DIVISION |  | 0 | 0 |  | 0 | 0 | 0 |  | 0 | 0 | 0 | 0 | 0 | 0 | 0 | 0 | 0 | 0 | 0 | 0 | 0 | 0 | 0 | 0 | 0 | 0 | 0 | 0 | 0 | 0 | 0 | 12 | 1
SI/NO | A | 147 | 2015 | 1 | 17 | 17 |  | Belen 115KV |  | 115 | 115 | H Frame WD | 13 | 0 | 1 |  | 142450 | 2193316 | 2335766 | 0 | 0 | 0 | 42507.7209 | 0 | 0 | 0 | 0 | 0 | 0 | 0 | 0 | 0 | 0 | 0 | 0 | 0 | 0 | 0 | 0 | 12 | 1
NO |  | 147 | 2015 | 1 | 18 | 18 |  | TRI STATE PURCHASE (10) |  | 0 | 0 |  | 0 | 0 | 0 |  | 0 | 0 | 0 | 0 | 0 | 0 | 0 | 0 | 0 | 0 | 0 | 0 | 0 | 0 | 0 | 0 | 0 | 0 | 0 | 0 | 0 | 0 | 0 | 12 | 1
SI/NO | A | 147 | 2015 | 1 | 19 | 19 |  | Albuquerque | Grants | 115 | 115 | H Frame WD | 65.42 | 0 | 1 | 266.8 kcmil ACSR | 114987 | 1214818 | 1329805 | 0 | 0 | 0 | 24200.6176 | 0 | 0 | 0 | 0 | 0 | 0 | 0 | 0 | 0 | 0 | 0 | 0 | 0 | 0 | 0 | 0 | 12 | 1
SI/NO | A | 147 | 2015 | 1 | 20 | 20 |  | Grants | Bluewater | 115 | 115 | H Frame WD | 11.17 | 0 | 1 | 266.8 kcmil ACSR | 13026 | 241207 | 254233 | 0 | 0 | 0 | 4626.6901 | 0 | 0 | 0 | 0 | 0 | 0 | 0 | 0 | 0 | 0 | 0 | 0 | 0 | 0 | 0 | 0 | 12 | 1
SI/NO | A | 147 | 2015 | 1 | 21 | 21 |  | Bluewater | Ambrosia | 115 | 115 | H Frame WD | 11.3 | 0 | 1 | 266.8 kcmil ACSR | 22490 | 1069780 | 1092270 | 0 | 0 | 0 | 19877.8081 | 0 | 0 | 0 | 0 | 0 | 0 | 0 | 0 | 0 | 0 | 0 | 0 | 0 | 0 | 0 | 0 | 12 | 1
SI/NO | A | 147 | 2015 | 1 | 22 | 22 |  | Albuquerque | Algodones | 115 | 115 | H Frame WD | 28.38 | 0 | 1 | 397.5 kcmil ACSR | 509 | 280808 | 281317 | 0 | 0 | 0 | 5119.5815 | 0 | 0 | 0 | 0 | 0 | 0 | 0 | 0 | 0 | 0 | 0 | 0 | 0 | 0 | 0 | 0 | 12 | 1
SI/NO | A | 147 | 2015 | 1 | 23 | 23 |  | Algodones | Espanola | 115 | 115 | H Frame WD | 57.4 | 0 | 1 | 397.5 kcmil ACSR | 1796732 | 3982406 | 5779138 | 0 | 0 | 0 | 105172.3439 | 0 | 0 | 0 | 0 | 0 | 0 | 0 | 0 | 0 | 0 | 0 | 0 | 0 | 0 | 0 | 0 | 12 | 1
SI/NO | A | 147 | 2015 | 1 | 24 | 24 |  | Algodones | Moriarty | 115 | 115 | H Frame WD | 39.79 | 0 | 1 | 397.5 kcmil ACSR | 185789 | 6501187 | 6686976 | 0 | 0 | 0 | 121693.7438 | 0 | 0 | 0 | 0 | 0 | 0 | 0 | 0 | 0 | 0 | 0 | 0 | 0 | 0 | 0 | 0 | 12 | 1
SI/NO | A | 147 | 2015 | 1 | 25 | 25 |  | Moriarty | Willard | 115 | 115 | Steel Sngl PL | 27.76 | 0 | 1 | 397.5 kcmil ACSR | 74355 | 979244 | 1053599 | 0 | 0 | 0 | 19174.0492 | 0 | 0 | 0 | 0 | 0 | 0 | 0 | 0 | 0 | 0 | 0 | 0 | 0 | 0 | 0 | 0 | 12 | 1
SI/NO | A | 147 | 2015 | 1 | 26 | 26 |  | OJO | Espanola | 115 | 115 | H Frame WD | 5.5 | 0 | 1 | 397.5 kcmil ACSR | 43097 | 338137 | 381234 | 0 | 0 | 0 | 6937.9332 | 0 | 0 | 0 | 0 | 0 | 0 | 0 | 0 | 0 | 0 | 0 | 0 | 0 | 0 | 0 | 0 | 12 | 1
SI/NO | A | 147 | 2015 | 1 | 27 | 27 |  | Albuquerque | Belen | 115 | 115 | H Frame WD | 35.81 | 0 | 1 | 397.5 kcmil ACSR | 4804162 | 3537483 | 8341645 | 0 | 0 | 0 | 151806.4383 | 0 | 0 | 0 | 0 | 0 | 0 | 0 | 0 | 0 | 0 | 0 | 0 | 0 | 0 | 0 | 0 | 12 | 1
SI/NO | A | 147 | 2015 | 1 | 28 | 28 |  | Belen | Willard | 115 | 115 | H Frame WD | 51.5 | 0 | 1 | 410 kcmil ACSR | 2594253 | 15625434 | 18219687 | 0 | 0 | 0 | 331573.1838 | 0 | 0 | 0 | 0 | 0 | 0 | 0 | 0 | 0 | 0 | 0 | 0 | 0 | 0 | 0 | 0 | 12 | 1
NO |  | 147 | 2015 | 1 | 29 | 29 |  |  |  | 0 | 0 |  | 0 | 0 | 1 |  | 0 | 0 | 0 | 0 | 0 | 0 | 0 | 0 | 0 | 0 | 0 | 0 | 0 | 0 | 0 | 0 | 0 | 0 | 0 | 0 | 0 | 0 | 0 | 12 | 1
NO |  | 147 | 2015 | 1 | 31 | 31 |  | See 422-423.2 Footnote |  | 0 | 0 |  | 0 | 0 | 0 |  | 0 | 0 | 0 | 305339 | 238774 | 10822707 | 11366820 | 651470087 | 0 | 0 | 0 | 0 | 0 | 0 | 0 | 0 | 0 | 0 | 0 | 0 | 0 | 0 | 0 | 12 | 1
NO |  | 148 | 2015 | 0 | 1 | 1 |  | TL90-901 ONETA | CLARKSVILLE 345 (SWEPCO) | 345 | 345 | 3-16.21 | 16.21 | 0 | 1 | 2168.0 ACAR | 0 | 0 | 0 | 0 | 0 | 0 | 0 | 0 | 0 | 0 | 0 | 0 | 0 | 0 | 0 | 0 | 0 | 0 | 0 | 0 | 0 | 0 | 0 | 12 | 1
NO |  | 148 | 2015 | 0 | 2 | 2 |  | TL90-902 ONETA | RIVERSIDE POWER STATION 345 | 345 | 345 | 3-18.16 | 18.16 | 0 | 1 | 2156.0 ACSR | 0 | 0 | 0 | 0 | 0 | 0 | 0 | 0 | 0 | 0 | 0 | 0 | 0 | 0 | 0 | 0 | 0 | 0 | 0 | 0 | 0 | 0 | 0 | 12 | 1
NO |  | 148 | 2015 | 0 | 3 | 3 |  |  |  | 0 | 0 | 0 | 0 | 0 | 0 | 2168.0 ACAR | 0 | 0 | 0 | 0 | 0 | 0 | 0 | 0 | 0 | 0 | 0 | 0 | 0 | 0 | 0 | 0 | 0 | 0 | 0 | 0 | 0 | 0 | 0 | 12 | 1
NO |  | 148 | 2015 | 0 | 4 | 4 |  |  |  | 0 | 0 | 0 | 0 | 0 | 0 | 2267.0 ACAR | 0 | 0 | 0 | 0 | 0 | 0 | 0 | 0 | 0 | 0 | 0 | 0 | 0 | 0 | 0 | 0 | 0 | 0 | 0 | 0 | 0 | 0 | 0 | 12 | 1
NO |  | 148 | 2015 | 0 | 5 | 5 |  | TL90-903 NORTHEASTERN POWER | ONETA | 345 | 345 | 2-30.73 | 31.09 | 0 | 1 | 2267.0 ACAR | 0 | 0 | 0 | 0 | 0 | 0 | 0 | 0 | 0 | 0 | 0 | 0 | 0 | 0 | 0 | 0 | 0 | 0 | 0 | 0 | 0 | 0 | 0 | 12 | 1
NO |  | 148 | 2015 | 0 | 6 | 6 |  | STATION |  | 0 | 0 | 3-0.36 | 0 | 0 | 0 |  | 0 | 0 | 0 | 0 | 0 | 0 | 0 | 0 | 0 | 0 | 0 | 0 | 0 | 0 | 0 | 0 | 0 | 0 | 0 | 0 | 0 | 0 | 0 | 12 | 1
NO |  | 148 | 2015 | 0 | 7 | 7 |  | TL90-904 PITTSBURG 345 | VALLIANT 345 | 345 | 345 | 2-70.2 | 70.2 | 0 | 1 | 2x795.0 ACSR | 0 | 0 | 0 | 0 | 0 | 0 | 0 | 0 | 0 | 0 | 0 | 0 | 0 | 0 | 0 | 0 | 0 | 0 | 0 | 0 | 0 | 0 | 0 | 12 | 1
NO |  | 148 | 2015 | 0 | 8 | 8 |  | TL90-905 LYDIA (SWEPCO) | VALLIANT (PSO) | 345 | 345 | 1-0.035 | 20.44 | 0 | 1 | 2x795.0 ACSR | 0 | 0 | 0 | 0 | 0 | 0 | 0 | 0 | 0 | 0 | 0 | 0 | 0 | 0 | 0 | 0 | 0 | 0 | 0 | 0 | 0 | 0 | 0 | 12 | 1
NO |  | 148 | 2015 | 0 | 9 | 9 |  |  |  | 0 | 0 | 2-20.40 | 0 | 0 | 0 | 2x795.0 ACSR | 0 | 0 | 0 | 0 | 0 | 0 | 0 | 0 | 0 | 0 | 0 | 0 | 0 | 0 | 0 | 0 | 0 | 0 | 0 | 0 | 0 | 0 | 0 | 12 | 1
NO |  | 148 | 2015 | 0 | 10 | 10 |  | TL90-906 RIVERSIDE POWER | SAPULPA ROAD | 345 | 345 | 1-0.5305 | 9.18 | 0 | 1 | 2156.0 ACSR | 0 | 0 | 0 | 0 | 0 | 0 | 0 | 0 | 0 | 0 | 0 | 0 | 0 | 0 | 0 | 0 | 0 | 0 | 0 | 0 | 0 | 0 | 0 | 12 | 1
NO |  | 148 | 2015 | 0 | 11 | 11 |  | STATION 345 |  | 0 | 0 | 2-7.7804 | 0 | 0 | 0 | 2267.0 ACAR | 0 | 0 | 0 | 0 | 0 | 0 | 0 | 0 | 0 | 0 | 0 | 0 | 0 | 0 | 0 | 0 | 0 | 0 | 0 | 0 | 0 | 0 | 0 | 12 | 1
NO |  | 148 | 2015 | 0 | 12 | 12 |  |  |  | 0 | 0 | 3-0.8699 | 0 | 0 | 0 |  | 0 | 0 | 0 | 0 | 0 | 0 | 0 | 0 | 0 | 0 | 0 | 0 | 0 | 0 | 0 | 0 | 0 | 0 | 0 | 0 | 0 | 0 | 0 | 12 | 1
NO |  | 148 | 2015 | 0 | 13 | 13 |  | TL90-907 RIVERSIDE POWER | REDBUD (OG&E) | 345 | 345 | 3-52.8 | 52.8 | 0 | 1 | 2167.0 ACSR | 0 | 0 | 0 | 0 | 0 | 0 | 0 | 0 | 0 | 0 | 0 | 0 | 0 | 0 | 0 | 0 | 0 | 0 | 0 | 0 | 0 | 0 | 0 | 12 | 1
NO |  | 148 | 2015 | 0 | 14 | 14 |  | STATION 345 |  | 0 | 0 | 0 | 0 | 0 | 0 | 2267.0 ACAR | 0 | 0 | 0 | 0 | 0 | 0 | 0 | 0 | 0 | 0 | 0 | 0 | 0 | 0 | 0 | 0 | 0 | 0 | 0 | 0 | 0 | 0 | 0 | 12 | 1
NO |  | 148 | 2015 | 0 | 15 | 15 |  | TL90-908 DELAWARE 345 | NORTHEASTERN STATION 345 | 345 | 345 | 2-28.22 | 29.87 | 0 | 1 | 2x795.0 ACSR | 0 | 0 | 0 | 0 | 0 | 0 | 0 | 0 | 0 | 0 | 0 | 0 | 0 | 0 | 0 | 0 | 0 | 0 | 0 | 0 | 0 | 0 | 0 | 12 | 1
NO |  | 148 | 2015 | 0 | 16 | 16 |  |  |  | 0 | 0 | 3-1.65 | 0 | 0 | 0 |  | 0 | 0 | 0 | 0 | 0 | 0 | 0 | 0 | 0 | 0 | 0 | 0 | 0 | 0 | 0 | 0 | 0 | 0 | 0 | 0 | 0 | 0 | 0 | 12 | 1
NO |  | 148 | 2015 | 0 | 17 | 17 |  | TL90-909 NORTHEASTERN | TULSA NORTH 345 | 345 | 345 | 3-22.51 | 22.51 | 0 | 1 | 2267.0 ACAR | 0 | 0 | 0 | 0 | 0 | 0 | 0 | 0 | 0 | 0 | 0 | 0 | 0 | 0 | 0 | 0 | 0 | 0 | 0 | 0 | 0 | 0 | 0 | 12 | 1
NO |  | 148 | 2015 | 0 | 18 | 18 |  | STATION |  | 0 | 0 | 0 | 0 | 0 | 0 |  | 0 | 0 | 0 | 0 | 0 | 0 | 0 | 0 | 0 | 0 | 0 | 0 | 0 | 0 | 0 | 0 | 0 | 0 | 0 | 0 | 0 | 0 | 0 | 12 | 1
NO |  | 148 | 2015 | 0 | 19 | 19 |  | TL90-914 TULSA NORTH 345 | WEKIWA | 345 | 345 | 2-17.5 | 17.5 | 0 | 1 | 2267.0 ACAR | 0 | 0 | 0 | 0 | 0 | 0 | 0 | 0 | 0 | 0 | 0 | 0 | 0 | 0 | 0 | 0 | 0 | 0 | 0 | 0 | 0 | 0 | 0 | 12 | 1
NO |  | 148 | 2015 | 0 | 20 | 20 |  | TL90-915 PITTSBURG 345 | SUNNYSIDE (OG&E) | 345 | 345 | 2-85.6 | 87.81 | 0 | 1 | 2x795.0 ACSR | 0 | 0 | 0 | 0 | 0 | 0 | 0 | 0 | 0 | 0 | 0 | 0 | 0 | 0 | 0 | 0 | 0 | 0 | 0 | 0 | 0 | 0 | 0 | 12 | 1
NO |  | 148 | 2015 | 0 | 21 | 21 |  |  |  | 0 | 0 | 3-1.8 | 0 | 0 | 0 | 2x954.0 ACSR | 0 | 0 | 0 | 0 | 0 | 0 | 0 | 0 | 0 | 0 | 0 | 0 | 0 | 0 | 0 | 0 | 0 | 0 | 0 | 0 | 0 | 0 | 0 | 12 | 1
NO |  | 148 | 2015 | 0 | 22 | 22 |  | TL90-916 LAWTON EASTSIDE | SUNNYSIDE (OG&E) | 345 | 345 | 2-69.19 | 69.8 | 1.77 | 1 | 2x795.0 ACSR | 0 | 0 | 0 | 0 | 0 | 0 | 0 | 0 | 0 | 0 | 0 | 0 | 0 | 0 | 0 | 0 | 0 | 0 | 0 | 0 | 0 | 0 | 0 | 12 | 1
NO |  | 148 | 2015 | 0 | 23 | 23 |  | 345 |  | 0 | 0 | 3-0.41 | 0 | 0 | 0 | 2x954.0 ACSR | 0 | 0 | 0 | 0 | 0 | 0 | 0 | 0 | 0 | 0 | 0 | 0 | 0 | 0 | 0 | 0 | 0 | 0 | 0 | 0 | 0 | 0 | 0 | 12 | 1
NO |  | 148 | 2015 | 0 | 24 | 24 |  | TL90-917 PITTSBURG 345 | SEMINOLE (OG&E) | 345 | 345 | 2-10.96 | 10.96 | 0 | 1 | 2x795.0 ACSR | 0 | 0 | 0 | 0 | 0 | 0 | 0 | 0 | 0 | 0 | 0 | 0 | 0 | 0 | 0 | 0 | 0 | 0 | 0 | 0 | 0 | 0 | 0 | 12 | 1
NO |  | 148 | 2015 | 0 | 25 | 25 |  | TL90-918 LAWTON EASTSIDE | OKLAUNION | 345 | 345 | 1-1.94 | 52.04 | 0.41 | 1 | 2x795.0 ACSR | 0 | 0 | 0 | 0 | 0 | 0 | 0 | 0 | 0 | 0 | 0 | 0 | 0 | 0 | 0 | 0 | 0 | 0 | 0 | 0 | 0 | 0 | 0 | 12 | 1
NO |  | 148 | 2015 | 0 | 26 | 26 |  | 345 |  | 0 | 0 | 2-50.1 | 0 | 0 | 0 | 2x954.0 ACSR | 0 | 0 | 0 | 0 | 0 | 0 | 0 | 0 | 0 | 0 | 0 | 0 | 0 | 0 | 0 | 0 | 0 | 0 | 0 | 0 | 0 | 0 | 0 | 12 | 1
NO |  | 148 | 2015 | 0 | 27 | 27 |  | TL90-919 LAWTON EASTSIDE | CIMARRON (OG&E) | 345 | 345 | 1-21.3 | 21.3 | 0 | 1 | 2x795.0 ACSR | 0 | 0 | 0 | 0 | 0 | 0 | 0 | 0 | 0 | 0 | 0 | 0 | 0 | 0 | 0 | 0 | 0 | 0 | 0 | 0 | 0 | 0 | 0 | 12 | 1
NO |  | 148 | 2015 | 0 | 28 | 28 |  | 345 |  | 0 | 0 | 0 | 0 | 0 | 0 |  | 0 | 0 | 0 | 0 | 0 | 0 | 0 | 0 | 0 | 0 | 0 | 0 | 0 | 0 | 0 | 0 | 0 | 0 | 0 | 0 | 0 | 0 | 0 | 12 | 1
NO |  | 148 | 2015 | 0 | 29 | 29 |  | TL90-921 CLARKSVILLE | MUSKOGEE (OG&E) | 345 | 345 | 3-2.54 | 2.54 | 0 | 1 | 2156.0 ACSR | 0 | 0 | 0 | 0 | 0 | 0 | 0 | 0 | 0 | 0 | 0 | 0 | 0 | 0 | 0 | 0 | 0 | 0 | 0 | 0 | 0 | 0 | 0 | 12 | 1
NO |  | 148 | 2015 | 0 | 30 | 30 |  | 345(SWEPCO) |  | 0 | 0 | 0 | 0 | 0 | 0 | 2168.0 ACAR | 0 | 0 | 0 | 0 | 0 | 0 | 0 | 0 | 0 | 0 | 0 | 0 | 0 | 0 | 0 | 0 | 0 | 0 | 0 | 0 | 0 | 0 | 0 | 12 | 1
NO |  | 148 | 2015 | 0 | 31 | 31 |  | TL90-922 DELAWARE 345 | NEOSHO (KG&E) | 345 | 345 | 2-24.48 | 24.48 | 0 | 1 | 2x795.0 ACSR | 0 | 0 | 0 | 0 | 0 | 0 | 0 | 0 | 0 | 0 | 0 | 0 | 0 | 0 | 0 | 0 | 0 | 0 | 0 | 0 | 0 | 0 | 0 | 12 | 1
NO |  | 148 | 2015 | 0 | 32 | 32 |  | TL90-923 RIVERSIDE STATION | Co-GENTRIX | 345 | 345 | SP-1.0 | 1 | 0 | 1 | 2-1272.0 ACSR | 0 | 0 | 0 | 0 | 0 | 0 | 0 | 0 | 0 | 0 | 0 | 0 | 0 | 0 | 0 | 0 | 0 | 0 | 0 | 0 | 0 | 0 | 0 | 12 | 1
NO |  | 148 | 2015 | 0 | 33 | 33 |  | TL90-924 ONETA | ONETA ENERGY CENTER (CAL | 345 | 345 | 2-0.145 | 0.14 | 0 | 1 | 2 -1272.0 ACSR | 0 | 0 | 0 | 0 | 0 | 0 | 0 | 0 | 0 | 0 | 0 | 0 | 0 | 0 | 0 | 0 | 0 | 0 | 0 | 0 | 0 | 0 | 0 | 12 | 1
NO |  | 148 | 2015 | 0 | 34 | 34 |  | TL90-925 ONETA | ONETA ENERGY CENTER (CAL | 345 | 345 | 2-0.147 | 0.15 | 0 | 1 | 2 -1272.0 ACSR | 0 | 0 | 0 | 0 | 0 | 0 | 0 | 0 | 0 | 0 | 0 | 0 | 0 | 0 | 0 | 0 | 0 | 0 | 0 | 0 | 0 | 0 | 0 | 12 | 1
NO |  | 148 | 2015 | 0 | 36 | 36 |  | TOTAL |  | 0 | 0 |  | 3091.63 | 222.09 | 193 |  | 38813642 | 407594192 | 446407834 | 1033791 | 4504056 | 0 | 5537847 | 0 | 0 | 0 | 0 | 0 | 0 | 0 | 0 | 0 | 0 | 0 | 0 | 0 | 0 | 0 | 0 | 12 | 1
NO |  | 148 | 2015 | 1 | 1 | 1 |  | TL90-927 SAPULPA ROAD | WEKIWA | 345 | 345 | 1-0.2023 | 12.44 | 0 | 1 | 2156.0 ACSR | 0 | 0 | 0 | 0 | 0 | 0 | 0 | 0 | 0 | 0 | 0 | 0 | 0 | 0 | 0 | 0 | 0 | 0 | 0 | 0 | 0 | 0 | 0 | 12 | 1
NO |  | 148 | 2015 | 1 | 2 | 2 |  |  |  | 0 | 0 | 2-10.1803 | 0 | 0 | 0 | 2267.0 ACAR | 0 | 0 | 0 | 0 | 0 | 0 | 0 | 0 | 0 | 0 | 0 | 0 | 0 | 0 | 0 | 0 | 0 | 0 | 0 | 0 | 0 | 0 | 0 | 12 | 1
NO |  | 148 | 2015 | 1 | 3 | 3 |  |  |  | 0 | 0 | 3-1.3717 | 0 | 0 | 0 |  | 0 | 0 | 0 | 0 | 0 | 0 | 0 | 0 | 0 | 0 | 0 | 0 | 0 | 0 | 0 | 0 | 0 | 0 | 0 | 0 | 0 | 0 | 0 | 12 | 1
NO |  | 148 | 2015 | 1 | 4 | 4 |  | SubTotal 345 kV Lines in OK |  | 0 | 0 |  | 570.62 | 2.18 | 21 |  | 0 | 0 | 0 | 0 | 0 | 0 | 0 | 0 | 0 | 0 | 0 | 0 | 0 | 0 | 0 | 0 | 0 | 0 | 0 | 0 | 0 | 0 | 0 | 12 | 1
NO |  | 148 | 2015 | 1 | 5 | 5 |  | TL81-609 OKLAUNION DC TIE | DC TERMINAL NORTH | 345 | 345 | 1-.01 | 0.01 | 0 | 1 | 1926.9 ACSR | 0 | 0 | 0 | 0 | 0 | 0 | 0 | 0 | 0 | 0 | 0 | 0 | 0 | 0 | 0 | 0 | 0 | 0 | 0 | 0 | 0 | 0 | 0 | 12 | 1
NO |  | 148 | 2015 | 1 | 6 | 6 |  | TL90-918 LAWTON EASTSIDE | OKLAUNION | 345 | 345 | 2-14.35 | 14.35 | 0 | 1 | 2x795.0 ACSR | 0 | 0 | 0 | 0 | 0 | 0 | 0 | 0 | 0 | 0 | 0 | 0 | 0 | 0 | 0 | 0 | 0 | 0 | 0 | 0 | 0 | 0 | 0 | 12 | 1
NO |  | 148 | 2015 | 1 | 7 | 7 |  | 345 |  | 0 | 0 | 0 | 0 | 0 | 0 | 2x954.0 ACSR | 0 | 0 | 0 | 0 | 0 | 0 | 0 | 0 | 0 | 0 | 0 | 0 | 0 | 0 | 0 | 0 | 0 | 0 | 0 | 0 | 0 | 0 | 0 | 12 | 1
NO |  | 148 | 2015 | 1 | 8 | 8 |  | TL90-920 OKLAUNION | TUCO(SPS) | 345 | 345 | 2-0.88 | 0.88 | 0 | 1 | 2x795.0 ACSR | 0 | 0 | 0 | 0 | 0 | 0 | 0 | 0 | 0 | 0 | 0 | 0 | 0 | 0 | 0 | 0 | 0 | 0 | 0 | 0 | 0 | 0 | 0 | 12 | 1
NO |  | 148 | 2015 | 1 | 9 | 9 |  | SubTotal 345 kV Lines in TX |  | 0 | 0 |  | 15.24 | 0 | 3 |  | 0 | 0 | 0 | 0 | 0 | 0 | 0 | 0 | 0 | 0 | 0 | 0 | 0 | 0 | 0 | 0 | 0 | 0 | 0 | 0 | 0 | 0 | 0 | 12 | 1
NO |  | 148 | 2015 | 1 | 10 | 10 |  | TL90-910 TULSA NORTH 345 | GRDA #1 | 345 | 345 | 3-13.07 | 13.07 | 0 | 1 | 2267.0 ACAR | 0 | 0 | 0 | 0 | 0 | 0 | 0 | 0 | 0 | 0 | 0 | 0 | 0 | 0 | 0 | 0 | 0 | 0 | 0 | 0 | 0 | 0 | 0 | 12 | 1
NO |  | 148 | 2015 | 1 | 11 | 11 |  | SubTotal 345 kV Lines (Chan |  | 0 | 0 |  | 13.07 | 0 | 1 |  | 0 | 0 | 0 | 0 | 0 | 0 | 0 | 0 | 0 | 0 | 0 | 0 | 0 | 0 | 0 | 0 | 0 | 0 | 0 | 0 | 0 | 0 | 0 | 12 | 1
NO |  | 148 | 2015 | 1 | 12 | 12 |  | Total 345 kV Lines (All) |  | 0 | 0 |  | 598.93 | 2.18 | 25 |  | 0 | 0 | 0 | 0 | 0 | 0 | 0 | 0 | 0 | 0 | 0 | 0 | 0 | 0 | 0 | 0 | 0 | 0 | 0 | 0 | 0 | 0 | 0 | 12 | 1
NO |  | 148 | 2015 | 1 | 13 | 13 |  | TL85-100 ELK CITY | GRAPEVINE (SPS) | 230 | 230 | 2-34.12 | 34.12 | 0 | 1 | 795.0 ACSR | 0 | 0 | 0 | 0 | 0 | 0 | 0 | 0 | 0 | 0 | 0 | 0 | 0 | 0 | 0 | 0 | 0 | 0 | 0 | 0 | 0 | 0 | 0 | 12 | 1
NO |  | 148 | 2015 | 1 | 14 | 14 |  | Total 230 kV Lines (All) |  | 0 | 0 |  | 34.12 | 0 | 1 |  | 0 | 0 | 0 | 0 | 0 | 0 | 0 | 0 | 0 | 0 | 0 | 0 | 0 | 0 | 0 | 0 | 0 | 0 | 0 | 0 | 0 | 0 | 0 | 12 | 1
NO |  | 148 | 2015 | 1 | 15 | 15 |  | TL83-555 GROVE | NOEL (EDE) | 161 | 161 | 2-7.61 | 7.61 | 0.8 | 1 | (T2) 397 ACSR | 0 | 0 | 0 | 0 | 0 | 0 | 0 | 0 | 0 | 0 | 0 | 0 | 0 | 0 | 0 | 0 | 0 | 0 | 0 | 0 | 0 | 0 | 0 | 12 | 1
NO |  | 148 | 2015 | 1 | 16 | 16 |  |  |  | 0 | 0 | 0 | 0 | 0 | 0 | 795.0 ACSR | 0 | 0 | 0 | 0 | 0 | 0 | 0 | 0 | 0 | 0 | 0 | 0 | 0 | 0 | 0 | 0 | 0 | 0 | 0 | 0 | 0 | 0 | 0 | 12 | 1
NO |  | 148 | 2015 | 1 | 17 | 17 |  | Total 161 kV Lines (All) |  | 0 | 0 |  | 7.61 | 0.8 | 1 |  | 0 | 0 | 0 | 0 | 0 | 0 | 0 | 0 | 0 | 0 | 0 | 0 | 0 | 0 | 0 | 0 | 0 | 0 | 0 | 0 | 0 | 0 | 0 | 12 | 1
NO |  | 148 | 2015 | 1 | 18 | 18 |  | TL81-501 TULSA SE | KENOSHA | 138 | 138 | 1-10.54 | 10.54 | 0 | 1 | 477.0 ACSR | 0 | 0 | 0 | 0 | 0 | 0 | 0 | 0 | 0 | 0 | 0 | 0 | 0 | 0 | 0 | 0 | 0 | 0 | 0 | 0 | 0 | 0 | 0 | 12 | 1
NO |  | 148 | 2015 | 1 | 19 | 19 |  | TL81-502 FORD GLASS PLANT | TULSA SOUTHEAST | 138 | 138 | 1-4.9189 | 2.81 | 4.35 | 1 | (T2) 423 (2-4/0) | 0 | 0 | 0 | 0 | 0 | 0 | 0 | 0 | 0 | 0 | 0 | 0 | 0 | 0 | 0 | 0 | 0 | 0 | 0 | 0 | 0 | 0 | 0 | 12 | 1
NO |  | 148 | 2015 | 1 | 20 | 20 |  |  |  | 0 | 0 | 2-0.7443 | 0 | 0 | 0 | 556.5 ACSR | 0 | 0 | 0 | 0 | 0 | 0 | 0 | 0 | 0 | 0 | 0 | 0 | 0 | 0 | 0 | 0 | 0 | 0 | 0 | 0 | 0 | 0 | 0 | 12 | 1
NO |  | 148 | 2015 | 1 | 21 | 21 |  |  |  | 0 | 0 | 3-0.2298 | 0 | 0 | 0 | 795.0 ACSR | 0 | 0 | 0 | 0 | 0 | 0 | 0 | 0 | 0 | 0 | 0 | 0 | 0 | 0 | 0 | 0 | 0 | 0 | 0 | 0 | 0 | 0 | 0 | 12 | 1
NO |  | 148 | 2015 | 1 | 22 | 22 |  | TL81-503 SOUTH HUDSON | TULSA SOUTHEAST | 138 | 138 | 1-1.22 | 1.97 | 0 | 1 | 556.5 ACSR | 0 | 0 | 0 | 0 | 0 | 0 | 0 | 0 | 0 | 0 | 0 | 0 | 0 | 0 | 0 | 0 | 0 | 0 | 0 | 0 | 0 | 0 | 0 | 12 | 1
NO |  | 148 | 2015 | 1 | 23 | 23 |  |  |  | 0 | 0 | 2-0.75 | 0 | 0 | 0 |  | 0 | 0 | 0 | 0 | 0 | 0 | 0 | 0 | 0 | 0 | 0 | 0 | 0 | 0 | 0 | 0 | 0 | 0 | 0 | 0 | 0 | 0 | 0 | 12 | 1
NO |  | 148 | 2015 | 1 | 24 | 24 |  | TL81-506 CLINTON JCT | WEATHERFORD WINDFARM | 138 | 138 | 1-0.9 | 14.38 | 0 | 1 | 477.0 ACSR | 0 | 0 | 0 | 0 | 0 | 0 | 0 | 0 | 0 | 0 | 0 | 0 | 0 | 0 | 0 | 0 | 0 | 0 | 0 | 0 | 0 | 0 | 0 | 12 | 1
NO |  | 148 | 2015 | 1 | 25 | 25 |  |  |  | 0 | 0 | 2-13.48 | 0 | 0 | 0 | 795.0 ACSR | 0 | 0 | 0 | 0 | 0 | 0 | 0 | 0 | 0 | 0 | 0 | 0 | 0 | 0 | 0 | 0 | 0 | 0 | 0 | 0 | 0 | 0 | 0 | 12 | 1
NO |  | 148 | 2015 | 1 | 26 | 26 |  | TL81-507 VALLIANT 345 | WEYCO VALLIANT | 138 | 138 | 1-2.7233 | 4.37 | 0 | 1 | 477.0 ACSR | 0 | 0 | 0 | 0 | 0 | 0 | 0 | 0 | 0 | 0 | 0 | 0 | 0 | 0 | 0 | 0 | 0 | 0 | 0 | 0 | 0 | 0 | 0 | 12 | 1
NO |  | 148 | 2015 | 1 | 27 | 27 |  |  |  | 0 | 0 | 2-1.6476 | 0 | 0 | 0 | 795.0 ACSR | 0 | 0 | 0 | 0 | 0 | 0 | 0 | 0 | 0 | 0 | 0 | 0 | 0 | 0 | 0 | 0 | 0 | 0 | 0 | 0 | 0 | 0 | 0 | 12 | 1
NO |  | 148 | 2015 | 1 | 28 | 28 |  | TL81-509 CORNVILLE | NORGE ROAD | 138 | 138 | 2-4.82 | 4.89 | 0 | 1 | 397.0 ACSR | 0 | 0 | 0 | 0 | 0 | 0 | 0 | 0 | 0 | 0 | 0 | 0 | 0 | 0 | 0 | 0 | 0 | 0 | 0 | 0 | 0 | 0 | 0 | 12 | 1
NO |  | 148 | 2015 | 1 | 29 | 29 |  |  |  | 0 | 0 | 3-0.07 | 0 | 0 | 0 |  | 0 | 0 | 0 | 0 | 0 | 0 | 0 | 0 | 0 | 0 | 0 | 0 | 0 | 0 | 0 | 0 | 0 | 0 | 0 | 0 | 0 | 0 | 0 | 12 | 1
NO |  | 148 | 2015 | 1 | 30 | 30 |  | TL81-510 ELK CITY | HOBART JCT. | 138 | 138 | 2-37.65 | 37.65 | 0 | 1 | 266.8 ACSR | 0 | 0 | 0 | 0 | 0 | 0 | 0 | 0 | 0 | 0 | 0 | 0 | 0 | 0 | 0 | 0 | 0 | 0 | 0 | 0 | 0 | 0 | 0 | 12 | 1
NO |  | 148 | 2015 | 1 | 31 | 31 |  |  |  | 0 | 0 | 0 | 0 | 0 | 0 | 4/0 ACSR | 0 | 0 | 0 | 0 | 0 | 0 | 0 | 0 | 0 | 0 | 0 | 0 | 0 | 0 | 0 | 0 | 0 | 0 | 0 | 0 | 0 | 0 | 0 | 12 | 1
NO |  | 148 | 2015 | 1 | 32 | 32 |  |  |  | 0 | 0 | 0 | 0 | 0 | 0 | 477.0 ACSR | 0 | 0 | 0 | 0 | 0 | 0 | 0 | 0 | 0 | 0 | 0 | 0 | 0 | 0 | 0 | 0 | 0 | 0 | 0 | 0 | 0 | 0 | 0 | 12 | 1
NO |  | 148 | 2015 | 1 | 33 | 33 |  | TL81-511 CLINTON JCT | ELK CITY | 138 | 138 | 2-24.1 | 24.1 | 0 | 1 | 477.0 ACSR | 0 | 0 | 0 | 0 | 0 | 0 | 0 | 0 | 0 | 0 | 0 | 0 | 0 | 0 | 0 | 0 | 0 | 0 | 0 | 0 | 0 | 0 | 0 | 12 | 1
NO |  | 148 | 2015 | 2 | 1 | 1 |  | TL81-512 BROKEN ARROW 81st | ONETA | 138 | 138 | 1-8.1575 | 8.32 | 0 | 1 | (T2) 795 ACSR | 0 | 0 | 0 | 0 | 0 | 0 | 0 | 0 | 0 | 0 | 0 | 0 | 0 | 0 | 0 | 0 | 0 | 0 | 0 | 0 | 0 | 0 | 0 | 12 | 1
NO |  | 148 | 2015 | 2 | 2 | 2 |  |  |  | 0 | 0 | 0 | 0 | 0 | 0 | 1272.0 ACSR | 0 | 0 | 0 | 0 | 0 | 0 | 0 | 0 | 0 | 0 | 0 | 0 | 0 | 0 | 0 | 0 | 0 | 0 | 0 | 0 | 0 | 0 | 0 | 12 | 1
NO |  | 148 | 2015 | 2 | 3 | 3 |  |  |  | 0 | 0 | 0 | 0 | 0 | 0 | 1590.0 ACSR | 0 | 0 | 0 | 0 | 0 | 0 | 0 | 0 | 0 | 0 | 0 | 0 | 0 | 0 | 0 | 0 | 0 | 0 | 0 | 0 | 0 | 0 | 0 | 12 | 1
NO |  | 148 | 2015 | 2 | 4 | 4 |  |  |  | 0 | 0 | 0 | 0 | 0 | 0 | 477.0 ACSR | 0 | 0 | 0 | 0 | 0 | 0 | 0 | 0 | 0 | 0 | 0 | 0 | 0 | 0 | 0 | 0 | 0 | 0 | 0 | 0 | 0 | 0 | 0 | 12 | 1
NO |  | 148 | 2015 | 2 | 5 | 5 |  |  |  | 0 | 0 | 0 | 0 | 0 | 0 | 795.0 ACSR | 0 | 0 | 0 | 0 | 0 | 0 | 0 | 0 | 0 | 0 | 0 | 0 | 0 | 0 | 0 | 0 | 0 | 0 | 0 | 0 | 0 | 0 | 0 | 12 | 1
NO |  | 148 | 2015 | 2 | 6 | 6 |  | TL81-513 RIVERSIDE POWER | 96TH and YALE | 138 | 138 | 1-3.29 | 6.56 | 1.87 | 1 | 1272.0 ACSR | 0 | 0 | 0 | 0 | 0 | 0 | 0 | 0 | 0 | 0 | 0 | 0 | 0 | 0 | 0 | 0 | 0 | 0 | 0 | 0 | 0 | 0 | 0 | 12 | 1
NO |  | 148 | 2015 | 2 | 7 | 7 |  | STATION 138 |  | 0 | 0 | 2-3.27 | 0 | 0 | 0 | 266.8 ACSR | 0 | 0 | 0 | 0 | 0 | 0 | 0 | 0 | 0 | 0 | 0 | 0 | 0 | 0 | 0 | 0 | 0 | 0 | 0 | 0 | 0 | 0 | 0 | 12 | 1
NO |  | 148 | 2015 | 2 | 8 | 8 |  |  |  | 0 | 0 | 0 | 0 | 0 | 0 | 2x477.0 ACSR | 0 | 0 | 0 | 0 | 0 | 0 | 0 | 0 | 0 | 0 | 0 | 0 | 0 | 0 | 0 | 0 | 0 | 0 | 0 | 0 | 0 | 0 | 0 | 12 | 1
NO |  | 148 | 2015 | 2 | 9 | 9 |  |  |  | 0 | 0 | 0 | 0 | 0 | 0 | 2x795.0 ACSR | 0 | 0 | 0 | 0 | 0 | 0 | 0 | 0 | 0 | 0 | 0 | 0 | 0 | 0 | 0 | 0 | 0 | 0 | 0 | 0 | 0 | 0 | 0 | 12 | 1
NO |  | 148 | 2015 | 2 | 10 | 10 |  |  |  | 0 | 0 | 0 | 0 | 0 | 0 | 477.0 ACSR | 0 | 0 | 0 | 0 | 0 | 0 | 0 | 0 | 0 | 0 | 0 | 0 | 0 | 0 | 0 | 0 | 0 | 0 | 0 | 0 | 0 | 0 | 0 | 12 | 1
NO |  | 148 | 2015 | 2 | 11 | 11 |  | TL81-514 BIXBY 111TH | ONETA | 138 | 138 | 1-5.7854 | 5.77 | 6 | 1 | 1272.0 ACSR | 0 | 0 | 0 | 0 | 0 | 0 | 0 | 0 | 0 | 0 | 0 | 0 | 0 | 0 | 0 | 0 | 0 | 0 | 0 | 0 | 0 | 0 | 0 | 12 | 1
NO |  | 148 | 2015 | 2 | 12 | 12 |  |  |  | 0 | 0 | 0 | 0 | 0 | 0 | 477.0 ACSR | 0 | 0 | 0 | 0 | 0 | 0 | 0 | 0 | 0 | 0 | 0 | 0 | 0 | 0 | 0 | 0 | 0 | 0 | 0 | 0 | 0 | 0 | 0 | 12 | 1
NO |  | 148 | 2015 | 2 | 13 | 13 |  | TL81-515 COMANCHE STATION | LAWTON EASTSIDE | 138 | 138 | NONE | 0 | 5.22 | 1 | 795.0 ACSR | 0 | 0 | 0 | 0 | 0 | 0 | 0 | 0 | 0 | 0 | 0 | 0 | 0 | 0 | 0 | 0 | 0 | 0 | 0 | 0 | 0 | 0 | 0 | 12 | 1
NO |  | 148 | 2015 | 2 | 14 | 14 |  |  |  | 0 | 0 | 0 | 0 | 0 | 0 |  | 0 | 0 | 0 | 0 | 0 | 0 | 0 | 0 | 0 | 0 | 0 | 0 | 0 | 0 | 0 | 0 | 0 | 0 | 0 | 0 | 0 | 0 | 0 | 12 | 1
NO |  | 148 | 2015 | 2 | 15 | 15 |  | TL81-516 IDABEL | VALLIANT 345 | 138 | 138 | 2-18.29 | 18.29 | 0 | 1 | 795.0 ACSR | 0 | 0 | 0 | 0 | 0 | 0 | 0 | 0 | 0 | 0 | 0 | 0 | 0 | 0 | 0 | 0 | 0 | 0 | 0 | 0 | 0 | 0 | 0 | 12 | 1
NO |  | 148 | 2015 | 2 | 16 | 16 |  |  |  | 0 | 0 | 0 | 0 | 0 | 0 | 795.0 Self Dampi | 0 | 0 | 0 | 0 | 0 | 0 | 0 | 0 | 0 | 0 | 0 | 0 | 0 | 0 | 0 | 0 | 0 | 0 | 0 | 0 | 0 | 0 | 0 | 12 | 1
NO |  | 148 | 2015 | 2 | 17 | 17 |  | TL81-517 SWPA | Explorer Holdenville | 138 | 138 | 1-0.45 | 0.45 | 0 | 1 | 336.4 ACSR | 0 | 0 | 0 | 0 | 0 | 0 | 0 | 0 | 0 | 0 | 0 | 0 | 0 | 0 | 0 | 0 | 0 | 0 | 0 | 0 | 0 | 0 | 0 | 12 | 1
NO |  | 148 | 2015 | 2 | 18 | 18 |  |  |  | 0 | 0 | 0 | 0 | 0 | 0 | 397.0 ACSR | 0 | 0 | 0 | 0 | 0 | 0 | 0 | 0 | 0 | 0 | 0 | 0 | 0 | 0 | 0 | 0 | 0 | 0 | 0 | 0 | 0 | 0 | 0 | 12 | 1
NO |  | 148 | 2015 | 2 | 19 | 19 |  | TL81-518 TULSA NORTH | WEST EDISON | 138 | 138 | 1-9.47 | 12.67 | 0 | 1 | 477.0 ACSR | 0 | 0 | 0 | 0 | 0 | 0 | 0 | 0 | 0 | 0 | 0 | 0 | 0 | 0 | 0 | 0 | 0 | 0 | 0 | 0 | 0 | 0 | 0 | 12 | 1
NO |  | 148 | 2015 | 2 | 20 | 20 |  |  |  | 0 | 0 | 2-3.2 | 0 | 0 | 0 | 795.0 ACSR | 0 | 0 | 0 | 0 | 0 | 0 | 0 | 0 | 0 | 0 | 0 | 0 | 0 | 0 | 0 | 0 | 0 | 0 | 0 | 0 | 0 | 0 | 0 | 12 | 1
NO |  | 148 | 2015 | 2 | 21 | 21 |  | TL81-519 TULSA POWER | 36TH & LEWIS | 138 | 138 | 1-1.41 | 2.01 | 0 | 1 | 2156.0 ACSR | 0 | 0 | 0 | 0 | 0 | 0 | 0 | 0 | 0 | 0 | 0 | 0 | 0 | 0 | 0 | 0 | 0 | 0 | 0 | 0 | 0 | 0 | 0 | 12 | 1
NO |  | 148 | 2015 | 2 | 22 | 22 |  | STATION |  | 0 | 0 | 3-0.6 | 0 | 0 | 0 | 2x795.0 ACSR | 0 | 0 | 0 | 0 | 0 | 0 | 0 | 0 | 0 | 0 | 0 | 0 | 0 | 0 | 0 | 0 | 0 | 0 | 0 | 0 | 0 | 0 | 0 | 12 | 1
NO |  | 148 | 2015 | 2 | 23 | 23 |  | TL81-520 TULSA SOUTHEAST | 36TH & LEWIS | 138 | 138 | 1-8.579 | 8.48 | 0.1 | 1 | 1272.0 ACSR | 0 | 0 | 0 | 0 | 0 | 0 | 0 | 0 | 0 | 0 | 0 | 0 | 0 | 0 | 0 | 0 | 0 | 0 | 0 | 0 | 0 | 0 | 0 | 12 | 1
NO |  | 148 | 2015 | 2 | 24 | 24 |  |  |  | 0 | 0 | 0 | 0 | 0 | 0 | 477.0 ACSR | 0 | 0 | 0 | 0 | 0 | 0 | 0 | 0 | 0 | 0 | 0 | 0 | 0 | 0 | 0 | 0 | 0 | 0 | 0 | 0 | 0 | 0 | 0 | 12 | 1
NO |  | 148 | 2015 | 2 | 25 | 25 |  | TL81-521 SAPULPA ROAD | TULSA POWER STATION | 138 | 138 | 1-11.552 | 13.79 | 0.09 | 1 | (T2) 636 ACSR | 0 | 0 | 0 | 0 | 0 | 0 | 0 | 0 | 0 | 0 | 0 | 0 | 0 | 0 | 0 | 0 | 0 | 0 | 0 | 0 | 0 | 0 | 0 | 12 | 1
NO |  | 148 | 2015 | 2 | 26 | 26 |  |  |  | 0 | 0 | 2-1.5899 | 0 | 0 | 0 | 477.0 ACSR | 0 | 0 | 0 | 0 | 0 | 0 | 0 | 0 | 0 | 0 | 0 | 0 | 0 | 0 | 0 | 0 | 0 | 0 | 0 | 0 | 0 | 0 | 0 | 12 | 1
NO |  | 148 | 2015 | 2 | 27 | 27 |  |  |  | 0 | 0 | 3-0.6524 | 0 | 0 | 0 | 559.6 AAAC | 0 | 0 | 0 | 0 | 0 | 0 | 0 | 0 | 0 | 0 | 0 | 0 | 0 | 0 | 0 | 0 | 0 | 0 | 0 | 0 | 0 | 0 | 0 | 12 | 1
NO |  | 148 | 2015 | 2 | 28 | 28 |  |  |  | 0 | 0 | 0 | 0 | 0 | 0 | 795.0 ACSR | 0 | 0 | 0 | 0 | 0 | 0 | 0 | 0 | 0 | 0 | 0 | 0 | 0 | 0 | 0 | 0 | 0 | 0 | 0 | 0 | 0 | 0 | 0 | 12 | 1
NO |  | 148 | 2015 | 2 | 29 | 29 |  | TL81-522 RIVERSIDE POWER | TULSA POWER STATION | 138 | 138 | 1-1.1224 | 5.82 | 3.04 | 1 | 556.5 ACSR | 0 | 0 | 0 | 0 | 0 | 0 | 0 | 0 | 0 | 0 | 0 | 0 | 0 | 0 | 0 | 0 | 0 | 0 | 0 | 0 | 0 | 0 | 0 | 12 | 1
NO |  | 148 | 2015 | 2 | 30 | 30 |  | STATION 138 |  | 0 | 0 | 2-5.3941 | 0 | 0 | 0 | 795.0 ACSR | 0 | 0 | 0 | 0 | 0 | 0 | 0 | 0 | 0 | 0 | 0 | 0 | 0 | 0 | 0 | 0 | 0 | 0 | 0 | 0 | 0 | 0 | 0 | 12 | 1
NO |  | 148 | 2015 | 2 | 31 | 31 |  |  |  | 0 | 0 | 3-2.0254 | 0 | 0 | 0 |  | 0 | 0 | 0 | 0 | 0 | 0 | 0 | 0 | 0 | 0 | 0 | 0 | 0 | 0 | 0 | 0 | 0 | 0 | 0 | 0 | 0 | 0 | 0 | 12 | 1
NO |  | 148 | 2015 | 2 | 32 | 32 |  | TL81-523 RIVERSIDE POWER | BEELINE (OG&E) | 138 | 138 | 3-1.9 | 0 | 1.9 | 1 | 1272.0 ACSR | 0 | 0 | 0 | 0 | 0 | 0 | 0 | 0 | 0 | 0 | 0 | 0 | 0 | 0 | 0 | 0 | 0 | 0 | 0 | 0 | 0 | 0 | 0 | 12 | 1
NO |  | 148 | 2015 | 2 | 33 | 33 |  | STATION 138 |  | 0 | 0 | 0 | 0 | 0 | 0 |  | 0 | 0 | 0 | 0 | 0 | 0 | 0 | 0 | 0 | 0 | 0 | 0 | 0 | 0 | 0 | 0 | 0 | 0 | 0 | 0 | 0 | 0 | 0 | 12 | 1
NO |  | 148 | 2015 | 3 | 1 | 1 |  | TL81-524 SAND SPRINGS | DENVER | 138 | 138 | 1-7.33 | 7.33 | 0 | 1 | 397.0 ACSR | 0 | 0 | 0 | 0 | 0 | 0 | 0 | 0 | 0 | 0 | 0 | 0 | 0 | 0 | 0 | 0 | 0 | 0 | 0 | 0 | 0 | 0 | 0 | 12 | 1
NO |  | 148 | 2015 | 3 | 2 | 2 |  |  |  | 0 | 0 | 0 | 0 | 0 | 0 | 477.0 ACSR | 0 | 0 | 0 | 0 | 0 | 0 | 0 | 0 | 0 | 0 | 0 | 0 | 0 | 0 | 0 | 0 | 0 | 0 | 0 | 0 | 0 | 0 | 0 | 12 | 1
NO |  | 148 | 2015 | 3 | 3 | 3 |  |  |  | 0 | 0 | 0 | 0 | 0 | 0 | 556.5 ACSR | 0 | 0 | 0 | 0 | 0 | 0 | 0 | 0 | 0 | 0 | 0 | 0 | 0 | 0 | 0 | 0 | 0 | 0 | 0 | 0 | 0 | 0 | 0 | 12 | 1
NO |  | 148 | 2015 | 3 | 4 | 4 |  |  |  | 0 | 0 | 0 | 0 | 0 | 0 | 636.0 ACSR | 0 | 0 | 0 | 0 | 0 | 0 | 0 | 0 | 0 | 0 | 0 | 0 | 0 | 0 | 0 | 0 | 0 | 0 | 0 | 0 | 0 | 0 | 0 | 12 | 1
NO |  | 148 | 2015 | 3 | 5 | 5 |  | TL81-525 TULSA STATION | DENVER | 138 | 138 | 1-5.55 | 5.55 | 0.41 | 1 | 477.0 ACSR | 0 | 0 | 0 | 0 | 0 | 0 | 0 | 0 | 0 | 0 | 0 | 0 | 0 | 0 | 0 | 0 | 0 | 0 | 0 | 0 | 0 | 0 | 0 | 12 | 1
NO |  | 148 | 2015 | 3 | 6 | 6 |  |  |  | 0 | 0 | 0 | 0 | 0 | 0 | 795.0 AAC | 0 | 0 | 0 | 0 | 0 | 0 | 0 | 0 | 0 | 0 | 0 | 0 | 0 | 0 | 0 | 0 | 0 | 0 | 0 | 0 | 0 | 0 | 0 | 12 | 1
NO |  | 148 | 2015 | 3 | 7 | 7 |  |  |  | 0 | 0 | 0 | 0 | 0 | 0 | 795.0 ACSR | 0 | 0 | 0 | 0 | 0 | 0 | 0 | 0 | 0 | 0 | 0 | 0 | 0 | 0 | 0 | 0 | 0 | 0 | 0 | 0 | 0 | 0 | 0 | 12 | 1
NO |  | 148 | 2015 | 3 | 8 | 8 |  | TL81-526 CATOOSA | PRYOR CREEK | 138 | 138 | 1-18.24 | 31.86 | 12.56 | 1 | (T2) 423 (2-4/0 | 0 | 0 | 0 | 0 | 0 | 0 | 0 | 0 | 0 | 0 | 0 | 0 | 0 | 0 | 0 | 0 | 0 | 0 | 0 | 0 | 0 | 0 | 0 | 12 | 1
NO |  | 148 | 2015 | 3 | 9 | 9 |  |  |  | 0 | 0 | 2-13.42 | 0 | 0 | 0 | 1272.0 ACSR | 0 | 0 | 0 | 0 | 0 | 0 | 0 | 0 | 0 | 0 | 0 | 0 | 0 | 0 | 0 | 0 | 0 | 0 | 0 | 0 | 0 | 0 | 0 | 12 | 1
NO |  | 148 | 2015 | 3 | 10 | 10 |  |  |  | 0 | 0 | 3-0.2 | 0 | 0 | 0 | 477.0 ACSR | 0 | 0 | 0 | 0 | 0 | 0 | 0 | 0 | 0 | 0 | 0 | 0 | 0 | 0 | 0 | 0 | 0 | 0 | 0 | 0 | 0 | 0 | 0 | 12 | 1
NO |  | 148 | 2015 | 3 | 11 | 11 |  |  |  | 0 | 0 | 0 | 0 | 0 | 0 | 795.0 ACSR | 0 | 0 | 0 | 0 | 0 | 0 | 0 | 0 | 0 | 0 | 0 | 0 | 0 | 0 | 0 | 0 | 0 | 0 | 0 | 0 | 0 | 0 | 0 | 12 | 1
NO |  | 148 | 2015 | 3 | 12 | 12 |  | TL81-527 LAWTON EASTSIDE | LAWTON 112TH & W. GORE | 138 | 138 | 1-16.06 | 16.06 | 0 | 1 | 795.0 ACSR | 0 | 0 | 0 | 0 | 0 | 0 | 0 | 0 | 0 | 0 | 0 | 0 | 0 | 0 | 0 | 0 | 0 | 0 | 0 | 0 | 0 | 0 | 0 | 12 | 1
NO |  | 148 | 2015 | 3 | 13 | 13 |  | TL81-528 TULSA NORTH 138 | WEKIWA | 138 | 138 | 1-5.82 | 25.67 | 0 | 1 | 1272.0 ACSR | 0 | 0 | 0 | 0 | 0 | 0 | 0 | 0 | 0 | 0 | 0 | 0 | 0 | 0 | 0 | 0 | 0 | 0 | 0 | 0 | 0 | 0 | 0 | 12 | 1
NO |  | 148 | 2015 | 3 | 14 | 14 |  |  |  | 0 | 0 | 2-9.01 | 0 | 0 | 0 | 266.8 ACSR | 0 | 0 | 0 | 0 | 0 | 0 | 0 | 0 | 0 | 0 | 0 | 0 | 0 | 0 | 0 | 0 | 0 | 0 | 0 | 0 | 0 | 0 | 0 | 12 | 1
NO |  | 148 | 2015 | 3 | 15 | 15 |  |  |  | 0 | 0 | 3-10.84 | 0 | 0 | 0 | 477.0 ACSR | 0 | 0 | 0 | 0 | 0 | 0 | 0 | 0 | 0 | 0 | 0 | 0 | 0 | 0 | 0 | 0 | 0 | 0 | 0 | 0 | 0 | 0 | 0 | 12 | 1
NO |  | 148 | 2015 | 3 | 16 | 16 |  |  |  | 0 | 0 | 0 | 0 | 0 | 0 | 636.0 ACSR | 0 | 0 | 0 | 0 | 0 | 0 | 0 | 0 | 0 | 0 | 0 | 0 | 0 | 0 | 0 | 0 | 0 | 0 | 0 | 0 | 0 | 0 | 0 | 12 | 1
NO |  | 148 | 2015 | 3 | 17 | 17 |  |  |  | 0 | 0 | 0 | 0 | 0 | 0 | 795.0 ACSR | 0 | 0 | 0 | 0 | 0 | 0 | 0 | 0 | 0 | 0 | 0 | 0 | 0 | 0 | 0 | 0 | 0 | 0 | 0 | 0 | 0 | 0 | 0 | 12 | 1
NO |  | 148 | 2015 | 3 | 18 | 18 |  | TL81-529 WEKIWA SUB | KEYSTONE (SWPA) | 138 | 138 | 2-1.98 | 1.98 | 0 | 1 | 477.0 ACSR | 0 | 0 | 0 | 0 | 0 | 0 | 0 | 0 | 0 | 0 | 0 | 0 | 0 | 0 | 0 | 0 | 0 | 0 | 0 | 0 | 0 | 0 | 0 | 12 | 1
NO |  | 148 | 2015 | 3 | 19 | 19 |  | TL81-530 RIVERSIDE 138 | RIVERSIDE 345 | 138 | 138 | 1-0.993 | 0.99 | 0 | 1 | 2 -2156.0 ACSR | 0 | 0 | 0 | 0 | 0 | 0 | 0 | 0 | 0 | 0 | 0 | 0 | 0 | 0 | 0 | 0 | 0 | 0 | 0 | 0 | 0 | 0 | 0 | 12 | 1
NO |  | 148 | 2015 | 3 | 20 | 20 |  | TL81-531 HOLLIS | HOLLIS (TNC INTERCONNECT) | 138 | 138 | 1-5.45 | 5.45 | 0 | 1 | 477.0 ACSR | 0 | 0 | 0 | 0 | 0 | 0 | 0 | 0 | 0 | 0 | 0 | 0 | 0 | 0 | 0 | 0 | 0 | 0 | 0 | 0 | 0 | 0 | 0 | 12 | 1
NO |  | 148 | 2015 | 3 | 21 | 21 |  | TL81-534 SHEFFIELD STEEL CO | WEKIWA | 138 | 138 | 1-5.38 | 6.71 | 0.69 | 1 | 1272.0 ACSR | 0 | 0 | 0 | 0 | 0 | 0 | 0 | 0 | 0 | 0 | 0 | 0 | 0 | 0 | 0 | 0 | 0 | 0 | 0 | 0 | 0 | 0 | 0 | 12 | 1
NO |  | 148 | 2015 | 3 | 22 | 22 |  |  |  | 0 | 0 | 2-1.33 | 0 | 0 | 0 | 795.0 ACSR | 0 | 0 | 0 | 0 | 0 | 0 | 0 | 0 | 0 | 0 | 0 | 0 | 0 | 0 | 0 | 0 | 0 | 0 | 0 | 0 | 0 | 0 | 0 | 12 | 1
NO |  | 148 | 2015 | 3 | 23 | 23 |  | TL81-536 SHIDLER | OSAGE (OG&E) | 138 | 138 | 2-5.338 | 5.34 | 0 | 1 | 477.0 ACSR | 0 | 0 | 0 | 0 | 0 | 0 | 0 | 0 | 0 | 0 | 0 | 0 | 0 | 0 | 0 | 0 | 0 | 0 | 0 | 0 | 0 | 0 | 0 | 12 | 1
NO |  | 148 | 2015 | 3 | 24 | 24 |  |  |  | 0 | 0 | 0 | 0 | 0 | 0 | 477.0 ACSR | 0 | 0 | 0 | 0 | 0 | 0 | 0 | 0 | 0 | 0 | 0 | 0 | 0 | 0 | 0 | 0 | 0 | 0 | 0 | 0 | 0 | 0 | 0 | 12 | 1
NO |  | 148 | 2015 | 3 | 25 | 25 |  | TL81-537 ELK CITY | ERICK (WFEC) | 138 | 138 | 1-29.1372 | 29.14 | 0 | 1 | (T2) 423 (2-4/0 | 0 | 0 | 0 | 0 | 0 | 0 | 0 | 0 | 0 | 0 | 0 | 0 | 0 | 0 | 0 | 0 | 0 | 0 | 0 | 0 | 0 | 0 | 0 | 12 | 1
NO |  | 148 | 2015 | 3 | 26 | 26 |  | TL81-539 LONE OAK | MCALESTER | 138 | 138 | 1-19.357 | 19.36 | 0 | 1 | 4/0 ACSR | 0 | 0 | 0 | 0 | 0 | 0 | 0 | 0 | 0 | 0 | 0 | 0 | 0 | 0 | 0 | 0 | 0 | 0 | 0 | 0 | 0 | 0 | 0 | 12 | 1
NO |  | 148 | 2015 | 3 | 27 | 27 |  |  |  | 0 | 0 | 0 | 0 | 0 | 0 | 477.0 ACSS | 0 | 0 | 0 | 0 | 0 | 0 | 0 | 0 | 0 | 0 | 0 | 0 | 0 | 0 | 0 | 0 | 0 | 0 | 0 | 0 | 0 | 0 | 0 | 12 | 1
NO |  | 148 | 2015 | 3 | 28 | 28 |  |  |  | 0 | 0 | 0 | 0 | 0 | 0 | 556.5 ACSR | 0 | 0 | 0 | 0 | 0 | 0 | 0 | 0 | 0 | 0 | 0 | 0 | 0 | 0 | 0 | 0 | 0 | 0 | 0 | 0 | 0 | 0 | 0 | 12 | 1
NO |  | 148 | 2015 | 3 | 29 | 29 |  |  |  | 0 | 0 | 0 | 0 | 0 | 0 | 795.0 ACSR | 0 | 0 | 0 | 0 | 0 | 0 | 0 | 0 | 0 | 0 | 0 | 0 | 0 | 0 | 0 | 0 | 0 | 0 | 0 | 0 | 0 | 0 | 0 | 12 | 1
NO |  | 148 | 2015 | 3 | 30 | 30 |  | TL81-540 LAWTON EASTSIDE | LAWTON SHERIDAN ROAD | 138 | 138 | 1-7.22 | 7.22 | 0.16 | 1 | 1272.0 ACSR | 0 | 0 | 0 | 0 | 0 | 0 | 0 | 0 | 0 | 0 | 0 | 0 | 0 | 0 | 0 | 0 | 0 | 0 | 0 | 0 | 0 | 0 | 0 | 12 | 1
NO |  | 148 | 2015 | 3 | 31 | 31 |  | TL81-541 LAWTON SHERIDAN | LAWTON 112TH & W GORE | 138 | 138 | 1-11.9495 | 11.95 | 0 | 1 | 1272.0 ACSR | 0 | 0 | 0 | 0 | 0 | 0 | 0 | 0 | 0 | 0 | 0 | 0 | 0 | 0 | 0 | 0 | 0 | 0 | 0 | 0 | 0 | 0 | 0 | 12 | 1
NO |  | 148 | 2015 | 3 | 32 | 32 |  | ROAD |  | 0 | 0 | 0 | 0 | 0 | 0 | 477.0 ACSR | 0 | 0 | 0 | 0 | 0 | 0 | 0 | 0 | 0 | 0 | 0 | 0 | 0 | 0 | 0 | 0 | 0 | 0 | 0 | 0 | 0 | 0 | 0 | 12 | 1
NO |  | 148 | 2015 | 3 | 33 | 33 |  | TL81-542 LAWTON 112TH W | SNYDER | 138 | 138 | 1-8.2183 | 28.17 | 0.45 | 1 | 3/0 ACSR | 0 | 0 | 0 | 0 | 0 | 0 | 0 | 0 | 0 | 0 | 0 | 0 | 0 | 0 | 0 | 0 | 0 | 0 | 0 | 0 | 0 | 0 | 0 | 12 | 1
NO |  | 148 | 2015 | 3 | 34 | 34 |  | GORE |  | 0 | 0 | 2-20.4036 | 0 | 0 | 0 | 477.0 ACSR | 0 | 0 | 0 | 0 | 0 | 0 | 0 | 0 | 0 | 0 | 0 | 0 | 0 | 0 | 0 | 0 | 0 | 0 | 0 | 0 | 0 | 0 | 0 | 12 | 1
NO |  | 148 | 2015 | 3 | 35 | 35 |  | TL81-543 LAWTON GOODYEAR | LAWTON 112TH & W. GORE | 138 | 138 | 1-0.59 | 0.59 | 0 | 1 | 477.0 ACSR | 0 | 0 | 0 | 0 | 0 | 0 | 0 | 0 | 0 | 0 | 0 | 0 | 0 | 0 | 0 | 0 | 0 | 0 | 0 | 0 | 0 | 0 | 0 | 12 | 1
NO |  | 148 | 2015 | 4 | 1 | 1 |  | TL81-544 KIMBERLY CLARK | RIVERSIDE 138 | 138 | 138 | 1-2.494 | 2.59 | 1.6 | 1 | 1272.0 ACSR | 0 | 0 | 0 | 0 | 0 | 0 | 0 | 0 | 0 | 0 | 0 | 0 | 0 | 0 | 0 | 0 | 0 | 0 | 0 | 0 | 0 | 0 | 0 | 12 | 1
NO |  | 148 | 2015 | 4 | 2 | 2 |  |  |  | 0 | 0 | 2-0.1 | 0 | 0 | 0 |  | 0 | 0 | 0 | 0 | 0 | 0 | 0 | 0 | 0 | 0 | 0 | 0 | 0 | 0 | 0 | 0 | 0 | 0 | 0 | 0 | 0 | 0 | 0 | 12 | 1
NO |  | 148 | 2015 | 4 | 3 | 3 |  | TL81-545 NORTHEASTERN POWER | VINITA JCT | 138 | 138 | 1-15.89 | 48.12 | 0 | 1 | (T2) 636 ACSR | 0 | 0 | 0 | 0 | 0 | 0 | 0 | 0 | 0 | 0 | 0 | 0 | 0 | 0 | 0 | 0 | 0 | 0 | 0 | 0 | 0 | 0 | 0 | 12 | 1
NO |  | 148 | 2015 | 4 | 4 | 4 |  | STATION |  | 0 | 0 | 2-32.23 | 0 | 0 | 0 | 1272.0 ACSR | 0 | 0 | 0 | 0 | 0 | 0 | 0 | 0 | 0 | 0 | 0 | 0 | 0 | 0 | 0 | 0 | 0 | 0 | 0 | 0 | 0 | 0 | 0 | 12 | 1
NO |  | 148 | 2015 | 4 | 5 | 5 |  |  |  | 0 | 0 | 0 | 0 | 0 | 0 | 477.0 ACSR | 0 | 0 | 0 | 0 | 0 | 0 | 0 | 0 | 0 | 0 | 0 | 0 | 0 | 0 | 0 | 0 | 0 | 0 | 0 | 0 | 0 | 0 | 0 | 12 | 1
NO |  | 148 | 2015 | 4 | 6 | 6 |  | TL81-546 MAID | PRYOR JCT. | 138 | 138 | 1-1.3127 | 6.98 | 0 | 1 | 1272.0 ACSR | 0 | 0 | 0 | 0 | 0 | 0 | 0 | 0 | 0 | 0 | 0 | 0 | 0 | 0 | 0 | 0 | 0 | 0 | 0 | 0 | 0 | 0 | 0 | 12 | 1
NO |  | 148 | 2015 | 4 | 7 | 7 |  |  |  | 0 | 0 | 2-5.6704 | 0 | 0 | 0 | 477.0 ACSS | 0 | 0 | 0 | 0 | 0 | 0 | 0 | 0 | 0 | 0 | 0 | 0 | 0 | 0 | 0 | 0 | 0 | 0 | 0 | 0 | 0 | 0 | 0 | 12 | 1
NO |  | 148 | 2015 | 4 | 8 | 8 |  | TL81-547 CATOOSA | MINGO ROAD AIRPORT | 138 | 138 | 1-2.44 | 8.35 | 0 | 1 | (T2) 636 ACSR | 0 | 0 | 0 | 0 | 0 | 0 | 0 | 0 | 0 | 0 | 0 | 0 | 0 | 0 | 0 | 0 | 0 | 0 | 0 | 0 | 0 | 0 | 0 | 12 | 1
NO |  | 148 | 2015 | 4 | 9 | 9 |  |  |  | 0 | 0 | 2-5.91 | 0 | 0 | 0 | 1272.0 ACSR | 0 | 0 | 0 | 0 | 0 | 0 | 0 | 0 | 0 | 0 | 0 | 0 | 0 | 0 | 0 | 0 | 0 | 0 | 0 | 0 | 0 | 0 | 0 | 12 | 1
NO |  | 148 | 2015 | 4 | 10 | 10 |  | TL81-548 AMERICAN AIRLINES | TULSA NORTH 138 | 138 | 138 | 1-8.825 | 11.98 | 0 | 1 | (T2) 397 ACSR | 0 | 0 | 0 | 0 | 0 | 0 | 0 | 0 | 0 | 0 | 0 | 0 | 0 | 0 | 0 | 0 | 0 | 0 | 0 | 0 | 0 | 0 | 0 | 12 | 1
NO |  | 148 | 2015 | 4 | 11 | 11 |  |  |  | 0 | 0 | 2-3.16 | 0 | 0 | 0 | (T2) 636 ACSR | 0 | 0 | 0 | 0 | 0 | 0 | 0 | 0 | 0 | 0 | 0 | 0 | 0 | 0 | 0 | 0 | 0 | 0 | 0 | 0 | 0 | 0 | 0 | 12 | 1
NO |  | 148 | 2015 | 4 | 12 | 12 |  |  |  | 0 | 0 | 0 | 0 | 0 | 0 | 1272.0 ACSR | 0 | 0 | 0 | 0 | 0 | 0 | 0 | 0 | 0 | 0 | 0 | 0 | 0 | 0 | 0 | 0 | 0 | 0 | 0 | 0 | 0 | 0 | 0 | 12 | 1
NO |  | 148 | 2015 | 4 | 13 | 13 |  | TL81-549 BARTLESVILLE | NOWATA | 138 | 138 | 1-14.36 | 14.51 | 0 | 1 | (T2) 397 ACSR | 0 | 0 | 0 | 0 | 0 | 0 | 0 | 0 | 0 | 0 | 0 | 0 | 0 | 0 | 0 | 0 | 0 | 0 | 0 | 0 | 0 | 0 | 0 | 12 | 1
NO |  | 148 | 2015 | 4 | 14 | 14 |  | SOUTHEAST |  | 0 | 0 | 2-0.15 | 0 | 0 | 0 | 795.0 ACSR | 0 | 0 | 0 | 0 | 0 | 0 | 0 | 0 | 0 | 0 | 0 | 0 | 0 | 0 | 0 | 0 | 0 | 0 | 0 | 0 | 0 | 0 | 0 | 12 | 1
NO |  | 148 | 2015 | 4 | 15 | 15 |  | TL81-550 RIVERSIDE POWER | TULSA POWER STATION | 138 | 138 | 1-12.3613 | 14.01 | 0 | 1 | (T2) 636 ACSR | 0 | 0 | 0 | 0 | 0 | 0 | 0 | 0 | 0 | 0 | 0 | 0 | 0 | 0 | 0 | 0 | 0 | 0 | 0 | 0 | 0 | 0 | 0 | 12 | 1
NO |  | 148 | 2015 | 4 | 16 | 16 |  | STATION 138 |  | 0 | 0 | 2-1.6513 | 0 | 0 | 0 | 1272.0 ACSR | 0 | 0 | 0 | 0 | 0 | 0 | 0 | 0 | 0 | 0 | 0 | 0 | 0 | 0 | 0 | 0 | 0 | 0 | 0 | 0 | 0 | 0 | 0 | 12 | 1
NO |  | 148 | 2015 | 4 | 17 | 17 |  |  |  | 0 | 0 | 0 | 0 | 0 | 0 | 2x795.0 ACSR | 0 | 0 | 0 | 0 | 0 | 0 | 0 | 0 | 0 | 0 | 0 | 0 | 0 | 0 | 0 | 0 | 0 | 0 | 0 | 0 | 0 | 0 | 0 | 12 | 1
NO |  | 148 | 2015 | 4 | 18 | 18 |  |  |  | 0 | 0 | 0 | 0 | 0 | 0 | 4/0 ACSR | 0 | 0 | 0 | 0 | 0 | 0 | 0 | 0 | 0 | 0 | 0 | 0 | 0 | 0 | 0 | 0 | 0 | 0 | 0 | 0 | 0 | 0 | 0 | 12 | 1
NO |  | 148 | 2015 | 4 | 19 | 19 |  |  |  | 0 | 0 | 0 | 0 | 0 | 0 | 795.0 ACSR | 0 | 0 | 0 | 0 | 0 | 0 | 0 | 0 | 0 | 0 | 0 | 0 | 0 | 0 | 0 | 0 | 0 | 0 | 0 | 0 | 0 | 0 | 0 | 12 | 1
NO |  | 148 | 2015 | 4 | 20 | 20 |  | TL81-551 BIXBY 111TH | KIMBERLY CLARK | 138 | 138 | 1-5.35 | 5.35 | 0.96 | 1 | 1272.0 ACSR | 0 | 0 | 0 | 0 | 0 | 0 | 0 | 0 | 0 | 0 | 0 | 0 | 0 | 0 | 0 | 0 | 0 | 0 | 0 | 0 | 0 | 0 | 0 | 12 | 1
NO |  | 148 | 2015 | 4 | 21 | 21 |  | TL81-553 81ST & GARNETT | TULSA SOUTHEAST | 138 | 138 | 1-3.2261 | 3.23 | 5.26 | 1 | 1272.0 ACSR | 0 | 0 | 0 | 0 | 0 | 0 | 0 | 0 | 0 | 0 | 0 | 0 | 0 | 0 | 0 | 0 | 0 | 0 | 0 | 0 | 0 | 0 | 0 | 12 | 1
NO |  | 148 | 2015 | 4 | 22 | 22 |  |  |  | 0 | 0 | 0 | 0 | 0 | 0 | 477.0 ACSR | 0 | 0 | 0 | 0 | 0 | 0 | 0 | 0 | 0 | 0 | 0 | 0 | 0 | 0 | 0 | 0 | 0 | 0 | 0 | 0 | 0 | 0 | 0 | 12 | 1
NO |  | 148 | 2015 | 4 | 23 | 23 |  | TL81-554 GROVE | PRYOR JCT. | 138 | 138 | 1-1.8 | 48.2 | 0 | 1 | (T2) 397 ACSR | 0 | 0 | 0 | 0 | 0 | 0 | 0 | 0 | 0 | 0 | 0 | 0 | 0 | 0 | 0 | 0 | 0 | 0 | 0 | 0 | 0 | 0 | 0 | 12 | 1
NO |  | 148 | 2015 | 4 | 24 | 24 |  |  |  | 0 | 0 | 2-46.4 | 0 | 0 | 0 | 397.0 ACSR | 0 | 0 | 0 | 0 | 0 | 0 | 0 | 0 | 0 | 0 | 0 | 0 | 0 | 0 | 0 | 0 | 0 | 0 | 0 | 0 | 0 | 0 | 0 | 12 | 1
NO |  | 148 | 2015 | 4 | 25 | 25 |  |  |  | 0 | 0 | 0 | 0 | 0 | 0 | 795.0 ACSR | 0 | 0 | 0 | 0 | 0 | 0 | 0 | 0 | 0 | 0 | 0 | 0 | 0 | 0 | 0 | 0 | 0 | 0 | 0 | 0 | 0 | 0 | 0 | 12 | 1
NO |  | 148 | 2015 | 4 | 26 | 26 |  | TL81-556 EAST 61ST STREET | TULSA SOUTHEAST | 138 | 138 | 1-3.1994 | 3.54 | 0 | 1 | 1272.0 ACSR | 0 | 0 | 0 | 0 | 0 | 0 | 0 | 0 | 0 | 0 | 0 | 0 | 0 | 0 | 0 | 0 | 0 | 0 | 0 | 0 | 0 | 0 | 0 | 12 | 1
NO |  | 148 | 2015 | 4 | 27 | 27 |  |  |  | 0 | 0 | 2-0.3357 | 0 | 0 | 0 | 556.5 ACSR | 0 | 0 | 0 | 0 | 0 | 0 | 0 | 0 | 0 | 0 | 0 | 0 | 0 | 0 | 0 | 0 | 0 | 0 | 0 | 0 | 0 | 0 | 0 | 12 | 1
NO |  | 148 | 2015 | 4 | 28 | 28 |  | TL81-557 VINITA JCT | HOCKERVILLE (EDE) | 138 | 138 | 1-8.33 | 36.36 | 0 | 1 | (T2) 397 ACSR | 0 | 0 | 0 | 0 | 0 | 0 | 0 | 0 | 0 | 0 | 0 | 0 | 0 | 0 | 0 | 0 | 0 | 0 | 0 | 0 | 0 | 0 | 0 | 12 | 1
NO |  | 148 | 2015 | 4 | 29 | 29 |  |  |  | 0 | 0 | 2-28.03 | 0 | 0 | 0 | 795.0 ACSR | 0 | 0 | 0 | 0 | 0 | 0 | 0 | 0 | 0 | 0 | 0 | 0 | 0 | 0 | 0 | 0 | 0 | 0 | 0 | 0 | 0 | 0 | 0 | 12 | 1
NO |  | 148 | 2015 | 4 | 30 | 30 |  | TL81-558 MOUND ROAD | SHIDLER | 138 | 138 | 1-3.19 | 41.42 | 0 | 1 | 477.0 ACSR | 0 | 0 | 0 | 0 | 0 | 0 | 0 | 0 | 0 | 0 | 0 | 0 | 0 | 0 | 0 | 0 | 0 | 0 | 0 | 0 | 0 | 0 | 0 | 12 | 1
NO |  | 148 | 2015 | 4 | 31 | 31 |  |  |  | 0 | 0 | 2-38.23 | 0 | 0 | 0 | 795.0 ACSR | 0 | 0 | 0 | 0 | 0 | 0 | 0 | 0 | 0 | 0 | 0 | 0 | 0 | 0 | 0 | 0 | 0 | 0 | 0 | 0 | 0 | 0 | 0 | 12 | 1
NO |  | 148 | 2015 | 4 | 32 | 32 |  | TL81-559 BARTLESVILLE | BARTLESVILLE SOUTHEAST | 138 | 138 | 1-3.57 | 4.99 | 0 | 1 | 477.0 ACSR | 0 | 0 | 0 | 0 | 0 | 0 | 0 | 0 | 0 | 0 | 0 | 0 | 0 | 0 | 0 | 0 | 0 | 0 | 0 | 0 | 0 | 0 | 0 | 12 | 1
NO |  | 148 | 2015 | 4 | 33 | 33 |  | COMANCHE |  | 0 | 0 | 2-1.42 | 0 | 0 | 0 | 636.0 ACSR | 0 | 0 | 0 | 0 | 0 | 0 | 0 | 0 | 0 | 0 | 0 | 0 | 0 | 0 | 0 | 0 | 0 | 0 | 0 | 0 | 0 | 0 | 0 | 12 | 1
NO |  | 148 | 2015 | 4 | 34 | 34 |  |  |  | 0 | 0 | 0 | 0 | 0 | 0 | 795.0 ACSR | 0 | 0 | 0 | 0 | 0 | 0 | 0 | 0 | 0 | 0 | 0 | 0 | 0 | 0 | 0 | 0 | 0 | 0 | 0 | 0 | 0 | 0 | 0 | 12 | 1
NO |  | 148 | 2015 | 5 | 1 | 1 |  | TL81-560 ONETA | 81ST & GARNETT | 138 | 138 | 1-16.443 | 16.44 | 0 | 1 | (T2) 636 ACSR | 0 | 0 | 0 | 0 | 0 | 0 | 0 | 0 | 0 | 0 | 0 | 0 | 0 | 0 | 0 | 0 | 0 | 0 | 0 | 0 | 0 | 0 | 0 | 12 | 1
NO |  | 148 | 2015 | 5 | 2 | 2 |  |  |  | 0 | 0 | 0 | 0 | 0 | 0 | 1272.0 ACSR | 0 | 0 | 0 | 0 | 0 | 0 | 0 | 0 | 0 | 0 | 0 | 0 | 0 | 0 | 0 | 0 | 0 | 0 | 0 | 0 | 0 | 0 | 0 | 12 | 1
NO |  | 148 | 2015 | 5 | 3 | 3 |  |  |  | 0 | 0 | 0 | 0 | 0 | 0 | 795.0 ACSR | 0 | 0 | 0 | 0 | 0 | 0 | 0 | 0 | 0 | 0 | 0 | 0 | 0 | 0 | 0 | 0 | 0 | 0 | 0 | 0 | 0 | 0 | 0 | 12 | 1
NO |  | 148 | 2015 | 5 | 4 | 4 |  | TL81-561 CRAIG JCT. | IDABEL | 138 | 138 | 1-2.35 | 20.19 | 0 | 1 | 477.0 ACSR | 0 | 0 | 0 | 0 | 0 | 0 | 0 | 0 | 0 | 0 | 0 | 0 | 0 | 0 | 0 | 0 | 0 | 0 | 0 | 0 | 0 | 0 | 0 | 12 | 1
NO |  | 148 | 2015 | 5 | 5 | 5 |  |  |  | 0 | 0 | 2-17.32 | 0 | 0 | 0 | 795.0 ACSR | 0 | 0 | 0 | 0 | 0 | 0 | 0 | 0 | 0 | 0 | 0 | 0 | 0 | 0 | 0 | 0 | 0 | 0 | 0 | 0 | 0 | 0 | 0 | 12 | 1
NO |  | 148 | 2015 | 5 | 6 | 6 |  |  |  | 0 | 0 | 0 | 0 | 0 | 0 | 795.0 Self Dampi | 0 | 0 | 0 | 0 | 0 | 0 | 0 | 0 | 0 | 0 | 0 | 0 | 0 | 0 | 0 | 0 | 0 | 0 | 0 | 0 | 0 | 0 | 0 | 12 | 1
NO |  | 148 | 2015 | 5 | 7 | 7 |  | TL81-562 AMERICAN AIRLINES | MOHAWK | 138 | 138 | 1-5.52 | 6.03 | 0 | 1 | 1272.0 ACSR | 0 | 0 | 0 | 0 | 0 | 0 | 0 | 0 | 0 | 0 | 0 | 0 | 0 | 0 | 0 | 0 | 0 | 0 | 0 | 0 | 0 | 0 | 0 | 12 | 1
NO |  | 148 | 2015 | 5 | 8 | 8 |  |  |  | 0 | 0 | 2-0.51 | 0 | 0 | 0 |  | 0 | 0 | 0 | 0 | 0 | 0 | 0 | 0 | 0 | 0 | 0 | 0 | 0 | 0 | 0 | 0 | 0 | 0 | 0 | 0 | 0 | 0 | 0 | 12 | 1
NO |  | 148 | 2015 | 5 | 9 | 9 |  | TL81-563 EAST 61ST STREET | 96TH AND YALE | 138 | 138 | 1-2.58 | 5.61 | 0 | 1 | 1272.0 ACSR | 0 | 0 | 0 | 0 | 0 | 0 | 0 | 0 | 0 | 0 | 0 | 0 | 0 | 0 | 0 | 0 | 0 | 0 | 0 | 0 | 0 | 0 | 0 | 12 | 1
NO |  | 148 | 2015 | 5 | 10 | 10 |  |  |  | 0 | 0 | 2-3.03 | 0 | 0 | 0 |  | 0 | 0 | 0 | 0 | 0 | 0 | 0 | 0 | 0 | 0 | 0 | 0 | 0 | 0 | 0 | 0 | 0 | 0 | 0 | 0 | 0 | 0 | 0 | 12 | 1
NO |  | 148 | 2015 | 5 | 11 | 11 |  | TL81-564 DELAWARE 345 | CITY OF COFFEYVILLE B | 138 | 138 | 1-15.54 | 15.54 | 0 | 1 | 1272.0 ACSR | 0 | 0 | 0 | 0 | 0 | 0 | 0 | 0 | 0 | 0 | 0 | 0 | 0 | 0 | 0 | 0 | 0 | 0 | 0 | 0 | 0 | 0 | 0 | 12 | 1
NO |  | 148 | 2015 | 5 | 12 | 12 |  | TL81-565 COMANCHE POWER | LAWTON 112TH & W. GORE | 138 | 138 | 1-19.69 | 19.69 | 0 | 1 | (T2) 636 ACSR | 0 | 0 | 0 | 0 | 0 | 0 | 0 | 0 | 0 | 0 | 0 | 0 | 0 | 0 | 0 | 0 | 0 | 0 | 0 | 0 | 0 | 0 | 0 | 12 | 1
NO |  | 148 | 2015 | 5 | 13 | 13 |  | STATION |  | 0 | 0 | 0 | 0 | 0 | 0 |  | 0 | 0 | 0 | 0 | 0 | 0 | 0 | 0 | 0 | 0 | 0 | 0 | 0 | 0 | 0 | 0 | 0 | 0 | 0 | 0 | 0 | 0 | 0 | 12 | 1
NO |  | 148 | 2015 | 5 | 14 | 14 |  | TL81-566 BROKEN ARROW 81ST | FORD | 138 | 138 | 1-3.06 | 3.06 | 0 | 1 | 795.0 ACSR | 0 | 0 | 0 | 0 | 0 | 0 | 0 | 0 | 0 | 0 | 0 | 0 | 0 | 0 | 0 | 0 | 0 | 0 | 0 | 0 | 0 | 0 | 0 | 12 | 1
NO |  | 148 | 2015 | 5 | 15 | 15 |  | TL81-567 HENRYETTA | WELEETKA | 138 | 138 | 1-13.326 | 13.33 | 0 | 1 | 1272.0 ACSR | 0 | 0 | 0 | 0 | 0 | 0 | 0 | 0 | 0 | 0 | 0 | 0 | 0 | 0 | 0 | 0 | 0 | 0 | 0 | 0 | 0 | 0 | 0 | 12 | 1
NO |  | 148 | 2015 | 5 | 16 | 16 |  | TL81-568 AMERICAN AIRLINES | MINGO ROAD AIRPORT | 138 | 138 | 1-0.93 | 0.93 | 0.38 | 1 | 1272.0 ACSR | 0 | 0 | 0 | 0 | 0 | 0 | 0 | 0 | 0 | 0 | 0 | 0 | 0 | 0 | 0 | 0 | 0 | 0 | 0 | 0 | 0 | 0 | 0 | 12 | 1
NO |  | 148 | 2015 | 5 | 17 | 17 |  | TL81-569 WELEETKA POWER | SWPA WELEETKA STATION | 138 | 138 | 2-2.62 | 2.62 | 0 | 1 | 795.0 ACSR | 0 | 0 | 0 | 0 | 0 | 0 | 0 | 0 | 0 | 0 | 0 | 0 | 0 | 0 | 0 | 0 | 0 | 0 | 0 | 0 | 0 | 0 | 0 | 12 | 1
NO |  | 148 | 2015 | 5 | 18 | 18 |  | STATION |  | 0 | 0 |  | 0 | 0 | 0 |  | 0 | 0 | 0 | 0 | 0 | 0 | 0 | 0 | 0 | 0 | 0 | 0 | 0 | 0 | 0 | 0 | 0 | 0 | 0 | 0 | 0 | 0 | 0 | 12 | 1
NO |  | 148 | 2015 | 5 | 19 | 19 |  | TL81-570 WEATHERFORD JCT | WEATHERFORD SE | 138 | 138 | 1-0.13 | 1.01 | 0 | 1 | 795.0 ACSR | 0 | 0 | 0 | 0 | 0 | 0 | 0 | 0 | 0 | 0 | 0 | 0 | 0 | 0 | 0 | 0 | 0 | 0 | 0 | 0 | 0 | 0 | 0 | 12 | 1
NO |  | 148 | 2015 | 5 | 20 | 20 |  |  |  | 0 | 0 | 2-0.885 | 0 | 0 | 0 |  | 0 | 0 | 0 | 0 | 0 | 0 | 0 | 0 | 0 | 0 | 0 | 0 | 0 | 0 | 0 | 0 | 0 | 0 | 0 | 0 | 0 | 0 | 0 | 12 | 1
NO |  | 148 | 2015 | 5 | 21 | 21 |  | TL81-571 36TH & OLYMPIA | TULSA POWER STATION | 138 | 138 | NONE | 0 | 0.86 | 1 | (T2) 636 ACSR | 0 | 0 | 0 | 0 | 0 | 0 | 0 | 0 | 0 | 0 | 0 | 0 | 0 | 0 | 0 | 0 | 0 | 0 | 0 | 0 | 0 | 0 | 0 | 12 | 1
NO |  | 148 | 2015 | 5 | 22 | 22 |  |  |  | 0 | 0 | 0 | 0 | 0 | 0 |  | 0 | 0 | 0 | 0 | 0 | 0 | 0 | 0 | 0 | 0 | 0 | 0 | 0 | 0 | 0 | 0 | 0 | 0 | 0 | 0 | 0 | 0 | 0 | 12 | 1
NO |  | 148 | 2015 | 5 | 23 | 23 |  | TL81-572 WEATHERFORD | WEATHERFORD SE | 138 | 138 | 1-2.81 | 9.9 | 0 | 1 | 4/0 ACSR | 0 | 0 | 0 | 0 | 0 | 0 | 0 | 0 | 0 | 0 | 0 | 0 | 0 | 0 | 0 | 0 | 0 | 0 | 0 | 0 | 0 | 0 | 0 | 12 | 1
NO |  | 148 | 2015 | 5 | 24 | 24 |  | WINDFARM |  | 0 | 0 | 2-7.0905 | 0 | 0 | 0 | 477.0 ACSR | 0 | 0 | 0 | 0 | 0 | 0 | 0 | 0 | 0 | 0 | 0 | 0 | 0 | 0 | 0 | 0 | 0 | 0 | 0 | 0 | 0 | 0 | 0 | 12 | 1
NO |  | 148 | 2015 | 5 | 25 | 25 |  |  |  | 0 | 0 | 0 | 0 | 0 | 0 | 795.0 ACSR | 0 | 0 | 0 | 0 | 0 | 0 | 0 | 0 | 0 | 0 | 0 | 0 | 0 | 0 | 0 | 0 | 0 | 0 | 0 | 0 | 0 | 0 | 0 | 12 | 1
NO |  | 148 | 2015 | 5 | 26 | 26 |  | TL81-573 RIVERSIDE POWER | SAPULPA ROAD | 138 | 138 | 1-3.2222 | 5.56 | 4.79 | 1 | (T2) 636 ACSR | 0 | 0 | 0 | 0 | 0 | 0 | 0 | 0 | 0 | 0 | 0 | 0 | 0 | 0 | 0 | 0 | 0 | 0 | 0 | 0 | 0 | 0 | 0 | 12 | 1
NO |  | 148 | 2015 | 5 | 27 | 27 |  | STATION 138 |  | 0 | 0 | 2-2.3355 | 0 | 0 | 0 | 477.0 ACSR | 0 | 0 | 0 | 0 | 0 | 0 | 0 | 0 | 0 | 0 | 0 | 0 | 0 | 0 | 0 | 0 | 0 | 0 | 0 | 0 | 0 | 0 | 0 | 12 | 1
NO |  | 148 | 2015 | 5 | 28 | 28 |  |  |  | 0 | 0 | 0 | 0 | 0 | 0 | 795.0 ACSR | 0 | 0 | 0 | 0 | 0 | 0 | 0 | 0 | 0 | 0 | 0 | 0 | 0 | 0 | 0 | 0 | 0 | 0 | 0 | 0 | 0 | 0 | 0 | 12 | 1
NO |  | 148 | 2015 | 5 | 29 | 29 |  | TL81-574 SAND SPRINGS | SAPULPA ROAD | 138 | 138 | 3-4.2354 | 4.24 | 5.15 | 1 | 1272.0 ACSR | 0 | 0 | 0 | 0 | 0 | 0 | 0 | 0 | 0 | 0 | 0 | 0 | 0 | 0 | 0 | 0 | 0 | 0 | 0 | 0 | 0 | 0 | 0 | 12 | 1
NO |  | 148 | 2015 | 5 | 30 | 30 |  |  |  | 0 | 0 | 0 | 0 | 0 | 0 | 556.5 ACSR | 0 | 0 | 0 | 0 | 0 | 0 | 0 | 0 | 0 | 0 | 0 | 0 | 0 | 0 | 0 | 0 | 0 | 0 | 0 | 0 | 0 | 0 | 0 | 12 | 1
NO |  | 148 | 2015 | 5 | 31 | 31 |  | TL81-575 RIVERSIDE 138 | RIVERSIDE 345 | 138 | 138 | 1-0.2549 | 0.25 | 0.64 | 1 | 2 -2156.0 ACSR | 0 | 0 | 0 | 0 | 0 | 0 | 0 | 0 | 0 | 0 | 0 | 0 | 0 | 0 | 0 | 0 | 0 | 0 | 0 | 0 | 0 | 0 | 0 | 12 | 1
NO |  | 148 | 2015 | 5 | 32 | 32 |  | TL81-578 MAID | PRYOR CREEK | 138 | 138 | 1-2.5692 | 2.57 | 0.69 | 1 | 1272.0 ACSR | 0 | 0 | 0 | 0 | 0 | 0 | 0 | 0 | 0 | 0 | 0 | 0 | 0 | 0 | 0 | 0 | 0 | 0 | 0 | 0 | 0 | 0 | 0 | 12 | 1
NO |  | 148 | 2015 | 5 | 33 | 33 |  | TL81-579 ALTUS JCT. | SNYDER | 138 | 138 | 1-25.7163 | 25.72 | 0 | 1 | (T2) 397 ACSR | 0 | 0 | 0 | 0 | 0 | 0 | 0 | 0 | 0 | 0 | 0 | 0 | 0 | 0 | 0 | 0 | 0 | 0 | 0 | 0 | 0 | 0 | 0 | 12 | 1
NO |  | 148 | 2015 | 5 | 34 | 34 |  |  |  | 0 | 0 | 0 | 0 | 0 | 0 | 795.0 ACSR | 0 | 0 | 0 | 0 | 0 | 0 | 0 | 0 | 0 | 0 | 0 | 0 | 0 | 0 | 0 | 0 | 0 | 0 | 0 | 0 | 0 | 0 | 0 | 12 | 1
NO |  | 148 | 2015 | 6 | 1 | 1 |  | TL81-580 88TH & MINGO | TULSA NORTH | 138 | 138 | 1-2.871 | 4.48 | 6.5 | 1 | 556.5 ACSR | 0 | 0 | 0 | 0 | 0 | 0 | 0 | 0 | 0 | 0 | 0 | 0 | 0 | 0 | 0 | 0 | 0 | 0 | 0 | 0 | 0 | 0 | 0 | 12 | 1
NO |  | 148 | 2015 | 6 | 2 | 2 |  |  |  | 0 | 0 | 3-9.33 | 0 | 0 | 0 | 795.0 ACSR | 0 | 0 | 0 | 0 | 0 | 0 | 0 | 0 | 0 | 0 | 0 | 0 | 0 | 0 | 0 | 0 | 0 | 0 | 0 | 0 | 0 | 0 | 0 | 12 | 1
NO |  | 148 | 2015 | 6 | 3 | 3 |  | TL81-581 HUGO | VALLIANT 345 | 138 | 138 | 2-28.9 | 28.9 | 0 | 1 | 795.0 ACSR | 0 | 0 | 0 | 0 | 0 | 0 | 0 | 0 | 0 | 0 | 0 | 0 | 0 | 0 | 0 | 0 | 0 | 0 | 0 | 0 | 0 | 0 | 0 | 12 | 1
NO |  | 148 | 2015 | 6 | 4 | 4 |  | TL81-583 HOBART JCT | VETERANS (OMPA) | 138 | 138 | 2-32.4058 | 32.41 | 0 | 1 | 477.0 ACSR | 0 | 0 | 0 | 0 | 0 | 0 | 0 | 0 | 0 | 0 | 0 | 0 | 0 | 0 | 0 | 0 | 0 | 0 | 0 | 0 | 0 | 0 | 0 | 12 | 1
NO |  | 148 | 2015 | 6 | 5 | 5 |  | TL81-599 NORTHEASTERN 138 | NORTHEASTERN 345 | 138 | 138 | 1-0.33 | 0.33 | 0 | 1 | 795.0 ACSR | 0 | 0 | 0 | 0 | 0 | 0 | 0 | 0 | 0 | 0 | 0 | 0 | 0 | 0 | 0 | 0 | 0 | 0 | 0 | 0 | 0 | 0 | 0 | 12 | 1
NO |  | 148 | 2015 | 6 | 6 | 6 |  | TL81-611 HERITAGE TRAIL | 138KV TAP | 138 | 138 | 1-.174 | 0.17 | 0 | 1 | 477.0 ACSR | 0 | 0 | 0 | 0 | 0 | 0 | 0 | 0 | 0 | 0 | 0 | 0 | 0 | 0 | 0 | 0 | 0 | 0 | 0 | 0 | 0 | 0 | 0 | 12 | 1
NO |  | 148 | 2015 | 6 | 7 | 7 |  | TL81-801 CORNVILLE | MAUD (OG&E) | 138 | 138 | 2-60.37 | 60.37 | 5.79 | 1 | 1272.0 ACSR | 0 | 0 | 0 | 0 | 0 | 0 | 0 | 0 | 0 | 0 | 0 | 0 | 0 | 0 | 0 | 0 | 0 | 0 | 0 | 0 | 0 | 0 | 0 | 12 | 1
NO |  | 148 | 2015 | 6 | 8 | 8 |  |  |  | 0 | 0 | 0 | 0 | 0 | 0 | 3/0 S CUweld CU 1 | 0 | 0 | 0 | 0 | 0 | 0 | 0 | 0 | 0 | 0 | 0 | 0 | 0 | 0 | 0 | 0 | 0 | 0 | 0 | 0 | 0 | 0 | 0 | 12 | 1
NO |  | 148 | 2015 | 6 | 9 | 9 |  |  |  | 0 | 0 | 0 | 0 | 0 | 0 | 4/0 ACSR | 0 | 0 | 0 | 0 | 0 | 0 | 0 | 0 | 0 | 0 | 0 | 0 | 0 | 0 | 0 | 0 | 0 | 0 | 0 | 0 | 0 | 0 | 0 | 12 | 1
NO |  | 148 | 2015 | 6 | 10 | 10 |  |  |  | 0 | 0 | 0 | 0 | 0 | 0 | 795.0 ACSR | 0 | 0 | 0 | 0 | 0 | 0 | 0 | 0 | 0 | 0 | 0 | 0 | 0 | 0 | 0 | 0 | 0 | 0 | 0 | 0 | 0 | 0 | 0 | 12 | 1
NO |  | 148 | 2015 | 6 | 11 | 11 |  | TL81-802 OKMULGEE CITY | RIVERSIDE POWER STATION 138 | 138 | 138 | 1-28.31 | 28.31 | 1.9 | 1 | 1272.0 ACSR | 0 | 0 | 0 | 0 | 0 | 0 | 0 | 0 | 0 | 0 | 0 | 0 | 0 | 0 | 0 | 0 | 0 | 0 | 0 | 0 | 0 | 0 | 0 | 12 | 1
NO |  | 148 | 2015 | 6 | 12 | 12 |  |  |  | 0 | 0 | 0 | 0 | 0 | 0 | 477.0 ACSR | 0 | 0 | 0 | 0 | 0 | 0 | 0 | 0 | 0 | 0 | 0 | 0 | 0 | 0 | 0 | 0 | 0 | 0 | 0 | 0 | 0 | 0 | 0 | 12 | 1
NO |  | 148 | 2015 | 6 | 13 | 13 |  | TL81-803 SOUTHWESTERN POWER | ANADARKO (WFEC) | 138 | 138 | 2-7.37 | 7.37 | 0 | 1 | 795.0 ACSR | 0 | 0 | 0 | 0 | 0 | 0 | 0 | 0 | 0 | 0 | 0 | 0 | 0 | 0 | 0 | 0 | 0 | 0 | 0 | 0 | 0 | 0 | 0 | 12 | 1
NO |  | 148 | 2015 | 6 | 14 | 14 |  | STATION |  | 0 | 0 | 0 | 0 | 0 | 0 |  | 0 | 0 | 0 | 0 | 0 | 0 | 0 | 0 | 0 | 0 | 0 | 0 | 0 | 0 | 0 | 0 | 0 | 0 | 0 | 0 | 0 | 0 | 0 | 12 | 1
NO |  | 148 | 2015 | 6 | 15 | 15 |  | TL81-804 NORGE ROAD | SOUTHWESTERN POWER STATION | 138 | 138 | 2-22.35 | 22.35 | 0 | 1 | 397.0 ACSR | 0 | 0 | 0 | 0 | 0 | 0 | 0 | 0 | 0 | 0 | 0 | 0 | 0 | 0 | 0 | 0 | 0 | 0 | 0 | 0 | 0 | 0 | 0 | 12 | 1
NO |  | 148 | 2015 | 6 | 16 | 16 |  | TL81-805 OKMULGEE | WELEETKA | 138 | 138 | 1-0.163 | 23.43 | 0 | 1 | 477.0 ACSR | 0 | 0 | 0 | 0 | 0 | 0 | 0 | 0 | 0 | 0 | 0 | 0 | 0 | 0 | 0 | 0 | 0 | 0 | 0 | 0 | 0 | 0 | 0 | 12 | 1
NO |  | 148 | 2015 | 6 | 17 | 17 |  |  |  | 0 | 0 | 2-23.267 | 0 | 0 | 0 |  | 0 | 0 | 0 | 0 | 0 | 0 | 0 | 0 | 0 | 0 | 0 | 0 | 0 | 0 | 0 | 0 | 0 | 0 | 0 | 0 | 0 | 0 | 0 | 12 | 1
NO |  | 148 | 2015 | 6 | 18 | 18 |  | TL81-806 SAND SPRINGS | WILDHORSE | 138 | 138 | 1-6.56 | 35.19 | 0.8 | 1 | 266.8 ACSR | 0 | 0 | 0 | 0 | 0 | 0 | 0 | 0 | 0 | 0 | 0 | 0 | 0 | 0 | 0 | 0 | 0 | 0 | 0 | 0 | 0 | 0 | 0 | 12 | 1
NO |  | 148 | 2015 | 6 | 19 | 19 |  |  |  | 0 | 0 | 2-28.63 | 0 | 0 | 0 | 3/0 ACSR | 0 | 0 | 0 | 0 | 0 | 0 | 0 | 0 | 0 | 0 | 0 | 0 | 0 | 0 | 0 | 0 | 0 | 0 | 0 | 0 | 0 | 0 | 0 | 12 | 1
NO |  | 148 | 2015 | 6 | 20 | 20 |  |  |  | 0 | 0 |  | 0 | 0 | 0 | 4/0 ACSR | 0 | 0 | 0 | 0 | 0 | 0 | 0 | 0 | 0 | 0 | 0 | 0 | 0 | 0 | 0 | 0 | 0 | 0 | 0 | 0 | 0 | 0 | 0 | 12 | 1
NO |  | 148 | 2015 | 6 | 21 | 21 |  |  |  | 0 | 0 |  | 0 | 0 | 0 | 477.0 ACSR | 0 | 0 | 0 | 0 | 0 | 0 | 0 | 0 | 0 | 0 | 0 | 0 | 0 | 0 | 0 | 0 | 0 | 0 | 0 | 0 | 0 | 0 | 0 | 12 | 1
NO |  | 148 | 2015 | 6 | 22 | 22 |  |  |  | 0 | 0 |  | 0 | 0 | 0 | 795.0 ACSR | 0 | 0 | 0 | 0 | 0 | 0 | 0 | 0 | 0 | 0 | 0 | 0 | 0 | 0 | 0 | 0 | 0 | 0 | 0 | 0 | 0 | 0 | 0 | 12 | 1
NO |  | 148 | 2015 | 6 | 23 | 23 |  | TL81-807 ONETA | TULSA SOUTHEAST | 138 | 138 | 1-2.2884 | 20.76 | 0 | 1 | (T2) 397 ACSR | 0 | 0 | 0 | 0 | 0 | 0 | 0 | 0 | 0 | 0 | 0 | 0 | 0 | 0 | 0 | 0 | 0 | 0 | 0 | 0 | 0 | 0 | 0 | 12 | 1
NO |  | 148 | 2015 | 6 | 24 | 24 |  |  |  | 0 | 0 | 2-3.046 | 0 | 0 | 0 | (T2) 795 ACSR | 0 | 0 | 0 | 0 | 0 | 0 | 0 | 0 | 0 | 0 | 0 | 0 | 0 | 0 | 0 | 0 | 0 | 0 | 0 | 0 | 0 | 0 | 0 | 12 | 1
NO |  | 148 | 2015 | 6 | 25 | 25 |  |  |  | 0 | 0 | 3-15.4243 | 0 | 0 | 0 | 477.0 ACSR | 0 | 0 | 0 | 0 | 0 | 0 | 0 | 0 | 0 | 0 | 0 | 0 | 0 | 0 | 0 | 0 | 0 | 0 | 0 | 0 | 0 | 0 | 0 | 12 | 1
NO |  | 148 | 2015 | 6 | 26 | 26 |  |  |  | 0 | 0 | 0 | 0 | 0 | 0 | 795.0 ACSR | 0 | 0 | 0 | 0 | 0 | 0 | 0 | 0 | 0 | 0 | 0 | 0 | 0 | 0 | 0 | 0 | 0 | 0 | 0 | 0 | 0 | 0 | 0 | 12 | 1
NO |  | 148 | 2015 | 6 | 27 | 27 |  | TL81-808 36TH & OLYMPIA | SAND SPRINGS | 138 | 138 | 1-2.65 | 3.7 | 7.17 | 1 | (T2) 636 ACSR | 0 | 0 | 0 | 0 | 0 | 0 | 0 | 0 | 0 | 0 | 0 | 0 | 0 | 0 | 0 | 0 | 0 | 0 | 0 | 0 | 0 | 0 | 0 | 12 | 1
NO |  | 148 | 2015 | 6 | 28 | 28 |  |  |  | 0 | 0 | 3-1.05 | 0 | 0 | 0 | 556.5 ACSR | 0 | 0 | 0 | 0 | 0 | 0 | 0 | 0 | 0 | 0 | 0 | 0 | 0 | 0 | 0 | 0 | 0 | 0 | 0 | 0 | 0 | 0 | 0 | 12 | 1
NO |  | 148 | 2015 | 6 | 29 | 29 |  |  |  | 0 | 0 | 0 | 0 | 0 | 0 | 795.0 ACSR | 0 | 0 | 0 | 0 | 0 | 0 | 0 | 0 | 0 | 0 | 0 | 0 | 0 | 0 | 0 | 0 | 0 | 0 | 0 | 0 | 0 | 0 | 0 | 12 | 1
NO |  | 148 | 2015 | 6 | 30 | 30 |  | TL81-809 RIVERSIDE POWER | SOUTH HUDSON | 138 | 138 | 1-6.823 | 13.25 | 0 | 1 | 2x795.0 ACSR | 0 | 0 | 0 | 0 | 0 | 0 | 0 | 0 | 0 | 0 | 0 | 0 | 0 | 0 | 0 | 0 | 0 | 0 | 0 | 0 | 0 | 0 | 0 | 12 | 1
NO |  | 148 | 2015 | 6 | 31 | 31 |  | STATION 138 |  | 0 | 0 | 2-4.79 | 0 | 0 | 0 | 266.8 ACSR | 0 | 0 | 0 | 0 | 0 | 0 | 0 | 0 | 0 | 0 | 0 | 0 | 0 | 0 | 0 | 0 | 0 | 0 | 0 | 0 | 0 | 0 | 0 | 12 | 1
NO |  | 148 | 2015 | 6 | 32 | 32 |  |  |  | 0 | 0 | 3-1.366 | 0 | 0 | 0 | 2x795.0 ACSR | 0 | 0 | 0 | 0 | 0 | 0 | 0 | 0 | 0 | 0 | 0 | 0 | 0 | 0 | 0 | 0 | 0 | 0 | 0 | 0 | 0 | 0 | 0 | 12 | 1
NO |  | 148 | 2015 | 6 | 33 | 33 |  |  |  | 0 | 0 | 4-0.27 | 0 | 0 | 0 | 477.0 ACSR | 0 | 0 | 0 | 0 | 0 | 0 | 0 | 0 | 0 | 0 | 0 | 0 | 0 | 0 | 0 | 0 | 0 | 0 | 0 | 0 | 0 | 0 | 0 | 12 | 1
NO |  | 148 | 2015 | 6 | 34 | 34 |  |  |  | 0 | 0 | 0 | 0 | 0 | 0 | 789.4 CU Undergro | 0 | 0 | 0 | 0 | 0 | 0 | 0 | 0 | 0 | 0 | 0 | 0 | 0 | 0 | 0 | 0 | 0 | 0 | 0 | 0 | 0 | 0 | 0 | 12 | 1
NO |  | 148 | 2015 | 7 | 1 | 1 |  | TL81-810 CATOOSA | TULSA SOUTHEAST | 138 | 138 | 1-5.9502 | 10.27 | 8.45 | 1 | (T2) 397 ACSR | 0 | 0 | 0 | 0 | 0 | 0 | 0 | 0 | 0 | 0 | 0 | 0 | 0 | 0 | 0 | 0 | 0 | 0 | 0 | 0 | 0 | 0 | 0 | 12 | 1
NO |  | 148 | 2015 | 7 | 2 | 2 |  |  |  | 0 | 0 | 3-4.3217 | 0 | 0 | 0 | (T2) 477 ACSR | 0 | 0 | 0 | 0 | 0 | 0 | 0 | 0 | 0 | 0 | 0 | 0 | 0 | 0 | 0 | 0 | 0 | 0 | 0 | 0 | 0 | 0 | 0 | 12 | 1
NO |  | 148 | 2015 | 7 | 3 | 3 |  |  |  | 0 | 0 | 0 | 0 | 0 | 0 | 477.0 ACSR | 0 | 0 | 0 | 0 | 0 | 0 | 0 | 0 | 0 | 0 | 0 | 0 | 0 | 0 | 0 | 0 | 0 | 0 | 0 | 0 | 0 | 0 | 0 | 12 | 1
NO |  | 148 | 2015 | 7 | 4 | 4 |  |  |  | 0 | 0 | 0 | 0 | 0 | 0 | 556.5 ACSR | 0 | 0 | 0 | 0 | 0 | 0 | 0 | 0 | 0 | 0 | 0 | 0 | 0 | 0 | 0 | 0 | 0 | 0 | 0 | 0 | 0 | 0 | 0 | 12 | 1
NO |  | 148 | 2015 | 7 | 5 | 5 |  |  |  | 0 | 0 | 0 | 0 | 0 | 0 | 795.0 ACSR | 0 | 0 | 0 | 0 | 0 | 0 | 0 | 0 | 0 | 0 | 0 | 0 | 0 | 0 | 0 | 0 | 0 | 0 | 0 | 0 | 0 | 0 | 0 | 12 | 1
NO |  | 148 | 2015 | 7 | 6 | 6 |  | TL81-811 SAND SPRINGS | WEKIWA SUB | 138 | 138 | 1-6.1 | 9.9 | 9.01 | 1 | 1272.0 ACSR | 0 | 0 | 0 | 0 | 0 | 0 | 0 | 0 | 0 | 0 | 0 | 0 | 0 | 0 | 0 | 0 | 0 | 0 | 0 | 0 | 0 | 0 | 0 | 12 | 1
NO |  | 148 | 2015 | 7 | 7 | 7 |  |  |  | 0 | 0 | 3-3.8 | 0 | 0 | 0 | 477.0 ACSR | 0 | 0 | 0 | 0 | 0 | 0 | 0 | 0 | 0 | 0 | 0 | 0 | 0 | 0 | 0 | 0 | 0 | 0 | 0 | 0 | 0 | 0 | 0 | 12 | 1
NO |  | 148 | 2015 | 7 | 8 | 8 |  |  |  | 0 | 0 | 0 | 0 | 0 | 0 | 636.0 ACSR | 0 | 0 | 0 | 0 | 0 | 0 | 0 | 0 | 0 | 0 | 0 | 0 | 0 | 0 | 0 | 0 | 0 | 0 | 0 | 0 | 0 | 0 | 0 | 12 | 1
NO |  | 148 | 2015 | 7 | 9 | 9 |  |  |  | 0 | 0 | 0 | 0 | 0 | 0 | 795.0 ACSR | 0 | 0 | 0 | 0 | 0 | 0 | 0 | 0 | 0 | 0 | 0 | 0 | 0 | 0 | 0 | 0 | 0 | 0 | 0 | 0 | 0 | 0 | 0 | 12 | 1
NO |  | 148 | 2015 | 7 | 10 | 10 |  | TL81-812 SAPULPA ROAD | TULSA POWER STATION | 138 | 138 | 1-7.5953 | 11.39 | 0 | 1 | (T2) 636 ACSR | 0 | 0 | 0 | 0 | 0 | 0 | 0 | 0 | 0 | 0 | 0 | 0 | 0 | 0 | 0 | 0 | 0 | 0 | 0 | 0 | 0 | 0 | 0 | 12 | 1
NO |  | 148 | 2015 | 7 | 11 | 11 |  |  |  | 0 | 0 | 3-3.7929 | 0 | 0 | 0 | 1272.0 ACSR | 0 | 0 | 0 | 0 | 0 | 0 | 0 | 0 | 0 | 0 | 0 | 0 | 0 | 0 | 0 | 0 | 0 | 0 | 0 | 0 | 0 | 0 | 0 | 12 | 1
NO |  | 148 | 2015 | 7 | 12 | 12 |  |  |  | 0 | 0 | 0 | 0 | 0 | 0 | 477.0 ACSR | 0 | 0 | 0 | 0 | 0 | 0 | 0 | 0 | 0 | 0 | 0 | 0 | 0 | 0 | 0 | 0 | 0 | 0 | 0 | 0 | 0 | 0 | 0 | 12 | 1
NO |  | 148 | 2015 | 7 | 13 | 13 |  | TL81-813 SAND SPRINGS | SHEFFIELD STEEL | 138 | 138 | 3-0.86 | 0.86 | 0 | 1 | 1272.0 ACSR | 0 | 0 | 0 | 0 | 0 | 0 | 0 | 0 | 0 | 0 | 0 | 0 | 0 | 0 | 0 | 0 | 0 | 0 | 0 | 0 | 0 | 0 | 0 | 12 | 1
NO |  | 148 | 2015 | 7 | 14 | 14 |  | TL81-814 NORTHEASTERN POWER | TULSA NORTH 138 | 138 | 138 | 1-0.644 | 21.65 | 0 | 1 | 477.0 ACSR | 0 | 0 | 0 | 0 | 0 | 0 | 0 | 0 | 0 | 0 | 0 | 0 | 0 | 0 | 0 | 0 | 0 | 0 | 0 | 0 | 0 | 0 | 0 | 12 | 1
NO |  | 148 | 2015 | 7 | 15 | 15 |  | STATION |  | 0 | 0 | 3-21.01 | 0 | 0 | 0 | 556.5 ACSR | 0 | 0 | 0 | 0 | 0 | 0 | 0 | 0 | 0 | 0 | 0 | 0 | 0 | 0 | 0 | 0 | 0 | 0 | 0 | 0 | 0 | 0 | 0 | 12 | 1
NO |  | 148 | 2015 | 7 | 16 | 16 |  |  |  | 0 | 0 | 0 | 0 | 0 | 0 | 636.0 ACSR | 0 | 0 | 0 | 0 | 0 | 0 | 0 | 0 | 0 | 0 | 0 | 0 | 0 | 0 | 0 | 0 | 0 | 0 | 0 | 0 | 0 | 0 | 0 | 12 | 1
NO |  | 148 | 2015 | 7 | 17 | 17 |  |  |  | 0 | 0 | 0 | 0 | 0 | 0 | 795.0 ACSS | 0 | 0 | 0 | 0 | 0 | 0 | 0 | 0 | 0 | 0 | 0 | 0 | 0 | 0 | 0 | 0 | 0 | 0 | 0 | 0 | 0 | 0 | 0 | 12 | 1
NO |  | 148 | 2015 | 7 | 18 | 18 |  | TL81-815 NORTHEASTERN POWER | NOWATA | 138 | 138 | 1-0.17 | 19.89 | 0.3 | 1 | 795.0 ACSR | 0 | 0 | 0 | 0 | 0 | 0 | 0 | 0 | 0 | 0 | 0 | 0 | 0 | 0 | 0 | 0 | 0 | 0 | 0 | 0 | 0 | 0 | 0 | 12 | 1
NO |  | 148 | 2015 | 7 | 19 | 19 |  | STATION |  | 0 | 0 | 2-19.6 | 0 | 0 | 0 |  | 0 | 0 | 0 | 0 | 0 | 0 | 0 | 0 | 0 | 0 | 0 | 0 | 0 | 0 | 0 | 0 | 0 | 0 | 0 | 0 | 0 | 0 | 0 | 12 | 1
NO |  | 148 | 2015 | 7 | 20 | 20 |  |  |  | 0 | 0 | 3-0.12 | 0 | 0 | 0 |  | 0 | 0 | 0 | 0 | 0 | 0 | 0 | 0 | 0 | 0 | 0 | 0 | 0 | 0 | 0 | 0 | 0 | 0 | 0 | 0 | 0 | 0 | 0 | 12 | 1
NO |  | 148 | 2015 | 7 | 21 | 21 |  | TL81-816 BARTLESVILLE | NORTHEASTERN STATION | 138 | 138 | 1-23.36 | 23.36 | 0.81 | 1 | (T2) 636 ACSR | 0 | 0 | 0 | 0 | 0 | 0 | 0 | 0 | 0 | 0 | 0 | 0 | 0 | 0 | 0 | 0 | 0 | 0 | 0 | 0 | 0 | 0 | 0 | 12 | 1
NO |  | 148 | 2015 | 7 | 22 | 22 |  | SOUTHEAST |  | 0 | 0 | 0 | 0 | 0 | 0 | 1272.0 ACSR | 0 | 0 | 0 | 0 | 0 | 0 | 0 | 0 | 0 | 0 | 0 | 0 | 0 | 0 | 0 | 0 | 0 | 0 | 0 | 0 | 0 | 0 | 0 | 12 | 1
NO |  | 148 | 2015 | 7 | 23 | 23 |  | TL81-817 CATOOSA | NORTHEASTERN POWER STATION | 138 | 138 | 1-3.524 | 12.85 | 13.3 | 1 | 477.0 ACSR | 0 | 0 | 0 | 0 | 0 | 0 | 0 | 0 | 0 | 0 | 0 | 0 | 0 | 0 | 0 | 0 | 0 | 0 | 0 | 0 | 0 | 0 | 0 | 12 | 1
NO |  | 148 | 2015 | 7 | 24 | 24 |  |  |  | 0 | 0 | 3-9.33 | 0 | 0 | 0 | 636.0 ACSR | 0 | 0 | 0 | 0 | 0 | 0 | 0 | 0 | 0 | 0 | 0 | 0 | 0 | 0 | 0 | 0 | 0 | 0 | 0 | 0 | 0 | 0 | 0 | 12 | 1
NO |  | 148 | 2015 | 7 | 25 | 25 |  | TL81-818 SAND SPRINGS | BLUEBELL (OG&E) | 138 | 138 | 2-2.93 | 2.93 | 0 | 1 | 477.0 ACSR | 0 | 0 | 0 | 0 | 0 | 0 | 0 | 0 | 0 | 0 | 0 | 0 | 0 | 0 | 0 | 0 | 0 | 0 | 0 | 0 | 0 | 0 | 0 | 12 | 1
NO |  | 148 | 2015 | 7 | 26 | 26 |  | TL81-819 HOBART JCT | SOUTHWESTERN POWER STATION | 138 | 138 | 2-42.7 | 42.7 | 0 | 1 | 397.0 ACSR | 0 | 0 | 0 | 0 | 0 | 0 | 0 | 0 | 0 | 0 | 0 | 0 | 0 | 0 | 0 | 0 | 0 | 0 | 0 | 0 | 0 | 0 | 0 | 12 | 1
NO |  | 148 | 2015 | 7 | 27 | 27 |  |  |  | 0 | 0 | 0 | 0 | 0 | 0 | 4/0 ACSR | 0 | 0 | 0 | 0 | 0 | 0 | 0 | 0 | 0 | 0 | 0 | 0 | 0 | 0 | 0 | 0 | 0 | 0 | 0 | 0 | 0 | 0 | 0 | 12 | 1
NO |  | 148 | 2015 | 7 | 28 | 28 |  |  |  | 0 | 0 | 0 | 0 | 0 | 0 | 795.0 ACSR | 0 | 0 | 0 | 0 | 0 | 0 | 0 | 0 | 0 | 0 | 0 | 0 | 0 | 0 | 0 | 0 | 0 | 0 | 0 | 0 | 0 | 0 | 0 | 12 | 1
NO |  | 148 | 2015 | 7 | 29 | 29 |  | TL81-820 ALTUS JCT | RUSSELL (WFEC) | 138 | 138 | 2-4.96 | 4.96 | 7.15 | 1 | 477.0 ACSR | 0 | 0 | 0 | 0 | 0 | 0 | 0 | 0 | 0 | 0 | 0 | 0 | 0 | 0 | 0 | 0 | 0 | 0 | 0 | 0 | 0 | 0 | 0 | 12 | 1
NO |  | 148 | 2015 | 7 | 30 | 30 |  | TL81-821 CORNVILLE | DUNCAN 138 KV | 138 | 138 | 1-26.63 | 50.96 | 0.07 | 1 | 795.0 ACSR | 0 | 0 | 0 | 0 | 0 | 0 | 0 | 0 | 0 | 0 | 0 | 0 | 0 | 0 | 0 | 0 | 0 | 0 | 0 | 0 | 0 | 0 | 0 | 12 | 1
NO |  | 148 | 2015 | 7 | 31 | 31 |  |  |  | 0 | 0 | 2-24.33 | 0 | 0 | 0 | 266.8 ACSR | 0 | 0 | 0 | 0 | 0 | 0 | 0 | 0 | 0 | 0 | 0 | 0 | 0 | 0 | 0 | 0 | 0 | 0 | 0 | 0 | 0 | 0 | 0 | 12 | 1
NO |  | 148 | 2015 | 7 | 32 | 32 |  |  |  | 0 | 0 | 0 | 0 | 0 | 0 | 477.0 ACSR | 0 | 0 | 0 | 0 | 0 | 0 | 0 | 0 | 0 | 0 | 0 | 0 | 0 | 0 | 0 | 0 | 0 | 0 | 0 | 0 | 0 | 0 | 0 | 12 | 1
NO |  | 148 | 2015 | 7 | 33 | 33 |  |  |  | 0 | 0 | 0 | 0 | 0 | 0 | 795.0 ACSR | 0 | 0 | 0 | 0 | 0 | 0 | 0 | 0 | 0 | 0 | 0 | 0 | 0 | 0 | 0 | 0 | 0 | 0 | 0 | 0 | 0 | 0 | 0 | 12 | 1
NO |  | 148 | 2015 | 7 | 34 | 34 |  | TL81-822 NORTHEASTERN POWER | TULSA NORTH 138 | 138 | 138 | 1-0.31 | 1.12 | 21.26 | 1 | 477.0 ACSR | 0 | 0 | 0 | 0 | 0 | 0 | 0 | 0 | 0 | 0 | 0 | 0 | 0 | 0 | 0 | 0 | 0 | 0 | 0 | 0 | 0 | 0 | 0 | 12 | 1
NO |  | 148 | 2015 | 7 | 35 | 35 |  | STATION |  | 0 | 0 | 3-0.81 | 0 | 0 | 0 | 795.0 ACSR | 0 | 0 | 0 | 0 | 0 | 0 | 0 | 0 | 0 | 0 | 0 | 0 | 0 | 0 | 0 | 0 | 0 | 0 | 0 | 0 | 0 | 0 | 0 | 12 | 1
NO |  | 148 | 2015 | 8 | 1 | 1 |  | TL81-823 ATOKA | TUPELO (SWPA) | 138 | 138 | 2-33.22 | 33.22 | 0 | 1 | 266.8 ACSR | 0 | 0 | 0 | 0 | 0 | 0 | 0 | 0 | 0 | 0 | 0 | 0 | 0 | 0 | 0 | 0 | 0 | 0 | 0 | 0 | 0 | 0 | 0 | 12 | 1
NO |  | 148 | 2015 | 8 | 2 | 2 |  |  |  | 0 | 0 | 0 | 0 | 0 | 0 | 477.0 ACSR | 0 | 0 | 0 | 0 | 0 | 0 | 0 | 0 | 0 | 0 | 0 | 0 | 0 | 0 | 0 | 0 | 0 | 0 | 0 | 0 | 0 | 0 | 0 | 12 | 1
NO |  | 148 | 2015 | 8 | 3 | 3 |  | TL81-825 LAWTON EASTSIDE | SOUTHWESTERN STATION | 138 | 138 | 2-36.12 | 36.12 | 0 | 1 | 795.0 ACSR | 0 | 0 | 0 | 0 | 0 | 0 | 0 | 0 | 0 | 0 | 0 | 0 | 0 | 0 | 0 | 0 | 0 | 0 | 0 | 0 | 0 | 0 | 0 | 12 | 1
NO |  | 148 | 2015 | 8 | 4 | 4 |  | TL81-826 BARTLESVILLE | DEARING (KG&E) | 138 | 138 | 1-2.73 | 2.73 | 0 | 1 | 556.5 ACSR | 0 | 0 | 0 | 0 | 0 | 0 | 0 | 0 | 0 | 0 | 0 | 0 | 0 | 0 | 0 | 0 | 0 | 0 | 0 | 0 | 0 | 0 | 0 | 12 | 1
NO |  | 148 | 2015 | 8 | 5 | 5 |  | SOUTHEAST |  | 0 | 0 | 0 | 0 | 0 | 0 |  | 0 | 0 | 0 | 0 | 0 | 0 | 0 | 0 | 0 | 0 | 0 | 0 | 0 | 0 | 0 | 0 | 0 | 0 | 0 | 0 | 0 | 0 | 0 | 12 | 1
NO |  | 148 | 2015 | 8 | 6 | 6 |  | TL81-827 BARTLESVILLE | BARTLESVILLE SOUTHEAST | 138 | 138 | 2-11.35 | 11.35 | 7.37 | 1 | 266.8 ACSR | 0 | 0 | 0 | 0 | 0 | 0 | 0 | 0 | 0 | 0 | 0 | 0 | 0 | 0 | 0 | 0 | 0 | 0 | 0 | 0 | 0 | 0 | 0 | 12 | 1
NO |  | 148 | 2015 | 8 | 7 | 7 |  | COMANCHE |  | 0 | 0 | 0 | 0 | 0 | 0 | 477.0 ACSR | 0 | 0 | 0 | 0 | 0 | 0 | 0 | 0 | 0 | 0 | 0 | 0 | 0 | 0 | 0 | 0 | 0 | 0 | 0 | 0 | 0 | 0 | 0 | 12 | 1
NO |  | 148 | 2015 | 8 | 8 | 8 |  |  |  | 0 | 0 | 0 | 0 | 0 | 0 | 795.0 ACSR | 0 | 0 | 0 | 0 | 0 | 0 | 0 | 0 | 0 | 0 | 0 | 0 | 0 | 0 | 0 | 0 | 0 | 0 | 0 | 0 | 0 | 0 | 0 | 12 | 1
NO |  | 148 | 2015 | 8 | 9 | 9 |  | TL81-828 CATOOSA | NORTHEASTERN POWER STATION | 138 | 138 | 1-13.8 | 25.66 | 0 | 1 | 397.0 ACSR | 0 | 0 | 0 | 0 | 0 | 0 | 0 | 0 | 0 | 0 | 0 | 0 | 0 | 0 | 0 | 0 | 0 | 0 | 0 | 0 | 0 | 0 | 0 | 12 | 1
NO |  | 148 | 2015 | 8 | 10 | 10 |  |  |  | 0 | 0 | 2-9.78 | 0 | 0 | 0 | 477.0 ACSR | 0 | 0 | 0 | 0 | 0 | 0 | 0 | 0 | 0 | 0 | 0 | 0 | 0 | 0 | 0 | 0 | 0 | 0 | 0 | 0 | 0 | 0 | 0 | 12 | 1
NO |  | 148 | 2015 | 8 | 11 | 11 |  |  |  | 0 | 0 | 3-2.08 | 0 | 0 | 0 | 556.5 ACSR | 0 | 0 | 0 | 0 | 0 | 0 | 0 | 0 | 0 | 0 | 0 | 0 | 0 | 0 | 0 | 0 | 0 | 0 | 0 | 0 | 0 | 0 | 0 | 12 | 1
NO |  | 148 | 2015 | 8 | 12 | 12 |  |  |  | 0 | 0 | 0 | 0 | 0 | 0 | 795.0 ACSR | 0 | 0 | 0 | 0 | 0 | 0 | 0 | 0 | 0 | 0 | 0 | 0 | 0 | 0 | 0 | 0 | 0 | 0 | 0 | 0 | 0 | 0 | 0 | 12 | 1
NO |  | 148 | 2015 | 8 | 13 | 13 |  | TL81-829 88TH & MINGO | CATOOSA | 138 | 138 | 1-2.871 | 12.2 | 10.54 | 1 | 556.5 ACSR | 0 | 0 | 0 | 0 | 0 | 0 | 0 | 0 | 0 | 0 | 0 | 0 | 0 | 0 | 0 | 0 | 0 | 0 | 0 | 0 | 0 | 0 | 0 | 12 | 1
NO |  | 148 | 2015 | 8 | 14 | 14 |  |  |  | 0 | 0 | 3-9.33 | 0 | 0 | 0 | 795.0 ACSR | 0 | 0 | 0 | 0 | 0 | 0 | 0 | 0 | 0 | 0 | 0 | 0 | 0 | 0 | 0 | 0 | 0 | 0 | 0 | 0 | 0 | 0 | 0 | 12 | 1
NO |  | 148 | 2015 | 8 | 15 | 15 |  | TL81-833 CORNVILLE | CIMARRON (OG&E) | 138 | 138 | 1-4.85 | 24.62 | 3.25 | 1 | 1272.0 ACSR | 0 | 0 | 0 | 0 | 0 | 0 | 0 | 0 | 0 | 0 | 0 | 0 | 0 | 0 | 0 | 0 | 0 | 0 | 0 | 0 | 0 | 0 | 0 | 12 | 1
NO |  | 148 | 2015 | 8 | 16 | 16 |  |  |  | 0 | 0 | 2-19.77 | 0 | 0 | 0 | 795.0 ACSR | 0 | 0 | 0 | 0 | 0 | 0 | 0 | 0 | 0 | 0 | 0 | 0 | 0 | 0 | 0 | 0 | 0 | 0 | 0 | 0 | 0 | 0 | 0 | 12 | 1
NO |  | 148 | 2015 | 8 | 17 | 17 |  | TL81-834 LONE OAK | WELEETKA | 138 | 138 | 2-5.84 | 5.84 | 0 | 1 | 3/0 S CUweld CU 1 | 0 | 0 | 0 | 0 | 0 | 0 | 0 | 0 | 0 | 0 | 0 | 0 | 0 | 0 | 0 | 0 | 0 | 0 | 0 | 0 | 0 | 0 | 0 | 12 | 1
NO |  | 148 | 2015 | 8 | 18 | 18 |  |  |  | 0 | 0 | 0 | 0 | 0 | 0 | 477.0 ACSR | 0 | 0 | 0 | 0 | 0 | 0 | 0 | 0 | 0 | 0 | 0 | 0 | 0 | 0 | 0 | 0 | 0 | 0 | 0 | 0 | 0 | 0 | 0 | 12 | 1
NO |  | 148 | 2015 | 8 | 19 | 19 |  |  |  | 0 | 0 | 0 | 0 | 0 | 0 | 795.0 ACSR | 0 | 0 | 0 | 0 | 0 | 0 | 0 | 0 | 0 | 0 | 0 | 0 | 0 | 0 | 0 | 0 | 0 | 0 | 0 | 0 | 0 | 0 | 0 | 12 | 1
NO |  | 148 | 2015 | 8 | 20 | 20 |  | TL81-835 LONE OAK | BROKEN BOW (SWPA) | 138 | 138 | 2-47.84 | 47.84 | 0 | 1 | 477.0 ACSR | 0 | 0 | 0 | 0 | 0 | 0 | 0 | 0 | 0 | 0 | 0 | 0 | 0 | 0 | 0 | 0 | 0 | 0 | 0 | 0 | 0 | 0 | 0 | 12 | 1
NO |  | 148 | 2015 | 8 | 21 | 21 |  |  |  | 0 | 0 | 0 | 0 | 0 | 0 | 795.0 ACSR | 0 | 0 | 0 | 0 | 0 | 0 | 0 | 0 | 0 | 0 | 0 | 0 | 0 | 0 | 0 | 0 | 0 | 0 | 0 | 0 | 0 | 0 | 0 | 12 | 1
NO |  | 148 | 2015 | 8 | 22 | 22 |  | TL81-836 RED OAK | EUFAULA (SWPA) | 138 | 138 | 1-16.5252 | 43.96 | 0 | 1 | 4/0 ACSR | 0 | 0 | 0 | 0 | 0 | 0 | 0 | 0 | 0 | 0 | 0 | 0 | 0 | 0 | 0 | 0 | 0 | 0 | 0 | 0 | 0 | 0 | 0 | 12 | 1
NO |  | 148 | 2015 | 8 | 23 | 23 |  |  |  | 0 | 0 | 2-26.5865 | 0 | 0 | 0 | 477.0 ACSR | 0 | 0 | 0 | 0 | 0 | 0 | 0 | 0 | 0 | 0 | 0 | 0 | 0 | 0 | 0 | 0 | 0 | 0 | 0 | 0 | 0 | 0 | 0 | 12 | 1
NO |  | 148 | 2015 | 8 | 24 | 24 |  |  |  | 0 | 0 | 3-0.8437 | 0 | 0 | 0 | 556.5 ACSR | 0 | 0 | 0 | 0 | 0 | 0 | 0 | 0 | 0 | 0 | 0 | 0 | 0 | 0 | 0 | 0 | 0 | 0 | 0 | 0 | 0 | 0 | 0 | 12 | 1
NO |  | 148 | 2015 | 8 | 25 | 25 |  |  |  | 0 | 0 | 0 | 0 | 0 | 0 | 795.0 ACSR | 0 | 0 | 0 | 0 | 0 | 0 | 0 | 0 | 0 | 0 | 0 | 0 | 0 | 0 | 0 | 0 | 0 | 0 | 0 | 0 | 0 | 0 | 0 | 12 | 1
NO |  | 148 | 2015 | 8 | 26 | 26 |  | TL81-837 OKMULGEE CITY | RIVERSIDE POWER STATION 138 | 138 | 138 | 2-26.11 | 26.11 | 1.9 | 1 | 795.0 ACSR | 0 | 0 | 0 | 0 | 0 | 0 | 0 | 0 | 0 | 0 | 0 | 0 | 0 | 0 | 0 | 0 | 0 | 0 | 0 | 0 | 0 | 0 | 0 | 12 | 1
NO |  | 148 | 2015 | 8 | 27 | 27 |  | TL81-838 CATOOSA | ONETA | 138 | 138 | 1-11.8836 | 15.27 | 13.28 | 1 | (T2) 477 ACSR | 0 | 0 | 0 | 0 | 0 | 0 | 0 | 0 | 0 | 0 | 0 | 0 | 0 | 0 | 0 | 0 | 0 | 0 | 0 | 0 | 0 | 0 | 0 | 12 | 1
NO |  | 148 | 2015 | 8 | 28 | 28 |  |  |  | 0 | 0 | 2-3.3867 | 0 | 0 | 0 | 477.0 ACSR | 0 | 0 | 0 | 0 | 0 | 0 | 0 | 0 | 0 | 0 | 0 | 0 | 0 | 0 | 0 | 0 | 0 | 0 | 0 | 0 | 0 | 0 | 0 | 12 | 1
NO |  | 148 | 2015 | 8 | 29 | 29 |  |  |  | 0 | 0 | 0 | 0 | 0 | 0 | 556.5 ACSR | 0 | 0 | 0 | 0 | 0 | 0 | 0 | 0 | 0 | 0 | 0 | 0 | 0 | 0 | 0 | 0 | 0 | 0 | 0 | 0 | 0 | 0 | 0 | 12 | 1
NO |  | 148 | 2015 | 8 | 30 | 30 |  |  |  | 0 | 0 | 0 | 0 | 0 | 0 | 795.0 ACSR | 0 | 0 | 0 | 0 | 0 | 0 | 0 | 0 | 0 | 0 | 0 | 0 | 0 | 0 | 0 | 0 | 0 | 0 | 0 | 0 | 0 | 0 | 0 | 12 | 1
NO |  | 148 | 2015 | 8 | 31 | 31 |  | TL81-840 DUNCAN | LAWTON EASTSIDE | 138 | 138 | 2-21.59 | 26.81 | 0 | 1 | 266.8 ACSR | 0 | 0 | 0 | 0 | 0 | 0 | 0 | 0 | 0 | 0 | 0 | 0 | 0 | 0 | 0 | 0 | 0 | 0 | 0 | 0 | 0 | 0 | 0 | 12 | 1
NO |  | 148 | 2015 | 8 | 32 | 32 |  |  |  | 0 | 0 | 3-5.22 | 0 | 0 | 0 | 795.0 ACSR | 0 | 0 | 0 | 0 | 0 | 0 | 0 | 0 | 0 | 0 | 0 | 0 | 0 | 0 | 0 | 0 | 0 | 0 | 0 | 0 | 0 | 0 | 0 | 12 | 1
NO |  | 148 | 2015 | 8 | 33 | 33 |  | TL81-841 CORNVILLE | SOUTHWESTERN POWER STATION | 138 | 138 | 1-0.49 | 30.95 | 0 | 1 | 1272.0 ACSR | 0 | 0 | 0 | 0 | 0 | 0 | 0 | 0 | 0 | 0 | 0 | 0 | 0 | 0 | 0 | 0 | 0 | 0 | 0 | 0 | 0 | 0 | 0 | 12 | 1
NO |  | 148 | 2015 | 8 | 34 | 34 |  |  |  | 0 | 0 | 2-27.21 | 0 | 0 | 0 | 795.0 ACSR | 0 | 0 | 0 | 0 | 0 | 0 | 0 | 0 | 0 | 0 | 0 | 0 | 0 | 0 | 0 | 0 | 0 | 0 | 0 | 0 | 0 | 0 | 0 | 12 | 1
NO |  | 148 | 2015 | 8 | 35 | 35 |  |  |  | 0 | 0 | 3-3.25 | 0 | 0 | 0 |  | 0 | 0 | 0 | 0 | 0 | 0 | 0 | 0 | 0 | 0 | 0 | 0 | 0 | 0 | 0 | 0 | 0 | 0 | 0 | 0 | 0 | 0 | 0 | 12 | 1
NO |  | 148 | 2015 | 9 | 1 | 1 |  | TL81-842 WELEETKA | MAUD (OG&E) | 138 | 138 | 2-30.05 | 30.05 | 0 | 1 | 3/0 S CUweld CU 1 | 0 | 0 | 0 | 0 | 0 | 0 | 0 | 0 | 0 | 0 | 0 | 0 | 0 | 0 | 0 | 0 | 0 | 0 | 0 | 0 | 0 | 0 | 0 | 12 | 1
NO |  | 148 | 2015 | 9 | 2 | 2 |  |  |  | 0 | 0 | 0 | 0 | 0 | 0 | 477.0 ACSR | 0 | 0 | 0 | 0 | 0 | 0 | 0 | 0 | 0 | 0 | 0 | 0 | 0 | 0 | 0 | 0 | 0 | 0 | 0 | 0 | 0 | 0 | 0 | 12 | 1
NO |  | 148 | 2015 | 9 | 3 | 3 |  |  |  | 0 | 0 | 0 | 0 | 0 | 0 | 795.0 ACSR | 0 | 0 | 0 | 0 | 0 | 0 | 0 | 0 | 0 | 0 | 0 | 0 | 0 | 0 | 0 | 0 | 0 | 0 | 0 | 0 | 0 | 0 | 0 | 12 | 1
NO |  | 148 | 2015 | 9 | 4 | 4 |  | TL81-843 BARNSDALL TAP | TULSA NORTH 138 | 138 | 138 | 2-25.34 | 25.34 | 0 | 1 | 795.0 ACSR | 0 | 0 | 0 | 0 | 0 | 0 | 0 | 0 | 0 | 0 | 0 | 0 | 0 | 0 | 0 | 0 | 0 | 0 | 0 | 0 | 0 | 0 | 0 | 12 | 1
NO |  | 148 | 2015 | 9 | 5 | 5 |  | TL81-844 BARTLESVILLE | MOUND ROAD | 138 | 138 | 2-2.83 | 2.83 | 0.97 | 1 | 266.8 ACSR | 0 | 0 | 0 | 0 | 0 | 0 | 0 | 0 | 0 | 0 | 0 | 0 | 0 | 0 | 0 | 0 | 0 | 0 | 0 | 0 | 0 | 0 | 0 | 12 | 1
NO |  | 148 | 2015 | 9 | 6 | 6 |  | COMANCHE |  | 0 | 0 | 0 | 0 | 0 | 0 | 795.0 ACSR | 0 | 0 | 0 | 0 | 0 | 0 | 0 | 0 | 0 | 0 | 0 | 0 | 0 | 0 | 0 | 0 | 0 | 0 | 0 | 0 | 0 | 0 | 0 | 12 | 1
NO |  | 148 | 2015 | 9 | 7 | 7 |  | TL81-845 RUSSELL (WFEC) | LAKE PAULINE (TNC) | 138 | 138 | 1-0.2573 | 23.29 | 0 | 1 | 477.0 ACSR | 0 | 0 | 0 | 0 | 0 | 0 | 0 | 0 | 0 | 0 | 0 | 0 | 0 | 0 | 0 | 0 | 0 | 0 | 0 | 0 | 0 | 0 | 0 | 12 | 1
NO |  | 148 | 2015 | 9 | 8 | 8 |  |  |  | 0 | 0 | 2-23.0327 | 0 | 0 | 0 |  | 0 | 0 | 0 | 0 | 0 | 0 | 0 | 0 | 0 | 0 | 0 | 0 | 0 | 0 | 0 | 0 | 0 | 0 | 0 | 0 | 0 | 0 | 0 | 12 | 1
NO |  | 148 | 2015 | 9 | 9 | 9 |  | TL81-846 MOHAWK | TULSA NORTH 138 | 138 | 138 | 1-14.935 | 14.94 | 0 | 1 | 477.0 ACSR | 0 | 0 | 0 | 0 | 0 | 0 | 0 | 0 | 0 | 0 | 0 | 0 | 0 | 0 | 0 | 0 | 0 | 0 | 0 | 0 | 0 | 0 | 0 | 12 | 1
NO |  | 148 | 2015 | 9 | 10 | 10 |  | TL81-847 CRAIG JCT (PSO) | PATTERSON (SWEPCO) | 138 | 138 | 1-0.35 | 2.8 | 0 | 1 | 1272.0 ACSR | 0 | 0 | 0 | 0 | 0 | 0 | 0 | 0 | 0 | 0 | 0 | 0 | 0 | 0 | 0 | 0 | 0 | 0 | 0 | 0 | 0 | 0 | 0 | 12 | 1
NO |  | 148 | 2015 | 9 | 11 | 11 |  |  |  | 0 | 0 | 2-2.45 | 0 | 0 | 0 | 1590.0 ACSR | 0 | 0 | 0 | 0 | 0 | 0 | 0 | 0 | 0 | 0 | 0 | 0 | 0 | 0 | 0 | 0 | 0 | 0 | 0 | 0 | 0 | 0 | 0 | 12 | 1
NO |  | 148 | 2015 | 9 | 12 | 12 |  | TL81-848 LAWTON EASTSIDE | SOUTHWESTERN STATION | 138 | 138 | 1-1.11 | 40.92 | 0 | 1 | 2x397.0 ACSR | 0 | 0 | 0 | 0 | 0 | 0 | 0 | 0 | 0 | 0 | 0 | 0 | 0 | 0 | 0 | 0 | 0 | 0 | 0 | 0 | 0 | 0 | 0 | 12 | 1
NO |  | 148 | 2015 | 9 | 13 | 13 |  |  |  | 0 | 0 | 2-39.81 | 0 | 0 | 0 | 477.0 ACSR | 0 | 0 | 0 | 0 | 0 | 0 | 0 | 0 | 0 | 0 | 0 | 0 | 0 | 0 | 0 | 0 | 0 | 0 | 0 | 0 | 0 | 0 | 0 | 12 | 1
NO |  | 148 | 2015 | 9 | 14 | 14 |  |  |  | 0 | 0 | 0 | 0 | 0 | 0 | 795.0 ACSR | 0 | 0 | 0 | 0 | 0 | 0 | 0 | 0 | 0 | 0 | 0 | 0 | 0 | 0 | 0 | 0 | 0 | 0 | 0 | 0 | 0 | 0 | 0 | 12 | 1
NO |  | 148 | 2015 | 9 | 15 | 15 |  | TL81-849 OKMULGEE | HENRYETTA | 138 | 138 | 1-13.641 | 13.64 | 0.16 | 1 | 1272.0 ACSR | 0 | 0 | 0 | 0 | 0 | 0 | 0 | 0 | 0 | 0 | 0 | 0 | 0 | 0 | 0 | 0 | 0 | 0 | 0 | 0 | 0 | 0 | 0 | 12 | 1
NO |  | 148 | 2015 | 9 | 16 | 16 |  |  |  | 0 | 0 | 0 | 0 | 0 | 0 | 795.0 ACSR | 0 | 0 | 0 | 0 | 0 | 0 | 0 | 0 | 0 | 0 | 0 | 0 | 0 | 0 | 0 | 0 | 0 | 0 | 0 | 0 | 0 | 0 | 0 | 12 | 1
NO |  | 148 | 2015 | 9 | 17 | 17 |  | SubTotal 138 kV Lines in OK |  | 0 | 0 |  | 1778.91 | 177.15 | 117 |  | 0 | 0 | 0 | 0 | 0 | 0 | 0 | 0 | 0 | 0 | 0 | 0 | 0 | 0 | 0 | 0 | 0 | 0 | 0 | 0 | 0 | 0 | 0 | 12 | 1
NO |  | 148 | 2015 | 9 | 18 | 18 |  | TL81-531 HOLLIS | HOLLIS (TNC INTERCONNECT) | 138 | 138 | 1-11.63 | 11.63 | 0 | 1 | 477.0 ACSR | 0 | 0 | 0 | 0 | 0 | 0 | 0 | 0 | 0 | 0 | 0 | 0 | 0 | 0 | 0 | 0 | 0 | 0 | 0 | 0 | 0 | 0 | 0 | 12 | 1
NO |  | 148 | 2015 | 9 | 19 | 19 |  | SubTotal 138 kV Lines in TX |  | 0 | 0 |  | 11.63 | 0 | 1 |  | 0 | 0 | 0 | 0 | 0 | 0 | 0 | 0 | 0 | 0 | 0 | 0 | 0 | 0 | 0 | 0 | 0 | 0 | 0 | 0 | 0 | 0 | 0 | 12 | 1
NO |  | 148 | 2015 | 9 | 20 | 20 |  | TL81-504 CRAIG JCT | BROKEN BOW DAM (SWPA) | 138 | 138 | 1-6.74 | 9.24 | 2.35 | 1 | 795.0 ACSR | 0 | 0 | 0 | 0 | 0 | 0 | 0 | 0 | 0 | 0 | 0 | 0 | 0 | 0 | 0 | 0 | 0 | 0 | 0 | 0 | 0 | 0 | 0 | 12 | 1
NO |  | 148 | 2015 | 9 | 21 | 21 |  |  |  | 0 | 0 | 2-2.50 | 0 | 0 | 0 | 1590.0 ACSR | 0 | 0 | 0 | 0 | 0 | 0 | 0 | 0 | 0 | 0 | 0 | 0 | 0 | 0 | 0 | 0 | 0 | 0 | 0 | 0 | 0 | 0 | 0 | 12 | 1
NO |  | 148 | 2015 | 9 | 22 | 22 |  | TL81-535 WEATHERFORD JCT | JENSON (OG&E) | 138 | 138 | 1-0.0216 | 40.78 | 2.41 | 1 | 795.0 ACSR | 0 | 0 | 0 | 0 | 0 | 0 | 0 | 0 | 0 | 0 | 0 | 0 | 0 | 0 | 0 | 0 | 0 | 0 | 0 | 0 | 0 | 0 | 0 | 12 | 1
NO |  | 148 | 2015 | 9 | 23 | 23 |  |  |  | 0 | 0 | 2-40.758 | 0 | 0 | 0 |  | 0 | 0 | 0 | 0 | 0 | 0 | 0 | 0 | 0 | 0 | 0 | 0 | 0 | 0 | 0 | 0 | 0 | 0 | 0 | 0 | 0 | 0 | 0 | 12 | 1
NO |  | 148 | 2015 | 9 | 24 | 24 |  | TL81-552 BARNSDALL TAP | MOUND ROAD | 138 | 138 | 1-0.54 | 19.95 | 0 | 1 | 1272.0 ACSR | 0 | 0 | 0 | 0 | 0 | 0 | 0 | 0 | 0 | 0 | 0 | 0 | 0 | 0 | 0 | 0 | 0 | 0 | 0 | 0 | 0 | 0 | 0 | 12 | 1
NO |  | 148 | 2015 | 9 | 25 | 25 |  |  |  | 0 | 0 | 2-14.26 | 0 | 0 | 0 | 795.0 ACSR | 0 | 0 | 0 | 0 | 0 | 0 | 0 | 0 | 0 | 0 | 0 | 0 | 0 | 0 | 0 | 0 | 0 | 0 | 0 | 0 | 0 | 0 | 0 | 12 | 1
NO |  | 148 | 2015 | 9 | 26 | 26 |  | SubTotal 138 kV Lines (Chan |  | 0 | 0 |  | 69.97 | 4.76 | 3 |  | 0 | 0 | 0 | 0 | 0 | 0 | 0 | 0 | 0 | 0 | 0 | 0 | 0 | 0 | 0 | 0 | 0 | 0 | 0 | 0 | 0 | 0 | 0 | 12 | 1
NO |  | 148 | 2015 | 9 | 27 | 27 |  | Total 138 kV Lines (All) |  | 0 | 0 |  | 1860.51 | 181.91 | 121 |  | 0 | 0 | 0 | 0 | 0 | 0 | 0 | 0 | 0 | 0 | 0 | 0 | 0 | 0 | 0 | 0 | 0 | 0 | 0 | 0 | 0 | 0 | 0 | 12 | 1
NO |  | 148 | 2015 | 9 | 28 | 28 |  | TL81-824 PRYOR JCT. | KERR HYDRO (GRDA) | 115 | 115 | 2-7.92 | 10.49 | 0 | 1 | 266.8 ACSR | 0 | 0 | 0 | 0 | 0 | 0 | 0 | 0 | 0 | 0 | 0 | 0 | 0 | 0 | 0 | 0 | 0 | 0 | 0 | 0 | 0 | 0 | 0 | 12 | 1
NO |  | 148 | 2015 | 9 | 29 | 29 |  |  |  | 0 | 0 | 3-2.57 | 0 | 0 | 0 | 556.5 ACSR | 0 | 0 | 0 | 0 | 0 | 0 | 0 | 0 | 0 | 0 | 0 | 0 | 0 | 0 | 0 | 0 | 0 | 0 | 0 | 0 | 0 | 0 | 0 | 12 | 1
NO |  | 148 | 2015 | 9 | 31 | 31 |  | Total 115 kV Lines (All) |  | 0 | 0 |  | 10.49 | 0 | 1 |  | 0 | 0 | 0 | 0 | 0 | 0 | 0 | 0 | 0 | 0 | 0 | 0 | 0 | 0 | 0 | 0 | 0 | 0 | 0 | 0 | 0 | 0 | 0 | 12 | 1
NO |  | 148 | 2015 | 9 | 33 | 33 |  | TL66-103 WELEETKA POWER | FIXICO(OG&E) | 69 | 69 | 1-11.16 | 11.27 | 0 | 1 | 1/0 ACSR | 0 | 0 | 0 | 0 | 0 | 0 | 0 | 0 | 0 | 0 | 0 | 0 | 0 | 0 | 0 | 0 | 0 | 0 | 0 | 0 | 0 | 0 | 0 | 12 | 1
NO |  | 148 | 2015 | 9 | 34 | 34 |  | STATION |  | 0 | 0 | 3-0.11 | 0 | 0 | 0 | 266.8 ACSR | 0 | 0 | 0 | 0 | 0 | 0 | 0 | 0 | 0 | 0 | 0 | 0 | 0 | 0 | 0 | 0 | 0 | 0 | 0 | 0 | 0 | 0 | 0 | 12 | 1
NO |  | 148 | 2015 | 9 | 35 | 35 |  |  |  | 0 | 0 | 0 | 0 | 0 | 0 | 3/0 CU Hard Drawn | 0 | 0 | 0 | 0 | 0 | 0 | 0 | 0 | 0 | 0 | 0 | 0 | 0 | 0 | 0 | 0 | 0 | 0 | 0 | 0 | 0 | 0 | 0 | 12 | 1
NO |  | 148 | 2015 | 10 | 1 | 1 |  | TL66-106 CHOUTEAU | TULSA SOUTHEAST | 69 | 69 | 2-3.15 | 3.15 | 0 | 1 | 266.8 ACSR | 0 | 0 | 0 | 0 | 0 | 0 | 0 | 0 | 0 | 0 | 0 | 0 | 0 | 0 | 0 | 0 | 0 | 0 | 0 | 0 | 0 | 0 | 0 | 12 | 1
NO |  | 148 | 2015 | 10 | 2 | 2 |  |  |  | 0 | 0 | 0 | 0 | 0 | 0 | 2/0 CU Hard Drawn | 0 | 0 | 0 | 0 | 0 | 0 | 0 | 0 | 0 | 0 | 0 | 0 | 0 | 0 | 0 | 0 | 0 | 0 | 0 | 0 | 0 | 0 | 0 | 12 | 1
NO |  | 148 | 2015 | 10 | 3 | 3 |  |  |  | 0 | 0 | 0 | 0 | 0 | 0 | 4/0 ACSR | 0 | 0 | 0 | 0 | 0 | 0 | 0 | 0 | 0 | 0 | 0 | 0 | 0 | 0 | 0 | 0 | 0 | 0 | 0 | 0 | 0 | 0 | 0 | 12 | 1
NO |  | 148 | 2015 | 10 | 4 | 4 |  |  |  | 0 | 0 | 0 | 0 | 0 | 0 | 477.0 ACSR | 0 | 0 | 0 | 0 | 0 | 0 | 0 | 0 | 0 | 0 | 0 | 0 | 0 | 0 | 0 | 0 | 0 | 0 | 0 | 0 | 0 | 0 | 0 | 12 | 1
NO |  | 148 | 2015 | 10 | 5 | 5 |  |  |  | 0 | 0 | 0 | 0 | 0 | 0 | 556.5 ACSR | 0 | 0 | 0 | 0 | 0 | 0 | 0 | 0 | 0 | 0 | 0 | 0 | 0 | 0 | 0 | 0 | 0 | 0 | 0 | 0 | 0 | 0 | 0 | 12 | 1
NO |  | 148 | 2015 | 10 | 6 | 6 |  | TL66-109 CATOOSA | DAWSON | 69 | 69 | 1-5.45 | 7.19 | 0 | 1 | 477.0 ACSR | 0 | 0 | 0 | 0 | 0 | 0 | 0 | 0 | 0 | 0 | 0 | 0 | 0 | 0 | 0 | 0 | 0 | 0 | 0 | 0 | 0 | 0 | 0 | 12 | 1
NO |  | 148 | 2015 | 10 | 7 | 7 |  |  |  | 0 | 0 | 2-1.74 | 0 | 0 | 0 | 477.0 ACSR | 0 | 0 | 0 | 0 | 0 | 0 | 0 | 0 | 0 | 0 | 0 | 0 | 0 | 0 | 0 | 0 | 0 | 0 | 0 | 0 | 0 | 0 | 0 | 12 | 1
NO |  | 148 | 2015 | 10 | 8 | 8 |  | TL66-111 LONE OAK | RED OAK | 69 | 69 | 2-18.69 | 18.69 | 8.93 | 1 | 4/0 ACSR | 0 | 0 | 0 | 0 | 0 | 0 | 0 | 0 | 0 | 0 | 0 | 0 | 0 | 0 | 0 | 0 | 0 | 0 | 0 | 0 | 0 | 0 | 0 | 12 | 1
NO |  | 148 | 2015 | 10 | 9 | 9 |  |  |  | 0 | 0 |  | 0 | 0 | 0 | 477.0 ACSR | 0 | 0 | 0 | 0 | 0 | 0 | 0 | 0 | 0 | 0 | 0 | 0 | 0 | 0 | 0 | 0 | 0 | 0 | 0 | 0 | 0 | 0 | 0 | 12 | 1
NO |  | 148 | 2015 | 10 | 10 | 10 |  | TL66-112 SAND SPRINGS | SUNRAY DX | 69 | 69 | 1-0.61 | 4.1 | 1.25 | 1 | 397.0 ACSR | 0 | 0 | 0 | 0 | 0 | 0 | 0 | 0 | 0 | 0 | 0 | 0 | 0 | 0 | 0 | 0 | 0 | 0 | 0 | 0 | 0 | 0 | 0 | 12 | 1
NO |  | 148 | 2015 | 10 | 11 | 11 |  |  |  | 0 | 0 | 2-3.12 | 0 | 0 | 0 | 266.8 ACSR | 0 | 0 | 0 | 0 | 0 | 0 | 0 | 0 | 0 | 0 | 0 | 0 | 0 | 0 | 0 | 0 | 0 | 0 | 0 | 0 | 0 | 0 | 0 | 12 | 1
NO |  | 148 | 2015 | 10 | 12 | 12 |  |  |  | 0 | 0 | 3-0.37 | 0 | 0 | 0 | 4/0 CU | 0 | 0 | 0 | 0 | 0 | 0 | 0 | 0 | 0 | 0 | 0 | 0 | 0 | 0 | 0 | 0 | 0 | 0 | 0 | 0 | 0 | 0 | 0 | 12 | 1
NO |  | 148 | 2015 | 10 | 13 | 13 |  |  |  | 0 | 0 |  | 0 | 0 | 0 | 477.0 ACSR | 0 | 0 | 0 | 0 | 0 | 0 | 0 | 0 | 0 | 0 | 0 | 0 | 0 | 0 | 0 | 0 | 0 | 0 | 0 | 0 | 0 | 0 | 0 | 12 | 1
NO |  | 148 | 2015 | 10 | 14 | 14 |  |  |  | 0 | 0 |  | 0 | 0 | 0 | 556.5 ACSR | 0 | 0 | 0 | 0 | 0 | 0 | 0 | 0 | 0 | 0 | 0 | 0 | 0 | 0 | 0 | 0 | 0 | 0 | 0 | 0 | 0 | 0 | 0 | 12 | 1
NO |  | 148 | 2015 | 10 | 15 | 15 |  |  |  | 0 | 0 |  | 0 | 0 | 0 | 636.0 ACSR | 0 | 0 | 0 | 0 | 0 | 0 | 0 | 0 | 0 | 0 | 0 | 0 | 0 | 0 | 0 | 0 | 0 | 0 | 0 | 0 | 0 | 0 | 0 | 12 | 1
NO |  | 148 | 2015 | 10 | 16 | 16 |  | TL66-113 BARTLESVILLE COMAN | BLAKE STATION | 69 | 69 | 2-12.00 | 12 | 4.71 | 1 | 4/0 ACSR | 0 | 0 | 0 | 0 | 0 | 0 | 0 | 0 | 0 | 0 | 0 | 0 | 0 | 0 | 0 | 0 | 0 | 0 | 0 | 0 | 0 | 0 | 0 | 12 | 1
NO |  | 148 | 2015 | 10 | 17 | 17 |  | TL66-117 ATOKA | McALESTER | 69 | 69 | 1-3.99 | 47.34 | 0 | 1 | 266.8 ACSR | 0 | 0 | 0 | 0 | 0 | 0 | 0 | 0 | 0 | 0 | 0 | 0 | 0 | 0 | 0 | 0 | 0 | 0 | 0 | 0 | 0 | 0 | 0 | 12 | 1
NO |  | 148 | 2015 | 10 | 18 | 18 |  |  |  | 0 | 0 | 2-43.35 | 0 | 0 | 0 | 3/0 ACSR | 0 | 0 | 0 | 0 | 0 | 0 | 0 | 0 | 0 | 0 | 0 | 0 | 0 | 0 | 0 | 0 | 0 | 0 | 0 | 0 | 0 | 0 | 0 | 12 | 1
NO |  | 148 | 2015 | 10 | 19 | 19 |  |  |  | 0 | 0 | 0 | 0 | 0 | 0 | 477.0 ACSR | 0 | 0 | 0 | 0 | 0 | 0 | 0 | 0 | 0 | 0 | 0 | 0 | 0 | 0 | 0 | 0 | 0 | 0 | 0 | 0 | 0 | 0 | 0 | 12 | 1
NO |  | 148 | 2015 | 10 | 20 | 20 |  | TL66-118 RED OAK | TALHINA WEST | 69 | 69 | 1-10.4 | 14.73 | 0 | 1 | 266.8 ACSR | 0 | 0 | 0 | 0 | 0 | 0 | 0 | 0 | 0 | 0 | 0 | 0 | 0 | 0 | 0 | 0 | 0 | 0 | 0 | 0 | 0 | 0 | 0 | 12 | 1
NO |  | 148 | 2015 | 10 | 21 | 21 |  |  |  | 0 | 0 | 2-4.33 | 0 | 0 | 0 | 4/0 ACSR | 0 | 0 | 0 | 0 | 0 | 0 | 0 | 0 | 0 | 0 | 0 | 0 | 0 | 0 | 0 | 0 | 0 | 0 | 0 | 0 | 0 | 0 | 0 | 12 | 1
NO |  | 148 | 2015 | 10 | 22 | 22 |  | TL66-119 HUGO | VALLIANT 345 KV | 69 | 69 | 1-2.13 | 37.09 | 0 | 1 | 4/0 ACSR | 0 | 0 | 0 | 0 | 0 | 0 | 0 | 0 | 0 | 0 | 0 | 0 | 0 | 0 | 0 | 0 | 0 | 0 | 0 | 0 | 0 | 0 | 0 | 12 | 1
NO |  | 148 | 2015 | 10 | 23 | 23 |  |  |  | 0 | 0 | 2-34.964 | 0 | 0 | 0 | 477.0 ACSR | 0 | 0 | 0 | 0 | 0 | 0 | 0 | 0 | 0 | 0 | 0 | 0 | 0 | 0 | 0 | 0 | 0 | 0 | 0 | 0 | 0 | 0 | 0 | 12 | 1
NO |  | 148 | 2015 | 10 | 24 | 24 |  | TL66-121 RED OAK (PSO) | HOWE (OG&E) | 69 | 69 | 2-.16 | 0.16 | 0 | 1 | 4/0 ACSR | 0 | 0 | 0 | 0 | 0 | 0 | 0 | 0 | 0 | 0 | 0 | 0 | 0 | 0 | 0 | 0 | 0 | 0 | 0 | 0 | 0 | 0 | 0 | 12 | 1
NO |  | 148 | 2015 | 10 | 25 | 25 |  | TL66-130 ATOKA | HUGO | 69 | 69 | 1-4.301 | 54.56 | 0 | 1 | 1/0 ACSR | 0 | 0 | 0 | 0 | 0 | 0 | 0 | 0 | 0 | 0 | 0 | 0 | 0 | 0 | 0 | 0 | 0 | 0 | 0 | 0 | 0 | 0 | 0 | 12 | 1
NO |  | 148 | 2015 | 10 | 26 | 26 |  |  |  | 0 | 0 | 2-50.26 | 0 | 0 | 0 | 4/0 ACSR | 0 | 0 | 0 | 0 | 0 | 0 | 0 | 0 | 0 | 0 | 0 | 0 | 0 | 0 | 0 | 0 | 0 | 0 | 0 | 0 | 0 | 0 | 0 | 12 | 1
NO |  | 148 | 2015 | 10 | 27 | 27 |  |  |  | 0 | 0 | 0 | 0 | 0 | 0 | 477.0 ACSR | 0 | 0 | 0 | 0 | 0 | 0 | 0 | 0 | 0 | 0 | 0 | 0 | 0 | 0 | 0 | 0 | 0 | 0 | 0 | 0 | 0 | 0 | 0 | 12 | 1
NO |  | 148 | 2015 | 10 | 28 | 28 |  | TL66-131 TULSA POWER | SUNRAY DX | 69 | 69 | 1-3.14 | 5.58 | 0 | 1 | 477.0 ACSR | 0 | 0 | 0 | 0 | 0 | 0 | 0 | 0 | 0 | 0 | 0 | 0 | 0 | 0 | 0 | 0 | 0 | 0 | 0 | 0 | 0 | 0 | 0 | 12 | 1
NO |  | 148 | 2015 | 10 | 29 | 29 |  |  |  | 0 | 0 | 2-2.44 | 0 | 0 | 0 | 556.5 ACSR | 0 | 0 | 0 | 0 | 0 | 0 | 0 | 0 | 0 | 0 | 0 | 0 | 0 | 0 | 0 | 0 | 0 | 0 | 0 | 0 | 0 | 0 | 0 | 12 | 1
NO |  | 148 | 2015 | 10 | 30 | 30 |  |  |  | 0 | 0 |  | 0 | 0 | 0 | 636.0 ACSR | 0 | 0 | 0 | 0 | 0 | 0 | 0 | 0 | 0 | 0 | 0 | 0 | 0 | 0 | 0 | 0 | 0 | 0 | 0 | 0 | 0 | 0 | 0 | 12 | 1
NO |  | 148 | 2015 | 10 | 31 | 31 |  | TL66-138 WELEETKA STATION | OKEMAH | 69 | 69 | 2-11.83 | 11.94 | 0.11 | 1 | 4/0 ACSR | 0 | 0 | 0 | 0 | 0 | 0 | 0 | 0 | 0 | 0 | 0 | 0 | 0 | 0 | 0 | 0 | 0 | 0 | 0 | 0 | 0 | 0 | 0 | 12 | 1
NO |  | 148 | 2015 | 10 | 32 | 32 |  |  |  | 0 | 0 | 3-0.11 | 0 | 0 | 0 | 4/0 CU | 0 | 0 | 0 | 0 | 0 | 0 | 0 | 0 | 0 | 0 | 0 | 0 | 0 | 0 | 0 | 0 | 0 | 0 | 0 | 0 | 0 | 0 | 0 | 12 | 1
NO |  | 148 | 2015 | 10 | 33 | 33 |  | TL66-140 PRYOR JCT | PRYOR CITY(GRDA) | 69 | 69 | 1-4.65 | 4.65 | 0 | 1 | 397.0 ACSR | 0 | 0 | 0 | 0 | 0 | 0 | 0 | 0 | 0 | 0 | 0 | 0 | 0 | 0 | 0 | 0 | 0 | 0 | 0 | 0 | 0 | 0 | 0 | 12 | 1
NO |  | 148 | 2015 | 10 | 34 | 34 |  | TL66-141 CHOUTEAU | PRYOR CITY(GRDA) | 69 | 69 | 1-1.92 | 13.31 | 0 | 1 | 2/0 ACSR | 0 | 0 | 0 | 0 | 0 | 0 | 0 | 0 | 0 | 0 | 0 | 0 | 0 | 0 | 0 | 0 | 0 | 0 | 0 | 0 | 0 | 0 | 0 | 12 | 1
NO |  | 148 | 2015 | 10 | 35 | 35 |  |  |  | 0 | 0 | 2-11.39 | 0 | 0 | 0 | 4/0 ACSR | 0 | 0 | 0 | 0 | 0 | 0 | 0 | 0 | 0 | 0 | 0 | 0 | 0 | 0 | 0 | 0 | 0 | 0 | 0 | 0 | 0 | 0 | 0 | 12 | 1
NO |  | 148 | 2015 | 11 | 1 | 1 |  | TL66-142 PRYOR JCT | VINITA | 69 | 69 | 1-25.64 | 25.64 | 1.08 | 1 | 3/0 CU Hard Drawn | 0 | 0 | 0 | 0 | 0 | 0 | 0 | 0 | 0 | 0 | 0 | 0 | 0 | 0 | 0 | 0 | 0 | 0 | 0 | 0 | 0 | 0 | 0 | 12 | 1
NO |  | 148 | 2015 | 11 | 2 | 2 |  |  |  | 0 | 0 | 0 | 0 | 0 | 0 | 397.0 ACSR | 0 | 0 | 0 | 0 | 0 | 0 | 0 | 0 | 0 | 0 | 0 | 0 | 0 | 0 | 0 | 0 | 0 | 0 | 0 | 0 | 0 | 0 | 0 | 12 | 1
NO |  | 148 | 2015 | 11 | 3 | 3 |  |  |  | 0 | 0 | 0 | 0 | 0 | 0 | 477.0 ACSR | 0 | 0 | 0 | 0 | 0 | 0 | 0 | 0 | 0 | 0 | 0 | 0 | 0 | 0 | 0 | 0 | 0 | 0 | 0 | 0 | 0 | 0 | 0 | 12 | 1
NO |  | 148 | 2015 | 11 | 4 | 4 |  | TL66-145 VALLIANT 345 | GEORGIA PACIFIC | 69 | 69 | 1-12.19 | 18.16 | 1.5 | 1 | 4/0 ACSR | 0 | 0 | 0 | 0 | 0 | 0 | 0 | 0 | 0 | 0 | 0 | 0 | 0 | 0 | 0 | 0 | 0 | 0 | 0 | 0 | 0 | 0 | 0 | 12 | 1
NO |  | 148 | 2015 | 11 | 5 | 5 |  |  |  | 0 | 0 | 2-5.97 | 0 | 0 | 0 | 477.0 ACSR | 0 | 0 | 0 | 0 | 0 | 0 | 0 | 0 | 0 | 0 | 0 | 0 | 0 | 0 | 0 | 0 | 0 | 0 | 0 | 0 | 0 | 0 | 0 | 12 | 1
NO |  | 148 | 2015 | 11 | 6 | 6 |  | TL66-146 GRDA TAP (AFTON) | EXPLORER PIPELINE PUMP | 69 | 69 | 1-4.32 | 4.32 | 0 | 1 | 4/0 ACSR | 0 | 0 | 0 | 0 | 0 | 0 | 0 | 0 | 0 | 0 | 0 | 0 | 0 | 0 | 0 | 0 | 0 | 0 | 0 | 0 | 0 | 0 | 0 | 12 | 1
NO |  | 148 | 2015 | 11 | 7 | 7 |  | TL66-147 GRDA TAP (RAMONA) | RAMONA | 69 | 69 | 2-0.11 | 0.11 | 0 | 1 | 4/0 ACSR | 0 | 0 | 0 | 0 | 0 | 0 | 0 | 0 | 0 | 0 | 0 | 0 | 0 | 0 | 0 | 0 | 0 | 0 | 0 | 0 | 0 | 0 | 0 | 12 | 1
NO |  | 148 | 2015 | 11 | 8 | 8 |  | TL66-148 GRDA TAP (AFTON) | AFTON | 69 | 69 | 1-0.61 | 0.61 | 0 | 1 | 4/0 ACSR | 0 | 0 | 0 | 0 | 0 | 0 | 0 | 0 | 0 | 0 | 0 | 0 | 0 | 0 | 0 | 0 | 0 | 0 | 0 | 0 | 0 | 0 | 0 | 12 | 1
NO |  | 148 | 2015 | 11 | 9 | 9 |  | TL66-149 VINITA | VINITA JUNCTION | 69 | 69 | 1-0.04 | 0.04 | 2.81 | 1 | 397.0 ACSR | 0 | 0 | 0 | 0 | 0 | 0 | 0 | 0 | 0 | 0 | 0 | 0 | 0 | 0 | 0 | 0 | 0 | 0 | 0 | 0 | 0 | 0 | 0 | 12 | 1
NO |  | 148 | 2015 | 11 | 10 | 10 |  |  |  | 0 | 0 | 0 | 0 | 0 | 0 | 477.0 ACSR | 0 | 0 | 0 | 0 | 0 | 0 | 0 | 0 | 0 | 0 | 0 | 0 | 0 | 0 | 0 | 0 | 0 | 0 | 0 | 0 | 0 | 0 | 0 | 12 | 1
NO |  | 148 | 2015 | 11 | 11 | 11 |  | TL66-150 DAWSON | COLLINSVILLE (GRDA) | 69 | 69 | 1-6.463 | 6.46 | 0 | 1 | 4/0 ACSR | 0 | 0 | 0 | 0 | 0 | 0 | 0 | 0 | 0 | 0 | 0 | 0 | 0 | 0 | 0 | 0 | 0 | 0 | 0 | 0 | 0 | 0 | 0 | 12 | 1
NO |  | 148 | 2015 | 11 | 12 | 12 |  |  |  | 0 | 0 |  | 0 | 0 | 0 | 2/0 CU | 0 | 0 | 0 | 0 | 0 | 0 | 0 | 0 | 0 | 0 | 0 | 0 | 0 | 0 | 0 | 0 | 0 | 0 | 0 | 0 | 0 | 0 | 0 | 12 | 1
NO |  | 148 | 2015 | 11 | 13 | 13 |  | TL66-601 FREDERICK JCT | SNYDER | 69 | 69 | 1-.06 | 0.06 | 0 | 1 | 1/0 ACSR | 0 | 0 | 0 | 0 | 0 | 0 | 0 | 0 | 0 | 0 | 0 | 0 | 0 | 0 | 0 | 0 | 0 | 0 | 0 | 0 | 0 | 0 | 0 | 12 | 1
NO |  | 148 | 2015 | 11 | 14 | 14 |  |  |  | 0 | 0 | 0 | 0 | 0 | 0 | 4/0 ACSR | 0 | 0 | 0 | 0 | 0 | 0 | 0 | 0 | 0 | 0 | 0 | 0 | 0 | 0 | 0 | 0 | 0 | 0 | 0 | 0 | 0 | 0 | 0 | 12 | 1
NO |  | 148 | 2015 | 11 | 15 | 15 |  | TL66-606 HOBART CITY | SNYDER | 69 | 69 | 1-5.38 | 29.29 | 0 | 1 | 3/0 ACSR | 0 | 0 | 0 | 0 | 0 | 0 | 0 | 0 | 0 | 0 | 0 | 0 | 0 | 0 | 0 | 0 | 0 | 0 | 0 | 0 | 0 | 0 | 0 | 12 | 1
NO |  | 148 | 2015 | 11 | 16 | 16 |  |  |  | 0 | 0 | 2-23.91 | 0 | 0 | 0 | 397.0 ACSR | 0 | 0 | 0 | 0 | 0 | 0 | 0 | 0 | 0 | 0 | 0 | 0 | 0 | 0 | 0 | 0 | 0 | 0 | 0 | 0 | 0 | 0 | 0 | 12 | 1
NO |  | 148 | 2015 | 11 | 17 | 17 |  | TL66-606A ROOSEVELT | AMOCO TAP | 0 | 0 |  | 0 | 0 | 0 |  | 0 | 0 | 0 | 0 | 0 | 0 | 0 | 0 | 0 | 0 | 0 | 0 | 0 | 0 | 0 | 0 | 0 | 0 | 0 | 0 | 0 | 0 | 0 | 12 | 1
NO |  | 148 | 2015 | 11 | 18 | 18 |  | TL66-607 FORT SILL | LAWTON EASTSIDE | 69 | 69 | 1-4.32 | 4.32 | 5.74 | 1 | 477.0 ACSR | 0 | 0 | 0 | 0 | 0 | 0 | 0 | 0 | 0 | 0 | 0 | 0 | 0 | 0 | 0 | 0 | 0 | 0 | 0 | 0 | 0 | 0 | 0 | 12 | 1
NO |  | 148 | 2015 | 11 | 19 | 19 |  | TL66-608 ALTUS JCT | SNYDER | 69 | 69 | 1-7.05 | 28.94 | 0.46 | 1 | 4/0 ACSR | 0 | 0 | 0 | 0 | 0 | 0 | 0 | 0 | 0 | 0 | 0 | 0 | 0 | 0 | 0 | 0 | 0 | 0 | 0 | 0 | 0 | 0 | 0 | 12 | 1
NO |  | 148 | 2015 | 11 | 20 | 20 |  |  |  | 0 | 0 | 2-21.89 | 0 | 0 | 0 | 477.0 ACSR | 0 | 0 | 0 | 0 | 0 | 0 | 0 | 0 | 0 | 0 | 0 | 0 | 0 | 0 | 0 | 0 | 0 | 0 | 0 | 0 | 0 | 0 | 0 | 12 | 1
NO |  | 148 | 2015 | 11 | 21 | 21 |  | TL66-609 CORNVILLE | LINDSAY WATER FLOOD | 69 | 69 | 1-0.76 | 0.76 | 0.29 | 1 | # 2A CW | 0 | 0 | 0 | 0 | 0 | 0 | 0 | 0 | 0 | 0 | 0 | 0 | 0 | 0 | 0 | 0 | 0 | 0 | 0 | 0 | 0 | 0 | 0 | 12 | 1
NO |  | 148 | 2015 | 11 | 22 | 22 |  |  |  | 0 | 0 | 0 | 0 | 0 | 0 | 1/0 ACSR | 0 | 0 | 0 | 0 | 0 | 0 | 0 | 0 | 0 | 0 | 0 | 0 | 0 | 0 | 0 | 0 | 0 | 0 | 0 | 0 | 0 | 0 | 0 | 12 | 1
NO |  | 148 | 2015 | 11 | 23 | 23 |  |  |  | 0 | 0 |  | 0 | 0 | 0 | 203.2 ACSR | 0 | 0 | 0 | 0 | 0 | 0 | 0 | 0 | 0 | 0 | 0 | 0 | 0 | 0 | 0 | 0 | 0 | 0 | 0 | 0 | 0 | 0 | 0 | 12 | 1
NO |  | 148 | 2015 | 11 | 24 | 24 |  |  |  | 0 | 0 |  | 0 | 0 | 0 | 266.8 ACSR | 0 | 0 | 0 | 0 | 0 | 0 | 0 | 0 | 0 | 0 | 0 | 0 | 0 | 0 | 0 | 0 | 0 | 0 | 0 | 0 | 0 | 0 | 0 | 12 | 1
NO |  | 148 | 2015 | 11 | 25 | 25 |  |  |  | 0 | 0 |  | 0 | 0 | 0 | 4/0 ACSR | 0 | 0 | 0 | 0 | 0 | 0 | 0 | 0 | 0 | 0 | 0 | 0 | 0 | 0 | 0 | 0 | 0 | 0 | 0 | 0 | 0 | 0 | 0 | 12 | 1
NO |  | 148 | 2015 | 11 | 26 | 26 |  | TL66-610 DUNCAN | COMANCHE(WFEC) | 69 | 69 | 1-10.94 | 10.94 | 0 | 1 | 4/0 ACSR | 0 | 0 | 0 | 0 | 0 | 0 | 0 | 0 | 0 | 0 | 0 | 0 | 0 | 0 | 0 | 0 | 0 | 0 | 0 | 0 | 0 | 0 | 0 | 12 | 1
NO |  | 148 | 2015 | 11 | 27 | 27 |  | TL66-611 HOBART CITY | HOBART JCT. | 69 | 69 | 2-1.86 | 1.86 | 0 | 1 | 397.0 ACSR | 0 | 0 | 0 | 0 | 0 | 0 | 0 | 0 | 0 | 0 | 0 | 0 | 0 | 0 | 0 | 0 | 0 | 0 | 0 | 0 | 0 | 0 | 0 | 12 | 1
NO |  | 148 | 2015 | 11 | 28 | 28 |  | TL66-612 SOUTHWESTERN | BINGER | 69 | 69 | 2-15.19 | 15.19 | 0 | 1 | 266.8 ACSR | 0 | 0 | 0 | 0 | 0 | 0 | 0 | 0 | 0 | 0 | 0 | 0 | 0 | 0 | 0 | 0 | 0 | 0 | 0 | 0 | 0 | 0 | 0 | 12 | 1
NO |  | 148 | 2015 | 11 | 29 | 29 |  | STATION |  | 0 | 0 |  | 0 | 0 | 0 | 397.0 ACSR | 0 | 0 | 0 | 0 | 0 | 0 | 0 | 0 | 0 | 0 | 0 | 0 | 0 | 0 | 0 | 0 | 0 | 0 | 0 | 0 | 0 | 0 | 0 | 12 | 1
NO |  | 148 | 2015 | 11 | 30 | 30 |  |  |  | 0 | 0 |  | 0 | 0 | 0 | 4/0 ACSR | 0 | 0 | 0 | 0 | 0 | 0 | 0 | 0 | 0 | 0 | 0 | 0 | 0 | 0 | 0 | 0 | 0 | 0 | 0 | 0 | 0 | 0 | 0 | 12 | 1
NO |  | 148 | 2015 | 11 | 31 | 31 |  | TL66-613 CORNVILLE | CYRIL | 69 | 69 | 1-0.1 | 18.01 | 4.5 | 1 | 4/0 ACSR | 0 | 0 | 0 | 0 | 0 | 0 | 0 | 0 | 0 | 0 | 0 | 0 | 0 | 0 | 0 | 0 | 0 | 0 | 0 | 0 | 0 | 0 | 0 | 12 | 1
NO |  | 148 | 2015 | 11 | 32 | 32 |  |  |  | 0 | 0 | 2-17.91 | 0 | 0 | 0 | 477.0 ACSR | 0 | 0 | 0 | 0 | 0 | 0 | 0 | 0 | 0 | 0 | 0 | 0 | 0 | 0 | 0 | 0 | 0 | 0 | 0 | 0 | 0 | 0 | 0 | 12 | 1
NO |  | 148 | 2015 | 11 | 33 | 33 |  | TL66-617 FORT SILL | PORTER HILL | 69 | 69 | 1-10.08 | 10.08 | 0 | 1 | 477.0 ACSR | 0 | 0 | 0 | 0 | 0 | 0 | 0 | 0 | 0 | 0 | 0 | 0 | 0 | 0 | 0 | 0 | 0 | 0 | 0 | 0 | 0 | 0 | 0 | 12 | 1
NO |  | 148 | 2015 | 11 | 34 | 34 |  | TL66-618 ELGIN JCT | PORTER HILL | 69 | 69 | 1-6.7 | 6.7 | 0 | 1 | 477.0 ACSR | 0 | 0 | 0 | 0 | 0 | 0 | 0 | 0 | 0 | 0 | 0 | 0 | 0 | 0 | 0 | 0 | 0 | 0 | 0 | 0 | 0 | 0 | 0 | 12 | 1
NO |  | 148 | 2015 | 12 | 1 | 1 |  | TL66-619 LAWTON EASTSIDE | LAWTON WOLF CREEK | 69 | 69 | 1-5.18 | 8.87 | 0 | 1 | 477.0 ACSR | 0 | 0 | 0 | 0 | 0 | 0 | 0 | 0 | 0 | 0 | 0 | 0 | 0 | 0 | 0 | 0 | 0 | 0 | 0 | 0 | 0 | 0 | 0 | 12 | 1
NO |  | 148 | 2015 | 12 | 2 | 2 |  |  |  | 0 | 0 | 2-3.5 | 0 | 0 | 0 |  | 0 | 0 | 0 | 0 | 0 | 0 | 0 | 0 | 0 | 0 | 0 | 0 | 0 | 0 | 0 | 0 | 0 | 0 | 0 | 0 | 0 | 0 | 0 | 12 | 1
NO |  | 148 | 2015 | 12 | 3 | 3 |  |  |  | 0 | 0 | 3-0.19 | 0 | 0 | 0 |  | 0 | 0 | 0 | 0 | 0 | 0 | 0 | 0 | 0 | 0 | 0 | 0 | 0 | 0 | 0 | 0 | 0 | 0 | 0 | 0 | 0 | 0 | 0 | 12 | 1
NO |  | 148 | 2015 | 12 | 4 | 4 |  | TL66-622 CLINTON CITY | WEATHERFORD | 69 | 69 | 1-16.64 | 31.71 | 0.2 | 1 | 397.0 ACSR | 0 | 0 | 0 | 0 | 0 | 0 | 0 | 0 | 0 | 0 | 0 | 0 | 0 | 0 | 0 | 0 | 0 | 0 | 0 | 0 | 0 | 0 | 0 | 12 | 1
NO |  | 148 | 2015 | 12 | 5 | 5 |  |  |  | 0 | 0 | 2-14.85 | 0 | 0 | 0 | 4/0 ACSR | 0 | 0 | 0 | 0 | 0 | 0 | 0 | 0 | 0 | 0 | 0 | 0 | 0 | 0 | 0 | 0 | 0 | 0 | 0 | 0 | 0 | 0 | 0 | 12 | 1
NO |  | 148 | 2015 | 12 | 6 | 6 |  |  |  | 0 | 0 | 3-0.22 | 0 | 0 | 0 | 477.0 ACSR | 0 | 0 | 0 | 0 | 0 | 0 | 0 | 0 | 0 | 0 | 0 | 0 | 0 | 0 | 0 | 0 | 0 | 0 | 0 | 0 | 0 | 0 | 0 | 12 | 1
NO |  | 148 | 2015 | 12 | 7 | 7 |  | TL66-624 FREDERICK JCT | VERNON MAIN STREET | 69 | 69 | 1-4.73 | 24.95 | 0 | 1 | 1/0 ACSR | 0 | 0 | 0 | 0 | 0 | 0 | 0 | 0 | 0 | 0 | 0 | 0 | 0 | 0 | 0 | 0 | 0 | 0 | 0 | 0 | 0 | 0 | 0 | 12 | 1
NO |  | 148 | 2015 | 12 | 8 | 8 |  |  |  | 0 | 0 | 2-20.22 | 0 | 0 | 0 | 238.9 ACSR | 0 | 0 | 0 | 0 | 0 | 0 | 0 | 0 | 0 | 0 | 0 | 0 | 0 | 0 | 0 | 0 | 0 | 0 | 0 | 0 | 0 | 0 | 0 | 12 | 1
NO |  | 148 | 2015 | 12 | 9 | 9 |  |  |  | 0 | 0 | 0 | 0 | 0 | 0 | 4/0 ACSR | 0 | 0 | 0 | 0 | 0 | 0 | 0 | 0 | 0 | 0 | 0 | 0 | 0 | 0 | 0 | 0 | 0 | 0 | 0 | 0 | 0 | 0 | 0 | 12 | 1
NO |  | 148 | 2015 | 12 | 10 | 10 |  | TL66-625 CYRIL | ELGIN JCT. | 69 | 69 | 2-9.01 | 9.01 | 0 | 1 | 477.0 ACSR | 0 | 0 | 0 | 0 | 0 | 0 | 0 | 0 | 0 | 0 | 0 | 0 | 0 | 0 | 0 | 0 | 0 | 0 | 0 | 0 | 0 | 0 | 0 | 12 | 1
NO |  | 148 | 2015 | 12 | 11 | 11 |  | TL66-626 CLINTON CITY | CLINTON JCT | 69 | 69 | 1-18.03 | 18.03 | 0 | 1 | 4/0 ACSR | 0 | 0 | 0 | 0 | 0 | 0 | 0 | 0 | 0 | 0 | 0 | 0 | 0 | 0 | 0 | 0 | 0 | 0 | 0 | 0 | 0 | 0 | 0 | 12 | 1
NO |  | 148 | 2015 | 12 | 12 | 12 |  |  |  | 0 | 0 | 0 | 0 | 0 | 0 | 477.0 ACSR | 0 | 0 | 0 | 0 | 0 | 0 | 0 | 0 | 0 | 0 | 0 | 0 | 0 | 0 | 0 | 0 | 0 | 0 | 0 | 0 | 0 | 0 | 0 | 12 | 1
NO |  | 148 | 2015 | 12 | 13 | 13 |  | TL66-627 DUKE | RUSSELL (WFEC) | 69 | 69 | 1-2.5 | 2.5 | 0 | 1 | 4/0 ACSR | 0 | 0 | 0 | 0 | 0 | 0 | 0 | 0 | 0 | 0 | 0 | 0 | 0 | 0 | 0 | 0 | 0 | 0 | 0 | 0 | 0 | 0 | 0 | 12 | 1
NO |  | 148 | 2015 | 12 | 14 | 14 |  | TL66-628 COMANCHE STATION | LAWTON EASTSIDE | 69 | 69 | 1-0.45 | 0.45 | 4.92 | 1 | 477.0 ACSR | 0 | 0 | 0 | 0 | 0 | 0 | 0 | 0 | 0 | 0 | 0 | 0 | 0 | 0 | 0 | 0 | 0 | 0 | 0 | 0 | 0 | 0 | 0 | 12 | 1
NO |  | 148 | 2015 | 12 | 15 | 15 |  |  |  | 0 | 0 | 0 | 0 | 0 | 0 | 795.0 ACSR | 0 | 0 | 0 | 0 | 0 | 0 | 0 | 0 | 0 | 0 | 0 | 0 | 0 | 0 | 0 | 0 | 0 | 0 | 0 | 0 | 0 | 0 | 0 | 12 | 1
NO |  | 148 | 2015 | 12 | 16 | 16 |  | TL66-629 COMANCHE POWER | WALTERS JCT | 69 | 69 | 1-16.43 | 16.73 | 0 | 1 | 397.0 ACSR | 0 | 0 | 0 | 0 | 0 | 0 | 0 | 0 | 0 | 0 | 0 | 0 | 0 | 0 | 0 | 0 | 0 | 0 | 0 | 0 | 0 | 0 | 0 | 12 | 1
NO |  | 148 | 2015 | 12 | 17 | 17 |  | STATION |  | 0 | 0 | 0 | 0 | 0 | 0 | 4/0 ACSR | 0 | 0 | 0 | 0 | 0 | 0 | 0 | 0 | 0 | 0 | 0 | 0 | 0 | 0 | 0 | 0 | 0 | 0 | 0 | 0 | 0 | 0 | 0 | 12 | 1
NO |  | 148 | 2015 | 12 | 18 | 18 |  |  |  | 0 | 0 | 0 | 0 | 0 | 0 | 477.0 ACSR | 0 | 0 | 0 | 0 | 0 | 0 | 0 | 0 | 0 | 0 | 0 | 0 | 0 | 0 | 0 | 0 | 0 | 0 | 0 | 0 | 0 | 0 | 0 | 12 | 1
NO |  | 148 | 2015 | 12 | 19 | 19 |  | TL66-630 WAURIKA | COMANCHE (WFEC) | 69 | 69 | 1-20.07 | 20.07 | 0.7 | 1 | 266.8 ACSR | 0 | 0 | 0 | 0 | 0 | 0 | 0 | 0 | 0 | 0 | 0 | 0 | 0 | 0 | 0 | 0 | 0 | 0 | 0 | 0 | 0 | 0 | 0 | 12 | 1
NO |  | 148 | 2015 | 12 | 20 | 20 |  |  |  | 0 | 0 |  | 0 | 0 | 0 | 397.0 ACSR | 0 | 0 | 0 | 0 | 0 | 0 | 0 | 0 | 0 | 0 | 0 | 0 | 0 | 0 | 0 | 0 | 0 | 0 | 0 | 0 | 0 | 0 | 0 | 12 | 1
NO |  | 148 | 2015 | 12 | 21 | 21 |  |  |  | 0 | 0 |  | 0 | 0 | 0 | 4/0 ACSR | 0 | 0 | 0 | 0 | 0 | 0 | 0 | 0 | 0 | 0 | 0 | 0 | 0 | 0 | 0 | 0 | 0 | 0 | 0 | 0 | 0 | 0 | 0 | 12 | 1
NO |  | 148 | 2015 | 12 | 22 | 22 |  |  |  | 0 | 0 |  | 0 | 0 | 0 | 477.0 ACSR | 0 | 0 | 0 | 0 | 0 | 0 | 0 | 0 | 0 | 0 | 0 | 0 | 0 | 0 | 0 | 0 | 0 | 0 | 0 | 0 | 0 | 0 | 0 | 12 | 1
NO |  | 148 | 2015 | 12 | 23 | 23 |  | TL66-631 ELK CITY | HAMMON JCT | 69 | 69 | 1-17.25 | 18.2 | 0 | 1 | 4/0 ACSR | 0 | 0 | 0 | 0 | 0 | 0 | 0 | 0 | 0 | 0 | 0 | 0 | 0 | 0 | 0 | 0 | 0 | 0 | 0 | 0 | 0 | 0 | 0 | 12 | 1
NO |  | 148 | 2015 | 12 | 24 | 24 |  |  |  | 0 | 0 | 2-0.95 | 0 | 0 | 0 | 477.0 ACSR | 0 | 0 | 0 | 0 | 0 | 0 | 0 | 0 | 0 | 0 | 0 | 0 | 0 | 0 | 0 | 0 | 0 | 0 | 0 | 0 | 0 | 0 | 0 | 12 | 1
NO |  | 148 | 2015 | 12 | 25 | 25 |  | TL66-632 WEATHERFORD | WEATHERFORD SE | 69 | 69 | 1-2.2 | 2.2 | 0 | 1 | 477.0 ACSR | 0 | 0 | 0 | 0 | 0 | 0 | 0 | 0 | 0 | 0 | 0 | 0 | 0 | 0 | 0 | 0 | 0 | 0 | 0 | 0 | 0 | 0 | 0 | 12 | 1
NO |  | 148 | 2015 | 12 | 26 | 26 |  | SubTotal 69 kV Lines (Old) |  | 0 | 0 |  | 579.97 | 37.2 | 44 |  | 0 | 0 | 0 | 0 | 0 | 0 | 0 | 0 | 0 | 0 | 0 | 0 | 0 | 0 | 0 | 0 | 0 | 0 | 0 | 0 | 0 | 0 | 0 | 12 | 1
NO |  | 148 | 2015 | 12 | 27 | 27 |  | Total 69 kV Lines (All) |  | 0 | 0 |  | 579.97 | 37.2 | 44 |  | 0 | 0 | 0 | 0 | 0 | 0 | 0 | 0 | 0 | 0 | 0 | 0 | 0 | 0 | 0 | 0 | 0 | 0 | 0 | 0 | 0 | 0 | 0 | 12 | 1
NO |  | 148 | 2015 | 12 | 28 | 28 |  | H-Single Circuit H-Frame | ES-Add'n to Existing STR | 0 | 0 |  | 0 | 0 | 0 |  | 0 | 0 | 0 | 0 | 0 | 0 | 0 | 0 | 0 | 0 | 0 | 0 | 0 | 0 | 0 | 0 | 0 | 0 | 0 | 0 | 0 | 0 | 0 | 12 | 1
NO |  | 148 | 2015 | 12 | 29 | 29 |  | HH-Double Circuit H-Frame | ST-Sin Circuit Steel Tower | 0 | 0 |  | 0 | 0 | 0 |  | 0 | 0 | 0 | 0 | 0 | 0 | 0 | 0 | 0 | 0 | 0 | 0 | 0 | 0 | 0 | 0 | 0 | 0 | 0 | 0 | 0 | 0 | 0 | 12 | 1
NO |  | 148 | 2015 | 12 | 30 | 30 |  | HHH-Triple Circuit H-Frame | STDC-DBL Cir Steel Tower | 0 | 0 |  | 0 | 0 | 0 |  | 0 | 0 | 0 | 0 | 0 | 0 | 0 | 0 | 0 | 0 | 0 | 0 | 0 | 0 | 0 | 0 | 0 | 0 | 0 | 0 | 0 | 0 | 0 | 12 | 1
NO |  | 148 | 2015 | 12 | 31 | 31 |  | P-Single Circuit Sidepost | STTC-Triple Cir Steel Tower | 0 | 0 |  | 0 | 0 | 0 |  | 0 | 0 | 0 | 0 | 0 | 0 | 0 | 0 | 0 | 0 | 0 | 0 | 0 | 0 | 0 | 0 | 0 | 0 | 0 | 0 | 0 | 0 | 0 | 12 | 1
NO |  | 148 | 2015 | 12 | 32 | 32 |  | PP-Double Circuit Sidepost | STR-Structure | 0 | 0 |  | 0 | 0 | 0 |  | 0 | 0 | 0 | 0 | 0 | 0 | 0 | 0 | 0 | 0 | 0 | 0 | 0 | 0 | 0 | 0 | 0 | 0 | 0 | 0 | 0 | 0 | 0 | 12 | 1
NO |  | 148 | 2015 | 12 | 33 | 33 |  | Z-Single Circuit Wishbone | D-Single Circuit Davit Arm | 0 | 0 |  | 0 | 0 | 0 |  | 0 | 0 | 0 | 0 | 0 | 0 | 0 | 0 | 0 | 0 | 0 | 0 | 0 | 0 | 0 | 0 | 0 | 0 | 0 | 0 | 0 | 0 | 0 | 12 | 1
NO |  | 148 | 2015 | 12 | 34 | 34 |  | S-Single Circuit Steel Pole | DD-Dbl Circuit Davit Arm | 0 | 0 |  | 0 | 0 | 0 |  | 0 | 0 | 0 | 0 | 0 | 0 | 0 | 0 | 0 | 0 | 0 | 0 | 0 | 0 | 0 | 0 | 0 | 0 | 0 | 0 | 0 | 0 | 0 | 12 | 1
NO |  | 148 | 2015 | 12 | 35 | 35 |  | SS-Dbl Circuit Steel Pole | B-Single Circuit B Type STR | 0 | 0 |  | 0 | 0 | 0 |  | 0 | 0 | 0 | 0 | 0 | 0 | 0 | 0 | 0 | 0 | 0 | 0 | 0 | 0 | 0 | 0 | 0 | 0 | 0 | 0 | 0 | 0 | 0 | 12 | 1
NO |  | 148 | 2015 | 13 | 1 | 1 |  | ACAR-Aluminum Conductor | ACSR-Aluminum Conductor | 0 | 0 |  | 0 | 0 | 0 |  | 0 | 0 | 0 | 0 | 0 | 0 | 0 | 0 | 0 | 0 | 0 | 0 | 0 | 0 | 0 | 0 | 0 | 0 | 0 | 0 | 0 | 0 | 0 | 12 | 1
NO |  | 148 | 2015 | 13 | 2 | 2 |  | Alloy Reinforced | Steel Reinforced | 0 | 0 |  | 0 | 0 | 0 |  | 0 | 0 | 0 | 0 | 0 | 0 | 0 | 0 | 0 | 0 | 0 | 0 | 0 | 0 | 0 | 0 | 0 | 0 | 0 | 0 | 0 | 0 | 0 | 12 | 1
NO |  | 148 | 2015 | 13 | 3 | 3 |  | CU-Copper | ACWS/SCWS-Copper Weld | 0 | 0 |  | 0 | 0 | 0 |  | 0 | 0 | 0 | 0 | 0 | 0 | 0 | 0 | 0 | 0 | 0 | 0 | 0 | 0 | 0 | 0 | 0 | 0 | 0 | 0 | 0 | 0 | 0 | 12 | 1
NO |  | 148 | 2015 | 13 | 5 | 5 |  | Line cost and expense are | not available by individual | 0 | 0 |  | 0 | 0 | 0 |  | 38813642 | 407594192 | 446407834 | 1033791 | 4504056 | 0 | 5537847 | 0 | 0 | 0 | 0 | 0 | 0 | 0 | 0 | 0 | 0 | 0 | 0 | 0 | 0 | 0 | 0 | 12 | 1
NO |  | 148 | 2015 | 13 | 6 | 6 |  | transmission line | Total shown in Column j-p | 0 | 0 |  | 0 | 0 | 0 |  | 0 | 0 | 0 | 0 | 0 | 0 | 0 | 0 | 0 | 0 | 0 | 0 | 0 | 0 | 0 | 0 | 0 | 0 | 0 | 0 | 0 | 0 | 0 | 12 | 1
NO |  | 149 | 2015 | 0 | 1 | 1 |  |  | Summary | 0 | 0 |  | 0 | 0 | 0 |  | 0 | 0 | 0 | 0 | 0 | 0 | 0 | 0 | 651490058 | 0 | 0 | 0 | 0 | 0 | 0 | 0 | 0 | 0 | 0 | 0 | 0 | 0 | 0 | 12 | 1
NO |  | 149 | 2015 | 0 | 3 | 3 |  |  | Jointly Owned | 0 | 0 |  | 0 | 0 | 0 |  | 0 | 0 | 0 | 0 | 0 | 0 | 0 | 0 | 0 | 0 | 0 | 0 | 0 | 0 | 0 | 0 | 0 | 0 | 0 | 0 | 0 | 0 | 0 | 12 | 1
NO |  | 149 | 2015 | 0 | 5 | 5 |  |  | 500KV | 0 | 0 | SP | 13.65 | 0 | 0 |  | 0 | 21057 | 21057 | 10880 | 270880 | 0 | 281760 | 0 | 0 | 0 | 0 | 651490059 | 0 | 0 | 0 | 0 | 0 | 0 | 0 | 0 | 0 | 0 | 0 | 12 | 1
NO |  | 149 | 2015 | 0 | 6 | 6 |  |  | 500KV | 0 | 0 | ST | 45.42 | 0 | 0 |  | 22334176 | 56343337 | 78677513 | 36202 | 901344 | 0 | 937546 | 0 | 0 | 0 | 0 | 0 | 0 | 0 | 0 | 0 | 0 | 0 | 0 | 0 | 0 | 0 | 0 | 12 | 1
NO |  | 149 | 2015 | 0 | 7 | 7 |  |  | 500KV | 0 | 0 | S/AT | 127.23 | 0 | 0 |  | 0 | 0 | 0 | 101409 | 2524836 | 0 | 2626245 | 0 | 0 | 0 | 0 | 0 | 0 | 0 | 0 | 0 | 0 | 0 | 0 | 0 | 0 | 0 | 0 | 12 | 1
NO |  | 149 | 2015 | 0 | 8 | 8 |  |  | 345KV | 0 | 0 | ST | 1.89 | 0 | 0 |  | 262539 | 2615068 | 2877607 | 1498 | 37308 | 0 | 38806 | 0 | 0 | 0 | 0 | 0 | 0 | 0 | 0 | 0 | 0 | 0 | 0 | 0 | 0 | 0 | 0 | 12 | 1
NO |  | 149 | 2015 | 0 | 10 | 10 |  |  | Wholly Owned | 0 | 0 |  | 0 | 0 | 0 |  | 0 | 0 | 0 | 0 | 0 | 0 | 0 | 0 | 0 | 0 | 0 | 0 | 0 | 0 | 0 | 0 | 0 | 0 | 0 | 0 | 0 | 0 | 0 | 12 | 1
NO |  | 149 | 2015 | 0 | 11 | 11 |  |  | 500KV | 0 | 0 | SP | 44.59 | 0 | 0 |  | 2171866 | 262498067 | 264669933 | 35541 | 884873 | 0 | 920414 | 0 | 0 | 0 | 0 | 0 | 0 | 0 | 0 | 0 | 0 | 0 | 0 | 0 | 0 | 0 | 0 | 12 | 1
NO |  | 149 | 2015 | 0 | 12 | 12 |  |  | 500KV | 0 | 0 | ST | 253.07 | 0 | 0 |  | 25413116 | 395356631 | 420769747 | 201710 | 5022088 | 0 | 5223798 | 0 | 0 | 0 | 0 | 0 | 0 | 0 | 0 | 0 | 0 | 0 | 0 | 0 | 0 | 0 | 0 | 12 | 1
NO |  | 149 | 2015 | 0 | 13 | 13 |  |  | 500KV | 0 | 0 | S/AT | 0.1 | 0 | 0 |  | 0 | 0 | 0 | 80 | 1984 | 0 | 2064 | 0 | 0 | 0 | 0 | 0 | 0 | 0 | 0 | 0 | 0 | 0 | 0 | 0 | 0 | 0 | 0 | 12 | 1
NO |  | 149 | 2015 | 0 | 14 | 14 |  |  | 345KV | 0 | 0 | HPFF | 21.61 | 1.88 | 0 |  | 352079 | 47871211 | 48223290 | 113923 | 384034 | 0 | 497957 | 0 | 0 | 0 | 0 | 0 | 0 | 0 | 0 | 0 | 0 | 0 | 0 | 0 | 0 | 0 | 0 | 12 | 1
NO |  | 149 | 2015 | 0 | 15 | 15 |  |  | 230KV | 0 | 0 | AT | 22.8 | 10.55 | 0 |  | 0 | 0 | 0 | 26582 | 661819 | 133601 | 822002 | 0 | 0 | 0 | 0 | 0 | 0 | 0 | 0 | 0 | 0 | 0 | 0 | 0 | 0 | 0 | 0 | 12 | 1
NO |  | 149 | 2015 | 0 | 16 | 16 |  |  |  | 0 | 0 | ST | 229 | 111.76 | 0 |  | 24057665 | 200598919 | 224656584 | 271603 | 6762267 | 1365096 | 8398966 | 0 | 0 | 0 | 0 | 0 | 0 | 0 | 0 | 0 | 0 | 0 | 0 | 0 | 0 | 0 | 0 | 12 | 1
NO |  | 149 | 2015 | 0 | 17 | 17 |  |  |  | 0 | 0 | S/AT | 55.96 | 34.84 | 0 |  | 0 | 0 | 0 | 72372 | 1801895 | 363748 | 2238015 | 0 | 0 | 0 | 0 | 0 | 0 | 0 | 0 | 0 | 0 | 0 | 0 | 0 | 0 | 0 | 0 | 12 | 1
NO |  | 149 | 2015 | 0 | 18 | 18 |  |  |  | 0 | 0 | SP | 60.17 | 18.55 | 0 |  | 427813 | 284685053 | 285112866 | 62740 | 1562082 | 315337 | 1940159 | 0 | 0 | 0 | 0 | 0 | 0 | 0 | 0 | 0 | 0 | 0 | 0 | 0 | 0 | 0 | 0 | 12 | 1
NO |  | 149 | 2015 | 0 | 19 | 19 |  |  |  | 0 | 0 | H | 1.65 | 0 | 0 |  | 0 | 0 | 0 | 1315 | 32744 | 6610 | 40669 | 0 | 0 | 0 | 0 | 0 | 0 | 0 | 0 | 0 | 0 | 0 | 0 | 0 | 0 | 0 | 0 | 12 | 1
NO |  | 149 | 2015 | 0 | 20 | 20 |  |  |  | 0 | 0 | HPFF | 160.81 | 0 | 0 |  | 3681830 | 884254027 | 887935857 | 779906 | 2629058 | 0 | 3408964 | 0 | 0 | 0 | 0 | 0 | 0 | 0 | 0 | 0 | 0 | 0 | 0 | 0 | 0 | 0 | 0 | 12 | 1
NO |  | 149 | 2015 | 0 | 21 | 21 |  |  |  | 0 | 0 | RRO | 20.88 | 15.84 | 0 |  | 0 | 59778904 | 59778904 | 29268 | 728696 | 147102 | 905066 | 0 | 0 | 0 | 0 | 0 | 0 | 0 | 0 | 0 | 0 | 0 | 0 | 0 | 0 | 0 | 0 | 12 | 1
NO |  | 149 | 2015 | 0 | 23 | 23 |  |  | 138KV | 0 | 0 | HPFF | 90.62 | 0 | 0 |  | 125056 | 228277289 | 228402345 | 439494 | 1481533 | 0 | 1921027 | 0 | 0 | 0 | 0 | 0 | 0 | 0 | 0 | 0 | 0 | 0 | 0 | 0 | 0 | 0 | 0 | 12 | 1
NO |  | 149 | 2015 | 0 | 24 | 24 |  |  |  | 0 | 0 | UCB | 0 | 0 | 0 |  | 0 | 0 | 0 | 0 | 0 | 0 | 0 | 0 | 0 | 0 | 0 | 0 | 0 | 0 | 0 | 0 | 0 | 0 | 0 | 0 | 0 | 0 | 0 | 12 | 1
NO |  | 149 | 2015 | 0 | 25 | 25 |  |  |  | 0 | 0 | HPGF | 0 | 0 | 0 |  | 0 | 7126864 | 7126864 | 0 | 0 | 0 | 0 | 0 | 0 | 0 | 0 | 0 | 0 | 0 | 0 | 0 | 0 | 0 | 0 | 0 | 0 | 0 | 0 | 12 | 1
NO |  | 149 | 2015 | 0 | 26 | 26 |  |  |  | 0 | 0 | ST | 77.72 | 82.3 | 0 |  | 2970355 | 17487793 | 20458148 | 127540 | 3175443 | 0 | 3302983 | 0 | 0 | 0 | 0 | 0 | 0 | 0 | 0 | 0 | 0 | 0 | 0 | 0 | 0 | 0 | 0 | 12 | 1
NO |  | 149 | 2015 | 0 | 27 | 27 |  |  |  | 0 | 0 | AT | 0 | 3.68 | 0 |  | 139946 | 0 | 139946 | 2933 | 73028 | 0 | 75961 | 0 | 0 | 0 | 0 | 0 | 0 | 0 | 0 | 0 | 0 | 0 | 0 | 0 | 0 | 0 | 0 | 12 | 1
NO |  | 149 | 2015 | 0 | 28 | 28 |  |  |  | 0 | 0 | SP | 13.48 | 11.2 | 0 |  | 0 | 20042534 | 20042534 | 19671 | 489766 | 0 | 509437 | 0 | 0 | 0 | 0 | 0 | 0 | 0 | 0 | 0 | 0 | 0 | 0 | 0 | 0 | 0 | 0 | 12 | 1
NO |  | 149 | 2015 | 0 | 29 | 29 |  |  |  | 0 | 0 | S/AT | 3.35 | 4.74 | 0 |  | 0 | 0 | 0 | 6448 | 160543 | 0 | 166991 | 0 | 0 | 0 | 0 | 0 | 0 | 0 | 0 | 0 | 0 | 0 | 0 | 0 | 0 | 0 | 0 | 12 | 1
NO |  | 149 | 2015 | 0 | 30 | 30 |  |  |  | 0 | 0 | H | 0.19 | 0 | 0 |  | 0 | 0 | 0 | 151 | 3770 | 0 | 3921 | 0 | 0 | 0 | 0 | 0 | 0 | 0 | 0 | 0 | 0 | 0 | 0 | 0 | 0 | 0 | 0 | 12 | 1
SI/SI | A | 149 | 2015 | 0 | 32 | 32 |  |  | 69kV | 0 | 0 | ST | 9.72 | 2.96 | 0 |  | 18640 | 36455180 | 36473820 | 10107 | 251630 | 0 | 261737 | 0 | 0 | 0 | 0 | 0 | 0 | 0 | 0 | 0 | 0 | 0 | 0 | 0 | 0 | 0 | 0 | 12 | 1
SI/SI | A | 149 | 2015 | 0 | 33 | 33 |  |  |  | 0 | 0 | UCB | 14.78 | 0 | 0 |  | 194783 | 84499544 | 84694327 | 71681 | 241636 | 0 | 313317 | 0 | 0 | 0 | 0 | 0 | 0 | 0 | 0 | 0 | 0 | 0 | 0 | 0 | 0 | 0 | 0 | 12 | 1
SI/SI | A | 149 | 2015 | 0 | 34 | 34 |  |  |  | 0 | 0 | WP | 197 | 0 | 0 |  | 1721692 | 252998131 | 254719823 | 157019 | 3909398 | 0 | 4066417 | 0 | 0 | 0 | 0 | 0 | 0 | 0 | 0 | 0 | 0 | 0 | 0 | 0 | 0 | 0 | 0 | 12 | 1
NO |  | 149 | 2015 | 0 | 35 | 35 |  |  |  | 0 | 0 | EPR | 0 | 0 | 0 |  | 0 | 0 | 0 | 0 | 0 | 0 | 0 | 0 | 0 | 0 | 0 | 0 | 0 | 0 | 0 | 0 | 0 | 0 | 0 | 0 | 0 | 0 | 0 | 12 | 1
NO |  | 149 | 2015 | 0 | 36 | 36 |  | TOTAL |  | 0 | 0 |  | 1465.69 | 298.3 | 472 |  | 83871556 | 2840909609 | 2924781165 | 2580073 | 33992655 | 2331494 | 38904222 | 0 | 0 | 0 | 0 | 0 | 0 | 0 | 0 | 0 | 0 | 0 | 0 | 0 | 0 | 0 | 0 | 12 | 1
NO |  | 149 | 2015 | 1 | 2 | 2 |  | Conemaugh | Maryland Border | 500 | 500 | ST | 29.21 | 0 | 2 | 2493 ACAR | 0 | 0 | 0 | 0 | 0 | 0 | 0 | 651490061 | 0 | 0 | 0 | 0 | 0 | 0 | 0 | 0 | 0 | 0 | 0 | 0 | 0 | 0 | 0 | 12 | 1
NO |  | 149 | 2015 | 1 | 4 | 4 |  | Hope Creek | Red Lion (River Crossing) | 500 | 500 | S/AT | 19.41 | 0 | 2 | 2493 ACAR | 0 | 0 | 0 | 0 | 0 | 0 | 0 | 651490062 | 0 | 0 | 0 | 0 | 0 | 0 | 0 | 0 | 0 | 0 | 0 | 0 | 0 | 0 | 0 | 12 | 1
NO |  | 149 | 2015 | 1 | 6 | 6 |  | Deans | Branchburg | 500 | 500 | ST | 16.21 | 0 | 2 | 2493 ACAR | 0 | 0 | 0 | 0 | 0 | 0 | 0 | 651490063 | 0 | 0 | 0 | 0 | 0 | 0 | 0 | 0 | 0 | 0 | 0 | 0 | 0 | 0 | 0 | 12 | 1
NO |  | 149 | 2015 | 1 | 7 | 7 |  |  |  | 500 | 500 | SP | 3.32 | 0 | 2 | 2493 ACAR | 0 | 0 | 0 | 0 | 0 | 0 | 0 | 0 | 0 | 0 | 0 | 0 | 0 | 0 | 0 | 0 | 0 | 0 | 0 | 0 | 0 | 0 | 0 | 12 | 1
NO |  | 149 | 2015 | 1 | 9 | 9 |  | East Windsor | Deans | 500 | 500 | SP | 9.13 | 0 | 2 | 2493 ACAR | 0 | 0 | 0 | 0 | 0 | 0 | 0 | 651490064 | 0 | 0 | 0 | 0 | 0 | 0 | 0 | 0 | 0 | 0 | 0 | 0 | 0 | 0 | 0 | 12 | 1
NO |  | 149 | 2015 | 1 | 10 | 10 |  |  |  | 500 | 500 | S/AT | 6.24 | 0 | 2 | 2493 ACAR | 0 | 0 | 0 | 0 | 0 | 0 | 0 | 0 | 0 | 0 | 0 | 0 | 0 | 0 | 0 | 0 | 0 | 0 | 0 | 0 | 0 | 0 | 0 | 12 | 1
NO |  | 149 | 2015 | 1 | 12 | 12 |  | Salem | New Freedom | 500 | 500 | S/AT | 50.28 | 0 | 2 | 2493 ACAR | 0 | 0 | 0 | 0 | 0 | 0 | 0 | 651490065 | 0 | 0 | 0 | 0 | 0 | 0 | 0 | 0 | 0 | 0 | 0 | 0 | 0 | 0 | 0 | 12 | 1
NO |  | 149 | 2015 | 1 | 14 | 14 |  | New Freedom | East Windsor | 500 | 500 | S/AT | 51.3 | 0 | 2 | 2493 ACAR | 0 | 0 | 0 | 0 | 0 | 0 | 0 | 651490060 | 0 | 0 | 0 | 0 | 0 | 0 | 0 | 0 | 0 | 0 | 0 | 0 | 0 | 0 | 0 | 12 | 1
NO |  | 149 | 2015 | 1 | 15 | 15 |  |  |  | 500 | 500 | SP | 1.2 | 0 | 2 | 2493 ACAR | 0 | 0 | 0 | 0 | 0 | 0 | 0 | 0 | 0 | 0 | 0 | 0 | 0 | 0 | 0 | 0 | 0 | 0 | 0 | 0 | 0 | 0 | 0 | 12 | 1
NO |  | 149 | 2015 | 1 | 17 | 17 |  | So. Mahwah | Ramapo | 345 | 345 | ST | 1.89 | 0 | 1 | 1590 ACSR | 0 | 0 | 0 | 0 | 0 | 0 | 0 | 651490066 | 0 | 0 | 0 | 0 | 0 | 0 | 0 | 0 | 0 | 0 | 0 | 0 | 0 | 0 | 0 | 12 | 1
NO |  | 149 | 2015 | 1 | 19 | 19 |  | Branchburg | Alburtis | 500 | 500 | ST | 49.07 | 0 | 2 | 2493 ACAR | 0 | 0 | 0 | 0 | 0 | 0 | 0 | 0 | 0 | 0 | 0 | 0 | 0 | 0 | 0 | 0 | 0 | 0 | 0 | 0 | 0 | 0 | 0 | 12 | 1
NO |  | 149 | 2015 | 1 | 21 | 21 |  | Branchburg | Elroy | 500 | 500 | ST | 14.68 | 0 | 2 | 2493 ACAR | 0 | 0 | 0 | 0 | 0 | 0 | 0 | 0 | 0 | 0 | 0 | 0 | 0 | 0 | 0 | 0 | 0 | 0 | 0 | 0 | 0 | 0 | 0 | 12 | 1
NO |  | 149 | 2015 | 1 | 22 | 22 |  |  |  | 500 | 500 | SP | 27.32 | 0 | 2 | 2493 ACAR | 0 | 0 | 0 | 0 | 0 | 0 | 0 | 0 | 0 | 0 | 0 | 0 | 0 | 0 | 0 | 0 | 0 | 0 | 0 | 0 | 0 | 0 | 0 | 12 | 1
NO |  | 149 | 2015 | 1 | 24 | 24 |  | Hopatcong | Ramapo | 500 | 500 | ST | 34.21 | 0 | 2 | 2493 ACAR | 0 | 0 | 0 | 0 | 0 | 0 | 0 | 0 | 0 | 0 | 0 | 0 | 0 | 0 | 0 | 0 | 0 | 0 | 0 | 0 | 0 | 0 | 0 | 12 | 1
NO |  | 149 | 2015 | 1 | 26 | 26 |  | Salem | Orchard | 500 | 500 | ST | 18.97 | 0 | 2 | 2493 ACAR | 0 | 0 | 0 | 0 | 0 | 0 | 0 | 0 | 0 | 0 | 0 | 0 | 0 | 0 | 0 | 0 | 0 | 0 | 0 | 0 | 0 | 0 | 0 | 12 | 1
NO |  | 149 | 2015 | 1 | 28 | 28 |  | Hope Creek | New Freedom | 500 | 500 | ST | 42.6 | 0 | 2 | 2493 ACAR | 0 | 0 | 0 | 0 | 0 | 0 | 0 | 0 | 0 | 0 | 0 | 0 | 0 | 0 | 0 | 0 | 0 | 0 | 0 | 0 | 0 | 0 | 0 | 12 | 1
NO |  | 149 | 2015 | 1 | 29 | 29 |  |  |  | 500 | 500 | SP | 0.27 | 0 | 2 | 2493 ACAR | 0 | 0 | 0 | 0 | 0 | 0 | 0 | 0 | 0 | 0 | 0 | 0 | 0 | 0 | 0 | 0 | 0 | 0 | 0 | 0 | 0 | 0 | 0 | 12 | 1
NO |  | 149 | 2015 | 1 | 31 | 31 |  | Salem | Hope Creek | 500 | 500 | ST | 0.33 | 0 | 2 | 2493 ACAR | 0 | 0 | 0 | 0 | 0 | 0 | 0 | 0 | 0 | 0 | 0 | 0 | 0 | 0 | 0 | 0 | 0 | 0 | 0 | 0 | 0 | 0 | 0 | 12 | 1
NO |  | 149 | 2015 | 1 | 32 | 32 |  |  |  | 500 | 500 | S/AT | 0.1 | 0 | 2 | 2493 ACAR | 0 | 0 | 0 | 0 | 0 | 0 | 0 | 0 | 0 | 0 | 0 | 0 | 0 | 0 | 0 | 0 | 0 | 0 | 0 | 0 | 0 | 0 | 0 | 12 | 1
NO |  | 149 | 2015 | 1 | 34 | 34 |  | Orchard | New Freedom | 500 | 500 | ST | 20.36 | 0 | 2 | 2493 ACAR | 0 | 0 | 0 | 0 | 0 | 0 | 0 | 0 | 0 | 0 | 0 | 0 | 0 | 0 | 0 | 0 | 0 | 0 | 0 | 0 | 0 | 0 | 0 | 12 | 1
NO |  | 149 | 2015 | 1 | 35 | 35 |  |  |  | 500 | 500 | SP | 2.45 | 0 | 2 | 1590 ACSR | 0 | 0 | 0 | 0 | 0 | 0 | 0 | 0 | 0 | 0 | 0 | 0 | 0 | 0 | 0 | 0 | 0 | 0 | 0 | 0 | 0 | 0 | 0 | 12 | 1
NO |  | 149 | 2015 | 2 | 2 | 2 |  | Hopatcong | Branchburg | 500 | 500 | ST | 40.03 | 0 | 2 | 2493 ACAR | 0 | 0 | 0 | 0 | 0 | 0 | 0 | 0 | 0 | 0 | 0 | 0 | 0 | 0 | 0 | 0 | 0 | 0 | 0 | 0 | 0 | 0 | 0 | 12 | 1
NO |  | 149 | 2015 | 2 | 4 | 4 |  | Roseland | Hopatcong | 500 | 500 | ST | 15.24 | 0 | 3 | 1590 ACSR | 0 | 0 | 0 | 0 | 0 | 0 | 0 | 0 | 0 | 0 | 0 | 0 | 0 | 0 | 0 | 0 | 0 | 0 | 0 | 0 | 0 | 0 | 0 | 12 | 1
NO |  | 149 | 2015 | 2 | 5 | 5 |  |  |  | 500 | 500 | SP | 9.95 | 0 | 0 | 2493 ACAR | 0 | 0 | 0 | 0 | 0 | 0 | 0 | 0 | 0 | 0 | 0 | 0 | 0 | 0 | 0 | 0 | 0 | 0 | 0 | 0 | 0 | 0 | 0 | 12 | 1
NO |  | 149 | 2015 | 2 | 7 | 7 |  | Hopatcong | Bushkill | 500 | 500 | ST | 17.58 | 0 | 3 | 1590 ACSR | 0 | 0 | 0 | 0 | 0 | 0 | 0 | 0 | 0 | 0 | 0 | 0 | 0 | 0 | 0 | 0 | 0 | 0 | 0 | 0 | 0 | 0 | 0 | 12 | 1
NO |  | 149 | 2015 | 2 | 8 | 8 |  |  |  | 500 | 500 | SP | 4.6 | 0 | 3 | 1590 ACSR | 0 | 0 | 0 | 0 | 0 | 0 | 0 | 0 | 0 | 0 | 0 | 0 | 0 | 0 | 0 | 0 | 0 | 0 | 0 | 0 | 0 | 0 | 0 | 12 | 1
NO |  | 149 | 2015 | 2 | 10 | 10 |  | Hudson | Farragut | 345 | 345 | HPFF | 5.31 | 0 | 1 | 2000 KCM CU | 0 | 0 | 0 | 0 | 0 | 0 | 0 | 0 | 0 | 0 | 0 | 0 | 0 | 0 | 0 | 0 | 0 | 0 | 0 | 0 | 0 | 0 | 0 | 12 | 1
NO |  | 149 | 2015 | 2 | 11 | 11 |  |  |  | 345 | 345 | HPFF | 5.36 | 0 | 1 | 2000 KCM CU | 0 | 0 | 0 | 0 | 0 | 0 | 0 | 0 | 0 | 0 | 0 | 0 | 0 | 0 | 0 | 0 | 0 | 0 | 0 | 0 | 0 | 0 | 0 | 12 | 1
NO |  | 149 | 2015 | 2 | 13 | 13 |  | Waldwick | So. Mahwah | 345 | 345 | HPFF | 5.45 | 0 | 1 | 3500 KCM CU | 0 | 0 | 0 | 0 | 0 | 0 | 0 | 0 | 0 | 0 | 0 | 0 | 0 | 0 | 0 | 0 | 0 | 0 | 0 | 0 | 0 | 0 | 0 | 12 | 1
NO |  | 149 | 2015 | 2 | 14 | 14 |  |  |  | 345 | 345 | HPFF | 5.49 | 0 | 1 | 3500 KCM CU | 0 | 0 | 0 | 0 | 0 | 0 | 0 | 0 | 0 | 0 | 0 | 0 | 0 | 0 | 0 | 0 | 0 | 0 | 0 | 0 | 0 | 0 | 0 | 12 | 1
NO |  | 149 | 2015 | 2 | 16 | 16 |  | So. Mahwah | Ramapo | 345 | 345 | ST | 0 | 1.88 | 1 | 1590 ACSR | 0 | 0 | 0 | 0 | 0 | 0 | 0 | 0 | 0 | 0 | 0 | 0 | 0 | 0 | 0 | 0 | 0 | 0 | 0 | 0 | 0 | 0 | 0 | 12 | 1
NO |  | 149 | 2015 | 2 | 18 | 18 |  | Mercer | Lawrence -to - Kuser Rd. | 230 | 230 | AT | 6.36 | 0 | 1 | 1590 ACSR | 0 | 0 | 0 | 0 | 0 | 0 | 0 | 0 | 0 | 0 | 0 | 0 | 0 | 0 | 0 | 0 | 0 | 0 | 0 | 0 | 0 | 0 | 0 | 12 | 1
NO |  | 149 | 2015 | 2 | 19 | 19 |  |  |  | 230 | 230 | ST | 4.02 | 0 | 1 | 1590 ACSR | 0 | 0 | 0 | 0 | 0 | 0 | 0 | 0 | 0 | 0 | 0 | 0 | 0 | 0 | 0 | 0 | 0 | 0 | 0 | 0 | 0 | 0 | 0 | 12 | 1
NO |  | 149 | 2015 | 2 | 21 | 21 |  | Essex | Hudson | 230 | 230 | ST | 2.81 | 0 | 1 | 1590 ACSR | 0 | 0 | 0 | 0 | 0 | 0 | 0 | 0 | 0 | 0 | 0 | 0 | 0 | 0 | 0 | 0 | 0 | 0 | 0 | 0 | 0 | 0 | 0 | 12 | 1
NO |  | 149 | 2015 | 2 | 22 | 22 |  |  |  | 230 | 230 | S/AT | 2.14 | 0 | 1 | 1590 ACSR | 0 | 0 | 0 | 0 | 0 | 0 | 0 | 0 | 0 | 0 | 0 | 0 | 0 | 0 | 0 | 0 | 0 | 0 | 0 | 0 | 0 | 0 | 0 | 12 | 1
NO |  | 149 | 2015 | 2 | 23 | 23 |  |  |  | 230 | 230 | RRO | 1.31 | 0 | 1 | 1590 ACSR | 0 | 0 | 0 | 0 | 0 | 0 | 0 | 0 | 0 | 0 | 0 | 0 | 0 | 0 | 0 | 0 | 0 | 0 | 0 | 0 | 0 | 0 | 0 | 12 | 1
NO |  | 149 | 2015 | 2 | 25 | 25 |  | Linden | Gulf Oil (customer) | 230 | 230 | ST | 2.86 | 0 | 2 | 804.5 ACSR | 0 | 0 | 0 | 0 | 0 | 0 | 0 | 0 | 0 | 0 | 0 | 0 | 0 | 0 | 0 | 0 | 0 | 0 | 0 | 0 | 0 | 0 | 0 | 12 | 1
NO |  | 149 | 2015 | 2 | 26 | 26 |  |  |  | 230 | 230 | SP | 0.13 | 0 | 1 | 1590 ACSR | 0 | 0 | 0 | 0 | 0 | 0 | 0 | 0 | 0 | 0 | 0 | 0 | 0 | 0 | 0 | 0 | 0 | 0 | 0 | 0 | 0 | 0 | 0 | 12 | 1
NO |  | 149 | 2015 | 2 | 28 | 28 |  | Burlington | Camden -to- Cinnaminson | 230 | 230 | ST | 0.52 | 0 | 1 | 1590 ACSR | 0 | 0 | 0 | 0 | 0 | 0 | 0 | 0 | 0 | 0 | 0 | 0 | 0 | 0 | 0 | 0 | 0 | 0 | 0 | 0 | 0 | 0 | 0 | 12 | 1
NO |  | 149 | 2015 | 2 | 29 | 29 |  |  |  | 230 | 230 | ST | 2.36 | 0 | 1 | 1033.5 ACSS | 0 | 0 | 0 | 0 | 0 | 0 | 0 | 0 | 0 | 0 | 0 | 0 | 0 | 0 | 0 | 0 | 0 | 0 | 0 | 0 | 0 | 0 | 0 | 12 | 1
NO |  | 149 | 2015 | 2 | 30 | 30 |  |  |  | 230 | 230 | S/AT | 0.16 | 0 | 1 | 1033.5 ACSS | 0 | 0 | 0 | 0 | 0 | 0 | 0 | 0 | 0 | 0 | 0 | 0 | 0 | 0 | 0 | 0 | 0 | 0 | 0 | 0 | 0 | 0 | 0 | 12 | 1
NO |  | 149 | 2015 | 2 | 31 | 31 |  |  |  | 230 | 230 | S/AT | 7.9 | 0 | 1 | 1590 ACSR | 0 | 0 | 0 | 0 | 0 | 0 | 0 | 0 | 0 | 0 | 0 | 0 | 0 | 0 | 0 | 0 | 0 | 0 | 0 | 0 | 0 | 0 | 0 | 12 | 1
NO |  | 149 | 2015 | 2 | 32 | 32 |  |  |  | 230 | 230 | SP | 2.72 | 0 | 1 | 1590 ACSR | 0 | 0 | 0 | 0 | 0 | 0 | 0 | 0 | 0 | 0 | 0 | 0 | 0 | 0 | 0 | 0 | 0 | 0 | 0 | 0 | 0 | 0 | 0 | 12 | 1
NO |  | 149 | 2015 | 2 | 34 | 34 |  | Bergen | Athenia | 230 | 345 | HPFF | 11.54 | 0 | 1 | 3500KCM CU | 0 | 0 | 0 | 0 | 0 | 0 | 0 | 0 | 0 | 0 | 0 | 0 | 0 | 0 | 0 | 0 | 0 | 0 | 0 | 0 | 0 | 0 | 0 | 12 | 1
NO |  | 149 | 2015 | 3 | 1 | 1 |  | Newport | Newport | 230 | 230 | HPFF | 0 | 0 | 1 | 2000 KCM CU | 0 | 0 | 0 | 0 | 0 | 0 | 0 | 0 | 0 | 0 | 0 | 0 | 0 | 0 | 0 | 0 | 0 | 0 | 0 | 0 | 0 | 0 | 0 | 12 | 1
NO |  | 149 | 2015 | 3 | 3 | 3 |  | Waldwick | Waldwick | 230 | 230 | HPFF | 0.14 | 0 | 1 | 3500 KCM CU | 0 | 0 | 0 | 0 | 0 | 0 | 0 | 0 | 0 | 0 | 0 | 0 | 0 | 0 | 0 | 0 | 0 | 0 | 0 | 0 | 0 | 0 | 0 | 12 | 1
NO |  | 149 | 2015 | 3 | 5 | 5 |  | Mercer | Trenton | 230 | 230 | AT | 4.03 | 0 | 1 | 1590 ACSR | 0 | 0 | 0 | 0 | 0 | 0 | 0 | 0 | 0 | 0 | 0 | 0 | 0 | 0 | 0 | 0 | 0 | 0 | 0 | 0 | 0 | 0 | 0 | 12 | 1
NO |  | 149 | 2015 | 3 | 7 | 7 |  | Cedar Grove | Athenia -to- Clifton | 230 | 230 | AT | 3.32 | 0 | 1 | 1590 ACSR | 0 | 0 | 0 | 0 | 0 | 0 | 0 | 0 | 0 | 0 | 0 | 0 | 0 | 0 | 0 | 0 | 0 | 0 | 0 | 0 | 0 | 0 | 0 | 12 | 1
NO |  | 149 | 2015 | 3 | 8 | 8 |  |  |  | 230 | 230 | ST | 0.25 | 0 | 1 | 1590 ACSR | 0 | 0 | 0 | 0 | 0 | 0 | 0 | 0 | 0 | 0 | 0 | 0 | 0 | 0 | 0 | 0 | 0 | 0 | 0 | 0 | 0 | 0 | 0 | 12 | 1
NO |  | 149 | 2015 | 3 | 9 | 9 |  |  |  | 230 | 230 | SP | 0.15 | 0 | 1 | 1590 ACSR | 0 | 0 | 0 | 0 | 0 | 0 | 0 | 0 | 0 | 0 | 0 | 0 | 0 | 0 | 0 | 0 | 0 | 0 | 0 | 0 | 0 | 0 | 0 | 12 | 1
NO |  | 149 | 2015 | 3 | 11 | 11 |  | Linden #2 | Tosco (Customer) | 230 | 230 | SP | 0.08 | 0 | 1 | 1590 ACSS | 0 | 0 | 0 | 0 | 0 | 0 | 0 | 0 | 0 | 0 | 0 | 0 | 0 | 0 | 0 | 0 | 0 | 0 | 0 | 0 | 0 | 0 | 0 | 12 | 1
NO |  | 149 | 2015 | 3 | 12 | 12 |  |  |  | 230 | 230 | ST | 0.77 | 0 | 1 | 1590 ACSS | 0 | 0 | 0 | 0 | 0 | 0 | 0 | 0 | 0 | 0 | 0 | 0 | 0 | 0 | 0 | 0 | 0 | 0 | 0 | 0 | 0 | 0 | 0 | 12 | 1
NO |  | 149 | 2015 | 3 | 14 | 14 |  | Burlington | Cinnaminson -to- Levittown | 230 | 230 | ST | 0.5 | 0 | 1 | 1590 ACSR | 0 | 0 | 0 | 0 | 0 | 0 | 0 | 0 | 0 | 0 | 0 | 0 | 0 | 0 | 0 | 0 | 0 | 0 | 0 | 0 | 0 | 0 | 0 | 12 | 1
NO |  | 149 | 2015 | 3 | 15 | 15 |  |  |  | 230 | 230 | ST | 8.43 | 0 | 1 | 1033.5 ACSS | 0 | 0 | 0 | 0 | 0 | 0 | 0 | 0 | 0 | 0 | 0 | 0 | 0 | 0 | 0 | 0 | 0 | 0 | 0 | 0 | 0 | 0 | 0 | 12 | 1
NO |  | 149 | 2015 | 3 | 17 | 17 |  | Branchburg | Somerville | 230 | 230 | ST | 8.99 | 0 | 1 | 1590 ACSS | 0 | 0 | 0 | 0 | 0 | 0 | 0 | 0 | 0 | 0 | 0 | 0 | 0 | 0 | 0 | 0 | 0 | 0 | 0 | 0 | 0 | 0 | 0 | 12 | 1
NO |  | 149 | 2015 | 3 | 18 | 18 |  |  |  | 230 | 230 | SP | 0.24 | 0 | 1 | 1590 ACSS | 0 | 0 | 0 | 0 | 0 | 0 | 0 | 0 | 0 | 0 | 0 | 0 | 0 | 0 | 0 | 0 | 0 | 0 | 0 | 0 | 0 | 0 | 0 | 12 | 1
NO |  | 149 | 2015 | 3 | 20 | 20 |  | Camden | Richmond | 230 | 230 | ST | 0.07 | 0 | 2 | 1590 ACSR | 0 | 0 | 0 | 0 | 0 | 0 | 0 | 0 | 0 | 0 | 0 | 0 | 0 | 0 | 0 | 0 | 0 | 0 | 0 | 0 | 0 | 0 | 0 | 12 | 1
NO |  | 149 | 2015 | 3 | 21 | 21 |  |  |  | 230 | 230 | RRO | 1.31 | 0 | 2 | 1590 ACSR | 0 | 0 | 0 | 0 | 0 | 0 | 0 | 0 | 0 | 0 | 0 | 0 | 0 | 0 | 0 | 0 | 0 | 0 | 0 | 0 | 0 | 0 | 0 | 12 | 1
NO |  | 149 | 2015 | 3 | 22 | 22 |  |  |  | 230 | 230 | SP | 0.15 | 0 | 2 | 1590 ACSR | 0 | 0 | 0 | 0 | 0 | 0 | 0 | 0 | 0 | 0 | 0 | 0 | 0 | 0 | 0 | 0 | 0 | 0 | 0 | 0 | 0 | 0 | 0 | 12 | 1
NO |  | 149 | 2015 | 3 | 24 | 24 |  | New Freedom | Silver Lake | 230 | 230 | ST | 5.59 | 0 | 1 | 1590 ACSR | 0 | 0 | 0 | 0 | 0 | 0 | 0 | 0 | 0 | 0 | 0 | 0 | 0 | 0 | 0 | 0 | 0 | 0 | 0 | 0 | 0 | 0 | 0 | 12 | 1
NO |  | 149 | 2015 | 3 | 25 | 25 |  |  |  | 230 | 230 | S/AT | 0.09 | 0 | 1 | 1590 ACSR | 0 | 0 | 0 | 0 | 0 | 0 | 0 | 0 | 0 | 0 | 0 | 0 | 0 | 0 | 0 | 0 | 0 | 0 | 0 | 0 | 0 | 0 | 0 | 12 | 1
NO |  | 149 | 2015 | 3 | 27 | 27 |  | Meadows | Athenia to Kingsland CookRd | 230 | 230 | ST | 3.62 | 0.32 | 1 | 1590 ACSR | 0 | 0 | 0 | 0 | 0 | 0 | 0 | 0 | 0 | 0 | 0 | 0 | 0 | 0 | 0 | 0 | 0 | 0 | 0 | 0 | 0 | 0 | 0 | 12 | 1
NO |  | 149 | 2015 | 3 | 28 | 28 |  |  |  | 230 | 230 | S/AT | 5.82 | 1.25 | 1 | 1590 ACSR | 0 | 0 | 0 | 0 | 0 | 0 | 0 | 0 | 0 | 0 | 0 | 0 | 0 | 0 | 0 | 0 | 0 | 0 | 0 | 0 | 0 | 0 | 0 | 12 | 1
NO |  | 149 | 2015 | 3 | 29 | 29 |  |  |  | 230 | 230 | AT | 0.54 | 0 | 1 | 1590 ACSR | 0 | 0 | 0 | 0 | 0 | 0 | 0 | 0 | 0 | 0 | 0 | 0 | 0 | 0 | 0 | 0 | 0 | 0 | 0 | 0 | 0 | 0 | 0 | 12 | 1
NO |  | 149 | 2015 | 3 | 31 | 31 |  | Cuthbert | Gloucester | 230 | 230 | HPFF | 5.7 | 0 | 1 | 3500 KCM CU | 0 | 0 | 0 | 0 | 0 | 0 | 0 | 0 | 0 | 0 | 0 | 0 | 0 | 0 | 0 | 0 | 0 | 0 | 0 | 0 | 0 | 0 | 0 | 12 | 1
NO |  | 149 | 2015 | 3 | 33 | 33 |  | Deans | Brunswick | 230 | 230 | S/AT | 3.53 | 0 | 1 | 1590 ACSR | 0 | 0 | 0 | 0 | 0 | 0 | 0 | 0 | 0 | 0 | 0 | 0 | 0 | 0 | 0 | 0 | 0 | 0 | 0 | 0 | 0 | 0 | 0 | 12 | 1
NO |  | 149 | 2015 | 3 | 35 | 35 |  | Croyden | Burlington | 230 | 230 | SP | 0.16 | 0 | 1 | 1590 ACSR | 0 | 0 | 0 | 0 | 0 | 0 | 0 | 0 | 0 | 0 | 0 | 0 | 0 | 0 | 0 | 0 | 0 | 0 | 0 | 0 | 0 | 0 | 0 | 12 | 1
NO |  | 149 | 2015 | 4 | 1 | 1 |  |  |  | 230 | 230 | H | 0.05 | 0 | 0 | 1590 ACSS | 0 | 0 | 0 | 0 | 0 | 0 | 0 | 0 | 0 | 0 | 0 | 0 | 0 | 0 | 0 | 0 | 0 | 0 | 0 | 0 | 0 | 0 | 0 | 12 | 1
NO |  | 149 | 2015 | 4 | 2 | 2 |  |  |  | 230 | 230 | H | 1.42 | 0 | 0 | 1192.5 ACSS | 0 | 0 | 0 | 0 | 0 | 0 | 0 | 0 | 0 | 0 | 0 | 0 | 0 | 0 | 0 | 0 | 0 | 0 | 0 | 0 | 0 | 0 | 0 | 12 | 1
NO |  | 149 | 2015 | 4 | 4 | 4 |  | Gloucester | Cuthbert BLVD | 230 | 230 | HPFF | 4.42 | 0 | 1 | 3000 KCM CU | 0 | 0 | 0 | 0 | 0 | 0 | 0 | 0 | 0 | 0 | 0 | 0 | 0 | 0 | 0 | 0 | 0 | 0 | 0 | 0 | 0 | 0 | 0 | 12 | 1
NO |  | 149 | 2015 | 4 | 6 | 6 |  | Roseland | Montville | 230 | 500 | SP | 0.06 | 7.21 | 1 | 1590 ACSR | 0 | 0 | 0 | 0 | 0 | 0 | 0 | 0 | 0 | 0 | 0 | 0 | 0 | 0 | 0 | 0 | 0 | 0 | 0 | 0 | 0 | 0 | 0 | 12 | 1
NO |  | 149 | 2015 | 4 | 8 | 8 |  | Levittown | Cox's Corner-to- Mr. Laurel | 230 | 230 | ST | 10.27 | 0 | 1 | 1590 ACSR | 0 | 0 | 0 | 0 | 0 | 0 | 0 | 0 | 0 | 0 | 0 | 0 | 0 | 0 | 0 | 0 | 0 | 0 | 0 | 0 | 0 | 0 | 0 | 12 | 1
NO |  | 149 | 2015 | 4 | 9 | 9 |  |  |  | 230 | 230 | S/AT | 0 | 0.55 | 1 | 1590 ACSR | 0 | 0 | 0 | 0 | 0 | 0 | 0 | 0 | 0 | 0 | 0 | 0 | 0 | 0 | 0 | 0 | 0 | 0 | 0 | 0 | 0 | 0 | 0 | 12 | 1
NO |  | 149 | 2015 | 4 | 10 | 10 |  |  |  | 230 | 230 | SP | 0.03 | 0 | 1 | 1590 ACSR | 0 | 0 | 0 | 0 | 0 | 0 | 0 | 0 | 0 | 0 | 0 | 0 | 0 | 0 | 0 | 0 | 0 | 0 | 0 | 0 | 0 | 0 | 0 | 12 | 1
NO |  | 149 | 2015 | 4 | 12 | 12 |  | Waldwick | Hawthorne | 230 | 230 | HPFF | 4.16 | 0 | 1 | 2000 KMC CU | 0 | 0 | 0 | 0 | 0 | 0 | 0 | 0 | 0 | 0 | 0 | 0 | 0 | 0 | 0 | 0 | 0 | 0 | 0 | 0 | 0 | 0 | 0 | 12 | 1
NO |  | 149 | 2015 | 4 | 13 | 13 |  |  |  | 230 | 230 | HPFF | 0.02 | 0 | 1 | 2500 KMC CU | 0 | 0 | 0 | 0 | 0 | 0 | 0 | 0 | 0 | 0 | 0 | 0 | 0 | 0 | 0 | 0 | 0 | 0 | 0 | 0 | 0 | 0 | 0 | 12 | 1
NO |  | 149 | 2015 | 4 | 15 | 15 |  | Transco Williams | Cedar Grove | 230 | 230 | AT | 7.45 | 0 | 1 | 1590 ACSR | 0 | 0 | 0 | 0 | 0 | 0 | 0 | 0 | 0 | 0 | 0 | 0 | 0 | 0 | 0 | 0 | 0 | 0 | 0 | 0 | 0 | 0 | 0 | 12 | 1
NO |  | 149 | 2015 | 4 | 16 | 16 |  |  |  | 230 | 230 | SP | 0.15 | 0 | 1 | 1590 ACSR | 0 | 0 | 0 | 0 | 0 | 0 | 0 | 0 | 0 | 0 | 0 | 0 | 0 | 0 | 0 | 0 | 0 | 0 | 0 | 0 | 0 | 0 | 0 | 12 | 1
NO |  | 149 | 2015 | 4 | 18 | 18 |  | Brunswick | Sunnymeade - Bennetts Lane | 230 | 230 | ST | 9.75 | 0 | 1 | 1590 ACSR | 0 | 0 | 0 | 0 | 0 | 0 | 0 | 0 | 0 | 0 | 0 | 0 | 0 | 0 | 0 | 0 | 0 | 0 | 0 | 0 | 0 | 0 | 0 | 12 | 1
NO |  | 149 | 2015 | 4 | 19 | 19 |  |  |  | 230 | 230 | SP | 0.48 | 0 | 1 | 1590 ACSR | 0 | 0 | 0 | 0 | 0 | 0 | 0 | 0 | 0 | 0 | 0 | 0 | 0 | 0 | 0 | 0 | 0 | 0 | 0 | 0 | 0 | 0 | 0 | 12 | 1
NO |  | 149 | 2015 | 4 | 21 | 21 |  | Hillsdale | Waldwick | 230 | 230 | HPFF | 5.41 | 0 | 1 | 3500 KCM CU | 0 | 0 | 0 | 0 | 0 | 0 | 0 | 0 | 0 | 0 | 0 | 0 | 0 | 0 | 0 | 0 | 0 | 0 | 0 | 0 | 0 | 0 | 0 | 12 | 1
NO |  | 149 | 2015 | 4 | 23 | 23 |  | Burlington | Cox's Corner (Mr. Laurel) | 230 | 230 | ST | 0.63 | 9.95 | 1 | 1590 ACSR | 0 | 0 | 0 | 0 | 0 | 0 | 0 | 0 | 0 | 0 | 0 | 0 | 0 | 0 | 0 | 0 | 0 | 0 | 0 | 0 | 0 | 0 | 0 | 12 | 1
NO |  | 149 | 2015 | 4 | 24 | 24 |  |  |  | 230 | 230 | ST | 2.53 | 0 | 2 | 1590 ACSR | 0 | 0 | 0 | 0 | 0 | 0 | 0 | 0 | 0 | 0 | 0 | 0 | 0 | 0 | 0 | 0 | 0 | 0 | 0 | 0 | 0 | 0 | 0 | 12 | 1
NO |  | 149 | 2015 | 4 | 25 | 25 |  |  |  | 230 | 230 | S/AT | 0.05 | 0 | 1 | 1590 ACSR | 0 | 0 | 0 | 0 | 0 | 0 | 0 | 0 | 0 | 0 | 0 | 0 | 0 | 0 | 0 | 0 | 0 | 0 | 0 | 0 | 0 | 0 | 0 | 12 | 1
NO |  | 149 | 2015 | 4 | 27 | 27 |  | Saddle Brook | Athenia | 230 | 345 | HPFF | 4.4 | 0 | 1 | 3500 KCM CU | 0 | 0 | 0 | 0 | 0 | 0 | 0 | 0 | 0 | 0 | 0 | 0 | 0 | 0 | 0 | 0 | 0 | 0 | 0 | 0 | 0 | 0 | 0 | 12 | 1
NO |  | 149 | 2015 | 4 | 29 | 29 |  | Deans | Linden #2 | 230 | 230 | ST | 11.14 | 0 | 1 | 1590 ACSR | 0 | 0 | 0 | 0 | 0 | 0 | 0 | 0 | 0 | 0 | 0 | 0 | 0 | 0 | 0 | 0 | 0 | 0 | 0 | 0 | 0 | 0 | 0 | 12 | 1
NO |  | 149 | 2015 | 4 | 30 | 30 |  |  |  | 230 | 230 | S/AT | 1.02 | 0 | 1 | 1590 ACSR | 0 | 0 | 0 | 0 | 0 | 0 | 0 | 0 | 0 | 0 | 0 | 0 | 0 | 0 | 0 | 0 | 0 | 0 | 0 | 0 | 0 | 0 | 0 | 12 | 1
NO |  | 149 | 2015 | 4 | 31 | 31 |  |  |  | 230 | 230 | RRO | 12.82 | 0 | 1 | 1590 ACSR | 0 | 0 | 0 | 0 | 0 | 0 | 0 | 0 | 0 | 0 | 0 | 0 | 0 | 0 | 0 | 0 | 0 | 0 | 0 | 0 | 0 | 0 | 0 | 12 | 1
NO |  | 149 | 2015 | 4 | 32 | 32 |  |  |  | 230 | 230 | SP | 1.47 | 0 | 1 | 1590 ACSR | 0 | 0 | 0 | 0 | 0 | 0 | 0 | 0 | 0 | 0 | 0 | 0 | 0 | 0 | 0 | 0 | 0 | 0 | 0 | 0 | 0 | 0 | 0 | 12 | 1
NO |  | 149 | 2015 | 4 | 34 | 34 |  | Lawrence | Lawrence | 230 | 230 | AT | 0 | 0.05 | 1 | 1590 ACSR | 0 | 0 | 0 | 0 | 0 | 0 | 0 | 0 | 0 | 0 | 0 | 0 | 0 | 0 | 0 | 0 | 0 | 0 | 0 | 0 | 0 | 0 | 0 | 12 | 1
NO |  | 149 | 2015 | 5 | 1 | 1 |  | Saddle Brook | Maywood | 230 | 230 | HPFF | 2.68 | 0 | 1 | 2000 KCM CU | 0 | 0 | 0 | 0 | 0 | 0 | 0 | 0 | 0 | 0 | 0 | 0 | 0 | 0 | 0 | 0 | 0 | 0 | 0 | 0 | 0 | 0 | 0 | 12 | 1
NO |  | 149 | 2015 | 5 | 2 | 2 |  |  |  | 230 | 230 | HPFF | 0.02 | 0 | 1 | 2500 KCM CU | 0 | 0 | 0 | 0 | 0 | 0 | 0 | 0 | 0 | 0 | 0 | 0 | 0 | 0 | 0 | 0 | 0 | 0 | 0 | 0 | 0 | 0 | 0 | 12 | 1
NO |  | 149 | 2015 | 5 | 4 | 4 |  | Springfield Rd. | Aldene | 230 | 230 | HPFF | 3.84 | 0 | 1 | 3000 KCM CU | 0 | 0 | 0 | 0 | 0 | 0 | 0 | 0 | 0 | 0 | 0 | 0 | 0 | 0 | 0 | 0 | 0 | 0 | 0 | 0 | 0 | 0 | 0 | 12 | 1
NO |  | 149 | 2015 | 5 | 6 | 6 |  | Mercer | Trenton -to- Kuser Rd. | 230 | 230 | ST | 0.18 | 4.02 | 1 | 1590 ACSR | 0 | 0 | 0 | 0 | 0 | 0 | 0 | 0 | 0 | 0 | 0 | 0 | 0 | 0 | 0 | 0 | 0 | 0 | 0 | 0 | 0 | 0 | 0 | 12 | 1
NO |  | 149 | 2015 | 5 | 8 | 8 |  | Linden #2 | Linden | 230 | 230 | ST | 0.25 | 0 | 1 | 1590 ACSR | 0 | 0 | 0 | 0 | 0 | 0 | 0 | 0 | 0 | 0 | 0 | 0 | 0 | 0 | 0 | 0 | 0 | 0 | 0 | 0 | 0 | 0 | 0 | 12 | 1
NO |  | 149 | 2015 | 5 | 9 | 9 |  |  |  | 230 | 230 | SP | 0.04 | 0 | 1 | 1590 ACSR | 0 | 0 | 0 | 0 | 0 | 0 | 0 | 0 | 0 | 0 | 0 | 0 | 0 | 0 | 0 | 0 | 0 | 0 | 0 | 0 | 0 | 0 | 0 | 12 | 1
NO |  | 149 | 2015 | 5 | 11 | 11 |  | Bergen II | Ridgefield | 230 | 230 | SP | 1.01 | 0 | 1 | 1590 ACSS/AW | 0 | 0 | 0 | 0 | 0 | 0 | 0 | 0 | 0 | 0 | 0 | 0 | 0 | 0 | 0 | 0 | 0 | 0 | 0 | 0 | 0 | 0 | 0 | 12 | 1
NO |  | 149 | 2015 | 5 | 13 | 13 |  | Fanwood | Metuchen - New Dover, Pier | 230 | 230 | ST | 0.4 | 0 | 1 | 1590 ACSR | 0 | 0 | 0 | 0 | 0 | 0 | 0 | 0 | 0 | 0 | 0 | 0 | 0 | 0 | 0 | 0 | 0 | 0 | 0 | 0 | 0 | 0 | 0 | 12 | 1
NO |  | 149 | 2015 | 5 | 14 | 14 |  |  |  | 230 | 230 | S/AT | 3.97 | 0.77 | 1 | 1590 ACSR | 0 | 0 | 0 | 0 | 0 | 0 | 0 | 0 | 0 | 0 | 0 | 0 | 0 | 0 | 0 | 0 | 0 | 0 | 0 | 0 | 0 | 0 | 0 | 12 | 1
NO |  | 149 | 2015 | 5 | 15 | 15 |  |  |  | 230 | 230 | SP | 3.03 | 0 | 1 | 1590 ACSR | 0 | 0 | 0 | 0 | 0 | 0 | 0 | 0 | 0 | 0 | 0 | 0 | 0 | 0 | 0 | 0 | 0 | 0 | 0 | 0 | 0 | 0 | 0 | 12 | 1
NO |  | 149 | 2015 | 5 | 16 | 16 |  |  |  | 230 | 230 | H | 0.18 | 0 | 1 | 1590 ACSR | 0 | 0 | 0 | 0 | 0 | 0 | 0 | 0 | 0 | 0 | 0 | 0 | 0 | 0 | 0 | 0 | 0 | 0 | 0 | 0 | 0 | 0 | 0 | 12 | 1
NO |  | 149 | 2015 | 5 | 18 | 18 |  | Hudson | South Waterfront | 230 | 345 | HPFF | 3.42 | 0 | 1 | 3500KCM CU | 0 | 0 | 0 | 0 | 0 | 0 | 0 | 0 | 0 | 0 | 0 | 0 | 0 | 0 | 0 | 0 | 0 | 0 | 0 | 0 | 0 | 0 | 0 | 12 | 1
NO |  | 149 | 2015 | 5 | 20 | 20 |  | Bridgewater | Middlesex Switch Rack | 230 | 230 | ST | 6.21 | 0 | 1 | 1590 ACSR | 0 | 0 | 0 | 0 | 0 | 0 | 0 | 0 | 0 | 0 | 0 | 0 | 0 | 0 | 0 | 0 | 0 | 0 | 0 | 0 | 0 | 0 | 0 | 12 | 1
NO |  | 149 | 2015 | 5 | 22 | 22 |  | Branchburg | East Flemington | 230 | 230 | ST | 3.25 | 0 | 1 | 1590 ACSR | 0 | 0 | 0 | 0 | 0 | 0 | 0 | 0 | 0 | 0 | 0 | 0 | 0 | 0 | 0 | 0 | 0 | 0 | 0 | 0 | 0 | 0 | 0 | 12 | 1
NO |  | 149 | 2015 | 5 | 23 | 23 |  |  |  | 230 | 230 | ST | 0.04 | 0 | 1 | 1590 ACSS/AW | 0 | 0 | 0 | 0 | 0 | 0 | 0 | 0 | 0 | 0 | 0 | 0 | 0 | 0 | 0 | 0 | 0 | 0 | 0 | 0 | 0 | 0 | 0 | 12 | 1
NO |  | 149 | 2015 | 5 | 24 | 24 |  |  |  | 230 | 230 | ST | 6.51 | 0 | 1 | 795 ACSR | 0 | 0 | 0 | 0 | 0 | 0 | 0 | 0 | 0 | 0 | 0 | 0 | 0 | 0 | 0 | 0 | 0 | 0 | 0 | 0 | 0 | 0 | 0 | 12 | 1
NO |  | 149 | 2015 | 5 | 25 | 25 |  |  |  | 230 | 230 | SP | 0.44 | 0 | 1 | 795 ACSR | 0 | 0 | 0 | 0 | 0 | 0 | 0 | 0 | 0 | 0 | 0 | 0 | 0 | 0 | 0 | 0 | 0 | 0 | 0 | 0 | 0 | 0 | 0 | 12 | 1
NO |  | 149 | 2015 | 5 | 27 | 27 |  | Gloucester | Beaver Brook | 230 | 230 | SP | 2.21 | 0 | 1 | 1590 ACSR | 0 | 0 | 0 | 0 | 0 | 0 | 0 | 0 | 0 | 0 | 0 | 0 | 0 | 0 | 0 | 0 | 0 | 0 | 0 | 0 | 0 | 0 | 0 | 12 | 1
NO |  | 149 | 2015 | 5 | 28 | 28 |  |  |  | 230 | 230 | ST | 0.04 | 0 | 1 | 1590 ACSR | 0 | 0 | 0 | 0 | 0 | 0 | 0 | 0 | 0 | 0 | 0 | 0 | 0 | 0 | 0 | 0 | 0 | 0 | 0 | 0 | 0 | 0 | 0 | 12 | 1
NO |  | 149 | 2015 | 5 | 30 | 30 |  | Mercer | WF- Cogen | 230 | 230 | ST | 1.72 | 0.77 | 1 | 1590 ACSR | 0 | 0 | 0 | 0 | 0 | 0 | 0 | 0 | 0 | 0 | 0 | 0 | 0 | 0 | 0 | 0 | 0 | 0 | 0 | 0 | 0 | 0 | 0 | 12 | 1
NO |  | 149 | 2015 | 5 | 31 | 31 |  |  |  | 230 | 230 | ST | 0.86 | 0 | 1 | 795 ACSR | 0 | 0 | 0 | 0 | 0 | 0 | 0 | 0 | 0 | 0 | 0 | 0 | 0 | 0 | 0 | 0 | 0 | 0 | 0 | 0 | 0 | 0 | 0 | 12 | 1
NO |  | 149 | 2015 | 5 | 32 | 32 |  |  |  | 230 | 230 | SP | 0.06 | 0 | 1 | 1590 ACSR | 0 | 0 | 0 | 0 | 0 | 0 | 0 | 0 | 0 | 0 | 0 | 0 | 0 | 0 | 0 | 0 | 0 | 0 | 0 | 0 | 0 | 0 | 0 | 12 | 1
NO |  | 149 | 2015 | 5 | 34 | 34 |  | Roseland | Front Street | 230 | 230 | SP | 14.58 | 0 | 2 | 1590 ACSR | 0 | 0 | 0 | 0 | 0 | 0 | 0 | 0 | 0 | 0 | 0 | 0 | 0 | 0 | 0 | 0 | 0 | 0 | 0 | 0 | 0 | 0 | 0 | 12 | 1
NO |  | 149 | 2015 | 6 | 1 | 1 |  | Belleville | Hudson | 230 | 230 | SP | 1.04 | 0 | 1 | 1590ACSR | 0 | 0 | 0 | 0 | 0 | 0 | 0 | 0 | 0 | 0 | 0 | 0 | 0 | 0 | 0 | 0 | 0 | 0 | 0 | 0 | 0 | 0 | 0 | 12 | 1
NO |  | 149 | 2015 | 6 | 2 | 2 |  |  |  | 230 | 230 | ST | 3.49 | 0 | 1 | 1590ACSR | 0 | 0 | 0 | 0 | 0 | 0 | 0 | 0 | 0 | 0 | 0 | 0 | 0 | 0 | 0 | 0 | 0 | 0 | 0 | 0 | 0 | 0 | 0 | 12 | 1
NO |  | 149 | 2015 | 6 | 3 | 3 |  |  |  | 230 | 230 | ST | 0 | 1.3 | 1 | 1590ACSR | 0 | 0 | 0 | 0 | 0 | 0 | 0 | 0 | 0 | 0 | 0 | 0 | 0 | 0 | 0 | 0 | 0 | 0 | 0 | 0 | 0 | 0 | 0 | 12 | 1
NO |  | 149 | 2015 | 6 | 5 | 5 |  | Newport | Hoboken | 230 | 230 | HPFF | 2.14 | 0 | 1 | 2000KCM CU | 0 | 0 | 0 | 0 | 0 | 0 | 0 | 0 | 0 | 0 | 0 | 0 | 0 | 0 | 0 | 0 | 0 | 0 | 0 | 0 | 0 | 0 | 0 | 12 | 1
NO |  | 149 | 2015 | 6 | 7 | 7 |  | Essex | Nwk Bay Cogen | 230 | 230 | HPFF | 1.67 | 0 | 1 | 2000 KCM CU | 0 | 0 | 0 | 0 | 0 | 0 | 0 | 0 | 0 | 0 | 0 | 0 | 0 | 0 | 0 | 0 | 0 | 0 | 0 | 0 | 0 | 0 | 0 | 12 | 1
NO |  | 149 | 2015 | 6 | 9 | 9 |  | Maywood | New Milford | 230 | 230 | HPFF | 4.44 | 0 | 1 | 3500 KCM CU | 0 | 0 | 0 | 0 | 0 | 0 | 0 | 0 | 0 | 0 | 0 | 0 | 0 | 0 | 0 | 0 | 0 | 0 | 0 | 0 | 0 | 0 | 0 | 12 | 1
NO |  | 149 | 2015 | 6 | 11 | 11 |  | Gloucester | Camden Cogen | 230 | 230 | HPFF | 3.63 | 0 | 1 | 2000 KCM CU | 0 | 0 | 0 | 0 | 0 | 0 | 0 | 0 | 0 | 0 | 0 | 0 | 0 | 0 | 0 | 0 | 0 | 0 | 0 | 0 | 0 | 0 | 0 | 12 | 1
NO |  | 149 | 2015 | 6 | 13 | 13 |  | Roseland | West Orange | 230 | 230 | SP | 4.4 | 0 | 1 | 1590 ACSR | 0 | 0 | 0 | 0 | 0 | 0 | 0 | 0 | 0 | 0 | 0 | 0 | 0 | 0 | 0 | 0 | 0 | 0 | 0 | 0 | 0 | 0 | 0 | 12 | 1
NO |  | 149 | 2015 | 6 | 15 | 15 |  | Kittatinny | Bushkill | 230 | 230 | ST | 7.49 | 0 | 1 | 1590 ACSR | 0 | 0 | 0 | 0 | 0 | 0 | 0 | 0 | 0 | 0 | 0 | 0 | 0 | 0 | 0 | 0 | 0 | 0 | 0 | 0 | 0 | 0 | 0 | 12 | 1
NO |  | 149 | 2015 | 6 | 16 | 16 |  |  |  | 230 | 230 | SP | 3.4 | 0 | 1 | 1590 ACSR | 0 | 0 | 0 | 0 | 0 | 0 | 0 | 0 | 0 | 0 | 0 | 0 | 0 | 0 | 0 | 0 | 0 | 0 | 0 | 0 | 0 | 0 | 0 | 12 | 1
NO |  | 149 | 2015 | 6 | 18 | 18 |  | Essex | Aldene | 230 | 230 | HPFF | 0.17 | 0 | 1 | 2000 KCM CU | 0 | 0 | 0 | 0 | 0 | 0 | 0 | 0 | 0 | 0 | 0 | 0 | 0 | 0 | 0 | 0 | 0 | 0 | 0 | 0 | 0 | 0 | 0 | 12 | 1
NO |  | 149 | 2015 | 6 | 19 | 19 |  |  |  | 230 | 230 | HPFF | 4.38 | 0 | 1 | 2500 KCM CU | 0 | 0 | 0 | 0 | 0 | 0 | 0 | 0 | 0 | 0 | 0 | 0 | 0 | 0 | 0 | 0 | 0 | 0 | 0 | 0 | 0 | 0 | 0 | 12 | 1
NO |  | 149 | 2015 | 6 | 20 | 20 |  |  |  | 230 | 230 | HPFF | 8.32 | 0 | 1 | 3000 KMC AL. | 0 | 0 | 0 | 0 | 0 | 0 | 0 | 0 | 0 | 0 | 0 | 0 | 0 | 0 | 0 | 0 | 0 | 0 | 0 | 0 | 0 | 0 | 0 | 12 | 1
NO |  | 149 | 2015 | 6 | 21 | 21 |  |  |  | 230 | 230 | HPFF | 0.02 | 0 | 1 | 3500 KCM AL. | 0 | 0 | 0 | 0 | 0 | 0 | 0 | 0 | 0 | 0 | 0 | 0 | 0 | 0 | 0 | 0 | 0 | 0 | 0 | 0 | 0 | 0 | 0 | 12 | 1
NO |  | 149 | 2015 | 6 | 23 | 23 |  | New Freedom | Beaver Brook | 230 | 230 | ST | 6.4 | 0 | 1 | 1590 ACSR | 0 | 0 | 0 | 0 | 0 | 0 | 0 | 0 | 0 | 0 | 0 | 0 | 0 | 0 | 0 | 0 | 0 | 0 | 0 | 0 | 0 | 0 | 0 | 12 | 1
NO |  | 149 | 2015 | 6 | 24 | 24 |  |  |  | 230 | 230 | S/AT | 2.3 | 0 | 1 | 1590 ACSR | 0 | 0 | 0 | 0 | 0 | 0 | 0 | 0 | 0 | 0 | 0 | 0 | 0 | 0 | 0 | 0 | 0 | 0 | 0 | 0 | 0 | 0 | 0 | 12 | 1
NO |  | 149 | 2015 | 6 | 25 | 25 |  |  |  | 230 | 230 | SP | 3.9 | 0 | 1 | 1590 ACSR | 0 | 0 | 0 | 0 | 0 | 0 | 0 | 0 | 0 | 0 | 0 | 0 | 0 | 0 | 0 | 0 | 0 | 0 | 0 | 0 | 0 | 0 | 0 | 12 | 1
NO |  | 149 | 2015 | 6 | 27 | 27 |  | Athenia | Cedar Grove | 230 | 230 | AT | 0.19 | 3.27 | 1 | 1590 ACSR | 0 | 0 | 0 | 0 | 0 | 0 | 0 | 0 | 0 | 0 | 0 | 0 | 0 | 0 | 0 | 0 | 0 | 0 | 0 | 0 | 0 | 0 | 0 | 12 | 1
NO |  | 149 | 2015 | 6 | 28 | 28 |  |  |  | 230 | 230 | ST | 0 | 0.25 | 1 | 1590 ACSR | 0 | 0 | 0 | 0 | 0 | 0 | 0 | 0 | 0 | 0 | 0 | 0 | 0 | 0 | 0 | 0 | 0 | 0 | 0 | 0 | 0 | 0 | 0 | 12 | 1
NO |  | 149 | 2015 | 6 | 30 | 30 |  | Ridgefield | Leonia | 230 | 230 | HPFF | 2.86 | 0 | 1 | 2000 KCM CU | 0 | 0 | 0 | 0 | 0 | 0 | 0 | 0 | 0 | 0 | 0 | 0 | 0 | 0 | 0 | 0 | 0 | 0 | 0 | 0 | 0 | 0 | 0 | 12 | 1
NO |  | 149 | 2015 | 6 | 31 | 31 |  |  |  | 230 | 230 | HPFF | 0.09 | 0 | 1 | 2500 KCM CU | 0 | 0 | 0 | 0 | 0 | 0 | 0 | 0 | 0 | 0 | 0 | 0 | 0 | 0 | 0 | 0 | 0 | 0 | 0 | 0 | 0 | 0 | 0 | 12 | 1
NO |  | 149 | 2015 | 6 | 33 | 33 |  | Jackson Road | Cedar Grove | 230 | 230 | HPFF | 3.78 | 0 | 1 | 2000 KCM CU | 0 | 0 | 0 | 0 | 0 | 0 | 0 | 0 | 0 | 0 | 0 | 0 | 0 | 0 | 0 | 0 | 0 | 0 | 0 | 0 | 0 | 0 | 0 | 12 | 1
NO |  | 149 | 2015 | 6 | 34 | 34 |  |  |  | 230 | 230 | HPFF | 0.02 | 0 | 1 | 2500 KCM CU | 0 | 0 | 0 | 0 | 0 | 0 | 0 | 0 | 0 | 0 | 0 | 0 | 0 | 0 | 0 | 0 | 0 | 0 | 0 | 0 | 0 | 0 | 0 | 12 | 1
NO |  | 149 | 2015 | 7 | 1 | 1 |  | South Waterfront | Newport | 230 | 230 | HPFF | 1.45 | 0 | 1 | 2000 KMC CU | 0 | 0 | 0 | 0 | 0 | 0 | 0 | 0 | 0 | 0 | 0 | 0 | 0 | 0 | 0 | 0 | 0 | 0 | 0 | 0 | 0 | 0 | 0 | 12 | 1
NO |  | 149 | 2015 | 7 | 3 | 3 |  | Rocktown | Buckingham | 230 | 230 | ST | 1.71 | 0 | 1 | 1590ACSR | 0 | 0 | 0 | 0 | 0 | 0 | 0 | 0 | 0 | 0 | 0 | 0 | 0 | 0 | 0 | 0 | 0 | 0 | 0 | 0 | 0 | 0 | 0 | 12 | 1
NO |  | 149 | 2015 | 7 | 4 | 4 |  |  |  | 230 | 230 | ST | 10.09 | 0 | 1 | 959.6ACSS/TW | 0 | 0 | 0 | 0 | 0 | 0 | 0 | 0 | 0 | 0 | 0 | 0 | 0 | 0 | 0 | 0 | 0 | 0 | 0 | 0 | 0 | 0 | 0 | 12 | 1
NO |  | 149 | 2015 | 7 | 5 | 5 |  |  |  | 230 | 230 | SP | 0.25 | 0 | 1 | 1590ACSS | 0 | 0 | 0 | 0 | 0 | 0 | 0 | 0 | 0 | 0 | 0 | 0 | 0 | 0 | 0 | 0 | 0 | 0 | 0 | 0 | 0 | 0 | 0 | 12 | 1
NO |  | 149 | 2015 | 7 | 7 | 7 |  | Roseland | West Orange | 230 | 230 | SP | 4.41 | 0 | 1 | 1590 ACSR | 0 | 0 | 0 | 0 | 0 | 0 | 0 | 0 | 0 | 0 | 0 | 0 | 0 | 0 | 0 | 0 | 0 | 0 | 0 | 0 | 0 | 0 | 0 | 12 | 1
NO |  | 149 | 2015 | 7 | 9 | 9 |  | Jackson Road | Hinchmans | 230 | 230 | HPFF | 4.03 | 0 | 1 | 2000 KCM CU | 0 | 0 | 0 | 0 | 0 | 0 | 0 | 0 | 0 | 0 | 0 | 0 | 0 | 0 | 0 | 0 | 0 | 0 | 0 | 0 | 0 | 0 | 0 | 12 | 1
NO |  | 149 | 2015 | 7 | 10 | 10 |  |  |  | 230 | 230 | HPFF | 0.02 | 0 | 1 | 2500 KCM CU | 0 | 0 | 0 | 0 | 0 | 0 | 0 | 0 | 0 | 0 | 0 | 0 | 0 | 0 | 0 | 0 | 0 | 0 | 0 | 0 | 0 | 0 | 0 | 12 | 1
NO |  | 149 | 2015 | 7 | 12 | 12 |  | Readington | Branchburg | 230 | 230 | ST | 4.75 | 0 | 1 | 1590 ACCR | 0 | 0 | 0 | 0 | 0 | 0 | 0 | 0 | 0 | 0 | 0 | 0 | 0 | 0 | 0 | 0 | 0 | 0 | 0 | 0 | 0 | 0 | 0 | 12 | 1
NO |  | 149 | 2015 | 7 | 13 | 13 |  |  |  | 230 | 230 | SP | 0.08 | 0 | 1 | 1590 ACCR | 0 | 0 | 0 | 0 | 0 | 0 | 0 | 0 | 0 | 0 | 0 | 0 | 0 | 0 | 0 | 0 | 0 | 0 | 0 | 0 | 0 | 0 | 0 | 12 | 1
NO |  | 149 | 2015 | 7 | 15 | 15 |  | Levittown | Camden | 230 | 230 | S/AT | 0.11 | 7.02 | 1 | 1590 ACSR | 0 | 0 | 0 | 0 | 0 | 0 | 0 | 0 | 0 | 0 | 0 | 0 | 0 | 0 | 0 | 0 | 0 | 0 | 0 | 0 | 0 | 0 | 0 | 12 | 1
NO |  | 149 | 2015 | 7 | 16 | 16 |  |  |  | 230 | 230 | SP | 0.23 | 2.55 | 1 | 1590 ACSR | 0 | 0 | 0 | 0 | 0 | 0 | 0 | 0 | 0 | 0 | 0 | 0 | 0 | 0 | 0 | 0 | 0 | 0 | 0 | 0 | 0 | 0 | 0 | 12 | 1
NO |  | 149 | 2015 | 7 | 18 | 18 |  | Montville | Newton | 230 | 500 | ST | 0 | 22.56 | 1 | 1590 ACSR | 0 | 0 | 0 | 0 | 0 | 0 | 0 | 0 | 0 | 0 | 0 | 0 | 0 | 0 | 0 | 0 | 0 | 0 | 0 | 0 | 0 | 0 | 0 | 12 | 1
NO |  | 149 | 2015 | 7 | 19 | 19 |  |  |  | 230 | 230 | ST | 2.09 | 0 | 1 | 2493 ACAR | 0 | 0 | 0 | 0 | 0 | 0 | 0 | 0 | 0 | 0 | 0 | 0 | 0 | 0 | 0 | 0 | 0 | 0 | 0 | 0 | 0 | 0 | 0 | 12 | 1
NO |  | 149 | 2015 | 7 | 20 | 20 |  |  |  | 230 | 500 | SP | 0 | 2.22 | 1 | 1590 ACSR | 0 | 0 | 0 | 0 | 0 | 0 | 0 | 0 | 0 | 0 | 0 | 0 | 0 | 0 | 0 | 0 | 0 | 0 | 0 | 0 | 0 | 0 | 0 | 12 | 1
NO |  | 149 | 2015 | 7 | 22 | 22 |  | Warinanco | Aldene | 230 | 230 | SP | 0.12 | 0 | 1 | 1590 ACSR | 0 | 0 | 0 | 0 | 0 | 0 | 0 | 0 | 0 | 0 | 0 | 0 | 0 | 0 | 0 | 0 | 0 | 0 | 0 | 0 | 0 | 0 | 0 | 12 | 1
NO |  | 149 | 2015 | 7 | 23 | 23 |  |  |  | 230 | 230 | ST | 0.66 | 0 | 1 | 1590 ACSR | 0 | 0 | 0 | 0 | 0 | 0 | 0 | 0 | 0 | 0 | 0 | 0 | 0 | 0 | 0 | 0 | 0 | 0 | 0 | 0 | 0 | 0 | 0 | 12 | 1
NO |  | 149 | 2015 | 7 | 24 | 24 |  |  |  | 230 | 230 | RRO | 2.3 | 0 | 1 | 1590 ACSR | 0 | 0 | 0 | 0 | 0 | 0 | 0 | 0 | 0 | 0 | 0 | 0 | 0 | 0 | 0 | 0 | 0 | 0 | 0 | 0 | 0 | 0 | 0 | 12 | 1
NO |  | 149 | 2015 | 7 | 26 | 26 |  | Hinchmans | Hawthorne | 230 | 230 | HPFF | 5.52 | 0 | 1 | 2000 KMC CU | 0 | 0 | 0 | 0 | 0 | 0 | 0 | 0 | 0 | 0 | 0 | 0 | 0 | 0 | 0 | 0 | 0 | 0 | 0 | 0 | 0 | 0 | 0 | 12 | 1
NO |  | 149 | 2015 | 7 | 27 | 27 |  |  |  | 230 | 230 | HPFF | 0.03 | 0 | 1 | 2500 KMC CU | 0 | 0 | 0 | 0 | 0 | 0 | 0 | 0 | 0 | 0 | 0 | 0 | 0 | 0 | 0 | 0 | 0 | 0 | 0 | 0 | 0 | 0 | 0 | 12 | 1
NO |  | 149 | 2015 | 7 | 29 | 29 |  | West Orange | Springfield | 230 | 230 | HPFF | 8.86 | 0 | 1 | 3000 KMC CU | 0 | 0 | 0 | 0 | 0 | 0 | 0 | 0 | 0 | 0 | 0 | 0 | 0 | 0 | 0 | 0 | 0 | 0 | 0 | 0 | 0 | 0 | 0 | 12 | 1
NO |  | 149 | 2015 | 7 | 31 | 31 |  | Branchburg | Bridgewater | 230 | 230 | ST | 2.67 | 8.82 | 1 | 1590 ACSS | 0 | 0 | 0 | 0 | 0 | 0 | 0 | 0 | 0 | 0 | 0 | 0 | 0 | 0 | 0 | 0 | 0 | 0 | 0 | 0 | 0 | 0 | 0 | 12 | 1
NO |  | 149 | 2015 | 7 | 32 | 32 |  |  |  | 230 | 230 | SP | 0.52 | 0.24 | 1 | 1590 ACSS | 0 | 0 | 0 | 0 | 0 | 0 | 0 | 0 | 0 | 0 | 0 | 0 | 0 | 0 | 0 | 0 | 0 | 0 | 0 | 0 | 0 | 0 | 0 | 12 | 1
NO |  | 149 | 2015 | 7 | 34 | 34 |  | Somerville | Bridgewater | 230 | 230 | ST | 0.14 | 2.53 | 1 | 1590 ACSS | 0 | 0 | 0 | 0 | 0 | 0 | 0 | 0 | 0 | 0 | 0 | 0 | 0 | 0 | 0 | 0 | 0 | 0 | 0 | 0 | 0 | 0 | 0 | 12 | 1
NO |  | 149 | 2015 | 7 | 35 | 35 |  |  |  | 230 | 230 | SP | 0 | 0.33 | 1 | 1590 ACSS | 0 | 0 | 0 | 0 | 0 | 0 | 0 | 0 | 0 | 0 | 0 | 0 | 0 | 0 | 0 | 0 | 0 | 0 | 0 | 0 | 0 | 0 | 0 | 12 | 1
NO |  | 149 | 2015 | 8 | 2 | 2 |  | Eagle Point | Mickleton | 230 | 230 | ST | 6.02 | 0 | 2 | 1033.5 ACSS | 0 | 0 | 0 | 0 | 0 | 0 | 0 | 0 | 0 | 0 | 0 | 0 | 0 | 0 | 0 | 0 | 0 | 0 | 0 | 0 | 0 | 0 | 0 | 12 | 1
NO |  | 149 | 2015 | 8 | 3 | 3 |  |  |  | 230 | 230 | SP | 0.41 | 0.43 | 2 | 1033.5 ACSS | 0 | 0 | 0 | 0 | 0 | 0 | 0 | 0 | 0 | 0 | 0 | 0 | 0 | 0 | 0 | 0 | 0 | 0 | 0 | 0 | 0 | 0 | 0 | 12 | 1
NO |  | 149 | 2015 | 8 | 4 | 4 |  |  |  | 230 | 230 | RRO | 2.03 | 0 | 2 | 1033.5 ACSS | 0 | 0 | 0 | 0 | 0 | 0 | 0 | 0 | 0 | 0 | 0 | 0 | 0 | 0 | 0 | 0 | 0 | 0 | 0 | 0 | 0 | 0 | 0 | 12 | 1
NO |  | 149 | 2015 | 8 | 6 | 6 |  | Fairlawn | Waldwick | 230 | 230 | HPFF | 5.42 | 0 | 1 | 3500 KMC CU | 0 | 0 | 0 | 0 | 0 | 0 | 0 | 0 | 0 | 0 | 0 | 0 | 0 | 0 | 0 | 0 | 0 | 0 | 0 | 0 | 0 | 0 | 0 | 12 | 1
NO |  | 149 | 2015 | 8 | 8 | 8 |  | Bergenfield | New Milford | 230 | 230 | HPFF | 0.1 | 0 | 1 | 2500 KMC CU | 0 | 0 | 0 | 0 | 0 | 0 | 0 | 0 | 0 | 0 | 0 | 0 | 0 | 0 | 0 | 0 | 0 | 0 | 0 | 0 | 0 | 0 | 0 | 12 | 1
NO |  | 149 | 2015 | 8 | 9 | 9 |  |  |  | 230 | 230 | HPFF | 2.6 | 0 | 1 | 2000 KMC CU | 0 | 0 | 0 | 0 | 0 | 0 | 0 | 0 | 0 | 0 | 0 | 0 | 0 | 0 | 0 | 0 | 0 | 0 | 0 | 0 | 0 | 0 | 0 | 12 | 1
NO |  | 149 | 2015 | 8 | 11 | 11 |  | Aldene | Stanley Terrace | 230 | 230 | HPFF | 1.88 | 0 | 1 | 2500 KMC CU | 0 | 0 | 0 | 0 | 0 | 0 | 0 | 0 | 0 | 0 | 0 | 0 | 0 | 0 | 0 | 0 | 0 | 0 | 0 | 0 | 0 | 0 | 0 | 12 | 1
NO |  | 149 | 2015 | 8 | 12 | 12 |  |  |  | 230 | 230 | HPFF | 4.41 | 0 | 1 | 2000 KMC CU | 0 | 0 | 0 | 0 | 0 | 0 | 0 | 0 | 0 | 0 | 0 | 0 | 0 | 0 | 0 | 0 | 0 | 0 | 0 | 0 | 0 | 0 | 0 | 12 | 1
NO |  | 149 | 2015 | 8 | 14 | 14 |  | Essex | New Jersey Transit Meadows | 230 | 230 | ST | 0.06 | 1.34 | 1 | 1590 ACSR | 0 | 0 | 0 | 0 | 0 | 0 | 0 | 0 | 0 | 0 | 0 | 0 | 0 | 0 | 0 | 0 | 0 | 0 | 0 | 0 | 0 | 0 | 0 | 12 | 1
NO |  | 149 | 2015 | 8 | 15 | 15 |  |  | Transit Meadows | 230 | 230 | S/AT | 0.21 | 0.19 | 1 | 1590 ACSR | 0 | 0 | 0 | 0 | 0 | 0 | 0 | 0 | 0 | 0 | 0 | 0 | 0 | 0 | 0 | 0 | 0 | 0 | 0 | 0 | 0 | 0 | 0 | 12 | 1
NO |  | 149 | 2015 | 8 | 16 | 16 |  | Kearny Box Frame | Kearny Unit 12 Frame | 230 | 230 | ST | 0.07 | 0 | 1 | 1590 ACSR | 0 | 0 | 0 | 0 | 0 | 0 | 0 | 0 | 0 | 0 | 0 | 0 | 0 | 0 | 0 | 0 | 0 | 0 | 0 | 0 | 0 | 0 | 0 | 12 | 1
NO |  | 149 | 2015 | 8 | 18 | 18 |  | Gloucester | Eagle Point | 230 | 230 | ST | 1.43 | 0 | 2 | 1033.5ACSS | 0 | 0 | 0 | 0 | 0 | 0 | 0 | 0 | 0 | 0 | 0 | 0 | 0 | 0 | 0 | 0 | 0 | 0 | 0 | 0 | 0 | 0 | 0 | 12 | 1
NO |  | 149 | 2015 | 8 | 19 | 19 |  |  |  | 230 | 230 | RRO | 1.06 | 0 | 2 | 1033.5ACSS | 0 | 0 | 0 | 0 | 0 | 0 | 0 | 0 | 0 | 0 | 0 | 0 | 0 | 0 | 0 | 0 | 0 | 0 | 0 | 0 | 0 | 0 | 0 | 12 | 1
NO |  | 149 | 2015 | 8 | 20 | 20 |  |  |  | 230 | 230 | SP | 0.42 | 0 | 2 | 1033.5ACSS | 0 | 0 | 0 | 0 | 0 | 0 | 0 | 0 | 0 | 0 | 0 | 0 | 0 | 0 | 0 | 0 | 0 | 0 | 0 | 0 | 0 | 0 | 0 | 12 | 1
NO |  | 149 | 2015 | 8 | 22 | 22 |  | Hudson | South Waterfront | 230 | 230 | HPFF | 0.98 | 0 | 1 | 3500 KCM CU | 0 | 0 | 0 | 0 | 0 | 0 | 0 | 0 | 0 | 0 | 0 | 0 | 0 | 0 | 0 | 0 | 0 | 0 | 0 | 0 | 0 | 0 | 0 | 12 | 1
NO |  | 149 | 2015 | 8 | 23 | 23 |  |  |  | 230 | 230 | HPFF | 1.94 | 0 | 1 | 3000 KCM CU | 0 | 0 | 0 | 0 | 0 | 0 | 0 | 0 | 0 | 0 | 0 | 0 | 0 | 0 | 0 | 0 | 0 | 0 | 0 | 0 | 0 | 0 | 0 | 12 | 1
NO |  | 149 | 2015 | 8 | 25 | 25 |  | Bergenfield | Leonia | 230 | 230 | HPFF | 2.57 | 0 | 1 | 2500 KCM CU | 0 | 0 | 0 | 0 | 0 | 0 | 0 | 0 | 0 | 0 | 0 | 0 | 0 | 0 | 0 | 0 | 0 | 0 | 0 | 0 | 0 | 0 | 0 | 12 | 1
NO |  | 149 | 2015 | 8 | 26 | 26 |  |  |  | 230 | 230 | HPFF | 1.68 | 0 | 1 | 2000 KCM CU | 0 | 0 | 0 | 0 | 0 | 0 | 0 | 0 | 0 | 0 | 0 | 0 | 0 | 0 | 0 | 0 | 0 | 0 | 0 | 0 | 0 | 0 | 0 | 12 | 1
NO |  | 149 | 2015 | 8 | 28 | 28 |  | Cox's Corner | Lumberton | 230 | 230 | ST | 4.31 | 0 | 1 | 1590 ACSR | 0 | 0 | 0 | 0 | 0 | 0 | 0 | 0 | 0 | 0 | 0 | 0 | 0 | 0 | 0 | 0 | 0 | 0 | 0 | 0 | 0 | 0 | 0 | 12 | 1
NO |  | 149 | 2015 | 8 | 30 | 30 |  | Athenia | Saddle Brook | 230 | 230 | HPFF | 4.79 | 0 | 1 | 3500 KCM CU | 0 | 0 | 0 | 0 | 0 | 0 | 0 | 0 | 0 | 0 | 0 | 0 | 0 | 0 | 0 | 0 | 0 | 0 | 0 | 0 | 0 | 0 | 0 | 12 | 1
NO |  | 149 | 2015 | 8 | 32 | 32 |  | East Flemington | Pleasant Valley | 230 | 230 | ST | 7.56 | 0 | 1 | 795 ACSR | 0 | 0 | 0 | 0 | 0 | 0 | 0 | 0 | 0 | 0 | 0 | 0 | 0 | 0 | 0 | 0 | 0 | 0 | 0 | 0 | 0 | 0 | 0 | 12 | 1
NO |  | 149 | 2015 | 8 | 33 | 33 |  |  |  | 230 | 230 | ST | 3.16 | 4.24 | 1 | 1590 ACSR | 0 | 0 | 0 | 0 | 0 | 0 | 0 | 0 | 0 | 0 | 0 | 0 | 0 | 0 | 0 | 0 | 0 | 0 | 0 | 0 | 0 | 0 | 0 | 12 | 1
NO |  | 149 | 2015 | 8 | 35 | 35 |  | South Waterfront | Newport | 230 | 230 | HPFF | 1.27 | 0 | 1 | 2000 KCM CU | 0 | 0 | 0 | 0 | 0 | 0 | 0 | 0 | 0 | 0 | 0 | 0 | 0 | 0 | 0 | 0 | 0 | 0 | 0 | 0 | 0 | 0 | 0 | 12 | 1
NO |  | 149 | 2015 | 9 | 2 | 2 |  | Camden | Cinnaminson | 230 | 230 | ST | 0.23 | 0 | 1 | 1590 ACSR | 0 | 0 | 0 | 0 | 0 | 0 | 0 | 0 | 0 | 0 | 0 | 0 | 0 | 0 | 0 | 0 | 0 | 0 | 0 | 0 | 0 | 0 | 0 | 12 | 1
NO |  | 149 | 2015 | 9 | 3 | 3 |  |  |  | 230 | 230 | ST | 4.28 | 0 | 1 | 1033.5 ACSS | 0 | 0 | 0 | 0 | 0 | 0 | 0 | 0 | 0 | 0 | 0 | 0 | 0 | 0 | 0 | 0 | 0 | 0 | 0 | 0 | 0 | 0 | 0 | 12 | 1
NO |  | 149 | 2015 | 9 | 4 | 4 |  |  |  | 230 | 230 | SP | 0.28 | 0 | 1 | 1590 ACSR | 0 | 0 | 0 | 0 | 0 | 0 | 0 | 0 | 0 | 0 | 0 | 0 | 0 | 0 | 0 | 0 | 0 | 0 | 0 | 0 | 0 | 0 | 0 | 12 | 1
NO |  | 149 | 2015 | 9 | 6 | 6 |  | Sewaren | Linden #2 - to - Minue St. | 230 | 230 | ST | 0.98 | 4.92 | 1 | 1590 ACSR | 0 | 0 | 0 | 0 | 0 | 0 | 0 | 0 | 0 | 0 | 0 | 0 | 0 | 0 | 0 | 0 | 0 | 0 | 0 | 0 | 0 | 0 | 0 | 12 | 1
NO |  | 149 | 2015 | 9 | 8 | 8 |  | Hoboken | 49th Street Sub | 230 | 230 | HPFF | 3.33 | 0 | 1 | 1750 KCM CU | 0 | 0 | 0 | 0 | 0 | 0 | 0 | 0 | 0 | 0 | 0 | 0 | 0 | 0 | 0 | 0 | 0 | 0 | 0 | 0 | 0 | 0 | 0 | 12 | 1
NO |  | 149 | 2015 | 9 | 10 | 10 |  | 49th Street | Ridgefield | 230 | 230 | S/AT | 0.12 | 3.01 | 1 | 1590 ACSR | 0 | 0 | 0 | 0 | 0 | 0 | 0 | 0 | 0 | 0 | 0 | 0 | 0 | 0 | 0 | 0 | 0 | 0 | 0 | 0 | 0 | 0 | 0 | 12 | 1
NO |  | 149 | 2015 | 9 | 11 | 11 |  |  |  | 230 | 230 | ST | 0.22 | 0 | 1 | 1590 ACSR | 0 | 0 | 0 | 0 | 0 | 0 | 0 | 0 | 0 | 0 | 0 | 0 | 0 | 0 | 0 | 0 | 0 | 0 | 0 | 0 | 0 | 0 | 0 | 12 | 1
NO |  | 149 | 2015 | 9 | 13 | 13 |  | Front St. | Fanwood | 230 | 230 | SP | 0.91 | 0 | 1 | 1590 ACSR | 0 | 0 | 0 | 0 | 0 | 0 | 0 | 0 | 0 | 0 | 0 | 0 | 0 | 0 | 0 | 0 | 0 | 0 | 0 | 0 | 0 | 0 | 0 | 12 | 1
NO |  | 149 | 2015 | 9 | 15 | 15 |  | Deans | Metuchen -to- Person Ave. | 230 | 230 | ST | 8.32 | 0 | 1 | 1590 ACSR | 0 | 0 | 0 | 0 | 0 | 0 | 0 | 0 | 0 | 0 | 0 | 0 | 0 | 0 | 0 | 0 | 0 | 0 | 0 | 0 | 0 | 0 | 0 | 12 | 1
NO |  | 149 | 2015 | 9 | 16 | 16 |  |  |  | 230 | 230 | S/AT | 0.43 | 3.43 | 1 | 1590 ACSR | 0 | 0 | 0 | 0 | 0 | 0 | 0 | 0 | 0 | 0 | 0 | 0 | 0 | 0 | 0 | 0 | 0 | 0 | 0 | 0 | 0 | 0 | 0 | 12 | 1
NO |  | 149 | 2015 | 9 | 17 | 17 |  |  |  | 230 | 230 | SP | 0.44 | 0 | 1 | 1590 ACSR | 0 | 0 | 0 | 0 | 0 | 0 | 0 | 0 | 0 | 0 | 0 | 0 | 0 | 0 | 0 | 0 | 0 | 0 | 0 | 0 | 0 | 0 | 0 | 12 | 1
NO |  | 149 | 2015 | 9 | 19 | 19 |  | Lumberton | Cox's Corner | 230 | 230 | S/AT | 4.33 | 0 | 1 | 1590 ACSR | 0 | 0 | 0 | 0 | 0 | 0 | 0 | 0 | 0 | 0 | 0 | 0 | 0 | 0 | 0 | 0 | 0 | 0 | 0 | 0 | 0 | 0 | 0 | 12 | 1
NO |  | 149 | 2015 | 9 | 21 | 21 |  | Tosco | Linden VFT | 230 | 230 | SP | 0.01 | 0 | 1 | 1590 ACSR | 0 | 0 | 0 | 0 | 0 | 0 | 0 | 0 | 0 | 0 | 0 | 0 | 0 | 0 | 0 | 0 | 0 | 0 | 0 | 0 | 0 | 0 | 0 | 12 | 1
NO |  | 149 | 2015 | 9 | 22 | 22 |  |  |  | 230 | 230 | ST | 0.28 | 0 | 1 | 1590 ACSS | 0 | 0 | 0 | 0 | 0 | 0 | 0 | 0 | 0 | 0 | 0 | 0 | 0 | 0 | 0 | 0 | 0 | 0 | 0 | 0 | 0 | 0 | 0 | 12 | 1
NO |  | 149 | 2015 | 9 | 24 | 24 |  | Transco Williams | Roseland | 230 | 230 | AT | 0.09 | 0 | 1 | 1590 ACSR | 0 | 0 | 0 | 0 | 0 | 0 | 0 | 0 | 0 | 0 | 0 | 0 | 0 | 0 | 0 | 0 | 0 | 0 | 0 | 0 | 0 | 0 | 0 | 12 | 1
NO |  | 149 | 2015 | 9 | 25 | 25 |  |  |  | 230 | 230 | SP | 0.09 | 0 | 1 | 1590 ACSR | 0 | 0 | 0 | 0 | 0 | 0 | 0 | 0 | 0 | 0 | 0 | 0 | 0 | 0 | 0 | 0 | 0 | 0 | 0 | 0 | 0 | 0 | 0 | 12 | 1
NO |  | 149 | 2015 | 9 | 27 | 27 |  | Sewaren | Raritan Steel | 230 | 230 | HPFF | 4.44 | 0 | 1 | 1000 ALUM | 0 | 0 | 0 | 0 | 0 | 0 | 0 | 651490067 | 0 | 0 | 0 | 0 | 0 | 0 | 0 | 0 | 0 | 0 | 0 | 0 | 0 | 0 | 0 | 12 | 1
NO |  | 149 | 2015 | 9 | 29 | 29 |  | Newport | Hoboken | 230 | 230 | HPFF | 2.33 | 0 | 1 | 2000KCM CU | 0 | 0 | 0 | 0 | 0 | 0 | 0 | 0 | 0 | 0 | 0 | 0 | 0 | 0 | 0 | 0 | 0 | 0 | 0 | 0 | 0 | 0 | 0 | 12 | 1
NO |  | 149 | 2015 | 9 | 31 | 31 |  | Lumberton | Cookstown | 230 | 230 | S/AT | 17.85 | 0 | 1 | 1590 ACSR | 0 | 0 | 0 | 0 | 0 | 0 | 0 | 0 | 0 | 0 | 0 | 0 | 0 | 0 | 0 | 0 | 0 | 0 | 0 | 0 | 0 | 0 | 0 | 12 | 1
NO |  | 149 | 2015 | 9 | 32 | 32 |  |  |  | 230 | 230 | SP | 0.2 | 0 | 1 | 1590 ACSR | 0 | 0 | 0 | 0 | 0 | 0 | 0 | 0 | 0 | 0 | 0 | 0 | 0 | 0 | 0 | 0 | 0 | 0 | 0 | 0 | 0 | 0 | 0 | 12 | 1
NO |  | 149 | 2015 | 9 | 34 | 34 |  | Leonia | Bergen | 230 | 230 | HPFF | 2.99 | 0 | 1 | 2000 KMC CU | 0 | 0 | 0 | 0 | 0 | 0 | 0 | 0 | 0 | 0 | 0 | 0 | 0 | 0 | 0 | 0 | 0 | 0 | 0 | 0 | 0 | 0 | 0 | 12 | 1
NO |  | 149 | 2015 | 10 | 1 | 1 |  | Kittatinny | Newton | 230 | 230 | ST | 0 | 6.64 | 1 | 1590 ACSS/AW | 0 | 0 | 0 | 0 | 0 | 0 | 0 | 0 | 0 | 0 | 0 | 0 | 0 | 0 | 0 | 0 | 0 | 0 | 0 | 0 | 0 | 0 | 0 | 12 | 1
NO |  | 149 | 2015 | 10 | 2 | 2 |  |  |  | 230 | 230 | ST | 10.75 | 2.09 | 1 | 1590 ACSR | 0 | 0 | 0 | 0 | 0 | 0 | 0 | 0 | 0 | 0 | 0 | 0 | 0 | 0 | 0 | 0 | 0 | 0 | 0 | 0 | 0 | 0 | 0 | 12 | 1
NO |  | 149 | 2015 | 10 | 4 | 4 |  | Roseland | Readington | 230 | 230 | ST | 25.11 | 0 | 1 | 1590 ACSR | 0 | 0 | 0 | 0 | 0 | 0 | 0 | 0 | 0 | 0 | 0 | 0 | 0 | 0 | 0 | 0 | 0 | 0 | 0 | 0 | 0 | 0 | 0 | 12 | 1
NO |  | 149 | 2015 | 10 | 6 | 6 |  | Cox's Corner | Silver Lake | 230 | 230 | ST | 12.22 | 0 | 1 | 1590 ACSR | 0 | 0 | 0 | 0 | 0 | 0 | 0 | 0 | 0 | 0 | 0 | 0 | 0 | 0 | 0 | 0 | 0 | 0 | 0 | 0 | 0 | 0 | 0 | 12 | 1
NO |  | 149 | 2015 | 10 | 8 | 8 |  | Linden VFT | Warinanco | 230 | 230 | ST | 1.8 | 0 | 1 | 1590 ACSR | 0 | 0 | 0 | 0 | 0 | 0 | 0 | 0 | 0 | 0 | 0 | 0 | 0 | 0 | 0 | 0 | 0 | 0 | 0 | 0 | 0 | 0 | 0 | 12 | 1
NO |  | 149 | 2015 | 10 | 9 | 9 |  |  |  | 230 | 230 | SP | 0.15 | 0 | 1 | 1590 ACSR | 0 | 0 | 0 | 0 | 0 | 0 | 0 | 0 | 0 | 0 | 0 | 0 | 0 | 0 | 0 | 0 | 0 | 0 | 0 | 0 | 0 | 0 | 0 | 12 | 1
NO |  | 149 | 2015 | 10 | 11 | 11 |  | Camden | Cuthbert BLVD | 230 | 230 | HPFF | 2.6 | 0 | 1 | 3000 KCM CU | 0 | 0 | 0 | 0 | 0 | 0 | 0 | 0 | 0 | 0 | 0 | 0 | 0 | 0 | 0 | 0 | 0 | 0 | 0 | 0 | 0 | 0 | 0 | 12 | 1
NO |  | 149 | 2015 | 10 | 13 | 13 |  | New Milford | Hillsdale | 230 | 230 | HPFF | 0.02 | 0 | 1 | 2500 KCM CU | 0 | 0 | 0 | 0 | 0 | 0 | 0 | 0 | 0 | 0 | 0 | 0 | 0 | 0 | 0 | 0 | 0 | 0 | 0 | 0 | 0 | 0 | 0 | 12 | 1
NO |  | 149 | 2015 | 10 | 14 | 14 |  |  |  | 230 | 230 | HPFF | 5.88 | 0 | 1 | 2000 KCM CU | 0 | 0 | 0 | 0 | 0 | 0 | 0 | 0 | 0 | 0 | 0 | 0 | 0 | 0 | 0 | 0 | 0 | 0 | 0 | 0 | 0 | 0 | 0 | 12 | 1
NO |  | 149 | 2015 | 10 | 16 | 16 |  | Brunswick | Bennets Lane -to- Adams | 230 | 230 | ST | 0.36 | 4.54 | 1 | 1590 ACSR | 0 | 0 | 0 | 0 | 0 | 0 | 0 | 0 | 0 | 0 | 0 | 0 | 0 | 0 | 0 | 0 | 0 | 0 | 0 | 0 | 0 | 0 | 0 | 12 | 1
NO |  | 149 | 2015 | 10 | 18 | 18 |  | Gloucester | Deptford | 230 | 230 | SP | 0.06 | 0 | 2 | 1033.5 ACSS | 0 | 0 | 0 | 0 | 0 | 0 | 0 | 0 | 0 | 0 | 0 | 0 | 0 | 0 | 0 | 0 | 0 | 0 | 0 | 0 | 0 | 0 | 0 | 12 | 1
NO |  | 149 | 2015 | 10 | 19 | 19 |  |  |  | 230 | 230 | RRO | 0 | 0.71 | 2 | 1033.5 ACSS | 0 | 0 | 0 | 0 | 0 | 0 | 0 | 0 | 0 | 0 | 0 | 0 | 0 | 0 | 0 | 0 | 0 | 0 | 0 | 0 | 0 | 0 | 0 | 12 | 1
NO |  | 149 | 2015 | 10 | 20 | 20 |  |  |  | 230 | 230 | RRO | 0 | 1.1 | 2 | 1033.5 ACSS | 0 | 0 | 0 | 0 | 0 | 0 | 0 | 0 | 0 | 0 | 0 | 0 | 0 | 0 | 0 | 0 | 0 | 0 | 0 | 0 | 0 | 0 | 0 | 12 | 1
NO |  | 149 | 2015 | 10 | 21 | 21 |  |  |  | 230 | 230 | ST | 0 | 1.35 | 2 | 1033.5 ACSS | 0 | 0 | 0 | 0 | 0 | 0 | 0 | 0 | 0 | 0 | 0 | 0 | 0 | 0 | 0 | 0 | 0 | 0 | 0 | 0 | 0 | 0 | 0 | 12 | 1
NO |  | 149 | 2015 | 10 | 23 | 23 |  | New Freedom | Cox's Corner | 230 | 230 | ST | 0.32 | 17.52 | 1 | 1590 ACSR | 0 | 0 | 0 | 0 | 0 | 0 | 0 | 0 | 0 | 0 | 0 | 0 | 0 | 0 | 0 | 0 | 0 | 0 | 0 | 0 | 0 | 0 | 0 | 12 | 1
NO |  | 149 | 2015 | 10 | 24 | 24 |  |  |  | 230 | 230 | S/AT | 0.09 | 0 | 1 | 1590 ACSR | 0 | 0 | 0 | 0 | 0 | 0 | 0 | 0 | 0 | 0 | 0 | 0 | 0 | 0 | 0 | 0 | 0 | 0 | 0 | 0 | 0 | 0 | 0 | 12 | 1
NO |  | 149 | 2015 | 10 | 26 | 26 |  | Deans | Westfield | 230 | 230 | ST | 0 | 0.4 | 1 | 1590 ACSR | 0 | 0 | 0 | 0 | 0 | 0 | 0 | 0 | 0 | 0 | 0 | 0 | 0 | 0 | 0 | 0 | 0 | 0 | 0 | 0 | 0 | 0 | 0 | 12 | 1
NO |  | 149 | 2015 | 10 | 27 | 27 |  |  |  | 230 | 230 | S/AT | 0.14 | 3.69 | 1 | 1590 ACSR | 0 | 0 | 0 | 0 | 0 | 0 | 0 | 0 | 0 | 0 | 0 | 0 | 0 | 0 | 0 | 0 | 0 | 0 | 0 | 0 | 0 | 0 | 0 | 12 | 1
NO |  | 149 | 2015 | 10 | 28 | 28 |  |  |  | 230 | 230 | RRO | 0.05 | 12.8 | 1 | 1590 ACSR | 0 | 0 | 0 | 0 | 0 | 0 | 0 | 0 | 0 | 0 | 0 | 0 | 0 | 0 | 0 | 0 | 0 | 0 | 0 | 0 | 0 | 0 | 0 | 12 | 1
NO |  | 149 | 2015 | 10 | 29 | 29 |  |  |  | 230 | 230 | SP | 2.92 | 0.77 | 1 | 1590 ACSR | 0 | 0 | 0 | 0 | 0 | 0 | 0 | 0 | 0 | 0 | 0 | 0 | 0 | 0 | 0 | 0 | 0 | 0 | 0 | 0 | 0 | 0 | 0 | 12 | 1
NO |  | 149 | 2015 | 10 | 30 | 30 |  |  |  | 230 | 230 | SP | 0.15 | 0 | 1 | 1590 ACSS/AW | 0 | 0 | 0 | 0 | 0 | 0 | 0 | 0 | 0 | 0 | 0 | 0 | 0 | 0 | 0 | 0 | 0 | 0 | 0 | 0 | 0 | 0 | 0 | 12 | 1
NO |  | 149 | 2015 | 10 | 32 | 32 |  | Depford | Thorofare | 230 | 230 | ST | 0 | 4.14 | 2 | 1033.5 ACSS | 0 | 0 | 0 | 0 | 0 | 0 | 0 | 0 | 0 | 0 | 0 | 0 | 0 | 0 | 0 | 0 | 0 | 0 | 0 | 0 | 0 | 0 | 0 | 12 | 1
NO |  | 149 | 2015 | 10 | 33 | 33 |  |  |  | 230 | 230 | RRO | 0 | 1.23 | 2 | 1033.5 ACSS | 0 | 0 | 0 | 0 | 0 | 0 | 0 | 0 | 0 | 0 | 0 | 0 | 0 | 0 | 0 | 0 | 0 | 0 | 0 | 0 | 0 | 0 | 0 | 12 | 1
NO |  | 149 | 2015 | 10 | 34 | 34 |  |  |  | 230 | 230 | SP | 0.76 | 0 | 2 | 1033.5 ACSS | 0 | 0 | 0 | 0 | 0 | 0 | 0 | 0 | 0 | 0 | 0 | 0 | 0 | 0 | 0 | 0 | 0 | 0 | 0 | 0 | 0 | 0 | 0 | 12 | 1
NO |  | 149 | 2015 | 11 | 1 | 1 |  | Sunnymeade | Branchburg -to- Sunnymeade | 230 | 230 | ST | 2.94 | 0 | 1 | 1590 ACSR | 0 | 0 | 0 | 0 | 0 | 0 | 0 | 0 | 0 | 0 | 0 | 0 | 0 | 0 | 0 | 0 | 0 | 0 | 0 | 0 | 0 | 0 | 0 | 12 | 1
NO |  | 149 | 2015 | 11 | 2 | 2 |  |  |  | 230 | 230 | SP | 4.01 | 0 | 1 | 1590 ACSS | 0 | 0 | 0 | 0 | 0 | 0 | 0 | 0 | 0 | 0 | 0 | 0 | 0 | 0 | 0 | 0 | 0 | 0 | 0 | 0 | 0 | 0 | 0 | 12 | 1
NO |  | 149 | 2015 | 11 | 4 | 4 |  | Bennets Lane | Branchburg | 230 | 230 | ST | 0.16 | 7.53 | 1 | 1590 ACSR | 0 | 0 | 0 | 0 | 0 | 0 | 0 | 0 | 0 | 0 | 0 | 0 | 0 | 0 | 0 | 0 | 0 | 0 | 0 | 0 | 0 | 0 | 0 | 12 | 1
NO |  | 149 | 2015 | 11 | 5 | 5 |  |  |  | 230 | 230 | SP | 0 | 4.01 | 1 | 1590 ACSS | 0 | 0 | 0 | 0 | 0 | 0 | 0 | 0 | 0 | 0 | 0 | 0 | 0 | 0 | 0 | 0 | 0 | 0 | 0 | 0 | 0 | 0 | 0 | 12 | 1
NO |  | 149 | 2015 | 11 | 6 | 6 |  |  |  | 230 | 230 | SP | 0 | 0.48 | 1 | 1590 ACSR | 0 | 0 | 0 | 0 | 0 | 0 | 0 | 0 | 0 | 0 | 0 | 0 | 0 | 0 | 0 | 0 | 0 | 0 | 0 | 0 | 0 | 0 | 0 | 12 | 1
NO |  | 149 | 2015 | 11 | 9 | 9 |  | Hudson | Ridgefield - Penhorn -No. B | 230 | 230 | S/AT | 0 | 6.81 | 1 | 1590 ACSR | 0 | 0 | 0 | 0 | 0 | 0 | 0 | 0 | 0 | 0 | 0 | 0 | 0 | 0 | 0 | 0 | 0 | 0 | 0 | 0 | 0 | 0 | 0 | 12 | 1
NO |  | 149 | 2015 | 11 | 10 | 10 |  |  |  | 230 | 230 | SP | 0.15 | 0 | 1 | 1590 ACSR | 0 | 0 | 0 | 0 | 0 | 0 | 0 | 0 | 0 | 0 | 0 | 0 | 0 | 0 | 0 | 0 | 0 | 0 | 0 | 0 | 0 | 0 | 0 | 12 | 1
NO |  | 149 | 2015 | 11 | 11 | 11 |  |  |  | 230 | 230 | ST | 0.08 | 0 | 1 | 1590 ACSR | 0 | 0 | 0 | 0 | 0 | 0 | 0 | 0 | 0 | 0 | 0 | 0 | 0 | 0 | 0 | 0 | 0 | 0 | 0 | 0 | 0 | 0 | 0 | 12 | 1
NO |  | 149 | 2015 | 11 | 13 | 13 |  | Westfield | Aldene | 230 | 230 | SP | 2.69 | 0 | 1 | 1590 ACSR | 0 | 0 | 0 | 0 | 0 | 0 | 0 | 0 | 0 | 0 | 0 | 0 | 0 | 0 | 0 | 0 | 0 | 0 | 0 | 0 | 0 | 0 | 0 | 12 | 1
NO |  | 149 | 2015 | 11 | 14 | 14 |  |  |  | 230 | 230 | ST | 0.02 | 0 | 1 | 1590 ACSR | 0 | 0 | 0 | 0 | 0 | 0 | 0 | 0 | 0 | 0 | 0 | 0 | 0 | 0 | 0 | 0 | 0 | 0 | 0 | 0 | 0 | 0 | 0 | 12 | 1
NO |  | 149 | 2015 | 11 | 16 | 16 |  | Sewaren | Metuchen - Lafayette, Woodb | 230 | 230 | ST | 1.31 | 0 | 1 | 1590 ACSR | 0 | 0 | 0 | 0 | 0 | 0 | 0 | 0 | 0 | 0 | 0 | 0 | 0 | 0 | 0 | 0 | 0 | 0 | 0 | 0 | 0 | 0 | 0 | 12 | 1
NO |  | 149 | 2015 | 11 | 17 | 17 |  |  |  | 230 | 230 | S/AT | 5.12 | 0 | 1 | 1590 ACSR | 0 | 0 | 0 | 0 | 0 | 0 | 0 | 0 | 0 | 0 | 0 | 0 | 0 | 0 | 0 | 0 | 0 | 0 | 0 | 0 | 0 | 0 | 0 | 12 | 1
NO |  | 149 | 2015 | 11 | 18 | 18 |  |  |  | 230 | 230 | SP | 0.31 | 0 | 1 | 1590 ACSR | 0 | 0 | 0 | 0 | 0 | 0 | 0 | 0 | 0 | 0 | 0 | 0 | 0 | 0 | 0 | 0 | 0 | 0 | 0 | 0 | 0 | 0 | 0 | 12 | 1
NO |  | 149 | 2015 | 11 | 20 | 20 |  | Hudson | 49th Street Sub Penhorn | 230 | 230 | ST | 0.05 | 0 | 1 | 1590 ACSR | 0 | 0 | 0 | 0 | 0 | 0 | 0 | 0 | 0 | 0 | 0 | 0 | 0 | 0 | 0 | 0 | 0 | 0 | 0 | 0 | 0 | 0 | 0 | 12 | 1
NO |  | 149 | 2015 | 11 | 21 | 21 |  |  |  | 230 | 230 | S/AT | 0.32 | 3.29 | 1 | 1590 ACSR | 0 | 0 | 0 | 0 | 0 | 0 | 0 | 0 | 0 | 0 | 0 | 0 | 0 | 0 | 0 | 0 | 0 | 0 | 0 | 0 | 0 | 0 | 0 | 12 | 1
NO |  | 149 | 2015 | 11 | 23 | 23 |  | Hoboken | 49th Street Sub Hoboken | 230 | 230 | HPFF | 3.27 | 0 | 1 | 2000 KCM CU | 0 | 0 | 0 | 0 | 0 | 0 | 0 | 0 | 0 | 0 | 0 | 0 | 0 | 0 | 0 | 0 | 0 | 0 | 0 | 0 | 0 | 0 | 0 | 12 | 1
NO |  | 149 | 2015 | 11 | 25 | 25 |  | Metuchen | Sewaren | 230 | 230 | ST | 0 | 1.31 | 1 | 1590 ACSR | 0 | 0 | 0 | 0 | 0 | 0 | 0 | 0 | 0 | 0 | 0 | 0 | 0 | 0 | 0 | 0 | 0 | 0 | 0 | 0 | 0 | 0 | 0 | 12 | 1
NO |  | 149 | 2015 | 11 | 26 | 26 |  |  |  | 230 | 230 | S/AT | 0.26 | 4.83 | 1 | 1590 ACSR | 0 | 0 | 0 | 0 | 0 | 0 | 0 | 0 | 0 | 0 | 0 | 0 | 0 | 0 | 0 | 0 | 0 | 0 | 0 | 0 | 0 | 0 | 0 | 12 | 1
NO |  | 149 | 2015 | 11 | 27 | 27 |  |  |  | 230 | 230 | SP | 0 | 0.31 | 1 | 1590 ACSR | 0 | 0 | 0 | 0 | 0 | 0 | 0 | 0 | 0 | 0 | 0 | 0 | 0 | 0 | 0 | 0 | 0 | 0 | 0 | 0 | 0 | 0 | 0 | 12 | 1
NO |  | 149 | 2015 | 11 | 29 | 29 |  | Roseland | Cedar Grove | 230 | 230 | AT | 0.43 | 7.23 | 1 | 1590 ACSR | 0 | 0 | 0 | 0 | 0 | 0 | 0 | 0 | 0 | 0 | 0 | 0 | 0 | 0 | 0 | 0 | 0 | 0 | 0 | 0 | 0 | 0 | 0 | 12 | 1
NO |  | 149 | 2015 | 11 | 31 | 31 |  | Gloucester | Camden | 230 | 230 | HPFF | 7.84 | 0 | 1 | 3500 KCM CU | 0 | 0 | 0 | 0 | 0 | 0 | 0 | 0 | 0 | 0 | 0 | 0 | 0 | 0 | 0 | 0 | 0 | 0 | 0 | 0 | 0 | 0 | 0 | 12 | 1
NO |  | 149 | 2015 | 11 | 33 | 33 |  | Athenia | Belleville | 230 | 230 | ST | 0.25 | 5.22 | 1 | 1590 ACSR | 0 | 0 | 0 | 0 | 0 | 0 | 0 | 0 | 0 | 0 | 0 | 0 | 0 | 0 | 0 | 0 | 0 | 0 | 0 | 0 | 0 | 0 | 0 | 12 | 1
NO |  | 149 | 2015 | 11 | 34 | 34 |  |  |  | 230 | 230 | AT | 0.39 | 0 | 1 | 1590 ACSR | 0 | 0 | 0 | 0 | 0 | 0 | 0 | 0 | 0 | 0 | 0 | 0 | 0 | 0 | 0 | 0 | 0 | 0 | 0 | 0 | 0 | 0 | 0 | 12 | 1
NO |  | 149 | 2015 | 12 | 1 | 1 |  | Linden | Linden | 230 | 230 | ST | 0.11 | 0 | 1 | 1590 ACSS/AW | 0 | 0 | 0 | 0 | 0 | 0 | 0 | 0 | 0 | 0 | 0 | 0 | 0 | 0 | 0 | 0 | 0 | 0 | 0 | 0 | 0 | 0 | 0 | 12 | 1
NO |  | 149 | 2015 | 12 | 3 | 3 |  | Smithburg | Deans | 230 | 230 | SP | 0.4 | 0 | 1 | 1590 ACSR | 0 | 0 | 0 | 0 | 0 | 0 | 0 | 0 | 0 | 0 | 0 | 0 | 0 | 0 | 0 | 0 | 0 | 0 | 0 | 0 | 0 | 0 | 0 | 12 | 1
NO |  | 149 | 2015 | 12 | 5 | 5 |  | Camden | Cuthbert Blvd | 230 | 230 | HPFF | 3.29 | 0 | 1 | 3500 KCM CU | 0 | 0 | 0 | 0 | 0 | 0 | 0 | 0 | 0 | 0 | 0 | 0 | 0 | 0 | 0 | 0 | 0 | 0 | 0 | 0 | 0 | 0 | 0 | 12 | 1
NO |  | 149 | 2015 | 12 | 7 | 7 |  | Pleasant Valley | Rocktown | 230 | 230 | ST | 2.54 | 0 | 1 | 1590ACSR | 0 | 0 | 0 | 0 | 0 | 0 | 0 | 0 | 0 | 0 | 0 | 0 | 0 | 0 | 0 | 0 | 0 | 0 | 0 | 0 | 0 | 0 | 0 | 12 | 1
NO |  | 149 | 2015 | 12 | 8 | 8 |  |  |  | 230 | 230 | SP | 0.27 | 0 | 1 | 1590ACSS | 0 | 0 | 0 | 0 | 0 | 0 | 0 | 0 | 0 | 0 | 0 | 0 | 0 | 0 | 0 | 0 | 0 | 0 | 0 | 0 | 0 | 0 | 0 | 12 | 1
NO |  | 149 | 2015 | 12 | 10 | 10 |  | Mercer | Trenton | 138 | 230 | ST | 2 | 0 | 1 | 1590 ACSR | 0 | 0 | 0 | 0 | 0 | 0 | 0 | 0 | 0 | 0 | 0 | 0 | 0 | 0 | 0 | 0 | 0 | 0 | 0 | 0 | 0 | 0 | 0 | 12 | 1
NO |  | 149 | 2015 | 12 | 11 | 11 |  |  |  | 138 | 230 | AT | 0 | 3.65 | 1 | 1590 ACSR | 0 | 0 | 0 | 0 | 0 | 0 | 0 | 0 | 0 | 0 | 0 | 0 | 0 | 0 | 0 | 0 | 0 | 0 | 0 | 0 | 0 | 0 | 0 | 12 | 1
NO |  | 149 | 2015 | 12 | 13 | 13 |  | Bergen | Bergen | 138 | 138 | ST | 0.55 | 0 | 1 | 1590 ACSR | 0 | 0 | 0 | 0 | 0 | 0 | 0 | 0 | 0 | 0 | 0 | 0 | 0 | 0 | 0 | 0 | 0 | 0 | 0 | 0 | 0 | 0 | 0 | 12 | 1
NO |  | 149 | 2015 | 12 | 15 | 15 |  | Bayonne | Bayonne Cogen | 138 | 138 | HPFF | 3.69 | 0 | 1 | 2000 KCM CU | 0 | 0 | 0 | 0 | 0 | 0 | 0 | 0 | 0 | 0 | 0 | 0 | 0 | 0 | 0 | 0 | 0 | 0 | 0 | 0 | 0 | 0 | 0 | 12 | 1
NO |  | 149 | 2015 | 12 | 17 | 17 |  | Bergen | Bergen | 138 | 138 | ST | 0.63 | 0 | 1 | 1590 ACSS | 0 | 0 | 0 | 0 | 0 | 0 | 0 | 0 | 0 | 0 | 0 | 0 | 0 | 0 | 0 | 0 | 0 | 0 | 0 | 0 | 0 | 0 | 0 | 12 | 1
NO |  | 149 | 2015 | 12 | 19 | 19 |  | Essex Co. RRF | Foundry St. | 138 | 138 | HPFF | 1.27 | 0 | 1 | 2000 KCM CU | 0 | 0 | 0 | 0 | 0 | 0 | 0 | 0 | 0 | 0 | 0 | 0 | 0 | 0 | 0 | 0 | 0 | 0 | 0 | 0 | 0 | 0 | 0 | 12 | 1
NO |  | 149 | 2015 | 12 | 21 | 21 |  | Linden | Linden | 138 | 138 | SP | 0.08 | 0 | 1 | 1590 ACSR | 0 | 0 | 0 | 0 | 0 | 0 | 0 | 0 | 0 | 0 | 0 | 0 | 0 | 0 | 0 | 0 | 0 | 0 | 0 | 0 | 0 | 0 | 0 | 12 | 1
NO |  | 149 | 2015 | 12 | 23 | 23 |  | Marion | Jersey City | 138 | 138 | ST | 0.28 | 0 | 1 | 1033.5 ACSS | 0 | 0 | 0 | 0 | 0 | 0 | 0 | 0 | 0 | 0 | 0 | 0 | 0 | 0 | 0 | 0 | 0 | 0 | 0 | 0 | 0 | 0 | 0 | 12 | 1
NO |  | 149 | 2015 | 12 | 25 | 25 |  | Jersey City | Bayonne | 138 | 345 | HPFF | 5.42 | 0 | 1 | 3500 KCM CU | 0 | 0 | 0 | 0 | 0 | 0 | 0 | 0 | 0 | 0 | 0 | 0 | 0 | 0 | 0 | 0 | 0 | 0 | 0 | 0 | 0 | 0 | 0 | 12 | 1
NO |  | 149 | 2015 | 12 | 27 | 27 |  | Essex | American Refuel | 138 | 138 | HPFF | 0.16 | 0 | 1 | 2000 KCM CU | 0 | 0 | 0 | 0 | 0 | 0 | 0 | 0 | 0 | 0 | 0 | 0 | 0 | 0 | 0 | 0 | 0 | 0 | 0 | 0 | 0 | 0 | 0 | 12 | 1
NO |  | 149 | 2015 | 12 | 29 | 29 |  | Kearny | Roseland | 138 | 230 | S/AT | 0.75 | 0 | 1 | 1590 ACSR | 0 | 0 | 0 | 0 | 0 | 0 | 0 | 0 | 0 | 0 | 0 | 0 | 0 | 0 | 0 | 0 | 0 | 0 | 0 | 0 | 0 | 0 | 0 | 12 | 1
NO |  | 149 | 2015 | 12 | 30 | 30 |  |  |  | 138 | 230 | ST | 1.52 | 0 | 1 | 1033.5 ACSS | 0 | 0 | 0 | 0 | 0 | 0 | 0 | 0 | 0 | 0 | 0 | 0 | 0 | 0 | 0 | 0 | 0 | 0 | 0 | 0 | 0 | 0 | 0 | 12 | 1
NO |  | 149 | 2015 | 12 | 31 | 31 |  |  |  | 138 | 230 | ST | 0 | 6.44 | 1 | 1590 ACSR | 0 | 0 | 0 | 0 | 0 | 0 | 0 | 0 | 0 | 0 | 0 | 0 | 0 | 0 | 0 | 0 | 0 | 0 | 0 | 0 | 0 | 0 | 0 | 12 | 1
NO |  | 149 | 2015 | 12 | 32 | 32 |  |  |  | 138 | 230 | ST | 0.2 | 0.03 | 1 | 795 ACSR | 0 | 0 | 0 | 0 | 0 | 0 | 0 | 0 | 0 | 0 | 0 | 0 | 0 | 0 | 0 | 0 | 0 | 0 | 0 | 0 | 0 | 0 | 0 | 12 | 1
NO |  | 149 | 2015 | 12 | 33 | 33 |  |  |  | 138 | 230 | SP | 9.83 | 0 | 1 | 1590 ACSR | 0 | 0 | 0 | 0 | 0 | 0 | 0 | 0 | 0 | 0 | 0 | 0 | 0 | 0 | 0 | 0 | 0 | 0 | 0 | 0 | 0 | 0 | 0 | 12 | 1
NO |  | 149 | 2015 | 12 | 34 | 34 |  |  |  | 138 | 230 | ST | 0.42 | 0 | 1 | 1590 ACSS | 0 | 0 | 0 | 0 | 0 | 0 | 0 | 0 | 0 | 0 | 0 | 0 | 0 | 0 | 0 | 0 | 0 | 0 | 0 | 0 | 0 | 0 | 0 | 12 | 1
NO |  | 149 | 2015 | 12 | 35 | 35 |  |  |  | 138 | 230 | S/AT | 2.04 | 0 | 0 | 1590 ACSS | 0 | 0 | 0 | 0 | 0 | 0 | 0 | 0 | 0 | 0 | 0 | 0 | 0 | 0 | 0 | 0 | 0 | 0 | 0 | 0 | 0 | 0 | 0 | 12 | 1
NO |  | 149 | 2015 | 13 | 2 | 2 |  | Devils Brook | Trenton -to- Plainsboro | 138 | 138 | ST | 0.38 | 0 | 1 | 1590 ACSR | 0 | 0 | 0 | 0 | 0 | 0 | 0 | 0 | 0 | 0 | 0 | 0 | 0 | 0 | 0 | 0 | 0 | 0 | 0 | 0 | 0 | 0 | 0 | 12 | 1
NO |  | 149 | 2015 | 13 | 3 | 3 |  |  |  | 138 | 138 | ST | 12.88 | 0 | 1 | 1033.5 ACSS | 0 | 0 | 0 | 0 | 0 | 0 | 0 | 0 | 0 | 0 | 0 | 0 | 0 | 0 | 0 | 0 | 0 | 0 | 0 | 0 | 0 | 0 | 0 | 12 | 1
NO |  | 149 | 2015 | 13 | 4 | 4 |  |  |  | 138 | 138 | SP | 0.1 | 0 | 1 | 1590 ACSR | 0 | 0 | 0 | 0 | 0 | 0 | 0 | 0 | 0 | 0 | 0 | 0 | 0 | 0 | 0 | 0 | 0 | 0 | 0 | 0 | 0 | 0 | 0 | 12 | 1
NO |  | 149 | 2015 | 13 | 6 | 6 |  | Marion | Bergen #1 to Homestead No B | 138 | 138 | ST | 0.42 | 0 | 1 | 1590 ACSR | 0 | 0 | 0 | 0 | 0 | 0 | 0 | 0 | 0 | 0 | 0 | 0 | 0 | 0 | 0 | 0 | 0 | 0 | 0 | 0 | 0 | 0 | 0 | 12 | 1
NO |  | 149 | 2015 | 13 | 7 | 7 |  |  |  | 138 | 138 | ST | 5.92 | 0 | 1 | 1033.5 ACSS | 0 | 0 | 0 | 0 | 0 | 0 | 0 | 0 | 0 | 0 | 0 | 0 | 0 | 0 | 0 | 0 | 0 | 0 | 0 | 0 | 0 | 0 | 0 | 12 | 1
NO |  | 149 | 2015 | 13 | 8 | 8 |  |  |  | 138 | 138 | S/AT | 0.29 | 0 | 1 | 1033.5 ACSS | 0 | 0 | 0 | 0 | 0 | 0 | 0 | 0 | 0 | 0 | 0 | 0 | 0 | 0 | 0 | 0 | 0 | 0 | 0 | 0 | 0 | 0 | 0 | 12 | 1
NO |  | 149 | 2015 | 13 | 9 | 9 |  |  |  | 138 | 138 | SP | 0.62 | 0 | 1 | 1033.5 ACSS | 0 | 0 | 0 | 0 | 0 | 0 | 0 | 0 | 0 | 0 | 0 | 0 | 0 | 0 | 0 | 0 | 0 | 0 | 0 | 0 | 0 | 0 | 0 | 12 | 1
NO |  | 149 | 2015 | 13 | 11 | 11 |  | No. Ave | Passaic Valley -to- Sewerag | 138 | 138 | HPFF | 0.58 | 0 | 1 | 2500 KCM CU | 0 | 0 | 0 | 0 | 0 | 0 | 0 | 0 | 0 | 0 | 0 | 0 | 0 | 0 | 0 | 0 | 0 | 0 | 0 | 0 | 0 | 0 | 0 | 12 | 1
NO |  | 149 | 2015 | 13 | 12 | 12 |  |  |  | 138 | 138 | HPFF | 3.91 | 0 | 1 | 2000 KCM CU | 0 | 0 | 0 | 0 | 0 | 0 | 0 | 0 | 0 | 0 | 0 | 0 | 0 | 0 | 0 | 0 | 0 | 0 | 0 | 0 | 0 | 0 | 0 | 12 | 1
NO |  | 149 | 2015 | 13 | 14 | 14 |  | Marion | Leonia - Homestead | 138 | 138 | ST | 0.01 | 0.42 | 1 | 1590 ACSR | 0 | 0 | 0 | 0 | 0 | 0 | 0 | 0 | 0 | 0 | 0 | 0 | 0 | 0 | 0 | 0 | 0 | 0 | 0 | 0 | 0 | 0 | 0 | 12 | 1
NO |  | 149 | 2015 | 13 | 15 | 15 |  |  |  | 138 | 138 | ST | 0.24 | 5.65 | 1 | 1033.5 ACSS | 0 | 0 | 0 | 0 | 0 | 0 | 0 | 0 | 0 | 0 | 0 | 0 | 0 | 0 | 0 | 0 | 0 | 0 | 0 | 0 | 0 | 0 | 0 | 12 | 1
NO |  | 149 | 2015 | 13 | 16 | 16 |  |  |  | 138 | 138 | S/AT | 0 | 0.29 | 1 | 1033.5 ACSS | 0 | 0 | 0 | 0 | 0 | 0 | 0 | 0 | 0 | 0 | 0 | 0 | 0 | 0 | 0 | 0 | 0 | 0 | 0 | 0 | 0 | 0 | 0 | 12 | 1
NO |  | 149 | 2015 | 13 | 17 | 17 |  |  |  | 138 | 138 | SP | 0 | 0.62 | 1 | 1033.5 ACSS | 0 | 0 | 0 | 0 | 0 | 0 | 0 | 0 | 0 | 0 | 0 | 0 | 0 | 0 | 0 | 0 | 0 | 0 | 0 | 0 | 0 | 0 | 0 | 12 | 1
NO |  | 149 | 2015 | 13 | 19 | 19 |  | Trenton | Ward Avenue -to-Yardville | 138 | 138 | ST | 5.91 | 0 | 1 | 1033.5 54/7 ACSS | 0 | 0 | 0 | 0 | 0 | 0 | 0 | 0 | 0 | 0 | 0 | 0 | 0 | 0 | 0 | 0 | 0 | 0 | 0 | 0 | 0 | 0 | 0 | 12 | 1
NO |  | 149 | 2015 | 13 | 21 | 21 |  | Kearny | Roseland | 138 | 230 | ST | 0 | 1.46 | 1 | 1033.5 54/7 ACSS | 0 | 0 | 0 | 0 | 0 | 0 | 0 | 0 | 0 | 0 | 0 | 0 | 0 | 0 | 0 | 0 | 0 | 0 | 0 | 0 | 0 | 0 | 0 | 12 | 1
NO |  | 149 | 2015 | 13 | 22 | 22 |  |  |  | 138 | 230 | S/AT | 0 | 4.07 | 1 | 1590 ACSR | 0 | 0 | 0 | 0 | 0 | 0 | 0 | 0 | 0 | 0 | 0 | 0 | 0 | 0 | 0 | 0 | 0 | 0 | 0 | 0 | 0 | 0 | 0 | 12 | 1
NO |  | 149 | 2015 | 13 | 23 | 23 |  |  |  | 138 | 230 | ST | 0.2 | 3.65 | 1 | 1590 ACSR | 0 | 0 | 0 | 0 | 0 | 0 | 0 | 0 | 0 | 0 | 0 | 0 | 0 | 0 | 0 | 0 | 0 | 0 | 0 | 0 | 0 | 0 | 0 | 12 | 1
NO |  | 149 | 2015 | 13 | 24 | 24 |  |  |  | 138 | 138 | AT | 0 | 0.03 | 1 | 795 ACSR | 0 | 0 | 0 | 0 | 0 | 0 | 0 | 0 | 0 | 0 | 0 | 0 | 0 | 0 | 0 | 0 | 0 | 0 | 0 | 0 | 0 | 0 | 0 | 12 | 1
NO |  | 149 | 2015 | 13 | 25 | 25 |  |  |  | 138 | 230 | SP | 0 | 10.18 | 1 | 1590 ACSR | 0 | 0 | 0 | 0 | 0 | 0 | 0 | 0 | 0 | 0 | 0 | 0 | 0 | 0 | 0 | 0 | 0 | 0 | 0 | 0 | 0 | 0 | 0 | 12 | 1
NO |  | 149 | 2015 | 13 | 26 | 26 |  |  |  | 138 | 230 | ST | 0 | 2.34 | 1 | 1590 ACSS | 0 | 0 | 0 | 0 | 0 | 0 | 0 | 0 | 0 | 0 | 0 | 0 | 0 | 0 | 0 | 0 | 0 | 0 | 0 | 0 | 0 | 0 | 0 | 12 | 1
NO |  | 149 | 2015 | 13 | 28 | 28 |  | Newark | Federal Square | 138 | 138 | HPFF | 0.64 | 0 | 1 | 2000 KCM CU | 0 | 0 | 0 | 0 | 0 | 0 | 0 | 0 | 0 | 0 | 0 | 0 | 0 | 0 | 0 | 0 | 0 | 0 | 0 | 0 | 0 | 0 | 0 | 12 | 1
NO |  | 149 | 2015 | 13 | 30 | 30 |  | Essex | Newark | 138 | 138 | HPFF | 0.41 | 0 | 1 | 2000 KCM CU | 0 | 0 | 0 | 0 | 0 | 0 | 0 | 0 | 0 | 0 | 0 | 0 | 0 | 0 | 0 | 0 | 0 | 0 | 0 | 0 | 0 | 0 | 0 | 12 | 1
NO |  | 149 | 2015 | 13 | 31 | 31 |  |  |  | 138 | 138 | HPFF | 3.43 | 0 | 1 | 2000 KCM AL | 0 | 0 | 0 | 0 | 0 | 0 | 0 | 0 | 0 | 0 | 0 | 0 | 0 | 0 | 0 | 0 | 0 | 0 | 0 | 0 | 0 | 0 | 0 | 12 | 1
NO |  | 149 | 2015 | 13 | 33 | 33 |  | Edison | Brunswick | 138 | 138 | ST | 4.73 | 0 | 1 | 1033.5 ACSS | 0 | 0 | 0 | 0 | 0 | 0 | 0 | 0 | 0 | 0 | 0 | 0 | 0 | 0 | 0 | 0 | 0 | 0 | 0 | 0 | 0 | 0 | 0 | 12 | 1
NO |  | 149 | 2015 | 13 | 34 | 34 |  |  |  | 138 | 138 | S/AT | 0.07 | 0 | 1 | 1590 ACSR | 0 | 0 | 0 | 0 | 0 | 0 | 0 | 0 | 0 | 0 | 0 | 0 | 0 | 0 | 0 | 0 | 0 | 0 | 0 | 0 | 0 | 0 | 0 | 12 | 1
NO |  | 149 | 2015 | 14 | 1 | 1 |  | Bayonne | Passaic Valley Sewerage | 138 | 138 | HPFF | 2.33 | 0 | 1 | 2000 KCM CU | 0 | 0 | 0 | 0 | 0 | 0 | 0 | 0 | 0 | 0 | 0 | 0 | 0 | 0 | 0 | 0 | 0 | 0 | 0 | 0 | 0 | 0 | 0 | 12 | 1
NO |  | 149 | 2015 | 14 | 3 | 3 |  | Athenia | Fairlawn | 138 | 138 | HPFF | 4.05 | 0 | 1 | 1500 KCM CU | 0 | 0 | 0 | 0 | 0 | 0 | 0 | 0 | 0 | 0 | 0 | 0 | 0 | 0 | 0 | 0 | 0 | 0 | 0 | 0 | 0 | 0 | 0 | 12 | 1
NO |  | 149 | 2015 | 14 | 4 | 4 |  |  |  | 138 | 138 | HPFF | 5.51 | 0 | 1 | 1250 KCM CU | 0 | 0 | 0 | 0 | 0 | 0 | 0 | 0 | 0 | 0 | 0 | 0 | 0 | 0 | 0 | 0 | 0 | 0 | 0 | 0 | 0 | 0 | 0 | 12 | 1
NO |  | 149 | 2015 | 14 | 6 | 6 |  | Athenia | Kuller Rd | 138 | 138 | HPFF | 1.83 | 0 | 1 | 2000 KCM CU | 0 | 0 | 0 | 0 | 0 | 0 | 0 | 0 | 0 | 0 | 0 | 0 | 0 | 0 | 0 | 0 | 0 | 0 | 0 | 0 | 0 | 0 | 0 | 12 | 1
NO |  | 149 | 2015 | 14 | 8 | 8 |  | Bayway | Federal Square | 138 | 138 | HPFF | 9.13 | 0 | 1 | 3000 KCM CU | 0 | 0 | 0 | 0 | 0 | 0 | 0 | 0 | 0 | 0 | 0 | 0 | 0 | 0 | 0 | 0 | 0 | 0 | 0 | 0 | 0 | 0 | 0 | 12 | 1
NO |  | 149 | 2015 | 14 | 10 | 10 |  | Foundry St. | Newark | 138 | 138 | HPFF | 3.12 | 0 | 1 | 2000 KCM CU | 0 | 0 | 0 | 0 | 0 | 0 | 0 | 0 | 0 | 0 | 0 | 0 | 0 | 0 | 0 | 0 | 0 | 0 | 0 | 0 | 0 | 0 | 0 | 12 | 1
NO |  | 149 | 2015 | 14 | 12 | 12 |  | Trenton | Ward Ave -to- Yardville | 138 | 138 | ST | 0 | 5.98 | 1 | 1033.5 54/7 ACSS | 0 | 0 | 0 | 0 | 0 | 0 | 0 | 0 | 0 | 0 | 0 | 0 | 0 | 0 | 0 | 0 | 0 | 0 | 0 | 0 | 0 | 0 | 0 | 12 | 1
NO |  | 149 | 2015 | 14 | 14 | 14 |  | Marion | Bayonne | 138 | 138 | HPFF | 4.38 | 0 | 1 | 2000 KCMCU | 0 | 0 | 0 | 0 | 0 | 0 | 0 | 0 | 0 | 0 | 0 | 0 | 0 | 0 | 0 | 0 | 0 | 0 | 0 | 0 | 0 | 0 | 0 | 12 | 1
NO |  | 149 | 2015 | 14 | 16 | 16 |  | Kuller RD. | Fairlawn | 138 | 230 | HPFF | 5.72 | 0 | 1 | 2000 KCM CU | 0 | 0 | 0 | 0 | 0 | 0 | 0 | 0 | 0 | 0 | 0 | 0 | 0 | 0 | 0 | 0 | 0 | 0 | 0 | 0 | 0 | 0 | 0 | 12 | 1
NO |  | 149 | 2015 | 14 | 18 | 18 |  | Sewaren | Metuchen | 138 | 138 | ST | 5.92 | 0 | 1 | 795 ACSR | 0 | 0 | 0 | 0 | 0 | 0 | 0 | 0 | 0 | 0 | 0 | 0 | 0 | 0 | 0 | 0 | 0 | 0 | 0 | 0 | 0 | 0 | 0 | 12 | 1
NO |  | 149 | 2015 | 14 | 19 | 19 |  |  |  | 138 | 138 | ST | 0 | 0.36 | 1 | 1590 ACSR | 0 | 0 | 0 | 0 | 0 | 0 | 0 | 0 | 0 | 0 | 0 | 0 | 0 | 0 | 0 | 0 | 0 | 0 | 0 | 0 | 0 | 0 | 0 | 12 | 1
NO |  | 149 | 2015 | 14 | 20 | 20 |  |  |  | 138 | 138 | S/AT | 0 | 0.1 | 1 | 795 ACSR | 0 | 0 | 0 | 0 | 0 | 0 | 0 | 0 | 0 | 0 | 0 | 0 | 0 | 0 | 0 | 0 | 0 | 0 | 0 | 0 | 0 | 0 | 0 | 12 | 1
NO |  | 149 | 2015 | 14 | 21 | 21 |  |  |  | 138 | 138 | S/AT | 0 | 0.09 | 1 | 1590 ACSR | 0 | 0 | 0 | 0 | 0 | 0 | 0 | 0 | 0 | 0 | 0 | 0 | 0 | 0 | 0 | 0 | 0 | 0 | 0 | 0 | 0 | 0 | 0 | 12 | 1
NO |  | 149 | 2015 | 14 | 22 | 22 |  |  |  | 138 | 138 | SP | 0.74 | 0 | 1 | 795 ACSR | 0 | 0 | 0 | 0 | 0 | 0 | 0 | 0 | 0 | 0 | 0 | 0 | 0 | 0 | 0 | 0 | 0 | 0 | 0 | 0 | 0 | 0 | 0 | 12 | 1
NO |  | 149 | 2015 | 14 | 23 | 23 |  |  |  | 138 | 138 | SP | 0 | 0.05 | 1 | 1590 ACSR | 0 | 0 | 0 | 0 | 0 | 0 | 0 | 0 | 0 | 0 | 0 | 0 | 0 | 0 | 0 | 0 | 0 | 0 | 0 | 0 | 0 | 0 | 0 | 12 | 1
NO |  | 149 | 2015 | 14 | 25 | 25 |  | Bergen #1 | Fairlawn | 138 | 345 | HPFF | 11.2 | 0 | 1 | 3000 KCM CU | 0 | 0 | 0 | 0 | 0 | 0 | 0 | 0 | 0 | 0 | 0 | 0 | 0 | 0 | 0 | 0 | 0 | 0 | 0 | 0 | 0 | 0 | 0 | 12 | 1
NO |  | 149 | 2015 | 14 | 27 | 27 |  | Linden | Bayway | 138 | 230 | ST | 0.02 | 0 | 1 | 1590 ACSS/AW | 0 | 0 | 0 | 0 | 0 | 0 | 0 | 0 | 0 | 0 | 0 | 0 | 0 | 0 | 0 | 0 | 0 | 0 | 0 | 0 | 0 | 0 | 0 | 12 | 1
NO |  | 149 | 2015 | 14 | 28 | 28 |  |  |  | 138 | 230 | ST | 1.48 | 0 | 1 | 1590 ACSR | 0 | 0 | 0 | 0 | 0 | 0 | 0 | 0 | 0 | 0 | 0 | 0 | 0 | 0 | 0 | 0 | 0 | 0 | 0 | 0 | 0 | 0 | 0 | 12 | 1
NO |  | 149 | 2015 | 14 | 29 | 29 |  |  |  | 138 | 230 | SP | 0.01 | 0 | 1 | 1590 ACSR | 0 | 0 | 0 | 0 | 0 | 0 | 0 | 0 | 0 | 0 | 0 | 0 | 0 | 0 | 0 | 0 | 0 | 0 | 0 | 0 | 0 | 0 | 0 | 12 | 1
NO |  | 149 | 2015 | 14 | 31 | 31 |  | Kearny | Marion | 138 | 138 | ST | 0.19 | 0.12 | 1 | 1590 ACSR | 0 | 0 | 0 | 0 | 0 | 0 | 0 | 0 | 0 | 0 | 0 | 0 | 0 | 0 | 0 | 0 | 0 | 0 | 0 | 0 | 0 | 0 | 0 | 12 | 1
NO |  | 149 | 2015 | 14 | 32 | 32 |  |  |  | 138 | 138 | ST | 1.1 | 0 | 1 | 1033.5 54/7 ACSS | 0 | 0 | 0 | 0 | 0 | 0 | 0 | 0 | 0 | 0 | 0 | 0 | 0 | 0 | 0 | 0 | 0 | 0 | 0 | 0 | 0 | 0 | 0 | 12 | 1
NO |  | 149 | 2015 | 14 | 33 | 33 |  |  |  | 138 | 138 | SP | 0.2 | 0 | 1 | 1033.5 54/7 ACSS | 0 | 0 | 0 | 0 | 0 | 0 | 0 | 0 | 0 | 0 | 0 | 0 | 0 | 0 | 0 | 0 | 0 | 0 | 0 | 0 | 0 | 0 | 0 | 12 | 1
NO |  | 149 | 2015 | 14 | 35 | 35 |  | Brunswick | Trenton to Dey Rd Plainb | 138 | 138 | ST | 6.89 | 2.79 | 1 | 795 ACSR | 0 | 0 | 0 | 0 | 0 | 0 | 0 | 0 | 0 | 0 | 0 | 0 | 0 | 0 | 0 | 0 | 0 | 0 | 0 | 0 | 0 | 0 | 0 | 12 | 1
NO |  | 149 | 2015 | 15 | 1 | 1 |  |  |  | 138 | 138 | ST | 0.18 | 9.92 | 1 | 1033.5 ACSS | 0 | 0 | 0 | 0 | 0 | 0 | 0 | 0 | 0 | 0 | 0 | 0 | 0 | 0 | 0 | 0 | 0 | 0 | 0 | 0 | 0 | 0 | 0 | 12 | 1
NO |  | 149 | 2015 | 15 | 2 | 2 |  |  |  | 138 | 138 | ST | 0 | 0.34 | 1 | 1590 ACSR | 0 | 0 | 0 | 0 | 0 | 0 | 0 | 0 | 0 | 0 | 0 | 0 | 0 | 0 | 0 | 0 | 0 | 0 | 0 | 0 | 0 | 0 | 0 | 12 | 1
NO |  | 149 | 2015 | 15 | 4 | 4 |  | Newark | Doremus PL | 138 | 138 | HPFF | 5.02 | 0 | 1 | 2000 KCM CU | 0 | 0 | 0 | 0 | 0 | 0 | 0 | 0 | 0 | 0 | 0 | 0 | 0 | 0 | 0 | 0 | 0 | 0 | 0 | 0 | 0 | 0 | 0 | 12 | 1
NO |  | 149 | 2015 | 15 | 6 | 6 |  | Sewaren | S-B 1/4 | 138 | 138 | ST | 0.39 | 0.19 | 1 | 795 ACSR | 0 | 0 | 0 | 0 | 0 | 0 | 0 | 0 | 0 | 0 | 0 | 0 | 0 | 0 | 0 | 0 | 0 | 0 | 0 | 0 | 0 | 0 | 0 | 12 | 1
NO |  | 149 | 2015 | 15 | 8 | 8 |  | Metuchen | Edison -to- Meadow Road | 138 | 138 | ST | 3.55 | 0 | 1 | 795 ACSR | 0 | 0 | 0 | 0 | 0 | 0 | 0 | 0 | 0 | 0 | 0 | 0 | 0 | 0 | 0 | 0 | 0 | 0 | 0 | 0 | 0 | 0 | 0 | 12 | 1
NO |  | 149 | 2015 | 15 | 9 | 9 |  |  |  | 138 | 138 | ST | 0.24 | 0 | 1 | 1033.5 ACSS | 0 | 0 | 0 | 0 | 0 | 0 | 0 | 0 | 0 | 0 | 0 | 0 | 0 | 0 | 0 | 0 | 0 | 0 | 0 | 0 | 0 | 0 | 0 | 12 | 1
NO |  | 149 | 2015 | 15 | 10 | 10 |  |  |  | 138 | 138 | S/AT | 0.07 | 0 | 1 | 1033.5 ACSS | 0 | 0 | 0 | 0 | 0 | 0 | 0 | 0 | 0 | 0 | 0 | 0 | 0 | 0 | 0 | 0 | 0 | 0 | 0 | 0 | 0 | 0 | 0 | 12 | 1
NO |  | 149 | 2015 | 15 | 12 | 12 |  | Doremus PL. | Bayway | 138 | 138 | HPFF | 5.68 | 0 | 1 | 3000 KCM CU | 0 | 0 | 0 | 0 | 0 | 0 | 0 | 0 | 0 | 0 | 0 | 0 | 0 | 0 | 0 | 0 | 0 | 0 | 0 | 0 | 0 | 0 | 0 | 12 | 1
NO |  | 149 | 2015 | 15 | 14 | 14 |  | Metuchen | Edison -to- Meadow Road | 138 | 138 | ST | 0.22 | 3.61 | 1 | 1033.5 ACSS | 0 | 0 | 0 | 0 | 0 | 0 | 0 | 0 | 0 | 0 | 0 | 0 | 0 | 0 | 0 | 0 | 0 | 0 | 0 | 0 | 0 | 0 | 0 | 12 | 1
NO |  | 149 | 2015 | 15 | 15 | 15 |  |  |  | 138 | 230 | S/AT | 0.07 | 0 | 1 | 1590 ACSR | 0 | 0 | 0 | 0 | 0 | 0 | 0 | 0 | 0 | 0 | 0 | 0 | 0 | 0 | 0 | 0 | 0 | 0 | 0 | 0 | 0 | 0 | 0 | 12 | 1
NO |  | 149 | 2015 | 15 | 17 | 17 |  | Bergen #1 | East Rutherford | 138 | 138 | HPFF | 6.7 | 0 | 1 | 3000 KCM CU | 0 | 0 | 0 | 0 | 0 | 0 | 0 | 0 | 0 | 0 | 0 | 0 | 0 | 0 | 0 | 0 | 0 | 0 | 0 | 0 | 0 | 0 | 0 | 12 | 1
NO |  | 149 | 2015 | 15 | 19 | 19 |  | Burlington Unit 12 | Burlington 138v Frame | 138 | 138 | SP | 0.21 | 0 | 1 | 795 ACSR | 0 | 0 | 0 | 0 | 0 | 0 | 0 | 0 | 0 | 0 | 0 | 0 | 0 | 0 | 0 | 0 | 0 | 0 | 0 | 0 | 0 | 0 | 0 | 12 | 1
NO |  | 149 | 2015 | 15 | 21 | 21 |  | Athenia | East Rutherford | 138 | 138 | HPFF | 3.74 | 0 | 1 | 3000 KCM CU | 0 | 0 | 0 | 0 | 0 | 0 | 0 | 0 | 0 | 0 | 0 | 0 | 0 | 0 | 0 | 0 | 0 | 0 | 0 | 0 | 0 | 0 | 0 | 12 | 1
NO |  | 149 | 2015 | 15 | 23 | 23 |  | Hudson | Marion | 138 | 138 | ST | 0.3 | 0 | 1 | 1590 ACSR | 0 | 0 | 0 | 0 | 0 | 0 | 0 | 0 | 0 | 0 | 0 | 0 | 0 | 0 | 0 | 0 | 0 | 0 | 0 | 0 | 0 | 0 | 0 | 12 | 1
NO |  | 149 | 2015 | 15 | 24 | 24 |  |  |  | 138 | 138 | SP | 0.15 | 0 | 1 | 1590 ACSR | 0 | 0 | 0 | 0 | 0 | 0 | 0 | 0 | 0 | 0 | 0 | 0 | 0 | 0 | 0 | 0 | 0 | 0 | 0 | 0 | 0 | 0 | 0 | 12 | 1
NO |  | 149 | 2015 | 15 | 26 | 26 |  | Hudson | Marion | 138 | 138 | ST | 0.24 | 0.15 | 1 | 1590 ACSR | 0 | 0 | 0 | 0 | 0 | 0 | 0 | 0 | 0 | 0 | 0 | 0 | 0 | 0 | 0 | 0 | 0 | 0 | 0 | 0 | 0 | 0 | 0 | 12 | 1
NO |  | 149 | 2015 | 15 | 27 | 27 |  |  |  | 138 | 138 | SP | 0.19 | 0.04 | 1 | 1590 ACSR | 0 | 0 | 0 | 0 | 0 | 0 | 0 | 0 | 0 | 0 | 0 | 0 | 0 | 0 | 0 | 0 | 0 | 0 | 0 | 0 | 0 | 0 | 0 | 12 | 1
NO |  | 149 | 2015 | 15 | 29 | 29 |  | Metuchen | Metuchen | 138 | 138 | SP | 0.07 | 0 | 1 | 1590 ACSR | 0 | 0 | 0 | 0 | 0 | 0 | 0 | 0 | 0 | 0 | 0 | 0 | 0 | 0 | 0 | 0 | 0 | 0 | 0 | 0 | 0 | 0 | 0 | 12 | 1
NO |  | 149 | 2015 | 15 | 31 | 31 |  | Linden #1 | Bayway | 138 | 230 | ST | 1.51 | 0 | 1 | 1590 ACSR | 0 | 0 | 0 | 0 | 0 | 0 | 0 | 0 | 0 | 0 | 0 | 0 | 0 | 0 | 0 | 0 | 0 | 0 | 0 | 0 | 0 | 0 | 0 | 12 | 1
NO |  | 149 | 2015 | 15 | 32 | 32 |  | Bayway | North Ave. | 138 | 138 | HPFF | 2.7 | 0 | 1 | 2000 KCM CU | 0 | 0 | 0 | 0 | 0 | 0 | 0 | 0 | 0 | 0 | 0 | 0 | 0 | 0 | 0 | 0 | 0 | 0 | 0 | 0 | 0 | 0 | 0 | 12 | 1
NO |  | 149 | 2015 | 15 | 34 | 34 |  | Edison | Devils Brook | 138 | 138 | ST | 0.35 | 10.96 | 1 | 1033.5 ACSS | 0 | 0 | 0 | 0 | 0 | 0 | 0 | 0 | 0 | 0 | 0 | 0 | 0 | 0 | 0 | 0 | 0 | 0 | 0 | 0 | 0 | 0 | 0 | 12 | 1
NO |  | 149 | 2015 | 15 | 35 | 35 |  |  |  | 138 | 138 | S/AT | 0.06 | 0 | 1 | 1033.5 ACSS | 0 | 0 | 0 | 0 | 0 | 0 | 0 | 0 | 0 | 0 | 0 | 0 | 0 | 0 | 0 | 0 | 0 | 0 | 0 | 0 | 0 | 0 | 0 | 12 | 1
NO |  | 149 | 2015 | 16 | 1 | 1 |  |  |  | 138 | 138 | SP | 0.08 | 0 | 1 | 1590 ACSR | 0 | 0 | 0 | 0 | 0 | 0 | 0 | 0 | 0 | 0 | 0 | 0 | 0 | 0 | 0 | 0 | 0 | 0 | 0 | 0 | 0 | 0 | 0 | 12 | 1
NO |  | 149 | 2015 | 16 | 3 | 3 |  | Kearny | Marion | 138 | 138 | ST | 0.2 | 1.1 | 1 | 1033 54/7 ACSS | 0 | 0 | 0 | 0 | 0 | 0 | 0 | 0 | 0 | 0 | 0 | 0 | 0 | 0 | 0 | 0 | 0 | 0 | 0 | 0 | 0 | 0 | 0 | 12 | 1
NO |  | 149 | 2015 | 16 | 4 | 4 |  |  |  | 138 | 138 | ST | 0.1 | 0 | 1 | 1590 ACSR | 0 | 0 | 0 | 0 | 0 | 0 | 0 | 0 | 0 | 0 | 0 | 0 | 0 | 0 | 0 | 0 | 0 | 0 | 0 | 0 | 0 | 0 | 0 | 12 | 1
NO |  | 149 | 2015 | 16 | 5 | 5 |  |  |  | 138 | 138 | SP | 0.1 | 0 | 1 | 1590 ACSR | 0 | 0 | 0 | 0 | 0 | 0 | 0 | 0 | 0 | 0 | 0 | 0 | 0 | 0 | 0 | 0 | 0 | 0 | 0 | 0 | 0 | 0 | 0 | 12 | 1
NO |  | 149 | 2015 | 16 | 6 | 6 |  |  |  | 138 | 138 | SP | 0 | 0.2 | 1 | 1033 54/7 ACSS | 0 | 0 | 0 | 0 | 0 | 0 | 0 | 0 | 0 | 0 | 0 | 0 | 0 | 0 | 0 | 0 | 0 | 0 | 0 | 0 | 0 | 0 | 0 | 12 | 1
NO |  | 149 | 2015 | 16 | 8 | 8 |  | Linden | Linden | 138 | 138 | ST | 0.15 | 0 | 1 | 1033.5 ACSS | 0 | 0 | 0 | 0 | 0 | 0 | 0 | 0 | 0 | 0 | 0 | 0 | 0 | 0 | 0 | 0 | 0 | 0 | 0 | 0 | 0 | 0 | 0 | 12 | 1
NO |  | 149 | 2015 | 16 | 10 | 10 |  | Sewaren | Metuchen -to- Woodbridge | 138 | 230 | ST | 0.27 | 6.41 | 1 | 795 ACSR | 0 | 0 | 0 | 0 | 0 | 0 | 0 | 0 | 0 | 0 | 0 | 0 | 0 | 0 | 0 | 0 | 0 | 0 | 0 | 0 | 0 | 0 | 0 | 12 | 1
NO |  | 149 | 2015 | 16 | 11 | 11 |  |  |  | 138 | 230 | ST | 0 | 0.17 | 1 | 1590 ACSR | 0 | 0 | 0 | 0 | 0 | 0 | 0 | 0 | 0 | 0 | 0 | 0 | 0 | 0 | 0 | 0 | 0 | 0 | 0 | 0 | 0 | 0 | 0 | 12 | 1
NO |  | 149 | 2015 | 16 | 12 | 12 |  |  |  | 138 | 138 | S/AT | 0 | 0.19 | 1 | 1590 ACSR | 0 | 0 | 0 | 0 | 0 | 0 | 0 | 0 | 0 | 0 | 0 | 0 | 0 | 0 | 0 | 0 | 0 | 0 | 0 | 0 | 0 | 0 | 0 | 12 | 1
NO |  | 149 | 2015 | 16 | 13 | 13 |  |  |  | 138 | 138 | SP | 0 | 0.05 | 1 | 1590 ACSR | 0 | 0 | 0 | 0 | 0 | 0 | 0 | 0 | 0 | 0 | 0 | 0 | 0 | 0 | 0 | 0 | 0 | 0 | 0 | 0 | 0 | 0 | 0 | 12 | 1
NO |  | 149 | 2015 | 16 | 15 | 15 |  | Linden | Linden | 138 | 138 | ST | 0.17 | 0 | 1 | 1590 ASSS/AW | 0 | 0 | 0 | 0 | 0 | 0 | 0 | 0 | 0 | 0 | 0 | 0 | 0 | 0 | 0 | 0 | 0 | 0 | 0 | 0 | 0 | 0 | 0 | 12 | 1
NO |  | 149 | 2015 | 16 | 17 | 17 |  | Linden #1 | Federal Square | 138 | 138 | ST | 0.34 | 0 | 1 | 1590 ACSR | 0 | 0 | 0 | 0 | 0 | 0 | 0 | 0 | 0 | 0 | 0 | 0 | 0 | 0 | 0 | 0 | 0 | 0 | 0 | 0 | 0 | 0 | 0 | 12 | 1
NO |  | 149 | 2015 | 16 | 18 | 18 |  |  |  | 138 | 230 | ST | 0.06 | 1.34 | 1 | 1590 ACSR | 0 | 0 | 0 | 0 | 0 | 0 | 0 | 0 | 0 | 0 | 0 | 0 | 0 | 0 | 0 | 0 | 0 | 0 | 0 | 0 | 0 | 0 | 0 | 12 | 1
NO |  | 149 | 2015 | 16 | 20 | 20 |  | Kearny | Essex | 138 | 138 | SP | 1.1 | 0.06 | 1 | 1590 ACSR | 0 | 0 | 0 | 0 | 0 | 0 | 0 | 0 | 0 | 0 | 0 | 0 | 0 | 0 | 0 | 0 | 0 | 0 | 0 | 0 | 0 | 0 | 0 | 12 | 1
NO |  | 149 | 2015 | 16 | 21 | 21 |  |  |  | 138 | 138 | H | 0.19 | 0 | 1 | 1590 ACSR | 0 | 0 | 0 | 0 | 0 | 0 | 0 | 0 | 0 | 0 | 0 | 0 | 0 | 0 | 0 | 0 | 0 | 0 | 0 | 0 | 0 | 0 | 0 | 12 | 1
NO |  | 149 | 2015 | 16 | 23 | 23 |  | Bayway | Linden #1 | 138 | 230 | ST | 0 | 0.98 | 1 | 1590 ACSR | 0 | 0 | 0 | 0 | 0 | 0 | 0 | 0 | 0 | 0 | 0 | 0 | 0 | 0 | 0 | 0 | 0 | 0 | 0 | 0 | 0 | 0 | 0 | 12 | 1
NO |  | 149 | 2015 | 16 | 24 | 24 |  |  |  | 138 | 138 | ST | 0.98 | 0 | 1 | 1590 ACSR | 0 | 0 | 0 | 0 | 0 | 0 | 0 | 0 | 0 | 0 | 0 | 0 | 0 | 0 | 0 | 0 | 0 | 0 | 0 | 0 | 0 | 0 | 0 | 12 | 1
NO |  | 149 | 2015 | 16 | 26 | 26 |  | Burlington | Ward Avenue -to- Bustleton | 138 | 138 | ST | 16.48 | 0 | 1 | 1033.5 54/7 ACSS | 0 | 0 | 0 | 0 | 0 | 0 | 0 | 0 | 0 | 0 | 0 | 0 | 0 | 0 | 0 | 0 | 0 | 0 | 0 | 0 | 0 | 0 | 0 | 12 | 1
NO |  | 149 | 2015 | 16 | 28 | 28 |  | BURLINGTON | Ward Avenue -to- Bustleton | 138 | 138 | ST | 0 | 16.49 | 1 | 1033.5 54/7 ACSS | 0 | 0 | 0 | 0 | 0 | 0 | 0 | 0 | 0 | 0 | 0 | 0 | 0 | 0 | 0 | 0 | 0 | 0 | 0 | 0 | 0 | 0 | 0 | 12 | 1
NO |  | 149 | 2015 | 16 | 30 | 30 |  | LINDEN #1 | BAYWAY | 138 | 138 | ST | 0.1 | 1.4 | 1 | 1590 ACSR | 0 | 0 | 0 | 0 | 0 | 0 | 0 | 0 | 0 | 0 | 0 | 0 | 0 | 0 | 0 | 0 | 0 | 0 | 0 | 0 | 0 | 0 | 0 | 12 | 1
NO |  | 149 | 2015 | 16 | 32 | 32 |  | North Bridge First Circuit |  | 69 | 69 | WP | 4.09 | 0 | 1 | 800 AAC | 0 | 0 | 0 | 0 | 0 | 0 | 0 | 0 | 0 | 0 | 0 | 0 | 0 | 0 | 0 | 0 | 0 | 0 | 0 | 0 | 0 | 0 | 0 | 12 | 1
NO |  | 149 | 2015 | 16 | 34 | 34 |  | North Bridge Second Circuit |  | 69 | 69 | WP | 3.7 | 0 | 1 | 800 AAC | 0 | 0 | 0 | 0 | 0 | 0 | 0 | 0 | 0 | 0 | 0 | 0 | 0 | 0 | 0 | 0 | 0 | 0 | 0 | 0 | 0 | 0 | 0 | 12 | 1
NO |  | 149 | 2015 | 17 | 1 | 1 |  | Penns Neck | Lawrence | 69 | 69 | WP | 8.71 | 0 | 1 | 800 AAC | 0 | 0 | 0 | 0 | 0 | 0 | 0 | 0 | 0 | 0 | 0 | 0 | 0 | 0 | 0 | 0 | 0 | 0 | 0 | 0 | 0 | 0 | 0 | 12 | 1
NO |  | 149 | 2015 | 17 | 2 | 2 |  |  |  | 69 | 230 | ST | 0 | 2.96 | 1 | 477 ACSR | 0 | 0 | 0 | 0 | 0 | 0 | 0 | 0 | 0 | 0 | 0 | 0 | 0 | 0 | 0 | 0 | 0 | 0 | 0 | 0 | 0 | 0 | 0 | 12 | 1
NO |  | 149 | 2015 | 17 | 4 | 4 |  | Bennetts | Lawrence | 69 | 69 | WP | 8.39 | 0 | 1 | 800 AAC | 0 | 0 | 0 | 0 | 0 | 0 | 0 | 0 | 0 | 0 | 0 | 0 | 0 | 0 | 0 | 0 | 0 | 0 | 0 | 0 | 0 | 0 | 0 | 12 | 1
NO |  | 149 | 2015 | 17 | 5 | 5 |  |  |  | 69 | 36 | UCB | 0.45 | 0 | 1 | 1500 CU EPR | 0 | 0 | 0 | 0 | 0 | 0 | 0 | 0 | 0 | 0 | 0 | 0 | 0 | 0 | 0 | 0 | 0 | 0 | 0 | 0 | 0 | 0 | 0 | 12 | 1
NO |  | 149 | 2015 | 17 | 7 | 7 |  | Southampton | Medford | 69 | 69 | WP | 6.95 | 0 | 1 | 800 AAC | 0 | 0 | 0 | 0 | 0 | 0 | 0 | 0 | 0 | 0 | 0 | 0 | 0 | 0 | 0 | 0 | 0 | 0 | 0 | 0 | 0 | 0 | 0 | 12 | 1
NO |  | 149 | 2015 | 17 | 9 | 9 |  | Runnemede | Lawnside | 69 | 69 | WP | 7.24 | 0 | 1 | 800 AAC | 0 | 0 | 0 | 0 | 0 | 0 | 0 | 0 | 0 | 0 | 0 | 0 | 0 | 0 | 0 | 0 | 0 | 0 | 0 | 0 | 0 | 0 | 0 | 12 | 1
NO |  | 149 | 2015 | 17 | 10 | 10 |  |  |  | 69 | 69 | UCB | 0.31 | 0 | 1 | 1500 CU EPR | 0 | 0 | 0 | 0 | 0 | 0 | 0 | 0 | 0 | 0 | 0 | 0 | 0 | 0 | 0 | 0 | 0 | 0 | 0 | 0 | 0 | 0 | 0 | 12 | 1
NO |  | 149 | 2015 | 17 | 12 | 12 |  | Bennetts | Franklin | 69 | 69 | WP | 10.28 | 0 | 1 | 800 AAC | 0 | 0 | 0 | 0 | 0 | 0 | 0 | 0 | 0 | 0 | 0 | 0 | 0 | 0 | 0 | 0 | 0 | 0 | 0 | 0 | 0 | 0 | 0 | 12 | 1
NO |  | 149 | 2015 | 17 | 14 | 14 |  | Bennetts | Rutgets | 69 | 69 | WP | 14.88 | 0 | 1 | 800 AAC | 0 | 0 | 0 | 0 | 0 | 0 | 0 | 0 | 0 | 0 | 0 | 0 | 0 | 0 | 0 | 0 | 0 | 0 | 0 | 0 | 0 | 0 | 0 | 12 | 1
NO |  | 149 | 2015 | 17 | 16 | 16 |  | Lawnside | Mapleshade | 69 | 69 | WP | 8.79 | 0 | 1 | 800 AAC | 0 | 0 | 0 | 0 | 0 | 0 | 0 | 0 | 0 | 0 | 0 | 0 | 0 | 0 | 0 | 0 | 0 | 0 | 0 | 0 | 0 | 0 | 0 | 12 | 1
NO |  | 149 | 2015 | 17 | 18 | 18 |  | Hinchman Ave | Cedar Grove | 69 | 69 | WP | 8.26 | 0 | 1 | 800 AAC | 0 | 0 | 0 | 0 | 0 | 0 | 0 | 0 | 0 | 0 | 0 | 0 | 0 | 0 | 0 | 0 | 0 | 0 | 0 | 0 | 0 | 0 | 0 | 12 | 1
NO |  | 149 | 2015 | 17 | 20 | 20 |  | North Bridge St | Lake Nelson | 69 | 230 | ST | 3.03 | 0 | 1 | 800 AAC | 0 | 0 | 0 | 0 | 0 | 0 | 0 | 0 | 0 | 0 | 0 | 0 | 0 | 0 | 0 | 0 | 0 | 0 | 0 | 0 | 0 | 0 | 0 | 12 | 1
NO |  | 149 | 2015 | 17 | 21 | 21 |  |  |  | 69 | 69 | UCB | 0.28 | 0 | 1 | 1500 CU EPR | 0 | 0 | 0 | 0 | 0 | 0 | 0 | 0 | 0 | 0 | 0 | 0 | 0 | 0 | 0 | 0 | 0 | 0 | 0 | 0 | 0 | 0 | 0 | 12 | 1
NO |  | 149 | 2015 | 17 | 23 | 23 |  | J-634 Kingsland | East Rutherford | 69 | 69 | WP | 4.3 | 0 | 1 | 800 KCMIL | 0 | 0 | 0 | 0 | 0 | 0 | 0 | 0 | 0 | 0 | 0 | 0 | 0 | 0 | 0 | 0 | 0 | 0 | 0 | 0 | 0 | 0 | 0 | 12 | 1
NO |  | 149 | 2015 | 17 | 24 | 24 |  |  |  | 69 | 69 | UCB | 0.13 | 0 | 1 | 1500 CU EPR | 0 | 0 | 0 | 0 | 0 | 0 | 0 | 0 | 0 | 0 | 0 | 0 | 0 | 0 | 0 | 0 | 0 | 0 | 0 | 0 | 0 | 0 | 0 | 12 | 1
NO |  | 149 | 2015 | 17 | 26 | 26 |  | L-636 East Rutherford | Bergen | 69 | 69 | WP | 12.86 | 0 | 1 | 800 KCMIL | 0 | 0 | 0 | 0 | 0 | 0 | 0 | 0 | 0 | 0 | 0 | 0 | 0 | 0 | 0 | 0 | 0 | 0 | 0 | 0 | 0 | 0 | 0 | 12 | 1
NO |  | 149 | 2015 | 17 | 27 | 27 |  |  |  | 69 | 69 | UCB | 1.38 | 0 | 1 | 1500 CU EPR | 0 | 0 | 0 | 0 | 0 | 0 | 0 | 0 | 0 | 0 | 0 | 0 | 0 | 0 | 0 | 0 | 0 | 0 | 0 | 0 | 0 | 0 | 0 | 12 | 1
NO |  | 149 | 2015 | 17 | 29 | 29 |  | Camden Switch | Locust Street | 69 | 69 | WP | 5.73 | 0 | 1 | 800 KCMIL | 0 | 0 | 0 | 0 | 0 | 0 | 0 | 0 | 0 | 0 | 0 | 0 | 0 | 0 | 0 | 0 | 0 | 0 | 0 | 0 | 0 | 0 | 0 | 12 | 1
NO |  | 149 | 2015 | 17 | 30 | 30 |  |  |  | 69 | 69 | UCB | 0.64 | 0 | 1 | 3500 CU EPR | 0 | 0 | 0 | 0 | 0 | 0 | 0 | 0 | 0 | 0 | 0 | 0 | 0 | 0 | 0 | 0 | 0 | 0 | 0 | 0 | 0 | 0 | 0 | 12 | 1
NO |  | 149 | 2015 | 17 | 32 | 32 |  | Gloucester Switch | Locust Street | 69 | 69 | WP | 1.13 | 0 | 1 | 800 KCMIL | 0 | 0 | 0 | 0 | 0 | 0 | 0 | 0 | 0 | 0 | 0 | 0 | 0 | 0 | 0 | 0 | 0 | 0 | 0 | 0 | 0 | 0 | 0 | 12 | 1
NO |  | 149 | 2015 | 17 | 33 | 33 |  |  |  | 69 | 69 | UCB | 0.11 | 0 | 1 | 800 AAC | 0 | 0 | 0 | 0 | 0 | 0 | 0 | 0 | 0 | 0 | 0 | 0 | 0 | 0 | 0 | 0 | 0 | 0 | 0 | 0 | 0 | 0 | 0 | 12 | 1
NO |  | 149 | 2015 | 17 | 34 | 34 |  |  |  | 69 | 69 | ST | 0.6 | 0 | 1 | 1590 ACSS | 0 | 0 | 0 | 0 | 0 | 0 | 0 | 0 | 0 | 0 | 0 | 0 | 0 | 0 | 0 | 0 | 0 | 0 | 0 | 0 | 0 | 0 | 0 | 12 | 1
NO |  | 149 | 2015 | 18 | 1 | 1 |  | Mountain | Lake Nelson | 69 | 69 | UCB | 0.25 | 0 | 1 | 1500 CU EPR | 0 | 0 | 0 | 0 | 0 | 0 | 0 | 0 | 0 | 0 | 0 | 0 | 0 | 0 | 0 | 0 | 0 | 0 | 0 | 0 | 0 | 0 | 0 | 12 | 1
NO |  | 149 | 2015 | 18 | 2 | 2 |  |  |  | 69 | 69 | ST | 2.65 | 0 | 1 | 795 ACSR | 0 | 0 | 0 | 0 | 0 | 0 | 0 | 0 | 0 | 0 | 0 | 0 | 0 | 0 | 0 | 0 | 0 | 0 | 0 | 0 | 0 | 0 | 0 | 12 | 1
NO |  | 149 | 2015 | 18 | 3 | 3 |  |  |  | 69 | 69 | WP | 4.55 | 0 | 1 | 800 KCMIL | 0 | 0 | 0 | 0 | 0 | 0 | 0 | 0 | 0 | 0 | 0 | 0 | 0 | 0 | 0 | 0 | 0 | 0 | 0 | 0 | 0 | 0 | 0 | 12 | 1
NO |  | 149 | 2015 | 18 | 5 | 5 |  | Mountain | North Bridge | 69 | 69 | WP | 5.05 | 0 | 1 | 800 KCMIL | 0 | 0 | 0 | 0 | 0 | 0 | 0 | 0 | 0 | 0 | 0 | 0 | 0 | 0 | 0 | 0 | 0 | 0 | 0 | 0 | 0 | 0 | 0 | 12 | 1
NO |  | 149 | 2015 | 18 | 7 | 7 |  | North Bridge | Bridgewater | 69 | 69 | WP | 3.78 | 0 | 1 | 800 KCMIL | 0 | 0 | 0 | 0 | 0 | 0 | 0 | 0 | 0 | 0 | 0 | 0 | 0 | 0 | 0 | 0 | 0 | 0 | 0 | 0 | 0 | 0 | 0 | 12 | 1
NO |  | 149 | 2015 | 18 | 9 | 9 |  | Bridgewater | DuPont (B-626) | 69 | 69 | ST | 3.44 | 0 | 1 | 795 ACSR | 0 | 0 | 0 | 0 | 0 | 0 | 0 | 0 | 0 | 0 | 0 | 0 | 0 | 0 | 0 | 0 | 0 | 0 | 0 | 0 | 0 | 0 | 0 | 12 | 1
NO |  | 149 | 2015 | 18 | 10 | 10 |  |  |  | 69 | 69 | WP | 2.34 | 0 | 1 | 800 KCMIL | 0 | 0 | 0 | 0 | 0 | 0 | 0 | 0 | 0 | 0 | 0 | 0 | 0 | 0 | 0 | 0 | 0 | 0 | 0 | 0 | 0 | 0 | 0 | 12 | 1
NO |  | 149 | 2015 | 18 | 12 | 12 |  | Bergen (M-637) | Englewood | 69 | 69 | UCB | 1 | 0 | 1 | 1500 CU EPR | 0 | 0 | 0 | 0 | 0 | 0 | 0 | 0 | 0 | 0 | 0 | 0 | 0 | 0 | 0 | 0 | 0 | 0 | 0 | 0 | 0 | 0 | 0 | 12 | 1
NO |  | 149 | 2015 | 18 | 13 | 13 |  |  |  | 69 | 69 | WP | 4.66 | 0 | 1 | 800 KCMIL | 0 | 0 | 0 | 0 | 0 | 0 | 0 | 0 | 0 | 0 | 0 | 0 | 0 | 0 | 0 | 0 | 0 | 0 | 0 | 0 | 0 | 0 | 0 | 12 | 1
NO |  | 149 | 2015 | 18 | 15 | 15 |  | Bergenfield (U-645) | Teaneck | 69 | 69 | WP | 0.99 | 0 | 0 | 800 KCMIL | 0 | 0 | 0 | 0 | 0 | 0 | 0 | 0 | 0 | 0 | 0 | 0 | 0 | 0 | 0 | 0 | 0 | 0 | 0 | 0 | 0 | 0 | 0 | 12 | 1
NO |  | 149 | 2015 | 18 | 16 | 16 |  |  |  | 69 | 69 | UCB | 0.51 | 0 | 1 | 1500 CU EPR | 0 | 0 | 0 | 0 | 0 | 0 | 0 | 0 | 0 | 0 | 0 | 0 | 0 | 0 | 0 | 0 | 0 | 0 | 0 | 0 | 0 | 0 | 0 | 12 | 1
NO |  | 149 | 2015 | 18 | 18 | 18 |  | Montgomery Substation | Bennets Lane Switching Stat | 69 | 69 | WP | 9.9 | 0 | 1 | 800 KCMIL | 0 | 0 | 0 | 0 | 0 | 0 | 0 | 0 | 0 | 0 | 0 | 0 | 0 | 0 | 0 | 0 | 0 | 0 | 0 | 0 | 0 | 0 | 0 | 12 | 1
NO |  | 149 | 2015 | 18 | 20 | 20 |  | Mountain | South 2nd | 69 | 69 | WP | 4.89 | 0 | 1 | 800 KCMIL | 0 | 0 | 0 | 0 | 0 | 0 | 0 | 0 | 0 | 0 | 0 | 0 | 0 | 0 | 0 | 0 | 0 | 0 | 0 | 0 | 0 | 0 | 0 | 12 | 1
NO |  | 149 | 2015 | 18 | 21 | 21 |  |  |  | 69 | 69 | UCB | 0.08 | 0 | 1 | 1500 CU EPR | 0 | 0 | 0 | 0 | 0 | 0 | 0 | 0 | 0 | 0 | 0 | 0 | 0 | 0 | 0 | 0 | 0 | 0 | 0 | 0 | 0 | 0 | 0 | 12 | 1
NO |  | 149 | 2015 | 18 | 23 | 23 |  | Green Brook | South 2nd | 69 | 69 | WP | 2.8 | 0 | 1 | 800 KCMIL | 0 | 0 | 0 | 0 | 0 | 0 | 0 | 0 | 0 | 0 | 0 | 0 | 0 | 0 | 0 | 0 | 0 | 0 | 0 | 0 | 0 | 0 | 0 | 12 | 1
NO |  | 149 | 2015 | 18 | 24 | 24 |  |  |  | 69 | 69 | UCB | 0.13 | 0 | 1 | 1500 CU EPR | 0 | 0 | 0 | 0 | 0 | 0 | 0 | 0 | 0 | 0 | 0 | 0 | 0 | 0 | 0 | 0 | 0 | 0 | 0 | 0 | 0 | 0 | 0 | 12 | 1
NO |  | 149 | 2015 | 18 | 26 | 26 |  | Warren Point | 40th Street | 69 | 69 | WP | 2.1 | 0 | 1 | 800 KCMIL | 0 | 0 | 0 | 0 | 0 | 0 | 0 | 0 | 0 | 0 | 0 | 0 | 0 | 0 | 0 | 0 | 0 | 0 | 0 | 0 | 0 | 0 | 0 | 12 | 1
NO |  | 149 | 2015 | 18 | 27 | 27 |  |  |  | 69 | 69 | UCB | 0.8 | 0 | 1 | 1500 CU EPR | 0 | 0 | 0 | 0 | 0 | 0 | 0 | 0 | 0 | 0 | 0 | 0 | 0 | 0 | 0 | 0 | 0 | 0 | 0 | 0 | 0 | 0 | 0 | 12 | 1
NO |  | 149 | 2015 | 18 | 29 | 29 |  | 40th Street | East Rutherford | 69 | 69 | WP | 5.49 | 0 | 1 | 800 KCMIL | 0 | 0 | 0 | 0 | 0 | 0 | 0 | 0 | 0 | 0 | 0 | 0 | 0 | 0 | 0 | 0 | 0 | 0 | 0 | 0 | 0 | 0 | 0 | 12 | 1
NO |  | 149 | 2015 | 18 | 30 | 30 |  |  |  | 69 | 69 | UCB | 1.21 | 0 | 1 | 1500 CU EPR | 0 | 0 | 0 | 0 | 0 | 0 | 0 | 0 | 0 | 0 | 0 | 0 | 0 | 0 | 0 | 0 | 0 | 0 | 0 | 0 | 0 | 0 | 0 | 12 | 1
NO |  | 149 | 2015 | 18 | 32 | 32 |  | Paramus | Dumont | 69 | 69 | WP | 5.69 | 0 | 1 | 800 KCMIL | 0 | 0 | 0 | 0 | 0 | 0 | 0 | 0 | 0 | 0 | 0 | 0 | 0 | 0 | 0 | 0 | 0 | 0 | 0 | 0 | 0 | 0 | 0 | 12 | 1
NO |  | 149 | 2015 | 18 | 34 | 34 |  | Dumont | Bergenfield | 69 | 69 | UCB | 1.18 | 0 | 1 | 1500 CU EPR | 0 | 0 | 0 | 0 | 0 | 0 | 0 | 0 | 0 | 0 | 0 | 0 | 0 | 0 | 0 | 0 | 0 | 0 | 0 | 0 | 0 | 0 | 0 | 12 | 1
NO |  | 149 | 2015 | 19 | 1 | 1 |  | Fairlawn | Paramus | 69 | 69 | WP | 4.66 | 0 | 1 | 800 KCMIL | 0 | 0 | 0 | 0 | 0 | 0 | 0 | 0 | 0 | 0 | 0 | 0 | 0 | 0 | 0 | 0 | 0 | 0 | 0 | 0 | 0 | 0 | 0 | 12 | 1
NO |  | 149 | 2015 | 19 | 2 | 2 |  |  |  | 69 | 69 | UCB | 0.42 | 0 | 1 | 1500CU EPR | 0 | 0 | 0 | 0 | 0 | 0 | 0 | 0 | 0 | 0 | 0 | 0 | 0 | 0 | 0 | 0 | 0 | 0 | 0 | 0 | 0 | 0 | 0 | 12 | 1
NO |  | 149 | 2015 | 19 | 4 | 4 |  | Belleville | Branch Brook | 69 | 69 | WP | 2.92 | 0 | 1 | 800 KCMIL | 0 | 0 | 0 | 0 | 0 | 0 | 0 | 0 | 0 | 0 | 0 | 0 | 0 | 0 | 0 | 0 | 0 | 0 | 0 | 0 | 0 | 0 | 0 | 12 | 1
NO |  | 149 | 2015 | 19 | 5 | 5 |  |  |  | 69 | 69 | UCB | 1.23 | 0 | 1 | 1500 CU EPR | 0 | 0 | 0 | 0 | 0 | 0 | 0 | 0 | 0 | 0 | 0 | 0 | 0 | 0 | 0 | 0 | 0 | 0 | 0 | 0 | 0 | 0 | 0 | 12 | 1
NO |  | 149 | 2015 | 19 | 7 | 7 |  | Belleville | Branch Brook | 69 | 69 | WP | 3.41 | 0 | 1 | 800 KCMIL | 0 | 0 | 0 | 0 | 0 | 0 | 0 | 0 | 0 | 0 | 0 | 0 | 0 | 0 | 0 | 0 | 0 | 0 | 0 | 0 | 0 | 0 | 0 | 12 | 1
NO |  | 149 | 2015 | 19 | 8 | 8 |  |  |  | 69 | 69 | UCB | 1.67 | 0 | 1 | 1500 CU EPR | 0 | 0 | 0 | 0 | 0 | 0 | 0 | 0 | 0 | 0 | 0 | 0 | 0 | 0 | 0 | 0 | 0 | 0 | 0 | 0 | 0 | 0 | 0 | 12 | 1
NO |  | 149 | 2015 | 19 | 10 | 10 |  | South 2nd | Plainfield | 69 | 69 | WP | 1.5 | 0 | 1 | 800 KCMIL | 0 | 0 | 0 | 0 | 0 | 0 | 0 | 0 | 0 | 0 | 0 | 0 | 0 | 0 | 0 | 0 | 0 | 0 | 0 | 0 | 0 | 0 | 0 | 12 | 1
NO |  | 149 | 2015 | 19 | 11 | 11 |  |  |  | 69 | 69 | UCB | 0.16 | 0 | 1 | 1500 CU EPR | 0 | 0 | 0 | 0 | 0 | 0 | 0 | 0 | 0 | 0 | 0 | 0 | 0 | 0 | 0 | 0 | 0 | 0 | 0 | 0 | 0 | 0 | 0 | 12 | 1
NO |  | 149 | 2015 | 19 | 13 | 13 |  | Plainfield | Front St | 69 | 69 | WP | 3 | 0 | 1 | 800 KCMIL | 0 | 0 | 0 | 0 | 0 | 0 | 0 | 0 | 0 | 0 | 0 | 0 | 0 | 0 | 0 | 0 | 0 | 0 | 0 | 0 | 0 | 0 | 0 | 12 | 1
NO |  | 149 | 2015 | 19 | 14 | 14 |  |  |  | 69 | 69 | UCB | 0.38 | 0 | 1 | 1500 CU EPR | 0 | 0 | 0 | 0 | 0 | 0 | 0 | 0 | 0 | 0 | 0 | 0 | 0 | 0 | 0 | 0 | 0 | 0 | 0 | 0 | 0 | 0 | 0 | 12 | 1
NO |  | 149 | 2015 | 19 | 16 | 16 |  | Great Notch | Totowa | 69 | 69 | WP | 4.24 | 0 | 1 | 800 KCMIL | 0 | 0 | 0 | 0 | 0 | 0 | 0 | 0 | 0 | 0 | 0 | 0 | 0 | 0 | 0 | 0 | 0 | 0 | 0 | 0 | 0 | 0 | 0 | 12 | 1
NO |  | 149 | 2015 | 19 | 17 | 17 |  |  |  | 69 | 69 | UCB | 0.36 | 0 | 1 | 1500 CU EPR | 0 | 0 | 0 | 0 | 0 | 0 | 0 | 0 | 0 | 0 | 0 | 0 | 0 | 0 | 0 | 0 | 0 | 0 | 0 | 0 | 0 | 0 | 0 | 12 | 1
NO |  | 149 | 2015 | 19 | 19 | 19 |  | Ridge | Montgomery | 69 | 69 | WP | 3 | 0 | 1 | 800 KCMIL | 0 | 0 | 0 | 0 | 0 | 0 | 0 | 0 | 0 | 0 | 0 | 0 | 0 | 0 | 0 | 0 | 0 | 0 | 0 | 0 | 0 | 0 | 0 | 12 | 1
NO |  | 149 | 2015 | 19 | 20 | 20 |  |  |  | 69 | 69 | UCB | 1 | 0 | 1 | 1500 CU EPR | 0 | 0 | 0 | 0 | 0 | 0 | 0 | 0 | 0 | 0 | 0 | 0 | 0 | 0 | 0 | 0 | 0 | 0 | 0 | 0 | 0 | 0 | 0 | 12 | 1
NO |  | 149 | 2015 | 19 | 22 | 22 |  | Ridge | Dow Jones | 69 | 69 | WP | 1.34 | 0 | 1 | 800 KCMIL | 0 | 0 | 0 | 0 | 0 | 0 | 0 | 0 | 0 | 0 | 0 | 0 | 0 | 0 | 0 | 0 | 0 | 0 | 0 | 0 | 0 | 0 | 0 | 12 | 1
NO |  | 149 | 2015 | 19 | 23 | 23 |  |  |  | 69 | 69 | UCB | 0.2 | 0 | 1 | 1500CU EPR | 0 | 0 | 0 | 0 | 0 | 0 | 0 | 0 | 0 | 0 | 0 | 0 | 0 | 0 | 0 | 0 | 0 | 0 | 0 | 0 | 0 | 0 | 0 | 12 | 1
NO |  | 149 | 2015 | 19 | 25 | 25 |  | Ridge | Penns Neck | 69 | 69 | WP | 1.34 | 0 | 1 | 800 KCMIL | 0 | 0 | 0 | 0 | 0 | 0 | 0 | 0 | 0 | 0 | 0 | 0 | 0 | 0 | 0 | 0 | 0 | 0 | 0 | 0 | 0 | 0 | 0 | 12 | 1
NO |  | 149 | 2015 | 19 | 26 | 26 |  |  |  | 69 | 69 | UCB | 0.2 | 0 | 1 | 1500CU EPR | 0 | 0 | 0 | 0 | 0 | 0 | 0 | 0 | 0 | 0 | 0 | 0 | 0 | 0 | 0 | 0 | 0 | 0 | 0 | 0 | 0 | 0 | 0 | 12 | 1
NO |  | 149 | 2015 | 19 | 28 | 28 |  | Burlington | Mt Holly | 69 | 69 | WP | 7.05 | 0 | 1 | 800 KCMIL | 0 | 0 | 0 | 0 | 0 | 0 | 0 | 0 | 0 | 0 | 0 | 0 | 0 | 0 | 0 | 0 | 0 | 0 | 0 | 0 | 0 | 0 | 0 | 12 | 1
NO |  | 149 | 2015 | 19 | 29 | 29 |  |  |  | 69 | 69 | UCB | 0.2 | 0 | 1 | 1500CU EPR | 0 | 0 | 0 | 0 | 0 | 0 | 0 | 0 | 0 | 0 | 0 | 0 | 0 | 0 | 0 | 0 | 0 | 0 | 0 | 0 | 0 | 0 | 0 | 12 | 1
NO |  | 149 | 2015 | 19 | 31 | 31 |  | Mt Holly | Lumberton | 69 | 69 | WP | 6.99 | 0 | 1 | 800 KCMIL | 0 | 0 | 0 | 0 | 0 | 0 | 0 | 0 | 0 | 0 | 0 | 0 | 0 | 0 | 0 | 0 | 0 | 0 | 0 | 0 | 0 | 0 | 0 | 12 | 1
NO |  | 149 | 2015 | 19 | 32 | 32 |  |  |  | 69 | 69 | UCB | 0.5 | 0 | 1 | 1500CU EPR | 0 | 0 | 0 | 0 | 0 | 0 | 0 | 0 | 0 | 0 | 0 | 0 | 0 | 0 | 0 | 0 | 0 | 0 | 0 | 0 | 0 | 0 | 0 | 12 | 1
NO |  | 149 | 2015 | 19 | 33 | 33 |  |  |  | 0 | 0 |  | -1465.69 | -298.3 | 0 |  | 0 | 0 | 0 | 0 | 0 | 0 | 0 | 0 | 0 | 0 | 0 | 0 | 651490068 | 651490069 | 0 | 0 | 0 | 0 | 0 | 0 | 0 | 0 | 0 | 12 | 1
NO |  | 150 | 2015 | 0 | 1 | 1 |  | 3rd Ac Trans Line |  | 500 | 500 |  | 0 | 0 | 0 |  | 0 | 0 | 0 | 0 | 0 | 0 | 0 | 651500711 | 0 | 0 | 0 | 0 | 0 | 0 | 0 | 0 | 0 | 0 | 0 | 0 | 0 | 0 | 0 | 12 | 1
NO |  | 150 | 2015 | 0 | 2 | 2 |  | Broadview S Y | Townsend A Line | 500 | 500 | SCST | 133.4 | 0 | 1 | 4-795 ACSR | 0 | 0 | 0 | 0 | 0 | 0 | 0 | 651500712 | 0 | 0 | 0 | 0 | 0 | 0 | 0 | 0 | 0 | 0 | 0 | 0 | 0 | 0 | 0 | 12 | 1
NO |  | 150 | 2015 | 0 | 3 | 3 |  | Broadview S Y | Townsend B Line | 500 | 500 | SCST | 133.4 | 0 | 1 | 4-795 ACSR | 0 | 0 | 0 | 0 | 0 | 0 | 0 | 651500713 | 0 | 0 | 0 | 0 | 0 | 0 | 0 | 0 | 0 | 0 | 0 | 0 | 0 | 0 | 0 | 12 | 1
NO |  | 150 | 2015 | 0 | 4 | 4 |  | Colstrip 3 | Switch Yard | 500 | 500 | SCST | 0.4 | 0 | 1 | 2-2250 ACSR | 0 | 0 | 0 | 0 | 0 | 0 | 0 | 651500714 | 0 | 0 | 0 | 0 | 0 | 0 | 0 | 0 | 0 | 0 | 0 | 0 | 0 | 0 | 0 | 12 | 1
NO |  | 150 | 2015 | 0 | 5 | 5 |  | Colstrip 4 | Switch Yard | 500 | 500 | SCST | 0.4 | 0 | 1 | 2-2250 ACSR | 0 | 0 | 0 | 0 | 0 | 0 | 0 | 651500715 | 0 | 0 | 0 | 0 | 0 | 0 | 0 | 0 | 0 | 0 | 0 | 0 | 0 | 0 | 0 | 12 | 1
NO |  | 150 | 2015 | 0 | 6 | 6 |  | Colstrip SY | Broadview A Line | 500 | 500 | SCST | 112.7 | 0 | 1 | 4-795 ACSR | 0 | 0 | 0 | 0 | 0 | 0 | 0 | 651500716 | 0 | 0 | 0 | 0 | 0 | 0 | 0 | 0 | 0 | 0 | 0 | 0 | 0 | 0 | 0 | 12 | 1
NO |  | 150 | 2015 | 0 | 7 | 7 |  | Colstrip SY | Broadview B Line | 500 | 500 | SCST | 115.9 | 0 | 1 | 4-795 ACSR | 0 | 0 | 0 | 0 | 0 | 0 | 0 | 651500717 | 0 | 0 | 0 | 0 | 0 | 0 | 0 | 0 | 0 | 0 | 0 | 0 | 0 | 0 | 0 | 12 | 1
NO |  | 150 | 2015 | 0 | 8 | 8 |  | 500 Kv Tot |  | 0 | 0 |  | 0 | 0 | 0 |  | 1753427 | 114939906 | 116693333 | 0 | 0 | 0 | 0 | 0 | 0 | 0 | 0 | 0 | 0 | 0 | 0 | 0 | 0 | 0 | 0 | 0 | 0 | 0 | 0 | 12 | 1
NO |  | 150 | 2015 | 0 | 9 | 9 |  | Bpa Covington | Berrydale | 230 | 230 | DCST,SCST | 4.06 | 0 | 2 | 2-1590 ACSS | 0 | 0 | 0 | 0 | 0 | 0 | 0 | 0 | 0 | 0 | 0 | 0 | 0 | 0 | 0 | 0 | 0 | 0 | 0 | 0 | 0 | 0 | 0 | 12 | 1
NO |  | 150 | 2015 | 0 | 10 | 10 |  | Bpa Covington | White River #2 | 230 | 230 | DCST | 9.25 | 0 | 1 | 2-1272 ACSR | 0 | 0 | 0 | 0 | 0 | 0 | 0 | 0 | 0 | 0 | 0 | 0 | 0 | 0 | 0 | 0 | 0 | 0 | 0 | 0 | 0 | 0 | 0 | 12 | 1
NO |  | 150 | 2015 | 0 | 11 | 11 |  | Bpa Custer | Portal Way | 230 | 230 | WHF | 0.06 | 0 | 1 | 795 ACSR | 0 | 0 | 0 | 0 | 0 | 0 | 0 | 0 | 0 | 0 | 0 | 0 | 0 | 0 | 0 | 0 | 0 | 0 | 0 | 0 | 0 | 0 | 0 | 12 | 1
NO |  | 150 | 2015 | 0 | 12 | 12 |  | Bpa Maple Valley | Talbot #1 | 230 | 230 | SCST | 0.18 | 0 | 1 | 2-1780 ACSR | 0 | 0 | 0 | 0 | 0 | 0 | 0 | 0 | 0 | 0 | 0 | 0 | 0 | 0 | 0 | 0 | 0 | 0 | 0 | 0 | 0 | 0 | 0 | 12 | 1
NO |  | 150 | 2015 | 0 | 13 | 13 |  | Bpa Maple Valley | Talbot #2 | 230 | 230 | SCST | 0.15 | 0 | 1 | 2-1780 ACSR | 0 | 0 | 0 | 0 | 0 | 0 | 0 | 0 | 0 | 0 | 0 | 0 | 0 | 0 | 0 | 0 | 0 | 0 | 0 | 0 | 0 | 0 | 0 | 12 | 1
NO |  | 150 | 2015 | 0 | 14 | 14 |  | Bpa Monroe | Novelty Hill | 230 | 230 | SCST, DCST | 0.27 | 0 | 1 | 1780 ACSR | 0 | 0 | 0 | 0 | 0 | 0 | 0 | 0 | 0 | 0 | 0 | 0 | 0 | 0 | 0 | 0 | 0 | 0 | 0 | 0 | 0 | 0 | 0 | 12 | 1
NO |  | 150 | 2015 | 0 | 15 | 15 |  | Bpa Olympia | Saint Clair | 230 | 230 | DCST | 3.62 | 0 | 2 | 1590 ACSS | 0 | 0 | 0 | 0 | 0 | 0 | 0 | 0 | 0 | 0 | 0 | 0 | 0 | 0 | 0 | 0 | 0 | 0 | 0 | 0 | 0 | 0 | 0 | 12 | 1
NO |  | 150 | 2015 | 0 | 16 | 16 |  | Bpa Shelton | South Bremerton | 230 | 230 | WHF | 0.8 | 0 | 1 | 1590 ACSR | 0 | 0 | 0 | 0 | 0 | 0 | 0 | 0 | 0 | 0 | 0 | 0 | 0 | 0 | 0 | 0 | 0 | 0 | 0 | 0 | 0 | 0 | 0 | 12 | 1
NO |  | 150 | 2015 | 0 | 17 | 17 |  | Cascade | White River | 230 | 230 | SCST, WHF | 68.99 | 0 | 1 | 1272 ACSR | 0 | 0 | 0 | 0 | 0 | 0 | 0 | 0 | 0 | 0 | 0 | 0 | 0 | 0 | 0 | 0 | 0 | 0 | 0 | 0 | 0 | 0 | 0 | 12 | 1
NO |  | 150 | 2015 | 0 | 18 | 18 |  | Christopher | O'Brien #4 | 230 | 230 | DCST | 4.75 | 0 | 1 | 1272 ACSR | 0 | 0 | 0 | 0 | 0 | 0 | 0 | 0 | 0 | 0 | 0 | 0 | 0 | 0 | 0 | 0 | 0 | 0 | 0 | 0 | 0 | 0 | 0 | 12 | 1
NO |  | 150 | 2015 | 0 | 19 | 19 |  | Colstrip 1 | Switch Yard | 230 | 230 | SCST | 0.4 | 0 | 1 | 1272 ACSR | 0 | 0 | 0 | 0 | 0 | 0 | 0 | 0 | 0 | 0 | 0 | 0 | 0 | 0 | 0 | 0 | 0 | 0 | 0 | 0 | 0 | 0 | 0 | 12 | 1
NO |  | 150 | 2015 | 0 | 20 | 20 |  | Colstrip 2 | Switch Yard | 230 | 230 | SCST | 0.4 | 0 | 1 | 1272 ACSR | 0 | 0 | 0 | 0 | 0 | 0 | 0 | 0 | 0 | 0 | 0 | 0 | 0 | 0 | 0 | 0 | 0 | 0 | 0 | 0 | 0 | 0 | 0 | 12 | 1
NO |  | 150 | 2015 | 0 | 21 | 21 |  | Dodge Junction | Phalen Gulch | 230 | 230 | WHF | 5.22 | 0 | 2 | 2-1272 ACSR | 0 | 0 | 0 | 0 | 0 | 0 | 0 | 0 | 0 | 0 | 0 | 0 | 0 | 0 | 0 | 0 | 0 | 0 | 0 | 0 | 0 | 0 | 0 | 12 | 1
NO |  | 150 | 2015 | 0 | 22 | 22 |  | Freddy/Epcor | Bpa South Tacoma #1 | 230 | 230 | UG CABLE | 0.97 | 0 | 1 | 1750 KCML | 0 | 0 | 0 | 0 | 0 | 0 | 0 | 651500718 | 0 | 0 | 0 | 0 | 0 | 0 | 0 | 0 | 0 | 0 | 0 | 0 | 0 | 0 | 0 | 12 | 1
NO |  | 150 | 2015 | 0 | 23 | 23 |  | Horse Ranch Tap | Bpa Monroe Snohomish | 230 | 230 | WHF, SCST | 3.48 | 0 | 1 | 1272 ACSR | 0 | 0 | 0 | 0 | 0 | 0 | 0 | 0 | 0 | 0 | 0 | 0 | 0 | 0 | 0 | 0 | 0 | 0 | 0 | 0 | 0 | 0 | 0 | 12 | 1
NO |  | 150 | 2015 | 0 | 24 | 24 |  | North Intertie |  | 230 | 230 |  | 0 | 0 | 0 |  | 0 | 0 | 0 | 0 | 0 | 0 | 0 | 651500719 | 0 | 0 | 0 | 0 | 0 | 0 | 0 | 0 | 0 | 0 | 0 | 0 | 0 | 0 | 0 | 12 | 1
NO |  | 150 | 2015 | 0 | 25 | 25 |  | Phalen Gulch | BPA Central Ferry | 230 | 230 | WHF | 2.08 | 0 | 2 | 2-1590 ACSR | 0 | 0 | 0 | 0 | 0 | 0 | 0 | 0 | 0 | 0 | 0 | 0 | 0 | 0 | 0 | 0 | 0 | 0 | 0 | 0 | 0 | 0 | 0 | 12 | 1
NO |  | 150 | 2015 | 0 | 26 | 26 |  | Poison Spring | Wind Ridge | 230 | 230 | HF2 | 4.1 | 0 | 1 | 1272 ACSR | 0 | 0 | 0 | 0 | 0 | 0 | 0 | 0 | 0 | 0 | 0 | 0 | 0 | 0 | 0 | 0 | 0 | 0 | 0 | 0 | 0 | 0 | 0 | 12 | 1
NO |  | 150 | 2015 | 0 | 27 | 27 |  | Rocky Ridge | Cascade | 230 | 230 | WHF, SCST | 57.29 | 0 | 1 | 1272 ACSR | 0 | 0 | 0 | 0 | 0 | 0 | 0 | 0 | 0 | 0 | 0 | 0 | 0 | 0 | 0 | 0 | 0 | 0 | 0 | 0 | 0 | 0 | 0 | 12 | 1
NO |  | 150 | 2015 | 0 | 28 | 28 |  | Saint Clair | Bpa South Tacoma | 230 | 230 | DCST | 3.62 | 0 | 2 | 1590 ACSS | 0 | 0 | 0 | 0 | 0 | 0 | 0 | 0 | 0 | 0 | 0 | 0 | 0 | 0 | 0 | 0 | 0 | 0 | 0 | 0 | 0 | 0 | 0 | 12 | 1
NO |  | 150 | 2015 | 0 | 29 | 29 |  | Sammamish | Bpa Maple Valley #1 | 230 | 230 | DCST, SCST | 8.14 | 0 | 1 | 1780 ACSR | 0 | 0 | 0 | 0 | 0 | 0 | 0 | 0 | 0 | 0 | 0 | 0 | 0 | 0 | 0 | 0 | 0 | 0 | 0 | 0 | 0 | 0 | 0 | 12 | 1
NO |  | 150 | 2015 | 0 | 30 | 30 |  | Sammamish | Novelty Hill #2 | 230 | 230 | DCST, SCST | 7.91 | 0 | 1 | 1780 ACSR | 0 | 0 | 0 | 0 | 0 | 0 | 0 | 0 | 0 | 0 | 0 | 0 | 0 | 0 | 0 | 0 | 0 | 0 | 0 | 0 | 0 | 0 | 0 | 12 | 1
NO |  | 150 | 2015 | 0 | 31 | 31 |  | SCL Bothell | Sammamish | 230 | 230 | WHF | 13.28 | 0 | 1 | 1590 ACSS | 0 | 0 | 0 | 0 | 0 | 0 | 0 | 0 | 0 | 0 | 0 | 0 | 0 | 0 | 0 | 0 | 0 | 0 | 0 | 0 | 0 | 0 | 0 | 12 | 1
NO |  | 150 | 2015 | 0 | 32 | 32 |  | Sedro Woolley | Bpa Bellingham | 230 | 230 | WHF | 0.11 | 0 | 1 | 1.6" AACTW | 0 | 0 | 0 | 0 | 0 | 0 | 0 | 0 | 0 | 0 | 0 | 0 | 0 | 0 | 0 | 0 | 0 | 0 | 0 | 0 | 0 | 0 | 0 | 12 | 1
NO |  | 150 | 2015 | 0 | 33 | 33 |  | Sedro Woolley | Horseranch | 230 | 230 | SCST | 38.95 | 0 | 1 | 2-795 ACSR | 0 | 0 | 0 | 0 | 0 | 0 | 0 | 0 | 0 | 0 | 0 | 0 | 0 | 0 | 0 | 0 | 0 | 0 | 0 | 0 | 0 | 0 | 0 | 12 | 1
NO |  | 150 | 2015 | 0 | 34 | 34 |  | Sedro Woolley | March Point | 230 | 230 | SWP, DCST | 23.07 | 0 | 1 | 2-397.5 ACSR | 0 | 0 | 0 | 0 | 0 | 0 | 0 | 0 | 0 | 0 | 0 | 0 | 0 | 0 | 0 | 0 | 0 | 0 | 0 | 0 | 0 | 0 | 0 | 12 | 1
NO |  | 150 | 2015 | 0 | 35 | 35 |  | Sedro Woolley | SCL Bothell | 230 | 230 | WHF | 49.04 | 0 | 1 | 2-795 ACSR | 0 | 0 | 0 | 0 | 0 | 0 | 0 | 0 | 0 | 0 | 0 | 0 | 0 | 0 | 0 | 0 | 0 | 0 | 0 | 0 | 0 | 0 | 0 | 12 | 1
NO |  | 150 | 2015 | 0 | 36 | 36 |  | TOTAL |  | 0 | 0 |  | 2605.54 | 0 | 44 |  | 38979840 | 714187852 | 753167692 | 0 | 0 | 0 | 0 | 0 | 0 | 0 | 0 | 0 | 0 | 0 | 0 | 0 | 0 | 0 | 0 | 0 | 0 | 0 | 0 | 12 | 1
NO |  | 150 | 2015 | 1 | 1 | 1 |  | Sedro Woolley Tap |  | 230 | 230 | WHF | 0.17 | 0 | 1 | 795 ACSR | 0 | 0 | 0 | 0 | 0 | 0 | 0 | 0 | 0 | 0 | 0 | 0 | 0 | 0 | 0 | 0 | 0 | 0 | 0 | 0 | 0 | 0 | 0 | 12 | 1
NO |  | 150 | 2015 | 1 | 2 | 2 |  | Talbot | Berrydale #3 | 230 | 230 | DCST | 15.78 | 0 | 2 | 2-1590 ACSR | 0 | 0 | 0 | 0 | 0 | 0 | 0 | 0 | 0 | 0 | 0 | 0 | 0 | 0 | 0 | 0 | 0 | 0 | 0 | 0 | 0 | 0 | 0 | 12 | 1
NO |  | 150 | 2015 | 1 | 3 | 3 |  | Talbot | O'Brien #3 | 230 | 230 | DCST | 7.22 | 0 | 2 | 2-1272 ACSR | 0 | 0 | 0 | 0 | 0 | 0 | 0 | 0 | 0 | 0 | 0 | 0 | 0 | 0 | 0 | 0 | 0 | 0 | 0 | 0 | 0 | 0 | 0 | 12 | 1
NO |  | 150 | 2015 | 1 | 4 | 4 |  | Wanapum | Wind Ridge | 230 | 230 | RHES-MOD,PSET | 21.11 | 0 | 1 | 2-1272 ACSR | 0 | 0 | 0 | 0 | 0 | 0 | 0 | 0 | 0 | 0 | 0 | 0 | 0 | 0 | 0 | 0 | 0 | 0 | 0 | 0 | 0 | 0 | 0 | 12 | 1
NO |  | 150 | 2015 | 1 | 5 | 5 |  | Wild Horse | Poison Spring | 230 | 230 | HF2 | 4.52 | 0 | 1 | 1272 ACSR | 0 | 0 | 0 | 0 | 0 | 0 | 0 | 0 | 0 | 0 | 0 | 0 | 0 | 0 | 0 | 0 | 0 | 0 | 0 | 0 | 0 | 0 | 0 | 12 | 1
NO |  | 150 | 2015 | 1 | 6 | 6 |  | 230 KV Tot |  | 0 | 0 |  | 0 | 0 | 0 |  | 8010308 | 192381796 | 200392104 | 0 | 0 | 0 | 0 | 0 | 0 | 0 | 0 | 0 | 0 | 0 | 0 | 0 | 0 | 0 | 0 | 0 | 0 | 0 | 0 | 12 | 1
SI/NO | A | 150 | 2015 | 1 | 7 | 7 |  | 115 KV Tot |  | 0 | 0 |  | 1672.88 | 0 | 0 |  | 28968212 | 384470447 | 413438659 | 0 | 0 | 0 | 7524013.5841 | 651500720 | 0 | 0 | 0 | 0 | 0 | 0 | 0 | 0 | 0 | 0 | 0 | 0 | 0 | 0 | 0 | 12 | 1
SI/NO | A | 150 | 2015 | 1 | 8 | 8 |  | 55 KV Tot |  | 0 | 0 |  | 77.47 | 0 | 0 |  | 247893 | 18936036 | 19183929 | 0 | 0 | 0 | 349121.0588 | 0 | 0 | 0 | 0 | 0 | 0 | 0 | 0 | 0 | 0 | 0 | 0 | 0 | 0 | 0 | 0 | 12 | 1
NO |  | 150 | 2015 | 1 | 9 | 9 |  | ARO as per FAS 143 |  | 0 | 0 |  | 0 | 0 | 0 |  | 0 | 3459667 | 3459667 | 0 | 0 | 0 | 0 | 651500721 | 0 | 0 | 0 | 0 | 0 | 0 | 0 | 0 | 0 | 0 | 0 | 0 | 0 | 0 | 0 | 12 | 1
NO |  | 151 | 2015 | 0 | 1 | 1 |  | RG&E System |  | 115 | 115 |  | 273.28 | 0 | 0 |  | 0 | 0 | 0 | 0 | 0 | 0 | 0 | 0 | 0 | 0 | 0 | 0 | 0 | 0 | 0 | 0 | 0 | 0 | 0 | 0 | 0 | 0 | 0 | 12 | 1
NO |  | 151 | 2015 | 0 | 2 | 2 |  |  |  | 34.5 | 34.5 |  | 701.12 | 0 | 0 |  | 0 | 0 | 0 | 0 | 0 | 0 | 0 | 0 | 0 | 0 | 0 | 0 | 0 | 0 | 0 | 0 | 0 | 0 | 0 | 0 | 0 | 0 | 0 | 12 | 1
NO |  | 151 | 2015 | 0 | 3 | 3 |  |  |  | 11 | 11 |  | 103.95 | 0 | 0 |  | 0 | 0 | 0 | 0 | 0 | 0 | 0 | 0 | 0 | 0 | 0 | 0 | 0 | 0 | 0 | 0 | 0 | 0 | 0 | 0 | 0 | 0 | 0 | 12 | 1
NO |  | 151 | 2015 | 0 | 4 | 4 |  | See Note |  | 0 | 0 |  | 0 | 0 | 0 |  | 0 | 0 | 0 | 0 | 0 | 0 | 0 | 651510032 | 0 | 0 | 0 | 0 | 0 | 0 | 0 | 0 | 0 | 0 | 0 | 0 | 0 | 0 | 0 | 12 | 1
NO |  | 151 | 2015 | 0 | 32 | 32 |  |  |  | 0 | 0 |  | 0 | 0 | 0 |  | 14865446 | 250520320 | 265385766 | 0 | 0 | 0 | 0 | 0 | 0 | 0 | 0 | 0 | 0 | 0 | 0 | 0 | 0 | 0 | 0 | 0 | 0 | 0 | 0 | 12 | 1
SI/NO | A | 151 | 2015 | 0 | 36 | 36 |  | TOTAL |  | 0 | 0 |  | 1078.35 | 0 | 0 |  | 14865446 | 250520320 | 265385766 | 0 | 0 | 0 | 4829655.0527 | 0 | 0 | 0 | 0 | 0 | 0 | 0 | 0 | 0 | 0 | 0 | 0 | 0 | 0 | 0 | 0 | 12 | 1
NO |  | 152 | 2015 | 0 | 1 | 1 |  | NY/NJ Stateline (L69, 70) | South Mahwah | 345 | 345 | Steel Tower | 1.87 | 1.87 | 2 | 1590 KCM ACSR | 0 | 0 | 0 | 0 | 0 | 0 | 0 | 0 | 0 | 0 | 0 | 0 | 0 | 0 | 0 | 0 | 0 | 0 | 0 | 0 | 0 | 0 | 0 | 12 | 1
NO |  | 152 | 2015 | 0 | 2 | 2 |  | NY/NJ Stateline (L51) | South Mahwah | 138 | 138 | Steel Tower | 1.97 | 0 | 1 | 1033.5 KCM ACSR | 0 | 0 | 0 | 0 | 0 | 0 | 0 | 0 | 0 | 0 | 0 | 0 | 0 | 0 | 0 | 0 | 0 | 0 | 0 | 0 | 0 | 0 | 0 | 12 | 1
NO |  | 152 | 2015 | 0 | 3 | 3 |  | South Mahwah 138 KV (L585) | Allendale | 138 | 138 | Underground | 3.07 | 0 | 1 | 2500 kCM Al. | 0 | 0 | 0 | 0 | 0 | 0 | 0 | 0 | 0 | 0 | 0 | 0 | 0 | 0 | 0 | 0 | 0 | 0 | 0 | 0 | 0 | 0 | 0 | 12 | 1
NO |  | 152 | 2015 | 0 | 4 | 4 |  | South Mahwah 138 KV (L587) | Allendale | 138 | 138 | Underground | 3.05 | 0 | 1 | 2500 kCM Al. | 0 | 0 | 0 | 0 | 0 | 0 | 0 | 0 | 0 | 0 | 0 | 0 | 0 | 0 | 0 | 0 | 0 | 0 | 0 | 0 | 0 | 0 | 0 | 12 | 1
NO |  | 152 | 2015 | 0 | 5 | 5 |  | South Mahwah 138kV (L588) | Darlington | 138 | 138 | Underground | 2.37 | 0 | 1 | 2000 kCM Cu. | 0 | 0 | 0 | 0 | 0 | 0 | 0 | 0 | 0 | 0 | 0 | 0 | 0 | 0 | 0 | 0 | 0 | 0 | 0 | 0 | 0 | 0 | 0 | 12 | 1
NO |  | 152 | 2015 | 0 | 6 | 6 |  | South Mahwah 138kV (L589) | MaCauther BLVD | 138 | 138 | Underground | 0.97 | 0 | 1 | 2000 kCM Cu. | 0 | 0 | 0 | 0 | 0 | 0 | 0 | 0 | 0 | 0 | 0 | 0 | 0 | 0 | 0 | 0 | 0 | 0 | 0 | 0 | 0 | 0 | 0 | 12 | 1
NO |  | 152 | 2015 | 0 | 7 | 7 |  | MaCauther Blvd | Darlington | 138 | 138 | underground | 1.74 | 0 | 1 | 2000KCM Cu | 0 | 0 | 0 | 0 | 0 | 0 | 0 | 0 | 0 | 0 | 0 | 0 | 0 | 0 | 0 | 0 | 0 | 0 | 0 | 0 | 0 | 0 | 0 | 12 | 1
NO |  | 152 | 2015 | 0 | 8 | 8 |  | NY/NJ Stateline (L703) | Harings Corner | 138 | 138 | Steel Pole | 0.24 | 0 | 1 | 1592 KCM ACSR | 0 | 0 | 0 | 0 | 0 | 0 | 0 | 0 | 0 | 0 | 0 | 0 | 0 | 0 | 0 | 0 | 0 | 0 | 0 | 0 | 0 | 0 | 0 | 12 | 1
NO |  | 152 | 2015 | 0 | 9 | 9 |  | Montvale (L43) | NJ/NY Statleline | 69 | 69 | Undreground | 0.39 | 0 | 1 | 750 kCM AL | 0 | 0 | 0 | 0 | 0 | 0 | 0 | 0 | 0 | 0 | 0 | 0 | 0 | 0 | 0 | 0 | 0 | 0 | 0 | 0 | 0 | 0 | 0 | 12 | 1
NO |  | 152 | 2015 | 0 | 10 | 10 |  | Montvale (L44) | NJ/NY Stateline | 69 | 69 | Undreground | 0.39 | 0 | 1 | 750 kCM AL | 0 | 0 | 0 | 0 | 0 | 0 | 0 | 0 | 0 | 0 | 0 | 0 | 0 | 0 | 0 | 0 | 0 | 0 | 0 | 0 | 0 | 0 | 0 | 12 | 1
NO |  | 152 | 2015 | 0 | 11 | 11 |  | Harings Corner (L46) | NY/NJ Stateline | 69 | 69 | Wood | 1.69 | 0 | 1 | 795 KCM ACSR | 0 | 0 | 0 | 0 | 0 | 0 | 0 | 0 | 0 | 0 | 0 | 0 | 0 | 0 | 0 | 0 | 0 | 0 | 0 | 0 | 0 | 0 | 0 | 12 | 1
NO |  | 152 | 2015 | 0 | 12 | 12 |  | NY/NJ Stateline (L46) | Closter | 69 | 69 | Wood & Steel | 2.52 | 0 | 1 | 795 KCM ACSR | 0 | 0 | 0 | 0 | 0 | 0 | 0 | 0 | 0 | 0 | 0 | 0 | 0 | 0 | 0 | 0 | 0 | 0 | 0 | 0 | 0 | 0 | 0 | 12 | 1
NO |  | 152 | 2015 | 0 | 13 | 13 |  | NY/NJ Stateline (L491) | Montvale | 69 | 69 | Wood & Steel | 0 | 0.15 | 1 | 795 KCM ACSR | 0 | 0 | 0 | 0 | 0 | 0 | 0 | 0 | 0 | 0 | 0 | 0 | 0 | 0 | 0 | 0 | 0 | 0 | 0 | 0 | 0 | 0 | 0 | 12 | 1
NO |  | 152 | 2015 | 0 | 14 | 14 |  | South Mahwah 69KV (L57, 58) | Franklin Lakes | 69 | 69 | Wood Steel | 1.46 | 1.46 | 2 | 397.5 kCm ACSR | 0 | 0 | 0 | 0 | 0 | 0 | 0 | 0 | 0 | 0 | 0 | 0 | 0 | 0 | 0 | 0 | 0 | 0 | 0 | 0 | 0 | 0 | 0 | 12 | 1
NO |  | 152 | 2015 | 0 | 15 | 15 |  | South Mahwah 69KV (L57, 58) | Franklin Lakes | 69 | 69 | Steel Tower | 4.91 | 4.91 | 2 | 397.5 kCM ACSR | 0 | 0 | 0 | 0 | 0 | 0 | 0 | 0 | 0 | 0 | 0 | 0 | 0 | 0 | 0 | 0 | 0 | 0 | 0 | 0 | 0 | 0 | 0 | 12 | 1
NO |  | 152 | 2015 | 0 | 16 | 16 |  | Franklin Lakes (L570) | Oakland | 69 | 69 | Underground | 1.6 | 0 | 0 |  | 0 | 0 | 0 | 0 | 0 | 0 | 0 | 0 | 0 | 0 | 0 | 0 | 0 | 0 | 0 | 0 | 0 | 0 | 0 | 0 | 0 | 0 | 0 | 12 | 1
NO |  | 152 | 2015 | 0 | 17 | 17 |  | Franklin Lakes (L580) | Oakland | 69 | 69 | Underground | 1.6 | 0 | 1 | 1000 kCM Al. | 0 | 0 | 0 | 0 | 0 | 0 | 0 | 0 | 0 | 0 | 0 | 0 | 0 | 0 | 0 | 0 | 0 | 0 | 0 | 0 | 0 | 0 | 0 | 12 | 1
NO |  | 152 | 2015 | 0 | 18 | 18 |  | Franklin Lakes | Oakland | 0 | 0 | Underground | 0 | 0 | 1 | 1000 kCM Al. | 0 | 0 | 0 | 0 | 0 | 0 | 0 | 0 | 0 | 0 | 0 | 0 | 0 | 0 | 0 | 0 | 0 | 0 | 0 | 0 | 0 | 0 | 0 | 12 | 1
NO |  | 152 | 2015 | 0 | 19 | 19 |  | Closter (L61) | Cresskill | 69 | 69 | Wood Steel | 0 | 2.3 | 1 | 795 kCM ACSR | 0 | 0 | 0 | 0 | 0 | 0 | 0 | 0 | 0 | 0 | 0 | 0 | 0 | 0 | 0 | 0 | 0 | 0 | 0 | 0 | 0 | 0 | 0 | 12 | 1
NO |  | 152 | 2015 | 0 | 20 | 20 |  | NY/NJ Stateline (L65) | South Mahwah | 69 | 69 | Wood | 0.09 | 0 | 1 | 1033.5 KCM ACSR | 0 | 0 | 0 | 0 | 0 | 0 | 0 | 0 | 0 | 0 | 0 | 0 | 0 | 0 | 0 | 0 | 0 | 0 | 0 | 0 | 0 | 0 | 0 | 12 | 1
NO |  | 152 | 2015 | 0 | 21 | 21 |  | NY/NJ Stateline (L65) | South Mahwah | 69 | 69 | Steel Tower | 0 | 1.97 | 1 | 1033.5 KCM ACSR | 0 | 0 | 0 | 0 | 0 | 0 | 0 | 0 | 0 | 0 | 0 | 0 | 0 | 0 | 0 | 0 | 0 | 0 | 0 | 0 | 0 | 0 | 0 | 12 | 1
NO |  | 152 | 2015 | 0 | 22 | 22 |  | South Mahwah 69KV (L652) | Upper Saddle River | 69 | 69 | Underground | 0.7 | 0 | 1 | 1000 KCM AL | 0 | 0 | 0 | 0 | 0 | 0 | 0 | 0 | 0 | 0 | 0 | 0 | 0 | 0 | 0 | 0 | 0 | 0 | 0 | 0 | 0 | 0 | 0 | 12 | 1
NO |  | 152 | 2015 | 0 | 23 | 23 |  | South Mahwah 69KV (L652) | Upper Saddle River | 69 | 69 | Wood & Steel | 3.29 | 0 | 1 | 795 KCM ACSR | 0 | 0 | 0 | 0 | 0 | 0 | 0 | 0 | 0 | 0 | 0 | 0 | 0 | 0 | 0 | 0 | 0 | 0 | 0 | 0 | 0 | 0 | 0 | 12 | 1
NO |  | 152 | 2015 | 0 | 24 | 24 |  | Upper Saddle River (L654) | Grand Avenue | 69 | 69 | Wood & Steel | 1.97 | 0 | 1 | 795 KCM ACSR | 0 | 0 | 0 | 0 | 0 | 0 | 0 | 0 | 0 | 0 | 0 | 0 | 0 | 0 | 0 | 0 | 0 | 0 | 0 | 0 | 0 | 0 | 0 | 12 | 1
NO |  | 152 | 2015 | 0 | 25 | 25 |  | Grand Avenue (L656) | Montvale | 69 | 69 | Wood & Steel | 2.23 | 0 | 1 | 795 KCM ACSR | 0 | 0 | 0 | 0 | 0 | 0 | 0 | 0 | 0 | 0 | 0 | 0 | 0 | 0 | 0 | 0 | 0 | 0 | 0 | 0 | 0 | 0 | 0 | 12 | 1
NO |  | 152 | 2015 | 0 | 26 | 26 |  | Montvale (L658) | Harings Corner | 69 | 69 | Wood & Steel | 0.08 | 3.63 | 1 | 795 KCM ACSR | 0 | 0 | 0 | 0 | 0 | 0 | 0 | 0 | 0 | 0 | 0 | 0 | 0 | 0 | 0 | 0 | 0 | 0 | 0 | 0 | 0 | 0 | 0 | 12 | 1
NO |  | 152 | 2015 | 0 | 27 | 27 |  | Montvale (L658) | Harings Corner | 69 | 69 | Underground | 0.34 | 0 | 1 | 2000 KCM CU | 0 | 0 | 0 | 0 | 0 | 0 | 0 | 0 | 0 | 0 | 0 | 0 | 0 | 0 | 0 | 0 | 0 | 0 | 0 | 0 | 0 | 0 | 0 | 12 | 1
NO |  | 152 | 2015 | 0 | 28 | 28 |  | NY/NJ Stateline (L701) | Harings Corner | 69 | 69 | Steel Pole | 0 | 0.17 | 1 | 1590 KCM ACSR | 0 | 0 | 0 | 0 | 0 | 0 | 0 | 0 | 0 | 0 | 0 | 0 | 0 | 0 | 0 | 0 | 0 | 0 | 0 | 0 | 0 | 0 | 0 | 12 | 1
NO |  | 152 | 2015 | 0 | 29 | 29 |  | NY/NJ Stateline (L701) | Harings Corner | 69 | 69 | Wood & Steel | 0.09 | 0 | 1 | 795 KCM ACSR | 0 | 0 | 0 | 0 | 0 | 0 | 0 | 0 | 0 | 0 | 0 | 0 | 0 | 0 | 0 | 0 | 0 | 0 | 0 | 0 | 0 | 0 | 0 | 12 | 1
NO |  | 152 | 2015 | 0 | 30 | 30 |  | NY/NJ Stateline (L751) | Closter | 69 | 69 | Wood & Steel | 0 | 2.52 | 1 | 795 KCM ACSR | 0 | 0 | 0 | 0 | 0 | 0 | 0 | 0 | 0 | 0 | 0 | 0 | 0 | 0 | 0 | 0 | 0 | 0 | 0 | 0 | 0 | 0 | 0 | 12 | 1
NO |  | 152 | 2015 | 0 | 31 | 31 |  | Vic. Of Closter (L751) | Cresskill | 69 | 69 | Wood & Steel | 2.3 | 0 | 1 | 795 kCM ACSR | 0 | 0 | 0 | 0 | 0 | 0 | 0 | 0 | 0 | 0 | 0 | 0 | 0 | 0 | 0 | 0 | 0 | 0 | 0 | 0 | 0 | 0 | 0 | 12 | 1
NO |  | 152 | 2015 | 0 | 32 | 32 |  | NY/NJ Stateline (L89) | Ringwood | 69 | 69 | Wood & Steel | 2.29 | 0 | 1 | 795 KCM ACSR | 0 | 0 | 0 | 0 | 0 | 0 | 0 | 0 | 0 | 0 | 0 | 0 | 0 | 0 | 0 | 0 | 0 | 0 | 0 | 0 | 0 | 0 | 0 | 12 | 1
NO |  | 152 | 2015 | 0 | 33 | 33 |  | NY/NJ Stateline (L982) | Ringwood | 69 | 69 | Wood | 1.5 | 0 | 1 | 795 KCM ACSR | 0 | 0 | 0 | 0 | 0 | 0 | 0 | 0 | 0 | 0 | 0 | 0 | 0 | 0 | 0 | 0 | 0 | 0 | 0 | 0 | 0 | 0 | 0 | 12 | 1
NO |  | 152 | 2015 | 0 | 34 | 34 |  | Ringwood (L983) | West Milford | 69 | 69 | Wood | 0.48 | 0 | 1 | 795 kCM ACSR | 0 | 0 | 0 | 0 | 0 | 0 | 0 | 0 | 0 | 0 | 0 | 0 | 0 | 0 | 0 | 0 | 0 | 0 | 0 | 0 | 0 | 0 | 0 | 12 | 1
NO |  | 152 | 2015 | 0 | 35 | 35 |  | Ringwood (L983) | West Milford | 69 | 69 | Wood | 3.96 | 0 | 1 | 336.4 KCM ACSR | 0 | 0 | 0 | 0 | 0 | 0 | 0 | 0 | 0 | 0 | 0 | 0 | 0 | 0 | 0 | 0 | 0 | 0 | 0 | 0 | 0 | 0 | 0 | 12 | 1
NO |  | 152 | 2015 | 0 | 36 | 36 |  | TOTAL |  | 0 | 0 |  | 67.58 | 23.95 | 58 |  | 0 | 0 | 0 | 0 | 0 | 0 | 0 | 0 | 0 | 0 | 0 | 0 | 0 | 0 | 0 | 0 | 0 | 0 | 0 | 0 | 0 | 0 | 0 | 12 | 1
NO |  | 152 | 2015 | 1 | 1 | 1 |  | Ringwood (L983) | West Milford | 69 | 69 | Steel Tower | 0.25 | 0 | 1 | 795 kCM ACSR | 0 | 0 | 0 | 0 | 0 | 0 | 0 | 0 | 0 | 0 | 0 | 0 | 0 | 0 | 0 | 0 | 0 | 0 | 0 | 0 | 0 | 0 | 0 | 12 | 1
NO |  | 152 | 2015 | 1 | 2 | 2 |  | Ringwood (L984) | West Millford | 69 | 69 | Wood | 4.44 | 0 | 1 | 336.4 kCM ACSR | 0 | 0 | 0 | 0 | 0 | 0 | 0 | 0 | 0 | 0 | 0 | 0 | 0 | 0 | 0 | 0 | 0 | 0 | 0 | 0 | 0 | 0 | 0 | 12 | 1
NO |  | 152 | 2015 | 1 | 3 | 3 |  | Ringwood (L984) | West Milford | 69 | 69 | Steel Tower | 0 | 0.25 | 1 | 795 KCM ACSR | 0 | 0 | 0 | 0 | 0 | 0 | 0 | 0 | 0 | 0 | 0 | 0 | 0 | 0 | 0 | 0 | 0 | 0 | 0 | 0 | 0 | 0 | 0 | 12 | 1
NO |  | 152 | 2015 | 1 | 4 | 4 |  | South Mahwah 69kV (L36) | Ramsey | 0 | 34.5 | Wood | 0.08 | 0 | 1 | 795 kCm ACSR | 0 | 0 | 0 | 0 | 0 | 0 | 0 | 0 | 0 | 0 | 0 | 0 | 0 | 0 | 0 | 0 | 0 | 0 | 0 | 0 | 0 | 0 | 0 | 12 | 1
NO |  | 152 | 2015 | 1 | 5 | 5 |  | South Mahwah 69kV (L36) | Ramsey | 0 | 34.5 | Wood | 0.2 | 0 | 1 | 336.4 kCM ACSR | 0 | 0 | 0 | 0 | 0 | 0 | 0 | 0 | 0 | 0 | 0 | 0 | 0 | 0 | 0 | 0 | 0 | 0 | 0 | 0 | 0 | 0 | 0 | 12 | 1
NO |  | 152 | 2015 | 1 | 6 | 6 |  | South Mahwah 69kV (L36) | Ramsey | 0 | 34.5 | Wood & Steel | 0.04 | 0 | 1 | 4/0 Cu. | 0 | 0 | 0 | 0 | 0 | 0 | 0 | 0 | 0 | 0 | 0 | 0 | 0 | 0 | 0 | 0 | 0 | 0 | 0 | 0 | 0 | 0 | 0 | 12 | 1
NO |  | 152 | 2015 | 1 | 7 | 7 |  | South Mahwah 69kV (L36) | Ramsey | 0 | 34.5 | Wood & Steel | 1.22 | 0 | 1 | 250 kCM Cu. | 0 | 0 | 0 | 0 | 0 | 0 | 0 | 0 | 0 | 0 | 0 | 0 | 0 | 0 | 0 | 0 | 0 | 0 | 0 | 0 | 0 | 0 | 0 | 12 | 1
NO |  | 152 | 2015 | 1 | 8 | 8 |  | Harings Corner (L41) | West Norwood | 0 | 69 | Underground | 0.3 | 0 | 1 | 2000 kCm Cu. | 0 | 0 | 0 | 0 | 0 | 0 | 0 | 0 | 0 | 0 | 0 | 0 | 0 | 0 | 0 | 0 | 0 | 0 | 0 | 0 | 0 | 0 | 0 | 12 | 1
NO |  | 152 | 2015 | 1 | 9 | 9 |  | Harings Corner (L41) | West Noowood | 0 | 34.5 | Steel Tower | 2.34 | 0 | 1 | 2/0 Cu. | 0 | 0 | 0 | 0 | 0 | 0 | 0 | 0 | 0 | 0 | 0 | 0 | 0 | 0 | 0 | 0 | 0 | 0 | 0 | 0 | 0 | 0 | 0 | 12 | 1
NO |  | 152 | 2015 | 1 | 10 | 10 |  | Harings Corner (L41) | West Norwood | 0 | 34.5 | Wood & Steel | 1.06 | 0 | 1 | 4/0 ACSR | 0 | 0 | 0 | 0 | 0 | 0 | 0 | 0 | 0 | 0 | 0 | 0 | 0 | 0 | 0 | 0 | 0 | 0 | 0 | 0 | 0 | 0 | 0 | 12 | 1
NO |  | 152 | 2015 | 1 | 11 | 11 |  | Harings Corner (L42) | Cresskill | 34.5 | 69 | Underground | 0.26 | 0 | 1 | 2000 KCM CU | 0 | 0 | 0 | 0 | 0 | 0 | 0 | 0 | 0 | 0 | 0 | 0 | 0 | 0 | 0 | 0 | 0 | 0 | 0 | 0 | 0 | 0 | 0 | 12 | 1
NO |  | 152 | 2015 | 1 | 12 | 12 |  | Harings Corner (L42) | Cresskill | 0 | 34.5 | Steel Tower | 0 | 2.34 | 1 | 2/O CU | 0 | 0 | 0 | 0 | 0 | 0 | 0 | 0 | 0 | 0 | 0 | 0 | 0 | 0 | 0 | 0 | 0 | 0 | 0 | 0 | 0 | 0 | 0 | 12 | 1
NO |  | 152 | 2015 | 1 | 13 | 13 |  | Harings Corner (L42) | Cresskill | 0 | 34.5 | Wood & Steel | 0 | 1.06 | 1 | 4/0 ACSR | 0 | 0 | 0 | 0 | 0 | 0 | 0 | 0 | 0 | 0 | 0 | 0 | 0 | 0 | 0 | 0 | 0 | 0 | 0 | 0 | 0 | 0 | 0 | 12 | 1
NO |  | 152 | 2015 | 1 | 14 | 14 |  | Harings Corner (L42) | Cresskill | 0 | 34.5 | Wood & Steel | 2.28 | 0 | 1 | 4/0 ACSR | 0 | 0 | 0 | 0 | 0 | 0 | 0 | 0 | 0 | 0 | 0 | 0 | 0 | 0 | 0 | 0 | 0 | 0 | 0 | 0 | 0 | 0 | 0 | 12 | 1
NO |  | 152 | 2015 | 1 | 15 | 15 |  | NY/NJ Stateline (L45) | Harings Corner | 34.5 | 34.5 | Steel Tower | 3.73 | 0 | 1 | 4/0 CU | 0 | 0 | 0 | 0 | 0 | 0 | 0 | 0 | 0 | 0 | 0 | 0 | 0 | 0 | 0 | 0 | 0 | 0 | 0 | 0 | 0 | 0 | 0 | 12 | 1
NO |  | 152 | 2015 | 1 | 16 | 16 |  | NY/NJ Stateline (L45) | Harings Corner | 34.5 | 69 | Wood & Steel | 0.13 | 0 | 1 | 795 KCM ACSR | 0 | 0 | 0 | 0 | 0 | 0 | 0 | 0 | 0 | 0 | 0 | 0 | 0 | 0 | 0 | 0 | 0 | 0 | 0 | 0 | 0 | 0 | 0 | 12 | 1
NO |  | 152 | 2015 | 1 | 17 | 17 |  | NY/NJ Stateline (L45) | Harings Corner | 34.5 | 34.5 | Underground | 0.77 | 0 | 1 | 2000 KCM CU | 0 | 0 | 0 | 0 | 0 | 0 | 0 | 0 | 0 | 0 | 0 | 0 | 0 | 0 | 0 | 0 | 0 | 0 | 0 | 0 | 0 | 0 | 0 | 12 | 1
NO |  | 152 | 2015 | 1 | 18 | 18 |  | Ford (L73) | NJ/NY Stateline | 0 | 34.5 | Steel Tower | 0.24 | 0 | 1 | 2/0 Cu. | 0 | 0 | 0 | 0 | 0 | 0 | 0 | 0 | 0 | 0 | 0 | 0 | 0 | 0 | 0 | 0 | 0 | 0 | 0 | 0 | 0 | 0 | 0 | 12 | 1
NO |  | 152 | 2015 | 1 | 19 | 19 |  | NY/NJ Stateline (L73) | NJ/NY Stateline | 0 | 34.5 | Steel Tower | 1.08 | 0 | 1 | 2/0 Cu. | 0 | 0 | 0 | 0 | 0 | 0 | 0 | 0 | 0 | 0 | 0 | 0 | 0 | 0 | 0 | 0 | 0 | 0 | 0 | 0 | 0 | 0 | 0 | 12 | 1
NO |  | 152 | 2015 | 1 | 20 | 20 |  | Ford (L74) | NJ/NY Stateline | 0 | 34.5 | Steel Tower | 0 | 0.24 | 1 | 2/0 Cu. | 0 | 0 | 0 | 0 | 0 | 0 | 0 | 0 | 0 | 0 | 0 | 0 | 0 | 0 | 0 | 0 | 0 | 0 | 0 | 0 | 0 | 0 | 0 | 12 | 1
NO |  | 152 | 2015 | 1 | 21 | 21 |  | NY/NJ Stateline (L74) | NJ/NY Stateline | 0 | 34.5 | Steel Tower | 0 | 1.08 | 1 | 2/0 Cu. | 0 | 0 | 0 | 0 | 0 | 0 | 0 | 0 | 0 | 0 | 0 | 0 | 0 | 0 | 0 | 0 | 0 | 0 | 0 | 0 | 0 | 0 | 0 | 12 | 1
NO |  | 155 | 2015 | 0 | 1 | 1 |  | Miguel | East County | 500 | 500 | 3,1s | 52.96 | 0 | 1 | 2-2156 ACSR | 0 | 0 | 0 | 0 | 0 | 0 | 0 | 0 | 0 | 0 | 0 | 0 | 0 | 0 | 0 | 0 | 0 | 0 | 0 | 0 | 0 | 0 | 0 | 12 | 1
NO |  | 155 | 2015 | 0 | 2 | 2 |  | Imperial Valley |  | 500 | 500 | 3 | 51.5 | 0 | 1 | 2-2156 ACSR | 0 | 0 | 0 | 0 | 0 | 0 | 0 | 0 | 0 | 0 | 0 | 0 | 651550278 | 0 | 0 | 0 | 0 | 0 | 0 | 0 | 0 | 0 | 0 | 12 | 1
NO |  | 155 | 2015 | 0 | 3 | 3 |  |  | Colorado River | 500 | 500 | 1S | 24 | 0 | 1 | 2-2156 ACSR | 0 | 0 | 0 | 0 | 0 | 0 | 0 | 0 | 0 | 0 | 0 | 0 | 651550279 | 0 | 0 | 0 | 0 | 0 | 0 | 0 | 0 | 0 | 0 | 12 | 1
NO |  | 155 | 2015 | 0 | 4 | 4 |  | Colorado River | North Gila | 500 | 500 | 1S | 5.63 | 0 | 1 | 2-2156 ACSR | 0 | 0 | 0 | 0 | 0 | 0 | 0 | 0 | 0 | 0 | 0 | 0 | 651550280 | 0 | 0 | 0 | 0 | 0 | 0 | 0 | 0 | 0 | 0 | 12 | 1
NO |  | 155 | 2015 | 0 | 5 | 5 |  | North Gila | Palo Verde | 500 | 500 | 3 | 114.45 | 0 | 1 | 2-2156 ACSR | 0 | 0 | 0 | 0 | 0 | 0 | 0 | 0 | 0 | 0 | 0 | 0 | 0 | 0 | 0 | 0 | 0 | 0 | 0 | 0 | 0 | 0 | 0 | 12 | 1
NO |  | 155 | 2015 | 0 | 6 | 6 |  | Suncrest | Ocotillo Switchyard | 500 | 500 | 3 | 67.46 | 0 | 1 | 3-1033.5 ACSR | 0 | 0 | 0 | 0 | 0 | 0 | 0 | 0 | 0 | 0 | 0 | 0 | 0 | 0 | 0 | 0 | 0 | 0 | 0 | 0 | 0 | 0 | 0 | 12 | 1
NO |  | 155 | 2015 | 0 | 7 | 7 |  | East County | Imperial Valley | 500 | 500 | 3,1S | 30.94 | 0 | 1 | 2-2156 ACSR | 0 | 0 | 0 | 0 | 0 | 0 | 0 | 0 | 0 | 0 | 0 | 0 | 0 | 0 | 0 | 0 | 0 | 0 | 0 | 0 | 0 | 0 | 0 | 12 | 1
NO |  | 155 | 2015 | 0 | 8 | 8 |  | Ocotillo Switchyard | Imperial Valley | 500 | 500 | 3 | 21.6 | 0 | 1 | 3-1033.5 ACSR | 0 | 0 | 0 | 0 | 0 | 0 | 0 | 0 | 0 | 0 | 0 | 0 | 0 | 0 | 0 | 0 | 0 | 0 | 0 | 0 | 0 | 0 | 0 | 12 | 1
NO |  | 155 | 2015 | 0 | 9 | 9 |  | Ocotillo Switchyard | Ocotillo Express Sub | 500 | 500 | 3 | 0.06 | 0 | 1 | 2-1590 ACSR | 0 | 0 | 0 | 0 | 0 | 0 | 0 | 0 | 0 | 0 | 0 | 0 | 0 | 0 | 0 | 0 | 0 | 0 | 0 | 0 | 0 | 0 | 0 | 12 | 1
NO |  | 155 | 2015 | 0 | 10 | 10 |  | Total 500KV Pole Line Miles |  | 0 | 0 |  | 368.6 | 0 | 9 |  | 0 | 0 | 0 | 0 | 0 | 0 | 0 | 0 | 0 | 0 | 0 | 0 | 0 | 0 | 0 | 0 | 0 | 0 | 0 | 0 | 0 | 0 | 0 | 12 | 1
NO |  | 155 | 2015 | 0 | 12 | 12 |  | San Luis Rey Tap |  | 230 | 230 | 3 | 0 | 5.29 | 2 | 1033.5 ACSR | 0 | 0 | 0 | 0 | 0 | 0 | 0 | 0 | 0 | 0 | 0 | 0 | 0 | 0 | 0 | 0 | 0 | 0 | 0 | 0 | 0 | 0 | 0 | 12 | 1
NO |  | 155 | 2015 | 0 | 13 | 13 |  |  |  | 230 | 230 | 3 | 26.45 | 0 | 2 | 1033.5 ACSR | 0 | 0 | 0 | 0 | 0 | 0 | 0 | 0 | 0 | 0 | 0 | 0 | 0 | 0 | 0 | 0 | 0 | 0 | 0 | 0 | 0 | 0 | 0 | 12 | 1
NO |  | 155 | 2015 | 0 | 14 | 14 |  |  | Mission | 230 | 230 | 2W | 3.26 | 0 | 1 | 1033.5 ACSR | 0 | 0 | 0 | 0 | 0 | 0 | 0 | 0 | 0 | 0 | 0 | 0 | 0 | 0 | 0 | 0 | 0 | 0 | 0 | 0 | 0 | 0 | 0 | 12 | 1
NO |  | 155 | 2015 | 0 | 15 | 15 |  | San Luis Rey |  | 230 | 230 | 3 | 0.11 | 0 | 1 | 1033.5 ACSR | 0 | 0 | 0 | 0 | 0 | 0 | 0 | 0 | 0 | 0 | 0 | 0 | 0 | 0 | 0 | 0 | 0 | 0 | 0 | 0 | 0 | 0 | 0 | 12 | 1
NO |  | 155 | 2015 | 0 | 16 | 16 |  |  |  | 230 | 230 | 2S | 0.49 | 0 | 2 | 2-1033.5 ACSR | 0 | 0 | 0 | 0 | 0 | 0 | 0 | 0 | 0 | 0 | 0 | 0 | 0 | 0 | 0 | 0 | 0 | 0 | 0 | 0 | 0 | 0 | 0 | 12 | 1
NO |  | 155 | 2015 | 0 | 17 | 17 |  |  |  | 230 | 230 | 2W | 1 | 0 | 1 | 1033.5 ACSR | 0 | 0 | 0 | 0 | 0 | 0 | 0 | 0 | 0 | 0 | 0 | 0 | 0 | 0 | 0 | 0 | 0 | 0 | 0 | 0 | 0 | 0 | 0 | 12 | 1
NO |  | 155 | 2015 | 0 | 18 | 18 |  |  | San Onofre | 230 | 230 | 3 | 16.26 | 0 | 2 | 1033.5 ACSR | 0 | 0 | 0 | 0 | 0 | 0 | 0 | 0 | 0 | 0 | 0 | 0 | 0 | 0 | 0 | 0 | 0 | 0 | 0 | 0 | 0 | 0 | 0 | 12 | 1
NO |  | 155 | 2015 | 0 | 19 | 19 |  | San Luis Rey |  | 230 | 230 | 3 | 5.75 | 0 | 1 | 2-1033.5 ACSR | 0 | 0 | 0 | 0 | 0 | 0 | 0 | 0 | 0 | 0 | 0 | 0 | 0 | 0 | 0 | 0 | 0 | 0 | 0 | 0 | 0 | 0 | 0 | 12 | 1
NO |  | 155 | 2015 | 0 | 20 | 20 |  |  | Encina | 230 | 230 | 3 | 1.47 | 0 | 1 | 2-1109 ACAR | 0 | 0 | 0 | 0 | 0 | 0 | 0 | 0 | 0 | 0 | 0 | 0 | 0 | 0 | 0 | 0 | 0 | 0 | 0 | 0 | 0 | 0 | 0 | 12 | 1
NO |  | 155 | 2015 | 0 | 21 | 21 |  | San Luis Rey |  | 230 | 230 | 2W | 2.34 | 0 | 1 | 1033.5 ACSR | 0 | 0 | 0 | 0 | 0 | 0 | 0 | 0 | 0 | 0 | 0 | 0 | 0 | 0 | 0 | 0 | 0 | 0 | 0 | 0 | 0 | 0 | 0 | 12 | 1
NO |  | 155 | 2015 | 0 | 22 | 22 |  |  |  | 230 | 230 | 3 | 0 | 26.58 | 2 | 1033.5 ACSR | 0 | 0 | 0 | 0 | 0 | 0 | 0 | 0 | 0 | 0 | 0 | 0 | 0 | 0 | 0 | 0 | 0 | 0 | 0 | 0 | 0 | 0 | 0 | 12 | 1
NO |  | 155 | 2015 | 0 | 23 | 23 |  |  | Mission | 230 | 230 | 2W | 0 | 3.26 | 1 | 1033.5 ACSR | 0 | 0 | 0 | 0 | 0 | 0 | 0 | 0 | 0 | 0 | 0 | 0 | 0 | 0 | 0 | 0 | 0 | 0 | 0 | 0 | 0 | 0 | 0 | 12 | 1
NO |  | 155 | 2015 | 0 | 24 | 24 |  | San Luis Rey | San Onofre | 230 | 230 | 3 | 18.12 | 0 | 2 | 1033.5 ACSR | 0 | 0 | 0 | 0 | 0 | 0 | 0 | 0 | 0 | 0 | 0 | 0 | 0 | 0 | 0 | 0 | 0 | 0 | 0 | 0 | 0 | 0 | 0 | 12 | 1
NO |  | 155 | 2015 | 0 | 25 | 25 |  | San Onofre |  | 230 | 230 | 2S | 0.47 | 0 | 2 | 2-1033.5 ACSR | 0 | 0 | 0 | 0 | 0 | 0 | 0 | 0 | 0 | 0 | 0 | 0 | 0 | 0 | 0 | 0 | 0 | 0 | 0 | 0 | 0 | 0 | 0 | 12 | 1
NO |  | 155 | 2015 | 0 | 26 | 26 |  |  |  | 230 | 230 | 3 | 6 | 0 | 2 | 1033.5 ACSR | 0 | 0 | 0 | 0 | 0 | 0 | 0 | 0 | 0 | 0 | 0 | 0 | 0 | 0 | 0 | 0 | 0 | 0 | 0 | 0 | 0 | 0 | 0 | 12 | 1
NO |  | 155 | 2015 | 0 | 27 | 27 |  |  | Talega | 230 | 230 | 3 | 0.43 | 0 | 1 | 2-1033.5 ACSR | 0 | 0 | 0 | 0 | 0 | 0 | 0 | 0 | 0 | 0 | 0 | 0 | 0 | 0 | 0 | 0 | 0 | 0 | 0 | 0 | 0 | 0 | 0 | 12 | 1
NO |  | 155 | 2015 | 0 | 28 | 28 |  | San Onofre |  | 230 | 230 | 3 | 0 | 16.82 | 2 | 2-1033.5 ACSR | 0 | 0 | 0 | 0 | 0 | 0 | 0 | 0 | 0 | 0 | 0 | 0 | 0 | 0 | 0 | 0 | 0 | 0 | 0 | 0 | 0 | 0 | 0 | 12 | 1
NO |  | 155 | 2015 | 0 | 29 | 29 |  |  |  | 230 | 230 | 2W | 0.78 | 0 | 1 | 1033.5 ACSR | 0 | 0 | 0 | 0 | 0 | 0 | 0 | 0 | 0 | 0 | 0 | 0 | 0 | 0 | 0 | 0 | 0 | 0 | 0 | 0 | 0 | 0 | 0 | 12 | 1
NO |  | 155 | 2015 | 0 | 30 | 30 |  |  |  | 230 | 230 | 1S | 0.63 | 0 | 2 | 1033.5 ACSR | 0 | 0 | 0 | 0 | 0 | 0 | 0 | 0 | 0 | 0 | 0 | 0 | 0 | 0 | 0 | 0 | 0 | 0 | 0 | 0 | 0 | 0 | 0 | 12 | 1
NO |  | 155 | 2015 | 0 | 31 | 31 |  |  | Encina | 230 | 230 | 3 | 0 | 1.9 | 2 | 1033.5 ACSR | 0 | 0 | 0 | 0 | 0 | 0 | 0 | 0 | 0 | 0 | 0 | 0 | 0 | 0 | 0 | 0 | 0 | 0 | 0 | 0 | 0 | 0 | 0 | 12 | 1
NO |  | 155 | 2015 | 0 | 32 | 32 |  | Encina | Encina Hub | 230 | 230 | 1S | 0 | 1.44 | 2 | 2-1109 ACAR | 0 | 0 | 0 | 0 | 0 | 0 | 0 | 0 | 0 | 0 | 0 | 0 | 0 | 0 | 0 | 0 | 0 | 0 | 0 | 0 | 0 | 0 | 0 | 12 | 1
NO |  | 155 | 2015 | 0 | 33 | 33 |  | Encina Hub | San Luis Rey | 230 | 230 | 3 | 0 | 5.87 | 2 | 2-1033.5 ACSR | 0 | 0 | 0 | 0 | 0 | 0 | 0 | 0 | 0 | 0 | 0 | 0 | 0 | 0 | 0 | 0 | 0 | 0 | 0 | 0 | 0 | 0 | 0 | 12 | 1
NO |  | 155 | 2015 | 0 | 34 | 34 |  | Encina Hub |  | 230 | 230 | 1S,3 | 0 | 0.73 | 2 | 2-1109 ACAR | 0 | 0 | 0 | 0 | 0 | 0 | 0 | 0 | 0 | 0 | 0 | 0 | 0 | 0 | 0 | 0 | 0 | 0 | 0 | 0 | 0 | 0 | 0 | 12 | 1
NO |  | 155 | 2015 | 0 | 35 | 35 |  |  |  | 230 | 230 | 1S | 0 | 0.06 | 2 | 2-1109 ACAR | 0 | 0 | 0 | 0 | 0 | 0 | 0 | 0 | 0 | 0 | 0 | 0 | 0 | 0 | 0 | 0 | 0 | 0 | 0 | 0 | 0 | 0 | 0 | 12 | 1
NO |  | 155 | 2015 | 0 | 36 | 36 |  | TOTAL |  | 0 | 0 |  | 1706.8 | 414.63 | 583 |  | 188331599 | 2875081868 | 3063413467 | 15783670 | 19310883 | 1616947 | 36711500 | 0 | 0 | 0 | 0 | 0 | 0 | 0 | 0 | 0 | 0 | 0 | 0 | 0 | 0 | 0 | 0 | 12 | 1
NO |  | 155 | 2015 | 1 | 1 | 1 |  |  |  | 230 | 230 | 3 | 0 | 0.9 | 2 | 2-1109 ACAR | 0 | 0 | 0 | 0 | 0 | 0 | 0 | 0 | 0 | 0 | 0 | 0 | 0 | 0 | 0 | 0 | 0 | 0 | 0 | 0 | 0 | 0 | 0 | 12 | 1
NO |  | 155 | 2015 | 1 | 2 | 2 |  |  |  | 230 | 230 | 3 | 0 | 5.96 | 2 | 2-1109 ACAR | 0 | 0 | 0 | 0 | 0 | 0 | 0 | 0 | 0 | 0 | 0 | 0 | 0 | 0 | 0 | 0 | 0 | 0 | 0 | 0 | 0 | 0 | 0 | 12 | 1
NO |  | 155 | 2015 | 1 | 3 | 3 |  |  | Palomar | 230 | 230 | 1S | 0 | 0.8 | 2 | 2-900 ACSS | 0 | 0 | 0 | 0 | 0 | 0 | 0 | 0 | 0 | 0 | 0 | 0 | 0 | 0 | 0 | 0 | 0 | 0 | 0 | 0 | 0 | 0 | 0 | 12 | 1
NO |  | 155 | 2015 | 1 | 4 | 4 |  | Encina |  | 230 | 230 | 1S | 0 | 1.44 | 2 | 2-1109 ACAR | 0 | 0 | 0 | 0 | 0 | 0 | 0 | 0 | 0 | 0 | 0 | 0 | 0 | 0 | 0 | 0 | 0 | 0 | 0 | 0 | 0 | 0 | 0 | 12 | 1
NO |  | 155 | 2015 | 1 | 5 | 5 |  |  |  | 230 | 230 | 3 | 0 | 1 | 1 | 2-1109 ACAR | 0 | 0 | 0 | 0 | 0 | 0 | 0 | 0 | 0 | 0 | 0 | 0 | 0 | 0 | 0 | 0 | 0 | 0 | 0 | 0 | 0 | 0 | 0 | 12 | 1
NO |  | 155 | 2015 | 1 | 6 | 6 |  |  |  | 230 | 230 | 3 | 0 | 3.43 | 2 | 2-1109 ACAR | 0 | 0 | 0 | 0 | 0 | 0 | 0 | 0 | 0 | 0 | 0 | 0 | 0 | 0 | 0 | 0 | 0 | 0 | 0 | 0 | 0 | 0 | 0 | 12 | 1
NO |  | 155 | 2015 | 1 | 7 | 7 |  |  |  | 230 | 230 | 1S | 0 | 10.34 | 2 | 2-1109 ACAR | 0 | 0 | 0 | 0 | 0 | 0 | 0 | 0 | 0 | 0 | 0 | 0 | 0 | 0 | 0 | 0 | 0 | 0 | 0 | 0 | 0 | 0 | 0 | 12 | 1
NO |  | 155 | 2015 | 1 | 8 | 8 |  |  |  | 230 | 230 | 1S | 0 | 2 | 2 | 2-1109 ACAR | 0 | 0 | 0 | 0 | 0 | 0 | 0 | 0 | 0 | 0 | 0 | 0 | 0 | 0 | 0 | 0 | 0 | 0 | 0 | 0 | 0 | 0 | 0 | 12 | 1
NO |  | 155 | 2015 | 1 | 9 | 9 |  |  | Penasquitos | 230 | 230 | 1S | 0.1 | 0 | 1 | 2-1033.5 ACSR | 0 | 0 | 0 | 0 | 0 | 0 | 0 | 0 | 0 | 0 | 0 | 0 | 0 | 0 | 0 | 0 | 0 | 0 | 0 | 0 | 0 | 0 | 0 | 12 | 1
NO |  | 155 | 2015 | 1 | 10 | 10 |  | Penasquitos |  | 230 | 230 | 1S | 11.05 | 0 | 1 | 2-1109 ACAR | 0 | 0 | 0 | 0 | 0 | 0 | 0 | 0 | 0 | 0 | 0 | 0 | 0 | 0 | 0 | 0 | 0 | 0 | 0 | 0 | 0 | 0 | 0 | 12 | 1
NO |  | 155 | 2015 | 1 | 11 | 11 |  |  | Old Town | 230 | 230 | 1S | 0.47 | 0 | 1 | 2-1033.5 ACSR | 0 | 0 | 0 | 0 | 0 | 0 | 0 | 0 | 0 | 0 | 0 | 0 | 0 | 0 | 0 | 0 | 0 | 0 | 0 | 0 | 0 | 0 | 0 | 12 | 1
NO |  | 155 | 2015 | 1 | 12 | 12 |  | Palomar |  | 230 | 230 | 1S | 0 | 0.16 | 1 | 900 ACSS | 0 | 0 | 0 | 0 | 0 | 0 | 0 | 0 | 0 | 0 | 0 | 0 | 0 | 0 | 0 | 0 | 0 | 0 | 0 | 0 | 0 | 0 | 0 | 12 | 1
NO |  | 155 | 2015 | 1 | 13 | 13 |  |  | Escondido | 230 | 230 | 1S | 0 | 0.22 | 1 | 605 ACSS | 0 | 0 | 0 | 0 | 0 | 0 | 0 | 0 | 0 | 0 | 0 | 0 | 0 | 0 | 0 | 0 | 0 | 0 | 0 | 0 | 0 | 0 | 0 | 12 | 1
NO |  | 155 | 2015 | 1 | 14 | 14 |  | Palomar Generator |  | 230 | 230 | 1S | 0.16 | 0.16 | 2 | 900 ACSS | 0 | 0 | 0 | 0 | 0 | 0 | 0 | 0 | 0 | 0 | 0 | 0 | 0 | 0 | 0 | 0 | 0 | 0 | 0 | 0 | 0 | 0 | 0 | 12 | 1
NO |  | 155 | 2015 | 1 | 15 | 15 |  |  | Escondido | 230 | 230 | 1S | 0.21 | 0.22 | 2 | 605 ACSS | 0 | 0 | 0 | 0 | 0 | 0 | 0 | 0 | 0 | 0 | 0 | 0 | 0 | 0 | 0 | 0 | 0 | 0 | 0 | 0 | 0 | 0 | 0 | 12 | 1
NO |  | 155 | 2015 | 1 | 16 | 16 |  | East County | ECO GEN 1 | 230 | 230 | 1S | 0.15 | 0.15 | 2 | 1113 ACSS | 0 | 0 | 0 | 0 | 0 | 0 | 0 | 0 | 0 | 0 | 0 | 0 | 0 | 0 | 0 | 0 | 0 | 0 | 0 | 0 | 0 | 0 | 0 | 12 | 1
NO |  | 155 | 2015 | 1 | 17 | 17 |  | Miguel |  | 230 | 230 | 3 | 23.91 | 0 | 2 | 2-1033.5 ACSR | 0 | 0 | 0 | 0 | 0 | 0 | 0 | 0 | 0 | 0 | 0 | 0 | 0 | 0 | 0 | 0 | 0 | 0 | 0 | 0 | 0 | 0 | 0 | 12 | 1
NO |  | 155 | 2015 | 1 | 18 | 18 |  |  |  | 230 | 230 | 3 | 3.42 | 0 | 1 | 2-1109 ACAR | 0 | 0 | 0 | 0 | 0 | 0 | 0 | 0 | 0 | 0 | 0 | 0 | 0 | 0 | 0 | 0 | 0 | 0 | 0 | 0 | 0 | 0 | 0 | 12 | 1
NO |  | 155 | 2015 | 1 | 19 | 19 |  |  | Sycamore Canyon | 230 | 230 | 1S | 0.56 | 0 | 1 | 2-1033.5 ACSR | 0 | 0 | 0 | 0 | 0 | 0 | 0 | 0 | 0 | 0 | 0 | 0 | 0 | 0 | 0 | 0 | 0 | 0 | 0 | 0 | 0 | 0 | 0 | 12 | 1
NO |  | 155 | 2015 | 1 | 20 | 20 |  | Miguel |  | 230 | 230 | 3 | 0 | 23.91 | 2 | 2-1033.5 ACSR | 0 | 0 | 0 | 0 | 0 | 0 | 0 | 0 | 0 | 0 | 0 | 0 | 0 | 0 | 0 | 0 | 0 | 0 | 0 | 0 | 0 | 0 | 0 | 12 | 1
NO |  | 155 | 2015 | 1 | 21 | 21 |  |  |  | 230 | 230 | 3 | 3.02 | 0 | 1 | 2-1109 ACAR | 0 | 0 | 0 | 0 | 0 | 0 | 0 | 0 | 0 | 0 | 0 | 0 | 0 | 0 | 0 | 0 | 0 | 0 | 0 | 0 | 0 | 0 | 0 | 12 | 1
NO |  | 155 | 2015 | 1 | 22 | 22 |  |  | Mission | 230 | 230 | 1S | 6.7 | 0 | 1 | 2-1109 ACAR | 0 | 0 | 0 | 0 | 0 | 0 | 0 | 0 | 0 | 0 | 0 | 0 | 0 | 0 | 0 | 0 | 0 | 0 | 0 | 0 | 0 | 0 | 0 | 12 | 1
NO |  | 155 | 2015 | 1 | 23 | 23 |  | Miguel |  | 230 | 230 | 3 | 7.52 | 0 | 1 | 1109 ACAR | 0 | 0 | 0 | 0 | 0 | 0 | 0 | 0 | 0 | 0 | 0 | 0 | 0 | 0 | 0 | 0 | 0 | 0 | 0 | 0 | 0 | 0 | 0 | 12 | 1
NO |  | 155 | 2015 | 1 | 24 | 24 |  |  |  | 230 | 230 | 1S | 14.78 | 0 | 1 | 636 ACSS | 0 | 0 | 0 | 0 | 0 | 0 | 0 | 0 | 0 | 0 | 0 | 0 | 0 | 0 | 0 | 0 | 0 | 0 | 0 | 0 | 0 | 0 | 0 | 12 | 1
NO |  | 155 | 2015 | 1 | 25 | 25 |  |  | Mission | 230 | 230 | 3 | 9.11 | 0 | 1 | 605 ACSS | 0 | 0 | 0 | 0 | 0 | 0 | 0 | 0 | 0 | 0 | 0 | 0 | 0 | 0 | 0 | 0 | 0 | 0 | 0 | 0 | 0 | 0 | 0 | 12 | 1
NO |  | 155 | 2015 | 1 | 26 | 26 |  |  |  | 230 | 230 | 3 | 2.04 | 0 | 1 | 1033.5 ACSR | 0 | 0 | 0 | 0 | 0 | 0 | 0 | 0 | 0 | 0 | 0 | 0 | 0 | 0 | 0 | 0 | 0 | 0 | 0 | 0 | 0 | 0 | 0 | 12 | 1
NO |  | 155 | 2015 | 1 | 27 | 27 |  | Old Town | Mission | 230 | 230 | 1S | 3.86 | 0 | 2 | 1109 ACAR | 0 | 0 | 0 | 0 | 0 | 0 | 0 | 0 | 0 | 0 | 0 | 0 | 0 | 0 | 0 | 0 | 0 | 0 | 0 | 0 | 0 | 0 | 0 | 12 | 1
NO |  | 155 | 2015 | 1 | 28 | 28 |  | Old Town | Mission | 230 | 230 | 1S | 0 | 3.85 | 2 | 1109 ACAR | 0 | 0 | 0 | 0 | 0 | 0 | 0 | 0 | 0 | 0 | 0 | 0 | 0 | 0 | 0 | 0 | 0 | 0 | 0 | 0 | 0 | 0 | 0 | 12 | 1
NO |  | 155 | 2015 | 1 | 29 | 29 |  | Silvergate |  | 230 | 230 | 4 | 0.69 | 0 | 1 | 1-3500 KCMIL CU | 0 | 0 | 0 | 0 | 0 | 0 | 0 | 0 | 0 | 0 | 0 | 0 | 0 | 0 | 0 | 0 | 0 | 0 | 0 | 0 | 0 | 0 | 0 | 12 | 1
NO |  | 155 | 2015 | 1 | 30 | 30 |  |  |  | 230 | 230 | 4 | 0.31 | 0 | 1 | 1-2500 KCMIL CU | 0 | 0 | 0 | 0 | 0 | 0 | 0 | 0 | 0 | 0 | 0 | 0 | 0 | 0 | 0 | 0 | 0 | 0 | 0 | 0 | 0 | 0 | 0 | 12 | 1
NO |  | 155 | 2015 | 1 | 31 | 31 |  |  |  | 230 | 230 | 4 | 5.04 | 0 | 1 | 1-3500 KCMIL CU | 0 | 0 | 0 | 0 | 0 | 0 | 0 | 0 | 0 | 0 | 0 | 0 | 0 | 0 | 0 | 0 | 0 | 0 | 0 | 0 | 0 | 0 | 0 | 12 | 1
NO |  | 155 | 2015 | 1 | 32 | 32 |  |  |  | 230 | 230 | 4 | 0.26 | 0 | 1 | 1-2500 KCMIL CU | 0 | 0 | 0 | 0 | 0 | 0 | 0 | 0 | 0 | 0 | 0 | 0 | 0 | 0 | 0 | 0 | 0 | 0 | 0 | 0 | 0 | 0 | 0 | 12 | 1
NO |  | 155 | 2015 | 1 | 33 | 33 |  |  | Old Town | 230 | 230 | 4 | 0.99 | 0 | 1 | 1-3500 KCMIL CU | 0 | 0 | 0 | 0 | 0 | 0 | 0 | 0 | 0 | 0 | 0 | 0 | 0 | 0 | 0 | 0 | 0 | 0 | 0 | 0 | 0 | 0 | 0 | 12 | 1
NO |  | 155 | 2015 | 1 | 34 | 34 |  | Silvergate |  | 230 | 230 | 4 | 0.69 | 0 | 1 | 1-3500 KCMIL CU | 0 | 0 | 0 | 0 | 0 | 0 | 0 | 0 | 0 | 0 | 0 | 0 | 0 | 0 | 0 | 0 | 0 | 0 | 0 | 0 | 0 | 0 | 0 | 12 | 1
NO |  | 155 | 2015 | 1 | 35 | 35 |  |  |  | 230 | 230 | 4 | 0.31 | 0 | 1 | 1-2500 KCMIL CU | 0 | 0 | 0 | 0 | 0 | 0 | 0 | 0 | 0 | 0 | 0 | 0 | 0 | 0 | 0 | 0 | 0 | 0 | 0 | 0 | 0 | 0 | 0 | 12 | 1
NO |  | 155 | 2015 | 2 | 1 | 1 |  |  |  | 230 | 230 | 4 | 5.04 | 0 | 1 | 1-3500 KCMIL CU | 0 | 0 | 0 | 0 | 0 | 0 | 0 | 0 | 0 | 0 | 0 | 0 | 0 | 0 | 0 | 0 | 0 | 0 | 0 | 0 | 0 | 0 | 0 | 12 | 1
NO |  | 155 | 2015 | 2 | 2 | 2 |  |  |  | 230 | 230 | 4 | 0.26 | 0 | 1 | 1-2500 KCMIL CU | 0 | 0 | 0 | 0 | 0 | 0 | 0 | 0 | 0 | 0 | 0 | 0 | 0 | 0 | 0 | 0 | 0 | 0 | 0 | 0 | 0 | 0 | 0 | 12 | 1
NO |  | 155 | 2015 | 2 | 3 | 3 |  |  | Old Town | 230 | 230 | 4 | 0.99 | 0 | 1 | 1-3500 KCMIL CU | 0 | 0 | 0 | 0 | 0 | 0 | 0 | 0 | 0 | 0 | 0 | 0 | 0 | 0 | 0 | 0 | 0 | 0 | 0 | 0 | 0 | 0 | 0 | 12 | 1
NO |  | 155 | 2015 | 2 | 4 | 4 |  | Escondido |  | 230 | 230 | 1S | 5.02 | 0 | 1 | 1033.5 ACSR | 0 | 0 | 0 | 0 | 0 | 0 | 0 | 0 | 0 | 0 | 0 | 0 | 0 | 0 | 0 | 0 | 0 | 0 | 0 | 0 | 0 | 0 | 0 | 12 | 1
NO |  | 155 | 2015 | 2 | 5 | 5 |  |  | Talega | 230 | 230 | 3 | 46.03 | 0 | 1 | 1033.5 ACSR | 0 | 0 | 0 | 0 | 0 | 0 | 0 | 0 | 0 | 0 | 0 | 0 | 0 | 0 | 0 | 0 | 0 | 0 | 0 | 0 | 0 | 0 | 0 | 12 | 1
NO |  | 155 | 2015 | 2 | 6 | 6 |  | Otay Mesa |  | 230 | 230 | 1S | 0.1 | 0 | 1 | 2-900 ACSS | 0 | 0 | 0 | 0 | 0 | 0 | 0 | 0 | 0 | 0 | 0 | 0 | 0 | 0 | 0 | 0 | 0 | 0 | 0 | 0 | 0 | 0 | 0 | 12 | 1
NO |  | 155 | 2015 | 2 | 7 | 7 |  |  | Tijuana | 230 | 230 | 3 | 1.61 | 0 | 1 | 2-1033.5 ACSR | 0 | 0 | 0 | 0 | 0 | 0 | 0 | 0 | 0 | 0 | 0 | 0 | 0 | 0 | 0 | 0 | 0 | 0 | 0 | 0 | 0 | 0 | 0 | 12 | 1
NO |  | 155 | 2015 | 2 | 8 | 8 |  | Otay Mesa | Miguel | 230 | 230 | 3, 1S | 0 | 8.92 | 2 | 2-900 ACSS | 0 | 0 | 0 | 0 | 0 | 0 | 0 | 0 | 0 | 0 | 0 | 0 | 0 | 0 | 0 | 0 | 0 | 0 | 0 | 0 | 0 | 0 | 0 | 12 | 1
NO |  | 155 | 2015 | 2 | 9 | 9 |  | Miguel |  | 230 | 230 | 1S | 0 | 24.61 | 2 | 2-1033.5 ACSR | 0 | 0 | 0 | 0 | 0 | 0 | 0 | 0 | 0 | 0 | 0 | 0 | 0 | 0 | 0 | 0 | 0 | 0 | 0 | 0 | 0 | 0 | 0 | 12 | 1
NO |  | 155 | 2015 | 2 | 10 | 10 |  |  |  | 230 | 230 | 3 | 0 | 0.67 | 2 | 2-605 ACSR | 0 | 0 | 0 | 0 | 0 | 0 | 0 | 0 | 0 | 0 | 0 | 0 | 0 | 0 | 0 | 0 | 0 | 0 | 0 | 0 | 0 | 0 | 0 | 12 | 1
NO |  | 155 | 2015 | 2 | 11 | 11 |  |  | Sycamore | 230 | 230 | 3 | 0 | 3.62 | 2 | 2-1109 ACAR | 0 | 0 | 0 | 0 | 0 | 0 | 0 | 0 | 0 | 0 | 0 | 0 | 0 | 0 | 0 | 0 | 0 | 0 | 0 | 0 | 0 | 0 | 0 | 12 | 1
NO |  | 155 | 2015 | 2 | 12 | 12 |  | Otay Mesa | Miguel | 230 | 230 | 3, 1S | 0 | 8.92 | 2 | 2-900 ACSS | 0 | 0 | 0 | 0 | 0 | 0 | 0 | 0 | 0 | 0 | 0 | 0 | 0 | 0 | 0 | 0 | 0 | 0 | 0 | 0 | 0 | 0 | 0 | 12 | 1
NO |  | 155 | 2015 | 2 | 13 | 13 |  | Miguel |  | 230 | 230 | 1S | 0 | 9.59 | 2 | 2-900 ACSS | 0 | 0 | 0 | 0 | 0 | 0 | 0 | 0 | 0 | 0 | 0 | 0 | 0 | 0 | 0 | 0 | 0 | 0 | 0 | 0 | 0 | 0 | 0 | 12 | 1
NO |  | 155 | 2015 | 2 | 14 | 14 |  |  |  | 230 | 230 | 4 | 2.26 | 0 | 1 | 2-3500 KCMIL CU | 0 | 0 | 0 | 0 | 0 | 0 | 0 | 0 | 0 | 0 | 0 | 0 | 0 | 0 | 0 | 0 | 0 | 0 | 0 | 0 | 0 | 0 | 0 | 12 | 1
NO |  | 155 | 2015 | 2 | 15 | 15 |  |  |  | 230 | 230 | 4 | 0.76 | 0 | 1 | 2-4000 KCMIL | 0 | 0 | 0 | 0 | 0 | 0 | 0 | 0 | 0 | 0 | 0 | 0 | 0 | 0 | 0 | 0 | 0 | 0 | 0 | 0 | 0 | 0 | 0 | 12 | 1
NO |  | 155 | 2015 | 2 | 16 | 16 |  |  |  | 230 | 230 | 4 | 0.03 | 0 | 1 | 2-3500 KCMIL CU | 0 | 0 | 0 | 0 | 0 | 0 | 0 | 0 | 0 | 0 | 0 | 0 | 0 | 0 | 0 | 0 | 0 | 0 | 0 | 0 | 0 | 0 | 0 | 12 | 1
NO |  | 155 | 2015 | 2 | 17 | 17 |  |  |  | 230 | 230 | 3 | 0 | 3.85 | 1 | 1-900 ACSS | 0 | 0 | 0 | 0 | 0 | 0 | 0 | 0 | 0 | 0 | 0 | 0 | 0 | 0 | 0 | 0 | 0 | 0 | 0 | 0 | 0 | 0 | 0 | 12 | 1
NO |  | 155 | 2015 | 2 | 18 | 18 |  |  | Silver Gate | 230 | 230 | 4 | 0.4 | 0 | 1 | 2-3500 KCMIL CU | 0 | 0 | 0 | 0 | 0 | 0 | 0 | 0 | 0 | 0 | 0 | 0 | 0 | 0 | 0 | 0 | 0 | 0 | 0 | 0 | 0 | 0 | 0 | 12 | 1
NO |  | 155 | 2015 | 2 | 19 | 19 |  | Imperial Valley |  | 230 | 230 | 1S | 0.04 | 0 | 1 | 2-1033.5 ACSS/AW | 0 | 0 | 0 | 0 | 0 | 0 | 0 | 0 | 0 | 0 | 0 | 0 | 0 | 0 | 0 | 0 | 0 | 0 | 0 | 0 | 0 | 0 | 0 | 12 | 1
NO |  | 155 | 2015 | 2 | 20 | 20 |  |  | IV Gen 3 | 230 | 230 | 1S | 1.36 | 0 | 1 | 2-1033.5 ACSS/TW | 0 | 0 | 0 | 0 | 0 | 0 | 0 | 0 | 0 | 0 | 0 | 0 | 0 | 0 | 0 | 0 | 0 | 0 | 0 | 0 | 0 | 0 | 0 | 12 | 1
NO |  | 155 | 2015 | 2 | 21 | 21 |  | Imperial Valley |  | 230 | 230 | 2W | 0.82 | 0 | 1 | 1033.5 ACSR | 0 | 0 | 0 | 0 | 0 | 0 | 0 | 0 | 0 | 0 | 0 | 0 | 0 | 0 | 0 | 0 | 0 | 0 | 0 | 0 | 0 | 0 | 0 | 12 | 1
NO |  | 155 | 2015 | 2 | 22 | 22 |  |  | La Rosita | 230 | 230 | 3 | 4.64 | 0 | 1 | 1033.5 ACSR | 0 | 0 | 0 | 0 | 0 | 0 | 0 | 0 | 0 | 0 | 0 | 0 | 0 | 0 | 0 | 0 | 0 | 0 | 0 | 0 | 0 | 0 | 0 | 12 | 1
NO |  | 155 | 2015 | 2 | 23 | 23 |  | Palomar |  | 230 | 230 | 1S | 0 | 0.8 | 1 | 2-900 ACSS | 0 | 0 | 0 | 0 | 0 | 0 | 0 | 0 | 0 | 0 | 0 | 0 | 0 | 0 | 0 | 0 | 0 | 0 | 0 | 0 | 0 | 0 | 0 | 12 | 1
NO |  | 155 | 2015 | 2 | 24 | 24 |  |  |  | 230 | 230 | 3 | 0 | 5.96 | 2 | 2-1109 ACAR | 0 | 0 | 0 | 0 | 0 | 0 | 0 | 0 | 0 | 0 | 0 | 0 | 0 | 0 | 0 | 0 | 0 | 0 | 0 | 0 | 0 | 0 | 0 | 12 | 1
NO |  | 155 | 2015 | 2 | 25 | 25 |  |  |  | 230 | 230 | 3 | 10.12 | 0 | 1 | 2-1109 ACAR | 0 | 0 | 0 | 0 | 0 | 0 | 0 | 0 | 0 | 0 | 0 | 0 | 0 | 0 | 0 | 0 | 0 | 0 | 0 | 0 | 0 | 0 | 0 | 12 | 1
NO |  | 155 | 2015 | 2 | 26 | 26 |  |  |  | 230 | 230 | 1S | 4.75 | 0 | 1 | 2-1109 ACAR | 0 | 0 | 0 | 0 | 0 | 0 | 0 | 0 | 0 | 0 | 0 | 0 | 0 | 0 | 0 | 0 | 0 | 0 | 0 | 0 | 0 | 0 | 0 | 12 | 1
NO |  | 155 | 2015 | 2 | 27 | 27 |  |  |  | 230 | 230 | 3 | 1.55 | 0 | 1 | 2-1109 ACAR | 0 | 0 | 0 | 0 | 0 | 0 | 0 | 0 | 0 | 0 | 0 | 0 | 0 | 0 | 0 | 0 | 0 | 0 | 0 | 0 | 0 | 0 | 0 | 12 | 1
NO |  | 155 | 2015 | 2 | 28 | 28 |  |  | Sycamore Canyon | 230 | 230 | 1S | 0.17 | 0 | 1 | 2-1033.5 ACSR | 0 | 0 | 0 | 0 | 0 | 0 | 0 | 0 | 0 | 0 | 0 | 0 | 0 | 0 | 0 | 0 | 0 | 0 | 0 | 0 | 0 | 0 | 0 | 12 | 1
NO |  | 155 | 2015 | 2 | 29 | 29 |  | San Onofre |  | 230 | 230 | 2S | 0 | 0.47 | 2 | 2-1033.5 ACSR | 0 | 0 | 0 | 0 | 0 | 0 | 0 | 0 | 0 | 0 | 0 | 0 | 0 | 0 | 0 | 0 | 0 | 0 | 0 | 0 | 0 | 0 | 0 | 12 | 1
NO |  | 155 | 2015 | 2 | 30 | 30 |  | San Onofre | Talega | 230 | 230 | 3 | 0 | 6.43 | 1 | 1033.5 ACSR | 0 | 0 | 0 | 0 | 0 | 0 | 0 | 0 | 0 | 0 | 0 | 0 | 0 | 0 | 0 | 0 | 0 | 0 | 0 | 0 | 0 | 0 | 0 | 12 | 1
NO |  | 155 | 2015 | 2 | 31 | 31 |  | Penasquitos |  | 230 | 230 | 1S | 0 | 10.04 | 2 | 1109 ACAR | 0 | 0 | 0 | 0 | 0 | 0 | 0 | 0 | 0 | 0 | 0 | 0 | 0 | 0 | 0 | 0 | 0 | 0 | 0 | 0 | 0 | 0 | 0 | 12 | 1
NO |  | 155 | 2015 | 2 | 32 | 32 |  |  | Encina | 230 | 230 | 3 | 0 | 8.09 | 2 | 1033.5 ACSR | 0 | 0 | 0 | 0 | 0 | 0 | 0 | 0 | 0 | 0 | 0 | 0 | 0 | 0 | 0 | 0 | 0 | 0 | 0 | 0 | 0 | 0 | 0 | 12 | 1
NO |  | 155 | 2015 | 2 | 33 | 33 |  | Sycamore Canyon | Suncrest | 230 | 230 | 3 | 21.77 | 0 | 2 | 900 ACSS | 0 | 0 | 0 | 0 | 0 | 0 | 0 | 0 | 0 | 0 | 0 | 0 | 0 | 0 | 0 | 0 | 0 | 0 | 0 | 0 | 0 | 0 | 0 | 12 | 1
NO |  | 155 | 2015 | 2 | 34 | 34 |  | Sycamore Canyon | Suncrest | 230 | 230 | 3 | 21.77 | 0 | 2 | 900 ACSS | 0 | 0 | 0 | 0 | 0 | 0 | 0 | 0 | 0 | 0 | 0 | 0 | 0 | 0 | 0 | 0 | 0 | 0 | 0 | 0 | 0 | 0 | 0 | 12 | 1
NO |  | 155 | 2015 | 2 | 35 | 35 |  | Imperial Valley | Drew Switchyard | 230 | 230 | 3, 1S | 5.33 | 0 | 2 | 900 ACSS | 0 | 0 | 0 | 0 | 0 | 0 | 0 | 0 | 0 | 0 | 0 | 0 | 0 | 0 | 0 | 0 | 0 | 0 | 0 | 0 | 0 | 0 | 0 | 12 | 1
NO |  | 155 | 2015 | 3 | 1 | 1 |  | Drew Switchyard |  | 230 | 230 | 1S | 1.1 | 0 | 1 | 900 ACSS | 0 | 0 | 0 | 0 | 0 | 0 | 0 | 0 | 0 | 0 | 0 | 0 | 0 | 0 | 0 | 0 | 0 | 0 | 0 | 0 | 0 | 0 | 0 | 12 | 1
NO |  | 155 | 2015 | 3 | 2 | 2 |  |  | DW Gen 1 | 230 | 230 | 1S | 0.12 | 0 | 1 | 636 ACSS | 0 | 0 | 0 | 0 | 0 | 0 | 0 | 0 | 0 | 0 | 0 | 0 | 0 | 0 | 0 | 0 | 0 | 0 | 0 | 0 | 0 | 0 | 0 | 12 | 1
NO |  | 155 | 2015 | 3 | 3 | 3 |  | Drew Switchyard | DW Gen 3 | 230 | 230 | 1S | 1.39 | 0 | 1 | 900 ACSS | 0 | 0 | 0 | 0 | 0 | 0 | 0 | 0 | 0 | 0 | 0 | 0 | 0 | 0 | 0 | 0 | 0 | 0 | 0 | 0 | 0 | 0 | 0 | 12 | 1
NO |  | 155 | 2015 | 3 | 4 | 4 |  | Total 230kV Pole Line Miles |  | 0 | 0 |  | 316.34 | 208.46 | 139 |  | 0 | 0 | 0 | 0 | 0 | 0 | 0 | 0 | 0 | 0 | 0 | 0 | 0 | 0 | 0 | 0 | 0 | 0 | 0 | 0 | 0 | 0 | 0 | 12 | 1
NO |  | 155 | 2015 | 3 | 5 | 5 |  | Encina |  | 138 | 230 | 1S | 0.05 | 0 | 2 | 2-1033.5 ACSR | 0 | 0 | 0 | 0 | 0 | 0 | 0 | 0 | 0 | 0 | 0 | 0 | 0 | 0 | 0 | 0 | 0 | 0 | 0 | 0 | 0 | 0 | 0 | 12 | 1
NO |  | 155 | 2015 | 3 | 6 | 6 |  |  | Cannon | 138 | 230 | 1S | 0.08 | 0 | 2 | 2-1109 ACAR | 0 | 0 | 0 | 0 | 0 | 0 | 0 | 0 | 0 | 0 | 0 | 0 | 0 | 0 | 0 | 0 | 0 | 0 | 0 | 0 | 0 | 0 | 0 | 12 | 1
NO |  | 155 | 2015 | 3 | 7 | 7 |  | Encina |  | 138 | 138 | 1S | 0.63 | 0 | 2 | 2-1109 ACAR | 0 | 0 | 0 | 0 | 0 | 0 | 0 | 0 | 0 | 0 | 0 | 0 | 0 | 0 | 0 | 0 | 0 | 0 | 0 | 0 | 0 | 0 | 0 | 12 | 1
NO |  | 155 | 2015 | 3 | 8 | 8 |  |  |  | 138 | 138 | 3 | 0.7 | 0 | 2 | 2-1109 ACAR | 0 | 0 | 0 | 0 | 0 | 0 | 0 | 0 | 0 | 0 | 0 | 0 | 0 | 0 | 0 | 0 | 0 | 0 | 0 | 0 | 0 | 0 | 0 | 12 | 1
NO |  | 155 | 2015 | 3 | 9 | 9 |  |  |  | 138 | 138 | 2W | 19.58 | 0 | 1 | 2-636 ACSR | 0 | 0 | 0 | 0 | 0 | 0 | 0 | 0 | 0 | 0 | 0 | 0 | 0 | 0 | 0 | 0 | 0 | 0 | 0 | 0 | 0 | 0 | 0 | 12 | 1
NO |  | 155 | 2015 | 3 | 10 | 10 |  |  |  | 138 | 138 | 4 | 0.6 | 0 | 1 | 1750 MCM AL | 0 | 0 | 0 | 0 | 0 | 0 | 0 | 0 | 0 | 0 | 0 | 0 | 0 | 0 | 0 | 0 | 0 | 0 | 0 | 0 | 0 | 0 | 0 | 12 | 1
NO |  | 155 | 2015 | 3 | 11 | 11 |  |  | Penasquitos | 138 | 138 | 3 | 1.64 | 0 | 1 | 1033.5 ACSR | 0 | 0 | 0 | 0 | 0 | 0 | 0 | 0 | 0 | 0 | 0 | 0 | 0 | 0 | 0 | 0 | 0 | 0 | 0 | 0 | 0 | 0 | 0 | 12 | 1
NO |  | 155 | 2015 | 3 | 12 | 12 |  | Palomar |  | 138 | 138 | 1S | 0.23 | 0 | 1 | 2-636 ACSR | 0 | 0 | 0 | 0 | 0 | 0 | 0 | 0 | 0 | 0 | 0 | 0 | 0 | 0 | 0 | 0 | 0 | 0 | 0 | 0 | 0 | 0 | 0 | 12 | 1
NO |  | 155 | 2015 | 3 | 13 | 13 |  |  |  | 138 | 138 | 4 | 0.71 | 0 | 1 | 1750 MCM AL | 0 | 0 | 0 | 0 | 0 | 0 | 0 | 0 | 0 | 0 | 0 | 0 | 0 | 0 | 0 | 0 | 0 | 0 | 0 | 0 | 0 | 0 | 0 | 12 | 1
NO |  | 155 | 2015 | 3 | 14 | 14 |  |  | Batiquitos | 138 | 138 | 1S | 0 | 1.81 | 2 | 2-1109 ACAR | 0 | 0 | 0 | 0 | 0 | 0 | 0 | 0 | 0 | 0 | 0 | 0 | 0 | 0 | 0 | 0 | 0 | 0 | 0 | 0 | 0 | 0 | 0 | 12 | 1
NO |  | 155 | 2015 | 3 | 15 | 15 |  | Encina |  | 138 | 138 | 1S | 0.02 | 0 | 1 | 2-1033.5 ACSR | 0 | 0 | 0 | 0 | 0 | 0 | 0 | 0 | 0 | 0 | 0 | 0 | 0 | 0 | 0 | 0 | 0 | 0 | 0 | 0 | 0 | 0 | 0 | 12 | 1
NO |  | 155 | 2015 | 3 | 16 | 16 |  |  |  | 138 | 138 | 1S | 0 | 2 | 2 | 2-1109 ACAR | 0 | 0 | 0 | 0 | 0 | 0 | 0 | 0 | 0 | 0 | 0 | 0 | 0 | 0 | 0 | 0 | 0 | 0 | 0 | 0 | 0 | 0 | 0 | 12 | 1
NO |  | 155 | 2015 | 3 | 17 | 17 |  |  |  | 138 | 138 | 3 | 0 | 0.01 | 2 | 2-1109 ACAR | 0 | 0 | 0 | 0 | 0 | 0 | 0 | 0 | 0 | 0 | 0 | 0 | 0 | 0 | 0 | 0 | 0 | 0 | 0 | 0 | 0 | 0 | 0 | 12 | 1
NO |  | 155 | 2015 | 3 | 18 | 18 |  |  | Palomar | 138 | 138 | 1S | 0 | 1.05 | 2 | 2-1109 ACAR | 0 | 0 | 0 | 0 | 0 | 0 | 0 | 0 | 0 | 0 | 0 | 0 | 0 | 0 | 0 | 0 | 0 | 0 | 0 | 0 | 0 | 0 | 0 | 12 | 1
NO |  | 155 | 2015 | 3 | 19 | 19 |  | Telegraph Canyon | Proctor Valley | 138 | 230 | 1S | 2.6 | 0 | 2 | 2-1109 ACAR | 0 | 0 | 0 | 0 | 0 | 0 | 0 | 0 | 0 | 0 | 0 | 0 | 0 | 0 | 0 | 0 | 0 | 0 | 0 | 0 | 0 | 0 | 0 | 12 | 1
NO |  | 155 | 2015 | 3 | 20 | 20 |  | Friars |  | 138 | 138 | 4 | 0.16 | 0 | 1 | 2-2500 KCMIL CU | 0 | 0 | 0 | 0 | 0 | 0 | 0 | 0 | 0 | 0 | 0 | 0 | 0 | 0 | 0 | 0 | 0 | 0 | 0 | 0 | 0 | 0 | 0 | 12 | 1
NO |  | 155 | 2015 | 3 | 21 | 21 |  |  |  | 138 | 230 | 1S | 1.82 | 0 | 2 | 400 MCM CU | 0 | 0 | 0 | 0 | 0 | 0 | 0 | 0 | 0 | 0 | 0 | 0 | 0 | 0 | 0 | 0 | 0 | 0 | 0 | 0 | 0 | 0 | 0 | 12 | 1
NO |  | 155 | 2015 | 3 | 22 | 22 |  |  | Doublet Tap | 138 | 230 | 3 | 0 | 10.22 | 2 | 636 ACSR/AW | 0 | 0 | 0 | 0 | 0 | 0 | 0 | 0 | 0 | 0 | 0 | 0 | 0 | 0 | 0 | 0 | 0 | 0 | 0 | 0 | 0 | 0 | 0 | 12 | 1
NO |  | 155 | 2015 | 3 | 23 | 23 |  | Doublet Tap | Doublet Substation | 138 | 138 | 1S, 1W | 1.81 | 0 | 2 | 336.4 ACSR/AW | 0 | 0 | 0 | 0 | 0 | 0 | 0 | 0 | 0 | 0 | 0 | 0 | 0 | 0 | 0 | 0 | 0 | 0 | 0 | 0 | 0 | 0 | 0 | 12 | 1
NO |  | 155 | 2015 | 3 | 24 | 24 |  | Doublet Tap | Penasquitos | 138 | 138 | 3 | 0 | 0.7 | 2 | 636 ACSR/AW | 0 | 0 | 0 | 0 | 0 | 0 | 0 | 0 | 0 | 0 | 0 | 0 | 0 | 0 | 0 | 0 | 0 | 0 | 0 | 0 | 0 | 0 | 0 | 12 | 1
NO |  | 155 | 2015 | 3 | 25 | 25 |  | Chicarita |  | 138 | 138 | 3,1S,1W | 0 | 10.89 | 1 | 636 ACSR | 0 | 0 | 0 | 0 | 0 | 0 | 0 | 0 | 0 | 0 | 0 | 0 | 0 | 0 | 0 | 0 | 0 | 0 | 0 | 0 | 0 | 0 | 0 | 12 | 1
NO |  | 155 | 2015 | 3 | 26 | 26 |  |  |  | 138 | 138 | 3, 1S | 0 | 0.96 | 2 | 2-1033.5 ACSR | 0 | 0 | 0 | 0 | 0 | 0 | 0 | 0 | 0 | 0 | 0 | 0 | 0 | 0 | 0 | 0 | 0 | 0 | 0 | 0 | 0 | 0 | 0 | 12 | 1
NO |  | 155 | 2015 | 3 | 27 | 27 |  |  | Shadowridge | 138 | 138 | 1S | 0 | 3.74 | 2 | 2-1033.5 ACSR | 0 | 0 | 0 | 0 | 0 | 0 | 0 | 0 | 0 | 0 | 0 | 0 | 0 | 0 | 0 | 0 | 0 | 0 | 0 | 0 | 0 | 0 | 0 | 12 | 1
NO |  | 155 | 2015 | 3 | 28 | 28 |  |  |  | 138 | 138 | 1W, 1S | 0.41 | 0 | 1 | 250MCM CU | 0 | 0 | 0 | 0 | 0 | 0 | 0 | 0 | 0 | 0 | 0 | 0 | 0 | 0 | 0 | 0 | 0 | 0 | 0 | 0 | 0 | 0 | 0 | 12 | 1
NO |  | 155 | 2015 | 3 | 29 | 29 |  |  | NC Metering | 138 | 138 | 1W | 0.39 | 0 | 1 | 336.4 ACSR | 0 | 0 | 0 | 0 | 0 | 0 | 0 | 0 | 0 | 0 | 0 | 0 | 0 | 0 | 0 | 0 | 0 | 0 | 0 | 0 | 0 | 0 | 0 | 12 | 1
NO |  | 155 | 2015 | 3 | 30 | 30 |  | Main |  | 138 | 138 | 3 | 0.21 | 0 | 1 | 1-1033.5 ACSR | 0 | 0 | 0 | 0 | 0 | 0 | 0 | 0 | 0 | 0 | 0 | 0 | 0 | 0 | 0 | 0 | 0 | 0 | 0 | 0 | 0 | 0 | 0 | 12 | 1
NO |  | 155 | 2015 | 3 | 31 | 31 |  |  |  | 138 | 138 | 3 | 6.43 | 0 | 1 | 2-400 MCM CU | 0 | 0 | 0 | 0 | 0 | 0 | 0 | 0 | 0 | 0 | 0 | 0 | 0 | 0 | 0 | 0 | 0 | 0 | 0 | 0 | 0 | 0 | 0 | 12 | 1
NO |  | 155 | 2015 | 3 | 32 | 32 |  |  | South Bay | 138 | 138 | 1W | 0.08 | 0 | 1 | 1-1033.5 ACSR | 0 | 0 | 0 | 0 | 0 | 0 | 0 | 0 | 0 | 0 | 0 | 0 | 0 | 0 | 0 | 0 | 0 | 0 | 0 | 0 | 0 | 0 | 0 | 12 | 1
NO |  | 155 | 2015 | 3 | 33 | 33 |  | Main | South Bay | 138 | 138 | 3, 1W | 0 | 6.9 | 3 | 1-1033.5 ACSR | 0 | 0 | 0 | 0 | 0 | 0 | 0 | 0 | 0 | 0 | 0 | 0 | 0 | 0 | 0 | 0 | 0 | 0 | 0 | 0 | 0 | 0 | 0 | 12 | 1
NO |  | 155 | 2015 | 3 | 34 | 34 |  | South Bay |  | 138 | 138 | 3 | 0 | 3.6 | 3 | 2-1033.5 ACSR | 0 | 0 | 0 | 0 | 0 | 0 | 0 | 0 | 0 | 0 | 0 | 0 | 0 | 0 | 0 | 0 | 0 | 0 | 0 | 0 | 0 | 0 | 0 | 12 | 1
NO |  | 155 | 2015 | 3 | 35 | 35 |  |  |  | 138 | 138 | 1W,1S | 0 | 1.44 | 3 | 2-636 ACSR | 0 | 0 | 0 | 0 | 0 | 0 | 0 | 0 | 0 | 0 | 0 | 0 | 0 | 0 | 0 | 0 | 0 | 0 | 0 | 0 | 0 | 0 | 0 | 12 | 1
NO |  | 155 | 2015 | 4 | 1 | 1 |  |  | Grant Hill | 138 | 138 | 4 | 4.16 | 0 | 1 | 2500 KCMIL CU | 0 | 0 | 0 | 0 | 0 | 0 | 0 | 0 | 0 | 0 | 0 | 0 | 0 | 0 | 0 | 0 | 0 | 0 | 0 | 0 | 0 | 0 | 0 | 12 | 1
NO |  | 155 | 2015 | 4 | 2 | 2 |  | Capistrano |  | 138 | 138 | 3, 1S, W | 0.1 | 1.55 | 1 | 1033.5 ACSR | 0 | 0 | 0 | 0 | 0 | 0 | 0 | 0 | 0 | 0 | 0 | 0 | 0 | 0 | 0 | 0 | 0 | 0 | 0 | 0 | 0 | 0 | 0 | 12 | 1
NO |  | 155 | 2015 | 4 | 3 | 3 |  |  | Pico | 138 | 138 | 3, 1S | 0 | 4.82 | 1 | 636 ACSR | 0 | 0 | 0 | 0 | 0 | 0 | 0 | 0 | 0 | 0 | 0 | 0 | 0 | 0 | 0 | 0 | 0 | 0 | 0 | 0 | 0 | 0 | 0 | 12 | 1
NO |  | 155 | 2015 | 4 | 4 | 4 |  | Santee |  | 138 | 138 | 1W, 1S | 2.35 | 0 | 1 | 1-1033.5 ACSR | 0 | 0 | 0 | 0 | 0 | 0 | 0 | 0 | 0 | 0 | 0 | 0 | 0 | 0 | 0 | 0 | 0 | 0 | 0 | 0 | 0 | 0 | 0 | 12 | 1
NO |  | 155 | 2015 | 4 | 5 | 5 |  |  |  | 138 | 138 | 1S | 4.24 | 0 | 2 | 605 ACSS | 0 | 0 | 0 | 0 | 0 | 0 | 0 | 0 | 0 | 0 | 0 | 0 | 0 | 0 | 0 | 0 | 0 | 0 | 0 | 0 | 0 | 0 | 0 | 12 | 1
NO |  | 155 | 2015 | 4 | 6 | 6 |  |  |  | 138 | 138 | 3, 1S | 0.34 | 0 | 1 | 2-336.4 ACSR | 0 | 0 | 0 | 0 | 0 | 0 | 0 | 0 | 0 | 0 | 0 | 0 | 0 | 0 | 0 | 0 | 0 | 0 | 0 | 0 | 0 | 0 | 0 | 12 | 1
NO |  | 155 | 2015 | 4 | 7 | 7 |  |  | Los Coches | 138 | 138 | 3 | 0.04 | 0 | 1 | 1-750 MCM CU | 0 | 0 | 0 | 0 | 0 | 0 | 0 | 0 | 0 | 0 | 0 | 0 | 0 | 0 | 0 | 0 | 0 | 0 | 0 | 0 | 0 | 0 | 0 | 12 | 1
NO |  | 155 | 2015 | 4 | 8 | 8 |  | Sycamore |  | 138 | 138 | 1W | 5.71 | 0 | 1 | 636 ACSR | 0 | 0 | 0 | 0 | 0 | 0 | 0 | 0 | 0 | 0 | 0 | 0 | 0 | 0 | 0 | 0 | 0 | 0 | 0 | 0 | 0 | 0 | 0 | 12 | 1
NO |  | 155 | 2015 | 4 | 9 | 9 |  |  | Chicarita | 138 | 138 | 4 | 0.06 | 0 | 1 | 1750 KCMIL | 0 | 0 | 0 | 0 | 0 | 0 | 0 | 0 | 0 | 0 | 0 | 0 | 0 | 0 | 0 | 0 | 0 | 0 | 0 | 0 | 0 | 0 | 0 | 12 | 1
NO |  | 155 | 2015 | 4 | 10 | 10 |  | Sycamore |  | 138 | 138 | 1S | 0 | 6.63 | 2 | 900 ACSS/AW | 0 | 0 | 0 | 0 | 0 | 0 | 0 | 0 | 0 | 0 | 0 | 0 | 0 | 0 | 0 | 0 | 0 | 0 | 0 | 0 | 0 | 0 | 0 | 12 | 1
NO |  | 155 | 2015 | 4 | 11 | 11 |  |  | Santee | 138 | 138 | 1W | 1.56 | 0 | 1 | 636 ACSS | 0 | 0 | 0 | 0 | 0 | 0 | 0 | 0 | 0 | 0 | 0 | 0 | 0 | 0 | 0 | 0 | 0 | 0 | 0 | 0 | 0 | 0 | 0 | 12 | 1
NO |  | 155 | 2015 | 4 | 12 | 12 |  | Mission |  | 138 | 138 | 2W | 0 | 0.2 | 1 | 1-336.4 ACSR | 0 | 0 | 0 | 0 | 0 | 0 | 0 | 0 | 0 | 0 | 0 | 0 | 0 | 0 | 0 | 0 | 0 | 0 | 0 | 0 | 0 | 0 | 0 | 12 | 1
NO |  | 155 | 2015 | 4 | 13 | 13 |  |  |  | 138 | 138 | 3, 1S | 0 | 1.69 | 2 | 2-336.4 ACSR | 0 | 0 | 0 | 0 | 0 | 0 | 0 | 0 | 0 | 0 | 0 | 0 | 0 | 0 | 0 | 0 | 0 | 0 | 0 | 0 | 0 | 0 | 0 | 12 | 1
NO |  | 155 | 2015 | 4 | 14 | 14 |  |  | Carlton Hills Tap | 138 | 138 | 3 | 1.69 | 8 | 2 | 4-336.4 ACSR | 0 | 0 | 0 | 0 | 0 | 0 | 0 | 0 | 0 | 0 | 0 | 0 | 0 | 0 | 0 | 0 | 0 | 0 | 0 | 0 | 0 | 0 | 0 | 12 | 1
NO |  | 155 | 2015 | 4 | 15 | 15 |  | Carlton Hills Tap | Carlton Hills | 138 | 138 | 3, 1S | 0 | 1.44 | 2 | 900 ACSS/AW | 0 | 0 | 0 | 0 | 0 | 0 | 0 | 0 | 0 | 0 | 0 | 0 | 0 | 0 | 0 | 0 | 0 | 0 | 0 | 0 | 0 | 0 | 0 | 12 | 1
NO |  | 155 | 2015 | 4 | 16 | 16 |  | Telegraph Canyon |  | 138 | 138 | 2S | 6.66 | 0 | 2 | 1033.5 ACSR | 0 | 0 | 0 | 0 | 0 | 0 | 0 | 0 | 0 | 0 | 0 | 0 | 0 | 0 | 0 | 0 | 0 | 0 | 0 | 0 | 0 | 0 | 0 | 12 | 1
NO |  | 155 | 2015 | 4 | 17 | 17 |  |  |  | 138 | 138 | 3 | 0.08 | 0 | 1 | 1033.5 ACSR | 0 | 0 | 0 | 0 | 0 | 0 | 0 | 0 | 0 | 0 | 0 | 0 | 0 | 0 | 0 | 0 | 0 | 0 | 0 | 0 | 0 | 0 | 0 | 12 | 1
NO |  | 155 | 2015 | 4 | 18 | 18 |  |  | South Bay | 138 | 138 | 3 | 0 | 0.03 | 1 | 1033.5 ACSR | 0 | 0 | 0 | 0 | 0 | 0 | 0 | 0 | 0 | 0 | 0 | 0 | 0 | 0 | 0 | 0 | 0 | 0 | 0 | 0 | 0 | 0 | 0 | 12 | 1
NO |  | 155 | 2015 | 4 | 19 | 19 |  | South Bay |  | 138 | 138 | 3 | 0 | 3.75 | 2 | 2-400 MCM CU | 0 | 0 | 0 | 0 | 0 | 0 | 0 | 0 | 0 | 0 | 0 | 0 | 0 | 0 | 0 | 0 | 0 | 0 | 0 | 0 | 0 | 0 | 0 | 12 | 1
NO |  | 155 | 2015 | 4 | 20 | 20 |  |  | Miguel 60 Tap | 138 | 138 | 3 | 0 | 6.06 | 2 | 2-636 ACSR | 0 | 0 | 0 | 0 | 0 | 0 | 0 | 0 | 0 | 0 | 0 | 0 | 0 | 0 | 0 | 0 | 0 | 0 | 0 | 0 | 0 | 0 | 0 | 12 | 1
NO |  | 155 | 2015 | 4 | 21 | 21 |  | Miguel 60 Tap |  | 138 | 138 | 3 | 0 | 0.69 | 2 | 2-900 ACSS | 0 | 0 | 0 | 0 | 0 | 0 | 0 | 0 | 0 | 0 | 0 | 0 | 0 | 0 | 0 | 0 | 0 | 0 | 0 | 0 | 0 | 0 | 0 | 12 | 1
NO |  | 155 | 2015 | 4 | 22 | 22 |  |  | Miguel | 138 | 138 | 3 | 0 | 0.02 | 2 | 2-636 ACSS | 0 | 0 | 0 | 0 | 0 | 0 | 0 | 0 | 0 | 0 | 0 | 0 | 0 | 0 | 0 | 0 | 0 | 0 | 0 | 0 | 0 | 0 | 0 | 12 | 1
NO |  | 155 | 2015 | 4 | 23 | 23 |  | Miguel 60 Tap | Los Coches | 138 | 138 | 3 | 0 | 15.38 | 2 | 2-636 ACSS | 0 | 0 | 0 | 0 | 0 | 0 | 0 | 0 | 0 | 0 | 0 | 0 | 0 | 0 | 0 | 0 | 0 | 0 | 0 | 0 | 0 | 0 | 0 | 12 | 1
NO |  | 155 | 2015 | 4 | 24 | 24 |  | North City Mtr Tap | Meadowlark Tap | 138 | 138 | 3 | 0 | 7.4 | 2 | 636 ACSR | 0 | 0 | 0 | 0 | 0 | 0 | 0 | 0 | 0 | 0 | 0 | 0 | 0 | 0 | 0 | 0 | 0 | 0 | 0 | 0 | 0 | 0 | 0 | 12 | 1
NO |  | 155 | 2015 | 4 | 25 | 25 |  | Batiquitos | Meadowlark | 138 | 138 | 1S | 2.58 | 0 | 2 | 1033.5 ACSR | 0 | 0 | 0 | 0 | 0 | 0 | 0 | 0 | 0 | 0 | 0 | 0 | 0 | 0 | 0 | 0 | 0 | 0 | 0 | 0 | 0 | 0 | 0 | 12 | 1
NO |  | 155 | 2015 | 4 | 26 | 26 |  | Chicarita | Meadowlark | 138 | 138 | 2W | 12.04 | 0 | 1 | 636 ACSR | 0 | 0 | 0 | 0 | 0 | 0 | 0 | 0 | 0 | 0 | 0 | 0 | 0 | 0 | 0 | 0 | 0 | 0 | 0 | 0 | 0 | 0 | 0 | 12 | 1
NO |  | 155 | 2015 | 4 | 27 | 27 |  | Shadowridge | Meadowlark Tap | 138 | 138 | 3, 1W | 3.99 | 0 | 2 | 250 MCM CU | 0 | 0 | 0 | 0 | 0 | 0 | 0 | 0 | 0 | 0 | 0 | 0 | 0 | 0 | 0 | 0 | 0 | 0 | 0 | 0 | 0 | 0 | 0 | 12 | 1
NO |  | 155 | 2015 | 4 | 28 | 28 |  | Miguel |  | 138 | 138 | 3 | 1.29 | 0 | 2 | 250MCM CU | 0 | 0 | 0 | 0 | 0 | 0 | 0 | 0 | 0 | 0 | 0 | 0 | 0 | 0 | 0 | 0 | 0 | 0 | 0 | 0 | 0 | 0 | 0 | 12 | 1
NO |  | 155 | 2015 | 4 | 29 | 29 |  |  | Proctor Valley | 138 | 138 | 1W | 0.05 | 0 | 1 | 1033.5 ACSR | 0 | 0 | 0 | 0 | 0 | 0 | 0 | 0 | 0 | 0 | 0 | 0 | 0 | 0 | 0 | 0 | 0 | 0 | 0 | 0 | 0 | 0 | 0 | 12 | 1
NO |  | 155 | 2015 | 4 | 30 | 30 |  | Friars |  | 138 | 138 | 4 | 0.1 | 0 | 0 | 1-1750 KCMIL AL | 0 | 0 | 0 | 0 | 0 | 0 | 0 | 0 | 0 | 0 | 0 | 0 | 0 | 0 | 0 | 0 | 0 | 0 | 0 | 0 | 0 | 0 | 0 | 12 | 1
NO |  | 155 | 2015 | 4 | 31 | 31 |  |  | Mission | 138 | 230 | 1S,3 | 1.22 | 0 | 2 | 1-900 ACSS/AW | 0 | 0 | 0 | 0 | 0 | 0 | 0 | 0 | 0 | 0 | 0 | 0 | 0 | 0 | 0 | 0 | 0 | 0 | 0 | 0 | 0 | 0 | 0 | 12 | 1
NO |  | 155 | 2015 | 4 | 32 | 32 |  | Sycamore |  | 138 | 138 | 1S | 4.06 | 4.06 | 2 | 1-900 ACSS/AW | 0 | 0 | 0 | 0 | 0 | 0 | 0 | 0 | 0 | 0 | 0 | 0 | 0 | 0 | 0 | 0 | 0 | 0 | 0 | 0 | 0 | 0 | 0 | 12 | 1
NO |  | 155 | 2015 | 4 | 33 | 33 |  |  |  | 138 | 138 | 1S, 3 | 1.38 | 0 | 1 | 4-336.4 ACSR | 0 | 0 | 0 | 0 | 0 | 0 | 0 | 0 | 0 | 0 | 0 | 0 | 0 | 0 | 0 | 0 | 0 | 0 | 0 | 0 | 0 | 0 | 0 | 12 | 1
NO |  | 155 | 2015 | 4 | 34 | 34 |  |  | Carlton Hills | 138 | 138 | 1S, 3 | 1.44 | 1.44 | 2 | 1-900 ACSS/AW | 0 | 0 | 0 | 0 | 0 | 0 | 0 | 0 | 0 | 0 | 0 | 0 | 0 | 0 | 0 | 0 | 0 | 0 | 0 | 0 | 0 | 0 | 0 | 12 | 1
NO |  | 155 | 2015 | 4 | 35 | 35 |  | Margarita |  | 138 | 138 | 3 | 1.22 | 0 | 2 | 2-636 ACSR | 0 | 0 | 0 | 0 | 0 | 0 | 0 | 0 | 0 | 0 | 0 | 0 | 0 | 0 | 0 | 0 | 0 | 0 | 0 | 0 | 0 | 0 | 0 | 12 | 1
NO |  | 155 | 2015 | 5 | 1 | 1 |  |  |  | 138 | 230 | 1S | 0.78 | 0 | 1 | 1033.5 ACSR | 0 | 0 | 0 | 0 | 0 | 0 | 0 | 0 | 0 | 0 | 0 | 0 | 0 | 0 | 0 | 0 | 0 | 0 | 0 | 0 | 0 | 0 | 0 | 12 | 1
NO |  | 155 | 2015 | 5 | 2 | 2 |  |  | Trabuco | 138 | 138 | 4 | 3.32 | 0 | 1 | 1750 AL UG | 0 | 0 | 0 | 0 | 0 | 0 | 0 | 0 | 0 | 0 | 0 | 0 | 0 | 0 | 0 | 0 | 0 | 0 | 0 | 0 | 0 | 0 | 0 | 12 | 1
NO |  | 155 | 2015 | 5 | 3 | 3 |  | Talega | Rancho Mission Veijo | 138 | 138 | 1S, 1W | 7.74 | 0 | 1 | 1033.5 ACSR | 0 | 0 | 0 | 0 | 0 | 0 | 0 | 0 | 0 | 0 | 0 | 0 | 0 | 0 | 0 | 0 | 0 | 0 | 0 | 0 | 0 | 0 | 0 | 12 | 1
NO |  | 155 | 2015 | 5 | 4 | 4 |  | Trabuco |  | 138 | 138 | 1W | 3.8 | 0 | 1 | 1033.5 ACSR | 0 | 0 | 0 | 0 | 0 | 0 | 0 | 0 | 0 | 0 | 0 | 0 | 0 | 0 | 0 | 0 | 0 | 0 | 0 | 0 | 0 | 0 | 0 | 12 | 1
NO |  | 155 | 2015 | 5 | 5 | 5 |  |  |  | 138 | 138 | 1S, 3 | 0 | 6.5 | 2 | 1033.5 ACSR | 0 | 0 | 0 | 0 | 0 | 0 | 0 | 0 | 0 | 0 | 0 | 0 | 0 | 0 | 0 | 0 | 0 | 0 | 0 | 0 | 0 | 0 | 0 | 12 | 1
NO |  | 155 | 2015 | 5 | 6 | 6 |  |  |  | 138 | 138 | 4 | 0.33 | 0 | 1 | 1750 MCM CU | 0 | 0 | 0 | 0 | 0 | 0 | 0 | 0 | 0 | 0 | 0 | 0 | 0 | 0 | 0 | 0 | 0 | 0 | 0 | 0 | 0 | 0 | 0 | 12 | 1
NO |  | 155 | 2015 | 5 | 7 | 7 |  |  | Pico | 138 | 138 | 3 | 3.49 | 0 | 2 |  | 0 | 0 | 0 | 0 | 0 | 0 | 0 | 0 | 0 | 0 | 0 | 0 | 0 | 0 | 0 | 0 | 0 | 0 | 0 | 0 | 0 | 0 | 0 | 12 | 1
NO |  | 155 | 2015 | 5 | 8 | 8 |  | Trabuco |  | 138 | 138 | 1W | 3.7 | 0 | 1 | 394.5 5005 | 0 | 0 | 0 | 0 | 0 | 0 | 0 | 0 | 0 | 0 | 0 | 0 | 0 | 0 | 0 | 0 | 0 | 0 | 0 | 0 | 0 | 0 | 0 | 12 | 1
NO |  | 155 | 2015 | 5 | 9 | 9 |  |  |  | 138 | 138 | 1W | 0.01 | 0 | 1 | 636 ACSR | 0 | 0 | 0 | 0 | 0 | 0 | 0 | 0 | 0 | 0 | 0 | 0 | 0 | 0 | 0 | 0 | 0 | 0 | 0 | 0 | 0 | 0 | 0 | 12 | 1
NO |  | 155 | 2015 | 5 | 10 | 10 |  |  | Capistrano | 138 | 138 | 1W | 0.02 | 0 | 1 | 336.4 ACSR | 0 | 0 | 0 | 0 | 0 | 0 | 0 | 0 | 0 | 0 | 0 | 0 | 0 | 0 | 0 | 0 | 0 | 0 | 0 | 0 | 0 | 0 | 0 | 12 | 1
NO |  | 155 | 2015 | 5 | 11 | 11 |  | San Mateo | San Mateo Tap | 138 | 138 | 1W | 0.66 | 0 | 1 | 1033.5 ACSR/AW | 0 | 0 | 0 | 0 | 0 | 0 | 0 | 0 | 0 | 0 | 0 | 0 | 0 | 0 | 0 | 0 | 0 | 0 | 0 | 0 | 0 | 0 | 0 | 12 | 1
NO |  | 155 | 2015 | 5 | 12 | 12 |  | San Mateo Tap | Z203020 | 138 | 138 | 3, 1W | 0 | 7.08 | 2 | 336.4 ACSR/AW | 0 | 0 | 0 | 0 | 0 | 0 | 0 | 0 | 0 | 0 | 0 | 0 | 0 | 0 | 0 | 0 | 0 | 0 | 0 | 0 | 0 | 0 | 0 | 12 | 1
NO |  | 155 | 2015 | 5 | 13 | 13 |  | Z203020 | Z203021 | 138 | 138 | 4 | 0.33 | 0 | 1 | 1750 KCMIL AL | 0 | 0 | 0 | 0 | 0 | 0 | 0 | 0 | 0 | 0 | 0 | 0 | 0 | 0 | 0 | 0 | 0 | 0 | 0 | 0 | 0 | 0 | 0 | 12 | 1
NO |  | 155 | 2015 | 5 | 14 | 14 |  | Z203021 | Z196606 | 138 | 138 | 1S | 0.25 | 0 | 1 | 1033.5 ACSR/AW | 0 | 0 | 0 | 0 | 0 | 0 | 0 | 0 | 0 | 0 | 0 | 0 | 0 | 0 | 0 | 0 | 0 | 0 | 0 | 0 | 0 | 0 | 0 | 12 | 1
NO |  | 155 | 2015 | 5 | 15 | 15 |  | Z196606 | Z248108 | 138 | 138 | 1W, 2W, 1S, 3 | 6.74 | 0 | 1 | 336.4 ACSR/AW | 0 | 0 | 0 | 0 | 0 | 0 | 0 | 0 | 0 | 0 | 0 | 0 | 0 | 0 | 0 | 0 | 0 | 0 | 0 | 0 | 0 | 0 | 0 | 12 | 1
NO |  | 155 | 2015 | 5 | 16 | 16 |  | Z248108 | Laguna Niguel | 138 | 138 | 4 | 1.85 | 0 | 1 | 1750 KCMIL AL | 0 | 0 | 0 | 0 | 0 | 0 | 0 | 0 | 0 | 0 | 0 | 0 | 0 | 0 | 0 | 0 | 0 | 0 | 0 | 0 | 0 | 0 | 0 | 12 | 1
NO |  | 155 | 2015 | 5 | 17 | 17 |  | Talega Tap | Talega | 138 | 138 | 1W | 0.36 | 0 | 1 | 1033.5 ACSR/AW | 0 | 0 | 0 | 0 | 0 | 0 | 0 | 0 | 0 | 0 | 0 | 0 | 0 | 0 | 0 | 0 | 0 | 0 | 0 | 0 | 0 | 0 | 0 | 12 | 1
NO |  | 155 | 2015 | 5 | 18 | 18 |  | Pico |  | 138 | 138 | 3, 1S | 0 | 0.68 | 2 | 900 ACSS | 0 | 0 | 0 | 0 | 0 | 0 | 0 | 0 | 0 | 0 | 0 | 0 | 0 | 0 | 0 | 0 | 0 | 0 | 0 | 0 | 0 | 0 | 0 | 12 | 1
NO |  | 155 | 2015 | 5 | 19 | 19 |  |  | Talega | 138 | 138 | 1W, S | 0.11 | 0.41 | 1 | 1033.5 ACSR | 0 | 0 | 0 | 0 | 0 | 0 | 0 | 0 | 0 | 0 | 0 | 0 | 0 | 0 | 0 | 0 | 0 | 0 | 0 | 0 | 0 | 0 | 0 | 12 | 1
NO |  | 155 | 2015 | 5 | 20 | 20 |  | Capistrano |  | 138 | 138 | 1W | 0.01 | 0 | 1 | 636 ACSR/AW | 0 | 0 | 0 | 0 | 0 | 0 | 0 | 0 | 0 | 0 | 0 | 0 | 0 | 0 | 0 | 0 | 0 | 0 | 0 | 0 | 0 | 0 | 0 | 12 | 1
NO |  | 155 | 2015 | 5 | 21 | 21 |  |  |  | 138 | 138 | 1W,1S | 1.38 | 0 | 1 | 336.4 ACSR/AW | 0 | 0 | 0 | 0 | 0 | 0 | 0 | 0 | 0 | 0 | 0 | 0 | 0 | 0 | 0 | 0 | 0 | 0 | 0 | 0 | 0 | 0 | 0 | 12 | 1
NO |  | 155 | 2015 | 5 | 22 | 22 |  |  | Laguna Niguel | 138 | 138 | 4 | 1.82 | 0 | 0 | 1750 KCMIL AL | 0 | 0 | 0 | 0 | 0 | 0 | 0 | 0 | 0 | 0 | 0 | 0 | 0 | 0 | 0 | 0 | 0 | 0 | 0 | 0 | 0 | 0 | 0 | 12 | 1
NO |  | 155 | 2015 | 5 | 23 | 23 |  | Rancho Mission Viejo | Margarita | 138 | 138 | 1W, S | 1.3 | 0 | 1 | 1033.5 ACSR | 0 | 0 | 0 | 0 | 0 | 0 | 0 | 0 | 0 | 0 | 0 | 0 | 0 | 0 | 0 | 0 | 0 | 0 | 0 | 0 | 0 | 0 | 0 | 12 | 1
NO |  | 155 | 2015 | 5 | 24 | 24 |  | Mission |  | 138 | 138 | 1S, W | 2.94 | 0 | 2 | 2-636 ACSR | 0 | 0 | 0 | 0 | 0 | 0 | 0 | 0 | 0 | 0 | 0 | 0 | 0 | 0 | 0 | 0 | 0 | 0 | 0 | 0 | 0 | 0 | 0 | 12 | 1
NO |  | 155 | 2015 | 5 | 25 | 25 |  |  | Grant Hill | 138 | 138 | 4 | 2.84 | 0 | 1 | 2500 MCM CU | 0 | 0 | 0 | 0 | 0 | 0 | 0 | 0 | 0 | 0 | 0 | 0 | 0 | 0 | 0 | 0 | 0 | 0 | 0 | 0 | 0 | 0 | 0 | 12 | 1
NO |  | 155 | 2015 | 5 | 26 | 26 |  | Encina | Encina Hub | 138 | 138 | 1S | 1.28 | 1.28 | 1 | 2-1109 ACAR | 0 | 0 | 0 | 0 | 0 | 0 | 0 | 0 | 0 | 0 | 0 | 0 | 0 | 0 | 0 | 0 | 0 | 0 | 0 | 0 | 0 | 0 | 0 | 12 | 1
NO |  | 155 | 2015 | 5 | 27 | 27 |  | Encina Hub | Shadowridge | 138 | 138 | 2W | 6.72 | 0 | 1 | 900 ACSS | 0 | 0 | 0 | 0 | 0 | 0 | 0 | 0 | 0 | 0 | 0 | 0 | 0 | 0 | 0 | 0 | 0 | 0 | 0 | 0 | 0 | 0 | 0 | 12 | 1
NO |  | 155 | 2015 | 5 | 28 | 28 |  | East County | Boulevard East | 138 | 138 | 1S | 6.97 | 0 | 1 | 2-900 ACSS | 0 | 0 | 0 | 0 | 0 | 0 | 0 | 0 | 0 | 0 | 0 | 0 | 0 | 0 | 0 | 0 | 0 | 0 | 0 | 0 | 0 | 0 | 0 | 12 | 1
NO |  | 155 | 2015 | 5 | 29 | 29 |  | East County | Boulevard East | 138 | 138 | 4 | 5.6 | 0 | 1 | 2-2500 KCMIL CU | 0 | 0 | 0 | 0 | 0 | 0 | 0 | 0 | 0 | 0 | 0 | 0 | 0 | 0 | 0 | 0 | 0 | 0 | 0 | 0 | 0 | 0 | 0 | 12 | 1
NO |  | 155 | 2015 | 5 | 30 | 30 |  | East County | Boulevard East | 138 | 138 | 4 | 1.12 | 0 | 1 | 2-3000 KCMIL CU | 0 | 0 | 0 | 0 | 0 | 0 | 0 | 0 | 0 | 0 | 0 | 0 | 0 | 0 | 0 | 0 | 0 | 0 | 0 | 0 | 0 | 0 | 0 | 12 | 1
NO |  | 155 | 2015 | 5 | 31 | 31 |  | East County | Boulevard East | 138 | 138 | 4 | 0.18 | 0 | 1 | 2-5000 KCMIL CU | 0 | 0 | 0 | 0 | 0 | 0 | 0 | 0 | 0 | 0 | 0 | 0 | 0 | 0 | 0 | 0 | 0 | 0 | 0 | 0 | 0 | 0 | 0 | 12 | 1
NO |  | 155 | 2015 | 5 | 32 | 32 |  | Pico |  | 138 | 138 | 3,1s | 0.9 | 0 | 2 | 1033.5 ACSR | 0 | 0 | 0 | 0 | 0 | 0 | 0 | 0 | 0 | 0 | 0 | 0 | 0 | 0 | 0 | 0 | 0 | 0 | 0 | 0 | 0 | 0 | 0 | 12 | 1
NO |  | 155 | 2015 | 5 | 33 | 33 |  |  | Talega | 138 | 138 | 1W | 0.36 | 0 | 1 | 1033.5 ACSR | 0 | 0 | 0 | 0 | 0 | 0 | 0 | 0 | 0 | 0 | 0 | 0 | 0 | 0 | 0 | 0 | 0 | 0 | 0 | 0 | 0 | 0 | 0 | 12 | 1
NO |  | 155 | 2015 | 5 | 34 | 34 |  |  |  | 138 | 138 | 3 | 0 | 2.85 | 2 | 336.4 ACSR | 0 | 0 | 0 | 0 | 0 | 0 | 0 | 0 | 0 | 0 | 0 | 0 | 0 | 0 | 0 | 0 | 0 | 0 | 0 | 0 | 0 | 0 | 0 | 12 | 1
NO |  | 155 | 2015 | 5 | 35 | 35 |  |  | San Mateo | 138 | 138 | 1W | 0.6 | 0 | 1 | 1033.5 ACSR | 0 | 0 | 0 | 0 | 0 | 0 | 0 | 0 | 0 | 0 | 0 | 0 | 0 | 0 | 0 | 0 | 0 | 0 | 0 | 0 | 0 | 0 | 0 | 12 | 1
NO |  | 155 | 2015 | 6 | 1 | 1 |  | Encina |  | 138 | 230 | 1S | 0 | 0.05 | 2 | 2-1033.5 ACSR | 0 | 0 | 0 | 0 | 0 | 0 | 0 | 0 | 0 | 0 | 0 | 0 | 0 | 0 | 0 | 0 | 0 | 0 | 0 | 0 | 0 | 0 | 0 | 12 | 1
NO |  | 155 | 2015 | 6 | 2 | 2 |  |  | Cannon | 138 | 230 | 1S | 0 | 0.08 | 2 | 2-1109 ACAR | 0 | 0 | 0 | 0 | 0 | 0 | 0 | 0 | 0 | 0 | 0 | 0 | 0 | 0 | 0 | 0 | 0 | 0 | 0 | 0 | 0 | 0 | 0 | 12 | 1
NO |  | 155 | 2015 | 6 | 3 | 3 |  | Cannon | Encina Hub | 138 | 138 | 1S | 0 | 1.27 | 0 |  | 0 | 0 | 0 | 0 | 0 | 0 | 0 | 0 | 0 | 0 | 0 | 0 | 0 | 0 | 0 | 0 | 0 | 0 | 0 | 0 | 0 | 0 | 0 | 12 | 1
NO |  | 155 | 2015 | 6 | 4 | 4 |  | 138kV Dead |  | 0 | 0 |  | 20.62 | 0 | 160 |  | 0 | 0 | 0 | 0 | 0 | 0 | 0 | 0 | 0 | 0 | 0 | 0 | 0 | 0 | 0 | 0 | 0 | 0 | 0 | 0 | 0 | 0 | 0 | 12 | 1
NO |  | 155 | 2015 | 6 | 5 | 5 |  | Total 138kV Length |  | 0 | 0 |  | 182.64 | 126.68 | 310 |  | 0 | 0 | 0 | 0 | 0 | 0 | 0 | 0 | 0 | 0 | 0 | 0 | 0 | 0 | 0 | 0 | 0 | 0 | 0 | 0 | 0 | 0 | 0 | 12 | 1
NO |  | 155 | 2015 | 6 | 7 | 7 |  | 69kV Lines |  | 0 | 0 | 1W | 712.89 | 25.4 | 125 |  | 0 | 0 | 0 | 0 | 0 | 0 | 0 | 0 | 0 | 0 | 0 | 0 | 0 | 0 | 0 | 0 | 0 | 0 | 0 | 0 | 0 | 0 | 0 | 12 | 1
NO |  | 155 | 2015 | 6 | 8 | 8 |  |  |  | 0 | 0 | 2W | 7.11 | 1.38 | 0 |  | 0 | 0 | 0 | 0 | 0 | 0 | 0 | 0 | 0 | 0 | 0 | 0 | 0 | 0 | 0 | 0 | 0 | 0 | 0 | 0 | 0 | 0 | 0 | 12 | 1
NO |  | 155 | 2015 | 6 | 9 | 9 |  |  |  | 0 | 0 | 1S | 37.12 | 1.5 | 0 |  | 0 | 0 | 0 | 0 | 0 | 0 | 0 | 0 | 0 | 0 | 0 | 0 | 0 | 0 | 0 | 0 | 0 | 0 | 0 | 0 | 0 | 0 | 0 | 12 | 1
NO |  | 155 | 2015 | 6 | 10 | 10 |  |  |  | 0 | 0 | 3 | 20 | 50.61 | 0 |  | 0 | 0 | 0 | 0 | 0 | 0 | 0 | 0 | 0 | 0 | 0 | 0 | 0 | 0 | 0 | 0 | 0 | 0 | 0 | 0 | 0 | 0 | 0 | 12 | 1
NO |  | 155 | 2015 | 6 | 11 | 11 |  |  |  | 0 | 0 | 4 | 62.1 | 0.6 | 0 |  | 0 | 0 | 0 | 0 | 0 | 0 | 0 | 0 | 0 | 0 | 0 | 0 | 0 | 0 | 0 | 0 | 0 | 0 | 0 | 0 | 0 | 0 | 0 | 12 | 1
NO |  | 155 | 2015 | 6 | 12 | 12 |  | Total 69kV Pole Line Miles |  | 0 | 0 |  | 839.22 | 79.49 | 125 |  | 0 | 0 | 0 | 0 | 0 | 0 | 0 | 0 | 0 | 0 | 0 | 0 | 0 | 0 | 0 | 0 | 0 | 0 | 0 | 0 | 0 | 0 | 0 | 12 | 1
NO |  | 155 | 2015 | 6 | 15 | 15 |  | EXPENSES, EXCEPT ISO |  | 0 | 0 |  | 0 | 0 | 0 |  | 0 | 0 | 0 | 9443853 | 19310883 | 1616947 | 30371683 | 0 | 0 | 0 | 0 | 0 | 0 | 0 | 0 | 0 | 0 | 0 | 0 | 0 | 0 | 0 | 0 | 12 | 1
NO |  | 155 | 2015 | 6 | 16 | 16 |  | Cost of Line |  | 0 | 0 |  | 0 | 0 | 0 |  | 188331599 | 2875081868 | 3063413467 | 0 | 0 | 0 | 0 | 0 | 0 | 0 | 0 | 0 | 0 | 0 | 0 | 0 | 651550295 | 651550296 | 651550297 | 0 | 0 | 0 | 0 | 12 | 1
NO |  | 155 | 2015 | 6 | 17 | 17 |  | ISO CHARGES |  | 0 | 0 |  | 0 | 0 | 0 |  | 0 | 0 | 0 | 6339817 | 0 | 0 | 6339817 | 0 | 0 | 0 | 0 | 0 | 0 | 0 | 0 | 0 | 0 | 0 | 0 | 0 | 0 | 0 | 0 | 12 | 1
NO |  | 157 | 2015 | 0 | 1 | 1 |  | HUMBOLDT | IDAHO-NV BORDER | 345 | 345 | T-STEEL | 100.74 | 0 | 1 | 2-795 ACSR | 0 | 0 | 0 | 0 | 0 | 0 | 0 | 0 | 0 | 0 | 0 | 0 | 0 | 0 | 0 | 0 | 0 | 0 | 0 | 0 | 0 | 0 | 0 | 12 | 1
NO |  | 157 | 2015 | 0 | 2 | 2 |  | VALMY | COYOTE CREEK | 345 | 345 | T-STEEL | 41.31 | 0 | 1 | 2-795 ACSR | 0 | 0 | 0 | 0 | 0 | 0 | 0 | 0 | 0 | 0 | 0 | 0 | 0 | 0 | 0 | 0 | 0 | 0 | 0 | 0 | 0 | 0 | 0 | 12 | 1
NO |  | 157 | 2015 | 0 | 3 | 3 |  | EAST TRACY | VALMY 2 SOUTH OF 3422 | 345 | 345 | T-STEEL | 161.76 | 0 | 1 | 2-795 ACSR | 0 | 0 | 0 | 0 | 0 | 0 | 0 | 0 | 0 | 0 | 0 | 0 | 0 | 0 | 0 | 0 | 0 | 0 | 0 | 0 | 0 | 0 | 0 | 12 | 1
NO |  | 157 | 2015 | 0 | 4 | 4 |  | EAST TRACY | OREANA | 345 | 345 | T-STEEL | 86.01 | 0 | 1 | 2-795 ACSR | 0 | 0 | 0 | 0 | 0 | 0 | 0 | 0 | 0 | 0 | 0 | 0 | 0 | 0 | 0 | 0 | 0 | 0 | 0 | 0 | 0 | 0 | 0 | 12 | 1
NO |  | 157 | 2015 | 0 | 5 | 5 |  | OREANA | VALMY | 345 | 345 | T-STEEL | 74.1 | 0 | 1 | 2-795 ACSR | 0 | 0 | 0 | 0 | 0 | 0 | 0 | 0 | 0 | 0 | 0 | 0 | 0 | 0 | 0 | 0 | 0 | 0 | 0 | 0 | 0 | 0 | 0 | 12 | 1
NO |  | 157 | 2015 | 0 | 6 | 6 |  | COYOTE CREEK | HUMBOLDT | 345 | 345 | T-STEEL | 28.62 | 0 | 1 | 2-795 ACSR | 0 | 0 | 0 | 0 | 0 | 0 | 0 | 0 | 0 | 0 | 0 | 0 | 0 | 0 | 0 | 0 | 0 | 0 | 0 | 0 | 0 | 0 | 0 | 12 | 1
NO |  | 157 | 2015 | 0 | 7 | 7 |  | VALMY | FALCON | 345 | 345 | T-STEEL | 35.78 | 0 | 1 | 2-795 ACSR | 0 | 0 | 0 | 0 | 0 | 0 | 0 | 0 | 0 | 0 | 0 | 0 | 0 | 0 | 0 | 0 | 0 | 0 | 0 | 0 | 0 | 0 | 0 | 12 | 1
NO |  | 157 | 2015 | 0 | 8 | 8 |  | EAST TRACY | WEST TRACY | 345 | 345 | T-STEEL | 0.9 | 0 | 1 | 2-795 ACSR | 0 | 0 | 0 | 0 | 0 | 0 | 0 | 0 | 0 | 0 | 0 | 0 | 0 | 0 | 0 | 0 | 0 | 0 | 0 | 0 | 0 | 0 | 0 | 12 | 1
NO |  | 157 | 2015 | 0 | 9 | 9 |  | NORTH VALLEY ROAD | EAST TRACY | 345 | 345 | T-STEEL | 18.01 | 0 | 1 | 2-795 ACSR | 0 | 0 | 0 | 0 | 0 | 0 | 0 | 0 | 0 | 0 | 0 | 0 | 0 | 0 | 0 | 0 | 0 | 0 | 0 | 0 | 0 | 0 | 0 | 12 | 1
NO |  | 157 | 2015 | 0 | 10 | 10 |  | NORTH VALLEY ROAD | EAST TRACY (105 DBL) | 345 | 345 | P-STEEL | 1.29 | 0 | 0 |  | 0 | 0 | 0 | 0 | 0 | 0 | 0 | 0 | 0 | 0 | 0 | 0 | 0 | 0 | 0 | 0 | 0 | 0 | 0 | 0 | 0 | 0 | 0 | 12 | 1
NO |  | 157 | 2015 | 0 | 11 | 11 |  | EAST TRACY | NANIWA | 345 | 345 | H-STEEL | 0.4 | 0 | 1 | 954 ACSR | 0 | 0 | 0 | 0 | 0 | 0 | 0 | 0 | 0 | 0 | 0 | 0 | 0 | 0 | 0 | 0 | 0 | 0 | 0 | 0 | 0 | 0 | 0 | 12 | 1
NO |  | 157 | 2015 | 0 | 12 | 12 |  | FALCON | ROBINSON SUMMIT | 345 | 345 | H-STEEL | 159.78 | 0 | 1 | 2-954 ACSR | 0 | 0 | 0 | 0 | 0 | 0 | 0 | 0 | 0 | 0 | 0 | 0 | 0 | 0 | 0 | 0 | 0 | 0 | 0 | 0 | 0 | 0 | 0 | 12 | 1
NO |  | 157 | 2015 | 0 | 13 | 13 |  | FALCON | ROBINSON SUMMIT | 345 | 345 | H-STEEL | 4.29 | 0 | 1 | 2-954 ACSR | 0 | 0 | 0 | 0 | 0 | 0 | 0 | 0 | 0 | 0 | 0 | 0 | 0 | 0 | 0 | 0 | 0 | 0 | 0 | 0 | 0 | 0 | 0 | 12 | 1
NO |  | 157 | 2015 | 0 | 14 | 14 |  | WEST TRACY | MIRA LOMA | 345 | 345 | T-STEEL | 13 | 0 | 1 | 2-795 ACSR | 0 | 0 | 0 | 0 | 0 | 0 | 0 | 0 | 0 | 0 | 0 | 0 | 0 | 0 | 0 | 0 | 0 | 0 | 0 | 0 | 0 | 0 | 0 | 12 | 1
NO |  | 157 | 2015 | 0 | 15 | 15 |  | ROBINSON | GONDER | 345 | 345 | H-STEEL | 4.22 | 0 | 1 | 2-954 ACSR | 0 | 0 | 0 | 0 | 0 | 0 | 0 | 0 | 0 | 0 | 0 | 0 | 651570293 | 0 | 0 | 0 | 0 | 0 | 0 | 0 | 0 | 0 | 0 | 12 | 1
NO |  | 157 | 2015 | 0 | 16 | 16 |  | ROBINSON | GONDER | 345 | 345 | H-STEEL | 19.56 | 0 | 1 | 2-954 ACSR | 0 | 0 | 0 | 0 | 0 | 0 | 0 | 0 | 0 | 0 | 0 | 0 | 0 | 0 | 0 | 0 | 0 | 0 | 0 | 0 | 0 | 0 | 0 | 12 | 1
NO |  | 157 | 2015 | 0 | 17 | 17 |  | HILL TOP | FT SAGE | 345 | 345 | H-WOOD | 116.63 | 0 | 1 | 2-954 ACSR | 0 | 0 | 0 | 0 | 0 | 0 | 0 | 0 | 0 | 0 | 0 | 0 | 0 | 0 | 0 | 0 | 0 | 0 | 0 | 0 | 0 | 0 | 0 | 12 | 1
NO |  | 157 | 2015 | 0 | 18 | 18 |  | FORT SAGE | BORDERTOWN | 345 | 345 | H-WOOD | 32.74 | 0 | 1 | 2-954 ACSR | 0 | 0 | 0 | 0 | 0 | 0 | 0 | 0 | 0 | 0 | 0 | 0 | 0 | 0 | 0 | 0 | 0 | 0 | 0 | 0 | 0 | 0 | 0 | 12 | 1
NO |  | 157 | 2015 | 0 | 19 | 19 |  | BORDERTOWN | NORTH VALLEY ROAD | 345 | 345 | H-WOOD | 14.4 | 0 | 1 | 2-954 ACSR | 0 | 0 | 0 | 0 | 0 | 0 | 0 | 0 | 0 | 0 | 0 | 0 | 0 | 0 | 0 | 0 | 0 | 0 | 0 | 0 | 0 | 0 | 0 | 12 | 1
NO |  | 157 | 2015 | 0 | 20 | 20 |  |  |  | 0 | 0 |  | 0 | 0 | 0 |  | 17253091 | 250423712 | 267676803 | 2682556 | 1134024 | 1361109 | 5177689 | 0 | 0 | 0 | 0 | 0 | 0 | 0 | 0 | 0 | 0 | 0 | 0 | 0 | 0 | 0 | 0 | 12 | 1
NO |  | 157 | 2015 | 0 | 21 | 21 |  | 345 KV SUBTOTAL |  | 0 | 0 |  | 913.54 | 0 | 18 |  | 17253091 | 250423712 | 267676803 | 2682556 | 1134024 | 1361109 | 5177689 | 0 | 0 | 0 | 0 | 0 | 0 | 0 | 0 | 0 | 0 | 0 | 0 | 0 | 0 | 0 | 0 | 12 | 1
NO |  | 157 | 2015 | 0 | 23 | 23 |  | UT-NV BOARDER | OSCEOLA | 230 | 230 | P-WOOD | 24.75 | 0 | 1 | 795 ACSR | 0 | 0 | 0 | 0 | 0 | 0 | 0 | 0 | 0 | 0 | 0 | 0 | 0 | 0 | 0 | 0 | 0 | 0 | 0 | 0 | 0 | 0 | 0 | 12 | 1
NO |  | 157 | 2015 | 0 | 24 | 24 |  | MACHACEK | GONDER | 230 | 230 | P-WOOD | 66.49 | 0 | 1 | 795 ACSR | 0 | 0 | 0 | 0 | 0 | 0 | 0 | 0 | 0 | 0 | 0 | 0 | 0 | 0 | 0 | 0 | 0 | 0 | 0 | 0 | 0 | 0 | 0 | 12 | 1
NO |  | 157 | 2015 | 0 | 25 | 25 |  | FRONTIER | MACHACEK | 230 | 230 | P-WOOD | 48.67 | 0 | 1 | 795 ACSR | 0 | 0 | 0 | 0 | 0 | 0 | 0 | 0 | 0 | 0 | 0 | 0 | 0 | 0 | 0 | 0 | 0 | 0 | 0 | 0 | 0 | 0 | 0 | 12 | 1
NO |  | 157 | 2015 | 0 | 26 | 26 |  | FRONTIER | ROUND MT | 230 | 230 | P-WOOD | 57.19 | 0 | 1 | 795 ACSR | 0 | 0 | 0 | 0 | 0 | 0 | 0 | 0 | 0 | 0 | 0 | 0 | 0 | 0 | 0 | 0 | 0 | 0 | 0 | 0 | 0 | 0 | 0 | 12 | 1
NO |  | 157 | 2015 | 0 | 27 | 27 |  | ROUND MTN | ANACONDA MOLY | 230 | 230 | P-WOOD | 26.9 | 0 | 1 | 795 ACSR | 0 | 0 | 0 | 0 | 0 | 0 | 0 | 0 | 0 | 0 | 0 | 0 | 0 | 0 | 0 | 0 | 0 | 0 | 0 | 0 | 0 | 0 | 0 | 12 | 1
NO |  | 157 | 2015 | 0 | 28 | 28 |  | ROUND MTN | ANACONDA MOLY | 230 | 230 | H-WOOD | 4.2 | 0 | 1 | 795 ACSR | 0 | 0 | 0 | 0 | 0 | 0 | 0 | 0 | 0 | 0 | 0 | 0 | 0 | 0 | 0 | 0 | 0 | 0 | 0 | 0 | 0 | 0 | 0 | 12 | 1
NO |  | 157 | 2015 | 0 | 29 | 29 |  | ROUND MTN | ANACONDA MOLY | 230 | 230 | P-WOOD | 0.7 | 0 | 1 | 795 AA | 0 | 0 | 0 | 0 | 0 | 0 | 0 | 0 | 0 | 0 | 0 | 0 | 0 | 0 | 0 | 0 | 0 | 0 | 0 | 0 | 0 | 0 | 0 | 12 | 1
NO |  | 157 | 2015 | 0 | 30 | 30 |  | AUSTIN | FRONTIER | 230 | 230 | P-WOOD | 13 | 0 | 1 | 795 ACSR | 0 | 0 | 0 | 0 | 0 | 0 | 0 | 0 | 0 | 0 | 0 | 0 | 0 | 0 | 0 | 0 | 0 | 0 | 0 | 0 | 0 | 0 | 0 | 12 | 1
NO |  | 157 | 2015 | 0 | 31 | 31 |  | FT CHURCH | SALTWELLS TP | 230 | 230 | P-WOOD | 36 | 0 | 1 | 795 ACSR | 0 | 0 | 0 | 0 | 0 | 0 | 0 | 0 | 0 | 0 | 0 | 0 | 0 | 0 | 0 | 0 | 0 | 0 | 0 | 0 | 0 | 0 | 0 | 12 | 1
NO |  | 157 | 2015 | 0 | 32 | 32 |  | SALT WELLS TAP | SALT WELLS SUB | 230 | 230 | H-WOOD | 4.9 | 0 | 1 | 795 ACSR | 0 | 0 | 0 | 0 | 0 | 0 | 0 | 0 | 0 | 0 | 0 | 0 | 0 | 0 | 0 | 0 | 0 | 0 | 0 | 0 | 0 | 0 | 0 | 12 | 1
NO |  | 157 | 2015 | 0 | 33 | 33 |  | SALTWELLS TP | AUSTIN | 230 | 230 | P-WOOD | 86 | 0 | 1 | 795 ACSR | 0 | 0 | 0 | 0 | 0 | 0 | 0 | 0 | 0 | 0 | 0 | 0 | 0 | 0 | 0 | 0 | 0 | 0 | 0 | 0 | 0 | 0 | 0 | 12 | 1
NO |  | 157 | 2015 | 0 | 34 | 34 |  | OSCEOLA | GONDER | 230 | 230 | P-WOOD | 27.55 | 0 | 1 | 795 ACSR | 0 | 0 | 0 | 0 | 0 | 0 | 0 | 0 | 0 | 0 | 0 | 0 | 0 | 0 | 0 | 0 | 0 | 0 | 0 | 0 | 0 | 0 | 0 | 12 | 1
NO |  | 157 | 2015 | 0 | 35 | 35 |  | OSCEOLA | SPRING VALLEY | 230 | 230 | P-WOOD | 0.08 | 0 | 1 | 795 ACSR | 0 | 0 | 0 | 0 | 0 | 0 | 0 | 0 | 0 | 0 | 0 | 0 | 0 | 0 | 0 | 0 | 0 | 0 | 0 | 0 | 0 | 0 | 0 | 12 | 1
NO |  | 157 | 2015 | 0 | 36 | 36 |  | TOTAL |  | 0 | 0 |  | 2325.01 | 0 | 31 |  | 39892284 | 385211066 | 425103350 | 6827240 | 2886148 | 3464091 | 13177479 | 0 | 0 | 0 | 0 | 0 | 0 | 0 | 0 | 0 | 0 | 0 | 0 | 0 | 0 | 0 | 0 | 12 | 1
NO |  | 157 | 2015 | 1 | 1 | 1 |  |  |  | 0 | 0 |  | 0 | 0 | 0 |  | 1487241 | 22584100 | 24071341 | 1164093 | 492109 | 590652 | 2246854 | 0 | 0 | 0 | 0 | 0 | 0 | 0 | 0 | 0 | 0 | 0 | 0 | 0 | 0 | 0 | 0 | 12 | 1
NO |  | 157 | 2015 | 1 | 2 | 2 |  | 230 KV SUBTOTAL |  | 0 | 0 |  | 396.43 | 0 | 13 |  | 1487241 | 22584100 | 24071341 | 1164093 | 492109 | 590652 | 2246854 | 0 | 0 | 0 | 0 | 0 | 0 | 0 | 0 | 0 | 0 | 0 | 0 | 0 | 0 | 0 | 0 | 12 | 1
NO |  | 157 | 2015 | 1 | 4 | 4 |  | 120 KV LINES |  | 120 | 120 |  | 847.21 | 0 | 0 |  | 21085966 | 101283839 | 122369805 | 2487768 | 1051679 | 1262275 | 4801722 | 0 | 0 | 0 | 0 | 0 | 651570294 | 0 | 0 | 0 | 0 | 0 | 0 | 0 | 0 | 0 | 0 | 12 | 1
SI/SI | A | 157 | 2015 | 1 | 6 | 6 |  | 69 & BELOW KV LINES |  | 69 | 69 |  | 167.83 | 0 | 0 |  | 65986 | 10919415 | 10985401 | 492823 | 208336 | 250055 | 951214 | 0 | 0 | 0 | 0 | 0 | 0 | 0 | 0 | 0 | 0 | 0 | 0 | 0 | 0 | 0 | 0 | 12 | 1
NO |  | 159 | 2015 | 0 | 1 | 1 |  | 115 KV System | Various | 115 | 230 | Various | 104.16 | 15.57 | 0 | Various | 1307722 | 15080941 | 16388663 | 0 | 0 | 0 | 0 | 0 | 0 | 0 | 0 | 0 | 0 | 0 | 651590728 | 0 | 0 | 0 | 0 | 0 | 0 | 0 | 0 | 12 | 1
SI/NO | A | 159 | 2015 | 0 | 2 | 2 |  | 115 KV System | Various | 115 | 115 | Various | 1414.53 | 100.8 | 0 | Various | 32907596 | 319745358 | 352652954 | 0 | 0 | 0 | 6417797.5586 | 0 | 0 | 0 | 0 | 0 | 0 | 0 | 651590729 | 0 | 0 | 0 | 0 | 0 | 0 | 0 | 0 | 12 | 1
SI/NO | A | 159 | 2015 | 0 | 3 | 3 |  | 46 KV System | Various | 46 | 115 | Various | 42.77 | 0 | 0 | Various | 393946 | 2295765 | 2689711 | 0 | 0 | 0 | 48949.0319 | 0 | 0 | 0 | 0 | 0 | 0 | 0 | 651590730 | 0 | 0 | 0 | 0 | 0 | 0 | 0 | 0 | 12 | 1
SI/NO | A | 159 | 2015 | 0 | 4 | 4 |  | 46 KV System | Various | 46 | 46 | Various | 578.19 | 25.77 | 0 | Various | 2157896 | 40242207 | 42400103 | 0 | 0 | 0 | 771623.4174 | 0 | 0 | 0 | 0 | 0 | 0 | 0 | 651590731 | 0 | 0 | 0 | 0 | 0 | 0 | 0 | 0 | 12 | 1
SI/NO | A | 159 | 2015 | 0 | 5 | 5 |  | 33 KV System | Various | 33 | 33 | Various | 63.59 | 3.29 | 0 | Various | 62375 | 3402878 | 3465253 | 0 | 0 | 0 | 63062.827 | 0 | 0 | 0 | 0 | 0 | 0 | 0 | 651590732 | 0 | 0 | 0 | 0 | 0 | 0 | 0 | 0 | 12 | 1
NO |  | 159 | 2015 | 0 | 6 | 6 |  | 13.8 KV System | SPA | 13.8 | 46 | Various | 0.34 | 0 | 1 | 336mcm | 0 | 31047 | 31047 | 0 | 0 | 0 | 0 | 0 | 0 | 0 | 0 | 0 | 0 | 0 | 0 | 0 | 0 | 0 | 0 | 0 | 0 | 0 | 0 | 12 | 1
NO |  | 159 | 2015 | 0 | 7 | 7 |  | 13.8 KV System | Neal Shoals | 13.8 | 13.8 | Wood-SP | 11.1 | 0 | 1 | 336mcm | 0 | 0 | 0 | 0 | 0 | 0 | 0 | 0 | 0 | 0 | 0 | 0 | 0 | 0 | 0 | 0 | 0 | 0 | 0 | 0 | 0 | 0 | 0 | 12 | 1
NO |  | 159 | 2015 | 0 | 8 | 8 |  | 13.8 KV System | Neal Shoals | 13.8 | 13.8 | Wood-SP | 0 | 2.9 | 2 | 336mcm | 4930 | 637596 | 642526 | 0 | 0 | 0 | 0 | 0 | 0 | 0 | 0 | 0 | 0 | 0 | 0 | 0 | 0 | 0 | 0 | 0 | 0 | 0 | 0 | 12 | 1
NO |  | 159 | 2015 | 0 | 9 | 9 |  | 230 KV System |  | 0 | 0 |  | 0 | 0 | 0 |  | 14317367 | 192718183 | 207035550 | 0 | 0 | 0 | 0 | 0 | 0 | 0 | 0 | 0 | 0 | 0 | 0 | 0 | 0 | 0 | 651590794 | 0 | 0 | 0 | 0 | 12 | 1
NO |  | 159 | 2015 | 0 | 10 | 10 |  | CEC Cola Energy | Fold-in | 230 | 230 | Steel-SP | 5.88 | 0 | 1 | 1272mcm | 0 | 0 | 0 | 0 | 0 | 0 | 0 | 0 | 0 | 0 | 0 | 0 | 0 | 0 | 0 | 0 | 0 | 0 | 0 | 0 | 0 | 0 | 0 | 12 | 1
NO |  | 159 | 2015 | 0 | 11 | 11 |  | Canadys | Sumter | 230 | 230 | Wood-H | 32 | 0 | 1 | 795mcm | 0 | 0 | 0 | 0 | 0 | 0 | 0 | 0 | 0 | 0 | 0 | 0 | 0 | 0 | 0 | 0 | 0 | 0 | 0 | 0 | 0 | 0 | 0 | 12 | 1
NO |  | 159 | 2015 | 0 | 12 | 12 |  | Canadys | Faber Place #1 | 230 | 230 | Wood-H | 40.34 | 0 | 1 | 795mcm | 0 | 0 | 0 | 0 | 0 | 0 | 0 | 0 | 0 | 0 | 0 | 0 | 0 | 0 | 0 | 0 | 0 | 0 | 0 | 0 | 0 | 0 | 0 | 12 | 1
NO |  | 159 | 2015 | 0 | 13 | 13 |  | Canadys | Faber Place #2 | 230 | 230 | Wood-H | 42.8 | 0 | 1 | 795mcm | 0 | 0 | 0 | 0 | 0 | 0 | 0 | 0 | 0 | 0 | 0 | 0 | 0 | 0 | 0 | 0 | 0 | 0 | 0 | 0 | 0 | 0 | 0 | 12 | 1
NO |  | 159 | 2015 | 0 | 14 | 14 |  | Canadys | Yemassee | 230 | 230 | Wood-H | 30.3 | 0 | 1 | Various | 0 | 0 | 0 | 0 | 0 | 0 | 0 | 0 | 0 | 0 | 0 | 0 | 0 | 0 | 0 | 0 | 0 | 0 | 0 | 0 | 0 | 0 | 0 | 12 | 1
NO |  | 159 | 2015 | 0 | 15 | 15 |  | Canadys | Urquhart | 230 | 230 | Wood-H | 79.47 | 0 | 1 | 1272mcm | 0 | 0 | 0 | 0 | 0 | 0 | 0 | 0 | 0 | 0 | 0 | 0 | 0 | 0 | 0 | 0 | 0 | 0 | 0 | 0 | 0 | 0 | 0 | 12 | 1
NO |  | 159 | 2015 | 0 | 16 | 16 |  | Canadys | Graniteville-SRP | 230 | 230 | Wood-H | 0.08 | 0 | 1 | 795mcm | 0 | 0 | 0 | 0 | 0 | 0 | 0 | 0 | 0 | 0 | 0 | 0 | 0 | 0 | 0 | 0 | 0 | 0 | 0 | 0 | 0 | 0 | 0 | 12 | 1
NO |  | 159 | 2015 | 0 | 17 | 17 |  | Canadys | Williams | 230 | 230 | Steel-SP | 0.96 | 0 | 1 | 1272mcm | 0 | 0 | 0 | 0 | 0 | 0 | 0 | 0 | 0 | 0 | 0 | 0 | 0 | 0 | 0 | 0 | 0 | 0 | 0 | 0 | 0 | 0 | 0 | 12 | 1
NO |  | 159 | 2015 | 0 | 18 | 18 |  | Church Creek | Yemassee | 230 | 230 | Various | 52.1 | 0 | 1 | 1272mcm | 0 | 0 | 0 | 0 | 0 | 0 | 0 | 0 | 0 | 0 | 0 | 0 | 0 | 0 | 0 | 0 | 0 | 0 | 0 | 0 | 0 | 0 | 0 | 12 | 1
NO |  | 159 | 2015 | 0 | 19 | 19 |  | Cope | Orangeburg | 230 | 230 | Steel-SP | 22.05 | 0 | 2 | 795mcm | 0 | 0 | 0 | 0 | 0 | 0 | 0 | 0 | 0 | 0 | 0 | 0 | 0 | 0 | 0 | 0 | 0 | 0 | 0 | 0 | 0 | 0 | 0 | 12 | 1
NO |  | 159 | 2015 | 0 | 20 | 20 |  | Cope | Canadys | 230 | 230 | Steel-SP | 40.53 | 0 | 2 | 795mcm | 0 | 0 | 0 | 0 | 0 | 0 | 0 | 0 | 0 | 0 | 0 | 0 | 0 | 0 | 0 | 0 | 0 | 0 | 0 | 0 | 0 | 0 | 0 | 12 | 1
NO |  | 159 | 2015 | 0 | 21 | 21 |  | Edenwood | Denny Terrace | 230 | 230 | Wood-H | 12.16 | 0 | 1 | 1272mcm | 0 | 0 | 0 | 0 | 0 | 0 | 0 | 0 | 0 | 0 | 0 | 0 | 0 | 0 | 0 | 0 | 0 | 0 | 0 | 0 | 0 | 0 | 0 | 12 | 1
NO |  | 159 | 2015 | 0 | 22 | 22 |  | Edenwood | McMeekin | 230 | 230 | Various | 11.48 | 0 | 1 | Various | 0 | 0 | 0 | 0 | 0 | 0 | 0 | 0 | 0 | 0 | 0 | 0 | 0 | 0 | 0 | 0 | 0 | 0 | 0 | 0 | 0 | 0 | 0 | 12 | 1
NO |  | 159 | 2015 | 0 | 23 | 23 |  | Edenwood | Tie | 230 | 230 | Wood-H | 1.45 | 0 | 1 | 1272mcm | 0 | 0 | 0 | 0 | 0 | 0 | 0 | 0 | 0 | 0 | 0 | 0 | 0 | 0 | 0 | 0 | 0 | 0 | 0 | 0 | 0 | 0 | 0 | 12 | 1
NO |  | 159 | 2015 | 0 | 24 | 24 |  | Edenwood | Owens Steel | 230 | 230 | Steel-SP | 0.41 | 0 | 1 | 1272mcm | 0 | 0 | 0 | 0 | 0 | 0 | 0 | 0 | 0 | 0 | 0 | 0 | 0 | 0 | 0 | 0 | 0 | 0 | 0 | 0 | 0 | 0 | 0 | 12 | 1
NO |  | 159 | 2015 | 0 | 25 | 25 |  | Fairfield | Summer | 230 | 230 | Wood-H | 2.79 | 0 | 1 | 1272mcm | 0 | 0 | 0 | 0 | 0 | 0 | 0 | 0 | 0 | 0 | 0 | 0 | 0 | 0 | 0 | 0 | 0 | 0 | 0 | 0 | 0 | 0 | 0 | 12 | 1
NO |  | 159 | 2015 | 0 | 26 | 26 |  | Goose Creek | Ashley Phos. | 230 | 230 | Wood-H | 3.1 | 0 | 1 | 1272mcm | 0 | 0 | 0 | 0 | 0 | 0 | 0 | 0 | 0 | 0 | 0 | 0 | 0 | 0 | 0 | 0 | 0 | 0 | 0 | 0 | 0 | 0 | 0 | 12 | 1
NO |  | 159 | 2015 | 0 | 27 | 27 |  | Graniteville Sub #1 | Graniteville Sub #2 | 230 | 230 | Steel | 0.06 | 0 | 1 | 1272mcm | 0 | 0 | 0 | 0 | 0 | 0 | 0 | 0 | 0 | 0 | 0 | 0 | 0 | 0 | 0 | 0 | 0 | 0 | 0 | 0 | 0 | 0 | 0 | 12 | 1
NO |  | 159 | 2015 | 0 | 28 | 28 |  | Graniteville | Urquhart | 230 | 230 | Wood-H | 11.23 | 0 | 1 | 1272mcm | 0 | 0 | 0 | 0 | 0 | 0 | 0 | 0 | 0 | 0 | 0 | 0 | 0 | 0 | 0 | 0 | 0 | 0 | 0 | 0 | 0 | 0 | 0 | 12 | 1
NO |  | 159 | 2015 | 0 | 29 | 29 |  | Hanahan | Bushy Park | 230 | 230 | Wood-H | 10.5 | 0 | 1 | 1272mcm | 0 | 0 | 0 | 0 | 0 | 0 | 0 | 0 | 0 | 0 | 0 | 0 | 0 | 0 | 0 | 0 | 0 | 0 | 0 | 0 | 0 | 0 | 0 | 12 | 1
NO |  | 159 | 2015 | 0 | 30 | 30 |  | Hopkins | Tap | 230 | 230 | Steel-SP | 2.84 | 0 | 1 | 1272mcm | 0 | 0 | 0 | 0 | 0 | 0 | 0 | 0 | 0 | 0 | 0 | 0 | 0 | 0 | 0 | 0 | 0 | 0 | 0 | 0 | 0 | 0 | 0 | 12 | 1
NO |  | 159 | 2015 | 0 | 31 | 31 |  | Huron | Tap | 230 | 230 | Wood-H | 0.11 | 0 | 1 | 1272mcm | 0 | 0 | 0 | 0 | 0 | 0 | 0 | 0 | 0 | 0 | 0 | 0 | 0 | 0 | 0 | 0 | 0 | 0 | 0 | 0 | 0 | 0 | 0 | 12 | 1
NO |  | 159 | 2015 | 0 | 32 | 32 |  | Jasper | Yemassee#1 | 230 | 230 | Steel-SP | 39.49 | 0 | 2 | 1272mcm | 0 | 0 | 0 | 0 | 0 | 0 | 0 | 0 | 0 | 0 | 0 | 0 | 0 | 0 | 0 | 0 | 0 | 0 | 0 | 0 | 0 | 0 | 0 | 12 | 1
NO |  | 159 | 2015 | 0 | 33 | 33 |  | Jasper | Yemassee#2 | 230 | 230 | Steel-SP | 39.27 | 0 | 2 | 1272mcm | 0 | 0 | 0 | 0 | 0 | 0 | 0 | 0 | 0 | 0 | 0 | 0 | 0 | 0 | 0 | 0 | 0 | 0 | 0 | 0 | 0 | 0 | 0 | 12 | 1
NO |  | 159 | 2015 | 0 | 34 | 34 |  | Jasper | Purrysburg(Santee) | 230 | 230 | Steel-SP | 1.24 | 0 | 2 | 1272mcm | 0 | 0 | 0 | 0 | 0 | 0 | 0 | 0 | 0 | 0 | 0 | 0 | 0 | 0 | 0 | 0 | 0 | 0 | 0 | 0 | 0 | 0 | 0 | 12 | 1
NO |  | 159 | 2015 | 0 | 35 | 35 |  | Ladson | Ashley Phos. | 230 | 230 | Wood-H | 4.6 | 0 | 1 | 795mcm | 0 | 0 | 0 | 0 | 0 | 0 | 0 | 0 | 0 | 0 | 0 | 0 | 0 | 0 | 0 | 0 | 0 | 0 | 0 | 0 | 0 | 0 | 0 | 12 | 1
NO |  | 159 | 2015 | 0 | 36 | 36 |  | TOTAL |  | 0 | 0 |  | 3259.78 | 190.2 | 90 |  | 70089567 | 657568728 | 727658295 | 365391 | 5313267 | 0 | 5678658 | 0 | 0 | 0 | 0 | 0 | 0 | 0 | 0 | 0 | 0 | 0 | 0 | 0 | 0 | 0 | 0 | 12 | 1
NO |  | 159 | 2015 | 1 | 1 | 1 |  | Lake Murray | Saluda River #1 | 230 | 230 | Steel-SP | 6.38 | 0 | 2 | 1272mcm | 0 | 0 | 0 | 0 | 0 | 0 | 0 | 0 | 0 | 0 | 0 | 0 | 0 | 0 | 0 | 0 | 0 | 0 | 0 | 0 | 0 | 0 | 0 | 12 | 1
NO |  | 159 | 2015 | 1 | 2 | 2 |  | Lyles | Saluda River #1 | 230 | 230 | Steel-SP | 4.13 | 0 | 2 | 1272mcm | 0 | 0 | 0 | 0 | 0 | 0 | 0 | 0 | 0 | 0 | 0 | 0 | 0 | 0 | 0 | 0 | 0 | 0 | 0 | 0 | 0 | 0 | 0 | 12 | 1
NO |  | 159 | 2015 | 1 | 3 | 3 |  | Lyles | Saluda River #2 | 230 | 230 | Steel-SP | 0.59 | 0 | 2 | 1272mcm | 0 | 0 | 0 | 0 | 0 | 0 | 0 | 0 | 0 | 0 | 0 | 0 | 0 | 0 | 0 | 0 | 0 | 0 | 0 | 0 | 0 | 0 | 0 | 12 | 1
NO |  | 159 | 2015 | 1 | 4 | 4 |  | McMeekin | Parr | 230 | 230 | Wood-H | 16.66 | 0 | 1 | 795mcm | 0 | 0 | 0 | 0 | 0 | 0 | 0 | 0 | 0 | 0 | 0 | 0 | 0 | 0 | 0 | 0 | 0 | 0 | 0 | 0 | 0 | 0 | 0 | 12 | 1
NO |  | 159 | 2015 | 1 | 5 | 5 |  | Parr | Denny Terrace | 230 | 230 | Wood-H | 21.96 | 0 | 1 | 795mcm | 0 | 0 | 0 | 0 | 0 | 0 | 0 | 0 | 0 | 0 | 0 | 0 | 0 | 0 | 0 | 0 | 0 | 0 | 0 | 0 | 0 | 0 | 0 | 12 | 1
NO |  | 159 | 2015 | 1 | 6 | 6 |  | Parr | Duke | 230 | 230 | Tower | 0 | 10.9 | 1 | 954mcm | 0 | 0 | 0 | 0 | 0 | 0 | 0 | 0 | 0 | 0 | 0 | 0 | 0 | 0 | 0 | 0 | 0 | 0 | 0 | 0 | 0 | 0 | 0 | 12 | 1
NO |  | 159 | 2015 | 1 | 7 | 7 |  | Pepperhill | Mateeba | 230 | 230 | Wood-H | 7.1 | 0 | 1 | 795mcm | 0 | 0 | 0 | 0 | 0 | 0 | 0 | 0 | 0 | 0 | 0 | 0 | 0 | 0 | 0 | 0 | 0 | 0 | 0 | 0 | 0 | 0 | 0 | 12 | 1
NO |  | 159 | 2015 | 1 | 8 | 8 |  | Pineland | Denny Terrace | 230 | 230 | Steel-SP | 8.46 | 0 | 2 | 1272mcm | 0 | 0 | 0 | 0 | 0 | 0 | 0 | 0 | 0 | 0 | 0 | 0 | 0 | 0 | 0 | 0 | 0 | 0 | 0 | 0 | 0 | 0 | 0 | 12 | 1
NO |  | 159 | 2015 | 1 | 9 | 9 |  | St. George | Ladson | 230 | 230 | Wood-H | 33 | 0 | 1 | 795mcm | 0 | 0 | 0 | 0 | 0 | 0 | 0 | 0 | 0 | 0 | 0 | 0 | 0 | 0 | 0 | 0 | 0 | 0 | 0 | 0 | 0 | 0 | 0 | 12 | 1
NO |  | 159 | 2015 | 1 | 10 | 10 |  | St. George | Williams | 230 | 230 | Steel-SP | 0.97 | 0 | 1 | 1272mcm | 0 | 0 | 0 | 0 | 0 | 0 | 0 | 0 | 0 | 0 | 0 | 0 | 0 | 0 | 0 | 0 | 0 | 0 | 0 | 0 | 0 | 0 | 0 | 12 | 1
NO |  | 159 | 2015 | 1 | 11 | 11 |  | Summer | Denny Terrace | 230 | 230 | Wood-H | 4.53 | 0 | 1 | 1272mcm | 0 | 0 | 0 | 0 | 0 | 0 | 0 | 0 | 0 | 0 | 0 | 0 | 0 | 0 | 0 | 0 | 0 | 0 | 0 | 0 | 0 | 0 | 0 | 12 | 1
NO |  | 159 | 2015 | 1 | 12 | 12 |  | Summer | Parr #1 | 230 | 230 | Wood-H | 2.38 | 0 | 1 | 1272mcm | 0 | 0 | 0 | 0 | 0 | 0 | 0 | 0 | 0 | 0 | 0 | 0 | 0 | 0 | 0 | 0 | 0 | 0 | 0 | 0 | 0 | 0 | 0 | 12 | 1
NO |  | 159 | 2015 | 1 | 13 | 13 |  | Summer | Parr #2 | 230 | 230 | Wood-H | 2.26 | 0 | 1 | 1272mcm | 0 | 0 | 0 | 0 | 0 | 0 | 0 | 0 | 0 | 0 | 0 | 0 | 0 | 0 | 0 | 0 | 0 | 0 | 0 | 0 | 0 | 0 | 0 | 12 | 1
NO |  | 159 | 2015 | 1 | 14 | 14 |  | Summer | Graniteville | 230 | 230 | Wood-H | 63.26 | 0 | 1 | 1272mcm | 0 | 0 | 0 | 0 | 0 | 0 | 0 | 0 | 0 | 0 | 0 | 0 | 0 | 0 | 0 | 0 | 0 | 0 | 0 | 0 | 0 | 0 | 0 | 12 | 1
NO |  | 159 | 2015 | 1 | 15 | 15 |  | Summer | Pineland | 230 | 230 | Wood-H | 26.83 | 0 | 1 | 1272mcm | 0 | 0 | 0 | 0 | 0 | 0 | 0 | 0 | 0 | 0 | 0 | 0 | 0 | 0 | 0 | 0 | 0 | 0 | 0 | 0 | 0 | 0 | 0 | 12 | 1
NO |  | 159 | 2015 | 1 | 16 | 16 |  | Summer | Denny Terrace | 230 | 230 | Wood-H | 26.26 | 0 | 1 | 1272mcm | 0 | 0 | 0 | 0 | 0 | 0 | 0 | 0 | 0 | 0 | 0 | 0 | 0 | 0 | 0 | 0 | 0 | 0 | 0 | 0 | 0 | 0 | 0 | 12 | 1
NO |  | 159 | 2015 | 1 | 17 | 17 |  | Summerville | Tap | 230 | 230 | Wood-H | 0 | 0.08 | 1 | 1272mcm | 0 | 0 | 0 | 0 | 0 | 0 | 0 | 0 | 0 | 0 | 0 | 0 | 0 | 0 | 0 | 0 | 0 | 0 | 0 | 0 | 0 | 0 | 0 | 12 | 1
NO |  | 159 | 2015 | 1 | 18 | 18 |  | Timberlake | Tap | 230 | 230 | Wood-SP | 8.41 | 0 | 1 | 1272mcm | 0 | 0 | 0 | 0 | 0 | 0 | 0 | 0 | 0 | 0 | 0 | 0 | 0 | 0 | 0 | 0 | 0 | 0 | 0 | 0 | 0 | 0 | 0 | 12 | 1
NO |  | 159 | 2015 | 1 | 19 | 19 |  | Urquhart | Fold-in | 230 | 230 | Steel-H | 9.55 | 0 | 1 | 1272mcm | 0 | 0 | 0 | 0 | 0 | 0 | 0 | 0 | 0 | 0 | 0 | 0 | 0 | 0 | 0 | 0 | 0 | 0 | 0 | 0 | 0 | 0 | 0 | 12 | 1
NO |  | 159 | 2015 | 1 | 20 | 20 |  | VCS1 | Killian | 230 | 230 | Steel-SP | 3.36 | 0 | 1 | 1272mcm | 0 | 0 | 0 | 0 | 0 | 0 | 0 | 0 | 0 | 0 | 0 | 0 | 0 | 0 | 0 | 0 | 0 | 0 | 0 | 0 | 0 | 0 | 0 | 12 | 1
NO |  | 159 | 2015 | 1 | 21 | 21 |  | VCS1 | Killian | 230 | 230 | Steel-SP | 38.66 | 0 | 2 | 1272mcm | 0 | 0 | 0 | 0 | 0 | 0 | 0 | 0 | 0 | 0 | 0 | 0 | 0 | 0 | 0 | 0 | 0 | 0 | 0 | 0 | 0 | 0 | 0 | 12 | 1
NO |  | 159 | 2015 | 1 | 22 | 22 |  | VCS2 | Lake Murray #1 | 230 | 230 | Steel-SP | 0 | 20.53 | 2 | 1272mcm | 0 | 0 | 0 | 0 | 0 | 0 | 0 | 0 | 0 | 0 | 0 | 0 | 0 | 0 | 0 | 0 | 0 | 0 | 0 | 0 | 0 | 0 | 0 | 12 | 1
NO |  | 159 | 2015 | 1 | 23 | 23 |  | Vogtle | SRP | 230 | 230 | Steel-H | 17.1 | 0 | 1 | 795mcm | 0 | 0 | 0 | 0 | 0 | 0 | 0 | 0 | 0 | 0 | 0 | 0 | 0 | 0 | 0 | 0 | 0 | 0 | 0 | 0 | 0 | 0 | 0 | 12 | 1
NO |  | 159 | 2015 | 1 | 24 | 24 |  | Ward | Tie | 230 | 230 | Wood-H | 0.07 | 0 | 1 | 1272mcm | 0 | 0 | 0 | 0 | 0 | 0 | 0 | 0 | 0 | 0 | 0 | 0 | 0 | 0 | 0 | 0 | 0 | 0 | 0 | 0 | 0 | 0 | 0 | 12 | 1
NO |  | 159 | 2015 | 1 | 25 | 25 |  | Wateree | Denny Terrace | 230 | 230 | Wood-H | 29.94 | 0 | 1 | Various | 0 | 0 | 0 | 0 | 0 | 0 | 0 | 0 | 0 | 0 | 0 | 0 | 0 | 0 | 0 | 0 | 0 | 0 | 0 | 0 | 0 | 0 | 0 | 12 | 1
NO |  | 159 | 2015 | 1 | 26 | 26 |  | Wateree | Edenwood | 230 | 230 | Wood-H | 27.8 | 0 | 1 | 1272mcm | 0 | 0 | 0 | 0 | 0 | 0 | 0 | 0 | 0 | 0 | 0 | 0 | 0 | 0 | 0 | 0 | 0 | 0 | 0 | 0 | 0 | 0 | 0 | 12 | 1
NO |  | 159 | 2015 | 1 | 27 | 27 |  | Wateree | Sumter | 230 | 230 | Wood-H | 0.86 | 0 | 1 | 1272mcm | 0 | 0 | 0 | 0 | 0 | 0 | 0 | 0 | 0 | 0 | 0 | 0 | 0 | 0 | 0 | 0 | 0 | 0 | 0 | 0 | 0 | 0 | 0 | 12 | 1
NO |  | 159 | 2015 | 1 | 28 | 28 |  | Wateree | St. George | 230 | 230 | Wood-H | 45.6 | 0 | 1 | 1272mcm | 0 | 0 | 0 | 0 | 0 | 0 | 0 | 0 | 0 | 0 | 0 | 0 | 0 | 0 | 0 | 0 | 0 | 0 | 0 | 0 | 0 | 0 | 0 | 12 | 1
NO |  | 159 | 2015 | 1 | 29 | 29 |  | Wateree | Pineland | 230 | 230 | Wood-H | 38.18 | 0 | 1 | 1272mcm | 0 | 0 | 0 | 0 | 0 | 0 | 0 | 0 | 0 | 0 | 0 | 0 | 0 | 0 | 0 | 0 | 0 | 0 | 0 | 0 | 0 | 0 | 0 | 12 | 1
NO |  | 159 | 2015 | 1 | 30 | 30 |  | Wateree | Hercules | 230 | 230 | Wood-H | 0.45 | 0 | 1 | 1272mcm | 0 | 0 | 0 | 0 | 0 | 0 | 0 | 0 | 0 | 0 | 0 | 0 | 0 | 0 | 0 | 0 | 0 | 0 | 0 | 0 | 0 | 0 | 0 | 12 | 1
NO |  | 159 | 2015 | 1 | 31 | 31 |  | Wateree | Orangeburg | 230 | 230 | Wood-H | 27.1 | 0 | 1 | 795mcm | 0 | 0 | 0 | 0 | 0 | 0 | 0 | 0 | 0 | 0 | 0 | 0 | 0 | 0 | 0 | 0 | 0 | 0 | 0 | 0 | 0 | 0 | 0 | 12 | 1
NO |  | 159 | 2015 | 1 | 32 | 32 |  | Wateree-Edenwood | Columbia | 230 | 230 | Steel-H | 0 | 2.95 | 2 | 1272mcm | 0 | 0 | 0 | 0 | 0 | 0 | 0 | 0 | 0 | 0 | 0 | 0 | 0 | 0 | 0 | 0 | 0 | 0 | 0 | 0 | 0 | 0 | 0 | 12 | 1
NO |  | 159 | 2015 | 1 | 33 | 33 |  | Williams | Wateree | 230 | 230 | Wood-H | 10.3 | 0 | 1 | 1272mcm | 0 | 0 | 0 | 0 | 0 | 0 | 0 | 0 | 0 | 0 | 0 | 0 | 0 | 0 | 0 | 0 | 0 | 0 | 0 | 0 | 0 | 0 | 0 | 12 | 1
NO |  | 159 | 2015 | 1 | 34 | 34 |  | Williams | Canadys | 230 | 230 | Wood-H | 9.6 | 0.7 | 1 | 1272mcm | 0 | 0 | 0 | 0 | 0 | 0 | 0 | 0 | 0 | 0 | 0 | 0 | 0 | 0 | 0 | 0 | 0 | 0 | 0 | 0 | 0 | 0 | 0 | 12 | 1
NO |  | 159 | 2015 | 1 | 35 | 35 |  | Williams | Faber Place #1 | 230 | 230 | Steel-SP | 0.53 | 0 | 2 | 1272mcm | 0 | 0 | 0 | 0 | 0 | 0 | 0 | 0 | 0 | 0 | 0 | 0 | 0 | 0 | 0 | 0 | 0 | 0 | 0 | 0 | 0 | 0 | 0 | 12 | 1
NO |  | 159 | 2015 | 2 | 1 | 1 |  | Williams | Faber Place #2 | 230 | 230 | Tower-H | 13.65 | 6.71 | 2 | 1272mcm | 0 | 0 | 0 | 0 | 0 | 0 | 0 | 0 | 0 | 0 | 0 | 0 | 0 | 0 | 0 | 0 | 0 | 0 | 0 | 0 | 0 | 0 | 0 | 12 | 1
NO |  | 159 | 2015 | 2 | 2 | 2 |  | Williams | Tie | 230 | 230 | Concrete | 0.08 | 0 | 1 | 1272mcm | 0 | 0 | 0 | 0 | 0 | 0 | 0 | 0 | 0 | 0 | 0 | 0 | 0 | 0 | 0 | 0 | 0 | 0 | 0 | 0 | 0 | 0 | 0 | 12 | 1
NO |  | 159 | 2015 | 2 | 3 | 3 |  | Williams | DuPont | 230 | 230 | Wood-H | 6.6 | 0 | 1 | 1272mcm | 0 | 0 | 0 | 0 | 0 | 0 | 0 | 0 | 0 | 0 | 0 | 0 | 0 | 0 | 0 | 0 | 0 | 0 | 0 | 0 | 0 | 0 | 0 | 12 | 1
NO |  | 159 | 2015 | 2 | 4 | 4 |  | Yemassee | Burton | 230 | 230 | Steel-SP | 21.31 | 0 | 2 | 1272mcm | 0 | 0 | 0 | 0 | 0 | 0 | 0 | 0 | 0 | 0 | 0 | 0 | 0 | 0 | 0 | 0 | 0 | 0 | 0 | 0 | 0 | 0 | 0 | 12 | 1
NO |  | 159 | 2015 | 2 | 5 | 5 |  | Yemassee | Santee | 230 | 230 | Wood-H | 2.93 | 0 | 2 | 1272mcm | 0 | 0 | 0 | 0 | 0 | 0 | 0 | 0 | 0 | 0 | 0 | 0 | 0 | 0 | 0 | 0 | 0 | 0 | 0 | 0 | 0 | 0 | 0 | 12 | 1
NO |  | 159 | 2015 | 2 | 6 | 6 |  | Underground |  | 0 | 0 |  | 0 | 0 | 0 |  | 0 | 0 | 0 | 0 | 0 | 0 | 0 | 0 | 0 | 0 | 0 | 0 | 0 | 0 | 0 | 0 | 0 | 0 | 0 | 0 | 0 | 0 | 0 | 12 | 1
SI/NO | A | 159 | 2015 | 2 | 7 | 7 |  | 33 KV System |  | 0 | 0 |  | 0.23 | 0 | 2 | 250mcm | 0 | 16443 | 16443 | 0 | 0 | 0 | 299.2399 | 0 | 0 | 0 | 0 | 0 | 0 | 0 | 0 | 0 | 0 | 0 | 0 | 0 | 0 | 0 | 0 | 12 | 1
SI/NO | A | 159 | 2015 | 2 | 8 | 8 |  | 46 KV System |  | 0 | 0 |  | 0.9 | 0 | 1 | 750mcm | 0 | 1620606 | 1620606 | 0 | 0 | 0 | 29492.7949 | 0 | 0 | 0 | 0 | 0 | 0 | 0 | 0 | 0 | 0 | 0 | 0 | 0 | 0 | 0 | 0 | 12 | 1
SI/NO | A | 159 | 2015 | 2 | 9 | 9 |  | 115 KV System |  | 0 | 0 |  | 19.88 | 0 | 1 | 2250kcm | 18937735 | 81777704 | 100715439 | 0 | 0 | 0 | 1832882.133 | 0 | 0 | 0 | 0 | 0 | 0 | 0 | 0 | 0 | 0 | 0 | 0 | 0 | 0 | 0 | 0 | 12 | 1
NO |  | 159 | 2015 | 2 | 10 | 10 |  |  |  | 0 | 0 |  | 0 | 0 | 0 |  | 0 | 0 | 0 | 365391 | 5313267 | 0 | 5678658 | 651590804 | 0 | 0 | 0 | 0 | 0 | 0 | 0 | 0 | 0 | 0 | 0 | 651590726 | 651590727 | 0 | 0 | 12 | 1
NO |  | 161 | 2015 | 0 | 1 | 1 |  | 800 KV Lines |  | 0 | 0 |  | 0 | 0 | 0 |  | 0 | 0 | 0 | 0 | 0 | 0 | 0 | 0 | 0 | 0 | 0 | 0 | 0 | 0 | 0 | 0 | 0 | 0 | 0 | 0 | 0 | 0 | 0 | 12 | 1
NO |  | 161 | 2015 | 0 | 3 | 3 |  | Sylmar | Celilo (CA) | 800 | 800 | Steel Tower | 168.09 | 0 | 2 |  | 136841 | 43995027 | 44131868 | 0 | 0 | 0 | 0 | 0 | 0 | 0 | 0 | 0 | 0 | 0 | 0 | 0 | 0 | 0 | 0 | 0 | 0 | 0 | 0 | 12 | 1
NO |  | 161 | 2015 | 0 | 4 | 4 |  | Sylmar | Celilo (NV) | 800 | 800 | Steel Tower | 144.86 | 0 | 1 |  | 668871 | 13330576 | 13999447 | 0 | 0 | 0 | 0 | 0 | 0 | 0 | 0 | 0 | 0 | 0 | 0 | 0 | 0 | 0 | 0 | 0 | 0 | 0 | 0 | 12 | 1
NO |  | 161 | 2015 | 0 | 6 | 6 |  | 500 KV Lines |  | 0 | 0 |  | 0 | 0 | 0 |  | 0 | 0 | 0 | 0 | 0 | 0 | 0 | 0 | 0 | 0 | 0 | 0 | 0 | 0 | 0 | 0 | 0 | 0 | 0 | 0 | 0 | 0 | 0 | 12 | 1
NO |  | 161 | 2015 | 0 | 8 | 8 |  | Midway | Vincent #1 &2 | 500 | 500 | Steel Tower | 225.49 | 0 | 2 |  | 3706358 | 43901203 | 47607561 | 56243 | 156835 | 0 | 213078 | 0 | 0 | 0 | 0 | 0 | 0 | 0 | 0 | 0 | 0 | 0 | 0 | 0 | 0 | 0 | 0 | 12 | 1
NO |  | 161 | 2015 | 0 | 9 | 9 |  | Lugo | Vincent #1 & #2 | 500 | 500 | Steel Tower | 94.39 | 0 | 2 |  | 1751357 | 15558393 | 17309750 | 4665 | 83369 | 0 | 88034 | 0 | 0 | 0 | 0 | 0 | 0 | 0 | 0 | 0 | 0 | 0 | 0 | 0 | 0 | 0 | 0 | 12 | 1
NO |  | 161 | 2015 | 0 | 10 | 10 |  | Lugo | Mohave (NV) | 500 | 500 | Steel Tower | 9.85 | 0 | 1 |  | 177040 | 1989137 | 2166177 | 0 | 0 | 0 | 0 | 0 | 0 | 0 | 0 | 0 | 0 | 0 | 0 | 0 | 0 | 0 | 0 | 0 | 0 | 0 | 0 | 12 | 1
NO |  | 161 | 2015 | 0 | 11 | 11 |  | El Dorado | Lugo (CA) | 500 | 500 | Steel Tower | 150.67 | 0 | 1 |  | 1448120 | 27778980 | 29227100 | 466 | 0 | 0 | 466 | 0 | 0 | 0 | 0 | 0 | 0 | 0 | 0 | 0 | 0 | 0 | 0 | 0 | 0 | 0 | 0 | 12 | 1
NO |  | 161 | 2015 | 0 | 12 | 12 |  | El Dorado | Lugo (NV) | 500 | 500 | Steel Tower | 26.51 | 0 | 1 |  | 36677 | 6442413 | 6479090 | 2747 | 60 | 0 | 2807 | 0 | 0 | 0 | 0 | 0 | 0 | 0 | 0 | 0 | 0 | 0 | 0 | 0 | 0 | 0 | 0 | 12 | 1
NO |  | 161 | 2015 | 0 | 13 | 13 |  | Lugo | Mira Loma #1-3 | 500 | 500 | Steel Tower | 83.09 | 13.41 | 3 |  | 10183519 | 45604959 | 55788478 | 26802 | 229942 | 2700 | 259444 | 0 | 0 | 0 | 0 | 0 | 0 | 0 | 0 | 0 | 0 | 0 | 0 | 0 | 0 | 0 | 0 | 12 | 1
NO |  | 161 | 2015 | 0 | 14 | 14 |  | Lugo | Mohave (CA) | 500 | 500 | Steel Tower | 165.96 | 0 | 1 |  | 607445 | 26033347 | 26640792 | 0 | 350849 | 0 | 350849 | 0 | 0 | 0 | 0 | 0 | 0 | 0 | 0 | 0 | 0 | 0 | 0 | 0 | 0 | 0 | 0 | 12 | 1
NO |  | 161 | 2015 | 0 | 15 | 15 |  | El Dorado | Mohave (NV)(c) | 500 | 500 | Steel Tower | 19.93 | 0 | 1 |  | 132115 | 4109597 | 4241712 | 6167 | 475284 | 0 | 481451 | 0 | 0 | 0 | 0 | 0 | 0 | 0 | 0 | 0 | 0 | 0 | 0 | 0 | 0 | 0 | 0 | 12 | 1
NO |  | 161 | 2015 | 0 | 16 | 16 |  | El Dorado | Border (NV) | 500 | 500 | Steel Tower | 29.65 | 0 | 1 |  | 151231 | 4693851 | 4845082 | 1612 | 204858 | 0 | 206470 | 0 | 0 | 0 | 0 | 0 | 0 | 0 | 0 | 0 | 0 | 0 | 0 | 0 | 0 | 0 | 0 | 12 | 1
NO |  | 161 | 2015 | 0 | 17 | 17 |  | Mira Loma | Serrano | 500 | 500 | Steel Tower | 26.98 | 1.77 | 2 |  | 1948874 | 28057506 | 30006380 | 28053 | 1422447 | 22487 | 1472987 | 0 | 0 | 0 | 0 | 0 | 0 | 0 | 0 | 0 | 0 | 0 | 0 | 0 | 0 | 0 | 0 | 12 | 1
NO |  | 161 | 2015 | 0 | 18 | 18 |  | Lugo | Victorville | 500 | 500 | Steel Tower | 7.57 | 0 | 1 |  | 748912 | 2292131 | 3041043 | 2924 | 89950 | 0 | 92874 | 0 | 0 | 0 | 0 | 0 | 0 | 0 | 0 | 0 | 0 | 0 | 0 | 0 | 0 | 0 | 0 | 12 | 1
NO |  | 161 | 2015 | 0 | 19 | 19 |  | Midway | Vincent #3 | 500 | 500 | Steel Tower | 52.62 | 0 | 1 |  | 6016150 | 28215457 | 34231607 | 89537 | 984405 | 88922 | 1162864 | 0 | 0 | 0 | 0 | 0 | 0 | 0 | 0 | 0 | 0 | 0 | 0 | 0 | 0 | 0 | 0 | 12 | 1
NO |  | 161 | 2015 | 0 | 20 | 20 |  | Devers | Palo Verde (CA) | 500 | 500 | Steel Tower | 126.45 | 0 | 1 |  | 15243707 | 423875836 | 439119543 | 0 | 2252 | 0 | 2252 | 0 | 0 | 0 | 0 | 0 | 0 | 0 | 0 | 0 | 0 | 0 | 0 | 0 | 0 | 0 | 0 | 12 | 1
NO |  | 161 | 2015 | 0 | 21 | 21 |  | Devers | Palo Verde (AZ) | 500 | 500 | Steel Tower | 112.05 | 0 | 1 |  | 1340955 | 45869950 | 47210905 | 6126 | 77753 | 352236 | 436115 | 0 | 0 | 0 | 0 | 0 | 0 | 0 | 0 | 0 | 0 | 0 | 0 | 0 | 0 | 0 | 0 | 12 | 1
NO |  | 161 | 2015 | 0 | 22 | 22 |  | Devers | Valley | 500 | 500 | Steel Tower | 41.6 | 0 | 1 |  | 26409426 | 268717237 | 295126663 | 186802 | 1048276 | 106585 | 1341663 | 0 | 0 | 0 | 0 | 0 | 0 | 0 | 0 | 0 | 0 | 0 | 0 | 0 | 0 | 0 | 0 | 12 | 1
NO |  | 161 | 2015 | 0 | 23 | 23 |  | Serrano | Valley | 500 | 500 | Steel Tower | 40.52 | 0 | 1 |  | 5495635 | 38707529 | 44203164 | 19563 | 737699 | 0 | 757262 | 0 | 0 | 0 | 0 | 0 | 0 | 0 | 0 | 0 | 0 | 0 | 0 | 0 | 0 | 0 | 0 | 12 | 1
NO |  | 161 | 2015 | 0 | 25 | 25 |  | 220 KV Lines |  | 0 | 0 |  | 0 | 0 | 0 |  | 0 | 0 | 0 | 0 | 0 | 0 | 0 | 0 | 0 | 0 | 0 | 0 | 0 | 0 | 0 | 0 | 0 | 0 | 0 | 0 | 0 | 0 | 0 | 12 | 1
NO |  | 161 | 2015 | 0 | 27 | 27 |  | Pardee | Sylmar #1 & #2 | 220 | 220 | Steel Tower | 6.53 | 6.47 | 2 |  | 225218 | 1175663 | 1400881 | 61668 | 1055773 | 161945 | 1279386 | 0 | 0 | 0 | 0 | 0 | 0 | 0 | 0 | 0 | 0 | 0 | 0 | 0 | 0 | 0 | 0 | 12 | 1
NO |  | 161 | 2015 | 0 | 28 | 28 |  | Eagle Rock | Sylmar | 220 | 220 | Steel Tower | 0.04 | 1.75 | 1 |  | 186657 | 276517 | 463174 | 3211 | 122625 | 1858580 | 1984416 | 0 | 0 | 0 | 0 | 0 | 0 | 0 | 0 | 0 | 0 | 0 | 0 | 0 | 0 | 0 | 0 | 12 | 1
NO |  | 161 | 2015 | 0 | 29 | 29 |  | Pardee | Vincent #4 | 220 | 220 | Steel Tower | 7.35 | 0 | 2 |  | 145317 | 521234 | 666551 | 0 | 0 | 0 | 0 | 0 | 0 | 0 | 0 | 0 | 0 | 0 | 0 | 0 | 0 | 0 | 0 | 0 | 0 | 0 | 0 | 12 | 1
NO |  | 161 | 2015 | 0 | 30 | 30 |  | Pardee | Vincent #2 | 220 | 220 | Steel Tower | 2.74 | 0 | 1 |  | 33954 | 1169080 | 1203034 | 0 | 0 | 0 | 0 | 0 | 0 | 0 | 0 | 0 | 0 | 0 | 0 | 0 | 0 | 0 | 0 | 0 | 0 | 0 | 0 | 12 | 1
NO |  | 161 | 2015 | 0 | 31 | 31 |  | Rio Hondo | Vincent #2 | 220 | 220 | Steel Tower | 4.42 | 0 | 1 |  | 72932 | 576910 | 649842 | 0 | 0 | 0 | 0 | 0 | 0 | 0 | 0 | 0 | 0 | 0 | 0 | 0 | 0 | 0 | 0 | 0 | 0 | 0 | 0 | 12 | 1
NO |  | 161 | 2015 | 0 | 32 | 32 |  | Pardee | Various | 220 | 220 | Steel Tower | 319.41 | 34.87 | 20 |  | 2601693 | 55216841 | 57818534 | 18496 | 830110 | 0 | 848606 | 0 | 0 | 0 | 0 | 0 | 0 | 0 | 0 | 0 | 0 | 0 | 0 | 0 | 0 | 0 | 0 | 12 | 1
NO |  | 161 | 2015 | 0 | 33 | 33 |  | Cogen/Renew. Energy | Various | 220 | 220 | Steel Tower | 3.57 | 4.85 | 6 |  | 1466128 | 7904007 | 9370135 | 5693 | 258245 | 112116 | 376054 | 0 | 0 | 0 | 0 | 0 | 0 | 0 | 0 | 0 | 0 | 0 | 0 | 0 | 0 | 0 | 0 | 12 | 1
NO |  | 161 | 2015 | 0 | 34 | 34 |  | Devers | Various | 220 | 220 | Steel Tower | 127 | 16.69 | 10 |  | 4034874 | 62111034 | 66145908 | 7498 | 56726 | 0 | 64224 | 0 | 0 | 0 | 0 | 0 | 0 | 0 | 0 | 0 | 0 | 0 | 0 | 0 | 0 | 0 | 0 | 12 | 1
NO |  | 161 | 2015 | 0 | 35 | 35 |  | Antelope | Various | 220 | 220 | Steel Tower | 255.3 | 15.49 | 10 |  | 82741114 | 203516750 | 286257864 | 29271 | 214891 | 101 | 244263 | 0 | 0 | 0 | 0 | 0 | 0 | 0 | 0 | 0 | 0 | 0 | 0 | 0 | 0 | 0 | 0 | 12 | 1
NO |  | 161 | 2015 | 0 | 36 | 36 |  | TOTAL |  | 0 | 0 |  | 9916.41 | 2395.58 | 1183 |  | 327216957 | 3538723052 | 3865940009 | 3515146 | 28822074 | 7995130 | 40332350 | 0 | 0 | 0 | 0 | 0 | 0 | 0 | 0 | 0 | 0 | 0 | 0 | 0 | 0 | 0 | 0 | 12 | 1
NO |  | 161 | 2015 | 1 | 1 | 1 |  | Chino | Various | 220 | 220 | Steel Tower | 85.39 | 83.81 | 5 |  | 8522121 | 32853711 | 41375832 | 272843 | 2373187 | 6915 | 2652945 | 0 | 0 | 0 | 0 | 0 | 0 | 0 | 0 | 0 | 0 | 0 | 0 | 0 | 0 | 0 | 0 | 12 | 1
NO |  | 161 | 2015 | 1 | 2 | 2 |  | Coachella Valley | Devers | 220 | 220 | Steel Tower | 0.1 | 0.28 | 1 |  | 0 | 0 | 0 | 0 | 0 | 0 | 0 | 0 | 0 | 0 | 0 | 0 | 0 | 0 | 0 | 0 | 0 | 0 | 0 | 0 | 0 | 0 | 0 | 12 | 1
NO |  | 161 | 2015 | 1 | 3 | 3 |  | Big Creek #3 | Big Creek #4 | 220 | 220 | Steel Tower | 5.79 | 0 | 1 |  | 31372 | 418220 | 449592 | 11662 | 10187 | 0 | 21849 | 0 | 0 | 0 | 0 | 0 | 0 | 0 | 0 | 0 | 0 | 0 | 0 | 0 | 0 | 0 | 0 | 12 | 1
NO |  | 161 | 2015 | 1 | 4 | 4 |  | Big Creek #3 | Springville | 220 | 220 | Steel Tower | 128.32 | 0 | 2 |  | 1424549 | 4569157 | 5993706 | 88415 | 570945 | 18037 | 677397 | 0 | 0 | 0 | 0 | 0 | 0 | 0 | 0 | 0 | 0 | 0 | 0 | 0 | 0 | 0 | 0 | 12 | 1
NO |  | 161 | 2015 | 1 | 5 | 5 |  | Laguna Bell | Various | 220 | 220 | Steel Tower | 89.57 | 39.98 | 13 |  | 3514705 | 24556982 | 28071687 | 9559 | 13713 | 1531 | 24803 | 0 | 0 | 0 | 0 | 0 | 0 | 0 | 0 | 0 | 0 | 0 | 0 | 0 | 0 | 0 | 0 | 12 | 1
NO |  | 161 | 2015 | 1 | 6 | 6 |  | Hinson | Various | 220 | 220 | Steel Tower | 15.3 | 11.77 | 4 |  | 1634441 | 6758309 | 8392750 | 310170 | 2710343 | 2197493 | 5218006 | 0 | 0 | 0 | 0 | 0 | 0 | 0 | 0 | 0 | 0 | 0 | 0 | 0 | 0 | 0 | 0 | 12 | 1
NO |  | 161 | 2015 | 1 | 7 | 7 |  | El Nido | Various | 220 | 220 | Steel Tower | 57.52 | 33.89 | 13 |  | 3608110 | 21798813 | 25406923 | 13108 | 15068 | 27965 | 56141 | 0 | 0 | 0 | 0 | 0 | 0 | 0 | 0 | 0 | 0 | 0 | 0 | 0 | 0 | 0 | 0 | 12 | 1
NO |  | 161 | 2015 | 1 | 8 | 8 |  | Pisgah #1-2 | Various | 220 | 220 | Steel Tower | 305.18 | 0 | 5 |  | 1156399 | 8535802 | 9692201 | 22532 | 278220 | 17533 | 318285 | 0 | 0 | 0 | 0 | 0 | 0 | 0 | 0 | 0 | 0 | 0 | 0 | 0 | 0 | 0 | 0 | 12 | 1
NO |  | 161 | 2015 | 1 | 9 | 9 |  | Mira Loma | Various | 220 | 220 | Steel Tower | 89.75 | 66 | 16 |  | 5792326 | 33626483 | 39418809 | 600347 | 3259854 | 855399 | 4715600 | 0 | 0 | 0 | 0 | 0 | 0 | 0 | 0 | 0 | 0 | 0 | 0 | 0 | 0 | 0 | 0 | 12 | 1
NO |  | 161 | 2015 | 1 | 10 | 10 |  | Center | Various | 220 | 220 | Steel Tower | 83.57 | 54.08 | 9 |  | 2972925 | 38824630 | 41797555 | 19176 | 509106 | 0 | 528282 | 0 | 0 | 0 | 0 | 0 | 0 | 0 | 0 | 0 | 0 | 0 | 0 | 0 | 0 | 0 | 0 | 12 | 1
NO |  | 161 | 2015 | 1 | 11 | 11 |  | Alamitos | Various | 220 | 220 | Steel Tower | 84.63 | 40.04 | 14 |  | 4303370 | 16851707 | 21155077 | 7732 | 413031 | 0 | 420763 | 0 | 0 | 0 | 0 | 0 | 0 | 0 | 0 | 0 | 0 | 0 | 0 | 0 | 0 | 0 | 0 | 12 | 1
NO |  | 161 | 2015 | 1 | 12 | 12 |  | Big Creek #4 | Magunden | 220 | 220 | Steel Tower | 135.41 | 0 | 2 |  | 425481 | 4260104 | 4685585 | 2222 | 97225 | 0 | 99447 | 0 | 0 | 0 | 0 | 0 | 0 | 0 | 0 | 0 | 0 | 0 | 0 | 0 | 0 | 0 | 0 | 12 | 1
NO |  | 161 | 2015 | 1 | 13 | 13 |  | Moorpark | Various | 220 | 220 | Steel Tower | 221.67 | 193.08 | 15 |  | 13259439 | 47947964 | 61207403 | 0 | 0 | 0 | 0 | 0 | 0 | 0 | 0 | 0 | 0 | 0 | 0 | 0 | 0 | 0 | 0 | 0 | 0 | 0 | 0 | 12 | 1
NO |  | 161 | 2015 | 1 | 14 | 14 |  | Cima | Pisgah (NV) | 220 | 220 | Steel Tower | 84.46 | 0.63 | 4 |  | 25048 | 1197458 | 1222506 | 0 | 0 | 0 | 0 | 0 | 0 | 0 | 0 | 0 | 0 | 0 | 0 | 0 | 0 | 0 | 0 | 0 | 0 | 0 | 0 | 12 | 1
NO |  | 161 | 2015 | 1 | 15 | 15 |  | Kramer | Various | 220 | 220 | Steel Tower | 153.63 | 101.99 | 6 |  | 2332963 | 19340934 | 21673897 | 762401 | 3203698 | 27708 | 3993807 | 0 | 0 | 0 | 0 | 0 | 0 | 0 | 0 | 0 | 0 | 0 | 0 | 0 | 0 | 0 | 0 | 12 | 1
NO |  | 161 | 2015 | 1 | 16 | 16 |  | El Dorado | Meade (NV) (D) | 220 | 220 | Steel Tower | 16.76 | 0 | 2 |  | 11017 | 1261083 | 1272100 | 12111 | 39006 | 644248 | 695365 | 0 | 0 | 0 | 0 | 0 | 0 | 0 | 0 | 0 | 0 | 0 | 0 | 0 | 0 | 0 | 0 | 12 | 1
NO |  | 161 | 2015 | 1 | 17 | 17 |  | Pardee | Vincent #2 | 220 | 220 | Steel Tower | 27.48 | 0 | 1 |  | 4029224 | 8070532 | 12099756 | 0 | -4049 | 0 | -4049 | 0 | 0 | 0 | 0 | 0 | 0 | 0 | 0 | 0 | 0 | 0 | 0 | 0 | 0 | 0 | 0 | 12 | 1
NO |  | 161 | 2015 | 1 | 18 | 18 |  | Pearblossom | Vincent | 220 | 220 | Wood-H Frame | 13.13 | 0 | 1 |  | 332719 | 1198247 | 1530966 | 4616 | 276345 | 71505 | 352466 | 0 | 0 | 0 | 0 | 0 | 0 | 0 | 0 | 0 | 0 | 0 | 0 | 0 | 0 | 0 | 0 | 12 | 1
NO |  | 161 | 2015 | 1 | 19 | 19 |  | Ellis | Santiago #1 & #2 | 220 | 220 | Steel Tower | 14.93 | 14.56 | 3 |  | 12058070 | 11710845 | 23768915 | 9633 | 85401 | 0 | 95034 | 0 | 0 | 0 | 0 | 0 | 0 | 0 | 0 | 0 | 0 | 0 | 0 | 0 | 0 | 0 | 0 | 12 | 1
NO |  | 161 | 2015 | 1 | 20 | 20 |  | Rio Hondo | Vincent #2 | 220 | 220 | Steel Tower | 20.57 | 0 | 1 |  | 15882266 | 323934340 | 339816606 | 0 | 0 | 0 | 0 | 0 | 0 | 0 | 0 | 0 | 0 | 0 | 0 | 0 | 0 | 0 | 0 | 0 | 0 | 0 | 0 | 12 | 1
NO |  | 161 | 2015 | 1 | 21 | 21 |  | Big Creek #2-3 | Big Creek #8 | 220 | 220 | Steel Tower | 9.03 | 0 | 2 |  | 0 | 300481 | 300481 | 1309 | 23086 | 0 | 24395 | 0 | 0 | 0 | 0 | 0 | 0 | 0 | 0 | 0 | 0 | 0 | 0 | 0 | 0 | 0 | 0 | 12 | 1
NO |  | 161 | 2015 | 1 | 22 | 22 |  | Big Creek #3 | Mammoth Pool | 220 | 220 | Steel Tower | 6.5 | 0 | 1 |  | 42221 | 788996 | 831217 | 9855 | 37907 | 6251 | 54013 | 0 | 0 | 0 | 0 | 0 | 0 | 0 | 0 | 0 | 0 | 0 | 0 | 0 | 0 | 0 | 0 | 12 | 1
NO |  | 161 | 2015 | 1 | 23 | 23 |  | Big Creek | Various | 220 | 220 | Steel Tower | 290.35 | 7.27 | 9 |  | 11833630 | 45593021 | 57426651 | 5384 | 96120 | 0 | 101504 | 0 | 0 | 0 | 0 | 0 | 0 | 0 | 0 | 0 | 0 | 0 | 0 | 0 | 0 | 0 | 0 | 12 | 1
NO |  | 161 | 2015 | 1 | 24 | 24 |  | Serrano | Villa Park #1-3 | 220 | 220 | Steel Tower | 3.39 | 3.11 | 2 |  | 78248 | 2918602 | 2996850 | 97839 | 877692 | 0 | 975531 | 0 | 0 | 0 | 0 | 0 | 0 | 0 | 0 | 0 | 0 | 0 | 0 | 0 | 0 | 0 | 0 | 12 | 1
NO |  | 161 | 2015 | 1 | 25 | 25 |  | Big Creek #1 | Eastwood | 220 | 220 | Steel Tower | 4.66 | 0 | 1 |  | 0 | 6678804 | 6678804 | 9096 | 4694 | 0 | 13790 | 0 | 0 | 0 | 0 | 0 | 0 | 0 | 0 | 0 | 0 | 0 | 0 | 0 | 0 | 0 | 0 | 12 | 1
NO |  | 161 | 2015 | 1 | 26 | 26 |  | Caldwell | Victor | 220 | 220 | Steel Tower | 7.61 | 0 | 1 |  | 0 | 0 | 0 | 0 | 0 | 0 | 0 | 0 | 0 | 0 | 0 | 0 | 0 | 0 | 0 | 0 | 0 | 0 | 0 | 0 | 0 | 0 | 0 | 12 | 1
NO |  | 161 | 2015 | 1 | 27 | 27 |  | Devers | Various | 220 | 220 | Steel Tower | 80.58 | 39.72 | 3 |  | 1198858 | 12131574 | 13330432 | 0 | 0 | 0 | 0 | 0 | 0 | 0 | 0 | 0 | 0 | 0 | 0 | 0 | 0 | 0 | 0 | 0 | 0 | 0 | 0 | 12 | 1
NO |  | 161 | 2015 | 1 | 30 | 30 |  | 161 KV Lines |  | 0 | 0 |  | 0 | 0 | 0 |  | 0 | 0 | 0 | 0 | 0 | 0 | 0 | 0 | 0 | 0 | 0 | 0 | 0 | 0 | 0 | 0 | 0 | 0 | 0 | 0 | 0 | 0 | 0 | 12 | 1
NO |  | 161 | 2015 | 1 | 32 | 32 |  | Blythe | Eagle Mountain | 161 | 161 | Wood H Frame | 52.92 | 0.1 | 1 |  | 38155 | 2372268 | 2410423 | 3050 | 13054 | 0 | 16104 | 0 | 0 | 0 | 0 | 0 | 0 | 0 | 0 | 0 | 0 | 0 | 0 | 0 | 0 | 0 | 0 | 12 | 1
NO |  | 161 | 2015 | 1 | 34 | 34 |  | 115 KV Lines |  | 0 | 0 |  | 0 | 0 | 0 |  | 0 | 0 | 0 | 0 | 0 | 0 | 0 | 0 | 0 | 0 | 0 | 0 | 0 | 0 | 0 | 0 | 0 | 0 | 0 | 0 | 0 | 0 | 0 | 12 | 1
NO |  | 161 | 2015 | 1 | 35 | 35 |  |  |  | 115 | 115 | Steel Pole | 147.15 | 84.22 | 0 |  | 0 | 0 | 0 | 0 | 0 | 0 | 0 | 0 | 0 | 0 | 0 | 0 | 0 | 0 | 0 | 0 | 0 | 0 | 0 | 0 | 0 | 0 | 0 | 12 | 1
NO |  | 161 | 2015 | 2 | 1 | 1 |  |  |  | 115 | 115 | Steel Tower | 418.18 | 157.05 | 0 |  | 0 | 0 | 0 | 0 | 0 | 0 | 0 | 0 | 0 | 0 | 0 | 0 | 0 | 0 | 0 | 0 | 0 | 0 | 0 | 0 | 0 | 0 | 0 | 12 | 1
NO |  | 161 | 2015 | 2 | 2 | 2 |  |  |  | 115 | 115 | Wood H Frame | 391.09 | 10.44 | 0 |  | 0 | 0 | 0 | 0 | 0 | 0 | 0 | 0 | 0 | 0 | 0 | 0 | 0 | 0 | 0 | 0 | 0 | 0 | 0 | 0 | 0 | 0 | 0 | 12 | 1
NO |  | 161 | 2015 | 2 | 3 | 3 |  |  |  | 115 | 115 | Wood Pole | 615.47 | 41.3 | 0 |  | 0 | 0 | 0 | 0 | 0 | 0 | 0 | 0 | 0 | 0 | 0 | 0 | 0 | 0 | 0 | 0 | 0 | 0 | 0 | 0 | 0 | 0 | 0 | 12 | 1
NO |  | 161 | 2015 | 2 | 4 | 4 |  |  |  | 115 | 115 | Underground | 8.56 | 5.24 | 0 |  | 0 | 0 | 0 | 0 | 0 | 0 | 0 | 0 | 0 | 0 | 0 | 0 | 0 | 0 | 0 | 0 | 0 | 0 | 0 | 0 | 0 | 0 | 0 | 12 | 1
NO |  | 161 | 2015 | 2 | 5 | 5 |  |  |  | 66 | 115 | Steel Pole | 0.33 | 0 | 0 |  | 0 | 0 | 0 | 0 | 0 | 0 | 0 | 0 | 0 | 0 | 0 | 0 | 0 | 0 | 0 | 0 | 0 | 0 | 0 | 0 | 0 | 0 | 0 | 12 | 1
NO |  | 161 | 2015 | 2 | 6 | 6 |  |  |  | 66 | 115 | Steel Tower | 5.04 | 0.02 | 0 |  | 0 | 0 | 0 | 0 | 0 | 0 | 0 | 0 | 0 | 0 | 0 | 0 | 0 | 0 | 0 | 0 | 0 | 0 | 0 | 0 | 0 | 0 | 0 | 12 | 1
NO |  | 161 | 2015 | 2 | 7 | 7 |  |  |  | 66 | 115 | Wood H Frame | 0.82 | 0 | 0 |  | 0 | 0 | 0 | 0 | 0 | 0 | 0 | 0 | 0 | 0 | 0 | 0 | 0 | 0 | 0 | 0 | 0 | 0 | 0 | 0 | 0 | 0 | 0 | 12 | 1
NO |  | 161 | 2015 | 2 | 8 | 8 |  |  |  | 66 | 115 | Wood Pole | 4.89 | 0.09 | 0 |  | 0 | 0 | 0 | 0 | 0 | 0 | 0 | 0 | 0 | 0 | 0 | 0 | 0 | 0 | 0 | 0 | 0 | 0 | 0 | 0 | 0 | 0 | 0 | 12 | 1
NO |  | 161 | 2015 | 2 | 9 | 9 |  |  |  | 55 | 115 | Steel Tower | 1.41 | 0 | 0 |  | 0 | 0 | 0 | 0 | 0 | 0 | 0 | 0 | 0 | 0 | 0 | 0 | 0 | 0 | 0 | 0 | 0 | 0 | 0 | 0 | 0 | 0 | 0 | 12 | 1
NO |  | 161 | 2015 | 2 | 10 | 10 |  |  |  | 55 | 115 | Wood Pole | 0.47 | 0 | 0 |  | 0 | 0 | 0 | 0 | 0 | 0 | 0 | 0 | 0 | 0 | 0 | 0 | 0 | 0 | 0 | 0 | 0 | 0 | 0 | 0 | 0 | 0 | 0 | 12 | 1
SI/SI | A | 161 | 2015 | 2 | 11 | 11 |  |  | Total 115 KV Lines | 0 | 0 |  | 0 | 0 | 133 |  | 17720536 | 254851297 | 272571833 | 28294 | 345472 | 1354 | 375120 | 0 | 0 | 0 | 0 | 0 | 0 | 0 | 0 | 0 | 0 | 0 | 0 | 0 | 0 | 0 | 0 | 12 | 1
NO |  | 161 | 2015 | 2 | 13 | 13 |  | 66 KV Lines |  | 0 | 0 |  | 0 | 0 | 0 |  | 0 | 0 | 0 | 0 | 0 | 0 | 0 | 0 | 0 | 0 | 0 | 0 | 0 | 0 | 0 | 0 | 0 | 0 | 0 | 0 | 0 | 0 | 0 | 12 | 1
NO |  | 161 | 2015 | 2 | 14 | 14 |  |  |  | 66 | 66 | Steel Pole | 373.31 | 152.11 | 0 |  | 0 | 0 | 0 | 0 | 0 | 0 | 0 | 0 | 0 | 0 | 0 | 0 | 0 | 0 | 0 | 0 | 0 | 0 | 0 | 0 | 0 | 0 | 0 | 12 | 1
NO |  | 161 | 2015 | 2 | 15 | 15 |  |  |  | 66 | 66 | Wood Pole | 2552.68 | 559.56 | 0 |  | 0 | 0 | 0 | 0 | 0 | 0 | 0 | 0 | 0 | 0 | 0 | 0 | 0 | 0 | 0 | 0 | 0 | 0 | 0 | 0 | 0 | 0 | 0 | 12 | 1
NO |  | 161 | 2015 | 2 | 16 | 16 |  |  |  | 66 | 66 | Steel Tower | 611.68 | 403.76 | 0 |  | 0 | 0 | 0 | 0 | 0 | 0 | 0 | 0 | 0 | 0 | 0 | 0 | 0 | 0 | 0 | 0 | 0 | 0 | 0 | 0 | 0 | 0 | 0 | 12 | 1
NO |  | 161 | 2015 | 2 | 17 | 17 |  |  |  | 66 | 66 | Wood H Frame | 126.05 | 31.82 | 0 |  | 0 | 0 | 0 | 0 | 0 | 0 | 0 | 0 | 0 | 0 | 0 | 0 | 0 | 0 | 0 | 0 | 0 | 0 | 0 | 0 | 0 | 0 | 0 | 12 | 1
NO |  | 161 | 2015 | 2 | 18 | 18 |  |  |  | 66 | 66 | Underground | 187.74 | 148.89 | 0 |  | 0 | 0 | 0 | 0 | 0 | 0 | 0 | 0 | 0 | 0 | 0 | 0 | 0 | 0 | 0 | 0 | 0 | 0 | 0 | 0 | 0 | 0 | 0 | 12 | 1
NO |  | 161 | 2015 | 2 | 19 | 19 |  |  |  | 66 | 66 | Wood A Frame | 0.38 | 0 | 0 |  | 0 | 0 | 0 | 0 | 0 | 0 | 0 | 0 | 0 | 0 | 0 | 0 | 0 | 0 | 0 | 0 | 0 | 0 | 0 | 0 | 0 | 0 | 0 | 12 | 1
SI/SI | A | 161 | 2015 | 2 | 20 | 20 |  |  | Total 66KV Lines | 0 | 0 |  | 0 | 0 | 818 |  | 47265734 | 1202912202 | 1250177936 | 560917 | 3007257 | 28609 | 3596783 | 0 | 0 | 0 | 0 | 0 | 0 | 0 | 0 | 0 | 0 | 0 | 0 | 0 | 0 | 0 | 0 | 12 | 1
NO |  | 161 | 2015 | 2 | 22 | 22 |  | 55 KV Lines |  | 0 | 0 |  | 0 | 0 | 0 |  | 0 | 0 | 0 | 0 | 0 | 0 | 0 | 0 | 0 | 0 | 0 | 0 | 0 | 0 | 0 | 0 | 0 | 0 | 0 | 0 | 0 | 0 | 0 | 12 | 1
NO |  | 161 | 2015 | 2 | 23 | 23 |  |  |  | 55 | 55 | Steel Pole | 0.66 | 0 | 0 |  | 0 | 0 | 0 | 0 | 0 | 0 | 0 | 0 | 0 | 0 | 0 | 0 | 0 | 0 | 0 | 0 | 0 | 0 | 0 | 0 | 0 | 0 | 0 | 12 | 1
NO |  | 161 | 2015 | 2 | 24 | 24 |  |  |  | 55 | 55 | Steel Tower | 0 | 0 | 0 |  | 0 | 0 | 0 | 0 | 0 | 0 | 0 | 0 | 0 | 0 | 0 | 0 | 0 | 0 | 0 | 0 | 0 | 0 | 0 | 0 | 0 | 0 | 0 | 12 | 1
NO |  | 161 | 2015 | 2 | 25 | 25 |  |  |  | 55 | 55 | Wood H Frame | 2.79 | 0 | 0 |  | 0 | 0 | 0 | 0 | 0 | 0 | 0 | 0 | 0 | 0 | 0 | 0 | 0 | 0 | 0 | 0 | 0 | 0 | 0 | 0 | 0 | 0 | 0 | 12 | 1
NO |  | 161 | 2015 | 2 | 26 | 26 |  |  |  | 55 | 55 | Wood Pole | 92.62 | 0.89 | 0 |  | 0 | 0 | 0 | 0 | 0 | 0 | 0 | 0 | 0 | 0 | 0 | 0 | 0 | 0 | 0 | 0 | 0 | 0 | 0 | 0 | 0 | 0 | 0 | 12 | 1
SI/SI | A | 161 | 2015 | 2 | 27 | 27 |  |  | Total 55 KV Lines | 0 | 0 |  | 0 | 0 | 8 |  | 10585 | 732206 | 742791 | 29414 | 1071382 | 6675 | 1107471 | 0 | 0 | 0 | 0 | 0 | 0 | 0 | 0 | 0 | 0 | 0 | 0 | 0 | 0 | 0 | 0 | 12 | 1
NO |  | 161 | 2015 | 2 | 29 | 29 |  | 33 KV Lines |  | 0 | 0 |  | 0 | 0 | 0 |  | 0 | 0 | 0 | 0 | 0 | 0 | 0 | 0 | 0 | 0 | 0 | 0 | 0 | 0 | 0 | 0 | 0 | 0 | 0 | 0 | 0 | 0 | 0 | 12 | 1
NO |  | 161 | 2015 | 2 | 30 | 30 |  |  |  | 33 | 33 | Steel Tower | 8.53 | 0 | 0 |  | 0 | 0 | 0 | 0 | 0 | 0 | 0 | 0 | 0 | 0 | 0 | 0 | 0 | 0 | 0 | 0 | 0 | 0 | 0 | 0 | 0 | 0 | 0 | 12 | 1
NO |  | 161 | 2015 | 2 | 31 | 31 |  |  |  | 33 | 33 | Underground | 1.52 | 0.28 | 0 |  | 0 | 0 | 0 | 0 | 0 | 0 | 0 | 0 | 0 | 0 | 0 | 0 | 0 | 0 | 0 | 0 | 0 | 0 | 0 | 0 | 0 | 0 | 0 | 12 | 1
NO |  | 161 | 2015 | 2 | 32 | 32 |  |  |  | 33 | 33 | Wood Pole | 18.45 | 13.28 | 0 |  | 0 | 0 | 0 | 0 | 0 | 0 | 0 | 0 | 0 | 0 | 0 | 0 | 0 | 0 | 0 | 0 | 0 | 0 | 0 | 0 | 0 | 0 | 0 | 12 | 1
NO |  | 161 | 2015 | 2 | 33 | 33 |  |  |  | 33 | 33 | Steel Pole | 5.42 | 0.76 | 0 |  | 0 | 0 | 0 | 0 | 0 | 0 | 0 | 0 | 0 | 0 | 0 | 0 | 0 | 0 | 0 | 0 | 0 | 0 | 0 | 0 | 0 | 0 | 0 | 12 | 1
NO |  | 161 | 2015 | 2 | 34 | 34 |  |  |  | 33 | 33 | Wood H Frame | 0.33 | 0.26 | 0 |  | 0 | 0 | 0 | 0 | 0 | 0 | 0 | 0 | 0 | 0 | 0 | 0 | 0 | 0 | 0 | 0 | 0 | 0 | 0 | 0 | 0 | 0 | 0 | 12 | 1
SI/NO | A | 161 | 2015 | 2 | 35 | 35 |  |  | Total 33 KV Lines | 0 | 0 |  | 0 | 0 | 9 |  | 1325 | 87115 | 88440 | 0 | 0 | 0 | 1609.4861 | 0 | 0 | 0 | 0 | 0 | 0 | 0 | 0 | 0 | 0 | 0 | 0 | 0 | 0 | 0 | 0 | 12 | 1
NO |  | 161 | 2015 | 3 | 4 | 4 |  | 33 & 66 KV Lines |  | 0 | 0 |  | 0 | 0 | 0 |  | 0 | 0 | 0 | 0 | 0 | 0 | 0 | 0 | 0 | 0 | 0 | 0 | 0 | 0 | 0 | 0 | 0 | 0 | 0 | 0 | 0 | 0 | 0 | 12 | 1
SI/SI | A | 161 | 2015 | 3 | 5 | 5 |  |  | Total 33 & 66 KV Lines | 0 | 0 |  | 0 | 0 | 0 |  | 0 | 0 | 0 | 65917 | 1091781 | 1378235 | 2535933 | 0 | 0 | 0 | 0 | 0 | 0 | 0 | 0 | 0 | 0 | 0 | 0 | 0 | 0 | 0 | 0 | 12 | 1
NO |  | 161 | 2015 | 3 | 7 | 7 |  | Miscellaneous Adjustments |  | 0 | 0 |  | 0 | 0 | 0 |  | 0 | 0 | 0 | 0 | 0 | 0 | 0 | 0 | 0 | 0 | 0 | 0 | 0 | 0 | 0 | 0 | 0 | 0 | 0 | 0 | 0 | 0 | 0 | 12 | 1
NO |  | 162 | 2015 | 0 | 1 | 1 |  | Ernest C. Gaston | Alabama-Georgia | 230 | 230 | Guyed "H" | 71 | 0 | 1 | 1351.5 MCM | 187609 | 3470260 | 3657869 | 0 | 0 | 0 | 0 | 0 | 0 | 0 | 0 | 0 | 0 | 0 | 0 | 0 | 0 | 0 | 0 | 0 | 0 | 0 | 0 | 12 | 0
NO |  | 162 | 2015 | 0 | 2 | 2 |  | Steam Plant(1) (230KV) | State Line (230KV) | 0 | 0 | Frame | 0 | 0 | 0 |  | 0 | 0 | 0 | 0 | 0 | 0 | 0 | 0 | 0 | 0 | 0 | 0 | 0 | 0 | 0 | 0 | 0 | 0 | 0 | 0 | 0 | 0 | 0 | 12 | 0
NO |  | 162 | 2015 | 0 | 3 | 3 |  |  | (Vicinity-Swell, AL) | 0 | 0 | (69.6 ML) | 0 | 0 | 0 |  | 0 | 0 | 0 | 0 | 0 | 0 | 0 | 0 | 0 | 0 | 0 | 0 | 0 | 0 | 0 | 0 | 0 | 0 | 0 | 0 | 0 | 0 | 0 | 12 | 0
NO |  | 162 | 2015 | 0 | 4 | 4 |  |  |  | 0 | 0 | Double CKT | 0 | 0 | 0 |  | 0 | 0 | 0 | 0 | 0 | 0 | 0 | 0 | 0 | 0 | 0 | 0 | 0 | 0 | 0 | 0 | 0 | 0 | 0 | 0 | 0 | 0 | 0 | 12 | 0
NO |  | 162 | 2015 | 0 | 5 | 5 |  |  |  | 0 | 0 | Steel | 0 | 0 | 0 |  | 0 | 0 | 0 | 0 | 0 | 0 | 0 | 0 | 0 | 0 | 0 | 0 | 0 | 0 | 0 | 0 | 0 | 0 | 0 | 0 | 0 | 0 | 0 | 12 | 0
NO |  | 162 | 2015 | 0 | 6 | 6 |  |  |  | 0 | 0 | (1.31 ML) | 0 | 0 | 0 |  | 0 | 0 | 0 | 0 | 0 | 0 | 0 | 0 | 0 | 0 | 0 | 0 | 0 | 0 | 0 | 0 | 0 | 0 | 0 | 0 | 0 | 0 | 0 | 12 | 0
NO |  | 162 | 2015 | 0 | 8 | 8 |  | Goat Rock (4) (230KV) | Alabama-Georgia | 230 | 230 | Guyed "H" | 9 | 0 | 1 | 795 MCM | 90519 | 229310 | 319829 | 0 | 0 | 0 | 0 | 0 | 0 | 0 | 0 | 0 | 0 | 0 | 0 | 0 | 0 | 0 | 0 | 0 | 0 | 0 | 0 | 12 | 0
NO |  | 162 | 2015 | 0 | 9 | 9 |  | Switching Station | (230 State Line) | 0 | 0 | Frame | 0 | 0 | 0 | ACSR | 0 | 0 | 0 | 0 | 0 | 0 | 0 | 0 | 0 | 0 | 0 | 0 | 0 | 0 | 0 | 0 | 0 | 0 | 0 | 0 | 0 | 0 | 0 | 12 | 0
NO |  | 162 | 2015 | 0 | 10 | 10 |  |  | (Vicinity-Columbus, GA) | 0 | 0 |  | 0 | 0 | 0 |  | 0 | 0 | 0 | 0 | 0 | 0 | 0 | 0 | 0 | 0 | 0 | 0 | 0 | 0 | 0 | 0 | 0 | 0 | 0 | 0 | 0 | 0 | 0 | 12 | 0
NO |  | 162 | 2015 | 0 | 36 | 36 |  | TOTAL |  | 0 | 0 |  | 80 | 0 | 2 |  | 278128 | 3699570 | 3977698 | 0 | 0 | 0 | 0 | 0 | 0 | 0 | 0 | 0 | 0 | 0 | 0 | 0 | 0 | 0 | 0 | 0 | 0 | 0 | 0 | 12 | 0
NO |  | 163 | 2015 | 0 | 1 | 1 |  | X-15 Line Gibson-Brown |  | 0 | 0 | 1 | 4.86 | 0 | 1 |  | 0 | 0 | 0 | 0 | 0 | 0 | 0 | 0 | 0 | 0 | 0 | 0 | 0 | 0 | 0 | 0 | 0 | 0 | 0 | 0 | 0 | 0 | 0 | 12 | 1
NO |  | 163 | 2015 | 0 | 2 | 2 |  | Gibson Gen Sta | Brown Trans Sta | 345 | 345 | 2 | 32.97 | 0 | 0 | 954 ACSR | 6275960 | 41540847 | 47816807 | 0 | 0 | 0 | 0 | 0 | 0 | 0 | 0 | 0 | 0 | 0 | 0 | 0 | 0 | 0 | 0 | 0 | 0 | 0 | 0 | 12 | 1
NO |  | 163 | 2015 | 0 | 3 | 3 |  | X-17 Line Brown-Reid |  | 0 | 0 | 3 | 1.2 | 0 | 0 |  | 0 | 0 | 0 | 0 | 0 | 0 | 0 | 0 | 0 | 0 | 0 | 0 | 0 | 0 | 0 | 0 | 0 | 0 | 0 | 0 | 0 | 0 | 0 | 12 | 1
NO |  | 163 | 2015 | 0 | 4 | 4 |  | Brown Trans Sta | Reid Station KY Section | 345 | 345 | 2 | 14.72 | 0 | 0 | 954 ACSR | 6390756 | 28404945 | 34795701 | 0 | 0 | 0 | 0 | 0 | 0 | 0 | 0 | 0 | 0 | 0 | 0 | 0 | 0 | 0 | 0 | 0 | 0 | 0 | 0 | 12 | 1
NO |  | 163 | 2015 | 0 | 5 | 5 |  | Brown Trans Sta | Reid Station IN Section | 0 | 0 | 2 | 9.72 | 0 | 0 | 954 ACSR | 1736992 | 17585126 | 19322118 | 0 | 0 | 0 | 0 | 0 | 0 | 0 | 0 | 0 | 0 | 0 | 0 | 0 | 0 | 0 | 0 | 0 | 0 | 0 | 0 | 12 | 1
NO |  | 163 | 2015 | 0 | 6 | 6 |  | Brown Trans Sta | Reid Station IN Section | 0 | 0 | 3 | 0.28 | 0 | 0 | 954 ACSR | 0 | 0 | 0 | 0 | 0 | 0 | 0 | 0 | 0 | 0 | 0 | 0 | 0 | 0 | 0 | 0 | 0 | 0 | 0 | 0 | 0 | 0 | 0 | 12 | 1
NO |  | 163 | 2015 | 0 | 7 | 7 |  | Z-72 138kv Line |  | 0 | 0 |  | 0 | 0 | 1 |  | 0 | 0 | 0 | 0 | 0 | 0 | 0 | 0 | 0 | 0 | 0 | 0 | 0 | 0 | 0 | 0 | 0 | 0 | 0 | 0 | 0 | 0 | 0 | 12 | 1
NO |  | 163 | 2015 | 0 | 8 | 8 |  | Werner Substation | Alcoa Substation | 138 | 138 | 1 | 2.18 | 0 | 0 | 954/795/477 ACSR | 0 | 14614 | 14614 | 0 | 0 | 0 | 0 | 0 | 0 | 0 | 0 | 0 | 0 | 0 | 0 | 0 | 0 | 0 | 0 | 0 | 0 | 0 | 0 | 12 | 1
NO |  | 163 | 2015 | 0 | 9 | 9 |  | Z-73 Brown |  | 0 | 0 |  | 0 | 0 | 1 |  | 0 | 0 | 0 | 0 | 0 | 0 | 0 | 0 | 0 | 0 | 0 | 0 | 0 | 0 | 0 | 0 | 0 | 0 | 0 | 0 | 0 | 0 | 0 | 12 | 1
NO |  | 163 | 2015 | 0 | 10 | 10 |  | Brown 345kv Sta | Brown 138kv Sta | 138 | 138 | 1 | 0.3 | 0 | 0 | 954 ACSR | 0 | 233941 | 233941 | 0 | 0 | 0 | 0 | 0 | 0 | 0 | 0 | 0 | 0 | 0 | 0 | 0 | 0 | 0 | 0 | 0 | 0 | 0 | 0 | 12 | 1
NO |  | 163 | 2015 | 0 | 11 | 11 |  | Z-74 Elliott-Scott Twp |  | 0 | 0 |  | 0 | 0 | 1 |  | 0 | 0 | 0 | 0 | 0 | 0 | 0 | 0 | 0 | 0 | 0 | 0 | 0 | 0 | 0 | 0 | 0 | 0 | 0 | 0 | 0 | 0 | 0 | 12 | 1
NO |  | 163 | 2015 | 0 | 12 | 12 |  | Elliott Trans Sta | Scott Twp Trans Sta | 138 | 138 | 2 | 6.34 | 0 | 0 | 954 ACSR | 0 | 6606327 | 6606327 | 0 | 0 | 0 | 0 | 0 | 0 | 0 | 0 | 0 | 0 | 0 | 0 | 0 | 0 | 0 | 0 | 0 | 0 | 0 | 0 | 12 | 1
NO |  | 163 | 2015 | 0 | 13 | 13 |  | Z-76 Francisco-Toyota South |  | 0 | 0 |  | 0 | 0 | 1 |  | 0 | 0 | 0 | 0 | 0 | 0 | 0 | 0 | 0 | 0 | 0 | 0 | 0 | 0 | 0 | 0 | 0 | 0 | 0 | 0 | 0 | 0 | 0 | 12 | 1
NO |  | 163 | 2015 | 0 | 14 | 14 |  | Francisco Trans Sta | Toyota South | 138 | 138 | 2 | 7.96 | 0 | 0 | 954 ACSR | 85168 | 2278042 | 2363210 | 0 | 0 | 0 | 0 | 0 | 0 | 0 | 0 | 0 | 0 | 0 | 0 | 0 | 0 | 0 | 0 | 0 | 0 | 0 | 0 | 12 | 1
NO |  | 163 | 2015 | 0 | 15 | 15 |  | Z-77 Culley-Oak Grove |  | 0 | 0 | 1 | 17.29 | 0 | 2 |  | 0 | 0 | 0 | 0 | 0 | 0 | 0 | 0 | 0 | 0 | 0 | 0 | 0 | 0 | 0 | 0 | 0 | 0 | 0 | 0 | 0 | 0 | 0 | 12 | 1
NO |  | 163 | 2015 | 0 | 16 | 16 |  | Culley Station | Oak Grove Trans Sta | 138 | 138 | 2 | 0.97 | 0 | 0 | 954/477 ACSR | 1176111 | 11708733 | 12884844 | 0 | 0 | 0 | 0 | 0 | 0 | 0 | 0 | 0 | 0 | 0 | 0 | 0 | 0 | 0 | 0 | 0 | 0 | 0 | 0 | 12 | 1
NO |  | 163 | 2015 | 0 | 17 | 17 |  | Z-78 Duff-Dubois Line |  | 0 | 0 |  | 0 | 0 | 1 |  | 0 | 0 | 0 | 0 | 0 | 0 | 0 | 0 | 0 | 0 | 0 | 0 | 0 | 0 | 0 | 0 | 0 | 0 | 0 | 0 | 0 | 0 | 0 | 12 | 1
NO |  | 163 | 2015 | 0 | 18 | 18 |  | Duff Trans Sta | Dubois Trans Sta | 138 | 138 | 2 | 47.93 | 0 | 0 | 954 ACSR | 150784 | 16617198 | 16767982 | 0 | 0 | 0 | 0 | 0 | 0 | 0 | 0 | 0 | 0 | 0 | 0 | 0 | 0 | 0 | 0 | 0 | 0 | 0 | 0 | 12 | 1
NO |  | 163 | 2015 | 0 | 19 | 19 |  | Z-79 Terminal Line |  | 0 | 0 |  | 0 | 0 | 1 |  | 0 | 0 | 0 | 0 | 0 | 0 | 0 | 0 | 0 | 0 | 0 | 0 | 0 | 0 | 0 | 0 | 0 | 0 | 0 | 0 | 0 | 0 | 0 | 12 | 1
NO |  | 163 | 2015 | 0 | 20 | 20 |  | Points Trans Line | Mt Vernon Trans Sta | 138 | 138 | 1 | 3.08 | 0 | 0 | 954 ACSR | 0 | 177311 | 177311 | 0 | 0 | 0 | 0 | 0 | 0 | 0 | 0 | 0 | 0 | 0 | 0 | 0 | 0 | 0 | 0 | 0 | 0 | 0 | 0 | 12 | 1
NO |  | 163 | 2015 | 0 | 21 | 21 |  | Z-80 Oakland City |  | 0 | 0 | 3 | 2.81 | 0 | 1 |  | 0 | 0 | 0 | 0 | 0 | 0 | 0 | 0 | 0 | 0 | 0 | 0 | 0 | 0 | 0 | 0 | 0 | 0 | 0 | 0 | 0 | 0 | 0 | 12 | 1
NO |  | 163 | 2015 | 0 | 22 | 22 |  | Northeast Trans Line | Oakland City | 138 | 138 | 2 | 38.63 | 0 | 0 | 477 ACSR | 1070991 | 7006440 | 8077431 | 0 | 0 | 0 | 0 | 0 | 0 | 0 | 0 | 0 | 0 | 0 | 0 | 0 | 0 | 0 | 0 | 0 | 0 | 0 | 0 | 12 | 1
NO |  | 163 | 2015 | 0 | 23 | 23 |  | Z-81 Northeast Line |  | 0 | 0 | 3 | 22.14 | 0 | 1 |  | 0 | 0 | 0 | 0 | 0 | 0 | 0 | 0 | 0 | 0 | 0 | 0 | 0 | 0 | 0 | 0 | 0 | 0 | 0 | 0 | 0 | 0 | 0 | 12 | 1
NO |  | 163 | 2015 | 0 | 24 | 24 |  | Culley Station | Northeast Trans Sta | 138 | 138 | 1 | 52.09 | 0 | 0 | 795 ACSR | 283614 | 10939025 | 11222639 | 0 | 0 | 0 | 0 | 0 | 0 | 0 | 0 | 0 | 0 | 0 | 0 | 0 | 0 | 0 | 0 | 0 | 0 | 0 | 0 | 12 | 1
NO |  | 163 | 2015 | 0 | 25 | 25 |  | Z-82 Cloverport Line |  | 0 | 0 | 3 | 6.5 | 0 | 1 |  | 0 | 0 | 0 | 0 | 0 | 0 | 0 | 0 | 0 | 0 | 0 | 0 | 0 | 0 | 0 | 0 | 0 | 0 | 0 | 0 | 0 | 0 | 0 | 12 | 1
NO |  | 163 | 2015 | 0 | 26 | 26 |  | Culley Station | Cloverport, KY | 138 | 138 | 1 | 2.72 | 0 | 0 | 477 ACSR | 234202 | 2422814 | 2657016 | 0 | 0 | 0 | 0 | 0 | 0 | 0 | 0 | 0 | 0 | 0 | 0 | 0 | 0 | 0 | 0 | 0 | 0 | 0 | 0 | 12 | 1
NO |  | 163 | 2015 | 0 | 27 | 27 |  | Z-83 NE-NW Line | NW Trans Sta | 138 | 138 | 3 | 8.94 | 0 | 1 | 795 ACSR | 190359 | 1942049 | 2132408 | 0 | 0 | 0 | 0 | 0 | 0 | 0 | 0 | 0 | 0 | 0 | 0 | 0 | 0 | 0 | 0 | 0 | 0 | 0 | 0 | 12 | 1
NO |  | 163 | 2015 | 0 | 28 | 28 |  | Z-84 Petersburg Line |  | 0 | 0 |  | 0 | 0 | 1 |  | 0 | 0 | 0 | 0 | 0 | 0 | 0 | 0 | 0 | 0 | 0 | 0 | 0 | 0 | 0 | 0 | 0 | 0 | 0 | 0 | 0 | 0 | 0 | 12 | 1
NO |  | 163 | 2015 | 0 | 29 | 29 |  | Culley Trans Sta | Petersburg, IN | 138 | 138 | 2 | 59.92 | 0 | 0 | 795 ACSR | 471906 | 7290515 | 7762421 | 0 | 0 | 0 | 0 | 0 | 0 | 0 | 0 | 0 | 0 | 0 | 0 | 0 | 0 | 0 | 0 | 0 | 0 | 0 | 0 | 12 | 1
NO |  | 163 | 2015 | 0 | 30 | 30 |  | Z-85 Culley-Heidelbach line |  | 0 | 0 | 3 | 0.46 | 0 | 1 |  | 0 | 0 | 0 | 0 | 0 | 0 | 0 | 0 | 0 | 0 | 0 | 0 | 0 | 0 | 0 | 0 | 0 | 0 | 0 | 0 | 0 | 0 | 0 | 12 | 1
NO |  | 163 | 2015 | 0 | 31 | 31 |  | Culey Trans Sta | Heidelbach Trans Sta | 138 | 138 | 1 | 20.48 | 0 | 0 | 795 ACSR | 147266 | 1778569 | 1925835 | 0 | 0 | 0 | 0 | 0 | 0 | 0 | 0 | 0 | 0 | 0 | 0 | 0 | 0 | 0 | 0 | 0 | 0 | 0 | 0 | 12 | 1
NO |  | 163 | 2015 | 0 | 32 | 32 |  | Z-90 Warrick Line |  | 0 | 0 |  | 0 | 0 | 1 |  | 0 | 0 | 0 | 0 | 0 | 0 | 0 | 651630174 | 0 | 0 | 0 | 0 | 0 | 0 | 0 | 0 | 0 | 0 | 0 | 0 | 0 | 0 | 0 | 12 | 1
NO |  | 163 | 2015 | 0 | 33 | 33 |  | Culley Trans Sta | Warrick Trans Sta | 138 | 138 | 3 | 0.66 | 0 | 0 | 795 ACSR | 0 | 68300 | 68300 | 0 | 0 | 0 | 0 | 0 | 0 | 0 | 0 | 0 | 0 | 0 | 0 | 0 | 0 | 0 | 0 | 0 | 0 | 0 | 0 | 12 | 1
NO |  | 163 | 2015 | 0 | 34 | 34 |  | Z-91 Heidelbach-NW Line |  | 0 | 0 |  | 0 | 0 | 1 |  | 0 | 0 | 0 | 0 | 0 | 0 | 0 | 0 | 0 | 0 | 0 | 0 | 0 | 0 | 0 | 0 | 0 | 0 | 0 | 0 | 0 | 0 | 0 | 12 | 1
NO |  | 163 | 2015 | 0 | 35 | 35 |  | Heidelbach Trans Sta | NW Trans Line | 138 | 138 | 1 | 7.1 | 0 | 0 | 795 ACSR | 4992 | 3825474 | 3830466 | 0 | 0 | 0 | 0 | 0 | 0 | 0 | 0 | 0 | 0 | 0 | 0 | 0 | 0 | 0 | 0 | 0 | 0 | 0 | 0 | 12 | 1
NO |  | 163 | 2015 | 0 | 36 | 36 |  | TOTAL |  | 0 | 0 |  | 996.43 | 30.44 | 24 |  | 23723151 | 269345125 | 293068276 | 159057 | 1070045 | 8812 | 1237914 | 0 | 0 | 0 | 0 | 0 | 0 | 0 | 0 | 0 | 0 | 0 | 0 | 0 | 0 | 0 | 0 | 12 | 1
NO |  | 163 | 2015 | 1 | 1 | 1 |  | Z-92 Mt Vernon Line |  | 0 | 0 |  | 0 | 0 | 1 |  | 0 | 0 | 0 | 0 | 0 | 0 | 0 | 0 | 0 | 0 | 0 | 0 | 0 | 0 | 0 | 0 | 0 | 0 | 0 | 0 | 0 | 0 | 0 | 12 | 1
NO |  | 163 | 2015 | 1 | 2 | 2 |  | NW Trans Sta | Mt Vernon Trans Sta | 138 | 138 | 1 | 7.17 | 0 | 0 | 795 ACSR | 157143 | 2912442 | 3069585 | 0 | 0 | 0 | 0 | 0 | 0 | 0 | 0 | 0 | 0 | 0 | 0 | 0 | 0 | 0 | 0 | 0 | 0 | 0 | 0 | 12 | 1
NO |  | 163 | 2015 | 1 | 3 | 3 |  |  |  | 0 | 0 | 2 | 6.14 | 0 | 0 |  | 0 | 0 | 0 | 0 | 0 | 0 | 0 | 0 | 0 | 0 | 0 | 0 | 0 | 0 | 0 | 0 | 0 | 0 | 0 | 0 | 0 | 0 | 0 | 12 | 1
NO |  | 163 | 2015 | 1 | 4 | 4 |  |  |  | 0 | 0 | 3 | 7.94 | 0 | 0 |  | 0 | 0 | 0 | 0 | 0 | 0 | 0 | 0 | 0 | 0 | 0 | 0 | 0 | 0 | 0 | 0 | 0 | 0 | 0 | 0 | 0 | 0 | 0 | 12 | 1
NO |  | 163 | 2015 | 1 | 5 | 5 |  | Z-93 A. B. Brown Line |  | 0 | 0 |  | 0 | 0 | 1 |  | 0 | 0 | 0 | 0 | 0 | 0 | 0 | 0 | 0 | 0 | 0 | 0 | 0 | 0 | 0 | 0 | 0 | 0 | 0 | 0 | 0 | 0 | 0 | 12 | 1
NO |  | 163 | 2015 | 1 | 6 | 6 |  | NW Trans Sta | Brown Trans Sta | 138 | 138 | 2 | 5.39 | 7.94 | 0 | 954 ACSR | 1206605 | 650527 | 1857132 | 0 | 0 | 0 | 0 | 0 | 0 | 0 | 0 | 0 | 0 | 0 | 0 | 0 | 0 | 0 | 0 | 0 | 0 | 0 | 0 | 12 | 1
NO |  | 163 | 2015 | 1 | 7 | 7 |  | Z-94 A. B. Brown-Mt. Vernon |  | 0 | 0 |  | 0 | 0 | 1 |  | 0 | 0 | 0 | 0 | 0 | 0 | 0 | 0 | 0 | 0 | 0 | 0 | 0 | 0 | 0 | 0 | 0 | 0 | 0 | 0 | 0 | 0 | 0 | 12 | 1
NO |  | 163 | 2015 | 1 | 8 | 8 |  | Brown Trans Sta | Mt Vernon Trans Sta | 138 | 138 | 1 | 13.5 | 0 | 0 | 954 ACSR | 63052 | 1706646 | 1769698 | 0 | 0 | 0 | 0 | 0 | 0 | 0 | 0 | 0 | 0 | 0 | 0 | 0 | 0 | 0 | 0 | 0 | 0 | 0 | 0 | 12 | 1
NO |  | 163 | 2015 | 1 | 9 | 9 |  | Z-95 A. B. Brown-NE Line |  | 0 | 0 |  | 0 | 0 | 1 |  | 0 | 0 | 0 | 0 | 0 | 0 | 0 | 0 | 0 | 0 | 0 | 0 | 0 | 0 | 0 | 0 | 0 | 0 | 0 | 0 | 0 | 0 | 0 | 12 | 1
NO |  | 163 | 2015 | 1 | 10 | 10 |  | Brown Trans Sta | NE Trans Sta | 138 | 138 | 2 | 20 | 0 | 0 | 954 ACSR | 258881 | 3986177 | 4245058 | 0 | 0 | 0 | 0 | 0 | 0 | 0 | 0 | 0 | 0 | 0 | 0 | 0 | 0 | 0 | 0 | 0 | 0 | 0 | 0 | 12 | 1
NO |  | 163 | 2015 | 1 | 11 | 11 |  | Z-96 Big Rivers Line |  | 0 | 0 |  | 0 | 0 | 1 |  | 0 | 0 | 0 | 0 | 0 | 0 | 0 | 0 | 0 | 0 | 0 | 0 | 0 | 0 | 0 | 0 | 0 | 0 | 0 | 0 | 0 | 0 | 0 | 12 | 1
NO |  | 163 | 2015 | 1 | 12 | 12 |  | Brown Trans Sta | Big Rivers Interconnection | 138 | 138 | 2 | 5.16 | 4 | 0 | 954 ACSR | 136110 | 742248 | 878358 | 0 | 0 | 0 | 0 | 0 | 0 | 0 | 0 | 0 | 0 | 0 | 0 | 0 | 0 | 0 | 0 | 0 | 0 | 0 | 0 | 12 | 1
NO |  | 163 | 2015 | 1 | 13 | 13 |  | Z-98 Point Line |  | 0 | 0 | 1 | 16.29 | 0 | 1 | 954 ACSR | 714398 | 3689857 | 4404255 | 0 | 0 | 0 | 0 | 0 | 0 | 0 | 0 | 0 | 0 | 0 | 0 | 0 | 0 | 0 | 0 | 0 | 0 | 0 | 0 | 12 | 1
NO |  | 163 | 2015 | 1 | 14 | 14 |  | Brown Trans Sta | Point Trans Sta | 138 | 138 | 2 | 5 | 0 | 0 |  | 0 | 0 | 0 | 0 | 0 | 0 | 0 | 0 | 0 | 0 | 0 | 0 | 0 | 0 | 0 | 0 | 0 | 0 | 0 | 0 | 0 | 0 | 0 | 12 | 1
NO |  | 163 | 2015 | 1 | 15 | 15 |  | Z-99 A. B. Brown to NW |  | 0 | 0 |  | 0 | 0 | 1 |  | 0 | 0 | 0 | 0 | 0 | 0 | 0 | 0 | 0 | 0 | 0 | 0 | 0 | 0 | 0 | 0 | 0 | 0 | 0 | 0 | 0 | 0 | 0 | 12 | 1
NO |  | 163 | 2015 | 1 | 16 | 16 |  | Brown Trans Sta | NW Trans Sta | 138 | 138 | 2 | 11.9 | 0 | 0 | 954 ACSR | 23037 | 4039701 | 4062738 | 0 | 0 | 0 | 0 | 0 | 0 | 0 | 0 | 0 | 0 | 0 | 0 | 0 | 0 | 0 | 0 | 0 | 0 | 0 | 0 | 12 | 1
NO |  | 163 | 2015 | 1 | 17 | 17 |  | 69 KV Network |  | 0 | 0 |  | 0 | 0 | 0 |  | 0 | 0 | 0 | 0 | 0 | 0 | 0 | 0 | 0 | 0 | 0 | 0 | 0 | 0 | 0 | 0 | 0 | 0 | 0 | 0 | 0 | 0 | 0 | 12 | 1
SI/NO | A | 163 | 2015 | 1 | 18 | 18 |  | Various | Various | 69 | 69 | 1 | 520.54 | 18.5 | 0 | 3/0 ACSR | 2835868 | 91177257 | 94013125 | 0 | 0 | 0 | 1710909.2587 | 0 | 0 | 0 | 0 | 0 | 0 | 0 | 0 | 0 | 0 | 0 | 0 | 0 | 0 | 0 | 0 | 12 | 1
NO |  | 163 | 2015 | 1 | 19 | 19 |  |  |  | 0 | 0 | 3 | 3.16 | 0 | 0 | 336 ACSR | 0 | 0 | 0 | 0 | 0 | 0 | 0 | 0 | 0 | 0 | 0 | 0 | 0 | 0 | 0 | 0 | 0 | 0 | 0 | 0 | 0 | 0 | 0 | 12 | 1
NO |  | 163 | 2015 | 1 | 20 | 20 |  |  |  | 0 | 0 | 4 | 1.99 | 0 | 0 | 477 ACSR | 0 | 0 | 0 | 0 | 0 | 0 | 0 | 0 | 0 | 0 | 0 | 0 | 0 | 0 | 0 | 0 | 0 | 0 | 0 | 0 | 0 | 0 | 0 | 12 | 1
NO |  | 163 | 2015 | 1 | 22 | 22 |  | 36 KV Network |  | 0 | 0 |  | 0 | 0 | 0 |  | 0 | 0 | 0 | 0 | 0 | 0 | 0 | 0 | 0 | 0 | 0 | 0 | 0 | 0 | 0 | 0 | 0 | 0 | 0 | 0 | 0 | 0 | 0 | 12 | 1
SI/NO | A | 163 | 2015 | 1 | 23 | 23 |  | Various | Various | 36 | 36 | 1 | 0 | 0 | 0 | 1/0 Copper | 108956 | 0 | 108956 | 0 | 0 | 0 | 1982.849 | 0 | 0 | 0 | 0 | 0 | 0 | 0 | 0 | 0 | 0 | 0 | 0 | 0 | 0 | 0 | 0 | 12 | 1
NO |  | 163 | 2015 | 1 | 26 | 26 |  | Transmission Line Expenses | Various | 0 | 0 |  | 0 | 0 | 0 |  | 0 | 0 | 0 | 159057 | 1070045 | 8812 | 1237914 | 0 | 0 | 0 | 0 | 0 | 0 | 0 | 0 | 0 | 0 | 0 | 0 | 0 | 0 | 0 | 0 | 12 | 1
NO |  | 164 | 2015 | 0 | 1 | 1 |  | 345 kV in AR |  | 0 | 0 |  | 0 | 0 | 0 |  | 0 | 0 | 0 | 0 | 0 | 0 | 0 | 0 | 0 | 0 | 0 | 0 | 0 | 0 | 0 | 0 | 0 | 0 | 0 | 0 | 0 | 0 | 0 | 12 | 1
NO |  | 164 | 2015 | 0 | 2 | 2 |  | 90-001 Chamber Springs | Clarksville 345 | 345 | 345 | 1-6.85 | 6.85 | 0 | 1 | 2x795.0 ACSR | 0 | 0 | 0 | 0 | 0 | 0 | 0 | 0 | 0 | 0 | 0 | 0 | 0 | 0 | 0 | 0 | 0 | 0 | 0 | 0 | 0 | 0 | 0 | 12 | 1
NO |  | 164 | 2015 | 0 | 3 | 3 |  | 90-009 Flint Creek | GRDA GRDA 1 (Interconnect) | 345 | 345 | 2-3.04 | 3.04 | 0 | 1 | 2x1431.0 ACSR | 0 | 0 | 0 | 0 | 0 | 0 | 0 | 0 | 0 | 0 | 0 | 0 | 0 | 0 | 0 | 0 | 0 | 0 | 0 | 0 | 0 | 0 | 0 | 12 | 1
NO |  | 164 | 2015 | 0 | 4 | 4 |  | 90-010 Flint Creek | CUS Brookline (Interconnect | 345 | 345 | 3-17.92 | 17.92 | 0 | 1 | 2156.0 ACSR | 0 | 0 | 0 | 0 | 0 | 0 | 0 | 0 | 0 | 0 | 0 | 0 | 0 | 0 | 0 | 0 | 0 | 0 | 0 | 0 | 0 | 0 | 0 | 12 | 1
NO |  | 164 | 2015 | 0 | 5 | 5 |  | 90-023 Chambers Spring | Tontitown | 345 | 345 | 1-11.5267 | 11.53 | 0 | 1 | 2x795.0 ACSR | 0 | 0 | 0 | 0 | 0 | 0 | 0 | 0 | 0 | 0 | 0 | 0 | 0 | 0 | 0 | 0 | 0 | 0 | 0 | 0 | 0 | 0 | 0 | 12 | 1
NO |  | 164 | 2015 | 0 | 6 | 6 |  | TL327 Turk (AR) | NW Texarkana | 345 | 345 | 2-22.15 | 22.15 | 0 | 1 | 954.0 ACSR | 0 | 0 | 0 | 0 | 0 | 0 | 0 | 0 | 0 | 0 | 0 | 0 | 0 | 0 | 0 | 0 | 0 | 0 | 0 | 0 | 0 | 0 | 0 | 12 | 1
NO |  | 164 | 2015 | 0 | 7 | 7 |  | TL344 Flint Creek | Shipe Road | 345 | 345 | 1-14.4 | 14.4 | 0 | 1 | 2x954.0 ACSR | 0 | 0 | 0 | 0 | 0 | 0 | 0 | 0 | 0 | 0 | 0 | 0 | 0 | 0 | 0 | 0 | 0 | 0 | 0 | 0 | 0 | 0 | 0 | 12 | 1
NO |  | 164 | 2015 | 0 | 9 | 9 |  | Subtotal 345 kV in AR |  | 0 | 0 |  | 75.89 | 0 | 6 |  | 0 | 0 | 0 | 0 | 0 | 0 | 0 | 0 | 0 | 0 | 0 | 0 | 0 | 0 | 0 | 0 | 0 | 0 | 0 | 0 | 0 | 0 | 0 | 12 | 1
NO |  | 164 | 2015 | 0 | 11 | 11 |  | 345 kV in LA |  | 0 | 0 |  | 0 | 0 | 0 |  | 0 | 0 | 0 | 0 | 0 | 0 | 0 | 0 | 0 | 0 | 0 | 0 | 0 | 0 | 0 | 0 | 0 | 0 | 0 | 0 | 0 | 0 | 0 | 12 | 1
NO |  | 164 | 2015 | 0 | 12 | 12 |  | 90-005 Diana | Southwest Shreveport | 345 | 345 | 3-3.3 | 3.3 | 7.5 | 1 | 2156.0 ACSR | 0 | 0 | 0 | 0 | 0 | 0 | 0 | 0 | 0 | 0 | 0 | 0 | 0 | 0 | 0 | 0 | 0 | 0 | 0 | 0 | 0 | 0 | 0 | 12 | 1
NO |  | 164 | 2015 | 0 | 13 | 13 |  |  |  | 0 | 0 |  | 0 | 0 | 0 | 2x795.0 ACSR | 0 | 0 | 0 | 0 | 0 | 0 | 0 | 0 | 0 | 0 | 0 | 0 | 0 | 0 | 0 | 0 | 0 | 0 | 0 | 0 | 0 | 0 | 0 | 12 | 1
NO |  | 164 | 2015 | 0 | 14 | 14 |  | 90-008 Southwest Shreveport | CLECO Dolet Hills | 345 | 345 | 3-34.6 | 34.6 | 0 | 1 | 2156.0 ACSR | 0 | 0 | 0 | 0 | 0 | 0 | 0 | 0 | 0 | 0 | 0 | 0 | 0 | 0 | 0 | 0 | 0 | 0 | 0 | 0 | 0 | 0 | 0 | 12 | 1
NO |  | 164 | 2015 | 0 | 15 | 15 |  |  | (Interconnect) | 0 | 0 |  | 0 | 0 | 0 |  | 0 | 0 | 0 | 0 | 0 | 0 | 0 | 0 | 0 | 0 | 0 | 0 | 0 | 0 | 0 | 0 | 0 | 0 | 0 | 0 | 0 | 0 | 0 | 12 | 1
NO |  | 164 | 2015 | 0 | 16 | 16 |  | 90-011 Longwood | Entergy El Dorado | 345 | 345 | 2-37.72 | 37.72 | 0 | 1 | 2x1024.0 ACAR | 0 | 0 | 0 | 0 | 0 | 0 | 0 | 0 | 0 | 0 | 0 | 0 | 0 | 0 | 0 | 0 | 0 | 0 | 0 | 0 | 0 | 0 | 0 | 12 | 1
NO |  | 164 | 2015 | 0 | 17 | 17 |  |  | (Interconnect) | 0 | 0 |  | 0 | 0 | 0 |  | 0 | 0 | 0 | 0 | 0 | 0 | 0 | 0 | 0 | 0 | 0 | 0 | 0 | 0 | 0 | 0 | 0 | 0 | 0 | 0 | 0 | 0 | 0 | 12 | 1
NO |  | 164 | 2015 | 0 | 18 | 18 |  | 90-012 Longwood | Southwest Shreveport | 345 | 345 | 1-19.02 | 19.02 | 0 | 1 | 2x795.0 ACSR | 0 | 0 | 0 | 0 | 0 | 0 | 0 | 0 | 0 | 0 | 0 | 0 | 0 | 0 | 0 | 0 | 0 | 0 | 0 | 0 | 0 | 0 | 0 | 12 | 1
NO |  | 164 | 2015 | 0 | 19 | 19 |  | 90-013 Longwood | Wilkes | 345 | 345 | 3-3.06 | 3.06 | 0 | 1 | 2x1024.0 ACAR | 0 | 0 | 0 | 0 | 0 | 0 | 0 | 0 | 0 | 0 | 0 | 0 | 0 | 0 | 0 | 0 | 0 | 0 | 0 | 0 | 0 | 0 | 0 | 12 | 1
NO |  | 164 | 2015 | 0 | 21 | 21 |  | Subtotal 345 kV in LA |  | 0 | 0 |  | 97.7 | 7.5 | 5 |  | 0 | 0 | 0 | 0 | 0 | 0 | 0 | 0 | 0 | 0 | 0 | 0 | 0 | 0 | 0 | 0 | 0 | 0 | 0 | 0 | 0 | 0 | 0 | 12 | 1
NO |  | 164 | 2015 | 0 | 23 | 23 |  | 345 kV in OK |  | 0 | 0 |  | 0 | 0 | 0 |  | 0 | 0 | 0 | 0 | 0 | 0 | 0 | 0 | 0 | 0 | 0 | 0 | 0 | 0 | 0 | 0 | 0 | 0 | 0 | 0 | 0 | 0 | 0 | 12 | 1
NO |  | 164 | 2015 | 0 | 24 | 24 |  | 90-001 Chamber Springs | Clarksville 345 | 345 | 345 | 1-61.57 | 61.57 | 0 | 1 | 2x795.0 ACSR | 0 | 0 | 0 | 0 | 0 | 0 | 0 | 0 | 0 | 0 | 0 | 0 | 0 | 0 | 0 | 0 | 0 | 0 | 0 | 0 | 0 | 0 | 0 | 12 | 1
NO |  | 164 | 2015 | 0 | 26 | 26 |  | Subtotal 345 kV in OK |  | 0 | 0 |  | 61.57 | 0 | 1 |  | 0 | 0 | 0 | 0 | 0 | 0 | 0 | 0 | 0 | 0 | 0 | 0 | 0 | 0 | 0 | 0 | 0 | 0 | 0 | 0 | 0 | 0 | 0 | 12 | 1
NO |  | 164 | 2015 | 0 | 28 | 28 |  | 345 kV in TX |  | 0 | 0 |  | 0 | 0 | 0 |  | 0 | 0 | 0 | 0 | 0 | 0 | 0 | 0 | 0 | 0 | 0 | 0 | 0 | 0 | 0 | 0 | 0 | 0 | 0 | 0 | 0 | 0 | 0 | 12 | 1
NO |  | 164 | 2015 | 0 | 29 | 29 |  | 90-002 Crockett | Entergy Grimes | 345 | 345 | 3-26.4 | 26.4 | 0 | 1 | 2x1024.0 ACAR | 0 | 0 | 0 | 0 | 0 | 0 | 0 | 0 | 0 | 0 | 0 | 0 | 0 | 0 | 0 | 0 | 0 | 0 | 0 | 0 | 0 | 0 | 0 | 12 | 1
NO |  | 164 | 2015 | 0 | 30 | 30 |  |  | (Interconnect) | 0 | 0 |  | 0 | 0 | 0 |  | 0 | 0 | 0 | 0 | 0 | 0 | 0 | 0 | 0 | 0 | 0 | 0 | 0 | 0 | 0 | 0 | 0 | 0 | 0 | 0 | 0 | 0 | 0 | 12 | 1
NO |  | 164 | 2015 | 0 | 31 | 31 |  | 90-003 Lebrock | Pirkey | 345 | 345 | 2-0.11 | 6.3 | 0.47 | 1 | 2x1024.0 ACAR | 0 | 0 | 0 | 0 | 0 | 0 | 0 | 0 | 0 | 0 | 0 | 0 | 0 | 0 | 0 | 0 | 0 | 0 | 0 | 0 | 0 | 0 | 0 | 12 | 1
NO |  | 164 | 2015 | 0 | 32 | 32 |  |  |  | 0 | 0 | 3-6.19 | 0 | 0 | 0 | 2x1272.0 ACSR | 0 | 0 | 0 | 0 | 0 | 0 | 0 | 0 | 0 | 0 | 0 | 0 | 0 | 0 | 0 | 0 | 0 | 0 | 0 | 0 | 0 | 0 | 0 | 12 | 1
NO |  | 164 | 2015 | 0 | 33 | 33 |  | 90-004 Diana | Pirkey | 345 | 345 | 2-0.15 | 24.75 | 0 | 1 | 2x1024.0 ACAR | 0 | 0 | 0 | 0 | 0 | 0 | 0 | 0 | 0 | 0 | 0 | 0 | 0 | 0 | 0 | 0 | 0 | 0 | 0 | 0 | 0 | 0 | 0 | 12 | 1
NO |  | 164 | 2015 | 0 | 34 | 34 |  |  |  | 0 | 0 | 3-24.6 | 0 | 0 | 0 |  | 0 | 0 | 0 | 0 | 0 | 0 | 0 | 0 | 0 | 0 | 0 | 0 | 0 | 0 | 0 | 0 | 0 | 0 | 0 | 0 | 0 | 0 | 0 | 12 | 1
NO |  | 164 | 2015 | 0 | 35 | 35 |  | 90-005 Diana | Southwest Shreveport | 345 | 345 | 3-46.45 | 46.45 | 0 | 1 | 2156.0 ACSR | 0 | 0 | 0 | 0 | 0 | 0 | 0 | 0 | 0 | 0 | 0 | 0 | 0 | 0 | 0 | 0 | 0 | 0 | 0 | 0 | 0 | 0 | 0 | 12 | 1
NO |  | 164 | 2015 | 0 | 36 | 36 |  | TOTAL |  | 0 | 0 |  | 4019.04 | 103.48 | 317 |  | 73632895 | 806499353 | 880132248 | 181406 | 6730167 | 0 | 6911573 | 0 | 0 | 0 | 0 | 0 | 0 | 0 | 0 | 0 | 0 | 0 | 0 | 0 | 0 | 0 | 0 | 12 | 1
NO |  | 164 | 2015 | 1 | 1 | 1 |  | 90-006 Diana | Welsh | 345 | 345 | 3-23.69 | 23.69 | 0 | 1 | 2156.0 ACSR | 0 | 0 | 0 | 0 | 0 | 0 | 0 | 0 | 0 | 0 | 0 | 0 | 0 | 0 | 0 | 0 | 0 | 0 | 0 | 0 | 0 | 0 | 0 | 12 | 1
NO |  | 164 | 2015 | 1 | 2 | 2 |  | 90-007 Diana | Welsh | 345 | 345 | 3-23.6 | 23.6 | 0 | 1 | 2156.0 ACSR | 0 | 0 | 0 | 0 | 0 | 0 | 0 | 0 | 0 | 0 | 0 | 0 | 0 | 0 | 0 | 0 | 0 | 0 | 0 | 0 | 0 | 0 | 0 | 12 | 1
NO |  | 164 | 2015 | 1 | 3 | 3 |  | 90-013 Longwood | Wilkes | 345 | 345 | 3-35.34 | 35.34 | 0 | 1 | 2x1024.0 ACAR | 0 | 0 | 0 | 0 | 0 | 0 | 0 | 0 | 0 | 0 | 0 | 0 | 0 | 0 | 0 | 0 | 0 | 0 | 0 | 0 | 0 | 0 | 0 | 12 | 1
NO |  | 164 | 2015 | 1 | 4 | 4 |  | 90-014 Welsh | Welsh DC | 345 | 345 | 3-0.48 | 0.48 | 0 | 1 | 2156.0 ACSR | 0 | 0 | 0 | 0 | 0 | 0 | 0 | 0 | 0 | 0 | 0 | 0 | 0 | 0 | 0 | 0 | 0 | 0 | 0 | 0 | 0 | 0 | 0 | 12 | 1
NO |  | 164 | 2015 | 1 | 5 | 5 |  | 90-015 Northwest Texarkana | Welsh | 345 | 345 | 3-43.54 | 44.32 | 12.08 | 1 | 2156.0 ACSR | 0 | 0 | 0 | 0 | 0 | 0 | 0 | 0 | 0 | 0 | 0 | 0 | 0 | 0 | 0 | 0 | 0 | 0 | 0 | 0 | 0 | 0 | 0 | 12 | 1
NO |  | 164 | 2015 | 1 | 6 | 6 |  |  |  | 0 | 0 | 1-0.783 | 0 | 0 | 0 | 2156.0 ACSR | 0 | 0 | 0 | 0 | 0 | 0 | 0 | 0 | 0 | 0 | 0 | 0 | 0 | 0 | 0 | 0 | 0 | 0 | 0 | 0 | 0 | 0 | 0 | 12 | 1
NO |  | 164 | 2015 | 1 | 7 | 7 |  | 90-017 Welsh | Wilkes | 345 | 345 | 3-30.63 | 30.63 | 0 | 1 | 2156.0 ACSR | 0 | 0 | 0 | 0 | 0 | 0 | 0 | 0 | 0 | 0 | 0 | 0 | 0 | 0 | 0 | 0 | 0 | 0 | 0 | 0 | 0 | 0 | 0 | 12 | 1
NO |  | 164 | 2015 | 1 | 8 | 8 |  |  |  | 0 | 0 |  | 0 | 0 | 0 | 2x795.0 ACSR | 0 | 0 | 0 | 0 | 0 | 0 | 0 | 0 | 0 | 0 | 0 | 0 | 0 | 0 | 0 | 0 | 0 | 0 | 0 | 0 | 0 | 0 | 0 | 12 | 1
NO |  | 164 | 2015 | 1 | 9 | 9 |  | 90-018 Crockett | Tenaska Rusk County | 345 | 345 | 3-67.14 | 67.14 | 0 | 1 | 2x1024.0 ACAR | 0 | 0 | 0 | 0 | 0 | 0 | 0 | 0 | 0 | 0 | 0 | 0 | 0 | 0 | 0 | 0 | 0 | 0 | 0 | 0 | 0 | 0 | 0 | 12 | 1
NO |  | 164 | 2015 | 1 | 10 | 10 |  | 90-019 Lebrock | Pirkey | 345 | 345 | 1-5.21 | 6.11 | 0 | 1 | 2x1272.0 ACSR | 0 | 0 | 0 | 0 | 0 | 0 | 0 | 0 | 0 | 0 | 0 | 0 | 0 | 0 | 0 | 0 | 0 | 0 | 0 | 0 | 0 | 0 | 0 | 12 | 1
NO |  | 164 | 2015 | 1 | 11 | 11 |  |  |  | 0 | 0 | 2-0.9 | 0 | 0 | 0 |  | 0 | 0 | 0 | 0 | 0 | 0 | 0 | 0 | 0 | 0 | 0 | 0 | 0 | 0 | 0 | 0 | 0 | 0 | 0 | 0 | 0 | 0 | 0 | 12 | 1
NO |  | 164 | 2015 | 1 | 12 | 12 |  | 90-022 Lebrock | Tenaska Rusk County | 345 | 345 | 3-30.63 | 30.63 | 0 | 1 | 2x1024.0 ACAR | 0 | 0 | 0 | 0 | 0 | 0 | 0 | 0 | 0 | 0 | 0 | 0 | 0 | 0 | 0 | 0 | 0 | 0 | 0 | 0 | 0 | 0 | 0 | 12 | 1
NO |  | 164 | 2015 | 1 | 13 | 13 |  |  |  | 0 | 0 |  | 0 | 0 | 0 | 2x1272.0 ACSR | 0 | 0 | 0 | 0 | 0 | 0 | 0 | 0 | 0 | 0 | 0 | 0 | 0 | 0 | 0 | 0 | 0 | 0 | 0 | 0 | 0 | 0 | 0 | 12 | 1
NO |  | 164 | 2015 | 1 | 14 | 14 |  | 90-905 Welsh | PSO Valliant (Interconnect) | 345 | 345 | 3-86.492 | 87.26 | 0 | 1 | 2156.0 ACSR | 0 | 0 | 0 | 0 | 0 | 0 | 0 | 0 | 0 | 0 | 0 | 0 | 0 | 0 | 0 | 0 | 0 | 0 | 0 | 0 | 0 | 0 | 0 | 12 | 1
NO |  | 164 | 2015 | 1 | 15 | 15 |  |  | w/tap to NW Texarkana | 0 | 0 | 1-0.766 | 0 | 0 | 0 | 2156.0 ACSR | 0 | 0 | 0 | 0 | 0 | 0 | 0 | 0 | 0 | 0 | 0 | 0 | 0 | 0 | 0 | 0 | 0 | 0 | 0 | 0 | 0 | 0 | 0 | 12 | 1
NO |  | 164 | 2015 | 1 | 16 | 16 |  | 75000 (TL199) Welsh | Monticello | 345 | 345 | 3-16.0 | 16 | 0 | 1 | 2156 ACSR | 0 | 0 | 0 | 0 | 0 | 0 | 0 | 0 | 0 | 0 | 0 | 0 | 0 | 0 | 0 | 0 | 0 | 0 | 0 | 0 | 0 | 0 | 0 | 12 | 1
NO |  | 164 | 2015 | 1 | 17 | 17 |  | TL328 Turk (TX) | NW Texarkana | 345 | 345 | 2-7.43 | 7.43 | 0 | 1 | 954.0 ACSR | 0 | 0 | 0 | 0 | 0 | 0 | 0 | 0 | 0 | 0 | 0 | 0 | 0 | 0 | 0 | 0 | 0 | 0 | 0 | 0 | 0 | 0 | 0 | 12 | 1
NO |  | 164 | 2015 | 1 | 19 | 19 |  | Subtotal 345 kV in TX |  | 0 | 0 |  | 476.53 | 12.55 | 16 |  | 0 | 0 | 0 | 0 | 0 | 0 | 0 | 0 | 0 | 0 | 0 | 0 | 0 | 0 | 0 | 0 | 0 | 0 | 0 | 0 | 0 | 0 | 0 | 12 | 1
NO |  | 164 | 2015 | 1 | 21 | 21 |  | Total 345 kV SWEPCO |  | 0 | 0 |  | 711.69 | 20.05 | 28 |  | 0 | 0 | 0 | 0 | 0 | 0 | 0 | 0 | 0 | 0 | 0 | 0 | 0 | 0 | 0 | 0 | 0 | 0 | 0 | 0 | 0 | 0 | 0 | 12 | 1
NO |  | 164 | 2015 | 1 | 23 | 23 |  | 161 kV in AR |  | 0 | 0 |  | 0 | 0 | 0 |  | 0 | 0 | 0 | 0 | 0 | 0 | 0 | 0 | 0 | 0 | 0 | 0 | 0 | 0 | 0 | 0 | 0 | 0 | 0 | 0 | 0 | 0 | 0 | 12 | 1
NO |  | 164 | 2015 | 1 | 24 | 24 |  | 83-001 Chamber Springs | Tontitown | 161 | 161 | 1-0.08 | 11.61 | 0.64 | 1 | 1020.0 ACCC/TW | 0 | 0 | 0 | 0 | 0 | 0 | 0 | 0 | 0 | 0 | 0 | 0 | 0 | 0 | 0 | 0 | 0 | 0 | 0 | 0 | 0 | 0 | 0 | 12 | 1
NO |  | 164 | 2015 | 1 | 25 | 25 |  |  |  | 0 | 0 | 2-11.53 | 0 | 0 | 0 | 2156.0 ACSR | 0 | 0 | 0 | 0 | 0 | 0 | 0 | 0 | 0 | 0 | 0 | 0 | 0 | 0 | 0 | 0 | 0 | 0 | 0 | 0 | 0 | 0 | 0 | 12 | 1
NO |  | 164 | 2015 | 1 | 26 | 26 |  | 83-002 Chamber Springs | South Fayetteville | 161 | 161 | 1-0.37 | 16.82 | 0 | 1 | 1272.0 ACSR | 0 | 0 | 0 | 0 | 0 | 0 | 0 | 0 | 0 | 0 | 0 | 0 | 0 | 0 | 0 | 0 | 0 | 0 | 0 | 0 | 0 | 0 | 0 | 12 | 1
NO |  | 164 | 2015 | 1 | 27 | 27 |  |  |  | 0 | 0 | 2-16.45 | 0 | 0 | 0 | 2x397.0 ACSR | 0 | 0 | 0 | 0 | 0 | 0 | 0 | 0 | 0 | 0 | 0 | 0 | 0 | 0 | 0 | 0 | 0 | 0 | 0 | 0 | 0 | 0 | 0 | 12 | 1
NO |  | 164 | 2015 | 1 | 28 | 28 |  | 83-003 Dyess | East Rogers | 161 | 161 | 2-13.42 | 13.42 | 0 | 1 | 666.0 ACSR | 0 | 0 | 0 | 0 | 0 | 0 | 0 | 0 | 0 | 0 | 0 | 0 | 0 | 0 | 0 | 0 | 0 | 0 | 0 | 0 | 0 | 0 | 0 | 12 | 1
NO |  | 164 | 2015 | 1 | 29 | 29 |  | 83-004 Dyess | Tontitown | 161 | 161 | 1-6.207 | 7.09 | 0 | 1 | 1272.0 ACSR | 0 | 0 | 0 | 0 | 0 | 0 | 0 | 0 | 0 | 0 | 0 | 0 | 0 | 0 | 0 | 0 | 0 | 0 | 0 | 0 | 0 | 0 | 0 | 12 | 1
NO |  | 164 | 2015 | 1 | 30 | 30 |  |  |  | 0 | 0 | 2-0.8788 | 0 | 0 | 0 | 2156.0 ACSR | 0 | 0 | 0 | 0 | 0 | 0 | 0 | 0 | 0 | 0 | 0 | 0 | 0 | 0 | 0 | 0 | 0 | 0 | 0 | 0 | 0 | 0 | 0 | 12 | 1
NO |  | 164 | 2015 | 1 | 31 | 31 |  |  |  | 0 | 0 |  | 0 | 0 | 0 | 2x397.0 ACSR | 0 | 0 | 0 | 0 | 0 | 0 | 0 | 0 | 0 | 0 | 0 | 0 | 0 | 0 | 0 | 0 | 0 | 0 | 0 | 0 | 0 | 0 | 0 | 12 | 1
NO |  | 164 | 2015 | 1 | 32 | 32 |  | 83-005 Dyess | Hyland | 161 | 161 | 1-9.49 | 13.99 | 0 | 1 | 1272.0 AAC | 0 | 0 | 0 | 0 | 0 | 0 | 0 | 0 | 0 | 0 | 0 | 0 | 0 | 0 | 0 | 0 | 0 | 0 | 0 | 0 | 0 | 0 | 0 | 12 | 1
NO |  | 164 | 2015 | 1 | 33 | 33 |  |  |  | 0 | 0 | 2-4.5 | 0 | 0 | 0 | 2x397.0 ACSR | 0 | 0 | 0 | 0 | 0 | 0 | 0 | 0 | 0 | 0 | 0 | 0 | 0 | 0 | 0 | 0 | 0 | 0 | 0 | 0 | 0 | 0 | 0 | 12 | 1
NO |  | 164 | 2015 | 1 | 34 | 34 |  | 83-006 East Centerton | East Rogers | 161 | 161 | 1-9.18 | 9.18 | 0 | 1 | 1272.0 ACSR | 0 | 0 | 0 | 0 | 0 | 0 | 0 | 0 | 0 | 0 | 0 | 0 | 0 | 0 | 0 | 0 | 0 | 0 | 0 | 0 | 0 | 0 | 0 | 12 | 1
NO |  | 164 | 2015 | 1 | 35 | 35 |  |  |  | 0 | 0 |  | 0 | 0 | 0 | 1590.0 ACSR | 0 | 0 | 0 | 0 | 0 | 0 | 0 | 0 | 0 | 0 | 0 | 0 | 0 | 0 | 0 | 0 | 0 | 0 | 0 | 0 | 0 | 0 | 0 | 12 | 1
NO |  | 164 | 2015 | 2 | 1 | 1 |  | TL180 East Centerton | Centerton | 161 | 161 | 1-1.96 | 1.96 | 0 | 1 | 2156.0 ACSR | 0 | 0 | 0 | 0 | 0 | 0 | 0 | 0 | 0 | 0 | 0 | 0 | 0 | 0 | 0 | 0 | 0 | 0 | 0 | 0 | 0 | 0 | 0 | 12 | 1
NO |  | 164 | 2015 | 2 | 2 | 2 |  | 83-007 East Centerton | Flint Creek | 161 | 161 | 1-14.985 | 14.99 | 5.28 | 1 | 1020.0 ACCC/TW | 0 | 0 | 0 | 0 | 0 | 0 | 0 | 0 | 0 | 0 | 0 | 0 | 0 | 0 | 0 | 0 | 0 | 0 | 0 | 0 | 0 | 0 | 0 | 12 | 1
NO |  | 164 | 2015 | 2 | 3 | 3 |  |  |  | 0 | 0 |  | 0 | 0 | 0 | 1590.0 ACSR | 0 | 0 | 0 | 0 | 0 | 0 | 0 | 0 | 0 | 0 | 0 | 0 | 0 | 0 | 0 | 0 | 0 | 0 | 0 | 0 | 0 | 0 | 0 | 12 | 1
NO |  | 164 | 2015 | 2 | 4 | 4 |  |  |  | 0 | 0 | 1-4.10 | 4.1 | 0 | 1 | 2156.0 ACSR | 0 | 0 | 0 | 0 | 0 | 0 | 0 | 0 | 0 | 0 | 0 | 0 | 0 | 0 | 0 | 0 | 0 | 0 | 0 | 0 | 0 | 0 | 0 | 12 | 1
NO |  | 164 | 2015 | 2 | 5 | 5 |  | 83-008 East Rogers | SWPA Beaver Dam | 161 | 161 | 2-16.81 | 16.81 | 0 | 1 | 666.0 ACSR | 0 | 0 | 0 | 0 | 0 | 0 | 0 | 0 | 0 | 0 | 0 | 0 | 0 | 0 | 0 | 0 | 0 | 0 | 0 | 0 | 0 | 0 | 0 | 12 | 1
NO |  | 164 | 2015 | 2 | 6 | 6 |  |  | (Interconnect) | 0 | 0 |  | 0 | 0 | 0 |  | 0 | 0 | 0 | 0 | 0 | 0 | 0 | 0 | 0 | 0 | 0 | 0 | 0 | 0 | 0 | 0 | 0 | 0 | 0 | 0 | 0 | 0 | 0 | 12 | 1
NO |  | 164 | 2015 | 2 | 7 | 7 |  | 83-009 Eureka Springs | SWPA Beaver Dam | 161 | 161 | 2-1.25 | 1.25 | 0 | 1 | 795.0 ACSR | 0 | 0 | 0 | 0 | 0 | 0 | 0 | 0 | 0 | 0 | 0 | 0 | 0 | 0 | 0 | 0 | 0 | 0 | 0 | 0 | 0 | 0 | 0 | 12 | 1
NO |  | 164 | 2015 | 2 | 8 | 8 |  |  | (Interconnect) | 0 | 0 |  | 0 | 0 | 0 |  | 0 | 0 | 0 | 0 | 0 | 0 | 0 | 0 | 0 | 0 | 0 | 0 | 0 | 0 | 0 | 0 | 0 | 0 | 0 | 0 | 0 | 0 | 0 | 12 | 1
NO |  | 164 | 2015 | 2 | 9 | 9 |  | 83-010 Eureka Springs | Entergy Harrison | 161 | 161 | 1-0.94 | 5.34 | 0 | 1 | 666.0 ACSR | 0 | 0 | 0 | 0 | 0 | 0 | 0 | 0 | 0 | 0 | 0 | 0 | 0 | 0 | 0 | 0 | 0 | 0 | 0 | 0 | 0 | 0 | 0 | 12 | 1
NO |  | 164 | 2015 | 2 | 10 | 10 |  |  | (Interconnect) | 0 | 0 | 2-4.4 | 0 | 0 | 0 |  | 0 | 0 | 0 | 0 | 0 | 0 | 0 | 0 | 0 | 0 | 0 | 0 | 0 | 0 | 0 | 0 | 0 | 0 | 0 | 0 | 0 | 0 | 0 | 12 | 1
NO |  | 164 | 2015 | 2 | 11 | 11 |  | 83-011 Eureka Springs | SWPA Table Rock | 161 | 161 | 2-1.25 | 1.25 | 0 | 1 | 795.0 ACSR | 0 | 0 | 0 | 0 | 0 | 0 | 0 | 0 | 0 | 0 | 0 | 0 | 0 | 0 | 0 | 0 | 0 | 0 | 0 | 0 | 0 | 0 | 0 | 12 | 1
NO |  | 164 | 2015 | 2 | 12 | 12 |  |  | (Interconnect) | 0 | 0 |  | 0 | 0 | 0 |  | 0 | 0 | 0 | 0 | 0 | 0 | 0 | 0 | 0 | 0 | 0 | 0 | 0 | 0 | 0 | 0 | 0 | 0 | 0 | 0 | 0 | 0 | 0 | 12 | 1
NO |  | 164 | 2015 | 2 | 13 | 13 |  | 83-012 Flint Creek | EDE Decatur South | 161 | 161 | 2-0.03 | 0.03 | 0 | 1 | 795.0 ACSR | 0 | 0 | 0 | 0 | 0 | 0 | 0 | 0 | 0 | 0 | 0 | 0 | 0 | 0 | 0 | 0 | 0 | 0 | 0 | 0 | 0 | 0 | 0 | 12 | 1
NO |  | 164 | 2015 | 2 | 14 | 14 |  |  | (Interconnect) | 0 | 0 |  | 0 | 0 | 0 |  | 0 | 0 | 0 | 0 | 0 | 0 | 0 | 0 | 0 | 0 | 0 | 0 | 0 | 0 | 0 | 0 | 0 | 0 | 0 | 0 | 0 | 0 | 0 | 12 | 1
NO |  | 164 | 2015 | 2 | 15 | 15 |  | 83-013 Flint Creek | Siloam Springs | 161 | 161 | 1-5.4379 | 7.11 | 2.29 | 1 | 2x397.0 ACSR | 0 | 0 | 0 | 0 | 0 | 0 | 0 | 0 | 0 | 0 | 0 | 0 | 0 | 0 | 0 | 0 | 0 | 0 | 0 | 0 | 0 | 0 | 0 | 12 | 1
NO |  | 164 | 2015 | 2 | 16 | 16 |  |  |  | 0 | 0 | 2-1.6754 | 0 | 0 | 0 |  | 0 | 0 | 0 | 0 | 0 | 0 | 0 | 0 | 0 | 0 | 0 | 0 | 0 | 0 | 0 | 0 | 0 | 0 | 0 | 0 | 0 | 0 | 0 | 12 | 1
NO |  | 164 | 2015 | 2 | 17 | 17 |  | 83-014 Hyland | Southeast Fayetteville | 161 | 161 | 1-2.81 | 2.81 | 0 | 1 | 2x397.0 ACSR | 0 | 0 | 0 | 0 | 0 | 0 | 0 | 0 | 0 | 0 | 0 | 0 | 0 | 0 | 0 | 0 | 0 | 0 | 0 | 0 | 0 | 0 | 0 | 12 | 1
NO |  | 164 | 2015 | 2 | 18 | 18 |  | 83-015 North Huntington | OGE Fort Smith | 161 | 161 | 2-13.1921 | 13.19 | 0 | 1 | 1272.0 ACSR | 0 | 0 | 0 | 0 | 0 | 0 | 0 | 0 | 0 | 0 | 0 | 0 | 0 | 0 | 0 | 0 | 0 | 0 | 0 | 0 | 0 | 0 | 0 | 12 | 1
NO |  | 164 | 2015 | 2 | 19 | 19 |  |  | (Interconnect) | 0 | 0 |  | 0 | 0 | 0 | 397.0 ACSR | 0 | 0 | 0 | 0 | 0 | 0 | 0 | 0 | 0 | 0 | 0 | 0 | 0 | 0 | 0 | 0 | 0 | 0 | 0 | 0 | 0 | 0 | 0 | 12 | 1
NO |  | 164 | 2015 | 2 | 20 | 20 |  |  |  | 0 | 0 |  | 0 | 0 | 0 | 795.0 ACSR | 0 | 0 | 0 | 0 | 0 | 0 | 0 | 0 | 0 | 0 | 0 | 0 | 0 | 0 | 0 | 0 | 0 | 0 | 0 | 0 | 0 | 0 | 0 | 12 | 1
NO |  | 164 | 2015 | 2 | 21 | 21 |  | 83-016 North Huntington | West Booneville | 161 | 161 | 1-19.61 | 19.61 | 0 | 1 | 397.0 ACSR | 0 | 0 | 0 | 0 | 0 | 0 | 0 | 0 | 0 | 0 | 0 | 0 | 0 | 0 | 0 | 0 | 0 | 0 | 0 | 0 | 0 | 0 | 0 | 12 | 1
NO |  | 164 | 2015 | 2 | 22 | 22 |  | 83-017 North Magazine | Danville | 161 | 161 | 1-25.9462 | 25.95 | 0 | 1 | 1272.0 ACSR | 0 | 0 | 0 | 0 | 0 | 0 | 0 | 0 | 0 | 0 | 0 | 0 | 0 | 0 | 0 | 0 | 0 | 0 | 0 | 0 | 0 | 0 | 0 | 12 | 1
NO |  | 164 | 2015 | 2 | 23 | 23 |  | 83-018 North Magazine | VBI (OG&E) | 161 | 161 | 2-8.8 | 8.8 | 0 | 1 | 250.0 CW | 0 | 0 | 0 | 0 | 0 | 0 | 0 | 0 | 0 | 0 | 0 | 0 | 0 | 0 | 0 | 0 | 0 | 0 | 0 | 0 | 0 | 0 | 0 | 12 | 1
NO |  | 164 | 2015 | 2 | 24 | 24 |  | 83-020 Siloam Springs | GRDA Siloam Springs | 161 | 161 | 2-2.06 | 2.06 | 0 | 1 | 2x397.0 ACSR | 0 | 0 | 0 | 0 | 0 | 0 | 0 | 0 | 0 | 0 | 0 | 0 | 0 | 0 | 0 | 0 | 0 | 0 | 0 | 0 | 0 | 0 | 0 | 12 | 1
NO |  | 164 | 2015 | 2 | 25 | 25 |  |  | (Interconnect) | 0 | 0 |  | 0 | 0 | 0 |  | 0 | 0 | 0 | 0 | 0 | 0 | 0 | 0 | 0 | 0 | 0 | 0 | 0 | 0 | 0 | 0 | 0 | 0 | 0 | 0 | 0 | 0 | 0 | 12 | 1
NO |  | 164 | 2015 | 2 | 26 | 26 |  | 83-021 South Fayetteville | Southeast Fayetteville | 161 | 161 | 1-2.96 | 2.96 | 0 | 1 | 2x397.0 ACSR | 0 | 0 | 0 | 0 | 0 | 0 | 0 | 0 | 0 | 0 | 0 | 0 | 0 | 0 | 0 | 0 | 0 | 0 | 0 | 0 | 0 | 0 | 0 | 12 | 1
NO |  | 164 | 2015 | 2 | 27 | 27 |  | 83-022 North Magazine | West Booneville | 161 | 161 | 1-13.96 | 13.96 | 0 | 1 | 397.0 ACSR | 0 | 0 | 0 | 0 | 0 | 0 | 0 | 0 | 0 | 0 | 0 | 0 | 0 | 0 | 0 | 0 | 0 | 0 | 0 | 0 | 0 | 0 | 0 | 12 | 1
NO |  | 164 | 2015 | 2 | 28 | 28 |  | 83-026 Dyess | Tontitown | 161 | 161 | 1-7.44 | 7.44 | 0 | 1 | 2156.0 ACSR | 0 | 0 | 0 | 0 | 0 | 0 | 0 | 0 | 0 | 0 | 0 | 0 | 0 | 0 | 0 | 0 | 0 | 0 | 0 | 0 | 0 | 0 | 0 | 12 | 1
NO |  | 164 | 2015 | 2 | 29 | 29 |  | 83-025 Chamber Springs | Flint Creek | 161 | 161 | 1-4.0138 | 14.35 | 0 | 1 | 1272.0 ACSR | 0 | 0 | 0 | 0 | 0 | 0 | 0 | 0 | 0 | 0 | 0 | 0 | 0 | 0 | 0 | 0 | 0 | 0 | 0 | 0 | 0 | 0 | 0 | 12 | 1
NO |  | 164 | 2015 | 2 | 30 | 30 |  |  |  | 0 | 0 | 2-10.3371 | 0 | 0 | 0 | 2x397.0 ACSR | 0 | 0 | 0 | 0 | 0 | 0 | 0 | 0 | 0 | 0 | 0 | 0 | 0 | 0 | 0 | 0 | 0 | 0 | 0 | 0 | 0 | 0 | 0 | 12 | 1
NO |  | 164 | 2015 | 2 | 31 | 31 |  | 83-027 Flint Creek | Tontitown | 161 | 161 | 1-5.629 | 16.22 | 0.4 | 1 | 2156.0 ACSR | 0 | 0 | 0 | 0 | 0 | 0 | 0 | 0 | 0 | 0 | 0 | 0 | 0 | 0 | 0 | 0 | 0 | 0 | 0 | 0 | 0 | 0 | 0 | 12 | 1
NO |  | 164 | 2015 | 2 | 32 | 32 |  |  |  | 0 | 0 | 2-10.594 | 0 | 0 | 0 | 2x397.0 ACSR | 0 | 0 | 0 | 0 | 0 | 0 | 0 | 0 | 0 | 0 | 0 | 0 | 0 | 0 | 0 | 0 | 0 | 0 | 0 | 0 | 0 | 0 | 0 | 12 | 1
NO |  | 164 | 2015 | 2 | 33 | 33 |  | 83-028 Lowell | Tontitown | 161 | 161 | 1-11.2 | 11.2 | 0 | 1 | 1590.0 ACSR | 0 | 0 | 0 | 0 | 0 | 0 | 0 | 0 | 0 | 0 | 0 | 0 | 0 | 0 | 0 | 0 | 0 | 0 | 0 | 0 | 0 | 0 | 0 | 12 | 1
NO |  | 164 | 2015 | 2 | 34 | 34 |  | 83-029 Lowell | Rogers | 161 | 161 | 1-4.4 | 4.4 | 0 | 1 | 1590.0 ACSR | 0 | 0 | 0 | 0 | 0 | 0 | 0 | 0 | 0 | 0 | 0 | 0 | 0 | 0 | 0 | 0 | 0 | 0 | 0 | 0 | 0 | 0 | 0 | 12 | 1
NO |  | 164 | 2015 | 2 | 35 | 35 |  | 83-030 East Rogers | Rogers | 161 | 161 | 1-4.6 | 4.6 | 0 | 1 | 1272.0 ACSR | 0 | 0 | 0 | 0 | 0 | 0 | 0 | 0 | 0 | 0 | 0 | 0 | 0 | 0 | 0 | 0 | 0 | 0 | 0 | 0 | 0 | 0 | 0 | 12 | 1
NO |  | 164 | 2015 | 3 | 1 | 1 |  | 83-032 Mattison Plant | Tontitown | 161 | 161 | 1-0.2343 | 0.23 | 0 | 1 | 2x1590.0 ACSR | 0 | 0 | 0 | 0 | 0 | 0 | 0 | 0 | 0 | 0 | 0 | 0 | 0 | 0 | 0 | 0 | 0 | 0 | 0 | 0 | 0 | 0 | 0 | 12 | 1
NO |  | 164 | 2015 | 3 | 2 | 2 |  | 83-033 Chamber Springs | Siloam Springs | 161 | 161 | 1-7.5625 | 7.56 | 0 | 1 | 1590.0 ACSR | 0 | 0 | 0 | 0 | 0 | 0 | 0 | 0 | 0 | 0 | 0 | 0 | 0 | 0 | 0 | 0 | 0 | 0 | 0 | 0 | 0 | 0 | 0 | 12 | 1
NO |  | 164 | 2015 | 3 | 3 | 3 |  | 83-034 Dyess | Van Asche | 161 | 161 | 1-5.55 | 5.97 | 0 | 1 | 1590.0 ACSR | 0 | 0 | 0 | 0 | 0 | 0 | 0 | 0 | 0 | 0 | 0 | 0 | 0 | 0 | 0 | 0 | 0 | 0 | 0 | 0 | 0 | 0 | 0 | 12 | 1
NO |  | 164 | 2015 | 3 | 4 | 4 |  | 83-035 Fayetteville | Van Asche | 161 | 161 | 1-4.1839 | 4.18 | 0 | 1 | 1590.0 ACSR | 0 | 0 | 0 | 0 | 0 | 0 | 0 | 0 | 0 | 0 | 0 | 0 | 0 | 0 | 0 | 0 | 0 | 0 | 0 | 0 | 0 | 0 | 0 | 12 | 1
NO |  | 164 | 2015 | 3 | 5 | 5 |  | 83-036 Fayetteville | South Fayetteville | 161 | 161 | 1-1.98 | 1.98 | 0 | 1 | 1590.0 ACSR | 0 | 0 | 0 | 0 | 0 | 0 | 0 | 0 | 0 | 0 | 0 | 0 | 0 | 0 | 0 | 0 | 0 | 0 | 0 | 0 | 0 | 0 | 0 | 12 | 1
NO |  | 164 | 2015 | 3 | 6 | 6 |  | TL343 East Centerton | Shipe Road | 161 | 161 | 1-3.35 | 3.35 | 0 | 1 | 2156 ACSR | 0 | 0 | 0 | 0 | 0 | 0 | 0 | 0 | 0 | 0 | 0 | 0 | 0 | 0 | 0 | 0 | 0 | 0 | 0 | 0 | 0 | 0 | 0 | 12 | 1
NO |  | 164 | 2015 | 3 | 7 | 7 |  | TL360 Osburn Tap | Osburn Tap | 161 | 161 | 1-1.61 | 1.61 | 0 | 2 | 1272.0 ACSR | 0 | 0 | 0 | 0 | 0 | 0 | 0 | 0 | 0 | 0 | 0 | 0 | 0 | 0 | 0 | 0 | 0 | 0 | 0 | 0 | 0 | 0 | 0 | 12 | 1
NO |  | 164 | 2015 | 3 | 9 | 9 |  | Subtotal 161 kV in AR |  | 0 | 0 |  | 297.38 | 8.61 | 37 |  | 0 | 0 | 0 | 0 | 0 | 0 | 0 | 0 | 0 | 0 | 0 | 0 | 0 | 0 | 0 | 0 | 0 | 0 | 0 | 0 | 0 | 0 | 0 | 12 | 1
NO |  | 164 | 2015 | 3 | 11 | 11 |  | Total 161 kV SWEPCO |  | 0 | 0 |  | 297.38 | 8.61 | 37 |  | 0 | 0 | 0 | 0 | 0 | 0 | 0 | 0 | 0 | 0 | 0 | 0 | 0 | 0 | 0 | 0 | 0 | 0 | 0 | 0 | 0 | 0 | 0 | 12 | 1
NO |  | 164 | 2015 | 3 | 13 | 13 |  | 138 kV in AR |  | 0 | 0 |  | 0 | 0 | 0 |  | 0 | 0 | 0 | 0 | 0 | 0 | 0 | 0 | 0 | 0 | 0 | 0 | 0 | 0 | 0 | 0 | 0 | 0 | 0 | 0 | 0 | 0 | 0 | 12 | 1
NO |  | 164 | 2015 | 3 | 14 | 14 |  | 81-009 Dequeen | PSO Craig Jct. | 138 | 138 | 2-7.49 | 7.49 | 0 | 1 | 397.0 ACSR | 0 | 0 | 0 | 0 | 0 | 0 | 0 | 0 | 0 | 0 | 0 | 0 | 0 | 0 | 0 | 0 | 0 | 0 | 0 | 0 | 0 | 0 | 0 | 12 | 1
NO |  | 164 | 2015 | 3 | 15 | 15 |  |  | (Interconnect) | 0 | 0 |  | 0 | 0 | 0 |  | 0 | 0 | 0 | 0 | 0 | 0 | 0 | 0 | 0 | 0 | 0 | 0 | 0 | 0 | 0 | 0 | 0 | 0 | 0 | 0 | 0 | 0 | 0 | 12 | 1
NO |  | 164 | 2015 | 3 | 16 | 16 |  | 81-044 North New Boston | Patterson | 138 | 138 | 2-18.45 | 18.45 | 0 | 1 | 2x203.2 ACSR | 0 | 0 | 0 | 0 | 0 | 0 | 0 | 0 | 0 | 0 | 0 | 0 | 0 | 0 | 0 | 0 | 0 | 0 | 0 | 0 | 0 | 0 | 0 | 12 | 1
NO |  | 164 | 2015 | 3 | 17 | 17 |  |  |  | 0 | 0 |  | 0 | 0 | 0 | 666.0 ACSR | 0 | 0 | 0 | 0 | 0 | 0 | 0 | 0 | 0 | 0 | 0 | 0 | 0 | 0 | 0 | 0 | 0 | 0 | 0 | 0 | 0 | 0 | 0 | 12 | 1
NO |  | 164 | 2015 | 3 | 18 | 18 |  | 81-847 Patterson | PSO Craig Jct. | 138 | 138 | 1-26.4705 | 26.95 | 0 | 1 | 1272.0 ACSR | 0 | 0 | 0 | 0 | 0 | 0 | 0 | 0 | 0 | 0 | 0 | 0 | 0 | 0 | 0 | 0 | 0 | 0 | 0 | 0 | 0 | 0 | 0 | 12 | 1
NO |  | 164 | 2015 | 3 | 19 | 19 |  |  | (Interconnect) | 0 | 0 | 2-0.4811 | 0 | 0 | 0 |  | 0 | 0 | 0 | 0 | 0 | 0 | 0 | 0 | 0 | 0 | 0 | 0 | 0 | 0 | 0 | 0 | 0 | 0 | 0 | 0 | 0 | 0 | 0 | 12 | 1
NO |  | 164 | 2015 | 3 | 20 | 20 |  | 81-049 Northwest Texarkana | Patterson | 138 | 138 | 2-8.26 | 8.26 | 0 | 1 | 1024.0 ACAR | 0 | 0 | 0 | 0 | 0 | 0 | 0 | 0 | 0 | 0 | 0 | 0 | 0 | 0 | 0 | 0 | 0 | 0 | 0 | 0 | 0 | 0 | 0 | 12 | 1
NO |  | 164 | 2015 | 3 | 21 | 21 |  | 81-050 Northwest Texarkana | Sugar Hill | 138 | 138 | 1-0.78 | 0.78 | 0 | 1 | 1272.0 ACSR | 0 | 0 | 0 | 0 | 0 | 0 | 0 | 0 | 0 | 0 | 0 | 0 | 0 | 0 | 0 | 0 | 0 | 0 | 0 | 0 | 0 | 0 | 0 | 12 | 1
NO |  | 164 | 2015 | 3 | 22 | 22 |  | 81-054 Patterson | South Dierks | 138 | 138 | 1-2.28 | 32.34 | 0 | 1 | 2x397.0 ACSR | 0 | 0 | 0 | 0 | 0 | 0 | 0 | 0 | 0 | 0 | 0 | 0 | 0 | 0 | 0 | 0 | 0 | 0 | 0 | 0 | 0 | 0 | 0 | 12 | 1
NO |  | 164 | 2015 | 3 | 23 | 23 |  |  |  | 0 | 0 | 2-30.06 | 0 | 0 | 0 | 397.0 ACSR | 0 | 0 | 0 | 0 | 0 | 0 | 0 | 0 | 0 | 0 | 0 | 0 | 0 | 0 | 0 | 0 | 0 | 0 | 0 | 0 | 0 | 0 | 0 | 12 | 1
NO |  | 164 | 2015 | 3 | 24 | 24 |  | 81-055 Patterson | South Nashville | 138 | 138 | 2-25.06 | 23.42 | 1.64 | 1 | 1272.0 ACSR | 0 | 0 | 0 | 0 | 0 | 0 | 0 | 0 | 0 | 0 | 0 | 0 | 0 | 0 | 0 | 0 | 0 | 0 | 0 | 0 | 0 | 0 | 0 | 12 | 1
NO |  | 164 | 2015 | 3 | 25 | 25 |  |  |  | 0 | 0 |  | 0 | 0 | 0 | 336.4 ACSR | 0 | 0 | 0 | 0 | 0 | 0 | 0 | 0 | 0 | 0 | 0 | 0 | 0 | 0 | 0 | 0 | 0 | 0 | 0 | 0 | 0 | 0 | 0 | 12 | 1
NO |  | 164 | 2015 | 3 | 26 | 26 |  |  |  | 0 | 0 |  | 0 | 0 | 0 | 4/0 CU 19/1 | 0 | 0 | 0 | 0 | 0 | 0 | 0 | 0 | 0 | 0 | 0 | 0 | 0 | 0 | 0 | 0 | 0 | 0 | 0 | 0 | 0 | 0 | 0 | 12 | 1
NO |  | 164 | 2015 | 3 | 27 | 27 |  | 81-062 South Nashville | Entergy South Murfreesboro | 138 | 138 | 2-19.54 | 19.54 | 0 | 1 | 1272.0 ACSR | 0 | 0 | 0 | 0 | 0 | 0 | 0 | 0 | 0 | 0 | 0 | 0 | 0 | 0 | 0 | 0 | 0 | 0 | 0 | 0 | 0 | 0 | 0 | 12 | 1
NO |  | 164 | 2015 | 3 | 28 | 28 |  |  | (Interconnect) | 0 | 0 |  | 0 | 0 | 0 | 4/0 CU 19/1 | 0 | 0 | 0 | 0 | 0 | 0 | 0 | 0 | 0 | 0 | 0 | 0 | 0 | 0 | 0 | 0 | 0 | 0 | 0 | 0 | 0 | 0 | 0 | 12 | 1
NO |  | 164 | 2015 | 3 | 29 | 29 |  | 81-072 Bann | Southeast Texarkana | 138 | 138 | 1-0.384 | 0.38 | 0 | 1 | 1272.0 ACSR | 0 | 0 | 0 | 0 | 0 | 0 | 0 | 0 | 0 | 0 | 0 | 0 | 0 | 0 | 0 | 0 | 0 | 0 | 0 | 0 | 0 | 0 | 0 | 12 | 1
NO |  | 164 | 2015 | 3 | 30 | 30 |  | 81-848 Mena | PSO Craig Jct. | 138 | 138 | 1-28.22 | 28.22 | 0 | 1 | 795.0 ACSR | 0 | 0 | 0 | 0 | 0 | 0 | 0 | 0 | 0 | 0 | 0 | 0 | 0 | 0 | 0 | 0 | 0 | 0 | 0 | 0 | 0 | 0 | 0 | 12 | 1
NO |  | 164 | 2015 | 3 | 31 | 31 |  |  | (Interconnect) | 0 | 0 |  | 0 | 0 | 0 |  | 0 | 0 | 0 | 0 | 0 | 0 | 0 | 0 | 0 | 0 | 0 | 0 | 0 | 0 | 0 | 0 | 0 | 0 | 0 | 0 | 0 | 0 | 0 | 12 | 1
NO |  | 164 | 2015 | 3 | 32 | 32 |  | 81-086 Sugar Hill | Turk | 138 | 138 | 1-21.70 | 21.7 | 0 | 1 | 1590 ACSR | 0 | 0 | 0 | 0 | 0 | 0 | 0 | 0 | 0 | 0 | 0 | 0 | 0 | 0 | 0 | 0 | 0 | 0 | 0 | 0 | 0 | 0 | 0 | 12 | 1
NO |  | 164 | 2015 | 3 | 33 | 33 |  | TL330 SE Texarkana | Turk | 138 | 138 | 1-26.74 | 26.74 | 0 | 1 | 1590 ACSR | 0 | 0 | 0 | 0 | 0 | 0 | 0 | 0 | 0 | 0 | 0 | 0 | 0 | 0 | 0 | 0 | 0 | 0 | 0 | 0 | 0 | 0 | 0 | 12 | 1
NO |  | 164 | 2015 | 3 | 34 | 34 |  | TL345 Turk | Hope | 115 | 138 | 1-4.10 | 4.1 | 0 | 1 | 1590 ACSR | 0 | 0 | 0 | 0 | 0 | 0 | 0 | 0 | 0 | 0 | 0 | 0 | 0 | 0 | 0 | 0 | 0 | 0 | 0 | 0 | 0 | 0 | 0 | 12 | 1
NO |  | 164 | 2015 | 4 | 1 | 1 |  | Subtotal 138 kV in AR |  | 0 | 0 |  | 218.37 | 1.64 | 13 |  | 0 | 0 | 0 | 0 | 0 | 0 | 0 | 0 | 0 | 0 | 0 | 0 | 0 | 0 | 0 | 0 | 0 | 0 | 0 | 0 | 0 | 0 | 0 | 12 | 1
NO |  | 164 | 2015 | 4 | 2 | 2 |  | 138 kV in LA |  | 0 | 0 |  | 0 | 0 | 0 |  | 0 | 0 | 0 | 0 | 0 | 0 | 0 | 0 | 0 | 0 | 0 | 0 | 0 | 0 | 0 | 0 | 0 | 0 | 0 | 0 | 0 | 0 | 0 | 12 | 1
NO |  | 164 | 2015 | 4 | 3 | 3 |  | 81-001 Arsenal Hill | Fort Humbug w/tap to | 138 | 138 | 1-4.53 | 5.06 | 0 | 1 | 2156 ACSR | 0 | 0 | 0 | 0 | 0 | 0 | 0 | 0 | 0 | 0 | 0 | 0 | 0 | 0 | 0 | 0 | 0 | 0 | 0 | 0 | 0 | 0 | 0 | 12 | 1
NO |  | 164 | 2015 | 4 | 4 | 4 |  |  | Trichel Street | 0 | 0 | 2-0.53 | 0 | 0 | 0 | 1272.0 SD 54/19 | 0 | 0 | 0 | 0 | 0 | 0 | 0 | 0 | 0 | 0 | 0 | 0 | 0 | 0 | 0 | 0 | 0 | 0 | 0 | 0 | 0 | 0 | 0 | 12 | 1
NO |  | 164 | 2015 | 4 | 5 | 5 |  |  |  | 0 | 0 |  | 0 | 0 | 0 | 2x397.0 ACSR | 0 | 0 | 0 | 0 | 0 | 0 | 0 | 0 | 0 | 0 | 0 | 0 | 0 | 0 | 0 | 0 | 0 | 0 | 0 | 0 | 0 | 0 | 0 | 12 | 1
NO |  | 164 | 2015 | 4 | 6 | 6 |  | 81-002 Arsenal Hill | Lieberman | 138 | 138 | 2-19.90 | 21 | 1.03 | 1 | 2x266.8 ACSR | 0 | 0 | 0 | 0 | 0 | 0 | 0 | 0 | 0 | 0 | 0 | 0 | 0 | 0 | 0 | 0 | 0 | 0 | 0 | 0 | 0 | 0 | 0 | 12 | 1
NO |  | 164 | 2015 | 4 | 7 | 7 |  |  |  | 0 | 0 | 1-1.10 | 0 | 0 | 0 | 959 ACSR | 0 | 0 | 0 | 0 | 0 | 0 | 0 | 0 | 0 | 0 | 0 | 0 | 0 | 0 | 0 | 0 | 0 | 0 | 0 | 0 | 0 | 0 | 0 | 12 | 1
NO |  | 164 | 2015 | 4 | 8 | 8 |  | 81-003 Arsenal Hill | Linwood | 138 | 138 | 1-5.0591 | 5.06 | 0 | 1 | 1272.0 AAC | 0 | 0 | 0 | 0 | 0 | 0 | 0 | 0 | 0 | 0 | 0 | 0 | 0 | 0 | 0 | 0 | 0 | 0 | 0 | 0 | 0 | 0 | 0 | 12 | 1
NO |  | 164 | 2015 | 4 | 9 | 9 |  |  |  | 0 | 0 |  | 0 | 0 | 0 | 1272.0 ACSR | 0 | 0 | 0 | 0 | 0 | 0 | 0 | 0 | 0 | 0 | 0 | 0 | 0 | 0 | 0 | 0 | 0 | 0 | 0 | 0 | 0 | 0 | 0 | 12 | 1
NO |  | 164 | 2015 | 4 | 10 | 10 |  | 81-004 Arsenal Hill | Longwood | 138 | 138 | 2-15.58 | 16.42 | 0 | 1 | 1024.0 ACAR | 0 | 0 | 0 | 0 | 0 | 0 | 0 | 0 | 0 | 0 | 0 | 0 | 0 | 0 | 0 | 0 | 0 | 0 | 0 | 0 | 0 | 0 | 0 | 12 | 1
NO |  | 164 | 2015 | 4 | 11 | 11 |  |  |  | 0 | 0 | 3-0.84 | 0 | 0 | 0 | 2x266.8 ACSR | 0 | 0 | 0 | 0 | 0 | 0 | 0 | 0 | 0 | 0 | 0 | 0 | 0 | 0 | 0 | 0 | 0 | 0 | 0 | 0 | 0 | 0 | 0 | 12 | 1
NO |  | 164 | 2015 | 4 | 12 | 12 |  | 81-007 Center | Logansport | 138 | 138 | 1-0.6 | 0.6 | 0 | 1 | 755.0 ACAR | 0 | 0 | 0 | 0 | 0 | 0 | 0 | 0 | 0 | 0 | 0 | 0 | 0 | 0 | 0 | 0 | 0 | 0 | 0 | 0 | 0 | 0 | 0 | 12 | 1
NO |  | 164 | 2015 | 4 | 13 | 13 |  | 81-013 Flournoy | General Motors | 138 | 138 | 1-0.58 | 1.56 | 0 | 1 | 666.0 ACSR | 0 | 0 | 0 | 0 | 0 | 0 | 0 | 0 | 0 | 0 | 0 | 0 | 0 | 0 | 0 | 0 | 0 | 0 | 0 | 0 | 0 | 0 | 0 | 12 | 1
NO |  | 164 | 2015 | 4 | 14 | 14 |  |  |  | 0 | 0 | 2-0.98 | 0 | 0 | 0 | 795.0 ACSR | 0 | 0 | 0 | 0 | 0 | 0 | 0 | 0 | 0 | 0 | 0 | 0 | 0 | 0 | 0 | 0 | 0 | 0 | 0 | 0 | 0 | 0 | 0 | 12 | 1
NO |  | 164 | 2015 | 4 | 15 | 15 |  | 81-014 Flournoy | Longwood | 138 | 138 | 2-12.22 | 12.22 | 0 | 1 | 666.0 ACSR | 0 | 0 | 0 | 0 | 0 | 0 | 0 | 0 | 0 | 0 | 0 | 0 | 0 | 0 | 0 | 0 | 0 | 0 | 0 | 0 | 0 | 0 | 0 | 12 | 1
NO |  | 164 | 2015 | 4 | 16 | 16 |  | 81-015 Fort Humbug | South Shreveport | 138 | 138 | 1-10.62 | 10.62 | 0 | 1 | 1272.0 AAC | 0 | 0 | 0 | 0 | 0 | 0 | 0 | 0 | 0 | 0 | 0 | 0 | 0 | 0 | 0 | 0 | 0 | 0 | 0 | 0 | 0 | 0 | 0 | 12 | 1
NO |  | 164 | 2015 | 4 | 17 | 17 |  | 81-016 General Motors | Southwest Shreveport | 138 | 138 | 1-1.28 | 4.34 | 0 | 1 | 666.0 ACSR | 0 | 0 | 0 | 0 | 0 | 0 | 0 | 0 | 0 | 0 | 0 | 0 | 0 | 0 | 0 | 0 | 0 | 0 | 0 | 0 | 0 | 0 | 0 | 12 | 1
NO |  | 164 | 2015 | 4 | 18 | 18 |  |  |  | 0 | 0 | 2-3.06 | 0 | 0 | 0 | 795.0 ACSR | 0 | 0 | 0 | 0 | 0 | 0 | 0 | 0 | 0 | 0 | 0 | 0 | 0 | 0 | 0 | 0 | 0 | 0 | 0 | 0 | 0 | 0 | 0 | 12 | 1
NO |  | 164 | 2015 | 4 | 19 | 19 |  | 81-019 IPC Jefferson | Lieberman | 138 | 138 | 1-0.72 | 7.2 | 0 | 1 | 2156.0 ACSR | 0 | 0 | 0 | 0 | 0 | 0 | 0 | 0 | 0 | 0 | 0 | 0 | 0 | 0 | 0 | 0 | 0 | 0 | 0 | 0 | 0 | 0 | 0 | 12 | 1
NO |  | 164 | 2015 | 4 | 20 | 20 |  |  |  | 0 | 0 | 2-6.48 | 0 | 0 | 0 | 336.4 ACSR | 0 | 0 | 0 | 0 | 0 | 0 | 0 | 0 | 0 | 0 | 0 | 0 | 0 | 0 | 0 | 0 | 0 | 0 | 0 | 0 | 0 | 0 | 0 | 12 | 1
NO |  | 164 | 2015 | 4 | 21 | 21 |  | 81-029 Lieberman | Red Point | 138 | 138 | 1-9.4 | 33.57 | 0 | 1 | 1272.0 ACSR | 0 | 0 | 0 | 0 | 0 | 0 | 0 | 0 | 0 | 0 | 0 | 0 | 0 | 0 | 0 | 0 | 0 | 0 | 0 | 0 | 0 | 0 | 0 | 12 | 1
NO |  | 164 | 2015 | 4 | 22 | 22 |  |  |  | 0 | 0 | 2-24.17 | 0 | 0 | 0 | 2x397.0 ACSR | 0 | 0 | 0 | 0 | 0 | 0 | 0 | 0 | 0 | 0 | 0 | 0 | 0 | 0 | 0 | 0 | 0 | 0 | 0 | 0 | 0 | 0 | 0 | 12 | 1
NO |  | 164 | 2015 | 4 | 23 | 23 |  | 81-030 Lieberman | Longwood | 138 | 138 | 1-1.826 | 9.63 | 0 | 1 | 2156.0 ACSR | 0 | 0 | 0 | 0 | 0 | 0 | 0 | 0 | 0 | 0 | 0 | 0 | 0 | 0 | 0 | 0 | 0 | 0 | 0 | 0 | 0 | 0 | 0 | 12 | 1
NO |  | 164 | 2015 | 4 | 24 | 24 |  |  |  | 0 | 0 | 2-7.802 | 0 | 0 | 0 | 2x266.8 ACSR | 0 | 0 | 0 | 0 | 0 | 0 | 0 | 0 | 0 | 0 | 0 | 0 | 0 | 0 | 0 | 0 | 0 | 0 | 0 | 0 | 0 | 0 | 0 | 12 | 1
NO |  | 164 | 2015 | 4 | 25 | 25 |  | 81-031 Linwood | South Shreveport w/tap to | 138 | 138 | 1-2.48 | 2.65 | 0 | 1 | 397.0 ACSR | 0 | 0 | 0 | 0 | 0 | 0 | 0 | 0 | 0 | 0 | 0 | 0 | 0 | 0 | 0 | 0 | 0 | 0 | 0 | 0 | 0 | 0 | 0 | 12 | 1
NO |  | 164 | 2015 | 4 | 26 | 26 |  |  | Cedar Grove | 0 | 0 | 2-0.17 | 0 | 0 | 0 | 954.0 ACSR | 0 | 0 | 0 | 0 | 0 | 0 | 0 | 0 | 0 | 0 | 0 | 0 | 0 | 0 | 0 | 0 | 0 | 0 | 0 | 0 | 0 | 0 | 0 | 12 | 1
NO |  | 164 | 2015 | 4 | 27 | 27 |  | 81-032 Linwood | Southwest Shreveport | 138 | 138 | 1-8.96 | 9.22 | 0 | 1 | 1272.0 AAC | 0 | 0 | 0 | 0 | 0 | 0 | 0 | 0 | 0 | 0 | 0 | 0 | 0 | 0 | 0 | 0 | 0 | 0 | 0 | 0 | 0 | 0 | 0 | 12 | 1
NO |  | 164 | 2015 | 4 | 28 | 28 |  |  |  | 0 | 0 | 2-0.26 | 0 | 0 | 0 | 1272.0 ACSR | 0 | 0 | 0 | 0 | 0 | 0 | 0 | 0 | 0 | 0 | 0 | 0 | 0 | 0 | 0 | 0 | 0 | 0 | 0 | 0 | 0 | 0 | 0 | 12 | 1
NO |  | 164 | 2015 | 4 | 29 | 29 |  |  |  | 0 | 0 |  | 0 | 0 | 0 | 1703.0 ACAR | 0 | 0 | 0 | 0 | 0 | 0 | 0 | 0 | 0 | 0 | 0 | 0 | 0 | 0 | 0 | 0 | 0 | 0 | 0 | 0 | 0 | 0 | 0 | 12 | 1
NO |  | 164 | 2015 | 4 | 30 | 30 |  | 81-033 Carthage POD | Logansport | 138 | 138 | 2-4.38 | 4.38 | 0 | 1 | 755.0 ACAR | 0 | 0 | 0 | 0 | 0 | 0 | 0 | 0 | 0 | 0 | 0 | 0 | 0 | 0 | 0 | 0 | 0 | 0 | 0 | 0 | 0 | 0 | 0 | 12 | 1
NO |  | 164 | 2015 | 4 | 31 | 31 |  | 81-034 Logansport | Stonewall | 138 | 138 | 1-22.91 | 22.91 | 0 | 1 | 1272.0 ACSR | 0 | 0 | 0 | 0 | 0 | 0 | 0 | 0 | 0 | 0 | 0 | 0 | 0 | 0 | 0 | 0 | 0 | 0 | 0 | 0 | 0 | 0 | 0 | 12 | 1
NO |  | 164 | 2015 | 4 | 32 | 32 |  |  |  | 0 | 0 |  | 0 | 0 | 0 | 795.0 ACSR | 0 | 0 | 0 | 0 | 0 | 0 | 0 | 0 | 0 | 0 | 0 | 0 | 0 | 0 | 0 | 0 | 0 | 0 | 0 | 0 | 0 | 0 | 0 | 12 | 1
NO |  | 164 | 2015 | 4 | 33 | 33 |  | 81-039 Longwood | Scottsville | 138 | 138 | 2-3.88 | 3.88 | 0 | 1 | 2x397.0 ACSR | 0 | 0 | 0 | 0 | 0 | 0 | 0 | 0 | 0 | 0 | 0 | 0 | 0 | 0 | 0 | 0 | 0 | 0 | 0 | 0 | 0 | 0 | 0 | 12 | 1
NO |  | 164 | 2015 | 4 | 34 | 34 |  | 81-060 Red Point | Whitehurst | 138 | 138 | 1-6.86 | 6.86 | 0 | 1 | 2x397.0 ACSR | 0 | 0 | 0 | 0 | 0 | 0 | 0 | 0 | 0 | 0 | 0 | 0 | 0 | 0 | 0 | 0 | 0 | 0 | 0 | 0 | 0 | 0 | 0 | 12 | 1
NO |  | 164 | 2015 | 4 | 35 | 35 |  |  |  | 0 | 0 |  | 0 | 0 | 0 | 397.0 ACSR | 0 | 0 | 0 | 0 | 0 | 0 | 0 | 0 | 0 | 0 | 0 | 0 | 0 | 0 | 0 | 0 | 0 | 0 | 0 | 0 | 0 | 0 | 0 | 12 | 1
NO |  | 164 | 2015 | 5 | 2 | 2 |  | 81-061 Rock Hill | Southwest Shreveport | 138 | 138 | 1-2.3763 | 13.81 | 0 | 1 | 1590.0 ACSR | 0 | 0 | 0 | 0 | 0 | 0 | 0 | 0 | 0 | 0 | 0 | 0 | 0 | 0 | 0 | 0 | 0 | 0 | 0 | 0 | 0 | 0 | 0 | 12 | 1
NO |  | 164 | 2015 | 5 | 3 | 3 |  |  |  | 0 | 0 | 2-11.433 | 0 | 0 | 0 | 397.0 ACSR | 0 | 0 | 0 | 0 | 0 | 0 | 0 | 0 | 0 | 0 | 0 | 0 | 0 | 0 | 0 | 0 | 0 | 0 | 0 | 0 | 0 | 0 | 0 | 12 | 1
NO |  | 164 | 2015 | 5 | 4 | 4 |  | 81-063 South Shreveport | Wallace Lake | 138 | 138 | 2-11.18 | 11.18 | 0 | 1 | 666.0 ACSR | 0 | 0 | 0 | 0 | 0 | 0 | 0 | 0 | 0 | 0 | 0 | 0 | 0 | 0 | 0 | 0 | 0 | 0 | 0 | 0 | 0 | 0 | 0 | 12 | 1
NO |  | 164 | 2015 | 5 | 5 | 5 |  |  |  | 0 | 0 |  | 0 | 0 | 0 | 795.0 ACSR | 0 | 0 | 0 | 0 | 0 | 0 | 0 | 0 | 0 | 0 | 0 | 0 | 0 | 0 | 0 | 0 | 0 | 0 | 0 | 0 | 0 | 0 | 0 | 12 | 1
NO |  | 164 | 2015 | 5 | 6 | 6 |  | 81-064 South Shreveport | Western Electric | 138 | 138 | 1-0.1 | 5.44 | 0 | 1 | 2x397.0 ACSR | 0 | 0 | 0 | 0 | 0 | 0 | 0 | 0 | 0 | 0 | 0 | 0 | 0 | 0 | 0 | 0 | 0 | 0 | 0 | 0 | 0 | 0 | 0 | 12 | 1
NO |  | 164 | 2015 | 5 | 7 | 7 |  |  |  | 0 | 0 | 2-5.34 | 0 | 0 | 0 |  | 0 | 0 | 0 | 0 | 0 | 0 | 0 | 0 | 0 | 0 | 0 | 0 | 0 | 0 | 0 | 0 | 0 | 0 | 0 | 0 | 0 | 0 | 0 | 12 | 1
NO |  | 164 | 2015 | 5 | 8 | 8 |  | 81-065 Southwest Shreveport | Western Electric w/tap to | 138 | 138 | 1-8.14 | 12.32 | 0 | 1 | 1272.0 ACSR | 0 | 0 | 0 | 0 | 0 | 0 | 0 | 0 | 0 | 0 | 0 | 0 | 0 | 0 | 0 | 0 | 0 | 0 | 0 | 0 | 0 | 0 | 0 | 12 | 1
NO |  | 164 | 2015 | 5 | 9 | 9 |  |  | Stonewall | 0 | 0 | 2-4.18 | 0 | 0 | 0 | 2x795.0 ACSR | 0 | 0 | 0 | 0 | 0 | 0 | 0 | 0 | 0 | 0 | 0 | 0 | 0 | 0 | 0 | 0 | 0 | 0 | 0 | 0 | 0 | 0 | 0 | 12 | 1
NO |  | 164 | 2015 | 5 | 10 | 10 |  | 81-066 Trichel Street | Whitehurst | 138 | 138 | 1-4.51 | 4.51 | 0 | 1 | 2x397.0 ACSR | 0 | 0 | 0 | 0 | 0 | 0 | 0 | 0 | 0 | 0 | 0 | 0 | 0 | 0 | 0 | 0 | 0 | 0 | 0 | 0 | 0 | 0 | 0 | 12 | 1
NO |  | 164 | 2015 | 5 | 11 | 11 |  | 81-067 Wallace Lake | CLECO IPC Mansfield | 138 | 138 | 2-6.86 | 6.86 | 0 | 1 | 666.0 ACSR | 0 | 0 | 0 | 0 | 0 | 0 | 0 | 0 | 0 | 0 | 0 | 0 | 0 | 0 | 0 | 0 | 0 | 0 | 0 | 0 | 0 | 0 | 0 | 12 | 1
NO |  | 164 | 2015 | 5 | 12 | 12 |  |  | (Interconnect) | 0 | 0 |  | 0 | 0 | 0 |  | 0 | 0 | 0 | 0 | 0 | 0 | 0 | 0 | 0 | 0 | 0 | 0 | 0 | 0 | 0 | 0 | 0 | 0 | 0 | 0 | 0 | 0 | 0 | 12 | 1
NO |  | 164 | 2015 | 5 | 13 | 13 |  | 81-081 Port Robson | Wallace Lake | 138 | 138 | 1-5.5962 | 5.6 | 0 | 1 | 1590.0 ACSR | 0 | 0 | 0 | 0 | 0 | 0 | 0 | 0 | 0 | 0 | 0 | 0 | 0 | 0 | 0 | 0 | 0 | 0 | 0 | 0 | 0 | 0 | 0 | 12 | 1
NO |  | 164 | 2015 | 5 | 14 | 14 |  | 81-082 Bean | Port Robson | 138 | 138 | 1-1.2938 | 1.29 | 0 | 1 | 1590.0 ACSR | 0 | 0 | 0 | 0 | 0 | 0 | 0 | 0 | 0 | 0 | 0 | 0 | 0 | 0 | 0 | 0 | 0 | 0 | 0 | 0 | 0 | 0 | 0 | 12 | 1
NO |  | 164 | 2015 | 5 | 15 | 15 |  | 81-083 Bean | Caplis | 138 | 138 | 1-2.92 | 2.92 | 0.08 | 1 | 1590.0 ACSR | 0 | 0 | 0 | 0 | 0 | 0 | 0 | 0 | 0 | 0 | 0 | 0 | 0 | 0 | 0 | 0 | 0 | 0 | 0 | 0 | 0 | 0 | 0 | 12 | 1
NO |  | 164 | 2015 | 5 | 16 | 16 |  | 81-084 South Shreveport | Southwest Shreveport | 138 | 138 | 1-10.339 | 10.34 | 2.38 | 1 | 1272.0 ACSR | 0 | 0 | 0 | 0 | 0 | 0 | 0 | 0 | 0 | 0 | 0 | 0 | 0 | 0 | 0 | 0 | 0 | 0 | 0 | 0 | 0 | 0 | 0 | 12 | 1
NO |  | 164 | 2015 | 5 | 17 | 17 |  | TL331 Caplis | McDade | 138 | 138 | 2-7.87 | 7.87 | 0 | 0 |  | 0 | 0 | 0 | 0 | 0 | 0 | 0 | 0 | 0 | 0 | 0 | 0 | 0 | 0 | 0 | 0 | 0 | 0 | 0 | 0 | 0 | 0 | 0 | 12 | 1
NO |  | 164 | 2015 | 5 | 18 | 18 |  | TL335 Haughton | Redpoint | 138 | 138 | 2-2.95 | 2.95 | 0 | 1 | 1590.0 ACSR | 0 | 0 | 0 | 0 | 0 | 0 | 0 | 0 | 0 | 0 | 0 | 0 | 0 | 0 | 0 | 0 | 0 | 0 | 0 | 0 | 0 | 0 | 0 | 12 | 1
NO |  | 164 | 2015 | 5 | 19 | 19 |  | TL334 McDade | Haughton | 138 | 138 | 2-11.30 | 11.3 | 0 | 1 | 4/0 ACSR | 0 | 0 | 0 | 0 | 0 | 0 | 0 | 0 | 0 | 0 | 0 | 0 | 0 | 0 | 0 | 0 | 0 | 0 | 0 | 0 | 0 | 0 | 0 | 12 | 1
NO |  | 164 | 2015 | 5 | 20 | 20 |  | TL364 Port Robson | Benteler #1 | 138 | 138 | 1-4.098 | 4.1 | 0 | 1 | 1533 ACSR | 0 | 0 | 0 | 0 | 0 | 0 | 0 | 0 | 0 | 0 | 0 | 0 | 0 | 0 | 0 | 0 | 0 | 0 | 0 | 0 | 0 | 0 | 0 | 12 | 1
NO |  | 164 | 2015 | 5 | 21 | 21 |  | TL365 Port Robson | Benteler #2 | 138 | 138 | 1-3.17 | 3.17 | 0 | 1 | 1533 ACSR | 0 | 0 | 0 | 0 | 0 | 0 | 0 | 0 | 0 | 0 | 0 | 0 | 0 | 0 | 0 | 0 | 0 | 0 | 0 | 0 | 0 | 0 | 0 | 12 | 1
NO |  | 164 | 2015 | 5 | 23 | 23 |  | Subtotal 138 kV in LA |  | 0 | 0 |  | 280.84 | 3.49 | 32 |  | 0 | 0 | 0 | 0 | 0 | 0 | 0 | 0 | 0 | 0 | 0 | 0 | 0 | 0 | 0 | 0 | 0 | 0 | 0 | 0 | 0 | 0 | 0 | 12 | 1
NO |  | 164 | 2015 | 5 | 25 | 25 |  | 138 kV in OK |  | 0 | 0 |  | 0 | 0 | 0 |  | 0 | 0 | 0 | 0 | 0 | 0 | 0 | 0 | 0 | 0 | 0 | 0 | 0 | 0 | 0 | 0 | 0 | 0 | 0 | 0 | 0 | 0 | 0 | 12 | 1
NO |  | 164 | 2015 | 5 | 26 | 26 |  | 81-009 Dequeen | PSO Craig Jct. | 138 | 138 | 2-10.01 | 10.01 | 0 | 1 | 397.0 ACSR | 0 | 0 | 0 | 0 | 0 | 0 | 0 | 0 | 0 | 0 | 0 | 0 | 0 | 0 | 0 | 0 | 0 | 0 | 0 | 0 | 0 | 0 | 0 | 12 | 1
NO |  | 164 | 2015 | 5 | 27 | 27 |  |  | (Interconnect) | 0 | 0 |  | 0 | 0 | 0 |  | 0 | 0 | 0 | 0 | 0 | 0 | 0 | 0 | 0 | 0 | 0 | 0 | 0 | 0 | 0 | 0 | 0 | 0 | 0 | 0 | 0 | 0 | 0 | 12 | 1
NO |  | 164 | 2015 | 5 | 28 | 28 |  | 81-847 Patterson | PSO Craig Jct. | 138 | 138 | 1-9.4407 | 9.44 | 0 | 1 | 1272.0 ACSR | 0 | 0 | 0 | 0 | 0 | 0 | 0 | 0 | 0 | 0 | 0 | 0 | 0 | 0 | 0 | 0 | 0 | 0 | 0 | 0 | 0 | 0 | 0 | 12 | 1
NO |  | 164 | 2015 | 5 | 29 | 29 |  |  | (Interconnect) | 0 | 0 |  | 0 | 0 | 0 | 795.0 ACSR | 0 | 0 | 0 | 0 | 0 | 0 | 0 | 0 | 0 | 0 | 0 | 0 | 0 | 0 | 0 | 0 | 0 | 0 | 0 | 0 | 0 | 0 | 0 | 12 | 1
NO |  | 164 | 2015 | 5 | 30 | 30 |  | 81-848 Mena | PSO Craig Jct. | 138 | 138 | 1-17.82 | 17.82 | 0 | 1 | 2x397.0 ACSR | 0 | 0 | 0 | 0 | 0 | 0 | 0 | 0 | 0 | 0 | 0 | 0 | 0 | 0 | 0 | 0 | 0 | 0 | 0 | 0 | 0 | 0 | 0 | 12 | 1
NO |  | 164 | 2015 | 5 | 31 | 31 |  |  | (Interconnect) | 0 | 0 |  | 0 | 0 | 0 | 795.0 ACSR | 0 | 0 | 0 | 0 | 0 | 0 | 0 | 0 | 0 | 0 | 0 | 0 | 0 | 0 | 0 | 0 | 0 | 0 | 0 | 0 | 0 | 0 | 0 | 12 | 1
NO |  | 164 | 2015 | 5 | 33 | 33 |  | Subtotal 138 kV in OK |  | 0 | 0 |  | 37.27 | 0 | 3 |  | 0 | 0 | 0 | 0 | 0 | 0 | 0 | 0 | 0 | 0 | 0 | 0 | 0 | 0 | 0 | 0 | 0 | 0 | 0 | 0 | 0 | 0 | 0 | 12 | 1
NO |  | 164 | 2015 | 5 | 35 | 35 |  | 138 kV in TX |  | 0 | 0 |  | 0 | 0 | 0 |  | 0 | 0 | 0 | 0 | 0 | 0 | 0 | 0 | 0 | 0 | 0 | 0 | 0 | 0 | 0 | 0 | 0 | 0 | 0 | 0 | 0 | 0 | 0 | 12 | 1
NO |  | 164 | 2015 | 6 | 1 | 1 |  | 81-005 Bann | IPC Domino | 138 | 138 | 2-11.31 | 11.31 | 0 | 1 | 1024.0 ACAR | 0 | 0 | 0 | 0 | 0 | 0 | 0 | 0 | 0 | 0 | 0 | 0 | 0 | 0 | 0 | 0 | 0 | 0 | 0 | 0 | 0 | 0 | 0 | 12 | 1
NO |  | 164 | 2015 | 6 | 2 | 2 |  | 81-007 Center | Logansport | 138 | 138 | 1-16.38 | 16.38 | 0 | 1 | 755.0 ACAR | 0 | 0 | 0 | 0 | 0 | 0 | 0 | 0 | 0 | 0 | 0 | 0 | 0 | 0 | 0 | 0 | 0 | 0 | 0 | 0 | 0 | 0 | 0 | 12 | 1
NO |  | 164 | 2015 | 6 | 4 | 4 |  | 81-006 Bann | Northwest Texarkana | 138 | 138 | 1-5.9574 | 4.52 | 1.44 | 1 | 2156.0 ACSR | 0 | 0 | 0 | 0 | 0 | 0 | 0 | 0 | 0 | 0 | 0 | 0 | 0 | 0 | 0 | 0 | 0 | 0 | 0 | 0 | 0 | 0 | 0 | 12 | 1
NO |  | 164 | 2015 | 6 | 5 | 5 |  |  |  | 0 | 0 |  | 0 | 0 | 0 | 397.0 ACSR | 0 | 0 | 0 | 0 | 0 | 0 | 0 | 0 | 0 | 0 | 0 | 0 | 0 | 0 | 0 | 0 | 0 | 0 | 0 | 0 | 0 | 0 | 0 | 12 | 1
NO |  | 164 | 2015 | 6 | 6 | 6 |  | 81-008 Center | Tenaha | 138 | 138 | 1-11.16 | 11.16 | 0 | 1 | 795.0 ACSR | 0 | 0 | 0 | 0 | 0 | 0 | 0 | 0 | 0 | 0 | 0 | 0 | 0 | 0 | 0 | 0 | 0 | 0 | 0 | 0 | 0 | 0 | 0 | 12 | 1
NO |  | 164 | 2015 | 6 | 7 | 7 |  | 81-010 Diana | Lone Star South | 138 | 138 | 1-0.12 | 12.63 | 0 | 1 | 2x336.0&397.0 ACS | 0 | 0 | 0 | 0 | 0 | 0 | 0 | 0 | 0 | 0 | 0 | 0 | 0 | 0 | 0 | 0 | 0 | 0 | 0 | 0 | 0 | 0 | 0 | 12 | 1
NO |  | 164 | 2015 | 6 | 8 | 8 |  |  |  | 0 | 0 | 2-12.51 | 0 | 0 | 0 | 2x666.0&795.0 ACS | 0 | 0 | 0 | 0 | 0 | 0 | 0 | 0 | 0 | 0 | 0 | 0 | 0 | 0 | 0 | 0 | 0 | 0 | 0 | 0 | 0 | 0 | 0 | 12 | 1
NO |  | 164 | 2015 | 6 | 9 | 9 |  |  |  | 0 | 0 |  | 0 | 0 | 0 | 2x795.0 ACSR | 0 | 0 | 0 | 0 | 0 | 0 | 0 | 0 | 0 | 0 | 0 | 0 | 0 | 0 | 0 | 0 | 0 | 0 | 0 | 0 | 0 | 0 | 0 | 12 | 1
NO |  | 164 | 2015 | 6 | 10 | 10 |  | 81-011 Diana | Perdue | 138 | 138 | 2-21.85 | 21.85 | 0 | 1 | 2x397.0 ACSR | 0 | 0 | 0 | 0 | 0 | 0 | 0 | 0 | 0 | 0 | 0 | 0 | 0 | 0 | 0 | 0 | 0 | 0 | 0 | 0 | 0 | 0 | 0 | 12 | 1
NO |  | 164 | 2015 | 6 | 11 | 11 |  | 81-012 Diana | Pliler Road w/tap to NGPL | 138 | 138 | 1-2.42 | 14.28 | 3.23 | 1 | 1272.0 ACSR | 0 | 0 | 0 | 0 | 0 | 0 | 0 | 0 | 0 | 0 | 0 | 0 | 0 | 0 | 0 | 0 | 0 | 0 | 0 | 0 | 0 | 0 | 0 | 12 | 1
NO |  | 164 | 2015 | 6 | 12 | 12 |  |  |  | 0 | 0 | 2-11.86 | 0 | 0 | 0 | 2x336.0&397.0 ACS | 0 | 0 | 0 | 0 | 0 | 0 | 0 | 0 | 0 | 0 | 0 | 0 | 0 | 0 | 0 | 0 | 0 | 0 | 0 | 0 | 0 | 0 | 0 | 12 | 1
NO |  | 164 | 2015 | 6 | 13 | 13 |  |  |  | 0 | 0 |  | 0 | 0 | 0 | 336.4 ACSR | 0 | 0 | 0 | 0 | 0 | 0 | 0 | 0 | 0 | 0 | 0 | 0 | 0 | 0 | 0 | 0 | 0 | 0 | 0 | 0 | 0 | 0 | 0 | 12 | 1
NO |  | 164 | 2015 | 6 | 14 | 14 |  | 81-017 Harrison Road | Knox Lee | 138 | 138 | 2-12.87 | 12.87 | 2.5 | 1 | 1272.0 ACSR | 0 | 0 | 0 | 0 | 0 | 0 | 0 | 0 | 0 | 0 | 0 | 0 | 0 | 0 | 0 | 0 | 0 | 0 | 0 | 0 | 0 | 0 | 0 | 12 | 1
NO |  | 164 | 2015 | 6 | 15 | 15 |  |  |  | 0 | 0 |  | 0 | 0 | 0 | 2x397.0 ACSR | 0 | 0 | 0 | 0 | 0 | 0 | 0 | 0 | 0 | 0 | 0 | 0 | 0 | 0 | 0 | 0 | 0 | 0 | 0 | 0 | 0 | 0 | 0 | 12 | 1
NO |  | 164 | 2015 | 6 | 16 | 16 |  | 81-018 Harrison Road | Perdue w/tap to Liberty | 138 | 138 | 1-2.76 | 24.84 | 0 | 1 | 1272.0 ACSR | 0 | 0 | 0 | 0 | 0 | 0 | 0 | 0 | 0 | 0 | 0 | 0 | 0 | 0 | 0 | 0 | 0 | 0 | 0 | 0 | 0 | 0 | 0 | 12 | 1
NO |  | 164 | 2015 | 6 | 17 | 17 |  |  | City | 0 | 0 | 2-22.08 | 0 | 0 | 0 | 2x397.0 ACSR | 0 | 0 | 0 | 0 | 0 | 0 | 0 | 0 | 0 | 0 | 0 | 0 | 0 | 0 | 0 | 0 | 0 | 0 | 0 | 0 | 0 | 0 | 0 | 12 | 1
NO |  | 164 | 2015 | 6 | 18 | 18 |  |  |  | 0 | 0 |  | 0 | 0 | 0 | 397.0 ACSR | 0 | 0 | 0 | 0 | 0 | 0 | 0 | 0 | 0 | 0 | 0 | 0 | 0 | 0 | 0 | 0 | 0 | 0 | 0 | 0 | 0 | 0 | 0 | 12 | 1
NO |  | 164 | 2015 | 6 | 19 | 19 |  | 81-019 IPC Jefferson | Lieberman | 138 | 138 | 2-19.8 | 19.8 | 0 | 1 | 336.4 ACSR | 0 | 0 | 0 | 0 | 0 | 0 | 0 | 0 | 0 | 0 | 0 | 0 | 0 | 0 | 0 | 0 | 0 | 0 | 0 | 0 | 0 | 0 | 0 | 12 | 1
NO |  | 164 | 2015 | 6 | 20 | 20 |  |  |  | 0 | 0 |  | 0 | 0 | 0 | 397.0 ACSR | 0 | 0 | 0 | 0 | 0 | 0 | 0 | 0 | 0 | 0 | 0 | 0 | 0 | 0 | 0 | 0 | 0 | 0 | 0 | 0 | 0 | 0 | 0 | 12 | 1
NO |  | 164 | 2015 | 6 | 21 | 21 |  | 81-020 IPC Jefferson | Jefferson Switching | 138 | 138 | 1-1.42 | 1.42 | 0 | 1 | 795.0 ACSR | 0 | 0 | 0 | 0 | 0 | 0 | 0 | 0 | 0 | 0 | 0 | 0 | 0 | 0 | 0 | 0 | 0 | 0 | 0 | 0 | 0 | 0 | 0 | 12 | 1
NO |  | 164 | 2015 | 6 | 22 | 22 |  | 81-021 Diana | Lake Lamond | 138 | 138 | 1-22.98 | 22.98 | 0 | 1 | 1590.0 ACSR | 0 | 0 | 0 | 0 | 0 | 0 | 0 | 0 | 0 | 0 | 0 | 0 | 0 | 0 | 0 | 0 | 0 | 0 | 0 | 0 | 0 | 0 | 0 | 12 | 1
NO |  | 164 | 2015 | 6 | 23 | 23 |  | 81-022 Jefferson Switching | Marshall 138 | 138 | 138 | 2-16.6 | 16.6 | 0 | 1 | 1024.0 ACAR | 0 | 0 | 0 | 0 | 0 | 0 | 0 | 0 | 0 | 0 | 0 | 0 | 0 | 0 | 0 | 0 | 0 | 0 | 0 | 0 | 0 | 0 | 0 | 12 | 1
NO |  | 164 | 2015 | 6 | 24 | 24 |  | 81-023 Jefferson Switching | Wilkes | 138 | 138 | 2-11.1 | 11.1 | 0 | 1 | 1024.0 ACAR | 0 | 0 | 0 | 0 | 0 | 0 | 0 | 0 | 0 | 0 | 0 | 0 | 0 | 0 | 0 | 0 | 0 | 0 | 0 | 0 | 0 | 0 | 0 | 12 | 1
NO |  | 164 | 2015 | 6 | 25 | 25 |  | 81-024 Knox Lee | Northwest Henderson | 138 | 138 | 1-7.1 | 17.88 | 0 | 1 | 1272.0 ACSR | 0 | 0 | 0 | 0 | 0 | 0 | 0 | 0 | 0 | 0 | 0 | 0 | 0 | 0 | 0 | 0 | 0 | 0 | 0 | 0 | 0 | 0 | 0 | 12 | 1
NO |  | 164 | 2015 | 6 | 26 | 26 |  |  |  | 0 | 0 | 2-10.78 | 0 | 0 | 0 | 2x397.0 ACSR | 0 | 0 | 0 | 0 | 0 | 0 | 0 | 0 | 0 | 0 | 0 | 0 | 0 | 0 | 0 | 0 | 0 | 0 | 0 | 0 | 0 | 0 | 0 | 12 | 1
NO |  | 164 | 2015 | 6 | 27 | 27 |  | 81-025 Knox Lee | Overton | 138 | 138 | 1-23.91 | 23.91 | 0 | 1 | 2x397.0 ACSR | 0 | 0 | 0 | 0 | 0 | 0 | 0 | 0 | 0 | 0 | 0 | 0 | 0 | 0 | 0 | 0 | 0 | 0 | 0 | 0 | 0 | 0 | 0 | 12 | 1
NO |  | 164 | 2015 | 6 | 28 | 28 |  | 81-026 Knox Lee | Pirkey | 138 | 138 | 2-13.49 | 13.49 | 0 | 1 | 2x1033.5 ACSR | 0 | 0 | 0 | 0 | 0 | 0 | 0 | 0 | 0 | 0 | 0 | 0 | 0 | 0 | 0 | 0 | 0 | 0 | 0 | 0 | 0 | 0 | 0 | 12 | 1
NO |  | 164 | 2015 | 6 | 29 | 29 |  | 81-027 Knox Lee | Rock Hill | 138 | 138 | 1-2.69 | 15.04 | 0 | 1 | 666.0 ACSR | 0 | 0 | 0 | 0 | 0 | 0 | 0 | 0 | 0 | 0 | 0 | 0 | 0 | 0 | 0 | 0 | 0 | 0 | 0 | 0 | 0 | 0 | 0 | 12 | 1
NO |  | 164 | 2015 | 6 | 30 | 30 |  |  |  | 0 | 0 | 2-12.35 | 0 | 0 | 0 | 795.0 ACSR | 0 | 0 | 0 | 0 | 0 | 0 | 0 | 0 | 0 | 0 | 0 | 0 | 0 | 0 | 0 | 0 | 0 | 0 | 0 | 0 | 0 | 0 | 0 | 12 | 1
NO |  | 164 | 2015 | 6 | 31 | 31 |  | 81-028 Knox Lee | South Texas Eastman | 138 | 138 | 2-6.47 | 6.47 | 0 | 1 | 2x336.0 ACSR | 0 | 0 | 0 | 0 | 0 | 0 | 0 | 0 | 0 | 0 | 0 | 0 | 0 | 0 | 0 | 0 | 0 | 0 | 0 | 0 | 0 | 0 | 0 | 12 | 1
NO |  | 164 | 2015 | 6 | 32 | 32 |  |  |  | 0 | 0 |  | 0 | 0 | 0 | 2x795.0 ACSR | 0 | 0 | 0 | 0 | 0 | 0 | 0 | 0 | 0 | 0 | 0 | 0 | 0 | 0 | 0 | 0 | 0 | 0 | 0 | 0 | 0 | 0 | 0 | 12 | 1
NO |  | 164 | 2015 | 6 | 33 | 33 |  | 81-033 Carthage POD | Logansport | 138 | 138 | 1-23.2 | 40.98 | 0 | 1 | 1272.0 ACSR | 0 | 0 | 0 | 0 | 0 | 0 | 0 | 0 | 0 | 0 | 0 | 0 | 0 | 0 | 0 | 0 | 0 | 0 | 0 | 0 | 0 | 0 | 0 | 12 | 1
NO |  | 164 | 2015 | 6 | 34 | 34 |  |  |  | 0 | 0 | 2-17.78 | 0 | 0 | 0 | 755.0 ACAR | 0 | 0 | 0 | 0 | 0 | 0 | 0 | 0 | 0 | 0 | 0 | 0 | 0 | 0 | 0 | 0 | 0 | 0 | 0 | 0 | 0 | 0 | 0 | 12 | 1
NO |  | 164 | 2015 | 6 | 35 | 35 |  | 81-035 Lone Star South | Pittsburg | 138 | 138 | 1-17.67 | 17.67 | 0 | 1 | 1590.0 ACSR | 0 | 0 | 0 | 0 | 0 | 0 | 0 | 0 | 0 | 0 | 0 | 0 | 0 | 0 | 0 | 0 | 0 | 0 | 0 | 0 | 0 | 0 | 0 | 12 | 1
NO |  | 164 | 2015 | 7 | 2 | 2 |  | 81-036 Lone Star South | Wilkes | 138 | 138 | 1-0.12 | 10.99 | 0 | 1 | 2x666.0&795.0 ACS | 0 | 0 | 0 | 0 | 0 | 0 | 0 | 0 | 0 | 0 | 0 | 0 | 0 | 0 | 0 | 0 | 0 | 0 | 0 | 0 | 0 | 0 | 0 | 12 | 1
NO |  | 164 | 2015 | 7 | 3 | 3 |  |  |  | 0 | 0 | 2-10.87 | 0 | 0 | 0 | 2x795.0 ACSR | 0 | 0 | 0 | 0 | 0 | 0 | 0 | 0 | 0 | 0 | 0 | 0 | 0 | 0 | 0 | 0 | 0 | 0 | 0 | 0 | 0 | 0 | 0 | 12 | 1
NO |  | 164 | 2015 | 7 | 5 | 5 |  | 81-037 Pliler Road | Whitney | 138 | 138 | 1-3.23 | 12.99 | 0 | 1 | 1272.0 ACSR | 0 | 0 | 0 | 0 | 0 | 0 | 0 | 0 | 0 | 0 | 0 | 0 | 0 | 0 | 0 | 0 | 0 | 0 | 0 | 0 | 0 | 0 | 0 | 12 | 1
NO |  | 164 | 2015 | 7 | 6 | 6 |  |  |  | 0 | 0 | 2-9.76 | 0 | 0 | 0 | 2x336.0&397.0 ACS | 0 | 0 | 0 | 0 | 0 | 0 | 0 | 0 | 0 | 0 | 0 | 0 | 0 | 0 | 0 | 0 | 0 | 0 | 0 | 0 | 0 | 0 | 0 | 12 | 1
NO |  | 164 | 2015 | 7 | 7 | 7 |  |  |  | 0 | 0 |  | 0 | 0 | 0 | 2x397.0 ACSR | 0 | 0 | 0 | 0 | 0 | 0 | 0 | 0 | 0 | 0 | 0 | 0 | 0 | 0 | 0 | 0 | 0 | 0 | 0 | 0 | 0 | 0 | 0 | 12 | 1
NO |  | 164 | 2015 | 7 | 8 | 8 |  | 81-039 Longwood | Scottsville | 138 | 138 | 2-12.19 | 12.19 | 0 | 1 | 2x397.0 ACSR | 0 | 0 | 0 | 0 | 0 | 0 | 0 | 0 | 0 | 0 | 0 | 0 | 0 | 0 | 0 | 0 | 0 | 0 | 0 | 0 | 0 | 0 | 0 | 12 | 1
NO |  | 164 | 2015 | 7 | 9 | 9 |  | 81-040 Marshall | Pirkey | 138 | 138 | 2-6.53 | 6.53 | 2.32 | 1 | 2x1033.5 ACSR | 0 | 0 | 0 | 0 | 0 | 0 | 0 | 0 | 0 | 0 | 0 | 0 | 0 | 0 | 0 | 0 | 0 | 0 | 0 | 0 | 0 | 0 | 0 | 12 | 1
NO |  | 164 | 2015 | 7 | 10 | 10 |  | 81-041 North Mineola | RCEC Canton Tap | 138 | 138 | 1-18.1261 | 18.13 | 0 | 1 | 1272.0 ACSR | 0 | 0 | 0 | 0 | 0 | 0 | 0 | 0 | 0 | 0 | 0 | 0 | 0 | 0 | 0 | 0 | 0 | 0 | 0 | 0 | 0 | 0 | 0 | 12 | 1
NO |  | 164 | 2015 | 7 | 11 | 11 |  |  | (Interconnect) | 0 | 0 |  | 0 | 0 | 0 | 795.0 ACSR | 0 | 0 | 0 | 0 | 0 | 0 | 0 | 0 | 0 | 0 | 0 | 0 | 0 | 0 | 0 | 0 | 0 | 0 | 0 | 0 | 0 | 0 | 0 | 12 | 1
NO |  | 164 | 2015 | 7 | 12 | 12 |  | 81-042 Brady (Exxon Mobil) | North Mineola | 138 | 138 | 2-16.88 | 19.38 | 0 | 1 | 2x397.0 ACSR | 0 | 0 | 0 | 0 | 0 | 0 | 0 | 0 | 0 | 0 | 0 | 0 | 0 | 0 | 0 | 0 | 0 | 0 | 0 | 0 | 0 | 0 | 0 | 12 | 1
NO |  | 164 | 2015 | 7 | 13 | 13 |  |  |  | 0 | 0 | 1-0.3718 | 0 | 0 | 0 | 1272.0 ACSR | 0 | 0 | 0 | 0 | 0 | 0 | 0 | 0 | 0 | 0 | 0 | 0 | 0 | 0 | 0 | 0 | 0 | 0 | 0 | 0 | 0 | 0 | 0 | 12 | 1
NO |  | 164 | 2015 | 7 | 14 | 14 |  |  |  | 0 | 0 | 1-2.1255 | 0 | 0 | 0 | 2x397.0 ACSR | 0 | 0 | 0 | 0 | 0 | 0 | 0 | 0 | 0 | 0 | 0 | 0 | 0 | 0 | 0 | 0 | 0 | 0 | 0 | 0 | 0 | 0 | 0 | 12 | 1
NO |  | 164 | 2015 | 7 | 15 | 15 |  | 81-043 Bann | North New Boston w/tap to | 138 | 138 | 1-17.59 | 17.89 | 0 | 1 | 2156.0 ACSR | 0 | 0 | 0 | 0 | 0 | 0 | 0 | 0 | 0 | 0 | 0 | 0 | 0 | 0 | 0 | 0 | 0 | 0 | 0 | 0 | 0 | 0 | 0 | 12 | 1
NO |  | 164 | 2015 | 7 | 16 | 16 |  |  | NW Texarkana | 0 | 0 | 2-0.3 | 0 | 0 | 0 | 2x477.0 ACSR | 0 | 0 | 0 | 0 | 0 | 0 | 0 | 0 | 0 | 0 | 0 | 0 | 0 | 0 | 0 | 0 | 0 | 0 | 0 | 0 | 0 | 0 | 0 | 12 | 1
NO |  | 164 | 2015 | 7 | 17 | 17 |  |  |  | 0 | 0 |  | 0 | 0 | 0 | 477.0 ACSR | 0 | 0 | 0 | 0 | 0 | 0 | 0 | 0 | 0 | 0 | 0 | 0 | 0 | 0 | 0 | 0 | 0 | 0 | 0 | 0 | 0 | 0 | 0 | 12 | 1
NO |  | 164 | 2015 | 7 | 18 | 18 |  | 81-044 North New Boston | Patterson | 138 | 138 | 2-5.41 | 5.41 | 0 | 1 | 666.0 ACSR | 0 | 0 | 0 | 0 | 0 | 0 | 0 | 0 | 0 | 0 | 0 | 0 | 0 | 0 | 0 | 0 | 0 | 0 | 0 | 0 | 0 | 0 | 0 | 12 | 1
NO |  | 164 | 2015 | 7 | 19 | 19 |  | 81-045 North New Boston | Wilkes | 138 | 138 | 2-46.79 | 46.79 | 0 | 1 | 666.0 ACSR | 0 | 0 | 0 | 0 | 0 | 0 | 0 | 0 | 0 | 0 | 0 | 0 | 0 | 0 | 0 | 0 | 0 | 0 | 0 | 0 | 0 | 0 | 0 | 12 | 1
NO |  | 164 | 2015 | 7 | 20 | 20 |  |  |  | 0 | 0 | 2-.15 | 0.15 | 0 | 0 | 795.0 ACSR | 0 | 0 | 0 | 0 | 0 | 0 | 0 | 0 | 0 | 0 | 0 | 0 | 0 | 0 | 0 | 0 | 0 | 0 | 0 | 0 | 0 | 0 | 0 | 12 | 1
NO |  | 164 | 2015 | 7 | 21 | 21 |  | 81-047 Eastex Switching | Whitney | 138 | 138 | 1-3.27 | 5.76 | 0 | 1 | 2x336.0 ACSR | 0 | 0 | 0 | 0 | 0 | 0 | 0 | 0 | 0 | 0 | 0 | 0 | 0 | 0 | 0 | 0 | 0 | 0 | 0 | 0 | 0 | 0 | 0 | 12 | 1
NO |  | 164 | 2015 | 7 | 22 | 22 |  | Station |  | 0 | 0 | 2-2.49 | 0 | 0 | 0 | 2x795.0 ACSR | 0 | 0 | 0 | 0 | 0 | 0 | 0 | 0 | 0 | 0 | 0 | 0 | 0 | 0 | 0 | 0 | 0 | 0 | 0 | 0 | 0 | 0 | 0 | 12 | 1
NO |  | 164 | 2015 | 7 | 23 | 23 |  | 81-048 Northwest Henderson | Overton | 138 | 138 | 1-7.22 | 13.18 | 0 | 1 | 2x397.0 ACSR | 0 | 0 | 0 | 0 | 0 | 0 | 0 | 0 | 0 | 0 | 0 | 0 | 0 | 0 | 0 | 0 | 0 | 0 | 0 | 0 | 0 | 0 | 0 | 12 | 1
NO |  | 164 | 2015 | 7 | 24 | 24 |  |  |  | 0 | 0 | 2-5.96 | 0 | 0 | 0 |  | 0 | 0 | 0 | 0 | 0 | 0 | 0 | 0 | 0 | 0 | 0 | 0 | 0 | 0 | 0 | 0 | 0 | 0 | 0 | 0 | 0 | 0 | 0 | 12 | 1
NO |  | 164 | 2015 | 7 | 25 | 25 |  | 81-049 Northwest Texarkana | Patterson | 138 | 138 | 1-0.1859 | 7.64 | 0 | 1 | 1024.0 ACAR | 0 | 0 | 0 | 0 | 0 | 0 | 0 | 0 | 0 | 0 | 0 | 0 | 0 | 0 | 0 | 0 | 0 | 0 | 0 | 0 | 0 | 0 | 0 | 12 | 1
NO |  | 164 | 2015 | 7 | 26 | 26 |  |  |  | 0 | 0 | 2-6.5517 | 0 | 0 | 0 | 1272.0 SD 54/19 | 0 | 0 | 0 | 0 | 0 | 0 | 0 | 0 | 0 | 0 | 0 | 0 | 0 | 0 | 0 | 0 | 0 | 0 | 0 | 0 | 0 | 0 | 0 | 12 | 1
NO |  | 164 | 2015 | 7 | 27 | 27 |  |  |  | 0 | 0 | 3-0.9 | 0 | 0 | 0 | 2156.0 ACSR | 0 | 0 | 0 | 0 | 0 | 0 | 0 | 0 | 0 | 0 | 0 | 0 | 0 | 0 | 0 | 0 | 0 | 0 | 0 | 0 | 0 | 0 | 0 | 12 | 1
NO |  | 164 | 2015 | 7 | 28 | 28 |  | 81-050 Northwest Texarkana | Sugar Hill | 138 | 138 | 1-10.34 | 10.34 | 0 | 1 | 1272.0 ACSR | 0 | 0 | 0 | 0 | 0 | 0 | 0 | 0 | 0 | 0 | 0 | 0 | 0 | 0 | 0 | 0 | 0 | 0 | 0 | 0 | 0 | 0 | 0 | 12 | 1
NO |  | 164 | 2015 | 7 | 29 | 29 |  | 81-056 Camp County | Petty | 138 | 138 | 1-5.56 | 5.56 | 0 | 1 | 1272.0 ACSR | 0 | 0 | 0 | 0 | 0 | 0 | 0 | 0 | 0 | 0 | 0 | 0 | 0 | 0 | 0 | 0 | 0 | 0 | 0 | 0 | 0 | 0 | 0 | 12 | 1
NO |  | 164 | 2015 | 7 | 30 | 30 |  | 81-057 Petty | Wilkes | 138 | 138 | 2-34.08 | 34.08 | 0 | 1 |  | 0 | 0 | 0 | 0 | 0 | 0 | 0 | 0 | 0 | 0 | 0 | 0 | 0 | 0 | 0 | 0 | 0 | 0 | 0 | 0 | 0 | 0 | 0 | 12 | 1
NO |  | 164 | 2015 | 7 | 31 | 31 |  | 81-058 Pirkey | Scottsville | 138 | 138 | 1-0.48 | 17.48 | 0 | 1 | 1272.0 ACSR | 0 | 0 | 0 | 0 | 0 | 0 | 0 | 0 | 0 | 0 | 0 | 0 | 0 | 0 | 0 | 0 | 0 | 0 | 0 | 0 | 0 | 0 | 0 | 12 | 1
NO |  | 164 | 2015 | 7 | 32 | 32 |  |  |  | 0 | 0 | 42767 | 0 | 0 | 0 | 2x397.0 ACSR | 0 | 0 | 0 | 0 | 0 | 0 | 0 | 0 | 0 | 0 | 0 | 0 | 0 | 0 | 0 | 0 | 0 | 0 | 0 | 0 | 0 | 0 | 0 | 12 | 1
NO |  | 164 | 2015 | 7 | 33 | 33 |  |  |  | 0 | 0 |  | 0 | 0 | 0 | 2x477.0 ACSR | 0 | 0 | 0 | 0 | 0 | 0 | 0 | 0 | 0 | 0 | 0 | 0 | 0 | 0 | 0 | 0 | 0 | 0 | 0 | 0 | 0 | 0 | 0 | 12 | 1
NO |  | 164 | 2015 | 7 | 34 | 34 |  | 81-059 Pirkey | Whitney | 138 | 138 | 2-15.53 | 15.53 | 0 | 1 | 2x1033.5 ACSR | 0 | 0 | 0 | 0 | 0 | 0 | 0 | 0 | 0 | 0 | 0 | 0 | 0 | 0 | 0 | 0 | 0 | 0 | 0 | 0 | 0 | 0 | 0 | 12 | 1
NO |  | 164 | 2015 | 7 | 35 | 35 |  | 81-061 Rock Hill | Southwest Shreveport | 138 | 138 | 2-23.3121 | 23.31 | 0 | 1 | 397.0 ACSR | 0 | 0 | 0 | 0 | 0 | 0 | 0 | 0 | 0 | 0 | 0 | 0 | 0 | 0 | 0 | 0 | 0 | 0 | 0 | 0 | 0 | 0 | 0 | 12 | 1
NO |  | 164 | 2015 | 8 | 2 | 2 |  | 81-068 West Atlanta | Wilkes | 138 | 138 | 1-0.35 | 32.03 | 0 | 1 | 1024.0 ACAR | 0 | 0 | 0 | 0 | 0 | 0 | 0 | 0 | 0 | 0 | 0 | 0 | 0 | 0 | 0 | 0 | 0 | 0 | 0 | 0 | 0 | 0 | 0 | 12 | 1
NO |  | 164 | 2015 | 8 | 3 | 3 |  |  |  | 0 | 0 | 2-31.68 | 0 | 0 | 0 | 666.0 ACSR | 0 | 0 | 0 | 0 | 0 | 0 | 0 | 0 | 0 | 0 | 0 | 0 | 0 | 0 | 0 | 0 | 0 | 0 | 0 | 0 | 0 | 0 | 0 | 12 | 1
NO |  | 164 | 2015 | 8 | 4 | 4 |  | 81-069 IPC Domino | West Atlanta w/tap to IPC | 138 | 138 | 1-5.79 | 24.04 | 0 | 1 | 1024.0 ACAR | 0 | 0 | 0 | 0 | 0 | 0 | 0 | 0 | 0 | 0 | 0 | 0 | 0 | 0 | 0 | 0 | 0 | 0 | 0 | 0 | 0 | 0 | 0 | 12 | 1
NO |  | 164 | 2015 | 8 | 5 | 5 |  |  |  | 0 | 0 | 2-18.25 | 0 | 0 | 0 | 397.0 ACSR | 0 | 0 | 0 | 0 | 0 | 0 | 0 | 0 | 0 | 0 | 0 | 0 | 0 | 0 | 0 | 0 | 0 | 0 | 0 | 0 | 0 | 0 | 0 | 12 | 1
NO |  | 164 | 2015 | 8 | 6 | 6 |  | 81-070 Carthage POD | Rock Hill | 138 | 138 | 1-9.5221 | 9.52 | 0 | 1 | 1272.0 ACSR | 0 | 0 | 0 | 0 | 0 | 0 | 0 | 0 | 0 | 0 | 0 | 0 | 0 | 0 | 0 | 0 | 0 | 0 | 0 | 0 | 0 | 0 | 0 | 12 | 1
NO |  | 164 | 2015 | 8 | 7 | 7 |  | 81-072 Bann | Southeast Texarkana | 138 | 138 | 1-11.341 | 11.34 | 0 | 1 | 1272.0 ACSR | 0 | 0 | 0 | 0 | 0 | 0 | 0 | 0 | 0 | 0 | 0 | 0 | 0 | 0 | 0 | 0 | 0 | 0 | 0 | 0 | 0 | 0 | 0 | 12 | 1
NO |  | 164 | 2015 | 8 | 8 | 8 |  | 81-073 Eastex Switching | Harrison Road | 138 | 138 | 1-9.57 | 9.57 | 0 | 1 | 1272.0 ACSR | 0 | 0 | 0 | 0 | 0 | 0 | 0 | 0 | 0 | 0 | 0 | 0 | 0 | 0 | 0 | 0 | 0 | 0 | 0 | 0 | 0 | 0 | 0 | 12 | 1
NO |  | 164 | 2015 | 8 | 9 | 9 |  | Station |  | 0 | 0 |  | 0 | 0 | 0 |  | 0 | 0 | 0 | 0 | 0 | 0 | 0 | 0 | 0 | 0 | 0 | 0 | 0 | 0 | 0 | 0 | 0 | 0 | 0 | 0 | 0 | 0 | 0 | 12 | 1
NO |  | 164 | 2015 | 8 | 10 | 10 |  | 81-076 Eastex Switching | South Texas Eastman | 138 | 138 | 2-0.8307 | 0.83 | 0 | 1 | 2x795.0 ACSR | 0 | 0 | 0 | 0 | 0 | 0 | 0 | 0 | 0 | 0 | 0 | 0 | 0 | 0 | 0 | 0 | 0 | 0 | 0 | 0 | 0 | 0 | 0 | 12 | 1
NO |  | 164 | 2015 | 8 | 11 | 11 |  | Station |  | 0 | 0 |  | 0 | 0 | 0 |  | 0 | 0 | 0 | 0 | 0 | 0 | 0 | 0 | 0 | 0 | 0 | 0 | 0 | 0 | 0 | 0 | 0 | 0 | 0 | 0 | 0 | 0 | 0 | 12 | 1
NO |  | 164 | 2015 | 8 | 12 | 12 |  | 81-078 Camp County | Pittsburg | 138 | 138 | 1-4.3419 | 4.34 | 0 | 1 | 1272.0 ACSR | 0 | 0 | 0 | 0 | 0 | 0 | 0 | 0 | 0 | 0 | 0 | 0 | 0 | 0 | 0 | 0 | 0 | 0 | 0 | 0 | 0 | 0 | 0 | 12 | 1
NO |  | 164 | 2015 | 8 | 13 | 13 |  | 81-079 Pittsburg | Winnsboro | 138 | 138 | 1-20.32 | 20.32 | 0.89 | 1 | 1590 ACSR | 0 | 0 | 0 | 0 | 0 | 0 | 0 | 0 | 0 | 0 | 0 | 0 | 0 | 0 | 0 | 0 | 0 | 0 | 0 | 0 | 0 | 0 | 0 | 12 | 1
NO |  | 164 | 2015 | 8 | 14 | 14 |  | 81-845 Lake Pauline | WFEC Russell (Interconnect) | 138 | 138 | 2-14.22 | 14.22 | 0 | 1 | 477.0 ACSR | 0 | 0 | 0 | 0 | 0 | 0 | 0 | 0 | 0 | 0 | 0 | 0 | 0 | 0 | 0 | 0 | 0 | 0 | 0 | 0 | 0 | 0 | 0 | 12 | 1
NO |  | 164 | 2015 | 8 | 15 | 15 |  | 81-080 North Mineola | Winnsboro | 138 | 138 | 1-25.14 | 25.14 | 0 | 1 | 1590 ACSR | 0 | 0 | 0 | 0 | 0 | 0 | 0 | 0 | 0 | 0 | 0 | 0 | 0 | 0 | 0 | 0 | 0 | 0 | 0 | 0 | 0 | 0 | 0 | 12 | 1
NO |  | 164 | 2015 | 8 | 16 | 16 |  | 81-085 Brady (Exxon Mobil) | Perdue | 138 | 138 | 1-0.3598 | 12.29 | 0 | 1 | 1272.0 ACSR | 0 | 0 | 0 | 0 | 0 | 0 | 0 | 0 | 0 | 0 | 0 | 0 | 0 | 0 | 0 | 0 | 0 | 0 | 0 | 0 | 0 | 0 | 0 | 12 | 1
NO |  | 164 | 2015 | 8 | 17 | 17 |  |  |  | 0 | 0 | 1-1.622 | 0 | 0 | 0 | 2x397.0 ACSR | 0 | 0 | 0 | 0 | 0 | 0 | 0 | 0 | 0 | 0 | 0 | 0 | 0 | 0 | 0 | 0 | 0 | 0 | 0 | 0 | 0 | 0 | 0 | 12 | 1
NO |  | 164 | 2015 | 8 | 18 | 18 |  |  |  | 0 | 0 | 2-10.308 | 0 | 0 | 0 | 2x397.0 ACSR | 0 | 0 | 0 | 0 | 0 | 0 | 0 | 0 | 0 | 0 | 0 | 0 | 0 | 0 | 0 | 0 | 0 | 0 | 0 | 0 | 0 | 0 | 0 | 12 | 1
NO |  | 164 | 2015 | 8 | 19 | 19 |  | 81-900 (21048) Shamrock | West Childress | 138 | 138 | 1-4.92 | 56.27 | 0 | 1 | 477.0 ACSR | 0 | 0 | 0 | 0 | 0 | 0 | 0 | 0 | 0 | 0 | 0 | 0 | 0 | 0 | 0 | 0 | 0 | 0 | 0 | 0 | 0 | 0 | 0 | 12 | 1
NO |  | 164 | 2015 | 8 | 20 | 20 |  |  |  | 0 | 0 | 2-51.35 | 0 | 0 | 0 |  | 0 | 0 | 0 | 0 | 0 | 0 | 0 | 0 | 0 | 0 | 0 | 0 | 0 | 0 | 0 | 0 | 0 | 0 | 0 | 0 | 0 | 0 | 0 | 12 | 1
NO |  | 164 | 2015 | 8 | 21 | 21 |  | 81-901 (21085) Lake Pauline | West Childress | 138 | 138 | 2-35.14 | 35.14 | 0 | 1 | 477.0 ACSR | 0 | 0 | 0 | 0 | 0 | 0 | 0 | 0 | 0 | 0 | 0 | 0 | 0 | 0 | 0 | 0 | 0 | 0 | 0 | 0 | 0 | 0 | 0 | 12 | 1
NO |  | 164 | 2015 | 8 | 23 | 23 |  | Subtotal 138 kV in TX |  | 0 | 0 |  | 875.56 | 10.38 | 52 |  | 0 | 0 | 0 | 0 | 0 | 0 | 0 | 0 | 0 | 0 | 0 | 0 | 0 | 0 | 0 | 0 | 0 | 0 | 0 | 0 | 0 | 0 | 0 | 12 | 1
NO |  | 164 | 2015 | 8 | 25 | 25 |  | Total 138 kV SWEPCO |  | 0 | 0 |  | 1412.04 | 15.51 | 100 |  | 0 | 0 | 0 | 0 | 0 | 0 | 0 | 0 | 0 | 0 | 0 | 0 | 0 | 0 | 0 | 0 | 0 | 0 | 0 | 0 | 0 | 0 | 0 | 12 | 1
NO |  | 164 | 2015 | 8 | 27 | 27 |  | 115 kV in AR |  | 0 | 0 |  | 0 | 0 | 0 |  | 0 | 0 | 0 | 0 | 0 | 0 | 0 | 0 | 0 | 0 | 0 | 0 | 0 | 0 | 0 | 0 | 0 | 0 | 0 | 0 | 0 | 0 | 0 | 12 | 1
NO |  | 164 | 2015 | 8 | 28 | 28 |  | 81-038 Hope | AECC Fulton Plant | 115 | 115 | 2-0.01 | 0.01 | 0 | 1 | 1272.0 AAC | 0 | 0 | 0 | 0 | 0 | 0 | 0 | 0 | 0 | 0 | 0 | 0 | 0 | 0 | 0 | 0 | 0 | 0 | 0 | 0 | 0 | 0 | 0 | 12 | 1
NO |  | 164 | 2015 | 8 | 29 | 29 |  |  | (Interconnect) | 0 | 0 |  | 0 | 0 | 0 | 1272.0 ACSR | 0 | 0 | 0 | 0 | 0 | 0 | 0 | 0 | 0 | 0 | 0 | 0 | 0 | 0 | 0 | 0 | 0 | 0 | 0 | 0 | 0 | 0 | 0 | 12 | 1
NO |  | 164 | 2015 | 8 | 30 | 30 |  | 81-051 Okay | Hope | 115 | 138 | 1-15.5 | 15.5 | 0 | 1 | 1591 ACSR | 0 | 0 | 0 | 0 | 0 | 0 | 0 | 0 | 0 | 0 | 0 | 0 | 0 | 0 | 0 | 0 | 0 | 0 | 0 | 0 | 0 | 0 | 0 | 12 | 1
NO |  | 164 | 2015 | 8 | 31 | 31 |  | 81-052 Okay | Patterson | 115 | 138 | 1-19.31 | 19.31 | 0 | 1 | 1590 ACSR | 0 | 0 | 0 | 0 | 0 | 0 | 0 | 0 | 0 | 0 | 0 | 0 | 0 | 0 | 0 | 0 | 0 | 0 | 0 | 0 | 0 | 0 | 0 | 12 | 1
NO |  | 164 | 2015 | 8 | 32 | 32 |  | 81-053 AECC Fulton Plant | Entergy Patmos | 115 | 115 | 2-7.1 | 7.1 | 0 | 1 | 1272.0 ACSR | 0 | 0 | 0 | 0 | 0 | 0 | 0 | 0 | 0 | 0 | 0 | 0 | 0 | 0 | 0 | 0 | 0 | 0 | 0 | 0 | 0 | 0 | 0 | 12 | 1
NO |  | 164 | 2015 | 8 | 33 | 33 |  | (Interconnect) | (Interconnect) | 0 | 0 |  | 0 | 0 | 0 | 666.0 ACSR | 0 | 0 | 0 | 0 | 0 | 0 | 0 | 0 | 0 | 0 | 0 | 0 | 0 | 0 | 0 | 0 | 0 | 0 | 0 | 0 | 0 | 0 | 0 | 12 | 1
NO |  | 164 | 2015 | 8 | 35 | 35 |  | Subtotal 115 kV in AR |  | 0 | 0 |  | 41.92 | 0 | 4 |  | 0 | 0 | 0 | 0 | 0 | 0 | 0 | 0 | 0 | 0 | 0 | 0 | 0 | 0 | 0 | 0 | 0 | 0 | 0 | 0 | 0 | 0 | 0 | 12 | 1
NO |  | 164 | 2015 | 9 | 2 | 2 |  | 115 kV in LA |  | 0 | 0 |  | 0 | 0 | 0 |  | 0 | 0 | 0 | 0 | 0 | 0 | 0 | 0 | 0 | 0 | 0 | 0 | 0 | 0 | 0 | 0 | 0 | 0 | 0 | 0 | 0 | 0 | 0 | 12 | 1
NO |  | 164 | 2015 | 9 | 3 | 3 |  | TL357 Interconnect | Jeld-Wen | 115 | 115 |  | 0.64 | 0 | 1 | 336.4 kCM ACSR | 0 | 0 | 0 | 0 | 0 | 0 | 0 | 0 | 0 | 0 | 0 | 0 | 0 | 0 | 0 | 0 | 0 | 0 | 0 | 0 | 0 | 0 | 0 | 12 | 1
NO |  | 164 | 2015 | 9 | 5 | 5 |  | Subtotal 115 kV in LA |  | 0 | 0 |  | 0.64 | 0 | 1 |  | 0 | 0 | 0 | 0 | 0 | 0 | 0 | 0 | 0 | 0 | 0 | 0 | 0 | 0 | 0 | 0 | 0 | 0 | 0 | 0 | 0 | 0 | 0 | 12 | 1
NO |  | 164 | 2015 | 9 | 6 | 6 |  | 115 kV in TX |  | 0 | 0 |  | 0 | 0 | 0 |  | 0 | 0 | 0 | 0 | 0 | 0 | 0 | 0 | 0 | 0 | 0 | 0 | 0 | 0 | 0 | 0 | 0 | 0 | 0 | 0 | 0 | 0 | 0 | 12 | 1
NO |  | 164 | 2015 | 9 | 7 | 7 |  | 81-902 (21149) Shamrock | SPS Nichols (Interconnect) | 115 | 115 | 1-14.24 | 14.24 | 0 | 1 | 4/0 ACSR | 0 | 0 | 0 | 0 | 0 | 0 | 0 | 0 | 0 | 0 | 0 | 0 | 0 | 0 | 0 | 0 | 0 | 0 | 0 | 0 | 0 | 0 | 0 | 12 | 1
NO |  | 164 | 2015 | 9 | 9 | 9 |  | Subtotal 115 kV in TX |  | 0 | 0 |  | 14.24 | 0 | 1 |  | 0 | 0 | 0 | 0 | 0 | 0 | 0 | 0 | 0 | 0 | 0 | 0 | 0 | 0 | 0 | 0 | 0 | 0 | 0 | 0 | 0 | 0 | 0 | 12 | 1
NO |  | 164 | 2015 | 9 | 11 | 11 |  | Total 115 kV SWEPCO |  | 0 | 0 |  | 56.8 | 0 | 6 |  | 0 | 0 | 0 | 0 | 0 | 0 | 0 | 0 | 0 | 0 | 0 | 0 | 0 | 0 | 0 | 0 | 0 | 0 | 0 | 0 | 0 | 0 | 0 | 12 | 1
NO |  | 164 | 2015 | 9 | 13 | 13 |  | 69 kV in AR |  | 0 | 0 |  | 0 | 0 | 0 |  | 0 | 0 | 0 | 0 | 0 | 0 | 0 | 0 | 0 | 0 | 0 | 0 | 0 | 0 | 0 | 0 | 0 | 0 | 0 | 0 | 0 | 0 | 0 | 12 | 1
NO |  | 164 | 2015 | 9 | 14 | 14 |  | 66-005 Ashdown | Patterson | 69 | 69 | 1-0.81 | 1.15 | 0 | 1 | 2x397.0 ACSR | 0 | 0 | 0 | 0 | 0 | 0 | 0 | 0 | 0 | 0 | 0 | 0 | 0 | 0 | 0 | 0 | 0 | 0 | 0 | 0 | 0 | 0 | 0 | 12 | 1
NO |  | 164 | 2015 | 9 | 15 | 15 |  |  |  | 0 | 0 | 2-0.34 | 0 | 0 | 0 |  | 0 | 0 | 0 | 0 | 0 | 0 | 0 | 0 | 0 | 0 | 0 | 0 | 0 | 0 | 0 | 0 | 0 | 0 | 0 | 0 | 0 | 0 | 0 | 12 | 1
NO |  | 164 | 2015 | 9 | 16 | 16 |  | 66-006 Ashdown | Twelfth Street w/taps to | 69 | 69 | 1-19.81 | 20.51 | 0 | 1 | 1272.0 ACSR | 0 | 0 | 0 | 0 | 0 | 0 | 0 | 0 | 0 | 0 | 0 | 0 | 0 | 0 | 0 | 0 | 0 | 0 | 0 | 0 | 0 | 0 | 0 | 12 | 1
NO |  | 164 | 2015 | 9 | 17 | 17 |  |  | Sugar Hill & Nekoosa | 0 | 0 | 2-0.7 | 0 | 0 | 0 | 2x397.0 ACSR | 0 | 0 | 0 | 0 | 0 | 0 | 0 | 0 | 0 | 0 | 0 | 0 | 0 | 0 | 0 | 0 | 0 | 0 | 0 | 0 | 0 | 0 | 0 | 12 | 1
NO |  | 164 | 2015 | 9 | 18 | 18 |  |  |  | 0 | 0 |  | 0 | 0 | 0 | 397.0 ACSR | 0 | 0 | 0 | 0 | 0 | 0 | 0 | 0 | 0 | 0 | 0 | 0 | 0 | 0 | 0 | 0 | 0 | 0 | 0 | 0 | 0 | 0 | 0 | 12 | 1
NO |  | 164 | 2015 | 9 | 19 | 19 |  | 66-007 Atlanta | Bloomburg | 69 | 69 | 2-0.25 | 0.25 | 0 | 1 | 397.0 ACSR | 0 | 0 | 0 | 0 | 0 | 0 | 0 | 0 | 0 | 0 | 0 | 0 | 0 | 0 | 0 | 0 | 0 | 0 | 0 | 0 | 0 | 0 | 0 | 12 | 1
NO |  | 164 | 2015 | 9 | 20 | 20 |  | 66-011 Southeast Texarkana | Texarkana Plant | 69 | 69 | 1-0.236 | 0.24 | 0.2 | 1 | 1272.0 ACSR | 0 | 0 | 0 | 0 | 0 | 0 | 0 | 0 | 0 | 0 | 0 | 0 | 0 | 0 | 0 | 0 | 0 | 0 | 0 | 0 | 0 | 0 | 0 | 12 | 1
NO |  | 164 | 2015 | 9 | 21 | 21 |  | 66-012 Bann | Thirty Ninth Street w/taps | 69 | 69 | 1-0.07 | 0.07 | 0.63 | 1 | 1272.0 ACSR | 0 | 0 | 0 | 0 | 0 | 0 | 0 | 0 | 0 | 0 | 0 | 0 | 0 | 0 | 0 | 0 | 0 | 0 | 0 | 0 | 0 | 0 | 0 | 12 | 1
NO |  | 164 | 2015 | 9 | 22 | 22 |  |  | to Red Lick & Sugar Hill | 0 | 0 |  | 0 | 0 | 0 |  | 0 | 0 | 0 | 0 | 0 | 0 | 0 | 0 | 0 | 0 | 0 | 0 | 0 | 0 | 0 | 0 | 0 | 0 | 0 | 0 | 0 | 0 | 0 | 12 | 1
NO |  | 164 | 2015 | 9 | 23 | 23 |  | 66-016 Bloomburg | Hosston w/taps to Rodessa | 69 | 69 | 1-0.5 | 8.95 | 0 | 1 | 266.8 ACSR | 0 | 0 | 0 | 0 | 0 | 0 | 0 | 0 | 0 | 0 | 0 | 0 | 0 | 0 | 0 | 0 | 0 | 0 | 0 | 0 | 0 | 0 | 0 | 12 | 1
NO |  | 164 | 2015 | 9 | 24 | 24 |  |  | & Texas Eastern | 0 | 0 | 2-8.45 | 0 | 0 | 0 |  | 0 | 0 | 0 | 0 | 0 | 0 | 0 | 0 | 0 | 0 | 0 | 0 | 0 | 0 | 0 | 0 | 0 | 0 | 0 | 0 | 0 | 0 | 0 | 12 | 1
NO |  | 164 | 2015 | 9 | 25 | 25 |  | 66-017 Bloomburg | Texarkana Plant w/tap to | 69 | 69 | 1-1.33 | 19.82 | 0 | 1 | 266.8 ACSR | 0 | 0 | 0 | 0 | 0 | 0 | 0 | 0 | 0 | 0 | 0 | 0 | 0 | 0 | 0 | 0 | 0 | 0 | 0 | 0 | 0 | 0 | 0 | 12 | 1
NO |  | 164 | 2015 | 9 | 26 | 26 |  |  | IPC | 0 | 0 | 2-18.49 | 0 | 0 | 0 | 4/0 ACSR | 0 | 0 | 0 | 0 | 0 | 0 | 0 | 0 | 0 | 0 | 0 | 0 | 0 | 0 | 0 | 0 | 0 | 0 | 0 | 0 | 0 | 0 | 0 | 12 | 1
NO |  | 164 | 2015 | 9 | 27 | 27 |  | 66-018 Booneville | OGE Branch (Interconnect) | 69 | 69 | 1-12.11 | 12.11 | 0 | 1 | 4/0 ACSR | 0 | 0 | 0 | 0 | 0 | 0 | 0 | 0 | 0 | 0 | 0 | 0 | 0 | 0 | 0 | 0 | 0 | 0 | 0 | 0 | 0 | 0 | 0 | 12 | 1
NO |  | 164 | 2015 | 9 | 28 | 28 |  | 66-019 Booneville | West Booneville | 69 | 69 | 1-2.64 | 2.64 | 0 | 1 | 4/0 ACSR | 0 | 0 | 0 | 0 | 0 | 0 | 0 | 0 | 0 | 0 | 0 | 0 | 0 | 0 | 0 | 0 | 0 | 0 | 0 | 0 | 0 | 0 | 0 | 12 | 1
NO |  | 164 | 2015 | 9 | 29 | 29 |  | 66-033 Dequeen | Mena | 69 | 69 | 1-5.63 | 40.15 | 1.78 | 1 | 795.0 ACSR | 0 | 0 | 0 | 0 | 0 | 0 | 0 | 0 | 0 | 0 | 0 | 0 | 0 | 0 | 0 | 0 | 0 | 0 | 0 | 0 | 0 | 0 | 0 | 12 | 1
NO |  | 164 | 2015 | 9 | 30 | 30 |  |  |  | 0 | 0 | 2-34.52 | 0 | 0 | 0 |  | 0 | 0 | 0 | 0 | 0 | 0 | 0 | 0 | 0 | 0 | 0 | 0 | 0 | 0 | 0 | 0 | 0 | 0 | 0 | 0 | 0 | 0 | 0 | 12 | 1
NO |  | 164 | 2015 | 9 | 31 | 31 |  | 66-034 Dequeen | Nashville | 69 | 69 | 1-0.04 | 28.79 | 0 | 1 | 4/0 ACSR | 0 | 0 | 0 | 0 | 0 | 0 | 0 | 0 | 0 | 0 | 0 | 0 | 0 | 0 | 0 | 0 | 0 | 0 | 0 | 0 | 0 | 0 | 0 | 12 | 1
NO |  | 164 | 2015 | 9 | 32 | 32 |  |  |  | 0 | 0 | 2-28.75 | 0 | 0 | 0 |  | 0 | 0 | 0 | 0 | 0 | 0 | 0 | 0 | 0 | 0 | 0 | 0 | 0 | 0 | 0 | 0 | 0 | 0 | 0 | 0 | 0 | 0 | 0 | 12 | 1
NO |  | 164 | 2015 | 9 | 33 | 33 |  | 66-035 Dequeen | Patterson w/tap to Magnolia | 69 | 69 | 1-1.56 | 39.26 | 0 | 1 | 2/0 ACSR | 0 | 0 | 0 | 0 | 0 | 0 | 0 | 0 | 0 | 0 | 0 | 0 | 0 | 0 | 0 | 0 | 0 | 0 | 0 | 0 | 0 | 0 | 0 | 12 | 1
NO |  | 164 | 2015 | 9 | 34 | 34 |  |  | Foreman | 0 | 0 | 2-37.7 | 0 | 0 | 0 | 4/0 ACSR | 0 | 0 | 0 | 0 | 0 | 0 | 0 | 0 | 0 | 0 | 0 | 0 | 0 | 0 | 0 | 0 | 0 | 0 | 0 | 0 | 0 | 0 | 0 | 12 | 1
NO |  | 164 | 2015 | 9 | 35 | 35 |  | 66-036 Dierks | Mena w/tap to US Motors | 69 | 69 | 1-10.29 | 40.6 | 0 | 1 | 397.0 ACSR | 0 | 0 | 0 | 0 | 0 | 0 | 0 | 0 | 0 | 0 | 0 | 0 | 0 | 0 | 0 | 0 | 0 | 0 | 0 | 0 | 0 | 0 | 0 | 12 | 1
NO |  | 164 | 2015 | 10 | 1 | 1 |  |  |  | 0 | 0 | 2-30.31 | 0 | 0 | 0 | 477.0 ACSR | 0 | 0 | 0 | 0 | 0 | 0 | 0 | 0 | 0 | 0 | 0 | 0 | 0 | 0 | 0 | 0 | 0 | 0 | 0 | 0 | 0 | 0 | 0 | 12 | 1
NO |  | 164 | 2015 | 10 | 2 | 2 |  | 66-037 Dierks | South Dierks | 69 | 69 | 1-1.25 | 1.86 | 0 | 1 | 397.0 ACSR | 0 | 0 | 0 | 0 | 0 | 0 | 0 | 0 | 0 | 0 | 0 | 0 | 0 | 0 | 0 | 0 | 0 | 0 | 0 | 0 | 0 | 0 | 0 | 12 | 1
NO |  | 164 | 2015 | 10 | 3 | 3 |  |  |  | 0 | 0 | 2-0.61 | 0 | 0 | 0 |  | 0 | 0 | 0 | 0 | 0 | 0 | 0 | 0 | 0 | 0 | 0 | 0 | 0 | 0 | 0 | 0 | 0 | 0 | 0 | 0 | 0 | 0 | 0 | 12 | 1
NO |  | 164 | 2015 | 10 | 4 | 4 |  | 66-038 Dierks | West Murfreesboro | 69 | 69 | 1-18.77 | 18.77 | 0 | 1 | 266.8 ACSR | 0 | 0 | 0 | 0 | 0 | 0 | 0 | 0 | 0 | 0 | 0 | 0 | 0 | 0 | 0 | 0 | 0 | 0 | 0 | 0 | 0 | 0 | 0 | 12 | 1
NO |  | 164 | 2015 | 10 | 6 | 6 |  | 66-039 Dyess | Springdale | 69 | 69 | 1-5.4 | 5.4 | 0 | 1 | 336.4 ACSR | 0 | 0 | 0 | 0 | 0 | 0 | 0 | 0 | 0 | 0 | 0 | 0 | 0 | 0 | 0 | 0 | 0 | 0 | 0 | 0 | 0 | 0 | 0 | 12 | 1
NO |  | 164 | 2015 | 10 | 7 | 7 |  |  |  | 0 | 0 |  | 0 | 0 | 0 | 666.0 ACSR | 0 | 0 | 0 | 0 | 0 | 0 | 0 | 0 | 0 | 0 | 0 | 0 | 0 | 0 | 0 | 0 | 0 | 0 | 0 | 0 | 0 | 0 | 0 | 12 | 1
NO |  | 164 | 2015 | 10 | 8 | 8 |  | 66-041 Dyess | Springdale | 69 | 69 | 2-2.03 | 2.03 | 0 | 1 | 2x397.0 ACSR | 0 | 0 | 0 | 0 | 0 | 0 | 0 | 0 | 0 | 0 | 0 | 0 | 0 | 0 | 0 | 0 | 0 | 0 | 0 | 0 | 0 | 0 | 0 | 12 | 1
NO |  | 164 | 2015 | 10 | 9 | 9 |  | 66-042 East Centerton | North Rogers w/tap to | 69 | 69 | 1-9.90 | 9.9 | 0 | 1 | 1272.0 AAC | 0 | 0 | 0 | 0 | 0 | 0 | 0 | 0 | 0 | 0 | 0 | 0 | 0 | 0 | 0 | 0 | 0 | 0 | 0 | 0 | 0 | 0 | 0 | 12 | 1
NO |  | 164 | 2015 | 10 | 10 | 10 |  |  | Centerton | 0 | 0 |  | 0 | 0 | 0 | 1272.0 ACSR | 0 | 0 | 0 | 0 | 0 | 0 | 0 | 0 | 0 | 0 | 0 | 0 | 0 | 0 | 0 | 0 | 0 | 0 | 0 | 0 | 0 | 0 | 0 | 12 | 1
NO |  | 164 | 2015 | 10 | 11 | 11 |  |  |  | 0 | 0 |  | 0 | 0 | 0 | 336.4 ACSR | 0 | 0 | 0 | 0 | 0 | 0 | 0 | 0 | 0 | 0 | 0 | 0 | 0 | 0 | 0 | 0 | 0 | 0 | 0 | 0 | 0 | 0 | 0 | 12 | 1
NO |  | 164 | 2015 | 10 | 12 | 12 |  | 66-043 East Rogers | North Rogers | 69 | 69 | 1-1.95 | 1.95 | 0 | 1 | 2x397.0 ACSR | 0 | 0 | 0 | 0 | 0 | 0 | 0 | 0 | 0 | 0 | 0 | 0 | 0 | 0 | 0 | 0 | 0 | 0 | 0 | 0 | 0 | 0 | 0 | 12 | 1
NO |  | 164 | 2015 | 10 | 13 | 13 |  | 66-061 Greenland | Prairie Grove | 69 | 69 | 2-8.04 | 8.04 | 0.52 | 1 | 477.0 ACSR | 0 | 0 | 0 | 0 | 0 | 0 | 0 | 0 | 0 | 0 | 0 | 0 | 0 | 0 | 0 | 0 | 0 | 0 | 0 | 0 | 0 | 0 | 0 | 12 | 1
NO |  | 164 | 2015 | 10 | 14 | 14 |  | 66-062 Greenland | South Fayetteville | 69 | 69 | 1-0.22 | 4.64 | 0 | 1 | 336.4 ACSR | 0 | 0 | 0 | 0 | 0 | 0 | 0 | 0 | 0 | 0 | 0 | 0 | 0 | 0 | 0 | 0 | 0 | 0 | 0 | 0 | 0 | 0 | 0 | 12 | 1
NO |  | 164 | 2015 | 10 | 15 | 15 |  |  |  | 0 | 0 | 2-4.42 | 0 | 0 | 0 |  | 0 | 0 | 0 | 0 | 0 | 0 | 0 | 0 | 0 | 0 | 0 | 0 | 0 | 0 | 0 | 0 | 0 | 0 | 0 | 0 | 0 | 0 | 0 | 12 | 1
NO |  | 164 | 2015 | 10 | 16 | 16 |  | 66-063 Greenland | AECC VBI North | 69 | 69 | 1-2.38 | 43.89 | 0 | 1 | 2/0 ACSR | 0 | 0 | 0 | 0 | 0 | 0 | 0 | 0 | 0 | 0 | 0 | 0 | 0 | 0 | 0 | 0 | 0 | 0 | 0 | 0 | 0 | 0 | 0 | 12 | 1
NO |  | 164 | 2015 | 10 | 17 | 17 |  |  | (Interconnect) w/tap to | 0 | 0 | 2-41.51 | 0 | 0 | 0 | 336.4 ACSR | 0 | 0 | 0 | 0 | 0 | 0 | 0 | 0 | 0 | 0 | 0 | 0 | 0 | 0 | 0 | 0 | 0 | 0 | 0 | 0 | 0 | 0 | 0 | 12 | 1
NO |  | 164 | 2015 | 10 | 18 | 18 |  |  | Sefor | 0 | 0 |  | 0 | 0 | 0 | 477.0 ACSR | 0 | 0 | 0 | 0 | 0 | 0 | 0 | 0 | 0 | 0 | 0 | 0 | 0 | 0 | 0 | 0 | 0 | 0 | 0 | 0 | 0 | 0 | 0 | 12 | 1
NO |  | 164 | 2015 | 10 | 19 | 19 |  | 66-098 Midland | North Huntington w/tap to | 69 | 69 | 1-9.44 | 14.2 | 0 | 1 | 2/0 ACSR | 0 | 0 | 0 | 0 | 0 | 0 | 0 | 0 | 0 | 0 | 0 | 0 | 0 | 0 | 0 | 0 | 0 | 0 | 0 | 0 | 0 | 0 | 0 | 12 | 1
NO |  | 164 | 2015 | 10 | 20 | 20 |  |  | Excelior | 0 | 0 | 2-4.76 | 0 | 0 | 0 | 1233.6 ACSR | 0 | 0 | 0 | 0 | 0 | 0 | 0 | 0 | 0 | 0 | 0 | 0 | 0 | 0 | 0 | 0 | 0 | 0 | 0 | 0 | 0 | 0 | 0 | 12 | 1
NO |  | 164 | 2015 | 10 | 21 | 21 |  |  |  | 0 | 0 |  | 0 | 0 | 0 | 4/0 ACSR | 0 | 0 | 0 | 0 | 0 | 0 | 0 | 0 | 0 | 0 | 0 | 0 | 0 | 0 | 0 | 0 | 0 | 0 | 0 | 0 | 0 | 0 | 0 | 12 | 1
NO |  | 164 | 2015 | 10 | 22 | 22 |  | 66-105 Murfreesboro West | Nashville w/tap to | 69 | 69 | 1-2.0381 | 12.76 | 0 | 1 | 2/0 ACSR | 0 | 0 | 0 | 0 | 0 | 0 | 0 | 0 | 0 | 0 | 0 | 0 | 0 | 0 | 0 | 0 | 0 | 0 | 0 | 0 | 0 | 0 | 0 | 12 | 1
NO |  | 164 | 2015 | 10 | 23 | 23 |  |  | Murfreesboro Uptown | 0 | 0 | 2-10.7257 | 0 | 0 | 0 | 4/0 ACSR | 0 | 0 | 0 | 0 | 0 | 0 | 0 | 0 | 0 | 0 | 0 | 0 | 0 | 0 | 0 | 0 | 0 | 0 | 0 | 0 | 0 | 0 | 0 | 12 | 1
NO |  | 164 | 2015 | 10 | 24 | 24 |  | 66-114 Patterson | Nekoosa Edwards | 69 | 138 | 1-5.09 | 5.09 | 0 | 1 | 1272.0 ACSR | 0 | 0 | 0 | 0 | 0 | 0 | 0 | 0 | 0 | 0 | 0 | 0 | 0 | 0 | 0 | 0 | 0 | 0 | 0 | 0 | 0 | 0 | 0 | 12 | 1
NO |  | 164 | 2015 | 10 | 25 | 25 |  | 66-121 Midland | OGE Howe (Interconnect) - | 69 | 69 | 42918 | 7 | 0 | 1 | 4/0 ACSR | 0 | 0 | 0 | 0 | 0 | 0 | 0 | 0 | 0 | 0 | 0 | 0 | 0 | 0 | 0 | 0 | 0 | 0 | 0 | 0 | 0 | 0 | 0 | 12 | 1
NO |  | 164 | 2015 | 10 | 26 | 26 |  |  | PSO Red Oak (Interconnect) | 0 | 0 |  | 0 | 0 | 0 |  | 0 | 0 | 0 | 0 | 0 | 0 | 0 | 0 | 0 | 0 | 0 | 0 | 0 | 0 | 0 | 0 | 0 | 0 | 0 | 0 | 0 | 0 | 0 | 12 | 1
NO |  | 164 | 2015 | 10 | 27 | 27 |  | 66-124 Taylor Street | Texarkana Plant | 69 | 69 | 1-0.2 | 0.2 | 0 | 1 | 1272.0 ACSR | 0 | 0 | 0 | 0 | 0 | 0 | 0 | 0 | 0 | 0 | 0 | 0 | 0 | 0 | 0 | 0 | 0 | 0 | 0 | 0 | 0 | 0 | 0 | 12 | 1
NO |  | 164 | 2015 | 10 | 28 | 28 |  | 66-126 Texarkana Plant | Twelfth Street W/tap to | 69 | 69 | 1-4.94 | 4.94 | 0 | 1 | 2x336.0 ACSR | 0 | 0 | 0 | 0 | 0 | 0 | 0 | 0 | 0 | 0 | 0 | 0 | 0 | 0 | 0 | 0 | 0 | 0 | 0 | 0 | 0 | 0 | 0 | 12 | 1
NO |  | 164 | 2015 | 10 | 29 | 29 |  |  | Cooper Tire | 0 | 0 |  | 0 | 0 | 0 | 2x397.0 ACSR | 0 | 0 | 0 | 0 | 0 | 0 | 0 | 0 | 0 | 0 | 0 | 0 | 0 | 0 | 0 | 0 | 0 | 0 | 0 | 0 | 0 | 0 | 0 | 12 | 1
NO |  | 164 | 2015 | 10 | 30 | 30 |  |  |  | 0 | 0 |  | 0 | 0 | 0 | 4/0 ACSR | 0 | 0 | 0 | 0 | 0 | 0 | 0 | 0 | 0 | 0 | 0 | 0 | 0 | 0 | 0 | 0 | 0 | 0 | 0 | 0 | 0 | 0 | 0 | 12 | 1
NO |  | 164 | 2015 | 10 | 31 | 31 |  | 66-127 Murfreesboro West | SWPA Narrows Dam | 69 | 69 | 1-2.8275 | 6.7 | 0 | 1 | 336.4 ACSR | 0 | 0 | 0 | 0 | 0 | 0 | 0 | 0 | 0 | 0 | 0 | 0 | 0 | 0 | 0 | 0 | 0 | 0 | 0 | 0 | 0 | 0 | 0 | 12 | 1
NO |  | 164 | 2015 | 10 | 32 | 32 |  |  | (Interconnect) | 0 | 0 | 2-3.8737 | 0 | 0 | 0 | 4/0 ACSR | 0 | 0 | 0 | 0 | 0 | 0 | 0 | 0 | 0 | 0 | 0 | 0 | 0 | 0 | 0 | 0 | 0 | 0 | 0 | 0 | 0 | 0 | 0 | 12 | 1
NO |  | 164 | 2015 | 10 | 33 | 33 |  | 66-129 AECC Fitzhugh | OGE Helberg (Interconnect) | 69 | 69 | 1-2.44 | 2.44 | 0 | 1 | 795.0 ACSR | 0 | 0 | 0 | 0 | 0 | 0 | 0 | 0 | 0 | 0 | 0 | 0 | 0 | 0 | 0 | 0 | 0 | 0 | 0 | 0 | 0 | 0 | 0 | 12 | 1
NO |  | 164 | 2015 | 10 | 34 | 34 |  | (Interconnect) |  | 0 | 0 |  | 0 | 0 | 0 |  | 0 | 0 | 0 | 0 | 0 | 0 | 0 | 0 | 0 | 0 | 0 | 0 | 0 | 0 | 0 | 0 | 0 | 0 | 0 | 0 | 0 | 0 | 0 | 12 | 1
NO |  | 164 | 2015 | 10 | 35 | 35 |  | 66-133 AECC VBI North | OGE VBI (Interconnect) | 69 | 69 | 2-0.04 | 0.04 | 0 | 1 | 336.4 ACSR | 0 | 0 | 0 | 0 | 0 | 0 | 0 | 0 | 0 | 0 | 0 | 0 | 0 | 0 | 0 | 0 | 0 | 0 | 0 | 0 | 0 | 0 | 0 | 12 | 1
NO |  | 164 | 2015 | 11 | 1 | 1 |  | (Interconnect) |  | 0 | 0 |  | 0 | 0 | 0 |  | 0 | 0 | 0 | 0 | 0 | 0 | 0 | 0 | 0 | 0 | 0 | 0 | 0 | 0 | 0 | 0 | 0 | 0 | 0 | 0 | 0 | 0 | 0 | 12 | 1
NO |  | 164 | 2015 | 11 | 2 | 2 |  | 66-206 Nashville | Okay | 69 | 69 | 2-14.13 | 14.13 | 0 | 1 | 559.0 ACAR | 0 | 0 | 0 | 0 | 0 | 0 | 0 | 0 | 0 | 0 | 0 | 0 | 0 | 0 | 0 | 0 | 0 | 0 | 0 | 0 | 0 | 0 | 0 | 12 | 1
NO |  | 164 | 2015 | 11 | 3 | 3 |  | 66-208 North Huntington | Waldron | 69 | 69 | 1-18.53 | 18.53 | 0 | 1 | 477.0 ACSR | 0 | 0 | 0 | 0 | 0 | 0 | 0 | 0 | 0 | 0 | 0 | 0 | 0 | 0 | 0 | 0 | 0 | 0 | 0 | 0 | 0 | 0 | 0 | 12 | 1
NO |  | 164 | 2015 | 11 | 4 | 4 |  | 66-218 Prairie Grove | Siloam Springs | 69 | 69 | 1-1.19 | 20.56 | 0 | 1 | 477.0 ACSR | 0 | 0 | 0 | 0 | 0 | 0 | 0 | 0 | 0 | 0 | 0 | 0 | 0 | 0 | 0 | 0 | 0 | 0 | 0 | 0 | 0 | 0 | 0 | 12 | 1
NO |  | 164 | 2015 | 11 | 5 | 5 |  |  |  | 0 | 0 | 2-19.37 | 0 | 0 | 0 |  | 0 | 0 | 0 | 0 | 0 | 0 | 0 | 0 | 0 | 0 | 0 | 0 | 0 | 0 | 0 | 0 | 0 | 0 | 0 | 0 | 0 | 0 | 0 | 12 | 1
NO |  | 164 | 2015 | 11 | 6 | 6 |  | 66-640 North Huntington | Waldron (N.O.) | 69 | 69 | 1-14.21 | 14.21 | 6.94 | 1 | 477.0 ACSR | 0 | 0 | 0 | 0 | 0 | 0 | 0 | 0 | 0 | 0 | 0 | 0 | 0 | 0 | 0 | 0 | 0 | 0 | 0 | 0 | 0 | 0 | 0 | 12 | 1
NO |  | 164 | 2015 | 11 | 8 | 8 |  | Subtotal 69 kV in AR |  | 0 | 0 |  | 431.82 | 10.07 | 35 |  | 0 | 0 | 0 | 0 | 0 | 0 | 0 | 0 | 0 | 0 | 0 | 0 | 0 | 0 | 0 | 0 | 0 | 0 | 0 | 0 | 0 | 0 | 0 | 12 | 1
NO |  | 164 | 2015 | 11 | 10 | 10 |  | 69 kV in LA |  | 0 | 0 |  | 0 | 0 | 0 |  | 0 | 0 | 0 | 0 | 0 | 0 | 0 | 0 | 0 | 0 | 0 | 0 | 0 | 0 | 0 | 0 | 0 | 0 | 0 | 0 | 0 | 0 | 0 | 12 | 1
NO |  | 164 | 2015 | 11 | 11 | 11 |  | 66-001 Arsenal Hill | Brooks Street | 69 | 69 | 1-1.77 | 1.77 | 0 | 1 | 2x397.0 ACSR | 0 | 0 | 0 | 0 | 0 | 0 | 0 | 0 | 0 | 0 | 0 | 0 | 0 | 0 | 0 | 0 | 0 | 0 | 0 | 0 | 0 | 0 | 0 | 12 | 1
NO |  | 164 | 2015 | 11 | 12 | 12 |  | 66-002 Arsenal Hill | North Market | 69 | 69 | 1-2.2031 | 2.2 | 0 | 1 | 1272.0 ACSR | 0 | 0 | 0 | 0 | 0 | 0 | 0 | 0 | 0 | 0 | 0 | 0 | 0 | 0 | 0 | 0 | 0 | 0 | 0 | 0 | 0 | 0 | 0 | 12 | 1
NO |  | 164 | 2015 | 11 | 13 | 13 |  | 66-004 Arsenal Hill | Waterworks | 69 | 69 | 1-2.5527 | 2.55 | 0 | 1 | 1272.0 ACSR | 0 | 0 | 0 | 0 | 0 | 0 | 0 | 0 | 0 | 0 | 0 | 0 | 0 | 0 | 0 | 0 | 0 | 0 | 0 | 0 | 0 | 0 | 0 | 12 | 1
NO |  | 164 | 2015 | 11 | 14 | 14 |  | 66-003 Arsenal Hill | Shed Road | 69 | 69 | 1-0.79 | 2.21 | 0 | 1 | 2500.0 CU | 0 | 0 | 0 | 0 | 0 | 0 | 0 | 0 | 0 | 0 | 0 | 0 | 0 | 0 | 0 | 0 | 0 | 0 | 0 | 0 | 0 | 0 | 0 | 12 | 1
NO |  | 164 | 2015 | 11 | 15 | 15 |  |  |  | 0 | 0 | 2-0.99 | 0 | 0 | 0 | 2x397.0 ACSR | 0 | 0 | 0 | 0 | 0 | 0 | 0 | 0 | 0 | 0 | 0 | 0 | 0 | 0 | 0 | 0 | 0 | 0 | 0 | 0 | 0 | 0 | 0 | 12 | 1
NO |  | 164 | 2015 | 11 | 16 | 16 |  | 66-016 Bloomburg | Hosston w/taps to Rodessa | 69 | 69 | 43071 | 12 | 0 | 1 | 266.8 ACSR | 0 | 0 | 0 | 0 | 0 | 0 | 0 | 0 | 0 | 0 | 0 | 0 | 0 | 0 | 0 | 0 | 0 | 0 | 0 | 0 | 0 | 0 | 0 | 12 | 1
NO |  | 164 | 2015 | 11 | 17 | 17 |  |  | & Texas Eastern | 0 | 0 |  | 0 | 0 | 0 |  | 0 | 0 | 0 | 0 | 0 | 0 | 0 | 0 | 0 | 0 | 0 | 0 | 0 | 0 | 0 | 0 | 0 | 0 | 0 | 0 | 0 | 0 | 0 | 12 | 1
NO |  | 164 | 2015 | 11 | 18 | 18 |  | 66-020 Broadmoor | Fort Humbug | 69 | 69 | 1-1.5766 | 1.58 | 0.16 | 1 | 666.0 ACSR | 0 | 0 | 0 | 0 | 0 | 0 | 0 | 0 | 0 | 0 | 0 | 0 | 0 | 0 | 0 | 0 | 0 | 0 | 0 | 0 | 0 | 0 | 0 | 12 | 1
NO |  | 164 | 2015 | 11 | 19 | 19 |  | 66-021 Broadmoor | Fern Street | 69 | 69 | 1-1.7404 | 1.74 | 2.73 | 1 | 266.8 ACSR | 0 | 0 | 0 | 0 | 0 | 0 | 0 | 0 | 0 | 0 | 0 | 0 | 0 | 0 | 0 | 0 | 0 | 0 | 0 | 0 | 0 | 0 | 0 | 12 | 1
NO |  | 164 | 2015 | 11 | 20 | 20 |  | 66-022 Brooks Street | Edwards Street | 69 | 69 | 2-0.81 | 0.81 | 0 | 1 | 666.0 ACSR | 0 | 0 | 0 | 0 | 0 | 0 | 0 | 0 | 0 | 0 | 0 | 0 | 0 | 0 | 0 | 0 | 0 | 0 | 0 | 0 | 0 | 0 | 0 | 12 | 1
NO |  | 164 | 2015 | 11 | 21 | 21 |  | 66-023 Brownlee Road | Minden Road | 69 | 69 | 2-4.37 | 4.37 | 0 | 1 | 666.0 ACSR | 0 | 0 | 0 | 0 | 0 | 0 | 0 | 0 | 0 | 0 | 0 | 0 | 0 | 0 | 0 | 0 | 0 | 0 | 0 | 0 | 0 | 0 | 0 | 12 | 1
NO |  | 164 | 2015 | 11 | 22 | 22 |  | 66-024 Brownlee Road | North Market | 69 | 69 | 1-0.21 | 4.7 | 0 | 1 | 2x203.2 ACSR | 0 | 0 | 0 | 0 | 0 | 0 | 0 | 0 | 0 | 0 | 0 | 0 | 0 | 0 | 0 | 0 | 0 | 0 | 0 | 0 | 0 | 0 | 0 | 12 | 1
NO |  | 164 | 2015 | 11 | 23 | 23 |  |  |  | 0 | 0 | 2-4.49 | 0 | 0 | 0 | 1233.0 ACSR | 0 | 0 | 0 | 0 | 0 | 0 | 0 | 0 | 0 | 0 | 0 | 0 | 0 | 0 | 0 | 0 | 0 | 0 | 0 | 0 | 0 | 0 | 0 | 12 | 1
NO |  | 164 | 2015 | 11 | 24 | 24 |  | 66-044 Edwards Street | Fort Humbug | 69 | 69 | 1-0.68 | 0.89 | 0.56 | 1 | 666.0 ACSR | 0 | 0 | 0 | 0 | 0 | 0 | 0 | 0 | 0 | 0 | 0 | 0 | 0 | 0 | 0 | 0 | 0 | 0 | 0 | 0 | 0 | 0 | 0 | 12 | 1
NO |  | 164 | 2015 | 11 | 25 | 25 |  |  |  | 0 | 0 | 2-0.21 | 0 | 0 | 0 |  | 0 | 0 | 0 | 0 | 0 | 0 | 0 | 0 | 0 | 0 | 0 | 0 | 0 | 0 | 0 | 0 | 0 | 0 | 0 | 0 | 0 | 0 | 0 | 12 | 1
NO |  | 164 | 2015 | 11 | 26 | 26 |  | 66-045 Ellerbe Road | Fern Street | 69 | 69 | 1-2.37 | 2.37 | 0 | 1 | 2x397.0 ACSR | 0 | 0 | 0 | 0 | 0 | 0 | 0 | 0 | 0 | 0 | 0 | 0 | 0 | 0 | 0 | 0 | 0 | 0 | 0 | 0 | 0 | 0 | 0 | 12 | 1
NO |  | 164 | 2015 | 11 | 27 | 27 |  | 66-046 Ellerbe Road | Lucas | 69 | 69 | 1-3.03 | 3.03 | 0 | 1 | 397.0 ACSR | 0 | 0 | 0 | 0 | 0 | 0 | 0 | 0 | 0 | 0 | 0 | 0 | 0 | 0 | 0 | 0 | 0 | 0 | 0 | 0 | 0 | 0 | 0 | 12 | 1
NO |  | 164 | 2015 | 11 | 28 | 28 |  | 66-047 Ellerbe Road | South Shreveport w/tap to | 69 | 69 | 2-2.81 | 2.81 | 0 | 1 | 336.4 ACSR | 0 | 0 | 0 | 0 | 0 | 0 | 0 | 0 | 0 | 0 | 0 | 0 | 0 | 0 | 0 | 0 | 0 | 0 | 0 | 0 | 0 | 0 | 0 | 12 | 1
NO |  | 164 | 2015 | 11 | 29 | 29 |  |  | Forbing Road | 0 | 0 |  | 0 | 0 | 0 | 666.0 ACSR | 0 | 0 | 0 | 0 | 0 | 0 | 0 | 0 | 0 | 0 | 0 | 0 | 0 | 0 | 0 | 0 | 0 | 0 | 0 | 0 | 0 | 0 | 0 | 12 | 1
NO |  | 164 | 2015 | 11 | 30 | 30 |  | 66-054 Flournoy | Hardy Street | 69 | 69 | 1-8.77 | 10.14 | 0 | 1 | 397.0 ACSR | 0 | 0 | 0 | 0 | 0 | 0 | 0 | 0 | 0 | 0 | 0 | 0 | 0 | 0 | 0 | 0 | 0 | 0 | 0 | 0 | 0 | 0 | 0 | 12 | 1
NO |  | 164 | 2015 | 11 | 31 | 31 |  |  |  | 0 | 0 | 2-1.37 | 0 | 0 | 0 |  | 0 | 0 | 0 | 0 | 0 | 0 | 0 | 0 | 0 | 0 | 0 | 0 | 0 | 0 | 0 | 0 | 0 | 0 | 0 | 0 | 0 | 0 | 0 | 12 | 1
NO |  | 164 | 2015 | 11 | 32 | 32 |  | 66-055 Flournoy | Summer Grove w/taps to | 69 | 69 | 1-1.83 | 9.26 | 0 | 1 | 1/0 ACSR | 0 | 0 | 0 | 0 | 0 | 0 | 0 | 0 | 0 | 0 | 0 | 0 | 0 | 0 | 0 | 0 | 0 | 0 | 0 | 0 | 0 | 0 | 0 | 12 | 1
NO |  | 164 | 2015 | 11 | 33 | 33 |  |  | American Pump & Woolworth | 0 | 0 | 2-8.84 | 0 | 0 | 0 | 397.0 ACSR | 0 | 0 | 0 | 0 | 0 | 0 | 0 | 0 | 0 | 0 | 0 | 0 | 0 | 0 | 0 | 0 | 0 | 0 | 0 | 0 | 0 | 0 | 0 | 12 | 1
NO |  | 164 | 2015 | 11 | 34 | 34 |  | 66-056 Flournoy | Woodlawn w/taps to Karnack | 69 | 69 | 1-0.97 | 42.97 | 0 | 1 | 397.0 ACSR | 0 | 0 | 0 | 0 | 0 | 0 | 0 | 0 | 0 | 0 | 0 | 0 | 0 | 0 | 0 | 0 | 0 | 0 | 0 | 0 | 0 | 0 | 0 | 12 | 1
NO |  | 164 | 2015 | 11 | 35 | 35 |  |  | & Midvalley | 0 | 0 | 2-8.55 | 0 | 0 | 0 | 4/0 ACSR | 0 | 0 | 0 | 0 | 0 | 0 | 0 | 0 | 0 | 0 | 0 | 0 | 0 | 0 | 0 | 0 | 0 | 0 | 0 | 0 | 0 | 0 | 0 | 12 | 1
NO |  | 164 | 2015 | 12 | 1 | 1 |  | 66-065 Hardy Street | Midway | 69 | 69 | 1-1.17 | 1.17 | 0 | 1 | 666.0 ACSR | 0 | 0 | 0 | 0 | 0 | 0 | 0 | 0 | 0 | 0 | 0 | 0 | 0 | 0 | 0 | 0 | 0 | 0 | 0 | 0 | 0 | 0 | 0 | 12 | 1
NO |  | 164 | 2015 | 12 | 2 | 2 |  | 66-067 Hardy Street | Waterworks | 69 | 69 | 1-0.00 | 0 | 0 | 1 | 666.0 ACSR | 0 | 0 | 0 | 0 | 0 | 0 | 0 | 0 | 0 | 0 | 0 | 0 | 0 | 0 | 0 | 0 | 0 | 0 | 0 | 0 | 0 | 0 | 0 | 12 | 1
NO |  | 164 | 2015 | 12 | 3 | 3 |  | 66-070 Hosston | North Benton w/tap to Mott | 69 | 69 | 1-27.73 | 27.73 | 0 | 1 | 479 ACSR | 0 | 0 | 0 | 0 | 0 | 0 | 0 | 0 | 0 | 0 | 0 | 0 | 0 | 0 | 0 | 0 | 0 | 0 | 0 | 0 | 0 | 0 | 0 | 12 | 1
NO |  | 164 | 2015 | 12 | 4 | 4 |  |  |  | 0 | 0 |  | 0 | 0 | 0 | 266.8 ACSR | 0 | 0 | 0 | 0 | 0 | 0 | 0 | 0 | 0 | 0 | 0 | 0 | 0 | 0 | 0 | 0 | 0 | 0 | 0 | 0 | 0 | 0 | 0 | 12 | 1
NO |  | 164 | 2015 | 12 | 5 | 5 |  |  |  | 0 | 0 |  | 0 | 0 | 0 | 397.0 ACSR | 0 | 0 | 0 | 0 | 0 | 0 | 0 | 0 | 0 | 0 | 0 | 0 | 0 | 0 | 0 | 0 | 0 | 0 | 0 | 0 | 0 | 0 | 0 | 12 | 1
NO |  | 164 | 2015 | 12 | 6 | 6 |  |  |  | 0 | 0 |  | 0 | 0 | 0 | 4/0 ACSR | 0 | 0 | 0 | 0 | 0 | 0 | 0 | 0 | 0 | 0 | 0 | 0 | 0 | 0 | 0 | 0 | 0 | 0 | 0 | 0 | 0 | 0 | 0 | 12 | 1
NO |  | 164 | 2015 | 12 | 7 | 7 |  | 66-071 Hosston | Superior w/tap to Belcher | 69 | 69 | 2-14.98 | 14.98 | 0 | 1 | 266.8 ACSR | 0 | 0 | 0 | 0 | 0 | 0 | 0 | 0 | 0 | 0 | 0 | 0 | 0 | 0 | 0 | 0 | 0 | 0 | 0 | 0 | 0 | 0 | 0 | 12 | 1
NO |  | 164 | 2015 | 12 | 8 | 8 |  |  |  | 0 | 0 |  | 0 | 0 | 0 | 4/0 ACSR | 0 | 0 | 0 | 0 | 0 | 0 | 0 | 0 | 0 | 0 | 0 | 0 | 0 | 0 | 0 | 0 | 0 | 0 | 0 | 0 | 0 | 0 | 0 | 12 | 1
NO |  | 164 | 2015 | 12 | 9 | 9 |  | 66-072 Hosston | Superior | 69 | 69 | 1-6.65 | 10.45 | 0 | 1 | 336.4 ACSR | 0 | 0 | 0 | 0 | 0 | 0 | 0 | 0 | 0 | 0 | 0 | 0 | 0 | 0 | 0 | 0 | 0 | 0 | 0 | 0 | 0 | 0 | 0 | 12 | 1
NO |  | 164 | 2015 | 12 | 10 | 10 |  |  |  | 0 | 0 | 2-3.8 | 0 | 0 | 0 | 4/0 ACSR | 0 | 0 | 0 | 0 | 0 | 0 | 0 | 0 | 0 | 0 | 0 | 0 | 0 | 0 | 0 | 0 | 0 | 0 | 0 | 0 | 0 | 0 | 0 | 12 | 1
NO |  | 164 | 2015 | 12 | 11 | 11 |  | 66-076 Jefferson | Superior | 69 | 69 | 2-3.4 | 3.4 | 0 | 1 | 266.8 ACSR | 0 | 0 | 0 | 0 | 0 | 0 | 0 | 0 | 0 | 0 | 0 | 0 | 0 | 0 | 0 | 0 | 0 | 0 | 0 | 0 | 0 | 0 | 0 | 12 | 1
NO |  | 164 | 2015 | 12 | 12 | 12 |  | 66-086 Logansport | Stanley (PHEC) | 69 | 69 | 1-6.82 | 6.82 | 0.18 | 1 | 1/0 ACSR | 0 | 0 | 0 | 0 | 0 | 0 | 0 | 0 | 0 | 0 | 0 | 0 | 0 | 0 | 0 | 0 | 0 | 0 | 0 | 0 | 0 | 0 | 0 | 12 | 1
NO |  | 164 | 2015 | 12 | 13 | 13 |  | 66-092 Lucas | Wallace Lake w/tap to Finne | 69 | 69 | 1-5.2889 | 5.78 | 2.65 | 1 | 2/0 ACSR | 0 | 0 | 0 | 0 | 0 | 0 | 0 | 0 | 0 | 0 | 0 | 0 | 0 | 0 | 0 | 0 | 0 | 0 | 0 | 0 | 0 | 0 | 0 | 12 | 1
NO |  | 164 | 2015 | 12 | 14 | 14 |  |  |  | 0 | 0 | 2-0.4863 | 0 | 0 | 0 | 397.0 ACSR | 0 | 0 | 0 | 0 | 0 | 0 | 0 | 0 | 0 | 0 | 0 | 0 | 0 | 0 | 0 | 0 | 0 | 0 | 0 | 0 | 0 | 0 | 0 | 12 | 1
NO |  | 164 | 2015 | 12 | 15 | 15 |  | TL358 Marthaville | Robeline | 69 | 69 | 1-8.26 | 8.26 | 0 | 1 | 336.4 ACSR | 0 | 0 | 0 | 0 | 0 | 0 | 0 | 0 | 0 | 0 | 0 | 0 | 0 | 0 | 0 | 0 | 0 | 0 | 0 | 0 | 0 | 0 | 0 | 12 | 1
NO |  | 164 | 2015 | 12 | 16 | 16 |  | 66-099 Midway | Summer Grove w/tap to South | 69 | 69 | 1-8.29 | 12.19 | 0 | 1 | 477.0 ACSR | 0 | 0 | 0 | 0 | 0 | 0 | 0 | 0 | 0 | 0 | 0 | 0 | 0 | 0 | 0 | 0 | 0 | 0 | 0 | 0 | 0 | 0 | 0 | 12 | 1
NO |  | 164 | 2015 | 12 | 17 | 17 |  |  | Shreveport | 0 | 0 | 2-3.9 | 0 | 0 | 0 | 666.0 ACSR | 0 | 0 | 0 | 0 | 0 | 0 | 0 | 0 | 0 | 0 | 0 | 0 | 0 | 0 | 0 | 0 | 0 | 0 | 0 | 0 | 0 | 0 | 0 | 12 | 1
NO |  | 164 | 2015 | 12 | 18 | 18 |  |  |  | 0 | 0 |  | 0 | 0 | 0 | 795.0 ACSR | 0 | 0 | 0 | 0 | 0 | 0 | 0 | 0 | 0 | 0 | 0 | 0 | 0 | 0 | 0 | 0 | 0 | 0 | 0 | 0 | 0 | 0 | 0 | 12 | 1
NO |  | 164 | 2015 | 12 | 19 | 19 |  | 66-100 Minden Road | Shed Road | 69 | 69 | 2-1.7 | 1.7 | 0 | 1 | 2x397.0 ACSR | 0 | 0 | 0 | 0 | 0 | 0 | 0 | 0 | 0 | 0 | 0 | 0 | 0 | 0 | 0 | 0 | 0 | 0 | 0 | 0 | 0 | 0 | 0 | 12 | 1
NO |  | 164 | 2015 | 12 | 20 | 20 |  | 66-320 Red Point | Bellevue w/tap to Dogwood | 69 | 69 | 1-12.05 | 12.05 | 0 | 1 | 4/0 ACSR | 0 | 0 | 0 | 0 | 0 | 0 | 0 | 0 | 0 | 0 | 0 | 0 | 0 | 0 | 0 | 0 | 0 | 0 | 0 | 0 | 0 | 0 | 0 | 12 | 1
NO |  | 164 | 2015 | 12 | 21 | 21 |  | 66-321 Calumet | LS #12457 w/tap to JD Ward | 69 | 69 | 1-4.96 | 4.96 | 0 | 1 | 2/0 ACSR | 0 | 0 | 0 | 0 | 0 | 0 | 0 | 0 | 0 | 0 | 0 | 0 | 0 | 0 | 0 | 0 | 0 | 0 | 0 | 0 | 0 | 0 | 0 | 12 | 1
NO |  | 164 | 2015 | 12 | 22 | 22 |  |  |  | 0 | 0 |  | 0 | 0 | 0 | 266.8 ACSR | 0 | 0 | 0 | 0 | 0 | 0 | 0 | 0 | 0 | 0 | 0 | 0 | 0 | 0 | 0 | 0 | 0 | 0 | 0 | 0 | 0 | 0 | 0 | 12 | 1
NO |  | 164 | 2015 | 12 | 23 | 23 |  | 66-331 Blanchard | North Market | 69 | 69 | 2-13.16 | 13.16 | 0 | 1 | 477.0 ACSR | 0 | 0 | 0 | 0 | 0 | 0 | 0 | 0 | 0 | 0 | 0 | 0 | 0 | 0 | 0 | 0 | 0 | 0 | 0 | 0 | 0 | 0 | 0 | 12 | 1
NO |  | 164 | 2015 | 12 | 24 | 24 |  | 66-332 Calumet | Red Point | 69 | 69 | 1-4.24 | 4.24 | 0 | 1 | 266.8 ACSR | 0 | 0 | 0 | 0 | 0 | 0 | 0 | 0 | 0 | 0 | 0 | 0 | 0 | 0 | 0 | 0 | 0 | 0 | 0 | 0 | 0 | 0 | 0 | 12 | 1
NO |  | 164 | 2015 | 12 | 25 | 25 |  | TL349 Belmont | Many | 69 | 69 |  | 10.38 | 0 | 1 | 795 kCM ACSR | 0 | 0 | 0 | 0 | 0 | 0 | 0 | 0 | 0 | 0 | 0 | 0 | 0 | 0 | 0 | 0 | 0 | 0 | 0 | 0 | 0 | 0 | 0 | 12 | 1
NO |  | 164 | 2015 | 12 | 26 | 26 |  | TL349 Belmont | Marthaville | 69 | 69 |  | 9 | 0 | 1 | 336.4 kCM ACSR | 0 | 0 | 0 | 0 | 0 | 0 | 0 | 0 | 0 | 0 | 0 | 0 | 0 | 0 | 0 | 0 | 0 | 0 | 0 | 0 | 0 | 0 | 0 | 12 | 1
NO |  | 164 | 2015 | 12 | 27 | 27 |  | TL351 Many | Noble | 69 | 69 |  | 18.8 | 0 | 1 | 795 kCM ACSR | 0 | 0 | 0 | 0 | 0 | 0 | 0 | 0 | 0 | 0 | 0 | 0 | 0 | 0 | 0 | 0 | 0 | 0 | 0 | 0 | 0 | 0 | 0 | 12 | 1
NO |  | 164 | 2015 | 12 | 28 | 28 |  | TL350 Many | Negreet | 69 | 69 |  | 12.63 | 0 | 1 | 795 kCM ACSR | 0 | 0 | 0 | 0 | 0 | 0 | 0 | 0 | 0 | 0 | 0 | 0 | 0 | 0 | 0 | 0 | 0 | 0 | 0 | 0 | 0 | 0 | 0 | 12 | 1
NO |  | 164 | 2015 | 12 | 29 | 29 |  | TL352 Hornbeck | N Leesville | 69 | 69 |  | 13 | 0 | 1 | 336.4 kCM ACSR | 0 | 0 | 0 | 0 | 0 | 0 | 0 | 0 | 0 | 0 | 0 | 0 | 0 | 0 | 0 | 0 | 0 | 0 | 0 | 0 | 0 | 0 | 0 | 12 | 1
NO |  | 164 | 2015 | 12 | 30 | 30 |  | TL348 E Leesville | N Leesville | 69 | 69 |  | 2.5 | 0 | 1 | 336.4 kCM ACSR | 0 | 0 | 0 | 0 | 0 | 0 | 0 | 0 | 0 | 0 | 0 | 0 | 0 | 0 | 0 | 0 | 0 | 0 | 0 | 0 | 0 | 0 | 0 | 12 | 1
NO |  | 164 | 2015 | 12 | 31 | 31 |  | TL347 E Leesville | Hicks | 69 | 69 |  | 16.38 | 0 | 1 | 336.4 kCM ACSR | 0 | 0 | 0 | 0 | 0 | 0 | 0 | 0 | 0 | 0 | 0 | 0 | 0 | 0 | 0 | 0 | 0 | 0 | 0 | 0 | 0 | 0 | 0 | 12 | 1
NO |  | 164 | 2015 | 12 | 32 | 32 |  | TL355 Interconnect | Verda | 13.8 | 69 |  | 6.42 | 0 | 1 | 336.4 kCM ACSR | 0 | 0 | 0 | 0 | 0 | 0 | 0 | 0 | 0 | 0 | 0 | 0 | 0 | 0 | 0 | 0 | 0 | 0 | 0 | 0 | 0 | 0 | 0 | 12 | 1
NO |  | 164 | 2015 | 12 | 33 | 33 |  | TL354 Bayou-Pierre | Kingston | 69 | 69 |  | 9 | 0 | 0 |  | 0 | 0 | 0 | 0 | 0 | 0 | 0 | 0 | 0 | 0 | 0 | 0 | 0 | 0 | 0 | 0 | 0 | 0 | 0 | 0 | 0 | 0 | 0 | 12 | 1
NO |  | 164 | 2015 | 12 | 35 | 35 |  | Subtotal 69 kV in LA |  | 0 | 0 |  | 330.4 | 6.28 | 40 |  | 0 | 0 | 0 | 0 | 0 | 0 | 0 | 0 | 0 | 0 | 0 | 0 | 0 | 0 | 0 | 0 | 0 | 0 | 0 | 0 | 0 | 0 | 0 | 12 | 1
NO |  | 164 | 2015 | 13 | 2 | 2 |  | 69 kV in TX |  | 0 | 0 |  | 0 | 0 | 0 |  | 0 | 0 | 0 | 0 | 0 | 0 | 0 | 0 | 0 | 0 | 0 | 0 | 0 | 0 | 0 | 0 | 0 | 0 | 0 | 0 | 0 | 0 | 0 | 12 | 1
NO |  | 164 | 2015 | 13 | 3 | 3 |  | 66-007 Atlanta | Bloomburg | 69 | 69 | 2-7.75 | 7.75 | 0 | 1 | 397.0 ACSR | 0 | 0 | 0 | 0 | 0 | 0 | 0 | 0 | 0 | 0 | 0 | 0 | 0 | 0 | 0 | 0 | 0 | 0 | 0 | 0 | 0 | 0 | 0 | 12 | 1
NO |  | 164 | 2015 | 13 | 4 | 4 |  | 66-008 Atlanta | Linden W/tap to West | 69 | 69 | 1-0.99 | 13.49 | 0 | 1 | 397.0 ACSR | 0 | 0 | 0 | 0 | 0 | 0 | 0 | 0 | 0 | 0 | 0 | 0 | 0 | 0 | 0 | 0 | 0 | 0 | 0 | 0 | 0 | 0 | 0 | 12 | 1
NO |  | 164 | 2015 | 13 | 5 | 5 |  |  | Atlanta | 0 | 0 | 2-12.5 | 0 | 0 | 0 |  | 0 | 0 | 0 | 0 | 0 | 0 | 0 | 0 | 0 | 0 | 0 | 0 | 0 | 0 | 0 | 0 | 0 | 0 | 0 | 0 | 0 | 0 | 0 | 12 | 1
NO |  | 164 | 2015 | 13 | 6 | 6 |  | 66-009 Bann | New Boston w/tap to Lone | 69 | 69 | 1-16.859 | 16.86 | 0 | 1 | 2/0 ACSR | 0 | 0 | 0 | 0 | 0 | 0 | 0 | 0 | 0 | 0 | 0 | 0 | 0 | 0 | 0 | 0 | 0 | 0 | 0 | 0 | 0 | 0 | 0 | 12 | 1
NO |  | 164 | 2015 | 13 | 7 | 7 |  |  | Star and Red River | 0 | 0 |  | 0 | 0 | 0 | 397.0 ACSR | 0 | 0 | 0 | 0 | 0 | 0 | 0 | 0 | 0 | 0 | 0 | 0 | 0 | 0 | 0 | 0 | 0 | 0 | 0 | 0 | 0 | 0 | 0 | 12 | 1
NO |  | 164 | 2015 | 13 | 8 | 8 |  |  |  | 0 | 0 |  | 0 | 0 | 0 | 477.0 ACSR | 0 | 0 | 0 | 0 | 0 | 0 | 0 | 0 | 0 | 0 | 0 | 0 | 0 | 0 | 0 | 0 | 0 | 0 | 0 | 0 | 0 | 0 | 0 | 12 | 1
NO |  | 164 | 2015 | 13 | 9 | 9 |  | 66-010 Bann | Texarkana Operations Center | 69 | 69 | 1-6.43 | 6.43 | 0 | 1 | 666.0 ACSR | 0 | 0 | 0 | 0 | 0 | 0 | 0 | 0 | 0 | 0 | 0 | 0 | 0 | 0 | 0 | 0 | 0 | 0 | 0 | 0 | 0 | 0 | 0 | 12 | 1
NO |  | 164 | 2015 | 13 | 10 | 10 |  | 66-012 Bann | Thirty Ninth Street w/taps | 69 | 69 | 1-9.37 | 10.57 | 0 | 1 | 1272.0 ACSR | 0 | 0 | 0 | 0 | 0 | 0 | 0 | 0 | 0 | 0 | 0 | 0 | 0 | 0 | 0 | 0 | 0 | 0 | 0 | 0 | 0 | 0 | 0 | 12 | 1
NO |  | 164 | 2015 | 13 | 11 | 11 |  |  | to Red Lick & Sugar Hill | 0 | 0 | 2-1.2 | 0 | 0 | 0 | 2x397.0 ACSR | 0 | 0 | 0 | 0 | 0 | 0 | 0 | 0 | 0 | 0 | 0 | 0 | 0 | 0 | 0 | 0 | 0 | 0 | 0 | 0 | 0 | 0 | 0 | 12 | 1
NO |  | 164 | 2015 | 13 | 12 | 12 |  |  |  | 0 | 0 |  | 0 | 0 | 0 | 477.0 ACSR | 0 | 0 | 0 | 0 | 0 | 0 | 0 | 0 | 0 | 0 | 0 | 0 | 0 | 0 | 0 | 0 | 0 | 0 | 0 | 0 | 0 | 0 | 0 | 12 | 1
NO |  | 164 | 2015 | 13 | 13 | 13 |  | 66-013 Beckville | L.A. Pacific | 69 | 69 | 2-6.6 | 6.6 | 0 | 1 | 397.0 ACSR | 0 | 0 | 0 | 0 | 0 | 0 | 0 | 0 | 0 | 0 | 0 | 0 | 0 | 0 | 0 | 0 | 0 | 0 | 0 | 0 | 0 | 0 | 0 | 12 | 1
NO |  | 164 | 2015 | 13 | 14 | 14 |  | 66-014 Beckville | Poynter | 69 | 69 | 1-5.58 | 24.01 | 0.63 | 1 | 397.0 ACSR | 0 | 0 | 0 | 0 | 0 | 0 | 0 | 0 | 0 | 0 | 0 | 0 | 0 | 0 | 0 | 0 | 0 | 0 | 0 | 0 | 0 | 0 | 0 | 12 | 1
NO |  | 164 | 2015 | 13 | 15 | 15 |  |  |  | 0 | 0 | 2-18.43 | 0 | 0 | 0 | 4/0 ACSR | 0 | 0 | 0 | 0 | 0 | 0 | 0 | 0 | 0 | 0 | 0 | 0 | 0 | 0 | 0 | 0 | 0 | 0 | 0 | 0 | 0 | 0 | 0 | 12 | 1
NO |  | 164 | 2015 | 13 | 16 | 16 |  | 66-015 Beckville | Rock Hill | 69 | 69 | 2-4.1 | 4.1 | 0 | 1 | 666.0 ACSR | 0 | 0 | 0 | 0 | 0 | 0 | 0 | 0 | 0 | 0 | 0 | 0 | 0 | 0 | 0 | 0 | 0 | 0 | 0 | 0 | 0 | 0 | 0 | 12 | 1
NO |  | 164 | 2015 | 13 | 17 | 17 |  | 66-016 Bloomburg | Hosston w/taps to Rodessa | 69 | 69 | 1-1.86 | 1.86 | 0 | 1 | # 2 CU (7 Strand) | 0 | 0 | 0 | 0 | 0 | 0 | 0 | 0 | 0 | 0 | 0 | 0 | 0 | 0 | 0 | 0 | 0 | 0 | 0 | 0 | 0 | 0 | 0 | 12 | 1
NO |  | 164 | 2015 | 13 | 18 | 18 |  |  | & Texas Eastern | 0 | 0 |  | 0 | 0 | 0 |  | 0 | 0 | 0 | 0 | 0 | 0 | 0 | 0 | 0 | 0 | 0 | 0 | 0 | 0 | 0 | 0 | 0 | 0 | 0 | 0 | 0 | 0 | 0 | 12 | 1
NO |  | 164 | 2015 | 13 | 19 | 19 |  | 66-017 Bloomburg | Texarkana Plant w/tap to | 69 | 69 | 1-1.64 | 1.64 | 0 | 1 | 4/0 ACSR | 0 | 0 | 0 | 0 | 0 | 0 | 0 | 0 | 0 | 0 | 0 | 0 | 0 | 0 | 0 | 0 | 0 | 0 | 0 | 0 | 0 | 0 | 0 | 12 | 1
NO |  | 164 | 2015 | 13 | 20 | 20 |  |  | IPC | 0 | 0 |  | 0 | 0 | 0 |  | 0 | 0 | 0 | 0 | 0 | 0 | 0 | 0 | 0 | 0 | 0 | 0 | 0 | 0 | 0 | 0 | 0 | 0 | 0 | 0 | 0 | 0 | 0 | 12 | 1
NO |  | 164 | 2015 | 13 | 21 | 21 |  | 66-025 Carthage | Rock Hill | 69 | 69 | 1-0.9327 | 11.42 | 0 | 1 | 336.4 ACSR | 0 | 0 | 0 | 0 | 0 | 0 | 0 | 0 | 0 | 0 | 0 | 0 | 0 | 0 | 0 | 0 | 0 | 0 | 0 | 0 | 0 | 0 | 0 | 12 | 1
NO |  | 164 | 2015 | 13 | 22 | 22 |  |  |  | 0 | 0 | 2-10.4876 | 0 | 0 | 0 |  | 0 | 0 | 0 | 0 | 0 | 0 | 0 | 0 | 0 | 0 | 0 | 0 | 0 | 0 | 0 | 0 | 0 | 0 | 0 | 0 | 0 | 0 | 0 | 12 | 1
NO |  | 164 | 2015 | 13 | 23 | 23 |  | 66-026 Carthage | L.A. Pacific | 69 | 69 | 2-2.3 | 2.3 | 0 | 1 | 397.0 ACSR | 0 | 0 | 0 | 0 | 0 | 0 | 0 | 0 | 0 | 0 | 0 | 0 | 0 | 0 | 0 | 0 | 0 | 0 | 0 | 0 | 0 | 0 | 0 | 12 | 1
NO |  | 164 | 2015 | 13 | 24 | 24 |  | 66-027 Clarksville | Greggton w/taps to MidVally | 69 | 69 | 1-8.49 | 8.49 | 0 | 1 | 2/0 ACSR | 0 | 0 | 0 | 0 | 0 | 0 | 0 | 0 | 0 | 0 | 0 | 0 | 0 | 0 | 0 | 0 | 0 | 0 | 0 | 0 | 0 | 0 | 0 | 12 | 1
NO |  | 164 | 2015 | 13 | 25 | 25 |  |  | & Texoma | 0 | 0 |  | 0 | 0 | 0 | 755.0 ACAR | 0 | 0 | 0 | 0 | 0 | 0 | 0 | 0 | 0 | 0 | 0 | 0 | 0 | 0 | 0 | 0 | 0 | 0 | 0 | 0 | 0 | 0 | 0 | 12 | 1
NO |  | 164 | 2015 | 13 | 26 | 26 |  | 66-028 Clarksville | Sabine w/tap to Service | 69 | 69 | 1-1.85 | 8.96 | 0 | 1 | 2/0 ACSR | 0 | 0 | 0 | 0 | 0 | 0 | 0 | 0 | 0 | 0 | 0 | 0 | 0 | 0 | 0 | 0 | 0 | 0 | 0 | 0 | 0 | 0 | 0 | 12 | 1
NO |  | 164 | 2015 | 13 | 27 | 27 |  |  | Pipeline | 0 | 0 | 2-7.11 | 0 | 0 | 0 | 397.0 ACSR | 0 | 0 | 0 | 0 | 0 | 0 | 0 | 0 | 0 | 0 | 0 | 0 | 0 | 0 | 0 | 0 | 0 | 0 | 0 | 0 | 0 | 0 | 0 | 12 | 1
NO |  | 164 | 2015 | 13 | 28 | 28 |  | 66-029 Clarksville | Perdue | 69 | 69 | 1-7.29 | 7.29 | 0 | 1 | 477.0 ACSR | 0 | 0 | 0 | 0 | 0 | 0 | 0 | 0 | 0 | 0 | 0 | 0 | 0 | 0 | 0 | 0 | 0 | 0 | 0 | 0 | 0 | 0 | 0 | 12 | 1
NO |  | 164 | 2015 | 13 | 29 | 29 |  | 66-030 Clarksville | Perdue | 69 | 69 | 1-6.32 | 6.97 | 0 | 1 | 2x397.0 ACSR | 0 | 0 | 0 | 0 | 0 | 0 | 0 | 0 | 0 | 0 | 0 | 0 | 0 | 0 | 0 | 0 | 0 | 0 | 0 | 0 | 0 | 0 | 0 | 12 | 1
NO |  | 164 | 2015 | 13 | 30 | 30 |  |  |  | 0 | 0 | 2-0.65 | 0 | 0 | 0 |  | 0 | 0 | 0 | 0 | 0 | 0 | 0 | 0 | 0 | 0 | 0 | 0 | 0 | 0 | 0 | 0 | 0 | 0 | 0 | 0 | 0 | 0 | 0 | 12 | 1
NO |  | 164 | 2015 | 13 | 31 | 31 |  | 66-031 Daingerfield | Hughes Springs w/tap to | 69 | 69 | 1-15.51 | 15.51 | 0 | 1 | 336.4 ACSR | 0 | 0 | 0 | 0 | 0 | 0 | 0 | 0 | 0 | 0 | 0 | 0 | 0 | 0 | 0 | 0 | 0 | 0 | 0 | 0 | 0 | 0 | 0 | 12 | 1
NO |  | 164 | 2015 | 13 | 32 | 32 |  |  | Lone Star & Air Products | 0 | 0 |  | 0 | 0 | 0 | 397.0 ACSR | 0 | 0 | 0 | 0 | 0 | 0 | 0 | 0 | 0 | 0 | 0 | 0 | 0 | 0 | 0 | 0 | 0 | 0 | 0 | 0 | 0 | 0 | 0 | 12 | 1
NO |  | 164 | 2015 | 13 | 33 | 33 |  |  |  | 0 | 0 |  | 0 | 0 | 0 | 4/0 ACSR | 0 | 0 | 0 | 0 | 0 | 0 | 0 | 0 | 0 | 0 | 0 | 0 | 0 | 0 | 0 | 0 | 0 | 0 | 0 | 0 | 0 | 0 | 0 | 12 | 1
NO |  | 164 | 2015 | 13 | 34 | 34 |  | 66-032 Daingerfield | Mount Pleasant | 69 | 69 | 1-2.98 | 17.23 | 0 | 1 | 397.0 ACSR | 0 | 0 | 0 | 0 | 0 | 0 | 0 | 0 | 0 | 0 | 0 | 0 | 0 | 0 | 0 | 0 | 0 | 0 | 0 | 0 | 0 | 0 | 0 | 12 | 1
NO |  | 164 | 2015 | 13 | 35 | 35 |  |  |  | 0 | 0 | 2-14.25 | 0 | 0 | 0 |  | 0 | 0 | 0 | 0 | 0 | 0 | 0 | 0 | 0 | 0 | 0 | 0 | 0 | 0 | 0 | 0 | 0 | 0 | 0 | 0 | 0 | 0 | 0 | 12 | 1
NO |  | 164 | 2015 | 14 | 1 | 1 |  | 66-048 Evenside | Northwest Henderson | 69 | 69 | 1-6.4 | 6.4 | 0 | 1 | 397.0 ACSR | 0 | 0 | 0 | 0 | 0 | 0 | 0 | 0 | 0 | 0 | 0 | 0 | 0 | 0 | 0 | 0 | 0 | 0 | 0 | 0 | 0 | 0 | 0 | 12 | 1
NO |  | 164 | 2015 | 14 | 2 | 2 |  | 66-049 Evenside | Poynter | 69 | 69 | 1-3.66 | 3.66 | 0 | 1 | 477.0 ACSR | 0 | 0 | 0 | 0 | 0 | 0 | 0 | 0 | 0 | 0 | 0 | 0 | 0 | 0 | 0 | 0 | 0 | 0 | 0 | 0 | 0 | 0 | 0 | 12 | 1
NO |  | 164 | 2015 | 14 | 3 | 3 |  | 66-050 Evenside | Sawmill w/taps to Sohio | 69 | 69 | 1-14.89 | 14.89 | 0 | 1 | 2/0 ACSR | 0 | 0 | 0 | 0 | 0 | 0 | 0 | 0 | 0 | 0 | 0 | 0 | 0 | 0 | 0 | 0 | 0 | 0 | 0 | 0 | 0 | 0 | 0 | 12 | 1
NO |  | 164 | 2015 | 14 | 4 | 4 |  |  | Pump & North Laneville | 0 | 0 |  | 0 | 0 | 0 | 266.8 ACSR | 0 | 0 | 0 | 0 | 0 | 0 | 0 | 0 | 0 | 0 | 0 | 0 | 0 | 0 | 0 | 0 | 0 | 0 | 0 | 0 | 0 | 0 | 0 | 12 | 1
NO |  | 164 | 2015 | 14 | 5 | 5 |  | 66-056 Flournoy | Woodlawn w/taps to Karnack | 69 | 69 | 1-33.22 | 33.57 | 0 | 1 | # 2 CU (7 Strand) | 0 | 0 | 0 | 0 | 0 | 0 | 0 | 0 | 0 | 0 | 0 | 0 | 0 | 0 | 0 | 0 | 0 | 0 | 0 | 0 | 0 | 0 | 0 | 12 | 1
NO |  | 164 | 2015 | 14 | 6 | 6 |  |  | & Midvalley | 0 | 0 | 2-0.35 | 0 | 0 | 0 | 2/0 ACSR | 0 | 0 | 0 | 0 | 0 | 0 | 0 | 0 | 0 | 0 | 0 | 0 | 0 | 0 | 0 | 0 | 0 | 0 | 0 | 0 | 0 | 0 | 0 | 12 | 1
NO |  | 164 | 2015 | 14 | 7 | 7 |  |  |  | 0 | 0 |  | 0 | 0 | 0 | 336.4 ACSR | 0 | 0 | 0 | 0 | 0 | 0 | 0 | 0 | 0 | 0 | 0 | 0 | 0 | 0 | 0 | 0 | 0 | 0 | 0 | 0 | 0 | 0 | 0 | 12 | 1
NO |  | 164 | 2015 | 14 | 8 | 8 |  |  |  | 0 | 0 |  | 0 | 0 | 0 | 4/0 ACSR | 0 | 0 | 0 | 0 | 0 | 0 | 0 | 0 | 0 | 0 | 0 | 0 | 0 | 0 | 0 | 0 | 0 | 0 | 0 | 0 | 0 | 0 | 0 | 12 | 1
NO |  | 164 | 2015 | 14 | 9 | 9 |  | 66-057 Gilmer | Perdue | 69 | 69 | 1-11.44 | 11.44 | 0 | 1 | 397.0 ACSR | 0 | 0 | 0 | 0 | 0 | 0 | 0 | 0 | 0 | 0 | 0 | 0 | 0 | 0 | 0 | 0 | 0 | 0 | 0 | 0 | 0 | 0 | 0 | 12 | 1
NO |  | 164 | 2015 | 14 | 10 | 10 |  | 66-058 Gilmer | Pittsburg w/tap to | 69 | 69 | 1-24.47 | 24.47 | 0 | 1 | 2/0 ACSR | 0 | 0 | 0 | 0 | 0 | 0 | 0 | 0 | 0 | 0 | 0 | 0 | 0 | 0 | 0 | 0 | 0 | 0 | 0 | 0 | 0 | 0 | 0 | 12 | 1
NO |  | 164 | 2015 | 14 | 11 | 11 |  |  | Pittsburg Steel | 0 | 0 |  | 0 | 0 | 0 | 336.4 ACSR | 0 | 0 | 0 | 0 | 0 | 0 | 0 | 0 | 0 | 0 | 0 | 0 | 0 | 0 | 0 | 0 | 0 | 0 | 0 | 0 | 0 | 0 | 0 | 12 | 1
NO |  | 164 | 2015 | 14 | 12 | 12 |  | 66-059 Grand Saline | Mineola | 69 | 69 | 1-6.8132 | 6.81 | 6.99 | 1 | 4/0 ACSR | 0 | 0 | 0 | 0 | 0 | 0 | 0 | 0 | 0 | 0 | 0 | 0 | 0 | 0 | 0 | 0 | 0 | 0 | 0 | 0 | 0 | 0 | 0 | 12 | 1
NO |  | 164 | 2015 | 14 | 13 | 13 |  | 66-060 Grand Saline | Quitman w/tap to Alba | 69 | 69 | 1-25.01 | 25.01 | 0 | 1 | 336.4 ACSR | 0 | 0 | 0 | 0 | 0 | 0 | 0 | 0 | 0 | 0 | 0 | 0 | 0 | 0 | 0 | 0 | 0 | 0 | 0 | 0 | 0 | 0 | 0 | 12 | 1
NO |  | 164 | 2015 | 14 | 14 | 14 |  |  |  | 0 | 0 |  | 0 | 0 | 0 | 397.0 ACSR | 0 | 0 | 0 | 0 | 0 | 0 | 0 | 0 | 0 | 0 | 0 | 0 | 0 | 0 | 0 | 0 | 0 | 0 | 0 | 0 | 0 | 0 | 0 | 12 | 1
NO |  | 164 | 2015 | 14 | 15 | 15 |  |  |  | 0 | 0 |  | 0 | 0 | 0 | 477.0 ACSR | 0 | 0 | 0 | 0 | 0 | 0 | 0 | 0 | 0 | 0 | 0 | 0 | 0 | 0 | 0 | 0 | 0 | 0 | 0 | 0 | 0 | 0 | 0 | 12 | 1
NO |  | 164 | 2015 | 14 | 16 | 16 |  |  |  | 0 | 0 |  | 0 | 0 | 0 | 795.0 ACSR | 0 | 0 | 0 | 0 | 0 | 0 | 0 | 0 | 0 | 0 | 0 | 0 | 0 | 0 | 0 | 0 | 0 | 0 | 0 | 0 | 0 | 0 | 0 | 12 | 1
NO |  | 164 | 2015 | 14 | 17 | 17 |  | 66-064 Greggton | Lake Lamond | 69 | 69 | 1-2.66 | 2.66 | 0 | 1 | 1272 ACSR | 0 | 0 | 0 | 0 | 0 | 0 | 0 | 0 | 0 | 0 | 0 | 0 | 0 | 0 | 0 | 0 | 0 | 0 | 0 | 0 | 0 | 0 | 0 | 12 | 1
NO |  | 164 | 2015 | 14 | 18 | 18 |  | 66-068 Hawkins | Mineola | 69 | 69 | 1-1.24 | 18.9 | 0 | 1 | 477.0 ACSR | 0 | 0 | 0 | 0 | 0 | 0 | 0 | 0 | 0 | 0 | 0 | 0 | 0 | 0 | 0 | 0 | 0 | 0 | 0 | 0 | 0 | 0 | 0 | 12 | 1
NO |  | 164 | 2015 | 14 | 19 | 19 |  |  |  | 0 | 0 | 2-17.66 | 0 | 0 | 0 |  | 0 | 0 | 0 | 0 | 0 | 0 | 0 | 0 | 0 | 0 | 0 | 0 | 0 | 0 | 0 | 0 | 0 | 0 | 0 | 0 | 0 | 0 | 0 | 12 | 1
NO |  | 164 | 2015 | 14 | 20 | 20 |  | 66-069 Hawkins | Perdue | 69 | 69 | 1-10.9 | 10.9 | 0 | 1 | 477.0 ACSR | 0 | 0 | 0 | 0 | 0 | 0 | 0 | 0 | 0 | 0 | 0 | 0 | 0 | 0 | 0 | 0 | 0 | 0 | 0 | 0 | 0 | 0 | 0 | 12 | 1
NO |  | 164 | 2015 | 14 | 21 | 21 |  | 66-073 Hughes Springs | Linden | 69 | 69 | 1-0.25 | 15.7 | 0 | 1 | 397.0 ACSR | 0 | 0 | 0 | 0 | 0 | 0 | 0 | 0 | 0 | 0 | 0 | 0 | 0 | 0 | 0 | 0 | 0 | 0 | 0 | 0 | 0 | 0 | 0 | 12 | 1
NO |  | 164 | 2015 | 14 | 22 | 22 |  |  |  | 0 | 0 | 2-15.45 | 0 | 0 | 0 |  | 0 | 0 | 0 | 0 | 0 | 0 | 0 | 0 | 0 | 0 | 0 | 0 | 0 | 0 | 0 | 0 | 0 | 0 | 0 | 0 | 0 | 0 | 0 | 12 | 1
NO |  | 164 | 2015 | 14 | 23 | 23 |  | 66-074 Hughes Springs | Lone Star South w/tap to | 69 | 69 | 1-8.38 | 8.38 | 0 | 1 | 336.4 ACSR | 0 | 0 | 0 | 0 | 0 | 0 | 0 | 0 | 0 | 0 | 0 | 0 | 0 | 0 | 0 | 0 | 0 | 0 | 0 | 0 | 0 | 0 | 0 | 12 | 1
NO |  | 164 | 2015 | 14 | 24 | 24 |  |  | Air Products | 0 | 0 |  | 0 | 0 | 0 | 397.0 ACSR | 0 | 0 | 0 | 0 | 0 | 0 | 0 | 0 | 0 | 0 | 0 | 0 | 0 | 0 | 0 | 0 | 0 | 0 | 0 | 0 | 0 | 0 | 0 | 12 | 1
NO |  | 164 | 2015 | 14 | 25 | 25 |  | 66-075 Jefferson | North Marshall w/tap to | 69 | 69 | 2-13.65 | 13.65 | 0 | 1 | 266.8 ACSR | 0 | 0 | 0 | 0 | 0 | 0 | 0 | 0 | 0 | 0 | 0 | 0 | 0 | 0 | 0 | 0 | 0 | 0 | 0 | 0 | 0 | 0 | 0 | 12 | 1
NO |  | 164 | 2015 | 14 | 26 | 26 |  |  | Woodlawn | 0 | 0 |  | 0 | 0 | 0 |  | 0 | 0 | 0 | 0 | 0 | 0 | 0 | 0 | 0 | 0 | 0 | 0 | 0 | 0 | 0 | 0 | 0 | 0 | 0 | 0 | 0 | 0 | 0 | 12 | 1
NO |  | 164 | 2015 | 14 | 27 | 27 |  | 66-076 Jefferson | Superior | 69 | 69 | 2-18.3 | 18.3 | 0 | 1 | 266.8 ACSR | 0 | 0 | 0 | 0 | 0 | 0 | 0 | 0 | 0 | 0 | 0 | 0 | 0 | 0 | 0 | 0 | 0 | 0 | 0 | 0 | 0 | 0 | 0 | 12 | 1
NO |  | 164 | 2015 | 14 | 28 | 28 |  | 66-077 Kilgore | Overton | 69 | 69 | 1-4.72 | 12.42 | 0.07 | 1 | 336.4 ACSR | 0 | 0 | 0 | 0 | 0 | 0 | 0 | 0 | 0 | 0 | 0 | 0 | 0 | 0 | 0 | 0 | 0 | 0 | 0 | 0 | 0 | 0 | 0 | 12 | 1
NO |  | 164 | 2015 | 14 | 29 | 29 |  |  |  | 0 | 0 | 2-7.7 | 0 | 0 | 0 | 477.0 ACSR | 0 | 0 | 0 | 0 | 0 | 0 | 0 | 0 | 0 | 0 | 0 | 0 | 0 | 0 | 0 | 0 | 0 | 0 | 0 | 0 | 0 | 0 | 0 | 12 | 1
NO |  | 164 | 2015 | 14 | 30 | 30 |  | 66-078 Kilgore | Sabine | 69 | 69 | 1-3.49 | 5.61 | 0.7 | 1 | 4/0 ACSR | 0 | 0 | 0 | 0 | 0 | 0 | 0 | 0 | 0 | 0 | 0 | 0 | 0 | 0 | 0 | 0 | 0 | 0 | 0 | 0 | 0 | 0 | 0 | 12 | 1
NO |  | 164 | 2015 | 14 | 31 | 31 |  |  |  | 0 | 0 | 2-2.12 | 0 | 0 | 0 |  | 0 | 0 | 0 | 0 | 0 | 0 | 0 | 0 | 0 | 0 | 0 | 0 | 0 | 0 | 0 | 0 | 0 | 0 | 0 | 0 | 0 | 0 | 0 | 12 | 1
NO |  | 164 | 2015 | 14 | 32 | 32 |  | 66-079 Kilgore | Whitney | 69 | 69 | 1-8.935 | 16.34 | 0.04 | 1 | 336.4 ACSR | 0 | 0 | 0 | 0 | 0 | 0 | 0 | 0 | 0 | 0 | 0 | 0 | 0 | 0 | 0 | 0 | 0 | 0 | 0 | 0 | 0 | 0 | 0 | 12 | 1
NO |  | 164 | 2015 | 14 | 33 | 33 |  |  |  | 0 | 0 | 2-7.4 | 0 | 0 | 0 |  | 0 | 0 | 0 | 0 | 0 | 0 | 0 | 0 | 0 | 0 | 0 | 0 | 0 | 0 | 0 | 0 | 0 | 0 | 0 | 0 | 0 | 0 | 0 | 12 | 1
NO |  | 164 | 2015 | 14 | 34 | 34 |  | 66-080 Knox Lee | Southeast Longview | 69 | 69 | 1-5.87 | 5.87 | 0 | 1 | 2x477.0 ACSR | 0 | 0 | 0 | 0 | 0 | 0 | 0 | 0 | 0 | 0 | 0 | 0 | 0 | 0 | 0 | 0 | 0 | 0 | 0 | 0 | 0 | 0 | 0 | 12 | 1
NO |  | 164 | 2015 | 14 | 35 | 35 |  |  |  | 0 | 0 |  | 0 | 0 | 0 | 2x795.0 ACSR | 0 | 0 | 0 | 0 | 0 | 0 | 0 | 0 | 0 | 0 | 0 | 0 | 0 | 0 | 0 | 0 | 0 | 0 | 0 | 0 | 0 | 0 | 0 | 12 | 1
NO |  | 164 | 2015 | 15 | 2 | 2 |  | 66-081 Lake Lamond | Longview | 69 | 69 | 1-3.14 | 3.14 | 0 | 1 | 755.0 ACAR | 0 | 0 | 0 | 0 | 0 | 0 | 0 | 0 | 0 | 0 | 0 | 0 | 0 | 0 | 0 | 0 | 0 | 0 | 0 | 0 | 0 | 0 | 0 | 12 | 1
NO |  | 164 | 2015 | 15 | 4 | 4 |  | 66-082 Lake Lamond | Southeast Longview w/tap to | 69 | 69 | 1-8.66 | 8.66 | 0 | 1 | 2x336.0&397.0 ACS | 0 | 0 | 0 | 0 | 0 | 0 | 0 | 0 | 0 | 0 | 0 | 0 | 0 | 0 | 0 | 0 | 0 | 0 | 0 | 0 | 0 | 0 | 0 | 12 | 1
NO |  | 164 | 2015 | 15 | 5 | 5 |  |  | Big Three | 0 | 0 |  | 0 | 0 | 0 | 397.0 ACSR | 0 | 0 | 0 | 0 | 0 | 0 | 0 | 0 | 0 | 0 | 0 | 0 | 0 | 0 | 0 | 0 | 0 | 0 | 0 | 0 | 0 | 0 | 0 | 12 | 1
NO |  | 164 | 2015 | 15 | 6 | 6 |  | 66-083 Lake Lamond | Longview Heights | 69 | 69 | 1-7.16 | 7.16 | 2.7 | 1 | 477.0 ACSR | 0 | 0 | 0 | 0 | 0 | 0 | 0 | 0 | 0 | 0 | 0 | 0 | 0 | 0 | 0 | 0 | 0 | 0 | 0 | 0 | 0 | 0 | 0 | 12 | 1
NO |  | 164 | 2015 | 15 | 7 | 7 |  |  |  | 0 | 0 |  | 0 | 0 | 0 | 795.0 ACSR | 0 | 0 | 0 | 0 | 0 | 0 | 0 | 0 | 0 | 0 | 0 | 0 | 0 | 0 | 0 | 0 | 0 | 0 | 0 | 0 | 0 | 0 | 0 | 12 | 1
NO |  | 164 | 2015 | 15 | 8 | 8 |  | 66-087 Lone Star Power | Lone Star South | 69 | 69 | 1-0.9 | 0.9 | 0.73 | 1 | 397.0 ACSR | 0 | 0 | 0 | 0 | 0 | 0 | 0 | 0 | 0 | 0 | 0 | 0 | 0 | 0 | 0 | 0 | 0 | 0 | 0 | 0 | 0 | 0 | 0 | 12 | 1
NO |  | 164 | 2015 | 15 | 9 | 9 |  | Plant |  | 0 | 0 |  | 0 | 0 | 0 |  | 0 | 0 | 0 | 0 | 0 | 0 | 0 | 0 | 0 | 0 | 0 | 0 | 0 | 0 | 0 | 0 | 0 | 0 | 0 | 0 | 0 | 0 | 0 | 12 | 1
NO |  | 164 | 2015 | 15 | 10 | 10 |  | 66-088 Longview | Whitney | 69 | 69 | 1-2.59 | 2.59 | 0 | 1 | 2x336.0 ACSR | 0 | 0 | 0 | 0 | 0 | 0 | 0 | 0 | 0 | 0 | 0 | 0 | 0 | 0 | 0 | 0 | 0 | 0 | 0 | 0 | 0 | 0 | 0 | 12 | 1
NO |  | 164 | 2015 | 15 | 11 | 11 |  |  |  | 0 | 0 |  | 0 | 0 | 0 | 2x397.0 ACSR | 0 | 0 | 0 | 0 | 0 | 0 | 0 | 0 | 0 | 0 | 0 | 0 | 0 | 0 | 0 | 0 | 0 | 0 | 0 | 0 | 0 | 0 | 0 | 12 | 1
NO |  | 164 | 2015 | 15 | 12 | 12 |  | 66-090 Longview Heights | Whitney | 69 | 69 | 1-4.18 | 4.18 | 0 | 1 | 666.0 ACSR | 0 | 0 | 0 | 0 | 0 | 0 | 0 | 0 | 0 | 0 | 0 | 0 | 0 | 0 | 0 | 0 | 0 | 0 | 0 | 0 | 0 | 0 | 0 | 12 | 1
NO |  | 164 | 2015 | 15 | 13 | 13 |  | 66-093 Longview Heights | Marshall 69 | 69 | 69 | 1-21.047 | 21.05 | 0 | 1 | 4/0 ACSR | 0 | 0 | 0 | 0 | 0 | 0 | 0 | 0 | 0 | 0 | 0 | 0 | 0 | 0 | 0 | 0 | 0 | 0 | 0 | 0 | 0 | 0 | 0 | 12 | 1
NO |  | 164 | 2015 | 15 | 14 | 14 |  | 66-094 Marshall | North Marshall | 69 | 69 | 2-3.49 | 3.49 | 0 | 1 | 1272.0 ACSR | 0 | 0 | 0 | 0 | 0 | 0 | 0 | 0 | 0 | 0 | 0 | 0 | 0 | 0 | 0 | 0 | 0 | 0 | 0 | 0 | 0 | 0 | 0 | 12 | 1
NO |  | 164 | 2015 | 15 | 15 | 15 |  | 66-095 Marshall | Rock Hill w/tap to Blocker | 69 | 69 | 1-18.14 | 18.14 | 0.29 | 1 | 1272.0 ACSR | 0 | 0 | 0 | 0 | 0 | 0 | 0 | 0 | 0 | 0 | 0 | 0 | 0 | 0 | 0 | 0 | 0 | 0 | 0 | 0 | 0 | 0 | 0 | 12 | 1
NO |  | 164 | 2015 | 15 | 16 | 16 |  |  |  | 0 | 0 |  | 0 | 0 | 0 | 397.0 ACSR | 0 | 0 | 0 | 0 | 0 | 0 | 0 | 0 | 0 | 0 | 0 | 0 | 0 | 0 | 0 | 0 | 0 | 0 | 0 | 0 | 0 | 0 | 0 | 12 | 1
NO |  | 164 | 2015 | 15 | 17 | 17 |  | 66-101 Mineola | North Mineola | 69 | 69 | 1-1.6056 | 2.29 | 0.68 | 1 | 477.0 ACSR | 0 | 0 | 0 | 0 | 0 | 0 | 0 | 0 | 0 | 0 | 0 | 0 | 0 | 0 | 0 | 0 | 0 | 0 | 0 | 0 | 0 | 0 | 0 | 12 | 1
NO |  | 164 | 2015 | 15 | 18 | 18 |  |  |  | 0 | 0 | 2-0.6851 | 0 | 0 | 0 |  | 0 | 0 | 0 | 0 | 0 | 0 | 0 | 0 | 0 | 0 | 0 | 0 | 0 | 0 | 0 | 0 | 0 | 0 | 0 | 0 | 0 | 0 | 0 | 12 | 1
NO |  | 164 | 2015 | 15 | 19 | 19 |  | 66-102 Mount Pleasant | New Boston w/taps to Naples | 69 | 69 | 1-10.49 | 55.24 | 0 | 1 | 266.8 ACSR | 0 | 0 | 0 | 0 | 0 | 0 | 0 | 0 | 0 | 0 | 0 | 0 | 0 | 0 | 0 | 0 | 0 | 0 | 0 | 0 | 0 | 0 | 0 | 12 | 1
NO |  | 164 | 2015 | 15 | 20 | 20 |  |  | & Cookville | 0 | 0 | 2-44.75 | 0 | 0 | 0 | 397.0 ACSR | 0 | 0 | 0 | 0 | 0 | 0 | 0 | 0 | 0 | 0 | 0 | 0 | 0 | 0 | 0 | 0 | 0 | 0 | 0 | 0 | 0 | 0 | 0 | 12 | 1
NO |  | 164 | 2015 | 15 | 21 | 21 |  |  |  | 0 | 0 |  | 0 | 0 | 0 | 4/0 ACSR | 0 | 0 | 0 | 0 | 0 | 0 | 0 | 0 | 0 | 0 | 0 | 0 | 0 | 0 | 0 | 0 | 0 | 0 | 0 | 0 | 0 | 0 | 0 | 12 | 1
NO |  | 164 | 2015 | 15 | 22 | 22 |  | 66-107 New Boston | North New Boston | 69 | 69 | 1-1.3 | 1.3 | 0 | 1 | 666.0 ACSR | 0 | 0 | 0 | 0 | 0 | 0 | 0 | 0 | 0 | 0 | 0 | 0 | 0 | 0 | 0 | 0 | 0 | 0 | 0 | 0 | 0 | 0 | 0 | 12 | 1
NO |  | 164 | 2015 | 15 | 23 | 23 |  | 66-115 Petty | Pilgrim's Pride w/taps to | 69 | 69 | 1-1.55 | 1.55 | 0 | 1 | 1272.0 AAC | 0 | 0 | 0 | 0 | 0 | 0 | 0 | 0 | 0 | 0 | 0 | 0 | 0 | 0 | 0 | 0 | 0 | 0 | 0 | 0 | 0 | 0 | 0 | 12 | 1
NO |  | 164 | 2015 | 15 | 24 | 24 |  |  | Winfield, Mount Vernon & | 0 | 0 |  | 0 | 0 | 0 |  | 0 | 0 | 0 | 0 | 0 | 0 | 0 | 0 | 0 | 0 | 0 | 0 | 0 | 0 | 0 | 0 | 0 | 0 | 0 | 0 | 0 | 0 | 0 | 12 | 1
NO |  | 164 | 2015 | 15 | 25 | 25 |  |  | West Mount Pleasant | 0 | 0 |  | 0 | 0 | 0 |  | 0 | 0 | 0 | 0 | 0 | 0 | 0 | 0 | 0 | 0 | 0 | 0 | 0 | 0 | 0 | 0 | 0 | 0 | 0 | 0 | 0 | 0 | 0 | 12 | 1
NO |  | 164 | 2015 | 15 | 26 | 26 |  | 66-116 Petty | Pilgrim's Pride w/taps to | 69 | 69 | 1-15.66 | 16.33 | 0 | 1 | 1272.0 AAC | 0 | 0 | 0 | 0 | 0 | 0 | 0 | 0 | 0 | 0 | 0 | 0 | 0 | 0 | 0 | 0 | 0 | 0 | 0 | 0 | 0 | 0 | 0 | 12 | 1
NO |  | 164 | 2015 | 15 | 27 | 27 |  |  | Winfield, Mount Vernon & | 0 | 0 | 2-0.67 | 0 | 0 | 0 | 4/0 ACSR | 0 | 0 | 0 | 0 | 0 | 0 | 0 | 0 | 0 | 0 | 0 | 0 | 0 | 0 | 0 | 0 | 0 | 0 | 0 | 0 | 0 | 0 | 0 | 12 | 1
NO |  | 164 | 2015 | 15 | 28 | 28 |  |  | West Mount Pleasant | 0 | 0 |  | 0 | 0 | 0 | 477.0 ACSR | 0 | 0 | 0 | 0 | 0 | 0 | 0 | 0 | 0 | 0 | 0 | 0 | 0 | 0 | 0 | 0 | 0 | 0 | 0 | 0 | 0 | 0 | 0 | 12 | 1
NO |  | 164 | 2015 | 15 | 29 | 29 |  | 66-122 Southeast Longview | Whitney w/tap to Letoureau | 69 | 69 | 1-4.68 | 4.68 | 0 | 1 | 1024.0 ACAR | 0 | 0 | 0 | 0 | 0 | 0 | 0 | 0 | 0 | 0 | 0 | 0 | 0 | 0 | 0 | 0 | 0 | 0 | 0 | 0 | 0 | 0 | 0 | 12 | 1
NO |  | 164 | 2015 | 15 | 30 | 30 |  |  |  | 0 | 0 |  | 0 | 0 | 0 | 2/0 ACSR | 0 | 0 | 0 | 0 | 0 | 0 | 0 | 0 | 0 | 0 | 0 | 0 | 0 | 0 | 0 | 0 | 0 | 0 | 0 | 0 | 0 | 0 | 0 | 12 | 1
NO |  | 164 | 2015 | 15 | 31 | 31 |  |  |  | 0 | 0 |  | 0 | 0 | 0 | 2x795.0 ACSR | 0 | 0 | 0 | 0 | 0 | 0 | 0 | 0 | 0 | 0 | 0 | 0 | 0 | 0 | 0 | 0 | 0 | 0 | 0 | 0 | 0 | 0 | 0 | 12 | 1
NO |  | 164 | 2015 | 15 | 32 | 32 |  | 66-123 Taylor Street | Texarkana Operations Center | 69 | 69 | 1-2.96 | 2.96 | 0 | 1 | 666.0 ACSR | 0 | 0 | 0 | 0 | 0 | 0 | 0 | 0 | 0 | 0 | 0 | 0 | 0 | 0 | 0 | 0 | 0 | 0 | 0 | 0 | 0 | 0 | 0 | 12 | 1
NO |  | 164 | 2015 | 15 | 33 | 33 |  | 66-124 Taylor Street | Texarkana Plant | 69 | 69 | 1-2.86 | 2.86 | 0 | 1 | 1272.0 ACSR | 0 | 0 | 0 | 0 | 0 | 0 | 0 | 0 | 0 | 0 | 0 | 0 | 0 | 0 | 0 | 0 | 0 | 0 | 0 | 0 | 0 | 0 | 0 | 12 | 1
NO |  | 164 | 2015 | 15 | 34 | 34 |  | 66-125 Taylor Street | Thirty Ninth Street | 69 | 69 | 1-2.4 | 2.4 | 0 | 1 | 2x397.0 ACSR | 0 | 0 | 0 | 0 | 0 | 0 | 0 | 0 | 0 | 0 | 0 | 0 | 0 | 0 | 0 | 0 | 0 | 0 | 0 | 0 | 0 | 0 | 0 | 12 | 1
NO |  | 164 | 2015 | 16 | 2 | 2 |  | 66-128 Winfield | Winnsboro w/taps to Mount | 69 | 69 | 1-18.6941 | 31.59 | 2.71 | 1 | 2/0 ACSR | 0 | 0 | 0 | 0 | 0 | 0 | 0 | 0 | 0 | 0 | 0 | 0 | 0 | 0 | 0 | 0 | 0 | 0 | 0 | 0 | 0 | 0 | 0 | 12 | 1
NO |  | 164 | 2015 | 16 | 3 | 3 |  |  | Vernon & Texoma | 0 | 0 | 2-12.8976 | 0 | 0 | 0 | 336.4 ACSR | 0 | 0 | 0 | 0 | 0 | 0 | 0 | 0 | 0 | 0 | 0 | 0 | 0 | 0 | 0 | 0 | 0 | 0 | 0 | 0 | 0 | 0 | 0 | 12 | 1
NO |  | 164 | 2015 | 16 | 4 | 4 |  |  |  | 0 | 0 |  | 0 | 0 | 0 | 477.0 ACSR | 0 | 0 | 0 | 0 | 0 | 0 | 0 | 0 | 0 | 0 | 0 | 0 | 0 | 0 | 0 | 0 | 0 | 0 | 0 | 0 | 0 | 0 | 0 | 12 | 1
NO |  | 164 | 2015 | 16 | 5 | 5 |  | 66-203 Mount Pleasant | Petty | 69 | 69 | 1-2.06 | 2.06 | 0 | 1 | 755.0 ACAR | 0 | 0 | 0 | 0 | 0 | 0 | 0 | 0 | 0 | 0 | 0 | 0 | 0 | 0 | 0 | 0 | 0 | 0 | 0 | 0 | 0 | 0 | 0 | 12 | 1
NO |  | 164 | 2015 | 16 | 6 | 6 |  | TL212 Mount Pleasant | West Mount Pleasant | 69 | 138 | 1-3.04 | 3.04 | 0 | 1 | 1533.3 ACSR | 0 | 0 | 0 | 0 | 0 | 0 | 0 | 0 | 0 | 0 | 0 | 0 | 0 | 0 | 0 | 0 | 0 | 0 | 0 | 0 | 0 | 0 | 0 | 12 | 1
NO |  | 164 | 2015 | 16 | 7 | 7 |  | 66-210 North Mineola | Quitman | 69 | 69 |  | 0 | 9.42 | 1 | 1272.0 ACSR | 0 | 0 | 0 | 0 | 0 | 0 | 0 | 0 | 0 | 0 | 0 | 0 | 0 | 0 | 0 | 0 | 0 | 0 | 0 | 0 | 0 | 0 | 0 | 12 | 1
NO |  | 164 | 2015 | 16 | 8 | 8 |  | 66-212 Northwest Henderson | Poynter | 69 | 69 | 1-2.62 | 3.25 | 0 | 1 | 397.0 ACSR | 0 | 0 | 0 | 0 | 0 | 0 | 0 | 0 | 0 | 0 | 0 | 0 | 0 | 0 | 0 | 0 | 0 | 0 | 0 | 0 | 0 | 0 | 0 | 12 | 1
NO |  | 164 | 2015 | 16 | 9 | 9 |  |  |  | 0 | 0 | 2-0.63 | 0 | 0 | 0 |  | 0 | 0 | 0 | 0 | 0 | 0 | 0 | 0 | 0 | 0 | 0 | 0 | 0 | 0 | 0 | 0 | 0 | 0 | 0 | 0 | 0 | 0 | 0 | 12 | 1
NO |  | 164 | 2015 | 16 | 10 | 10 |  | 66-213 Overton | Turnertown | 69 | 69 | 1-6.02 | 8.29 | 0 | 1 | 2/0 ACSR | 0 | 0 | 0 | 0 | 0 | 0 | 0 | 0 | 0 | 0 | 0 | 0 | 0 | 0 | 0 | 0 | 0 | 0 | 0 | 0 | 0 | 0 | 0 | 12 | 1
NO |  | 164 | 2015 | 16 | 11 | 11 |  |  |  | 0 | 0 | 2-2.27 | 0 | 0 | 0 |  | 0 | 0 | 0 | 0 | 0 | 0 | 0 | 0 | 0 | 0 | 0 | 0 | 0 | 0 | 0 | 0 | 0 | 0 | 0 | 0 | 0 | 0 | 0 | 12 | 1
NO |  | 164 | 2015 | 16 | 12 | 12 |  | 66-217 Pittsburg | Winnsboro w/tap to Ferndale | 69 | 69 | 1-23.1680 | 23.17 | 0.93 | 1 | 266.8 ACSR | 0 | 0 | 0 | 0 | 0 | 0 | 0 | 0 | 0 | 0 | 0 | 0 | 0 | 0 | 0 | 0 | 0 | 0 | 0 | 0 | 0 | 0 | 0 | 12 | 1
NO |  | 164 | 2015 | 16 | 13 | 13 |  |  | Lake | 0 | 0 |  | 0 | 0 | 0 | 477.0 ACSR | 0 | 0 | 0 | 0 | 0 | 0 | 0 | 0 | 0 | 0 | 0 | 0 | 0 | 0 | 0 | 0 | 0 | 0 | 0 | 0 | 0 | 0 | 0 | 12 | 1
NO |  | 164 | 2015 | 16 | 14 | 14 |  | 66-219 Quitman | Winnsboro w/tap to Quitman | 69 | 69 | 1-11.74 | 11.74 | 15.72 | 1 | 1/0 ACSR | 0 | 0 | 0 | 0 | 0 | 0 | 0 | 0 | 0 | 0 | 0 | 0 | 0 | 0 | 0 | 0 | 0 | 0 | 0 | 0 | 0 | 0 | 0 | 12 | 1
NO |  | 164 | 2015 | 16 | 15 | 15 |  |  | Magnolia | 0 | 0 |  | 0 | 0 | 0 | 477.0 ACSR | 0 | 0 | 0 | 0 | 0 | 0 | 0 | 0 | 0 | 0 | 0 | 0 | 0 | 0 | 0 | 0 | 0 | 0 | 0 | 0 | 0 | 0 | 0 | 12 | 1
NO |  | 164 | 2015 | 16 | 16 | 16 |  | 66-330 Carthage | Murvaul REC | 69 | 69 | 1-2.62 | 2.62 | 1.35 | 1 | 336.4 ACSR | 0 | 0 | 0 | 0 | 0 | 0 | 0 | 0 | 0 | 0 | 0 | 0 | 0 | 0 | 0 | 0 | 0 | 0 | 0 | 0 | 0 | 0 | 0 | 12 | 1
NO |  | 164 | 2015 | 16 | 17 | 17 |  |  |  | 0 | 0 |  | 0 | 0 | 0 | 397.0 ACSR | 0 | 0 | 0 | 0 | 0 | 0 | 0 | 0 | 0 | 0 | 0 | 0 | 0 | 0 | 0 | 0 | 0 | 0 | 0 | 0 | 0 | 0 | 0 | 12 | 1
NO |  | 164 | 2015 | 16 | 18 | 18 |  | 66-624 Vernon Main Street | Frederick Jct. | 69 | 69 | 1-7.19 | 7.19 | 0 | 1 | 238.9 ACSR | 0 | 0 | 0 | 0 | 0 | 0 | 0 | 0 | 0 | 0 | 0 | 0 | 0 | 0 | 0 | 0 | 0 | 0 | 0 | 0 | 0 | 0 | 0 | 12 | 1
NO |  | 164 | 2015 | 16 | 19 | 19 |  | 66-633 Marshall 138 | Marshall 69 | 69 | 69 | 1-0.1136 | 0.11 | 0 | 1 | 2x1272.0 AAC | 0 | 0 | 0 | 0 | 0 | 0 | 0 | 0 | 0 | 0 | 0 | 0 | 0 | 0 | 0 | 0 | 0 | 0 | 0 | 0 | 0 | 0 | 0 | 12 | 1
NO |  | 164 | 2015 | 16 | 20 | 20 |  | 66-800 (21046) Northwest | West Childress w/tap to | 69 | 69 | 1-33.81 | 34.61 | 0 | 1 | 336.4 ACSR | 0 | 0 | 0 | 0 | 0 | 0 | 0 | 0 | 0 | 0 | 0 | 0 | 0 | 0 | 0 | 0 | 0 | 0 | 0 | 0 | 0 | 0 | 0 | 12 | 1
NO |  | 164 | 2015 | 16 | 21 | 21 |  | Memphis | Amoco | 0 | 0 | 2-0.8 | 0 | 0 | 0 | 4/0 ACSR | 0 | 0 | 0 | 0 | 0 | 0 | 0 | 0 | 0 | 0 | 0 | 0 | 0 | 0 | 0 | 0 | 0 | 0 | 0 | 0 | 0 | 0 | 0 | 12 | 1
NO |  | 164 | 2015 | 16 | 22 | 22 |  | 66-802 (21047) Clarendon | Jericho | 69 | 69 | 1-18.72 | 18.72 | 0 | 1 | 336.4 ACSR | 0 | 0 | 0 | 0 | 0 | 0 | 0 | 0 | 0 | 0 | 0 | 0 | 0 | 0 | 0 | 0 | 0 | 0 | 0 | 0 | 0 | 0 | 0 | 12 | 1
NO |  | 164 | 2015 | 16 | 23 | 23 |  | 66-803 (21176) Vernon Main | WFEC Russell (Interconnect) | 69 | 69 | 2-4.34 | 4.34 | 0 | 1 | 477.0 ACSR | 0 | 0 | 0 | 0 | 0 | 0 | 0 | 0 | 0 | 0 | 0 | 0 | 0 | 0 | 0 | 0 | 0 | 0 | 0 | 0 | 0 | 0 | 0 | 12 | 1
NO |  | 164 | 2015 | 16 | 24 | 24 |  | 66-804 (21200) Shamrock | SPS Magic City | 69 | 69 | 1-0.85 | 17 | 0 | 1 | 2/0 ACSR | 0 | 0 | 0 | 0 | 0 | 0 | 0 | 0 | 0 | 0 | 0 | 0 | 0 | 0 | 0 | 0 | 0 | 0 | 0 | 0 | 0 | 0 | 0 | 12 | 1
NO |  | 164 | 2015 | 16 | 25 | 25 |  |  | (Interconnect) | 0 | 0 | 2-16.915 | 0 | 0 | 0 |  | 0 | 0 | 0 | 0 | 0 | 0 | 0 | 0 | 0 | 0 | 0 | 0 | 0 | 0 | 0 | 0 | 0 | 0 | 0 | 0 | 0 | 0 | 0 | 12 | 1
NO |  | 164 | 2015 | 16 | 26 | 26 |  | 66-806 (21508) Clarendon | Northwest Memphis | 69 | 69 | 1-25.8 | 25.8 | 0 | 1 | 336.4 ACSR | 0 | 0 | 0 | 0 | 0 | 0 | 0 | 0 | 0 | 0 | 0 | 0 | 0 | 0 | 0 | 0 | 0 | 0 | 0 | 0 | 0 | 0 | 0 | 12 | 1
NO |  | 164 | 2015 | 16 | 28 | 28 |  | Subtotal 69 kV in TX |  | 0 | 0 |  | 778.91 | 42.96 | 71 |  | 0 | 0 | 0 | 0 | 0 | 0 | 0 | 0 | 0 | 0 | 0 | 0 | 0 | 0 | 0 | 0 | 0 | 0 | 0 | 0 | 0 | 0 | 0 | 12 | 1
NO |  | 164 | 2015 | 16 | 30 | 30 |  | Total 69 kV SWEPCO |  | 0 | 0 |  | 1541.13 | 59.31 | 146 |  | 0 | 0 | 0 | 0 | 0 | 0 | 0 | 0 | 0 | 0 | 0 | 0 | 0 | 0 | 0 | 0 | 0 | 0 | 0 | 0 | 0 | 0 | 0 | 12 | 1
NO |  | 164 | 2015 | 16 | 32 | 32 |  | Line Costs and expenses are | not available by individual | 0 | 0 |  | 0 | 0 | 0 |  | 73632895 | 806499353 | 880132248 | 181406 | 6730167 | 0 | 6911573 | 0 | 0 | 0 | 0 | 0 | 0 | 0 | 0 | 0 | 0 | 0 | 0 | 0 | 0 | 0 | 0 | 12 | 1
NO |  | 164 | 2015 | 16 | 33 | 33 |  | transmission line. | Total shown in Column j-p | 0 | 0 |  | 0 | 0 | 0 |  | 0 | 0 | 0 | 0 | 0 | 0 | 0 | 0 | 0 | 0 | 0 | 0 | 0 | 0 | 0 | 0 | 0 | 0 | 0 | 0 | 0 | 0 | 0 | 12 | 1
NO |  | 166 | 2015 | 0 | 1 | 1 |  | (J01) OKLAUNION (PSO) | TUCO INTG | 345 | 345 | H-FRAME | 160.31 | 0.19 | 1 | 6-795 kcmil ACSR | 0 | 0 | 0 | 0 | 0 | 0 | 0 | 0 | 0 | 0 | 0 | 0 | 0 | 0 | 0 | 0 | 0 | 0 | 0 | 0 | 0 | 0 | 0 | 12 | 1
NO |  | 166 | 2015 | 0 | 2 | 2 |  | (J04) HOLCOMB INTG | FINNEY SW STA | 345 | 345 | H-FRAME | 0.75 | 0 | 1 | 6-795 kcmil ACSR | 0 | 0 | 0 | 0 | 0 | 0 | 0 | 0 | 0 | 0 | 0 | 0 | 0 | 0 | 0 | 0 | 0 | 0 | 0 | 0 | 0 | 0 | 0 | 12 | 1
NO |  | 166 | 2015 | 0 | 3 | 3 |  | (J05) LAMAR INTG | FINNEY SW STA | 345 | 345 | H-FRAME | 78.76 | 0 | 1 | 6-795 kcmil ACSR | 0 | 0 | 0 | 0 | 0 | 0 | 0 | 0 | 0 | 0 | 0 | 0 | 0 | 0 | 0 | 0 | 0 | 0 | 0 | 0 | 0 | 0 | 0 | 12 | 1
NO |  | 166 | 2015 | 0 | 4 | 4 |  | (J06) POTTER COUNTY | HITCHLAND | 345 | 345 | H-FRAME | 102.59 | 0 | 1 | 6-795 kcmil ACSR | 0 | 0 | 0 | 0 | 0 | 0 | 0 | 0 | 0 | 0 | 0 | 0 | 0 | 0 | 0 | 0 | 0 | 0 | 0 | 0 | 0 | 0 | 0 | 12 | 1
NO |  | 166 | 2015 | 0 | 5 | 5 |  | (J07) HITCHLAND | FINNEY | 345 | 345 | H-FRAME | 118.04 | 0 | 1 | 6-795 kcmil ACSR | 0 | 0 | 0 | 0 | 0 | 0 | 0 | 0 | 0 | 0 | 0 | 0 | 0 | 0 | 0 | 0 | 0 | 0 | 0 | 0 | 0 | 0 | 0 | 12 | 1
NO |  | 166 | 2015 | 0 | 6 | 6 |  | (J11) TUCO | WOODWRD | 345 | 345 | 3 POLE | 0.87 | 0 | 1 | 6-795 kcmil ACSS | 0 | 0 | 0 | 0 | 0 | 0 | 0 | 0 | 0 | 0 | 0 | 0 | 0 | 0 | 0 | 0 | 0 | 0 | 0 | 0 | 0 | 0 | 0 | 12 | 1
NO |  | 166 | 2015 | 0 | 7 | 7 |  |  |  | 345 | 345 | H-FRAME | 17.65 | 0 | 1 | 6-795 kcmil ACSS | 0 | 0 | 0 | 0 | 0 | 0 | 0 | 0 | 0 | 0 | 0 | 0 | 0 | 0 | 0 | 0 | 0 | 0 | 0 | 0 | 0 | 0 | 0 | 12 | 1
NO |  | 166 | 2015 | 0 | 8 | 8 |  |  |  | 345 | 345 | SINGLE POLE | 182.84 | 0 | 1 | 6-795 kcmil ACSS | 0 | 0 | 0 | 0 | 0 | 0 | 0 | 0 | 0 | 0 | 0 | 0 | 0 | 0 | 0 | 0 | 0 | 0 | 0 | 0 | 0 | 0 | 0 | 12 | 1
NO |  | 166 | 2015 | 0 | 9 | 9 |  | (J12) HITCHLAND | WOODWARD | 345 | 345 | 2 POLE | 5.95 | 0 | 1 | 6-1590 kcmil ACSR | 0 | 0 | 0 | 0 | 0 | 0 | 0 | 0 | 0 | 0 | 0 | 0 | 0 | 0 | 0 | 0 | 0 | 0 | 0 | 0 | 0 | 0 | 0 | 12 | 1
NO |  | 166 | 2015 | 0 | 10 | 10 |  |  |  | 345 | 345 | SINGLE POLE | 23.36 | 0 | 1 | 6-1590 kcmil ACSR | 0 | 0 | 0 | 0 | 0 | 0 | 0 | 0 | 0 | 0 | 0 | 0 | 0 | 0 | 0 | 0 | 0 | 0 | 0 | 0 | 0 | 0 | 0 | 12 | 1
NO |  | 166 | 2015 | 0 | 11 | 11 |  | (J13) HITCHLAND | WOODWARD | 345 | 345 | 2 POLE | 0 | 5.95 | 1 | 6-1590 kcmil ACSR | 0 | 0 | 0 | 0 | 0 | 0 | 0 | 0 | 0 | 0 | 0 | 0 | 0 | 0 | 0 | 0 | 0 | 0 | 0 | 0 | 0 | 0 | 0 | 12 | 1
NO |  | 166 | 2015 | 0 | 12 | 12 |  |  |  | 345 | 345 | SINGLE POLE | 0 | 23.36 | 1 | 6-1590 kcmil ACSR | 0 | 0 | 0 | 0 | 0 | 0 | 0 | 0 | 0 | 0 | 0 | 0 | 0 | 0 | 0 | 0 | 0 | 0 | 0 | 0 | 0 | 0 | 0 | 12 | 1
NO |  | 166 | 2015 | 0 | 13 | 13 |  | (J14) EDDY CO INTG | CROSSROADS | 345 | 345 | H-FRAME | 102.61 | 0 | 1 | 6-795 kcmil ACSR | 0 | 0 | 0 | 0 | 0 | 0 | 0 | 0 | 0 | 0 | 0 | 0 | 0 | 0 | 0 | 0 | 0 | 0 | 0 | 0 | 0 | 0 | 0 | 12 | 1
NO |  | 166 | 2015 | 0 | 14 | 14 |  |  |  | 345 | 345 | SPECIAL | 3.44 | 0 | 1 | 6-795 kcmil ACSR | 0 | 0 | 0 | 0 | 0 | 0 | 0 | 0 | 0 | 0 | 0 | 0 | 0 | 0 | 0 | 0 | 0 | 0 | 0 | 0 | 0 | 0 | 0 | 12 | 1
NO |  | 166 | 2015 | 0 | 15 | 15 |  | (J15) CROSSROADS | TOLK | 345 | 345 | H-FRAME | 49.39 | 0 | 1 | 6-795 kcmil ACSR | 0 | 0 | 0 | 0 | 0 | 0 | 0 | 0 | 0 | 0 | 0 | 0 | 0 | 0 | 0 | 0 | 0 | 0 | 0 | 0 | 0 | 0 | 0 | 12 | 1
NO |  | 166 | 2015 | 0 | 16 | 16 |  |  |  | 345 | 345 | SPECIAL | 2.44 | 0 | 1 | 6-795 kcmil ACSR | 0 | 0 | 0 | 0 | 0 | 0 | 0 | 0 | 0 | 0 | 0 | 0 | 0 | 0 | 0 | 0 | 0 | 0 | 0 | 0 | 0 | 0 | 0 | 12 | 1
NO |  | 166 | 2015 | 0 | 17 | 17 |  | Summary of 345 kV System |  | 0 | 0 |  | 0 | 0 | 0 |  | 44576193 | 406212451 | 450788644 | 0 | 0 | 0 | 0 | 0 | 0 | 0 | 0 | 0 | 0 | 0 | 0 | 0 | 0 | 0 | 0 | 0 | 0 | 0 | 0 | 12 | 1
NO |  | 166 | 2015 | 0 | 18 | 18 |  | (J16) POTASH JUNCTION | ROADRUNNER | 230 | 345 | H-FRAME | 41.12 | 0 | 1 | 6-795 Kcmil ACSR | 0 | 0 | 0 | 0 | 0 | 0 | 0 | 0 | 0 | 0 | 0 | 0 | 0 | 0 | 0 | 0 | 0 | 0 | 0 | 0 | 0 | 0 | 0 | 12 | 1
NO |  | 166 | 2015 | 0 | 19 | 19 |  | (K01) TUCO | SWISHER CO INTG | 230 | 230 | K-FRAME | 37.39 | 0 | 1 | 3-795 kcmil ACSR | 0 | 0 | 0 | 0 | 0 | 0 | 0 | 0 | 0 | 0 | 0 | 0 | 0 | 0 | 0 | 0 | 0 | 0 | 0 | 0 | 0 | 0 | 0 | 12 | 1
NO |  | 166 | 2015 | 0 | 20 | 20 |  |  |  | 230 | 230 | SPECIAL | 2.17 | 0 | 1 | 3-795 kcmil ACSR | 0 | 0 | 0 | 0 | 0 | 0 | 0 | 0 | 0 | 0 | 0 | 0 | 0 | 0 | 0 | 0 | 0 | 0 | 0 | 0 | 0 | 0 | 0 | 12 | 1
NO |  | 166 | 2015 | 0 | 21 | 21 |  | (K02) WOLFFORTH INTG | SUNDOWN INTG | 230 | 230 | H-FRAME | 8.24 | 0 | 1 | 3-795 kcmil ACSR | 0 | 0 | 0 | 0 | 0 | 0 | 0 | 0 | 0 | 0 | 0 | 0 | 0 | 0 | 0 | 0 | 0 | 0 | 0 | 0 | 0 | 0 | 0 | 12 | 1
NO |  | 166 | 2015 | 0 | 22 | 22 |  |  |  | 230 | 230 | K-FRAME | 16.41 | 0.06 | 1 | 3-795 kcmil ACSR | 0 | 0 | 0 | 0 | 0 | 0 | 0 | 0 | 0 | 0 | 0 | 0 | 0 | 0 | 0 | 0 | 0 | 0 | 0 | 0 | 0 | 0 | 0 | 12 | 1
NO |  | 166 | 2015 | 0 | 23 | 23 |  | (K03) AMOCO SW STA | SUNDOWN INTG | 230 | 230 | K-FRAME | 5.31 | 0 | 1 | 3-795 kcmil ACSR | 0 | 0 | 0 | 0 | 0 | 0 | 0 | 0 | 0 | 0 | 0 | 0 | 0 | 0 | 0 | 0 | 0 | 0 | 0 | 0 | 0 | 0 | 0 | 12 | 1
NO |  | 166 | 2015 | 0 | 24 | 24 |  | (K06) HUTCHINSON CO INTG | NICHOLS STA | 230 | 230 | H-FRAME | 1.15 | 0 | 1 | 3-795 kcmil ACSR | 0 | 0 | 0 | 0 | 0 | 0 | 0 | 0 | 0 | 0 | 0 | 0 | 0 | 0 | 0 | 0 | 0 | 0 | 0 | 0 | 0 | 0 | 0 | 12 | 1
NO |  | 166 | 2015 | 0 | 25 | 25 |  |  |  | 230 | 230 | K-FRAME | 28.93 | 0 | 1 | 3-795 kcmil ACSR | 0 | 0 | 0 | 0 | 0 | 0 | 0 | 0 | 0 | 0 | 0 | 0 | 0 | 0 | 0 | 0 | 0 | 0 | 0 | 0 | 0 | 0 | 0 | 12 | 1
NO |  | 166 | 2015 | 0 | 26 | 26 |  |  |  | 230 | 230 | SPECIAL | 0.37 | 0 | 1 | 3-795 kcmil ACSR | 0 | 0 | 0 | 0 | 0 | 0 | 0 | 0 | 0 | 0 | 0 | 0 | 0 | 0 | 0 | 0 | 0 | 0 | 0 | 0 | 0 | 0 | 0 | 12 | 1
NO |  | 166 | 2015 | 0 | 27 | 27 |  | (K07) JONES STA | TUCO STA | 230 | 230 | H-FRAME | 20.05 | 0 | 1 | 3-795 kcmil ACSR | 0 | 0 | 0 | 0 | 0 | 0 | 0 | 0 | 0 | 0 | 0 | 0 | 0 | 0 | 0 | 0 | 0 | 0 | 0 | 0 | 0 | 0 | 0 | 12 | 1
NO |  | 166 | 2015 | 0 | 28 | 28 |  |  |  | 230 | 230 | TOWER | 9.59 | 0 | 1 | 3-795 kcmil ACSR | 0 | 0 | 0 | 0 | 0 | 0 | 0 | 0 | 0 | 0 | 0 | 0 | 0 | 0 | 0 | 0 | 0 | 0 | 0 | 0 | 0 | 0 | 0 | 12 | 1
NO |  | 166 | 2015 | 0 | 29 | 29 |  | (K08) LUBBOCK SOUTH INTG #1 | JONES STA | 230 | 230 | TOWER | 5.39 | 0 | 1 | 3-795 kcmil ACSR | 0 | 0 | 0 | 0 | 0 | 0 | 0 | 0 | 0 | 0 | 0 | 0 | 0 | 0 | 0 | 0 | 0 | 0 | 0 | 0 | 0 | 0 | 0 | 12 | 1
NO |  | 166 | 2015 | 0 | 30 | 30 |  | (K10) LUBBOCK SOUTH INTG | WOLFFORTH INTG | 230 | 230 | H-FRAME | 14.64 | 0.06 | 1 | 3-795 kcmil ACSR | 0 | 0 | 0 | 0 | 0 | 0 | 0 | 0 | 0 | 0 | 0 | 0 | 0 | 0 | 0 | 0 | 0 | 0 | 0 | 0 | 0 | 0 | 0 | 12 | 1
NO |  | 166 | 2015 | 0 | 31 | 31 |  | (K11) DEAF SMITH CO INTG | BUSHLAND INTG | 230 | 230 | K-FRAME | 31.54 | 0 | 1 | 3-795 kcmil ACSR | 0 | 0 | 0 | 0 | 0 | 0 | 0 | 0 | 0 | 0 | 0 | 0 | 0 | 0 | 0 | 0 | 0 | 0 | 0 | 0 | 0 | 0 | 0 | 12 | 1
NO |  | 166 | 2015 | 0 | 32 | 32 |  |  |  | 230 | 230 | SPECIAL | 1.85 | 0 | 1 | 3-795 kcmil ACSR | 0 | 0 | 0 | 0 | 0 | 0 | 0 | 0 | 0 | 0 | 0 | 0 | 0 | 0 | 0 | 0 | 0 | 0 | 0 | 0 | 0 | 0 | 0 | 12 | 1
NO |  | 166 | 2015 | 0 | 33 | 33 |  | (K14) LUBBOCK SOUTH INTG #2 | JONES STA | 230 | 230 | TOWER | 0.08 | 5.35 | 1 | 3-795 kcmil ACSR | 0 | 0 | 0 | 0 | 0 | 0 | 0 | 0 | 0 | 0 | 0 | 0 | 0 | 0 | 0 | 0 | 0 | 0 | 0 | 0 | 0 | 0 | 0 | 12 | 1
NO |  | 166 | 2015 | 0 | 34 | 34 |  | (K15) LUBBOCK EAST INTG | JONES STA | 230 | 230 | TOWER | 2.59 | 3.69 | 1 | 3-795 kcmil ACSR | 0 | 0 | 0 | 0 | 0 | 0 | 0 | 0 | 0 | 0 | 0 | 0 | 0 | 0 | 0 | 0 | 0 | 0 | 0 | 0 | 0 | 0 | 0 | 12 | 1
NO |  | 166 | 2015 | 0 | 35 | 35 |  | (K16) HARRINGTON STA #1 | NICHOLS STA | 230 | 230 | H-FRAME | 1.06 | 0 | 1 | 3-795 kcmil ACCC | 0 | 0 | 0 | 0 | 0 | 0 | 0 | 0 | 0 | 0 | 0 | 0 | 0 | 0 | 0 | 0 | 0 | 0 | 0 | 0 | 0 | 0 | 0 | 12 | 1
NO |  | 166 | 2015 | 0 | 36 | 36 |  | TOTAL |  | 0 | 0 |  | 6788.85 | 596.07 | 127 |  | 110135006 | 1278777134 | 1388912141 | 1412655 | 1783266 | 1311358 | 4507279 | 0 | 0 | 0 | 0 | 0 | 0 | 0 | 0 | 0 | 0 | 0 | 0 | 0 | 0 | 0 | 0 | 12 | 1
NO |  | 166 | 2015 | 1 | 1 | 1 |  | (K17) HARRINGTON STA #2 | NICHOLS STA | 230 | 230 | K-FRAME | 0.95 | 0.13 | 1 | 3-795 kcmil ACSS | 0 | 0 | 0 | 0 | 0 | 0 | 0 | 0 | 0 | 0 | 0 | 0 | 0 | 0 | 0 | 0 | 0 | 0 | 0 | 0 | 0 | 0 | 0 | 12 | 1
NO |  | 166 | 2015 | 1 | 2 | 2 |  | (K18) ROOSEVELT CO INTG #1 | TOLK STA | 230 | 230 | K-FRAME | 38.3 | 0 | 1 | 3-795 kcmil ACSR | 0 | 0 | 0 | 0 | 0 | 0 | 0 | 0 | 0 | 0 | 0 | 0 | 0 | 0 | 0 | 0 | 0 | 0 | 0 | 0 | 0 | 0 | 0 | 12 | 1
NO |  | 166 | 2015 | 1 | 3 | 3 |  |  |  | 230 | 230 | SPECIAL | 0.94 | 0.04 | 1 | 3-795 kcmil ACSR | 0 | 0 | 0 | 0 | 0 | 0 | 0 | 0 | 0 | 0 | 0 | 0 | 0 | 0 | 0 | 0 | 0 | 0 | 0 | 0 | 0 | 0 | 0 | 12 | 1
NO |  | 166 | 2015 | 1 | 4 | 4 |  | (K19) RANDALL CO INTG | HARRINGTON STA | 230 | 230 | K-FRAME | 11.48 | 0.16 | 1 | 3-795 kcmil ACSR | 0 | 0 | 0 | 0 | 0 | 0 | 0 | 0 | 0 | 0 | 0 | 0 | 0 | 0 | 0 | 0 | 0 | 0 | 0 | 0 | 0 | 0 | 0 | 12 | 1
NO |  | 166 | 2015 | 1 | 5 | 5 |  | (K21) DEAF SMITH CO INTG | PLANT X STA | 230 | 230 | H-FRAME | 2.58 | 0 | 1 | 3-795 kcmil ACSR | 0 | 0 | 0 | 0 | 0 | 0 | 0 | 0 | 0 | 0 | 0 | 0 | 0 | 0 | 0 | 0 | 0 | 0 | 0 | 0 | 0 | 0 | 0 | 12 | 1
NO |  | 166 | 2015 | 1 | 6 | 6 |  |  |  | 230 | 230 | K-FRAME | 44.29 | 0 | 1 | 3-795 kcmil ACSR | 0 | 0 | 0 | 0 | 0 | 0 | 0 | 0 | 0 | 0 | 0 | 0 | 0 | 0 | 0 | 0 | 0 | 0 | 0 | 0 | 0 | 0 | 0 | 12 | 1
NO |  | 166 | 2015 | 1 | 7 | 7 |  | (K23) EDDY CO INTG | CUNNINGHAM STA | 230 | 230 | K-FRAME | 58.81 | 0 | 1 | 3-795 kcmil ACSR | 0 | 0 | 0 | 0 | 0 | 0 | 0 | 0 | 0 | 0 | 0 | 0 | 0 | 0 | 0 | 0 | 0 | 0 | 0 | 0 | 0 | 0 | 0 | 12 | 1
NO |  | 166 | 2015 | 1 | 8 | 8 |  | (K24) CARLISLE INTG | TUCO INTG | 230 | 230 | H-FRAME | 1.49 | 0 | 1 | 3-795 kcmil ACSR | 0 | 0 | 0 | 0 | 0 | 0 | 0 | 0 | 0 | 0 | 0 | 0 | 0 | 0 | 0 | 0 | 0 | 0 | 0 | 0 | 0 | 0 | 0 | 12 | 1
NO |  | 166 | 2015 | 1 | 9 | 9 |  |  |  | 230 | 230 | K-FRAME | 25.32 | 0 | 1 | 3-795 kcmil ACSR | 0 | 0 | 0 | 0 | 0 | 0 | 0 | 0 | 0 | 0 | 0 | 0 | 0 | 0 | 0 | 0 | 0 | 0 | 0 | 0 | 0 | 0 | 0 | 12 | 1
NO |  | 166 | 2015 | 1 | 10 | 10 |  |  |  | 230 | 230 | SPECIAL | 0.28 | 0 | 1 | 3-795 kcmil ACSR | 0 | 0 | 0 | 0 | 0 | 0 | 0 | 0 | 0 | 0 | 0 | 0 | 0 | 0 | 0 | 0 | 0 | 0 | 0 | 0 | 0 | 0 | 0 | 12 | 1
NO |  | 166 | 2015 | 1 | 11 | 11 |  | (K25) YOAKUM CO INTG | TOLK STA | 230 | 230 | H-FRAME | 13.79 | 0 | 1 | 3-795 kcmil ACSR | 0 | 0 | 0 | 0 | 0 | 0 | 0 | 0 | 0 | 0 | 0 | 0 | 0 | 0 | 0 | 0 | 0 | 0 | 0 | 0 | 0 | 0 | 0 | 12 | 1
NO |  | 166 | 2015 | 1 | 12 | 12 |  |  |  | 230 | 230 | K-FRAME | 72.88 | 0 | 1 | 3-795 kcmil ACSR | 0 | 0 | 0 | 0 | 0 | 0 | 0 | 0 | 0 | 0 | 0 | 0 | 0 | 0 | 0 | 0 | 0 | 0 | 0 | 0 | 0 | 0 | 0 | 12 | 1
NO |  | 166 | 2015 | 1 | 13 | 13 |  |  |  | 230 | 230 | SPECIAL | 1.12 | 0 | 1 | 3-795 kcmil ACSR | 0 | 0 | 0 | 0 | 0 | 0 | 0 | 0 | 0 | 0 | 0 | 0 | 0 | 0 | 0 | 0 | 0 | 0 | 0 | 0 | 0 | 0 | 0 | 12 | 1
NO |  | 166 | 2015 | 1 | 14 | 14 |  | (K27) PLANT X STA #1 | TOLK STA | 230 | 230 | K-FRAME | 9.31 | 0 | 1 | 3-795 kcmil ACSR | 0 | 0 | 0 | 0 | 0 | 0 | 0 | 0 | 0 | 0 | 0 | 0 | 0 | 0 | 0 | 0 | 0 | 0 | 0 | 0 | 0 | 0 | 0 | 12 | 1
NO |  | 166 | 2015 | 1 | 15 | 15 |  |  |  | 230 | 230 | SPECIAL | 0.34 | 0 | 1 | 3-795 kcmil ACSR | 0 | 0 | 0 | 0 | 0 | 0 | 0 | 0 | 0 | 0 | 0 | 0 | 0 | 0 | 0 | 0 | 0 | 0 | 0 | 0 | 0 | 0 | 0 | 12 | 1
NO |  | 166 | 2015 | 1 | 16 | 16 |  | (K30) ROOSEVELT CO INTG #2 | TOLK STA | 230 | 230 | H-FRAME | 7.72 | 0 | 1 | 3-795 kcmil ACSR | 0 | 0 | 0 | 0 | 0 | 0 | 0 | 0 | 0 | 0 | 0 | 0 | 0 | 0 | 0 | 0 | 0 | 0 | 0 | 0 | 0 | 0 | 0 | 12 | 1
NO |  | 166 | 2015 | 1 | 17 | 17 |  |  |  | 230 | 230 | K-FRAME | 20.39 | 0.11 | 1 | 3-795 kcmil ACSR | 0 | 0 | 0 | 0 | 0 | 0 | 0 | 0 | 0 | 0 | 0 | 0 | 0 | 0 | 0 | 0 | 0 | 0 | 0 | 0 | 0 | 0 | 0 | 12 | 1
NO |  | 166 | 2015 | 1 | 18 | 18 |  |  |  | 230 | 230 | SPECIAL | 11.78 | 0 | 1 | 3-795 kcmil ACSR | 0 | 0 | 0 | 0 | 0 | 0 | 0 | 0 | 0 | 0 | 0 | 0 | 0 | 0 | 0 | 0 | 0 | 0 | 0 | 0 | 0 | 0 | 0 | 12 | 1
NO |  | 166 | 2015 | 1 | 19 | 19 |  | (K31) MOORE CO INTG | POTTER CO SW STA | 230 | 230 | 3 POLE | 1.74 | 0 | 1 | 3-795 kcmil ACSR | 0 | 0 | 0 | 0 | 0 | 0 | 0 | 0 | 0 | 0 | 0 | 0 | 0 | 0 | 0 | 0 | 0 | 0 | 0 | 0 | 0 | 0 | 0 | 12 | 1
NO |  | 166 | 2015 | 1 | 20 | 20 |  |  |  | 230 | 230 | K-FRAME | 46.15 | 0 | 1 | 3-795 kcmil ACSR | 0 | 0 | 0 | 0 | 0 | 0 | 0 | 0 | 0 | 0 | 0 | 0 | 0 | 0 | 0 | 0 | 0 | 0 | 0 | 0 | 0 | 0 | 0 | 12 | 1
NO |  | 166 | 2015 | 1 | 21 | 21 |  | (K32) POTTER CO SW STA | HARRINGTON STA | 230 | 230 | K-FRAME | 10.89 | 0.33 | 1 | 3-795 kcmil ACSR | 0 | 0 | 0 | 0 | 0 | 0 | 0 | 0 | 0 | 0 | 0 | 0 | 0 | 0 | 0 | 0 | 0 | 0 | 0 | 0 | 0 | 0 | 0 | 12 | 1
NO |  | 166 | 2015 | 1 | 22 | 22 |  | (K33) AMOCO SW STA | YOAKUM CO INTG | 230 | 230 | H-FRAME | 36.55 | 0 | 1 | 3-795 kcmil ACSR | 0 | 0 | 0 | 0 | 0 | 0 | 0 | 0 | 0 | 0 | 0 | 0 | 0 | 0 | 0 | 0 | 0 | 0 | 0 | 0 | 0 | 0 | 0 | 12 | 1
NO |  | 166 | 2015 | 1 | 23 | 23 |  |  |  | 230 | 230 | SPECIAL | 0.41 | 0 | 1 | 3-795 kcmil ACSR | 0 | 0 | 0 | 0 | 0 | 0 | 0 | 0 | 0 | 0 | 0 | 0 | 0 | 0 | 0 | 0 | 0 | 0 | 0 | 0 | 0 | 0 | 0 | 12 | 1
NO |  | 166 | 2015 | 1 | 24 | 24 |  | (K34) AMOCO SW STA | AMOCO | 230 | 230 | SUB TERMINATIN | 0.03 | 0 | 1 | 3-795 kcmil ACSR | 0 | 0 | 0 | 0 | 0 | 0 | 0 | 0 | 0 | 0 | 0 | 0 | 0 | 0 | 0 | 0 | 0 | 0 | 0 | 0 | 0 | 0 | 0 | 12 | 1
NO |  | 166 | 2015 | 1 | 25 | 25 |  | (K37) TOLK | LAMB CO. | 230 | 230 | K-FRAME | 34.22 | 0 | 1 | 3-795 kcmil ACSR | 0 | 0 | 0 | 0 | 0 | 0 | 0 | 0 | 0 | 0 | 0 | 0 | 0 | 0 | 0 | 0 | 0 | 0 | 0 | 0 | 0 | 0 | 0 | 12 | 1
NO |  | 166 | 2015 | 1 | 26 | 26 |  |  |  | 230 | 230 | SPECIAL | 0.87 | 0 | 1 | 3-795 kcmil ACSR | 0 | 0 | 0 | 0 | 0 | 0 | 0 | 0 | 0 | 0 | 0 | 0 | 0 | 0 | 0 | 0 | 0 | 0 | 0 | 0 | 0 | 0 | 0 | 12 | 1
NO |  | 166 | 2015 | 1 | 27 | 27 |  | (K38) CHAVES CO INTG | EDDY CO INTG | 230 | 230 | H-FRAME | 2.26 | 0 | 1 | 3-795 kcmil ACSR | 0 | 0 | 0 | 0 | 0 | 0 | 0 | 0 | 0 | 0 | 0 | 0 | 0 | 0 | 0 | 0 | 0 | 0 | 0 | 0 | 0 | 0 | 0 | 12 | 1
NO |  | 166 | 2015 | 1 | 28 | 28 |  |  |  | 230 | 230 | K-FRAME | 50.34 | 0 | 1 | 3-795 kcmil ACSR | 0 | 0 | 0 | 0 | 0 | 0 | 0 | 0 | 0 | 0 | 0 | 0 | 0 | 0 | 0 | 0 | 0 | 0 | 0 | 0 | 0 | 0 | 0 | 12 | 1
NO |  | 166 | 2015 | 1 | 29 | 29 |  | (K42) TUCO INTG | TOLK STA | 230 | 230 | H-FRAME | 3.85 | 0 | 1 | 3-795 kcmil ACSR | 0 | 0 | 0 | 0 | 0 | 0 | 0 | 0 | 0 | 0 | 0 | 0 | 0 | 0 | 0 | 0 | 0 | 0 | 0 | 0 | 0 | 0 | 0 | 12 | 1
NO |  | 166 | 2015 | 1 | 30 | 30 |  |  |  | 230 | 230 | K-FRAME | 50.51 | 0 | 1 | 3-795 kcmil ACSR | 0 | 0 | 0 | 0 | 0 | 0 | 0 | 0 | 0 | 0 | 0 | 0 | 0 | 0 | 0 | 0 | 0 | 0 | 0 | 0 | 0 | 0 | 0 | 12 | 1
NO |  | 166 | 2015 | 1 | 31 | 31 |  | (K43) PRINGLE INTG | HARRINGTON STA | 230 | 230 | K-FRAME | 59.18 | 0.02 | 1 | 3-795 kcmil ACSR | 0 | 0 | 0 | 0 | 0 | 0 | 0 | 0 | 0 | 0 | 0 | 0 | 0 | 0 | 0 | 0 | 0 | 0 | 0 | 0 | 0 | 0 | 0 | 12 | 1
NO |  | 166 | 2015 | 1 | 32 | 32 |  | (K44) EAST PLANT INTG | HARRINGTON STA | 230 | 230 | SINGLE POLE | 5.72 | 0 | 1 | 3-795 kcmil ACSR | 0 | 0 | 0 | 0 | 0 | 0 | 0 | 0 | 0 | 0 | 0 | 0 | 0 | 0 | 0 | 0 | 0 | 0 | 0 | 0 | 0 | 0 | 0 | 12 | 1
NO |  | 166 | 2015 | 1 | 33 | 33 |  |  |  | 230 | 230 | SPECIAL | 1.04 | 0.3 | 1 | 3-795 kcmil ACSR | 0 | 0 | 0 | 0 | 0 | 0 | 0 | 0 | 0 | 0 | 0 | 0 | 0 | 0 | 0 | 0 | 0 | 0 | 0 | 0 | 0 | 0 | 0 | 12 | 1
NO |  | 166 | 2015 | 1 | 34 | 34 |  | (K45) PLANT X STA #2 | TOLK STA | 230 | 230 | K-FRAME | 9.02 | 0 | 1 | 3-795 kcmil ACSR | 0 | 0 | 0 | 0 | 0 | 0 | 0 | 0 | 0 | 0 | 0 | 0 | 0 | 0 | 0 | 0 | 0 | 0 | 0 | 0 | 0 | 0 | 0 | 12 | 1
NO |  | 166 | 2015 | 1 | 35 | 35 |  |  |  | 230 | 230 | SPECIAL | 0.92 | 0.17 | 1 | 3-795 kcmil ACSR | 0 | 0 | 0 | 0 | 0 | 0 | 0 | 0 | 0 | 0 | 0 | 0 | 0 | 0 | 0 | 0 | 0 | 0 | 0 | 0 | 0 | 0 | 0 | 12 | 1
NO |  | 166 | 2015 | 2 | 1 | 1 |  | (K46) SUNDOWN INTG | PLANT X STA | 230 | 230 | H-FRAME | 0 | 3.09 | 1 | 3-795 kcmil ACSR | 0 | 0 | 0 | 0 | 0 | 0 | 0 | 0 | 0 | 0 | 0 | 0 | 0 | 0 | 0 | 0 | 0 | 0 | 0 | 0 | 0 | 0 | 0 | 12 | 1
NO |  | 166 | 2015 | 2 | 2 | 2 |  |  |  | 230 | 230 | K-FRAME | 45.15 | 0 | 1 | 3-795 kcmil ACSR | 0 | 0 | 0 | 0 | 0 | 0 | 0 | 0 | 0 | 0 | 0 | 0 | 0 | 0 | 0 | 0 | 0 | 0 | 0 | 0 | 0 | 0 | 0 | 12 | 1
NO |  | 166 | 2015 | 2 | 3 | 3 |  | (K47) GRASSLAND INTG | JONES STA | 230 | 345 | K-FRAME | 26.72 | 0 | 1 | 6-795 kcmil ACSR | 0 | 0 | 0 | 0 | 0 | 0 | 0 | 0 | 0 | 0 | 0 | 0 | 0 | 0 | 0 | 0 | 0 | 0 | 0 | 0 | 0 | 0 | 0 | 12 | 1
NO |  | 166 | 2015 | 2 | 4 | 4 |  | (K51) OASIS INTG | ROOSEVELT CO INTG | 230 | 230 | H-FRAME | 2.41 | 0 | 1 | 3-795 kcmil ACSR | 0 | 0 | 0 | 0 | 0 | 0 | 0 | 0 | 0 | 0 | 0 | 0 | 0 | 0 | 0 | 0 | 0 | 0 | 0 | 0 | 0 | 0 | 0 | 12 | 1
NO |  | 166 | 2015 | 2 | 5 | 5 |  |  |  | 230 | 230 | K-FRAME | 7.27 | 0 | 1 | 3-795 kcmil ACSR | 0 | 0 | 0 | 0 | 0 | 0 | 0 | 0 | 0 | 0 | 0 | 0 | 0 | 0 | 0 | 0 | 0 | 0 | 0 | 0 | 0 | 0 | 0 | 12 | 1
NO |  | 166 | 2015 | 2 | 6 | 6 |  | (K52) POTASH JUNCTION INTG | CUNNINGHAM STA | 230 | 230 | 2 POLE | 2.08 | 0 | 1 | 3-795 kcmil ACSR | 0 | 0 | 0 | 0 | 0 | 0 | 0 | 0 | 0 | 0 | 0 | 0 | 0 | 0 | 0 | 0 | 0 | 0 | 0 | 0 | 0 | 0 | 0 | 12 | 1
NO |  | 166 | 2015 | 2 | 7 | 7 |  |  |  | 230 | 230 | H-FRAME | 37.78 | 0 | 1 | 3-795 kcmil ACSR | 0 | 0 | 0 | 0 | 0 | 0 | 0 | 0 | 0 | 0 | 0 | 0 | 0 | 0 | 0 | 0 | 0 | 0 | 0 | 0 | 0 | 0 | 0 | 12 | 1
NO |  | 166 | 2015 | 2 | 8 | 8 |  | (K53) GRAPEVINE INTG | NICHOLS STA | 230 | 230 | K-FRAME | 52.08 | 0 | 1 | 3-795 kcmil ACSR | 0 | 0 | 0 | 0 | 0 | 0 | 0 | 0 | 0 | 0 | 0 | 0 | 0 | 0 | 0 | 0 | 0 | 0 | 0 | 0 | 0 | 0 | 0 | 12 | 1
NO |  | 166 | 2015 | 2 | 9 | 9 |  |  |  | 230 | 230 | SPECIAL | 0.65 | 0.03 | 1 | 3-795 kcmil ACSR | 0 | 0 | 0 | 0 | 0 | 0 | 0 | 0 | 0 | 0 | 0 | 0 | 0 | 0 | 0 | 0 | 0 | 0 | 0 | 0 | 0 | 0 | 0 | 12 | 1
NO |  | 166 | 2015 | 2 | 10 | 10 |  | (K55) AMOCO-WASSON | MUSTANG INTG | 230 | 230 | H-FRAME | 3.53 | 0 | 1 | 3-795 kcmil ACSR | 0 | 0 | 0 | 0 | 0 | 0 | 0 | 0 | 0 | 0 | 0 | 0 | 0 | 0 | 0 | 0 | 0 | 0 | 0 | 0 | 0 | 0 | 0 | 12 | 1
NO |  | 166 | 2015 | 2 | 11 | 11 |  | (K56) YOAKUM CO INTG | MUSTANG INTG | 230 | 230 | H-FRAME | 13.57 | 0.3 | 1 | 3-795 kcmil ACSR | 0 | 0 | 0 | 0 | 0 | 0 | 0 | 0 | 0 | 0 | 0 | 0 | 0 | 0 | 0 | 0 | 0 | 0 | 0 | 0 | 0 | 0 | 0 | 12 | 1
NO |  | 166 | 2015 | 2 | 12 | 12 |  | (K59) BUSHLAND INTG | POTTER CO INTG | 230 | 230 | H-FRAME | 1.39 | 0.16 | 1 | 3-795 kcmil ACSR | 0 | 0 | 0 | 0 | 0 | 0 | 0 | 0 | 0 | 0 | 0 | 0 | 0 | 0 | 0 | 0 | 0 | 0 | 0 | 0 | 0 | 0 | 0 | 12 | 1
NO |  | 166 | 2015 | 2 | 13 | 13 |  |  |  | 230 | 230 | K-FRAME | 14.73 | 0 | 1 | 3-795 kcmil ACSR | 0 | 0 | 0 | 0 | 0 | 0 | 0 | 0 | 0 | 0 | 0 | 0 | 0 | 0 | 0 | 0 | 0 | 0 | 0 | 0 | 0 | 0 | 0 | 12 | 1
NO |  | 166 | 2015 | 2 | 14 | 14 |  |  |  | 230 | 230 | SINGLE POLE | 0 | 1.15 | 1 | 3-795 kcmil ACSR | 0 | 0 | 0 | 0 | 0 | 0 | 0 | 0 | 0 | 0 | 0 | 0 | 0 | 0 | 0 | 0 | 0 | 0 | 0 | 0 | 0 | 0 | 0 | 12 | 1
NO |  | 166 | 2015 | 2 | 15 | 15 |  | (K60) SEVEN RIVERS INTG | EDDY CO INTG | 230 | 230 | H-FRAME | 24.34 | 0 | 1 | 3-795 kcmil ACSR | 0 | 0 | 0 | 0 | 0 | 0 | 0 | 0 | 0 | 0 | 0 | 0 | 0 | 0 | 0 | 0 | 0 | 0 | 0 | 0 | 0 | 0 | 0 | 12 | 1
NO |  | 166 | 2015 | 2 | 16 | 16 |  | (K62) AMARILLO SOUTH INTG | NICHOLS INTG | 230 | 230 | K-FRAME | 9.13 | 10.49 | 1 | 3-795 kcmil ACSR | 0 | 0 | 0 | 0 | 0 | 0 | 0 | 0 | 0 | 0 | 0 | 0 | 0 | 0 | 0 | 0 | 0 | 0 | 0 | 0 | 0 | 0 | 0 | 12 | 1
NO |  | 166 | 2015 | 2 | 17 | 17 |  | (K63) SWISHER CO INTG | AMARILLO SOUTH INTG | 230 | 230 | H-FRAME | 47.93 | 0 | 1 | 3-795 kcmil ACSR | 0 | 0 | 0 | 0 | 0 | 0 | 0 | 0 | 0 | 0 | 0 | 0 | 0 | 0 | 0 | 0 | 0 | 0 | 0 | 0 | 0 | 0 | 0 | 12 | 1
NO |  | 166 | 2015 | 2 | 18 | 18 |  |  |  | 230 | 230 | K-FRAME | 0 | 5.48 | 1 | 3-795 kcmil ACSR | 0 | 0 | 0 | 0 | 0 | 0 | 0 | 0 | 0 | 0 | 0 | 0 | 0 | 0 | 0 | 0 | 0 | 0 | 0 | 0 | 0 | 0 | 0 | 12 | 1
NO |  | 166 | 2015 | 2 | 19 | 19 |  |  |  | 230 | 230 | SINGLE POLE | 2.16 | 0.31 | 1 | 3-795 kcmil ACSR | 0 | 0 | 0 | 0 | 0 | 0 | 0 | 0 | 0 | 0 | 0 | 0 | 0 | 0 | 0 | 0 | 0 | 0 | 0 | 0 | 0 | 0 | 0 | 12 | 1
NO |  | 166 | 2015 | 2 | 20 | 20 |  | (K65) SAN JUAN | OASIS INTG | 230 | 230 | H-FRAME | 46.62 | 0 | 1 | 3-795 kcmil ACSR | 0 | 0 | 0 | 0 | 0 | 0 | 0 | 0 | 0 | 0 | 0 | 0 | 0 | 0 | 0 | 0 | 0 | 0 | 0 | 0 | 0 | 0 | 0 | 12 | 1
NO |  | 166 | 2015 | 2 | 21 | 21 |  | (K66) SAN JUAN | CHAVES CO INTG | 230 | 230 | H-FRAME | 0.72 | 0 | 1 | 3-795 kcmil ACSR | 0 | 0 | 0 | 0 | 0 | 0 | 0 | 0 | 0 | 0 | 0 | 0 | 0 | 0 | 0 | 0 | 0 | 0 | 0 | 0 | 0 | 0 | 0 | 12 | 1
NO |  | 166 | 2015 | 2 | 22 | 22 |  |  |  | 230 | 230 | SINGLE POLE | 51.01 | 0 | 1 | 3-795 kcmil ACSR | 0 | 0 | 0 | 0 | 0 | 0 | 0 | 0 | 0 | 0 | 0 | 0 | 0 | 0 | 0 | 0 | 0 | 0 | 0 | 0 | 0 | 0 | 0 | 12 | 1
NO |  | 166 | 2015 | 2 | 23 | 23 |  | (K67) PECOS INTG | POTASH JUNCTION | 230 | 230 | H-FRAME | 14.64 | 0 | 1 | 3-795 kcmil ACSR | 0 | 0 | 0 | 0 | 0 | 0 | 0 | 0 | 0 | 0 | 0 | 0 | 0 | 0 | 0 | 0 | 0 | 0 | 0 | 0 | 0 | 0 | 0 | 12 | 1
NO |  | 166 | 2015 | 2 | 24 | 24 |  | (K68) SEVEN RIVERS INTG | PECOS INTG | 230 | 230 | 2 POLE | 0.61 | 0 | 1 | 3-795 kcmil ACSR | 0 | 0 | 0 | 0 | 0 | 0 | 0 | 0 | 0 | 0 | 0 | 0 | 0 | 0 | 0 | 0 | 0 | 0 | 0 | 0 | 0 | 0 | 0 | 12 | 1
NO |  | 166 | 2015 | 2 | 25 | 25 |  |  |  | 230 | 230 | H-FRAME | 20.07 | 0 | 1 | 3-795 kcmil ACSR | 0 | 0 | 0 | 0 | 0 | 0 | 0 | 0 | 0 | 0 | 0 | 0 | 0 | 0 | 0 | 0 | 0 | 0 | 0 | 0 | 0 | 0 | 0 | 12 | 1
NO |  | 166 | 2015 | 2 | 26 | 26 |  | (K69) SEMINOLE INTG | MUSTANG STA | 230 | 230 | SINGLE POLE | 18.07 | 0 | 1 | 3-795 kcmil ACSR | 0 | 0 | 0 | 0 | 0 | 0 | 0 | 0 | 0 | 0 | 0 | 0 | 0 | 0 | 0 | 0 | 0 | 0 | 0 | 0 | 0 | 0 | 0 | 12 | 1
NO |  | 166 | 2015 | 2 | 27 | 27 |  | (K73) GRAPEVINE INTG | WHEELER | 230 | 230 | H-FRAME | 36.87 | 0 | 1 | 3-795 kcmil ACSR | 0 | 0 | 0 | 0 | 0 | 0 | 0 | 0 | 0 | 0 | 0 | 0 | 0 | 0 | 0 | 0 | 0 | 0 | 0 | 0 | 0 | 0 | 0 | 12 | 1
NO |  | 166 | 2015 | 2 | 28 | 28 |  | (K74) WHEELER | ELK CITY | 230 | 230 | H-FRAME | 14.2 | 0 | 1 | 3-795 kcmil ACSR | 0 | 0 | 0 | 0 | 0 | 0 | 0 | 0 | 0 | 0 | 0 | 0 | 0 | 0 | 0 | 0 | 0 | 0 | 0 | 0 | 0 | 0 | 0 | 12 | 1
NO |  | 166 | 2015 | 2 | 29 | 29 |  | (K75) MOORE CO INTG | HITCHLAND | 230 | 230 | H-FRAME | 61.64 | 0.37 | 1 | 3-795 kcmil ACSR | 0 | 0 | 0 | 0 | 0 | 0 | 0 | 0 | 0 | 0 | 0 | 0 | 0 | 0 | 0 | 0 | 0 | 0 | 0 | 0 | 0 | 0 | 0 | 12 | 1
NO |  | 166 | 2015 | 2 | 30 | 30 |  |  |  | 230 | 230 | SPECIAL | 0.08 | 0.62 | 1 | 3-795 kcmil ACSR | 0 | 0 | 0 | 0 | 0 | 0 | 0 | 0 | 0 | 0 | 0 | 0 | 0 | 0 | 0 | 0 | 0 | 0 | 0 | 0 | 0 | 0 | 0 | 12 | 1
NO |  | 166 | 2015 | 2 | 31 | 31 |  | (K76) HITCHLAND | OCHILTREE | 230 | 230 | SINGLE POLE | 37.64 | 0 | 1 | 3-795 kcmil ACSR | 0 | 0 | 0 | 0 | 0 | 0 | 0 | 0 | 0 | 0 | 0 | 0 | 0 | 0 | 0 | 0 | 0 | 0 | 0 | 0 | 0 | 0 | 0 | 12 | 1
NO |  | 166 | 2015 | 2 | 32 | 32 |  |  |  | 230 | 230 | SPECIAL | 0.65 | 0 | 1 | 3-795 kcmil ACSR | 0 | 0 | 0 | 0 | 0 | 0 | 0 | 0 | 0 | 0 | 0 | 0 | 0 | 0 | 0 | 0 | 0 | 0 | 0 | 0 | 0 | 0 | 0 | 12 | 1
NO |  | 166 | 2015 | 2 | 33 | 33 |  | (K78) AMOCO-WASSON | BRU | 230 | 230 | K-FRAME | 6.51 | 0 | 1 | 3-795 kcmil ACSR | 0 | 0 | 0 | 0 | 0 | 0 | 0 | 0 | 0 | 0 | 0 | 0 | 0 | 0 | 0 | 0 | 0 | 0 | 0 | 0 | 0 | 0 | 0 | 12 | 1
NO |  | 166 | 2015 | 2 | 34 | 34 |  | (K79) AMOCO-WASSON | BRU | 230 | 230 | H-FRAME | 1.75 | 0 | 1 | 3-795 kcmil ACSR | 0 | 0 | 0 | 0 | 0 | 0 | 0 | 0 | 0 | 0 | 0 | 0 | 0 | 0 | 0 | 0 | 0 | 0 | 0 | 0 | 0 | 0 | 0 | 12 | 1
NO |  | 166 | 2015 | 2 | 35 | 35 |  |  |  | 230 | 230 | K-FRAME | 3.24 | 0 | 1 | 3-795 kcmil ACSR | 0 | 0 | 0 | 0 | 0 | 0 | 0 | 0 | 0 | 0 | 0 | 0 | 0 | 0 | 0 | 0 | 0 | 0 | 0 | 0 | 0 | 0 | 0 | 12 | 1
NO |  | 166 | 2015 | 3 | 1 | 1 |  |  |  | 230 | 230 | SPECIAL | 0.35 | 0 | 1 | 3-795 kcmil ACSR | 0 | 0 | 0 | 0 | 0 | 0 | 0 | 0 | 0 | 0 | 0 | 0 | 0 | 0 | 0 | 0 | 0 | 0 | 0 | 0 | 0 | 0 | 0 | 12 | 1
NO |  | 166 | 2015 | 3 | 2 | 2 |  | (K82) BRU | OXY | 230 | 230 | 3 POLE | 0.1 | 0 | 1 | 3-795 kcmil ACSR | 0 | 0 | 0 | 0 | 0 | 0 | 0 | 0 | 0 | 0 | 0 | 0 | 0 | 0 | 0 | 0 | 0 | 0 | 0 | 0 | 0 | 0 | 0 | 12 | 1
NO |  | 166 | 2015 | 3 | 3 | 3 |  | (K83) OASIS SUB | PLEASANT HILL | 230 | 230 | H-FRAME | 7.97 | 0.45 | 1 | 3-795 kcmil ACSR | 0 | 0 | 0 | 0 | 0 | 0 | 0 | 0 | 0 | 0 | 0 | 0 | 0 | 0 | 0 | 0 | 0 | 0 | 0 | 0 | 0 | 0 | 0 | 12 | 1
NO |  | 166 | 2015 | 3 | 4 | 4 |  |  |  | 230 | 230 | SINGLE POLE | 20.12 | 0 | 1 | 3-795 kcmil ACSR | 0 | 0 | 0 | 0 | 0 | 0 | 0 | 0 | 0 | 0 | 0 | 0 | 0 | 0 | 0 | 0 | 0 | 0 | 0 | 0 | 0 | 0 | 0 | 12 | 1
NO |  | 166 | 2015 | 3 | 5 | 5 |  | (K84) ROOSEVELT COUNTY | PLEASANT HILL | 230 | 230 | K-FRAME | 0.27 | 1.15 | 1 | 3-795 kcmil ACSR | 0 | 0 | 0 | 0 | 0 | 0 | 0 | 0 | 0 | 0 | 0 | 0 | 0 | 0 | 0 | 0 | 0 | 0 | 0 | 0 | 0 | 0 | 0 | 12 | 1
NO |  | 166 | 2015 | 3 | 6 | 6 |  |  |  | 230 | 230 | SINGLE POLE | 18.12 | 0 | 1 | 3-795 kcmil ACSR | 0 | 0 | 0 | 0 | 0 | 0 | 0 | 0 | 0 | 0 | 0 | 0 | 0 | 0 | 0 | 0 | 0 | 0 | 0 | 0 | 0 | 0 | 0 | 12 | 1
NO |  | 166 | 2015 | 3 | 7 | 7 |  | (K85) ROLLLING HILLS | POTTER CO INTG | 230 | 230 | H-FRAME | 4.26 | 0 | 1 | 3-795 kcmil ACSR | 0 | 0 | 0 | 0 | 0 | 0 | 0 | 0 | 0 | 0 | 0 | 0 | 0 | 0 | 0 | 0 | 0 | 0 | 0 | 0 | 0 | 0 | 0 | 12 | 1
NO |  | 166 | 2015 | 3 | 8 | 8 |  |  |  | 230 | 230 | SINGLE POLE | 1.77 | 0 | 1 | 3-795 kcmil ACSR | 0 | 0 | 0 | 0 | 0 | 0 | 0 | 0 | 0 | 0 | 0 | 0 | 0 | 0 | 0 | 0 | 0 | 0 | 0 | 0 | 0 | 0 | 0 | 12 | 1
NO |  | 166 | 2015 | 3 | 9 | 9 |  | (K86) ROLLING HILLS | HARRINGTON | 230 | 230 | H-FRAME | 5.17 | 0.26 | 1 | 3-795 kcmil ACSR | 0 | 0 | 0 | 0 | 0 | 0 | 0 | 0 | 0 | 0 | 0 | 0 | 0 | 0 | 0 | 0 | 0 | 0 | 0 | 0 | 0 | 0 | 0 | 12 | 1
NO |  | 166 | 2015 | 3 | 10 | 10 |  | (K87) AMARILLO SOUTH | RANDALL | 230 | 230 | SINGLE POLE | 8.34 | 0.03 | 1 | 3-795 kcmil ACSR | 0 | 0 | 0 | 0 | 0 | 0 | 0 | 0 | 0 | 0 | 0 | 0 | 0 | 0 | 0 | 0 | 0 | 0 | 0 | 0 | 0 | 0 | 0 | 12 | 1
NO |  | 166 | 2015 | 3 | 11 | 11 |  | (K88) NEWHART | SWISHER | 230 | 230 | SINGLE POLE | 21.31 | 0 | 1 | 3-795 kcmil ACSR | 0 | 0 | 0 | 0 | 0 | 0 | 0 | 0 | 0 | 0 | 0 | 0 | 0 | 0 | 0 | 0 | 0 | 0 | 0 | 0 | 0 | 0 | 0 | 12 | 1
NO |  | 166 | 2015 | 3 | 12 | 12 |  | (K90) POTTER | NEWHART | 230 | 230 | H-FRAME | 66.21 | 0 | 1 | 3-795 kcmil ACSR | 0 | 0 | 0 | 0 | 0 | 0 | 0 | 0 | 0 | 0 | 0 | 0 | 0 | 0 | 0 | 0 | 0 | 0 | 0 | 0 | 0 | 0 | 0 | 12 | 1
NO |  | 166 | 2015 | 3 | 13 | 13 |  |  |  | 230 | 230 | SPECIAL | 1.42 | 0 | 1 | 3-795 kcmil ACSR | 0 | 0 | 0 | 0 | 0 | 0 | 0 | 0 | 0 | 0 | 0 | 0 | 0 | 0 | 0 | 0 | 0 | 0 | 0 | 0 | 0 | 0 | 0 | 12 | 1
NO |  | 166 | 2015 | 3 | 14 | 14 |  | (K91) NEWHART | PLANT X | 230 | 230 | H-FRAME | 38.5 | 1.27 | 1 | 3-795 kcmil ACSR | 0 | 0 | 0 | 0 | 0 | 0 | 0 | 0 | 0 | 0 | 0 | 0 | 0 | 0 | 0 | 0 | 0 | 0 | 0 | 0 | 0 | 0 | 0 | 12 | 1
NO |  | 166 | 2015 | 3 | 15 | 15 |  | (K92) CUNNINGHAM STA | HOBBS | 230 | 230 | 3 POLE | 1.79 | 0 | 1 | 3-795 Kcmil ACSR | 0 | 0 | 0 | 0 | 0 | 0 | 0 | 0 | 0 | 0 | 0 | 0 | 0 | 0 | 0 | 0 | 0 | 0 | 0 | 0 | 0 | 0 | 0 | 12 | 1
NO |  | 166 | 2015 | 3 | 16 | 16 |  |  |  | 230 | 230 | H-FRAME | 1.23 | 0 | 1 | 3-795 Kcmil ACSR | 0 | 0 | 0 | 0 | 0 | 0 | 0 | 0 | 0 | 0 | 0 | 0 | 0 | 0 | 0 | 0 | 0 | 0 | 0 | 0 | 0 | 0 | 0 | 12 | 1
NO |  | 166 | 2015 | 3 | 17 | 17 |  | (K93) YOAKUM CO INTG | HOBBS GEN | 230 | 230 | H-FRAME | 46.28 | 0.15 | 1 | 3-795 Kcmil ACSR | 0 | 0 | 0 | 0 | 0 | 0 | 0 | 0 | 0 | 0 | 0 | 0 | 0 | 0 | 0 | 0 | 0 | 0 | 0 | 0 | 0 | 0 | 0 | 12 | 1
NO |  | 166 | 2015 | 3 | 18 | 18 |  |  |  | 230 | 230 | H-FRAME | 0.81 | 0 | 1 | 3-795 kcmil ACSR | 0 | 0 | 0 | 0 | 0 | 0 | 0 | 0 | 0 | 0 | 0 | 0 | 0 | 0 | 0 | 0 | 0 | 0 | 0 | 0 | 0 | 0 | 0 | 12 | 1
NO |  | 166 | 2015 | 3 | 19 | 19 |  |  |  | 230 | 230 | SPECIAL | 0.59 | 0 | 1 | 3-795 Kcmil ACSR | 0 | 0 | 0 | 0 | 0 | 0 | 0 | 0 | 0 | 0 | 0 | 0 | 0 | 0 | 0 | 0 | 0 | 0 | 0 | 0 | 0 | 0 | 0 | 12 | 1
NO |  | 166 | 2015 | 3 | 20 | 20 |  | (K94) BORDON CO INTG | CIRRUS WINDFARM | 230 | 345 | H-FRAME | 10.09 | 0 | 1 | 6-795 kcmil ACSR | 0 | 0 | 0 | 0 | 0 | 0 | 0 | 0 | 0 | 0 | 0 | 0 | 0 | 0 | 0 | 0 | 0 | 0 | 0 | 0 | 0 | 0 | 0 | 12 | 1
NO |  | 166 | 2015 | 3 | 21 | 21 |  | (K97) CHANNING | POTTER | 230 | 230 | SINGLE POLE | 41.67 | 0.04 | 1 | 3-795 kcmil ACSR | 0 | 0 | 0 | 0 | 0 | 0 | 0 | 0 | 0 | 0 | 0 | 0 | 0 | 0 | 0 | 0 | 0 | 0 | 0 | 0 | 0 | 0 | 0 | 12 | 1
NO |  | 166 | 2015 | 3 | 22 | 22 |  | (K98) CHANNING | DALLAM | 230 | 230 | SINGLE POLE | 31.85 | 0.47 | 1 | 3-795 kcmil ACSR | 0 | 0 | 0 | 0 | 0 | 0 | 0 | 0 | 0 | 0 | 0 | 0 | 0 | 0 | 0 | 0 | 0 | 0 | 0 | 0 | 0 | 0 | 0 | 12 | 1
NO |  | 166 | 2015 | 3 | 23 | 23 |  | (R04) HOBBS STA | ANDREWS | 230 | 345 | H-FRAME | 30.89 | 0 | 1 | 3-795 Kcmil ACSR | 0 | 0 | 0 | 0 | 0 | 0 | 0 | 0 | 0 | 0 | 0 | 0 | 0 | 0 | 0 | 0 | 0 | 0 | 0 | 0 | 0 | 0 | 0 | 12 | 1
NO |  | 166 | 2015 | 3 | 24 | 24 |  | Summary of 230 kV System |  | 0 | 0 |  | 0 | 0 | 0 |  | 20132858 | 266132682 | 286265540 | 0 | 0 | 0 | 0 | 0 | 0 | 0 | 0 | 0 | 0 | 0 | 0 | 0 | 0 | 0 | 0 | 0 | 0 | 0 | 0 | 12 | 1
NO |  | 166 | 2015 | 3 | 25 | 25 |  |  |  | 115 | 115 | Overhead | 2750.44 | 248.45 | 0 |  | 0 | 0 | 0 | 0 | 0 | 0 | 0 | 0 | 0 | 0 | 0 | 0 | 0 | 0 | 0 | 0 | 0 | 0 | 0 | 0 | 0 | 0 | 0 | 12 | 1
NO |  | 166 | 2015 | 3 | 26 | 26 |  |  |  | 115 | 230 | Overhead | 3.9 | 0.15 | 0 |  | 0 | 0 | 0 | 0 | 0 | 0 | 0 | 0 | 0 | 0 | 0 | 0 | 0 | 0 | 0 | 0 | 0 | 0 | 0 | 0 | 0 | 0 | 0 | 12 | 1
NO |  | 166 | 2015 | 3 | 27 | 27 |  |  |  | 115 | 13.8 | Overhead | 81.3 | 0.55 | 0 |  | 0 | 0 | 0 | 0 | 0 | 0 | 0 | 0 | 0 | 0 | 0 | 0 | 0 | 0 | 0 | 0 | 0 | 0 | 0 | 0 | 0 | 0 | 0 | 12 | 1
SI/NO | A | 166 | 2015 | 3 | 28 | 28 |  | Summary of 115 kV System |  | 0 | 0 |  | 0 | 0 | 0 |  | 41939136 | 468084705 | 510023841 | 0 | 0 | 0 | 9281730.734 | 0 | 0 | 0 | 0 | 0 | 0 | 0 | 0 | 0 | 0 | 0 | 0 | 0 | 0 | 0 | 0 | 12 | 1
NO |  | 166 | 2015 | 3 | 29 | 29 |  |  |  | 69 | 69 | Overhead | 1237.47 | 276.87 | 0 |  | 0 | 0 | 0 | 0 | 0 | 0 | 0 | 0 | 0 | 0 | 0 | 0 | 0 | 0 | 0 | 0 | 0 | 0 | 0 | 0 | 0 | 0 | 0 | 12 | 1
NO |  | 166 | 2015 | 3 | 30 | 30 |  |  |  | 69 | 115 | Overhead | 34.29 | 4.31 | 0 |  | 0 | 0 | 0 | 0 | 0 | 0 | 0 | 0 | 0 | 0 | 0 | 0 | 0 | 0 | 0 | 0 | 0 | 0 | 0 | 0 | 0 | 0 | 0 | 12 | 1
NO |  | 166 | 2015 | 3 | 31 | 31 |  |  |  | 69 | 69 | Underground | 4.75 | 0 | 0 |  | 0 | 0 | 0 | 0 | 0 | 0 | 0 | 0 | 0 | 0 | 0 | 0 | 0 | 0 | 0 | 0 | 0 | 0 | 0 | 0 | 0 | 0 | 0 | 12 | 1
SI/NO | A | 166 | 2015 | 3 | 32 | 32 |  | Summary of 69 kV System |  | 0 | 0 |  | 0 | 0 | 0 |  | 3486819 | 138347296 | 141834116 | 0 | 0 | 0 | 2581185.3639 | 0 | 0 | 0 | 0 | 0 | 0 | 0 | 0 | 0 | 0 | 0 | 0 | 0 | 0 | 0 | 0 | 12 | 1
NO |  | 166 | 2015 | 3 | 34 | 34 |  | All Lines |  | 0 | 0 |  | 0 | 0 | 0 |  | 0 | 0 | 0 | 1412655 | 1783266 | 1311358 | 4507279 | 0 | 0 | 0 | 0 | 0 | 0 | 0 | 0 | 0 | 0 | 0 | 0 | 0 | 0 | 0 | 0 | 12 | 1
NO |  | 167 | 2015 | 0 | 1 | 1 |  | Line 73 |  | 0 | 0 |  | 0 | 0 | 0 |  | 0 | 0 | 0 | 0 | 0 | 0 | 0 | 0 | 0 | 0 | 0 | 0 | 0 | 0 | 0 | 0 | 0 | 0 | 0 | 0 | 0 | 0 | 0 | 12 | 1
SI/NO | A | 167 | 2015 | 0 | 2 | 2 |  | Winter St. | Fairmount Park Sub | 115 | 115 | Single Pole | 3.49 | 0 | 1 | 636 MCM | 8765 | 161868 | 170633 | 0 | 0 | 0 | 3105.2853 | 0 | 0 | 0 | 0 | 0 | 0 | 0 | 0 | 0 | 0 | 0 | 0 | 0 | 0 | 0 | 0 | 12 | 1
NO |  | 167 | 2015 | 0 | 3 | 3 |  |  |  | 0 | 0 | Wood H- Frame | 0 | 0 | 0 |  | 0 | 0 | 0 | 0 | 0 | 0 | 0 | 0 | 0 | 0 | 0 | 0 | 0 | 0 | 0 | 0 | 0 | 0 | 0 | 0 | 0 | 0 | 0 | 12 | 1
NO |  | 167 | 2015 | 0 | 4 | 4 |  |  |  | 0 | 0 | Wood Poles | 0 | 0 | 0 |  | 0 | 0 | 0 | 0 | 0 | 0 | 0 | 0 | 0 | 0 | 0 | 0 | 0 | 0 | 0 | 0 | 0 | 0 | 0 | 0 | 0 | 0 | 0 | 12 | 1
NO |  | 167 | 2015 | 0 | 6 | 6 |  | Line 75 |  | 0 | 0 |  | 0 | 0 | 0 |  | 0 | 0 | 0 | 0 | 0 | 0 | 0 | 0 | 0 | 0 | 0 | 0 | 0 | 0 | 0 | 0 | 0 | 0 | 0 | 0 | 0 | 0 | 0 | 12 | 1
SI/NO | A | 167 | 2015 | 0 | 7 | 7 |  | Fairmount Park Sub | Stinson Avenue Sub | 115 | 115 | Single Pole | 3.03 | 0 | 1 | 636 MCM | 7172 | 132438 | 139610 | 0 | 0 | 0 | 2540.7095 | 0 | 0 | 0 | 0 | 0 | 0 | 0 | 0 | 0 | 0 | 0 | 0 | 0 | 0 | 0 | 0 | 12 | 1
NO |  | 167 | 2015 | 0 | 8 | 8 |  |  |  | 115 | 115 | Wood H-Frame | 0 | 0 | 0 |  | 0 | 0 | 0 | 0 | 0 | 0 | 0 | 0 | 0 | 0 | 0 | 0 | 0 | 0 | 0 | 0 | 0 | 0 | 0 | 0 | 0 | 0 | 0 | 12 | 1
NO |  | 167 | 2015 | 0 | 9 | 9 |  |  |  | 0 | 0 | Wood Poles | 0 | 0 | 0 |  | 0 | 0 | 0 | 0 | 0 | 0 | 0 | 0 | 0 | 0 | 0 | 0 | 0 | 0 | 0 | 0 | 0 | 0 | 0 | 0 | 0 | 0 | 0 | 12 | 1
NO |  | 167 | 2015 | 0 | 11 | 11 |  | Line 76 |  | 0 | 0 |  | 0 | 0 | 0 |  | 0 | 0 | 0 | 0 | 0 | 0 | 0 | 0 | 0 | 0 | 0 | 0 | 0 | 0 | 0 | 0 | 0 | 0 | 0 | 0 | 0 | 0 | 0 | 12 | 1
SI/NO | A | 167 | 2015 | 0 | 12 | 12 |  | State Line | Winter Street Sub | 115 | 115 | Towers & | 0 | 1.56 | 1 | 636 MCM | 1137 | 227245 | 228382 | 0 | 0 | 0 | 4156.2375 | 0 | 0 | 0 | 0 | 0 | 0 | 0 | 0 | 0 | 0 | 0 | 0 | 0 | 0 | 0 | 0 | 12 | 1
SI/NO | A | 167 | 2015 | 0 | 13 | 13 |  | State Line | Winter Street Sub | 115 | 115 | H-Frame | 0.5 | 0 | 1 | 954 MCM | 364 | 72835 | 73199 | 0 | 0 | 0 | 1332.1209 | 0 | 0 | 0 | 0 | 0 | 0 | 0 | 0 | 0 | 0 | 0 | 0 | 0 | 0 | 0 | 0 | 12 | 1
NO |  | 167 | 2015 | 0 | 14 | 14 |  |  |  | 0 | 0 | Wood Poles | 0 | 0 | 0 |  | 0 | 0 | 0 | 0 | 0 | 0 | 0 | 0 | 0 | 0 | 0 | 0 | 0 | 0 | 0 | 0 | 0 | 0 | 0 | 0 | 0 | 0 | 0 | 12 | 1
NO |  | 167 | 2015 | 0 | 16 | 16 |  | Line 132 |  | 0 | 0 |  | 0 | 0 | 0 |  | 0 | 0 | 0 | 0 | 0 | 0 | 0 | 0 | 0 | 0 | 0 | 0 | 0 | 0 | 0 | 0 | 0 | 0 | 0 | 0 | 0 | 0 | 0 | 12 | 1
SI/NO | A | 167 | 2015 | 0 | 17 | 17 |  | State Line | Stinson Ave Sub | 115 | 115 | Single Pole | 0.34 | 0 | 1 | 336 MCM | 6645 | 41883 | 48528 | 0 | 0 | 0 | 883.1427 | 0 | 0 | 0 | 0 | 0 | 0 | 0 | 0 | 0 | 0 | 0 | 0 | 0 | 0 | 0 | 0 | 12 | 1
SI/NO | A | 167 | 2015 | 0 | 18 | 18 |  | State Line | Stinson Ave Sub | 115 | 115 | Double Pole | 0 | 1.53 | 1 | 954 MCM | 29905 | 188475 | 218380 | 0 | 0 | 0 | 3974.2149 | 0 | 0 | 0 | 0 | 0 | 0 | 0 | 0 | 0 | 0 | 0 | 0 | 0 | 0 | 0 | 0 | 12 | 1
SI/NO | A | 167 | 2015 | 0 | 19 | 19 |  | State Line | Stinson Ave Sub | 115 | 115 | Single Pole | 8.17 | 0 | 1 | 954 MCM | 159696 | 1006437 | 1166133 | 0 | 0 | 0 | 21222.0128 | 0 | 0 | 0 | 0 | 0 | 0 | 0 | 0 | 0 | 0 | 0 | 0 | 0 | 0 | 0 | 0 | 12 | 1
SI/NO | A | 167 | 2015 | 0 | 20 | 20 |  | State Line | Stinson Ave Sub | 115 | 115 | Single Pole | 0.71 | 0 | 1 | 636 MCM | 13877 | 87462 | 101339 | 0 | 0 | 0 | 1844.2301 | 0 | 0 | 0 | 0 | 0 | 0 | 0 | 0 | 0 | 0 | 0 | 0 | 0 | 0 | 0 | 0 | 12 | 1
NO |  | 167 | 2015 | 0 | 21 | 21 |  | Line 761 |  | 0 | 0 |  | 0 | 0 | 0 |  | 0 | 0 | 0 | 0 | 0 | 0 | 0 | 0 | 0 | 0 | 0 | 0 | 0 | 0 | 0 | 0 | 0 | 0 | 0 | 0 | 0 | 0 | 0 | 12 | 1
NO |  | 167 | 2015 | 0 | 22 | 22 |  | Douglas County | Stinson Avenue Sub | 115 | 155 | H-Frame | 25.72 | 0 | 1 | 336 MCM | 23518 | 452253 | 475771 | 0 | 0 | 0 | 8658.3763 | 0 | 0 | 0 | 0 | 0 | 0 | 0 | 0 | 0 | 0 | 0 | 0 | 0 | 0 | 0 | 0 | 12 | 1
NO |  | 167 | 2015 | 0 | 23 | 23 |  |  |  | 0 | 0 | Wood Poles | 0 | 0 | 0 |  | 0 | 0 | 0 | 0 | 0 | 0 | 0 | 0 | 0 | 0 | 0 | 0 | 0 | 0 | 0 | 0 | 0 | 0 | 0 | 0 | 0 | 0 | 0 | 12 | 1
NO |  | 167 | 2015 | 0 | 25 | 25 |  | Line 762 |  | 0 | 0 |  | 0 | 0 | 0 |  | 0 | 0 | 0 | 0 | 0 | 0 | 0 | 0 | 0 | 0 | 0 | 0 | 0 | 0 | 0 | 0 | 0 | 0 | 0 | 0 | 0 | 0 | 0 | 12 | 1
NO |  | 167 | 2015 | 0 | 26 | 26 |  | Stinson Avenue Sub | Minong | 161 | 161 | Underbuilt on | 0.19 | 0 | 1 | 636 MCM | 8168 | 78449 | 86617 | 0 | 0 | 0 | 0 | 0 | 0 | 0 | 0 | 0 | 0 | 0 | 0 | 0 | 0 | 0 | 0 | 0 | 0 | 0 | 0 | 12 | 1
NO |  | 167 | 2015 | 0 | 27 | 27 |  | Stinson Avenue Sub | Minong | 161 | 161 | Underbuilt on | 0.06 | 4.01 | 1 | 795 MCM | 132988 | 1277165 | 1410153 | 0 | 0 | 0 | 0 | 0 | 0 | 0 | 0 | 0 | 0 | 0 | 0 | 0 | 0 | 0 | 0 | 0 | 0 | 0 | 0 | 12 | 1
NO |  | 167 | 2015 | 0 | 28 | 28 |  |  |  | 0 | 0 | Poles | 0 | 0 | 0 |  | 0 | 0 | 0 | 0 | 0 | 0 | 0 | 0 | 0 | 0 | 0 | 0 | 0 | 0 | 0 | 0 | 0 | 0 | 0 | 0 | 0 | 0 | 0 | 12 | 1
NO |  | 167 | 2015 | 0 | 29 | 29 |  | Line 160 |  | 0 | 0 |  | 0 | 0 | 0 |  | 0 | 0 | 0 | 0 | 0 | 0 | 0 | 0 | 0 | 0 | 0 | 0 | 0 | 0 | 0 | 0 | 0 | 0 | 0 | 0 | 0 | 0 | 0 | 12 | 1
NO |  | 167 | 2015 | 0 | 30 | 30 |  | Line 160 Stinson | Gordon Sub | 161 | 161 | Wood H Frames | 0 | 33.37 | 1 | 795 MCM | 0 | 327208 | 327208 | 0 | 0 | 0 | 0 | 0 | 0 | 0 | 0 | 0 | 0 | 0 | 0 | 0 | 0 | 0 | 0 | 0 | 0 | 0 | 0 | 12 | 1
NO |  | 167 | 2015 | 0 | 31 | 31 |  | Line 160 Stinson | Gordon Sub | 161 | 161 | Wood H Frames | 4.65 | 0 | 1 | 636 MCM | 0 | 45595 | 45595 | 0 | 0 | 0 | 0 | 0 | 0 | 0 | 0 | 0 | 0 | 0 | 0 | 0 | 0 | 0 | 0 | 0 | 0 | 0 | 0 | 12 | 1
NO |  | 167 | 2015 | 0 | 36 | 36 |  | TOTAL |  | 0 | 0 |  | 46.86 | 40.47 | 13 |  | 392235 | 4099313 | 4491548 | 0 | 0 | 0 | 0 | 0 | 0 | 0 | 0 | 0 | 0 | 0 | 0 | 0 | 0 | 0 | 0 | 0 | 0 | 0 | 0 | 12 | 1
NO |  | 170 | 2015 | 0 | 1 | 1 |  | Gannon Sub 230001 | Davis Sub | 230 | 0 | SSPSC | 0.42 | 0 | 1 | 1590 ACSR | 0 | 0 | 0 | 0 | 0 | 0 | 0 | 0 | 0 | 0 | 0 | 0 | 0 | 0 | 0 | 0 | 0 | 0 | 0 | 0 | 0 | 0 | 0 | 12 | 1
NO |  | 170 | 2015 | 0 | 2 | 2 |  | Gannon Sub 230001 | Davis Sub | 230 | 0 | STDC | 14.9 | 0 | 2 | 1590 ACSR | 0 | 0 | 0 | 0 | 0 | 0 | 0 | 0 | 0 | 0 | 0 | 0 | 0 | 0 | 0 | 0 | 0 | 0 | 0 | 0 | 0 | 0 | 0 | 12 | 1
NO |  | 170 | 2015 | 0 | 3 | 3 |  | Gannon Sub 230002 | South Gibsonton | 230 | 0 | DCPSC | 0.04 | 0 | 1 | 1590 ACSR | 0 | 0 | 0 | 0 | 0 | 0 | 0 | 0 | 0 | 0 | 0 | 0 | 0 | 0 | 0 | 0 | 0 | 0 | 0 | 0 | 0 | 0 | 0 | 12 | 1
NO |  | 170 | 2015 | 0 | 4 | 4 |  | Gannon Sub 230002 | South Gibsonton | 230 | 0 | SCPSC | 0.11 | 0 | 1 | 1590 ACSS | 0 | 0 | 0 | 0 | 0 | 0 | 0 | 0 | 0 | 0 | 0 | 0 | 0 | 0 | 0 | 0 | 0 | 0 | 0 | 0 | 0 | 0 | 0 | 12 | 1
NO |  | 170 | 2015 | 0 | 5 | 5 |  | Gannon Sub 230002 | South Gibsonton | 230 | 0 | SSPSC | 0.4 | 0 | 1 | 1590 ACSS | 0 | 0 | 0 | 0 | 0 | 0 | 0 | 0 | 0 | 0 | 0 | 0 | 0 | 0 | 0 | 0 | 0 | 0 | 0 | 0 | 0 | 0 | 0 | 12 | 1
NO |  | 170 | 2015 | 0 | 6 | 6 |  | Gannon Sub 230002 | South Gibsonton | 230 | 0 | SSPSC | 0.03 | 0 | 1 | 1590 ACSR | 0 | 0 | 0 | 0 | 0 | 0 | 0 | 0 | 0 | 0 | 0 | 0 | 0 | 0 | 0 | 0 | 0 | 0 | 0 | 0 | 0 | 0 | 0 | 12 | 1
NO |  | 170 | 2015 | 0 | 7 | 7 |  | Gannon Sub 230002 | South Gibsonton | 230 | 0 | SSPSC | 0.31 | 0 | 1 | 795 ACSR | 0 | 0 | 0 | 0 | 0 | 0 | 0 | 0 | 0 | 0 | 0 | 0 | 0 | 0 | 0 | 0 | 0 | 0 | 0 | 0 | 0 | 0 | 0 | 12 | 1
NO |  | 170 | 2015 | 0 | 8 | 8 |  | Gannon Sub 230002 | South Gibsonton | 230 | 0 | STDC | 4.06 | 0 | 2 | 1590 ACSS | 0 | 0 | 0 | 0 | 0 | 0 | 0 | 0 | 0 | 0 | 0 | 0 | 0 | 0 | 0 | 0 | 0 | 0 | 0 | 0 | 0 | 0 | 0 | 12 | 1
NO |  | 170 | 2015 | 0 | 9 | 9 |  | Gannon Sub 230002 | South Gibsonton | 230 | 0 | STDC | 0 | 2.31 | 2 | 1590 ACSR | 0 | 0 | 0 | 0 | 0 | 0 | 0 | 0 | 0 | 0 | 0 | 0 | 0 | 0 | 0 | 0 | 0 | 0 | 0 | 0 | 0 | 0 | 0 | 12 | 1
NO |  | 170 | 2015 | 0 | 10 | 10 |  | Big Bend Sub 230003 | 11th Ave Sub | 230 | 0 | DCPSC | 3.53 | 0 | 1 | 1590 ACSR | 0 | 0 | 0 | 0 | 0 | 0 | 0 | 0 | 0 | 0 | 0 | 0 | 0 | 0 | 0 | 0 | 0 | 0 | 0 | 0 | 0 | 0 | 0 | 12 | 1
NO |  | 170 | 2015 | 0 | 11 | 11 |  | Big Bend Sub 230003 | 11th Ave Sub | 230 | 0 | DCPSC | 0.08 | 0 | 1 | 1590 ACSS | 0 | 0 | 0 | 0 | 0 | 0 | 0 | 0 | 0 | 0 | 0 | 0 | 0 | 0 | 0 | 0 | 0 | 0 | 0 | 0 | 0 | 0 | 0 | 12 | 1
NO |  | 170 | 2015 | 0 | 12 | 12 |  | Big Bend Sub 230003 | 11th Ave Sub | 230 | 0 | DCPSC | 0.06 | 0 | 1 | 1590 AAC | 0 | 0 | 0 | 0 | 0 | 0 | 0 | 0 | 0 | 0 | 0 | 0 | 0 | 0 | 0 | 0 | 0 | 0 | 0 | 0 | 0 | 0 | 0 | 12 | 1
NO |  | 170 | 2015 | 0 | 13 | 13 |  | Big Bend Sub 230003 | 11th Ave Sub | 230 | 0 | DSPSC | 0.05 | 0 | 1 | 1590 ACSS | 0 | 0 | 0 | 0 | 0 | 0 | 0 | 0 | 0 | 0 | 0 | 0 | 0 | 0 | 0 | 0 | 0 | 0 | 0 | 0 | 0 | 0 | 0 | 12 | 1
NO |  | 170 | 2015 | 0 | 14 | 14 |  | Big Bend Sub 230003 | 11th Ave Sub | 230 | 0 | DSPSC | 0.25 | 0 | 1 | 2800 ACAR | 0 | 0 | 0 | 0 | 0 | 0 | 0 | 0 | 0 | 0 | 0 | 0 | 0 | 0 | 0 | 0 | 0 | 0 | 0 | 0 | 0 | 0 | 0 | 12 | 1
NO |  | 170 | 2015 | 0 | 15 | 15 |  | Big Bend Sub 230003 | 11th Ave Sub | 230 | 0 | DSPSC | 1.71 | 0 | 1 | 1590 ACSR | 0 | 0 | 0 | 0 | 0 | 0 | 0 | 0 | 0 | 0 | 0 | 0 | 0 | 0 | 0 | 0 | 0 | 0 | 0 | 0 | 0 | 0 | 0 | 12 | 1
NO |  | 170 | 2015 | 0 | 16 | 16 |  | Big Bend Sub 230003 | 11th Ave Sub | 230 | 0 | DWPSC | 2.21 | 0 | 1 | 1590 ACSR | 0 | 0 | 0 | 0 | 0 | 0 | 0 | 0 | 0 | 0 | 0 | 0 | 0 | 0 | 0 | 0 | 0 | 0 | 0 | 0 | 0 | 0 | 0 | 12 | 1
NO |  | 170 | 2015 | 0 | 17 | 17 |  | Big Bend Sub 230003 | 11th Ave Sub | 230 | 0 | DWPSC | 0.06 | 0 | 1 | 1590 AAC | 0 | 0 | 0 | 0 | 0 | 0 | 0 | 0 | 0 | 0 | 0 | 0 | 0 | 0 | 0 | 0 | 0 | 0 | 0 | 0 | 0 | 0 | 0 | 12 | 1
NO |  | 170 | 2015 | 0 | 18 | 18 |  | Big Bend Sub 230003 | 11th Ave Sub | 230 | 0 | SCPSC | 0.2 | 0 | 1 | 1590 ACSR | 0 | 0 | 0 | 0 | 0 | 0 | 0 | 0 | 0 | 0 | 0 | 0 | 0 | 0 | 0 | 0 | 0 | 0 | 0 | 0 | 0 | 0 | 0 | 12 | 1
NO |  | 170 | 2015 | 0 | 19 | 19 |  | Big Bend Sub 230003 | 11th Ave Sub | 230 | 0 | SCPSC | 0.02 | 0 | 1 | 1590 AAC | 0 | 0 | 0 | 0 | 0 | 0 | 0 | 0 | 0 | 0 | 0 | 0 | 0 | 0 | 0 | 0 | 0 | 0 | 0 | 0 | 0 | 0 | 0 | 12 | 1
NO |  | 170 | 2015 | 0 | 20 | 20 |  | Big Bend Sub 230003 | 11th Ave Sub | 230 | 0 | SCPSC | 0.07 | 0 | 1 | 2800 ACAR | 0 | 0 | 0 | 0 | 0 | 0 | 0 | 0 | 0 | 0 | 0 | 0 | 0 | 0 | 0 | 0 | 0 | 0 | 0 | 0 | 0 | 0 | 0 | 12 | 1
NO |  | 170 | 2015 | 0 | 21 | 21 |  | Big Bend Sub 230003 | 11th Ave Sub | 230 | 0 | SSPDC | 0.07 | 0 | 2 | 2800 ACAR | 0 | 0 | 0 | 0 | 0 | 0 | 0 | 0 | 0 | 0 | 0 | 0 | 0 | 0 | 0 | 0 | 0 | 0 | 0 | 0 | 0 | 0 | 0 | 12 | 1
NO |  | 170 | 2015 | 0 | 22 | 22 |  | Big Bend Sub 230003 | 11th Ave Sub | 230 | 0 | SSPSC | 0.51 | 0 | 1 | 1590 ACSR | 0 | 0 | 0 | 0 | 0 | 0 | 0 | 0 | 0 | 0 | 0 | 0 | 0 | 0 | 0 | 0 | 0 | 0 | 0 | 0 | 0 | 0 | 0 | 12 | 1
NO |  | 170 | 2015 | 0 | 23 | 23 |  | Big Bend Sub 230003 | 11th Ave Sub | 230 | 0 | SSPSC | 0.31 | 0 | 1 | 795 SSAR | 0 | 0 | 0 | 0 | 0 | 0 | 0 | 0 | 0 | 0 | 0 | 0 | 0 | 0 | 0 | 0 | 0 | 0 | 0 | 0 | 0 | 0 | 0 | 12 | 1
NO |  | 170 | 2015 | 0 | 24 | 24 |  | Big Bend Sub 230003 | 11th Ave Sub | 230 | 0 | SSPSC | 0.33 | 0 | 1 | 1590 ACSS | 0 | 0 | 0 | 0 | 0 | 0 | 0 | 0 | 0 | 0 | 0 | 0 | 0 | 0 | 0 | 0 | 0 | 0 | 0 | 0 | 0 | 0 | 0 | 12 | 1
NO |  | 170 | 2015 | 0 | 25 | 25 |  | Big Bend Sub 230003 | 11th Ave Sub | 230 | 0 | SSPSC | 3.95 | 0 | 1 | 2800 ACAR | 0 | 0 | 0 | 0 | 0 | 0 | 0 | 0 | 0 | 0 | 0 | 0 | 0 | 0 | 0 | 0 | 0 | 0 | 0 | 0 | 0 | 0 | 0 | 12 | 1
NO |  | 170 | 2015 | 0 | 26 | 26 |  | Big Bend Sub 230003 | 11th Ave Sub | 230 | 0 | STDC | 0.29 | 0 | 2 | 1590 ACSR | 0 | 0 | 0 | 0 | 0 | 0 | 0 | 0 | 0 | 0 | 0 | 0 | 0 | 0 | 0 | 0 | 0 | 0 | 0 | 0 | 0 | 0 | 0 | 12 | 1
NO |  | 170 | 2015 | 0 | 27 | 27 |  | Big Bend Sub 230003 | 11th Ave Sub | 230 | 0 | STDC | 2.11 | 0 | 2 | 1350ACC | 0 | 0 | 0 | 0 | 0 | 0 | 0 | 0 | 0 | 0 | 0 | 0 | 0 | 0 | 0 | 0 | 0 | 0 | 0 | 0 | 0 | 0 | 0 | 12 | 1
NO |  | 170 | 2015 | 0 | 28 | 28 |  | Big Bend Sub 230003 | 11th Ave Sub | 230 | 0 | SWPSC | 0.08 | 0 | 1 | 1590 ACSR | 0 | 0 | 0 | 0 | 0 | 0 | 0 | 0 | 0 | 0 | 0 | 0 | 0 | 0 | 0 | 0 | 0 | 0 | 0 | 0 | 0 | 0 | 0 | 12 | 1
NO |  | 170 | 2015 | 0 | 29 | 29 |  | Gannon Sub 230004 | Bell Creek Sub | 230 | 0 | DCPSC | 0.97 | 0 | 1 | 954 ACSR | 0 | 0 | 0 | 0 | 0 | 0 | 0 | 0 | 0 | 0 | 0 | 0 | 0 | 0 | 0 | 0 | 0 | 0 | 0 | 0 | 0 | 0 | 0 | 12 | 1
NO |  | 170 | 2015 | 0 | 30 | 30 |  | Gannon Sub 230004 | Bell Creek Sub | 230 | 0 | DSPSC | 2.8 | 0 | 1 | 954 ACSR | 0 | 0 | 0 | 0 | 0 | 0 | 0 | 0 | 0 | 0 | 0 | 0 | 0 | 0 | 0 | 0 | 0 | 0 | 0 | 0 | 0 | 0 | 0 | 12 | 1
NO |  | 170 | 2015 | 0 | 31 | 31 |  | Gannon Sub 230004 | Bell Creek Sub | 230 | 0 | DWPSC | 0.07 | 0 | 1 | 954 AAC | 0 | 0 | 0 | 0 | 0 | 0 | 0 | 0 | 0 | 0 | 0 | 0 | 0 | 0 | 0 | 0 | 0 | 0 | 0 | 0 | 0 | 0 | 0 | 12 | 1
NO |  | 170 | 2015 | 0 | 32 | 32 |  | Gannon Sub 230004 | Bell Creek Sub | 230 | 0 | DWPSC | 4.47 | 0 | 1 | 954 ACSR | 0 | 0 | 0 | 0 | 0 | 0 | 0 | 0 | 0 | 0 | 0 | 0 | 0 | 0 | 0 | 0 | 0 | 0 | 0 | 0 | 0 | 0 | 0 | 12 | 1
NO |  | 170 | 2015 | 0 | 33 | 33 |  | Gannon Sub 230004 | Bell Creek Sub | 230 | 0 | SCPSC | 0.07 | 0 | 1 | 954 ACSR | 0 | 0 | 0 | 0 | 0 | 0 | 0 | 0 | 0 | 0 | 0 | 0 | 0 | 0 | 0 | 0 | 0 | 0 | 0 | 0 | 0 | 0 | 0 | 12 | 1
NO |  | 170 | 2015 | 0 | 34 | 34 |  | Gannon Sub 230005 | Fish Hawk | 230 | 0 | DCPSC | 4.11 | 0 | 1 | 954 ACSR | 0 | 0 | 0 | 0 | 0 | 0 | 0 | 0 | 0 | 0 | 0 | 0 | 0 | 0 | 0 | 0 | 0 | 0 | 0 | 0 | 0 | 0 | 0 | 12 | 1
NO |  | 170 | 2015 | 0 | 35 | 35 |  | Gannon Sub 230005 | Fish Hawk | 230 | 0 | DSPSC | 3.62 | 0 | 1 | 954 ACSR | 0 | 0 | 0 | 0 | 0 | 0 | 0 | 0 | 0 | 0 | 0 | 0 | 0 | 0 | 0 | 0 | 0 | 0 | 0 | 0 | 0 | 0 | 0 | 12 | 1
NO |  | 170 | 2015 | 0 | 36 | 36 |  | TOTAL |  | 0 | 0 |  | 1231.34 | 70.05 | 381 |  | 38720738 | 386268785 | 424989523 | 0 | 0 | 0 | 0 | 0 | 0 | 0 | 0 | 0 | 0 | 0 | 0 | 0 | 0 | 0 | 0 | 0 | 0 | 0 | 0 | 12 | 1
NO |  | 170 | 2015 | 1 | 1 | 1 |  | Gannon Sub 230005 | Fish Hawk | 230 | 0 | DWPSC | 0.14 | 0 | 1 | 954 ACSR | 0 | 0 | 0 | 0 | 0 | 0 | 0 | 0 | 0 | 0 | 0 | 0 | 0 | 0 | 0 | 0 | 0 | 0 | 0 | 0 | 0 | 0 | 0 | 12 | 1
NO |  | 170 | 2015 | 1 | 2 | 2 |  | Gannon Sub 230005 | Fish Hawk | 230 | 0 | SCPSC | 0.08 | 0 | 1 | 1590 ACSR | 0 | 0 | 0 | 0 | 0 | 0 | 0 | 0 | 0 | 0 | 0 | 0 | 0 | 0 | 0 | 0 | 0 | 0 | 0 | 0 | 0 | 0 | 0 | 12 | 1
NO |  | 170 | 2015 | 1 | 3 | 3 |  | Gannon Sub 230005 | Fish Hawk | 230 | 0 | SCPSC | 6.36 | 0 | 1 | 954 ACSR | 0 | 0 | 0 | 0 | 0 | 0 | 0 | 0 | 0 | 0 | 0 | 0 | 0 | 0 | 0 | 0 | 0 | 0 | 0 | 0 | 0 | 0 | 0 | 12 | 1
NO |  | 170 | 2015 | 1 | 4 | 4 |  | Gannon Sub 230005 | Fish Hawk | 230 | 0 | SSPSC | 0.26 | 0 | 1 | 954 ACSR | 0 | 0 | 0 | 0 | 0 | 0 | 0 | 0 | 0 | 0 | 0 | 0 | 0 | 0 | 0 | 0 | 0 | 0 | 0 | 0 | 0 | 0 | 0 | 12 | 1
NO |  | 170 | 2015 | 1 | 5 | 5 |  | Gannon Sub 230006 | River Sub | 230 | 0 | DCPSC | 1.04 | 0 | 1 | 954 ACSR | 0 | 0 | 0 | 0 | 0 | 0 | 0 | 0 | 0 | 0 | 0 | 0 | 0 | 0 | 0 | 0 | 0 | 0 | 0 | 0 | 0 | 0 | 0 | 12 | 1
NO |  | 170 | 2015 | 1 | 6 | 6 |  | Gannon Sub 230006 | River Sub | 230 | 0 | DSPSC | 1.11 | 0 | 1 | 954 ACSR | 0 | 0 | 0 | 0 | 0 | 0 | 0 | 0 | 0 | 0 | 0 | 0 | 0 | 0 | 0 | 0 | 0 | 0 | 0 | 0 | 0 | 0 | 0 | 12 | 1
NO |  | 170 | 2015 | 1 | 7 | 7 |  | Gannon Sub 230006 | River Sub | 230 | 0 | DSPSC | 1.22 | 0 | 1 | 1590 ACSR | 0 | 0 | 0 | 0 | 0 | 0 | 0 | 0 | 0 | 0 | 0 | 0 | 0 | 0 | 0 | 0 | 0 | 0 | 0 | 0 | 0 | 0 | 0 | 12 | 1
NO |  | 170 | 2015 | 1 | 8 | 8 |  | Gannon Sub 230006 | River Sub | 230 | 0 | SWPSC | 0.03 | 0 | 1 | 954 AAC | 0 | 0 | 0 | 0 | 0 | 0 | 0 | 0 | 0 | 0 | 0 | 0 | 0 | 0 | 0 | 0 | 0 | 0 | 0 | 0 | 0 | 0 | 0 | 12 | 1
NO |  | 170 | 2015 | 1 | 9 | 9 |  | Gannon Sub 230006 | River Sub | 230 | 0 | DWPSC | 0.1 | 0 | 1 | 1590 ACSR | 0 | 0 | 0 | 0 | 0 | 0 | 0 | 0 | 0 | 0 | 0 | 0 | 0 | 0 | 0 | 0 | 0 | 0 | 0 | 0 | 0 | 0 | 0 | 12 | 1
NO |  | 170 | 2015 | 1 | 10 | 10 |  | Gannon SUb 230006 | River Sub | 230 | 0 | SSPSC | 0.02 | 0 | 1 | 954 ACSR | 0 | 0 | 0 | 0 | 0 | 0 | 0 | 0 | 0 | 0 | 0 | 0 | 0 | 0 | 0 | 0 | 0 | 0 | 0 | 0 | 0 | 0 | 0 | 12 | 1
NO |  | 170 | 2015 | 1 | 11 | 11 |  | Gannon Sub 230006 | River Sub | 230 | 0 | DWPSC | 11.01 | 0 | 1 | 954 ACSR | 0 | 0 | 0 | 0 | 0 | 0 | 0 | 0 | 0 | 0 | 0 | 0 | 0 | 0 | 0 | 0 | 0 | 0 | 0 | 0 | 0 | 0 | 0 | 12 | 1
NO |  | 170 | 2015 | 1 | 12 | 12 |  | Gannon Sub 230006 | River Sub | 230 | 0 | SWPSC | 0.1 | 0 | 1 | 954 ACSR | 0 | 0 | 0 | 0 | 0 | 0 | 0 | 0 | 0 | 0 | 0 | 0 | 0 | 0 | 0 | 0 | 0 | 0 | 0 | 0 | 0 | 0 | 0 | 12 | 1
NO |  | 170 | 2015 | 1 | 13 | 13 |  | Big Bend Sub 230007 | Aspen | 230 | 0 | DSPDC | 0.09 | 0 | 2 | 1590 ACSR | 0 | 0 | 0 | 0 | 0 | 0 | 0 | 0 | 0 | 0 | 0 | 0 | 0 | 0 | 0 | 0 | 0 | 0 | 0 | 0 | 0 | 0 | 0 | 12 | 1
NO |  | 170 | 2015 | 1 | 14 | 14 |  | Big Bend Sub 230007 | Aspen | 230 | 0 | DSPSC | 5.88 | 0 | 1 | 1590 ACSR | 0 | 0 | 0 | 0 | 0 | 0 | 0 | 0 | 0 | 0 | 0 | 0 | 0 | 0 | 0 | 0 | 0 | 0 | 0 | 0 | 0 | 0 | 0 | 12 | 1
NO |  | 170 | 2015 | 1 | 15 | 15 |  | Big Bend Sub 230007 | Aspen | 230 | 0 | DWPSC | 2.78 | 0 | 1 | 1590 ACSR | 0 | 0 | 0 | 0 | 0 | 0 | 0 | 0 | 0 | 0 | 0 | 0 | 0 | 0 | 0 | 0 | 0 | 0 | 0 | 0 | 0 | 0 | 0 | 12 | 1
NO |  | 170 | 2015 | 1 | 16 | 16 |  | Big Bend Sub 230007 | Aspen | 230 | 0 | SSPSC | 0.24 | 0 | 1 | 1590 ACSR | 0 | 0 | 0 | 0 | 0 | 0 | 0 | 0 | 0 | 0 | 0 | 0 | 0 | 0 | 0 | 0 | 0 | 0 | 0 | 0 | 0 | 0 | 0 | 12 | 1
NO |  | 170 | 2015 | 1 | 17 | 17 |  | Big Bend Sub 230007 | Aspen | 230 | 0 | STDC | 2.46 | 0 | 2 | 1590 ACSR | 0 | 0 | 0 | 0 | 0 | 0 | 0 | 0 | 0 | 0 | 0 | 0 | 0 | 0 | 0 | 0 | 0 | 0 | 0 | 0 | 0 | 0 | 0 | 12 | 1
NO |  | 170 | 2015 | 1 | 18 | 18 |  | Big Bend Sub 230007 | Aspen | 230 | 0 | SWPSC | 0.02 | 0 | 1 | 1590 ACSR | 0 | 0 | 0 | 0 | 0 | 0 | 0 | 0 | 0 | 0 | 0 | 0 | 0 | 0 | 0 | 0 | 0 | 0 | 0 | 0 | 0 | 0 | 0 | 12 | 1
NO |  | 170 | 2015 | 1 | 19 | 19 |  | Big Bend Sub 230007 | Aspen | 230 | 0 | SSPSC | 0.17 | 0 | 1 | 1590 SSAC | 0 | 0 | 0 | 0 | 0 | 0 | 0 | 0 | 0 | 0 | 0 | 0 | 0 | 0 | 0 | 0 | 0 | 0 | 0 | 0 | 0 | 0 | 0 | 12 | 1
NO |  | 170 | 2015 | 1 | 20 | 20 |  | Big Bend Sub 230008 | FPL Tie | 230 | 0 | DAPSC | 2.83 | 0 | 1 | 795 ACSR | 0 | 0 | 0 | 0 | 0 | 0 | 0 | 0 | 0 | 0 | 0 | 0 | 0 | 0 | 0 | 0 | 0 | 0 | 0 | 0 | 0 | 0 | 0 | 12 | 1
NO |  | 170 | 2015 | 1 | 21 | 21 |  | Big Bend Sub 230008 | FPL Tie | 230 | 0 | DCPSC | 0.44 | 0 | 1 | 954 ACSR | 0 | 0 | 0 | 0 | 0 | 0 | 0 | 0 | 0 | 0 | 0 | 0 | 0 | 0 | 0 | 0 | 0 | 0 | 0 | 0 | 0 | 0 | 0 | 12 | 1
NO |  | 170 | 2015 | 1 | 22 | 22 |  | Big Bend Sub 230008 | FPL Tie | 230 | 0 | DCPSC | 0.19 | 0 | 1 | 1590 ACSR | 0 | 0 | 0 | 0 | 0 | 0 | 0 | 0 | 0 | 0 | 0 | 0 | 0 | 0 | 0 | 0 | 0 | 0 | 0 | 0 | 0 | 0 | 0 | 12 | 1
NO |  | 170 | 2015 | 1 | 23 | 23 |  | Big Bend Sub 230008 | FPL TIe | 230 | 0 | DSPSC | 0.29 | 0 | 1 | 795 ACSR | 0 | 0 | 0 | 0 | 0 | 0 | 0 | 0 | 0 | 0 | 0 | 0 | 0 | 0 | 0 | 0 | 0 | 0 | 0 | 0 | 0 | 0 | 0 | 12 | 1
NO |  | 170 | 2015 | 1 | 24 | 24 |  | Big Bend Sub 230008 | FPL Tie | 230 | 0 | DSPSC | 1.37 | 0 | 1 | 954 ACSR | 0 | 0 | 0 | 0 | 0 | 0 | 0 | 0 | 0 | 0 | 0 | 0 | 0 | 0 | 0 | 0 | 0 | 0 | 0 | 0 | 0 | 0 | 0 | 12 | 1
NO |  | 170 | 2015 | 1 | 25 | 25 |  | Big Bend Sub 230008 | FPL Tie | 230 | 0 | DWPSC | 6.31 | 0 | 1 | 954 ACSR | 0 | 0 | 0 | 0 | 0 | 0 | 0 | 0 | 0 | 0 | 0 | 0 | 0 | 0 | 0 | 0 | 0 | 0 | 0 | 0 | 0 | 0 | 0 | 12 | 1
NO |  | 170 | 2015 | 1 | 26 | 26 |  | Big Bend Sub 230008 | FPL Tie | 230 | 0 | SCPSC | 1.92 | 0 | 1 | 1590 ACSR | 0 | 0 | 0 | 0 | 0 | 0 | 0 | 0 | 0 | 0 | 0 | 0 | 0 | 0 | 0 | 0 | 0 | 0 | 0 | 0 | 0 | 0 | 0 | 12 | 1
NO |  | 170 | 2015 | 1 | 27 | 27 |  | Big Bend Sub 230008 | FPL Tie | 230 | 0 | SSPSC | 0.06 | 0 | 1 | 954 ACSR | 0 | 0 | 0 | 0 | 0 | 0 | 0 | 0 | 0 | 0 | 0 | 0 | 0 | 0 | 0 | 0 | 0 | 0 | 0 | 0 | 0 | 0 | 0 | 12 | 1
NO |  | 170 | 2015 | 1 | 28 | 28 |  | Big Bend Sub 230008 | FPL Tie | 230 | 0 | SSPSC | 0.14 | 0 | 1 | 1590 ACSR | 0 | 0 | 0 | 0 | 0 | 0 | 0 | 0 | 0 | 0 | 0 | 0 | 0 | 0 | 0 | 0 | 0 | 0 | 0 | 0 | 0 | 0 | 0 | 12 | 1
NO |  | 170 | 2015 | 1 | 29 | 29 |  | Big Bend Sub 230008 | FPL Tie | 230 | 0 | STDC | 0 | 0.19 | 2 | 795 ACSR | 0 | 0 | 0 | 0 | 0 | 0 | 0 | 0 | 0 | 0 | 0 | 0 | 0 | 0 | 0 | 0 | 0 | 0 | 0 | 0 | 0 | 0 | 0 | 12 | 1
NO |  | 170 | 2015 | 1 | 30 | 30 |  | Big Bend Station 230009 | South Gibsonton | 230 | 0 | DCPSC | 0.04 | 0 | 1 | 1590 ACSR | 0 | 0 | 0 | 0 | 0 | 0 | 0 | 0 | 0 | 0 | 0 | 0 | 0 | 0 | 0 | 0 | 0 | 0 | 0 | 0 | 0 | 0 | 0 | 12 | 1
NO |  | 170 | 2015 | 1 | 31 | 31 |  | Big Bend Station 230009 | South Gibsonton | 230 | 0 | SCPSC | 0.37 | 0 | 1 | 1590 ACSR | 0 | 0 | 0 | 0 | 0 | 0 | 0 | 0 | 0 | 0 | 0 | 0 | 0 | 0 | 0 | 0 | 0 | 0 | 0 | 0 | 0 | 0 | 0 | 12 | 1
NO |  | 170 | 2015 | 1 | 32 | 32 |  | Big Bend Station 230009 | South Gibsonton | 230 | 0 | STDC | 0.66 | 0 | 2 | 1350 ACCC | 0 | 0 | 0 | 0 | 0 | 0 | 0 | 0 | 0 | 0 | 0 | 0 | 0 | 0 | 0 | 0 | 0 | 0 | 0 | 0 | 0 | 0 | 0 | 12 | 1
NO |  | 170 | 2015 | 1 | 33 | 33 |  | Big Bend Station 230009 | South Gibsonton | 230 | 0 | STDC | 1.07 | 2.43 | 2 | 1590 ACSR | 0 | 0 | 0 | 0 | 0 | 0 | 0 | 0 | 0 | 0 | 0 | 0 | 0 | 0 | 0 | 0 | 0 | 0 | 0 | 0 | 0 | 0 | 0 | 12 | 1
NO |  | 170 | 2015 | 1 | 34 | 34 |  | Big Bend Sub 230010 | Davis Sub | 230 | 0 | SCPSC | 0.15 | 0 | 1 | 1590 ACSR | 0 | 0 | 0 | 0 | 0 | 0 | 0 | 0 | 0 | 0 | 0 | 0 | 0 | 0 | 0 | 0 | 0 | 0 | 0 | 0 | 0 | 0 | 0 | 12 | 1
NO |  | 170 | 2015 | 1 | 35 | 35 |  | Big Bend Sub 230010 | Davis Sub | 230 | 0 | SCPSC | 0.04 | 0 | 1 | 954 ACSR | 0 | 0 | 0 | 0 | 0 | 0 | 0 | 0 | 0 | 0 | 0 | 0 | 0 | 0 | 0 | 0 | 0 | 0 | 0 | 0 | 0 | 0 | 0 | 12 | 1
NO |  | 170 | 2015 | 2 | 1 | 1 |  | Big Bend Sub 230010 | Davis Sub | 230 | 0 | SSPSC | 4.78 | 0 | 1 | 1590 ACSR | 0 | 0 | 0 | 0 | 0 | 0 | 0 | 0 | 0 | 0 | 0 | 0 | 0 | 0 | 0 | 0 | 0 | 0 | 0 | 0 | 0 | 0 | 0 | 12 | 1
NO |  | 170 | 2015 | 2 | 2 | 2 |  | Big Bend Sub 230010 | Davis Sub | 230 | 0 | STDC | 1.56 | 14.9 | 2 | 1590 ACSR | 0 | 0 | 0 | 0 | 0 | 0 | 0 | 0 | 0 | 0 | 0 | 0 | 0 | 0 | 0 | 0 | 0 | 0 | 0 | 0 | 0 | 0 | 0 | 12 | 1
NO |  | 170 | 2015 | 2 | 3 | 3 |  | Big Bend Sub 230010 | Davis Sub | 230 | 0 | STDC | 0.66 | 0 | 2 | 1350 ACCC | 0 | 0 | 0 | 0 | 0 | 0 | 0 | 0 | 0 | 0 | 0 | 0 | 0 | 0 | 0 | 0 | 0 | 0 | 0 | 0 | 0 | 0 | 0 | 12 | 1
NO |  | 170 | 2015 | 2 | 4 | 4 |  | Big Bend Sub 230010 | Davis Sub | 230 | 0 | STDC | 0 | 0.31 | 2 | 795 ACSR | 0 | 0 | 0 | 0 | 0 | 0 | 0 | 0 | 0 | 0 | 0 | 0 | 0 | 0 | 0 | 0 | 0 | 0 | 0 | 0 | 0 | 0 | 0 | 12 | 1
NO |  | 170 | 2015 | 2 | 5 | 5 |  | Big Bend Sub 230010 | Davis Sub | 230 | 0 | SWPSC | 0.04 | 0 | 1 | 954 ACSR | 0 | 0 | 0 | 0 | 0 | 0 | 0 | 0 | 0 | 0 | 0 | 0 | 0 | 0 | 0 | 0 | 0 | 0 | 0 | 0 | 0 | 0 | 0 | 12 | 1
NO |  | 170 | 2015 | 2 | 6 | 6 |  | Sheldon Rd Sub 230011 | FPC Tie (Tarpon) | 230 | 0 | SCPSC | 0.03 | 0 | 1 | 954 AAC | 0 | 0 | 0 | 0 | 0 | 0 | 0 | 0 | 0 | 0 | 0 | 0 | 0 | 0 | 0 | 0 | 0 | 0 | 0 | 0 | 0 | 0 | 0 | 12 | 1
NO |  | 170 | 2015 | 2 | 7 | 7 |  | Sheldon Rd Sub 230011 | FPC Tie (Tarpon) | 230 | 0 | SSPDC | 3.14 | 0 | 2 | 1590 ACSR | 0 | 0 | 0 | 0 | 0 | 0 | 0 | 0 | 0 | 0 | 0 | 0 | 0 | 0 | 0 | 0 | 0 | 0 | 0 | 0 | 0 | 0 | 0 | 12 | 1
NO |  | 170 | 2015 | 2 | 8 | 8 |  | Sheldon Rd Sub 230011 | FPC Tie (Tarpon) | 230 | 0 | SSPSC | 1.96 | 0 | 1 | 1590 ACSR | 0 | 0 | 0 | 0 | 0 | 0 | 0 | 0 | 0 | 0 | 0 | 0 | 0 | 0 | 0 | 0 | 0 | 0 | 0 | 0 | 0 | 0 | 0 | 12 | 1
NO |  | 170 | 2015 | 2 | 9 | 9 |  | Sheldon Rd Sub 230012 | FPC Tie (Tarpon) | 230 | 0 | DCPSC | 0.83 | 0 | 1 | 1590 ACSR | 0 | 0 | 0 | 0 | 0 | 0 | 0 | 0 | 0 | 0 | 0 | 0 | 0 | 0 | 0 | 0 | 0 | 0 | 0 | 0 | 0 | 0 | 0 | 12 | 1
NO |  | 170 | 2015 | 2 | 10 | 10 |  | Sheldon Rd Sub 230012 | FPC Tie (Tarpon) | 230 | 0 | DSPSC | 0.57 | 0 | 1 | 1590 ACSR | 0 | 0 | 0 | 0 | 0 | 0 | 0 | 0 | 0 | 0 | 0 | 0 | 0 | 0 | 0 | 0 | 0 | 0 | 0 | 0 | 0 | 0 | 0 | 12 | 1
NO |  | 170 | 2015 | 2 | 11 | 11 |  | Sheldon Rd Sub 230012 | FPC Tie (Tarpon) | 230 | 0 | DWPSC | 3.22 | 0 | 1 | 1590 ACSR | 0 | 0 | 0 | 0 | 0 | 0 | 0 | 0 | 0 | 0 | 0 | 0 | 0 | 0 | 0 | 0 | 0 | 0 | 0 | 0 | 0 | 0 | 0 | 12 | 1
NO |  | 170 | 2015 | 2 | 12 | 12 |  | Sheldon Rd Sub 230012 | FPC Tie (Tarpon) | 230 | 0 | SSPSC | 0.51 | 0 | 1 | 1590 ACSR | 0 | 0 | 0 | 0 | 0 | 0 | 0 | 0 | 0 | 0 | 0 | 0 | 0 | 0 | 0 | 0 | 0 | 0 | 0 | 0 | 0 | 0 | 0 | 12 | 1
NO |  | 170 | 2015 | 2 | 13 | 13 |  | Sheldon Rd 230013 | FPC Tie (Tarpon) | 230 | 0 | DCPSC | 1.53 | 0 | 1 | 1590 ACSR | 0 | 0 | 0 | 0 | 0 | 0 | 0 | 0 | 0 | 0 | 0 | 0 | 0 | 0 | 0 | 0 | 0 | 0 | 0 | 0 | 0 | 0 | 0 | 12 | 1
NO |  | 170 | 2015 | 2 | 14 | 14 |  | Sheldon Rd 230013 | FPC Tie (Tarpon) | 230 | 0 | DSPSC | 0.27 | 0 | 1 | 1590 ACSR | 0 | 0 | 0 | 0 | 0 | 0 | 0 | 0 | 0 | 0 | 0 | 0 | 0 | 0 | 0 | 0 | 0 | 0 | 0 | 0 | 0 | 0 | 0 | 12 | 1
NO |  | 170 | 2015 | 2 | 15 | 15 |  | Sheldon Rd 230013 | FPC Tie (Tarpon) | 230 | 0 | DWPSC | 3.2 | 0 | 1 | 1590 ACSR | 0 | 0 | 0 | 0 | 0 | 0 | 0 | 0 | 0 | 0 | 0 | 0 | 0 | 0 | 0 | 0 | 0 | 0 | 0 | 0 | 0 | 0 | 0 | 12 | 1
NO |  | 170 | 2015 | 2 | 16 | 16 |  | Sheldon Rd 230013 | FPC Tie (Tarpon) | 230 | 0 | SSPSC | 0.09 | 0 | 1 | 1590 ACSR | 0 | 0 | 0 | 0 | 0 | 0 | 0 | 0 | 0 | 0 | 0 | 0 | 0 | 0 | 0 | 0 | 0 | 0 | 0 | 0 | 0 | 0 | 0 | 12 | 1
NO |  | 170 | 2015 | 2 | 17 | 17 |  | Big Bend Sub 230014 | FPL Tie | 230 | 0 | DAPSC | 13.36 | 0 | 1 | 795 ACSR | 0 | 0 | 0 | 0 | 0 | 0 | 0 | 0 | 0 | 0 | 0 | 0 | 0 | 0 | 0 | 0 | 0 | 0 | 0 | 0 | 0 | 0 | 0 | 12 | 1
NO |  | 170 | 2015 | 2 | 18 | 18 |  | Big Bend Sub 230014 | FPL Tie | 230 | 0 | DCPSC | 0.12 | 0 | 1 | 795 ACSR | 0 | 0 | 0 | 0 | 0 | 0 | 0 | 0 | 0 | 0 | 0 | 0 | 0 | 0 | 0 | 0 | 0 | 0 | 0 | 0 | 0 | 0 | 0 | 12 | 1
NO |  | 170 | 2015 | 2 | 19 | 19 |  | Big Bend Sub 230014 | FPL Tie | 230 | 0 | DSPSC | 0.18 | 0 | 1 | 795 ACSR | 0 | 0 | 0 | 0 | 0 | 0 | 0 | 0 | 0 | 0 | 0 | 0 | 0 | 0 | 0 | 0 | 0 | 0 | 0 | 0 | 0 | 0 | 0 | 12 | 1
NO |  | 170 | 2015 | 2 | 20 | 20 |  | Juneau Sub 230015 | Sheldon RD | 230 | 0 | SCPSC | 0.18 | 0 | 1 | 1590 ACSS | 0 | 0 | 0 | 0 | 0 | 0 | 0 | 0 | 0 | 0 | 0 | 0 | 0 | 0 | 0 | 0 | 0 | 0 | 0 | 0 | 0 | 0 | 0 | 12 | 1
NO |  | 170 | 2015 | 2 | 21 | 21 |  | Juneau Sub 230015 | Sheldon RD | 230 | 0 | SSPDC | 0.33 | 0 | 2 | 1590 ACSS | 0 | 0 | 0 | 0 | 0 | 0 | 0 | 0 | 0 | 0 | 0 | 0 | 0 | 0 | 0 | 0 | 0 | 0 | 0 | 0 | 0 | 0 | 0 | 12 | 1
NO |  | 170 | 2015 | 2 | 22 | 22 |  | Juneau Sub 230015 | Sheldon RD | 230 | 0 | SSPSC | 6.83 | 0 | 1 | 2800 ACAR | 0 | 0 | 0 | 0 | 0 | 0 | 0 | 0 | 0 | 0 | 0 | 0 | 0 | 0 | 0 | 0 | 0 | 0 | 0 | 0 | 0 | 0 | 0 | 12 | 1
NO |  | 170 | 2015 | 2 | 23 | 23 |  | Juneau Sub 230015 | Sheldon RD | 230 | 0 | SSPSC | 2.08 | 0 | 1 | 1590 ACSS | 0 | 0 | 0 | 0 | 0 | 0 | 0 | 0 | 0 | 0 | 0 | 0 | 0 | 0 | 0 | 0 | 0 | 0 | 0 | 0 | 0 | 0 | 0 | 12 | 1
NO |  | 170 | 2015 | 2 | 24 | 24 |  | Eleventh Ave Sub 230016 | Ohio Sub | 230 | 0 | SSPSC | 6.09 | 0 | 1 | 2800 ACAR | 0 | 0 | 0 | 0 | 0 | 0 | 0 | 0 | 0 | 0 | 0 | 0 | 0 | 0 | 0 | 0 | 0 | 0 | 0 | 0 | 0 | 0 | 0 | 12 | 1
NO |  | 170 | 2015 | 2 | 25 | 25 |  | Eleventh Ave Sub 230016 | Ohio Sub | 230 | 0 | SSPSC | 0.04 | 0 | 1 | 1590 ACSS | 0 | 0 | 0 | 0 | 0 | 0 | 0 | 0 | 0 | 0 | 0 | 0 | 0 | 0 | 0 | 0 | 0 | 0 | 0 | 0 | 0 | 0 | 0 | 12 | 1
NO |  | 170 | 2015 | 2 | 26 | 26 |  | Big Bend Sub 230017 | Big Bend Station | 230 | 0 | SSPSC | 0.55 | 0 | 1 | 954 AAC | 0 | 0 | 0 | 0 | 0 | 0 | 0 | 0 | 0 | 0 | 0 | 0 | 0 | 0 | 0 | 0 | 0 | 0 | 0 | 0 | 0 | 0 | 0 | 12 | 1
NO |  | 170 | 2015 | 2 | 27 | 27 |  | Big Bend Sub 230018 | FPL Tie (Manatee) | 230 | 0 | DCPSC | 0.21 | 0 | 1 | 795 ACSR | 0 | 0 | 0 | 0 | 0 | 0 | 0 | 0 | 0 | 0 | 0 | 0 | 0 | 0 | 0 | 0 | 0 | 0 | 0 | 0 | 0 | 0 | 0 | 12 | 1
NO |  | 170 | 2015 | 2 | 28 | 28 |  | Big Bend Sub 230018 | FPL Tie (Manatee) | 230 | 0 | DSPSC | 13.27 | 0 | 1 | 795 ACSR | 0 | 0 | 0 | 0 | 0 | 0 | 0 | 0 | 0 | 0 | 0 | 0 | 0 | 0 | 0 | 0 | 0 | 0 | 0 | 0 | 0 | 0 | 0 | 12 | 1
NO |  | 170 | 2015 | 2 | 29 | 29 |  | Big Bend Sub 230018 | FPL Tie (Manatee) | 230 | 0 | SSPSC | 0.08 | 0 | 1 | 795 ACSR | 0 | 0 | 0 | 0 | 0 | 0 | 0 | 0 | 0 | 0 | 0 | 0 | 0 | 0 | 0 | 0 | 0 | 0 | 0 | 0 | 0 | 0 | 0 | 12 | 1
NO |  | 170 | 2015 | 2 | 30 | 30 |  | Big Bend Sub 230019 | Big Bend Station | 230 | 0 | SSPSC | 0.39 | 0 | 1 | 954 AAC | 0 | 0 | 0 | 0 | 0 | 0 | 0 | 0 | 0 | 0 | 0 | 0 | 0 | 0 | 0 | 0 | 0 | 0 | 0 | 0 | 0 | 0 | 0 | 12 | 1
NO |  | 170 | 2015 | 2 | 31 | 31 |  | Big Bend Sub 230019 | Big Bend Station | 230 | 0 | SSPSC | 0.61 | 0 | 1 | 1590 AAC | 0 | 0 | 0 | 0 | 0 | 0 | 0 | 0 | 0 | 0 | 0 | 0 | 0 | 0 | 0 | 0 | 0 | 0 | 0 | 0 | 0 | 0 | 0 | 12 | 1
NO |  | 170 | 2015 | 2 | 32 | 32 |  | Sheldon Rd 230020 | Dale Mabry | 230 | 0 | DCPSC | 0.17 | 0 | 1 | 1590 ACSR | 0 | 0 | 0 | 0 | 0 | 0 | 0 | 0 | 0 | 0 | 0 | 0 | 0 | 0 | 0 | 0 | 0 | 0 | 0 | 0 | 0 | 0 | 0 | 12 | 1
NO |  | 170 | 2015 | 2 | 33 | 33 |  | Sheldon Rd 230020 | Dale Mabry | 230 | 0 | DSPSC | 3.14 | 0 | 1 | 1590 ACSR | 0 | 0 | 0 | 0 | 0 | 0 | 0 | 0 | 0 | 0 | 0 | 0 | 0 | 0 | 0 | 0 | 0 | 0 | 0 | 0 | 0 | 0 | 0 | 12 | 1
NO |  | 170 | 2015 | 2 | 34 | 34 |  | Sheldon Rd 230020 | Dale Mabry | 230 | 0 | DWPSC | 5.65 | 0 | 1 | 1590 ACSR | 0 | 0 | 0 | 0 | 0 | 0 | 0 | 0 | 0 | 0 | 0 | 0 | 0 | 0 | 0 | 0 | 0 | 0 | 0 | 0 | 0 | 0 | 0 | 12 | 1
NO |  | 170 | 2015 | 2 | 35 | 35 |  | Sheldon Rd 230020 | Dale Mabry | 230 | 0 | SCPSC | 0.08 | 0 | 1 | 1590 ACSR | 0 | 0 | 0 | 0 | 0 | 0 | 0 | 0 | 0 | 0 | 0 | 0 | 0 | 0 | 0 | 0 | 0 | 0 | 0 | 0 | 0 | 0 | 0 | 12 | 1
NO |  | 170 | 2015 | 3 | 1 | 1 |  | Sheldon Rd 230020 | Dale Mabry | 230 | 0 | SSPDC | 0 | 1.52 | 2 | 1590 ACSR | 0 | 0 | 0 | 0 | 0 | 0 | 0 | 0 | 0 | 0 | 0 | 0 | 0 | 0 | 0 | 0 | 0 | 0 | 0 | 0 | 0 | 0 | 0 | 12 | 1
NO |  | 170 | 2015 | 3 | 2 | 2 |  | Pebbledale Sub 230021 | Bell Creek Sub | 230 | 0 | DCPSC | 5.7 | 0 | 1 | 954 ACSR | 0 | 0 | 0 | 0 | 0 | 0 | 0 | 0 | 0 | 0 | 0 | 0 | 0 | 0 | 0 | 0 | 0 | 0 | 0 | 0 | 0 | 0 | 0 | 12 | 1
NO |  | 170 | 2015 | 3 | 3 | 3 |  | Pebbledale Sub 230021 | Bell Creek Sub | 230 | 0 | DWPSC | 8.45 | 0 | 1 | 954 ACSR | 0 | 0 | 0 | 0 | 0 | 0 | 0 | 0 | 0 | 0 | 0 | 0 | 0 | 0 | 0 | 0 | 0 | 0 | 0 | 0 | 0 | 0 | 0 | 12 | 1
NO |  | 170 | 2015 | 3 | 4 | 4 |  | Pebbledale Sub 230021 | Bell Creek Sub | 230 | 0 | SSPDC | 0 | 1.8 | 2 | 954 ACSR/AW | 0 | 0 | 0 | 0 | 0 | 0 | 0 | 0 | 0 | 0 | 0 | 0 | 0 | 0 | 0 | 0 | 0 | 0 | 0 | 0 | 0 | 0 | 0 | 12 | 1
NO |  | 170 | 2015 | 3 | 5 | 5 |  | Pebbledale Sub 230021 | Bell Creek Sub | 230 | 0 | SSPSC | 9.11 | 0 | 1 | 954 ACSR | 0 | 0 | 0 | 0 | 0 | 0 | 0 | 0 | 0 | 0 | 0 | 0 | 0 | 0 | 0 | 0 | 0 | 0 | 0 | 0 | 0 | 0 | 0 | 12 | 1
NO |  | 170 | 2015 | 3 | 6 | 6 |  | Pebbledale Sub 230021 | Bell Creek Sub | 230 | 0 | SSPSC | 0.26 | 0 | 1 | 954 ACSR/AW | 0 | 0 | 0 | 0 | 0 | 0 | 0 | 0 | 0 | 0 | 0 | 0 | 0 | 0 | 0 | 0 | 0 | 0 | 0 | 0 | 0 | 0 | 0 | 12 | 1
NO |  | 170 | 2015 | 3 | 7 | 7 |  | Sheldon Rd 230022 | Jackson Rd | 230 | 0 | SSPSC | 3.29 | 0 | 1 | 954 ACSR | 0 | 0 | 0 | 0 | 0 | 0 | 0 | 0 | 0 | 0 | 0 | 0 | 0 | 0 | 0 | 0 | 0 | 0 | 0 | 0 | 0 | 0 | 0 | 12 | 1
NO |  | 170 | 2015 | 3 | 8 | 8 |  | Big Bend Station 230023 | BB Sub Gen Lds | 230 | 0 | STDC | 0.63 | 0 | 2 | 1590 AAC | 0 | 0 | 0 | 0 | 0 | 0 | 0 | 0 | 0 | 0 | 0 | 0 | 0 | 0 | 0 | 0 | 0 | 0 | 0 | 0 | 0 | 0 | 0 | 12 | 1
NO |  | 170 | 2015 | 3 | 9 | 9 |  | Big Bend Sub 230024 | Big Bend Sub Gen LDS | 230 | 0 | STDC | 0 | 0.62 | 2 | 1590 AAC | 0 | 0 | 0 | 0 | 0 | 0 | 0 | 0 | 0 | 0 | 0 | 0 | 0 | 0 | 0 | 0 | 0 | 0 | 0 | 0 | 0 | 0 | 0 | 12 | 1
NO |  | 170 | 2015 | 3 | 10 | 10 |  | Big Bend Sub 230025 | Big Bend Sub Gen LDS | 230 | 0 | STDC | 0.42 | 0 | 2 | 1590 AAC | 0 | 0 | 0 | 0 | 0 | 0 | 0 | 0 | 0 | 0 | 0 | 0 | 0 | 0 | 0 | 0 | 0 | 0 | 0 | 0 | 0 | 0 | 0 | 12 | 1
NO |  | 170 | 2015 | 3 | 11 | 11 |  | Big Bend Sub 230025 | Big Bend Sub Gen LDS | 230 | 0 | STDC | 0.14 | 0 | 2 | 1590 ACSR | 0 | 0 | 0 | 0 | 0 | 0 | 0 | 0 | 0 | 0 | 0 | 0 | 0 | 0 | 0 | 0 | 0 | 0 | 0 | 0 | 0 | 0 | 0 | 12 | 1
NO |  | 170 | 2015 | 3 | 12 | 12 |  | Big Bend Sub 230026 | Big Bend Sub Gen LDS | 230 | 0 | STDC | 0 | 0.56 | 2 | 1590 ACSR | 0 | 0 | 0 | 0 | 0 | 0 | 0 | 0 | 0 | 0 | 0 | 0 | 0 | 0 | 0 | 0 | 0 | 0 | 0 | 0 | 0 | 0 | 0 | 12 | 1
NO |  | 170 | 2015 | 3 | 13 | 13 |  | Bayside 230027 | Gan Sub Lds | 230 | 0 | SSPSC | 0.84 | 0 | 1 | 1272 AAC | 0 | 0 | 0 | 0 | 0 | 0 | 0 | 0 | 0 | 0 | 0 | 0 | 0 | 0 | 0 | 0 | 0 | 0 | 0 | 0 | 0 | 0 | 0 | 12 | 1
NO |  | 170 | 2015 | 3 | 14 | 14 |  | Bayside 230027 | Gan Sub Lds | 230 | 0 | SSPSC | 0.09 | 0 | 1 | 954 AAC | 0 | 0 | 0 | 0 | 0 | 0 | 0 | 0 | 0 | 0 | 0 | 0 | 0 | 0 | 0 | 0 | 0 | 0 | 0 | 0 | 0 | 0 | 0 | 12 | 1
NO |  | 170 | 2015 | 3 | 15 | 15 |  | Gannon Gen Lds 230028 | Gannon Sub | 230 | 0 | SSPDC | 0.03 | 0 | 2 | 1590 ACSR | 0 | 0 | 0 | 0 | 0 | 0 | 0 | 0 | 0 | 0 | 0 | 0 | 0 | 0 | 0 | 0 | 0 | 0 | 0 | 0 | 0 | 0 | 0 | 12 | 1
NO |  | 170 | 2015 | 3 | 16 | 16 |  | Gannon Gen Lds 230028 | Gannon Sub | 230 | 0 | SSPSC | 0.85 | 0 | 1 | 954 ACSR | 0 | 0 | 0 | 0 | 0 | 0 | 0 | 0 | 0 | 0 | 0 | 0 | 0 | 0 | 0 | 0 | 0 | 0 | 0 | 0 | 0 | 0 | 0 | 12 | 1
NO |  | 170 | 2015 | 3 | 17 | 17 |  | Gannon Gen Lds 230029 | Gannon Sub | 230 | 0 | SSPSC | 0.8 | 0 | 1 | 1590 AAC | 0 | 0 | 0 | 0 | 0 | 0 | 0 | 0 | 0 | 0 | 0 | 0 | 0 | 0 | 0 | 0 | 0 | 0 | 0 | 0 | 0 | 0 | 0 | 12 | 1
NO |  | 170 | 2015 | 3 | 18 | 18 |  | Chapman 230033 | Dale Mabry | 230 | 0 | DCPSC | 1.76 | 0 | 1 | 1590 ACSR | 0 | 0 | 0 | 0 | 0 | 0 | 0 | 0 | 0 | 0 | 0 | 0 | 0 | 0 | 0 | 0 | 0 | 0 | 0 | 0 | 0 | 0 | 0 | 12 | 1
NO |  | 170 | 2015 | 3 | 19 | 19 |  | Chapman 230033 | Dale Mabry | 230 | 0 | DSPSC | 0.3 | 0 | 1 | 1590 ACSR | 0 | 0 | 0 | 0 | 0 | 0 | 0 | 0 | 0 | 0 | 0 | 0 | 0 | 0 | 0 | 0 | 0 | 0 | 0 | 0 | 0 | 0 | 0 | 12 | 1
NO |  | 170 | 2015 | 3 | 20 | 20 |  | Chapman 230033 | Dale Mabry | 230 | 0 | DWPSC | 1.87 | 0 | 1 | 1590 ACSR | 0 | 0 | 0 | 0 | 0 | 0 | 0 | 0 | 0 | 0 | 0 | 0 | 0 | 0 | 0 | 0 | 0 | 0 | 0 | 0 | 0 | 0 | 0 | 12 | 1
NO |  | 170 | 2015 | 3 | 21 | 21 |  | Chapman 230033 | Dale Mabry | 230 | 0 | SCPSC | 1.12 | 0 | 1 | 1590 ACSR | 0 | 0 | 0 | 0 | 0 | 0 | 0 | 0 | 0 | 0 | 0 | 0 | 0 | 0 | 0 | 0 | 0 | 0 | 0 | 0 | 0 | 0 | 0 | 12 | 1
NO |  | 170 | 2015 | 3 | 22 | 22 |  | Gannon Sub 230037 | Juneau Sub | 230 | 0 | SCPDC | 0.89 | 0 | 2 | 1590 ACSS | 0 | 0 | 0 | 0 | 0 | 0 | 0 | 0 | 0 | 0 | 0 | 0 | 0 | 0 | 0 | 0 | 0 | 0 | 0 | 0 | 0 | 0 | 0 | 12 | 1
NO |  | 170 | 2015 | 3 | 23 | 23 |  | Gannon Sub 230037 | Juneau Sub | 230 | 0 | SCPSC | 3.63 | 0 | 1 | 1590 ACSS | 0 | 0 | 0 | 0 | 0 | 0 | 0 | 0 | 0 | 0 | 0 | 0 | 0 | 0 | 0 | 0 | 0 | 0 | 0 | 0 | 0 | 0 | 0 | 12 | 1
NO |  | 170 | 2015 | 3 | 24 | 24 |  | Gannon Sub 230037 | Juneau Sub | 230 | 0 | SSPSC | 11.59 | 0 | 1 | 1590 ACSS | 0 | 0 | 0 | 0 | 0 | 0 | 0 | 0 | 0 | 0 | 0 | 0 | 0 | 0 | 0 | 0 | 0 | 0 | 0 | 0 | 0 | 0 | 0 | 12 | 1
NO |  | 170 | 2015 | 3 | 25 | 25 |  | Gannon Sub 230037 | Juneau Sub | 230 | 0 | SSPSC | 0.1 | 0 | 1 | 954 AAC | 0 | 0 | 0 | 0 | 0 | 0 | 0 | 0 | 0 | 0 | 0 | 0 | 0 | 0 | 0 | 0 | 0 | 0 | 0 | 0 | 0 | 0 | 0 | 12 | 1
NO |  | 170 | 2015 | 3 | 26 | 26 |  | Ohio Sub 230038 | Juneau Sub | 230 | 0 | SSPDC | 1.26 | 0 | 2 | 1590 ACSS | 0 | 0 | 0 | 0 | 0 | 0 | 0 | 0 | 0 | 0 | 0 | 0 | 0 | 0 | 0 | 0 | 0 | 0 | 0 | 0 | 0 | 0 | 0 | 12 | 1
NO |  | 170 | 2015 | 3 | 27 | 27 |  | Ohio Sub 230038 | Juneau Sub | 230 | 0 | SSPSC | 1.37 | 0 | 1 | 1590 ACSS | 0 | 0 | 0 | 0 | 0 | 0 | 0 | 0 | 0 | 0 | 0 | 0 | 0 | 0 | 0 | 0 | 0 | 0 | 0 | 0 | 0 | 0 | 0 | 12 | 1
NO |  | 170 | 2015 | 3 | 28 | 28 |  | Ohio Sub 230038 | Juneau Sub | 230 | 0 | SSPSC | 2.65 | 0 | 1 | 2800 ACAR | 0 | 0 | 0 | 0 | 0 | 0 | 0 | 0 | 0 | 0 | 0 | 0 | 0 | 0 | 0 | 0 | 0 | 0 | 0 | 0 | 0 | 0 | 0 | 12 | 1
NO |  | 170 | 2015 | 3 | 29 | 29 |  | Bayside CT1 230041 | Gannon Sub | 230 | 0 | SSPDC | 0 | 0.11 | 2 | 1590 ACSR | 0 | 0 | 0 | 0 | 0 | 0 | 0 | 0 | 0 | 0 | 0 | 0 | 0 | 0 | 0 | 0 | 0 | 0 | 0 | 0 | 0 | 0 | 0 | 12 | 1
NO |  | 170 | 2015 | 3 | 30 | 30 |  | Bayside CT1 230041 | Gannon Sub | 230 | 0 | SSPSC | 0.52 | 0 | 1 | 1590 ACSR | 0 | 0 | 0 | 0 | 0 | 0 | 0 | 0 | 0 | 0 | 0 | 0 | 0 | 0 | 0 | 0 | 0 | 0 | 0 | 0 | 0 | 0 | 0 | 12 | 1
NO |  | 170 | 2015 | 3 | 31 | 31 |  | Bayside CT1 230041 | Gannon Sub | 230 | 0 | SSPSC | 0.09 | 0 | 1 | 954 ACSR | 0 | 0 | 0 | 0 | 0 | 0 | 0 | 0 | 0 | 0 | 0 | 0 | 0 | 0 | 0 | 0 | 0 | 0 | 0 | 0 | 0 | 0 | 0 | 12 | 1
NO |  | 170 | 2015 | 3 | 32 | 32 |  | Bayside CT2 230042 | Gannon Sub | 230 | 0 | SSPDC | 0 | 0.38 | 2 | 1590 ACSS | 0 | 0 | 0 | 0 | 0 | 0 | 0 | 0 | 0 | 0 | 0 | 0 | 0 | 0 | 0 | 0 | 0 | 0 | 0 | 0 | 0 | 0 | 0 | 12 | 1
NO |  | 170 | 2015 | 3 | 33 | 33 |  | Bayside CT2 230042 | Gannon Sub | 230 | 0 | SSPSC | 0.21 | 0 | 1 | 1590 ACSS | 0 | 0 | 0 | 0 | 0 | 0 | 0 | 0 | 0 | 0 | 0 | 0 | 0 | 0 | 0 | 0 | 0 | 0 | 0 | 0 | 0 | 0 | 0 | 12 | 1
NO |  | 170 | 2015 | 3 | 34 | 34 |  | Bayside CT2 230042 | Gannon Sub | 230 | 0 | SSPSC | 0.02 | 0 | 1 | 954 ACSR | 0 | 0 | 0 | 0 | 0 | 0 | 0 | 0 | 0 | 0 | 0 | 0 | 0 | 0 | 0 | 0 | 0 | 0 | 0 | 0 | 0 | 0 | 0 | 12 | 1
NO |  | 170 | 2015 | 3 | 35 | 35 |  | Big Bend Sub 230052 | SR60 Sub | 230 | 0 | DCPSC | 3.71 | 0 | 1 | 1590 ACSR | 0 | 0 | 0 | 0 | 0 | 0 | 0 | 0 | 0 | 0 | 0 | 0 | 0 | 0 | 0 | 0 | 0 | 0 | 0 | 0 | 0 | 0 | 0 | 12 | 1
NO |  | 170 | 2015 | 4 | 1 | 1 |  | Big Bend Sub 230052 | SR60 Sub | 230 | 0 | DSPSC | 0.25 | 0 | 1 | 1590 ACSR | 0 | 0 | 0 | 0 | 0 | 0 | 0 | 0 | 0 | 0 | 0 | 0 | 0 | 0 | 0 | 0 | 0 | 0 | 0 | 0 | 0 | 0 | 0 | 12 | 1
NO |  | 170 | 2015 | 4 | 2 | 2 |  | Big Bend Sub 230052 | SR60 Sub | 230 | 0 | DWPSC | 1.54 | 0 | 1 | 1590 ACSR | 0 | 0 | 0 | 0 | 0 | 0 | 0 | 0 | 0 | 0 | 0 | 0 | 0 | 0 | 0 | 0 | 0 | 0 | 0 | 0 | 0 | 0 | 0 | 12 | 1
NO |  | 170 | 2015 | 4 | 3 | 3 |  | Big Bend Sub 230052 | SR60 Sub | 230 | 0 | SSPSC | 0.31 | 0 | 1 | 1590 ACSS | 0 | 0 | 0 | 0 | 0 | 0 | 0 | 0 | 0 | 0 | 0 | 0 | 0 | 0 | 0 | 0 | 0 | 0 | 0 | 0 | 0 | 0 | 0 | 12 | 1
NO |  | 170 | 2015 | 4 | 4 | 4 |  | Big Bend Sub 230052 | SR60 Sub | 230 | 0 | STDC | 0 | 0.17 | 2 | 1590 ACSR | 0 | 0 | 0 | 0 | 0 | 0 | 0 | 0 | 0 | 0 | 0 | 0 | 0 | 0 | 0 | 0 | 0 | 0 | 0 | 0 | 0 | 0 | 0 | 12 | 1
NO |  | 170 | 2015 | 4 | 5 | 5 |  | Big Bend Sub 230052 | SR60 Sub | 230 | 0 | STDC | 0 | 0.04 | 2 | 1590 ACSS | 0 | 0 | 0 | 0 | 0 | 0 | 0 | 0 | 0 | 0 | 0 | 0 | 0 | 0 | 0 | 0 | 0 | 0 | 0 | 0 | 0 | 0 | 0 | 12 | 1
NO |  | 170 | 2015 | 4 | 6 | 6 |  | Big Bend Sub 230052 | SR60 Sub | 230 | 0 | STDC | 0 | 2.26 | 1 | 1350 ACCC | 0 | 0 | 0 | 0 | 0 | 0 | 0 | 0 | 0 | 0 | 0 | 0 | 0 | 0 | 0 | 0 | 0 | 0 | 0 | 0 | 0 | 0 | 0 | 12 | 1
NO |  | 170 | 2015 | 4 | 7 | 7 |  | Big Bend Sub 230052 | SR60 Sub | 230 | 0 | STDC | 0 | 5.45 | 2 | 1590 ACSR | 0 | 0 | 0 | 0 | 0 | 0 | 0 | 0 | 0 | 0 | 0 | 0 | 0 | 0 | 0 | 0 | 0 | 0 | 0 | 0 | 0 | 0 | 0 | 12 | 1
NO |  | 170 | 2015 | 4 | 8 | 8 |  | Davis Sub 230061 | Chapman Sub | 230 | 0 | DCPSC | 5.02 | 0 | 1 | 1590 ACSR | 0 | 0 | 0 | 0 | 0 | 0 | 0 | 0 | 0 | 0 | 0 | 0 | 0 | 0 | 0 | 0 | 0 | 0 | 0 | 0 | 0 | 0 | 0 | 12 | 1
NO |  | 170 | 2015 | 4 | 9 | 9 |  | Davis Sub 230061 | Chapman Sub | 230 | 0 | DSPSC | 1.34 | 0 | 1 | 1590 ACSR | 0 | 0 | 0 | 0 | 0 | 0 | 0 | 0 | 0 | 0 | 0 | 0 | 0 | 0 | 0 | 0 | 0 | 0 | 0 | 0 | 0 | 0 | 0 | 12 | 1
NO |  | 170 | 2015 | 4 | 10 | 10 |  | Davis Sub 230061 | Chapman Sub | 230 | 0 | DWPSC | 1.58 | 0 | 1 | 1590 ACSR | 0 | 0 | 0 | 0 | 0 | 0 | 0 | 0 | 0 | 0 | 0 | 0 | 0 | 0 | 0 | 0 | 0 | 0 | 0 | 0 | 0 | 0 | 0 | 12 | 1
NO |  | 170 | 2015 | 4 | 11 | 11 |  | Davis Sub 230061 | Chapman Sub | 230 | 0 | SSPSC | 0.25 | 0 | 1 | 1590 ACSR | 0 | 0 | 0 | 0 | 0 | 0 | 0 | 0 | 0 | 0 | 0 | 0 | 0 | 0 | 0 | 0 | 0 | 0 | 0 | 0 | 0 | 0 | 0 | 12 | 1
NO |  | 170 | 2015 | 4 | 12 | 12 |  | River Sub 230063 | Davis Sub | 230 | 0 | SSPDC | 0.37 | 0 | 2 | 1590 ACSS | 0 | 0 | 0 | 0 | 0 | 0 | 0 | 0 | 0 | 0 | 0 | 0 | 0 | 0 | 0 | 0 | 0 | 0 | 0 | 0 | 0 | 0 | 0 | 12 | 1
NO |  | 170 | 2015 | 4 | 13 | 13 |  | River Sub 230063 | Davis Sub | 230 | 0 | SSPSC | 0.21 | 0 | 1 | 1590 ACSS | 0 | 0 | 0 | 0 | 0 | 0 | 0 | 0 | 0 | 0 | 0 | 0 | 0 | 0 | 0 | 0 | 0 | 0 | 0 | 0 | 0 | 0 | 0 | 12 | 1
NO |  | 170 | 2015 | 4 | 14 | 14 |  | Davis Sub 230065 | Thonotosassa Sub | 230 | 0 | SSPSC | 3.65 | 0 | 1 | 1590 ACSS | 0 | 0 | 0 | 0 | 0 | 0 | 0 | 0 | 0 | 0 | 0 | 0 | 0 | 0 | 0 | 0 | 0 | 0 | 0 | 0 | 0 | 0 | 0 | 12 | 1
NO |  | 170 | 2015 | 4 | 15 | 15 |  | Polk 230401 | Aspen | 230 | 0 | DCPSC | 0.08 | 0 | 1 | 1590 ACSR | 0 | 0 | 0 | 0 | 0 | 0 | 0 | 0 | 0 | 0 | 0 | 0 | 0 | 0 | 0 | 0 | 0 | 0 | 0 | 0 | 0 | 0 | 0 | 12 | 1
NO |  | 170 | 2015 | 4 | 16 | 16 |  | Polk 230401 | Aspen | 230 | 0 | DSPSC | 4.01 | 0 | 1 | 1590 ACSR | 0 | 0 | 0 | 0 | 0 | 0 | 0 | 0 | 0 | 0 | 0 | 0 | 0 | 0 | 0 | 0 | 0 | 0 | 0 | 0 | 0 | 0 | 0 | 12 | 1
NO |  | 170 | 2015 | 4 | 17 | 17 |  | Polk 230401 | Aspen | 230 | 0 | DWPSC | 13.45 | 0 | 1 | 1590 ACSR | 0 | 0 | 0 | 0 | 0 | 0 | 0 | 0 | 0 | 0 | 0 | 0 | 0 | 0 | 0 | 0 | 0 | 0 | 0 | 0 | 0 | 0 | 0 | 12 | 1
NO |  | 170 | 2015 | 4 | 18 | 18 |  | Polk 230401 | Aspen | 230 | 0 | SCPSC | 0.36 | 0 | 2 | 1590 ACSR | 0 | 0 | 0 | 0 | 0 | 0 | 0 | 0 | 0 | 0 | 0 | 0 | 0 | 0 | 0 | 0 | 0 | 0 | 0 | 0 | 0 | 0 | 0 | 12 | 1
NO |  | 170 | 2015 | 4 | 19 | 19 |  | Polk 230401 | Aspen | 230 | 0 | SSPDC | 3.44 | 0 | 1 | 1590 ACSR | 0 | 0 | 0 | 0 | 0 | 0 | 0 | 0 | 0 | 0 | 0 | 0 | 0 | 0 | 0 | 0 | 0 | 0 | 0 | 0 | 0 | 0 | 0 | 12 | 1
NO |  | 170 | 2015 | 4 | 20 | 20 |  | Polk 230401 | Aspen | 230 | 0 | SSPSC | 0.22 | 0 | 1 | 1590 ACSS | 0 | 0 | 0 | 0 | 0 | 0 | 0 | 0 | 0 | 0 | 0 | 0 | 0 | 0 | 0 | 0 | 0 | 0 | 0 | 0 | 0 | 0 | 0 | 12 | 1
NO |  | 170 | 2015 | 4 | 21 | 21 |  | Polk 230401 | Aspen | 230 | 0 | SSPSC | 1.34 | 0 | 2 | 1590 ACSR | 0 | 0 | 0 | 0 | 0 | 0 | 0 | 0 | 0 | 0 | 0 | 0 | 0 | 0 | 0 | 0 | 0 | 0 | 0 | 0 | 0 | 0 | 0 | 12 | 1
NO |  | 170 | 2015 | 4 | 22 | 22 |  | Polk 230401 | Aspen | 230 | 0 | SSPTC | 1.41 | 0 | 1 | 1590 ACSR | 0 | 0 | 0 | 0 | 0 | 0 | 0 | 0 | 0 | 0 | 0 | 0 | 0 | 0 | 0 | 0 | 0 | 0 | 0 | 0 | 0 | 0 | 0 | 12 | 1
NO |  | 170 | 2015 | 4 | 23 | 23 |  | Aspen 230402 | Mines Sub | 230 | 0 | DSPSC | 0.42 | 0 | 1 | 1590 ACSR | 0 | 0 | 0 | 0 | 0 | 0 | 0 | 0 | 0 | 0 | 0 | 0 | 0 | 0 | 0 | 0 | 0 | 0 | 0 | 0 | 0 | 0 | 0 | 12 | 1
NO |  | 170 | 2015 | 4 | 24 | 24 |  | Aspen 230402 | Mines Sub | 230 | 0 | DWPSC | 4.25 | 0 | 1 | 1590 ACSR | 0 | 0 | 0 | 0 | 0 | 0 | 0 | 0 | 0 | 0 | 0 | 0 | 0 | 0 | 0 | 0 | 0 | 0 | 0 | 0 | 0 | 0 | 0 | 12 | 1
NO |  | 170 | 2015 | 4 | 25 | 25 |  | Aspen 230402 | Mines Sub | 230 | 0 | SCPSC | 0.04 | 0 | 1 | 1590 ACSS | 0 | 0 | 0 | 0 | 0 | 0 | 0 | 0 | 0 | 0 | 0 | 0 | 0 | 0 | 0 | 0 | 0 | 0 | 0 | 0 | 0 | 0 | 0 | 12 | 1
NO |  | 170 | 2015 | 4 | 26 | 26 |  | Aspen 230402 | Mines Sub | 230 | 0 | SSPSC | 5.71 | 0 | 1 | 1590 ACSS | 0 | 0 | 0 | 0 | 0 | 0 | 0 | 0 | 0 | 0 | 0 | 0 | 0 | 0 | 0 | 0 | 0 | 0 | 0 | 0 | 0 | 0 | 0 | 12 | 1
NO |  | 170 | 2015 | 4 | 27 | 27 |  | Fish Hawk 230403 | Hampton | 230 | 0 | DCPSC | 4.35 | 0 | 1 | 1590 ACSR | 0 | 0 | 0 | 0 | 0 | 0 | 0 | 0 | 0 | 0 | 0 | 0 | 0 | 0 | 0 | 0 | 0 | 0 | 0 | 0 | 0 | 0 | 0 | 12 | 1
NO |  | 170 | 2015 | 4 | 28 | 28 |  | Fish Hawk 230403 | Hampton | 230 | 0 | DSPSC | 4.49 | 0 | 1 | 1590 ACSR | 0 | 0 | 0 | 0 | 0 | 0 | 0 | 0 | 0 | 0 | 0 | 0 | 0 | 0 | 0 | 0 | 0 | 0 | 0 | 0 | 0 | 0 | 0 | 12 | 1
NO |  | 170 | 2015 | 4 | 29 | 29 |  | Fish Hawk 230403 | Hampton | 230 | 0 | DWPSC | 1.61 | 0 | 1 | 1590 ACSR | 0 | 0 | 0 | 0 | 0 | 0 | 0 | 0 | 0 | 0 | 0 | 0 | 0 | 0 | 0 | 0 | 0 | 0 | 0 | 0 | 0 | 0 | 0 | 12 | 1
NO |  | 170 | 2015 | 4 | 30 | 30 |  | Fish Hawk 230404 | Fish Hawk | 230 | 0 | SSPSC | 0.04 | 0 | 1 | 1590 AAC | 0 | 0 | 0 | 0 | 0 | 0 | 0 | 0 | 0 | 0 | 0 | 0 | 0 | 0 | 0 | 0 | 0 | 0 | 0 | 0 | 0 | 0 | 0 | 12 | 1
NO |  | 170 | 2015 | 4 | 31 | 31 |  | Fish Hawk 230404 | Fish Hawk | 230 | 0 | SSPSC | 0.03 | 0 | 1 | 1590 ACSR | 0 | 0 | 0 | 0 | 0 | 0 | 0 | 0 | 0 | 0 | 0 | 0 | 0 | 0 | 0 | 0 | 0 | 0 | 0 | 0 | 0 | 0 | 0 | 12 | 1
NO |  | 170 | 2015 | 4 | 32 | 32 |  | Pebbledale 230601 | FPC Tie (N. Bartow) | 230 | 0 | DCPSC | 0.05 | 0 | 1 | (2)1590 AAC | 0 | 0 | 0 | 0 | 0 | 0 | 0 | 0 | 0 | 0 | 0 | 0 | 0 | 0 | 0 | 0 | 0 | 0 | 0 | 0 | 0 | 0 | 0 | 12 | 1
NO |  | 170 | 2015 | 4 | 33 | 33 |  | Pebbledale 230602 | FPC Tie (Barcola) | 230 | 0 | DCPSC | 0.08 | 0 | 1 | 1590 ACSR | 0 | 0 | 0 | 0 | 0 | 0 | 0 | 0 | 0 | 0 | 0 | 0 | 0 | 0 | 0 | 0 | 0 | 0 | 0 | 0 | 0 | 0 | 0 | 12 | 1
NO |  | 170 | 2015 | 4 | 34 | 34 |  | Pebbledale 230602 | FPC Tie (Barcola) | 230 | 0 | DCPSC | 1.57 | 0 | 1 | 954 ACSR | 0 | 0 | 0 | 0 | 0 | 0 | 0 | 0 | 0 | 0 | 0 | 0 | 0 | 0 | 0 | 0 | 0 | 0 | 0 | 0 | 0 | 0 | 0 | 12 | 1
NO |  | 170 | 2015 | 4 | 35 | 35 |  | Pebbledale 230602 | FPC Tie (Barcola) | 230 | 0 | DSPSC | 0.17 | 0 | 1 | 1590 ACSR | 0 | 0 | 0 | 0 | 0 | 0 | 0 | 0 | 0 | 0 | 0 | 0 | 0 | 0 | 0 | 0 | 0 | 0 | 0 | 0 | 0 | 0 | 0 | 12 | 1
NO |  | 170 | 2015 | 5 | 1 | 1 |  | Pebbledale 230602 | FPC Tie (Barcola) | 230 | 0 | DSPSC | 4.23 | 0 | 1 | 954 ACSR | 0 | 0 | 0 | 0 | 0 | 0 | 0 | 0 | 0 | 0 | 0 | 0 | 0 | 0 | 0 | 0 | 0 | 0 | 0 | 0 | 0 | 0 | 0 | 12 | 1
NO |  | 170 | 2015 | 5 | 2 | 2 |  | Pebbledale 230602 | FPC Tie (Barcola) | 230 | 0 | DWPSC | 5.17 | 0 | 1 | 954 ACSR | 0 | 0 | 0 | 0 | 0 | 0 | 0 | 0 | 0 | 0 | 0 | 0 | 0 | 0 | 0 | 0 | 0 | 0 | 0 | 0 | 0 | 0 | 0 | 12 | 1
NO |  | 170 | 2015 | 5 | 3 | 3 |  | Pebbledale 230602 | FPC Tie (Barcola) | 230 | 0 | DWPSC | 0.1 | 0 | 1 | 1590 ACSR | 0 | 0 | 0 | 0 | 0 | 0 | 0 | 0 | 0 | 0 | 0 | 0 | 0 | 0 | 0 | 0 | 0 | 0 | 0 | 0 | 0 | 0 | 0 | 12 | 1
NO |  | 170 | 2015 | 5 | 4 | 4 |  | Pebbledale 230603 | Crews Lake (LAK) | 230 | 0 | DCPSC | 0.23 | 0 | 1 | 954 ACSR | 0 | 0 | 0 | 0 | 0 | 0 | 0 | 0 | 0 | 0 | 0 | 0 | 0 | 0 | 0 | 0 | 0 | 0 | 0 | 0 | 0 | 0 | 0 | 12 | 1
NO |  | 170 | 2015 | 5 | 5 | 5 |  | Pebbledale 230603 | Crews Lake (LAK) | 230 | 0 | DCPSC | 0.2 | 0 | 1 | 1590 ACSR | 0 | 0 | 0 | 0 | 0 | 0 | 0 | 0 | 0 | 0 | 0 | 0 | 0 | 0 | 0 | 0 | 0 | 0 | 0 | 0 | 0 | 0 | 0 | 12 | 1
NO |  | 170 | 2015 | 5 | 6 | 6 |  | Pebbledale 230603 | Crews Lake (LAK) | 230 | 0 | DSPSC | 2.97 | 0 | 1 | 954 ACSR | 0 | 0 | 0 | 0 | 0 | 0 | 0 | 0 | 0 | 0 | 0 | 0 | 0 | 0 | 0 | 0 | 0 | 0 | 0 | 0 | 0 | 0 | 0 | 12 | 1
NO |  | 170 | 2015 | 5 | 7 | 7 |  | Pebbledale 230603 | Crews Lake (LAK) | 230 | 0 | DSPSC | 0.59 | 0 | 1 | 1590 ACSR | 0 | 0 | 0 | 0 | 0 | 0 | 0 | 0 | 0 | 0 | 0 | 0 | 0 | 0 | 0 | 0 | 0 | 0 | 0 | 0 | 0 | 0 | 0 | 12 | 1
NO |  | 170 | 2015 | 5 | 8 | 8 |  | Pebbledale 230603 | Crews Lake (LAK) | 230 | 0 | DWPSC | 1.3 | 0 | 1 | 1590 ACSR | 0 | 0 | 0 | 0 | 0 | 0 | 0 | 0 | 0 | 0 | 0 | 0 | 0 | 0 | 0 | 0 | 0 | 0 | 0 | 0 | 0 | 0 | 0 | 12 | 1
NO |  | 170 | 2015 | 5 | 9 | 9 |  | Pebbledale 230603 | Crews Lake (LAK) | 230 | 0 | DWPSC | 2.09 | 0 | 1 | 954 ACSR | 0 | 0 | 0 | 0 | 0 | 0 | 0 | 0 | 0 | 0 | 0 | 0 | 0 | 0 | 0 | 0 | 0 | 0 | 0 | 0 | 0 | 0 | 0 | 12 | 1
NO |  | 170 | 2015 | 5 | 10 | 10 |  | Pebbledale 230603 | Crews Lake (LAK) | 230 | 0 | SCPSC | 0.15 | 0 | 1 | 1590 ACSR | 0 | 0 | 0 | 0 | 0 | 0 | 0 | 0 | 0 | 0 | 0 | 0 | 0 | 0 | 0 | 0 | 0 | 0 | 0 | 0 | 0 | 0 | 0 | 12 | 1
NO |  | 170 | 2015 | 5 | 11 | 11 |  | Pebbledale 230603 | Crews Lake (LAK) | 230 | 0 | SSPSC | 1.96 | 0 | 1 | 954 ACSR | 0 | 0 | 0 | 0 | 0 | 0 | 0 | 0 | 0 | 0 | 0 | 0 | 0 | 0 | 0 | 0 | 0 | 0 | 0 | 0 | 0 | 0 | 0 | 12 | 1
NO |  | 170 | 2015 | 5 | 12 | 12 |  | S. Eloise Sub 230604 | FPC Tie (Lake Wales) | 230 | 0 | DCPSC | 0.32 | 0 | 1 | 954 ACSR | 0 | 0 | 0 | 0 | 0 | 0 | 0 | 0 | 0 | 0 | 0 | 0 | 0 | 0 | 0 | 0 | 0 | 0 | 0 | 0 | 0 | 0 | 0 | 12 | 1
NO |  | 170 | 2015 | 5 | 13 | 13 |  | S. Eloise Sub 230604 | FPC Tie (Lake Wales) | 230 | 0 | DSPSC | 3.4 | 0 | 1 | 954 ACSR | 0 | 0 | 0 | 0 | 0 | 0 | 0 | 0 | 0 | 0 | 0 | 0 | 0 | 0 | 0 | 0 | 0 | 0 | 0 | 0 | 0 | 0 | 0 | 12 | 1
NO |  | 170 | 2015 | 5 | 14 | 14 |  | S. Eloise Sub 230604 | FPC Tie (Lake Wales) | 230 | 0 | DWPSC | 3.35 | 0 | 1 | 954 ACSR | 0 | 0 | 0 | 0 | 0 | 0 | 0 | 0 | 0 | 0 | 0 | 0 | 0 | 0 | 0 | 0 | 0 | 0 | 0 | 0 | 0 | 0 | 0 | 12 | 1
NO |  | 170 | 2015 | 5 | 15 | 15 |  | S. Eloise Sub 230604 | FPC Tie (Lake Wales) | 230 | 0 | SCPSC | 0.2 | 0 | 1 | 954 ACSR | 0 | 0 | 0 | 0 | 0 | 0 | 0 | 0 | 0 | 0 | 0 | 0 | 0 | 0 | 0 | 0 | 0 | 0 | 0 | 0 | 0 | 0 | 0 | 12 | 1
NO |  | 170 | 2015 | 5 | 16 | 16 |  | S. Eloise Sub 230604 | FPC Tie (Lake Wales) | 230 | 0 | SSPSC | 0.09 | 0 | 1 | 954 ACSR | 0 | 0 | 0 | 0 | 0 | 0 | 0 | 0 | 0 | 0 | 0 | 0 | 0 | 0 | 0 | 0 | 0 | 0 | 0 | 0 | 0 | 0 | 0 | 12 | 1
NO |  | 170 | 2015 | 5 | 17 | 17 |  | S. Eloise Sub 230604 | FPC Tie (Lake Wales) | 230 | 0 | SWPSC | 0.08 | 0 | 1 | 954 ACSR | 0 | 0 | 0 | 0 | 0 | 0 | 0 | 0 | 0 | 0 | 0 | 0 | 0 | 0 | 0 | 0 | 0 | 0 | 0 | 0 | 0 | 0 | 0 | 12 | 1
NO |  | 170 | 2015 | 5 | 18 | 18 |  | Pebbledale 230605 | Polk | 230 | 0 | SCPSC | 0.1 | 0 | 1 | 1590 ACSR | 0 | 0 | 0 | 0 | 0 | 0 | 0 | 0 | 0 | 0 | 0 | 0 | 0 | 0 | 0 | 0 | 0 | 0 | 0 | 0 | 0 | 0 | 0 | 12 | 1
NO |  | 170 | 2015 | 5 | 19 | 19 |  | Pebbledale 230605 | Polk | 230 | 0 | SSPDC | 0.9 | 0 | 2 | 1590 ACSR | 0 | 0 | 0 | 0 | 0 | 0 | 0 | 0 | 0 | 0 | 0 | 0 | 0 | 0 | 0 | 0 | 0 | 0 | 0 | 0 | 0 | 0 | 0 | 12 | 1
NO |  | 170 | 2015 | 5 | 20 | 20 |  | Pebbledale 230605 | Polk | 230 | 0 | SSPSC | 8.77 | 0 | 1 | 1590 ACSR | 0 | 0 | 0 | 0 | 0 | 0 | 0 | 0 | 0 | 0 | 0 | 0 | 0 | 0 | 0 | 0 | 0 | 0 | 0 | 0 | 0 | 0 | 0 | 12 | 1
NO |  | 170 | 2015 | 5 | 21 | 21 |  | Polk 230606 | Pebbledale | 230 | 0 | DCPSC | 2.01 | 0 | 1 | 1590 ACSR | 0 | 0 | 0 | 0 | 0 | 0 | 0 | 0 | 0 | 0 | 0 | 0 | 0 | 0 | 0 | 0 | 0 | 0 | 0 | 0 | 0 | 0 | 0 | 12 | 1
NO |  | 170 | 2015 | 5 | 22 | 22 |  | Polk 230606 | Pebbledale | 230 | 0 | DSPSC | 1.03 | 0 | 1 | 1590 ACSR | 0 | 0 | 0 | 0 | 0 | 0 | 0 | 0 | 0 | 0 | 0 | 0 | 0 | 0 | 0 | 0 | 0 | 0 | 0 | 0 | 0 | 0 | 0 | 12 | 1
NO |  | 170 | 2015 | 5 | 23 | 23 |  | Polk 230606 | Pebbledale | 230 | 0 | DWPSC | 1.43 | 0 | 1 | 1590 ACSR | 0 | 0 | 0 | 0 | 0 | 0 | 0 | 0 | 0 | 0 | 0 | 0 | 0 | 0 | 0 | 0 | 0 | 0 | 0 | 0 | 0 | 0 | 0 | 12 | 1
NO |  | 170 | 2015 | 5 | 24 | 24 |  | Polk 230606 | Pebbledale | 230 | 0 | SCPDC | 0 | 0.1 | 2 | 1590 ACSR | 0 | 0 | 0 | 0 | 0 | 0 | 0 | 0 | 0 | 0 | 0 | 0 | 0 | 0 | 0 | 0 | 0 | 0 | 0 | 0 | 0 | 0 | 0 | 12 | 1
NO |  | 170 | 2015 | 5 | 25 | 25 |  | Polk 230606 | Pebbledale | 230 | 0 | SCPSC | 2.77 | 0 | 1 | 1590 ACSR | 0 | 0 | 0 | 0 | 0 | 0 | 0 | 0 | 0 | 0 | 0 | 0 | 0 | 0 | 0 | 0 | 0 | 0 | 0 | 0 | 0 | 0 | 0 | 12 | 1
NO |  | 170 | 2015 | 5 | 26 | 26 |  | Polk 230606 | Pebbledale | 230 | 0 | SSPDC | 0 | 3.42 | 2 | 1590 ACSR | 0 | 0 | 0 | 0 | 0 | 0 | 0 | 0 | 0 | 0 | 0 | 0 | 0 | 0 | 0 | 0 | 0 | 0 | 0 | 0 | 0 | 0 | 0 | 12 | 1
NO |  | 170 | 2015 | 5 | 27 | 27 |  | Polk 230606 | Pebbledale | 230 | 0 | SSPSC | 0.99 | 0 | 1 | 1590 ACSR | 0 | 0 | 0 | 0 | 0 | 0 | 0 | 0 | 0 | 0 | 0 | 0 | 0 | 0 | 0 | 0 | 0 | 0 | 0 | 0 | 0 | 0 | 0 | 12 | 1
NO |  | 170 | 2015 | 5 | 28 | 28 |  | Polk 230606 | Pebbledale | 230 | 0 | SSPTC | 0 | 1.41 | 3 | 1590 ACSR | 0 | 0 | 0 | 0 | 0 | 0 | 0 | 0 | 0 | 0 | 0 | 0 | 0 | 0 | 0 | 0 | 0 | 0 | 0 | 0 | 0 | 0 | 0 | 12 | 1
NO |  | 170 | 2015 | 5 | 29 | 29 |  | Polk 230606 | Pebbledale | 230 | 0 | SWPSC | 0.21 | 0 | 1 | 1590 ACSR | 0 | 0 | 0 | 0 | 0 | 0 | 0 | 0 | 0 | 0 | 0 | 0 | 0 | 0 | 0 | 0 | 0 | 0 | 0 | 0 | 0 | 0 | 0 | 12 | 1
NO |  | 170 | 2015 | 5 | 30 | 30 |  | Polk 230607 | Hardee | 230 | 0 | SCPSC | 0.17 | 0 | 1 | 1590 ACSR | 0 | 0 | 0 | 0 | 0 | 0 | 0 | 0 | 0 | 0 | 0 | 0 | 0 | 0 | 0 | 0 | 0 | 0 | 0 | 0 | 0 | 0 | 0 | 12 | 1
NO |  | 170 | 2015 | 5 | 31 | 31 |  | Polk 230607 | Hardee | 230 | 0 | SSPDC | 0 | 0.9 | 2 | 1590 ACSR | 0 | 0 | 0 | 0 | 0 | 0 | 0 | 0 | 0 | 0 | 0 | 0 | 0 | 0 | 0 | 0 | 0 | 0 | 0 | 0 | 0 | 0 | 0 | 12 | 1
NO |  | 170 | 2015 | 5 | 32 | 32 |  | Polk 230607 | Hardee | 230 | 0 | SSPSC | 8.28 | 0 | 1 | 1590 ACSR | 0 | 0 | 0 | 0 | 0 | 0 | 0 | 0 | 0 | 0 | 0 | 0 | 0 | 0 | 0 | 0 | 0 | 0 | 0 | 0 | 0 | 0 | 0 | 12 | 1
NO |  | 170 | 2015 | 5 | 33 | 33 |  | Recker 230608 | Crews Lake | 230 | 0 | DCPSC | 0.28 | 0 | 1 | 1590 ACSR | 0 | 0 | 0 | 0 | 0 | 0 | 0 | 0 | 0 | 0 | 0 | 0 | 0 | 0 | 0 | 0 | 0 | 0 | 0 | 0 | 0 | 0 | 0 | 12 | 1
NO |  | 170 | 2015 | 5 | 34 | 34 |  | Recker 230608 | Crews Lake | 230 | 0 | DSPSC | 3.69 | 0 | 1 | 1590 ACSR | 0 | 0 | 0 | 0 | 0 | 0 | 0 | 0 | 0 | 0 | 0 | 0 | 0 | 0 | 0 | 0 | 0 | 0 | 0 | 0 | 0 | 0 | 0 | 12 | 1
NO |  | 170 | 2015 | 5 | 35 | 35 |  | Recker 230608 | Crews Lake | 230 | 0 | DWPSC | 6.38 | 0 | 1 | 1590 ACSR | 0 | 0 | 0 | 0 | 0 | 0 | 0 | 0 | 0 | 0 | 0 | 0 | 0 | 0 | 0 | 0 | 0 | 0 | 0 | 0 | 0 | 0 | 0 | 12 | 1
NO |  | 170 | 2015 | 6 | 1 | 1 |  | Recker 230608 | Crews Lake | 230 | 0 | SCPSC | 0.39 | 0 | 1 | 1590 ACSR | 0 | 0 | 0 | 0 | 0 | 0 | 0 | 0 | 0 | 0 | 0 | 0 | 0 | 0 | 0 | 0 | 0 | 0 | 0 | 0 | 0 | 0 | 0 | 12 | 1
NO |  | 170 | 2015 | 6 | 2 | 2 |  | Recker 230608 | Crews Lake | 230 | 0 | SSPDC | 2.72 | 0 | 2 | 1590 ACSR | 0 | 0 | 0 | 0 | 0 | 0 | 0 | 0 | 0 | 0 | 0 | 0 | 0 | 0 | 0 | 0 | 0 | 0 | 0 | 0 | 0 | 0 | 0 | 12 | 1
NO |  | 170 | 2015 | 6 | 3 | 3 |  | Recker 230608 | Crews Lake | 230 | 0 | SSPSC | 0.68 | 0 | 1 | 1590 ACSR | 0 | 0 | 0 | 0 | 0 | 0 | 0 | 0 | 0 | 0 | 0 | 0 | 0 | 0 | 0 | 0 | 0 | 0 | 0 | 0 | 0 | 0 | 0 | 12 | 1
NO |  | 170 | 2015 | 6 | 4 | 4 |  | Recker SW Sta 230609 | Ariana | 230 | 0 | DCPSC | 0.19 | 0 | 1 | 1590 ACSR | 0 | 0 | 0 | 0 | 0 | 0 | 0 | 0 | 0 | 0 | 0 | 0 | 0 | 0 | 0 | 0 | 0 | 0 | 0 | 0 | 0 | 0 | 0 | 12 | 1
NO |  | 170 | 2015 | 6 | 5 | 5 |  | Recker SW Sta 230609 | Ariana | 230 | 0 | DWPSC | 0.35 | 0 | 1 | 1590 ACSR | 0 | 0 | 0 | 0 | 0 | 0 | 0 | 0 | 0 | 0 | 0 | 0 | 0 | 0 | 0 | 0 | 0 | 0 | 0 | 0 | 0 | 0 | 0 | 12 | 1
NO |  | 170 | 2015 | 6 | 6 | 6 |  | Recker SW Sta 230609 | Ariana | 230 | 0 | SSPDC | 0 | 0.6 | 2 | 1590 ACSR | 0 | 0 | 0 | 0 | 0 | 0 | 0 | 0 | 0 | 0 | 0 | 0 | 0 | 0 | 0 | 0 | 0 | 0 | 0 | 0 | 0 | 0 | 0 | 12 | 1
NO |  | 170 | 2015 | 6 | 7 | 7 |  | Recker SW Sta 230609 | Ariana | 230 | 0 | SSPSC | 0.41 | 0 | 1 | 1590 ACSR | 0 | 0 | 0 | 0 | 0 | 0 | 0 | 0 | 0 | 0 | 0 | 0 | 0 | 0 | 0 | 0 | 0 | 0 | 0 | 0 | 0 | 0 | 0 | 12 | 1
NO |  | 170 | 2015 | 6 | 8 | 8 |  | Recker Sub 230610 | Mission Energy | 230 | 0 | SCPSC | 0.17 | 0 | 1 | 954 AAC | 0 | 0 | 0 | 0 | 0 | 0 | 0 | 0 | 0 | 0 | 0 | 0 | 0 | 0 | 0 | 0 | 0 | 0 | 0 | 0 | 0 | 0 | 0 | 12 | 1
NO |  | 170 | 2015 | 6 | 9 | 9 |  | Recker Sub 230611 | Mission Energy | 230 | 0 | SCPSC | 0.18 | 0 | 1 | 954 AAC | 0 | 0 | 0 | 0 | 0 | 0 | 0 | 0 | 0 | 0 | 0 | 0 | 0 | 0 | 0 | 0 | 0 | 0 | 0 | 0 | 0 | 0 | 0 | 12 | 1
NO |  | 170 | 2015 | 6 | 10 | 10 |  | Recker Sub 230612 | Lake Agnes | 230 | 0 | DCPSC | 0.22 | 0 | 1 | 1590 ACSR | 0 | 0 | 0 | 0 | 0 | 0 | 0 | 0 | 0 | 0 | 0 | 0 | 0 | 0 | 0 | 0 | 0 | 0 | 0 | 0 | 0 | 0 | 0 | 12 | 1
NO |  | 170 | 2015 | 6 | 11 | 11 |  | Recker Sub 230612 | Lake Agnes | 230 | 0 | SCPDC | 0.76 | 0 | 2 | 1590 ACSR | 0 | 0 | 0 | 0 | 0 | 0 | 0 | 0 | 0 | 0 | 0 | 0 | 0 | 0 | 0 | 0 | 0 | 0 | 0 | 0 | 0 | 0 | 0 | 12 | 1
NO |  | 170 | 2015 | 6 | 12 | 12 |  | Recker Sub 230612 | Lake Agnes | 230 | 0 | SSPSC | 8.58 | 0 | 1 | 1590 ACSR | 0 | 0 | 0 | 0 | 0 | 0 | 0 | 0 | 0 | 0 | 0 | 0 | 0 | 0 | 0 | 0 | 0 | 0 | 0 | 0 | 0 | 0 | 0 | 12 | 1
NO |  | 170 | 2015 | 6 | 13 | 13 |  | GSU 230613 | Polk Gen | 230 | 0 | SSPDC | 0.09 | 0 | 2 | 954 AAC | 0 | 0 | 0 | 0 | 0 | 0 | 0 | 0 | 0 | 0 | 0 | 0 | 0 | 0 | 0 | 0 | 0 | 0 | 0 | 0 | 0 | 0 | 0 | 12 | 1
NO |  | 170 | 2015 | 6 | 14 | 14 |  | GSU 230613 | Polk Gen | 230 | 0 | SSPSC | 0.25 | 0 | 1 | 954 AAC | 0 | 0 | 0 | 0 | 0 | 0 | 0 | 0 | 0 | 0 | 0 | 0 | 0 | 0 | 0 | 0 | 0 | 0 | 0 | 0 | 0 | 0 | 0 | 12 | 1
NO |  | 170 | 2015 | 6 | 15 | 15 |  | GSU 230614 | Polk Gen | 230 | 0 | SSPDC | 0 | 0.17 | 2 | 954 AAC | 0 | 0 | 0 | 0 | 0 | 0 | 0 | 0 | 0 | 0 | 0 | 0 | 0 | 0 | 0 | 0 | 0 | 0 | 0 | 0 | 0 | 0 | 0 | 12 | 1
NO |  | 170 | 2015 | 6 | 16 | 16 |  | GSU 230614 | Polk Gen | 230 | 0 | SSPSC | 0.46 | 0 | 1 | 954 AAC | 0 | 0 | 0 | 0 | 0 | 0 | 0 | 0 | 0 | 0 | 0 | 0 | 0 | 0 | 0 | 0 | 0 | 0 | 0 | 0 | 0 | 0 | 0 | 12 | 1
NO |  | 170 | 2015 | 6 | 17 | 17 |  | Lake Agnes 230615 | McIntosh | 230 | 0 | SSPSC | 0.06 | 0 | 1 | 1590 ACSS | 0 | 0 | 0 | 0 | 0 | 0 | 0 | 0 | 0 | 0 | 0 | 0 | 0 | 0 | 0 | 0 | 0 | 0 | 0 | 0 | 0 | 0 | 0 | 12 | 1
NO |  | 170 | 2015 | 6 | 18 | 18 |  | Lake Agnes 230616 | Osceola | 230 | 0 | DSPSC | 0.09 | 0 | 1 | 1590 ACSS | 0 | 0 | 0 | 0 | 0 | 0 | 0 | 0 | 0 | 0 | 0 | 0 | 0 | 0 | 0 | 0 | 0 | 0 | 0 | 0 | 0 | 0 | 0 | 12 | 1
NO |  | 170 | 2015 | 6 | 19 | 19 |  | Lake Agnes 230616 | Osceola | 230 | 0 | DSPSC | 0.05 | 0 | 1 | 1272 ACSS | 0 | 0 | 0 | 0 | 0 | 0 | 0 | 0 | 0 | 0 | 0 | 0 | 0 | 0 | 0 | 0 | 0 | 0 | 0 | 0 | 0 | 0 | 0 | 12 | 1
NO |  | 170 | 2015 | 6 | 20 | 20 |  | Lake Agnes 230616 | Osceola | 230 | 0 | DWPSC | 21.45 | 0 | 1 | 1272 ACSS | 0 | 0 | 0 | 0 | 0 | 0 | 0 | 0 | 0 | 0 | 0 | 0 | 651700111 | 0 | 0 | 0 | 0 | 0 | 0 | 0 | 0 | 0 | 0 | 12 | 1
NO |  | 170 | 2015 | 6 | 21 | 21 |  | Osceola 230617 | Cane Island | 230 | 0 | SSPSC | 4.12 | 0 | 1 | 1272 ACSS | 0 | 0 | 0 | 0 | 0 | 0 | 0 | 0 | 0 | 0 | 0 | 0 | 0 | 0 | 0 | 0 | 0 | 0 | 0 | 0 | 0 | 0 | 0 | 12 | 1
NO |  | 170 | 2015 | 6 | 22 | 22 |  | GSU 230619 | Polk Gen | 230 | 0 | SCPDC | 0.17 | 0 | 2 | 954 ACSR | 0 | 0 | 0 | 0 | 0 | 0 | 0 | 0 | 0 | 0 | 0 | 0 | 0 | 0 | 0 | 0 | 0 | 0 | 0 | 0 | 0 | 0 | 0 | 12 | 1
NO |  | 170 | 2015 | 6 | 23 | 23 |  | GSU 230619 | Polk Gen | 230 | 0 | SCPSC | 0.38 | 0 | 1 | 954 ACSR | 0 | 0 | 0 | 0 | 0 | 0 | 0 | 0 | 0 | 0 | 0 | 0 | 0 | 0 | 0 | 0 | 0 | 0 | 0 | 0 | 0 | 0 | 0 | 12 | 1
NO |  | 170 | 2015 | 6 | 24 | 24 |  | Recker Sub 230620 | Calpine | 230 | 0 | SCPSC | 0.07 | 0 | 1 | 954 AAC | 0 | 0 | 0 | 0 | 0 | 0 | 0 | 0 | 0 | 0 | 0 | 0 | 0 | 0 | 0 | 0 | 0 | 0 | 0 | 0 | 0 | 0 | 0 | 12 | 1
NO |  | 170 | 2015 | 6 | 25 | 25 |  | Recker Sub 230621 | Osprey | 230 | 0 | SCPSC | 0.07 | 0 | 1 | 1590 ACSR | 0 | 0 | 0 | 0 | 0 | 0 | 0 | 0 | 0 | 0 | 0 | 0 | 0 | 0 | 0 | 0 | 0 | 0 | 0 | 0 | 0 | 0 | 0 | 12 | 1
NO |  | 170 | 2015 | 6 | 26 | 26 |  | S Eloise Sub 230622 | Recker Sub | 230 | 0 | SSPDC | 0 | 2.21 | 2 | 1590 ACSS | 0 | 0 | 0 | 0 | 0 | 0 | 0 | 0 | 0 | 0 | 0 | 0 | 0 | 0 | 0 | 0 | 0 | 0 | 0 | 0 | 0 | 0 | 0 | 12 | 1
NO |  | 170 | 2015 | 6 | 27 | 27 |  | S Eloise Sub 230622 | Recker Sub | 230 | 0 | SSPSC | 5.19 | 0 | 1 | 1590 ACSS | 0 | 0 | 0 | 0 | 0 | 0 | 0 | 0 | 0 | 0 | 0 | 0 | 0 | 0 | 0 | 0 | 0 | 0 | 0 | 0 | 0 | 0 | 0 | 12 | 1
NO |  | 170 | 2015 | 6 | 28 | 28 |  | S Eloise Sub 230623 | FPC Tie (N. Bartow) | 230 | 0 | DCPSC | 1.07 | 0 | 1 | 954 ACSR | 0 | 0 | 0 | 0 | 0 | 0 | 0 | 0 | 0 | 0 | 0 | 0 | 0 | 0 | 0 | 0 | 0 | 0 | 0 | 0 | 0 | 0 | 0 | 12 | 1
NO |  | 170 | 2015 | 6 | 29 | 29 |  | S Eloise Sub 230623 | FPC Tie (N. Bartow) | 230 | 0 | DSPSC | 4.5 | 0 | 1 | 954 ACSR | 0 | 0 | 0 | 0 | 0 | 0 | 0 | 0 | 0 | 0 | 0 | 0 | 0 | 0 | 0 | 0 | 0 | 0 | 0 | 0 | 0 | 0 | 0 | 12 | 1
NO |  | 170 | 2015 | 6 | 30 | 30 |  | S Eloise Sub 230623 | FPC Tie (N. Bartow) | 230 | 0 | DWPSC | 3.2 | 0 | 1 | 954 ACSR | 0 | 0 | 0 | 0 | 0 | 0 | 0 | 0 | 0 | 0 | 0 | 0 | 0 | 0 | 0 | 0 | 0 | 0 | 0 | 0 | 0 | 0 | 0 | 12 | 1
NO |  | 170 | 2015 | 6 | 31 | 31 |  | S Eloise Sub 230623 | FPC Tie (N. Bartow) | 230 | 0 | SSPSC | 3.41 | 0 | 1 | 1590 ACSR | 0 | 0 | 0 | 0 | 0 | 0 | 0 | 0 | 0 | 0 | 0 | 0 | 0 | 0 | 0 | 0 | 0 | 0 | 0 | 0 | 0 | 0 | 0 | 12 | 1
NO |  | 170 | 2015 | 6 | 32 | 32 |  | Fish Hawk 230625 | Pebbledale | 230 | 0 | DCPSC | 0.06 | 0 | 1 | 1590 ACSR | 0 | 0 | 0 | 0 | 0 | 0 | 0 | 0 | 0 | 0 | 0 | 0 | 0 | 0 | 0 | 0 | 0 | 0 | 0 | 0 | 0 | 0 | 0 | 12 | 1
NO |  | 170 | 2015 | 6 | 33 | 33 |  | Fish Hawk 230625 | Pebbledale | 230 | 0 | DCPSC | 4.9 | 0 | 1 | 954 ACSR | 0 | 0 | 0 | 0 | 0 | 0 | 0 | 0 | 0 | 0 | 0 | 0 | 0 | 0 | 0 | 0 | 0 | 0 | 0 | 0 | 0 | 0 | 0 | 12 | 1
NO |  | 170 | 2015 | 6 | 34 | 34 |  | Fish Hawk 230625 | Pebbledale | 230 | 0 | DSPDC | 0.1 | 0 | 2 | 954 ACSR | 0 | 0 | 0 | 0 | 0 | 0 | 0 | 0 | 0 | 0 | 0 | 0 | 0 | 0 | 0 | 0 | 0 | 0 | 0 | 0 | 0 | 0 | 0 | 12 | 1
NO |  | 170 | 2015 | 6 | 35 | 35 |  | Fish Hawk 230625 | Pebbledale | 230 | 0 | DSPSC | 6.97 | 0 | 1 | 954 ACSR | 0 | 0 | 0 | 0 | 0 | 0 | 0 | 0 | 0 | 0 | 0 | 0 | 0 | 0 | 0 | 0 | 0 | 0 | 0 | 0 | 0 | 0 | 0 | 12 | 1
NO |  | 170 | 2015 | 7 | 1 | 1 |  | Fish Hawk 230625 | Pebbledale | 230 | 0 | DWPSC | 4.46 | 0 | 1 | 954 ACSR | 0 | 0 | 0 | 0 | 0 | 0 | 0 | 0 | 0 | 0 | 0 | 0 | 0 | 0 | 0 | 0 | 0 | 0 | 0 | 0 | 0 | 0 | 0 | 12 | 1
NO |  | 170 | 2015 | 7 | 2 | 2 |  | Fish Hawk 230625 | Pebbledale | 230 | 0 | SCPSC | 0.78 | 0 | 1 | 954 ACSR | 0 | 0 | 0 | 0 | 0 | 0 | 0 | 0 | 0 | 0 | 0 | 0 | 0 | 0 | 0 | 0 | 0 | 0 | 0 | 0 | 0 | 0 | 0 | 12 | 1
NO |  | 170 | 2015 | 7 | 3 | 3 |  | Fish Hawk 230625 | Pebbledale | 230 | 0 | SCPSC | 0.03 | 0 | 1 | 954 ACSR | 0 | 0 | 0 | 0 | 0 | 0 | 0 | 0 | 0 | 0 | 0 | 0 | 0 | 0 | 0 | 0 | 0 | 0 | 0 | 0 | 0 | 0 | 0 | 12 | 1
NO |  | 170 | 2015 | 7 | 4 | 4 |  | Fish Hawk 230625 | Pebbledale | 230 | 0 | STDC | 0 | 1.99 | 2 | 954 ACSR | 0 | 0 | 0 | 0 | 0 | 0 | 0 | 0 | 0 | 0 | 0 | 0 | 0 | 0 | 0 | 0 | 0 | 0 | 0 | 0 | 0 | 0 | 0 | 12 | 1
NO |  | 170 | 2015 | 7 | 5 | 5 |  | Polk CTS 230631 | Polk Power Sub | 230 | 0 | SCPDC | 0 | 0.24 | 2 | 954 ACSR | 0 | 0 | 0 | 0 | 0 | 0 | 0 | 0 | 0 | 0 | 0 | 0 | 0 | 0 | 0 | 0 | 0 | 0 | 0 | 0 | 0 | 0 | 0 | 12 | 1
NO |  | 170 | 2015 | 7 | 6 | 6 |  | Polk CTS 230631 | Polk Power Sub | 230 | 0 | SCPSC | 0.32 | 0 | 1 | 954 ACSR | 0 | 0 | 0 | 0 | 0 | 0 | 0 | 0 | 0 | 0 | 0 | 0 | 0 | 0 | 0 | 0 | 0 | 0 | 0 | 0 | 0 | 0 | 0 | 12 | 1
NO |  | 170 | 2015 | 7 | 7 | 7 |  | Polk CTS 230631 | Polk Power Sub | 230 | 0 | SSPSC | 0.09 | 0 | 1 | 954 AAC | 0 | 0 | 0 | 0 | 0 | 0 | 0 | 0 | 0 | 0 | 0 | 0 | 0 | 0 | 0 | 0 | 0 | 0 | 0 | 0 | 0 | 0 | 0 | 12 | 1
NO |  | 170 | 2015 | 7 | 8 | 8 |  | Polk PW Sub 230635 | Mines Sub | 230 | 0 | SSPSC | 10.96 | 0 | 1 | 1590 ACSS | 0 | 0 | 0 | 0 | 0 | 0 | 0 | 0 | 0 | 0 | 0 | 0 | 0 | 0 | 0 | 0 | 0 | 0 | 0 | 0 | 0 | 0 | 0 | 12 | 1
NO |  | 170 | 2015 | 7 | 9 | 9 |  | De-energized 231008 | De-energized | 230 | 0 | DWPSC | 0.68 | 0 | 1 | 954 ACSR | 0 | 0 | 0 | 0 | 0 | 0 | 0 | 0 | 0 | 0 | 0 | 0 | 0 | 0 | 0 | 0 | 0 | 0 | 0 | 0 | 0 | 0 | 0 | 12 | 1
NO |  | 170 | 2015 | 7 | 10 | 10 |  | De-energized 231008 | De-energized | 230 | 0 | STDC | 0.08 | 0 | 2 | 1590 ACSR | 0 | 0 | 0 | 0 | 0 | 0 | 0 | 0 | 0 | 0 | 0 | 0 | 0 | 0 | 0 | 0 | 0 | 0 | 0 | 0 | 0 | 0 | 0 | 12 | 1
NO |  | 170 | 2015 | 7 | 11 | 11 |  | De-energized 231008 | De-energized | 230 | 0 | STDC | 2.1 | 0 | 2 | 795 ACSR | 0 | 0 | 0 | 0 | 0 | 0 | 0 | 0 | 0 | 0 | 0 | 0 | 0 | 0 | 0 | 0 | 0 | 0 | 0 | 0 | 0 | 0 | 0 | 12 | 1
NO |  | 170 | 2015 | 7 | 12 | 12 |  | De-energized 231008 | De-energized | 230 | 0 | STDC | 0.14 | 0 | 2 | 954 ACSR | 0 | 0 | 0 | 0 | 0 | 0 | 0 | 0 | 0 | 0 | 0 | 0 | 0 | 0 | 0 | 0 | 0 | 0 | 0 | 0 | 0 | 0 | 0 | 12 | 1
NO |  | 170 | 2015 | 7 | 13 | 13 |  | De-energized 231902 | De-energized | 230 | 0 | STDC | 0 | 2.34 | 2 | 954 ACSR | 0 | 0 | 0 | 0 | 0 | 0 | 0 | 0 | 0 | 0 | 0 | 0 | 0 | 0 | 0 | 0 | 0 | 0 | 0 | 0 | 0 | 0 | 0 | 12 | 1
NO |  | 170 | 2015 | 7 | 14 | 14 |  | Juneau 138002 | Juneau | 138 | 0 | SCPSC | 0.04 | 0 | 1 | 954 AAC | 0 | 0 | 0 | 0 | 0 | 0 | 0 | 0 | 0 | 0 | 0 | 0 | 0 | 0 | 0 | 0 | 0 | 0 | 0 | 0 | 0 | 0 | 0 | 12 | 1
NO |  | 170 | 2015 | 7 | 15 | 15 |  | Juneau 138002 | Juneau | 138 | 0 | SWPSC | 0.04 | 0 | 1 | 954 AAC | 0 | 0 | 0 | 0 | 0 | 0 | 0 | 0 | 0 | 0 | 0 | 0 | 0 | 0 | 0 | 0 | 0 | 0 | 0 | 0 | 0 | 0 | 0 | 12 | 1
NO |  | 170 | 2015 | 7 | 16 | 16 |  | Juneau 138003 | Ohio | 138 | 0 | SCPSC | 0.31 | 0 | 1 | 954 ACSR | 0 | 0 | 0 | 0 | 0 | 0 | 0 | 0 | 0 | 0 | 0 | 0 | 0 | 0 | 0 | 0 | 0 | 0 | 0 | 0 | 0 | 0 | 0 | 12 | 1
NO |  | 170 | 2015 | 7 | 17 | 17 |  | Juneau 138003 | Ohio | 138 | 0 | SCPSC | 0.29 | 0 | 1 | 795 ACSR | 0 | 0 | 0 | 0 | 0 | 0 | 0 | 0 | 0 | 0 | 0 | 0 | 0 | 0 | 0 | 0 | 0 | 0 | 0 | 0 | 0 | 0 | 0 | 12 | 1
NO |  | 170 | 2015 | 7 | 18 | 18 |  | Juneau 138003 | Ohio | 138 | 0 | SCPSC | 1.29 | 0 | 1 | 954 AAC | 0 | 0 | 0 | 0 | 0 | 0 | 0 | 0 | 0 | 0 | 0 | 0 | 0 | 0 | 0 | 0 | 0 | 0 | 0 | 0 | 0 | 0 | 0 | 12 | 1
NO |  | 170 | 2015 | 7 | 19 | 19 |  | Juneau 138003 | Ohio | 138 | 0 | SCPSC | 0.5 | 0 | 1 | 636 AAC | 0 | 0 | 0 | 0 | 0 | 0 | 0 | 0 | 0 | 0 | 0 | 0 | 0 | 0 | 0 | 0 | 0 | 0 | 0 | 0 | 0 | 0 | 0 | 12 | 1
NO |  | 170 | 2015 | 7 | 20 | 20 |  | Juneau 138003 | Ohio | 138 | 0 | SSPDC | 0 | 1.06 | 2 | 954 ACSR | 0 | 0 | 0 | 0 | 0 | 0 | 0 | 0 | 0 | 0 | 0 | 0 | 0 | 0 | 0 | 0 | 0 | 0 | 0 | 0 | 0 | 0 | 0 | 12 | 1
NO |  | 170 | 2015 | 7 | 21 | 21 |  | Juneau 138003 | Ohio | 138 | 0 | SSPDC | 0.2 | 0 | 2 | 636 AAC | 0 | 0 | 0 | 0 | 0 | 0 | 0 | 0 | 0 | 0 | 0 | 0 | 0 | 0 | 0 | 0 | 0 | 0 | 0 | 0 | 0 | 0 | 0 | 12 | 1
NO |  | 170 | 2015 | 7 | 22 | 22 |  | Juneau 138003 | Ohio | 138 | 0 | SSPSC | 0.04 | 0 | 1 | 795 SSAC | 0 | 0 | 0 | 0 | 0 | 0 | 0 | 0 | 0 | 0 | 0 | 0 | 0 | 0 | 0 | 0 | 0 | 0 | 0 | 0 | 0 | 0 | 0 | 12 | 1
NO |  | 170 | 2015 | 7 | 23 | 23 |  | Juneau 138003 | Ohio | 138 | 0 | SSPSC | 0.24 | 0 | 1 | 954 AAC | 0 | 0 | 0 | 0 | 0 | 0 | 0 | 0 | 0 | 0 | 0 | 0 | 0 | 0 | 0 | 0 | 0 | 0 | 0 | 0 | 0 | 0 | 0 | 12 | 1
NO |  | 170 | 2015 | 7 | 24 | 24 |  | Juneau 138003 | Ohio | 138 | 0 | SSPSC | 0.06 | 0 | 1 | 636 AAC | 0 | 0 | 0 | 0 | 0 | 0 | 0 | 0 | 0 | 0 | 0 | 0 | 0 | 0 | 0 | 0 | 0 | 0 | 0 | 0 | 0 | 0 | 0 | 12 | 1
NO |  | 170 | 2015 | 7 | 25 | 25 |  | Juneau 138003 | Ohio | 138 | 0 | SWPSC | 0.12 | 0 | 1 | 795 SSAC | 0 | 0 | 0 | 0 | 0 | 0 | 0 | 0 | 0 | 0 | 0 | 0 | 0 | 0 | 0 | 0 | 0 | 0 | 0 | 0 | 0 | 0 | 0 | 12 | 1
NO |  | 170 | 2015 | 7 | 26 | 26 |  | Juneau 138003 | Ohio | 138 | 0 | SWPSC | 1.5 | 0 | 1 | 954 AAC | 0 | 0 | 0 | 0 | 0 | 0 | 0 | 0 | 0 | 0 | 0 | 0 | 0 | 0 | 0 | 0 | 0 | 0 | 0 | 0 | 0 | 0 | 0 | 12 | 1
NO |  | 170 | 2015 | 7 | 27 | 27 |  | Juneau 138003 | Ohio | 138 | 0 | SWPSC | 1.17 | 0 | 1 | 636 AAC | 0 | 0 | 0 | 0 | 0 | 0 | 0 | 0 | 0 | 0 | 0 | 0 | 0 | 0 | 0 | 0 | 0 | 0 | 0 | 0 | 0 | 0 | 0 | 12 | 1
NO |  | 170 | 2015 | 7 | 28 | 28 |  | Hooker Pt. 138004 | Gannon | 138 | 0 | SCPDC | 0.16 | 0 | 2 | 954 AAC | 0 | 0 | 0 | 0 | 0 | 0 | 0 | 0 | 0 | 0 | 0 | 0 | 0 | 0 | 0 | 0 | 0 | 0 | 0 | 0 | 0 | 0 | 0 | 12 | 1
NO |  | 170 | 2015 | 7 | 29 | 29 |  | Hooker Pt. 138004 | Gannon | 138 | 0 | SCPSC | 0.87 | 0 | 1 | 954 AAC | 0 | 0 | 0 | 0 | 0 | 0 | 0 | 0 | 0 | 0 | 0 | 0 | 0 | 0 | 0 | 0 | 0 | 0 | 0 | 0 | 0 | 0 | 0 | 12 | 1
NO |  | 170 | 2015 | 7 | 30 | 30 |  | Hooker Pt. 138004 | Gannon | 138 | 0 | SCPSC | 0.44 | 0 | 1 | 1590 ACSR | 0 | 0 | 0 | 0 | 0 | 0 | 0 | 0 | 0 | 0 | 0 | 0 | 0 | 0 | 0 | 0 | 0 | 0 | 0 | 0 | 0 | 0 | 0 | 12 | 1
NO |  | 170 | 2015 | 7 | 31 | 31 |  | Hooker Pt. 138004 | Gannon | 138 | 0 | SSPDC | 1.92 | 0 | 2 | 954 AAC | 0 | 0 | 0 | 0 | 0 | 0 | 0 | 0 | 0 | 0 | 0 | 0 | 0 | 0 | 0 | 0 | 0 | 0 | 0 | 0 | 0 | 0 | 0 | 12 | 1
NO |  | 170 | 2015 | 7 | 32 | 32 |  | Ohio 138005 | Clearview | 138 | 0 | SCPSC | 0.29 | 0 | 1 | 336 ACSR | 0 | 0 | 0 | 0 | 0 | 0 | 0 | 0 | 0 | 0 | 0 | 0 | 0 | 0 | 0 | 0 | 0 | 0 | 0 | 0 | 0 | 0 | 0 | 12 | 1
NO |  | 170 | 2015 | 7 | 33 | 33 |  | Ohio 138005 | Clearview | 138 | 0 | SCPSC | 1.32 | 0 | 1 | 795 SSAC | 0 | 0 | 0 | 0 | 0 | 0 | 0 | 0 | 0 | 0 | 0 | 0 | 0 | 0 | 0 | 0 | 0 | 0 | 0 | 0 | 0 | 0 | 0 | 12 | 1
NO |  | 170 | 2015 | 7 | 34 | 34 |  | Ohio 138005 | Clearview | 138 | 0 | SCPSC | 0.04 | 0 | 1 | 995 AAC | 0 | 0 | 0 | 0 | 0 | 0 | 0 | 0 | 0 | 0 | 0 | 0 | 0 | 0 | 0 | 0 | 0 | 0 | 0 | 0 | 0 | 0 | 0 | 12 | 1
NO |  | 170 | 2015 | 7 | 35 | 35 |  | Ohio 138005 | Clearview | 138 | 0 | SSPDC | 2.25 | 0 | 2 | 995 AAC | 0 | 0 | 0 | 0 | 0 | 0 | 0 | 0 | 0 | 0 | 0 | 0 | 0 | 0 | 0 | 0 | 0 | 0 | 0 | 0 | 0 | 0 | 0 | 12 | 1
NO |  | 170 | 2015 | 8 | 1 | 1 |  | Ohio 138005 | Clearview | 138 | 0 | SSPSC | 0.24 | 0 | 1 | 336 ACSR | 0 | 0 | 0 | 0 | 0 | 0 | 0 | 0 | 0 | 0 | 0 | 0 | 0 | 0 | 0 | 0 | 0 | 0 | 0 | 0 | 0 | 0 | 0 | 12 | 1
NO |  | 170 | 2015 | 8 | 2 | 2 |  | Ohio 138005 | Clearview | 138 | 0 | SSPSC | 0.37 | 0 | 1 | 795 SSAC | 0 | 0 | 0 | 0 | 0 | 0 | 0 | 0 | 0 | 0 | 0 | 0 | 0 | 0 | 0 | 0 | 0 | 0 | 0 | 0 | 0 | 0 | 0 | 12 | 1
NO |  | 170 | 2015 | 8 | 3 | 3 |  | Ohio 138005 | Clearview | 138 | 0 | SSPSC | 0.03 | 0 | 1 | 954 AAC | 0 | 0 | 0 | 0 | 0 | 0 | 0 | 0 | 0 | 0 | 0 | 0 | 0 | 0 | 0 | 0 | 0 | 0 | 0 | 0 | 0 | 0 | 0 | 12 | 1
NO |  | 170 | 2015 | 8 | 4 | 4 |  | Ohio 138005 | Clearview | 138 | 0 | SWPSC | 0.06 | 0 | 1 | 336 ASR | 0 | 0 | 0 | 0 | 0 | 0 | 0 | 0 | 0 | 0 | 0 | 0 | 0 | 0 | 0 | 0 | 0 | 0 | 0 | 0 | 0 | 0 | 0 | 12 | 1
NO |  | 170 | 2015 | 8 | 5 | 5 |  | Ohio 138006 | Himes | 138 | 0 | SCPSC | 0.07 | 0 | 1 | 954 ACSR | 0 | 0 | 0 | 0 | 0 | 0 | 0 | 0 | 0 | 0 | 0 | 0 | 0 | 0 | 0 | 0 | 0 | 0 | 0 | 0 | 0 | 0 | 0 | 12 | 1
NO |  | 170 | 2015 | 8 | 6 | 6 |  | Ohio 138006 | Himes | 138 | 0 | SCPSC | 0.22 | 0 | 1 | 954 AAC | 0 | 0 | 0 | 0 | 0 | 0 | 0 | 0 | 0 | 0 | 0 | 0 | 0 | 0 | 0 | 0 | 0 | 0 | 0 | 0 | 0 | 0 | 0 | 12 | 1
NO |  | 170 | 2015 | 8 | 7 | 7 |  | Ohio 138006 | Himes | 138 | 0 | SCPSC | 0.71 | 0 | 1 | 795 SSAC | 0 | 0 | 0 | 0 | 0 | 0 | 0 | 0 | 0 | 0 | 0 | 0 | 0 | 0 | 0 | 0 | 0 | 0 | 0 | 0 | 0 | 0 | 0 | 12 | 1
NO |  | 170 | 2015 | 8 | 8 | 8 |  | Ohio 138006 | Himes | 138 | 0 | SCPSC | 0.89 | 0 | 1 | 636 ACSR | 0 | 0 | 0 | 0 | 0 | 0 | 0 | 0 | 0 | 0 | 0 | 0 | 0 | 0 | 0 | 0 | 0 | 0 | 0 | 0 | 0 | 0 | 0 | 12 | 1
NO |  | 170 | 2015 | 8 | 9 | 9 |  | Ohio 138006 | Himes | 138 | 0 | SSPSC | 0.12 | 0 | 1 | 954 AAC | 0 | 0 | 0 | 0 | 0 | 0 | 0 | 0 | 0 | 0 | 0 | 0 | 0 | 0 | 0 | 0 | 0 | 0 | 0 | 0 | 0 | 0 | 0 | 12 | 1
NO |  | 170 | 2015 | 8 | 10 | 10 |  | Ohio 138006 | Himes | 138 | 0 | SSPSC | 0.66 | 0 | 1 | 795 SSAC | 0 | 0 | 0 | 0 | 0 | 0 | 0 | 0 | 0 | 0 | 0 | 0 | 0 | 0 | 0 | 0 | 0 | 0 | 0 | 0 | 0 | 0 | 0 | 12 | 1
NO |  | 170 | 2015 | 8 | 11 | 11 |  | Ohio 138006 | Himes | 138 | 0 | SSPSC | 0.33 | 0 | 1 | 636 ACSR | 0 | 0 | 0 | 0 | 0 | 0 | 0 | 0 | 0 | 0 | 0 | 0 | 0 | 0 | 0 | 0 | 0 | 0 | 0 | 0 | 0 | 0 | 0 | 12 | 1
NO |  | 170 | 2015 | 8 | 12 | 12 |  | Ohio 138006 | Himes | 138 | 0 | SWPSC | 2.88 | 0 | 1 | 636 ACSR | 0 | 0 | 0 | 0 | 0 | 0 | 0 | 0 | 0 | 0 | 0 | 0 | 0 | 0 | 0 | 0 | 0 | 0 | 0 | 0 | 0 | 0 | 0 | 12 | 1
NO |  | 170 | 2015 | 8 | 13 | 13 |  | Ohio 138006 | Himes | 138 | 0 | SWPSC | 2.32 | 0 | 1 | 795 SSAC | 0 | 0 | 0 | 0 | 0 | 0 | 0 | 0 | 0 | 0 | 0 | 0 | 0 | 0 | 0 | 0 | 0 | 0 | 0 | 0 | 0 | 0 | 0 | 12 | 1
NO |  | 170 | 2015 | 8 | 14 | 14 |  | Ohio 138006 | Himes | 138 | 0 | SWPSC | 0.38 | 0 | 1 | 954 AAC | 0 | 0 | 0 | 0 | 0 | 0 | 0 | 0 | 0 | 0 | 0 | 0 | 0 | 0 | 0 | 0 | 0 | 0 | 0 | 0 | 0 | 0 | 0 | 12 | 1
NO |  | 170 | 2015 | 8 | 15 | 15 |  | Ohio 138007 | Clearview | 138 | 0 | SCPSC | 0.13 | 0 | 1 | 954 AAC | 0 | 0 | 0 | 0 | 0 | 0 | 0 | 0 | 0 | 0 | 0 | 0 | 0 | 0 | 0 | 0 | 0 | 0 | 0 | 0 | 0 | 0 | 0 | 12 | 1
NO |  | 170 | 2015 | 8 | 16 | 16 |  | Ohio 138007 | Clearview | 138 | 0 | SSPSC | 0.96 | 0 | 1 | 954 AAC | 0 | 0 | 0 | 0 | 0 | 0 | 0 | 0 | 0 | 0 | 0 | 0 | 0 | 0 | 0 | 0 | 0 | 0 | 0 | 0 | 0 | 0 | 0 | 12 | 1
NO |  | 170 | 2015 | 8 | 17 | 17 |  | Ohio 138007 | Clearview | 138 | 0 | SSPSC | 0.02 | 0 | 1 | 795 SSAR | 0 | 0 | 0 | 0 | 0 | 0 | 0 | 0 | 0 | 0 | 0 | 0 | 0 | 0 | 0 | 0 | 0 | 0 | 0 | 0 | 0 | 0 | 0 | 12 | 1
NO |  | 170 | 2015 | 8 | 18 | 18 |  | Ohio 138007 | Clearview | 138 | 0 | SSPSC | 0.05 | 0 | 1 | 795 SSAC | 0 | 0 | 0 | 0 | 0 | 0 | 0 | 0 | 0 | 0 | 0 | 0 | 0 | 0 | 0 | 0 | 0 | 0 | 0 | 0 | 0 | 0 | 0 | 12 | 1
NO |  | 170 | 2015 | 8 | 19 | 19 |  | Ohio 138007 | Clearview | 138 | 0 | SWPSC | 1.43 | 0 | 1 | 954 AAC | 0 | 0 | 0 | 0 | 0 | 0 | 0 | 0 | 0 | 0 | 0 | 0 | 0 | 0 | 0 | 0 | 0 | 0 | 0 | 0 | 0 | 0 | 0 | 12 | 1
NO |  | 170 | 2015 | 8 | 20 | 20 |  | Gannon 138008 | Juneau | 138 | 0 | SCPDC | 0 | 0.16 | 2 | 1590 AAC | 0 | 0 | 0 | 0 | 0 | 0 | 0 | 0 | 0 | 0 | 0 | 0 | 0 | 0 | 0 | 0 | 0 | 0 | 0 | 0 | 0 | 0 | 0 | 12 | 1
NO |  | 170 | 2015 | 8 | 21 | 21 |  | Gannon 138008 | Juneau | 138 | 0 | SCPSC | 0.07 | 0 | 1 | 795 ACSR | 0 | 0 | 0 | 0 | 0 | 0 | 0 | 0 | 0 | 0 | 0 | 0 | 0 | 0 | 0 | 0 | 0 | 0 | 0 | 0 | 0 | 0 | 0 | 12 | 1
NO |  | 170 | 2015 | 8 | 22 | 22 |  | Gannon 138008 | Juneau | 138 | 0 | SCPSC | 8.63 | 0 | 1 | 1590 AAC | 0 | 0 | 0 | 0 | 0 | 0 | 0 | 0 | 0 | 0 | 0 | 0 | 0 | 0 | 0 | 0 | 0 | 0 | 0 | 0 | 0 | 0 | 0 | 12 | 1
NO |  | 170 | 2015 | 8 | 23 | 23 |  | Gannon 138008 | Juneau | 138 | 0 | SCPSC | 0 | 0.05 | 2 | 1590 ACSS | 0 | 0 | 0 | 0 | 0 | 0 | 0 | 0 | 0 | 0 | 0 | 0 | 0 | 0 | 0 | 0 | 0 | 0 | 0 | 0 | 0 | 0 | 0 | 12 | 1
NO |  | 170 | 2015 | 8 | 24 | 24 |  | Gannon 138008 | Juneau | 138 | 0 | SSPDC | 0 | 1.07 | 2 | 1590 AAC | 0 | 0 | 0 | 0 | 0 | 0 | 0 | 0 | 0 | 0 | 0 | 0 | 0 | 0 | 0 | 0 | 0 | 0 | 0 | 0 | 0 | 0 | 0 | 12 | 1
NO |  | 170 | 2015 | 8 | 25 | 25 |  | Gannon 138008 | Juneau | 138 | 0 | SSPDC | 0.81 | 0 | 2 | 1590 ACSR | 0 | 0 | 0 | 0 | 0 | 0 | 0 | 0 | 0 | 0 | 0 | 0 | 0 | 0 | 0 | 0 | 0 | 0 | 0 | 0 | 0 | 0 | 0 | 12 | 1
NO |  | 170 | 2015 | 8 | 26 | 26 |  | Gannon 138008 | Juneau | 138 | 0 | SSPDC | 0.04 | 0 | 1 | 795 ACSR | 0 | 0 | 0 | 0 | 0 | 0 | 0 | 0 | 0 | 0 | 0 | 0 | 0 | 0 | 0 | 0 | 0 | 0 | 0 | 0 | 0 | 0 | 0 | 12 | 1
NO |  | 170 | 2015 | 8 | 27 | 27 |  | Gannon 138008 | Juneau | 138 | 0 | SSPSC | 1.21 | 0 | 1 | 1590 AAC | 0 | 0 | 0 | 0 | 0 | 0 | 0 | 0 | 0 | 0 | 0 | 0 | 0 | 0 | 0 | 0 | 0 | 0 | 0 | 0 | 0 | 0 | 0 | 12 | 1
NO |  | 170 | 2015 | 8 | 28 | 28 |  | Gannon 138008 | Juneau | 138 | 0 | SSPSC | 0.15 | 0 | 1 | 795 ACSR | 0 | 0 | 0 | 0 | 0 | 0 | 0 | 0 | 0 | 0 | 0 | 0 | 0 | 0 | 0 | 0 | 0 | 0 | 0 | 0 | 0 | 0 | 0 | 12 | 1
NO |  | 170 | 2015 | 8 | 29 | 29 |  | Gannon 138011 | Gannon | 138 | 0 | DCPSC | 0.32 | 0 | 1 | 954 ACSR | 0 | 0 | 0 | 0 | 0 | 0 | 0 | 0 | 0 | 0 | 0 | 0 | 0 | 0 | 0 | 0 | 0 | 0 | 0 | 0 | 0 | 0 | 0 | 12 | 1
NO |  | 170 | 2015 | 8 | 30 | 30 |  | Gannon 138011 | Gannon | 138 | 0 | SCPSC | 0.12 | 0 | 1 | 954 ACSR | 0 | 0 | 0 | 0 | 0 | 0 | 0 | 0 | 0 | 0 | 0 | 0 | 0 | 0 | 0 | 0 | 0 | 0 | 0 | 0 | 0 | 0 | 0 | 12 | 1
NO |  | 170 | 2015 | 8 | 31 | 31 |  | Various |  | 69 | 0 | SPDC | 11.29 | 18.9 | 2 |  | 0 | 0 | 0 | 0 | 0 | 0 | 0 | 0 | 0 | 0 | 0 | 0 | 0 | 0 | 0 | 0 | 0 | 0 | 0 | 0 | 0 | 0 | 0 | 12 | 1
NO |  | 170 | 2015 | 8 | 32 | 32 |  | Various |  | 69 | 0 | DPSC | 3.27 | 0 | 1 |  | 0 | 0 | 0 | 0 | 0 | 0 | 0 | 0 | 0 | 0 | 0 | 0 | 0 | 0 | 0 | 0 | 0 | 0 | 0 | 0 | 0 | 0 | 0 | 12 | 1
NO |  | 170 | 2015 | 8 | 33 | 33 |  | Various |  | 69 | 0 | SPSC | 699.08 | 0 | 1 |  | 0 | 0 | 0 | 0 | 0 | 0 | 0 | 0 | 0 | 0 | 0 | 0 | 0 | 0 | 0 | 0 | 0 | 0 | 0 | 0 | 0 | 0 | 0 | 12 | 1
NO |  | 170 | 2015 | 8 | 34 | 34 |  | Various |  | 69 | 0 | DPDC | 2.18 | 2.38 | 2 |  | 0 | 0 | 0 | 0 | 0 | 0 | 0 | 0 | 0 | 0 | 0 | 0 | 0 | 0 | 0 | 0 | 0 | 0 | 0 | 0 | 0 | 0 | 0 | 12 | 1
NO |  | 170 | 2015 | 8 | 35 | 35 |  | Various | De-energized | 69 | 0 |  | 10.7 | 0 | 1 |  | 0 | 0 | 0 | 0 | 0 | 0 | 0 | 0 | 0 | 0 | 0 | 0 | 0 | 0 | 0 | 0 | 0 | 0 | 0 | 0 | 0 | 0 | 0 | 12 | 1
NO |  | 170 | 2015 | 9 | 1 | 1 |  | Various |  | 69 | 0 | Underground | 13.77 | 0 | 1 |  | 0 | 0 | 0 | 0 | 0 | 0 | 0 | 0 | 0 | 0 | 0 | 0 | 0 | 0 | 0 | 0 | 0 | 0 | 0 | 0 | 0 | 0 | 0 | 12 | 1
NO |  | 170 | 2015 | 9 | 2 | 2 |  |  |  | 0 | 0 |  | 0 | 0 | 0 |  | 38720738 | 386268785 | 424989523 | 0 | 0 | 0 | 0 | 0 | 0 | 0 | 0 | 0 | 0 | 0 | 0 | 0 | 0 | 0 | 0 | 0 | 0 | 0 | 0 | 12 | 1
NO |  | 171 | 2015 | 0 | 1 | 1 |  |  |  | 0 | 0 |  | 0 | 0 | 0 | ACSR | 0 | 0 | 0 | 0 | 0 | 0 | 0 | 0 | 0 | 0 | 0 | 0 | 0 | 0 | 0 | 0 | 0 | 0 | 0 | 0 | 0 | 0 | 0 | 12 | 0
NO |  | 171 | 2015 | 0 | 10 | 10 |  | Alcoa South Plant | Alcoa S.P. | 161 | 161 | S. Tower | 3.6 | 0 | 2 | 636 MCM | 0 | 0 | 0 | 0 | 0 | 0 | 0 | 0 | 0 | 0 | 0 | 0 | 0 | 0 | 0 | 0 | 0 | 0 | 0 | 0 | 0 | 0 | 0 | 12 | 0
NO |  | 171 | 2015 | 0 | 12 | 12 |  | Tapoco Div Cost and Expense |  | 0 | 0 |  | 0 | 0 | 0 |  | 0 | 132806 | 132806 | 437561 | 76912 | 14697 | 529170 | 0 | 0 | 0 | 0 | 0 | 0 | 0 | 0 | 0 | 0 | 0 | 0 | 0 | 0 | 0 | 0 | 12 | 0
NO |  | 171 | 2015 | 0 | 14 | 14 |  | High Rock | Tuckertown | 100 | 88 | St. Tower | 9.45 | 0 | 1 | 4/0 ACSR | 0 | 0 | 0 | 0 | 0 | 0 | 0 | 0 | 0 | 0 | 0 | 0 | 0 | 0 | 0 | 0 | 0 | 0 | 0 | 0 | 0 | 0 | 0 | 12 | 0
NO |  | 171 | 2015 | 0 | 15 | 15 |  | Tuckertown | Badin | 100 | 88 | St. Tower | 6.32 | 0 | 1 | 4/0 ACSR | 0 | 0 | 0 | 0 | 0 | 0 | 0 | 0 | 0 | 0 | 0 | 0 | 0 | 0 | 0 | 0 | 0 | 0 | 0 | 0 | 0 | 0 | 0 | 12 | 0
NO |  | 171 | 2015 | 0 | 16 | 16 |  | Narrows | Badin | 13.8 | 13.8 | St. Tower | 1.86 | 0 | 4 | 1033 MCM | 0 | 0 | 0 | 0 | 0 | 0 | 0 | 0 | 0 | 0 | 0 | 0 | 0 | 0 | 0 | 0 | 0 | 0 | 0 | 0 | 0 | 0 | 0 | 12 | 0
NO |  | 171 | 2015 | 0 | 17 | 17 |  | Falls | Badin | 100 | 88 | Wood | 3.33 | 0 | 1 | 2/0 ACSR | 0 | 0 | 0 | 0 | 0 | 0 | 0 | 0 | 0 | 0 | 0 | 0 | 0 | 0 | 0 | 0 | 0 | 0 | 0 | 0 | 0 | 0 | 0 | 12 | 0
NO |  | 171 | 2015 | 0 | 19 | 19 |  | Yadkin Div Cost and Expense |  | 0 | 0 |  | 0 | 0 | 0 |  | 0 | 301052 | 301052 | 122665 | 445890 | 33941 | 602496 | 0 | 0 | 0 | 0 | 0 | 0 | 0 | 0 | 0 | 0 | 0 | 0 | 0 | 0 | 0 | 0 | 12 | 0
NO |  | 171 | 2015 | 0 | 21 | 21 |  | Circuit Moses PH | PA4 Alcoa Switchyard | 115 | 115 | Tower | 6.29 | 0 | 1 | ASCR 954 MCM | 0 | 0 | 0 | 0 | 0 | 0 | 0 | 0 | 0 | 0 | 0 | 0 | 0 | 0 | 0 | 0 | 0 | 0 | 0 | 0 | 0 | 0 | 0 | 12 | 0
NO |  | 171 | 2015 | 0 | 22 | 22 |  | Circuit Moses PH | PA5 Alcoa Switchyard | 115 | 115 | Tower | 0 | 0 | 1 | ASCR 954 MCM | 0 | 0 | 0 | 0 | 0 | 0 | 0 | 0 | 0 | 0 | 0 | 0 | 0 | 0 | 0 | 0 | 0 | 0 | 0 | 0 | 0 | 0 | 0 | 12 | 0
NO |  | 171 | 2015 | 0 | 23 | 23 |  | Circuit Moses PH | PA6 Alcoa Switchyard | 115 | 115 | Tower | 0 | 0 | 1 |  | 0 | 0 | 0 | 0 | 0 | 0 | 0 | 0 | 0 | 0 | 0 | 0 | 0 | 0 | 0 | 0 | 0 | 0 | 0 | 0 | 0 | 0 | 0 | 12 | 0
NO |  | 171 | 2015 | 0 | 24 | 24 |  | Circuit Int'l Boundary | CD-1 Denn Subs | 115 | 115 | Tower | 5.72 | 2 | 0 | ASCR 954 MCM | 0 | 0 | 0 | 0 | 0 | 0 | 0 | 0 | 0 | 0 | 0 | 0 | 0 | 0 | 0 | 0 | 0 | 0 | 0 | 0 | 0 | 0 | 0 | 12 | 0
NO |  | 171 | 2015 | 0 | 25 | 25 |  | Circuit Int'l Boundary * | CD-2 Denn Subs | 115 | 115 | Tower | 0 | 0 | 0 | 636 MCM | 0 | 0 | 0 | 0 | 0 | 0 | 0 | 0 | 0 | 0 | 0 | 0 | 0 | 0 | 0 | 0 | 0 | 0 | 0 | 0 | 0 | 0 | 0 | 12 | 0
NO |  | 171 | 2015 | 0 | 27 | 27 |  | No. 10 Substation 2** | Tie Line Alcoa Switchyard | 115 | 115 | Tower | 0.86 | 1.66 | 1 | 556.5 MCM | 0 | 0 | 0 | 0 | 0 | 0 | 0 | 0 | 0 | 0 | 0 | 0 | 0 | 0 | 0 | 0 | 0 | 0 | 0 | 0 | 0 | 0 | 0 | 12 | 0
NO |  | 171 | 2015 | 0 | 28 | 28 |  | " " | " " | 0 | 0 |  | 0 | 0 | 0 | 500 MCM | 0 | 0 | 0 | 0 | 0 | 0 | 0 | 0 | 0 | 0 | 0 | 0 | 0 | 0 | 0 | 0 | 0 | 0 | 0 | 0 | 0 | 0 | 0 | 12 | 0
NO |  | 171 | 2015 | 0 | 29 | 29 |  | " " | " " | 0 | 0 |  | 0 | 0 | 0 | 795 MCM | 0 | 0 | 0 | 0 | 0 | 0 | 0 | 0 | 0 | 0 | 0 | 0 | 0 | 0 | 0 | 0 | 0 | 0 | 0 | 0 | 0 | 0 | 0 | 12 | 0
NO |  | 171 | 2015 | 0 | 30 | 30 |  | No. 11 Substation 2 | Tie Line Alcoa Siwtchyard | 115 | 115 | H Wood & Tower | 2.45 | 0 | 1 | 556.5 MCM | 0 | 0 | 0 | 0 | 0 | 0 | 0 | 0 | 0 | 0 | 0 | 0 | 0 | 0 | 0 | 0 | 0 | 0 | 0 | 0 | 0 | 0 | 0 | 12 | 0
NO |  | 171 | 2015 | 0 | 31 | 31 |  | " " | " " | 0 | 0 |  | 0 | 0 | 0 | 300 MCM | 0 | 0 | 0 | 0 | 0 | 0 | 0 | 0 | 0 | 0 | 0 | 0 | 0 | 0 | 0 | 0 | 0 | 0 | 0 | 0 | 0 | 0 | 0 | 12 | 0
NO |  | 171 | 2015 | 0 | 32 | 32 |  | " " | " " | 0 | 0 |  | 0 | 0 | 0 | 350 MCM | 0 | 0 | 0 | 0 | 0 | 0 | 0 | 0 | 0 | 0 | 0 | 0 | 0 | 0 | 0 | 0 | 0 | 0 | 0 | 0 | 0 | 0 | 0 | 12 | 0
NO |  | 171 | 2015 | 0 | 33 | 33 |  | L S Div Cost and Expense |  | 0 | 0 |  | 0 | 0 | 0 |  | 0 | 390958 | 390958 | 129255 | 1172068 | 0 | 1301323 | 0 | 0 | 0 | 0 | 0 | 0 | 0 | 0 | 0 | 0 | 0 | 0 | 0 | 0 | 0 | 0 | 12 | 0
NO |  | 171 | 2015 | 0 | 35 | 35 |  | Colockum Div Cost and Expen |  | 0 | 0 |  | 0 | 0 | 0 |  | 0 | 0 | 0 | 0 | 0 | 0 | 0 | 0 | 0 | 0 | 0 | 0 | 0 | 0 | 0 | 0 | 0 | 0 | 0 | 0 | 0 | 0 | 0 | 12 | 0
NO |  | 171 | 2015 | 0 | 36 | 36 |  | TOTAL |  | 0 | 0 |  | 39.88 | 3.66 | 14 |  | 0 | 824816 | 824816 | 689481 | 1694870 | 48638 | 2432989 | 0 | 0 | 0 | 0 | 0 | 0 | 0 | 0 | 0 | 0 | 0 | 0 | 0 | 0 | 0 | 0 | 12 | 0
NO |  | 175 | 2015 | 0 | 1 | 1 |  | Allen Jct | Fulton | 0 | 0 |  | 0 | 0 | 0 |  | 0 | 0 | 0 | 0 | 0 | 0 | 0 | 0 | 0 | 0 | 0 | 0 | 0 | 0 | 0 | 0 | 0 | 0 | 0 | 0 | 0 | 0 | 0 | 12 | 1
NO |  | 175 | 2015 | 0 | 2 | 2 |  | Allen Jct | Midway | 0 | 0 |  | 0 | 0 | 0 |  | 0 | 0 | 0 | 0 | 0 | 0 | 0 | 0 | 0 | 0 | 0 | 0 | 0 | 0 | 0 | 0 | 0 | 0 | 0 | 0 | 0 | 0 | 0 | 12 | 1
NO |  | 175 | 2015 | 0 | 3 | 3 |  | Bay Shore | O.P. Tie-Fostoria | 0 | 0 |  | 0 | 0 | 0 |  | 0 | 0 | 0 | 0 | 0 | 0 | 0 | 0 | 0 | 0 | 0 | 0 | 0 | 0 | 0 | 0 | 0 | 0 | 0 | 0 | 0 | 0 | 0 | 12 | 1
NO |  | 175 | 2015 | 0 | 4 | 4 |  | Bay Shore | Monroe | 0 | 0 |  | 0 | 0 | 0 |  | 0 | 0 | 0 | 0 | 0 | 0 | 0 | 0 | 0 | 0 | 0 | 0 | 0 | 0 | 0 | 0 | 0 | 0 | 0 | 0 | 0 | 0 | 0 | 12 | 1
NO |  | 175 | 2015 | 0 | 5 | 5 |  | Bay Shore | Davis Besse | 0 | 0 |  | 0 | 0 | 0 |  | 0 | 0 | 0 | 0 | 0 | 0 | 0 | 0 | 0 | 0 | 0 | 0 | 0 | 0 | 0 | 0 | 0 | 0 | 0 | 0 | 0 | 0 | 0 | 12 | 1
NO |  | 175 | 2015 | 0 | 6 | 6 |  | Beaver | Davis-Besse | 0 | 0 |  | 0 | 0 | 0 |  | 0 | 0 | 0 | 0 | 0 | 0 | 0 | 0 | 0 | 0 | 0 | 0 | 0 | 0 | 0 | 0 | 0 | 0 | 0 | 0 | 0 | 0 | 0 | 12 | 1
NO |  | 175 | 2015 | 0 | 7 | 7 |  | Davis-Besse | Hayes | 0 | 0 |  | 0 | 0 | 0 |  | 0 | 0 | 0 | 0 | 0 | 0 | 0 | 0 | 0 | 0 | 0 | 0 | 0 | 0 | 0 | 0 | 0 | 0 | 0 | 0 | 0 | 0 | 0 | 12 | 1
NO |  | 175 | 2015 | 0 | 8 | 8 |  | Davis-Besse | Lemoyne | 0 | 0 |  | 0 | 0 | 0 |  | 0 | 0 | 0 | 0 | 0 | 0 | 0 | 0 | 0 | 0 | 0 | 0 | 0 | 0 | 0 | 0 | 0 | 0 | 0 | 0 | 0 | 0 | 0 | 12 | 1
NO |  | 175 | 2015 | 0 | 9 | 9 |  | Dowling | Fulton | 0 | 0 |  | 0 | 0 | 0 |  | 0 | 0 | 0 | 0 | 0 | 0 | 0 | 0 | 0 | 0 | 0 | 0 | 0 | 0 | 0 | 0 | 0 | 0 | 0 | 0 | 0 | 0 | 0 | 12 | 1
NO |  | 175 | 2015 | 0 | 10 | 10 |  | Dowling | Lemoyne | 0 | 0 |  | 0 | 0 | 0 |  | 0 | 0 | 0 | 0 | 0 | 0 | 0 | 0 | 0 | 0 | 0 | 0 | 0 | 0 | 0 | 0 | 0 | 0 | 0 | 0 | 0 | 0 | 0 | 12 | 1
NO |  | 175 | 2015 | 0 | 11 | 11 |  | Fostoria | Central-Lemoyne | 0 | 0 |  | 0 | 0 | 0 |  | 0 | 0 | 0 | 0 | 0 | 0 | 0 | 0 | 0 | 0 | 0 | 0 | 0 | 0 | 0 | 0 | 0 | 0 | 0 | 0 | 0 | 0 | 0 | 12 | 1
NO |  | 175 | 2015 | 0 | 12 | 12 |  | Fulton | Midway | 0 | 0 |  | 0 | 0 | 0 |  | 0 | 0 | 0 | 0 | 0 | 0 | 0 | 0 | 0 | 0 | 0 | 0 | 0 | 0 | 0 | 0 | 0 | 0 | 0 | 0 | 0 | 0 | 0 | 12 | 1
NO |  | 175 | 2015 | 0 | 13 | 13 |  | Fulton | North Star Steel | 0 | 0 |  | 0 | 0 | 0 |  | 0 | 0 | 0 | 0 | 0 | 0 | 0 | 0 | 0 | 0 | 0 | 0 | 0 | 0 | 0 | 0 | 0 | 0 | 0 | 0 | 0 | 0 | 0 | 12 | 1
NO |  | 175 | 2015 | 0 | 14 | 14 |  | Lemoyne | Majestic | 0 | 0 |  | 0 | 0 | 0 |  | 0 | 0 | 0 | 0 | 0 | 0 | 0 | 0 | 0 | 0 | 0 | 0 | 0 | 0 | 0 | 0 | 0 | 0 | 0 | 0 | 0 | 0 | 0 | 12 | 1
NO |  | 175 | 2015 | 0 | 15 | 15 |  | Midway | Lemoyne | 0 | 0 |  | 0 | 0 | 0 |  | 0 | 0 | 0 | 0 | 0 | 0 | 0 | 0 | 0 | 0 | 0 | 0 | 0 | 0 | 0 | 0 | 0 | 0 | 0 | 0 | 0 | 0 | 0 | 12 | 1
NO |  | 175 | 2015 | 0 | 16 | 16 |  | Troy Energy | Lemoyne | 0 | 0 |  | 0 | 0 | 0 |  | 0 | 0 | 0 | 0 | 0 | 0 | 0 | 0 | 0 | 0 | 0 | 0 | 0 | 0 | 0 | 0 | 0 | 0 | 0 | 0 | 0 | 0 | 0 | 12 | 1
NO |  | 175 | 2015 | 0 | 17 | 17 |  |  |  | 0 | 0 |  | 0 | 0 | 0 |  | 8435223 | 0 | 8435223 | 0 | 0 | 0 | 0 | 0 | 0 | 0 | 0 | 0 | 0 | 0 | 0 | 0 | 0 | 0 | 0 | 0 | 0 | 0 | 0 | 12 | 1
NO |  | 175 | 2015 | 0 | 18 | 18 |  | Total 345 KV Lines |  | 0 | 0 |  | 0 | 0 | 0 |  | 8435223 | 0 | 8435223 | 0 | 0 | 0 | 0 | 0 | 0 | 0 | 0 | 0 | 0 | 0 | 0 | 0 | 651750027 | 0 | 0 | 0 | 0 | 0 | 0 | 12 | 1
NO |  | 175 | 2015 | 0 | 20 | 20 |  | Allen Jct. | Vulcan | 0 | 0 |  | 0 | 0 | 0 |  | 0 | 0 | 0 | 0 | 0 | 0 | 0 | 0 | 0 | 0 | 0 | 0 | 0 | 0 | 0 | 0 | 0 | 0 | 0 | 0 | 0 | 0 | 0 | 12 | 1
NO |  | 175 | 2015 | 0 | 21 | 21 |  | Allen Jct. | Westgate | 0 | 0 |  | 0 | 0 | 0 |  | 0 | 0 | 0 | 0 | 0 | 0 | 0 | 0 | 0 | 0 | 0 | 0 | 0 | 0 | 0 | 0 | 0 | 0 | 0 | 0 | 0 | 0 | 0 | 12 | 1
NO |  | 175 | 2015 | 0 | 22 | 22 |  | Allen Jct. | East Fayette | 0 | 0 |  | 0 | 0 | 0 |  | 0 | 0 | 0 | 0 | 0 | 0 | 0 | 0 | 0 | 0 | 0 | 0 | 0 | 0 | 0 | 0 | 0 | 0 | 0 | 0 | 0 | 0 | 0 | 12 | 1
NO |  | 175 | 2015 | 0 | 23 | 23 |  | Allen Jct | Jackman | 0 | 0 |  | 0 | 0 | 0 |  | 0 | 0 | 0 | 0 | 0 | 0 | 0 | 0 | 0 | 0 | 0 | 0 | 0 | 0 | 0 | 0 | 0 | 0 | 0 | 0 | 0 | 0 | 0 | 12 | 1
NO |  | 175 | 2015 | 0 | 24 | 24 |  | Angola | Eber - Vulcan | 0 | 0 |  | 0 | 0 | 0 |  | 0 | 0 | 0 | 0 | 0 | 0 | 0 | 0 | 0 | 0 | 0 | 0 | 0 | 0 | 0 | 0 | 0 | 0 | 0 | 0 | 0 | 0 | 0 | 12 | 1
NO |  | 175 | 2015 | 0 | 25 | 25 |  | Angola | Midway | 0 | 0 |  | 0 | 0 | 0 |  | 0 | 0 | 0 | 0 | 0 | 0 | 0 | 0 | 0 | 0 | 0 | 0 | 0 | 0 | 0 | 0 | 0 | 0 | 0 | 0 | 0 | 0 | 0 | 12 | 1
NO |  | 175 | 2015 | 0 | 26 | 26 |  | Ayersville | Richland | 0 | 0 |  | 0 | 0 | 0 |  | 0 | 0 | 0 | 0 | 0 | 0 | 0 | 0 | 0 | 0 | 0 | 0 | 0 | 0 | 0 | 0 | 0 | 0 | 0 | 0 | 0 | 0 | 0 | 12 | 1
NO |  | 175 | 2015 | 0 | 27 | 27 |  | Bay Shore | Decant | 0 | 0 |  | 0 | 0 | 0 |  | 0 | 0 | 0 | 0 | 0 | 0 | 0 | 0 | 0 | 0 | 0 | 0 | 0 | 0 | 0 | 0 | 0 | 0 | 0 | 0 | 0 | 0 | 0 | 12 | 1
NO |  | 175 | 2015 | 0 | 28 | 28 |  | Bay Shore | Husky #1 | 0 | 0 |  | 0 | 0 | 0 |  | 0 | 0 | 0 | 0 | 0 | 0 | 0 | 0 | 0 | 0 | 0 | 0 | 0 | 0 | 0 | 0 | 0 | 0 | 0 | 0 | 0 | 0 | 0 | 12 | 1
NO |  | 175 | 2015 | 0 | 29 | 29 |  | Bay Shore | Husky #2 | 0 | 0 |  | 0 | 0 | 0 |  | 0 | 0 | 0 | 0 | 0 | 0 | 0 | 0 | 0 | 0 | 0 | 0 | 0 | 0 | 0 | 0 | 0 | 0 | 0 | 0 | 0 | 0 | 0 | 12 | 1
NO |  | 175 | 2015 | 0 | 30 | 30 |  | Bay Shore | Maclean | 0 | 0 |  | 0 | 0 | 0 |  | 0 | 0 | 0 | 0 | 0 | 0 | 0 | 0 | 0 | 0 | 0 | 0 | 0 | 0 | 0 | 0 | 0 | 0 | 0 | 0 | 0 | 0 | 0 | 12 | 1
NO |  | 175 | 2015 | 0 | 31 | 31 |  | Bay Shore | GM Powertrain | 0 | 0 |  | 0 | 0 | 0 |  | 0 | 0 | 0 | 0 | 0 | 0 | 0 | 0 | 0 | 0 | 0 | 0 | 0 | 0 | 0 | 0 | 0 | 0 | 0 | 0 | 0 | 0 | 0 | 12 | 1
NO |  | 175 | 2015 | 0 | 32 | 32 |  | Bay Shore | Ironville | 0 | 0 |  | 0 | 0 | 0 |  | 0 | 0 | 0 | 0 | 0 | 0 | 0 | 0 | 0 | 0 | 0 | 0 | 0 | 0 | 0 | 0 | 0 | 0 | 0 | 0 | 0 | 0 | 0 | 12 | 1
NO |  | 175 | 2015 | 0 | 33 | 33 |  | Bay Shore | Jeep #2 | 0 | 0 |  | 0 | 0 | 0 |  | 0 | 0 | 0 | 0 | 0 | 0 | 0 | 0 | 0 | 0 | 0 | 0 | 0 | 0 | 0 | 0 | 0 | 0 | 0 | 0 | 0 | 0 | 0 | 12 | 1
NO |  | 175 | 2015 | 0 | 34 | 34 |  | Bay Shore | Ottawa- Toussaint | 0 | 0 |  | 0 | 0 | 0 |  | 0 | 0 | 0 | 0 | 0 | 0 | 0 | 0 | 0 | 0 | 0 | 0 | 0 | 0 | 0 | 0 | 0 | 0 | 0 | 0 | 0 | 0 | 0 | 12 | 1
NO |  | 175 | 2015 | 0 | 35 | 35 |  | BP Husky | Jackman | 0 | 0 |  | 0 | 0 | 0 |  | 0 | 0 | 0 | 0 | 0 | 0 | 0 | 0 | 0 | 0 | 0 | 0 | 0 | 0 | 0 | 0 | 0 | 0 | 0 | 0 | 0 | 0 | 0 | 12 | 1
NO |  | 175 | 2015 | 0 | 36 | 36 |  | TOTAL |  | 0 | 0 |  | 0 | 0 | 0 |  | 16373733 | 10349885 | 26723618 | 500 | 154649 | 0 | 155149 | 0 | 0 | 0 | 0 | 0 | 0 | 0 | 0 | 0 | 0 | 0 | 0 | 0 | 0 | 0 | 0 | 12 | 1
NO |  | 175 | 2015 | 1 | 1 | 1 |  | BP Husky | Lemoyne | 0 | 0 |  | 0 | 0 | 0 |  | 0 | 0 | 0 | 0 | 0 | 0 | 0 | 0 | 0 | 0 | 0 | 0 | 0 | 0 | 0 | 0 | 0 | 0 | 0 | 0 | 0 | 0 | 0 | 12 | 1
NO |  | 175 | 2015 | 1 | 2 | 2 |  | Chysler | MacLean | 0 | 0 |  | 0 | 0 | 0 |  | 0 | 0 | 0 | 0 | 0 | 0 | 0 | 0 | 0 | 0 | 0 | 0 | 0 | 0 | 0 | 0 | 0 | 0 | 0 | 0 | 0 | 0 | 0 | 12 | 1
NO |  | 175 | 2015 | 1 | 3 | 3 |  | Chysler | Dowling | 0 | 0 |  | 0 | 0 | 0 |  | 0 | 0 | 0 | 0 | 0 | 0 | 0 | 0 | 0 | 0 | 0 | 0 | 0 | 0 | 0 | 0 | 0 | 0 | 0 | 0 | 0 | 0 | 0 | 12 | 1
NO |  | 175 | 2015 | 1 | 4 | 4 |  | Decant | Ottawa | 0 | 0 |  | 0 | 0 | 0 |  | 0 | 0 | 0 | 0 | 0 | 0 | 0 | 0 | 0 | 0 | 0 | 0 | 0 | 0 | 0 | 0 | 0 | 0 | 0 | 0 | 0 | 0 | 0 | 12 | 1
NO |  | 175 | 2015 | 1 | 5 | 5 |  | Defiance | SW Richland | 0 | 0 |  | 0 | 0 | 0 |  | 0 | 0 | 0 | 0 | 0 | 0 | 0 | 0 | 0 | 0 | 0 | 0 | 0 | 0 | 0 | 0 | 0 | 0 | 0 | 0 | 0 | 0 | 0 | 12 | 1
NO |  | 175 | 2015 | 1 | 6 | 6 |  | Delta | Fulton | 0 | 0 |  | 0 | 0 | 0 |  | 0 | 0 | 0 | 0 | 0 | 0 | 0 | 0 | 0 | 0 | 0 | 0 | 0 | 0 | 0 | 0 | 0 | 0 | 0 | 0 | 0 | 0 | 0 | 12 | 1
NO |  | 175 | 2015 | 1 | 7 | 7 |  | Delta | Wauseon | 0 | 0 |  | 0 | 0 | 0 |  | 0 | 0 | 0 | 0 | 0 | 0 | 0 | 0 | 0 | 0 | 0 | 0 | 0 | 0 | 0 | 0 | 0 | 0 | 0 | 0 | 0 | 0 | 0 | 12 | 1
NO |  | 175 | 2015 | 1 | 8 | 8 |  | Dixie | Jackman | 0 | 0 |  | 0 | 0 | 0 |  | 0 | 0 | 0 | 0 | 0 | 0 | 0 | 0 | 0 | 0 | 0 | 0 | 0 | 0 | 0 | 0 | 0 | 0 | 0 | 0 | 0 | 0 | 0 | 12 | 1
NO |  | 175 | 2015 | 1 | 9 | 9 |  | Dixie | Jeep #2 | 0 | 0 |  | 0 | 0 | 0 |  | 0 | 0 | 0 | 0 | 0 | 0 | 0 | 0 | 0 | 0 | 0 | 0 | 0 | 0 | 0 | 0 | 0 | 0 | 0 | 0 | 0 | 0 | 0 | 12 | 1
NO |  | 175 | 2015 | 1 | 10 | 10 |  | Dowling | Lemoyne | 0 | 0 |  | 0 | 0 | 0 |  | 0 | 0 | 0 | 0 | 0 | 0 | 0 | 0 | 0 | 0 | 0 | 0 | 0 | 0 | 0 | 0 | 0 | 0 | 0 | 0 | 0 | 0 | 0 | 12 | 1
NO |  | 175 | 2015 | 1 | 11 | 11 |  | Dowling | Levi Park | 0 | 0 |  | 0 | 0 | 0 |  | 0 | 0 | 0 | 0 | 0 | 0 | 0 | 0 | 0 | 0 | 0 | 0 | 0 | 0 | 0 | 0 | 0 | 0 | 0 | 0 | 0 | 0 | 0 | 12 | 1
NO |  | 175 | 2015 | 1 | 12 | 12 |  | Dowling | Midway | 0 | 0 |  | 0 | 0 | 0 |  | 0 | 0 | 0 | 0 | 0 | 0 | 0 | 0 | 0 | 0 | 0 | 0 | 0 | 0 | 0 | 0 | 0 | 0 | 0 | 0 | 0 | 0 | 0 | 12 | 1
NO |  | 175 | 2015 | 1 | 13 | 13 |  | Eber | Swanton | 0 | 0 |  | 0 | 0 | 0 |  | 0 | 0 | 0 | 0 | 0 | 0 | 0 | 0 | 0 | 0 | 0 | 0 | 0 | 0 | 0 | 0 | 0 | 0 | 0 | 0 | 0 | 0 | 0 | 12 | 1
NO |  | 175 | 2015 | 1 | 14 | 14 |  | East Fayette | Stryker | 0 | 0 |  | 0 | 0 | 0 |  | 0 | 0 | 0 | 0 | 0 | 0 | 0 | 0 | 0 | 0 | 0 | 0 | 0 | 0 | 0 | 0 | 0 | 0 | 0 | 0 | 0 | 0 | 0 | 12 | 1
NO |  | 175 | 2015 | 1 | 15 | 15 |  | Fostoria West End | Lemoyne W. Fremont-Woodvile | 0 | 0 |  | 0 | 0 | 0 |  | 0 | 0 | 0 | 0 | 0 | 0 | 0 | 0 | 0 | 0 | 0 | 0 | 0 | 0 | 0 | 0 | 0 | 0 | 0 | 0 | 0 | 0 | 0 | 12 | 1
NO |  | 175 | 2015 | 1 | 16 | 16 |  | Fremont | West Fremont | 0 | 0 |  | 0 | 0 | 0 |  | 0 | 0 | 0 | 0 | 0 | 0 | 0 | 0 | 0 | 0 | 0 | 0 | 0 | 0 | 0 | 0 | 0 | 0 | 0 | 0 | 0 | 0 | 0 | 12 | 1
NO |  | 175 | 2015 | 1 | 17 | 17 |  | Fulton | Swanton | 0 | 0 |  | 0 | 0 | 0 |  | 0 | 0 | 0 | 0 | 0 | 0 | 0 | 0 | 0 | 0 | 0 | 0 | 0 | 0 | 0 | 0 | 0 | 0 | 0 | 0 | 0 | 0 | 0 | 12 | 1
NO |  | 175 | 2015 | 1 | 18 | 18 |  | GM | Richland #1 | 0 | 0 |  | 0 | 0 | 0 |  | 0 | 0 | 0 | 0 | 0 | 0 | 0 | 0 | 0 | 0 | 0 | 0 | 0 | 0 | 0 | 0 | 0 | 0 | 0 | 0 | 0 | 0 | 0 | 12 | 1
NO |  | 175 | 2015 | 1 | 19 | 19 |  | GM | Richland #2 | 0 | 0 |  | 0 | 0 | 0 |  | 0 | 0 | 0 | 0 | 0 | 0 | 0 | 0 | 0 | 0 | 0 | 0 | 0 | 0 | 0 | 0 | 0 | 0 | 0 | 0 | 0 | 0 | 0 | 12 | 1
NO |  | 175 | 2015 | 1 | 20 | 20 |  | GM | Jackman | 0 | 0 |  | 0 | 0 | 0 |  | 0 | 0 | 0 | 0 | 0 | 0 | 0 | 0 | 0 | 0 | 0 | 0 | 0 | 0 | 0 | 0 | 0 | 0 | 0 | 0 | 0 | 0 | 0 | 12 | 1
NO |  | 175 | 2015 | 1 | 21 | 21 |  | Jackman | Vulcan | 0 | 0 |  | 0 | 0 | 0 |  | 0 | 0 | 0 | 0 | 0 | 0 | 0 | 0 | 0 | 0 | 0 | 0 | 0 | 0 | 0 | 0 | 0 | 0 | 0 | 0 | 0 | 0 | 0 | 12 | 1
NO |  | 175 | 2015 | 1 | 22 | 22 |  | Jackman | Toledo Hospital | 0 | 0 |  | 0 | 0 | 0 |  | 0 | 0 | 0 | 0 | 0 | 0 | 0 | 0 | 0 | 0 | 0 | 0 | 0 | 0 | 0 | 0 | 0 | 0 | 0 | 0 | 0 | 0 | 0 | 12 | 1
NO |  | 175 | 2015 | 1 | 23 | 23 |  | Jackman | Westgate | 0 | 0 |  | 0 | 0 | 0 |  | 0 | 0 | 0 | 0 | 0 | 0 | 0 | 0 | 0 | 0 | 0 | 0 | 0 | 0 | 0 | 0 | 0 | 0 | 0 | 0 | 0 | 0 | 0 | 12 | 1
NO |  | 175 | 2015 | 1 | 24 | 24 |  | Lakeview | Ottawa | 0 | 0 |  | 0 | 0 | 0 |  | 0 | 0 | 0 | 0 | 0 | 0 | 0 | 0 | 0 | 0 | 0 | 0 | 0 | 0 | 0 | 0 | 0 | 0 | 0 | 0 | 0 | 0 | 0 | 12 | 1
NO |  | 175 | 2015 | 1 | 25 | 25 |  | Lemoyne | Midway | 0 | 0 |  | 0 | 0 | 0 |  | 0 | 0 | 0 | 0 | 0 | 0 | 0 | 0 | 0 | 0 | 0 | 0 | 0 | 0 | 0 | 0 | 0 | 0 | 0 | 0 | 0 | 0 | 0 | 12 | 1
NO |  | 175 | 2015 | 1 | 26 | 26 |  | Lemoyne | Midway #2 (Brim) | 0 | 0 |  | 0 | 0 | 0 |  | 0 | 0 | 0 | 0 | 0 | 0 | 0 | 0 | 0 | 0 | 0 | 0 | 0 | 0 | 0 | 0 | 0 | 0 | 0 | 0 | 0 | 0 | 0 | 12 | 1
NO |  | 175 | 2015 | 1 | 27 | 27 |  | Lemoyne | West Fremont | 0 | 0 |  | 0 | 0 | 0 |  | 0 | 0 | 0 | 0 | 0 | 0 | 0 | 0 | 0 | 0 | 0 | 0 | 0 | 0 | 0 | 0 | 0 | 0 | 0 | 0 | 0 | 0 | 0 | 12 | 1
NO |  | 175 | 2015 | 1 | 28 | 28 |  | Lemoyne | Maclean | 0 | 0 |  | 0 | 0 | 0 |  | 0 | 0 | 0 | 0 | 0 | 0 | 0 | 0 | 0 | 0 | 0 | 0 | 0 | 0 | 0 | 0 | 0 | 0 | 0 | 0 | 0 | 0 | 0 | 12 | 1
NO |  | 175 | 2015 | 1 | 29 | 29 |  | Lockwood | Richland | 0 | 0 |  | 0 | 0 | 0 |  | 0 | 0 | 0 | 0 | 0 | 0 | 0 | 0 | 0 | 0 | 0 | 0 | 0 | 0 | 0 | 0 | 0 | 0 | 0 | 0 | 0 | 0 | 0 | 12 | 1
NO |  | 175 | 2015 | 1 | 30 | 30 |  | MacLean | Chrysler | 0 | 0 |  | 0 | 0 | 0 |  | 0 | 0 | 0 | 0 | 0 | 0 | 0 | 0 | 0 | 0 | 0 | 0 | 0 | 0 | 0 | 0 | 0 | 0 | 0 | 0 | 0 | 0 | 0 | 12 | 1
NO |  | 175 | 2015 | 1 | 31 | 31 |  | Midway | Napolean | 0 | 0 |  | 0 | 0 | 0 |  | 0 | 0 | 0 | 0 | 0 | 0 | 0 | 0 | 0 | 0 | 0 | 0 | 0 | 0 | 0 | 0 | 0 | 0 | 0 | 0 | 0 | 0 | 0 | 12 | 1
NO |  | 175 | 2015 | 1 | 32 | 32 |  | Midway | Levis Park | 0 | 0 |  | 0 | 0 | 0 |  | 0 | 0 | 0 | 0 | 0 | 0 | 0 | 0 | 0 | 0 | 0 | 0 | 0 | 0 | 0 | 0 | 0 | 0 | 0 | 0 | 0 | 0 | 0 | 12 | 1
NO |  | 175 | 2015 | 1 | 33 | 33 |  | Midway | Richland-Wauseon | 0 | 0 |  | 0 | 0 | 0 |  | 0 | 0 | 0 | 0 | 0 | 0 | 0 | 0 | 0 | 0 | 0 | 0 | 0 | 0 | 0 | 0 | 0 | 0 | 0 | 0 | 0 | 0 | 0 | 12 | 1
NO |  | 175 | 2015 | 1 | 34 | 34 |  | Napolean | Richland-Stryker | 0 | 0 |  | 0 | 0 | 0 |  | 0 | 0 | 0 | 0 | 0 | 0 | 0 | 0 | 0 | 0 | 0 | 0 | 0 | 0 | 0 | 0 | 0 | 0 | 0 | 0 | 0 | 0 | 0 | 12 | 1
NO |  | 175 | 2015 | 1 | 35 | 35 |  | Ottawa | West Fremont #1 | 0 | 0 |  | 0 | 0 | 0 |  | 0 | 0 | 0 | 0 | 0 | 0 | 0 | 0 | 0 | 0 | 0 | 0 | 0 | 0 | 0 | 0 | 0 | 0 | 0 | 0 | 0 | 0 | 0 | 12 | 1
NO |  | 175 | 2015 | 2 | 1 | 1 |  | Ottawa | West Fremont #2 | 0 | 0 |  | 0 | 0 | 0 |  | 0 | 0 | 0 | 0 | 0 | 0 | 0 | 0 | 0 | 0 | 0 | 0 | 0 | 0 | 0 | 0 | 0 | 0 | 0 | 0 | 0 | 0 | 0 | 12 | 1
NO |  | 175 | 2015 | 2 | 2 | 2 |  | Richland | East Leipsic | 0 | 0 |  | 0 | 0 | 0 |  | 0 | 0 | 0 | 0 | 0 | 0 | 0 | 0 | 0 | 0 | 0 | 0 | 0 | 0 | 0 | 0 | 0 | 0 | 0 | 0 | 0 | 0 | 0 | 12 | 1
NO |  | 175 | 2015 | 2 | 3 | 3 |  | Vulcan | Toledo Hospital | 0 | 0 |  | 0 | 0 | 0 |  | 0 | 0 | 0 | 0 | 0 | 0 | 0 | 0 | 0 | 0 | 0 | 0 | 0 | 0 | 0 | 0 | 0 | 0 | 0 | 0 | 0 | 0 | 0 | 12 | 1
NO |  | 175 | 2015 | 2 | 4 | 4 |  |  |  | 0 | 0 |  | 0 | 0 | 0 |  | 6108362 | 326609 | 6434971 | 0 | 0 | 0 | 0 | 0 | 0 | 0 | 0 | 0 | 0 | 0 | 0 | 0 | 0 | 0 | 0 | 0 | 0 | 0 | 0 | 12 | 1
NO |  | 175 | 2015 | 2 | 5 | 5 |  | Total 138 KV Lines |  | 0 | 0 |  | 0 | 0 | 0 |  | 6108362 | 326609 | 6434971 | 0 | 0 | 0 | 0 | 0 | 0 | 0 | 0 | 0 | 0 | 0 | 0 | 0 | 651750026 | 0 | 0 | 0 | 0 | 0 | 0 | 12 | 1
SI/NO | A | 175 | 2015 | 2 | 7 | 7 |  | 69 kv Lines |  | 0 | 0 |  | 0 | 0 | 0 |  | 1184328 | 1888472 | 3072800 | 0 | 0 | 0 | 55920.7235 | 0 | 0 | 0 | 0 | 0 | 0 | 0 | 0 | 0 | 651750025 | 0 | 0 | 0 | 0 | 0 | 0 | 12 | 1
SI/NO | A | 175 | 2015 | 2 | 8 | 8 |  | 34.5 kv Lines |  | 0 | 0 | Various | 0 | 0 | 0 | Various | 639402 | 6126376 | 6765778 | 0 | 0 | 0 | 123127.8316 | 0 | 0 | 0 | 0 | 0 | 0 | 0 | 0 | 0 | 0 | 0 | 0 | 0 | 0 | 0 | 0 | 12 | 1
SI/NO | A | 175 | 2015 | 2 | 9 | 9 |  | 23 kv Lines |  | 0 | 0 | Various | 0 | 0 | 0 | Various | 6418 | 2008428 | 2014846 | 0 | 0 | 0 | 36667.4193 | 0 | 0 | 0 | 0 | 0 | 0 | 0 | 0 | 0 | 0 | 0 | 0 | 0 | 0 | 0 | 0 | 12 | 1
NO |  | 175 | 2015 | 2 | 12 | 12 |  | Operation and Maintenance |  | 0 | 0 |  | 0 | 0 | 0 |  | 0 | 0 | 0 | 500 | 154649 | 0 | 155149 | 0 | 0 | 0 | 0 | 0 | 0 | 0 | 0 | 0 | 0 | 0 | 0 | 0 | 0 | 0 | 0 | 12 | 1
NO |  | 175 | 2015 | 2 | 13 | 13 |  | Expense |  | 0 | 0 |  | 0 | 0 | 0 |  | 0 | 0 | 0 | 0 | 0 | 0 | 0 | 0 | 0 | 0 | 0 | 0 | 0 | 0 | 0 | 0 | 0 | 0 | 0 | 0 | 0 | 0 | 0 | 12 | 1
NO |  | 176 | 2015 | 0 | 1 | 1 |  | 138 KV Lines: |  | 0 | 0 |  | 0 | 0 | 0 |  | 0 | 0 | 0 | 0 | 0 | 0 | 0 | 0 | 0 | 0 | 0 | 0 | 0 | 0 | 0 | 0 | 0 | 0 | 0 | 0 | 0 | 0 | 0 | 12 | 1
NO |  | 176 | 2015 | 0 | 3 | 3 |  | Irvington (Ln 101) | Robert Bills | 138 | 138 | Towers | 0 | 9.9 | 1 | 795ACSR | 9600 | 592026 | 601626 | 0 | 0 | 0 | 0 | 0 | 0 | 0 | 0 | 0 | 0 | 0 | 0 | 0 | 0 | 0 | 0 | 0 | 0 | 0 | 0 | 12 | 1
NO |  | 176 | 2015 | 0 | 4 | 4 |  | Vail (Ln 136) | Robert Bills | 138 | 138 | Towers | 3.5 | 0 | 1 | 795ACSR | 0 | 0 | 0 | 0 | 0 | 0 | 0 | 0 | 0 | 0 | 0 | 0 | 0 | 0 | 0 | 0 | 0 | 0 | 0 | 0 | 0 | 0 | 0 | 12 | 1
NO |  | 176 | 2015 | 0 | 6 | 6 |  | Vail (Ln 102) | Irvington #2 | 138 | 138 | Towers | 11.05 | 0 | 1 | 795ACSR | 0 | 118611 | 118611 | 0 | 0 | 0 | 0 | 0 | 0 | 0 | 0 | 0 | 0 | 0 | 0 | 0 | 0 | 0 | 0 | 0 | 0 | 0 | 0 | 12 | 1
NO |  | 176 | 2015 | 0 | 8 | 8 |  | Vail (Ln 103) | Cienega | 138 | 138 | Towers | 3.21 | 0 | 1 | 1365ACSR | 0 | 11451 | 11451 | 0 | 0 | 0 | 0 | 0 | 0 | 0 | 0 | 0 | 0 | 0 | 0 | 0 | 0 | 0 | 0 | 0 | 0 | 0 | 0 | 12 | 1
NO |  | 176 | 2015 | 0 | 9 | 9 |  | Vail (Ln 103) | Cienega | 138 | 138 | Towers | 3.75 | 0 | 1 | 954ACSR | 0 | 0 | 0 | 0 | 0 | 0 | 0 | 0 | 0 | 0 | 0 | 0 | 0 | 0 | 0 | 0 | 0 | 0 | 0 | 0 | 0 | 0 | 0 | 12 | 1
NO |  | 176 | 2015 | 0 | 10 | 10 |  | Cienega (Ln 160) | Spanish Trail | 138 | 138 | Steel Poles | 10.09 | 0 | 1 | 1365ACSR | 0 | 0 | 0 | 0 | 0 | 0 | 0 | 0 | 0 | 0 | 0 | 0 | 0 | 0 | 0 | 0 | 0 | 0 | 0 | 0 | 0 | 0 | 0 | 12 | 1
NO |  | 176 | 2015 | 0 | 11 | 11 |  | Cienega (Ln 160) | Spanish Trail | 138 | 138 | Towers | 3.75 | 0 | 1 | 954 ACSR | 577374 | 4245571 | 4822945 | 0 | 0 | 0 | 0 | 0 | 0 | 0 | 0 | 0 | 0 | 0 | 0 | 0 | 0 | 0 | 0 | 0 | 0 | 0 | 0 | 12 | 1
NO |  | 176 | 2015 | 0 | 13 | 13 |  | Tucson Station (Line 163) | Demoss Petrie | 138 | 138 | Steel Poles | 2.5 | 0 | 1 | 954ACSS | 3245311 | 4131789 | 7377100 | 0 | 0 | 0 | 0 | 0 | 0 | 0 | 0 | 0 | 0 | 0 | 0 | 0 | 0 | 0 | 0 | 0 | 0 | 0 | 0 | 12 | 1
NO |  | 176 | 2015 | 0 | 15 | 15 |  | Vail (Ln 104) | Fort Huachuca | 138 | 138 | H-Frames | 43.85 | 0 | 1 | 477ACSR | 190500 | 7149768 | 7340268 | 0 | 0 | 0 | 0 | 0 | 0 | 0 | 0 | 0 | 0 | 0 | 0 | 0 | 0 | 0 | 0 | 0 | 0 | 0 | 0 | 12 | 1
NO |  | 176 | 2015 | 0 | 16 | 16 |  | Vail (Ln 104) | Fort Huachuca | 138 | 138 | Towers | 4.65 | 0 | 1 | 795ACSR | 0 | 0 | 0 | 0 | 0 | 0 | 0 | 0 | 0 | 0 | 0 | 0 | 0 | 0 | 0 | 0 | 0 | 0 | 0 | 0 | 0 | 0 | 0 | 12 | 1
NO |  | 176 | 2015 | 0 | 17 | 17 |  | Vail (Ln 104) | Fort Huachuca | 138 | 138 | Towers | 3.3 | 0 | 1 | 954ACSS | 0 | 0 | 0 | 0 | 0 | 0 | 0 | 0 | 0 | 0 | 0 | 0 | 0 | 0 | 0 | 0 | 0 | 0 | 0 | 0 | 0 | 0 | 0 | 12 | 1
NO |  | 176 | 2015 | 0 | 20 | 20 |  | South (Ln 105) | Irvington | 138 | 138 | Towers | 3.6 | 0 | 1 | 795ACSR | 76781 | 2483629 | 2560410 | 0 | 0 | 0 | 0 | 0 | 0 | 0 | 0 | 0 | 0 | 0 | 0 | 0 | 0 | 0 | 0 | 0 | 0 | 0 | 0 | 12 | 1
NO |  | 176 | 2015 | 0 | 21 | 21 |  | South (Ln 105) | Irvington | 138 | 138 | H-Frames | 0 | 12.5 | 1 | 795ACSR | 0 | 0 | 0 | 0 | 0 | 0 | 0 | 0 | 0 | 0 | 0 | 0 | 0 | 0 | 0 | 0 | 0 | 0 | 0 | 0 | 0 | 0 | 0 | 12 | 1
NO |  | 176 | 2015 | 0 | 23 | 23 |  | South (Ln 106) | AS&R | 138 | 138 | H-frames | 5.6 | 0 | 1 | 795ACSR | 278049 | 1181001 | 1459050 | 0 | 0 | 0 | 0 | 0 | 0 | 0 | 0 | 0 | 0 | 0 | 0 | 0 | 0 | 0 | 0 | 0 | 0 | 0 | 0 | 12 | 1
NO |  | 176 | 2015 | 0 | 25 | 25 |  | South (Ln 107) | Duval Clear | 138 | 138 | H-frames | 15.1 | 0 | 1 | 795ACSR | 0 | 1139235 | 1139235 | 0 | 0 | 0 | 0 | 0 | 0 | 0 | 0 | 0 | 0 | 0 | 0 | 0 | 0 | 0 | 0 | 0 | 0 | 0 | 0 | 12 | 1
NO |  | 176 | 2015 | 0 | 27 | 27 |  | Vail (Ln 108) | Los Reales | 138 | 138 | Towers | 0 | 4.6 | 1 | 1365ACAR | 0 | 467411 | 467411 | 0 | 0 | 0 | 0 | 0 | 0 | 0 | 0 | 0 | 0 | 0 | 0 | 0 | 0 | 0 | 0 | 0 | 0 | 0 | 0 | 12 | 1
NO |  | 176 | 2015 | 0 | 28 | 28 |  | Pantano (Ln 146) | Los Reales | 138 | 138 | H-Frame | 8.65 | 0 | 1 | 795ACSR | 0 | 250474 | 250474 | 0 | 0 | 0 | 0 | 0 | 0 | 0 | 0 | 0 | 0 | 0 | 0 | 0 | 0 | 0 | 0 | 0 | 0 | 0 | 0 | 12 | 1
NO |  | 176 | 2015 | 0 | 29 | 29 |  | East Loop (Ln 147) | Pantano | 138 | 138 | Steel Poles | 3.45 | 0 | 1 | 795ACSR | 0 | 79510 | 79510 | 0 | 0 | 0 | 0 | 0 | 0 | 0 | 0 | 0 | 0 | 0 | 0 | 0 | 0 | 0 | 0 | 0 | 0 | 0 | 0 | 12 | 1
NO |  | 176 | 2015 | 0 | 31 | 31 |  | Midvale (Ln 109) | South | 138 | 138 | Steel Poles | 12.36 | 0 | 1 | 795ACSR | 0 | 1335578 | 1335578 | 0 | 0 | 0 | 0 | 0 | 0 | 0 | 0 | 0 | 0 | 0 | 0 | 0 | 0 | 0 | 0 | 0 | 0 | 0 | 0 | 12 | 1
NO |  | 176 | 2015 | 0 | 33 | 33 |  | DeMoss Petrie (Ln 110) | North Loop | 138 | 138 | Towers | 9 | 0 | 1 | 795ACSR | 469687 | 9897045 | 10366732 | 0 | 0 | 0 | 0 | 0 | 0 | 0 | 0 | 0 | 0 | 0 | 0 | 0 | 0 | 0 | 0 | 0 | 0 | 0 | 0 | 12 | 1
NO |  | 176 | 2015 | 0 | 35 | 35 |  | Irvington (Ln 111) | Tucson | 138 | 138 | Towers | 0 | 10.9 | 1 | 795ACSR | 956349 | 2433572 | 3389921 | 0 | 0 | 0 | 0 | 0 | 0 | 0 | 0 | 0 | 0 | 0 | 0 | 0 | 0 | 0 | 0 | 0 | 0 | 0 | 0 | 12 | 1
NO |  | 176 | 2015 | 0 | 36 | 36 |  | TOTAL |  | 0 | 0 |  | 2109.09 | 60.39 | 82 |  | 45380436 | 418115243 | 463495679 | 39736 | 457161 | 204189 | 701086 | 0 | 0 | 0 | 0 | 0 | 0 | 0 | 0 | 0 | 0 | 0 | 0 | 0 | 0 | 0 | 0 | 12 | 1
NO |  | 176 | 2015 | 1 | 2 | 2 |  | Del Cerro (Ln 112) | West Ina | 138 | 138 | Towers | 0 | 3.3 | 1 | 795ACSR | 587588 | 384967 | 972555 | 0 | 0 | 0 | 0 | 0 | 0 | 0 | 0 | 0 | 0 | 0 | 0 | 0 | 0 | 0 | 0 | 0 | 0 | 0 | 0 | 12 | 1
NO |  | 176 | 2015 | 1 | 3 | 3 |  | Tucson (Ln 150) | Del Cerro | 138 | 138 | Towers | 0 | 7 | 1 | 795ACSR | 0 | 0 | 0 | 0 | 0 | 0 | 0 | 0 | 0 | 0 | 0 | 0 | 0 | 0 | 0 | 0 | 0 | 0 | 0 | 0 | 0 | 0 | 0 | 12 | 1
NO |  | 176 | 2015 | 1 | 5 | 5 |  | East Loop (Ln 113) | Roberts | 138 | 138 | Steel Poles | 5.14 | 0 | 1 | 795ACSR | 471281 | 4175090 | 4646371 | 0 | 0 | 0 | 0 | 0 | 0 | 0 | 0 | 0 | 0 | 0 | 0 | 0 | 0 | 0 | 0 | 0 | 0 | 0 | 0 | 12 | 1
NO |  | 176 | 2015 | 1 | 6 | 6 |  | East Loop (Ln 113) | Roberts | 138 | 138 | Steel Poles | 1.96 | 0 | 1 | 954ACSR | 0 | 0 | 0 | 0 | 0 | 0 | 0 | 0 | 0 | 0 | 0 | 0 | 0 | 0 | 0 | 0 | 0 | 0 | 0 | 0 | 0 | 0 | 0 | 12 | 1
NO |  | 176 | 2015 | 1 | 7 | 7 |  | East Loop (Ln 113) | Roberts | 138 | 138 | Towers | 1.7 | 0 | 1 | 1365ACSR | 0 | 0 | 0 | 0 | 0 | 0 | 0 | 0 | 0 | 0 | 0 | 0 | 0 | 0 | 0 | 0 | 0 | 0 | 0 | 0 | 0 | 0 | 0 | 12 | 1
NO |  | 176 | 2015 | 1 | 8 | 8 |  | Spanish Trail (Ln 121) | Roberts | 138 | 138 | Steel Poles | 4.61 | 0 | 1 | 795ACSR | 0 | 1783602 | 1783602 | 0 | 0 | 0 | 0 | 0 | 0 | 0 | 0 | 0 | 0 | 0 | 0 | 0 | 0 | 0 | 0 | 0 | 0 | 0 | 0 | 12 | 1
NO |  | 176 | 2015 | 1 | 9 | 9 |  | Spanish Trail (Ln 121) | Roberts | 138 | 138 | Steel Poles | 1.07 | 0 | 1 | 954ACSS | 0 | 0 | 0 | 0 | 0 | 0 | 0 | 0 | 0 | 0 | 0 | 0 | 0 | 0 | 0 | 0 | 0 | 0 | 0 | 0 | 0 | 0 | 0 | 12 | 1
NO |  | 176 | 2015 | 1 | 11 | 11 |  | North Loop (Ln 114) | Rillito | 138 | 138 | Steel Poles | 11.22 | 0 | 1 | 795ACSR | 84330 | 4824490 | 4908820 | 0 | 0 | 0 | 0 | 0 | 0 | 0 | 0 | 0 | 0 | 0 | 0 | 0 | 0 | 0 | 0 | 0 | 0 | 0 | 0 | 12 | 1
NO |  | 176 | 2015 | 1 | 13 | 13 |  | East Loop (Ln 115) | North East | 138 | 138 | Steel Poles | 6.9 | 0 | 1 | 795ACSR | 176406 | 1335295 | 1511701 | 0 | 0 | 0 | 0 | 0 | 0 | 0 | 0 | 0 | 0 | 0 | 0 | 0 | 0 | 0 | 0 | 0 | 0 | 0 | 0 | 12 | 1
NO |  | 176 | 2015 | 1 | 15 | 15 |  | Tortolita (Ln 117) | North Loop #1 | 138 | 138 | Steel Poles | 13.5 | 0 | 1 | 954ACSS | 98700 | 3871800 | 3970500 | 0 | 0 | 0 | 0 | 0 | 0 | 0 | 0 | 0 | 0 | 0 | 0 | 0 | 0 | 0 | 0 | 0 | 0 | 0 | 0 | 12 | 1
NO |  | 176 | 2015 | 1 | 17 | 17 |  | Tortolita (Ln 118) | North Loop #2 | 138 | 138 | Steel Poles | 13.5 | 0 | 1 | 954ACSS | 9905 | 4074141 | 4084046 | 0 | 0 | 0 | 0 | 0 | 0 | 0 | 0 | 0 | 0 | 0 | 0 | 0 | 0 | 0 | 0 | 0 | 0 | 0 | 0 | 12 | 1
NO |  | 176 | 2015 | 1 | 19 | 19 |  | La Canada (Ln 120) | Rillito | 138 | 138 | Steel Poles | 5.37 | 0 | 1 | 954ACSR | 990119 | 907291 | 1897410 | 0 | 0 | 0 | 0 | 0 | 0 | 0 | 0 | 0 | 0 | 0 | 0 | 0 | 0 | 0 | 0 | 0 | 0 | 0 | 0 | 12 | 1
NO |  | 176 | 2015 | 1 | 21 | 21 |  | Tortolita (Ln 122) | Rancho Vistoso | 138 | 138 | Steel Poles | 8.1 | 0 | 1 | 954ACSR | 1520544 | 504261 | 2024805 | 0 | 0 | 0 | 0 | 0 | 0 | 0 | 0 | 0 | 0 | 0 | 0 | 0 | 0 | 0 | 0 | 0 | 0 | 0 | 0 | 12 | 1
NO |  | 176 | 2015 | 1 | 22 | 22 |  | Tortolita (Ln 125) | Rancho Vistoso | 138 | 138 | H-Frames | 12.7 | 0 | 1 | 954ACSR | 0 | 4421314 | 4421314 | 0 | 0 | 0 | 0 | 0 | 0 | 0 | 0 | 0 | 0 | 0 | 0 | 0 | 0 | 0 | 0 | 0 | 0 | 0 | 0 | 12 | 1
NO |  | 176 | 2015 | 1 | 24 | 24 |  | Northeast (Ln 123) | Snyder | 138 | 138 | Steel Poles | 4.5 | 0 | 1 | 477ACSR | 40150 | 5385098 | 5425248 | 0 | 0 | 0 | 0 | 0 | 0 | 0 | 0 | 0 | 0 | 0 | 0 | 0 | 0 | 0 | 0 | 0 | 0 | 0 | 0 | 12 | 1
NO |  | 176 | 2015 | 1 | 25 | 25 |  | Northeast (Ln 123) | Snyder | 138 | 138 | steel/wood | 0.16 | 0 | 1 | 795ACSR | 0 | 0 | 0 | 0 | 0 | 0 | 0 | 0 | 0 | 0 | 0 | 0 | 0 | 0 | 0 | 0 | 0 | 0 | 0 | 0 | 0 | 0 | 0 | 12 | 1
NO |  | 176 | 2015 | 1 | 26 | 26 |  | Northeast (Ln 123) | Snyder | 138 | 138 | Steel Poles | 3.44 | 0 | 1 | 954 ACSS | 0 | 0 | 0 | 0 | 0 | 0 | 0 | 0 | 0 | 0 | 0 | 0 | 0 | 0 | 0 | 0 | 0 | 0 | 0 | 0 | 0 | 0 | 0 | 12 | 1
NO |  | 176 | 2015 | 1 | 28 | 28 |  | Rillito (Ln 124) | Northeast | 138 | 138 | Steel Poles | 6.16 | 0 | 1 | 795ACSR | 46715 | 987721 | 1034436 | 0 | 0 | 0 | 0 | 0 | 0 | 0 | 0 | 0 | 0 | 0 | 0 | 0 | 0 | 0 | 0 | 0 | 0 | 0 | 0 | 12 | 1
NO |  | 176 | 2015 | 1 | 30 | 30 |  | East Loop (Ln 126) | Snyder | 138 | 138 | Wood Poles | 4.15 | 0 | 1 | 954ACSR | 368616 | 3848535 | 4217151 | 0 | 0 | 0 | 0 | 0 | 0 | 0 | 0 | 0 | 0 | 0 | 0 | 0 | 0 | 0 | 0 | 0 | 0 | 0 | 0 | 12 | 1
NO |  | 176 | 2015 | 1 | 31 | 31 |  | East Loop (Ln 126) | Snyder | 138 | 138 | Steel Poles | 1.1 | 0 | 1 | 795ACSR | 0 | 0 | 0 | 0 | 0 | 0 | 0 | 0 | 0 | 0 | 0 | 0 | 0 | 0 | 0 | 0 | 0 | 0 | 0 | 0 | 0 | 0 | 0 | 12 | 1
NO |  | 176 | 2015 | 1 | 33 | 33 |  | DeMoss Petrie (Ln 127) | Northeast | 138 | 138 | Wood Poles | 5.6 | 0 | 1 | 1365ACAR | 266573 | 4489304 | 4755877 | 0 | 0 | 0 | 0 | 0 | 0 | 0 | 0 | 0 | 0 | 0 | 0 | 0 | 0 | 0 | 0 | 0 | 0 | 0 | 0 | 12 | 1
NO |  | 176 | 2015 | 1 | 35 | 35 |  | La Canada (Ln 128) | Rancho Vistoso | 138 | 138 | Steel Poles | 0 | 5.2 | 1 | 954ACSR | 1176913 | 730144 | 1907057 | 0 | 0 | 0 | 0 | 0 | 0 | 0 | 0 | 0 | 0 | 0 | 0 | 0 | 0 | 0 | 0 | 0 | 0 | 0 | 0 | 12 | 1
NO |  | 176 | 2015 | 2 | 2 | 2 |  | Drexel (Ln 129) | Midvale | 138 | 138 | Towers | 6.43 | 0 | 1 | 954ACSR | 0 | 176334 | 176334 | 0 | 0 | 0 | 0 | 0 | 0 | 0 | 0 | 0 | 0 | 0 | 0 | 0 | 0 | 0 | 0 | 0 | 0 | 0 | 0 | 12 | 1
NO |  | 176 | 2015 | 2 | 4 | 4 |  | Irvington (Ln 130) | Drexel | 138 | 138 | Towers | 2.5 | 0 | 1 | 795ACSR | 0 | 40093 | 40093 | 0 | 0 | 0 | 0 | 0 | 0 | 0 | 0 | 0 | 0 | 0 | 0 | 0 | 0 | 0 | 0 | 0 | 0 | 0 | 0 | 12 | 1
NO |  | 176 | 2015 | 2 | 6 | 6 |  | Irvington (Ln 131) | Santa Cruz | 138 | 138 | Towers | 9.8 | 0 | 1 | 795ACSR | 0 | 145463 | 145463 | 0 | 0 | 0 | 0 | 0 | 0 | 0 | 0 | 0 | 0 | 0 | 0 | 0 | 0 | 0 | 0 | 0 | 0 | 0 | 0 | 12 | 1
NO |  | 176 | 2015 | 2 | 8 | 8 |  | North Loop (Ln 132) | West Ina | 138 | 138 | Towers | 0 | 5.75 | 1 | 795ACSR | 0 | 951370 | 951370 | 0 | 0 | 0 | 0 | 0 | 0 | 0 | 0 | 0 | 0 | 0 | 0 | 0 | 0 | 0 | 0 | 0 | 0 | 0 | 0 | 12 | 1
NO |  | 176 | 2015 | 2 | 10 | 10 |  | Saguaro (Ln 133) | Tortolita #1 | 138 | 138 | H-Frames | 1.2 | 0 | 1 | 795ACSR | 142261 | 784697 | 926958 | 0 | 0 | 0 | 0 | 0 | 0 | 0 | 0 | 0 | 0 | 0 | 0 | 0 | 0 | 0 | 0 | 0 | 0 | 0 | 0 | 12 | 1
NO |  | 176 | 2015 | 2 | 12 | 12 |  | Saguaro (Ln 134) | Tortolita #2 | 138 | 138 | H-Frames | 1.2 | 0 | 1 | 795ACSR | 0 | 722282 | 722282 | 0 | 0 | 0 | 0 | 0 | 0 | 0 | 0 | 0 | 0 | 0 | 0 | 0 | 0 | 0 | 0 | 0 | 0 | 0 | 0 | 12 | 1
NO |  | 176 | 2015 | 2 | 14 | 14 |  | Santa Cruz (Ln 139) | DeMoss Petrie | 138 | 138 | Towers | 3.9 | 0 | 1 | 795ACSR | 0 | 65028 | 65028 | 0 | 0 | 0 | 0 | 0 | 0 | 0 | 0 | 0 | 0 | 0 | 0 | 0 | 0 | 0 | 0 | 0 | 0 | 0 | 0 | 12 | 1
NO |  | 176 | 2015 | 2 | 16 | 16 |  | Irvington (Ln 140) | 22nd Street | 138 | 138 | Steel Poles | 3.4 | 0 | 1 | 954ACSS | 0 | 1664733 | 1664733 | 0 | 0 | 0 | 0 | 0 | 0 | 0 | 0 | 0 | 0 | 0 | 0 | 0 | 0 | 0 | 0 | 0 | 0 | 0 | 0 | 12 | 1
NO |  | 176 | 2015 | 2 | 18 | 18 |  | South (Ln 141) | Green Valley | 138 | 138 | Steel Poles | 14.7 | 0 | 1 | 954ACSR | 630707 | 8541399 | 9172106 | 0 | 0 | 0 | 0 | 0 | 0 | 0 | 0 | 0 | 0 | 0 | 0 | 0 | 0 | 0 | 0 | 0 | 0 | 0 | 0 | 12 | 1
NO |  | 176 | 2015 | 2 | 20 | 20 |  | Green Valley (Ln 144) | Canoa Ranch | 138 | 138 | Steel Poles | 4 | 0 | 1 | 954ACSR | 0 | 0 | 0 | 0 | 0 | 0 | 0 | 0 | 0 | 0 | 0 | 0 | 0 | 0 | 0 | 0 | 0 | 0 | 0 | 0 | 0 | 0 | 0 | 12 | 1
NO |  | 176 | 2015 | 2 | 22 | 22 |  | 22nd Street (Ln 145) | East Loop | 138 | 138 | Steel Poles | 5.47 | 0 | 1 | 954ACSS | 0 | 3319241 | 3319241 | 0 | 0 | 0 | 0 | 0 | 0 | 0 | 0 | 0 | 0 | 0 | 0 | 0 | 0 | 0 | 0 | 0 | 0 | 0 | 0 | 12 | 1
NO |  | 176 | 2015 | 2 | 24 | 24 |  | Tortolita (Ln 156) | North Loop #3 | 138 | 138 | Steel Poles | 13.5 | 0 | 1 | 954ACSS | 0 | 4007501 | 4007501 | 0 | 0 | 0 | 0 | 0 | 0 | 0 | 0 | 0 | 0 | 0 | 0 | 0 | 0 | 0 | 0 | 0 | 0 | 0 | 0 | 12 | 1
NO |  | 176 | 2015 | 2 | 26 | 26 |  | Tortolita (Ln 161) | North Loop #4 | 138 | 138 | Steel Poles | 13.5 | 0 | 1 | 954ACSS | 0 | 4007501 | 4007501 | 0 | 0 | 0 | 0 | 0 | 0 | 0 | 0 | 0 | 0 | 0 | 0 | 0 | 0 | 0 | 0 | 0 | 0 | 0 | 0 | 12 | 1
NO |  | 176 | 2015 | 2 | 28 | 28 |  | Canoa (Ln 162) | Duval Clear | 138 | 138 | Steel Poles | 8 | 0 | 1 | 954ACSR | 132921 | 5781684 | 5914605 | 0 | 0 | 0 | 0 | 0 | 0 | 0 | 0 | 0 | 0 | 0 | 0 | 0 | 0 | 0 | 0 | 0 | 0 | 0 | 0 | 12 | 1
NO |  | 176 | 2015 | 2 | 30 | 30 |  |  | 138 KV O&M Expenses | 0 | 0 |  | 0 | 0 | 0 |  | 0 | 0 | 0 | 0 | 192774 | 0 | 192774 | 0 | 0 | 0 | 0 | 0 | 0 | 0 | 0 | 0 | 0 | 0 | 0 | 0 | 0 | 0 | 0 | 12 | 1
NO |  | 176 | 2015 | 2 | 32 | 32 |  | 345 KV Lines: |  | 0 | 0 |  | 0 | 0 | 0 |  | 0 | 0 | 0 | 0 | 0 | 0 | 0 | 0 | 0 | 0 | 0 | 0 | 0 | 0 | 0 | 0 | 0 | 0 | 0 | 0 | 0 | 0 | 0 | 12 | 1
NO |  | 176 | 2015 | 2 | 34 | 34 |  | Coronado (COSP1) | Springerville | 345 | 345 | Towers | 21.84 | 0 | 1 | 954ACSR | 250304 | 1581700 | 1832004 | 0 | 0 | 0 | 0 | 651760320 | 0 | 0 | 0 | 0 | 0 | 0 | 0 | 0 | 0 | 0 | 0 | 0 | 0 | 0 | 0 | 12 | 1
NO |  | 176 | 2015 | 3 | 1 | 1 |  | El Paso (EPLUN) | Luna | 345 | 345 | Towers | 11.87 | 0 | 2 | 954ACSR | 0 | 1329362 | 1329362 | 0 | 0 | 0 | 0 | 651760249 | 0 | 0 | 0 | 0 | 0 | 0 | 0 | 0 | 0 | 0 | 0 | 0 | 0 | 0 | 0 | 12 | 1
NO |  | 176 | 2015 | 3 | 3 | 3 |  | Four Corners (FCSJ1) | San Juan | 345 | 345 | H-Frame | 10.5 | 0 | 1 | 795ACSR | 3127057 | 761331 | 3888388 | 0 | 0 | 0 | 0 | 651760250 | 0 | 0 | 0 | 0 | 0 | 0 | 0 | 0 | 0 | 0 | 0 | 0 | 0 | 0 | 0 | 12 | 1
NO |  | 176 | 2015 | 3 | 5 | 5 |  | McKinley (MCSP1) | Springerville #1 | 345 | 345 | Towers | 106.17 | 1.24 | 1 | 954ACSR | 672474 | 15648573 | 16321047 | 0 | 0 | 0 | 0 | 651760251 | 0 | 0 | 0 | 0 | 0 | 0 | 0 | 0 | 0 | 0 | 0 | 0 | 0 | 0 | 0 | 12 | 1
NO |  | 176 | 2015 | 3 | 7 | 7 |  | McKinley (MCSP2) | Springerville #2 | 345 | 345 | Towers | 107.41 | 0 | 1 | 954ACSR | 2192028 | 16494100 | 18686128 | 0 | 0 | 0 | 0 | 651760252 | 0 | 0 | 0 | 0 | 0 | 0 | 0 | 0 | 0 | 0 | 0 | 0 | 0 | 0 | 0 | 12 | 1
NO |  | 176 | 2015 | 3 | 9 | 9 |  | San Juan (SJMC1) | McKinley #1 | 345 | 345 | Towers | 90.5 | 0 | 1 | 954ACSR | 1260260 | 13294901 | 14555161 | 0 | 0 | 0 | 0 | 651760253 | 0 | 0 | 0 | 0 | 0 | 0 | 0 | 0 | 0 | 0 | 0 | 0 | 0 | 0 | 0 | 12 | 1
NO |  | 176 | 2015 | 3 | 11 | 11 |  | San Juan (SJMC2) | McKinley #2 | 345 | 345 | Towers | 90.5 | 0 | 1 | 954ACSR | 0 | 10640971 | 10640971 | 0 | 0 | 0 | 0 | 651760254 | 0 | 0 | 0 | 0 | 0 | 0 | 0 | 0 | 0 | 0 | 0 | 0 | 0 | 0 | 0 | 12 | 1
NO |  | 176 | 2015 | 3 | 13 | 13 |  | Springerville | Vail Express | 345 | 345 | Towers | 238.25 | 0 | 1 | 954ACSR | 0 | 0 | 0 | 0 | 0 | 0 | 0 | 0 | 0 | 0 | 0 | 0 | 0 | 0 | 0 | 0 | 0 | 0 | 0 | 0 | 0 | 0 | 0 | 12 | 1
NO |  | 176 | 2015 | 3 | 14 | 14 |  | Springerville | Vail Express | 345 | 345 | Steel Poles | 0.8 | 0 | 1 | 954ACSR | 0 | 0 | 0 | 0 | 0 | 0 | 0 | 0 | 0 | 0 | 0 | 0 | 0 | 0 | 0 | 0 | 0 | 0 | 0 | 0 | 0 | 0 | 0 | 12 | 1
NO |  | 176 | 2015 | 3 | 16 | 16 |  | Springerville (SPGNE) | Greenlee | 345 | 345 | Towers | 110.26 | 0 | 1 | 954ACSR | 3150811 | 61706218 | 64857029 | 0 | 0 | 0 | 0 | 651760318 | 0 | 0 | 0 | 0 | 0 | 0 | 0 | 0 | 0 | 0 | 0 | 0 | 0 | 0 | 0 | 12 | 1
NO |  | 176 | 2015 | 3 | 17 | 17 |  | Greenlee (SPGL1) | Winchester | 345 | 345 | Towers | 88.23 | 0 | 1 | 954ACSR | 1570179 | 18935286 | 20505465 | 0 | 0 | 0 | 0 | 651760244 | 0 | 0 | 0 | 0 | 0 | 0 | 0 | 0 | 0 | 0 | 0 | 0 | 0 | 0 | 0 | 12 | 1
NO |  | 176 | 2015 | 3 | 18 | 18 |  | Winchester | Vail | 345 | 345 | Towers | 40.35 | 0 | 1 | 954ACSR | 53426 | 40788575 | 40842001 | 0 | 0 | 0 | 0 | 651760255 | 0 | 0 | 0 | 0 | 0 | 0 | 0 | 0 | 0 | 0 | 0 | 0 | 0 | 0 | 0 | 12 | 1
NO |  | 176 | 2015 | 3 | 20 | 20 |  | Vail (VLSO1) | South | 345 | 345 | Towers | 13.7 | 0 | 1 | 954ACSR | 676506 | 2800832 | 3477338 | 0 | 0 | 0 | 0 | 651760256 | 0 | 0 | 0 | 0 | 0 | 0 | 0 | 0 | 0 | 0 | 0 | 0 | 0 | 0 | 0 | 12 | 1
NO |  | 176 | 2015 | 3 | 22 | 22 |  | West Wing (WWSO1) | Pinal West | 345 | 345 | Towers | 61.31 | 0 | 1 | 954ACSR | 0 | 0 | 0 | 0 | 0 | 0 | 0 | 651760245 | 0 | 0 | 0 | 0 | 0 | 0 | 0 | 0 | 0 | 0 | 0 | 0 | 0 | 0 | 0 | 12 | 1
NO |  | 176 | 2015 | 3 | 23 | 23 |  | Pinal West | South | 345 | 345 | Towers | 117.37 | 0 | 1 | 954ACSR | 4087039 | 25893346 | 29980385 | 0 | 0 | 0 | 0 | 651760319 | 0 | 0 | 0 | 0 | 0 | 0 | 0 | 0 | 0 | 0 | 0 | 0 | 0 | 0 | 0 | 12 | 1
NO |  | 176 | 2015 | 3 | 25 | 25 |  |  | 345 O&M Expenses | 0 | 0 |  | 0 | 0 | 0 |  | 0 | 0 | 0 | 0 | 258011 | 204189 | 462200 | 0 | 0 | 0 | 0 | 0 | 0 | 0 | 0 | 0 | 0 | 0 | 0 | 0 | 0 | 0 | 0 | 12 | 1
NO |  | 176 | 2015 | 3 | 27 | 27 |  | 500 KV Lines: |  | 0 | 0 |  | 0 | 0 | 0 |  | 0 | 0 | 0 | 0 | 0 | 0 | 0 | 0 | 0 | 0 | 0 | 0 | 0 | 0 | 0 | 0 | 0 | 0 | 0 | 0 | 0 | 0 | 0 | 12 | 1
NO |  | 176 | 2015 | 3 | 29 | 29 |  | Southern Transmission | (SOTRN) | 500 | 500 | Towers | 0 | 0 | 0 | 2156ACSR | 168872 | 8502946 | 8671818 | 0 | 0 | 0 | 0 | 0 | 0 | 0 | 0 | 0 | 0 | 0 | 0 | 0 | 0 | 0 | 0 | 0 | 0 | 0 | 0 | 12 | 1
NO |  | 176 | 2015 | 3 | 30 | 30 |  | Navajo (SOTRN) | Moen Kopi | 500 | 500 | Towers | 76 | 0 | 1 | 2156ACSR | 0 | 0 | 0 | 0 | 0 | 0 | 0 | 651760246 | 0 | 0 | 0 | 0 | 0 | 0 | 0 | 0 | 0 | 0 | 0 | 0 | 0 | 0 | 0 | 12 | 1
NO |  | 176 | 2015 | 3 | 31 | 31 |  | Moen Kopi (SOTRN) | West Wing | 500 | 500 | Towers | 179 | 0 | 1 | 2156ACSR | 0 | 0 | 0 | 0 | 0 | 0 | 0 | 651760248 | 0 | 0 | 0 | 0 | 0 | 0 | 0 | 0 | 0 | 0 | 0 | 0 | 0 | 0 | 0 | 12 | 1
NO |  | 176 | 2015 | 3 | 32 | 32 |  | Navajo (SOTRN) | West Wing | 500 | 500 | Towers | 255 | 0 | 1 | 2156ACSR | 0 | 0 | 0 | 0 | 0 | 0 | 0 | 651760247 | 0 | 0 | 0 | 0 | 0 | 0 | 0 | 0 | 0 | 0 | 0 | 0 | 0 | 0 | 0 | 12 | 1
NO |  | 176 | 2015 | 3 | 33 | 33 |  | Saguaro (SOTRN) | Tortolita | 500 | 500 | Towers | 1.02 | 0 | 1 | 2156ACSR | 0 | 0 | 0 | 0 | 0 | 0 | 0 | 0 | 0 | 0 | 0 | 0 | 0 | 0 | 0 | 0 | 0 | 0 | 0 | 0 | 0 | 0 | 0 | 12 | 1
NO |  | 176 | 2015 | 3 | 35 | 35 |  | Saguaro #2 (SATO2) | Tortolita | 500 | 500 | Towers | 1.02 | 0 | 1 | 2156ACSR | 0 | 1308033 | 1308033 | 0 | 0 | 0 | 0 | 0 | 0 | 0 | 0 | 0 | 0 | 0 | 0 | 0 | 0 | 0 | 0 | 0 | 0 | 0 | 0 | 12 | 1
NO |  | 176 | 2015 | 4 | 2 | 2 |  | Hassayampa | Pinal West | 500 | 500 | Towers | 52 | 0 | 1 | 1590ACSR | 6498108 | 10356005 | 16854113 | 0 | 0 | 0 | 0 | 651760257 | 0 | 0 | 0 | 0 | 0 | 0 | 0 | 0 | 0 | 0 | 0 | 0 | 0 | 0 | 0 | 12 | 1
NO |  | 176 | 2015 | 4 | 3 | 3 |  | Pinal West | Duke | 500 | 500 | Steel Poles | 13.7 | 0 | 1 | 1590ACSR | 0 | 7388809 | 7388809 | 0 | 0 | 0 | 0 | 651760259 | 0 | 0 | 0 | 0 | 0 | 0 | 0 | 0 | 0 | 0 | 0 | 0 | 0 | 0 | 0 | 12 | 1
NO |  | 176 | 2015 | 4 | 4 | 4 |  | Duke | Pinal Central | 500 | 500 | Steel Poles | 36.3 | 0 | 1 | 1590ACSR | 0 | 16297262 | 16297262 | 0 | 0 | 0 | 0 | 651760258 | 0 | 0 | 0 | 0 | 0 | 0 | 0 | 0 | 0 | 0 | 0 | 0 | 0 | 0 | 0 | 12 | 1
NO |  | 176 | 2015 | 4 | 5 | 5 |  | Tortolita | Pinal Central | 500 | 500 | Steel Poles | 40.1 | 0 | 1 | 1590ACSR | 9125992 | 56939943 | 66065935 | 0 | 0 | 0 | 0 | 0 | 0 | 0 | 0 | 0 | 0 | 0 | 0 | 0 | 0 | 0 | 0 | 0 | 0 | 0 | 0 | 12 | 1
NO |  | 176 | 2015 | 4 | 6 | 6 |  |  | 500 KV O&M Expenses | 0 | 0 |  | 0 | 0 | 0 |  | 0 | 0 | 0 | 39736 | 6376 | 0 | 46112 | 0 | 0 | 0 | 0 | 0 | 0 | 0 | 0 | 0 | 0 | 0 | 0 | 0 | 0 | 0 | 0 | 12 | 1
NO |  | 176 | 2015 | 4 | 9 | 9 |  | Other Owners |  | 0 | 0 |  | 0 | 0 | 0 |  | 0 | 0 | 0 | 0 | 0 | 0 | 0 | 651760260 | 0 | 0 | 0 | 0 | 0 | 0 | 0 | 0 | 0 | 0 | 0 | 0 | 0 | 0 | 0 | 12 | 1
NO |  | 177 | 2015 | 0 | 1 | 1 |  | Mason Sub. | Franklin Sub. Incl. Taps | 138 | 138 | Steel Tower | 0.45 | 0 | 1 | 300 ACSR | 389203 | 15589243 | 15978446 | 0 | 0 | 0 | 0 | 0 | 0 | 0 | 0 | 0 | 0 | 0 | 0 | 651770477 | 0 | 651770478 | 0 | 0 | 0 | 0 | 0 | 12 | 1
NO |  | 177 | 2015 | 0 | 2 | 2 |  |  |  | 0 | 0 | Steel Tower | 7.55 | 0 | 2 | 954 ACSR | 0 | 0 | 0 | 0 | 0 | 0 | 0 | 0 | 0 | 0 | 0 | 0 | 0 | 0 | 0 | 0 | 0 | 0 | 0 | 0 | 0 | 0 | 0 | 12 | 1
NO |  | 177 | 2015 | 0 | 3 | 3 |  |  |  | 0 | 0 | Wood Pole | 0.05 | 0 | 1 | 954 ACSR | 0 | 0 | 0 | 0 | 0 | 0 | 0 | 0 | 0 | 0 | 0 | 0 | 0 | 0 | 0 | 0 | 0 | 0 | 0 | 0 | 0 | 0 | 0 | 12 | 1
NO |  | 177 | 2015 | 0 | 4 | 4 |  |  |  | 0 | 0 | Steel Tower | 0.03 | 0 | 2 | 954 ACSR | 0 | 0 | 0 | 0 | 0 | 0 | 0 | 0 | 0 | 0 | 0 | 0 | 0 | 0 | 0 | 0 | 0 | 0 | 0 | 0 | 0 | 0 | 0 | 12 | 1
NO |  | 177 | 2015 | 0 | 5 | 5 |  | Eatherton Sub. Tap | Gray Summit - Wildwood | 0 | 0 | Steel Pole | 0.3 | 0 | 2 |  | 0 | 0 | 0 | 0 | 0 | 0 | 0 | 0 | 0 | 0 | 0 | 0 | 0 | 0 | 0 | 0 | 0 | 0 | 0 | 0 | 0 | 0 | 0 | 12 | 1
NO |  | 177 | 2015 | 0 | 7 | 7 |  | Gasconade Sub. | Osage Sub. Incl. Taps | 138 | 138 | Steel Tower | 0.05 | 3.92 | 1 | 954 ACSR | 0 | 0 | 0 | 0 | 0 | 0 | 0 | 0 | 0 | 0 | 0 | 0 | 0 | 0 | 0 | 0 | 0 | 0 | 0 | 0 | 0 | 0 | 0 | 12 | 1
NO |  | 177 | 2015 | 0 | 8 | 8 |  |  |  | 0 | 0 | Wood H-Frame | 62.43 | 0 | 1 | 336.4 ACSR | 0 | 0 | 0 | 0 | 0 | 0 | 0 | 0 | 0 | 0 | 0 | 0 | 0 | 0 | 0 | 0 | 0 | 0 | 0 | 0 | 0 | 0 | 0 | 12 | 1
NO |  | 177 | 2015 | 0 | 9 | 9 |  |  |  | 0 | 0 | Wood H-Frame | 4.79 | 0 | 1 | 954 ACSR | 0 | 0 | 0 | 0 | 0 | 0 | 0 | 0 | 0 | 0 | 0 | 0 | 0 | 0 | 0 | 0 | 0 | 0 | 0 | 0 | 0 | 0 | 0 | 12 | 1
NO |  | 177 | 2015 | 0 | 11 | 11 |  | Mason Sub. | Osage Sub. Incl. Taps | 138 | 138 | Steel Tower | 0.45 | 0 | 1 | 300 ACSR | 0 | 0 | 0 | 0 | 0 | 0 | 0 | 0 | 0 | 0 | 0 | 0 | 0 | 0 | 0 | 0 | 0 | 0 | 0 | 0 | 0 | 0 | 0 | 12 | 1
NO |  | 177 | 2015 | 0 | 12 | 12 |  |  |  | 0 | 0 | Steel Tower | 9.78 | 0 | 2 | 954 ACSR | 0 | 0 | 0 | 0 | 0 | 0 | 0 | 0 | 0 | 0 | 0 | 0 | 0 | 0 | 0 | 0 | 0 | 0 | 0 | 0 | 0 | 0 | 0 | 12 | 1
NO |  | 177 | 2015 | 0 | 13 | 13 |  |  |  | 0 | 0 | Steel Tower | 0.05 | 0 | 1 | 954 ACSR | 0 | 0 | 0 | 0 | 0 | 0 | 0 | 0 | 0 | 0 | 0 | 0 | 0 | 0 | 0 | 0 | 0 | 0 | 0 | 0 | 0 | 0 | 0 | 12 | 1
NO |  | 177 | 2015 | 0 | 14 | 14 |  |  |  | 0 | 0 | Wood H-Frame | 98.22 | 0 | 1 | 336.4 ACSR | 0 | 0 | 0 | 0 | 0 | 0 | 0 | 0 | 0 | 0 | 0 | 0 | 0 | 0 | 0 | 0 | 0 | 0 | 0 | 0 | 0 | 0 | 0 | 12 | 1
NO |  | 177 | 2015 | 0 | 15 | 15 |  |  |  | 0 | 0 | Wood H-Frame | 4.79 | 0 | 1 | 954 ACSR | 0 | 0 | 0 | 0 | 0 | 0 | 0 | 0 | 0 | 0 | 0 | 0 | 0 | 0 | 0 | 0 | 0 | 0 | 0 | 0 | 0 | 0 | 0 | 12 | 1
NO |  | 177 | 2015 | 0 | 16 | 16 |  |  |  | 0 | 0 | Wood H-Frame | 0.44 | 0 | 1 | 954 ACSR | 0 | 0 | 0 | 0 | 0 | 0 | 0 | 0 | 0 | 0 | 0 | 0 | 0 | 0 | 0 | 0 | 0 | 0 | 0 | 0 | 0 | 0 | 0 | 12 | 1
NO |  | 177 | 2015 | 0 | 17 | 17 |  |  |  | 0 | 0 | Wood H-Frame | 0.37 | 0 | 1 | 954 ACSR | 0 | 0 | 0 | 0 | 0 | 0 | 0 | 0 | 0 | 0 | 0 | 0 | 0 | 0 | 0 | 0 | 0 | 0 | 0 | 0 | 0 | 0 | 0 | 12 | 1
NO |  | 177 | 2015 | 0 | 18 | 18 |  | Rivermines Sub. | Osage Sub. Incl. Taps | 138 | 138 | Steel Tower | 24.99 | 0 | 2 | 954 ACSS | 155046 | 5051698 | 5206744 | 0 | 0 | 0 | 0 | 0 | 0 | 0 | 0 | 0 | 0 | 0 | 0 | 0 | 0 | 0 | 0 | 0 | 0 | 0 | 0 | 12 | 1
NO |  | 177 | 2015 | 0 | 19 | 19 |  |  |  | 0 | 0 | Steel Tower | 93.51 | 0 | 2 | 250 BC | 0 | 0 | 0 | 0 | 0 | 0 | 0 | 0 | 0 | 0 | 0 | 0 | 0 | 0 | 0 | 0 | 0 | 0 | 0 | 0 | 0 | 0 | 0 | 12 | 1
NO |  | 177 | 2015 | 0 | 20 | 20 |  |  |  | 0 | 0 | Wood H-Frame | 0.39 | 0 | 1 | 4/0 ACSR | 0 | 0 | 0 | 0 | 0 | 0 | 0 | 0 | 0 | 0 | 0 | 0 | 0 | 0 | 0 | 0 | 0 | 0 | 0 | 0 | 0 | 0 | 0 | 12 | 1
NO |  | 177 | 2015 | 0 | 21 | 21 |  |  |  | 0 | 0 | Wood H-Frame | 1.02 | 0 | 2 | 250 BC | 0 | 0 | 0 | 0 | 0 | 0 | 0 | 0 | 0 | 0 | 0 | 0 | 0 | 0 | 0 | 0 | 0 | 0 | 0 | 0 | 0 | 0 | 0 | 12 | 1
NO |  | 177 | 2015 | 0 | 23 | 23 |  | Cahokia Sub. | Rivermines Sub. Incl. Taps | 138 | 138 | Steel Tower | 1.32 | 0 | 2 | 318 ACSR | 81579 | 6078791 | 6160370 | 0 | 0 | 0 | 0 | 0 | 0 | 0 | 0 | 0 | 0 | 0 | 0 | 0 | 0 | 0 | 0 | 0 | 0 | 0 | 0 | 12 | 1
NO |  | 177 | 2015 | 0 | 24 | 24 |  |  |  | 0 | 0 | Steel Tower | 25.49 | 0 | 2 | 4/0 BC | 0 | 0 | 0 | 0 | 0 | 0 | 0 | 0 | 0 | 0 | 0 | 0 | 0 | 0 | 0 | 0 | 0 | 0 | 0 | 0 | 0 | 0 | 0 | 12 | 1
NO |  | 177 | 2015 | 0 | 25 | 25 |  |  |  | 0 | 0 | Steel Tower | 0.32 | 0 | 2 | 4/0 CW | 0 | 0 | 0 | 0 | 0 | 0 | 0 | 0 | 0 | 0 | 0 | 0 | 0 | 0 | 0 | 0 | 0 | 0 | 0 | 0 | 0 | 0 | 0 | 12 | 1
NO |  | 177 | 2015 | 0 | 26 | 26 |  |  |  | 0 | 0 | Steel Tower | 0.54 | 0 | 2 | 300 ACSR | 0 | 0 | 0 | 0 | 0 | 0 | 0 | 0 | 0 | 0 | 0 | 0 | 0 | 0 | 0 | 0 | 0 | 0 | 0 | 0 | 0 | 0 | 0 | 12 | 1
NO |  | 177 | 2015 | 0 | 27 | 27 |  |  |  | 0 | 0 | Steel Tower | 2.02 | 0 | 1 | 556 ACSR | 0 | 0 | 0 | 0 | 0 | 0 | 0 | 0 | 0 | 0 | 0 | 0 | 0 | 0 | 0 | 0 | 0 | 0 | 0 | 0 | 0 | 0 | 0 | 12 | 1
NO |  | 177 | 2015 | 0 | 28 | 28 |  |  |  | 0 | 0 | Wood H-Frame | 1.13 | 0 | 1 | 1590 ACSR | 0 | 0 | 0 | 0 | 0 | 0 | 0 | 0 | 0 | 0 | 0 | 0 | 0 | 0 | 0 | 0 | 0 | 0 | 0 | 0 | 0 | 0 | 0 | 12 | 1
NO |  | 177 | 2015 | 0 | 29 | 29 |  |  |  | 0 | 0 | Wood H-Frame | 6.74 | 0 | 1 | 336.4 ACSR | 0 | 0 | 0 | 0 | 0 | 0 | 0 | 0 | 0 | 0 | 0 | 0 | 0 | 0 | 0 | 0 | 0 | 0 | 0 | 0 | 0 | 0 | 0 | 12 | 1
NO |  | 177 | 2015 | 0 | 31 | 31 |  | Meramec Sub. | Watson Sub. Incl. Taps | 138 | 138 | Steel Tower | 3.67 | 0 | 1 | 795 AL | 435379 | 3691044 | 4126423 | 0 | 0 | 0 | 0 | 0 | 0 | 0 | 0 | 0 | 0 | 0 | 0 | 0 | 0 | 0 | 0 | 0 | 0 | 0 | 0 | 12 | 1
NO |  | 177 | 2015 | 0 | 32 | 32 |  |  |  | 0 | 0 | Wood H-Frame | 10.19 | 0 | 1 | 2-70 ACSR | 0 | 0 | 0 | 0 | 0 | 0 | 0 | 0 | 0 | 0 | 0 | 0 | 0 | 0 | 0 | 0 | 0 | 0 | 0 | 0 | 0 | 0 | 0 | 12 | 1
NO |  | 177 | 2015 | 0 | 33 | 33 |  | Meramec Sub. | Watson Sub. | 138 | 138 | Steel Tower | 3.63 | 0 | 1 | 795 AL | 0 | 0 | 0 | 0 | 0 | 0 | 0 | 0 | 0 | 0 | 0 | 0 | 0 | 0 | 0 | 0 | 0 | 0 | 0 | 0 | 0 | 0 | 0 | 12 | 1
NO |  | 177 | 2015 | 0 | 34 | 34 |  |  |  | 0 | 0 | Wood H-Frame | 10.66 | 0 | 1 | 2-795 ACSR | 0 | 0 | 0 | 0 | 0 | 0 | 0 | 0 | 0 | 0 | 0 | 0 | 0 | 0 | 0 | 0 | 0 | 0 | 0 | 0 | 0 | 0 | 0 | 12 | 1
NO |  | 177 | 2015 | 0 | 36 | 36 |  | TOTAL |  | 0 | 0 |  | 2391.99 | 234.98 | 245 |  | 48407918 | 600692771 | 649100689 | 5382307 | 8127934 | 3259907 | 16770148 | 0 | 0 | 0 | 0 | 0 | 0 | 0 | 0 | 0 | 0 | 0 | 0 | 0 | 0 | 0 | 0 | 12 | 1
NO |  | 177 | 2015 | 1 | 1 | 1 |  | Page Sub. | Maline Sub. | 138 | 138 | Steel Tower | 10.22 | 0.2 | 1 | 350 BC | 1231767 | 9131721 | 10363488 | 0 | 0 | 0 | 0 | 0 | 0 | 0 | 0 | 0 | 0 | 0 | 0 | 0 | 0 | 0 | 0 | 0 | 0 | 0 | 0 | 12 | 1
NO |  | 177 | 2015 | 1 | 2 | 2 |  |  |  | 0 | 0 | Steel Tower | 4.5 | 0 | 1 | 954 ACSR | 0 | 0 | 0 | 0 | 0 | 0 | 0 | 0 | 0 | 0 | 0 | 0 | 0 | 0 | 0 | 0 | 0 | 0 | 0 | 0 | 0 | 0 | 0 | 12 | 1
NO |  | 177 | 2015 | 1 | 4 | 4 |  | Venice Sub. | Maline Sub. | 138 | 138 | Steel Tower | 0.41 | 1.62 | 1 | 350 BC | 0 | 0 | 0 | 0 | 0 | 0 | 0 | 0 | 0 | 0 | 0 | 0 | 0 | 0 | 0 | 0 | 0 | 0 | 0 | 0 | 0 | 0 | 0 | 12 | 1
NO |  | 177 | 2015 | 1 | 5 | 5 |  |  |  | 0 | 138 | Steel Tower | 0.13 | 4.5 | 1 | 954 ACSR | 0 | 0 | 0 | 0 | 0 | 0 | 0 | 0 | 0 | 0 | 0 | 0 | 0 | 0 | 0 | 0 | 0 | 0 | 0 | 0 | 0 | 0 | 0 | 12 | 1
NO |  | 177 | 2015 | 1 | 6 | 6 |  |  |  | 0 | 345 | Steel Tower | 0 | 2.55 | 1 | 2-95 ACSR | 0 | 0 | 0 | 0 | 0 | 0 | 0 | 0 | 0 | 0 | 0 | 0 | 0 | 0 | 0 | 0 | 0 | 0 | 0 | 0 | 0 | 0 | 0 | 12 | 1
NO |  | 177 | 2015 | 1 | 7 | 7 |  |  |  | 0 | 345 | Steel Pole | 0.8 | 0 | 1 | 954 ACSR | 0 | 0 | 0 | 0 | 0 | 0 | 0 | 0 | 0 | 0 | 0 | 0 | 0 | 0 | 0 | 0 | 0 | 0 | 0 | 0 | 0 | 0 | 0 | 12 | 1
NO |  | 177 | 2015 | 1 | 8 | 8 |  |  |  | 0 | 345 | Wood H-Frame | 0.12 | 0 | 1 | 954 ACSR | 0 | 0 | 0 | 0 | 0 | 0 | 0 | 0 | 0 | 0 | 0 | 0 | 0 | 0 | 0 | 0 | 0 | 0 | 0 | 0 | 0 | 0 | 0 | 12 | 1
NO |  | 177 | 2015 | 1 | 10 | 10 |  | Campbell Sub. | Euclid Sub. | 138 | 138 | Steel Pole | 0.65 | 0 | 1 | 2156 ACSR | 0 | 0 | 0 | 0 | 0 | 0 | 0 | 0 | 0 | 0 | 0 | 0 | 0 | 0 | 0 | 0 | 0 | 0 | 0 | 0 | 0 | 0 | 0 | 12 | 1
NO |  | 177 | 2015 | 1 | 12 | 12 |  | Sioux-Berkeley | Dardenne Sub. | 138 | 138 | Steel Tower | 0 | 3.16 | 1 | 795 ACSR | 996437 | 19512938 | 20509375 | 0 | 0 | 0 | 0 | 0 | 0 | 0 | 0 | 0 | 0 | 0 | 0 | 0 | 0 | 0 | 0 | 0 | 0 | 0 | 0 | 12 | 1
NO |  | 177 | 2015 | 1 | 13 | 13 |  |  |  | 0 | 0 | Steel Tower | 15.54 | 0 | 1 | 954 ACSR | 0 | 0 | 0 | 0 | 0 | 0 | 0 | 0 | 0 | 0 | 0 | 0 | 0 | 0 | 0 | 0 | 0 | 0 | 0 | 0 | 0 | 0 | 0 | 12 | 1
NO |  | 177 | 2015 | 1 | 15 | 15 |  | Dardenne Sub. | Montgomery Sub. | 161 | 161 | Steel Tower | 41.69 | 0 | 1 | 954 ACSR | 0 | 0 | 0 | 0 | 0 | 0 | 0 | 0 | 0 | 0 | 0 | 0 | 0 | 0 | 0 | 0 | 0 | 0 | 0 | 0 | 0 | 0 | 0 | 12 | 1
NO |  | 177 | 2015 | 1 | 16 | 16 |  |  |  | 0 | 0 | Wood H-Frame | 0.17 | 0 | 1 | 795 ACSR | 0 | 0 | 0 | 0 | 0 | 0 | 0 | 0 | 0 | 0 | 0 | 0 | 0 | 0 | 0 | 0 | 0 | 0 | 0 | 0 | 0 | 0 | 0 | 12 | 1
NO |  | 177 | 2015 | 1 | 17 | 17 |  |  |  | 0 | 0 | Wood Poles | 0.03 | 0 | 1 | 954 ACSR | 0 | 0 | 0 | 0 | 0 | 0 | 0 | 0 | 0 | 0 | 0 | 0 | 0 | 0 | 0 | 0 | 0 | 0 | 0 | 0 | 0 | 0 | 0 | 12 | 1
NO |  | 177 | 2015 | 1 | 18 | 18 |  | GM Tap | Enon Sub | 161 | 161 | Steel Pole | 0.5 | 0 | 1 | 954 ACSR | 0 | 0 | 0 | 0 | 0 | 0 | 0 | 0 | 0 | 0 | 0 | 0 | 0 | 0 | 0 | 0 | 0 | 0 | 0 | 0 | 0 | 0 | 0 | 12 | 1
NO |  | 177 | 2015 | 1 | 20 | 20 |  | Montgomery Sub. | M.P.S. Co. | 161 | 161 | Steel Tower | 0.84 | 0 | 1 | 795 ACSR | 0 | 0 | 0 | 0 | 0 | 0 | 0 | 0 | 0 | 0 | 0 | 0 | 0 | 0 | 0 | 0 | 0 | 0 | 0 | 0 | 0 | 0 | 0 | 12 | 1
NO |  | 177 | 2015 | 1 | 21 | 21 |  |  |  | 0 | 0 | Wood H-Frame | 77.45 | 0 | 1 | 795 ACSR | 0 | 0 | 0 | 0 | 0 | 0 | 0 | 0 | 0 | 0 | 0 | 0 | 0 | 0 | 0 | 0 | 0 | 0 | 0 | 0 | 0 | 0 | 0 | 12 | 1
NO |  | 177 | 2015 | 1 | 23 | 23 |  | Belleau Sub. | Gen. Motors Sub. | 161 | 161 | Wood H-Frame | 0.08 | 0 | 1 | 954 ACSR | 0 | 0 | 0 | 0 | 0 | 0 | 0 | 0 | 0 | 0 | 0 | 0 | 0 | 0 | 0 | 0 | 0 | 0 | 0 | 0 | 0 | 0 | 0 | 12 | 1
NO |  | 177 | 2015 | 1 | 24 | 24 |  |  |  | 138 | 138 | Wood H-Frame | 0.07 | 0 | 1 | 954 ACSR | 0 | 0 | 0 | 0 | 0 | 0 | 0 | 0 | 0 | 0 | 0 | 0 | 0 | 0 | 0 | 0 | 0 | 0 | 0 | 0 | 0 | 0 | 0 | 12 | 1
NO |  | 177 | 2015 | 1 | 25 | 25 |  |  |  | 138 | 138 | Steel Pole | 0.07 | 0 | 1 | 954 ACSR | 0 | 0 | 0 | 0 | 0 | 0 | 0 | 0 | 0 | 0 | 0 | 0 | 0 | 0 | 0 | 0 | 0 | 0 | 0 | 0 | 0 | 0 | 0 | 12 | 1
NO |  | 177 | 2015 | 1 | 27 | 27 |  | Tap | General Motors | 161 | 161 | Tower | 4.3 | 0 | 2 | 954 ACSR | 0 | 0 | 0 | 0 | 0 | 0 | 0 | 0 | 0 | 0 | 0 | 0 | 0 | 0 | 0 | 0 | 0 | 0 | 0 | 0 | 0 | 0 | 0 | 12 | 1
NO |  | 177 | 2015 | 1 | 29 | 29 |  | Huster Sub. | Belleau Sub. | 138 | 138 | Wood H-Frame | 0.07 | 0 | 1 | 954 ACSR | 0 | 0 | 0 | 0 | 0 | 0 | 0 | 0 | 0 | 0 | 0 | 0 | 0 | 0 | 0 | 0 | 0 | 0 | 0 | 0 | 0 | 0 | 0 | 12 | 1
NO |  | 177 | 2015 | 1 | 31 | 31 |  | Tyson | Big River | 138 | 138 | Steel Pole | 0.22 | 0 | 2 | 954 ACSR | 1819378 | 6047693 | 7867071 | 0 | 0 | 0 | 0 | 0 | 0 | 0 | 0 | 0 | 0 | 0 | 0 | 0 | 0 | 0 | 0 | 0 | 0 | 0 | 0 | 12 | 1
NO |  | 177 | 2015 | 1 | 32 | 32 |  |  |  | 0 | 0 | Steel Tower | 12.84 | 0 | 2 |  | 0 | 0 | 0 | 0 | 0 | 0 | 0 | 0 | 0 | 0 | 0 | 0 | 0 | 0 | 0 | 0 | 0 | 0 | 0 | 0 | 0 | 0 | 0 | 12 | 1
NO |  | 177 | 2015 | 1 | 34 | 34 |  | Gray Summit | Rockwood | 138 | 138 | Wood Pole | 0.21 | 0 | 2 | 954 ACSR | 903140 | 5402069 | 6305209 | 0 | 0 | 0 | 0 | 0 | 0 | 0 | 0 | 0 | 0 | 0 | 0 | 0 | 0 | 0 | 0 | 0 | 0 | 0 | 0 | 12 | 1
NO |  | 177 | 2015 | 1 | 35 | 35 |  |  |  | 0 | 0 | Steel Tower | 10.68 | 0 | 2 |  | 0 | 0 | 0 | 0 | 0 | 0 | 0 | 0 | 0 | 0 | 0 | 0 | 0 | 0 | 0 | 0 | 0 | 0 | 0 | 0 | 0 | 0 | 0 | 12 | 1
NO |  | 177 | 2015 | 2 | 2 | 2 |  | Rivermines | Fredericktown Sub. | 138 | 161 | Steel Tower | 1.45 | 0 | 1 | 795 ACSR | 255146 | 8474954 | 8730100 | 0 | 0 | 0 | 0 | 0 | 0 | 0 | 0 | 0 | 0 | 0 | 0 | 0 | 0 | 0 | 0 | 0 | 0 | 0 | 0 | 12 | 1
NO |  | 177 | 2015 | 2 | 3 | 3 |  |  |  | 0 | 0 | Wood H-Frame | 23.16 | 0 | 1 | 795 ACSR | 0 | 0 | 0 | 0 | 0 | 0 | 0 | 0 | 0 | 0 | 0 | 0 | 0 | 0 | 0 | 0 | 0 | 0 | 0 | 0 | 0 | 0 | 0 | 12 | 1
NO |  | 177 | 2015 | 2 | 5 | 5 |  | Fredericktown Sub. | Cape GIrardeau Viaduct Sub. | 161 | 161 | Wood H-Frame | 46.1 | 0 | 1 | 795 ACSR | 0 | 0 | 0 | 0 | 0 | 0 | 0 | 0 | 0 | 0 | 0 | 0 | 0 | 0 | 0 | 0 | 0 | 0 | 0 | 0 | 0 | 0 | 0 | 12 | 1
NO |  | 177 | 2015 | 2 | 7 | 7 |  | Cape GIrardeau | Joppa Plant | 161 | 161 | Steel Tower | 3.8 | 0 | 1 | 795 ACSR | 0 | 0 | 0 | 0 | 0 | 0 | 0 | 0 | 0 | 0 | 0 | 0 | 0 | 0 | 0 | 0 | 0 | 0 | 0 | 0 | 0 | 0 | 0 | 12 | 1
NO |  | 177 | 2015 | 2 | 8 | 8 |  |  |  | 0 | 0 | Wood H-Frame | 3.24 | 0 | 1 | 795 ACSR | 0 | 0 | 0 | 0 | 0 | 0 | 0 | 0 | 0 | 0 | 0 | 0 | 0 | 0 | 0 | 0 | 0 | 0 | 0 | 0 | 0 | 0 | 0 | 12 | 1
NO |  | 177 | 2015 | 2 | 10 | 10 |  | Page Sub. | Hamilton Sub. Incl. Tap | 138 | 138 | Steel Tower | 0.56 | 0 | 1 | 556.5 ACSR | 280449 | 2055786 | 2336235 | 0 | 0 | 0 | 0 | 0 | 0 | 0 | 0 | 0 | 0 | 0 | 0 | 0 | 0 | 0 | 0 | 0 | 0 | 0 | 0 | 12 | 1
NO |  | 177 | 2015 | 2 | 11 | 11 |  |  |  | 0 | 0 | Steel Tower | 0.02 | 0 | 1 | 350 BC | 0 | 0 | 0 | 0 | 0 | 0 | 0 | 0 | 0 | 0 | 0 | 0 | 0 | 0 | 0 | 0 | 0 | 0 | 0 | 0 | 0 | 0 | 0 | 12 | 1
NO |  | 177 | 2015 | 2 | 12 | 12 |  |  |  | 0 | 0 | Steel Tower | 2.89 | 0 | 1 | 300 CCSR | 0 | 0 | 0 | 0 | 0 | 0 | 0 | 0 | 0 | 0 | 0 | 0 | 0 | 0 | 0 | 0 | 0 | 0 | 0 | 0 | 0 | 0 | 0 | 12 | 1
NO |  | 177 | 2015 | 2 | 13 | 13 |  |  |  | 0 | 0 | Steel Tower | 21.05 | 0 | 1 | 300 BC | 0 | 0 | 0 | 0 | 0 | 0 | 0 | 0 | 0 | 0 | 0 | 0 | 0 | 0 | 0 | 0 | 0 | 0 | 0 | 0 | 0 | 0 | 0 | 12 | 1
NO |  | 177 | 2015 | 2 | 14 | 14 |  |  |  | 0 | 0 | Wood H-Frame | 0.2 | 0 | 1 | 300 BC | 0 | 0 | 0 | 0 | 0 | 0 | 0 | 0 | 0 | 0 | 0 | 0 | 0 | 0 | 0 | 0 | 0 | 0 | 0 | 0 | 0 | 0 | 0 | 12 | 1
NO |  | 177 | 2015 | 2 | 16 | 16 |  | Page Sub. | Keokuk Sub. Incl. Tap | 110 | 110 | Steel Tower | 3.42 | 0 | 1 | 300 CCSR | 0 | 0 | 0 | 0 | 0 | 0 | 0 | 0 | 0 | 0 | 0 | 0 | 0 | 0 | 0 | 0 | 0 | 0 | 0 | 0 | 0 | 0 | 0 | 12 | 1
NO |  | 177 | 2015 | 2 | 17 | 17 |  |  |  | 0 | 0 | Steel Tower | 0 | 139.83 | 1 | 300 BC | 0 | 0 | 0 | 0 | 0 | 0 | 0 | 0 | 0 | 0 | 0 | 0 | 0 | 0 | 0 | 0 | 0 | 0 | 0 | 0 | 0 | 0 | 0 | 12 | 1
NO |  | 177 | 2015 | 2 | 18 | 18 |  |  |  | 0 | 0 | Steel Tower | 0 | 0.48 | 1 | 477 ACSR | 0 | 0 | 0 | 0 | 0 | 0 | 0 | 0 | 0 | 0 | 0 | 0 | 0 | 0 | 0 | 0 | 0 | 0 | 0 | 0 | 0 | 0 | 0 | 12 | 1
NO |  | 177 | 2015 | 2 | 20 | 20 |  | Osage | Moberly | 161 | 161 | Steel Tower | 0.68 | 0 | 1 | 556.5 ACSR | 711599 | 9938303 | 10649902 | 0 | 0 | 0 | 0 | 0 | 0 | 0 | 0 | 0 | 0 | 0 | 0 | 0 | 0 | 0 | 0 | 0 | 0 | 0 | 0 | 12 | 1
NO |  | 177 | 2015 | 2 | 21 | 21 |  |  |  | 0 | 0 | Wood H-Frame | 77.27 | 0 | 1 | 556.5 ACSR | 0 | 0 | 0 | 0 | 0 | 0 | 0 | 0 | 0 | 0 | 0 | 0 | 0 | 0 | 0 | 0 | 0 | 0 | 0 | 0 | 0 | 0 | 0 | 12 | 1
NO |  | 177 | 2015 | 2 | 22 | 22 |  |  |  | 0 | 0 | Wood H-Frame | 0.04 | 0 | 1 | 954 ACSR | 0 | 0 | 0 | 0 | 0 | 0 | 0 | 0 | 0 | 0 | 0 | 0 | 0 | 0 | 0 | 0 | 0 | 0 | 0 | 0 | 0 | 0 | 0 | 12 | 1
NO |  | 177 | 2015 | 2 | 23 | 23 |  |  |  | 0 | 0 | Wood H-Frame | 20 | 0 | 1 | 556 ACSS | 0 | 0 | 0 | 0 | 0 | 0 | 0 | 0 | 0 | 0 | 0 | 0 | 0 | 0 | 0 | 0 | 0 | 0 | 0 | 0 | 0 | 0 | 0 | 12 | 1
NO |  | 177 | 2015 | 2 | 25 | 25 |  | Roxford Sub. | Berkeley Sub. | 138 | 138 | Steel Tower | 12.83 | 0 | 2 | 954 ACSR | 428637 | 12512725 | 12941362 | 0 | 0 | 0 | 0 | 0 | 0 | 0 | 0 | 0 | 0 | 0 | 0 | 0 | 0 | 0 | 0 | 0 | 0 | 0 | 0 | 12 | 1
NO |  | 177 | 2015 | 2 | 26 | 26 |  |  |  | 0 | 0 | Steel Tower | 6.75 | 0 | 3 | 954 ACSR | 0 | 0 | 0 | 0 | 0 | 0 | 0 | 0 | 0 | 0 | 0 | 0 | 0 | 0 | 0 | 0 | 0 | 0 | 0 | 0 | 0 | 0 | 0 | 12 | 1
NO |  | 177 | 2015 | 2 | 27 | 27 |  |  |  | 0 | 0 | Steel Tower | 0 | 7.39 | 1 | 954 ACSR | 0 | 0 | 0 | 0 | 0 | 0 | 0 | 0 | 0 | 0 | 0 | 0 | 0 | 0 | 0 | 0 | 0 | 0 | 0 | 0 | 0 | 0 | 0 | 12 | 1
NO |  | 177 | 2015 | 2 | 29 | 29 |  | St. Francois Sub. | New Bourbon | 138 | 138 | Wood H-Frame | 24.5 | 0 | 1 | 795 ACSR | 497449 | 4367092 | 4864541 | 0 | 0 | 0 | 0 | 0 | 0 | 0 | 0 | 0 | 0 | 0 | 0 | 0 | 0 | 0 | 0 | 0 | 0 | 0 | 0 | 12 | 1
NO |  | 177 | 2015 | 2 | 31 | 31 |  | Osage Plant | Osage Sub. | 138 | 138 | Steel Tower | 0.87 | 0 | 1 | 336.4 ACSR | 0 | 139954 | 139954 | 0 | 0 | 0 | 0 | 0 | 0 | 0 | 0 | 0 | 0 | 0 | 0 | 0 | 0 | 0 | 0 | 0 | 0 | 0 | 0 | 12 | 1
NO |  | 177 | 2015 | 2 | 32 | 32 |  |  |  | 0 | 0 | Steel Tower | 0.49 | 0.48 | 1 | 336.4 ACSR | 0 | 0 | 0 | 0 | 0 | 0 | 0 | 0 | 0 | 0 | 0 | 0 | 0 | 0 | 0 | 0 | 0 | 0 | 0 | 0 | 0 | 0 | 0 | 12 | 1
NO |  | 177 | 2015 | 2 | 34 | 34 |  | Meramec Sub. | Mason Sub. | 138 | 138 | Steel Tower | 23.5 | 0 | 2 | 954 ACSR | 1060162 | 3642026 | 4702188 | 0 | 0 | 0 | 0 | 0 | 0 | 0 | 0 | 0 | 0 | 0 | 0 | 0 | 0 | 0 | 0 | 0 | 0 | 0 | 0 | 12 | 1
NO |  | 177 | 2015 | 3 | 1 | 1 |  | Sioux Sub. | Montgomery Sub. | 345 | 345 | Steel Tower | 9 | 57.23 | 1 | 2-954 ACSR | 1481897 | 98286049 | 99767946 | 0 | 0 | 0 | 0 | 0 | 0 | 0 | 0 | 0 | 0 | 0 | 0 | 0 | 0 | 0 | 0 | 0 | 0 | 0 | 0 | 12 | 1
NO |  | 177 | 2015 | 3 | 2 | 2 |  |  |  | 0 | 0 | Wood H-Frame | 0.16 | 0 | 1 | 2-954 ACSR | 0 | 0 | 0 | 0 | 0 | 0 | 0 | 0 | 0 | 0 | 0 | 0 | 0 | 0 | 0 | 0 | 0 | 0 | 0 | 0 | 0 | 0 | 0 | 12 | 1
NO |  | 177 | 2015 | 3 | 4 | 4 |  | Montgomery Sub. | Hills Sub. | 345 | 345 | Wood H-Frame | 185.21 | 0 | 1 | 2-795 ACSR | 0 | 0 | 0 | 0 | 0 | 0 | 0 | 0 | 0 | 0 | 0 | 0 | 0 | 0 | 0 | 0 | 0 | 0 | 0 | 0 | 0 | 0 | 0 | 12 | 1
NO |  | 177 | 2015 | 3 | 5 | 5 |  |  |  | 0 | 0 | Steel Tower | 0.93 | 0 | 1 | 2-795 ACSR | 0 | 0 | 0 | 0 | 0 | 0 | 0 | 0 | 0 | 0 | 0 | 0 | 0 | 0 | 0 | 0 | 0 | 0 | 0 | 0 | 0 | 0 | 0 | 12 | 1
NO |  | 177 | 2015 | 3 | 6 | 6 |  |  |  | 0 | 0 |  | 0 | 0 | 0 | OPGW | 0 | 0 | 0 | 0 | 0 | 0 | 0 | 0 | 0 | 0 | 0 | 0 | 0 | 0 | 0 | 0 | 0 | 0 | 0 | 0 | 0 | 0 | 0 | 12 | 1
NO |  | 177 | 2015 | 3 | 7 | 7 |  | Tap Structure | Palmyra Sub. | 345 | 345 | Wood H-Frame | 2.5 | 0 | 1 | 2-954 ACSR | 0 | 0 | 0 | 0 | 0 | 0 | 0 | 0 | 0 | 0 | 0 | 0 | 0 | 0 | 0 | 0 | 0 | 0 | 0 | 0 | 0 | 0 | 0 | 12 | 1
NO |  | 177 | 2015 | 3 | 8 | 8 |  |  |  | 0 | 0 |  | 0 | 0 | 0 | OPGW | 0 | 0 | 0 | 0 | 0 | 0 | 0 | 0 | 0 | 0 | 0 | 0 | 0 | 0 | 0 | 0 | 0 | 0 | 0 | 0 | 0 | 0 | 0 | 12 | 1
NO |  | 177 | 2015 | 3 | 9 | 9 |  | Page Sub. | Berkeley Sub. | 138 | 138 | Steel Tower | 7 | 0 | 2 | 954 ACSR | 0 | 1390949 | 1390949 | 0 | 0 | 0 | 0 | 0 | 0 | 0 | 0 | 0 | 0 | 0 | 0 | 0 | 0 | 0 | 0 | 0 | 0 | 0 | 0 | 12 | 1
NO |  | 177 | 2015 | 3 | 11 | 11 |  | Rush Island | Shawnee Sub. | 345 | 345 | Steel Tower | 0.22 | 0 | 1 | 1192 ASCR | 1454452 | 19372622 | 20827074 | 0 | 0 | 0 | 0 | 0 | 0 | 0 | 0 | 0 | 0 | 0 | 0 | 0 | 0 | 0 | 0 | 0 | 0 | 0 | 0 | 12 | 1
NO |  | 177 | 2015 | 3 | 12 | 12 |  |  |  | 0 | 0 | Steel Tower | 1.7 | 0.22 | 1 | 2-795 ACSR | 0 | 0 | 0 | 0 | 0 | 0 | 0 | 0 | 0 | 0 | 0 | 0 | 0 | 0 | 0 | 0 | 0 | 0 | 0 | 0 | 0 | 0 | 0 | 12 | 1
NO |  | 177 | 2015 | 3 | 13 | 13 |  |  |  | 0 | 0 | Wood H-Frame | 84.18 | 0 | 1 | 2-795 ACSR | 0 | 0 | 0 | 0 | 0 | 0 | 0 | 0 | 0 | 0 | 0 | 0 | 0 | 0 | 0 | 0 | 0 | 0 | 0 | 0 | 0 | 0 | 0 | 12 | 1
NO |  | 177 | 2015 | 3 | 14 | 14 |  |  |  | 0 | 0 | Wood H-Frame | 16.98 | 0 | 1 | 2-954 ACSR | 0 | 0 | 0 | 0 | 0 | 0 | 0 | 0 | 0 | 0 | 0 | 0 | 0 | 0 | 0 | 0 | 0 | 0 | 0 | 0 | 0 | 0 | 0 | 12 | 1
NO |  | 177 | 2015 | 3 | 16 | 16 |  | Rush Island | St. Francois 2 | 0 | 0 | Wood H-Frame | 17 | 0 | 1 | 954/7 ACSS | 0 | 0 | 0 | 0 | 0 | 0 | 0 | 0 | 0 | 0 | 0 | 0 | 0 | 0 | 0 | 0 | 0 | 0 | 0 | 0 | 0 | 0 | 0 | 12 | 1
NO |  | 177 | 2015 | 3 | 18 | 18 |  | Clark Sub. | Meramec Mining Corp. | 138 | 138 | Wood H-Frame | 17.7 | 0 | 1 | 336.4 ACSR | 57948 | 1049351 | 1107299 | 0 | 0 | 0 | 0 | 0 | 0 | 0 | 0 | 0 | 0 | 0 | 0 | 0 | 0 | 0 | 0 | 0 | 0 | 0 | 0 | 12 | 1
NO |  | 177 | 2015 | 3 | 19 | 19 |  |  | Pea Ridge Iron Mine | 0 | 0 | Wood H-Frame | 17.7 | 0 | 1 | 336.4 ACSR | 0 | 0 | 0 | 0 | 0 | 0 | 0 | 0 | 0 | 0 | 0 | 0 | 0 | 0 | 0 | 0 | 0 | 0 | 0 | 0 | 0 | 0 | 0 | 12 | 1
NO |  | 177 | 2015 | 3 | 21 | 21 |  | Cahokia Sub. | Venice Sub. | 138 | 138 | Steel Tower | 0.58 | 0 | 2 | 954 AL | 108011 | 1390601 | 1498612 | 0 | 0 | 0 | 0 | 0 | 0 | 0 | 0 | 0 | 0 | 0 | 0 | 0 | 0 | 0 | 0 | 0 | 0 | 0 | 0 | 12 | 1
NO |  | 177 | 2015 | 3 | 23 | 23 |  | Sioux Sub. | Berk-Viele | 138 | 138 | Steel Tower | 9.07 | 0 | 3 | 954 ACSR | 2488826 | 17478163 | 19966989 | 0 | 0 | 0 | 0 | 0 | 0 | 0 | 0 | 0 | 0 | 0 | 0 | 0 | 0 | 0 | 0 | 0 | 0 | 0 | 0 | 12 | 1
NO |  | 177 | 2015 | 3 | 25 | 25 |  | New Hope Tap | CEPC Interconnect | 161 | 161 | HF-Wood | 0 | 0.02 | 1 | 795 ACSR | 0 | 0 | 0 | 0 | 0 | 0 | 0 | 0 | 0 | 0 | 0 | 0 | 0 | 0 | 0 | 0 | 0 | 0 | 0 | 0 | 0 | 0 | 0 | 12 | 1
NO |  | 177 | 2015 | 3 | 27 | 27 |  | Berkeley Sub. | Dardenne Sub. | 138 | 138 | Steel Tower | 8.27 | 0 | 1 | 954 ACSR | 0 | 0 | 0 | 0 | 0 | 0 | 0 | 0 | 0 | 0 | 0 | 0 | 0 | 0 | 0 | 0 | 0 | 0 | 0 | 0 | 0 | 0 | 0 | 12 | 1
NO |  | 177 | 2015 | 3 | 28 | 28 |  |  |  | 0 | 0 | Steel Tower | 2.29 | 0 | 1 | 795 ACSR | 0 | 0 | 0 | 0 | 0 | 0 | 0 | 0 | 0 | 0 | 0 | 0 | 0 | 0 | 0 | 0 | 0 | 0 | 0 | 0 | 0 | 0 | 0 | 12 | 1
NO |  | 177 | 2015 | 3 | 29 | 29 |  |  |  | 0 | 0 | Wood H-Frame | 15.59 | 0 | 1 | 795 ACSR | 0 | 0 | 0 | 0 | 0 | 0 | 0 | 0 | 0 | 0 | 0 | 0 | 0 | 0 | 0 | 0 | 0 | 0 | 0 | 0 | 0 | 0 | 0 | 12 | 1
NO |  | 177 | 2015 | 3 | 31 | 31 |  | Hannibal West Tap | Hannibal West sub | 161 | 161 | HF-Wood | 0.02 | 0 | 2 | 336.4 KCMIL | 0 | 0 | 0 | 0 | 0 | 0 | 0 | 0 | 0 | 0 | 0 | 0 | 0 | 0 | 0 | 0 | 0 | 0 | 0 | 0 | 0 | 0 | 0 | 12 | 1
NO |  | 177 | 2015 | 3 | 33 | 33 |  | Dardenne Sub. | Viele Sub. | 161 | 161 | Wood H-Frame | 134.03 | 0 | 1 | 795 ACSR | 0 | 0 | 0 | 0 | 0 | 0 | 0 | 0 | 0 | 0 | 0 | 0 | 0 | 0 | 0 | 0 | 0 | 0 | 0 | 0 | 0 | 0 | 0 | 12 | 1
NO |  | 177 | 2015 | 3 | 35 | 35 |  | Huster Viele #1 | Marion Sub. | 161 | 161 | Wood H-Frame | 0.41 | 0 | 1 | 477 ACSR | 0 | 0 | 0 | 0 | 0 | 0 | 0 | 0 | 0 | 0 | 0 | 0 | 0 | 0 | 0 | 0 | 0 | 0 | 0 | 0 | 0 | 0 | 0 | 12 | 1
NO |  | 177 | 2015 | 4 | 2 | 2 |  | Palmyra Sub. | N. Marble Sub | 161 | 345 | Steel Tower | 0.62 | 0 | 2 | 2-954 ACSR | 0 | 0 | 0 | 0 | 0 | 0 | 0 | 0 | 0 | 0 | 0 | 0 | 0 | 0 | 0 | 0 | 0 | 0 | 0 | 0 | 0 | 0 | 0 | 12 | 1
NO |  | 177 | 2015 | 4 | 3 | 3 |  |  |  | 161 | 161 | Wood H-Frame | 5.58 | 0 | 1 | 954 ACSR | 0 | 0 | 0 | 0 | 0 | 0 | 0 | 0 | 0 | 0 | 0 | 0 | 0 | 0 | 0 | 0 | 0 | 0 | 0 | 0 | 0 | 0 | 0 | 12 | 1
NO |  | 177 | 2015 | 4 | 5 | 5 |  | Huster Sub. | Belleau Sub. | 138 | 138 | Wood H-Frame | 0.13 | 0 | 1 | 795 ACSR | 0 | 0 | 0 | 0 | 0 | 0 | 0 | 0 | 0 | 0 | 0 | 0 | 0 | 0 | 0 | 0 | 0 | 0 | 0 | 0 | 0 | 0 | 0 | 12 | 1
NO |  | 177 | 2015 | 4 | 7 | 7 |  | Belleau Sub. | Pike Sub. | 138 | 138 | Steel Pole | 0.24 | 0 | 1 | 795 ACSR | 0 | 0 | 0 | 0 | 0 | 0 | 0 | 0 | 0 | 0 | 0 | 0 | 0 | 0 | 0 | 0 | 0 | 0 | 0 | 0 | 0 | 0 | 0 | 12 | 1
NO |  | 177 | 2015 | 4 | 9 | 9 |  | Meramec Sub. | Cahokia Sub. Incl Tap | 138 | 138 | Steel Tower | 2.55 | 0 | 1 | 954 ACSR | 59400 | 417199 | 476599 | 0 | 0 | 0 | 0 | 0 | 0 | 0 | 0 | 0 | 0 | 0 | 0 | 0 | 0 | 0 | 0 | 0 | 0 | 0 | 0 | 12 | 1
NO |  | 177 | 2015 | 4 | 11 | 11 |  | Meramec Sub. | Cahokia Sub | 138 | 138 | Steel Tower | 6.17 | 0 | 1 | 350 BC | 0 | 0 | 0 | 0 | 0 | 0 | 0 | 0 | 0 | 0 | 0 | 0 | 0 | 0 | 0 | 0 | 0 | 0 | 0 | 0 | 0 | 0 | 0 | 12 | 1
NO |  | 177 | 2015 | 4 | 12 | 12 |  |  |  | 0 | 0 |  | 0 | 0.95 | 1 | 954 ACSR | 0 | 0 | 0 | 0 | 0 | 0 | 0 | 0 | 0 | 0 | 0 | 0 | 0 | 0 | 0 | 0 | 0 | 0 | 0 | 0 | 0 | 0 | 0 | 12 | 1
NO |  | 177 | 2015 | 4 | 13 | 13 |  | Conway Sub. | Meramec Plant | 138 | 138 | Steel Tower | 22.93 | 0 | 2 | 954 ACSR | 876608 | 6287117 | 7163725 | 0 | 0 | 0 | 0 | 0 | 0 | 0 | 0 | 0 | 0 | 0 | 0 | 0 | 0 | 0 | 0 | 0 | 0 | 0 | 0 | 12 | 1
NO |  | 177 | 2015 | 4 | 14 | 14 |  |  |  | 0 | 0 | Steel Tower | 3.92 | 0 | 1 | 954 ACSR | 0 | 0 | 0 | 0 | 0 | 0 | 0 | 0 | 0 | 0 | 0 | 0 | 0 | 0 | 0 | 0 | 0 | 0 | 0 | 0 | 0 | 0 | 0 | 12 | 1
NO |  | 177 | 2015 | 4 | 16 | 16 |  | Meramec Sub. | Rivermines Sub. | 138 | 138 | Steel Tower | 0.26 | 0 | 1 | 954 ACSR | 1542298 | 19819932 | 21362230 | 0 | 0 | 0 | 0 | 0 | 0 | 0 | 0 | 0 | 0 | 0 | 0 | 0 | 0 | 0 | 0 | 0 | 0 | 0 | 0 | 12 | 1
NO |  | 177 | 2015 | 4 | 17 | 17 |  |  |  | 0 | 0 | Steel Tower | 0 | 1.04 | 1 | 795 ACSR | 0 | 0 | 0 | 0 | 0 | 0 | 0 | 0 | 0 | 0 | 0 | 0 | 0 | 0 | 0 | 0 | 0 | 0 | 0 | 0 | 0 | 0 | 0 | 12 | 1
NO |  | 177 | 2015 | 4 | 18 | 18 |  |  |  | 0 | 0 | Wood H-Frame | 44.76 | 0 | 1 | 795 ACSR | 0 | 0 | 0 | 0 | 0 | 0 | 0 | 0 | 0 | 0 | 0 | 0 | 0 | 0 | 0 | 0 | 0 | 0 | 0 | 0 | 0 | 0 | 0 | 12 | 1
NO |  | 177 | 2015 | 4 | 20 | 20 |  | St. Francois | Rivermines-3 | 138 | 138 | Steel Pole | 10 | 0 | 1 | 2156 ACSR | 0 | 0 | 0 | 0 | 0 | 0 | 0 | 0 | 0 | 0 | 0 | 0 | 0 | 0 | 0 | 0 | 0 | 0 | 0 | 0 | 0 | 0 | 0 | 12 | 1
NO |  | 177 | 2015 | 4 | 22 | 22 |  | Meramec Sub. | Rivermines | 138 | 138 | Steel Tower | 1.04 | 0 | 1 | 795 ACSR | 0 | 0 | 0 | 0 | 0 | 0 | 0 | 0 | 0 | 0 | 0 | 0 | 0 | 0 | 0 | 0 | 0 | 0 | 0 | 0 | 0 | 0 | 0 | 12 | 1
NO |  | 177 | 2015 | 4 | 23 | 23 |  |  |  | 0 | 0 | Steel Tower | 0 | 1.45 | 1 | 795 ACSR | 0 | 0 | 0 | 0 | 0 | 0 | 0 | 0 | 0 | 0 | 0 | 0 | 0 | 0 | 0 | 0 | 0 | 0 | 0 | 0 | 0 | 0 | 0 | 12 | 1
NO |  | 177 | 2015 | 4 | 24 | 24 |  |  |  | 0 | 0 | Wood H-Frame | 42.7 | 0 | 1 | 795 ACSR | 0 | 0 | 0 | 0 | 0 | 0 | 0 | 0 | 0 | 0 | 0 | 0 | 0 | 0 | 0 | 0 | 0 | 0 | 0 | 0 | 0 | 0 | 0 | 12 | 1
NO |  | 177 | 2015 | 4 | 26 | 26 |  | Joachim Tap | Joachim Sub | 138 | 138 | Wood Pole | 0.67 | 0 | 2 | 795 ACSS | 0 | 0 | 0 | 0 | 0 | 0 | 0 | 0 | 0 | 0 | 0 | 0 | 0 | 0 | 0 | 0 | 0 | 0 | 0 | 0 | 0 | 0 | 0 | 12 | 1
NO |  | 177 | 2015 | 4 | 28 | 28 |  | Rivermines | Taum Sauk Sub. | 138 | 138 | Steel Tower | 29.66 | 0 | 2 | 2-477 ACSR | 74916 | 7360093 | 7435009 | 0 | 0 | 0 | 0 | 0 | 0 | 0 | 0 | 0 | 0 | 0 | 0 | 0 | 0 | 0 | 0 | 0 | 0 | 0 | 0 | 12 | 1
NO |  | 177 | 2015 | 4 | 30 | 30 |  | Montgomery Sub. | Overton Sub. | 345 | 345 | Steel Tower | 1.27 | 0 | 1 | 2-795 ACSR | 436500 | 22903188 | 23339688 | 0 | 0 | 0 | 0 | 0 | 0 | 0 | 0 | 0 | 0 | 0 | 0 | 0 | 0 | 0 | 0 | 0 | 0 | 0 | 0 | 12 | 1
NO |  | 177 | 2015 | 4 | 31 | 31 |  |  |  | 0 | 0 | Wood H-Frame | 63.13 | 0 | 1 | 2-795 ACSR | 0 | 0 | 0 | 0 | 0 | 0 | 0 | 0 | 0 | 0 | 0 | 0 | 0 | 0 | 0 | 0 | 0 | 0 | 0 | 0 | 0 | 0 | 0 | 12 | 1
NO |  | 177 | 2015 | 4 | 33 | 33 |  | Cahokia Sub. | Central Sub. Incl. Tap to | 138 | 138 | Steel Tower | 3.49 | 0 | 2 | 954 ACSR | 1798930 | 10624124 | 12423054 | 0 | 0 | 0 | 0 | 0 | 0 | 0 | 0 | 0 | 0 | 0 | 0 | 0 | 0 | 0 | 0 | 0 | 0 | 0 | 0 | 12 | 1
NO |  | 177 | 2015 | 4 | 34 | 34 |  |  | Poplar Sub | 138 | 138 | Steel Pole | 0.06 | 0 | 1 | 954 ACSR | 0 | 0 | 0 | 0 | 0 | 0 | 0 | 0 | 0 | 0 | 0 | 0 | 0 | 0 | 0 | 0 | 0 | 0 | 0 | 0 | 0 | 0 | 0 | 12 | 1
NO |  | 177 | 2015 | 5 | 1 | 1 |  | Cahokia | Central - 1 Tap | 138 | 138 | Steel Pole | 0.06 | 0 | 1 | 954 ACSR | 0 | 0 | 0 | 0 | 0 | 0 | 0 | 0 | 0 | 0 | 0 | 0 | 0 | 0 | 0 | 0 | 0 | 0 | 0 | 0 | 0 | 0 | 0 | 12 | 1
NO |  | 177 | 2015 | 5 | 2 | 2 |  | Cahokia | Central - 2 Tap | 138 | 138 | Steel Pole | 0.05 | 0.07 | 1 | 954 ACSR | 0 | 0 | 0 | 0 | 0 | 0 | 0 | 0 | 0 | 0 | 0 | 0 | 0 | 0 | 0 | 0 | 0 | 0 | 0 | 0 | 0 | 0 | 0 | 12 | 1
NO |  | 177 | 2015 | 5 | 3 | 3 |  | Cahokia | Watson - 1 Tap | 138 | 138 | Steel Pole | 0.4 | 0 | 1 | 954 ACSR | 0 | 0 | 0 | 0 | 0 | 0 | 0 | 0 | 0 | 0 | 0 | 0 | 0 | 0 | 0 | 0 | 0 | 0 | 0 | 0 | 0 | 0 | 0 | 12 | 1
NO |  | 177 | 2015 | 5 | 5 | 5 |  | Central Sub. | Watson Sub. | 138 | 138 | Steel Tower | 5.85 | 0 | 1 | 954 ACSR | 0 | 0 | 0 | 0 | 0 | 0 | 0 | 0 | 0 | 0 | 0 | 0 | 0 | 0 | 0 | 0 | 0 | 0 | 0 | 0 | 0 | 0 | 0 | 12 | 1
NO |  | 177 | 2015 | 5 | 7 | 7 |  | Page Sub. | Mason Sub | 138 | 138 | Steel Tower | 9.6 | 0 | 2 | 954 ACSR | 427065 | 4248055 | 4675120 | 0 | 0 | 0 | 0 | 0 | 0 | 0 | 0 | 0 | 0 | 0 | 0 | 0 | 0 | 0 | 0 | 0 | 0 | 0 | 0 | 12 | 1
NO |  | 177 | 2015 | 5 | 8 | 8 |  |  |  | 0 | 0 | Steel Tower | 9.63 | 0 | 2 | 2156 ACSR | 0 | 0 | 0 | 0 | 0 | 0 | 0 | 0 | 0 | 0 | 0 | 0 | 0 | 0 | 0 | 0 | 0 | 0 | 0 | 0 | 0 | 0 | 0 | 12 | 1
NO |  | 177 | 2015 | 5 | 10 | 10 |  | St. Genevieve | Rivermines | 138 | 138 | Wood H-Frame | 18.6 | 0 | 2 | 795 ACSR | 0 | 29896 | 29896 | 0 | 0 | 0 | 0 | 0 | 0 | 0 | 0 | 0 | 0 | 0 | 0 | 0 | 0 | 0 | 0 | 0 | 0 | 0 | 0 | 12 | 1
NO |  | 177 | 2015 | 5 | 12 | 12 |  | Callaway Sub. | Bland Sub. | 345 | 345 | Steel Tower | 31.5 | 0 | 1 | 1590 ACSR | 254201 | 14088090 | 14342291 | 0 | 0 | 0 | 0 | 651770476 | 0 | 0 | 0 | 0 | 0 | 0 | 0 | 0 | 0 | 0 | 0 | 0 | 0 | 0 | 0 | 12 | 1
NO |  | 177 | 2015 | 5 | 14 | 14 |  | Sioux Sub. | Maline Sub. | 138 | 138 | Steel Tower | 15.88 | 0 | 2 | 2156 ACSR | 162634 | 4314587 | 4477221 | 0 | 0 | 0 | 0 | 0 | 0 | 0 | 0 | 0 | 0 | 0 | 0 | 0 | 0 | 0 | 0 | 0 | 0 | 0 | 0 | 12 | 1
NO |  | 177 | 2015 | 5 | 15 | 15 |  |  |  | 0 | 0 | Wood Pole | 0 | 0 | 0 |  | 0 | 0 | 0 | 0 | 0 | 0 | 0 | 0 | 0 | 0 | 0 | 0 | 0 | 0 | 0 | 0 | 0 | 0 | 0 | 0 | 0 | 0 | 0 | 12 | 1
NO |  | 177 | 2015 | 5 | 16 | 16 |  | Tap Struct. | Portage Sub. | 138 | 138 | Steel Tower | 0.2 | 0 | 1 | 336.4 ACSR | 0 | 0 | 0 | 0 | 0 | 0 | 0 | 0 | 0 | 0 | 0 | 0 | 0 | 0 | 0 | 0 | 0 | 0 | 0 | 0 | 0 | 0 | 0 | 12 | 1
NO |  | 177 | 2015 | 5 | 18 | 18 |  | Labadie Plant | Mason Sub. | 345 | 345 | Steel Tower | 24.01 | 0.07 | 2 | 2-954 ACSR | 569820 | 20178364 | 20748184 | 0 | 0 | 0 | 0 | 0 | 0 | 0 | 0 | 0 | 0 | 0 | 0 | 0 | 0 | 0 | 0 | 0 | 0 | 0 | 0 | 12 | 1
NO |  | 177 | 2015 | 5 | 19 | 19 |  |  |  | 0 | 0 | Steel Tower | 0.46 | 0 | 1 | 2-954 ACSR | 0 | 0 | 0 | 0 | 0 | 0 | 0 | 0 | 0 | 0 | 0 | 0 | 0 | 0 | 0 | 0 | 0 | 0 | 0 | 0 | 0 | 0 | 0 | 12 | 1
NO |  | 177 | 2015 | 5 | 20 | 20 |  |  |  | 0 | 0 | Wood H-Frame | 0.3 | 0 | 1 | 2-954 ACSR | 0 | 0 | 0 | 0 | 0 | 0 | 0 | 0 | 0 | 0 | 0 | 0 | 0 | 0 | 0 | 0 | 0 | 0 | 0 | 0 | 0 | 0 | 0 | 12 | 1
NO |  | 177 | 2015 | 5 | 22 | 22 |  | Labadie Plant | Gray Summit | 138 | 138 | Wood H-Frame | 5.96 | 0 | 1 | 336.4 ACSR | 0 | 16055 | 16055 | 0 | 0 | 0 | 0 | 0 | 0 | 0 | 0 | 0 | 0 | 0 | 0 | 0 | 0 | 0 | 0 | 0 | 0 | 0 | 0 | 12 | 1
NO |  | 177 | 2015 | 5 | 24 | 24 |  | Labadie Plant | Tyson Sub. | 345 | 345 | Steel Tower | 30 | 0.26 | 2 | 2-954 ACSR | 529526 | 20170584 | 20700110 | 0 | 0 | 0 | 0 | 0 | 0 | 0 | 0 | 0 | 0 | 0 | 0 | 0 | 0 | 0 | 0 | 0 | 0 | 0 | 0 | 12 | 1
NO |  | 177 | 2015 | 5 | 25 | 25 |  |  |  | 0 | 0 | Wood H-Frame | 0.05 | 0 | 1 | 2156 ACSR | 0 | 0 | 0 | 0 | 0 | 0 | 0 | 0 | 0 | 0 | 0 | 0 | 0 | 0 | 0 | 0 | 0 | 0 | 0 | 0 | 0 | 0 | 0 | 12 | 1
NO |  | 177 | 2015 | 5 | 26 | 26 |  |  |  | 0 | 0 | Steel Tower | 0.07 | 0 | 1 | 2-954 ACSR | 0 | 0 | 0 | 0 | 0 | 0 | 0 | 0 | 0 | 0 | 0 | 0 | 0 | 0 | 0 | 0 | 0 | 0 | 0 | 0 | 0 | 0 | 0 | 12 | 1
NO |  | 177 | 2015 | 5 | 27 | 27 |  |  |  | 0 | 0 | Wood H-Frame | 0.49 | 0 | 1 | 2-954 ACSR | 0 | 0 | 0 | 0 | 0 | 0 | 0 | 0 | 0 | 0 | 0 | 0 | 0 | 0 | 0 | 0 | 0 | 0 | 0 | 0 | 0 | 0 | 0 | 12 | 1
NO |  | 177 | 2015 | 5 | 29 | 29 |  | Labadie Plant | Franks Sub. | 345 | 345 | Steel Tower | 0.5 | 2.8 | 1 | 2-954 ACSR | 412991 | 11142537 | 11555528 | 0 | 0 | 0 | 0 | 0 | 0 | 0 | 0 | 0 | 0 | 0 | 0 | 0 | 0 | 0 | 0 | 0 | 0 | 0 | 0 | 12 | 1
NO |  | 177 | 2015 | 5 | 30 | 30 |  |  |  | 0 | 0 | Wood H-Frame | 44 | 0 | 1 | 2-954 ACSR | 0 | 0 | 0 | 0 | 0 | 0 | 0 | 0 | 0 | 0 | 0 | 0 | 0 | 0 | 0 | 0 | 0 | 0 | 0 | 0 | 0 | 0 | 0 | 12 | 1
NO |  | 177 | 2015 | 5 | 31 | 31 |  |  |  | 0 | 0 | Wood H-Frame | 36.68 | 0 | 1 | 2-795 ACSR | 0 | 0 | 0 | 0 | 0 | 0 | 0 | 0 | 0 | 0 | 0 | 0 | 0 | 0 | 0 | 0 | 0 | 0 | 0 | 0 | 0 | 0 | 0 | 12 | 1
NO |  | 177 | 2015 | 5 | 33 | 33 |  | Bland Sub. | Labadie Sub. | 345 | 345 | Wood Pole | 0.23 | 0 | 1 | 954 ACSR | 0 | 0 | 0 | 0 | 0 | 0 | 0 | 0 | 0 | 0 | 0 | 0 | 0 | 0 | 0 | 0 | 0 | 0 | 0 | 0 | 0 | 0 | 0 | 12 | 1
NO |  | 177 | 2015 | 5 | 35 | 35 |  | Bland Sub. | Franks Sub. | 345 | 345 | Wood Pole | 0.33 | 0 | 1 | 954 ACSR | 0 | 0 | 0 | 0 | 0 | 0 | 0 | 0 | 0 | 0 | 0 | 0 | 0 | 0 | 0 | 0 | 0 | 0 | 0 | 0 | 0 | 0 | 0 | 12 | 1
NO |  | 177 | 2015 | 6 | 2 | 2 |  | Callaway | Montgomery Sub. | 345 | 345 | Steel Tower | 23.22 | 0 | 2 | 1590 ACSR | 254647 | 14647961 | 14902608 | 0 | 0 | 0 | 0 | 0 | 0 | 0 | 0 | 0 | 0 | 0 | 0 | 0 | 0 | 0 | 0 | 0 | 0 | 0 | 0 | 12 | 1
NO |  | 177 | 2015 | 6 | 4 | 4 |  | Callaway-Bland #30 | Loose Creek | 345 | 345 | Wood H-Frame | 17 | 6.7 | 1 | 954 ACSS | 1688505 | 9106422 | 10794927 | 0 | 0 | 0 | 0 | 0 | 0 | 0 | 0 | 0 | 0 | 0 | 0 | 0 | 0 | 0 | 0 | 0 | 0 | 0 | 0 | 12 | 1
NO |  | 177 | 2015 | 6 | 6 | 6 |  | Loose Creek | Franks | 345 | 345 | Wood H-Frame | 37.3 | 0 | 1 | 954 ACSS | 779294 | 19036489 | 19815783 | 0 | 0 | 0 | 0 | 0 | 0 | 0 | 0 | 0 | 0 | 0 | 0 | 0 | 0 | 0 | 0 | 0 | 0 | 0 | 0 | 12 | 1
NO |  | 177 | 2015 | 6 | 8 | 8 |  | Mid-Rivers |  | 161 | 161 | Wood Pole | 0.03 | 0 | 1 | 954/7 ACSR | 0 | 189643 | 189643 | 0 | 0 | 0 | 0 | 0 | 0 | 0 | 0 | 0 | 0 | 0 | 0 | 0 | 0 | 0 | 0 | 0 | 0 | 0 | 0 | 12 | 1
NO |  | 177 | 2015 | 6 | 10 | 10 |  | Rush Island Plant | Tyson Sub | 345 | 345 | Steel Pole | 1.5 | 0 | 2 | 2-954 ACSR | 1075186 | 13693950 | 14769136 | 0 | 0 | 0 | 0 | 0 | 0 | 0 | 0 | 0 | 0 | 0 | 0 | 0 | 0 | 0 | 0 | 0 | 0 | 0 | 0 | 12 | 1
NO |  | 177 | 2015 | 6 | 11 | 11 |  |  |  | 0 | 0 | Steel Tower | 31.64 | 0 | 2 | 2-954 ACSR | 0 | 0 | 0 | 0 | 0 | 0 | 0 | 0 | 0 | 0 | 0 | 0 | 0 | 0 | 0 | 0 | 0 | 0 | 0 | 0 | 0 | 0 | 0 | 12 | 1
NO |  | 177 | 2015 | 6 | 13 | 13 |  | Joachim Tap | Joachim Sub | 345 | 345 | Wood Pole | 0.09 | 0 | 2 | 954 54/7 ACSS | 0 | 0 | 0 | 0 | 0 | 0 | 0 | 0 | 0 | 0 | 0 | 0 | 0 | 0 | 0 | 0 | 0 | 0 | 0 | 0 | 0 | 0 | 0 | 12 | 1
NO |  | 177 | 2015 | 6 | 15 | 15 |  | Mariosa Delta (Jeff City) | Apache Flats | 161 | 161 | Wood H-Frame | 20.7 | 0 | 1 | 954 ACSR | 3276531 | 6680670 | 9957201 | 0 | 0 | 0 | 0 | 0 | 0 | 0 | 0 | 0 | 0 | 0 | 0 | 0 | 0 | 0 | 0 | 0 | 0 | 0 | 0 | 12 | 1
NO |  | 177 | 2015 | 6 | 17 | 17 |  | Loose Creek | Mariosa Delta | 345 | 345 | Wood H-Frame | 10.7 | 0 | 1 | 954/7 ACSR | 1653045 | 10053686 | 11706731 | 0 | 0 | 0 | 0 | 0 | 0 | 0 | 0 | 0 | 0 | 0 | 0 | 0 | 0 | 0 | 0 | 0 | 0 | 0 | 0 | 12 | 1
NO |  | 177 | 2015 | 6 | 19 | 19 |  | Cahokia Sub. | Roxford Sub. | 345 | 345 | Steel Tower | 3.35 | 0 | 1 | 2-954 ACSR | 231890 | 2948383 | 3180273 | 0 | 0 | 0 | 0 | 0 | 0 | 0 | 0 | 0 | 0 | 0 | 0 | 0 | 0 | 0 | 0 | 0 | 0 | 0 | 0 | 12 | 1
NO |  | 177 | 2015 | 6 | 21 | 21 |  | Moreau (Jeff City) | Mariosa Delta (Guthrie) | 161 | 161 | Wood H-Frame | 3.87 | 0 | 1 | 954 ACSR | 365125 | 1597505 | 1962630 | 0 | 0 | 0 | 0 | 0 | 0 | 0 | 0 | 0 | 0 | 0 | 0 | 0 | 0 | 0 | 0 | 0 | 0 | 0 | 0 | 12 | 1
NO |  | 177 | 2015 | 6 | 23 | 23 |  | Thomas Hill A.E.C. Plant | Adair Sub. | 161 | 161 | Wood H-Frame | 44.08 | 0 | 1 | 954 ACSR | 344236 | 11151902 | 11496138 | 0 | 0 | 0 | 0 | 0 | 0 | 0 | 0 | 0 | 0 | 0 | 0 | 0 | 0 | 0 | 0 | 0 | 0 | 0 | 0 | 12 | 1
NO |  | 177 | 2015 | 6 | 25 | 25 |  | Labadie Plant | Montgomery Sub. | 345 | 345 | Steel Tower | 3.91 | 0 | 1 | 2-954 ACSR | 201729 | 13150293 | 13352022 | 0 | 0 | 0 | 0 | 0 | 0 | 0 | 0 | 0 | 0 | 0 | 0 | 0 | 0 | 0 | 0 | 0 | 0 | 0 | 0 | 12 | 1
NO |  | 177 | 2015 | 6 | 26 | 26 |  |  |  | 0 | 0 | Wood H-Frame | 45.93 | 0 | 1 | 2-954 ACSR | 0 | 0 | 0 | 0 | 0 | 0 | 0 | 0 | 0 | 0 | 0 | 0 | 0 | 0 | 0 | 0 | 0 | 0 | 0 | 0 | 0 | 0 | 0 | 12 | 1
NO |  | 177 | 2015 | 6 | 28 | 28 |  | Essex | Stoddard | 161 | 161 | Wood Poles | 0.09 | 0 | 1 | 795 ACSR | 4703 | 105291 | 109994 | 0 | 0 | 0 | 0 | 0 | 0 | 0 | 0 | 0 | 0 | 0 | 0 | 0 | 0 | 0 | 0 | 0 | 0 | 0 | 0 | 12 | 1
NO |  | 177 | 2015 | 6 | 30 | 30 |  | Adair Sub. | Wapello-ISU Connection | 161 | 161 | Wood H-Frame | 32.01 | 0 | 1 | 795 ACSR | 108391 | 1239144 | 1347535 | 0 | 0 | 0 | 0 | 0 | 0 | 0 | 0 | 0 | 0 | 0 | 0 | 0 | 0 | 0 | 0 | 0 | 0 | 0 | 0 | 12 | 1
NO |  | 177 | 2015 | 6 | 32 | 32 |  | Cominco Sub #1 | Buick Smelter | 161 | 161 | HF-Wood | 0.69 | 0 | 1 | 336 ACSR | 132732 | 3420749 | 3553481 | 0 | 0 | 0 | 0 | 0 | 0 | 0 | 0 | 0 | 0 | 0 | 0 | 0 | 0 | 0 | 0 | 0 | 0 | 0 | 0 | 12 | 1
NO |  | 177 | 2015 | 6 | 34 | 34 |  | Fletcher SW Sta. | Buick Mines | 161 | 161 | HF-Wood | 10.4 | 0 | 1 | 636 ACSR | 0 | 0 | 0 | 0 | 0 | 0 | 0 | 0 | 0 | 0 | 0 | 0 | 0 | 0 | 0 | 0 | 0 | 0 | 0 | 0 | 0 | 0 | 0 | 12 | 1
NO |  | 177 | 2015 | 7 | 1 | 1 |  | Buick Mines | Cominco | 161 | 161 | HF-Wood | 2.27 | 0 | 1 | 636 ACSR | 0 | 0 | 0 | 0 | 0 | 0 | 0 | 0 | 0 | 0 | 0 | 0 | 0 | 0 | 0 | 0 | 0 | 0 | 0 | 0 | 0 | 0 | 0 | 12 | 1
NO |  | 177 | 2015 | 7 | 3 | 3 |  | Mo. Lead Term | Mo. Lead Str. | 161 | 161 | HF-Wood | 0.07 | 0 | 1 | 4/0 ACSR | 0 | 0 | 0 | 0 | 0 | 0 | 0 | 0 | 0 | 0 | 0 | 0 | 0 | 0 | 0 | 0 | 0 | 0 | 0 | 0 | 0 | 0 | 0 | 12 | 1
NO |  | 177 | 2015 | 7 | 5 | 5 |  | Clark | Pilot Knob Tap | 161 | 161 | HF-Wood | 0 | 0.04 | 1 | 636 ACSR | 0 | 0 | 0 | 0 | 0 | 0 | 0 | 0 | 0 | 0 | 0 | 0 | 0 | 0 | 0 | 0 | 0 | 0 | 0 | 0 | 0 | 0 | 0 | 12 | 1
NO |  | 177 | 2015 | 7 | 7 | 7 |  | Clark Sub. | Viburnum Jct. | 161 | 161 | HF-Wood | 15.09 | 0 | 1 | 636 ACSR | 0 | 0 | 0 | 0 | 0 | 0 | 0 | 0 | 0 | 0 | 0 | 0 | 0 | 0 | 0 | 0 | 0 | 0 | 0 | 0 | 0 | 0 | 0 | 12 | 1
NO |  | 177 | 2015 | 7 | 9 | 9 |  | Cominco Sub #2 | Buick Smelter | 161 | 161 | HF-Wood | 0.66 | 0 | 1 | 336 ACSR | 0 | 0 | 0 | 0 | 0 | 0 | 0 | 0 | 0 | 0 | 0 | 0 | 0 | 0 | 0 | 0 | 0 | 0 | 0 | 0 | 0 | 0 | 0 | 12 | 1
NO |  | 177 | 2015 | 7 | 11 | 11 |  | Cominco Sub | Viburnum Jct. | 161 | 161 | HF-Wood | 6.06 | 0 | 1 | 636 ACSR | 0 | 0 | 0 | 0 | 0 | 0 | 0 | 0 | 0 | 0 | 0 | 0 | 0 | 0 | 0 | 0 | 0 | 0 | 0 | 0 | 0 | 0 | 0 | 12 | 1
NO |  | 177 | 2015 | 7 | 13 | 13 |  | Buick Mines | Cominco Sub | 161 | 161 | HF-Wood | 2.34 | 0 | 1 | 336 ACSR | 0 | 0 | 0 | 0 | 0 | 0 | 0 | 0 | 0 | 0 | 0 | 0 | 0 | 0 | 0 | 0 | 0 | 0 | 0 | 0 | 0 | 0 | 0 | 12 | 1
NO |  | 177 | 2015 | 7 | 15 | 15 |  | Pilot Knob Sub | Clark Sub | 161 | 161 | HF-Wood | 27.78 | 0 | 1 | 636 ACSR | 0 | 0 | 0 | 0 | 0 | 0 | 0 | 0 | 0 | 0 | 0 | 0 | 0 | 0 | 0 | 0 | 0 | 0 | 0 | 0 | 0 | 0 | 0 | 12 | 1
NO |  | 177 | 2015 | 7 | 17 | 17 |  | Pilot Knob Sub #1 | Pilot Knob Pellet E | 161 | 161 | HF-Wood | 0.22 | 0 | 1 | 336 ACSR | 0 | 0 | 0 | 0 | 0 | 0 | 0 | 0 | 0 | 0 | 0 | 0 | 0 | 0 | 0 | 0 | 0 | 0 | 0 | 0 | 0 | 0 | 0 | 12 | 1
NO |  | 177 | 2015 | 7 | 19 | 19 |  | Fletcher SW Sta. | West of Hwy N | 161 | 161 | HF-Wood | 13.04 | 0 | 1 | 667 ACSR | 1824 | 560469 | 562293 | 0 | 0 | 0 | 0 | 0 | 0 | 0 | 0 | 0 | 0 | 0 | 0 | 0 | 0 | 0 | 0 | 0 | 0 | 0 | 0 | 12 | 1
NO |  | 177 | 2015 | 7 | 21 | 21 |  | Jct W of Hwy N | Pilot Knob Sub | 161 | 161 | HF-Wood | 18.76 | 0 | 1 | 1590 ACSR | 0 | 0 | 0 | 0 | 0 | 0 | 0 | 0 | 0 | 0 | 0 | 0 | 0 | 0 | 0 | 0 | 0 | 0 | 0 | 0 | 0 | 0 | 0 | 12 | 1
NO |  | 177 | 2015 | 7 | 23 | 23 |  | Pilot Knob Sub #2 | Pilot Knob Pellet W | 161 | 161 | HF-Wood | 0.23 | 0 | 1 | 336 ACSR | 0 | 0 | 0 | 0 | 0 | 0 | 0 | 0 | 0 | 0 | 0 | 0 | 0 | 0 | 0 | 0 | 0 | 0 | 0 | 0 | 0 | 0 | 0 | 12 | 1
NO |  | 177 | 2015 | 7 | 25 | 25 |  | Fletcher SW Sta. | Sweetwater | 161 | 161 | HF-Wood | 9.26 | 0 | 1 | 954/7 ACSR | 19767 | 2900713 | 2920480 | 0 | 0 | 0 | 0 | 0 | 0 | 0 | 0 | 0 | 0 | 0 | 0 | 0 | 0 | 0 | 0 | 0 | 0 | 0 | 0 | 12 | 1
NO |  | 177 | 2015 | 7 | 27 | 27 |  | Sioux Plant | Mason Sub. | 345 | 345 | Steel Pole | 12.48 | 0 | 1 | 2-954 ACSR | 1225146 | 14510811 | 15735957 | 0 | 0 | 0 | 0 | 0 | 0 | 0 | 0 | 0 | 0 | 0 | 0 | 0 | 0 | 0 | 0 | 0 | 0 | 0 | 0 | 12 | 1
NO |  | 177 | 2015 | 7 | 28 | 28 |  |  |  | 0 | 0 | Steel Tower | 8.66 | 0 | 1 | 2-954 ACSR | 0 | 0 | 0 | 0 | 0 | 0 | 0 | 0 | 0 | 0 | 0 | 0 | 0 | 0 | 0 | 0 | 0 | 0 | 0 | 0 | 0 | 0 | 0 | 12 | 1
NO |  | 177 | 2015 | 7 | 29 | 29 |  |  |  | 0 | 0 | Wood H-Frame | 0.8 | 0 | 1 | 2-953 ACSR | 0 | 0 | 0 | 0 | 0 | 0 | 0 | 0 | 0 | 0 | 0 | 0 | 0 | 0 | 0 | 0 | 0 | 0 | 0 | 0 | 0 | 0 | 0 | 12 | 1
NO |  | 177 | 2015 | 7 | 31 | 31 |  | Sioux Plant | Roxford Sub. | 345 | 345 | Steel Tower | 11.9 | 0 | 1 | 954 ACSR | 144246 | 7338007 | 7482253 | 0 | 0 | 0 | 0 | 0 | 0 | 0 | 0 | 0 | 0 | 0 | 0 | 0 | 0 | 0 | 0 | 0 | 0 | 0 | 0 | 12 | 1
NO |  | 177 | 2015 | 7 | 32 | 32 |  |  |  | 0 | 0 | Steel Tower | 0.3 | 0 | 1 | 954 ACSR | 0 | 0 | 0 | 0 | 0 | 0 | 0 | 0 | 0 | 0 | 0 | 0 | 0 | 0 | 0 | 0 | 0 | 0 | 0 | 0 | 0 | 0 | 0 | 12 | 1
NO |  | 177 | 2015 | 7 | 34 | 34 |  | Tyson Sub. | Marshall Sub. | 138 | 138 | Steel Tower | 5.38 | 0 | 2 | 2156 ACSR | 136588 | 1933384 | 2069972 | 0 | 0 | 0 | 0 | 0 | 0 | 0 | 0 | 0 | 0 | 0 | 0 | 0 | 0 | 0 | 0 | 0 | 0 | 0 | 0 | 12 | 1
NO |  | 177 | 2015 | 7 | 35 | 35 |  |  |  | 0 | 0 | Steel Pole | 1.77 | 0 | 2 | 2156 ACSR | 0 | 0 | 0 | 0 | 0 | 0 | 0 | 0 | 0 | 0 | 0 | 0 | 0 | 0 | 0 | 0 | 0 | 0 | 0 | 0 | 0 | 0 | 0 | 12 | 1
NO |  | 177 | 2015 | 8 | 1 | 1 |  |  |  | 0 | 0 | Steel Pole | 0.06 | 0 | 2 | 336.5 ACSR | 0 | 0 | 0 | 0 | 0 | 0 | 0 | 0 | 0 | 0 | 0 | 0 | 0 | 0 | 0 | 0 | 0 | 0 | 0 | 0 | 0 | 0 | 0 | 12 | 1
NO |  | 177 | 2015 | 8 | 3 | 3 |  | Highway N Supply (AECI) |  | 161 | 161 | Steel Pole | 0.7 | 0 | 2 | 795 ACSR | 0 | 1466287 | 1466287 | 0 | 0 | 0 | 0 | 0 | 0 | 0 | 0 | 0 | 0 | 0 | 0 | 0 | 0 | 0 | 0 | 0 | 0 | 0 | 0 | 12 | 1
NO |  | 177 | 2015 | 8 | 5 | 5 |  | Marshall Sub. | Lakeshire Sub. | 138 | 138 | Steel Pole | 8.32 | 0 | 1 | 2156 ACSR | 371982 | 3999286 | 4371268 | 0 | 0 | 0 | 0 | 0 | 0 | 0 | 0 | 0 | 0 | 0 | 0 | 0 | 0 | 0 | 0 | 0 | 0 | 0 | 0 | 12 | 1
NO |  | 177 | 2015 | 8 | 7 | 7 |  | Mauer Lake Sub. | Carrollton Sub. | 161 | 161 | Wood Poles | 3 | 0 | 1 | 556 ACSR | 41999 | 746024 | 788023 | 0 | 0 | 0 | 0 | 0 | 0 | 0 | 0 | 0 | 0 | 0 | 0 | 0 | 0 | 0 | 0 | 0 | 0 | 0 | 0 | 12 | 1
NO |  | 177 | 2015 | 8 | 9 | 9 |  | Big River | Rockwood | 138 | 138 | Wood H-Frame | 11.18 | 0 | 1 | 795 ACSR | 5262389 | 10186956 | 15449345 | 0 | 0 | 0 | 0 | 0 | 0 | 0 | 0 | 0 | 0 | 0 | 0 | 0 | 0 | 0 | 0 | 0 | 0 | 0 | 0 | 12 | 1
NO |  | 177 | 2015 | 8 | 11 | 11 |  | Cape Girardeau | Sikeston | 161 | 161 | Wood H-Frame | 19.98 | 0 | 1 | 336.4MCM | 293410 | 3439760 | 3733170 | 0 | 0 | 0 | 0 | 0 | 0 | 0 | 0 | 0 | 0 | 0 | 0 | 0 | 0 | 0 | 0 | 0 | 0 | 0 | 0 | 12 | 1
NO |  | 177 | 2015 | 8 | 12 | 12 |  |  |  | 0 | 0 | Wood H-Frame | 6 | 0 | 1 | 954 ACSR | 0 | 0 | 0 | 0 | 0 | 0 | 0 | 0 | 0 | 0 | 0 | 0 | 0 | 0 | 0 | 0 | 0 | 0 | 0 | 0 | 0 | 0 | 0 | 12 | 1
NO |  | 177 | 2015 | 8 | 14 | 14 |  | Miner Sub. | Sikeston Tap | 161 | 161 | Single Pole | 10.85 | 0 | 1 | 336.4 MCM | 0 | 0 | 0 | 0 | 0 | 0 | 0 | 0 | 0 | 0 | 0 | 0 | 0 | 0 | 0 | 0 | 0 | 0 | 0 | 0 | 0 | 0 | 0 | 12 | 1
NO |  | 177 | 2015 | 8 | 16 | 16 |  | Kelso-Morley-3 | Morley-Stoddard-3 Tap | 161 | 161 | HF-Wood | 0.15 | 0 | 1 | 954 ACSR | 0 | 0 | 0 | 0 | 0 | 0 | 0 | 0 | 0 | 0 | 0 | 0 | 0 | 0 | 0 | 0 | 0 | 0 | 0 | 0 | 0 | 0 | 0 | 12 | 1
NO |  | 177 | 2015 | 8 | 18 | 18 |  | Cape Girardeau | Kelso-3 | 161 | 161 | Wood H-Frame | 7.5 | 0 | 1 | 954 ACSR | 374188 | 10027884 | 10402072 | 0 | 0 | 0 | 0 | 0 | 0 | 0 | 0 | 0 | 0 | 0 | 0 | 0 | 0 | 0 | 0 | 0 | 0 | 0 | 0 | 12 | 1
NO |  | 177 | 2015 | 8 | 20 | 20 |  | Kelso | Stoddard-3 | 161 | 161 | Wood H-Frame | 28.5 | 0 | 1 | 954 ACSR | 0 | 0 | 0 | 0 | 0 | 0 | 0 | 0 | 0 | 0 | 0 | 0 | 0 | 0 | 0 | 0 | 0 | 0 | 0 | 0 | 0 | 0 | 0 | 12 | 1
NO |  | 177 | 2015 | 8 | 22 | 22 |  | Stoddard | Berntie | 161 | 161 | Wood H-Frame | 12.7 | 0 | 1 | 336 ACSR | 0 | 0 | 0 | 0 | 0 | 0 | 0 | 0 | 0 | 0 | 0 | 0 | 0 | 0 | 0 | 0 | 0 | 0 | 0 | 0 | 0 | 0 | 0 | 12 | 1
NO |  | 177 | 2015 | 8 | 24 | 24 |  | Mason | McClay | 138 | 138 | Steel Pole | 12 | 0 | 1 | 795 ACSR | 4339574 | 11884293 | 16223867 | 0 | 0 | 0 | 0 | 0 | 0 | 0 | 0 | 0 | 0 | 0 | 0 | 0 | 0 | 0 | 0 | 0 | 0 | 0 | 0 | 12 | 1
NO |  | 177 | 2015 | 8 | 26 | 26 |  | Marshall Sub. | Hunter Sub. | 138 | 138 | Steel Pole | 8.62 | 0 | 2 | 1192 SSAC | 3850872 | 15435395 | 19286267 | 0 | 0 | 0 | 0 | 0 | 0 | 0 | 0 | 0 | 0 | 0 | 0 | 0 | 0 | 0 | 0 | 0 | 0 | 0 | 0 | 12 | 1
NO |  | 177 | 2015 | 8 | 28 | 28 |  | Missouri City | Mauer Lake (Excelsior Tap) | 161 | 161 | Wood Poles | 3 | 0 | 1 | 556 ACSR | 25935 | 321426 | 347361 | 0 | 0 | 0 | 0 | 0 | 0 | 0 | 0 | 0 | 0 | 0 | 0 | 0 | 0 | 0 | 0 | 0 | 0 | 0 | 0 | 12 | 1
NO |  | 177 | 2015 | 8 | 30 | 30 |  | Baldwin | Rush Island | 345 | 345 | Steel Tower | 1.5 | 0 | 1 | 954 ACSS | 222590 | 16716395 | 16938985 | 0 | 0 | 0 | 0 | 0 | 0 | 0 | 0 | 0 | 0 | 0 | 0 | 0 | 0 | 0 | 0 | 0 | 0 | 0 | 0 | 12 | 1
NO |  | 177 | 2015 | 8 | 32 | 32 |  |  | Total Expenses | 0 | 0 |  | 0 | 0 | 0 |  | 0 | 0 | 0 | 5382307 | 8127934 | 3259907 | 16770148 | 0 | 0 | 0 | 0 | 0 | 0 | 0 | 0 | 0 | 0 | 0 | 0 | 0 | 0 | 0 | 0 | 12 | 1
SI/SI | A | 178 | 2015 | 0 | 1 | 1 |  | 69KV TRANSMISSION POOL |  | 69 | 69 | POLE | 102.18 | 3.04 | 0 |  | 1094542 | 12782541 | 13877083 | 103310 | 299887 | 0 | 403197 | 0 | 0 | 0 | 0 | 0 | 0 | 0 | 0 | 0 | 0 | 0 | 0 | 0 | 0 | 0 | 0 | 12 | 1
NO |  | 178 | 2015 | 0 | 36 | 36 |  | TOTAL |  | 0 | 0 |  | 102.18 | 3.04 | 0 |  | 1094542 | 12782541 | 13877083 | 103310 | 299887 | 0 | 403197 | 0 | 0 | 0 | 0 | 0 | 0 | 0 | 0 | 0 | 0 | 0 | 0 | 0 | 0 | 0 | 0 | 12 | 1
NO |  | 179 | 2015 | 0 | 1 | 1 |  | East Shore Substation | Totoket Junction | 345 | 345 | Steel Pole | 6.27 | 0 | 1 |  | 3695286 | 2024628 | 5719914 | 0 | 0 | 0 | 0 | 0 | 0 | 0 | 0 | 0 | 0 | 0 | 0 | 0 | 0 | 0 | 0 | 0 | 0 | 0 | 0 | 12 | 1
SI/NO | A | 179 | 2015 | 0 | 2 | 2 |  | East Shore Substation | Totoket Jct & Branford Sub | 115 | 115 | Steel Pole | 5.96 | 0 | 1 |  | 664503 | 1433160 | 2097663 | 0 | 0 | 0 | 38174.5745 | 0 | 0 | 0 | 0 | 0 | 0 | 0 | 0 | 0 | 0 | 0 | 0 | 0 | 0 | 0 | 0 | 12 | 1
SI/NO | A | 179 | 2015 | 0 | 3 | 3 |  | Glen Lake Junction (CL&P) | Mix Ave Substation | 115 | 115 | H Frame-Wood | 2.87 | 0 | 1 |  | 195088 | 1908460 | 2103548 | 0 | 0 | 0 | 38281.6734 | 0 | 0 | 0 | 0 | 0 | 0 | 0 | 0 | 0 | 0 | 0 | 0 | 0 | 0 | 0 | 0 | 12 | 1
SI/NO | S | 179 | 2015 | 0 | 4 | 4 |  | Mix Ave Substation | Sackett Substation | 115 | 115 | Underground | 2.32 | 0 | 1 |  | 20639 | 570772 | 591411 | 0 | 0 | 0 | 10762.8648 | 0 | 0 | 0 | 0 | 0 | 0 | 0 | 0 | 0 | 0 | 0 | 0 | 0 | 0 | 0 | 0 | 12 | 1
SI/NO | A | 179 | 2015 | 0 | 5 | 5 |  | Sackett Substation | Grand Ave Sw. Sta. | 115 | 115 | Steel Pole | 4.21 | 0 | 1 |  | 12452 | 4118267 | 4130719 | 0 | 0 | 0 | 75173.3908 | 0 | 0 | 0 | 0 | 0 | 0 | 0 | 0 | 0 | 0 | 0 | 0 | 0 | 0 | 0 | 0 | 12 | 1
SI/NO | S | 179 | 2015 | 0 | 6 | 6 |  | Pequonnock Substation | Seaview Tap, Bridgeport | 115 | 115 | Underground | 2.82 | 0 | 2 |  | 85780 | 1147407 | 1233187 | 0 | 0 | 0 | 22442.3032 | 0 | 0 | 0 | 0 | 0 | 0 | 0 | 0 | 0 | 0 | 0 | 0 | 0 | 0 | 0 | 0 | 12 | 1
SI/NO | A | 179 | 2015 | 0 | 7 | 7 |  | Seaview Tap, Bridgeport | Trumbull Substation | 115 | 115 | Metal Tower | 3.75 | 0 | 2 |  | 194266 | 3451704 | 3645970 | 0 | 0 | 0 | 66351.6273 | 0 | 0 | 0 | 0 | 0 | 0 | 0 | 0 | 0 | 0 | 0 | 0 | 0 | 0 | 0 | 0 | 12 | 1
SI/NO | A | 179 | 2015 | 0 | 8 | 8 |  | Derby Junction (CL&P) | Indian Well Substation | 115 | 115 | Metal Tower | 1.44 | 0 | 1 |  | 18532 | 451199 | 469731 | 0 | 0 | 0 | 8548.4566 | 0 | 0 | 0 | 0 | 0 | 0 | 0 | 0 | 0 | 0 | 0 | 0 | 0 | 0 | 0 | 0 | 12 | 1
SI/NO | A | 179 | 2015 | 0 | 9 | 9 |  | Indian Well Sub, Derby | Ansonia Sub, Ansonia | 115 | 115 | Metal Tower | 2.48 | 0 | 1 |  | 34152 | 1144208 | 1178360 | 0 | 0 | 0 | 21444.5274 | 0 | 0 | 0 | 0 | 0 | 0 | 0 | 0 | 0 | 0 | 0 | 0 | 0 | 0 | 0 | 0 | 12 | 1
SI/NO | A | 179 | 2015 | 0 | 10 | 10 |  | Derby Junction (CL&P) | Ansonia Substation | 115 | 115 | Metal Tower | 3.92 | 0 | 1 |  | 0 | 0 | 0 | 0 | 0 | 0 | 0 | 0 | 0 | 0 | 0 | 0 | 0 | 0 | 0 | 0 | 0 | 0 | 0 | 0 | 0 | 0 | 0 | 12 | 1
SI/NO | A | 179 | 2015 | 0 | 11 | 11 |  | Pease Road Junction (CL&P) | June Street Substation | 115 | 115 | Steel Pole | 0.77 | 0 | 2 |  | 34947 | 284260 | 319207 | 0 | 0 | 0 | 5809.1273 | 0 | 0 | 0 | 0 | 0 | 0 | 0 | 0 | 0 | 0 | 0 | 0 | 0 | 0 | 0 | 0 | 12 | 1
SI/NO | S | 179 | 2015 | 0 | 12 | 12 |  | Grand Ave Sw. Sta. NH | West River Sw. Sta. | 115 | 115 | Underground | 5.38 | 0 | 2 |  | 24981 | 8028772 | 8053753 | 0 | 0 | 0 | 146567.2009 | 0 | 0 | 0 | 0 | 0 | 0 | 0 | 0 | 0 | 0 | 0 | 0 | 0 | 0 | 0 | 0 | 12 | 1
SI/NO | A | 179 | 2015 | 0 | 13 | 13 |  | West River Sw. Sta. | Congress Substation, Bpt | 115 | 115 | S Cat Tower | 15.31 | 0 | 2 |  | 11676 | 10306307 | 10317983 | 0 | 0 | 0 | 187773.0652 | 0 | 0 | 0 | 0 | 0 | 0 | 0 | 0 | 0 | 0 | 0 | 0 | 0 | 0 | 0 | 0 | 12 | 1
SI/NO | A | 179 | 2015 | 0 | 14 | 14 |  | Pequonnock Substation | Congress Substation, Bpt | 115 | 115 | S Cat Tower | 0.69 | 0 | 2 |  | 0 | 1525482 | 1525482 | 0 | 0 | 0 | 27761.6692 | 0 | 0 | 0 | 0 | 0 | 0 | 0 | 0 | 0 | 0 | 0 | 0 | 0 | 0 | 0 | 0 | 12 | 1
SI/NO | A | 179 | 2015 | 0 | 15 | 15 |  | Pequonnock Substation | Ash Creek Substation | 115 | 115 | S Cat Tower | 3.61 | 0 | 1 |  | 14577 | 1391502 | 1406079 | 0 | 0 | 0 | 25588.6992 | 0 | 0 | 0 | 0 | 0 | 0 | 0 | 0 | 0 | 0 | 0 | 0 | 0 | 0 | 0 | 0 | 12 | 1
SI/NO | A | 179 | 2015 | 0 | 16 | 16 |  | Ash Creek Substation | Westport Town Line | 115 | 115 | S Cat Tower | 3.77 | 0.28 | 1 |  | 8826 | 603260 | 612086 | 0 | 0 | 0 | 11139.1213 | 0 | 0 | 0 | 0 | 0 | 0 | 0 | 0 | 0 | 0 | 0 | 0 | 0 | 0 | 0 | 0 | 12 | 1
SI/NO | S | 179 | 2015 | 0 | 17 | 17 |  | West River Sw. Sta. | Water Street Sub. NH | 115 | 115 | Underground | 1.55 | 0 | 2 |  | 0 | 7080928 | 7080928 | 0 | 0 | 0 | 128863.1271 | 0 | 0 | 0 | 0 | 0 | 0 | 0 | 0 | 0 | 0 | 0 | 0 | 0 | 0 | 0 | 0 | 12 | 1
SI/NO | S | 179 | 2015 | 0 | 18 | 18 |  | Water Street Substation | Grand Ave Sw. Sta. NH | 115 | 115 | Undergound | 1.45 | 0 | 1 |  | 0 | 814947 | 814947 | 0 | 0 | 0 | 14830.9118 | 0 | 0 | 0 | 0 | 0 | 0 | 0 | 0 | 0 | 0 | 0 | 0 | 0 | 0 | 0 | 0 | 12 | 1
SI/NO | A | 179 | 2015 | 0 | 19 | 19 |  | Grand Ave Sw. Sta. | Cedar Hill Junction | 115 | 115 | Steel Pole | 1.34 | 0 | 1 |  | 0 | 2480643 | 2480643 | 0 | 0 | 0 | 45144.2825 | 0 | 0 | 0 | 0 | 0 | 0 | 0 | 0 | 0 | 0 | 0 | 0 | 0 | 0 | 0 | 0 | 12 | 1
SI/NO | A | 179 | 2015 | 0 | 20 | 20 |  | Cedar Hill Junction | Quinnipiac Sub. NH | 115 | 115 | Steel Pole | 0.99 | 0 | 2 |  | 7814 | 974476 | 982290 | 0 | 0 | 0 | 17876.3237 | 0 | 0 | 0 | 0 | 0 | 0 | 0 | 0 | 0 | 0 | 0 | 0 | 0 | 0 | 0 | 0 | 12 | 1
SI/NO | A | 179 | 2015 | 0 | 21 | 21 |  | Cedar Hill | North Haven Substation | 115 | 115 | Steel Pole | 7.06 | 0 | 1 |  | 0 | 1401455 | 1401455 | 0 | 0 | 0 | 25504.5488 | 0 | 0 | 0 | 0 | 0 | 0 | 0 | 0 | 0 | 0 | 0 | 0 | 0 | 0 | 0 | 0 | 12 | 1
SI/NO | A | 179 | 2015 | 0 | 22 | 22 |  | North Haven Substation | Wharton Brook Junction | 115 | 115 | Steel Pole | 1.67 | 0 | 2 |  | 1269 | 628749 | 630018 | 0 | 0 | 0 | 11465.459 | 0 | 0 | 0 | 0 | 0 | 0 | 0 | 0 | 0 | 0 | 0 | 0 | 0 | 0 | 0 | 0 | 12 | 1
SI/NO | A | 179 | 2015 | 0 | 23 | 23 |  | NHHS | East Shore Substation | 115 | 115 | Steel Pole | 0 | 0 | 1 |  | 0 | 0 | 0 | 0 | 0 | 0 | 0 | 0 | 0 | 0 | 0 | 0 | 0 | 0 | 0 | 0 | 0 | 0 | 0 | 0 | 0 | 0 | 0 | 12 | 1
SI/NO | A | 179 | 2015 | 0 | 24 | 24 |  | East Shore Substation | Grand Ave Sw. Sta. | 115 | 115 | Steel Pole | 1.52 | 0 | 2 |  | 34081 | 9851334 | 9885415 | 0 | 0 | 0 | 179900.9239 | 0 | 0 | 0 | 0 | 0 | 0 | 0 | 0 | 0 | 0 | 0 | 0 | 0 | 0 | 0 | 0 | 12 | 1
SI/NO | A | 179 | 2015 | 0 | 25 | 25 |  | Pequonnock Substation | Westport Town Line | 115 | 115 | Metal Tower | 6.81 | 0 | 1 |  | 0 | 13422091 | 13422091 | 0 | 0 | 0 | 244263.5511 | 0 | 0 | 0 | 0 | 0 | 0 | 0 | 0 | 0 | 0 | 0 | 0 | 0 | 0 | 0 | 0 | 12 | 1
SI/NO | S | 179 | 2015 | 0 | 26 | 26 |  | Mill River Substation | Broadway Substation | 115 | 115 | Underground | 1.7 | 0 | 1 |  | 0 | 5149788 | 5149788 | 0 | 0 | 0 | 93719.0416 | 0 | 0 | 0 | 0 | 0 | 0 | 0 | 0 | 0 | 0 | 0 | 0 | 0 | 0 | 0 | 0 | 12 | 1
SI/NO | S | 179 | 2015 | 0 | 27 | 27 |  | Broadway Substation | Water Street Substation | 115 | 115 | Underground | 1.58 | 0 | 1 |  | 0 | 6686024 | 6686024 | 0 | 0 | 0 | 121676.4187 | 0 | 0 | 0 | 0 | 0 | 0 | 0 | 0 | 0 | 0 | 0 | 0 | 0 | 0 | 0 | 0 | 12 | 1
NO |  | 179 | 2015 | 0 | 28 | 28 |  | Singer Substation | UI/NU Junction | 345 | 345 | Underground | 11.2 | 0 | 2 |  | 0 | 177997423 | 177997423 | 0 | 0 | 0 | 0 | 0 | 0 | 0 | 0 | 0 | 0 | 0 | 0 | 0 | 0 | 0 | 0 | 0 | 0 | 0 | 0 | 12 | 1
SI/NO | S | 179 | 2015 | 0 | 29 | 29 |  | Singer Substation | Pequonnock Substation | 115 | 115 | Underground | 0.43 | 0 | 1 |  | 994341 | 0 | 994341 | 0 | 0 | 0 | 18095.6353 | 0 | 0 | 0 | 0 | 0 | 0 | 0 | 0 | 0 | 0 | 0 | 0 | 0 | 0 | 0 | 0 | 12 | 1
SI/NO | S | 179 | 2015 | 0 | 30 | 30 |  | Singer Substation | Bridgeport Energy | 115 | 115 | Underground | 0.17 | 0 | 1 |  | 739728 | 4182360 | 4922088 | 0 | 0 | 0 | 89575.2155 | 0 | 0 | 0 | 0 | 0 | 0 | 0 | 0 | 0 | 0 | 0 | 0 | 0 | 0 | 0 | 0 | 12 | 1
NO |  | 179 | 2015 | 0 | 31 | 31 |  | Manchester Substation | Meekville Junction | 345 | 345 | Steel Pole | 1.1 | 0 | 1 |  | 0 | 6346383 | 6346383 | 0 | 0 | 0 | 0 | 0 | 0 | 0 | 0 | 0 | 0 | 0 | 0 | 0 | 0 | 0 | 0 | 0 | 0 | 0 | 0 | 12 | 1
NO |  | 179 | 2015 | 0 | 32 | 32 |  | North Bloomfield | Agawam | 345 | 345 | Steel Pole | 3.81 | 0 | 1 |  | 0 | 18670797 | 18670797 | 0 | 0 | 0 | 0 | 0 | 0 | 0 | 0 | 0 | 0 | 0 | 0 | 0 | 0 | 0 | 0 | 0 | 0 | 0 | 0 | 12 | 1
NO |  | 179 | 2015 | 0 | 33 | 33 |  | Card | Lake Road | 345 | 345 | Steel Pole | 0 | 0 | 0 |  | 0 | 20167385 | 20167385 | 0 | 0 | 0 | 0 | 0 | 0 | 0 | 0 | 0 | 0 | 0 | 0 | 0 | 0 | 0 | 0 | 0 | 0 | 0 | 0 | 12 | 1
SI/NO | A | 179 | 2015 | 0 | 34 | 34 |  | Trumbull Substation | Trumbull Junction | 115 | 115 | Steel Pole | 0.02 | 0 | 1 |  | 0 | 0 | 0 | 0 | 0 | 0 | 0 | 0 | 0 | 0 | 0 | 0 | 0 | 0 | 0 | 0 | 0 | 0 | 0 | 0 | 0 | 0 | 0 | 12 | 1
SI/NO | A | 179 | 2015 | 0 | 35 | 35 |  | Grand Switching Sta. | Mill River | 115 | 115 | Steel Pole | 0.02 | 0 | 1 |  | 0 | 0 | 0 | 0 | 0 | 0 | 0 | 0 | 0 | 0 | 0 | 0 | 0 | 0 | 0 | 0 | 0 | 0 | 0 | 0 | 0 | 0 | 0 | 12 | 1
NO |  | 179 | 2015 | 0 | 36 | 36 |  | TOTAL |  | 0 | 0 |  | 108.06 | 0.28 | 46 |  | 21306399 | 315228469 | 336534868 | 0 | 0 | 0 | 0 | 0 | 0 | 0 | 0 | 0 | 0 | 0 | 0 | 0 | 0 | 0 | 0 | 0 | 0 | 0 | 0 | 12 | 1
NO |  | 179 | 2015 | 1 | 1 | 1 |  | Grand Switching Sta. | Mill River | 115 | 115 | Steel Pole | 0.07 | 0 | 1 |  | 0 | 0 | 0 | 0 | 0 | 0 | 0 | 0 | 0 | 0 | 0 | 0 | 0 | 0 | 0 | 0 | 0 | 0 | 0 | 0 | 0 | 0 | 0 | 12 | 1
NO |  | 179 | 2015 | 1 | 2 | 2 |  | Devon Tie | Devon CL&P | 115 | 115 | Included in 13 | 0 | 0 | 0 |  | 0 | 0 | 0 | 0 | 0 | 0 | 0 | 0 | 0 | 0 | 0 | 0 | 0 | 0 | 0 | 0 | 0 | 0 | 0 | 0 | 0 | 0 | 0 | 12 | 1
NO |  | 179 | 2015 | 1 | 3 | 3 |  | East Shore Tap | Halvarsson | 345 | 345 | Included in 1 | 0 | 0 | 0 |  | 0 | 0 | 0 | 0 | 0 | 0 | 0 | 0 | 0 | 0 | 0 | 0 | 0 | 0 | 0 | 0 | 0 | 0 | 0 | 0 | 0 | 0 | 0 | 12 | 1
NO |  | 179 | 2015 | 1 | 4 | 4 |  | RESCO Tap |  | 115 | 115 | Included in 15 | 0 | 0 | 0 |  | 0 | 0 | 0 | 0 | 0 | 0 | 0 | 0 | 0 | 0 | 0 | 0 | 0 | 0 | 0 | 0 | 0 | 0 | 0 | 0 | 0 | 0 | 0 | 12 | 1
NO |  | 179 | 2015 | 1 | 5 | 5 |  | Union Ave Sub & Circuits |  | 115 | 115 | Included in 17 | 0 | 0 | 0 |  | 0 | 0 | 0 | 0 | 0 | 0 | 0 | 0 | 0 | 0 | 0 | 0 | 0 | 0 | 0 | 0 | 0 | 0 | 0 | 0 | 0 | 0 | 0 | 12 | 1
NO |  | 179 | 2015 | 1 | 6 | 6 |  | Trumbull Substation | Trumbull Junction | 115 | 115 | Included in 7 | 0 | 0 | 0 |  | 0 | 0 | 0 | 0 | 0 | 0 | 0 | 0 | 0 | 0 | 0 | 0 | 0 | 0 | 0 | 0 | 0 | 0 | 0 | 0 | 0 | 0 | 0 | 12 | 1
NO |  | 179 | 2015 | 1 | 7 | 7 |  | Misc Transmission Sub |  | 0 | 0 |  | 0 | 0 | 0 |  | 14513461 | 984298 | 15497759 | 0 | 0 | 0 | 0 | 0 | 0 | 0 | 0 | 0 | 0 | 0 | 0 | 0 | 0 | 0 | 0 | 0 | 0 | 0 | 0 | 12 | 1
NO |  | 182 | 2015 | 0 | 1 | 1 |  | Overton | Stillwell | 345 | 345 | h frame wp | 57.96 | 0 | 1 | 2-795MCM | 497314 | 7243861 | 7741175 | 0 | 0 | 0 | 0 | 0 | 0 | 0 | 0 | 0 | 0 | 0 | 0 | 0 | 0 | 0 | 0 | 0 | 0 | 0 | 0 | 12 | 1
NO |  | 182 | 2015 | 0 | 2 | 2 |  | Iatan Tap | Iatan | 345 | 345 | steel poles | 9.17 | 0 | 1 | 795MCM | 0 | 1794938 | 1794938 | 0 | 0 | 0 | 0 | 0 | 0 | 0 | 0 | 0 | 0 | 0 | 0 | 0 | 0 | 0 | 0 | 0 | 0 | 0 | 0 | 12 | 1
NO |  | 182 | 2015 | 0 | 3 | 3 |  | Camp Clark 161 Sub | Nevada 161 Sub | 161 | 161 | h frame wp | 15 | 0 | 1 | 795MCM | 231674 | 2415298 | 2646972 | 0 | 0 | 0 | 0 | 0 | 0 | 0 | 0 | 0 | 0 | 0 | 0 | 0 | 0 | 0 | 0 | 0 | 0 | 0 | 0 | 12 | 1
NO |  | 182 | 2015 | 0 | 4 | 4 |  | Archie Sub 026 | Adrian Sub 014 | 161 | 161 | h frame wp | 11.33 | 0 | 1 | 795MCM | 35776 | 1478143 | 1513919 | 0 | 0 | 0 | 0 | 0 | 0 | 0 | 0 | 0 | 0 | 0 | 0 | 0 | 0 | 0 | 0 | 0 | 0 | 0 | 0 | 12 | 1
NO |  | 182 | 2015 | 0 | 5 | 5 |  | Clinton Sub 824 | Sedalia West Sub 764 | 161 | 161 | h frame wp | 37.2 | 0 | 1 | 795MCM | 133442 | 6000190 | 6133632 | 0 | 0 | 0 | 0 | 0 | 0 | 0 | 0 | 0 | 0 | 0 | 0 | 0 | 0 | 0 | 0 | 0 | 0 | 0 | 0 | 12 | 1
NO |  | 182 | 2015 | 0 | 6 | 6 |  | Sedalia West Sub 764 | Overton Interc. | 161 | 161 | h frame wp | 43.05 | 0 | 1 | 795MCM | 75138 | 1962503 | 2037641 | 0 | 0 | 0 | 0 | 0 | 0 | 0 | 0 | 0 | 0 | 0 | 0 | 0 | 0 | 0 | 0 | 0 | 0 | 0 | 0 | 12 | 1
NO |  | 182 | 2015 | 0 | 7 | 7 |  | Sibley Plant Sub 820 | Western Electric Sub 912 | 161 | 161 | h frame wp | 28.76 | 0 | 1 | 795MCM | 1363771 | 9019420 | 10383191 | 0 | 0 | 0 | 0 | 0 | 0 | 0 | 0 | 0 | 0 | 0 | 0 | 0 | 0 | 0 | 0 | 0 | 0 | 0 | 0 | 12 | 1
NO |  | 182 | 2015 | 0 | 8 | 8 |  | Sibley Plant Sub 820 | Sibley 345 Sub 821 | 161 | 161 | h frame wp | 1.19 | 0 | 1 | 2-795MCM | 8422 | 158567 | 166989 | 0 | 0 | 0 | 0 | 0 | 0 | 0 | 0 | 0 | 0 | 0 | 0 | 0 | 0 | 0 | 0 | 0 | 0 | 0 | 0 | 12 | 1
NO |  | 182 | 2015 | 0 | 9 | 9 |  | Adrian Sub 014 | Nevada 161 Sub 555 | 161 | 161 | h frame wp | 37.68 | 0 | 1 | 795MCM | 159767 | 1411154 | 1570921 | 0 | 0 | 0 | 0 | 0 | 0 | 0 | 0 | 0 | 0 | 0 | 0 | 0 | 0 | 0 | 0 | 0 | 0 | 0 | 0 | 12 | 1
NO |  | 182 | 2015 | 0 | 10 | 10 |  | Nashua Sub 548 | Smithville 161 Sub 823 | 161 | 161 | h frame wp | 2.29 | 0 | 1 | 795MCM | 114566 | 286155 | 400721 | 0 | 0 | 0 | 0 | 0 | 0 | 0 | 0 | 0 | 0 | 0 | 0 | 0 | 0 | 0 | 0 | 0 | 0 | 0 | 0 | 12 | 1
NO |  | 182 | 2015 | 0 | 11 | 11 |  | Prairie Lee Sub 680 | Archie Jct Sub 026 | 161 | 161 | h frame wp | 30.27 | 0 | 1 | 795MCM | 507596 | 5735917 | 6243513 | 0 | 0 | 0 | 0 | 0 | 0 | 0 | 0 | 0 | 0 | 0 | 0 | 0 | 0 | 0 | 0 | 0 | 0 | 0 | 0 | 12 | 1
NO |  | 182 | 2015 | 0 | 12 | 12 |  | Sibley Plant Sub 820 | Nashua Sub 548 | 161 | 161 | h frame wp | 27.54 | 0 | 1 | 795MCM | 799327 | 2360662 | 3159989 | 0 | 0 | 0 | 0 | 0 | 0 | 0 | 0 | 0 | 0 | 0 | 0 | 0 | 0 | 0 | 0 | 0 | 0 | 0 | 0 | 12 | 1
NO |  | 182 | 2015 | 0 | 13 | 13 |  | Sedalia - Overton Line 008 | Sedalia E Sub 766 | 161 | 161 | h frame wp dc | 1.73 | 0 | 2 | 795MCM | 10182 | 219945 | 230127 | 0 | 0 | 0 | 0 | 0 | 0 | 0 | 0 | 0 | 0 | 0 | 0 | 0 | 0 | 0 | 0 | 0 | 0 | 0 | 0 | 12 | 1
NO |  | 182 | 2015 | 0 | 14 | 14 |  | Smithville Sub 823 | KCI Sub 370 | 161 | 161 | h frame wp | 9.94 | 0 | 1 | 795MCM | 315960 | 1004114 | 1320074 | 0 | 0 | 0 | 0 | 0 | 0 | 0 | 0 | 0 | 0 | 0 | 0 | 0 | 0 | 0 | 0 | 0 | 0 | 0 | 0 | 12 | 1
NO |  | 182 | 2015 | 0 | 15 | 15 |  | KCI Sub 370 | Ferrelview 161 Sub 216 | 161 | 161 | singe wp | 4.61 | 0 | 1 | 795MCM | 346672 | 169208 | 515880 | 0 | 0 | 0 | 0 | 0 | 0 | 0 | 0 | 0 | 0 | 0 | 0 | 0 | 0 | 0 | 0 | 0 | 0 | 0 | 0 | 12 | 1
NO |  | 182 | 2015 | 0 | 16 | 16 |  | Raytown #1 Sub 702 | Blue Springs E Sub 064 | 161 | 161 | single wp | 12.01 | 0 | 1 | 795MCM | 504333 | 1345289 | 1849622 | 0 | 0 | 0 | 0 | 0 | 0 | 0 | 0 | 0 | 0 | 0 | 0 | 0 | 0 | 0 | 0 | 0 | 0 | 0 | 0 | 12 | 1
NO |  | 182 | 2015 | 0 | 17 | 17 |  | Belton South Sub 038 | South Harper Sub 826 | 161 | 161 | h frame sp | 9.09 | 0 | 1 | 2-795MCM | 69301 | 14151491 | 14220792 | 0 | 0 | 0 | 0 | 0 | 0 | 0 | 0 | 0 | 0 | 0 | 0 | 0 | 0 | 0 | 0 | 0 | 0 | 0 | 0 | 12 | 1
NO |  | 182 | 2015 | 0 | 18 | 18 |  | Oak Grove Sub 589 | Odessa Sub 591 | 161 | 161 | h frame wp | 10.33 | 0 | 1 | 795MCM | 173231 | 674087 | 847318 | 0 | 0 | 0 | 0 | 0 | 0 | 0 | 0 | 0 | 0 | 0 | 0 | 0 | 0 | 0 | 0 | 0 | 0 | 0 | 0 | 12 | 1
NO |  | 182 | 2015 | 0 | 19 | 19 |  | Blue Springs E Sub 064 | Oak Grove Sub 589 | 161 | 161 | singe wp | 6.65 | 0 | 1 | 795MCM | 94028 | 1575006 | 1669034 | 0 | 0 | 0 | 0 | 0 | 0 | 0 | 0 | 0 | 0 | 0 | 0 | 0 | 0 | 0 | 0 | 0 | 0 | 0 | 0 | 12 | 1
NO |  | 182 | 2015 | 0 | 20 | 20 |  | Greenwood E. C. Sub 284 | Greenwood E.C. | 161 | 161 | h frame wp | 0.32 | 0 | 1 | 477MCM | 0 | 43864 | 43864 | 0 | 0 | 0 | 0 | 0 | 0 | 0 | 0 | 0 | 0 | 0 | 0 | 0 | 0 | 0 | 0 | 0 | 0 | 0 | 0 | 12 | 1
NO |  | 182 | 2015 | 0 | 21 | 21 |  | Smithville - KCI Line 016 | Platte City 161 Sub 658 | 161 | 161 | h frame wp dc | 2.98 | 0 | 2 | 795MCM | 160172 | 280517 | 440689 | 0 | 0 | 0 | 0 | 0 | 0 | 0 | 0 | 0 | 0 | 0 | 0 | 0 | 0 | 0 | 0 | 0 | 0 | 0 | 0 | 12 | 1
NO |  | 182 | 2015 | 0 | 22 | 22 |  | Longview Rd. Sub 426 | Grandview E. Sub 267 | 161 | 161 | h frame wp | 6.02 | 0 | 1 | 795MCM | 382225 | 866713 | 1248938 | 0 | 0 | 0 | 0 | 0 | 0 | 0 | 0 | 0 | 0 | 0 | 0 | 0 | 0 | 0 | 0 | 0 | 0 | 0 | 0 | 12 | 1
NO |  | 182 | 2015 | 0 | 23 | 23 |  | Grandview E Sub 267 | Martin City Sub 270 | 161 | 161 | single wp | 4.92 | 0 | 1 | 795MCM | 212267 | 754696 | 966963 | 0 | 0 | 0 | 0 | 0 | 0 | 0 | 0 | 0 | 0 | 0 | 0 | 0 | 0 | 0 | 0 | 0 | 0 | 0 | 0 | 12 | 1
NO |  | 182 | 2015 | 0 | 24 | 24 |  | Ferrelview Sub 216 | Roanridge Sub 740 | 161 | 161 | single wp | 7.07 | 0 | 1 | 795MCM | 54889 | 688347 | 743236 | 0 | 0 | 0 | 0 | 0 | 0 | 0 | 0 | 0 | 0 | 0 | 0 | 0 | 0 | 0 | 0 | 0 | 0 | 0 | 0 | 12 | 1
NO |  | 182 | 2015 | 0 | 25 | 25 |  | Platte City Sub 658 | KP&L Stranger Creek Sub | 161 | 161 | h frame wp | 18.03 | 0 | 1 | 1192MCM | 911486 | 3536931 | 4448417 | 0 | 0 | 0 | 0 | 0 | 0 | 0 | 0 | 0 | 0 | 0 | 0 | 0 | 0 | 0 | 0 | 0 | 0 | 0 | 0 | 12 | 1
NO |  | 182 | 2015 | 0 | 26 | 26 |  | Lexington Sub 440 | Odessa Sub 591 | 161 | 161 | single sp | 14.86 | 0 | 1 | 795MCM | 254247 | 2273534 | 2527781 | 0 | 0 | 0 | 0 | 0 | 0 | 0 | 0 | 0 | 0 | 0 | 0 | 0 | 0 | 0 | 0 | 0 | 0 | 0 | 0 | 12 | 1
NO |  | 182 | 2015 | 0 | 27 | 27 |  | Lexington 161 Sub 440 | Sibley Plant Sub 820 | 161 | 161 | h frame wp | 28.09 | 0 | 1 | 477MCM | 148332 | 1706898 | 1855230 | 0 | 0 | 0 | 0 | 0 | 0 | 0 | 0 | 0 | 0 | 0 | 0 | 0 | 0 | 0 | 0 | 0 | 0 | 0 | 0 | 12 | 1
NO |  | 182 | 2015 | 0 | 28 | 28 |  | Pleasant Hill 663 | Raytown #1 Sub 702 | 161 | 161 | h frame wp | 26.75 | 0 | 1 | 795MCM | 700665 | 11579394 | 12280059 | 0 | 0 | 0 | 0 | 0 | 0 | 0 | 0 | 0 | 0 | 0 | 0 | 0 | 0 | 0 | 0 | 0 | 0 | 0 | 0 | 12 | 1
NO |  | 182 | 2015 | 0 | 29 | 29 |  | Western Electric Jct. | Western Electric Sub 912 | 161 | 161 | single wp | 2.01 | 0 | 1 | 795MCM | 17379 | 167205 | 184584 | 0 | 0 | 0 | 0 | 0 | 0 | 0 | 0 | 0 | 0 | 0 | 0 | 0 | 0 | 0 | 0 | 0 | 0 | 0 | 0 | 12 | 1
NO |  | 182 | 2015 | 0 | 30 | 30 |  | Odessa Sub 591 | Warrensburg East Sub 890 | 161 | 161 | h frame sp | 26 | 0 | 1 | 795MCM | 345649 | 5582079 | 5927728 | 0 | 0 | 0 | 0 | 0 | 0 | 0 | 0 | 0 | 0 | 0 | 0 | 0 | 0 | 0 | 0 | 0 | 0 | 0 | 0 | 12 | 1
NO |  | 182 | 2015 | 0 | 31 | 31 |  | Sedalia West Sub 764-WAFB | Warrensburg East Sub 890 | 161 | 161 | single dc sp | 27.64 | 0 | 1 | 795MCM | 121816 | 7036252 | 7158068 | 0 | 0 | 0 | 0 | 0 | 0 | 0 | 0 | 0 | 0 | 0 | 0 | 0 | 0 | 0 | 0 | 0 | 0 | 0 | 0 | 12 | 1
NO |  | 182 | 2015 | 0 | 32 | 32 |  | Belton South Sub 038 | Martin City Sub 270 | 161 | 161 | single sp | 9.54 | 0 | 1 | 795MCM | 1823248 | 6466805 | 8290053 | 0 | 0 | 0 | 0 | 0 | 0 | 0 | 0 | 0 | 0 | 0 | 0 | 0 | 0 | 0 | 0 | 0 | 0 | 0 | 0 | 12 | 1
NO |  | 182 | 2015 | 0 | 33 | 33 |  | Smithville | Pope Lane | 161 | 161 | single sp | 5 | 0 | 1 | 795MCM | 408847 | 4389357 | 4798204 | 0 | 0 | 0 | 0 | 0 | 0 | 0 | 0 | 0 | 0 | 0 | 0 | 0 | 0 | 0 | 0 | 0 | 0 | 0 | 0 | 12 | 1
NO |  | 182 | 2015 | 0 | 34 | 34 |  | Alabama | Nashua | 161 | 161 | h frame sp | 16.31 | 0 | 1 | VARIOUS | 2820 | 654089 | 656909 | 0 | 0 | 0 | 0 | 0 | 0 | 0 | 0 | 0 | 0 | 0 | 0 | 0 | 0 | 0 | 0 | 0 | 0 | 0 | 0 | 12 | 1
NO |  | 182 | 2015 | 0 | 36 | 36 |  | TOTAL |  | 0 | 0 |  | 1608.24 | 46.16 | 55 |  | 14623561 | 187031487 | 201655048 | 136044 | 2071037 | 740340 | 2947421 | 0 | 0 | 0 | 0 | 0 | 0 | 0 | 0 | 0 | 0 | 0 | 0 | 0 | 0 | 0 | 0 | 12 | 1
NO |  | 182 | 2015 | 1 | 2 | 2 |  | 69,000 volt lines |  | 69 | 69 | single dc sp | 0 | 35.17 | 0 |  | 0 | 0 | 0 | 0 | 0 | 0 | 0 | 0 | 0 | 0 | 0 | 0 | 0 | 0 | 0 | 0 | 0 | 0 | 0 | 0 | 0 | 0 | 0 | 12 | 1
NO |  | 182 | 2015 | 1 | 3 | 3 |  | Interconnected Co. System |  | 69 | 161 | h frame wp | 136.6 | 6.47 | 0 |  | 1226594 | 36219616 | 37446210 | 0 | 0 | 0 | 0 | 0 | 0 | 0 | 0 | 0 | 0 | 0 | 0 | 0 | 0 | 0 | 0 | 0 | 0 | 0 | 0 | 12 | 1
NO |  | 182 | 2015 | 1 | 4 | 4 |  |  |  | 69 | 69 | all wp H&S | 307.53 | 2.49 | 0 |  | 0 | 0 | 0 | 0 | 0 | 0 | 0 | 0 | 0 | 0 | 0 | 0 | 0 | 0 | 0 | 0 | 0 | 0 | 0 | 0 | 0 | 0 | 0 | 12 | 1
NO |  | 182 | 2015 | 1 | 5 | 5 |  |  |  | 69 | 69 | underground | 0.22 | 0 | 0 |  | 0 | 0 | 0 | 0 | 0 | 0 | 0 | 0 | 0 | 0 | 0 | 0 | 0 | 0 | 0 | 0 | 0 | 0 | 0 | 0 | 0 | 0 | 0 | 12 | 1
NO |  | 182 | 2015 | 1 | 7 | 7 |  | 34,500 volt lines |  | 34.5 | 69 | all wp H&S | 82 | 0 | 0 |  | 0 | 0 | 0 | 0 | 0 | 0 | 0 | 0 | 0 | 0 | 0 | 0 | 0 | 0 | 0 | 0 | 0 | 0 | 0 | 0 | 0 | 0 | 0 | 12 | 1
SI/NO | A | 182 | 2015 | 1 | 8 | 8 |  | Interconnected Co. System |  | 34.5 | 34.5 | all wp H&S | 202.27 | 0 | 0 |  | 438480 | 15747208 | 16185688 | 0 | 0 | 0 | 294557.2063 | 0 | 0 | 0 | 0 | 0 | 0 | 0 | 0 | 0 | 0 | 0 | 0 | 0 | 0 | 0 | 0 | 12 | 1
NO |  | 182 | 2015 | 1 | 9 | 9 |  | Transmission Line Expenses |  | 0 | 0 |  | 0 | 0 | 0 |  | 0 | 0 | 0 | 0 | 0 | 0 | 0 | 0 | 0 | 0 | 0 | 0 | 0 | 0 | 0 | 0 | 0 | 0 | 0 | 0 | 0 | 0 | 0 | 12 | 1
NO |  | 182 | 2015 | 1 | 10 | 10 |  | Overhead |  | 0 | 0 |  | 0 | 0 | 0 |  | 0 | 0 | 0 | 81950 | 1706527 | 13600 | 1802077 | 0 | 0 | 0 | 0 | 0 | 0 | 0 | 0 | 0 | 0 | 0 | 0 | 0 | 0 | 0 | 0 | 12 | 1
NO |  | 182 | 2015 | 1 | 11 | 11 |  | Underground |  | 0 | 0 |  | 0 | 0 | 0 |  | 0 | 0 | 0 | 0 | 0 | 0 | 0 | 0 | 0 | 0 | 0 | 0 | 0 | 0 | 0 | 0 | 0 | 0 | 0 | 0 | 0 | 0 | 0 | 12 | 1
NO |  | 182 | 2015 | 2 | 1 | 1 |  | MPS Total |  | 0 | 0 |  | 1279.96 | 44.13 | 36 |  | 12649616 | 156999453 | 169649069 | 81950 | 1706527 | 13600 | 1802077 | 0 | 0 | 0 | 0 | 0 | 0 | 0 | 0 | 0 | 0 | 0 | 0 | 0 | 0 | 0 | 0 | 12 | 1
NO |  | 182 | 2015 | 2 | 2 | 2 |  | Edgerton, MO | NE State Line | 345 | 345 | H-Frame W | 62.34 | 0 | 1 | 2-795 ACSR | 79965 | 4406310 | 4486275 | 0 | 0 | 0 | 0 | 0 | 0 | 0 | 0 | 0 | 0 | 0 | 0 | 0 | 0 | 0 | 0 | 0 | 0 | 0 | 0 | 12 | 1
NO |  | 182 | 2015 | 2 | 3 | 3 |  | Iatan, S.E.S. | St. Joseph Sub | 345 | 345 | H-Frame W | 31.65 | 0 | 1 | 2-795 ACSR | 1055746 | 2558146 | 3613892 | 0 | 0 | 0 | 0 | 0 | 0 | 0 | 0 | 0 | 0 | 0 | 0 | 0 | 0 | 0 | 0 | 0 | 0 | 0 | 0 | 12 | 1
NO |  | 182 | 2015 | 2 | 4 | 4 |  | KCP&L Tie | Lake Road Sub | 345 | 345 | H-Frame W/Sgl | 1.32 | 0 | 1 | 397.5 ACSR | 3901 | 539399 | 543300 | 0 | 0 | 0 | 0 | 0 | 0 | 0 | 0 | 0 | 0 | 0 | 0 | 0 | 0 | 0 | 0 | 0 | 0 | 0 | 0 | 12 | 1
NO |  | 182 | 2015 | 2 | 5 | 5 |  | Lake Road | Iowa State Line | 161 | 161 | H-Frame W | 75.38 | 1.6 | 1 | 1192.5 ACSR | 451793 | 10838964 | 11290757 | 0 | 0 | 0 | 0 | 0 | 0 | 0 | 0 | 0 | 0 | 0 | 0 | 0 | 0 | 0 | 0 | 0 | 0 | 0 | 0 | 12 | 1
NO |  | 182 | 2015 | 2 | 6 | 6 |  | St. Joseph | Cook Sub | 161 | 161 | Sgl Pole W | 4.6 | 0 | 1 | 1192.5 ACSR | 26798 | 571262 | 598060 | 0 | 0 | 0 | 0 | 0 | 0 | 0 | 0 | 0 | 0 | 0 | 0 | 0 | 0 | 0 | 0 | 0 | 0 | 0 | 0 | 12 | 1
NO |  | 182 | 2015 | 2 | 7 | 7 |  | Cook | Lake Road Sub | 161 | 161 | Sgl Pole W | 6.76 | 0 | 1 | 1192.5 ACSR | 9355 | 1066869 | 1076224 | 0 | 0 | 0 | 0 | 0 | 0 | 0 | 0 | 0 | 0 | 0 | 0 | 0 | 0 | 0 | 0 | 0 | 0 | 0 | 0 | 12 | 1
NO |  | 182 | 2015 | 2 | 8 | 8 |  | Maryville 161 Sub | N.W. Coop Sub | 161 | 161 | Sgl Pole W | 0.48 | 0 | 1 | 795 ACSR | 27 | 1937923 | 1937950 | 0 | 0 | 0 | 0 | 0 | 0 | 0 | 0 | 0 | 0 | 0 | 0 | 0 | 0 | 0 | 0 | 0 | 0 | 0 | 0 | 12 | 1
NO |  | 182 | 2015 | 2 | 9 | 9 |  | Alabama | Nashua | 161 | 161 | H-Frame W | 14.83 | 0 | 1 | VARIOUS | 32190 | 574166 | 606356 | 0 | 0 | 0 | 0 | 0 | 0 | 0 | 0 | 0 | 0 | 0 | 0 | 0 | 0 | 0 | 0 | 0 | 0 | 0 | 0 | 12 | 1
SI/NO | A | 182 | 2015 | 2 | 10 | 10 |  | Edmond Street | Maryville Sub | 69 | 69 | Sgl Pole W | 44.88 | 0.43 | 1 | VARIOUS | 208935 | 2440128 | 2649063 | 0 | 0 | 0 | 48209.2943 | 0 | 0 | 0 | 0 | 0 | 0 | 0 | 0 | 0 | 0 | 0 | 0 | 0 | 0 | 0 | 0 | 12 | 1
SI/NO | A | 182 | 2015 | 2 | 11 | 11 |  | Hwy 71 Tap | Brown's Curve | 69 | 69 | Sgl Pole W | 14.35 | 0 | 1 | 3/0 ACSR | 7669 | 933583 | 941252 | 0 | 0 | 0 | 17129.4887 | 0 | 0 | 0 | 0 | 0 | 0 | 0 | 0 | 0 | 0 | 0 | 0 | 0 | 0 | 0 | 0 | 12 | 1
SI/NO | A | 182 | 2015 | 2 | 12 | 12 |  | Tarkio | Maryville Sub | 69 | 69 | Sgl Pole W | 32 | 0 | 1 | 3/0 ACSR | 14746 | 2011003 | 2025749 | 0 | 0 | 0 | 36865.8389 | 0 | 0 | 0 | 0 | 0 | 0 | 0 | 0 | 0 | 0 | 0 | 0 | 0 | 0 | 0 | 0 | 12 | 1
SI/NO | A | 182 | 2015 | 2 | 13 | 13 |  | Fillmore St. | Maryville Sub | 69 | 69 | Sgl Pole W | 1.72 | 0 | 1 | 3/0 ACSR | 2112 | 95980 | 98092 | 0 | 0 | 0 | 1785.1392 | 0 | 0 | 0 | 0 | 0 | 0 | 0 | 0 | 0 | 0 | 0 | 0 | 0 | 0 | 0 | 0 | 12 | 1
SI/NO | A | 182 | 2015 | 2 | 14 | 14 |  | American Oil Sub | Hwy 71 Tap | 69 | 69 | Sgl Pole W | 0.46 | 0 | 1 | 397.5 ACSR | 0 | 28575 | 28575 | 0 | 0 | 0 | 520.0256 | 0 | 0 | 0 | 0 | 0 | 0 | 0 | 0 | 0 | 0 | 0 | 0 | 0 | 0 | 0 | 0 | 12 | 1
SI/NO | A | 182 | 2015 | 2 | 15 | 15 |  | Fillmore St. Sub | Maryville Tap | 69 | 69 | Sgl Pole W | 1.18 | 0 | 1 | VARIOUS | 801 | 99227 | 100028 | 0 | 0 | 0 | 1820.3717 | 0 | 0 | 0 | 0 | 0 | 0 | 0 | 0 | 0 | 0 | 0 | 0 | 0 | 0 | 0 | 0 | 12 | 1
SI/NO | A | 182 | 2015 | 2 | 16 | 16 |  | Brown's Curve | Craig | 69 | 69 | Sgl Pole W | 14.38 | 0 | 1 | 3/0 ACSR | 3878 | 762784 | 766662 | 0 | 0 | 0 | 13952.1914 | 0 | 0 | 0 | 0 | 0 | 0 | 0 | 0 | 0 | 0 | 0 | 0 | 0 | 0 | 0 | 0 | 12 | 1
SI/NO | A | 182 | 2015 | 2 | 17 | 17 |  | Midway Sub | Hwy 71 Tap | 69 | 69 | Sgl Pole W | 0.53 | 0 | 1 | 397.5 ACSR | 0 | 23755 | 23755 | 0 | 0 | 0 | 432.3082 | 0 | 0 | 0 | 0 | 0 | 0 | 0 | 0 | 0 | 0 | 0 | 0 | 0 | 0 | 0 | 0 | 12 | 1
SI/NO | A | 182 | 2015 | 2 | 18 | 18 |  | Craig | Tarkio | 69 | 69 | Sgl Pole W | 17.67 | 0 | 1 | 3/0 ACSR | 9545 | 821337 | 830882 | 0 | 0 | 0 | 15120.9069 | 0 | 0 | 0 | 0 | 0 | 0 | 0 | 0 | 0 | 0 | 0 | 0 | 0 | 0 | 0 | 0 | 12 | 1
SI/NO | A | 182 | 2015 | 2 | 19 | 19 |  | Midway Sub | American Oil | 69 | 69 | Sgl Pole W | 0.05 | 0 | 1 | 397.5 ACSR | 0 | 1583 | 1583 | 0 | 0 | 0 | 28.8084 | 0 | 0 | 0 | 0 | 0 | 0 | 0 | 0 | 0 | 0 | 0 | 0 | 0 | 0 | 0 | 0 | 12 | 1
NO |  | 182 | 2015 | 2 | 20 | 20 |  | Midway Tap | Midway Sub | 161 | 161 | Sgl Pole W | 3.7 | 0 | 1 | 397.5 ACSR | 66484 | 321040 | 387524 | 0 | 0 | 0 | 0 | 0 | 0 | 0 | 0 | 0 | 0 | 0 | 0 | 0 | 0 | 0 | 0 | 0 | 0 | 0 | 0 | 12 | 1
NO |  | 182 | 2015 | 2 | 21 | 21 |  | Transmission Line Expenses |  | 0 | 0 |  | 0 | 0 | 0 |  | 0 | 0 | 0 | 0 | 0 | 0 | 0 | 0 | 0 | 0 | 0 | 0 | 0 | 0 | 0 | 0 | 0 | 0 | 0 | 0 | 0 | 0 | 0 | 12 | 1
NO |  | 182 | 2015 | 2 | 22 | 22 |  | Overhead |  | 0 | 0 |  | 0 | 0 | 0 |  | 0 | 0 | 0 | 54094 | 364510 | 726740 | 1145344 | 0 | 0 | 0 | 0 | 0 | 0 | 0 | 0 | 0 | 0 | 0 | 0 | 0 | 0 | 0 | 0 | 12 | 1
NO |  | 182 | 2015 | 2 | 23 | 23 |  | Underground |  | 0 | 0 |  | 0 | 0 | 0 |  | 0 | 0 | 0 | 0 | 0 | 0 | 0 | 0 | 0 | 0 | 0 | 0 | 0 | 0 | 0 | 0 | 0 | 0 | 0 | 0 | 0 | 0 | 0 | 12 | 1
NO |  | 182 | 2015 | 2 | 33 | 33 |  | SJLP Total |  | 0 | 0 |  | 328.28 | 2.03 | 19 |  | 1973945 | 30032034 | 32005979 | 54094 | 364510 | 726740 | 1145344 | 0 | 0 | 0 | 0 | 0 | 0 | 0 | 0 | 0 | 0 | 0 | 0 | 0 | 0 | 0 | 0 | 12 | 1
NO |  | 184 | 2015 | 0 | 1 | 1 |  | 450 KV DC Transmission Line |  | 0 | 0 |  | 0 | 0 | 0 |  | 0 | 0 | 0 | 0 | 0 | 0 | 0 | 0 | 0 | 0 | 0 | 0 | 0 | 0 | 0 | 0 | 0 | 0 | 0 | 0 | 0 | 0 | 0 | 12 | 0
NO |  | 184 | 2015 | 0 | 3 | 3 |  | US/Canada Border at Norton | VT/NH State Line at | 0 | 0 |  | 0 | 0 | 0 |  | 0 | 0 | 0 | 0 | 0 | 0 | 0 | 0 | 0 | 0 | 0 | 0 | 0 | 0 | 0 | 0 | 0 | 0 | 0 | 0 | 0 | 0 | 0 | 12 | 0
NO |  | 184 | 2015 | 0 | 4 | 4 |  | Vermont | Waterford Vermont | 405 | 450 | H-Frame Steel | 52.3 | 0 | 0 | 2839.8 MCM ACSR | 1775113 | 45444794 | 47219907 | 13073 | 296872 | 925 | 310870 | 0 | 0 | 0 | 0 | 0 | 0 | 0 | 0 | 0 | 0 | 0 | 0 | 0 | 0 | 0 | 0 | 12 | 0
NO |  | 184 | 2015 | 0 | 36 | 36 |  | TOTAL |  | 0 | 0 |  | 52.3 | 0 | 0 |  | 1775113 | 45444794 | 47219907 | 13073 | 296872 | 925 | 310870 | 0 | 0 | 0 | 0 | 0 | 0 | 0 | 0 | 0 | 0 | 0 | 0 | 0 | 0 | 0 | 0 | 12 | 0
NO |  | 185 | 2015 | 0 | 36 | 36 |  | TOTAL |  | 0 | 0 |  | 0 | 0 | 0 |  | 0 | 0 | 0 | 0 | 0 | 0 | 0 | 0 | 0 | 0 | 0 | 0 | 0 | 0 | 0 | 0 | 0 | 0 | 0 | 0 | 0 | 0 | 0 | 12 | 0
NO |  | 186 | 2015 | 0 | 1 | 1 |  | MT STORM PLT | (04G1) | 500 | 500 | STEEL TWR | 0 | 0.04 | 0 | AAAC 2049.5 | 0 | 0 | 0 | 0 | 0 | 0 | 0 | 0 | 0 | 0 | 0 | 0 | 0 | 0 | 0 | 0 | 0 | 0 | 0 | 0 | 0 | 0 | 0 | 12 | 0
NO |  | 186 | 2015 | 0 | 2 | 2 |  | NORTH ANNA PLT | (12G1) | 500 | 500 | STEEL BUILDING | 0 | 0.07 | 1 | ACAR 2500 | 0 | 0 | 0 | 0 | 0 | 0 | 0 | 0 | 0 | 0 | 0 | 0 | 0 | 0 | 0 | 0 | 0 | 0 | 0 | 0 | 0 | 0 | 0 | 12 | 0
NO |  | 186 | 2015 | 0 | 3 | 3 |  | NORTH ANNA PLT | (12G1) | 500 | 500 | STEEL TWR | 0 | 0.42 | 0 | ACAR 2500 | 0 | 0 | 0 | 0 | 0 | 0 | 0 | 0 | 0 | 0 | 0 | 0 | 0 | 0 | 0 | 0 | 0 | 0 | 0 | 0 | 0 | 0 | 0 | 12 | 0
NO |  | 186 | 2015 | 0 | 4 | 4 |  | NORTH ANNA PLT | (12G2) | 500 | 500 | STEEL BUILDING | 0 | 0.08 | 1 | ACAR 2500 | 0 | 0 | 0 | 0 | 0 | 0 | 0 | 0 | 0 | 0 | 0 | 0 | 0 | 0 | 0 | 0 | 0 | 0 | 0 | 0 | 0 | 0 | 0 | 12 | 0
NO |  | 186 | 2015 | 0 | 5 | 5 |  | NORTH ANNA PLT | (12G2) | 500 | 500 | STEEL TWR | 0 | 0.32 | 0 | ACAR 2500 | 0 | 0 | 0 | 0 | 0 | 0 | 0 | 0 | 0 | 0 | 0 | 0 | 0 | 0 | 0 | 0 | 0 | 0 | 0 | 0 | 0 | 0 | 0 | 12 | 0
NO |  | 186 | 2015 | 0 | 6 | 6 |  | LOUDOUN | MOSBY (502) | 500 | 500 | STEEL POLE | 0.16 | 0 | 1 | ACSS 1351.5 | 0 | 0 | 0 | 0 | 0 | 0 | 0 | 0 | 0 | 0 | 0 | 0 | 0 | 0 | 0 | 0 | 0 | 0 | 0 | 0 | 0 | 0 | 0 | 12 | 0
NO |  | 186 | 2015 | 0 | 7 | 7 |  | LOUDOUN | MOSBY (502) | 500 | 500 | STEEL TWR | 0.07 | 0 | 0 | ACSS 1351.5 | 0 | 0 | 0 | 0 | 0 | 0 | 0 | 0 | 0 | 0 | 0 | 0 | 0 | 0 | 0 | 0 | 0 | 0 | 0 | 0 | 0 | 0 | 0 | 12 | 0
NO |  | 186 | 2015 | 0 | 8 | 8 |  | RAWLINGS | CARSON (511) | 500 | 500 | STEEL TWR | 22.06 | 0 | 1 | ACSR 1351.5 | 0 | 0 | 0 | 0 | 0 | 0 | 0 | 0 | 0 | 0 | 0 | 0 | 0 | 0 | 0 | 0 | 0 | 0 | 0 | 0 | 0 | 0 | 0 | 12 | 0
NO |  | 186 | 2015 | 0 | 9 | 9 |  | GOOSE CREEK | DOUBS (FE) (514) | 500 | 500 | STEEL HFRM | 0.2 | 0 | 1 | AAAC 2049.5 | 0 | 0 | 0 | 0 | 0 | 0 | 0 | 0 | 0 | 0 | 0 | 0 | 0 | 0 | 0 | 0 | 0 | 0 | 0 | 0 | 0 | 0 | 0 | 12 | 0
NO |  | 186 | 2015 | 0 | 10 | 10 |  | GOOSE CREEK | DOUBS (FE) (514) | 500 | 500 | STEEL POLE | 0.46 | 0 | 0 | ACSR 1351.5 | 0 | 0 | 0 | 0 | 0 | 0 | 0 | 0 | 0 | 0 | 0 | 0 | 0 | 0 | 0 | 0 | 0 | 0 | 0 | 0 | 0 | 0 | 0 | 12 | 0
NO |  | 186 | 2015 | 0 | 11 | 11 |  | GOOSE CREEK | DOUBS (FE) (514) | 500 | 500 | STEEL TWR | 2.55 | 0 | 0 | AAAC 2049.5 | 0 | 0 | 0 | 0 | 0 | 0 | 0 | 0 | 0 | 0 | 0 | 0 | 0 | 0 | 0 | 0 | 0 | 0 | 0 | 0 | 0 | 0 | 0 | 12 | 0
NO |  | 186 | 2015 | 0 | 12 | 12 |  | SURRY | SUFFOLK (531) | 500 | 500 | CONC TWR | 0.07 | 0 | 1 | ACAR 2500 | 0 | 0 | 0 | 0 | 0 | 0 | 0 | 0 | 0 | 0 | 0 | 0 | 0 | 0 | 0 | 0 | 0 | 0 | 0 | 0 | 0 | 0 | 0 | 12 | 0
NO |  | 186 | 2015 | 0 | 13 | 13 |  | SURRY | SUFFOLK (531) | 500 | 500 | STEEL HFRM | 0.06 | 0 | 0 | ACAR 2500 | 0 | 0 | 0 | 0 | 0 | 0 | 0 | 0 | 0 | 0 | 0 | 0 | 0 | 0 | 0 | 0 | 0 | 0 | 0 | 0 | 0 | 0 | 0 | 12 | 0
NO |  | 186 | 2015 | 0 | 14 | 14 |  | SURRY | SUFFOLK (531) | 500 | 500 | STEEL TWR | 37.1 | 0 | 0 | ACAR 2500 | 0 | 0 | 0 | 0 | 0 | 0 | 0 | 0 | 0 | 0 | 0 | 0 | 0 | 0 | 0 | 0 | 0 | 0 | 0 | 0 | 0 | 0 | 0 | 12 | 0
NO |  | 186 | 2015 | 0 | 15 | 15 |  | DOOMS | CUNNINGHAM (534) | 500 | 500 | STEEL TWR | 32.67 | 0 | 1 | AAAC 2049.5 | 0 | 0 | 0 | 0 | 0 | 0 | 0 | 0 | 0 | 0 | 0 | 0 | 0 | 0 | 0 | 0 | 0 | 0 | 0 | 0 | 0 | 0 | 0 | 12 | 0
NO |  | 186 | 2015 | 0 | 16 | 16 |  | MEADOWBROOK (FE) | LOUDOUN (535) | 500 | 500 | STEEL HFRM | 0 | 2.3 | 1 | ACSR 1351.5 | 0 | 0 | 0 | 0 | 0 | 0 | 0 | 0 | 0 | 0 | 0 | 0 | 0 | 0 | 0 | 0 | 0 | 0 | 0 | 0 | 0 | 0 | 0 | 12 | 0
NO |  | 186 | 2015 | 0 | 17 | 17 |  | MEADOWBROOK (FE) | LOUDOUN (535) | 500 | 500 | STEEL HFRM | 2.55 | 0 | 0 | ACSR 1351.5 | 0 | 0 | 0 | 0 | 0 | 0 | 0 | 0 | 0 | 0 | 0 | 0 | 0 | 0 | 0 | 0 | 0 | 0 | 0 | 0 | 0 | 0 | 0 | 12 | 0
NO |  | 186 | 2015 | 0 | 18 | 18 |  | MEADOWBROOK (FE) | LOUDOUN (535) | 500 | 500 | STEEL POLE | 0 | 1.6 | 0 | ACSR 1351.5 | 0 | 0 | 0 | 0 | 0 | 0 | 0 | 0 | 0 | 0 | 0 | 0 | 0 | 0 | 0 | 0 | 0 | 0 | 0 | 0 | 0 | 0 | 0 | 12 | 0
NO |  | 186 | 2015 | 0 | 19 | 19 |  | MEADOWBROOK (FE) | LOUDOUN (535) | 500 | 500 | STEEL POLE | 0 | 0.04 | 0 | ACSR 636 | 0 | 0 | 0 | 0 | 0 | 0 | 0 | 0 | 0 | 0 | 0 | 0 | 0 | 0 | 0 | 0 | 0 | 0 | 0 | 0 | 0 | 0 | 0 | 12 | 0
NO |  | 186 | 2015 | 0 | 20 | 20 |  | MEADOWBROOK (FE) | LOUDOUN (535) | 500 | 500 | STEEL POLE | 16.02 | 0 | 0 | ACSR 1351.5 | 0 | 0 | 0 | 0 | 0 | 0 | 0 | 0 | 0 | 0 | 0 | 0 | 0 | 0 | 0 | 0 | 0 | 0 | 0 | 0 | 0 | 0 | 0 | 12 | 0
NO |  | 186 | 2015 | 0 | 21 | 21 |  | MEADOWBROOK (FE) | LOUDOUN (535) | 500 | 500 | STEEL TWR | 0 | 27.4 | 0 | ACSR 1351.5 | 0 | 0 | 0 | 0 | 0 | 0 | 0 | 0 | 0 | 0 | 0 | 0 | 0 | 0 | 0 | 0 | 0 | 0 | 0 | 0 | 0 | 0 | 0 | 12 | 0
NO |  | 186 | 2015 | 0 | 22 | 22 |  | MEADOWBROOK (FE) | LOUDOUN (535) | 500 | 500 | STEEL TWR | 15.07 | 0 | 0 | ACSR 1351.5 | 0 | 0 | 0 | 0 | 0 | 0 | 0 | 0 | 0 | 0 | 0 | 0 | 0 | 0 | 0 | 0 | 0 | 0 | 0 | 0 | 0 | 0 | 0 | 12 | 0
NO |  | 186 | 2015 | 0 | 23 | 23 |  | BRISTERS | OX (539) | 500 | 500 | STEEL TWR | 23.02 | 0 | 1 | ACAR 2500 | 0 | 0 | 0 | 0 | 0 | 0 | 0 | 0 | 0 | 0 | 0 | 0 | 0 | 0 | 0 | 0 | 0 | 0 | 0 | 0 | 0 | 0 | 0 | 12 | 0
NO |  | 186 | 2015 | 0 | 24 | 24 |  | FRONT ROYAL | MORRISVILLE (541) | 500 | 500 | STEEL HFRM | 2.72 | 0 | 1 | ACAR 2500 | 0 | 0 | 0 | 0 | 0 | 0 | 0 | 0 | 0 | 0 | 0 | 0 | 0 | 0 | 0 | 0 | 0 | 0 | 0 | 0 | 0 | 0 | 0 | 12 | 0
NO |  | 186 | 2015 | 0 | 25 | 25 |  | FRONT ROYAL | MORRISVILLE (541) | 500 | 500 | STEEL POLE | 14.81 | 0 | 0 | ACAR 2500 | 0 | 0 | 0 | 0 | 0 | 0 | 0 | 0 | 0 | 0 | 0 | 0 | 0 | 0 | 0 | 0 | 0 | 0 | 0 | 0 | 0 | 0 | 0 | 12 | 0
NO |  | 186 | 2015 | 0 | 26 | 26 |  | FRONT ROYAL | MORRISVILLE (541) | 500 | 500 | STEEL TWR | 27.94 | 0 | 0 | ACAR 2500 | 0 | 0 | 0 | 0 | 0 | 0 | 0 | 0 | 0 | 0 | 0 | 0 | 0 | 0 | 0 | 0 | 0 | 0 | 0 | 0 | 0 | 0 | 0 | 12 | 0
NO |  | 186 | 2015 | 0 | 27 | 27 |  | CUNNINGHAM | FLUVANA PWR STA (542) | 500 | 500 | STEEL HFRM | 0.18 | 0 | 1 | AAAC 2049.5 | 0 | 0 | 0 | 0 | 0 | 0 | 0 | 0 | 0 | 0 | 0 | 0 | 0 | 0 | 0 | 0 | 0 | 0 | 0 | 0 | 0 | 0 | 0 | 12 | 0
NO |  | 186 | 2015 | 0 | 28 | 28 |  | CUNNINGHAM | FLUVANA PWR STA (542) | 500 | 500 | STEEL TWR | 0.1 | 0 | 0 | AAAC 2049.5 | 0 | 0 | 0 | 0 | 0 | 0 | 0 | 0 | 0 | 0 | 0 | 0 | 0 | 0 | 0 | 0 | 0 | 0 | 0 | 0 | 0 | 0 | 0 | 12 | 0
NO |  | 186 | 2015 | 0 | 29 | 29 |  | CARSON | SUFFOLK (544) | 500 | 500 | STEEL HFRM | 1.65 | 0 | 1 | ACSR 1351.5 | 0 | 0 | 0 | 0 | 0 | 0 | 0 | 0 | 0 | 0 | 0 | 0 | 0 | 0 | 0 | 0 | 0 | 0 | 0 | 0 | 0 | 0 | 0 | 12 | 0
NO |  | 186 | 2015 | 0 | 30 | 30 |  | CARSON | SUFFOLK (544) | 500 | 500 | STEEL POLE | 0 | 0.09 | 0 | ACSR 1351.5 | 0 | 0 | 0 | 0 | 0 | 0 | 0 | 0 | 0 | 0 | 0 | 0 | 0 | 0 | 0 | 0 | 0 | 0 | 0 | 0 | 0 | 0 | 0 | 12 | 0
NO |  | 186 | 2015 | 0 | 31 | 31 |  | CARSON | SUFFOLK (544) | 500 | 500 | STEEL POLE | 0.3 | 0 | 0 | ACSR 1351.5 | 0 | 0 | 0 | 0 | 0 | 0 | 0 | 0 | 0 | 0 | 0 | 0 | 0 | 0 | 0 | 0 | 0 | 0 | 0 | 0 | 0 | 0 | 0 | 12 | 0
NO |  | 186 | 2015 | 0 | 32 | 32 |  | CARSON | SUFFOLK (544) | 500 | 500 | STEEL TWR | 59.38 | 0 | 0 | ACSR 1351.5 | 0 | 0 | 0 | 0 | 0 | 0 | 0 | 0 | 0 | 0 | 0 | 0 | 0 | 0 | 0 | 0 | 0 | 0 | 0 | 0 | 0 | 0 | 0 | 12 | 0
NO |  | 186 | 2015 | 0 | 33 | 33 |  | BRISTERS | MORRISVILLE (545) | 500 | 500 | STEEL HFRM | 0.47 | 0 | 1 | ACAR 2500 | 0 | 0 | 0 | 0 | 0 | 0 | 0 | 0 | 0 | 0 | 0 | 0 | 0 | 0 | 0 | 0 | 0 | 0 | 0 | 0 | 0 | 0 | 0 | 12 | 0
NO |  | 186 | 2015 | 0 | 34 | 34 |  | BRISTERS | MORRISVILLE (545) | 500 | 500 | STEEL TWR | 7.36 | 0 | 0 | ACAR 2500 | 0 | 0 | 0 | 0 | 0 | 0 | 0 | 0 | 0 | 0 | 0 | 0 | 0 | 0 | 0 | 0 | 0 | 0 | 0 | 0 | 0 | 0 | 0 | 12 | 0
NO |  | 186 | 2015 | 0 | 35 | 35 |  | BATH COUNTY | LEXINGTON (JU) (547) | 500 | 500 | STEEL POLE | 0.3 | 0 | 1 | ACAR 2500 | 0 | 0 | 0 | 0 | 0 | 0 | 0 | 0 | 0 | 0 | 0 | 0 | 0 | 0 | 0 | 0 | 0 | 0 | 0 | 0 | 0 | 0 | 0 | 12 | 0
NO |  | 186 | 2015 | 0 | 36 | 36 |  | TOTAL |  | 0 | 0 |  | 5182.17 | 1355.5 | 488 |  | 490141319 | 3190769719 | 3680911038 | 20039197 | 21432469 | 93166 | 41564832 | 0 | 0 | 0 | 0 | 0 | 0 | 0 | 0 | 0 | 0 | 0 | 0 | 0 | 0 | 0 | 0 | 12 | 0
NO |  | 186 | 2015 | 1 | 1 | 1 |  | BATH COUNTY | LEXINGTON (JU) (547) | 500 | 500 | STEEL TWR | 34.38 | 0 | 0 | ACAR 2500 | 0 | 0 | 0 | 0 | 0 | 0 | 0 | 0 | 0 | 0 | 0 | 0 | 0 | 0 | 0 | 0 | 0 | 0 | 0 | 0 | 0 | 0 | 0 | 12 | 0
NO |  | 186 | 2015 | 1 | 2 | 2 |  | BATH COUNTY | VALLEY (JU) (548) | 500 | 500 | STEEL POLE | 0.27 | 0 | 1 | ACAR 2500 | 0 | 0 | 0 | 0 | 0 | 0 | 0 | 0 | 0 | 0 | 0 | 0 | 0 | 0 | 0 | 0 | 0 | 0 | 0 | 0 | 0 | 0 | 0 | 12 | 0
NO |  | 186 | 2015 | 1 | 3 | 3 |  | BATH COUNTY | VALLEY (JU) (548) | 500 | 500 | STEEL TWR | 51.55 | 0 | 0 | ACAR 2500 | 0 | 0 | 0 | 0 | 0 | 0 | 0 | 0 | 0 | 0 | 0 | 0 | 0 | 0 | 0 | 0 | 0 | 0 | 0 | 0 | 0 | 0 | 0 | 12 | 0
NO |  | 186 | 2015 | 1 | 4 | 4 |  | VALLEY | DOOMS (549) | 500 | 500 | STEEL POLE | 0.11 | 0 | 1 | AAAC 2049.5 | 0 | 0 | 0 | 0 | 0 | 0 | 0 | 0 | 0 | 0 | 0 | 0 | 0 | 0 | 0 | 0 | 0 | 0 | 0 | 0 | 0 | 0 | 0 | 12 | 0
NO |  | 186 | 2015 | 1 | 5 | 5 |  | VALLEY | DOOMS (549) | 500 | 500 | STEEL TWR | 0 | 0.07 | 0 | AAAC 2049.5 | 0 | 0 | 0 | 0 | 0 | 0 | 0 | 0 | 0 | 0 | 0 | 0 | 0 | 0 | 0 | 0 | 0 | 0 | 0 | 0 | 0 | 0 | 0 | 12 | 0
NO |  | 186 | 2015 | 1 | 6 | 6 |  | VALLEY | DOOMS (549) | 500 | 500 | STEEL TWR | 17.5 | 0 | 0 | AAAC 2049.5 | 0 | 0 | 0 | 0 | 0 | 0 | 0 | 0 | 0 | 0 | 0 | 0 | 0 | 0 | 0 | 0 | 0 | 0 | 0 | 0 | 0 | 0 | 0 | 12 | 0
NO |  | 186 | 2015 | 1 | 7 | 7 |  | MT STORM | VALLEY (JU) (550) | 500 | 500 | STEEL HFRM | 0.15 | 0 | 1 | AAAC 2049.5 | 0 | 0 | 0 | 0 | 0 | 0 | 0 | 0 | 0 | 0 | 0 | 0 | 0 | 0 | 0 | 0 | 0 | 0 | 0 | 0 | 0 | 0 | 0 | 12 | 0
NO |  | 186 | 2015 | 1 | 8 | 8 |  | MT STORM | VALLEY (JU) (550) | 500 | 500 | STEEL POLE | 0.05 | 0 | 0 | AAAC 2049.5 | 0 | 0 | 0 | 0 | 0 | 0 | 0 | 0 | 0 | 0 | 0 | 0 | 0 | 0 | 0 | 0 | 0 | 0 | 0 | 0 | 0 | 0 | 0 | 12 | 0
NO |  | 186 | 2015 | 1 | 9 | 9 |  | MT STORM | VALLEY (JU) (550) | 500 | 500 | STEEL TWR | 0 | 0.11 | 0 | AAAC 2049.5 | 0 | 0 | 0 | 0 | 0 | 0 | 0 | 0 | 0 | 0 | 0 | 0 | 0 | 0 | 0 | 0 | 0 | 0 | 0 | 0 | 0 | 0 | 0 | 12 | 0
NO |  | 186 | 2015 | 1 | 10 | 10 |  | MT STORM | VALLEY (JU) (550) | 500 | 500 | STEEL TWR | 63.86 | 0 | 0 | AAAC 2049.5 | 0 | 0 | 0 | 0 | 0 | 0 | 0 | 0 | 0 | 0 | 0 | 0 | 0 | 0 | 0 | 0 | 0 | 0 | 0 | 0 | 0 | 0 | 0 | 12 | 0
NO |  | 186 | 2015 | 1 | 11 | 11 |  | MT STORM | DOUBS (FE) (551) | 500 | 500 | STEEL TWR | 0 | 42.99 | 1 | ACSR 1351.5 | 0 | 0 | 0 | 0 | 0 | 0 | 0 | 0 | 0 | 0 | 0 | 0 | 0 | 0 | 0 | 0 | 0 | 0 | 0 | 0 | 0 | 0 | 0 | 12 | 0
NO |  | 186 | 2015 | 1 | 12 | 12 |  | MT STORM | DOUBS (FE) (551) | 500 | 500 | STEEL TWR | 40.24 | 0 | 0 | ACSR 1351.5 | 0 | 0 | 0 | 0 | 0 | 0 | 0 | 0 | 0 | 0 | 0 | 0 | 0 | 0 | 0 | 0 | 0 | 0 | 0 | 0 | 0 | 0 | 0 | 12 | 0
NO |  | 186 | 2015 | 1 | 13 | 13 |  | MT STORM | DOUBS (FE) (551) | 500 | 500 | STEEL TWR | 0.29 | 0 | 0 | ACSS 1351.5 | 0 | 0 | 0 | 0 | 0 | 0 | 0 | 0 | 0 | 0 | 0 | 0 | 0 | 0 | 0 | 0 | 0 | 0 | 0 | 0 | 0 | 0 | 0 | 12 | 0
NO |  | 186 | 2015 | 1 | 14 | 14 |  | MT STORM | DOUBS (FE) (551) | 500 | 500 | STEEL TWR | 12.73 | 0 | 0 | ACSS 1351.5 | 0 | 0 | 0 | 0 | 0 | 0 | 0 | 0 | 0 | 0 | 0 | 0 | 0 | 0 | 0 | 0 | 0 | 0 | 0 | 0 | 0 | 0 | 0 | 12 | 0
NO |  | 186 | 2015 | 1 | 15 | 15 |  | BRISTERS | LADYSMITH (552) | 500 | 500 | STEEL POLE | 0.09 | 0 | 1 | ACAR 2500 | 0 | 0 | 0 | 0 | 0 | 0 | 0 | 0 | 0 | 0 | 0 | 0 | 0 | 0 | 0 | 0 | 0 | 0 | 0 | 0 | 0 | 0 | 0 | 12 | 0
NO |  | 186 | 2015 | 1 | 16 | 16 |  | BRISTERS | LADYSMITH (552) | 500 | 500 | STEEL TWR | 21.23 | 0 | 0 | AAAC 2049.5 | 0 | 0 | 0 | 0 | 0 | 0 | 0 | 0 | 0 | 0 | 0 | 0 | 0 | 0 | 0 | 0 | 0 | 0 | 0 | 0 | 0 | 0 | 0 | 12 | 0
NO |  | 186 | 2015 | 1 | 17 | 17 |  | BRISTERS | LADYSMITH (552) | 500 | 500 | STEEL TWR | 0.04 | 0 | 0 | ACAR 2500 | 0 | 0 | 0 | 0 | 0 | 0 | 0 | 0 | 0 | 0 | 0 | 0 | 0 | 0 | 0 | 0 | 0 | 0 | 0 | 0 | 0 | 0 | 0 | 12 | 0
NO |  | 186 | 2015 | 1 | 18 | 18 |  | CUNNINGHAM | ELMONT (553) | 500 | 500 | STEEL TWR | 51.05 | 0 | 1 | AAAC 2049.5 | 0 | 0 | 0 | 0 | 0 | 0 | 0 | 0 | 0 | 0 | 0 | 0 | 0 | 0 | 0 | 0 | 0 | 0 | 0 | 0 | 0 | 0 | 0 | 12 | 0
NO |  | 186 | 2015 | 1 | 19 | 19 |  | DOOMS | LEXINGTON (555) | 500 | 500 | STEEL TWR | 38.97 | 0 | 1 | AAAC 2049.5 | 0 | 0 | 0 | 0 | 0 | 0 | 0 | 0 | 0 | 0 | 0 | 0 | 0 | 0 | 0 | 0 | 0 | 0 | 0 | 0 | 0 | 0 | 0 | 12 | 0
NO |  | 186 | 2015 | 1 | 20 | 20 |  | CLOVER | RAWLINGS (556) | 500 | 500 | STEEL TWR | 53.83 | 0 | 1 | ACSR 1351.5 | 0 | 0 | 0 | 0 | 0 | 0 | 0 | 0 | 0 | 0 | 0 | 0 | 0 | 0 | 0 | 0 | 0 | 0 | 0 | 0 | 0 | 0 | 0 | 12 | 0
NO |  | 186 | 2015 | 1 | 21 | 21 |  | CHICKAHOMINY | ELMONT (557) | 500 | 500 | STEEL POLE | 0.06 | 0 | 1 | ACAR 2500 | 0 | 0 | 0 | 0 | 0 | 0 | 0 | 0 | 0 | 0 | 0 | 0 | 0 | 0 | 0 | 0 | 0 | 0 | 0 | 0 | 0 | 0 | 0 | 12 | 0
NO |  | 186 | 2015 | 1 | 22 | 22 |  | CHICKAHOMINY | ELMONT (557) | 500 | 500 | STEEL TWR | 27.74 | 0 | 0 | ACAR 2500 | 0 | 0 | 0 | 0 | 0 | 0 | 0 | 0 | 0 | 0 | 0 | 0 | 0 | 0 | 0 | 0 | 0 | 0 | 0 | 0 | 0 | 0 | 0 | 12 | 0
NO |  | 186 | 2015 | 1 | 23 | 23 |  | BRAMBLETON | GOOSE CREEK (558) | 500 | 500 | STEEL POLE | 0.19 | 0 | 1 | AAAC 2049.5 | 0 | 0 | 0 | 0 | 0 | 0 | 0 | 0 | 0 | 0 | 0 | 0 | 0 | 0 | 0 | 0 | 0 | 0 | 0 | 0 | 0 | 0 | 0 | 12 | 0
NO |  | 186 | 2015 | 1 | 24 | 24 |  | BRAMBLETON | GOOSE CREEK (558) | 500 | 500 | STEEL TWR | 0.05 | 0 | 0 | ACSR 1351.5 | 0 | 0 | 0 | 0 | 0 | 0 | 0 | 0 | 0 | 0 | 0 | 0 | 0 | 0 | 0 | 0 | 0 | 0 | 0 | 0 | 0 | 0 | 0 | 12 | 0
NO |  | 186 | 2015 | 1 | 25 | 25 |  | BRAMBLETON | GOOSE CREEK (558) | 500 | 500 | STEEL TWR | 7.56 | 0 | 0 | AAAC 2049.5 | 0 | 0 | 0 | 0 | 0 | 0 | 0 | 0 | 0 | 0 | 0 | 0 | 0 | 0 | 0 | 0 | 0 | 0 | 0 | 0 | 0 | 0 | 0 | 12 | 0
NO |  | 186 | 2015 | 1 | 26 | 26 |  | LOUDOUN | CLIFTON (559) | 500 | 500 | STEEL TWR | 11.93 | 0 | 1 | ACAR 2500 | 0 | 0 | 0 | 0 | 0 | 0 | 0 | 0 | 0 | 0 | 0 | 0 | 0 | 0 | 0 | 0 | 0 | 0 | 0 | 0 | 0 | 0 | 0 | 12 | 0
NO |  | 186 | 2015 | 1 | 27 | 27 |  | POSSUM POINT | BURCHES HILL (PEPCO) (560) | 500 | 500 | STEEL TWR | 0.13 | 0 | 1 | ACAR 1534 | 0 | 0 | 0 | 0 | 0 | 0 | 0 | 0 | 0 | 0 | 0 | 0 | 0 | 0 | 0 | 0 | 0 | 0 | 0 | 0 | 0 | 0 | 0 | 12 | 0
NO |  | 186 | 2015 | 1 | 28 | 28 |  | CLIFTON | OX (561) | 500 | 500 | STEEL HFRM | 0.13 | 0 | 1 | ACAR 2500 | 0 | 0 | 0 | 0 | 0 | 0 | 0 | 0 | 0 | 0 | 0 | 0 | 0 | 0 | 0 | 0 | 0 | 0 | 0 | 0 | 0 | 0 | 0 | 12 | 0
NO |  | 186 | 2015 | 1 | 29 | 29 |  | CLIFTON | OX (561) | 500 | 500 | STEEL TWR | 7.04 | 0 | 0 | ACAR 2500 | 0 | 0 | 0 | 0 | 0 | 0 | 0 | 0 | 0 | 0 | 0 | 0 | 0 | 0 | 0 | 0 | 0 | 0 | 0 | 0 | 0 | 0 | 0 | 12 | 0
NO |  | 186 | 2015 | 1 | 30 | 30 |  | SEPTA | CARSON (562) | 500 | 500 | CONC HFRM | 0.1 | 0 | 1 | ACAR 2500 | 0 | 0 | 0 | 0 | 0 | 0 | 0 | 0 | 0 | 0 | 0 | 0 | 0 | 0 | 0 | 0 | 0 | 0 | 0 | 0 | 0 | 0 | 0 | 12 | 0
NO |  | 186 | 2015 | 1 | 31 | 31 |  | SEPTA | CARSON (562) | 500 | 500 | STEEL TWR | 38.31 | 0 | 0 | ACAR 2500 | 0 | 0 | 0 | 0 | 0 | 0 | 0 | 0 | 0 | 0 | 0 | 0 | 0 | 0 | 0 | 0 | 0 | 0 | 0 | 0 | 0 | 0 | 0 | 12 | 0
NO |  | 186 | 2015 | 1 | 32 | 32 |  | SEPTA | CARSON (562) | 500 | 500 | STEEL TWR | 0.03 | 0 | 0 | ACSR 2500 | 0 | 0 | 0 | 0 | 0 | 0 | 0 | 0 | 0 | 0 | 0 | 0 | 0 | 0 | 0 | 0 | 0 | 0 | 0 | 0 | 0 | 0 | 0 | 12 | 0
NO |  | 186 | 2015 | 1 | 33 | 33 |  | CARSON | MIDLOTHIAN (563) | 500 | 500 | STEEL POLE | 0.08 | 0 | 1 | ACSR 1351.5 | 0 | 0 | 0 | 0 | 0 | 0 | 0 | 0 | 0 | 0 | 0 | 0 | 0 | 0 | 0 | 0 | 0 | 0 | 0 | 0 | 0 | 0 | 0 | 12 | 0
NO |  | 186 | 2015 | 1 | 34 | 34 |  | CARSON | MIDLOTHIAN (563) | 500 | 500 | STEEL POLE | 0.26 | 0 | 0 | ACAR 2500 | 0 | 0 | 0 | 0 | 0 | 0 | 0 | 0 | 0 | 0 | 0 | 0 | 0 | 0 | 0 | 0 | 0 | 0 | 0 | 0 | 0 | 0 | 0 | 12 | 0
NO |  | 186 | 2015 | 1 | 35 | 35 |  | CARSON | MIDLOTHIAN (563) | 500 | 500 | STEEL TWR | 0.06 | 0 | 0 | ACSR 1351.5 | 0 | 0 | 0 | 0 | 0 | 0 | 0 | 0 | 0 | 0 | 0 | 0 | 0 | 0 | 0 | 0 | 0 | 0 | 0 | 0 | 0 | 0 | 0 | 12 | 0
NO |  | 186 | 2015 | 2 | 1 | 1 |  | CARSON | MIDLOTHIAN (563) | 500 | 500 | STEEL TWR | 37.01 | 0 | 0 | ACAR 2500 | 0 | 0 | 0 | 0 | 0 | 0 | 0 | 0 | 0 | 0 | 0 | 0 | 0 | 0 | 0 | 0 | 0 | 0 | 0 | 0 | 0 | 0 | 0 | 12 | 0
NO |  | 186 | 2015 | 2 | 2 | 2 |  | CUNNINGHAM | FLUVANA PWR STA (564) | 500 | 500 | STEEL TWR | 0.26 | 0 | 1 | AAAC 2049.5 | 0 | 0 | 0 | 0 | 0 | 0 | 0 | 0 | 0 | 0 | 0 | 0 | 0 | 0 | 0 | 0 | 0 | 0 | 0 | 0 | 0 | 0 | 0 | 12 | 0
NO |  | 186 | 2015 | 2 | 3 | 3 |  | SUFFOLK | YADKIN (565) | 500 | 500 | ALUM TWR | 8.7 | 0 | 1 | ACAR 2500 | 0 | 0 | 0 | 0 | 0 | 0 | 0 | 0 | 0 | 0 | 0 | 0 | 0 | 0 | 0 | 0 | 0 | 0 | 0 | 0 | 0 | 0 | 0 | 12 | 0
NO |  | 186 | 2015 | 2 | 4 | 4 |  | SUFFOLK | YADKIN (565) | 500 | 500 | STEEL TWR | 4.55 | 0 | 0 | ACAR 2500 | 0 | 0 | 0 | 0 | 0 | 0 | 0 | 0 | 0 | 0 | 0 | 0 | 0 | 0 | 0 | 0 | 0 | 0 | 0 | 0 | 0 | 0 | 0 | 12 | 0
NO |  | 186 | 2015 | 2 | 5 | 5 |  | LEXINGTON | CLOVERDALE (AEP) (566) | 500 | 500 | STEEL TWR | 0 | 7.1 | 1 | ACSR 1351.5 | 0 | 0 | 0 | 0 | 0 | 0 | 0 | 0 | 0 | 0 | 0 | 0 | 0 | 0 | 0 | 0 | 0 | 0 | 0 | 0 | 0 | 0 | 0 | 12 | 0
NO |  | 186 | 2015 | 2 | 6 | 6 |  | SURRY | CHICKAHOMINY (567) | 500 | 500 | CONC TWR | 0.07 | 0 | 1 | ACAR 2500 | 0 | 0 | 0 | 0 | 0 | 0 | 0 | 0 | 0 | 0 | 0 | 0 | 0 | 0 | 0 | 0 | 0 | 0 | 0 | 0 | 0 | 0 | 0 | 12 | 0
NO |  | 186 | 2015 | 2 | 7 | 7 |  | SURRY | CHICKAHOMINY (567) | 500 | 500 | STEEL TWR | 0 | 0.14 | 0 | ACAR 2500 | 0 | 0 | 0 | 0 | 0 | 0 | 0 | 0 | 0 | 0 | 0 | 0 | 0 | 0 | 0 | 0 | 0 | 0 | 0 | 0 | 0 | 0 | 0 | 12 | 0
NO |  | 186 | 2015 | 2 | 8 | 8 |  | SURRY | CHICKAHOMINY (567) | 500 | 500 | STEEL TWR | 43.27 | 0 | 0 | ACAR 2500 | 0 | 0 | 0 | 0 | 0 | 0 | 0 | 0 | 0 | 0 | 0 | 0 | 0 | 0 | 0 | 0 | 0 | 0 | 0 | 0 | 0 | 0 | 0 | 12 | 0
NO |  | 186 | 2015 | 2 | 9 | 9 |  | SURRY | CHICKAHOMINY (567) | 500 | 500 | STEEL TWR | 0.95 | 0 | 0 | ACSR 4500 | 0 | 0 | 0 | 0 | 0 | 0 | 0 | 0 | 0 | 0 | 0 | 0 | 0 | 0 | 0 | 0 | 0 | 0 | 0 | 0 | 0 | 0 | 0 | 12 | 0
NO |  | 186 | 2015 | 2 | 10 | 10 |  | POSSUM POINT | LADYSMITH (568) | 500 | 500 | STEEL HFRM | 3.04 | 0 | 1 | ACAR 1534 | 0 | 0 | 0 | 0 | 0 | 0 | 0 | 0 | 0 | 0 | 0 | 0 | 0 | 0 | 0 | 0 | 0 | 0 | 0 | 0 | 0 | 0 | 0 | 12 | 0
NO |  | 186 | 2015 | 2 | 11 | 11 |  | POSSUM POINT | LADYSMITH (568) | 500 | 500 | STEEL HFRM | 0.13 | 0 | 0 | ACAR 2500 | 0 | 0 | 0 | 0 | 0 | 0 | 0 | 0 | 0 | 0 | 0 | 0 | 0 | 0 | 0 | 0 | 0 | 0 | 0 | 0 | 0 | 0 | 0 | 12 | 0
NO |  | 186 | 2015 | 2 | 12 | 12 |  | POSSUM POINT | LADYSMITH (568) | 500 | 500 | STEEL TWR | 0.23 | 0 | 0 | ACAR 1534 | 0 | 0 | 0 | 0 | 0 | 0 | 0 | 0 | 0 | 0 | 0 | 0 | 0 | 0 | 0 | 0 | 0 | 0 | 0 | 0 | 0 | 0 | 0 | 12 | 0
NO |  | 186 | 2015 | 2 | 13 | 13 |  | POSSUM POINT | LADYSMITH (568) | 500 | 500 | STEEL TWR | 44.27 | 0 | 0 | ACAR 2500 | 0 | 0 | 0 | 0 | 0 | 0 | 0 | 0 | 0 | 0 | 0 | 0 | 0 | 0 | 0 | 0 | 0 | 0 | 0 | 0 | 0 | 0 | 0 | 12 | 0
NO |  | 186 | 2015 | 2 | 14 | 14 |  | LOUDOUN | MORRISVILLE (569) | 500 | 500 | STEEL HFRM | 0 | 0.09 | 1 | ACSR 1351.5 | 0 | 0 | 0 | 0 | 0 | 0 | 0 | 0 | 0 | 0 | 0 | 0 | 0 | 0 | 0 | 0 | 0 | 0 | 0 | 0 | 0 | 0 | 0 | 12 | 0
NO |  | 186 | 2015 | 2 | 15 | 15 |  | LOUDOUN | MORRISVILLE (569) | 500 | 500 | STEEL HFRM | 0 | 0.11 | 0 | ACAR 2500 | 0 | 0 | 0 | 0 | 0 | 0 | 0 | 0 | 0 | 0 | 0 | 0 | 0 | 0 | 0 | 0 | 0 | 0 | 0 | 0 | 0 | 0 | 0 | 12 | 0
NO |  | 186 | 2015 | 2 | 16 | 16 |  | LOUDOUN | MORRISVILLE (569) | 500 | 500 | STEEL HFRM | 1.97 | 0 | 0 | ACSR 1351.5 | 0 | 0 | 0 | 0 | 0 | 0 | 0 | 0 | 0 | 0 | 0 | 0 | 0 | 0 | 0 | 0 | 0 | 0 | 0 | 0 | 0 | 0 | 0 | 12 | 0
NO |  | 186 | 2015 | 2 | 17 | 17 |  | LOUDOUN | MORRISVILLE (569) | 500 | 500 | STEEL HFRM | 0.24 | 0 | 0 | AAAC 2049.5 | 0 | 0 | 0 | 0 | 0 | 0 | 0 | 0 | 0 | 0 | 0 | 0 | 0 | 0 | 0 | 0 | 0 | 0 | 0 | 0 | 0 | 0 | 0 | 12 | 0
NO |  | 186 | 2015 | 2 | 18 | 18 |  | LOUDOUN | MORRISVILLE (569) | 500 | 500 | STEEL HFRM | 0.22 | 0 | 0 | ACAR 2500 | 0 | 0 | 0 | 0 | 0 | 0 | 0 | 0 | 0 | 0 | 0 | 0 | 0 | 0 | 0 | 0 | 0 | 0 | 0 | 0 | 0 | 0 | 0 | 12 | 0
NO |  | 186 | 2015 | 2 | 19 | 19 |  | LOUDOUN | MORRISVILLE (569) | 500 | 500 | STEEL POLE | 0 | 0.41 | 0 | ACSR 1351.5 | 0 | 0 | 0 | 0 | 0 | 0 | 0 | 0 | 0 | 0 | 0 | 0 | 0 | 0 | 0 | 0 | 0 | 0 | 0 | 0 | 0 | 0 | 0 | 12 | 0
NO |  | 186 | 2015 | 2 | 20 | 20 |  | LOUDOUN | MORRISVILLE (569) | 500 | 500 | STEEL POLE | 1.34 | 0 | 0 | ACSR 1351.5 | 0 | 0 | 0 | 0 | 0 | 0 | 0 | 0 | 0 | 0 | 0 | 0 | 0 | 0 | 0 | 0 | 0 | 0 | 0 | 0 | 0 | 0 | 0 | 12 | 0
NO |  | 186 | 2015 | 2 | 21 | 21 |  | LOUDOUN | MORRISVILLE (569) | 500 | 500 | STEEL POLE | 0.25 | 0 | 0 | ACAR 2500 | 0 | 0 | 0 | 0 | 0 | 0 | 0 | 0 | 0 | 0 | 0 | 0 | 0 | 0 | 0 | 0 | 0 | 0 | 0 | 0 | 0 | 0 | 0 | 12 | 0
NO |  | 186 | 2015 | 2 | 22 | 22 |  | LOUDOUN | MORRISVILLE (569) | 500 | 500 | STEEL TWR | 0 | 0.18 | 0 | ACSR 1351.5 | 0 | 0 | 0 | 0 | 0 | 0 | 0 | 0 | 0 | 0 | 0 | 0 | 0 | 0 | 0 | 0 | 0 | 0 | 0 | 0 | 0 | 0 | 0 | 12 | 0
NO |  | 186 | 2015 | 2 | 23 | 23 |  | LOUDOUN | MORRISVILLE (569) | 500 | 500 | STEEL TWR | 18.58 | 0 | 0 | ACSR 1351.5 | 0 | 0 | 0 | 0 | 0 | 0 | 0 | 0 | 0 | 0 | 0 | 0 | 0 | 0 | 0 | 0 | 0 | 0 | 0 | 0 | 0 | 0 | 0 | 12 | 0
NO |  | 186 | 2015 | 2 | 24 | 24 |  | LOUDOUN | MORRISVILLE (569) | 500 | 500 | STEEL TWR | 0.91 | 0 | 0 | AAAC 2049.5 | 0 | 0 | 0 | 0 | 0 | 0 | 0 | 0 | 0 | 0 | 0 | 0 | 0 | 0 | 0 | 0 | 0 | 0 | 0 | 0 | 0 | 0 | 0 | 12 | 0
NO |  | 186 | 2015 | 2 | 25 | 25 |  | LOUDOUN | MORRISVILLE (569) | 500 | 500 | STEEL TWR | 7.56 | 0 | 0 | ACAR 2500 | 0 | 0 | 0 | 0 | 0 | 0 | 0 | 0 | 0 | 0 | 0 | 0 | 0 | 0 | 0 | 0 | 0 | 0 | 0 | 0 | 0 | 0 | 0 | 12 | 0
NO |  | 186 | 2015 | 2 | 26 | 26 |  | HERITAGE | WAKE (CP&L) (570) | 500 | 500 | STEEL TWR | 27.93 | 0 | 1 | ACAR 2500 | 0 | 0 | 0 | 0 | 0 | 0 | 0 | 0 | 0 | 0 | 0 | 0 | 0 | 0 | 0 | 0 | 0 | 0 | 0 | 0 | 0 | 0 | 0 | 12 | 0
NO |  | 186 | 2015 | 2 | 27 | 27 |  | POSSUM POINT | OX (571) | 500 | 500 | STEEL HFRM | 0 | 0.09 | 1 | ACAR 1534 | 0 | 0 | 0 | 0 | 0 | 0 | 0 | 0 | 0 | 0 | 0 | 0 | 0 | 0 | 0 | 0 | 0 | 0 | 0 | 0 | 0 | 0 | 0 | 12 | 0
NO |  | 186 | 2015 | 2 | 28 | 28 |  | POSSUM POINT | OX (571) | 500 | 500 | STEEL HFRM | 12.72 | 0 | 0 | ACAR 1534 | 0 | 0 | 0 | 0 | 0 | 0 | 0 | 0 | 0 | 0 | 0 | 0 | 0 | 0 | 0 | 0 | 0 | 0 | 0 | 0 | 0 | 0 | 0 | 12 | 0
NO |  | 186 | 2015 | 2 | 29 | 29 |  | POSSUM POINT | OX (571) | 500 | 500 | STEEL TWR | 0.03 | 0 | 0 | ACAR 1534 | 0 | 0 | 0 | 0 | 0 | 0 | 0 | 0 | 0 | 0 | 0 | 0 | 0 | 0 | 0 | 0 | 0 | 0 | 0 | 0 | 0 | 0 | 0 | 12 | 0
NO |  | 186 | 2015 | 2 | 30 | 30 |  | NORTH ANNA | SPOTSYLVANIA (573) | 500 | 500 | STEEL HFRM | 0.44 | 0 | 1 | ACAR 2500 | 0 | 0 | 0 | 0 | 0 | 0 | 0 | 0 | 0 | 0 | 0 | 0 | 0 | 0 | 0 | 0 | 0 | 0 | 0 | 0 | 0 | 0 | 0 | 12 | 0
NO |  | 186 | 2015 | 2 | 31 | 31 |  | NORTH ANNA | SPOTSYLVANIA (573) | 500 | 500 | STEEL TWR | 0 | 0.31 | 0 | ACAR 2500 | 0 | 0 | 0 | 0 | 0 | 0 | 0 | 0 | 0 | 0 | 0 | 0 | 0 | 0 | 0 | 0 | 0 | 0 | 0 | 0 | 0 | 0 | 0 | 12 | 0
NO |  | 186 | 2015 | 2 | 32 | 32 |  | NORTH ANNA | SPOTSYLVANIA (573) | 500 | 500 | STEEL TWR | 13.25 | 0 | 0 | ACAR 2500 | 0 | 0 | 0 | 0 | 0 | 0 | 0 | 0 | 0 | 0 | 0 | 0 | 0 | 0 | 0 | 0 | 0 | 0 | 0 | 0 | 0 | 0 | 0 | 12 | 0
NO |  | 186 | 2015 | 2 | 33 | 33 |  | ELMONT | LADYSMITH (574) | 500 | 500 | STEEL HFRM | 0.05 | 0 | 1 | AAAC 2049.5 | 0 | 0 | 0 | 0 | 0 | 0 | 0 | 0 | 0 | 0 | 0 | 0 | 0 | 0 | 0 | 0 | 0 | 0 | 0 | 0 | 0 | 0 | 0 | 12 | 0
NO |  | 186 | 2015 | 2 | 34 | 34 |  | ELMONT | LADYSMITH (574) | 500 | 500 | STEEL TWR | 26.01 | 0 | 0 | AAAC 2049.5 | 0 | 0 | 0 | 0 | 0 | 0 | 0 | 0 | 0 | 0 | 0 | 0 | 0 | 0 | 0 | 0 | 0 | 0 | 0 | 0 | 0 | 0 | 0 | 12 | 0
NO |  | 186 | 2015 | 2 | 35 | 35 |  | ELMONT | LADYSMITH (574) | 500 | 500 | STEEL TWR | 0.12 | 0 | 0 | ACAR 2500 | 0 | 0 | 0 | 0 | 0 | 0 | 0 | 0 | 0 | 0 | 0 | 0 | 0 | 0 | 0 | 0 | 0 | 0 | 0 | 0 | 0 | 0 | 0 | 12 | 0
NO |  | 186 | 2015 | 3 | 1 | 1 |  | NORTH ANNA | LADYSMITH (575) | 500 | 500 | STEEL HFRM | 0.92 | 0 | 1 | SDC 2500 | 0 | 0 | 0 | 0 | 0 | 0 | 0 | 0 | 0 | 0 | 0 | 0 | 0 | 0 | 0 | 0 | 0 | 0 | 0 | 0 | 0 | 0 | 0 | 12 | 0
NO |  | 186 | 2015 | 3 | 2 | 2 |  | NORTH ANNA | LADYSMITH (575) | 500 | 500 | STEEL TWR | 0 | 0.06 | 0 | ACAR 2500 | 0 | 0 | 0 | 0 | 0 | 0 | 0 | 0 | 0 | 0 | 0 | 0 | 0 | 0 | 0 | 0 | 0 | 0 | 0 | 0 | 0 | 0 | 0 | 12 | 0
NO |  | 186 | 2015 | 3 | 3 | 3 |  | NORTH ANNA | LADYSMITH (575) | 500 | 500 | STEEL TWR | 13.45 | 0 | 0 | ACAR 2500 | 0 | 0 | 0 | 0 | 0 | 0 | 0 | 0 | 0 | 0 | 0 | 0 | 0 | 0 | 0 | 0 | 0 | 0 | 0 | 0 | 0 | 0 | 0 | 12 | 0
NO |  | 186 | 2015 | 3 | 4 | 4 |  | NORTH ANNA | LADYSMITH (575) | 500 | 500 | STEEL TWR | 0.08 | 0 | 0 | SDC 2500 | 0 | 0 | 0 | 0 | 0 | 0 | 0 | 0 | 0 | 0 | 0 | 0 | 0 | 0 | 0 | 0 | 0 | 0 | 0 | 0 | 0 | 0 | 0 | 12 | 0
NO |  | 186 | 2015 | 3 | 5 | 5 |  | NORTH ANNA | MIDLOTHIAN (576) | 500 | 500 | STEEL HFRM | 0.25 | 0 | 1 | ACAR 2500 | 0 | 0 | 0 | 0 | 0 | 0 | 0 | 0 | 0 | 0 | 0 | 0 | 0 | 0 | 0 | 0 | 0 | 0 | 0 | 0 | 0 | 0 | 0 | 12 | 0
NO |  | 186 | 2015 | 3 | 6 | 6 |  | NORTH ANNA | MIDLOTHIAN (576) | 500 | 500 | STEEL POLE | 0 | 0.04 | 0 | ACAR 2500 | 0 | 0 | 0 | 0 | 0 | 0 | 0 | 0 | 0 | 0 | 0 | 0 | 0 | 0 | 0 | 0 | 0 | 0 | 0 | 0 | 0 | 0 | 0 | 12 | 0
NO |  | 186 | 2015 | 3 | 7 | 7 |  | NORTH ANNA | MIDLOTHIAN (576) | 500 | 500 | STEEL TWR | 0 | 0.02 | 0 | ACAR 2500 | 0 | 0 | 0 | 0 | 0 | 0 | 0 | 0 | 0 | 0 | 0 | 0 | 0 | 0 | 0 | 0 | 0 | 0 | 0 | 0 | 0 | 0 | 0 | 12 | 0
NO |  | 186 | 2015 | 3 | 8 | 8 |  | NORTH ANNA | MIDLOTHIAN (576) | 500 | 500 | STEEL TWR | 40.79 | 0 | 0 | ACAR 2500 | 0 | 0 | 0 | 0 | 0 | 0 | 0 | 0 | 0 | 0 | 0 | 0 | 0 | 0 | 0 | 0 | 0 | 0 | 0 | 0 | 0 | 0 | 0 | 12 | 0
NO |  | 186 | 2015 | 3 | 9 | 9 |  | SURRY | SEPTA (578) | 500 | 500 | CONC HFRM | 0 | 0.1 | 1 | ACAR 2500 | 0 | 0 | 0 | 0 | 0 | 0 | 0 | 0 | 0 | 0 | 0 | 0 | 0 | 0 | 0 | 0 | 0 | 0 | 0 | 0 | 0 | 0 | 0 | 12 | 0
NO |  | 186 | 2015 | 3 | 10 | 10 |  | SURRY | SEPTA (578) | 500 | 500 | CONC TWR | 0.08 | 0 | 0 | ACAR 2500 | 0 | 0 | 0 | 0 | 0 | 0 | 0 | 0 | 0 | 0 | 0 | 0 | 0 | 0 | 0 | 0 | 0 | 0 | 0 | 0 | 0 | 0 | 0 | 12 | 0
NO |  | 186 | 2015 | 3 | 11 | 11 |  | SURRY | SEPTA (578) | 500 | 500 | STEEL TWR | 11.22 | 0 | 0 | ACAR 2500 | 0 | 0 | 0 | 0 | 0 | 0 | 0 | 0 | 0 | 0 | 0 | 0 | 0 | 0 | 0 | 0 | 0 | 0 | 0 | 0 | 0 | 0 | 0 | 12 | 0
NO |  | 186 | 2015 | 3 | 12 | 12 |  | SEPTA | YADKIN (579) | 500 | 500 | STEEL HFRM | 0.47 | 0 | 1 | ACAR 2500 | 0 | 0 | 0 | 0 | 0 | 0 | 0 | 0 | 0 | 0 | 0 | 0 | 0 | 0 | 0 | 0 | 0 | 0 | 0 | 0 | 0 | 0 | 0 | 12 | 0
NO |  | 186 | 2015 | 3 | 13 | 13 |  | SEPTA | YADKIN (579) | 500 | 500 | STEEL POLE | 0.29 | 0 | 0 | ACAR 2500 | 0 | 0 | 0 | 0 | 0 | 0 | 0 | 0 | 0 | 0 | 0 | 0 | 0 | 0 | 0 | 0 | 0 | 0 | 0 | 0 | 0 | 0 | 0 | 12 | 0
NO |  | 186 | 2015 | 3 | 14 | 14 |  | SEPTA | YADKIN (579) | 500 | 500 | STEEL TWR | 32.35 | 0 | 0 | ACAR 2500 | 0 | 0 | 0 | 0 | 0 | 0 | 0 | 0 | 0 | 0 | 0 | 0 | 0 | 0 | 0 | 0 | 0 | 0 | 0 | 0 | 0 | 0 | 0 | 12 | 0
NO |  | 186 | 2015 | 3 | 15 | 15 |  | FRONT ROYAL | MEADOWBROOK (FE) (580) | 500 | 500 | STEEL HFRM | 0.06 | 0 | 1 | ACAR 2500 | 0 | 0 | 0 | 0 | 0 | 0 | 0 | 0 | 0 | 0 | 0 | 0 | 0 | 0 | 0 | 0 | 0 | 0 | 0 | 0 | 0 | 0 | 0 | 12 | 0
NO |  | 186 | 2015 | 3 | 16 | 16 |  | FRONT ROYAL | MEADOWBROOK (FE) (580) | 500 | 500 | STEEL TWR | 1.96 | 0 | 0 | ACAR 2500 | 0 | 0 | 0 | 0 | 0 | 0 | 0 | 0 | 0 | 0 | 0 | 0 | 0 | 0 | 0 | 0 | 0 | 0 | 0 | 0 | 0 | 0 | 0 | 12 | 0
NO |  | 186 | 2015 | 3 | 17 | 17 |  | CHANCELLOR | LADYSMITH (581) | 500 | 500 | STEEL HFRM | 0 | 0.26 | 1 | AAAC 2049.5 | 0 | 0 | 0 | 0 | 0 | 0 | 0 | 0 | 0 | 0 | 0 | 0 | 0 | 0 | 0 | 0 | 0 | 0 | 0 | 0 | 0 | 0 | 0 | 12 | 0
NO |  | 186 | 2015 | 3 | 18 | 18 |  | CHANCELLOR | LADYSMITH (581) | 500 | 500 | STEEL TWR | 0 | 0.95 | 0 | AAAC 2049.5 | 0 | 0 | 0 | 0 | 0 | 0 | 0 | 0 | 0 | 0 | 0 | 0 | 0 | 0 | 0 | 0 | 0 | 0 | 0 | 0 | 0 | 0 | 0 | 12 | 0
NO |  | 186 | 2015 | 3 | 19 | 19 |  | CHANCELLOR | LADYSMITH (581) | 500 | 500 | STEEL TWR | 14.09 | 0 | 0 | AAAC 2049.5 | 0 | 0 | 0 | 0 | 0 | 0 | 0 | 0 | 0 | 0 | 0 | 0 | 0 | 0 | 0 | 0 | 0 | 0 | 0 | 0 | 0 | 0 | 0 | 12 | 0
NO |  | 186 | 2015 | 3 | 20 | 20 |  | LOUDOUN | MOSBY (584) | 500 | 500 | STEEL HFRM | 0 | 0.09 | 1 | ACSS 1351.5 | 0 | 0 | 0 | 0 | 0 | 0 | 0 | 0 | 0 | 0 | 0 | 0 | 0 | 0 | 0 | 0 | 0 | 0 | 0 | 0 | 0 | 0 | 0 | 12 | 0
NO |  | 186 | 2015 | 3 | 21 | 21 |  | LOUDOUN | MOSBY (584) | 500 | 500 | STEEL POLE | 0 | 0.06 | 0 | ACSS 1351.5 | 0 | 0 | 0 | 0 | 0 | 0 | 0 | 0 | 0 | 0 | 0 | 0 | 0 | 0 | 0 | 0 | 0 | 0 | 0 | 0 | 0 | 0 | 0 | 12 | 0
NO |  | 186 | 2015 | 3 | 22 | 22 |  | LOUDOUN | MOSBY (584) | 500 | 500 | STEEL POLE | 0.05 | 0 | 0 | ACSS 1351.5 | 0 | 0 | 0 | 0 | 0 | 0 | 0 | 0 | 0 | 0 | 0 | 0 | 0 | 0 | 0 | 0 | 0 | 0 | 0 | 0 | 0 | 0 | 0 | 12 | 0
NO |  | 186 | 2015 | 3 | 23 | 23 |  | CARSON | HERITAGE CT (585) | 500 | 500 | STEEL HFRM | 0.15 | 0 | 1 | ACAR 2500 | 0 | 0 | 0 | 0 | 0 | 0 | 0 | 0 | 0 | 0 | 0 | 0 | 0 | 0 | 0 | 0 | 0 | 0 | 0 | 0 | 0 | 0 | 0 | 12 | 0
NO |  | 186 | 2015 | 3 | 24 | 24 |  | CARSON | HERITAGE CT (585) | 500 | 500 | STEEL POLE | 0.11 | 0 | 0 | ACAR 2500 | 0 | 0 | 0 | 0 | 0 | 0 | 0 | 0 | 0 | 0 | 0 | 0 | 0 | 0 | 0 | 0 | 0 | 0 | 0 | 0 | 0 | 0 | 0 | 12 | 0
NO |  | 186 | 2015 | 3 | 25 | 25 |  | CARSON | HERITAGE CT (585) | 500 | 500 | STEEL TWR | 0 | 0.06 | 0 | ACAR 2500 | 0 | 0 | 0 | 0 | 0 | 0 | 0 | 0 | 0 | 0 | 0 | 0 | 0 | 0 | 0 | 0 | 0 | 0 | 0 | 0 | 0 | 0 | 0 | 12 | 0
NO |  | 186 | 2015 | 3 | 26 | 26 |  | CARSON | HERITAGE CT (585) | 500 | 500 | STEEL TWR | 27.68 | 0 | 0 | ACAR 2500 | 0 | 0 | 0 | 0 | 0 | 0 | 0 | 0 | 0 | 0 | 0 | 0 | 0 | 0 | 0 | 0 | 0 | 0 | 0 | 0 | 0 | 0 | 0 | 12 | 0
NO |  | 186 | 2015 | 3 | 27 | 27 |  | YADKIN | FENTRESS (588) | 500 | 500 | CONC HFRM | 0.03 | 0 | 1 | ACAR 2500 | 0 | 0 | 0 | 0 | 0 | 0 | 0 | 0 | 0 | 0 | 0 | 0 | 0 | 0 | 0 | 0 | 0 | 0 | 0 | 0 | 0 | 0 | 0 | 12 | 0
NO |  | 186 | 2015 | 3 | 28 | 28 |  | YADKIN | FENTRESS (588) | 500 | 500 | STEEL TWR | 13.61 | 0 | 0 | ACAR 2500 | 0 | 0 | 0 | 0 | 0 | 0 | 0 | 0 | 0 | 0 | 0 | 0 | 0 | 0 | 0 | 0 | 0 | 0 | 0 | 0 | 0 | 0 | 0 | 12 | 0
NO |  | 186 | 2015 | 3 | 29 | 29 |  | MOSBY | BRAMBLETON (590) | 500 | 500 | STEEL POLE | 0.19 | 0 | 1 | AAAC 2049.5 | 0 | 0 | 0 | 0 | 0 | 0 | 0 | 0 | 0 | 0 | 0 | 0 | 0 | 0 | 0 | 0 | 0 | 0 | 0 | 0 | 0 | 0 | 0 | 12 | 0
NO |  | 186 | 2015 | 3 | 30 | 30 |  | MOSBY | BRAMBLETON (590) | 500 | 500 | STEEL TWR | 0 | 0.04 | 0 | AAAC 2049.5 | 0 | 0 | 0 | 0 | 0 | 0 | 0 | 0 | 0 | 0 | 0 | 0 | 0 | 0 | 0 | 0 | 0 | 0 | 0 | 0 | 0 | 0 | 0 | 12 | 0
NO |  | 186 | 2015 | 3 | 31 | 31 |  | MOSBY | BRAMBLETON (590) | 500 | 500 | STEEL TWR | 4.8 | 0 | 0 | AAAC 2049.5 | 0 | 0 | 0 | 0 | 0 | 0 | 0 | 0 | 0 | 0 | 0 | 0 | 0 | 0 | 0 | 0 | 0 | 0 | 0 | 0 | 0 | 0 | 0 | 12 | 0
NO |  | 186 | 2015 | 3 | 32 | 32 |  | HERITAGE | RAWLINGS (591) | 500 | 500 | STEEL | 13.52 | 0 | 1 | ACSR 1351.5 | 0 | 0 | 0 | 0 | 0 | 0 | 0 | 0 | 0 | 0 | 0 | 0 | 0 | 0 | 0 | 0 | 0 | 0 | 0 | 0 | 0 | 0 | 0 | 12 | 0
NO |  | 186 | 2015 | 3 | 33 | 33 |  | FRONT ROYAL | WARREN COUNTY (592) | 500 | 500 | STEEL HFRM | 0.09 | 0 | 1 | ACAR 2500 | 0 | 0 | 0 | 0 | 0 | 0 | 0 | 0 | 0 | 0 | 0 | 0 | 0 | 0 | 0 | 0 | 0 | 0 | 0 | 0 | 0 | 0 | 0 | 12 | 0
NO |  | 186 | 2015 | 3 | 34 | 34 |  | FRONT ROYAL | WARREN COUNTY (592) | 500 | 500 | STEEL POLE | 0.07 | 0 | 0 | ACAR 2500 | 0 | 0 | 0 | 0 | 0 | 0 | 0 | 0 | 0 | 0 | 0 | 0 | 0 | 0 | 0 | 0 | 0 | 0 | 0 | 0 | 0 | 0 | 0 | 12 | 0
NO |  | 186 | 2015 | 3 | 35 | 35 |  | SPOTSYLVANIA | MORRISVILLE (594) | 500 | 500 | STEEL TWR | 0 | 0.16 | 1 | ACAR 2500 | 0 | 0 | 0 | 0 | 0 | 0 | 0 | 0 | 0 | 0 | 0 | 0 | 0 | 0 | 0 | 0 | 0 | 0 | 0 | 0 | 0 | 0 | 0 | 12 | 0
NO |  | 186 | 2015 | 4 | 1 | 1 |  | SPOTSYLVANIA | MORRISVILLE (594) | 500 | 500 | STEEL TWR | 18.58 | 0 | 0 | ACAR 2500 | 0 | 0 | 0 | 0 | 0 | 0 | 0 | 0 | 0 | 0 | 0 | 0 | 0 | 0 | 0 | 0 | 0 | 0 | 0 | 0 | 0 | 0 | 0 | 12 | 0
NO |  | 186 | 2015 | 4 | 2 | 2 |  | PLEASANT VIEW | GOOSE CREEK (595) | 500 | 500 | STEEL HFRM | 0.1 | 0 | 1 | ACSR 1351.5 | 0 | 0 | 0 | 0 | 0 | 0 | 0 | 0 | 0 | 0 | 0 | 0 | 0 | 0 | 0 | 0 | 0 | 0 | 0 | 0 | 0 | 0 | 0 | 12 | 0
NO |  | 186 | 2015 | 4 | 3 | 3 |  | PLEASANT VIEW | GOOSE CREEK (595) | 500 | 500 | STEEL TWR | 0.09 | 0 | 0 | ACSR 1351.5 | 0 | 0 | 0 | 0 | 0 | 0 | 0 | 0 | 0 | 0 | 0 | 0 | 0 | 0 | 0 | 0 | 0 | 0 | 0 | 0 | 0 | 0 | 0 | 12 | 0
NO |  | 186 | 2015 | 4 | 4 | 4 |  |  |  | 0 | 0 |  | 0 | 0 | 0 |  | 150898162 | 894232497 | 1045130659 | 3961803 | 4237257 | 18419 | 8217479 | 0 | 0 | 0 | 0 | 0 | 0 | 0 | 0 | 0 | 0 | 0 | 0 | 0 | 0 | 0 | 0 | 12 | 0
NO |  | 186 | 2015 | 4 | 5 | 5 |  | SUBTOTAL - 500kV |  | 0 | 0 |  | 1196.46 | 85.8 | 53 |  | 150898162 | 894232497 | 1045130659 | 3961803 | 4237257 | 18419 | 8217479 | 0 | 0 | 0 | 0 | 0 | 0 | 0 | 0 | 0 | 0 | 0 | 0 | 0 | 0 | 0 | 0 | 12 | 0
NO |  | 186 | 2015 | 4 | 7 | 7 |  | POSSUM POINT | (05G9) | 230 | 230 | STEEL HFRM | 0 | 0.06 | 1 | ACSR 1033.5 | 0 | 0 | 0 | 0 | 0 | 0 | 0 | 0 | 0 | 0 | 0 | 0 | 0 | 0 | 0 | 0 | 0 | 0 | 0 | 0 | 0 | 0 | 0 | 12 | 0
NO |  | 186 | 2015 | 4 | 8 | 8 |  | POSSUM POINT | (05G9) | 230 | 230 | STEEL POLE | 0 | 0.04 | 0 | ACSR 1033.5 | 0 | 0 | 0 | 0 | 0 | 0 | 0 | 0 | 0 | 0 | 0 | 0 | 0 | 0 | 0 | 0 | 0 | 0 | 0 | 0 | 0 | 0 | 0 | 12 | 0
NO |  | 186 | 2015 | 4 | 9 | 9 |  | POSSUM POINT | (05T2) | 230 | 230 | STEEL HFRM | 0.1 | 0 | 1 | ACSR 636 | 0 | 0 | 0 | 0 | 0 | 0 | 0 | 0 | 0 | 0 | 0 | 0 | 0 | 0 | 0 | 0 | 0 | 0 | 0 | 0 | 0 | 0 | 0 | 12 | 0
NO |  | 186 | 2015 | 4 | 10 | 10 |  | POSSUM POINT | (05T2) | 230 | 230 | STEEL HFRM | 0.04 | 0 | 0 | ACAR 721 | 0 | 0 | 0 | 0 | 0 | 0 | 0 | 0 | 0 | 0 | 0 | 0 | 0 | 0 | 0 | 0 | 0 | 0 | 0 | 0 | 0 | 0 | 0 | 12 | 0
NO |  | 186 | 2015 | 4 | 11 | 11 |  | POSSUM POINT | (05T8) | 230 | 230 | STEEL HFRM | 0 | 0.06 | 1 | ACSR 1033.5 | 0 | 0 | 0 | 0 | 0 | 0 | 0 | 0 | 0 | 0 | 0 | 0 | 0 | 0 | 0 | 0 | 0 | 0 | 0 | 0 | 0 | 0 | 0 | 12 | 0
NO |  | 186 | 2015 | 4 | 12 | 12 |  | POSSUM POINT | (05T8) | 230 | 230 | STEEL POLE | 0 | 0.12 | 0 | ACSR 1033.5 | 0 | 0 | 0 | 0 | 0 | 0 | 0 | 0 | 0 | 0 | 0 | 0 | 0 | 0 | 0 | 0 | 0 | 0 | 0 | 0 | 0 | 0 | 0 | 12 | 0
NO |  | 186 | 2015 | 4 | 13 | 13 |  | POSSUM POINT | (05T8) | 230 | 230 | STEEL TWR | 0 | 0.02 | 0 | ACSR 1033.5 | 0 | 0 | 0 | 0 | 0 | 0 | 0 | 0 | 0 | 0 | 0 | 0 | 0 | 0 | 0 | 0 | 0 | 0 | 0 | 0 | 0 | 0 | 0 | 12 | 0
NO |  | 186 | 2015 | 4 | 14 | 14 |  | BULL RUN | PENDER (200) | 230 | 230 | STEEL HFRM | 2.87 | 0 | 1 | ACAR 2500 | 0 | 0 | 0 | 0 | 0 | 0 | 0 | 0 | 0 | 0 | 0 | 0 | 0 | 0 | 0 | 0 | 0 | 0 | 0 | 0 | 0 | 0 | 0 | 12 | 0
NO |  | 186 | 2015 | 4 | 15 | 15 |  | BULL RUN | PENDER (200) | 230 | 230 | STEEL POLE | 3.91 | 0 | 0 | ACAR 2500 | 0 | 0 | 0 | 0 | 0 | 0 | 0 | 0 | 0 | 0 | 0 | 0 | 0 | 0 | 0 | 0 | 0 | 0 | 0 | 0 | 0 | 0 | 0 | 12 | 0
NO |  | 186 | 2015 | 4 | 16 | 16 |  | BULL RUN | PENDER (200) | 230 | 230 | STEEL TWR | 0.63 | 0 | 0 | ACSR 1033.5 | 0 | 0 | 0 | 0 | 0 | 0 | 0 | 0 | 0 | 0 | 0 | 0 | 0 | 0 | 0 | 0 | 0 | 0 | 0 | 0 | 0 | 0 | 0 | 12 | 0
NO |  | 186 | 2015 | 4 | 17 | 17 |  | BULL RUN | PENDER (200) | 230 | 230 | STEEL TWR | 0.01 | 0 | 0 | ACAR 2500 | 0 | 0 | 0 | 0 | 0 | 0 | 0 | 0 | 0 | 0 | 0 | 0 | 0 | 0 | 0 | 0 | 0 | 0 | 0 | 0 | 0 | 0 | 0 | 12 | 0
NO |  | 186 | 2015 | 4 | 18 | 18 |  | POSSUM POINT | OCCOQUAN (2001) | 230 | 230 | CONC HFRM | 0 | 0.03 | 1 | ACSR 636 | 0 | 0 | 0 | 0 | 0 | 0 | 0 | 0 | 0 | 0 | 0 | 0 | 0 | 0 | 0 | 0 | 0 | 0 | 0 | 0 | 0 | 0 | 0 | 12 | 0
NO |  | 186 | 2015 | 4 | 19 | 19 |  | POSSUM POINT | OCCOQUAN (2001) | 230 | 230 | CONC HFRM | 0 | 0.09 | 0 | ACAR 721 | 0 | 0 | 0 | 0 | 0 | 0 | 0 | 0 | 0 | 0 | 0 | 0 | 0 | 0 | 0 | 0 | 0 | 0 | 0 | 0 | 0 | 0 | 0 | 12 | 0
NO |  | 186 | 2015 | 4 | 20 | 20 |  | POSSUM POINT | OCCOQUAN (2001) | 230 | 230 | STEEL POLE | 0 | 0.76 | 0 | ACSR 636 | 0 | 0 | 0 | 0 | 0 | 0 | 0 | 0 | 0 | 0 | 0 | 0 | 0 | 0 | 0 | 0 | 0 | 0 | 0 | 0 | 0 | 0 | 0 | 12 | 0
NO |  | 186 | 2015 | 4 | 21 | 21 |  | POSSUM POINT | OCCOQUAN (2001) | 230 | 230 | STEEL POLE | 0.01 | 0 | 0 | ACAR 2500 | 0 | 0 | 0 | 0 | 0 | 0 | 0 | 0 | 0 | 0 | 0 | 0 | 0 | 0 | 0 | 0 | 0 | 0 | 0 | 0 | 0 | 0 | 0 | 12 | 0
NO |  | 186 | 2015 | 4 | 22 | 22 |  | POSSUM POINT | OCCOQUAN (2001) | 230 | 230 | STEEL TWR | 0 | 0.07 | 0 | ACAR 2500 | 0 | 0 | 0 | 0 | 0 | 0 | 0 | 0 | 0 | 0 | 0 | 0 | 0 | 0 | 0 | 0 | 0 | 0 | 0 | 0 | 0 | 0 | 0 | 12 | 0
NO |  | 186 | 2015 | 4 | 23 | 23 |  | POSSUM POINT | OCCOQUAN (2001) | 230 | 230 | STEEL TWR | 0 | 7.13 | 0 | ACSR 636 | 0 | 0 | 0 | 0 | 0 | 0 | 0 | 0 | 0 | 0 | 0 | 0 | 0 | 0 | 0 | 0 | 0 | 0 | 0 | 0 | 0 | 0 | 0 | 12 | 0
NO |  | 186 | 2015 | 4 | 24 | 24 |  | POSSUM POINT | OCCOQUAN (2001) | 230 | 230 | STEEL TWR | 0 | 4.27 | 0 | ACAR 721 | 0 | 0 | 0 | 0 | 0 | 0 | 0 | 0 | 0 | 0 | 0 | 0 | 0 | 0 | 0 | 0 | 0 | 0 | 0 | 0 | 0 | 0 | 0 | 12 | 0
NO |  | 186 | 2015 | 4 | 25 | 25 |  | POSSUM POINT | OCCOQUAN (2001) | 230 | 230 | STEEL TWR | 0.08 | 0 | 0 | ACAR 721 | 0 | 0 | 0 | 0 | 0 | 0 | 0 | 0 | 0 | 0 | 0 | 0 | 0 | 0 | 0 | 0 | 0 | 0 | 0 | 0 | 0 | 0 | 0 | 12 | 0
NO |  | 186 | 2015 | 4 | 26 | 26 |  | POSSUM POINT | OCCOQUAN (2001) | 230 | 230 | WOOD HFRM | 0.03 | 0 | 0 | ACAR 2500 | 0 | 0 | 0 | 0 | 0 | 0 | 0 | 0 | 0 | 0 | 0 | 0 | 0 | 0 | 0 | 0 | 0 | 0 | 0 | 0 | 0 | 0 | 0 | 12 | 0
NO |  | 186 | 2015 | 4 | 27 | 27 |  | CARSON | POE (2002) | 230 | 230 | CONC HFRM | 6.28 | 0 | 1 | ACAR 721 | 0 | 0 | 0 | 0 | 0 | 0 | 0 | 0 | 0 | 0 | 0 | 0 | 0 | 0 | 0 | 0 | 0 | 0 | 0 | 0 | 0 | 0 | 0 | 12 | 0
NO |  | 186 | 2015 | 4 | 28 | 28 |  | CARSON | POE (2002) | 230 | 230 | CONC POLE | 0.31 | 0 | 0 | ACAR 721 | 0 | 0 | 0 | 0 | 0 | 0 | 0 | 0 | 0 | 0 | 0 | 0 | 0 | 0 | 0 | 0 | 0 | 0 | 0 | 0 | 0 | 0 | 0 | 12 | 0
NO |  | 186 | 2015 | 4 | 29 | 29 |  | CARSON | POE (2002) | 230 | 230 | STEEL HFRM | 0.13 | 0 | 0 | ACAR 721 | 0 | 0 | 0 | 0 | 0 | 0 | 0 | 0 | 0 | 0 | 0 | 0 | 0 | 0 | 0 | 0 | 0 | 0 | 0 | 0 | 0 | 0 | 0 | 12 | 0
NO |  | 186 | 2015 | 4 | 30 | 30 |  | CARSON | POE (2002) | 230 | 230 | STEEL POLE | 0.11 | 0 | 0 | ACAR 721 | 0 | 0 | 0 | 0 | 0 | 0 | 0 | 0 | 0 | 0 | 0 | 0 | 0 | 0 | 0 | 0 | 0 | 0 | 0 | 0 | 0 | 0 | 0 | 12 | 0
NO |  | 186 | 2015 | 4 | 31 | 31 |  | CARSON | POE (2002) | 230 | 230 | STEEL TWR | 5.76 | 0 | 0 | ACAR 721 | 0 | 0 | 0 | 0 | 0 | 0 | 0 | 0 | 0 | 0 | 0 | 0 | 0 | 0 | 0 | 0 | 0 | 0 | 0 | 0 | 0 | 0 | 0 | 12 | 0
NO |  | 186 | 2015 | 4 | 32 | 32 |  | CARSON | POE (2002) | 230 | 230 | WOOD POLE | 0.07 | 0 | 0 | ACAR 721 | 0 | 0 | 0 | 0 | 0 | 0 | 0 | 0 | 0 | 0 | 0 | 0 | 0 | 0 | 0 | 0 | 0 | 0 | 0 | 0 | 0 | 0 | 0 | 12 | 0
NO |  | 186 | 2015 | 4 | 33 | 33 |  | CHESTERFIELD 230 | POE (2003) | 230 | 230 | CONC HFRM | 0 | 0.07 | 1 | ACSR 1033.5 | 0 | 0 | 0 | 0 | 0 | 0 | 0 | 0 | 0 | 0 | 0 | 0 | 0 | 0 | 0 | 0 | 0 | 0 | 0 | 0 | 0 | 0 | 0 | 12 | 0
NO |  | 186 | 2015 | 4 | 34 | 34 |  | CHESTERFIELD 230 | POE (2003) | 230 | 230 | STEEL HFRM | 0 | 0.05 | 0 | ACAR 1109 | 0 | 0 | 0 | 0 | 0 | 0 | 0 | 0 | 0 | 0 | 0 | 0 | 0 | 0 | 0 | 0 | 0 | 0 | 0 | 0 | 0 | 0 | 0 | 12 | 0
NO |  | 186 | 2015 | 4 | 35 | 35 |  | CHESTERFIELD 230 | POE (2003) | 230 | 230 | STEEL HFRM | 0 | 0 | 0 | ACAR 721 | 0 | 0 | 0 | 0 | 0 | 0 | 0 | 0 | 0 | 0 | 0 | 0 | 0 | 0 | 0 | 0 | 0 | 0 | 0 | 0 | 0 | 0 | 0 | 12 | 0
NO |  | 186 | 2015 | 5 | 1 | 1 |  | CHESTERFIELD 230 | POE (2003) | 230 | 230 | STEEL POLE | 0.05 | 0 | 0 | ACAR 1109 | 0 | 0 | 0 | 0 | 0 | 0 | 0 | 0 | 0 | 0 | 0 | 0 | 0 | 0 | 0 | 0 | 0 | 0 | 0 | 0 | 0 | 0 | 0 | 12 | 0
NO |  | 186 | 2015 | 5 | 2 | 2 |  | CHESTERFIELD 230 | POE (2003) | 230 | 230 | STEEL TWR | 0 | 8.85 | 0 | ACSR 1033.5 | 0 | 0 | 0 | 0 | 0 | 0 | 0 | 0 | 0 | 0 | 0 | 0 | 0 | 0 | 0 | 0 | 0 | 0 | 0 | 0 | 0 | 0 | 0 | 12 | 0
NO |  | 186 | 2015 | 5 | 3 | 3 |  | CHESTERFIELD 230 | POE (2003) | 230 | 230 | STEEL TWR | 0 | 2.83 | 0 | ACAR 1109 | 0 | 0 | 0 | 0 | 0 | 0 | 0 | 0 | 0 | 0 | 0 | 0 | 0 | 0 | 0 | 0 | 0 | 0 | 0 | 0 | 0 | 0 | 0 | 12 | 0
NO |  | 186 | 2015 | 5 | 4 | 4 |  | CHESTERFIELD 230 | POE (2003) | 230 | 230 | STEEL TWR | 0 | 4.6 | 0 | ACAR 721 | 0 | 0 | 0 | 0 | 0 | 0 | 0 | 0 | 0 | 0 | 0 | 0 | 0 | 0 | 0 | 0 | 0 | 0 | 0 | 0 | 0 | 0 | 0 | 12 | 0
NO |  | 186 | 2015 | 5 | 5 | 5 |  | CHESTERFIELD 230 | POE (2003) | 230 | 230 | STEEL TWR | 0.09 | 0 | 0 | ACSR 1033.5 | 0 | 0 | 0 | 0 | 0 | 0 | 0 | 0 | 0 | 0 | 0 | 0 | 0 | 0 | 0 | 0 | 0 | 0 | 0 | 0 | 0 | 0 | 0 | 12 | 0
NO |  | 186 | 2015 | 5 | 6 | 6 |  | CHESTERFIELD 230 | POE (2003) | 230 | 230 | STEEL TWR | 0.21 | 0 | 0 | ACAR 1109 | 0 | 0 | 0 | 0 | 0 | 0 | 0 | 0 | 0 | 0 | 0 | 0 | 0 | 0 | 0 | 0 | 0 | 0 | 0 | 0 | 0 | 0 | 0 | 12 | 0
NO |  | 186 | 2015 | 5 | 7 | 7 |  | CHESTERFIELD 230 | POE (2003) | 230 | 230 | STEEL TWR | 0.04 | 0 | 0 | ACAR 2500 | 0 | 0 | 0 | 0 | 0 | 0 | 0 | 0 | 0 | 0 | 0 | 0 | 0 | 0 | 0 | 0 | 0 | 0 | 0 | 0 | 0 | 0 | 0 | 12 | 0
NO |  | 186 | 2015 | 5 | 8 | 8 |  | CHESTERFIELD 230 | POE (2003) | 230 | 230 | STEEL TWR | 2.38 | 0 | 0 | ACAR 721 | 0 | 0 | 0 | 0 | 0 | 0 | 0 | 0 | 0 | 0 | 0 | 0 | 0 | 0 | 0 | 0 | 0 | 0 | 0 | 0 | 0 | 0 | 0 | 12 | 0
NO |  | 186 | 2015 | 5 | 9 | 9 |  | CHESTERFIELD 230 | POE (2003) | 230 | 230 | WOOD POLE | 0 | 0.01 | 0 | ACAR 1109 | 0 | 0 | 0 | 0 | 0 | 0 | 0 | 0 | 0 | 0 | 0 | 0 | 0 | 0 | 0 | 0 | 0 | 0 | 0 | 0 | 0 | 0 | 0 | 12 | 0
NO |  | 186 | 2015 | 5 | 10 | 10 |  | CHESTERFIELD 230 | POE (2003) | 230 | 230 | WOOD POLE | 0.13 | 0 | 0 | ACAR 2500 | 0 | 0 | 0 | 0 | 0 | 0 | 0 | 0 | 0 | 0 | 0 | 0 | 0 | 0 | 0 | 0 | 0 | 0 | 0 | 0 | 0 | 0 | 0 | 12 | 0
NO |  | 186 | 2015 | 5 | 11 | 11 |  | PENINSULA | SHELLBANK (2004) | 230 | 230 | CONC HFRM | 0 | 0.02 | 1 | ACAR 721 | 0 | 0 | 0 | 0 | 0 | 0 | 0 | 0 | 0 | 0 | 0 | 0 | 0 | 0 | 0 | 0 | 0 | 0 | 0 | 0 | 0 | 0 | 0 | 12 | 0
NO |  | 186 | 2015 | 5 | 12 | 12 |  | PENINSULA | SHELLBANK (2004) | 230 | 230 | STEEL POLE | 0 | 5.71 | 0 | ACAR 721 | 0 | 0 | 0 | 0 | 0 | 0 | 0 | 0 | 0 | 0 | 0 | 0 | 0 | 0 | 0 | 0 | 0 | 0 | 0 | 0 | 0 | 0 | 0 | 12 | 0
NO |  | 186 | 2015 | 5 | 13 | 13 |  | PENINSULA | SHELLBANK (2004) | 230 | 230 | STEEL POLE | 0.01 | 0 | 0 | ACAR 2500 | 0 | 0 | 0 | 0 | 0 | 0 | 0 | 0 | 0 | 0 | 0 | 0 | 0 | 0 | 0 | 0 | 0 | 0 | 0 | 0 | 0 | 0 | 0 | 12 | 0
NO |  | 186 | 2015 | 5 | 14 | 14 |  | PENINSULA | SHELLBANK (2004) | 230 | 230 | STEEL POLE | 0.18 | 0 | 0 | ACAR 721 | 0 | 0 | 0 | 0 | 0 | 0 | 0 | 0 | 0 | 0 | 0 | 0 | 0 | 0 | 0 | 0 | 0 | 0 | 0 | 0 | 0 | 0 | 0 | 12 | 0
NO |  | 186 | 2015 | 5 | 15 | 15 |  | PENINSULA | SHELLBANK (2004) | 230 | 230 | STEEL TWR | 0 | 0.34 | 0 | ACAR 721 | 0 | 0 | 0 | 0 | 0 | 0 | 0 | 0 | 0 | 0 | 0 | 0 | 0 | 0 | 0 | 0 | 0 | 0 | 0 | 0 | 0 | 0 | 0 | 12 | 0
NO |  | 186 | 2015 | 5 | 16 | 16 |  | CLARK | HUNTER (2005) | 230 | 230 | CONC POLE | 0.08 | 0 | 1 | ACSR 1192.5 | 0 | 0 | 0 | 0 | 0 | 0 | 0 | 0 | 0 | 0 | 0 | 0 | 0 | 0 | 0 | 0 | 0 | 0 | 0 | 0 | 0 | 0 | 0 | 12 | 0
NO |  | 186 | 2015 | 5 | 17 | 17 |  | CLARK | HUNTER (2005) | 230 | 230 | STEEL TWR | 0.01 | 0 | 0 |  | 0 | 0 | 0 | 0 | 0 | 0 | 0 | 0 | 0 | 0 | 0 | 0 | 0 | 0 | 0 | 0 | 0 | 0 | 0 | 0 | 0 | 0 | 0 | 12 | 0
NO |  | 186 | 2015 | 5 | 18 | 18 |  | CLARK | HUNTER (2005) | 230 | 230 | STEEL TWR | 2.44 | 0 | 0 | ACSR 1192.5 | 0 | 0 | 0 | 0 | 0 | 0 | 0 | 0 | 0 | 0 | 0 | 0 | 0 | 0 | 0 | 0 | 0 | 0 | 0 | 0 | 0 | 0 | 0 | 12 | 0
NO |  | 186 | 2015 | 5 | 19 | 19 |  | LAKE KINGMAN | CHURCHLAND (2006) | 230 | 230 | CONC POLE | 1.01 | 0 | 1 | ACAR 1534 | 0 | 0 | 0 | 0 | 0 | 0 | 0 | 0 | 0 | 0 | 0 | 0 | 0 | 0 | 0 | 0 | 0 | 0 | 0 | 0 | 0 | 0 | 0 | 12 | 0
NO |  | 186 | 2015 | 5 | 20 | 20 |  | LAKE KINGMAN | CHURCHLAND (2006) | 230 | 230 | STEEL POLE | 0.42 | 0 | 0 | ACAR 1534 | 0 | 0 | 0 | 0 | 0 | 0 | 0 | 0 | 0 | 0 | 0 | 0 | 0 | 0 | 0 | 0 | 0 | 0 | 0 | 0 | 0 | 0 | 0 | 12 | 0
NO |  | 186 | 2015 | 5 | 21 | 21 |  | LAKE KINGMAN | CHURCHLAND (2006) | 230 | 230 | STEEL TWR | 0.03 | 0 | 0 | ACAR 1534 | 0 | 0 | 0 | 0 | 0 | 0 | 0 | 0 | 0 | 0 | 0 | 0 | 0 | 0 | 0 | 0 | 0 | 0 | 0 | 0 | 0 | 0 | 0 | 12 | 0
NO |  | 186 | 2015 | 5 | 22 | 22 |  | THALIA | LYNNHAVEN (2007) | 230 | 230 | CONC POLE | 3.15 | 0 | 1 | ACAR 2500 | 0 | 0 | 0 | 0 | 0 | 0 | 0 | 0 | 0 | 0 | 0 | 0 | 0 | 0 | 0 | 0 | 0 | 0 | 0 | 0 | 0 | 0 | 0 | 12 | 0
NO |  | 186 | 2015 | 5 | 23 | 23 |  | THALIA | LYNNHAVEN (2007) | 230 | 230 | STEEL POLE | 0.16 | 0 | 0 | ACAR 2500 | 0 | 0 | 0 | 0 | 0 | 0 | 0 | 0 | 0 | 0 | 0 | 0 | 0 | 0 | 0 | 0 | 0 | 0 | 0 | 0 | 0 | 0 | 0 | 12 | 0
NO |  | 186 | 2015 | 5 | 24 | 24 |  | THALIA | LYNNHAVEN (2007) | 230 | 230 | STEEL TWR | 0.02 | 0 | 0 | ACAR 2500 | 0 | 0 | 0 | 0 | 0 | 0 | 0 | 0 | 0 | 0 | 0 | 0 | 0 | 0 | 0 | 0 | 0 | 0 | 0 | 0 | 0 | 0 | 0 | 12 | 0
NO |  | 186 | 2015 | 5 | 25 | 25 |  | LOUDOUN | DULLES (2008) | 230 | 230 | CONC HFRM | 0 | 0.06 | 1 | ACSR 1590 | 0 | 0 | 0 | 0 | 0 | 0 | 0 | 0 | 0 | 0 | 0 | 0 | 0 | 0 | 0 | 0 | 0 | 0 | 0 | 0 | 0 | 0 | 0 | 12 | 0
NO |  | 186 | 2015 | 5 | 26 | 26 |  | LOUDOUN | DULLES (2008) | 230 | 230 | CONC HFRM | 0.07 | 0 | 0 | ACSR 1590 | 0 | 0 | 0 | 0 | 0 | 0 | 0 | 0 | 0 | 0 | 0 | 0 | 0 | 0 | 0 | 0 | 0 | 0 | 0 | 0 | 0 | 0 | 0 | 12 | 0
NO |  | 186 | 2015 | 5 | 27 | 27 |  | LOUDOUN | DULLES (2008) | 230 | 230 | STEEL HFRM | 0 | 0.17 | 0 | ACSR 1590 | 0 | 0 | 0 | 0 | 0 | 0 | 0 | 0 | 0 | 0 | 0 | 0 | 0 | 0 | 0 | 0 | 0 | 0 | 0 | 0 | 0 | 0 | 0 | 12 | 0
NO |  | 186 | 2015 | 5 | 28 | 28 |  | LOUDOUN | DULLES (2008) | 230 | 230 | STEEL HFRM | 0.03 | 0 | 0 | ACSR 1590 | 0 | 0 | 0 | 0 | 0 | 0 | 0 | 0 | 0 | 0 | 0 | 0 | 0 | 0 | 0 | 0 | 0 | 0 | 0 | 0 | 0 | 0 | 0 | 12 | 0
NO |  | 186 | 2015 | 5 | 29 | 29 |  | LOUDOUN | DULLES (2008) | 230 | 230 | STEEL HFRM | 0.07 | 0 | 0 | ACSR 636 | 0 | 0 | 0 | 0 | 0 | 0 | 0 | 0 | 0 | 0 | 0 | 0 | 0 | 0 | 0 | 0 | 0 | 0 | 0 | 0 | 0 | 0 | 0 | 12 | 0
NO |  | 186 | 2015 | 5 | 30 | 30 |  | LOUDOUN | DULLES (2008) | 230 | 230 | STEEL POLE | 0 | 4.87 | 0 | ACSR 1590 | 0 | 0 | 0 | 0 | 0 | 0 | 0 | 0 | 0 | 0 | 0 | 0 | 0 | 0 | 0 | 0 | 0 | 0 | 0 | 0 | 0 | 0 | 0 | 12 | 0
NO |  | 186 | 2015 | 5 | 31 | 31 |  | LOUDOUN | DULLES (2008) | 230 | 230 | STEEL POLE | 3.42 | 0 | 0 | ACSR 1590 | 0 | 0 | 0 | 0 | 0 | 0 | 0 | 0 | 0 | 0 | 0 | 0 | 0 | 0 | 0 | 0 | 0 | 0 | 0 | 0 | 0 | 0 | 0 | 12 | 0
NO |  | 186 | 2015 | 5 | 32 | 32 |  | LOUDOUN | DULLES (2008) | 230 | 230 | STEEL POLE | 0.2 | 0 | 0 | ACSR 636 | 0 | 0 | 0 | 0 | 0 | 0 | 0 | 0 | 0 | 0 | 0 | 0 | 0 | 0 | 0 | 0 | 0 | 0 | 0 | 0 | 0 | 0 | 0 | 12 | 0
NO |  | 186 | 2015 | 5 | 33 | 33 |  | LOUDOUN | DULLES (2008) | 230 | 230 | STEEL TWR | 0 | 4.06 | 0 | ACSS 1033.5 | 0 | 0 | 0 | 0 | 0 | 0 | 0 | 0 | 0 | 0 | 0 | 0 | 0 | 0 | 0 | 0 | 0 | 0 | 0 | 0 | 0 | 0 | 0 | 12 | 0
NO |  | 186 | 2015 | 5 | 34 | 34 |  | LOUDOUN | DULLES (2008) | 230 | 230 | STEEL TWR | 0 | 0.1 | 0 | ACSR 1590 | 0 | 0 | 0 | 0 | 0 | 0 | 0 | 0 | 0 | 0 | 0 | 0 | 0 | 0 | 0 | 0 | 0 | 0 | 0 | 0 | 0 | 0 | 0 | 12 | 0
NO |  | 186 | 2015 | 5 | 35 | 35 |  | LOUDOUN | DULLES (2008) | 230 | 230 | STEEL TWR | 0.18 | 0 | 0 | ACSS 1033.5 | 0 | 0 | 0 | 0 | 0 | 0 | 0 | 0 | 0 | 0 | 0 | 0 | 0 | 0 | 0 | 0 | 0 | 0 | 0 | 0 | 0 | 0 | 0 | 12 | 0
NO |  | 186 | 2015 | 6 | 1 | 1 |  | MIDLOTHIAN | SHORT PUMP (2009) | 230 | 230 | CONC HFRM | 0.19 | 0 | 1 | ACSR 636 | 0 | 0 | 0 | 0 | 0 | 0 | 0 | 0 | 0 | 0 | 0 | 0 | 0 | 0 | 0 | 0 | 0 | 0 | 0 | 0 | 0 | 0 | 0 | 12 | 0
NO |  | 186 | 2015 | 6 | 2 | 2 |  | MIDLOTHIAN | SHORT PUMP (2009) | 230 | 230 | STEEL HFRM | 23.47 | 0 | 0 | ACSR 636 | 0 | 0 | 0 | 0 | 0 | 0 | 0 | 0 | 0 | 0 | 0 | 0 | 0 | 0 | 0 | 0 | 0 | 0 | 0 | 0 | 0 | 0 | 0 | 12 | 0
NO |  | 186 | 2015 | 6 | 3 | 3 |  | MIDLOTHIAN | SHORT PUMP (2009) | 230 | 230 | STEEL POLE | 1.09 | 0 | 0 | ACSR 636 | 0 | 0 | 0 | 0 | 0 | 0 | 0 | 0 | 0 | 0 | 0 | 0 | 0 | 0 | 0 | 0 | 0 | 0 | 0 | 0 | 0 | 0 | 0 | 12 | 0
NO |  | 186 | 2015 | 6 | 4 | 4 |  | BRAMBLETON | PLEASANT VIEW (201) | 230 | 230 | CONC HFRM | 0.04 | 0 | 1 | ACSS 1033 | 0 | 0 | 0 | 0 | 0 | 0 | 0 | 0 | 0 | 0 | 0 | 0 | 0 | 0 | 0 | 0 | 0 | 0 | 0 | 0 | 0 | 0 | 0 | 12 | 0
NO |  | 186 | 2015 | 6 | 5 | 5 |  | BRAMBLETON | PLEASANT VIEW (201) | 230 | 230 | STEEL POLE | 0.1 | 0 | 0 | ACSS 1233.6 | 0 | 0 | 0 | 0 | 0 | 0 | 0 | 0 | 0 | 0 | 0 | 0 | 0 | 0 | 0 | 0 | 0 | 0 | 0 | 0 | 0 | 0 | 0 | 12 | 0
NO |  | 186 | 2015 | 6 | 6 | 6 |  | BRAMBLETON | PLEASANT VIEW (201) | 230 | 230 | STEEL POLE | 0.04 | 0 | 0 | ACSR 795 | 0 | 0 | 0 | 0 | 0 | 0 | 0 | 0 | 0 | 0 | 0 | 0 | 0 | 0 | 0 | 0 | 0 | 0 | 0 | 0 | 0 | 0 | 0 | 12 | 0
NO |  | 186 | 2015 | 6 | 7 | 7 |  | BRAMBLETON | PLEASANT VIEW (201) | 230 | 230 | STEEL TWR | 7.82 | 0 | 0 | ACSS 1233.6 | 0 | 0 | 0 | 0 | 0 | 0 | 0 | 0 | 0 | 0 | 0 | 0 | 0 | 0 | 0 | 0 | 0 | 0 | 0 | 0 | 0 | 0 | 0 | 12 | 0
NO |  | 186 | 2015 | 6 | 8 | 8 |  | BRAMBLETON | PLEASANT VIEW (201) | 230 | 230 | STEEL TWR | 0.02 | 0 | 0 | ACSR 795 | 0 | 0 | 0 | 0 | 0 | 0 | 0 | 0 | 0 | 0 | 0 | 0 | 0 | 0 | 0 | 0 | 0 | 0 | 0 | 0 | 0 | 0 | 0 | 12 | 0
NO |  | 186 | 2015 | 6 | 9 | 9 |  | TYSONS | RESTON (2010) | 230 | 230 | CONC HFRM | 0.09 | 0 | 1 | ACSS 1033.5 | 0 | 0 | 0 | 0 | 0 | 0 | 0 | 0 | 0 | 0 | 0 | 0 | 0 | 0 | 0 | 0 | 0 | 0 | 0 | 0 | 0 | 0 | 0 | 12 | 0
NO |  | 186 | 2015 | 6 | 10 | 10 |  | TYSONS | RESTON (2010) | 230 | 230 | CONC POLE | 4.31 | 0 | 0 | ACSS 1033.5 | 0 | 0 | 0 | 0 | 0 | 0 | 0 | 0 | 0 | 0 | 0 | 0 | 0 | 0 | 0 | 0 | 0 | 0 | 0 | 0 | 0 | 0 | 0 | 12 | 0
NO |  | 186 | 2015 | 6 | 11 | 11 |  | TYSONS | RESTON (2010) | 230 | 230 | STEEL POLE | 0.69 | 0 | 0 | ACSS 1033.5 | 0 | 0 | 0 | 0 | 0 | 0 | 0 | 0 | 0 | 0 | 0 | 0 | 0 | 0 | 0 | 0 | 0 | 0 | 0 | 0 | 0 | 0 | 0 | 12 | 0
NO |  | 186 | 2015 | 6 | 12 | 12 |  | TYSONS | RESTON (2010) | 230 | 230 | STEEL POLE | 0.18 | 0 | 0 | ACSR 1351.5 | 0 | 0 | 0 | 0 | 0 | 0 | 0 | 0 | 0 | 0 | 0 | 0 | 0 | 0 | 0 | 0 | 0 | 0 | 0 | 0 | 0 | 0 | 0 | 12 | 0
NO |  | 186 | 2015 | 6 | 13 | 13 |  | TYSONS | RESTON (2010) | 230 | 230 | WOOD POLE | 2.3 | 0 | 0 | ACSS 1033.5 | 0 | 0 | 0 | 0 | 0 | 0 | 0 | 0 | 0 | 0 | 0 | 0 | 0 | 0 | 0 | 0 | 0 | 0 | 0 | 0 | 0 | 0 | 0 | 12 | 0
NO |  | 186 | 2015 | 6 | 14 | 14 |  | CLIFTON | CANNON BRANCH (2011) | 230 | 230 | CONC HFRM | 0.16 | 0 | 1 | ACSR 1590 | 0 | 0 | 0 | 0 | 0 | 0 | 0 | 0 | 0 | 0 | 0 | 0 | 0 | 0 | 0 | 0 | 0 | 0 | 0 | 0 | 0 | 0 | 0 | 12 | 0
NO |  | 186 | 2015 | 6 | 15 | 15 |  | CLIFTON | CANNON BRANCH (2011) | 230 | 230 | STEEL POLE | 0 | 0.25 | 0 | ACSR 1590 | 0 | 0 | 0 | 0 | 0 | 0 | 0 | 0 | 0 | 0 | 0 | 0 | 0 | 0 | 0 | 0 | 0 | 0 | 0 | 0 | 0 | 0 | 0 | 12 | 0
NO |  | 186 | 2015 | 6 | 16 | 16 |  | CLIFTON | CANNON BRANCH (2011) | 230 | 230 | STEEL POLE | 6.79 | 0 | 0 | ACSR 1590 | 0 | 0 | 0 | 0 | 0 | 0 | 0 | 0 | 0 | 0 | 0 | 0 | 0 | 0 | 0 | 0 | 0 | 0 | 0 | 0 | 0 | 0 | 0 | 12 | 0
NO |  | 186 | 2015 | 6 | 17 | 17 |  | ROANOKE VALLEY NUG | EARLEYS (2012) | 230 | 230 | CONC HFRM | 0.07 | 0 | 1 | ACAR 1534 | 0 | 0 | 0 | 0 | 0 | 0 | 0 | 0 | 0 | 0 | 0 | 0 | 0 | 0 | 0 | 0 | 0 | 0 | 0 | 0 | 0 | 0 | 0 | 12 | 0
NO |  | 186 | 2015 | 6 | 18 | 18 |  | ROANOKE VALLEY NUG | EARLEYS (2012) | 230 | 230 | STEEL HFRM | 0 | 30.5 | 0 | ACAR 545.6 | 0 | 0 | 0 | 0 | 0 | 0 | 0 | 0 | 0 | 0 | 0 | 0 | 0 | 0 | 0 | 0 | 0 | 0 | 0 | 0 | 0 | 0 | 0 | 12 | 0
NO |  | 186 | 2015 | 6 | 19 | 19 |  | ROANOKE VALLEY NUG | EARLEYS (2012) | 230 | 230 | STEEL HFRM | 1.29 | 0 | 0 | ACAR 1534 | 0 | 0 | 0 | 0 | 0 | 0 | 0 | 0 | 0 | 0 | 0 | 0 | 0 | 0 | 0 | 0 | 0 | 0 | 0 | 0 | 0 | 0 | 0 | 12 | 0
NO |  | 186 | 2015 | 6 | 20 | 20 |  | ROANOKE VALLEY NUG | EARLEYS (2012) | 230 | 230 | STEEL POLE | 0 | 1.37 | 0 | ACAR 545.6 | 0 | 0 | 0 | 0 | 0 | 0 | 0 | 0 | 0 | 0 | 0 | 0 | 0 | 0 | 0 | 0 | 0 | 0 | 0 | 0 | 0 | 0 | 0 | 12 | 0
NO |  | 186 | 2015 | 6 | 21 | 21 |  | ROANOKE VALLEY NUG | EARLEYS (2012) | 230 | 230 | STEEL POLE | 0.72 | 0 | 0 | ACAR 1534 | 0 | 0 | 0 | 0 | 0 | 0 | 0 | 0 | 0 | 0 | 0 | 0 | 0 | 0 | 0 | 0 | 0 | 0 | 0 | 0 | 0 | 0 | 0 | 12 | 0
NO |  | 186 | 2015 | 6 | 22 | 22 |  | ROANOKE VALLEY NUG | EARLEYS (2012) | 230 | 230 | STEEL POLE | 0.01 | 0 | 0 | ACAR 545.6 | 0 | 0 | 0 | 0 | 0 | 0 | 0 | 0 | 0 | 0 | 0 | 0 | 0 | 0 | 0 | 0 | 0 | 0 | 0 | 0 | 0 | 0 | 0 | 12 | 0
NO |  | 186 | 2015 | 6 | 23 | 23 |  | ROANOKE VALLEY NUG | EARLEYS (2012) | 230 | 230 | STEEL TWR | 0 | 3.4 | 0 | ACAR 545.6 | 0 | 0 | 0 | 0 | 0 | 0 | 0 | 0 | 0 | 0 | 0 | 0 | 0 | 0 | 0 | 0 | 0 | 0 | 0 | 0 | 0 | 0 | 0 | 12 | 0
NO |  | 186 | 2015 | 6 | 24 | 24 |  | ROANOKE VALLEY NUG | EARLEYS (2012) | 230 | 230 | WOOD HFRM | 0.08 | 0 | 0 | ACAR 545.6 | 0 | 0 | 0 | 0 | 0 | 0 | 0 | 0 | 0 | 0 | 0 | 0 | 0 | 0 | 0 | 0 | 0 | 0 | 0 | 0 | 0 | 0 | 0 | 12 | 0
NO |  | 186 | 2015 | 6 | 25 | 25 |  | ROANOKE VALLEY NUG | EARLEYS (2012) | 230 | 230 | WOOD POLE | 0.08 | 0 | 0 | AAC 1590 | 0 | 0 | 0 | 0 | 0 | 0 | 0 | 0 | 0 | 0 | 0 | 0 | 0 | 0 | 0 | 0 | 0 | 0 | 0 | 0 | 0 | 0 | 0 | 12 | 0
NO |  | 186 | 2015 | 6 | 26 | 26 |  | ROANOKE VALLEY NUG | EARLEYS (2012) | 230 | 230 | WOOD POLE | 0.12 | 0 | 0 | ACAR 545.6 | 0 | 0 | 0 | 0 | 0 | 0 | 0 | 0 | 0 | 0 | 0 | 0 | 0 | 0 | 0 | 0 | 0 | 0 | 0 | 0 | 0 | 0 | 0 | 12 | 0
NO |  | 186 | 2015 | 6 | 27 | 27 |  | OCCOQUAN | OX (2013) | 230 | 230 | CONC HFRM | 0 | 0.03 | 1 | ACAR 2500 | 0 | 0 | 0 | 0 | 0 | 0 | 0 | 0 | 0 | 0 | 0 | 0 | 0 | 0 | 0 | 0 | 0 | 0 | 0 | 0 | 0 | 0 | 0 | 12 | 0
NO |  | 186 | 2015 | 6 | 28 | 28 |  | OCCOQUAN | OX (2013) | 230 | 230 | CONC HFRM | 0.06 | 0 | 0 | ACAR 2500 | 0 | 0 | 0 | 0 | 0 | 0 | 0 | 0 | 0 | 0 | 0 | 0 | 0 | 0 | 0 | 0 | 0 | 0 | 0 | 0 | 0 | 0 | 0 | 12 | 0
NO |  | 186 | 2015 | 6 | 29 | 29 |  | OCCOQUAN | OX (2013) | 230 | 230 | CONC POLE | 0 | 0.08 | 0 | ACAR 2500 | 0 | 0 | 0 | 0 | 0 | 0 | 0 | 0 | 0 | 0 | 0 | 0 | 0 | 0 | 0 | 0 | 0 | 0 | 0 | 0 | 0 | 0 | 0 | 12 | 0
NO |  | 186 | 2015 | 6 | 30 | 30 |  | OCCOQUAN | OX (2013) | 230 | 230 | CONC POLE | 0.09 | 0 | 0 | ACAR 2500 | 0 | 0 | 0 | 0 | 0 | 0 | 0 | 0 | 0 | 0 | 0 | 0 | 0 | 0 | 0 | 0 | 0 | 0 | 0 | 0 | 0 | 0 | 0 | 12 | 0
NO |  | 186 | 2015 | 6 | 31 | 31 |  | OCCOQUAN | OX (2013) | 230 | 230 | STEEL POLE | 0 | 1.19 | 0 | ACAR 2500 | 0 | 0 | 0 | 0 | 0 | 0 | 0 | 0 | 0 | 0 | 0 | 0 | 0 | 0 | 0 | 0 | 0 | 0 | 0 | 0 | 0 | 0 | 0 | 12 | 0
NO |  | 186 | 2015 | 6 | 32 | 32 |  | EARLEYS | EVERETTS (2014) | 230 | 230 | CONC HFRM | 0.02 | 0 | 1 | ACAR 545.6 | 0 | 0 | 0 | 0 | 0 | 0 | 0 | 0 | 0 | 0 | 0 | 0 | 0 | 0 | 0 | 0 | 0 | 0 | 0 | 0 | 0 | 0 | 0 | 12 | 0
NO |  | 186 | 2015 | 6 | 33 | 33 |  | EARLEYS | EVERETTS (2014) | 230 | 230 | STEEL HFRM | 1.77 | 0 | 0 | ACAR 545.6 | 0 | 0 | 0 | 0 | 0 | 0 | 0 | 0 | 0 | 0 | 0 | 0 | 0 | 0 | 0 | 0 | 0 | 0 | 0 | 0 | 0 | 0 | 0 | 12 | 0
NO |  | 186 | 2015 | 6 | 34 | 34 |  | EARLEYS | EVERETTS (2014) | 230 | 230 | STEEL TWR | 0 | 0.11 | 0 | ACAR 545.6 | 0 | 0 | 0 | 0 | 0 | 0 | 0 | 0 | 0 | 0 | 0 | 0 | 0 | 0 | 0 | 0 | 0 | 0 | 0 | 0 | 0 | 0 | 0 | 12 | 0
NO |  | 186 | 2015 | 6 | 35 | 35 |  | EARLEYS | EVERETTS (2014) | 230 | 230 | STEEL TWR | 0.15 | 0 | 0 | ACAR 545.6 | 0 | 0 | 0 | 0 | 0 | 0 | 0 | 0 | 0 | 0 | 0 | 0 | 0 | 0 | 0 | 0 | 0 | 0 | 0 | 0 | 0 | 0 | 0 | 12 | 0
NO |  | 186 | 2015 | 7 | 1 | 1 |  | EARLEYS | EVERETTS (2014) | 230 | 230 | WOOD HFRM | 0 | 0.15 | 0 | ACAR 545.6 | 0 | 0 | 0 | 0 | 0 | 0 | 0 | 0 | 0 | 0 | 0 | 0 | 0 | 0 | 0 | 0 | 0 | 0 | 0 | 0 | 0 | 0 | 0 | 12 | 0
NO |  | 186 | 2015 | 7 | 2 | 2 |  | EARLEYS | EVERETTS (2014) | 230 | 230 | WOOD HFRM | 28.58 | 0 | 0 | ACAR 545.6 | 0 | 0 | 0 | 0 | 0 | 0 | 0 | 0 | 0 | 0 | 0 | 0 | 0 | 0 | 0 | 0 | 0 | 0 | 0 | 0 | 0 | 0 | 0 | 12 | 0
NO |  | 186 | 2015 | 7 | 3 | 3 |  | EARLEYS | EVERETTS (2014) | 230 | 230 | WOOD POLE | 1.96 | 0 | 0 | ACAR 545.6 | 0 | 0 | 0 | 0 | 0 | 0 | 0 | 0 | 0 | 0 | 0 | 0 | 0 | 0 | 0 | 0 | 0 | 0 | 0 | 0 | 0 | 0 | 0 | 12 | 0
NO |  | 186 | 2015 | 7 | 4 | 4 |  | RESTON | DULLES (2015) | 230 | 230 | CONC HFRM | 0.06 | 0 | 1 | ACSS 1033.5 | 0 | 0 | 0 | 0 | 0 | 0 | 0 | 0 | 0 | 0 | 0 | 0 | 0 | 0 | 0 | 0 | 0 | 0 | 0 | 0 | 0 | 0 | 0 | 12 | 0
NO |  | 186 | 2015 | 7 | 5 | 5 |  | RESTON | DULLES (2015) | 230 | 230 | CONC HFRM | 0.11 | 0 | 0 | ACSS 1192.5 | 0 | 0 | 0 | 0 | 0 | 0 | 0 | 0 | 0 | 0 | 0 | 0 | 0 | 0 | 0 | 0 | 0 | 0 | 0 | 0 | 0 | 0 | 0 | 12 | 0
NO |  | 186 | 2015 | 7 | 6 | 6 |  | RESTON | DULLES (2015) | 230 | 230 | STEEL POLE | 0.42 | 0 | 0 | ACSS 1033.5 | 0 | 0 | 0 | 0 | 0 | 0 | 0 | 0 | 0 | 0 | 0 | 0 | 0 | 0 | 0 | 0 | 0 | 0 | 0 | 0 | 0 | 0 | 0 | 12 | 0
NO |  | 186 | 2015 | 7 | 7 | 7 |  | RESTON | DULLES (2015) | 230 | 230 | STEEL TWR | 3.28 | 0 | 0 | ACSS 1033.5 | 0 | 0 | 0 | 0 | 0 | 0 | 0 | 0 | 0 | 0 | 0 | 0 | 0 | 0 | 0 | 0 | 0 | 0 | 0 | 0 | 0 | 0 | 0 | 12 | 0
NO |  | 186 | 2015 | 7 | 8 | 8 |  | RESTON | DULLES (2015) | 230 | 230 | STEEL TWR | 1.29 | 0 | 0 | ACSS 1192.5 | 0 | 0 | 0 | 0 | 0 | 0 | 0 | 0 | 0 | 0 | 0 | 0 | 0 | 0 | 0 | 0 | 0 | 0 | 0 | 0 | 0 | 0 | 0 | 12 | 0
NO |  | 186 | 2015 | 7 | 9 | 9 |  | LANEXA | HARMONY VILLAGE (2016) | 230 | 230 | CONC HFRM | 0 | 0.21 | 1 | ACSS 1033.5 | 0 | 0 | 0 | 0 | 0 | 0 | 0 | 0 | 0 | 0 | 0 | 0 | 0 | 0 | 0 | 0 | 0 | 0 | 0 | 0 | 0 | 0 | 0 | 12 | 0
NO |  | 186 | 2015 | 7 | 10 | 10 |  | LANEXA | HARMONY VILLAGE (2016) | 230 | 230 | CONC HFRM | 0.03 | 0 | 0 | ACSS 1033.5 | 0 | 0 | 0 | 0 | 0 | 0 | 0 | 0 | 0 | 0 | 0 | 0 | 0 | 0 | 0 | 0 | 0 | 0 | 0 | 0 | 0 | 0 | 0 | 12 | 0
NO |  | 186 | 2015 | 7 | 11 | 11 |  | LANEXA | HARMONY VILLAGE (2016) | 230 | 230 | STEEL HFRM | 0 | 23.03 | 0 | ACSS 1033.5 | 0 | 0 | 0 | 0 | 0 | 0 | 0 | 0 | 0 | 0 | 0 | 0 | 0 | 0 | 0 | 0 | 0 | 0 | 0 | 0 | 0 | 0 | 0 | 12 | 0
NO |  | 186 | 2015 | 7 | 12 | 12 |  | LANEXA | HARMONY VILLAGE (2016) | 230 | 230 | STEEL HFRM | 0.16 | 0 | 0 | ACSR 1033.5 | 0 | 0 | 0 | 0 | 0 | 0 | 0 | 0 | 0 | 0 | 0 | 0 | 0 | 0 | 0 | 0 | 0 | 0 | 0 | 0 | 0 | 0 | 0 | 12 | 0
NO |  | 186 | 2015 | 7 | 13 | 13 |  | LANEXA | HARMONY VILLAGE (2016) | 230 | 230 | STEEL HFRM | 0.24 | 0 | 0 | ACSS 1033.5 | 0 | 0 | 0 | 0 | 0 | 0 | 0 | 0 | 0 | 0 | 0 | 0 | 0 | 0 | 0 | 0 | 0 | 0 | 0 | 0 | 0 | 0 | 0 | 12 | 0
NO |  | 186 | 2015 | 7 | 14 | 14 |  | LANEXA | HARMONY VILLAGE (2016) | 230 | 230 | STEEL POLE | 0 | 2.57 | 0 | ACSS 1033.5 | 0 | 0 | 0 | 0 | 0 | 0 | 0 | 0 | 0 | 0 | 0 | 0 | 0 | 0 | 0 | 0 | 0 | 0 | 0 | 0 | 0 | 0 | 0 | 12 | 0
NO |  | 186 | 2015 | 7 | 15 | 15 |  | LANEXA | HARMONY VILLAGE (2016) | 230 | 230 | STEEL POLE | 0.96 | 0 | 0 | ACSR 1033.5 | 0 | 0 | 0 | 0 | 0 | 0 | 0 | 0 | 0 | 0 | 0 | 0 | 0 | 0 | 0 | 0 | 0 | 0 | 0 | 0 | 0 | 0 | 0 | 12 | 0
NO |  | 186 | 2015 | 7 | 16 | 16 |  | LANEXA | HARMONY VILLAGE (2016) | 230 | 230 | STEEL TWR | 0 | 3.11 | 0 | ACSS 1033.5 | 0 | 0 | 0 | 0 | 0 | 0 | 0 | 0 | 0 | 0 | 0 | 0 | 0 | 0 | 0 | 0 | 0 | 0 | 0 | 0 | 0 | 0 | 0 | 12 | 0
NO |  | 186 | 2015 | 7 | 17 | 17 |  | LANEXA | HARMONY VILLAGE (2016) | 230 | 230 | STEEL TWR | 0 | 0.97 | 0 | ACAR 1109 | 0 | 0 | 0 | 0 | 0 | 0 | 0 | 0 | 0 | 0 | 0 | 0 | 0 | 0 | 0 | 0 | 0 | 0 | 0 | 0 | 0 | 0 | 0 | 12 | 0
NO |  | 186 | 2015 | 7 | 18 | 18 |  | HARRISONBURG | ENDLESS CAVERNS (2017) | 230 | 230 | CONC HFRM | 0.03 | 0 | 1 | ACSR 636 | 0 | 0 | 0 | 0 | 0 | 0 | 0 | 0 | 0 | 0 | 0 | 0 | 0 | 0 | 0 | 0 | 0 | 0 | 0 | 0 | 0 | 0 | 0 | 12 | 0
NO |  | 186 | 2015 | 7 | 19 | 19 |  | HARRISONBURG | ENDLESS CAVERNS (2017) | 230 | 230 | STEEL HFRM | 0 | 0.22 | 0 | ACSR 636 | 0 | 0 | 0 | 0 | 0 | 0 | 0 | 0 | 0 | 0 | 0 | 0 | 0 | 0 | 0 | 0 | 0 | 0 | 0 | 0 | 0 | 0 | 0 | 12 | 0
NO |  | 186 | 2015 | 7 | 20 | 20 |  | HARRISONBURG | ENDLESS CAVERNS (2017) | 230 | 230 | STEEL POLE | 0 | 19.49 | 0 | ACSR 636 | 0 | 0 | 0 | 0 | 0 | 0 | 0 | 0 | 0 | 0 | 0 | 0 | 0 | 0 | 0 | 0 | 0 | 0 | 0 | 0 | 0 | 0 | 0 | 12 | 0
NO |  | 186 | 2015 | 7 | 21 | 21 |  | HARRISONBURG | ENDLESS CAVERNS (2017) | 230 | 230 | STEEL POLE | 0.03 | 0 | 0 | ACSR 636 | 0 | 0 | 0 | 0 | 0 | 0 | 0 | 0 | 0 | 0 | 0 | 0 | 0 | 0 | 0 | 0 | 0 | 0 | 0 | 0 | 0 | 0 | 0 | 12 | 0
NO |  | 186 | 2015 | 7 | 22 | 22 |  | GREENWICH | ELIZABETH RIVER NUG (2018) | 230 | 230 | CONC HFRM | 0.02 | 0 | 1 | ACSR 1033.5 | 0 | 0 | 0 | 0 | 0 | 0 | 0 | 0 | 0 | 0 | 0 | 0 | 0 | 0 | 0 | 0 | 0 | 0 | 0 | 0 | 0 | 0 | 0 | 12 | 0
NO |  | 186 | 2015 | 7 | 23 | 23 |  | GREENWICH | ELIZABETH RIVER NUG (2018) | 230 | 230 | STEEL HFRM | 0 | 0.1 | 0 | ACSR 1033.5 | 0 | 0 | 0 | 0 | 0 | 0 | 0 | 0 | 0 | 0 | 0 | 0 | 0 | 0 | 0 | 0 | 0 | 0 | 0 | 0 | 0 | 0 | 0 | 12 | 0
NO |  | 186 | 2015 | 7 | 24 | 24 |  | GREENWICH | ELIZABETH RIVER NUG (2018) | 230 | 230 | STEEL POLE | 0 | 0.33 | 0 | ACSR 1033.5 | 0 | 0 | 0 | 0 | 0 | 0 | 0 | 0 | 0 | 0 | 0 | 0 | 0 | 0 | 0 | 0 | 0 | 0 | 0 | 0 | 0 | 0 | 0 | 12 | 0
NO |  | 186 | 2015 | 7 | 25 | 25 |  | GREENWICH | ELIZABETH RIVER NUG (2018) | 230 | 230 | STEEL POLE | 0.72 | 0 | 0 | ACSS 1033.5 | 0 | 0 | 0 | 0 | 0 | 0 | 0 | 0 | 0 | 0 | 0 | 0 | 0 | 0 | 0 | 0 | 0 | 0 | 0 | 0 | 0 | 0 | 0 | 12 | 0
NO |  | 186 | 2015 | 7 | 26 | 26 |  | GREENWICH | ELIZABETH RIVER NUG (2018) | 230 | 230 | STEEL TWR | 0 | 9.73 | 0 | ACSR 1033.5 | 0 | 0 | 0 | 0 | 0 | 0 | 0 | 0 | 0 | 0 | 0 | 0 | 0 | 0 | 0 | 0 | 0 | 0 | 0 | 0 | 0 | 0 | 0 | 12 | 0
NO |  | 186 | 2015 | 7 | 27 | 27 |  | GREENWICH | THALIA (2019) | 230 | 230 | CONC HFRM | 0.02 | 0 | 1 | ACSS 1590 | 0 | 0 | 0 | 0 | 0 | 0 | 0 | 0 | 0 | 0 | 0 | 0 | 0 | 0 | 0 | 0 | 0 | 0 | 0 | 0 | 0 | 0 | 0 | 12 | 0
NO |  | 186 | 2015 | 7 | 28 | 28 |  | GREENWICH | THALIA (2019) | 230 | 230 | CONC POLE | 0 | 0.53 | 0 | ACSS 1590 | 0 | 0 | 0 | 0 | 0 | 0 | 0 | 0 | 0 | 0 | 0 | 0 | 0 | 0 | 0 | 0 | 0 | 0 | 0 | 0 | 0 | 0 | 0 | 12 | 0
NO |  | 186 | 2015 | 7 | 29 | 29 |  | GREENWICH | THALIA (2019) | 230 | 230 | CONC POLE | 1.07 | 0 | 0 | ACAR 2500 | 0 | 0 | 0 | 0 | 0 | 0 | 0 | 0 | 0 | 0 | 0 | 0 | 0 | 0 | 0 | 0 | 0 | 0 | 0 | 0 | 0 | 0 | 0 | 12 | 0
NO |  | 186 | 2015 | 7 | 30 | 30 |  | GREENWICH | THALIA (2019) | 230 | 230 | STEEL POLE | 0 | 0.59 | 0 | ACSS 1590 | 0 | 0 | 0 | 0 | 0 | 0 | 0 | 0 | 0 | 0 | 0 | 0 | 0 | 0 | 0 | 0 | 0 | 0 | 0 | 0 | 0 | 0 | 0 | 12 | 0
NO |  | 186 | 2015 | 7 | 31 | 31 |  | GREENWICH | THALIA (2019) | 230 | 230 | STEEL POLE | 0.01 | 0 | 0 | ACSS 1590 | 0 | 0 | 0 | 0 | 0 | 0 | 0 | 0 | 0 | 0 | 0 | 0 | 0 | 0 | 0 | 0 | 0 | 0 | 0 | 0 | 0 | 0 | 0 | 12 | 0
NO |  | 186 | 2015 | 7 | 32 | 32 |  | GREENWICH | THALIA (2019) | 230 | 230 | STEEL POLE | 0.08 | 0 | 0 | ACAR 2500 | 0 | 0 | 0 | 0 | 0 | 0 | 0 | 0 | 0 | 0 | 0 | 0 | 0 | 0 | 0 | 0 | 0 | 0 | 0 | 0 | 0 | 0 | 0 | 12 | 0
NO |  | 186 | 2015 | 7 | 33 | 33 |  | CLARK | IDYLWOOD (202) | 230 | 230 | STEEL TWR | 3.82 | 0 | 1 | ACSR 1192.5 | 0 | 0 | 0 | 0 | 0 | 0 | 0 | 0 | 0 | 0 | 0 | 0 | 0 | 0 | 0 | 0 | 0 | 0 | 0 | 0 | 0 | 0 | 0 | 12 | 0
NO |  | 186 | 2015 | 7 | 34 | 34 |  | CLARK | IDYLWOOD (202) | 230 | 230 | WOOD POLE | 0.07 | 0 | 0 | ACSR 1192.5 | 0 | 0 | 0 | 0 | 0 | 0 | 0 | 0 | 0 | 0 | 0 | 0 | 0 | 0 | 0 | 0 | 0 | 0 | 0 | 0 | 0 | 0 | 0 | 12 | 0
NO |  | 186 | 2015 | 7 | 35 | 35 |  | WINFALL | ELIZABETH CITY (2020) | 230 | 230 | CONC HFRM | 0.07 | 0 | 1 | ACSR 636 | 0 | 0 | 0 | 0 | 0 | 0 | 0 | 0 | 0 | 0 | 0 | 0 | 0 | 0 | 0 | 0 | 0 | 0 | 0 | 0 | 0 | 0 | 0 | 12 | 0
NO |  | 186 | 2015 | 8 | 1 | 1 |  | WINFALL | ELIZABETH CITY (2020) | 230 | 230 | STEEL HFRM | 0 | 0.08 | 0 | ACSR 636 | 0 | 0 | 0 | 0 | 0 | 0 | 0 | 0 | 0 | 0 | 0 | 0 | 0 | 0 | 0 | 0 | 0 | 0 | 0 | 0 | 0 | 0 | 0 | 12 | 0
NO |  | 186 | 2015 | 8 | 2 | 2 |  | WINFALL | ELIZABETH CITY (2020) | 230 | 230 | STEEL HFRM | 0.08 | 0 | 0 | ACAR 1109 | 0 | 0 | 0 | 0 | 0 | 0 | 0 | 0 | 0 | 0 | 0 | 0 | 0 | 0 | 0 | 0 | 0 | 0 | 0 | 0 | 0 | 0 | 0 | 12 | 0
NO |  | 186 | 2015 | 8 | 3 | 3 |  | WINFALL | ELIZABETH CITY (2020) | 230 | 230 | STEEL HFRM | 13.47 | 0 | 0 | ACSR 636 | 0 | 0 | 0 | 0 | 0 | 0 | 0 | 0 | 0 | 0 | 0 | 0 | 0 | 0 | 0 | 0 | 0 | 0 | 0 | 0 | 0 | 0 | 0 | 12 | 0
NO |  | 186 | 2015 | 8 | 4 | 4 |  | WINFALL | ELIZABETH CITY (2020) | 230 | 230 | STEEL POLE | 0 | 0.01 | 0 | ACSR 636 | 0 | 0 | 0 | 0 | 0 | 0 | 0 | 0 | 0 | 0 | 0 | 0 | 0 | 0 | 0 | 0 | 0 | 0 | 0 | 0 | 0 | 0 | 0 | 12 | 0
NO |  | 186 | 2015 | 8 | 5 | 5 |  | WINFALL | ELIZABETH CITY (2020) | 230 | 230 | STEEL POLE | 0.12 | 0 | 0 | ACAR 1109 | 0 | 0 | 0 | 0 | 0 | 0 | 0 | 0 | 0 | 0 | 0 | 0 | 0 | 0 | 0 | 0 | 0 | 0 | 0 | 0 | 0 | 0 | 0 | 12 | 0
NO |  | 186 | 2015 | 8 | 6 | 6 |  | WINFALL | ELIZABETH CITY (2020) | 230 | 230 | STEEL POLE | 1.33 | 0 | 0 | ACSR 636 | 0 | 0 | 0 | 0 | 0 | 0 | 0 | 0 | 0 | 0 | 0 | 0 | 0 | 0 | 0 | 0 | 0 | 0 | 0 | 0 | 0 | 0 | 0 | 12 | 0
NO |  | 186 | 2015 | 8 | 7 | 7 |  | ELIZABETH CITY | SHAWBORO (2021) | 230 | 230 | STEEL HFRM | 1.47 | 0 | 1 | ACAR 545.6 | 0 | 0 | 0 | 0 | 0 | 0 | 0 | 0 | 0 | 0 | 0 | 0 | 0 | 0 | 0 | 0 | 0 | 0 | 0 | 0 | 0 | 0 | 0 | 12 | 0
NO |  | 186 | 2015 | 8 | 8 | 8 |  | ELIZABETH CITY | SHAWBORO (2021) | 230 | 230 | STEEL POLE | 0.46 | 0 | 0 | ACAR 545.6 | 0 | 0 | 0 | 0 | 0 | 0 | 0 | 0 | 0 | 0 | 0 | 0 | 0 | 0 | 0 | 0 | 0 | 0 | 0 | 0 | 0 | 0 | 0 | 12 | 0
NO |  | 186 | 2015 | 8 | 9 | 9 |  | ELIZABETH CITY | SHAWBORO (2021) | 230 | 230 | STEEL TWR | 0.26 | 0 | 0 | ACAR 545.6 | 0 | 0 | 0 | 0 | 0 | 0 | 0 | 0 | 0 | 0 | 0 | 0 | 0 | 0 | 0 | 0 | 0 | 0 | 0 | 0 | 0 | 0 | 0 | 12 | 0
NO |  | 186 | 2015 | 8 | 10 | 10 |  | ELIZABETH CITY | SHAWBORO (2021) | 230 | 230 | WOOD HFRM | 6.83 | 0 | 0 | ACAR 545.6 | 0 | 0 | 0 | 0 | 0 | 0 | 0 | 0 | 0 | 0 | 0 | 0 | 0 | 0 | 0 | 0 | 0 | 0 | 0 | 0 | 0 | 0 | 0 | 12 | 0
NO |  | 186 | 2015 | 8 | 11 | 11 |  | ELIZABETH CITY | SHAWBORO (2021) | 230 | 230 | WOOD POLE | 1.22 | 0 | 0 | ACAR 545.6 | 0 | 0 | 0 | 0 | 0 | 0 | 0 | 0 | 0 | 0 | 0 | 0 | 0 | 0 | 0 | 0 | 0 | 0 | 0 | 0 | 0 | 0 | 0 | 12 | 0
NO |  | 186 | 2015 | 8 | 12 | 12 |  | POSSUM POINT | RAVENSWORTH (2022) | 230 | 230 | CONC HFRM | 0 | 0.08 | 1 | ACSR 1033.5 | 0 | 0 | 0 | 0 | 0 | 0 | 0 | 0 | 0 | 0 | 0 | 0 | 0 | 0 | 0 | 0 | 0 | 0 | 0 | 0 | 0 | 0 | 0 | 12 | 0
NO |  | 186 | 2015 | 8 | 13 | 13 |  | POSSUM POINT | RAVENSWORTH (2022) | 230 | 230 | CONC HFRM | 0 | 0 | 0 | ACSR 1033.5 | 0 | 0 | 0 | 0 | 0 | 0 | 0 | 0 | 0 | 0 | 0 | 0 | 0 | 0 | 0 | 0 | 0 | 0 | 0 | 0 | 0 | 0 | 0 | 12 | 0
NO |  | 186 | 2015 | 8 | 14 | 14 |  | POSSUM POINT | RAVENSWORTH (2022) | 230 | 230 | CONC POLE | 0.01 | 0 | 0 | ACSR 1033.5 | 0 | 0 | 0 | 0 | 0 | 0 | 0 | 0 | 0 | 0 | 0 | 0 | 0 | 0 | 0 | 0 | 0 | 0 | 0 | 0 | 0 | 0 | 0 | 12 | 0
NO |  | 186 | 2015 | 8 | 15 | 15 |  | POSSUM POINT | RAVENSWORTH (2022) | 230 | 230 | STEEL HFRM | 0 | 0.23 | 0 | ACSR 1033.5 | 0 | 0 | 0 | 0 | 0 | 0 | 0 | 0 | 0 | 0 | 0 | 0 | 0 | 0 | 0 | 0 | 0 | 0 | 0 | 0 | 0 | 0 | 0 | 12 | 0
NO |  | 186 | 2015 | 8 | 16 | 16 |  | POSSUM POINT | RAVENSWORTH (2022) | 230 | 230 | STEEL HFRM | 0.03 | 0 | 0 | ACSR 1033.5 | 0 | 0 | 0 | 0 | 0 | 0 | 0 | 0 | 0 | 0 | 0 | 0 | 0 | 0 | 0 | 0 | 0 | 0 | 0 | 0 | 0 | 0 | 0 | 12 | 0
NO |  | 186 | 2015 | 8 | 17 | 17 |  | POSSUM POINT | RAVENSWORTH (2022) | 230 | 230 | STEEL POLE | 0 | 0.79 | 0 | ACSR 1033.5 | 0 | 0 | 0 | 0 | 0 | 0 | 0 | 0 | 0 | 0 | 0 | 0 | 0 | 0 | 0 | 0 | 0 | 0 | 0 | 0 | 0 | 0 | 0 | 12 | 0
NO |  | 186 | 2015 | 8 | 18 | 18 |  | POSSUM POINT | RAVENSWORTH (2022) | 230 | 230 | STEEL POLE | 0 | 0.65 | 0 | ACCR 1158 | 0 | 0 | 0 | 0 | 0 | 0 | 0 | 0 | 0 | 0 | 0 | 0 | 0 | 0 | 0 | 0 | 0 | 0 | 0 | 0 | 0 | 0 | 0 | 12 | 0
NO |  | 186 | 2015 | 8 | 19 | 19 |  | POSSUM POINT | RAVENSWORTH (2022) | 230 | 230 | STEEL POLE | 0 | 5.57 | 0 | ACAR 2500 | 0 | 0 | 0 | 0 | 0 | 0 | 0 | 0 | 0 | 0 | 0 | 0 | 0 | 0 | 0 | 0 | 0 | 0 | 0 | 0 | 0 | 0 | 0 | 12 | 0
NO |  | 186 | 2015 | 8 | 20 | 20 |  | POSSUM POINT | RAVENSWORTH (2022) | 230 | 230 | STEEL POLE | 0.08 | 0 | 0 | ACSR 1033.5 | 0 | 0 | 0 | 0 | 0 | 0 | 0 | 0 | 0 | 0 | 0 | 0 | 0 | 0 | 0 | 0 | 0 | 0 | 0 | 0 | 0 | 0 | 0 | 12 | 0
NO |  | 186 | 2015 | 8 | 21 | 21 |  | POSSUM POINT | RAVENSWORTH (2022) | 230 | 230 | STEEL TWR | 0 | 9.39 | 0 | ACSR 1033.5 | 0 | 0 | 0 | 0 | 0 | 0 | 0 | 0 | 0 | 0 | 0 | 0 | 0 | 0 | 0 | 0 | 0 | 0 | 0 | 0 | 0 | 0 | 0 | 12 | 0
NO |  | 186 | 2015 | 8 | 22 | 22 |  | POSSUM POINT | RAVENSWORTH (2022) | 230 | 230 | STEEL TWR | 0 | 2.81 | 0 | ACCR 1158 | 0 | 0 | 0 | 0 | 0 | 0 | 0 | 0 | 0 | 0 | 0 | 0 | 0 | 0 | 0 | 0 | 0 | 0 | 0 | 0 | 0 | 0 | 0 | 12 | 0
NO |  | 186 | 2015 | 8 | 23 | 23 |  | POSSUM POINT | RAVENSWORTH (2022) | 230 | 230 | STEEL TWR | 0.05 | 0 | 0 | ACAR 2500 | 0 | 0 | 0 | 0 | 0 | 0 | 0 | 0 | 0 | 0 | 0 | 0 | 0 | 0 | 0 | 0 | 0 | 0 | 0 | 0 | 0 | 0 | 0 | 12 | 0
NO |  | 186 | 2015 | 8 | 24 | 24 |  | NORTH ALEXANDRIA | GLEBE (2023) | 230 | 230 | CONC HFRM | 0 | 0 | 1 | ACAR 2500 | 0 | 0 | 0 | 0 | 0 | 0 | 0 | 0 | 0 | 0 | 0 | 0 | 0 | 0 | 0 | 0 | 0 | 0 | 0 | 0 | 0 | 0 | 0 | 12 | 0
NO |  | 186 | 2015 | 8 | 25 | 25 |  | NORTH ALEXANDRIA | GLEBE (2023) | 230 | 230 | STEEL HFRM | 0 | 0.05 | 0 | ACAR 2500 | 0 | 0 | 0 | 0 | 0 | 0 | 0 | 0 | 0 | 0 | 0 | 0 | 0 | 0 | 0 | 0 | 0 | 0 | 0 | 0 | 0 | 0 | 0 | 12 | 0
NO |  | 186 | 2015 | 8 | 26 | 26 |  | NORTH ALEXANDRIA | GLEBE (2023) | 230 | 230 | STEEL POLE | 0 | 0.15 | 0 | ACAR 2500 | 0 | 0 | 0 | 0 | 0 | 0 | 0 | 0 | 0 | 0 | 0 | 0 | 0 | 0 | 0 | 0 | 0 | 0 | 0 | 0 | 0 | 0 | 0 | 12 | 0
NO |  | 186 | 2015 | 8 | 27 | 27 |  | NORTH ALEXANDRIA | GLEBE (2023) | 230 | 230 | STEEL POLE | 0.02 | 0 | 0 | ACAR 2500 | 0 | 0 | 0 | 0 | 0 | 0 | 0 | 0 | 0 | 0 | 0 | 0 | 0 | 0 | 0 | 0 | 0 | 0 | 0 | 0 | 0 | 0 | 0 | 12 | 0
NO |  | 186 | 2015 | 8 | 28 | 28 |  | CHICKAHOMINY | LANEXA (2024) | 230 | 230 | STEEL HFRM | 0 | 0.01 | 1 | ACSR 636 | 0 | 0 | 0 | 0 | 0 | 0 | 0 | 0 | 0 | 0 | 0 | 0 | 0 | 0 | 0 | 0 | 0 | 0 | 0 | 0 | 0 | 0 | 0 | 12 | 0
NO |  | 186 | 2015 | 8 | 29 | 29 |  | CHICKAHOMINY | LANEXA (2024) | 230 | 230 | STEEL HFRM | 0.21 | 0 | 0 | ACSR 636 | 0 | 0 | 0 | 0 | 0 | 0 | 0 | 0 | 0 | 0 | 0 | 0 | 0 | 0 | 0 | 0 | 0 | 0 | 0 | 0 | 0 | 0 | 0 | 12 | 0
NO |  | 186 | 2015 | 8 | 30 | 30 |  | CHICKAHOMINY | LANEXA (2024) | 230 | 230 | STEEL TWR | 14.04 | 0 | 0 | ACSR 636 | 0 | 0 | 0 | 0 | 0 | 0 | 0 | 0 | 0 | 0 | 0 | 0 | 0 | 0 | 0 | 0 | 0 | 0 | 0 | 0 | 0 | 0 | 0 | 12 | 0
NO |  | 186 | 2015 | 8 | 31 | 31 |  | GREEN RUN | LYNNHAVEN (2025) | 230 | 230 | CONC HFRM | 0.06 | 0 | 1 | ACAR 721 | 0 | 0 | 0 | 0 | 0 | 0 | 0 | 0 | 0 | 0 | 0 | 0 | 0 | 0 | 0 | 0 | 0 | 0 | 0 | 0 | 0 | 0 | 0 | 12 | 0
NO |  | 186 | 2015 | 8 | 32 | 32 |  | GREEN RUN | LYNNHAVEN (2025) | 230 | 230 | CONC POLE | 1.82 | 0 | 0 | ACAR 2500 | 0 | 0 | 0 | 0 | 0 | 0 | 0 | 0 | 0 | 0 | 0 | 0 | 0 | 0 | 0 | 0 | 0 | 0 | 0 | 0 | 0 | 0 | 0 | 12 | 0
NO |  | 186 | 2015 | 8 | 33 | 33 |  | GREEN RUN | LYNNHAVEN (2025) | 230 | 230 | STEEL HFRM | 0.02 | 0 | 0 | ACAR 2500 | 0 | 0 | 0 | 0 | 0 | 0 | 0 | 0 | 0 | 0 | 0 | 0 | 0 | 0 | 0 | 0 | 0 | 0 | 0 | 0 | 0 | 0 | 0 | 12 | 0
NO |  | 186 | 2015 | 8 | 34 | 34 |  | GREEN RUN | LYNNHAVEN (2025) | 230 | 230 | STEEL POLE | 0.07 | 0 | 0 | ACAR 2500 | 0 | 0 | 0 | 0 | 0 | 0 | 0 | 0 | 0 | 0 | 0 | 0 | 0 | 0 | 0 | 0 | 0 | 0 | 0 | 0 | 0 | 0 | 0 | 12 | 0
NO |  | 186 | 2015 | 8 | 35 | 35 |  | GREEN RUN | LYNNHAVEN (2025) | 230 | 230 | STEEL POLE | 5 | 0 | 0 | ACAR 721 | 0 | 0 | 0 | 0 | 0 | 0 | 0 | 0 | 0 | 0 | 0 | 0 | 0 | 0 | 0 | 0 | 0 | 0 | 0 | 0 | 0 | 0 | 0 | 12 | 0
NO |  | 186 | 2015 | 9 | 1 | 1 |  | LANDSTOWN | LYNNHAVEN (2026) | 230 | 230 | CONC HFRM | 0 | 0.03 | 1 | ACAR 721 | 0 | 0 | 0 | 0 | 0 | 0 | 0 | 0 | 0 | 0 | 0 | 0 | 0 | 0 | 0 | 0 | 0 | 0 | 0 | 0 | 0 | 0 | 0 | 12 | 0
NO |  | 186 | 2015 | 9 | 2 | 2 |  | LANDSTOWN | LYNNHAVEN (2026) | 230 | 230 | CONC HFRM | 0.05 | 0 | 0 | ACAR 2500 | 0 | 0 | 0 | 0 | 0 | 0 | 0 | 0 | 0 | 0 | 0 | 0 | 0 | 0 | 0 | 0 | 0 | 0 | 0 | 0 | 0 | 0 | 0 | 12 | 0
NO |  | 186 | 2015 | 9 | 3 | 3 |  | LANDSTOWN | LYNNHAVEN (2026) | 230 | 230 | CONC HFRM | 0.02 | 0 | 0 | ACAR 721 | 0 | 0 | 0 | 0 | 0 | 0 | 0 | 0 | 0 | 0 | 0 | 0 | 0 | 0 | 0 | 0 | 0 | 0 | 0 | 0 | 0 | 0 | 0 | 12 | 0
NO |  | 186 | 2015 | 9 | 4 | 4 |  | LANDSTOWN | LYNNHAVEN (2026) | 230 | 230 | STEEL POLE | 0 | 5.17 | 0 | ACAR 721 | 0 | 0 | 0 | 0 | 0 | 0 | 0 | 0 | 0 | 0 | 0 | 0 | 0 | 0 | 0 | 0 | 0 | 0 | 0 | 0 | 0 | 0 | 0 | 12 | 0
NO |  | 186 | 2015 | 9 | 5 | 5 |  | LANDSTOWN | LYNNHAVEN (2026) | 230 | 230 | STEEL POLE | 0.61 | 0 | 0 | ACAR 721 | 0 | 0 | 0 | 0 | 0 | 0 | 0 | 0 | 0 | 0 | 0 | 0 | 0 | 0 | 0 | 0 | 0 | 0 | 0 | 0 | 0 | 0 | 0 | 12 | 0
NO |  | 186 | 2015 | 9 | 6 | 6 |  | MIDLOTHIAN | BREMO (2027) | 230 | 230 | CONC HFRM | 0.07 | 0 | 1 | ACSS 1033.5 | 0 | 0 | 0 | 0 | 0 | 0 | 0 | 0 | 0 | 0 | 0 | 0 | 0 | 0 | 0 | 0 | 0 | 0 | 0 | 0 | 0 | 0 | 0 | 12 | 0
NO |  | 186 | 2015 | 9 | 7 | 7 |  | MIDLOTHIAN | BREMO (2027) | 230 | 230 | CONC HFRM | 0.09 | 0 | 0 | ACAR 2500 | 0 | 0 | 0 | 0 | 0 | 0 | 0 | 0 | 0 | 0 | 0 | 0 | 0 | 0 | 0 | 0 | 0 | 0 | 0 | 0 | 0 | 0 | 0 | 12 | 0
NO |  | 186 | 2015 | 9 | 8 | 8 |  | MIDLOTHIAN | BREMO (2027) | 230 | 230 | STEEL HFRM | 0 | 6.22 | 0 | ACSS 1033.5 | 0 | 0 | 0 | 0 | 0 | 0 | 0 | 0 | 0 | 0 | 0 | 0 | 0 | 0 | 0 | 0 | 0 | 0 | 0 | 0 | 0 | 0 | 0 | 12 | 0
NO |  | 186 | 2015 | 9 | 9 | 9 |  | MIDLOTHIAN | BREMO (2027) | 230 | 230 | STEEL HFRM | 14.82 | 0 | 0 | ACSS 1033.5 | 0 | 0 | 0 | 0 | 0 | 0 | 0 | 0 | 0 | 0 | 0 | 0 | 0 | 0 | 0 | 0 | 0 | 0 | 0 | 0 | 0 | 0 | 0 | 12 | 0
NO |  | 186 | 2015 | 9 | 10 | 10 |  | MIDLOTHIAN | BREMO (2027) | 230 | 230 | STEEL POLE | 0 | 0.14 | 0 | ACSS 1033.5 | 0 | 0 | 0 | 0 | 0 | 0 | 0 | 0 | 0 | 0 | 0 | 0 | 0 | 0 | 0 | 0 | 0 | 0 | 0 | 0 | 0 | 0 | 0 | 12 | 0
NO |  | 186 | 2015 | 9 | 11 | 11 |  | MIDLOTHIAN | BREMO (2027) | 230 | 230 | STEEL POLE | 0.24 | 0 | 0 | ACSS 1033.5 | 0 | 0 | 0 | 0 | 0 | 0 | 0 | 0 | 0 | 0 | 0 | 0 | 0 | 0 | 0 | 0 | 0 | 0 | 0 | 0 | 0 | 0 | 0 | 12 | 0
NO |  | 186 | 2015 | 9 | 12 | 12 |  | MIDLOTHIAN | BREMO (2027) | 230 | 230 | WOOD HFRM | 0 | 0.2 | 0 | ACSS 1033.5 | 0 | 0 | 0 | 0 | 0 | 0 | 0 | 0 | 0 | 0 | 0 | 0 | 0 | 0 | 0 | 0 | 0 | 0 | 0 | 0 | 0 | 0 | 0 | 12 | 0
NO |  | 186 | 2015 | 9 | 13 | 13 |  | MIDLOTHIAN | BREMO (2027) | 230 | 230 | WOOD HFRM | 13.78 | 0 | 0 | ACSS 1033.5 | 0 | 0 | 0 | 0 | 0 | 0 | 0 | 0 | 0 | 0 | 0 | 0 | 0 | 0 | 0 | 0 | 0 | 0 | 0 | 0 | 0 | 0 | 0 | 12 | 0
NO |  | 186 | 2015 | 9 | 14 | 14 |  | CHARLOTTESVILLE | BREMO (2028) | 230 | 230 | CONC HFRM | 1.77 | 0 | 1 | ACSR 636 | 0 | 0 | 0 | 0 | 0 | 0 | 0 | 0 | 0 | 0 | 0 | 0 | 0 | 0 | 0 | 0 | 0 | 0 | 0 | 0 | 0 | 0 | 0 | 12 | 0
NO |  | 186 | 2015 | 9 | 15 | 15 |  | CHARLOTTESVILLE | BREMO (2028) | 230 | 230 | CONC HFRM | 0.52 | 0 | 0 | ACAR 721 | 0 | 0 | 0 | 0 | 0 | 0 | 0 | 0 | 0 | 0 | 0 | 0 | 0 | 0 | 0 | 0 | 0 | 0 | 0 | 0 | 0 | 0 | 0 | 12 | 0
NO |  | 186 | 2015 | 9 | 16 | 16 |  | CHARLOTTESVILLE | BREMO (2028) | 230 | 230 | STEEL HFRM | 0.53 | 0 | 0 | ACAR 721 | 0 | 0 | 0 | 0 | 0 | 0 | 0 | 0 | 0 | 0 | 0 | 0 | 0 | 0 | 0 | 0 | 0 | 0 | 0 | 0 | 0 | 0 | 0 | 12 | 0
NO |  | 186 | 2015 | 9 | 17 | 17 |  | CHARLOTTESVILLE | BREMO (2028) | 230 | 230 | STEEL POLE | 0.22 | 0 | 0 | ACSR 636 | 0 | 0 | 0 | 0 | 0 | 0 | 0 | 0 | 0 | 0 | 0 | 0 | 0 | 0 | 0 | 0 | 0 | 0 | 0 | 0 | 0 | 0 | 0 | 12 | 0
NO |  | 186 | 2015 | 9 | 18 | 18 |  | CHARLOTTESVILLE | BREMO (2028) | 230 | 230 | STEEL TWR | 3.66 | 0 | 0 | ACSR 636 | 0 | 0 | 0 | 0 | 0 | 0 | 0 | 0 | 0 | 0 | 0 | 0 | 0 | 0 | 0 | 0 | 0 | 0 | 0 | 0 | 0 | 0 | 0 | 12 | 0
NO |  | 186 | 2015 | 9 | 19 | 19 |  | CHARLOTTESVILLE | BREMO (2028) | 230 | 230 | WOOD HFRM | 4.49 | 0 | 0 | ACSR 636 | 0 | 0 | 0 | 0 | 0 | 0 | 0 | 0 | 0 | 0 | 0 | 0 | 0 | 0 | 0 | 0 | 0 | 0 | 0 | 0 | 0 | 0 | 0 | 12 | 0
NO |  | 186 | 2015 | 9 | 20 | 20 |  | CHARLOTTESVILLE | BREMO (2028) | 230 | 230 | WOOD HFRM | 12.73 | 0 | 0 | ACAR 721 | 0 | 0 | 0 | 0 | 0 | 0 | 0 | 0 | 0 | 0 | 0 | 0 | 0 | 0 | 0 | 0 | 0 | 0 | 0 | 0 | 0 | 0 | 0 | 12 | 0
NO |  | 186 | 2015 | 9 | 21 | 21 |  | CHARLOTTESVILLE | BREMO (2028) | 230 | 230 | WOOD POLE | 0.16 | 0 | 0 | ACSR 636 | 0 | 0 | 0 | 0 | 0 | 0 | 0 | 0 | 0 | 0 | 0 | 0 | 0 | 0 | 0 | 0 | 0 | 0 | 0 | 0 | 0 | 0 | 0 | 12 | 0
NO |  | 186 | 2015 | 9 | 22 | 22 |  | CHARLOTTESVILLE | BREMO (2028) | 230 | 230 | WOOD POLE | 1.51 | 0 | 0 | ACAR 721 | 0 | 0 | 0 | 0 | 0 | 0 | 0 | 0 | 0 | 0 | 0 | 0 | 0 | 0 | 0 | 0 | 0 | 0 | 0 | 0 | 0 | 0 | 0 | 12 | 0
NO |  | 186 | 2015 | 9 | 23 | 23 |  | CIA | SWINKS MILL (2029) | 230 | 230 | CONC TWR | 0.01 | 0 | 1 | ACSS 1033.5 | 0 | 0 | 0 | 0 | 0 | 0 | 0 | 0 | 0 | 0 | 0 | 0 | 0 | 0 | 0 | 0 | 0 | 0 | 0 | 0 | 0 | 0 | 0 | 12 | 0
NO |  | 186 | 2015 | 9 | 24 | 24 |  | CIA | SWINKS MILL (2029) | 230 | 230 | STEEL POLE | 3.7 | 0 | 0 | ACSS 1033.5 | 0 | 0 | 0 | 0 | 0 | 0 | 0 | 0 | 0 | 0 | 0 | 0 | 0 | 0 | 0 | 0 | 0 | 0 | 0 | 0 | 0 | 0 | 0 | 12 | 0
NO |  | 186 | 2015 | 9 | 25 | 25 |  | PLEASANT VIEW | DICKERSON (PEPCO) (203) | 230 | 230 | CONC POLE | 0.04 | 0 | 1 | ACSR 1033.5 | 0 | 0 | 0 | 0 | 0 | 0 | 0 | 0 | 0 | 0 | 0 | 0 | 0 | 0 | 0 | 0 | 0 | 0 | 0 | 0 | 0 | 0 | 0 | 12 | 0
NO |  | 186 | 2015 | 9 | 26 | 26 |  | PLEASANT VIEW | DICKERSON (PEPCO) (203) | 230 | 230 | STEEL HFRM | 0.31 | 0 | 0 | ACSS 768.2 | 0 | 0 | 0 | 0 | 0 | 0 | 0 | 0 | 0 | 0 | 0 | 0 | 0 | 0 | 0 | 0 | 0 | 0 | 0 | 0 | 0 | 0 | 0 | 12 | 0
NO |  | 186 | 2015 | 9 | 27 | 27 |  | PLEASANT VIEW | DICKERSON (PEPCO) (203) | 230 | 230 | STEEL POLE | 0.18 | 0 | 0 | ACSR 1033.5 | 0 | 0 | 0 | 0 | 0 | 0 | 0 | 0 | 0 | 0 | 0 | 0 | 0 | 0 | 0 | 0 | 0 | 0 | 0 | 0 | 0 | 0 | 0 | 12 | 0
NO |  | 186 | 2015 | 9 | 28 | 28 |  | PLEASANT VIEW | DICKERSON (PEPCO) (203) | 230 | 230 | STEEL POLE | 2.77 | 0 | 0 | ACSS 768.2 | 0 | 0 | 0 | 0 | 0 | 0 | 0 | 0 | 0 | 0 | 0 | 0 | 0 | 0 | 0 | 0 | 0 | 0 | 0 | 0 | 0 | 0 | 0 | 12 | 0
NO |  | 186 | 2015 | 9 | 29 | 29 |  | PLEASANT VIEW | DICKERSON (PEPCO) (203) | 230 | 230 | STEEL TWR | 0.01 | 0 | 0 | ACSR 1033.5 | 0 | 0 | 0 | 0 | 0 | 0 | 0 | 0 | 0 | 0 | 0 | 0 | 0 | 0 | 0 | 0 | 0 | 0 | 0 | 0 | 0 | 0 | 0 | 12 | 0
NO |  | 186 | 2015 | 9 | 30 | 30 |  | GAINESVILLE | LOUDOUN (2030) | 230 | 230 | CONC POLE | 0 | 0.05 | 1 | ACSR 636 | 0 | 0 | 0 | 0 | 0 | 0 | 0 | 0 | 0 | 0 | 0 | 0 | 0 | 0 | 0 | 0 | 0 | 0 | 0 | 0 | 0 | 0 | 0 | 12 | 0
NO |  | 186 | 2015 | 9 | 31 | 31 |  | GAINESVILLE | LOUDOUN (2030) | 230 | 230 | STEEL HFRM | 0 | 1.46 | 0 | ACSR 636 | 0 | 0 | 0 | 0 | 0 | 0 | 0 | 0 | 0 | 0 | 0 | 0 | 0 | 0 | 0 | 0 | 0 | 0 | 0 | 0 | 0 | 0 | 0 | 12 | 0
NO |  | 186 | 2015 | 9 | 32 | 32 |  | GAINESVILLE | LOUDOUN (2030) | 230 | 230 | STEEL HFRM | 0.1 | 0 | 0 | ACSR 636 | 0 | 0 | 0 | 0 | 0 | 0 | 0 | 0 | 0 | 0 | 0 | 0 | 0 | 0 | 0 | 0 | 0 | 0 | 0 | 0 | 0 | 0 | 0 | 12 | 0
NO |  | 186 | 2015 | 9 | 33 | 33 |  | GAINESVILLE | LOUDOUN (2030) | 230 | 230 | STEEL POLE | 0 | 1.19 | 0 | ACSR 636 | 0 | 0 | 0 | 0 | 0 | 0 | 0 | 0 | 0 | 0 | 0 | 0 | 0 | 0 | 0 | 0 | 0 | 0 | 0 | 0 | 0 | 0 | 0 | 12 | 0
NO |  | 186 | 2015 | 9 | 34 | 34 |  | GAINESVILLE | LOUDOUN (2030) | 230 | 230 | STEEL POLE | 0.09 | 0 | 0 | ACSR 636 | 0 | 0 | 0 | 0 | 0 | 0 | 0 | 0 | 0 | 0 | 0 | 0 | 0 | 0 | 0 | 0 | 0 | 0 | 0 | 0 | 0 | 0 | 0 | 12 | 0
NO |  | 186 | 2015 | 9 | 35 | 35 |  | GAINESVILLE | LOUDOUN (2030) | 230 | 230 | STEEL TWR | 0 | 4.84 | 0 | ACSR 636 | 0 | 0 | 0 | 0 | 0 | 0 | 0 | 0 | 0 | 0 | 0 | 0 | 0 | 0 | 0 | 0 | 0 | 0 | 0 | 0 | 0 | 0 | 0 | 12 | 0
NO |  | 186 | 2015 | 10 | 1 | 1 |  | ELMONT | FOUR RIVERS (2032) | 230 | 230 | CONC HFRM | 0.12 | 0 | 1 | ACSR 795 | 0 | 0 | 0 | 0 | 0 | 0 | 0 | 0 | 0 | 0 | 0 | 0 | 0 | 0 | 0 | 0 | 0 | 0 | 0 | 0 | 0 | 0 | 0 | 12 | 0
NO |  | 186 | 2015 | 10 | 2 | 2 |  | ELMONT | FOUR RIVERS (2032) | 230 | 230 | CONC POLE | 0.04 | 0 | 0 | ACSR 795 | 0 | 0 | 0 | 0 | 0 | 0 | 0 | 0 | 0 | 0 | 0 | 0 | 0 | 0 | 0 | 0 | 0 | 0 | 0 | 0 | 0 | 0 | 0 | 12 | 0
NO |  | 186 | 2015 | 10 | 3 | 3 |  | ELMONT | FOUR RIVERS (2032) | 230 | 230 | STEEL HFRM | 0.26 | 0 | 0 | ACSR 795 | 0 | 0 | 0 | 0 | 0 | 0 | 0 | 0 | 0 | 0 | 0 | 0 | 0 | 0 | 0 | 0 | 0 | 0 | 0 | 0 | 0 | 0 | 0 | 12 | 0
NO |  | 186 | 2015 | 10 | 4 | 4 |  | ELMONT | FOUR RIVERS (2032) | 230 | 230 | STEEL POLE | 0.07 | 0 | 0 | ACSR 795 | 0 | 0 | 0 | 0 | 0 | 0 | 0 | 0 | 0 | 0 | 0 | 0 | 0 | 0 | 0 | 0 | 0 | 0 | 0 | 0 | 0 | 0 | 0 | 12 | 0
NO |  | 186 | 2015 | 10 | 5 | 5 |  | ELMONT | FOUR RIVERS (2032) | 230 | 230 | WOOD HFRM | 8.27 | 0 | 0 | ACSR 795 | 0 | 0 | 0 | 0 | 0 | 0 | 0 | 0 | 0 | 0 | 0 | 0 | 0 | 0 | 0 | 0 | 0 | 0 | 0 | 0 | 0 | 0 | 0 | 12 | 0
NO |  | 186 | 2015 | 10 | 6 | 6 |  | ELMONT | FOUR RIVERS (2032) | 230 | 230 | WOOD POLE | 0.16 | 0 | 0 | ACSR 795 | 0 | 0 | 0 | 0 | 0 | 0 | 0 | 0 | 0 | 0 | 0 | 0 | 0 | 0 | 0 | 0 | 0 | 0 | 0 | 0 | 0 | 0 | 0 | 12 | 0
NO |  | 186 | 2015 | 10 | 7 | 7 |  | CLARK | STERLING PARK (2033) | 230 | 230 | CONC HFRM | 0 | 0.05 | 1 | ACSS 1033.5 | 0 | 0 | 0 | 0 | 0 | 0 | 0 | 0 | 0 | 0 | 0 | 0 | 0 | 0 | 0 | 0 | 0 | 0 | 0 | 0 | 0 | 0 | 0 | 12 | 0
NO |  | 186 | 2015 | 10 | 8 | 8 |  | CLARK | STERLING PARK (2033) | 230 | 230 | CONC HFRM | 0.15 | 0 | 0 | ACSS 1033.5 | 0 | 0 | 0 | 0 | 0 | 0 | 0 | 0 | 0 | 0 | 0 | 0 | 0 | 0 | 0 | 0 | 0 | 0 | 0 | 0 | 0 | 0 | 0 | 12 | 0
NO |  | 186 | 2015 | 10 | 9 | 9 |  | CLARK | STERLING PARK (2033) | 230 | 230 | CONC POLE | 0 | 0.09 | 0 | ACSS 1033.5 | 0 | 0 | 0 | 0 | 0 | 0 | 0 | 0 | 0 | 0 | 0 | 0 | 0 | 0 | 0 | 0 | 0 | 0 | 0 | 0 | 0 | 0 | 0 | 12 | 0
NO |  | 186 | 2015 | 10 | 10 | 10 |  | CLARK | STERLING PARK (2033) | 230 | 230 | STEEL POLE | 0 | 0.21 | 0 | ACSS 1033.5 | 0 | 0 | 0 | 0 | 0 | 0 | 0 | 0 | 0 | 0 | 0 | 0 | 0 | 0 | 0 | 0 | 0 | 0 | 0 | 0 | 0 | 0 | 0 | 12 | 0
NO |  | 186 | 2015 | 10 | 11 | 11 |  | CLARK | STERLING PARK (2033) | 230 | 230 | STEEL POLE | 1.18 | 0 | 0 | ACSS 1033.5 | 0 | 0 | 0 | 0 | 0 | 0 | 0 | 0 | 0 | 0 | 0 | 0 | 0 | 0 | 0 | 0 | 0 | 0 | 0 | 0 | 0 | 0 | 0 | 12 | 0
NO |  | 186 | 2015 | 10 | 12 | 12 |  | CLARK | STERLING PARK (2033) | 230 | 230 | STEEL POLE | 0.14 | 0 | 0 | ACSS 1192.5 | 0 | 0 | 0 | 0 | 0 | 0 | 0 | 0 | 0 | 0 | 0 | 0 | 0 | 0 | 0 | 0 | 0 | 0 | 0 | 0 | 0 | 0 | 0 | 12 | 0
NO |  | 186 | 2015 | 10 | 13 | 13 |  | CLARK | STERLING PARK (2033) | 230 | 230 | STEEL TWR | 0 | 5.01 | 0 | ACSS 1033.5 | 0 | 0 | 0 | 0 | 0 | 0 | 0 | 0 | 0 | 0 | 0 | 0 | 0 | 0 | 0 | 0 | 0 | 0 | 0 | 0 | 0 | 0 | 0 | 12 | 0
NO |  | 186 | 2015 | 10 | 14 | 14 |  | CLARK | STERLING PARK (2033) | 230 | 230 | STEEL TWR | 0.02 | 0 | 0 | ACSS 1033.5 | 0 | 0 | 0 | 0 | 0 | 0 | 0 | 0 | 0 | 0 | 0 | 0 | 0 | 0 | 0 | 0 | 0 | 0 | 0 | 0 | 0 | 0 | 0 | 12 | 0
NO |  | 186 | 2015 | 10 | 15 | 15 |  | CLARK | STERLING PARK (2033) | 230 | 230 | STEEL TWR | 3.58 | 0 | 0 | ACSS 1192.5 | 0 | 0 | 0 | 0 | 0 | 0 | 0 | 0 | 0 | 0 | 0 | 0 | 0 | 0 | 0 | 0 | 0 | 0 | 0 | 0 | 0 | 0 | 0 | 12 | 0
NO |  | 186 | 2015 | 10 | 16 | 16 |  | CLARK | STERLING PARK (2033) | 230 | 230 | STEEL TWR | 0.04 | 0 | 0 | AAC 1590 | 0 | 0 | 0 | 0 | 0 | 0 | 0 | 0 | 0 | 0 | 0 | 0 | 0 | 0 | 0 | 0 | 0 | 0 | 0 | 0 | 0 | 0 | 0 | 12 | 0
NO |  | 186 | 2015 | 10 | 17 | 17 |  | EARLEYS | TROWBRIDGE (2034) | 230 | 230 | CONC HFRM | 0.08 | 0 | 1 | ACAR 545.6 | 0 | 0 | 0 | 0 | 0 | 0 | 0 | 0 | 0 | 0 | 0 | 0 | 0 | 0 | 0 | 0 | 0 | 0 | 0 | 0 | 0 | 0 | 0 | 12 | 0
NO |  | 186 | 2015 | 10 | 18 | 18 |  | EARLEYS | TROWBRIDGE (2034) | 230 | 230 | STEEL HFRM | 0.88 | 0 | 0 | ACAR 545.6 | 0 | 0 | 0 | 0 | 0 | 0 | 0 | 0 | 0 | 0 | 0 | 0 | 0 | 0 | 0 | 0 | 0 | 0 | 0 | 0 | 0 | 0 | 0 | 12 | 0
NO |  | 186 | 2015 | 10 | 19 | 19 |  | EARLEYS | TROWBRIDGE (2034) | 230 | 230 | STEEL POLE | 0.43 | 0 | 0 | ACAR 545.6 | 0 | 0 | 0 | 0 | 0 | 0 | 0 | 0 | 0 | 0 | 0 | 0 | 0 | 0 | 0 | 0 | 0 | 0 | 0 | 0 | 0 | 0 | 0 | 12 | 0
NO |  | 186 | 2015 | 10 | 20 | 20 |  | EARLEYS | TROWBRIDGE (2034) | 230 | 230 | STEEL TWR | 0 | 1.57 | 0 | ACAR 545.6 | 0 | 0 | 0 | 0 | 0 | 0 | 0 | 0 | 0 | 0 | 0 | 0 | 0 | 0 | 0 | 0 | 0 | 0 | 0 | 0 | 0 | 0 | 0 | 12 | 0
NO |  | 186 | 2015 | 10 | 21 | 21 |  | EARLEYS | TROWBRIDGE (2034) | 230 | 230 | STEEL TWR | 4.94 | 0 | 0 | ACAR 545.6 | 0 | 0 | 0 | 0 | 0 | 0 | 0 | 0 | 0 | 0 | 0 | 0 | 0 | 0 | 0 | 0 | 0 | 0 | 0 | 0 | 0 | 0 | 0 | 12 | 0
NO |  | 186 | 2015 | 10 | 22 | 22 |  | EARLEYS | TROWBRIDGE (2034) | 230 | 230 | WOOD HFRM | 26.17 | 0 | 0 | ACAR 545.6 | 0 | 0 | 0 | 0 | 0 | 0 | 0 | 0 | 0 | 0 | 0 | 0 | 0 | 0 | 0 | 0 | 0 | 0 | 0 | 0 | 0 | 0 | 0 | 12 | 0
NO |  | 186 | 2015 | 10 | 23 | 23 |  | EARLEYS | TROWBRIDGE (2034) | 230 | 230 | WOOD POLE | 1.1 | 0 | 0 | ACAR 545.6 | 0 | 0 | 0 | 0 | 0 | 0 | 0 | 0 | 0 | 0 | 0 | 0 | 0 | 0 | 0 | 0 | 0 | 0 | 0 | 0 | 0 | 0 | 0 | 12 | 0
NO |  | 186 | 2015 | 10 | 24 | 24 |  | IDYLWOOD | CIA (2035) | 230 | 230 | CONC HFRM | 0.08 | 0 | 1 | ACSS 1033.5 | 0 | 0 | 0 | 0 | 0 | 0 | 0 | 0 | 0 | 0 | 0 | 0 | 0 | 0 | 0 | 0 | 0 | 0 | 0 | 0 | 0 | 0 | 0 | 12 | 0
NO |  | 186 | 2015 | 10 | 25 | 25 |  | IDYLWOOD | CIA (2035) | 230 | 230 | CONC POLE | 0 | 0.08 | 0 | ACSS 1033.5 | 0 | 0 | 0 | 0 | 0 | 0 | 0 | 0 | 0 | 0 | 0 | 0 | 0 | 0 | 0 | 0 | 0 | 0 | 0 | 0 | 0 | 0 | 0 | 12 | 0
NO |  | 186 | 2015 | 10 | 26 | 26 |  | IDYLWOOD | CIA (2035) | 230 | 230 | CONC POLE | 5.13 | 0 | 0 | ACSS 1033.5 | 0 | 0 | 0 | 0 | 0 | 0 | 0 | 0 | 0 | 0 | 0 | 0 | 0 | 0 | 0 | 0 | 0 | 0 | 0 | 0 | 0 | 0 | 0 | 12 | 0
NO |  | 186 | 2015 | 10 | 27 | 27 |  | IDYLWOOD | CIA (2035) | 230 | 230 | STEEL POLE | 0.95 | 0 | 0 | ACSS 1033.5 | 0 | 0 | 0 | 0 | 0 | 0 | 0 | 0 | 0 | 0 | 0 | 0 | 0 | 0 | 0 | 0 | 0 | 0 | 0 | 0 | 0 | 0 | 0 | 12 | 0
NO |  | 186 | 2015 | 10 | 28 | 28 |  | IDYLWOOD | CIA (2035) | 230 | 230 | STEEL POLE | 0.02 | 0 | 0 | AAC 1590 | 0 | 0 | 0 | 0 | 0 | 0 | 0 | 0 | 0 | 0 | 0 | 0 | 0 | 0 | 0 | 0 | 0 | 0 | 0 | 0 | 0 | 0 | 0 | 12 | 0
NO |  | 186 | 2015 | 10 | 29 | 29 |  | IDYLWOOD | CIA (2035) | 230 | 230 | STEEL TWR | 0 | 0.21 | 0 | ACSS 1033.5 | 0 | 0 | 0 | 0 | 0 | 0 | 0 | 0 | 0 | 0 | 0 | 0 | 0 | 0 | 0 | 0 | 0 | 0 | 0 | 0 | 0 | 0 | 0 | 12 | 0
NO |  | 186 | 2015 | 10 | 30 | 30 |  | IDYLWOOD | CIA (2035) | 230 | 230 | STEEL TWR | 0.02 | 0 | 0 | ACSS 1033.5 | 0 | 0 | 0 | 0 | 0 | 0 | 0 | 0 | 0 | 0 | 0 | 0 | 0 | 0 | 0 | 0 | 0 | 0 | 0 | 0 | 0 | 0 | 0 | 12 | 0
NO |  | 186 | 2015 | 10 | 31 | 31 |  | GLEBE | RADNOR HEIGHTS (2036) | 230 | 230 | UG UG | 0 | 0 | 1 | CU 2500 | 0 | 0 | 0 | 0 | 0 | 0 | 0 | 0 | 0 | 0 | 0 | 0 | 0 | 0 | 0 | 0 | 0 | 0 | 0 | 0 | 0 | 0 | 0 | 12 | 0
NO |  | 186 | 2015 | 10 | 32 | 32 |  | GLEBE | RADNOR HEIGHTS (2036) | 230 | 230 | UG UG | 2.34 | 0 | 0 | CU 1750 | 0 | 0 | 0 | 0 | 0 | 0 | 0 | 0 | 0 | 0 | 0 | 0 | 0 | 0 | 0 | 0 | 0 | 0 | 0 | 0 | 0 | 0 | 0 | 12 | 0
NO |  | 186 | 2015 | 10 | 33 | 33 |  | GLEBE | RADNOR HEIGHTS (2036) | 230 | 230 | UG UG | 2.48 | 0 | 0 | CU 2500 | 0 | 0 | 0 | 0 | 0 | 0 | 0 | 0 | 0 | 0 | 0 | 0 | 0 | 0 | 0 | 0 | 0 | 0 | 0 | 0 | 0 | 0 | 0 | 12 | 0
NO |  | 186 | 2015 | 10 | 34 | 34 |  | GLEBE | PENTAGON (2037) | 230 | 230 | UG UG | 0 | 2.37 | 1 | CU 1750 | 0 | 0 | 0 | 0 | 0 | 0 | 0 | 0 | 0 | 0 | 0 | 0 | 0 | 0 | 0 | 0 | 0 | 0 | 0 | 0 | 0 | 0 | 0 | 12 | 0
NO |  | 186 | 2015 | 10 | 35 | 35 |  | GREENWICH | REEVES AVENUE (2038) | 230 | 230 | STEEL HFRM | 0.01 | 0 | 1 | ACAR 2500 | 0 | 0 | 0 | 0 | 0 | 0 | 0 | 0 | 0 | 0 | 0 | 0 | 0 | 0 | 0 | 0 | 0 | 0 | 0 | 0 | 0 | 0 | 0 | 12 | 0
NO |  | 186 | 2015 | 11 | 1 | 1 |  | GREENWICH | REEVES AVENUE (2038) | 230 | 230 | STEEL POLE | 0 | 5.42 | 0 | ACAR 2500 | 0 | 0 | 0 | 0 | 0 | 0 | 0 | 0 | 0 | 0 | 0 | 0 | 0 | 0 | 0 | 0 | 0 | 0 | 0 | 0 | 0 | 0 | 0 | 12 | 0
NO |  | 186 | 2015 | 11 | 2 | 2 |  | GREENWICH | REEVES AVENUE (2038) | 230 | 230 | STEEL POLE | 0.26 | 0 | 0 | ACAR 2500 | 0 | 0 | 0 | 0 | 0 | 0 | 0 | 0 | 0 | 0 | 0 | 0 | 0 | 0 | 0 | 0 | 0 | 0 | 0 | 0 | 0 | 0 | 0 | 12 | 0
NO |  | 186 | 2015 | 11 | 3 | 3 |  | MORRISVILLE | MARSH RUN CT (2039) | 230 | 230 | CONC HFRM | 0.09 | 0 | 1 | ACSS 795 | 0 | 0 | 0 | 0 | 0 | 0 | 0 | 0 | 0 | 0 | 0 | 0 | 0 | 0 | 0 | 0 | 0 | 0 | 0 | 0 | 0 | 0 | 0 | 12 | 0
NO |  | 186 | 2015 | 11 | 4 | 4 |  | MORRISVILLE | MARSH RUN CT (2039) | 230 | 230 | STEEL POLE | 0.07 | 0 | 0 | ACSS 795 | 0 | 0 | 0 | 0 | 0 | 0 | 0 | 0 | 0 | 0 | 0 | 0 | 0 | 0 | 0 | 0 | 0 | 0 | 0 | 0 | 0 | 0 | 0 | 12 | 0
NO |  | 186 | 2015 | 11 | 5 | 5 |  | MORRISVILLE | MARSH RUN CT (2039) | 230 | 230 | STEEL TWR | 3.73 | 0 | 0 | ACSS 795 | 0 | 0 | 0 | 0 | 0 | 0 | 0 | 0 | 0 | 0 | 0 | 0 | 0 | 0 | 0 | 0 | 0 | 0 | 0 | 0 | 0 | 0 | 0 | 12 | 0
NO |  | 186 | 2015 | 11 | 6 | 6 |  | GUM SPRINGS | JEFFERSON STREET (204) | 230 | 230 | CONC HFRM | 0.04 | 0 | 1 | ACAR 1109 | 0 | 0 | 0 | 0 | 0 | 0 | 0 | 0 | 0 | 0 | 0 | 0 | 0 | 0 | 0 | 0 | 0 | 0 | 0 | 0 | 0 | 0 | 0 | 12 | 0
NO |  | 186 | 2015 | 11 | 7 | 7 |  | GUM SPRINGS | JEFFERSON STREET (204) | 230 | 230 | STEEL HFRM | 0.18 | 0 | 0 | ACSR 1033.5 | 0 | 0 | 0 | 0 | 0 | 0 | 0 | 0 | 0 | 0 | 0 | 0 | 0 | 0 | 0 | 0 | 0 | 0 | 0 | 0 | 0 | 0 | 0 | 12 | 0
NO |  | 186 | 2015 | 11 | 8 | 8 |  | GUM SPRINGS | JEFFERSON STREET (204) | 230 | 230 | STEEL HFRM | 0.1 | 0 | 0 | ACSR 636 | 0 | 0 | 0 | 0 | 0 | 0 | 0 | 0 | 0 | 0 | 0 | 0 | 0 | 0 | 0 | 0 | 0 | 0 | 0 | 0 | 0 | 0 | 0 | 12 | 0
NO |  | 186 | 2015 | 11 | 9 | 9 |  | GUM SPRINGS | JEFFERSON STREET (204) | 230 | 230 | STEEL POLE | 0.49 | 0 | 0 | ACSR 1033.5 | 0 | 0 | 0 | 0 | 0 | 0 | 0 | 0 | 0 | 0 | 0 | 0 | 0 | 0 | 0 | 0 | 0 | 0 | 0 | 0 | 0 | 0 | 0 | 12 | 0
NO |  | 186 | 2015 | 11 | 10 | 10 |  | GUM SPRINGS | JEFFERSON STREET (204) | 230 | 230 | STEEL POLE | 0.27 | 0 | 0 | ACAR 1109 | 0 | 0 | 0 | 0 | 0 | 0 | 0 | 0 | 0 | 0 | 0 | 0 | 0 | 0 | 0 | 0 | 0 | 0 | 0 | 0 | 0 | 0 | 0 | 12 | 0
NO |  | 186 | 2015 | 11 | 11 | 11 |  | GUM SPRINGS | JEFFERSON STREET (204) | 230 | 230 | STEEL POLE | 1.05 | 0 | 0 | ACSR 636 | 0 | 0 | 0 | 0 | 0 | 0 | 0 | 0 | 0 | 0 | 0 | 0 | 0 | 0 | 0 | 0 | 0 | 0 | 0 | 0 | 0 | 0 | 0 | 12 | 0
NO |  | 186 | 2015 | 11 | 12 | 12 |  | GUM SPRINGS | JEFFERSON STREET (204) | 230 | 230 | STEEL TWR | 4.47 | 0 | 0 | ACSR 1033.5 | 0 | 0 | 0 | 0 | 0 | 0 | 0 | 0 | 0 | 0 | 0 | 0 | 0 | 0 | 0 | 0 | 0 | 0 | 0 | 0 | 0 | 0 | 0 | 12 | 0
NO |  | 186 | 2015 | 11 | 13 | 13 |  | GUM SPRINGS | JEFFERSON STREET (204) | 230 | 230 | STEEL TWR | 2.19 | 0 | 0 | ACAR 1109 | 0 | 0 | 0 | 0 | 0 | 0 | 0 | 0 | 0 | 0 | 0 | 0 | 0 | 0 | 0 | 0 | 0 | 0 | 0 | 0 | 0 | 0 | 0 | 12 | 0
NO |  | 186 | 2015 | 11 | 14 | 14 |  | GUM SPRINGS | JEFFERSON STREET (204) | 230 | 230 | WOOD HFRM | 2.01 | 0 | 0 | ACAR 1109 | 0 | 0 | 0 | 0 | 0 | 0 | 0 | 0 | 0 | 0 | 0 | 0 | 0 | 0 | 0 | 0 | 0 | 0 | 0 | 0 | 0 | 0 | 0 | 12 | 0
NO |  | 186 | 2015 | 11 | 15 | 15 |  | MORRISVILLE | MARSH RUN CT (2040) | 230 | 230 | CONC HFRM | 0.03 | 0 | 1 | ACSS 795 | 0 | 0 | 0 | 0 | 0 | 0 | 0 | 0 | 0 | 0 | 0 | 0 | 0 | 0 | 0 | 0 | 0 | 0 | 0 | 0 | 0 | 0 | 0 | 12 | 0
NO |  | 186 | 2015 | 11 | 16 | 16 |  | MORRISVILLE | MARSH RUN CT (2040) | 230 | 230 | STEEL POLE | 0 | 0.13 | 0 | ACSS 795 | 0 | 0 | 0 | 0 | 0 | 0 | 0 | 0 | 0 | 0 | 0 | 0 | 0 | 0 | 0 | 0 | 0 | 0 | 0 | 0 | 0 | 0 | 0 | 12 | 0
NO |  | 186 | 2015 | 11 | 17 | 17 |  | MORRISVILLE | MARSH RUN CT (2040) | 230 | 230 | STEEL TWR | 0 | 3.73 | 0 | ACSS 795 | 0 | 0 | 0 | 0 | 0 | 0 | 0 | 0 | 0 | 0 | 0 | 0 | 0 | 0 | 0 | 0 | 0 | 0 | 0 | 0 | 0 | 0 | 0 | 12 | 0
NO |  | 186 | 2015 | 11 | 18 | 18 |  | HOPEWELL | HCF (2041) | 230 | 230 | CONC HFRM | 0.02 | 0 | 1 | ACAR 1534 | 0 | 0 | 0 | 0 | 0 | 0 | 0 | 0 | 0 | 0 | 0 | 0 | 0 | 0 | 0 | 0 | 0 | 0 | 0 | 0 | 0 | 0 | 0 | 12 | 0
NO |  | 186 | 2015 | 11 | 19 | 19 |  | OCCOQUAN | OGDEN MARTIN NUG (2042) | 230 | 230 | CONC HFRM | 0.09 | 0 | 1 | ACAR 1534 | 0 | 0 | 0 | 0 | 0 | 0 | 0 | 0 | 0 | 0 | 0 | 0 | 0 | 0 | 0 | 0 | 0 | 0 | 0 | 0 | 0 | 0 | 0 | 12 | 0
NO |  | 186 | 2015 | 11 | 20 | 20 |  | OCCOQUAN | OGDEN MARTIN NUG (2042) | 230 | 230 | STEEL HFRM | 0 | 0.22 | 0 | ACAR 1534 | 0 | 0 | 0 | 0 | 0 | 0 | 0 | 0 | 0 | 0 | 0 | 0 | 0 | 0 | 0 | 0 | 0 | 0 | 0 | 0 | 0 | 0 | 0 | 12 | 0
NO |  | 186 | 2015 | 11 | 21 | 21 |  | OCCOQUAN | OGDEN MARTIN NUG (2042) | 230 | 230 | STEEL HFRM | 0.02 | 0 | 0 | ACAR 1534 | 0 | 0 | 0 | 0 | 0 | 0 | 0 | 0 | 0 | 0 | 0 | 0 | 0 | 0 | 0 | 0 | 0 | 0 | 0 | 0 | 0 | 0 | 0 | 12 | 0
NO |  | 186 | 2015 | 11 | 22 | 22 |  | OCCOQUAN | OGDEN MARTIN NUG (2042) | 230 | 230 | STEEL POLE | 0 | 0.13 | 0 | ACAR 1534 | 0 | 0 | 0 | 0 | 0 | 0 | 0 | 0 | 0 | 0 | 0 | 0 | 0 | 0 | 0 | 0 | 0 | 0 | 0 | 0 | 0 | 0 | 0 | 12 | 0
NO |  | 186 | 2015 | 11 | 23 | 23 |  | OCCOQUAN | OGDEN MARTIN NUG (2042) | 230 | 230 | STEEL POLE | 2.66 | 0 | 0 | ACAR 1534 | 0 | 0 | 0 | 0 | 0 | 0 | 0 | 0 | 0 | 0 | 0 | 0 | 0 | 0 | 0 | 0 | 0 | 0 | 0 | 0 | 0 | 0 | 0 | 12 | 0
NO |  | 186 | 2015 | 11 | 24 | 24 |  | OCCOQUAN | OGDEN MARTIN NUG (2042) | 230 | 230 | WOOD HFRM | 0.07 | 0 | 0 | ACAR 1534 | 0 | 0 | 0 | 0 | 0 | 0 | 0 | 0 | 0 | 0 | 0 | 0 | 0 | 0 | 0 | 0 | 0 | 0 | 0 | 0 | 0 | 0 | 0 | 12 | 0
NO |  | 186 | 2015 | 11 | 25 | 25 |  | OCCOQUAN | OGDEN MARTIN NUG (2042) | 230 | 230 | WOOD POLE | 0.09 | 0 | 0 | ACAR 1534 | 0 | 0 | 0 | 0 | 0 | 0 | 0 | 0 | 0 | 0 | 0 | 0 | 0 | 0 | 0 | 0 | 0 | 0 | 0 | 0 | 0 | 0 | 0 | 12 | 0
NO |  | 186 | 2015 | 11 | 26 | 26 |  | DISCOVERY | RESTON (2043) | 230 | 230 | CONC HFRM | 0.07 | 0 | 1 | ACSR 1590 | 0 | 0 | 0 | 0 | 0 | 0 | 0 | 0 | 0 | 0 | 0 | 0 | 0 | 0 | 0 | 0 | 0 | 0 | 0 | 0 | 0 | 0 | 0 | 12 | 0
NO |  | 186 | 2015 | 11 | 27 | 27 |  | DISCOVERY | RESTON (2043) | 230 | 230 | STEEL POLE | 0 | 0.24 | 0 | ACSS 1033.5 | 0 | 0 | 0 | 0 | 0 | 0 | 0 | 0 | 0 | 0 | 0 | 0 | 0 | 0 | 0 | 0 | 0 | 0 | 0 | 0 | 0 | 0 | 0 | 12 | 0
NO |  | 186 | 2015 | 11 | 28 | 28 |  | DISCOVERY | RESTON (2043) | 230 | 230 | STEEL POLE | 0 | 0.15 | 0 | ACSS 1192.5 | 0 | 0 | 0 | 0 | 0 | 0 | 0 | 0 | 0 | 0 | 0 | 0 | 0 | 0 | 0 | 0 | 0 | 0 | 0 | 0 | 0 | 0 | 0 | 12 | 0
NO |  | 186 | 2015 | 11 | 29 | 29 |  | DISCOVERY | RESTON (2043) | 230 | 230 | STEEL POLE | 0 | 1.66 | 0 | ACSR 1590 | 0 | 0 | 0 | 0 | 0 | 0 | 0 | 0 | 0 | 0 | 0 | 0 | 0 | 0 | 0 | 0 | 0 | 0 | 0 | 0 | 0 | 0 | 0 | 12 | 0
NO |  | 186 | 2015 | 11 | 30 | 30 |  | DISCOVERY | RESTON (2043) | 230 | 230 | STEEL POLE | 0.08 | 0 | 0 | ACSR 1590 | 0 | 0 | 0 | 0 | 0 | 0 | 0 | 0 | 0 | 0 | 0 | 0 | 0 | 0 | 0 | 0 | 0 | 0 | 0 | 0 | 0 | 0 | 0 | 12 | 0
NO |  | 186 | 2015 | 11 | 31 | 31 |  | DISCOVERY | RESTON (2043) | 230 | 230 | STEEL TWR | 0 | 3.37 | 0 | ACSS 1033.5 | 0 | 0 | 0 | 0 | 0 | 0 | 0 | 0 | 0 | 0 | 0 | 0 | 0 | 0 | 0 | 0 | 0 | 0 | 0 | 0 | 0 | 0 | 0 | 12 | 0
NO |  | 186 | 2015 | 11 | 32 | 32 |  | DISCOVERY | RESTON (2043) | 230 | 230 | STEEL TWR | 0 | 1.3 | 0 | ACSS 1192.5 | 0 | 0 | 0 | 0 | 0 | 0 | 0 | 0 | 0 | 0 | 0 | 0 | 0 | 0 | 0 | 0 | 0 | 0 | 0 | 0 | 0 | 0 | 0 | 12 | 0
NO |  | 186 | 2015 | 11 | 33 | 33 |  | FOUR RIVERS | BEAR ISLAND DP (REC) (2044) | 230 | 230 | CONC HFRM | 0.09 | 0 | 1 | ACSR 795 | 0 | 0 | 0 | 0 | 0 | 0 | 0 | 0 | 0 | 0 | 0 | 0 | 0 | 0 | 0 | 0 | 0 | 0 | 0 | 0 | 0 | 0 | 0 | 12 | 0
NO |  | 186 | 2015 | 11 | 34 | 34 |  | LOUDOUN | BRAMBLETON (2045) | 230 | 230 | STEEL POLE | 0.42 | 0 | 1 | ACCR 1033 | 0 | 0 | 0 | 0 | 0 | 0 | 0 | 0 | 0 | 0 | 0 | 0 | 0 | 0 | 0 | 0 | 0 | 0 | 0 | 0 | 0 | 0 | 0 | 12 | 0
NO |  | 186 | 2015 | 11 | 35 | 35 |  | LOUDOUN | BRAMBLETON (2045) | 230 | 230 | STEEL TWR | 0 | 0.2 | 0 | ACCR 1033 | 0 | 0 | 0 | 0 | 0 | 0 | 0 | 0 | 0 | 0 | 0 | 0 | 0 | 0 | 0 | 0 | 0 | 0 | 0 | 0 | 0 | 0 | 0 | 12 | 0
NO |  | 186 | 2015 | 12 | 1 | 1 |  | LOUDOUN | BRAMBLETON (2045) | 230 | 230 | STEEL TWR | 4.34 | 0 | 0 | ACCR 1033 | 0 | 0 | 0 | 0 | 0 | 0 | 0 | 0 | 0 | 0 | 0 | 0 | 0 | 0 | 0 | 0 | 0 | 0 | 0 | 0 | 0 | 0 | 0 | 12 | 0
NO |  | 186 | 2015 | 12 | 2 | 2 |  | HOPEWELL | POLYESTER PWR STA (2046) | 230 | 230 | CONC HFRM | 0 | 0.03 | 1 | ACAR 1534 | 0 | 0 | 0 | 0 | 0 | 0 | 0 | 0 | 0 | 0 | 0 | 0 | 0 | 0 | 0 | 0 | 0 | 0 | 0 | 0 | 0 | 0 | 0 | 12 | 0
NO |  | 186 | 2015 | 12 | 3 | 3 |  | HOPEWELL | POLYESTER PWR STA (2046) | 230 | 230 | STEEL POLE | 0 | 0.05 | 0 | ACAR 1534 | 0 | 0 | 0 | 0 | 0 | 0 | 0 | 0 | 0 | 0 | 0 | 0 | 0 | 0 | 0 | 0 | 0 | 0 | 0 | 0 | 0 | 0 | 0 | 12 | 0
NO |  | 186 | 2015 | 12 | 4 | 4 |  | HOPEWELL | POLYESTER PWR STA (2046) | 230 | 230 | STEEL POLE | 0.62 | 0 | 0 | ACAR 1534 | 0 | 0 | 0 | 0 | 0 | 0 | 0 | 0 | 0 | 0 | 0 | 0 | 0 | 0 | 0 | 0 | 0 | 0 | 0 | 0 | 0 | 0 | 0 | 12 | 0
NO |  | 186 | 2015 | 12 | 5 | 5 |  | GRAVEL NECK | SURRY (2047) | 230 | 230 | CONC HFRM | 0 | 0.07 | 1 | ACAR 2500 | 0 | 0 | 0 | 0 | 0 | 0 | 0 | 0 | 0 | 0 | 0 | 0 | 0 | 0 | 0 | 0 | 0 | 0 | 0 | 0 | 0 | 0 | 0 | 12 | 0
NO |  | 186 | 2015 | 12 | 6 | 6 |  | GRAVEL NECK | SURRY (2047) | 230 | 230 | CONC POLE | 0.2 | 0 | 0 | ACSR 1033.5 | 0 | 0 | 0 | 0 | 0 | 0 | 0 | 0 | 0 | 0 | 0 | 0 | 0 | 0 | 0 | 0 | 0 | 0 | 0 | 0 | 0 | 0 | 0 | 12 | 0
NO |  | 186 | 2015 | 12 | 7 | 7 |  | GRAVEL NECK | SURRY (2047) | 230 | 230 | STEEL TWR | 0.03 | 0 | 0 | ACSR 1033.5 | 0 | 0 | 0 | 0 | 0 | 0 | 0 | 0 | 0 | 0 | 0 | 0 | 0 | 0 | 0 | 0 | 0 | 0 | 0 | 0 | 0 | 0 | 0 | 12 | 0
NO |  | 186 | 2015 | 12 | 8 | 8 |  | GRAVEL NECK | SURRY (2048) | 230 | 230 | CONC HFRM | 0 | 0.06 | 1 | ACAR 2500 | 0 | 0 | 0 | 0 | 0 | 0 | 0 | 0 | 0 | 0 | 0 | 0 | 0 | 0 | 0 | 0 | 0 | 0 | 0 | 0 | 0 | 0 | 0 | 12 | 0
NO |  | 186 | 2015 | 12 | 9 | 9 |  | GRAVEL NECK | SURRY (2048) | 230 | 230 | CONC POLE | 0.23 | 0 | 0 | ACSR 1033.5 | 0 | 0 | 0 | 0 | 0 | 0 | 0 | 0 | 0 | 0 | 0 | 0 | 0 | 0 | 0 | 0 | 0 | 0 | 0 | 0 | 0 | 0 | 0 | 12 | 0
NO |  | 186 | 2015 | 12 | 10 | 10 |  | GRAVEL NECK | SURRY (2048) | 230 | 230 | STEEL TWR | 0.13 | 0 | 0 | ACSR 1033.5 | 0 | 0 | 0 | 0 | 0 | 0 | 0 | 0 | 0 | 0 | 0 | 0 | 0 | 0 | 0 | 0 | 0 | 0 | 0 | 0 | 0 | 0 | 0 | 12 | 0
NO |  | 186 | 2015 | 12 | 11 | 11 |  | CHESTERFIELD 230 | ALLIED (2049) | 230 | 230 | CONC HFRM | 0.35 | 0 | 1 | ACSR 636 | 0 | 0 | 0 | 0 | 0 | 0 | 0 | 0 | 0 | 0 | 0 | 0 | 0 | 0 | 0 | 0 | 0 | 0 | 0 | 0 | 0 | 0 | 0 | 12 | 0
NO |  | 186 | 2015 | 12 | 12 | 12 |  | CHESTERFIELD 230 | ALLIED (2049) | 230 | 230 | STEEL HFRM | 0 | 2.13 | 0 | ACSR 636 | 0 | 0 | 0 | 0 | 0 | 0 | 0 | 0 | 0 | 0 | 0 | 0 | 0 | 0 | 0 | 0 | 0 | 0 | 0 | 0 | 0 | 0 | 0 | 12 | 0
NO |  | 186 | 2015 | 12 | 13 | 13 |  | CHESTERFIELD 230 | ALLIED (2049) | 230 | 230 | STEEL HFRM | 0.06 | 0 | 0 | ACSR 636 | 0 | 0 | 0 | 0 | 0 | 0 | 0 | 0 | 0 | 0 | 0 | 0 | 0 | 0 | 0 | 0 | 0 | 0 | 0 | 0 | 0 | 0 | 0 | 12 | 0
NO |  | 186 | 2015 | 12 | 14 | 14 |  | CHESTERFIELD 230 | ALLIED (2049) | 230 | 230 | STEEL POLE | 0 | 0.54 | 0 | ACSR 636 | 0 | 0 | 0 | 0 | 0 | 0 | 0 | 0 | 0 | 0 | 0 | 0 | 0 | 0 | 0 | 0 | 0 | 0 | 0 | 0 | 0 | 0 | 0 | 12 | 0
NO |  | 186 | 2015 | 12 | 15 | 15 |  | CHESTERFIELD 230 | ALLIED (2049) | 230 | 230 | STEEL POLE | 2.04 | 0 | 0 | ACSR 636 | 0 | 0 | 0 | 0 | 0 | 0 | 0 | 0 | 0 | 0 | 0 | 0 | 0 | 0 | 0 | 0 | 0 | 0 | 0 | 0 | 0 | 0 | 0 | 12 | 0
NO |  | 186 | 2015 | 12 | 16 | 16 |  | CHESTERFIELD 230 | ALLIED (2049) | 230 | 230 | STEEL TWR | 2.77 | 0 | 0 | ACSR 636 | 0 | 0 | 0 | 0 | 0 | 0 | 0 | 0 | 0 | 0 | 0 | 0 | 0 | 0 | 0 | 0 | 0 | 0 | 0 | 0 | 0 | 0 | 0 | 12 | 0
NO |  | 186 | 2015 | 12 | 17 | 17 |  | CHESTERFIELD 230 | ALLIED (2049) | 230 | 230 | WOOD HFRM | 1.15 | 0 | 0 | ACSR 636 | 0 | 0 | 0 | 0 | 0 | 0 | 0 | 0 | 0 | 0 | 0 | 0 | 0 | 0 | 0 | 0 | 0 | 0 | 0 | 0 | 0 | 0 | 0 | 12 | 0
NO |  | 186 | 2015 | 12 | 18 | 18 |  | CHESTERFIELD 230 | ALLIED (2049) | 230 | 230 | WOOD POLE | 0.91 | 0 | 0 | ACSR 636 | 0 | 0 | 0 | 0 | 0 | 0 | 0 | 0 | 0 | 0 | 0 | 0 | 0 | 0 | 0 | 0 | 0 | 0 | 0 | 0 | 0 | 0 | 0 | 12 | 0
NO |  | 186 | 2015 | 12 | 19 | 19 |  | CHESTERFIELD 230 | LOCKS (205) | 230 | 230 | CONC HFRM | 0.07 | 0 | 1 | ACSR 1033.5 | 0 | 0 | 0 | 0 | 0 | 0 | 0 | 0 | 0 | 0 | 0 | 0 | 0 | 0 | 0 | 0 | 0 | 0 | 0 | 0 | 0 | 0 | 0 | 12 | 0
NO |  | 186 | 2015 | 12 | 20 | 20 |  | CHESTERFIELD 230 | LOCKS (205) | 230 | 230 | CONC HFRM | 0.05 | 0 | 0 | ACAR 1109 | 0 | 0 | 0 | 0 | 0 | 0 | 0 | 0 | 0 | 0 | 0 | 0 | 0 | 0 | 0 | 0 | 0 | 0 | 0 | 0 | 0 | 0 | 0 | 12 | 0
NO |  | 186 | 2015 | 12 | 21 | 21 |  | CHESTERFIELD 230 | LOCKS (205) | 230 | 230 | STEEL POLE | 0.2 | 0 | 0 | ACAR 1109 | 0 | 0 | 0 | 0 | 0 | 0 | 0 | 0 | 0 | 0 | 0 | 0 | 0 | 0 | 0 | 0 | 0 | 0 | 0 | 0 | 0 | 0 | 0 | 12 | 0
NO |  | 186 | 2015 | 12 | 22 | 22 |  | CHESTERFIELD 230 | LOCKS (205) | 230 | 230 | STEEL TWR | 0 | 0.23 | 0 | ACSR 1033.5 | 0 | 0 | 0 | 0 | 0 | 0 | 0 | 0 | 0 | 0 | 0 | 0 | 0 | 0 | 0 | 0 | 0 | 0 | 0 | 0 | 0 | 0 | 0 | 12 | 0
NO |  | 186 | 2015 | 12 | 23 | 23 |  | CHESTERFIELD 230 | LOCKS (205) | 230 | 230 | STEEL TWR | 8.94 | 0 | 0 | ACSR 1033.5 | 0 | 0 | 0 | 0 | 0 | 0 | 0 | 0 | 0 | 0 | 0 | 0 | 0 | 0 | 0 | 0 | 0 | 0 | 0 | 0 | 0 | 0 | 0 | 12 | 0
NO |  | 186 | 2015 | 12 | 24 | 24 |  | CHESTERFIELD 230 | LOCKS (205) | 230 | 230 | STEEL TWR | 2.86 | 0 | 0 | ACAR 1109 | 0 | 0 | 0 | 0 | 0 | 0 | 0 | 0 | 0 | 0 | 0 | 0 | 0 | 0 | 0 | 0 | 0 | 0 | 0 | 0 | 0 | 0 | 0 | 12 | 0
NO |  | 186 | 2015 | 12 | 25 | 25 |  | ALLIED | CHICKAHOMINY (2050) | 230 | 230 | CONC HFRM | 0 | 0.02 | 1 | ACSR 636 | 0 | 0 | 0 | 0 | 0 | 0 | 0 | 0 | 0 | 0 | 0 | 0 | 0 | 0 | 0 | 0 | 0 | 0 | 0 | 0 | 0 | 0 | 0 | 12 | 0
NO |  | 186 | 2015 | 12 | 26 | 26 |  | ALLIED | CHICKAHOMINY (2050) | 230 | 230 | CONC HFRM | 0.2 | 0 | 0 | ACSR 636 | 0 | 0 | 0 | 0 | 0 | 0 | 0 | 0 | 0 | 0 | 0 | 0 | 0 | 0 | 0 | 0 | 0 | 0 | 0 | 0 | 0 | 0 | 0 | 12 | 0
NO |  | 186 | 2015 | 12 | 27 | 27 |  | ALLIED | CHICKAHOMINY (2050) | 230 | 230 | STEEL HFRM | 0.1 | 0 | 0 | ACSR 636 | 0 | 0 | 0 | 0 | 0 | 0 | 0 | 0 | 0 | 0 | 0 | 0 | 0 | 0 | 0 | 0 | 0 | 0 | 0 | 0 | 0 | 0 | 0 | 12 | 0
NO |  | 186 | 2015 | 12 | 28 | 28 |  | ALLIED | CHICKAHOMINY (2050) | 230 | 230 | STEEL POLE | 0 | 0.42 | 0 | ACSR 636 | 0 | 0 | 0 | 0 | 0 | 0 | 0 | 0 | 0 | 0 | 0 | 0 | 0 | 0 | 0 | 0 | 0 | 0 | 0 | 0 | 0 | 0 | 0 | 12 | 0
NO |  | 186 | 2015 | 12 | 29 | 29 |  | ALLIED | CHICKAHOMINY (2050) | 230 | 230 | STEEL POLE | 1.96 | 0 | 0 | ACSR 636 | 0 | 0 | 0 | 0 | 0 | 0 | 0 | 0 | 0 | 0 | 0 | 0 | 0 | 0 | 0 | 0 | 0 | 0 | 0 | 0 | 0 | 0 | 0 | 12 | 0
NO |  | 186 | 2015 | 12 | 30 | 30 |  | ALLIED | CHICKAHOMINY (2050) | 230 | 230 | STEEL TWR | 0 | 2.03 | 0 | ACSR 636 | 0 | 0 | 0 | 0 | 0 | 0 | 0 | 0 | 0 | 0 | 0 | 0 | 0 | 0 | 0 | 0 | 0 | 0 | 0 | 0 | 0 | 0 | 0 | 12 | 0
NO |  | 186 | 2015 | 12 | 31 | 31 |  | ALLIED | CHICKAHOMINY (2050) | 230 | 230 | STEEL TWR | 3.77 | 0 | 0 | ACSR 636 | 0 | 0 | 0 | 0 | 0 | 0 | 0 | 0 | 0 | 0 | 0 | 0 | 0 | 0 | 0 | 0 | 0 | 0 | 0 | 0 | 0 | 0 | 0 | 12 | 0
NO |  | 186 | 2015 | 12 | 32 | 32 |  | ALLIED | CHICKAHOMINY (2050) | 230 | 230 | WOOD HFRM | 4.55 | 0 | 0 | ACSR 636 | 0 | 0 | 0 | 0 | 0 | 0 | 0 | 0 | 0 | 0 | 0 | 0 | 0 | 0 | 0 | 0 | 0 | 0 | 0 | 0 | 0 | 0 | 0 | 12 | 0
NO |  | 186 | 2015 | 12 | 33 | 33 |  | ALLIED | CHICKAHOMINY (2050) | 230 | 230 | WOOD POLE | 0 | 0.11 | 0 | ACSR 636 | 0 | 0 | 0 | 0 | 0 | 0 | 0 | 0 | 0 | 0 | 0 | 0 | 0 | 0 | 0 | 0 | 0 | 0 | 0 | 0 | 0 | 0 | 0 | 12 | 0
NO |  | 186 | 2015 | 12 | 34 | 34 |  | ALLIED | CHICKAHOMINY (2050) | 230 | 230 | WOOD POLE | 1.7 | 0 | 0 | ACSR 636 | 0 | 0 | 0 | 0 | 0 | 0 | 0 | 0 | 0 | 0 | 0 | 0 | 0 | 0 | 0 | 0 | 0 | 0 | 0 | 0 | 0 | 0 | 0 | 12 | 0
NO |  | 186 | 2015 | 12 | 35 | 35 |  | PENDER | CLIFTON (2051) | 230 | 230 | CONC HFRM | 0 | 0.03 | 1 | ACAR 2500 | 0 | 0 | 0 | 0 | 0 | 0 | 0 | 0 | 0 | 0 | 0 | 0 | 0 | 0 | 0 | 0 | 0 | 0 | 0 | 0 | 0 | 0 | 0 | 12 | 0
NO |  | 186 | 2015 | 13 | 1 | 1 |  | PENDER | CLIFTON (2051) | 230 | 230 | STEEL HFRM | 0 | 0.17 | 0 | ACSR 1033.5 | 0 | 0 | 0 | 0 | 0 | 0 | 0 | 0 | 0 | 0 | 0 | 0 | 0 | 0 | 0 | 0 | 0 | 0 | 0 | 0 | 0 | 0 | 0 | 12 | 0
NO |  | 186 | 2015 | 13 | 2 | 2 |  | PENDER | CLIFTON (2051) | 230 | 230 | STEEL HFRM | 0 | 2.67 | 0 | ACAR 2500 | 0 | 0 | 0 | 0 | 0 | 0 | 0 | 0 | 0 | 0 | 0 | 0 | 0 | 0 | 0 | 0 | 0 | 0 | 0 | 0 | 0 | 0 | 0 | 12 | 0
NO |  | 186 | 2015 | 13 | 3 | 3 |  | PENDER | CLIFTON (2051) | 230 | 230 | STEEL POLE | 0 | 0.34 | 0 | ACSR 1033.5 | 0 | 0 | 0 | 0 | 0 | 0 | 0 | 0 | 0 | 0 | 0 | 0 | 0 | 0 | 0 | 0 | 0 | 0 | 0 | 0 | 0 | 0 | 0 | 12 | 0
NO |  | 186 | 2015 | 13 | 4 | 4 |  | PENDER | CLIFTON (2051) | 230 | 230 | STEEL POLE | 0 | 3.93 | 0 | ACAR 2500 | 0 | 0 | 0 | 0 | 0 | 0 | 0 | 0 | 0 | 0 | 0 | 0 | 0 | 0 | 0 | 0 | 0 | 0 | 0 | 0 | 0 | 0 | 0 | 12 | 0
NO |  | 186 | 2015 | 13 | 5 | 5 |  | PENDER | CLIFTON (2051) | 230 | 230 | STEEL POLE | 0.1 | 0 | 0 | ACSR 1033.5 | 0 | 0 | 0 | 0 | 0 | 0 | 0 | 0 | 0 | 0 | 0 | 0 | 0 | 0 | 0 | 0 | 0 | 0 | 0 | 0 | 0 | 0 | 0 | 12 | 0
NO |  | 186 | 2015 | 13 | 6 | 6 |  | PENDER | CLIFTON (2051) | 230 | 230 | STEEL TWR | 0 | 2.47 | 0 | ACSR 1033.5 | 0 | 0 | 0 | 0 | 0 | 0 | 0 | 0 | 0 | 0 | 0 | 0 | 0 | 0 | 0 | 0 | 0 | 0 | 0 | 0 | 0 | 0 | 0 | 12 | 0
NO |  | 186 | 2015 | 13 | 7 | 7 |  | LEXINGTON | CLIFTON FORGE (2052) | 230 | 230 | CONC HFRM | 0.02 | 0 | 1 | ACAR 1109 | 0 | 0 | 0 | 0 | 0 | 0 | 0 | 0 | 0 | 0 | 0 | 0 | 0 | 0 | 0 | 0 | 0 | 0 | 0 | 0 | 0 | 0 | 0 | 12 | 0
NO |  | 186 | 2015 | 13 | 8 | 8 |  | LEXINGTON | CLIFTON FORGE (2052) | 230 | 230 | STEEL POLE | 0.05 | 0 | 0 | ACSR 1033.5 | 0 | 0 | 0 | 0 | 0 | 0 | 0 | 0 | 0 | 0 | 0 | 0 | 0 | 0 | 0 | 0 | 0 | 0 | 0 | 0 | 0 | 0 | 0 | 12 | 0
NO |  | 186 | 2015 | 13 | 9 | 9 |  | LEXINGTON | CLIFTON FORGE (2052) | 230 | 230 | STEEL TWR | 0 | 0.08 | 0 | ACSR 1033.5 | 0 | 0 | 0 | 0 | 0 | 0 | 0 | 0 | 0 | 0 | 0 | 0 | 0 | 0 | 0 | 0 | 0 | 0 | 0 | 0 | 0 | 0 | 0 | 12 | 0
NO |  | 186 | 2015 | 13 | 10 | 10 |  | LEXINGTON | CLIFTON FORGE (2052) | 230 | 230 | STEEL TWR | 0 | 10.08 | 0 | ACAR 1109 | 0 | 0 | 0 | 0 | 0 | 0 | 0 | 0 | 0 | 0 | 0 | 0 | 0 | 0 | 0 | 0 | 0 | 0 | 0 | 0 | 0 | 0 | 0 | 12 | 0
NO |  | 186 | 2015 | 13 | 11 | 11 |  | LEXINGTON | CLIFTON FORGE (2052) | 230 | 230 | STEEL TWR | 23.15 | 0 | 0 | ACSR 1033.5 | 0 | 0 | 0 | 0 | 0 | 0 | 0 | 0 | 0 | 0 | 0 | 0 | 0 | 0 | 0 | 0 | 0 | 0 | 0 | 0 | 0 | 0 | 0 | 12 | 0
NO |  | 186 | 2015 | 13 | 12 | 12 |  | LEXINGTON | CLIFTON FORGE (2052) | 230 | 230 | WOOD HFRM | 0.06 | 0 | 0 | ACAR 1109 | 0 | 0 | 0 | 0 | 0 | 0 | 0 | 0 | 0 | 0 | 0 | 0 | 0 | 0 | 0 | 0 | 0 | 0 | 0 | 0 | 0 | 0 | 0 | 12 | 0
NO |  | 186 | 2015 | 13 | 13 | 13 |  | LEXINGTON | CLIFTON FORGE (2052) | 230 | 230 | WOOD POLE | 0 | 0.07 | 0 | ACAR 1109 | 0 | 0 | 0 | 0 | 0 | 0 | 0 | 0 | 0 | 0 | 0 | 0 | 0 | 0 | 0 | 0 | 0 | 0 | 0 | 0 | 0 | 0 | 0 | 12 | 0
NO |  | 186 | 2015 | 13 | 14 | 14 |  | LEXINGTON | CLIFTON FORGE (2052) | 230 | 230 | WOOD POLE | 0.06 | 0 | 0 | ACAR 1109 | 0 | 0 | 0 | 0 | 0 | 0 | 0 | 0 | 0 | 0 | 0 | 0 | 0 | 0 | 0 | 0 | 0 | 0 | 0 | 0 | 0 | 0 | 0 | 12 | 0
NO |  | 186 | 2015 | 13 | 15 | 15 |  | NORTHEAST | DARBYTOWN (2053) | 230 | 230 | STEEL TWR | 0 | 3.58 | 1 | ACAR 721 | 0 | 0 | 0 | 0 | 0 | 0 | 0 | 0 | 0 | 0 | 0 | 0 | 0 | 0 | 0 | 0 | 0 | 0 | 0 | 0 | 0 | 0 | 0 | 12 | 0
NO |  | 186 | 2015 | 13 | 16 | 16 |  | NORTHEAST | DARBYTOWN (2053) | 230 | 230 | STEEL TWR | 0.08 | 0 | 0 | ACAR 2500 | 0 | 0 | 0 | 0 | 0 | 0 | 0 | 0 | 0 | 0 | 0 | 0 | 0 | 0 | 0 | 0 | 0 | 0 | 0 | 0 | 0 | 0 | 0 | 12 | 0
NO |  | 186 | 2015 | 13 | 17 | 17 |  | CHARLOTTEVILLE | HOLLYMEAD (2054) | 230 | 230 | STEEL HFRM | 1.93 | 0 | 1 | ACSR 477 | 0 | 0 | 0 | 0 | 0 | 0 | 0 | 0 | 0 | 0 | 0 | 0 | 0 | 0 | 0 | 0 | 0 | 0 | 0 | 0 | 0 | 0 | 0 | 12 | 0
NO |  | 186 | 2015 | 13 | 18 | 18 |  | CHARLOTTEVILLE | HOLLYMEAD (2054) | 230 | 230 | STEEL HFRM | 5.9 | 0 | 0 | ACSR 636 | 0 | 0 | 0 | 0 | 0 | 0 | 0 | 0 | 0 | 0 | 0 | 0 | 0 | 0 | 0 | 0 | 0 | 0 | 0 | 0 | 0 | 0 | 0 | 12 | 0
NO |  | 186 | 2015 | 13 | 19 | 19 |  | CHARLOTTEVILLE | HOLLYMEAD (2054) | 230 | 230 | STEEL POLE | 0.11 | 0 | 0 | ACSR 477 | 0 | 0 | 0 | 0 | 0 | 0 | 0 | 0 | 0 | 0 | 0 | 0 | 0 | 0 | 0 | 0 | 0 | 0 | 0 | 0 | 0 | 0 | 0 | 12 | 0
NO |  | 186 | 2015 | 13 | 20 | 20 |  | CHARLOTTEVILLE | HOLLYMEAD (2054) | 230 | 230 | STEEL POLE | 2.5 | 0 | 0 | ACSR 636 | 0 | 0 | 0 | 0 | 0 | 0 | 0 | 0 | 0 | 0 | 0 | 0 | 0 | 0 | 0 | 0 | 0 | 0 | 0 | 0 | 0 | 0 | 0 | 12 | 0
NO |  | 186 | 2015 | 13 | 21 | 21 |  | CHARLOTTEVILLE | HOLLYMEAD (2054) | 230 | 230 | WOOD HFRM | 5.68 | 0 | 0 | ACSR 477 | 0 | 0 | 0 | 0 | 0 | 0 | 0 | 0 | 0 | 0 | 0 | 0 | 0 | 0 | 0 | 0 | 0 | 0 | 0 | 0 | 0 | 0 | 0 | 12 | 0
NO |  | 186 | 2015 | 13 | 22 | 22 |  | CHARLOTTEVILLE | HOLLYMEAD (2054) | 230 | 230 | WOOD HFRM | 0.12 | 0 | 0 | ACSR 636 | 0 | 0 | 0 | 0 | 0 | 0 | 0 | 0 | 0 | 0 | 0 | 0 | 0 | 0 | 0 | 0 | 0 | 0 | 0 | 0 | 0 | 0 | 0 | 12 | 0
NO |  | 186 | 2015 | 13 | 23 | 23 |  | CHARLOTTEVILLE | HOLLYMEAD (2054) | 230 | 230 | WOOD POLE | 0.84 | 0 | 0 | ACSR 477 | 0 | 0 | 0 | 0 | 0 | 0 | 0 | 0 | 0 | 0 | 0 | 0 | 0 | 0 | 0 | 0 | 0 | 0 | 0 | 0 | 0 | 0 | 0 | 12 | 0
NO |  | 186 | 2015 | 13 | 24 | 24 |  | BASIN | BELLEMEADE (2055) | 230 | 230 | STEEL HFRM | 0.04 | 0 | 1 | ACAR 1534 | 0 | 0 | 0 | 0 | 0 | 0 | 0 | 0 | 0 | 0 | 0 | 0 | 0 | 0 | 0 | 0 | 0 | 0 | 0 | 0 | 0 | 0 | 0 | 12 | 0
NO |  | 186 | 2015 | 13 | 25 | 25 |  | BASIN | BELLEMEADE (2055) | 230 | 230 | STEEL POLE | 0 | 0.04 | 0 | ACAR 1534 | 0 | 0 | 0 | 0 | 0 | 0 | 0 | 0 | 0 | 0 | 0 | 0 | 0 | 0 | 0 | 0 | 0 | 0 | 0 | 0 | 0 | 0 | 0 | 12 | 0
NO |  | 186 | 2015 | 13 | 26 | 26 |  | BASIN | BELLEMEADE (2055) | 230 | 230 | STEEL POLE | 0.43 | 0 | 0 | ACAR 1534 | 0 | 0 | 0 | 0 | 0 | 0 | 0 | 0 | 0 | 0 | 0 | 0 | 0 | 0 | 0 | 0 | 0 | 0 | 0 | 0 | 0 | 0 | 0 | 12 | 0
NO |  | 186 | 2015 | 13 | 27 | 27 |  | BASIN | BELLEMEADE (2055) | 230 | 230 | STEEL TWR | 0 | 0.03 | 0 | ACAR 1534 | 0 | 0 | 0 | 0 | 0 | 0 | 0 | 0 | 0 | 0 | 0 | 0 | 0 | 0 | 0 | 0 | 0 | 0 | 0 | 0 | 0 | 0 | 0 | 12 | 0
NO |  | 186 | 2015 | 13 | 28 | 28 |  | HORNERTOWN | ROCKY MOUNT (CP&L) (2056) | 230 | 230 | CONC HFRM | 0 | 0.04 | 1 | ACSR 1033.5 | 0 | 0 | 0 | 0 | 0 | 0 | 0 | 0 | 0 | 0 | 0 | 0 | 0 | 0 | 0 | 0 | 0 | 0 | 0 | 0 | 0 | 0 | 0 | 12 | 0
NO |  | 186 | 2015 | 13 | 29 | 29 |  | HORNERTOWN | ROCKY MOUNT (CP&L) (2056) | 230 | 230 | CONC HFRM | 0.17 | 0 | 0 | ACAR 1109 | 0 | 0 | 0 | 0 | 0 | 0 | 0 | 0 | 0 | 0 | 0 | 0 | 0 | 0 | 0 | 0 | 0 | 0 | 0 | 0 | 0 | 0 | 0 | 12 | 0
NO |  | 186 | 2015 | 13 | 30 | 30 |  | HORNERTOWN | ROCKY MOUNT (CP&L) (2056) | 230 | 230 | STEEL HFRM | 1.66 | 0 | 0 | ACSR 1033.5 | 0 | 0 | 0 | 0 | 0 | 0 | 0 | 0 | 0 | 0 | 0 | 0 | 0 | 0 | 0 | 0 | 0 | 0 | 0 | 0 | 0 | 0 | 0 | 12 | 0
NO |  | 186 | 2015 | 13 | 31 | 31 |  | HORNERTOWN | ROCKY MOUNT (CP&L) (2056) | 230 | 230 | STEEL TWR | 0 | 2.41 | 0 | ACSR 1033.5 | 0 | 0 | 0 | 0 | 0 | 0 | 0 | 0 | 0 | 0 | 0 | 0 | 0 | 0 | 0 | 0 | 0 | 0 | 0 | 0 | 0 | 0 | 0 | 12 | 0
NO |  | 186 | 2015 | 13 | 32 | 32 |  | HORNERTOWN | ROCKY MOUNT (CP&L) (2056) | 230 | 230 | STEEL TWR | 0.34 | 0 | 0 | ACSR 1033.5 | 0 | 0 | 0 | 0 | 0 | 0 | 0 | 0 | 0 | 0 | 0 | 0 | 0 | 0 | 0 | 0 | 0 | 0 | 0 | 0 | 0 | 0 | 0 | 12 | 0
NO |  | 186 | 2015 | 13 | 33 | 33 |  | HORNERTOWN | ROCKY MOUNT (CP&L) (2056) | 230 | 230 | STEEL TWR | 3.99 | 0 | 0 | ACAR 1109 | 0 | 0 | 0 | 0 | 0 | 0 | 0 | 0 | 0 | 0 | 0 | 0 | 0 | 0 | 0 | 0 | 0 | 0 | 0 | 0 | 0 | 0 | 0 | 12 | 0
NO |  | 186 | 2015 | 13 | 34 | 34 |  | HORNERTOWN | ROCKY MOUNT (CP&L) (2056) | 230 | 230 | WOOD HFRM | 0 | 0.15 | 0 | ACSR 1033.5 | 0 | 0 | 0 | 0 | 0 | 0 | 0 | 0 | 0 | 0 | 0 | 0 | 0 | 0 | 0 | 0 | 0 | 0 | 0 | 0 | 0 | 0 | 0 | 12 | 0
NO |  | 186 | 2015 | 13 | 35 | 35 |  | HORNERTOWN | ROCKY MOUNT (CP&L) (2056) | 230 | 230 | WOOD HFRM | 23.94 | 0 | 0 | ACSR 1033.5 | 0 | 0 | 0 | 0 | 0 | 0 | 0 | 0 | 0 | 0 | 0 | 0 | 0 | 0 | 0 | 0 | 0 | 0 | 0 | 0 | 0 | 0 | 0 | 12 | 0
NO |  | 186 | 2015 | 14 | 1 | 1 |  | HORNERTOWN | ROCKY MOUNT (CP&L) (2056) | 230 | 230 | WOOD POLE | 0.34 | 0 | 0 | ACSR 1033.5 | 0 | 0 | 0 | 0 | 0 | 0 | 0 | 0 | 0 | 0 | 0 | 0 | 0 | 0 | 0 | 0 | 0 | 0 | 0 | 0 | 0 | 0 | 0 | 12 | 0
NO |  | 186 | 2015 | 14 | 2 | 2 |  | HORNERTOWN | ROSEMARY NUG (2057) | 230 | 230 | CONC HFRM | 0.03 | 0 | 1 | ACAR 1534 | 0 | 0 | 0 | 0 | 0 | 0 | 0 | 0 | 0 | 0 | 0 | 0 | 0 | 0 | 0 | 0 | 0 | 0 | 0 | 0 | 0 | 0 | 0 | 12 | 0
NO |  | 186 | 2015 | 14 | 3 | 3 |  | HORNERTOWN | ROSEMARY NUG (2057) | 230 | 230 | STEEL POLE | 0.48 | 0 | 0 | ACAR 1534 | 0 | 0 | 0 | 0 | 0 | 0 | 0 | 0 | 0 | 0 | 0 | 0 | 0 | 0 | 0 | 0 | 0 | 0 | 0 | 0 | 0 | 0 | 0 | 12 | 0
NO |  | 186 | 2015 | 14 | 4 | 4 |  | EDGECOMBE NUG | ROCKY MOUNT (CP&L) (2058) | 230 | 230 | CONC HFRM | 0 | 0.03 | 1 | ACAR 1534 | 0 | 0 | 0 | 0 | 0 | 0 | 0 | 0 | 0 | 0 | 0 | 0 | 0 | 0 | 0 | 0 | 0 | 0 | 0 | 0 | 0 | 0 | 0 | 12 | 0
NO |  | 186 | 2015 | 14 | 5 | 5 |  | EDGECOMBE NUG | ROCKY MOUNT (CP&L) (2058) | 230 | 230 | STEEL POLE | 0 | 0.24 | 0 | ACAR 1534 | 0 | 0 | 0 | 0 | 0 | 0 | 0 | 0 | 0 | 0 | 0 | 0 | 0 | 0 | 0 | 0 | 0 | 0 | 0 | 0 | 0 | 0 | 0 | 12 | 0
NO |  | 186 | 2015 | 14 | 6 | 6 |  | EDGECOMBE NUG | ROCKY MOUNT (CP&L) (2058) | 230 | 230 | STEEL POLE | 0.1 | 0 | 0 | ACSR 1033.5 | 0 | 0 | 0 | 0 | 0 | 0 | 0 | 0 | 0 | 0 | 0 | 0 | 0 | 0 | 0 | 0 | 0 | 0 | 0 | 0 | 0 | 0 | 0 | 12 | 0
NO |  | 186 | 2015 | 14 | 7 | 7 |  | EDGECOMBE NUG | ROCKY MOUNT (CP&L) (2058) | 230 | 230 | STEEL TWR | 0 | 4.03 | 0 | ACAR 1109 | 0 | 0 | 0 | 0 | 0 | 0 | 0 | 0 | 0 | 0 | 0 | 0 | 0 | 0 | 0 | 0 | 0 | 0 | 0 | 0 | 0 | 0 | 0 | 12 | 0
NO |  | 186 | 2015 | 14 | 8 | 8 |  | EDGECOMBE NUG | ROCKY MOUNT (CP&L) (2058) | 230 | 230 | STEEL TWR | 0.12 | 0 | 0 | ACAR 1109 | 0 | 0 | 0 | 0 | 0 | 0 | 0 | 0 | 0 | 0 | 0 | 0 | 0 | 0 | 0 | 0 | 0 | 0 | 0 | 0 | 0 | 0 | 0 | 12 | 0
NO |  | 186 | 2015 | 14 | 9 | 9 |  | EDGECOMBE NUG | ROCKY MOUNT (CP&L) (2058) | 230 | 230 | WOOD HFRM | 0 | 0.1 | 0 | ACSR 1033.5 | 0 | 0 | 0 | 0 | 0 | 0 | 0 | 0 | 0 | 0 | 0 | 0 | 0 | 0 | 0 | 0 | 0 | 0 | 0 | 0 | 0 | 0 | 0 | 12 | 0
NO |  | 186 | 2015 | 14 | 10 | 10 |  | EDGECOMBE NUG | ROCKY MOUNT (CP&L) (2058) | 230 | 230 | WOOD HFRM | 0.15 | 0 | 0 | ACSR 1033.5 | 0 | 0 | 0 | 0 | 0 | 0 | 0 | 0 | 0 | 0 | 0 | 0 | 0 | 0 | 0 | 0 | 0 | 0 | 0 | 0 | 0 | 0 | 0 | 12 | 0
NO |  | 186 | 2015 | 14 | 11 | 11 |  | CAROLINA | ROANOKE VALLEY NUG (2060) | 230 | 230 | CONC TWR | 0 | 0.04 | 1 | AAC 1590 | 0 | 0 | 0 | 0 | 0 | 0 | 0 | 0 | 0 | 0 | 0 | 0 | 0 | 0 | 0 | 0 | 0 | 0 | 0 | 0 | 0 | 0 | 0 | 12 | 0
NO |  | 186 | 2015 | 14 | 12 | 12 |  | CAROLINA | ROANOKE VALLEY NUG (2060) | 230 | 230 | STEEL HFRM | 0 | 1.26 | 0 | ACAR 1534 | 0 | 0 | 0 | 0 | 0 | 0 | 0 | 0 | 0 | 0 | 0 | 0 | 0 | 0 | 0 | 0 | 0 | 0 | 0 | 0 | 0 | 0 | 0 | 12 | 0
NO |  | 186 | 2015 | 14 | 13 | 13 |  | CAROLINA | ROANOKE VALLEY NUG (2060) | 230 | 230 | STEEL POLE | 0 | 0.83 | 0 | ACAR 1534 | 0 | 0 | 0 | 0 | 0 | 0 | 0 | 0 | 0 | 0 | 0 | 0 | 0 | 0 | 0 | 0 | 0 | 0 | 0 | 0 | 0 | 0 | 0 | 12 | 0
NO |  | 186 | 2015 | 14 | 14 | 14 |  | CAROLINA | ROANOKE VALLEY NUG (2060) | 230 | 230 | STEEL TWR | 0 | 1.96 | 0 | ACAR 545.6 | 0 | 0 | 0 | 0 | 0 | 0 | 0 | 0 | 0 | 0 | 0 | 0 | 0 | 0 | 0 | 0 | 0 | 0 | 0 | 0 | 0 | 0 | 0 | 12 | 0
NO |  | 186 | 2015 | 14 | 15 | 15 |  | FOUR RIVERS | FOUR RIVERS NUG (2061) | 230 | 230 | CONC HFRM | 0.12 | 0 | 1 | ACSR 1590 | 0 | 0 | 0 | 0 | 0 | 0 | 0 | 0 | 0 | 0 | 0 | 0 | 0 | 0 | 0 | 0 | 0 | 0 | 0 | 0 | 0 | 0 | 0 | 12 | 0
NO |  | 186 | 2015 | 14 | 16 | 16 |  | FOUR RIVERS | FOUR RIVERS NUG (2061) | 230 | 230 | WOOD POLE | 0.03 | 0 | 0 | ACSR 1590 | 0 | 0 | 0 | 0 | 0 | 0 | 0 | 0 | 0 | 0 | 0 | 0 | 0 | 0 | 0 | 0 | 0 | 0 | 0 | 0 | 0 | 0 | 0 | 12 | 0
NO |  | 186 | 2015 | 14 | 17 | 17 |  | RESTON | DRANESVILLE (2062) | 230 | 230 | CONC HFRM | 0 | 0.06 | 1 | ACSS 1033.5 | 0 | 0 | 0 | 0 | 0 | 0 | 0 | 0 | 0 | 0 | 0 | 0 | 0 | 0 | 0 | 0 | 0 | 0 | 0 | 0 | 0 | 0 | 0 | 12 | 0
NO |  | 186 | 2015 | 14 | 18 | 18 |  | RESTON | DRANESVILLE (2062) | 230 | 230 | CONC HFRM | 0.06 | 0 | 0 | ACSS 1033.5 | 0 | 0 | 0 | 0 | 0 | 0 | 0 | 0 | 0 | 0 | 0 | 0 | 0 | 0 | 0 | 0 | 0 | 0 | 0 | 0 | 0 | 0 | 0 | 12 | 0
NO |  | 186 | 2015 | 14 | 19 | 19 |  | RESTON | DRANESVILLE (2062) | 230 | 230 | STEEL POLE | 0 | 1.18 | 0 | ACSS 1033.5 | 0 | 0 | 0 | 0 | 0 | 0 | 0 | 0 | 0 | 0 | 0 | 0 | 0 | 0 | 0 | 0 | 0 | 0 | 0 | 0 | 0 | 0 | 0 | 12 | 0
NO |  | 186 | 2015 | 14 | 20 | 20 |  | RESTON | DRANESVILLE (2062) | 230 | 230 | STEEL POLE | 0.1 | 0 | 0 | ACSS 1033.5 | 0 | 0 | 0 | 0 | 0 | 0 | 0 | 0 | 0 | 0 | 0 | 0 | 0 | 0 | 0 | 0 | 0 | 0 | 0 | 0 | 0 | 0 | 0 | 12 | 0
NO |  | 186 | 2015 | 14 | 21 | 21 |  | RESTON | DRANESVILLE (2062) | 230 | 230 | STEEL POLE | 1.56 | 0 | 0 | ACSS 1192.5 | 0 | 0 | 0 | 0 | 0 | 0 | 0 | 0 | 0 | 0 | 0 | 0 | 0 | 0 | 0 | 0 | 0 | 0 | 0 | 0 | 0 | 0 | 0 | 12 | 0
NO |  | 186 | 2015 | 14 | 22 | 22 |  | CLIFTON | OX (2063) | 230 | 230 | CONC HFRM | 0 | 0.11 | 1 | ACSR 1272 | 0 | 0 | 0 | 0 | 0 | 0 | 0 | 0 | 0 | 0 | 0 | 0 | 0 | 0 | 0 | 0 | 0 | 0 | 0 | 0 | 0 | 0 | 0 | 12 | 0
NO |  | 186 | 2015 | 14 | 23 | 23 |  | CLIFTON | OX (2063) | 230 | 230 | STEEL HFRM | 0 | 0.07 | 0 | ACSR 1272 | 0 | 0 | 0 | 0 | 0 | 0 | 0 | 0 | 0 | 0 | 0 | 0 | 0 | 0 | 0 | 0 | 0 | 0 | 0 | 0 | 0 | 0 | 0 | 12 | 0
NO |  | 186 | 2015 | 14 | 24 | 24 |  | CLIFTON | OX (2063) | 230 | 230 | STEEL HFRM | 0.04 | 0 | 0 | ACSR 1272 | 0 | 0 | 0 | 0 | 0 | 0 | 0 | 0 | 0 | 0 | 0 | 0 | 0 | 0 | 0 | 0 | 0 | 0 | 0 | 0 | 0 | 0 | 0 | 12 | 0
NO |  | 186 | 2015 | 14 | 25 | 25 |  | CLIFTON | OX (2063) | 230 | 230 | STEEL POLE | 0 | 0.99 | 0 | ACSR 1272 | 0 | 0 | 0 | 0 | 0 | 0 | 0 | 0 | 0 | 0 | 0 | 0 | 0 | 0 | 0 | 0 | 0 | 0 | 0 | 0 | 0 | 0 | 0 | 12 | 0
NO |  | 186 | 2015 | 14 | 26 | 26 |  | CLIFTON | OX (2063) | 230 | 230 | STEEL TWR | 0 | 5.86 | 0 | ACSR 1272 | 0 | 0 | 0 | 0 | 0 | 0 | 0 | 0 | 0 | 0 | 0 | 0 | 0 | 0 | 0 | 0 | 0 | 0 | 0 | 0 | 0 | 0 | 0 | 12 | 0
NO |  | 186 | 2015 | 14 | 27 | 27 |  | CLIFTON | OX (2063) | 230 | 230 | STEEL TWR | 0.03 | 0 | 0 | ACSR 1272 | 0 | 0 | 0 | 0 | 0 | 0 | 0 | 0 | 0 | 0 | 0 | 0 | 0 | 0 | 0 | 0 | 0 | 0 | 0 | 0 | 0 | 0 | 0 | 12 | 0
NO |  | 186 | 2015 | 14 | 28 | 28 |  | SHAWBORO | KITTY HAWK (2064) | 230 | 230 | CONC HFRM | 1.86 | 0 | 1 | ACAR 545.6 | 0 | 0 | 0 | 0 | 0 | 0 | 0 | 0 | 0 | 0 | 0 | 0 | 0 | 0 | 0 | 0 | 0 | 0 | 0 | 0 | 0 | 0 | 0 | 12 | 0
NO |  | 186 | 2015 | 14 | 29 | 29 |  | SHAWBORO | KITTY HAWK (2064) | 230 | 230 | CONC POLE | 0.84 | 0 | 0 | ACSR 1033.5 | 0 | 0 | 0 | 0 | 0 | 0 | 0 | 0 | 0 | 0 | 0 | 0 | 0 | 0 | 0 | 0 | 0 | 0 | 0 | 0 | 0 | 0 | 0 | 12 | 0
NO |  | 186 | 2015 | 14 | 30 | 30 |  | SHAWBORO | KITTY HAWK (2064) | 230 | 230 | STEEL HFRM | 23.41 | 0 | 0 | ACAR 545.6 | 0 | 0 | 0 | 0 | 0 | 0 | 0 | 0 | 0 | 0 | 0 | 0 | 0 | 0 | 0 | 0 | 0 | 0 | 0 | 0 | 0 | 0 | 0 | 12 | 0
NO |  | 186 | 2015 | 14 | 31 | 31 |  | SHAWBORO | KITTY HAWK (2064) | 230 | 230 | STEEL POLE | 0 | 0.25 | 0 | ACAR 545.6 | 0 | 0 | 0 | 0 | 0 | 0 | 0 | 0 | 0 | 0 | 0 | 0 | 0 | 0 | 0 | 0 | 0 | 0 | 0 | 0 | 0 | 0 | 0 | 12 | 0
NO |  | 186 | 2015 | 14 | 32 | 32 |  | SHAWBORO | KITTY HAWK (2064) | 230 | 230 | STEEL POLE | 0.95 | 0 | 0 | ACSR 1033.5 | 0 | 0 | 0 | 0 | 0 | 0 | 0 | 0 | 0 | 0 | 0 | 0 | 0 | 0 | 0 | 0 | 0 | 0 | 0 | 0 | 0 | 0 | 0 | 12 | 0
NO |  | 186 | 2015 | 14 | 33 | 33 |  | SHAWBORO | KITTY HAWK (2064) | 230 | 230 | STEEL POLE | 0.07 | 0 | 0 | AAAC 1177 | 0 | 0 | 0 | 0 | 0 | 0 | 0 | 0 | 0 | 0 | 0 | 0 | 0 | 0 | 0 | 0 | 0 | 0 | 0 | 0 | 0 | 0 | 0 | 12 | 0
NO |  | 186 | 2015 | 14 | 34 | 34 |  | SHAWBORO | KITTY HAWK (2064) | 230 | 230 | STEEL POLE | 4.49 | 0 | 0 | ACAR 545.6 | 0 | 0 | 0 | 0 | 0 | 0 | 0 | 0 | 0 | 0 | 0 | 0 | 0 | 0 | 0 | 0 | 0 | 0 | 0 | 0 | 0 | 0 | 0 | 12 | 0
NO |  | 186 | 2015 | 14 | 35 | 35 |  | SHAWBORO | KITTY HAWK (2064) | 230 | 230 | STEEL POLE | 3 | 0 | 0 | ACSS 795 | 0 | 0 | 0 | 0 | 0 | 0 | 0 | 0 | 0 | 0 | 0 | 0 | 0 | 0 | 0 | 0 | 0 | 0 | 0 | 0 | 0 | 0 | 0 | 12 | 0
NO |  | 186 | 2015 | 15 | 1 | 1 |  | SHAWBORO | KITTY HAWK (2064) | 230 | 230 | WOOD POLE | 2.09 | 0 | 0 | ACSR 1033.5 | 0 | 0 | 0 | 0 | 0 | 0 | 0 | 0 | 0 | 0 | 0 | 0 | 0 | 0 | 0 | 0 | 0 | 0 | 0 | 0 | 0 | 0 | 0 | 12 | 0
NO |  | 186 | 2015 | 15 | 2 | 2 |  | SHAWBORO | KITTY HAWK (2064) | 230 | 230 | WOOD POLE | 0.04 | 0 | 0 | ACAR 545.6 | 0 | 0 | 0 | 0 | 0 | 0 | 0 | 0 | 0 | 0 | 0 | 0 | 0 | 0 | 0 | 0 | 0 | 0 | 0 | 0 | 0 | 0 | 0 | 12 | 0
NO |  | 186 | 2015 | 15 | 3 | 3 |  | SPRUANCE NUG | BASIN (2065) | 230 | 230 | CONC HFRM | 0 | 0.06 | 1 | ACAR 2500 | 0 | 0 | 0 | 0 | 0 | 0 | 0 | 0 | 0 | 0 | 0 | 0 | 0 | 0 | 0 | 0 | 0 | 0 | 0 | 0 | 0 | 0 | 0 | 12 | 0
NO |  | 186 | 2015 | 15 | 4 | 4 |  | SPRUANCE NUG | BASIN (2065) | 230 | 230 | STEEL POLE | 0 | 2.21 | 0 | ACAR 2500 | 0 | 0 | 0 | 0 | 0 | 0 | 0 | 0 | 0 | 0 | 0 | 0 | 0 | 0 | 0 | 0 | 0 | 0 | 0 | 0 | 0 | 0 | 0 | 12 | 0
NO |  | 186 | 2015 | 15 | 5 | 5 |  | SPRUANCE NUG | BASIN (2065) | 230 | 230 | STEEL POLE | 0 | 0.12 | 0 | ACAR 721 | 0 | 0 | 0 | 0 | 0 | 0 | 0 | 0 | 0 | 0 | 0 | 0 | 0 | 0 | 0 | 0 | 0 | 0 | 0 | 0 | 0 | 0 | 0 | 12 | 0
NO |  | 186 | 2015 | 15 | 6 | 6 |  | SPRUANCE NUG | BASIN (2065) | 230 | 230 | STEEL TWR | 0 | 1.21 | 0 | ACAR 721 | 0 | 0 | 0 | 0 | 0 | 0 | 0 | 0 | 0 | 0 | 0 | 0 | 0 | 0 | 0 | 0 | 0 | 0 | 0 | 0 | 0 | 0 | 0 | 12 | 0
NO |  | 186 | 2015 | 15 | 7 | 7 |  | SPRUANCE NUG | BASIN (2065) | 230 | 230 | STEEL TWR | 0.04 | 0 | 0 | ACAR 2500 | 0 | 0 | 0 | 0 | 0 | 0 | 0 | 0 | 0 | 0 | 0 | 0 | 0 | 0 | 0 | 0 | 0 | 0 | 0 | 0 | 0 | 0 | 0 | 12 | 0
NO |  | 186 | 2015 | 15 | 8 | 8 |  | MIDLOTHIAN | WINTERPOCK (2066) | 230 | 230 | CONC HFRM | 0 | 0.16 | 1 | ACSR 636 | 0 | 0 | 0 | 0 | 0 | 0 | 0 | 0 | 0 | 0 | 0 | 0 | 0 | 0 | 0 | 0 | 0 | 0 | 0 | 0 | 0 | 0 | 0 | 12 | 0
NO |  | 186 | 2015 | 15 | 9 | 9 |  | MIDLOTHIAN | WINTERPOCK (2066) | 230 | 230 | STEEL HFRM | 0 | 4.62 | 0 | ACSR 636 | 0 | 0 | 0 | 0 | 0 | 0 | 0 | 0 | 0 | 0 | 0 | 0 | 0 | 0 | 0 | 0 | 0 | 0 | 0 | 0 | 0 | 0 | 0 | 12 | 0
NO |  | 186 | 2015 | 15 | 10 | 10 |  | MIDLOTHIAN | WINTERPOCK (2066) | 230 | 230 | STEEL POLE | 0 | 8.04 | 0 | ACSR 636 | 0 | 0 | 0 | 0 | 0 | 0 | 0 | 0 | 0 | 0 | 0 | 0 | 0 | 0 | 0 | 0 | 0 | 0 | 0 | 0 | 0 | 0 | 0 | 12 | 0
NO |  | 186 | 2015 | 15 | 11 | 11 |  | MIDLOTHIAN | WINTERPOCK (2066) | 230 | 230 | STEEL POLE | 0 | 0.56 | 0 | ACAR 721 | 0 | 0 | 0 | 0 | 0 | 0 | 0 | 0 | 0 | 0 | 0 | 0 | 0 | 0 | 0 | 0 | 0 | 0 | 0 | 0 | 0 | 0 | 0 | 12 | 0
NO |  | 186 | 2015 | 15 | 12 | 12 |  | MIDLOTHIAN | WINTERPOCK (2066) | 230 | 230 | STEEL POLE | 5.23 | 0 | 0 | ACSR 636 | 0 | 0 | 0 | 0 | 0 | 0 | 0 | 0 | 0 | 0 | 0 | 0 | 0 | 0 | 0 | 0 | 0 | 0 | 0 | 0 | 0 | 0 | 0 | 12 | 0
NO |  | 186 | 2015 | 15 | 13 | 13 |  | MIDLOTHIAN | WINTERPOCK (2066) | 230 | 230 | STEEL TWR | 0 | 2.75 | 0 | ACSR 636 | 0 | 0 | 0 | 0 | 0 | 0 | 0 | 0 | 0 | 0 | 0 | 0 | 0 | 0 | 0 | 0 | 0 | 0 | 0 | 0 | 0 | 0 | 0 | 12 | 0
NO |  | 186 | 2015 | 15 | 14 | 14 |  | MIDLOTHIAN | WINTERPOCK (2066) | 230 | 230 | STEEL TWR | 0 | 0.81 | 0 | ACAR 721 | 0 | 0 | 0 | 0 | 0 | 0 | 0 | 0 | 0 | 0 | 0 | 0 | 0 | 0 | 0 | 0 | 0 | 0 | 0 | 0 | 0 | 0 | 0 | 12 | 0
NO |  | 186 | 2015 | 15 | 15 | 15 |  | FOUR RIVERS | FOUR RIVERS NUG (2067) | 230 | 230 | CONC HFRM | 0.06 | 0 | 1 | ACSR 1590 | 0 | 0 | 0 | 0 | 0 | 0 | 0 | 0 | 0 | 0 | 0 | 0 | 0 | 0 | 0 | 0 | 0 | 0 | 0 | 0 | 0 | 0 | 0 | 12 | 0
NO |  | 186 | 2015 | 15 | 16 | 16 |  | CLOVER | HALIFAX (2068) | 230 | 230 | CONC POLE | 0.2 | 0 | 1 | ACSR 477 | 0 | 0 | 0 | 0 | 0 | 0 | 0 | 0 | 0 | 0 | 0 | 0 | 0 | 0 | 0 | 0 | 0 | 0 | 0 | 0 | 0 | 0 | 0 | 12 | 0
NO |  | 186 | 2015 | 15 | 17 | 17 |  | CLOVER | HALIFAX (2068) | 230 | 230 | CONC POLE | 0.1 | 0 | 0 | ACSR 636 | 0 | 0 | 0 | 0 | 0 | 0 | 0 | 0 | 0 | 0 | 0 | 0 | 0 | 0 | 0 | 0 | 0 | 0 | 0 | 0 | 0 | 0 | 0 | 12 | 0
NO |  | 186 | 2015 | 15 | 18 | 18 |  | CLOVER | HALIFAX (2068) | 230 | 230 | STEEL TWR | 0.1 | 0 | 0 | ACSR 636 | 0 | 0 | 0 | 0 | 0 | 0 | 0 | 0 | 0 | 0 | 0 | 0 | 0 | 0 | 0 | 0 | 0 | 0 | 0 | 0 | 0 | 0 | 0 | 12 | 0
NO |  | 186 | 2015 | 15 | 19 | 19 |  | CLOVER | HALIFAX (2068) | 230 | 230 | WOOD HFRM | 11.99 | 0 | 0 | ACSR 477 | 0 | 0 | 0 | 0 | 0 | 0 | 0 | 0 | 0 | 0 | 0 | 0 | 0 | 0 | 0 | 0 | 0 | 0 | 0 | 0 | 0 | 0 | 0 | 12 | 0
NO |  | 186 | 2015 | 15 | 20 | 20 |  | CLOVER | HALIFAX (2068) | 230 | 230 | WOOD HFRM | 2.9 | 0 | 0 | ACSR 636 | 0 | 0 | 0 | 0 | 0 | 0 | 0 | 0 | 0 | 0 | 0 | 0 | 0 | 0 | 0 | 0 | 0 | 0 | 0 | 0 | 0 | 0 | 0 | 12 | 0
NO |  | 186 | 2015 | 15 | 21 | 21 |  | CLOVER | HALIFAX (2068) | 230 | 230 | WOOD POLE | 0.96 | 0 | 0 | ACSR 477 | 0 | 0 | 0 | 0 | 0 | 0 | 0 | 0 | 0 | 0 | 0 | 0 | 0 | 0 | 0 | 0 | 0 | 0 | 0 | 0 | 0 | 0 | 0 | 12 | 0
NO |  | 186 | 2015 | 15 | 22 | 22 |  | CLOVER | HALIFAX (2068) | 230 | 230 | WOOD POLE | 0.51 | 0 | 0 | ACSR 636 | 0 | 0 | 0 | 0 | 0 | 0 | 0 | 0 | 0 | 0 | 0 | 0 | 0 | 0 | 0 | 0 | 0 | 0 | 0 | 0 | 0 | 0 | 0 | 12 | 0
NO |  | 186 | 2015 | 15 | 23 | 23 |  | BRADDOCK | IDYLWOOD (207) | 230 | 230 | CONC POLE | 0.16 | 0 | 1 | ACAR 2500 | 0 | 0 | 0 | 0 | 0 | 0 | 0 | 0 | 0 | 0 | 0 | 0 | 0 | 0 | 0 | 0 | 0 | 0 | 0 | 0 | 0 | 0 | 0 | 12 | 0
NO |  | 186 | 2015 | 15 | 24 | 24 |  | BRADDOCK | IDYLWOOD (207) | 230 | 230 | STEEL POLE | 4.54 | 0 | 0 | ACAR 2500 | 0 | 0 | 0 | 0 | 0 | 0 | 0 | 0 | 0 | 0 | 0 | 0 | 0 | 0 | 0 | 0 | 0 | 0 | 0 | 0 | 0 | 0 | 0 | 12 | 0
NO |  | 186 | 2015 | 15 | 25 | 25 |  | BRADDOCK | IDYLWOOD (207) | 230 | 230 | STEEL TWR | 0.04 | 0 | 0 | ACAR 2500 | 0 | 0 | 0 | 0 | 0 | 0 | 0 | 0 | 0 | 0 | 0 | 0 | 0 | 0 | 0 | 0 | 0 | 0 | 0 | 0 | 0 | 0 | 0 | 12 | 0
NO |  | 186 | 2015 | 15 | 26 | 26 |  | YADKIN | ELIZABETH RIVER NUG (2070) | 230 | 230 | CONC HFRM | 0 | 0.06 | 1 | ACAR 1534 | 0 | 0 | 0 | 0 | 0 | 0 | 0 | 0 | 0 | 0 | 0 | 0 | 0 | 0 | 0 | 0 | 0 | 0 | 0 | 0 | 0 | 0 | 0 | 12 | 0
NO |  | 186 | 2015 | 15 | 27 | 27 |  | YADKIN | ELIZABETH RIVER NUG (2070) | 230 | 230 | STEEL POLE | 0 | 0.66 | 0 | ACAR 1534 | 0 | 0 | 0 | 0 | 0 | 0 | 0 | 0 | 0 | 0 | 0 | 0 | 0 | 0 | 0 | 0 | 0 | 0 | 0 | 0 | 0 | 0 | 0 | 12 | 0
NO |  | 186 | 2015 | 15 | 28 | 28 |  | YADKIN | ELIZABETH RIVER NUG (2070) | 230 | 230 | STEEL POLE | 0.11 | 0 | 0 | ACSR 636 | 0 | 0 | 0 | 0 | 0 | 0 | 0 | 0 | 0 | 0 | 0 | 0 | 0 | 0 | 0 | 0 | 0 | 0 | 0 | 0 | 0 | 0 | 0 | 12 | 0
NO |  | 186 | 2015 | 15 | 29 | 29 |  | YADKIN | ELIZABETH RIVER NUG (2070) | 230 | 230 | STEEL TWR | 2.44 | 0 | 0 | ACSR 636 | 0 | 0 | 0 | 0 | 0 | 0 | 0 | 0 | 0 | 0 | 0 | 0 | 0 | 0 | 0 | 0 | 0 | 0 | 0 | 0 | 0 | 0 | 0 | 12 | 0
NO |  | 186 | 2015 | 15 | 30 | 30 |  | ELIZABETH RIVER NUG | ELIZABETH RIVER NUG (2071) | 230 | 230 | CONC HFRM | 0 | 0.03 | 1 | ACSR 1590 | 0 | 0 | 0 | 0 | 0 | 0 | 0 | 0 | 0 | 0 | 0 | 0 | 0 | 0 | 0 | 0 | 0 | 0 | 0 | 0 | 0 | 0 | 0 | 12 | 0
NO |  | 186 | 2015 | 15 | 31 | 31 |  | ELIZABETH RIVER NUG | ELIZABETH RIVER NUG (2071) | 230 | 230 | STEEL POLE | 0 | 0.04 | 0 | ACSR 1590 | 0 | 0 | 0 | 0 | 0 | 0 | 0 | 0 | 0 | 0 | 0 | 0 | 0 | 0 | 0 | 0 | 0 | 0 | 0 | 0 | 0 | 0 | 0 | 12 | 0
NO |  | 186 | 2015 | 15 | 32 | 32 |  | LYNNHAVEN | VIRGINIA BEACH (2072) | 230 | 230 | CONC POLE | 0 | 0.16 | 1 | ACAR 2500 | 0 | 0 | 0 | 0 | 0 | 0 | 0 | 0 | 0 | 0 | 0 | 0 | 0 | 0 | 0 | 0 | 0 | 0 | 0 | 0 | 0 | 0 | 0 | 12 | 0
NO |  | 186 | 2015 | 15 | 33 | 33 |  | LYNNHAVEN | VIRGINIA BEACH (2072) | 230 | 230 | CONC POLE | 3.01 | 0 | 0 | ACAR 2500 | 0 | 0 | 0 | 0 | 0 | 0 | 0 | 0 | 0 | 0 | 0 | 0 | 0 | 0 | 0 | 0 | 0 | 0 | 0 | 0 | 0 | 0 | 0 | 12 | 0
NO |  | 186 | 2015 | 15 | 34 | 34 |  | LYNNHAVEN | VIRGINIA BEACH (2072) | 230 | 230 | STEEL HFRM | 0 | 0.04 | 0 | ACAR 2500 | 0 | 0 | 0 | 0 | 0 | 0 | 0 | 0 | 0 | 0 | 0 | 0 | 0 | 0 | 0 | 0 | 0 | 0 | 0 | 0 | 0 | 0 | 0 | 12 | 0
NO |  | 186 | 2015 | 15 | 35 | 35 |  | LYNNHAVEN | VIRGINIA BEACH (2072) | 230 | 230 | STEEL POLE | 1.14 | 0 | 0 | ACAR 2500 | 0 | 0 | 0 | 0 | 0 | 0 | 0 | 0 | 0 | 0 | 0 | 0 | 0 | 0 | 0 | 0 | 0 | 0 | 0 | 0 | 0 | 0 | 0 | 12 | 0
NO |  | 186 | 2015 | 16 | 1 | 1 |  | SHAWBORO | KITTY HAWK (2073) | 230 | 230 | CONC HFRM | 0 | 0.53 | 1 | ACAR 545.6 | 0 | 0 | 0 | 0 | 0 | 0 | 0 | 0 | 0 | 0 | 0 | 0 | 0 | 0 | 0 | 0 | 0 | 0 | 0 | 0 | 0 | 0 | 0 | 12 | 0
NO |  | 186 | 2015 | 16 | 2 | 2 |  | SHAWBORO | KITTY HAWK (2073) | 230 | 230 | CONC HFRM | 0 | 0.07 | 0 | ACSR 636 | 0 | 0 | 0 | 0 | 0 | 0 | 0 | 0 | 0 | 0 | 0 | 0 | 0 | 0 | 0 | 0 | 0 | 0 | 0 | 0 | 0 | 0 | 0 | 12 | 0
NO |  | 186 | 2015 | 16 | 3 | 3 |  | SHAWBORO | KITTY HAWK (2073) | 230 | 230 | CONC POLE | 0 | 0.84 | 0 | ACSR 1033.5 | 0 | 0 | 0 | 0 | 0 | 0 | 0 | 0 | 0 | 0 | 0 | 0 | 0 | 0 | 0 | 0 | 0 | 0 | 0 | 0 | 0 | 0 | 0 | 12 | 0
NO |  | 186 | 2015 | 16 | 4 | 4 |  | SHAWBORO | KITTY HAWK (2073) | 230 | 230 | STEEL HFRM | 0 | 16.17 | 0 | ACAR 545.6 | 0 | 0 | 0 | 0 | 0 | 0 | 0 | 0 | 0 | 0 | 0 | 0 | 0 | 0 | 0 | 0 | 0 | 0 | 0 | 0 | 0 | 0 | 0 | 12 | 0
NO |  | 186 | 2015 | 16 | 5 | 5 |  | SHAWBORO | KITTY HAWK (2073) | 230 | 230 | STEEL HFRM | 0 | 0.19 | 0 | ACSR 636 | 0 | 0 | 0 | 0 | 0 | 0 | 0 | 0 | 0 | 0 | 0 | 0 | 0 | 0 | 0 | 0 | 0 | 0 | 0 | 0 | 0 | 0 | 0 | 12 | 0
NO |  | 186 | 2015 | 16 | 6 | 6 |  | SHAWBORO | KITTY HAWK (2073) | 230 | 230 | STEEL POLE | 0 | 0.26 | 0 | ACSR 1033.5 | 0 | 0 | 0 | 0 | 0 | 0 | 0 | 0 | 0 | 0 | 0 | 0 | 0 | 0 | 0 | 0 | 0 | 0 | 0 | 0 | 0 | 0 | 0 | 12 | 0
NO |  | 186 | 2015 | 16 | 7 | 7 |  | SHAWBORO | KITTY HAWK (2073) | 230 | 230 | STEEL POLE | 0 | 0.2 | 0 | ACSS 1233.6 | 0 | 0 | 0 | 0 | 0 | 0 | 0 | 0 | 0 | 0 | 0 | 0 | 0 | 0 | 0 | 0 | 0 | 0 | 0 | 0 | 0 | 0 | 0 | 12 | 0
NO |  | 186 | 2015 | 16 | 8 | 8 |  | SHAWBORO | KITTY HAWK (2073) | 230 | 230 | STEEL POLE | 0 | 2.2 | 0 | ACAR 545.6 | 0 | 0 | 0 | 0 | 0 | 0 | 0 | 0 | 0 | 0 | 0 | 0 | 0 | 0 | 0 | 0 | 0 | 0 | 0 | 0 | 0 | 0 | 0 | 12 | 0
NO |  | 186 | 2015 | 16 | 9 | 9 |  | SHAWBORO | KITTY HAWK (2073) | 230 | 230 | STEEL POLE | 0 | 10.72 | 0 | ACSR 636 | 0 | 0 | 0 | 0 | 0 | 0 | 0 | 0 | 0 | 0 | 0 | 0 | 0 | 0 | 0 | 0 | 0 | 0 | 0 | 0 | 0 | 0 | 0 | 12 | 0
NO |  | 186 | 2015 | 16 | 10 | 10 |  | SHAWBORO | KITTY HAWK (2073) | 230 | 230 | STEEL POLE | 0 | 2.86 | 0 | ACSS 795 | 0 | 0 | 0 | 0 | 0 | 0 | 0 | 0 | 0 | 0 | 0 | 0 | 0 | 0 | 0 | 0 | 0 | 0 | 0 | 0 | 0 | 0 | 0 | 12 | 0
NO |  | 186 | 2015 | 16 | 11 | 11 |  | SHAWBORO | KITTY HAWK (2073) | 230 | 230 | STEEL POLE | 0.8 | 0 | 0 | ACSR 1033.5 | 0 | 0 | 0 | 0 | 0 | 0 | 0 | 0 | 0 | 0 | 0 | 0 | 0 | 0 | 0 | 0 | 0 | 0 | 0 | 0 | 0 | 0 | 0 | 12 | 0
NO |  | 186 | 2015 | 16 | 12 | 12 |  | SHAWBORO | KITTY HAWK (2073) | 230 | 230 | STEEL POLE | 0.13 | 0 | 0 | AAC 795 | 0 | 0 | 0 | 0 | 0 | 0 | 0 | 0 | 0 | 0 | 0 | 0 | 0 | 0 | 0 | 0 | 0 | 0 | 0 | 0 | 0 | 0 | 0 | 12 | 0
NO |  | 186 | 2015 | 16 | 13 | 13 |  | SHAWBORO | KITTY HAWK (2073) | 230 | 230 | WOOD POLE | 1.92 | 0 | 0 | ACSR 1033.5 | 0 | 0 | 0 | 0 | 0 | 0 | 0 | 0 | 0 | 0 | 0 | 0 | 0 | 0 | 0 | 0 | 0 | 0 | 0 | 0 | 0 | 0 | 0 | 12 | 0
NO |  | 186 | 2015 | 16 | 14 | 14 |  | LOUISA CT | SOUTH ANNA (2074) | 230 | 230 | CONC HFRM | 0.1 | 0 | 1 | ACSR 1590 | 0 | 0 | 0 | 0 | 0 | 0 | 0 | 0 | 0 | 0 | 0 | 0 | 0 | 0 | 0 | 0 | 0 | 0 | 0 | 0 | 0 | 0 | 0 | 12 | 0
NO |  | 186 | 2015 | 16 | 15 | 15 |  | LOUISA CT | SOUTH ANNA (2074) | 230 | 230 | CONC POLE | 0.1 | 0 | 0 | ACSR 1590 | 0 | 0 | 0 | 0 | 0 | 0 | 0 | 0 | 0 | 0 | 0 | 0 | 0 | 0 | 0 | 0 | 0 | 0 | 0 | 0 | 0 | 0 | 0 | 12 | 0
NO |  | 186 | 2015 | 16 | 16 | 16 |  | LOUISA CT | SOUTH ANNA (2074) | 230 | 230 | STEEL HFRM | 0.06 | 0 | 0 | ACSR 477 | 0 | 0 | 0 | 0 | 0 | 0 | 0 | 0 | 0 | 0 | 0 | 0 | 0 | 0 | 0 | 0 | 0 | 0 | 0 | 0 | 0 | 0 | 0 | 12 | 0
NO |  | 186 | 2015 | 16 | 17 | 17 |  | LOUISA CT | SOUTH ANNA (2074) | 230 | 230 | STEEL POLE | 0.2 | 0 | 0 | ACSR 477 | 0 | 0 | 0 | 0 | 0 | 0 | 0 | 0 | 0 | 0 | 0 | 0 | 0 | 0 | 0 | 0 | 0 | 0 | 0 | 0 | 0 | 0 | 0 | 12 | 0
NO |  | 186 | 2015 | 16 | 18 | 18 |  | LOUISA CT | SOUTH ANNA (2074) | 230 | 230 | WOOD HFRM | 0.41 | 0 | 0 | ACSR 1590 | 0 | 0 | 0 | 0 | 0 | 0 | 0 | 0 | 0 | 0 | 0 | 0 | 0 | 0 | 0 | 0 | 0 | 0 | 0 | 0 | 0 | 0 | 0 | 12 | 0
NO |  | 186 | 2015 | 16 | 19 | 19 |  | LOUISA CT | SOUTH ANNA (2074) | 230 | 230 | WOOD POLE | 0.11 | 0 | 0 | ACSR 477 | 0 | 0 | 0 | 0 | 0 | 0 | 0 | 0 | 0 | 0 | 0 | 0 | 0 | 0 | 0 | 0 | 0 | 0 | 0 | 0 | 0 | 0 | 0 | 12 | 0
NO |  | 186 | 2015 | 16 | 20 | 20 |  | ELMONT | CHICKAHOMINY (2075) | 230 | 230 | CONC HFRM | 0.12 | 0 | 1 | ACSR 636 | 0 | 0 | 0 | 0 | 0 | 0 | 0 | 0 | 0 | 0 | 0 | 0 | 0 | 0 | 0 | 0 | 0 | 0 | 0 | 0 | 0 | 0 | 0 | 12 | 0
NO |  | 186 | 2015 | 16 | 21 | 21 |  | ELMONT | CHICKAHOMINY (2075) | 230 | 230 | STEEL HFRM | 21.82 | 0 | 0 | ACSR 636 | 0 | 0 | 0 | 0 | 0 | 0 | 0 | 0 | 0 | 0 | 0 | 0 | 0 | 0 | 0 | 0 | 0 | 0 | 0 | 0 | 0 | 0 | 0 | 12 | 0
NO |  | 186 | 2015 | 16 | 22 | 22 |  | ELMONT | CHICKAHOMINY (2075) | 230 | 230 | STEEL POLE | 0 | 0.07 | 0 | ACSR 636 | 0 | 0 | 0 | 0 | 0 | 0 | 0 | 0 | 0 | 0 | 0 | 0 | 0 | 0 | 0 | 0 | 0 | 0 | 0 | 0 | 0 | 0 | 0 | 12 | 0
NO |  | 186 | 2015 | 16 | 23 | 23 |  | ELMONT | CHICKAHOMINY (2075) | 230 | 230 | STEEL POLE | 9.9 | 0 | 0 | ACSR 636 | 0 | 0 | 0 | 0 | 0 | 0 | 0 | 0 | 0 | 0 | 0 | 0 | 0 | 0 | 0 | 0 | 0 | 0 | 0 | 0 | 0 | 0 | 0 | 12 | 0
NO |  | 186 | 2015 | 16 | 24 | 24 |  | DAHLGREN | NORTHERN NECK (2076) | 230 | 230 | CONC HFRM | 0.16 | 0 | 1 | ACAR 545.6 | 0 | 0 | 0 | 0 | 0 | 0 | 0 | 0 | 0 | 0 | 0 | 0 | 0 | 0 | 0 | 0 | 0 | 0 | 0 | 0 | 0 | 0 | 0 | 12 | 0
NO |  | 186 | 2015 | 16 | 25 | 25 |  | DAHLGREN | NORTHERN NECK (2076) | 230 | 230 | STEEL HFRM | 0.31 | 0 | 0 | ACAR 545.6 | 0 | 0 | 0 | 0 | 0 | 0 | 0 | 0 | 0 | 0 | 0 | 0 | 0 | 0 | 0 | 0 | 0 | 0 | 0 | 0 | 0 | 0 | 0 | 12 | 0
NO |  | 186 | 2015 | 16 | 26 | 26 |  | DAHLGREN | NORTHERN NECK (2076) | 230 | 230 | STEEL POLE | 9.52 | 0 | 0 | ACSR 636 | 0 | 0 | 0 | 0 | 0 | 0 | 0 | 0 | 0 | 0 | 0 | 0 | 0 | 0 | 0 | 0 | 0 | 0 | 0 | 0 | 0 | 0 | 0 | 12 | 0
NO |  | 186 | 2015 | 16 | 27 | 27 |  | DAHLGREN | NORTHERN NECK (2076) | 230 | 230 | WOOD HFRM | 32.26 | 0 | 0 | ACAR 545.6 | 0 | 0 | 0 | 0 | 0 | 0 | 0 | 0 | 0 | 0 | 0 | 0 | 0 | 0 | 0 | 0 | 0 | 0 | 0 | 0 | 0 | 0 | 0 | 12 | 0
NO |  | 186 | 2015 | 16 | 28 | 28 |  | DAHLGREN | NORTHERN NECK (2076) | 230 | 230 | WOOD POLE | 1.16 | 0 | 0 | ACAR 545.6 | 0 | 0 | 0 | 0 | 0 | 0 | 0 | 0 | 0 | 0 | 0 | 0 | 0 | 0 | 0 | 0 | 0 | 0 | 0 | 0 | 0 | 0 | 0 | 12 | 0
NO |  | 186 | 2015 | 16 | 29 | 29 |  | REMINGTON | REMINGTON CT (2077) | 230 | 230 | CONC HFRM | 0 | 0.03 | 1 | ACSR 636 | 0 | 0 | 0 | 0 | 0 | 0 | 0 | 0 | 0 | 0 | 0 | 0 | 0 | 0 | 0 | 0 | 0 | 0 | 0 | 0 | 0 | 0 | 0 | 12 | 0
NO |  | 186 | 2015 | 16 | 30 | 30 |  | REMINGTON | REMINGTON CT (2077) | 230 | 230 | STEEL HFRM | 0.09 | 0 | 0 | ACSR 636 | 0 | 0 | 0 | 0 | 0 | 0 | 0 | 0 | 0 | 0 | 0 | 0 | 0 | 0 | 0 | 0 | 0 | 0 | 0 | 0 | 0 | 0 | 0 | 12 | 0
NO |  | 186 | 2015 | 16 | 31 | 31 |  | REMINGTON | REMINGTON CT (2077) | 230 | 230 | STEEL POLE | 0 | 0.35 | 0 | ACSR 636 | 0 | 0 | 0 | 0 | 0 | 0 | 0 | 0 | 0 | 0 | 0 | 0 | 0 | 0 | 0 | 0 | 0 | 0 | 0 | 0 | 0 | 0 | 0 | 12 | 0
NO |  | 186 | 2015 | 16 | 32 | 32 |  | REMINGTON | REMINGTON CT (2077) | 230 | 230 | STEEL POLE | 0.1 | 0 | 0 | ACSR 636 | 0 | 0 | 0 | 0 | 0 | 0 | 0 | 0 | 0 | 0 | 0 | 0 | 0 | 0 | 0 | 0 | 0 | 0 | 0 | 0 | 0 | 0 | 0 | 12 | 0
NO |  | 186 | 2015 | 16 | 33 | 33 |  | POSSUM POINT 500 | POSSUM POINT (2078) | 230 | 230 | CONC HFRM | 0.34 | 0 | 1 | ACSR 636 | 0 | 0 | 0 | 0 | 0 | 0 | 0 | 0 | 0 | 0 | 0 | 0 | 0 | 0 | 0 | 0 | 0 | 0 | 0 | 0 | 0 | 0 | 0 | 12 | 0
NO |  | 186 | 2015 | 16 | 34 | 34 |  | POSSUM POINT 500 | POSSUM POINT (2078) | 230 | 230 | CONC POLE | 0.1 | 0 | 0 | ACSR 636 | 0 | 0 | 0 | 0 | 0 | 0 | 0 | 0 | 0 | 0 | 0 | 0 | 0 | 0 | 0 | 0 | 0 | 0 | 0 | 0 | 0 | 0 | 0 | 12 | 0
NO |  | 186 | 2015 | 16 | 35 | 35 |  | POSSUM POINT 500 | POSSUM POINT (2078) | 230 | 230 | STEEL POLE | 0.36 | 0 | 0 | ACSR 636 | 0 | 0 | 0 | 0 | 0 | 0 | 0 | 0 | 0 | 0 | 0 | 0 | 0 | 0 | 0 | 0 | 0 | 0 | 0 | 0 | 0 | 0 | 0 | 12 | 0
NO |  | 186 | 2015 | 17 | 1 | 1 |  | BEAUMEADE | DRANESVILLE (2079) | 230 | 230 | CONC HFRM | 0.04 | 0 | 1 | ACSR 1192.5 | 0 | 0 | 0 | 0 | 0 | 0 | 0 | 0 | 0 | 0 | 0 | 0 | 0 | 0 | 0 | 0 | 0 | 0 | 0 | 0 | 0 | 0 | 0 | 12 | 0
NO |  | 186 | 2015 | 17 | 2 | 2 |  | BEAUMEADE | DRANESVILLE (2079) | 230 | 230 | CONC POLE | 0.03 | 0 | 0 | ACSS 1033.5 | 0 | 0 | 0 | 0 | 0 | 0 | 0 | 0 | 0 | 0 | 0 | 0 | 0 | 0 | 0 | 0 | 0 | 0 | 0 | 0 | 0 | 0 | 0 | 12 | 0
NO |  | 186 | 2015 | 17 | 3 | 3 |  | BEAUMEADE | DRANESVILLE (2079) | 230 | 230 | STEEL HFRM | 0 | 0.04 | 0 | ACSS 1192.5 | 0 | 0 | 0 | 0 | 0 | 0 | 0 | 0 | 0 | 0 | 0 | 0 | 0 | 0 | 0 | 0 | 0 | 0 | 0 | 0 | 0 | 0 | 0 | 12 | 0
NO |  | 186 | 2015 | 17 | 4 | 4 |  | BEAUMEADE | DRANESVILLE (2079) | 230 | 230 | STEEL HFRM | 0.13 | 0 | 0 | ACSR 636 | 0 | 0 | 0 | 0 | 0 | 0 | 0 | 0 | 0 | 0 | 0 | 0 | 0 | 0 | 0 | 0 | 0 | 0 | 0 | 0 | 0 | 0 | 0 | 12 | 0
NO |  | 186 | 2015 | 17 | 5 | 5 |  | BEAUMEADE | DRANESVILLE (2079) | 230 | 230 | STEEL POLE | 0 | 0.08 | 0 | ACSR 1192.5 | 0 | 0 | 0 | 0 | 0 | 0 | 0 | 0 | 0 | 0 | 0 | 0 | 0 | 0 | 0 | 0 | 0 | 0 | 0 | 0 | 0 | 0 | 0 | 12 | 0
NO |  | 186 | 2015 | 17 | 6 | 6 |  | BEAUMEADE | DRANESVILLE (2079) | 230 | 230 | STEEL POLE | 0 | 1.65 | 0 | ACSS 1192.5 | 0 | 0 | 0 | 0 | 0 | 0 | 0 | 0 | 0 | 0 | 0 | 0 | 0 | 0 | 0 | 0 | 0 | 0 | 0 | 0 | 0 | 0 | 0 | 12 | 0
NO |  | 186 | 2015 | 17 | 7 | 7 |  | BEAUMEADE | DRANESVILLE (2079) | 230 | 230 | STEEL POLE | 0 | 1.39 | 0 | ACSR 636 | 0 | 0 | 0 | 0 | 0 | 0 | 0 | 0 | 0 | 0 | 0 | 0 | 0 | 0 | 0 | 0 | 0 | 0 | 0 | 0 | 0 | 0 | 0 | 12 | 0
NO |  | 186 | 2015 | 17 | 8 | 8 |  | BEAUMEADE | DRANESVILLE (2079) | 230 | 230 | STEEL POLE | 0.3 | 0 | 0 | ACSR 1192.5 | 0 | 0 | 0 | 0 | 0 | 0 | 0 | 0 | 0 | 0 | 0 | 0 | 0 | 0 | 0 | 0 | 0 | 0 | 0 | 0 | 0 | 0 | 0 | 12 | 0
NO |  | 186 | 2015 | 17 | 9 | 9 |  | BEAUMEADE | DRANESVILLE (2079) | 230 | 230 | STEEL POLE | 2.22 | 0 | 0 | ACSR 636 | 0 | 0 | 0 | 0 | 0 | 0 | 0 | 0 | 0 | 0 | 0 | 0 | 0 | 0 | 0 | 0 | 0 | 0 | 0 | 0 | 0 | 0 | 0 | 12 | 0
NO |  | 186 | 2015 | 17 | 10 | 10 |  | BEAUMEADE | DRANESVILLE (2079) | 230 | 230 | STEEL TWR | 0 | 3.58 | 0 | ACSR 1192.5 | 0 | 0 | 0 | 0 | 0 | 0 | 0 | 0 | 0 | 0 | 0 | 0 | 0 | 0 | 0 | 0 | 0 | 0 | 0 | 0 | 0 | 0 | 0 | 12 | 0
NO |  | 186 | 2015 | 17 | 11 | 11 |  | BEAUMEADE | DRANESVILLE (2079) | 230 | 230 | STEEL TWR | 0 | 0.12 | 0 | ACSS 1192.5 | 0 | 0 | 0 | 0 | 0 | 0 | 0 | 0 | 0 | 0 | 0 | 0 | 0 | 0 | 0 | 0 | 0 | 0 | 0 | 0 | 0 | 0 | 0 | 12 | 0
NO |  | 186 | 2015 | 17 | 12 | 12 |  | BEAUMEADE | DRANESVILLE (2079) | 230 | 230 | STEEL TWR | 0.01 | 0 | 0 | ACSS 1033.5 | 0 | 0 | 0 | 0 | 0 | 0 | 0 | 0 | 0 | 0 | 0 | 0 | 0 | 0 | 0 | 0 | 0 | 0 | 0 | 0 | 0 | 0 | 0 | 12 | 0
NO |  | 186 | 2015 | 17 | 13 | 13 |  | BEAUMEADE | DRANESVILLE (2079) | 230 | 230 | STEEL TWR | 1.94 | 0 | 0 | ACSR 1192.5 | 0 | 0 | 0 | 0 | 0 | 0 | 0 | 0 | 0 | 0 | 0 | 0 | 0 | 0 | 0 | 0 | 0 | 0 | 0 | 0 | 0 | 0 | 0 | 12 | 0
NO |  | 186 | 2015 | 17 | 14 | 14 |  | SOUTHWEST | CHESTERFIELD 230 (208) | 230 | 230 | STEEL POLE | 0 | 0.16 | 1 | ACSR 1033.5 | 0 | 0 | 0 | 0 | 0 | 0 | 0 | 0 | 0 | 0 | 0 | 0 | 0 | 0 | 0 | 0 | 0 | 0 | 0 | 0 | 0 | 0 | 0 | 12 | 0
NO |  | 186 | 2015 | 17 | 15 | 15 |  | SOUTHWEST | CHESTERFIELD 230 (208) | 230 | 230 | STEEL POLE | 0.54 | 0 | 0 | ACSR 1033.5 | 0 | 0 | 0 | 0 | 0 | 0 | 0 | 0 | 0 | 0 | 0 | 0 | 0 | 0 | 0 | 0 | 0 | 0 | 0 | 0 | 0 | 0 | 0 | 12 | 0
NO |  | 186 | 2015 | 17 | 16 | 16 |  | SOUTHWEST | CHESTERFIELD 230 (208) | 230 | 230 | STEEL TWR | 0 | 10.05 | 0 | ACSR 1033.5 | 0 | 0 | 0 | 0 | 0 | 0 | 0 | 0 | 0 | 0 | 0 | 0 | 0 | 0 | 0 | 0 | 0 | 0 | 0 | 0 | 0 | 0 | 0 | 12 | 0
NO |  | 186 | 2015 | 17 | 17 | 17 |  | SOUTHWEST | CHESTERFIELD 230 (208) | 230 | 230 | STEEL TWR | 3.26 | 0 | 0 | ACSR 1033.5 | 0 | 0 | 0 | 0 | 0 | 0 | 0 | 0 | 0 | 0 | 0 | 0 | 0 | 0 | 0 | 0 | 0 | 0 | 0 | 0 | 0 | 0 | 0 | 12 | 0
NO |  | 186 | 2015 | 17 | 18 | 18 |  | SOUTHWEST | CHESTERFIELD 230 (208) | 230 | 230 | STEEL TWR | 0.35 | 0 | 0 | ACAR 2500 | 0 | 0 | 0 | 0 | 0 | 0 | 0 | 0 | 0 | 0 | 0 | 0 | 0 | 0 | 0 | 0 | 0 | 0 | 0 | 0 | 0 | 0 | 0 | 12 | 0
NO |  | 186 | 2015 | 17 | 19 | 19 |  | STERLING PARK | BEAUMEADE (2081) | 230 | 230 | CONC HFRM | 0.12 | 0 | 1 | ACSR 1192.5 | 0 | 0 | 0 | 0 | 0 | 0 | 0 | 0 | 0 | 0 | 0 | 0 | 0 | 0 | 0 | 0 | 0 | 0 | 0 | 0 | 0 | 0 | 0 | 12 | 0
NO |  | 186 | 2015 | 17 | 20 | 20 |  | STERLING PARK | BEAUMEADE (2081) | 230 | 230 | STEEL POLE | 0 | 0.14 | 0 | ACSR 1192.5 | 0 | 0 | 0 | 0 | 0 | 0 | 0 | 0 | 0 | 0 | 0 | 0 | 0 | 0 | 0 | 0 | 0 | 0 | 0 | 0 | 0 | 0 | 0 | 12 | 0
NO |  | 186 | 2015 | 17 | 21 | 21 |  | STERLING PARK | BEAUMEADE (2081) | 230 | 230 | STEEL POLE | 0 | 0.27 | 0 | ACSS 1192.5 | 0 | 0 | 0 | 0 | 0 | 0 | 0 | 0 | 0 | 0 | 0 | 0 | 0 | 0 | 0 | 0 | 0 | 0 | 0 | 0 | 0 | 0 | 0 | 12 | 0
NO |  | 186 | 2015 | 17 | 22 | 22 |  | STERLING PARK | BEAUMEADE (2081) | 230 | 230 | STEEL TWR | 0 | 1.97 | 0 | ACSS 1192.5 | 0 | 0 | 0 | 0 | 0 | 0 | 0 | 0 | 0 | 0 | 0 | 0 | 0 | 0 | 0 | 0 | 0 | 0 | 0 | 0 | 0 | 0 | 0 | 12 | 0
NO |  | 186 | 2015 | 17 | 23 | 23 |  | STERLING PARK | BEAUMEADE (2081) | 230 | 230 | STEEL TWR | 0.03 | 0 | 0 | ACSS 1033.5 | 0 | 0 | 0 | 0 | 0 | 0 | 0 | 0 | 0 | 0 | 0 | 0 | 0 | 0 | 0 | 0 | 0 | 0 | 0 | 0 | 0 | 0 | 0 | 12 | 0
NO |  | 186 | 2015 | 17 | 24 | 24 |  | STERLING PARK | BEAUMEADE (2081) | 230 | 230 | STEEL TWR | 0.15 | 0 | 0 | ACSR 1192.5 | 0 | 0 | 0 | 0 | 0 | 0 | 0 | 0 | 0 | 0 | 0 | 0 | 0 | 0 | 0 | 0 | 0 | 0 | 0 | 0 | 0 | 0 | 0 | 12 | 0
NO |  | 186 | 2015 | 17 | 25 | 25 |  | SEWELLS POINT | NAVY NORTH (2082) | 230 | 230 | UG UG | 0.09 | 0 | 1 | CU 2500 | 0 | 0 | 0 | 0 | 0 | 0 | 0 | 0 | 0 | 0 | 0 | 0 | 0 | 0 | 0 | 0 | 0 | 0 | 0 | 0 | 0 | 0 | 0 | 12 | 0
NO |  | 186 | 2015 | 17 | 26 | 26 |  | BIRCHWOOD NUG | FREDERICKSBURG (2083) | 230 | 230 | CONC HFRM | 0.04 | 0 | 1 | ACAR 721 | 0 | 0 | 0 | 0 | 0 | 0 | 0 | 0 | 0 | 0 | 0 | 0 | 0 | 0 | 0 | 0 | 0 | 0 | 0 | 0 | 0 | 0 | 0 | 12 | 0
NO |  | 186 | 2015 | 17 | 27 | 27 |  | BIRCHWOOD NUG | FREDERICKSBURG (2083) | 230 | 230 | CONC POLE | 0 | 0.49 | 0 | ACAR 1534 | 0 | 0 | 0 | 0 | 0 | 0 | 0 | 0 | 0 | 0 | 0 | 0 | 0 | 0 | 0 | 0 | 0 | 0 | 0 | 0 | 0 | 0 | 0 | 12 | 0
NO |  | 186 | 2015 | 17 | 28 | 28 |  | BIRCHWOOD NUG | FREDERICKSBURG (2083) | 230 | 230 | STEEL HFRM | 0 | 2.31 | 0 | ACAR 1534 | 0 | 0 | 0 | 0 | 0 | 0 | 0 | 0 | 0 | 0 | 0 | 0 | 0 | 0 | 0 | 0 | 0 | 0 | 0 | 0 | 0 | 0 | 0 | 12 | 0
NO |  | 186 | 2015 | 17 | 29 | 29 |  | BIRCHWOOD NUG | FREDERICKSBURG (2083) | 230 | 230 | STEEL POLE | 0 | 0.22 | 0 | ACAR 1534 | 0 | 0 | 0 | 0 | 0 | 0 | 0 | 0 | 0 | 0 | 0 | 0 | 0 | 0 | 0 | 0 | 0 | 0 | 0 | 0 | 0 | 0 | 0 | 12 | 0
NO |  | 186 | 2015 | 17 | 30 | 30 |  | BIRCHWOOD NUG | FREDERICKSBURG (2083) | 230 | 230 | STEEL POLE | 1.74 | 0 | 0 | ACAR 545.6 | 0 | 0 | 0 | 0 | 0 | 0 | 0 | 0 | 0 | 0 | 0 | 0 | 0 | 0 | 0 | 0 | 0 | 0 | 0 | 0 | 0 | 0 | 0 | 12 | 0
NO |  | 186 | 2015 | 17 | 31 | 31 |  | BIRCHWOOD NUG | FREDERICKSBURG (2083) | 230 | 230 | STEEL POLE | 0.73 | 0 | 0 | ACAR 721 | 0 | 0 | 0 | 0 | 0 | 0 | 0 | 0 | 0 | 0 | 0 | 0 | 0 | 0 | 0 | 0 | 0 | 0 | 0 | 0 | 0 | 0 | 0 | 12 | 0
NO |  | 186 | 2015 | 17 | 32 | 32 |  | BIRCHWOOD NUG | FREDERICKSBURG (2083) | 230 | 230 | WOOD HFRM | 8.59 | 0 | 0 | ACAR 545.6 | 0 | 0 | 0 | 0 | 0 | 0 | 0 | 0 | 0 | 0 | 0 | 0 | 0 | 0 | 0 | 0 | 0 | 0 | 0 | 0 | 0 | 0 | 0 | 12 | 0
NO |  | 186 | 2015 | 17 | 33 | 33 |  | BIRCHWOOD NUG | FREDERICKSBURG (2083) | 230 | 230 | WOOD POLE | 0.98 | 0 | 0 | ACAR 545.6 | 0 | 0 | 0 | 0 | 0 | 0 | 0 | 0 | 0 | 0 | 0 | 0 | 0 | 0 | 0 | 0 | 0 | 0 | 0 | 0 | 0 | 0 | 0 | 12 | 0
NO |  | 186 | 2015 | 17 | 34 | 34 |  | LOW MOOR | LEXINGTON (2084) | 230 | 230 | STEEL HFRM | 0 | 0.09 | 1 | ACAR 545.6 | 0 | 0 | 0 | 0 | 0 | 0 | 0 | 0 | 0 | 0 | 0 | 0 | 0 | 0 | 0 | 0 | 0 | 0 | 0 | 0 | 0 | 0 | 0 | 12 | 0
NO |  | 186 | 2015 | 17 | 35 | 35 |  | LOW MOOR | LEXINGTON (2084) | 230 | 230 | STEEL HFRM | 13.61 | 0 | 0 | ACSR 477 | 0 | 0 | 0 | 0 | 0 | 0 | 0 | 0 | 0 | 0 | 0 | 0 | 0 | 0 | 0 | 0 | 0 | 0 | 0 | 0 | 0 | 0 | 0 | 12 | 0
NO |  | 186 | 2015 | 18 | 1 | 1 |  | LOW MOOR | LEXINGTON (2084) | 230 | 230 | STEEL HFRM | 0.16 | 0 | 0 | ACSR 636 | 0 | 0 | 0 | 0 | 0 | 0 | 0 | 0 | 0 | 0 | 0 | 0 | 0 | 0 | 0 | 0 | 0 | 0 | 0 | 0 | 0 | 0 | 0 | 12 | 0
NO |  | 186 | 2015 | 18 | 2 | 2 |  | LOW MOOR | LEXINGTON (2084) | 230 | 230 | STEEL POLE | 0.75 | 0 | 0 | ACSR 477 | 0 | 0 | 0 | 0 | 0 | 0 | 0 | 0 | 0 | 0 | 0 | 0 | 0 | 0 | 0 | 0 | 0 | 0 | 0 | 0 | 0 | 0 | 0 | 12 | 0
NO |  | 186 | 2015 | 18 | 3 | 3 |  | LOW MOOR | LEXINGTON (2084) | 230 | 230 | STEEL POLE | 0.43 | 0 | 0 | ACSR 636 | 0 | 0 | 0 | 0 | 0 | 0 | 0 | 0 | 0 | 0 | 0 | 0 | 0 | 0 | 0 | 0 | 0 | 0 | 0 | 0 | 0 | 0 | 0 | 12 | 0
NO |  | 186 | 2015 | 18 | 4 | 4 |  | LOW MOOR | LEXINGTON (2084) | 230 | 230 | STEEL TWR | 0 | 11.04 | 0 | ACAR 545.6 | 0 | 0 | 0 | 0 | 0 | 0 | 0 | 0 | 0 | 0 | 0 | 0 | 0 | 0 | 0 | 0 | 0 | 0 | 0 | 0 | 0 | 0 | 0 | 12 | 0
NO |  | 186 | 2015 | 18 | 5 | 5 |  | LOW MOOR | LEXINGTON (2084) | 230 | 230 | STEEL TWR | 0.16 | 0 | 0 | ACSR 477 | 0 | 0 | 0 | 0 | 0 | 0 | 0 | 0 | 0 | 0 | 0 | 0 | 0 | 0 | 0 | 0 | 0 | 0 | 0 | 0 | 0 | 0 | 0 | 12 | 0
NO |  | 186 | 2015 | 18 | 6 | 6 |  | LOW MOOR | LEXINGTON (2084) | 230 | 230 | WOOD HFRM | 7.84 | 0 | 0 | ACSR 477 | 0 | 0 | 0 | 0 | 0 | 0 | 0 | 0 | 0 | 0 | 0 | 0 | 0 | 0 | 0 | 0 | 0 | 0 | 0 | 0 | 0 | 0 | 0 | 12 | 0
NO |  | 186 | 2015 | 18 | 7 | 7 |  | LOW MOOR | LEXINGTON (2084) | 230 | 230 | WOOD POLE | 0 | 0.08 | 0 | ACSR 477 | 0 | 0 | 0 | 0 | 0 | 0 | 0 | 0 | 0 | 0 | 0 | 0 | 0 | 0 | 0 | 0 | 0 | 0 | 0 | 0 | 0 | 0 | 0 | 12 | 0
NO |  | 186 | 2015 | 18 | 8 | 8 |  | LOW MOOR | LEXINGTON (2084) | 230 | 230 | WOOD POLE | 3.17 | 0 | 0 | ACSR 477 | 0 | 0 | 0 | 0 | 0 | 0 | 0 | 0 | 0 | 0 | 0 | 0 | 0 | 0 | 0 | 0 | 0 | 0 | 0 | 0 | 0 | 0 | 0 | 12 | 0
NO |  | 186 | 2015 | 18 | 9 | 9 |  | LANDSTOWN | WEST LANDING (2085) | 230 | 230 | CONC HFRM | 0.05 | 0 | 1 | ACSR 636 | 0 | 0 | 0 | 0 | 0 | 0 | 0 | 0 | 0 | 0 | 0 | 0 | 0 | 0 | 0 | 0 | 0 | 0 | 0 | 0 | 0 | 0 | 0 | 12 | 0
NO |  | 186 | 2015 | 18 | 10 | 10 |  | LANDSTOWN | WEST LANDING (2085) | 230 | 230 | STEEL HFRM | 0.55 | 0 | 0 | ACSR 636 | 0 | 0 | 0 | 0 | 0 | 0 | 0 | 0 | 0 | 0 | 0 | 0 | 0 | 0 | 0 | 0 | 0 | 0 | 0 | 0 | 0 | 0 | 0 | 12 | 0
NO |  | 186 | 2015 | 18 | 11 | 11 |  | LANDSTOWN | WEST LANDING (2085) | 230 | 230 | STEEL POLE | 7.29 | 0 | 0 | ACSR 636 | 0 | 0 | 0 | 0 | 0 | 0 | 0 | 0 | 0 | 0 | 0 | 0 | 0 | 0 | 0 | 0 | 0 | 0 | 0 | 0 | 0 | 0 | 0 | 12 | 0
NO |  | 186 | 2015 | 18 | 12 | 12 |  | REMINGTON CT | WARRENTON (2086) | 230 | 230 | CONC HFRM | 0 | 0.09 | 1 | ACAR 1109 | 0 | 0 | 0 | 0 | 0 | 0 | 0 | 0 | 0 | 0 | 0 | 0 | 0 | 0 | 0 | 0 | 0 | 0 | 0 | 0 | 0 | 0 | 0 | 12 | 0
NO |  | 186 | 2015 | 18 | 13 | 13 |  | REMINGTON CT | WARRENTON (2086) | 230 | 230 | CONC HFRM | 0.41 | 0 | 0 | ACAR 1109 | 0 | 0 | 0 | 0 | 0 | 0 | 0 | 0 | 0 | 0 | 0 | 0 | 0 | 0 | 0 | 0 | 0 | 0 | 0 | 0 | 0 | 0 | 0 | 12 | 0
NO |  | 186 | 2015 | 18 | 14 | 14 |  | REMINGTON CT | WARRENTON (2086) | 230 | 230 | CONC POLE | 0 | 0.08 | 0 | ACAR 1109 | 0 | 0 | 0 | 0 | 0 | 0 | 0 | 0 | 0 | 0 | 0 | 0 | 0 | 0 | 0 | 0 | 0 | 0 | 0 | 0 | 0 | 0 | 0 | 12 | 0
NO |  | 186 | 2015 | 18 | 15 | 15 |  | REMINGTON CT | WARRENTON (2086) | 230 | 230 | CONC POLE | 10.12 | 0 | 0 | ACAR 1109 | 0 | 0 | 0 | 0 | 0 | 0 | 0 | 0 | 0 | 0 | 0 | 0 | 0 | 0 | 0 | 0 | 0 | 0 | 0 | 0 | 0 | 0 | 0 | 12 | 0
NO |  | 186 | 2015 | 18 | 16 | 16 |  | REMINGTON CT | WARRENTON (2086) | 230 | 230 | STEEL HFRM | 0 | 0.05 | 0 | ACAR 1109 | 0 | 0 | 0 | 0 | 0 | 0 | 0 | 0 | 0 | 0 | 0 | 0 | 0 | 0 | 0 | 0 | 0 | 0 | 0 | 0 | 0 | 0 | 0 | 12 | 0
NO |  | 186 | 2015 | 18 | 17 | 17 |  | REMINGTON CT | WARRENTON (2086) | 230 | 230 | STEEL POLE | 0 | 0.29 | 0 | ACAR 1109 | 0 | 0 | 0 | 0 | 0 | 0 | 0 | 0 | 0 | 0 | 0 | 0 | 0 | 0 | 0 | 0 | 0 | 0 | 0 | 0 | 0 | 0 | 0 | 12 | 0
NO |  | 186 | 2015 | 18 | 18 | 18 |  | REMINGTON CT | WARRENTON (2086) | 230 | 230 | STEEL POLE | 0.88 | 0 | 0 | ACAR 1109 | 0 | 0 | 0 | 0 | 0 | 0 | 0 | 0 | 0 | 0 | 0 | 0 | 0 | 0 | 0 | 0 | 0 | 0 | 0 | 0 | 0 | 0 | 0 | 12 | 0
NO |  | 186 | 2015 | 18 | 19 | 19 |  | FENTRESS | SHAWBORO (2087) | 230 | 230 | CONC HFRM | 0 | 0.04 | 1 | ACAR 2500 | 0 | 0 | 0 | 0 | 0 | 0 | 0 | 0 | 0 | 0 | 0 | 0 | 0 | 0 | 0 | 0 | 0 | 0 | 0 | 0 | 0 | 0 | 0 | 12 | 0
NO |  | 186 | 2015 | 18 | 20 | 20 |  | FENTRESS | SHAWBORO (2087) | 230 | 230 | CONC HFRM | 0.1 | 0 | 0 | ACSR 636 | 0 | 0 | 0 | 0 | 0 | 0 | 0 | 0 | 0 | 0 | 0 | 0 | 0 | 0 | 0 | 0 | 0 | 0 | 0 | 0 | 0 | 0 | 0 | 12 | 0
NO |  | 186 | 2015 | 18 | 21 | 21 |  | FENTRESS | SHAWBORO (2087) | 230 | 230 | STEEL HFRM | 0.04 | 0 | 0 | ACSR 636 | 0 | 0 | 0 | 0 | 0 | 0 | 0 | 0 | 0 | 0 | 0 | 0 | 0 | 0 | 0 | 0 | 0 | 0 | 0 | 0 | 0 | 0 | 0 | 12 | 0
NO |  | 186 | 2015 | 18 | 22 | 22 |  | FENTRESS | SHAWBORO (2087) | 230 | 230 | STEEL POLE | 20.9 | 0 | 0 | ACSR 636 | 0 | 0 | 0 | 0 | 0 | 0 | 0 | 0 | 0 | 0 | 0 | 0 | 0 | 0 | 0 | 0 | 0 | 0 | 0 | 0 | 0 | 0 | 0 | 12 | 0
NO |  | 186 | 2015 | 18 | 23 | 23 |  | FENTRESS | SHAWBORO (2087) | 230 | 230 | STEEL TWR | 0 | 4.08 | 0 | ACAR 545.6 | 0 | 0 | 0 | 0 | 0 | 0 | 0 | 0 | 0 | 0 | 0 | 0 | 0 | 0 | 0 | 0 | 0 | 0 | 0 | 0 | 0 | 0 | 0 | 12 | 0
NO |  | 186 | 2015 | 18 | 24 | 24 |  | FENTRESS | SHAWBORO (2087) | 230 | 230 | STEEL TWR | 0 | 0.14 | 0 | ACSR 636 | 0 | 0 | 0 | 0 | 0 | 0 | 0 | 0 | 0 | 0 | 0 | 0 | 0 | 0 | 0 | 0 | 0 | 0 | 0 | 0 | 0 | 0 | 0 | 12 | 0
NO |  | 186 | 2015 | 18 | 25 | 25 |  | FENTRESS | SHAWBORO (2087) | 230 | 230 | STEEL TWR | 0.03 | 0 | 0 | ACSR 636 | 0 | 0 | 0 | 0 | 0 | 0 | 0 | 0 | 0 | 0 | 0 | 0 | 0 | 0 | 0 | 0 | 0 | 0 | 0 | 0 | 0 | 0 | 0 | 12 | 0
NO |  | 186 | 2015 | 18 | 26 | 26 |  | GORDONSVILLE | LOUISA CT (2088) | 230 | 230 | CONC HFRM | 0 | 0.06 | 1 | ACSR 477 | 0 | 0 | 0 | 0 | 0 | 0 | 0 | 0 | 0 | 0 | 0 | 0 | 0 | 0 | 0 | 0 | 0 | 0 | 0 | 0 | 0 | 0 | 0 | 12 | 0
NO |  | 186 | 2015 | 18 | 27 | 27 |  | GORDONSVILLE | LOUISA CT (2088) | 230 | 230 | STEEL HFRM | 0.13 | 0 | 0 | ACSR 477 | 0 | 0 | 0 | 0 | 0 | 0 | 0 | 0 | 0 | 0 | 0 | 0 | 0 | 0 | 0 | 0 | 0 | 0 | 0 | 0 | 0 | 0 | 0 | 12 | 0
NO |  | 186 | 2015 | 18 | 28 | 28 |  | GORDONSVILLE | LOUISA CT (2088) | 230 | 230 | STEEL POLE | 0 | 0.14 | 0 | ACSR 477 | 0 | 0 | 0 | 0 | 0 | 0 | 0 | 0 | 0 | 0 | 0 | 0 | 0 | 0 | 0 | 0 | 0 | 0 | 0 | 0 | 0 | 0 | 0 | 12 | 0
NO |  | 186 | 2015 | 18 | 29 | 29 |  | GORDONSVILLE | LOUISA CT (2088) | 230 | 230 | STEEL POLE | 0.07 | 0 | 0 | ACSR 477 | 0 | 0 | 0 | 0 | 0 | 0 | 0 | 0 | 0 | 0 | 0 | 0 | 0 | 0 | 0 | 0 | 0 | 0 | 0 | 0 | 0 | 0 | 0 | 12 | 0
NO |  | 186 | 2015 | 18 | 30 | 30 |  | GORDONSVILLE | LOUISA CT (2088) | 230 | 230 | WOOD HFRM | 0.32 | 0 | 0 | ACSR 477 | 0 | 0 | 0 | 0 | 0 | 0 | 0 | 0 | 0 | 0 | 0 | 0 | 0 | 0 | 0 | 0 | 0 | 0 | 0 | 0 | 0 | 0 | 0 | 12 | 0
NO |  | 186 | 2015 | 18 | 31 | 31 |  | GORDONSVILLE | LOUISA CT (2088) | 230 | 230 | WOOD POLE | 0 | 0.05 | 0 | ACSR 477 | 0 | 0 | 0 | 0 | 0 | 0 | 0 | 0 | 0 | 0 | 0 | 0 | 0 | 0 | 0 | 0 | 0 | 0 | 0 | 0 | 0 | 0 | 0 | 12 | 0
NO |  | 186 | 2015 | 18 | 32 | 32 |  | LADYSMITH | LADYSMITH CT (2089) | 230 | 230 | CONC HFRM | 0.09 | 0 | 1 | ACSR 636 | 0 | 0 | 0 | 0 | 0 | 0 | 0 | 0 | 0 | 0 | 0 | 0 | 0 | 0 | 0 | 0 | 0 | 0 | 0 | 0 | 0 | 0 | 0 | 12 | 0
NO |  | 186 | 2015 | 18 | 33 | 33 |  | LADYSMITH | LADYSMITH CT (2089) | 230 | 230 | CONC POLE | 0.04 | 0 | 0 | ACSR 636 | 0 | 0 | 0 | 0 | 0 | 0 | 0 | 0 | 0 | 0 | 0 | 0 | 0 | 0 | 0 | 0 | 0 | 0 | 0 | 0 | 0 | 0 | 0 | 12 | 0
NO |  | 186 | 2015 | 18 | 34 | 34 |  | LADYSMITH | LADYSMITH CT (2089) | 230 | 230 | STEEL POLE | 0.1 | 0 | 0 | ACSR 636 | 0 | 0 | 0 | 0 | 0 | 0 | 0 | 0 | 0 | 0 | 0 | 0 | 0 | 0 | 0 | 0 | 0 | 0 | 0 | 0 | 0 | 0 | 0 | 12 | 0
NO |  | 186 | 2015 | 18 | 35 | 35 |  | LADYSMITH | LADYSMITH CT (2089) | 230 | 230 | STEEL TWR | 3.68 | 0 | 0 | ACSR 636 | 0 | 0 | 0 | 0 | 0 | 0 | 0 | 0 | 0 | 0 | 0 | 0 | 0 | 0 | 0 | 0 | 0 | 0 | 0 | 0 | 0 | 0 | 0 | 12 | 0
NO |  | 186 | 2015 | 19 | 1 | 1 |  | WALLER | YORKTOWN (209) | 230 | 230 | CONC POLE | 0 | 0.04 | 1 | ACSR 1033.5 | 0 | 0 | 0 | 0 | 0 | 0 | 0 | 0 | 0 | 0 | 0 | 0 | 0 | 0 | 0 | 0 | 0 | 0 | 0 | 0 | 0 | 0 | 0 | 12 | 0
NO |  | 186 | 2015 | 19 | 2 | 2 |  | WALLER | YORKTOWN (209) | 230 | 230 | STEEL HFRM | 0 | 1.71 | 0 | ACSR 1033.5 | 0 | 0 | 0 | 0 | 0 | 0 | 0 | 0 | 0 | 0 | 0 | 0 | 0 | 0 | 0 | 0 | 0 | 0 | 0 | 0 | 0 | 0 | 0 | 12 | 0
NO |  | 186 | 2015 | 19 | 3 | 3 |  | WALLER | YORKTOWN (209) | 230 | 230 | STEEL HFRM | 0.17 | 0 | 0 | ACSR 1033.5 | 0 | 0 | 0 | 0 | 0 | 0 | 0 | 0 | 0 | 0 | 0 | 0 | 0 | 0 | 0 | 0 | 0 | 0 | 0 | 0 | 0 | 0 | 0 | 12 | 0
NO |  | 186 | 2015 | 19 | 4 | 4 |  | WALLER | YORKTOWN (209) | 230 | 230 | STEEL POLE | 0 | 0.88 | 0 | ACSR 1033.5 | 0 | 0 | 0 | 0 | 0 | 0 | 0 | 0 | 0 | 0 | 0 | 0 | 0 | 0 | 0 | 0 | 0 | 0 | 0 | 0 | 0 | 0 | 0 | 12 | 0
NO |  | 186 | 2015 | 19 | 5 | 5 |  | WALLER | YORKTOWN (209) | 230 | 230 | STEEL POLE | 0.29 | 0 | 0 | ACSR 1033.5 | 0 | 0 | 0 | 0 | 0 | 0 | 0 | 0 | 0 | 0 | 0 | 0 | 0 | 0 | 0 | 0 | 0 | 0 | 0 | 0 | 0 | 0 | 0 | 12 | 0
NO |  | 186 | 2015 | 19 | 6 | 6 |  | WALLER | YORKTOWN (209) | 230 | 230 | STEEL POLE | 0.04 | 0 | 0 | ACAR 2500 | 0 | 0 | 0 | 0 | 0 | 0 | 0 | 0 | 0 | 0 | 0 | 0 | 0 | 0 | 0 | 0 | 0 | 0 | 0 | 0 | 0 | 0 | 0 | 12 | 0
NO |  | 186 | 2015 | 19 | 7 | 7 |  | WALLER | YORKTOWN (209) | 230 | 230 | STEEL TWR | 0 | 0.1 | 0 | ACSR 1033.5 | 0 | 0 | 0 | 0 | 0 | 0 | 0 | 0 | 0 | 0 | 0 | 0 | 0 | 0 | 0 | 0 | 0 | 0 | 0 | 0 | 0 | 0 | 0 | 12 | 0
NO |  | 186 | 2015 | 19 | 8 | 8 |  | WALLER | YORKTOWN (209) | 230 | 230 | STEEL TWR | 0.08 | 0 | 0 | ACAR 2500 | 0 | 0 | 0 | 0 | 0 | 0 | 0 | 0 | 0 | 0 | 0 | 0 | 0 | 0 | 0 | 0 | 0 | 0 | 0 | 0 | 0 | 0 | 0 | 12 | 0
NO |  | 186 | 2015 | 19 | 9 | 9 |  | WALLER | YORKTOWN (209) | 230 | 230 | STEEL TWR | 4.4 | 0 | 0 | ACAR 721 | 0 | 0 | 0 | 0 | 0 | 0 | 0 | 0 | 0 | 0 | 0 | 0 | 0 | 0 | 0 | 0 | 0 | 0 | 0 | 0 | 0 | 0 | 0 | 12 | 0
NO |  | 186 | 2015 | 19 | 10 | 10 |  | WALLER | YORKTOWN (209) | 230 | 230 | WOOD HFRM | 0 | 9.01 | 0 | ACSR 1033.5 | 0 | 0 | 0 | 0 | 0 | 0 | 0 | 0 | 0 | 0 | 0 | 0 | 0 | 0 | 0 | 0 | 0 | 0 | 0 | 0 | 0 | 0 | 0 | 12 | 0
NO |  | 186 | 2015 | 19 | 11 | 11 |  | WALLER | YORKTOWN (209) | 230 | 230 | WOOD HFRM | 0.73 | 0 | 0 | ACSR 1033.5 | 0 | 0 | 0 | 0 | 0 | 0 | 0 | 0 | 0 | 0 | 0 | 0 | 0 | 0 | 0 | 0 | 0 | 0 | 0 | 0 | 0 | 0 | 0 | 12 | 0
NO |  | 186 | 2015 | 19 | 12 | 12 |  | WALLER | YORKTOWN (209) | 230 | 230 | WOOD POLE | 0 | 0.69 | 0 | ACSR 1033.5 | 0 | 0 | 0 | 0 | 0 | 0 | 0 | 0 | 0 | 0 | 0 | 0 | 0 | 0 | 0 | 0 | 0 | 0 | 0 | 0 | 0 | 0 | 0 | 12 | 0
NO |  | 186 | 2015 | 19 | 13 | 13 |  | WALLER | YORKTOWN (209) | 230 | 230 | WOOD POLE | 0.23 | 0 | 0 | ACSR 1033.5 | 0 | 0 | 0 | 0 | 0 | 0 | 0 | 0 | 0 | 0 | 0 | 0 | 0 | 0 | 0 | 0 | 0 | 0 | 0 | 0 | 0 | 0 | 0 | 12 | 0
NO |  | 186 | 2015 | 19 | 14 | 14 |  | WALLER | YORKTOWN (209) | 230 | 230 | WOOD POLE | 0.02 | 0 | 0 | ACAR 1109 | 0 | 0 | 0 | 0 | 0 | 0 | 0 | 0 | 0 | 0 | 0 | 0 | 0 | 0 | 0 | 0 | 0 | 0 | 0 | 0 | 0 | 0 | 0 | 12 | 0
NO |  | 186 | 2015 | 19 | 15 | 15 |  | WALLER | YORKTOWN (209) | 230 | 230 | WOOD POLE | 0.04 | 0 | 0 | ACSR 477 | 0 | 0 | 0 | 0 | 0 | 0 | 0 | 0 | 0 | 0 | 0 | 0 | 0 | 0 | 0 | 0 | 0 | 0 | 0 | 0 | 0 | 0 | 0 | 12 | 0
NO |  | 186 | 2015 | 19 | 16 | 16 |  | FREDERICKSBURG | LADYSMITH CT (2090) | 230 | 230 | CONC HFRM | 0.08 | 0 | 1 | ACSR 795 | 0 | 0 | 0 | 0 | 0 | 0 | 0 | 0 | 0 | 0 | 0 | 0 | 0 | 0 | 0 | 0 | 0 | 0 | 0 | 0 | 0 | 0 | 0 | 12 | 0
NO |  | 186 | 2015 | 19 | 17 | 17 |  | FREDERICKSBURG | LADYSMITH CT (2090) | 230 | 230 | STEEL HFRM | 0 | 0.12 | 0 | ACSR 795 | 0 | 0 | 0 | 0 | 0 | 0 | 0 | 0 | 0 | 0 | 0 | 0 | 0 | 0 | 0 | 0 | 0 | 0 | 0 | 0 | 0 | 0 | 0 | 12 | 0
NO |  | 186 | 2015 | 19 | 18 | 18 |  | FREDERICKSBURG | LADYSMITH CT (2090) | 230 | 230 | STEEL HFRM | 0.91 | 0 | 0 | ACSR 795 | 0 | 0 | 0 | 0 | 0 | 0 | 0 | 0 | 0 | 0 | 0 | 0 | 0 | 0 | 0 | 0 | 0 | 0 | 0 | 0 | 0 | 0 | 0 | 12 | 0
NO |  | 186 | 2015 | 19 | 19 | 19 |  | FREDERICKSBURG | LADYSMITH CT (2090) | 230 | 230 | STEEL POLE | 0 | 0.11 | 0 | ACSR 795 | 0 | 0 | 0 | 0 | 0 | 0 | 0 | 0 | 0 | 0 | 0 | 0 | 0 | 0 | 0 | 0 | 0 | 0 | 0 | 0 | 0 | 0 | 0 | 12 | 0
NO |  | 186 | 2015 | 19 | 20 | 20 |  | FREDERICKSBURG | LADYSMITH CT (2090) | 230 | 230 | STEEL POLE | 0.04 | 0 | 0 | ACSR 795 | 0 | 0 | 0 | 0 | 0 | 0 | 0 | 0 | 0 | 0 | 0 | 0 | 0 | 0 | 0 | 0 | 0 | 0 | 0 | 0 | 0 | 0 | 0 | 12 | 0
NO |  | 186 | 2015 | 19 | 21 | 21 |  | FREDERICKSBURG | LADYSMITH CT (2090) | 230 | 230 | STEEL TWR | 0 | 4.99 | 0 | ACSR 795 | 0 | 0 | 0 | 0 | 0 | 0 | 0 | 0 | 0 | 0 | 0 | 0 | 0 | 0 | 0 | 0 | 0 | 0 | 0 | 0 | 0 | 0 | 0 | 12 | 0
NO |  | 186 | 2015 | 19 | 22 | 22 |  | FREDERICKSBURG | LADYSMITH CT (2090) | 230 | 230 | WOOD HFRM | 10.13 | 0 | 0 | ACSR 795 | 0 | 0 | 0 | 0 | 0 | 0 | 0 | 0 | 0 | 0 | 0 | 0 | 0 | 0 | 0 | 0 | 0 | 0 | 0 | 0 | 0 | 0 | 0 | 12 | 0
NO |  | 186 | 2015 | 19 | 23 | 23 |  | FREDERICKSBURG | LADYSMITH CT (2090) | 230 | 230 | WOOD POLE | 0.89 | 0 | 0 | ACSR 795 | 0 | 0 | 0 | 0 | 0 | 0 | 0 | 0 | 0 | 0 | 0 | 0 | 0 | 0 | 0 | 0 | 0 | 0 | 0 | 0 | 0 | 0 | 0 | 12 | 0
NO |  | 186 | 2015 | 19 | 24 | 24 |  | WHITE OAK | CHICKAHOMINY (2091) | 230 | 230 | CONC HFRM | 0 | 0.2 | 1 | ACSR 636 | 0 | 0 | 0 | 0 | 0 | 0 | 0 | 0 | 0 | 0 | 0 | 0 | 0 | 0 | 0 | 0 | 0 | 0 | 0 | 0 | 0 | 0 | 0 | 12 | 0
NO |  | 186 | 2015 | 19 | 25 | 25 |  | WHITE OAK | CHICKAHOMINY (2091) | 230 | 230 | STEEL POLE | 0 | 3.22 | 0 | ACSR 636 | 0 | 0 | 0 | 0 | 0 | 0 | 0 | 0 | 0 | 0 | 0 | 0 | 0 | 0 | 0 | 0 | 0 | 0 | 0 | 0 | 0 | 0 | 0 | 12 | 0
NO |  | 186 | 2015 | 19 | 26 | 26 |  | WHITE OAK | CHICKAHOMINY (2091) | 230 | 230 | STEEL POLE | 0 | 0.05 | 0 | ACAR 721 | 0 | 0 | 0 | 0 | 0 | 0 | 0 | 0 | 0 | 0 | 0 | 0 | 0 | 0 | 0 | 0 | 0 | 0 | 0 | 0 | 0 | 0 | 0 | 12 | 0
NO |  | 186 | 2015 | 19 | 27 | 27 |  | WHITE OAK | CHICKAHOMINY (2091) | 230 | 230 | STEEL POLE | 0.08 | 0 | 0 | ACSR 636 | 0 | 0 | 0 | 0 | 0 | 0 | 0 | 0 | 0 | 0 | 0 | 0 | 0 | 0 | 0 | 0 | 0 | 0 | 0 | 0 | 0 | 0 | 0 | 12 | 0
NO |  | 186 | 2015 | 19 | 28 | 28 |  | WHITE OAK | CHICKAHOMINY (2091) | 230 | 230 | STEEL TWR | 0 | 3.51 | 0 | ACAR 721 | 0 | 0 | 0 | 0 | 0 | 0 | 0 | 0 | 0 | 0 | 0 | 0 | 0 | 0 | 0 | 0 | 0 | 0 | 0 | 0 | 0 | 0 | 0 | 12 | 0
NO |  | 186 | 2015 | 19 | 29 | 29 |  | WHITE OAK | CHICKAHOMINY (2091) | 230 | 230 | STEEL TWR | 0.1 | 0 | 0 | ACAR 721 | 0 | 0 | 0 | 0 | 0 | 0 | 0 | 0 | 0 | 0 | 0 | 0 | 0 | 0 | 0 | 0 | 0 | 0 | 0 | 0 | 0 | 0 | 0 | 12 | 0
NO |  | 186 | 2015 | 19 | 30 | 30 |  | SEWELLS POINT | NAVY NORTH (2093) | 230 | 230 | UG UG | 0.04 | 0 | 1 | CU 2500 | 0 | 0 | 0 | 0 | 0 | 0 | 0 | 0 | 0 | 0 | 0 | 0 | 0 | 0 | 0 | 0 | 0 | 0 | 0 | 0 | 0 | 0 | 0 | 12 | 0
NO |  | 186 | 2015 | 19 | 31 | 31 |  | BRAMBLETON | LOUDOUN (2094) | 230 | 230 | CONC HFRM | 0 | 0.2 | 1 | ACSS 1233.6 | 0 | 0 | 0 | 0 | 0 | 0 | 0 | 0 | 0 | 0 | 0 | 0 | 0 | 0 | 0 | 0 | 0 | 0 | 0 | 0 | 0 | 0 | 0 | 12 | 0
NO |  | 186 | 2015 | 19 | 32 | 32 |  | BRAMBLETON | LOUDOUN (2094) | 230 | 230 | STEEL POLE | 0 | 0.12 | 0 | ACSS 1233.6 | 0 | 0 | 0 | 0 | 0 | 0 | 0 | 0 | 0 | 0 | 0 | 0 | 0 | 0 | 0 | 0 | 0 | 0 | 0 | 0 | 0 | 0 | 0 | 12 | 0
NO |  | 186 | 2015 | 19 | 33 | 33 |  | BRAMBLETON | LOUDOUN (2094) | 230 | 230 | STEEL TWR | 0 | 4.24 | 0 | ACSS 1233.6 | 0 | 0 | 0 | 0 | 0 | 0 | 0 | 0 | 0 | 0 | 0 | 0 | 0 | 0 | 0 | 0 | 0 | 0 | 0 | 0 | 0 | 0 | 0 | 12 | 0
NO |  | 186 | 2015 | 19 | 34 | 34 |  | BRAMBLETON | LOUDOUN (2094) | 230 | 230 | STEEL TWR | 0.03 | 0 | 0 | ACSS 1233.6 | 0 | 0 | 0 | 0 | 0 | 0 | 0 | 0 | 0 | 0 | 0 | 0 | 0 | 0 | 0 | 0 | 0 | 0 | 0 | 0 | 0 | 0 | 0 | 12 | 0
NO |  | 186 | 2015 | 19 | 35 | 35 |  | BRAMBLETON | ENTERPRISE (2095) | 230 | 230 | STEEL POLE | 8.02 | 0 | 1 | ACSR 636 | 0 | 0 | 0 | 0 | 0 | 0 | 0 | 0 | 0 | 0 | 0 | 0 | 0 | 0 | 0 | 0 | 0 | 0 | 0 | 0 | 0 | 0 | 0 | 12 | 0
NO |  | 186 | 2015 | 20 | 1 | 1 |  | CLARENDON | BALLSTON (2096) | 230 | 230 | UG UG | 0 | 0.39 | 1 | CU 2500 | 0 | 0 | 0 | 0 | 0 | 0 | 0 | 0 | 0 | 0 | 0 | 0 | 0 | 0 | 0 | 0 | 0 | 0 | 0 | 0 | 0 | 0 | 0 | 12 | 0
NO |  | 186 | 2015 | 20 | 2 | 2 |  | CLARENDON | BALLSTON (2096) | 230 | 230 | UG UG | 0.01 | 0 | 0 | CU 2500 | 0 | 0 | 0 | 0 | 0 | 0 | 0 | 0 | 0 | 0 | 0 | 0 | 0 | 0 | 0 | 0 | 0 | 0 | 0 | 0 | 0 | 0 | 0 | 12 | 0
NO |  | 186 | 2015 | 20 | 3 | 3 |  | OX | IDYLWOOD (2097) | 230 | 230 | CONC HFRM | 0.01 | 0 | 1 | ACSR 795 | 0 | 0 | 0 | 0 | 0 | 0 | 0 | 0 | 0 | 0 | 0 | 0 | 0 | 0 | 0 | 0 | 0 | 0 | 0 | 0 | 0 | 0 | 0 | 12 | 0
NO |  | 186 | 2015 | 20 | 4 | 4 |  | OX | IDYLWOOD (2097) | 230 | 230 | STEEL HFRM | 0.07 | 0 | 0 | ACSR 795 | 0 | 0 | 0 | 0 | 0 | 0 | 0 | 0 | 0 | 0 | 0 | 0 | 0 | 0 | 0 | 0 | 0 | 0 | 0 | 0 | 0 | 0 | 0 | 12 | 0
NO |  | 186 | 2015 | 20 | 5 | 5 |  | OX | IDYLWOOD (2097) | 230 | 230 | STEEL POLE | 0 | 0.18 | 0 | ACSR 1033.5 | 0 | 0 | 0 | 0 | 0 | 0 | 0 | 0 | 0 | 0 | 0 | 0 | 0 | 0 | 0 | 0 | 0 | 0 | 0 | 0 | 0 | 0 | 0 | 12 | 0
NO |  | 186 | 2015 | 20 | 6 | 6 |  | OX | IDYLWOOD (2097) | 230 | 230 | STEEL POLE | 0.06 | 0 | 0 | ACSR 1033.5 | 0 | 0 | 0 | 0 | 0 | 0 | 0 | 0 | 0 | 0 | 0 | 0 | 0 | 0 | 0 | 0 | 0 | 0 | 0 | 0 | 0 | 0 | 0 | 12 | 0
NO |  | 186 | 2015 | 20 | 7 | 7 |  | OX | IDYLWOOD (2097) | 230 | 230 | STEEL POLE | 0.04 | 0 | 0 | ACSR 795 | 0 | 0 | 0 | 0 | 0 | 0 | 0 | 0 | 0 | 0 | 0 | 0 | 0 | 0 | 0 | 0 | 0 | 0 | 0 | 0 | 0 | 0 | 0 | 12 | 0
NO |  | 186 | 2015 | 20 | 8 | 8 |  | OX | IDYLWOOD (2097) | 230 | 230 | STEEL TWR | 0 | 7.31 | 0 | ACSR 1033.5 | 0 | 0 | 0 | 0 | 0 | 0 | 0 | 0 | 0 | 0 | 0 | 0 | 0 | 0 | 0 | 0 | 0 | 0 | 0 | 0 | 0 | 0 | 0 | 12 | 0
NO |  | 186 | 2015 | 20 | 9 | 9 |  | OX | IDYLWOOD (2097) | 230 | 230 | STEEL TWR | 0 | 0.06 | 0 | ACSR 636 | 0 | 0 | 0 | 0 | 0 | 0 | 0 | 0 | 0 | 0 | 0 | 0 | 0 | 0 | 0 | 0 | 0 | 0 | 0 | 0 | 0 | 0 | 0 | 12 | 0
NO |  | 186 | 2015 | 20 | 10 | 10 |  | OX | IDYLWOOD (2097) | 230 | 230 | STEEL TWR | 0.05 | 0 | 0 | ACSR 1033.5 | 0 | 0 | 0 | 0 | 0 | 0 | 0 | 0 | 0 | 0 | 0 | 0 | 0 | 0 | 0 | 0 | 0 | 0 | 0 | 0 | 0 | 0 | 0 | 12 | 0
NO |  | 186 | 2015 | 20 | 11 | 11 |  | OX | IDYLWOOD (2097) | 230 | 230 | STEEL TWR | 0.16 | 0 | 0 | ACSS 1033.5 | 0 | 0 | 0 | 0 | 0 | 0 | 0 | 0 | 0 | 0 | 0 | 0 | 0 | 0 | 0 | 0 | 0 | 0 | 0 | 0 | 0 | 0 | 0 | 12 | 0
NO |  | 186 | 2015 | 20 | 12 | 12 |  | OX | IDYLWOOD (2097) | 230 | 230 | STEEL TWR | 0.22 | 0 | 0 | ACSR 636 | 0 | 0 | 0 | 0 | 0 | 0 | 0 | 0 | 0 | 0 | 0 | 0 | 0 | 0 | 0 | 0 | 0 | 0 | 0 | 0 | 0 | 0 | 0 | 12 | 0
NO |  | 186 | 2015 | 20 | 13 | 13 |  | OX | IDYLWOOD (2097) | 230 | 230 | STEEL TWR | 4.48 | 0 | 0 | ACSR 795 | 0 | 0 | 0 | 0 | 0 | 0 | 0 | 0 | 0 | 0 | 0 | 0 | 0 | 0 | 0 | 0 | 0 | 0 | 0 | 0 | 0 | 0 | 0 | 12 | 0
NO |  | 186 | 2015 | 20 | 14 | 14 |  | PLEASANT VIEW | HAMILTON (2098) | 230 | 230 | STEEL HFRM | 0 | 0 | 1 |  | 0 | 0 | 0 | 0 | 0 | 0 | 0 | 0 | 0 | 0 | 0 | 0 | 0 | 0 | 0 | 0 | 0 | 0 | 0 | 0 | 0 | 0 | 0 | 12 | 0
NO |  | 186 | 2015 | 20 | 15 | 15 |  | PLEASANT VIEW | HAMILTON (2098) | 230 | 230 | STEEL HFRM | 0 | 0.05 | 0 | ACSR 636 | 0 | 0 | 0 | 0 | 0 | 0 | 0 | 0 | 0 | 0 | 0 | 0 | 0 | 0 | 0 | 0 | 0 | 0 | 0 | 0 | 0 | 0 | 0 | 12 | 0
NO |  | 186 | 2015 | 20 | 16 | 16 |  | PLEASANT VIEW | HAMILTON (2098) | 230 | 230 | STEEL HFRM | 0.12 | 0 | 0 | ACSR 636 | 0 | 0 | 0 | 0 | 0 | 0 | 0 | 0 | 0 | 0 | 0 | 0 | 0 | 0 | 0 | 0 | 0 | 0 | 0 | 0 | 0 | 0 | 0 | 12 | 0
NO |  | 186 | 2015 | 20 | 17 | 17 |  | PLEASANT VIEW | HAMILTON (2098) | 230 | 230 | STEEL POLE | 0 | 0.95 | 0 | ACSR 636 | 0 | 0 | 0 | 0 | 0 | 0 | 0 | 0 | 0 | 0 | 0 | 0 | 0 | 0 | 0 | 0 | 0 | 0 | 0 | 0 | 0 | 0 | 0 | 12 | 0
NO |  | 186 | 2015 | 20 | 18 | 18 |  | PLEASANT VIEW | HAMILTON (2098) | 230 | 230 | STEEL POLE | 8.77 | 0 | 0 | ACSR 636 | 0 | 0 | 0 | 0 | 0 | 0 | 0 | 0 | 0 | 0 | 0 | 0 | 0 | 0 | 0 | 0 | 0 | 0 | 0 | 0 | 0 | 0 | 0 | 12 | 0
NO |  | 186 | 2015 | 20 | 19 | 19 |  | PLEASANT VIEW | HAMILTON (2098) | 230 | 230 | UG UG | 0 | 0 | 0 |  | 0 | 0 | 0 | 0 | 0 | 0 | 0 | 0 | 0 | 0 | 0 | 0 | 0 | 0 | 0 | 0 | 0 | 0 | 0 | 0 | 0 | 0 | 0 | 12 | 0
NO |  | 186 | 2015 | 20 | 20 | 20 |  | PLEASANT VIEW | HAMILTON (2098) | 230 | 230 | UG UG | 2.15 | 0 | 0 | CU 3500 | 0 | 0 | 0 | 0 | 0 | 0 | 0 | 0 | 0 | 0 | 0 | 0 | 0 | 0 | 0 | 0 | 0 | 0 | 0 | 0 | 0 | 0 | 0 | 12 | 0
NO |  | 186 | 2015 | 20 | 21 | 21 |  | CHURCHLAND | SEWELLS POINT (2099) | 230 | 230 | CONC HFRM | 0 | 0.02 | 1 | ACSR 636 | 0 | 0 | 0 | 0 | 0 | 0 | 0 | 0 | 0 | 0 | 0 | 0 | 0 | 0 | 0 | 0 | 0 | 0 | 0 | 0 | 0 | 0 | 0 | 12 | 0
NO |  | 186 | 2015 | 20 | 22 | 22 |  | CHURCHLAND | SEWELLS POINT (2099) | 230 | 230 | CONC HFRM | 0 | 0.03 | 0 | ACAR 721 | 0 | 0 | 0 | 0 | 0 | 0 | 0 | 0 | 0 | 0 | 0 | 0 | 0 | 0 | 0 | 0 | 0 | 0 | 0 | 0 | 0 | 0 | 0 | 12 | 0
NO |  | 186 | 2015 | 20 | 23 | 23 |  | CHURCHLAND | SEWELLS POINT (2099) | 230 | 230 | CONC POLE | 0 | 0 | 0 | ACSR 636 | 0 | 0 | 0 | 0 | 0 | 0 | 0 | 0 | 0 | 0 | 0 | 0 | 0 | 0 | 0 | 0 | 0 | 0 | 0 | 0 | 0 | 0 | 0 | 12 | 0
NO |  | 186 | 2015 | 20 | 24 | 24 |  | CHURCHLAND | SEWELLS POINT (2099) | 230 | 230 | CONC POLE | 0 | 0 | 0 | ACAR 721 | 0 | 0 | 0 | 0 | 0 | 0 | 0 | 0 | 0 | 0 | 0 | 0 | 0 | 0 | 0 | 0 | 0 | 0 | 0 | 0 | 0 | 0 | 0 | 12 | 0
NO |  | 186 | 2015 | 20 | 25 | 25 |  | CHURCHLAND | SEWELLS POINT (2099) | 230 | 230 | STEEL HFRM | 0 | 0.04 | 0 | ACAR 721 | 0 | 0 | 0 | 0 | 0 | 0 | 0 | 0 | 0 | 0 | 0 | 0 | 0 | 0 | 0 | 0 | 0 | 0 | 0 | 0 | 0 | 0 | 0 | 12 | 0
NO |  | 186 | 2015 | 20 | 26 | 26 |  | CHURCHLAND | SEWELLS POINT (2099) | 230 | 230 | STEEL HFRM | 0.01 | 0 | 0 | ACSR 636 | 0 | 0 | 0 | 0 | 0 | 0 | 0 | 0 | 0 | 0 | 0 | 0 | 0 | 0 | 0 | 0 | 0 | 0 | 0 | 0 | 0 | 0 | 0 | 12 | 0
NO |  | 186 | 2015 | 20 | 27 | 27 |  | CHURCHLAND | SEWELLS POINT (2099) | 230 | 230 | STEEL POLE | 0 | 3.25 | 0 | ACSR 636 | 0 | 0 | 0 | 0 | 0 | 0 | 0 | 0 | 0 | 0 | 0 | 0 | 0 | 0 | 0 | 0 | 0 | 0 | 0 | 0 | 0 | 0 | 0 | 12 | 0
NO |  | 186 | 2015 | 20 | 28 | 28 |  | CHURCHLAND | SEWELLS POINT (2099) | 230 | 230 | STEEL POLE | 0 | 1.71 | 0 | ACAR 721 | 0 | 0 | 0 | 0 | 0 | 0 | 0 | 0 | 0 | 0 | 0 | 0 | 0 | 0 | 0 | 0 | 0 | 0 | 0 | 0 | 0 | 0 | 0 | 12 | 0
NO |  | 186 | 2015 | 20 | 29 | 29 |  | CHURCHLAND | SEWELLS POINT (2099) | 230 | 230 | STEEL POLE | 0.03 | 0 | 0 | ACSR 636 | 0 | 0 | 0 | 0 | 0 | 0 | 0 | 0 | 0 | 0 | 0 | 0 | 0 | 0 | 0 | 0 | 0 | 0 | 0 | 0 | 0 | 0 | 0 | 12 | 0
NO |  | 186 | 2015 | 20 | 30 | 30 |  | CHURCHLAND | SEWELLS POINT (2099) | 230 | 230 | UG UG | 0 | 1.54 | 0 | CU 2500 | 0 | 0 | 0 | 0 | 0 | 0 | 0 | 0 | 0 | 0 | 0 | 0 | 0 | 0 | 0 | 0 | 0 | 0 | 0 | 0 | 0 | 0 | 0 | 12 | 0
NO |  | 186 | 2015 | 20 | 31 | 31 |  | VAN DORN | HAYFIELD (210) | 230 | 230 | CONC HFRM | 0.03 | 0 | 1 | ACAR 1109 | 0 | 0 | 0 | 0 | 0 | 0 | 0 | 0 | 0 | 0 | 0 | 0 | 0 | 0 | 0 | 0 | 0 | 0 | 0 | 0 | 0 | 0 | 0 | 12 | 0
NO |  | 186 | 2015 | 20 | 32 | 32 |  | VAN DORN | HAYFIELD (210) | 230 | 230 | CONC POLE | 0.12 | 0 | 0 | ACAR 1109 | 0 | 0 | 0 | 0 | 0 | 0 | 0 | 0 | 0 | 0 | 0 | 0 | 0 | 0 | 0 | 0 | 0 | 0 | 0 | 0 | 0 | 0 | 0 | 12 | 0
NO |  | 186 | 2015 | 20 | 33 | 33 |  | VAN DORN | HAYFIELD (210) | 230 | 230 | STEEL POLE | 0.79 | 0 | 0 | ACAR 1109 | 0 | 0 | 0 | 0 | 0 | 0 | 0 | 0 | 0 | 0 | 0 | 0 | 0 | 0 | 0 | 0 | 0 | 0 | 0 | 0 | 0 | 0 | 0 | 12 | 0
NO |  | 186 | 2015 | 20 | 34 | 34 |  | VAN DORN | HAYFIELD (210) | 230 | 230 | STEEL TWR | 1.81 | 0 | 0 | ACAR 1109 | 0 | 0 | 0 | 0 | 0 | 0 | 0 | 0 | 0 | 0 | 0 | 0 | 0 | 0 | 0 | 0 | 0 | 0 | 0 | 0 | 0 | 0 | 0 | 12 | 0
NO |  | 186 | 2015 | 20 | 35 | 35 |  | BRISTERS | LIBERTY (2101) | 230 | 230 | STEEL HFRM | 0 | 0.07 | 1 | ACSR 636 | 0 | 0 | 0 | 0 | 0 | 0 | 0 | 0 | 0 | 0 | 0 | 0 | 0 | 0 | 0 | 0 | 0 | 0 | 0 | 0 | 0 | 0 | 0 | 12 | 0
NO |  | 186 | 2015 | 21 | 1 | 1 |  | BRISTERS | LIBERTY (2101) | 230 | 230 | STEEL HFRM | 1.06 | 0 | 0 | ACSR 636 | 0 | 0 | 0 | 0 | 0 | 0 | 0 | 0 | 0 | 0 | 0 | 0 | 0 | 0 | 0 | 0 | 0 | 0 | 0 | 0 | 0 | 0 | 0 | 12 | 0
NO |  | 186 | 2015 | 21 | 2 | 2 |  | BRISTERS | LIBERTY (2101) | 230 | 230 | STEEL POLE | 0 | 0.29 | 0 | ACSR 636 | 0 | 0 | 0 | 0 | 0 | 0 | 0 | 0 | 0 | 0 | 0 | 0 | 0 | 0 | 0 | 0 | 0 | 0 | 0 | 0 | 0 | 0 | 0 | 12 | 0
NO |  | 186 | 2015 | 21 | 3 | 3 |  | BRISTERS | LIBERTY (2101) | 230 | 230 | STEEL POLE | 2.42 | 0 | 0 | ACSR 636 | 0 | 0 | 0 | 0 | 0 | 0 | 0 | 0 | 0 | 0 | 0 | 0 | 0 | 0 | 0 | 0 | 0 | 0 | 0 | 0 | 0 | 0 | 0 | 12 | 0
NO |  | 186 | 2015 | 21 | 4 | 4 |  | BRISTERS | LIBERTY (2101) | 230 | 230 | STEEL TWR | 0 | 1.13 | 0 | ACSR 636 | 0 | 0 | 0 | 0 | 0 | 0 | 0 | 0 | 0 | 0 | 0 | 0 | 0 | 0 | 0 | 0 | 0 | 0 | 0 | 0 | 0 | 0 | 0 | 12 | 0
NO |  | 186 | 2015 | 21 | 5 | 5 |  | BRISTERS | LIBERTY (2101) | 230 | 230 | STEEL TWR | 13.18 | 0 | 0 | ACSR 636 | 0 | 0 | 0 | 0 | 0 | 0 | 0 | 0 | 0 | 0 | 0 | 0 | 0 | 0 | 0 | 0 | 0 | 0 | 0 | 0 | 0 | 0 | 0 | 12 | 0
NO |  | 186 | 2015 | 21 | 6 | 6 |  | CHICKAHOMINY | WALLER (2102) | 230 | 230 | CONC HFRM | 0 | 0.02 | 1 | ACAR 721 | 0 | 0 | 0 | 0 | 0 | 0 | 0 | 0 | 0 | 0 | 0 | 0 | 0 | 0 | 0 | 0 | 0 | 0 | 0 | 0 | 0 | 0 | 0 | 12 | 0
NO |  | 186 | 2015 | 21 | 7 | 7 |  | CHICKAHOMINY | WALLER (2102) | 230 | 230 | STEEL HFRM | 0 | 0.15 | 0 | ACSR 636 | 0 | 0 | 0 | 0 | 0 | 0 | 0 | 0 | 0 | 0 | 0 | 0 | 0 | 0 | 0 | 0 | 0 | 0 | 0 | 0 | 0 | 0 | 0 | 12 | 0
NO |  | 186 | 2015 | 21 | 8 | 8 |  | CHICKAHOMINY | WALLER (2102) | 230 | 230 | STEEL HFRM | 0.09 | 0 | 0 | ACSR 636 | 0 | 0 | 0 | 0 | 0 | 0 | 0 | 0 | 0 | 0 | 0 | 0 | 0 | 0 | 0 | 0 | 0 | 0 | 0 | 0 | 0 | 0 | 0 | 12 | 0
NO |  | 186 | 2015 | 21 | 9 | 9 |  | CHICKAHOMINY | WALLER (2102) | 230 | 230 | STEEL POLE | 0 | 4.57 | 0 | ACAR 721 | 0 | 0 | 0 | 0 | 0 | 0 | 0 | 0 | 0 | 0 | 0 | 0 | 0 | 0 | 0 | 0 | 0 | 0 | 0 | 0 | 0 | 0 | 0 | 12 | 0
NO |  | 186 | 2015 | 21 | 10 | 10 |  | CHICKAHOMINY | WALLER (2102) | 230 | 230 | STEEL POLE | 0.21 | 0 | 0 | ACAR 721 | 0 | 0 | 0 | 0 | 0 | 0 | 0 | 0 | 0 | 0 | 0 | 0 | 0 | 0 | 0 | 0 | 0 | 0 | 0 | 0 | 0 | 0 | 0 | 12 | 0
NO |  | 186 | 2015 | 21 | 11 | 11 |  | CHICKAHOMINY | WALLER (2102) | 230 | 230 | STEEL TWR | 0 | 0.09 | 0 | ACSR 636 | 0 | 0 | 0 | 0 | 0 | 0 | 0 | 0 | 0 | 0 | 0 | 0 | 0 | 0 | 0 | 0 | 0 | 0 | 0 | 0 | 0 | 0 | 0 | 12 | 0
NO |  | 186 | 2015 | 21 | 12 | 12 |  | CHICKAHOMINY | WALLER (2102) | 230 | 230 | STEEL TWR | 0 | 23.47 | 0 | ACAR 721 | 0 | 0 | 0 | 0 | 0 | 0 | 0 | 0 | 0 | 0 | 0 | 0 | 0 | 0 | 0 | 0 | 0 | 0 | 0 | 0 | 0 | 0 | 0 | 12 | 0
NO |  | 186 | 2015 | 21 | 13 | 13 |  | CHICKAHOMINY | WALLER (2102) | 230 | 230 | STEEL TWR | 0.05 | 0 | 0 | ACSR 636 | 0 | 0 | 0 | 0 | 0 | 0 | 0 | 0 | 0 | 0 | 0 | 0 | 0 | 0 | 0 | 0 | 0 | 0 | 0 | 0 | 0 | 0 | 0 | 12 | 0
NO |  | 186 | 2015 | 21 | 14 | 14 |  | CHICKAHOMINY | WALLER (2102) | 230 | 230 | STEEL TWR | 0.01 | 0 | 0 | ACAR 721 | 0 | 0 | 0 | 0 | 0 | 0 | 0 | 0 | 0 | 0 | 0 | 0 | 0 | 0 | 0 | 0 | 0 | 0 | 0 | 0 | 0 | 0 | 0 | 12 | 0
NO |  | 186 | 2015 | 21 | 15 | 15 |  | SHORT PUMP | ELMONT (2103) | 230 | 230 | CONC HFRM | 0 | 0.08 | 1 | ACAR 1109 | 0 | 0 | 0 | 0 | 0 | 0 | 0 | 0 | 0 | 0 | 0 | 0 | 0 | 0 | 0 | 0 | 0 | 0 | 0 | 0 | 0 | 0 | 0 | 12 | 0
NO |  | 186 | 2015 | 21 | 16 | 16 |  | SHORT PUMP | ELMONT (2103) | 230 | 230 | CONC HFRM | 0.25 | 0 | 0 | ACAR 1109 | 0 | 0 | 0 | 0 | 0 | 0 | 0 | 0 | 0 | 0 | 0 | 0 | 0 | 0 | 0 | 0 | 0 | 0 | 0 | 0 | 0 | 0 | 0 | 12 | 0
NO |  | 186 | 2015 | 21 | 17 | 17 |  | SHORT PUMP | ELMONT (2103) | 230 | 230 | CONC POLE | 0 | 0.02 | 0 | ACAR 1109 | 0 | 0 | 0 | 0 | 0 | 0 | 0 | 0 | 0 | 0 | 0 | 0 | 0 | 0 | 0 | 0 | 0 | 0 | 0 | 0 | 0 | 0 | 0 | 12 | 0
NO |  | 186 | 2015 | 21 | 18 | 18 |  | SHORT PUMP | ELMONT (2103) | 230 | 230 | CONC POLE | 0.14 | 0 | 0 | ACAR 1109 | 0 | 0 | 0 | 0 | 0 | 0 | 0 | 0 | 0 | 0 | 0 | 0 | 0 | 0 | 0 | 0 | 0 | 0 | 0 | 0 | 0 | 0 | 0 | 12 | 0
NO |  | 186 | 2015 | 21 | 19 | 19 |  | SHORT PUMP | ELMONT (2103) | 230 | 230 | STEEL HFRM | 0 | 2.41 | 0 | ACAR 1109 | 0 | 0 | 0 | 0 | 0 | 0 | 0 | 0 | 0 | 0 | 0 | 0 | 0 | 0 | 0 | 0 | 0 | 0 | 0 | 0 | 0 | 0 | 0 | 12 | 0
NO |  | 186 | 2015 | 21 | 20 | 20 |  | SHORT PUMP | ELMONT (2103) | 230 | 230 | STEEL HFRM | 0.14 | 0 | 0 | ACAR 1109 | 0 | 0 | 0 | 0 | 0 | 0 | 0 | 0 | 0 | 0 | 0 | 0 | 0 | 0 | 0 | 0 | 0 | 0 | 0 | 0 | 0 | 0 | 0 | 12 | 0
NO |  | 186 | 2015 | 21 | 21 | 21 |  | SHORT PUMP | ELMONT (2103) | 230 | 230 | STEEL POLE | 0 | 0.39 | 0 | ACAR 1109 | 0 | 0 | 0 | 0 | 0 | 0 | 0 | 0 | 0 | 0 | 0 | 0 | 0 | 0 | 0 | 0 | 0 | 0 | 0 | 0 | 0 | 0 | 0 | 12 | 0
NO |  | 186 | 2015 | 21 | 22 | 22 |  | SHORT PUMP | ELMONT (2103) | 230 | 230 | STEEL POLE | 0.36 | 0 | 0 | ACAR 1109 | 0 | 0 | 0 | 0 | 0 | 0 | 0 | 0 | 0 | 0 | 0 | 0 | 0 | 0 | 0 | 0 | 0 | 0 | 0 | 0 | 0 | 0 | 0 | 12 | 0
NO |  | 186 | 2015 | 21 | 23 | 23 |  | SHORT PUMP | ELMONT (2103) | 230 | 230 | WOOD HFRM | 4.87 | 0 | 0 | ACAR 1109 | 0 | 0 | 0 | 0 | 0 | 0 | 0 | 0 | 0 | 0 | 0 | 0 | 0 | 0 | 0 | 0 | 0 | 0 | 0 | 0 | 0 | 0 | 0 | 12 | 0
NO |  | 186 | 2015 | 21 | 24 | 24 |  | SHORT PUMP | ELMONT (2103) | 230 | 230 | WOOD POLE | 0.78 | 0 | 0 | ACAR 1109 | 0 | 0 | 0 | 0 | 0 | 0 | 0 | 0 | 0 | 0 | 0 | 0 | 0 | 0 | 0 | 0 | 0 | 0 | 0 | 0 | 0 | 0 | 0 | 12 | 0
NO |  | 186 | 2015 | 21 | 25 | 25 |  | FREDERICKSBURG | AQUIA HARBOUR (2104) | 230 | 230 | CONC HFRM | 0.07 | 0 | 1 | ACAR 721 | 0 | 0 | 0 | 0 | 0 | 0 | 0 | 0 | 0 | 0 | 0 | 0 | 0 | 0 | 0 | 0 | 0 | 0 | 0 | 0 | 0 | 0 | 0 | 12 | 0
NO |  | 186 | 2015 | 21 | 26 | 26 |  | FREDERICKSBURG | AQUIA HARBOUR (2104) | 230 | 230 | STEEL HFRM | 0.11 | 0 | 0 | ACAR 721 | 0 | 0 | 0 | 0 | 0 | 0 | 0 | 0 | 0 | 0 | 0 | 0 | 0 | 0 | 0 | 0 | 0 | 0 | 0 | 0 | 0 | 0 | 0 | 12 | 0
NO |  | 186 | 2015 | 21 | 27 | 27 |  | FREDERICKSBURG | AQUIA HARBOUR (2104) | 230 | 230 | STEEL POLE | 0 | 0.07 | 0 | ACAR 721 | 0 | 0 | 0 | 0 | 0 | 0 | 0 | 0 | 0 | 0 | 0 | 0 | 0 | 0 | 0 | 0 | 0 | 0 | 0 | 0 | 0 | 0 | 0 | 12 | 0
NO |  | 186 | 2015 | 21 | 28 | 28 |  | FREDERICKSBURG | AQUIA HARBOUR (2104) | 230 | 230 | STEEL TWR | 0.12 | 0 | 0 | ACAR 1109 | 0 | 0 | 0 | 0 | 0 | 0 | 0 | 0 | 0 | 0 | 0 | 0 | 0 | 0 | 0 | 0 | 0 | 0 | 0 | 0 | 0 | 0 | 0 | 12 | 0
NO |  | 186 | 2015 | 21 | 29 | 29 |  | FREDERICKSBURG | AQUIA HARBOUR (2104) | 230 | 230 | STEEL TWR | 0.21 | 0 | 0 | ACAR 721 | 0 | 0 | 0 | 0 | 0 | 0 | 0 | 0 | 0 | 0 | 0 | 0 | 0 | 0 | 0 | 0 | 0 | 0 | 0 | 0 | 0 | 0 | 0 | 12 | 0
NO |  | 186 | 2015 | 21 | 30 | 30 |  | FREDERICKSBURG | AQUIA HARBOUR (2104) | 230 | 230 | WOOD HFRM | 7.06 | 0 | 0 | ACAR 721 | 0 | 0 | 0 | 0 | 0 | 0 | 0 | 0 | 0 | 0 | 0 | 0 | 0 | 0 | 0 | 0 | 0 | 0 | 0 | 0 | 0 | 0 | 0 | 12 | 0
NO |  | 186 | 2015 | 21 | 31 | 31 |  | FREDERICKSBURG | AQUIA HARBOUR (2104) | 230 | 230 | WOOD POLE | 0.58 | 0 | 0 | ACAR 721 | 0 | 0 | 0 | 0 | 0 | 0 | 0 | 0 | 0 | 0 | 0 | 0 | 0 | 0 | 0 | 0 | 0 | 0 | 0 | 0 | 0 | 0 | 0 | 12 | 0
NO |  | 186 | 2015 | 21 | 32 | 32 |  | YADKIN | THRASHER (2105) | 230 | 230 | CONC HFRM | 0 | 0.07 | 1 | ACSR 1033.5 | 0 | 0 | 0 | 0 | 0 | 0 | 0 | 0 | 0 | 0 | 0 | 0 | 0 | 0 | 0 | 0 | 0 | 0 | 0 | 0 | 0 | 0 | 0 | 12 | 0
NO |  | 186 | 2015 | 21 | 33 | 33 |  | YADKIN | THRASHER (2105) | 230 | 230 | STEEL HFRM | 0 | 1.61 | 0 | ACSR 1033.5 | 0 | 0 | 0 | 0 | 0 | 0 | 0 | 0 | 0 | 0 | 0 | 0 | 0 | 0 | 0 | 0 | 0 | 0 | 0 | 0 | 0 | 0 | 0 | 12 | 0
NO |  | 186 | 2015 | 21 | 34 | 34 |  | YADKIN | THRASHER (2105) | 230 | 230 | STEEL POLE | 0 | 1.23 | 0 | ACSR 1033.5 | 0 | 0 | 0 | 0 | 0 | 0 | 0 | 0 | 0 | 0 | 0 | 0 | 0 | 0 | 0 | 0 | 0 | 0 | 0 | 0 | 0 | 0 | 0 | 12 | 0
NO |  | 186 | 2015 | 21 | 35 | 35 |  | YADKIN | THRASHER (2105) | 230 | 230 | STEEL POLE | 0 | 0.42 | 0 | ACSR 636 | 0 | 0 | 0 | 0 | 0 | 0 | 0 | 0 | 0 | 0 | 0 | 0 | 0 | 0 | 0 | 0 | 0 | 0 | 0 | 0 | 0 | 0 | 0 | 12 | 0
NO |  | 186 | 2015 | 22 | 1 | 1 |  | YADKIN | THRASHER (2105) | 230 | 230 | STEEL TWR | 0 | 0.14 | 0 | ACSR 1033.5 | 0 | 0 | 0 | 0 | 0 | 0 | 0 | 0 | 0 | 0 | 0 | 0 | 0 | 0 | 0 | 0 | 0 | 0 | 0 | 0 | 0 | 0 | 0 | 12 | 0
NO |  | 186 | 2015 | 22 | 2 | 2 |  | YADKIN | THRASHER (2105) | 230 | 230 | STEEL TWR | 0 | 4.33 | 0 | ACSR 636 | 0 | 0 | 0 | 0 | 0 | 0 | 0 | 0 | 0 | 0 | 0 | 0 | 0 | 0 | 0 | 0 | 0 | 0 | 0 | 0 | 0 | 0 | 0 | 12 | 0
NO |  | 186 | 2015 | 22 | 3 | 3 |  | BREMO | BEAR GARDEN (2106) | 230 | 230 | STEEL HFRM | 0.47 | 0 | 1 | ACSR 636 | 0 | 0 | 0 | 0 | 0 | 0 | 0 | 0 | 0 | 0 | 0 | 0 | 0 | 0 | 0 | 0 | 0 | 0 | 0 | 0 | 0 | 0 | 0 | 12 | 0
NO |  | 186 | 2015 | 22 | 4 | 4 |  | BREMO | BEAR GARDEN (2106) | 230 | 230 | STEEL POLE | 0.99 | 0 | 0 | ACSR 636 | 0 | 0 | 0 | 0 | 0 | 0 | 0 | 0 | 0 | 0 | 0 | 0 | 0 | 0 | 0 | 0 | 0 | 0 | 0 | 0 | 0 | 0 | 0 | 12 | 0
NO |  | 186 | 2015 | 22 | 5 | 5 |  | SULLY | DISCOVERY (2107) | 230 | 230 | CONC HFRM | 0 | 0.03 | 1 | ACAR 1534 | 0 | 0 | 0 | 0 | 0 | 0 | 0 | 0 | 0 | 0 | 0 | 0 | 0 | 0 | 0 | 0 | 0 | 0 | 0 | 0 | 0 | 0 | 0 | 12 | 0
NO |  | 186 | 2015 | 22 | 6 | 6 |  | SULLY | DISCOVERY (2107) | 230 | 230 | STEEL POLE | 0 | 1.12 | 0 | ACAR 1534 | 0 | 0 | 0 | 0 | 0 | 0 | 0 | 0 | 0 | 0 | 0 | 0 | 0 | 0 | 0 | 0 | 0 | 0 | 0 | 0 | 0 | 0 | 0 | 12 | 0
NO |  | 186 | 2015 | 22 | 7 | 7 |  | SULLY | DISCOVERY (2107) | 230 | 230 | STEEL POLE | 0 | 1.58 | 0 | ACSR 1590 | 0 | 0 | 0 | 0 | 0 | 0 | 0 | 0 | 0 | 0 | 0 | 0 | 0 | 0 | 0 | 0 | 0 | 0 | 0 | 0 | 0 | 0 | 0 | 12 | 0
NO |  | 186 | 2015 | 22 | 8 | 8 |  | SULLY | DISCOVERY (2107) | 230 | 230 | STEEL POLE | 0.05 | 0 | 0 | ACSR 1590 | 0 | 0 | 0 | 0 | 0 | 0 | 0 | 0 | 0 | 0 | 0 | 0 | 0 | 0 | 0 | 0 | 0 | 0 | 0 | 0 | 0 | 0 | 0 | 12 | 0
NO |  | 186 | 2015 | 22 | 9 | 9 |  | SWINKS MILL | TYSONS (2108) | 230 | 230 | STEEL POLE | 2.67 | 0 | 1 | ACSS 1033.5 | 0 | 0 | 0 | 0 | 0 | 0 | 0 | 0 | 0 | 0 | 0 | 0 | 0 | 0 | 0 | 0 | 0 | 0 | 0 | 0 | 0 | 0 | 0 | 12 | 0
NO |  | 186 | 2015 | 22 | 10 | 10 |  | HARRISONBURG | VALLEY (2109) | 230 | 230 | CONC HFRM | 0 | 0.1 | 1 | ACAR 721 | 0 | 0 | 0 | 0 | 0 | 0 | 0 | 0 | 0 | 0 | 0 | 0 | 0 | 0 | 0 | 0 | 0 | 0 | 0 | 0 | 0 | 0 | 0 | 12 | 0
NO |  | 186 | 2015 | 22 | 11 | 11 |  | HARRISONBURG | VALLEY (2109) | 230 | 230 | STEEL POLE | 0 | 0.04 | 0 | ACSR 636 | 0 | 0 | 0 | 0 | 0 | 0 | 0 | 0 | 0 | 0 | 0 | 0 | 0 | 0 | 0 | 0 | 0 | 0 | 0 | 0 | 0 | 0 | 0 | 12 | 0
NO |  | 186 | 2015 | 22 | 12 | 12 |  | HARRISONBURG | VALLEY (2109) | 230 | 230 | STEEL POLE | 0.13 | 0 | 0 | ACSR 636 | 0 | 0 | 0 | 0 | 0 | 0 | 0 | 0 | 0 | 0 | 0 | 0 | 0 | 0 | 0 | 0 | 0 | 0 | 0 | 0 | 0 | 0 | 0 | 12 | 0
NO |  | 186 | 2015 | 22 | 13 | 13 |  | HARRISONBURG | VALLEY (2109) | 230 | 230 | STEEL TWR | 0 | 9.88 | 0 | ACAR 721 | 0 | 0 | 0 | 0 | 0 | 0 | 0 | 0 | 0 | 0 | 0 | 0 | 0 | 0 | 0 | 0 | 0 | 0 | 0 | 0 | 0 | 0 | 0 | 12 | 0
NO |  | 186 | 2015 | 22 | 14 | 14 |  | HARRISONBURG | VALLEY (2109) | 230 | 230 | STEEL TWR | 0.13 | 0 | 0 | ACSR 636 | 0 | 0 | 0 | 0 | 0 | 0 | 0 | 0 | 0 | 0 | 0 | 0 | 0 | 0 | 0 | 0 | 0 | 0 | 0 | 0 | 0 | 0 | 0 | 12 | 0
NO |  | 186 | 2015 | 22 | 15 | 15 |  | HARRISONBURG | VALLEY (2109) | 230 | 230 | STEEL TWR | 0.1 | 0 | 0 | ACAR 721 | 0 | 0 | 0 | 0 | 0 | 0 | 0 | 0 | 0 | 0 | 0 | 0 | 0 | 0 | 0 | 0 | 0 | 0 | 0 | 0 | 0 | 0 | 0 | 12 | 0
NO |  | 186 | 2015 | 22 | 16 | 16 |  | CHESTERFIELD 230 | HOPEWELL (211) | 230 | 230 | STEEL HFRM | 0 | 0.04 | 1 | ACAR 1109 | 0 | 0 | 0 | 0 | 0 | 0 | 0 | 0 | 0 | 0 | 0 | 0 | 0 | 0 | 0 | 0 | 0 | 0 | 0 | 0 | 0 | 0 | 0 | 12 | 0
NO |  | 186 | 2015 | 22 | 17 | 17 |  | CHESTERFIELD 230 | HOPEWELL (211) | 230 | 230 | STEEL POLE | 0 | 0.02 | 0 | ACSR 1033.5 | 0 | 0 | 0 | 0 | 0 | 0 | 0 | 0 | 0 | 0 | 0 | 0 | 0 | 0 | 0 | 0 | 0 | 0 | 0 | 0 | 0 | 0 | 0 | 12 | 0
NO |  | 186 | 2015 | 22 | 18 | 18 |  | CHESTERFIELD 230 | HOPEWELL (211) | 230 | 230 | STEEL POLE | 0.77 | 0 | 0 | ACAR 1109 | 0 | 0 | 0 | 0 | 0 | 0 | 0 | 0 | 0 | 0 | 0 | 0 | 0 | 0 | 0 | 0 | 0 | 0 | 0 | 0 | 0 | 0 | 0 | 12 | 0
NO |  | 186 | 2015 | 22 | 19 | 19 |  | CHESTERFIELD 230 | HOPEWELL (211) | 230 | 230 | STEEL POLE | 0.02 | 0 | 0 | ACAR 721 | 0 | 0 | 0 | 0 | 0 | 0 | 0 | 0 | 0 | 0 | 0 | 0 | 0 | 0 | 0 | 0 | 0 | 0 | 0 | 0 | 0 | 0 | 0 | 12 | 0
NO |  | 186 | 2015 | 22 | 20 | 20 |  | CHESTERFIELD 230 | HOPEWELL (211) | 230 | 230 | STEEL TWR | 0 | 0.02 | 0 | ACSR 1033.5 | 0 | 0 | 0 | 0 | 0 | 0 | 0 | 0 | 0 | 0 | 0 | 0 | 0 | 0 | 0 | 0 | 0 | 0 | 0 | 0 | 0 | 0 | 0 | 12 | 0
NO |  | 186 | 2015 | 22 | 21 | 21 |  | CHESTERFIELD 230 | HOPEWELL (211) | 230 | 230 | STEEL TWR | 0.3 | 0 | 0 | ACSS 1033.5 | 0 | 0 | 0 | 0 | 0 | 0 | 0 | 0 | 0 | 0 | 0 | 0 | 0 | 0 | 0 | 0 | 0 | 0 | 0 | 0 | 0 | 0 | 0 | 12 | 0
NO |  | 186 | 2015 | 22 | 22 | 22 |  | CHESTERFIELD 230 | HOPEWELL (211) | 230 | 230 | STEEL TWR | 9.84 | 0 | 0 | ACAR 1109 | 0 | 0 | 0 | 0 | 0 | 0 | 0 | 0 | 0 | 0 | 0 | 0 | 0 | 0 | 0 | 0 | 0 | 0 | 0 | 0 | 0 | 0 | 0 | 12 | 0
NO |  | 186 | 2015 | 22 | 23 | 23 |  | SUFFOLK | THRASHER (2110) | 230 | 230 | CONC HFRM | 0 | 0.08 | 1 | ACSR 1033.5 | 0 | 0 | 0 | 0 | 0 | 0 | 0 | 0 | 0 | 0 | 0 | 0 | 0 | 0 | 0 | 0 | 0 | 0 | 0 | 0 | 0 | 0 | 0 | 12 | 0
NO |  | 186 | 2015 | 22 | 24 | 24 |  | SUFFOLK | THRASHER (2110) | 230 | 230 | CONC HFRM | 0.11 | 0 | 0 | ACSR 636 | 0 | 0 | 0 | 0 | 0 | 0 | 0 | 0 | 0 | 0 | 0 | 0 | 0 | 0 | 0 | 0 | 0 | 0 | 0 | 0 | 0 | 0 | 0 | 12 | 0
NO |  | 186 | 2015 | 22 | 25 | 25 |  | SUFFOLK | THRASHER (2110) | 230 | 230 | STEEL HFRM | 0 | 0.05 | 0 | ACSR 1033.5 | 0 | 0 | 0 | 0 | 0 | 0 | 0 | 0 | 0 | 0 | 0 | 0 | 0 | 0 | 0 | 0 | 0 | 0 | 0 | 0 | 0 | 0 | 0 | 12 | 0
NO |  | 186 | 2015 | 22 | 26 | 26 |  | SUFFOLK | THRASHER (2110) | 230 | 230 | STEEL HFRM | 0.3 | 0 | 0 | ACSR 636 | 0 | 0 | 0 | 0 | 0 | 0 | 0 | 0 | 0 | 0 | 0 | 0 | 0 | 0 | 0 | 0 | 0 | 0 | 0 | 0 | 0 | 0 | 0 | 12 | 0
NO |  | 186 | 2015 | 22 | 27 | 27 |  | SUFFOLK | THRASHER (2110) | 230 | 230 | STEEL POLE | 0 | 0.25 | 0 | ACAR 2500 | 0 | 0 | 0 | 0 | 0 | 0 | 0 | 0 | 0 | 0 | 0 | 0 | 0 | 0 | 0 | 0 | 0 | 0 | 0 | 0 | 0 | 0 | 0 | 12 | 0
NO |  | 186 | 2015 | 22 | 28 | 28 |  | SUFFOLK | THRASHER (2110) | 230 | 230 | STEEL POLE | 0.76 | 0 | 0 | ACAR 2500 | 0 | 0 | 0 | 0 | 0 | 0 | 0 | 0 | 0 | 0 | 0 | 0 | 0 | 0 | 0 | 0 | 0 | 0 | 0 | 0 | 0 | 0 | 0 | 12 | 0
NO |  | 186 | 2015 | 22 | 29 | 29 |  | SUFFOLK | THRASHER (2110) | 230 | 230 | STEEL POLE | 0.51 | 0 | 0 | ACSR 636 | 0 | 0 | 0 | 0 | 0 | 0 | 0 | 0 | 0 | 0 | 0 | 0 | 0 | 0 | 0 | 0 | 0 | 0 | 0 | 0 | 0 | 0 | 0 | 12 | 0
NO |  | 186 | 2015 | 22 | 30 | 30 |  | SUFFOLK | THRASHER (2110) | 230 | 230 | STEEL TWR | 0 | 7.57 | 0 | ACAR 2500 | 0 | 0 | 0 | 0 | 0 | 0 | 0 | 0 | 0 | 0 | 0 | 0 | 0 | 0 | 0 | 0 | 0 | 0 | 0 | 0 | 0 | 0 | 0 | 12 | 0
NO |  | 186 | 2015 | 22 | 31 | 31 |  | SUFFOLK | THRASHER (2110) | 230 | 230 | STEEL TWR | 0.29 | 0 | 0 | ACAR 2500 | 0 | 0 | 0 | 0 | 0 | 0 | 0 | 0 | 0 | 0 | 0 | 0 | 0 | 0 | 0 | 0 | 0 | 0 | 0 | 0 | 0 | 0 | 0 | 12 | 0
NO |  | 186 | 2015 | 22 | 32 | 32 |  | SUFFOLK | THRASHER (2110) | 230 | 230 | STEEL TWR | 11.68 | 0 | 0 | ACSR 636 | 0 | 0 | 0 | 0 | 0 | 0 | 0 | 0 | 0 | 0 | 0 | 0 | 0 | 0 | 0 | 0 | 0 | 0 | 0 | 0 | 0 | 0 | 0 | 12 | 0
NO |  | 186 | 2015 | 22 | 33 | 33 |  | BREMO | BEAR GARDEN (2111) | 230 | 230 | STEEL HFRM | 0 | 0.43 | 1 | ACSR 636 | 0 | 0 | 0 | 0 | 0 | 0 | 0 | 0 | 0 | 0 | 0 | 0 | 0 | 0 | 0 | 0 | 0 | 0 | 0 | 0 | 0 | 0 | 0 | 12 | 0
NO |  | 186 | 2015 | 22 | 34 | 34 |  | BREMO | BEAR GARDEN (2111) | 230 | 230 | STEEL POLE | 0 | 0.7 | 0 | ACSR 636 | 0 | 0 | 0 | 0 | 0 | 0 | 0 | 0 | 0 | 0 | 0 | 0 | 0 | 0 | 0 | 0 | 0 | 0 | 0 | 0 | 0 | 0 | 0 | 12 | 0
NO |  | 186 | 2015 | 22 | 35 | 35 |  | NORTH ALEXANDRIA | JEFFERSON ST (2112) | 230 | 230 | CONC HFRM | 0.02 | 0 | 1 | ACAR 2500 | 0 | 0 | 0 | 0 | 0 | 0 | 0 | 0 | 0 | 0 | 0 | 0 | 0 | 0 | 0 | 0 | 0 | 0 | 0 | 0 | 0 | 0 | 0 | 12 | 0
NO |  | 186 | 2015 | 23 | 1 | 1 |  | NORTH ALEXANDRIA | JEFFERSON ST (2112) | 230 | 230 | STEEL HFRM | 0 | 0.07 | 0 | ACAR 2500 | 0 | 0 | 0 | 0 | 0 | 0 | 0 | 0 | 0 | 0 | 0 | 0 | 0 | 0 | 0 | 0 | 0 | 0 | 0 | 0 | 0 | 0 | 0 | 12 | 0
NO |  | 186 | 2015 | 23 | 2 | 2 |  | NORTH ALEXANDRIA | JEFFERSON ST (2112) | 230 | 230 | STEEL POLE | 0 | 0.13 | 0 | ACAR 2500 | 0 | 0 | 0 | 0 | 0 | 0 | 0 | 0 | 0 | 0 | 0 | 0 | 0 | 0 | 0 | 0 | 0 | 0 | 0 | 0 | 0 | 0 | 0 | 12 | 0
NO |  | 186 | 2015 | 23 | 3 | 3 |  | NORTH ALEXANDRIA | JEFFERSON ST (2112) | 230 | 230 | STEEL POLE | 0 | 0.29 | 0 | ACSR 636 | 0 | 0 | 0 | 0 | 0 | 0 | 0 | 0 | 0 | 0 | 0 | 0 | 0 | 0 | 0 | 0 | 0 | 0 | 0 | 0 | 0 | 0 | 0 | 12 | 0
NO |  | 186 | 2015 | 23 | 4 | 4 |  | NORTH ALEXANDRIA | JEFFERSON ST (2112) | 230 | 230 | STEEL POLE | 0.09 | 0 | 0 | ACSR 636 | 0 | 0 | 0 | 0 | 0 | 0 | 0 | 0 | 0 | 0 | 0 | 0 | 0 | 0 | 0 | 0 | 0 | 0 | 0 | 0 | 0 | 0 | 0 | 12 | 0
NO |  | 186 | 2015 | 23 | 5 | 5 |  | NORTH ALEXANDRIA | JEFFERSON ST (2112) | 230 | 230 | UG UG | 0 | 0 | 0 | CU 2500 | 0 | 0 | 0 | 0 | 0 | 0 | 0 | 0 | 0 | 0 | 0 | 0 | 0 | 0 | 0 | 0 | 0 | 0 | 0 | 0 | 0 | 0 | 0 | 12 | 0
NO |  | 186 | 2015 | 23 | 6 | 6 |  | NORTH ALEXANDRIA | JEFFERSON ST (2112) | 230 | 230 | UG UG | 0.12 | 0 | 0 | CU 2500 | 0 | 0 | 0 | 0 | 0 | 0 | 0 | 0 | 0 | 0 | 0 | 0 | 0 | 0 | 0 | 0 | 0 | 0 | 0 | 0 | 0 | 0 | 0 | 12 | 0
NO |  | 186 | 2015 | 23 | 7 | 7 |  | LANEXA | WALLER (2113) | 230 | 230 | CONC HFRM | 0 | 0.43 | 1 | ACSR 1033.5 | 0 | 0 | 0 | 0 | 0 | 0 | 0 | 0 | 0 | 0 | 0 | 0 | 0 | 0 | 0 | 0 | 0 | 0 | 0 | 0 | 0 | 0 | 0 | 12 | 0
NO |  | 186 | 2015 | 23 | 8 | 8 |  | LANEXA | WALLER (2113) | 230 | 230 | STEEL HFRM | 0 | 0.24 | 0 | ACSR 1033.5 | 0 | 0 | 0 | 0 | 0 | 0 | 0 | 0 | 0 | 0 | 0 | 0 | 0 | 0 | 0 | 0 | 0 | 0 | 0 | 0 | 0 | 0 | 0 | 12 | 0
NO |  | 186 | 2015 | 23 | 9 | 9 |  | LANEXA | WALLER (2113) | 230 | 230 | STEEL HFRM | 0.1 | 0 | 0 | ACSR 1033.5 | 0 | 0 | 0 | 0 | 0 | 0 | 0 | 0 | 0 | 0 | 0 | 0 | 0 | 0 | 0 | 0 | 0 | 0 | 0 | 0 | 0 | 0 | 0 | 12 | 0
NO |  | 186 | 2015 | 23 | 10 | 10 |  | LANEXA | WALLER (2113) | 230 | 230 | STEEL POLE | 0 | 1.03 | 0 | ACSR 1033.5 | 0 | 0 | 0 | 0 | 0 | 0 | 0 | 0 | 0 | 0 | 0 | 0 | 0 | 0 | 0 | 0 | 0 | 0 | 0 | 0 | 0 | 0 | 0 | 12 | 0
NO |  | 186 | 2015 | 23 | 11 | 11 |  | LANEXA | WALLER (2113) | 230 | 230 | WOOD HFRM | 0 | 12.17 | 0 | ACSR 1033.5 | 0 | 0 | 0 | 0 | 0 | 0 | 0 | 0 | 0 | 0 | 0 | 0 | 0 | 0 | 0 | 0 | 0 | 0 | 0 | 0 | 0 | 0 | 0 | 12 | 0
NO |  | 186 | 2015 | 23 | 12 | 12 |  | LANEXA | WALLER (2113) | 230 | 230 | WOOD HFRM | 0.1 | 0 | 0 | ACSR 1033.5 | 0 | 0 | 0 | 0 | 0 | 0 | 0 | 0 | 0 | 0 | 0 | 0 | 0 | 0 | 0 | 0 | 0 | 0 | 0 | 0 | 0 | 0 | 0 | 12 | 0
NO |  | 186 | 2015 | 23 | 13 | 13 |  | LANEXA | WALLER (2113) | 230 | 230 | WOOD HFRM | 0.08 | 0 | 0 | ACAR 2500 | 0 | 0 | 0 | 0 | 0 | 0 | 0 | 0 | 0 | 0 | 0 | 0 | 0 | 0 | 0 | 0 | 0 | 0 | 0 | 0 | 0 | 0 | 0 | 12 | 0
NO |  | 186 | 2015 | 23 | 14 | 14 |  | LANEXA | WALLER (2113) | 230 | 230 | WOOD POLE | 0 | 0.26 | 0 | ACSR 1033.5 | 0 | 0 | 0 | 0 | 0 | 0 | 0 | 0 | 0 | 0 | 0 | 0 | 0 | 0 | 0 | 0 | 0 | 0 | 0 | 0 | 0 | 0 | 0 | 12 | 0
NO |  | 186 | 2015 | 23 | 15 | 15 |  | LANEXA | WALLER (2113) | 230 | 230 | WOOD POLE | 0.04 | 0 | 0 | ACSR 1033.5 | 0 | 0 | 0 | 0 | 0 | 0 | 0 | 0 | 0 | 0 | 0 | 0 | 0 | 0 | 0 | 0 | 0 | 0 | 0 | 0 | 0 | 0 | 0 | 12 | 0
NO |  | 186 | 2015 | 23 | 16 | 16 |  | REMINGTON CT | GAINESVILLE (2114) | 230 | 230 | STEEL HFRM | 0 | 0.08 | 1 | ACSR 636 | 0 | 0 | 0 | 0 | 0 | 0 | 0 | 0 | 0 | 0 | 0 | 0 | 0 | 0 | 0 | 0 | 0 | 0 | 0 | 0 | 0 | 0 | 0 | 12 | 0
NO |  | 186 | 2015 | 23 | 17 | 17 |  | REMINGTON CT | GAINESVILLE (2114) | 230 | 230 | STEEL HFRM | 0.53 | 0 | 0 | ACSR 636 | 0 | 0 | 0 | 0 | 0 | 0 | 0 | 0 | 0 | 0 | 0 | 0 | 0 | 0 | 0 | 0 | 0 | 0 | 0 | 0 | 0 | 0 | 0 | 12 | 0
NO |  | 186 | 2015 | 23 | 18 | 18 |  | REMINGTON CT | GAINESVILLE (2114) | 230 | 230 | STEEL POLE | 1.3 | 0 | 0 | ACSR 636 | 0 | 0 | 0 | 0 | 0 | 0 | 0 | 0 | 0 | 0 | 0 | 0 | 0 | 0 | 0 | 0 | 0 | 0 | 0 | 0 | 0 | 0 | 0 | 12 | 0
NO |  | 186 | 2015 | 23 | 19 | 19 |  | REMINGTON CT | GAINESVILLE (2114) | 230 | 230 | STEEL TWR | 22.68 | 0 | 0 | ACSR 636 | 0 | 0 | 0 | 0 | 0 | 0 | 0 | 0 | 0 | 0 | 0 | 0 | 0 | 0 | 0 | 0 | 0 | 0 | 0 | 0 | 0 | 0 | 0 | 12 | 0
NO |  | 186 | 2015 | 23 | 20 | 20 |  | ARLINGTON | GLEN CARLYN (2115) | 230 | 230 | CONC HFRM | 0.04 | 0 | 1 | ACSS 1192.5 | 0 | 0 | 0 | 0 | 0 | 0 | 0 | 0 | 0 | 0 | 0 | 0 | 0 | 0 | 0 | 0 | 0 | 0 | 0 | 0 | 0 | 0 | 0 | 12 | 0
NO |  | 186 | 2015 | 23 | 21 | 21 |  | ARLINGTON | GLEN CARLYN (2115) | 230 | 230 | STEEL POLE | 2.34 | 0 | 0 | ACSS 1192.5 | 0 | 0 | 0 | 0 | 0 | 0 | 0 | 0 | 0 | 0 | 0 | 0 | 0 | 0 | 0 | 0 | 0 | 0 | 0 | 0 | 0 | 0 | 0 | 12 | 0
NO |  | 186 | 2015 | 23 | 22 | 22 |  | BEAUMEADE | NIVO (2116) | 230 | 230 | UG UG | 0 | 0.71 | 1 | CU 3500 | 0 | 0 | 0 | 0 | 0 | 0 | 0 | 0 | 0 | 0 | 0 | 0 | 0 | 0 | 0 | 0 | 0 | 0 | 0 | 0 | 0 | 0 | 0 | 12 | 0
NO |  | 186 | 2015 | 23 | 23 | 23 |  | LOUDOUN | NEW ROAD (2117) | 230 | 230 | STEEL HFRM | 0.35 | 0 | 1 | ACSR 636 | 0 | 0 | 0 | 0 | 0 | 0 | 0 | 0 | 0 | 0 | 0 | 0 | 0 | 0 | 0 | 0 | 0 | 0 | 0 | 0 | 0 | 0 | 0 | 12 | 0
NO |  | 186 | 2015 | 23 | 24 | 24 |  | LOUDOUN | NEW ROAD (2117) | 230 | 230 | STEEL POLE | 3.59 | 0 | 0 | ACSR 636 | 0 | 0 | 0 | 0 | 0 | 0 | 0 | 0 | 0 | 0 | 0 | 0 | 0 | 0 | 0 | 0 | 0 | 0 | 0 | 0 | 0 | 0 | 0 | 12 | 0
NO |  | 186 | 2015 | 23 | 25 | 25 |  | LANDSTOWN | VIRGINIA BEACH (2118) | 230 | 230 | CONC HFRM | 0 | 0.04 | 1 | ACSR 1351.5 | 0 | 0 | 0 | 0 | 0 | 0 | 0 | 0 | 0 | 0 | 0 | 0 | 0 | 0 | 0 | 0 | 0 | 0 | 0 | 0 | 0 | 0 | 0 | 12 | 0
NO |  | 186 | 2015 | 23 | 26 | 26 |  | LANDSTOWN | VIRGINIA BEACH (2118) | 230 | 230 | CONC HFRM | 0.04 | 0 | 0 | ACSR 1351.5 | 0 | 0 | 0 | 0 | 0 | 0 | 0 | 0 | 0 | 0 | 0 | 0 | 0 | 0 | 0 | 0 | 0 | 0 | 0 | 0 | 0 | 0 | 0 | 12 | 0
NO |  | 186 | 2015 | 23 | 27 | 27 |  | LANDSTOWN | VIRGINIA BEACH (2118) | 230 | 230 | CONC POLE | 0 | 0.03 | 0 | ACSR 1351.5 | 0 | 0 | 0 | 0 | 0 | 0 | 0 | 0 | 0 | 0 | 0 | 0 | 0 | 0 | 0 | 0 | 0 | 0 | 0 | 0 | 0 | 0 | 0 | 12 | 0
NO |  | 186 | 2015 | 23 | 28 | 28 |  | LANDSTOWN | VIRGINIA BEACH (2118) | 230 | 230 | STEEL HFRM | 0 | 9.47 | 0 | ACSR 1351.5 | 0 | 0 | 0 | 0 | 0 | 0 | 0 | 0 | 0 | 0 | 0 | 0 | 0 | 0 | 0 | 0 | 0 | 0 | 0 | 0 | 0 | 0 | 0 | 12 | 0
NO |  | 186 | 2015 | 23 | 29 | 29 |  | LANDSTOWN | VIRGINIA BEACH (2118) | 230 | 230 | STEEL POLE | 0 | 1.35 | 0 | ACSR 1351.5 | 0 | 0 | 0 | 0 | 0 | 0 | 0 | 0 | 0 | 0 | 0 | 0 | 0 | 0 | 0 | 0 | 0 | 0 | 0 | 0 | 0 | 0 | 0 | 12 | 0
NO |  | 186 | 2015 | 23 | 30 | 30 |  | LANDSTOWN | VIRGINIA BEACH (2118) | 230 | 230 | STEEL POLE | 0.02 | 0 | 0 | ACSR 1351.5 | 0 | 0 | 0 | 0 | 0 | 0 | 0 | 0 | 0 | 0 | 0 | 0 | 0 | 0 | 0 | 0 | 0 | 0 | 0 | 0 | 0 | 0 | 0 | 12 | 0
NO |  | 186 | 2015 | 23 | 31 | 31 |  | AQUIA HARBOR | GARRISONVILLE (2119) | 230 | 230 | UG UG | 0 | 5.63 | 1 | CU 3500 | 0 | 0 | 0 | 0 | 0 | 0 | 0 | 0 | 0 | 0 | 0 | 0 | 0 | 0 | 0 | 0 | 0 | 0 | 0 | 0 | 0 | 0 | 0 | 12 | 0
NO |  | 186 | 2015 | 23 | 32 | 32 |  | SURRY | HOPEWELL (212) | 230 | 230 | CONC HFRM | 0.05 | 0 | 1 | ACAR 2500 | 0 | 0 | 0 | 0 | 0 | 0 | 0 | 0 | 0 | 0 | 0 | 0 | 0 | 0 | 0 | 0 | 0 | 0 | 0 | 0 | 0 | 0 | 0 | 12 | 0
NO |  | 186 | 2015 | 23 | 33 | 33 |  | SURRY | HOPEWELL (212) | 230 | 230 | STEEL HFRM | 0.16 | 0 | 0 | ACAR 2500 | 0 | 0 | 0 | 0 | 0 | 0 | 0 | 0 | 0 | 0 | 0 | 0 | 0 | 0 | 0 | 0 | 0 | 0 | 0 | 0 | 0 | 0 | 0 | 12 | 0
NO |  | 186 | 2015 | 23 | 34 | 34 |  | SURRY | HOPEWELL (212) | 230 | 230 | STEEL POLE | 0.05 | 0 | 0 | ACAR 2500 | 0 | 0 | 0 | 0 | 0 | 0 | 0 | 0 | 0 | 0 | 0 | 0 | 0 | 0 | 0 | 0 | 0 | 0 | 0 | 0 | 0 | 0 | 0 | 12 | 0
NO |  | 186 | 2015 | 23 | 35 | 35 |  | SURRY | HOPEWELL (212) | 230 | 230 | STEEL TWR | 0.09 | 0 | 0 | ACAR 1109 | 0 | 0 | 0 | 0 | 0 | 0 | 0 | 0 | 0 | 0 | 0 | 0 | 0 | 0 | 0 | 0 | 0 | 0 | 0 | 0 | 0 | 0 | 0 | 12 | 0
NO |  | 186 | 2015 | 24 | 1 | 1 |  | SURRY | HOPEWELL (212) | 230 | 230 | STEEL TWR | 42.56 | 0 | 0 | ACAR 721 | 0 | 0 | 0 | 0 | 0 | 0 | 0 | 0 | 0 | 0 | 0 | 0 | 0 | 0 | 0 | 0 | 0 | 0 | 0 | 0 | 0 | 0 | 0 | 12 | 0
NO |  | 186 | 2015 | 24 | 2 | 2 |  | AQUIA HARBOR | GARRISONVILLE (2120) | 230 | 230 | UG UG | 0 | 5.63 | 1 | CU 3500 | 0 | 0 | 0 | 0 | 0 | 0 | 0 | 0 | 0 | 0 | 0 | 0 | 0 | 0 | 0 | 0 | 0 | 0 | 0 | 0 | 0 | 0 | 0 | 12 | 0
NO |  | 186 | 2015 | 24 | 3 | 3 |  | RADNOR HEIGHTS | PENTAGON (2121) | 230 | 230 | UG UG | 2.62 | 0 | 1 | CU 2500 | 0 | 0 | 0 | 0 | 0 | 0 | 0 | 0 | 0 | 0 | 0 | 0 | 0 | 0 | 0 | 0 | 0 | 0 | 0 | 0 | 0 | 0 | 0 | 12 | 0
NO |  | 186 | 2015 | 24 | 4 | 4 |  | HAYES | YORKTOWN (2122) | 230 | 230 | STEEL HFRM | 0.05 | 0 | 1 | ACSR 1033.5 | 0 | 0 | 0 | 0 | 0 | 0 | 0 | 0 | 0 | 0 | 0 | 0 | 0 | 0 | 0 | 0 | 0 | 0 | 0 | 0 | 0 | 0 | 0 | 12 | 0
NO |  | 186 | 2015 | 24 | 5 | 5 |  | HAYES | YORKTOWN (2122) | 230 | 230 | STEEL POLE | 3.61 | 0 | 0 | ACSR 1033.5 | 0 | 0 | 0 | 0 | 0 | 0 | 0 | 0 | 0 | 0 | 0 | 0 | 0 | 0 | 0 | 0 | 0 | 0 | 0 | 0 | 0 | 0 | 0 | 12 | 0
NO |  | 186 | 2015 | 24 | 6 | 6 |  | HAYES | YORKTOWN (2122) | 230 | 230 | UG UG | 3.62 | 0 | 0 | CU 2500 | 0 | 0 | 0 | 0 | 0 | 0 | 0 | 0 | 0 | 0 | 0 | 0 | 0 | 0 | 0 | 0 | 0 | 0 | 0 | 0 | 0 | 0 | 0 | 12 | 0
NO |  | 186 | 2015 | 24 | 7 | 7 |  | LOUDOUN | NEW ROAD (2123) | 230 | 230 | STEEL HFRM | 0 | 0.27 | 1 | ACSR 636 | 0 | 0 | 0 | 0 | 0 | 0 | 0 | 0 | 0 | 0 | 0 | 0 | 0 | 0 | 0 | 0 | 0 | 0 | 0 | 0 | 0 | 0 | 0 | 12 | 0
NO |  | 186 | 2015 | 24 | 8 | 8 |  | LOUDOUN | NEW ROAD (2123) | 230 | 230 | STEEL POLE | 0 | 3.59 | 0 | ACSR 636 | 0 | 0 | 0 | 0 | 0 | 0 | 0 | 0 | 0 | 0 | 0 | 0 | 0 | 0 | 0 | 0 | 0 | 0 | 0 | 0 | 0 | 0 | 0 | 12 | 0
NO |  | 186 | 2015 | 24 | 9 | 9 |  | PRINCE GEORGE | HOPEWELL (2124) | 230 | 230 | STEEL HFRM | 0.02 | 0 | 1 | ACSR 636 | 0 | 0 | 0 | 0 | 0 | 0 | 0 | 0 | 0 | 0 | 0 | 0 | 0 | 0 | 0 | 0 | 0 | 0 | 0 | 0 | 0 | 0 | 0 | 12 | 0
NO |  | 186 | 2015 | 24 | 10 | 10 |  | PRINCE GEORGE | HOPEWELL (2124) | 230 | 230 | STEEL POLE | 2.44 | 0 | 0 | ACSR 636 | 0 | 0 | 0 | 0 | 0 | 0 | 0 | 0 | 0 | 0 | 0 | 0 | 0 | 0 | 0 | 0 | 0 | 0 | 0 | 0 | 0 | 0 | 0 | 12 | 0
NO |  | 186 | 2015 | 24 | 11 | 11 |  | MACKEYS | TROWBRIDGE (2126) | 230 | 230 | STEEL HFRM | 0.13 | 0 | 1 | ACSR 1351.5 | 0 | 0 | 0 | 0 | 0 | 0 | 0 | 0 | 0 | 0 | 0 | 0 | 0 | 0 | 0 | 0 | 0 | 0 | 0 | 0 | 0 | 0 | 0 | 12 | 0
NO |  | 186 | 2015 | 24 | 12 | 12 |  | MACKEYS | TROWBRIDGE (2126) | 230 | 230 | STEEL POLE | 0.43 | 0 | 0 | ACSR 1192.5 | 0 | 0 | 0 | 0 | 0 | 0 | 0 | 0 | 0 | 0 | 0 | 0 | 0 | 0 | 0 | 0 | 0 | 0 | 0 | 0 | 0 | 0 | 0 | 12 | 0
NO |  | 186 | 2015 | 24 | 13 | 13 |  | MACKEYS | TROWBRIDGE (2126) | 230 | 230 | STEEL POLE | 9.96 | 0 | 0 | ACSR 1351.5 | 0 | 0 | 0 | 0 | 0 | 0 | 0 | 0 | 0 | 0 | 0 | 0 | 0 | 0 | 0 | 0 | 0 | 0 | 0 | 0 | 0 | 0 | 0 | 12 | 0
NO |  | 186 | 2015 | 24 | 14 | 14 |  | MACKEYS | TROWBRIDGE (2126) | 230 | 230 | STEEL TWR | 0.05 | 0 | 0 | ACSR 1351.5 | 0 | 0 | 0 | 0 | 0 | 0 | 0 | 0 | 0 | 0 | 0 | 0 | 0 | 0 | 0 | 0 | 0 | 0 | 0 | 0 | 0 | 0 | 0 | 12 | 0
NO |  | 186 | 2015 | 24 | 15 | 15 |  | NORTHWEST | LAKESIDE (2127) | 230 | 230 | CONC HFRM | 0.08 | 0 | 1 | ACSS 1233.6 | 0 | 0 | 0 | 0 | 0 | 0 | 0 | 0 | 0 | 0 | 0 | 0 | 0 | 0 | 0 | 0 | 0 | 0 | 0 | 0 | 0 | 0 | 0 | 12 | 0
NO |  | 186 | 2015 | 24 | 16 | 16 |  | NORTHWEST | LAKESIDE (2127) | 230 | 230 | STEEL HFRM | 4.83 | 0 | 0 | ACSS 1233.6 | 0 | 0 | 0 | 0 | 0 | 0 | 0 | 0 | 0 | 0 | 0 | 0 | 0 | 0 | 0 | 0 | 0 | 0 | 0 | 0 | 0 | 0 | 0 | 12 | 0
NO |  | 186 | 2015 | 24 | 17 | 17 |  | NORTHWEST | LAKESIDE (2127) | 230 | 230 | STEEL POLE | 1.58 | 0 | 0 | ACSS 1233.6 | 0 | 0 | 0 | 0 | 0 | 0 | 0 | 0 | 0 | 0 | 0 | 0 | 0 | 0 | 0 | 0 | 0 | 0 | 0 | 0 | 0 | 0 | 0 | 12 | 0
NO |  | 186 | 2015 | 24 | 18 | 18 |  | NORTHWEST | LAKESIDE (2127) | 230 | 230 | STEEL TWR | 0 | 0.12 | 0 | ACSS 1233.6 | 0 | 0 | 0 | 0 | 0 | 0 | 0 | 0 | 0 | 0 | 0 | 0 | 0 | 0 | 0 | 0 | 0 | 0 | 0 | 0 | 0 | 0 | 0 | 12 | 0
NO |  | 186 | 2015 | 24 | 19 | 19 |  | NORTHWEST | LAKESIDE (2127) | 230 | 230 | STEEL TWR | 4.93 | 0 | 0 | ACSS 1233.6 | 0 | 0 | 0 | 0 | 0 | 0 | 0 | 0 | 0 | 0 | 0 | 0 | 0 | 0 | 0 | 0 | 0 | 0 | 0 | 0 | 0 | 0 | 0 | 12 | 0
NO |  | 186 | 2015 | 24 | 20 | 20 |  | FENTRESS | THRASHER (2128) | 230 | 230 | CONC HFRM | 0.06 | 0 | 1 | ACAR 2500 | 0 | 0 | 0 | 0 | 0 | 0 | 0 | 0 | 0 | 0 | 0 | 0 | 0 | 0 | 0 | 0 | 0 | 0 | 0 | 0 | 0 | 0 | 0 | 12 | 0
NO |  | 186 | 2015 | 24 | 21 | 21 |  | FENTRESS | THRASHER (2128) | 230 | 230 | STEEL POLE | 0 | 0.03 | 0 | ACSR 636 | 0 | 0 | 0 | 0 | 0 | 0 | 0 | 0 | 0 | 0 | 0 | 0 | 0 | 0 | 0 | 0 | 0 | 0 | 0 | 0 | 0 | 0 | 0 | 12 | 0
NO |  | 186 | 2015 | 24 | 22 | 22 |  | FENTRESS | THRASHER (2128) | 230 | 230 | STEEL POLE | 0.09 | 0 | 0 | ACAR 2500 | 0 | 0 | 0 | 0 | 0 | 0 | 0 | 0 | 0 | 0 | 0 | 0 | 0 | 0 | 0 | 0 | 0 | 0 | 0 | 0 | 0 | 0 | 0 | 12 | 0
NO |  | 186 | 2015 | 24 | 23 | 23 |  | FENTRESS | THRASHER (2128) | 230 | 230 | STEEL POLE | 5.7 | 0 | 0 | ACAR 721 | 0 | 0 | 0 | 0 | 0 | 0 | 0 | 0 | 0 | 0 | 0 | 0 | 0 | 0 | 0 | 0 | 0 | 0 | 0 | 0 | 0 | 0 | 0 | 12 | 0
NO |  | 186 | 2015 | 24 | 24 | 24 |  | CHICKAHOMINY | LANEXA (2129) | 230 | 230 | STEEL HFRM | 0 | 7.75 | 1 | ACSR 1033.5 | 0 | 0 | 0 | 0 | 0 | 0 | 0 | 0 | 0 | 0 | 0 | 0 | 0 | 0 | 0 | 0 | 0 | 0 | 0 | 0 | 0 | 0 | 0 | 12 | 0
NO |  | 186 | 2015 | 24 | 25 | 25 |  | CHICKAHOMINY | LANEXA (2129) | 230 | 230 | STEEL HFRM | 0.2 | 0 | 0 | ACSR 1033.5 | 0 | 0 | 0 | 0 | 0 | 0 | 0 | 0 | 0 | 0 | 0 | 0 | 0 | 0 | 0 | 0 | 0 | 0 | 0 | 0 | 0 | 0 | 0 | 12 | 0
NO |  | 186 | 2015 | 24 | 26 | 26 |  | CHICKAHOMINY | LANEXA (2129) | 230 | 230 | WOOD HFRM | 0 | 5.73 | 0 | ACSR 1033.5 | 0 | 0 | 0 | 0 | 0 | 0 | 0 | 0 | 0 | 0 | 0 | 0 | 0 | 0 | 0 | 0 | 0 | 0 | 0 | 0 | 0 | 0 | 0 | 12 | 0
NO |  | 186 | 2015 | 24 | 27 | 27 |  | CHICKAHOMINY | LANEXA (2129) | 230 | 230 | WOOD HFRM | 0.41 | 0 | 0 | ACSR 1033.5 | 0 | 0 | 0 | 0 | 0 | 0 | 0 | 0 | 0 | 0 | 0 | 0 | 0 | 0 | 0 | 0 | 0 | 0 | 0 | 0 | 0 | 0 | 0 | 12 | 0
NO |  | 186 | 2015 | 24 | 28 | 28 |  | CHICKAHOMINY | LANEXA (2129) | 230 | 230 | WOOD POLE | 0 | 0.11 | 0 | ACSR 1033.5 | 0 | 0 | 0 | 0 | 0 | 0 | 0 | 0 | 0 | 0 | 0 | 0 | 0 | 0 | 0 | 0 | 0 | 0 | 0 | 0 | 0 | 0 | 0 | 12 | 0
NO |  | 186 | 2015 | 24 | 29 | 29 |  | THELMA | LAKEVIEW (213) | 230 | 230 | STEEL TWR | 8.53 | 0 | 1 | ACSR 1033.5 | 0 | 0 | 0 | 0 | 0 | 0 | 0 | 0 | 0 | 0 | 0 | 0 | 0 | 0 | 0 | 0 | 0 | 0 | 0 | 0 | 0 | 0 | 0 | 12 | 0
NO |  | 186 | 2015 | 24 | 30 | 30 |  | BEAUMEADE | NIVO (2130) | 230 | 230 | UG UG | 0 | 0.71 | 1 | CU 3500 | 0 | 0 | 0 | 0 | 0 | 0 | 0 | 0 | 0 | 0 | 0 | 0 | 0 | 0 | 0 | 0 | 0 | 0 | 0 | 0 | 0 | 0 | 0 | 12 | 0
NO |  | 186 | 2015 | 24 | 31 | 31 |  | WINFALL | MACKEYS (2131) | 230 | 230 | CONC POLE | 0.02 | 0 | 1 | ACSR 1351.5 | 0 | 0 | 0 | 0 | 0 | 0 | 0 | 0 | 0 | 0 | 0 | 0 | 0 | 0 | 0 | 0 | 0 | 0 | 0 | 0 | 0 | 0 | 0 | 12 | 0
NO |  | 186 | 2015 | 24 | 32 | 32 |  | WINFALL | MACKEYS (2131) | 230 | 230 | STEEL HFRM | 0.08 | 0 | 0 | ACSR 1192.5 | 0 | 0 | 0 | 0 | 0 | 0 | 0 | 0 | 0 | 0 | 0 | 0 | 0 | 0 | 0 | 0 | 0 | 0 | 0 | 0 | 0 | 0 | 0 | 12 | 0
NO |  | 186 | 2015 | 24 | 33 | 33 |  | WINFALL | MACKEYS (2131) | 230 | 230 | STEEL HFRM | 0.03 | 0 | 0 | ACSR 1351.5 | 0 | 0 | 0 | 0 | 0 | 0 | 0 | 0 | 0 | 0 | 0 | 0 | 0 | 0 | 0 | 0 | 0 | 0 | 0 | 0 | 0 | 0 | 0 | 12 | 0
NO |  | 186 | 2015 | 24 | 34 | 34 |  | WINFALL | MACKEYS (2131) | 230 | 230 | STEEL POLE | 0 | 0.02 | 0 | ACSR 1351.5 | 0 | 0 | 0 | 0 | 0 | 0 | 0 | 0 | 0 | 0 | 0 | 0 | 0 | 0 | 0 | 0 | 0 | 0 | 0 | 0 | 0 | 0 | 0 | 12 | 0
NO |  | 186 | 2015 | 24 | 35 | 35 |  | WINFALL | MACKEYS (2131) | 230 | 230 | STEEL POLE | 13.68 | 0 | 0 | ACSR 1192.5 | 0 | 0 | 0 | 0 | 0 | 0 | 0 | 0 | 0 | 0 | 0 | 0 | 0 | 0 | 0 | 0 | 0 | 0 | 0 | 0 | 0 | 0 | 0 | 12 | 0
NO |  | 186 | 2015 | 25 | 1 | 1 |  | WINFALL | MACKEYS (2131) | 230 | 230 | STEEL POLE | 5.28 | 0 | 0 | ACSS 1233.6 | 0 | 0 | 0 | 0 | 0 | 0 | 0 | 0 | 0 | 0 | 0 | 0 | 0 | 0 | 0 | 0 | 0 | 0 | 0 | 0 | 0 | 0 | 0 | 12 | 0
NO |  | 186 | 2015 | 25 | 2 | 2 |  | WINFALL | MACKEYS (2131) | 230 | 230 | STEEL POLE | 5.1 | 0 | 0 | ACSR 1351.5 | 0 | 0 | 0 | 0 | 0 | 0 | 0 | 0 | 0 | 0 | 0 | 0 | 0 | 0 | 0 | 0 | 0 | 0 | 0 | 0 | 0 | 0 | 0 | 12 | 0
NO |  | 186 | 2015 | 25 | 3 | 3 |  | CLOVER HILL | CANNON BRANCH (2132) | 230 | 230 | STEEL HFRM | 0 | 0.37 | 1 | ACSR 636 | 0 | 0 | 0 | 0 | 0 | 0 | 0 | 0 | 0 | 0 | 0 | 0 | 0 | 0 | 0 | 0 | 0 | 0 | 0 | 0 | 0 | 0 | 0 | 12 | 0
NO |  | 186 | 2015 | 25 | 4 | 4 |  | CLOVER HILL | CANNON BRANCH (2132) | 230 | 230 | STEEL POLE | 0 | 1.88 | 0 | ACSR 636 | 0 | 0 | 0 | 0 | 0 | 0 | 0 | 0 | 0 | 0 | 0 | 0 | 0 | 0 | 0 | 0 | 0 | 0 | 0 | 0 | 0 | 0 | 0 | 12 | 0
NO |  | 186 | 2015 | 25 | 5 | 5 |  | CLOVER HILL | CANNON BRANCH (2132) | 230 | 230 | STEEL TWR | 0 | 0.02 | 0 | ACSR 636 | 0 | 0 | 0 | 0 | 0 | 0 | 0 | 0 | 0 | 0 | 0 | 0 | 0 | 0 | 0 | 0 | 0 | 0 | 0 | 0 | 0 | 0 | 0 | 12 | 0
NO |  | 186 | 2015 | 25 | 6 | 6 |  | HARRISONBURG | ENDLESS CAVERNS (2134) | 230 | 230 | CONC HFRM | 0 | 0.03 | 1 | ACSR 636 | 0 | 0 | 0 | 0 | 0 | 0 | 0 | 0 | 0 | 0 | 0 | 0 | 0 | 0 | 0 | 0 | 0 | 0 | 0 | 0 | 0 | 0 | 0 | 12 | 0
NO |  | 186 | 2015 | 25 | 7 | 7 |  | HARRISONBURG | ENDLESS CAVERNS (2134) | 230 | 230 | STEEL HFRM | 0 | 0.22 | 0 | ACSR 636 | 0 | 0 | 0 | 0 | 0 | 0 | 0 | 0 | 0 | 0 | 0 | 0 | 0 | 0 | 0 | 0 | 0 | 0 | 0 | 0 | 0 | 0 | 0 | 12 | 0
NO |  | 186 | 2015 | 25 | 8 | 8 |  | HARRISONBURG | ENDLESS CAVERNS (2134) | 230 | 230 | STEEL POLE | 0 | 19.52 | 0 | ACSR 636 | 0 | 0 | 0 | 0 | 0 | 0 | 0 | 0 | 0 | 0 | 0 | 0 | 0 | 0 | 0 | 0 | 0 | 0 | 0 | 0 | 0 | 0 | 0 | 12 | 0
NO |  | 186 | 2015 | 25 | 9 | 9 |  | HOLLYMEAD | GORDONSVILLE (2135) | 230 | 230 | CONC HFRM | 0.19 | 0 | 1 | ACSR 477 | 0 | 0 | 0 | 0 | 0 | 0 | 0 | 0 | 0 | 0 | 0 | 0 | 0 | 0 | 0 | 0 | 0 | 0 | 0 | 0 | 0 | 0 | 0 | 12 | 0
NO |  | 186 | 2015 | 25 | 10 | 10 |  | HOLLYMEAD | GORDONSVILLE (2135) | 230 | 230 | STEEL HFRM | 0 | 5.83 | 0 | ACSR 636 | 0 | 0 | 0 | 0 | 0 | 0 | 0 | 0 | 0 | 0 | 0 | 0 | 0 | 0 | 0 | 0 | 0 | 0 | 0 | 0 | 0 | 0 | 0 | 12 | 0
NO |  | 186 | 2015 | 25 | 11 | 11 |  | HOLLYMEAD | GORDONSVILLE (2135) | 230 | 230 | STEEL HFRM | 1.31 | 0 | 0 | ACSR 477 | 0 | 0 | 0 | 0 | 0 | 0 | 0 | 0 | 0 | 0 | 0 | 0 | 0 | 0 | 0 | 0 | 0 | 0 | 0 | 0 | 0 | 0 | 0 | 12 | 0
NO |  | 186 | 2015 | 25 | 12 | 12 |  | HOLLYMEAD | GORDONSVILLE (2135) | 230 | 230 | STEEL POLE | 0 | 2.52 | 0 | ACSR 636 | 0 | 0 | 0 | 0 | 0 | 0 | 0 | 0 | 0 | 0 | 0 | 0 | 0 | 0 | 0 | 0 | 0 | 0 | 0 | 0 | 0 | 0 | 0 | 12 | 0
NO |  | 186 | 2015 | 25 | 13 | 13 |  | HOLLYMEAD | GORDONSVILLE (2135) | 230 | 230 | STEEL POLE | 0.29 | 0 | 0 | ACSR 477 | 0 | 0 | 0 | 0 | 0 | 0 | 0 | 0 | 0 | 0 | 0 | 0 | 0 | 0 | 0 | 0 | 0 | 0 | 0 | 0 | 0 | 0 | 0 | 12 | 0
NO |  | 186 | 2015 | 25 | 14 | 14 |  | HOLLYMEAD | GORDONSVILLE (2135) | 230 | 230 | STEEL TWR | 0 | 0.03 | 0 | ACSR 477 | 0 | 0 | 0 | 0 | 0 | 0 | 0 | 0 | 0 | 0 | 0 | 0 | 0 | 0 | 0 | 0 | 0 | 0 | 0 | 0 | 0 | 0 | 0 | 12 | 0
NO |  | 186 | 2015 | 25 | 15 | 15 |  | HOLLYMEAD | GORDONSVILLE (2135) | 230 | 230 | WOOD HFRM | 4.89 | 0 | 0 | ACSR 477 | 0 | 0 | 0 | 0 | 0 | 0 | 0 | 0 | 0 | 0 | 0 | 0 | 0 | 0 | 0 | 0 | 0 | 0 | 0 | 0 | 0 | 0 | 0 | 12 | 0
NO |  | 186 | 2015 | 25 | 16 | 16 |  | HOLLYMEAD | GORDONSVILLE (2135) | 230 | 230 | WOOD POLE | 0.47 | 0 | 0 | ACSR 477 | 0 | 0 | 0 | 0 | 0 | 0 | 0 | 0 | 0 | 0 | 0 | 0 | 0 | 0 | 0 | 0 | 0 | 0 | 0 | 0 | 0 | 0 | 0 | 12 | 0
NO |  | 186 | 2015 | 25 | 17 | 17 |  | SHAWBORO | AYDLETT (2136) | 230 | 230 | CONC HFRM | 0 | 1.5 | 1 | ACAR 545.6 | 0 | 0 | 0 | 0 | 0 | 0 | 0 | 0 | 0 | 0 | 0 | 0 | 0 | 0 | 0 | 0 | 0 | 0 | 0 | 0 | 0 | 0 | 0 | 12 | 0
NO |  | 186 | 2015 | 25 | 18 | 18 |  | SHAWBORO | AYDLETT (2136) | 230 | 230 | CONC HFRM | 0.27 | 0 | 0 | ACSR 477 | 0 | 0 | 0 | 0 | 0 | 0 | 0 | 0 | 0 | 0 | 0 | 0 | 0 | 0 | 0 | 0 | 0 | 0 | 0 | 0 | 0 | 0 | 0 | 12 | 0
NO |  | 186 | 2015 | 25 | 19 | 19 |  | SHAWBORO | AYDLETT (2136) | 230 | 230 | CONC POLE | 0.08 | 0 | 0 | ACAR 545.6 | 0 | 0 | 0 | 0 | 0 | 0 | 0 | 0 | 0 | 0 | 0 | 0 | 0 | 0 | 0 | 0 | 0 | 0 | 0 | 0 | 0 | 0 | 0 | 12 | 0
NO |  | 186 | 2015 | 25 | 20 | 20 |  | SHAWBORO | AYDLETT (2136) | 230 | 230 | STEEL HFRM | 0 | 6.99 | 0 | ACAR 545.6 | 0 | 0 | 0 | 0 | 0 | 0 | 0 | 0 | 0 | 0 | 0 | 0 | 0 | 0 | 0 | 0 | 0 | 0 | 0 | 0 | 0 | 0 | 0 | 12 | 0
NO |  | 186 | 2015 | 25 | 21 | 21 |  | SHAWBORO | AYDLETT (2136) | 230 | 230 | STEEL HFRM | 0.02 | 0 | 0 | ACAR 545.6 | 0 | 0 | 0 | 0 | 0 | 0 | 0 | 0 | 0 | 0 | 0 | 0 | 0 | 0 | 0 | 0 | 0 | 0 | 0 | 0 | 0 | 0 | 0 | 12 | 0
NO |  | 186 | 2015 | 25 | 22 | 22 |  | SHAWBORO | AYDLETT (2136) | 230 | 230 | STEEL POLE | 0 | 2.3 | 0 | ACAR 545.6 | 0 | 0 | 0 | 0 | 0 | 0 | 0 | 0 | 0 | 0 | 0 | 0 | 0 | 0 | 0 | 0 | 0 | 0 | 0 | 0 | 0 | 0 | 0 | 12 | 0
NO |  | 186 | 2015 | 25 | 23 | 23 |  | SHAWBORO | AYDLETT (2136) | 230 | 230 | STEEL TWR | 0.01 | 0 | 0 | ACAR 545.6 | 0 | 0 | 0 | 0 | 0 | 0 | 0 | 0 | 0 | 0 | 0 | 0 | 0 | 0 | 0 | 0 | 0 | 0 | 0 | 0 | 0 | 0 | 0 | 12 | 0
NO |  | 186 | 2015 | 25 | 24 | 24 |  | SHAWBORO | AYDLETT (2136) | 230 | 230 | WOOD HFRM | 1.27 | 0 | 0 | ACSR 477 | 0 | 0 | 0 | 0 | 0 | 0 | 0 | 0 | 0 | 0 | 0 | 0 | 0 | 0 | 0 | 0 | 0 | 0 | 0 | 0 | 0 | 0 | 0 | 12 | 0
NO |  | 186 | 2015 | 25 | 25 | 25 |  | BRAMBLETON | GREENWAY (2137) | 230 | 230 | STEEL HFRM | 0 | 0.07 | 1 | ACSR 636 | 0 | 0 | 0 | 0 | 0 | 0 | 0 | 0 | 0 | 0 | 0 | 0 | 0 | 0 | 0 | 0 | 0 | 0 | 0 | 0 | 0 | 0 | 0 | 12 | 0
NO |  | 186 | 2015 | 25 | 26 | 26 |  | BRAMBLETON | GREENWAY (2137) | 230 | 230 | STEEL POLE | 0 | 7.78 | 0 | ACSR 636 | 0 | 0 | 0 | 0 | 0 | 0 | 0 | 0 | 0 | 0 | 0 | 0 | 0 | 0 | 0 | 0 | 0 | 0 | 0 | 0 | 0 | 0 | 0 | 12 | 0
NO |  | 186 | 2015 | 25 | 27 | 27 |  | BRAMBLETON | GREENWAY (2137) | 230 | 230 | STEEL POLE | 0.21 | 0 | 0 | ACSR 636 | 0 | 0 | 0 | 0 | 0 | 0 | 0 | 0 | 0 | 0 | 0 | 0 | 0 | 0 | 0 | 0 | 0 | 0 | 0 | 0 | 0 | 0 | 0 | 12 | 0
NO |  | 186 | 2015 | 25 | 28 | 28 |  | WINCHESTER | SURRY (214) | 230 | 230 | CONC HFRM | 0.04 | 0 | 1 | ACAR 1534 | 0 | 0 | 0 | 0 | 0 | 0 | 0 | 0 | 0 | 0 | 0 | 0 | 0 | 0 | 0 | 0 | 0 | 0 | 0 | 0 | 0 | 0 | 0 | 12 | 0
NO |  | 186 | 2015 | 25 | 29 | 29 |  | WINCHESTER | SURRY (214) | 230 | 230 | CONC HFRM | 0.15 | 0 | 0 | ACAR 721 | 0 | 0 | 0 | 0 | 0 | 0 | 0 | 0 | 0 | 0 | 0 | 0 | 0 | 0 | 0 | 0 | 0 | 0 | 0 | 0 | 0 | 0 | 0 | 12 | 0
NO |  | 186 | 2015 | 25 | 30 | 30 |  | WINCHESTER | SURRY (214) | 230 | 230 | CONC POLE | 0.02 | 0 | 0 | ACAR 1534 | 0 | 0 | 0 | 0 | 0 | 0 | 0 | 0 | 0 | 0 | 0 | 0 | 0 | 0 | 0 | 0 | 0 | 0 | 0 | 0 | 0 | 0 | 0 | 12 | 0
NO |  | 186 | 2015 | 25 | 31 | 31 |  | WINCHESTER | SURRY (214) | 230 | 230 | STEEL POLE | 0.08 | 0 | 0 | ACAR 721 | 0 | 0 | 0 | 0 | 0 | 0 | 0 | 0 | 0 | 0 | 0 | 0 | 0 | 0 | 0 | 0 | 0 | 0 | 0 | 0 | 0 | 0 | 0 | 12 | 0
NO |  | 186 | 2015 | 25 | 32 | 32 |  | WINCHESTER | SURRY (214) | 230 | 230 | STEEL TWR | 13.89 | 0 | 0 | ACAR 1534 | 0 | 0 | 0 | 0 | 0 | 0 | 0 | 0 | 0 | 0 | 0 | 0 | 0 | 0 | 0 | 0 | 0 | 0 | 0 | 0 | 0 | 0 | 0 | 12 | 0
NO |  | 186 | 2015 | 25 | 33 | 33 |  | WINCHESTER | SURRY (214) | 230 | 230 | STEEL TWR | 0.07 | 0 | 0 | ACAR 2500 | 0 | 0 | 0 | 0 | 0 | 0 | 0 | 0 | 0 | 0 | 0 | 0 | 0 | 0 | 0 | 0 | 0 | 0 | 0 | 0 | 0 | 0 | 0 | 12 | 0
NO |  | 186 | 2015 | 25 | 34 | 34 |  | WINCHESTER | SURRY (214) | 230 | 230 | STEEL TWR | 23.35 | 0 | 0 | ACAR 721 | 0 | 0 | 0 | 0 | 0 | 0 | 0 | 0 | 0 | 0 | 0 | 0 | 0 | 0 | 0 | 0 | 0 | 0 | 0 | 0 | 0 | 0 | 0 | 12 | 0
NO |  | 186 | 2015 | 25 | 35 | 35 |  | LAKEVIEW | CAROLINA (2141) | 230 | 230 | STEEL HFRM | 0.06 | 0 | 1 | ACSR 1033.5 | 0 | 0 | 0 | 0 | 0 | 0 | 0 | 0 | 0 | 0 | 0 | 0 | 0 | 0 | 0 | 0 | 0 | 0 | 0 | 0 | 0 | 0 | 0 | 12 | 0
NO |  | 186 | 2015 | 26 | 1 | 1 |  | LAKEVIEW | CAROLINA (2141) | 230 | 230 | STEEL HFRM | 0.01 | 0 | 0 | ACSR 795 | 0 | 0 | 0 | 0 | 0 | 0 | 0 | 0 | 0 | 0 | 0 | 0 | 0 | 0 | 0 | 0 | 0 | 0 | 0 | 0 | 0 | 0 | 0 | 12 | 0
NO |  | 186 | 2015 | 26 | 2 | 2 |  | LAKEVIEW | CAROLINA (2141) | 230 | 230 | STEEL POLE | 0.01 | 0 | 0 | ACSR 795 | 0 | 0 | 0 | 0 | 0 | 0 | 0 | 0 | 0 | 0 | 0 | 0 | 0 | 0 | 0 | 0 | 0 | 0 | 0 | 0 | 0 | 0 | 0 | 12 | 0
NO |  | 186 | 2015 | 26 | 3 | 3 |  | LAKEVIEW | CAROLINA (2141) | 230 | 230 | STEEL TWR | 1.24 | 0 | 0 | ACSR 795 | 0 | 0 | 0 | 0 | 0 | 0 | 0 | 0 | 0 | 0 | 0 | 0 | 0 | 0 | 0 | 0 | 0 | 0 | 0 | 0 | 0 | 0 | 0 | 12 | 0
NO |  | 186 | 2015 | 26 | 4 | 4 |  | BALLSTON | RADNOR HEIGHTS (2142) | 230 | 230 | UG UG | 0 | 0.94 | 1 | CU 3500 | 0 | 0 | 0 | 0 | 0 | 0 | 0 | 0 | 0 | 0 | 0 | 0 | 0 | 0 | 0 | 0 | 0 | 0 | 0 | 0 | 0 | 0 | 0 | 12 | 0
NO |  | 186 | 2015 | 26 | 5 | 5 |  | DAHLGREN | BIRCHWOOD NUG (2145) | 230 | 230 | CONC HFRM | 0.11 | 0 | 1 | ACAR 1534 | 0 | 0 | 0 | 0 | 0 | 0 | 0 | 0 | 0 | 0 | 0 | 0 | 0 | 0 | 0 | 0 | 0 | 0 | 0 | 0 | 0 | 0 | 0 | 12 | 0
NO |  | 186 | 2015 | 26 | 6 | 6 |  | DAHLGREN | BIRCHWOOD NUG (2145) | 230 | 230 | CONC POLE | 0.45 | 0 | 0 | ACAR 1534 | 0 | 0 | 0 | 0 | 0 | 0 | 0 | 0 | 0 | 0 | 0 | 0 | 0 | 0 | 0 | 0 | 0 | 0 | 0 | 0 | 0 | 0 | 0 | 12 | 0
NO |  | 186 | 2015 | 26 | 7 | 7 |  | DAHLGREN | BIRCHWOOD NUG (2145) | 230 | 230 | CONC POLE | 0.11 | 0 | 0 | ACAR 545.6 | 0 | 0 | 0 | 0 | 0 | 0 | 0 | 0 | 0 | 0 | 0 | 0 | 0 | 0 | 0 | 0 | 0 | 0 | 0 | 0 | 0 | 0 | 0 | 12 | 0
NO |  | 186 | 2015 | 26 | 8 | 8 |  | DAHLGREN | BIRCHWOOD NUG (2145) | 230 | 230 | STEEL HFRM | 2.21 | 0 | 0 | ACAR 1534 | 0 | 0 | 0 | 0 | 0 | 0 | 0 | 0 | 0 | 0 | 0 | 0 | 0 | 0 | 0 | 0 | 0 | 0 | 0 | 0 | 0 | 0 | 0 | 12 | 0
NO |  | 186 | 2015 | 26 | 9 | 9 |  | DAHLGREN | BIRCHWOOD NUG (2145) | 230 | 230 | STEEL HFRM | 0.3 | 0 | 0 | ACAR 545.6 | 0 | 0 | 0 | 0 | 0 | 0 | 0 | 0 | 0 | 0 | 0 | 0 | 0 | 0 | 0 | 0 | 0 | 0 | 0 | 0 | 0 | 0 | 0 | 12 | 0
NO |  | 186 | 2015 | 26 | 10 | 10 |  | DAHLGREN | BIRCHWOOD NUG (2145) | 230 | 230 | STEEL POLE | 0 | 9.45 | 0 | ACSR 636 | 0 | 0 | 0 | 0 | 0 | 0 | 0 | 0 | 0 | 0 | 0 | 0 | 0 | 0 | 0 | 0 | 0 | 0 | 0 | 0 | 0 | 0 | 0 | 12 | 0
NO |  | 186 | 2015 | 26 | 11 | 11 |  | DAHLGREN | BIRCHWOOD NUG (2145) | 230 | 230 | STEEL POLE | 0.25 | 0 | 0 | ACAR 1534 | 0 | 0 | 0 | 0 | 0 | 0 | 0 | 0 | 0 | 0 | 0 | 0 | 0 | 0 | 0 | 0 | 0 | 0 | 0 | 0 | 0 | 0 | 0 | 12 | 0
NO |  | 186 | 2015 | 26 | 12 | 12 |  | DAHLGREN | BIRCHWOOD NUG (2145) | 230 | 230 | STEEL POLE | 0.01 | 0 | 0 | AAC 1590 | 0 | 0 | 0 | 0 | 0 | 0 | 0 | 0 | 0 | 0 | 0 | 0 | 0 | 0 | 0 | 0 | 0 | 0 | 0 | 0 | 0 | 0 | 0 | 12 | 0
NO |  | 186 | 2015 | 26 | 13 | 13 |  | DAHLGREN | BIRCHWOOD NUG (2145) | 230 | 230 | STEEL POLE | 0.12 | 0 | 0 | ACAR 545.6 | 0 | 0 | 0 | 0 | 0 | 0 | 0 | 0 | 0 | 0 | 0 | 0 | 0 | 0 | 0 | 0 | 0 | 0 | 0 | 0 | 0 | 0 | 0 | 12 | 0
NO |  | 186 | 2015 | 26 | 14 | 14 |  | DAHLGREN | BIRCHWOOD NUG (2145) | 230 | 230 | STEEL POLE | 0.07 | 0 | 0 | ACSR 636 | 0 | 0 | 0 | 0 | 0 | 0 | 0 | 0 | 0 | 0 | 0 | 0 | 0 | 0 | 0 | 0 | 0 | 0 | 0 | 0 | 0 | 0 | 0 | 12 | 0
NO |  | 186 | 2015 | 26 | 15 | 15 |  | DAHLGREN | BIRCHWOOD NUG (2145) | 230 | 230 | WOOD HFRM | 6.19 | 0 | 0 | ACAR 545.6 | 0 | 0 | 0 | 0 | 0 | 0 | 0 | 0 | 0 | 0 | 0 | 0 | 0 | 0 | 0 | 0 | 0 | 0 | 0 | 0 | 0 | 0 | 0 | 12 | 0
NO |  | 186 | 2015 | 26 | 16 | 16 |  | DAHLGREN | BIRCHWOOD NUG (2145) | 230 | 230 | WOOD POLE | 0.09 | 0 | 0 | AAC 1590 | 0 | 0 | 0 | 0 | 0 | 0 | 0 | 0 | 0 | 0 | 0 | 0 | 0 | 0 | 0 | 0 | 0 | 0 | 0 | 0 | 0 | 0 | 0 | 12 | 0
NO |  | 186 | 2015 | 26 | 17 | 17 |  | DAHLGREN | BIRCHWOOD NUG (2145) | 230 | 230 | WOOD POLE | 0.33 | 0 | 0 | ACAR 545.6 | 0 | 0 | 0 | 0 | 0 | 0 | 0 | 0 | 0 | 0 | 0 | 0 | 0 | 0 | 0 | 0 | 0 | 0 | 0 | 0 | 0 | 0 | 0 | 12 | 0
NO |  | 186 | 2015 | 26 | 18 | 18 |  | CLOVER HILL | LIBERTY (2148) | 230 | 230 | STEEL HFRM | 0 | 0.53 | 1 | ACSR 636 | 0 | 0 | 0 | 0 | 0 | 0 | 0 | 0 | 0 | 0 | 0 | 0 | 0 | 0 | 0 | 0 | 0 | 0 | 0 | 0 | 0 | 0 | 0 | 12 | 0
NO |  | 186 | 2015 | 26 | 19 | 19 |  | CLOVER HILL | LIBERTY (2148) | 230 | 230 | STEEL POLE | 0 | 5.12 | 0 | ACSR 636 | 0 | 0 | 0 | 0 | 0 | 0 | 0 | 0 | 0 | 0 | 0 | 0 | 0 | 0 | 0 | 0 | 0 | 0 | 0 | 0 | 0 | 0 | 0 | 12 | 0
NO |  | 186 | 2015 | 26 | 20 | 20 |  | ENTERPRISE | BEAUMEADE (2149) | 230 | 230 | CONC HFRM | 0 | 0.12 | 1 | ACSR 636 | 0 | 0 | 0 | 0 | 0 | 0 | 0 | 0 | 0 | 0 | 0 | 0 | 0 | 0 | 0 | 0 | 0 | 0 | 0 | 0 | 0 | 0 | 0 | 12 | 0
NO |  | 186 | 2015 | 26 | 21 | 21 |  | ENTERPRISE | BEAUMEADE (2149) | 230 | 230 | CONC HFRM | 0.04 | 0 | 0 | ACSR 636 | 0 | 0 | 0 | 0 | 0 | 0 | 0 | 0 | 0 | 0 | 0 | 0 | 0 | 0 | 0 | 0 | 0 | 0 | 0 | 0 | 0 | 0 | 0 | 12 | 0
NO |  | 186 | 2015 | 26 | 22 | 22 |  | ENTERPRISE | BEAUMEADE (2149) | 230 | 230 | STEEL POLE | 0 | 0.14 | 0 | ACSR 636 | 0 | 0 | 0 | 0 | 0 | 0 | 0 | 0 | 0 | 0 | 0 | 0 | 0 | 0 | 0 | 0 | 0 | 0 | 0 | 0 | 0 | 0 | 0 | 12 | 0
NO |  | 186 | 2015 | 26 | 23 | 23 |  | ENTERPRISE | BEAUMEADE (2149) | 230 | 230 | STEEL POLE | 2.68 | 0 | 0 | ACSR 636 | 0 | 0 | 0 | 0 | 0 | 0 | 0 | 0 | 0 | 0 | 0 | 0 | 0 | 0 | 0 | 0 | 0 | 0 | 0 | 0 | 0 | 0 | 0 | 12 | 0
NO |  | 186 | 2015 | 26 | 24 | 24 |  | ENTERPRISE | BEAUMEADE (2149) | 230 | 230 | STEEL TWR | 0 | 0.3 | 0 | ACSR 636 | 0 | 0 | 0 | 0 | 0 | 0 | 0 | 0 | 0 | 0 | 0 | 0 | 0 | 0 | 0 | 0 | 0 | 0 | 0 | 0 | 0 | 0 | 0 | 12 | 0
NO |  | 186 | 2015 | 26 | 25 | 25 |  | POSSUM POINT | HAYFIELD (215) | 230 | 230 | CONC HFRM | 0.13 | 0 | 1 | ACAR 721 | 0 | 0 | 0 | 0 | 0 | 0 | 0 | 0 | 0 | 0 | 0 | 0 | 0 | 0 | 0 | 0 | 0 | 0 | 0 | 0 | 0 | 0 | 0 | 12 | 0
NO |  | 186 | 2015 | 26 | 26 | 26 |  | POSSUM POINT | HAYFIELD (215) | 230 | 230 | STEEL HFRM | 0 | 0.11 | 0 | ACSR 636 | 0 | 0 | 0 | 0 | 0 | 0 | 0 | 0 | 0 | 0 | 0 | 0 | 0 | 0 | 0 | 0 | 0 | 0 | 0 | 0 | 0 | 0 | 0 | 12 | 0
NO |  | 186 | 2015 | 26 | 27 | 27 |  | POSSUM POINT | HAYFIELD (215) | 230 | 230 | STEEL HFRM | 0.31 | 0 | 0 | ACAR 2500 | 0 | 0 | 0 | 0 | 0 | 0 | 0 | 0 | 0 | 0 | 0 | 0 | 0 | 0 | 0 | 0 | 0 | 0 | 0 | 0 | 0 | 0 | 0 | 12 | 0
NO |  | 186 | 2015 | 26 | 28 | 28 |  | POSSUM POINT | HAYFIELD (215) | 230 | 230 | STEEL POLE | 0 | 0.5 | 0 | ACSR 636 | 0 | 0 | 0 | 0 | 0 | 0 | 0 | 0 | 0 | 0 | 0 | 0 | 0 | 0 | 0 | 0 | 0 | 0 | 0 | 0 | 0 | 0 | 0 | 12 | 0
NO |  | 186 | 2015 | 26 | 29 | 29 |  | POSSUM POINT | HAYFIELD (215) | 230 | 230 | STEEL POLE | 7.26 | 0 | 0 | ACAR 2500 | 0 | 0 | 0 | 0 | 0 | 0 | 0 | 0 | 0 | 0 | 0 | 0 | 0 | 0 | 0 | 0 | 0 | 0 | 0 | 0 | 0 | 0 | 0 | 12 | 0
NO |  | 186 | 2015 | 26 | 30 | 30 |  | POSSUM POINT | HAYFIELD (215) | 230 | 230 | STEEL POLE | 0.95 | 0 | 0 | ACSR 636 | 0 | 0 | 0 | 0 | 0 | 0 | 0 | 0 | 0 | 0 | 0 | 0 | 0 | 0 | 0 | 0 | 0 | 0 | 0 | 0 | 0 | 0 | 0 | 12 | 0
NO |  | 186 | 2015 | 26 | 31 | 31 |  | POSSUM POINT | HAYFIELD (215) | 230 | 230 | STEEL POLE | 0.76 | 0 | 0 | ACAR 721 | 0 | 0 | 0 | 0 | 0 | 0 | 0 | 0 | 0 | 0 | 0 | 0 | 0 | 0 | 0 | 0 | 0 | 0 | 0 | 0 | 0 | 0 | 0 | 12 | 0
NO |  | 186 | 2015 | 26 | 32 | 32 |  | POSSUM POINT | HAYFIELD (215) | 230 | 230 | STEEL TWR | 0.15 | 0 | 0 | ACAR 2500 | 0 | 0 | 0 | 0 | 0 | 0 | 0 | 0 | 0 | 0 | 0 | 0 | 0 | 0 | 0 | 0 | 0 | 0 | 0 | 0 | 0 | 0 | 0 | 12 | 0
NO |  | 186 | 2015 | 26 | 33 | 33 |  | POSSUM POINT | HAYFIELD (215) | 230 | 230 | STEEL TWR | 11.5 | 0 | 0 | ACAR 721 | 0 | 0 | 0 | 0 | 0 | 0 | 0 | 0 | 0 | 0 | 0 | 0 | 0 | 0 | 0 | 0 | 0 | 0 | 0 | 0 | 0 | 0 | 0 | 12 | 0
NO |  | 186 | 2015 | 26 | 34 | 34 |  | POSSUM POINT | HAYFIELD (215) | 230 | 230 | WOOD HFRM | 0.06 | 0 | 0 | ACAR 2500 | 0 | 0 | 0 | 0 | 0 | 0 | 0 | 0 | 0 | 0 | 0 | 0 | 0 | 0 | 0 | 0 | 0 | 0 | 0 | 0 | 0 | 0 | 0 | 12 | 0
NO |  | 186 | 2015 | 26 | 35 | 35 |  | POSSUM POINT | HAYFIELD (215) | 230 | 230 | WOOD POLE | 0.09 | 0 | 0 | ACAR 2500 | 0 | 0 | 0 | 0 | 0 | 0 | 0 | 0 | 0 | 0 | 0 | 0 | 0 | 0 | 0 | 0 | 0 | 0 | 0 | 0 | 0 | 0 | 0 | 12 | 0
NO |  | 186 | 2015 | 27 | 1 | 1 |  | LIBERTY | GAINESVILLE (2151) | 230 | 230 | STEEL POLE | 0 | 2.08 | 1 | ACSR 636 | 0 | 0 | 0 | 0 | 0 | 0 | 0 | 0 | 0 | 0 | 0 | 0 | 0 | 0 | 0 | 0 | 0 | 0 | 0 | 0 | 0 | 0 | 0 | 12 | 0
NO |  | 186 | 2015 | 27 | 2 | 2 |  | LIBERTY | GAINESVILLE (2151) | 230 | 230 | STEEL POLE | 0.18 | 0 | 0 | ACSR 636 | 0 | 0 | 0 | 0 | 0 | 0 | 0 | 0 | 0 | 0 | 0 | 0 | 0 | 0 | 0 | 0 | 0 | 0 | 0 | 0 | 0 | 0 | 0 | 12 | 0
NO |  | 186 | 2015 | 27 | 3 | 3 |  | LIBERTY | GAINESVILLE (2151) | 230 | 230 | STEEL TWR | 0.01 | 0 | 0 | ACSR 636 | 0 | 0 | 0 | 0 | 0 | 0 | 0 | 0 | 0 | 0 | 0 | 0 | 0 | 0 | 0 | 0 | 0 | 0 | 0 | 0 | 0 | 0 | 0 | 12 | 0
NO |  | 186 | 2015 | 27 | 4 | 4 |  | DOOMS | STAUNTON (2156) | 230 | 230 | CONC HFRM | 0.06 | 0 | 1 | ACAR 545.6 | 0 | 0 | 0 | 0 | 0 | 0 | 0 | 0 | 0 | 0 | 0 | 0 | 0 | 0 | 0 | 0 | 0 | 0 | 0 | 0 | 0 | 0 | 0 | 12 | 0
NO |  | 186 | 2015 | 27 | 5 | 5 |  | DOOMS | STAUNTON (2156) | 230 | 230 | STEEL HFRM | 0.06 | 0 | 0 | ACAR 545.6 | 0 | 0 | 0 | 0 | 0 | 0 | 0 | 0 | 0 | 0 | 0 | 0 | 0 | 0 | 0 | 0 | 0 | 0 | 0 | 0 | 0 | 0 | 0 | 12 | 0
NO |  | 186 | 2015 | 27 | 6 | 6 |  | DOOMS | STAUNTON (2156) | 230 | 230 | STEEL POLE | 0 | 0.57 | 0 | ACAR 545.6 | 0 | 0 | 0 | 0 | 0 | 0 | 0 | 0 | 0 | 0 | 0 | 0 | 0 | 0 | 0 | 0 | 0 | 0 | 0 | 0 | 0 | 0 | 0 | 12 | 0
NO |  | 186 | 2015 | 27 | 7 | 7 |  | DOOMS | STAUNTON (2156) | 230 | 230 | STEEL TWR | 0 | 11.64 | 0 | ACAR 545.6 | 0 | 0 | 0 | 0 | 0 | 0 | 0 | 0 | 0 | 0 | 0 | 0 | 0 | 0 | 0 | 0 | 0 | 0 | 0 | 0 | 0 | 0 | 0 | 12 | 0
NO |  | 186 | 2015 | 27 | 8 | 8 |  | DOOMS | STAUNTON (2156) | 230 | 230 | WOOD HFRM | 0 | 0.06 | 0 | ACAR 545.6 | 0 | 0 | 0 | 0 | 0 | 0 | 0 | 0 | 0 | 0 | 0 | 0 | 0 | 0 | 0 | 0 | 0 | 0 | 0 | 0 | 0 | 0 | 0 | 12 | 0
NO |  | 186 | 2015 | 27 | 9 | 9 |  | DOOMS | STAUNTON (2156) | 230 | 230 | WOOD HFRM | 0.31 | 0 | 0 | ACAR 545.6 | 0 | 0 | 0 | 0 | 0 | 0 | 0 | 0 | 0 | 0 | 0 | 0 | 0 | 0 | 0 | 0 | 0 | 0 | 0 | 0 | 0 | 0 | 0 | 12 | 0
NO |  | 186 | 2015 | 27 | 10 | 10 |  | DOOMS | STAUNTON (2156) | 230 | 230 | WOOD POLE | 0.09 | 0 | 0 | ACAR 545.6 | 0 | 0 | 0 | 0 | 0 | 0 | 0 | 0 | 0 | 0 | 0 | 0 | 0 | 0 | 0 | 0 | 0 | 0 | 0 | 0 | 0 | 0 | 0 | 12 | 0
NO |  | 186 | 2015 | 27 | 11 | 11 |  | DOOMS | STAUNTON (2156) | 230 | 230 | WOOD POLE | 0.11 | 0 | 0 | AAC 795 | 0 | 0 | 0 | 0 | 0 | 0 | 0 | 0 | 0 | 0 | 0 | 0 | 0 | 0 | 0 | 0 | 0 | 0 | 0 | 0 | 0 | 0 | 0 | 12 | 0
NO |  | 186 | 2015 | 27 | 12 | 12 |  | FREDERICKSBURG | CRANES CORNER (2157) | 230 | 230 | CONC HFRM | 0 | 0.04 | 1 | ACAR 721 | 0 | 0 | 0 | 0 | 0 | 0 | 0 | 0 | 0 | 0 | 0 | 0 | 0 | 0 | 0 | 0 | 0 | 0 | 0 | 0 | 0 | 0 | 0 | 12 | 0
NO |  | 186 | 2015 | 27 | 13 | 13 |  | FREDERICKSBURG | CRANES CORNER (2157) | 230 | 230 | STEEL HFRM | 0.14 | 0 | 0 | ACAR 721 | 0 | 0 | 0 | 0 | 0 | 0 | 0 | 0 | 0 | 0 | 0 | 0 | 0 | 0 | 0 | 0 | 0 | 0 | 0 | 0 | 0 | 0 | 0 | 12 | 0
NO |  | 186 | 2015 | 27 | 14 | 14 |  | FREDERICKSBURG | CRANES CORNER (2157) | 230 | 230 | STEEL POLE | 0 | 0.03 | 0 | ACSR 636 | 0 | 0 | 0 | 0 | 0 | 0 | 0 | 0 | 0 | 0 | 0 | 0 | 0 | 0 | 0 | 0 | 0 | 0 | 0 | 0 | 0 | 0 | 0 | 12 | 0
NO |  | 186 | 2015 | 27 | 15 | 15 |  | FREDERICKSBURG | CRANES CORNER (2157) | 230 | 230 | STEEL POLE | 0 | 0.68 | 0 | ACAR 721 | 0 | 0 | 0 | 0 | 0 | 0 | 0 | 0 | 0 | 0 | 0 | 0 | 0 | 0 | 0 | 0 | 0 | 0 | 0 | 0 | 0 | 0 | 0 | 12 | 0
NO |  | 186 | 2015 | 27 | 16 | 16 |  | FREDERICKSBURG | CRANES CORNER (2157) | 230 | 230 | STEEL POLE | 0.11 | 0 | 0 | ACAR 721 | 0 | 0 | 0 | 0 | 0 | 0 | 0 | 0 | 0 | 0 | 0 | 0 | 0 | 0 | 0 | 0 | 0 | 0 | 0 | 0 | 0 | 0 | 0 | 12 | 0
NO |  | 186 | 2015 | 27 | 17 | 17 |  | FREDERICKSBURG | CRANES CORNER (2157) | 230 | 230 | WOOD HFRM | 2.92 | 0 | 0 | ACAR 721 | 0 | 0 | 0 | 0 | 0 | 0 | 0 | 0 | 0 | 0 | 0 | 0 | 0 | 0 | 0 | 0 | 0 | 0 | 0 | 0 | 0 | 0 | 0 | 12 | 0
NO |  | 186 | 2015 | 27 | 18 | 18 |  | FREDERICKSBURG | CRANES CORNER (2157) | 230 | 230 | WOOD POLE | 0.59 | 0 | 0 | ACAR 721 | 0 | 0 | 0 | 0 | 0 | 0 | 0 | 0 | 0 | 0 | 0 | 0 | 0 | 0 | 0 | 0 | 0 | 0 | 0 | 0 | 0 | 0 | 0 | 12 | 0
NO |  | 186 | 2015 | 27 | 19 | 19 |  | CEC | YADKIN (2158) | 230 | 230 | STEEL HFRM | 0 | 0.08 | 1 | ACSR 636 | 0 | 0 | 0 | 0 | 0 | 0 | 0 | 0 | 0 | 0 | 0 | 0 | 0 | 0 | 0 | 0 | 0 | 0 | 0 | 0 | 0 | 0 | 0 | 12 | 0
NO |  | 186 | 2015 | 27 | 20 | 20 |  | CEC | YADKIN (2158) | 230 | 230 | STEEL HFRM | 0.04 | 0 | 0 | ACSS 1233.6 | 0 | 0 | 0 | 0 | 0 | 0 | 0 | 0 | 0 | 0 | 0 | 0 | 0 | 0 | 0 | 0 | 0 | 0 | 0 | 0 | 0 | 0 | 0 | 12 | 0
NO |  | 186 | 2015 | 27 | 21 | 21 |  | CEC | YADKIN (2158) | 230 | 230 | STEEL POLE | 0.04 | 0 | 0 | ACSS 1233.6 | 0 | 0 | 0 | 0 | 0 | 0 | 0 | 0 | 0 | 0 | 0 | 0 | 0 | 0 | 0 | 0 | 0 | 0 | 0 | 0 | 0 | 0 | 0 | 12 | 0
NO |  | 186 | 2015 | 27 | 22 | 22 |  | CEC | YADKIN (2158) | 230 | 230 | STEEL POLE | 0.1 | 0 | 0 | ACSR 636 | 0 | 0 | 0 | 0 | 0 | 0 | 0 | 0 | 0 | 0 | 0 | 0 | 0 | 0 | 0 | 0 | 0 | 0 | 0 | 0 | 0 | 0 | 0 | 12 | 0
NO |  | 186 | 2015 | 27 | 23 | 23 |  | CEC | YADKIN (2158) | 230 | 230 | STEEL TWR | 0 | 2.76 | 0 | ACSR 636 | 0 | 0 | 0 | 0 | 0 | 0 | 0 | 0 | 0 | 0 | 0 | 0 | 0 | 0 | 0 | 0 | 0 | 0 | 0 | 0 | 0 | 0 | 0 | 12 | 0
NO |  | 186 | 2015 | 27 | 24 | 24 |  | CEC | YADKIN (2158) | 230 | 230 | STEEL TWR | 0.26 | 0 | 0 | ACSS 1233.6 | 0 | 0 | 0 | 0 | 0 | 0 | 0 | 0 | 0 | 0 | 0 | 0 | 0 | 0 | 0 | 0 | 0 | 0 | 0 | 0 | 0 | 0 | 0 | 12 | 0
NO |  | 186 | 2015 | 27 | 25 | 25 |  | LAKESIDE | ELMONT (216) | 230 | 230 | CONC HFRM | 0 | 0.03 | 1 | ACAR 2500 | 0 | 0 | 0 | 0 | 0 | 0 | 0 | 0 | 0 | 0 | 0 | 0 | 0 | 0 | 0 | 0 | 0 | 0 | 0 | 0 | 0 | 0 | 0 | 12 | 0
NO |  | 186 | 2015 | 27 | 26 | 26 |  | LAKESIDE | ELMONT (216) | 230 | 230 | STEEL HFRM | 0 | 4.62 | 0 | ACAR 2500 | 0 | 0 | 0 | 0 | 0 | 0 | 0 | 0 | 0 | 0 | 0 | 0 | 0 | 0 | 0 | 0 | 0 | 0 | 0 | 0 | 0 | 0 | 0 | 12 | 0
NO |  | 186 | 2015 | 27 | 27 | 27 |  | LAKESIDE | ELMONT (216) | 230 | 230 | STEEL POLE | 0 | 0.01 | 0 | ACSS 1233.6 | 0 | 0 | 0 | 0 | 0 | 0 | 0 | 0 | 0 | 0 | 0 | 0 | 0 | 0 | 0 | 0 | 0 | 0 | 0 | 0 | 0 | 0 | 0 | 12 | 0
NO |  | 186 | 2015 | 27 | 28 | 28 |  | LAKESIDE | ELMONT (216) | 230 | 230 | STEEL POLE | 0 | 1 | 0 | ACAR 2500 | 0 | 0 | 0 | 0 | 0 | 0 | 0 | 0 | 0 | 0 | 0 | 0 | 0 | 0 | 0 | 0 | 0 | 0 | 0 | 0 | 0 | 0 | 0 | 12 | 0
NO |  | 186 | 2015 | 27 | 29 | 29 |  | LAKESIDE | ELMONT (216) | 230 | 230 | STEEL POLE | 0.01 | 0 | 0 | ACAR 2500 | 0 | 0 | 0 | 0 | 0 | 0 | 0 | 0 | 0 | 0 | 0 | 0 | 0 | 0 | 0 | 0 | 0 | 0 | 0 | 0 | 0 | 0 | 0 | 12 | 0
NO |  | 186 | 2015 | 27 | 30 | 30 |  | LAKESIDE | ELMONT (216) | 230 | 230 | STEEL TWR | 0.01 | 0 | 0 | ACAR 2500 | 0 | 0 | 0 | 0 | 0 | 0 | 0 | 0 | 0 | 0 | 0 | 0 | 0 | 0 | 0 | 0 | 0 | 0 | 0 | 0 | 0 | 0 | 0 | 12 | 0
NO |  | 186 | 2015 | 27 | 31 | 31 |  | EVERETTS | CHINQUAPIN (2160) | 230 | 230 | STEEL HFRM | 6.63 | 0 | 1 | ACSR 1033.5 | 0 | 0 | 0 | 0 | 0 | 0 | 0 | 0 | 0 | 0 | 0 | 0 | 0 | 0 | 0 | 0 | 0 | 0 | 0 | 0 | 0 | 0 | 0 | 12 | 0
NO |  | 186 | 2015 | 27 | 32 | 32 |  | EVERETTS | CHINQUAPIN (2160) | 230 | 230 | STEEL POLE | 0.8 | 0 | 0 | ACSR 1033.5 | 0 | 0 | 0 | 0 | 0 | 0 | 0 | 0 | 0 | 0 | 0 | 0 | 0 | 0 | 0 | 0 | 0 | 0 | 0 | 0 | 0 | 0 | 0 | 12 | 0
NO |  | 186 | 2015 | 27 | 33 | 33 |  | EVERETTS | CHINQUAPIN (2160) | 230 | 230 | STEEL TWR | 0.01 | 0 | 0 | ACSR 1033.5 | 0 | 0 | 0 | 0 | 0 | 0 | 0 | 0 | 0 | 0 | 0 | 0 | 0 | 0 | 0 | 0 | 0 | 0 | 0 | 0 | 0 | 0 | 0 | 12 | 0
NO |  | 186 | 2015 | 27 | 34 | 34 |  | EVERETTS | CHINQUAPIN (2160) | 230 | 230 | WOOD HFRM | 13.79 | 0 | 0 | ACSR 1033.5 | 0 | 0 | 0 | 0 | 0 | 0 | 0 | 0 | 0 | 0 | 0 | 0 | 0 | 0 | 0 | 0 | 0 | 0 | 0 | 0 | 0 | 0 | 0 | 12 | 0
NO |  | 186 | 2015 | 27 | 35 | 35 |  | EVERETTS | CHINQUAPIN (2160) | 230 | 230 | WOOD POLE | 0.92 | 0 | 0 | ACSR 1033.5 | 0 | 0 | 0 | 0 | 0 | 0 | 0 | 0 | 0 | 0 | 0 | 0 | 0 | 0 | 0 | 0 | 0 | 0 | 0 | 0 | 0 | 0 | 0 | 12 | 0
NO |  | 186 | 2015 | 28 | 1 | 1 |  | CHESTERFIELD 230 | LAKESIDE (217) | 230 | 230 | CONC HFRM | 0.02 | 0 | 1 | ACAR 1534 | 0 | 0 | 0 | 0 | 0 | 0 | 0 | 0 | 0 | 0 | 0 | 0 | 0 | 0 | 0 | 0 | 0 | 0 | 0 | 0 | 0 | 0 | 0 | 12 | 0
NO |  | 186 | 2015 | 28 | 2 | 2 |  | CHESTERFIELD 230 | LAKESIDE (217) | 230 | 230 | CONC HFRM | 0.04 | 0 | 0 | ACSR 795 | 0 | 0 | 0 | 0 | 0 | 0 | 0 | 0 | 0 | 0 | 0 | 0 | 0 | 0 | 0 | 0 | 0 | 0 | 0 | 0 | 0 | 0 | 0 | 12 | 0
NO |  | 186 | 2015 | 28 | 3 | 3 |  | CHESTERFIELD 230 | LAKESIDE (217) | 230 | 230 | STEEL HFRM | 6.01 | 0 | 0 | ACSR 795 | 0 | 0 | 0 | 0 | 0 | 0 | 0 | 0 | 0 | 0 | 0 | 0 | 0 | 0 | 0 | 0 | 0 | 0 | 0 | 0 | 0 | 0 | 0 | 12 | 0
NO |  | 186 | 2015 | 28 | 4 | 4 |  | CHESTERFIELD 230 | LAKESIDE (217) | 230 | 230 | STEEL POLE | 0.02 | 0 | 0 | ACAR 1534 | 0 | 0 | 0 | 0 | 0 | 0 | 0 | 0 | 0 | 0 | 0 | 0 | 0 | 0 | 0 | 0 | 0 | 0 | 0 | 0 | 0 | 0 | 0 | 12 | 0
NO |  | 186 | 2015 | 28 | 5 | 5 |  | CHESTERFIELD 230 | LAKESIDE (217) | 230 | 230 | STEEL POLE | 0.18 | 0 | 0 | ACSR 795 | 0 | 0 | 0 | 0 | 0 | 0 | 0 | 0 | 0 | 0 | 0 | 0 | 0 | 0 | 0 | 0 | 0 | 0 | 0 | 0 | 0 | 0 | 0 | 12 | 0
NO |  | 186 | 2015 | 28 | 6 | 6 |  | CHESTERFIELD 230 | LAKESIDE (217) | 230 | 230 | STEEL TWR | 1.17 | 0 | 0 | ACSR 795 | 0 | 0 | 0 | 0 | 0 | 0 | 0 | 0 | 0 | 0 | 0 | 0 | 0 | 0 | 0 | 0 | 0 | 0 | 0 | 0 | 0 | 0 | 0 | 12 | 0
NO |  | 186 | 2015 | 28 | 7 | 7 |  | CHESTERFIELD 230 | LAKESIDE (217) | 230 | 230 | WOOD HFRM | 13.04 | 0 | 0 | ACSR 795 | 0 | 0 | 0 | 0 | 0 | 0 | 0 | 0 | 0 | 0 | 0 | 0 | 0 | 0 | 0 | 0 | 0 | 0 | 0 | 0 | 0 | 0 | 0 | 12 | 0
NO |  | 186 | 2015 | 28 | 8 | 8 |  | CHESTERFIELD 230 | LAKESIDE (217) | 230 | 230 | WOOD POLE | 0.82 | 0 | 0 | ACSR 795 | 0 | 0 | 0 | 0 | 0 | 0 | 0 | 0 | 0 | 0 | 0 | 0 | 0 | 0 | 0 | 0 | 0 | 0 | 0 | 0 | 0 | 0 | 0 | 12 | 0
NO |  | 186 | 2015 | 28 | 9 | 9 |  | CHINQUAPIN | TARBORO (2177) | 230 | 230 | STEEL HFRM | 1.03 | 0 | 1 | ACSR 1033.5 | 0 | 0 | 0 | 0 | 0 | 0 | 0 | 0 | 0 | 0 | 0 | 0 | 0 | 0 | 0 | 0 | 0 | 0 | 0 | 0 | 0 | 0 | 0 | 12 | 0
NO |  | 186 | 2015 | 28 | 10 | 10 |  | CHINQUAPIN | TARBORO (2177) | 230 | 230 | STEEL TWR | 0 | 0.26 | 0 | ACSR 1033.5 | 0 | 0 | 0 | 0 | 0 | 0 | 0 | 0 | 0 | 0 | 0 | 0 | 0 | 0 | 0 | 0 | 0 | 0 | 0 | 0 | 0 | 0 | 0 | 12 | 0
NO |  | 186 | 2015 | 28 | 11 | 11 |  | CHINQUAPIN | TARBORO (2177) | 230 | 230 | STEEL TWR | 0.02 | 0 | 0 | ACSR 1033.5 | 0 | 0 | 0 | 0 | 0 | 0 | 0 | 0 | 0 | 0 | 0 | 0 | 0 | 0 | 0 | 0 | 0 | 0 | 0 | 0 | 0 | 0 | 0 | 12 | 0
NO |  | 186 | 2015 | 28 | 12 | 12 |  | CHINQUAPIN | TARBORO (2177) | 230 | 230 | WOOD HFRM | 0 | 0.09 | 0 | ACSR 1033.5 | 0 | 0 | 0 | 0 | 0 | 0 | 0 | 0 | 0 | 0 | 0 | 0 | 0 | 0 | 0 | 0 | 0 | 0 | 0 | 0 | 0 | 0 | 0 | 12 | 0
NO |  | 186 | 2015 | 28 | 13 | 13 |  | CHINQUAPIN | TARBORO (2177) | 230 | 230 | WOOD HFRM | 3.97 | 0 | 0 | ACSR 1033.5 | 0 | 0 | 0 | 0 | 0 | 0 | 0 | 0 | 0 | 0 | 0 | 0 | 0 | 0 | 0 | 0 | 0 | 0 | 0 | 0 | 0 | 0 | 0 | 12 | 0
NO |  | 186 | 2015 | 28 | 14 | 14 |  | CHINQUAPIN | TARBORO (2177) | 230 | 230 | WOOD POLE | 0.11 | 0 | 0 | ACSR 1033.5 | 0 | 0 | 0 | 0 | 0 | 0 | 0 | 0 | 0 | 0 | 0 | 0 | 0 | 0 | 0 | 0 | 0 | 0 | 0 | 0 | 0 | 0 | 0 | 12 | 0
NO |  | 186 | 2015 | 28 | 15 | 15 |  | EVERETTS | GREENVILLE (CP&L) (218) | 230 | 230 | STEEL HFRM | 0.55 | 0 | 1 | ACAR 1109 | 0 | 0 | 0 | 0 | 0 | 0 | 0 | 0 | 0 | 0 | 0 | 0 | 0 | 0 | 0 | 0 | 0 | 0 | 0 | 0 | 0 | 0 | 0 | 12 | 0
NO |  | 186 | 2015 | 28 | 16 | 16 |  | EVERETTS | GREENVILLE (CP&L) (218) | 230 | 230 | STEEL POLE | 0.06 | 0 | 0 | ACAR 1109 | 0 | 0 | 0 | 0 | 0 | 0 | 0 | 0 | 0 | 0 | 0 | 0 | 0 | 0 | 0 | 0 | 0 | 0 | 0 | 0 | 0 | 0 | 0 | 12 | 0
NO |  | 186 | 2015 | 28 | 17 | 17 |  | EVERETTS | GREENVILLE (CP&L) (218) | 230 | 230 | WOOD HFRM | 18.62 | 0 | 0 | ACAR 1109 | 0 | 0 | 0 | 0 | 0 | 0 | 0 | 0 | 0 | 0 | 0 | 0 | 0 | 0 | 0 | 0 | 0 | 0 | 0 | 0 | 0 | 0 | 0 | 12 | 0
NO |  | 186 | 2015 | 28 | 18 | 18 |  | EVERETTS | GREENVILLE (CP&L) (218) | 230 | 230 | WOOD POLE | 1.06 | 0 | 0 | ACAR 1109 | 0 | 0 | 0 | 0 | 0 | 0 | 0 | 0 | 0 | 0 | 0 | 0 | 0 | 0 | 0 | 0 | 0 | 0 | 0 | 0 | 0 | 0 | 0 | 12 | 0
NO |  | 186 | 2015 | 28 | 19 | 19 |  | WINTERPOCK | SOUTHWEST (219) | 230 | 230 | CONC HFRM | 0.03 | 0 | 1 | ACAR 721 | 0 | 0 | 0 | 0 | 0 | 0 | 0 | 0 | 0 | 0 | 0 | 0 | 0 | 0 | 0 | 0 | 0 | 0 | 0 | 0 | 0 | 0 | 0 | 12 | 0
NO |  | 186 | 2015 | 28 | 20 | 20 |  | WINTERPOCK | SOUTHWEST (219) | 230 | 230 | STEEL HFRM | 4.47 | 0 | 0 | ACAR 721 | 0 | 0 | 0 | 0 | 0 | 0 | 0 | 0 | 0 | 0 | 0 | 0 | 0 | 0 | 0 | 0 | 0 | 0 | 0 | 0 | 0 | 0 | 0 | 12 | 0
NO |  | 186 | 2015 | 28 | 21 | 21 |  | WINTERPOCK | SOUTHWEST (219) | 230 | 230 | STEEL POLE | 16.44 | 0 | 0 | ACAR 721 | 0 | 0 | 0 | 0 | 0 | 0 | 0 | 0 | 0 | 0 | 0 | 0 | 0 | 0 | 0 | 0 | 0 | 0 | 0 | 0 | 0 | 0 | 0 | 12 | 0
NO |  | 186 | 2015 | 28 | 22 | 22 |  | WINTERPOCK | SOUTHWEST (219) | 230 | 230 | STEEL TWR | 0.32 | 0 | 0 | ACAR 721 | 0 | 0 | 0 | 0 | 0 | 0 | 0 | 0 | 0 | 0 | 0 | 0 | 0 | 0 | 0 | 0 | 0 | 0 | 0 | 0 | 0 | 0 | 0 | 12 | 0
NO |  | 186 | 2015 | 28 | 23 | 23 |  | OX | GUM SPRINGS (220) | 230 | 230 | CONC HFRM | 0 | 0.04 | 1 | ACAR 1109 | 0 | 0 | 0 | 0 | 0 | 0 | 0 | 0 | 0 | 0 | 0 | 0 | 0 | 0 | 0 | 0 | 0 | 0 | 0 | 0 | 0 | 0 | 0 | 12 | 0
NO |  | 186 | 2015 | 28 | 24 | 24 |  | OX | GUM SPRINGS (220) | 230 | 230 | CONC HFRM | 0.15 | 0 | 0 | ACSR 1033.5 | 0 | 0 | 0 | 0 | 0 | 0 | 0 | 0 | 0 | 0 | 0 | 0 | 0 | 0 | 0 | 0 | 0 | 0 | 0 | 0 | 0 | 0 | 0 | 12 | 0
NO |  | 186 | 2015 | 28 | 25 | 25 |  | OX | GUM SPRINGS (220) | 230 | 230 | STEEL POLE | 0 | 0.25 | 0 | ACAR 1109 | 0 | 0 | 0 | 0 | 0 | 0 | 0 | 0 | 0 | 0 | 0 | 0 | 0 | 0 | 0 | 0 | 0 | 0 | 0 | 0 | 0 | 0 | 0 | 12 | 0
NO |  | 186 | 2015 | 28 | 26 | 26 |  | OX | GUM SPRINGS (220) | 230 | 230 | STEEL POLE | 0.14 | 0 | 0 | ACSR 1033.5 | 0 | 0 | 0 | 0 | 0 | 0 | 0 | 0 | 0 | 0 | 0 | 0 | 0 | 0 | 0 | 0 | 0 | 0 | 0 | 0 | 0 | 0 | 0 | 12 | 0
NO |  | 186 | 2015 | 28 | 27 | 27 |  | OX | GUM SPRINGS (220) | 230 | 230 | STEEL POLE | 0.34 | 0 | 0 | ACSS 1033.5 | 0 | 0 | 0 | 0 | 0 | 0 | 0 | 0 | 0 | 0 | 0 | 0 | 0 | 0 | 0 | 0 | 0 | 0 | 0 | 0 | 0 | 0 | 0 | 12 | 0
NO |  | 186 | 2015 | 28 | 28 | 28 |  | OX | GUM SPRINGS (220) | 230 | 230 | STEEL POLE | 0.04 | 0 | 0 | ACAR 1109 | 0 | 0 | 0 | 0 | 0 | 0 | 0 | 0 | 0 | 0 | 0 | 0 | 0 | 0 | 0 | 0 | 0 | 0 | 0 | 0 | 0 | 0 | 0 | 12 | 0
NO |  | 186 | 2015 | 28 | 29 | 29 |  | OX | GUM SPRINGS (220) | 230 | 230 | STEEL TWR | 0 | 0.04 | 0 | ACSR 1033.5 | 0 | 0 | 0 | 0 | 0 | 0 | 0 | 0 | 0 | 0 | 0 | 0 | 0 | 0 | 0 | 0 | 0 | 0 | 0 | 0 | 0 | 0 | 0 | 12 | 0
NO |  | 186 | 2015 | 28 | 30 | 30 |  | OX | GUM SPRINGS (220) | 230 | 230 | STEEL TWR | 0 | 2.16 | 0 | ACAR 1109 | 0 | 0 | 0 | 0 | 0 | 0 | 0 | 0 | 0 | 0 | 0 | 0 | 0 | 0 | 0 | 0 | 0 | 0 | 0 | 0 | 0 | 0 | 0 | 12 | 0
NO |  | 186 | 2015 | 28 | 31 | 31 |  | OX | GUM SPRINGS (220) | 230 | 230 | STEEL TWR | 3.1 | 0 | 0 | ACSR 1033.5 | 0 | 0 | 0 | 0 | 0 | 0 | 0 | 0 | 0 | 0 | 0 | 0 | 0 | 0 | 0 | 0 | 0 | 0 | 0 | 0 | 0 | 0 | 0 | 12 | 0
NO |  | 186 | 2015 | 28 | 32 | 32 |  | OX | GUM SPRINGS (220) | 230 | 230 | STEEL TWR | 5.74 | 0 | 0 | ACSS 1033.5 | 0 | 0 | 0 | 0 | 0 | 0 | 0 | 0 | 0 | 0 | 0 | 0 | 0 | 0 | 0 | 0 | 0 | 0 | 0 | 0 | 0 | 0 | 0 | 12 | 0
NO |  | 186 | 2015 | 28 | 33 | 33 |  | OX | GUM SPRINGS (220) | 230 | 230 | STEEL TWR | 0.04 | 0 | 0 | ACAR 1109 | 0 | 0 | 0 | 0 | 0 | 0 | 0 | 0 | 0 | 0 | 0 | 0 | 0 | 0 | 0 | 0 | 0 | 0 | 0 | 0 | 0 | 0 | 0 | 12 | 0
NO |  | 186 | 2015 | 28 | 34 | 34 |  | OX | GUM SPRINGS (220) | 230 | 230 | WOOD HFRM | 0 | 1.98 | 0 | ACAR 1109 | 0 | 0 | 0 | 0 | 0 | 0 | 0 | 0 | 0 | 0 | 0 | 0 | 0 | 0 | 0 | 0 | 0 | 0 | 0 | 0 | 0 | 0 | 0 | 12 | 0
NO |  | 186 | 2015 | 28 | 35 | 35 |  | NORTHWEST | ELMONT (221) | 230 | 230 | STEEL HFRM | 0 | 0.24 | 1 | ACSS 1233.6 | 0 | 0 | 0 | 0 | 0 | 0 | 0 | 0 | 0 | 0 | 0 | 0 | 0 | 0 | 0 | 0 | 0 | 0 | 0 | 0 | 0 | 0 | 0 | 12 | 0
NO |  | 186 | 2015 | 29 | 1 | 1 |  | NORTHWEST | ELMONT (221) | 230 | 230 | STEEL HFRM | 0.11 | 0 | 0 | ACSS 1233.6 | 0 | 0 | 0 | 0 | 0 | 0 | 0 | 0 | 0 | 0 | 0 | 0 | 0 | 0 | 0 | 0 | 0 | 0 | 0 | 0 | 0 | 0 | 0 | 12 | 0
NO |  | 186 | 2015 | 29 | 2 | 2 |  | NORTHWEST | ELMONT (221) | 230 | 230 | STEEL POLE | 0 | 0.61 | 0 | ACSS 1233.6 | 0 | 0 | 0 | 0 | 0 | 0 | 0 | 0 | 0 | 0 | 0 | 0 | 0 | 0 | 0 | 0 | 0 | 0 | 0 | 0 | 0 | 0 | 0 | 12 | 0
NO |  | 186 | 2015 | 29 | 3 | 3 |  | NORTHWEST | ELMONT (221) | 230 | 230 | STEEL TWR | 0 | 4.85 | 0 | ACSS 1233.6 | 0 | 0 | 0 | 0 | 0 | 0 | 0 | 0 | 0 | 0 | 0 | 0 | 0 | 0 | 0 | 0 | 0 | 0 | 0 | 0 | 0 | 0 | 0 | 12 | 0
NO |  | 186 | 2015 | 29 | 4 | 4 |  | NORTHWEST | ELMONT (221) | 230 | 230 | STEEL TWR | 0.1 | 0 | 0 | ACSS 1233.6 | 0 | 0 | 0 | 0 | 0 | 0 | 0 | 0 | 0 | 0 | 0 | 0 | 0 | 0 | 0 | 0 | 0 | 0 | 0 | 0 | 0 | 0 | 0 | 12 | 0
NO |  | 186 | 2015 | 29 | 5 | 5 |  | SOUTHWEST | NORTHWEST (222) | 230 | 230 | CONC HFRM | 0 | 0 | 1 | ACSR 1033.5 | 0 | 0 | 0 | 0 | 0 | 0 | 0 | 0 | 0 | 0 | 0 | 0 | 0 | 0 | 0 | 0 | 0 | 0 | 0 | 0 | 0 | 0 | 0 | 12 | 0
NO |  | 186 | 2015 | 29 | 6 | 6 |  | SOUTHWEST | NORTHWEST (222) | 230 | 230 | STEEL HFRM | 0 | 0 | 0 | ACSR 1033.5 | 0 | 0 | 0 | 0 | 0 | 0 | 0 | 0 | 0 | 0 | 0 | 0 | 0 | 0 | 0 | 0 | 0 | 0 | 0 | 0 | 0 | 0 | 0 | 12 | 0
NO |  | 186 | 2015 | 29 | 7 | 7 |  | SOUTHWEST | NORTHWEST (222) | 230 | 230 | STEEL POLE | 0 | 0.28 | 0 | ACSR 1033.5 | 0 | 0 | 0 | 0 | 0 | 0 | 0 | 0 | 0 | 0 | 0 | 0 | 0 | 0 | 0 | 0 | 0 | 0 | 0 | 0 | 0 | 0 | 0 | 12 | 0
NO |  | 186 | 2015 | 29 | 8 | 8 |  | SOUTHWEST | NORTHWEST (222) | 230 | 230 | STEEL POLE | 0.12 | 0 | 0 | ACSR 1033.5 | 0 | 0 | 0 | 0 | 0 | 0 | 0 | 0 | 0 | 0 | 0 | 0 | 0 | 0 | 0 | 0 | 0 | 0 | 0 | 0 | 0 | 0 | 0 | 12 | 0
NO |  | 186 | 2015 | 29 | 9 | 9 |  | SOUTHWEST | NORTHWEST (222) | 230 | 230 | STEEL TWR | 0 | 9.61 | 0 | ACSR 1033.5 | 0 | 0 | 0 | 0 | 0 | 0 | 0 | 0 | 0 | 0 | 0 | 0 | 0 | 0 | 0 | 0 | 0 | 0 | 0 | 0 | 0 | 0 | 0 | 12 | 0
NO |  | 186 | 2015 | 29 | 10 | 10 |  | SOUTHWEST | NORTHWEST (222) | 230 | 230 | STEEL TWR | 0.31 | 0 | 0 | ACSR 1033.5 | 0 | 0 | 0 | 0 | 0 | 0 | 0 | 0 | 0 | 0 | 0 | 0 | 0 | 0 | 0 | 0 | 0 | 0 | 0 | 0 | 0 | 0 | 0 | 12 | 0
NO |  | 186 | 2015 | 29 | 11 | 11 |  | SURRY | YADKIN (223) | 230 | 230 | CONC HFRM | 0.03 | 0 | 1 | ACSR 636 | 0 | 0 | 0 | 0 | 0 | 0 | 0 | 0 | 0 | 0 | 0 | 0 | 0 | 0 | 0 | 0 | 0 | 0 | 0 | 0 | 0 | 0 | 0 | 12 | 0
NO |  | 186 | 2015 | 29 | 12 | 12 |  | SURRY | YADKIN (223) | 230 | 230 | STEEL HFRM | 0.04 | 0 | 0 | ACAR 721 | 0 | 0 | 0 | 0 | 0 | 0 | 0 | 0 | 0 | 0 | 0 | 0 | 0 | 0 | 0 | 0 | 0 | 0 | 0 | 0 | 0 | 0 | 0 | 12 | 0
NO |  | 186 | 2015 | 29 | 13 | 13 |  | SURRY | YADKIN (223) | 230 | 230 | STEEL POLE | 0.05 | 0 | 0 | ACSR 636 | 0 | 0 | 0 | 0 | 0 | 0 | 0 | 0 | 0 | 0 | 0 | 0 | 0 | 0 | 0 | 0 | 0 | 0 | 0 | 0 | 0 | 0 | 0 | 12 | 0
NO |  | 186 | 2015 | 29 | 14 | 14 |  | SURRY | YADKIN (223) | 230 | 230 | STEEL POLE | 0.07 | 0 | 0 | ACAR 721 | 0 | 0 | 0 | 0 | 0 | 0 | 0 | 0 | 0 | 0 | 0 | 0 | 0 | 0 | 0 | 0 | 0 | 0 | 0 | 0 | 0 | 0 | 0 | 12 | 0
NO |  | 186 | 2015 | 29 | 15 | 15 |  | SURRY | YADKIN (223) | 230 | 230 | STEEL TWR | 0 | 0.1 | 0 | ACSR 636 | 0 | 0 | 0 | 0 | 0 | 0 | 0 | 0 | 0 | 0 | 0 | 0 | 0 | 0 | 0 | 0 | 0 | 0 | 0 | 0 | 0 | 0 | 0 | 12 | 0
NO |  | 186 | 2015 | 29 | 16 | 16 |  | SURRY | YADKIN (223) | 230 | 230 | STEEL TWR | 0.07 | 0 | 0 | ACAR 2500 | 0 | 0 | 0 | 0 | 0 | 0 | 0 | 0 | 0 | 0 | 0 | 0 | 0 | 0 | 0 | 0 | 0 | 0 | 0 | 0 | 0 | 0 | 0 | 12 | 0
NO |  | 186 | 2015 | 29 | 17 | 17 |  | SURRY | YADKIN (223) | 230 | 230 | STEEL TWR | 44.04 | 0 | 0 | ACAR 721 | 0 | 0 | 0 | 0 | 0 | 0 | 0 | 0 | 0 | 0 | 0 | 0 | 0 | 0 | 0 | 0 | 0 | 0 | 0 | 0 | 0 | 0 | 0 | 12 | 0
NO |  | 186 | 2015 | 29 | 18 | 18 |  | LANEXA | NORTHERN NECK (224) | 230 | 230 | CONC HFRM | 0.06 | 0 | 1 | ACAR 1109 | 0 | 0 | 0 | 0 | 0 | 0 | 0 | 0 | 0 | 0 | 0 | 0 | 0 | 0 | 0 | 0 | 0 | 0 | 0 | 0 | 0 | 0 | 0 | 12 | 0
NO |  | 186 | 2015 | 29 | 19 | 19 |  | LANEXA | NORTHERN NECK (224) | 230 | 230 | CONC POLE | 0.05 | 0 | 0 | ACSS 1033.5 | 0 | 0 | 0 | 0 | 0 | 0 | 0 | 0 | 0 | 0 | 0 | 0 | 0 | 0 | 0 | 0 | 0 | 0 | 0 | 0 | 0 | 0 | 0 | 12 | 0
NO |  | 186 | 2015 | 29 | 20 | 20 |  | LANEXA | NORTHERN NECK (224) | 230 | 230 | STEEL HFRM | 0.31 | 0 | 0 | ACSS 1033.5 | 0 | 0 | 0 | 0 | 0 | 0 | 0 | 0 | 0 | 0 | 0 | 0 | 0 | 0 | 0 | 0 | 0 | 0 | 0 | 0 | 0 | 0 | 0 | 12 | 0
NO |  | 186 | 2015 | 29 | 21 | 21 |  | LANEXA | NORTHERN NECK (224) | 230 | 230 | STEEL HFRM | 3 | 0 | 0 | ACAR 1109 | 0 | 0 | 0 | 0 | 0 | 0 | 0 | 0 | 0 | 0 | 0 | 0 | 0 | 0 | 0 | 0 | 0 | 0 | 0 | 0 | 0 | 0 | 0 | 12 | 0
NO |  | 186 | 2015 | 29 | 22 | 22 |  | LANEXA | NORTHERN NECK (224) | 230 | 230 | STEEL POLE | 0.09 | 0 | 0 | ACSS 1033.5 | 0 | 0 | 0 | 0 | 0 | 0 | 0 | 0 | 0 | 0 | 0 | 0 | 0 | 0 | 0 | 0 | 0 | 0 | 0 | 0 | 0 | 0 | 0 | 12 | 0
NO |  | 186 | 2015 | 29 | 23 | 23 |  | LANEXA | NORTHERN NECK (224) | 230 | 230 | STEEL POLE | 0.85 | 0 | 0 | ACAR 1109 | 0 | 0 | 0 | 0 | 0 | 0 | 0 | 0 | 0 | 0 | 0 | 0 | 0 | 0 | 0 | 0 | 0 | 0 | 0 | 0 | 0 | 0 | 0 | 12 | 0
NO |  | 186 | 2015 | 29 | 24 | 24 |  | LANEXA | NORTHERN NECK (224) | 230 | 230 | STEEL TWR | 0.2 | 0 | 0 | ACSS 1033.5 | 0 | 0 | 0 | 0 | 0 | 0 | 0 | 0 | 0 | 0 | 0 | 0 | 0 | 0 | 0 | 0 | 0 | 0 | 0 | 0 | 0 | 0 | 0 | 12 | 0
NO |  | 186 | 2015 | 29 | 25 | 25 |  | LANEXA | NORTHERN NECK (224) | 230 | 230 | STEEL TWR | 4.46 | 0 | 0 | ACAR 1109 | 0 | 0 | 0 | 0 | 0 | 0 | 0 | 0 | 0 | 0 | 0 | 0 | 0 | 0 | 0 | 0 | 0 | 0 | 0 | 0 | 0 | 0 | 0 | 12 | 0
NO |  | 186 | 2015 | 29 | 26 | 26 |  | LANEXA | NORTHERN NECK (224) | 230 | 230 | WOOD HFRM | 0.2 | 0 | 0 | ACSS 1033.5 | 0 | 0 | 0 | 0 | 0 | 0 | 0 | 0 | 0 | 0 | 0 | 0 | 0 | 0 | 0 | 0 | 0 | 0 | 0 | 0 | 0 | 0 | 0 | 12 | 0
NO |  | 186 | 2015 | 29 | 27 | 27 |  | LANEXA | NORTHERN NECK (224) | 230 | 230 | WOOD HFRM | 30.57 | 0 | 0 | ACAR 1109 | 0 | 0 | 0 | 0 | 0 | 0 | 0 | 0 | 0 | 0 | 0 | 0 | 0 | 0 | 0 | 0 | 0 | 0 | 0 | 0 | 0 | 0 | 0 | 12 | 0
NO |  | 186 | 2015 | 29 | 28 | 28 |  | LANEXA | NORTHERN NECK (224) | 230 | 230 | WOOD POLE | 0.11 | 0 | 0 | ACSS 1033.5 | 0 | 0 | 0 | 0 | 0 | 0 | 0 | 0 | 0 | 0 | 0 | 0 | 0 | 0 | 0 | 0 | 0 | 0 | 0 | 0 | 0 | 0 | 0 | 12 | 0
NO |  | 186 | 2015 | 29 | 29 | 29 |  | LANEXA | NORTHERN NECK (224) | 230 | 230 | WOOD POLE | 1.38 | 0 | 0 | ACAR 1109 | 0 | 0 | 0 | 0 | 0 | 0 | 0 | 0 | 0 | 0 | 0 | 0 | 0 | 0 | 0 | 0 | 0 | 0 | 0 | 0 | 0 | 0 | 0 | 12 | 0
NO |  | 186 | 2015 | 29 | 30 | 30 |  | THELMA | LAKEVIEW (225) | 230 | 230 | STEEL TWR | 0 | 8.55 | 1 | ACSR 1033.5 | 0 | 0 | 0 | 0 | 0 | 0 | 0 | 0 | 0 | 0 | 0 | 0 | 0 | 0 | 0 | 0 | 0 | 0 | 0 | 0 | 0 | 0 | 0 | 12 | 0
NO |  | 186 | 2015 | 29 | 31 | 31 |  | THELMA | LAKEVIEW (225) | 230 | 230 | STEEL TWR | 0.1 | 0 | 0 | ACSR 1033.5 | 0 | 0 | 0 | 0 | 0 | 0 | 0 | 0 | 0 | 0 | 0 | 0 | 0 | 0 | 0 | 0 | 0 | 0 | 0 | 0 | 0 | 0 | 0 | 12 | 0
NO |  | 186 | 2015 | 29 | 32 | 32 |  | SURRY | CHURCHLAND (226) | 230 | 230 | CONC HFRM | 0 | 0.14 | 1 | ACAR 2500 | 0 | 0 | 0 | 0 | 0 | 0 | 0 | 0 | 0 | 0 | 0 | 0 | 0 | 0 | 0 | 0 | 0 | 0 | 0 | 0 | 0 | 0 | 0 | 12 | 0
NO |  | 186 | 2015 | 29 | 33 | 33 |  | SURRY | CHURCHLAND (226) | 230 | 230 | CONC HFRM | 0 | 0.15 | 0 | ACAR 721 | 0 | 0 | 0 | 0 | 0 | 0 | 0 | 0 | 0 | 0 | 0 | 0 | 0 | 0 | 0 | 0 | 0 | 0 | 0 | 0 | 0 | 0 | 0 | 12 | 0
NO |  | 186 | 2015 | 29 | 34 | 34 |  | SURRY | CHURCHLAND (226) | 230 | 230 | STEEL POLE | 0 | 0.03 | 0 | ACAR 2500 | 0 | 0 | 0 | 0 | 0 | 0 | 0 | 0 | 0 | 0 | 0 | 0 | 0 | 0 | 0 | 0 | 0 | 0 | 0 | 0 | 0 | 0 | 0 | 12 | 0
NO |  | 186 | 2015 | 29 | 35 | 35 |  | SURRY | CHURCHLAND (226) | 230 | 230 | STEEL POLE | 0 | 0.16 | 0 | ACAR 721 | 0 | 0 | 0 | 0 | 0 | 0 | 0 | 0 | 0 | 0 | 0 | 0 | 0 | 0 | 0 | 0 | 0 | 0 | 0 | 0 | 0 | 0 | 0 | 12 | 0
NO |  | 186 | 2015 | 30 | 1 | 1 |  | SURRY | CHURCHLAND (226) | 230 | 230 | STEEL POLE | 0.16 | 0 | 0 | ACAR 2500 | 0 | 0 | 0 | 0 | 0 | 0 | 0 | 0 | 0 | 0 | 0 | 0 | 0 | 0 | 0 | 0 | 0 | 0 | 0 | 0 | 0 | 0 | 0 | 12 | 0
NO |  | 186 | 2015 | 30 | 2 | 2 |  | SURRY | CHURCHLAND (226) | 230 | 230 | STEEL TWR | 0 | 34.75 | 0 | ACAR 721 | 0 | 0 | 0 | 0 | 0 | 0 | 0 | 0 | 0 | 0 | 0 | 0 | 0 | 0 | 0 | 0 | 0 | 0 | 0 | 0 | 0 | 0 | 0 | 12 | 0
NO |  | 186 | 2015 | 30 | 3 | 3 |  | SURRY | CHURCHLAND (226) | 230 | 230 | STEEL TWR | 0.05 | 0 | 0 | ACAR 2500 | 0 | 0 | 0 | 0 | 0 | 0 | 0 | 0 | 0 | 0 | 0 | 0 | 0 | 0 | 0 | 0 | 0 | 0 | 0 | 0 | 0 | 0 | 0 | 12 | 0
NO |  | 186 | 2015 | 30 | 4 | 4 |  | SURRY | CHURCHLAND (226) | 230 | 230 | STEEL TWR | 2.43 | 0 | 0 | ACAR 721 | 0 | 0 | 0 | 0 | 0 | 0 | 0 | 0 | 0 | 0 | 0 | 0 | 0 | 0 | 0 | 0 | 0 | 0 | 0 | 0 | 0 | 0 | 0 | 12 | 0
NO |  | 186 | 2015 | 30 | 5 | 5 |  | BEAUMEADE | BRAMBLETON (227) | 230 | 230 | CONC HFRM | 0.15 | 0 | 1 | ACSS 1192.5 | 0 | 0 | 0 | 0 | 0 | 0 | 0 | 0 | 0 | 0 | 0 | 0 | 0 | 0 | 0 | 0 | 0 | 0 | 0 | 0 | 0 | 0 | 0 | 12 | 0
NO |  | 186 | 2015 | 30 | 6 | 6 |  | BEAUMEADE | BRAMBLETON (227) | 230 | 230 | CONC HFRM | 0.03 | 0 | 0 | ACSR 1590 | 0 | 0 | 0 | 0 | 0 | 0 | 0 | 0 | 0 | 0 | 0 | 0 | 0 | 0 | 0 | 0 | 0 | 0 | 0 | 0 | 0 | 0 | 0 | 12 | 0
NO |  | 186 | 2015 | 30 | 7 | 7 |  | BEAUMEADE | BRAMBLETON (227) | 230 | 230 | STEEL POLE | 0 | 0.15 | 0 | ACSR 1033.5 | 0 | 0 | 0 | 0 | 0 | 0 | 0 | 0 | 0 | 0 | 0 | 0 | 0 | 0 | 0 | 0 | 0 | 0 | 0 | 0 | 0 | 0 | 0 | 12 | 0
NO |  | 186 | 2015 | 30 | 8 | 8 |  | BEAUMEADE | BRAMBLETON (227) | 230 | 230 | STEEL POLE | 0.19 | 0 | 0 | ACSS 1192.5 | 0 | 0 | 0 | 0 | 0 | 0 | 0 | 0 | 0 | 0 | 0 | 0 | 0 | 0 | 0 | 0 | 0 | 0 | 0 | 0 | 0 | 0 | 0 | 12 | 0
NO |  | 186 | 2015 | 30 | 9 | 9 |  | BEAUMEADE | BRAMBLETON (227) | 230 | 230 | STEEL POLE | 0.13 | 0 | 0 | ACSR 1590 | 0 | 0 | 0 | 0 | 0 | 0 | 0 | 0 | 0 | 0 | 0 | 0 | 0 | 0 | 0 | 0 | 0 | 0 | 0 | 0 | 0 | 0 | 0 | 12 | 0
NO |  | 186 | 2015 | 30 | 10 | 10 |  | BEAUMEADE | BRAMBLETON (227) | 230 | 230 | STEEL TWR | 0 | 7.68 | 0 | ACSR 1033.5 | 0 | 0 | 0 | 0 | 0 | 0 | 0 | 0 | 0 | 0 | 0 | 0 | 0 | 0 | 0 | 0 | 0 | 0 | 0 | 0 | 0 | 0 | 0 | 12 | 0
NO |  | 186 | 2015 | 30 | 11 | 11 |  | BEAUMEADE | BRAMBLETON (227) | 230 | 230 | STEEL TWR | 0 | 0.04 | 0 | ACSS 1033.5 | 0 | 0 | 0 | 0 | 0 | 0 | 0 | 0 | 0 | 0 | 0 | 0 | 0 | 0 | 0 | 0 | 0 | 0 | 0 | 0 | 0 | 0 | 0 | 12 | 0
NO |  | 186 | 2015 | 30 | 12 | 12 |  | BEAUMEADE | BRAMBLETON (227) | 230 | 230 | STEEL TWR | 0.03 | 0 | 0 | ACSR 1033.5 | 0 | 0 | 0 | 0 | 0 | 0 | 0 | 0 | 0 | 0 | 0 | 0 | 0 | 0 | 0 | 0 | 0 | 0 | 0 | 0 | 0 | 0 | 0 | 12 | 0
NO |  | 186 | 2015 | 30 | 13 | 13 |  | BEAUMEADE | BRAMBLETON (227) | 230 | 230 | STEEL TWR | 4.83 | 0 | 0 | ACSS 1192.5 | 0 | 0 | 0 | 0 | 0 | 0 | 0 | 0 | 0 | 0 | 0 | 0 | 0 | 0 | 0 | 0 | 0 | 0 | 0 | 0 | 0 | 0 | 0 | 12 | 0
NO |  | 186 | 2015 | 30 | 14 | 14 |  | CHESTERFIELD 230 | HOPEWELL (228) | 230 | 230 | STEEL POLE | 0 | 0.58 | 1 | ACSR 1033.5 | 0 | 0 | 0 | 0 | 0 | 0 | 0 | 0 | 0 | 0 | 0 | 0 | 0 | 0 | 0 | 0 | 0 | 0 | 0 | 0 | 0 | 0 | 0 | 12 | 0
NO |  | 186 | 2015 | 30 | 15 | 15 |  | CHESTERFIELD 230 | HOPEWELL (228) | 230 | 230 | STEEL POLE | 0 | 0.18 | 0 | ACAR 1109 | 0 | 0 | 0 | 0 | 0 | 0 | 0 | 0 | 0 | 0 | 0 | 0 | 0 | 0 | 0 | 0 | 0 | 0 | 0 | 0 | 0 | 0 | 0 | 12 | 0
NO |  | 186 | 2015 | 30 | 16 | 16 |  | CHESTERFIELD 230 | HOPEWELL (228) | 230 | 230 | STEEL POLE | 0.1 | 0 | 0 | ACAR 1109 | 0 | 0 | 0 | 0 | 0 | 0 | 0 | 0 | 0 | 0 | 0 | 0 | 0 | 0 | 0 | 0 | 0 | 0 | 0 | 0 | 0 | 0 | 0 | 12 | 0
NO |  | 186 | 2015 | 30 | 17 | 17 |  | CHESTERFIELD 230 | HOPEWELL (228) | 230 | 230 | STEEL TWR | 0 | 0.29 | 0 | ACSR 1033.5 | 0 | 0 | 0 | 0 | 0 | 0 | 0 | 0 | 0 | 0 | 0 | 0 | 0 | 0 | 0 | 0 | 0 | 0 | 0 | 0 | 0 | 0 | 0 | 12 | 0
NO |  | 186 | 2015 | 30 | 18 | 18 |  | CHESTERFIELD 230 | HOPEWELL (228) | 230 | 230 | STEEL TWR | 0 | 9.67 | 0 | ACAR 1109 | 0 | 0 | 0 | 0 | 0 | 0 | 0 | 0 | 0 | 0 | 0 | 0 | 0 | 0 | 0 | 0 | 0 | 0 | 0 | 0 | 0 | 0 | 0 | 12 | 0
NO |  | 186 | 2015 | 30 | 19 | 19 |  | CHESTERFIELD 230 | HOPEWELL (228) | 230 | 230 | STEEL TWR | 0.25 | 0 | 0 | ACAR 1109 | 0 | 0 | 0 | 0 | 0 | 0 | 0 | 0 | 0 | 0 | 0 | 0 | 0 | 0 | 0 | 0 | 0 | 0 | 0 | 0 | 0 | 0 | 0 | 12 | 0
NO |  | 186 | 2015 | 30 | 20 | 20 |  | TARBORO | EDGECOMBE NUG (229) | 230 | 230 | STEEL HFRM | 3.82 | 0 | 1 | ACSR 1033.5 | 0 | 0 | 0 | 0 | 0 | 0 | 0 | 0 | 0 | 0 | 0 | 0 | 0 | 0 | 0 | 0 | 0 | 0 | 0 | 0 | 0 | 0 | 0 | 12 | 0
NO |  | 186 | 2015 | 30 | 21 | 21 |  | TARBORO | EDGECOMBE NUG (229) | 230 | 230 | STEEL POLE | 0.28 | 0 | 0 | ACAR 1534 | 0 | 0 | 0 | 0 | 0 | 0 | 0 | 0 | 0 | 0 | 0 | 0 | 0 | 0 | 0 | 0 | 0 | 0 | 0 | 0 | 0 | 0 | 0 | 12 | 0
NO |  | 186 | 2015 | 30 | 22 | 22 |  | TARBORO | EDGECOMBE NUG (229) | 230 | 230 | STEEL TWR | 0 | 1.51 | 0 | ACSR 1033.5 | 0 | 0 | 0 | 0 | 0 | 0 | 0 | 0 | 0 | 0 | 0 | 0 | 0 | 0 | 0 | 0 | 0 | 0 | 0 | 0 | 0 | 0 | 0 | 12 | 0
NO |  | 186 | 2015 | 30 | 23 | 23 |  | TARBORO | EDGECOMBE NUG (229) | 230 | 230 | STEEL TWR | 0.57 | 0 | 0 | ACSR 1033.5 | 0 | 0 | 0 | 0 | 0 | 0 | 0 | 0 | 0 | 0 | 0 | 0 | 0 | 0 | 0 | 0 | 0 | 0 | 0 | 0 | 0 | 0 | 0 | 12 | 0
NO |  | 186 | 2015 | 30 | 24 | 24 |  | TARBORO | EDGECOMBE NUG (229) | 230 | 230 | WOOD HFRM | 10.01 | 0 | 0 | ACSR 1033.5 | 0 | 0 | 0 | 0 | 0 | 0 | 0 | 0 | 0 | 0 | 0 | 0 | 0 | 0 | 0 | 0 | 0 | 0 | 0 | 0 | 0 | 0 | 0 | 12 | 0
NO |  | 186 | 2015 | 30 | 25 | 25 |  | TARBORO | EDGECOMBE NUG (229) | 230 | 230 | WOOD HFRM | 0.09 | 0 | 0 | ACAR 1534 | 0 | 0 | 0 | 0 | 0 | 0 | 0 | 0 | 0 | 0 | 0 | 0 | 0 | 0 | 0 | 0 | 0 | 0 | 0 | 0 | 0 | 0 | 0 | 12 | 0
NO |  | 186 | 2015 | 30 | 26 | 26 |  | TARBORO | EDGECOMBE NUG (229) | 230 | 230 | WOOD POLE | 0.11 | 0 | 0 | ACSR 1033.5 | 0 | 0 | 0 | 0 | 0 | 0 | 0 | 0 | 0 | 0 | 0 | 0 | 0 | 0 | 0 | 0 | 0 | 0 | 0 | 0 | 0 | 0 | 0 | 12 | 0
NO |  | 186 | 2015 | 30 | 27 | 27 |  | THRASHER | LANDSTOWN (231) | 230 | 230 | CONC HFRM | 0 | 0.07 | 1 | AAAC 1177 | 0 | 0 | 0 | 0 | 0 | 0 | 0 | 0 | 0 | 0 | 0 | 0 | 0 | 0 | 0 | 0 | 0 | 0 | 0 | 0 | 0 | 0 | 0 | 12 | 0
NO |  | 186 | 2015 | 30 | 28 | 28 |  | THRASHER | LANDSTOWN (231) | 230 | 230 | CONC HFRM | 0.07 | 0 | 0 | ACSR 1033.5 | 0 | 0 | 0 | 0 | 0 | 0 | 0 | 0 | 0 | 0 | 0 | 0 | 0 | 0 | 0 | 0 | 0 | 0 | 0 | 0 | 0 | 0 | 0 | 12 | 0
NO |  | 186 | 2015 | 30 | 29 | 29 |  | THRASHER | LANDSTOWN (231) | 230 | 230 | CONC HFRM | 0.03 | 0 | 0 | AAAC 1177 | 0 | 0 | 0 | 0 | 0 | 0 | 0 | 0 | 0 | 0 | 0 | 0 | 0 | 0 | 0 | 0 | 0 | 0 | 0 | 0 | 0 | 0 | 0 | 12 | 0
NO |  | 186 | 2015 | 30 | 30 | 30 |  | THRASHER | LANDSTOWN (231) | 230 | 230 | STEEL HFRM | 0.02 | 0 | 0 | ACAR 1109 | 0 | 0 | 0 | 0 | 0 | 0 | 0 | 0 | 0 | 0 | 0 | 0 | 0 | 0 | 0 | 0 | 0 | 0 | 0 | 0 | 0 | 0 | 0 | 12 | 0
NO |  | 186 | 2015 | 30 | 31 | 31 |  | THRASHER | LANDSTOWN (231) | 230 | 230 | STEEL HFRM | 0.3 | 0 | 0 | AAAC 1177 | 0 | 0 | 0 | 0 | 0 | 0 | 0 | 0 | 0 | 0 | 0 | 0 | 0 | 0 | 0 | 0 | 0 | 0 | 0 | 0 | 0 | 0 | 0 | 12 | 0
NO |  | 186 | 2015 | 30 | 32 | 32 |  | THRASHER | LANDSTOWN (231) | 230 | 230 | STEEL POLE | 0.06 | 0 | 0 | ACSR 1033.5 | 0 | 0 | 0 | 0 | 0 | 0 | 0 | 0 | 0 | 0 | 0 | 0 | 0 | 0 | 0 | 0 | 0 | 0 | 0 | 0 | 0 | 0 | 0 | 12 | 0
NO |  | 186 | 2015 | 30 | 33 | 33 |  | THRASHER | LANDSTOWN (231) | 230 | 230 | STEEL POLE | 0.03 | 0 | 0 | ACAR 1109 | 0 | 0 | 0 | 0 | 0 | 0 | 0 | 0 | 0 | 0 | 0 | 0 | 0 | 0 | 0 | 0 | 0 | 0 | 0 | 0 | 0 | 0 | 0 | 12 | 0
NO |  | 186 | 2015 | 30 | 34 | 34 |  | THRASHER | LANDSTOWN (231) | 230 | 230 | STEEL POLE | 0.41 | 0 | 0 | AAAC 1177 | 0 | 0 | 0 | 0 | 0 | 0 | 0 | 0 | 0 | 0 | 0 | 0 | 0 | 0 | 0 | 0 | 0 | 0 | 0 | 0 | 0 | 0 | 0 | 12 | 0
NO |  | 186 | 2015 | 30 | 35 | 35 |  | THRASHER | LANDSTOWN (231) | 230 | 230 | STEEL TWR | 0.02 | 0 | 0 | ACSR 1033.5 | 0 | 0 | 0 | 0 | 0 | 0 | 0 | 0 | 0 | 0 | 0 | 0 | 0 | 0 | 0 | 0 | 0 | 0 | 0 | 0 | 0 | 0 | 0 | 12 | 0
NO |  | 186 | 2015 | 31 | 1 | 1 |  | THRASHER | LANDSTOWN (231) | 230 | 230 | STEEL TWR | 0.18 | 0 | 0 | ACAR 1109 | 0 | 0 | 0 | 0 | 0 | 0 | 0 | 0 | 0 | 0 | 0 | 0 | 0 | 0 | 0 | 0 | 0 | 0 | 0 | 0 | 0 | 0 | 0 | 12 | 0
NO |  | 186 | 2015 | 31 | 2 | 2 |  | THRASHER | LANDSTOWN (231) | 230 | 230 | STEEL TWR | 7.6 | 0 | 0 | AAAC 1177 | 0 | 0 | 0 | 0 | 0 | 0 | 0 | 0 | 0 | 0 | 0 | 0 | 0 | 0 | 0 | 0 | 0 | 0 | 0 | 0 | 0 | 0 | 0 | 12 | 0
NO |  | 186 | 2015 | 31 | 3 | 3 |  | GASTON HYDRO | THELMA (232) | 230 | 230 | STEEL TWR | 0.13 | 0 | 1 | ACSR 795 | 0 | 0 | 0 | 0 | 0 | 0 | 0 | 0 | 0 | 0 | 0 | 0 | 0 | 0 | 0 | 0 | 0 | 0 | 0 | 0 | 0 | 0 | 0 | 12 | 0
NO |  | 186 | 2015 | 31 | 4 | 4 |  | CHARLOTTESVILLE | DOOMS (233) | 230 | 230 | CONC HFRM | 0.17 | 0 | 1 | ACAR 545.6 | 0 | 0 | 0 | 0 | 0 | 0 | 0 | 0 | 0 | 0 | 0 | 0 | 0 | 0 | 0 | 0 | 0 | 0 | 0 | 0 | 0 | 0 | 0 | 12 | 0
NO |  | 186 | 2015 | 31 | 5 | 5 |  | CHARLOTTESVILLE | DOOMS (233) | 230 | 230 | CONC HFRM | 0.2 | 0 | 0 | ACSR 636 | 0 | 0 | 0 | 0 | 0 | 0 | 0 | 0 | 0 | 0 | 0 | 0 | 0 | 0 | 0 | 0 | 0 | 0 | 0 | 0 | 0 | 0 | 0 | 12 | 0
NO |  | 186 | 2015 | 31 | 6 | 6 |  | CHARLOTTESVILLE | DOOMS (233) | 230 | 230 | STEEL HFRM | 0.2 | 0 | 0 | ACAR 545.6 | 0 | 0 | 0 | 0 | 0 | 0 | 0 | 0 | 0 | 0 | 0 | 0 | 0 | 0 | 0 | 0 | 0 | 0 | 0 | 0 | 0 | 0 | 0 | 12 | 0
NO |  | 186 | 2015 | 31 | 7 | 7 |  | CHARLOTTESVILLE | DOOMS (233) | 230 | 230 | STEEL HFRM | 0.07 | 0 | 0 | ACSR 636 | 0 | 0 | 0 | 0 | 0 | 0 | 0 | 0 | 0 | 0 | 0 | 0 | 0 | 0 | 0 | 0 | 0 | 0 | 0 | 0 | 0 | 0 | 0 | 12 | 0
NO |  | 186 | 2015 | 31 | 8 | 8 |  | CHARLOTTESVILLE | DOOMS (233) | 230 | 230 | STEEL POLE | 4.67 | 0 | 0 | ACAR 545.6 | 0 | 0 | 0 | 0 | 0 | 0 | 0 | 0 | 0 | 0 | 0 | 0 | 0 | 0 | 0 | 0 | 0 | 0 | 0 | 0 | 0 | 0 | 0 | 12 | 0
NO |  | 186 | 2015 | 31 | 9 | 9 |  | CHARLOTTESVILLE | DOOMS (233) | 230 | 230 | STEEL POLE | 0.27 | 0 | 0 | ACSR 636 | 0 | 0 | 0 | 0 | 0 | 0 | 0 | 0 | 0 | 0 | 0 | 0 | 0 | 0 | 0 | 0 | 0 | 0 | 0 | 0 | 0 | 0 | 0 | 12 | 0
NO |  | 186 | 2015 | 31 | 10 | 10 |  | CHARLOTTESVILLE | DOOMS (233) | 230 | 230 | STEEL TWR | 9.13 | 0 | 0 | ACAR 545.6 | 0 | 0 | 0 | 0 | 0 | 0 | 0 | 0 | 0 | 0 | 0 | 0 | 0 | 0 | 0 | 0 | 0 | 0 | 0 | 0 | 0 | 0 | 0 | 12 | 0
NO |  | 186 | 2015 | 31 | 11 | 11 |  | CHARLOTTESVILLE | DOOMS (233) | 230 | 230 | STEEL TWR | 8.04 | 0 | 0 | ACSR 636 | 0 | 0 | 0 | 0 | 0 | 0 | 0 | 0 | 0 | 0 | 0 | 0 | 0 | 0 | 0 | 0 | 0 | 0 | 0 | 0 | 0 | 0 | 0 | 12 | 0
NO |  | 186 | 2015 | 31 | 12 | 12 |  | CHARLOTTESVILLE | DOOMS (233) | 230 | 230 | WOOD POLE | 0.08 | 0 | 0 | ACAR 545.6 | 0 | 0 | 0 | 0 | 0 | 0 | 0 | 0 | 0 | 0 | 0 | 0 | 0 | 0 | 0 | 0 | 0 | 0 | 0 | 0 | 0 | 0 | 0 | 12 | 0
NO |  | 186 | 2015 | 31 | 13 | 13 |  | WHEALTON | WINCHESTER (234) | 230 | 230 | CONC HFRM | 0.14 | 0 | 1 | ACAR 1534 | 0 | 0 | 0 | 0 | 0 | 0 | 0 | 0 | 0 | 0 | 0 | 0 | 0 | 0 | 0 | 0 | 0 | 0 | 0 | 0 | 0 | 0 | 0 | 12 | 0
NO |  | 186 | 2015 | 31 | 14 | 14 |  | WHEALTON | WINCHESTER (234) | 230 | 230 | CONC POLE | 0.04 | 0 | 0 | ACAR 1534 | 0 | 0 | 0 | 0 | 0 | 0 | 0 | 0 | 0 | 0 | 0 | 0 | 0 | 0 | 0 | 0 | 0 | 0 | 0 | 0 | 0 | 0 | 0 | 12 | 0
NO |  | 186 | 2015 | 31 | 15 | 15 |  | WHEALTON | WINCHESTER (234) | 230 | 230 | STEEL TWR | 0.03 | 0 | 0 | ACAR 1534 | 0 | 0 | 0 | 0 | 0 | 0 | 0 | 0 | 0 | 0 | 0 | 0 | 0 | 0 | 0 | 0 | 0 | 0 | 0 | 0 | 0 | 0 | 0 | 12 | 0
NO |  | 186 | 2015 | 31 | 16 | 16 |  | FARMVILLE | CLOVER (235) | 230 | 230 | CONC HFRM | 0 | 0.07 | 1 | ACAR 545.6 | 0 | 0 | 0 | 0 | 0 | 0 | 0 | 0 | 0 | 0 | 0 | 0 | 0 | 0 | 0 | 0 | 0 | 0 | 0 | 0 | 0 | 0 | 0 | 12 | 0
NO |  | 186 | 2015 | 31 | 17 | 17 |  | FARMVILLE | CLOVER (235) | 230 | 230 | CONC POLE | 0.05 | 0 | 0 | ACAR 545.6 | 0 | 0 | 0 | 0 | 0 | 0 | 0 | 0 | 0 | 0 | 0 | 0 | 0 | 0 | 0 | 0 | 0 | 0 | 0 | 0 | 0 | 0 | 0 | 12 | 0
NO |  | 186 | 2015 | 31 | 18 | 18 |  | FARMVILLE | CLOVER (235) | 230 | 230 | STEEL HFRM | 5.16 | 0 | 0 | ACAR 545.6 | 0 | 0 | 0 | 0 | 0 | 0 | 0 | 0 | 0 | 0 | 0 | 0 | 0 | 0 | 0 | 0 | 0 | 0 | 0 | 0 | 0 | 0 | 0 | 12 | 0
NO |  | 186 | 2015 | 31 | 19 | 19 |  | FARMVILLE | CLOVER (235) | 230 | 230 | STEEL POLE | 0.44 | 0 | 0 | ACAR 545.6 | 0 | 0 | 0 | 0 | 0 | 0 | 0 | 0 | 0 | 0 | 0 | 0 | 0 | 0 | 0 | 0 | 0 | 0 | 0 | 0 | 0 | 0 | 0 | 12 | 0
NO |  | 186 | 2015 | 31 | 20 | 20 |  | FARMVILLE | CLOVER (235) | 230 | 230 | STEEL POLE | 0.09 | 0 | 0 | ACSR 636 | 0 | 0 | 0 | 0 | 0 | 0 | 0 | 0 | 0 | 0 | 0 | 0 | 0 | 0 | 0 | 0 | 0 | 0 | 0 | 0 | 0 | 0 | 0 | 12 | 0
NO |  | 186 | 2015 | 31 | 21 | 21 |  | FARMVILLE | CLOVER (235) | 230 | 230 | STEEL TWR | 0 | 4.04 | 0 | ACAR 545.6 | 0 | 0 | 0 | 0 | 0 | 0 | 0 | 0 | 0 | 0 | 0 | 0 | 0 | 0 | 0 | 0 | 0 | 0 | 0 | 0 | 0 | 0 | 0 | 12 | 0
NO |  | 186 | 2015 | 31 | 22 | 22 |  | FARMVILLE | CLOVER (235) | 230 | 230 | STEEL TWR | 0.35 | 0 | 0 | ACAR 545.6 | 0 | 0 | 0 | 0 | 0 | 0 | 0 | 0 | 0 | 0 | 0 | 0 | 0 | 0 | 0 | 0 | 0 | 0 | 0 | 0 | 0 | 0 | 0 | 12 | 0
NO |  | 186 | 2015 | 31 | 23 | 23 |  | FARMVILLE | CLOVER (235) | 230 | 230 | WOOD HFRM | 0 | 0.14 | 0 | ACAR 545.6 | 0 | 0 | 0 | 0 | 0 | 0 | 0 | 0 | 0 | 0 | 0 | 0 | 0 | 0 | 0 | 0 | 0 | 0 | 0 | 0 | 0 | 0 | 0 | 12 | 0
NO |  | 186 | 2015 | 31 | 24 | 24 |  | FARMVILLE | CLOVER (235) | 230 | 230 | WOOD HFRM | 38.53 | 0 | 0 | ACAR 545.6 | 0 | 0 | 0 | 0 | 0 | 0 | 0 | 0 | 0 | 0 | 0 | 0 | 0 | 0 | 0 | 0 | 0 | 0 | 0 | 0 | 0 | 0 | 0 | 12 | 0
NO |  | 186 | 2015 | 31 | 25 | 25 |  | FARMVILLE | CLOVER (235) | 230 | 230 | WOOD HFRM | 2.9 | 0 | 0 | ACSR 636 | 0 | 0 | 0 | 0 | 0 | 0 | 0 | 0 | 0 | 0 | 0 | 0 | 0 | 0 | 0 | 0 | 0 | 0 | 0 | 0 | 0 | 0 | 0 | 12 | 0
NO |  | 186 | 2015 | 31 | 26 | 26 |  | FARMVILLE | CLOVER (235) | 230 | 230 | WOOD POLE | 3.2 | 0 | 0 | ACAR 545.6 | 0 | 0 | 0 | 0 | 0 | 0 | 0 | 0 | 0 | 0 | 0 | 0 | 0 | 0 | 0 | 0 | 0 | 0 | 0 | 0 | 0 | 0 | 0 | 12 | 0
NO |  | 186 | 2015 | 31 | 27 | 27 |  | FARMVILLE | CLOVER (235) | 230 | 230 | WOOD POLE | 0.45 | 0 | 0 | ACSR 636 | 0 | 0 | 0 | 0 | 0 | 0 | 0 | 0 | 0 | 0 | 0 | 0 | 0 | 0 | 0 | 0 | 0 | 0 | 0 | 0 | 0 | 0 | 0 | 12 | 0
NO |  | 186 | 2015 | 31 | 28 | 28 |  | SOUTHWEST | PLAZA (236) | 230 | 230 | STEEL POLE | 0 | 0.54 | 1 | ACAR 721 | 0 | 0 | 0 | 0 | 0 | 0 | 0 | 0 | 0 | 0 | 0 | 0 | 0 | 0 | 0 | 0 | 0 | 0 | 0 | 0 | 0 | 0 | 0 | 12 | 0
NO |  | 186 | 2015 | 31 | 29 | 29 |  | SOUTHWEST | PLAZA (236) | 230 | 230 | STEEL POLE | 3.18 | 0 | 0 | ACAR 2500 | 0 | 0 | 0 | 0 | 0 | 0 | 0 | 0 | 0 | 0 | 0 | 0 | 0 | 0 | 0 | 0 | 0 | 0 | 0 | 0 | 0 | 0 | 0 | 12 | 0
NO |  | 186 | 2015 | 31 | 30 | 30 |  | SOUTHWEST | PLAZA (236) | 230 | 230 | STEEL POLE | 0.08 | 0 | 0 | ACAR 721 | 0 | 0 | 0 | 0 | 0 | 0 | 0 | 0 | 0 | 0 | 0 | 0 | 0 | 0 | 0 | 0 | 0 | 0 | 0 | 0 | 0 | 0 | 0 | 12 | 0
NO |  | 186 | 2015 | 31 | 31 | 31 |  | SOUTHWEST | PLAZA (236) | 230 | 230 | STEEL TWR | 0 | 0.01 | 0 | ACAR 721 | 0 | 0 | 0 | 0 | 0 | 0 | 0 | 0 | 0 | 0 | 0 | 0 | 0 | 0 | 0 | 0 | 0 | 0 | 0 | 0 | 0 | 0 | 0 | 12 | 0
NO |  | 186 | 2015 | 31 | 32 | 32 |  | SOUTHWEST | PLAZA (236) | 230 | 230 | WOOD POLE | 0.1 | 0 | 0 | ACAR 2500 | 0 | 0 | 0 | 0 | 0 | 0 | 0 | 0 | 0 | 0 | 0 | 0 | 0 | 0 | 0 | 0 | 0 | 0 | 0 | 0 | 0 | 0 | 0 | 12 | 0
NO |  | 186 | 2015 | 31 | 33 | 33 |  | POSSUM POINT | BRADDOCK (237) | 230 | 230 | CONC HFRM | 0.08 | 0 | 1 | ACSR 1033.5 | 0 | 0 | 0 | 0 | 0 | 0 | 0 | 0 | 0 | 0 | 0 | 0 | 0 | 0 | 0 | 0 | 0 | 0 | 0 | 0 | 0 | 0 | 0 | 12 | 0
NO |  | 186 | 2015 | 31 | 34 | 34 |  | POSSUM POINT | BRADDOCK (237) | 230 | 230 | STEEL HFRM | 0.16 | 0 | 0 | ACSR 1033.5 | 0 | 0 | 0 | 0 | 0 | 0 | 0 | 0 | 0 | 0 | 0 | 0 | 0 | 0 | 0 | 0 | 0 | 0 | 0 | 0 | 0 | 0 | 0 | 12 | 0
NO |  | 186 | 2015 | 31 | 35 | 35 |  | POSSUM POINT | BRADDOCK (237) | 230 | 230 | STEEL POLE | 1 | 0 | 0 | ACSR 1033.5 | 0 | 0 | 0 | 0 | 0 | 0 | 0 | 0 | 0 | 0 | 0 | 0 | 0 | 0 | 0 | 0 | 0 | 0 | 0 | 0 | 0 | 0 | 0 | 12 | 0
NO |  | 186 | 2015 | 32 | 1 | 1 |  | POSSUM POINT | BRADDOCK (237) | 230 | 230 | STEEL POLE | 0.52 | 0 | 0 | ACAR 721 | 0 | 0 | 0 | 0 | 0 | 0 | 0 | 0 | 0 | 0 | 0 | 0 | 0 | 0 | 0 | 0 | 0 | 0 | 0 | 0 | 0 | 0 | 0 | 12 | 0
NO |  | 186 | 2015 | 32 | 2 | 2 |  | POSSUM POINT | BRADDOCK (237) | 230 | 230 | STEEL TWR | 12.48 | 0 | 0 | ACSR 1033.5 | 0 | 0 | 0 | 0 | 0 | 0 | 0 | 0 | 0 | 0 | 0 | 0 | 0 | 0 | 0 | 0 | 0 | 0 | 0 | 0 | 0 | 0 | 0 | 12 | 0
NO |  | 186 | 2015 | 32 | 3 | 3 |  | POSSUM POINT | BRADDOCK (237) | 230 | 230 | STEEL TWR | 7.54 | 0 | 0 | ACSS 1033.5 | 0 | 0 | 0 | 0 | 0 | 0 | 0 | 0 | 0 | 0 | 0 | 0 | 0 | 0 | 0 | 0 | 0 | 0 | 0 | 0 | 0 | 0 | 0 | 12 | 0
NO |  | 186 | 2015 | 32 | 4 | 4 |  | POSSUM POINT | BRADDOCK (237) | 230 | 230 | WOOD POLE | 0.1 | 0 | 0 | ACSS 1033.5 | 0 | 0 | 0 | 0 | 0 | 0 | 0 | 0 | 0 | 0 | 0 | 0 | 0 | 0 | 0 | 0 | 0 | 0 | 0 | 0 | 0 | 0 | 0 | 12 | 0
NO |  | 186 | 2015 | 32 | 5 | 5 |  | CARSON | CLUBHOUSE (238) | 230 | 230 | CONC HFRM | 0.06 | 0 | 1 | ACAR 721 | 0 | 0 | 0 | 0 | 0 | 0 | 0 | 0 | 0 | 0 | 0 | 0 | 0 | 0 | 0 | 0 | 0 | 0 | 0 | 0 | 0 | 0 | 0 | 12 | 0
NO |  | 186 | 2015 | 32 | 6 | 6 |  | CARSON | CLUBHOUSE (238) | 230 | 230 | STEEL HFRM | 0.19 | 0 | 0 | ACAR 721 | 0 | 0 | 0 | 0 | 0 | 0 | 0 | 0 | 0 | 0 | 0 | 0 | 0 | 0 | 0 | 0 | 0 | 0 | 0 | 0 | 0 | 0 | 0 | 12 | 0
NO |  | 186 | 2015 | 32 | 7 | 7 |  | CARSON | CLUBHOUSE (238) | 230 | 230 | STEEL TWR | 0.91 | 0 | 0 | ACAR 721 | 0 | 0 | 0 | 0 | 0 | 0 | 0 | 0 | 0 | 0 | 0 | 0 | 0 | 0 | 0 | 0 | 0 | 0 | 0 | 0 | 0 | 0 | 0 | 12 | 0
NO |  | 186 | 2015 | 32 | 8 | 8 |  | CARSON | CLUBHOUSE (238) | 230 | 230 | WOOD HFRM | 26.61 | 0 | 0 | ACAR 721 | 0 | 0 | 0 | 0 | 0 | 0 | 0 | 0 | 0 | 0 | 0 | 0 | 0 | 0 | 0 | 0 | 0 | 0 | 0 | 0 | 0 | 0 | 0 | 12 | 0
NO |  | 186 | 2015 | 32 | 9 | 9 |  | CARSON | CLUBHOUSE (238) | 230 | 230 | WOOD POLE | 0.46 | 0 | 0 | ACAR 721 | 0 | 0 | 0 | 0 | 0 | 0 | 0 | 0 | 0 | 0 | 0 | 0 | 0 | 0 | 0 | 0 | 0 | 0 | 0 | 0 | 0 | 0 | 0 | 12 | 0
NO |  | 186 | 2015 | 32 | 10 | 10 |  | LAKEVIEW | HORNERTOWN (239) | 230 | 230 | STEEL POLE | 0.02 | 0 | 1 | ACSR 1033.5 | 0 | 0 | 0 | 0 | 0 | 0 | 0 | 0 | 0 | 0 | 0 | 0 | 0 | 0 | 0 | 0 | 0 | 0 | 0 | 0 | 0 | 0 | 0 | 12 | 0
NO |  | 186 | 2015 | 32 | 11 | 11 |  | LAKEVIEW | HORNERTOWN (239) | 230 | 230 | STEEL TWR | 0 | 2.03 | 0 | ACSR 1033.5 | 0 | 0 | 0 | 0 | 0 | 0 | 0 | 0 | 0 | 0 | 0 | 0 | 0 | 0 | 0 | 0 | 0 | 0 | 0 | 0 | 0 | 0 | 0 | 12 | 0
NO |  | 186 | 2015 | 32 | 12 | 12 |  | LAKEVIEW | HORNERTOWN (239) | 230 | 230 | STEEL TWR | 0.15 | 0 | 0 | ACSR 1033.5 | 0 | 0 | 0 | 0 | 0 | 0 | 0 | 0 | 0 | 0 | 0 | 0 | 0 | 0 | 0 | 0 | 0 | 0 | 0 | 0 | 0 | 0 | 0 | 12 | 0
NO |  | 186 | 2015 | 32 | 13 | 13 |  | LAKEVIEW | HORNERTOWN (239) | 230 | 230 | WOOD HFRM | 1.31 | 0 | 0 | ACSR 1033.5 | 0 | 0 | 0 | 0 | 0 | 0 | 0 | 0 | 0 | 0 | 0 | 0 | 0 | 0 | 0 | 0 | 0 | 0 | 0 | 0 | 0 | 0 | 0 | 12 | 0
NO |  | 186 | 2015 | 32 | 14 | 14 |  | LAKEVIEW | HORNERTOWN (239) | 230 | 230 | WOOD POLE | 0 | 0.07 | 0 | ACSR 1033.5 | 0 | 0 | 0 | 0 | 0 | 0 | 0 | 0 | 0 | 0 | 0 | 0 | 0 | 0 | 0 | 0 | 0 | 0 | 0 | 0 | 0 | 0 | 0 | 12 | 0
NO |  | 186 | 2015 | 32 | 15 | 15 |  | LAKEVIEW | HORNERTOWN (239) | 230 | 230 | WOOD POLE | 0.34 | 0 | 0 | ACSR 1033.5 | 0 | 0 | 0 | 0 | 0 | 0 | 0 | 0 | 0 | 0 | 0 | 0 | 0 | 0 | 0 | 0 | 0 | 0 | 0 | 0 | 0 | 0 | 0 | 12 | 0
NO |  | 186 | 2015 | 32 | 16 | 16 |  | SURRY | HOPEWELL (240) | 230 | 230 | CONC HFRM | 0.05 | 0 | 1 | ACAR 2500 | 0 | 0 | 0 | 0 | 0 | 0 | 0 | 0 | 0 | 0 | 0 | 0 | 0 | 0 | 0 | 0 | 0 | 0 | 0 | 0 | 0 | 0 | 0 | 12 | 0
NO |  | 186 | 2015 | 32 | 17 | 17 |  | SURRY | HOPEWELL (240) | 230 | 230 | STEEL HFRM | 0.14 | 0 | 0 | ACAR 2500 | 0 | 0 | 0 | 0 | 0 | 0 | 0 | 0 | 0 | 0 | 0 | 0 | 0 | 0 | 0 | 0 | 0 | 0 | 0 | 0 | 0 | 0 | 0 | 12 | 0
NO |  | 186 | 2015 | 32 | 18 | 18 |  | SURRY | HOPEWELL (240) | 230 | 230 | STEEL POLE | 0 | 0.08 | 0 | ACAR 2500 | 0 | 0 | 0 | 0 | 0 | 0 | 0 | 0 | 0 | 0 | 0 | 0 | 0 | 0 | 0 | 0 | 0 | 0 | 0 | 0 | 0 | 0 | 0 | 12 | 0
NO |  | 186 | 2015 | 32 | 19 | 19 |  | SURRY | HOPEWELL (240) | 230 | 230 | STEEL TWR | 0 | 42.63 | 0 | ACAR 721 | 0 | 0 | 0 | 0 | 0 | 0 | 0 | 0 | 0 | 0 | 0 | 0 | 0 | 0 | 0 | 0 | 0 | 0 | 0 | 0 | 0 | 0 | 0 | 12 | 0
NO |  | 186 | 2015 | 32 | 20 | 20 |  | SURRY | HOPEWELL (240) | 230 | 230 | STEEL TWR | 0.03 | 0 | 0 | ACAR 721 | 0 | 0 | 0 | 0 | 0 | 0 | 0 | 0 | 0 | 0 | 0 | 0 | 0 | 0 | 0 | 0 | 0 | 0 | 0 | 0 | 0 | 0 | 0 | 12 | 0
NO |  | 186 | 2015 | 32 | 21 | 21 |  | HAYFIELD | JEFFERSON STREET (241) | 230 | 230 | CONC HFRM | 0.02 | 0 | 1 | ACSR 1033.5 | 0 | 0 | 0 | 0 | 0 | 0 | 0 | 0 | 0 | 0 | 0 | 0 | 0 | 0 | 0 | 0 | 0 | 0 | 0 | 0 | 0 | 0 | 0 | 12 | 0
NO |  | 186 | 2015 | 32 | 22 | 22 |  | HAYFIELD | JEFFERSON STREET (241) | 230 | 230 | STEEL HFRM | 0 | 0.04 | 0 | ACSR 1033.5 | 0 | 0 | 0 | 0 | 0 | 0 | 0 | 0 | 0 | 0 | 0 | 0 | 0 | 0 | 0 | 0 | 0 | 0 | 0 | 0 | 0 | 0 | 0 | 12 | 0
NO |  | 186 | 2015 | 32 | 23 | 23 |  | HAYFIELD | JEFFERSON STREET (241) | 230 | 230 | STEEL HFRM | 0 | 0.1 | 0 | ACSR 636 | 0 | 0 | 0 | 0 | 0 | 0 | 0 | 0 | 0 | 0 | 0 | 0 | 0 | 0 | 0 | 0 | 0 | 0 | 0 | 0 | 0 | 0 | 0 | 12 | 0
NO |  | 186 | 2015 | 32 | 24 | 24 |  | HAYFIELD | JEFFERSON STREET (241) | 230 | 230 | STEEL HFRM | 0.2 | 0 | 0 | ACSR 1033.5 | 0 | 0 | 0 | 0 | 0 | 0 | 0 | 0 | 0 | 0 | 0 | 0 | 0 | 0 | 0 | 0 | 0 | 0 | 0 | 0 | 0 | 0 | 0 | 12 | 0
NO |  | 186 | 2015 | 32 | 25 | 25 |  | HAYFIELD | JEFFERSON STREET (241) | 230 | 230 | STEEL POLE | 0 | 0.6 | 0 | ACSR 1033.5 | 0 | 0 | 0 | 0 | 0 | 0 | 0 | 0 | 0 | 0 | 0 | 0 | 0 | 0 | 0 | 0 | 0 | 0 | 0 | 0 | 0 | 0 | 0 | 12 | 0
NO |  | 186 | 2015 | 32 | 26 | 26 |  | HAYFIELD | JEFFERSON STREET (241) | 230 | 230 | STEEL POLE | 0 | 1.05 | 0 | ACSR 636 | 0 | 0 | 0 | 0 | 0 | 0 | 0 | 0 | 0 | 0 | 0 | 0 | 0 | 0 | 0 | 0 | 0 | 0 | 0 | 0 | 0 | 0 | 0 | 12 | 0
NO |  | 186 | 2015 | 32 | 27 | 27 |  | HAYFIELD | JEFFERSON STREET (241) | 230 | 230 | STEEL POLE | 0.01 | 0 | 0 | ACSR 1033.5 | 0 | 0 | 0 | 0 | 0 | 0 | 0 | 0 | 0 | 0 | 0 | 0 | 0 | 0 | 0 | 0 | 0 | 0 | 0 | 0 | 0 | 0 | 0 | 12 | 0
NO |  | 186 | 2015 | 32 | 28 | 28 |  | HAYFIELD | JEFFERSON STREET (241) | 230 | 230 | STEEL TWR | 0 | 4.06 | 0 | ACSR 1033.5 | 0 | 0 | 0 | 0 | 0 | 0 | 0 | 0 | 0 | 0 | 0 | 0 | 0 | 0 | 0 | 0 | 0 | 0 | 0 | 0 | 0 | 0 | 0 | 12 | 0
NO |  | 186 | 2015 | 32 | 29 | 29 |  | HAYFIELD | JEFFERSON STREET (241) | 230 | 230 | STEEL TWR | 0.22 | 0 | 0 | ACSR 1033.5 | 0 | 0 | 0 | 0 | 0 | 0 | 0 | 0 | 0 | 0 | 0 | 0 | 0 | 0 | 0 | 0 | 0 | 0 | 0 | 0 | 0 | 0 | 0 | 12 | 0
NO |  | 186 | 2015 | 32 | 30 | 30 |  | OX | VAN DORN (243) | 230 | 230 | CONC HFRM | 0 | 0.15 | 1 | ACSR 1033.5 | 0 | 0 | 0 | 0 | 0 | 0 | 0 | 0 | 0 | 0 | 0 | 0 | 0 | 0 | 0 | 0 | 0 | 0 | 0 | 0 | 0 | 0 | 0 | 12 | 0
NO |  | 186 | 2015 | 32 | 31 | 31 |  | OX | VAN DORN (243) | 230 | 230 | STEEL POLE | 0 | 0.14 | 0 | ACSR 1033.5 | 0 | 0 | 0 | 0 | 0 | 0 | 0 | 0 | 0 | 0 | 0 | 0 | 0 | 0 | 0 | 0 | 0 | 0 | 0 | 0 | 0 | 0 | 0 | 12 | 0
NO |  | 186 | 2015 | 32 | 32 | 32 |  | OX | VAN DORN (243) | 230 | 230 | STEEL POLE | 0 | 0.21 | 0 | ACSS 1033.5 | 0 | 0 | 0 | 0 | 0 | 0 | 0 | 0 | 0 | 0 | 0 | 0 | 0 | 0 | 0 | 0 | 0 | 0 | 0 | 0 | 0 | 0 | 0 | 12 | 0
NO |  | 186 | 2015 | 32 | 33 | 33 |  | OX | VAN DORN (243) | 230 | 230 | STEEL POLE | 0 | 0.79 | 0 | ACAR 1109 | 0 | 0 | 0 | 0 | 0 | 0 | 0 | 0 | 0 | 0 | 0 | 0 | 0 | 0 | 0 | 0 | 0 | 0 | 0 | 0 | 0 | 0 | 0 | 12 | 0
NO |  | 186 | 2015 | 32 | 34 | 34 |  | OX | VAN DORN (243) | 230 | 230 | STEEL POLE | 0.13 | 0 | 0 | ACSS 1033.5 | 0 | 0 | 0 | 0 | 0 | 0 | 0 | 0 | 0 | 0 | 0 | 0 | 0 | 0 | 0 | 0 | 0 | 0 | 0 | 0 | 0 | 0 | 0 | 12 | 0
NO |  | 186 | 2015 | 32 | 35 | 35 |  | OX | VAN DORN (243) | 230 | 230 | STEEL TWR | 0 | 3.15 | 0 | ACSR 1033.5 | 0 | 0 | 0 | 0 | 0 | 0 | 0 | 0 | 0 | 0 | 0 | 0 | 0 | 0 | 0 | 0 | 0 | 0 | 0 | 0 | 0 | 0 | 0 | 12 | 0
NO |  | 186 | 2015 | 33 | 1 | 1 |  | OX | VAN DORN (243) | 230 | 230 | STEEL TWR | 0 | 5.6 | 0 | ACSS 1033.5 | 0 | 0 | 0 | 0 | 0 | 0 | 0 | 0 | 0 | 0 | 0 | 0 | 0 | 0 | 0 | 0 | 0 | 0 | 0 | 0 | 0 | 0 | 0 | 12 | 0
NO |  | 186 | 2015 | 33 | 2 | 2 |  | OX | VAN DORN (243) | 230 | 230 | STEEL TWR | 0 | 1.83 | 0 | ACAR 1109 | 0 | 0 | 0 | 0 | 0 | 0 | 0 | 0 | 0 | 0 | 0 | 0 | 0 | 0 | 0 | 0 | 0 | 0 | 0 | 0 | 0 | 0 | 0 | 12 | 0
NO |  | 186 | 2015 | 33 | 3 | 3 |  | OX | VAN DORN (243) | 230 | 230 | STEEL TWR | 0.13 | 0 | 0 | ACSS 1033.5 | 0 | 0 | 0 | 0 | 0 | 0 | 0 | 0 | 0 | 0 | 0 | 0 | 0 | 0 | 0 | 0 | 0 | 0 | 0 | 0 | 0 | 0 | 0 | 12 | 0
NO |  | 186 | 2015 | 33 | 4 | 4 |  | BULL RUN | BURKE (244) | 230 | 230 | CONC HFRM | 0.01 | 0 | 1 | ACAR 1534 | 0 | 0 | 0 | 0 | 0 | 0 | 0 | 0 | 0 | 0 | 0 | 0 | 0 | 0 | 0 | 0 | 0 | 0 | 0 | 0 | 0 | 0 | 0 | 12 | 0
NO |  | 186 | 2015 | 33 | 5 | 5 |  | BULL RUN | BURKE (244) | 230 | 230 | STEEL HFRM | 0 | 2.78 | 0 | ACAR 2500 | 0 | 0 | 0 | 0 | 0 | 0 | 0 | 0 | 0 | 0 | 0 | 0 | 0 | 0 | 0 | 0 | 0 | 0 | 0 | 0 | 0 | 0 | 0 | 12 | 0
NO |  | 186 | 2015 | 33 | 6 | 6 |  | BULL RUN | BURKE (244) | 230 | 230 | STEEL HFRM | 0 | 0 | 0 | ACAR 1534 | 0 | 0 | 0 | 0 | 0 | 0 | 0 | 0 | 0 | 0 | 0 | 0 | 0 | 0 | 0 | 0 | 0 | 0 | 0 | 0 | 0 | 0 | 0 | 12 | 0
NO |  | 186 | 2015 | 33 | 7 | 7 |  | BULL RUN | BURKE (244) | 230 | 230 | STEEL HFRM | 0.02 | 0 | 0 | ACAR 2500 | 0 | 0 | 0 | 0 | 0 | 0 | 0 | 0 | 0 | 0 | 0 | 0 | 0 | 0 | 0 | 0 | 0 | 0 | 0 | 0 | 0 | 0 | 0 | 12 | 0
NO |  | 186 | 2015 | 33 | 8 | 8 |  | BULL RUN | BURKE (244) | 230 | 230 | STEEL POLE | 0 | 0.01 | 0 | ACAR 2500 | 0 | 0 | 0 | 0 | 0 | 0 | 0 | 0 | 0 | 0 | 0 | 0 | 0 | 0 | 0 | 0 | 0 | 0 | 0 | 0 | 0 | 0 | 0 | 12 | 0
NO |  | 186 | 2015 | 33 | 9 | 9 |  | BULL RUN | BURKE (244) | 230 | 230 | STEEL POLE | 6.13 | 0 | 0 | ACAR 1534 | 0 | 0 | 0 | 0 | 0 | 0 | 0 | 0 | 0 | 0 | 0 | 0 | 0 | 0 | 0 | 0 | 0 | 0 | 0 | 0 | 0 | 0 | 0 | 12 | 0
NO |  | 186 | 2015 | 33 | 10 | 10 |  | GREEN RUN | GREENWICH (245) | 230 | 230 | CONC HFRM | 0.09 | 0 | 1 | ACSS 1590 | 0 | 0 | 0 | 0 | 0 | 0 | 0 | 0 | 0 | 0 | 0 | 0 | 0 | 0 | 0 | 0 | 0 | 0 | 0 | 0 | 0 | 0 | 0 | 12 | 0
NO |  | 186 | 2015 | 33 | 11 | 11 |  | GREEN RUN | GREENWICH (245) | 230 | 230 | CONC POLE | 4.11 | 0 | 0 | ACSS 1590 | 0 | 0 | 0 | 0 | 0 | 0 | 0 | 0 | 0 | 0 | 0 | 0 | 0 | 0 | 0 | 0 | 0 | 0 | 0 | 0 | 0 | 0 | 0 | 12 | 0
NO |  | 186 | 2015 | 33 | 12 | 12 |  | GREEN RUN | GREENWICH (245) | 230 | 230 | STEEL POLE | 0.89 | 0 | 0 | ACSS 1590 | 0 | 0 | 0 | 0 | 0 | 0 | 0 | 0 | 0 | 0 | 0 | 0 | 0 | 0 | 0 | 0 | 0 | 0 | 0 | 0 | 0 | 0 | 0 | 12 | 0
NO |  | 186 | 2015 | 33 | 13 | 13 |  | SUFFOLK | EARLEYS (246) | 230 | 230 | CONC HFRM | 0.02 | 0 | 1 | ACAR 545.6 | 0 | 0 | 0 | 0 | 0 | 0 | 0 | 0 | 0 | 0 | 0 | 0 | 0 | 0 | 0 | 0 | 0 | 0 | 0 | 0 | 0 | 0 | 0 | 12 | 0
NO |  | 186 | 2015 | 33 | 14 | 14 |  | SUFFOLK | EARLEYS (246) | 230 | 230 | CONC HFRM | 0.13 | 0 | 0 | ACSR 636 | 0 | 0 | 0 | 0 | 0 | 0 | 0 | 0 | 0 | 0 | 0 | 0 | 0 | 0 | 0 | 0 | 0 | 0 | 0 | 0 | 0 | 0 | 0 | 12 | 0
NO |  | 186 | 2015 | 33 | 15 | 15 |  | SUFFOLK | EARLEYS (246) | 230 | 230 | CONC POLE | 0.03 | 0 | 0 | ACSR 636 | 0 | 0 | 0 | 0 | 0 | 0 | 0 | 0 | 0 | 0 | 0 | 0 | 0 | 0 | 0 | 0 | 0 | 0 | 0 | 0 | 0 | 0 | 0 | 12 | 0
NO |  | 186 | 2015 | 33 | 16 | 16 |  | SUFFOLK | EARLEYS (246) | 230 | 230 | STEEL HFRM | 0.77 | 0 | 0 | ACAR 545.6 | 0 | 0 | 0 | 0 | 0 | 0 | 0 | 0 | 0 | 0 | 0 | 0 | 0 | 0 | 0 | 0 | 0 | 0 | 0 | 0 | 0 | 0 | 0 | 12 | 0
NO |  | 186 | 2015 | 33 | 17 | 17 |  | SUFFOLK | EARLEYS (246) | 230 | 230 | STEEL POLE | 0 | 0.21 | 0 | ACAR 545.6 | 0 | 0 | 0 | 0 | 0 | 0 | 0 | 0 | 0 | 0 | 0 | 0 | 0 | 0 | 0 | 0 | 0 | 0 | 0 | 0 | 0 | 0 | 0 | 12 | 0
NO |  | 186 | 2015 | 33 | 18 | 18 |  | SUFFOLK | EARLEYS (246) | 230 | 230 | STEEL POLE | 0.16 | 0 | 0 | ACAR 545.6 | 0 | 0 | 0 | 0 | 0 | 0 | 0 | 0 | 0 | 0 | 0 | 0 | 0 | 0 | 0 | 0 | 0 | 0 | 0 | 0 | 0 | 0 | 0 | 12 | 0
NO |  | 186 | 2015 | 33 | 19 | 19 |  | SUFFOLK | EARLEYS (246) | 230 | 230 | STEEL POLE | 5.26 | 0 | 0 | ACSR 636 | 0 | 0 | 0 | 0 | 0 | 0 | 0 | 0 | 0 | 0 | 0 | 0 | 0 | 0 | 0 | 0 | 0 | 0 | 0 | 0 | 0 | 0 | 0 | 12 | 0
NO |  | 186 | 2015 | 33 | 20 | 20 |  | SUFFOLK | EARLEYS (246) | 230 | 230 | STEEL TWR | 3.05 | 0 | 0 | ACAR 545.6 | 0 | 0 | 0 | 0 | 0 | 0 | 0 | 0 | 0 | 0 | 0 | 0 | 0 | 0 | 0 | 0 | 0 | 0 | 0 | 0 | 0 | 0 | 0 | 12 | 0
NO |  | 186 | 2015 | 33 | 21 | 21 |  | SUFFOLK | EARLEYS (246) | 230 | 230 | WOOD HFRM | 0 | 0.18 | 0 | ACAR 545.6 | 0 | 0 | 0 | 0 | 0 | 0 | 0 | 0 | 0 | 0 | 0 | 0 | 0 | 0 | 0 | 0 | 0 | 0 | 0 | 0 | 0 | 0 | 0 | 12 | 0
NO |  | 186 | 2015 | 33 | 22 | 22 |  | SUFFOLK | EARLEYS (246) | 230 | 230 | WOOD HFRM | 36.67 | 0 | 0 | ACAR 545.6 | 0 | 0 | 0 | 0 | 0 | 0 | 0 | 0 | 0 | 0 | 0 | 0 | 0 | 0 | 0 | 0 | 0 | 0 | 0 | 0 | 0 | 0 | 0 | 12 | 0
NO |  | 186 | 2015 | 33 | 23 | 23 |  | SUFFOLK | EARLEYS (246) | 230 | 230 | WOOD POLE | 2.91 | 0 | 0 | ACAR 545.6 | 0 | 0 | 0 | 0 | 0 | 0 | 0 | 0 | 0 | 0 | 0 | 0 | 0 | 0 | 0 | 0 | 0 | 0 | 0 | 0 | 0 | 0 | 0 | 12 | 0
NO |  | 186 | 2015 | 33 | 24 | 24 |  | SUFFOLK | WINFALL (247) | 230 | 230 | CONC HFRM | 0.04 | 0 | 1 | ACAR 1109 | 0 | 0 | 0 | 0 | 0 | 0 | 0 | 0 | 0 | 0 | 0 | 0 | 0 | 0 | 0 | 0 | 0 | 0 | 0 | 0 | 0 | 0 | 0 | 12 | 0
NO |  | 186 | 2015 | 33 | 25 | 25 |  | SUFFOLK | WINFALL (247) | 230 | 230 | CONC POLE | 0.05 | 0 | 0 | ACAR 1109 | 0 | 0 | 0 | 0 | 0 | 0 | 0 | 0 | 0 | 0 | 0 | 0 | 0 | 0 | 0 | 0 | 0 | 0 | 0 | 0 | 0 | 0 | 0 | 12 | 0
NO |  | 186 | 2015 | 33 | 26 | 26 |  | SUFFOLK | WINFALL (247) | 230 | 230 | STEEL HFRM | 0.84 | 0 | 0 | ACAR 1109 | 0 | 0 | 0 | 0 | 0 | 0 | 0 | 0 | 0 | 0 | 0 | 0 | 0 | 0 | 0 | 0 | 0 | 0 | 0 | 0 | 0 | 0 | 0 | 12 | 0
NO |  | 186 | 2015 | 33 | 27 | 27 |  | SUFFOLK | WINFALL (247) | 230 | 230 | STEEL POLE | 0.16 | 0 | 0 |  | 0 | 0 | 0 | 0 | 0 | 0 | 0 | 0 | 0 | 0 | 0 | 0 | 0 | 0 | 0 | 0 | 0 | 0 | 0 | 0 | 0 | 0 | 0 | 12 | 0
NO |  | 186 | 2015 | 33 | 28 | 28 |  | SUFFOLK | WINFALL (247) | 230 | 230 | STEEL POLE | 0.21 | 0 | 0 | ACAR 1109 | 0 | 0 | 0 | 0 | 0 | 0 | 0 | 0 | 0 | 0 | 0 | 0 | 0 | 0 | 0 | 0 | 0 | 0 | 0 | 0 | 0 | 0 | 0 | 12 | 0
NO |  | 186 | 2015 | 33 | 29 | 29 |  | SUFFOLK | WINFALL (247) | 230 | 230 | WOOD HFRM | 33.43 | 0 | 0 | ACAR 1109 | 0 | 0 | 0 | 0 | 0 | 0 | 0 | 0 | 0 | 0 | 0 | 0 | 0 | 0 | 0 | 0 | 0 | 0 | 0 | 0 | 0 | 0 | 0 | 12 | 0
NO |  | 186 | 2015 | 33 | 30 | 30 |  | SUFFOLK | WINFALL (247) | 230 | 230 | WOOD POLE | 0.77 | 0 | 0 | ACAR 1109 | 0 | 0 | 0 | 0 | 0 | 0 | 0 | 0 | 0 | 0 | 0 | 0 | 0 | 0 | 0 | 0 | 0 | 0 | 0 | 0 | 0 | 0 | 0 | 12 | 0
NO |  | 186 | 2015 | 33 | 31 | 31 |  | OX | GLEBE (248) | 230 | 230 | CONC HFRM | 0 | 0.02 | 1 | ACAR 2500 | 0 | 0 | 0 | 0 | 0 | 0 | 0 | 0 | 0 | 0 | 0 | 0 | 0 | 0 | 0 | 0 | 0 | 0 | 0 | 0 | 0 | 0 | 0 | 12 | 0
NO |  | 186 | 2015 | 33 | 32 | 32 |  | OX | GLEBE (248) | 230 | 230 | CONC HFRM | 0.21 | 0 | 0 | ACAR 2500 | 0 | 0 | 0 | 0 | 0 | 0 | 0 | 0 | 0 | 0 | 0 | 0 | 0 | 0 | 0 | 0 | 0 | 0 | 0 | 0 | 0 | 0 | 0 | 12 | 0
NO |  | 186 | 2015 | 33 | 33 | 33 |  | OX | GLEBE (248) | 230 | 230 | CONC POLE | 0.02 | 0 | 0 | ACAR 2500 | 0 | 0 | 0 | 0 | 0 | 0 | 0 | 0 | 0 | 0 | 0 | 0 | 0 | 0 | 0 | 0 | 0 | 0 | 0 | 0 | 0 | 0 | 0 | 12 | 0
NO |  | 186 | 2015 | 33 | 34 | 34 |  | OX | GLEBE (248) | 230 | 230 | STEEL HFRM | 0 | 0.31 | 0 | ACAR 2500 | 0 | 0 | 0 | 0 | 0 | 0 | 0 | 0 | 0 | 0 | 0 | 0 | 0 | 0 | 0 | 0 | 0 | 0 | 0 | 0 | 0 | 0 | 0 | 12 | 0
NO |  | 186 | 2015 | 33 | 35 | 35 |  | OX | GLEBE (248) | 230 | 230 | STEEL HFRM | 0.13 | 0 | 0 | ACAR 2500 | 0 | 0 | 0 | 0 | 0 | 0 | 0 | 0 | 0 | 0 | 0 | 0 | 0 | 0 | 0 | 0 | 0 | 0 | 0 | 0 | 0 | 0 | 0 | 12 | 0
NO |  | 186 | 2015 | 34 | 1 | 1 |  | OX | GLEBE (248) | 230 | 230 | STEEL HFRM | 0 | 0 | 0 | CU 2500 | 0 | 0 | 0 | 0 | 0 | 0 | 0 | 0 | 0 | 0 | 0 | 0 | 0 | 0 | 0 | 0 | 0 | 0 | 0 | 0 | 0 | 0 | 0 | 12 | 0
NO |  | 186 | 2015 | 34 | 2 | 2 |  | OX | GLEBE (248) | 230 | 230 | STEEL POLE | 0 | 7.31 | 0 | ACAR 2500 | 0 | 0 | 0 | 0 | 0 | 0 | 0 | 0 | 0 | 0 | 0 | 0 | 0 | 0 | 0 | 0 | 0 | 0 | 0 | 0 | 0 | 0 | 0 | 12 | 0
NO |  | 186 | 2015 | 34 | 3 | 3 |  | OX | GLEBE (248) | 230 | 230 | STEEL POLE | 0 | 0.09 | 0 | ACSR 636 | 0 | 0 | 0 | 0 | 0 | 0 | 0 | 0 | 0 | 0 | 0 | 0 | 0 | 0 | 0 | 0 | 0 | 0 | 0 | 0 | 0 | 0 | 0 | 12 | 0
NO |  | 186 | 2015 | 34 | 4 | 4 |  | OX | GLEBE (248) | 230 | 230 | STEEL POLE | 6.26 | 0 | 0 | ACAR 2500 | 0 | 0 | 0 | 0 | 0 | 0 | 0 | 0 | 0 | 0 | 0 | 0 | 0 | 0 | 0 | 0 | 0 | 0 | 0 | 0 | 0 | 0 | 0 | 12 | 0
NO |  | 186 | 2015 | 34 | 5 | 5 |  | OX | GLEBE (248) | 230 | 230 | STEEL POLE | 0.63 | 0 | 0 | ACSR 636 | 0 | 0 | 0 | 0 | 0 | 0 | 0 | 0 | 0 | 0 | 0 | 0 | 0 | 0 | 0 | 0 | 0 | 0 | 0 | 0 | 0 | 0 | 0 | 12 | 0
NO |  | 186 | 2015 | 34 | 6 | 6 |  | OX | GLEBE (248) | 230 | 230 | STEEL TWR | 0 | 0.08 | 0 | ACAR 2500 | 0 | 0 | 0 | 0 | 0 | 0 | 0 | 0 | 0 | 0 | 0 | 0 | 0 | 0 | 0 | 0 | 0 | 0 | 0 | 0 | 0 | 0 | 0 | 12 | 0
NO |  | 186 | 2015 | 34 | 7 | 7 |  | OX | GLEBE (248) | 230 | 230 | STEEL TWR | 0.04 | 0 | 0 | ACAR 2500 | 0 | 0 | 0 | 0 | 0 | 0 | 0 | 0 | 0 | 0 | 0 | 0 | 0 | 0 | 0 | 0 | 0 | 0 | 0 | 0 | 0 | 0 | 0 | 12 | 0
NO |  | 186 | 2015 | 34 | 8 | 8 |  | OX | GLEBE (248) | 230 | 230 | UG UG | 0 | 0.04 | 0 |  | 0 | 0 | 0 | 0 | 0 | 0 | 0 | 0 | 0 | 0 | 0 | 0 | 0 | 0 | 0 | 0 | 0 | 0 | 0 | 0 | 0 | 0 | 0 | 12 | 0
NO |  | 186 | 2015 | 34 | 9 | 9 |  | OX | GLEBE (248) | 230 | 230 | UG UG | 3.07 | 0 | 0 | CU 2500 | 0 | 0 | 0 | 0 | 0 | 0 | 0 | 0 | 0 | 0 | 0 | 0 | 0 | 0 | 0 | 0 | 0 | 0 | 0 | 0 | 0 | 0 | 0 | 12 | 0
NO |  | 186 | 2015 | 34 | 10 | 10 |  | LOCKS | CARSON (249) | 230 | 230 | CONC HFRM | 0.25 | 0 | 1 | ACSR 795 | 0 | 0 | 0 | 0 | 0 | 0 | 0 | 0 | 0 | 0 | 0 | 0 | 0 | 0 | 0 | 0 | 0 | 0 | 0 | 0 | 0 | 0 | 0 | 12 | 0
NO |  | 186 | 2015 | 34 | 11 | 11 |  | LOCKS | CARSON (249) | 230 | 230 | STEEL HFRM | 0.11 | 0 | 0 | ACAR 721 | 0 | 0 | 0 | 0 | 0 | 0 | 0 | 0 | 0 | 0 | 0 | 0 | 0 | 0 | 0 | 0 | 0 | 0 | 0 | 0 | 0 | 0 | 0 | 12 | 0
NO |  | 186 | 2015 | 34 | 12 | 12 |  | LOCKS | CARSON (249) | 230 | 230 | STEEL HFRM | 1.83 | 0 | 0 | ACSR 795 | 0 | 0 | 0 | 0 | 0 | 0 | 0 | 0 | 0 | 0 | 0 | 0 | 0 | 0 | 0 | 0 | 0 | 0 | 0 | 0 | 0 | 0 | 0 | 12 | 0
NO |  | 186 | 2015 | 34 | 13 | 13 |  | LOCKS | CARSON (249) | 230 | 230 | STEEL POLE | 0 | 0.03 | 0 | ACAR 721 | 0 | 0 | 0 | 0 | 0 | 0 | 0 | 0 | 0 | 0 | 0 | 0 | 0 | 0 | 0 | 0 | 0 | 0 | 0 | 0 | 0 | 0 | 0 | 12 | 0
NO |  | 186 | 2015 | 34 | 14 | 14 |  | LOCKS | CARSON (249) | 230 | 230 | STEEL POLE | 0 | 0.03 | 0 | ACSR 795 | 0 | 0 | 0 | 0 | 0 | 0 | 0 | 0 | 0 | 0 | 0 | 0 | 0 | 0 | 0 | 0 | 0 | 0 | 0 | 0 | 0 | 0 | 0 | 12 | 0
NO |  | 186 | 2015 | 34 | 15 | 15 |  | LOCKS | CARSON (249) | 230 | 230 | STEEL POLE | 0.21 | 0 | 0 | ACAR 721 | 0 | 0 | 0 | 0 | 0 | 0 | 0 | 0 | 0 | 0 | 0 | 0 | 0 | 0 | 0 | 0 | 0 | 0 | 0 | 0 | 0 | 0 | 0 | 12 | 0
NO |  | 186 | 2015 | 34 | 16 | 16 |  | LOCKS | CARSON (249) | 230 | 230 | STEEL TWR | 0 | 0.88 | 0 | ACAR 721 | 0 | 0 | 0 | 0 | 0 | 0 | 0 | 0 | 0 | 0 | 0 | 0 | 0 | 0 | 0 | 0 | 0 | 0 | 0 | 0 | 0 | 0 | 0 | 12 | 0
NO |  | 186 | 2015 | 34 | 17 | 17 |  | LOCKS | CARSON (249) | 230 | 230 | STEEL TWR | 0 | 2.46 | 0 | ACSR 795 | 0 | 0 | 0 | 0 | 0 | 0 | 0 | 0 | 0 | 0 | 0 | 0 | 0 | 0 | 0 | 0 | 0 | 0 | 0 | 0 | 0 | 0 | 0 | 12 | 0
NO |  | 186 | 2015 | 34 | 18 | 18 |  | LOCKS | CARSON (249) | 230 | 230 | STEEL TWR | 0.06 | 0 | 0 | ACSR 795 | 0 | 0 | 0 | 0 | 0 | 0 | 0 | 0 | 0 | 0 | 0 | 0 | 0 | 0 | 0 | 0 | 0 | 0 | 0 | 0 | 0 | 0 | 0 | 12 | 0
NO |  | 186 | 2015 | 34 | 19 | 19 |  | LOCKS | CARSON (249) | 230 | 230 | WOOD HFRM | 4.82 | 0 | 0 | ACSR 795 | 0 | 0 | 0 | 0 | 0 | 0 | 0 | 0 | 0 | 0 | 0 | 0 | 0 | 0 | 0 | 0 | 0 | 0 | 0 | 0 | 0 | 0 | 0 | 12 | 0
NO |  | 186 | 2015 | 34 | 20 | 20 |  | LOCKS | CARSON (249) | 230 | 230 | WOOD POLE | 0 | 0.07 | 0 | ACAR 721 | 0 | 0 | 0 | 0 | 0 | 0 | 0 | 0 | 0 | 0 | 0 | 0 | 0 | 0 | 0 | 0 | 0 | 0 | 0 | 0 | 0 | 0 | 0 | 12 | 0
NO |  | 186 | 2015 | 34 | 21 | 21 |  | LOCKS | CARSON (249) | 230 | 230 | WOOD POLE | 0.03 | 0 | 0 | ACSR 795 | 0 | 0 | 0 | 0 | 0 | 0 | 0 | 0 | 0 | 0 | 0 | 0 | 0 | 0 | 0 | 0 | 0 | 0 | 0 | 0 | 0 | 0 | 0 | 12 | 0
NO |  | 186 | 2015 | 34 | 22 | 22 |  | GLEBE | ARLINGTON (250) | 230 | 230 | STEEL POLE | 2.49 | 0 | 1 | ACAR 2500 | 0 | 0 | 0 | 0 | 0 | 0 | 0 | 0 | 0 | 0 | 0 | 0 | 0 | 0 | 0 | 0 | 0 | 0 | 0 | 0 | 0 | 0 | 0 | 12 | 0
NO |  | 186 | 2015 | 34 | 23 | 23 |  | IDYLWOOD | GLEN CARLYN (251) | 230 | 230 | CONC HFRM | 0.01 | 0 | 1 | ACSS 1192.5 | 0 | 0 | 0 | 0 | 0 | 0 | 0 | 0 | 0 | 0 | 0 | 0 | 0 | 0 | 0 | 0 | 0 | 0 | 0 | 0 | 0 | 0 | 0 | 12 | 0
NO |  | 186 | 2015 | 34 | 24 | 24 |  | IDYLWOOD | GLEN CARLYN (251) | 230 | 230 | CONC POLE | 0.03 | 0 | 0 | ACSS 1192.5 | 0 | 0 | 0 | 0 | 0 | 0 | 0 | 0 | 0 | 0 | 0 | 0 | 0 | 0 | 0 | 0 | 0 | 0 | 0 | 0 | 0 | 0 | 0 | 12 | 0
NO |  | 186 | 2015 | 34 | 25 | 25 |  | IDYLWOOD | GLEN CARLYN (251) | 230 | 230 | STEEL POLE | 0 | 0.03 | 0 | ACSS 1192.5 | 0 | 0 | 0 | 0 | 0 | 0 | 0 | 0 | 0 | 0 | 0 | 0 | 0 | 0 | 0 | 0 | 0 | 0 | 0 | 0 | 0 | 0 | 0 | 12 | 0
NO |  | 186 | 2015 | 34 | 26 | 26 |  | IDYLWOOD | GLEN CARLYN (251) | 230 | 230 | STEEL POLE | 5.07 | 0 | 0 | ACSS 1192.5 | 0 | 0 | 0 | 0 | 0 | 0 | 0 | 0 | 0 | 0 | 0 | 0 | 0 | 0 | 0 | 0 | 0 | 0 | 0 | 0 | 0 | 0 | 0 | 12 | 0
NO |  | 186 | 2015 | 34 | 27 | 27 |  | IDYLWOOD | GLEN CARLYN (251) | 230 | 230 | STEEL POLE | 0.01 | 0 | 0 | AAAC 1600 | 0 | 0 | 0 | 0 | 0 | 0 | 0 | 0 | 0 | 0 | 0 | 0 | 0 | 0 | 0 | 0 | 0 | 0 | 0 | 0 | 0 | 0 | 0 | 12 | 0
NO |  | 186 | 2015 | 34 | 28 | 28 |  | IDYLWOOD | GLEN CARLYN (251) | 230 | 230 | STEEL TWR | 0 | 0.03 | 0 | ACSS 1192.5 | 0 | 0 | 0 | 0 | 0 | 0 | 0 | 0 | 0 | 0 | 0 | 0 | 0 | 0 | 0 | 0 | 0 | 0 | 0 | 0 | 0 | 0 | 0 | 12 | 0
NO |  | 186 | 2015 | 34 | 29 | 29 |  | IDYLWOOD | GLEN CARLYN (251) | 230 | 230 | STEEL TWR | 0.11 | 0 | 0 | ACSS 1192.5 | 0 | 0 | 0 | 0 | 0 | 0 | 0 | 0 | 0 | 0 | 0 | 0 | 0 | 0 | 0 | 0 | 0 | 0 | 0 | 0 | 0 | 0 | 0 | 12 | 0
NO |  | 186 | 2015 | 34 | 30 | 30 |  | AQUIA HARBOUR | POSSUM POINT (252) | 230 | 230 | CONC HFRM | 0 | 0.02 | 1 | ACAR 721 | 0 | 0 | 0 | 0 | 0 | 0 | 0 | 0 | 0 | 0 | 0 | 0 | 0 | 0 | 0 | 0 | 0 | 0 | 0 | 0 | 0 | 0 | 0 | 12 | 0
NO |  | 186 | 2015 | 34 | 31 | 31 |  | AQUIA HARBOUR | POSSUM POINT (252) | 230 | 230 | CONC POLE | 0 | 0.1 | 0 | ACAR 721 | 0 | 0 | 0 | 0 | 0 | 0 | 0 | 0 | 0 | 0 | 0 | 0 | 0 | 0 | 0 | 0 | 0 | 0 | 0 | 0 | 0 | 0 | 0 | 12 | 0
NO |  | 186 | 2015 | 34 | 32 | 32 |  | AQUIA HARBOUR | POSSUM POINT (252) | 230 | 230 | STEEL HFRM | 0 | 0.25 | 0 | ACAR 721 | 0 | 0 | 0 | 0 | 0 | 0 | 0 | 0 | 0 | 0 | 0 | 0 | 0 | 0 | 0 | 0 | 0 | 0 | 0 | 0 | 0 | 0 | 0 | 12 | 0
NO |  | 186 | 2015 | 34 | 33 | 33 |  | AQUIA HARBOUR | POSSUM POINT (252) | 230 | 230 | STEEL HFRM | 0.05 | 0 | 0 | ACAR 721 | 0 | 0 | 0 | 0 | 0 | 0 | 0 | 0 | 0 | 0 | 0 | 0 | 0 | 0 | 0 | 0 | 0 | 0 | 0 | 0 | 0 | 0 | 0 | 12 | 0
NO |  | 186 | 2015 | 34 | 34 | 34 |  | AQUIA HARBOUR | POSSUM POINT (252) | 230 | 230 | STEEL POLE | 0.15 | 0 | 0 | ACAR 721 | 0 | 0 | 0 | 0 | 0 | 0 | 0 | 0 | 0 | 0 | 0 | 0 | 0 | 0 | 0 | 0 | 0 | 0 | 0 | 0 | 0 | 0 | 0 | 12 | 0
NO |  | 186 | 2015 | 34 | 35 | 35 |  | AQUIA HARBOUR | POSSUM POINT (252) | 230 | 230 | STEEL TWR | 0 | 10.64 | 0 | ACAR 721 | 0 | 0 | 0 | 0 | 0 | 0 | 0 | 0 | 0 | 0 | 0 | 0 | 0 | 0 | 0 | 0 | 0 | 0 | 0 | 0 | 0 | 0 | 0 | 12 | 0
NO |  | 186 | 2015 | 35 | 1 | 1 |  | AQUIA HARBOUR | POSSUM POINT (252) | 230 | 230 | STEEL TWR | 0.45 | 0 | 0 | ACAR 721 | 0 | 0 | 0 | 0 | 0 | 0 | 0 | 0 | 0 | 0 | 0 | 0 | 0 | 0 | 0 | 0 | 0 | 0 | 0 | 0 | 0 | 0 | 0 | 12 | 0
NO |  | 186 | 2015 | 35 | 2 | 2 |  | AQUIA HARBOUR | POSSUM POINT (252) | 230 | 230 | WOOD HFRM | 0.16 | 0 | 0 | ACAR 721 | 0 | 0 | 0 | 0 | 0 | 0 | 0 | 0 | 0 | 0 | 0 | 0 | 0 | 0 | 0 | 0 | 0 | 0 | 0 | 0 | 0 | 0 | 0 | 12 | 0
NO |  | 186 | 2015 | 35 | 3 | 3 |  | HARRISONBURG | VALLEY (253) | 230 | 230 | CONC HFRM | 0.04 | 0 | 1 | ACSR 636 | 0 | 0 | 0 | 0 | 0 | 0 | 0 | 0 | 0 | 0 | 0 | 0 | 0 | 0 | 0 | 0 | 0 | 0 | 0 | 0 | 0 | 0 | 0 | 12 | 0
NO |  | 186 | 2015 | 35 | 4 | 4 |  | HARRISONBURG | VALLEY (253) | 230 | 230 | STEEL POLE | 0 | 0 | 0 |  | 0 | 0 | 0 | 0 | 0 | 0 | 0 | 0 | 0 | 0 | 0 | 0 | 0 | 0 | 0 | 0 | 0 | 0 | 0 | 0 | 0 | 0 | 0 | 12 | 0
NO |  | 186 | 2015 | 35 | 5 | 5 |  | HARRISONBURG | VALLEY (253) | 230 | 230 | STEEL POLE | 0.12 | 0 | 0 | ACSR 636 | 0 | 0 | 0 | 0 | 0 | 0 | 0 | 0 | 0 | 0 | 0 | 0 | 0 | 0 | 0 | 0 | 0 | 0 | 0 | 0 | 0 | 0 | 0 | 12 | 0
NO |  | 186 | 2015 | 35 | 6 | 6 |  | HARRISONBURG | VALLEY (253) | 230 | 230 | STEEL TWR | 7.89 | 0 | 0 | ACSR 636 | 0 | 0 | 0 | 0 | 0 | 0 | 0 | 0 | 0 | 0 | 0 | 0 | 0 | 0 | 0 | 0 | 0 | 0 | 0 | 0 | 0 | 0 | 0 | 12 | 0
NO |  | 186 | 2015 | 35 | 7 | 7 |  | HARRISONBURG | VALLEY (253) | 230 | 230 | STEEL TWR | 2.5 | 0 | 0 | ACAR 721 | 0 | 0 | 0 | 0 | 0 | 0 | 0 | 0 | 0 | 0 | 0 | 0 | 0 | 0 | 0 | 0 | 0 | 0 | 0 | 0 | 0 | 0 | 0 | 12 | 0
NO |  | 186 | 2015 | 35 | 8 | 8 |  | CLUBHOUSE | LAKEVIEW (254) | 230 | 230 | CONC HFRM | 0.08 | 0 | 1 | ACSR 795 | 0 | 0 | 0 | 0 | 0 | 0 | 0 | 0 | 0 | 0 | 0 | 0 | 0 | 0 | 0 | 0 | 0 | 0 | 0 | 0 | 0 | 0 | 0 | 12 | 0
NO |  | 186 | 2015 | 35 | 9 | 9 |  | CLUBHOUSE | LAKEVIEW (254) | 230 | 230 | STEEL HFRM | 2.18 | 0 | 0 | ACSR 795 | 0 | 0 | 0 | 0 | 0 | 0 | 0 | 0 | 0 | 0 | 0 | 0 | 0 | 0 | 0 | 0 | 0 | 0 | 0 | 0 | 0 | 0 | 0 | 12 | 0
NO |  | 186 | 2015 | 35 | 10 | 10 |  | CLUBHOUSE | LAKEVIEW (254) | 230 | 230 | STEEL POLE | 0.05 | 0 | 0 | ACSR 795 | 0 | 0 | 0 | 0 | 0 | 0 | 0 | 0 | 0 | 0 | 0 | 0 | 0 | 0 | 0 | 0 | 0 | 0 | 0 | 0 | 0 | 0 | 0 | 12 | 0
NO |  | 186 | 2015 | 35 | 11 | 11 |  | CLUBHOUSE | LAKEVIEW (254) | 230 | 230 | STEEL TWR | 0.1 | 0 | 0 | ACSR 795 | 0 | 0 | 0 | 0 | 0 | 0 | 0 | 0 | 0 | 0 | 0 | 0 | 0 | 0 | 0 | 0 | 0 | 0 | 0 | 0 | 0 | 0 | 0 | 12 | 0
NO |  | 186 | 2015 | 35 | 12 | 12 |  | CLUBHOUSE | LAKEVIEW (254) | 230 | 230 | WOOD HFRM | 14.87 | 0 | 0 | ACSR 795 | 0 | 0 | 0 | 0 | 0 | 0 | 0 | 0 | 0 | 0 | 0 | 0 | 0 | 0 | 0 | 0 | 0 | 0 | 0 | 0 | 0 | 0 | 0 | 12 | 0
NO |  | 186 | 2015 | 35 | 13 | 13 |  | CLUBHOUSE | LAKEVIEW (254) | 230 | 230 | WOOD POLE | 0.43 | 0 | 0 | ACSR 795 | 0 | 0 | 0 | 0 | 0 | 0 | 0 | 0 | 0 | 0 | 0 | 0 | 0 | 0 | 0 | 0 | 0 | 0 | 0 | 0 | 0 | 0 | 0 | 12 | 0
NO |  | 186 | 2015 | 35 | 14 | 14 |  | NORTH ANNA | SOUTH ANNA (255) | 230 | 230 | CONC HFRM | 0.04 | 0 | 1 | ACSR 1590 | 0 | 0 | 0 | 0 | 0 | 0 | 0 | 0 | 0 | 0 | 0 | 0 | 0 | 0 | 0 | 0 | 0 | 0 | 0 | 0 | 0 | 0 | 0 | 12 | 0
NO |  | 186 | 2015 | 35 | 15 | 15 |  | NORTH ANNA | SOUTH ANNA (255) | 230 | 230 | CONC HFRM | 0.09 | 0 | 0 | ACSR 477 | 0 | 0 | 0 | 0 | 0 | 0 | 0 | 0 | 0 | 0 | 0 | 0 | 0 | 0 | 0 | 0 | 0 | 0 | 0 | 0 | 0 | 0 | 0 | 12 | 0
NO |  | 186 | 2015 | 35 | 16 | 16 |  | NORTH ANNA | SOUTH ANNA (255) | 230 | 230 | CONC POLE | 0.1 | 0 | 0 | ACSR 1590 | 0 | 0 | 0 | 0 | 0 | 0 | 0 | 0 | 0 | 0 | 0 | 0 | 0 | 0 | 0 | 0 | 0 | 0 | 0 | 0 | 0 | 0 | 0 | 12 | 0
NO |  | 186 | 2015 | 35 | 17 | 17 |  | NORTH ANNA | SOUTH ANNA (255) | 230 | 230 | STEEL HFRM | 0.51 | 0 | 0 | ACSR 1590 | 0 | 0 | 0 | 0 | 0 | 0 | 0 | 0 | 0 | 0 | 0 | 0 | 0 | 0 | 0 | 0 | 0 | 0 | 0 | 0 | 0 | 0 | 0 | 12 | 0
NO |  | 186 | 2015 | 35 | 18 | 18 |  | NORTH ANNA | SOUTH ANNA (255) | 230 | 230 | STEEL HFRM | 22.89 | 0 | 0 | ACSR 477 | 0 | 0 | 0 | 0 | 0 | 0 | 0 | 0 | 0 | 0 | 0 | 0 | 0 | 0 | 0 | 0 | 0 | 0 | 0 | 0 | 0 | 0 | 0 | 12 | 0
NO |  | 186 | 2015 | 35 | 19 | 19 |  | NORTH ANNA | SOUTH ANNA (255) | 230 | 230 | STEEL POLE | 7.06 | 0 | 0 | ACSR 477 | 0 | 0 | 0 | 0 | 0 | 0 | 0 | 0 | 0 | 0 | 0 | 0 | 0 | 0 | 0 | 0 | 0 | 0 | 0 | 0 | 0 | 0 | 0 | 12 | 0
NO |  | 186 | 2015 | 35 | 20 | 20 |  | NORTH ANNA | SOUTH ANNA (255) | 230 | 230 | STEEL TWR | 0.07 | 0 | 0 | ACSR 477 | 0 | 0 | 0 | 0 | 0 | 0 | 0 | 0 | 0 | 0 | 0 | 0 | 0 | 0 | 0 | 0 | 0 | 0 | 0 | 0 | 0 | 0 | 0 | 12 | 0
NO |  | 186 | 2015 | 35 | 21 | 21 |  | FOUR RIVERS | LADYSMITH CT (256) | 230 | 230 | CONC HFRM | 0.16 | 0 | 1 | ACSR 795 | 0 | 0 | 0 | 0 | 0 | 0 | 0 | 0 | 0 | 0 | 0 | 0 | 0 | 0 | 0 | 0 | 0 | 0 | 0 | 0 | 0 | 0 | 0 | 12 | 0
NO |  | 186 | 2015 | 35 | 22 | 22 |  | FOUR RIVERS | LADYSMITH CT (256) | 230 | 230 | CONC POLE | 0.1 | 0 | 0 | ACSR 795 | 0 | 0 | 0 | 0 | 0 | 0 | 0 | 0 | 0 | 0 | 0 | 0 | 0 | 0 | 0 | 0 | 0 | 0 | 0 | 0 | 0 | 0 | 0 | 12 | 0
NO |  | 186 | 2015 | 35 | 23 | 23 |  | FOUR RIVERS | LADYSMITH CT (256) | 230 | 230 | STEEL HFRM | 1.9 | 0 | 0 | ACSR 795 | 0 | 0 | 0 | 0 | 0 | 0 | 0 | 0 | 0 | 0 | 0 | 0 | 0 | 0 | 0 | 0 | 0 | 0 | 0 | 0 | 0 | 0 | 0 | 12 | 0
NO |  | 186 | 2015 | 35 | 24 | 24 |  | FOUR RIVERS | LADYSMITH CT (256) | 230 | 230 | STEEL POLE | 0.51 | 0 | 0 | ACSR 795 | 0 | 0 | 0 | 0 | 0 | 0 | 0 | 0 | 0 | 0 | 0 | 0 | 0 | 0 | 0 | 0 | 0 | 0 | 0 | 0 | 0 | 0 | 0 | 12 | 0
NO |  | 186 | 2015 | 35 | 25 | 25 |  | FOUR RIVERS | LADYSMITH CT (256) | 230 | 230 | STEEL TWR | 4.93 | 0 | 0 | ACSR 795 | 0 | 0 | 0 | 0 | 0 | 0 | 0 | 0 | 0 | 0 | 0 | 0 | 0 | 0 | 0 | 0 | 0 | 0 | 0 | 0 | 0 | 0 | 0 | 12 | 0
NO |  | 186 | 2015 | 35 | 26 | 26 |  | FOUR RIVERS | LADYSMITH CT (256) | 230 | 230 | WOOD HFRM | 17.99 | 0 | 0 | ACSR 795 | 0 | 0 | 0 | 0 | 0 | 0 | 0 | 0 | 0 | 0 | 0 | 0 | 0 | 0 | 0 | 0 | 0 | 0 | 0 | 0 | 0 | 0 | 0 | 12 | 0
NO |  | 186 | 2015 | 35 | 27 | 27 |  | FOUR RIVERS | LADYSMITH CT (256) | 230 | 230 | WOOD POLE | 1.68 | 0 | 0 | ACSR 795 | 0 | 0 | 0 | 0 | 0 | 0 | 0 | 0 | 0 | 0 | 0 | 0 | 0 | 0 | 0 | 0 | 0 | 0 | 0 | 0 | 0 | 0 | 0 | 12 | 0
NO |  | 186 | 2015 | 35 | 28 | 28 |  | CHURCHLAND | SEWELLS POINT (257) | 230 | 230 | CONC HFRM | 0.01 | 0 | 1 | CU 1250 | 0 | 0 | 0 | 0 | 0 | 0 | 0 | 0 | 0 | 0 | 0 | 0 | 0 | 0 | 0 | 0 | 0 | 0 | 0 | 0 | 0 | 0 | 0 | 12 | 0
NO |  | 186 | 2015 | 35 | 29 | 29 |  | CHURCHLAND | SEWELLS POINT (257) | 230 | 230 | CONC HFRM | 0.05 | 0 | 0 | ACAR 721 | 0 | 0 | 0 | 0 | 0 | 0 | 0 | 0 | 0 | 0 | 0 | 0 | 0 | 0 | 0 | 0 | 0 | 0 | 0 | 0 | 0 | 0 | 0 | 12 | 0
NO |  | 186 | 2015 | 35 | 30 | 30 |  | CHURCHLAND | SEWELLS POINT (257) | 230 | 230 | CONC POLE | 0.02 | 0 | 0 | ACAR 721 | 0 | 0 | 0 | 0 | 0 | 0 | 0 | 0 | 0 | 0 | 0 | 0 | 0 | 0 | 0 | 0 | 0 | 0 | 0 | 0 | 0 | 0 | 0 | 12 | 0
NO |  | 186 | 2015 | 35 | 31 | 31 |  | CHURCHLAND | SEWELLS POINT (257) | 230 | 230 | STEEL HFRM | 0.06 | 0 | 0 | ACAR 721 | 0 | 0 | 0 | 0 | 0 | 0 | 0 | 0 | 0 | 0 | 0 | 0 | 0 | 0 | 0 | 0 | 0 | 0 | 0 | 0 | 0 | 0 | 0 | 12 | 0
NO |  | 186 | 2015 | 35 | 32 | 32 |  | CHURCHLAND | SEWELLS POINT (257) | 230 | 230 | STEEL POLE | 0.01 | 0 | 0 | ACAR 2500 | 0 | 0 | 0 | 0 | 0 | 0 | 0 | 0 | 0 | 0 | 0 | 0 | 0 | 0 | 0 | 0 | 0 | 0 | 0 | 0 | 0 | 0 | 0 | 12 | 0
NO |  | 186 | 2015 | 35 | 33 | 33 |  | CHURCHLAND | SEWELLS POINT (257) | 230 | 230 | STEEL POLE | 5.07 | 0 | 0 | ACAR 721 | 0 | 0 | 0 | 0 | 0 | 0 | 0 | 0 | 0 | 0 | 0 | 0 | 0 | 0 | 0 | 0 | 0 | 0 | 0 | 0 | 0 | 0 | 0 | 12 | 0
NO |  | 186 | 2015 | 35 | 34 | 34 |  | CHURCHLAND | SEWELLS POINT (257) | 230 | 230 | UG UG | 1.59 | 0 | 0 | CU 1250 | 0 | 0 | 0 | 0 | 0 | 0 | 0 | 0 | 0 | 0 | 0 | 0 | 0 | 0 | 0 | 0 | 0 | 0 | 0 | 0 | 0 | 0 | 0 | 12 | 0
NO |  | 186 | 2015 | 35 | 35 | 35 |  | ARLINGTON | GLEBE (258) | 230 | 230 | CONC HFRM | 0 | 0.03 | 1 | ACAR 2500 | 0 | 0 | 0 | 0 | 0 | 0 | 0 | 0 | 0 | 0 | 0 | 0 | 0 | 0 | 0 | 0 | 0 | 0 | 0 | 0 | 0 | 0 | 0 | 12 | 0
NO |  | 186 | 2015 | 36 | 1 | 1 |  | ARLINGTON | GLEBE (258) | 230 | 230 | STEEL POLE | 0 | 2.38 | 0 | ACAR 2500 | 0 | 0 | 0 | 0 | 0 | 0 | 0 | 0 | 0 | 0 | 0 | 0 | 0 | 0 | 0 | 0 | 0 | 0 | 0 | 0 | 0 | 0 | 0 | 12 | 0
NO |  | 186 | 2015 | 36 | 2 | 2 |  | ARLINGTON | GLEBE (258) | 230 | 230 | STEEL POLE | 0.06 | 0 | 0 | ACAR 2500 | 0 | 0 | 0 | 0 | 0 | 0 | 0 | 0 | 0 | 0 | 0 | 0 | 0 | 0 | 0 | 0 | 0 | 0 | 0 | 0 | 0 | 0 | 0 | 12 | 0
NO |  | 186 | 2015 | 36 | 3 | 3 |  | BASIN | CHESTERFIELD 230 (259) | 230 | 230 | STEEL HFRM | 0.08 | 0 | 1 | ACAR 2500 | 0 | 0 | 0 | 0 | 0 | 0 | 0 | 0 | 0 | 0 | 0 | 0 | 0 | 0 | 0 | 0 | 0 | 0 | 0 | 0 | 0 | 0 | 0 | 12 | 0
NO |  | 186 | 2015 | 36 | 4 | 4 |  | BASIN | CHESTERFIELD 230 (259) | 230 | 230 | STEEL POLE | 0 | 0.5 | 0 | ACSR 1033.5 | 0 | 0 | 0 | 0 | 0 | 0 | 0 | 0 | 0 | 0 | 0 | 0 | 0 | 0 | 0 | 0 | 0 | 0 | 0 | 0 | 0 | 0 | 0 | 12 | 0
NO |  | 186 | 2015 | 36 | 5 | 5 |  | BASIN | CHESTERFIELD 230 (259) | 230 | 230 | STEEL POLE | 0 | 0.07 | 0 | ACAR 2500 | 0 | 0 | 0 | 0 | 0 | 0 | 0 | 0 | 0 | 0 | 0 | 0 | 0 | 0 | 0 | 0 | 0 | 0 | 0 | 0 | 0 | 0 | 0 | 12 | 0
NO |  | 186 | 2015 | 36 | 6 | 6 |  | BASIN | CHESTERFIELD 230 (259) | 230 | 230 | STEEL POLE | 4.47 | 0 | 0 | ACAR 2500 | 0 | 0 | 0 | 0 | 0 | 0 | 0 | 0 | 0 | 0 | 0 | 0 | 0 | 0 | 0 | 0 | 0 | 0 | 0 | 0 | 0 | 0 | 0 | 12 | 0
NO |  | 186 | 2015 | 36 | 7 | 7 |  | BASIN | CHESTERFIELD 230 (259) | 230 | 230 | STEEL POLE | 0.2 | 0 | 0 | ACSR 636 | 0 | 0 | 0 | 0 | 0 | 0 | 0 | 0 | 0 | 0 | 0 | 0 | 0 | 0 | 0 | 0 | 0 | 0 | 0 | 0 | 0 | 0 | 0 | 12 | 0
NO |  | 186 | 2015 | 36 | 8 | 8 |  | BASIN | CHESTERFIELD 230 (259) | 230 | 230 | STEEL POLE | 0.26 | 0 | 0 | ACAR 721 | 0 | 0 | 0 | 0 | 0 | 0 | 0 | 0 | 0 | 0 | 0 | 0 | 0 | 0 | 0 | 0 | 0 | 0 | 0 | 0 | 0 | 0 | 0 | 12 | 0
NO |  | 186 | 2015 | 36 | 9 | 9 |  | BASIN | CHESTERFIELD 230 (259) | 230 | 230 | STEEL TWR | 0 | 3.1 | 0 | ACSR 1033.5 | 0 | 0 | 0 | 0 | 0 | 0 | 0 | 0 | 0 | 0 | 0 | 0 | 0 | 0 | 0 | 0 | 0 | 0 | 0 | 0 | 0 | 0 | 0 | 12 | 0
NO |  | 186 | 2015 | 36 | 10 | 10 |  | BASIN | CHESTERFIELD 230 (259) | 230 | 230 | STEEL TWR | 0 | 0.14 | 0 | ACAR 1109 | 0 | 0 | 0 | 0 | 0 | 0 | 0 | 0 | 0 | 0 | 0 | 0 | 0 | 0 | 0 | 0 | 0 | 0 | 0 | 0 | 0 | 0 | 0 | 12 | 0
NO |  | 186 | 2015 | 36 | 11 | 11 |  | BASIN | CHESTERFIELD 230 (259) | 230 | 230 | STEEL TWR | 0 | 0.32 | 0 | ACAR 2500 | 0 | 0 | 0 | 0 | 0 | 0 | 0 | 0 | 0 | 0 | 0 | 0 | 0 | 0 | 0 | 0 | 0 | 0 | 0 | 0 | 0 | 0 | 0 | 12 | 0
NO |  | 186 | 2015 | 36 | 12 | 12 |  | BASIN | CHESTERFIELD 230 (259) | 230 | 230 | STEEL TWR | 0.18 | 0 | 0 | ACAR 2500 | 0 | 0 | 0 | 0 | 0 | 0 | 0 | 0 | 0 | 0 | 0 | 0 | 0 | 0 | 0 | 0 | 0 | 0 | 0 | 0 | 0 | 0 | 0 | 12 | 0
NO |  | 186 | 2015 | 36 | 13 | 13 |  | BASIN | CHESTERFIELD 230 (259) | 230 | 230 | STEEL TWR | 0.11 | 0 | 0 | ACSR 636 | 0 | 0 | 0 | 0 | 0 | 0 | 0 | 0 | 0 | 0 | 0 | 0 | 0 | 0 | 0 | 0 | 0 | 0 | 0 | 0 | 0 | 0 | 0 | 12 | 0
NO |  | 186 | 2015 | 36 | 14 | 14 |  | BASIN | CHESTERFIELD 230 (259) | 230 | 230 | STEEL TWR | 3.07 | 0 | 0 | ACAR 721 | 0 | 0 | 0 | 0 | 0 | 0 | 0 | 0 | 0 | 0 | 0 | 0 | 0 | 0 | 0 | 0 | 0 | 0 | 0 | 0 | 0 | 0 | 0 | 12 | 0
NO |  | 186 | 2015 | 36 | 15 | 15 |  | GROTTOES | HARRISONBURG (260) | 230 | 230 | STEEL HFRM | 0 | 0.05 | 1 | ACSR 636 | 0 | 0 | 0 | 0 | 0 | 0 | 0 | 0 | 0 | 0 | 0 | 0 | 0 | 0 | 0 | 0 | 0 | 0 | 0 | 0 | 0 | 0 | 0 | 12 | 0
NO |  | 186 | 2015 | 36 | 16 | 16 |  | GROTTOES | HARRISONBURG (260) | 230 | 230 | STEEL HFRM | 2.67 | 0 | 0 | ACAR 1109 | 0 | 0 | 0 | 0 | 0 | 0 | 0 | 0 | 0 | 0 | 0 | 0 | 0 | 0 | 0 | 0 | 0 | 0 | 0 | 0 | 0 | 0 | 0 | 12 | 0
NO |  | 186 | 2015 | 36 | 17 | 17 |  | GROTTOES | HARRISONBURG (260) | 230 | 230 | STEEL POLE | 0.07 | 0 | 0 | ACAR 1109 | 0 | 0 | 0 | 0 | 0 | 0 | 0 | 0 | 0 | 0 | 0 | 0 | 0 | 0 | 0 | 0 | 0 | 0 | 0 | 0 | 0 | 0 | 0 | 12 | 0
NO |  | 186 | 2015 | 36 | 18 | 18 |  | GROTTOES | HARRISONBURG (260) | 230 | 230 | WOOD HFRM | 7.45 | 0 | 0 | ACAR 1109 | 0 | 0 | 0 | 0 | 0 | 0 | 0 | 0 | 0 | 0 | 0 | 0 | 0 | 0 | 0 | 0 | 0 | 0 | 0 | 0 | 0 | 0 | 0 | 12 | 0
NO |  | 186 | 2015 | 36 | 19 | 19 |  | GROTTOES | HARRISONBURG (260) | 230 | 230 | WOOD POLE | 0.51 | 0 | 0 | ACAR 1109 | 0 | 0 | 0 | 0 | 0 | 0 | 0 | 0 | 0 | 0 | 0 | 0 | 0 | 0 | 0 | 0 | 0 | 0 | 0 | 0 | 0 | 0 | 0 | 12 | 0
NO |  | 186 | 2015 | 36 | 20 | 20 |  | NEWPORT NEWS | SHELLBANK (261) | 230 | 230 | CONC HFRM | 0.03 | 0 | 1 | ACAR 1109 | 0 | 0 | 0 | 0 | 0 | 0 | 0 | 0 | 0 | 0 | 0 | 0 | 0 | 0 | 0 | 0 | 0 | 0 | 0 | 0 | 0 | 0 | 0 | 12 | 0
NO |  | 186 | 2015 | 36 | 21 | 21 |  | NEWPORT NEWS | SHELLBANK (261) | 230 | 230 | STEEL HFRM | 0 | 0.23 | 0 | ACAR 1109 | 0 | 0 | 0 | 0 | 0 | 0 | 0 | 0 | 0 | 0 | 0 | 0 | 0 | 0 | 0 | 0 | 0 | 0 | 0 | 0 | 0 | 0 | 0 | 12 | 0
NO |  | 186 | 2015 | 36 | 22 | 22 |  | NEWPORT NEWS | SHELLBANK (261) | 230 | 230 | STEEL HFRM | 0.13 | 0 | 0 | ACAR 1109 | 0 | 0 | 0 | 0 | 0 | 0 | 0 | 0 | 0 | 0 | 0 | 0 | 0 | 0 | 0 | 0 | 0 | 0 | 0 | 0 | 0 | 0 | 0 | 12 | 0
NO |  | 186 | 2015 | 36 | 23 | 23 |  | NEWPORT NEWS | SHELLBANK (261) | 230 | 230 | STEEL POLE | 0 | 0.09 | 0 | ACSR 1033.5 | 0 | 0 | 0 | 0 | 0 | 0 | 0 | 0 | 0 | 0 | 0 | 0 | 0 | 0 | 0 | 0 | 0 | 0 | 0 | 0 | 0 | 0 | 0 | 12 | 0
NO |  | 186 | 2015 | 36 | 24 | 24 |  | NEWPORT NEWS | SHELLBANK (261) | 230 | 230 | STEEL POLE | 0 | 0.37 | 0 | ACAR 1109 | 0 | 0 | 0 | 0 | 0 | 0 | 0 | 0 | 0 | 0 | 0 | 0 | 0 | 0 | 0 | 0 | 0 | 0 | 0 | 0 | 0 | 0 | 0 | 12 | 0
NO |  | 186 | 2015 | 36 | 25 | 25 |  | NEWPORT NEWS | SHELLBANK (261) | 230 | 230 | STEEL POLE | 4.09 | 0 | 0 | ACAR 1109 | 0 | 0 | 0 | 0 | 0 | 0 | 0 | 0 | 0 | 0 | 0 | 0 | 0 | 0 | 0 | 0 | 0 | 0 | 0 | 0 | 0 | 0 | 0 | 12 | 0
NO |  | 186 | 2015 | 36 | 26 | 26 |  | NEWPORT NEWS | SHELLBANK (261) | 230 | 230 | STEEL TWR | 0.01 | 0 | 0 | ACAR 1109 | 0 | 0 | 0 | 0 | 0 | 0 | 0 | 0 | 0 | 0 | 0 | 0 | 0 | 0 | 0 | 0 | 0 | 0 | 0 | 0 | 0 | 0 | 0 | 12 | 0
NO |  | 186 | 2015 | 36 | 27 | 27 |  | GREENWICH | YADKIN (262) | 230 | 230 | CONC HFRM | 0.02 | 0 | 1 | ACSR 1033.5 | 0 | 0 | 0 | 0 | 0 | 0 | 0 | 0 | 0 | 0 | 0 | 0 | 0 | 0 | 0 | 0 | 0 | 0 | 0 | 0 | 0 | 0 | 0 | 12 | 0
NO |  | 186 | 2015 | 36 | 28 | 28 |  | GREENWICH | YADKIN (262) | 230 | 230 | STEEL HFRM | 0.15 | 0 | 0 | ACSR 1033.5 | 0 | 0 | 0 | 0 | 0 | 0 | 0 | 0 | 0 | 0 | 0 | 0 | 0 | 0 | 0 | 0 | 0 | 0 | 0 | 0 | 0 | 0 | 0 | 12 | 0
NO |  | 186 | 2015 | 36 | 29 | 29 |  | GREENWICH | YADKIN (262) | 230 | 230 | STEEL POLE | 0.43 | 0 | 0 | ACSR 1033.5 | 0 | 0 | 0 | 0 | 0 | 0 | 0 | 0 | 0 | 0 | 0 | 0 | 0 | 0 | 0 | 0 | 0 | 0 | 0 | 0 | 0 | 0 | 0 | 12 | 0
NO |  | 186 | 2015 | 36 | 30 | 30 |  | GREENWICH | YADKIN (262) | 230 | 230 | STEEL POLE | 0.04 | 0 | 0 | ACSR 636 | 0 | 0 | 0 | 0 | 0 | 0 | 0 | 0 | 0 | 0 | 0 | 0 | 0 | 0 | 0 | 0 | 0 | 0 | 0 | 0 | 0 | 0 | 0 | 12 | 0
NO |  | 186 | 2015 | 36 | 31 | 31 |  | GREENWICH | YADKIN (262) | 230 | 230 | STEEL TWR | 9.91 | 0 | 0 | ACSR 1033.5 | 0 | 0 | 0 | 0 | 0 | 0 | 0 | 0 | 0 | 0 | 0 | 0 | 0 | 0 | 0 | 0 | 0 | 0 | 0 | 0 | 0 | 0 | 0 | 12 | 0
NO |  | 186 | 2015 | 36 | 32 | 32 |  | GREENWICH | YADKIN (262) | 230 | 230 | STEEL TWR | 0.05 | 0 | 0 | ACSR 636 | 0 | 0 | 0 | 0 | 0 | 0 | 0 | 0 | 0 | 0 | 0 | 0 | 0 | 0 | 0 | 0 | 0 | 0 | 0 | 0 | 0 | 0 | 0 | 12 | 0
NO |  | 186 | 2015 | 36 | 33 | 33 |  | CHUCKATUCK | NEWPORT NEWS (263) | 230 | 230 | CONC HFRM | 0.06 | 0 | 1 | ACAR 1534 | 0 | 0 | 0 | 0 | 0 | 0 | 0 | 0 | 0 | 0 | 0 | 0 | 0 | 0 | 0 | 0 | 0 | 0 | 0 | 0 | 0 | 0 | 0 | 12 | 0
NO |  | 186 | 2015 | 36 | 34 | 34 |  | CHUCKATUCK | NEWPORT NEWS (263) | 230 | 230 | STEEL HFRM | 0 | 0.32 | 0 | ACSR 1033.5 | 0 | 0 | 0 | 0 | 0 | 0 | 0 | 0 | 0 | 0 | 0 | 0 | 0 | 0 | 0 | 0 | 0 | 0 | 0 | 0 | 0 | 0 | 0 | 12 | 0
NO |  | 186 | 2015 | 36 | 35 | 35 |  | CHUCKATUCK | NEWPORT NEWS (263) | 230 | 230 | STEEL POLE | 0 | 0.41 | 0 | ACSR 1033.5 | 0 | 0 | 0 | 0 | 0 | 0 | 0 | 0 | 0 | 0 | 0 | 0 | 0 | 0 | 0 | 0 | 0 | 0 | 0 | 0 | 0 | 0 | 0 | 12 | 0
NO |  | 186 | 2015 | 37 | 1 | 1 |  | CHUCKATUCK | NEWPORT NEWS (263) | 230 | 230 | STEEL POLE | 0 | 0.15 | 0 | ACAR 1534 | 0 | 0 | 0 | 0 | 0 | 0 | 0 | 0 | 0 | 0 | 0 | 0 | 0 | 0 | 0 | 0 | 0 | 0 | 0 | 0 | 0 | 0 | 0 | 12 | 0
NO |  | 186 | 2015 | 37 | 2 | 2 |  | CHUCKATUCK | NEWPORT NEWS (263) | 230 | 230 | STEEL POLE | 0.04 | 0 | 0 | ACSR 1033.5 | 0 | 0 | 0 | 0 | 0 | 0 | 0 | 0 | 0 | 0 | 0 | 0 | 0 | 0 | 0 | 0 | 0 | 0 | 0 | 0 | 0 | 0 | 0 | 12 | 0
NO |  | 186 | 2015 | 37 | 3 | 3 |  | CHUCKATUCK | NEWPORT NEWS (263) | 230 | 230 | STEEL TWR | 0 | 1.79 | 0 | ACSR 1033.5 | 0 | 0 | 0 | 0 | 0 | 0 | 0 | 0 | 0 | 0 | 0 | 0 | 0 | 0 | 0 | 0 | 0 | 0 | 0 | 0 | 0 | 0 | 0 | 12 | 0
NO |  | 186 | 2015 | 37 | 4 | 4 |  | CHUCKATUCK | NEWPORT NEWS (263) | 230 | 230 | STEEL TWR | 0 | 12.5 | 0 | ACAR 1534 | 0 | 0 | 0 | 0 | 0 | 0 | 0 | 0 | 0 | 0 | 0 | 0 | 0 | 0 | 0 | 0 | 0 | 0 | 0 | 0 | 0 | 0 | 0 | 12 | 0
NO |  | 186 | 2015 | 37 | 5 | 5 |  | CHUCKATUCK | NEWPORT NEWS (263) | 230 | 230 | STEEL TWR | 0.08 | 0 | 0 | ACSR 1033.5 | 0 | 0 | 0 | 0 | 0 | 0 | 0 | 0 | 0 | 0 | 0 | 0 | 0 | 0 | 0 | 0 | 0 | 0 | 0 | 0 | 0 | 0 | 0 | 12 | 0
NO |  | 186 | 2015 | 37 | 6 | 6 |  | CHUCKATUCK | NEWPORT NEWS (263) | 230 | 230 | STEEL TWR | 0.15 | 0 | 0 | ACAR 1534 | 0 | 0 | 0 | 0 | 0 | 0 | 0 | 0 | 0 | 0 | 0 | 0 | 0 | 0 | 0 | 0 | 0 | 0 | 0 | 0 | 0 | 0 | 0 | 12 | 0
NO |  | 186 | 2015 | 37 | 7 | 7 |  | HUNTER | RESTON (264) | 230 | 230 | CONC HFRM | 0.04 | 0 | 1 | ACSR 1192.5 | 0 | 0 | 0 | 0 | 0 | 0 | 0 | 0 | 0 | 0 | 0 | 0 | 0 | 0 | 0 | 0 | 0 | 0 | 0 | 0 | 0 | 0 | 0 | 12 | 0
NO |  | 186 | 2015 | 37 | 8 | 8 |  | HUNTER | RESTON (264) | 230 | 230 | STEEL POLE | 0.11 | 0 | 0 | ACSR 1192.5 | 0 | 0 | 0 | 0 | 0 | 0 | 0 | 0 | 0 | 0 | 0 | 0 | 0 | 0 | 0 | 0 | 0 | 0 | 0 | 0 | 0 | 0 | 0 | 12 | 0
NO |  | 186 | 2015 | 37 | 9 | 9 |  | HUNTER | RESTON (264) | 230 | 230 | STEEL TWR | 2.6 | 0 | 0 | ACSR 1192.5 | 0 | 0 | 0 | 0 | 0 | 0 | 0 | 0 | 0 | 0 | 0 | 0 | 0 | 0 | 0 | 0 | 0 | 0 | 0 | 0 | 0 | 0 | 0 | 12 | 0
NO |  | 186 | 2015 | 37 | 10 | 10 |  | CLIFTON | SULLY (265) | 230 | 230 | CONC HFRM | 0.1 | 0 | 1 | ACSR 1033.5 | 0 | 0 | 0 | 0 | 0 | 0 | 0 | 0 | 0 | 0 | 0 | 0 | 0 | 0 | 0 | 0 | 0 | 0 | 0 | 0 | 0 | 0 | 0 | 12 | 0
NO |  | 186 | 2015 | 37 | 11 | 11 |  | CLIFTON | SULLY (265) | 230 | 230 | CONC HFRM | 0.06 | 0 | 0 | ACSR 1590 | 0 | 0 | 0 | 0 | 0 | 0 | 0 | 0 | 0 | 0 | 0 | 0 | 0 | 0 | 0 | 0 | 0 | 0 | 0 | 0 | 0 | 0 | 0 | 12 | 0
NO |  | 186 | 2015 | 37 | 12 | 12 |  | CLIFTON | SULLY (265) | 230 | 230 | CONC POLE | 0.14 | 0 | 0 | ACSR 1033.5 | 0 | 0 | 0 | 0 | 0 | 0 | 0 | 0 | 0 | 0 | 0 | 0 | 0 | 0 | 0 | 0 | 0 | 0 | 0 | 0 | 0 | 0 | 0 | 12 | 0
NO |  | 186 | 2015 | 37 | 13 | 13 |  | CLIFTON | SULLY (265) | 230 | 230 | STEEL HFRM | 0.17 | 0 | 0 | ACSR 1590 | 0 | 0 | 0 | 0 | 0 | 0 | 0 | 0 | 0 | 0 | 0 | 0 | 0 | 0 | 0 | 0 | 0 | 0 | 0 | 0 | 0 | 0 | 0 | 12 | 0
NO |  | 186 | 2015 | 37 | 14 | 14 |  | CLIFTON | SULLY (265) | 230 | 230 | STEEL POLE | 0.42 | 0 | 0 | ACSR 1033.5 | 0 | 0 | 0 | 0 | 0 | 0 | 0 | 0 | 0 | 0 | 0 | 0 | 0 | 0 | 0 | 0 | 0 | 0 | 0 | 0 | 0 | 0 | 0 | 12 | 0
NO |  | 186 | 2015 | 37 | 15 | 15 |  | CLIFTON | SULLY (265) | 230 | 230 | STEEL POLE | 1.16 | 0 | 0 | ACAR 1534 | 0 | 0 | 0 | 0 | 0 | 0 | 0 | 0 | 0 | 0 | 0 | 0 | 0 | 0 | 0 | 0 | 0 | 0 | 0 | 0 | 0 | 0 | 0 | 12 | 0
NO |  | 186 | 2015 | 37 | 16 | 16 |  | CLIFTON | SULLY (265) | 230 | 230 | STEEL POLE | 4.91 | 0 | 0 | ACSR 1590 | 0 | 0 | 0 | 0 | 0 | 0 | 0 | 0 | 0 | 0 | 0 | 0 | 0 | 0 | 0 | 0 | 0 | 0 | 0 | 0 | 0 | 0 | 0 | 12 | 0
NO |  | 186 | 2015 | 37 | 17 | 17 |  | CLIFTON | SULLY (265) | 230 | 230 | STEEL TWR | 0 | 0.79 | 0 | ACSR 1033.5 | 0 | 0 | 0 | 0 | 0 | 0 | 0 | 0 | 0 | 0 | 0 | 0 | 0 | 0 | 0 | 0 | 0 | 0 | 0 | 0 | 0 | 0 | 0 | 12 | 0
NO |  | 186 | 2015 | 37 | 18 | 18 |  | CLIFTON | SULLY (265) | 230 | 230 | STEEL TWR | 6 | 0 | 0 | ACSR 1033.5 | 0 | 0 | 0 | 0 | 0 | 0 | 0 | 0 | 0 | 0 | 0 | 0 | 0 | 0 | 0 | 0 | 0 | 0 | 0 | 0 | 0 | 0 | 0 | 12 | 0
NO |  | 186 | 2015 | 37 | 19 | 19 |  | CLIFTON | SULLY (265) | 230 | 230 | STEEL TWR | 0.1 | 0 | 0 | ACSS 1033.5 | 0 | 0 | 0 | 0 | 0 | 0 | 0 | 0 | 0 | 0 | 0 | 0 | 0 | 0 | 0 | 0 | 0 | 0 | 0 | 0 | 0 | 0 | 0 | 12 | 0
NO |  | 186 | 2015 | 37 | 20 | 20 |  | CLIFTON | SULLY (265) | 230 | 230 | STEEL TWR | 0.1 | 0 | 0 | ACSR 1590 | 0 | 0 | 0 | 0 | 0 | 0 | 0 | 0 | 0 | 0 | 0 | 0 | 0 | 0 | 0 | 0 | 0 | 0 | 0 | 0 | 0 | 0 | 0 | 12 | 0
NO |  | 186 | 2015 | 37 | 21 | 21 |  | CLIFTON | GLEN CARLYN (266) | 230 | 230 | CONC HFRM | 0.11 | 0 | 1 | ACSR 1033.5 | 0 | 0 | 0 | 0 | 0 | 0 | 0 | 0 | 0 | 0 | 0 | 0 | 0 | 0 | 0 | 0 | 0 | 0 | 0 | 0 | 0 | 0 | 0 | 12 | 0
NO |  | 186 | 2015 | 37 | 22 | 22 |  | CLIFTON | GLEN CARLYN (266) | 230 | 230 | CONC HFRM | 0.01 | 0 | 0 | AAAC 1600 | 0 | 0 | 0 | 0 | 0 | 0 | 0 | 0 | 0 | 0 | 0 | 0 | 0 | 0 | 0 | 0 | 0 | 0 | 0 | 0 | 0 | 0 | 0 | 12 | 0
NO |  | 186 | 2015 | 37 | 23 | 23 |  | CLIFTON | GLEN CARLYN (266) | 230 | 230 | CONC HFRM | 0.1 | 0 | 0 | ACAR 2500 | 0 | 0 | 0 | 0 | 0 | 0 | 0 | 0 | 0 | 0 | 0 | 0 | 0 | 0 | 0 | 0 | 0 | 0 | 0 | 0 | 0 | 0 | 0 | 12 | 0
NO |  | 186 | 2015 | 37 | 24 | 24 |  | CLIFTON | GLEN CARLYN (266) | 230 | 230 | CONC POLE | 0 | 0.02 | 0 | AAAC 1600 | 0 | 0 | 0 | 0 | 0 | 0 | 0 | 0 | 0 | 0 | 0 | 0 | 0 | 0 | 0 | 0 | 0 | 0 | 0 | 0 | 0 | 0 | 0 | 12 | 0
NO |  | 186 | 2015 | 37 | 25 | 25 |  | CLIFTON | GLEN CARLYN (266) | 230 | 230 | CONC POLE | 0.01 | 0 | 0 | AAAC 1600 | 0 | 0 | 0 | 0 | 0 | 0 | 0 | 0 | 0 | 0 | 0 | 0 | 0 | 0 | 0 | 0 | 0 | 0 | 0 | 0 | 0 | 0 | 0 | 12 | 0
NO |  | 186 | 2015 | 37 | 26 | 26 |  | CLIFTON | GLEN CARLYN (266) | 230 | 230 | STEEL HFRM | 0.07 | 0 | 0 | ACSR 1033.5 | 0 | 0 | 0 | 0 | 0 | 0 | 0 | 0 | 0 | 0 | 0 | 0 | 0 | 0 | 0 | 0 | 0 | 0 | 0 | 0 | 0 | 0 | 0 | 12 | 0
NO |  | 186 | 2015 | 37 | 27 | 27 |  | CLIFTON | GLEN CARLYN (266) | 230 | 230 | STEEL HFRM | 0.03 | 0 | 0 | ACAR 2500 | 0 | 0 | 0 | 0 | 0 | 0 | 0 | 0 | 0 | 0 | 0 | 0 | 0 | 0 | 0 | 0 | 0 | 0 | 0 | 0 | 0 | 0 | 0 | 12 | 0
NO |  | 186 | 2015 | 37 | 28 | 28 |  | CLIFTON | GLEN CARLYN (266) | 230 | 230 | STEEL POLE | 0 | 4.99 | 0 | AAAC 1600 | 0 | 0 | 0 | 0 | 0 | 0 | 0 | 0 | 0 | 0 | 0 | 0 | 0 | 0 | 0 | 0 | 0 | 0 | 0 | 0 | 0 | 0 | 0 | 12 | 0
NO |  | 186 | 2015 | 37 | 29 | 29 |  | CLIFTON | GLEN CARLYN (266) | 230 | 230 | STEEL POLE | 0 | 4.45 | 0 | ACAR 2500 | 0 | 0 | 0 | 0 | 0 | 0 | 0 | 0 | 0 | 0 | 0 | 0 | 0 | 0 | 0 | 0 | 0 | 0 | 0 | 0 | 0 | 0 | 0 | 12 | 0
NO |  | 186 | 2015 | 37 | 30 | 30 |  | CLIFTON | GLEN CARLYN (266) | 230 | 230 | STEEL POLE | 0.98 | 0 | 0 | ACSR 1033.5 | 0 | 0 | 0 | 0 | 0 | 0 | 0 | 0 | 0 | 0 | 0 | 0 | 0 | 0 | 0 | 0 | 0 | 0 | 0 | 0 | 0 | 0 | 0 | 12 | 0
NO |  | 186 | 2015 | 37 | 31 | 31 |  | CLIFTON | GLEN CARLYN (266) | 230 | 230 | STEEL POLE | 0.06 | 0 | 0 | AAAC 1600 | 0 | 0 | 0 | 0 | 0 | 0 | 0 | 0 | 0 | 0 | 0 | 0 | 0 | 0 | 0 | 0 | 0 | 0 | 0 | 0 | 0 | 0 | 0 | 12 | 0
NO |  | 186 | 2015 | 37 | 32 | 32 |  | CLIFTON | GLEN CARLYN (266) | 230 | 230 | STEEL POLE | 7.67 | 0 | 0 | ACAR 2500 | 0 | 0 | 0 | 0 | 0 | 0 | 0 | 0 | 0 | 0 | 0 | 0 | 0 | 0 | 0 | 0 | 0 | 0 | 0 | 0 | 0 | 0 | 0 | 12 | 0
NO |  | 186 | 2015 | 37 | 33 | 33 |  | CLIFTON | GLEN CARLYN (266) | 230 | 230 | STEEL TWR | 0 | 0.11 | 0 | AAAC 1600 | 0 | 0 | 0 | 0 | 0 | 0 | 0 | 0 | 0 | 0 | 0 | 0 | 0 | 0 | 0 | 0 | 0 | 0 | 0 | 0 | 0 | 0 | 0 | 12 | 0
NO |  | 186 | 2015 | 37 | 34 | 34 |  | CLIFTON | GLEN CARLYN (266) | 230 | 230 | STEEL TWR | 6.05 | 0 | 0 | ACSR 1033.5 | 0 | 0 | 0 | 0 | 0 | 0 | 0 | 0 | 0 | 0 | 0 | 0 | 0 | 0 | 0 | 0 | 0 | 0 | 0 | 0 | 0 | 0 | 0 | 12 | 0
NO |  | 186 | 2015 | 37 | 35 | 35 |  | CLIFTON | GLEN CARLYN (266) | 230 | 230 | STEEL TWR | 0.07 | 0 | 0 | ACAR 2500 | 0 | 0 | 0 | 0 | 0 | 0 | 0 | 0 | 0 | 0 | 0 | 0 | 0 | 0 | 0 | 0 | 0 | 0 | 0 | 0 | 0 | 0 | 0 | 12 | 0
NO |  | 186 | 2015 | 38 | 1 | 1 |  | YADKIN | CHURCHLAND (267) | 230 | 230 | CONC HFRM | 0 | 0.08 | 1 | ACAR 2500 | 0 | 0 | 0 | 0 | 0 | 0 | 0 | 0 | 0 | 0 | 0 | 0 | 0 | 0 | 0 | 0 | 0 | 0 | 0 | 0 | 0 | 0 | 0 | 12 | 0
NO |  | 186 | 2015 | 38 | 2 | 2 |  | YADKIN | CHURCHLAND (267) | 230 | 230 | STEEL HFRM | 0 | 0.05 | 0 | ACAR 721 | 0 | 0 | 0 | 0 | 0 | 0 | 0 | 0 | 0 | 0 | 0 | 0 | 0 | 0 | 0 | 0 | 0 | 0 | 0 | 0 | 0 | 0 | 0 | 12 | 0
NO |  | 186 | 2015 | 38 | 3 | 3 |  | YADKIN | CHURCHLAND (267) | 230 | 230 | STEEL POLE | 0 | 0.05 | 0 | ACAR 2500 | 0 | 0 | 0 | 0 | 0 | 0 | 0 | 0 | 0 | 0 | 0 | 0 | 0 | 0 | 0 | 0 | 0 | 0 | 0 | 0 | 0 | 0 | 0 | 12 | 0
NO |  | 186 | 2015 | 38 | 4 | 4 |  | YADKIN | CHURCHLAND (267) | 230 | 230 | STEEL TWR | 0 | 0.05 | 0 | ACAR 2500 | 0 | 0 | 0 | 0 | 0 | 0 | 0 | 0 | 0 | 0 | 0 | 0 | 0 | 0 | 0 | 0 | 0 | 0 | 0 | 0 | 0 | 0 | 0 | 12 | 0
NO |  | 186 | 2015 | 38 | 5 | 5 |  | YADKIN | CHURCHLAND (267) | 230 | 230 | STEEL TWR | 0 | 11.16 | 0 | ACAR 721 | 0 | 0 | 0 | 0 | 0 | 0 | 0 | 0 | 0 | 0 | 0 | 0 | 0 | 0 | 0 | 0 | 0 | 0 | 0 | 0 | 0 | 0 | 0 | 12 | 0
NO |  | 186 | 2015 | 38 | 6 | 6 |  | HOPEWELL | COGENTRIX (268) | 230 | 230 | CONC HFRM | 0.03 | 0 | 1 | ACAR 1109 | 0 | 0 | 0 | 0 | 0 | 0 | 0 | 0 | 0 | 0 | 0 | 0 | 0 | 0 | 0 | 0 | 0 | 0 | 0 | 0 | 0 | 0 | 0 | 12 | 0
NO |  | 186 | 2015 | 38 | 7 | 7 |  | HOPEWELL | COGENTRIX (268) | 230 | 230 | CONC POLE | 0.58 | 0 | 0 | ACAR 1109 | 0 | 0 | 0 | 0 | 0 | 0 | 0 | 0 | 0 | 0 | 0 | 0 | 0 | 0 | 0 | 0 | 0 | 0 | 0 | 0 | 0 | 0 | 0 | 12 | 0
NO |  | 186 | 2015 | 38 | 8 | 8 |  | HOPEWELL | COGENTRIX (268) | 230 | 230 | STEEL POLE | 0.37 | 0 | 0 | ACAR 1109 | 0 | 0 | 0 | 0 | 0 | 0 | 0 | 0 | 0 | 0 | 0 | 0 | 0 | 0 | 0 | 0 | 0 | 0 | 0 | 0 | 0 | 0 | 0 | 12 | 0
NO |  | 186 | 2015 | 38 | 9 | 9 |  | FENTRESS | SHAWBORO (269) | 230 | 230 | CONC HFRM | 0.11 | 0 | 1 | ACAR 2500 | 0 | 0 | 0 | 0 | 0 | 0 | 0 | 0 | 0 | 0 | 0 | 0 | 0 | 0 | 0 | 0 | 0 | 0 | 0 | 0 | 0 | 0 | 0 | 12 | 0
NO |  | 186 | 2015 | 38 | 10 | 10 |  | FENTRESS | SHAWBORO (269) | 230 | 230 | CONC HFRM | 0.12 | 0 | 0 | ACAR 545.6 | 0 | 0 | 0 | 0 | 0 | 0 | 0 | 0 | 0 | 0 | 0 | 0 | 0 | 0 | 0 | 0 | 0 | 0 | 0 | 0 | 0 | 0 | 0 | 12 | 0
NO |  | 186 | 2015 | 38 | 11 | 11 |  | FENTRESS | SHAWBORO (269) | 230 | 230 | STEEL POLE | 0.36 | 0 | 0 | ACAR 545.6 | 0 | 0 | 0 | 0 | 0 | 0 | 0 | 0 | 0 | 0 | 0 | 0 | 0 | 0 | 0 | 0 | 0 | 0 | 0 | 0 | 0 | 0 | 0 | 12 | 0
NO |  | 186 | 2015 | 38 | 12 | 12 |  | FENTRESS | SHAWBORO (269) | 230 | 230 | STEEL TWR | 4.18 | 0 | 0 | ACAR 545.6 | 0 | 0 | 0 | 0 | 0 | 0 | 0 | 0 | 0 | 0 | 0 | 0 | 0 | 0 | 0 | 0 | 0 | 0 | 0 | 0 | 0 | 0 | 0 | 12 | 0
NO |  | 186 | 2015 | 38 | 13 | 13 |  | FENTRESS | SHAWBORO (269) | 230 | 230 | WOOD HFRM | 19.51 | 0 | 0 | ACAR 545.6 | 0 | 0 | 0 | 0 | 0 | 0 | 0 | 0 | 0 | 0 | 0 | 0 | 0 | 0 | 0 | 0 | 0 | 0 | 0 | 0 | 0 | 0 | 0 | 12 | 0
NO |  | 186 | 2015 | 38 | 14 | 14 |  | FENTRESS | SHAWBORO (269) | 230 | 230 | WOOD POLE | 1.04 | 0 | 0 | ACAR 545.6 | 0 | 0 | 0 | 0 | 0 | 0 | 0 | 0 | 0 | 0 | 0 | 0 | 0 | 0 | 0 | 0 | 0 | 0 | 0 | 0 | 0 | 0 | 0 | 12 | 0
NO |  | 186 | 2015 | 38 | 15 | 15 |  | BURKE | RAVENSWORTH (270) | 230 | 230 | CONC HFRM | 0.01 | 0 | 1 | ACAR 1534 | 0 | 0 | 0 | 0 | 0 | 0 | 0 | 0 | 0 | 0 | 0 | 0 | 0 | 0 | 0 | 0 | 0 | 0 | 0 | 0 | 0 | 0 | 0 | 12 | 0
NO |  | 186 | 2015 | 38 | 16 | 16 |  | BURKE | RAVENSWORTH (270) | 230 | 230 | STEEL POLE | 2.95 | 0 | 0 | ACAR 1534 | 0 | 0 | 0 | 0 | 0 | 0 | 0 | 0 | 0 | 0 | 0 | 0 | 0 | 0 | 0 | 0 | 0 | 0 | 0 | 0 | 0 | 0 | 0 | 12 | 0
NO |  | 186 | 2015 | 38 | 17 | 17 |  | BURKE | RAVENSWORTH (270) | 230 | 230 | UG UG | 0.01 | 0 | 0 | ACAR 1534 | 0 | 0 | 0 | 0 | 0 | 0 | 0 | 0 | 0 | 0 | 0 | 0 | 0 | 0 | 0 | 0 | 0 | 0 | 0 | 0 | 0 | 0 | 0 | 12 | 0
NO |  | 186 | 2015 | 38 | 18 | 18 |  | BURKE | RAVENSWORTH (270) | 230 | 230 | UG UG | 2.16 | 0 | 0 | CU 1750 | 0 | 0 | 0 | 0 | 0 | 0 | 0 | 0 | 0 | 0 | 0 | 0 | 0 | 0 | 0 | 0 | 0 | 0 | 0 | 0 | 0 | 0 | 0 | 12 | 0
NO |  | 186 | 2015 | 38 | 19 | 19 |  | FENTRESS | LANDSTOWN (271) | 230 | 230 | CONC HFRM | 0.03 | 0 | 1 | ACAR 721 | 0 | 0 | 0 | 0 | 0 | 0 | 0 | 0 | 0 | 0 | 0 | 0 | 0 | 0 | 0 | 0 | 0 | 0 | 0 | 0 | 0 | 0 | 0 | 12 | 0
NO |  | 186 | 2015 | 38 | 20 | 20 |  | FENTRESS | LANDSTOWN (271) | 230 | 230 | STEEL POLE | 0.2 | 0 | 0 | ACAR 721 | 0 | 0 | 0 | 0 | 0 | 0 | 0 | 0 | 0 | 0 | 0 | 0 | 0 | 0 | 0 | 0 | 0 | 0 | 0 | 0 | 0 | 0 | 0 | 12 | 0
NO |  | 186 | 2015 | 38 | 21 | 21 |  | FENTRESS | LANDSTOWN (271) | 230 | 230 | STEEL TWR | 8.75 | 0 | 0 | ACAR 721 | 0 | 0 | 0 | 0 | 0 | 0 | 0 | 0 | 0 | 0 | 0 | 0 | 0 | 0 | 0 | 0 | 0 | 0 | 0 | 0 | 0 | 0 | 0 | 12 | 0
NO |  | 186 | 2015 | 38 | 22 | 22 |  | DOOMS | GROTTOES (272) | 230 | 230 | CONC HFRM | 0 | 0 | 1 | ACAR 2500 | 0 | 0 | 0 | 0 | 0 | 0 | 0 | 0 | 0 | 0 | 0 | 0 | 0 | 0 | 0 | 0 | 0 | 0 | 0 | 0 | 0 | 0 | 0 | 12 | 0
NO |  | 186 | 2015 | 38 | 23 | 23 |  | DOOMS | GROTTOES (272) | 230 | 230 | STEEL HFRM | 0.06 | 0 | 0 | ACAR 2500 | 0 | 0 | 0 | 0 | 0 | 0 | 0 | 0 | 0 | 0 | 0 | 0 | 0 | 0 | 0 | 0 | 0 | 0 | 0 | 0 | 0 | 0 | 0 | 12 | 0
NO |  | 186 | 2015 | 38 | 24 | 24 |  | DOOMS | GROTTOES (272) | 230 | 230 | STEEL TWR | 10.99 | 0 | 0 | ACAR 721 | 0 | 0 | 0 | 0 | 0 | 0 | 0 | 0 | 0 | 0 | 0 | 0 | 0 | 0 | 0 | 0 | 0 | 0 | 0 | 0 | 0 | 0 | 0 | 12 | 0
NO |  | 186 | 2015 | 38 | 25 | 25 |  | DOOMS | GROTTOES (272) | 230 | 230 | WOOD HFRM | 0 | 0.03 | 0 | ACAR 2500 | 0 | 0 | 0 | 0 | 0 | 0 | 0 | 0 | 0 | 0 | 0 | 0 | 0 | 0 | 0 | 0 | 0 | 0 | 0 | 0 | 0 | 0 | 0 | 12 | 0
NO |  | 186 | 2015 | 38 | 26 | 26 |  | DOOMS | GROTTOES (272) | 230 | 230 | WOOD HFRM | 0.14 | 0 | 0 | ACAR 2500 | 0 | 0 | 0 | 0 | 0 | 0 | 0 | 0 | 0 | 0 | 0 | 0 | 0 | 0 | 0 | 0 | 0 | 0 | 0 | 0 | 0 | 0 | 0 | 12 | 0
NO |  | 186 | 2015 | 38 | 27 | 27 |  | DOOMS | GROTTOES (272) | 230 | 230 | WOOD POLE | 0.06 | 0 | 0 | ACAR 2500 | 0 | 0 | 0 | 0 | 0 | 0 | 0 | 0 | 0 | 0 | 0 | 0 | 0 | 0 | 0 | 0 | 0 | 0 | 0 | 0 | 0 | 0 | 0 | 12 | 0
NO |  | 186 | 2015 | 38 | 28 | 28 |  | DOOMS | GROTTOES (272) | 230 | 230 | WOOD POLE | 0.17 | 0 | 0 | ACAR 721 | 0 | 0 | 0 | 0 | 0 | 0 | 0 | 0 | 0 | 0 | 0 | 0 | 0 | 0 | 0 | 0 | 0 | 0 | 0 | 0 | 0 | 0 | 0 | 12 | 0
NO |  | 186 | 2015 | 38 | 29 | 29 |  | GLEN CARLYN | ARLINGTON (273) | 230 | 230 | CONC POLE | 0 | 0.02 | 1 | AAAC 1600 | 0 | 0 | 0 | 0 | 0 | 0 | 0 | 0 | 0 | 0 | 0 | 0 | 0 | 0 | 0 | 0 | 0 | 0 | 0 | 0 | 0 | 0 | 0 | 12 | 0
NO |  | 186 | 2015 | 38 | 30 | 30 |  | GLEN CARLYN | ARLINGTON (273) | 230 | 230 | STEEL POLE | 0 | 2.24 | 0 | AAAC 1600 | 0 | 0 | 0 | 0 | 0 | 0 | 0 | 0 | 0 | 0 | 0 | 0 | 0 | 0 | 0 | 0 | 0 | 0 | 0 | 0 | 0 | 0 | 0 | 12 | 0
NO |  | 186 | 2015 | 38 | 31 | 31 |  | GLEN CARLYN | ARLINGTON (273) | 230 | 230 | STEEL POLE | 0.03 | 0 | 0 | AAAC 1600 | 0 | 0 | 0 | 0 | 0 | 0 | 0 | 0 | 0 | 0 | 0 | 0 | 0 | 0 | 0 | 0 | 0 | 0 | 0 | 0 | 0 | 0 | 0 | 12 | 0
NO |  | 186 | 2015 | 38 | 32 | 32 |  | BEAUMEADE | PLEASANT VIEW (274) | 230 | 230 | CONC HFRM | 0 | 0.15 | 1 | ACSS 1192.5 | 0 | 0 | 0 | 0 | 0 | 0 | 0 | 0 | 0 | 0 | 0 | 0 | 0 | 0 | 0 | 0 | 0 | 0 | 0 | 0 | 0 | 0 | 0 | 12 | 0
NO |  | 186 | 2015 | 38 | 33 | 33 |  | BEAUMEADE | PLEASANT VIEW (274) | 230 | 230 | CONC HFRM | 0 | 0.03 | 0 | ACSR 1590 | 0 | 0 | 0 | 0 | 0 | 0 | 0 | 0 | 0 | 0 | 0 | 0 | 0 | 0 | 0 | 0 | 0 | 0 | 0 | 0 | 0 | 0 | 0 | 12 | 0
NO |  | 186 | 2015 | 38 | 34 | 34 |  | BEAUMEADE | PLEASANT VIEW (274) | 230 | 230 | STEEL POLE | 0 | 0.19 | 0 | ACSR 1192.5 | 0 | 0 | 0 | 0 | 0 | 0 | 0 | 0 | 0 | 0 | 0 | 0 | 0 | 0 | 0 | 0 | 0 | 0 | 0 | 0 | 0 | 0 | 0 | 12 | 0
NO |  | 186 | 2015 | 38 | 35 | 35 |  | BEAUMEADE | PLEASANT VIEW (274) | 230 | 230 | STEEL POLE | 0 | 0.09 | 0 | ACSR 1590 | 0 | 0 | 0 | 0 | 0 | 0 | 0 | 0 | 0 | 0 | 0 | 0 | 0 | 0 | 0 | 0 | 0 | 0 | 0 | 0 | 0 | 0 | 0 | 12 | 0
NO |  | 186 | 2015 | 39 | 1 | 1 |  | BEAUMEADE | PLEASANT VIEW (274) | 230 | 230 | STEEL POLE | 0.03 | 0 | 0 | ACSR 1590 | 0 | 0 | 0 | 0 | 0 | 0 | 0 | 0 | 0 | 0 | 0 | 0 | 0 | 0 | 0 | 0 | 0 | 0 | 0 | 0 | 0 | 0 | 0 | 12 | 0
NO |  | 186 | 2015 | 39 | 2 | 2 |  | BEAUMEADE | PLEASANT VIEW (274) | 230 | 230 | STEEL TWR | 0 | 4.89 | 0 | ACSR 1192.5 | 0 | 0 | 0 | 0 | 0 | 0 | 0 | 0 | 0 | 0 | 0 | 0 | 0 | 0 | 0 | 0 | 0 | 0 | 0 | 0 | 0 | 0 | 0 | 12 | 0
NO |  | 186 | 2015 | 39 | 3 | 3 |  | GLEBE | CRYSTAL (275) | 230 | 230 | UG UG | 1.14 | 0 | 1 | CU 1750 | 0 | 0 | 0 | 0 | 0 | 0 | 0 | 0 | 0 | 0 | 0 | 0 | 0 | 0 | 0 | 0 | 0 | 0 | 0 | 0 | 0 | 0 | 0 | 12 | 0
NO |  | 186 | 2015 | 39 | 4 | 4 |  | GLEBE | CRYSTAL (276) | 230 | 230 | UG UG | 0 | 1.16 | 1 | CU 1750 | 0 | 0 | 0 | 0 | 0 | 0 | 0 | 0 | 0 | 0 | 0 | 0 | 0 | 0 | 0 | 0 | 0 | 0 | 0 | 0 | 0 | 0 | 0 | 12 | 0
NO |  | 186 | 2015 | 39 | 5 | 5 |  | GLEN CARLYN | CLARENDON (277) | 230 | 230 | UG UG | 1.92 | 0 | 1 | CU 1750 | 0 | 0 | 0 | 0 | 0 | 0 | 0 | 0 | 0 | 0 | 0 | 0 | 0 | 0 | 0 | 0 | 0 | 0 | 0 | 0 | 0 | 0 | 0 | 12 | 0
NO |  | 186 | 2015 | 39 | 6 | 6 |  | GLEN CARLYN | CLARENDON (278) | 230 | 230 | UG UG | 0 | 1.92 | 1 | CU 1750 | 0 | 0 | 0 | 0 | 0 | 0 | 0 | 0 | 0 | 0 | 0 | 0 | 0 | 0 | 0 | 0 | 0 | 0 | 0 | 0 | 0 | 0 | 0 | 12 | 0
NO |  | 186 | 2015 | 39 | 7 | 7 |  | THRASHER | REEVES AVENUE (279) | 230 | 230 | CONC HFRM | 0 | 0.06 | 1 | ACAR 2500 | 0 | 0 | 0 | 0 | 0 | 0 | 0 | 0 | 0 | 0 | 0 | 0 | 0 | 0 | 0 | 0 | 0 | 0 | 0 | 0 | 0 | 0 | 0 | 12 | 0
NO |  | 186 | 2015 | 39 | 8 | 8 |  | THRASHER | REEVES AVENUE (279) | 230 | 230 | CONC HFRM | 0 | 0.04 | 0 | ACAR 721 | 0 | 0 | 0 | 0 | 0 | 0 | 0 | 0 | 0 | 0 | 0 | 0 | 0 | 0 | 0 | 0 | 0 | 0 | 0 | 0 | 0 | 0 | 0 | 12 | 0
NO |  | 186 | 2015 | 39 | 9 | 9 |  | THRASHER | REEVES AVENUE (279) | 230 | 230 | CONC HFRM | 0.04 | 0 | 0 | ACAR 2500 | 0 | 0 | 0 | 0 | 0 | 0 | 0 | 0 | 0 | 0 | 0 | 0 | 0 | 0 | 0 | 0 | 0 | 0 | 0 | 0 | 0 | 0 | 0 | 12 | 0
NO |  | 186 | 2015 | 39 | 10 | 10 |  | THRASHER | REEVES AVENUE (279) | 230 | 230 | STEEL HFRM | 0.04 | 0 | 0 | ACAR 2500 | 0 | 0 | 0 | 0 | 0 | 0 | 0 | 0 | 0 | 0 | 0 | 0 | 0 | 0 | 0 | 0 | 0 | 0 | 0 | 0 | 0 | 0 | 0 | 12 | 0
NO |  | 186 | 2015 | 39 | 11 | 11 |  | THRASHER | REEVES AVENUE (279) | 230 | 230 | STEEL HFRM | 0.03 | 0 | 0 | ACSR 636 | 0 | 0 | 0 | 0 | 0 | 0 | 0 | 0 | 0 | 0 | 0 | 0 | 0 | 0 | 0 | 0 | 0 | 0 | 0 | 0 | 0 | 0 | 0 | 12 | 0
NO |  | 186 | 2015 | 39 | 12 | 12 |  | THRASHER | REEVES AVENUE (279) | 230 | 230 | STEEL HFRM | 0.22 | 0 | 0 | ACAR 721 | 0 | 0 | 0 | 0 | 0 | 0 | 0 | 0 | 0 | 0 | 0 | 0 | 0 | 0 | 0 | 0 | 0 | 0 | 0 | 0 | 0 | 0 | 0 | 12 | 0
NO |  | 186 | 2015 | 39 | 13 | 13 |  | THRASHER | REEVES AVENUE (279) | 230 | 230 | STEEL POLE | 0 | 3.53 | 0 | ACAR 721 | 0 | 0 | 0 | 0 | 0 | 0 | 0 | 0 | 0 | 0 | 0 | 0 | 0 | 0 | 0 | 0 | 0 | 0 | 0 | 0 | 0 | 0 | 0 | 12 | 0
NO |  | 186 | 2015 | 39 | 14 | 14 |  | THRASHER | REEVES AVENUE (279) | 230 | 230 | STEEL POLE | 0.08 | 0 | 0 | ACAR 2500 | 0 | 0 | 0 | 0 | 0 | 0 | 0 | 0 | 0 | 0 | 0 | 0 | 0 | 0 | 0 | 0 | 0 | 0 | 0 | 0 | 0 | 0 | 0 | 12 | 0
NO |  | 186 | 2015 | 39 | 15 | 15 |  | THRASHER | REEVES AVENUE (279) | 230 | 230 | STEEL POLE | 2.05 | 0 | 0 | ACAR 721 | 0 | 0 | 0 | 0 | 0 | 0 | 0 | 0 | 0 | 0 | 0 | 0 | 0 | 0 | 0 | 0 | 0 | 0 | 0 | 0 | 0 | 0 | 0 | 12 | 0
NO |  | 186 | 2015 | 39 | 16 | 16 |  | THRASHER | REEVES AVENUE (279) | 230 | 230 | STEEL TWR | 0 | 0.39 | 0 | ACAR 721 | 0 | 0 | 0 | 0 | 0 | 0 | 0 | 0 | 0 | 0 | 0 | 0 | 0 | 0 | 0 | 0 | 0 | 0 | 0 | 0 | 0 | 0 | 0 | 12 | 0
NO |  | 186 | 2015 | 39 | 17 | 17 |  | MARSH RUN CT | REMINGTON (280) | 230 | 230 | CONC HFRM | 0.07 | 0 | 1 | ACSS 795 | 0 | 0 | 0 | 0 | 0 | 0 | 0 | 0 | 0 | 0 | 0 | 0 | 0 | 0 | 0 | 0 | 0 | 0 | 0 | 0 | 0 | 0 | 0 | 12 | 0
NO |  | 186 | 2015 | 39 | 18 | 18 |  | MARSH RUN CT | REMINGTON (280) | 230 | 230 | STEEL POLE | 0.06 | 0 | 0 | ACSS 795 | 0 | 0 | 0 | 0 | 0 | 0 | 0 | 0 | 0 | 0 | 0 | 0 | 0 | 0 | 0 | 0 | 0 | 0 | 0 | 0 | 0 | 0 | 0 | 12 | 0
NO |  | 186 | 2015 | 39 | 19 | 19 |  | MARSH RUN CT | REMINGTON (280) | 230 | 230 | STEEL TWR | 0.33 | 0 | 0 | ACSR 795 | 0 | 0 | 0 | 0 | 0 | 0 | 0 | 0 | 0 | 0 | 0 | 0 | 0 | 0 | 0 | 0 | 0 | 0 | 0 | 0 | 0 | 0 | 0 | 12 | 0
NO |  | 186 | 2015 | 39 | 20 | 20 |  | MARSH RUN CT | REMINGTON (280) | 230 | 230 | STEEL TWR | 0.72 | 0 | 0 | ACSS 795 | 0 | 0 | 0 | 0 | 0 | 0 | 0 | 0 | 0 | 0 | 0 | 0 | 0 | 0 | 0 | 0 | 0 | 0 | 0 | 0 | 0 | 0 | 0 | 12 | 0
NO |  | 186 | 2015 | 39 | 21 | 21 |  | RAVENSWORTH | BRADDOCK (281) | 230 | 230 | CONC HFRM | 0 | 0.1 | 1 | ACAR 2500 | 0 | 0 | 0 | 0 | 0 | 0 | 0 | 0 | 0 | 0 | 0 | 0 | 0 | 0 | 0 | 0 | 0 | 0 | 0 | 0 | 0 | 0 | 0 | 12 | 0
NO |  | 186 | 2015 | 39 | 22 | 22 |  | RAVENSWORTH | BRADDOCK (281) | 230 | 230 | STEEL POLE | 0 | 1.81 | 0 | ACAR 2500 | 0 | 0 | 0 | 0 | 0 | 0 | 0 | 0 | 0 | 0 | 0 | 0 | 0 | 0 | 0 | 0 | 0 | 0 | 0 | 0 | 0 | 0 | 0 | 12 | 0
NO |  | 186 | 2015 | 39 | 23 | 23 |  | RAVENSWORTH | BRADDOCK (281) | 230 | 230 | STEEL POLE | 0.11 | 0 | 0 | ACAR 2500 | 0 | 0 | 0 | 0 | 0 | 0 | 0 | 0 | 0 | 0 | 0 | 0 | 0 | 0 | 0 | 0 | 0 | 0 | 0 | 0 | 0 | 0 | 0 | 12 | 0
NO |  | 186 | 2015 | 39 | 24 | 24 |  | MIDLOTHIAN | SPRUANCE NUG (282) | 230 | 230 | CONC HFRM | 0 | 0.04 | 1 | ACAR 721 | 0 | 0 | 0 | 0 | 0 | 0 | 0 | 0 | 0 | 0 | 0 | 0 | 0 | 0 | 0 | 0 | 0 | 0 | 0 | 0 | 0 | 0 | 0 | 12 | 0
NO |  | 186 | 2015 | 39 | 25 | 25 |  | MIDLOTHIAN | SPRUANCE NUG (282) | 230 | 230 | CONC HFRM | 0.06 | 0 | 0 | ACAR 721 | 0 | 0 | 0 | 0 | 0 | 0 | 0 | 0 | 0 | 0 | 0 | 0 | 0 | 0 | 0 | 0 | 0 | 0 | 0 | 0 | 0 | 0 | 0 | 12 | 0
NO |  | 186 | 2015 | 39 | 26 | 26 |  | MIDLOTHIAN | SPRUANCE NUG (282) | 230 | 230 | STEEL HFRM | 0 | 0.07 | 0 | ACAR 2500 | 0 | 0 | 0 | 0 | 0 | 0 | 0 | 0 | 0 | 0 | 0 | 0 | 0 | 0 | 0 | 0 | 0 | 0 | 0 | 0 | 0 | 0 | 0 | 12 | 0
NO |  | 186 | 2015 | 39 | 27 | 27 |  | MIDLOTHIAN | SPRUANCE NUG (282) | 230 | 230 | STEEL HFRM | 0 | 0.14 | 0 | ACAR 721 | 0 | 0 | 0 | 0 | 0 | 0 | 0 | 0 | 0 | 0 | 0 | 0 | 0 | 0 | 0 | 0 | 0 | 0 | 0 | 0 | 0 | 0 | 0 | 12 | 0
NO |  | 186 | 2015 | 39 | 28 | 28 |  | MIDLOTHIAN | SPRUANCE NUG (282) | 230 | 230 | STEEL POLE | 0 | 2.81 | 0 | ACAR 2500 | 0 | 0 | 0 | 0 | 0 | 0 | 0 | 0 | 0 | 0 | 0 | 0 | 0 | 0 | 0 | 0 | 0 | 0 | 0 | 0 | 0 | 0 | 0 | 12 | 0
NO |  | 186 | 2015 | 39 | 29 | 29 |  | MIDLOTHIAN | SPRUANCE NUG (282) | 230 | 230 | STEEL POLE | 0 | 7.12 | 0 | ACAR 721 | 0 | 0 | 0 | 0 | 0 | 0 | 0 | 0 | 0 | 0 | 0 | 0 | 0 | 0 | 0 | 0 | 0 | 0 | 0 | 0 | 0 | 0 | 0 | 12 | 0
NO |  | 186 | 2015 | 39 | 30 | 30 |  | MIDLOTHIAN | SPRUANCE NUG (282) | 230 | 230 | STEEL POLE | 0.58 | 0 | 0 | ACAR 2500 | 0 | 0 | 0 | 0 | 0 | 0 | 0 | 0 | 0 | 0 | 0 | 0 | 0 | 0 | 0 | 0 | 0 | 0 | 0 | 0 | 0 | 0 | 0 | 12 | 0
NO |  | 186 | 2015 | 39 | 31 | 31 |  | MIDLOTHIAN | SPRUANCE NUG (282) | 230 | 230 | STEEL POLE | 0.43 | 0 | 0 | ACAR 721 | 0 | 0 | 0 | 0 | 0 | 0 | 0 | 0 | 0 | 0 | 0 | 0 | 0 | 0 | 0 | 0 | 0 | 0 | 0 | 0 | 0 | 0 | 0 | 12 | 0
NO |  | 186 | 2015 | 39 | 32 | 32 |  | MIDLOTHIAN | SPRUANCE NUG (282) | 230 | 230 | STEEL TWR | 0 | 0.08 | 0 | ACAR 2500 | 0 | 0 | 0 | 0 | 0 | 0 | 0 | 0 | 0 | 0 | 0 | 0 | 0 | 0 | 0 | 0 | 0 | 0 | 0 | 0 | 0 | 0 | 0 | 12 | 0
NO |  | 186 | 2015 | 39 | 33 | 33 |  | MIDLOTHIAN | SPRUANCE NUG (282) | 230 | 230 | STEEL TWR | 0 | 5.04 | 0 | ACAR 721 | 0 | 0 | 0 | 0 | 0 | 0 | 0 | 0 | 0 | 0 | 0 | 0 | 0 | 0 | 0 | 0 | 0 | 0 | 0 | 0 | 0 | 0 | 0 | 12 | 0
NO |  | 186 | 2015 | 39 | 34 | 34 |  | MIDLOTHIAN | SPRUANCE NUG (282) | 230 | 230 | STEEL TWR | 5.32 | 0 | 0 | ACAR 721 | 0 | 0 | 0 | 0 | 0 | 0 | 0 | 0 | 0 | 0 | 0 | 0 | 0 | 0 | 0 | 0 | 0 | 0 | 0 | 0 | 0 | 0 | 0 | 12 | 0
NO |  | 186 | 2015 | 39 | 35 | 35 |  | NORTHEAST | ELMONT (283) | 230 | 230 | STEEL HFRM | 1.86 | 0 | 1 | ACAR 721 | 0 | 0 | 0 | 0 | 0 | 0 | 0 | 0 | 0 | 0 | 0 | 0 | 0 | 0 | 0 | 0 | 0 | 0 | 0 | 0 | 0 | 0 | 0 | 12 | 0
NO |  | 186 | 2015 | 40 | 1 | 1 |  | NORTHEAST | ELMONT (283) | 230 | 230 | STEEL POLE | 0.05 | 0 | 0 | ACSR 636 | 0 | 0 | 0 | 0 | 0 | 0 | 0 | 0 | 0 | 0 | 0 | 0 | 0 | 0 | 0 | 0 | 0 | 0 | 0 | 0 | 0 | 0 | 0 | 12 | 0
NO |  | 186 | 2015 | 40 | 2 | 2 |  | NORTHEAST | ELMONT (283) | 230 | 230 | STEEL POLE | 0.07 | 0 | 0 | ACAR 721 | 0 | 0 | 0 | 0 | 0 | 0 | 0 | 0 | 0 | 0 | 0 | 0 | 0 | 0 | 0 | 0 | 0 | 0 | 0 | 0 | 0 | 0 | 0 | 12 | 0
NO |  | 186 | 2015 | 40 | 3 | 3 |  | NORTHEAST | ELMONT (283) | 230 | 230 | STEEL TWR | 5.36 | 0 | 0 | ACAR 721 | 0 | 0 | 0 | 0 | 0 | 0 | 0 | 0 | 0 | 0 | 0 | 0 | 0 | 0 | 0 | 0 | 0 | 0 | 0 | 0 | 0 | 0 | 0 | 12 | 0
NO |  | 186 | 2015 | 40 | 4 | 4 |  | NORTHEAST | ELMONT (283) | 230 | 230 | WOOD HFRM | 5.2 | 0 | 0 | ACAR 721 | 0 | 0 | 0 | 0 | 0 | 0 | 0 | 0 | 0 | 0 | 0 | 0 | 0 | 0 | 0 | 0 | 0 | 0 | 0 | 0 | 0 | 0 | 0 | 12 | 0
NO |  | 186 | 2015 | 40 | 5 | 5 |  | NORTHEAST | ELMONT (283) | 230 | 230 | WOOD POLE | 0.61 | 0 | 0 | ACAR 721 | 0 | 0 | 0 | 0 | 0 | 0 | 0 | 0 | 0 | 0 | 0 | 0 | 0 | 0 | 0 | 0 | 0 | 0 | 0 | 0 | 0 | 0 | 0 | 12 | 0
NO |  | 186 | 2015 | 40 | 6 | 6 |  | BASIN | NORTHEAST (284) | 230 | 230 | STEEL POLE | 0.06 | 0 | 1 | ACSS 1033.5 | 0 | 0 | 0 | 0 | 0 | 0 | 0 | 0 | 0 | 0 | 0 | 0 | 0 | 0 | 0 | 0 | 0 | 0 | 0 | 0 | 0 | 0 | 0 | 12 | 0
NO |  | 186 | 2015 | 40 | 7 | 7 |  | BASIN | NORTHEAST (284) | 230 | 230 | STEEL POLE | 0.12 | 0 | 0 | ACAR 721 | 0 | 0 | 0 | 0 | 0 | 0 | 0 | 0 | 0 | 0 | 0 | 0 | 0 | 0 | 0 | 0 | 0 | 0 | 0 | 0 | 0 | 0 | 0 | 12 | 0
NO |  | 186 | 2015 | 40 | 8 | 8 |  | BASIN | NORTHEAST (284) | 230 | 230 | STEEL TWR | 0.03 | 0 | 0 | ACSS 1033.5 | 0 | 0 | 0 | 0 | 0 | 0 | 0 | 0 | 0 | 0 | 0 | 0 | 0 | 0 | 0 | 0 | 0 | 0 | 0 | 0 | 0 | 0 | 0 | 12 | 0
NO |  | 186 | 2015 | 40 | 9 | 9 |  | BASIN | NORTHEAST (284) | 230 | 230 | STEEL TWR | 5.11 | 0 | 0 | ACAR 721 | 0 | 0 | 0 | 0 | 0 | 0 | 0 | 0 | 0 | 0 | 0 | 0 | 0 | 0 | 0 | 0 | 0 | 0 | 0 | 0 | 0 | 0 | 0 | 12 | 0
NO |  | 186 | 2015 | 40 | 10 | 10 |  | BASIN | NORTHEAST (284) | 230 | 230 | STEEL TWR | 1.05 | 0 | 0 | ACSS 874.5 | 0 | 0 | 0 | 0 | 0 | 0 | 0 | 0 | 0 | 0 | 0 | 0 | 0 | 0 | 0 | 0 | 0 | 0 | 0 | 0 | 0 | 0 | 0 | 12 | 0
NO |  | 186 | 2015 | 40 | 11 | 11 |  | BASIN | NORTHEAST (284) | 230 | 230 | WOOD HFRM | 1.92 | 0 | 0 | ACAR 721 | 0 | 0 | 0 | 0 | 0 | 0 | 0 | 0 | 0 | 0 | 0 | 0 | 0 | 0 | 0 | 0 | 0 | 0 | 0 | 0 | 0 | 0 | 0 | 12 | 0
NO |  | 186 | 2015 | 40 | 12 | 12 |  | BASIN | NORTHEAST (284) | 230 | 230 | WOOD POLE | 0.22 | 0 | 0 | ACAR 721 | 0 | 0 | 0 | 0 | 0 | 0 | 0 | 0 | 0 | 0 | 0 | 0 | 0 | 0 | 0 | 0 | 0 | 0 | 0 | 0 | 0 | 0 | 0 | 12 | 0
NO |  | 186 | 2015 | 40 | 13 | 13 |  | WALLER | YORKTOWN (285) | 230 | 230 | STEEL POLE | 0 | 7.54 | 1 | ACAR 721 | 0 | 0 | 0 | 0 | 0 | 0 | 0 | 0 | 0 | 0 | 0 | 0 | 0 | 0 | 0 | 0 | 0 | 0 | 0 | 0 | 0 | 0 | 0 | 12 | 0
NO |  | 186 | 2015 | 40 | 14 | 14 |  | WALLER | YORKTOWN (285) | 230 | 230 | STEEL POLE | 3.44 | 0 | 0 | ACAR 721 | 0 | 0 | 0 | 0 | 0 | 0 | 0 | 0 | 0 | 0 | 0 | 0 | 0 | 0 | 0 | 0 | 0 | 0 | 0 | 0 | 0 | 0 | 0 | 12 | 0
NO |  | 186 | 2015 | 40 | 15 | 15 |  | WALLER | YORKTOWN (285) | 230 | 230 | STEEL TWR | 0 | 0.08 | 0 | ACAR 2500 | 0 | 0 | 0 | 0 | 0 | 0 | 0 | 0 | 0 | 0 | 0 | 0 | 0 | 0 | 0 | 0 | 0 | 0 | 0 | 0 | 0 | 0 | 0 | 12 | 0
NO |  | 186 | 2015 | 40 | 16 | 16 |  | WALLER | YORKTOWN (285) | 230 | 230 | STEEL TWR | 0 | 4.63 | 0 | ACAR 721 | 0 | 0 | 0 | 0 | 0 | 0 | 0 | 0 | 0 | 0 | 0 | 0 | 0 | 0 | 0 | 0 | 0 | 0 | 0 | 0 | 0 | 0 | 0 | 12 | 0
NO |  | 186 | 2015 | 40 | 17 | 17 |  | WALLER | YORKTOWN (285) | 230 | 230 | STEEL TWR | 0.05 | 0 | 0 | ACAR 2500 | 0 | 0 | 0 | 0 | 0 | 0 | 0 | 0 | 0 | 0 | 0 | 0 | 0 | 0 | 0 | 0 | 0 | 0 | 0 | 0 | 0 | 0 | 0 | 12 | 0
NO |  | 186 | 2015 | 40 | 18 | 18 |  | WALLER | YORKTOWN (285) | 230 | 230 | STEEL TWR | 3.83 | 0 | 0 | ACAR 721 | 0 | 0 | 0 | 0 | 0 | 0 | 0 | 0 | 0 | 0 | 0 | 0 | 0 | 0 | 0 | 0 | 0 | 0 | 0 | 0 | 0 | 0 | 0 | 12 | 0
NO |  | 186 | 2015 | 40 | 19 | 19 |  | WALLER | YORKTOWN (285) | 230 | 230 | WOOD HFRM | 0.23 | 0 | 0 | ACAR 721 | 0 | 0 | 0 | 0 | 0 | 0 | 0 | 0 | 0 | 0 | 0 | 0 | 0 | 0 | 0 | 0 | 0 | 0 | 0 | 0 | 0 | 0 | 0 | 12 | 0
NO |  | 186 | 2015 | 40 | 20 | 20 |  | WALLER | YORKTOWN (285) | 230 | 230 | WOOD POLE | 0.09 | 0 | 0 | ACAR 721 | 0 | 0 | 0 | 0 | 0 | 0 | 0 | 0 | 0 | 0 | 0 | 0 | 0 | 0 | 0 | 0 | 0 | 0 | 0 | 0 | 0 | 0 | 0 | 12 | 0
NO |  | 186 | 2015 | 40 | 21 | 21 |  | DARBYTOWN | WHITE OAK (286) | 230 | 230 | CONC HFRM | 0.11 | 0 | 1 | ACAR 2500 | 0 | 0 | 0 | 0 | 0 | 0 | 0 | 0 | 0 | 0 | 0 | 0 | 0 | 0 | 0 | 0 | 0 | 0 | 0 | 0 | 0 | 0 | 0 | 12 | 0
NO |  | 186 | 2015 | 40 | 22 | 22 |  | DARBYTOWN | WHITE OAK (286) | 230 | 230 | CONC HFRM | 0.08 | 0 | 0 | ACSR 636 | 0 | 0 | 0 | 0 | 0 | 0 | 0 | 0 | 0 | 0 | 0 | 0 | 0 | 0 | 0 | 0 | 0 | 0 | 0 | 0 | 0 | 0 | 0 | 12 | 0
NO |  | 186 | 2015 | 40 | 23 | 23 |  | DARBYTOWN | WHITE OAK (286) | 230 | 230 | CONC POLE | 0 | 0.04 | 0 | ACAR 721 | 0 | 0 | 0 | 0 | 0 | 0 | 0 | 0 | 0 | 0 | 0 | 0 | 0 | 0 | 0 | 0 | 0 | 0 | 0 | 0 | 0 | 0 | 0 | 12 | 0
NO |  | 186 | 2015 | 40 | 24 | 24 |  | DARBYTOWN | WHITE OAK (286) | 230 | 230 | CONC POLE | 0.02 | 0 | 0 | ACAR 2500 | 0 | 0 | 0 | 0 | 0 | 0 | 0 | 0 | 0 | 0 | 0 | 0 | 0 | 0 | 0 | 0 | 0 | 0 | 0 | 0 | 0 | 0 | 0 | 12 | 0
NO |  | 186 | 2015 | 40 | 25 | 25 |  | DARBYTOWN | WHITE OAK (286) | 230 | 230 | STEEL POLE | 3.42 | 0 | 0 | ACSR 636 | 0 | 0 | 0 | 0 | 0 | 0 | 0 | 0 | 0 | 0 | 0 | 0 | 0 | 0 | 0 | 0 | 0 | 0 | 0 | 0 | 0 | 0 | 0 | 12 | 0
NO |  | 186 | 2015 | 40 | 26 | 26 |  | DARBYTOWN | WHITE OAK (286) | 230 | 230 | STEEL POLE | 0.16 | 0 | 0 | ACAR 721 | 0 | 0 | 0 | 0 | 0 | 0 | 0 | 0 | 0 | 0 | 0 | 0 | 0 | 0 | 0 | 0 | 0 | 0 | 0 | 0 | 0 | 0 | 0 | 12 | 0
NO |  | 186 | 2015 | 40 | 27 | 27 |  | DARBYTOWN | WHITE OAK (286) | 230 | 230 | STEEL TWR | 0 | 4.72 | 0 | ACAR 721 | 0 | 0 | 0 | 0 | 0 | 0 | 0 | 0 | 0 | 0 | 0 | 0 | 0 | 0 | 0 | 0 | 0 | 0 | 0 | 0 | 0 | 0 | 0 | 12 | 0
NO |  | 186 | 2015 | 40 | 28 | 28 |  | DARBYTOWN | WHITE OAK (286) | 230 | 230 | STEEL TWR | 5.35 | 0 | 0 | ACAR 721 | 0 | 0 | 0 | 0 | 0 | 0 | 0 | 0 | 0 | 0 | 0 | 0 | 0 | 0 | 0 | 0 | 0 | 0 | 0 | 0 | 0 | 0 | 0 | 12 | 0
NO |  | 186 | 2015 | 40 | 29 | 29 |  | CHESTERFIELD 230 | CHICKAHOMINY (287) | 230 | 230 | CONC POLE | 0.12 | 0 | 1 | ACSR 1033.5 | 0 | 0 | 0 | 0 | 0 | 0 | 0 | 0 | 0 | 0 | 0 | 0 | 0 | 0 | 0 | 0 | 0 | 0 | 0 | 0 | 0 | 0 | 0 | 12 | 0
NO |  | 186 | 2015 | 40 | 30 | 30 |  | CHESTERFIELD 230 | CHICKAHOMINY (287) | 230 | 230 | STEEL HFRM | 0 | 1.37 | 0 | ACSR 1033.5 | 0 | 0 | 0 | 0 | 0 | 0 | 0 | 0 | 0 | 0 | 0 | 0 | 0 | 0 | 0 | 0 | 0 | 0 | 0 | 0 | 0 | 0 | 0 | 12 | 0
NO |  | 186 | 2015 | 40 | 31 | 31 |  | CHESTERFIELD 230 | CHICKAHOMINY (287) | 230 | 230 | STEEL HFRM | 0.05 | 0 | 0 | ACSR 1033.5 | 0 | 0 | 0 | 0 | 0 | 0 | 0 | 0 | 0 | 0 | 0 | 0 | 0 | 0 | 0 | 0 | 0 | 0 | 0 | 0 | 0 | 0 | 0 | 12 | 0
NO |  | 186 | 2015 | 40 | 32 | 32 |  | CHESTERFIELD 230 | CHICKAHOMINY (287) | 230 | 230 | STEEL POLE | 0 | 0.09 | 0 | ACSR 1033.5 | 0 | 0 | 0 | 0 | 0 | 0 | 0 | 0 | 0 | 0 | 0 | 0 | 0 | 0 | 0 | 0 | 0 | 0 | 0 | 0 | 0 | 0 | 0 | 12 | 0
NO |  | 186 | 2015 | 40 | 33 | 33 |  | CHESTERFIELD 230 | CHICKAHOMINY (287) | 230 | 230 | STEEL TWR | 0 | 0.58 | 0 | ACSR 1033.5 | 0 | 0 | 0 | 0 | 0 | 0 | 0 | 0 | 0 | 0 | 0 | 0 | 0 | 0 | 0 | 0 | 0 | 0 | 0 | 0 | 0 | 0 | 0 | 12 | 0
NO |  | 186 | 2015 | 40 | 34 | 34 |  | CHESTERFIELD 230 | CHICKAHOMINY (287) | 230 | 230 | STEEL TWR | 0.06 | 0 | 0 | ACSR 1033.5 | 0 | 0 | 0 | 0 | 0 | 0 | 0 | 0 | 0 | 0 | 0 | 0 | 0 | 0 | 0 | 0 | 0 | 0 | 0 | 0 | 0 | 0 | 0 | 12 | 0
NO |  | 186 | 2015 | 40 | 35 | 35 |  | CHESTERFIELD 230 | CHICKAHOMINY (287) | 230 | 230 | STEEL TWR | 0.05 | 0 | 0 | ACSR 795 | 0 | 0 | 0 | 0 | 0 | 0 | 0 | 0 | 0 | 0 | 0 | 0 | 0 | 0 | 0 | 0 | 0 | 0 | 0 | 0 | 0 | 0 | 0 | 12 | 0
NO |  | 186 | 2015 | 41 | 1 | 1 |  | CHESTERFIELD 230 | CHICKAHOMINY (287) | 230 | 230 | WOOD HFRM | 0 | 11.13 | 0 | ACSR 1033.5 | 0 | 0 | 0 | 0 | 0 | 0 | 0 | 0 | 0 | 0 | 0 | 0 | 0 | 0 | 0 | 0 | 0 | 0 | 0 | 0 | 0 | 0 | 0 | 12 | 0
NO |  | 186 | 2015 | 41 | 2 | 2 |  | CHESTERFIELD 230 | CHICKAHOMINY (287) | 230 | 230 | WOOD HFRM | 0.7 | 0 | 0 | ACSR 1033.5 | 0 | 0 | 0 | 0 | 0 | 0 | 0 | 0 | 0 | 0 | 0 | 0 | 0 | 0 | 0 | 0 | 0 | 0 | 0 | 0 | 0 | 0 | 0 | 12 | 0
NO |  | 186 | 2015 | 41 | 3 | 3 |  | CHESTERFIELD 230 | CHICKAHOMINY (287) | 230 | 230 | WOOD HFRM | 0.04 | 0 | 0 | ACSR 795 | 0 | 0 | 0 | 0 | 0 | 0 | 0 | 0 | 0 | 0 | 0 | 0 | 0 | 0 | 0 | 0 | 0 | 0 | 0 | 0 | 0 | 0 | 0 | 12 | 0
NO |  | 186 | 2015 | 41 | 4 | 4 |  | CHESTERFIELD 230 | CHICKAHOMINY (287) | 230 | 230 | WOOD POLE | 0 | 0.15 | 0 | ACSR 1033.5 | 0 | 0 | 0 | 0 | 0 | 0 | 0 | 0 | 0 | 0 | 0 | 0 | 0 | 0 | 0 | 0 | 0 | 0 | 0 | 0 | 0 | 0 | 0 | 12 | 0
NO |  | 186 | 2015 | 41 | 5 | 5 |  | CHESTERFIELD 230 | CHICKAHOMINY (287) | 230 | 230 | WOOD POLE | 0.29 | 0 | 0 | ACSR 1033.5 | 0 | 0 | 0 | 0 | 0 | 0 | 0 | 0 | 0 | 0 | 0 | 0 | 0 | 0 | 0 | 0 | 0 | 0 | 0 | 0 | 0 | 0 | 0 | 12 | 0
NO |  | 186 | 2015 | 41 | 6 | 6 |  | YORKTOWN | PENINSULA (288) | 230 | 230 | CONC HFRM | 0.06 | 0 | 1 | ACAR 2500 | 0 | 0 | 0 | 0 | 0 | 0 | 0 | 0 | 0 | 0 | 0 | 0 | 0 | 0 | 0 | 0 | 0 | 0 | 0 | 0 | 0 | 0 | 0 | 12 | 0
NO |  | 186 | 2015 | 41 | 7 | 7 |  | YORKTOWN | PENINSULA (288) | 230 | 230 | STEEL HFRM | 0.46 | 0 | 0 | ACAR 721 | 0 | 0 | 0 | 0 | 0 | 0 | 0 | 0 | 0 | 0 | 0 | 0 | 0 | 0 | 0 | 0 | 0 | 0 | 0 | 0 | 0 | 0 | 0 | 12 | 0
NO |  | 186 | 2015 | 41 | 8 | 8 |  | YORKTOWN | PENINSULA (288) | 230 | 230 | STEEL POLE | 0.41 | 0 | 0 | ACAR 721 | 0 | 0 | 0 | 0 | 0 | 0 | 0 | 0 | 0 | 0 | 0 | 0 | 0 | 0 | 0 | 0 | 0 | 0 | 0 | 0 | 0 | 0 | 0 | 12 | 0
NO |  | 186 | 2015 | 41 | 9 | 9 |  | YORKTOWN | PENINSULA (288) | 230 | 230 | STEEL TWR | 7.77 | 0 | 0 | ACAR 721 | 0 | 0 | 0 | 0 | 0 | 0 | 0 | 0 | 0 | 0 | 0 | 0 | 0 | 0 | 0 | 0 | 0 | 0 | 0 | 0 | 0 | 0 | 0 | 12 | 0
NO |  | 186 | 2015 | 41 | 10 | 10 |  | YORKTOWN | PENINSULA (288) | 230 | 230 | WOOD HFRM | 2.05 | 0 | 0 | ACAR 721 | 0 | 0 | 0 | 0 | 0 | 0 | 0 | 0 | 0 | 0 | 0 | 0 | 0 | 0 | 0 | 0 | 0 | 0 | 0 | 0 | 0 | 0 | 0 | 12 | 0
NO |  | 186 | 2015 | 41 | 11 | 11 |  | YORKTOWN | PENINSULA (288) | 230 | 230 | WOOD POLE | 0.38 | 0 | 0 | ACAR 721 | 0 | 0 | 0 | 0 | 0 | 0 | 0 | 0 | 0 | 0 | 0 | 0 | 0 | 0 | 0 | 0 | 0 | 0 | 0 | 0 | 0 | 0 | 0 | 12 | 0
NO |  | 186 | 2015 | 41 | 12 | 12 |  | SUFFOLK | CHUCKATUCK (289) | 230 | 230 | CONC HFRM | 0.05 | 0 | 1 | ACSR 1033.5 | 0 | 0 | 0 | 0 | 0 | 0 | 0 | 0 | 0 | 0 | 0 | 0 | 0 | 0 | 0 | 0 | 0 | 0 | 0 | 0 | 0 | 0 | 0 | 12 | 0
NO |  | 186 | 2015 | 41 | 13 | 13 |  | SUFFOLK | CHUCKATUCK (289) | 230 | 230 | CONC HFRM | 0.03 | 0 | 0 | ACAR 2500 | 0 | 0 | 0 | 0 | 0 | 0 | 0 | 0 | 0 | 0 | 0 | 0 | 0 | 0 | 0 | 0 | 0 | 0 | 0 | 0 | 0 | 0 | 0 | 12 | 0
NO |  | 186 | 2015 | 41 | 14 | 14 |  | SUFFOLK | CHUCKATUCK (289) | 230 | 230 | CONC HFRM | 0.03 | 0 | 0 | ACAR 721 | 0 | 0 | 0 | 0 | 0 | 0 | 0 | 0 | 0 | 0 | 0 | 0 | 0 | 0 | 0 | 0 | 0 | 0 | 0 | 0 | 0 | 0 | 0 | 12 | 0
NO |  | 186 | 2015 | 41 | 15 | 15 |  | SUFFOLK | CHUCKATUCK (289) | 230 | 230 | CONC POLE | 0.02 | 0 | 0 | ACSR 1033.5 | 0 | 0 | 0 | 0 | 0 | 0 | 0 | 0 | 0 | 0 | 0 | 0 | 0 | 0 | 0 | 0 | 0 | 0 | 0 | 0 | 0 | 0 | 0 | 12 | 0
NO |  | 186 | 2015 | 41 | 16 | 16 |  | SUFFOLK | CHUCKATUCK (289) | 230 | 230 | STEEL POLE | 0 | 0.04 | 0 | ACAR 2500 | 0 | 0 | 0 | 0 | 0 | 0 | 0 | 0 | 0 | 0 | 0 | 0 | 0 | 0 | 0 | 0 | 0 | 0 | 0 | 0 | 0 | 0 | 0 | 12 | 0
NO |  | 186 | 2015 | 41 | 17 | 17 |  | SUFFOLK | CHUCKATUCK (289) | 230 | 230 | STEEL POLE | 0.06 | 0 | 0 | ACAR 2500 | 0 | 0 | 0 | 0 | 0 | 0 | 0 | 0 | 0 | 0 | 0 | 0 | 0 | 0 | 0 | 0 | 0 | 0 | 0 | 0 | 0 | 0 | 0 | 12 | 0
NO |  | 186 | 2015 | 41 | 18 | 18 |  | SUFFOLK | CHUCKATUCK (289) | 230 | 230 | STEEL TWR | 0 | 4.47 | 0 | ACAR 721 | 0 | 0 | 0 | 0 | 0 | 0 | 0 | 0 | 0 | 0 | 0 | 0 | 0 | 0 | 0 | 0 | 0 | 0 | 0 | 0 | 0 | 0 | 0 | 12 | 0
NO |  | 186 | 2015 | 41 | 19 | 19 |  | SUFFOLK | CHUCKATUCK (289) | 230 | 230 | STEEL TWR | 9.92 | 0 | 0 | ACAR 721 | 0 | 0 | 0 | 0 | 0 | 0 | 0 | 0 | 0 | 0 | 0 | 0 | 0 | 0 | 0 | 0 | 0 | 0 | 0 | 0 | 0 | 0 | 0 | 12 | 0
NO |  | 186 | 2015 | 41 | 20 | 20 |  | SUFFOLK | CHUCKATUCK (289) | 230 | 230 | WOOD POLE | 0 | 0.02 | 0 | ACAR 2500 | 0 | 0 | 0 | 0 | 0 | 0 | 0 | 0 | 0 | 0 | 0 | 0 | 0 | 0 | 0 | 0 | 0 | 0 | 0 | 0 | 0 | 0 | 0 | 12 | 0
NO |  | 186 | 2015 | 41 | 21 | 21 |  | SUFFOLK | CHUCKATUCK (289) | 230 | 230 | WOOD POLE | 0.05 | 0 | 0 | ACAR 2500 | 0 | 0 | 0 | 0 | 0 | 0 | 0 | 0 | 0 | 0 | 0 | 0 | 0 | 0 | 0 | 0 | 0 | 0 | 0 | 0 | 0 | 0 | 0 | 12 | 0
NO |  | 186 | 2015 | 41 | 22 | 22 |  | SUFFOLK | CHUCKATUCK (289) | 230 | 230 | WOOD POLE | 0.13 | 0 | 0 | ACAR 721 | 0 | 0 | 0 | 0 | 0 | 0 | 0 | 0 | 0 | 0 | 0 | 0 | 0 | 0 | 0 | 0 | 0 | 0 | 0 | 0 | 0 | 0 | 0 | 12 | 0
NO |  | 186 | 2015 | 41 | 23 | 23 |  | SURRY | CHUCKATUCK (290) | 230 | 230 | CONC HFRM | 0.06 | 0 | 1 | ACAR 2500 | 0 | 0 | 0 | 0 | 0 | 0 | 0 | 0 | 0 | 0 | 0 | 0 | 0 | 0 | 0 | 0 | 0 | 0 | 0 | 0 | 0 | 0 | 0 | 12 | 0
NO |  | 186 | 2015 | 41 | 24 | 24 |  | SURRY | CHUCKATUCK (290) | 230 | 230 | CONC POLE | 0 | 0.09 | 0 | ACAR 721 | 0 | 0 | 0 | 0 | 0 | 0 | 0 | 0 | 0 | 0 | 0 | 0 | 0 | 0 | 0 | 0 | 0 | 0 | 0 | 0 | 0 | 0 | 0 | 12 | 0
NO |  | 186 | 2015 | 41 | 25 | 25 |  | SURRY | CHUCKATUCK (290) | 230 | 230 | STEEL POLE | 0 | 0.11 | 0 | ACAR 721 | 0 | 0 | 0 | 0 | 0 | 0 | 0 | 0 | 0 | 0 | 0 | 0 | 0 | 0 | 0 | 0 | 0 | 0 | 0 | 0 | 0 | 0 | 0 | 12 | 0
NO |  | 186 | 2015 | 41 | 26 | 26 |  | SURRY | CHUCKATUCK (290) | 230 | 230 | STEEL TWR | 0 | 22.83 | 0 | ACAR 721 | 0 | 0 | 0 | 0 | 0 | 0 | 0 | 0 | 0 | 0 | 0 | 0 | 0 | 0 | 0 | 0 | 0 | 0 | 0 | 0 | 0 | 0 | 0 | 12 | 0
NO |  | 186 | 2015 | 41 | 27 | 27 |  | SURRY | CHUCKATUCK (290) | 230 | 230 | STEEL TWR | 0.63 | 0 | 0 | ACAR 721 | 0 | 0 | 0 | 0 | 0 | 0 | 0 | 0 | 0 | 0 | 0 | 0 | 0 | 0 | 0 | 0 | 0 | 0 | 0 | 0 | 0 | 0 | 0 | 12 | 0
NO |  | 186 | 2015 | 41 | 28 | 28 |  | CHARLOTTESVILLE | DOOMS (291) | 230 | 230 | CONC HFRM | 0 | 0.3 | 1 | ACAR 545.6 | 0 | 0 | 0 | 0 | 0 | 0 | 0 | 0 | 0 | 0 | 0 | 0 | 0 | 0 | 0 | 0 | 0 | 0 | 0 | 0 | 0 | 0 | 0 | 12 | 0
NO |  | 186 | 2015 | 41 | 29 | 29 |  | CHARLOTTESVILLE | DOOMS (291) | 230 | 230 | CONC HFRM | 0.06 | 0 | 0 | ACAR 545.6 | 0 | 0 | 0 | 0 | 0 | 0 | 0 | 0 | 0 | 0 | 0 | 0 | 0 | 0 | 0 | 0 | 0 | 0 | 0 | 0 | 0 | 0 | 0 | 12 | 0
NO |  | 186 | 2015 | 41 | 30 | 30 |  | CHARLOTTESVILLE | DOOMS (291) | 230 | 230 | CONC POLE | 0.06 | 0 | 0 | ACAR 545.6 | 0 | 0 | 0 | 0 | 0 | 0 | 0 | 0 | 0 | 0 | 0 | 0 | 0 | 0 | 0 | 0 | 0 | 0 | 0 | 0 | 0 | 0 | 0 | 12 | 0
NO |  | 186 | 2015 | 41 | 31 | 31 |  | CHARLOTTESVILLE | DOOMS (291) | 230 | 230 | STEEL HFRM | 0.2 | 0 | 0 | ACAR 545.6 | 0 | 0 | 0 | 0 | 0 | 0 | 0 | 0 | 0 | 0 | 0 | 0 | 0 | 0 | 0 | 0 | 0 | 0 | 0 | 0 | 0 | 0 | 0 | 12 | 0
NO |  | 186 | 2015 | 41 | 32 | 32 |  | CHARLOTTESVILLE | DOOMS (291) | 230 | 230 | STEEL POLE | 0 | 4.98 | 0 | ACAR 545.6 | 0 | 0 | 0 | 0 | 0 | 0 | 0 | 0 | 0 | 0 | 0 | 0 | 0 | 0 | 0 | 0 | 0 | 0 | 0 | 0 | 0 | 0 | 0 | 12 | 0
NO |  | 186 | 2015 | 41 | 33 | 33 |  | CHARLOTTESVILLE | DOOMS (291) | 230 | 230 | STEEL POLE | 0.03 | 0 | 0 | ACAR 545.6 | 0 | 0 | 0 | 0 | 0 | 0 | 0 | 0 | 0 | 0 | 0 | 0 | 0 | 0 | 0 | 0 | 0 | 0 | 0 | 0 | 0 | 0 | 0 | 12 | 0
NO |  | 186 | 2015 | 41 | 34 | 34 |  | CHARLOTTESVILLE | DOOMS (291) | 230 | 230 | STEEL TWR | 0 | 16.89 | 0 | ACAR 545.6 | 0 | 0 | 0 | 0 | 0 | 0 | 0 | 0 | 0 | 0 | 0 | 0 | 0 | 0 | 0 | 0 | 0 | 0 | 0 | 0 | 0 | 0 | 0 | 12 | 0
NO |  | 186 | 2015 | 41 | 35 | 35 |  | CHARLOTTESVILLE | DOOMS (291) | 230 | 230 | STEEL TWR | 0.38 | 0 | 0 | ACAR 545.6 | 0 | 0 | 0 | 0 | 0 | 0 | 0 | 0 | 0 | 0 | 0 | 0 | 0 | 0 | 0 | 0 | 0 | 0 | 0 | 0 | 0 | 0 | 0 | 12 | 0
NO |  | 186 | 2015 | 42 | 1 | 1 |  | CHARLOTTESVILLE | DOOMS (291) | 230 | 230 | WOOD POLE | 0.03 | 0 | 0 | ACAR 545.6 | 0 | 0 | 0 | 0 | 0 | 0 | 0 | 0 | 0 | 0 | 0 | 0 | 0 | 0 | 0 | 0 | 0 | 0 | 0 | 0 | 0 | 0 | 0 | 12 | 0
NO |  | 186 | 2015 | 42 | 2 | 2 |  | YORKTOWN | WHEALTON (292) | 230 | 230 | CONC HFRM | 0 | 0.06 | 1 | ACAR 2500 | 0 | 0 | 0 | 0 | 0 | 0 | 0 | 0 | 0 | 0 | 0 | 0 | 0 | 0 | 0 | 0 | 0 | 0 | 0 | 0 | 0 | 0 | 0 | 12 | 0
NO |  | 186 | 2015 | 42 | 3 | 3 |  | YORKTOWN | WHEALTON (292) | 230 | 230 | CONC HFRM | 0.06 | 0 | 0 | ACAR 1109 | 0 | 0 | 0 | 0 | 0 | 0 | 0 | 0 | 0 | 0 | 0 | 0 | 0 | 0 | 0 | 0 | 0 | 0 | 0 | 0 | 0 | 0 | 0 | 12 | 0
NO |  | 186 | 2015 | 42 | 4 | 4 |  | YORKTOWN | WHEALTON (292) | 230 | 230 | STEEL HFRM | 0.11 | 0 | 0 | ACSR 1033.5 | 0 | 0 | 0 | 0 | 0 | 0 | 0 | 0 | 0 | 0 | 0 | 0 | 0 | 0 | 0 | 0 | 0 | 0 | 0 | 0 | 0 | 0 | 0 | 12 | 0
NO |  | 186 | 2015 | 42 | 5 | 5 |  | YORKTOWN | WHEALTON (292) | 230 | 230 | STEEL HFRM | 0.03 | 0 | 0 | ACSR 636 | 0 | 0 | 0 | 0 | 0 | 0 | 0 | 0 | 0 | 0 | 0 | 0 | 0 | 0 | 0 | 0 | 0 | 0 | 0 | 0 | 0 | 0 | 0 | 12 | 0
NO |  | 186 | 2015 | 42 | 6 | 6 |  | YORKTOWN | WHEALTON (292) | 230 | 230 | STEEL HFRM | 0.21 | 0 | 0 | ACAR 721 | 0 | 0 | 0 | 0 | 0 | 0 | 0 | 0 | 0 | 0 | 0 | 0 | 0 | 0 | 0 | 0 | 0 | 0 | 0 | 0 | 0 | 0 | 0 | 12 | 0
NO |  | 186 | 2015 | 42 | 7 | 7 |  | YORKTOWN | WHEALTON (292) | 230 | 230 | STEEL POLE | 0.83 | 0 | 0 | ACSR 1033.5 | 0 | 0 | 0 | 0 | 0 | 0 | 0 | 0 | 0 | 0 | 0 | 0 | 0 | 0 | 0 | 0 | 0 | 0 | 0 | 0 | 0 | 0 | 0 | 12 | 0
NO |  | 186 | 2015 | 42 | 8 | 8 |  | YORKTOWN | WHEALTON (292) | 230 | 230 | STEEL POLE | 0.09 | 0 | 0 | ACAR 1109 | 0 | 0 | 0 | 0 | 0 | 0 | 0 | 0 | 0 | 0 | 0 | 0 | 0 | 0 | 0 | 0 | 0 | 0 | 0 | 0 | 0 | 0 | 0 | 12 | 0
NO |  | 186 | 2015 | 42 | 9 | 9 |  | YORKTOWN | WHEALTON (292) | 230 | 230 | STEEL POLE | 0.15 | 0 | 0 | ACSR 636 | 0 | 0 | 0 | 0 | 0 | 0 | 0 | 0 | 0 | 0 | 0 | 0 | 0 | 0 | 0 | 0 | 0 | 0 | 0 | 0 | 0 | 0 | 0 | 12 | 0
NO |  | 186 | 2015 | 42 | 10 | 10 |  | YORKTOWN | WHEALTON (292) | 230 | 230 | STEEL POLE | 0.21 | 0 | 0 | ACAR 721 | 0 | 0 | 0 | 0 | 0 | 0 | 0 | 0 | 0 | 0 | 0 | 0 | 0 | 0 | 0 | 0 | 0 | 0 | 0 | 0 | 0 | 0 | 0 | 12 | 0
NO |  | 186 | 2015 | 42 | 11 | 11 |  | YORKTOWN | WHEALTON (292) | 230 | 230 | STEEL TWR | 0 | 1.29 | 0 | ACAR 721 | 0 | 0 | 0 | 0 | 0 | 0 | 0 | 0 | 0 | 0 | 0 | 0 | 0 | 0 | 0 | 0 | 0 | 0 | 0 | 0 | 0 | 0 | 0 | 12 | 0
NO |  | 186 | 2015 | 42 | 12 | 12 |  | YORKTOWN | WHEALTON (292) | 230 | 230 | STEEL TWR | 7.62 | 0 | 0 | ACSR 1033.5 | 0 | 0 | 0 | 0 | 0 | 0 | 0 | 0 | 0 | 0 | 0 | 0 | 0 | 0 | 0 | 0 | 0 | 0 | 0 | 0 | 0 | 0 | 0 | 12 | 0
NO |  | 186 | 2015 | 42 | 13 | 13 |  | YORKTOWN | WHEALTON (292) | 230 | 230 | STEEL TWR | 0.01 | 0 | 0 | ACAR 1109 | 0 | 0 | 0 | 0 | 0 | 0 | 0 | 0 | 0 | 0 | 0 | 0 | 0 | 0 | 0 | 0 | 0 | 0 | 0 | 0 | 0 | 0 | 0 | 12 | 0
NO |  | 186 | 2015 | 42 | 14 | 14 |  | YORKTOWN | WHEALTON (292) | 230 | 230 | STEEL TWR | 0.16 | 0 | 0 | ACSR 636 | 0 | 0 | 0 | 0 | 0 | 0 | 0 | 0 | 0 | 0 | 0 | 0 | 0 | 0 | 0 | 0 | 0 | 0 | 0 | 0 | 0 | 0 | 0 | 12 | 0
NO |  | 186 | 2015 | 42 | 15 | 15 |  | YORKTOWN | WHEALTON (292) | 230 | 230 | STEEL TWR | 0.18 | 0 | 0 | ACAR 721 | 0 | 0 | 0 | 0 | 0 | 0 | 0 | 0 | 0 | 0 | 0 | 0 | 0 | 0 | 0 | 0 | 0 | 0 | 0 | 0 | 0 | 0 | 0 | 12 | 0
NO |  | 186 | 2015 | 42 | 16 | 16 |  | YORKTOWN | WHEALTON (292) | 230 | 230 | WOOD HFRM | 0.62 | 0 | 0 | ACSR 1033.5 | 0 | 0 | 0 | 0 | 0 | 0 | 0 | 0 | 0 | 0 | 0 | 0 | 0 | 0 | 0 | 0 | 0 | 0 | 0 | 0 | 0 | 0 | 0 | 12 | 0
NO |  | 186 | 2015 | 42 | 17 | 17 |  | YORKTOWN | WHEALTON (292) | 230 | 230 | WOOD HFRM | 2.31 | 0 | 0 | ACAR 721 | 0 | 0 | 0 | 0 | 0 | 0 | 0 | 0 | 0 | 0 | 0 | 0 | 0 | 0 | 0 | 0 | 0 | 0 | 0 | 0 | 0 | 0 | 0 | 12 | 0
NO |  | 186 | 2015 | 42 | 18 | 18 |  | YORKTOWN | WHEALTON (292) | 230 | 230 | WOOD POLE | 0 | 0.09 | 0 | ACAR 721 | 0 | 0 | 0 | 0 | 0 | 0 | 0 | 0 | 0 | 0 | 0 | 0 | 0 | 0 | 0 | 0 | 0 | 0 | 0 | 0 | 0 | 0 | 0 | 12 | 0
NO |  | 186 | 2015 | 42 | 19 | 19 |  | YORKTOWN | WHEALTON (292) | 230 | 230 | WOOD POLE | 0.07 | 0 | 0 | ACSR 1033.5 | 0 | 0 | 0 | 0 | 0 | 0 | 0 | 0 | 0 | 0 | 0 | 0 | 0 | 0 | 0 | 0 | 0 | 0 | 0 | 0 | 0 | 0 | 0 | 12 | 0
NO |  | 186 | 2015 | 42 | 20 | 20 |  | YORKTOWN | WHEALTON (292) | 230 | 230 | WOOD POLE | 0.25 | 0 | 0 | ACAR 721 | 0 | 0 | 0 | 0 | 0 | 0 | 0 | 0 | 0 | 0 | 0 | 0 | 0 | 0 | 0 | 0 | 0 | 0 | 0 | 0 | 0 | 0 | 0 | 12 | 0
NO |  | 186 | 2015 | 42 | 21 | 21 |  | STAUNTON | VALLEY (293) | 230 | 230 | CONC POLE | 0 | 0.13 | 1 | ACAR 545.6 | 0 | 0 | 0 | 0 | 0 | 0 | 0 | 0 | 0 | 0 | 0 | 0 | 0 | 0 | 0 | 0 | 0 | 0 | 0 | 0 | 0 | 0 | 0 | 12 | 0
NO |  | 186 | 2015 | 42 | 22 | 22 |  | STAUNTON | VALLEY (293) | 230 | 230 | STEEL HFRM | 1.03 | 0 | 0 | ACAR 545.6 | 0 | 0 | 0 | 0 | 0 | 0 | 0 | 0 | 0 | 0 | 0 | 0 | 0 | 0 | 0 | 0 | 0 | 0 | 0 | 0 | 0 | 0 | 0 | 12 | 0
NO |  | 186 | 2015 | 42 | 23 | 23 |  | STAUNTON | VALLEY (293) | 230 | 230 | STEEL POLE | 0 | 1.23 | 0 | ACAR 545.6 | 0 | 0 | 0 | 0 | 0 | 0 | 0 | 0 | 0 | 0 | 0 | 0 | 0 | 0 | 0 | 0 | 0 | 0 | 0 | 0 | 0 | 0 | 0 | 12 | 0
NO |  | 186 | 2015 | 42 | 24 | 24 |  | STAUNTON | VALLEY (293) | 230 | 230 | STEEL POLE | 0.62 | 0 | 0 | ACAR 545.6 | 0 | 0 | 0 | 0 | 0 | 0 | 0 | 0 | 0 | 0 | 0 | 0 | 0 | 0 | 0 | 0 | 0 | 0 | 0 | 0 | 0 | 0 | 0 | 12 | 0
NO |  | 186 | 2015 | 42 | 25 | 25 |  | STAUNTON | VALLEY (293) | 230 | 230 | STEEL TWR | 0 | 2.66 | 0 | ACAR 545.6 | 0 | 0 | 0 | 0 | 0 | 0 | 0 | 0 | 0 | 0 | 0 | 0 | 0 | 0 | 0 | 0 | 0 | 0 | 0 | 0 | 0 | 0 | 0 | 12 | 0
NO |  | 186 | 2015 | 42 | 26 | 26 |  | STAUNTON | VALLEY (293) | 230 | 230 | STEEL TWR | 0.16 | 0 | 0 | ACAR 545.6 | 0 | 0 | 0 | 0 | 0 | 0 | 0 | 0 | 0 | 0 | 0 | 0 | 0 | 0 | 0 | 0 | 0 | 0 | 0 | 0 | 0 | 0 | 0 | 12 | 0
NO |  | 186 | 2015 | 42 | 27 | 27 |  | STAUNTON | VALLEY (293) | 230 | 230 | WOOD HFRM | 13.95 | 0 | 0 | ACAR 545.6 | 0 | 0 | 0 | 0 | 0 | 0 | 0 | 0 | 0 | 0 | 0 | 0 | 0 | 0 | 0 | 0 | 0 | 0 | 0 | 0 | 0 | 0 | 0 | 12 | 0
NO |  | 186 | 2015 | 42 | 28 | 28 |  | STAUNTON | VALLEY (293) | 230 | 230 | WOOD POLE | 1.66 | 0 | 0 | ACAR 545.6 | 0 | 0 | 0 | 0 | 0 | 0 | 0 | 0 | 0 | 0 | 0 | 0 | 0 | 0 | 0 | 0 | 0 | 0 | 0 | 0 | 0 | 0 | 0 | 12 | 0
NO |  | 186 | 2015 | 42 | 29 | 29 |  | ANNANDALE | BRADDOCK (294) | 230 | 230 | UG UG | 3.52 | 0 | 1 | CU 2500 | 0 | 0 | 0 | 0 | 0 | 0 | 0 | 0 | 0 | 0 | 0 | 0 | 0 | 0 | 0 | 0 | 0 | 0 | 0 | 0 | 0 | 0 | 0 | 12 | 0
NO |  | 186 | 2015 | 42 | 30 | 30 |  | LOUDOUN | BULL RUN (295) | 230 | 230 | CONC POLE | 0 | 0.07 | 1 | ACSR 1033.5 | 0 | 0 | 0 | 0 | 0 | 0 | 0 | 0 | 0 | 0 | 0 | 0 | 0 | 0 | 0 | 0 | 0 | 0 | 0 | 0 | 0 | 0 | 0 | 12 | 0
NO |  | 186 | 2015 | 42 | 31 | 31 |  | LOUDOUN | BULL RUN (295) | 230 | 230 | CONC POLE | 0.05 | 0 | 0 | ACSR 1033.5 | 0 | 0 | 0 | 0 | 0 | 0 | 0 | 0 | 0 | 0 | 0 | 0 | 0 | 0 | 0 | 0 | 0 | 0 | 0 | 0 | 0 | 0 | 0 | 12 | 0
NO |  | 186 | 2015 | 42 | 32 | 32 |  | LOUDOUN | BULL RUN (295) | 230 | 230 | STEEL HFRM | 0.17 | 0 | 0 | ACSR 1033.5 | 0 | 0 | 0 | 0 | 0 | 0 | 0 | 0 | 0 | 0 | 0 | 0 | 0 | 0 | 0 | 0 | 0 | 0 | 0 | 0 | 0 | 0 | 0 | 12 | 0
NO |  | 186 | 2015 | 42 | 33 | 33 |  | LOUDOUN | BULL RUN (295) | 230 | 230 | STEEL HFRM | 0.07 | 0 | 0 | ACSR 636 | 0 | 0 | 0 | 0 | 0 | 0 | 0 | 0 | 0 | 0 | 0 | 0 | 0 | 0 | 0 | 0 | 0 | 0 | 0 | 0 | 0 | 0 | 0 | 12 | 0
NO |  | 186 | 2015 | 42 | 34 | 34 |  | LOUDOUN | BULL RUN (295) | 230 | 230 | STEEL POLE | 0 | 0.07 | 0 | ACSR 1033.5 | 0 | 0 | 0 | 0 | 0 | 0 | 0 | 0 | 0 | 0 | 0 | 0 | 0 | 0 | 0 | 0 | 0 | 0 | 0 | 0 | 0 | 0 | 0 | 12 | 0
NO |  | 186 | 2015 | 42 | 35 | 35 |  | LOUDOUN | BULL RUN (295) | 230 | 230 | STEEL POLE | 0.2 | 0 | 0 | ACSR 1033.5 | 0 | 0 | 0 | 0 | 0 | 0 | 0 | 0 | 0 | 0 | 0 | 0 | 0 | 0 | 0 | 0 | 0 | 0 | 0 | 0 | 0 | 0 | 0 | 12 | 0
NO |  | 186 | 2015 | 43 | 1 | 1 |  | LOUDOUN | BULL RUN (295) | 230 | 230 | STEEL POLE | 0.1 | 0 | 0 | ACSR 636 | 0 | 0 | 0 | 0 | 0 | 0 | 0 | 0 | 0 | 0 | 0 | 0 | 0 | 0 | 0 | 0 | 0 | 0 | 0 | 0 | 0 | 0 | 0 | 12 | 0
NO |  | 186 | 2015 | 43 | 2 | 2 |  | LOUDOUN | BULL RUN (295) | 230 | 230 | STEEL TWR | 0 | 3.77 | 0 | ACSR 1033.5 | 0 | 0 | 0 | 0 | 0 | 0 | 0 | 0 | 0 | 0 | 0 | 0 | 0 | 0 | 0 | 0 | 0 | 0 | 0 | 0 | 0 | 0 | 0 | 12 | 0
NO |  | 186 | 2015 | 43 | 3 | 3 |  | LOUDOUN | BULL RUN (295) | 230 | 230 | STEEL TWR | 4.13 | 0 | 0 | ACSR 1033.5 | 0 | 0 | 0 | 0 | 0 | 0 | 0 | 0 | 0 | 0 | 0 | 0 | 0 | 0 | 0 | 0 | 0 | 0 | 0 | 0 | 0 | 0 | 0 | 12 | 0
NO |  | 186 | 2015 | 43 | 4 | 4 |  | HALIFAX | PERSON (CP&L) (296) | 230 | 230 | STEEL HFRM | 4.44 | 0 | 1 | ACSS 571.7 | 0 | 0 | 0 | 0 | 0 | 0 | 0 | 0 | 0 | 0 | 0 | 0 | 0 | 0 | 0 | 0 | 0 | 0 | 0 | 0 | 0 | 0 | 0 | 12 | 0
NO |  | 186 | 2015 | 43 | 5 | 5 |  | HALIFAX | PERSON (CP&L) (296) | 230 | 230 | STEEL POLE | 1.7 | 0 | 0 | ACSS 571.7 | 0 | 0 | 0 | 0 | 0 | 0 | 0 | 0 | 0 | 0 | 0 | 0 | 0 | 0 | 0 | 0 | 0 | 0 | 0 | 0 | 0 | 0 | 0 | 12 | 0
NO |  | 186 | 2015 | 43 | 6 | 6 |  | HALIFAX | PERSON (CP&L) (296) | 230 | 230 | STEEL TWR | 0.01 | 0 | 0 | ACSS 571.7 | 0 | 0 | 0 | 0 | 0 | 0 | 0 | 0 | 0 | 0 | 0 | 0 | 0 | 0 | 0 | 0 | 0 | 0 | 0 | 0 | 0 | 0 | 0 | 12 | 0
NO |  | 186 | 2015 | 43 | 7 | 7 |  | HALIFAX | PERSON (CP&L) (296) | 230 | 230 | WOOD HFRM | 14.13 | 0 | 0 | ACSS 571.7 | 0 | 0 | 0 | 0 | 0 | 0 | 0 | 0 | 0 | 0 | 0 | 0 | 0 | 0 | 0 | 0 | 0 | 0 | 0 | 0 | 0 | 0 | 0 | 12 | 0
NO |  | 186 | 2015 | 43 | 8 | 8 |  | ANNANDALE | BRADDOCK (297) | 230 | 230 | UG UG | 0 | 3.51 | 1 | CU 2500 | 0 | 0 | 0 | 0 | 0 | 0 | 0 | 0 | 0 | 0 | 0 | 0 | 0 | 0 | 0 | 0 | 0 | 0 | 0 | 0 | 0 | 0 | 0 | 12 | 0
NO |  | 186 | 2015 | 43 | 9 | 9 |  | ANNANDALE | BRADDOCK (297) | 230 | 230 | UG UG | 0.03 | 0 | 0 | CU 2500 | 0 | 0 | 0 | 0 | 0 | 0 | 0 | 0 | 0 | 0 | 0 | 0 | 0 | 0 | 0 | 0 | 0 | 0 | 0 | 0 | 0 | 0 | 0 | 12 | 0
NO |  | 186 | 2015 | 43 | 10 | 10 |  | BREMO | FARMVILLE (298) | 230 | 230 | CONC HFRM | 14.88 | 0 | 1 | ACAR 545.6 | 0 | 0 | 0 | 0 | 0 | 0 | 0 | 0 | 0 | 0 | 0 | 0 | 0 | 0 | 0 | 0 | 0 | 0 | 0 | 0 | 0 | 0 | 0 | 12 | 0
NO |  | 186 | 2015 | 43 | 11 | 11 |  | BREMO | FARMVILLE (298) | 230 | 230 | CONC POLE | 0.57 | 0 | 0 | ACAR 545.6 | 0 | 0 | 0 | 0 | 0 | 0 | 0 | 0 | 0 | 0 | 0 | 0 | 0 | 0 | 0 | 0 | 0 | 0 | 0 | 0 | 0 | 0 | 0 | 12 | 0
NO |  | 186 | 2015 | 43 | 12 | 12 |  | BREMO | FARMVILLE (298) | 230 | 230 | STEEL HFRM | 1.38 | 0 | 0 | ACAR 545.6 | 0 | 0 | 0 | 0 | 0 | 0 | 0 | 0 | 0 | 0 | 0 | 0 | 0 | 0 | 0 | 0 | 0 | 0 | 0 | 0 | 0 | 0 | 0 | 12 | 0
NO |  | 186 | 2015 | 43 | 13 | 13 |  | BREMO | FARMVILLE (298) | 230 | 230 | STEEL POLE | 0.09 | 0 | 0 | ACAR 545.6 | 0 | 0 | 0 | 0 | 0 | 0 | 0 | 0 | 0 | 0 | 0 | 0 | 0 | 0 | 0 | 0 | 0 | 0 | 0 | 0 | 0 | 0 | 0 | 12 | 0
NO |  | 186 | 2015 | 43 | 14 | 14 |  | BREMO | FARMVILLE (298) | 230 | 230 | STEEL TWR | 0 | 0.03 | 0 | AAC 1590 | 0 | 0 | 0 | 0 | 0 | 0 | 0 | 0 | 0 | 0 | 0 | 0 | 0 | 0 | 0 | 0 | 0 | 0 | 0 | 0 | 0 | 0 | 0 | 12 | 0
NO |  | 186 | 2015 | 43 | 15 | 15 |  | BREMO | FARMVILLE (298) | 230 | 230 | WOOD HFRM | 11.05 | 0 | 0 | ACAR 545.6 | 0 | 0 | 0 | 0 | 0 | 0 | 0 | 0 | 0 | 0 | 0 | 0 | 0 | 0 | 0 | 0 | 0 | 0 | 0 | 0 | 0 | 0 | 0 | 12 | 0
NO |  | 186 | 2015 | 43 | 16 | 16 |  | BREMO | FARMVILLE (298) | 230 | 230 | WOOD POLE | 0.01 | 0 | 0 | AAC 1590 | 0 | 0 | 0 | 0 | 0 | 0 | 0 | 0 | 0 | 0 | 0 | 0 | 0 | 0 | 0 | 0 | 0 | 0 | 0 | 0 | 0 | 0 | 0 | 12 | 0
NO |  | 186 | 2015 | 43 | 17 | 17 |  | BREMO | FARMVILLE (298) | 230 | 230 | WOOD POLE | 0.23 | 0 | 0 | ACAR 545.6 | 0 | 0 | 0 | 0 | 0 | 0 | 0 | 0 | 0 | 0 | 0 | 0 | 0 | 0 | 0 | 0 | 0 | 0 | 0 | 0 | 0 | 0 | 0 | 12 | 0
NO |  | 186 | 2015 | 43 | 18 | 18 |  | MARSH RUN CT | REMINGTON CT (299) | 230 | 230 | CONC HFRM | 0 | 0.07 | 1 | ACSS 795 | 0 | 0 | 0 | 0 | 0 | 0 | 0 | 0 | 0 | 0 | 0 | 0 | 0 | 0 | 0 | 0 | 0 | 0 | 0 | 0 | 0 | 0 | 0 | 12 | 0
NO |  | 186 | 2015 | 43 | 19 | 19 |  | MARSH RUN CT | REMINGTON CT (299) | 230 | 230 | STEEL POLE | 0 | 0.03 | 0 | ACAR 545.6 | 0 | 0 | 0 | 0 | 0 | 0 | 0 | 0 | 0 | 0 | 0 | 0 | 0 | 0 | 0 | 0 | 0 | 0 | 0 | 0 | 0 | 0 | 0 | 12 | 0
NO |  | 186 | 2015 | 43 | 20 | 20 |  | MARSH RUN CT | REMINGTON CT (299) | 230 | 230 | STEEL POLE | 0.52 | 0 | 0 | ACSR 636 | 0 | 0 | 0 | 0 | 0 | 0 | 0 | 0 | 0 | 0 | 0 | 0 | 0 | 0 | 0 | 0 | 0 | 0 | 0 | 0 | 0 | 0 | 0 | 12 | 0
NO |  | 186 | 2015 | 43 | 21 | 21 |  | MARSH RUN CT | REMINGTON CT (299) | 230 | 230 | STEEL TWR | 0 | 1.03 | 0 | ACAR 545.6 | 0 | 0 | 0 | 0 | 0 | 0 | 0 | 0 | 0 | 0 | 0 | 0 | 0 | 0 | 0 | 0 | 0 | 0 | 0 | 0 | 0 | 0 | 0 | 12 | 0
NO |  | 186 | 2015 | 43 | 22 | 22 |  | MARSH RUN CT | REMINGTON CT (299) | 230 | 230 | STEEL TWR | 0 | 0.02 | 0 | ACSS 795 | 0 | 0 | 0 | 0 | 0 | 0 | 0 | 0 | 0 | 0 | 0 | 0 | 0 | 0 | 0 | 0 | 0 | 0 | 0 | 0 | 0 | 0 | 0 | 12 | 0
NO |  | 186 | 2015 | 43 | 23 | 23 |  |  |  | 0 | 0 |  | 0 | 0 | 0 |  | 219492039 | 1670073966 | 1889566005 | 0 | 0 | 0 | 0 | 0 | 0 | 0 | 0 | 0 | 0 | 0 | 0 | 0 | 0 | 0 | 0 | 0 | 0 | 0 | 0 | 12 | 0
NO |  | 186 | 2015 | 43 | 25 | 25 |  |  |  | 0 | 0 |  | 0 | 0 | 0 |  | 0 | 0 | 0 | 8430936 | 9017117 | 39198 | 17487251 | 0 | 0 | 0 | 0 | 0 | 0 | 0 | 0 | 0 | 0 | 0 | 0 | 0 | 0 | 0 | 0 | 12 | 0
NO |  | 186 | 2015 | 43 | 26 | 26 |  | SUBTOTAL - 230kV |  | 0 | 0 |  | 1855.37 | 951.7 | 240 |  | 219492039 | 1670073966 | 1889566005 | 8430936 | 9017117 | 39198 | 17487251 | 0 | 0 | 0 | 0 | 0 | 0 | 0 | 0 | 0 | 0 | 0 | 0 | 0 | 0 | 0 | 0 | 12 | 0
NO |  | 186 | 2015 | 43 | 28 | 28 |  | EAST MILL | WESTVACO (109) | 138 | 138 | CONC POLE | 0.09 | 0 | 1 | ACSR 636 | 0 | 0 | 0 | 0 | 0 | 0 | 0 | 0 | 0 | 0 | 0 | 0 | 0 | 0 | 0 | 0 | 0 | 0 | 0 | 0 | 0 | 0 | 0 | 12 | 0
NO |  | 186 | 2015 | 43 | 29 | 29 |  | EAST MILL | WESTVACO (109) | 138 | 138 | STEEL POLE | 0.77 | 0 | 0 | ACSR 636 | 0 | 0 | 0 | 0 | 0 | 0 | 0 | 0 | 0 | 0 | 0 | 0 | 0 | 0 | 0 | 0 | 0 | 0 | 0 | 0 | 0 | 0 | 0 | 12 | 0
NO |  | 186 | 2015 | 43 | 30 | 30 |  | EAST MILL | WESTVACO (109) | 138 | 138 | WOOD POLE | 0.02 | 0 | 0 | ACSR 636 | 0 | 0 | 0 | 0 | 0 | 0 | 0 | 0 | 0 | 0 | 0 | 0 | 0 | 0 | 0 | 0 | 0 | 0 | 0 | 0 | 0 | 0 | 0 | 12 | 0
NO |  | 186 | 2015 | 43 | 31 | 31 |  | LOW MOOR | FUDGE HOLLOW (112) | 138 | 138 | CONC POLE | 0 | 0.04 | 1 | ACSR 336.4 | 0 | 0 | 0 | 0 | 0 | 0 | 0 | 0 | 0 | 0 | 0 | 0 | 0 | 0 | 0 | 0 | 0 | 0 | 0 | 0 | 0 | 0 | 0 | 12 | 0
NO |  | 186 | 2015 | 43 | 32 | 32 |  | LOW MOOR | FUDGE HOLLOW (112) | 138 | 138 | STEEL POLE | 1.39 | 0 | 0 | ACAR 721 | 0 | 0 | 0 | 0 | 0 | 0 | 0 | 0 | 0 | 0 | 0 | 0 | 0 | 0 | 0 | 0 | 0 | 0 | 0 | 0 | 0 | 0 | 0 | 12 | 0
NO |  | 186 | 2015 | 43 | 33 | 33 |  | LOW MOOR | FUDGE HOLLOW (112) | 138 | 138 | STEEL TWR | 0.8 | 0 | 0 | ACAR 1109 | 0 | 0 | 0 | 0 | 0 | 0 | 0 | 0 | 0 | 0 | 0 | 0 | 0 | 0 | 0 | 0 | 0 | 0 | 0 | 0 | 0 | 0 | 0 | 12 | 0
NO |  | 186 | 2015 | 43 | 34 | 34 |  | LOW MOOR | FUDGE HOLLOW (112) | 138 | 138 | STEEL TWR | 1.27 | 0 | 0 | ACSR 336.4 | 0 | 0 | 0 | 0 | 0 | 0 | 0 | 0 | 0 | 0 | 0 | 0 | 0 | 0 | 0 | 0 | 0 | 0 | 0 | 0 | 0 | 0 | 0 | 12 | 0
NO |  | 186 | 2015 | 43 | 35 | 35 |  | LOW MOOR | FUDGE HOLLOW (112) | 138 | 138 | STEEL TWR | 3.66 | 0 | 0 | ACSR 40 | 0 | 0 | 0 | 0 | 0 | 0 | 0 | 0 | 0 | 0 | 0 | 0 | 0 | 0 | 0 | 0 | 0 | 0 | 0 | 0 | 0 | 0 | 0 | 12 | 0
NO |  | 186 | 2015 | 44 | 1 | 1 |  | LOW MOOR | FUDGE HOLLOW (112) | 138 | 138 | STEEL TWR | 0.01 | 0 | 0 | ACAR 721 | 0 | 0 | 0 | 0 | 0 | 0 | 0 | 0 | 0 | 0 | 0 | 0 | 0 | 0 | 0 | 0 | 0 | 0 | 0 | 0 | 0 | 0 | 0 | 12 | 0
NO |  | 186 | 2015 | 44 | 2 | 2 |  | LOW MOOR | FUDGE HOLLOW (112) | 138 | 138 | WOOD POLE | 0.11 | 0 | 0 | ACSR 336.4 | 0 | 0 | 0 | 0 | 0 | 0 | 0 | 0 | 0 | 0 | 0 | 0 | 0 | 0 | 0 | 0 | 0 | 0 | 0 | 0 | 0 | 0 | 0 | 12 | 0
NO |  | 186 | 2015 | 44 | 3 | 3 |  | CLIFTON FORGE | LOW MOOR (133) | 138 | 138 | STEEL POLE | 0.02 | 0 | 1 | ACSR 1033.5 | 0 | 0 | 0 | 0 | 0 | 0 | 0 | 0 | 0 | 0 | 0 | 0 | 0 | 0 | 0 | 0 | 0 | 0 | 0 | 0 | 0 | 0 | 0 | 12 | 0
NO |  | 186 | 2015 | 44 | 4 | 4 |  | CLIFTON FORGE | LOW MOOR (133) | 138 | 138 | STEEL TWR | 0 | 0.08 | 0 | ACSR 1033.5 | 0 | 0 | 0 | 0 | 0 | 0 | 0 | 0 | 0 | 0 | 0 | 0 | 0 | 0 | 0 | 0 | 0 | 0 | 0 | 0 | 0 | 0 | 0 | 12 | 0
NO |  | 186 | 2015 | 44 | 5 | 5 |  | CLIFTON FORGE | LOW MOOR (133) | 138 | 138 | STEEL TWR | 0 | 0.56 | 0 | ACAR 1109 | 0 | 0 | 0 | 0 | 0 | 0 | 0 | 0 | 0 | 0 | 0 | 0 | 0 | 0 | 0 | 0 | 0 | 0 | 0 | 0 | 0 | 0 | 0 | 12 | 0
NO |  | 186 | 2015 | 44 | 6 | 6 |  | CLIFTON FORGE | LOW MOOR (133) | 138 | 138 | STEEL TWR | 4.3 | 0 | 0 | ACSR 1033.5 | 0 | 0 | 0 | 0 | 0 | 0 | 0 | 0 | 0 | 0 | 0 | 0 | 0 | 0 | 0 | 0 | 0 | 0 | 0 | 0 | 0 | 0 | 0 | 12 | 0
NO |  | 186 | 2015 | 44 | 7 | 7 |  | FUDGE HOLLOW | HINTON (FE) (14) | 138 | 138 | CONC POLE | 0.11 | 0 | 1 | ACSR 40 | 0 | 0 | 0 | 0 | 0 | 0 | 0 | 0 | 0 | 0 | 0 | 0 | 0 | 0 | 0 | 0 | 0 | 0 | 0 | 0 | 0 | 0 | 0 | 12 | 0
NO |  | 186 | 2015 | 44 | 8 | 8 |  | FUDGE HOLLOW | HINTON (FE) (14) | 138 | 138 | STEEL TWR | 14.87 | 0 | 0 | ACSR 40 | 0 | 0 | 0 | 0 | 0 | 0 | 0 | 0 | 0 | 0 | 0 | 0 | 0 | 0 | 0 | 0 | 0 | 0 | 0 | 0 | 0 | 0 | 0 | 12 | 0
NO |  | 186 | 2015 | 44 | 9 | 9 |  | EDINBURG | STRASBURG (FE) (152) | 138 | 138 | CONC HFRM | 0.03 | 0 | 1 | ACAR 396.3 | 0 | 0 | 0 | 0 | 0 | 0 | 0 | 0 | 0 | 0 | 0 | 0 | 0 | 0 | 0 | 0 | 0 | 0 | 0 | 0 | 0 | 0 | 0 | 12 | 0
NO |  | 186 | 2015 | 44 | 10 | 10 |  | EDINBURG | STRASBURG (FE) (152) | 138 | 138 | STEEL HFRM | 0.17 | 0 | 0 | ACAR 396.3 | 0 | 0 | 0 | 0 | 0 | 0 | 0 | 0 | 0 | 0 | 0 | 0 | 0 | 0 | 0 | 0 | 0 | 0 | 0 | 0 | 0 | 0 | 0 | 12 | 0
NO |  | 186 | 2015 | 44 | 11 | 11 |  | EDINBURG | STRASBURG (FE) (152) | 138 | 138 | STEEL POLE | 1.49 | 0 | 0 | ACAR 396.3 | 0 | 0 | 0 | 0 | 0 | 0 | 0 | 0 | 0 | 0 | 0 | 0 | 0 | 0 | 0 | 0 | 0 | 0 | 0 | 0 | 0 | 0 | 0 | 12 | 0
NO |  | 186 | 2015 | 44 | 12 | 12 |  | EDINBURG | STRASBURG (FE) (152) | 138 | 138 | WOOD HFRM | 0.57 | 0 | 0 | ACAR 396.3 | 0 | 0 | 0 | 0 | 0 | 0 | 0 | 0 | 0 | 0 | 0 | 0 | 0 | 0 | 0 | 0 | 0 | 0 | 0 | 0 | 0 | 0 | 0 | 12 | 0
NO |  | 186 | 2015 | 44 | 13 | 13 |  | EDINBURG | STRASBURG (FE) (152) | 138 | 138 | WOOD POLE | 14.27 | 0 | 0 | ACAR 396.3 | 0 | 0 | 0 | 0 | 0 | 0 | 0 | 0 | 0 | 0 | 0 | 0 | 0 | 0 | 0 | 0 | 0 | 0 | 0 | 0 | 0 | 0 | 0 | 12 | 0
NO |  | 186 | 2015 | 44 | 14 | 14 |  | WESTVACO | FUDGE HOLLOW (155) | 138 | 138 | CONC POLE | 0.04 | 0 | 1 | ACSR 636 | 0 | 0 | 0 | 0 | 0 | 0 | 0 | 0 | 0 | 0 | 0 | 0 | 0 | 0 | 0 | 0 | 0 | 0 | 0 | 0 | 0 | 0 | 0 | 12 | 0
NO |  | 186 | 2015 | 44 | 15 | 15 |  | WESTVACO | FUDGE HOLLOW (155) | 138 | 138 | STEEL HFRM | 0.25 | 0 | 0 | ACSR 636 | 0 | 0 | 0 | 0 | 0 | 0 | 0 | 0 | 0 | 0 | 0 | 0 | 0 | 0 | 0 | 0 | 0 | 0 | 0 | 0 | 0 | 0 | 0 | 12 | 0
NO |  | 186 | 2015 | 44 | 16 | 16 |  | WESTVACO | FUDGE HOLLOW (155) | 138 | 138 | STEEL POLE | 0 | 0.22 | 0 | ACSR 795 | 0 | 0 | 0 | 0 | 0 | 0 | 0 | 0 | 0 | 0 | 0 | 0 | 0 | 0 | 0 | 0 | 0 | 0 | 0 | 0 | 0 | 0 | 0 | 12 | 0
NO |  | 186 | 2015 | 44 | 17 | 17 |  | WESTVACO | FUDGE HOLLOW (155) | 138 | 138 | STEEL POLE | 0.06 | 0 | 0 | ACSR 636 | 0 | 0 | 0 | 0 | 0 | 0 | 0 | 0 | 0 | 0 | 0 | 0 | 0 | 0 | 0 | 0 | 0 | 0 | 0 | 0 | 0 | 0 | 0 | 12 | 0
NO |  | 186 | 2015 | 44 | 18 | 18 |  | WESTVACO | FUDGE HOLLOW (155) | 138 | 138 | STEEL POLE | 0.23 | 0 | 0 | ACSR 795 | 0 | 0 | 0 | 0 | 0 | 0 | 0 | 0 | 0 | 0 | 0 | 0 | 0 | 0 | 0 | 0 | 0 | 0 | 0 | 0 | 0 | 0 | 0 | 12 | 0
NO |  | 186 | 2015 | 44 | 19 | 19 |  | WESTVACO | FUDGE HOLLOW (155) | 138 | 138 | STEEL TWR | 0.02 | 0 | 0 | ACSR 636 | 0 | 0 | 0 | 0 | 0 | 0 | 0 | 0 | 0 | 0 | 0 | 0 | 0 | 0 | 0 | 0 | 0 | 0 | 0 | 0 | 0 | 0 | 0 | 12 | 0
NO |  | 186 | 2015 | 44 | 20 | 20 |  | WESTVACO | FUDGE HOLLOW (155) | 138 | 138 | WOOD HFRM | 0.25 | 0 | 0 | ACSR 636 | 0 | 0 | 0 | 0 | 0 | 0 | 0 | 0 | 0 | 0 | 0 | 0 | 0 | 0 | 0 | 0 | 0 | 0 | 0 | 0 | 0 | 0 | 0 | 12 | 0
NO |  | 186 | 2015 | 44 | 21 | 21 |  | WESTVACO | FUDGE HOLLOW (155) | 138 | 138 | WOOD POLE | 0 | 0.03 | 0 | ACSR 636 | 0 | 0 | 0 | 0 | 0 | 0 | 0 | 0 | 0 | 0 | 0 | 0 | 0 | 0 | 0 | 0 | 0 | 0 | 0 | 0 | 0 | 0 | 0 | 12 | 0
NO |  | 186 | 2015 | 44 | 22 | 22 |  | WESTVACO | FUDGE HOLLOW (155) | 138 | 138 | WOOD POLE | 0.72 | 0 | 0 | ACSR 636 | 0 | 0 | 0 | 0 | 0 | 0 | 0 | 0 | 0 | 0 | 0 | 0 | 0 | 0 | 0 | 0 | 0 | 0 | 0 | 0 | 0 | 0 | 0 | 12 | 0
NO |  | 186 | 2015 | 44 | 23 | 23 |  | LOW MOOR | EAST MILL (161) | 138 | 138 | CONC HFRM | 0 | 0.03 | 1 | ACSR 336.4 | 0 | 0 | 0 | 0 | 0 | 0 | 0 | 0 | 0 | 0 | 0 | 0 | 0 | 0 | 0 | 0 | 0 | 0 | 0 | 0 | 0 | 0 | 0 | 12 | 0
NO |  | 186 | 2015 | 44 | 24 | 24 |  | LOW MOOR | EAST MILL (161) | 138 | 138 | CONC HFRM | 0.06 | 0 | 0 | ACAR 721 | 0 | 0 | 0 | 0 | 0 | 0 | 0 | 0 | 0 | 0 | 0 | 0 | 0 | 0 | 0 | 0 | 0 | 0 | 0 | 0 | 0 | 0 | 0 | 12 | 0
NO |  | 186 | 2015 | 44 | 25 | 25 |  | LOW MOOR | EAST MILL (161) | 138 | 138 | CONC POLE | 0 | 0 | 0 | ACSR 336.4 | 0 | 0 | 0 | 0 | 0 | 0 | 0 | 0 | 0 | 0 | 0 | 0 | 0 | 0 | 0 | 0 | 0 | 0 | 0 | 0 | 0 | 0 | 0 | 12 | 0
NO |  | 186 | 2015 | 44 | 26 | 26 |  | LOW MOOR | EAST MILL (161) | 138 | 138 | CONC POLE | 0.12 | 0 | 0 | ACSR 636 | 0 | 0 | 0 | 0 | 0 | 0 | 0 | 0 | 0 | 0 | 0 | 0 | 0 | 0 | 0 | 0 | 0 | 0 | 0 | 0 | 0 | 0 | 0 | 12 | 0
NO |  | 186 | 2015 | 44 | 27 | 27 |  | LOW MOOR | EAST MILL (161) | 138 | 138 | STEEL HFRM | 0 | 0.02 | 0 | ACSR 636 | 0 | 0 | 0 | 0 | 0 | 0 | 0 | 0 | 0 | 0 | 0 | 0 | 0 | 0 | 0 | 0 | 0 | 0 | 0 | 0 | 0 | 0 | 0 | 12 | 0
NO |  | 186 | 2015 | 44 | 28 | 28 |  | LOW MOOR | EAST MILL (161) | 138 | 138 | STEEL POLE | 0 | 0.47 | 0 | ACSR 636 | 0 | 0 | 0 | 0 | 0 | 0 | 0 | 0 | 0 | 0 | 0 | 0 | 0 | 0 | 0 | 0 | 0 | 0 | 0 | 0 | 0 | 0 | 0 | 12 | 0
NO |  | 186 | 2015 | 44 | 29 | 29 |  | LOW MOOR | EAST MILL (161) | 138 | 138 | STEEL POLE | 0 | 1.35 | 0 | ACAR 721 | 0 | 0 | 0 | 0 | 0 | 0 | 0 | 0 | 0 | 0 | 0 | 0 | 0 | 0 | 0 | 0 | 0 | 0 | 0 | 0 | 0 | 0 | 0 | 12 | 0
NO |  | 186 | 2015 | 44 | 30 | 30 |  | LOW MOOR | EAST MILL (161) | 138 | 138 | STEEL POLE | 0 | 0.16 | 0 | ACSR 795 | 0 | 0 | 0 | 0 | 0 | 0 | 0 | 0 | 0 | 0 | 0 | 0 | 0 | 0 | 0 | 0 | 0 | 0 | 0 | 0 | 0 | 0 | 0 | 12 | 0
NO |  | 186 | 2015 | 44 | 31 | 31 |  | LOW MOOR | EAST MILL (161) | 138 | 138 | STEEL POLE | 0.14 | 0 | 0 | ACSR 636 | 0 | 0 | 0 | 0 | 0 | 0 | 0 | 0 | 0 | 0 | 0 | 0 | 0 | 0 | 0 | 0 | 0 | 0 | 0 | 0 | 0 | 0 | 0 | 12 | 0
NO |  | 186 | 2015 | 44 | 32 | 32 |  | LOW MOOR | EAST MILL (161) | 138 | 138 | STEEL POLE | 0.04 | 0 | 0 | ACAR 721 | 0 | 0 | 0 | 0 | 0 | 0 | 0 | 0 | 0 | 0 | 0 | 0 | 0 | 0 | 0 | 0 | 0 | 0 | 0 | 0 | 0 | 0 | 0 | 12 | 0
NO |  | 186 | 2015 | 44 | 33 | 33 |  | LOW MOOR | EAST MILL (161) | 138 | 138 | STEEL TWR | 0 | 1.12 | 0 | ACSR 336.4 | 0 | 0 | 0 | 0 | 0 | 0 | 0 | 0 | 0 | 0 | 0 | 0 | 0 | 0 | 0 | 0 | 0 | 0 | 0 | 0 | 0 | 0 | 0 | 12 | 0
NO |  | 186 | 2015 | 44 | 34 | 34 |  | LOW MOOR | EAST MILL (161) | 138 | 138 | STEEL TWR | 0.1 | 0 | 0 | ACSR 336.4 | 0 | 0 | 0 | 0 | 0 | 0 | 0 | 0 | 0 | 0 | 0 | 0 | 0 | 0 | 0 | 0 | 0 | 0 | 0 | 0 | 0 | 0 | 0 | 12 | 0
NO |  | 186 | 2015 | 44 | 35 | 35 |  | LOW MOOR | EAST MILL (161) | 138 | 138 | WOOD HFRM | 0 | 0.22 | 0 | ACSR 636 | 0 | 0 | 0 | 0 | 0 | 0 | 0 | 0 | 0 | 0 | 0 | 0 | 0 | 0 | 0 | 0 | 0 | 0 | 0 | 0 | 0 | 0 | 0 | 12 | 0
NO |  | 186 | 2015 | 45 | 1 | 1 |  | LOW MOOR | EAST MILL (161) | 138 | 138 | WOOD HFRM | 0 | 0.06 | 0 | ACAR 721 | 0 | 0 | 0 | 0 | 0 | 0 | 0 | 0 | 0 | 0 | 0 | 0 | 0 | 0 | 0 | 0 | 0 | 0 | 0 | 0 | 0 | 0 | 0 | 12 | 0
NO |  | 186 | 2015 | 45 | 2 | 2 |  | LOW MOOR | EAST MILL (161) | 138 | 138 | WOOD HFRM | 0.05 | 0 | 0 | ACSR 636 | 0 | 0 | 0 | 0 | 0 | 0 | 0 | 0 | 0 | 0 | 0 | 0 | 0 | 0 | 0 | 0 | 0 | 0 | 0 | 0 | 0 | 0 | 0 | 12 | 0
NO |  | 186 | 2015 | 45 | 3 | 3 |  | LOW MOOR | EAST MILL (161) | 138 | 138 | WOOD HFRM | 0.65 | 0 | 0 | ACAR 721 | 0 | 0 | 0 | 0 | 0 | 0 | 0 | 0 | 0 | 0 | 0 | 0 | 0 | 0 | 0 | 0 | 0 | 0 | 0 | 0 | 0 | 0 | 0 | 12 | 0
NO |  | 186 | 2015 | 45 | 4 | 4 |  | LOW MOOR | EAST MILL (161) | 138 | 138 | WOOD POLE | 0 | 0.11 | 0 | ACSR 336.4 | 0 | 0 | 0 | 0 | 0 | 0 | 0 | 0 | 0 | 0 | 0 | 0 | 0 | 0 | 0 | 0 | 0 | 0 | 0 | 0 | 0 | 0 | 0 | 12 | 0
NO |  | 186 | 2015 | 45 | 5 | 5 |  | LOW MOOR | EAST MILL (161) | 138 | 138 | WOOD POLE | 0 | 0.37 | 0 | ACSR 636 | 0 | 0 | 0 | 0 | 0 | 0 | 0 | 0 | 0 | 0 | 0 | 0 | 0 | 0 | 0 | 0 | 0 | 0 | 0 | 0 | 0 | 0 | 0 | 12 | 0
NO |  | 186 | 2015 | 45 | 6 | 6 |  | LOW MOOR | EAST MILL (161) | 138 | 138 | WOOD POLE | 0.44 | 0 | 0 | ACSR 636 | 0 | 0 | 0 | 0 | 0 | 0 | 0 | 0 | 0 | 0 | 0 | 0 | 0 | 0 | 0 | 0 | 0 | 0 | 0 | 0 | 0 | 0 | 0 | 12 | 0
NO |  | 186 | 2015 | 45 | 7 | 7 |  | LOW MOOR | EAST MILL (161) | 138 | 138 | WOOD POLE | 4.03 | 0 | 0 | ACAR 721 | 0 | 0 | 0 | 0 | 0 | 0 | 0 | 0 | 0 | 0 | 0 | 0 | 0 | 0 | 0 | 0 | 0 | 0 | 0 | 0 | 0 | 0 | 0 | 12 | 0
NO |  | 186 | 2015 | 45 | 8 | 8 |  | BREMO | SCOTTSVILLE (FE) (8) | 138 | 138 | STEEL TWR | 7.1 | 0 | 1 | ACSR 397.5 | 0 | 0 | 0 | 0 | 0 | 0 | 0 | 0 | 0 | 0 | 0 | 0 | 0 | 0 | 0 | 0 | 0 | 0 | 0 | 0 | 0 | 0 | 0 | 12 | 0
NO |  | 186 | 2015 | 45 | 9 | 9 |  | BREMO | SCOTTSVILLE (FE) (8) | 138 | 138 | WOOD POLE | 0.18 | 0 | 0 | ACSR 397.5 | 0 | 0 | 0 | 0 | 0 | 0 | 0 | 0 | 0 | 0 | 0 | 0 | 0 | 0 | 0 | 0 | 0 | 0 | 0 | 0 | 0 | 0 | 0 | 12 | 0
NO |  | 186 | 2015 | 45 | 10 | 10 |  |  |  | 0 | 0 |  | 0 | 0 | 0 |  | 13823731 | 60665783 | 74489514 | 199089 | 212931 | 925 | 412945 | 0 | 0 | 0 | 0 | 0 | 0 | 0 | 0 | 0 | 0 | 0 | 0 | 0 | 0 | 0 | 0 | 12 | 0
NO |  | 186 | 2015 | 45 | 12 | 12 |  | SUBTOTAL - 138kV |  | 0 | 0 |  | 58.43 | 4.84 | 8 |  | 13823731 | 60665783 | 74489514 | 199089 | 212931 | 925 | 412945 | 0 | 0 | 0 | 0 | 0 | 0 | 0 | 0 | 0 | 0 | 0 | 0 | 0 | 0 | 0 | 0 | 12 | 0
NO |  | 186 | 2015 | 45 | 14 | 14 |  | POSSUM POINT | (05T9) | 115 | 115 | STEEL POLE | 0 | 0.04 | 1 | ACSR 1033.5 | 0 | 0 | 0 | 0 | 0 | 0 | 0 | 0 | 0 | 0 | 0 | 0 | 0 | 0 | 0 | 0 | 0 | 0 | 0 | 0 | 0 | 0 | 0 | 12 | 0
NO |  | 186 | 2015 | 45 | 15 | 15 |  | POSSUM POINT | (05T9) | 115 | 115 | STEEL TWR | 0 | 0.02 | 0 | ACSR 1033.5 | 0 | 0 | 0 | 0 | 0 | 0 | 0 | 0 | 0 | 0 | 0 | 0 | 0 | 0 | 0 | 0 | 0 | 0 | 0 | 0 | 0 | 0 | 0 | 12 | 0
NO |  | 186 | 2015 | 45 | 16 | 16 |  | CREWE | FORT PICKETT (1) | 115 | 115 | STEEL HFRM | 3.36 | 0 | 1 | CU 20 | 0 | 0 | 0 | 0 | 0 | 0 | 0 | 0 | 0 | 0 | 0 | 0 | 0 | 0 | 0 | 0 | 0 | 0 | 0 | 0 | 0 | 0 | 0 | 12 | 0
NO |  | 186 | 2015 | 45 | 17 | 17 |  | CREWE | FORT PICKETT (1) | 115 | 115 | STEEL TWR | 0.1 | 0 | 0 | CU 20 | 0 | 0 | 0 | 0 | 0 | 0 | 0 | 0 | 0 | 0 | 0 | 0 | 0 | 0 | 0 | 0 | 0 | 0 | 0 | 0 | 0 | 0 | 0 | 12 | 0
NO |  | 186 | 2015 | 45 | 18 | 18 |  | CREWE | FORT PICKETT (1) | 115 | 115 | WOOD HFRM | 8.61 | 0 | 0 | CU 20 | 0 | 0 | 0 | 0 | 0 | 0 | 0 | 0 | 0 | 0 | 0 | 0 | 0 | 0 | 0 | 0 | 0 | 0 | 0 | 0 | 0 | 0 | 0 | 12 | 0
NO |  | 186 | 2015 | 45 | 19 | 19 |  | CREWE | FORT PICKETT (1) | 115 | 115 | WOOD POLE | 0.14 | 0 | 0 | CU 20 | 0 | 0 | 0 | 0 | 0 | 0 | 0 | 0 | 0 | 0 | 0 | 0 | 0 | 0 | 0 | 0 | 0 | 0 | 0 | 0 | 0 | 0 | 0 | 12 | 0
NO |  | 186 | 2015 | 45 | 20 | 20 |  | CREWE | FORT PICKETT (1) | 115 | 115 | WOOD POLE | 0.02 | 0 | 0 | ACAR 396.3 | 0 | 0 | 0 | 0 | 0 | 0 | 0 | 0 | 0 | 0 | 0 | 0 | 0 | 0 | 0 | 0 | 0 | 0 | 0 | 0 | 0 | 0 | 0 | 12 | 0
NO |  | 186 | 2015 | 45 | 21 | 21 |  | LEXINGTON | CRAIGSVILLE (10) | 115 | 115 | CONC HFRM | 0.02 | 0 | 1 | ACSR 336.4 | 0 | 0 | 0 | 0 | 0 | 0 | 0 | 0 | 0 | 0 | 0 | 0 | 0 | 0 | 0 | 0 | 0 | 0 | 0 | 0 | 0 | 0 | 0 | 12 | 0
NO |  | 186 | 2015 | 45 | 22 | 22 |  | LEXINGTON | CRAIGSVILLE (10) | 115 | 115 | STEEL POLE | 0.01 | 0 | 0 | ACSR 336.4 | 0 | 0 | 0 | 0 | 0 | 0 | 0 | 0 | 0 | 0 | 0 | 0 | 0 | 0 | 0 | 0 | 0 | 0 | 0 | 0 | 0 | 0 | 0 | 12 | 0
NO |  | 186 | 2015 | 45 | 23 | 23 |  | LEXINGTON | CRAIGSVILLE (10) | 115 | 115 | STEEL POLE | 0.04 | 0 | 0 | ACSR 40 | 0 | 0 | 0 | 0 | 0 | 0 | 0 | 0 | 0 | 0 | 0 | 0 | 0 | 0 | 0 | 0 | 0 | 0 | 0 | 0 | 0 | 0 | 0 | 12 | 0
NO |  | 186 | 2015 | 45 | 24 | 24 |  | LEXINGTON | CRAIGSVILLE (10) | 115 | 115 | STEEL TWR | 10.16 | 0 | 0 | ACAR 1109 | 0 | 0 | 0 | 0 | 0 | 0 | 0 | 0 | 0 | 0 | 0 | 0 | 0 | 0 | 0 | 0 | 0 | 0 | 0 | 0 | 0 | 0 | 0 | 12 | 0
NO |  | 186 | 2015 | 45 | 25 | 25 |  | LEXINGTON | CRAIGSVILLE (10) | 115 | 115 | STEEL TWR | 10.95 | 0 | 0 | ACSR 40 | 0 | 0 | 0 | 0 | 0 | 0 | 0 | 0 | 0 | 0 | 0 | 0 | 0 | 0 | 0 | 0 | 0 | 0 | 0 | 0 | 0 | 0 | 0 | 12 | 0
NO |  | 186 | 2015 | 45 | 26 | 26 |  | LEXINGTON | CRAIGSVILLE (10) | 115 | 115 | WOOD HFRM | 0.09 | 0 | 0 | ACAR 1109 | 0 | 0 | 0 | 0 | 0 | 0 | 0 | 0 | 0 | 0 | 0 | 0 | 0 | 0 | 0 | 0 | 0 | 0 | 0 | 0 | 0 | 0 | 0 | 12 | 0
NO |  | 186 | 2015 | 45 | 27 | 27 |  | LEXINGTON | CRAIGSVILLE (10) | 115 | 115 | WOOD POLE | 0.2 | 0 | 0 | ACAR 1109 | 0 | 0 | 0 | 0 | 0 | 0 | 0 | 0 | 0 | 0 | 0 | 0 | 0 | 0 | 0 | 0 | 0 | 0 | 0 | 0 | 0 | 0 | 0 | 12 | 0
NO |  | 186 | 2015 | 45 | 28 | 28 |  | LEXINGTON | CRAIGSVILLE (10) | 115 | 115 | WOOD POLE | 0.01 | 0 | 0 | ACSR 336.4 | 0 | 0 | 0 | 0 | 0 | 0 | 0 | 0 | 0 | 0 | 0 | 0 | 0 | 0 | 0 | 0 | 0 | 0 | 0 | 0 | 0 | 0 | 0 | 12 | 0
NO |  | 186 | 2015 | 45 | 29 | 29 |  | CHESTERFIELD 115 | LOCKS (100) | 115 | 115 | STEEL HFRM | 3.83 | 0 | 1 | ACSR 1033.5 | 0 | 0 | 0 | 0 | 0 | 0 | 0 | 0 | 0 | 0 | 0 | 0 | 0 | 0 | 0 | 0 | 0 | 0 | 0 | 0 | 0 | 0 | 0 | 12 | 0
NO |  | 186 | 2015 | 45 | 30 | 30 |  | CHESTERFIELD 115 | LOCKS (100) | 115 | 115 | STEEL HFRM | 0.07 | 0 | 0 | ACSR 477 | 0 | 0 | 0 | 0 | 0 | 0 | 0 | 0 | 0 | 0 | 0 | 0 | 0 | 0 | 0 | 0 | 0 | 0 | 0 | 0 | 0 | 0 | 0 | 12 | 0
NO |  | 186 | 2015 | 45 | 31 | 31 |  | CHESTERFIELD 115 | LOCKS (100) | 115 | 115 | STEEL HFRM | 2.27 | 0 | 0 | ACSR 636 | 0 | 0 | 0 | 0 | 0 | 0 | 0 | 0 | 0 | 0 | 0 | 0 | 0 | 0 | 0 | 0 | 0 | 0 | 0 | 0 | 0 | 0 | 0 | 12 | 0
NO |  | 186 | 2015 | 45 | 32 | 32 |  | CHESTERFIELD 115 | LOCKS (100) | 115 | 115 | STEEL HFRM | 0.16 | 0 | 0 | ACSR 795 | 0 | 0 | 0 | 0 | 0 | 0 | 0 | 0 | 0 | 0 | 0 | 0 | 0 | 0 | 0 | 0 | 0 | 0 | 0 | 0 | 0 | 0 | 0 | 12 | 0
NO |  | 186 | 2015 | 45 | 33 | 33 |  | CHESTERFIELD 115 | LOCKS (100) | 115 | 115 | STEEL POLE | 0.53 | 0 | 0 | ACSR 1033.5 | 0 | 0 | 0 | 0 | 0 | 0 | 0 | 0 | 0 | 0 | 0 | 0 | 0 | 0 | 0 | 0 | 0 | 0 | 0 | 0 | 0 | 0 | 0 | 12 | 0
NO |  | 186 | 2015 | 45 | 34 | 34 |  | CHESTERFIELD 115 | LOCKS (100) | 115 | 115 | STEEL POLE | 0.44 | 0 | 0 | ACSR 636 | 0 | 0 | 0 | 0 | 0 | 0 | 0 | 0 | 0 | 0 | 0 | 0 | 0 | 0 | 0 | 0 | 0 | 0 | 0 | 0 | 0 | 0 | 0 | 12 | 0
NO |  | 186 | 2015 | 45 | 35 | 35 |  | CHESTERFIELD 115 | LOCKS (100) | 115 | 115 | STEEL POLE | 0.01 | 0 | 0 | ACSR 795 | 0 | 0 | 0 | 0 | 0 | 0 | 0 | 0 | 0 | 0 | 0 | 0 | 0 | 0 | 0 | 0 | 0 | 0 | 0 | 0 | 0 | 0 | 0 | 12 | 0
NO |  | 186 | 2015 | 46 | 1 | 1 |  | CHESTERFIELD 115 | LOCKS (100) | 115 | 115 | STEEL TWR | 0.15 | 0 | 0 | ACSR 1033.5 | 0 | 0 | 0 | 0 | 0 | 0 | 0 | 0 | 0 | 0 | 0 | 0 | 0 | 0 | 0 | 0 | 0 | 0 | 0 | 0 | 0 | 0 | 0 | 12 | 0
NO |  | 186 | 2015 | 46 | 2 | 2 |  | CHESTERFIELD 115 | LOCKS (100) | 115 | 115 | STEEL TWR | 0.05 | 0 | 0 | ACSR 477 | 0 | 0 | 0 | 0 | 0 | 0 | 0 | 0 | 0 | 0 | 0 | 0 | 0 | 0 | 0 | 0 | 0 | 0 | 0 | 0 | 0 | 0 | 0 | 12 | 0
NO |  | 186 | 2015 | 46 | 3 | 3 |  | CHESTERFIELD 115 | LOCKS (100) | 115 | 115 | WOOD HFRM | 4.88 | 0 | 0 | ACSR 477 | 0 | 0 | 0 | 0 | 0 | 0 | 0 | 0 | 0 | 0 | 0 | 0 | 0 | 0 | 0 | 0 | 0 | 0 | 0 | 0 | 0 | 0 | 0 | 12 | 0
NO |  | 186 | 2015 | 46 | 4 | 4 |  | CHESTERFIELD 115 | LOCKS (100) | 115 | 115 | WOOD POLE | 0.37 | 0 | 0 | ACSR 40 | 0 | 0 | 0 | 0 | 0 | 0 | 0 | 0 | 0 | 0 | 0 | 0 | 0 | 0 | 0 | 0 | 0 | 0 | 0 | 0 | 0 | 0 | 0 | 12 | 0
NO |  | 186 | 2015 | 46 | 5 | 5 |  | CHESTERFIELD 115 | LOCKS (100) | 115 | 115 | WOOD POLE | 0.14 | 0 | 0 | ACSR 477 | 0 | 0 | 0 | 0 | 0 | 0 | 0 | 0 | 0 | 0 | 0 | 0 | 0 | 0 | 0 | 0 | 0 | 0 | 0 | 0 | 0 | 0 | 0 | 12 | 0
NO |  | 186 | 2015 | 46 | 6 | 6 |  | SOUTH JUSTICE BRANCH | BATTLEBORO (1001) | 115 | 115 | CONC POLE | 0.19 | 0 | 1 | ACSR 336.4 | 0 | 0 | 0 | 0 | 0 | 0 | 0 | 0 | 0 | 0 | 0 | 0 | 0 | 0 | 0 | 0 | 0 | 0 | 0 | 0 | 0 | 0 | 0 | 12 | 0
NO |  | 186 | 2015 | 46 | 7 | 7 |  | SOUTH JUSTICE BRANCH | BATTLEBORO (1001) | 115 | 115 | CONC POLE | 0.18 | 0 | 0 | ACSR 636 | 0 | 0 | 0 | 0 | 0 | 0 | 0 | 0 | 0 | 0 | 0 | 0 | 0 | 0 | 0 | 0 | 0 | 0 | 0 | 0 | 0 | 0 | 0 | 12 | 0
NO |  | 186 | 2015 | 46 | 8 | 8 |  | SOUTH JUSTICE BRANCH | BATTLEBORO (1001) | 115 | 115 | STEEL HFRM | 0 | 0.25 | 0 | ACSR 636 | 0 | 0 | 0 | 0 | 0 | 0 | 0 | 0 | 0 | 0 | 0 | 0 | 0 | 0 | 0 | 0 | 0 | 0 | 0 | 0 | 0 | 0 | 0 | 12 | 0
NO |  | 186 | 2015 | 46 | 9 | 9 |  | SOUTH JUSTICE BRANCH | BATTLEBORO (1001) | 115 | 115 | STEEL HFRM | 0.66 | 0 | 0 | ACSR 636 | 0 | 0 | 0 | 0 | 0 | 0 | 0 | 0 | 0 | 0 | 0 | 0 | 0 | 0 | 0 | 0 | 0 | 0 | 0 | 0 | 0 | 0 | 0 | 12 | 0
NO |  | 186 | 2015 | 46 | 10 | 10 |  | SOUTH JUSTICE BRANCH | BATTLEBORO (1001) | 115 | 115 | STEEL POLE | 0 | 3.06 | 0 | ACSR 636 | 0 | 0 | 0 | 0 | 0 | 0 | 0 | 0 | 0 | 0 | 0 | 0 | 0 | 0 | 0 | 0 | 0 | 0 | 0 | 0 | 0 | 0 | 0 | 12 | 0
NO |  | 186 | 2015 | 46 | 11 | 11 |  | SOUTH JUSTICE BRANCH | BATTLEBORO (1001) | 115 | 115 | STEEL TWR | 0 | 0.07 | 0 | ACSR 636 | 0 | 0 | 0 | 0 | 0 | 0 | 0 | 0 | 0 | 0 | 0 | 0 | 0 | 0 | 0 | 0 | 0 | 0 | 0 | 0 | 0 | 0 | 0 | 12 | 0
NO |  | 186 | 2015 | 46 | 12 | 12 |  | SOUTH JUSTICE BRANCH | BATTLEBORO (1001) | 115 | 115 | STEEL TWR | 0.09 | 0 | 0 | ACSR 636 | 0 | 0 | 0 | 0 | 0 | 0 | 0 | 0 | 0 | 0 | 0 | 0 | 0 | 0 | 0 | 0 | 0 | 0 | 0 | 0 | 0 | 0 | 0 | 12 | 0
NO |  | 186 | 2015 | 46 | 13 | 13 |  | SOUTH JUSTICE BRANCH | BATTLEBORO (1001) | 115 | 115 | WOOD HFRM | 0 | 0.09 | 0 | ACSR 636 | 0 | 0 | 0 | 0 | 0 | 0 | 0 | 0 | 0 | 0 | 0 | 0 | 0 | 0 | 0 | 0 | 0 | 0 | 0 | 0 | 0 | 0 | 0 | 12 | 0
NO |  | 186 | 2015 | 46 | 14 | 14 |  | SOUTH JUSTICE BRANCH | BATTLEBORO (1001) | 115 | 115 | WOOD HFRM | 10.63 | 0 | 0 | ACSR 636 | 0 | 0 | 0 | 0 | 0 | 0 | 0 | 0 | 0 | 0 | 0 | 0 | 0 | 0 | 0 | 0 | 0 | 0 | 0 | 0 | 0 | 0 | 0 | 12 | 0
NO |  | 186 | 2015 | 46 | 15 | 15 |  | SOUTH JUSTICE BRANCH | BATTLEBORO (1001) | 115 | 115 | WOOD POLE | 1.03 | 0 | 0 | ACSR 336.4 | 0 | 0 | 0 | 0 | 0 | 0 | 0 | 0 | 0 | 0 | 0 | 0 | 0 | 0 | 0 | 0 | 0 | 0 | 0 | 0 | 0 | 0 | 0 | 12 | 0
NO |  | 186 | 2015 | 46 | 16 | 16 |  | SOUTH JUSTICE BRANCH | BATTLEBORO (1001) | 115 | 115 | WOOD POLE | 0.38 | 0 | 0 | ACSR 636 | 0 | 0 | 0 | 0 | 0 | 0 | 0 | 0 | 0 | 0 | 0 | 0 | 0 | 0 | 0 | 0 | 0 | 0 | 0 | 0 | 0 | 0 | 0 | 12 | 0
NO |  | 186 | 2015 | 46 | 17 | 17 |  | CHASE CITY | RIDGE ROAD (1009) | 115 | 115 | STEEL HFRM | 0.84 | 0 | 1 | ACSR 336.4 | 0 | 0 | 0 | 0 | 0 | 0 | 0 | 0 | 0 | 0 | 0 | 0 | 0 | 0 | 0 | 0 | 0 | 0 | 0 | 0 | 0 | 0 | 0 | 12 | 0
NO |  | 186 | 2015 | 46 | 18 | 18 |  | CHASE CITY | RIDGE ROAD (1009) | 115 | 115 | STEEL POLE | 1.81 | 0 | 0 | ACSS 768.2 | 0 | 0 | 0 | 0 | 0 | 0 | 0 | 0 | 0 | 0 | 0 | 0 | 0 | 0 | 0 | 0 | 0 | 0 | 0 | 0 | 0 | 0 | 0 | 12 | 0
NO |  | 186 | 2015 | 46 | 19 | 19 |  | CHASE CITY | RIDGE ROAD (1009) | 115 | 115 | STEEL TWR | 0.27 | 0 | 0 | ACSR 336.4 | 0 | 0 | 0 | 0 | 0 | 0 | 0 | 0 | 0 | 0 | 0 | 0 | 0 | 0 | 0 | 0 | 0 | 0 | 0 | 0 | 0 | 0 | 0 | 12 | 0
NO |  | 186 | 2015 | 46 | 20 | 20 |  | CHASE CITY | RIDGE ROAD (1009) | 115 | 115 | STEEL TWR | 0.17 | 0 | 0 | ACAR 545.6 | 0 | 0 | 0 | 0 | 0 | 0 | 0 | 0 | 0 | 0 | 0 | 0 | 0 | 0 | 0 | 0 | 0 | 0 | 0 | 0 | 0 | 0 | 0 | 12 | 0
NO |  | 186 | 2015 | 46 | 21 | 21 |  | CHASE CITY | RIDGE ROAD (1009) | 115 | 115 | WOOD HFRM | 7.8 | 0 | 0 | ACSR 336.4 | 0 | 0 | 0 | 0 | 0 | 0 | 0 | 0 | 0 | 0 | 0 | 0 | 0 | 0 | 0 | 0 | 0 | 0 | 0 | 0 | 0 | 0 | 0 | 12 | 0
NO |  | 186 | 2015 | 46 | 22 | 22 |  | CHASE CITY | RIDGE ROAD (1009) | 115 | 115 | WOOD POLE | 0.31 | 0 | 0 | ACSR 336.4 | 0 | 0 | 0 | 0 | 0 | 0 | 0 | 0 | 0 | 0 | 0 | 0 | 0 | 0 | 0 | 0 | 0 | 0 | 0 | 0 | 0 | 0 | 0 | 12 | 0
NO |  | 186 | 2015 | 46 | 23 | 23 |  | MACKEYS | RIDERS CREEK (101) | 115 | 115 | STEEL HFRM | 0.85 | 0 | 1 | ACAR 545.6 | 0 | 0 | 0 | 0 | 0 | 0 | 0 | 0 | 0 | 0 | 0 | 0 | 0 | 0 | 0 | 0 | 0 | 0 | 0 | 0 | 0 | 0 | 0 | 12 | 0
NO |  | 186 | 2015 | 46 | 24 | 24 |  | MACKEYS | RIDERS CREEK (101) | 115 | 115 | STEEL HFRM | 0.3 | 0 | 0 | ACSR 795 | 0 | 0 | 0 | 0 | 0 | 0 | 0 | 0 | 0 | 0 | 0 | 0 | 0 | 0 | 0 | 0 | 0 | 0 | 0 | 0 | 0 | 0 | 0 | 12 | 0
NO |  | 186 | 2015 | 46 | 25 | 25 |  | MACKEYS | RIDERS CREEK (101) | 115 | 115 | STEEL TWR | 0.08 | 0 | 0 | ACAR 545.6 | 0 | 0 | 0 | 0 | 0 | 0 | 0 | 0 | 0 | 0 | 0 | 0 | 0 | 0 | 0 | 0 | 0 | 0 | 0 | 0 | 0 | 0 | 0 | 12 | 0
NO |  | 186 | 2015 | 46 | 26 | 26 |  | MACKEYS | RIDERS CREEK (101) | 115 | 115 | WOOD HFRM | 18.36 | 0 | 0 | ACAR 545.6 | 0 | 0 | 0 | 0 | 0 | 0 | 0 | 0 | 0 | 0 | 0 | 0 | 0 | 0 | 0 | 0 | 0 | 0 | 0 | 0 | 0 | 0 | 0 | 12 | 0
NO |  | 186 | 2015 | 46 | 27 | 27 |  | MACKEYS | RIDERS CREEK (101) | 115 | 115 | WOOD HFRM | 1.39 | 0 | 0 | ACSR 795 | 0 | 0 | 0 | 0 | 0 | 0 | 0 | 0 | 0 | 0 | 0 | 0 | 0 | 0 | 0 | 0 | 0 | 0 | 0 | 0 | 0 | 0 | 0 | 12 | 0
NO |  | 186 | 2015 | 46 | 28 | 28 |  | MACKEYS | RIDERS CREEK (101) | 115 | 115 | WOOD POLE | 1.63 | 0 | 0 | ACAR 545.6 | 0 | 0 | 0 | 0 | 0 | 0 | 0 | 0 | 0 | 0 | 0 | 0 | 0 | 0 | 0 | 0 | 0 | 0 | 0 | 0 | 0 | 0 | 0 | 12 | 0
NO |  | 186 | 2015 | 46 | 29 | 29 |  | MACKEYS | RIDERS CREEK (101) | 115 | 115 | WOOD POLE | 0.21 | 0 | 0 | ACSR 795 | 0 | 0 | 0 | 0 | 0 | 0 | 0 | 0 | 0 | 0 | 0 | 0 | 0 | 0 | 0 | 0 | 0 | 0 | 0 | 0 | 0 | 0 | 0 | 12 | 0
NO |  | 186 | 2015 | 46 | 30 | 30 |  | DOOMS | STAUNTON (102) | 115 | 115 | STEEL POLE | 0.41 | 0 | 1 | ACAR 545.6 | 0 | 0 | 0 | 0 | 0 | 0 | 0 | 0 | 0 | 0 | 0 | 0 | 0 | 0 | 0 | 0 | 0 | 0 | 0 | 0 | 0 | 0 | 0 | 12 | 0
NO |  | 186 | 2015 | 46 | 31 | 31 |  | DOOMS | STAUNTON (102) | 115 | 115 | STEEL TWR | 0.24 | 0 | 0 | ACAR 1109 | 0 | 0 | 0 | 0 | 0 | 0 | 0 | 0 | 0 | 0 | 0 | 0 | 0 | 0 | 0 | 0 | 0 | 0 | 0 | 0 | 0 | 0 | 0 | 12 | 0
NO |  | 186 | 2015 | 46 | 32 | 32 |  | DOOMS | STAUNTON (102) | 115 | 115 | STEEL TWR | 0.08 | 0 | 0 | AAAC 246.9 | 0 | 0 | 0 | 0 | 0 | 0 | 0 | 0 | 0 | 0 | 0 | 0 | 0 | 0 | 0 | 0 | 0 | 0 | 0 | 0 | 0 | 0 | 0 | 12 | 0
NO |  | 186 | 2015 | 46 | 33 | 33 |  | DOOMS | STAUNTON (102) | 115 | 115 | STEEL TWR | 11.44 | 0 | 0 | ACAR 545.6 | 0 | 0 | 0 | 0 | 0 | 0 | 0 | 0 | 0 | 0 | 0 | 0 | 0 | 0 | 0 | 0 | 0 | 0 | 0 | 0 | 0 | 0 | 0 | 12 | 0
NO |  | 186 | 2015 | 46 | 34 | 34 |  | DOOMS | STAUNTON (102) | 115 | 115 | WOOD HFRM | 0.69 | 0 | 0 | AAAC 246.9 | 0 | 0 | 0 | 0 | 0 | 0 | 0 | 0 | 0 | 0 | 0 | 0 | 0 | 0 | 0 | 0 | 0 | 0 | 0 | 0 | 0 | 0 | 0 | 12 | 0
NO |  | 186 | 2015 | 46 | 35 | 35 |  | DOOMS | STAUNTON (102) | 115 | 115 | WOOD POLE | 0.31 | 0 | 0 | AAAC 246.9 | 0 | 0 | 0 | 0 | 0 | 0 | 0 | 0 | 0 | 0 | 0 | 0 | 0 | 0 | 0 | 0 | 0 | 0 | 0 | 0 | 0 | 0 | 0 | 12 | 0
NO |  | 186 | 2015 | 47 | 1 | 1 |  | SHELLBANK | MERCURY (103) | 115 | 115 | CONC HFRM | 0.01 | 0 | 1 | ACAR 1109 | 0 | 0 | 0 | 0 | 0 | 0 | 0 | 0 | 0 | 0 | 0 | 0 | 0 | 0 | 0 | 0 | 0 | 0 | 0 | 0 | 0 | 0 | 0 | 12 | 0
NO |  | 186 | 2015 | 47 | 2 | 2 |  | SHELLBANK | MERCURY (103) | 115 | 115 | STEEL POLE | 0.32 | 0 | 0 | ACAR 1109 | 0 | 0 | 0 | 0 | 0 | 0 | 0 | 0 | 0 | 0 | 0 | 0 | 0 | 0 | 0 | 0 | 0 | 0 | 0 | 0 | 0 | 0 | 0 | 12 | 0
NO |  | 186 | 2015 | 47 | 3 | 3 |  | SHELLBANK | MERCURY (103) | 115 | 115 | STEEL POLE | 2.51 | 0 | 0 | ACAR 721 | 0 | 0 | 0 | 0 | 0 | 0 | 0 | 0 | 0 | 0 | 0 | 0 | 0 | 0 | 0 | 0 | 0 | 0 | 0 | 0 | 0 | 0 | 0 | 12 | 0
NO |  | 186 | 2015 | 47 | 4 | 4 |  | TARBORO | PARMELE (105) | 115 | 115 | CONC POLE | 0.11 | 0 | 1 | CU 20 | 0 | 0 | 0 | 0 | 0 | 0 | 0 | 0 | 0 | 0 | 0 | 0 | 0 | 0 | 0 | 0 | 0 | 0 | 0 | 0 | 0 | 0 | 0 | 12 | 0
NO |  | 186 | 2015 | 47 | 5 | 5 |  | TARBORO | PARMELE (105) | 115 | 115 | CONC POLE | 0 | 0 | 0 | ACAR 396.3 | 0 | 0 | 0 | 0 | 0 | 0 | 0 | 0 | 0 | 0 | 0 | 0 | 0 | 0 | 0 | 0 | 0 | 0 | 0 | 0 | 0 | 0 | 0 | 12 | 0
NO |  | 186 | 2015 | 47 | 6 | 6 |  | TARBORO | PARMELE (105) | 115 | 115 | STEEL HFRM | 0 | 1.57 | 0 | ACSR 636 | 0 | 0 | 0 | 0 | 0 | 0 | 0 | 0 | 0 | 0 | 0 | 0 | 0 | 0 | 0 | 0 | 0 | 0 | 0 | 0 | 0 | 0 | 0 | 12 | 0
NO |  | 186 | 2015 | 47 | 7 | 7 |  | TARBORO | PARMELE (105) | 115 | 115 | STEEL POLE | 0 | 0.1 | 0 | CU 20 | 0 | 0 | 0 | 0 | 0 | 0 | 0 | 0 | 0 | 0 | 0 | 0 | 0 | 0 | 0 | 0 | 0 | 0 | 0 | 0 | 0 | 0 | 0 | 12 | 0
NO |  | 186 | 2015 | 47 | 8 | 8 |  | TARBORO | PARMELE (105) | 115 | 115 | STEEL POLE | 0 | 5.01 | 0 | ACSR 636 | 0 | 0 | 0 | 0 | 0 | 0 | 0 | 0 | 0 | 0 | 0 | 0 | 0 | 0 | 0 | 0 | 0 | 0 | 0 | 0 | 0 | 0 | 0 | 12 | 0
NO |  | 186 | 2015 | 47 | 9 | 9 |  | TARBORO | PARMELE (105) | 115 | 115 | STEEL POLE | 1 | 0 | 0 | CU 20 | 0 | 0 | 0 | 0 | 0 | 0 | 0 | 0 | 0 | 0 | 0 | 0 | 0 | 0 | 0 | 0 | 0 | 0 | 0 | 0 | 0 | 0 | 0 | 12 | 0
NO |  | 186 | 2015 | 47 | 10 | 10 |  | TARBORO | PARMELE (105) | 115 | 115 | STEEL TWR | 0.08 | 0 | 0 | CU 20 | 0 | 0 | 0 | 0 | 0 | 0 | 0 | 0 | 0 | 0 | 0 | 0 | 0 | 0 | 0 | 0 | 0 | 0 | 0 | 0 | 0 | 0 | 0 | 12 | 0
NO |  | 186 | 2015 | 47 | 11 | 11 |  | TARBORO | PARMELE (105) | 115 | 115 | STEEL TWR | 0 | 0 | 0 | ACAR 396.3 | 0 | 0 | 0 | 0 | 0 | 0 | 0 | 0 | 0 | 0 | 0 | 0 | 0 | 0 | 0 | 0 | 0 | 0 | 0 | 0 | 0 | 0 | 0 | 12 | 0
NO |  | 186 | 2015 | 47 | 12 | 12 |  | TARBORO | PARMELE (105) | 115 | 115 | STEEL TWR | 0.54 | 0 | 0 | AAAC 740.8 | 0 | 0 | 0 | 0 | 0 | 0 | 0 | 0 | 0 | 0 | 0 | 0 | 0 | 0 | 0 | 0 | 0 | 0 | 0 | 0 | 0 | 0 | 0 | 12 | 0
NO |  | 186 | 2015 | 47 | 13 | 13 |  | TARBORO | PARMELE (105) | 115 | 115 | WOOD POLE | 0 | 0.01 | 0 | CU 20 | 0 | 0 | 0 | 0 | 0 | 0 | 0 | 0 | 0 | 0 | 0 | 0 | 0 | 0 | 0 | 0 | 0 | 0 | 0 | 0 | 0 | 0 | 0 | 12 | 0
NO |  | 186 | 2015 | 47 | 14 | 14 |  | TARBORO | PARMELE (105) | 115 | 115 | WOOD POLE | 13.48 | 0 | 0 | CU 20 | 0 | 0 | 0 | 0 | 0 | 0 | 0 | 0 | 0 | 0 | 0 | 0 | 0 | 0 | 0 | 0 | 0 | 0 | 0 | 0 | 0 | 0 | 0 | 12 | 0
NO |  | 186 | 2015 | 47 | 15 | 15 |  | TARBORO | PARMELE (105) | 115 | 115 | WOOD POLE | 0.24 | 0 | 0 | ACSR 336.4 | 0 | 0 | 0 | 0 | 0 | 0 | 0 | 0 | 0 | 0 | 0 | 0 | 0 | 0 | 0 | 0 | 0 | 0 | 0 | 0 | 0 | 0 | 0 | 12 | 0
NO |  | 186 | 2015 | 47 | 16 | 16 |  | TARBORO | PARMELE (105) | 115 | 115 | WOOD POLE | 0.06 | 0 | 0 | ACAR 396.3 | 0 | 0 | 0 | 0 | 0 | 0 | 0 | 0 | 0 | 0 | 0 | 0 | 0 | 0 | 0 | 0 | 0 | 0 | 0 | 0 | 0 | 0 | 0 | 12 | 0
NO |  | 186 | 2015 | 47 | 17 | 17 |  | POE | IVOR (106) | 115 | 115 | CONC HFRM | 0 | 0.04 | 1 | ACSR 336.4 | 0 | 0 | 0 | 0 | 0 | 0 | 0 | 0 | 0 | 0 | 0 | 0 | 0 | 0 | 0 | 0 | 0 | 0 | 0 | 0 | 0 | 0 | 0 | 12 | 0
NO |  | 186 | 2015 | 47 | 18 | 18 |  | POE | IVOR (106) | 115 | 115 | CONC HFRM | 0.01 | 0 | 0 | ACSR 336.4 | 0 | 0 | 0 | 0 | 0 | 0 | 0 | 0 | 0 | 0 | 0 | 0 | 0 | 0 | 0 | 0 | 0 | 0 | 0 | 0 | 0 | 0 | 0 | 12 | 0
NO |  | 186 | 2015 | 47 | 19 | 19 |  | POE | IVOR (106) | 115 | 115 | STEEL POLE | 0 | 0.21 | 0 | ACSR 336.4 | 0 | 0 | 0 | 0 | 0 | 0 | 0 | 0 | 0 | 0 | 0 | 0 | 0 | 0 | 0 | 0 | 0 | 0 | 0 | 0 | 0 | 0 | 0 | 12 | 0
NO |  | 186 | 2015 | 47 | 20 | 20 |  | POE | IVOR (106) | 115 | 115 | STEEL POLE | 0 | 0 | 0 | ACSR 336.4 | 0 | 0 | 0 | 0 | 0 | 0 | 0 | 0 | 0 | 0 | 0 | 0 | 0 | 0 | 0 | 0 | 0 | 0 | 0 | 0 | 0 | 0 | 0 | 12 | 0
NO |  | 186 | 2015 | 47 | 21 | 21 |  | POE | IVOR (106) | 115 | 115 | STEEL TWR | 0 | 32.83 | 0 | ACSR 336.4 | 0 | 0 | 0 | 0 | 0 | 0 | 0 | 0 | 0 | 0 | 0 | 0 | 0 | 0 | 0 | 0 | 0 | 0 | 0 | 0 | 0 | 0 | 0 | 12 | 0
NO |  | 186 | 2015 | 47 | 22 | 22 |  | POE | IVOR (106) | 115 | 115 | STEEL TWR | 0.29 | 0 | 0 | ACSR 336.4 | 0 | 0 | 0 | 0 | 0 | 0 | 0 | 0 | 0 | 0 | 0 | 0 | 0 | 0 | 0 | 0 | 0 | 0 | 0 | 0 | 0 | 0 | 0 | 12 | 0
NO |  | 186 | 2015 | 47 | 23 | 23 |  | POE | IVOR (106) | 115 | 115 | STEEL TWR | 0.06 | 0 | 0 | ACSR 795 | 0 | 0 | 0 | 0 | 0 | 0 | 0 | 0 | 0 | 0 | 0 | 0 | 0 | 0 | 0 | 0 | 0 | 0 | 0 | 0 | 0 | 0 | 0 | 12 | 0
NO |  | 186 | 2015 | 47 | 24 | 24 |  | POE | IVOR (106) | 115 | 115 | WOOD POLE | 0 | 0.11 | 0 | ACSR 336.4 | 0 | 0 | 0 | 0 | 0 | 0 | 0 | 0 | 0 | 0 | 0 | 0 | 0 | 0 | 0 | 0 | 0 | 0 | 0 | 0 | 0 | 0 | 0 | 12 | 0
NO |  | 186 | 2015 | 47 | 25 | 25 |  | POE | IVOR (106) | 115 | 115 | WOOD POLE | 0.08 | 0 | 0 | ACSR 336.4 | 0 | 0 | 0 | 0 | 0 | 0 | 0 | 0 | 0 | 0 | 0 | 0 | 0 | 0 | 0 | 0 | 0 | 0 | 0 | 0 | 0 | 0 | 0 | 12 | 0
NO |  | 186 | 2015 | 47 | 26 | 26 |  | SEWELLS POINT | OAKWOOD (107) | 115 | 115 | CONC POLE | 0.23 | 0 | 1 | ACSR 1033.5 | 0 | 0 | 0 | 0 | 0 | 0 | 0 | 0 | 0 | 0 | 0 | 0 | 0 | 0 | 0 | 0 | 0 | 0 | 0 | 0 | 0 | 0 | 0 | 12 | 0
NO |  | 186 | 2015 | 47 | 27 | 27 |  | SEWELLS POINT | OAKWOOD (107) | 115 | 115 | STEEL POLE | 0 | 0.36 | 0 | ACSR 1033.5 | 0 | 0 | 0 | 0 | 0 | 0 | 0 | 0 | 0 | 0 | 0 | 0 | 0 | 0 | 0 | 0 | 0 | 0 | 0 | 0 | 0 | 0 | 0 | 12 | 0
NO |  | 186 | 2015 | 47 | 28 | 28 |  | SEWELLS POINT | OAKWOOD (107) | 115 | 115 | STEEL POLE | 0 | 0.66 | 0 | ACSR 1351.5 | 0 | 0 | 0 | 0 | 0 | 0 | 0 | 0 | 0 | 0 | 0 | 0 | 0 | 0 | 0 | 0 | 0 | 0 | 0 | 0 | 0 | 0 | 0 | 12 | 0
NO |  | 186 | 2015 | 47 | 29 | 29 |  | SEWELLS POINT | OAKWOOD (107) | 115 | 115 | STEEL POLE | 0.04 | 0 | 0 | ACSR 1033.5 | 0 | 0 | 0 | 0 | 0 | 0 | 0 | 0 | 0 | 0 | 0 | 0 | 0 | 0 | 0 | 0 | 0 | 0 | 0 | 0 | 0 | 0 | 0 | 12 | 0
NO |  | 186 | 2015 | 47 | 30 | 30 |  | SEWELLS POINT | OAKWOOD (107) | 115 | 115 | STEEL POLE | 0.88 | 0 | 0 | ACAR 2500 | 0 | 0 | 0 | 0 | 0 | 0 | 0 | 0 | 0 | 0 | 0 | 0 | 0 | 0 | 0 | 0 | 0 | 0 | 0 | 0 | 0 | 0 | 0 | 12 | 0
NO |  | 186 | 2015 | 47 | 31 | 31 |  | SEWELLS POINT | OAKWOOD (107) | 115 | 115 | STEEL TWR | 0 | 0.12 | 0 | ACSR 1033.5 | 0 | 0 | 0 | 0 | 0 | 0 | 0 | 0 | 0 | 0 | 0 | 0 | 0 | 0 | 0 | 0 | 0 | 0 | 0 | 0 | 0 | 0 | 0 | 12 | 0
NO |  | 186 | 2015 | 47 | 32 | 32 |  | SEWELLS POINT | OAKWOOD (107) | 115 | 115 | STEEL TWR | 0 | 0.01 | 0 | ACSR 1351.5 | 0 | 0 | 0 | 0 | 0 | 0 | 0 | 0 | 0 | 0 | 0 | 0 | 0 | 0 | 0 | 0 | 0 | 0 | 0 | 0 | 0 | 0 | 0 | 12 | 0
NO |  | 186 | 2015 | 47 | 33 | 33 |  | SEWELLS POINT | OAKWOOD (107) | 115 | 115 | STEEL TWR | 0 | 3.34 | 0 | ACSS 795 | 0 | 0 | 0 | 0 | 0 | 0 | 0 | 0 | 0 | 0 | 0 | 0 | 0 | 0 | 0 | 0 | 0 | 0 | 0 | 0 | 0 | 0 | 0 | 12 | 0
NO |  | 186 | 2015 | 47 | 34 | 34 |  | SEWELLS POINT | OAKWOOD (107) | 115 | 115 | STEEL TWR | 0.16 | 0 | 0 | ACSR 1033.5 | 0 | 0 | 0 | 0 | 0 | 0 | 0 | 0 | 0 | 0 | 0 | 0 | 0 | 0 | 0 | 0 | 0 | 0 | 0 | 0 | 0 | 0 | 0 | 12 | 0
NO |  | 186 | 2015 | 47 | 35 | 35 |  | SEWELLS POINT | OAKWOOD (107) | 115 | 115 | STEEL TWR | 0.07 | 0 | 0 | ACSS 795 | 0 | 0 | 0 | 0 | 0 | 0 | 0 | 0 | 0 | 0 | 0 | 0 | 0 | 0 | 0 | 0 | 0 | 0 | 0 | 0 | 0 | 0 | 0 | 12 | 0
NO |  | 186 | 2015 | 48 | 1 | 1 |  | SEWELLS POINT | OAKWOOD (107) | 115 | 115 | WOOD HFRM | 0 | 0.2 | 0 | ACSS 795 | 0 | 0 | 0 | 0 | 0 | 0 | 0 | 0 | 0 | 0 | 0 | 0 | 0 | 0 | 0 | 0 | 0 | 0 | 0 | 0 | 0 | 0 | 0 | 12 | 0
NO |  | 186 | 2015 | 48 | 2 | 2 |  | SEWELLS POINT | OAKWOOD (107) | 115 | 115 | WOOD POLE | 0 | 0 | 0 | ACSR 1033.5 | 0 | 0 | 0 | 0 | 0 | 0 | 0 | 0 | 0 | 0 | 0 | 0 | 0 | 0 | 0 | 0 | 0 | 0 | 0 | 0 | 0 | 0 | 0 | 12 | 0
NO |  | 186 | 2015 | 48 | 3 | 3 |  | BOYKINS | TUNIS (108) | 115 | 115 | CONC POLE | 0.06 | 0 | 1 | ACAR 545.6 | 0 | 0 | 0 | 0 | 0 | 0 | 0 | 0 | 0 | 0 | 0 | 0 | 0 | 0 | 0 | 0 | 0 | 0 | 0 | 0 | 0 | 0 | 0 | 12 | 0
NO |  | 186 | 2015 | 48 | 4 | 4 |  | BOYKINS | TUNIS (108) | 115 | 115 | STEEL POLE | 0.54 | 0 | 0 | ACSR 477 | 0 | 0 | 0 | 0 | 0 | 0 | 0 | 0 | 0 | 0 | 0 | 0 | 0 | 0 | 0 | 0 | 0 | 0 | 0 | 0 | 0 | 0 | 0 | 12 | 0
NO |  | 186 | 2015 | 48 | 5 | 5 |  | BOYKINS | TUNIS (108) | 115 | 115 | STEEL POLE | 1.38 | 0 | 0 | ACAR 545.6 | 0 | 0 | 0 | 0 | 0 | 0 | 0 | 0 | 0 | 0 | 0 | 0 | 0 | 0 | 0 | 0 | 0 | 0 | 0 | 0 | 0 | 0 | 0 | 12 | 0
NO |  | 186 | 2015 | 48 | 6 | 6 |  | BOYKINS | TUNIS (108) | 115 | 115 | STEEL TWR | 0.27 | 0 | 0 | ACAR 545.6 | 0 | 0 | 0 | 0 | 0 | 0 | 0 | 0 | 0 | 0 | 0 | 0 | 0 | 0 | 0 | 0 | 0 | 0 | 0 | 0 | 0 | 0 | 0 | 12 | 0
NO |  | 186 | 2015 | 48 | 7 | 7 |  | BOYKINS | TUNIS (108) | 115 | 115 | WOOD HFRM | 0.17 | 0 | 0 | ACAR 545.6 | 0 | 0 | 0 | 0 | 0 | 0 | 0 | 0 | 0 | 0 | 0 | 0 | 0 | 0 | 0 | 0 | 0 | 0 | 0 | 0 | 0 | 0 | 0 | 12 | 0
NO |  | 186 | 2015 | 48 | 8 | 8 |  | BOYKINS | TUNIS (108) | 115 | 115 | WOOD POLE | 0.31 | 0 | 0 | ACSR 477 | 0 | 0 | 0 | 0 | 0 | 0 | 0 | 0 | 0 | 0 | 0 | 0 | 0 | 0 | 0 | 0 | 0 | 0 | 0 | 0 | 0 | 0 | 0 | 12 | 0
NO |  | 186 | 2015 | 48 | 9 | 9 |  | BOYKINS | TUNIS (108) | 115 | 115 | WOOD POLE | 23.83 | 0 | 0 | ACAR 545.6 | 0 | 0 | 0 | 0 | 0 | 0 | 0 | 0 | 0 | 0 | 0 | 0 | 0 | 0 | 0 | 0 | 0 | 0 | 0 | 0 | 0 | 0 | 0 | 12 | 0
NO |  | 186 | 2015 | 48 | 10 | 10 |  | OAK GREEN | GORDONSVILLE (11) | 115 | 115 | CONC HFRM | 0 | 0.08 | 1 | ACSR 636 | 0 | 0 | 0 | 0 | 0 | 0 | 0 | 0 | 0 | 0 | 0 | 0 | 0 | 0 | 0 | 0 | 0 | 0 | 0 | 0 | 0 | 0 | 0 | 12 | 0
NO |  | 186 | 2015 | 48 | 11 | 11 |  | OAK GREEN | GORDONSVILLE (11) | 115 | 115 | CONC HFRM | 0.03 | 0 | 0 | ACSR 40 | 0 | 0 | 0 | 0 | 0 | 0 | 0 | 0 | 0 | 0 | 0 | 0 | 0 | 0 | 0 | 0 | 0 | 0 | 0 | 0 | 0 | 0 | 0 | 12 | 0
NO |  | 186 | 2015 | 48 | 12 | 12 |  | OAK GREEN | GORDONSVILLE (11) | 115 | 115 | CONC POLE | 0.06 | 0 | 0 | ACSR 636 | 0 | 0 | 0 | 0 | 0 | 0 | 0 | 0 | 0 | 0 | 0 | 0 | 0 | 0 | 0 | 0 | 0 | 0 | 0 | 0 | 0 | 0 | 0 | 12 | 0
NO |  | 186 | 2015 | 48 | 13 | 13 |  | OAK GREEN | GORDONSVILLE (11) | 115 | 115 | STEEL HFRM | 0 | 0.09 | 0 | ACSR 636 | 0 | 0 | 0 | 0 | 0 | 0 | 0 | 0 | 0 | 0 | 0 | 0 | 0 | 0 | 0 | 0 | 0 | 0 | 0 | 0 | 0 | 0 | 0 | 12 | 0
NO |  | 186 | 2015 | 48 | 14 | 14 |  | OAK GREEN | GORDONSVILLE (11) | 115 | 115 | STEEL HFRM | 1.84 | 0 | 0 | ACSR 1033.5 | 0 | 0 | 0 | 0 | 0 | 0 | 0 | 0 | 0 | 0 | 0 | 0 | 0 | 0 | 0 | 0 | 0 | 0 | 0 | 0 | 0 | 0 | 0 | 12 | 0
NO |  | 186 | 2015 | 48 | 15 | 15 |  | OAK GREEN | GORDONSVILLE (11) | 115 | 115 | STEEL HFRM | 0.14 | 0 | 0 | ACSR 40 | 0 | 0 | 0 | 0 | 0 | 0 | 0 | 0 | 0 | 0 | 0 | 0 | 0 | 0 | 0 | 0 | 0 | 0 | 0 | 0 | 0 | 0 | 0 | 12 | 0
NO |  | 186 | 2015 | 48 | 16 | 16 |  | OAK GREEN | GORDONSVILLE (11) | 115 | 115 | STEEL HFRM | 1.76 | 0 | 0 | ACSR 636 | 0 | 0 | 0 | 0 | 0 | 0 | 0 | 0 | 0 | 0 | 0 | 0 | 0 | 0 | 0 | 0 | 0 | 0 | 0 | 0 | 0 | 0 | 0 | 12 | 0
NO |  | 186 | 2015 | 48 | 17 | 17 |  | OAK GREEN | GORDONSVILLE (11) | 115 | 115 | STEEL POLE | 0 | 2.53 | 0 | ACSR 636 | 0 | 0 | 0 | 0 | 0 | 0 | 0 | 0 | 0 | 0 | 0 | 0 | 0 | 0 | 0 | 0 | 0 | 0 | 0 | 0 | 0 | 0 | 0 | 12 | 0
NO |  | 186 | 2015 | 48 | 18 | 18 |  | OAK GREEN | GORDONSVILLE (11) | 115 | 115 | STEEL POLE | 0.26 | 0 | 0 | ACSR 1033.5 | 0 | 0 | 0 | 0 | 0 | 0 | 0 | 0 | 0 | 0 | 0 | 0 | 0 | 0 | 0 | 0 | 0 | 0 | 0 | 0 | 0 | 0 | 0 | 12 | 0
NO |  | 186 | 2015 | 48 | 19 | 19 |  | OAK GREEN | GORDONSVILLE (11) | 115 | 115 | STEEL POLE | 0.49 | 0 | 0 | ACSR 636 | 0 | 0 | 0 | 0 | 0 | 0 | 0 | 0 | 0 | 0 | 0 | 0 | 0 | 0 | 0 | 0 | 0 | 0 | 0 | 0 | 0 | 0 | 0 | 12 | 0
NO |  | 186 | 2015 | 48 | 20 | 20 |  | OAK GREEN | GORDONSVILLE (11) | 115 | 115 | WOOD HFRM | 0.04 | 0 | 0 | ACSR 40 | 0 | 0 | 0 | 0 | 0 | 0 | 0 | 0 | 0 | 0 | 0 | 0 | 0 | 0 | 0 | 0 | 0 | 0 | 0 | 0 | 0 | 0 | 0 | 12 | 0
NO |  | 186 | 2015 | 48 | 21 | 21 |  | OAK GREEN | GORDONSVILLE (11) | 115 | 115 | WOOD HFRM | 0.08 | 0 | 0 | AAC 477 | 0 | 0 | 0 | 0 | 0 | 0 | 0 | 0 | 0 | 0 | 0 | 0 | 0 | 0 | 0 | 0 | 0 | 0 | 0 | 0 | 0 | 0 | 0 | 12 | 0
NO |  | 186 | 2015 | 48 | 22 | 22 |  | OAK GREEN | GORDONSVILLE (11) | 115 | 115 | WOOD HFRM | 15.16 | 0 | 0 | ACSR 636 | 0 | 0 | 0 | 0 | 0 | 0 | 0 | 0 | 0 | 0 | 0 | 0 | 0 | 0 | 0 | 0 | 0 | 0 | 0 | 0 | 0 | 0 | 0 | 12 | 0
NO |  | 186 | 2015 | 48 | 23 | 23 |  | OAK GREEN | GORDONSVILLE (11) | 115 | 115 | WOOD POLE | 0.02 | 0 | 0 | ACSR 1033.5 | 0 | 0 | 0 | 0 | 0 | 0 | 0 | 0 | 0 | 0 | 0 | 0 | 0 | 0 | 0 | 0 | 0 | 0 | 0 | 0 | 0 | 0 | 0 | 12 | 0
NO |  | 186 | 2015 | 48 | 24 | 24 |  | OAK GREEN | GORDONSVILLE (11) | 115 | 115 | WOOD POLE | 0.19 | 0 | 0 | ACSR 40 | 0 | 0 | 0 | 0 | 0 | 0 | 0 | 0 | 0 | 0 | 0 | 0 | 0 | 0 | 0 | 0 | 0 | 0 | 0 | 0 | 0 | 0 | 0 | 12 | 0
NO |  | 186 | 2015 | 48 | 25 | 25 |  | OAK GREEN | GORDONSVILLE (11) | 115 | 115 | WOOD POLE | 1.03 | 0 | 0 | AAC 477 | 0 | 0 | 0 | 0 | 0 | 0 | 0 | 0 | 0 | 0 | 0 | 0 | 0 | 0 | 0 | 0 | 0 | 0 | 0 | 0 | 0 | 0 | 0 | 12 | 0
NO |  | 186 | 2015 | 48 | 26 | 26 |  | OAK GREEN | GORDONSVILLE (11) | 115 | 115 | WOOD POLE | 1.27 | 0 | 0 | ACSR 636 | 0 | 0 | 0 | 0 | 0 | 0 | 0 | 0 | 0 | 0 | 0 | 0 | 0 | 0 | 0 | 0 | 0 | 0 | 0 | 0 | 0 | 0 | 0 | 12 | 0
NO |  | 186 | 2015 | 48 | 27 | 27 |  | CRADOCK | SHEA (110) | 115 | 115 | CONC HFRM | 0 | 0 | 1 | ACAR 721 | 0 | 0 | 0 | 0 | 0 | 0 | 0 | 0 | 0 | 0 | 0 | 0 | 0 | 0 | 0 | 0 | 0 | 0 | 0 | 0 | 0 | 0 | 0 | 12 | 0
NO |  | 186 | 2015 | 48 | 28 | 28 |  | CRADOCK | SHEA (110) | 115 | 115 | STEEL POLE | 0.97 | 0 | 0 | ACAR 721 | 0 | 0 | 0 | 0 | 0 | 0 | 0 | 0 | 0 | 0 | 0 | 0 | 0 | 0 | 0 | 0 | 0 | 0 | 0 | 0 | 0 | 0 | 0 | 12 | 0
NO |  | 186 | 2015 | 48 | 29 | 29 |  | CRADOCK | SHEA (110) | 115 | 115 | STEEL POLE | 0.03 | 0 | 0 | OTHER OTHER | 0 | 0 | 0 | 0 | 0 | 0 | 0 | 0 | 0 | 0 | 0 | 0 | 0 | 0 | 0 | 0 | 0 | 0 | 0 | 0 | 0 | 0 | 0 | 12 | 0
NO |  | 186 | 2015 | 48 | 30 | 30 |  | CRADOCK | SHEA (110) | 115 | 115 | STEEL TWR | 0.01 | 0 | 0 | ACSR 795 | 0 | 0 | 0 | 0 | 0 | 0 | 0 | 0 | 0 | 0 | 0 | 0 | 0 | 0 | 0 | 0 | 0 | 0 | 0 | 0 | 0 | 0 | 0 | 12 | 0
NO |  | 186 | 2015 | 48 | 31 | 31 |  | CRADOCK | SHEA (110) | 115 | 115 | WOOD POLE | 3.13 | 0 | 0 | ACAR 721 | 0 | 0 | 0 | 0 | 0 | 0 | 0 | 0 | 0 | 0 | 0 | 0 | 0 | 0 | 0 | 0 | 0 | 0 | 0 | 0 | 0 | 0 | 0 | 12 | 0
NO |  | 186 | 2015 | 48 | 32 | 32 |  | CRADOCK | SHEA (110) | 115 | 115 | WOOD POLE | 0.01 | 0 | 0 | OTHER OTHER | 0 | 0 | 0 | 0 | 0 | 0 | 0 | 0 | 0 | 0 | 0 | 0 | 0 | 0 | 0 | 0 | 0 | 0 | 0 | 0 | 0 | 0 | 0 | 12 | 0
NO |  | 186 | 2015 | 48 | 33 | 33 |  | ACCA | LAKESIDE (111) | 115 | 115 | STEEL POLE | 0 | 3.08 | 1 | ACAR 1109 | 0 | 0 | 0 | 0 | 0 | 0 | 0 | 0 | 0 | 0 | 0 | 0 | 0 | 0 | 0 | 0 | 0 | 0 | 0 | 0 | 0 | 0 | 0 | 12 | 0
NO |  | 186 | 2015 | 48 | 34 | 34 |  | ACCA | LAKESIDE (111) | 115 | 115 | STEEL POLE | 0.01 | 0 | 0 | ACAR 1109 | 0 | 0 | 0 | 0 | 0 | 0 | 0 | 0 | 0 | 0 | 0 | 0 | 0 | 0 | 0 | 0 | 0 | 0 | 0 | 0 | 0 | 0 | 0 | 12 | 0
NO |  | 186 | 2015 | 48 | 35 | 35 |  | ACCA | LAKESIDE (111) | 115 | 115 | STEEL TWR | 0 | 0.12 | 0 | ACAR 1109 | 0 | 0 | 0 | 0 | 0 | 0 | 0 | 0 | 0 | 0 | 0 | 0 | 0 | 0 | 0 | 0 | 0 | 0 | 0 | 0 | 0 | 0 | 0 | 12 | 0
NO |  | 186 | 2015 | 49 | 1 | 1 |  | ACCA | LAKESIDE (111) | 115 | 115 | STEEL TWR | 0.01 | 0 | 0 | ACAR 1109 | 0 | 0 | 0 | 0 | 0 | 0 | 0 | 0 | 0 | 0 | 0 | 0 | 0 | 0 | 0 | 0 | 0 | 0 | 0 | 0 | 0 | 0 | 0 | 12 | 0
NO |  | 186 | 2015 | 49 | 2 | 2 |  | DUPONT | KEVLAR (116) | 115 | 115 | CONC HFRM | 0 | 0.06 | 1 | ACAR 721 | 0 | 0 | 0 | 0 | 0 | 0 | 0 | 0 | 0 | 0 | 0 | 0 | 0 | 0 | 0 | 0 | 0 | 0 | 0 | 0 | 0 | 0 | 0 | 12 | 0
NO |  | 186 | 2015 | 49 | 3 | 3 |  | DUPONT | KEVLAR (116) | 115 | 115 | STEEL POLE | 0 | 0.08 | 0 | ACAR 721 | 0 | 0 | 0 | 0 | 0 | 0 | 0 | 0 | 0 | 0 | 0 | 0 | 0 | 0 | 0 | 0 | 0 | 0 | 0 | 0 | 0 | 0 | 0 | 12 | 0
NO |  | 186 | 2015 | 49 | 4 | 4 |  | DUPONT | KEVLAR (116) | 115 | 115 | STEEL TWR | 0 | 0.15 | 0 | ACAR 721 | 0 | 0 | 0 | 0 | 0 | 0 | 0 | 0 | 0 | 0 | 0 | 0 | 0 | 0 | 0 | 0 | 0 | 0 | 0 | 0 | 0 | 0 | 0 | 12 | 0
NO |  | 186 | 2015 | 49 | 5 | 5 |  | DOOMS | DUPONT (117) | 115 | 115 | CONC HFRM | 0.28 | 0 | 1 | ACSR 636 | 0 | 0 | 0 | 0 | 0 | 0 | 0 | 0 | 0 | 0 | 0 | 0 | 0 | 0 | 0 | 0 | 0 | 0 | 0 | 0 | 0 | 0 | 0 | 12 | 0
NO |  | 186 | 2015 | 49 | 6 | 6 |  | DOOMS | DUPONT (117) | 115 | 115 | CONC POLE | 4.46 | 0 | 0 | ACSR 1033.5 | 0 | 0 | 0 | 0 | 0 | 0 | 0 | 0 | 0 | 0 | 0 | 0 | 0 | 0 | 0 | 0 | 0 | 0 | 0 | 0 | 0 | 0 | 0 | 12 | 0
NO |  | 186 | 2015 | 49 | 7 | 7 |  | DOOMS | DUPONT (117) | 115 | 115 | CONC POLE | 0.13 | 0 | 0 | ACSR 636 | 0 | 0 | 0 | 0 | 0 | 0 | 0 | 0 | 0 | 0 | 0 | 0 | 0 | 0 | 0 | 0 | 0 | 0 | 0 | 0 | 0 | 0 | 0 | 12 | 0
NO |  | 186 | 2015 | 49 | 8 | 8 |  | DOOMS | DUPONT (117) | 115 | 115 | STEEL HFRM | 1.84 | 0 | 0 | ACSR 1033.5 | 0 | 0 | 0 | 0 | 0 | 0 | 0 | 0 | 0 | 0 | 0 | 0 | 0 | 0 | 0 | 0 | 0 | 0 | 0 | 0 | 0 | 0 | 0 | 12 | 0
NO |  | 186 | 2015 | 49 | 9 | 9 |  | DOOMS | DUPONT (117) | 115 | 115 | STEEL HFRM | 5.66 | 0 | 0 | ACSR 636 | 0 | 0 | 0 | 0 | 0 | 0 | 0 | 0 | 0 | 0 | 0 | 0 | 0 | 0 | 0 | 0 | 0 | 0 | 0 | 0 | 0 | 0 | 0 | 12 | 0
NO |  | 186 | 2015 | 49 | 10 | 10 |  | DOOMS | DUPONT (117) | 115 | 115 | STEEL POLE | 1.16 | 0 | 0 | ACSR 1033.5 | 0 | 0 | 0 | 0 | 0 | 0 | 0 | 0 | 0 | 0 | 0 | 0 | 0 | 0 | 0 | 0 | 0 | 0 | 0 | 0 | 0 | 0 | 0 | 12 | 0
NO |  | 186 | 2015 | 49 | 11 | 11 |  | DOOMS | DUPONT (117) | 115 | 115 | STEEL POLE | 0.03 | 0 | 0 | ACAR 396.3 | 0 | 0 | 0 | 0 | 0 | 0 | 0 | 0 | 0 | 0 | 0 | 0 | 0 | 0 | 0 | 0 | 0 | 0 | 0 | 0 | 0 | 0 | 0 | 12 | 0
NO |  | 186 | 2015 | 49 | 12 | 12 |  | DOOMS | DUPONT (117) | 115 | 115 | STEEL POLE | 0.01 | 0 | 0 | AAC 477 | 0 | 0 | 0 | 0 | 0 | 0 | 0 | 0 | 0 | 0 | 0 | 0 | 0 | 0 | 0 | 0 | 0 | 0 | 0 | 0 | 0 | 0 | 0 | 12 | 0
NO |  | 186 | 2015 | 49 | 13 | 13 |  | DOOMS | DUPONT (117) | 115 | 115 | STEEL POLE | 1.15 | 0 | 0 | ACSR 636 | 0 | 0 | 0 | 0 | 0 | 0 | 0 | 0 | 0 | 0 | 0 | 0 | 0 | 0 | 0 | 0 | 0 | 0 | 0 | 0 | 0 | 0 | 0 | 12 | 0
NO |  | 186 | 2015 | 49 | 14 | 14 |  | DOOMS | DUPONT (117) | 115 | 115 | STEEL TWR | 0.01 | 0 | 0 | ACSR 1033.5 | 0 | 0 | 0 | 0 | 0 | 0 | 0 | 0 | 0 | 0 | 0 | 0 | 0 | 0 | 0 | 0 | 0 | 0 | 0 | 0 | 0 | 0 | 0 | 12 | 0
NO |  | 186 | 2015 | 49 | 15 | 15 |  | DOOMS | DUPONT (117) | 115 | 115 | STEEL TWR | 0.02 | 0 | 0 | ACAR 396.3 | 0 | 0 | 0 | 0 | 0 | 0 | 0 | 0 | 0 | 0 | 0 | 0 | 0 | 0 | 0 | 0 | 0 | 0 | 0 | 0 | 0 | 0 | 0 | 12 | 0
NO |  | 186 | 2015 | 49 | 16 | 16 |  | DOOMS | DUPONT (117) | 115 | 115 | STEEL TWR | 0.03 | 0 | 0 | ACSR 636 | 0 | 0 | 0 | 0 | 0 | 0 | 0 | 0 | 0 | 0 | 0 | 0 | 0 | 0 | 0 | 0 | 0 | 0 | 0 | 0 | 0 | 0 | 0 | 12 | 0
NO |  | 186 | 2015 | 49 | 17 | 17 |  | DOOMS | DUPONT (117) | 115 | 115 | WOOD HFRM | 3.87 | 0 | 0 | ACSR 1033.5 | 0 | 0 | 0 | 0 | 0 | 0 | 0 | 0 | 0 | 0 | 0 | 0 | 0 | 0 | 0 | 0 | 0 | 0 | 0 | 0 | 0 | 0 | 0 | 12 | 0
NO |  | 186 | 2015 | 49 | 18 | 18 |  | DOOMS | DUPONT (117) | 115 | 115 | WOOD HFRM | 4.97 | 0 | 0 | ACSR 636 | 0 | 0 | 0 | 0 | 0 | 0 | 0 | 0 | 0 | 0 | 0 | 0 | 0 | 0 | 0 | 0 | 0 | 0 | 0 | 0 | 0 | 0 | 0 | 12 | 0
NO |  | 186 | 2015 | 49 | 19 | 19 |  | DOOMS | DUPONT (117) | 115 | 115 | WOOD POLE | 0.3 | 0 | 0 | ACSR 1033.5 | 0 | 0 | 0 | 0 | 0 | 0 | 0 | 0 | 0 | 0 | 0 | 0 | 0 | 0 | 0 | 0 | 0 | 0 | 0 | 0 | 0 | 0 | 0 | 12 | 0
NO |  | 186 | 2015 | 49 | 20 | 20 |  | DOOMS | DUPONT (117) | 115 | 115 | WOOD POLE | 0.01 | 0 | 0 | ACAR 396.3 | 0 | 0 | 0 | 0 | 0 | 0 | 0 | 0 | 0 | 0 | 0 | 0 | 0 | 0 | 0 | 0 | 0 | 0 | 0 | 0 | 0 | 0 | 0 | 12 | 0
NO |  | 186 | 2015 | 49 | 21 | 21 |  | DOOMS | DUPONT (117) | 115 | 115 | WOOD POLE | 3.49 | 0 | 0 | ACSR 636 | 0 | 0 | 0 | 0 | 0 | 0 | 0 | 0 | 0 | 0 | 0 | 0 | 0 | 0 | 0 | 0 | 0 | 0 | 0 | 0 | 0 | 0 | 0 | 12 | 0
NO |  | 186 | 2015 | 49 | 22 | 22 |  | ENDLESS CAVERNS | N SHEN (FE) (118) | 115 | 115 | CONC HFRM | 0.04 | 0 | 1 | ACAR 396.3 | 0 | 0 | 0 | 0 | 0 | 0 | 0 | 0 | 0 | 0 | 0 | 0 | 0 | 0 | 0 | 0 | 0 | 0 | 0 | 0 | 0 | 0 | 0 | 12 | 0
NO |  | 186 | 2015 | 49 | 23 | 23 |  | ENDLESS CAVERNS | N SHEN (FE) (118) | 115 | 115 | CONC POLE | 0.08 | 0 | 0 | ACAR 396.3 | 0 | 0 | 0 | 0 | 0 | 0 | 0 | 0 | 0 | 0 | 0 | 0 | 0 | 0 | 0 | 0 | 0 | 0 | 0 | 0 | 0 | 0 | 0 | 12 | 0
NO |  | 186 | 2015 | 49 | 24 | 24 |  | ENDLESS CAVERNS | N SHEN (FE) (118) | 115 | 115 | CONC POLE | 0.07 | 0 | 0 | ACSR 477 | 0 | 0 | 0 | 0 | 0 | 0 | 0 | 0 | 0 | 0 | 0 | 0 | 0 | 0 | 0 | 0 | 0 | 0 | 0 | 0 | 0 | 0 | 0 | 12 | 0
NO |  | 186 | 2015 | 49 | 25 | 25 |  | ENDLESS CAVERNS | N SHEN (FE) (118) | 115 | 115 | STEEL HFRM | 0.06 | 0 | 0 | ACAR 396.3 | 0 | 0 | 0 | 0 | 0 | 0 | 0 | 0 | 0 | 0 | 0 | 0 | 0 | 0 | 0 | 0 | 0 | 0 | 0 | 0 | 0 | 0 | 0 | 12 | 0
NO |  | 186 | 2015 | 49 | 26 | 26 |  | ENDLESS CAVERNS | N SHEN (FE) (118) | 115 | 115 | STEEL HFRM | 4.05 | 0 | 0 | ACSR 477 | 0 | 0 | 0 | 0 | 0 | 0 | 0 | 0 | 0 | 0 | 0 | 0 | 0 | 0 | 0 | 0 | 0 | 0 | 0 | 0 | 0 | 0 | 0 | 12 | 0
NO |  | 186 | 2015 | 49 | 27 | 27 |  | ENDLESS CAVERNS | N SHEN (FE) (118) | 115 | 115 | STEEL POLE | 0.17 | 0 | 0 | ACAR 396.3 | 0 | 0 | 0 | 0 | 0 | 0 | 0 | 0 | 0 | 0 | 0 | 0 | 0 | 0 | 0 | 0 | 0 | 0 | 0 | 0 | 0 | 0 | 0 | 12 | 0
NO |  | 186 | 2015 | 49 | 28 | 28 |  | ENDLESS CAVERNS | N SHEN (FE) (118) | 115 | 115 | STEEL POLE | 14.65 | 0 | 0 | ACSR 477 | 0 | 0 | 0 | 0 | 0 | 0 | 0 | 0 | 0 | 0 | 0 | 0 | 0 | 0 | 0 | 0 | 0 | 0 | 0 | 0 | 0 | 0 | 0 | 12 | 0
NO |  | 186 | 2015 | 49 | 29 | 29 |  | ENDLESS CAVERNS | N SHEN (FE) (118) | 115 | 115 | STEEL TWR | 0.1 | 0 | 0 | ACSR 477 | 0 | 0 | 0 | 0 | 0 | 0 | 0 | 0 | 0 | 0 | 0 | 0 | 0 | 0 | 0 | 0 | 0 | 0 | 0 | 0 | 0 | 0 | 0 | 12 | 0
NO |  | 186 | 2015 | 49 | 30 | 30 |  | ENDLESS CAVERNS | N SHEN (FE) (118) | 115 | 115 | STEEL TWR | 0.04 | 0 | 0 | ACSR 636 | 0 | 0 | 0 | 0 | 0 | 0 | 0 | 0 | 0 | 0 | 0 | 0 | 0 | 0 | 0 | 0 | 0 | 0 | 0 | 0 | 0 | 0 | 0 | 12 | 0
NO |  | 186 | 2015 | 49 | 31 | 31 |  | ENDLESS CAVERNS | N SHEN (FE) (118) | 115 | 115 | WOOD HFRM | 0.4 | 0 | 0 | ACAR 396.3 | 0 | 0 | 0 | 0 | 0 | 0 | 0 | 0 | 0 | 0 | 0 | 0 | 0 | 0 | 0 | 0 | 0 | 0 | 0 | 0 | 0 | 0 | 0 | 12 | 0
NO |  | 186 | 2015 | 49 | 32 | 32 |  | ENDLESS CAVERNS | N SHEN (FE) (118) | 115 | 115 | WOOD POLE | 0.06 | 0 | 0 | ACAR 396.3 | 0 | 0 | 0 | 0 | 0 | 0 | 0 | 0 | 0 | 0 | 0 | 0 | 0 | 0 | 0 | 0 | 0 | 0 | 0 | 0 | 0 | 0 | 0 | 12 | 0
NO |  | 186 | 2015 | 49 | 33 | 33 |  | MERCK 5 | GROTTOES (119) | 115 | 115 | CONC HFRM | 0.09 | 0 | 1 | ACSR 477 | 0 | 0 | 0 | 0 | 0 | 0 | 0 | 0 | 0 | 0 | 0 | 0 | 0 | 0 | 0 | 0 | 0 | 0 | 0 | 0 | 0 | 0 | 0 | 12 | 0
NO |  | 186 | 2015 | 49 | 34 | 34 |  | MERCK 5 | GROTTOES (119) | 115 | 115 | STEEL HFRM | 0.63 | 0 | 0 | ACSR 477 | 0 | 0 | 0 | 0 | 0 | 0 | 0 | 0 | 0 | 0 | 0 | 0 | 0 | 0 | 0 | 0 | 0 | 0 | 0 | 0 | 0 | 0 | 0 | 12 | 0
NO |  | 186 | 2015 | 49 | 35 | 35 |  | MERCK 5 | GROTTOES (119) | 115 | 115 | STEEL POLE | 11.88 | 0 | 0 | ACSR 477 | 0 | 0 | 0 | 0 | 0 | 0 | 0 | 0 | 0 | 0 | 0 | 0 | 0 | 0 | 0 | 0 | 0 | 0 | 0 | 0 | 0 | 0 | 0 | 12 | 0
NO |  | 186 | 2015 | 50 | 1 | 1 |  | MERCK 5 | GROTTOES (119) | 115 | 115 | STEEL TWR | 0.11 | 0 | 0 | ACSR 477 | 0 | 0 | 0 | 0 | 0 | 0 | 0 | 0 | 0 | 0 | 0 | 0 | 0 | 0 | 0 | 0 | 0 | 0 | 0 | 0 | 0 | 0 | 0 | 12 | 0
NO |  | 186 | 2015 | 50 | 2 | 2 |  | ST JOHNS | ST JOHNS DP (12) | 115 | 115 | CONC HFRM | 0.11 | 0 | 1 | ACSR 795 | 0 | 0 | 0 | 0 | 0 | 0 | 0 | 0 | 0 | 0 | 0 | 0 | 0 | 0 | 0 | 0 | 0 | 0 | 0 | 0 | 0 | 0 | 0 | 12 | 0
NO |  | 186 | 2015 | 50 | 3 | 3 |  | ST JOHNS | ST JOHNS DP (12) | 115 | 115 | STEEL POLE | 0.1 | 0 | 0 | ACSR 795 | 0 | 0 | 0 | 0 | 0 | 0 | 0 | 0 | 0 | 0 | 0 | 0 | 0 | 0 | 0 | 0 | 0 | 0 | 0 | 0 | 0 | 0 | 0 | 12 | 0
NO |  | 186 | 2015 | 50 | 4 | 4 |  | ST JOHNS | ST JOHNS DP (12) | 115 | 115 | WOOD POLE | 0.05 | 0 | 0 | ACSR 795 | 0 | 0 | 0 | 0 | 0 | 0 | 0 | 0 | 0 | 0 | 0 | 0 | 0 | 0 | 0 | 0 | 0 | 0 | 0 | 0 | 0 | 0 | 0 | 12 | 0
NO |  | 186 | 2015 | 50 | 5 | 5 |  | CHESAPEAKE ENERGY CENTER | GREENWICH (120) | 115 | 115 | STEEL HFRM | 0.08 | 0 | 1 | AAAC 1177 | 0 | 0 | 0 | 0 | 0 | 0 | 0 | 0 | 0 | 0 | 0 | 0 | 0 | 0 | 0 | 0 | 0 | 0 | 0 | 0 | 0 | 0 | 0 | 12 | 0
NO |  | 186 | 2015 | 50 | 6 | 6 |  | CHESAPEAKE ENERGY CENTER | GREENWICH (120) | 115 | 115 | STEEL HFRM | 0.11 | 0 | 0 | ACAR 1534 | 0 | 0 | 0 | 0 | 0 | 0 | 0 | 0 | 0 | 0 | 0 | 0 | 0 | 0 | 0 | 0 | 0 | 0 | 0 | 0 | 0 | 0 | 0 | 12 | 0
NO |  | 186 | 2015 | 50 | 7 | 7 |  | CHESAPEAKE ENERGY CENTER | GREENWICH (120) | 115 | 115 | STEEL HFRM | 0.02 | 0 | 0 | ACSR 477 | 0 | 0 | 0 | 0 | 0 | 0 | 0 | 0 | 0 | 0 | 0 | 0 | 0 | 0 | 0 | 0 | 0 | 0 | 0 | 0 | 0 | 0 | 0 | 12 | 0
NO |  | 186 | 2015 | 50 | 8 | 8 |  | CHESAPEAKE ENERGY CENTER | GREENWICH (120) | 115 | 115 | STEEL HFRM | 1.92 | 0 | 0 | ACSR 636 | 0 | 0 | 0 | 0 | 0 | 0 | 0 | 0 | 0 | 0 | 0 | 0 | 0 | 0 | 0 | 0 | 0 | 0 | 0 | 0 | 0 | 0 | 0 | 12 | 0
NO |  | 186 | 2015 | 50 | 9 | 9 |  | CHESAPEAKE ENERGY CENTER | GREENWICH (120) | 115 | 115 | STEEL POLE | 0.05 | 0 | 0 | AAAC 1177 | 0 | 0 | 0 | 0 | 0 | 0 | 0 | 0 | 0 | 0 | 0 | 0 | 0 | 0 | 0 | 0 | 0 | 0 | 0 | 0 | 0 | 0 | 0 | 12 | 0
NO |  | 186 | 2015 | 50 | 10 | 10 |  | CHESAPEAKE ENERGY CENTER | GREENWICH (120) | 115 | 115 | STEEL POLE | 0.46 | 0 | 0 | ACAR 1534 | 0 | 0 | 0 | 0 | 0 | 0 | 0 | 0 | 0 | 0 | 0 | 0 | 0 | 0 | 0 | 0 | 0 | 0 | 0 | 0 | 0 | 0 | 0 | 12 | 0
NO |  | 186 | 2015 | 50 | 11 | 11 |  | CHESAPEAKE ENERGY CENTER | GREENWICH (120) | 115 | 115 | STEEL POLE | 0.3 | 0 | 0 | ACSR 477 | 0 | 0 | 0 | 0 | 0 | 0 | 0 | 0 | 0 | 0 | 0 | 0 | 0 | 0 | 0 | 0 | 0 | 0 | 0 | 0 | 0 | 0 | 0 | 12 | 0
NO |  | 186 | 2015 | 50 | 12 | 12 |  | CHESAPEAKE ENERGY CENTER | GREENWICH (120) | 115 | 115 | STEEL POLE | 0.57 | 0 | 0 | ACSR 636 | 0 | 0 | 0 | 0 | 0 | 0 | 0 | 0 | 0 | 0 | 0 | 0 | 0 | 0 | 0 | 0 | 0 | 0 | 0 | 0 | 0 | 0 | 0 | 12 | 0
NO |  | 186 | 2015 | 50 | 13 | 13 |  | CHESAPEAKE ENERGY CENTER | GREENWICH (120) | 115 | 115 | STEEL POLE | 0.03 | 0 | 0 | ACAR 721 | 0 | 0 | 0 | 0 | 0 | 0 | 0 | 0 | 0 | 0 | 0 | 0 | 0 | 0 | 0 | 0 | 0 | 0 | 0 | 0 | 0 | 0 | 0 | 12 | 0
NO |  | 186 | 2015 | 50 | 14 | 14 |  | CHESAPEAKE ENERGY CENTER | GREENWICH (120) | 115 | 115 | STEEL TWR | 0.05 | 0 | 0 | ACAR 1109 | 0 | 0 | 0 | 0 | 0 | 0 | 0 | 0 | 0 | 0 | 0 | 0 | 0 | 0 | 0 | 0 | 0 | 0 | 0 | 0 | 0 | 0 | 0 | 12 | 0
NO |  | 186 | 2015 | 50 | 15 | 15 |  | CHESAPEAKE ENERGY CENTER | GREENWICH (120) | 115 | 115 | STEEL TWR | 0.28 | 0 | 0 | ACAR 1534 | 0 | 0 | 0 | 0 | 0 | 0 | 0 | 0 | 0 | 0 | 0 | 0 | 0 | 0 | 0 | 0 | 0 | 0 | 0 | 0 | 0 | 0 | 0 | 12 | 0
NO |  | 186 | 2015 | 50 | 16 | 16 |  | CHESAPEAKE ENERGY CENTER | GREENWICH (120) | 115 | 115 | STEEL TWR | 0 | 0 | 0 | AAC 477 | 0 | 0 | 0 | 0 | 0 | 0 | 0 | 0 | 0 | 0 | 0 | 0 | 0 | 0 | 0 | 0 | 0 | 0 | 0 | 0 | 0 | 0 | 0 | 12 | 0
NO |  | 186 | 2015 | 50 | 17 | 17 |  | CHESAPEAKE ENERGY CENTER | GREENWICH (120) | 115 | 115 | STEEL TWR | 0.05 | 0 | 0 | ACSR 477 | 0 | 0 | 0 | 0 | 0 | 0 | 0 | 0 | 0 | 0 | 0 | 0 | 0 | 0 | 0 | 0 | 0 | 0 | 0 | 0 | 0 | 0 | 0 | 12 | 0
NO |  | 186 | 2015 | 50 | 18 | 18 |  | CHESAPEAKE ENERGY CENTER | GREENWICH (120) | 115 | 115 | STEEL TWR | 0.05 | 0 | 0 | ACSR 636 | 0 | 0 | 0 | 0 | 0 | 0 | 0 | 0 | 0 | 0 | 0 | 0 | 0 | 0 | 0 | 0 | 0 | 0 | 0 | 0 | 0 | 0 | 0 | 12 | 0
NO |  | 186 | 2015 | 50 | 19 | 19 |  | CHESAPEAKE ENERGY CENTER | GREENWICH (120) | 115 | 115 | STEEL TWR | 0.01 | 0 | 0 | ACAR 721 | 0 | 0 | 0 | 0 | 0 | 0 | 0 | 0 | 0 | 0 | 0 | 0 | 0 | 0 | 0 | 0 | 0 | 0 | 0 | 0 | 0 | 0 | 0 | 12 | 0
NO |  | 186 | 2015 | 50 | 20 | 20 |  | CHESAPEAKE ENERGY CENTER | GREENWICH (120) | 115 | 115 | WOOD HFRM | 0.15 | 0 | 0 | ACAR 1109 | 0 | 0 | 0 | 0 | 0 | 0 | 0 | 0 | 0 | 0 | 0 | 0 | 0 | 0 | 0 | 0 | 0 | 0 | 0 | 0 | 0 | 0 | 0 | 12 | 0
NO |  | 186 | 2015 | 50 | 21 | 21 |  | CHESAPEAKE ENERGY CENTER | GREENWICH (120) | 115 | 115 | WOOD HFRM | 0.07 | 0 | 0 | AAAC 1177 | 0 | 0 | 0 | 0 | 0 | 0 | 0 | 0 | 0 | 0 | 0 | 0 | 0 | 0 | 0 | 0 | 0 | 0 | 0 | 0 | 0 | 0 | 0 | 12 | 0
NO |  | 186 | 2015 | 50 | 22 | 22 |  | CHESAPEAKE ENERGY CENTER | GREENWICH (120) | 115 | 115 | WOOD HFRM | 0.14 | 0 | 0 | ACAR 1534 | 0 | 0 | 0 | 0 | 0 | 0 | 0 | 0 | 0 | 0 | 0 | 0 | 0 | 0 | 0 | 0 | 0 | 0 | 0 | 0 | 0 | 0 | 0 | 12 | 0
NO |  | 186 | 2015 | 50 | 23 | 23 |  | CHESAPEAKE ENERGY CENTER | GREENWICH (120) | 115 | 115 | WOOD HFRM | 5.45 | 0 | 0 | ACSR 477 | 0 | 0 | 0 | 0 | 0 | 0 | 0 | 0 | 0 | 0 | 0 | 0 | 0 | 0 | 0 | 0 | 0 | 0 | 0 | 0 | 0 | 0 | 0 | 12 | 0
NO |  | 186 | 2015 | 50 | 24 | 24 |  | CHESAPEAKE ENERGY CENTER | GREENWICH (120) | 115 | 115 | WOOD POLE | 0.26 | 0 | 0 | ACAR 1109 | 0 | 0 | 0 | 0 | 0 | 0 | 0 | 0 | 0 | 0 | 0 | 0 | 0 | 0 | 0 | 0 | 0 | 0 | 0 | 0 | 0 | 0 | 0 | 12 | 0
NO |  | 186 | 2015 | 50 | 25 | 25 |  | CHESAPEAKE ENERGY CENTER | GREENWICH (120) | 115 | 115 | WOOD POLE | 0.17 | 0 | 0 | AAAC 1177 | 0 | 0 | 0 | 0 | 0 | 0 | 0 | 0 | 0 | 0 | 0 | 0 | 0 | 0 | 0 | 0 | 0 | 0 | 0 | 0 | 0 | 0 | 0 | 12 | 0
NO |  | 186 | 2015 | 50 | 26 | 26 |  | CHESAPEAKE ENERGY CENTER | GREENWICH (120) | 115 | 115 | WOOD POLE | 0.36 | 0 | 0 | ACAR 1534 | 0 | 0 | 0 | 0 | 0 | 0 | 0 | 0 | 0 | 0 | 0 | 0 | 0 | 0 | 0 | 0 | 0 | 0 | 0 | 0 | 0 | 0 | 0 | 12 | 0
NO |  | 186 | 2015 | 50 | 27 | 27 |  | CHESAPEAKE ENERGY CENTER | GREENWICH (120) | 115 | 115 | WOOD POLE | 0.85 | 0 | 0 | ACSR 477 | 0 | 0 | 0 | 0 | 0 | 0 | 0 | 0 | 0 | 0 | 0 | 0 | 0 | 0 | 0 | 0 | 0 | 0 | 0 | 0 | 0 | 0 | 0 | 12 | 0
NO |  | 186 | 2015 | 50 | 28 | 28 |  | POE | PRINCE GEORGE (121) | 115 | 115 | STEEL POLE | 0.64 | 0 | 1 | ACSR 336.4 | 0 | 0 | 0 | 0 | 0 | 0 | 0 | 0 | 0 | 0 | 0 | 0 | 0 | 0 | 0 | 0 | 0 | 0 | 0 | 0 | 0 | 0 | 0 | 12 | 0
NO |  | 186 | 2015 | 50 | 29 | 29 |  | POE | PRINCE GEORGE (121) | 115 | 115 | STEEL POLE | 0.24 | 0 | 0 | ACSS 571.7 | 0 | 0 | 0 | 0 | 0 | 0 | 0 | 0 | 0 | 0 | 0 | 0 | 0 | 0 | 0 | 0 | 0 | 0 | 0 | 0 | 0 | 0 | 0 | 12 | 0
NO |  | 186 | 2015 | 50 | 30 | 30 |  | POE | PRINCE GEORGE (121) | 115 | 115 | STEEL POLE | 0.27 | 0 | 0 | ACSR 636 | 0 | 0 | 0 | 0 | 0 | 0 | 0 | 0 | 0 | 0 | 0 | 0 | 0 | 0 | 0 | 0 | 0 | 0 | 0 | 0 | 0 | 0 | 0 | 12 | 0
NO |  | 186 | 2015 | 50 | 31 | 31 |  | POE | PRINCE GEORGE (121) | 115 | 115 | STEEL TWR | 0.33 | 0 | 0 |  | 0 | 0 | 0 | 0 | 0 | 0 | 0 | 0 | 0 | 0 | 0 | 0 | 0 | 0 | 0 | 0 | 0 | 0 | 0 | 0 | 0 | 0 | 0 | 12 | 0
NO |  | 186 | 2015 | 50 | 32 | 32 |  | POE | PRINCE GEORGE (121) | 115 | 115 | STEEL TWR | 0.08 | 0 | 0 | ACSR 1351.5 | 0 | 0 | 0 | 0 | 0 | 0 | 0 | 0 | 0 | 0 | 0 | 0 | 0 | 0 | 0 | 0 | 0 | 0 | 0 | 0 | 0 | 0 | 0 | 12 | 0
NO |  | 186 | 2015 | 50 | 33 | 33 |  | POE | PRINCE GEORGE (121) | 115 | 115 | STEEL TWR | 2.06 | 0 | 0 | ACSR 336.4 | 0 | 0 | 0 | 0 | 0 | 0 | 0 | 0 | 0 | 0 | 0 | 0 | 0 | 0 | 0 | 0 | 0 | 0 | 0 | 0 | 0 | 0 | 0 | 12 | 0
NO |  | 186 | 2015 | 50 | 34 | 34 |  | POE | PRINCE GEORGE (121) | 115 | 115 | STEEL TWR | 1.94 | 0 | 0 | ACSS 571.7 | 0 | 0 | 0 | 0 | 0 | 0 | 0 | 0 | 0 | 0 | 0 | 0 | 0 | 0 | 0 | 0 | 0 | 0 | 0 | 0 | 0 | 0 | 0 | 12 | 0
NO |  | 186 | 2015 | 50 | 35 | 35 |  | POE | PRINCE GEORGE (121) | 115 | 115 | STEEL TWR | 0.04 | 0 | 0 | ACSR 636 | 0 | 0 | 0 | 0 | 0 | 0 | 0 | 0 | 0 | 0 | 0 | 0 | 0 | 0 | 0 | 0 | 0 | 0 | 0 | 0 | 0 | 0 | 0 | 12 | 0
NO |  | 186 | 2015 | 51 | 1 | 1 |  | LOUDOUN | GAINESVILLE (124) | 115 | 115 | STEEL HFRM | 0.05 | 0 | 1 |  | 0 | 0 | 0 | 0 | 0 | 0 | 0 | 0 | 0 | 0 | 0 | 0 | 0 | 0 | 0 | 0 | 0 | 0 | 0 | 0 | 0 | 0 | 0 | 12 | 0
NO |  | 186 | 2015 | 51 | 2 | 2 |  | LOUDOUN | GAINESVILLE (124) | 115 | 115 | STEEL HFRM | 1.63 | 0 | 0 | ACSR 636 | 0 | 0 | 0 | 0 | 0 | 0 | 0 | 0 | 0 | 0 | 0 | 0 | 0 | 0 | 0 | 0 | 0 | 0 | 0 | 0 | 0 | 0 | 0 | 12 | 0
NO |  | 186 | 2015 | 51 | 3 | 3 |  | LOUDOUN | GAINESVILLE (124) | 115 | 115 | STEEL POLE | 0 | 0.03 | 0 | ACSR 636 | 0 | 0 | 0 | 0 | 0 | 0 | 0 | 0 | 0 | 0 | 0 | 0 | 0 | 0 | 0 | 0 | 0 | 0 | 0 | 0 | 0 | 0 | 0 | 12 | 0
NO |  | 186 | 2015 | 51 | 4 | 4 |  | LOUDOUN | GAINESVILLE (124) | 115 | 115 | STEEL POLE | 0.03 | 0 | 0 | ACSR 1351.5 | 0 | 0 | 0 | 0 | 0 | 0 | 0 | 0 | 0 | 0 | 0 | 0 | 0 | 0 | 0 | 0 | 0 | 0 | 0 | 0 | 0 | 0 | 0 | 12 | 0
NO |  | 186 | 2015 | 51 | 5 | 5 |  | LOUDOUN | GAINESVILLE (124) | 115 | 115 | STEEL POLE | 1.15 | 0 | 0 | ACSR 636 | 0 | 0 | 0 | 0 | 0 | 0 | 0 | 0 | 0 | 0 | 0 | 0 | 0 | 0 | 0 | 0 | 0 | 0 | 0 | 0 | 0 | 0 | 0 | 12 | 0
NO |  | 186 | 2015 | 51 | 6 | 6 |  | LOUDOUN | GAINESVILLE (124) | 115 | 115 | STEEL TWR | 0.02 | 0 | 0 | ACSR 1351.5 | 0 | 0 | 0 | 0 | 0 | 0 | 0 | 0 | 0 | 0 | 0 | 0 | 0 | 0 | 0 | 0 | 0 | 0 | 0 | 0 | 0 | 0 | 0 | 12 | 0
NO |  | 186 | 2015 | 51 | 7 | 7 |  | LOUDOUN | GAINESVILLE (124) | 115 | 115 | STEEL TWR | 4.76 | 0 | 0 | ACSR 636 | 0 | 0 | 0 | 0 | 0 | 0 | 0 | 0 | 0 | 0 | 0 | 0 | 0 | 0 | 0 | 0 | 0 | 0 | 0 | 0 | 0 | 0 | 0 | 12 | 0
NO |  | 186 | 2015 | 51 | 8 | 8 |  | LOUDOUN | GAINESVILLE (124) | 115 | 115 | WOOD POLE | 0 | 0 | 0 | ACSR 1351.5 | 0 | 0 | 0 | 0 | 0 | 0 | 0 | 0 | 0 | 0 | 0 | 0 | 0 | 0 | 0 | 0 | 0 | 0 | 0 | 0 | 0 | 0 | 0 | 12 | 0
NO |  | 186 | 2015 | 51 | 9 | 9 |  | LOUDOUN | GAINESVILLE (124) | 115 | 115 | WOOD POLE | 0.04 | 0 | 0 | ACSR 636 | 0 | 0 | 0 | 0 | 0 | 0 | 0 | 0 | 0 | 0 | 0 | 0 | 0 | 0 | 0 | 0 | 0 | 0 | 0 | 0 | 0 | 0 | 0 | 12 | 0
NO |  | 186 | 2015 | 51 | 10 | 10 |  | REEVES AVE | MCLAUGHLIN (125) | 115 | 115 | CONC POLE | 0.04 | 0 | 1 | ACSS 1033.5 | 0 | 0 | 0 | 0 | 0 | 0 | 0 | 0 | 0 | 0 | 0 | 0 | 0 | 0 | 0 | 0 | 0 | 0 | 0 | 0 | 0 | 0 | 0 | 12 | 0
NO |  | 186 | 2015 | 51 | 11 | 11 |  | REEVES AVE | MCLAUGHLIN (125) | 115 | 115 | CONC POLE | 0.06 | 0 | 0 | ACAR 1109 | 0 | 0 | 0 | 0 | 0 | 0 | 0 | 0 | 0 | 0 | 0 | 0 | 0 | 0 | 0 | 0 | 0 | 0 | 0 | 0 | 0 | 0 | 0 | 12 | 0
NO |  | 186 | 2015 | 51 | 12 | 12 |  | REEVES AVE | MCLAUGHLIN (125) | 115 | 115 | STEEL POLE | 3.4 | 0 | 0 | ACSS 1033.5 | 0 | 0 | 0 | 0 | 0 | 0 | 0 | 0 | 0 | 0 | 0 | 0 | 0 | 0 | 0 | 0 | 0 | 0 | 0 | 0 | 0 | 0 | 0 | 12 | 0
NO |  | 186 | 2015 | 51 | 13 | 13 |  | REEVES AVE | MCLAUGHLIN (125) | 115 | 115 | STEEL TWR | 0.01 | 0 | 0 | ACAR 1109 | 0 | 0 | 0 | 0 | 0 | 0 | 0 | 0 | 0 | 0 | 0 | 0 | 0 | 0 | 0 | 0 | 0 | 0 | 0 | 0 | 0 | 0 | 0 | 12 | 0
NO |  | 186 | 2015 | 51 | 14 | 14 |  | EARLEYS | SCOTLAND NECK (126) | 115 | 115 | CONC HFRM | 0.04 | 0 | 1 | ACAR 545.6 | 0 | 0 | 0 | 0 | 0 | 0 | 0 | 0 | 0 | 0 | 0 | 0 | 0 | 0 | 0 | 0 | 0 | 0 | 0 | 0 | 0 | 0 | 0 | 12 | 0
NO |  | 186 | 2015 | 51 | 15 | 15 |  | EARLEYS | SCOTLAND NECK (126) | 115 | 115 | STEEL HFRM | 1.51 | 0 | 0 | ACAR 545.6 | 0 | 0 | 0 | 0 | 0 | 0 | 0 | 0 | 0 | 0 | 0 | 0 | 0 | 0 | 0 | 0 | 0 | 0 | 0 | 0 | 0 | 0 | 0 | 12 | 0
NO |  | 186 | 2015 | 51 | 16 | 16 |  | EARLEYS | SCOTLAND NECK (126) | 115 | 115 | STEEL POLE | 0 | 0.06 | 0 | ACAR 545.6 | 0 | 0 | 0 | 0 | 0 | 0 | 0 | 0 | 0 | 0 | 0 | 0 | 0 | 0 | 0 | 0 | 0 | 0 | 0 | 0 | 0 | 0 | 0 | 12 | 0
NO |  | 186 | 2015 | 51 | 17 | 17 |  | EARLEYS | SCOTLAND NECK (126) | 115 | 115 | STEEL TWR | 0.02 | 0 | 0 | ACAR 545.6 | 0 | 0 | 0 | 0 | 0 | 0 | 0 | 0 | 0 | 0 | 0 | 0 | 0 | 0 | 0 | 0 | 0 | 0 | 0 | 0 | 0 | 0 | 0 | 12 | 0
NO |  | 186 | 2015 | 51 | 18 | 18 |  | EARLEYS | SCOTLAND NECK (126) | 115 | 115 | WOOD HFRM | 0 | 0.07 | 0 | ACAR 545.6 | 0 | 0 | 0 | 0 | 0 | 0 | 0 | 0 | 0 | 0 | 0 | 0 | 0 | 0 | 0 | 0 | 0 | 0 | 0 | 0 | 0 | 0 | 0 | 12 | 0
NO |  | 186 | 2015 | 51 | 19 | 19 |  | EARLEYS | SCOTLAND NECK (126) | 115 | 115 | WOOD HFRM | 22.91 | 0 | 0 | ACAR 545.6 | 0 | 0 | 0 | 0 | 0 | 0 | 0 | 0 | 0 | 0 | 0 | 0 | 0 | 0 | 0 | 0 | 0 | 0 | 0 | 0 | 0 | 0 | 0 | 12 | 0
NO |  | 186 | 2015 | 51 | 20 | 20 |  | EARLEYS | SCOTLAND NECK (126) | 115 | 115 | WOOD POLE | 0.93 | 0 | 0 | ACAR 545.6 | 0 | 0 | 0 | 0 | 0 | 0 | 0 | 0 | 0 | 0 | 0 | 0 | 0 | 0 | 0 | 0 | 0 | 0 | 0 | 0 | 0 | 0 | 0 | 12 | 0
NO |  | 186 | 2015 | 51 | 21 | 21 |  | BUGGS ISLAND NUG | PLYWOOD (127) | 115 | 115 | CONC POLE | 0.15 | 0 | 1 | ACAR 721 | 0 | 0 | 0 | 0 | 0 | 0 | 0 | 0 | 0 | 0 | 0 | 0 | 0 | 0 | 0 | 0 | 0 | 0 | 0 | 0 | 0 | 0 | 0 | 12 | 0
NO |  | 186 | 2015 | 51 | 22 | 22 |  | BUGGS ISLAND NUG | PLYWOOD (127) | 115 | 115 | CONC POLE | 0.26 | 0 | 0 | AAAC 740.8 | 0 | 0 | 0 | 0 | 0 | 0 | 0 | 0 | 0 | 0 | 0 | 0 | 0 | 0 | 0 | 0 | 0 | 0 | 0 | 0 | 0 | 0 | 0 | 12 | 0
NO |  | 186 | 2015 | 51 | 23 | 23 |  | BUGGS ISLAND NUG | PLYWOOD (127) | 115 | 115 | STEEL HFRM | 0.06 | 0 | 0 | AAAC 559.5 | 0 | 0 | 0 | 0 | 0 | 0 | 0 | 0 | 0 | 0 | 0 | 0 | 0 | 0 | 0 | 0 | 0 | 0 | 0 | 0 | 0 | 0 | 0 | 12 | 0
NO |  | 186 | 2015 | 51 | 24 | 24 |  | BUGGS ISLAND NUG | PLYWOOD (127) | 115 | 115 | STEEL HFRM | 0.53 | 0 | 0 | ACAR 721 | 0 | 0 | 0 | 0 | 0 | 0 | 0 | 0 | 0 | 0 | 0 | 0 | 0 | 0 | 0 | 0 | 0 | 0 | 0 | 0 | 0 | 0 | 0 | 12 | 0
NO |  | 186 | 2015 | 51 | 25 | 25 |  | BUGGS ISLAND NUG | PLYWOOD (127) | 115 | 115 | STEEL HFRM | 0.08 | 0 | 0 | AAAC 740.8 | 0 | 0 | 0 | 0 | 0 | 0 | 0 | 0 | 0 | 0 | 0 | 0 | 0 | 0 | 0 | 0 | 0 | 0 | 0 | 0 | 0 | 0 | 0 | 12 | 0
NO |  | 186 | 2015 | 51 | 26 | 26 |  | BUGGS ISLAND NUG | PLYWOOD (127) | 115 | 115 | STEEL POLE | 2.19 | 0 | 0 | ACAR 721 | 0 | 0 | 0 | 0 | 0 | 0 | 0 | 0 | 0 | 0 | 0 | 0 | 0 | 0 | 0 | 0 | 0 | 0 | 0 | 0 | 0 | 0 | 0 | 12 | 0
NO |  | 186 | 2015 | 51 | 27 | 27 |  | BUGGS ISLAND NUG | PLYWOOD (127) | 115 | 115 | STEEL POLE | 1.3 | 0 | 0 | AAAC 740.8 | 0 | 0 | 0 | 0 | 0 | 0 | 0 | 0 | 0 | 0 | 0 | 0 | 0 | 0 | 0 | 0 | 0 | 0 | 0 | 0 | 0 | 0 | 0 | 12 | 0
NO |  | 186 | 2015 | 51 | 28 | 28 |  | BUGGS ISLAND NUG | PLYWOOD (127) | 115 | 115 | STEEL TWR | 0.16 | 0 | 0 | ACAR 721 | 0 | 0 | 0 | 0 | 0 | 0 | 0 | 0 | 0 | 0 | 0 | 0 | 0 | 0 | 0 | 0 | 0 | 0 | 0 | 0 | 0 | 0 | 0 | 12 | 0
NO |  | 186 | 2015 | 51 | 29 | 29 |  | BUGGS ISLAND NUG | PLYWOOD (127) | 115 | 115 | STEEL TWR | 0.03 | 0 | 0 | ACSR 795 | 0 | 0 | 0 | 0 | 0 | 0 | 0 | 0 | 0 | 0 | 0 | 0 | 0 | 0 | 0 | 0 | 0 | 0 | 0 | 0 | 0 | 0 | 0 | 12 | 0
NO |  | 186 | 2015 | 51 | 30 | 30 |  | BUGGS ISLAND NUG | PLYWOOD (127) | 115 | 115 | WOOD HFRM | 0.09 | 0 | 0 | AAAC 559.5 | 0 | 0 | 0 | 0 | 0 | 0 | 0 | 0 | 0 | 0 | 0 | 0 | 0 | 0 | 0 | 0 | 0 | 0 | 0 | 0 | 0 | 0 | 0 | 12 | 0
NO |  | 186 | 2015 | 51 | 31 | 31 |  | BUGGS ISLAND NUG | PLYWOOD (127) | 115 | 115 | WOOD HFRM | 2.05 | 0 | 0 | ACAR 721 | 0 | 0 | 0 | 0 | 0 | 0 | 0 | 0 | 0 | 0 | 0 | 0 | 0 | 0 | 0 | 0 | 0 | 0 | 0 | 0 | 0 | 0 | 0 | 12 | 0
NO |  | 186 | 2015 | 51 | 32 | 32 |  | BUGGS ISLAND NUG | PLYWOOD (127) | 115 | 115 | WOOD HFRM | 0.13 | 0 | 0 | AAAC 740.8 | 0 | 0 | 0 | 0 | 0 | 0 | 0 | 0 | 0 | 0 | 0 | 0 | 0 | 0 | 0 | 0 | 0 | 0 | 0 | 0 | 0 | 0 | 0 | 12 | 0
NO |  | 186 | 2015 | 51 | 33 | 33 |  | BUGGS ISLAND NUG | PLYWOOD (127) | 115 | 115 | WOOD POLE | 0.06 | 0 | 0 | AAAC 559.5 | 0 | 0 | 0 | 0 | 0 | 0 | 0 | 0 | 0 | 0 | 0 | 0 | 0 | 0 | 0 | 0 | 0 | 0 | 0 | 0 | 0 | 0 | 0 | 12 | 0
NO |  | 186 | 2015 | 51 | 34 | 34 |  | BUGGS ISLAND NUG | PLYWOOD (127) | 115 | 115 | WOOD POLE | 6.62 | 0 | 0 | ACAR 721 | 0 | 0 | 0 | 0 | 0 | 0 | 0 | 0 | 0 | 0 | 0 | 0 | 0 | 0 | 0 | 0 | 0 | 0 | 0 | 0 | 0 | 0 | 0 | 12 | 0
NO |  | 186 | 2015 | 51 | 35 | 35 |  | BUGGS ISLAND NUG | PLYWOOD (127) | 115 | 115 | WOOD POLE | 8.42 | 0 | 0 | AAAC 740.8 | 0 | 0 | 0 | 0 | 0 | 0 | 0 | 0 | 0 | 0 | 0 | 0 | 0 | 0 | 0 | 0 | 0 | 0 | 0 | 0 | 0 | 0 | 0 | 12 | 0
NO |  | 186 | 2015 | 52 | 1 | 1 |  | ENDLESS CAVERNS | EDINBURG (128) | 115 | 115 | STEEL HFRM | 15.6 | 0 | 1 | ACSR 636 | 0 | 0 | 0 | 0 | 0 | 0 | 0 | 0 | 0 | 0 | 0 | 0 | 0 | 0 | 0 | 0 | 0 | 0 | 0 | 0 | 0 | 0 | 0 | 12 | 0
NO |  | 186 | 2015 | 52 | 2 | 2 |  | ENDLESS CAVERNS | EDINBURG (128) | 115 | 115 | STEEL POLE | 0.08 | 0 | 0 | ACAR 545.6 | 0 | 0 | 0 | 0 | 0 | 0 | 0 | 0 | 0 | 0 | 0 | 0 | 0 | 0 | 0 | 0 | 0 | 0 | 0 | 0 | 0 | 0 | 0 | 12 | 0
NO |  | 186 | 2015 | 52 | 3 | 3 |  | ENDLESS CAVERNS | EDINBURG (128) | 115 | 115 | STEEL POLE | 1.52 | 0 | 0 | ACSR 636 | 0 | 0 | 0 | 0 | 0 | 0 | 0 | 0 | 0 | 0 | 0 | 0 | 0 | 0 | 0 | 0 | 0 | 0 | 0 | 0 | 0 | 0 | 0 | 12 | 0
NO |  | 186 | 2015 | 52 | 4 | 4 |  | ENDLESS CAVERNS | EDINBURG (128) | 115 | 115 | STEEL TWR | 0.08 | 0 | 0 | ACAR 545.6 | 0 | 0 | 0 | 0 | 0 | 0 | 0 | 0 | 0 | 0 | 0 | 0 | 0 | 0 | 0 | 0 | 0 | 0 | 0 | 0 | 0 | 0 | 0 | 12 | 0
NO |  | 186 | 2015 | 52 | 5 | 5 |  | ENDLESS CAVERNS | EDINBURG (128) | 115 | 115 | WOOD HFRM | 0.22 | 0 | 0 | ACAR 545.6 | 0 | 0 | 0 | 0 | 0 | 0 | 0 | 0 | 0 | 0 | 0 | 0 | 0 | 0 | 0 | 0 | 0 | 0 | 0 | 0 | 0 | 0 | 0 | 12 | 0
NO |  | 186 | 2015 | 52 | 6 | 6 |  | ENDLESS CAVERNS | EDINBURG (128) | 115 | 115 | WOOD POLE | 3.3 | 0 | 0 | ACAR 545.6 | 0 | 0 | 0 | 0 | 0 | 0 | 0 | 0 | 0 | 0 | 0 | 0 | 0 | 0 | 0 | 0 | 0 | 0 | 0 | 0 | 0 | 0 | 0 | 12 | 0
NO |  | 186 | 2015 | 52 | 7 | 7 |  | REEVES AVE | CRADOCK (129) | 115 | 115 | CONC POLE | 0 | 0.07 | 1 | ACSR 636 | 0 | 0 | 0 | 0 | 0 | 0 | 0 | 0 | 0 | 0 | 0 | 0 | 0 | 0 | 0 | 0 | 0 | 0 | 0 | 0 | 0 | 0 | 0 | 12 | 0
NO |  | 186 | 2015 | 52 | 8 | 8 |  | REEVES AVE | CRADOCK (129) | 115 | 115 | STEEL BRIDGE | 0 | 0.19 | 0 | ACSR 636 | 0 | 0 | 0 | 0 | 0 | 0 | 0 | 0 | 0 | 0 | 0 | 0 | 0 | 0 | 0 | 0 | 0 | 0 | 0 | 0 | 0 | 0 | 0 | 12 | 0
NO |  | 186 | 2015 | 52 | 9 | 9 |  | REEVES AVE | CRADOCK (129) | 115 | 115 | STEEL HFRM | 0 | 0.09 | 0 | ACSR 636 | 0 | 0 | 0 | 0 | 0 | 0 | 0 | 0 | 0 | 0 | 0 | 0 | 0 | 0 | 0 | 0 | 0 | 0 | 0 | 0 | 0 | 0 | 0 | 12 | 0
NO |  | 186 | 2015 | 52 | 10 | 10 |  | REEVES AVE | CRADOCK (129) | 115 | 115 | STEEL POLE | 0 | 0.04 | 0 | ACSS 477 | 0 | 0 | 0 | 0 | 0 | 0 | 0 | 0 | 0 | 0 | 0 | 0 | 0 | 0 | 0 | 0 | 0 | 0 | 0 | 0 | 0 | 0 | 0 | 12 | 0
NO |  | 186 | 2015 | 52 | 11 | 11 |  | REEVES AVE | CRADOCK (129) | 115 | 115 | STEEL POLE | 0 | 0.13 | 0 | ACSR 636 | 0 | 0 | 0 | 0 | 0 | 0 | 0 | 0 | 0 | 0 | 0 | 0 | 0 | 0 | 0 | 0 | 0 | 0 | 0 | 0 | 0 | 0 | 0 | 12 | 0
NO |  | 186 | 2015 | 52 | 12 | 12 |  | REEVES AVE | CRADOCK (129) | 115 | 115 | STEEL TWR | 0 | 0.7 | 0 | ACSS 477 | 0 | 0 | 0 | 0 | 0 | 0 | 0 | 0 | 0 | 0 | 0 | 0 | 0 | 0 | 0 | 0 | 0 | 0 | 0 | 0 | 0 | 0 | 0 | 12 | 0
NO |  | 186 | 2015 | 52 | 13 | 13 |  | REEVES AVE | CRADOCK (129) | 115 | 115 | STEEL TWR | 0 | 3.45 | 0 | ACSR 636 | 0 | 0 | 0 | 0 | 0 | 0 | 0 | 0 | 0 | 0 | 0 | 0 | 0 | 0 | 0 | 0 | 0 | 0 | 0 | 0 | 0 | 0 | 0 | 12 | 0
NO |  | 186 | 2015 | 52 | 14 | 14 |  | REEVES AVE | CRADOCK (129) | 115 | 115 | STEEL TWR | 0.02 | 0 | 0 |  | 0 | 0 | 0 | 0 | 0 | 0 | 0 | 0 | 0 | 0 | 0 | 0 | 0 | 0 | 0 | 0 | 0 | 0 | 0 | 0 | 0 | 0 | 0 | 12 | 0
NO |  | 186 | 2015 | 52 | 15 | 15 |  | REEVES AVE | CRADOCK (129) | 115 | 115 | STEEL TWR | 0.01 | 0 | 0 | ACSR 636 | 0 | 0 | 0 | 0 | 0 | 0 | 0 | 0 | 0 | 0 | 0 | 0 | 0 | 0 | 0 | 0 | 0 | 0 | 0 | 0 | 0 | 0 | 0 | 12 | 0
NO |  | 186 | 2015 | 52 | 16 | 16 |  | REEVES AVE | CRADOCK (129) | 115 | 115 | WOOD HFRM | 0 | 0.05 | 0 | ACSS 477 | 0 | 0 | 0 | 0 | 0 | 0 | 0 | 0 | 0 | 0 | 0 | 0 | 0 | 0 | 0 | 0 | 0 | 0 | 0 | 0 | 0 | 0 | 0 | 12 | 0
NO |  | 186 | 2015 | 52 | 17 | 17 |  | CLUBHOUSE | CAROLINA (130) | 115 | 115 | ALUM TWR | 1.35 | 0 | 1 | ACSR 336.4 | 0 | 0 | 0 | 0 | 0 | 0 | 0 | 0 | 0 | 0 | 0 | 0 | 0 | 0 | 0 | 0 | 0 | 0 | 0 | 0 | 0 | 0 | 0 | 12 | 0
NO |  | 186 | 2015 | 52 | 18 | 18 |  | CLUBHOUSE | CAROLINA (130) | 115 | 115 | CONC HFRM | 0.06 | 0 | 0 | ACSR 336.4 | 0 | 0 | 0 | 0 | 0 | 0 | 0 | 0 | 0 | 0 | 0 | 0 | 0 | 0 | 0 | 0 | 0 | 0 | 0 | 0 | 0 | 0 | 0 | 12 | 0
NO |  | 186 | 2015 | 52 | 19 | 19 |  | CLUBHOUSE | CAROLINA (130) | 115 | 115 | CONC HFRM | 0.01 | 0 | 0 | ACSS 477 | 0 | 0 | 0 | 0 | 0 | 0 | 0 | 0 | 0 | 0 | 0 | 0 | 0 | 0 | 0 | 0 | 0 | 0 | 0 | 0 | 0 | 0 | 0 | 12 | 0
NO |  | 186 | 2015 | 52 | 20 | 20 |  | CLUBHOUSE | CAROLINA (130) | 115 | 115 | STEEL HFRM | 0.51 | 0 | 0 | ACSR 336.4 | 0 | 0 | 0 | 0 | 0 | 0 | 0 | 0 | 0 | 0 | 0 | 0 | 0 | 0 | 0 | 0 | 0 | 0 | 0 | 0 | 0 | 0 | 0 | 12 | 0
NO |  | 186 | 2015 | 52 | 21 | 21 |  | CLUBHOUSE | CAROLINA (130) | 115 | 115 | STEEL POLE | 6.76 | 0 | 0 | ACSR 336.4 | 0 | 0 | 0 | 0 | 0 | 0 | 0 | 0 | 0 | 0 | 0 | 0 | 0 | 0 | 0 | 0 | 0 | 0 | 0 | 0 | 0 | 0 | 0 | 12 | 0
NO |  | 186 | 2015 | 52 | 22 | 22 |  | CLUBHOUSE | CAROLINA (130) | 115 | 115 | STEEL POLE | 0.14 | 0 | 0 | ACAR 396.3 | 0 | 0 | 0 | 0 | 0 | 0 | 0 | 0 | 0 | 0 | 0 | 0 | 0 | 0 | 0 | 0 | 0 | 0 | 0 | 0 | 0 | 0 | 0 | 12 | 0
NO |  | 186 | 2015 | 52 | 23 | 23 |  | CLUBHOUSE | CAROLINA (130) | 115 | 115 | STEEL POLE | 0.03 | 0 | 0 | ACSR 40 | 0 | 0 | 0 | 0 | 0 | 0 | 0 | 0 | 0 | 0 | 0 | 0 | 0 | 0 | 0 | 0 | 0 | 0 | 0 | 0 | 0 | 0 | 0 | 12 | 0
NO |  | 186 | 2015 | 52 | 24 | 24 |  | CLUBHOUSE | CAROLINA (130) | 115 | 115 | STEEL POLE | 0.08 | 0 | 0 | ACSS 477 | 0 | 0 | 0 | 0 | 0 | 0 | 0 | 0 | 0 | 0 | 0 | 0 | 0 | 0 | 0 | 0 | 0 | 0 | 0 | 0 | 0 | 0 | 0 | 12 | 0
NO |  | 186 | 2015 | 52 | 25 | 25 |  | CLUBHOUSE | CAROLINA (130) | 115 | 115 | STEEL POLE | 0.29 | 0 | 0 | ACAR 545.6 | 0 | 0 | 0 | 0 | 0 | 0 | 0 | 0 | 0 | 0 | 0 | 0 | 0 | 0 | 0 | 0 | 0 | 0 | 0 | 0 | 0 | 0 | 0 | 12 | 0
NO |  | 186 | 2015 | 52 | 26 | 26 |  | CLUBHOUSE | CAROLINA (130) | 115 | 115 | STEEL TWR | 0 | 0.02 | 0 |  | 0 | 0 | 0 | 0 | 0 | 0 | 0 | 0 | 0 | 0 | 0 | 0 | 0 | 0 | 0 | 0 | 0 | 0 | 0 | 0 | 0 | 0 | 0 | 12 | 0
NO |  | 186 | 2015 | 52 | 27 | 27 |  | CLUBHOUSE | CAROLINA (130) | 115 | 115 | STEEL TWR | 0 | 0.22 | 0 | ACSR 336.4 | 0 | 0 | 0 | 0 | 0 | 0 | 0 | 0 | 0 | 0 | 0 | 0 | 0 | 0 | 0 | 0 | 0 | 0 | 0 | 0 | 0 | 0 | 0 | 12 | 0
NO |  | 186 | 2015 | 52 | 28 | 28 |  | CLUBHOUSE | CAROLINA (130) | 115 | 115 | STEEL TWR | 0.87 | 0 | 0 | ACSR 336.4 | 0 | 0 | 0 | 0 | 0 | 0 | 0 | 0 | 0 | 0 | 0 | 0 | 0 | 0 | 0 | 0 | 0 | 0 | 0 | 0 | 0 | 0 | 0 | 12 | 0
NO |  | 186 | 2015 | 52 | 29 | 29 |  | CLUBHOUSE | CAROLINA (130) | 115 | 115 | STEEL TWR | 0.07 | 0 | 0 | ACAR 396.3 | 0 | 0 | 0 | 0 | 0 | 0 | 0 | 0 | 0 | 0 | 0 | 0 | 0 | 0 | 0 | 0 | 0 | 0 | 0 | 0 | 0 | 0 | 0 | 12 | 0
NO |  | 186 | 2015 | 52 | 30 | 30 |  | CLUBHOUSE | CAROLINA (130) | 115 | 115 | STEEL TWR | 0.04 | 0 | 0 | ACSR 40 | 0 | 0 | 0 | 0 | 0 | 0 | 0 | 0 | 0 | 0 | 0 | 0 | 0 | 0 | 0 | 0 | 0 | 0 | 0 | 0 | 0 | 0 | 0 | 12 | 0
NO |  | 186 | 2015 | 52 | 31 | 31 |  | CLUBHOUSE | CAROLINA (130) | 115 | 115 | STEEL TWR | 0.01 | 0 | 0 | ACSS 477 | 0 | 0 | 0 | 0 | 0 | 0 | 0 | 0 | 0 | 0 | 0 | 0 | 0 | 0 | 0 | 0 | 0 | 0 | 0 | 0 | 0 | 0 | 0 | 12 | 0
NO |  | 186 | 2015 | 52 | 32 | 32 |  | CLUBHOUSE | CAROLINA (130) | 115 | 115 | STEEL TWR | 0.09 | 0 | 0 | ACAR 545.6 | 0 | 0 | 0 | 0 | 0 | 0 | 0 | 0 | 0 | 0 | 0 | 0 | 0 | 0 | 0 | 0 | 0 | 0 | 0 | 0 | 0 | 0 | 0 | 12 | 0
NO |  | 186 | 2015 | 52 | 33 | 33 |  | CLUBHOUSE | CAROLINA (130) | 115 | 115 | WOOD HFRM | 8.52 | 0 | 0 | ACSR 336.4 | 0 | 0 | 0 | 0 | 0 | 0 | 0 | 0 | 0 | 0 | 0 | 0 | 0 | 0 | 0 | 0 | 0 | 0 | 0 | 0 | 0 | 0 | 0 | 12 | 0
NO |  | 186 | 2015 | 52 | 34 | 34 |  | CLUBHOUSE | CAROLINA (130) | 115 | 115 | WOOD HFRM | 0.08 | 0 | 0 | ACAR 396.3 | 0 | 0 | 0 | 0 | 0 | 0 | 0 | 0 | 0 | 0 | 0 | 0 | 0 | 0 | 0 | 0 | 0 | 0 | 0 | 0 | 0 | 0 | 0 | 12 | 0
NO |  | 186 | 2015 | 52 | 35 | 35 |  | CLUBHOUSE | CAROLINA (130) | 115 | 115 | WOOD HFRM | 0.44 | 0 | 0 | ACSR 40 | 0 | 0 | 0 | 0 | 0 | 0 | 0 | 0 | 0 | 0 | 0 | 0 | 0 | 0 | 0 | 0 | 0 | 0 | 0 | 0 | 0 | 0 | 0 | 12 | 0
NO |  | 186 | 2015 | 53 | 1 | 1 |  | CLUBHOUSE | CAROLINA (130) | 115 | 115 | WOOD POLE | 0 | 0.09 | 0 | ACSR 336.4 | 0 | 0 | 0 | 0 | 0 | 0 | 0 | 0 | 0 | 0 | 0 | 0 | 0 | 0 | 0 | 0 | 0 | 0 | 0 | 0 | 0 | 0 | 0 | 12 | 0
NO |  | 186 | 2015 | 53 | 2 | 2 |  | CLUBHOUSE | CAROLINA (130) | 115 | 115 | WOOD POLE | 1.22 | 0 | 0 | ACSR 336.4 | 0 | 0 | 0 | 0 | 0 | 0 | 0 | 0 | 0 | 0 | 0 | 0 | 0 | 0 | 0 | 0 | 0 | 0 | 0 | 0 | 0 | 0 | 0 | 12 | 0
NO |  | 186 | 2015 | 53 | 3 | 3 |  | CLUBHOUSE | CAROLINA (130) | 115 | 115 | WOOD POLE | 3.1 | 0 | 0 | ACAR 396.3 | 0 | 0 | 0 | 0 | 0 | 0 | 0 | 0 | 0 | 0 | 0 | 0 | 0 | 0 | 0 | 0 | 0 | 0 | 0 | 0 | 0 | 0 | 0 | 12 | 0
NO |  | 186 | 2015 | 53 | 4 | 4 |  | CLUBHOUSE | CAROLINA (130) | 115 | 115 | WOOD POLE | 1.96 | 0 | 0 | ACSR 40 | 0 | 0 | 0 | 0 | 0 | 0 | 0 | 0 | 0 | 0 | 0 | 0 | 0 | 0 | 0 | 0 | 0 | 0 | 0 | 0 | 0 | 0 | 0 | 12 | 0
NO |  | 186 | 2015 | 53 | 5 | 5 |  | CLUBHOUSE | CAROLINA (130) | 115 | 115 | WOOD POLE | 0.39 | 0 | 0 | ACSS 477 | 0 | 0 | 0 | 0 | 0 | 0 | 0 | 0 | 0 | 0 | 0 | 0 | 0 | 0 | 0 | 0 | 0 | 0 | 0 | 0 | 0 | 0 | 0 | 12 | 0
NO |  | 186 | 2015 | 53 | 6 | 6 |  | CLUBHOUSE | CAROLINA (130) | 115 | 115 | WOOD POLE | 2.99 | 0 | 0 | ACAR 545.6 | 0 | 0 | 0 | 0 | 0 | 0 | 0 | 0 | 0 | 0 | 0 | 0 | 0 | 0 | 0 | 0 | 0 | 0 | 0 | 0 | 0 | 0 | 0 | 12 | 0
NO |  | 186 | 2015 | 53 | 7 | 7 |  | ENDLESS CAVERNS | TIMBERVILLE (131) | 115 | 115 | STEEL HFRM | 0.01 | 0 | 1 | ACSR 336.4 | 0 | 0 | 0 | 0 | 0 | 0 | 0 | 0 | 0 | 0 | 0 | 0 | 0 | 0 | 0 | 0 | 0 | 0 | 0 | 0 | 0 | 0 | 0 | 12 | 0
NO |  | 186 | 2015 | 53 | 8 | 8 |  | ENDLESS CAVERNS | TIMBERVILLE (131) | 115 | 115 | STEEL HFRM | 0.5 | 0 | 0 | ACSR 40 | 0 | 0 | 0 | 0 | 0 | 0 | 0 | 0 | 0 | 0 | 0 | 0 | 0 | 0 | 0 | 0 | 0 | 0 | 0 | 0 | 0 | 0 | 0 | 12 | 0
NO |  | 186 | 2015 | 53 | 9 | 9 |  | ENDLESS CAVERNS | TIMBERVILLE (131) | 115 | 115 | STEEL HFRM | 0.01 | 0 | 0 | ACSR 636 | 0 | 0 | 0 | 0 | 0 | 0 | 0 | 0 | 0 | 0 | 0 | 0 | 0 | 0 | 0 | 0 | 0 | 0 | 0 | 0 | 0 | 0 | 0 | 12 | 0
NO |  | 186 | 2015 | 53 | 10 | 10 |  | ENDLESS CAVERNS | TIMBERVILLE (131) | 115 | 115 | STEEL POLE | 0.18 | 0 | 0 | ACSR 40 | 0 | 0 | 0 | 0 | 0 | 0 | 0 | 0 | 0 | 0 | 0 | 0 | 0 | 0 | 0 | 0 | 0 | 0 | 0 | 0 | 0 | 0 | 0 | 12 | 0
NO |  | 186 | 2015 | 53 | 11 | 11 |  | ENDLESS CAVERNS | TIMBERVILLE (131) | 115 | 115 | STEEL TWR | 0.1 | 0 | 0 | ACSR 40 | 0 | 0 | 0 | 0 | 0 | 0 | 0 | 0 | 0 | 0 | 0 | 0 | 0 | 0 | 0 | 0 | 0 | 0 | 0 | 0 | 0 | 0 | 0 | 12 | 0
NO |  | 186 | 2015 | 53 | 12 | 12 |  | ENDLESS CAVERNS | TIMBERVILLE (131) | 115 | 115 | WOOD HFRM | 4.2 | 0 | 0 | ACSR 40 | 0 | 0 | 0 | 0 | 0 | 0 | 0 | 0 | 0 | 0 | 0 | 0 | 0 | 0 | 0 | 0 | 0 | 0 | 0 | 0 | 0 | 0 | 0 | 12 | 0
NO |  | 186 | 2015 | 53 | 13 | 13 |  | ENDLESS CAVERNS | TIMBERVILLE (131) | 115 | 115 | WOOD POLE | 0.43 | 0 | 0 | ACSR 40 | 0 | 0 | 0 | 0 | 0 | 0 | 0 | 0 | 0 | 0 | 0 | 0 | 0 | 0 | 0 | 0 | 0 | 0 | 0 | 0 | 0 | 0 | 0 | 12 | 0
NO |  | 186 | 2015 | 53 | 14 | 14 |  | BULL RUN | HARRISON DP (134) | 115 | 115 | CONC HFRM | 0.03 | 0 | 1 | ACSS 1590 | 0 | 0 | 0 | 0 | 0 | 0 | 0 | 0 | 0 | 0 | 0 | 0 | 0 | 0 | 0 | 0 | 0 | 0 | 0 | 0 | 0 | 0 | 0 | 12 | 0
NO |  | 186 | 2015 | 53 | 15 | 15 |  | BULL RUN | HARRISON DP (134) | 115 | 115 | STEEL POLE | 0.49 | 0 | 0 | ACSS 1590 | 0 | 0 | 0 | 0 | 0 | 0 | 0 | 0 | 0 | 0 | 0 | 0 | 0 | 0 | 0 | 0 | 0 | 0 | 0 | 0 | 0 | 0 | 0 | 12 | 0
NO |  | 186 | 2015 | 53 | 16 | 16 |  | BULL RUN | HARRISON DP (134) | 115 | 115 | STEEL POLE | 0.01 | 0 | 0 | ACAR 721 | 0 | 0 | 0 | 0 | 0 | 0 | 0 | 0 | 0 | 0 | 0 | 0 | 0 | 0 | 0 | 0 | 0 | 0 | 0 | 0 | 0 | 0 | 0 | 12 | 0
NO |  | 186 | 2015 | 53 | 17 | 17 |  | BULL RUN | HARRISON DP (134) | 115 | 115 | STEEL TWR | 0.09 | 0 | 0 | ACSS 1590 | 0 | 0 | 0 | 0 | 0 | 0 | 0 | 0 | 0 | 0 | 0 | 0 | 0 | 0 | 0 | 0 | 0 | 0 | 0 | 0 | 0 | 0 | 0 | 12 | 0
NO |  | 186 | 2015 | 53 | 18 | 18 |  | GREENWICH | THOLE ST (135) | 115 | 115 | STEEL POLE | 0 | 1.25 | 1 | ACAR 2500 | 0 | 0 | 0 | 0 | 0 | 0 | 0 | 0 | 0 | 0 | 0 | 0 | 0 | 0 | 0 | 0 | 0 | 0 | 0 | 0 | 0 | 0 | 0 | 12 | 0
NO |  | 186 | 2015 | 53 | 19 | 19 |  | GREENWICH | THOLE ST (135) | 115 | 115 | STEEL POLE | 6.51 | 0 | 0 | ACAR 2500 | 0 | 0 | 0 | 0 | 0 | 0 | 0 | 0 | 0 | 0 | 0 | 0 | 0 | 0 | 0 | 0 | 0 | 0 | 0 | 0 | 0 | 0 | 0 | 12 | 0
NO |  | 186 | 2015 | 53 | 20 | 20 |  | GREENWICH | THOLE ST (135) | 115 | 115 | STEEL TWR | 0.01 | 0 | 0 | AAC 1590 | 0 | 0 | 0 | 0 | 0 | 0 | 0 | 0 | 0 | 0 | 0 | 0 | 0 | 0 | 0 | 0 | 0 | 0 | 0 | 0 | 0 | 0 | 0 | 12 | 0
NO |  | 186 | 2015 | 53 | 21 | 21 |  | GREENWICH | THOLE ST (135) | 115 | 115 | WOOD POLE | 0.05 | 0 | 0 | AAC 1590 | 0 | 0 | 0 | 0 | 0 | 0 | 0 | 0 | 0 | 0 | 0 | 0 | 0 | 0 | 0 | 0 | 0 | 0 | 0 | 0 | 0 | 0 | 0 | 12 | 0
NO |  | 186 | 2015 | 53 | 22 | 22 |  | TUNIS | EARLEYS (136) | 115 | 115 | CONC HFRM | 0.03 | 0 | 1 | ACAR 545.6 | 0 | 0 | 0 | 0 | 0 | 0 | 0 | 0 | 0 | 0 | 0 | 0 | 0 | 0 | 0 | 0 | 0 | 0 | 0 | 0 | 0 | 0 | 0 | 12 | 0
NO |  | 186 | 2015 | 53 | 23 | 23 |  | TUNIS | EARLEYS (136) | 115 | 115 | CONC POLE | 0.05 | 0 | 0 | ACAR 545.6 | 0 | 0 | 0 | 0 | 0 | 0 | 0 | 0 | 0 | 0 | 0 | 0 | 0 | 0 | 0 | 0 | 0 | 0 | 0 | 0 | 0 | 0 | 0 | 12 | 0
NO |  | 186 | 2015 | 53 | 24 | 24 |  | TUNIS | EARLEYS (136) | 115 | 115 | STEEL POLE | 0.18 | 0 | 0 | ACAR 545.6 | 0 | 0 | 0 | 0 | 0 | 0 | 0 | 0 | 0 | 0 | 0 | 0 | 0 | 0 | 0 | 0 | 0 | 0 | 0 | 0 | 0 | 0 | 0 | 12 | 0
NO |  | 186 | 2015 | 53 | 25 | 25 |  | TUNIS | EARLEYS (136) | 115 | 115 | STEEL POLE | 0.03 | 0 | 0 | AAAC 559.5 | 0 | 0 | 0 | 0 | 0 | 0 | 0 | 0 | 0 | 0 | 0 | 0 | 0 | 0 | 0 | 0 | 0 | 0 | 0 | 0 | 0 | 0 | 0 | 12 | 0
NO |  | 186 | 2015 | 53 | 26 | 26 |  | TUNIS | EARLEYS (136) | 115 | 115 | STEEL TWR | 0.03 | 0 | 0 | ACAR 545.6 | 0 | 0 | 0 | 0 | 0 | 0 | 0 | 0 | 0 | 0 | 0 | 0 | 0 | 0 | 0 | 0 | 0 | 0 | 0 | 0 | 0 | 0 | 0 | 12 | 0
NO |  | 186 | 2015 | 53 | 27 | 27 |  | TUNIS | EARLEYS (136) | 115 | 115 | WOOD POLE | 0 | 0.12 | 0 | ACAR 545.6 | 0 | 0 | 0 | 0 | 0 | 0 | 0 | 0 | 0 | 0 | 0 | 0 | 0 | 0 | 0 | 0 | 0 | 0 | 0 | 0 | 0 | 0 | 0 | 12 | 0
NO |  | 186 | 2015 | 53 | 28 | 28 |  | TUNIS | EARLEYS (136) | 115 | 115 | WOOD POLE | 0 | 0.02 | 0 | AAAC 559.5 | 0 | 0 | 0 | 0 | 0 | 0 | 0 | 0 | 0 | 0 | 0 | 0 | 0 | 0 | 0 | 0 | 0 | 0 | 0 | 0 | 0 | 0 | 0 | 12 | 0
NO |  | 186 | 2015 | 53 | 29 | 29 |  | TUNIS | EARLEYS (136) | 115 | 115 | WOOD POLE | 7.56 | 0 | 0 | ACAR 545.6 | 0 | 0 | 0 | 0 | 0 | 0 | 0 | 0 | 0 | 0 | 0 | 0 | 0 | 0 | 0 | 0 | 0 | 0 | 0 | 0 | 0 | 0 | 0 | 12 | 0
NO |  | 186 | 2015 | 53 | 30 | 30 |  | TUNIS | EARLEYS (136) | 115 | 115 | WOOD POLE | 6.66 | 0 | 0 | AAAC 559.5 | 0 | 0 | 0 | 0 | 0 | 0 | 0 | 0 | 0 | 0 | 0 | 0 | 0 | 0 | 0 | 0 | 0 | 0 | 0 | 0 | 0 | 0 | 0 | 12 | 0
NO |  | 186 | 2015 | 53 | 31 | 31 |  | RIDGE ROAD | KERR DAM (137) | 115 | 115 | STEEL HFRM | 0.59 | 0 | 1 | ACSR 336.4 | 0 | 0 | 0 | 0 | 0 | 0 | 0 | 0 | 0 | 0 | 0 | 0 | 0 | 0 | 0 | 0 | 0 | 0 | 0 | 0 | 0 | 0 | 0 | 12 | 0
NO |  | 186 | 2015 | 53 | 32 | 32 |  | RIDGE ROAD | KERR DAM (137) | 115 | 115 | STEEL HFRM | 0.17 | 0 | 0 | ACSS 768.2 | 0 | 0 | 0 | 0 | 0 | 0 | 0 | 0 | 0 | 0 | 0 | 0 | 0 | 0 | 0 | 0 | 0 | 0 | 0 | 0 | 0 | 0 | 0 | 12 | 0
NO |  | 186 | 2015 | 53 | 33 | 33 |  | RIDGE ROAD | KERR DAM (137) | 115 | 115 | STEEL POLE | 1.69 | 0 | 0 | ACSS 768.2 | 0 | 0 | 0 | 0 | 0 | 0 | 0 | 0 | 0 | 0 | 0 | 0 | 0 | 0 | 0 | 0 | 0 | 0 | 0 | 0 | 0 | 0 | 0 | 12 | 0
NO |  | 186 | 2015 | 53 | 34 | 34 |  | RIDGE ROAD | KERR DAM (137) | 115 | 115 | STEEL TWR | 0.09 | 0 | 0 | ACSR 336.4 | 0 | 0 | 0 | 0 | 0 | 0 | 0 | 0 | 0 | 0 | 0 | 0 | 0 | 0 | 0 | 0 | 0 | 0 | 0 | 0 | 0 | 0 | 0 | 12 | 0
NO |  | 186 | 2015 | 53 | 35 | 35 |  | RIDGE ROAD | KERR DAM (137) | 115 | 115 | STEEL TWR | 0.11 | 0 | 0 | ACSR 477 | 0 | 0 | 0 | 0 | 0 | 0 | 0 | 0 | 0 | 0 | 0 | 0 | 0 | 0 | 0 | 0 | 0 | 0 | 0 | 0 | 0 | 0 | 0 | 12 | 0
NO |  | 186 | 2015 | 54 | 1 | 1 |  | RIDGE ROAD | KERR DAM (137) | 115 | 115 | WOOD HFRM | 7.22 | 0 | 0 | ACSR 336.4 | 0 | 0 | 0 | 0 | 0 | 0 | 0 | 0 | 0 | 0 | 0 | 0 | 0 | 0 | 0 | 0 | 0 | 0 | 0 | 0 | 0 | 0 | 0 | 12 | 0
NO |  | 186 | 2015 | 54 | 2 | 2 |  | RIDGE ROAD | KERR DAM (137) | 115 | 115 | WOOD POLE | 0.17 | 0 | 0 | ACSR 336.4 | 0 | 0 | 0 | 0 | 0 | 0 | 0 | 0 | 0 | 0 | 0 | 0 | 0 | 0 | 0 | 0 | 0 | 0 | 0 | 0 | 0 | 0 | 0 | 12 | 0
NO |  | 186 | 2015 | 54 | 3 | 3 |  | EVERETTS | ALBEMARLE (139) | 115 | 115 | STEEL HFRM | 0.86 | 0 | 1 | ACSR 336.4 | 0 | 0 | 0 | 0 | 0 | 0 | 0 | 0 | 0 | 0 | 0 | 0 | 0 | 0 | 0 | 0 | 0 | 0 | 0 | 0 | 0 | 0 | 0 | 12 | 0
NO |  | 186 | 2015 | 54 | 4 | 4 |  | EVERETTS | ALBEMARLE (139) | 115 | 115 | STEEL POLE | 0.01 | 0 | 0 | ACSR 336.4 | 0 | 0 | 0 | 0 | 0 | 0 | 0 | 0 | 0 | 0 | 0 | 0 | 0 | 0 | 0 | 0 | 0 | 0 | 0 | 0 | 0 | 0 | 0 | 12 | 0
NO |  | 186 | 2015 | 54 | 5 | 5 |  | EVERETTS | ALBEMARLE (139) | 115 | 115 | STEEL TWR | 0.21 | 0 | 0 | ACSR 336.4 | 0 | 0 | 0 | 0 | 0 | 0 | 0 | 0 | 0 | 0 | 0 | 0 | 0 | 0 | 0 | 0 | 0 | 0 | 0 | 0 | 0 | 0 | 0 | 12 | 0
NO |  | 186 | 2015 | 54 | 6 | 6 |  | EVERETTS | ALBEMARLE (139) | 115 | 115 | WOOD HFRM | 14.24 | 0 | 0 | ACSR 336.4 | 0 | 0 | 0 | 0 | 0 | 0 | 0 | 0 | 0 | 0 | 0 | 0 | 0 | 0 | 0 | 0 | 0 | 0 | 0 | 0 | 0 | 0 | 0 | 12 | 0
NO |  | 186 | 2015 | 54 | 7 | 7 |  | EVERETTS | ALBEMARLE (139) | 115 | 115 | WOOD POLE | 1.19 | 0 | 0 | ACSR 336.4 | 0 | 0 | 0 | 0 | 0 | 0 | 0 | 0 | 0 | 0 | 0 | 0 | 0 | 0 | 0 | 0 | 0 | 0 | 0 | 0 | 0 | 0 | 0 | 12 | 0
NO |  | 186 | 2015 | 54 | 8 | 8 |  | SOUTHAMPTON NUG | BOYKINS (140) | 115 | 115 | CONC HFRM | 0.07 | 0 | 1 | ACAR 545.6 | 0 | 0 | 0 | 0 | 0 | 0 | 0 | 0 | 0 | 0 | 0 | 0 | 0 | 0 | 0 | 0 | 0 | 0 | 0 | 0 | 0 | 0 | 0 | 12 | 0
NO |  | 186 | 2015 | 54 | 9 | 9 |  | SOUTHAMPTON NUG | BOYKINS (140) | 115 | 115 | STEEL POLE | 0.02 | 0 | 0 | CU UNKNOWN | 0 | 0 | 0 | 0 | 0 | 0 | 0 | 0 | 0 | 0 | 0 | 0 | 0 | 0 | 0 | 0 | 0 | 0 | 0 | 0 | 0 | 0 | 0 | 12 | 0
NO |  | 186 | 2015 | 54 | 10 | 10 |  | SOUTHAMPTON NUG | BOYKINS (140) | 115 | 115 | STEEL TWR | 0.37 | 0 | 0 | AAC 1590 | 0 | 0 | 0 | 0 | 0 | 0 | 0 | 0 | 0 | 0 | 0 | 0 | 0 | 0 | 0 | 0 | 0 | 0 | 0 | 0 | 0 | 0 | 0 | 12 | 0
NO |  | 186 | 2015 | 54 | 11 | 11 |  | SOUTHAMPTON NUG | BOYKINS (140) | 115 | 115 | STEEL TWR | 11.24 | 0 | 0 | ACAR 545.6 | 0 | 0 | 0 | 0 | 0 | 0 | 0 | 0 | 0 | 0 | 0 | 0 | 0 | 0 | 0 | 0 | 0 | 0 | 0 | 0 | 0 | 0 | 0 | 12 | 0
NO |  | 186 | 2015 | 54 | 12 | 12 |  | SKIMMER | BALCONY FALLS (141) | 115 | 115 | STEEL HFRM | 0.53 | 0 | 1 | ACSR 40 | 0 | 0 | 0 | 0 | 0 | 0 | 0 | 0 | 0 | 0 | 0 | 0 | 0 | 0 | 0 | 0 | 0 | 0 | 0 | 0 | 0 | 0 | 0 | 12 | 0
NO |  | 186 | 2015 | 54 | 13 | 13 |  | SKIMMER | BALCONY FALLS (141) | 115 | 115 | STEEL POLE | 0.6 | 0 | 0 | ACSR 636 | 0 | 0 | 0 | 0 | 0 | 0 | 0 | 0 | 0 | 0 | 0 | 0 | 0 | 0 | 0 | 0 | 0 | 0 | 0 | 0 | 0 | 0 | 0 | 12 | 0
NO |  | 186 | 2015 | 54 | 14 | 14 |  | SKIMMER | BALCONY FALLS (141) | 115 | 115 | STEEL TWR | 0 | 1.89 | 0 | ACSR 40 | 0 | 0 | 0 | 0 | 0 | 0 | 0 | 0 | 0 | 0 | 0 | 0 | 0 | 0 | 0 | 0 | 0 | 0 | 0 | 0 | 0 | 0 | 0 | 12 | 0
NO |  | 186 | 2015 | 54 | 15 | 15 |  | SKIMMER | BALCONY FALLS (141) | 115 | 115 | STEEL TWR | 2.04 | 0 | 0 | ACSR 40 | 0 | 0 | 0 | 0 | 0 | 0 | 0 | 0 | 0 | 0 | 0 | 0 | 0 | 0 | 0 | 0 | 0 | 0 | 0 | 0 | 0 | 0 | 0 | 12 | 0
NO |  | 186 | 2015 | 54 | 16 | 16 |  | SKIMMER | BALCONY FALLS (141) | 115 | 115 | WOOD HFRM | 0 | 0.35 | 0 | ACSR 40 | 0 | 0 | 0 | 0 | 0 | 0 | 0 | 0 | 0 | 0 | 0 | 0 | 0 | 0 | 0 | 0 | 0 | 0 | 0 | 0 | 0 | 0 | 0 | 12 | 0
NO |  | 186 | 2015 | 54 | 17 | 17 |  | SKIMMER | BALCONY FALLS (141) | 115 | 115 | WOOD HFRM | 4.2 | 0 | 0 | ACSR 40 | 0 | 0 | 0 | 0 | 0 | 0 | 0 | 0 | 0 | 0 | 0 | 0 | 0 | 0 | 0 | 0 | 0 | 0 | 0 | 0 | 0 | 0 | 0 | 12 | 0
NO |  | 186 | 2015 | 54 | 18 | 18 |  | SKIMMER | BALCONY FALLS (141) | 115 | 115 | WOOD POLE | 0.13 | 0 | 0 | ACSR 40 | 0 | 0 | 0 | 0 | 0 | 0 | 0 | 0 | 0 | 0 | 0 | 0 | 0 | 0 | 0 | 0 | 0 | 0 | 0 | 0 | 0 | 0 | 0 | 12 | 0
NO |  | 186 | 2015 | 54 | 19 | 19 |  | NORTHWEST | ELMONT (142) | 115 | 115 | STEEL HFRM | 0.12 | 0 | 1 | ACSS 1033.5 | 0 | 0 | 0 | 0 | 0 | 0 | 0 | 0 | 0 | 0 | 0 | 0 | 0 | 0 | 0 | 0 | 0 | 0 | 0 | 0 | 0 | 0 | 0 | 12 | 0
NO |  | 186 | 2015 | 54 | 20 | 20 |  | NORTHWEST | ELMONT (142) | 115 | 115 | STEEL HFRM | 0.12 | 0 | 0 | ACSR 477 | 0 | 0 | 0 | 0 | 0 | 0 | 0 | 0 | 0 | 0 | 0 | 0 | 0 | 0 | 0 | 0 | 0 | 0 | 0 | 0 | 0 | 0 | 0 | 12 | 0
NO |  | 186 | 2015 | 54 | 21 | 21 |  | NORTHWEST | ELMONT (142) | 115 | 115 | STEEL HFRM | 0.06 | 0 | 0 | ACAR 721 | 0 | 0 | 0 | 0 | 0 | 0 | 0 | 0 | 0 | 0 | 0 | 0 | 0 | 0 | 0 | 0 | 0 | 0 | 0 | 0 | 0 | 0 | 0 | 12 | 0
NO |  | 186 | 2015 | 54 | 22 | 22 |  | NORTHWEST | ELMONT (142) | 115 | 115 | STEEL POLE | 0.01 | 0 | 0 | ACSR 477 | 0 | 0 | 0 | 0 | 0 | 0 | 0 | 0 | 0 | 0 | 0 | 0 | 0 | 0 | 0 | 0 | 0 | 0 | 0 | 0 | 0 | 0 | 0 | 12 | 0
NO |  | 186 | 2015 | 54 | 23 | 23 |  | NORTHWEST | ELMONT (142) | 115 | 115 | STEEL POLE | 0.24 | 0 | 0 | ACAR 721 | 0 | 0 | 0 | 0 | 0 | 0 | 0 | 0 | 0 | 0 | 0 | 0 | 0 | 0 | 0 | 0 | 0 | 0 | 0 | 0 | 0 | 0 | 0 | 12 | 0
NO |  | 186 | 2015 | 54 | 24 | 24 |  | NORTHWEST | ELMONT (142) | 115 | 115 | STEEL TWR | 0.09 | 0 | 0 | ACSR 1033.5 | 0 | 0 | 0 | 0 | 0 | 0 | 0 | 0 | 0 | 0 | 0 | 0 | 0 | 0 | 0 | 0 | 0 | 0 | 0 | 0 | 0 | 0 | 0 | 12 | 0
NO |  | 186 | 2015 | 54 | 25 | 25 |  | NORTHWEST | ELMONT (142) | 115 | 115 | STEEL TWR | 0.64 | 0 | 0 | ACSS 1033.5 | 0 | 0 | 0 | 0 | 0 | 0 | 0 | 0 | 0 | 0 | 0 | 0 | 0 | 0 | 0 | 0 | 0 | 0 | 0 | 0 | 0 | 0 | 0 | 12 | 0
NO |  | 186 | 2015 | 54 | 26 | 26 |  | NORTHWEST | ELMONT (142) | 115 | 115 | STEEL TWR | 0.04 | 0 | 0 | ACSR 477 | 0 | 0 | 0 | 0 | 0 | 0 | 0 | 0 | 0 | 0 | 0 | 0 | 0 | 0 | 0 | 0 | 0 | 0 | 0 | 0 | 0 | 0 | 0 | 12 | 0
NO |  | 186 | 2015 | 54 | 27 | 27 |  | NORTHWEST | ELMONT (142) | 115 | 115 | STEEL TWR | 4.57 | 0 | 0 | ACAR 721 | 0 | 0 | 0 | 0 | 0 | 0 | 0 | 0 | 0 | 0 | 0 | 0 | 0 | 0 | 0 | 0 | 0 | 0 | 0 | 0 | 0 | 0 | 0 | 12 | 0
NO |  | 186 | 2015 | 54 | 28 | 28 |  | NORTHWEST | ELMONT (142) | 115 | 115 | WOOD POLE | 0.09 | 0 | 0 | ACSR 1033.5 | 0 | 0 | 0 | 0 | 0 | 0 | 0 | 0 | 0 | 0 | 0 | 0 | 0 | 0 | 0 | 0 | 0 | 0 | 0 | 0 | 0 | 0 | 0 | 12 | 0
NO |  | 186 | 2015 | 54 | 29 | 29 |  | BOWERS HILL | ALEXANDERS CORNER (144) | 115 | 115 | CONC POLE | 0.21 | 0 | 1 | ACAR 545.6 | 0 | 0 | 0 | 0 | 0 | 0 | 0 | 0 | 0 | 0 | 0 | 0 | 0 | 0 | 0 | 0 | 0 | 0 | 0 | 0 | 0 | 0 | 0 | 12 | 0
NO |  | 186 | 2015 | 54 | 30 | 30 |  | BOWERS HILL | ALEXANDERS CORNER (144) | 115 | 115 | WOOD POLE | 1.97 | 0 | 0 | ACAR 545.6 | 0 | 0 | 0 | 0 | 0 | 0 | 0 | 0 | 0 | 0 | 0 | 0 | 0 | 0 | 0 | 0 | 0 | 0 | 0 | 0 | 0 | 0 | 0 | 12 | 0
NO |  | 186 | 2015 | 54 | 31 | 31 |  | POSSUM POINT | INDEPENDENT HILL DP (145) | 115 | 115 | STEEL HFRM | 0 | 1.22 | 1 | ACSR 636 | 0 | 0 | 0 | 0 | 0 | 0 | 0 | 0 | 0 | 0 | 0 | 0 | 0 | 0 | 0 | 0 | 0 | 0 | 0 | 0 | 0 | 0 | 0 | 12 | 0
NO |  | 186 | 2015 | 54 | 32 | 32 |  | POSSUM POINT | INDEPENDENT HILL DP (145) | 115 | 115 | STEEL HFRM | 1.07 | 0 | 0 | ACSR 636 | 0 | 0 | 0 | 0 | 0 | 0 | 0 | 0 | 0 | 0 | 0 | 0 | 0 | 0 | 0 | 0 | 0 | 0 | 0 | 0 | 0 | 0 | 0 | 12 | 0
NO |  | 186 | 2015 | 54 | 33 | 33 |  | POSSUM POINT | INDEPENDENT HILL DP (145) | 115 | 115 | STEEL POLE | 0 | 0.28 | 0 | ACSR 636 | 0 | 0 | 0 | 0 | 0 | 0 | 0 | 0 | 0 | 0 | 0 | 0 | 0 | 0 | 0 | 0 | 0 | 0 | 0 | 0 | 0 | 0 | 0 | 12 | 0
NO |  | 186 | 2015 | 54 | 34 | 34 |  | POSSUM POINT | INDEPENDENT HILL DP (145) | 115 | 115 | STEEL POLE | 0 | 0.46 | 0 | ACAR 721 | 0 | 0 | 0 | 0 | 0 | 0 | 0 | 0 | 0 | 0 | 0 | 0 | 0 | 0 | 0 | 0 | 0 | 0 | 0 | 0 | 0 | 0 | 0 | 12 | 0
NO |  | 186 | 2015 | 54 | 35 | 35 |  | POSSUM POINT | INDEPENDENT HILL DP (145) | 115 | 115 | STEEL TWR | 0 | 0.13 | 0 | ACSR 636 | 0 | 0 | 0 | 0 | 0 | 0 | 0 | 0 | 0 | 0 | 0 | 0 | 0 | 0 | 0 | 0 | 0 | 0 | 0 | 0 | 0 | 0 | 0 | 12 | 0
NO |  | 186 | 2015 | 55 | 1 | 1 |  | POSSUM POINT | INDEPENDENT HILL DP (145) | 115 | 115 | STEEL TWR | 0.11 | 0 | 0 | ACSR 636 | 0 | 0 | 0 | 0 | 0 | 0 | 0 | 0 | 0 | 0 | 0 | 0 | 0 | 0 | 0 | 0 | 0 | 0 | 0 | 0 | 0 | 0 | 0 | 12 | 0
NO |  | 186 | 2015 | 55 | 2 | 2 |  | POSSUM POINT | INDEPENDENT HILL DP (145) | 115 | 115 | WOOD HFRM | 0 | 1.34 | 0 | ACSR 636 | 0 | 0 | 0 | 0 | 0 | 0 | 0 | 0 | 0 | 0 | 0 | 0 | 0 | 0 | 0 | 0 | 0 | 0 | 0 | 0 | 0 | 0 | 0 | 12 | 0
NO |  | 186 | 2015 | 55 | 3 | 3 |  | POSSUM POINT | INDEPENDENT HILL DP (145) | 115 | 115 | WOOD HFRM | 3.27 | 0 | 0 | ACSR 636 | 0 | 0 | 0 | 0 | 0 | 0 | 0 | 0 | 0 | 0 | 0 | 0 | 0 | 0 | 0 | 0 | 0 | 0 | 0 | 0 | 0 | 0 | 0 | 12 | 0
NO |  | 186 | 2015 | 55 | 4 | 4 |  | POSSUM POINT | INDEPENDENT HILL DP (145) | 115 | 115 | WOOD POLE | 0 | 0.16 | 0 | ACSR 636 | 0 | 0 | 0 | 0 | 0 | 0 | 0 | 0 | 0 | 0 | 0 | 0 | 0 | 0 | 0 | 0 | 0 | 0 | 0 | 0 | 0 | 0 | 0 | 12 | 0
NO |  | 186 | 2015 | 55 | 5 | 5 |  | POSSUM POINT | INDEPENDENT HILL DP (145) | 115 | 115 | WOOD POLE | 0.35 | 0 | 0 | ACSR 636 | 0 | 0 | 0 | 0 | 0 | 0 | 0 | 0 | 0 | 0 | 0 | 0 | 0 | 0 | 0 | 0 | 0 | 0 | 0 | 0 | 0 | 0 | 0 | 12 | 0
NO |  | 186 | 2015 | 55 | 6 | 6 |  | POSSUM POINT | INDEPENDENT HILL DP (145) | 115 | 115 | WOOD POLE | 0.08 | 0 | 0 | ACAR 721 | 0 | 0 | 0 | 0 | 0 | 0 | 0 | 0 | 0 | 0 | 0 | 0 | 0 | 0 | 0 | 0 | 0 | 0 | 0 | 0 | 0 | 0 | 0 | 12 | 0
NO |  | 186 | 2015 | 55 | 7 | 7 |  | DOOMS | DUPONT (146) | 115 | 115 | STEEL HFRM | 0.3 | 0 | 1 | ACSR 636 | 0 | 0 | 0 | 0 | 0 | 0 | 0 | 0 | 0 | 0 | 0 | 0 | 0 | 0 | 0 | 0 | 0 | 0 | 0 | 0 | 0 | 0 | 0 | 12 | 0
NO |  | 186 | 2015 | 55 | 8 | 8 |  | DOOMS | DUPONT (146) | 115 | 115 | STEEL POLE | 0 | 0.03 | 0 | ACSR 1033.5 | 0 | 0 | 0 | 0 | 0 | 0 | 0 | 0 | 0 | 0 | 0 | 0 | 0 | 0 | 0 | 0 | 0 | 0 | 0 | 0 | 0 | 0 | 0 | 12 | 0
NO |  | 186 | 2015 | 55 | 9 | 9 |  | DOOMS | DUPONT (146) | 115 | 115 | STEEL POLE | 4.24 | 0 | 0 | ACSR 636 | 0 | 0 | 0 | 0 | 0 | 0 | 0 | 0 | 0 | 0 | 0 | 0 | 0 | 0 | 0 | 0 | 0 | 0 | 0 | 0 | 0 | 0 | 0 | 12 | 0
NO |  | 186 | 2015 | 55 | 10 | 10 |  | DOOMS | DUPONT (146) | 115 | 115 | STEEL TWR | 0.07 | 0 | 0 | ACSR 636 | 0 | 0 | 0 | 0 | 0 | 0 | 0 | 0 | 0 | 0 | 0 | 0 | 0 | 0 | 0 | 0 | 0 | 0 | 0 | 0 | 0 | 0 | 0 | 12 | 0
NO |  | 186 | 2015 | 55 | 11 | 11 |  | LANDSTOWN | PENDLETON (147) | 115 | 115 | CONC HFRM | 0 | 0.04 | 1 | ACAR 2500 | 0 | 0 | 0 | 0 | 0 | 0 | 0 | 0 | 0 | 0 | 0 | 0 | 0 | 0 | 0 | 0 | 0 | 0 | 0 | 0 | 0 | 0 | 0 | 12 | 0
NO |  | 186 | 2015 | 55 | 12 | 12 |  | LANDSTOWN | PENDLETON (147) | 115 | 115 | CONC POLE | 0 | 0.06 | 0 | ACSR 1351.5 | 0 | 0 | 0 | 0 | 0 | 0 | 0 | 0 | 0 | 0 | 0 | 0 | 0 | 0 | 0 | 0 | 0 | 0 | 0 | 0 | 0 | 0 | 0 | 12 | 0
NO |  | 186 | 2015 | 55 | 13 | 13 |  | LANDSTOWN | PENDLETON (147) | 115 | 115 | CONC POLE | 0.03 | 0 | 0 | ACSR 1351.5 | 0 | 0 | 0 | 0 | 0 | 0 | 0 | 0 | 0 | 0 | 0 | 0 | 0 | 0 | 0 | 0 | 0 | 0 | 0 | 0 | 0 | 0 | 0 | 12 | 0
NO |  | 186 | 2015 | 55 | 14 | 14 |  | LANDSTOWN | PENDLETON (147) | 115 | 115 | STEEL HFRM | 0 | 5.03 | 0 | ACSR 1351.5 | 0 | 0 | 0 | 0 | 0 | 0 | 0 | 0 | 0 | 0 | 0 | 0 | 0 | 0 | 0 | 0 | 0 | 0 | 0 | 0 | 0 | 0 | 0 | 12 | 0
NO |  | 186 | 2015 | 55 | 15 | 15 |  | LANDSTOWN | PENDLETON (147) | 115 | 115 | STEEL POLE | 0 | 0.63 | 0 | ACSR 1351.5 | 0 | 0 | 0 | 0 | 0 | 0 | 0 | 0 | 0 | 0 | 0 | 0 | 0 | 0 | 0 | 0 | 0 | 0 | 0 | 0 | 0 | 0 | 0 | 12 | 0
NO |  | 186 | 2015 | 55 | 16 | 16 |  | LANDSTOWN | PENDLETON (147) | 115 | 115 | STEEL TWR | 0 | 0.05 | 0 | ACSR 1351.5 | 0 | 0 | 0 | 0 | 0 | 0 | 0 | 0 | 0 | 0 | 0 | 0 | 0 | 0 | 0 | 0 | 0 | 0 | 0 | 0 | 0 | 0 | 0 | 12 | 0
NO |  | 186 | 2015 | 55 | 17 | 17 |  | CLUBHOUSE | JARRATT (148) | 115 | 230 | CONC HFRM | 0 | 0 | 1 | ACSR 795 | 0 | 0 | 0 | 0 | 0 | 0 | 0 | 0 | 0 | 0 | 0 | 0 | 0 | 0 | 0 | 0 | 0 | 0 | 0 | 0 | 0 | 0 | 0 | 12 | 0
NO |  | 186 | 2015 | 55 | 18 | 18 |  | CLUBHOUSE | JARRATT (148) | 115 | 230 | STEEL HFRM | 0.2 | 0 | 0 | CU 20 | 0 | 0 | 0 | 0 | 0 | 0 | 0 | 0 | 0 | 0 | 0 | 0 | 0 | 0 | 0 | 0 | 0 | 0 | 0 | 0 | 0 | 0 | 0 | 12 | 0
NO |  | 186 | 2015 | 55 | 19 | 19 |  | CLUBHOUSE | JARRATT (148) | 115 | 230 | STEEL HFRM | 3.02 | 0 | 0 | ACSR 795 | 0 | 0 | 0 | 0 | 0 | 0 | 0 | 0 | 0 | 0 | 0 | 0 | 0 | 0 | 0 | 0 | 0 | 0 | 0 | 0 | 0 | 0 | 0 | 12 | 0
NO |  | 186 | 2015 | 55 | 20 | 20 |  | CLUBHOUSE | JARRATT (148) | 115 | 230 | STEEL POLE | 0.03 | 0 | 0 | AAC 477 | 0 | 0 | 0 | 0 | 0 | 0 | 0 | 0 | 0 | 0 | 0 | 0 | 0 | 0 | 0 | 0 | 0 | 0 | 0 | 0 | 0 | 0 | 0 | 12 | 0
NO |  | 186 | 2015 | 55 | 21 | 21 |  | CLUBHOUSE | JARRATT (148) | 115 | 230 | STEEL POLE | 0.04 | 0 | 0 | ACSR 795 | 0 | 0 | 0 | 0 | 0 | 0 | 0 | 0 | 0 | 0 | 0 | 0 | 0 | 0 | 0 | 0 | 0 | 0 | 0 | 0 | 0 | 0 | 0 | 12 | 0
NO |  | 186 | 2015 | 55 | 22 | 22 |  | CLUBHOUSE | JARRATT (148) | 115 | 230 | STEEL TWR | 0.07 | 0 | 0 | CU 20 | 0 | 0 | 0 | 0 | 0 | 0 | 0 | 0 | 0 | 0 | 0 | 0 | 0 | 0 | 0 | 0 | 0 | 0 | 0 | 0 | 0 | 0 | 0 | 12 | 0
NO |  | 186 | 2015 | 55 | 23 | 23 |  | CLUBHOUSE | JARRATT (148) | 115 | 230 | WOOD HFRM | 2.26 | 0 | 0 | CU 20 | 0 | 0 | 0 | 0 | 0 | 0 | 0 | 0 | 0 | 0 | 0 | 0 | 0 | 0 | 0 | 0 | 0 | 0 | 0 | 0 | 0 | 0 | 0 | 12 | 0
NO |  | 186 | 2015 | 55 | 24 | 24 |  | CLUBHOUSE | JARRATT (148) | 115 | 230 | WOOD HFRM | 5.33 | 0 | 0 | ACSR 795 | 0 | 0 | 0 | 0 | 0 | 0 | 0 | 0 | 0 | 0 | 0 | 0 | 0 | 0 | 0 | 0 | 0 | 0 | 0 | 0 | 0 | 0 | 0 | 12 | 0
NO |  | 186 | 2015 | 55 | 25 | 25 |  | CLUBHOUSE | JARRATT (148) | 115 | 230 | WOOD POLE | 0.13 | 0 | 0 | CU 20 | 0 | 0 | 0 | 0 | 0 | 0 | 0 | 0 | 0 | 0 | 0 | 0 | 0 | 0 | 0 | 0 | 0 | 0 | 0 | 0 | 0 | 0 | 0 | 12 | 0
NO |  | 186 | 2015 | 55 | 26 | 26 |  | CLUBHOUSE | JARRATT (148) | 115 | 230 | WOOD POLE | 0.21 | 0 | 0 | ACSR 795 | 0 | 0 | 0 | 0 | 0 | 0 | 0 | 0 | 0 | 0 | 0 | 0 | 0 | 0 | 0 | 0 | 0 | 0 | 0 | 0 | 0 | 0 | 0 | 12 | 0
NO |  | 186 | 2015 | 55 | 27 | 27 |  | WILLIS MT | COLONIAL PIPE LINE DP (149) | 115 | 115 | STEEL HFRM | 0.45 | 0 | 1 | ACAR 396.3 | 0 | 0 | 0 | 0 | 0 | 0 | 0 | 0 | 0 | 0 | 0 | 0 | 0 | 0 | 0 | 0 | 0 | 0 | 0 | 0 | 0 | 0 | 0 | 12 | 0
NO |  | 186 | 2015 | 55 | 28 | 28 |  | WILLIS MT | COLONIAL PIPE LINE DP (149) | 115 | 115 | STEEL POLE | 0.07 | 0 | 0 | ACAR 396.3 | 0 | 0 | 0 | 0 | 0 | 0 | 0 | 0 | 0 | 0 | 0 | 0 | 0 | 0 | 0 | 0 | 0 | 0 | 0 | 0 | 0 | 0 | 0 | 12 | 0
NO |  | 186 | 2015 | 55 | 29 | 29 |  | WILLIS MT | COLONIAL PIPE LINE DP (149) | 115 | 115 | STEEL TWR | 0.14 | 0 | 0 | ACAR 396.3 | 0 | 0 | 0 | 0 | 0 | 0 | 0 | 0 | 0 | 0 | 0 | 0 | 0 | 0 | 0 | 0 | 0 | 0 | 0 | 0 | 0 | 0 | 0 | 12 | 0
NO |  | 186 | 2015 | 55 | 30 | 30 |  | WILLIS MT | COLONIAL PIPE LINE DP (149) | 115 | 115 | WOOD HFRM | 6.62 | 0 | 0 | ACAR 396.3 | 0 | 0 | 0 | 0 | 0 | 0 | 0 | 0 | 0 | 0 | 0 | 0 | 0 | 0 | 0 | 0 | 0 | 0 | 0 | 0 | 0 | 0 | 0 | 12 | 0
NO |  | 186 | 2015 | 55 | 31 | 31 |  | WILLIS MT | COLONIAL PIPE LINE DP (149) | 115 | 115 | WOOD POLE | 0.47 | 0 | 0 | ACAR 396.3 | 0 | 0 | 0 | 0 | 0 | 0 | 0 | 0 | 0 | 0 | 0 | 0 | 0 | 0 | 0 | 0 | 0 | 0 | 0 | 0 | 0 | 0 | 0 | 12 | 0
NO |  | 186 | 2015 | 55 | 32 | 32 |  | DOOMS 500 YARD | DOOMS 115 YARD (14T6) | 115 | 115 | STEEL POLE | 0 | 0.07 | 1 | AAAC 2049.5 | 0 | 0 | 0 | 0 | 0 | 0 | 0 | 0 | 0 | 0 | 0 | 0 | 0 | 0 | 0 | 0 | 0 | 0 | 0 | 0 | 0 | 0 | 0 | 12 | 0
NO |  | 186 | 2015 | 55 | 33 | 33 |  | DOOMS 500 YARD | DOOMS 115 YARD (14T6) | 115 | 115 | STEEL TWR | 0 | 0.04 | 0 | AAAC 2049.5 | 0 | 0 | 0 | 0 | 0 | 0 | 0 | 0 | 0 | 0 | 0 | 0 | 0 | 0 | 0 | 0 | 0 | 0 | 0 | 0 | 0 | 0 | 0 | 12 | 0
NO |  | 186 | 2015 | 55 | 34 | 34 |  | DOOMS | STRAIN BUS (14T7) | 115 | 115 | STEEL POLE | 0 | 0.01 | 1 | AAC 1590 | 0 | 0 | 0 | 0 | 0 | 0 | 0 | 0 | 0 | 0 | 0 | 0 | 0 | 0 | 0 | 0 | 0 | 0 | 0 | 0 | 0 | 0 | 0 | 12 | 0
NO |  | 186 | 2015 | 55 | 35 | 35 |  | DOOMS | STRAIN BUS (14T7) | 115 | 115 | WOOD POLE | 0 | 0.11 | 0 | AAC 1590 | 0 | 0 | 0 | 0 | 0 | 0 | 0 | 0 | 0 | 0 | 0 | 0 | 0 | 0 | 0 | 0 | 0 | 0 | 0 | 0 | 0 | 0 | 0 | 12 | 0
NO |  | 186 | 2015 | 56 | 1 | 1 |  | POE | WAKEFIELD (15) | 115 | 115 | CONC HFRM | 0.08 | 0 | 1 | ACSR 336.4 | 0 | 0 | 0 | 0 | 0 | 0 | 0 | 0 | 0 | 0 | 0 | 0 | 0 | 0 | 0 | 0 | 0 | 0 | 0 | 0 | 0 | 0 | 0 | 12 | 0
NO |  | 186 | 2015 | 56 | 2 | 2 |  | POE | WAKEFIELD (15) | 115 | 115 | CONC HFRM | 0.05 | 0 | 0 | ACSR 795 | 0 | 0 | 0 | 0 | 0 | 0 | 0 | 0 | 0 | 0 | 0 | 0 | 0 | 0 | 0 | 0 | 0 | 0 | 0 | 0 | 0 | 0 | 0 | 12 | 0
NO |  | 186 | 2015 | 56 | 3 | 3 |  | POE | WAKEFIELD (15) | 115 | 115 | STEEL HFRM | 0.07 | 0 | 0 | ACSR 795 | 0 | 0 | 0 | 0 | 0 | 0 | 0 | 0 | 0 | 0 | 0 | 0 | 0 | 0 | 0 | 0 | 0 | 0 | 0 | 0 | 0 | 0 | 0 | 12 | 0
NO |  | 186 | 2015 | 56 | 4 | 4 |  | POE | WAKEFIELD (15) | 115 | 115 | STEEL POLE | 0.29 | 0 | 0 | ACSR 336.4 | 0 | 0 | 0 | 0 | 0 | 0 | 0 | 0 | 0 | 0 | 0 | 0 | 0 | 0 | 0 | 0 | 0 | 0 | 0 | 0 | 0 | 0 | 0 | 12 | 0
NO |  | 186 | 2015 | 56 | 5 | 5 |  | POE | WAKEFIELD (15) | 115 | 115 | STEEL POLE | 0.02 | 0 | 0 | ACSR 795 | 0 | 0 | 0 | 0 | 0 | 0 | 0 | 0 | 0 | 0 | 0 | 0 | 0 | 0 | 0 | 0 | 0 | 0 | 0 | 0 | 0 | 0 | 0 | 12 | 0
NO |  | 186 | 2015 | 56 | 6 | 6 |  | POE | WAKEFIELD (15) | 115 | 115 | STEEL TWR | 26.1 | 0 | 0 | ACSR 336.4 | 0 | 0 | 0 | 0 | 0 | 0 | 0 | 0 | 0 | 0 | 0 | 0 | 0 | 0 | 0 | 0 | 0 | 0 | 0 | 0 | 0 | 0 | 0 | 12 | 0
NO |  | 186 | 2015 | 56 | 7 | 7 |  | POE | WAKEFIELD (15) | 115 | 115 | STEEL TWR | 0.05 | 0 | 0 | AAC 795 | 0 | 0 | 0 | 0 | 0 | 0 | 0 | 0 | 0 | 0 | 0 | 0 | 0 | 0 | 0 | 0 | 0 | 0 | 0 | 0 | 0 | 0 | 0 | 12 | 0
NO |  | 186 | 2015 | 56 | 8 | 8 |  | POE | WAKEFIELD (15) | 115 | 115 | STEEL TWR | 0.04 | 0 | 0 | ACSR 795 | 0 | 0 | 0 | 0 | 0 | 0 | 0 | 0 | 0 | 0 | 0 | 0 | 0 | 0 | 0 | 0 | 0 | 0 | 0 | 0 | 0 | 0 | 0 | 12 | 0
NO |  | 186 | 2015 | 56 | 9 | 9 |  | POE | WAKEFIELD (15) | 115 | 115 | WOOD POLE | 0.04 | 0 | 0 | ACSR 336.4 | 0 | 0 | 0 | 0 | 0 | 0 | 0 | 0 | 0 | 0 | 0 | 0 | 0 | 0 | 0 | 0 | 0 | 0 | 0 | 0 | 0 | 0 | 0 | 12 | 0
NO |  | 186 | 2015 | 56 | 10 | 10 |  | BASIN | 12TH STREET (150) | 115 | 115 | STEEL HFRM | 0.03 | 0 | 1 | ACAR 721 | 0 | 0 | 0 | 0 | 0 | 0 | 0 | 0 | 0 | 0 | 0 | 0 | 0 | 0 | 0 | 0 | 0 | 0 | 0 | 0 | 0 | 0 | 0 | 12 | 0
NO |  | 186 | 2015 | 56 | 11 | 11 |  | BASIN | 12TH STREET (150) | 115 | 115 | STEEL POLE | 0 | 0.15 | 0 | ACAR 721 | 0 | 0 | 0 | 0 | 0 | 0 | 0 | 0 | 0 | 0 | 0 | 0 | 0 | 0 | 0 | 0 | 0 | 0 | 0 | 0 | 0 | 0 | 0 | 12 | 0
NO |  | 186 | 2015 | 56 | 12 | 12 |  | BASIN | 12TH STREET (150) | 115 | 115 | STEEL TWR | 0 | 0.09 | 0 | ACSR 636 | 0 | 0 | 0 | 0 | 0 | 0 | 0 | 0 | 0 | 0 | 0 | 0 | 0 | 0 | 0 | 0 | 0 | 0 | 0 | 0 | 0 | 0 | 0 | 12 | 0
NO |  | 186 | 2015 | 56 | 13 | 13 |  | BASIN | 12TH STREET (150) | 115 | 115 | STEEL TWR | 0 | 0.02 | 0 | ACAR 721 | 0 | 0 | 0 | 0 | 0 | 0 | 0 | 0 | 0 | 0 | 0 | 0 | 0 | 0 | 0 | 0 | 0 | 0 | 0 | 0 | 0 | 0 | 0 | 12 | 0
NO |  | 186 | 2015 | 56 | 14 | 14 |  | BASIN | 12TH STREET (150) | 115 | 115 | STEEL TWR | 0.39 | 0 | 0 | ACSR 636 | 0 | 0 | 0 | 0 | 0 | 0 | 0 | 0 | 0 | 0 | 0 | 0 | 0 | 0 | 0 | 0 | 0 | 0 | 0 | 0 | 0 | 0 | 0 | 12 | 0
NO |  | 186 | 2015 | 56 | 15 | 15 |  | BASIN | 12TH STREET (150) | 115 | 115 | STEEL TWR | 2.65 | 0 | 0 | ACAR 721 | 0 | 0 | 0 | 0 | 0 | 0 | 0 | 0 | 0 | 0 | 0 | 0 | 0 | 0 | 0 | 0 | 0 | 0 | 0 | 0 | 0 | 0 | 0 | 12 | 0
NO |  | 186 | 2015 | 56 | 16 | 16 |  | BASIN | 12TH STREET (150) | 115 | 115 | WOOD HFRM | 0.02 | 0 | 0 | ACAR 721 | 0 | 0 | 0 | 0 | 0 | 0 | 0 | 0 | 0 | 0 | 0 | 0 | 0 | 0 | 0 | 0 | 0 | 0 | 0 | 0 | 0 | 0 | 0 | 12 | 0
NO |  | 186 | 2015 | 56 | 17 | 17 |  | PLYWOOD | HALIFAX (151) | 115 | 115 | STEEL HFRM | 1.26 | 0 | 1 | AAAC 559.5 | 0 | 0 | 0 | 0 | 0 | 0 | 0 | 0 | 0 | 0 | 0 | 0 | 0 | 0 | 0 | 0 | 0 | 0 | 0 | 0 | 0 | 0 | 0 | 12 | 0
NO |  | 186 | 2015 | 56 | 18 | 18 |  | PLYWOOD | HALIFAX (151) | 115 | 115 | WOOD HFRM | 4.46 | 0 | 0 | AAAC 559.5 | 0 | 0 | 0 | 0 | 0 | 0 | 0 | 0 | 0 | 0 | 0 | 0 | 0 | 0 | 0 | 0 | 0 | 0 | 0 | 0 | 0 | 0 | 0 | 12 | 0
NO |  | 186 | 2015 | 56 | 19 | 19 |  | PLYWOOD | HALIFAX (151) | 115 | 115 | WOOD POLE | 1.06 | 0 | 0 | AAAC 559.5 | 0 | 0 | 0 | 0 | 0 | 0 | 0 | 0 | 0 | 0 | 0 | 0 | 0 | 0 | 0 | 0 | 0 | 0 | 0 | 0 | 0 | 0 | 0 | 12 | 0
NO |  | 186 | 2015 | 56 | 20 | 20 |  | OAK GREEN | SPOTSYLVANIA (153) | 115 | 115 | CONC HFRM | 0.1 | 0 | 1 | ACSR 336.4 | 0 | 0 | 0 | 0 | 0 | 0 | 0 | 0 | 0 | 0 | 0 | 0 | 0 | 0 | 0 | 0 | 0 | 0 | 0 | 0 | 0 | 0 | 0 | 12 | 0
NO |  | 186 | 2015 | 56 | 21 | 21 |  | OAK GREEN | SPOTSYLVANIA (153) | 115 | 115 | CONC HFRM | 0.08 | 0 | 0 | ACSR 636 | 0 | 0 | 0 | 0 | 0 | 0 | 0 | 0 | 0 | 0 | 0 | 0 | 0 | 0 | 0 | 0 | 0 | 0 | 0 | 0 | 0 | 0 | 0 | 12 | 0
NO |  | 186 | 2015 | 56 | 22 | 22 |  | OAK GREEN | SPOTSYLVANIA (153) | 115 | 115 | CONC HFRM | 0.16 | 0 | 0 | ACSR 795 | 0 | 0 | 0 | 0 | 0 | 0 | 0 | 0 | 0 | 0 | 0 | 0 | 0 | 0 | 0 | 0 | 0 | 0 | 0 | 0 | 0 | 0 | 0 | 12 | 0
NO |  | 186 | 2015 | 56 | 23 | 23 |  | OAK GREEN | SPOTSYLVANIA (153) | 115 | 115 | STEEL HFRM | 0.1 | 0 | 0 | ACSR 636 | 0 | 0 | 0 | 0 | 0 | 0 | 0 | 0 | 0 | 0 | 0 | 0 | 0 | 0 | 0 | 0 | 0 | 0 | 0 | 0 | 0 | 0 | 0 | 12 | 0
NO |  | 186 | 2015 | 56 | 24 | 24 |  | OAK GREEN | SPOTSYLVANIA (153) | 115 | 115 | STEEL POLE | 0 | 0.07 | 0 | ACSR 795 | 0 | 0 | 0 | 0 | 0 | 0 | 0 | 0 | 0 | 0 | 0 | 0 | 0 | 0 | 0 | 0 | 0 | 0 | 0 | 0 | 0 | 0 | 0 | 12 | 0
NO |  | 186 | 2015 | 56 | 25 | 25 |  | OAK GREEN | SPOTSYLVANIA (153) | 115 | 115 | STEEL POLE | 1.28 | 0 | 0 | AAAC 246.9 | 0 | 0 | 0 | 0 | 0 | 0 | 0 | 0 | 0 | 0 | 0 | 0 | 0 | 0 | 0 | 0 | 0 | 0 | 0 | 0 | 0 | 0 | 0 | 12 | 0
NO |  | 186 | 2015 | 56 | 26 | 26 |  | OAK GREEN | SPOTSYLVANIA (153) | 115 | 115 | STEEL POLE | 2.32 | 0 | 0 | ACSR 336.4 | 0 | 0 | 0 | 0 | 0 | 0 | 0 | 0 | 0 | 0 | 0 | 0 | 0 | 0 | 0 | 0 | 0 | 0 | 0 | 0 | 0 | 0 | 0 | 12 | 0
NO |  | 186 | 2015 | 56 | 27 | 27 |  | OAK GREEN | SPOTSYLVANIA (153) | 115 | 115 | STEEL POLE | 5.33 | 0 | 0 | ACSR 636 | 0 | 0 | 0 | 0 | 0 | 0 | 0 | 0 | 0 | 0 | 0 | 0 | 0 | 0 | 0 | 0 | 0 | 0 | 0 | 0 | 0 | 0 | 0 | 12 | 0
NO |  | 186 | 2015 | 56 | 28 | 28 |  | OAK GREEN | SPOTSYLVANIA (153) | 115 | 115 | STEEL POLE | 5.62 | 0 | 0 | ACSR 795 | 0 | 0 | 0 | 0 | 0 | 0 | 0 | 0 | 0 | 0 | 0 | 0 | 0 | 0 | 0 | 0 | 0 | 0 | 0 | 0 | 0 | 0 | 0 | 12 | 0
NO |  | 186 | 2015 | 56 | 29 | 29 |  | OAK GREEN | SPOTSYLVANIA (153) | 115 | 115 | STEEL TWR | 0.02 | 0 | 0 | ACSR 795 | 0 | 0 | 0 | 0 | 0 | 0 | 0 | 0 | 0 | 0 | 0 | 0 | 0 | 0 | 0 | 0 | 0 | 0 | 0 | 0 | 0 | 0 | 0 | 12 | 0
NO |  | 186 | 2015 | 56 | 30 | 30 |  | OAK GREEN | SPOTSYLVANIA (153) | 115 | 115 | WOOD POLE | 0.91 | 0 | 0 | ACSR 795 | 0 | 0 | 0 | 0 | 0 | 0 | 0 | 0 | 0 | 0 | 0 | 0 | 0 | 0 | 0 | 0 | 0 | 0 | 0 | 0 | 0 | 0 | 0 | 12 | 0
NO |  | 186 | 2015 | 56 | 31 | 31 |  | PAMPLIN | CHASE CITY (154) | 115 | 115 | CONC HFRM | 0.04 | 0 | 1 | ACSR 1033.5 | 0 | 0 | 0 | 0 | 0 | 0 | 0 | 0 | 0 | 0 | 0 | 0 | 0 | 0 | 0 | 0 | 0 | 0 | 0 | 0 | 0 | 0 | 0 | 12 | 0
NO |  | 186 | 2015 | 56 | 32 | 32 |  | PAMPLIN | CHASE CITY (154) | 115 | 115 | CONC HFRM | 0.16 | 0 | 0 | ACSR 336.4 | 0 | 0 | 0 | 0 | 0 | 0 | 0 | 0 | 0 | 0 | 0 | 0 | 0 | 0 | 0 | 0 | 0 | 0 | 0 | 0 | 0 | 0 | 0 | 12 | 0
NO |  | 186 | 2015 | 56 | 33 | 33 |  | PAMPLIN | CHASE CITY (154) | 115 | 115 | STEEL HFRM | 0 | 0.09 | 0 | ACSR 336.4 | 0 | 0 | 0 | 0 | 0 | 0 | 0 | 0 | 0 | 0 | 0 | 0 | 0 | 0 | 0 | 0 | 0 | 0 | 0 | 0 | 0 | 0 | 0 | 12 | 0
NO |  | 186 | 2015 | 56 | 34 | 34 |  | PAMPLIN | CHASE CITY (154) | 115 | 115 | STEEL HFRM | 14.91 | 0 | 0 | ACSR 1033.5 | 0 | 0 | 0 | 0 | 0 | 0 | 0 | 0 | 0 | 0 | 0 | 0 | 0 | 0 | 0 | 0 | 0 | 0 | 0 | 0 | 0 | 0 | 0 | 12 | 0
NO |  | 186 | 2015 | 56 | 35 | 35 |  | PAMPLIN | CHASE CITY (154) | 115 | 115 | STEEL HFRM | 3.32 | 0 | 0 | ACSR 336.4 | 0 | 0 | 0 | 0 | 0 | 0 | 0 | 0 | 0 | 0 | 0 | 0 | 0 | 0 | 0 | 0 | 0 | 0 | 0 | 0 | 0 | 0 | 0 | 12 | 0
NO |  | 186 | 2015 | 57 | 1 | 1 |  | PAMPLIN | CHASE CITY (154) | 115 | 115 | STEEL HFRM | 0.1 | 0 | 0 | ACAR 545.6 | 0 | 0 | 0 | 0 | 0 | 0 | 0 | 0 | 0 | 0 | 0 | 0 | 0 | 0 | 0 | 0 | 0 | 0 | 0 | 0 | 0 | 0 | 0 | 12 | 0
NO |  | 186 | 2015 | 57 | 2 | 2 |  | PAMPLIN | CHASE CITY (154) | 115 | 115 | STEEL POLE | 0 | 0.01 | 0 | ACSR 336.4 | 0 | 0 | 0 | 0 | 0 | 0 | 0 | 0 | 0 | 0 | 0 | 0 | 0 | 0 | 0 | 0 | 0 | 0 | 0 | 0 | 0 | 0 | 0 | 12 | 0
NO |  | 186 | 2015 | 57 | 3 | 3 |  | PAMPLIN | CHASE CITY (154) | 115 | 115 | STEEL POLE | 0.32 | 0 | 0 | ACSR 1033.5 | 0 | 0 | 0 | 0 | 0 | 0 | 0 | 0 | 0 | 0 | 0 | 0 | 0 | 0 | 0 | 0 | 0 | 0 | 0 | 0 | 0 | 0 | 0 | 12 | 0
NO |  | 186 | 2015 | 57 | 4 | 4 |  | PAMPLIN | CHASE CITY (154) | 115 | 115 | STEEL TWR | 0.02 | 0 | 0 | CU 20 | 0 | 0 | 0 | 0 | 0 | 0 | 0 | 0 | 0 | 0 | 0 | 0 | 0 | 0 | 0 | 0 | 0 | 0 | 0 | 0 | 0 | 0 | 0 | 12 | 0
NO |  | 186 | 2015 | 57 | 5 | 5 |  | PAMPLIN | CHASE CITY (154) | 115 | 115 | STEEL TWR | 0.76 | 0 | 0 | ACAR 545.6 | 0 | 0 | 0 | 0 | 0 | 0 | 0 | 0 | 0 | 0 | 0 | 0 | 0 | 0 | 0 | 0 | 0 | 0 | 0 | 0 | 0 | 0 | 0 | 12 | 0
NO |  | 186 | 2015 | 57 | 6 | 6 |  | PAMPLIN | CHASE CITY (154) | 115 | 115 | WOOD HFRM | 0.5 | 0 | 0 | CU 20 | 0 | 0 | 0 | 0 | 0 | 0 | 0 | 0 | 0 | 0 | 0 | 0 | 0 | 0 | 0 | 0 | 0 | 0 | 0 | 0 | 0 | 0 | 0 | 12 | 0
NO |  | 186 | 2015 | 57 | 7 | 7 |  | PAMPLIN | CHASE CITY (154) | 115 | 115 | WOOD HFRM | 13.19 | 0 | 0 | ACSR 336.4 | 0 | 0 | 0 | 0 | 0 | 0 | 0 | 0 | 0 | 0 | 0 | 0 | 0 | 0 | 0 | 0 | 0 | 0 | 0 | 0 | 0 | 0 | 0 | 12 | 0
NO |  | 186 | 2015 | 57 | 8 | 8 |  | PAMPLIN | CHASE CITY (154) | 115 | 115 | WOOD POLE | 0.22 | 0 | 0 | CU 20 | 0 | 0 | 0 | 0 | 0 | 0 | 0 | 0 | 0 | 0 | 0 | 0 | 0 | 0 | 0 | 0 | 0 | 0 | 0 | 0 | 0 | 0 | 0 | 12 | 0
NO |  | 186 | 2015 | 57 | 9 | 9 |  | PAMPLIN | CHASE CITY (154) | 115 | 115 | WOOD POLE | 0.45 | 0 | 0 | ACSR 336.4 | 0 | 0 | 0 | 0 | 0 | 0 | 0 | 0 | 0 | 0 | 0 | 0 | 0 | 0 | 0 | 0 | 0 | 0 | 0 | 0 | 0 | 0 | 0 | 12 | 0
NO |  | 186 | 2015 | 57 | 10 | 10 |  | LOUDOUN | BULL RUN (156) | 115 | 115 | CONC HFRM | 0.24 | 0 | 1 | ACAR 853.7 | 0 | 0 | 0 | 0 | 0 | 0 | 0 | 0 | 0 | 0 | 0 | 0 | 0 | 0 | 0 | 0 | 0 | 0 | 0 | 0 | 0 | 0 | 0 | 12 | 0
NO |  | 186 | 2015 | 57 | 11 | 11 |  | LOUDOUN | BULL RUN (156) | 115 | 115 | CONC POLE | 0 | 0.01 | 0 | ACAR 853.7 | 0 | 0 | 0 | 0 | 0 | 0 | 0 | 0 | 0 | 0 | 0 | 0 | 0 | 0 | 0 | 0 | 0 | 0 | 0 | 0 | 0 | 0 | 0 | 12 | 0
NO |  | 186 | 2015 | 57 | 12 | 12 |  | LOUDOUN | BULL RUN (156) | 115 | 115 | CONC POLE | 3.5 | 0 | 0 | ACAR 853.7 | 0 | 0 | 0 | 0 | 0 | 0 | 0 | 0 | 0 | 0 | 0 | 0 | 0 | 0 | 0 | 0 | 0 | 0 | 0 | 0 | 0 | 0 | 0 | 12 | 0
NO |  | 186 | 2015 | 57 | 13 | 13 |  | LOUDOUN | BULL RUN (156) | 115 | 115 | STEEL POLE | 0.04 | 0 | 0 | ACAR 1109 | 0 | 0 | 0 | 0 | 0 | 0 | 0 | 0 | 0 | 0 | 0 | 0 | 0 | 0 | 0 | 0 | 0 | 0 | 0 | 0 | 0 | 0 | 0 | 12 | 0
NO |  | 186 | 2015 | 57 | 14 | 14 |  | LOUDOUN | BULL RUN (156) | 115 | 115 | STEEL POLE | 0.2 | 0 | 0 | ACSR 636 | 0 | 0 | 0 | 0 | 0 | 0 | 0 | 0 | 0 | 0 | 0 | 0 | 0 | 0 | 0 | 0 | 0 | 0 | 0 | 0 | 0 | 0 | 0 | 12 | 0
NO |  | 186 | 2015 | 57 | 15 | 15 |  | LOUDOUN | BULL RUN (156) | 115 | 115 | STEEL POLE | 0.07 | 0 | 0 | ACAR 853.7 | 0 | 0 | 0 | 0 | 0 | 0 | 0 | 0 | 0 | 0 | 0 | 0 | 0 | 0 | 0 | 0 | 0 | 0 | 0 | 0 | 0 | 0 | 0 | 12 | 0
NO |  | 186 | 2015 | 57 | 16 | 16 |  | LOUDOUN | BULL RUN (156) | 115 | 115 | STEEL TWR | 4.22 | 0 | 0 | ACAR 1109 | 0 | 0 | 0 | 0 | 0 | 0 | 0 | 0 | 0 | 0 | 0 | 0 | 0 | 0 | 0 | 0 | 0 | 0 | 0 | 0 | 0 | 0 | 0 | 12 | 0
NO |  | 186 | 2015 | 57 | 17 | 17 |  | LOUDOUN | BULL RUN (156) | 115 | 115 | WOOD HFRM | 0.09 | 0 | 0 | ACAR 853.7 | 0 | 0 | 0 | 0 | 0 | 0 | 0 | 0 | 0 | 0 | 0 | 0 | 0 | 0 | 0 | 0 | 0 | 0 | 0 | 0 | 0 | 0 | 0 | 12 | 0
NO |  | 186 | 2015 | 57 | 18 | 18 |  | LOUDOUN | BULL RUN (156) | 115 | 115 | WOOD POLE | 0.07 | 0 | 0 | ACAR 853.7 | 0 | 0 | 0 | 0 | 0 | 0 | 0 | 0 | 0 | 0 | 0 | 0 | 0 | 0 | 0 | 0 | 0 | 0 | 0 | 0 | 0 | 0 | 0 | 12 | 0
NO |  | 186 | 2015 | 57 | 19 | 19 |  | PLAZA | MANCHESTER (157) | 115 | 115 | STEEL POLE | 0 | 0.35 | 1 | ACSR 636 | 0 | 0 | 0 | 0 | 0 | 0 | 0 | 0 | 0 | 0 | 0 | 0 | 0 | 0 | 0 | 0 | 0 | 0 | 0 | 0 | 0 | 0 | 0 | 12 | 0
NO |  | 186 | 2015 | 57 | 20 | 20 |  | PLAZA | MANCHESTER (157) | 115 | 115 | STEEL TWR | 0 | 2.28 | 0 | ACSR 636 | 0 | 0 | 0 | 0 | 0 | 0 | 0 | 0 | 0 | 0 | 0 | 0 | 0 | 0 | 0 | 0 | 0 | 0 | 0 | 0 | 0 | 0 | 0 | 12 | 0
NO |  | 186 | 2015 | 57 | 21 | 21 |  | PLAZA | MANCHESTER (157) | 115 | 115 | STEEL TWR | 0 | 2.44 | 0 | ACAR 721 | 0 | 0 | 0 | 0 | 0 | 0 | 0 | 0 | 0 | 0 | 0 | 0 | 0 | 0 | 0 | 0 | 0 | 0 | 0 | 0 | 0 | 0 | 0 | 12 | 0
NO |  | 186 | 2015 | 57 | 22 | 22 |  | PLAZA | MANCHESTER (157) | 115 | 115 | STEEL TWR | 0.02 | 0 | 0 | ACSR 636 | 0 | 0 | 0 | 0 | 0 | 0 | 0 | 0 | 0 | 0 | 0 | 0 | 0 | 0 | 0 | 0 | 0 | 0 | 0 | 0 | 0 | 0 | 0 | 12 | 0
NO |  | 186 | 2015 | 57 | 23 | 23 |  | PLAZA | MANCHESTER (157) | 115 | 115 | STEEL TWR | 0.01 | 0 | 0 | ACAR 721 | 0 | 0 | 0 | 0 | 0 | 0 | 0 | 0 | 0 | 0 | 0 | 0 | 0 | 0 | 0 | 0 | 0 | 0 | 0 | 0 | 0 | 0 | 0 | 12 | 0
NO |  | 186 | 2015 | 57 | 24 | 24 |  | CREWE | FARMVILLE (158) | 115 | 115 | CONC POLE | 0.13 | 0 | 1 | ACAR 396.3 | 0 | 0 | 0 | 0 | 0 | 0 | 0 | 0 | 0 | 0 | 0 | 0 | 0 | 0 | 0 | 0 | 0 | 0 | 0 | 0 | 0 | 0 | 0 | 12 | 0
NO |  | 186 | 2015 | 57 | 25 | 25 |  | CREWE | FARMVILLE (158) | 115 | 115 | STEEL HFRM | 8.6 | 0 | 0 | ACSR 1033.5 | 0 | 0 | 0 | 0 | 0 | 0 | 0 | 0 | 0 | 0 | 0 | 0 | 0 | 0 | 0 | 0 | 0 | 0 | 0 | 0 | 0 | 0 | 0 | 12 | 0
NO |  | 186 | 2015 | 57 | 26 | 26 |  | CREWE | FARMVILLE (158) | 115 | 115 | STEEL HFRM | 1.39 | 0 | 0 | ACAR 396.3 | 0 | 0 | 0 | 0 | 0 | 0 | 0 | 0 | 0 | 0 | 0 | 0 | 0 | 0 | 0 | 0 | 0 | 0 | 0 | 0 | 0 | 0 | 0 | 12 | 0
NO |  | 186 | 2015 | 57 | 27 | 27 |  | CREWE | FARMVILLE (158) | 115 | 115 | STEEL HFRM | 5.22 | 0 | 0 | ACSR 477 | 0 | 0 | 0 | 0 | 0 | 0 | 0 | 0 | 0 | 0 | 0 | 0 | 0 | 0 | 0 | 0 | 0 | 0 | 0 | 0 | 0 | 0 | 0 | 12 | 0
NO |  | 186 | 2015 | 57 | 28 | 28 |  | CREWE | FARMVILLE (158) | 115 | 115 | STEEL POLE | 0.91 | 0 | 0 | ACSR 1033.5 | 0 | 0 | 0 | 0 | 0 | 0 | 0 | 0 | 0 | 0 | 0 | 0 | 0 | 0 | 0 | 0 | 0 | 0 | 0 | 0 | 0 | 0 | 0 | 12 | 0
NO |  | 186 | 2015 | 57 | 29 | 29 |  | CREWE | FARMVILLE (158) | 115 | 115 | STEEL POLE | 0.09 | 0 | 0 | ACAR 396.3 | 0 | 0 | 0 | 0 | 0 | 0 | 0 | 0 | 0 | 0 | 0 | 0 | 0 | 0 | 0 | 0 | 0 | 0 | 0 | 0 | 0 | 0 | 0 | 12 | 0
NO |  | 186 | 2015 | 57 | 30 | 30 |  | CREWE | FARMVILLE (158) | 115 | 115 | STEEL POLE | 0.09 | 0 | 0 | ACSR 477 | 0 | 0 | 0 | 0 | 0 | 0 | 0 | 0 | 0 | 0 | 0 | 0 | 0 | 0 | 0 | 0 | 0 | 0 | 0 | 0 | 0 | 0 | 0 | 12 | 0
NO |  | 186 | 2015 | 57 | 31 | 31 |  | CREWE | FARMVILLE (158) | 115 | 115 | STEEL POLE | 0.04 | 0 | 0 | ACAR 545.6 | 0 | 0 | 0 | 0 | 0 | 0 | 0 | 0 | 0 | 0 | 0 | 0 | 0 | 0 | 0 | 0 | 0 | 0 | 0 | 0 | 0 | 0 | 0 | 12 | 0
NO |  | 186 | 2015 | 57 | 32 | 32 |  | CREWE | FARMVILLE (158) | 115 | 115 | STEEL TWR | 0.07 | 0 | 0 | ACSR 1033.5 | 0 | 0 | 0 | 0 | 0 | 0 | 0 | 0 | 0 | 0 | 0 | 0 | 0 | 0 | 0 | 0 | 0 | 0 | 0 | 0 | 0 | 0 | 0 | 12 | 0
NO |  | 186 | 2015 | 57 | 33 | 33 |  | CREWE | FARMVILLE (158) | 115 | 115 | STEEL TWR | 0.24 | 0 | 0 | ACAR 396.3 | 0 | 0 | 0 | 0 | 0 | 0 | 0 | 0 | 0 | 0 | 0 | 0 | 0 | 0 | 0 | 0 | 0 | 0 | 0 | 0 | 0 | 0 | 0 | 12 | 0
NO |  | 186 | 2015 | 57 | 34 | 34 |  | CREWE | FARMVILLE (158) | 115 | 115 | STEEL TWR | 0.02 | 0 | 0 | ACSR 477 | 0 | 0 | 0 | 0 | 0 | 0 | 0 | 0 | 0 | 0 | 0 | 0 | 0 | 0 | 0 | 0 | 0 | 0 | 0 | 0 | 0 | 0 | 0 | 12 | 0
NO |  | 186 | 2015 | 57 | 35 | 35 |  | CREWE | FARMVILLE (158) | 115 | 115 | STEEL TWR | 3.3 | 0 | 0 | ACAR 545.6 | 0 | 0 | 0 | 0 | 0 | 0 | 0 | 0 | 0 | 0 | 0 | 0 | 0 | 0 | 0 | 0 | 0 | 0 | 0 | 0 | 0 | 0 | 0 | 12 | 0
NO |  | 186 | 2015 | 58 | 1 | 1 |  | CREWE | FARMVILLE (158) | 115 | 115 | WOOD HFRM | 4.61 | 0 | 0 | ACAR 396.3 | 0 | 0 | 0 | 0 | 0 | 0 | 0 | 0 | 0 | 0 | 0 | 0 | 0 | 0 | 0 | 0 | 0 | 0 | 0 | 0 | 0 | 0 | 0 | 12 | 0
NO |  | 186 | 2015 | 58 | 2 | 2 |  | CREWE | FARMVILLE (158) | 115 | 115 | WOOD POLE | 1.21 | 0 | 0 | ACAR 396.3 | 0 | 0 | 0 | 0 | 0 | 0 | 0 | 0 | 0 | 0 | 0 | 0 | 0 | 0 | 0 | 0 | 0 | 0 | 0 | 0 | 0 | 0 | 0 | 12 | 0
NO |  | 186 | 2015 | 58 | 3 | 3 |  | ACCA | SHOCKOE (159) | 115 | 115 | CONC POLE | 0 | 0.14 | 1 | ACAR 721 | 0 | 0 | 0 | 0 | 0 | 0 | 0 | 0 | 0 | 0 | 0 | 0 | 0 | 0 | 0 | 0 | 0 | 0 | 0 | 0 | 0 | 0 | 0 | 12 | 0
NO |  | 186 | 2015 | 58 | 4 | 4 |  | ACCA | SHOCKOE (159) | 115 | 115 | STEEL POLE | 0 | 0.25 | 0 | ACSR 636 | 0 | 0 | 0 | 0 | 0 | 0 | 0 | 0 | 0 | 0 | 0 | 0 | 0 | 0 | 0 | 0 | 0 | 0 | 0 | 0 | 0 | 0 | 0 | 12 | 0
NO |  | 186 | 2015 | 58 | 5 | 5 |  | ACCA | SHOCKOE (159) | 115 | 115 | STEEL POLE | 0 | 0.14 | 0 | ACAR 721 | 0 | 0 | 0 | 0 | 0 | 0 | 0 | 0 | 0 | 0 | 0 | 0 | 0 | 0 | 0 | 0 | 0 | 0 | 0 | 0 | 0 | 0 | 0 | 12 | 0
NO |  | 186 | 2015 | 58 | 6 | 6 |  | ACCA | SHOCKOE (159) | 115 | 115 | STEEL TWR | 0 | 3.31 | 0 | ACAR 721 | 0 | 0 | 0 | 0 | 0 | 0 | 0 | 0 | 0 | 0 | 0 | 0 | 0 | 0 | 0 | 0 | 0 | 0 | 0 | 0 | 0 | 0 | 0 | 12 | 0
NO |  | 186 | 2015 | 58 | 7 | 7 |  | ACCA | SHOCKOE (159) | 115 | 115 | STEEL TWR | 0.1 | 0 | 0 | ACAR 721 | 0 | 0 | 0 | 0 | 0 | 0 | 0 | 0 | 0 | 0 | 0 | 0 | 0 | 0 | 0 | 0 | 0 | 0 | 0 | 0 | 0 | 0 | 0 | 12 | 0
NO |  | 186 | 2015 | 58 | 8 | 8 |  | LOCKS | LOCKS (15T7) | 115 | 115 | STEEL TWR | 0 | 0.04 | 1 |  | 0 | 0 | 0 | 0 | 0 | 0 | 0 | 0 | 0 | 0 | 0 | 0 | 0 | 0 | 0 | 0 | 0 | 0 | 0 | 0 | 0 | 0 | 0 | 12 | 0
NO |  | 186 | 2015 | 58 | 9 | 9 |  | LOCKS | LOCKS (15T7) | 115 | 115 | WOOD HFRM | 0 | 0.07 | 0 |  | 0 | 0 | 0 | 0 | 0 | 0 | 0 | 0 | 0 | 0 | 0 | 0 | 0 | 0 | 0 | 0 | 0 | 0 | 0 | 0 | 0 | 0 | 0 | 12 | 0
NO |  | 186 | 2015 | 58 | 10 | 10 |  | LOCKS | LOCKS (15T7) | 115 | 115 | WOOD POLE | 0 | 0.08 | 0 |  | 0 | 0 | 0 | 0 | 0 | 0 | 0 | 0 | 0 | 0 | 0 | 0 | 0 | 0 | 0 | 0 | 0 | 0 | 0 | 0 | 0 | 0 | 0 | 12 | 0
NO |  | 186 | 2015 | 58 | 11 | 11 |  | LOCKS | LOCKS (15T8) | 115 | 115 | CONC TWR | 0 | 0 | 1 |  | 0 | 0 | 0 | 0 | 0 | 0 | 0 | 0 | 0 | 0 | 0 | 0 | 0 | 0 | 0 | 0 | 0 | 0 | 0 | 0 | 0 | 0 | 0 | 12 | 0
NO |  | 186 | 2015 | 58 | 12 | 12 |  | LOCKS | LOCKS (15T8) | 115 | 115 | STEEL HFRM | 0 | 0.01 | 0 |  | 0 | 0 | 0 | 0 | 0 | 0 | 0 | 0 | 0 | 0 | 0 | 0 | 0 | 0 | 0 | 0 | 0 | 0 | 0 | 0 | 0 | 0 | 0 | 12 | 0
NO |  | 186 | 2015 | 58 | 13 | 13 |  | LOCKS | LOCKS (15T8) | 115 | 115 | STEEL POLE | 0 | 0.02 | 0 |  | 0 | 0 | 0 | 0 | 0 | 0 | 0 | 0 | 0 | 0 | 0 | 0 | 0 | 0 | 0 | 0 | 0 | 0 | 0 | 0 | 0 | 0 | 0 | 12 | 0
NO |  | 186 | 2015 | 58 | 14 | 14 |  | GREAT BRIDGE | HICKORY (16) | 115 | 115 | STEEL HFRM | 0.05 | 0 | 1 | ACSR 336.4 | 0 | 0 | 0 | 0 | 0 | 0 | 0 | 0 | 0 | 0 | 0 | 0 | 0 | 0 | 0 | 0 | 0 | 0 | 0 | 0 | 0 | 0 | 0 | 12 | 0
NO |  | 186 | 2015 | 58 | 15 | 15 |  | GREAT BRIDGE | HICKORY (16) | 115 | 115 | STEEL TWR | 2.03 | 0 | 0 | ACSR 336.4 | 0 | 0 | 0 | 0 | 0 | 0 | 0 | 0 | 0 | 0 | 0 | 0 | 0 | 0 | 0 | 0 | 0 | 0 | 0 | 0 | 0 | 0 | 0 | 12 | 0
NO |  | 186 | 2015 | 58 | 16 | 16 |  | GREAT BRIDGE | HICKORY (16) | 115 | 115 | WOOD HFRM | 3.79 | 0 | 0 | ACSR 336.4 | 0 | 0 | 0 | 0 | 0 | 0 | 0 | 0 | 0 | 0 | 0 | 0 | 0 | 0 | 0 | 0 | 0 | 0 | 0 | 0 | 0 | 0 | 0 | 12 | 0
NO |  | 186 | 2015 | 58 | 17 | 17 |  | GREAT BRIDGE | HICKORY (16) | 115 | 115 | WOOD POLE | 0.33 | 0 | 0 | ACSR 336.4 | 0 | 0 | 0 | 0 | 0 | 0 | 0 | 0 | 0 | 0 | 0 | 0 | 0 | 0 | 0 | 0 | 0 | 0 | 0 | 0 | 0 | 0 | 0 | 12 | 0
NO |  | 186 | 2015 | 58 | 18 | 18 |  | DOOMS | DUPONT (160) | 115 | 115 | CONC POLE | 0.11 | 0 | 1 | ACSR 1033.5 | 0 | 0 | 0 | 0 | 0 | 0 | 0 | 0 | 0 | 0 | 0 | 0 | 0 | 0 | 0 | 0 | 0 | 0 | 0 | 0 | 0 | 0 | 0 | 12 | 0
NO |  | 186 | 2015 | 58 | 19 | 19 |  | DOOMS | DUPONT (160) | 115 | 115 | STEEL HFRM | 0.3 | 0 | 0 | ACSR 1033.5 | 0 | 0 | 0 | 0 | 0 | 0 | 0 | 0 | 0 | 0 | 0 | 0 | 0 | 0 | 0 | 0 | 0 | 0 | 0 | 0 | 0 | 0 | 0 | 12 | 0
NO |  | 186 | 2015 | 58 | 20 | 20 |  | DOOMS | DUPONT (160) | 115 | 115 | STEEL POLE | 0 | 0.16 | 0 | ACSR 1033.5 | 0 | 0 | 0 | 0 | 0 | 0 | 0 | 0 | 0 | 0 | 0 | 0 | 0 | 0 | 0 | 0 | 0 | 0 | 0 | 0 | 0 | 0 | 0 | 12 | 0
NO |  | 186 | 2015 | 58 | 21 | 21 |  | DOOMS | DUPONT (160) | 115 | 115 | STEEL POLE | 4.05 | 0 | 0 | ACSR 1033.5 | 0 | 0 | 0 | 0 | 0 | 0 | 0 | 0 | 0 | 0 | 0 | 0 | 0 | 0 | 0 | 0 | 0 | 0 | 0 | 0 | 0 | 0 | 0 | 12 | 0
NO |  | 186 | 2015 | 58 | 22 | 22 |  | DOOMS | DUPONT (160) | 115 | 115 | STEEL TWR | 0.09 | 0 | 0 | ACSR 1033.5 | 0 | 0 | 0 | 0 | 0 | 0 | 0 | 0 | 0 | 0 | 0 | 0 | 0 | 0 | 0 | 0 | 0 | 0 | 0 | 0 | 0 | 0 | 0 | 12 | 0
NO |  | 186 | 2015 | 58 | 23 | 23 |  | LOCKS | HARVELL (162) | 115 | 115 | CONC POLE | 0.98 | 0 | 1 | ACAR 1109 | 0 | 0 | 0 | 0 | 0 | 0 | 0 | 0 | 0 | 0 | 0 | 0 | 0 | 0 | 0 | 0 | 0 | 0 | 0 | 0 | 0 | 0 | 0 | 12 | 0
NO |  | 186 | 2015 | 58 | 24 | 24 |  | LOCKS | HARVELL (162) | 115 | 115 | STEEL POLE | 1 | 0 | 0 | ACAR 1109 | 0 | 0 | 0 | 0 | 0 | 0 | 0 | 0 | 0 | 0 | 0 | 0 | 0 | 0 | 0 | 0 | 0 | 0 | 0 | 0 | 0 | 0 | 0 | 12 | 0
NO |  | 186 | 2015 | 58 | 25 | 25 |  | LOCKS | HARVELL (162) | 115 | 115 | STEEL TWR | 0 | 0 | 0 | ACAR 1109 | 0 | 0 | 0 | 0 | 0 | 0 | 0 | 0 | 0 | 0 | 0 | 0 | 0 | 0 | 0 | 0 | 0 | 0 | 0 | 0 | 0 | 0 | 0 | 12 | 0
NO |  | 186 | 2015 | 58 | 26 | 26 |  | BULL RUN | CANNON BRANCH (163) | 115 | 115 | CONC HFRM | 0 | 0.03 | 1 | ACSS 1590 | 0 | 0 | 0 | 0 | 0 | 0 | 0 | 0 | 0 | 0 | 0 | 0 | 0 | 0 | 0 | 0 | 0 | 0 | 0 | 0 | 0 | 0 | 0 | 12 | 0
NO |  | 186 | 2015 | 58 | 27 | 27 |  | BULL RUN | CANNON BRANCH (163) | 115 | 115 | CONC POLE | 0 | 0.06 | 0 | ACSS 1590 | 0 | 0 | 0 | 0 | 0 | 0 | 0 | 0 | 0 | 0 | 0 | 0 | 0 | 0 | 0 | 0 | 0 | 0 | 0 | 0 | 0 | 0 | 0 | 12 | 0
NO |  | 186 | 2015 | 58 | 28 | 28 |  | BULL RUN | CANNON BRANCH (163) | 115 | 115 | CONC POLE | 0.05 | 0 | 0 | ACSS 1590 | 0 | 0 | 0 | 0 | 0 | 0 | 0 | 0 | 0 | 0 | 0 | 0 | 0 | 0 | 0 | 0 | 0 | 0 | 0 | 0 | 0 | 0 | 0 | 12 | 0
NO |  | 186 | 2015 | 58 | 29 | 29 |  | BULL RUN | CANNON BRANCH (163) | 115 | 115 | CONC POLE | 1.04 | 0 | 0 | ACAR 721 | 0 | 0 | 0 | 0 | 0 | 0 | 0 | 0 | 0 | 0 | 0 | 0 | 0 | 0 | 0 | 0 | 0 | 0 | 0 | 0 | 0 | 0 | 0 | 12 | 0
NO |  | 186 | 2015 | 58 | 30 | 30 |  | BULL RUN | CANNON BRANCH (163) | 115 | 115 | STEEL POLE | 0 | 0.49 | 0 | ACSS 1590 | 0 | 0 | 0 | 0 | 0 | 0 | 0 | 0 | 0 | 0 | 0 | 0 | 0 | 0 | 0 | 0 | 0 | 0 | 0 | 0 | 0 | 0 | 0 | 12 | 0
NO |  | 186 | 2015 | 58 | 31 | 31 |  | BULL RUN | CANNON BRANCH (163) | 115 | 115 | STEEL POLE | 0 | 0 | 0 | ACAR 721 | 0 | 0 | 0 | 0 | 0 | 0 | 0 | 0 | 0 | 0 | 0 | 0 | 0 | 0 | 0 | 0 | 0 | 0 | 0 | 0 | 0 | 0 | 0 | 12 | 0
NO |  | 186 | 2015 | 58 | 32 | 32 |  | BULL RUN | CANNON BRANCH (163) | 115 | 115 | STEEL POLE | 0.03 | 0 | 0 | ACSS 1590 | 0 | 0 | 0 | 0 | 0 | 0 | 0 | 0 | 0 | 0 | 0 | 0 | 0 | 0 | 0 | 0 | 0 | 0 | 0 | 0 | 0 | 0 | 0 | 12 | 0
NO |  | 186 | 2015 | 58 | 33 | 33 |  | BULL RUN | CANNON BRANCH (163) | 115 | 115 | STEEL POLE | 0.77 | 0 | 0 | ACAR 721 | 0 | 0 | 0 | 0 | 0 | 0 | 0 | 0 | 0 | 0 | 0 | 0 | 0 | 0 | 0 | 0 | 0 | 0 | 0 | 0 | 0 | 0 | 0 | 12 | 0
NO |  | 186 | 2015 | 58 | 34 | 34 |  | BULL RUN | CANNON BRANCH (163) | 115 | 115 | STEEL TWR | 0.02 | 0 | 0 | ACAR 721 | 0 | 0 | 0 | 0 | 0 | 0 | 0 | 0 | 0 | 0 | 0 | 0 | 0 | 0 | 0 | 0 | 0 | 0 | 0 | 0 | 0 | 0 | 0 | 12 | 0
NO |  | 186 | 2015 | 58 | 35 | 35 |  | BULL RUN | CANNON BRANCH (163) | 115 | 115 | WOOD POLE | 4.47 | 0 | 0 | ACAR 721 | 0 | 0 | 0 | 0 | 0 | 0 | 0 | 0 | 0 | 0 | 0 | 0 | 0 | 0 | 0 | 0 | 0 | 0 | 0 | 0 | 0 | 0 | 0 | 12 | 0
NO |  | 186 | 2015 | 59 | 1 | 1 |  | CHESAPEAKE ENERGY CENTER | REEVES AVE (164) | 115 | 115 | CONC POLE | 0 | 0.02 | 1 | ACSR 1351.5 | 0 | 0 | 0 | 0 | 0 | 0 | 0 | 0 | 0 | 0 | 0 | 0 | 0 | 0 | 0 | 0 | 0 | 0 | 0 | 0 | 0 | 0 | 0 | 12 | 0
NO |  | 186 | 2015 | 59 | 2 | 2 |  | CHESAPEAKE ENERGY CENTER | REEVES AVE (164) | 115 | 115 | CONC POLE | 0.04 | 0 | 0 | ACSR 1351.5 | 0 | 0 | 0 | 0 | 0 | 0 | 0 | 0 | 0 | 0 | 0 | 0 | 0 | 0 | 0 | 0 | 0 | 0 | 0 | 0 | 0 | 0 | 0 | 12 | 0
NO |  | 186 | 2015 | 59 | 3 | 3 |  | CHESAPEAKE ENERGY CENTER | REEVES AVE (164) | 115 | 115 | STEEL HFRM | 0 | 0.21 | 0 | ACSR 1351.5 | 0 | 0 | 0 | 0 | 0 | 0 | 0 | 0 | 0 | 0 | 0 | 0 | 0 | 0 | 0 | 0 | 0 | 0 | 0 | 0 | 0 | 0 | 0 | 12 | 0
NO |  | 186 | 2015 | 59 | 4 | 4 |  | CHESAPEAKE ENERGY CENTER | REEVES AVE (164) | 115 | 115 | STEEL POLE | 0 | 0.54 | 0 | ACAR 1351.5 | 0 | 0 | 0 | 0 | 0 | 0 | 0 | 0 | 0 | 0 | 0 | 0 | 0 | 0 | 0 | 0 | 0 | 0 | 0 | 0 | 0 | 0 | 0 | 12 | 0
NO |  | 186 | 2015 | 59 | 5 | 5 |  | CHESAPEAKE ENERGY CENTER | REEVES AVE (164) | 115 | 115 | STEEL POLE | 0 | 0.03 | 0 | ACSR 1351.5 | 0 | 0 | 0 | 0 | 0 | 0 | 0 | 0 | 0 | 0 | 0 | 0 | 0 | 0 | 0 | 0 | 0 | 0 | 0 | 0 | 0 | 0 | 0 | 12 | 0
NO |  | 186 | 2015 | 59 | 6 | 6 |  | CHESAPEAKE ENERGY CENTER | REEVES AVE (164) | 115 | 115 | STEEL POLE | 0.22 | 0 | 0 | ACSR 1351.5 | 0 | 0 | 0 | 0 | 0 | 0 | 0 | 0 | 0 | 0 | 0 | 0 | 0 | 0 | 0 | 0 | 0 | 0 | 0 | 0 | 0 | 0 | 0 | 12 | 0
NO |  | 186 | 2015 | 59 | 7 | 7 |  | CHESAPEAKE ENERGY CENTER | REEVES AVE (164) | 115 | 115 | STEEL POLE | 3.65 | 0 | 0 | ACAR 721 | 0 | 0 | 0 | 0 | 0 | 0 | 0 | 0 | 0 | 0 | 0 | 0 | 0 | 0 | 0 | 0 | 0 | 0 | 0 | 0 | 0 | 0 | 0 | 12 | 0
NO |  | 186 | 2015 | 59 | 8 | 8 |  | CHESAPEAKE ENERGY CENTER | REEVES AVE (164) | 115 | 115 | STEEL TWR | 0 | 0.19 | 0 | ACSR 1351.5 | 0 | 0 | 0 | 0 | 0 | 0 | 0 | 0 | 0 | 0 | 0 | 0 | 0 | 0 | 0 | 0 | 0 | 0 | 0 | 0 | 0 | 0 | 0 | 12 | 0
NO |  | 186 | 2015 | 59 | 9 | 9 |  | CHESAPEAKE ENERGY CENTER | REEVES AVE (164) | 115 | 115 | STEEL TWR | 0 | 0.09 | 0 | ACSR 477 | 0 | 0 | 0 | 0 | 0 | 0 | 0 | 0 | 0 | 0 | 0 | 0 | 0 | 0 | 0 | 0 | 0 | 0 | 0 | 0 | 0 | 0 | 0 | 12 | 0
NO |  | 186 | 2015 | 59 | 10 | 10 |  | CHESAPEAKE ENERGY CENTER | REEVES AVE (164) | 115 | 115 | STEEL TWR | 0.15 | 0 | 0 | ACSR 1351.5 | 0 | 0 | 0 | 0 | 0 | 0 | 0 | 0 | 0 | 0 | 0 | 0 | 0 | 0 | 0 | 0 | 0 | 0 | 0 | 0 | 0 | 0 | 0 | 12 | 0
NO |  | 186 | 2015 | 59 | 11 | 11 |  | CHESAPEAKE ENERGY CENTER | REEVES AVE (164) | 115 | 115 | STEEL TWR | 2.77 | 0 | 0 | ACSR 477 | 0 | 0 | 0 | 0 | 0 | 0 | 0 | 0 | 0 | 0 | 0 | 0 | 0 | 0 | 0 | 0 | 0 | 0 | 0 | 0 | 0 | 0 | 0 | 12 | 0
NO |  | 186 | 2015 | 59 | 12 | 12 |  | CHESAPEAKE ENERGY CENTER | REEVES AVE (164) | 115 | 115 | STEEL TWR | 0.34 | 0 | 0 | ACAR 721 | 0 | 0 | 0 | 0 | 0 | 0 | 0 | 0 | 0 | 0 | 0 | 0 | 0 | 0 | 0 | 0 | 0 | 0 | 0 | 0 | 0 | 0 | 0 | 12 | 0
NO |  | 186 | 2015 | 59 | 13 | 13 |  | CHESAPEAKE ENERGY CENTER | REEVES AVE (164) | 115 | 115 | WOOD HFRM | 0.05 | 0 | 0 | ACSR 1351.5 | 0 | 0 | 0 | 0 | 0 | 0 | 0 | 0 | 0 | 0 | 0 | 0 | 0 | 0 | 0 | 0 | 0 | 0 | 0 | 0 | 0 | 0 | 0 | 12 | 0
NO |  | 186 | 2015 | 59 | 14 | 14 |  | CHESAPEAKE ENERGY CENTER | REEVES AVE (164) | 115 | 115 | WOOD POLE | 0.08 | 0 | 0 | ACSR 1351.5 | 0 | 0 | 0 | 0 | 0 | 0 | 0 | 0 | 0 | 0 | 0 | 0 | 0 | 0 | 0 | 0 | 0 | 0 | 0 | 0 | 0 | 0 | 0 | 12 | 0
NO |  | 186 | 2015 | 59 | 15 | 15 |  | WHEALTON | SHELLBANK (165) | 115 | 115 | STEEL HFRM | 2.47 | 0 | 1 | ACSS 1033.5 | 0 | 0 | 0 | 0 | 0 | 0 | 0 | 0 | 0 | 0 | 0 | 0 | 0 | 0 | 0 | 0 | 0 | 0 | 0 | 0 | 0 | 0 | 0 | 12 | 0
NO |  | 186 | 2015 | 59 | 16 | 16 |  | WHEALTON | SHELLBANK (165) | 115 | 115 | STEEL POLE | 0 | 0.08 | 0 | ACSS 1033.5 | 0 | 0 | 0 | 0 | 0 | 0 | 0 | 0 | 0 | 0 | 0 | 0 | 0 | 0 | 0 | 0 | 0 | 0 | 0 | 0 | 0 | 0 | 0 | 12 | 0
NO |  | 186 | 2015 | 59 | 17 | 17 |  | WHEALTON | SHELLBANK (165) | 115 | 115 | STEEL POLE | 1.14 | 0 | 0 | ACSS 1033.5 | 0 | 0 | 0 | 0 | 0 | 0 | 0 | 0 | 0 | 0 | 0 | 0 | 0 | 0 | 0 | 0 | 0 | 0 | 0 | 0 | 0 | 0 | 0 | 12 | 0
NO |  | 186 | 2015 | 59 | 18 | 18 |  | WHEALTON | SHELLBANK (165) | 115 | 115 | STEEL TWR | 0 | 0.98 | 0 | ACSS 1033.5 | 0 | 0 | 0 | 0 | 0 | 0 | 0 | 0 | 0 | 0 | 0 | 0 | 0 | 0 | 0 | 0 | 0 | 0 | 0 | 0 | 0 | 0 | 0 | 12 | 0
NO |  | 186 | 2015 | 59 | 19 | 19 |  | WHEALTON | SHELLBANK (165) | 115 | 115 | STEEL TWR | 0.02 | 0 | 0 | ACSS 1033.5 | 0 | 0 | 0 | 0 | 0 | 0 | 0 | 0 | 0 | 0 | 0 | 0 | 0 | 0 | 0 | 0 | 0 | 0 | 0 | 0 | 0 | 0 | 0 | 12 | 0
NO |  | 186 | 2015 | 59 | 20 | 20 |  | TROWBRIDGE | WEYERHAEUSER (167) | 115 | 115 | STEEL TWR | 0.06 | 0 | 1 | ACAR 545.6 | 0 | 0 | 0 | 0 | 0 | 0 | 0 | 0 | 0 | 0 | 0 | 0 | 0 | 0 | 0 | 0 | 0 | 0 | 0 | 0 | 0 | 0 | 0 | 12 | 0
NO |  | 186 | 2015 | 59 | 21 | 21 |  | TROWBRIDGE | WEYERHAEUSER (167) | 115 | 115 | WOOD HFRM | 0.52 | 0 | 0 | ACAR 545.6 | 0 | 0 | 0 | 0 | 0 | 0 | 0 | 0 | 0 | 0 | 0 | 0 | 0 | 0 | 0 | 0 | 0 | 0 | 0 | 0 | 0 | 0 | 0 | 12 | 0
NO |  | 186 | 2015 | 59 | 22 | 22 |  | TROWBRIDGE | WEYERHAEUSER (167) | 115 | 115 | WOOD POLE | 0.21 | 0 | 0 | ACAR 545.6 | 0 | 0 | 0 | 0 | 0 | 0 | 0 | 0 | 0 | 0 | 0 | 0 | 0 | 0 | 0 | 0 | 0 | 0 | 0 | 0 | 0 | 0 | 0 | 12 | 0
NO |  | 186 | 2015 | 59 | 23 | 23 |  | TROWBRIDGE | WEYERHAEUSER (168) | 115 | 115 | STEEL HFRM | 0.08 | 0 | 1 | ACAR 545.6 | 0 | 0 | 0 | 0 | 0 | 0 | 0 | 0 | 0 | 0 | 0 | 0 | 0 | 0 | 0 | 0 | 0 | 0 | 0 | 0 | 0 | 0 | 0 | 12 | 0
NO |  | 186 | 2015 | 59 | 24 | 24 |  | TROWBRIDGE | WEYERHAEUSER (168) | 115 | 115 | STEEL TWR | 0.07 | 0 | 0 | ACAR 545.6 | 0 | 0 | 0 | 0 | 0 | 0 | 0 | 0 | 0 | 0 | 0 | 0 | 0 | 0 | 0 | 0 | 0 | 0 | 0 | 0 | 0 | 0 | 0 | 12 | 0
NO |  | 186 | 2015 | 59 | 25 | 25 |  | TROWBRIDGE | WEYERHAEUSER (168) | 115 | 115 | WOOD HFRM | 0.43 | 0 | 0 | ACAR 545.6 | 0 | 0 | 0 | 0 | 0 | 0 | 0 | 0 | 0 | 0 | 0 | 0 | 0 | 0 | 0 | 0 | 0 | 0 | 0 | 0 | 0 | 0 | 0 | 12 | 0
NO |  | 186 | 2015 | 59 | 26 | 26 |  | TROWBRIDGE | WEYERHAEUSER (168) | 115 | 115 | WOOD POLE | 0.22 | 0 | 0 | ACAR 545.6 | 0 | 0 | 0 | 0 | 0 | 0 | 0 | 0 | 0 | 0 | 0 | 0 | 0 | 0 | 0 | 0 | 0 | 0 | 0 | 0 | 0 | 0 | 0 | 12 | 0
NO |  | 186 | 2015 | 59 | 27 | 27 |  | CHESTERFIELD 115 | SHOCKOE (17) | 115 | 115 | CONC HFRM | 0.04 | 0 | 1 | AAAC 740.8 | 0 | 0 | 0 | 0 | 0 | 0 | 0 | 0 | 0 | 0 | 0 | 0 | 0 | 0 | 0 | 0 | 0 | 0 | 0 | 0 | 0 | 0 | 0 | 12 | 0
NO |  | 186 | 2015 | 59 | 28 | 28 |  | CHESTERFIELD 115 | SHOCKOE (17) | 115 | 115 | CONC POLE | 0.2 | 0 | 0 | ACSR 636 | 0 | 0 | 0 | 0 | 0 | 0 | 0 | 0 | 0 | 0 | 0 | 0 | 0 | 0 | 0 | 0 | 0 | 0 | 0 | 0 | 0 | 0 | 0 | 12 | 0
NO |  | 186 | 2015 | 59 | 29 | 29 |  | CHESTERFIELD 115 | SHOCKOE (17) | 115 | 115 | CONC POLE | 0.46 | 0 | 0 | AAAC 740.8 | 0 | 0 | 0 | 0 | 0 | 0 | 0 | 0 | 0 | 0 | 0 | 0 | 0 | 0 | 0 | 0 | 0 | 0 | 0 | 0 | 0 | 0 | 0 | 12 | 0
NO |  | 186 | 2015 | 59 | 30 | 30 |  | CHESTERFIELD 115 | SHOCKOE (17) | 115 | 115 | STEEL HFRM | 1.12 | 0 | 0 | ACSR 636 | 0 | 0 | 0 | 0 | 0 | 0 | 0 | 0 | 0 | 0 | 0 | 0 | 0 | 0 | 0 | 0 | 0 | 0 | 0 | 0 | 0 | 0 | 0 | 12 | 0
NO |  | 186 | 2015 | 59 | 31 | 31 |  | CHESTERFIELD 115 | SHOCKOE (17) | 115 | 115 | STEEL HFRM | 0.09 | 0 | 0 | AAAC 740.8 | 0 | 0 | 0 | 0 | 0 | 0 | 0 | 0 | 0 | 0 | 0 | 0 | 0 | 0 | 0 | 0 | 0 | 0 | 0 | 0 | 0 | 0 | 0 | 12 | 0
NO |  | 186 | 2015 | 59 | 32 | 32 |  | CHESTERFIELD 115 | SHOCKOE (17) | 115 | 115 | STEEL POLE | 0.16 | 0 | 0 | AAAC 740.8 | 0 | 0 | 0 | 0 | 0 | 0 | 0 | 0 | 0 | 0 | 0 | 0 | 0 | 0 | 0 | 0 | 0 | 0 | 0 | 0 | 0 | 0 | 0 | 12 | 0
NO |  | 186 | 2015 | 59 | 33 | 33 |  | CHESTERFIELD 115 | SHOCKOE (17) | 115 | 115 | STEEL TWR | 0 | 4.57 | 0 | ACSR 636 | 0 | 0 | 0 | 0 | 0 | 0 | 0 | 0 | 0 | 0 | 0 | 0 | 0 | 0 | 0 | 0 | 0 | 0 | 0 | 0 | 0 | 0 | 0 | 12 | 0
NO |  | 186 | 2015 | 59 | 34 | 34 |  | CHESTERFIELD 115 | SHOCKOE (17) | 115 | 115 | STEEL TWR | 3.9 | 0 | 0 | ACSR 636 | 0 | 0 | 0 | 0 | 0 | 0 | 0 | 0 | 0 | 0 | 0 | 0 | 0 | 0 | 0 | 0 | 0 | 0 | 0 | 0 | 0 | 0 | 0 | 12 | 0
NO |  | 186 | 2015 | 59 | 35 | 35 |  | CHESTERFIELD 115 | SHOCKOE (17) | 115 | 115 | WOOD HFRM | 0 | 0.06 | 0 | ACSR 636 | 0 | 0 | 0 | 0 | 0 | 0 | 0 | 0 | 0 | 0 | 0 | 0 | 0 | 0 | 0 | 0 | 0 | 0 | 0 | 0 | 0 | 0 | 0 | 12 | 0
NO |  | 186 | 2015 | 60 | 1 | 1 |  | CHESTERFIELD 115 | SHOCKOE (17) | 115 | 115 | WOOD HFRM | 7.97 | 0 | 0 | ACSR 636 | 0 | 0 | 0 | 0 | 0 | 0 | 0 | 0 | 0 | 0 | 0 | 0 | 0 | 0 | 0 | 0 | 0 | 0 | 0 | 0 | 0 | 0 | 0 | 12 | 0
NO |  | 186 | 2015 | 60 | 2 | 2 |  | CHESTERFIELD 115 | SHOCKOE (17) | 115 | 115 | WOOD POLE | 0.71 | 0 | 0 | ACSR 636 | 0 | 0 | 0 | 0 | 0 | 0 | 0 | 0 | 0 | 0 | 0 | 0 | 0 | 0 | 0 | 0 | 0 | 0 | 0 | 0 | 0 | 0 | 0 | 12 | 0
NO |  | 186 | 2015 | 60 | 3 | 3 |  | CHESTERFIELD 115 | SHOCKOE (17) | 115 | 115 | WOOD POLE | 0.12 | 0 | 0 | AAAC 740.8 | 0 | 0 | 0 | 0 | 0 | 0 | 0 | 0 | 0 | 0 | 0 | 0 | 0 | 0 | 0 | 0 | 0 | 0 | 0 | 0 | 0 | 0 | 0 | 12 | 0
NO |  | 186 | 2015 | 60 | 4 | 4 |  | CHASE CITY | BOYDTON PLANK ROAD (171) | 115 | 115 | STEEL HFRM | 0 | 0.1 | 1 | ACSS 768.2 | 0 | 0 | 0 | 0 | 0 | 0 | 0 | 0 | 0 | 0 | 0 | 0 | 0 | 0 | 0 | 0 | 0 | 0 | 0 | 0 | 0 | 0 | 0 | 12 | 0
NO |  | 186 | 2015 | 60 | 5 | 5 |  | CHASE CITY | BOYDTON PLANK ROAD (171) | 115 | 115 | STEEL HFRM | 0.96 | 0 | 0 | ACSR 477 | 0 | 0 | 0 | 0 | 0 | 0 | 0 | 0 | 0 | 0 | 0 | 0 | 0 | 0 | 0 | 0 | 0 | 0 | 0 | 0 | 0 | 0 | 0 | 12 | 0
NO |  | 186 | 2015 | 60 | 6 | 6 |  | CHASE CITY | BOYDTON PLANK ROAD (171) | 115 | 115 | STEEL POLE | 0 | 1.94 | 0 | ACSS 768.2 | 0 | 0 | 0 | 0 | 0 | 0 | 0 | 0 | 0 | 0 | 0 | 0 | 0 | 0 | 0 | 0 | 0 | 0 | 0 | 0 | 0 | 0 | 0 | 12 | 0
NO |  | 186 | 2015 | 60 | 7 | 7 |  | CHASE CITY | BOYDTON PLANK ROAD (171) | 115 | 115 | STEEL TWR | 0 | 0.35 | 0 | ACSR 477 | 0 | 0 | 0 | 0 | 0 | 0 | 0 | 0 | 0 | 0 | 0 | 0 | 0 | 0 | 0 | 0 | 0 | 0 | 0 | 0 | 0 | 0 | 0 | 12 | 0
NO |  | 186 | 2015 | 60 | 8 | 8 |  | CHASE CITY | BOYDTON PLANK ROAD (171) | 115 | 115 | STEEL TWR | 0 | 0.09 | 0 | ACAR 545.6 | 0 | 0 | 0 | 0 | 0 | 0 | 0 | 0 | 0 | 0 | 0 | 0 | 0 | 0 | 0 | 0 | 0 | 0 | 0 | 0 | 0 | 0 | 0 | 12 | 0
NO |  | 186 | 2015 | 60 | 9 | 9 |  | CHASE CITY | BOYDTON PLANK ROAD (171) | 115 | 115 | STEEL TWR | 0.11 | 0 | 0 | ACSR 477 | 0 | 0 | 0 | 0 | 0 | 0 | 0 | 0 | 0 | 0 | 0 | 0 | 0 | 0 | 0 | 0 | 0 | 0 | 0 | 0 | 0 | 0 | 0 | 12 | 0
NO |  | 186 | 2015 | 60 | 10 | 10 |  | CHASE CITY | BOYDTON PLANK ROAD (171) | 115 | 115 | WOOD HFRM | 7.46 | 0 | 0 | ACSR 477 | 0 | 0 | 0 | 0 | 0 | 0 | 0 | 0 | 0 | 0 | 0 | 0 | 0 | 0 | 0 | 0 | 0 | 0 | 0 | 0 | 0 | 0 | 0 | 12 | 0
NO |  | 186 | 2015 | 60 | 11 | 11 |  | CHASE CITY | BOYDTON PLANK ROAD (171) | 115 | 115 | WOOD POLE | 0.21 | 0 | 0 | ACSR 477 | 0 | 0 | 0 | 0 | 0 | 0 | 0 | 0 | 0 | 0 | 0 | 0 | 0 | 0 | 0 | 0 | 0 | 0 | 0 | 0 | 0 | 0 | 0 | 12 | 0
NO |  | 186 | 2015 | 60 | 12 | 12 |  | LIBERTY | LOMAR (172) | 115 | 115 | STEEL HFRM | 0 | 0 | 1 | ACSR 636 | 0 | 0 | 0 | 0 | 0 | 0 | 0 | 0 | 0 | 0 | 0 | 0 | 0 | 0 | 0 | 0 | 0 | 0 | 0 | 0 | 0 | 0 | 0 | 12 | 0
NO |  | 186 | 2015 | 60 | 13 | 13 |  | LIBERTY | LOMAR (172) | 115 | 115 | STEEL HFRM | 0.11 | 0 | 0 | ACSR 636 | 0 | 0 | 0 | 0 | 0 | 0 | 0 | 0 | 0 | 0 | 0 | 0 | 0 | 0 | 0 | 0 | 0 | 0 | 0 | 0 | 0 | 0 | 0 | 12 | 0
NO |  | 186 | 2015 | 60 | 14 | 14 |  | LIBERTY | LOMAR (172) | 115 | 115 | STEEL POLE | 0 | 0.02 | 0 | ACSR 477 | 0 | 0 | 0 | 0 | 0 | 0 | 0 | 0 | 0 | 0 | 0 | 0 | 0 | 0 | 0 | 0 | 0 | 0 | 0 | 0 | 0 | 0 | 0 | 12 | 0
NO |  | 186 | 2015 | 60 | 15 | 15 |  | LIBERTY | LOMAR (172) | 115 | 115 | STEEL POLE | 0 | 0.2 | 0 | ACSR 636 | 0 | 0 | 0 | 0 | 0 | 0 | 0 | 0 | 0 | 0 | 0 | 0 | 0 | 0 | 0 | 0 | 0 | 0 | 0 | 0 | 0 | 0 | 0 | 12 | 0
NO |  | 186 | 2015 | 60 | 16 | 16 |  | LIBERTY | LOMAR (172) | 115 | 115 | STEEL POLE | 0 | 0.14 | 0 | ACAR 721 | 0 | 0 | 0 | 0 | 0 | 0 | 0 | 0 | 0 | 0 | 0 | 0 | 0 | 0 | 0 | 0 | 0 | 0 | 0 | 0 | 0 | 0 | 0 | 12 | 0
NO |  | 186 | 2015 | 60 | 17 | 17 |  | LIBERTY | LOMAR (172) | 115 | 115 | STEEL POLE | 2.59 | 0 | 0 | ACSR 636 | 0 | 0 | 0 | 0 | 0 | 0 | 0 | 0 | 0 | 0 | 0 | 0 | 0 | 0 | 0 | 0 | 0 | 0 | 0 | 0 | 0 | 0 | 0 | 12 | 0
NO |  | 186 | 2015 | 60 | 18 | 18 |  | LIBERTY | LOMAR (172) | 115 | 115 | STEEL POLE | 0.22 | 0 | 0 | ACAR 721 | 0 | 0 | 0 | 0 | 0 | 0 | 0 | 0 | 0 | 0 | 0 | 0 | 0 | 0 | 0 | 0 | 0 | 0 | 0 | 0 | 0 | 0 | 0 | 12 | 0
NO |  | 186 | 2015 | 60 | 19 | 19 |  | LIBERTY | LOMAR (172) | 115 | 115 | WOOD POLE | 0.12 | 0 | 0 | ACAR 721 | 0 | 0 | 0 | 0 | 0 | 0 | 0 | 0 | 0 | 0 | 0 | 0 | 0 | 0 | 0 | 0 | 0 | 0 | 0 | 0 | 0 | 0 | 0 | 12 | 0
NO |  | 186 | 2015 | 60 | 20 | 20 |  | FOUR RIVERS | DOSWELL L.P. (175) | 115 | 115 | CONC HFRM | 0.09 | 0 | 1 | ACSR 795 | 0 | 0 | 0 | 0 | 0 | 0 | 0 | 0 | 0 | 0 | 0 | 0 | 0 | 0 | 0 | 0 | 0 | 0 | 0 | 0 | 0 | 0 | 0 | 12 | 0
NO |  | 186 | 2015 | 60 | 21 | 21 |  | HARMONY VILLAGE | WAN (176) | 115 | 115 | CONC HFRM | 0 | 0.03 | 1 | ACAR 721 | 0 | 0 | 0 | 0 | 0 | 0 | 0 | 0 | 0 | 0 | 0 | 0 | 0 | 0 | 0 | 0 | 0 | 0 | 0 | 0 | 0 | 0 | 0 | 12 | 0
NO |  | 186 | 2015 | 60 | 22 | 22 |  | HARMONY VILLAGE | WAN (176) | 115 | 115 | STEEL POLE | 0 | 2.18 | 0 | ACSR 636 | 0 | 0 | 0 | 0 | 0 | 0 | 0 | 0 | 0 | 0 | 0 | 0 | 0 | 0 | 0 | 0 | 0 | 0 | 0 | 0 | 0 | 0 | 0 | 12 | 0
NO |  | 186 | 2015 | 60 | 23 | 23 |  | HARMONY VILLAGE | WAN (176) | 115 | 115 | STEEL POLE | 0 | 9.56 | 0 | ACAR 721 | 0 | 0 | 0 | 0 | 0 | 0 | 0 | 0 | 0 | 0 | 0 | 0 | 0 | 0 | 0 | 0 | 0 | 0 | 0 | 0 | 0 | 0 | 0 | 12 | 0
NO |  | 186 | 2015 | 60 | 24 | 24 |  | HARMONY VILLAGE | WAN (176) | 115 | 115 | STEEL POLE | 0.01 | 0 | 0 | ACAR 721 | 0 | 0 | 0 | 0 | 0 | 0 | 0 | 0 | 0 | 0 | 0 | 0 | 0 | 0 | 0 | 0 | 0 | 0 | 0 | 0 | 0 | 0 | 0 | 12 | 0
NO |  | 186 | 2015 | 60 | 25 | 25 |  | HARMONY VILLAGE | WAN (176) | 115 | 115 | STEEL TWR | 0 | 0.01 | 0 | ACSR 636 | 0 | 0 | 0 | 0 | 0 | 0 | 0 | 0 | 0 | 0 | 0 | 0 | 0 | 0 | 0 | 0 | 0 | 0 | 0 | 0 | 0 | 0 | 0 | 12 | 0
NO |  | 186 | 2015 | 60 | 26 | 26 |  | HARMONY VILLAGE | WAN (176) | 115 | 115 | WOOD POLE | 0 | 0 | 0 | ACAR 721 | 0 | 0 | 0 | 0 | 0 | 0 | 0 | 0 | 0 | 0 | 0 | 0 | 0 | 0 | 0 | 0 | 0 | 0 | 0 | 0 | 0 | 0 | 0 | 12 | 0
NO |  | 186 | 2015 | 60 | 27 | 27 |  | POSSUM POINT | SMOKETOWN DP (18) | 115 | 115 | STEEL HFRM | 2.32 | 0 | 1 | ACSR 636 | 0 | 0 | 0 | 0 | 0 | 0 | 0 | 0 | 0 | 0 | 0 | 0 | 0 | 0 | 0 | 0 | 0 | 0 | 0 | 0 | 0 | 0 | 0 | 12 | 0
NO |  | 186 | 2015 | 60 | 28 | 28 |  | POSSUM POINT | SMOKETOWN DP (18) | 115 | 115 | STEEL POLE | 0 | 0.15 | 0 | ACSR 636 | 0 | 0 | 0 | 0 | 0 | 0 | 0 | 0 | 0 | 0 | 0 | 0 | 0 | 0 | 0 | 0 | 0 | 0 | 0 | 0 | 0 | 0 | 0 | 12 | 0
NO |  | 186 | 2015 | 60 | 29 | 29 |  | POSSUM POINT | SMOKETOWN DP (18) | 115 | 115 | STEEL POLE | 0.63 | 0 | 0 | ACSR 636 | 0 | 0 | 0 | 0 | 0 | 0 | 0 | 0 | 0 | 0 | 0 | 0 | 0 | 0 | 0 | 0 | 0 | 0 | 0 | 0 | 0 | 0 | 0 | 12 | 0
NO |  | 186 | 2015 | 60 | 30 | 30 |  | POSSUM POINT | SMOKETOWN DP (18) | 115 | 115 | STEEL POLE | 0.46 | 0 | 0 | ACAR 721 | 0 | 0 | 0 | 0 | 0 | 0 | 0 | 0 | 0 | 0 | 0 | 0 | 0 | 0 | 0 | 0 | 0 | 0 | 0 | 0 | 0 | 0 | 0 | 12 | 0
NO |  | 186 | 2015 | 60 | 31 | 31 |  | POSSUM POINT | SMOKETOWN DP (18) | 115 | 115 | STEEL TWR | 0.24 | 0 | 0 | ACSR 636 | 0 | 0 | 0 | 0 | 0 | 0 | 0 | 0 | 0 | 0 | 0 | 0 | 0 | 0 | 0 | 0 | 0 | 0 | 0 | 0 | 0 | 0 | 0 | 12 | 0
NO |  | 186 | 2015 | 60 | 32 | 32 |  | POSSUM POINT | SMOKETOWN DP (18) | 115 | 115 | WOOD HFRM | 0 | 0.02 | 0 | ACSR 636 | 0 | 0 | 0 | 0 | 0 | 0 | 0 | 0 | 0 | 0 | 0 | 0 | 0 | 0 | 0 | 0 | 0 | 0 | 0 | 0 | 0 | 0 | 0 | 12 | 0
NO |  | 186 | 2015 | 60 | 33 | 33 |  | POSSUM POINT | SMOKETOWN DP (18) | 115 | 115 | WOOD HFRM | 5.34 | 0 | 0 | ACSR 636 | 0 | 0 | 0 | 0 | 0 | 0 | 0 | 0 | 0 | 0 | 0 | 0 | 0 | 0 | 0 | 0 | 0 | 0 | 0 | 0 | 0 | 0 | 0 | 12 | 0
NO |  | 186 | 2015 | 60 | 34 | 34 |  | POSSUM POINT | SMOKETOWN DP (18) | 115 | 115 | WOOD POLE | 0 | 0 | 0 | AAAC 246.9 | 0 | 0 | 0 | 0 | 0 | 0 | 0 | 0 | 0 | 0 | 0 | 0 | 0 | 0 | 0 | 0 | 0 | 0 | 0 | 0 | 0 | 0 | 0 | 12 | 0
NO |  | 186 | 2015 | 60 | 35 | 35 |  | POSSUM POINT | SMOKETOWN DP (18) | 115 | 115 | WOOD POLE | 0.5 | 0 | 0 | ACSR 636 | 0 | 0 | 0 | 0 | 0 | 0 | 0 | 0 | 0 | 0 | 0 | 0 | 0 | 0 | 0 | 0 | 0 | 0 | 0 | 0 | 0 | 0 | 0 | 12 | 0
NO |  | 186 | 2015 | 61 | 1 | 1 |  | POSSUM POINT | SMOKETOWN DP (18) | 115 | 115 | WOOD POLE | 0.08 | 0 | 0 | ACAR 721 | 0 | 0 | 0 | 0 | 0 | 0 | 0 | 0 | 0 | 0 | 0 | 0 | 0 | 0 | 0 | 0 | 0 | 0 | 0 | 0 | 0 | 0 | 0 | 12 | 0
NO |  | 186 | 2015 | 61 | 2 | 2 |  | BURTON | OAKWOOD (181) | 115 | 115 | STEEL HFRM | 0.01 | 0 | 1 | ACSR 636 | 0 | 0 | 0 | 0 | 0 | 0 | 0 | 0 | 0 | 0 | 0 | 0 | 0 | 0 | 0 | 0 | 0 | 0 | 0 | 0 | 0 | 0 | 0 | 12 | 0
NO |  | 186 | 2015 | 61 | 3 | 3 |  | BURTON | OAKWOOD (181) | 115 | 115 | STEEL POLE | 2.79 | 0 | 0 | ACSR 636 | 0 | 0 | 0 | 0 | 0 | 0 | 0 | 0 | 0 | 0 | 0 | 0 | 0 | 0 | 0 | 0 | 0 | 0 | 0 | 0 | 0 | 0 | 0 | 12 | 0
NO |  | 186 | 2015 | 61 | 4 | 4 |  | BURTON | OAKWOOD (181) | 115 | 115 | STEEL TWR | 0.04 | 0 | 0 | ACSR 636 | 0 | 0 | 0 | 0 | 0 | 0 | 0 | 0 | 0 | 0 | 0 | 0 | 0 | 0 | 0 | 0 | 0 | 0 | 0 | 0 | 0 | 0 | 0 | 12 | 0
NO |  | 186 | 2015 | 61 | 5 | 5 |  | INDUSTRIAL PARK | THOLE STREET (182) | 115 | 115 | CONC POLE | 0 | 0 | 1 | ACAR 2500 | 0 | 0 | 0 | 0 | 0 | 0 | 0 | 0 | 0 | 0 | 0 | 0 | 0 | 0 | 0 | 0 | 0 | 0 | 0 | 0 | 0 | 0 | 0 | 12 | 0
NO |  | 186 | 2015 | 61 | 6 | 6 |  | INDUSTRIAL PARK | THOLE STREET (182) | 115 | 115 | STEEL POLE | 0 | 2.49 | 0 | ACAR 2500 | 0 | 0 | 0 | 0 | 0 | 0 | 0 | 0 | 0 | 0 | 0 | 0 | 0 | 0 | 0 | 0 | 0 | 0 | 0 | 0 | 0 | 0 | 0 | 12 | 0
NO |  | 186 | 2015 | 61 | 7 | 7 |  | INDUSTRIAL PARK | THOLE STREET (182) | 115 | 115 | STEEL POLE | 0.02 | 0 | 0 | ACAR 2500 | 0 | 0 | 0 | 0 | 0 | 0 | 0 | 0 | 0 | 0 | 0 | 0 | 0 | 0 | 0 | 0 | 0 | 0 | 0 | 0 | 0 | 0 | 0 | 12 | 0
NO |  | 186 | 2015 | 61 | 8 | 8 |  | INDUSTRIAL PARK | THOLE STREET (182) | 115 | 115 | STEEL TWR | 0 | 0.01 | 0 | ACAR 2500 | 0 | 0 | 0 | 0 | 0 | 0 | 0 | 0 | 0 | 0 | 0 | 0 | 0 | 0 | 0 | 0 | 0 | 0 | 0 | 0 | 0 | 0 | 0 | 12 | 0
NO |  | 186 | 2015 | 61 | 9 | 9 |  | OX | BRISTERS (183) | 115 | 115 | CONC HFRM | 0.13 | 0 | 1 | ACSR 636 | 0 | 0 | 0 | 0 | 0 | 0 | 0 | 0 | 0 | 0 | 0 | 0 | 0 | 0 | 0 | 0 | 0 | 0 | 0 | 0 | 0 | 0 | 0 | 12 | 0
NO |  | 186 | 2015 | 61 | 10 | 10 |  | OX | BRISTERS (183) | 115 | 115 | CONC HFRM | 0.03 | 0 | 0 | AAAC 740.8 | 0 | 0 | 0 | 0 | 0 | 0 | 0 | 0 | 0 | 0 | 0 | 0 | 0 | 0 | 0 | 0 | 0 | 0 | 0 | 0 | 0 | 0 | 0 | 12 | 0
NO |  | 186 | 2015 | 61 | 11 | 11 |  | OX | BRISTERS (183) | 115 | 115 | STEEL HFRM | 0.59 | 0 | 0 | ACSR 636 | 0 | 0 | 0 | 0 | 0 | 0 | 0 | 0 | 0 | 0 | 0 | 0 | 0 | 0 | 0 | 0 | 0 | 0 | 0 | 0 | 0 | 0 | 0 | 12 | 0
NO |  | 186 | 2015 | 61 | 12 | 12 |  | OX | BRISTERS (183) | 115 | 115 | STEEL HFRM | 2.18 | 0 | 0 | AAAC 740.8 | 0 | 0 | 0 | 0 | 0 | 0 | 0 | 0 | 0 | 0 | 0 | 0 | 0 | 0 | 0 | 0 | 0 | 0 | 0 | 0 | 0 | 0 | 0 | 12 | 0
NO |  | 186 | 2015 | 61 | 13 | 13 |  | OX | BRISTERS (183) | 115 | 115 | STEEL POLE | 0 | 0.04 | 0 |  | 0 | 0 | 0 | 0 | 0 | 0 | 0 | 0 | 0 | 0 | 0 | 0 | 0 | 0 | 0 | 0 | 0 | 0 | 0 | 0 | 0 | 0 | 0 | 12 | 0
NO |  | 186 | 2015 | 61 | 14 | 14 |  | OX | BRISTERS (183) | 115 | 115 | STEEL POLE | 4.4 | 0 | 0 | ACSR 636 | 0 | 0 | 0 | 0 | 0 | 0 | 0 | 0 | 0 | 0 | 0 | 0 | 0 | 0 | 0 | 0 | 0 | 0 | 0 | 0 | 0 | 0 | 0 | 12 | 0
NO |  | 186 | 2015 | 61 | 15 | 15 |  | OX | BRISTERS (183) | 115 | 115 | STEEL POLE | 0.21 | 0 | 0 | AAAC 740.8 | 0 | 0 | 0 | 0 | 0 | 0 | 0 | 0 | 0 | 0 | 0 | 0 | 0 | 0 | 0 | 0 | 0 | 0 | 0 | 0 | 0 | 0 | 0 | 12 | 0
NO |  | 186 | 2015 | 61 | 16 | 16 |  | OX | BRISTERS (183) | 115 | 115 | STEEL TWR | 0 | 0 | 0 | ACSR 40 | 0 | 0 | 0 | 0 | 0 | 0 | 0 | 0 | 0 | 0 | 0 | 0 | 0 | 0 | 0 | 0 | 0 | 0 | 0 | 0 | 0 | 0 | 0 | 12 | 0
NO |  | 186 | 2015 | 61 | 17 | 17 |  | OX | BRISTERS (183) | 115 | 115 | STEEL TWR | 3.76 | 0 | 0 | ACSR 636 | 0 | 0 | 0 | 0 | 0 | 0 | 0 | 0 | 0 | 0 | 0 | 0 | 0 | 0 | 0 | 0 | 0 | 0 | 0 | 0 | 0 | 0 | 0 | 12 | 0
NO |  | 186 | 2015 | 61 | 18 | 18 |  | OX | BRISTERS (183) | 115 | 115 | STEEL TWR | 5.09 | 0 | 0 | AAAC 740.8 | 0 | 0 | 0 | 0 | 0 | 0 | 0 | 0 | 0 | 0 | 0 | 0 | 0 | 0 | 0 | 0 | 0 | 0 | 0 | 0 | 0 | 0 | 0 | 12 | 0
NO |  | 186 | 2015 | 61 | 19 | 19 |  | OX | BRISTERS (183) | 115 | 115 | WOOD HFRM | 0.69 | 0 | 0 | ACSR 636 | 0 | 0 | 0 | 0 | 0 | 0 | 0 | 0 | 0 | 0 | 0 | 0 | 0 | 0 | 0 | 0 | 0 | 0 | 0 | 0 | 0 | 0 | 0 | 12 | 0
NO |  | 186 | 2015 | 61 | 20 | 20 |  | OX | BRISTERS (183) | 115 | 115 | WOOD HFRM | 6.36 | 0 | 0 | AAAC 740.8 | 0 | 0 | 0 | 0 | 0 | 0 | 0 | 0 | 0 | 0 | 0 | 0 | 0 | 0 | 0 | 0 | 0 | 0 | 0 | 0 | 0 | 0 | 0 | 12 | 0
NO |  | 186 | 2015 | 61 | 21 | 21 |  | OX | BRISTERS (183) | 115 | 115 | WOOD POLE | 0 | 0 | 0 | ACSR 40 | 0 | 0 | 0 | 0 | 0 | 0 | 0 | 0 | 0 | 0 | 0 | 0 | 0 | 0 | 0 | 0 | 0 | 0 | 0 | 0 | 0 | 0 | 0 | 12 | 0
NO |  | 186 | 2015 | 61 | 22 | 22 |  | OX | BRISTERS (183) | 115 | 115 | WOOD POLE | 0.25 | 0 | 0 | AAAC 740.8 | 0 | 0 | 0 | 0 | 0 | 0 | 0 | 0 | 0 | 0 | 0 | 0 | 0 | 0 | 0 | 0 | 0 | 0 | 0 | 0 | 0 | 0 | 0 | 12 | 0
NO |  | 186 | 2015 | 61 | 23 | 23 |  | WHARTON | PANTEGO (189) | 115 | 115 | CONC POLE | 2.37 | 0 | 1 | ACSR 40 | 0 | 0 | 0 | 0 | 0 | 0 | 0 | 0 | 0 | 0 | 0 | 0 | 0 | 0 | 0 | 0 | 0 | 0 | 0 | 0 | 0 | 0 | 0 | 12 | 0
NO |  | 186 | 2015 | 61 | 24 | 24 |  | WHARTON | PANTEGO (189) | 115 | 115 | STEEL HFRM | 0.17 | 0 | 0 | ACSR 795 | 0 | 0 | 0 | 0 | 0 | 0 | 0 | 0 | 0 | 0 | 0 | 0 | 0 | 0 | 0 | 0 | 0 | 0 | 0 | 0 | 0 | 0 | 0 | 12 | 0
NO |  | 186 | 2015 | 61 | 25 | 25 |  | WHARTON | PANTEGO (189) | 115 | 115 | STEEL POLE | 0.3 | 0 | 0 | ACSR 40 | 0 | 0 | 0 | 0 | 0 | 0 | 0 | 0 | 0 | 0 | 0 | 0 | 0 | 0 | 0 | 0 | 0 | 0 | 0 | 0 | 0 | 0 | 0 | 12 | 0
NO |  | 186 | 2015 | 61 | 26 | 26 |  | WHARTON | PANTEGO (189) | 115 | 115 | STEEL POLE | 0.04 | 0 | 0 | ACSR 795 | 0 | 0 | 0 | 0 | 0 | 0 | 0 | 0 | 0 | 0 | 0 | 0 | 0 | 0 | 0 | 0 | 0 | 0 | 0 | 0 | 0 | 0 | 0 | 12 | 0
NO |  | 186 | 2015 | 61 | 27 | 27 |  | WHARTON | PANTEGO (189) | 115 | 115 | STEEL TWR | 0.07 | 0 | 0 | ACSR 40 | 0 | 0 | 0 | 0 | 0 | 0 | 0 | 0 | 0 | 0 | 0 | 0 | 0 | 0 | 0 | 0 | 0 | 0 | 0 | 0 | 0 | 0 | 0 | 12 | 0
NO |  | 186 | 2015 | 61 | 28 | 28 |  | WHARTON | PANTEGO (189) | 115 | 115 | WOOD HFRM | 8.82 | 0 | 0 | ACSR 795 | 0 | 0 | 0 | 0 | 0 | 0 | 0 | 0 | 0 | 0 | 0 | 0 | 0 | 0 | 0 | 0 | 0 | 0 | 0 | 0 | 0 | 0 | 0 | 12 | 0
NO |  | 186 | 2015 | 61 | 29 | 29 |  | WHARTON | PANTEGO (189) | 115 | 115 | WOOD POLE | 16.89 | 0 | 0 | ACSR 40 | 0 | 0 | 0 | 0 | 0 | 0 | 0 | 0 | 0 | 0 | 0 | 0 | 0 | 0 | 0 | 0 | 0 | 0 | 0 | 0 | 0 | 0 | 0 | 12 | 0
NO |  | 186 | 2015 | 61 | 30 | 30 |  | WHARTON | PANTEGO (189) | 115 | 115 | WOOD POLE | 1.69 | 0 | 0 | ACSR 795 | 0 | 0 | 0 | 0 | 0 | 0 | 0 | 0 | 0 | 0 | 0 | 0 | 0 | 0 | 0 | 0 | 0 | 0 | 0 | 0 | 0 | 0 | 0 | 12 | 0
NO |  | 186 | 2015 | 61 | 31 | 31 |  | NAGS HEAD | LIGHTHOUSE DP (190) | 115 | 115 | CONC POLE | 1.17 | 0 | 1 | ACAR 545.6 | 0 | 0 | 0 | 0 | 0 | 0 | 0 | 0 | 0 | 0 | 0 | 0 | 0 | 0 | 0 | 0 | 0 | 0 | 0 | 0 | 0 | 0 | 0 | 12 | 0
NO |  | 186 | 2015 | 61 | 32 | 32 |  | NAGS HEAD | LIGHTHOUSE DP (190) | 115 | 115 | STEEL POLE | 0.05 | 0 | 0 | AAC 477 | 0 | 0 | 0 | 0 | 0 | 0 | 0 | 0 | 0 | 0 | 0 | 0 | 0 | 0 | 0 | 0 | 0 | 0 | 0 | 0 | 0 | 0 | 0 | 12 | 0
NO |  | 186 | 2015 | 61 | 33 | 33 |  | NAGS HEAD | LIGHTHOUSE DP (190) | 115 | 115 | STEEL POLE | 0.13 | 0 | 0 | ACAR 545.6 | 0 | 0 | 0 | 0 | 0 | 0 | 0 | 0 | 0 | 0 | 0 | 0 | 0 | 0 | 0 | 0 | 0 | 0 | 0 | 0 | 0 | 0 | 0 | 12 | 0
NO |  | 186 | 2015 | 61 | 34 | 34 |  | NAGS HEAD | LIGHTHOUSE DP (190) | 115 | 115 | WOOD POLE | 7.82 | 0 | 0 | AAC 477 | 0 | 0 | 0 | 0 | 0 | 0 | 0 | 0 | 0 | 0 | 0 | 0 | 0 | 0 | 0 | 0 | 0 | 0 | 0 | 0 | 0 | 0 | 0 | 12 | 0
NO |  | 186 | 2015 | 61 | 35 | 35 |  | ALTAVISTA | HURT NUG (191) | 115 | 115 | CONC HFRM | 0 | 0.04 | 1 | ACAR 721 | 0 | 0 | 0 | 0 | 0 | 0 | 0 | 0 | 0 | 0 | 0 | 0 | 0 | 0 | 0 | 0 | 0 | 0 | 0 | 0 | 0 | 0 | 0 | 12 | 0
NO |  | 186 | 2015 | 62 | 1 | 1 |  | ALTAVISTA | HURT NUG (191) | 115 | 115 | CONC HFRM | 0.04 | 0 | 0 | ACAR 545.6 | 0 | 0 | 0 | 0 | 0 | 0 | 0 | 0 | 0 | 0 | 0 | 0 | 0 | 0 | 0 | 0 | 0 | 0 | 0 | 0 | 0 | 0 | 0 | 12 | 0
NO |  | 186 | 2015 | 62 | 2 | 2 |  | ALTAVISTA | HURT NUG (191) | 115 | 115 | CONC POLE | 0.01 | 0 | 0 | ACAR 1534 | 0 | 0 | 0 | 0 | 0 | 0 | 0 | 0 | 0 | 0 | 0 | 0 | 0 | 0 | 0 | 0 | 0 | 0 | 0 | 0 | 0 | 0 | 0 | 12 | 0
NO |  | 186 | 2015 | 62 | 3 | 3 |  | ALTAVISTA | HURT NUG (191) | 115 | 115 | CONC POLE | 0.01 | 0 | 0 | ACAR 545.6 | 0 | 0 | 0 | 0 | 0 | 0 | 0 | 0 | 0 | 0 | 0 | 0 | 0 | 0 | 0 | 0 | 0 | 0 | 0 | 0 | 0 | 0 | 0 | 12 | 0
NO |  | 186 | 2015 | 62 | 4 | 4 |  | ALTAVISTA | HURT NUG (191) | 115 | 115 | STEEL HFRM | 0 | 0.24 | 0 | ACAR 721 | 0 | 0 | 0 | 0 | 0 | 0 | 0 | 0 | 0 | 0 | 0 | 0 | 0 | 0 | 0 | 0 | 0 | 0 | 0 | 0 | 0 | 0 | 0 | 12 | 0
NO |  | 186 | 2015 | 62 | 5 | 5 |  | ALTAVISTA | HURT NUG (191) | 115 | 115 | STEEL POLE | 0 | 1.15 | 0 | ACAR 721 | 0 | 0 | 0 | 0 | 0 | 0 | 0 | 0 | 0 | 0 | 0 | 0 | 0 | 0 | 0 | 0 | 0 | 0 | 0 | 0 | 0 | 0 | 0 | 12 | 0
NO |  | 186 | 2015 | 62 | 6 | 6 |  | ALTAVISTA | HURT NUG (191) | 115 | 115 | STEEL POLE | 0.09 | 0 | 0 | ACAR 1534 | 0 | 0 | 0 | 0 | 0 | 0 | 0 | 0 | 0 | 0 | 0 | 0 | 0 | 0 | 0 | 0 | 0 | 0 | 0 | 0 | 0 | 0 | 0 | 12 | 0
NO |  | 186 | 2015 | 62 | 7 | 7 |  | ALTAVISTA | HURT NUG (191) | 115 | 115 | STEEL POLE | 0.06 | 0 | 0 | ACAR 545.6 | 0 | 0 | 0 | 0 | 0 | 0 | 0 | 0 | 0 | 0 | 0 | 0 | 0 | 0 | 0 | 0 | 0 | 0 | 0 | 0 | 0 | 0 | 0 | 12 | 0
NO |  | 186 | 2015 | 62 | 8 | 8 |  | ALTAVISTA | HURT NUG (191) | 115 | 115 | STEEL POLE | 0.02 | 0 | 0 | OTHER OTHER | 0 | 0 | 0 | 0 | 0 | 0 | 0 | 0 | 0 | 0 | 0 | 0 | 0 | 0 | 0 | 0 | 0 | 0 | 0 | 0 | 0 | 0 | 0 | 12 | 0
NO |  | 186 | 2015 | 62 | 9 | 9 |  | ALTAVISTA | HURT NUG (191) | 115 | 115 | WOOD HFRM | 0.81 | 0 | 0 | ACAR 545.6 | 0 | 0 | 0 | 0 | 0 | 0 | 0 | 0 | 0 | 0 | 0 | 0 | 0 | 0 | 0 | 0 | 0 | 0 | 0 | 0 | 0 | 0 | 0 | 12 | 0
NO |  | 186 | 2015 | 62 | 10 | 10 |  | MERCURY | BLOXOMS CORNER (192) | 115 | 115 | CONC HFRM | 0 | 0.04 | 1 | ACAR 721 | 0 | 0 | 0 | 0 | 0 | 0 | 0 | 0 | 0 | 0 | 0 | 0 | 0 | 0 | 0 | 0 | 0 | 0 | 0 | 0 | 0 | 0 | 0 | 12 | 0
NO |  | 186 | 2015 | 62 | 11 | 11 |  | MERCURY | BLOXOMS CORNER (192) | 115 | 115 | CONC POLE | 1.54 | 0 | 0 | ACAR 721 | 0 | 0 | 0 | 0 | 0 | 0 | 0 | 0 | 0 | 0 | 0 | 0 | 0 | 0 | 0 | 0 | 0 | 0 | 0 | 0 | 0 | 0 | 0 | 12 | 0
NO |  | 186 | 2015 | 62 | 12 | 12 |  | MERCURY | BLOXOMS CORNER (192) | 115 | 115 | STEEL POLE | 1.15 | 0 | 0 | ACAR 721 | 0 | 0 | 0 | 0 | 0 | 0 | 0 | 0 | 0 | 0 | 0 | 0 | 0 | 0 | 0 | 0 | 0 | 0 | 0 | 0 | 0 | 0 | 0 | 12 | 0
NO |  | 186 | 2015 | 62 | 13 | 13 |  | MERCURY | BLOXOMS CORNER (192) | 115 | 115 | WOOD POLE | 0.64 | 0 | 0 | ACAR 721 | 0 | 0 | 0 | 0 | 0 | 0 | 0 | 0 | 0 | 0 | 0 | 0 | 0 | 0 | 0 | 0 | 0 | 0 | 0 | 0 | 0 | 0 | 0 | 12 | 0
NO |  | 186 | 2015 | 62 | 14 | 14 |  | KERR DAM | BUGGS ISLAND (193) | 115 | 115 | CONC POLE | 0.05 | 0 | 1 | ACAR 721 | 0 | 0 | 0 | 0 | 0 | 0 | 0 | 0 | 0 | 0 | 0 | 0 | 0 | 0 | 0 | 0 | 0 | 0 | 0 | 0 | 0 | 0 | 0 | 12 | 0
NO |  | 186 | 2015 | 62 | 15 | 15 |  | KERR DAM | BUGGS ISLAND (193) | 115 | 115 | STEEL HFRM | 1.34 | 0 | 0 | ACSR 636 | 0 | 0 | 0 | 0 | 0 | 0 | 0 | 0 | 0 | 0 | 0 | 0 | 0 | 0 | 0 | 0 | 0 | 0 | 0 | 0 | 0 | 0 | 0 | 12 | 0
NO |  | 186 | 2015 | 62 | 16 | 16 |  | KERR DAM | BUGGS ISLAND (193) | 115 | 115 | STEEL HFRM | 1.81 | 0 | 0 | ACAR 721 | 0 | 0 | 0 | 0 | 0 | 0 | 0 | 0 | 0 | 0 | 0 | 0 | 0 | 0 | 0 | 0 | 0 | 0 | 0 | 0 | 0 | 0 | 0 | 12 | 0
NO |  | 186 | 2015 | 62 | 17 | 17 |  | KERR DAM | BUGGS ISLAND (193) | 115 | 115 | STEEL POLE | 0.07 | 0 | 0 | AAAC 246.9 | 0 | 0 | 0 | 0 | 0 | 0 | 0 | 0 | 0 | 0 | 0 | 0 | 0 | 0 | 0 | 0 | 0 | 0 | 0 | 0 | 0 | 0 | 0 | 12 | 0
NO |  | 186 | 2015 | 62 | 18 | 18 |  | KERR DAM | BUGGS ISLAND (193) | 115 | 115 | STEEL POLE | 0.67 | 0 | 0 | ACAR 721 | 0 | 0 | 0 | 0 | 0 | 0 | 0 | 0 | 0 | 0 | 0 | 0 | 0 | 0 | 0 | 0 | 0 | 0 | 0 | 0 | 0 | 0 | 0 | 12 | 0
NO |  | 186 | 2015 | 62 | 19 | 19 |  | KERR DAM | BUGGS ISLAND (193) | 115 | 115 | STEEL TWR | 0 | 0.05 | 0 | ACSR 636 | 0 | 0 | 0 | 0 | 0 | 0 | 0 | 0 | 0 | 0 | 0 | 0 | 0 | 0 | 0 | 0 | 0 | 0 | 0 | 0 | 0 | 0 | 0 | 12 | 0
NO |  | 186 | 2015 | 62 | 20 | 20 |  | KERR DAM | BUGGS ISLAND (193) | 115 | 115 | STEEL TWR | 1.04 | 0 | 0 | ACSR 556.5 | 0 | 0 | 0 | 0 | 0 | 0 | 0 | 0 | 0 | 0 | 0 | 0 | 0 | 0 | 0 | 0 | 0 | 0 | 0 | 0 | 0 | 0 | 0 | 12 | 0
NO |  | 186 | 2015 | 62 | 21 | 21 |  | KERR DAM | BUGGS ISLAND (193) | 115 | 115 | STEEL TWR | 0.85 | 0 | 0 | ACSR 636 | 0 | 0 | 0 | 0 | 0 | 0 | 0 | 0 | 0 | 0 | 0 | 0 | 0 | 0 | 0 | 0 | 0 | 0 | 0 | 0 | 0 | 0 | 0 | 12 | 0
NO |  | 186 | 2015 | 62 | 22 | 22 |  | KERR DAM | BUGGS ISLAND (193) | 115 | 115 | STEEL TWR | 1.7 | 0 | 0 | ACAR 721 | 0 | 0 | 0 | 0 | 0 | 0 | 0 | 0 | 0 | 0 | 0 | 0 | 0 | 0 | 0 | 0 | 0 | 0 | 0 | 0 | 0 | 0 | 0 | 12 | 0
NO |  | 186 | 2015 | 62 | 23 | 23 |  | KERR DAM | BUGGS ISLAND (193) | 115 | 115 | WOOD HFRM | 0.21 | 0 | 0 | ACSR 556.5 | 0 | 0 | 0 | 0 | 0 | 0 | 0 | 0 | 0 | 0 | 0 | 0 | 0 | 0 | 0 | 0 | 0 | 0 | 0 | 0 | 0 | 0 | 0 | 12 | 0
NO |  | 186 | 2015 | 62 | 24 | 24 |  | KERR DAM | BUGGS ISLAND (193) | 115 | 115 | WOOD HFRM | 7.32 | 0 | 0 | ACSR 636 | 0 | 0 | 0 | 0 | 0 | 0 | 0 | 0 | 0 | 0 | 0 | 0 | 0 | 0 | 0 | 0 | 0 | 0 | 0 | 0 | 0 | 0 | 0 | 12 | 0
NO |  | 186 | 2015 | 62 | 25 | 25 |  | KERR DAM | BUGGS ISLAND (193) | 115 | 115 | WOOD HFRM | 1.09 | 0 | 0 | ACAR 721 | 0 | 0 | 0 | 0 | 0 | 0 | 0 | 0 | 0 | 0 | 0 | 0 | 0 | 0 | 0 | 0 | 0 | 0 | 0 | 0 | 0 | 0 | 0 | 12 | 0
NO |  | 186 | 2015 | 62 | 26 | 26 |  | KERR DAM | BUGGS ISLAND (193) | 115 | 115 | WOOD POLE | 0 | 0.03 | 0 | ACSR 636 | 0 | 0 | 0 | 0 | 0 | 0 | 0 | 0 | 0 | 0 | 0 | 0 | 0 | 0 | 0 | 0 | 0 | 0 | 0 | 0 | 0 | 0 | 0 | 12 | 0
NO |  | 186 | 2015 | 62 | 27 | 27 |  | KERR DAM | BUGGS ISLAND (193) | 115 | 115 | WOOD POLE | 1.24 | 0 | 0 | AAAC 246.9 | 0 | 0 | 0 | 0 | 0 | 0 | 0 | 0 | 0 | 0 | 0 | 0 | 0 | 0 | 0 | 0 | 0 | 0 | 0 | 0 | 0 | 0 | 0 | 12 | 0
NO |  | 186 | 2015 | 62 | 28 | 28 |  | KERR DAM | BUGGS ISLAND (193) | 115 | 115 | WOOD POLE | 0.75 | 0 | 0 | ACSR 636 | 0 | 0 | 0 | 0 | 0 | 0 | 0 | 0 | 0 | 0 | 0 | 0 | 0 | 0 | 0 | 0 | 0 | 0 | 0 | 0 | 0 | 0 | 0 | 12 | 0
NO |  | 186 | 2015 | 62 | 29 | 29 |  | KERR DAM | BUGGS ISLAND (193) | 115 | 115 | WOOD POLE | 0.53 | 0 | 0 | ACAR 721 | 0 | 0 | 0 | 0 | 0 | 0 | 0 | 0 | 0 | 0 | 0 | 0 | 0 | 0 | 0 | 0 | 0 | 0 | 0 | 0 | 0 | 0 | 0 | 12 | 0
NO |  | 186 | 2015 | 62 | 30 | 30 |  | LEXINGTON | FAIRFIELD (194) | 115 | 115 | STEEL TWR | 0.16 | 0 | 1 | ACSR 477 | 0 | 0 | 0 | 0 | 0 | 0 | 0 | 0 | 0 | 0 | 0 | 0 | 0 | 0 | 0 | 0 | 0 | 0 | 0 | 0 | 0 | 0 | 0 | 12 | 0
NO |  | 186 | 2015 | 62 | 31 | 31 |  | LEXINGTON | FAIRFIELD (194) | 115 | 115 | STEEL TWR | 0.13 | 0 | 0 | AAAC 740.8 | 0 | 0 | 0 | 0 | 0 | 0 | 0 | 0 | 0 | 0 | 0 | 0 | 0 | 0 | 0 | 0 | 0 | 0 | 0 | 0 | 0 | 0 | 0 | 12 | 0
NO |  | 186 | 2015 | 62 | 32 | 32 |  | LEXINGTON | FAIRFIELD (194) | 115 | 115 | WOOD HFRM | 3.98 | 0 | 0 | ACSR 477 | 0 | 0 | 0 | 0 | 0 | 0 | 0 | 0 | 0 | 0 | 0 | 0 | 0 | 0 | 0 | 0 | 0 | 0 | 0 | 0 | 0 | 0 | 0 | 12 | 0
NO |  | 186 | 2015 | 62 | 33 | 33 |  | LEXINGTON | FAIRFIELD (194) | 115 | 115 | WOOD HFRM | 2.73 | 0 | 0 | AAAC 740.8 | 0 | 0 | 0 | 0 | 0 | 0 | 0 | 0 | 0 | 0 | 0 | 0 | 0 | 0 | 0 | 0 | 0 | 0 | 0 | 0 | 0 | 0 | 0 | 12 | 0
NO |  | 186 | 2015 | 62 | 34 | 34 |  | LEXINGTON | FAIRFIELD (194) | 115 | 115 | WOOD POLE | 0 | 0.01 | 0 | ACAR 545.6 | 0 | 0 | 0 | 0 | 0 | 0 | 0 | 0 | 0 | 0 | 0 | 0 | 0 | 0 | 0 | 0 | 0 | 0 | 0 | 0 | 0 | 0 | 0 | 12 | 0
NO |  | 186 | 2015 | 62 | 35 | 35 |  | LEXINGTON | FAIRFIELD (194) | 115 | 115 | WOOD POLE | 1.62 | 0 | 0 | ACSR 477 | 0 | 0 | 0 | 0 | 0 | 0 | 0 | 0 | 0 | 0 | 0 | 0 | 0 | 0 | 0 | 0 | 0 | 0 | 0 | 0 | 0 | 0 | 0 | 12 | 0
NO |  | 186 | 2015 | 63 | 1 | 1 |  | LEXINGTON | FAIRFIELD (194) | 115 | 115 | WOOD POLE | 0.08 | 0 | 0 | AAAC 740.8 | 0 | 0 | 0 | 0 | 0 | 0 | 0 | 0 | 0 | 0 | 0 | 0 | 0 | 0 | 0 | 0 | 0 | 0 | 0 | 0 | 0 | 0 | 0 | 12 | 0
NO |  | 186 | 2015 | 63 | 2 | 2 |  | THOLE STREET | OAKWOOD (196) | 115 | 115 | CONC HFRM | 0.03 | 0 | 1 | ACAR 2500 | 0 | 0 | 0 | 0 | 0 | 0 | 0 | 0 | 0 | 0 | 0 | 0 | 0 | 0 | 0 | 0 | 0 | 0 | 0 | 0 | 0 | 0 | 0 | 12 | 0
NO |  | 186 | 2015 | 63 | 3 | 3 |  | THOLE STREET | OAKWOOD (196) | 115 | 115 | CONC POLE | 0.13 | 0 | 0 | ACSR 1033.5 | 0 | 0 | 0 | 0 | 0 | 0 | 0 | 0 | 0 | 0 | 0 | 0 | 0 | 0 | 0 | 0 | 0 | 0 | 0 | 0 | 0 | 0 | 0 | 12 | 0
NO |  | 186 | 2015 | 63 | 4 | 4 |  | THOLE STREET | OAKWOOD (196) | 115 | 115 | STEEL POLE | 0 | 0.05 | 0 | ACSR 1033.5 | 0 | 0 | 0 | 0 | 0 | 0 | 0 | 0 | 0 | 0 | 0 | 0 | 0 | 0 | 0 | 0 | 0 | 0 | 0 | 0 | 0 | 0 | 0 | 12 | 0
NO |  | 186 | 2015 | 63 | 5 | 5 |  | THOLE STREET | OAKWOOD (196) | 115 | 115 | STEEL POLE | 0 | 1.18 | 0 | ACAR 2500 | 0 | 0 | 0 | 0 | 0 | 0 | 0 | 0 | 0 | 0 | 0 | 0 | 0 | 0 | 0 | 0 | 0 | 0 | 0 | 0 | 0 | 0 | 0 | 12 | 0
NO |  | 186 | 2015 | 63 | 6 | 6 |  | THOLE STREET | OAKWOOD (196) | 115 | 115 | STEEL POLE | 0.17 | 0 | 0 | ACSR 1033.5 | 0 | 0 | 0 | 0 | 0 | 0 | 0 | 0 | 0 | 0 | 0 | 0 | 0 | 0 | 0 | 0 | 0 | 0 | 0 | 0 | 0 | 0 | 0 | 12 | 0
NO |  | 186 | 2015 | 63 | 7 | 7 |  | THOLE STREET | OAKWOOD (196) | 115 | 115 | STEEL TWR | 0 | 0.16 | 0 | ACSR 1033.5 | 0 | 0 | 0 | 0 | 0 | 0 | 0 | 0 | 0 | 0 | 0 | 0 | 0 | 0 | 0 | 0 | 0 | 0 | 0 | 0 | 0 | 0 | 0 | 12 | 0
NO |  | 186 | 2015 | 63 | 8 | 8 |  | THOLE STREET | OAKWOOD (196) | 115 | 115 | WOOD POLE | 0.04 | 0 | 0 | ACSR 1033.5 | 0 | 0 | 0 | 0 | 0 | 0 | 0 | 0 | 0 | 0 | 0 | 0 | 0 | 0 | 0 | 0 | 0 | 0 | 0 | 0 | 0 | 0 | 0 | 12 | 0
NO |  | 186 | 2015 | 63 | 9 | 9 |  | CANNON BRANCH | LOMAR (197) | 115 | 115 | CONC POLE | 0 | 0.04 | 1 | ACSR 477 | 0 | 0 | 0 | 0 | 0 | 0 | 0 | 0 | 0 | 0 | 0 | 0 | 0 | 0 | 0 | 0 | 0 | 0 | 0 | 0 | 0 | 0 | 0 | 12 | 0
NO |  | 186 | 2015 | 63 | 10 | 10 |  | CANNON BRANCH | LOMAR (197) | 115 | 115 | STEEL POLE | 0 | 0.27 | 0 | ACSR 636 | 0 | 0 | 0 | 0 | 0 | 0 | 0 | 0 | 0 | 0 | 0 | 0 | 0 | 0 | 0 | 0 | 0 | 0 | 0 | 0 | 0 | 0 | 0 | 12 | 0
NO |  | 186 | 2015 | 63 | 11 | 11 |  | CANNON BRANCH | LOMAR (197) | 115 | 115 | STEEL POLE | 0 | 0.08 | 0 | ACAR 721 | 0 | 0 | 0 | 0 | 0 | 0 | 0 | 0 | 0 | 0 | 0 | 0 | 0 | 0 | 0 | 0 | 0 | 0 | 0 | 0 | 0 | 0 | 0 | 12 | 0
NO |  | 186 | 2015 | 63 | 12 | 12 |  | CANNON BRANCH | LOMAR (197) | 115 | 115 | STEEL POLE | 0.34 | 0 | 0 | ACSR 636 | 0 | 0 | 0 | 0 | 0 | 0 | 0 | 0 | 0 | 0 | 0 | 0 | 0 | 0 | 0 | 0 | 0 | 0 | 0 | 0 | 0 | 0 | 0 | 12 | 0
NO |  | 186 | 2015 | 63 | 13 | 13 |  | CANNON BRANCH | LOMAR (197) | 115 | 115 | STEEL TWR | 0 | 0.01 | 0 | ACSR 636 | 0 | 0 | 0 | 0 | 0 | 0 | 0 | 0 | 0 | 0 | 0 | 0 | 0 | 0 | 0 | 0 | 0 | 0 | 0 | 0 | 0 | 0 | 0 | 12 | 0
NO |  | 186 | 2015 | 63 | 14 | 14 |  | CANNON BRANCH | LOMAR (197) | 115 | 115 | STEEL TWR | 0.01 | 0 | 0 | ACSR 636 | 0 | 0 | 0 | 0 | 0 | 0 | 0 | 0 | 0 | 0 | 0 | 0 | 0 | 0 | 0 | 0 | 0 | 0 | 0 | 0 | 0 | 0 | 0 | 12 | 0
NO |  | 186 | 2015 | 63 | 15 | 15 |  | CANNON BRANCH | LOMAR (197) | 115 | 115 | WOOD POLE | 0 | 0.07 | 0 | ACAR 721 | 0 | 0 | 0 | 0 | 0 | 0 | 0 | 0 | 0 | 0 | 0 | 0 | 0 | 0 | 0 | 0 | 0 | 0 | 0 | 0 | 0 | 0 | 0 | 12 | 0
NO |  | 186 | 2015 | 63 | 16 | 16 |  | CANNON BRANCH | LOMAR (197) | 115 | 115 | WOOD POLE | 0.05 | 0 | 0 | ACAR 721 | 0 | 0 | 0 | 0 | 0 | 0 | 0 | 0 | 0 | 0 | 0 | 0 | 0 | 0 | 0 | 0 | 0 | 0 | 0 | 0 | 0 | 0 | 0 | 12 | 0
NO |  | 186 | 2015 | 63 | 17 | 17 |  | SPOTSYLVANIA | CHANCELLOR (198) | 115 | 115 | CONC HFRM | 0.12 | 0 | 1 | ACSR 795 | 0 | 0 | 0 | 0 | 0 | 0 | 0 | 0 | 0 | 0 | 0 | 0 | 0 | 0 | 0 | 0 | 0 | 0 | 0 | 0 | 0 | 0 | 0 | 12 | 0
NO |  | 186 | 2015 | 63 | 18 | 18 |  | SPOTSYLVANIA | CHANCELLOR (198) | 115 | 115 | STEEL HFRM | 0 | 0.07 | 0 | ACSR 795 | 0 | 0 | 0 | 0 | 0 | 0 | 0 | 0 | 0 | 0 | 0 | 0 | 0 | 0 | 0 | 0 | 0 | 0 | 0 | 0 | 0 | 0 | 0 | 12 | 0
NO |  | 186 | 2015 | 63 | 19 | 19 |  | SPOTSYLVANIA | CHANCELLOR (198) | 115 | 115 | STEEL HFRM | 0.14 | 0 | 0 | ACSR 795 | 0 | 0 | 0 | 0 | 0 | 0 | 0 | 0 | 0 | 0 | 0 | 0 | 0 | 0 | 0 | 0 | 0 | 0 | 0 | 0 | 0 | 0 | 0 | 12 | 0
NO |  | 186 | 2015 | 63 | 20 | 20 |  | SPOTSYLVANIA | CHANCELLOR (198) | 115 | 115 | STEEL POLE | 0 | 0.82 | 0 | ACSR 795 | 0 | 0 | 0 | 0 | 0 | 0 | 0 | 0 | 0 | 0 | 0 | 0 | 0 | 0 | 0 | 0 | 0 | 0 | 0 | 0 | 0 | 0 | 0 | 12 | 0
NO |  | 186 | 2015 | 63 | 21 | 21 |  | SPOTSYLVANIA | CHANCELLOR (198) | 115 | 115 | STEEL POLE | 9.82 | 0 | 0 | ACSR 795 | 0 | 0 | 0 | 0 | 0 | 0 | 0 | 0 | 0 | 0 | 0 | 0 | 0 | 0 | 0 | 0 | 0 | 0 | 0 | 0 | 0 | 0 | 0 | 12 | 0
NO |  | 186 | 2015 | 63 | 22 | 22 |  | SPOTSYLVANIA | CHANCELLOR (198) | 115 | 115 | STEEL TWR | 1.25 | 0 | 0 | ACSR 795 | 0 | 0 | 0 | 0 | 0 | 0 | 0 | 0 | 0 | 0 | 0 | 0 | 0 | 0 | 0 | 0 | 0 | 0 | 0 | 0 | 0 | 0 | 0 | 12 | 0
NO |  | 186 | 2015 | 63 | 23 | 23 |  | SPOTSYLVANIA | CHANCELLOR (198) | 115 | 115 | WOOD POLE | 1.67 | 0 | 0 | ACSR 795 | 0 | 0 | 0 | 0 | 0 | 0 | 0 | 0 | 0 | 0 | 0 | 0 | 0 | 0 | 0 | 0 | 0 | 0 | 0 | 0 | 0 | 0 | 0 | 12 | 0
NO |  | 186 | 2015 | 63 | 24 | 24 |  | MOUNTAIN RUN | OAK GREEN (2) | 115 | 115 | STEEL HFRM | 0.11 | 0 | 1 | ACSR 1033.5 | 0 | 0 | 0 | 0 | 0 | 0 | 0 | 0 | 0 | 0 | 0 | 0 | 0 | 0 | 0 | 0 | 0 | 0 | 0 | 0 | 0 | 0 | 0 | 12 | 0
NO |  | 186 | 2015 | 63 | 25 | 25 |  | MOUNTAIN RUN | OAK GREEN (2) | 115 | 115 | STEEL HFRM | 0.57 | 0 | 0 | ACSR 636 | 0 | 0 | 0 | 0 | 0 | 0 | 0 | 0 | 0 | 0 | 0 | 0 | 0 | 0 | 0 | 0 | 0 | 0 | 0 | 0 | 0 | 0 | 0 | 12 | 0
NO |  | 186 | 2015 | 63 | 26 | 26 |  | MOUNTAIN RUN | OAK GREEN (2) | 115 | 115 | STEEL POLE | 5.1 | 0 | 0 | ACSR 1033.5 | 0 | 0 | 0 | 0 | 0 | 0 | 0 | 0 | 0 | 0 | 0 | 0 | 0 | 0 | 0 | 0 | 0 | 0 | 0 | 0 | 0 | 0 | 0 | 12 | 0
NO |  | 186 | 2015 | 63 | 27 | 27 |  | MOUNTAIN RUN | OAK GREEN (2) | 115 | 115 | STEEL POLE | 2.46 | 0 | 0 | ACSR 636 | 0 | 0 | 0 | 0 | 0 | 0 | 0 | 0 | 0 | 0 | 0 | 0 | 0 | 0 | 0 | 0 | 0 | 0 | 0 | 0 | 0 | 0 | 0 | 12 | 0
NO |  | 186 | 2015 | 63 | 28 | 28 |  | MOUNTAIN RUN | OAK GREEN (2) | 115 | 115 | STEEL TWR | 0.21 | 0 | 0 | ACSR 636 | 0 | 0 | 0 | 0 | 0 | 0 | 0 | 0 | 0 | 0 | 0 | 0 | 0 | 0 | 0 | 0 | 0 | 0 | 0 | 0 | 0 | 0 | 0 | 12 | 0
NO |  | 186 | 2015 | 63 | 29 | 29 |  | MOUNTAIN RUN | OAK GREEN (2) | 115 | 115 | WOOD HFRM | 6.02 | 0 | 0 | ACSR 636 | 0 | 0 | 0 | 0 | 0 | 0 | 0 | 0 | 0 | 0 | 0 | 0 | 0 | 0 | 0 | 0 | 0 | 0 | 0 | 0 | 0 | 0 | 0 | 12 | 0
NO |  | 186 | 2015 | 63 | 30 | 30 |  | DUPONT | BASIN (21) | 115 | 115 | STEEL POLE | 0 | 0.42 | 1 | ACAR 721 | 0 | 0 | 0 | 0 | 0 | 0 | 0 | 0 | 0 | 0 | 0 | 0 | 0 | 0 | 0 | 0 | 0 | 0 | 0 | 0 | 0 | 0 | 0 | 12 | 0
NO |  | 186 | 2015 | 63 | 31 | 31 |  | DUPONT | BASIN (21) | 115 | 115 | STEEL POLE | 0.46 | 0 | 0 | ACAR 721 | 0 | 0 | 0 | 0 | 0 | 0 | 0 | 0 | 0 | 0 | 0 | 0 | 0 | 0 | 0 | 0 | 0 | 0 | 0 | 0 | 0 | 0 | 0 | 12 | 0
NO |  | 186 | 2015 | 63 | 32 | 32 |  | DUPONT | BASIN (21) | 115 | 115 | STEEL TWR | 3.09 | 0 | 0 | ACAR 721 | 0 | 0 | 0 | 0 | 0 | 0 | 0 | 0 | 0 | 0 | 0 | 0 | 0 | 0 | 0 | 0 | 0 | 0 | 0 | 0 | 0 | 0 | 0 | 12 | 0
NO |  | 186 | 2015 | 63 | 33 | 33 |  | CAROLINA | KERR DAM (22) | 115 | 115 | CONC TWR | 0.02 | 0 | 1 | ACSR 477 | 0 | 0 | 0 | 0 | 0 | 0 | 0 | 0 | 0 | 0 | 0 | 0 | 0 | 0 | 0 | 0 | 0 | 0 | 0 | 0 | 0 | 0 | 0 | 12 | 0
NO |  | 186 | 2015 | 63 | 34 | 34 |  | CAROLINA | KERR DAM (22) | 115 | 115 | STEEL HFRM | 1.16 | 0 | 0 | ACSR 336.4 | 0 | 0 | 0 | 0 | 0 | 0 | 0 | 0 | 0 | 0 | 0 | 0 | 0 | 0 | 0 | 0 | 0 | 0 | 0 | 0 | 0 | 0 | 0 | 12 | 0
NO |  | 186 | 2015 | 63 | 35 | 35 |  | CAROLINA | KERR DAM (22) | 115 | 115 | STEEL HFRM | 0.1 | 0 | 0 | ACSR 477 | 0 | 0 | 0 | 0 | 0 | 0 | 0 | 0 | 0 | 0 | 0 | 0 | 0 | 0 | 0 | 0 | 0 | 0 | 0 | 0 | 0 | 0 | 0 | 12 | 0
NO |  | 186 | 2015 | 64 | 1 | 1 |  | CAROLINA | KERR DAM (22) | 115 | 115 | STEEL HFRM | 0.99 | 0 | 0 | ACSS 477 | 0 | 0 | 0 | 0 | 0 | 0 | 0 | 0 | 0 | 0 | 0 | 0 | 0 | 0 | 0 | 0 | 0 | 0 | 0 | 0 | 0 | 0 | 0 | 12 | 0
NO |  | 186 | 2015 | 64 | 2 | 2 |  | CAROLINA | KERR DAM (22) | 115 | 115 | STEEL HFRM | 18.09 | 0 | 0 | ACSR 636 | 0 | 0 | 0 | 0 | 0 | 0 | 0 | 0 | 0 | 0 | 0 | 0 | 0 | 0 | 0 | 0 | 0 | 0 | 0 | 0 | 0 | 0 | 0 | 12 | 0
NO |  | 186 | 2015 | 64 | 3 | 3 |  | CAROLINA | KERR DAM (22) | 115 | 115 | STEEL POLE | 1.24 | 0 | 0 | ACSR 636 | 0 | 0 | 0 | 0 | 0 | 0 | 0 | 0 | 0 | 0 | 0 | 0 | 0 | 0 | 0 | 0 | 0 | 0 | 0 | 0 | 0 | 0 | 0 | 12 | 0
NO |  | 186 | 2015 | 64 | 4 | 4 |  | CAROLINA | KERR DAM (22) | 115 | 115 | STEEL TWR | 0.55 | 0 | 0 | ACSS 477 | 0 | 0 | 0 | 0 | 0 | 0 | 0 | 0 | 0 | 0 | 0 | 0 | 0 | 0 | 0 | 0 | 0 | 0 | 0 | 0 | 0 | 0 | 0 | 12 | 0
NO |  | 186 | 2015 | 64 | 5 | 5 |  | CAROLINA | KERR DAM (22) | 115 | 115 | STEEL TWR | 0.15 | 0 | 0 | ACSR 636 | 0 | 0 | 0 | 0 | 0 | 0 | 0 | 0 | 0 | 0 | 0 | 0 | 0 | 0 | 0 | 0 | 0 | 0 | 0 | 0 | 0 | 0 | 0 | 12 | 0
NO |  | 186 | 2015 | 64 | 6 | 6 |  | CAROLINA | KERR DAM (22) | 115 | 115 | WOOD HFRM | 13.79 | 0 | 0 | ACSR 336.4 | 0 | 0 | 0 | 0 | 0 | 0 | 0 | 0 | 0 | 0 | 0 | 0 | 0 | 0 | 0 | 0 | 0 | 0 | 0 | 0 | 0 | 0 | 0 | 12 | 0
NO |  | 186 | 2015 | 64 | 7 | 7 |  | CAROLINA | KERR DAM (22) | 115 | 115 | WOOD HFRM | 1.62 | 0 | 0 | ACSR 477 | 0 | 0 | 0 | 0 | 0 | 0 | 0 | 0 | 0 | 0 | 0 | 0 | 0 | 0 | 0 | 0 | 0 | 0 | 0 | 0 | 0 | 0 | 0 | 12 | 0
NO |  | 186 | 2015 | 64 | 8 | 8 |  | CAROLINA | KERR DAM (22) | 115 | 115 | WOOD HFRM | 0.52 | 0 | 0 | ACSS 477 | 0 | 0 | 0 | 0 | 0 | 0 | 0 | 0 | 0 | 0 | 0 | 0 | 0 | 0 | 0 | 0 | 0 | 0 | 0 | 0 | 0 | 0 | 0 | 12 | 0
NO |  | 186 | 2015 | 64 | 9 | 9 |  | CAROLINA | KERR DAM (22) | 115 | 115 | WOOD HFRM | 0.06 | 0 | 0 | ACSR 636 | 0 | 0 | 0 | 0 | 0 | 0 | 0 | 0 | 0 | 0 | 0 | 0 | 0 | 0 | 0 | 0 | 0 | 0 | 0 | 0 | 0 | 0 | 0 | 12 | 0
NO |  | 186 | 2015 | 64 | 10 | 10 |  | CAROLINA | KERR DAM (22) | 115 | 115 | WOOD POLE | 0.04 | 0 | 0 | AAAC 246.9 | 0 | 0 | 0 | 0 | 0 | 0 | 0 | 0 | 0 | 0 | 0 | 0 | 0 | 0 | 0 | 0 | 0 | 0 | 0 | 0 | 0 | 0 | 0 | 12 | 0
NO |  | 186 | 2015 | 64 | 11 | 11 |  | CAROLINA | KERR DAM (22) | 115 | 115 | WOOD POLE | 0.2 | 0 | 0 | ACSR 336.4 | 0 | 0 | 0 | 0 | 0 | 0 | 0 | 0 | 0 | 0 | 0 | 0 | 0 | 0 | 0 | 0 | 0 | 0 | 0 | 0 | 0 | 0 | 0 | 12 | 0
NO |  | 186 | 2015 | 64 | 12 | 12 |  | CAROLINA | KERR DAM (22) | 115 | 115 | WOOD POLE | 0.36 | 0 | 0 | ACSR 477 | 0 | 0 | 0 | 0 | 0 | 0 | 0 | 0 | 0 | 0 | 0 | 0 | 0 | 0 | 0 | 0 | 0 | 0 | 0 | 0 | 0 | 0 | 0 | 12 | 0
NO |  | 186 | 2015 | 64 | 13 | 13 |  | CAROLINA | KERR DAM (22) | 115 | 115 | WOOD POLE | 0.23 | 0 | 0 | ACSS 477 | 0 | 0 | 0 | 0 | 0 | 0 | 0 | 0 | 0 | 0 | 0 | 0 | 0 | 0 | 0 | 0 | 0 | 0 | 0 | 0 | 0 | 0 | 0 | 12 | 0
NO |  | 186 | 2015 | 64 | 14 | 14 |  | SUFFOLK | IVOR (23) | 115 | 115 | STEEL POLE | 1.12 | 0 | 1 | ACSR 336.4 | 0 | 0 | 0 | 0 | 0 | 0 | 0 | 0 | 0 | 0 | 0 | 0 | 0 | 0 | 0 | 0 | 0 | 0 | 0 | 0 | 0 | 0 | 0 | 12 | 0
NO |  | 186 | 2015 | 64 | 15 | 15 |  | SUFFOLK | IVOR (23) | 115 | 115 | STEEL POLE | 0.01 | 0 | 0 | ACAR 721 | 0 | 0 | 0 | 0 | 0 | 0 | 0 | 0 | 0 | 0 | 0 | 0 | 0 | 0 | 0 | 0 | 0 | 0 | 0 | 0 | 0 | 0 | 0 | 12 | 0
NO |  | 186 | 2015 | 64 | 16 | 16 |  | SUFFOLK | IVOR (23) | 115 | 115 | STEEL TWR | 21.19 | 0 | 0 | ACSR 336.4 | 0 | 0 | 0 | 0 | 0 | 0 | 0 | 0 | 0 | 0 | 0 | 0 | 0 | 0 | 0 | 0 | 0 | 0 | 0 | 0 | 0 | 0 | 0 | 12 | 0
NO |  | 186 | 2015 | 64 | 17 | 17 |  | SUFFOLK | IVOR (23) | 115 | 115 | STEEL TWR | 4.4 | 0 | 0 | ACAR 721 | 0 | 0 | 0 | 0 | 0 | 0 | 0 | 0 | 0 | 0 | 0 | 0 | 0 | 0 | 0 | 0 | 0 | 0 | 0 | 0 | 0 | 0 | 0 | 12 | 0
NO |  | 186 | 2015 | 64 | 18 | 18 |  | SUFFOLK | IVOR (23) | 115 | 115 | WOOD HFRM | 0.2 | 0 | 0 | ACSR 336.4 | 0 | 0 | 0 | 0 | 0 | 0 | 0 | 0 | 0 | 0 | 0 | 0 | 0 | 0 | 0 | 0 | 0 | 0 | 0 | 0 | 0 | 0 | 0 | 12 | 0
NO |  | 186 | 2015 | 64 | 19 | 19 |  | SUFFOLK | IVOR (23) | 115 | 115 | WOOD POLE | 0.4 | 0 | 0 | ACSR 336.4 | 0 | 0 | 0 | 0 | 0 | 0 | 0 | 0 | 0 | 0 | 0 | 0 | 0 | 0 | 0 | 0 | 0 | 0 | 0 | 0 | 0 | 0 | 0 | 12 | 0
NO |  | 186 | 2015 | 64 | 20 | 20 |  | SUFFOLK | IVOR (23) | 115 | 115 | WOOD POLE | 0.06 | 0 | 0 | ACAR 721 | 0 | 0 | 0 | 0 | 0 | 0 | 0 | 0 | 0 | 0 | 0 | 0 | 0 | 0 | 0 | 0 | 0 | 0 | 0 | 0 | 0 | 0 | 0 | 12 | 0
NO |  | 186 | 2015 | 64 | 21 | 21 |  | BASIN | MANCHESTER (24) | 115 | 115 | CONC HFRM | 0.13 | 0 | 1 | AAAC 246.9 | 0 | 0 | 0 | 0 | 0 | 0 | 0 | 0 | 0 | 0 | 0 | 0 | 0 | 0 | 0 | 0 | 0 | 0 | 0 | 0 | 0 | 0 | 0 | 12 | 0
NO |  | 186 | 2015 | 64 | 22 | 22 |  | BASIN | MANCHESTER (24) | 115 | 115 | STEEL HFRM | 0.65 | 0 | 0 | ACSR 636 | 0 | 0 | 0 | 0 | 0 | 0 | 0 | 0 | 0 | 0 | 0 | 0 | 0 | 0 | 0 | 0 | 0 | 0 | 0 | 0 | 0 | 0 | 0 | 12 | 0
NO |  | 186 | 2015 | 64 | 23 | 23 |  | BASIN | MANCHESTER (24) | 115 | 115 | STEEL POLE | 0.7 | 0 | 0 | ACSR 636 | 0 | 0 | 0 | 0 | 0 | 0 | 0 | 0 | 0 | 0 | 0 | 0 | 0 | 0 | 0 | 0 | 0 | 0 | 0 | 0 | 0 | 0 | 0 | 12 | 0
NO |  | 186 | 2015 | 64 | 24 | 24 |  | BASIN | MANCHESTER (24) | 115 | 115 | STEEL POLE | 0.08 | 0 | 0 | ACAR 721 | 0 | 0 | 0 | 0 | 0 | 0 | 0 | 0 | 0 | 0 | 0 | 0 | 0 | 0 | 0 | 0 | 0 | 0 | 0 | 0 | 0 | 0 | 0 | 12 | 0
NO |  | 186 | 2015 | 64 | 25 | 25 |  | BASIN | MANCHESTER (24) | 115 | 115 | STEEL TWR | 0.17 | 0 | 0 | ACSR 636 | 0 | 0 | 0 | 0 | 0 | 0 | 0 | 0 | 0 | 0 | 0 | 0 | 0 | 0 | 0 | 0 | 0 | 0 | 0 | 0 | 0 | 0 | 0 | 12 | 0
NO |  | 186 | 2015 | 64 | 26 | 26 |  | BASIN | MANCHESTER (24) | 115 | 115 | STEEL TWR | 0.08 | 0 | 0 | ACAR 721 | 0 | 0 | 0 | 0 | 0 | 0 | 0 | 0 | 0 | 0 | 0 | 0 | 0 | 0 | 0 | 0 | 0 | 0 | 0 | 0 | 0 | 0 | 0 | 12 | 0
NO |  | 186 | 2015 | 64 | 27 | 27 |  | BASIN | MANCHESTER (24) | 115 | 115 | WOOD HFRM | 0.69 | 0 | 0 | ACSR 636 | 0 | 0 | 0 | 0 | 0 | 0 | 0 | 0 | 0 | 0 | 0 | 0 | 0 | 0 | 0 | 0 | 0 | 0 | 0 | 0 | 0 | 0 | 0 | 12 | 0
NO |  | 186 | 2015 | 64 | 28 | 28 |  | BASIN | MANCHESTER (24) | 115 | 115 | WOOD POLE | 0.06 | 0 | 0 | AAAC 246.9 | 0 | 0 | 0 | 0 | 0 | 0 | 0 | 0 | 0 | 0 | 0 | 0 | 0 | 0 | 0 | 0 | 0 | 0 | 0 | 0 | 0 | 0 | 0 | 12 | 0
NO |  | 186 | 2015 | 64 | 29 | 29 |  | BASIN | MANCHESTER (24) | 115 | 115 | WOOD POLE | 0.2 | 0 | 0 | ACSR 636 | 0 | 0 | 0 | 0 | 0 | 0 | 0 | 0 | 0 | 0 | 0 | 0 | 0 | 0 | 0 | 0 | 0 | 0 | 0 | 0 | 0 | 0 | 0 | 12 | 0
NO |  | 186 | 2015 | 64 | 30 | 30 |  | BASIN | MANCHESTER (24) | 115 | 115 | WOOD POLE | 0.04 | 0 | 0 | ACAR 721 | 0 | 0 | 0 | 0 | 0 | 0 | 0 | 0 | 0 | 0 | 0 | 0 | 0 | 0 | 0 | 0 | 0 | 0 | 0 | 0 | 0 | 0 | 0 | 12 | 0
NO |  | 186 | 2015 | 64 | 31 | 31 |  | EVERETTS | TROWBRIDGE (25) | 115 | 115 | CONC HFRM | 0.12 | 0 | 1 | ACAR 545.6 | 0 | 0 | 0 | 0 | 0 | 0 | 0 | 0 | 0 | 0 | 0 | 0 | 0 | 0 | 0 | 0 | 0 | 0 | 0 | 0 | 0 | 0 | 0 | 12 | 0
NO |  | 186 | 2015 | 64 | 32 | 32 |  | EVERETTS | TROWBRIDGE (25) | 115 | 115 | CONC POLE | 0.03 | 0 | 0 | ACAR 545.6 | 0 | 0 | 0 | 0 | 0 | 0 | 0 | 0 | 0 | 0 | 0 | 0 | 0 | 0 | 0 | 0 | 0 | 0 | 0 | 0 | 0 | 0 | 0 | 12 | 0
NO |  | 186 | 2015 | 64 | 33 | 33 |  | EVERETTS | TROWBRIDGE (25) | 115 | 115 | STEEL HFRM | 0.25 | 0 | 0 | ACAR 545.6 | 0 | 0 | 0 | 0 | 0 | 0 | 0 | 0 | 0 | 0 | 0 | 0 | 0 | 0 | 0 | 0 | 0 | 0 | 0 | 0 | 0 | 0 | 0 | 12 | 0
NO |  | 186 | 2015 | 64 | 34 | 34 |  | EVERETTS | TROWBRIDGE (25) | 115 | 115 | STEEL TWR | 1.4 | 0 | 0 | ACAR 545.6 | 0 | 0 | 0 | 0 | 0 | 0 | 0 | 0 | 0 | 0 | 0 | 0 | 0 | 0 | 0 | 0 | 0 | 0 | 0 | 0 | 0 | 0 | 0 | 12 | 0
NO |  | 186 | 2015 | 64 | 35 | 35 |  | EVERETTS | TROWBRIDGE (25) | 115 | 115 | WOOD HFRM | 16.53 | 0 | 0 | ACAR 545.6 | 0 | 0 | 0 | 0 | 0 | 0 | 0 | 0 | 0 | 0 | 0 | 0 | 0 | 0 | 0 | 0 | 0 | 0 | 0 | 0 | 0 | 0 | 0 | 12 | 0
NO |  | 186 | 2015 | 65 | 1 | 1 |  | EVERETTS | TROWBRIDGE (25) | 115 | 115 | WOOD POLE | 2.43 | 0 | 0 | ACAR 545.6 | 0 | 0 | 0 | 0 | 0 | 0 | 0 | 0 | 0 | 0 | 0 | 0 | 0 | 0 | 0 | 0 | 0 | 0 | 0 | 0 | 0 | 0 | 0 | 12 | 0
NO |  | 186 | 2015 | 65 | 2 | 2 |  | LEXINGTON | BALCONY FALLS (26) | 115 | 115 | CONC POLE | 0.49 | 0 | 1 | ACAR 396.3 | 0 | 0 | 0 | 0 | 0 | 0 | 0 | 0 | 0 | 0 | 0 | 0 | 0 | 0 | 0 | 0 | 0 | 0 | 0 | 0 | 0 | 0 | 0 | 12 | 0
NO |  | 186 | 2015 | 65 | 3 | 3 |  | LEXINGTON | BALCONY FALLS (26) | 115 | 115 | STEEL HFRM | 0 | 0.11 | 0 | ACAR 396.3 | 0 | 0 | 0 | 0 | 0 | 0 | 0 | 0 | 0 | 0 | 0 | 0 | 0 | 0 | 0 | 0 | 0 | 0 | 0 | 0 | 0 | 0 | 0 | 12 | 0
NO |  | 186 | 2015 | 65 | 4 | 4 |  | LEXINGTON | BALCONY FALLS (26) | 115 | 115 | STEEL HFRM | 0.17 | 0 | 0 | ACAR 396.3 | 0 | 0 | 0 | 0 | 0 | 0 | 0 | 0 | 0 | 0 | 0 | 0 | 0 | 0 | 0 | 0 | 0 | 0 | 0 | 0 | 0 | 0 | 0 | 12 | 0
NO |  | 186 | 2015 | 65 | 5 | 5 |  | LEXINGTON | BALCONY FALLS (26) | 115 | 115 | STEEL HFRM | 0.1 | 0 | 0 | ACSR 636 | 0 | 0 | 0 | 0 | 0 | 0 | 0 | 0 | 0 | 0 | 0 | 0 | 0 | 0 | 0 | 0 | 0 | 0 | 0 | 0 | 0 | 0 | 0 | 12 | 0
NO |  | 186 | 2015 | 65 | 6 | 6 |  | LEXINGTON | BALCONY FALLS (26) | 115 | 115 | STEEL POLE | 0 | 0.1 | 0 | ACSR 40 | 0 | 0 | 0 | 0 | 0 | 0 | 0 | 0 | 0 | 0 | 0 | 0 | 0 | 0 | 0 | 0 | 0 | 0 | 0 | 0 | 0 | 0 | 0 | 12 | 0
NO |  | 186 | 2015 | 65 | 7 | 7 |  | LEXINGTON | BALCONY FALLS (26) | 115 | 115 | STEEL POLE | 0.38 | 0 | 0 | ACAR 396.3 | 0 | 0 | 0 | 0 | 0 | 0 | 0 | 0 | 0 | 0 | 0 | 0 | 0 | 0 | 0 | 0 | 0 | 0 | 0 | 0 | 0 | 0 | 0 | 12 | 0
NO |  | 186 | 2015 | 65 | 8 | 8 |  | LEXINGTON | BALCONY FALLS (26) | 115 | 115 | STEEL POLE | 0.59 | 0 | 0 | ACSR 40 | 0 | 0 | 0 | 0 | 0 | 0 | 0 | 0 | 0 | 0 | 0 | 0 | 0 | 0 | 0 | 0 | 0 | 0 | 0 | 0 | 0 | 0 | 0 | 12 | 0
NO |  | 186 | 2015 | 65 | 9 | 9 |  | LEXINGTON | BALCONY FALLS (26) | 115 | 115 | STEEL POLE | 0.17 | 0 | 0 | ACSR 477 | 0 | 0 | 0 | 0 | 0 | 0 | 0 | 0 | 0 | 0 | 0 | 0 | 0 | 0 | 0 | 0 | 0 | 0 | 0 | 0 | 0 | 0 | 0 | 12 | 0
NO |  | 186 | 2015 | 65 | 10 | 10 |  | LEXINGTON | BALCONY FALLS (26) | 115 | 115 | STEEL POLE | 0.23 | 0 | 0 | ACSR 636 | 0 | 0 | 0 | 0 | 0 | 0 | 0 | 0 | 0 | 0 | 0 | 0 | 0 | 0 | 0 | 0 | 0 | 0 | 0 | 0 | 0 | 0 | 0 | 12 | 0
NO |  | 186 | 2015 | 65 | 11 | 11 |  | LEXINGTON | BALCONY FALLS (26) | 115 | 115 | STEEL TWR | 0.03 | 0 | 0 | ACAR 1109 | 0 | 0 | 0 | 0 | 0 | 0 | 0 | 0 | 0 | 0 | 0 | 0 | 0 | 0 | 0 | 0 | 0 | 0 | 0 | 0 | 0 | 0 | 0 | 12 | 0
NO |  | 186 | 2015 | 65 | 12 | 12 |  | LEXINGTON | BALCONY FALLS (26) | 115 | 115 | STEEL TWR | 0.22 | 0 | 0 | ACAR 396.3 | 0 | 0 | 0 | 0 | 0 | 0 | 0 | 0 | 0 | 0 | 0 | 0 | 0 | 0 | 0 | 0 | 0 | 0 | 0 | 0 | 0 | 0 | 0 | 12 | 0
NO |  | 186 | 2015 | 65 | 13 | 13 |  | LEXINGTON | BALCONY FALLS (26) | 115 | 115 | STEEL TWR | 8.38 | 0 | 0 | ACSR 40 | 0 | 0 | 0 | 0 | 0 | 0 | 0 | 0 | 0 | 0 | 0 | 0 | 0 | 0 | 0 | 0 | 0 | 0 | 0 | 0 | 0 | 0 | 0 | 12 | 0
NO |  | 186 | 2015 | 65 | 14 | 14 |  | LEXINGTON | BALCONY FALLS (26) | 115 | 115 | STEEL TWR | 0.01 | 0 | 0 | ACSR 636 | 0 | 0 | 0 | 0 | 0 | 0 | 0 | 0 | 0 | 0 | 0 | 0 | 0 | 0 | 0 | 0 | 0 | 0 | 0 | 0 | 0 | 0 | 0 | 12 | 0
NO |  | 186 | 2015 | 65 | 15 | 15 |  | LEXINGTON | BALCONY FALLS (26) | 115 | 115 | WOOD HFRM | 0.02 | 0 | 0 | ACAR 1109 | 0 | 0 | 0 | 0 | 0 | 0 | 0 | 0 | 0 | 0 | 0 | 0 | 0 | 0 | 0 | 0 | 0 | 0 | 0 | 0 | 0 | 0 | 0 | 12 | 0
NO |  | 186 | 2015 | 65 | 16 | 16 |  | LEXINGTON | BALCONY FALLS (26) | 115 | 115 | WOOD HFRM | 8.68 | 0 | 0 | ACAR 396.3 | 0 | 0 | 0 | 0 | 0 | 0 | 0 | 0 | 0 | 0 | 0 | 0 | 0 | 0 | 0 | 0 | 0 | 0 | 0 | 0 | 0 | 0 | 0 | 12 | 0
NO |  | 186 | 2015 | 65 | 17 | 17 |  | LEXINGTON | BALCONY FALLS (26) | 115 | 115 | WOOD POLE | 0.02 | 0 | 0 | ACAR 1109 | 0 | 0 | 0 | 0 | 0 | 0 | 0 | 0 | 0 | 0 | 0 | 0 | 0 | 0 | 0 | 0 | 0 | 0 | 0 | 0 | 0 | 0 | 0 | 12 | 0
NO |  | 186 | 2015 | 65 | 18 | 18 |  | LEXINGTON | BALCONY FALLS (26) | 115 | 115 | WOOD POLE | 0.88 | 0 | 0 | ACAR 396.3 | 0 | 0 | 0 | 0 | 0 | 0 | 0 | 0 | 0 | 0 | 0 | 0 | 0 | 0 | 0 | 0 | 0 | 0 | 0 | 0 | 0 | 0 | 0 | 12 | 0
NO |  | 186 | 2015 | 65 | 19 | 19 |  | LEXINGTON | BALCONY FALLS (26) | 115 | 115 | WOOD POLE | 0.91 | 0 | 0 | ACSR 40 | 0 | 0 | 0 | 0 | 0 | 0 | 0 | 0 | 0 | 0 | 0 | 0 | 0 | 0 | 0 | 0 | 0 | 0 | 0 | 0 | 0 | 0 | 0 | 12 | 0
NO |  | 186 | 2015 | 65 | 20 | 20 |  | LEXINGTON | BALCONY FALLS (26) | 115 | 115 | WOOD POLE | 0.4 | 0 | 0 | ACSR 636 | 0 | 0 | 0 | 0 | 0 | 0 | 0 | 0 | 0 | 0 | 0 | 0 | 0 | 0 | 0 | 0 | 0 | 0 | 0 | 0 | 0 | 0 | 0 | 12 | 0
NO |  | 186 | 2015 | 65 | 21 | 21 |  | VIRGINIA BEACH | GREENWICH (27) | 115 | 115 | CONC HFRM | 0 | 0.08 | 1 |  | 0 | 0 | 0 | 0 | 0 | 0 | 0 | 0 | 0 | 0 | 0 | 0 | 0 | 0 | 0 | 0 | 0 | 0 | 0 | 0 | 0 | 0 | 0 | 12 | 0
NO |  | 186 | 2015 | 65 | 22 | 22 |  | VIRGINIA BEACH | GREENWICH (27) | 115 | 115 | CONC POLE | 0 | 0.08 | 0 |  | 0 | 0 | 0 | 0 | 0 | 0 | 0 | 0 | 0 | 0 | 0 | 0 | 0 | 0 | 0 | 0 | 0 | 0 | 0 | 0 | 0 | 0 | 0 | 12 | 0
NO |  | 186 | 2015 | 65 | 23 | 23 |  | VIRGINIA BEACH | GREENWICH (27) | 115 | 115 | CONC POLE | 0 | 0.05 | 0 | AAAC 740.8 | 0 | 0 | 0 | 0 | 0 | 0 | 0 | 0 | 0 | 0 | 0 | 0 | 0 | 0 | 0 | 0 | 0 | 0 | 0 | 0 | 0 | 0 | 0 | 12 | 0
NO |  | 186 | 2015 | 65 | 24 | 24 |  | VIRGINIA BEACH | GREENWICH (27) | 115 | 115 | CONC POLE | 0.13 | 0 | 0 | ACAR 721 | 0 | 0 | 0 | 0 | 0 | 0 | 0 | 0 | 0 | 0 | 0 | 0 | 0 | 0 | 0 | 0 | 0 | 0 | 0 | 0 | 0 | 0 | 0 | 12 | 0
NO |  | 186 | 2015 | 65 | 25 | 25 |  | VIRGINIA BEACH | GREENWICH (27) | 115 | 115 | CONC POLE | 2.5 | 0 | 0 | AAAC 740.8 | 0 | 0 | 0 | 0 | 0 | 0 | 0 | 0 | 0 | 0 | 0 | 0 | 0 | 0 | 0 | 0 | 0 | 0 | 0 | 0 | 0 | 0 | 0 | 12 | 0
NO |  | 186 | 2015 | 65 | 26 | 26 |  | VIRGINIA BEACH | GREENWICH (27) | 115 | 115 | STEEL HFRM | 0.18 | 0 | 0 | AAAC 740.8 | 0 | 0 | 0 | 0 | 0 | 0 | 0 | 0 | 0 | 0 | 0 | 0 | 0 | 0 | 0 | 0 | 0 | 0 | 0 | 0 | 0 | 0 | 0 | 12 | 0
NO |  | 186 | 2015 | 65 | 27 | 27 |  | VIRGINIA BEACH | GREENWICH (27) | 115 | 115 | STEEL POLE | 0 | 0.08 | 0 | AAAC 740.8 | 0 | 0 | 0 | 0 | 0 | 0 | 0 | 0 | 0 | 0 | 0 | 0 | 0 | 0 | 0 | 0 | 0 | 0 | 0 | 0 | 0 | 0 | 0 | 12 | 0
NO |  | 186 | 2015 | 65 | 28 | 28 |  | VIRGINIA BEACH | GREENWICH (27) | 115 | 115 | STEEL POLE | 0.04 | 0 | 0 | ACAR 1534 | 0 | 0 | 0 | 0 | 0 | 0 | 0 | 0 | 0 | 0 | 0 | 0 | 0 | 0 | 0 | 0 | 0 | 0 | 0 | 0 | 0 | 0 | 0 | 12 | 0
NO |  | 186 | 2015 | 65 | 29 | 29 |  | VIRGINIA BEACH | GREENWICH (27) | 115 | 115 | STEEL POLE | 0.29 | 0 | 0 | AAAC 1600 | 0 | 0 | 0 | 0 | 0 | 0 | 0 | 0 | 0 | 0 | 0 | 0 | 0 | 0 | 0 | 0 | 0 | 0 | 0 | 0 | 0 | 0 | 0 | 12 | 0
NO |  | 186 | 2015 | 65 | 30 | 30 |  | VIRGINIA BEACH | GREENWICH (27) | 115 | 115 | STEEL POLE | 0 | 0 | 0 | ACAR 721 | 0 | 0 | 0 | 0 | 0 | 0 | 0 | 0 | 0 | 0 | 0 | 0 | 0 | 0 | 0 | 0 | 0 | 0 | 0 | 0 | 0 | 0 | 0 | 12 | 0
NO |  | 186 | 2015 | 65 | 31 | 31 |  | VIRGINIA BEACH | GREENWICH (27) | 115 | 115 | STEEL POLE | 1.39 | 0 | 0 | AAAC 740.8 | 0 | 0 | 0 | 0 | 0 | 0 | 0 | 0 | 0 | 0 | 0 | 0 | 0 | 0 | 0 | 0 | 0 | 0 | 0 | 0 | 0 | 0 | 0 | 12 | 0
NO |  | 186 | 2015 | 65 | 32 | 32 |  | VIRGINIA BEACH | GREENWICH (27) | 115 | 115 | STEEL POLE | 0.04 | 0 | 0 | AAAC 795 | 0 | 0 | 0 | 0 | 0 | 0 | 0 | 0 | 0 | 0 | 0 | 0 | 0 | 0 | 0 | 0 | 0 | 0 | 0 | 0 | 0 | 0 | 0 | 12 | 0
NO |  | 186 | 2015 | 65 | 33 | 33 |  | VIRGINIA BEACH | GREENWICH (27) | 115 | 115 | STEEL POLE | 0.37 | 0 | 0 | ACSR 795 | 0 | 0 | 0 | 0 | 0 | 0 | 0 | 0 | 0 | 0 | 0 | 0 | 0 | 0 | 0 | 0 | 0 | 0 | 0 | 0 | 0 | 0 | 0 | 12 | 0
NO |  | 186 | 2015 | 65 | 34 | 34 |  | VIRGINIA BEACH | GREENWICH (27) | 115 | 115 | STEEL TWR | 4.36 | 0 | 0 | AAAC 1600 | 0 | 0 | 0 | 0 | 0 | 0 | 0 | 0 | 0 | 0 | 0 | 0 | 0 | 0 | 0 | 0 | 0 | 0 | 0 | 0 | 0 | 0 | 0 | 12 | 0
NO |  | 186 | 2015 | 65 | 35 | 35 |  | VIRGINIA BEACH | GREENWICH (27) | 115 | 115 | STEEL TWR | 0.03 | 0 | 0 | AAAC 740.8 | 0 | 0 | 0 | 0 | 0 | 0 | 0 | 0 | 0 | 0 | 0 | 0 | 0 | 0 | 0 | 0 | 0 | 0 | 0 | 0 | 0 | 0 | 0 | 12 | 0
NO |  | 186 | 2015 | 66 | 1 | 1 |  | VIRGINIA BEACH | GREENWICH (27) | 115 | 115 | WOOD HFRM | 0.1 | 0 | 0 | AAAC 740.8 | 0 | 0 | 0 | 0 | 0 | 0 | 0 | 0 | 0 | 0 | 0 | 0 | 0 | 0 | 0 | 0 | 0 | 0 | 0 | 0 | 0 | 0 | 0 | 12 | 0
NO |  | 186 | 2015 | 66 | 2 | 2 |  | VIRGINIA BEACH | GREENWICH (27) | 115 | 115 | WOOD POLE | 0.06 | 0 | 0 | AAAC 1600 | 0 | 0 | 0 | 0 | 0 | 0 | 0 | 0 | 0 | 0 | 0 | 0 | 0 | 0 | 0 | 0 | 0 | 0 | 0 | 0 | 0 | 0 | 0 | 12 | 0
NO |  | 186 | 2015 | 66 | 3 | 3 |  | VIRGINIA BEACH | GREENWICH (27) | 115 | 115 | WOOD POLE | 7.73 | 0 | 0 | AAAC 740.8 | 0 | 0 | 0 | 0 | 0 | 0 | 0 | 0 | 0 | 0 | 0 | 0 | 0 | 0 | 0 | 0 | 0 | 0 | 0 | 0 | 0 | 0 | 0 | 12 | 0
NO |  | 186 | 2015 | 66 | 4 | 4 |  | BALCONY FALLS | CUSHAW (28) | 115 | 115 | STEEL HFRM | 0.21 | 0 | 1 | ACSR 40 | 0 | 0 | 0 | 0 | 0 | 0 | 0 | 0 | 0 | 0 | 0 | 0 | 0 | 0 | 0 | 0 | 0 | 0 | 0 | 0 | 0 | 0 | 0 | 12 | 0
NO |  | 186 | 2015 | 66 | 5 | 5 |  | BALCONY FALLS | CUSHAW (28) | 115 | 115 | STEEL TWR | 2.35 | 0 | 0 | ACSR 40 | 0 | 0 | 0 | 0 | 0 | 0 | 0 | 0 | 0 | 0 | 0 | 0 | 0 | 0 | 0 | 0 | 0 | 0 | 0 | 0 | 0 | 0 | 0 | 12 | 0
NO |  | 186 | 2015 | 66 | 6 | 6 |  | BALCONY FALLS | CUSHAW (28) | 115 | 115 | WOOD HFRM | 1.3 | 0 | 0 | ACSR 40 | 0 | 0 | 0 | 0 | 0 | 0 | 0 | 0 | 0 | 0 | 0 | 0 | 0 | 0 | 0 | 0 | 0 | 0 | 0 | 0 | 0 | 0 | 0 | 12 | 0
NO |  | 186 | 2015 | 66 | 7 | 7 |  | FREDERICKSBURG | POSSUM POINT (29) | 115 | 115 | STEEL HFRM | 0 | 0.11 | 1 |  | 0 | 0 | 0 | 0 | 0 | 0 | 0 | 0 | 0 | 0 | 0 | 0 | 0 | 0 | 0 | 0 | 0 | 0 | 0 | 0 | 0 | 0 | 0 | 12 | 0
NO |  | 186 | 2015 | 66 | 8 | 8 |  | FREDERICKSBURG | POSSUM POINT (29) | 115 | 115 | STEEL HFRM | 0.35 | 0 | 0 | ACAR 721 | 0 | 0 | 0 | 0 | 0 | 0 | 0 | 0 | 0 | 0 | 0 | 0 | 0 | 0 | 0 | 0 | 0 | 0 | 0 | 0 | 0 | 0 | 0 | 12 | 0
NO |  | 186 | 2015 | 66 | 9 | 9 |  | FREDERICKSBURG | POSSUM POINT (29) | 115 | 115 | STEEL HFRM | 0.21 | 0 | 0 | ACSR 795 | 0 | 0 | 0 | 0 | 0 | 0 | 0 | 0 | 0 | 0 | 0 | 0 | 0 | 0 | 0 | 0 | 0 | 0 | 0 | 0 | 0 | 0 | 0 | 12 | 0
NO |  | 186 | 2015 | 66 | 10 | 10 |  | FREDERICKSBURG | POSSUM POINT (29) | 115 | 115 | STEEL POLE | 0.07 | 0 | 0 | ACAR 721 | 0 | 0 | 0 | 0 | 0 | 0 | 0 | 0 | 0 | 0 | 0 | 0 | 0 | 0 | 0 | 0 | 0 | 0 | 0 | 0 | 0 | 0 | 0 | 12 | 0
NO |  | 186 | 2015 | 66 | 11 | 11 |  | FREDERICKSBURG | POSSUM POINT (29) | 115 | 115 | STEEL TWR | 0.08 | 0 | 0 | CU #2 | 0 | 0 | 0 | 0 | 0 | 0 | 0 | 0 | 0 | 0 | 0 | 0 | 0 | 0 | 0 | 0 | 0 | 0 | 0 | 0 | 0 | 0 | 0 | 12 | 0
NO |  | 186 | 2015 | 66 | 12 | 12 |  | FREDERICKSBURG | POSSUM POINT (29) | 115 | 115 | STEEL TWR | 0.03 | 0 | 0 | ACAR 1109 | 0 | 0 | 0 | 0 | 0 | 0 | 0 | 0 | 0 | 0 | 0 | 0 | 0 | 0 | 0 | 0 | 0 | 0 | 0 | 0 | 0 | 0 | 0 | 12 | 0
NO |  | 186 | 2015 | 66 | 13 | 13 |  | FREDERICKSBURG | POSSUM POINT (29) | 115 | 115 | STEEL TWR | 11.3 | 0 | 0 | ACAR 721 | 0 | 0 | 0 | 0 | 0 | 0 | 0 | 0 | 0 | 0 | 0 | 0 | 0 | 0 | 0 | 0 | 0 | 0 | 0 | 0 | 0 | 0 | 0 | 12 | 0
NO |  | 186 | 2015 | 66 | 14 | 14 |  | FREDERICKSBURG | POSSUM POINT (29) | 115 | 115 | WOOD HFRM | 1.54 | 0 | 0 | CU #2 | 0 | 0 | 0 | 0 | 0 | 0 | 0 | 0 | 0 | 0 | 0 | 0 | 0 | 0 | 0 | 0 | 0 | 0 | 0 | 0 | 0 | 0 | 0 | 12 | 0
NO |  | 186 | 2015 | 66 | 15 | 15 |  | FREDERICKSBURG | POSSUM POINT (29) | 115 | 115 | WOOD HFRM | 1.32 | 0 | 0 | ACAR 721 | 0 | 0 | 0 | 0 | 0 | 0 | 0 | 0 | 0 | 0 | 0 | 0 | 0 | 0 | 0 | 0 | 0 | 0 | 0 | 0 | 0 | 0 | 0 | 12 | 0
NO |  | 186 | 2015 | 66 | 16 | 16 |  | FREDERICKSBURG | POSSUM POINT (29) | 115 | 115 | WOOD HFRM | 9.93 | 0 | 0 | ACSR 795 | 0 | 0 | 0 | 0 | 0 | 0 | 0 | 0 | 0 | 0 | 0 | 0 | 0 | 0 | 0 | 0 | 0 | 0 | 0 | 0 | 0 | 0 | 0 | 12 | 0
NO |  | 186 | 2015 | 66 | 17 | 17 |  | FREDERICKSBURG | POSSUM POINT (29) | 115 | 115 | WOOD POLE | 0.09 | 0 | 0 | CU #2 | 0 | 0 | 0 | 0 | 0 | 0 | 0 | 0 | 0 | 0 | 0 | 0 | 0 | 0 | 0 | 0 | 0 | 0 | 0 | 0 | 0 | 0 | 0 | 12 | 0
NO |  | 186 | 2015 | 66 | 18 | 18 |  | FREDERICKSBURG | POSSUM POINT (29) | 115 | 115 | WOOD POLE | 0.06 | 0 | 0 | ACAR 1109 | 0 | 0 | 0 | 0 | 0 | 0 | 0 | 0 | 0 | 0 | 0 | 0 | 0 | 0 | 0 | 0 | 0 | 0 | 0 | 0 | 0 | 0 | 0 | 12 | 0
NO |  | 186 | 2015 | 66 | 19 | 19 |  | FREDERICKSBURG | POSSUM POINT (29) | 115 | 115 | WOOD POLE | 0.17 | 0 | 0 | ACAR 721 | 0 | 0 | 0 | 0 | 0 | 0 | 0 | 0 | 0 | 0 | 0 | 0 | 0 | 0 | 0 | 0 | 0 | 0 | 0 | 0 | 0 | 0 | 0 | 12 | 0
NO |  | 186 | 2015 | 66 | 20 | 20 |  | FREDERICKSBURG | POSSUM POINT (29) | 115 | 115 | WOOD POLE | 0.81 | 0 | 0 | ACSR 795 | 0 | 0 | 0 | 0 | 0 | 0 | 0 | 0 | 0 | 0 | 0 | 0 | 0 | 0 | 0 | 0 | 0 | 0 | 0 | 0 | 0 | 0 | 0 | 12 | 0
NO |  | 186 | 2015 | 66 | 21 | 21 |  | NORTHEAST | CARVER (3) | 115 | 115 | STEEL HFRM | 0.06 | 0 | 1 | ACAR 721 | 0 | 0 | 0 | 0 | 0 | 0 | 0 | 0 | 0 | 0 | 0 | 0 | 0 | 0 | 0 | 0 | 0 | 0 | 0 | 0 | 0 | 0 | 0 | 12 | 0
NO |  | 186 | 2015 | 66 | 22 | 22 |  | NORTHEAST | CARVER (3) | 115 | 115 | STEEL TWR | 1.32 | 0 | 0 | ACSR 636 | 0 | 0 | 0 | 0 | 0 | 0 | 0 | 0 | 0 | 0 | 0 | 0 | 0 | 0 | 0 | 0 | 0 | 0 | 0 | 0 | 0 | 0 | 0 | 12 | 0
NO |  | 186 | 2015 | 66 | 23 | 23 |  | NORTHEAST | CARVER (3) | 115 | 115 | STEEL TWR | 4.63 | 0 | 0 | ACAR 721 | 0 | 0 | 0 | 0 | 0 | 0 | 0 | 0 | 0 | 0 | 0 | 0 | 0 | 0 | 0 | 0 | 0 | 0 | 0 | 0 | 0 | 0 | 0 | 12 | 0
NO |  | 186 | 2015 | 66 | 24 | 24 |  | ALTAVISTA | SKIMMER (30) | 115 | 115 | CONC HFRM | 0 | 0.35 | 1 | ACSR 636 | 0 | 0 | 0 | 0 | 0 | 0 | 0 | 0 | 0 | 0 | 0 | 0 | 0 | 0 | 0 | 0 | 0 | 0 | 0 | 0 | 0 | 0 | 0 | 12 | 0
NO |  | 186 | 2015 | 66 | 25 | 25 |  | ALTAVISTA | SKIMMER (30) | 115 | 115 | STEEL HFRM | 0 | 7.4 | 0 | ACSR 636 | 0 | 0 | 0 | 0 | 0 | 0 | 0 | 0 | 0 | 0 | 0 | 0 | 0 | 0 | 0 | 0 | 0 | 0 | 0 | 0 | 0 | 0 | 0 | 12 | 0
NO |  | 186 | 2015 | 66 | 26 | 26 |  | ALTAVISTA | SKIMMER (30) | 115 | 115 | STEEL POLE | 0 | 20.73 | 0 | ACSR 636 | 0 | 0 | 0 | 0 | 0 | 0 | 0 | 0 | 0 | 0 | 0 | 0 | 0 | 0 | 0 | 0 | 0 | 0 | 0 | 0 | 0 | 0 | 0 | 12 | 0
NO |  | 186 | 2015 | 66 | 27 | 27 |  | ALTAVISTA | SKIMMER (30) | 115 | 115 | STEEL TWR | 0 | 0.04 | 0 | ACSR 636 | 0 | 0 | 0 | 0 | 0 | 0 | 0 | 0 | 0 | 0 | 0 | 0 | 0 | 0 | 0 | 0 | 0 | 0 | 0 | 0 | 0 | 0 | 0 | 12 | 0
NO |  | 186 | 2015 | 66 | 28 | 28 |  | ALTAVISTA | HALIFAX (31) | 115 | 230 | CONC HFRM | 0.24 | 0 | 1 | ACAR 545.6 | 0 | 0 | 0 | 0 | 0 | 0 | 0 | 0 | 0 | 0 | 0 | 0 | 0 | 0 | 0 | 0 | 0 | 0 | 0 | 0 | 0 | 0 | 0 | 12 | 0
NO |  | 186 | 2015 | 66 | 29 | 29 |  | ALTAVISTA | HALIFAX (31) | 115 | 230 | STEEL HFRM | 0.39 | 0 | 0 | ACAR 396.3 | 0 | 0 | 0 | 0 | 0 | 0 | 0 | 0 | 0 | 0 | 0 | 0 | 0 | 0 | 0 | 0 | 0 | 0 | 0 | 0 | 0 | 0 | 0 | 12 | 0
NO |  | 186 | 2015 | 66 | 30 | 30 |  | ALTAVISTA | HALIFAX (31) | 115 | 230 | STEEL HFRM | 7.55 | 0 | 0 | ACAR 545.6 | 0 | 0 | 0 | 0 | 0 | 0 | 0 | 0 | 0 | 0 | 0 | 0 | 0 | 0 | 0 | 0 | 0 | 0 | 0 | 0 | 0 | 0 | 0 | 12 | 0
NO |  | 186 | 2015 | 66 | 31 | 31 |  | ALTAVISTA | HALIFAX (31) | 115 | 230 | STEEL POLE | 0.04 | 0 | 0 | AAC 1590 | 0 | 0 | 0 | 0 | 0 | 0 | 0 | 0 | 0 | 0 | 0 | 0 | 0 | 0 | 0 | 0 | 0 | 0 | 0 | 0 | 0 | 0 | 0 | 12 | 0
NO |  | 186 | 2015 | 66 | 32 | 32 |  | ALTAVISTA | HALIFAX (31) | 115 | 230 | STEEL POLE | 1.28 | 0 | 0 | ACAR 545.6 | 0 | 0 | 0 | 0 | 0 | 0 | 0 | 0 | 0 | 0 | 0 | 0 | 0 | 0 | 0 | 0 | 0 | 0 | 0 | 0 | 0 | 0 | 0 | 12 | 0
NO |  | 186 | 2015 | 66 | 33 | 33 |  | ALTAVISTA | HALIFAX (31) | 115 | 230 | STEEL TWR | 0.02 | 0 | 0 | AAC 1590 | 0 | 0 | 0 | 0 | 0 | 0 | 0 | 0 | 0 | 0 | 0 | 0 | 0 | 0 | 0 | 0 | 0 | 0 | 0 | 0 | 0 | 0 | 0 | 12 | 0
NO |  | 186 | 2015 | 66 | 34 | 34 |  | ALTAVISTA | HALIFAX (31) | 115 | 230 | STEEL TWR | 0.05 | 0 | 0 | ACAR 396.3 | 0 | 0 | 0 | 0 | 0 | 0 | 0 | 0 | 0 | 0 | 0 | 0 | 0 | 0 | 0 | 0 | 0 | 0 | 0 | 0 | 0 | 0 | 0 | 12 | 0
NO |  | 186 | 2015 | 66 | 35 | 35 |  | ALTAVISTA | HALIFAX (31) | 115 | 230 | STEEL TWR | 0 | 0 | 0 | ACSR 40 | 0 | 0 | 0 | 0 | 0 | 0 | 0 | 0 | 0 | 0 | 0 | 0 | 0 | 0 | 0 | 0 | 0 | 0 | 0 | 0 | 0 | 0 | 0 | 12 | 0
NO |  | 186 | 2015 | 67 | 1 | 1 |  | ALTAVISTA | HALIFAX (31) | 115 | 230 | WOOD HFRM | 6.41 | 0 | 0 | ACAR 396.3 | 0 | 0 | 0 | 0 | 0 | 0 | 0 | 0 | 0 | 0 | 0 | 0 | 0 | 0 | 0 | 0 | 0 | 0 | 0 | 0 | 0 | 0 | 0 | 12 | 0
NO |  | 186 | 2015 | 67 | 2 | 2 |  | ALTAVISTA | HALIFAX (31) | 115 | 230 | WOOD HFRM | 0.47 | 0 | 0 | ACSR 40 | 0 | 0 | 0 | 0 | 0 | 0 | 0 | 0 | 0 | 0 | 0 | 0 | 0 | 0 | 0 | 0 | 0 | 0 | 0 | 0 | 0 | 0 | 0 | 12 | 0
NO |  | 186 | 2015 | 67 | 3 | 3 |  | ALTAVISTA | HALIFAX (31) | 115 | 230 | WOOD HFRM | 24.19 | 0 | 0 | ACAR 545.6 | 0 | 0 | 0 | 0 | 0 | 0 | 0 | 0 | 0 | 0 | 0 | 0 | 0 | 0 | 0 | 0 | 0 | 0 | 0 | 0 | 0 | 0 | 0 | 12 | 0
NO |  | 186 | 2015 | 67 | 4 | 4 |  | ALTAVISTA | HALIFAX (31) | 115 | 230 | WOOD POLE | 1.36 | 0 | 0 | ACAR 396.3 | 0 | 0 | 0 | 0 | 0 | 0 | 0 | 0 | 0 | 0 | 0 | 0 | 0 | 0 | 0 | 0 | 0 | 0 | 0 | 0 | 0 | 0 | 0 | 12 | 0
NO |  | 186 | 2015 | 67 | 5 | 5 |  | ALTAVISTA | HALIFAX (31) | 115 | 230 | WOOD POLE | 1.99 | 0 | 0 | ACSR 40 | 0 | 0 | 0 | 0 | 0 | 0 | 0 | 0 | 0 | 0 | 0 | 0 | 0 | 0 | 0 | 0 | 0 | 0 | 0 | 0 | 0 | 0 | 0 | 12 | 0
NO |  | 186 | 2015 | 67 | 6 | 6 |  | ALTAVISTA | HALIFAX (31) | 115 | 230 | WOOD POLE | 2.4 | 0 | 0 | ACAR 545.6 | 0 | 0 | 0 | 0 | 0 | 0 | 0 | 0 | 0 | 0 | 0 | 0 | 0 | 0 | 0 | 0 | 0 | 0 | 0 | 0 | 0 | 0 | 0 | 12 | 0
NO |  | 186 | 2015 | 67 | 7 | 7 |  | HALIFAX | REEDY CREEK (32) | 115 | 115 | CONC HFRM | 0.08 | 0 | 1 | ACSR 40 | 0 | 0 | 0 | 0 | 0 | 0 | 0 | 0 | 0 | 0 | 0 | 0 | 0 | 0 | 0 | 0 | 0 | 0 | 0 | 0 | 0 | 0 | 0 | 12 | 0
NO |  | 186 | 2015 | 67 | 8 | 8 |  | HALIFAX | REEDY CREEK (32) | 115 | 115 | CONC POLE | 0.06 | 0 | 0 | ACSR 40 | 0 | 0 | 0 | 0 | 0 | 0 | 0 | 0 | 0 | 0 | 0 | 0 | 0 | 0 | 0 | 0 | 0 | 0 | 0 | 0 | 0 | 0 | 0 | 12 | 0
NO |  | 186 | 2015 | 67 | 9 | 9 |  | HALIFAX | REEDY CREEK (32) | 115 | 115 | STEEL HFRM | 0.06 | 0 | 0 | ACSR 336.4 | 0 | 0 | 0 | 0 | 0 | 0 | 0 | 0 | 0 | 0 | 0 | 0 | 0 | 0 | 0 | 0 | 0 | 0 | 0 | 0 | 0 | 0 | 0 | 12 | 0
NO |  | 186 | 2015 | 67 | 10 | 10 |  | HALIFAX | REEDY CREEK (32) | 115 | 115 | STEEL HFRM | 0.43 | 0 | 0 | ACSR 40 | 0 | 0 | 0 | 0 | 0 | 0 | 0 | 0 | 0 | 0 | 0 | 0 | 0 | 0 | 0 | 0 | 0 | 0 | 0 | 0 | 0 | 0 | 0 | 12 | 0
NO |  | 186 | 2015 | 67 | 11 | 11 |  | HALIFAX | REEDY CREEK (32) | 115 | 115 | STEEL HFRM | 0.39 | 0 | 0 | ACSR 636 | 0 | 0 | 0 | 0 | 0 | 0 | 0 | 0 | 0 | 0 | 0 | 0 | 0 | 0 | 0 | 0 | 0 | 0 | 0 | 0 | 0 | 0 | 0 | 12 | 0
NO |  | 186 | 2015 | 67 | 12 | 12 |  | HALIFAX | REEDY CREEK (32) | 115 | 115 | STEEL POLE | 0.29 | 0 | 0 | ACSR 336.4 | 0 | 0 | 0 | 0 | 0 | 0 | 0 | 0 | 0 | 0 | 0 | 0 | 0 | 0 | 0 | 0 | 0 | 0 | 0 | 0 | 0 | 0 | 0 | 12 | 0
NO |  | 186 | 2015 | 67 | 13 | 13 |  | HALIFAX | REEDY CREEK (32) | 115 | 115 | STEEL POLE | 0.06 | 0 | 0 | ACAR 396.3 | 0 | 0 | 0 | 0 | 0 | 0 | 0 | 0 | 0 | 0 | 0 | 0 | 0 | 0 | 0 | 0 | 0 | 0 | 0 | 0 | 0 | 0 | 0 | 12 | 0
NO |  | 186 | 2015 | 67 | 14 | 14 |  | HALIFAX | REEDY CREEK (32) | 115 | 115 | STEEL POLE | 0.74 | 0 | 0 | ACSR 40 | 0 | 0 | 0 | 0 | 0 | 0 | 0 | 0 | 0 | 0 | 0 | 0 | 0 | 0 | 0 | 0 | 0 | 0 | 0 | 0 | 0 | 0 | 0 | 12 | 0
NO |  | 186 | 2015 | 67 | 15 | 15 |  | HALIFAX | REEDY CREEK (32) | 115 | 115 | STEEL POLE | 5.95 | 0 | 0 | ACSR 636 | 0 | 0 | 0 | 0 | 0 | 0 | 0 | 0 | 0 | 0 | 0 | 0 | 0 | 0 | 0 | 0 | 0 | 0 | 0 | 0 | 0 | 0 | 0 | 12 | 0
NO |  | 186 | 2015 | 67 | 16 | 16 |  | HALIFAX | REEDY CREEK (32) | 115 | 115 | STEEL TWR | 0 | 0 | 0 | ACSR 636 | 0 | 0 | 0 | 0 | 0 | 0 | 0 | 0 | 0 | 0 | 0 | 0 | 0 | 0 | 0 | 0 | 0 | 0 | 0 | 0 | 0 | 0 | 0 | 12 | 0
NO |  | 186 | 2015 | 67 | 17 | 17 |  | HALIFAX | REEDY CREEK (32) | 115 | 115 | WOOD POLE | 1.94 | 0 | 0 | AAAC 246.9 | 0 | 0 | 0 | 0 | 0 | 0 | 0 | 0 | 0 | 0 | 0 | 0 | 0 | 0 | 0 | 0 | 0 | 0 | 0 | 0 | 0 | 0 | 0 | 12 | 0
NO |  | 186 | 2015 | 67 | 18 | 18 |  | HALIFAX | REEDY CREEK (32) | 115 | 115 | WOOD POLE | 0.05 | 0 | 0 | ACAR 396.3 | 0 | 0 | 0 | 0 | 0 | 0 | 0 | 0 | 0 | 0 | 0 | 0 | 0 | 0 | 0 | 0 | 0 | 0 | 0 | 0 | 0 | 0 | 0 | 12 | 0
NO |  | 186 | 2015 | 67 | 19 | 19 |  | HALIFAX | REEDY CREEK (32) | 115 | 115 | WOOD POLE | 0.89 | 0 | 0 | ACSR 40 | 0 | 0 | 0 | 0 | 0 | 0 | 0 | 0 | 0 | 0 | 0 | 0 | 0 | 0 | 0 | 0 | 0 | 0 | 0 | 0 | 0 | 0 | 0 | 12 | 0
NO |  | 186 | 2015 | 67 | 20 | 20 |  | HALIFAX | CHASE CITY (33) | 115 | 115 | STEEL HFRM | 0 | 0.21 | 1 | ACSR 1033.5 | 0 | 0 | 0 | 0 | 0 | 0 | 0 | 0 | 0 | 0 | 0 | 0 | 0 | 0 | 0 | 0 | 0 | 0 | 0 | 0 | 0 | 0 | 0 | 12 | 0
NO |  | 186 | 2015 | 67 | 21 | 21 |  | HALIFAX | CHASE CITY (33) | 115 | 115 | STEEL HFRM | 23.34 | 0 | 0 | ACSR 1033.5 | 0 | 0 | 0 | 0 | 0 | 0 | 0 | 0 | 0 | 0 | 0 | 0 | 0 | 0 | 0 | 0 | 0 | 0 | 0 | 0 | 0 | 0 | 0 | 12 | 0
NO |  | 186 | 2015 | 67 | 22 | 22 |  | HALIFAX | CHASE CITY (33) | 115 | 115 | STEEL HFRM | 0.62 | 0 | 0 | AAAC 246.9 | 0 | 0 | 0 | 0 | 0 | 0 | 0 | 0 | 0 | 0 | 0 | 0 | 0 | 0 | 0 | 0 | 0 | 0 | 0 | 0 | 0 | 0 | 0 | 12 | 0
NO |  | 186 | 2015 | 67 | 23 | 23 |  | HALIFAX | CHASE CITY (33) | 115 | 115 | STEEL POLE | 0 | 0.16 | 0 | ACSR 1033.5 | 0 | 0 | 0 | 0 | 0 | 0 | 0 | 0 | 0 | 0 | 0 | 0 | 0 | 0 | 0 | 0 | 0 | 0 | 0 | 0 | 0 | 0 | 0 | 12 | 0
NO |  | 186 | 2015 | 67 | 24 | 24 |  | HALIFAX | CHASE CITY (33) | 115 | 115 | STEEL POLE | 2.2 | 0 | 0 | ACSR 1033.5 | 0 | 0 | 0 | 0 | 0 | 0 | 0 | 0 | 0 | 0 | 0 | 0 | 0 | 0 | 0 | 0 | 0 | 0 | 0 | 0 | 0 | 0 | 0 | 12 | 0
NO |  | 186 | 2015 | 67 | 25 | 25 |  | HALIFAX | CHASE CITY (33) | 115 | 115 | STEEL TWR | 0.13 | 0 | 0 | AAAC 246.9 | 0 | 0 | 0 | 0 | 0 | 0 | 0 | 0 | 0 | 0 | 0 | 0 | 0 | 0 | 0 | 0 | 0 | 0 | 0 | 0 | 0 | 0 | 0 | 12 | 0
NO |  | 186 | 2015 | 67 | 26 | 26 |  | HALIFAX | CHASE CITY (33) | 115 | 115 | WOOD HFRM | 4.81 | 0 | 0 | AAAC 246.9 | 0 | 0 | 0 | 0 | 0 | 0 | 0 | 0 | 0 | 0 | 0 | 0 | 0 | 0 | 0 | 0 | 0 | 0 | 0 | 0 | 0 | 0 | 0 | 12 | 0
NO |  | 186 | 2015 | 67 | 27 | 27 |  | HALIFAX | CHASE CITY (33) | 115 | 115 | WOOD POLE | 0.07 | 0 | 0 | ACSR 1033.5 | 0 | 0 | 0 | 0 | 0 | 0 | 0 | 0 | 0 | 0 | 0 | 0 | 0 | 0 | 0 | 0 | 0 | 0 | 0 | 0 | 0 | 0 | 0 | 12 | 0
NO |  | 186 | 2015 | 67 | 28 | 28 |  | HALIFAX | CHASE CITY (33) | 115 | 115 | WOOD POLE | 0.3 | 0 | 0 | AAAC 246.9 | 0 | 0 | 0 | 0 | 0 | 0 | 0 | 0 | 0 | 0 | 0 | 0 | 0 | 0 | 0 | 0 | 0 | 0 | 0 | 0 | 0 | 0 | 0 | 12 | 0
NO |  | 186 | 2015 | 67 | 29 | 29 |  | LANEXA | YORKTOWN (34) | 115 | 115 | CONC POLE | 0.1 | 0 | 1 | ACAR 721 | 0 | 0 | 0 | 0 | 0 | 0 | 0 | 0 | 0 | 0 | 0 | 0 | 0 | 0 | 0 | 0 | 0 | 0 | 0 | 0 | 0 | 0 | 0 | 12 | 0
NO |  | 186 | 2015 | 67 | 30 | 30 |  | LANEXA | YORKTOWN (34) | 115 | 115 | STEEL HFRM | 0.15 | 0 | 0 | ACSR 30 | 0 | 0 | 0 | 0 | 0 | 0 | 0 | 0 | 0 | 0 | 0 | 0 | 0 | 0 | 0 | 0 | 0 | 0 | 0 | 0 | 0 | 0 | 0 | 12 | 0
NO |  | 186 | 2015 | 67 | 31 | 31 |  | LANEXA | YORKTOWN (34) | 115 | 115 | STEEL HFRM | 0.39 | 0 | 0 | CU 40 | 0 | 0 | 0 | 0 | 0 | 0 | 0 | 0 | 0 | 0 | 0 | 0 | 0 | 0 | 0 | 0 | 0 | 0 | 0 | 0 | 0 | 0 | 0 | 12 | 0
NO |  | 186 | 2015 | 67 | 32 | 32 |  | LANEXA | YORKTOWN (34) | 115 | 115 | STEEL HFRM | 1.34 | 0 | 0 | ACSR 477 | 0 | 0 | 0 | 0 | 0 | 0 | 0 | 0 | 0 | 0 | 0 | 0 | 0 | 0 | 0 | 0 | 0 | 0 | 0 | 0 | 0 | 0 | 0 | 12 | 0
NO |  | 186 | 2015 | 67 | 33 | 33 |  | LANEXA | YORKTOWN (34) | 115 | 115 | STEEL HFRM | 2.31 | 0 | 0 | ACSR 636 | 0 | 0 | 0 | 0 | 0 | 0 | 0 | 0 | 0 | 0 | 0 | 0 | 0 | 0 | 0 | 0 | 0 | 0 | 0 | 0 | 0 | 0 | 0 | 12 | 0
NO |  | 186 | 2015 | 67 | 34 | 34 |  | LANEXA | YORKTOWN (34) | 115 | 115 | STEEL POLE | 0.39 | 0 | 0 | ACSR 477 | 0 | 0 | 0 | 0 | 0 | 0 | 0 | 0 | 0 | 0 | 0 | 0 | 0 | 0 | 0 | 0 | 0 | 0 | 0 | 0 | 0 | 0 | 0 | 12 | 0
NO |  | 186 | 2015 | 67 | 35 | 35 |  | LANEXA | YORKTOWN (34) | 115 | 115 | STEEL POLE | 0.09 | 0 | 0 | ACSR 636 | 0 | 0 | 0 | 0 | 0 | 0 | 0 | 0 | 0 | 0 | 0 | 0 | 0 | 0 | 0 | 0 | 0 | 0 | 0 | 0 | 0 | 0 | 0 | 12 | 0
NO |  | 186 | 2015 | 68 | 1 | 1 |  | LANEXA | YORKTOWN (34) | 115 | 115 | STEEL POLE | 12.45 | 0 | 0 | ACAR 721 | 0 | 0 | 0 | 0 | 0 | 0 | 0 | 0 | 0 | 0 | 0 | 0 | 0 | 0 | 0 | 0 | 0 | 0 | 0 | 0 | 0 | 0 | 0 | 12 | 0
NO |  | 186 | 2015 | 68 | 2 | 2 |  | LANEXA | YORKTOWN (34) | 115 | 115 | STEEL TWR | 0.02 | 0 | 0 | ACSR 30 | 0 | 0 | 0 | 0 | 0 | 0 | 0 | 0 | 0 | 0 | 0 | 0 | 0 | 0 | 0 | 0 | 0 | 0 | 0 | 0 | 0 | 0 | 0 | 12 | 0
NO |  | 186 | 2015 | 68 | 3 | 3 |  | LANEXA | YORKTOWN (34) | 115 | 115 | STEEL TWR | 0.69 | 0 | 0 | ACSR 477 | 0 | 0 | 0 | 0 | 0 | 0 | 0 | 0 | 0 | 0 | 0 | 0 | 0 | 0 | 0 | 0 | 0 | 0 | 0 | 0 | 0 | 0 | 0 | 12 | 0
NO |  | 186 | 2015 | 68 | 4 | 4 |  | LANEXA | YORKTOWN (34) | 115 | 115 | STEEL TWR | 0.11 | 0 | 0 | ACAR 545.6 | 0 | 0 | 0 | 0 | 0 | 0 | 0 | 0 | 0 | 0 | 0 | 0 | 0 | 0 | 0 | 0 | 0 | 0 | 0 | 0 | 0 | 0 | 0 | 12 | 0
NO |  | 186 | 2015 | 68 | 5 | 5 |  | LANEXA | YORKTOWN (34) | 115 | 115 | STEEL TWR | 9.45 | 0 | 0 | ACAR 721 | 0 | 0 | 0 | 0 | 0 | 0 | 0 | 0 | 0 | 0 | 0 | 0 | 0 | 0 | 0 | 0 | 0 | 0 | 0 | 0 | 0 | 0 | 0 | 12 | 0
NO |  | 186 | 2015 | 68 | 6 | 6 |  | LANEXA | YORKTOWN (34) | 115 | 115 | WOOD HFRM | 1.3 | 0 | 0 | ACSR 30 | 0 | 0 | 0 | 0 | 0 | 0 | 0 | 0 | 0 | 0 | 0 | 0 | 0 | 0 | 0 | 0 | 0 | 0 | 0 | 0 | 0 | 0 | 0 | 12 | 0
NO |  | 186 | 2015 | 68 | 7 | 7 |  | LANEXA | YORKTOWN (34) | 115 | 115 | WOOD HFRM | 4.35 | 0 | 0 | CU 40 | 0 | 0 | 0 | 0 | 0 | 0 | 0 | 0 | 0 | 0 | 0 | 0 | 0 | 0 | 0 | 0 | 0 | 0 | 0 | 0 | 0 | 0 | 0 | 12 | 0
NO |  | 186 | 2015 | 68 | 8 | 8 |  | LANEXA | YORKTOWN (34) | 115 | 115 | WOOD HFRM | 3.12 | 0 | 0 | ACSR 477 | 0 | 0 | 0 | 0 | 0 | 0 | 0 | 0 | 0 | 0 | 0 | 0 | 0 | 0 | 0 | 0 | 0 | 0 | 0 | 0 | 0 | 0 | 0 | 12 | 0
NO |  | 186 | 2015 | 68 | 9 | 9 |  | LANEXA | YORKTOWN (34) | 115 | 115 | WOOD HFRM | 0.16 | 0 | 0 | ACAR 545.6 | 0 | 0 | 0 | 0 | 0 | 0 | 0 | 0 | 0 | 0 | 0 | 0 | 0 | 0 | 0 | 0 | 0 | 0 | 0 | 0 | 0 | 0 | 0 | 12 | 0
NO |  | 186 | 2015 | 68 | 10 | 10 |  | LANEXA | YORKTOWN (34) | 115 | 115 | WOOD HFRM | 2.14 | 0 | 0 | ACSR 636 | 0 | 0 | 0 | 0 | 0 | 0 | 0 | 0 | 0 | 0 | 0 | 0 | 0 | 0 | 0 | 0 | 0 | 0 | 0 | 0 | 0 | 0 | 0 | 12 | 0
NO |  | 186 | 2015 | 68 | 11 | 11 |  | LANEXA | YORKTOWN (34) | 115 | 115 | WOOD POLE | 0.91 | 0 | 0 | AAAC 246.9 | 0 | 0 | 0 | 0 | 0 | 0 | 0 | 0 | 0 | 0 | 0 | 0 | 0 | 0 | 0 | 0 | 0 | 0 | 0 | 0 | 0 | 0 | 0 | 12 | 0
NO |  | 186 | 2015 | 68 | 12 | 12 |  | LANEXA | YORKTOWN (34) | 115 | 115 | WOOD POLE | 0.23 | 0 | 0 | ACSR 30 | 0 | 0 | 0 | 0 | 0 | 0 | 0 | 0 | 0 | 0 | 0 | 0 | 0 | 0 | 0 | 0 | 0 | 0 | 0 | 0 | 0 | 0 | 0 | 12 | 0
NO |  | 186 | 2015 | 68 | 13 | 13 |  | LANEXA | YORKTOWN (34) | 115 | 115 | WOOD POLE | 0.3 | 0 | 0 | CU 40 | 0 | 0 | 0 | 0 | 0 | 0 | 0 | 0 | 0 | 0 | 0 | 0 | 0 | 0 | 0 | 0 | 0 | 0 | 0 | 0 | 0 | 0 | 0 | 12 | 0
NO |  | 186 | 2015 | 68 | 14 | 14 |  | LANEXA | YORKTOWN (34) | 115 | 115 | WOOD POLE | 0.36 | 0 | 0 | ACSR 477 | 0 | 0 | 0 | 0 | 0 | 0 | 0 | 0 | 0 | 0 | 0 | 0 | 0 | 0 | 0 | 0 | 0 | 0 | 0 | 0 | 0 | 0 | 0 | 12 | 0
NO |  | 186 | 2015 | 68 | 15 | 15 |  | LANEXA | YORKTOWN (34) | 115 | 115 | WOOD POLE | 0.17 | 0 | 0 | ACAR 545.6 | 0 | 0 | 0 | 0 | 0 | 0 | 0 | 0 | 0 | 0 | 0 | 0 | 0 | 0 | 0 | 0 | 0 | 0 | 0 | 0 | 0 | 0 | 0 | 12 | 0
NO |  | 186 | 2015 | 68 | 16 | 16 |  | LANEXA | YORKTOWN (34) | 115 | 115 | WOOD POLE | 0.14 | 0 | 0 | ACSR 636 | 0 | 0 | 0 | 0 | 0 | 0 | 0 | 0 | 0 | 0 | 0 | 0 | 0 | 0 | 0 | 0 | 0 | 0 | 0 | 0 | 0 | 0 | 0 | 12 | 0
NO |  | 186 | 2015 | 68 | 17 | 17 |  | LANEXA | YORKTOWN (34) | 115 | 115 | WOOD POLE | 0.18 | 0 | 0 | ACAR 721 | 0 | 0 | 0 | 0 | 0 | 0 | 0 | 0 | 0 | 0 | 0 | 0 | 0 | 0 | 0 | 0 | 0 | 0 | 0 | 0 | 0 | 0 | 0 | 12 | 0
NO |  | 186 | 2015 | 68 | 18 | 18 |  | CHASE CITY | BUGGS ISLAND (36) | 115 | 115 | CONC POLE | 0.03 | 0 | 1 | ACSR 636 | 0 | 0 | 0 | 0 | 0 | 0 | 0 | 0 | 0 | 0 | 0 | 0 | 0 | 0 | 0 | 0 | 0 | 0 | 0 | 0 | 0 | 0 | 0 | 12 | 0
NO |  | 186 | 2015 | 68 | 19 | 19 |  | CHASE CITY | BUGGS ISLAND (36) | 115 | 115 | STEEL HFRM | 0 | 0.24 | 0 | ACSR 636 | 0 | 0 | 0 | 0 | 0 | 0 | 0 | 0 | 0 | 0 | 0 | 0 | 0 | 0 | 0 | 0 | 0 | 0 | 0 | 0 | 0 | 0 | 0 | 12 | 0
NO |  | 186 | 2015 | 68 | 20 | 20 |  | CHASE CITY | BUGGS ISLAND (36) | 115 | 115 | STEEL HFRM | 0.08 | 0 | 0 | ACSS 477 | 0 | 0 | 0 | 0 | 0 | 0 | 0 | 0 | 0 | 0 | 0 | 0 | 0 | 0 | 0 | 0 | 0 | 0 | 0 | 0 | 0 | 0 | 0 | 12 | 0
NO |  | 186 | 2015 | 68 | 21 | 21 |  | CHASE CITY | BUGGS ISLAND (36) | 115 | 115 | STEEL HFRM | 0.47 | 0 | 0 | ACSR 636 | 0 | 0 | 0 | 0 | 0 | 0 | 0 | 0 | 0 | 0 | 0 | 0 | 0 | 0 | 0 | 0 | 0 | 0 | 0 | 0 | 0 | 0 | 0 | 12 | 0
NO |  | 186 | 2015 | 68 | 22 | 22 |  | CHASE CITY | BUGGS ISLAND (36) | 115 | 115 | STEEL POLE | 0 | 2.39 | 0 | ACSR 636 | 0 | 0 | 0 | 0 | 0 | 0 | 0 | 0 | 0 | 0 | 0 | 0 | 0 | 0 | 0 | 0 | 0 | 0 | 0 | 0 | 0 | 0 | 0 | 12 | 0
NO |  | 186 | 2015 | 68 | 23 | 23 |  | CHASE CITY | BUGGS ISLAND (36) | 115 | 115 | STEEL POLE | 16.81 | 0 | 0 | ACSR 636 | 0 | 0 | 0 | 0 | 0 | 0 | 0 | 0 | 0 | 0 | 0 | 0 | 0 | 0 | 0 | 0 | 0 | 0 | 0 | 0 | 0 | 0 | 0 | 12 | 0
NO |  | 186 | 2015 | 68 | 24 | 24 |  | CHASE CITY | BUGGS ISLAND (36) | 115 | 115 | STEEL TWR | 0.89 | 0 | 0 | ACSS 477 | 0 | 0 | 0 | 0 | 0 | 0 | 0 | 0 | 0 | 0 | 0 | 0 | 0 | 0 | 0 | 0 | 0 | 0 | 0 | 0 | 0 | 0 | 0 | 12 | 0
NO |  | 186 | 2015 | 68 | 25 | 25 |  | CHASE CITY | BUGGS ISLAND (36) | 115 | 115 | STEEL TWR | 0.21 | 0 | 0 | ACSR 636 | 0 | 0 | 0 | 0 | 0 | 0 | 0 | 0 | 0 | 0 | 0 | 0 | 0 | 0 | 0 | 0 | 0 | 0 | 0 | 0 | 0 | 0 | 0 | 12 | 0
NO |  | 186 | 2015 | 68 | 26 | 26 |  | CHASE CITY | BUGGS ISLAND (36) | 115 | 115 | WOOD POLE | 0 | 0.13 | 0 | ACSR 636 | 0 | 0 | 0 | 0 | 0 | 0 | 0 | 0 | 0 | 0 | 0 | 0 | 0 | 0 | 0 | 0 | 0 | 0 | 0 | 0 | 0 | 0 | 0 | 12 | 0
NO |  | 186 | 2015 | 68 | 27 | 27 |  | SPOTSYLVANIA | WILDERNESS DP (37) | 115 | 115 | CONC HFRM | 0.08 | 0 | 1 | ACSR 336.4 | 0 | 0 | 0 | 0 | 0 | 0 | 0 | 0 | 0 | 0 | 0 | 0 | 0 | 0 | 0 | 0 | 0 | 0 | 0 | 0 | 0 | 0 | 0 | 12 | 0
NO |  | 186 | 2015 | 68 | 28 | 28 |  | SPOTSYLVANIA | WILDERNESS DP (37) | 115 | 115 | CONC POLE | 0.02 | 0 | 0 | ACSR 336.4 | 0 | 0 | 0 | 0 | 0 | 0 | 0 | 0 | 0 | 0 | 0 | 0 | 0 | 0 | 0 | 0 | 0 | 0 | 0 | 0 | 0 | 0 | 0 | 12 | 0
NO |  | 186 | 2015 | 68 | 29 | 29 |  | SPOTSYLVANIA | WILDERNESS DP (37) | 115 | 115 | STEEL HFRM | 0 | 0.1 | 0 | ACSR 336.4 | 0 | 0 | 0 | 0 | 0 | 0 | 0 | 0 | 0 | 0 | 0 | 0 | 0 | 0 | 0 | 0 | 0 | 0 | 0 | 0 | 0 | 0 | 0 | 12 | 0
NO |  | 186 | 2015 | 68 | 30 | 30 |  | SPOTSYLVANIA | WILDERNESS DP (37) | 115 | 115 | STEEL HFRM | 0.02 | 0 | 0 | ACSR 336.4 | 0 | 0 | 0 | 0 | 0 | 0 | 0 | 0 | 0 | 0 | 0 | 0 | 0 | 0 | 0 | 0 | 0 | 0 | 0 | 0 | 0 | 0 | 0 | 12 | 0
NO |  | 186 | 2015 | 68 | 31 | 31 |  | SPOTSYLVANIA | WILDERNESS DP (37) | 115 | 115 | STEEL POLE | 0 | 0.15 | 0 | ACSR 336.4 | 0 | 0 | 0 | 0 | 0 | 0 | 0 | 0 | 0 | 0 | 0 | 0 | 0 | 0 | 0 | 0 | 0 | 0 | 0 | 0 | 0 | 0 | 0 | 12 | 0
NO |  | 186 | 2015 | 68 | 32 | 32 |  | SPOTSYLVANIA | WILDERNESS DP (37) | 115 | 115 | STEEL POLE | 8.5 | 0 | 0 | ACSR 336.4 | 0 | 0 | 0 | 0 | 0 | 0 | 0 | 0 | 0 | 0 | 0 | 0 | 0 | 0 | 0 | 0 | 0 | 0 | 0 | 0 | 0 | 0 | 0 | 12 | 0
NO |  | 186 | 2015 | 68 | 33 | 33 |  | BOYDTON PLANK ROAD | KERR DAM (38) | 115 | 115 | STEEL HFRM | 0 | 0.28 | 1 | ACSS 768.2 | 0 | 0 | 0 | 0 | 0 | 0 | 0 | 0 | 0 | 0 | 0 | 0 | 0 | 0 | 0 | 0 | 0 | 0 | 0 | 0 | 0 | 0 | 0 | 12 | 0
NO |  | 186 | 2015 | 68 | 34 | 34 |  | BOYDTON PLANK ROAD | KERR DAM (38) | 115 | 115 | STEEL HFRM | 0.14 | 0 | 0 | ACAR 396.3 | 0 | 0 | 0 | 0 | 0 | 0 | 0 | 0 | 0 | 0 | 0 | 0 | 0 | 0 | 0 | 0 | 0 | 0 | 0 | 0 | 0 | 0 | 0 | 12 | 0
NO |  | 186 | 2015 | 68 | 35 | 35 |  | BOYDTON PLANK ROAD | KERR DAM (38) | 115 | 115 | STEEL HFRM | 0.38 | 0 | 0 | ACSR 477 | 0 | 0 | 0 | 0 | 0 | 0 | 0 | 0 | 0 | 0 | 0 | 0 | 0 | 0 | 0 | 0 | 0 | 0 | 0 | 0 | 0 | 0 | 0 | 12 | 0
NO |  | 186 | 2015 | 69 | 1 | 1 |  | BOYDTON PLANK ROAD | KERR DAM (38) | 115 | 115 | STEEL POLE | 0 | 1.78 | 0 | ACSS 768.2 | 0 | 0 | 0 | 0 | 0 | 0 | 0 | 0 | 0 | 0 | 0 | 0 | 0 | 0 | 0 | 0 | 0 | 0 | 0 | 0 | 0 | 0 | 0 | 12 | 0
NO |  | 186 | 2015 | 69 | 2 | 2 |  | BOYDTON PLANK ROAD | KERR DAM (38) | 115 | 115 | STEEL POLE | 0.17 | 0 | 0 | ACAR 396.3 | 0 | 0 | 0 | 0 | 0 | 0 | 0 | 0 | 0 | 0 | 0 | 0 | 0 | 0 | 0 | 0 | 0 | 0 | 0 | 0 | 0 | 0 | 0 | 12 | 0
NO |  | 186 | 2015 | 69 | 3 | 3 |  | BOYDTON PLANK ROAD | KERR DAM (38) | 115 | 115 | STEEL TWR | 0.21 | 0 | 0 | ACSR 336.4 | 0 | 0 | 0 | 0 | 0 | 0 | 0 | 0 | 0 | 0 | 0 | 0 | 0 | 0 | 0 | 0 | 0 | 0 | 0 | 0 | 0 | 0 | 0 | 12 | 0
NO |  | 186 | 2015 | 69 | 4 | 4 |  | BOYDTON PLANK ROAD | KERR DAM (38) | 115 | 115 | STEEL TWR | 0.13 | 0 | 0 | ACAR 396.3 | 0 | 0 | 0 | 0 | 0 | 0 | 0 | 0 | 0 | 0 | 0 | 0 | 0 | 0 | 0 | 0 | 0 | 0 | 0 | 0 | 0 | 0 | 0 | 12 | 0
NO |  | 186 | 2015 | 69 | 5 | 5 |  | BOYDTON PLANK ROAD | KERR DAM (38) | 115 | 115 | WOOD HFRM | 0.08 | 0 | 0 | ACSR 336.4 | 0 | 0 | 0 | 0 | 0 | 0 | 0 | 0 | 0 | 0 | 0 | 0 | 0 | 0 | 0 | 0 | 0 | 0 | 0 | 0 | 0 | 0 | 0 | 12 | 0
NO |  | 186 | 2015 | 69 | 6 | 6 |  | BOYDTON PLANK ROAD | KERR DAM (38) | 115 | 115 | WOOD HFRM | 0.09 | 0 | 0 | ACAR 396.3 | 0 | 0 | 0 | 0 | 0 | 0 | 0 | 0 | 0 | 0 | 0 | 0 | 0 | 0 | 0 | 0 | 0 | 0 | 0 | 0 | 0 | 0 | 0 | 12 | 0
NO |  | 186 | 2015 | 69 | 7 | 7 |  | BOYDTON PLANK ROAD | KERR DAM (38) | 115 | 115 | WOOD HFRM | 6.86 | 0 | 0 | ACSR 477 | 0 | 0 | 0 | 0 | 0 | 0 | 0 | 0 | 0 | 0 | 0 | 0 | 0 | 0 | 0 | 0 | 0 | 0 | 0 | 0 | 0 | 0 | 0 | 12 | 0
NO |  | 186 | 2015 | 69 | 8 | 8 |  | BOYDTON PLANK ROAD | KERR DAM (38) | 115 | 115 | WOOD POLE | 0.29 | 0 | 0 | ACSR 477 | 0 | 0 | 0 | 0 | 0 | 0 | 0 | 0 | 0 | 0 | 0 | 0 | 0 | 0 | 0 | 0 | 0 | 0 | 0 | 0 | 0 | 0 | 0 | 12 | 0
NO |  | 186 | 2015 | 69 | 9 | 9 |  | SHERWOOD | DOOMS (39) | 115 | 230 | CONC HFRM | 0 | 0 | 1 | ACAR 721 | 0 | 0 | 0 | 0 | 0 | 0 | 0 | 0 | 0 | 0 | 0 | 0 | 0 | 0 | 0 | 0 | 0 | 0 | 0 | 0 | 0 | 0 | 0 | 12 | 0
NO |  | 186 | 2015 | 69 | 10 | 10 |  | SHERWOOD | DOOMS (39) | 115 | 230 | STEEL HFRM | 0 | 0.61 | 0 | ACSR 636 | 0 | 0 | 0 | 0 | 0 | 0 | 0 | 0 | 0 | 0 | 0 | 0 | 0 | 0 | 0 | 0 | 0 | 0 | 0 | 0 | 0 | 0 | 0 | 12 | 0
NO |  | 186 | 2015 | 69 | 11 | 11 |  | SHERWOOD | DOOMS (39) | 115 | 230 | STEEL HFRM | 0.11 | 0 | 0 | ACSR 1033.5 | 0 | 0 | 0 | 0 | 0 | 0 | 0 | 0 | 0 | 0 | 0 | 0 | 0 | 0 | 0 | 0 | 0 | 0 | 0 | 0 | 0 | 0 | 0 | 12 | 0
NO |  | 186 | 2015 | 69 | 12 | 12 |  | SHERWOOD | DOOMS (39) | 115 | 230 | STEEL POLE | 0 | 0 | 0 |  | 0 | 0 | 0 | 0 | 0 | 0 | 0 | 0 | 0 | 0 | 0 | 0 | 0 | 0 | 0 | 0 | 0 | 0 | 0 | 0 | 0 | 0 | 0 | 12 | 0
NO |  | 186 | 2015 | 69 | 13 | 13 |  | SHERWOOD | DOOMS (39) | 115 | 230 | STEEL POLE | 0 | 0.01 | 0 | ACSR 40 | 0 | 0 | 0 | 0 | 0 | 0 | 0 | 0 | 0 | 0 | 0 | 0 | 0 | 0 | 0 | 0 | 0 | 0 | 0 | 0 | 0 | 0 | 0 | 12 | 0
NO |  | 186 | 2015 | 69 | 14 | 14 |  | SHERWOOD | DOOMS (39) | 115 | 230 | STEEL POLE | 0 | 18.32 | 0 | ACSR 636 | 0 | 0 | 0 | 0 | 0 | 0 | 0 | 0 | 0 | 0 | 0 | 0 | 0 | 0 | 0 | 0 | 0 | 0 | 0 | 0 | 0 | 0 | 0 | 12 | 0
NO |  | 186 | 2015 | 69 | 15 | 15 |  | SHERWOOD | DOOMS (39) | 115 | 230 | STEEL POLE | 0.04 | 0 | 0 | ACSR 1033.5 | 0 | 0 | 0 | 0 | 0 | 0 | 0 | 0 | 0 | 0 | 0 | 0 | 0 | 0 | 0 | 0 | 0 | 0 | 0 | 0 | 0 | 0 | 0 | 12 | 0
NO |  | 186 | 2015 | 69 | 16 | 16 |  | SHERWOOD | DOOMS (39) | 115 | 230 | STEEL POLE | 0.12 | 0 | 0 | ACSR 477 | 0 | 0 | 0 | 0 | 0 | 0 | 0 | 0 | 0 | 0 | 0 | 0 | 0 | 0 | 0 | 0 | 0 | 0 | 0 | 0 | 0 | 0 | 0 | 12 | 0
NO |  | 186 | 2015 | 69 | 17 | 17 |  | SHERWOOD | DOOMS (39) | 115 | 230 | STEEL POLE | 6.11 | 0 | 0 | ACAR 721 | 0 | 0 | 0 | 0 | 0 | 0 | 0 | 0 | 0 | 0 | 0 | 0 | 0 | 0 | 0 | 0 | 0 | 0 | 0 | 0 | 0 | 0 | 0 | 12 | 0
NO |  | 186 | 2015 | 69 | 18 | 18 |  | SHERWOOD | DOOMS (39) | 115 | 230 | STEEL TWR | 0.04 | 0 | 0 | ACSR 477 | 0 | 0 | 0 | 0 | 0 | 0 | 0 | 0 | 0 | 0 | 0 | 0 | 0 | 0 | 0 | 0 | 0 | 0 | 0 | 0 | 0 | 0 | 0 | 12 | 0
NO |  | 186 | 2015 | 69 | 19 | 19 |  | CARTERSVILLE | BREMO (4) | 115 | 115 | CONC POLE | 0.02 | 0 | 1 | ACSR 40 | 0 | 0 | 0 | 0 | 0 | 0 | 0 | 0 | 0 | 0 | 0 | 0 | 0 | 0 | 0 | 0 | 0 | 0 | 0 | 0 | 0 | 0 | 0 | 12 | 0
NO |  | 186 | 2015 | 69 | 20 | 20 |  | CARTERSVILLE | BREMO (4) | 115 | 115 | CONC POLE | 0 | 0 | 0 | ACAR 545.6 | 0 | 0 | 0 | 0 | 0 | 0 | 0 | 0 | 0 | 0 | 0 | 0 | 0 | 0 | 0 | 0 | 0 | 0 | 0 | 0 | 0 | 0 | 0 | 12 | 0
NO |  | 186 | 2015 | 69 | 21 | 21 |  | CARTERSVILLE | BREMO (4) | 115 | 115 | STEEL HFRM | 0.13 | 0 | 0 | ACSR 336.4 | 0 | 0 | 0 | 0 | 0 | 0 | 0 | 0 | 0 | 0 | 0 | 0 | 0 | 0 | 0 | 0 | 0 | 0 | 0 | 0 | 0 | 0 | 0 | 12 | 0
NO |  | 186 | 2015 | 69 | 22 | 22 |  | CARTERSVILLE | BREMO (4) | 115 | 115 | STEEL HFRM | 0.73 | 0 | 0 | CU 40 | 0 | 0 | 0 | 0 | 0 | 0 | 0 | 0 | 0 | 0 | 0 | 0 | 0 | 0 | 0 | 0 | 0 | 0 | 0 | 0 | 0 | 0 | 0 | 12 | 0
NO |  | 186 | 2015 | 69 | 23 | 23 |  | CARTERSVILLE | BREMO (4) | 115 | 115 | STEEL HFRM | 0.61 | 0 | 0 | ACAR 545.6 | 0 | 0 | 0 | 0 | 0 | 0 | 0 | 0 | 0 | 0 | 0 | 0 | 0 | 0 | 0 | 0 | 0 | 0 | 0 | 0 | 0 | 0 | 0 | 12 | 0
NO |  | 186 | 2015 | 69 | 24 | 24 |  | CARTERSVILLE | BREMO (4) | 115 | 115 | STEEL POLE | 1.91 | 0 | 0 | ACSR 336.4 | 0 | 0 | 0 | 0 | 0 | 0 | 0 | 0 | 0 | 0 | 0 | 0 | 0 | 0 | 0 | 0 | 0 | 0 | 0 | 0 | 0 | 0 | 0 | 12 | 0
NO |  | 186 | 2015 | 69 | 25 | 25 |  | CARTERSVILLE | BREMO (4) | 115 | 115 | STEEL POLE | 0.55 | 0 | 0 | ACSR 40 | 0 | 0 | 0 | 0 | 0 | 0 | 0 | 0 | 0 | 0 | 0 | 0 | 0 | 0 | 0 | 0 | 0 | 0 | 0 | 0 | 0 | 0 | 0 | 12 | 0
NO |  | 186 | 2015 | 69 | 26 | 26 |  | CARTERSVILLE | BREMO (4) | 115 | 115 | STEEL POLE | 0.04 | 0 | 0 | ACAR 545.6 | 0 | 0 | 0 | 0 | 0 | 0 | 0 | 0 | 0 | 0 | 0 | 0 | 0 | 0 | 0 | 0 | 0 | 0 | 0 | 0 | 0 | 0 | 0 | 12 | 0
NO |  | 186 | 2015 | 69 | 27 | 27 |  | CARTERSVILLE | BREMO (4) | 115 | 115 | STEEL TWR | 0 | 0.15 | 0 | CU 40 | 0 | 0 | 0 | 0 | 0 | 0 | 0 | 0 | 0 | 0 | 0 | 0 | 0 | 0 | 0 | 0 | 0 | 0 | 0 | 0 | 0 | 0 | 0 | 12 | 0
NO |  | 186 | 2015 | 69 | 28 | 28 |  | CARTERSVILLE | BREMO (4) | 115 | 115 | STEEL TWR | 0.03 | 0 | 0 | ACSR 336.4 | 0 | 0 | 0 | 0 | 0 | 0 | 0 | 0 | 0 | 0 | 0 | 0 | 0 | 0 | 0 | 0 | 0 | 0 | 0 | 0 | 0 | 0 | 0 | 12 | 0
NO |  | 186 | 2015 | 69 | 29 | 29 |  | CARTERSVILLE | BREMO (4) | 115 | 115 | STEEL TWR | 0.02 | 0 | 0 | ACAR 396.3 | 0 | 0 | 0 | 0 | 0 | 0 | 0 | 0 | 0 | 0 | 0 | 0 | 0 | 0 | 0 | 0 | 0 | 0 | 0 | 0 | 0 | 0 | 0 | 12 | 0
NO |  | 186 | 2015 | 69 | 30 | 30 |  | CARTERSVILLE | BREMO (4) | 115 | 115 | STEEL TWR | 0.33 | 0 | 0 | CU 40 | 0 | 0 | 0 | 0 | 0 | 0 | 0 | 0 | 0 | 0 | 0 | 0 | 0 | 0 | 0 | 0 | 0 | 0 | 0 | 0 | 0 | 0 | 0 | 12 | 0
NO |  | 186 | 2015 | 69 | 31 | 31 |  | CARTERSVILLE | BREMO (4) | 115 | 115 | STEEL TWR | 0.19 | 0 | 0 | ACSR 636 | 0 | 0 | 0 | 0 | 0 | 0 | 0 | 0 | 0 | 0 | 0 | 0 | 0 | 0 | 0 | 0 | 0 | 0 | 0 | 0 | 0 | 0 | 0 | 12 | 0
NO |  | 186 | 2015 | 69 | 32 | 32 |  | CARTERSVILLE | BREMO (4) | 115 | 115 | WOOD HFRM | 0.27 | 0 | 0 | ACSR 40 | 0 | 0 | 0 | 0 | 0 | 0 | 0 | 0 | 0 | 0 | 0 | 0 | 0 | 0 | 0 | 0 | 0 | 0 | 0 | 0 | 0 | 0 | 0 | 12 | 0
NO |  | 186 | 2015 | 69 | 33 | 33 |  | CARTERSVILLE | BREMO (4) | 115 | 115 | WOOD HFRM | 8.01 | 0 | 0 | CU 40 | 0 | 0 | 0 | 0 | 0 | 0 | 0 | 0 | 0 | 0 | 0 | 0 | 0 | 0 | 0 | 0 | 0 | 0 | 0 | 0 | 0 | 0 | 0 | 12 | 0
NO |  | 186 | 2015 | 69 | 34 | 34 |  | CARTERSVILLE | BREMO (4) | 115 | 115 | WOOD POLE | 0.03 | 0 | 0 | ACSR 336.4 | 0 | 0 | 0 | 0 | 0 | 0 | 0 | 0 | 0 | 0 | 0 | 0 | 0 | 0 | 0 | 0 | 0 | 0 | 0 | 0 | 0 | 0 | 0 | 12 | 0
NO |  | 186 | 2015 | 69 | 35 | 35 |  | CARTERSVILLE | BREMO (4) | 115 | 115 | WOOD POLE | 0.1 | 0 | 0 | ACAR 396.3 | 0 | 0 | 0 | 0 | 0 | 0 | 0 | 0 | 0 | 0 | 0 | 0 | 0 | 0 | 0 | 0 | 0 | 0 | 0 | 0 | 0 | 0 | 0 | 12 | 0
NO |  | 186 | 2015 | 70 | 1 | 1 |  | CARTERSVILLE | BREMO (4) | 115 | 115 | WOOD POLE | 4.88 | 0 | 0 | ACSR 40 | 0 | 0 | 0 | 0 | 0 | 0 | 0 | 0 | 0 | 0 | 0 | 0 | 0 | 0 | 0 | 0 | 0 | 0 | 0 | 0 | 0 | 0 | 0 | 12 | 0
NO |  | 186 | 2015 | 70 | 2 | 2 |  | CARTERSVILLE | BREMO (4) | 115 | 115 | WOOD POLE | 0.04 | 0 | 0 | CU 40 | 0 | 0 | 0 | 0 | 0 | 0 | 0 | 0 | 0 | 0 | 0 | 0 | 0 | 0 | 0 | 0 | 0 | 0 | 0 | 0 | 0 | 0 | 0 | 12 | 0
NO |  | 186 | 2015 | 70 | 3 | 3 |  | CHASE CITY | BRODNAX (40) | 115 | 115 | STEEL HFRM | 20.1 | 0 | 1 | ACSR 1351.5 | 0 | 0 | 0 | 0 | 0 | 0 | 0 | 0 | 0 | 0 | 0 | 0 | 0 | 0 | 0 | 0 | 0 | 0 | 0 | 0 | 0 | 0 | 0 | 12 | 0
NO |  | 186 | 2015 | 70 | 4 | 4 |  | CHASE CITY | BRODNAX (40) | 115 | 115 | STEEL HFRM | 6.04 | 0 | 0 | ACSR 636 | 0 | 0 | 0 | 0 | 0 | 0 | 0 | 0 | 0 | 0 | 0 | 0 | 0 | 0 | 0 | 0 | 0 | 0 | 0 | 0 | 0 | 0 | 0 | 12 | 0
NO |  | 186 | 2015 | 70 | 5 | 5 |  | CHASE CITY | BRODNAX (40) | 115 | 115 | STEEL POLE | 0.39 | 0 | 0 | ACSR 1351.5 | 0 | 0 | 0 | 0 | 0 | 0 | 0 | 0 | 0 | 0 | 0 | 0 | 0 | 0 | 0 | 0 | 0 | 0 | 0 | 0 | 0 | 0 | 0 | 12 | 0
NO |  | 186 | 2015 | 70 | 6 | 6 |  | CHASE CITY | BRODNAX (40) | 115 | 115 | STEEL POLE | 0.15 | 0 | 0 | ACSR 636 | 0 | 0 | 0 | 0 | 0 | 0 | 0 | 0 | 0 | 0 | 0 | 0 | 0 | 0 | 0 | 0 | 0 | 0 | 0 | 0 | 0 | 0 | 0 | 12 | 0
NO |  | 186 | 2015 | 70 | 7 | 7 |  | CHASE CITY | BRODNAX (40) | 115 | 115 | STEEL TWR | 0.09 | 0 | 0 | ACSR 1351.5 | 0 | 0 | 0 | 0 | 0 | 0 | 0 | 0 | 0 | 0 | 0 | 0 | 0 | 0 | 0 | 0 | 0 | 0 | 0 | 0 | 0 | 0 | 0 | 12 | 0
NO |  | 186 | 2015 | 70 | 8 | 8 |  | KITTY HAWK | COLINGTON (41) | 115 | 115 | CONC POLE | 3.07 | 0 | 1 | ACAR 545.6 | 0 | 0 | 0 | 0 | 0 | 0 | 0 | 0 | 0 | 0 | 0 | 0 | 0 | 0 | 0 | 0 | 0 | 0 | 0 | 0 | 0 | 0 | 0 | 12 | 0
NO |  | 186 | 2015 | 70 | 9 | 9 |  | KITTY HAWK | COLINGTON (41) | 115 | 115 | STEEL HFRM | 0.04 | 0 | 0 | ACAR 1109 | 0 | 0 | 0 | 0 | 0 | 0 | 0 | 0 | 0 | 0 | 0 | 0 | 0 | 0 | 0 | 0 | 0 | 0 | 0 | 0 | 0 | 0 | 0 | 12 | 0
NO |  | 186 | 2015 | 70 | 10 | 10 |  | KITTY HAWK | COLINGTON (41) | 115 | 115 | STEEL HFRM | 0.03 | 0 | 0 | ACAR 545.6 | 0 | 0 | 0 | 0 | 0 | 0 | 0 | 0 | 0 | 0 | 0 | 0 | 0 | 0 | 0 | 0 | 0 | 0 | 0 | 0 | 0 | 0 | 0 | 12 | 0
NO |  | 186 | 2015 | 70 | 11 | 11 |  | KITTY HAWK | COLINGTON (41) | 115 | 115 | STEEL POLE | 1.34 | 0 | 0 | ACAR 545.6 | 0 | 0 | 0 | 0 | 0 | 0 | 0 | 0 | 0 | 0 | 0 | 0 | 0 | 0 | 0 | 0 | 0 | 0 | 0 | 0 | 0 | 0 | 0 | 12 | 0
NO |  | 186 | 2015 | 70 | 12 | 12 |  | PENINSULA | SHELLBANK (42) | 115 | 115 | CONC POLE | 0.03 | 0 | 1 | ACSS 1033.5 | 0 | 0 | 0 | 0 | 0 | 0 | 0 | 0 | 0 | 0 | 0 | 0 | 0 | 0 | 0 | 0 | 0 | 0 | 0 | 0 | 0 | 0 | 0 | 12 | 0
NO |  | 186 | 2015 | 70 | 13 | 13 |  | PENINSULA | SHELLBANK (42) | 115 | 115 | STEEL HFRM | 0.22 | 0 | 0 | ACSS 1033.5 | 0 | 0 | 0 | 0 | 0 | 0 | 0 | 0 | 0 | 0 | 0 | 0 | 0 | 0 | 0 | 0 | 0 | 0 | 0 | 0 | 0 | 0 | 0 | 12 | 0
NO |  | 186 | 2015 | 70 | 14 | 14 |  | PENINSULA | SHELLBANK (42) | 115 | 115 | STEEL POLE | 0.4 | 0 | 0 | ACSS 1033.5 | 0 | 0 | 0 | 0 | 0 | 0 | 0 | 0 | 0 | 0 | 0 | 0 | 0 | 0 | 0 | 0 | 0 | 0 | 0 | 0 | 0 | 0 | 0 | 12 | 0
NO |  | 186 | 2015 | 70 | 15 | 15 |  | PENINSULA | SHELLBANK (42) | 115 | 115 | STEEL POLE | 5.7 | 0 | 0 | ACAR 721 | 0 | 0 | 0 | 0 | 0 | 0 | 0 | 0 | 0 | 0 | 0 | 0 | 0 | 0 | 0 | 0 | 0 | 0 | 0 | 0 | 0 | 0 | 0 | 12 | 0
NO |  | 186 | 2015 | 70 | 16 | 16 |  | PENINSULA | SHELLBANK (42) | 115 | 115 | STEEL TWR | 0.01 | 0 | 0 | ACSS 1033.5 | 0 | 0 | 0 | 0 | 0 | 0 | 0 | 0 | 0 | 0 | 0 | 0 | 0 | 0 | 0 | 0 | 0 | 0 | 0 | 0 | 0 | 0 | 0 | 12 | 0
NO |  | 186 | 2015 | 70 | 17 | 17 |  | STAUNTON | HARRISONBURG (43) | 115 | 115 | STEEL HFRM | 2.23 | 0 | 1 | ACSR 477 | 0 | 0 | 0 | 0 | 0 | 0 | 0 | 0 | 0 | 0 | 0 | 0 | 0 | 0 | 0 | 0 | 0 | 0 | 0 | 0 | 0 | 0 | 0 | 12 | 0
NO |  | 186 | 2015 | 70 | 18 | 18 |  | STAUNTON | HARRISONBURG (43) | 115 | 115 | STEEL TWR | 0.49 | 0 | 0 | ACSR 477 | 0 | 0 | 0 | 0 | 0 | 0 | 0 | 0 | 0 | 0 | 0 | 0 | 0 | 0 | 0 | 0 | 0 | 0 | 0 | 0 | 0 | 0 | 0 | 12 | 0
NO |  | 186 | 2015 | 70 | 19 | 19 |  | STAUNTON | HARRISONBURG (43) | 115 | 115 | WOOD HFRM | 18.78 | 0 | 0 | ACSR 477 | 0 | 0 | 0 | 0 | 0 | 0 | 0 | 0 | 0 | 0 | 0 | 0 | 0 | 0 | 0 | 0 | 0 | 0 | 0 | 0 | 0 | 0 | 0 | 12 | 0
NO |  | 186 | 2015 | 70 | 20 | 20 |  | STAUNTON | HARRISONBURG (43) | 115 | 115 | WOOD POLE | 1.22 | 0 | 0 | ACSR 477 | 0 | 0 | 0 | 0 | 0 | 0 | 0 | 0 | 0 | 0 | 0 | 0 | 0 | 0 | 0 | 0 | 0 | 0 | 0 | 0 | 0 | 0 | 0 | 12 | 0
NO |  | 186 | 2015 | 70 | 21 | 21 |  | SUFFOLK | WAKEFIELD (44) | 115 | 115 | CONC HFRM | 0 | 0.04 | 1 | ACSR 477 | 0 | 0 | 0 | 0 | 0 | 0 | 0 | 0 | 0 | 0 | 0 | 0 | 0 | 0 | 0 | 0 | 0 | 0 | 0 | 0 | 0 | 0 | 0 | 12 | 0
NO |  | 186 | 2015 | 70 | 22 | 22 |  | SUFFOLK | WAKEFIELD (44) | 115 | 115 | CONC HFRM | 0.04 | 0 | 0 | ACSR 336.4 | 0 | 0 | 0 | 0 | 0 | 0 | 0 | 0 | 0 | 0 | 0 | 0 | 0 | 0 | 0 | 0 | 0 | 0 | 0 | 0 | 0 | 0 | 0 | 12 | 0
NO |  | 186 | 2015 | 70 | 23 | 23 |  | SUFFOLK | WAKEFIELD (44) | 115 | 115 | STEEL POLE | 0 | 1.12 | 0 | ACSR 336.4 | 0 | 0 | 0 | 0 | 0 | 0 | 0 | 0 | 0 | 0 | 0 | 0 | 0 | 0 | 0 | 0 | 0 | 0 | 0 | 0 | 0 | 0 | 0 | 12 | 0
NO |  | 186 | 2015 | 70 | 24 | 24 |  | SUFFOLK | WAKEFIELD (44) | 115 | 115 | STEEL TWR | 0 | 21.05 | 0 | ACSR 336.4 | 0 | 0 | 0 | 0 | 0 | 0 | 0 | 0 | 0 | 0 | 0 | 0 | 0 | 0 | 0 | 0 | 0 | 0 | 0 | 0 | 0 | 0 | 0 | 12 | 0
NO |  | 186 | 2015 | 70 | 25 | 25 |  | SUFFOLK | WAKEFIELD (44) | 115 | 115 | STEEL TWR | 7.08 | 0 | 0 | ACSR 336.4 | 0 | 0 | 0 | 0 | 0 | 0 | 0 | 0 | 0 | 0 | 0 | 0 | 0 | 0 | 0 | 0 | 0 | 0 | 0 | 0 | 0 | 0 | 0 | 12 | 0
NO |  | 186 | 2015 | 70 | 26 | 26 |  | SUFFOLK | WAKEFIELD (44) | 115 | 115 | STEEL TWR | 0.04 | 0 | 0 | ACSR 477 | 0 | 0 | 0 | 0 | 0 | 0 | 0 | 0 | 0 | 0 | 0 | 0 | 0 | 0 | 0 | 0 | 0 | 0 | 0 | 0 | 0 | 0 | 0 | 12 | 0
NO |  | 186 | 2015 | 70 | 27 | 27 |  | SUFFOLK | WAKEFIELD (44) | 115 | 115 | WOOD HFRM | 0 | 0.13 | 0 | ACSR 336.4 | 0 | 0 | 0 | 0 | 0 | 0 | 0 | 0 | 0 | 0 | 0 | 0 | 0 | 0 | 0 | 0 | 0 | 0 | 0 | 0 | 0 | 0 | 0 | 12 | 0
NO |  | 186 | 2015 | 70 | 28 | 28 |  | SUFFOLK | WAKEFIELD (44) | 115 | 115 | WOOD HFRM | 0.03 | 0 | 0 | ACSR 336.4 | 0 | 0 | 0 | 0 | 0 | 0 | 0 | 0 | 0 | 0 | 0 | 0 | 0 | 0 | 0 | 0 | 0 | 0 | 0 | 0 | 0 | 0 | 0 | 12 | 0
NO |  | 186 | 2015 | 70 | 29 | 29 |  | SUFFOLK | WAKEFIELD (44) | 115 | 115 | WOOD POLE | 0 | 0.09 | 0 | ACSR 336.4 | 0 | 0 | 0 | 0 | 0 | 0 | 0 | 0 | 0 | 0 | 0 | 0 | 0 | 0 | 0 | 0 | 0 | 0 | 0 | 0 | 0 | 0 | 0 | 12 | 0
NO |  | 186 | 2015 | 70 | 30 | 30 |  | KERR DAM | HENDERSON (CP&L) (45) | 115 | 115 | STEEL TWR | 0.54 | 0 | 1 | ACSR 477 | 0 | 0 | 0 | 0 | 0 | 0 | 0 | 0 | 0 | 0 | 0 | 0 | 0 | 0 | 0 | 0 | 0 | 0 | 0 | 0 | 0 | 0 | 0 | 12 | 0
NO |  | 186 | 2015 | 70 | 31 | 31 |  | KERR DAM | HENDERSON (CP&L) (45) | 115 | 115 | STEEL TWR | 0.09 | 0 | 0 | ACSR 795 | 0 | 0 | 0 | 0 | 0 | 0 | 0 | 0 | 0 | 0 | 0 | 0 | 0 | 0 | 0 | 0 | 0 | 0 | 0 | 0 | 0 | 0 | 0 | 12 | 0
NO |  | 186 | 2015 | 70 | 32 | 32 |  | KERR DAM | HENDERSON (CP&L) (45) | 115 | 115 | WOOD HFRM | 3.84 | 0 | 0 | ACSR 795 | 0 | 0 | 0 | 0 | 0 | 0 | 0 | 0 | 0 | 0 | 0 | 0 | 0 | 0 | 0 | 0 | 0 | 0 | 0 | 0 | 0 | 0 | 0 | 12 | 0
NO |  | 186 | 2015 | 70 | 33 | 33 |  | KERR DAM | HENDERSON (CP&L) (45) | 115 | 115 | WOOD POLE | 0.14 | 0 | 0 | ACSR 795 | 0 | 0 | 0 | 0 | 0 | 0 | 0 | 0 | 0 | 0 | 0 | 0 | 0 | 0 | 0 | 0 | 0 | 0 | 0 | 0 | 0 | 0 | 0 | 12 | 0
NO |  | 186 | 2015 | 70 | 34 | 34 |  | CHESAPEAKE ENERGY CENTER | YADKIN (46) | 115 | 115 | STEEL HFRM | 0 | 0.22 | 1 | ACSR 636 | 0 | 0 | 0 | 0 | 0 | 0 | 0 | 0 | 0 | 0 | 0 | 0 | 0 | 0 | 0 | 0 | 0 | 0 | 0 | 0 | 0 | 0 | 0 | 12 | 0
NO |  | 186 | 2015 | 70 | 35 | 35 |  | CHESAPEAKE ENERGY CENTER | YADKIN (46) | 115 | 115 | STEEL HFRM | 0.28 | 0 | 0 | ACSR 636 | 0 | 0 | 0 | 0 | 0 | 0 | 0 | 0 | 0 | 0 | 0 | 0 | 0 | 0 | 0 | 0 | 0 | 0 | 0 | 0 | 0 | 0 | 0 | 12 | 0
NO |  | 186 | 2015 | 71 | 1 | 1 |  | CHESAPEAKE ENERGY CENTER | YADKIN (46) | 115 | 115 | STEEL POLE | 0 | 0.09 | 0 | ACSR 636 | 0 | 0 | 0 | 0 | 0 | 0 | 0 | 0 | 0 | 0 | 0 | 0 | 0 | 0 | 0 | 0 | 0 | 0 | 0 | 0 | 0 | 0 | 0 | 12 | 0
NO |  | 186 | 2015 | 71 | 2 | 2 |  | CHESAPEAKE ENERGY CENTER | YADKIN (46) | 115 | 115 | STEEL POLE | 0.14 | 0 | 0 | ACSR 636 | 0 | 0 | 0 | 0 | 0 | 0 | 0 | 0 | 0 | 0 | 0 | 0 | 0 | 0 | 0 | 0 | 0 | 0 | 0 | 0 | 0 | 0 | 0 | 12 | 0
NO |  | 186 | 2015 | 71 | 3 | 3 |  | CHESAPEAKE ENERGY CENTER | YADKIN (46) | 115 | 115 | STEEL TWR | 0 | 2.41 | 0 | ACSR 636 | 0 | 0 | 0 | 0 | 0 | 0 | 0 | 0 | 0 | 0 | 0 | 0 | 0 | 0 | 0 | 0 | 0 | 0 | 0 | 0 | 0 | 0 | 0 | 12 | 0
NO |  | 186 | 2015 | 71 | 4 | 4 |  | FOUR RIVERS | FREDERICKSBURG (47) | 115 | 230 | CONC HFRM | 0.17 | 0 | 1 | ACSR 795 | 0 | 0 | 0 | 0 | 0 | 0 | 0 | 0 | 0 | 0 | 0 | 0 | 0 | 0 | 0 | 0 | 0 | 0 | 0 | 0 | 0 | 0 | 0 | 12 | 0
NO |  | 186 | 2015 | 71 | 5 | 5 |  | FOUR RIVERS | FREDERICKSBURG (47) | 115 | 230 | STEEL HFRM | 0.03 | 0 | 0 | AAAC 246.9 | 0 | 0 | 0 | 0 | 0 | 0 | 0 | 0 | 0 | 0 | 0 | 0 | 0 | 0 | 0 | 0 | 0 | 0 | 0 | 0 | 0 | 0 | 0 | 12 | 0
NO |  | 186 | 2015 | 71 | 6 | 6 |  | FOUR RIVERS | FREDERICKSBURG (47) | 115 | 230 | STEEL HFRM | 0.01 | 0 | 0 | ACSR 477 | 0 | 0 | 0 | 0 | 0 | 0 | 0 | 0 | 0 | 0 | 0 | 0 | 0 | 0 | 0 | 0 | 0 | 0 | 0 | 0 | 0 | 0 | 0 | 12 | 0
NO |  | 186 | 2015 | 71 | 7 | 7 |  | FOUR RIVERS | FREDERICKSBURG (47) | 115 | 230 | STEEL HFRM | 2.19 | 0 | 0 | ACSR 795 | 0 | 0 | 0 | 0 | 0 | 0 | 0 | 0 | 0 | 0 | 0 | 0 | 0 | 0 | 0 | 0 | 0 | 0 | 0 | 0 | 0 | 0 | 0 | 12 | 0
NO |  | 186 | 2015 | 71 | 8 | 8 |  | FOUR RIVERS | FREDERICKSBURG (47) | 115 | 230 | STEEL POLE | 0.01 | 0 | 0 | ACSR 636 | 0 | 0 | 0 | 0 | 0 | 0 | 0 | 0 | 0 | 0 | 0 | 0 | 0 | 0 | 0 | 0 | 0 | 0 | 0 | 0 | 0 | 0 | 0 | 12 | 0
NO |  | 186 | 2015 | 71 | 9 | 9 |  | FOUR RIVERS | FREDERICKSBURG (47) | 115 | 230 | STEEL POLE | 0.35 | 0 | 0 | ACSR 795 | 0 | 0 | 0 | 0 | 0 | 0 | 0 | 0 | 0 | 0 | 0 | 0 | 0 | 0 | 0 | 0 | 0 | 0 | 0 | 0 | 0 | 0 | 0 | 12 | 0
NO |  | 186 | 2015 | 71 | 10 | 10 |  | FOUR RIVERS | FREDERICKSBURG (47) | 115 | 230 | STEEL TWR | 0.1 | 0 | 0 | AAAC 246.9 | 0 | 0 | 0 | 0 | 0 | 0 | 0 | 0 | 0 | 0 | 0 | 0 | 0 | 0 | 0 | 0 | 0 | 0 | 0 | 0 | 0 | 0 | 0 | 12 | 0
NO |  | 186 | 2015 | 71 | 11 | 11 |  | FOUR RIVERS | FREDERICKSBURG (47) | 115 | 230 | WOOD HFRM | 0.95 | 0 | 0 | AAAC 246.9 | 0 | 0 | 0 | 0 | 0 | 0 | 0 | 0 | 0 | 0 | 0 | 0 | 0 | 0 | 0 | 0 | 0 | 0 | 0 | 0 | 0 | 0 | 0 | 12 | 0
NO |  | 186 | 2015 | 71 | 12 | 12 |  | FOUR RIVERS | FREDERICKSBURG (47) | 115 | 230 | WOOD HFRM | 29.86 | 0 | 0 | ACSR 795 | 0 | 0 | 0 | 0 | 0 | 0 | 0 | 0 | 0 | 0 | 0 | 0 | 0 | 0 | 0 | 0 | 0 | 0 | 0 | 0 | 0 | 0 | 0 | 12 | 0
NO |  | 186 | 2015 | 71 | 13 | 13 |  | FOUR RIVERS | FREDERICKSBURG (47) | 115 | 230 | WOOD HFRM | 0.79 | 0 | 0 | ACAR 853.7 | 0 | 0 | 0 | 0 | 0 | 0 | 0 | 0 | 0 | 0 | 0 | 0 | 0 | 0 | 0 | 0 | 0 | 0 | 0 | 0 | 0 | 0 | 0 | 12 | 0
NO |  | 186 | 2015 | 71 | 14 | 14 |  | FOUR RIVERS | FREDERICKSBURG (47) | 115 | 230 | WOOD POLE | 0.62 | 0 | 0 | AAAC 246.9 | 0 | 0 | 0 | 0 | 0 | 0 | 0 | 0 | 0 | 0 | 0 | 0 | 0 | 0 | 0 | 0 | 0 | 0 | 0 | 0 | 0 | 0 | 0 | 12 | 0
NO |  | 186 | 2015 | 71 | 15 | 15 |  | FOUR RIVERS | FREDERICKSBURG (47) | 115 | 230 | WOOD POLE | 0.01 | 0 | 0 | ACSR 477 | 0 | 0 | 0 | 0 | 0 | 0 | 0 | 0 | 0 | 0 | 0 | 0 | 0 | 0 | 0 | 0 | 0 | 0 | 0 | 0 | 0 | 0 | 0 | 12 | 0
NO |  | 186 | 2015 | 71 | 16 | 16 |  | FOUR RIVERS | FREDERICKSBURG (47) | 115 | 230 | WOOD POLE | 0.73 | 0 | 0 | ACSR 795 | 0 | 0 | 0 | 0 | 0 | 0 | 0 | 0 | 0 | 0 | 0 | 0 | 0 | 0 | 0 | 0 | 0 | 0 | 0 | 0 | 0 | 0 | 0 | 12 | 0
NO |  | 186 | 2015 | 71 | 17 | 17 |  | FOUR RIVERS | FREDERICKSBURG (47) | 115 | 230 | WOOD POLE | 0.36 | 0 | 0 | ACAR 853.7 | 0 | 0 | 0 | 0 | 0 | 0 | 0 | 0 | 0 | 0 | 0 | 0 | 0 | 0 | 0 | 0 | 0 | 0 | 0 | 0 | 0 | 0 | 0 | 12 | 0
NO |  | 186 | 2015 | 71 | 18 | 18 |  | THOLE ST | SEWELLS POINT (48) | 115 | 115 | CONC HFRM | 0.04 | 0 | 1 | ACAR 2500 | 0 | 0 | 0 | 0 | 0 | 0 | 0 | 0 | 0 | 0 | 0 | 0 | 0 | 0 | 0 | 0 | 0 | 0 | 0 | 0 | 0 | 0 | 0 | 12 | 0
NO |  | 186 | 2015 | 71 | 19 | 19 |  | THOLE ST | SEWELLS POINT (48) | 115 | 115 | STEEL POLE | 0 | 0.04 | 0 | ACSS 795 | 0 | 0 | 0 | 0 | 0 | 0 | 0 | 0 | 0 | 0 | 0 | 0 | 0 | 0 | 0 | 0 | 0 | 0 | 0 | 0 | 0 | 0 | 0 | 12 | 0
NO |  | 186 | 2015 | 71 | 20 | 20 |  | THOLE ST | SEWELLS POINT (48) | 115 | 115 | STEEL POLE | 0.36 | 0 | 0 | ACSR 1033.5 | 0 | 0 | 0 | 0 | 0 | 0 | 0 | 0 | 0 | 0 | 0 | 0 | 0 | 0 | 0 | 0 | 0 | 0 | 0 | 0 | 0 | 0 | 0 | 12 | 0
NO |  | 186 | 2015 | 71 | 21 | 21 |  | THOLE ST | SEWELLS POINT (48) | 115 | 115 | STEEL POLE | 0.52 | 0 | 0 | ACSR 1351.5 | 0 | 0 | 0 | 0 | 0 | 0 | 0 | 0 | 0 | 0 | 0 | 0 | 0 | 0 | 0 | 0 | 0 | 0 | 0 | 0 | 0 | 0 | 0 | 12 | 0
NO |  | 186 | 2015 | 71 | 22 | 22 |  | THOLE ST | SEWELLS POINT (48) | 115 | 115 | STEEL POLE | 0.28 | 0 | 0 | ACAR 2500 | 0 | 0 | 0 | 0 | 0 | 0 | 0 | 0 | 0 | 0 | 0 | 0 | 0 | 0 | 0 | 0 | 0 | 0 | 0 | 0 | 0 | 0 | 0 | 12 | 0
NO |  | 186 | 2015 | 71 | 23 | 23 |  | THOLE ST | SEWELLS POINT (48) | 115 | 115 | STEEL POLE | 0.07 | 0 | 0 | ACSS 795 | 0 | 0 | 0 | 0 | 0 | 0 | 0 | 0 | 0 | 0 | 0 | 0 | 0 | 0 | 0 | 0 | 0 | 0 | 0 | 0 | 0 | 0 | 0 | 12 | 0
NO |  | 186 | 2015 | 71 | 24 | 24 |  | THOLE ST | SEWELLS POINT (48) | 115 | 115 | STEEL TWR | 0.12 | 0 | 0 | ACSR 1033.5 | 0 | 0 | 0 | 0 | 0 | 0 | 0 | 0 | 0 | 0 | 0 | 0 | 0 | 0 | 0 | 0 | 0 | 0 | 0 | 0 | 0 | 0 | 0 | 12 | 0
NO |  | 186 | 2015 | 71 | 25 | 25 |  | THOLE ST | SEWELLS POINT (48) | 115 | 115 | STEEL TWR | 0.08 | 0 | 0 | ACSR 1351.5 | 0 | 0 | 0 | 0 | 0 | 0 | 0 | 0 | 0 | 0 | 0 | 0 | 0 | 0 | 0 | 0 | 0 | 0 | 0 | 0 | 0 | 0 | 0 | 12 | 0
NO |  | 186 | 2015 | 71 | 26 | 26 |  | THOLE ST | SEWELLS POINT (48) | 115 | 115 | STEEL TWR | 3.33 | 0 | 0 | ACSS 795 | 0 | 0 | 0 | 0 | 0 | 0 | 0 | 0 | 0 | 0 | 0 | 0 | 0 | 0 | 0 | 0 | 0 | 0 | 0 | 0 | 0 | 0 | 0 | 12 | 0
NO |  | 186 | 2015 | 71 | 27 | 27 |  | THOLE ST | SEWELLS POINT (48) | 115 | 115 | WOOD HFRM | 0.21 | 0 | 0 | ACSS 795 | 0 | 0 | 0 | 0 | 0 | 0 | 0 | 0 | 0 | 0 | 0 | 0 | 0 | 0 | 0 | 0 | 0 | 0 | 0 | 0 | 0 | 0 | 0 | 12 | 0
NO |  | 186 | 2015 | 71 | 28 | 28 |  | LOUDOUN | MIDDLEBURG (49) | 115 | 115 | STEEL HFRM | 0.41 | 0 | 1 | ACSR 336.4 | 0 | 0 | 0 | 0 | 0 | 0 | 0 | 0 | 0 | 0 | 0 | 0 | 0 | 0 | 0 | 0 | 0 | 0 | 0 | 0 | 0 | 0 | 0 | 12 | 0
NO |  | 186 | 2015 | 71 | 29 | 29 |  | LOUDOUN | MIDDLEBURG (49) | 115 | 115 | STEEL HFRM | 0.06 | 0 | 0 | ACSR 636 | 0 | 0 | 0 | 0 | 0 | 0 | 0 | 0 | 0 | 0 | 0 | 0 | 0 | 0 | 0 | 0 | 0 | 0 | 0 | 0 | 0 | 0 | 0 | 12 | 0
NO |  | 186 | 2015 | 71 | 30 | 30 |  | LOUDOUN | MIDDLEBURG (49) | 115 | 115 | STEEL POLE | 0.05 | 0 | 0 | ACSR 336.4 | 0 | 0 | 0 | 0 | 0 | 0 | 0 | 0 | 0 | 0 | 0 | 0 | 0 | 0 | 0 | 0 | 0 | 0 | 0 | 0 | 0 | 0 | 0 | 12 | 0
NO |  | 186 | 2015 | 71 | 31 | 31 |  | LOUDOUN | MIDDLEBURG (49) | 115 | 115 | STEEL POLE | 0.22 | 0 | 0 | ACSR 636 | 0 | 0 | 0 | 0 | 0 | 0 | 0 | 0 | 0 | 0 | 0 | 0 | 0 | 0 | 0 | 0 | 0 | 0 | 0 | 0 | 0 | 0 | 0 | 12 | 0
NO |  | 186 | 2015 | 71 | 32 | 32 |  | LOUDOUN | MIDDLEBURG (49) | 115 | 115 | STEEL TWR | 0.13 | 0 | 0 | ACSR 336.4 | 0 | 0 | 0 | 0 | 0 | 0 | 0 | 0 | 0 | 0 | 0 | 0 | 0 | 0 | 0 | 0 | 0 | 0 | 0 | 0 | 0 | 0 | 0 | 12 | 0
NO |  | 186 | 2015 | 71 | 33 | 33 |  | LOUDOUN | MIDDLEBURG (49) | 115 | 115 | WOOD HFRM | 4.88 | 0 | 0 | ACSR 336.4 | 0 | 0 | 0 | 0 | 0 | 0 | 0 | 0 | 0 | 0 | 0 | 0 | 0 | 0 | 0 | 0 | 0 | 0 | 0 | 0 | 0 | 0 | 0 | 12 | 0
NO |  | 186 | 2015 | 71 | 34 | 34 |  | LOUDOUN | MIDDLEBURG (49) | 115 | 115 | WOOD POLE | 0.12 | 0 | 0 | ACSR 336.4 | 0 | 0 | 0 | 0 | 0 | 0 | 0 | 0 | 0 | 0 | 0 | 0 | 0 | 0 | 0 | 0 | 0 | 0 | 0 | 0 | 0 | 0 | 0 | 12 | 0
NO |  | 186 | 2015 | 71 | 35 | 35 |  | CUNNINGHAM DP | BREMO (5) | 115 | 115 | STEEL HFRM | 1.26 | 0 | 1 | ACSR 636 | 0 | 0 | 0 | 0 | 0 | 0 | 0 | 0 | 0 | 0 | 0 | 0 | 0 | 0 | 0 | 0 | 0 | 0 | 0 | 0 | 0 | 0 | 0 | 12 | 0
NO |  | 186 | 2015 | 72 | 1 | 1 |  | CUNNINGHAM DP | BREMO (5) | 115 | 115 | STEEL POLE | 0.17 | 0 | 0 | ACSR 636 | 0 | 0 | 0 | 0 | 0 | 0 | 0 | 0 | 0 | 0 | 0 | 0 | 0 | 0 | 0 | 0 | 0 | 0 | 0 | 0 | 0 | 0 | 0 | 12 | 0
NO |  | 186 | 2015 | 72 | 2 | 2 |  | CUNNINGHAM DP | BREMO (5) | 115 | 115 | STEEL TWR | 0.19 | 0 | 0 | ACSR 636 | 0 | 0 | 0 | 0 | 0 | 0 | 0 | 0 | 0 | 0 | 0 | 0 | 0 | 0 | 0 | 0 | 0 | 0 | 0 | 0 | 0 | 0 | 0 | 12 | 0
NO |  | 186 | 2015 | 72 | 3 | 3 |  | CUNNINGHAM DP | BREMO (5) | 115 | 115 | WOOD HFRM | 9.72 | 0 | 0 | ACSR 636 | 0 | 0 | 0 | 0 | 0 | 0 | 0 | 0 | 0 | 0 | 0 | 0 | 0 | 0 | 0 | 0 | 0 | 0 | 0 | 0 | 0 | 0 | 0 | 12 | 0
NO |  | 186 | 2015 | 72 | 4 | 4 |  | CUNNINGHAM DP | BREMO (5) | 115 | 115 | WOOD POLE | 1.3 | 0 | 0 | ACSR 636 | 0 | 0 | 0 | 0 | 0 | 0 | 0 | 0 | 0 | 0 | 0 | 0 | 0 | 0 | 0 | 0 | 0 | 0 | 0 | 0 | 0 | 0 | 0 | 12 | 0
NO |  | 186 | 2015 | 72 | 5 | 5 |  | REEVES AVE | GOSPORT (51) | 115 | 115 | STEEL BRIDGE | 0.19 | 0 | 1 | ACSR 636 | 0 | 0 | 0 | 0 | 0 | 0 | 0 | 0 | 0 | 0 | 0 | 0 | 0 | 0 | 0 | 0 | 0 | 0 | 0 | 0 | 0 | 0 | 0 | 12 | 0
NO |  | 186 | 2015 | 72 | 6 | 6 |  | REEVES AVE | GOSPORT (51) | 115 | 115 | STEEL HFRM | 0.09 | 0 | 0 | ACSR 636 | 0 | 0 | 0 | 0 | 0 | 0 | 0 | 0 | 0 | 0 | 0 | 0 | 0 | 0 | 0 | 0 | 0 | 0 | 0 | 0 | 0 | 0 | 0 | 12 | 0
NO |  | 186 | 2015 | 72 | 7 | 7 |  | REEVES AVE | GOSPORT (51) | 115 | 115 | STEEL POLE | 0.04 | 0 | 0 | ACSS 477 | 0 | 0 | 0 | 0 | 0 | 0 | 0 | 0 | 0 | 0 | 0 | 0 | 0 | 0 | 0 | 0 | 0 | 0 | 0 | 0 | 0 | 0 | 0 | 12 | 0
NO |  | 186 | 2015 | 72 | 8 | 8 |  | REEVES AVE | GOSPORT (51) | 115 | 115 | STEEL POLE | 0.13 | 0 | 0 | ACSR 636 | 0 | 0 | 0 | 0 | 0 | 0 | 0 | 0 | 0 | 0 | 0 | 0 | 0 | 0 | 0 | 0 | 0 | 0 | 0 | 0 | 0 | 0 | 0 | 12 | 0
NO |  | 186 | 2015 | 72 | 9 | 9 |  | REEVES AVE | GOSPORT (51) | 115 | 115 | STEEL TWR | 0.7 | 0 | 0 | ACSS 477 | 0 | 0 | 0 | 0 | 0 | 0 | 0 | 0 | 0 | 0 | 0 | 0 | 0 | 0 | 0 | 0 | 0 | 0 | 0 | 0 | 0 | 0 | 0 | 12 | 0
NO |  | 186 | 2015 | 72 | 10 | 10 |  | REEVES AVE | GOSPORT (51) | 115 | 115 | STEEL TWR | 1.9 | 0 | 0 | ACSR 636 | 0 | 0 | 0 | 0 | 0 | 0 | 0 | 0 | 0 | 0 | 0 | 0 | 0 | 0 | 0 | 0 | 0 | 0 | 0 | 0 | 0 | 0 | 0 | 12 | 0
NO |  | 186 | 2015 | 72 | 11 | 11 |  | REEVES AVE | GOSPORT (51) | 115 | 115 | WOOD HFRM | 0.05 | 0 | 0 | ACSS 477 | 0 | 0 | 0 | 0 | 0 | 0 | 0 | 0 | 0 | 0 | 0 | 0 | 0 | 0 | 0 | 0 | 0 | 0 | 0 | 0 | 0 | 0 | 0 | 12 | 0
NO |  | 186 | 2015 | 72 | 12 | 12 |  | KITTY HAWK | NAGS HEAD (52) | 115 | 115 | CONC HFRM | 0.05 | 0 | 1 | ACAR 1109 | 0 | 0 | 0 | 0 | 0 | 0 | 0 | 0 | 0 | 0 | 0 | 0 | 0 | 0 | 0 | 0 | 0 | 0 | 0 | 0 | 0 | 0 | 0 | 12 | 0
NO |  | 186 | 2015 | 72 | 13 | 13 |  | KITTY HAWK | NAGS HEAD (52) | 115 | 115 | CONC POLE | 4.38 | 0 | 0 | ACAR 545.6 | 0 | 0 | 0 | 0 | 0 | 0 | 0 | 0 | 0 | 0 | 0 | 0 | 0 | 0 | 0 | 0 | 0 | 0 | 0 | 0 | 0 | 0 | 0 | 12 | 0
NO |  | 186 | 2015 | 72 | 14 | 14 |  | KITTY HAWK | NAGS HEAD (52) | 115 | 115 | STEEL HFRM | 0.03 | 0 | 0 | AAAC 1177 | 0 | 0 | 0 | 0 | 0 | 0 | 0 | 0 | 0 | 0 | 0 | 0 | 0 | 0 | 0 | 0 | 0 | 0 | 0 | 0 | 0 | 0 | 0 | 12 | 0
NO |  | 186 | 2015 | 72 | 15 | 15 |  | KITTY HAWK | NAGS HEAD (52) | 115 | 115 | STEEL POLE | 0.04 | 0 | 0 |  | 0 | 0 | 0 | 0 | 0 | 0 | 0 | 0 | 0 | 0 | 0 | 0 | 0 | 0 | 0 | 0 | 0 | 0 | 0 | 0 | 0 | 0 | 0 | 12 | 0
NO |  | 186 | 2015 | 72 | 16 | 16 |  | KITTY HAWK | NAGS HEAD (52) | 115 | 115 | STEEL POLE | 7.29 | 0 | 0 | AAAC 1177 | 0 | 0 | 0 | 0 | 0 | 0 | 0 | 0 | 0 | 0 | 0 | 0 | 0 | 0 | 0 | 0 | 0 | 0 | 0 | 0 | 0 | 0 | 0 | 12 | 0
NO |  | 186 | 2015 | 72 | 17 | 17 |  | KITTY HAWK | NAGS HEAD (52) | 115 | 115 | STEEL POLE | 3.41 | 0 | 0 | ACAR 545.6 | 0 | 0 | 0 | 0 | 0 | 0 | 0 | 0 | 0 | 0 | 0 | 0 | 0 | 0 | 0 | 0 | 0 | 0 | 0 | 0 | 0 | 0 | 0 | 12 | 0
NO |  | 186 | 2015 | 72 | 18 | 18 |  | CHESTERFIELD 115 | KEVLAR (53) | 115 | 115 | STEEL HFRM | 0.16 | 0 | 1 | ACSR 636 | 0 | 0 | 0 | 0 | 0 | 0 | 0 | 0 | 0 | 0 | 0 | 0 | 0 | 0 | 0 | 0 | 0 | 0 | 0 | 0 | 0 | 0 | 0 | 12 | 0
NO |  | 186 | 2015 | 72 | 19 | 19 |  | CHESTERFIELD 115 | KEVLAR (53) | 115 | 115 | STEEL HFRM | 0.08 | 0 | 0 | ACAR 721 | 0 | 0 | 0 | 0 | 0 | 0 | 0 | 0 | 0 | 0 | 0 | 0 | 0 | 0 | 0 | 0 | 0 | 0 | 0 | 0 | 0 | 0 | 0 | 12 | 0
NO |  | 186 | 2015 | 72 | 20 | 20 |  | CHESTERFIELD 115 | KEVLAR (53) | 115 | 115 | STEEL POLE | 0.18 | 0 | 0 | ACSR 636 | 0 | 0 | 0 | 0 | 0 | 0 | 0 | 0 | 0 | 0 | 0 | 0 | 0 | 0 | 0 | 0 | 0 | 0 | 0 | 0 | 0 | 0 | 0 | 12 | 0
NO |  | 186 | 2015 | 72 | 21 | 21 |  | CHESTERFIELD 115 | KEVLAR (53) | 115 | 115 | STEEL POLE | 0.38 | 0 | 0 | ACAR 721 | 0 | 0 | 0 | 0 | 0 | 0 | 0 | 0 | 0 | 0 | 0 | 0 | 0 | 0 | 0 | 0 | 0 | 0 | 0 | 0 | 0 | 0 | 0 | 12 | 0
NO |  | 186 | 2015 | 72 | 22 | 22 |  | CHESTERFIELD 115 | KEVLAR (53) | 115 | 115 | STEEL TWR | 0.05 | 0 | 0 | ACSR 636 | 0 | 0 | 0 | 0 | 0 | 0 | 0 | 0 | 0 | 0 | 0 | 0 | 0 | 0 | 0 | 0 | 0 | 0 | 0 | 0 | 0 | 0 | 0 | 12 | 0
NO |  | 186 | 2015 | 72 | 23 | 23 |  | CHESTERFIELD 115 | KEVLAR (53) | 115 | 115 | STEEL TWR | 2.19 | 0 | 0 | ACAR 721 | 0 | 0 | 0 | 0 | 0 | 0 | 0 | 0 | 0 | 0 | 0 | 0 | 0 | 0 | 0 | 0 | 0 | 0 | 0 | 0 | 0 | 0 | 0 | 12 | 0
NO |  | 186 | 2015 | 72 | 24 | 24 |  | CHESTERFIELD 115 | KEVLAR (53) | 115 | 115 | WOOD HFRM | 2.99 | 0 | 0 | ACSR 636 | 0 | 0 | 0 | 0 | 0 | 0 | 0 | 0 | 0 | 0 | 0 | 0 | 0 | 0 | 0 | 0 | 0 | 0 | 0 | 0 | 0 | 0 | 0 | 12 | 0
NO |  | 186 | 2015 | 72 | 25 | 25 |  | CHESTERFIELD 115 | KEVLAR (53) | 115 | 115 | WOOD POLE | 0.7 | 0 | 0 | ACSR 636 | 0 | 0 | 0 | 0 | 0 | 0 | 0 | 0 | 0 | 0 | 0 | 0 | 0 | 0 | 0 | 0 | 0 | 0 | 0 | 0 | 0 | 0 | 0 | 12 | 0
NO |  | 186 | 2015 | 72 | 26 | 26 |  | CHESTERFIELD 115 | KEVLAR (53) | 115 | 115 | WOOD POLE | 0.07 | 0 | 0 | ACAR 721 | 0 | 0 | 0 | 0 | 0 | 0 | 0 | 0 | 0 | 0 | 0 | 0 | 0 | 0 | 0 | 0 | 0 | 0 | 0 | 0 | 0 | 0 | 0 | 12 | 0
NO |  | 186 | 2015 | 72 | 27 | 27 |  | CAROLINA | EARLEYS (54) | 115 | 115 | CONC TWR | 0.01 | 0 | 1 | ACSR 336.4 | 0 | 0 | 0 | 0 | 0 | 0 | 0 | 0 | 0 | 0 | 0 | 0 | 0 | 0 | 0 | 0 | 0 | 0 | 0 | 0 | 0 | 0 | 0 | 12 | 0
NO |  | 186 | 2015 | 72 | 28 | 28 |  | CAROLINA | EARLEYS (54) | 115 | 115 | STEEL HFRM | 30.76 | 0 | 0 | ACSR 336.4 | 0 | 0 | 0 | 0 | 0 | 0 | 0 | 0 | 0 | 0 | 0 | 0 | 0 | 0 | 0 | 0 | 0 | 0 | 0 | 0 | 0 | 0 | 0 | 12 | 0
NO |  | 186 | 2015 | 72 | 29 | 29 |  | CAROLINA | EARLEYS (54) | 115 | 115 | STEEL POLE | 1.47 | 0 | 0 | ACSR 336.4 | 0 | 0 | 0 | 0 | 0 | 0 | 0 | 0 | 0 | 0 | 0 | 0 | 0 | 0 | 0 | 0 | 0 | 0 | 0 | 0 | 0 | 0 | 0 | 12 | 0
NO |  | 186 | 2015 | 72 | 30 | 30 |  | CAROLINA | EARLEYS (54) | 115 | 115 | STEEL POLE | 0.29 | 0 | 0 | ACAR 545.6 | 0 | 0 | 0 | 0 | 0 | 0 | 0 | 0 | 0 | 0 | 0 | 0 | 0 | 0 | 0 | 0 | 0 | 0 | 0 | 0 | 0 | 0 | 0 | 12 | 0
NO |  | 186 | 2015 | 72 | 31 | 31 |  | CAROLINA | EARLEYS (54) | 115 | 115 | STEEL TWR | 0.44 | 0 | 0 | ACSR 336.4 | 0 | 0 | 0 | 0 | 0 | 0 | 0 | 0 | 0 | 0 | 0 | 0 | 0 | 0 | 0 | 0 | 0 | 0 | 0 | 0 | 0 | 0 | 0 | 12 | 0
NO |  | 186 | 2015 | 72 | 32 | 32 |  | CAROLINA | EARLEYS (54) | 115 | 115 | WOOD HFRM | 3.7 | 0 | 0 | ACSR 336.4 | 0 | 0 | 0 | 0 | 0 | 0 | 0 | 0 | 0 | 0 | 0 | 0 | 0 | 0 | 0 | 0 | 0 | 0 | 0 | 0 | 0 | 0 | 0 | 12 | 0
NO |  | 186 | 2015 | 72 | 33 | 33 |  | CAROLINA | EARLEYS (54) | 115 | 115 | WOOD POLE | 0.29 | 0 | 0 | ACSR 336.4 | 0 | 0 | 0 | 0 | 0 | 0 | 0 | 0 | 0 | 0 | 0 | 0 | 0 | 0 | 0 | 0 | 0 | 0 | 0 | 0 | 0 | 0 | 0 | 12 | 0
NO |  | 186 | 2015 | 72 | 34 | 34 |  | TARBORO | ANACONDA (55) | 115 | 115 | CONC POLE | 0.19 | 0 | 1 | AAAC 740.8 | 0 | 0 | 0 | 0 | 0 | 0 | 0 | 0 | 0 | 0 | 0 | 0 | 0 | 0 | 0 | 0 | 0 | 0 | 0 | 0 | 0 | 0 | 0 | 12 | 0
NO |  | 186 | 2015 | 72 | 35 | 35 |  | TARBORO | ANACONDA (55) | 115 | 115 | STEEL HFRM | 0.07 | 0 | 0 | ACSR 1033.5 | 0 | 0 | 0 | 0 | 0 | 0 | 0 | 0 | 0 | 0 | 0 | 0 | 0 | 0 | 0 | 0 | 0 | 0 | 0 | 0 | 0 | 0 | 0 | 12 | 0
NO |  | 186 | 2015 | 73 | 1 | 1 |  | TARBORO | ANACONDA (55) | 115 | 115 | STEEL HFRM | 0.2 | 0 | 0 | CU 20 | 0 | 0 | 0 | 0 | 0 | 0 | 0 | 0 | 0 | 0 | 0 | 0 | 0 | 0 | 0 | 0 | 0 | 0 | 0 | 0 | 0 | 0 | 0 | 12 | 0
NO |  | 186 | 2015 | 73 | 2 | 2 |  | TARBORO | ANACONDA (55) | 115 | 115 | STEEL POLE | 0.17 | 0 | 0 | AAC 1590 | 0 | 0 | 0 | 0 | 0 | 0 | 0 | 0 | 0 | 0 | 0 | 0 | 0 | 0 | 0 | 0 | 0 | 0 | 0 | 0 | 0 | 0 | 0 | 12 | 0
NO |  | 186 | 2015 | 73 | 3 | 3 |  | TARBORO | ANACONDA (55) | 115 | 115 | STEEL POLE | 0.22 | 0 | 0 | ACAR 721 | 0 | 0 | 0 | 0 | 0 | 0 | 0 | 0 | 0 | 0 | 0 | 0 | 0 | 0 | 0 | 0 | 0 | 0 | 0 | 0 | 0 | 0 | 0 | 12 | 0
NO |  | 186 | 2015 | 73 | 4 | 4 |  | TARBORO | ANACONDA (55) | 115 | 115 | STEEL POLE | 0.05 | 0 | 0 | AAAC 740.8 | 0 | 0 | 0 | 0 | 0 | 0 | 0 | 0 | 0 | 0 | 0 | 0 | 0 | 0 | 0 | 0 | 0 | 0 | 0 | 0 | 0 | 0 | 0 | 12 | 0
NO |  | 186 | 2015 | 73 | 5 | 5 |  | TARBORO | ANACONDA (55) | 115 | 115 | STEEL TWR | 0 | 0.09 | 0 | AAAC 740.8 | 0 | 0 | 0 | 0 | 0 | 0 | 0 | 0 | 0 | 0 | 0 | 0 | 0 | 0 | 0 | 0 | 0 | 0 | 0 | 0 | 0 | 0 | 0 | 12 | 0
NO |  | 186 | 2015 | 73 | 6 | 6 |  | TARBORO | ANACONDA (55) | 115 | 115 | STEEL TWR | 0.04 | 0 | 0 | ACSR 1033.5 | 0 | 0 | 0 | 0 | 0 | 0 | 0 | 0 | 0 | 0 | 0 | 0 | 0 | 0 | 0 | 0 | 0 | 0 | 0 | 0 | 0 | 0 | 0 | 12 | 0
NO |  | 186 | 2015 | 73 | 7 | 7 |  | TARBORO | ANACONDA (55) | 115 | 115 | STEEL TWR | 0.01 | 0 | 0 | ACSR 1351.5 | 0 | 0 | 0 | 0 | 0 | 0 | 0 | 0 | 0 | 0 | 0 | 0 | 0 | 0 | 0 | 0 | 0 | 0 | 0 | 0 | 0 | 0 | 0 | 12 | 0
NO |  | 186 | 2015 | 73 | 8 | 8 |  | TARBORO | ANACONDA (55) | 115 | 115 | STEEL TWR | 0.02 | 0 | 0 | AAC 1590 | 0 | 0 | 0 | 0 | 0 | 0 | 0 | 0 | 0 | 0 | 0 | 0 | 0 | 0 | 0 | 0 | 0 | 0 | 0 | 0 | 0 | 0 | 0 | 12 | 0
NO |  | 186 | 2015 | 73 | 9 | 9 |  | TARBORO | ANACONDA (55) | 115 | 115 | STEEL TWR | 0.14 | 0 | 0 | CU 20 | 0 | 0 | 0 | 0 | 0 | 0 | 0 | 0 | 0 | 0 | 0 | 0 | 0 | 0 | 0 | 0 | 0 | 0 | 0 | 0 | 0 | 0 | 0 | 12 | 0
NO |  | 186 | 2015 | 73 | 10 | 10 |  | TARBORO | ANACONDA (55) | 115 | 115 | STEEL TWR | 0.01 | 0 | 0 | ACSR 336.4 | 0 | 0 | 0 | 0 | 0 | 0 | 0 | 0 | 0 | 0 | 0 | 0 | 0 | 0 | 0 | 0 | 0 | 0 | 0 | 0 | 0 | 0 | 0 | 12 | 0
NO |  | 186 | 2015 | 73 | 11 | 11 |  | TARBORO | ANACONDA (55) | 115 | 115 | STEEL TWR | 1.7 | 0 | 0 | AAAC 740.8 | 0 | 0 | 0 | 0 | 0 | 0 | 0 | 0 | 0 | 0 | 0 | 0 | 0 | 0 | 0 | 0 | 0 | 0 | 0 | 0 | 0 | 0 | 0 | 12 | 0
NO |  | 186 | 2015 | 73 | 12 | 12 |  | TARBORO | ANACONDA (55) | 115 | 115 | WOOD HFRM | 0.06 | 0 | 0 | AAC 1590 | 0 | 0 | 0 | 0 | 0 | 0 | 0 | 0 | 0 | 0 | 0 | 0 | 0 | 0 | 0 | 0 | 0 | 0 | 0 | 0 | 0 | 0 | 0 | 12 | 0
NO |  | 186 | 2015 | 73 | 13 | 13 |  | TARBORO | ANACONDA (55) | 115 | 115 | WOOD HFRM | 0.38 | 0 | 0 | CU 20 | 0 | 0 | 0 | 0 | 0 | 0 | 0 | 0 | 0 | 0 | 0 | 0 | 0 | 0 | 0 | 0 | 0 | 0 | 0 | 0 | 0 | 0 | 0 | 12 | 0
NO |  | 186 | 2015 | 73 | 14 | 14 |  | TARBORO | ANACONDA (55) | 115 | 115 | WOOD HFRM | 0.16 | 0 | 0 | ACSR 336.4 | 0 | 0 | 0 | 0 | 0 | 0 | 0 | 0 | 0 | 0 | 0 | 0 | 0 | 0 | 0 | 0 | 0 | 0 | 0 | 0 | 0 | 0 | 0 | 12 | 0
NO |  | 186 | 2015 | 73 | 15 | 15 |  | TARBORO | ANACONDA (55) | 115 | 115 | WOOD HFRM | 0.1 | 0 | 0 | AAAC 740.8 | 0 | 0 | 0 | 0 | 0 | 0 | 0 | 0 | 0 | 0 | 0 | 0 | 0 | 0 | 0 | 0 | 0 | 0 | 0 | 0 | 0 | 0 | 0 | 12 | 0
NO |  | 186 | 2015 | 73 | 16 | 16 |  | TARBORO | ANACONDA (55) | 115 | 115 | WOOD POLE | 0.41 | 0 | 0 | AAC 1590 | 0 | 0 | 0 | 0 | 0 | 0 | 0 | 0 | 0 | 0 | 0 | 0 | 0 | 0 | 0 | 0 | 0 | 0 | 0 | 0 | 0 | 0 | 0 | 12 | 0
NO |  | 186 | 2015 | 73 | 17 | 17 |  | TARBORO | ANACONDA (55) | 115 | 115 | WOOD POLE | 0.51 | 0 | 0 | ACSR 336.4 | 0 | 0 | 0 | 0 | 0 | 0 | 0 | 0 | 0 | 0 | 0 | 0 | 0 | 0 | 0 | 0 | 0 | 0 | 0 | 0 | 0 | 0 | 0 | 12 | 0
NO |  | 186 | 2015 | 73 | 18 | 18 |  | TARBORO | ANACONDA (55) | 115 | 115 | WOOD POLE | 2.3 | 0 | 0 | ACAR 721 | 0 | 0 | 0 | 0 | 0 | 0 | 0 | 0 | 0 | 0 | 0 | 0 | 0 | 0 | 0 | 0 | 0 | 0 | 0 | 0 | 0 | 0 | 0 | 12 | 0
NO |  | 186 | 2015 | 73 | 19 | 19 |  | CAROLINA | BOYKINS (56) | 115 | 115 | CONC POLE | 0.1 | 0 | 1 | AAC 1590 | 0 | 0 | 0 | 0 | 0 | 0 | 0 | 0 | 0 | 0 | 0 | 0 | 0 | 0 | 0 | 0 | 0 | 0 | 0 | 0 | 0 | 0 | 0 | 12 | 0
NO |  | 186 | 2015 | 73 | 20 | 20 |  | CAROLINA | BOYKINS (56) | 115 | 115 | CONC TWR | 0.04 | 0 | 0 | AAC 1590 | 0 | 0 | 0 | 0 | 0 | 0 | 0 | 0 | 0 | 0 | 0 | 0 | 0 | 0 | 0 | 0 | 0 | 0 | 0 | 0 | 0 | 0 | 0 | 12 | 0
NO |  | 186 | 2015 | 73 | 21 | 21 |  | CAROLINA | BOYKINS (56) | 115 | 115 | STEEL HFRM | 0.03 | 0 | 0 | ACAR 545.6 | 0 | 0 | 0 | 0 | 0 | 0 | 0 | 0 | 0 | 0 | 0 | 0 | 0 | 0 | 0 | 0 | 0 | 0 | 0 | 0 | 0 | 0 | 0 | 12 | 0
NO |  | 186 | 2015 | 73 | 22 | 22 |  | CAROLINA | BOYKINS (56) | 115 | 115 | STEEL TWR | 0.19 | 0 | 0 | AAC 1590 | 0 | 0 | 0 | 0 | 0 | 0 | 0 | 0 | 0 | 0 | 0 | 0 | 0 | 0 | 0 | 0 | 0 | 0 | 0 | 0 | 0 | 0 | 0 | 12 | 0
NO |  | 186 | 2015 | 73 | 23 | 23 |  | CAROLINA | BOYKINS (56) | 115 | 115 | STEEL TWR | 27.68 | 0 | 0 | ACAR 545.6 | 0 | 0 | 0 | 0 | 0 | 0 | 0 | 0 | 0 | 0 | 0 | 0 | 0 | 0 | 0 | 0 | 0 | 0 | 0 | 0 | 0 | 0 | 0 | 12 | 0
NO |  | 186 | 2015 | 73 | 24 | 24 |  | CAROLINA | BOYKINS (56) | 115 | 115 | WOOD POLE | 0.01 | 0 | 0 | AAC 1590 | 0 | 0 | 0 | 0 | 0 | 0 | 0 | 0 | 0 | 0 | 0 | 0 | 0 | 0 | 0 | 0 | 0 | 0 | 0 | 0 | 0 | 0 | 0 | 12 | 0
NO |  | 186 | 2015 | 73 | 25 | 25 |  | LANEXA | YORKTOWN (58) | 115 | 115 | CONC HFRM | 0.08 | 0 | 1 | ACAR 396.3 | 0 | 0 | 0 | 0 | 0 | 0 | 0 | 0 | 0 | 0 | 0 | 0 | 0 | 0 | 0 | 0 | 0 | 0 | 0 | 0 | 0 | 0 | 0 | 12 | 0
NO |  | 186 | 2015 | 73 | 26 | 26 |  | LANEXA | YORKTOWN (58) | 115 | 115 | CONC HFRM | 0.92 | 0 | 0 | ACSR 477 | 0 | 0 | 0 | 0 | 0 | 0 | 0 | 0 | 0 | 0 | 0 | 0 | 0 | 0 | 0 | 0 | 0 | 0 | 0 | 0 | 0 | 0 | 0 | 12 | 0
NO |  | 186 | 2015 | 73 | 27 | 27 |  | LANEXA | YORKTOWN (58) | 115 | 115 | STEEL HFRM | 0 | 0.41 | 0 | ACSR 477 | 0 | 0 | 0 | 0 | 0 | 0 | 0 | 0 | 0 | 0 | 0 | 0 | 0 | 0 | 0 | 0 | 0 | 0 | 0 | 0 | 0 | 0 | 0 | 12 | 0
NO |  | 186 | 2015 | 73 | 28 | 28 |  | LANEXA | YORKTOWN (58) | 115 | 115 | STEEL HFRM | 2.25 | 0 | 0 | ACSR 477 | 0 | 0 | 0 | 0 | 0 | 0 | 0 | 0 | 0 | 0 | 0 | 0 | 0 | 0 | 0 | 0 | 0 | 0 | 0 | 0 | 0 | 0 | 0 | 12 | 0
NO |  | 186 | 2015 | 73 | 29 | 29 |  | LANEXA | YORKTOWN (58) | 115 | 115 | STEEL HFRM | 0.13 | 0 | 0 | ACSR 636 | 0 | 0 | 0 | 0 | 0 | 0 | 0 | 0 | 0 | 0 | 0 | 0 | 0 | 0 | 0 | 0 | 0 | 0 | 0 | 0 | 0 | 0 | 0 | 12 | 0
NO |  | 186 | 2015 | 73 | 30 | 30 |  | LANEXA | YORKTOWN (58) | 115 | 115 | STEEL POLE | 0 | 0 | 0 |  | 0 | 0 | 0 | 0 | 0 | 0 | 0 | 0 | 0 | 0 | 0 | 0 | 0 | 0 | 0 | 0 | 0 | 0 | 0 | 0 | 0 | 0 | 0 | 12 | 0