## f1_xmssn_line_2016
24-115 CostoInv/CostoO&M | Aer/Sub | respondent_id | report_year | spplmnt_num | row_number | row_seq | row_prvlg | designation_from | designation_to | voltage_oper | designed_voltage | structure | length_dsgnt | length_another | num_of_circuits | conductor_size | cost_land | cost_other | cost_total | expns_operations | expns_maint | expns_rents | expns_total | designation_from_f | designation_to_f | voltage_oper_f | designed_voltage_f | structure_f | length_dsgnt_f | length_another_f | num_of_circuits_f | conductor_size_f | cost_land_f | cost_other_f | cost_total_f | expns_operations_f | expns_maint_f | expns_rents_f | expns_total_f | report_prd | Empresa Válida
NO |  | 1 | 2016 | 0 | 36 | 36 |  | TOTAL |  | 0 | 0 |  | 0 | 0 | 0 |  | 0 | 0 | 0 | 0 | 0 | 0 | 0 | 0 | 0 | 0 | 0 | 0 | 0 | 0 | 0 | 0 | 0 | 0 | 0 | 0 | 0 | 0 | 0 | 12 | 0
NO |  | 2 | 2016 | 0 | 1 | 1 |  | South Bessemer TS | Snowdoun TS | 500 | 0 | Tower | 92 | 0 | 1 |  | 0 | 0 | 0 | 0 | 0 | 0 | 0 | 0 | 0 | 0 | 0 | 0 | 0 | 0 | 0 | 660020953 | 660020954 | 660020955 | 660020956 | 0 | 0 | 0 | 0 | 12 | 1
NO |  | 2 | 2016 | 0 | 2 | 2 |  | Miller Steam Plant | Mississippi St. Line (TVA) | 500 | 0 | Tower | 71.86 | 0 | 1 |  | 0 | 0 | 0 | 0 | 0 | 0 | 0 | 0 | 0 | 0 | 0 | 0 | 0 | 0 | 0 | 0 | 0 | 0 | 0 | 0 | 0 | 0 | 0 | 12 | 1
NO |  | 2 | 2016 | 0 | 3 | 3 |  | Miller Steam Plant | Arkadelphia (TVA) | 500 | 0 | Tower | 23.27 | 0 | 1 |  | 0 | 0 | 0 | 0 | 0 | 0 | 0 | 0 | 0 | 0 | 0 | 0 | 0 | 0 | 0 | 0 | 0 | 0 | 0 | 0 | 0 | 0 | 0 | 12 | 1
NO |  | 2 | 2016 | 0 | 4 | 4 |  | Miller Steam Plant | South Bessemer | 500 | 0 | Tower | 30.82 | 0 | 1 |  | 0 | 0 | 0 | 0 | 0 | 0 | 0 | 0 | 0 | 0 | 0 | 0 | 0 | 0 | 0 | 0 | 0 | 0 | 0 | 0 | 0 | 0 | 0 | 12 | 1
NO |  | 2 | 2016 | 0 | 5 | 5 |  | Miller Steam Plant | Clay TS | 230 | 500 | Tower | 31.58 | 0 | 1 |  | 0 | 0 | 0 | 0 | 0 | 0 | 0 | 0 | 0 | 0 | 0 | 0 | 0 | 0 | 0 | 0 | 0 | 0 | 0 | 0 | 0 | 0 | 0 | 12 | 1
NO |  | 2 | 2016 | 0 | 6 | 6 |  | Farley Nuclear Plant | Snowdoun TS | 500 | 0 | Tower | 96.9 | 0 | 1 |  | 0 | 0 | 0 | 0 | 0 | 0 | 0 | 0 | 0 | 0 | 0 | 0 | 0 | 0 | 0 | 0 | 0 | 0 | 0 | 0 | 0 | 0 | 0 | 12 | 1
NO |  | 2 | 2016 | 0 | 7 | 7 |  | Gaston Steam Plant | Leeds-Boyles TS | 230 | 0 | Tower | 37.38 | 0 | 1 |  | 0 | 0 | 0 | 0 | 0 | 0 | 0 | 0 | 0 | 0 | 0 | 0 | 0 | 0 | 0 | 0 | 0 | 0 | 0 | 0 | 0 | 0 | 0 | 12 | 1
NO |  | 2 | 2016 | 0 | 8 | 8 |  | Empresa Válida | Leeds TS (West Circuit) | 230 | 0 | Tower | 20.83 | 0 | 1 |  | 0 | 0 | 0 | 0 | 0 | 0 | 0 | 0 | 0 | 0 | 0 | 0 | 0 | 0 | 0 | 0 | 0 | 0 | 0 | 0 | 0 | 0 | 0 | 12 | 1
NO |  | 2 | 2016 | 0 | 9 | 9 |  | 0 | Leeds TS (East Circuit) | 230 | 0 | Tower | 20.65 | 0 | 1 |  | 0 | 0 | 0 | 0 | 0 | 0 | 0 | 0 | 0 | 0 | 0 | 0 | 0 | 0 | 0 | 0 | 0 | 0 | 0 | 0 | 0 | 0 | 0 | 12 | 1
NO |  | 2 | 2016 | 0 | 10 | 10 |  | Gaston Steam Plant | Anniston TS | 230 | 0 | Wood H Frame | 38.8 | 0 | 1 |  | 0 | 0 | 0 | 0 | 0 | 0 | 0 | 0 | 0 | 0 | 0 | 0 | 0 | 0 | 0 | 0 | 0 | 0 | 0 | 0 | 0 | 0 | 0 | 12 | 1
NO |  | 2 | 2016 | 0 | 11 | 11 |  |  |  | 0 | 0 | Tower | 9.15 | 0 | 1 |  | 0 | 0 | 0 | 0 | 0 | 0 | 0 | 0 | 0 | 0 | 0 | 0 | 0 | 0 | 0 | 0 | 0 | 0 | 0 | 0 | 0 | 0 | 0 | 12 | 1
NO |  | 2 | 2016 | 0 | 12 | 12 |  | Gaston Steam Plant | Montgomery Switching | 0 | 0 |  | 0 | 0 | 0 |  | 0 | 0 | 0 | 0 | 0 | 0 | 0 | 0 | 0 | 0 | 0 | 0 | 0 | 0 | 0 | 0 | 0 | 0 | 0 | 0 | 0 | 0 | 0 | 12 | 1
NO |  | 2 | 2016 | 0 | 13 | 13 |  |  | Station | 230 | 0 | Wood H Frame | 46.91 | 0 | 1 |  | 0 | 0 | 0 | 0 | 0 | 0 | 0 | 0 | 0 | 0 | 0 | 0 | 0 | 0 | 0 | 0 | 0 | 0 | 0 | 0 | 0 | 0 | 0 | 12 | 1
NO |  | 2 | 2016 | 0 | 14 | 14 |  |  |  | 0 | 0 | Tower | 14.83 | 1.95 | 1 |  | 0 | 0 | 0 | 0 | 0 | 0 | 0 | 0 | 0 | 0 | 0 | 0 | 0 | 660020957 | 0 | 0 | 0 | 0 | 0 | 0 | 0 | 0 | 0 | 12 | 1
NO |  | 2 | 2016 | 0 | 15 | 15 |  | Montgomery Switching |  | 0 | 0 |  | 0 | 0 | 0 |  | 0 | 0 | 0 | 0 | 0 | 0 | 0 | 0 | 0 | 0 | 0 | 0 | 0 | 0 | 0 | 0 | 0 | 0 | 0 | 0 | 0 | 0 | 0 | 12 | 1
NO |  | 2 | 2016 | 0 | 16 | 16 |  | Station | West Montgomery TS | 230 | 0 | Wood H Frame | 1.92 | 0 | 1 |  | 0 | 0 | 0 | 0 | 0 | 0 | 0 | 0 | 0 | 0 | 0 | 0 | 0 | 0 | 0 | 0 | 0 | 0 | 0 | 0 | 0 | 0 | 0 | 12 | 1
NO |  | 2 | 2016 | 0 | 17 | 17 |  | Gaston Steam Plant | Bessemer TS | 230 | 0 | Tower | 30.95 | 0 | 1 |  | 0 | 0 | 0 | 0 | 0 | 0 | 0 | 0 | 0 | 0 | 0 | 0 | 0 | 0 | 0 | 0 | 0 | 0 | 0 | 0 | 0 | 0 | 0 | 12 | 1
NO |  | 2 | 2016 | 0 | 18 | 18 |  | Gaston Steam Plant | Magella TS | 230 | 0 | Tower | 35 | 0 | 1 |  | 0 | 0 | 0 | 0 | 0 | 0 | 0 | 0 | 0 | 0 | 0 | 0 | 0 | 0 | 0 | 0 | 0 | 0 | 0 | 0 | 0 | 0 | 0 | 12 | 1
NO |  | 2 | 2016 | 0 | 19 | 19 |  | Gaston Steam Plant | Coosa Pine TS | 230 | 0 | Steel | 10.02 | 0 | 1 |  | 0 | 0 | 0 | 0 | 0 | 0 | 0 | 0 | 0 | 0 | 0 | 0 | 0 | 0 | 0 | 0 | 0 | 0 | 0 | 0 | 0 | 0 | 0 | 12 | 1
NO |  | 2 | 2016 | 0 | 20 | 20 |  | Leeds TS | Clay TS | 230 | 0 | Tower | 17.26 | 0 | 1 |  | 0 | 0 | 0 | 0 | 0 | 0 | 0 | 0 | 0 | 0 | 0 | 0 | 0 | 0 | 0 | 0 | 0 | 0 | 0 | 0 | 0 | 0 | 0 | 12 | 1
NO |  | 2 | 2016 | 0 | 21 | 21 |  | Anniston TS | Georgia State Line | 230 | 0 | Tower | 45.6 | 0 | 1 |  | 0 | 0 | 0 | 0 | 0 | 0 | 0 | 0 | 0 | 0 | 0 | 0 | 0 | 0 | 0 | 0 | 0 | 0 | 0 | 0 | 0 | 0 | 0 | 12 | 1
NO |  | 2 | 2016 | 0 | 22 | 22 |  | Farley Nuclear Plant | Webb TS | 230 | 0 | Tower | 10.4 | 0 | 1 |  | 0 | 0 | 0 | 0 | 0 | 0 | 0 | 0 | 0 | 0 | 0 | 0 | 0 | 0 | 0 | 0 | 0 | 0 | 0 | 0 | 0 | 0 | 0 | 12 | 1
NO |  | 2 | 2016 | 0 | 23 | 23 |  | Farley Nuclear Plant | Pinckard TS | 230 | 0 | Tower | 33.79 | 0 | 1 |  | 0 | 0 | 0 | 0 | 0 | 0 | 0 | 0 | 0 | 0 | 0 | 0 | 0 | 0 | 0 | 0 | 0 | 0 | 0 | 0 | 0 | 0 | 0 | 12 | 1
NO |  | 2 | 2016 | 0 | 24 | 24 |  | Webb TS | Pinckard TS | 230 | 0 | Tower | 18.09 | 0 | 1 |  | 0 | 0 | 0 | 0 | 0 | 0 | 0 | 0 | 0 | 0 | 0 | 0 | 0 | 0 | 0 | 0 | 0 | 0 | 0 | 0 | 0 | 0 | 0 | 12 | 1
NO |  | 2 | 2016 | 0 | 25 | 25 |  | Pinckard TS | Florida State Line | 230 | 0 | Tower | 35.32 | 0 | 1 |  | 0 | 0 | 0 | 0 | 0 | 0 | 0 | 0 | 0 | 0 | 0 | 0 | 0 | 0 | 0 | 0 | 0 | 0 | 0 | 0 | 0 | 0 | 0 | 12 | 1
NO |  | 2 | 2016 | 0 | 26 | 26 |  | Opp TS-(AEC) | Pinckard TS | 230 | 0 | Tower | 42.63 | 0 | 1 |  | 0 | 0 | 0 | 0 | 0 | 0 | 0 | 0 | 0 | 0 | 0 | 0 | 0 | 0 | 0 | 0 | 0 | 0 | 0 | 0 | 0 | 0 | 0 | 12 | 1
NO |  | 2 | 2016 | 0 | 27 | 27 |  | West McIntosh TS | Alabama Electric Coop. | 0 | 0 |  | 0 | 0 | 0 |  | 0 | 0 | 0 | 0 | 0 | 0 | 0 | 0 | 0 | 0 | 0 | 0 | 0 | 0 | 0 | 0 | 0 | 0 | 0 | 0 | 0 | 0 | 0 | 12 | 1
NO |  | 2 | 2016 | 0 | 28 | 28 |  |  | Jackson | 230 | 0 | Tower | 17.87 | 0 | 1 |  | 0 | 0 | 0 | 0 | 0 | 0 | 0 | 0 | 0 | 0 | 0 | 0 | 0 | 0 | 0 | 0 | 0 | 0 | 0 | 0 | 0 | 0 | 0 | 12 | 1
NO |  | 2 | 2016 | 0 | 29 | 29 |  | Alabama Electric Coop., |  | 0 | 0 |  | 0 | 0 | 0 |  | 0 | 0 | 0 | 0 | 0 | 0 | 0 | 0 | 0 | 0 | 0 | 0 | 0 | 0 | 0 | 0 | 0 | 0 | 0 | 0 | 0 | 0 | 0 | 12 | 1
NO |  | 2 | 2016 | 0 | 30 | 30 |  | Jackson | Belleville | 230 | 0 | Tower | 45.14 | 0 | 1 |  | 0 | 0 | 0 | 0 | 0 | 0 | 0 | 0 | 0 | 0 | 0 | 0 | 0 | 0 | 0 | 0 | 0 | 0 | 0 | 0 | 0 | 0 | 0 | 12 | 1
NO |  | 2 | 2016 | 0 | 31 | 31 |  | Barry Steam Plant | West McIntosh TS | 230 | 0 | Tower | 18.82 | 0 | 1 |  | 0 | 0 | 0 | 0 | 0 | 0 | 0 | 0 | 0 | 0 | 0 | 0 | 0 | 0 | 0 | 0 | 0 | 0 | 0 | 0 | 0 | 0 | 0 | 12 | 1
NO |  | 2 | 2016 | 0 | 32 | 32 |  | Barry Steam Plant | North Brewton TS | 230 | 0 | Wood H Frame | 60.91 | 0 | 1 |  | 0 | 0 | 0 | 0 | 0 | 0 | 0 | 0 | 0 | 0 | 0 | 0 | 0 | 0 | 0 | 0 | 0 | 0 | 0 | 0 | 0 | 0 | 0 | 12 | 1
NO |  | 2 | 2016 | 0 | 33 | 33 |  | North Brewton TS | Opp TS-(AEC) | 230 | 0 | Wood H Frame | 51.57 | 0 | 1 |  | 0 | 0 | 0 | 0 | 0 | 0 | 0 | 0 | 0 | 0 | 0 | 0 | 0 | 0 | 0 | 0 | 0 | 0 | 0 | 0 | 0 | 0 | 0 | 12 | 1
NO |  | 2 | 2016 | 0 | 34 | 34 |  | Barry Steam Plant | Florida State Line | 230 | 0 | Tower | 29.96 | 0 | 1 |  | 0 | 0 | 0 | 0 | 0 | 0 | 0 | 0 | 0 | 0 | 0 | 0 | 0 | 0 | 0 | 0 | 0 | 0 | 0 | 0 | 0 | 0 | 0 | 12 | 1
NO |  | 2 | 2016 | 0 | 35 | 35 |  | Barry Steam Plant | Chickasaw Steam Plant | 230 | 0 | Tower | 18.71 | 0 | 1 |  | 0 | 0 | 0 | 0 | 0 | 0 | 0 | 0 | 0 | 0 | 0 | 0 | 0 | 0 | 0 | 0 | 0 | 0 | 0 | 0 | 0 | 0 | 0 | 12 | 1
NO |  | 2 | 2016 | 0 | 36 | 36 |  | TOTAL |  | 0 | 0 |  | 10584.03 | 43.07 | 124 |  | 226233766 | 2448005563 | 2674239329 | 103475503 | 31566399 | 2059976 | 137101878 | 0 | 0 | 0 | 0 | 0 | 0 | 0 | 0 | 0 | 0 | 0 | 0 | 0 | 0 | 0 | 0 | 12 | 1
NO |  | 2 | 2016 | 1 | 1 | 1 |  | Barry Steam Plant | Big Creek TS | 230 | 0 | Tower | 31.63 | 0 | 1 |  | 0 | 0 | 0 | 0 | 0 | 0 | 0 | 0 | 0 | 0 | 0 | 0 | 0 | 0 | 0 | 0 | 0 | 0 | 0 | 0 | 0 | 0 | 0 | 12 | 1
NO |  | 2 | 2016 | 1 | 2 | 2 |  | Barry Steam Plant | North Theodore TS | 230 | 0 | Tower | 44.5 | 0 | 1 |  | 0 | 0 | 0 | 0 | 0 | 0 | 0 | 0 | 0 | 0 | 0 | 0 | 0 | 0 | 0 | 0 | 0 | 0 | 0 | 0 | 0 | 0 | 0 | 12 | 1
NO |  | 2 | 2016 | 1 | 3 | 3 |  | Clay TS | Oneonta | 230 | 0 | Guyed Delta | 13.1 | 0 | 1 |  | 0 | 0 | 0 | 0 | 0 | 0 | 0 | 0 | 0 | 0 | 0 | 0 | 0 | 0 | 0 | 0 | 0 | 0 | 0 | 0 | 0 | 0 | 0 | 12 | 1
NO |  | 2 | 2016 | 1 | 4 | 4 |  |  |  | 0 | 0 | Tower | 0 | 0 | 0 |  | 0 | 0 | 0 | 0 | 0 | 0 | 0 | 0 | 0 | 0 | 0 | 0 | 0 | 0 | 0 | 0 | 0 | 0 | 0 | 0 | 0 | 0 | 0 | 12 | 1
NO |  | 2 | 2016 | 1 | 5 | 5 |  | North Theodore TS | Mississippi State Line | 230 | 0 | Tower | 16.55 | 0 | 1 |  | 0 | 0 | 0 | 0 | 0 | 0 | 0 | 0 | 0 | 0 | 0 | 0 | 0 | 0 | 0 | 0 | 0 | 0 | 0 | 0 | 0 | 0 | 0 | 12 | 1
NO |  | 2 | 2016 | 1 | 6 | 6 |  | Silverhill TS | Florida State Line | 230 | 0 | Tower | 21.3 | 0 | 1 |  | 0 | 0 | 0 | 0 | 0 | 0 | 0 | 0 | 0 | 0 | 0 | 0 | 0 | 0 | 0 | 0 | 0 | 0 | 0 | 0 | 0 | 0 | 0 | 12 | 1
NO |  | 2 | 2016 | 1 | 7 | 7 |  | Chickasaw Steam Plant | Silverhill TS | 230 | 0 | Tower | 27.43 | 0.77 | 1 |  | 0 | 0 | 0 | 0 | 0 | 0 | 0 | 0 | 0 | 0 | 0 | 0 | 0 | 0 | 0 | 0 | 0 | 0 | 0 | 0 | 0 | 0 | 0 | 12 | 1
NO |  | 2 | 2016 | 1 | 8 | 8 |  | Gorgas Steam Plant | Holt TS | 230 | 0 | Tower | 35.92 | 0.37 | 1 |  | 0 | 0 | 0 | 0 | 0 | 0 | 0 | 0 | 0 | 0 | 0 | 0 | 0 | 0 | 0 | 0 | 0 | 0 | 0 | 0 | 0 | 0 | 0 | 12 | 1
NO |  | 2 | 2016 | 1 | 9 | 9 |  | Gorgas Steam Plant | Holt TS | 230 | 0 | Tower | 37.13 | 0 | 1 |  | 0 | 0 | 0 | 0 | 0 | 0 | 0 | 0 | 0 | 0 | 0 | 0 | 0 | 0 | 0 | 0 | 0 | 0 | 0 | 0 | 0 | 0 | 0 | 12 | 1
NO |  | 2 | 2016 | 1 | 10 | 10 |  | Gorgas Steam Plant | Miller Steam Plant | 230 | 0 | Tower | 15.96 | 0 | 1 |  | 0 | 0 | 0 | 0 | 0 | 0 | 0 | 0 | 0 | 0 | 0 | 0 | 0 | 0 | 0 | 0 | 0 | 0 | 0 | 0 | 0 | 0 | 0 | 12 | 1
NO |  | 2 | 2016 | 1 | 11 | 11 |  | Miller Steam Plant | Pratt City TS | 230 | 0 | Tower | 18.24 | 0 | 1 |  | 0 | 0 | 0 | 0 | 0 | 0 | 0 | 0 | 0 | 0 | 0 | 0 | 0 | 0 | 0 | 0 | 0 | 0 | 0 | 0 | 0 | 0 | 0 | 12 | 1
NO |  | 2 | 2016 | 1 | 12 | 12 |  | Gorgas Steam Plant | Miller Steam Plant | 230 | 0 | Wood Hframe | 2.58 | 0.38 | 1 |  | 0 | 0 | 0 | 0 | 0 | 0 | 0 | 0 | 0 | 0 | 0 | 0 | 0 | 0 | 0 | 0 | 0 | 0 | 0 | 0 | 0 | 0 | 0 | 12 | 1
NO |  | 2 | 2016 | 1 | 13 | 13 |  | Gorgas Steam Plant | Miller Steam Plant | 230 | 0 | Stl/ConcHframe | 7.81 | 0 | 1 |  | 0 | 0 | 0 | 0 | 0 | 0 | 0 | 0 | 0 | 0 | 0 | 0 | 0 | 0 | 0 | 0 | 0 | 0 | 0 | 0 | 0 | 0 | 0 | 12 | 1
NO |  | 2 | 2016 | 1 | 14 | 14 |  | Miller Steam Plant | Boyles TS | 230 | 0 | Tower & WD H F | 17.14 | 0 | 1 |  | 0 | 0 | 0 | 0 | 0 | 0 | 0 | 0 | 0 | 0 | 0 | 0 | 0 | 0 | 0 | 0 | 0 | 0 | 0 | 0 | 0 | 0 | 0 | 12 | 1
NO |  | 2 | 2016 | 1 | 15 | 15 |  | Greene County Steam Plant | Montgomery Switching | 0 | 0 |  | 0 | 0 | 0 |  | 0 | 0 | 0 | 0 | 0 | 0 | 0 | 0 | 0 | 0 | 0 | 0 | 0 | 0 | 0 | 0 | 0 | 0 | 0 | 0 | 0 | 0 | 0 | 12 | 1
NO |  | 2 | 2016 | 1 | 16 | 16 |  |  | Station | 230 | 0 | Tower | 87.82 | 0 | 1 |  | 0 | 0 | 0 | 0 | 0 | 0 | 0 | 0 | 0 | 0 | 0 | 0 | 0 | 0 | 0 | 0 | 0 | 0 | 0 | 0 | 0 | 0 | 0 | 12 | 1
NO |  | 2 | 2016 | 1 | 17 | 17 |  | Montgomery Switching |  | 0 | 0 |  | 0 | 0 | 0 |  | 0 | 0 | 0 | 0 | 0 | 0 | 0 | 0 | 0 | 0 | 0 | 0 | 0 | 0 | 0 | 0 | 0 | 0 | 0 | 0 | 0 | 0 | 0 | 12 | 1
NO |  | 2 | 2016 | 1 | 18 | 18 |  | Station | Snowdoun | 230 | 0 | Tower | 12.49 | 0 | 1 |  | 0 | 0 | 0 | 0 | 0 | 0 | 0 | 0 | 0 | 0 | 0 | 0 | 0 | 0 | 0 | 0 | 0 | 0 | 0 | 0 | 0 | 0 | 0 | 12 | 1
NO |  | 2 | 2016 | 1 | 19 | 19 |  | Miller Steam Plant | North Helena TS | 230 | 0 | Tower | 33.47 | 0 | 1 |  | 0 | 0 | 0 | 0 | 0 | 0 | 0 | 0 | 0 | 0 | 0 | 0 | 0 | 0 | 0 | 0 | 0 | 0 | 0 | 0 | 0 | 0 | 0 | 12 | 1
NO |  | 2 | 2016 | 1 | 20 | 20 |  |  |  | 0 | 0 | Concrete | 1.37 | 0 | 1 |  | 0 | 0 | 0 | 0 | 0 | 0 | 0 | 0 | 0 | 0 | 0 | 0 | 0 | 0 | 0 | 0 | 0 | 0 | 0 | 0 | 0 | 0 | 0 | 12 | 1
NO |  | 2 | 2016 | 1 | 21 | 21 |  |  |  | 0 | 0 | Wood | 0.23 | 0 | 1 |  | 0 | 0 | 0 | 0 | 0 | 0 | 0 | 0 | 0 | 0 | 0 | 0 | 0 | 0 | 0 | 0 | 0 | 0 | 0 | 0 | 0 | 0 | 0 | 12 | 1
NO |  | 2 | 2016 | 1 | 22 | 22 |  | Kushla Sw. Sta. | North Mobile TS | 230 | 0 | Concrete H | 0 | 0 | 0 |  | 0 | 0 | 0 | 0 | 0 | 0 | 0 | 0 | 0 | 0 | 0 | 0 | 0 | 0 | 0 | 0 | 0 | 0 | 0 | 0 | 0 | 0 | 0 | 12 | 1
NO |  | 2 | 2016 | 1 | 23 | 23 |  |  |  | 0 | 0 | Frame | 5.05 | 0 | 1 |  | 0 | 0 | 0 | 0 | 0 | 0 | 0 | 0 | 0 | 0 | 0 | 0 | 0 | 0 | 0 | 0 | 0 | 0 | 0 | 0 | 0 | 0 | 0 | 12 | 1
NO |  | 2 | 2016 | 1 | 24 | 24 |  | Snowdoun TS | Pinckard TS | 230 | 0 | Tower | 84.56 | 0 | 1 |  | 0 | 0 | 0 | 0 | 0 | 0 | 0 | 0 | 0 | 0 | 0 | 0 | 0 | 0 | 0 | 0 | 0 | 0 | 0 | 0 | 0 | 0 | 0 | 12 | 1
NO |  | 2 | 2016 | 1 | 25 | 25 |  | Montgomery Switching |  | 0 | 0 |  | 0 | 0 | 0 |  | 0 | 0 | 0 | 0 | 0 | 0 | 0 | 0 | 0 | 0 | 0 | 0 | 0 | 0 | 0 | 0 | 0 | 0 | 0 | 0 | 0 | 0 | 0 | 12 | 1
NO |  | 2 | 2016 | 1 | 26 | 26 |  | Station | South Montgomery TS | 230 | 0 | Tower | 13.24 | 2.14 | 1 |  | 0 | 0 | 0 | 0 | 0 | 0 | 0 | 0 | 0 | 0 | 0 | 0 | 0 | 0 | 0 | 0 | 0 | 0 | 0 | 0 | 0 | 0 | 0 | 12 | 1
NO |  | 2 | 2016 | 1 | 27 | 27 |  | South Montgomery TS | Snowdoun TS | 230 | 0 | Steel Pole | 1.27 | 0 | 1 |  | 0 | 0 | 0 | 0 | 0 | 0 | 0 | 0 | 0 | 0 | 0 | 0 | 0 | 0 | 0 | 0 | 0 | 0 | 0 | 0 | 0 | 0 | 0 | 12 | 1
NO |  | 2 | 2016 | 1 | 28 | 28 |  |  |  | 0 | 0 | Tower | 6.26 | 0 | 1 |  | 0 | 0 | 0 | 0 | 0 | 0 | 0 | 0 | 0 | 0 | 0 | 0 | 0 | 0 | 0 | 0 | 0 | 0 | 0 | 0 | 0 | 0 | 0 | 12 | 1
NO |  | 2 | 2016 | 1 | 29 | 29 |  | Green County Steam Plant | Bessemer TS | 230 | 0 | Tower | 80.32 | 0 | 1 |  | 0 | 0 | 0 | 0 | 0 | 0 | 0 | 0 | 0 | 0 | 0 | 0 | 0 | 0 | 0 | 0 | 0 | 0 | 0 | 0 | 0 | 0 | 0 | 12 | 1
NO |  | 2 | 2016 | 1 | 30 | 30 |  | Greene County SP | CT Substation T.L. | 230 | 0 | Concrete | 0.28 | 0 | 1 |  | 0 | 0 | 0 | 0 | 0 | 0 | 0 | 0 | 0 | 0 | 0 | 0 | 0 | 0 | 0 | 0 | 0 | 0 | 0 | 0 | 0 | 0 | 0 | 12 | 1
NO |  | 2 | 2016 | 1 | 31 | 31 |  | Big Creek | Daniel | 230 | 500 | Tower/H Frame | 9.08 | 0 | 1 |  | 0 | 0 | 0 | 0 | 0 | 0 | 0 | 0 | 0 | 0 | 0 | 0 | 0 | 0 | 0 | 0 | 0 | 0 | 0 | 0 | 0 | 0 | 0 | 12 | 1
NO |  | 2 | 2016 | 1 | 32 | 32 |  | Big Creek | Chickasaw S.P. | 230 | 0 | Steel Pole | 9.23 | 0 | 1 |  | 0 | 0 | 0 | 0 | 0 | 0 | 0 | 0 | 0 | 0 | 0 | 0 | 0 | 0 | 0 | 0 | 0 | 0 | 0 | 0 | 0 | 0 | 0 | 12 | 1
NO |  | 2 | 2016 | 1 | 33 | 33 |  |  |  | 0 | 0 | Steel Pole | 4.5 | 0 | 2 |  | 0 | 0 | 0 | 0 | 0 | 0 | 0 | 0 | 0 | 0 | 0 | 0 | 0 | 0 | 0 | 0 | 0 | 0 | 0 | 0 | 0 | 0 | 0 | 12 | 1
NO |  | 2 | 2016 | 1 | 34 | 34 |  |  |  | 0 | 0 | H Frame Steel | 3.08 | 0 | 3 |  | 0 | 0 | 0 | 0 | 0 | 0 | 0 | 0 | 0 | 0 | 0 | 0 | 0 | 0 | 0 | 0 | 0 | 0 | 0 | 0 | 0 | 0 | 0 | 12 | 1
NO |  | 2 | 2016 | 1 | 35 | 35 |  | Chickasaw S.P. | Silverhill #2 | 230 | 0 | Tower | 39.65 | 0 | 1 |  | 0 | 0 | 0 | 0 | 0 | 0 | 0 | 0 | 0 | 0 | 0 | 0 | 0 | 0 | 0 | 0 | 0 | 0 | 0 | 0 | 0 | 0 | 0 | 12 | 1
NO |  | 2 | 2016 | 2 | 1 | 1 |  | Leeds | S. Jefferson | 230 | 0 | Concrete | 8.96 | 0 | 1 |  | 0 | 0 | 0 | 0 | 0 | 0 | 0 | 0 | 0 | 0 | 0 | 0 | 0 | 0 | 0 | 0 | 0 | 0 | 0 | 0 | 0 | 0 | 0 | 12 | 1
NO |  | 2 | 2016 | 2 | 2 | 2 |  | Danway S.S. | N. Auburn | 230 | 0 | Steel | 8.98 | 0 | 1 |  | 0 | 0 | 0 | 0 | 0 | 0 | 0 | 0 | 0 | 0 | 0 | 0 | 0 | 0 | 0 | 0 | 0 | 0 | 0 | 0 | 0 | 0 | 0 | 12 | 1
NO |  | 2 | 2016 | 2 | 3 | 3 |  | Holt | Tuscaloosa Steel | 230 | 0 | Concrete | 2.3 | 0 | 1 |  | 0 | 0 | 0 | 0 | 0 | 0 | 0 | 0 | 0 | 0 | 0 | 0 | 0 | 0 | 0 | 0 | 0 | 0 | 0 | 0 | 0 | 0 | 0 | 12 | 1
NO |  | 2 | 2016 | 2 | 4 | 4 |  | Duncanville S.S. | S. Tuscaloosa TS | 230 | 0 | Concrete | 11.01 | 0 | 1 |  | 0 | 0 | 0 | 0 | 0 | 0 | 0 | 0 | 0 | 0 | 0 | 0 | 0 | 0 | 0 | 0 | 0 | 0 | 0 | 0 | 0 | 0 | 0 | 12 | 1
NO |  | 2 | 2016 | 2 | 5 | 5 |  | Ellicot | North Brewton | 230 | 500 | Concrete/Steel | 61 | 0 | 1 |  | 0 | 0 | 0 | 0 | 0 | 0 | 0 | 0 | 0 | 0 | 0 | 0 | 0 | 0 | 0 | 0 | 0 | 0 | 0 | 0 | 0 | 0 | 0 | 12 | 1
NO |  | 2 | 2016 | 2 | 6 | 6 |  | Oneonta T.S. | Gadsden-Attalla T.S. | 230 | 0 | Steel | 38.6 | 0 | 1 |  | 0 | 0 | 0 | 0 | 0 | 0 | 0 | 0 | 0 | 0 | 0 | 0 | 0 | 0 | 0 | 0 | 0 | 0 | 0 | 0 | 0 | 0 | 0 | 12 | 1
NO |  | 2 | 2016 | 2 | 7 | 7 |  | Pratt City T.S. | ACIPCO EAF C.S. | 230 | 0 | Concrete/Steel | 4.12 | 0 | 1 |  | 0 | 0 | 0 | 0 | 0 | 0 | 0 | 0 | 0 | 0 | 0 | 0 | 0 | 0 | 0 | 0 | 0 | 0 | 0 | 0 | 0 | 0 | 0 | 12 | 1
NO |  | 2 | 2016 | 2 | 8 | 8 |  | Silverhill | Brentwood | 230 | 0 | Steel | 22 | 0 | 1 |  | 0 | 0 | 0 | 0 | 0 | 0 | 0 | 0 | 0 | 0 | 0 | 0 | 0 | 0 | 0 | 0 | 0 | 0 | 0 | 0 | 0 | 0 | 0 | 12 | 1
NO |  | 2 | 2016 | 2 | 9 | 9 |  | Barry-Kushla T.L. | SALCO S.S. | 230 | 0 | Steel | 1.8 | 0 | 1 |  | 0 | 0 | 0 | 0 | 0 | 0 | 0 | 0 | 0 | 0 | 0 | 0 | 0 | 0 | 0 | 0 | 0 | 0 | 0 | 0 | 0 | 0 | 0 | 12 | 1
NO |  | 2 | 2016 | 2 | 10 | 10 |  | Miller S.P. | ACIPICO T.S. | 230 | 0 | Steel | 17 | 0 | 1 |  | 0 | 0 | 0 | 0 | 0 | 0 | 0 | 0 | 0 | 0 | 0 | 0 | 0 | 0 | 0 | 0 | 0 | 0 | 0 | 0 | 0 | 0 | 0 | 12 | 1
NO |  | 2 | 2016 | 2 | 11 | 11 |  | Goatrock T.S. | Fuller Road | 230 | 0 | Steel | 8.6 | 0 | 1 |  | 0 | 0 | 0 | 0 | 0 | 0 | 0 | 0 | 0 | 0 | 0 | 0 | 0 | 0 | 0 | 0 | 0 | 0 | 0 | 0 | 0 | 0 | 0 | 12 | 1
NO |  | 2 | 2016 | 2 | 12 | 12 |  | Farley N.P. | Scholtz T.L. | 230 | 0 | Steel | 18.1 | 0 | 1 |  | 0 | 0 | 0 | 0 | 0 | 0 | 0 | 0 | 0 | 0 | 0 | 0 | 0 | 0 | 0 | 0 | 0 | 0 | 0 | 0 | 0 | 0 | 0 | 12 | 1
NO |  | 2 | 2016 | 2 | 13 | 13 |  | Gaston S.P. | West Montgomery T.S. | 230 | 0 | Steel | 2 | 0 | 1 |  | 0 | 0 | 0 | 0 | 0 | 0 | 0 | 0 | 0 | 0 | 0 | 0 | 0 | 0 | 0 | 0 | 0 | 0 | 0 | 0 | 0 | 0 | 0 | 12 | 1
NO |  | 2 | 2016 | 2 | 14 | 14 |  | Montgomery - Snowdoun T.S. | Hyundai Substation | 230 | 0 | Concrete | 1.5 | 0 | 1 |  | 0 | 0 | 0 | 0 | 0 | 0 | 0 | 0 | 0 | 0 | 0 | 0 | 0 | 0 | 0 | 0 | 0 | 0 | 0 | 0 | 0 | 0 | 0 | 12 | 1
NO |  | 2 | 2016 | 2 | 15 | 15 |  | Autaugaville S.S. | County Line Road T.S. | 230 | 0 | Concrete/Steel | 15.7 | 0 | 1 |  | 0 | 0 | 0 | 0 | 0 | 0 | 0 | 0 | 0 | 0 | 0 | 0 | 0 | 0 | 0 | 0 | 0 | 0 | 0 | 0 | 0 | 0 | 0 | 12 | 1
NO |  | 2 | 2016 | 2 | 16 | 16 |  | Snowdoun T.S. | Madison Park T.S. | 230 | 0 | Concrete | 31 | 0 | 1 |  | 0 | 0 | 0 | 0 | 0 | 0 | 0 | 0 | 0 | 0 | 0 | 0 | 0 | 0 | 0 | 0 | 0 | 0 | 0 | 0 | 0 | 0 | 0 | 12 | 1
NO |  | 2 | 2016 | 2 | 17 | 17 |  | Gaston SP | Goat Rock TS #1 | 230 | 0 | Steel | 93.9 | 0 | 0 |  | 0 | 0 | 0 | 0 | 0 | 0 | 0 | 0 | 0 | 0 | 0 | 0 | 0 | 0 | 0 | 0 | 0 | 0 | 0 | 0 | 0 | 0 | 0 | 12 | 1
NO |  | 2 | 2016 | 2 | 18 | 18 |  | Gaston SP | Goat Rock TS #2 | 230 | 0 | Steel | 93.9 | 0 | 0 |  | 0 | 0 | 0 | 0 | 0 | 0 | 0 | 0 | 0 | 0 | 0 | 0 | 0 | 0 | 0 | 0 | 0 | 0 | 0 | 0 | 0 | 0 | 0 | 12 | 1
NO |  | 2 | 2016 | 2 | 19 | 19 |  | Bucks SS | Tensaw SS | 230 | 0 | Concrete/steel | 9.5 | 0 | 1 |  | 0 | 0 | 0 | 0 | 0 | 0 | 0 | 0 | 0 | 0 | 0 | 0 | 0 | 0 | 0 | 0 | 0 | 0 | 0 | 0 | 0 | 0 | 0 | 12 | 1
NO |  | 2 | 2016 | 2 | 20 | 20 |  | Calvert SS | Tensaw SS | 230 | 0 | Concrete/steel | 4.62 | 0 | 1 |  | 0 | 0 | 0 | 0 | 0 | 0 | 0 | 0 | 0 | 0 | 0 | 0 | 0 | 0 | 0 | 0 | 0 | 0 | 0 | 0 | 0 | 0 | 0 | 12 | 1
NO |  | 2 | 2016 | 2 | 21 | 21 |  | Tensaw SS | Thyssenkrupp EAF #1 CU | 230 | 0 | Concrete | 3 | 0 | 1 |  | 0 | 0 | 0 | 0 | 0 | 0 | 0 | 0 | 0 | 0 | 0 | 0 | 0 | 0 | 0 | 0 | 0 | 0 | 0 | 0 | 0 | 0 | 0 | 12 | 1
NO |  | 2 | 2016 | 2 | 22 | 22 |  | Tensaw SS | Thyssenkrupp EAF #2 CU | 230 | 0 | Concrete | 3 | 0 | 2 |  | 0 | 0 | 0 | 0 | 0 | 0 | 0 | 0 | 0 | 0 | 0 | 0 | 0 | 0 | 0 | 0 | 0 | 0 | 0 | 0 | 0 | 0 | 0 | 12 | 1
NO |  | 2 | 2016 | 2 | 23 | 23 |  | Tensaw SS | Thyssenkrupp EAF #3 CU | 230 | 0 | Concrete | 3 | 0 | 2 |  | 0 | 0 | 0 | 0 | 0 | 0 | 0 | 0 | 0 | 0 | 0 | 0 | 0 | 0 | 0 | 0 | 0 | 0 | 0 | 0 | 0 | 0 | 0 | 12 | 1
NO |  | 2 | 2016 | 2 | 24 | 24 |  | Tensaw SS | Thyssenkrupp Rolling Mill#1 | 230 | 0 | Steel | 1.08 | 0 | 1 |  | 0 | 0 | 0 | 0 | 0 | 0 | 0 | 0 | 0 | 0 | 0 | 0 | 0 | 0 | 0 | 0 | 0 | 0 | 0 | 0 | 0 | 0 | 0 | 12 | 1
NO |  | 2 | 2016 | 2 | 25 | 25 |  | Tensaw SS | Thyssenkrupp Rolling Mill#2 | 230 | 0 | Steel | 1.08 | 0 | 1 |  | 0 | 0 | 0 | 0 | 0 | 0 | 0 | 0 | 0 | 0 | 0 | 0 | 0 | 0 | 0 | 0 | 0 | 0 | 0 | 0 | 0 | 0 | 0 | 12 | 1
NO |  | 2 | 2016 | 2 | 26 | 26 |  | Holt T.S. | Tuscaloosa T.S. | 230 | 0 | Concrete/Steel | 6.9 | 0 | 1 | 1351.5 | 0 | 0 | 0 | 0 | 0 | 0 | 0 | 0 | 0 | 0 | 0 | 0 | 0 | 0 | 0 | 0 | 0 | 0 | 0 | 0 | 0 | 0 | 0 | 12 | 1
NO |  | 2 | 2016 | 2 | 27 | 27 |  | Autaugaville 500 SS | Autaugaville 500 SS "A" | 230 | 0 | Concrete/Steel | 0.72 | 0 | 1 |  | 0 | 0 | 0 | 0 | 0 | 0 | 0 | 0 | 0 | 0 | 0 | 0 | 0 | 0 | 0 | 0 | 0 | 0 | 0 | 0 | 0 | 0 | 0 | 12 | 1
NO |  | 2 | 2016 | 2 | 28 | 28 |  | Autaugaville 500 SS | Autaugaville 500 SS "B" | 230 | 0 | Concrete/Steel | 0.62 | 0 | 2 |  | 0 | 0 | 0 | 0 | 0 | 0 | 0 | 0 | 0 | 0 | 0 | 0 | 0 | 0 | 0 | 0 | 0 | 0 | 0 | 0 | 0 | 0 | 0 | 12 | 1
NO |  | 2 | 2016 | 2 | 29 | 29 |  | ECO County Line Rd | Montgomery SS (Reconductor) | 230 | 0 | Concrete/Steel | 11.5 | 0 | 0 |  | 0 | 0 | 0 | 0 | 0 | 0 | 0 | 0 | 0 | 0 | 0 | 0 | 0 | 0 | 0 | 0 | 0 | 0 | 0 | 0 | 0 | 0 | 0 | 12 | 1
NO |  | 2 | 2016 | 2 | 30 | 30 |  | Gorgas Steam Plant | Fayette TS | 161 | 0 | Wood H Frame | 37.35 | 0 | 1 |  | 0 | 0 | 0 | 0 | 0 | 0 | 0 | 0 | 0 | 0 | 0 | 0 | 0 | 0 | 0 | 0 | 0 | 0 | 0 | 0 | 0 | 0 | 0 | 12 | 1
NO |  | 2 | 2016 | 2 | 31 | 31 |  | Fayette TS | Misssissippi State Line | 161 | 0 | Wood H Frame | 22.94 | 0 | 1 |  | 0 | 0 | 0 | 0 | 0 | 0 | 0 | 0 | 0 | 0 | 0 | 0 | 0 | 0 | 0 | 0 | 0 | 0 | 0 | 0 | 0 | 0 | 0 | 12 | 1
NO |  | 2 | 2016 | 2 | 32 | 32 |  | Gorgas Steam Plant | Haleyville TS | 161 | 0 | Wood H Frame | 47.76 | 0 | 1 |  | 0 | 0 | 0 | 0 | 0 | 0 | 0 | 0 | 0 | 0 | 0 | 0 | 0 | 0 | 0 | 0 | 0 | 0 | 0 | 0 | 0 | 0 | 0 | 12 | 1
NO |  | 2 | 2016 | 2 | 33 | 33 |  | Haleyville TS | Wilson Dam (TVA) | 161 | 0 | Wood H Frame | 38 | 0 | 1 |  | 0 | 0 | 0 | 0 | 0 | 0 | 0 | 0 | 0 | 0 | 0 | 0 | 0 | 0 | 0 | 0 | 0 | 0 | 0 | 0 | 0 | 0 | 0 | 12 | 1
NO |  | 2 | 2016 | 2 | 34 | 34 |  | Tap | Oakman TS | 161 | 0 | Wood H Frame | 4.95 | 0 | 1 |  | 0 | 0 | 0 | 0 | 0 | 0 | 0 | 0 | 0 | 0 | 0 | 0 | 0 | 0 | 0 | 0 | 0 | 0 | 0 | 0 | 0 | 0 | 0 | 12 | 1
NO |  | 2 | 2016 | 2 | 35 | 35 |  | Oakman | Jasper | 161 | 0 | Wood Pole | 10.6 | 0 | 1 |  | 0 | 0 | 0 | 0 | 0 | 0 | 0 | 0 | 0 | 0 | 0 | 0 | 0 | 0 | 0 | 0 | 0 | 0 | 0 | 0 | 0 | 0 | 0 | 12 | 1
NO |  | 2 | 2016 | 3 | 1 | 1 |  | Oakman TS | Drummond Coal Co., Townley | 161 | 0 | Wood H Frame | 6.48 | 0 | 1 |  | 0 | 0 | 0 | 0 | 0 | 0 | 0 | 0 | 0 | 0 | 0 | 0 | 0 | 0 | 0 | 0 | 0 | 0 | 0 | 0 | 0 | 0 | 0 | 12 | 1
NO |  | 2 | 2016 | 3 | 2 | 2 |  | Smith Dam | Jasper (North Circuit) | 161 | 0 | Wood H Frame | 15.02 | 0.29 | 1 |  | 0 | 0 | 0 | 0 | 0 | 0 | 0 | 0 | 0 | 0 | 0 | 0 | 0 | 0 | 0 | 0 | 0 | 0 | 0 | 0 | 0 | 0 | 0 | 12 | 1
NO |  | 2 | 2016 | 3 | 3 | 3 |  | Tap | Curry DS | 161 | 0 | Wood H Frame | 1.54 | 0 | 1 |  | 0 | 0 | 0 | 0 | 0 | 0 | 0 | 0 | 0 | 0 | 0 | 0 | 0 | 0 | 0 | 0 | 0 | 0 | 0 | 0 | 0 | 0 | 0 | 12 | 1
NO |  | 2 | 2016 | 3 | 4 | 4 |  | Smith Dam | Jasper (South Circuit) | 161 | 0 | Wood H Frame | 15.39 | 0 | 1 |  | 0 | 0 | 0 | 0 | 0 | 0 | 0 | 0 | 0 | 0 | 0 | 0 | 0 | 0 | 0 | 0 | 0 | 0 | 0 | 0 | 0 | 0 | 0 | 12 | 1
NO |  | 2 | 2016 | 3 | 5 | 5 |  | Walston Road DS | Jasper | 161 | 0 | Wood Pole | 2.11 | 0 | 1 |  | 0 | 0 | 0 | 0 | 0 | 0 | 0 | 0 | 0 | 0 | 0 | 0 | 0 | 0 | 0 | 0 | 0 | 0 | 0 | 0 | 0 | 0 | 0 | 12 | 1
NO |  | 2 | 2016 | 3 | 6 | 6 |  | Gorgas Steam Plant | Oakman TS | 161 | 0 | Wood H Frame | 15.8 | 0 | 1 |  | 0 | 0 | 0 | 0 | 0 | 0 | 0 | 0 | 0 | 0 | 0 | 0 | 0 | 0 | 0 | 0 | 0 | 0 | 0 | 0 | 0 | 0 | 0 | 12 | 1
NO |  | 2 | 2016 | 3 | 7 | 7 |  | Tap | Jasper DS | 161 | 0 | Wood Pole | 0.9 | 0 | 1 |  | 0 | 0 | 0 | 0 | 0 | 0 | 0 | 0 | 0 | 0 | 0 | 0 | 0 | 0 | 0 | 0 | 0 | 0 | 0 | 0 | 0 | 0 | 0 | 12 | 1
NO |  | 2 | 2016 | 3 | 8 | 8 |  | Tap | Parkland DS | 161 | 0 | Wood Pole | 0.74 | 0 | 1 |  | 0 | 0 | 0 | 0 | 0 | 0 | 0 | 0 | 0 | 0 | 0 | 0 | 0 | 0 | 0 | 0 | 0 | 0 | 0 | 0 | 0 | 0 | 0 | 12 | 1
NO |  | 2 | 2016 | 3 | 9 | 9 |  | Tap | Lynn DS | 161 | 0 | Wood H Frame | 2.08 | 0 | 1 |  | 0 | 0 | 0 | 0 | 0 | 0 | 0 | 0 | 0 | 0 | 0 | 0 | 0 | 0 | 0 | 0 | 0 | 0 | 0 | 0 | 0 | 0 | 0 | 12 | 1
NO |  | 2 | 2016 | 3 | 10 | 10 |  | Lynn DS | Brilliant Coal Co., Lynn | 161 | 0 | Wood H Frame | 1.75 | 0 | 1 |  | 0 | 0 | 0 | 0 | 0 | 0 | 0 | 0 | 0 | 0 | 0 | 0 | 0 | 0 | 0 | 0 | 0 | 0 | 0 | 0 | 0 | 0 | 0 | 12 | 1
NO |  | 2 | 2016 | 3 | 11 | 11 |  | Attalla TS | Albertville Substation | 0 | 0 |  | 0 | 0 | 0 |  | 0 | 0 | 0 | 0 | 0 | 0 | 0 | 0 | 0 | 0 | 0 | 0 | 0 | 0 | 0 | 0 | 0 | 0 | 0 | 0 | 0 | 0 | 0 | 12 | 1
NO |  | 2 | 2016 | 3 | 12 | 12 |  |  | (TVA) | 161 | 0 | Wood H Frame | 19.58 | 0 | 1 |  | 0 | 0 | 0 | 0 | 0 | 0 | 0 | 0 | 0 | 0 | 0 | 0 | 0 | 0 | 0 | 0 | 0 | 0 | 0 | 0 | 0 | 0 | 0 | 12 | 1
NO |  | 2 | 2016 | 3 | 13 | 13 |  | Fayette TS | Winfield - Federal Mogul | 0 | 0 |  | 0 | 0 | 0 |  | 0 | 0 | 0 | 0 | 0 | 0 | 0 | 0 | 0 | 0 | 0 | 0 | 0 | 0 | 0 | 0 | 0 | 0 | 0 | 0 | 0 | 0 | 0 | 12 | 1
NO |  | 2 | 2016 | 3 | 14 | 14 |  |  | Tap, Hamilton | 161 | 0 | Wood H Frame | 33.02 | 0 | 1 |  | 0 | 0 | 0 | 0 | 0 | 0 | 0 | 0 | 0 | 0 | 0 | 0 | 0 | 0 | 0 | 0 | 0 | 0 | 0 | 0 | 0 | 0 | 0 | 12 | 1
NO |  | 2 | 2016 | 3 | 15 | 15 |  | Tap | Winfield TS | 161 | 0 | Wood Pole | 0.06 | 0 | 1 |  | 0 | 0 | 0 | 0 | 0 | 0 | 0 | 0 | 0 | 0 | 0 | 0 | 0 | 0 | 0 | 0 | 0 | 0 | 0 | 0 | 0 | 0 | 0 | 12 | 1
NO |  | 2 | 2016 | 3 | 16 | 16 |  | Haleyville TS | Hamilton TS | 161 | 0 | Wood H Frame | 23.78 | 0 | 1 |  | 0 | 0 | 0 | 0 | 0 | 0 | 0 | 0 | 0 | 0 | 0 | 0 | 0 | 0 | 0 | 0 | 0 | 0 | 0 | 0 | 0 | 0 | 0 | 12 | 1
NO |  | 2 | 2016 | 3 | 17 | 17 |  | Tap | Weston | 161 | 0 | Wood Pole | 2.9 | 0 | 1 |  | 0 | 0 | 0 | 0 | 0 | 0 | 0 | 0 | 0 | 0 | 0 | 0 | 0 | 0 | 0 | 0 | 0 | 0 | 0 | 0 | 0 | 0 | 0 | 12 | 1
NO |  | 2 | 2016 | 3 | 18 | 18 |  | Hamilton TS | Federal Mogul Corporation | 161 | 0 | Wood H Frame | 3.68 | 0 | 1 |  | 0 | 0 | 0 | 0 | 0 | 0 | 0 | 0 | 0 | 0 | 0 | 0 | 0 | 0 | 0 | 0 | 0 | 0 | 0 | 0 | 0 | 0 | 0 | 12 | 1
NO |  | 2 | 2016 | 3 | 19 | 19 |  | Tap | Republic Steel Corp., | 0 | 0 |  | 0 | 0 | 0 |  | 0 | 0 | 0 | 0 | 0 | 0 | 0 | 0 | 0 | 0 | 0 | 0 | 0 | 0 | 0 | 0 | 0 | 0 | 0 | 0 | 0 | 0 | 0 | 12 | 1
NO |  | 2 | 2016 | 3 | 20 | 20 |  |  | Berry | 161 | 0 | Wood H Frame | 4.55 | 0 | 1 |  | 0 | 0 | 0 | 0 | 0 | 0 | 0 | 0 | 0 | 0 | 0 | 0 | 0 | 0 | 0 | 0 | 0 | 0 | 0 | 0 | 0 | 0 | 0 | 12 | 1
NO |  | 2 | 2016 | 3 | 21 | 21 |  | Tap | Fayette Cotton | 0 | 0 |  | 0 | 0 | 0 |  | 0 | 0 | 0 | 0 | 0 | 0 | 0 | 0 | 0 | 0 | 0 | 0 | 0 | 0 | 0 | 0 | 0 | 0 | 0 | 0 | 0 | 0 | 0 | 12 | 1
NO |  | 2 | 2016 | 3 | 22 | 22 |  |  | Mill Station | 161 | 0 | Wood H Frame | 0.97 | 0 | 1 |  | 0 | 0 | 0 | 0 | 0 | 0 | 0 | 0 | 0 | 0 | 0 | 0 | 0 | 0 | 0 | 0 | 0 | 0 | 0 | 0 | 0 | 0 | 0 | 12 | 1
NO |  | 2 | 2016 | 3 | 23 | 23 |  | Tap | Belk DS | 161 | 0 | Wood H Frame | 0.96 | 0 | 1 |  | 0 | 0 | 0 | 0 | 0 | 0 | 0 | 0 | 0 | 0 | 0 | 0 | 0 | 0 | 0 | 0 | 0 | 0 | 0 | 0 | 0 | 0 | 0 | 12 | 1
NO |  | 2 | 2016 | 3 | 24 | 24 |  | Tap | North Samantha DS | 0 | 0 |  | 0 | 0 | 0 |  | 0 | 0 | 0 | 0 | 0 | 0 | 0 | 0 | 0 | 0 | 0 | 0 | 0 | 0 | 0 | 0 | 0 | 0 | 0 | 0 | 0 | 0 | 0 | 12 | 1
NO |  | 2 | 2016 | 3 | 25 | 25 |  |  | Republic Mines | 161 | 0 | Wood H Frame | 9.46 | 0 | 1 |  | 0 | 0 | 0 | 0 | 0 | 0 | 0 | 0 | 0 | 0 | 0 | 0 | 0 | 0 | 0 | 0 | 0 | 0 | 0 | 0 | 0 | 0 | 0 | 12 | 1
NO |  | 2 | 2016 | 3 | 26 | 26 |  | Tap | A. J. Taft Coal Co., | 0 | 0 |  | 0 | 0 | 0 |  | 0 | 0 | 0 | 0 | 0 | 0 | 0 | 0 | 0 | 0 | 0 | 0 | 0 | 0 | 0 | 0 | 0 | 0 | 0 | 0 | 0 | 0 | 0 | 12 | 1
NO |  | 2 | 2016 | 3 | 27 | 27 |  |  | Parrish | 161 | 0 | Wood H Frame | 2.73 | 0 | 1 |  | 0 | 0 | 0 | 0 | 0 | 0 | 0 | 0 | 0 | 0 | 0 | 0 | 0 | 0 | 0 | 0 | 0 | 0 | 0 | 0 | 0 | 0 | 0 | 12 | 1
NO |  | 2 | 2016 | 3 | 28 | 28 |  | Tap | Haleyville DS | 161 | 0 | Wood | 0.01 | 0 | 1 |  | 0 | 0 | 0 | 0 | 0 | 0 | 0 | 0 | 0 | 0 | 0 | 0 | 0 | 0 | 0 | 0 | 0 | 0 | 0 | 0 | 0 | 0 | 0 | 12 | 1
NO |  | 2 | 2016 | 3 | 29 | 29 |  | Tap | Pittsburg-Midway #4 | 161 | 0 | Concrete | 0.02 | 0 | 1 |  | 0 | 0 | 0 | 0 | 0 | 0 | 0 | 0 | 0 | 0 | 0 | 0 | 0 | 0 | 0 | 0 | 0 | 0 | 0 | 0 | 0 | 0 | 0 | 12 | 1
NO |  | 2 | 2016 | 3 | 30 | 30 |  | Gorgas | Mississippi State Line | 161 | 0 | Concrete | 0.01 | 0 | 1 |  | 0 | 0 | 0 | 0 | 0 | 0 | 0 | 0 | 0 | 0 | 0 | 0 | 0 | 0 | 0 | 0 | 0 | 0 | 0 | 0 | 0 | 0 | 0 | 12 | 1
NO |  | 2 | 2016 | 3 | 31 | 31 |  | Fayette - Gorgas | Pittsburg-Midway-Flat Creek | 161 | 0 | Wood | 1.25 | 0 | 1 |  | 0 | 0 | 0 | 0 | 0 | 0 | 0 | 0 | 0 | 0 | 0 | 0 | 0 | 0 | 0 | 0 | 0 | 0 | 0 | 0 | 0 | 0 | 0 | 12 | 1
NO |  | 2 | 2016 | 3 | 32 | 32 |  | Haleyville-Wilson Dam | Black Pond DS | 161 | 0 | Steel | 6.77 | 0 | 0 |  | 0 | 0 | 0 | 0 | 0 | 0 | 0 | 0 | 0 | 0 | 0 | 0 | 0 | 0 | 0 | 0 | 0 | 0 | 0 | 0 | 0 | 0 | 0 | 12 | 1
NO |  | 2 | 2016 | 3 | 33 | 33 |  | Greene County SP | CT Substation | 230 | 0 |  | 0.06 | 0 | 0 |  | 0 | 0 | 0 | 0 | 0 | 0 | 0 | 0 | 0 | 0 | 0 | 0 | 0 | 0 | 0 | 0 | 0 | 0 | 0 | 0 | 0 | 0 | 0 | 12 | 1
NO |  | 2 | 2016 | 3 | 34 | 34 |  | Duncanville SS | Greene Co SP | 230 | 0 |  | 0.2 | 0 | 0 |  | 0 | 0 | 0 | 0 | 0 | 0 | 0 | 0 | 0 | 0 | 0 | 0 | 0 | 0 | 0 | 0 | 0 | 0 | 0 | 0 | 0 | 0 | 0 | 12 | 1
NO |  | 2 | 2016 | 3 | 35 | 35 |  | Pinckard | Shoal River TS | 230 | 0 |  | 0.04 | 0 | 0 |  | 0 | 0 | 0 | 0 | 0 | 0 | 0 | 0 | 0 | 0 | 0 | 0 | 0 | 0 | 0 | 0 | 0 | 0 | 0 | 0 | 0 | 0 | 0 | 12 | 1
NO |  | 2 | 2016 | 4 | 1 | 1 |  | Pinckard | Snowdown | 0 | 0 |  | 32.2 | 0 | 0 | 1033.5 | 0 | 0 | 0 | 0 | 0 | 0 | 0 | 0 | 0 | 0 | 0 | 0 | 0 | 0 | 0 | 0 | 0 | 0 | 0 | 0 | 0 | 0 | 0 | 12 | 1
NO |  | 2 | 2016 | 4 | 2 | 2 |  | Group Amount |  | 115 | 0 |  | 4400.25 | 31.64 | 0 |  | 0 | 0 | 0 | 0 | 0 | 0 | 0 | 0 | 0 | 0 | 0 | 0 | 660020958 | 0 | 0 | 0 | 0 | 0 | 0 | 0 | 0 | 0 | 0 | 12 | 1
NO |  | 2 | 2016 | 4 | 3 | 3 |  | Group Amount |  | 44 | 0 |  | 3590.93 | 5.53 | 0 |  | 0 | 0 | 0 | 0 | 0 | 0 | 0 | 0 | 0 | 0 | 0 | 0 | 660020959 | 0 | 0 | 0 | 0 | 0 | 0 | 0 | 0 | 0 | 0 | 12 | 1
NO |  | 2 | 2016 | 4 | 4 | 4 |  | Group Amount |  | 12 | 115 |  | 1.57 | 0 | 0 |  | 0 | 0 | 0 | 0 | 0 | 0 | 0 | 0 | 0 | 0 | 0 | 0 | 0 | 0 | 0 | 0 | 0 | 0 | 0 | 0 | 0 | 0 | 0 | 12 | 1
NO |  | 2 | 2016 | 4 | 28 | 28 |  | 500 KV |  | 0 | 0 |  | 0 | 0 | 0 | 0 | 16762711 | 125562329 | 142325040 | 800572 | 1118585 | 102999 | 2022156 | 0 | 0 | 0 | 0 | 0 | 0 | 0 | 0 | 0 | 0 | 0 | 0 | 0 | 0 | 0 | 0 | 12 | 1
NO |  | 2 | 2016 | 4 | 29 | 29 |  | 230 KV |  | 0 | 0 |  | 0 | 0 | 0 | 0 | 62820943 | 620861051 | 683681994 | 4002858 | 5592926 | 514994 | 10110778 | 0 | 0 | 0 | 0 | 0 | 0 | 0 | 0 | 0 | 0 | 0 | 0 | 0 | 0 | 0 | 0 | 12 | 1
NO |  | 2 | 2016 | 4 | 30 | 30 |  | 161 KV |  | 0 | 0 |  | 0 | 0 | 0 | 0 | 5141176 | 55017333 | 60158509 | 800572 | 1118585 | 102999 | 2022156 | 0 | 0 | 0 | 0 | 0 | 0 | 0 | 0 | 0 | 0 | 0 | 0 | 0 | 0 | 0 | 0 | 12 | 1
SI/SI | A | 2 | 2016 | 4 | 31 | 31 |  | 115 KV |  | 0 | 0 |  | 0 | 0 | 0 | 0 | 117113901 | 1128594830 | 1245708731 | 10407431 | 14541607 | 1338984 | 26288022 | 0 | 0 | 0 | 0 | 0 | 0 | 0 | 0 | 0 | 0 | 0 | 0 | 0 | 0 | 0 | 0 | 12 | 1
SI/SI | A | 2 | 2016 | 4 | 32 | 32 |  | 44 KV |  | 0 | 0 |  | 0 | 0 | 0 | 0 | 24395035 | 517970020 | 542365055 | 87464070 | 9194696 | 0 | 96658766 | 0 | 0 | 0 | 0 | 0 | 0 | 0 | 0 | 0 | 0 | 0 | 0 | 0 | 0 | 0 | 0 | 12 | 1
NO |  | 3 | 2016 | 0 | 1 | 1 |  | Bart Lake Substation | East Terminal Yard | 138 | 138 | 1 | 3.2 | 0 | 1 | 556 ACSR Dove | 0 | 0 | 0 | 0 | 0 | 0 | 0 | 0 | 0 | 0 | 0 | 0 | 0 | 0 | 0 | 0 | 0 | 0 | 0 | 0 | 0 | 0 | 0 | 12 | 1
NO |  | 3 | 2016 | 0 | 3 | 3 |  | Annex Creek | Thane Substation | 23 | 23 | 1,2,3 | 10.95 | 0 | 1 | 2/0 CU | 0 | 0 | 0 | 0 | 0 | 0 | 0 | 0 | 0 | 0 | 0 | 0 | 0 | 0 | 0 | 0 | 0 | 0 | 0 | 0 | 0 | 0 | 0 | 12 | 1
NO |  | 3 | 2016 | 0 | 4 | 4 |  |  |  | 0 | 0 |  | 0 | 0 | 0 | 1/2" HSS | 0 | 0 | 0 | 0 | 0 | 0 | 0 | 0 | 0 | 0 | 0 | 0 | 0 | 0 | 0 | 0 | 0 | 0 | 0 | 0 | 0 | 0 | 0 | 12 | 1
NO |  | 3 | 2016 | 0 | 5 | 5 |  |  |  | 23 | 23 | 4 | 1.3 | 0 | 0 | CU 4/0 U/G | 0 | 0 | 0 | 0 | 0 | 0 | 0 | 0 | 0 | 0 | 0 | 0 | 0 | 0 | 0 | 0 | 0 | 0 | 0 | 0 | 0 | 0 | 0 | 12 | 1
NO |  | 3 | 2016 | 0 | 6 | 6 |  | Thane Substation | Sheep Creek Substation | 23 | 23 | 1 | 0.25 | 0 | 1 | #2 CU | 0 | 0 | 0 | 0 | 0 | 0 | 0 | 0 | 0 | 0 | 0 | 0 | 0 | 0 | 0 | 0 | 0 | 0 | 0 | 0 | 0 | 0 | 0 | 12 | 1
NO |  | 3 | 2016 | 0 | 8 | 8 |  | Thane Substation Line 1 | Snow Slide East Line 1 | 69 | 69 | 1 | 2.18 | 0 | 1 | 652.4 AAAC | 0 | 0 | 0 | 0 | 0 | 0 | 0 | 0 | 0 | 0 | 0 | 0 | 0 | 0 | 0 | 0 | 0 | 0 | 0 | 0 | 0 | 0 | 0 | 12 | 1
NO |  | 3 | 2016 | 0 | 10 | 10 |  | Snow Slide East Line 1 | Snow Slide West Line 1 | 69 | 69 | 4 | 0.3 | 0 | 1 | 1000MCM CU DUCT | 0 | 0 | 0 | 0 | 0 | 0 | 0 | 0 | 0 | 0 | 0 | 0 | 0 | 0 | 0 | 0 | 0 | 0 | 0 | 0 | 0 | 0 | 0 | 12 | 1
NO |  | 3 | 2016 | 0 | 12 | 12 |  | Snow Slide West Line 1 | Lower Salmon Substation | 69 | 69 | 1 | 4.9 | 0 | 1 | 652.4 AAAC | 0 | 0 | 0 | 0 | 0 | 0 | 0 | 0 | 0 | 0 | 0 | 0 | 0 | 0 | 0 | 0 | 0 | 0 | 0 | 0 | 0 | 0 | 0 | 12 | 1
NO |  | 3 | 2016 | 0 | 14 | 14 |  | Second Street | Capitol Avenue | 69 | 69 | 4 | 0.57 | 0 | 1 | 500MCM CU DUCT | 0 | 0 | 0 | 0 | 0 | 0 | 0 | 0 | 0 | 0 | 0 | 0 | 0 | 0 | 0 | 0 | 0 | 0 | 0 | 0 | 0 | 0 | 0 | 12 | 1
NO |  | 3 | 2016 | 0 | 16 | 16 |  | Thane Substation Line 2 | Snow Slide East Line 2 | 69 | 69 | 1 | 2.18 | 0 | 1 | 652.4 AAAC | 0 | 0 | 0 | 0 | 0 | 0 | 0 | 0 | 0 | 0 | 0 | 0 | 0 | 0 | 0 | 0 | 0 | 0 | 0 | 0 | 0 | 0 | 0 | 12 | 1
NO |  | 3 | 2016 | 0 | 18 | 18 |  | Snow Slide East Line 2 | Snow Slide West Line 2 | 69 | 69 | 2 | 0.18 | 0 | 1 | 336 ACSR | 0 | 0 | 0 | 0 | 0 | 0 | 0 | 0 | 0 | 0 | 0 | 0 | 0 | 0 | 0 | 0 | 0 | 0 | 0 | 0 | 0 | 0 | 0 | 12 | 1
NO |  | 3 | 2016 | 0 | 20 | 20 |  | Snow Slide West Line 2 | Lower Salmon | 69 | 69 | 1 | 4.07 | 0 | 1 | 652.4 AAAC | 0 | 0 | 0 | 0 | 0 | 0 | 0 | 0 | 0 | 0 | 0 | 0 | 0 | 0 | 0 | 0 | 0 | 0 | 0 | 0 | 0 | 0 | 0 | 12 | 1
NO |  | 3 | 2016 | 0 | 21 | 21 |  |  |  | 69 | 69 | 1,2 | 0 | 0.76 | 2 | 652.4 AAAC | 0 | 0 | 0 | 0 | 0 | 0 | 0 | 0 | 0 | 0 | 0 | 0 | 0 | 0 | 0 | 0 | 0 | 0 | 0 | 0 | 0 | 0 | 0 | 12 | 1
NO |  | 3 | 2016 | 0 | 23 | 23 |  | Switch T809 | West Juneau | 69 | 69 | 1 | 0.44 | 0 | 1 | 652.4 AAAC | 0 | 0 | 0 | 0 | 0 | 0 | 0 | 0 | 0 | 0 | 0 | 0 | 0 | 0 | 0 | 0 | 0 | 0 | 0 | 0 | 0 | 0 | 0 | 12 | 1
NO |  | 3 | 2016 | 0 | 25 | 25 |  | West Juneau | North Douglas | 69 | 69 | 1 | 11.55 | 0 | 1 | 556 AAAC | 0 | 0 | 0 | 0 | 0 | 0 | 0 | 0 | 0 | 0 | 0 | 0 | 0 | 0 | 0 | 0 | 0 | 0 | 0 | 0 | 0 | 0 | 0 | 12 | 1
NO |  | 3 | 2016 | 0 | 27 | 27 |  | West Juneau | Douglas Substation | 12.47 | 69 | 1 | 1.3 | 0 | 1 | 336.4 ACSR Merlin | 0 | 0 | 0 | 0 | 0 | 0 | 0 | 0 | 0 | 0 | 0 | 0 | 0 | 0 | 0 | 0 | 0 | 0 | 0 | 0 | 0 | 0 | 0 | 12 | 1
NO |  | 3 | 2016 | 0 | 28 | 28 |  |  |  | 0 | 23 | 1 | 0.4 | 0 | 0 | 2/0 ACSR | 0 | 0 | 0 | 0 | 0 | 0 | 0 | 0 | 0 | 0 | 0 | 0 | 0 | 0 | 0 | 0 | 0 | 0 | 0 | 0 | 0 | 0 | 0 | 12 | 1
NO |  | 3 | 2016 | 0 | 29 | 29 |  |  |  | 0 | 0 |  | 0 | 0 | 0 | #2 CU | 0 | 0 | 0 | 0 | 0 | 0 | 0 | 0 | 0 | 0 | 0 | 0 | 0 | 0 | 0 | 0 | 0 | 0 | 0 | 0 | 0 | 0 | 0 | 12 | 1
NO |  | 3 | 2016 | 0 | 30 | 30 |  | Lower Salmon | Switch T736 | 69 | 69 | 1 | 6.3 | 0 | 1 | 652.4 AAAC | 0 | 0 | 0 | 0 | 0 | 0 | 0 | 0 | 0 | 0 | 0 | 0 | 0 | 0 | 0 | 0 | 0 | 0 | 0 | 0 | 0 | 0 | 0 | 12 | 1
NO |  | 3 | 2016 | 0 | 32 | 32 |  | Switch T736 | Loop | 69 | 69 | 1 | 2.22 | 0 | 1 | 652.4 AAAC | 0 | 0 | 0 | 0 | 0 | 0 | 0 | 0 | 0 | 0 | 0 | 0 | 0 | 0 | 0 | 0 | 0 | 0 | 0 | 0 | 0 | 0 | 0 | 12 | 1
NO |  | 3 | 2016 | 0 | 34 | 34 |  | Switch T736 | Airport Substation | 69 | 69 | 1 | 0.64 | 0 | 1 | 652.4 AAAC | 0 | 0 | 0 | 0 | 0 | 0 | 0 | 0 | 0 | 0 | 0 | 0 | 0 | 0 | 0 | 0 | 0 | 0 | 0 | 0 | 0 | 0 | 0 | 12 | 1
SI/SI | A | 3 | 2016 | 0 | 36 | 36 |  | TOTAL |  | 0 | 0 |  | 60.69 | 0.76 | 21 |  | 22837 | 32710227 | 32733064 | 208940 | 414243 | 0 | 623183 | 0 | 0 | 0 | 0 | 0 | 0 | 0 | 0 | 0 | 0 | 0 | 0 | 0 | 0 | 0 | 0 | 12 | 1
NO |  | 3 | 2016 | 1 | 1 | 1 |  | Auke Bay Tap | Auke Bay | 69 | 69 | 1 | 2.88 | 0 | 1 | 652.4 AAAC | 0 | 0 | 0 | 0 | 0 | 0 | 0 | 0 | 0 | 0 | 0 | 0 | 0 | 0 | 0 | 0 | 0 | 0 | 0 | 0 | 0 | 0 | 0 | 12 | 1
NO |  | 3 | 2016 | 1 | 3 | 3 |  | Auke Bay | Lena Loop | 69 | 69 | 1 | 4.2 | 0 | 1 | 652.4 AAAC | 0 | 0 | 0 | 0 | 0 | 0 | 0 | 0 | 0 | 0 | 0 | 0 | 0 | 0 | 0 | 0 | 0 | 0 | 0 | 0 | 0 | 0 | 0 | 12 | 1
NO |  | 3 | 2016 | 1 | 5 | 5 |  | Fred Meyer Tap | Airport Sub | 69 | 69 | 1 | 0.68 | 0 | 1 | 4/0 ACSR | 0 | 0 | 0 | 0 | 0 | 0 | 0 | 0 | 0 | 0 | 0 | 0 | 0 | 0 | 0 | 0 | 0 | 0 | 0 | 0 | 0 | 0 | 0 | 12 | 1
NO |  | 3 | 2016 | 1 | 35 | 35 |  |  |  | 0 | 0 |  | 0 | 0 | 0 |  | 22837 | 32710227 | 32733064 | 208940 | 414243 | 0 | 623183 | 0 | 0 | 0 | 0 | 0 | 0 | 0 | 0 | 0 | 0 | 0 | 0 | 0 | 0 | 0 | 0 | 12 | 1
NO |  | 5 | 2016 | 0 | 1 | 1 |  | Bath | Valley | 500 | 500 | Steel Tower | 51.78 | 0 | 1 | 2500 ACAR | 0 | 0 | 0 | 0 | 0 | 0 | 0 | 0 | 0 | 0 | 0 | 0 | 0 | 0 | 0 | 0 | 0 | 0 | 660050027 | 0 | 0 | 0 | 0 | 12 | 0
NO |  | 5 | 2016 | 0 | 3 | 3 |  | Bath | Lexington | 500 | 500 | Steel Tower | 34.58 | 0 | 1 | 2500 ACAR | 0 | 0 | 0 | 0 | 0 | 0 | 0 | 0 | 0 | 0 | 0 | 0 | 0 | 0 | 0 | 0 | 0 | 0 | 0 | 0 | 0 | 0 | 0 | 12 | 0
NO |  | 5 | 2016 | 0 | 4 | 4 |  |  |  | 0 | 0 |  | 86.5 | 0 | 2 |  | 1406382 | 25303873 | 26710255 | 0 | 0 | 0 | 0 | 0 | 0 | 0 | 0 | 0 | 0 | 0 | 0 | 0 | 0 | 0 | 0 | 0 | 0 | 0 | 0 | 12 | 0
NO |  | 5 | 2016 | 0 | 5 | 5 |  | Total |  | 0 | 0 |  | 172.86 | 0 | 4 |  | 1406382 | 25303873 | 26710255 | 0 | 0 | 0 | 0 | 0 | 0 | 0 | 0 | 0 | 0 | 0 | 0 | 0 | 0 | 0 | 0 | 0 | 0 | 0 | 0 | 12 | 0
NO |  | 5 | 2016 | 0 | 35 | 35 |  | Expenses, Excluding | Depreciation and Taxes | 0 | 0 |  | 0 | 0 | 0 |  | 0 | 0 | 0 | 0 | 0 | 0 | 0 | 0 | 0 | 0 | 0 | 0 | 0 | 0 | 0 | 0 | 0 | 0 | 0 | 0 | 0 | 0 | 0 | 12 | 0
NO |  | 5 | 2016 | 0 | 36 | 36 |  | TOTAL |  | 0 | 0 |  | 172.86 | 0 | 4 |  | 1406382 | 25303873 | 26710255 | 0 | 0 | 0 | 0 | 0 | 0 | 0 | 0 | 0 | 0 | 0 | 0 | 0 | 0 | 0 | 0 | 0 | 0 | 0 | 0 | 12 | 0
NO |  | 6 | 2016 | 0 | 1 | 1 |  | STATE OF TENNESSEE |  | 0 | 0 |  | 0 | 0 | 0 |  | 0 | 0 | 0 | 0 | 0 | 0 | 0 | 0 | 0 | 0 | 0 | 0 | 0 | 0 | 0 | 0 | 0 | 0 | 0 | 0 | 0 | 0 | 0 | 12 | 1
NO |  | 6 | 2016 | 0 | 3 | 3 |  | 0188 BRADFORD, VA | SULLIVAN, TN | 500 | 500 | 3 | 0.17 | 0 | 1 | 2049KCM ACAR | 0 | 0 | 0 | 0 | 0 | 0 | 0 | 0 | 0 | 0 | 0 | 0 | 0 | 0 | 0 | 0 | 0 | 0 | 0 | 0 | 0 | 0 | 0 | 12 | 1
NO |  | 6 | 2016 | 0 | 4 | 4 |  | 0400 CANE RIVER, TN CIR-A | NAGEL, TN | 230 | 230 | 3 | 45.58 | 0 | 1 | 1590KCM ACSR | 0 | 0 | 0 | 0 | 0 | 0 | 0 | 0 | 0 | 0 | 0 | 0 | 0 | 0 | 0 | 0 | 0 | 0 | 0 | 0 | 0 | 0 | 0 | 12 | 1
NO |  | 6 | 2016 | 0 | 5 | 5 |  | 0400 CANE RIVER, TN CIR-B | NAGEL, TN | 230 | 230 | 3 | 0.69 | 44.9 | 1 | 1590KCM ACSR | 0 | 0 | 0 | 0 | 0 | 0 | 0 | 0 | 0 | 0 | 0 | 0 | 0 | 0 | 0 | 0 | 0 | 0 | 0 | 0 | 0 | 0 | 0 | 12 | 1
NO |  | 6 | 2016 | 0 | 6 | 6 |  | 0351 CLINCH RIVER, VA | NAGEL, TN | 138 | 138 | 3 | 0.19 | 0 | 1 | 1590KCM ACSR | 0 | 0 | 0 | 0 | 0 | 0 | 0 | 0 | 0 | 0 | 0 | 0 | 0 | 0 | 0 | 0 | 0 | 0 | 0 | 0 | 0 | 0 | 0 | 12 | 1
NO |  | 6 | 2016 | 0 | 7 | 7 |  | 0353 NAGEL, TN | REEDY CREEK, TN | 138 | 138 | 3 | 0 | 0.19 | 1 | 1590KCM ACSR | 0 | 0 | 0 | 0 | 0 | 0 | 0 | 0 | 0 | 0 | 0 | 0 | 0 | 0 | 0 | 0 | 0 | 0 | 0 | 0 | 0 | 0 | 0 | 12 | 1
NO |  | 6 | 2016 | 0 | 8 | 8 |  | 0349 BROADFORD, VA | NAGEL, TN | 138 | 138 | 3 | 12.63 | 0 | 1 | 397KCM ACSR | 0 | 0 | 0 | 0 | 0 | 0 | 0 | 0 | 0 | 0 | 0 | 0 | 0 | 0 | 0 | 0 | 0 | 0 | 0 | 0 | 0 | 0 | 0 | 12 | 1
NO |  | 6 | 2016 | 0 | 9 | 9 |  | 0349 BROADFORD, VA | NAGEL, TN | 0 | 0 | 1 | 0.15 | 0 | 0 |  | 0 | 0 | 0 | 0 | 0 | 0 | 0 | 0 | 0 | 0 | 0 | 0 | 0 | 0 | 0 | 0 | 0 | 0 | 0 | 0 | 0 | 0 | 0 | 12 | 1
NO |  | 6 | 2016 | 0 | 10 | 10 |  | 0355 NAGEL, TN | WEST KINGSPORT, TN | 138 | 138 | 3 | 0 | 1.27 | 1 | 556KCM | 0 | 0 | 0 | 0 | 0 | 0 | 0 | 0 | 0 | 0 | 0 | 0 | 0 | 0 | 0 | 0 | 0 | 0 | 0 | 0 | 0 | 0 | 0 | 12 | 1
NO |  | 6 | 2016 | 0 | 11 | 11 |  | 0355 NAGEL, TN | WEST KINGSPORT, TN | 0 | 0 | 1 | 0 | 0.25 | 0 |  | 0 | 0 | 0 | 0 | 0 | 0 | 0 | 0 | 0 | 0 | 0 | 0 | 0 | 0 | 0 | 0 | 0 | 0 | 0 | 0 | 0 | 0 | 0 | 12 | 1
NO |  | 6 | 2016 | 0 | 12 | 12 |  | 0176 NORTH BRISTOL, VA | WEST KINGSPORT, VA | 138 | 138 | 3 | 5.7 | 11.27 | 1 | 397KCM ACSR | 0 | 0 | 0 | 0 | 0 | 0 | 0 | 0 | 0 | 0 | 0 | 0 | 0 | 0 | 0 | 0 | 0 | 0 | 0 | 0 | 0 | 0 | 0 | 12 | 1
NO |  | 6 | 2016 | 0 | 13 | 13 |  | 0176A HOLSTON, TN | REEDY CREEK, TN | 138 | 138 | 3 | 0 | 5.62 | 1 | 397KCM ACSR | 0 | 0 | 0 | 0 | 0 | 0 | 0 | 0 | 0 | 0 | 0 | 0 | 0 | 0 | 0 | 0 | 0 | 0 | 0 | 0 | 0 | 0 | 0 | 12 | 1
NO |  | 6 | 2016 | 0 | 14 | 14 |  | 0179 BOONE DAM, TN | HOLSTON, TN | 138 | 138 | 3 | 0.19 | 0 | 1 | 636KCM ACSR | 0 | 0 | 0 | 0 | 0 | 0 | 0 | 0 | 0 | 0 | 0 | 0 | 0 | 0 | 0 | 0 | 0 | 0 | 0 | 0 | 0 | 0 | 0 | 12 | 1
NO |  | 6 | 2016 | 0 | 15 | 15 |  | 0179 BOONE DAM, TN | HOLSTON, TN | 0 | 0 | 1 | 7.71 | 0 | 0 |  | 0 | 0 | 0 | 0 | 0 | 0 | 0 | 0 | 0 | 0 | 0 | 0 | 0 | 0 | 0 | 0 | 0 | 0 | 0 | 0 | 0 | 0 | 0 | 12 | 1
NO |  | 6 | 2016 | 0 | 16 | 16 |  | 0180 HOLSTON, TN | WALTERS, NC | 138 | 138 | 3 | 65.16 | 0 | 1 | 250KCM CU | 0 | 0 | 0 | 0 | 0 | 0 | 0 | 0 | 0 | 0 | 0 | 0 | 0 | 0 | 0 | 0 | 0 | 0 | 0 | 0 | 0 | 0 | 0 | 12 | 1
NO |  | 6 | 2016 | 0 | 18 | 18 |  | STATE OF VIRGINIA |  | 0 | 0 |  | 0 | 0 | 0 |  | 0 | 0 | 0 | 0 | 0 | 0 | 0 | 0 | 0 | 0 | 0 | 0 | 0 | 0 | 0 | 0 | 0 | 0 | 0 | 0 | 0 | 0 | 0 | 12 | 1
NO |  | 6 | 2016 | 0 | 20 | 20 |  | 0186 BAKER, KY | BROADFORD, VA | 765 | 765 | 3 | 0.45 | 0 | 1 | 954KCM ACSR | 0 | 0 | 0 | 0 | 0 | 0 | 0 | 0 | 0 | 0 | 0 | 0 | 0 | 0 | 0 | 0 | 0 | 0 | 0 | 0 | 0 | 0 | 0 | 12 | 1
NO |  | 6 | 2016 | 0 | 21 | 21 |  | 0186 BAKER, KY | BROADFORD, VA | 0 | 0 | 3 | 47.26 | 0 | 0 |  | 0 | 0 | 0 | 0 | 0 | 0 | 0 | 0 | 0 | 0 | 0 | 0 | 0 | 0 | 0 | 0 | 0 | 0 | 0 | 0 | 0 | 0 | 0 | 12 | 1
NO |  | 6 | 2016 | 0 | 22 | 22 |  | 0187 BROADFORD, VA | JACKSONS FERRY, VA | 765 | 765 | 3 | 48.87 | 0 | 1 | 954KCM ACSR | 0 | 0 | 0 | 0 | 0 | 0 | 0 | 0 | 0 | 0 | 0 | 0 | 0 | 0 | 0 | 0 | 0 | 0 | 0 | 0 | 0 | 0 | 0 | 12 | 1
NO |  | 6 | 2016 | 0 | 23 | 23 |  | 0253 CLOVERDALE, VA | JACKSONS FERRY, VA | 765 | 765 | 3 | 65.16 | 0 | 1 | 954KCM ACSR | 0 | 0 | 0 | 0 | 0 | 0 | 0 | 0 | 0 | 0 | 0 | 0 | 0 | 0 | 0 | 0 | 0 | 0 | 0 | 0 | 0 | 0 | 0 | 12 | 1
NO |  | 6 | 2016 | 0 | 24 | 24 |  | 0310 CLOVERDALE, VA | JOSHUA FALLS, VA | 765 | 765 | 3 | 56.65 | 0 | 1 | 1351KCM ACSR | 0 | 0 | 0 | 0 | 0 | 0 | 0 | 0 | 0 | 0 | 0 | 0 | 0 | 0 | 0 | 0 | 0 | 0 | 0 | 0 | 0 | 0 | 0 | 12 | 1
NO |  | 6 | 2016 | 0 | 25 | 25 |  | 0406 JACKSON FERRY | WYOMING | 765 | 765 | 3 | 57.42 | 0 | 1 | 795 KCM ACSR | 0 | 0 | 0 | 0 | 0 | 0 | 0 | 0 | 0 | 0 | 0 | 0 | 0 | 0 | 0 | 0 | 0 | 0 | 0 | 0 | 0 | 0 | 0 | 12 | 1
NO |  | 6 | 2016 | 0 | 26 | 26 |  | 0334 AXTON, VA | JACKSONS FERRY, VA | 765 | 765 | 3 | 73.48 | 0 | 1 | 1351KCM ACSR | 0 | 0 | 0 | 0 | 0 | 0 | 0 | 0 | 0 | 0 | 0 | 0 | 0 | 0 | 0 | 0 | 0 | 0 | 0 | 0 | 0 | 0 | 0 | 12 | 1
NO |  | 6 | 2016 | 0 | 27 | 27 |  | 0181 BROADFORD, VA | SULLIVAN, TN | 500 | 500 | 3 | 33.35 | 0 | 1 | 2049KCM ACAR | 0 | 0 | 0 | 0 | 0 | 0 | 0 | 0 | 0 | 0 | 0 | 0 | 0 | 0 | 0 | 0 | 0 | 0 | 0 | 0 | 0 | 0 | 0 | 12 | 1
NO |  | 6 | 2016 | 0 | 28 | 28 |  | 0001CLOVERDALE, VA | LEXINGTON, VA | 500 | 500 | 3 | 35.85 | 0 | 1 | 2-1780KCM ACSS | 0 | 0 | 0 | 0 | 0 | 0 | 0 | 0 | 0 | 0 | 0 | 0 | 0 | 0 | 0 | 0 | 0 | 0 | 0 | 0 | 0 | 0 | 0 | 12 | 1
NO |  | 6 | 2016 | 0 | 29 | 29 |  | 0001 CLOVERDALE | LEXINGTON, VA | 500 | 500 | 2 | 0.46 | 0 | 1 | 2-1780kcm ACSS | 0 | 0 | 0 | 0 | 0 | 0 | 0 | 0 | 0 | 0 | 0 | 0 | 0 | 0 | 0 | 0 | 0 | 0 | 0 | 0 | 0 | 0 | 0 | 12 | 1
NO |  | 6 | 2016 | 0 | 30 | 30 |  | 0182 JACKSONS FERRY, VA | MCGUIRE, NC | 500 | 500 | 3 | 25.68 | 0 | 1 | 2049KCM ACAR | 0 | 0 | 0 | 0 | 0 | 0 | 0 | 0 | 0 | 0 | 0 | 0 | 0 | 0 | 0 | 0 | 0 | 0 | 0 | 0 | 0 | 0 | 0 | 12 | 1
NO |  | 6 | 2016 | 0 | 31 | 31 |  | 0008A KANAWHA, WV | MATT FUNK, VA | 345 | 345 | 3 | 8.26 | 0 | 1 | 1563KCM ACAR | 0 | 0 | 0 | 0 | 0 | 0 | 0 | 0 | 0 | 0 | 0 | 0 | 0 | 0 | 0 | 0 | 0 | 0 | 0 | 0 | 0 | 0 | 0 | 12 | 1
NO |  | 6 | 2016 | 0 | 32 | 32 |  | 0008A KANAWHA, WV | MATT FUNK, VA | 0 | 0 | 3 | 34.05 | 0 | 0 |  | 0 | 0 | 0 | 0 | 0 | 0 | 0 | 0 | 0 | 0 | 0 | 0 | 0 | 0 | 0 | 0 | 0 | 0 | 0 | 0 | 0 | 0 | 0 | 12 | 1
NO |  | 6 | 2016 | 0 | 33 | 33 |  | 0008 CLOVERDALE, VA | MATT FUNK, VA | 345 | 345 | 3 | 0 | 8.26 | 1 | 954 KCM ACSR | 0 | 0 | 0 | 0 | 0 | 0 | 0 | 0 | 0 | 0 | 0 | 0 | 0 | 0 | 0 | 0 | 0 | 0 | 0 | 0 | 0 | 0 | 0 | 12 | 1
NO |  | 6 | 2016 | 0 | 34 | 34 |  | 0008 CLOVERDALE, VA | MATT FUNK, VA | 0 | 0 | 3 | 19.02 | 0 | 0 |  | 0 | 0 | 0 | 0 | 0 | 0 | 0 | 0 | 0 | 0 | 0 | 0 | 0 | 0 | 0 | 0 | 0 | 0 | 0 | 0 | 0 | 0 | 0 | 12 | 1
NO |  | 6 | 2016 | 0 | 36 | 36 |  | TOTAL |  | 0 | 0 |  | 5177.79 | 1387.32 | 365 |  | 134264479 | 1374846726 | 1509111205 | 105864 | 14396388 | 0 | 14502252 | 0 | 0 | 0 | 0 | 0 | 0 | 0 | 0 | 0 | 0 | 0 | 0 | 0 | 0 | 0 | 0 | 12 | 1
NO |  | 6 | 2016 | 1 | 1 | 1 |  | 0142 EAST DANVILLE NO. 1,VA | ROXBORO, NC | 230 | 230 | 3 | 7.63 | 0 | 1 | 1590KCM ACSR | 0 | 0 | 0 | 0 | 0 | 0 | 0 | 0 | 0 | 0 | 0 | 0 | 0 | 0 | 0 | 0 | 0 | 0 | 0 | 0 | 0 | 0 | 0 | 12 | 1
NO |  | 6 | 2016 | 1 | 2 | 2 |  | 0142 EAST DANVILLE NO. 2,VA | ROXBORO, NC | 230 | 230 | 3 | 0 | 7.63 | 1 | 1590KCM ACSR | 0 | 0 | 0 | 0 | 0 | 0 | 0 | 0 | 0 | 0 | 0 | 0 | 0 | 0 | 0 | 0 | 0 | 0 | 0 | 0 | 0 | 0 | 0 | 12 | 1
NO |  | 6 | 2016 | 1 | 3 | 3 |  | 0417 BAILEYSVILLE, WV | HALES BRANCH, VA | 138 | 138 | 3 | 0 | 0.06 | 1 | 636KCM ACSR | 0 | 0 | 0 | 0 | 0 | 0 | 0 | 0 | 0 | 0 | 0 | 0 | 0 | 0 | 0 | 0 | 0 | 0 | 0 | 0 | 0 | 0 | 0 | 12 | 1
NO |  | 6 | 2016 | 1 | 4 | 4 |  | 0417 BAILEYSVILLE, WV | HALES BRANCH, VA | 0 | 0 | 1 | 6.36 | 0 | 0 |  | 0 | 0 | 0 | 0 | 0 | 0 | 0 | 0 | 0 | 0 | 0 | 0 | 0 | 0 | 0 | 0 | 0 | 0 | 0 | 0 | 0 | 0 | 0 | 12 | 1
NO |  | 6 | 2016 | 1 | 5 | 5 |  | 0054 GARDEN CREEK, VA | HALES BRANCH, VA | 138 | 138 | 3 | 0 | 0.13 | 1 | 636KCM ACSR | 0 | 0 | 0 | 0 | 0 | 0 | 0 | 0 | 0 | 0 | 0 | 0 | 0 | 0 | 0 | 0 | 0 | 0 | 0 | 0 | 0 | 0 | 0 | 12 | 1
NO |  | 6 | 2016 | 1 | 6 | 6 |  | 0054 GARDEN CREEK, VA | HALES BRANCH, VA | 0 | 0 | 1 | 7.03 | 0 | 0 |  | 0 | 0 | 0 | 0 | 0 | 0 | 0 | 0 | 0 | 0 | 0 | 0 | 0 | 0 | 0 | 0 | 0 | 0 | 0 | 0 | 0 | 0 | 0 | 12 | 1
NO |  | 6 | 2016 | 1 | 7 | 7 |  | 0409 LOONEY CREEK TAP, VA |  | 138 | 138 | 3 | 9.68 | 0 | 1 | 795KCM ACSR | 0 | 0 | 0 | 0 | 0 | 0 | 0 | 0 | 0 | 0 | 0 | 0 | 0 | 0 | 0 | 0 | 0 | 0 | 0 | 0 | 0 | 0 | 0 | 12 | 1
NO |  | 6 | 2016 | 1 | 8 | 8 |  | 0434 GRASSY CREEK, VA | HALES BRANCH, VA | 138 | 138 | 3 | 6.29 | 0 | 1 | 795KCM ACSR | 0 | 0 | 0 | 0 | 0 | 0 | 0 | 0 | 0 | 0 | 0 | 0 | 0 | 0 | 0 | 0 | 0 | 0 | 0 | 0 | 0 | 0 | 0 | 12 | 1
NO |  | 6 | 2016 | 1 | 9 | 9 |  | 0434 GRASSY CREEK, VA | HALES BRANCH, VA | 0 | 0 | 1 | 1.73 | 0 | 0 |  | 0 | 0 | 0 | 0 | 0 | 0 | 0 | 0 | 0 | 0 | 0 | 0 | 0 | 0 | 0 | 0 | 0 | 0 | 0 | 0 | 0 | 0 | 0 | 12 | 1
NO |  | 6 | 2016 | 1 | 10 | 10 |  | 0110 CLAYTOR, VA | MATT FUNK, VA | 138 | 138 | 3 | 30.61 | 0 | 1 | 636KCM ACSR | 0 | 0 | 0 | 0 | 0 | 0 | 0 | 0 | 0 | 0 | 0 | 0 | 0 | 0 | 0 | 0 | 0 | 0 | 0 | 0 | 0 | 0 | 0 | 12 | 1
NO |  | 6 | 2016 | 1 | 11 | 11 |  | 0112 MATT FUNK, VA | ROANOKE, VA | 138 | 138 | 3 | 12.9 | 4.53 | 1 | 636KCM ACSR | 0 | 0 | 0 | 0 | 0 | 0 | 0 | 0 | 0 | 0 | 0 | 0 | 0 | 0 | 0 | 0 | 0 | 0 | 0 | 0 | 0 | 0 | 0 | 12 | 1
NO |  | 6 | 2016 | 1 | 12 | 12 |  | 0113 CLAYTOR, VA | HANCOCK, VA | 138 | 138 | 3 | 0.08 | 38.93 | 1 | 397KCM ACSR | 0 | 0 | 0 | 0 | 0 | 0 | 0 | 0 | 0 | 0 | 0 | 0 | 0 | 0 | 0 | 0 | 0 | 0 | 0 | 0 | 0 | 0 | 0 | 12 | 1
NO |  | 6 | 2016 | 1 | 13 | 13 |  | 0114 HANCOCK, VA | ROANOKE, VA | 138 | 138 | 3 | 4.91 | 4.46 | 1 | 397KCM ACSR | 0 | 0 | 0 | 0 | 0 | 0 | 0 | 0 | 0 | 0 | 0 | 0 | 0 | 0 | 0 | 0 | 0 | 0 | 0 | 0 | 0 | 0 | 0 | 12 | 1
NO |  | 6 | 2016 | 1 | 14 | 14 |  | 0229 MERRIMAC TAP, VA |  | 138 | 138 | 1 | 7.16 | 0 | 1 | 556KCM ACSR | 0 | 0 | 0 | 0 | 0 | 0 | 0 | 0 | 0 | 0 | 0 | 0 | 0 | 0 | 0 | 0 | 0 | 0 | 0 | 0 | 0 | 0 | 0 | 12 | 1
NO |  | 6 | 2016 | 1 | 15 | 15 |  | 0138 COLLINSVILLE | TAP LINE | 138 | 138 |  | 0 | 0 | 0 |  | 0 | 0 | 0 | 0 | 0 | 0 | 0 | 0 | 0 | 0 | 0 | 0 | 0 | 0 | 0 | 0 | 0 | 0 | 0 | 0 | 0 | 0 | 0 | 12 | 1
NO |  | 6 | 2016 | 1 | 16 | 16 |  | 8161 CVEC | SCOTTSVILLE | 46 | 138 | 3 | 1.39 | 0 | 1 |  | 0 | 0 | 0 | 0 | 0 | 0 | 0 | 0 | 0 | 0 | 0 | 0 | 0 | 0 | 0 | 0 | 0 | 0 | 0 | 0 | 0 | 0 | 0 | 12 | 1
NO |  | 6 | 2016 | 1 | 17 | 17 |  | 0422 JACKSONS FERRY, VA | PEAK CREEK, VA | 138 | 138 | 1 | 13.26 | 0 | 1 | 795KCM ACSR | 0 | 0 | 0 | 0 | 0 | 0 | 0 | 0 | 0 | 0 | 0 | 0 | 0 | 0 | 0 | 0 | 0 | 0 | 0 | 0 | 0 | 0 | 0 | 12 | 1
NO |  | 6 | 2016 | 1 | 18 | 18 |  | 0422 JACKSONS FERRY, VA | PEAK CREEK, VA | 138 | 138 | 3 | 0.59 | 0 | 0 | 954KCM ACSR | 0 | 0 | 0 | 0 | 0 | 0 | 0 | 0 | 0 | 0 | 0 | 0 | 0 | 0 | 0 | 0 | 0 | 0 | 0 | 0 | 0 | 0 | 0 | 12 | 1
NO |  | 6 | 2016 | 1 | 19 | 19 |  | 0129 PHILPOTT TAP, VA |  | 138 | 138 | 1 | 0.34 | 0 | 1 | 4/0KCM ACSR | 0 | 0 | 0 | 0 | 0 | 0 | 0 | 0 | 0 | 0 | 0 | 0 | 0 | 0 | 0 | 0 | 0 | 0 | 0 | 0 | 0 | 0 | 0 | 12 | 1
NO |  | 6 | 2016 | 1 | 20 | 20 |  | 0248 CLAYTOR, VA | FIELDALE | 138 | 138 | 3 | 0 | 0.12 | 1 | 556KCM ACSR | 0 | 0 | 0 | 0 | 0 | 0 | 0 | 0 | 0 | 0 | 0 | 0 | 0 | 0 | 0 | 0 | 0 | 0 | 0 | 0 | 0 | 0 | 0 | 12 | 1
NO |  | 6 | 2016 | 1 | 21 | 21 |  | 0248 CLAYTOR, VA | FIELDALE | 0 | 0 | 1 | 37.89 | 0 | 0 |  | 0 | 0 | 0 | 0 | 0 | 0 | 0 | 0 | 0 | 0 | 0 | 0 | 0 | 0 | 0 | 0 | 0 | 0 | 0 | 0 | 0 | 0 | 0 | 12 | 1
NO |  | 6 | 2016 | 1 | 22 | 22 |  | 0249 FIELDALE, VA | WEST BASSETT, VA | 138 | 138 | 3 | 0.12 | 0 | 1 | 556KCM ACSR | 0 | 0 | 0 | 0 | 0 | 0 | 0 | 0 | 0 | 0 | 0 | 0 | 0 | 0 | 0 | 0 | 0 | 0 | 0 | 0 | 0 | 0 | 0 | 12 | 1
NO |  | 6 | 2016 | 1 | 23 | 23 |  | 0249 FIELDALE, VA | WEST BASSETT, VA | 0 | 0 | 1 | 6.37 | 0 | 0 |  | 0 | 0 | 0 | 0 | 0 | 0 | 0 | 0 | 0 | 0 | 0 | 0 | 0 | 0 | 0 | 0 | 0 | 0 | 0 | 0 | 0 | 0 | 0 | 12 | 1
NO |  | 6 | 2016 | 1 | 24 | 24 |  | 0120 BEAVER CREEK, KY | CLINCH RIVER, VA | 138 | 138 | 3 | 26.27 | 0 | 1 | 636KCM ACSR | 0 | 0 | 0 | 0 | 0 | 0 | 0 | 0 | 0 | 0 | 0 | 0 | 0 | 0 | 0 | 0 | 0 | 0 | 0 | 0 | 0 | 0 | 0 | 12 | 1
NO |  | 6 | 2016 | 1 | 25 | 25 |  | 0120 BEAVER CREEK, KY | CLINCH RIVER, VA | 138 | 138 | 1 | 0.36 | 0 | 0 | 636KCM ACSR | 0 | 0 | 0 | 0 | 0 | 0 | 0 | 0 | 0 | 0 | 0 | 0 | 0 | 0 | 0 | 0 | 0 | 0 | 0 | 0 | 0 | 0 | 0 | 12 | 1
NO |  | 6 | 2016 | 1 | 26 | 26 |  | 0122 CLINCH RIVER, VA | FREMONT, VA | 138 | 138 | 3 | 0 | 17.99 | 1 | 636KCM ACSR | 0 | 0 | 0 | 0 | 0 | 0 | 0 | 0 | 0 | 0 | 0 | 0 | 0 | 0 | 0 | 0 | 0 | 0 | 0 | 0 | 0 | 0 | 0 | 12 | 1
NO |  | 6 | 2016 | 1 | 27 | 27 |  | 0123 BEAVER CREEK, KY | FREMONT, VA | 138 | 138 | 3 | 0 | 8.86 | 1 | 636KCM ACSR | 0 | 0 | 0 | 0 | 0 | 0 | 0 | 0 | 0 | 0 | 0 | 0 | 0 | 0 | 0 | 0 | 0 | 0 | 0 | 0 | 0 | 0 | 0 | 12 | 1
NO |  | 6 | 2016 | 1 | 28 | 28 |  | 0289 COOPER RIDGE LOOP, VA |  | 138 | 138 | 1 | 0.1 | 0 | 1 | 636KCM ACSR | 0 | 0 | 0 | 0 | 0 | 0 | 0 | 0 | 0 | 0 | 0 | 0 | 0 | 0 | 0 | 0 | 0 | 0 | 0 | 0 | 0 | 0 | 0 | 12 | 1
NO |  | 6 | 2016 | 1 | 29 | 29 |  | 0350 CLINCH RIVER, VA | NAGEL, TN | 138 | 138 | 3 | 4.53 | 36.83 | 1 | 636KCM ACSR | 0 | 0 | 0 | 0 | 0 | 0 | 0 | 0 | 0 | 0 | 0 | 0 | 0 | 0 | 0 | 0 | 0 | 0 | 0 | 0 | 0 | 0 | 0 | 12 | 1
NO |  | 6 | 2016 | 1 | 30 | 30 |  | 0352 NAGEL, TN | REEDY CREEK, TN | 138 | 138 | 3 | 0 | 5.36 | 1 | 556KCM ACSR | 0 | 0 | 0 | 0 | 0 | 0 | 0 | 0 | 0 | 0 | 0 | 0 | 0 | 0 | 0 | 0 | 0 | 0 | 0 | 0 | 0 | 0 | 0 | 12 | 1
NO |  | 6 | 2016 | 1 | 31 | 31 |  | 0365 DICKENS TAP |  | 138 | 138 | 1 | 3.47 | 0 | 1 | 795KCM ACSR | 0 | 0 | 0 | 0 | 0 | 0 | 0 | 0 | 0 | 0 | 0 | 0 | 0 | 0 | 0 | 0 | 0 | 0 | 0 | 0 | 0 | 0 | 0 | 12 | 1
NO |  | 6 | 2016 | 1 | 32 | 32 |  | 0259A EAST DANVILLE, WV | EAST MONUMENT | 138 | 138 |  | 3.91 | 0 | 0 |  | 0 | 0 | 0 | 0 | 0 | 0 | 0 | 0 | 0 | 0 | 0 | 0 | 0 | 0 | 0 | 0 | 0 | 0 | 0 | 0 | 0 | 0 | 0 | 12 | 1
NO |  | 6 | 2016 | 1 | 33 | 33 |  | 0125 CLINCH RIVER, VA | MORELAND DRIVE, TN | 138 | 138 | 3 | 49.11 | 0.01 | 1 | 636KCM ACSR | 0 | 0 | 0 | 0 | 0 | 0 | 0 | 0 | 0 | 0 | 0 | 0 | 0 | 0 | 0 | 0 | 0 | 0 | 0 | 0 | 0 | 0 | 0 | 12 | 1
NO |  | 6 | 2016 | 1 | 34 | 34 |  | 0148 CLINCH RIVER, VA | SALTVILLE #1A, VA | 138 | 138 | 3 | 0 | 25.35 | 1 | 636KCM ACSR | 0 | 0 | 0 | 0 | 0 | 0 | 0 | 0 | 0 | 0 | 0 | 0 | 0 | 0 | 0 | 0 | 0 | 0 | 0 | 0 | 0 | 0 | 0 | 12 | 1
NO |  | 6 | 2016 | 1 | 35 | 35 |  | 0148 CLINCH RIVER, VA | SALTVILLE #1B, VA | 138 | 138 | 3 | 25.5 | 0 | 1 | 1033KCM ACSR | 0 | 0 | 0 | 0 | 0 | 0 | 0 | 0 | 0 | 0 | 0 | 0 | 0 | 0 | 0 | 0 | 0 | 0 | 0 | 0 | 0 | 0 | 0 | 12 | 1
NO |  | 6 | 2016 | 2 | 1 | 1 |  | 0256 LEBANON 138KV TAP VA |  | 138 | 138 | 1 | 0.18 | 0 | 1 | 336KCM ACSR | 0 | 0 | 0 | 0 | 0 | 0 | 0 | 0 | 0 | 0 | 0 | 0 | 0 | 0 | 0 | 0 | 0 | 0 | 0 | 0 | 0 | 0 | 0 | 12 | 1
NO |  | 6 | 2016 | 2 | 2 | 2 |  | 7539 DAN, VA | CAROLINA | 138 | 138 |  | 0 | 0 | 0 |  | 0 | 0 | 0 | 0 | 0 | 0 | 0 | 0 | 0 | 0 | 0 | 0 | 0 | 0 | 0 | 0 | 0 | 0 | 0 | 0 | 0 | 0 | 0 | 12 | 1
NO |  | 6 | 2016 | 2 | 3 | 3 |  | 0154 CLINCH RIVER, VA | SALTVILLE #2, VA | 138 | 138 | 3 | 2.56 | 39.67 | 1 | 397KCM ACSR | 0 | 0 | 0 | 0 | 0 | 0 | 0 | 0 | 0 | 0 | 0 | 0 | 0 | 0 | 0 | 0 | 0 | 0 | 0 | 0 | 0 | 0 | 0 | 12 | 1
NO |  | 6 | 2016 | 2 | 4 | 4 |  | 0193 BROADFORD, VA | SALTVILLE, VA | 138 | 138 | 3 | 0 | 4.79 | 1 | 795KCM ACSR | 0 | 0 | 0 | 0 | 0 | 0 | 0 | 0 | 0 | 0 | 0 | 0 | 0 | 0 | 0 | 0 | 0 | 0 | 0 | 0 | 0 | 0 | 0 | 12 | 1
NO |  | 6 | 2016 | 2 | 5 | 5 |  | 0191 BROADFORD, VA | NAGEL, TN | 138 | 138 | 3 | 44.61 | 0.13 | 1 | 397KCM ACSR | 0 | 0 | 0 | 0 | 0 | 0 | 0 | 0 | 0 | 0 | 0 | 0 | 0 | 0 | 0 | 0 | 0 | 0 | 0 | 0 | 0 | 0 | 0 | 12 | 1
NO |  | 6 | 2016 | 2 | 6 | 6 |  | 0354 NAGEL, TN | WEST KINGSPORT, TN | 138 | 138 | 3 | 0 | 5.04 | 1 | 1590KCM ACSR | 0 | 0 | 0 | 0 | 0 | 0 | 0 | 0 | 0 | 0 | 0 | 0 | 0 | 0 | 0 | 0 | 0 | 0 | 0 | 0 | 0 | 0 | 0 | 12 | 1
NO |  | 6 | 2016 | 2 | 7 | 7 |  | 0361 CLINCH RIVER, VA | SPRING CREEK, VA | 138 | 138 | 3 | 18.49 | 3.54 | 1 | 636KCM ACSR | 0 | 0 | 0 | 0 | 0 | 0 | 0 | 0 | 0 | 0 | 0 | 0 | 0 | 0 | 0 | 0 | 0 | 0 | 0 | 0 | 0 | 0 | 0 | 12 | 1
NO |  | 6 | 2016 | 2 | 8 | 8 |  | 0192 NORTH BRISTOL, VA | SPRING CREEK, VA | 138 | 138 | 3 | 0 | 8.82 | 1 | 795 KCM ACSR | 0 | 0 | 0 | 0 | 0 | 0 | 0 | 0 | 0 | 0 | 0 | 0 | 0 | 0 | 0 | 0 | 0 | 0 | 0 | 0 | 0 | 0 | 0 | 12 | 1
NO |  | 6 | 2016 | 2 | 9 | 9 |  | 0153 NORTH BRISTOL, VA | WEST KINGSPORT, VA | 138 | 138 | 3 | 0 | 3.61 | 1 | 397KCM ACSR | 0 | 0 | 0 | 0 | 0 | 0 | 0 | 0 | 0 | 0 | 0 | 0 | 0 | 0 | 0 | 0 | 0 | 0 | 0 | 0 | 0 | 0 | 0 | 12 | 1
NO |  | 6 | 2016 | 2 | 10 | 10 |  | 0167 CLINCH RIVER, VA | GARDEN CREEK, VA | 138 | 138 | 3 | 1.98 | 0 | 1 | 636KCM ACSR | 0 | 0 | 0 | 0 | 0 | 0 | 0 | 0 | 0 | 0 | 0 | 0 | 0 | 0 | 0 | 0 | 0 | 0 | 0 | 0 | 0 | 0 | 0 | 12 | 1
NO |  | 6 | 2016 | 2 | 11 | 11 |  | 0167 CLINCH RIVER, VA | GARDEN CREEK, VA | 0 | 0 | 1 | 21.78 | 0 | 0 |  | 0 | 0 | 0 | 0 | 0 | 0 | 0 | 0 | 0 | 0 | 0 | 0 | 0 | 0 | 0 | 0 | 0 | 0 | 0 | 0 | 0 | 0 | 0 | 12 | 1
NO |  | 6 | 2016 | 2 | 12 | 12 |  | 0298 FLETCHERS RIDGE TAP,VA |  | 138 | 138 | 1 | 0.01 | 0 | 1 | 300KCM CU | 0 | 0 | 0 | 0 | 0 | 0 | 0 | 0 | 0 | 0 | 0 | 0 | 0 | 0 | 0 | 0 | 0 | 0 | 0 | 0 | 0 | 0 | 0 | 12 | 1
NO |  | 6 | 2016 | 2 | 13 | 13 |  | 0313 SKEGGS BRANCH, VA |  | 138 | 138 | 1 | 0.39 | 0 | 1 | 397KCM ACSR | 0 | 0 | 0 | 0 | 0 | 0 | 0 | 0 | 0 | 0 | 0 | 0 | 0 | 0 | 0 | 0 | 0 | 0 | 0 | 0 | 0 | 0 | 0 | 12 | 1
NO |  | 6 | 2016 | 2 | 14 | 14 |  | 0167A CLINCHFIELD LOOP SITE |  | 138 | 138 | 1 | 0.09 | 0.09 | 1 | 636KCM ACSR | 0 | 0 | 0 | 0 | 0 | 0 | 0 | 0 | 0 | 0 | 0 | 0 | 0 | 0 | 0 | 0 | 0 | 0 | 0 | 0 | 0 | 0 | 0 | 12 | 1
NO |  | 6 | 2016 | 2 | 15 | 15 |  | 0416 CLOVERDALE, VA | HUNTINGTON COURT, VA | 138 | 138 | 3 | 5.91 | 0 | 1 | 795KCM ACSR | 0 | 0 | 0 | 0 | 0 | 0 | 0 | 0 | 0 | 0 | 0 | 0 | 0 | 0 | 0 | 0 | 0 | 0 | 0 | 0 | 0 | 0 | 0 | 12 | 1
NO |  | 6 | 2016 | 2 | 16 | 16 |  | 0124 CLOVERDALE, VA | SMITH MOUNTAIN, VA | 138 | 138 | 3 | 32.41 | 0 | 1 | 556KCM ACSR | 0 | 0 | 0 | 0 | 0 | 0 | 0 | 0 | 0 | 0 | 0 | 0 | 0 | 0 | 0 | 0 | 0 | 0 | 0 | 0 | 0 | 0 | 0 | 12 | 1
NO |  | 6 | 2016 | 2 | 17 | 17 |  | 0141 DANVILLE B CIR, VA | EAST DANVILLE, VA | 138 | 138 | 3 | 0 | 2.78 | 1 | 336KCM ACSR | 0 | 0 | 0 | 0 | 0 | 0 | 0 | 0 | 0 | 0 | 0 | 0 | 0 | 0 | 0 | 0 | 0 | 0 | 0 | 0 | 0 | 0 | 0 | 12 | 1
NO |  | 6 | 2016 | 2 | 18 | 18 |  | 1020 CLINCH RIVER | VIRGINA CITY | 138 | 138 |  | 0 | 0 | 0 |  | 0 | 0 | 0 | 0 | 0 | 0 | 0 | 0 | 0 | 0 | 0 | 0 | 0 | 0 | 0 | 0 | 0 | 0 | 0 | 0 | 0 | 0 | 0 | 12 | 1
NO |  | 6 | 2016 | 2 | 19 | 19 |  | 0358 AXTON, VA | DANVILLE #1-A, VA | 138 | 138 | 3 | 0 | 16.38 | 1 | 336 KCM ACSR | 0 | 0 | 0 | 0 | 0 | 0 | 0 | 0 | 0 | 0 | 0 | 0 | 0 | 0 | 0 | 0 | 0 | 0 | 0 | 0 | 0 | 0 | 0 | 12 | 1
NO |  | 6 | 2016 | 2 | 20 | 20 |  | 0359 AXTON, VA | MARTINSVILLE, VA | 138 | 138 | 3 | 11.38 | 0 | 1 | 966KCM ACSR | 0 | 0 | 0 | 0 | 0 | 0 | 0 | 0 | 0 | 0 | 0 | 0 | 0 | 0 | 0 | 0 | 0 | 0 | 0 | 0 | 0 | 0 | 0 | 12 | 1
NO |  | 6 | 2016 | 2 | 21 | 21 |  | 0135 AXTON, VA | DANVILLE #2, VA | 138 | 138 | 3 | 16 | 0 | 1 | 336KCM ACSR | 0 | 0 | 0 | 0 | 0 | 0 | 0 | 0 | 0 | 0 | 0 | 0 | 0 | 0 | 0 | 0 | 0 | 0 | 0 | 0 | 0 | 0 | 0 | 12 | 1
NO |  | 6 | 2016 | 2 | 22 | 22 |  | 0135 AXTON, VA | DANVILLE #2, VA | 0 | 0 | 1 | 2.99 | 0 | 0 |  | 0 | 0 | 0 | 0 | 0 | 0 | 0 | 0 | 0 | 0 | 0 | 0 | 0 | 0 | 0 | 0 | 0 | 0 | 0 | 0 | 0 | 0 | 0 | 12 | 1
NO |  | 6 | 2016 | 2 | 23 | 23 |  | 0135 AXTON, VA | DANVILLE #2, VA | 138 | 138 | 3 | 1.39 | 0 | 1 | 795KCM SSAC | 0 | 0 | 0 | 0 | 0 | 0 | 0 | 0 | 0 | 0 | 0 | 0 | 0 | 0 | 0 | 0 | 0 | 0 | 0 | 0 | 0 | 0 | 0 | 12 | 1
NO |  | 6 | 2016 | 2 | 24 | 24 |  | 0135 AXTON, VA | DANVILLE #2, VA | 0 | 0 | 1 | 16.75 | 0 | 0 |  | 0 | 0 | 0 | 0 | 0 | 0 | 0 | 0 | 0 | 0 | 0 | 0 | 0 | 0 | 0 | 0 | 0 | 0 | 0 | 0 | 0 | 0 | 0 | 12 | 1
NO |  | 6 | 2016 | 2 | 25 | 25 |  | 0146 FIELDDALE, VA | RIDGEWAY, VA | 138 | 138 | 1 | 10.34 | 0 | 1 | 397KCM ACSR | 0 | 0 | 0 | 0 | 0 | 0 | 0 | 0 | 0 | 0 | 0 | 0 | 0 | 0 | 0 | 0 | 0 | 0 | 0 | 0 | 0 | 0 | 0 | 12 | 1
NO |  | 6 | 2016 | 2 | 26 | 26 |  | 0300 DAN RIVER, NC | RIDGEWAY, VA | 138 | 138 | 1 | 4.6 | 0 | 1 | 397KCM ACSR | 0 | 0 | 0 | 0 | 0 | 0 | 0 | 0 | 0 | 0 | 0 | 0 | 0 | 0 | 0 | 0 | 0 | 0 | 0 | 0 | 0 | 0 | 0 | 12 | 1
NO |  | 6 | 2016 | 2 | 27 | 27 |  | 0391 SHEFFIELD LOOP |  | 138 | 138 | 3 | 0.02 | 0.02 | 1 | 795KCM ACSR | 0 | 0 | 0 | 0 | 0 | 0 | 0 | 0 | 0 | 0 | 0 | 0 | 0 | 0 | 0 | 0 | 0 | 0 | 0 | 0 | 0 | 0 | 0 | 12 | 1
NO |  | 6 | 2016 | 2 | 28 | 28 |  | 0025 GLEN LYN, VA | SOUTH PRINCETON, WV | 138 | 138 | 3 | 0.42 | 0 | 1 | 1590KCM ACSR | 0 | 0 | 0 | 0 | 0 | 0 | 0 | 0 | 0 | 0 | 0 | 0 | 0 | 0 | 0 | 0 | 0 | 0 | 0 | 0 | 0 | 0 | 0 | 12 | 1
NO |  | 6 | 2016 | 2 | 29 | 29 |  | 0025 GLEN LYN, VA | SOUTH PRINCETON, WV | 138 | 138 | 3 | 0 | 0.42 | 1 | 1590KCM ACSR | 0 | 0 | 0 | 0 | 0 | 0 | 0 | 0 | 0 | 0 | 0 | 0 | 0 | 0 | 0 | 0 | 0 | 0 | 0 | 0 | 0 | 0 | 0 | 12 | 1
NO |  | 6 | 2016 | 2 | 30 | 30 |  | 0058 GLEN LYN, VA | WYTHE, VA | 138 | 138 | 3 | 28.9 | 0 | 1 | 556KCM ACSR | 0 | 0 | 0 | 0 | 0 | 0 | 0 | 0 | 0 | 0 | 0 | 0 | 0 | 0 | 0 | 0 | 0 | 0 | 0 | 0 | 0 | 0 | 0 | 12 | 1
NO |  | 6 | 2016 | 2 | 31 | 31 |  | 0058 GLEN LYN, VA | WYTHE, VA | 0 | 0 |  | 0.61 | 0 | 0 | 1590KCM ACSR | 0 | 0 | 0 | 0 | 0 | 0 | 0 | 0 | 0 | 0 | 0 | 0 | 0 | 0 | 0 | 0 | 0 | 0 | 0 | 0 | 0 | 0 | 0 | 12 | 1
NO |  | 6 | 2016 | 2 | 32 | 32 |  | 0058 GLEN LYN, VA | WYTHE, VA | 138 | 138 | 3 | 0.6 | 29.43 | 1 | 556KCM ACSR | 0 | 0 | 0 | 0 | 0 | 0 | 0 | 0 | 0 | 0 | 0 | 0 | 0 | 0 | 0 | 0 | 0 | 0 | 0 | 0 | 0 | 0 | 0 | 12 | 1
NO |  | 6 | 2016 | 2 | 33 | 33 |  | 0375 PROGRESS PARK EXT |  | 138 | 138 | 3 | 3 | 0 | 1 | 1590KCM ACSR | 0 | 0 | 0 | 0 | 0 | 0 | 0 | 0 | 0 | 0 | 0 | 0 | 0 | 0 | 0 | 0 | 0 | 0 | 0 | 0 | 0 | 0 | 0 | 12 | 1
NO |  | 6 | 2016 | 2 | 34 | 34 |  | 0427 EVINGTON 138KV TAP VA |  | 138 | 138 | 2 | 0.03 | 0 | 0 | 397KCM ACSR | 0 | 0 | 0 | 0 | 0 | 0 | 0 | 0 | 0 | 0 | 0 | 0 | 0 | 0 | 0 | 0 | 0 | 0 | 0 | 0 | 0 | 0 | 0 | 12 | 1
NO |  | 6 | 2016 | 3 | 1 | 1 |  | 0063 BROADFORD, VA | SALTVILLE 1A, VA | 138 | 138 | 3 | 3.8 | 3.57 | 1 | 795KCM ACSR | 0 | 0 | 0 | 0 | 0 | 0 | 0 | 0 | 0 | 0 | 0 | 0 | 0 | 0 | 0 | 0 | 0 | 0 | 0 | 0 | 0 | 0 | 0 | 12 | 1
NO |  | 6 | 2016 | 3 | 2 | 2 |  | 0063 BROADFORD, VA | SALTVILLE 1B, VA | 138 | 138 | 3 | 0 | 3.71 | 1 | 556KCM ACSR | 0 | 0 | 0 | 0 | 0 | 0 | 0 | 0 | 0 | 0 | 0 | 0 | 0 | 0 | 0 | 0 | 0 | 0 | 0 | 0 | 0 | 0 | 0 | 12 | 1
NO |  | 6 | 2016 | 3 | 3 | 3 |  | 0061B RURAL RETREAT | LOOP, WV | 138 | 138 | 3 | 0.02 | 0.02 | 1 | 795KCM ACSR | 0 | 0 | 0 | 0 | 0 | 0 | 0 | 0 | 0 | 0 | 0 | 0 | 0 | 0 | 0 | 0 | 0 | 0 | 0 | 0 | 0 | 0 | 0 | 12 | 1
NO |  | 6 | 2016 | 3 | 4 | 4 |  | 0333 BROADFORD, VA | RICHLANDS, VA | 138 | 138 | 1 | 14.55 | 0 | 1 | 1033KCM ACSR | 0 | 0 | 0 | 0 | 0 | 0 | 0 | 0 | 0 | 0 | 0 | 0 | 0 | 0 | 0 | 0 | 0 | 0 | 0 | 0 | 0 | 0 | 0 | 12 | 1
NO |  | 6 | 2016 | 3 | 5 | 5 |  | 0368 CLAY POOL HILL LOOP,VA |  | 138 | 138 | 1 | 0.09 | 0.09 | 1 | 1033KCM ACSR | 0 | 0 | 0 | 0 | 0 | 0 | 0 | 0 | 0 | 0 | 0 | 0 | 0 | 0 | 0 | 0 | 0 | 0 | 0 | 0 | 0 | 0 | 0 | 12 | 1
NO |  | 6 | 2016 | 3 | 6 | 6 |  | 0241A HUFFMAN, VA | JACKSONS FERRY, VA | 138 | 138 | 3 | 0 | 1.88 | 1 | 1033KCM ACSR | 0 | 0 | 0 | 0 | 0 | 0 | 0 | 0 | 0 | 0 | 0 | 0 | 0 | 0 | 0 | 0 | 0 | 0 | 0 | 0 | 0 | 0 | 0 | 12 | 1
NO |  | 6 | 2016 | 3 | 7 | 7 |  | 0241A HUFFMAN, VA | JACKSONS FERRY, VA | 0 | 0 | 1 | 7.99 | 0 | 0 |  | 0 | 0 | 0 | 0 | 0 | 0 | 0 | 0 | 0 | 0 | 0 | 0 | 0 | 0 | 0 | 0 | 0 | 0 | 0 | 0 | 0 | 0 | 0 | 12 | 1
NO |  | 6 | 2016 | 3 | 8 | 8 |  | 0241 HUFFMAN, VA | WYTHE, VA | 138 | 138 | 3 | 1.96 | 1 | 1 | 795KCM ACSR | 0 | 0 | 0 | 0 | 0 | 0 | 0 | 0 | 0 | 0 | 0 | 0 | 0 | 0 | 0 | 0 | 0 | 0 | 0 | 0 | 0 | 0 | 0 | 12 | 1
NO |  | 6 | 2016 | 3 | 9 | 9 |  | 0241 HUFFMAN, VA | WYTHE, VA | 0 | 0 | 1 | 37 | 0 | 0 |  | 0 | 0 | 0 | 0 | 0 | 0 | 0 | 0 | 0 | 0 | 0 | 0 | 0 | 0 | 0 | 0 | 0 | 0 | 0 | 0 | 0 | 0 | 0 | 12 | 1
NO |  | 6 | 2016 | 3 | 10 | 10 |  | 0061 ATKINS, VA | BROADFORD CIR A, VA | 138 | 138 | 3 | 19.99 | 0.43 | 1 | 556KCM ACSR | 0 | 0 | 0 | 0 | 0 | 0 | 0 | 0 | 0 | 0 | 0 | 0 | 0 | 0 | 0 | 0 | 0 | 0 | 0 | 0 | 0 | 0 | 0 | 12 | 1
NO |  | 6 | 2016 | 3 | 11 | 11 |  | 0061 ATKINS, VA | BROADFORD CIR B, VA | 138 | 138 | 3 | 0 | 16.02 | 1 | 556KCM ACSR | 0 | 0 | 0 | 0 | 0 | 0 | 0 | 0 | 0 | 0 | 0 | 0 | 0 | 0 | 0 | 0 | 0 | 0 | 0 | 0 | 0 | 0 | 0 | 12 | 1
NO |  | 6 | 2016 | 3 | 12 | 12 |  | 0063 ATKINS, VA | WYTHE CIR A, VA | 138 | 138 | 3 | 21.9 | 0.03 | 1 | 1590KCM ACSR | 0 | 0 | 0 | 0 | 0 | 0 | 0 | 0 | 0 | 0 | 0 | 0 | 0 | 0 | 0 | 0 | 0 | 0 | 0 | 0 | 0 | 0 | 0 | 12 | 1
NO |  | 6 | 2016 | 3 | 13 | 13 |  | 0063 ATKINS, VA | WYTHE CIR B, VA | 138 | 138 | 3 | 0 | 20.52 | 1 | 556KCM ACSR | 0 | 0 | 0 | 0 | 0 | 0 | 0 | 0 | 0 | 0 | 0 | 0 | 0 | 0 | 0 | 0 | 0 | 0 | 0 | 0 | 0 | 0 | 0 | 12 | 1
NO |  | 6 | 2016 | 3 | 14 | 14 |  | 0433 HUFFMAN, VA | WILLIS GAP, VA | 138 | 138 | 1 | 14.1 | 0 | 1 | 1033KCM ACSR | 0 | 0 | 0 | 0 | 0 | 0 | 0 | 0 | 0 | 0 | 0 | 0 | 0 | 0 | 0 | 0 | 0 | 0 | 0 | 0 | 0 | 0 | 0 | 12 | 1
NO |  | 6 | 2016 | 3 | 15 | 15 |  | 0106 CLAYTOR, VA | GLEN LYN #1, VA | 138 | 138 | 3 | 25.82 | 0 | 1 | 397KCM ACSR | 0 | 0 | 0 | 0 | 0 | 0 | 0 | 0 | 0 | 0 | 0 | 0 | 0 | 0 | 0 | 0 | 0 | 0 | 0 | 0 | 0 | 0 | 0 | 12 | 1
NO |  | 6 | 2016 | 3 | 16 | 16 |  | 0106 CLAYTOR, VA | GLEN LYN #2, VA | 138 | 138 | 3 | 0 | 25.82 | 1 | 397KCM ACSR | 0 | 0 | 0 | 0 | 0 | 0 | 0 | 0 | 0 | 0 | 0 | 0 | 0 | 0 | 0 | 0 | 0 | 0 | 0 | 0 | 0 | 0 | 0 | 12 | 1
NO |  | 6 | 2016 | 3 | 17 | 17 |  | 0109 MORGANS CUT LOOP, VA |  | 138 | 138 | 3 | 0.02 | 0.02 | 1 | 397KCM ACSR | 0 | 0 | 0 | 0 | 0 | 0 | 0 | 0 | 0 | 0 | 0 | 0 | 0 | 0 | 0 | 0 | 0 | 0 | 0 | 0 | 0 | 0 | 0 | 12 | 1
NO |  | 6 | 2016 | 3 | 18 | 18 |  | 0117 HANCOCK, VA | MATT FUNK, VA | 138 | 138 | 3 | 11.21 | 0.07 | 1 | 556KCM ACSR | 0 | 0 | 0 | 0 | 0 | 0 | 0 | 0 | 0 | 0 | 0 | 0 | 0 | 0 | 0 | 0 | 0 | 0 | 0 | 0 | 0 | 0 | 0 | 12 | 1
NO |  | 6 | 2016 | 3 | 19 | 19 |  | 0118 CLOVERDALE, VA | MATT FUNK, VA | 138 | 138 | 3 | 0 | 20.98 | 1 | 636KCM ACSR | 0 | 0 | 0 | 0 | 0 | 0 | 0 | 0 | 0 | 0 | 0 | 0 | 0 | 0 | 0 | 0 | 0 | 0 | 0 | 0 | 0 | 0 | 0 | 12 | 1
NO |  | 6 | 2016 | 3 | 20 | 20 |  | 0119 CLOVERDALE, VA | GLEN LYN, VA | 138 | 138 | 3 | 20.19 | 39.17 | 1 | 556KCM ACSR | 0 | 0 | 0 | 0 | 0 | 0 | 0 | 0 | 0 | 0 | 0 | 0 | 0 | 0 | 0 | 0 | 0 | 0 | 0 | 0 | 0 | 0 | 0 | 12 | 1
NO |  | 6 | 2016 | 3 | 21 | 21 |  | 0374 PATRIOT CENTRE EXT |  | 138 | 138 | 3 | 3 | 0 | 1 | 795KCM ACSR | 0 | 0 | 0 | 0 | 0 | 0 | 0 | 0 | 0 | 0 | 0 | 0 | 0 | 0 | 0 | 0 | 0 | 0 | 0 | 0 | 0 | 0 | 0 | 12 | 1
NO |  | 6 | 2016 | 3 | 22 | 22 |  | 0367 BURLINGTON HEIGHTS LOO |  | 138 | 138 | 3 | 0.02 | 0.02 | 1 | 795KCM ACSR | 0 | 0 | 0 | 0 | 0 | 0 | 0 | 0 | 0 | 0 | 0 | 0 | 0 | 0 | 0 | 0 | 0 | 0 | 0 | 0 | 0 | 0 | 0 | 12 | 1
NO |  | 6 | 2016 | 3 | 23 | 23 |  | 0383 WEST SALEM LOOP, VA |  | 138 | 138 | 3 | 0.3 | 0.3 | 1 | 795KCM ACSR | 0 | 0 | 0 | 0 | 0 | 0 | 0 | 0 | 0 | 0 | 0 | 0 | 0 | 0 | 0 | 0 | 0 | 0 | 0 | 0 | 0 | 0 | 0 | 12 | 1
NO |  | 6 | 2016 | 3 | 24 | 24 |  | 0116 CELANESE, VA | GLEN LYN, VA | 138 | 138 | 3 | 3.59 | 0 | 1 | 556KCM ACSR | 0 | 0 | 0 | 0 | 0 | 0 | 0 | 0 | 0 | 0 | 0 | 0 | 0 | 0 | 0 | 0 | 0 | 0 | 0 | 0 | 0 | 0 | 0 | 12 | 1
NO |  | 6 | 2016 | 3 | 25 | 25 |  | 0116 CELANESE, VA | GLEN LYN, VA | 0 | 0 | 1 | 3.58 | 0 | 0 |  | 0 | 0 | 0 | 0 | 0 | 0 | 0 | 0 | 0 | 0 | 0 | 0 | 0 | 0 | 0 | 0 | 0 | 0 | 0 | 0 | 0 | 0 | 0 | 12 | 1
NO |  | 6 | 2016 | 3 | 26 | 26 |  | 0462 MATT FUNK EXT |  | 138 | 138 | 3 | 4.5 | 0 | 0 | 1590 KCM ACSR | 0 | 0 | 0 | 0 | 0 | 0 | 0 | 0 | 0 | 0 | 0 | 0 | 0 | 0 | 0 | 0 | 0 | 0 | 0 | 0 | 0 | 0 | 0 | 12 | 1
NO |  | 6 | 2016 | 3 | 27 | 27 |  | 0115 CELANESE, VA | MATT FUNK, VA | 138 | 138 | 3 | 34.1 | 0 | 1 | 556KCM ACSR | 0 | 0 | 0 | 0 | 0 | 0 | 0 | 0 | 0 | 0 | 0 | 0 | 0 | 0 | 0 | 0 | 0 | 0 | 0 | 0 | 0 | 0 | 0 | 12 | 1
NO |  | 6 | 2016 | 3 | 28 | 28 |  | 0115 CELANESE, VA | MATT FUNK, VA | 0 | 0 | 1 | 2.1 | 0 | 0 |  | 0 | 0 | 0 | 0 | 0 | 0 | 0 | 0 | 0 | 0 | 0 | 0 | 0 | 0 | 0 | 0 | 0 | 0 | 0 | 0 | 0 | 0 | 0 | 12 | 1
NO |  | 6 | 2016 | 3 | 29 | 29 |  | 0038 BRADLEY CIR-A, WV | GLEN LYN-HINTON, VA | 138 | 138 | 3 | 0.32 | 3.55 | 1 | 556KCM ACSR | 0 | 0 | 0 | 0 | 0 | 0 | 0 | 0 | 0 | 0 | 0 | 0 | 0 | 0 | 0 | 0 | 0 | 0 | 0 | 0 | 0 | 0 | 0 | 12 | 1
NO |  | 6 | 2016 | 3 | 30 | 30 |  | 0224 BRADLEY CIR-B, WV | GLEN LYN-HINTON | 138 | 138 | 3 | 3.55 | 0.32 | 1 | 556KCM ACSR | 0 | 0 | 0 | 0 | 0 | 0 | 0 | 0 | 0 | 0 | 0 | 0 | 0 | 0 | 0 | 0 | 0 | 0 | 0 | 0 | 0 | 0 | 0 | 12 | 1
NO |  | 6 | 2016 | 3 | 31 | 31 |  | 0145 ALTAVISTA, VA | REUSENS, VA | 138 | 138 | 3 | 5.49 | 0 | 1 | 397KCM ACSR | 0 | 0 | 0 | 0 | 0 | 0 | 0 | 0 | 0 | 0 | 0 | 0 | 0 | 0 | 0 | 0 | 0 | 0 | 0 | 0 | 0 | 0 | 0 | 12 | 1
NO |  | 6 | 2016 | 3 | 32 | 32 |  | 0145 ALTAVISTA, VA | REUSENS, VA | 138 | 138 | 2 | 20.44 | 0 | 1 | 397KCM ACSR | 0 | 0 | 0 | 0 | 0 | 0 | 0 | 0 | 0 | 0 | 0 | 0 | 0 | 0 | 0 | 0 | 0 | 0 | 0 | 0 | 0 | 0 | 0 | 12 | 1
NO |  | 6 | 2016 | 3 | 33 | 33 |  | 0311 OPOSSUM CREEK, VA | REUSENS, VA | 138 | 138 | 3 | 9.3 | 5.49 | 1 | 397KCM ACSR | 0 | 0 | 0 | 0 | 0 | 0 | 0 | 0 | 0 | 0 | 0 | 0 | 0 | 0 | 0 | 0 | 0 | 0 | 0 | 0 | 0 | 0 | 0 | 12 | 1
NO |  | 6 | 2016 | 3 | 34 | 34 |  | 0312 BRUSH TAVERN TAP, VA |  | 138 | 138 | 1 | 2.89 | 0 | 1 | 556KCM ACSR | 0 | 0 | 0 | 0 | 0 | 0 | 0 | 0 | 0 | 0 | 0 | 0 | 0 | 0 | 0 | 0 | 0 | 0 | 0 | 0 | 0 | 0 | 0 | 12 | 1
NO |  | 6 | 2016 | 3 | 35 | 35 |  | 0145A BOONSBORO LOOP, VA |  | 138 | 138 | 3 | 0.02 | 0.02 | 1 | 397KCM ACSR | 0 | 0 | 0 | 0 | 0 | 0 | 0 | 0 | 0 | 0 | 0 | 0 | 0 | 0 | 0 | 0 | 0 | 0 | 0 | 0 | 0 | 0 | 0 | 12 | 1
NO |  | 6 | 2016 | 4 | 1 | 1 |  | 0394 GRAVES MILLS LOOP, VA |  | 138 | 138 | 3 | 0.04 | 0.04 | 1 | 795KCM ACSR | 0 | 0 | 0 | 0 | 0 | 0 | 0 | 0 | 0 | 0 | 0 | 0 | 0 | 0 | 0 | 0 | 0 | 0 | 0 | 0 | 0 | 0 | 0 | 12 | 1
NO |  | 6 | 2016 | 4 | 2 | 2 |  | 7119 HANCOCK, VA | ROANOKE, VA TOWER 198 | 138 | 138 |  | 0 | 0 | 0 |  | 0 | 0 | 0 | 0 | 0 | 0 | 0 | 0 | 0 | 0 | 0 | 0 | 0 | 0 | 0 | 0 | 0 | 0 | 0 | 0 | 0 | 0 | 0 | 12 | 1
NO |  | 6 | 2016 | 4 | 3 | 3 |  | 0156A CLIFFORD, VA | REUSENS, VA | 138 | 138 | 3 | 22.63 | 3.63 | 1 | 795KCM ACSR | 0 | 0 | 0 | 0 | 0 | 0 | 0 | 0 | 0 | 0 | 0 | 0 | 0 | 0 | 0 | 0 | 0 | 0 | 0 | 0 | 0 | 0 | 0 | 12 | 1
NO |  | 6 | 2016 | 4 | 4 | 4 |  | 0156 CLIFFORD, VA | SCOTTSVILLE, VA | 138 | 138 | 3 | 28.56 | 0 | 1 | 397KCM ACSR | 0 | 0 | 0 | 0 | 0 | 0 | 0 | 0 | 0 | 0 | 0 | 0 | 0 | 0 | 0 | 0 | 0 | 0 | 0 | 0 | 0 | 0 | 0 | 12 | 1
NO |  | 6 | 2016 | 4 | 5 | 5 |  | 0156B BREMO, VA | SCOTTSVILLE, VA | 138 | 138 | 3 | 7.11 | 0 | 1 | 397KCM ACSR | 0 | 0 | 0 | 0 | 0 | 0 | 0 | 0 | 0 | 0 | 0 | 0 | 0 | 0 | 0 | 0 | 0 | 0 | 0 | 0 | 0 | 0 | 0 | 12 | 1
NO |  | 6 | 2016 | 4 | 6 | 6 |  | 0170 OPOSSUM CREEK, VA | SMITH MOUNTAIN, VA | 138 | 138 | 3 | 14.51 | 0 | 1 | 556KCM ACSR | 0 | 0 | 0 | 0 | 0 | 0 | 0 | 0 | 0 | 0 | 0 | 0 | 0 | 0 | 0 | 0 | 0 | 0 | 0 | 0 | 0 | 0 | 0 | 12 | 1
NO |  | 6 | 2016 | 4 | 7 | 7 |  | 0170 OPOSSUM CREEK, VA | SMITH MOUNTAIN, VA | 0 | 0 | 1 | 18.93 | 0 | 0 |  | 0 | 0 | 0 | 0 | 0 | 0 | 0 | 0 | 0 | 0 | 0 | 0 | 0 | 0 | 0 | 0 | 0 | 0 | 0 | 0 | 0 | 0 | 0 | 12 | 1
NO |  | 6 | 2016 | 4 | 8 | 8 |  | 0170 LEESVILLE, VA | SMITH MOUNTAIN, VA | 138 | 138 | 3 | 0 | 8.13 | 1 | 556KCM ACSR | 0 | 0 | 0 | 0 | 0 | 0 | 0 | 0 | 0 | 0 | 0 | 0 | 0 | 0 | 0 | 0 | 0 | 0 | 0 | 0 | 0 | 0 | 0 | 12 | 1
NO |  | 6 | 2016 | 4 | 9 | 9 |  | 0173 ALTAVISTA, VA | LEESVILLE, VA | 138 | 138 | 3 | 0.06 | 5.12 | 1 | 556KCM ACSR | 0 | 0 | 0 | 0 | 0 | 0 | 0 | 0 | 0 | 0 | 0 | 0 | 0 | 0 | 0 | 0 | 0 | 0 | 0 | 0 | 0 | 0 | 0 | 12 | 1
NO |  | 6 | 2016 | 4 | 10 | 10 |  | 0173 ALTAVISTA, VA | LEESVILLE, VA | 0 | 0 | 1 | 3.42 | 0 | 0 |  | 0 | 0 | 0 | 0 | 0 | 0 | 0 | 0 | 0 | 0 | 0 | 0 | 0 | 0 | 0 | 0 | 0 | 0 | 0 | 0 | 0 | 0 | 0 | 12 | 1
NO |  | 6 | 2016 | 4 | 11 | 11 |  | 0258 OPOSSUM CREEK, VA | PEAKSVIEW, VA | 138 | 138 | 1 | 1.43 | 0 | 1 | 556KCM ACSR | 0 | 0 | 0 | 0 | 0 | 0 | 0 | 0 | 0 | 0 | 0 | 0 | 0 | 0 | 0 | 0 | 0 | 0 | 0 | 0 | 0 | 0 | 0 | 12 | 1
NO |  | 6 | 2016 | 4 | 12 | 12 |  | 0309 EAST LYNCHBURG, VA | OPOSSUM CREEK, VA | 138 | 138 | 3 | 2.93 | 0 | 1 | 1590KCM ACSR | 0 | 0 | 0 | 0 | 0 | 0 | 0 | 0 | 0 | 0 | 0 | 0 | 0 | 0 | 0 | 0 | 0 | 0 | 0 | 0 | 0 | 0 | 0 | 12 | 1
NO |  | 6 | 2016 | 4 | 13 | 13 |  | 0322 JOSHUA FALLS, VA | REUSENS, VA | 138 | 138 | 3 | 6.36 | 0 | 1 | 556KCM ACSR | 0 | 0 | 0 | 0 | 0 | 0 | 0 | 0 | 0 | 0 | 0 | 0 | 0 | 0 | 0 | 0 | 0 | 0 | 0 | 0 | 0 | 0 | 0 | 12 | 1
NO |  | 6 | 2016 | 4 | 14 | 14 |  | 0322 JOSHUA FALLS, VA | REUSENS, VA | 0 | 0 | 4 | 0.31 | 0 | 0 |  | 0 | 0 | 0 | 0 | 0 | 0 | 0 | 0 | 0 | 0 | 0 | 0 | 0 | 0 | 0 | 0 | 0 | 0 | 0 | 0 | 0 | 0 | 0 | 12 | 1
NO |  | 6 | 2016 | 4 | 15 | 15 |  | 0322 JOSHUA FALLS, VA | REUSENS, VA | 138 | 138 | 3 | 2.71 | 6.9 | 1 | 1590KCM ACSR | 0 | 0 | 0 | 0 | 0 | 0 | 0 | 0 | 0 | 0 | 0 | 0 | 0 | 0 | 0 | 0 | 0 | 0 | 0 | 0 | 0 | 0 | 0 | 12 | 1
NO |  | 6 | 2016 | 4 | 16 | 16 |  | 0321 JOSHUA FALLS, VA | OPOSSUM CREEK, VA | 138 | 138 | 3 | 0 | 6.52 | 1 | 1590KCM ACSR | 0 | 0 | 0 | 0 | 0 | 0 | 0 | 0 | 0 | 0 | 0 | 0 | 0 | 0 | 0 | 0 | 0 | 0 | 0 | 0 | 0 | 0 | 0 | 12 | 1
NO |  | 6 | 2016 | 4 | 17 | 17 |  | 0320 EAST LYNCHBURG, VA | JOSHUA FALLS, VA | 138 | 138 | 3 | 3.03 | 0 | 1 | 1590KCM ACSR | 0 | 0 | 0 | 0 | 0 | 0 | 0 | 0 | 0 | 0 | 0 | 0 | 0 | 0 | 0 | 0 | 0 | 0 | 0 | 0 | 0 | 0 | 0 | 12 | 1
NO |  | 6 | 2016 | 4 | 18 | 18 |  | 0320 EAST LYNCHBURG, VA | JOSHUA FALLS, VA | 0 | 0 | 4 | 0.61 | 0 | 0 |  | 0 | 0 | 0 | 0 | 0 | 0 | 0 | 0 | 0 | 0 | 0 | 0 | 0 | 0 | 0 | 0 | 0 | 0 | 0 | 0 | 0 | 0 | 0 | 12 | 1
NO |  | 6 | 2016 | 4 | 19 | 19 |  | 0366 RUSTBURG TAP, VA |  | 138 | 138 | 1 | 4.46 | 0 | 1 | 795KCM ACSR | 0 | 0 | 0 | 0 | 0 | 0 | 0 | 0 | 0 | 0 | 0 | 0 | 0 | 0 | 0 | 0 | 0 | 0 | 0 | 0 | 0 | 0 | 0 | 12 | 1
NO |  | 6 | 2016 | 4 | 20 | 20 |  | 0395 MONEL LOOP, VA |  | 138 | 138 | 3 | 0.03 | 0.03 | 1 | 1590KCM ACSR | 0 | 0 | 0 | 0 | 0 | 0 | 0 | 0 | 0 | 0 | 0 | 0 | 0 | 0 | 0 | 0 | 0 | 0 | 0 | 0 | 0 | 0 | 0 | 12 | 1
NO |  | 6 | 2016 | 4 | 21 | 21 |  | 0399 TANK HILL TAP, VA |  | 138 | 138 | 1 | 0.95 | 0 | 1 | 795KCM ACSR | 0 | 0 | 0 | 0 | 0 | 0 | 0 | 0 | 0 | 0 | 0 | 0 | 0 | 0 | 0 | 0 | 0 | 0 | 0 | 0 | 0 | 0 | 0 | 12 | 1
NO |  | 6 | 2016 | 4 | 22 | 22 |  | 0161 CLOVERDALE, VA | ROANOKE, VA | 138 | 138 | 3 | 16.43 | 0 | 1 | 556KCM ACSR | 0 | 0 | 0 | 0 | 0 | 0 | 0 | 0 | 0 | 0 | 0 | 0 | 0 | 0 | 0 | 0 | 0 | 0 | 0 | 0 | 0 | 0 | 0 | 12 | 1
NO |  | 6 | 2016 | 4 | 23 | 23 |  | 0161 CLOVERDALE, VA | ROANOKE, VA | 0 | 0 | 3 | 0.66 | 0 | 0 | 795KCM ACSR | 0 | 0 | 0 | 0 | 0 | 0 | 0 | 0 | 0 | 0 | 0 | 0 | 0 | 0 | 0 | 0 | 0 | 0 | 0 | 0 | 0 | 0 | 0 | 12 | 1
NO |  | 6 | 2016 | 4 | 24 | 24 |  | 0160 CLOVERDALE, VA | REUSENS, VA | 138 | 138 | 3 | 36.17 | 7.89 | 1 | 397KCM ACSR | 0 | 0 | 0 | 0 | 0 | 0 | 0 | 0 | 0 | 0 | 0 | 0 | 0 | 0 | 0 | 0 | 0 | 0 | 0 | 0 | 0 | 0 | 0 | 12 | 1
NO |  | 6 | 2016 | 4 | 25 | 25 |  | 0160 CLOVERDALE, VA | REUSENS, VA | 138 | 138 | 1 | 1.11 | 0 | 0 | 636 KCM ACSR | 0 | 0 | 0 | 0 | 0 | 0 | 0 | 0 | 0 | 0 | 0 | 0 | 0 | 0 | 0 | 0 | 0 | 0 | 0 | 0 | 0 | 0 | 0 | 12 | 1
NO |  | 6 | 2016 | 4 | 26 | 26 |  | MOSELEY, VA | REUSENS, VA | 138 | 138 | 3 | 0 | 22.19 | 1 | 397KCM ACSR | 0 | 0 | 0 | 0 | 0 | 0 | 0 | 0 | 0 | 0 | 0 | 0 | 0 | 0 | 0 | 0 | 0 | 0 | 0 | 0 | 0 | 0 | 0 | 12 | 1
NO |  | 6 | 2016 | 4 | 27 | 27 |  | 0163 MOSELEY, VA | ROANOKE, VA | 138 | 138 | 3 | 0.56 | 20.25 | 1 | 795KCM ACSR | 0 | 0 | 0 | 0 | 0 | 0 | 0 | 0 | 0 | 0 | 0 | 0 | 0 | 0 | 0 | 0 | 0 | 0 | 0 | 0 | 0 | 0 | 0 | 12 | 1
NO |  | 6 | 2016 | 4 | 28 | 28 |  | 0421 MOUNT UNION | CLOVERDALE | 69 | 138 |  | 0 | 0 | 0 |  | 0 | 0 | 0 | 0 | 0 | 0 | 0 | 0 | 0 | 0 | 0 | 0 | 0 | 0 | 0 | 0 | 0 | 0 | 0 | 0 | 0 | 0 | 0 | 12 | 1
NO |  | 6 | 2016 | 4 | 29 | 29 |  | 0292 VINTON LOOP, VA |  | 138 | 138 | 3 | 0.02 | 0.02 | 1 | 795KCM ACSR | 0 | 0 | 0 | 0 | 0 | 0 | 0 | 0 | 0 | 0 | 0 | 0 | 0 | 0 | 0 | 0 | 0 | 0 | 0 | 0 | 0 | 0 | 0 | 12 | 1
NO |  | 6 | 2016 | 4 | 30 | 30 |  | 0396 BONSACK LOOP, VA |  | 138 | 138 | 3 | 0.33 | 0.33 | 1 | 795KCM ACSR | 0 | 0 | 0 | 0 | 0 | 0 | 0 | 0 | 0 | 0 | 0 | 0 | 0 | 0 | 0 | 0 | 0 | 0 | 0 | 0 | 0 | 0 | 0 | 12 | 1
NO |  | 6 | 2016 | 4 | 31 | 31 |  | 0168 EAST DANVILLE, VA | SMITH MOUNTAIN, VA | 138 | 138 | 3 | 32.1 | 0 | 1 | 556KCM ACSR | 0 | 0 | 0 | 0 | 0 | 0 | 0 | 0 | 0 | 0 | 0 | 0 | 0 | 0 | 0 | 0 | 0 | 0 | 0 | 0 | 0 | 0 | 0 | 12 | 1
NO |  | 6 | 2016 | 4 | 32 | 32 |  | 0168A BEARSKIN TAP, VA |  | 138 | 138 | 3 | 0.02 | 0 | 1 | 556KCM ACSR | 0 | 0 | 0 | 0 | 0 | 0 | 0 | 0 | 0 | 0 | 0 | 0 | 0 | 0 | 0 | 0 | 0 | 0 | 0 | 0 | 0 | 0 | 0 | 12 | 1
NO |  | 6 | 2016 | 4 | 33 | 33 |  | 0419 PENHOOK, VA | SMITH MOUNTAIN, VA | 138 | 138 | 3 | 6.55 | 0 | 1 | 1033KCM ACSR | 0 | 0 | 0 | 0 | 0 | 0 | 0 | 0 | 0 | 0 | 0 | 0 | 0 | 0 | 0 | 0 | 0 | 0 | 0 | 0 | 0 | 0 | 0 | 12 | 1
NO |  | 6 | 2016 | 4 | 34 | 34 |  | 0371 PENHOOK, VA | WESTLAKE | 138 | 138 | 3 | 14.77 | 0 | 0 | 1033KCM ACSR | 0 | 0 | 0 | 0 | 0 | 0 | 0 | 0 | 0 | 0 | 0 | 0 | 0 | 0 | 0 | 0 | 0 | 0 | 0 | 0 | 0 | 0 | 0 | 12 | 1
NO |  | 6 | 2016 | 4 | 35 | 35 |  | 0369 BLAINE, VA | WESTLAKE | 138 | 138 | 3 | 10.56 | 0 | 1 | 1033.5 KCM ACSR | 0 | 0 | 0 | 0 | 0 | 0 | 0 | 0 | 0 | 0 | 0 | 0 | 0 | 0 | 0 | 0 | 0 | 0 | 0 | 0 | 0 | 0 | 0 | 12 | 1
NO |  | 6 | 2016 | 5 | 1 | 1 |  | 0423 STONEWALL TAP |  | 69 | 138 | 1 | 8.14 | 0 | 1 |  | 0 | 0 | 0 | 0 | 0 | 0 | 0 | 0 | 0 | 0 | 0 | 0 | 0 | 0 | 0 | 0 | 0 | 0 | 0 | 0 | 0 | 0 | 0 | 12 | 1
NO |  | 6 | 2016 | 5 | 2 | 2 |  | 0423 STONEWALL TAP |  | 0 | 0 | 3 | 0.51 | 0 | 0 | 795 KCM ACSR | 0 | 0 | 0 | 0 | 0 | 0 | 0 | 0 | 0 | 0 | 0 | 0 | 0 | 0 | 0 | 0 | 0 | 0 | 0 | 0 | 0 | 0 | 0 | 12 | 1
NO |  | 6 | 2016 | 5 | 3 | 3 |  | 0259 REGIS, VA | MONUMENT, VA | 138 | 138 | 1 | 1.9 | 0.7 | 1 | 795KCM ACSR | 0 | 0 | 0 | 0 | 0 | 0 | 0 | 0 | 0 | 0 | 0 | 0 | 0 | 0 | 0 | 0 | 0 | 0 | 0 | 0 | 0 | 0 | 0 | 12 | 1
NO |  | 6 | 2016 | 5 | 4 | 4 |  | 0266 HANCOCK, VA | ROANOKE ELECTRIC STEEL, VA | 138 | 138 | 3 | 1.28 | 0 | 1 | 795KCM ACSR | 0 | 0 | 0 | 0 | 0 | 0 | 0 | 0 | 0 | 0 | 0 | 0 | 0 | 0 | 0 | 0 | 0 | 0 | 0 | 0 | 0 | 0 | 0 | 12 | 1
NO |  | 6 | 2016 | 5 | 5 | 5 |  | 0266 HANCOCK, VA | ROANOKE ELECTRIC STEEL, VA | 0 | 0 | 1 | 0.47 | 0 | 0 |  | 0 | 0 | 0 | 0 | 0 | 0 | 0 | 0 | 0 | 0 | 0 | 0 | 0 | 0 | 0 | 0 | 0 | 0 | 0 | 0 | 0 | 0 | 0 | 12 | 1
NO |  | 6 | 2016 | 5 | 6 | 6 |  | 0042 SALTVILLE, VA | TAZEWELL, VA | 138 | 138 | 3 | 20.71 | 0.09 | 1 | 1272KCM ACSR | 0 | 0 | 0 | 0 | 0 | 0 | 0 | 0 | 0 | 0 | 0 | 0 | 0 | 0 | 0 | 0 | 0 | 0 | 0 | 0 | 0 | 0 | 0 | 12 | 1
NO |  | 6 | 2016 | 5 | 7 | 7 |  | 0042 SALTVILLE, VA | TAZEWELL, VA | 138 | 138 | 3 | 0 | 20.64 | 1 | 397KCM ACSR | 0 | 0 | 0 | 0 | 0 | 0 | 0 | 0 | 0 | 0 | 0 | 0 | 0 | 0 | 0 | 0 | 0 | 0 | 0 | 0 | 0 | 0 | 0 | 12 | 1
NO |  | 6 | 2016 | 5 | 8 | 8 |  | 0270 BLUEFIELD, WV | TAZEWELL, VA | 138 | 138 | 1 | 20.51 | 0 | 1 | 795KCM ACSR | 0 | 0 | 0 | 0 | 0 | 0 | 0 | 0 | 0 | 0 | 0 | 0 | 0 | 0 | 0 | 0 | 0 | 0 | 0 | 0 | 0 | 0 | 0 | 12 | 1
NO |  | 6 | 2016 | 5 | 9 | 9 |  | BAILEYSVILLE, WV | TAZEWELL, VA | 138 | 138 | 3 | 8.71 | 0 | 1 | 397KCM ACSR | 0 | 0 | 0 | 0 | 0 | 0 | 0 | 0 | 0 | 0 | 0 | 0 | 0 | 0 | 0 | 0 | 0 | 0 | 0 | 0 | 0 | 0 | 0 | 12 | 1
NO |  | 6 | 2016 | 5 | 10 | 10 |  | BAILEYSVILLE, WV | TAZEWELL, VA | 138 | 138 | 3 | 0.06 | 8.71 | 1 | 397KCM ACSR | 0 | 0 | 0 | 0 | 0 | 0 | 0 | 0 | 0 | 0 | 0 | 0 | 0 | 0 | 0 | 0 | 0 | 0 | 0 | 0 | 0 | 0 | 0 | 12 | 1
NO |  | 6 | 2016 | 5 | 11 | 11 |  | 0338 BLUEFIELD, VA | SOUTH PRINCETON, VA | 138 | 138 | 1 | 5.98 | 0 | 1 | 556KCM ACSR | 0 | 0 | 0 | 0 | 0 | 0 | 0 | 0 | 0 | 0 | 0 | 0 | 0 | 0 | 0 | 0 | 0 | 0 | 0 | 0 | 0 | 0 | 0 | 12 | 1
NO |  | 6 | 2016 | 5 | 12 | 12 |  | 0414 RIVERVILLE TAP, VA |  | 138 | 138 | 3 | 0.11 | 0 | 1 | 795KCM ACSR | 0 | 0 | 0 | 0 | 0 | 0 | 0 | 0 | 0 | 0 | 0 | 0 | 0 | 0 | 0 | 0 | 0 | 0 | 0 | 0 | 0 | 0 | 0 | 12 | 1
NO |  | 6 | 2016 | 5 | 13 | 13 |  | 0132 ROANOKE | CAROLINA | 138 | 138 | 1 | 9.02 | 0 | 0 |  | 0 | 0 | 0 | 0 | 0 | 0 | 0 | 0 | 0 | 0 | 0 | 0 | 0 | 0 | 0 | 0 | 0 | 0 | 0 | 0 | 0 | 0 | 0 | 12 | 1
NO |  | 6 | 2016 | 5 | 14 | 14 |  | 0132 ROANOKE | CAROLINA | 138 | 138 | 3 | 44.09 | 57.16 | 1 | 795KCM ACSR | 0 | 0 | 0 | 0 | 0 | 0 | 0 | 0 | 0 | 0 | 0 | 0 | 0 | 0 | 0 | 0 | 0 | 0 | 0 | 0 | 0 | 0 | 0 | 12 | 1
NO |  | 6 | 2016 | 5 | 15 | 15 |  | 0385 CAPITALIZED SPARE PART | MAX MEADOW | 138 | 138 |  | 0 | 0 | 1 |  | 0 | 0 | 0 | 0 | 0 | 0 | 0 | 0 | 0 | 0 | 0 | 0 | 0 | 0 | 0 | 0 | 0 | 0 | 0 | 0 | 0 | 0 | 0 | 12 | 1
NO |  | 6 | 2016 | 5 | 16 | 16 |  | 1004 KEYWOOD TAP |  | 138 | 138 | 1 | 0.38 | 0 | 0 |  | 0 | 0 | 0 | 0 | 0 | 0 | 0 | 0 | 0 | 0 | 0 | 0 | 0 | 0 | 0 | 0 | 0 | 0 | 0 | 0 | 0 | 0 | 0 | 12 | 1
NO |  | 6 | 2016 | 5 | 17 | 17 |  | 0467 CLEARBROOK, VA | MATT FUNK, VA | 138 | 138 | 1 | 0.09 | 0 | 1 | 1590KCM ACSR | 0 | 0 | 0 | 0 | 0 | 0 | 0 | 0 | 0 | 0 | 0 | 0 | 0 | 0 | 0 | 0 | 0 | 0 | 0 | 0 | 0 | 0 | 0 | 12 | 1
NO |  | 6 | 2016 | 5 | 18 | 18 |  | 0380 FALLING BRANCH | MERRIMAC | 138 | 138 | 1 | 6.41 | 0 | 1 | 1033 KCM ACSR | 0 | 0 | 0 | 0 | 0 | 0 | 0 | 0 | 0 | 0 | 0 | 0 | 0 | 0 | 0 | 0 | 0 | 0 | 0 | 0 | 0 | 0 | 0 | 12 | 1
NO |  | 6 | 2016 | 5 | 19 | 19 |  | 0380 FALLING BRANCH | MERRIMAC | 138 | 138 | 1 | 0.59 | 0 | 1 | 1033 KCM ACSR | 0 | 0 | 0 | 0 | 0 | 0 | 0 | 0 | 0 | 0 | 0 | 0 | 0 | 0 | 0 | 0 | 0 | 0 | 0 | 0 | 0 | 0 | 0 | 12 | 1
NO |  | 6 | 2016 | 5 | 20 | 20 |  | 0380 FALLING BRANCH | MERRIMAC | 69 | 138 | 1 | 0.58 | 0 | 1 | 1033 KCM ACSR | 0 | 0 | 0 | 0 | 0 | 0 | 0 | 0 | 0 | 0 | 0 | 0 | 0 | 0 | 0 | 0 | 0 | 0 | 0 | 0 | 0 | 0 | 0 | 12 | 1
NO |  | 6 | 2016 | 5 | 21 | 21 |  | 0381 LAKE FOREST, VA |  | 138 | 138 | 3 | 3.3 | 0 | 2 | 1590KCM ACSR | 0 | 0 | 0 | 0 | 0 | 0 | 0 | 0 | 0 | 0 | 0 | 0 | 0 | 0 | 0 | 0 | 0 | 0 | 0 | 0 | 0 | 0 | 0 | 12 | 1
NO |  | 6 | 2016 | 5 | 22 | 22 |  | 0464 HUNTINGTON COURT | ROANOKE | 138 | 138 | 3 | 6.39 | 0 | 1 | 795 ACSR | 0 | 0 | 0 | 0 | 0 | 0 | 0 | 0 | 0 | 0 | 0 | 0 | 0 | 0 | 0 | 0 | 0 | 0 | 0 | 0 | 0 | 0 | 0 | 12 | 1
NO |  | 6 | 2016 | 5 | 23 | 23 |  | 0465 SUNSCAPE |  | 138 | 138 | 3 | 1.4 | 0 | 2 | 1590KCM ACSR | 0 | 0 | 0 | 0 | 0 | 0 | 0 | 0 | 0 | 0 | 0 | 0 | 0 | 0 | 0 | 0 | 0 | 0 | 0 | 0 | 0 | 0 | 0 | 12 | 1
NO |  | 6 | 2016 | 5 | 24 | 24 |  | 0470 LOCKHART, VA |  | 138 | 138 | 3 | 0 | 0.3 | 1 | 795KCM ACSR | 0 | 0 | 0 | 0 | 0 | 0 | 0 | 0 | 0 | 0 | 0 | 0 | 0 | 0 | 0 | 0 | 0 | 0 | 0 | 0 | 0 | 0 | 0 | 12 | 1
NO |  | 6 | 2016 | 5 | 25 | 25 |  | 0435 DUTY, VA | 138KV EXTENSION | 138 | 138 |  | 0 | 0 | 1 |  | 0 | 0 | 0 | 0 | 0 | 0 | 0 | 0 | 0 | 0 | 0 | 0 | 0 | 0 | 0 | 0 | 0 | 0 | 0 | 0 | 0 | 0 | 0 | 12 | 1
NO |  | 6 | 2016 | 5 | 26 | 26 |  | 0388 TECH DRIVE | 138KV EXTENSION | 138 | 138 | 3 | 0.04 | 0 | 1 | 1590 KCM ACSR | 0 | 0 | 0 | 0 | 0 | 0 | 0 | 0 | 0 | 0 | 0 | 0 | 0 | 0 | 0 | 0 | 0 | 0 | 0 | 0 | 0 | 0 | 0 | 12 | 1
NO |  | 6 | 2016 | 5 | 27 | 27 |  | 0484 HORSEPEN | 138KV EXTENSION | 138 | 138 |  | 0 | 0 | 0 |  | 0 | 0 | 0 | 0 | 0 | 0 | 0 | 0 | 0 | 0 | 0 | 0 | 0 | 0 | 0 | 0 | 0 | 0 | 0 | 0 | 0 | 0 | 0 | 12 | 1
NO |  | 6 | 2016 | 5 | 28 | 28 |  | 0485 JACKSONS FERRY | WYTHE | 138 | 138 | 2 | 4.95 | 0 | 1 | 1590KCM ACSR/MA2 | 0 | 0 | 0 | 0 | 0 | 0 | 0 | 0 | 0 | 0 | 0 | 0 | 0 | 0 | 0 | 0 | 0 | 0 | 0 | 0 | 0 | 0 | 0 | 12 | 1
NO |  | 6 | 2016 | 5 | 29 | 29 |  | 0485 JACKSONS FERRY | WYTHE | 138 | 138 | 3 | 12.82 | 0 | 2 | 1590KCM ACSR/MA2 | 0 | 0 | 0 | 0 | 0 | 0 | 0 | 0 | 0 | 0 | 0 | 0 | 0 | 0 | 0 | 0 | 0 | 0 | 0 | 0 | 0 | 0 | 0 | 12 | 1
NO |  | 6 | 2016 | 5 | 30 | 30 |  | 0502 PROGRESS PARK TAP |  | 138 | 138 | 2 | 0.6 | 0 | 1 | 1590KCM ACSR/MA2 | 0 | 0 | 0 | 0 | 0 | 0 | 0 | 0 | 0 | 0 | 0 | 0 | 0 | 0 | 0 | 0 | 0 | 0 | 0 | 0 | 0 | 0 | 0 | 12 | 1
NO |  | 6 | 2016 | 5 | 31 | 31 |  | 0512 CLOVERDALE 765 | CLOVERDALE 138 | 345 | 345 | 3 | 0.37 | 0 | 1 | 1590KCM ACSR/MA2 | 0 | 0 | 0 | 0 | 0 | 0 | 0 | 0 | 0 | 0 | 0 | 0 | 0 | 0 | 0 | 0 | 0 | 0 | 0 | 0 | 0 | 0 | 0 | 12 | 1
NO |  | 6 | 2016 | 5 | 32 | 32 |  | 0508 CLOVERDALE EAST | CLOVERDALE TIE LINE NO 2 | 345 | 345 | 1 | 0.4 | 0 | 1 | 2-1926.9KCM ACSR/ | 0 | 0 | 0 | 0 | 0 | 0 | 0 | 0 | 0 | 0 | 0 | 0 | 0 | 0 | 0 | 0 | 0 | 0 | 0 | 0 | 0 | 0 | 0 | 12 | 1
NO |  | 6 | 2016 | 5 | 33 | 33 |  | 0509 CLOVERDALE 765 | CLOVERDALE EAST | 500 | 500 | 2 | 0.44 | 0 | 1 | 4-954KCM ACSR | 0 | 0 | 0 | 0 | 0 | 0 | 0 | 0 | 0 | 0 | 0 | 0 | 0 | 0 | 0 | 0 | 0 | 0 | 0 | 0 | 0 | 0 | 0 | 12 | 1
NO |  | 6 | 2016 | 5 | 34 | 34 |  | 0516 RICHLANDS | WHITEWOOD | 138 | 138 | 2 | 7.5 | 0 | 1 | 1033.5KCM ACSR | 0 | 0 | 0 | 0 | 0 | 0 | 0 | 0 | 0 | 0 | 0 | 0 | 0 | 0 | 0 | 0 | 0 | 0 | 0 | 0 | 0 | 0 | 0 | 12 | 1
NO |  | 6 | 2016 | 6 | 1 | 1 |  | 0513 WHITEWOOD EXT |  | 138 | 138 | 1 | 0.6 | 0 | 2 | 1033.5KCM ACSR | 0 | 0 | 0 | 0 | 0 | 0 | 0 | 0 | 0 | 0 | 0 | 0 | 0 | 0 | 0 | 0 | 0 | 0 | 0 | 0 | 0 | 0 | 0 | 12 | 1
NO |  | 6 | 2016 | 6 | 2 | 2 |  | 0513 WHITEWOOD EXT |  | 138 | 138 | 3 | 0.18 | 0 | 2 | 1033.5KCM ACSR | 0 | 0 | 0 | 0 | 0 | 0 | 0 | 0 | 0 | 0 | 0 | 0 | 0 | 0 | 0 | 0 | 0 | 0 | 0 | 0 | 0 | 0 | 0 | 12 | 1
NO |  | 6 | 2016 | 6 | 3 | 3 |  | 0519 OWENS DRIVE EXT |  | 69 | 138 | 1 | 2.1 | 0 | 1 | 795KCM ACSR | 0 | 0 | 0 | 0 | 0 | 0 | 0 | 0 | 0 | 0 | 0 | 0 | 0 | 0 | 0 | 0 | 0 | 0 | 0 | 0 | 0 | 0 | 0 | 12 | 1
NO |  | 6 | 2016 | 6 | 4 | 4 |  | 0459 GEORGE STREET | LYNBROOK | 138 | 138 | 1 | 0.64 | 0 | 1 | 1233.6KCM ACSR/TW | 0 | 0 | 0 | 0 | 0 | 0 | 0 | 0 | 0 | 0 | 0 | 0 | 0 | 0 | 0 | 0 | 0 | 0 | 0 | 0 | 0 | 0 | 0 | 12 | 1
NO |  | 6 | 2016 | 6 | 5 | 5 |  | 0459 GEORGE STREET | LYNBROOK | 138 | 138 | 2 | 2.18 | 0 | 1 | 1233.6KCM ACSR/TW | 0 | 0 | 0 | 0 | 0 | 0 | 0 | 0 | 0 | 0 | 0 | 0 | 0 | 0 | 0 | 0 | 0 | 0 | 0 | 0 | 0 | 0 | 0 | 12 | 1
NO |  | 6 | 2016 | 6 | 6 | 6 |  | 0110A FALLING BRANCH | LOOP | 138 | 138 | 3 | 0.63 | 0 | 1 | 556.5 KCM 26/7 AC | 0 | 0 | 0 | 0 | 0 | 0 | 0 | 0 | 0 | 0 | 0 | 0 | 0 | 0 | 0 | 0 | 0 | 0 | 0 | 0 | 0 | 0 | 0 | 12 | 1
NO |  | 6 | 2016 | 6 | 7 | 7 |  | 0460 BRUSH TAVERN | LYNBROOK | 138 | 138 | 1 | 3.7 | 0 | 1 | 1233.6KCM ACSR/TW | 0 | 0 | 0 | 0 | 0 | 0 | 0 | 0 | 0 | 0 | 0 | 0 | 0 | 0 | 0 | 0 | 0 | 0 | 0 | 0 | 0 | 0 | 0 | 12 | 1
NO |  | 6 | 2016 | 6 | 8 | 8 |  | 0501 JACKSONS FERRY | BUS TIE #3 | 138 | 138 | 1 | 0.42 | 0 | 1 | 1590 KCM ACSR | 0 | 0 | 0 | 0 | 0 | 0 | 0 | 0 | 0 | 0 | 0 | 0 | 0 | 0 | 0 | 0 | 0 | 0 | 0 | 0 | 0 | 0 | 0 | 12 | 1
NO |  | 6 | 2016 | 6 | 10 | 10 |  | STATE OF WEST VIRGINIA |  | 0 | 0 |  | 0 | 0 | 0 |  | 0 | 0 | 0 | 0 | 0 | 0 | 0 | 0 | 0 | 0 | 0 | 0 | 0 | 0 | 0 | 0 | 0 | 0 | 0 | 0 | 0 | 0 | 0 | 12 | 1
NO |  | 6 | 2016 | 6 | 12 | 12 |  | 0276 AMOS, WV | HANGING ROCK, H | 765 | 765 | 3 | 26.7 | 0 | 1 | 954KCM ACSR | 0 | 0 | 0 | 0 | 0 | 0 | 0 | 0 | 0 | 0 | 0 | 0 | 0 | 0 | 0 | 0 | 0 | 0 | 0 | 0 | 0 | 0 | 0 | 12 | 1
NO |  | 6 | 2016 | 6 | 13 | 13 |  | 0297 GAVIN, OH | MOUNTAINEER, WV | 765 | 765 | 3 | 8.29 | 0 | 1 | 1351KCM ACSR | 0 | 0 | 0 | 0 | 0 | 0 | 0 | 0 | 0 | 0 | 0 | 0 | 0 | 0 | 0 | 0 | 0 | 0 | 0 | 0 | 0 | 0 | 0 | 12 | 1
NO |  | 6 | 2016 | 6 | 14 | 14 |  | 0296 KAMMER, WV | MOUNTAINEER, WV | 765 | 765 | 3 | 19.37 | 0 | 1 | 1351KCM ACSR | 0 | 0 | 0 | 0 | 0 | 0 | 0 | 0 | 0 | 0 | 0 | 0 | 0 | 0 | 0 | 0 | 0 | 0 | 0 | 0 | 0 | 0 | 0 | 12 | 1
NO |  | 6 | 2016 | 6 | 15 | 15 |  |  |  | 0 | 0 | 3 | 95.48 | 0 | 0 |  | 0 | 0 | 0 | 0 | 0 | 0 | 0 | 0 | 0 | 0 | 0 | 0 | 0 | 0 | 0 | 0 | 0 | 0 | 0 | 0 | 0 | 0 | 0 | 12 | 1
NO |  | 6 | 2016 | 6 | 16 | 16 |  | 0183 AMOS, WV | CULLODEN, WV | 765 | 765 | 3 | 15.2 | 0 | 1 | 954KCM ACSR | 0 | 0 | 0 | 0 | 0 | 0 | 0 | 0 | 0 | 0 | 0 | 0 | 0 | 0 | 0 | 0 | 0 | 0 | 0 | 0 | 0 | 0 | 0 | 12 | 1
NO |  | 6 | 2016 | 6 | 17 | 17 |  | 0183A BAKER, KY | CULLODEN, WV | 765 | 765 | 3 | 33.86 | 0 | 1 | 954KCM ACSR | 0 | 0 | 0 | 0 | 0 | 0 | 0 | 0 | 0 | 0 | 0 | 0 | 0 | 0 | 0 | 0 | 0 | 0 | 0 | 0 | 0 | 0 | 0 | 12 | 1
NO |  | 6 | 2016 | 6 | 18 | 18 |  | 0324 CULLODEN, WV | WYOMING, WV | 765 | 765 | 3 | 58.08 | 0 | 1 | 1351KCM ACSR | 0 | 0 | 0 | 0 | 0 | 0 | 0 | 0 | 0 | 0 | 0 | 0 | 0 | 0 | 0 | 0 | 0 | 0 | 0 | 0 | 0 | 0 | 0 | 12 | 1
NO |  | 6 | 2016 | 6 | 19 | 19 |  | 0344 CULLODEN, WV | GAVIN, OH | 765 | 765 | 3 | 41.56 | 0 | 1 | 1351KCM ACSR | 0 | 0 | 0 | 0 | 0 | 0 | 0 | 0 | 0 | 0 | 0 | 0 | 0 | 0 | 0 | 0 | 0 | 0 | 0 | 0 | 0 | 0 | 0 | 12 | 1
NO |  | 6 | 2016 | 6 | 20 | 20 |  | 0405 JACKSONS FERRY | WYOMING | 765 | 765 | 3 | 32.3 | 0 | 1 | 795KCM ACSR | 0 | 0 | 0 | 0 | 0 | 0 | 0 | 0 | 0 | 0 | 0 | 0 | 0 | 0 | 0 | 0 | 0 | 0 | 0 | 0 | 0 | 0 | 0 | 12 | 1
NO |  | 6 | 2016 | 6 | 21 | 21 |  | 0295 AMOS, WV | MOUNTAINEER, WV | 765 | 765 | 3 | 46.58 | 0 | 1 | 1351KCM ACSR | 0 | 0 | 0 | 0 | 0 | 0 | 0 | 0 | 0 | 0 | 0 | 0 | 0 | 0 | 0 | 0 | 0 | 0 | 0 | 0 | 0 | 0 | 0 | 12 | 1
NO |  | 6 | 2016 | 6 | 22 | 22 |  | 0185 BAKER, KY | BROADFORD, VA | 765 | 765 | 3 | 4.32 | 0 | 1 | 954KCM ACSR | 0 | 0 | 0 | 0 | 0 | 0 | 0 | 0 | 0 | 0 | 0 | 0 | 0 | 0 | 0 | 0 | 0 | 0 | 0 | 0 | 0 | 0 | 0 | 12 | 1
NO |  | 6 | 2016 | 6 | 23 | 23 |  | 0263 AMOS, WV | GAVIN | 765 | 765 |  | 0 | 0 | 1 |  | 0 | 0 | 0 | 0 | 0 | 0 | 0 | 0 | 0 | 0 | 0 | 0 | 0 | 0 | 0 | 0 | 0 | 0 | 0 | 0 | 0 | 0 | 0 | 12 | 1
NO |  | 6 | 2016 | 6 | 24 | 24 |  | 0012 BAKER, KY | TRI STATE, WV | 345 | 345 | 3 | 5.58 | 0 | 1 | 954KCM ACSR | 0 | 0 | 0 | 0 | 0 | 0 | 0 | 0 | 0 | 0 | 0 | 0 | 0 | 0 | 0 | 0 | 0 | 0 | 0 | 0 | 0 | 0 | 0 | 12 | 1
NO |  | 6 | 2016 | 6 | 25 | 25 |  | 0003 KYGER CREEK, OH | SPORN, WV | 345 | 345 | 3 | 12.12 | 0 | 1 | 1414KCM ACSR | 0 | 0 | 0 | 0 | 0 | 0 | 0 | 0 | 0 | 0 | 0 | 0 | 0 | 0 | 0 | 0 | 0 | 0 | 0 | 0 | 0 | 0 | 0 | 12 | 1
NO |  | 6 | 2016 | 6 | 26 | 26 |  | 0004 MUSKINGUM, WV | SPORN, WV | 345 | 345 | 3 | 0 | 2.21 | 1 | 1275KCM ACSR | 0 | 0 | 0 | 0 | 0 | 0 | 0 | 0 | 0 | 0 | 0 | 0 | 0 | 0 | 0 | 0 | 0 | 0 | 0 | 0 | 0 | 0 | 0 | 12 | 1
NO |  | 6 | 2016 | 6 | 27 | 27 |  | 0004 MUSKINGUM, WV | SPORN, WV | 345 | 345 | 1 | 2.4 | 0 | 2 | 959.6 KCM ACSS | 0 | 0 | 0 | 0 | 0 | 0 | 0 | 0 | 0 | 0 | 0 | 0 | 0 | 0 | 0 | 0 | 0 | 0 | 0 | 0 | 0 | 0 | 0 | 12 | 1
NO |  | 6 | 2016 | 6 | 28 | 28 |  | 0005 KANAWHA, WV | MATT FUNK, VA | 345 | 345 | 3 | 5.8 | 0 | 1 | 1563KCM ACSR | 0 | 0 | 0 | 0 | 0 | 0 | 0 | 0 | 0 | 0 | 0 | 0 | 0 | 0 | 0 | 0 | 0 | 0 | 0 | 0 | 0 | 0 | 0 | 12 | 1
NO |  | 6 | 2016 | 6 | 29 | 29 |  | 0005 KANAWHA, WV | MATT FUNK, VA | 0 | 0 | 3 | 60.1 | 0 | 0 |  | 0 | 0 | 0 | 0 | 0 | 0 | 0 | 0 | 0 | 0 | 0 | 0 | 0 | 0 | 0 | 0 | 0 | 0 | 0 | 0 | 0 | 0 | 0 | 12 | 1
NO |  | 6 | 2016 | 6 | 30 | 30 |  | 0218 AMOS, WV | SPORN, WV | 345 | 345 | 3 | 46.29 | 0 | 1 | 1563KCM ACSR | 0 | 0 | 0 | 0 | 0 | 0 | 0 | 0 | 0 | 0 | 0 | 0 | 0 | 0 | 0 | 0 | 0 | 0 | 0 | 0 | 0 | 0 | 0 | 12 | 1
NO |  | 6 | 2016 | 6 | 31 | 31 |  | 0006 KANAWHA, WV | SPORN, WV | 345 | 345 | 3 | 0 | 62.08 | 1 | 1414KCM ACSR | 0 | 0 | 0 | 0 | 0 | 0 | 0 | 0 | 0 | 0 | 0 | 0 | 0 | 0 | 0 | 0 | 0 | 0 | 0 | 0 | 0 | 0 | 0 | 12 | 1
NO |  | 6 | 2016 | 6 | 32 | 32 |  | 0006A AMOS, WV | KANAWHA, WV | 345 | 345 | 3 | 27.9 | 12.1 | 1 | 1563KCM ACSR | 0 | 0 | 0 | 0 | 0 | 0 | 0 | 0 | 0 | 0 | 0 | 0 | 0 | 0 | 0 | 0 | 0 | 0 | 0 | 0 | 0 | 0 | 0 | 12 | 1
NO |  | 6 | 2016 | 6 | 33 | 33 |  | 0011 KYGER CREEK, WV | TRI-STATE, WV | 345 | 345 | 3 | 0 | 12.12 | 1 | 1414KCM ACSR | 0 | 0 | 0 | 0 | 0 | 0 | 0 | 0 | 0 | 0 | 0 | 0 | 0 | 0 | 0 | 0 | 0 | 0 | 0 | 0 | 0 | 0 | 0 | 12 | 1
NO |  | 6 | 2016 | 6 | 34 | 34 |  | 0011 KYGER CREEK, WV | TRI-STATE, WV | 0 | 0 | 3 | 63.23 | 0 | 0 |  | 0 | 0 | 0 | 0 | 0 | 0 | 0 | 0 | 0 | 0 | 0 | 0 | 0 | 0 | 0 | 0 | 0 | 0 | 0 | 0 | 0 | 0 | 0 | 12 | 1
NO |  | 6 | 2016 | 6 | 35 | 35 |  | 0228A BETH TAP WV |  | 138 | 138 | 1 | 1.15 | 0 | 1 | 336KCM ACSR | 0 | 0 | 0 | 0 | 0 | 0 | 0 | 0 | 0 | 0 | 0 | 0 | 0 | 0 | 0 | 0 | 0 | 0 | 0 | 0 | 0 | 0 | 0 | 12 | 1
NO |  | 6 | 2016 | 7 | 1 | 1 |  | 0053 SOURWOOD LOOP, WV |  | 138 | 138 | 3 | 0.06 | 0.06 | 1 | 636KCM ACSR | 0 | 0 | 0 | 0 | 0 | 0 | 0 | 0 | 0 | 0 | 0 | 0 | 0 | 0 | 0 | 0 | 0 | 0 | 0 | 0 | 0 | 0 | 0 | 12 | 1
NO |  | 6 | 2016 | 7 | 2 | 2 |  | 0308 PAD FORK LOOP, WV |  | 138 | 138 | 1 | 0.24 | 0 | 1 | 397KCM ACSR | 0 | 0 | 0 | 0 | 0 | 0 | 0 | 0 | 0 | 0 | 0 | 0 | 0 | 0 | 0 | 0 | 0 | 0 | 0 | 0 | 0 | 0 | 0 | 12 | 1
NO |  | 6 | 2016 | 7 | 3 | 3 |  | 0330 JIM BRANCH, WV | WYOMING, WV | 138 | 138 | 3 | 6.88 | 0 | 1 | 1590KCM ACSR | 0 | 0 | 0 | 0 | 0 | 0 | 0 | 0 | 0 | 0 | 0 | 0 | 0 | 0 | 0 | 0 | 0 | 0 | 0 | 0 | 0 | 0 | 0 | 12 | 1
NO |  | 6 | 2016 | 7 | 4 | 4 |  | 0330 JIM BRANCH, WV | WYOMING, WV | 0 | 0 | 1 | 15.54 | 0.05 | 0 |  | 0 | 0 | 0 | 0 | 0 | 0 | 0 | 0 | 0 | 0 | 0 | 0 | 0 | 0 | 0 | 0 | 0 | 0 | 0 | 0 | 0 | 0 | 0 | 12 | 1
NO |  | 6 | 2016 | 7 | 5 | 5 |  | 0210 BAILYESVILLE, WV | WYOMING, WV | 138 | 138 | 3 | 0.24 | 5.46 | 1 | 1590KCM ACSR | 0 | 0 | 0 | 0 | 0 | 0 | 0 | 0 | 0 | 0 | 0 | 0 | 0 | 0 | 0 | 0 | 0 | 0 | 0 | 0 | 0 | 0 | 0 | 12 | 1
NO |  | 6 | 2016 | 7 | 6 | 6 |  | 0332 WELCH TAP, WV |  | 138 | 138 | 1 | 0.47 | 0 | 1 | 795KCM ACSR | 0 | 0 | 0 | 0 | 0 | 0 | 0 | 0 | 0 | 0 | 0 | 0 | 0 | 0 | 0 | 0 | 0 | 0 | 0 | 0 | 0 | 0 | 0 | 12 | 1
NO |  | 6 | 2016 | 7 | 7 | 7 |  | 0053 BAILEYSVILLE, WV | HALES BRANCH, VA | 138 | 138 | 1 | 21.43 | 0 | 1 | 636KCM ACSR | 0 | 0 | 0 | 0 | 0 | 0 | 0 | 0 | 0 | 0 | 0 | 0 | 0 | 0 | 0 | 0 | 0 | 0 | 0 | 0 | 0 | 0 | 0 | 12 | 1
NO |  | 6 | 2016 | 7 | 8 | 8 |  | 0035 STOTESBURY TAP, WV |  | 138 | 138 | 1 | 0.12 | 0 | 1 | 336KCM ACSR | 0 | 0 | 0 | 0 | 0 | 0 | 0 | 0 | 0 | 0 | 0 | 0 | 0 | 0 | 0 | 0 | 0 | 0 | 0 | 0 | 0 | 0 | 0 | 12 | 1
NO |  | 6 | 2016 | 7 | 9 | 9 |  | 0211 MULLENSVILLE LOOP, WV |  | 138 | 138 | 3 | 0.99 | 0.99 | 1 | 556KCM ACSR | 0 | 0 | 0 | 0 | 0 | 0 | 0 | 0 | 0 | 0 | 0 | 0 | 0 | 0 | 0 | 0 | 0 | 0 | 0 | 0 | 0 | 0 | 0 | 12 | 1
NO |  | 6 | 2016 | 7 | 10 | 10 |  | 0212 PINNACLE CREEK LOOP, W |  | 138 | 138 | 3 | 2.98 | 2.98 | 1 | 556KCM ACSR | 0 | 0 | 0 | 0 | 0 | 0 | 0 | 0 | 0 | 0 | 0 | 0 | 0 | 0 | 0 | 0 | 0 | 0 | 0 | 0 | 0 | 0 | 0 | 12 | 1
NO |  | 6 | 2016 | 7 | 11 | 11 |  | 0294 NORTH BECKLEY LOOP, WV |  | 138 | 138 | 3 | 0.65 | 0.65 | 1 | 556KCM ACSR | 0 | 0 | 0 | 0 | 0 | 0 | 0 | 0 | 0 | 0 | 0 | 0 | 0 | 0 | 0 | 0 | 0 | 0 | 0 | 0 | 0 | 0 | 0 | 12 | 1
NO |  | 6 | 2016 | 7 | 12 | 12 |  | 0210 BAILEYSVILLE, WV | WYOMING, WV | 138 | 138 | 3 | 0.15 | 5.73 | 1 | 1590KCM ACSR | 0 | 0 | 0 | 0 | 0 | 0 | 0 | 0 | 0 | 0 | 0 | 0 | 0 | 0 | 0 | 0 | 0 | 0 | 0 | 0 | 0 | 0 | 0 | 12 | 1
NO |  | 6 | 2016 | 7 | 13 | 13 |  | MULLENS, WV | WYOMING, WV | 138 | 138 | 3 | 6.01 | 0 | 1 | 556KCM ACSR | 0 | 0 | 0 | 0 | 0 | 0 | 0 | 0 | 0 | 0 | 0 | 0 | 0 | 0 | 0 | 0 | 0 | 0 | 0 | 0 | 0 | 0 | 0 | 12 | 1
NO |  | 6 | 2016 | 7 | 14 | 14 |  | MULLENS, WV | WYOMING, WV | 0 | 0 | 1 | 17.09 | 0 | 0 |  | 0 | 0 | 0 | 0 | 0 | 0 | 0 | 0 | 0 | 0 | 0 | 0 | 0 | 0 | 0 | 0 | 0 | 0 | 0 | 0 | 0 | 0 | 0 | 12 | 1
NO |  | 6 | 2016 | 7 | 15 | 15 |  | 0356 PIMBERTON TAP, WV |  | 138 | 138 | 3 | 0.17 | 0 | 1 | 336KCM ACSR | 0 | 0 | 0 | 0 | 0 | 0 | 0 | 0 | 0 | 0 | 0 | 0 | 0 | 0 | 0 | 0 | 0 | 0 | 0 | 0 | 0 | 0 | 0 | 12 | 1
NO |  | 6 | 2016 | 7 | 16 | 16 |  | 0356 PIMBERTON TAP, WV |  | 0 | 0 | 1 | 0.06 | 0 | 1 | 795 KCM ACSR | 0 | 0 | 0 | 0 | 0 | 0 | 0 | 0 | 0 | 0 | 0 | 0 | 0 | 0 | 0 | 0 | 0 | 0 | 0 | 0 | 0 | 0 | 0 | 12 | 1
NO |  | 6 | 2016 | 7 | 17 | 17 |  | 0356 PIMBERTON TAP, WV |  | 0 | 0 | 1 | 4.69 | 0 | 0 |  | 0 | 0 | 0 | 0 | 0 | 0 | 0 | 0 | 0 | 0 | 0 | 0 | 0 | 0 | 0 | 0 | 0 | 0 | 0 | 0 | 0 | 0 | 0 | 12 | 1
NO |  | 6 | 2016 | 7 | 18 | 18 |  | 0216B BRADLEY, WV | TAMS MOUNTAIN, WV | 138 | 138 | 3 | 0 | 0.08 | 1 | 556KCM ACSR | 0 | 0 | 0 | 0 | 0 | 0 | 0 | 0 | 0 | 0 | 0 | 0 | 0 | 0 | 0 | 0 | 0 | 0 | 0 | 0 | 0 | 0 | 0 | 12 | 1
NO |  | 6 | 2016 | 7 | 19 | 19 |  | 0216B BRADLEY, WV | TAMS MOUNTAIN, WV | 0 | 0 | 1 | 15.39 | 0 | 0 |  | 0 | 0 | 0 | 0 | 0 | 0 | 0 | 0 | 0 | 0 | 0 | 0 | 0 | 0 | 0 | 0 | 0 | 0 | 0 | 0 | 0 | 0 | 0 | 12 | 1
NO |  | 6 | 2016 | 7 | 20 | 20 |  | 0216 MULLENS, WV | TAMS MOUNTAIN, WV | 138 | 138 | 3 | 1.09 | 0.93 | 1 | 556KCM ACSR | 0 | 0 | 0 | 0 | 0 | 0 | 0 | 0 | 0 | 0 | 0 | 0 | 0 | 0 | 0 | 0 | 0 | 0 | 0 | 0 | 0 | 0 | 0 | 12 | 1
NO |  | 6 | 2016 | 7 | 21 | 21 |  | 0216 MULLENS, WV | TAMS MOUNTAIN, WV | 0 | 0 | 1 | 7.47 | 0 | 0 |  | 0 | 0 | 0 | 0 | 0 | 0 | 0 | 0 | 0 | 0 | 0 | 0 | 0 | 0 | 0 | 0 | 0 | 0 | 0 | 0 | 0 | 0 | 0 | 12 | 1
NO |  | 6 | 2016 | 7 | 22 | 22 |  | 0094 BIG SANDY, KY | DEWEY, KY | 138 | 138 | 3 | 0 | 0.18 | 1 | 636KCM ACSR | 0 | 0 | 0 | 0 | 0 | 0 | 0 | 0 | 0 | 0 | 0 | 0 | 0 | 0 | 0 | 0 | 0 | 0 | 0 | 0 | 0 | 0 | 0 | 12 | 1
NO |  | 6 | 2016 | 7 | 23 | 23 |  | 0426 BIG SANDY, KY | INEZ, KY | 138 | 138 | 3 | 7.52 | 0 | 1 | 795KCM ACSR | 0 | 0 | 0 | 0 | 0 | 0 | 0 | 0 | 0 | 0 | 0 | 0 | 0 | 0 | 0 | 0 | 0 | 0 | 0 | 0 | 0 | 0 | 0 | 12 | 1
NO |  | 6 | 2016 | 7 | 24 | 24 |  | 0426 BIG SANDY, KY | INEZ, KY | 138 | 138 | 3 | 0 | 7.52 | 1 | 795KCM ACSR | 0 | 0 | 0 | 0 | 0 | 0 | 0 | 0 | 0 | 0 | 0 | 0 | 0 | 0 | 0 | 0 | 0 | 0 | 0 | 0 | 0 | 0 | 0 | 12 | 1
NO |  | 6 | 2016 | 7 | 25 | 25 |  | 0092 BELLEFONTE, KY | TRI STATE, WV | 138 | 138 | 3 | 3.7 | 0 | 1 | 795KCM ACSR | 0 | 0 | 0 | 0 | 0 | 0 | 0 | 0 | 0 | 0 | 0 | 0 | 0 | 0 | 0 | 0 | 0 | 0 | 0 | 0 | 0 | 0 | 0 | 12 | 1
NO |  | 6 | 2016 | 7 | 26 | 26 |  | 0429 MIDKIFF, WV | TRI STATE, WV | 138 | 138 | 1 | 26.17 | 0 | 1 | 795KCM ACSR | 0 | 0 | 0 | 0 | 0 | 0 | 0 | 0 | 0 | 0 | 0 | 0 | 0 | 0 | 0 | 0 | 0 | 0 | 0 | 0 | 0 | 0 | 0 | 12 | 1
NO |  | 6 | 2016 | 7 | 27 | 27 |  | 0028 CABIN CREEK, WV | KANAWHA #1, WV | 138 | 138 | 3 | 0 | 3.48 | 1 | 556KICM ACSR | 0 | 0 | 0 | 0 | 0 | 0 | 0 | 0 | 0 | 0 | 0 | 0 | 0 | 0 | 0 | 0 | 0 | 0 | 0 | 0 | 0 | 0 | 0 | 12 | 1
NO |  | 6 | 2016 | 7 | 28 | 28 |  | 0029 CABIN CREEK, WV | KANAWHA #2, WV | 138 | 138 | 3 | 3.48 | 0 | 1 | 556KCM ACSR | 0 | 0 | 0 | 0 | 0 | 0 | 0 | 0 | 0 | 0 | 0 | 0 | 0 | 0 | 0 | 0 | 0 | 0 | 0 | 0 | 0 | 0 | 0 | 12 | 1
NO |  | 6 | 2016 | 7 | 29 | 29 |  | 0098 CAPITOL HILL, WV | KANAWHA, WV | 138 | 138 | 3 | 17.59 | 0 | 1 | 556KCM ACSR | 0 | 0 | 0 | 0 | 0 | 0 | 0 | 0 | 0 | 0 | 0 | 0 | 0 | 0 | 0 | 0 | 0 | 0 | 0 | 0 | 0 | 0 | 0 | 12 | 1
NO |  | 6 | 2016 | 7 | 30 | 30 |  | 0326 RENSFORD LOOP, WV | KANAWHA, WV | 138 | 138 | 3 | 0.54 | 0 | 1 | 556KCM ACSR | 0 | 0 | 0 | 0 | 0 | 0 | 0 | 0 | 0 | 0 | 0 | 0 | 0 | 0 | 0 | 0 | 0 | 0 | 0 | 0 | 0 | 0 | 0 | 12 | 1
NO |  | 6 | 2016 | 7 | 31 | 31 |  | 0098A FLATWOOD TAP, WV |  | 138 | 138 | 3 | 4.63 | 0 | 1 | 795KCM ACSR | 0 | 0 | 0 | 0 | 0 | 0 | 0 | 0 | 0 | 0 | 0 | 0 | 0 | 0 | 0 | 0 | 0 | 0 | 0 | 0 | 0 | 0 | 0 | 12 | 1
NO |  | 6 | 2016 | 7 | 32 | 32 |  | 0245 GILBOA, WV | KANAWHA, WV | 138 | 138 | 3 | 0.44 | 0.27 | 1 | 795KCM ACSR | 0 | 0 | 0 | 0 | 0 | 0 | 0 | 0 | 0 | 0 | 0 | 0 | 0 | 0 | 0 | 0 | 0 | 0 | 0 | 0 | 0 | 0 | 0 | 12 | 1
NO |  | 6 | 2016 | 7 | 33 | 33 |  | 0245 GILBOA, WV | KANAWHA, WV | 0 | 0 | 1 | 14.68 | 0 | 0 |  | 0 | 0 | 0 | 0 | 0 | 0 | 0 | 0 | 0 | 0 | 0 | 0 | 0 | 0 | 0 | 0 | 0 | 0 | 0 | 0 | 0 | 0 | 0 | 12 | 1
NO |  | 6 | 2016 | 7 | 34 | 34 |  | 0390 BELVA TAP, WV |  | 138 | 138 | 3 | 0.64 | 0.64 | 1 | 954KCM ACSR | 0 | 0 | 0 | 0 | 0 | 0 | 0 | 0 | 0 | 0 | 0 | 0 | 0 | 0 | 0 | 0 | 0 | 0 | 0 | 0 | 0 | 0 | 0 | 12 | 1
NO |  | 6 | 2016 | 7 | 35 | 35 |  | 0372 JEHU EXT WV |  | 138 | 138 | 3 | 0.6 | 0 | 1 | 556KCM ACSR | 0 | 0 | 0 | 0 | 0 | 0 | 0 | 0 | 0 | 0 | 0 | 0 | 0 | 0 | 0 | 0 | 0 | 0 | 0 | 0 | 0 | 0 | 0 | 12 | 1
NO |  | 6 | 2016 | 8 | 1 | 1 |  | 0097 CAPITOL HILL, WV | CHEMICAL, WV | 138 | 138 | 3 | 6.08 | 0 | 1 | 556KCM ACSR | 0 | 0 | 0 | 0 | 0 | 0 | 0 | 0 | 0 | 0 | 0 | 0 | 0 | 0 | 0 | 0 | 0 | 0 | 0 | 0 | 0 | 0 | 0 | 12 | 1
NO |  | 6 | 2016 | 8 | 2 | 2 |  | 0101 DEXTER, WV | SPORN CIR B, OH | 138 | 138 | 3 | 8.89 | 0 | 1 | 397KCM ACSR | 0 | 0 | 0 | 0 | 0 | 0 | 0 | 0 | 0 | 0 | 0 | 0 | 0 | 0 | 0 | 0 | 0 | 0 | 0 | 0 | 0 | 0 | 0 | 12 | 1
NO |  | 6 | 2016 | 8 | 3 | 3 |  | 0101 DEXTER, WV | SPORN CIR B, OH | 138 | 138 | 1 | 0.25 | 0 | 1 | 397KCM ACSR | 0 | 0 | 0 | 0 | 0 | 0 | 0 | 0 | 0 | 0 | 0 | 0 | 0 | 0 | 0 | 0 | 0 | 0 | 0 | 0 | 0 | 0 | 0 | 12 | 1
NO |  | 6 | 2016 | 8 | 4 | 4 |  | 0104 BANCROFT TAP, WV |  | 138 | 138 | 3 | 1.03 | 0 | 1 | 556KCM ACSR | 0 | 0 | 0 | 0 | 0 | 0 | 0 | 0 | 0 | 0 | 0 | 0 | 0 | 0 | 0 | 0 | 0 | 0 | 0 | 0 | 0 | 0 | 0 | 12 | 1
NO |  | 6 | 2016 | 8 | 5 | 5 |  | 0101 DEXTER, OH | SPORN CIR A, WV | 138 | 138 | 3 | 0 | 9.07 | 1 | 397KCM ACSR | 0 | 0 | 0 | 0 | 0 | 0 | 0 | 0 | 0 | 0 | 0 | 0 | 0 | 0 | 0 | 0 | 0 | 0 | 0 | 0 | 0 | 0 | 0 | 12 | 1
NO |  | 6 | 2016 | 8 | 6 | 6 |  | 0225A LEON LOOP, WV |  | 138 | 138 | 3 | 0.17 | 0.17 | 1 | 1033KCM ACSR | 0 | 0 | 0 | 0 | 0 | 0 | 0 | 0 | 0 | 0 | 0 | 0 | 0 | 0 | 0 | 0 | 0 | 0 | 0 | 0 | 0 | 0 | 0 | 12 | 1
NO |  | 6 | 2016 | 8 | 7 | 7 |  | AMERICAN ALLOYS, WV | SPORN, WV | 138 | 138 | 3 | 0 | 0.03 | 1 | 556KCM ACSR | 0 | 0 | 0 | 0 | 0 | 0 | 0 | 0 | 0 | 0 | 0 | 0 | 0 | 0 | 0 | 0 | 0 | 0 | 0 | 0 | 0 | 0 | 0 | 12 | 1
NO |  | 6 | 2016 | 8 | 8 | 8 |  | 0402 SISSON TAP, WV |  | 138 | 138 | 3 | 10.48 | 1.17 | 1 | 795KCM ACSR | 0 | 0 | 0 | 0 | 0 | 0 | 0 | 0 | 0 | 0 | 0 | 0 | 0 | 0 | 0 | 0 | 0 | 0 | 0 | 0 | 0 | 0 | 0 | 12 | 1
NO |  | 6 | 2016 | 8 | 9 | 9 |  | 0402 SISSON TAP, WV |  | 0 | 0 | 1 | 0.09 | 0 | 0 |  | 0 | 0 | 0 | 0 | 0 | 0 | 0 | 0 | 0 | 0 | 0 | 0 | 0 | 0 | 0 | 0 | 0 | 0 | 0 | 0 | 0 | 0 | 0 | 12 | 1
NO |  | 6 | 2016 | 8 | 10 | 10 |  | 0225 AMOS, WV | SOUTH BUFFALO CIR B, WV | 138 | 138 | 3 | 12.23 | 5.86 | 1 | 397KCM ACSR | 0 | 0 | 0 | 0 | 0 | 0 | 0 | 0 | 0 | 0 | 0 | 0 | 0 | 0 | 0 | 0 | 0 | 0 | 0 | 0 | 0 | 0 | 0 | 12 | 1
NO |  | 6 | 2016 | 8 | 11 | 11 |  | 0225 SOUTH BUFFALO, WV | SPORN CIR A, WV | 138 | 138 | 3 | 0 | 31.46 | 1 | 397KCM ACSR | 0 | 0 | 0 | 0 | 0 | 0 | 0 | 0 | 0 | 0 | 0 | 0 | 0 | 0 | 0 | 0 | 0 | 0 | 0 | 0 | 0 | 0 | 0 | 12 | 1
NO |  | 6 | 2016 | 8 | 12 | 12 |  | 0225 SOUTH BUFFALO, WV | SPORN CIR B WV | 138 | 138 | 3 | 36.34 | 0 | 1 | 1351KCM ACSR | 0 | 0 | 0 | 0 | 0 | 0 | 0 | 0 | 0 | 0 | 0 | 0 | 0 | 0 | 0 | 0 | 0 | 0 | 0 | 0 | 0 | 0 | 0 | 12 | 1
NO |  | 6 | 2016 | 8 | 13 | 13 |  | 0023 MINNIX MOUNTAIN LOOP |  | 138 | 138 | 3 | 0.04 | 0.04 | 1 | 1033KCM ACSR | 0 | 0 | 0 | 0 | 0 | 0 | 0 | 0 | 0 | 0 | 0 | 0 | 0 | 0 | 0 | 0 | 0 | 0 | 0 | 0 | 0 | 0 | 0 | 12 | 1
NO |  | 6 | 2016 | 8 | 14 | 14 |  | 0024 SPEEDWAY TAP, WV |  | 138 | 138 | 3 | 0.03 | 0 | 1 | 556KCM ACSR | 0 | 0 | 0 | 0 | 0 | 0 | 0 | 0 | 0 | 0 | 0 | 0 | 0 | 0 | 0 | 0 | 0 | 0 | 0 | 0 | 0 | 0 | 0 | 12 | 1
NO |  | 6 | 2016 | 8 | 15 | 15 |  | 0024 SPEEDWAY TAP, WV |  | 0 | 0 | 1 | 7.22 | 0 | 0 |  | 0 | 0 | 0 | 0 | 0 | 0 | 0 | 0 | 0 | 0 | 0 | 0 | 0 | 0 | 0 | 0 | 0 | 0 | 0 | 0 | 0 | 0 | 0 | 12 | 1
NO |  | 6 | 2016 | 8 | 16 | 16 |  | 0020 GLEN LYN, VA | SOUTH PRINCETON, WV | 138 | 138 | 3 | 12.84 | 0 | 1 | 397KCM ACSR | 0 | 0 | 0 | 0 | 0 | 0 | 0 | 0 | 0 | 0 | 0 | 0 | 0 | 0 | 0 | 0 | 0 | 0 | 0 | 0 | 0 | 0 | 0 | 12 | 1
NO |  | 6 | 2016 | 8 | 17 | 17 |  | 0424 GLEN LYN, VA | SOUTH PRINCETON, WV | 138 | 138 | 3 | 0.02 | 12.86 | 1 | 1351KCM ACSR | 0 | 0 | 0 | 0 | 0 | 0 | 0 | 0 | 0 | 0 | 0 | 0 | 0 | 0 | 0 | 0 | 0 | 0 | 0 | 0 | 0 | 0 | 0 | 12 | 1
NO |  | 6 | 2016 | 8 | 18 | 18 |  | 0020A SOUTH PRINCETON, WV | SWITCHBACK A, WV | 138 | 138 | 3 | 15.46 | 0 | 1 | 397KCM ACSR | 0 | 0 | 0 | 0 | 0 | 0 | 0 | 0 | 0 | 0 | 0 | 0 | 0 | 0 | 0 | 0 | 0 | 0 | 0 | 0 | 0 | 0 | 0 | 12 | 1
NO |  | 6 | 2016 | 8 | 19 | 19 |  | 0020B SOUTH PRINCETON, WV | SWITCHBACK B, WV | 138 | 138 | 3 | 0 | 15.46 | 1 | 397KCM ACSR | 0 | 0 | 0 | 0 | 0 | 0 | 0 | 0 | 0 | 0 | 0 | 0 | 0 | 0 | 0 | 0 | 0 | 0 | 0 | 0 | 0 | 0 | 0 | 12 | 1
NO |  | 6 | 2016 | 8 | 20 | 20 |  | 0055 GLEN LYN, VA | WYTHE, VA | 138 | 138 | 3 | 1.42 | 0 | 1 | 556KCM ACSR | 0 | 0 | 0 | 0 | 0 | 0 | 0 | 0 | 0 | 0 | 0 | 0 | 0 | 0 | 0 | 0 | 0 | 0 | 0 | 0 | 0 | 0 | 0 | 12 | 1
NO |  | 6 | 2016 | 8 | 21 | 21 |  | 0055 GLEN LYN, VA | WYTHE, VA | 138 | 138 | 3 | 0 | 1.42 | 1 | 556KCM ACSR | 0 | 0 | 0 | 0 | 0 | 0 | 0 | 0 | 0 | 0 | 0 | 0 | 0 | 0 | 0 | 0 | 0 | 0 | 0 | 0 | 0 | 0 | 0 | 12 | 1
NO |  | 6 | 2016 | 8 | 22 | 22 |  | 0093 BIG SANDY | WEST HUNTINGTON, WV | 138 | 138 | 3 | 3.26 | 0.05 | 1 | 1351KCM ACSR | 0 | 0 | 0 | 0 | 0 | 0 | 0 | 0 | 0 | 0 | 0 | 0 | 0 | 0 | 0 | 0 | 0 | 0 | 0 | 0 | 0 | 0 | 0 | 12 | 1
NO |  | 6 | 2016 | 8 | 23 | 23 |  | 0093 BIG SANDY | WEST HUNGINGTON, WV | 0 | 0 | 3 | 15.7 | 0 | 0 |  | 0 | 0 | 0 | 0 | 0 | 0 | 0 | 0 | 0 | 0 | 0 | 0 | 0 | 0 | 0 | 0 | 0 | 0 | 0 | 0 | 0 | 0 | 0 | 12 | 1
NO |  | 6 | 2016 | 8 | 24 | 24 |  | 0031 BRADLEY, WV | KANAWHA #1, WV | 138 | 138 | 3 | 0 | 26.94 | 1 | 556KCM ACSR | 0 | 0 | 0 | 0 | 0 | 0 | 0 | 0 | 0 | 0 | 0 | 0 | 0 | 0 | 0 | 0 | 0 | 0 | 0 | 0 | 0 | 0 | 0 | 12 | 1
NO |  | 6 | 2016 | 8 | 25 | 25 |  | 0222 BRADLEY, WV | KANAWHA #2, WV | 138 | 138 | 3 | 26.94 | 0 | 1 | 556KCM ACSR | 0 | 0 | 0 | 0 | 0 | 0 | 0 | 0 | 0 | 0 | 0 | 0 | 0 | 0 | 0 | 0 | 0 | 0 | 0 | 0 | 0 | 0 | 0 | 12 | 1
NO |  | 6 | 2016 | 8 | 26 | 26 |  | 0032 BRADLEY CIR A, WV | GLEN LYN-HINTON, VA | 138 | 138 | 3 | 0.08 | 40.85 | 1 | 556KCM ACSR | 0 | 0 | 0 | 0 | 0 | 0 | 0 | 0 | 0 | 0 | 0 | 0 | 0 | 0 | 0 | 0 | 0 | 0 | 0 | 0 | 0 | 0 | 0 | 12 | 1
NO |  | 6 | 2016 | 8 | 27 | 27 |  | 0223 BRADLEY CIR B, WV | GLEN LYN-HINTON, VA | 138 | 138 | 3 | 42.93 | 2.08 | 1 | 1590KCM ACSR | 0 | 0 | 0 | 0 | 0 | 0 | 0 | 0 | 0 | 0 | 0 | 0 | 0 | 0 | 0 | 0 | 0 | 0 | 0 | 0 | 0 | 0 | 0 | 12 | 1
NO |  | 6 | 2016 | 8 | 28 | 28 |  | 0219 KINCAID LOOP, WV |  | 138 | 138 | 3 | 0.09 | 0.09 | 1 | 556KCM ACSR | 0 | 0 | 0 | 0 | 0 | 0 | 0 | 0 | 0 | 0 | 0 | 0 | 0 | 0 | 0 | 0 | 0 | 0 | 0 | 0 | 0 | 0 | 0 | 12 | 1
NO |  | 6 | 2016 | 8 | 29 | 29 |  | 0246 BRADLEY, WV | DAMERON, WV | 138 | 138 | 1 | 9.52 | 0 | 1 | 795KCM ACSR | 0 | 0 | 0 | 0 | 0 | 0 | 0 | 0 | 0 | 0 | 0 | 0 | 0 | 0 | 0 | 0 | 0 | 0 | 0 | 0 | 0 | 0 | 0 | 12 | 1
NO |  | 6 | 2016 | 8 | 30 | 30 |  | 0216B BRADLEY | TAMS MOUNTAIN | 138 | 138 |  | 0 | 0 | 0 |  | 0 | 0 | 0 | 0 | 0 | 0 | 0 | 0 | 0 | 0 | 0 | 0 | 0 | 0 | 0 | 0 | 0 | 0 | 0 | 0 | 0 | 0 | 0 | 12 | 1
NO |  | 6 | 2016 | 8 | 31 | 31 |  | 0415 CLIFFTOP TAP, WV |  | 138 | 138 | 3 | 2.81 | 0 | 1 | 795KCM ACSR | 0 | 0 | 0 | 0 | 0 | 0 | 0 | 0 | 0 | 0 | 0 | 0 | 0 | 0 | 0 | 0 | 0 | 0 | 0 | 0 | 0 | 0 | 0 | 12 | 1
NO |  | 6 | 2016 | 8 | 32 | 32 |  | 0049 BAILEYSVILLE, WV | KANAWHA #1, WV | 138 | 138 | 3 | 46.42 | 0 | 1 | 636KCM ACSR | 0 | 0 | 0 | 0 | 0 | 0 | 0 | 0 | 0 | 0 | 0 | 0 | 0 | 0 | 0 | 0 | 0 | 0 | 0 | 0 | 0 | 0 | 0 | 12 | 1
NO |  | 6 | 2016 | 8 | 33 | 33 |  | 0049 BAILEYSVILLE, WV | KANAWHA #2, WV | 138 | 138 | 3 | 0.04 | 46.42 | 1 | 636KCM ACSR | 0 | 0 | 0 | 0 | 0 | 0 | 0 | 0 | 0 | 0 | 0 | 0 | 0 | 0 | 0 | 0 | 0 | 0 | 0 | 0 | 0 | 0 | 0 | 12 | 1
NO |  | 6 | 2016 | 8 | 34 | 34 |  | 0049 BAILEYSVILLE, WV | KANAWHA #2, WV | 0 | 0 | 1 | 0.17 | 0 | 0 |  | 0 | 0 | 0 | 0 | 0 | 0 | 0 | 0 | 0 | 0 | 0 | 0 | 0 | 0 | 0 | 0 | 0 | 0 | 0 | 0 | 0 | 0 | 0 | 12 | 1
NO |  | 6 | 2016 | 8 | 35 | 35 |  | 0052 BIM TAP, WV |  | 138 | 138 | 1,3 | 11.56 | 0 | 1 | 556KCM ACSR | 0 | 0 | 0 | 0 | 0 | 0 | 0 | 0 | 0 | 0 | 0 | 0 | 0 | 0 | 0 | 0 | 0 | 0 | 0 | 0 | 0 | 0 | 0 | 12 | 1
NO |  | 6 | 2016 | 9 | 1 | 1 |  | 3827 BRADLEY | LAYLAND | 69 | 138 | 1 | 11.59 | 0 | 1 |  | 0 | 0 | 0 | 0 | 0 | 0 | 0 | 0 | 0 | 0 | 0 | 0 | 0 | 0 | 0 | 0 | 0 | 0 | 0 | 0 | 0 | 0 | 0 | 12 | 1
NO |  | 6 | 2016 | 9 | 2 | 2 |  | 3484 COBB TAP |  | 46 | 138 | 1 | 0.13 | 0 | 1 |  | 0 | 0 | 0 | 0 | 0 | 0 | 0 | 0 | 0 | 0 | 0 | 0 | 0 | 0 | 0 | 0 | 0 | 0 | 0 | 0 | 0 | 0 | 0 | 12 | 1
NO |  | 6 | 2016 | 9 | 3 | 3 |  | 0420 FRANKS BRANCH |  | 46 | 138 | 1 | 5.17 | 0 | 1 |  | 0 | 0 | 0 | 0 | 0 | 0 | 0 | 0 | 0 | 0 | 0 | 0 | 0 | 0 | 0 | 0 | 0 | 0 | 0 | 0 | 0 | 0 | 0 | 12 | 1
NO |  | 6 | 2016 | 9 | 4 | 4 |  | 2123 SOUTH NEAL | WEST HUNTINGTON | 69 | 138 | 3 | 2.12 | 0 | 1 |  | 0 | 0 | 0 | 0 | 0 | 0 | 0 | 0 | 0 | 0 | 0 | 0 | 0 | 0 | 0 | 0 | 0 | 0 | 0 | 0 | 0 | 0 | 0 | 12 | 1
NO |  | 6 | 2016 | 9 | 5 | 5 |  | 0220 KOPPERSTON LOOP, WV |  | 138 | 138 | 3 | 0.19 | 0.19 | 1 | 1033KCM ACSR | 0 | 0 | 0 | 0 | 0 | 0 | 0 | 0 | 0 | 0 | 0 | 0 | 0 | 0 | 0 | 0 | 0 | 0 | 0 | 0 | 0 | 0 | 0 | 12 | 1
NO |  | 6 | 2016 | 9 | 6 | 6 |  | 0243 BOLT TAP, WV |  | 138 | 138 | 1 | 5.8 | 0 | 1 | 795KCM ACSR | 0 | 0 | 0 | 0 | 0 | 0 | 0 | 0 | 0 | 0 | 0 | 0 | 0 | 0 | 0 | 0 | 0 | 0 | 0 | 0 | 0 | 0 | 0 | 12 | 1
NO |  | 6 | 2016 | 9 | 7 | 7 |  | 0301 WHARTON TAP, WV |  | 138 | 138 | 1 | 0.2 | 0 | 1 | 556KCM ACSR | 0 | 0 | 0 | 0 | 0 | 0 | 0 | 0 | 0 | 0 | 0 | 0 | 0 | 0 | 0 | 0 | 0 | 0 | 0 | 0 | 0 | 0 | 0 | 12 | 1
NO |  | 6 | 2016 | 9 | 8 | 8 |  | 0384 HINTON | WESTVACO, WV | 138 | 138 | 3 | 35.38 | 0 | 1 | 4/0 ACSR | 0 | 0 | 0 | 0 | 0 | 0 | 0 | 0 | 0 | 0 | 0 | 0 | 0 | 0 | 0 | 0 | 0 | 0 | 0 | 0 | 0 | 0 | 0 | 12 | 1
NO |  | 6 | 2016 | 9 | 9 | 9 |  | 0389 GREENBRIER LOOP, WV |  | 138 | 138 | 3 | 0.49 | 0.49 | 1 | 246KCM ACAR | 0 | 0 | 0 | 0 | 0 | 0 | 0 | 0 | 0 | 0 | 0 | 0 | 0 | 0 | 0 | 0 | 0 | 0 | 0 | 0 | 0 | 0 | 0 | 12 | 1
NO |  | 6 | 2016 | 9 | 10 | 10 |  | 0393 RONCEVERTE LOOP, WV |  | 138 | 138 | 3 | 0.01 | 0.01 | 1 | 4/0 ACSR | 0 | 0 | 0 | 0 | 0 | 0 | 0 | 0 | 0 | 0 | 0 | 0 | 0 | 0 | 0 | 0 | 0 | 0 | 0 | 0 | 0 | 0 | 0 | 12 | 1
NO |  | 6 | 2016 | 9 | 11 | 11 |  | 0357 GRASSY FALLS, WV | MCCLUNG, WV | 138 | 138 | 1 | 0.22 | 0 | 1 | 954KCM ACSR | 0 | 0 | 0 | 0 | 0 | 0 | 0 | 0 | 0 | 0 | 0 | 0 | 0 | 0 | 0 | 0 | 0 | 0 | 0 | 0 | 0 | 0 | 0 | 12 | 1
NO |  | 6 | 2016 | 9 | 12 | 12 |  | 0304 RUM CREEK TAP, WV |  | 138 | 138 | 1 | 2.48 | 0 | 1 | 556KCM ACSR | 0 | 0 | 0 | 0 | 0 | 0 | 0 | 0 | 0 | 0 | 0 | 0 | 0 | 0 | 0 | 0 | 0 | 0 | 0 | 0 | 0 | 0 | 0 | 12 | 1
NO |  | 6 | 2016 | 9 | 13 | 13 |  | 0318 M&B TAP, WV |  | 138 | 138 | 1 | 0.31 | 0 | 1 | 556KCM ACSR | 0 | 0 | 0 | 0 | 0 | 0 | 0 | 0 | 0 | 0 | 0 | 0 | 0 | 0 | 0 | 0 | 0 | 0 | 0 | 0 | 0 | 0 | 0 | 12 | 1
NO |  | 6 | 2016 | 9 | 14 | 14 |  | 0013 LOGAN, WV | WYOMING #1-A, WV | 138 | 138 | 3 | 11.52 | 14.48 | 1 | 1590KCM ACSR | 0 | 0 | 0 | 0 | 0 | 0 | 0 | 0 | 0 | 0 | 0 | 0 | 0 | 0 | 0 | 0 | 0 | 0 | 0 | 0 | 0 | 0 | 0 | 12 | 1
NO |  | 6 | 2016 | 9 | 15 | 15 |  | 0013 LOGAN, WV | WYOMING #1-B, WV | 138 | 138 | 3 | 21.88 | 0 | 1 | 1590KCM ACSR | 0 | 0 | 0 | 0 | 0 | 0 | 0 | 0 | 0 | 0 | 0 | 0 | 0 | 0 | 0 | 0 | 0 | 0 | 0 | 0 | 0 | 0 | 0 | 12 | 1
NO |  | 6 | 2016 | 9 | 16 | 16 |  | 0387 LOGAN, WV | WYOMING #2, WV | 138 | 138 | 3 | 23.74 | 0 | 1 | 1033KCM ACSR | 0 | 0 | 0 | 0 | 0 | 0 | 0 | 0 | 0 | 0 | 0 | 0 | 0 | 0 | 0 | 0 | 0 | 0 | 0 | 0 | 0 | 0 | 0 | 12 | 1
NO |  | 6 | 2016 | 9 | 17 | 17 |  | 0045 LOGAN, WV | SPRIGG#1, WV | 138 | 138 | 3 | 17.63 | 0 | 1 | 397KCM ACSR | 0 | 0 | 0 | 0 | 0 | 0 | 0 | 0 | 0 | 0 | 0 | 0 | 0 | 0 | 0 | 0 | 0 | 0 | 0 | 0 | 0 | 0 | 0 | 12 | 1
NO |  | 6 | 2016 | 9 | 18 | 18 |  | 0045 LOGAN, WV | SPRIGG #2, WV | 138 | 138 | 3 | 0 | 17.93 | 1 | 397KCM ACSR | 0 | 0 | 0 | 0 | 0 | 0 | 0 | 0 | 0 | 0 | 0 | 0 | 0 | 0 | 0 | 0 | 0 | 0 | 0 | 0 | 0 | 0 | 0 | 12 | 1
NO |  | 6 | 2016 | 9 | 19 | 19 |  | 3791 BOLT, WV | TRAP HILL, WV | 46 | 138 | 1 | 6.03 | 0 | 1 |  | 0 | 0 | 0 | 0 | 0 | 0 | 0 | 0 | 0 | 0 | 0 | 0 | 0 | 0 | 0 | 0 | 0 | 0 | 0 | 0 | 0 | 0 | 0 | 12 | 1
NO |  | 6 | 2016 | 9 | 20 | 20 |  | 0048 CHAUNCEY TAP, WV |  | 138 | 138 | 3 | 3.67 | 0 | 1 | 397KCM ACSR | 0 | 0 | 0 | 0 | 0 | 0 | 0 | 0 | 0 | 0 | 0 | 0 | 0 | 0 | 0 | 0 | 0 | 0 | 0 | 0 | 0 | 0 | 0 | 12 | 1
NO |  | 6 | 2016 | 9 | 21 | 21 |  | 0328 RAGLAND LOOP, WV |  | 138 | 138 | 1 | 0.56 | 0 | 1 | 556KCM ACSR | 0 | 0 | 0 | 0 | 0 | 0 | 0 | 0 | 0 | 0 | 0 | 0 | 0 | 0 | 0 | 0 | 0 | 0 | 0 | 0 | 0 | 0 | 0 | 12 | 1
NO |  | 6 | 2016 | 9 | 22 | 22 |  | 0317 GRANT BRANCH TAP, WV |  | 138 | 138 | 1 | 6.76 | 0 | 1 | 556KCM ACSR | 0 | 0 | 0 | 0 | 0 | 0 | 0 | 0 | 0 | 0 | 0 | 0 | 0 | 0 | 0 | 0 | 0 | 0 | 0 | 0 | 0 | 0 | 0 | 12 | 1
NO |  | 6 | 2016 | 9 | 23 | 23 |  | 0346 PINE CREEK TAP, WV |  | 138 | 138 | 1 | 1.83 | 0 | 1 | 556KCM ACSR | 0 | 0 | 0 | 0 | 0 | 0 | 0 | 0 | 0 | 0 | 0 | 0 | 0 | 0 | 0 | 0 | 0 | 0 | 0 | 0 | 0 | 0 | 0 | 12 | 1
NO |  | 6 | 2016 | 9 | 24 | 24 |  | 0401 HATFIELD, WV | SPRIGG, WV | 138 | 138 | 1 | 10.69 | 0 | 1 | 1033KCM ACSR | 0 | 0 | 0 | 0 | 0 | 0 | 0 | 0 | 0 | 0 | 0 | 0 | 0 | 0 | 0 | 0 | 0 | 0 | 0 | 0 | 0 | 0 | 0 | 12 | 1
NO |  | 6 | 2016 | 9 | 25 | 25 |  | 0401A CINDERELLA LOOP, WV |  | 138 | 138 | 3 | 0.37 | 0.37 | 1 | 1035KCM ACSR | 0 | 0 | 0 | 0 | 0 | 0 | 0 | 0 | 0 | 0 | 0 | 0 | 0 | 0 | 0 | 0 | 0 | 0 | 0 | 0 | 0 | 0 | 0 | 12 | 1
NO |  | 6 | 2016 | 9 | 26 | 26 |  | 0325 JIM BRANCH, WV | SWITCHBACK, WV | 138 | 138 | 1 | 16.91 | 0.59 | 1 | 1033KCM ACSR | 0 | 0 | 0 | 0 | 0 | 0 | 0 | 0 | 0 | 0 | 0 | 0 | 0 | 0 | 0 | 0 | 0 | 0 | 0 | 0 | 0 | 0 | 0 | 12 | 1
NO |  | 6 | 2016 | 9 | 27 | 27 |  | 0077 MILLBROOK, OH | SPORN, WV | 138 | 138 | 3 | 9.36 | 0 | 1 | 477KCM ACSR | 0 | 0 | 0 | 0 | 0 | 0 | 0 | 0 | 0 | 0 | 0 | 0 | 0 | 0 | 0 | 0 | 0 | 0 | 0 | 0 | 0 | 0 | 0 | 12 | 1
NO |  | 6 | 2016 | 9 | 28 | 28 |  | 0077A ADDISON LICK, WV | SPORN, WV | 138 | 138 | 3 | 0 | 9.36 | 1 | 477KCM ACSR | 0 | 0 | 0 | 0 | 0 | 0 | 0 | 0 | 0 | 0 | 0 | 0 | 0 | 0 | 0 | 0 | 0 | 0 | 0 | 0 | 0 | 0 | 0 | 12 | 1
NO |  | 6 | 2016 | 9 | 29 | 29 |  | 0075 SOUTH POINT, OH | SPORN, WV | 138 | 138 | 3 | 10.18 | 0.4 | 1 | 397KCM ACSR | 0 | 0 | 0 | 0 | 0 | 0 | 0 | 0 | 0 | 0 | 0 | 0 | 0 | 0 | 0 | 0 | 0 | 0 | 0 | 0 | 0 | 0 | 0 | 12 | 1
NO |  | 6 | 2016 | 9 | 30 | 30 |  | 0075 SOUTH POINT, OH | SPORN, WV | 138 | 138 | 1 | 1.13 | 0 | 1 | 397KCM ACSR | 0 | 0 | 0 | 0 | 0 | 0 | 0 | 0 | 0 | 0 | 0 | 0 | 0 | 0 | 0 | 0 | 0 | 0 | 0 | 0 | 0 | 0 | 0 | 12 | 1
NO |  | 6 | 2016 | 9 | 31 | 31 |  | NORTH PROCTORVILLE, OH | SPORN, WV | 138 | 138 | 3 | 0 | 9.79 | 1 | 397KCM ACSR | 0 | 0 | 0 | 0 | 0 | 0 | 0 | 0 | 0 | 0 | 0 | 0 | 0 | 0 | 0 | 0 | 0 | 0 | 0 | 0 | 0 | 0 | 0 | 12 | 1
NO |  | 6 | 2016 | 9 | 32 | 32 |  | 0076 DARRAH, WV | NORTH PROCTORVILLE, OH | 138 | 138 | 3 | 1.89 | 0 | 1 | 795KCM ACSR | 0 | 0 | 0 | 0 | 0 | 0 | 0 | 0 | 0 | 0 | 0 | 0 | 0 | 0 | 0 | 0 | 0 | 0 | 0 | 0 | 0 | 0 | 0 | 12 | 1
NO |  | 6 | 2016 | 9 | 33 | 33 |  | 0076 DARRAH, WV | NORTH PROCTORVILLE, OH | 138 | 138 | 3 | 0 | 1.83 | 1 | 556KCM ACSR | 0 | 0 | 0 | 0 | 0 | 0 | 0 | 0 | 0 | 0 | 0 | 0 | 0 | 0 | 0 | 0 | 0 | 0 | 0 | 0 | 0 | 0 | 0 | 12 | 1
NO |  | 6 | 2016 | 9 | 34 | 34 |  | 0081 RAVENSWOOD, WV | SPORN #1, WV | 138 | 138 | 3 | 1.04 | 0 | 1 | 795KCM ACSR | 0 | 0 | 0 | 0 | 0 | 0 | 0 | 0 | 0 | 0 | 0 | 0 | 0 | 0 | 0 | 0 | 0 | 0 | 0 | 0 | 0 | 0 | 0 | 12 | 1
NO |  | 6 | 2016 | 9 | 35 | 35 |  | 0081 RAVENSWOOD, WV | SPORN #2, WV | 138 | 138 | 3 | 0 | 1.07 | 1 | 795KCM ACSR | 0 | 0 | 0 | 0 | 0 | 0 | 0 | 0 | 0 | 0 | 0 | 0 | 0 | 0 | 0 | 0 | 0 | 0 | 0 | 0 | 0 | 0 | 0 | 12 | 1
NO |  | 6 | 2016 | 10 | 1 | 1 |  | 0083 RAVENSWOOD, WV | SPORN #3, WV | 138 | 138 | 3 | 1.19 | 0 | 1 | 795KCM ACSR | 0 | 0 | 0 | 0 | 0 | 0 | 0 | 0 | 0 | 0 | 0 | 0 | 0 | 0 | 0 | 0 | 0 | 0 | 0 | 0 | 0 | 0 | 0 | 12 | 1
NO |  | 6 | 2016 | 10 | 2 | 2 |  | 0083 RAVENSWOOD, WV | SPORN #4, WV | 138 | 138 | 3 | 0 | 0.74 | 1 | 795KCM ACSR | 0 | 0 | 0 | 0 | 0 | 0 | 0 | 0 | 0 | 0 | 0 | 0 | 0 | 0 | 0 | 0 | 0 | 0 | 0 | 0 | 0 | 0 | 0 | 12 | 1
NO |  | 6 | 2016 | 10 | 3 | 3 |  | 0247 EAST HUNTINGTON, WV | NORTH PROCTORVILLE, OH | 138 | 138 | 3 | 0.6 | 0 | 1 | 795KCMACSR | 0 | 0 | 0 | 0 | 0 | 0 | 0 | 0 | 0 | 0 | 0 | 0 | 0 | 0 | 0 | 0 | 0 | 0 | 0 | 0 | 0 | 0 | 0 | 12 | 1
NO |  | 6 | 2016 | 10 | 4 | 4 |  | 0067 JOHNS CREEK, KY | SPRIGG, WV | 138 | 138 | 1 | 1.46 | 0 | 1 | 397KCM ACSR | 0 | 0 | 0 | 0 | 0 | 0 | 0 | 0 | 0 | 0 | 0 | 0 | 0 | 0 | 0 | 0 | 0 | 0 | 0 | 0 | 0 | 0 | 0 | 12 | 1
NO |  | 6 | 2016 | 10 | 5 | 5 |  | 0271 BLUEFIELD, WV | TAZEWELL, VA | 138 | 138 | 1 | 1.24 | 0 | 1 | 795KCM ACSR | 0 | 0 | 0 | 0 | 0 | 0 | 0 | 0 | 0 | 0 | 0 | 0 | 0 | 0 | 0 | 0 | 0 | 0 | 0 | 0 | 0 | 0 | 0 | 12 | 1
NO |  | 6 | 2016 | 10 | 6 | 6 |  | 0017 BAILEYSVILLE, WV | TAZEWELL, VA | 138 | 138 | 3 | 31.33 | 0.32 | 1 | 1590KCM ACSR | 0 | 0 | 0 | 0 | 0 | 0 | 0 | 0 | 0 | 0 | 0 | 0 | 0 | 0 | 0 | 0 | 0 | 0 | 0 | 0 | 0 | 0 | 0 | 12 | 1
NO |  | 6 | 2016 | 10 | 7 | 7 |  | 0016 BAILEYSVILLE, WV | TAZEWELL, VA | 138 | 138 | 3 | 2.78 | 27.64 | 1 | 397KCM ACSR | 0 | 0 | 0 | 0 | 0 | 0 | 0 | 0 | 0 | 0 | 0 | 0 | 0 | 0 | 0 | 0 | 0 | 0 | 0 | 0 | 0 | 0 | 0 | 12 | 1
NO |  | 6 | 2016 | 10 | 8 | 8 |  | 0016A CARSWELL TAP, WV |  | 138 | 138 | 3 | 1.37 | 1.37 | 1 | 397KCM ACSR | 0 | 0 | 0 | 0 | 0 | 0 | 0 | 0 | 0 | 0 | 0 | 0 | 0 | 0 | 0 | 0 | 0 | 0 | 0 | 0 | 0 | 0 | 0 | 12 | 1
NO |  | 6 | 2016 | 10 | 9 | 9 |  | 0069 CABIN CREEK, WV | TURNER #1 CIR A, WV | 138 | 138 | 3 | 23.24 | 0 | 1 | 336KCM ACSR | 0 | 0 | 0 | 0 | 0 | 0 | 0 | 0 | 0 | 0 | 0 | 0 | 0 | 0 | 0 | 0 | 0 | 0 | 0 | 0 | 0 | 0 | 0 | 12 | 1
NO |  | 6 | 2016 | 10 | 10 | 10 |  | 0070 CABIN CREEK, WV | TURNER #1 CIR B. WV | 138 | 138 | 3 | 4.53 | 19.45 | 1 | 1590KCM ACSR/MA | 0 | 0 | 0 | 0 | 0 | 0 | 0 | 0 | 0 | 0 | 0 | 0 | 0 | 0 | 0 | 0 | 0 | 0 | 0 | 0 | 0 | 0 | 0 | 12 | 1
NO |  | 6 | 2016 | 10 | 11 | 11 |  | 0194 CHESTERFIELD TAP, WV |  | 138 | 138 | 3 | 5.76 | 0 | 1 | 795KCM ACSR | 0 | 0 | 0 | 0 | 0 | 0 | 0 | 0 | 0 | 0 | 0 | 0 | 0 | 0 | 0 | 0 | 0 | 0 | 0 | 0 | 0 | 0 | 0 | 12 | 1
NO |  | 6 | 2016 | 10 | 12 | 12 |  | 0071 CABIN CREEK, WV | TURNER #2, WV | 138 | 138 | 3 | 0.08 | 1.36 | 1 | 250KCM ACSR | 0 | 0 | 0 | 0 | 0 | 0 | 0 | 0 | 0 | 0 | 0 | 0 | 0 | 0 | 0 | 0 | 0 | 0 | 0 | 0 | 0 | 0 | 0 | 12 | 1
NO |  | 6 | 2016 | 10 | 13 | 13 |  | 0071 CABIN CREEK, WV | TURNER #2, WV | 0 | 0 | 1 | 22.11 | 0 | 0 |  | 0 | 0 | 0 | 0 | 0 | 0 | 0 | 0 | 0 | 0 | 0 | 0 | 0 | 0 | 0 | 0 | 0 | 0 | 0 | 0 | 0 | 0 | 0 | 12 | 1
NO |  | 6 | 2016 | 10 | 14 | 14 |  | 0268 ST ALBANS LOOP, WV |  | 138 | 138 | 3 | 0.34 | 0.34 | 1 | 1033KCM ACSR | 0 | 0 | 0 | 0 | 0 | 0 | 0 | 0 | 0 | 0 | 0 | 0 | 0 | 0 | 0 | 0 | 0 | 0 | 0 | 0 | 0 | 0 | 0 | 12 | 1
NO |  | 6 | 2016 | 10 | 15 | 15 |  | 0230 AMOS, WV | TURNER #1, WV | 138 | 138 | 3 | 11.97 | 0 | 1 | 1033KCM ACSR | 0 | 0 | 0 | 0 | 0 | 0 | 0 | 0 | 0 | 0 | 0 | 0 | 0 | 0 | 0 | 0 | 0 | 0 | 0 | 0 | 0 | 0 | 0 | 12 | 1
NO |  | 6 | 2016 | 10 | 16 | 16 |  | 0230 AMOS, WV | TURNER #2, WV | 138 | 138 | 3 | 0 | 11.96 | 1 | 1033KCM ACSR | 0 | 0 | 0 | 0 | 0 | 0 | 0 | 0 | 0 | 0 | 0 | 0 | 0 | 0 | 0 | 0 | 0 | 0 | 0 | 0 | 0 | 0 | 0 | 12 | 1
NO |  | 6 | 2016 | 10 | 17 | 17 |  | 0226 AMOS, WV | CHEMICAL #1 A, WV | 138 | 138 | 3 | 1.32 | 8.49 | 1 | 397KCM ACSR | 0 | 0 | 0 | 0 | 0 | 0 | 0 | 0 | 0 | 0 | 0 | 0 | 0 | 0 | 0 | 0 | 0 | 0 | 0 | 0 | 0 | 0 | 0 | 12 | 1
NO |  | 6 | 2016 | 10 | 18 | 18 |  | 0226 AMOS, WV | CHEMICAL #1 B, WV | 138 | 138 | 3 | 5.98 | 0 | 1 | 1033KCM ACSR | 0 | 0 | 0 | 0 | 0 | 0 | 0 | 0 | 0 | 0 | 0 | 0 | 0 | 0 | 0 | 0 | 0 | 0 | 0 | 0 | 0 | 0 | 0 | 12 | 1
NO |  | 6 | 2016 | 10 | 19 | 19 |  | 0226 AMOS, WV | CHEMICAL #2 A, WV | 138 | 138 | 3 | 7.6 | 8.95 | 1 | 1033KCM ACSR | 0 | 0 | 0 | 0 | 0 | 0 | 0 | 0 | 0 | 0 | 0 | 0 | 0 | 0 | 0 | 0 | 0 | 0 | 0 | 0 | 0 | 0 | 0 | 12 | 1
NO |  | 6 | 2016 | 10 | 20 | 20 |  | 0226 AMOS, WV | CHEMICAL #2 B, WV | 138 | 138 | 3 | 0 | 4.13 | 1 | 397KCM ACSR | 0 | 0 | 0 | 0 | 0 | 0 | 0 | 0 | 0 | 0 | 0 | 0 | 0 | 0 | 0 | 0 | 0 | 0 | 0 | 0 | 0 | 0 | 0 | 12 | 1
NO |  | 6 | 2016 | 10 | 21 | 21 |  | 0226 AMOS, WV | CHEMICAL 1A-2A AND 1B-2B | 138 | 138 | 3 | 0.6 | 0 | 2 | 1033 KCM ACSR | 0 | 0 | 0 | 0 | 0 | 0 | 0 | 0 | 0 | 0 | 0 | 0 | 0 | 0 | 0 | 0 | 0 | 0 | 0 | 0 | 0 | 0 | 0 | 12 | 1
NO |  | 6 | 2016 | 10 | 22 | 22 |  | 0343 STONE BRANCH TAP, WV |  | 138 | 138 | 1 | 6.24 | 0 | 1 | 795KCM ACSR | 0 | 0 | 0 | 0 | 0 | 0 | 0 | 0 | 0 | 0 | 0 | 0 | 0 | 0 | 0 | 0 | 0 | 0 | 0 | 0 | 0 | 0 | 0 | 12 | 1
NO |  | 6 | 2016 | 10 | 23 | 23 |  | HOPKINS, WV | LOGAN, WV | 138 | 138 | 3 | 7.56 | 11.16 | 1 | 336KCM ACSR | 0 | 0 | 0 | 0 | 0 | 0 | 0 | 0 | 0 | 0 | 0 | 0 | 0 | 0 | 0 | 0 | 0 | 0 | 0 | 0 | 0 | 0 | 0 | 12 | 1
NO |  | 6 | 2016 | 10 | 24 | 24 |  | HOPKINS, WV | LOGAN, WV | 138 | 138 | 3 | 18.69 | 0 | 1 | 336KCM ACSR | 0 | 0 | 0 | 0 | 0 | 0 | 0 | 0 | 0 | 0 | 0 | 0 | 0 | 0 | 0 | 0 | 0 | 0 | 0 | 0 | 0 | 0 | 0 | 12 | 1
NO |  | 6 | 2016 | 10 | 25 | 25 |  | 0228 AMOS, WV | HOPKINS, WV | 138 | 138 | 3 | 1.89 | 17.2 | 1 | 336KCM ACSR | 0 | 0 | 0 | 0 | 0 | 0 | 0 | 0 | 0 | 0 | 0 | 0 | 0 | 0 | 0 | 0 | 0 | 0 | 0 | 0 | 0 | 0 | 0 | 12 | 1
NO |  | 6 | 2016 | 10 | 26 | 26 |  | 0228 AMOS, WV | HOPKINS, WV | 138 | 138 | 3 | 28.24 | 0.31 | 1 | 795KCM ACSR | 0 | 0 | 0 | 0 | 0 | 0 | 0 | 0 | 0 | 0 | 0 | 0 | 0 | 0 | 0 | 0 | 0 | 0 | 0 | 0 | 0 | 0 | 0 | 12 | 1
NO |  | 6 | 2016 | 10 | 27 | 27 |  | 0228 AMOS, WV | HOPKINS, WV | 138 | 138 | 3 | 1.6 | 0 | 1 | 1590KCM ACSR/MA | 0 | 0 | 0 | 0 | 0 | 0 | 0 | 0 | 0 | 0 | 0 | 0 | 0 | 0 | 0 | 0 | 0 | 0 | 0 | 0 | 0 | 0 | 0 | 12 | 1
NO |  | 6 | 2016 | 10 | 28 | 28 |  | 0364 GRASSY FORK TAP, WV |  | 138 | 138 | 1 | 2.18 | 0 | 1 | 795KCM ACSR | 0 | 0 | 0 | 0 | 0 | 0 | 0 | 0 | 0 | 0 | 0 | 0 | 0 | 0 | 0 | 0 | 0 | 0 | 0 | 0 | 0 | 0 | 0 | 12 | 1
NO |  | 6 | 2016 | 10 | 29 | 29 |  | 0376 DINGESS LOOP, WV |  | 138 | 138 | 3 | 0.16 | 0.16 | 1 | 1033KCM ACSR | 0 | 0 | 0 | 0 | 0 | 0 | 0 | 0 | 0 | 0 | 0 | 0 | 0 | 0 | 0 | 0 | 0 | 0 | 0 | 0 | 0 | 0 | 0 | 12 | 1
NO |  | 6 | 2016 | 10 | 30 | 30 |  | 0376 DINGESS LOOP, WV |  | 0 | 0 | 1 | 0.19 | 0.19 | 0 |  | 0 | 0 | 0 | 0 | 0 | 0 | 0 | 0 | 0 | 0 | 0 | 0 | 0 | 0 | 0 | 0 | 0 | 0 | 0 | 0 | 0 | 0 | 0 | 12 | 1
NO |  | 6 | 2016 | 10 | 31 | 31 |  | 0306 INEZ, KY | LOGAN, WV | 138 | 138 | 3 | 0.02 | 0.79 | 1 | 795KCM ACSR | 0 | 0 | 0 | 0 | 0 | 0 | 0 | 0 | 0 | 0 | 0 | 0 | 0 | 0 | 0 | 0 | 0 | 0 | 0 | 0 | 0 | 0 | 0 | 12 | 1
NO |  | 6 | 2016 | 10 | 32 | 32 |  | 0306 INEZ, KY | LOGAN, WV | 0 | 0 | 1 | 23.27 | 0 | 0 |  | 0 | 0 | 0 | 0 | 0 | 0 | 0 | 0 | 0 | 0 | 0 | 0 | 0 | 0 | 0 | 0 | 0 | 0 | 0 | 0 | 0 | 0 | 0 | 12 | 1
NO |  | 6 | 2016 | 10 | 33 | 33 |  | 0428 SHARPLES TAP 138KV |  | 138 | 138 | 1 | 6.98 | 0 | 1 | 795KCM ACSR | 0 | 0 | 0 | 0 | 0 | 0 | 0 | 0 | 0 | 0 | 0 | 0 | 0 | 0 | 0 | 0 | 0 | 0 | 0 | 0 | 0 | 0 | 0 | 12 | 1
NO |  | 6 | 2016 | 10 | 34 | 34 |  | 0432 MUD FORK LOOP, WV |  | 138 | 138 | 3 | 0.76 | 0.76 | 1 | 795KCM ACSR | 0 | 0 | 0 | 0 | 0 | 0 | 0 | 0 | 0 | 0 | 0 | 0 | 0 | 0 | 0 | 0 | 0 | 0 | 0 | 0 | 0 | 0 | 0 | 12 | 1
NO |  | 6 | 2016 | 10 | 35 | 35 |  | 0087 DARRAH, WV | TRI STATE, WV | 138 | 138 | 3 | 10.28 | 4.05 | 1 | 397KCM | 0 | 0 | 0 | 0 | 0 | 0 | 0 | 0 | 0 | 0 | 0 | 0 | 0 | 0 | 0 | 0 | 0 | 0 | 0 | 0 | 0 | 0 | 0 | 12 | 1
NO |  | 6 | 2016 | 11 | 1 | 1 |  | 0436 DAWES LOOP, 138KV, WV |  | 138 | 138 |  | 0 | 0 | 0 |  | 0 | 0 | 0 | 0 | 0 | 0 | 0 | 0 | 0 | 0 | 0 | 0 | 0 | 0 | 0 | 0 | 0 | 0 | 0 | 0 | 0 | 0 | 0 | 12 | 1
NO |  | 6 | 2016 | 11 | 2 | 2 |  | 0088 TRI-STATE, WV | WEST HUNTINGTON, WV | 138 | 138 | 3 | 0 | 5.79 | 1 | 397KCM ACSR | 0 | 0 | 0 | 0 | 0 | 0 | 0 | 0 | 0 | 0 | 0 | 0 | 0 | 0 | 0 | 0 | 0 | 0 | 0 | 0 | 0 | 0 | 0 | 12 | 1
NO |  | 6 | 2016 | 11 | 3 | 3 |  | 0090 SOUTH POINT, OH | TRI-STATE CIR A, WV | 138 | 138 | 3 | 7.85 | 0 | 1 | 397KCM ACSR | 0 | 0 | 0 | 0 | 0 | 0 | 0 | 0 | 0 | 0 | 0 | 0 | 0 | 0 | 0 | 0 | 0 | 0 | 0 | 0 | 0 | 0 | 0 | 12 | 1
NO |  | 6 | 2016 | 11 | 4 | 4 |  | 0090 SOUTH POINT, OH | TRI-STATE CIR B, WV | 138 | 138 | 3 | 0.28 | 6.76 | 1 | 1351KCM ACSR | 0 | 0 | 0 | 0 | 0 | 0 | 0 | 0 | 0 | 0 | 0 | 0 | 0 | 0 | 0 | 0 | 0 | 0 | 0 | 0 | 0 | 0 | 0 | 12 | 1
NO |  | 6 | 2016 | 11 | 5 | 5 |  | 0225 AMOS | SPORN | 138 | 138 | 3 | 0 | 11.04 | 0 | 397KCM ACSR | 0 | 0 | 0 | 0 | 0 | 0 | 0 | 0 | 0 | 0 | 0 | 0 | 0 | 0 | 0 | 0 | 0 | 0 | 0 | 0 | 0 | 0 | 0 | 12 | 1
NO |  | 6 | 2016 | 11 | 6 | 6 |  | 0237 AMOS, WV | DARRAH, WV | 138 | 138 | 3 | 35.06 | 0 | 1 | 397KCM ACSR | 0 | 0 | 0 | 0 | 0 | 0 | 0 | 0 | 0 | 0 | 0 | 0 | 0 | 0 | 0 | 0 | 0 | 0 | 0 | 0 | 0 | 0 | 0 | 12 | 1
NO |  | 6 | 2016 | 11 | 7 | 7 |  | 0238 AMOS, WV | WEST HUNTINGTON, WV | 138 | 138 | 3 | 5.33 | 40.83 | 1 | 1033KCM ACSR | 0 | 0 | 0 | 0 | 0 | 0 | 0 | 0 | 0 | 0 | 0 | 0 | 0 | 0 | 0 | 0 | 0 | 0 | 0 | 0 | 0 | 0 | 0 | 12 | 1
NO |  | 6 | 2016 | 11 | 8 | 8 |  | 0238 AMOS, WV | WEST HUNTINGTON, WV | 0 | 0 | 1 | 0.1 | 0 | 0 |  | 0 | 0 | 0 | 0 | 0 | 0 | 0 | 0 | 0 | 0 | 0 | 0 | 0 | 0 | 0 | 0 | 0 | 0 | 0 | 0 | 0 | 0 | 0 | 12 | 1
NO |  | 6 | 2016 | 11 | 9 | 9 |  | 0238 PARK HILL TAP, WV |  | 138 | 138 | 3 | 0.01 | 0 | 1 | 397KCM ACSR | 0 | 0 | 0 | 0 | 0 | 0 | 0 | 0 | 0 | 0 | 0 | 0 | 0 | 0 | 0 | 0 | 0 | 0 | 0 | 0 | 0 | 0 | 0 | 12 | 1
NO |  | 6 | 2016 | 11 | 10 | 10 |  | 0277 CABELL LOOP, WV |  | 138 | 138 | 3 | 0.77 | 0.77 | 1 | 954KCM ACSR | 0 | 0 | 0 | 0 | 0 | 0 | 0 | 0 | 0 | 0 | 0 | 0 | 0 | 0 | 0 | 0 | 0 | 0 | 0 | 0 | 0 | 0 | 0 | 12 | 1
NO |  | 6 | 2016 | 11 | 11 | 11 |  | 0302 MILTON LOOP, WV |  | 138 | 138 | 3 | 1.71 | 1.71 | 1 | 795KCM ACSR | 0 | 0 | 0 | 0 | 0 | 0 | 0 | 0 | 0 | 0 | 0 | 0 | 0 | 0 | 0 | 0 | 0 | 0 | 0 | 0 | 0 | 0 | 0 | 12 | 1
NO |  | 6 | 2016 | 11 | 12 | 12 |  | 0378 CURRY LOOP, WV |  | 138 | 138 | 3 | 1.67 | 1.67 | 1 | 1033KCM ACSR | 0 | 0 | 0 | 0 | 0 | 0 | 0 | 0 | 0 | 0 | 0 | 0 | 0 | 0 | 0 | 0 | 0 | 0 | 0 | 0 | 0 | 0 | 0 | 12 | 1
NO |  | 6 | 2016 | 11 | 13 | 13 |  | 0095 CARBIDE MAIN, WV | TURNER, WV | 138 | 138 | 3 | 0.15 | 0.08 | 1 | 1590 KCM ACSR | 0 | 0 | 0 | 0 | 0 | 0 | 0 | 0 | 0 | 0 | 0 | 0 | 0 | 0 | 0 | 0 | 0 | 0 | 0 | 0 | 0 | 0 | 0 | 12 | 1
NO |  | 6 | 2016 | 11 | 14 | 14 |  | 0096 CARBIDE #8, WV | CHEMICAL-TURNER A, WV | 138 | 138 | 3 | 0.04 | 1.21 | 1 | 397KCM ACSR | 0 | 0 | 0 | 0 | 0 | 0 | 0 | 0 | 0 | 0 | 0 | 0 | 0 | 0 | 0 | 0 | 0 | 0 | 0 | 0 | 0 | 0 | 0 | 12 | 1
NO |  | 6 | 2016 | 11 | 15 | 15 |  | 0096 CARBIDE #8, WV | CHEMICAL-TURNER B, WV | 138 | 138 | 3 | 6.79 | 0 | 1 | 1033KCM ACSR | 0 | 0 | 0 | 0 | 0 | 0 | 0 | 0 | 0 | 0 | 0 | 0 | 0 | 0 | 0 | 0 | 0 | 0 | 0 | 0 | 0 | 0 | 0 | 12 | 1
NO |  | 6 | 2016 | 11 | 16 | 16 |  | 0096 CARBIDE #8, WV | CHEMICAL-TURNER B, WV | 138 | 138 | 3 | 1.3 | 0 | 2 | 1033KCM ACSR | 0 | 0 | 0 | 0 | 0 | 0 | 0 | 0 | 0 | 0 | 0 | 0 | 0 | 0 | 0 | 0 | 0 | 0 | 0 | 0 | 0 | 0 | 0 | 12 | 1
NO |  | 6 | 2016 | 11 | 17 | 17 |  | 0337 BLUEFIELD, WV | SOUTH PRINCETON, WV | 138 | 138 | 3 | 0.25 | 0.29 | 1 | 556KCM ACSR | 0 | 0 | 0 | 0 | 0 | 0 | 0 | 0 | 0 | 0 | 0 | 0 | 0 | 0 | 0 | 0 | 0 | 0 | 0 | 0 | 0 | 0 | 0 | 12 | 1
NO |  | 6 | 2016 | 11 | 18 | 18 |  | 0336 CLENDENIN TAP |  | 138 | 138 | 1 | 8.3 | 0 | 0 |  | 0 | 0 | 0 | 0 | 0 | 0 | 0 | 0 | 0 | 0 | 0 | 0 | 0 | 0 | 0 | 0 | 0 | 0 | 0 | 0 | 0 | 0 | 0 | 12 | 1
NO |  | 6 | 2016 | 11 | 19 | 19 |  | CAPITALIZED SPARE PARTS | 0373,0379 | 138 | 138 |  | 0 | 0 | 1 |  | 0 | 0 | 0 | 0 | 0 | 0 | 0 | 0 | 0 | 0 | 0 | 0 | 0 | 0 | 0 | 0 | 0 | 0 | 0 | 0 | 0 | 0 | 0 | 12 | 1
NO |  | 6 | 2016 | 11 | 20 | 20 |  | 1005 CHERRY CREEK | CLIFFTOP | 138 | 138 | 1 | 7.2 | 0 | 1 | 795 ACSR | 0 | 0 | 0 | 0 | 0 | 0 | 0 | 0 | 0 | 0 | 0 | 0 | 0 | 0 | 0 | 0 | 0 | 0 | 0 | 0 | 0 | 0 | 0 | 12 | 1
NO |  | 6 | 2016 | 11 | 21 | 21 |  | 0377 SPORN | CLINE ENERGY EXTENSION | 138 | 138 | 1 | 0.07 | 0 | 1 | 397KCM ACSR | 0 | 0 | 0 | 0 | 0 | 0 | 0 | 0 | 0 | 0 | 0 | 0 | 0 | 0 | 0 | 0 | 0 | 0 | 0 | 0 | 0 | 0 | 0 | 12 | 1
NO |  | 6 | 2016 | 11 | 22 | 22 |  | 0370 SOUTHRIDGE EXTENSION |  | 138 | 138 | 1 | 1.86 | 0 | 2 | 1590KCM ACSR/MA | 0 | 0 | 0 | 0 | 0 | 0 | 0 | 0 | 0 | 0 | 0 | 0 | 0 | 0 | 0 | 0 | 0 | 0 | 0 | 0 | 0 | 0 | 0 | 12 | 1
NO |  | 6 | 2016 | 11 | 23 | 23 |  | 0098A FLATWOOD TAP 138KV |  | 0 | 0 |  | 0 | 0 | 0 |  | 0 | 0 | 0 | 0 | 0 | 0 | 0 | 0 | 0 | 0 | 0 | 0 | 0 | 0 | 0 | 0 | 0 | 0 | 0 | 0 | 0 | 0 | 0 | 12 | 1
NO |  | 6 | 2016 | 11 | 24 | 24 |  | 0386 GARRISON WV |  | 138 | 138 | 1 | 0.2 | 0 | 2 | 795 KCM ACSR | 0 | 0 | 0 | 0 | 0 | 0 | 0 | 0 | 0 | 0 | 0 | 0 | 0 | 0 | 0 | 0 | 0 | 0 | 0 | 0 | 0 | 0 | 0 | 12 | 1
NO |  | 6 | 2016 | 11 | 25 | 25 |  | 0382 LANHAM, WV |  | 138 | 138 | 1 | 1.4 | 0 | 2 | 795 KCM ACSR | 0 | 0 | 0 | 0 | 0 | 0 | 0 | 0 | 0 | 0 | 0 | 0 | 0 | 0 | 0 | 0 | 0 | 0 | 0 | 0 | 0 | 0 | 0 | 12 | 1
NO |  | 6 | 2016 | 11 | 26 | 26 |  | 0473 CARETTA | JIM BRANCH | 138 | 138 |  | 0 | 0 | 0 |  | 0 | 0 | 0 | 0 | 0 | 0 | 0 | 0 | 0 | 0 | 0 | 0 | 0 | 0 | 0 | 0 | 0 | 0 | 0 | 0 | 0 | 0 | 0 | 12 | 1
NO |  | 6 | 2016 | 11 | 27 | 27 |  | 0471 HALLS RIDGE | SOUTH PRINCETON, WV | 138 | 138 | 3 | 0.42 | 0 | 1 | 1590KCM ACSR | 0 | 0 | 0 | 0 | 0 | 0 | 0 | 0 | 0 | 0 | 0 | 0 | 0 | 0 | 0 | 0 | 0 | 0 | 0 | 0 | 0 | 0 | 0 | 12 | 1
NO |  | 6 | 2016 | 11 | 28 | 28 |  | 0466 IAEGER | WHARNCLIFFE, WV | 46 | 138 | 3 | 6.38 | 0 | 1 | 556.5KCM26/7 AC | 0 | 0 | 0 | 0 | 0 | 0 | 0 | 0 | 0 | 0 | 0 | 0 | 0 | 0 | 0 | 0 | 0 | 0 | 0 | 0 | 0 | 0 | 0 | 12 | 1
NO |  | 6 | 2016 | 11 | 29 | 29 |  | 1050 ROCKHOUSE |  | 138 | 138 |  | 0 | 0 | 0 |  | 0 | 0 | 0 | 0 | 0 | 0 | 0 | 0 | 0 | 0 | 0 | 0 | 0 | 0 | 0 | 0 | 0 | 0 | 0 | 0 | 0 | 0 | 0 | 12 | 1
NO |  | 6 | 2016 | 11 | 30 | 30 |  | 1072 CLENDENIN, WV | MORRIS BRANCH | 138 | 138 | 3 | 2.2 | 0 | 1 | 795 KCM ACSR | 0 | 0 | 0 | 0 | 0 | 0 | 0 | 0 | 0 | 0 | 0 | 0 | 0 | 0 | 0 | 0 | 0 | 0 | 0 | 0 | 0 | 0 | 0 | 12 | 1
NO |  | 6 | 2016 | 11 | 31 | 31 |  | 0474 COBB, WV | THOROFARE CREEK | 138 | 138 | 3 | 0.45 | 0 | 1 | 795 KCM ACSR | 0 | 0 | 0 | 0 | 0 | 0 | 0 | 0 | 0 | 0 | 0 | 0 | 0 | 0 | 0 | 0 | 0 | 0 | 0 | 0 | 0 | 0 | 0 | 12 | 1
NO |  | 6 | 2016 | 11 | 32 | 32 |  | 0463 CROOKED CREEK, WV |  | 138 | 138 | 3 | 1.29 | 0 | 1 | 1033KCM ACSR | 0 | 0 | 0 | 0 | 0 | 0 | 0 | 0 | 0 | 0 | 0 | 0 | 0 | 0 | 0 | 0 | 0 | 0 | 0 | 0 | 0 | 0 | 0 | 12 | 1
NO |  | 6 | 2016 | 11 | 33 | 33 |  | 0472 MERRITS CREEK, WV |  | 138 | 138 | 3 | 3.83 | 0 | 1 | 1033KCM ACSR | 0 | 0 | 0 | 0 | 0 | 0 | 0 | 0 | 0 | 0 | 0 | 0 | 0 | 0 | 0 | 0 | 0 | 0 | 0 | 0 | 0 | 0 | 0 | 12 | 1
NO |  | 6 | 2016 | 11 | 34 | 34 |  | 3843 BIM, WV |  | 47 | 138 | 3 | 0.16 | 0 | 1 |  | 0 | 0 | 0 | 0 | 0 | 0 | 0 | 0 | 0 | 0 | 0 | 0 | 0 | 0 | 0 | 0 | 0 | 0 | 0 | 0 | 0 | 0 | 0 | 12 | 1
NO |  | 6 | 2016 | 11 | 35 | 35 |  | 3843 BIM, WV |  | 0 | 0 | 1 | 11.17 | 0 | 0 |  | 0 | 0 | 0 | 0 | 0 | 0 | 0 | 0 | 0 | 0 | 0 | 0 | 0 | 0 | 0 | 0 | 0 | 0 | 0 | 0 | 0 | 0 | 0 | 12 | 1
NO |  | 6 | 2016 | 12 | 1 | 1 |  | 0478 POLYMER LOOP, WV |  | 138 | 138 | 3 | 3.1 | 0 | 1 | 795 KCM ACSR | 0 | 0 | 0 | 0 | 0 | 0 | 0 | 0 | 0 | 0 | 0 | 0 | 0 | 0 | 0 | 0 | 0 | 0 | 0 | 0 | 0 | 0 | 0 | 12 | 1
NO |  | 6 | 2016 | 12 | 2 | 2 |  | 0477 BROAD RUN, WV | THOROFARE CREEK | 138 | 138 |  | 1.4 | 0 | 1 |  | 0 | 0 | 0 | 0 | 0 | 0 | 0 | 0 | 0 | 0 | 0 | 0 | 0 | 0 | 0 | 0 | 0 | 0 | 0 | 0 | 0 | 0 | 0 | 12 | 1
NO |  | 6 | 2016 | 12 | 3 | 3 |  | 0475 PATRIOT COAL, WV | POINT LICK | 138 | 138 | 3 | 0.05 | 0 | 1 | 556.5 KCM 26/7 AC | 0 | 0 | 0 | 0 | 0 | 0 | 0 | 0 | 0 | 0 | 0 | 0 | 0 | 0 | 0 | 0 | 0 | 0 | 0 | 0 | 0 | 0 | 0 | 12 | 1
NO |  | 6 | 2016 | 12 | 4 | 4 |  | 0482 CLARK BRANCH, WV | 138KV EXTENSION | 138 | 138 |  | 0 | 0 | 1 |  | 0 | 0 | 0 | 0 | 0 | 0 | 0 | 0 | 0 | 0 | 0 | 0 | 0 | 0 | 0 | 0 | 0 | 0 | 0 | 0 | 0 | 0 | 0 | 12 | 1
NO |  | 6 | 2016 | 12 | 5 | 5 |  | 0481 LAKEVIEW | 138KV EXTENSION | 138 | 138 |  | 0 | 0 | 0 |  | 0 | 0 | 0 | 0 | 0 | 0 | 0 | 0 | 0 | 0 | 0 | 0 | 0 | 0 | 0 | 0 | 0 | 0 | 0 | 0 | 0 | 0 | 0 | 12 | 1
NO |  | 6 | 2016 | 12 | 6 | 6 |  | 0483 HERNSHAW | 138KV EXTENSION | 138 | 138 | 3 | 1.55 | 0 | 2 | 1590 KCM ACSR | 0 | 0 | 0 | 0 | 0 | 0 | 0 | 0 | 0 | 0 | 0 | 0 | 0 | 0 | 0 | 0 | 0 | 0 | 0 | 0 | 0 | 0 | 0 | 12 | 1
NO |  | 6 | 2016 | 12 | 7 | 7 |  | 0486 PAX BRANCH | 138KV EXTENSION | 138 | 138 | 3 | 1.44 | 0 | 2 | 1033.5 KCM ACSR | 0 | 0 | 0 | 0 | 0 | 0 | 0 | 0 | 0 | 0 | 0 | 0 | 0 | 0 | 0 | 0 | 0 | 0 | 0 | 0 | 0 | 0 | 0 | 12 | 1
NO |  | 6 | 2016 | 12 | 8 | 8 |  | 0487 PIERPONT | 138KV EXTENSION | 138 | 138 | 3 | 1.25 | 0 | 1 | 1033.5 KCM | 0 | 0 | 0 | 0 | 0 | 0 | 0 | 0 | 0 | 0 | 0 | 0 | 0 | 0 | 0 | 0 | 0 | 0 | 0 | 0 | 0 | 0 | 0 | 12 | 1
NO |  | 6 | 2016 | 12 | 9 | 9 |  | 0479 HARMON BRANCH | 138KV EXTENSION | 138 | 138 | 3 | 0.96 | 0 | 2 | 1033.5 KCM ACSR | 0 | 0 | 0 | 0 | 0 | 0 | 0 | 0 | 0 | 0 | 0 | 0 | 0 | 0 | 0 | 0 | 0 | 0 | 0 | 0 | 0 | 0 | 0 | 12 | 1
SI/SI | A | 6 | 2016 | 12 | 11 | 11 |  | Lines Under 138KV |  | 0 | 0 |  | 1736.27 | 181.37 | 0 |  | 0 | 0 | 218723751.7781 | 0 | 0 | 0 | 4307261.8825 | 0 | 0 | 0 | 0 | 0 | 0 | 0 | 0 | 0 | 0 | 0 | 0 | 0 | 0 | 0 | 0 | 12 | 1
NO |  | 6 | 2016 | 12 | 13 | 13 |  | Line cost and expense are | not available by individual | 0 | 0 |  | 0 | 0 | 0 |  | 134264479 | 1374846726 | 1509111205 | 105864 | 14396388 | 0 | 14502252 | 0 | 0 | 0 | 0 | 0 | 0 | 0 | 0 | 0 | 0 | 0 | 0 | 0 | 0 | 0 | 0 | 12 | 1
NO |  | 6 | 2016 | 12 | 14 | 14 |  | transmission line | Total shown in Column j - p | 0 | 0 |  | 0 | 0 | 0 |  | 0 | 0 | 0 | 0 | 0 | 0 | 0 | 0 | 0 | 0 | 0 | 0 | 0 | 0 | 0 | 0 | 0 | 0 | 0 | 0 | 0 | 0 | 0 | 12 | 1
NO |  | 7 | 2016 | 0 | 1 | 1 |  | PALO VERDE | KYRENE | 500 | 500 | (3) STEEL (A) | 0 | 74.8 | 1 | 1780 ACSR | 4014276 | 19901128 | 23915404 | 0 | 0 | 0 | 0 | 0 | 0 | 0 | 0 | 0 | 0 | 0 | 0 | 0 | 0 | 0 | 0 | 0 | 0 | 0 | 0 | 12 | 1
NO |  | 7 | 2016 | 0 | 2 | 2 |  | PALO VERDE | WESTWING #2 | 500 | 500 | (3) STEEL (A) | 0 | 45 | 1 | 1780 ACSR | 0 | 5971160 | 5971160 | 0 | 0 | 0 | 0 | 0 | 0 | 0 | 0 | 0 | 0 | 0 | 0 | 0 | 0 | 0 | 0 | 0 | 0 | 0 | 0 | 12 | 1
NO |  | 7 | 2016 | 0 | 3 | 3 |  | FOUR CORNERS | COLORADO RIVER | 500 | 500 | (3) STEEL | 366 | 0 | 1 | 2156 ACSR | 2321510 | 39917113 | 42238623 | 0 | 0 | 0 | 0 | 0 | 0 | 0 | 0 | 0 | 0 | 0 | 0 | 0 | 0 | 0 | 0 | 0 | 0 | 0 | 0 | 12 | 1
NO |  | 7 | 2016 | 0 | 4 | 4 |  | NAVAJO PLANT | WESTWING | 500 | 500 | (3) STEEL (A) | 0 | 256 | 1 | 2156 ACSR | 743746 | 8926324 | 9670070 | 0 | 0 | 0 | 0 | 0 | 0 | 0 | 0 | 0 | 0 | 0 | 0 | 0 | 0 | 0 | 0 | 0 | 0 | 0 | 0 | 12 | 1
NO |  | 7 | 2016 | 0 | 5 | 5 |  | NAVAJO PLANT | MOENKOPI | 500 | 500 | (3) STEEL (A) | 0 | 76 | 1 | 2156 ACSR | 0 | 1208159 | 1208159 | 0 | 0 | 0 | 0 | 0 | 0 | 0 | 0 | 0 | 0 | 0 | 0 | 0 | 0 | 0 | 0 | 0 | 0 | 0 | 0 | 12 | 1
NO |  | 7 | 2016 | 0 | 6 | 6 |  | MOENKOPI | WESTWING | 500 | 500 | (3) STEEL (A) | 0 | 180 | 1 | 2156 ACSR | 55612 | 5855722 | 5911334 | 0 | 0 | 0 | 0 | 0 | 0 | 0 | 0 | 0 | 0 | 0 | 0 | 0 | 0 | 0 | 0 | 0 | 0 | 0 | 0 | 12 | 1
NO |  | 7 | 2016 | 0 | 7 | 7 |  | CHOLLA | SAGUARO | 500 | 500 | (3) STEEL | 206 | 0 | 1 | 2156 ACSR | 1350823 | 60391579 | 61742402 | 0 | 0 | 0 | 0 | 0 | 0 | 0 | 0 | 0 | 0 | 0 | 0 | 0 | 0 | 0 | 0 | 0 | 0 | 0 | 0 | 12 | 1
NO |  | 7 | 2016 | 0 | 8 | 8 |  | PALO VERDE | WESTWING | 500 | 500 | (3) STEEL (A) | 0 | 47 | 1 | 1780 ACSR | 8522 | 5151452 | 5159974 | 0 | 0 | 0 | 0 | 0 | 0 | 0 | 0 | 0 | 0 | 0 | 0 | 0 | 0 | 0 | 0 | 0 | 0 | 0 | 0 | 12 | 1
NO |  | 7 | 2016 | 0 | 9 | 9 |  | PALO VERDE | NORTH GILA | 500 | 500 | (3) STEEL (A) | 0 | 120 | 1 | 2156 ACSR | 494861 | 4831769 | 5326630 | 0 | 0 | 0 | 0 | 0 | 0 | 0 | 0 | 0 | 0 | 0 | 0 | 0 | 0 | 0 | 0 | 0 | 0 | 0 | 0 | 12 | 1
NO |  | 7 | 2016 | 0 | 10 | 10 |  | WESTWING | MEAD | 500 | 500 | (3) STEEL (A) | 242.7 | 0 | 1 | 1590 KCM | 1175680 | 17090839 | 18266519 | 0 | 0 | 0 | 0 | 0 | 0 | 0 | 0 | 0 | 0 | 0 | 0 | 0 | 0 | 0 | 0 | 0 | 0 | 0 | 0 | 12 | 1
NO |  | 7 | 2016 | 0 | 11 | 11 |  | MEAD | MARKET PLACE | 500 | 500 | (3) STEEL (A) | 13.3 | 0 | 1 | 1590 KCM | 50610 | 626769 | 677379 | 0 | 0 | 0 | 0 | 0 | 0 | 0 | 0 | 0 | 0 | 0 | 0 | 0 | 0 | 0 | 0 | 0 | 0 | 0 | 0 | 12 | 1
NO |  | 7 | 2016 | 0 | 12 | 12 |  | KYRENE/PALO VERDE | JOJOBA SUB | 500 | 500 | (3) STEEL | 0.25 | 0 | 1 | 954 ACSR | 0 | 0 | 0 | 0 | 0 | 0 | 0 | 0 | 0 | 0 | 0 | 0 | 0 | 0 | 0 | 0 | 0 | 0 | 0 | 0 | 0 | 0 | 0 | 12 | 1
NO |  | 7 | 2016 | 0 | 13 | 13 |  | GILA RIVER | JOJOBA SWITCHYARD | 500 | 500 | (3) STEEL | 18.5 | 0 | 2 | 1780 ACSR | 0 | 0 | 0 | 0 | 0 | 0 | 0 | 0 | 0 | 0 | 0 | 0 | 0 | 0 | 0 | 0 | 0 | 0 | 0 | 0 | 0 | 0 | 0 | 12 | 1
NO |  | 7 | 2016 | 0 | 14 | 14 |  | PALO VERDE | RUDD | 500 | 500 | (3) STEEL (A) | 35.68 | 0 | 1 | 1780 ACSR | 12237938 | 29540970 | 41778908 | 0 | 0 | 0 | 0 | 0 | 0 | 0 | 0 | 0 | 0 | 0 | 0 | 0 | 0 | 0 | 0 | 0 | 0 | 0 | 0 | 12 | 1
NO |  | 7 | 2016 | 0 | 15 | 15 |  | PALO VERDE | HASSAYAMPA | 500 | 500 | (3) STEEL (A) | 0 | 3.1 | 1 | 1780 ACSR | 284676 | 776503 | 1061179 | 0 | 0 | 0 | 0 | 0 | 0 | 0 | 0 | 0 | 0 | 0 | 0 | 0 | 0 | 0 | 0 | 0 | 0 | 0 | 0 | 12 | 1
NO |  | 7 | 2016 | 0 | 16 | 16 |  | MORGAN | PINNACLE PEAK | 500 | 500 | (3) STEEL (A) | 27 | 6 | 1 | 1780 ACSR | 16016710 | 32430667 | 48447377 | 0 | 0 | 0 | 0 | 0 | 0 | 0 | 0 | 0 | 0 | 0 | 0 | 0 | 0 | 0 | 0 | 0 | 0 | 0 | 0 | 12 | 1
NO |  | 7 | 2016 | 0 | 17 | 17 |  | WESTWING | DUGAS LOOP | 500 | 500 | (3) STEEL | 0 | 0 | 1 | 2156 ACSR | 0 | 3178473 | 3178473 | 0 | 0 | 0 | 0 | 0 | 0 | 0 | 0 | 0 | 0 | 0 | 0 | 0 | 0 | 0 | 0 | 0 | 0 | 0 | 0 | 12 | 1
NO |  | 7 | 2016 | 0 | 18 | 18 |  | HASSAYAMPA | NORTH GILA | 500 | 500 | (3) STEEL (A) | 111.5 | 0 | 1 | 2156 ACSR | 0 | 104642446 | 104642446 | 0 | 0 | 0 | 0 | 0 | 0 | 0 | 0 | 0 | 0 | 0 | 0 | 0 | 0 | 0 | 0 | 0 | 0 | 0 | 0 | 12 | 1
NO |  | 7 | 2016 | 0 | 19 | 19 |  | FOUR CORNERS | PINNACLE PEAK | 345 | 345 | (3) STEEL (C) | 566 | 12 | 2 | 795 ACSR | 4744391 | 30649195 | 35393586 | 0 | 0 | 0 | 0 | 0 | 0 | 0 | 0 | 0 | 0 | 0 | 0 | 0 | 0 | 0 | 0 | 0 | 0 | 0 | 0 | 12 | 1
NO |  | 7 | 2016 | 0 | 20 | 20 |  | YAVAPAI | TAP IN & OUT | 230 | 230 | (1) STEEL | 1.3 | 0 | 2 | 954 ACSR | 0 | 947577 | 947577 | 0 | 0 | 0 | 0 | 0 | 0 | 0 | 0 | 0 | 0 | 0 | 0 | 0 | 0 | 0 | 0 | 0 | 0 | 0 | 0 | 12 | 1
NO |  | 7 | 2016 | 0 | 21 | 21 |  | WESTWING | EL SOL | 230 | 345 | (3) STEEL (D) | 0 | 12.77 | 1 | 795 ACSR | 515099 | 3424030 | 3939129 | 0 | 0 | 0 | 0 | 0 | 0 | 0 | 0 | 0 | 0 | 0 | 0 | 0 | 0 | 0 | 0 | 0 | 0 | 0 | 0 | 12 | 1
NO |  | 7 | 2016 | 0 | 22 | 22 |  | CHOLLA PLANT | FLAGSTAFF | 230 | 230 | (2) WOOD | 88.14 | 0 | 1 | 795 ACSR | 138023 | 3855251 | 3993274 | 0 | 0 | 0 | 0 | 0 | 0 | 0 | 0 | 0 | 0 | 0 | 0 | 0 | 0 | 0 | 0 | 0 | 0 | 0 | 0 | 12 | 1
NO |  | 7 | 2016 | 0 | 23 | 23 |  | LIBERTY | GILA BEND | 230 | 230 | (3) STEEL (D) | 0 | 6 | 1 | 1272 ACSR | 40721 | 2537537 | 2578258 | 0 | 0 | 0 | 0 | 0 | 0 | 0 | 0 | 0 | 0 | 0 | 0 | 0 | 0 | 0 | 0 | 0 | 0 | 0 | 0 | 12 | 1
NO |  | 7 | 2016 | 0 | 24 | 24 |  | LIBERTY | GILA BEND | 230 | 230 | (1) WOOD | 12 | 0 | 1 | 1272 ACSR | 322268 | 2210643 | 2532911 | 0 | 0 | 0 | 0 | 0 | 0 | 0 | 0 | 0 | 0 | 0 | 0 | 0 | 0 | 0 | 0 | 0 | 0 | 0 | 0 | 12 | 1
NO |  | 7 | 2016 | 0 | 25 | 25 |  | LIBERTY | GILA BEND | 230 | 230 | (2) WOOD | 28 | 0 | 1 | 1272 ACSR | 803802 | 3352137 | 4155939 | 0 | 0 | 0 | 0 | 0 | 0 | 0 | 0 | 0 | 0 | 0 | 0 | 0 | 0 | 0 | 0 | 0 | 0 | 0 | 0 | 12 | 1
NO |  | 7 | 2016 | 0 | 26 | 26 |  | COCONINO | VERDE | 230 | 230 | (2) WOOD | 32.68 | 0 | 1 | 795 ACSR | 35944 | 3761039 | 3796983 | 0 | 0 | 0 | 0 | 0 | 0 | 0 | 0 | 0 | 0 | 0 | 0 | 0 | 0 | 0 | 0 | 0 | 0 | 0 | 0 | 12 | 1
NO |  | 7 | 2016 | 0 | 27 | 27 |  | VERDE | WILLOW LAKE | 230 | 230 | (2) WOOD | 34.3 | 0 | 1 | 795 ACSR | 157325 | 3250560 | 3407885 | 0 | 0 | 0 | 0 | 0 | 0 | 0 | 0 | 0 | 0 | 0 | 0 | 0 | 0 | 0 | 0 | 0 | 0 | 0 | 0 | 12 | 1
NO |  | 7 | 2016 | 0 | 28 | 28 |  | ROUND VALLEY | SELIGMAN | 230 | 230 | (2) WOOD | 36.19 | 0 | 1 | 795 ACSR | 7663 | 2265279 | 2272942 | 0 | 0 | 0 | 0 | 0 | 0 | 0 | 0 | 0 | 0 | 0 | 0 | 0 | 0 | 0 | 0 | 0 | 0 | 0 | 0 | 12 | 1
NO |  | 7 | 2016 | 0 | 29 | 29 |  | PINNACLE PEAK | OCOTILLO | 230 | 230 | (3) STEEL | 51.2 | 0 | 2 | 795 AA | 9660020 | 7704155 | 17364175 | 0 | 0 | 0 | 0 | 0 | 0 | 0 | 0 | 0 | 0 | 0 | 0 | 0 | 0 | 0 | 0 | 0 | 0 | 0 | 0 | 12 | 1
NO |  | 7 | 2016 | 0 | 30 | 30 |  | EL SOL | AGUA FRIA | 230 | 230 | (3) STEEL | 5.65 | 0 | 1 | 1431 AA | 220297 | 536518 | 756815 | 0 | 0 | 0 | 0 | 0 | 0 | 0 | 0 | 0 | 0 | 0 | 0 | 0 | 0 | 0 | 0 | 0 | 0 | 0 | 0 | 12 | 1
NO |  | 7 | 2016 | 0 | 31 | 31 |  | AGUA FRIA | GRAND TERMINAL | 230 | 230 | (1) STEEL | 10.02 | 0 | 1 | 1361 ACAR | 112180 | 3218080 | 3330260 | 0 | 0 | 0 | 0 | 0 | 0 | 0 | 0 | 0 | 0 | 0 | 0 | 0 | 0 | 0 | 0 | 0 | 0 | 0 | 0 | 12 | 1
NO |  | 7 | 2016 | 0 | 32 | 32 |  | OCOTILLO PLANT | LINCOLN STREET | 230 | 230 | (3) STEEL | 10.3 | 10.3 | 2 | 1431 AA | 820160 | 6759381 | 7579541 | 0 | 0 | 0 | 0 | 0 | 0 | 0 | 0 | 0 | 0 | 0 | 0 | 0 | 0 | 0 | 0 | 0 | 0 | 0 | 0 | 12 | 1
NO |  | 7 | 2016 | 0 | 33 | 33 |  | OCOTILLO PLANT | LINCOLN STREET | 230 | 230 | (4) U.G. | 1 | 0 | 0 | 2000 KC | 0 | 1826612 | 1826612 | 0 | 0 | 0 | 0 | 0 | 0 | 0 | 0 | 0 | 0 | 0 | 0 | 0 | 0 | 0 | 0 | 0 | 0 | 0 | 0 | 12 | 1
NO |  | 7 | 2016 | 0 | 34 | 34 |  | OCOTILLO PLANT | SRP TAP KYRENE SUB | 230 | 230 | (1) STEEL | 6.5 | 0 | 2 | 954 ACSR | 1840509 | 3529102 | 5369611 | 0 | 0 | 0 | 0 | 0 | 0 | 0 | 0 | 0 | 0 | 0 | 0 | 0 | 0 | 0 | 0 | 0 | 0 | 0 | 0 | 12 | 1
NO |  | 7 | 2016 | 0 | 35 | 35 |  | OCOTILLO PLANT | 68th ST & SALT RIVER | 230 | 230 | (3) STEEL | 0 | 1.6 | 1 | 954A/1113A | 0 | 17978 | 17978 | 0 | 0 | 0 | 0 | 0 | 0 | 0 | 0 | 0 | 0 | 0 | 0 | 0 | 0 | 0 | 0 | 0 | 0 | 0 | 0 | 12 | 1
NO |  | 7 | 2016 | 0 | 36 | 36 |  | TOTAL |  | 0 | 0 |  | 5307.85 | 881.25 | 82 |  | 136363949 | 1256816747 | 1393180696 | 27400985 | 10397658 | 7267325 | 45065968 | 0 | 0 | 0 | 0 | 0 | 0 | 0 | 0 | 0 | 0 | 0 | 0 | 0 | 0 | 0 | 0 | 12 | 1
NO |  | 7 | 2016 | 1 | 1 | 1 |  | LINCOLN STREET | WEST PHOENIX PLANT | 230 | 230 | (3) STEEL | 5.5 | 0 | 1 | 1113 AA | 37261 | 3283837 | 3321098 | 0 | 0 | 0 | 0 | 0 | 0 | 0 | 0 | 0 | 0 | 0 | 0 | 0 | 0 | 0 | 0 | 0 | 0 | 0 | 0 | 12 | 1
NO |  | 7 | 2016 | 1 | 2 | 2 |  | SANTA ROSA | SAGUARO PLANT | 230 | 230 | (2) WOOD | 61.5 | 0 | 1 | 954A/1113A | 383722 | 3665194 | 4048916 | 0 | 0 | 0 | 0 | 0 | 0 | 0 | 0 | 0 | 0 | 0 | 0 | 0 | 0 | 0 | 0 | 0 | 0 | 0 | 0 | 12 | 1
NO |  | 7 | 2016 | 1 | 3 | 3 |  | PINNACLE PEAK-OCOTILLO | CACTUS SUB TAP | 230 | 230 | (1) STEEL | 3.2 | 0 | 2 | 954 AA | 286973 | 1324874 | 1611847 | 0 | 0 | 0 | 0 | 0 | 0 | 0 | 0 | 0 | 0 | 0 | 0 | 0 | 0 | 0 | 0 | 0 | 0 | 0 | 0 | 12 | 1
NO |  | 7 | 2016 | 1 | 4 | 4 |  | PINNACLE PEAK/LONE | REACH SUB TAP | 230 | 230 | (1) STEEL | 0.12 | 0 | 1 | 954 ACSR | 171181 | 203127 | 374308 | 0 | 0 | 0 | 0 | 0 | 0 | 0 | 0 | 0 | 0 | 0 | 0 | 0 | 0 | 0 | 0 | 0 | 0 | 0 | 0 | 12 | 1
NO |  | 7 | 2016 | 1 | 5 | 5 |  | PINNACLE PEAK/LONE | REACH SUB | 230 | 230 | (4) U.G. | 0.63 | 0 | 1 | 1750 CU | 142671 | 869382 | 1012053 | 0 | 0 | 0 | 0 | 0 | 0 | 0 | 0 | 0 | 0 | 0 | 0 | 0 | 0 | 0 | 0 | 0 | 0 | 0 | 0 | 12 | 1
NO |  | 7 | 2016 | 1 | 6 | 6 |  | GILA BEND/LIBERTY | PANDA SWITCHYARD | 230 | 230 | (1) STEEL | 0.25 | 0 | 1 | 1272 ACSR | 0 | 0 | 0 | 0 | 0 | 0 | 0 | 0 | 0 | 0 | 0 | 0 | 0 | 0 | 0 | 0 | 0 | 0 | 0 | 0 | 0 | 0 | 0 | 12 | 1
NO |  | 7 | 2016 | 1 | 7 | 7 |  | SRP PINNACLE PEAK | DEER VALLEY TAP | 230 | 230 | (1) STEEL | 3.3 | 0 | 2 | 954 AA | 68982 | 2785385 | 2854367 | 0 | 0 | 0 | 0 | 0 | 0 | 0 | 0 | 0 | 0 | 0 | 0 | 0 | 0 | 0 | 0 | 0 | 0 | 0 | 0 | 12 | 1
NO |  | 7 | 2016 | 1 | 8 | 8 |  | LINCOLN STREET | COUNTRY CLUB | 230 | 230 | (4) U.G. | 3.5 | 0 | 1 | 1750 CU | 1021582 | 6122495 | 7144077 | 0 | 0 | 0 | 0 | 0 | 0 | 0 | 0 | 0 | 0 | 0 | 0 | 0 | 0 | 0 | 0 | 0 | 0 | 0 | 0 | 12 | 1
NO |  | 7 | 2016 | 1 | 9 | 9 |  | SUNNYSLOPE | COUNTRY CLUB | 230 | 230 | (4) U.G. | 7.5 | 0 | 1 | 1750 CU | 85094 | 5672649 | 5757743 | 0 | 0 | 0 | 0 | 0 | 0 | 0 | 0 | 0 | 0 | 0 | 0 | 0 | 0 | 0 | 0 | 0 | 0 | 0 | 0 | 12 | 1
NO |  | 7 | 2016 | 1 | 10 | 10 |  | GRAND TERMINAL | COUNTRY CLUB | 230 | 230 | (4) U.G. | 2.5 | 0 | 1 | 1750 CU | 42236 | 1663288 | 1705524 | 0 | 0 | 0 | 0 | 0 | 0 | 0 | 0 | 0 | 0 | 0 | 0 | 0 | 0 | 0 | 0 | 0 | 0 | 0 | 0 | 12 | 1
NO |  | 7 | 2016 | 1 | 11 | 11 |  | SANTA ROSA | CASA GRANDE | 230 | 230 | (2) WOOD | 14.95 | 0 | 1 | 1272 ACSR | 390432 | 4137737 | 4528169 | 0 | 0 | 0 | 0 | 0 | 0 | 0 | 0 | 0 | 0 | 0 | 0 | 0 | 0 | 0 | 0 | 0 | 0 | 0 | 0 | 12 | 1
NO |  | 7 | 2016 | 1 | 12 | 12 |  | CASA GRANDE | SAGUARO | 230 | 230 | (1) WOOD | 6.74 | 0 | 1 | 1272 ACSR | 78429 | 1565545 | 1643974 | 0 | 0 | 0 | 0 | 0 | 0 | 0 | 0 | 0 | 0 | 0 | 0 | 0 | 0 | 0 | 0 | 0 | 0 | 0 | 0 | 12 | 1
NO |  | 7 | 2016 | 1 | 13 | 13 |  | CASA GRANDE | SAGUARO | 230 | 230 | (2) WOOD | 38.97 | 0 | 1 | 1272 ACSR | 519018 | 6704094 | 7223112 | 0 | 0 | 0 | 0 | 0 | 0 | 0 | 0 | 0 | 0 | 0 | 0 | 0 | 0 | 0 | 0 | 0 | 0 | 0 | 0 | 12 | 1
NO |  | 7 | 2016 | 1 | 14 | 14 |  | WESTWING-EL SOL | SURPRISE | 230 | 230 | (1) STEEL | 11.25 | 0 | 1 | 954 ACSR | 381847 | 1203882 | 1585729 | 0 | 0 | 0 | 0 | 0 | 0 | 0 | 0 | 0 | 0 | 0 | 0 | 0 | 0 | 0 | 0 | 0 | 0 | 0 | 0 | 12 | 1
NO |  | 7 | 2016 | 1 | 15 | 15 |  | DEER VALLEY | ALEXANDER | 230 | 230 | (1) STEEL | 7.6 | 0 | 1 | 954 AA | 933461 | 4485834 | 5419295 | 0 | 0 | 0 | 0 | 0 | 0 | 0 | 0 | 0 | 0 | 0 | 0 | 0 | 0 | 0 | 0 | 0 | 0 | 0 | 0 | 12 | 1
NO |  | 7 | 2016 | 1 | 16 | 16 |  | PINNACLE PEAK | SUNNYSLOPE | 230 | 230 | (1) STEEL | 16.7 | 0 | 1 | 1431A/1361ACSR | 141199 | 4206368 | 4347567 | 0 | 0 | 0 | 0 | 0 | 0 | 0 | 0 | 0 | 0 | 0 | 0 | 0 | 0 | 0 | 0 | 0 | 0 | 0 | 0 | 12 | 1
NO |  | 7 | 2016 | 1 | 17 | 17 |  | OCOTILLO | SANTA ROSA | 230 | 230 | (2) WOOD | 36.3 | 0 | 1 | 795R/1113A | 352384 | 7433024 | 7785408 | 0 | 0 | 0 | 0 | 0 | 0 | 0 | 0 | 0 | 0 | 0 | 0 | 0 | 0 | 0 | 0 | 0 | 0 | 0 | 0 | 12 | 1
NO |  | 7 | 2016 | 1 | 18 | 18 |  | ROUND VALLEY/SELIGMAN | FORT ROCK | 230 | 230 | (2) WOOD | 1.67 | 0 | 1 | 795 AA | 414 | 39196 | 39610 | 0 | 0 | 0 | 0 | 0 | 0 | 0 | 0 | 0 | 0 | 0 | 0 | 0 | 0 | 0 | 0 | 0 | 0 | 0 | 0 | 12 | 1
NO |  | 7 | 2016 | 1 | 19 | 19 |  | WHITE TANKS | WEST PHOENIX | 230 | 230 | (1) STEEL | 12 | 0 | 2 | 954 SSAC | 7389772 | 16026636 | 23416408 | 0 | 0 | 0 | 0 | 0 | 0 | 0 | 0 | 0 | 0 | 0 | 0 | 0 | 0 | 0 | 0 | 0 | 0 | 0 | 0 | 12 | 1
NO |  | 7 | 2016 | 1 | 20 | 20 |  | EL SOL | WHITE TANKS | 230 | 230 | (3) STEEL | 9 | 0 | 1 | 954 ACSR | 1041361 | 6250720 | 7292081 | 0 | 0 | 0 | 0 | 0 | 0 | 0 | 0 | 0 | 0 | 0 | 0 | 0 | 0 | 0 | 0 | 0 | 0 | 0 | 0 | 12 | 1
NO |  | 7 | 2016 | 1 | 21 | 21 |  | PINNACLE PEAK | LONE PEAK | 230 | 230 | (3) STEEL | 11.9 | 0 | 1 | 954 ACSR | 3600766 | 7821426 | 11422192 | 0 | 0 | 0 | 0 | 0 | 0 | 0 | 0 | 0 | 0 | 0 | 0 | 0 | 0 | 0 | 0 | 0 | 0 | 0 | 0 | 12 | 1
NO |  | 7 | 2016 | 1 | 22 | 22 |  | MEADOWBROOK | SUNNYSLOPE | 230 | 230 | (4) U.G. | 0.16 | 0 | 1 | 1750 ACSR | 0 | 618139 | 618139 | 0 | 0 | 0 | 0 | 0 | 0 | 0 | 0 | 0 | 0 | 0 | 0 | 0 | 0 | 0 | 0 | 0 | 0 | 0 | 0 | 12 | 1
NO |  | 7 | 2016 | 1 | 23 | 23 |  | MEADOWBROOK | COUNTRY CLUB | 230 | 230 | (4) U.G. | 0.17 | 0 | 1 | 1750 ACSR | 0 | 857317 | 857317 | 0 | 0 | 0 | 0 | 0 | 0 | 0 | 0 | 0 | 0 | 0 | 0 | 0 | 0 | 0 | 0 | 0 | 0 | 0 | 0 | 12 | 1
NO |  | 7 | 2016 | 1 | 24 | 24 |  | RUDD | LIBERTY | 230 | 230 | (1) STEEL | 20.48 | 0 | 1 | 1780 ACSR | 8241786 | 13492925 | 21734711 | 0 | 0 | 0 | 0 | 0 | 0 | 0 | 0 | 0 | 0 | 0 | 0 | 0 | 0 | 0 | 0 | 0 | 0 | 0 | 0 | 12 | 1
NO |  | 7 | 2016 | 1 | 25 | 25 |  | PALO VERDE | NORTH GILA TAP | 230 | 230 | (1) STEEL | 3.3 | 0 | 2 | 954 AA | 0 | 374911 | 374911 | 0 | 0 | 0 | 0 | 0 | 0 | 0 | 0 | 0 | 0 | 0 | 0 | 0 | 0 | 0 | 0 | 0 | 0 | 0 | 0 | 12 | 1
NO |  | 7 | 2016 | 1 | 26 | 26 |  | PALO VERDE | KYRENE TAP | 230 | 230 | (1) STEEL | 3.3 | 0 | 2 | 954 AA | 0 | 383526 | 383526 | 0 | 0 | 0 | 0 | 0 | 0 | 0 | 0 | 0 | 0 | 0 | 0 | 0 | 0 | 0 | 0 | 0 | 0 | 0 | 0 | 12 | 1
NO |  | 7 | 2016 | 1 | 27 | 27 |  | MORGAN | RACEWAY TAP | 230 | 230 | (3) STEEL | 0.75 | 0 | 1 | 2156 ACSS | 6332845 | 13883708 | 20216553 | 0 | 0 | 0 | 0 | 0 | 0 | 0 | 0 | 0 | 0 | 0 | 0 | 0 | 0 | 0 | 0 | 0 | 0 | 0 | 0 | 12 | 1
NO |  | 7 | 2016 | 1 | 28 | 28 |  | PALM VALLEY | TILBY WASH | 230 | 230 | (1) STEEL | 15.9 | 0 | 1 | 2156 KCMIL | 0 | 22953329 | 22953329 | 0 | 0 | 0 | 0 | 0 | 0 | 0 | 0 | 0 | 0 | 0 | 0 | 0 | 0 | 0 | 0 | 0 | 0 | 0 | 0 | 12 | 1
NO |  | 7 | 2016 | 1 | 29 | 29 |  | TUBA CITY TAP | POWELL SUB | 69 | 230 | (2) WOOD | 60 | 0 | 1 | 954 ACSR | 0 | 2380164 | 2380164 | 0 | 0 | 0 | 0 | 0 | 0 | 0 | 0 | 0 | 0 | 0 | 0 | 0 | 0 | 0 | 0 | 0 | 0 | 0 | 0 | 12 | 1
NO |  | 7 | 2016 | 1 | 30 | 30 |  | SAGUARO PLANT | SAN MANUEL | 115 | 230 | (2) WOOD | 41.5 | 0 | 1 | 954 ACSR | 46640 | 1961387 | 2008027 | 0 | 0 | 0 | 0 | 0 | 0 | 0 | 0 | 0 | 0 | 0 | 0 | 0 | 0 | 0 | 0 | 0 | 0 | 0 | 0 | 12 | 1
SI/NO | A | 7 | 2016 | 1 | 31 | 31 |  | ORACLE | SAN MANUEL | 115 | 115 | (2) WOOD | 21.06 | 0 | 1 | 556 ACSR | 74057 | 3113685 | 3187742 | 0 | 0 | 0 | 79404.2501 | 0 | 0 | 0 | 0 | 0 | 0 | 0 | 0 | 0 | 0 | 0 | 0 | 0 | 0 | 0 | 0 | 12 | 1
SI/NO | A | 7 | 2016 | 1 | 32 | 32 |  | ADAMS | MURAL | 115 | 115 | (2) WOOD | 47.15 | 0 | 1 | 556 ACSR | 435033 | 2115819 | 2550852 | 0 | 0 | 0 | 63539.8003 | 0 | 0 | 0 | 0 | 0 | 0 | 0 | 0 | 0 | 0 | 0 | 0 | 0 | 0 | 0 | 0 | 12 | 1
SI/NO | A | 7 | 2016 | 1 | 33 | 33 |  | SANTA ROSA | ASARCO | 115 | 115 | (2) WOOD | 11 | 0 | 1 | 795 ACSR | 93110 | 433334 | 526444 | 0 | 0 | 0 | 13113.3232 | 0 | 0 | 0 | 0 | 0 | 0 | 0 | 0 | 0 | 0 | 0 | 0 | 0 | 0 | 0 | 0 | 12 | 1
SI/NO | A | 7 | 2016 | 1 | 34 | 34 |  | ASARCO | VISTA | 115 | 115 | (2) WOOD | 3.81 | 0 | 1 | 795 ACSR | 18029 | 392494 | 410523 | 0 | 0 | 0 | 10225.8185 | 0 | 0 | 0 | 0 | 0 | 0 | 0 | 0 | 0 | 0 | 0 | 0 | 0 | 0 | 0 | 0 | 12 | 1
SI/NO | A | 7 | 2016 | 1 | 35 | 35 |  | ASARCO | VISTA | 115 | 115 | (1) WOOD | 3.02 | 0 | 1 | 795 ACSR | 12019 | 229551 | 241570 | 0 | 0 | 0 | 6017.3266 | 0 | 0 | 0 | 0 | 0 | 0 | 0 | 0 | 0 | 0 | 0 | 0 | 0 | 0 | 0 | 0 | 12 | 1
SI/NO | A | 7 | 2016 | 2 | 1 | 1 |  | WILLOW LAKE | BAGDAD | 115 | 115 | (2) WOOD | 49 | 0 | 1 | 795 ACSR | 365101 | 3055685 | 3420786 | 0 | 0 | 0 | 85209.2005 | 0 | 0 | 0 | 0 | 0 | 0 | 0 | 0 | 0 | 0 | 0 | 0 | 0 | 0 | 0 | 0 | 12 | 1
SI/NO | S | 7 | 2016 | 2 | 2 | 2 |  | UNDERGROUND (NON-SPEC) 69kV |  | 69 | 69 |  | 30.68 | 0 | 0 |  | 0 | 53911128 | 53911128 | 0 | 0 | 0 | 1342885.5574 | 0 | 0 | 0 | 0 | 0 | 0 | 0 | 0 | 0 | 0 | 0 | 0 | 0 | 0 | 0 | 0 | 12 | 1
SI/NO | A | 7 | 2016 | 2 | 3 | 3 |  | OVERHEAD (NON-SPEC) 69kV |  | 69 | 69 |  | 2835.64 | 30.68 | 1 |  | 37352673 | 625284582 | 662637255 | 0 | 0 | 0 | 16505794.4902 | 0 | 0 | 0 | 0 | 0 | 0 | 0 | 0 | 0 | 0 | 0 | 0 | 0 | 0 | 0 | 0 | 12 | 1
NO |  | 7 | 2016 | 2 | 4 | 4 |  | RELATED TRANSMISSION |  | 0 | 0 |  | 1.64 | 0 | 0 |  | 21621 | 5308497 | 5330118 | 0 | 0 | 0 | 0 | 660070952 | 0 | 0 | 0 | 0 | 0 | 0 | 0 | 0 | 0 | 0 | 0 | 0 | 0 | 0 | 0 | 12 | 1
NO |  | 7 | 2016 | 2 | 5 | 5 |  | EHV STRUCTURES TEMP |  | 0 | 0 |  | 0 | 0 | 0 |  | 0 | 315726 | 315726 | 0 | 0 | 0 | 0 | 0 | 0 | 0 | 0 | 0 | 0 | 0 | 0 | 0 | 0 | 0 | 0 | 0 | 0 | 0 | 0 | 12 | 1
NO |  | 7 | 2016 | 2 | 6 | 6 |  | LAND AND LAND RIGHTS |  | 0 | 0 |  | 0 | 0 | 0 |  | 8128884 | 0 | 8128884 | 0 | 0 | 0 | 0 | 660070953 | 0 | 0 | 0 | 0 | 0 | 0 | 0 | 0 | 0 | 0 | 0 | 0 | 0 | 0 | 0 | 12 | 1
NO |  | 7 | 2016 | 2 | 7 | 7 |  |  |  | 0 | 0 |  | 0 | 0 | 0 |  | 0 | 0 | 0 | 27400985 | 10397658 | 7267325 | 45065968 | 660070954 | 0 | 0 | 0 | 0 | 0 | 0 | 0 | 0 | 0 | 0 | 0 | 0 | 0 | 0 | 0 | 12 | 1
NO |  | 8 | 2016 | 0 | 1 | 1 |  | White Bluff | Keo 6010 | 500 | 0 | Lat Stl A | 17.25 | 0 | 1 | 954 ACSR | 0 | 0 | 0 | 0 | 0 | 0 | 0 | 0 | 0 | 0 | 0 | 0 | 0 | 0 | 0 | 0 | 0 | 0 | 0 | 0 | 0 | 0 | 0 | 12 | 1
NO |  | 8 | 2016 | 0 | 2 | 2 |  | El Dorado | LA St Ln (Scec) 6004 | 500 | 0 | Lat Stl A | 24.31 | 0 | 1 | 954 ACSR | 0 | 0 | 0 | 0 | 0 | 0 | 0 | 0 | 0 | 0 | 0 | 0 | 0 | 0 | 0 | 0 | 0 | 0 | 0 | 0 | 0 | 0 | 0 | 12 | 1
NO |  | 8 | 2016 | 0 | 3 | 3 |  | Dell | Miss River 6019 | 500 | 0 | Lat Stl A | 28.39 | 0 | 1 | 954 ACSR | 0 | 0 | 0 | 0 | 0 | 0 | 0 | 0 | 0 | 0 | 0 | 0 | 0 | 0 | 0 | 0 | 0 | 0 | 0 | 0 | 0 | 0 | 0 | 12 | 1
NO |  | 8 | 2016 | 0 | 4 | 4 |  | Dell | Mo St Lin 6012 | 500 | 0 | Lat Stl A | 9.61 | 0 | 1 | 954 ACSR | 0 | 0 | 0 | 0 | 0 | 0 | 0 | 0 | 0 | 0 | 0 | 0 | 0 | 0 | 0 | 0 | 0 | 0 | 0 | 0 | 0 | 0 | 0 | 12 | 1
NO |  | 8 | 2016 | 0 | 5 | 5 |  | Hot Springs | McNeil 6014 | 500 | 0 | Guyed Ste | 84.15 | 0 | 1 | 954 ACSR | 0 | 0 | 0 | 0 | 0 | 0 | 0 | 0 | 0 | 0 | 0 | 0 | 0 | 0 | 0 | 0 | 0 | 0 | 0 | 0 | 0 | 0 | 0 | 12 | 1
NO |  | 8 | 2016 | 0 | 6 | 6 |  | El Dorado | McNeil 6013 | 500 | 0 | Guyed Ste | 37.76 | 0 | 1 | 954 ACSR | 0 | 0 | 0 | 0 | 0 | 0 | 0 | 0 | 0 | 0 | 0 | 0 | 0 | 0 | 0 | 0 | 0 | 0 | 0 | 0 | 0 | 0 | 0 | 12 | 1
NO |  | 8 | 2016 | 0 | 7 | 7 |  | Independence | Dell 6015 | 500 | 0 | Lat Stl A | 82.85 | 0 | 1 | 954 ACSR | 0 | 0 | 0 | 0 | 0 | 0 | 0 | 0 | 0 | 0 | 0 | 0 | 0 | 0 | 0 | 0 | 0 | 0 | 0 | 0 | 0 | 0 | 0 | 12 | 1
NO |  | 8 | 2016 | 0 | 8 | 8 |  | Independence | Keo 6016 | 500 | 0 | Lat Stl A | 64.1 | 0 | 1 | 954 ACSR | 0 | 0 | 0 | 0 | 0 | 0 | 0 | 0 | 0 | 0 | 0 | 0 | 0 | 0 | 0 | 0 | 0 | 0 | 0 | 0 | 0 | 0 | 0 | 12 | 1
NO |  | 8 | 2016 | 0 | 9 | 9 |  | White Bluff | Sheridan 6011 | 500 | 0 | Lat Stl A | 18.63 | 0 | 1 | 954 ACSR | 0 | 0 | 0 | 0 | 0 | 0 | 0 | 0 | 0 | 0 | 0 | 0 | 0 | 0 | 0 | 0 | 0 | 0 | 0 | 0 | 0 | 0 | 0 | 12 | 1
NO |  | 8 | 2016 | 0 | 10 | 10 |  | ANO | Mayflower 6002 | 500 | 0 | Lat Stl A | 60.88 | 0 | 1 | 954 ACSR | 0 | 0 | 0 | 0 | 0 | 0 | 0 | 0 | 0 | 0 | 0 | 0 | 0 | 0 | 0 | 0 | 0 | 0 | 0 | 0 | 0 | 0 | 0 | 12 | 1
NO |  | 8 | 2016 | 0 | 11 | 11 |  | Mabelvale-LR Pinnicle | Mayflower 6007 | 500 | 0 | Lat Stl A | 29.93 | 0 | 1 | 954 ACSR | 0 | 0 | 0 | 0 | 0 | 0 | 0 | 0 | 0 | 0 | 0 | 0 | 0 | 0 | 0 | 0 | 0 | 0 | 0 | 0 | 0 | 0 | 0 | 12 | 1
NO |  | 8 | 2016 | 0 | 12 | 12 |  | ANO | Jct Mablv 6001 | 500 | 0 | Guyed Alu | 48.58 | 0 | 2 | 954 ACSR | 0 | 0 | 0 | 0 | 0 | 0 | 0 | 0 | 0 | 0 | 0 | 0 | 0 | 0 | 0 | 0 | 0 | 0 | 0 | 0 | 0 | 0 | 0 | 12 | 1
NO |  | 8 | 2016 | 0 | 13 | 13 |  | El Dorado | La St Ln (Gsu) 6003 | 500 | 0 | Lat Stl A | 20.21 | 0 | 1 | 954 ACSR | 0 | 0 | 0 | 0 | 0 | 0 | 0 | 0 | 0 | 0 | 0 | 0 | 0 | 0 | 0 | 0 | 0 | 0 | 0 | 0 | 0 | 0 | 0 | 12 | 1
NO |  | 8 | 2016 | 0 | 14 | 14 |  | West Memphis | Mabelvale 6009 | 500 | 0 | Lat Stl A | 136.3 | 0 | 1 | 954 ACSR | 0 | 0 | 0 | 0 | 0 | 0 | 0 | 0 | 0 | 0 | 0 | 0 | 0 | 0 | 0 | 0 | 0 | 0 | 0 | 0 | 0 | 0 | 0 | 12 | 1
NO |  | 8 | 2016 | 0 | 15 | 15 |  | Miss River | West Memphis 6008 | 500 | 0 | Lat Stl A | 1.48 | 0 | 1 | 954 ACSR | 0 | 0 | 0 | 0 | 0 | 0 | 0 | 0 | 0 | 0 | 0 | 0 | 0 | 0 | 0 | 0 | 0 | 0 | 0 | 0 | 0 | 0 | 0 | 12 | 1
NO |  | 8 | 2016 | 0 | 16 | 16 |  | Jct Mablv | OG&E Connection 6006 | 500 | 0 | Lat Stl A | 85.38 | 0 | 1 | 954 ACSR | 0 | 0 | 0 | 0 | 0 | 0 | 0 | 0 | 0 | 0 | 0 | 0 | 0 | 0 | 0 | 0 | 0 | 0 | 0 | 0 | 0 | 0 | 0 | 12 | 1
NO |  | 8 | 2016 | 0 | 17 | 17 |  | Mabelvale | El Dorado 6005 | 500 | 0 | Lat Stl A | 95.34 | 0 | 1 | 954 ACSR | 0 | 0 | 0 | 0 | 0 | 0 | 0 | 0 | 0 | 0 | 0 | 0 | 0 | 0 | 0 | 0 | 0 | 0 | 0 | 0 | 0 | 0 | 0 | 12 | 1
NO |  | 8 | 2016 | 0 | 18 | 18 |  | Sheridan | Hot Springs 6017 | 500 | 0 | Guyed Ste | 26.8 | 0 | 1 | 954 ACSR | 0 | 0 | 0 | 0 | 0 | 0 | 0 | 0 | 0 | 0 | 0 | 0 | 0 | 0 | 0 | 0 | 0 | 0 | 0 | 0 | 0 | 0 | 0 | 12 | 1
NO |  | 8 | 2016 | 0 | 19 | 19 |  | Holland Bottom | KEO 0806 | 500 | 0 | Lat Stl A | 22.21 | 0 | 1 | 954 ACSR | 0 | 0 | 0 | 0 | 0 | 0 | 0 | 0 | 0 | 0 | 0 | 0 | 0 | 0 | 0 | 0 | 0 | 0 | 0 | 0 | 0 | 0 | 0 | 12 | 1
NO |  | 8 | 2016 | 0 | 20 | 20 |  | 500kv Tie Lines |  | 500 | 0 | Lat Stl A | 0.54 | 0 | 0 | 954 ACSR | 0 | 0 | 0 | 0 | 0 | 0 | 0 | 0 | 0 | 0 | 0 | 0 | 0 | 0 | 0 | 0 | 0 | 0 | 0 | 0 | 0 | 0 | 0 | 12 | 1
NO |  | 8 | 2016 | 0 | 21 | 21 |  |  | Total 500kv Lines | 0 | 0 |  | 0 | 0 | 0 |  | 37763907 | 275408830 | 313172737 | 0 | 0 | 0 | 0 | 0 | 0 | 0 | 0 | 0 | 0 | 0 | 0 | 0 | 0 | 0 | 0 | 0 | 0 | 0 | 0 | 12 | 1
NO |  | 8 | 2016 | 0 | 23 | 23 |  | El Dorado | LA State Line 6101 | 345 | 0 | Guyed Alu | 44 | 0 | 1 | 1024.5 ACAR | 0 | 0 | 0 | 0 | 0 | 0 | 0 | 0 | 0 | 0 | 0 | 0 | 0 | 0 | 0 | 0 | 0 | 0 | 0 | 0 | 0 | 0 | 0 | 12 | 1
NO |  | 8 | 2016 | 0 | 24 | 24 |  |  | Total 345kv Lines | 0 | 0 |  | 0 | 0 | 0 |  | 934580 | 2733426 | 3668006 | 0 | 0 | 0 | 0 | 0 | 0 | 0 | 0 | 0 | 0 | 0 | 0 | 0 | 0 | 0 | 0 | 0 | 0 | 0 | 0 | 12 | 1
NO |  | 8 | 2016 | 0 | 26 | 26 |  | Lake Village Bagby | Miss St Line 6201 | 230 | 0 | Wood H-Fr | 14.07 | 0 | 1 | 1534 ACAR | 0 | 0 | 0 | 0 | 0 | 0 | 0 | 0 | 0 | 0 | 0 | 0 | 0 | 0 | 0 | 0 | 0 | 0 | 0 | 0 | 0 | 0 | 0 | 12 | 1
NO |  | 8 | 2016 | 0 | 27 | 27 |  | Ritch-Wdwrd | Stuttg Ricuskey Tap 6205 | 230 | 0 | DC Lat St | 17.74 | 0 | 1 | 1272 ACSR | 0 | 0 | 0 | 0 | 0 | 0 | 0 | 0 | 0 | 0 | 0 | 0 | 0 | 0 | 0 | 0 | 0 | 0 | 0 | 0 | 0 | 0 | 0 | 12 | 1
NO |  | 8 | 2016 | 0 | 28 | 28 |  | Ritchie | Miss River 6203 | 230 | 0 | DC Lat St | 1.3 | 0 | 1 | 3070 AACSR | 0 | 0 | 0 | 0 | 0 | 0 | 0 | 0 | 0 | 0 | 0 | 0 | 0 | 0 | 0 | 0 | 0 | 0 | 0 | 0 | 0 | 0 | 0 | 12 | 1
NO |  | 8 | 2016 | 0 | 29 | 29 |  | Ritchie | Brinkley 6202 | 230 | 0 | Wood H-Fr | 44.83 | 0 | 1 | 1534 ACAR | 0 | 0 | 0 | 0 | 0 | 0 | 0 | 0 | 0 | 0 | 0 | 0 | 0 | 0 | 0 | 0 | 0 | 0 | 0 | 0 | 0 | 0 | 0 | 12 | 1
NO |  | 8 | 2016 | 0 | 30 | 30 |  | Ritchie | Woodward 6204 | 230 | 0 | DC Lat St | 80.19 | 8.91 | 1 | 1272 ACSR | 0 | 0 | 0 | 0 | 0 | 0 | 0 | 0 | 0 | 0 | 0 | 0 | 0 | 0 | 0 | 0 | 0 | 0 | 0 | 0 | 0 | 0 | 0 | 12 | 1
NO |  | 8 | 2016 | 0 | 31 | 31 |  | Ritchie | Miss River (#2) 6206 | 230 | 0 | DC Lat St | 1.55 | 0 | 1 | 3070 AACSR | 0 | 0 | 0 | 0 | 0 | 0 | 0 | 0 | 0 | 0 | 0 | 0 | 0 | 0 | 0 | 0 | 0 | 0 | 0 | 0 | 0 | 0 | 0 | 12 | 1
NO |  | 8 | 2016 | 0 | 32 | 32 |  |  | Total 230kv Lines | 0 | 0 |  | 0 | 0 | 0 |  | 1868610 | 35134399 | 37003009 | 0 | 0 | 0 | 0 | 0 | 0 | 0 | 0 | 0 | 0 | 0 | 0 | 0 | 0 | 0 | 0 | 0 | 0 | 0 | 0 | 12 | 1
NO |  | 8 | 2016 | 0 | 34 | 34 |  | Thayer South | AR/MO State Line 6368 | 161 | 0 | Wood H-Fr | 0.66 | 0 | 1 | 666 ACSR | 0 | 0 | 0 | 0 | 0 | 0 | 0 | 0 | 0 | 0 | 0 | 0 | 0 | 0 | 0 | 0 | 0 | 0 | 0 | 0 | 0 | 0 | 0 | 12 | 1
NO |  | 8 | 2016 | 0 | 35 | 35 |  | Rector | AR/MO State Line 6347 | 161 | 0 | Wood H-Fr | 17.57 | 0 | 1 | 336 ACSR | 0 | 0 | 0 | 0 | 0 | 0 | 0 | 0 | 0 | 0 | 0 | 0 | 0 | 0 | 0 | 0 | 0 | 0 | 0 | 0 | 0 | 0 | 0 | 12 | 1
NO |  | 8 | 2016 | 0 | 36 | 36 |  | TOTAL |  | 0 | 0 |  | 4727.31 | 158.26 | 210 |  | 103988993 | 887546484 | 991535477 | 13380601 | 4894558 | 49608 | 18324767 | 0 | 0 | 0 | 0 | 0 | 0 | 0 | 0 | 0 | 0 | 0 | 0 | 0 | 0 | 0 | 0 | 12 | 1
NO |  | 8 | 2016 | 1 | 1 | 1 |  | Monette Jct | Paragould 6345 | 161 | 0 | Wood H-Fr | 16.64 | 0 | 1 | 336 ACSR | 0 | 0 | 0 | 0 | 0 | 0 | 0 | 0 | 0 | 0 | 0 | 0 | 0 | 0 | 0 | 0 | 0 | 0 | 0 | 0 | 0 | 0 | 0 | 12 | 1
NO |  | 8 | 2016 | 1 | 2 | 2 |  | Blytheville Elm St | Dell-Monette Jct 6344 | 161 | 0 | Wood H-Fr | 23.39 | 0 | 1 | 336 ACSR | 0 | 0 | 0 | 0 | 0 | 0 | 0 | 0 | 0 | 0 | 0 | 0 | 0 | 0 | 0 | 0 | 0 | 0 | 0 | 0 | 0 | 0 | 0 | 12 | 1
NO |  | 8 | 2016 | 1 | 3 | 3 |  | Blytheville Elm St | Bly. Gen. Sta. 6343 | 161 | 0 | Wood H-Fr | 0.59 | 0 | 1 | 1272 ACSR | 0 | 0 | 0 | 0 | 0 | 0 | 0 | 0 | 0 | 0 | 0 | 0 | 0 | 0 | 0 | 0 | 0 | 0 | 0 | 0 | 0 | 0 | 0 | 12 | 1
NO |  | 8 | 2016 | 1 | 4 | 4 |  | Blytheville Elm St | Crooked Lake 6373 | 161 | 0 | Sng Concr | 11.04 | 0 | 1 | 954 ACSR | 0 | 0 | 0 | 0 | 0 | 0 | 0 | 0 | 0 | 0 | 0 | 0 | 0 | 0 | 0 | 0 | 0 | 0 | 0 | 0 | 0 | 0 | 0 | 12 | 1
NO |  | 8 | 2016 | 1 | 5 | 5 |  | Blytheville Elm St | AR/MO State LIne 6342 | 161 | 0 | Wood H-Fr | 8.45 | 0 | 1 | 336 ACSR | 0 | 0 | 0 | 0 | 0 | 0 | 0 | 0 | 0 | 0 | 0 | 0 | 0 | 0 | 0 | 0 | 0 | 0 | 0 | 0 | 0 | 0 | 0 | 12 | 1
NO |  | 8 | 2016 | 1 | 6 | 6 |  | Blytheville Elm St | Osceola 6341 | 161 | 0 | Wood H-Fr | 12.12 | 5.02 | 1 | 1590 ACSR | 0 | 0 | 0 | 0 | 0 | 0 | 0 | 0 | 0 | 0 | 0 | 0 | 0 | 0 | 0 | 0 | 0 | 0 | 0 | 0 | 0 | 0 | 0 | 12 | 1
NO |  | 8 | 2016 | 1 | 7 | 7 |  | Cushman | Cave City 6369 | 161 | 0 | Wood H-Fr | 9.61 | 0 | 1 | 666 ACSR | 0 | 0 | 0 | 0 | 0 | 0 | 0 | 0 | 0 | 0 | 0 | 0 | 0 | 0 | 0 | 0 | 0 | 0 | 0 | 0 | 0 | 0 | 0 | 12 | 1
NO |  | 8 | 2016 | 1 | 8 | 8 |  | Walnut Ridge | Alicia 6348 | 161 | 0 | Wood H-Fr | 3.5 | 0 | 1 | 636 ACSR | 0 | 0 | 0 | 0 | 0 | 0 | 0 | 0 | 0 | 0 | 0 | 0 | 0 | 0 | 0 | 0 | 0 | 0 | 0 | 0 | 0 | 0 | 0 | 12 | 1
NO |  | 8 | 2016 | 1 | 9 | 9 |  | Walnut Ridge | AR/MO State Line 6367 | 161 | 0 | Wood H-Fr | 48.74 | 0 | 1 | 666 ACSR | 0 | 0 | 0 | 0 | 0 | 0 | 0 | 0 | 0 | 0 | 0 | 0 | 0 | 0 | 0 | 0 | 0 | 0 | 0 | 0 | 0 | 0 | 0 | 12 | 1
NO |  | 8 | 2016 | 1 | 10 | 10 |  | Pocahontas | Datto 6362 | 161 | 0 | Wood H-Fr | 17.56 | 0 | 1 | 1590 ACSR | 0 | 0 | 0 | 0 | 0 | 0 | 0 | 0 | 0 | 0 | 0 | 0 | 0 | 0 | 0 | 0 | 0 | 0 | 0 | 0 | 0 | 0 | 0 | 12 | 1
NO |  | 8 | 2016 | 1 | 11 | 11 |  | Water Valley | Pocahontas 6365 | 161 | 0 | Wood H-Fr | 5.96 | 0 | 1 | 1590 ACSR | 0 | 0 | 0 | 0 | 0 | 0 | 0 | 0 | 0 | 0 | 0 | 0 | 0 | 0 | 0 | 0 | 0 | 0 | 0 | 0 | 0 | 0 | 0 | 12 | 1
NO |  | 8 | 2016 | 1 | 12 | 12 |  | Hayti | Noranda Gen Station 6352 | 161 | 0 | Wood H-Fr | 27.9 | 0 | 1 | 1272 ACSR | 0 | 0 | 0 | 0 | 0 | 0 | 0 | 0 | 0 | 0 | 0 | 0 | 0 | 0 | 0 | 0 | 0 | 0 | 0 | 0 | 0 | 0 | 0 | 12 | 1
NO |  | 8 | 2016 | 1 | 13 | 13 |  | Hayti | AR/MO State Line 6350 | 161 | 0 | Wood H-Fr | 15.99 | 0 | 1 | 336 ACSR | 0 | 0 | 0 | 0 | 0 | 0 | 0 | 0 | 0 | 0 | 0 | 0 | 0 | 0 | 0 | 0 | 0 | 0 | 0 | 0 | 0 | 0 | 0 | 12 | 1
NO |  | 8 | 2016 | 1 | 14 | 14 |  | Hayti | Jim Hill Plant 6351 | 161 | 0 | Wood H-Fr | 26.72 | 0 | 1 | 336 ACSR | 0 | 0 | 0 | 0 | 0 | 0 | 0 | 0 | 0 | 0 | 0 | 0 | 0 | 0 | 0 | 0 | 0 | 0 | 0 | 0 | 0 | 0 | 0 | 12 | 1
NO |  | 8 | 2016 | 1 | 15 | 15 |  | Jim Hill Plant | AR/MO State Line 6353 | 161 | 0 | Wood H-Fr | 1.63 | 0 | 1 | 336 ACSR | 0 | 0 | 0 | 0 | 0 | 0 | 0 | 0 | 0 | 0 | 0 | 0 | 0 | 0 | 0 | 0 | 0 | 0 | 0 | 0 | 0 | 0 | 0 | 12 | 1
NO |  | 8 | 2016 | 1 | 16 | 16 |  | Crooked Lake | Barfield 6358 | 161 | 0 | Sng Con P | 0.6 | 0 | 1 | 954 ACSR | 0 | 0 | 0 | 0 | 0 | 0 | 0 | 0 | 0 | 0 | 0 | 0 | 0 | 0 | 0 | 0 | 0 | 0 | 0 | 0 | 0 | 0 | 0 | 12 | 1
NO |  | 8 | 2016 | 1 | 17 | 17 |  | Bull Shoals Sub | Bull Shoals Dam 6370 | 161 | 0 | Sng Wood | 0.57 | 0 | 1 | 666 ACSR | 0 | 0 | 0 | 0 | 0 | 0 | 0 | 0 | 0 | 0 | 0 | 0 | 0 | 0 | 0 | 0 | 0 | 0 | 0 | 0 | 0 | 0 | 0 | 12 | 1
NO |  | 8 | 2016 | 1 | 18 | 18 |  | Morrilton East | Russellville East 6323 | 161 | 0 | Wood H-Fr | 25.26 | 0 | 1 | 1534 ACAR | 0 | 0 | 0 | 0 | 0 | 0 | 0 | 0 | 0 | 0 | 0 | 0 | 0 | 0 | 0 | 0 | 0 | 0 | 0 | 0 | 0 | 0 | 0 | 12 | 1
NO |  | 8 | 2016 | 1 | 19 | 19 |  | Moses | Parkin/Wynne Indl Tap 6328 | 161 | 0 | Wood H-Fr | 3.83 | 0 | 1 | 336 ACSR | 0 | 0 | 0 | 0 | 0 | 0 | 0 | 0 | 0 | 0 | 0 | 0 | 0 | 0 | 0 | 0 | 0 | 0 | 0 | 0 | 0 | 0 | 0 | 12 | 1
NO |  | 8 | 2016 | 1 | 20 | 20 |  | Rector | Paragould 6346 | 161 | 0 | Wood H-Fr | 26.67 | 0 | 1 | 336 ACSR | 0 | 0 | 0 | 0 | 0 | 0 | 0 | 0 | 0 | 0 | 0 | 0 | 0 | 0 | 0 | 0 | 0 | 0 | 0 | 0 | 0 | 0 | 0 | 12 | 1
NO |  | 8 | 2016 | 1 | 21 | 21 |  | LR Pinnacle | Morrilton East 6321 | 161 | 0 | Wood H-Fr | 40.67 | 0 | 1 | 666 ACSR | 0 | 0 | 0 | 0 | 0 | 0 | 0 | 0 | 0 | 0 | 0 | 0 | 0 | 0 | 0 | 0 | 0 | 0 | 0 | 0 | 0 | 0 | 0 | 12 | 1
NO |  | 8 | 2016 | 1 | 22 | 22 |  | Ebony | Market Tree 6340 | 161 | 0 | Wood H-Fr | 25.92 | 0 | 1 | 666 ACSR | 0 | 0 | 0 | 0 | 0 | 0 | 0 | 0 | 0 | 0 | 0 | 0 | 0 | 0 | 0 | 0 | 0 | 0 | 0 | 0 | 0 | 0 | 0 | 12 | 1
NO |  | 8 | 2016 | 1 | 23 | 23 |  | Brinkley | Moses 6305 | 161 | 0 | Wood H-Fr | 16.64 | 0 | 1 | 954 ACSR | 0 | 0 | 0 | 0 | 0 | 0 | 0 | 0 | 0 | 0 | 0 | 0 | 0 | 0 | 0 | 0 | 0 | 0 | 0 | 0 | 0 | 0 | 0 | 12 | 1
NO |  | 8 | 2016 | 1 | 24 | 24 |  | Conway West | Hamlet 6306 | 161 | 0 | Wood H-Fr | 14.31 | 0 | 1 | 666 ACSR | 0 | 0 | 0 | 0 | 0 | 0 | 0 | 0 | 0 | 0 | 0 | 0 | 0 | 0 | 0 | 0 | 0 | 0 | 0 | 0 | 0 | 0 | 0 | 12 | 1
NO |  | 8 | 2016 | 1 | 25 | 25 |  | Danville | Russellville East 6308 | 161 | 0 | Wood H-Fr | 26.22 | 0 | 1 | 666 ACSR | 0 | 0 | 0 | 0 | 0 | 0 | 0 | 0 | 0 | 0 | 0 | 0 | 0 | 0 | 0 | 0 | 0 | 0 | 0 | 0 | 0 | 0 | 0 | 12 | 1
NO |  | 8 | 2016 | 1 | 26 | 26 |  | Dell EHV | Jct Blyvl/Osceola 6366 | 161 | 0 | DC Lat St | 5.24 | 5.02 | 1 | 1590 ACSR | 0 | 0 | 0 | 0 | 0 | 0 | 0 | 0 | 0 | 0 | 0 | 0 | 0 | 0 | 0 | 0 | 0 | 0 | 0 | 0 | 0 | 0 | 0 | 12 | 1
NO |  | 8 | 2016 | 1 | 27 | 27 |  | Jonesboro | Parkin 6317 | 161 | 0 | Wood H-Fr | 47.32 | 4.48 | 1 | 336 ACSR | 0 | 0 | 0 | 0 | 0 | 0 | 0 | 0 | 0 | 0 | 0 | 0 | 0 | 0 | 0 | 0 | 0 | 0 | 0 | 0 | 0 | 0 | 0 | 12 | 1
NO |  | 8 | 2016 | 1 | 28 | 28 |  | Moses-Newport | (Augusta Taps) 6325 | 161 | 0 | Wood H-Fr | 15.37 | 0 | 1 | 666 ACSR | 0 | 0 | 0 | 0 | 0 | 0 | 0 | 0 | 0 | 0 | 0 | 0 | 0 | 0 | 0 | 0 | 0 | 0 | 0 | 0 | 0 | 0 | 0 | 12 | 1
NO |  | 8 | 2016 | 1 | 29 | 29 |  | Moses | West Memphis 6329 | 161 | 0 | Wood H-Fr | 43.1 | 0 | 1 | 336 ACSR | 0 | 0 | 0 | 0 | 0 | 0 | 0 | 0 | 0 | 0 | 0 | 0 | 0 | 0 | 0 | 0 | 0 | 0 | 0 | 0 | 0 | 0 | 0 | 12 | 1
NO |  | 8 | 2016 | 1 | 30 | 30 |  | Moses | Newport 6324 | 161 | 0 | Wood H-Fr | 54.57 | 0 | 1 | 336 ACSR | 0 | 0 | 0 | 0 | 0 | 0 | 0 | 0 | 0 | 0 | 0 | 0 | 0 | 0 | 0 | 0 | 0 | 0 | 0 | 0 | 0 | 0 | 0 | 12 | 1
NO |  | 8 | 2016 | 1 | 31 | 31 |  | Moses | Parkin 6326 | 161 | 0 | Wood H-Fr | 32.31 | 0 | 1 | 336 ACSR | 0 | 0 | 0 | 0 | 0 | 0 | 0 | 0 | 0 | 0 | 0 | 0 | 0 | 0 | 0 | 0 | 0 | 0 | 0 | 0 | 0 | 0 | 0 | 12 | 1
NO |  | 8 | 2016 | 1 | 32 | 32 |  | Newport | ARKMO Conn. 6330 | 161 | 0 | Wood H-Fr | 31.73 | 0 | 1 | 666 ACSR | 0 | 0 | 0 | 0 | 0 | 0 | 0 | 0 | 0 | 0 | 0 | 0 | 0 | 0 | 0 | 0 | 0 | 0 | 0 | 0 | 0 | 0 | 0 | 12 | 1
NO |  | 8 | 2016 | 1 | 33 | 33 |  | Newport | Jonesboro-HRKMO 6333 | 161 | 0 | Wood H-Fr | 49.7 | 0 | 1 | 336 ACSR | 0 | 0 | 0 | 0 | 0 | 0 | 0 | 0 | 0 | 0 | 0 | 0 | 0 | 0 | 0 | 0 | 0 | 0 | 0 | 0 | 0 | 0 | 0 | 12 | 1
NO |  | 8 | 2016 | 1 | 34 | 34 |  | Newport | Parkin 6334 | 161 | 0 | Wood H-Fr | 47.84 | 0 | 1 | 666 ACSR | 0 | 0 | 0 | 0 | 0 | 0 | 0 | 0 | 0 | 0 | 0 | 0 | 0 | 0 | 0 | 0 | 0 | 0 | 0 | 0 | 0 | 0 | 0 | 12 | 1
NO |  | 8 | 2016 | 1 | 35 | 35 |  | Parking | Osceola 6337 | 161 | 0 | Wood H-Fr | 42.95 | 0 | 1 | 336 ACSR | 0 | 0 | 0 | 0 | 0 | 0 | 0 | 0 | 0 | 0 | 0 | 0 | 0 | 0 | 0 | 0 | 0 | 0 | 0 | 0 | 0 | 0 | 0 | 12 | 1
NO |  | 8 | 2016 | 2 | 1 | 1 |  | Marked Tree | Lepanto 6322 | 161 | 0 | Wood H-Fr | 9.03 | 0 | 1 | 666 ACSR | 0 | 0 | 0 | 0 | 0 | 0 | 0 | 0 | 0 | 0 | 0 | 0 | 0 | 0 | 0 | 0 | 0 | 0 | 0 | 0 | 0 | 0 | 0 | 12 | 1
NO |  | 8 | 2016 | 2 | 2 | 2 |  | Moses | Parkin (F City N Tap) 6327 | 161 | 0 | Wood H-Fr | 2.69 | 0 | 1 | 336 ACSR | 0 | 0 | 0 | 0 | 0 | 0 | 0 | 0 | 0 | 0 | 0 | 0 | 0 | 0 | 0 | 0 | 0 | 0 | 0 | 0 | 0 | 0 | 0 | 12 | 1
NO |  | 8 | 2016 | 2 | 3 | 3 |  | Parkin | Kunh Road 6338 | 161 | 0 | Wood H-Fr | 18.88 | 0 | 1 | 666 ACSR | 0 | 0 | 0 | 0 | 0 | 0 | 0 | 0 | 0 | 0 | 0 | 0 | 0 | 0 | 0 | 0 | 0 | 0 | 0 | 0 | 0 | 0 | 0 | 12 | 1
NO |  | 8 | 2016 | 2 | 4 | 4 |  | Harrison East | SWEPCO Conn. 6314 | 161 | 0 | Wood H-Fr | 41.49 | 0 | 1 | 666 ACSR | 0 | 0 | 0 | 0 | 0 | 0 | 0 | 0 | 0 | 0 | 0 | 0 | 0 | 0 | 0 | 0 | 0 | 0 | 0 | 0 | 0 | 0 | 0 | 12 | 1
NO |  | 8 | 2016 | 2 | 5 | 5 |  | Hamlet-Hb Spgs S-Gr Fry | (Greenbrair Tap) 6311 | 161 | 0 | Wood H-Fr | 11.97 | 0 | 1 | 666 ACSR | 0 | 0 | 0 | 0 | 0 | 0 | 0 | 0 | 0 | 0 | 0 | 0 | 0 | 0 | 0 | 0 | 0 | 0 | 0 | 0 | 0 | 0 | 0 | 12 | 1
NO |  | 8 | 2016 | 2 | 6 | 6 |  | Jonesboro | SPA Inter 6320 | 161 | 0 | Wood H-Fr | 0.83 | 0 | 1 | 666 ACSR | 0 | 0 | 0 | 0 | 0 | 0 | 0 | 0 | 0 | 0 | 0 | 0 | 0 | 0 | 0 | 0 | 0 | 0 | 0 | 0 | 0 | 0 | 0 | 12 | 1
NO |  | 8 | 2016 | 2 | 7 | 7 |  | ISES | Jct Newport/Searcy Pr 6315 | 161 | 0 | DC Lat St | 8.71 | 7.98 | 1 | 1590 ACSR | 0 | 0 | 0 | 0 | 0 | 0 | 0 | 0 | 0 | 0 | 0 | 0 | 0 | 0 | 0 | 0 | 0 | 0 | 0 | 0 | 0 | 0 | 0 | 12 | 1
NO |  | 8 | 2016 | 2 | 8 | 8 |  | Osceola | Osceola Industrial 6336 | 161 | 0 | Wood H-Fr | 2.02 | 0 | 1 | 666 ACSR | 0 | 0 | 0 | 0 | 0 | 0 | 0 | 0 | 0 | 0 | 0 | 0 | 0 | 0 | 0 | 0 | 0 | 0 | 0 | 0 | 0 | 0 | 0 | 12 | 1
NO |  | 8 | 2016 | 2 | 9 | 9 |  | Jonesboro | Parkin (JCW & LHRGT) 6319 | 161 | 0 | Wood H-Fr | 9.04 | 0 | 1 | 1534 ACAR | 0 | 0 | 0 | 0 | 0 | 0 | 0 | 0 | 0 | 0 | 0 | 0 | 0 | 0 | 0 | 0 | 0 | 0 | 0 | 0 | 0 | 0 | 0 | 12 | 1
NO |  | 8 | 2016 | 2 | 10 | 10 |  | ISES/Rutrfd/S. Sude/ | Pang/Searcy 6316 | 161 | 0 | Wood H-Fr | 72.01 | 0 | 1 | 666 ACSR | 0 | 0 | 0 | 0 | 0 | 0 | 0 | 0 | 0 | 0 | 0 | 0 | 0 | 0 | 0 | 0 | 0 | 0 | 0 | 0 | 0 | 0 | 0 | 12 | 1
NO |  | 8 | 2016 | 2 | 11 | 11 |  | Newport | Searcy Price 6361 | 161 | 0 | Wood H-Fr | 28.03 | 7.98 | 1 | 1590 ACSR | 0 | 0 | 0 | 0 | 0 | 0 | 0 | 0 | 0 | 0 | 0 | 0 | 0 | 0 | 0 | 0 | 0 | 0 | 0 | 0 | 0 | 0 | 0 | 12 | 1
NO |  | 8 | 2016 | 2 | 12 | 12 |  | Parkin | WM WM Gateway Tap 6339 | 161 | 0 | Wood H-Fr | 6.3 | 0 | 1 | 336 ACSR | 0 | 0 | 0 | 0 | 0 | 0 | 0 | 0 | 0 | 0 | 0 | 0 | 0 | 0 | 0 | 0 | 0 | 0 | 0 | 0 | 0 | 0 | 0 | 12 | 1
NO |  | 8 | 2016 | 2 | 13 | 13 |  | ANO | Russellville East 6302 | 161 | 0 | Wood H-Fr | 10.22 | 1.71 | 1 | 1534 ACAR | 0 | 0 | 0 | 0 | 0 | 0 | 0 | 0 | 0 | 0 | 0 | 0 | 0 | 0 | 0 | 0 | 0 | 0 | 0 | 0 | 0 | 0 | 0 | 12 | 1
NO |  | 8 | 2016 | 2 | 14 | 14 |  | Batesville | Norfork (Mt View Tap) 6304 | 161 | 0 | Wood H-Fr | 21.05 | 0 | 1 | 336 ACSR | 0 | 0 | 0 | 0 | 0 | 0 | 0 | 0 | 0 | 0 | 0 | 0 | 0 | 0 | 0 | 0 | 0 | 0 | 0 | 0 | 0 | 0 | 0 | 12 | 1
NO |  | 8 | 2016 | 2 | 15 | 15 |  | Conway West | Morrilton East 6307 | 161 | 0 | Wood H-Fr | 15.27 | 0 | 1 | 666 ACSR | 0 | 0 | 0 | 0 | 0 | 0 | 0 | 0 | 0 | 0 | 0 | 0 | 0 | 0 | 0 | 0 | 0 | 0 | 0 | 0 | 0 | 0 | 0 | 12 | 1
NO |  | 8 | 2016 | 2 | 16 | 16 |  | Batesville | Norfork 6303 | 161 | 0 | Wood H-Fr | 48.74 | 0 | 1 | 336 ACSR | 0 | 0 | 0 | 0 | 0 | 0 | 0 | 0 | 0 | 0 | 0 | 0 | 0 | 0 | 0 | 0 | 0 | 0 | 0 | 0 | 0 | 0 | 0 | 12 | 1
NO |  | 8 | 2016 | 2 | 17 | 17 |  | Danville Sub Sta | Tie Lns 6309 | 161 | 0 | Wood H-Fr | 0.03 | 0 | 1 | 666 ACSR | 0 | 0 | 0 | 0 | 0 | 0 | 0 | 0 | 0 | 0 | 0 | 0 | 0 | 0 | 0 | 0 | 0 | 0 | 0 | 0 | 0 | 0 | 0 | 12 | 1
NO |  | 8 | 2016 | 2 | 18 | 18 |  | Hamlet SW | Heber Springs/Grs Fry 6310 | 161 | 0 | Wood H-Fr | 35.21 | 0 | 1 | 666 ACSR | 0 | 0 | 0 | 0 | 0 | 0 | 0 | 0 | 0 | 0 | 0 | 0 | 0 | 0 | 0 | 0 | 0 | 0 | 0 | 0 | 0 | 0 | 0 | 12 | 1
NO |  | 8 | 2016 | 2 | 19 | 19 |  | Harrison East | Quitman 6313 | 161 | 0 | Wood H-Fr | 80.34 | 0 | 1 | 666 ACSR | 0 | 0 | 0 | 0 | 0 | 0 | 0 | 0 | 0 | 0 | 0 | 0 | 0 | 0 | 0 | 0 | 0 | 0 | 0 | 0 | 0 | 0 | 0 | 12 | 1
NO |  | 8 | 2016 | 2 | 20 | 20 |  | Gold Creek SW State Line | Sylvan Hills 6312 | 161 | 0 | Wood H-Fr | 19.69 | 0 | 1 | 666 ACSR | 0 | 0 | 0 | 0 | 0 | 0 | 0 | 0 | 0 | 0 | 0 | 0 | 0 | 0 | 0 | 0 | 0 | 0 | 0 | 0 | 0 | 0 | 0 | 12 | 1
NO |  | 8 | 2016 | 2 | 21 | 21 |  | Newport | Batesville (via ISES) 6331 | 161 | 0 | Wood H-Fr | 19.65 | 7.77 | 1 | 1590 ACSR | 0 | 0 | 0 | 0 | 0 | 0 | 0 | 0 | 0 | 0 | 0 | 0 | 0 | 0 | 0 | 0 | 0 | 0 | 0 | 0 | 0 | 0 | 0 | 12 | 1
NO |  | 8 | 2016 | 2 | 22 | 22 |  | Norfork | Ozk Bch (B: SHLS Tap) 6335 | 161 | 0 | Wood H-Fr | 90.41 | 0 | 1 | 250 CU | 0 | 0 | 0 | 0 | 0 | 0 | 0 | 0 | 0 | 0 | 0 | 0 | 0 | 0 | 0 | 0 | 0 | 0 | 0 | 0 | 0 | 0 | 0 | 12 | 1
NO |  | 8 | 2016 | 2 | 23 | 23 |  | Jonesboro | Parkin (Hrsbrg Tap) 6318 | 161 | 0 | Wood H-Fr | 18.17 | 0 | 1 | 666 ACSR | 0 | 0 | 0 | 0 | 0 | 0 | 0 | 0 | 0 | 0 | 0 | 0 | 0 | 0 | 0 | 0 | 0 | 0 | 0 | 0 | 0 | 0 | 0 | 12 | 1
NO |  | 8 | 2016 | 2 | 24 | 24 |  | ANO | Morrilton East 6301 | 161 | 0 | Wood H-Fr | 39.37 | 0 | 1 | 1024 ACAR | 0 | 0 | 0 | 0 | 0 | 0 | 0 | 0 | 0 | 0 | 0 | 0 | 0 | 0 | 0 | 0 | 0 | 0 | 0 | 0 | 0 | 0 | 0 | 12 | 1
NO |  | 8 | 2016 | 2 | 25 | 25 |  | ISES | NEWPORT #3 6716 | 161 | 0 | Sng Concr | 11.28 | 0 | 1 | 1590 ACSR | 0 | 0 | 0 | 0 | 0 | 0 | 0 | 0 | 0 | 0 | 0 | 0 | 0 | 0 | 0 | 0 | 0 | 0 | 0 | 0 | 0 | 0 | 0 | 12 | 1
NO |  | 8 | 2016 | 2 | 26 | 26 |  | Pleasant Hill | Quitman 6371 | 161 | 0 | Sng Concr | 20.45 | 0 | 1 | 954 ACSR | 0 | 0 | 0 | 0 | 0 | 0 | 0 | 0 | 0 | 0 | 0 | 0 | 0 | 0 | 0 | 0 | 0 | 0 | 0 | 0 | 0 | 0 | 0 | 12 | 1
NO |  | 8 | 2016 | 2 | 27 | 27 |  | Grandview | Osage Creek 0874 | 161 | 0 | Sng Concr | 5.21 | 0 | 1 | 666 ACSS | 0 | 0 | 0 | 0 | 0 | 0 | 0 | 0 | 0 | 0 | 0 | 0 | 0 | 0 | 0 | 0 | 0 | 0 | 0 | 0 | 0 | 0 | 0 | 12 | 1
NO |  | 8 | 2016 | 2 | 28 | 28 |  | West Memphis | Ebony 0810 | 161 | 0 | Sng Concr | 8.76 | 0 | 1 | 666 ACSS | 0 | 0 | 0 | 0 | 0 | 0 | 0 | 0 | 0 | 0 | 0 | 0 | 0 | 0 | 0 | 0 | 0 | 0 | 0 | 0 | 0 | 0 | 0 | 12 | 1
NO |  | 8 | 2016 | 2 | 29 | 29 |  | Ebony SS | Kuhn Road 0811 | 161 | 0 | Sng Concr | 2.43 | 0 | 1 | 666 ACSS | 0 | 0 | 0 | 0 | 0 | 0 | 0 | 0 | 0 | 0 | 0 | 0 | 0 | 0 | 0 | 0 | 0 | 0 | 0 | 0 | 0 | 0 | 0 | 12 | 1
NO |  | 8 | 2016 | 2 | 30 | 30 |  | West Memphis | Ebony 0812 | 161 | 0 | Sng Concr | 6.45 | 0 | 1 | 666 ACSS | 0 | 0 | 0 | 0 | 0 | 0 | 0 | 0 | 0 | 0 | 0 | 0 | 0 | 0 | 0 | 0 | 0 | 0 | 0 | 0 | 0 | 0 | 0 | 12 | 1
NO |  | 8 | 2016 | 2 | 31 | 31 |  | Hamlet | Holland Bottom 0819 | 161 | 0 | Sng Concr | 21.2 | 0 | 1 | 666 ACSR | 0 | 0 | 0 | 0 | 0 | 0 | 0 | 0 | 0 | 0 | 0 | 0 | 0 | 0 | 0 | 0 | 0 | 0 | 0 | 0 | 0 | 0 | 0 | 12 | 1
NO |  | 8 | 2016 | 2 | 32 | 32 |  | Bald Knob | Tetc P Sta # 6 6652 | 161 | 0 | Wood H-Fr | 1.6 | 0 | 1 | 666 ACSR | 0 | 0 | 0 | 0 | 0 | 0 | 0 | 0 | 0 | 0 | 0 | 0 | 0 | 0 | 0 | 0 | 0 | 0 | 0 | 0 | 0 | 0 | 0 | 12 | 1
NO |  | 8 | 2016 | 2 | 33 | 33 |  | Datto | Corning-Tet Sta 8 6696 | 161 | 0 | VARIOUS | 39.65 | 0 | 1 | VARIOUS | 0 | 0 | 0 | 0 | 0 | 0 | 0 | 0 | 0 | 0 | 0 | 0 | 0 | 0 | 0 | 0 | 0 | 0 | 0 | 0 | 0 | 0 | 0 | 12 | 1
NO |  | 8 | 2016 | 2 | 34 | 34 |  |  | Total 161kv Lines | 0 | 0 |  | 0 | 0 | 0 |  | 28557782 | 274896714 | 303454496 | 0 | 0 | 0 | 0 | 0 | 0 | 0 | 0 | 0 | 0 | 0 | 0 | 0 | 0 | 0 | 0 | 0 | 0 | 0 | 0 | 12 | 1
SI/NO | A | 8 | 2016 | 3 | 1 | 1 |  |  | Total 115 | 0 | 0 | Various | 2036.22 | 109.39 | 110 |  | 34820594 | 299153245 | 333973839 | 0 | 0 | 0 | 8319036.5619 | 0 | 0 | 0 | 0 | 0 | 0 | 0 | 0 | 0 | 0 | 0 | 0 | 0 | 0 | 0 | 0 | 12 | 1
NO |  | 8 | 2016 | 3 | 2 | 2 |  |  | Arklahoma - Danville | 0 | 0 |  | 56.7 | 0 | 1 |  | 0 | 0 | 0 | 0 | 0 | 0 | 0 | 0 | 0 | 0 | 0 | 0 | 0 | 0 | 0 | 0 | 0 | 0 | 0 | 0 | 0 | 0 | 0 | 12 | 1
NO |  | 8 | 2016 | 3 | 3 | 3 |  |  | (Leased) | 0 | 0 |  | 0 | 0 | 0 |  | 0 | 0 | 0 | 0 | 0 | 0 | 0 | 0 | 0 | 0 | 0 | 0 | 0 | 0 | 0 | 0 | 0 | 0 | 0 | 0 | 0 | 0 | 0 | 12 | 1
SI/NO | A | 8 | 2016 | 3 | 5 | 5 |  |  | Total 69kv | 0 | 0 | Wood H-Fr | 10.94 | 0 | 2 |  | 43520 | 219870 | 263390 | 0 | 0 | 0 | 6560.8463 | 0 | 0 | 0 | 0 | 0 | 0 | 0 | 0 | 0 | 0 | 0 | 0 | 0 | 0 | 0 | 0 | 12 | 1
NO |  | 8 | 2016 | 3 | 7 | 7 |  | Transmission Lines |  | 0 | 0 |  | 0 | 0 | 0 |  | 0 | 0 | 0 | 13380601 | 4894558 | 49608 | 18324767 | 0 | 0 | 0 | 0 | 0 | 0 | 0 | 0 | 0 | 0 | 0 | 0 | 0 | 0 | 0 | 0 | 12 | 1
NO |  | 9 | 2016 | 0 | 1 | 1 |  | Conemaugh (1) | Conastone | 500 | 500 | Steel Towers | 127 | 0 | 1 | 2493 ACSR | 156499 | 1594769 | 1751268 | 35553 | 0 | 107736 | 143289 | 0 | 0 | 0 | 0 | 0 | 0 | 0 | 0 | 0 | 0 | 0 | 0 | 0 | 0 | 660090313 | 0 | 12 | 1
NO |  | 9 | 2016 | 0 | 2 | 2 |  | Salem (2) | New Freedom South | 500 | 500 | Steel Towers | 50 | 0 | 1 | 2493 ACSR | 501377 | 2401281 | 2902658 | 0 | 0 | 0 | 0 | 0 | 0 | 0 | 0 | 0 | 0 | 0 | 0 | 0 | 0 | 0 | 0 | 0 | 0 | 0 | 0 | 12 | 1
NO |  | 9 | 2016 | 0 | 3 | 3 |  | Deans (2) | Branchburg | 500 | 500 | Steel Towers | 20 | 0 | 1 | 2493 ACSR | 818391 | 1966207 | 2784598 | 0 | 0 | 0 | 0 | 0 | 0 | 0 | 0 | 0 | 0 | 0 | 0 | 0 | 0 | 0 | 0 | 0 | 0 | 0 | 0 | 12 | 1
NO |  | 9 | 2016 | 0 | 4 | 4 |  | Salem (2) | Deans | 500 | 500 | Steel Towers | 68 | 0 | 1 | 2493 ACSR | 1878787 | 7238974 | 9117761 | 0 | 0 | 0 | 0 | 0 | 0 | 0 | 0 | 0 | 0 | 0 | 0 | 0 | 0 | 0 | 0 | 0 | 0 | 0 | 0 | 12 | 1
NO |  | 9 | 2016 | 0 | 5 | 5 |  | Red Lion (2) | Hope Creek-Salem (NJ) | 500 | 500 | Steel Towers | 13.3 | 0 | 2 | 2493 ACSR | 63639 | 2082713 | 2146352 | 0 | 0 | 0 | 0 | 0 | 0 | 0 | 0 | 0 | 0 | 0 | 0 | 0 | 0 | 0 | 0 | 0 | 0 | 0 | 0 | 12 | 1
NO |  | 9 | 2016 | 0 | 6 | 6 |  | (2)-(5) Above |  | 0 | 0 |  | 0 | 0 | 0 |  | 0 | 0 | 0 | 870719 | 0 | -619380 | 251339 | 0 | 0 | 0 | 0 | 0 | 0 | 0 | 0 | 0 | 0 | 0 | 0 | 0 | 0 | 0 | 0 | 12 | 1
NO |  | 9 | 2016 | 0 | 7 | 7 |  | Red Lion (3) | Hope Creek (River Cr, DE) | 500 | 500 | Steel Towers | 2.5 | 0 | 1 | 2505 ACSR | 0 | 1201000 | 1201000 | 3928 | 0 | 0 | 3928 | 0 | 0 | 0 | 0 | 0 | 0 | 0 | 0 | 0 | 0 | 0 | 0 | 0 | 0 | 0 | 0 | 12 | 1
NO |  | 9 | 2016 | 0 | 8 | 8 |  | SE 500 KV Project |  | 500 | 500 | Steel Towers | 0 | 0 | 0 |  | 0 | 0 | 0 | 0 | 0 | 91549 | 91549 | 0 | 0 | 0 | 0 | 0 | 0 | 0 | 0 | 0 | 0 | 0 | 0 | 0 | 0 | 0 | 0 | 12 | 1
NO |  | 9 | 2016 | 0 | 9 | 9 |  | (1)-(5), (7), (8) Above |  | 0 | 0 |  | 0 | 0 | 0 |  | 0 | 0 | 0 | 0 | 0 | 0 | 0 | 0 | 0 | 0 | 0 | 0 | 0 | 0 | 0 | 0 | 0 | 0 | 0 | 0 | 0 | 0 | 0 | 12 | 1
NO |  | 9 | 2016 | 0 | 10 | 10 |  | New Freedom | Sickler | 230 | 230 | Steel Towers | 0 | 0.83 | 1 | 1590 ACSR | 0 | 0 | 0 | 0 | 0 | 0 | 0 | 0 | 0 | 0 | 0 | 0 | 0 | 0 | 0 | 0 | 0 | 0 | 0 | 0 | 0 | 0 | 0 | 12 | 1
NO |  | 9 | 2016 | 0 | 11 | 11 |  | Mickleton | Monroe | 230 | 230 | Lattice Towers | 0 | 18.4 | 1 | 795 ACSR | 0 | 0 | 0 | 0 | 0 | 0 | 0 | 0 | 0 | 0 | 0 | 0 | 0 | 0 | 0 | 0 | 0 | 0 | 0 | 0 | 0 | 0 | 0 | 12 | 1
NO |  | 9 | 2016 | 0 | 12 | 12 |  | Trainer | Mickelton | 230 | 230 | Steel Towers | 7.76 | 0 | 1 | 795 ACSR | 300732 | 12049590 | 12350322 | 0 | 0 | 0 | 0 | 0 | 0 | 0 | 0 | 0 | 0 | 0 | 0 | 0 | 0 | 0 | 0 | 0 | 0 | 0 | 0 | 12 | 1
NO |  | 9 | 2016 | 0 | 13 | 13 |  | Mickelton | Deptford | 230 | 230 | Steel Poles | 0 | 1.7 | 1 | 1590 ACSR | 34569 | -5817375 | -5782806 | 0 | 0 | 0 | 0 | 0 | 0 | 0 | 0 | 0 | 0 | 0 | 0 | 0 | 0 | 0 | 0 | 0 | 0 | 0 | 0 | 12 | 1
NO |  | 9 | 2016 | 0 | 14 | 14 |  | Monroe | New Freedom | 230 | 230 | Lattice Towers | 6.85 | 0 | 1 | 1590 ACSR | 281499 | 1440286 | 1721785 | 0 | 0 | 0 | 0 | 0 | 0 | 0 | 0 | 0 | 0 | 0 | 0 | 0 | 0 | 0 | 0 | 0 | 0 | 0 | 0 | 12 | 1
NO |  | 9 | 2016 | 0 | 15 | 15 |  | Mickelton | Monroe | 230 | 230 | Steel Towers | 18.43 | 0 | 1 | 795 ACSR | 486167 | 3053172 | 3539339 | 0 | 0 | 0 | 0 | 0 | 0 | 0 | 0 | 0 | 0 | 0 | 0 | 0 | 0 | 0 | 0 | 0 | 0 | 0 | 0 | 12 | 1
NO |  | 9 | 2016 | 0 | 16 | 16 |  | Cardiff | New Freedom | 230 | 230 | Steel Poles | 32.67 | 0 | 1 | 1590 ACSR | 4138911 | 16018796 | 20157707 | 0 | 0 | 0 | 0 | 0 | 0 | 0 | 0 | 0 | 0 | 0 | 0 | 0 | 0 | 0 | 0 | 0 | 0 | 0 | 0 | 12 | 1
NO |  | 9 | 2016 | 0 | 17 | 17 |  | Churchtown | Mickleton | 230 | 230 | Steel Poles | 21.9 | 0 | 1 | 1590 ACSR | 2068102 | 4035575 | 6103677 | 0 | 0 | 0 | 0 | 0 | 0 | 0 | 0 | 0 | 0 | 0 | 0 | 0 | 0 | 0 | 0 | 0 | 0 | 0 | 0 | 12 | 1
NO |  | 9 | 2016 | 0 | 18 | 18 |  | Churchtown | Orchard | 230 | 230 | Steel Poles | 15.12 | 0 | 1 | 1590 ACSR | 0 | 3476317 | 3476317 | 0 | 0 | 0 | 0 | 0 | 0 | 0 | 0 | 0 | 0 | 0 | 0 | 0 | 0 | 0 | 0 | 0 | 0 | 0 | 0 | 12 | 1
NO |  | 9 | 2016 | 0 | 19 | 19 |  | Cedar | Oyster Creek | 230 | 230 | Steel Poles | 13.9 | 0 | 1 | 1590 ACSR | 1680772 | 58214574 | 59895346 | 0 | 0 | 0 | 0 | 0 | 0 | 0 | 0 | 0 | 0 | 0 | 0 | 0 | 0 | 0 | 0 | 0 | 0 | 0 | 0 | 12 | 1
NO |  | 9 | 2016 | 0 | 20 | 20 |  | Cardiff | Cedar | 230 | 230 | Steel Poles | 34.97 | 0 | 1 | 1590 ACSR | 6393637 | 26315428 | 32709065 | 0 | 0 | 0 | 0 | 0 | 0 | 0 | 0 | 0 | 0 | 0 | 0 | 0 | 0 | 0 | 0 | 0 | 0 | 0 | 0 | 12 | 1
NO |  | 9 | 2016 | 0 | 21 | 21 |  | Cumberland | Dennis | 230 | 230 | Steel Poles | 20.45 | 1.7 | 1 | 1590 ACSR | 0 | 28089340 | 28089340 | 0 | 0 | 0 | 0 | 0 | 0 | 0 | 0 | 0 | 0 | 0 | 0 | 0 | 0 | 0 | 0 | 0 | 0 | 0 | 0 | 12 | 1
NO |  | 9 | 2016 | 0 | 22 | 22 |  | Mickleton | Crown Point | 230 | 230 | Steel Poles | 1.45 | 0 | 1 | 2493 ACAR | 0 | 111569 | 111569 | 0 | 0 | 0 | 0 | 0 | 0 | 0 | 0 | 0 | 0 | 0 | 0 | 0 | 0 | 0 | 0 | 0 | 0 | 0 | 0 | 12 | 1
NO |  | 9 | 2016 | 0 | 23 | 23 |  | Orchard | Cumberland | 230 | 230 | Steel Poles | 24.23 | 0 | 1 | 1590 ACSR | 1644411 | 28465047 | 30109458 | 0 | 0 | 0 | 0 | 0 | 0 | 0 | 0 | 0 | 0 | 0 | 0 | 0 | 0 | 0 | 0 | 0 | 0 | 0 | 0 | 12 | 1
NO |  | 9 | 2016 | 0 | 24 | 24 |  | MIckleton | Thorofare - Eagle Point | 230 | 230 | Steel Towers | 1.71 | 0 | 1 | 1590 ACSR | 0 | 19676085 | 19676085 | 0 | 0 | 0 | 0 | 0 | 0 | 0 | 0 | 0 | 0 | 0 | 0 | 0 | 0 | 0 | 0 | 0 | 0 | 0 | 0 | 12 | 1
NO |  | 9 | 2016 | 0 | 25 | 25 |  | Union | Corson | 138 | 138 | Steel poles | 17.48 | 0 | 1 | 1590 ACSR | 0 | 14291847 | 14291847 | 0 | 0 | 0 | 0 | 0 | 0 | 0 | 0 | 0 | 0 | 0 | 0 | 0 | 0 | 0 | 0 | 0 | 0 | 0 | 0 | 12 | 1
NO |  | 9 | 2016 | 0 | 26 | 26 |  | Cumberland | Union | 138 | 138 | Single Pole Wd | 1.31 | 0 | 1 | 1590 ACSR | 58879 | 374642 | 433521 | 0 | 0 | 0 | 0 | 0 | 0 | 0 | 0 | 0 | 0 | 0 | 0 | 0 | 0 | 0 | 0 | 0 | 0 | 0 | 0 | 12 | 1
NO |  | 9 | 2016 | 0 | 27 | 27 |  | Lewis | Corson | 138 | 138 | Steel Towers | 25.35 | 15.21 | 2 | 795 ACSR | 221423 | 7849600 | 8071023 | 0 | 0 | 0 | 0 | 0 | 0 | 0 | 0 | 0 | 0 | 0 | 0 | 0 | 0 | 0 | 0 | 0 | 0 | 0 | 0 | 12 | 1
NO |  | 9 | 2016 | 0 | 28 | 28 |  | Dorothy | Lewis | 138 | 138 | Steel Towers | 12.92 | 0 | 1 | 397.5 ACSR | 0 | -194786 | -194786 | 0 | 0 | 0 | 0 | 0 | 0 | 0 | 0 | 0 | 660090245 | 0 | 0 | 0 | 0 | 0 | 0 | 0 | 0 | 0 | 0 | 12 | 1
NO |  | 9 | 2016 | 0 | 29 | 29 |  | Lewis | Minotola | 138 | 138 | Steel Towers | 0 | 23.92 | 1 | 397.5 ACSR | 0 | 0 | 0 | 0 | 0 | 0 | 0 | 0 | 0 | 0 | 0 | 0 | 660090246 | 0 | 0 | 0 | 0 | 0 | 0 | 0 | 0 | 0 | 0 | 12 | 1
NO |  | 9 | 2016 | 0 | 30 | 30 |  | Monroe | Franklin | 138 | 138 | Steel Towers | 0 | 4.6 | 1 | 1590 ACSR | 460076 | 557528 | 1017604 | 0 | 0 | 0 | 0 | 0 | 0 | 0 | 0 | 0 | 0 | 0 | 0 | 0 | 0 | 0 | 0 | 0 | 0 | 0 | 0 | 12 | 1
NO |  | 9 | 2016 | 0 | 31 | 31 |  | Union | Lincoln | 138 | 138 | Wood Poles | 5.11 | 0 | 1 | 1590 ACSR | 0 | 21931 | 21931 | 0 | 0 | 0 | 0 | 0 | 0 | 0 | 0 | 0 | 0 | 0 | 0 | 0 | 0 | 0 | 0 | 0 | 0 | 0 | 0 | 12 | 1
NO |  | 9 | 2016 | 0 | 32 | 32 |  | Cardiff | Lewis | 138 | 138 | Steel Poles | 1.94 | 3.22 | 1 | 1590 ACSR | 0 | 2522514 | 2522514 | 0 | 0 | 0 | 0 | 0 | 0 | 0 | 0 | 0 | 0 | 0 | 0 | 0 | 0 | 0 | 0 | 0 | 0 | 0 | 0 | 12 | 1
NO |  | 9 | 2016 | 0 | 33 | 33 |  | Dennis | Corson | 138 | 138 | Steel Poles | 0.23 | 0 | 1 | 1590 ACSR | 0 | 112726 | 112726 | 0 | 0 | 0 | 0 | 0 | 0 | 0 | 0 | 0 | 0 | 0 | 0 | 0 | 0 | 0 | 0 | 0 | 0 | 0 | 0 | 12 | 1
NO |  | 9 | 2016 | 0 | 34 | 34 |  | Cumberland | Sherman | 138 | 138 | Steel Poles | 0.27 | 8.6 | 1 | 1590 ACSR | 0 | 3210056 | 3210056 | 0 | 0 | 0 | 0 | 0 | 0 | 0 | 0 | 0 | 0 | 0 | 0 | 0 | 0 | 0 | 0 | 0 | 0 | 0 | 0 | 12 | 1
NO |  | 9 | 2016 | 0 | 35 | 35 |  | Sherman | Lincoln | 138 | 138 | Steel Poles | 2.74 | 0 | 1 | 1590 ACSR | 0 | 4298831 | 4298831 | 0 | 0 | 0 | 0 | 0 | 0 | 0 | 0 | 0 | 0 | 0 | 0 | 0 | 0 | 0 | 0 | 0 | 0 | 0 | 0 | 12 | 1
NO |  | 9 | 2016 | 0 | 36 | 36 |  | TOTAL |  | 0 | 0 |  | 1211.14 | 186.12 | 139 |  | 28991827 | 525479215 | 554471042 | 910200 | 0 | -420095 | 490105 | 0 | 0 | 0 | 0 | 0 | 0 | 0 | 0 | 0 | 0 | 0 | 0 | 0 | 0 | 0 | 0 | 12 | 1
NO |  | 9 | 2016 | 1 | 1 | 1 |  | #2 Corson | Middle | 138 | 138 | Wood Poles | 15.49 | 0 | 1 | 795 ACSR | 19553 | 1796226 | 1815779 | 0 | 0 | 0 | 0 | 0 | 0 | 0 | 0 | 0 | 0 | 0 | 0 | 0 | 0 | 0 | 0 | 0 | 0 | 0 | 0 | 12 | 1
NO |  | 9 | 2016 | 1 | 2 | 2 |  | #1 Corson | Middle | 138 | 138 | Wood Poles | 16.17 | 0 | 1 | 795 ACSR | 581294 | 13487245 | 14068539 | 0 | 0 | 0 | 0 | 0 | 0 | 0 | 0 | 0 | 0 | 0 | 0 | 0 | 0 | 0 | 0 | 0 | 0 | 0 | 0 | 12 | 1
NO |  | 9 | 2016 | 1 | 3 | 3 |  | Corson | England | 138 | 138 | Steel Towers | 5.77 | 9.98 | 1 | 795 ACSR | 0 | 4459458 | 4459458 | 0 | 0 | 0 | 0 | 0 | 0 | 0 | 0 | 0 | 0 | 0 | 0 | 0 | 0 | 0 | 0 | 0 | 0 | 0 | 0 | 12 | 1
NO |  | 9 | 2016 | 1 | 4 | 4 |  | Landis | Franklin | 138 | 138 | Steel Towers | 0.11 | 6.72 | 1 | 1590 ACSR | 0 | 170004 | 170004 | 0 | 0 | 0 | 0 | 0 | 0 | 0 | 0 | 0 | 0 | 0 | 0 | 0 | 0 | 0 | 0 | 0 | 0 | 0 | 0 | 12 | 1
NO |  | 9 | 2016 | 1 | 5 | 5 |  | Landis | Minotola | 138 | 138 | Steel Towers | 0.3 | 6.25 | 1 | 477 ACSS | 0 | 2546091 | 2546091 | 0 | 0 | 0 | 0 | 0 | 0 | 0 | 0 | 0 | 0 | 0 | 0 | 0 | 0 | 0 | 0 | 0 | 0 | 0 | 0 | 12 | 1
NO |  | 9 | 2016 | 1 | 6 | 6 |  | Upper Pittsgrove | Landis | 138 | 138 | Steel Towers | 0.07 | 9.55 | 1 | 397.5 ACSR | 0 | 270562 | 270562 | 0 | 0 | 0 | 0 | 0 | 0 | 0 | 0 | 0 | 0 | 0 | 0 | 0 | 0 | 0 | 0 | 0 | 0 | 0 | 0 | 12 | 1
NO |  | 9 | 2016 | 1 | 7 | 7 |  | Deepwater | Upper Pittsgrove | 138 | 138 | Steel Towers | 0 | 17.33 | 1 | 1590 ACSR | 0 | 25615008 | 25615008 | 0 | 0 | 0 | 0 | 0 | 0 | 0 | 0 | 0 | 0 | 0 | 0 | 0 | 0 | 0 | 0 | 0 | 0 | 0 | 0 | 12 | 1
NO |  | 9 | 2016 | 1 | 8 | 8 |  | Dorothy | Monroe | 138 | 138 | Steel Towers | 38.1 | 0 | 1 | 477ACSS&1590ACSR | 630547 | 4526045 | 5156592 | 0 | 0 | 0 | 0 | 0 | 0 | 0 | 0 | 0 | 0 | 0 | 0 | 0 | 0 | 0 | 0 | 0 | 0 | 0 | 0 | 12 | 1
SI/NO | A | 9 | 2016 | 1 | 9 | 9 |  |  |  | 69 | 69 | Various | 587.54 | 58.11 | 97 | Various | 6572562 | 227950339 | 234522901 | 0 | 0 | 0 | 5841788.6678 | 0 | 0 | 0 | 0 | 0 | 0 | 0 | 0 | 0 | 0 | 0 | 0 | 0 | 0 | 0 | 0 | 12 | 1
NO |  | 10 | 2016 | 0 | 1 | 1 |  | Conastone | MD/PA Line (Hunterstown) | 500 | 500 | Towers (A) | 25.12 | 0 | 1 | 2493 ACAR | 0 | 0 | 0 | 0 | 0 | 0 | 0 | 0 | 0 | 0 | 0 | 0 | 0 | 0 | 0 | 0 | 0 | 0 | 0 | 0 | 0 | 0 | 0 | 12 | 1
NO |  | 10 | 2016 | 0 | 2 | 2 |  | Conastone | MD/PA Line (Peach Bottom | 500 | 500 | Towers (A) | 10.33 | 0 | 1 | 2493 ACAR | 0 | 0 | 0 | 0 | 0 | 0 | 0 | 0 | 0 | 0 | 0 | 0 | 0 | 0 | 0 | 0 | 0 | 0 | 0 | 0 | 0 | 0 | 0 | 12 | 1
NO |  | 10 | 2016 | 0 | 3 | 3 |  | Conastone | vic. Twr 108 (Brighton) | 500 | 500 | Towers (A) | 47.92 | 0 | 1 | 2300 ACSR | 0 | 0 | 0 | 0 | 0 | 0 | 0 | 0 | 0 | 0 | 0 | 0 | 0 | 0 | 0 | 0 | 0 | 0 | 0 | 0 | 0 | 0 | 0 | 12 | 1
NO |  | 10 | 2016 | 0 | 4 | 4 |  | vic. Twr 109 (Brighton) | vic. Twr 159 (Doubs) | 500 | 500 | Towers (A) | 10.56 | 0 | 1 | 2300 ACSR | 0 | 0 | 0 | 0 | 0 | 0 | 0 | 0 | 0 | 0 | 0 | 0 | 0 | 0 | 0 | 0 | 0 | 0 | 0 | 0 | 0 | 0 | 0 | 12 | 1
NO |  | 10 | 2016 | 0 | 5 | 5 |  | Calvert Cliffs (east) | Waugh Chapel | 500 | 500 | Towers (A) | 37.99 | 0 | 1 | 2300 ACSR | 0 | 0 | 0 | 0 | 0 | 0 | 0 | 0 | 0 | 0 | 0 | 0 | 0 | 0 | 0 | 0 | 0 | 0 | 0 | 0 | 0 | 0 | 0 | 12 | 1
NO |  | 10 | 2016 | 0 | 6 | 6 |  |  |  | 500 | 500 | Steel Poles(A) | 8.84 | 0 | 1 | 2300 ACSR | 0 | 0 | 0 | 0 | 0 | 0 | 0 | 0 | 0 | 0 | 0 | 0 | 0 | 0 | 0 | 0 | 0 | 0 | 0 | 0 | 0 | 0 | 0 | 12 | 1
NO |  | 10 | 2016 | 0 | 7 | 7 |  |  |  | 500 | 500 | Towers (B) | 2.59 | 0 | 1 | 1590 ACSR | 0 | 0 | 0 | 0 | 0 | 0 | 0 | 0 | 0 | 0 | 0 | 0 | 0 | 0 | 0 | 0 | 0 | 0 | 0 | 0 | 0 | 0 | 0 | 12 | 1
NO |  | 10 | 2016 | 0 | 8 | 8 |  |  |  | 500 | 500 | Steel Poles(B) | 0.39 | 0 | 1 | 1590 ACSR | 0 | 0 | 0 | 0 | 0 | 0 | 0 | 0 | 0 | 0 | 0 | 0 | 0 | 0 | 0 | 0 | 0 | 0 | 0 | 0 | 0 | 0 | 0 | 12 | 1
NO |  | 10 | 2016 | 0 | 9 | 9 |  | Calvert Cliffs (west) | Waugh Chapel | 500 | 500 | Towers (A) | 38.83 | 0 | 1 | 2300 ACSR | 0 | 0 | 0 | 0 | 0 | 0 | 0 | 0 | 0 | 0 | 0 | 0 | 0 | 0 | 0 | 0 | 0 | 0 | 0 | 0 | 0 | 0 | 0 | 12 | 1
NO |  | 10 | 2016 | 0 | 10 | 10 |  |  |  | 500 | 500 | Steel Poles(A) | 8.99 | 0 | 1 | 2300 ACSR | 0 | 0 | 0 | 0 | 0 | 0 | 0 | 0 | 0 | 0 | 0 | 0 | 0 | 0 | 0 | 0 | 0 | 0 | 0 | 0 | 0 | 0 | 0 | 12 | 1
NO |  | 10 | 2016 | 0 | 11 | 11 |  | Calvert Cliffs | vic. Twr 2241K (Chalk Pt) | 500 | 500 | Towers (A) | 2.05 | 0 | 1 | 2300 ACSR | 0 | 0 | 0 | 0 | 0 | 0 | 0 | 0 | 0 | 0 | 0 | 0 | 0 | 0 | 0 | 0 | 0 | 0 | 0 | 0 | 0 | 0 | 0 | 12 | 1
NO |  | 10 | 2016 | 0 | 12 | 12 |  |  |  | 500 | 500 | Steel Poles(A) | 0.44 | 0 | 1 | 2300 ACSR | 0 | 0 | 0 | 0 | 0 | 0 | 0 | 0 | 0 | 0 | 0 | 0 | 0 | 0 | 0 | 0 | 0 | 0 | 0 | 0 | 0 | 0 | 0 | 12 | 1
NO |  | 10 | 2016 | 0 | 13 | 13 |  |  |  | 500 | 500 | Towers (B) | 4.6 | 0 | 1 | 1590 ACSR | 0 | 0 | 0 | 0 | 0 | 0 | 0 | 0 | 0 | 0 | 0 | 0 | 0 | 0 | 0 | 0 | 0 | 0 | 0 | 0 | 0 | 0 | 0 | 12 | 1
NO |  | 10 | 2016 | 0 | 14 | 14 |  |  |  | 500 | 500 | Steel Poles(B) | 1.68 | 0 | 1 | 1590 ACSR | 0 | 0 | 0 | 0 | 0 | 0 | 0 | 0 | 0 | 0 | 0 | 0 | 0 | 0 | 0 | 0 | 0 | 0 | 0 | 0 | 0 | 0 | 0 | 12 | 1
NO |  | 10 | 2016 | 0 | 15 | 15 |  | Calvert Cliffs | CCNPP Unit 1 | 500 | 500 | Steel Poles(A) | 0.17 | 0 | 1 | 2167 ACSR | 0 | 0 | 0 | 0 | 0 | 0 | 0 | 0 | 0 | 0 | 0 | 0 | 0 | 0 | 0 | 0 | 0 | 0 | 0 | 0 | 0 | 0 | 0 | 12 | 1
NO |  | 10 | 2016 | 0 | 16 | 16 |  | Calvert Cliffs | CCNPP Unit 2 | 500 | 500 | Steel Poles(A) | 0.18 | 0 | 1 | 2167 ACSR | 0 | 0 | 0 | 0 | 0 | 0 | 0 | 0 | 0 | 0 | 0 | 0 | 0 | 0 | 0 | 0 | 0 | 0 | 0 | 0 | 0 | 0 | 0 | 12 | 1
NO |  | 10 | 2016 | 0 | 17 | 17 |  | Calvert Cliffs | CCNPP Station Service 1 | 500 | 500 | Steel Poles(A) | 0.17 | 0 | 1 | 2167 ACSR | 0 | 0 | 0 | 0 | 0 | 0 | 0 | 0 | 0 | 0 | 0 | 0 | 0 | 0 | 0 | 0 | 0 | 0 | 0 | 0 | 0 | 0 | 0 | 12 | 1
NO |  | 10 | 2016 | 0 | 18 | 18 |  | Calvert Cliffs | CCNPP Station Service 2 | 500 | 500 | Steel Poles(A) | 0.09 | 0 | 1 | 2167 ACSR | 0 | 0 | 0 | 0 | 0 | 0 | 0 | 0 | 0 | 0 | 0 | 0 | 0 | 0 | 0 | 0 | 0 | 0 | 0 | 0 | 0 | 0 | 0 | 12 | 1
NO |  | 10 | 2016 | 0 | 19 | 19 |  | Waugh Chapel | vic. Twr 59 (Brighton) | 500 | 500 | Towers (B) | 8.96 | 0 | 1 | 1590 ACSR | 0 | 0 | 0 | 0 | 0 | 0 | 0 | 0 | 0 | 0 | 0 | 0 | 0 | 0 | 0 | 0 | 0 | 0 | 0 | 0 | 0 | 0 | 0 | 12 | 1
NO |  | 10 | 2016 | 0 | 20 | 20 |  |  |  | 500 | 500 | Steel Poles(B) | 8.04 | 0 | 1 | 1590 ACSR | 0 | 0 | 0 | 0 | 0 | 0 | 0 | 0 | 0 | 0 | 0 | 0 | 0 | 0 | 0 | 0 | 0 | 0 | 0 | 0 | 0 | 0 | 0 | 12 | 1
NO |  | 10 | 2016 | 0 | 21 | 21 |  |  |  | 0 | 0 |  | 0 | 0 | 0 | Subtotal 500KV | 13687578 | 88122366 | 101809944 | 0 | 0 | 0 | 0 | 0 | 0 | 0 | 0 | 0 | 0 | 0 | 0 | 0 | 0 | 0 | 0 | 0 | 0 | 0 | 0 | 12 | 1
NO |  | 10 | 2016 | 0 | 22 | 22 |  | Graceton | MD//PA Line (Cooper) | 230 | 230 | Towers | 1.82 | 0 | 1 | 795 ACSR | 0 | 0 | 0 | 0 | 0 | 0 | 0 | 0 | 0 | 0 | 0 | 0 | 0 | 0 | 0 | 0 | 0 | 0 | 0 | 0 | 0 | 0 | 0 | 12 | 1
NO |  | 10 | 2016 | 0 | 23 | 23 |  |  |  | 230 | 230 | Steel Poles | 0.34 | 0 | 2 | 1590 ACSR | 0 | 0 | 0 | 0 | 0 | 0 | 0 | 0 | 0 | 0 | 0 | 0 | 0 | 0 | 0 | 0 | 0 | 0 | 0 | 0 | 0 | 0 | 0 | 12 | 1
NO |  | 10 | 2016 | 0 | 24 | 24 |  | Conastone | MD/PA Line (Otter Creek) | 230 | 230 | Towers | 1.62 | 0 | 1 | 795 ACSR | 0 | 0 | 0 | 0 | 0 | 0 | 0 | 0 | 0 | 0 | 0 | 0 | 0 | 0 | 0 | 0 | 0 | 0 | 0 | 0 | 0 | 0 | 0 | 12 | 1
NO |  | 10 | 2016 | 0 | 25 | 25 |  |  |  | 230 | 230 | Towers | 3.04 | 0 | 1 | 1590 ACSR | 0 | 0 | 0 | 0 | 0 | 0 | 0 | 0 | 0 | 0 | 0 | 0 | 0 | 0 | 0 | 0 | 0 | 0 | 0 | 0 | 0 | 0 | 0 | 12 | 1
NO |  | 10 | 2016 | 0 | 26 | 26 |  | Graceton | MD/PA Line (Manor) | 230 | 230 | Towers | 1.38 | 0 | 1 | 795 ACSR | 0 | 0 | 0 | 0 | 0 | 0 | 0 | 0 | 0 | 0 | 0 | 0 | 0 | 0 | 0 | 0 | 0 | 0 | 0 | 0 | 0 | 0 | 0 | 12 | 1
NO |  | 10 | 2016 | 0 | 27 | 27 |  |  |  | 230 | 230 | Steel Poles | 0 | 0.36 | 2 | 1590 ACSR | 0 | 0 | 0 | 0 | 0 | 0 | 0 | 0 | 0 | 0 | 0 | 0 | 0 | 0 | 0 | 0 | 0 | 0 | 0 | 0 | 0 | 0 | 0 | 12 | 1
NO |  | 10 | 2016 | 0 | 28 | 28 |  | Graceton | Bagley | 230 | 230 | Steel Poles | 14.07 | 0 | 1 | 1590 ACSR | 0 | 0 | 0 | 0 | 0 | 0 | 0 | 0 | 0 | 0 | 0 | 0 | 0 | 0 | 0 | 0 | 0 | 0 | 0 | 0 | 0 | 0 | 0 | 12 | 1
NO |  | 10 | 2016 | 0 | 29 | 29 |  | Conastone | Northwest #2 | 230 | 230 | Towers | 24.17 | 0 | 1 | 1590 ACSR | 0 | 0 | 0 | 0 | 0 | 0 | 0 | 0 | 0 | 0 | 0 | 0 | 0 | 0 | 0 | 0 | 0 | 0 | 0 | 0 | 0 | 0 | 0 | 12 | 1
NO |  | 10 | 2016 | 0 | 30 | 30 |  |  |  | 230 | 230 | Towers | 0 | 24.01 | 1 | 1272 ACSR | 0 | 0 | 0 | 0 | 0 | 0 | 0 | 0 | 0 | 0 | 0 | 0 | 0 | 0 | 0 | 0 | 0 | 0 | 0 | 0 | 0 | 0 | 0 | 12 | 1
NO |  | 10 | 2016 | 0 | 31 | 31 |  | Granite | Northwest #2 | 230 | 230 | Towers | 8.37 | 0 | 2 | 1590 ACSR | 0 | 0 | 0 | 0 | 0 | 0 | 0 | 0 | 0 | 0 | 0 | 0 | 0 | 0 | 0 | 0 | 0 | 0 | 0 | 0 | 0 | 0 | 0 | 12 | 1
NO |  | 10 | 2016 | 0 | 32 | 32 |  | Granite | Howard | 230 | 230 | Towers | 8.41 | 0 | 2 | 1590 ACSR | 0 | 0 | 0 | 0 | 0 | 0 | 0 | 0 | 0 | 0 | 0 | 0 | 0 | 0 | 0 | 0 | 0 | 0 | 0 | 0 | 0 | 0 | 0 | 12 | 1
NO |  | 10 | 2016 | 0 | 33 | 33 |  | Howard | High Ridge | 230 | 230 | Towers | 7.93 | 0 | 2 | 1590 ACSR | 0 | 0 | 0 | 0 | 0 | 0 | 0 | 0 | 0 | 0 | 0 | 0 | 0 | 0 | 0 | 0 | 0 | 0 | 0 | 0 | 0 | 0 | 0 | 12 | 1
NO |  | 10 | 2016 | 0 | 34 | 34 |  | Howard | Pumphrey | 230 | 230 | Towers | 8.75 | 0 | 1 | 795 ACSR | 0 | 0 | 0 | 0 | 0 | 0 | 0 | 0 | 0 | 0 | 0 | 0 | 0 | 0 | 0 | 0 | 0 | 0 | 0 | 0 | 0 | 0 | 0 | 12 | 1
NO |  | 10 | 2016 | 0 | 35 | 35 |  | Raphael Rd | Bagley | 230 | 230 | Steel Poles | 5.87 | 0 | 1 | 1590 ACSR | 0 | 0 | 0 | 0 | 0 | 0 | 0 | 0 | 0 | 0 | 0 | 0 | 0 | 0 | 0 | 0 | 0 | 0 | 0 | 0 | 0 | 0 | 0 | 12 | 1
NO |  | 10 | 2016 | 0 | 36 | 36 |  | TOTAL |  | 0 | 0 |  | 903.26 | 24.37 | 121 |  | 33633323 | 434723372 | 468356695 | 0 | 0 | 0 | 0 | 0 | 0 | 0 | 0 | 0 | 0 | 0 | 0 | 0 | 0 | 0 | 0 | 0 | 0 | 0 | 0 | 12 | 1
NO |  | 10 | 2016 | 1 | 1 | 1 |  | High Ridge | Burtonsville | 230 | 230 | Towers | 3.92 | 0 | 2 | 1590 ACSR | 0 | 0 | 0 | 0 | 0 | 0 | 0 | 0 | 0 | 0 | 0 | 0 | 0 | 0 | 0 | 0 | 0 | 0 | 0 | 0 | 0 | 0 | 0 | 12 | 1
NO |  | 10 | 2016 | 1 | 2 | 2 |  | Northeast | Raphael Rd | 230 | 230 | Steel Poles | 3.33 | 0 | 2 | 2167 ACSR | 0 | 0 | 0 | 0 | 0 | 0 | 0 | 0 | 0 | 0 | 0 | 0 | 0 | 0 | 0 | 0 | 0 | 0 | 0 | 0 | 0 | 0 | 0 | 12 | 1
NO |  | 10 | 2016 | 1 | 3 | 3 |  |  |  | 230 | 230 | Towers | 0.58 | 0 | 2 | 2167 ACSR | 0 | 0 | 0 | 0 | 0 | 0 | 0 | 0 | 0 | 0 | 0 | 0 | 0 | 0 | 0 | 0 | 0 | 0 | 0 | 0 | 0 | 0 | 0 | 12 | 1
NO |  | 10 | 2016 | 1 | 4 | 4 |  | Waugh Chapel | High Ridge | 230 | 230 | Steel Poles | 7.52 | 0 | 2 | 2167 ACSR | 0 | 0 | 0 | 0 | 0 | 0 | 0 | 0 | 0 | 0 | 0 | 0 | 0 | 0 | 0 | 0 | 0 | 0 | 0 | 0 | 0 | 0 | 0 | 12 | 1
NO |  | 10 | 2016 | 1 | 5 | 5 |  |  |  | 230 | 230 | Towers | 9.19 | 0 | 2 | 2167 ACSR | 0 | 0 | 0 | 0 | 0 | 0 | 0 | 0 | 0 | 0 | 0 | 0 | 0 | 0 | 0 | 0 | 0 | 0 | 0 | 0 | 0 | 0 | 0 | 12 | 1
NO |  | 10 | 2016 | 1 | 6 | 6 |  | Riverside | Northeast | 230 | 230 | Steel Poles | 5.47 | 0 | 2 | 2167 ACSR | 0 | 0 | 0 | 0 | 0 | 0 | 0 | 0 | 0 | 0 | 0 | 0 | 0 | 0 | 0 | 0 | 0 | 0 | 0 | 0 | 0 | 0 | 0 | 12 | 1
NO |  | 10 | 2016 | 1 | 7 | 7 |  |  |  | 230 | 230 | Towers | 5.43 | 0 | 2 | 2167 ACSR | 0 | 0 | 0 | 0 | 0 | 0 | 0 | 0 | 0 | 0 | 0 | 0 | 0 | 0 | 0 | 0 | 0 | 0 | 0 | 0 | 0 | 0 | 0 | 12 | 1
NO |  | 10 | 2016 | 1 | 8 | 8 |  | High Ridge | Snowden River Tap | 230 | 230 | Towers | 3.76 | 0 | 1 | 795 ACSR | 0 | 0 | 0 | 0 | 0 | 0 | 0 | 0 | 0 | 0 | 0 | 0 | 0 | 0 | 0 | 0 | 0 | 0 | 0 | 0 | 0 | 0 | 0 | 12 | 1
NO |  | 10 | 2016 | 1 | 9 | 9 |  | Columbia | Snowden River Tap | 230 | 230 | Towers | 0.72 | 0 | 2 | 1590 ACSR | 0 | 0 | 0 | 0 | 0 | 0 | 0 | 0 | 0 | 0 | 0 | 0 | 0 | 0 | 0 | 0 | 0 | 0 | 0 | 0 | 0 | 0 | 0 | 12 | 1
NO |  | 10 | 2016 | 1 | 10 | 10 |  | Snowden River Tap | Snowden River | 230 | 230 | Steel Poles | 1.25 | 0 | 2 | 795 ACSR | 0 | 0 | 0 | 0 | 0 | 0 | 0 | 0 | 0 | 0 | 0 | 0 | 0 | 0 | 0 | 0 | 0 | 0 | 0 | 0 | 0 | 0 | 0 | 12 | 1
NO |  | 10 | 2016 | 1 | 11 | 11 |  | Columbia | Wilde Lake | 230 | 230 | Steel Poles | 3.15 | 0 | 2 | 795 ACSR | 0 | 0 | 0 | 0 | 0 | 0 | 0 | 0 | 0 | 0 | 0 | 0 | 0 | 0 | 0 | 0 | 0 | 0 | 0 | 0 | 0 | 0 | 0 | 12 | 1
NO |  | 10 | 2016 | 1 | 12 | 12 |  | Conastone | Graceton | 230 | 230 | Towers | 8.49 | 0 | 2 | 1272 ACSR | 0 | 0 | 0 | 0 | 0 | 0 | 0 | 0 | 0 | 0 | 0 | 0 | 0 | 0 | 0 | 0 | 0 | 0 | 0 | 0 | 0 | 0 | 0 | 12 | 1
NO |  | 10 | 2016 | 1 | 13 | 13 |  | Waugh Chapel | Jericho Park | 230 | 230 | Towers (A) | 6.1 | 0 | 2 | 1590 ACSR | 0 | 0 | 0 | 0 | 0 | 0 | 0 | 0 | 0 | 0 | 0 | 0 | 0 | 0 | 0 | 0 | 0 | 0 | 0 | 0 | 0 | 0 | 0 | 12 | 1
NO |  | 10 | 2016 | 1 | 14 | 14 |  | Waugh Chapel | Brandon Shores | 230 | 230 | Towers | 11.21 | 0 | 2 | 2167 ACSR | 0 | 0 | 0 | 0 | 0 | 0 | 0 | 0 | 0 | 0 | 0 | 0 | 0 | 0 | 0 | 0 | 0 | 0 | 0 | 0 | 0 | 0 | 0 | 12 | 1
NO |  | 10 | 2016 | 1 | 15 | 15 |  |  |  | 230 | 230 | Steel Poles | 3.28 | 0 | 2 | 2167 ACSR | 0 | 0 | 0 | 0 | 0 | 0 | 0 | 0 | 0 | 0 | 0 | 0 | 0 | 0 | 0 | 0 | 0 | 0 | 0 | 0 | 0 | 0 | 0 | 12 | 1
NO |  | 10 | 2016 | 1 | 16 | 16 |  | Brandon Shores | Riverside | 230 | 230 | Steel Poles(A) | 2.05 | 0 | 1 | 1272 ACSR | 0 | 0 | 0 | 0 | 0 | 0 | 0 | 0 | 0 | 0 | 0 | 0 | 0 | 0 | 0 | 0 | 0 | 0 | 0 | 0 | 0 | 0 | 0 | 12 | 1
NO |  | 10 | 2016 | 1 | 17 | 17 |  |  |  | 230 | 230 | Submarine (C) | 2.16 | 0 | 1 | 2500 Copper | 0 | 0 | 0 | 0 | 0 | 0 | 0 | 0 | 0 | 0 | 0 | 0 | 0 | 0 | 0 | 0 | 0 | 0 | 0 | 0 | 0 | 0 | 0 | 12 | 1
NO |  | 10 | 2016 | 1 | 18 | 18 |  |  |  | 230 | 230 | Towers | 0.56 | 0 | 1 | 2167 ACSR | 0 | 0 | 0 | 0 | 0 | 0 | 0 | 0 | 0 | 0 | 0 | 0 | 0 | 0 | 0 | 0 | 0 | 0 | 0 | 0 | 0 | 0 | 0 | 12 | 1
NO |  | 10 | 2016 | 1 | 19 | 19 |  | Brandon Shores | Riverside | 230 | 230 | Steel Poles(A) | 0.39 | 0 | 1 | 1272 ACSR | 0 | 0 | 0 | 0 | 0 | 0 | 0 | 0 | 0 | 0 | 0 | 0 | 0 | 0 | 0 | 0 | 0 | 0 | 0 | 0 | 0 | 0 | 0 | 12 | 1
NO |  | 10 | 2016 | 1 | 20 | 20 |  |  |  | 230 | 230 | Submarine (D) | 2.11 | 0 | 1 | 2500 Copper | 0 | 0 | 0 | 0 | 0 | 0 | 0 | 0 | 0 | 0 | 0 | 0 | 0 | 0 | 0 | 0 | 0 | 0 | 0 | 0 | 0 | 0 | 0 | 12 | 1
NO |  | 10 | 2016 | 1 | 21 | 21 |  |  |  | 230 | 230 | Towers | 2.32 | 0 | 1 | 2167 ACSR | 0 | 0 | 0 | 0 | 0 | 0 | 0 | 0 | 0 | 0 | 0 | 0 | 0 | 0 | 0 | 0 | 0 | 0 | 0 | 0 | 0 | 0 | 0 | 12 | 1
NO |  | 10 | 2016 | 1 | 22 | 22 |  | Brandon Shores | Wagner | 230 | 230 | Towers | 0.47 | 0 | 2 | 2167 ACSR | 0 | 0 | 0 | 0 | 0 | 0 | 0 | 0 | 0 | 0 | 0 | 0 | 0 | 0 | 0 | 0 | 0 | 0 | 0 | 0 | 0 | 0 | 0 | 12 | 1
NO |  | 10 | 2016 | 1 | 23 | 23 |  | Brandon Shores | Wagner U4 | 230 | 230 | Towers | 0.4 | 0 | 1 | 2167 ACSR | 0 | 0 | 0 | 0 | 0 | 0 | 0 | 0 | 0 | 0 | 0 | 0 | 0 | 0 | 0 | 0 | 0 | 0 | 0 | 0 | 0 | 0 | 0 | 12 | 1
NO |  | 10 | 2016 | 1 | 24 | 24 |  | Jericho Park | Buena Vista | 230 | 230 | Steel Poles | 3.86 | 0 | 2 | 1272 ACSR | 0 | 0 | 0 | 0 | 0 | 0 | 0 | 0 | 0 | 0 | 0 | 0 | 0 | 0 | 0 | 0 | 0 | 0 | 0 | 0 | 0 | 0 | 0 | 12 | 1
NO |  | 10 | 2016 | 1 | 25 | 25 |  |  |  | 230 | 230 | Towers | 1.39 | 0 | 2 | 1272 ACSR | 0 | 0 | 0 | 0 | 0 | 0 | 0 | 0 | 0 | 0 | 0 | 0 | 0 | 0 | 0 | 0 | 0 | 0 | 0 | 0 | 0 | 0 | 0 | 12 | 1
NO |  | 10 | 2016 | 1 | 26 | 26 |  | Raphael Rd | Otter Point | 230 | 230 | Steel Poles | 7.26 | 0 | 2 | 2167 ACSR | 0 | 0 | 0 | 0 | 0 | 0 | 0 | 0 | 0 | 0 | 0 | 0 | 0 | 0 | 0 | 0 | 0 | 0 | 0 | 0 | 0 | 0 | 0 | 12 | 1
NO |  | 10 | 2016 | 1 | 27 | 27 |  | Otter Point | Perryman | 230 | 230 | Steel Poles | 4.56 | 0 | 2 | 2167 ACSR | 0 | 0 | 0 | 0 | 0 | 0 | 0 | 0 | 0 | 0 | 0 | 0 | 0 | 0 | 0 | 0 | 0 | 0 | 0 | 0 | 0 | 0 | 0 | 12 | 1
NO |  | 10 | 2016 | 1 | 28 | 28 |  | Northwest #2 | Northwest | 230 | 230 | Steel Poles | 0.2 | 0 | 1 | 1590 ACSR | 0 | 0 | 0 | 0 | 0 | 0 | 0 | 0 | 0 | 0 | 0 | 0 | 0 | 0 | 0 | 0 | 0 | 0 | 0 | 0 | 0 | 0 | 0 | 12 | 1
NO |  | 10 | 2016 | 1 | 29 | 29 |  | Northwest #2 | Northwest | 230 | 230 | Steel Poles | 0.26 | 0 | 1 | 1590 ACSR | 0 | 0 | 0 | 0 | 0 | 0 | 0 | 0 | 0 | 0 | 0 | 0 | 0 | 0 | 0 | 0 | 0 | 0 | 0 | 0 | 0 | 0 | 0 | 12 | 1
NO |  | 10 | 2016 | 1 | 30 | 30 |  | Brandon Shores | Brandon Shores U1 | 230 | 230 | Steel Poles(A) | 0.06 | 0 | 1 | 1272 ACSR | 0 | 0 | 0 | 0 | 0 | 0 | 0 | 0 | 0 | 0 | 0 | 0 | 0 | 0 | 0 | 0 | 0 | 0 | 0 | 0 | 0 | 0 | 0 | 12 | 1
NO |  | 10 | 2016 | 1 | 31 | 31 |  | Brandon Shores | Brandon Shores U2 | 230 | 230 | Steel Poles(A) | 0.06 | 0 | 1 | 1272 ACSR | 0 | 0 | 0 | 0 | 0 | 0 | 0 | 0 | 0 | 0 | 0 | 0 | 0 | 0 | 0 | 0 | 0 | 0 | 0 | 0 | 0 | 0 | 0 | 12 | 1
NO |  | 10 | 2016 | 1 | 32 | 32 |  | Brandon Shores | Service Station 1 | 230 | 230 | Steel Poles | 0.03 | 0 | 1 | 795 Aluminum | 0 | 0 | 0 | 0 | 0 | 0 | 0 | 0 | 0 | 0 | 0 | 0 | 0 | 0 | 0 | 0 | 0 | 0 | 0 | 0 | 0 | 0 | 0 | 12 | 1
NO |  | 10 | 2016 | 1 | 33 | 33 |  | Brandon Shores | Service Station 2 | 230 | 230 | Steel Poles | 0.06 | 0 | 1 | 1033.5 ACSR | 0 | 0 | 0 | 0 | 0 | 0 | 0 | 0 | 0 | 0 | 0 | 0 | 0 | 0 | 0 | 0 | 0 | 0 | 0 | 0 | 0 | 0 | 0 | 12 | 1
NO |  | 10 | 2016 | 1 | 34 | 34 |  | Brandon Shores | Brandon Shores AQCS 2 | 230 | 230 | Steel Poles | 0.15 | 0 | 1 | 1033.5 ACSR | 0 | 0 | 0 | 0 | 0 | 0 | 0 | 0 | 0 | 0 | 0 | 0 | 0 | 0 | 0 | 0 | 0 | 0 | 0 | 0 | 0 | 0 | 0 | 12 | 1
NO |  | 10 | 2016 | 1 | 35 | 35 |  | Brandon Shores | Brandon Shores AQCS 1 | 230 | 230 | Steel Poles | 0.17 | 0 | 1 | 1033.5 ACSR | 0 | 0 | 0 | 0 | 0 | 0 | 0 | 0 | 0 | 0 | 0 | 0 | 0 | 0 | 0 | 0 | 0 | 0 | 0 | 0 | 0 | 0 | 0 | 12 | 1
NO |  | 10 | 2016 | 2 | 1 | 1 |  |  |  | 0 | 0 |  | 0 | 0 | 0 | Subtotal 230 KV | 13303866 | 147441928 | 160745794 | 0 | 0 | 0 | 0 | 0 | 0 | 0 | 0 | 0 | 0 | 0 | 0 | 0 | 0 | 0 | 0 | 0 | 0 | 0 | 0 | 12 | 1
NO |  | 10 | 2016 | 2 | 2 | 2 |  | Perryville | MD/PA Line (Safe Harbor) | 138 | 138 | Towers (E) | 13.7 | 0 | 4 | 397.5 ACSR | 0 | 0 | 0 | 0 | 0 | 0 | 0 | 0 | 0 | 0 | 0 | 0 | 0 | 0 | 0 | 0 | 0 | 0 | 0 | 0 | 0 | 0 | 0 | 12 | 1
NO |  | 10 | 2016 | 2 | 3 | 3 |  |  |  | 0 | 0 |  | 0 | 0 | 0 | Subtotal 138 KV | 0 | 0 | 0 | 0 | 0 | 0 | 0 | 0 | 0 | 0 | 0 | 0 | 0 | 0 | 0 | 0 | 0 | 0 | 0 | 0 | 0 | 0 | 0 | 12 | 1
NO |  | 10 | 2016 | 2 | 4 | 4 |  | Various |  | 115 | 115 | Towers | 1.89 | 0 | 4 |  | 0 | 0 | 0 | 0 | 0 | 0 | 0 | 0 | 0 | 0 | 0 | 0 | 0 | 0 | 0 | 0 | 0 | 0 | 0 | 0 | 0 | 0 | 0 | 12 | 1
NO |  | 10 | 2016 | 2 | 5 | 5 |  |  |  | 115 | 115 | Steel Poles | 45.18 | 0 | 2 |  | 0 | 0 | 0 | 0 | 0 | 0 | 0 | 0 | 0 | 0 | 0 | 0 | 0 | 0 | 0 | 0 | 0 | 0 | 0 | 0 | 0 | 0 | 0 | 12 | 1
NO |  | 10 | 2016 | 2 | 6 | 6 |  |  |  | 115 | 115 | Towers | 138.37 | 0 | 2 |  | 0 | 0 | 0 | 0 | 0 | 0 | 0 | 0 | 0 | 0 | 0 | 0 | 0 | 0 | 0 | 0 | 0 | 0 | 0 | 0 | 0 | 0 | 0 | 12 | 1
NO |  | 10 | 2016 | 2 | 7 | 7 |  |  |  | 115 | 115 | Steel Poles | 26.46 | 0 | 1 |  | 0 | 0 | 0 | 0 | 0 | 0 | 0 | 0 | 0 | 0 | 0 | 0 | 0 | 0 | 0 | 0 | 0 | 0 | 0 | 0 | 0 | 0 | 0 | 12 | 1
NO |  | 10 | 2016 | 2 | 8 | 8 |  |  |  | 115 | 115 | Steel H-Frame | 1.29 | 0 | 1 |  | 0 | 0 | 0 | 0 | 0 | 0 | 0 | 0 | 0 | 0 | 0 | 0 | 0 | 0 | 0 | 0 | 0 | 0 | 0 | 0 | 0 | 0 | 0 | 12 | 1
NO |  | 10 | 2016 | 2 | 9 | 9 |  |  |  | 115 | 115 | Towers | 45.41 | 0 | 1 |  | 0 | 0 | 0 | 0 | 0 | 0 | 0 | 0 | 0 | 0 | 0 | 0 | 0 | 0 | 0 | 0 | 0 | 0 | 0 | 0 | 0 | 0 | 0 | 12 | 1
NO |  | 10 | 2016 | 2 | 10 | 10 |  |  |  | 115 | 115 | Wood Poles | 62.21 | 0 | 1 |  | 0 | 0 | 0 | 0 | 0 | 0 | 0 | 0 | 0 | 0 | 0 | 0 | 0 | 0 | 0 | 0 | 0 | 0 | 0 | 0 | 0 | 0 | 0 | 12 | 1
NO |  | 10 | 2016 | 2 | 11 | 11 |  |  |  | 115 | 115 | Wood H-Frame | 27.82 | 0 | 1 |  | 0 | 0 | 0 | 0 | 0 | 0 | 0 | 0 | 0 | 0 | 0 | 0 | 0 | 0 | 0 | 0 | 0 | 0 | 0 | 0 | 0 | 0 | 0 | 12 | 1
NO |  | 10 | 2016 | 2 | 12 | 12 |  |  |  | 115 | 115 | Undergrnd (F) | 95.11 | 0 | 1 |  | 0 | 0 | 0 | 0 | 0 | 0 | 0 | 0 | 0 | 0 | 0 | 0 | 0 | 0 | 0 | 0 | 0 | 0 | 0 | 0 | 0 | 0 | 0 | 12 | 1
NO |  | 10 | 2016 | 2 | 13 | 13 |  |  |  | 115 | 230 | Steel Poles | 1.09 | 0 | 4 |  | 0 | 0 | 0 | 0 | 0 | 0 | 0 | 0 | 0 | 0 | 0 | 0 | 0 | 0 | 0 | 0 | 0 | 0 | 0 | 0 | 0 | 0 | 0 | 12 | 1
NO |  | 10 | 2016 | 2 | 14 | 14 |  |  |  | 115 | 230 | Steel Poles | 10.87 | 0 | 2 |  | 0 | 0 | 0 | 0 | 0 | 0 | 0 | 0 | 0 | 0 | 0 | 0 | 0 | 0 | 0 | 0 | 0 | 0 | 0 | 0 | 0 | 0 | 0 | 12 | 1
NO |  | 10 | 2016 | 2 | 15 | 15 |  |  |  | 115 | 230 | Towers | 22.03 | 0 | 2 |  | 0 | 0 | 0 | 0 | 0 | 0 | 0 | 0 | 0 | 0 | 0 | 0 | 0 | 0 | 0 | 0 | 0 | 0 | 0 | 0 | 0 | 0 | 0 | 12 | 1
NO |  | 10 | 2016 | 2 | 16 | 16 |  |  |  | 115 | 230 | Steel H-Frame | 0.24 | 0 | 1 |  | 0 | 0 | 0 | 0 | 0 | 0 | 0 | 0 | 0 | 0 | 0 | 0 | 0 | 0 | 0 | 0 | 0 | 0 | 0 | 0 | 0 | 0 | 0 | 12 | 1
NO |  | 10 | 2016 | 2 | 17 | 17 |  |  |  | 115 | 230 | Undergrnd (F) | 5.96 | 0 | 1 |  | 0 | 0 | 0 | 0 | 0 | 0 | 0 | 0 | 0 | 0 | 0 | 0 | 0 | 0 | 0 | 0 | 0 | 0 | 0 | 0 | 0 | 0 | 0 | 12 | 1
SI/NO | A | 10 | 2016 | 2 | 18 | 18 |  |  |  | 0 | 0 |  | 0 | 0 | 0 | Subtotal 115 KV | 6641879 | 199159078 | 205800957 | 0 | 0 | 0 | 5126346.695 | 0 | 0 | 0 | 0 | 0 | 0 | 0 | 0 | 0 | 0 | 0 | 0 | 0 | 0 | 0 | 0 | 12 | 1
NO |  | 11 | 2016 | 0 | 1 | 1 |  | ORRINGTON | ORINGTON | 345 | 345 | WOOD POLE | 4.87 | 0 | 2 | 1590 ACSR | 0 | 0 | 0 | 0 | 0 | 0 | 0 | 0 | 0 | 0 | 0 | 0 | 0 | 0 | 0 | 0 | 0 | 0 | 0 | 0 | 0 | 0 | 0 | 12 | 1
NO |  | 11 | 2016 | 0 | 2 | 2 |  | ORRINGTON | BAILEYVILLE | 345 | 345 | WOOD POLE | 84.37 | 0 | 2 | 1192 ACSR | 0 | 0 | 0 | 0 | 0 | 0 | 0 | 0 | 0 | 0 | 0 | 0 | 0 | 0 | 0 | 0 | 0 | 0 | 0 | 0 | 0 | 0 | 0 | 12 | 1
NO |  | 11 | 2016 | 0 | 3 | 3 |  | CHESTER | CHESTER | 345 | 345 | STEEL POLE | 0.2 | 0 | 2 | 1192 ACSR | 0 | 0 | 0 | 0 | 0 | 0 | 0 | 0 | 0 | 0 | 0 | 0 | 0 | 0 | 0 | 0 | 0 | 0 | 0 | 0 | 0 | 0 | 0 | 12 | 1
NO |  | 11 | 2016 | 0 | 4 | 4 |  | OTIS | T16MD | 115 | 115 | Wood Pole H-FM | 15.1 | 0 | 1 | 795 ACSR | 0 | 0 | 0 | 0 | 0 | 0 | 0 | 0 | 0 | 0 | 0 | 0 | 0 | 0 | 0 | 0 | 0 | 0 | 0 | 0 | 0 | 0 | 0 | 12 | 1
NO |  | 11 | 2016 | 0 | 5 | 5 |  | DEBLOIS | COLUMBIA | 115 | 115 | Wood Pole H-FM | 9.15 | 0 | 1 | 795 ACSR | 0 | 0 | 0 | 0 | 0 | 0 | 0 | 0 | 0 | 0 | 0 | 0 | 0 | 0 | 0 | 0 | 0 | 0 | 0 | 0 | 0 | 0 | 0 | 12 | 1
NO |  | 11 | 2016 | 0 | 6 | 6 |  | ELLSWORTH | TRENTON | 115 | 115 | SINGLE POLE/WO | 14.3 | 0 | 1 | 795 ACSR | 0 | 0 | 0 | 0 | 0 | 0 | 0 | 0 | 0 | 0 | 0 | 0 | 0 | 0 | 0 | 0 | 0 | 0 | 0 | 0 | 0 | 0 | 0 | 12 | 1
NO |  | 11 | 2016 | 0 | 7 | 7 |  | WALTHAM | SULLIVAN | 115 | 115 | Sgl Pole S/Wo | 21.7 | 0 | 1 | 795 ACSR | 0 | 0 | 0 | 0 | 0 | 0 | 0 | 0 | 0 | 0 | 0 | 0 | 0 | 0 | 0 | 0 | 0 | 0 | 0 | 0 | 0 | 0 | 0 | 12 | 1
NO |  | 11 | 2016 | 0 | 8 | 8 |  | SULLIVAN | COLUMBIA | 115 | 115 | SINGLE POLE/WO | 25.21 | 0 | 1 | 266 & 795 ACSR | 0 | 0 | 0 | 0 | 0 | 0 | 0 | 0 | 0 | 0 | 0 | 0 | 0 | 0 | 0 | 0 | 0 | 0 | 0 | 0 | 0 | 0 | 0 | 12 | 1
NO |  | 11 | 2016 | 0 | 9 | 9 |  | ORRINGTON | ELLSWORTH | 115 | 115 | SINGLE POLE/WO | 20.64 | 0 | 1 | 795 ACSR | 0 | 0 | 0 | 0 | 0 | 0 | 0 | 0 | 0 | 0 | 0 | 0 | 0 | 0 | 0 | 0 | 0 | 0 | 0 | 0 | 0 | 0 | 0 | 12 | 1
NO |  | 11 | 2016 | 0 | 10 | 10 |  | COLUMBIA | JONESBORO | 115 | 115 | WOOD POLE H-FM | 11.71 | 0 | 1 | 4/0 ACSR | 0 | 0 | 0 | 0 | 0 | 0 | 0 | 0 | 0 | 0 | 0 | 0 | 0 | 0 | 0 | 0 | 0 | 0 | 0 | 0 | 0 | 0 | 0 | 12 | 1
NO |  | 11 | 2016 | 0 | 11 | 11 |  | CHESTER | TA R7 WELS | 115 | 115 | WOOD POLE H-FM | 17.26 | 0 | 1 | 795 ACSR | 0 | 0 | 0 | 0 | 0 | 0 | 0 | 0 | 0 | 0 | 0 | 0 | 0 | 0 | 0 | 0 | 0 | 0 | 0 | 0 | 0 | 0 | 0 | 12 | 1
NO |  | 11 | 2016 | 0 | 12 | 12 |  | CHESTER | CHESTER | 115 | 115 | WOOD POLE H-FM | 0.37 | 0 | 1 | 795 ACSR | 0 | 0 | 0 | 0 | 0 | 0 | 0 | 0 | 0 | 0 | 0 | 0 | 0 | 0 | 0 | 0 | 0 | 0 | 0 | 0 | 0 | 0 | 0 | 12 | 1
NO |  | 11 | 2016 | 0 | 13 | 13 |  | VEAZIE | CHESTER | 115 | 115 | WOOD POLE H-FR | 43.51 | 0 | 1 | 795 ACSR | 0 | 0 | 0 | 0 | 0 | 0 | 0 | 0 | 0 | 0 | 0 | 0 | 0 | 0 | 0 | 0 | 0 | 0 | 0 | 0 | 0 | 0 | 0 | 12 | 1
NO |  | 11 | 2016 | 0 | 14 | 14 |  | ORRINGTON | BUCKSPORT | 115 | 115 | WOOD POLE H-FM | 5.33 | 0 | 1 | 795 ACSR | 0 | 0 | 0 | 0 | 0 | 0 | 0 | 0 | 0 | 0 | 0 | 0 | 0 | 0 | 0 | 0 | 0 | 0 | 0 | 0 | 0 | 0 | 0 | 12 | 1
NO |  | 11 | 2016 | 0 | 15 | 15 |  | VEAZIE | OTIS | 115 | 115 | WOOD POLE H-FM | 13.66 | 0 | 1 | 795 ACSR | 0 | 0 | 0 | 0 | 0 | 0 | 0 | 0 | 0 | 0 | 0 | 0 | 0 | 0 | 0 | 0 | 0 | 0 | 0 | 0 | 0 | 0 | 0 | 12 | 1
NO |  | 11 | 2016 | 0 | 16 | 16 |  | OTIS | ELLSWORTH | 115 | 115 | WOOD POLE H-FM | 13.1 | 0 | 1 | 795 ACSR | 0 | 0 | 0 | 0 | 0 | 0 | 0 | 0 | 0 | 0 | 0 | 0 | 0 | 0 | 0 | 0 | 0 | 0 | 0 | 0 | 0 | 0 | 0 | 12 | 1
NO |  | 11 | 2016 | 0 | 17 | 17 |  | ELLSWORTH | ELLSWORTH | 115 | 115 | SINGLE POLE | 0.58 | 0 | 1 | 266 & 795 ACSR | 0 | 0 | 0 | 0 | 0 | 0 | 0 | 0 | 0 | 0 | 0 | 0 | 0 | 0 | 0 | 0 | 0 | 0 | 0 | 0 | 0 | 0 | 0 | 12 | 1
NO |  | 11 | 2016 | 0 | 18 | 18 |  | COLUMBIA | HARRINGTON | 115 | 115 | WOOD POLE H-FM | 0.7 | 0 | 1 | 266 ACSR | 0 | 0 | 0 | 0 | 0 | 0 | 0 | 0 | 0 | 0 | 0 | 0 | 0 | 0 | 0 | 0 | 0 | 0 | 0 | 0 | 0 | 0 | 0 | 12 | 1
NO |  | 11 | 2016 | 0 | 19 | 19 |  | T16MD | DEBLOIS | 115 | 115 | WOOD POLE H-FM | 10.49 | 0 | 1 | 795 ACSR | 0 | 0 | 0 | 0 | 0 | 0 | 0 | 0 | 0 | 0 | 0 | 0 | 0 | 0 | 0 | 0 | 0 | 0 | 0 | 0 | 0 | 0 | 0 | 12 | 1
NO |  | 11 | 2016 | 0 | 20 | 20 |  | ORRINGTON | BUCKSPORT | 115 | 115 | WOOD POLE H-FM | 5.37 | 0 | 1 | 795 ACSR | 0 | 0 | 0 | 0 | 0 | 0 | 0 | 0 | 0 | 0 | 0 | 0 | 0 | 0 | 0 | 0 | 0 | 0 | 0 | 0 | 0 | 0 | 0 | 12 | 1
NO |  | 11 | 2016 | 0 | 21 | 21 |  | ORRINGTON | VEAZIE | 115 | 115 | SINGLE POLE/ST | 7.23 | 0 | 1 | 795 ACSR | 0 | 0 | 0 | 0 | 0 | 0 | 0 | 0 | 0 | 0 | 0 | 0 | 0 | 0 | 0 | 0 | 0 | 0 | 0 | 0 | 0 | 0 | 0 | 12 | 1
NO |  | 11 | 2016 | 0 | 22 | 22 |  | ORRINGTON | ORRINGTON | 115 | 115 | WOOD POLE H-FM | 4.05 | 0 | 1 | 266 ACSR | 0 | 0 | 0 | 0 | 0 | 0 | 0 | 0 | 0 | 0 | 0 | 0 | 0 | 0 | 0 | 0 | 0 | 0 | 0 | 0 | 0 | 0 | 0 | 12 | 1
NO |  | 11 | 2016 | 0 | 23 | 23 |  | ORRINGTON | VEAZIE | 115 | 115 | WOOD POLE H-FM | 7.34 | 0 | 1 | 795 ACSR | 0 | 0 | 0 | 0 | 0 | 0 | 0 | 0 | 0 | 0 | 0 | 0 | 0 | 0 | 0 | 0 | 0 | 0 | 0 | 0 | 0 | 0 | 0 | 12 | 1
NO |  | 11 | 2016 | 0 | 24 | 24 |  | ORRINGTON | VEAZIE | 115 | 115 | WOOD POLE H-FM | 7.39 | 0 | 1 | 795 ACSR | 0 | 0 | 0 | 0 | 0 | 0 | 0 | 0 | 0 | 0 | 0 | 0 | 0 | 0 | 0 | 0 | 0 | 0 | 0 | 0 | 0 | 0 | 0 | 12 | 1
NO |  | 11 | 2016 | 0 | 25 | 25 |  | CHESTER | CHESTER | 115 | 115 | WOOD POLE H-FM | 0.5 | 0 | 1 | 795 ACSR | 0 | 0 | 0 | 0 | 0 | 0 | 0 | 0 | 0 | 0 | 0 | 0 | 0 | 0 | 0 | 0 | 0 | 0 | 0 | 0 | 0 | 0 | 0 | 12 | 1
NO |  | 11 | 2016 | 0 | 26 | 26 |  | ORRINGTON | BUCKSPORT | 115 | 115 | WOOD POLE H-FM | 5.02 | 0 | 1 | 795 ACSR | 0 | 0 | 0 | 0 | 0 | 0 | 0 | 0 | 0 | 0 | 0 | 0 | 0 | 0 | 0 | 0 | 0 | 0 | 0 | 0 | 0 | 0 | 0 | 12 | 1
NO |  | 11 | 2016 | 0 | 27 | 27 |  |  |  | 46 | 0 | OVERHEAD | 285.91 | 0 | 0 |  | 0 | 0 | 0 | 0 | 0 | 0 | 0 | 0 | 0 | 0 | 0 | 0 | 0 | 0 | 0 | 0 | 0 | 0 | 0 | 0 | 0 | 0 | 0 | 12 | 1
NO |  | 11 | 2016 | 0 | 28 | 28 |  |  |  | 46 | 0 | SUBMARINE | 0.42 | 0 | 0 |  | 0 | 0 | 0 | 0 | 0 | 0 | 0 | 0 | 0 | 0 | 0 | 0 | 0 | 0 | 0 | 0 | 0 | 0 | 0 | 0 | 0 | 0 | 0 | 12 | 1
NO |  | 11 | 2016 | 0 | 30 | 30 |  |  |  | 34.5 | 0 | OVERHEAD | 244.38 | 10.55 | 0 |  | 0 | 0 | 0 | 0 | 0 | 0 | 0 | 0 | 0 | 0 | 0 | 0 | 0 | 0 | 0 | 0 | 0 | 0 | 0 | 0 | 0 | 0 | 0 | 12 | 1
NO |  | 11 | 2016 | 0 | 36 | 36 |  | TOTAL |  | 0 | 0 |  | 1261.14 | 10.55 | 53 |  | 0 | 0 | 0 | 0 | 0 | 0 | 0 | 0 | 0 | 0 | 0 | 0 | 0 | 0 | 0 | 0 | 0 | 0 | 0 | 0 | 0 | 0 | 0 | 12 | 1
NO |  | 11 | 2016 | 1 | 2 | 2 |  | FLO'S INN, PRESQUE ISLE | US/CANADA BORDER | 138 | 138 | WOOD POLE H-FR | 11.89 | 0 | 1 | 266,336,556 &ACSR | 0 | 0 | 0 | 0 | 0 | 0 | 0 | 0 | 0 | 0 | 0 | 0 | 0 | 0 | 0 | 0 | 0 | 0 | 0 | 0 | 0 | 0 | 0 | 12 | 1
NO |  | 11 | 2016 | 1 | 3 | 3 |  | SHERMAN | ISLAND FALLS | 44 | 69 | WOOD POLE H-FR | 16.36 | 0 | 1 | 795 ACSR | 0 | 0 | 0 | 0 | 0 | 0 | 0 | 0 | 0 | 0 | 0 | 0 | 0 | 0 | 0 | 0 | 0 | 0 | 0 | 0 | 0 | 0 | 0 | 12 | 1
NO |  | 11 | 2016 | 1 | 4 | 4 |  | ASHLAND | AEI-ASHLAND | 69 | 69 | SINGLE POLE | 2.68 | 0 | 1 | 795 ACSR | 0 | 0 | 0 | 0 | 0 | 0 | 0 | 0 | 0 | 0 | 0 | 0 | 0 | 0 | 0 | 0 | 0 | 0 | 0 | 0 | 0 | 0 | 0 | 12 | 1
NO |  | 11 | 2016 | 1 | 5 | 5 |  | MARS HILL | EVERGREEN WIND COLLECTOR | 69 | 69 | SINGLE POLE | 3.5 | 0 | 1 | 336 ACSR | 0 | 0 | 0 | 0 | 0 | 0 | 0 | 0 | 0 | 0 | 0 | 0 | 0 | 0 | 0 | 0 | 0 | 0 | 0 | 0 | 0 | 0 | 0 | 12 | 1
NO |  | 11 | 2016 | 1 | 7 | 7 |  |  |  | 69 | 0 | OVERHEAD | 304.44 | 0 | 18 |  | 0 | 0 | 0 | 0 | 0 | 0 | 0 | 0 | 0 | 0 | 0 | 0 | 0 | 0 | 0 | 0 | 0 | 0 | 0 | 0 | 0 | 0 | 0 | 12 | 1
NO |  | 11 | 2016 | 1 | 9 | 9 |  |  |  | 44 | 0 | OVERHEAD | 30.07 | 0 | 1 |  | 0 | 0 | 0 | 0 | 0 | 0 | 0 | 0 | 0 | 0 | 0 | 0 | 0 | 0 | 0 | 0 | 0 | 0 | 0 | 0 | 0 | 0 | 0 | 12 | 1
NO |  | 11 | 2016 | 1 | 11 | 11 |  |  |  | 34.5 | 0 | OVERHEAD | 12.34 | 0 | 1 |  | 0 | 0 | 0 | 0 | 0 | 0 | 0 | 0 | 0 | 0 | 0 | 0 | 0 | 0 | 0 | 0 | 0 | 0 | 0 | 0 | 0 | 0 | 0 | 12 | 1
NO |  | 12 | 2016 | 0 | 1 | 1 |  | SOUTH DAKOTA |  | 0 | 0 |  | 0 | 0 | 0 |  | 0 | 0 | 0 | 0 | 0 | 0 | 0 | 0 | 0 | 0 | 0 | 0 | 0 | 0 | 0 | 0 | 0 | 0 | 0 | 0 | 0 | 0 | 0 | 12 | 0
NO |  | 12 | 2016 | 0 | 2 | 2 |  | Wyodak | Lookout | 230 | 230 | H-Wood | 11.03 | 0 | 1 | 1272 KCM ACSR | 9800 | 764586 | 774386 | 0 | 0 | 0 | 0 | 0 | 0 | 0 | 0 | 0 | 0 | 0 | 0 | 0 | 0 | 0 | 0 | 0 | 0 | 0 | 0 | 12 | 0
NO |  | 12 | 2016 | 0 | 3 | 3 |  | Lookout | Lange | 230 | 230 | H-Wood | 54.53 | 0 | 1 | 1272 KCM ACSR | 105652 | 4600986 | 4706638 | 0 | 0 | 0 | 0 | 0 | 0 | 0 | 0 | 0 | 0 | 0 | 0 | 0 | 0 | 0 | 0 | 0 | 0 | 0 | 0 | 12 | 0
NO |  | 12 | 2016 | 0 | 4 | 4 |  | Lange | West Hill | 230 | 230 | H-Wood | 55.17 | 0 | 1 | 795 KCM ACSR | 465310 | 3122232 | 3587542 | 0 | 0 | 0 | 0 | 0 | 0 | 0 | 0 | 0 | 0 | 0 | 0 | 0 | 0 | 0 | 0 | 0 | 0 | 0 | 0 | 12 | 0
NO |  | 12 | 2016 | 0 | 5 | 5 |  | West Hill | Stegall | 230 | 230 | H-Wood | 33.96 | 0 | 1 | 1272 KCM ACSR | 17701 | 1388144 | 1405845 | 0 | 0 | 0 | 0 | 0 | 0 | 0 | 0 | 0 | 0 | 0 | 0 | 0 | 0 | 0 | 0 | 0 | 0 | 0 | 0 | 12 | 0
NO |  | 12 | 2016 | 0 | 6 | 6 |  | West Hill | Osage | 230 | 230 | H-Wood | 9.48 | 0 | 1 | 1272 KCM ACSR | 151235 | 2223580 | 2374815 | 0 | 0 | 0 | 0 | 0 | 0 | 0 | 0 | 0 | 0 | 0 | 0 | 0 | 0 | 0 | 0 | 0 | 0 | 0 | 0 | 12 | 0
NO |  | 12 | 2016 | 0 | 7 | 7 |  | Minnekahta | Osage | 230 | 230 | H-Wood | 23.32 | 0 | 1 | 1272 KCM ACSR | 0 | 841991 | 841991 | 0 | 0 | 0 | 0 | 0 | 0 | 0 | 0 | 0 | 0 | 0 | 0 | 0 | 0 | 0 | 0 | 0 | 0 | 0 | 0 | 12 | 0
NO |  | 12 | 2016 | 0 | 8 | 8 |  | Lange | Ben French | 69 | 69 | H-Wood | 2.64 | 5.3 | 3 | 795 KCM ACSR | 0 | 446580 | 446580 | 0 | 0 | 0 | 0 | 0 | 0 | 0 | 0 | 0 | 0 | 0 | 0 | 0 | 0 | 0 | 0 | 0 | 0 | 0 | 0 | 12 | 0
NO |  | 12 | 2016 | 0 | 9 | 9 |  | DC Tie West | South Rapid City | 230 | 230 | SP-Steel | 4 | 0 | 1 | 1272 KCM ACSR | 127145 | 630238 | 757383 | 0 | 0 | 0 | 0 | 0 | 0 | 0 | 0 | 0 | 0 | 0 | 0 | 0 | 0 | 0 | 0 | 0 | 0 | 0 | 0 | 12 | 0
NO |  | 12 | 2016 | 0 | 10 | 10 |  | Osage | Yellowcreek | 230 | 230 | H-Wood | 21.12 | 0 | 1 | 1272 KCM ACSR | 1532 | 273459 | 274991 | 0 | 0 | 0 | 0 | 0 | 0 | 0 | 0 | 0 | 0 | 0 | 0 | 0 | 0 | 0 | 0 | 0 | 0 | 0 | 0 | 12 | 0
NO |  | 12 | 2016 | 0 | 11 | 11 |  | WYOMING |  | 0 | 0 |  | 0 | 0 | 0 |  | 0 | 0 | 0 | 0 | 0 | 0 | 0 | 0 | 0 | 0 | 0 | 0 | 0 | 0 | 0 | 0 | 0 | 0 | 0 | 0 | 0 | 0 | 0 | 12 | 0
NO |  | 12 | 2016 | 0 | 12 | 12 |  | Wyodak | Lookout | 230 | 230 | H-Wood | 73.26 | 0 | 1 | 1272 KCM ACSR | 49542 | 4880399 | 4929941 | 0 | 0 | 0 | 0 | 0 | 0 | 0 | 0 | 0 | 0 | 0 | 0 | 0 | 0 | 0 | 0 | 0 | 0 | 0 | 0 | 12 | 0
NO |  | 12 | 2016 | 0 | 13 | 13 |  | Wyodak | DC Exit | 230 | 230 | SP-Steel | 0.38 | 0 | 1 | 1272 KCM ACSR | 2000 | 207737 | 209737 | 0 | 0 | 0 | 0 | 0 | 0 | 0 | 0 | 0 | 0 | 0 | 0 | 0 | 0 | 0 | 0 | 0 | 0 | 0 | 0 | 12 | 0
NO |  | 12 | 2016 | 0 | 14 | 14 |  | Osage | West Hill | 230 | 230 | H-Wood | 33.94 | 0 | 1 | 1272 KCM ACSR | 96159 | 2714681 | 2810840 | 0 | 0 | 0 | 0 | 0 | 0 | 0 | 0 | 0 | 0 | 0 | 0 | 0 | 0 | 0 | 0 | 0 | 0 | 0 | 0 | 12 | 0
NO |  | 12 | 2016 | 0 | 15 | 15 |  | Osage | Wyodak | 230 | 230 | H-Wood | 57.46 | 0 | 1 | 1272 KCM ACSR | 162516 | 4715234 | 4877750 | 0 | 0 | 0 | 0 | 0 | 0 | 0 | 0 | 0 | 0 | 0 | 0 | 0 | 0 | 0 | 0 | 0 | 0 | 0 | 0 | 12 | 0
NO |  | 12 | 2016 | 0 | 16 | 16 |  | NS I | NS II | 69 | 69 | SP-Steel | 0.8 | 0 | 1 | 795 KCM ACSR | 0 | 304794 | 304794 | 0 | 0 | 0 | 0 | 0 | 0 | 0 | 0 | 0 | 0 | 0 | 0 | 0 | 0 | 0 | 0 | 0 | 0 | 0 | 0 | 12 | 0
NO |  | 12 | 2016 | 0 | 17 | 17 |  | Osage | Yellowcreek | 230 | 230 | H-Wood | 22.02 | 0 | 1 | 1272 KCM ACSR | 13308 | 292380 | 305688 | 0 | 0 | 0 | 0 | 0 | 0 | 0 | 0 | 0 | 0 | 0 | 0 | 0 | 0 | 0 | 0 | 0 | 0 | 0 | 0 | 12 | 0
NO |  | 12 | 2016 | 0 | 18 | 18 |  | Osage 230 Sub | Osage 69KV Sub | 69 | 69 | Wood | 0.76 | 0 | 1 | 795 KCM ACSR | 0 | 6895 | 6895 | 0 | 0 | 0 | 0 | 0 | 0 | 0 | 0 | 0 | 0 | 0 | 0 | 0 | 0 | 0 | 0 | 0 | 0 | 0 | 0 | 12 | 0
NO |  | 12 | 2016 | 0 | 19 | 19 |  | NS I | Wyodak | 69 | 69 | H-Wood | 0.29 | 0 | 1 | 795 KCM ACSR | 0 | 177860 | 177860 | 0 | 0 | 0 | 0 | 0 | 0 | 0 | 0 | 0 | 0 | 0 | 0 | 0 | 0 | 0 | 0 | 0 | 0 | 0 | 0 | 12 | 0
NO |  | 12 | 2016 | 0 | 20 | 20 |  | Donkey Creek | Pumpkin Buttes | 230 | 230 | H-Wood | 49.75 | 0 | 1 | 1272 KCM ACSR | 1280650 | 9994030 | 11274680 | 0 | 0 | 0 | 0 | 0 | 0 | 0 | 0 | 0 | 0 | 0 | 0 | 0 | 0 | 0 | 0 | 0 | 0 | 0 | 0 | 12 | 0
NO |  | 12 | 2016 | 0 | 21 | 21 |  | Wygen 2, Wygen 3 | Donkey Creek | 230 | 230 | SP-Steel | 0.76 | 0 | 2 | 1272 KCM ACSR | 3488 | 295400 | 298888 | 0 | 0 | 0 | 0 | 0 | 0 | 0 | 0 | 0 | 0 | 0 | 0 | 0 | 0 | 0 | 0 | 0 | 0 | 0 | 0 | 12 | 0
NO |  | 12 | 2016 | 0 | 22 | 22 |  | Pumpkin Buttes | Windstar | 230 | 230 | H-Steel | 68.2 | 0 | 1 | 1272 ACSR | 2204210 | 13502594 | 15706804 | 0 | 0 | 0 | 0 | 0 | 0 | 0 | 0 | 0 | 0 | 0 | 0 | 0 | 0 | 0 | 0 | 0 | 0 | 0 | 0 | 12 | 0
NO |  | 12 | 2016 | 0 | 23 | 23 |  | Windstar | Dave Johnston | 230 | 230 | H-Steel | 2.56 | 0 | 1 | 1272 KCM ACSR | 0 | 686732 | 686732 | 0 | 0 | 0 | 0 | 0 | 0 | 0 | 0 | 0 | 0 | 0 | 0 | 0 | 0 | 0 | 0 | 0 | 0 | 0 | 0 | 12 | 0
NO |  | 12 | 2016 | 0 | 24 | 24 |  | Donkey Creek | Wyodak Tie Line #2 | 230 | 230 | Steel | 1.06 | 0 | 2 | 1272 ACSR | 0 | 988382 | 988382 | 0 | 0 | 0 | 0 | 0 | 0 | 0 | 0 | 0 | 0 | 0 | 0 | 0 | 0 | 0 | 0 | 0 | 0 | 0 | 0 | 12 | 0
NO |  | 12 | 2016 | 0 | 25 | 25 |  | WY 1.14 Tap | Wyodak Baghouse | 230 | 230 | H-Wood | 0.1 | 0 | 1 | 336.4 ACSR | 0 | 3989 | 3989 | 0 | 0 | 0 | 0 | 0 | 0 | 0 | 0 | 0 | 0 | 0 | 0 | 0 | 0 | 0 | 0 | 0 | 0 | 0 | 0 | 12 | 0
NO |  | 12 | 2016 | 0 | 26 | 26 |  | Teckla | Osage | 230 | 230 | H-Wood | 81.55 | 0 | 1 | 1272 ACSR | 3480589 | 24364122 | 27844711 | 0 | 0 | 0 | 0 | 0 | 0 | 0 | 0 | 0 | 0 | 0 | 0 | 0 | 0 | 0 | 0 | 0 | 0 | 0 | 0 | 12 | 0
NO |  | 12 | 2016 | 0 | 27 | 27 |  | NEBRASKA |  | 0 | 0 |  | 0 | 0 | 0 |  | 0 | 0 | 0 | 0 | 0 | 0 | 0 | 0 | 0 | 0 | 0 | 0 | 0 | 0 | 0 | 0 | 0 | 0 | 0 | 0 | 0 | 0 | 0 | 12 | 0
NO |  | 12 | 2016 | 0 | 28 | 28 |  | West Hill | Stegall | 230 | 230 | H-Wood | 94.47 | 0 | 1 | 1272 KCM ACSR | 329367 | 6645113 | 6974480 | 0 | 0 | 0 | 0 | 0 | 0 | 0 | 0 | 0 | 0 | 0 | 0 | 0 | 0 | 0 | 0 | 0 | 0 | 0 | 0 | 12 | 0
NO |  | 12 | 2016 | 0 | 36 | 36 |  | TOTAL |  | 0 | 0 |  | 702.61 | 5.3 | 29 |  | 8500204 | 84072138 | 92572342 | 0 | 0 | 0 | 0 | 0 | 0 | 0 | 0 | 0 | 0 | 0 | 0 | 0 | 0 | 0 | 0 | 0 | 0 | 0 | 0 | 12 | 0
NO |  | 17 | 2016 | 0 | 1 | 1 |  | Cumberland | Richmond | 500 | 500 | T | 56.62 | 0 | 1 | 1590MCMA(B) | 0 | 0 | 0 | 0 | 0 | 0 | 0 | 0 | 0 | 0 | 0 | 0 | 0 | 0 | 0 | 0 | 0 | 0 | 0 | 0 | 0 | 0 | 0 | 12 | 1
NO |  | 17 | 2016 | 0 | 2 | 2 |  | Cumberland | Wake | 500 | 500 | T | 67.26 | 0 | 1 | 1590MCMA(B) | 0 | 0 | 0 | 0 | 0 | 0 | 0 | 0 | 0 | 0 | 0 | 0 | 0 | 0 | 0 | 0 | 0 | 0 | 0 | 0 | 0 | 0 | 0 | 12 | 1
NO |  | 17 | 2016 | 0 | 3 | 3 |  | Durham | Wake | 500 | 500 | T | 27.9 | 0 | 1 | 3-1590MCMA | 0 | 0 | 0 | 0 | 0 | 0 | 0 | 0 | 0 | 0 | 0 | 0 | 0 | 0 | 0 | 0 | 0 | 0 | 0 | 0 | 0 | 0 | 0 | 12 | 1
NO |  | 17 | 2016 | 0 | 4 | 4 |  | Mayo | Durham | 500 | 500 | T | 45.1 | 0 | 1 | 3-1590MCMA | 0 | 0 | 0 | 0 | 0 | 0 | 0 | 0 | 0 | 0 | 0 | 0 | 0 | 0 | 0 | 0 | 0 | 0 | 0 | 0 | 0 | 0 | 0 | 12 | 1
NO |  | 17 | 2016 | 0 | 5 | 5 |  | Mayo | Person | 500 | 500 | T | 9.94 | 0 | 1 | 1590MCMA(B) | 0 | 0 | 0 | 0 | 0 | 0 | 0 | 0 | 0 | 0 | 0 | 0 | 0 | 0 | 0 | 0 | 0 | 0 | 0 | 0 | 0 | 0 | 0 | 12 | 1
NO |  | 17 | 2016 | 0 | 6 | 6 |  | Richmond | Newport (Duke) | 500 | 500 | T | 32.69 | 0 | 1 | 2515MCMA(B) | 0 | 0 | 0 | 0 | 0 | 0 | 0 | 0 | 0 | 0 | 0 | 0 | 0 | 0 | 0 | 0 | 0 | 0 | 0 | 0 | 0 | 0 | 0 | 12 | 1
NO |  | 17 | 2016 | 0 | 7 | 7 |  | Wake | Carson (VEPCO) | 500 | 500 | T | 52.6 | 0 | 1 | 2515MCMA(B) | 0 | 0 | 0 | 0 | 0 | 0 | 0 | 0 | 0 | 0 | 0 | 0 | 0 | 0 | 0 | 0 | 0 | 0 | 0 | 0 | 0 | 0 | 0 | 12 | 1
NO |  | 17 | 2016 | 0 | 8 | 8 |  | Tot. 500kV Lines |  | 0 | 0 |  | 0 | 0 | 0 |  | 23557293 | 73392491 | 96949784 | 0 | 0 | 0 | 0 | 0 | 0 | 0 | 0 | 0 | 0 | 0 | 0 | 0 | 0 | 0 | 0 | 0 | 0 | 0 | 0 | 12 | 1
NO |  | 17 | 2016 | 0 | 9 | 9 |  | Apex US 1 | Cary Regency Park | 230 | 230 | S-HFR | 7 | 0 | 1 | 2-1272MCMA | 0 | 0 | 0 | 0 | 0 | 0 | 0 | 0 | 0 | 0 | 0 | 0 | 0 | 0 | 0 | 0 | 0 | 0 | 0 | 0 | 0 | 0 | 0 | 12 | 1
NO |  | 17 | 2016 | 0 | 10 | 10 |  | Asheboro | Biscoe | 230 | 230 | S-HFR | 0.18 | 0 | 1 | 1272MCMA | 0 | 0 | 0 | 0 | 0 | 0 | 0 | 0 | 0 | 0 | 0 | 0 | 0 | 0 | 0 | 0 | 0 | 0 | 0 | 0 | 0 | 0 | 0 | 12 | 1
NO |  | 17 | 2016 | 0 | 11 | 11 |  | Asheboro | Biscoe | 230 | 230 | W-HFR | 25.65 | 0 | 1 | 1272MCMA | 0 | 0 | 0 | 0 | 0 | 0 | 0 | 0 | 0 | 0 | 0 | 0 | 0 | 0 | 0 | 0 | 0 | 0 | 0 | 0 | 0 | 0 | 0 | 12 | 1
NO |  | 17 | 2016 | 0 | 12 | 12 |  | Asheboro | DPC Pleasant Garden | 230 | 230 | S-HFR | 18.48 | 0 | 1 | 2-1590MCMA | 0 | 0 | 0 | 0 | 0 | 0 | 0 | 0 | 0 | 0 | 0 | 0 | 0 | 0 | 0 | 0 | 0 | 0 | 0 | 0 | 0 | 0 | 0 | 12 | 1
NO |  | 17 | 2016 | 0 | 13 | 13 |  | Asheboro | Siler City | 230 | 230 | W-HFR | 8.94 | 0 | 1 | 1272MCMA(B) | 0 | 0 | 0 | 0 | 0 | 0 | 0 | 0 | 0 | 0 | 0 | 0 | 0 | 0 | 0 | 0 | 0 | 0 | 0 | 0 | 0 | 0 | 0 | 12 | 1
NO |  | 17 | 2016 | 0 | 14 | 14 |  | Asheboro | Siler City | 230 | 230 | S-HFR | 1.1 | 0 | 1 | 1272MCMA(B) | 0 | 0 | 0 | 0 | 0 | 0 | 0 | 0 | 0 | 0 | 0 | 0 | 0 | 0 | 0 | 0 | 0 | 0 | 0 | 0 | 0 | 0 | 0 | 12 | 1
NO |  | 17 | 2016 | 0 | 15 | 15 |  | Asheboro | Siler City | 230 | 230 | C-HFR | 15.69 | 0 | 1 | 1272MCMA(B) | 0 | 0 | 0 | 0 | 0 | 0 | 0 | 0 | 0 | 0 | 0 | 0 | 0 | 0 | 0 | 0 | 0 | 0 | 0 | 0 | 0 | 0 | 0 | 12 | 1
NO |  | 17 | 2016 | 0 | 16 | 16 |  | Asheville Plant | Enka | 230 | 230 | DC S-TWR | 6.66 | 0 | 2 | 1272MCMA | 0 | 0 | 0 | 0 | 0 | 0 | 0 | 0 | 0 | 0 | 0 | 0 | 0 | 0 | 0 | 0 | 0 | 0 | 0 | 0 | 0 | 0 | 0 | 12 | 1
NO |  | 17 | 2016 | 0 | 17 | 17 |  | Asheville Plant | Enka | 230 | 230 | S-SP | 0.43 | 0 | 1 | 1272MCMA | 0 | 0 | 0 | 0 | 0 | 0 | 0 | 0 | 0 | 0 | 0 | 0 | 0 | 0 | 0 | 0 | 0 | 0 | 0 | 0 | 0 | 0 | 0 | 12 | 1
NO |  | 17 | 2016 | 0 | 18 | 18 |  | Asheville Plant | Pisgah Forest (DPC) | 230 | 230 | DC-T | 0.18 | 0 | 2 | 1272MCMA | 0 | 0 | 0 | 0 | 0 | 0 | 0 | 0 | 0 | 0 | 0 | 0 | 0 | 0 | 0 | 0 | 0 | 0 | 0 | 0 | 0 | 0 | 0 | 12 | 1
NO |  | 17 | 2016 | 0 | 19 | 19 |  | Asheville Plant | Pisgah Forest (DPC) | 230 | 230 | W-H Fr. | 3.43 | 0 | 1 | 1272MCMA | 0 | 0 | 0 | 0 | 0 | 0 | 0 | 0 | 0 | 0 | 0 | 0 | 0 | 0 | 0 | 0 | 0 | 0 | 0 | 0 | 0 | 0 | 0 | 12 | 1
NO |  | 17 | 2016 | 0 | 20 | 20 |  | Asheville Plant | Pisgah Forest (DPC) | 230 | 230 | W-H Fr. | 3.43 | 0.18 | 1 | 1272MCMA | 0 | 0 | 0 | 0 | 0 | 0 | 0 | 0 | 0 | 0 | 0 | 0 | 0 | 0 | 0 | 0 | 0 | 0 | 0 | 0 | 0 | 0 | 0 | 12 | 1
NO |  | 17 | 2016 | 0 | 21 | 21 |  | Aurora | Aurora PCS (Black) | 230 | 230 | DC-CP | 0.74 | 0 | 2 | 795MCMA | 0 | 0 | 0 | 0 | 0 | 0 | 0 | 0 | 0 | 0 | 0 | 0 | 0 | 0 | 0 | 0 | 0 | 0 | 0 | 0 | 0 | 0 | 0 | 12 | 1
NO |  | 17 | 2016 | 0 | 22 | 22 |  | Aurora | Aurora PCS (Black) | 230 | 230 | W-H Fr. | 1.44 | 0 | 1 | 795MCMA | 0 | 0 | 0 | 0 | 0 | 0 | 0 | 0 | 0 | 0 | 0 | 0 | 0 | 0 | 0 | 0 | 0 | 0 | 0 | 0 | 0 | 0 | 0 | 12 | 1
NO |  | 17 | 2016 | 0 | 23 | 23 |  | Aurora | Aurora PCS (Black) | 230 | 230 | DC S-HFR | 5.49 | 0 | 2 | 795MCMA | 0 | 0 | 0 | 0 | 0 | 0 | 0 | 0 | 0 | 0 | 0 | 0 | 0 | 0 | 0 | 0 | 0 | 0 | 0 | 0 | 0 | 0 | 0 | 12 | 1
NO |  | 17 | 2016 | 0 | 24 | 24 |  | Aurora | Aurora PCS (Black) | 230 | 230 | S-SP | 0.28 | 0 | 1 | 795MCMA | 0 | 0 | 0 | 0 | 0 | 0 | 0 | 0 | 0 | 0 | 0 | 0 | 0 | 0 | 0 | 0 | 0 | 0 | 0 | 0 | 0 | 0 | 0 | 12 | 1
NO |  | 17 | 2016 | 0 | 25 | 25 |  | Aurora | Aurora PCS (White) | 230 | 230 | DC S-HFR | 5.47 | 0 | 2 | 795MCMA | 0 | 0 | 0 | 0 | 0 | 0 | 0 | 0 | 0 | 0 | 0 | 0 | 0 | 0 | 0 | 0 | 0 | 0 | 0 | 0 | 0 | 0 | 0 | 12 | 1
NO |  | 17 | 2016 | 0 | 26 | 26 |  | Aurora | Aurora PCS (White) | 230 | 230 | S-SP | 0.25 | 0 | 1 | 795MCMA | 0 | 0 | 0 | 0 | 0 | 0 | 0 | 0 | 0 | 0 | 0 | 0 | 0 | 0 | 0 | 0 | 0 | 0 | 0 | 0 | 0 | 0 | 0 | 12 | 1
NO |  | 17 | 2016 | 0 | 27 | 27 |  | Aurora | Aurora PCS (White) | 230 | 230 | W-H Fr. | 1.46 | 0.74 | 1 | 795MCMA | 0 | 0 | 0 | 0 | 0 | 0 | 0 | 0 | 0 | 0 | 0 | 0 | 0 | 0 | 0 | 0 | 0 | 0 | 0 | 0 | 0 | 0 | 0 | 12 | 1
NO |  | 17 | 2016 | 0 | 28 | 28 |  | Aurora | Greenville | 230 | 230 | DC-T | 1.87 | 0 | 2 | 1109MCMA | 0 | 0 | 0 | 0 | 0 | 0 | 0 | 0 | 0 | 0 | 0 | 0 | 0 | 0 | 0 | 0 | 0 | 0 | 0 | 0 | 0 | 0 | 0 | 12 | 1
NO |  | 17 | 2016 | 0 | 29 | 29 |  | Aurora | Greenville | 230 | 230 | W-H Fr. | 36.77 | 0 | 1 | 1272&1109MCMA | 0 | 0 | 0 | 0 | 0 | 0 | 0 | 0 | 0 | 0 | 0 | 0 | 0 | 0 | 0 | 0 | 0 | 0 | 0 | 0 | 0 | 0 | 0 | 12 | 1
NO |  | 17 | 2016 | 0 | 30 | 30 |  | Aurora | New Bern | 230 | 230 | W-H Fr. | 27.74 | 0 | 1 | 1272MCMA | 0 | 0 | 0 | 0 | 0 | 0 | 0 | 0 | 0 | 0 | 0 | 0 | 0 | 0 | 0 | 0 | 0 | 0 | 0 | 0 | 0 | 0 | 0 | 12 | 1
NO |  | 17 | 2016 | 0 | 31 | 31 |  | Biscoe | Rockingham | 230 | 230 | S-HFR | 0.18 | 0 | 1 | 1272MCMA | 0 | 0 | 0 | 0 | 0 | 0 | 0 | 0 | 0 | 0 | 0 | 0 | 0 | 0 | 0 | 0 | 0 | 0 | 0 | 0 | 0 | 0 | 0 | 12 | 1
NO |  | 17 | 2016 | 0 | 32 | 32 |  | Biscoe | Rockingham | 230 | 230 | W-HFR | 36.83 | 0 | 1 | 1272MCMA | 0 | 0 | 0 | 0 | 0 | 0 | 0 | 0 | 0 | 0 | 0 | 0 | 0 | 0 | 0 | 0 | 0 | 0 | 0 | 0 | 0 | 0 | 0 | 12 | 1
NO |  | 17 | 2016 | 0 | 33 | 33 |  | Brunswick Plant | Castle Hayne (East) | 230 | 230 | S-HFR | 1.21 | 0 | 1 | 2515MCMA | 0 | 0 | 0 | 0 | 0 | 0 | 0 | 0 | 0 | 0 | 0 | 0 | 0 | 0 | 0 | 0 | 0 | 0 | 0 | 0 | 0 | 0 | 0 | 12 | 1
NO |  | 17 | 2016 | 0 | 34 | 34 |  | Brunswick Plant | Castle Hayne (East) | 230 | 230 | DC-T | 1.15 | 0 | 2 | 2500MCMA | 0 | 0 | 0 | 0 | 0 | 0 | 0 | 0 | 0 | 0 | 0 | 0 | 0 | 0 | 0 | 0 | 0 | 0 | 0 | 0 | 0 | 0 | 0 | 12 | 1
NO |  | 17 | 2016 | 0 | 35 | 35 |  | Brunswick Plant | Castle Hayne (East) | 230 | 230 | W-H Fr. | 24.43 | 0 | 1 | 1272&2515MCMA | 0 | 0 | 0 | 0 | 0 | 0 | 0 | 0 | 0 | 0 | 0 | 0 | 0 | 0 | 0 | 0 | 0 | 0 | 0 | 0 | 0 | 0 | 0 | 12 | 1
NO |  | 17 | 2016 | 0 | 36 | 36 |  | TOTAL |  | 0 | 0 |  | 6139.69 | 141.1 | 635 |  | 178636456 | 1201750658 | 1380387114 | 844247 | 23517924 | 0 | 24362171 | 0 | 0 | 0 | 0 | 0 | 0 | 0 | 0 | 0 | 0 | 0 | 0 | 0 | 0 | 0 | 0 | 12 | 1
NO |  | 17 | 2016 | 1 | 1 | 1 |  | Brunswick Plant | Castle Hayne (East) | 230 | 230 | S-SP | 7.21 | 0 | 1 | 2515MCMA | 0 | 0 | 0 | 0 | 0 | 0 | 0 | 0 | 0 | 0 | 0 | 0 | 0 | 0 | 0 | 0 | 0 | 0 | 0 | 0 | 0 | 0 | 0 | 12 | 1
NO |  | 17 | 2016 | 1 | 2 | 2 |  | Brunswick Plant | Castle Hayne (East) | 230 | 230 | C-SP | 0.7 | 0 | 1 | 1272MCMA | 0 | 0 | 0 | 0 | 0 | 0 | 0 | 0 | 0 | 0 | 0 | 0 | 0 | 0 | 0 | 0 | 0 | 0 | 0 | 0 | 0 | 0 | 0 | 12 | 1
NO |  | 17 | 2016 | 1 | 3 | 3 |  | Brunswick Plant | Delco (East) | 230 | 230 | DC-T | 0.17 | 0 | 2 | 1272MCMA | 0 | 0 | 0 | 0 | 0 | 0 | 0 | 0 | 0 | 0 | 0 | 0 | 0 | 0 | 0 | 0 | 0 | 0 | 0 | 0 | 0 | 0 | 0 | 12 | 1
NO |  | 17 | 2016 | 1 | 4 | 4 |  | Brunswick Plant | Delco (East) | 230 | 230 | W-H Fr. | 29.85 | 0 | 1 | 1272MCMA | 0 | 0 | 0 | 0 | 0 | 0 | 0 | 0 | 0 | 0 | 0 | 0 | 0 | 0 | 0 | 0 | 0 | 0 | 0 | 0 | 0 | 0 | 0 | 12 | 1
NO |  | 17 | 2016 | 1 | 5 | 5 |  | Brunswick Plant | Delco (East) | 230 | 230 | S-HFR | 1.13 | 0 | 1 | 1272MCMA | 0 | 0 | 0 | 0 | 0 | 0 | 0 | 0 | 0 | 0 | 0 | 0 | 0 | 0 | 0 | 0 | 0 | 0 | 0 | 0 | 0 | 0 | 0 | 12 | 1
NO |  | 17 | 2016 | 1 | 6 | 6 |  | Brunswick Plant | Jacksonville | 230 | 230 | W-H Fr. | 75.21 | 0 | 1 | 1272MCMA | 0 | 0 | 0 | 0 | 0 | 0 | 0 | 0 | 0 | 0 | 0 | 0 | 0 | 0 | 0 | 0 | 0 | 0 | 0 | 0 | 0 | 0 | 0 | 12 | 1
NO |  | 17 | 2016 | 1 | 7 | 7 |  | Brunswick Plant | Weatherspoon Plant | 230 | 230 | DC-T | 0.28 | 0 | 2 | 1272MCMA | 0 | 0 | 0 | 0 | 0 | 0 | 0 | 0 | 0 | 0 | 0 | 0 | 0 | 0 | 0 | 0 | 0 | 0 | 0 | 0 | 0 | 0 | 0 | 12 | 1
NO |  | 17 | 2016 | 1 | 8 | 8 |  | Brunswick Plant | Weatherspoon Plant | 230 | 230 | W-H Fr. | 77.65 | 0 | 1 | 1272MCMA | 0 | 0 | 0 | 0 | 0 | 0 | 0 | 0 | 0 | 0 | 0 | 0 | 0 | 0 | 0 | 0 | 0 | 0 | 0 | 0 | 0 | 0 | 0 | 12 | 1
NO |  | 17 | 2016 | 1 | 9 | 9 |  | Brunswick Plant | Wilmington Corning SW Sta | 230 | 230 | S-SP | 7.04 | 0 | 1 | 1272MCMA | 0 | 0 | 0 | 0 | 0 | 0 | 0 | 0 | 0 | 0 | 0 | 0 | 0 | 0 | 0 | 0 | 0 | 0 | 0 | 0 | 0 | 0 | 0 | 12 | 1
NO |  | 17 | 2016 | 1 | 10 | 10 |  | Brunswick Plant | Wilmington Corning SW Sta | 230 | 230 | W-H Fr. | 17.13 | 1.15 | 1 | 1272&2515MCMA | 0 | 0 | 0 | 0 | 0 | 0 | 0 | 0 | 0 | 0 | 0 | 0 | 0 | 0 | 0 | 0 | 0 | 0 | 0 | 0 | 0 | 0 | 0 | 12 | 1
NO |  | 17 | 2016 | 1 | 11 | 11 |  | Brunswick Plant | Wilmington Corning SW Sta | 230 | 230 | S-H Fr. | 1.36 | 0 | 1 | 2515MCMA | 0 | 0 | 0 | 0 | 0 | 0 | 0 | 0 | 0 | 0 | 0 | 0 | 0 | 0 | 0 | 0 | 0 | 0 | 0 | 0 | 0 | 0 | 0 | 12 | 1
NO |  | 17 | 2016 | 1 | 12 | 12 |  | Brunswick Plant | Delco (West) | 230 | 230 | W-H Fr. | 30.35 | 0 | 1 | 1272MCMA | 0 | 0 | 0 | 0 | 0 | 0 | 0 | 0 | 0 | 0 | 0 | 0 | 0 | 0 | 0 | 0 | 0 | 0 | 0 | 0 | 0 | 0 | 0 | 12 | 1
NO |  | 17 | 2016 | 1 | 13 | 13 |  | Brunswick Plant | Delco (West) | 230 | 230 | S-H Fr. | 1.08 | 0 | 1 | 1272MCMA | 0 | 0 | 0 | 0 | 0 | 0 | 0 | 0 | 0 | 0 | 0 | 0 | 0 | 0 | 0 | 0 | 0 | 0 | 0 | 0 | 0 | 0 | 0 | 12 | 1
NO |  | 17 | 2016 | 1 | 14 | 14 |  | Brunswick Plant | Wallace | 230 | 230 | W-H Fr. | 53.57 | 0 | 1 | 1272MCMA | 0 | 0 | 0 | 0 | 0 | 0 | 0 | 0 | 0 | 0 | 0 | 0 | 0 | 0 | 0 | 0 | 0 | 0 | 0 | 0 | 0 | 0 | 0 | 12 | 1
NO |  | 17 | 2016 | 1 | 15 | 15 |  | Brunswick Plant | Wallace | 230 | 230 | S-H Fr. | 1.25 | 0 | 1 | 1272MCMA | 0 | 0 | 0 | 0 | 0 | 0 | 0 | 0 | 0 | 0 | 0 | 0 | 0 | 0 | 0 | 0 | 0 | 0 | 0 | 0 | 0 | 0 | 0 | 12 | 1
NO |  | 17 | 2016 | 1 | 16 | 16 |  | Brunswick Plant | Whiteville | 230 | 230 | W-H Fr. | 47.74 | 0 | 1 | 1272MCMA | 0 | 0 | 0 | 0 | 0 | 0 | 0 | 0 | 0 | 0 | 0 | 0 | 0 | 0 | 0 | 0 | 0 | 0 | 0 | 0 | 0 | 0 | 0 | 12 | 1
NO |  | 17 | 2016 | 1 | 17 | 17 |  | Brunswick Plant | Whiteville | 230 | 230 | S-H Fr. | 1.07 | 0 | 1 | 1272MCMA | 0 | 0 | 0 | 0 | 0 | 0 | 0 | 0 | 0 | 0 | 0 | 0 | 0 | 0 | 0 | 0 | 0 | 0 | 0 | 0 | 0 | 0 | 0 | 12 | 1
NO |  | 17 | 2016 | 1 | 18 | 18 |  | Brunswick Plant Unit #1 | Brunswick Plant U#1 CAP | 230 | 230 | S-HFR | 0.2 | 0 | 1 | 795MCMA | 0 | 0 | 0 | 0 | 0 | 0 | 0 | 0 | 0 | 0 | 0 | 0 | 0 | 0 | 0 | 0 | 0 | 0 | 0 | 0 | 0 | 0 | 0 | 12 | 1
NO |  | 17 | 2016 | 1 | 19 | 19 |  | Cane River | Nagel East & West(APCO) | 230 | 230 | DC-T | 15.01 | 0 | 2 | 1590MCMA | 0 | 0 | 0 | 0 | 0 | 0 | 0 | 0 | 0 | 0 | 0 | 0 | 0 | 0 | 0 | 0 | 0 | 0 | 0 | 0 | 0 | 0 | 0 | 12 | 1
NO |  | 17 | 2016 | 1 | 20 | 20 |  | Cane River | Craggy | 230 | 230 | S-H Fr. | 26.39 | 0 | 1 | 1590MCMA | 0 | 0 | 0 | 0 | 0 | 0 | 0 | 0 | 0 | 0 | 0 | 0 | 0 | 0 | 0 | 0 | 0 | 0 | 0 | 0 | 0 | 0 | 0 | 12 | 1
NO |  | 17 | 2016 | 1 | 21 | 21 |  | Cape Fear Plant | Harris Plant (North) | 230 | 230 | W-H Fr. | 7.12 | 0 | 1 | 2515&1272MCMA(B) | 0 | 0 | 0 | 0 | 0 | 0 | 0 | 0 | 0 | 0 | 0 | 0 | 0 | 0 | 0 | 0 | 0 | 0 | 0 | 0 | 0 | 0 | 0 | 12 | 1
NO |  | 17 | 2016 | 1 | 22 | 22 |  | Cape Fear Plant | Harris Plant (North) | 230 | 230 | S-H Fr. | 0.25 | 0 | 1 | 1272MCMA(B) | 0 | 0 | 0 | 0 | 0 | 0 | 0 | 0 | 0 | 0 | 0 | 0 | 0 | 0 | 0 | 0 | 0 | 0 | 0 | 0 | 0 | 0 | 0 | 12 | 1
NO |  | 17 | 2016 | 1 | 23 | 23 |  | Cape Fear Plant | Harris Plant (South) | 230 | 230 | W-H Fr. | 6.14 | 0 | 1 | 1272MCMA(B) | 0 | 0 | 0 | 0 | 0 | 0 | 0 | 0 | 0 | 0 | 0 | 0 | 0 | 0 | 0 | 0 | 0 | 0 | 0 | 0 | 0 | 0 | 0 | 12 | 1
NO |  | 17 | 2016 | 1 | 24 | 24 |  | Cape Fear Plant | Harris Plant (South) | 230 | 230 | S-H Fr. | 0.38 | 0 | 1 | 1272MCMA(B) | 0 | 0 | 0 | 0 | 0 | 0 | 0 | 0 | 0 | 0 | 0 | 0 | 0 | 0 | 0 | 0 | 0 | 0 | 0 | 0 | 0 | 0 | 0 | 12 | 1
NO |  | 17 | 2016 | 1 | 25 | 25 |  | Cape Fear Plant | Jonesboro | 230 | 230 | W-H Fr. | 10.1 | 0 | 1 | 795&1272MCMA(B) | 0 | 0 | 0 | 0 | 0 | 0 | 0 | 0 | 0 | 0 | 0 | 0 | 0 | 0 | 0 | 0 | 0 | 0 | 0 | 0 | 0 | 0 | 0 | 12 | 1
NO |  | 17 | 2016 | 1 | 26 | 26 |  | Cape Fear Plant | West End | 230 | 230 | W-H Fr. | 37.54 | 0 | 1 | 1272&2515MCMA | 0 | 0 | 0 | 0 | 0 | 0 | 0 | 0 | 0 | 0 | 0 | 0 | 0 | 0 | 0 | 0 | 0 | 0 | 0 | 0 | 0 | 0 | 0 | 12 | 1
NO |  | 17 | 2016 | 1 | 27 | 27 |  | Cary Regency Park | Method | 230 | 230 | DC-SSP | 0.22 | 0 | 2 | 2515MCMA | 0 | 0 | 0 | 0 | 0 | 0 | 0 | 0 | 0 | 0 | 0 | 0 | 0 | 0 | 0 | 0 | 0 | 0 | 0 | 0 | 0 | 0 | 0 | 12 | 1
NO |  | 17 | 2016 | 1 | 28 | 28 |  | Cary Regency Park | Method | 230 | 230 | S-SP | 4.53 | 0 | 1 | 2515&1272MCMA | 0 | 0 | 0 | 0 | 0 | 0 | 0 | 0 | 0 | 0 | 0 | 0 | 0 | 0 | 0 | 0 | 0 | 0 | 0 | 0 | 0 | 0 | 0 | 12 | 1
NO |  | 17 | 2016 | 1 | 29 | 29 |  | Cary Regency Park | Method | 230 | 230 | W-H Fr. | 3.99 | 0 | 1 | 1272MCMA(B) | 0 | 0 | 0 | 0 | 0 | 0 | 0 | 0 | 0 | 0 | 0 | 0 | 0 | 0 | 0 | 0 | 0 | 0 | 0 | 0 | 0 | 0 | 0 | 12 | 1
NO |  | 17 | 2016 | 1 | 30 | 30 |  | Cary Regency Park | RTP | 230 | 230 | S-HFR | 11.03 | 0 | 1 | 1272MCMA | 0 | 0 | 0 | 0 | 0 | 0 | 0 | 0 | 0 | 0 | 0 | 0 | 0 | 0 | 0 | 0 | 0 | 0 | 0 | 0 | 0 | 0 | 0 | 12 | 1
NO |  | 17 | 2016 | 1 | 31 | 31 |  | Castle Hayne | Jacksonville | 230 | 230 | W-H Fr. | 44.9 | 0 | 1 | 1272MCMA | 0 | 0 | 0 | 0 | 0 | 0 | 0 | 0 | 0 | 0 | 0 | 0 | 0 | 0 | 0 | 0 | 0 | 0 | 0 | 0 | 0 | 0 | 0 | 12 | 1
NO |  | 17 | 2016 | 1 | 32 | 32 |  | Castle Hayne | Wilmington Corning SW. Sta. | 230 | 230 | S-SP | 0.45 | 0 | 1 | 1272MCMA | 0 | 0 | 0 | 0 | 0 | 0 | 0 | 0 | 0 | 0 | 0 | 0 | 0 | 0 | 0 | 0 | 0 | 0 | 0 | 0 | 0 | 0 | 0 | 12 | 1
NO |  | 17 | 2016 | 1 | 33 | 33 |  | Castle Hayne | Wilmington Corning SW. Sta. | 230 | 230 | W-HFR | 5.12 | 0 | 1 | 1272MCMA | 0 | 0 | 0 | 0 | 0 | 0 | 0 | 0 | 0 | 0 | 0 | 0 | 0 | 0 | 0 | 0 | 0 | 0 | 0 | 0 | 0 | 0 | 0 | 12 | 1
NO |  | 17 | 2016 | 1 | 34 | 34 |  | Clinton | Erwin | 230 | 230 | S-SP | 3.89 | 0 | 1 | 1272MCMA | 0 | 0 | 0 | 0 | 0 | 0 | 0 | 0 | 0 | 0 | 0 | 0 | 0 | 0 | 0 | 0 | 0 | 0 | 0 | 0 | 0 | 0 | 0 | 12 | 1
NO |  | 17 | 2016 | 1 | 35 | 35 |  | Clinton | Erwin | 230 | 230 | W-H Fr. | 30.43 | 0 | 1 | 1272MCMA | 0 | 0 | 0 | 0 | 0 | 0 | 0 | 0 | 0 | 0 | 0 | 0 | 0 | 0 | 0 | 0 | 0 | 0 | 0 | 0 | 0 | 0 | 0 | 12 | 1
NO |  | 17 | 2016 | 2 | 1 | 1 |  | Clinton | Mt Olive | 230 | 230 | S-HFR | 0.27 | 0 | 1 | 1590MCMA | 0 | 0 | 0 | 0 | 0 | 0 | 0 | 0 | 0 | 0 | 0 | 0 | 0 | 0 | 0 | 0 | 0 | 0 | 0 | 0 | 0 | 0 | 0 | 12 | 1
NO |  | 17 | 2016 | 2 | 2 | 2 |  | Clinton | Mt. Olive | 230 | 230 | S-SP | 14.22 | 0 | 1 | 1590MCMA | 0 | 0 | 0 | 0 | 0 | 0 | 0 | 0 | 0 | 0 | 0 | 0 | 0 | 0 | 0 | 0 | 0 | 0 | 0 | 0 | 0 | 0 | 0 | 12 | 1
NO |  | 17 | 2016 | 2 | 3 | 3 |  | Clinton | Wallace | 230 | 230 | W-H Fr. | 36.68 | 0 | 1 | 1272&556MCMA(B) | 0 | 0 | 0 | 0 | 0 | 0 | 0 | 0 | 0 | 0 | 0 | 0 | 0 | 0 | 0 | 0 | 0 | 0 | 0 | 0 | 0 | 0 | 0 | 12 | 1
NO |  | 17 | 2016 | 2 | 4 | 4 |  | Cumberland | Delco | 230 | 230 | W-H Fr. | 54.4 | 0 | 1 | 1272MCMA | 0 | 0 | 0 | 0 | 0 | 0 | 0 | 0 | 0 | 0 | 0 | 0 | 0 | 0 | 0 | 0 | 0 | 0 | 0 | 0 | 0 | 0 | 0 | 12 | 1
NO |  | 17 | 2016 | 2 | 5 | 5 |  | Cumberland | Fayetteville (North) | 230 | 230 | DC-SSP | 5.16 | 0 | 2 | 2515MCMA | 0 | 0 | 0 | 0 | 0 | 0 | 0 | 0 | 0 | 0 | 0 | 0 | 0 | 0 | 0 | 0 | 0 | 0 | 0 | 0 | 0 | 0 | 0 | 12 | 1
NO |  | 17 | 2016 | 2 | 6 | 6 |  | Cumberland | Fayetteville (North) | 230 | 230 | W-H Fr. | 8.58 | 0 | 1 | 2515MCMA | 0 | 0 | 0 | 0 | 0 | 0 | 0 | 0 | 0 | 0 | 0 | 0 | 0 | 0 | 0 | 0 | 0 | 0 | 0 | 0 | 0 | 0 | 0 | 12 | 1
NO |  | 17 | 2016 | 2 | 7 | 7 |  | Cumberland | Fayetteville (South) | 230 | 230 | W-H Fr. | 13.73 | 0 | 1 | 2515MCMA | 0 | 0 | 0 | 0 | 0 | 0 | 0 | 0 | 0 | 0 | 0 | 0 | 0 | 0 | 0 | 0 | 0 | 0 | 0 | 0 | 0 | 0 | 0 | 12 | 1
NO |  | 17 | 2016 | 2 | 8 | 8 |  | Cumberland | Whiteville | 230 | 230 | W-H Fr. | 40.93 | 0 | 1 | 1272&2515MCMA | 0 | 0 | 0 | 0 | 0 | 0 | 0 | 0 | 0 | 0 | 0 | 0 | 0 | 0 | 0 | 0 | 0 | 0 | 0 | 0 | 0 | 0 | 0 | 12 | 1
NO |  | 17 | 2016 | 2 | 9 | 9 |  | Durham | East Durham (DPC) | 230 | 230 | DC-SH Fr. | 0.75 | 0 | 2 | 1272MCMA(B) | 0 | 0 | 0 | 0 | 0 | 0 | 0 | 0 | 0 | 0 | 0 | 0 | 0 | 0 | 0 | 0 | 0 | 0 | 0 | 0 | 0 | 0 | 0 | 12 | 1
NO |  | 17 | 2016 | 2 | 10 | 10 |  | Durham | East Durham (DPC) | 230 | 230 | C-H Fr. | 0.6 | 0 | 1 | 1272MCMA(B) | 0 | 0 | 0 | 0 | 0 | 0 | 0 | 0 | 0 | 0 | 0 | 0 | 0 | 0 | 0 | 0 | 0 | 0 | 0 | 0 | 0 | 0 | 0 | 12 | 1
NO |  | 17 | 2016 | 2 | 11 | 11 |  | Durham | East Durham (DPC) | 230 | 230 | W-H Fr. | 8.31 | 0 | 1 | 1272MCMA(B) | 0 | 0 | 0 | 0 | 0 | 0 | 0 | 0 | 0 | 0 | 0 | 0 | 0 | 0 | 0 | 0 | 0 | 0 | 0 | 0 | 0 | 0 | 0 | 12 | 1
NO |  | 17 | 2016 | 2 | 12 | 12 |  | Durham | Falls | 230 | 230 | S-HFR | 3.53 | 0 | 1 | 2-1590MCMA | 0 | 0 | 0 | 0 | 0 | 0 | 0 | 0 | 0 | 0 | 0 | 0 | 0 | 0 | 0 | 0 | 0 | 0 | 0 | 0 | 0 | 0 | 0 | 12 | 1
NO |  | 17 | 2016 | 2 | 13 | 13 |  | Durham | Falls | 230 | 230 | DC S-HFR | 9.14 | 0 | 2 | 2-1590MCMA | 0 | 0 | 0 | 0 | 0 | 0 | 0 | 0 | 0 | 0 | 0 | 0 | 0 | 0 | 0 | 0 | 0 | 0 | 0 | 0 | 0 | 0 | 0 | 12 | 1
NO |  | 17 | 2016 | 2 | 14 | 14 |  | Durham | Falls | 230 | 230 | S-SP | 1.15 | 0 | 1 | 2-1590MCMA | 0 | 0 | 0 | 0 | 0 | 0 | 0 | 0 | 0 | 0 | 0 | 0 | 0 | 0 | 0 | 0 | 0 | 0 | 0 | 0 | 0 | 0 | 0 | 12 | 1
NO |  | 17 | 2016 | 2 | 15 | 15 |  | Durham | Method | 230 | 230 | DC-SSP | 1.52 | 0 | 2 | 2515MCMA | 0 | 0 | 0 | 0 | 0 | 0 | 0 | 0 | 0 | 0 | 0 | 0 | 0 | 0 | 0 | 0 | 0 | 0 | 0 | 0 | 0 | 0 | 0 | 12 | 1
NO |  | 17 | 2016 | 2 | 16 | 16 |  | Durham | Method | 230 | 230 | S-SP | 13.53 | 0 | 1 | 2515MCMA | 0 | 0 | 0 | 0 | 0 | 0 | 0 | 0 | 0 | 0 | 0 | 0 | 0 | 0 | 0 | 0 | 0 | 0 | 0 | 0 | 0 | 0 | 0 | 12 | 1
NO |  | 17 | 2016 | 2 | 17 | 17 |  | Durham | Method | 230 | 230 | W-H Fr. | 1.15 | 0 | 1 | 2515&1272MCMA(B) | 0 | 0 | 0 | 0 | 0 | 0 | 0 | 0 | 0 | 0 | 0 | 0 | 0 | 0 | 0 | 0 | 0 | 0 | 0 | 0 | 0 | 0 | 0 | 12 | 1
NO |  | 17 | 2016 | 2 | 18 | 18 |  | Durham | RTP | 230 | 230 | s-hfr | 10.1 | 0 | 1 | 1272MCMA | 0 | 0 | 0 | 0 | 0 | 0 | 0 | 0 | 0 | 0 | 0 | 0 | 0 | 0 | 0 | 0 | 0 | 0 | 0 | 0 | 0 | 0 | 0 | 12 | 1
NO |  | 17 | 2016 | 2 | 19 | 19 |  | Erwin | Fayetteville East | 230 | 230 | W-H Fr. | 23.09 | 0 | 1 | 1272MCMA | 0 | 0 | 0 | 0 | 0 | 0 | 0 | 0 | 0 | 0 | 0 | 0 | 0 | 0 | 0 | 0 | 0 | 0 | 0 | 0 | 0 | 0 | 0 | 12 | 1
NO |  | 17 | 2016 | 2 | 20 | 20 |  | Erwin | Milburnie | 230 | 230 | S-HFR | 0.5 | 0 | 1 | 1272MCMA | 0 | 0 | 0 | 0 | 0 | 0 | 0 | 0 | 0 | 0 | 0 | 0 | 0 | 0 | 0 | 0 | 0 | 0 | 0 | 0 | 0 | 0 | 0 | 12 | 1
NO |  | 17 | 2016 | 2 | 21 | 21 |  | Erwin | Milburnie | 230 | 230 | S-SP | 0.71 | 0 | 1 | 1272MCMA | 0 | 0 | 0 | 0 | 0 | 0 | 0 | 0 | 0 | 0 | 0 | 0 | 0 | 0 | 0 | 0 | 0 | 0 | 0 | 0 | 0 | 0 | 0 | 12 | 1
NO |  | 17 | 2016 | 2 | 22 | 22 |  | Erwin | Milburnie | 230 | 230 | DC-T | 1.83 | 0 | 2 | 1272MCMA | 0 | 0 | 0 | 0 | 0 | 0 | 0 | 0 | 0 | 0 | 0 | 0 | 0 | 0 | 0 | 0 | 0 | 0 | 0 | 0 | 0 | 0 | 0 | 12 | 1
NO |  | 17 | 2016 | 2 | 23 | 23 |  | Erwin | Milburnie | 230 | 230 | W-H Fr. | 34.08 | 0 | 1 | 1272MCMA | 0 | 0 | 0 | 0 | 0 | 0 | 0 | 0 | 0 | 0 | 0 | 0 | 0 | 0 | 0 | 0 | 0 | 0 | 0 | 0 | 0 | 0 | 0 | 12 | 1
NO |  | 17 | 2016 | 2 | 24 | 24 |  | Erwin | Selma | 230 | 230 | S-SP | 3.14 | 0 | 1 | 1272MCMA | 0 | 0 | 0 | 0 | 0 | 0 | 0 | 0 | 0 | 0 | 0 | 0 | 0 | 0 | 0 | 0 | 0 | 0 | 0 | 0 | 0 | 0 | 0 | 12 | 1
NO |  | 17 | 2016 | 2 | 25 | 25 |  | Erwin | Selma | 230 | 230 | W-H Fr. | 22.06 | 0 | 1 | 1272MCMA | 0 | 0 | 0 | 0 | 0 | 0 | 0 | 0 | 0 | 0 | 0 | 0 | 0 | 0 | 0 | 0 | 0 | 0 | 0 | 0 | 0 | 0 | 0 | 12 | 1
NO |  | 17 | 2016 | 2 | 26 | 26 |  | Falls | Milburnie | 230 | 230 | DC-T | 10.92 | 0 | 2 | 1272MCMA | 0 | 0 | 0 | 0 | 0 | 0 | 0 | 0 | 0 | 0 | 0 | 0 | 0 | 0 | 0 | 0 | 0 | 0 | 0 | 0 | 0 | 0 | 0 | 12 | 1
NO |  | 17 | 2016 | 2 | 27 | 27 |  | Falls | Milburnie | 230 | 230 | S-H Fr. | 0.32 | 0 | 1 | 1272MCMA | 0 | 0 | 0 | 0 | 0 | 0 | 0 | 0 | 0 | 0 | 0 | 0 | 0 | 0 | 0 | 0 | 0 | 0 | 0 | 0 | 0 | 0 | 0 | 12 | 1
NO |  | 17 | 2016 | 2 | 28 | 28 |  | Fayetteville | Fayetteville East | 230 | 230 | DC-T | 0.97 | 0 | 2 | 1272MCMA | 0 | 0 | 0 | 0 | 0 | 0 | 0 | 0 | 0 | 0 | 0 | 0 | 0 | 0 | 0 | 0 | 0 | 0 | 0 | 0 | 0 | 0 | 0 | 12 | 1
NO |  | 17 | 2016 | 2 | 29 | 29 |  | Fayetteville | Fayetteville East | 230 | 230 | W-H Fr. | 9.82 | 0 | 1 | 1272MCMA | 0 | 0 | 0 | 0 | 0 | 0 | 0 | 0 | 0 | 0 | 0 | 0 | 0 | 0 | 0 | 0 | 0 | 0 | 0 | 0 | 0 | 0 | 0 | 12 | 1
NO |  | 17 | 2016 | 2 | 30 | 30 |  | Fayetteville | Fort Bragg Woodruff St. | 230 | 230 | DC-SSP | 0.21 | 0 | 2 | 1272MCMA(B) | 0 | 0 | 0 | 0 | 0 | 0 | 0 | 0 | 0 | 0 | 0 | 0 | 0 | 0 | 0 | 0 | 0 | 0 | 0 | 0 | 0 | 0 | 0 | 12 | 1
NO |  | 17 | 2016 | 2 | 31 | 31 |  | Fayetteville | Fort Bragg Woodruff St. | 230 | 230 | S-SP | 6.99 | 0 | 1 | 2515&1272MCMA(B) | 0 | 0 | 0 | 0 | 0 | 0 | 0 | 0 | 0 | 0 | 0 | 0 | 0 | 0 | 0 | 0 | 0 | 0 | 0 | 0 | 0 | 0 | 0 | 12 | 1
NO |  | 17 | 2016 | 2 | 32 | 32 |  | Fayetteville | Fort Bragg Woodruff St. | 230 | 230 | W-H Fr. | 13.68 | 0 | 1 | 1272MCMA(B) | 0 | 0 | 0 | 0 | 0 | 0 | 0 | 0 | 0 | 0 | 0 | 0 | 0 | 0 | 0 | 0 | 0 | 0 | 0 | 0 | 0 | 0 | 0 | 12 | 1
NO |  | 17 | 2016 | 2 | 33 | 33 |  | Fayetteville | Raeford | 230 | 230 | DC-SSP | 2.15 | 0 | 2 | 1272MCMA(B) | 0 | 0 | 0 | 0 | 0 | 0 | 0 | 0 | 0 | 0 | 0 | 0 | 0 | 0 | 0 | 0 | 0 | 0 | 0 | 0 | 0 | 0 | 0 | 12 | 1
NO |  | 17 | 2016 | 2 | 34 | 34 |  | Fayetteville | Raeford | 230 | 230 | W-H Fr. | 14.79 | 0 | 1 | 1272MCMA(B) | 0 | 0 | 0 | 0 | 0 | 0 | 0 | 0 | 0 | 0 | 0 | 0 | 0 | 0 | 0 | 0 | 0 | 0 | 0 | 0 | 0 | 0 | 0 | 12 | 1
NO |  | 17 | 2016 | 2 | 35 | 35 |  | Fayetteville | Rockingham | 230 | 230 | W-H Fr. | 50.92 | 1.88 | 1 | 1272MCMA | 0 | 0 | 0 | 0 | 0 | 0 | 0 | 0 | 0 | 0 | 0 | 0 | 0 | 0 | 0 | 0 | 0 | 0 | 0 | 0 | 0 | 0 | 0 | 12 | 1
NO |  | 17 | 2016 | 3 | 1 | 1 |  | Fayetteville | Rockingham | 230 | 230 | DC S-HFR | 2.63 | 0 | 2 | 1272MCMA | 0 | 0 | 0 | 0 | 0 | 0 | 0 | 0 | 0 | 0 | 0 | 0 | 0 | 0 | 0 | 0 | 0 | 0 | 0 | 0 | 0 | 0 | 0 | 12 | 1
NO |  | 17 | 2016 | 3 | 2 | 2 |  | Fayetteville | Rockingham | -230 | -230 | (W-HFR) | -2.3 | 0 | -1 | (1272MCMA) | 0 | 0 | 0 | 0 | 0 | 0 | 0 | 0 | 0 | 0 | 0 | 0 | 0 | 0 | 0 | 0 | 0 | 0 | 0 | 0 | 0 | 0 | 0 | 12 | 1
NO |  | 17 | 2016 | 3 | 3 | 3 |  | Fayetteville East | Fort Bragg Woodruff St. | 230 | 230 | DC-SH Fr. | 6.44 | 0 | 2 | 1590MCMA | 0 | 0 | 0 | 0 | 0 | 0 | 0 | 0 | 0 | 0 | 0 | 0 | 0 | 0 | 0 | 0 | 0 | 0 | 0 | 0 | 0 | 0 | 0 | 12 | 1
NO |  | 17 | 2016 | 3 | 4 | 4 |  | Fayetteville East | Fort Bragg Woodruff St. | 230 | 230 | S-SP | 3.73 | 0.21 | 1 | 1590MCMA | 0 | 0 | 0 | 0 | 0 | 0 | 0 | 0 | 0 | 0 | 0 | 0 | 0 | 0 | 0 | 0 | 0 | 0 | 0 | 0 | 0 | 0 | 0 | 12 | 1
NO |  | 17 | 2016 | 3 | 5 | 5 |  | Fayetteville East | Fort Bragg Woodruff St. | 230 | 230 | DC S-SP | 0.03 | 0 | 2 | 1590MCMA | 0 | 0 | 0 | 0 | 0 | 0 | 0 | 0 | 0 | 0 | 0 | 0 | 0 | 0 | 0 | 0 | 0 | 0 | 0 | 0 | 0 | 0 | 0 | 12 | 1
NO |  | 17 | 2016 | 3 | 6 | 6 |  | Fort Bragg Woodruff St. | Richmond Sub | 230 | 230 | S-SP | 5.98 | 0 | 1 | 21590MCMA | 0 | 0 | 0 | 0 | 0 | 0 | 0 | 0 | 0 | 0 | 0 | 0 | 0 | 0 | 0 | 0 | 0 | 0 | 0 | 0 | 0 | 0 | 0 | 12 | 1
NO |  | 17 | 2016 | 3 | 7 | 7 |  | Fort Bragg Woodruff St. | Richmond Sub | 230 | 230 | DC S-HFR | 2.77 | 0 | 2 | 21590MCMA | 0 | 0 | 0 | 0 | 0 | 0 | 0 | 0 | 0 | 0 | 0 | 0 | 0 | 0 | 0 | 0 | 0 | 0 | 0 | 0 | 0 | 0 | 0 | 12 | 1
NO |  | 17 | 2016 | 3 | 8 | 8 |  | Fort Bragg Woodruff St. | Richmond Sub | 230 | 230 | S-SP | 3.7 | 0 | 1 | 2-1590MCMA | 0 | 0 | 0 | 0 | 0 | 0 | 0 | 0 | 0 | 0 | 0 | 0 | 0 | 0 | 0 | 0 | 0 | 0 | 0 | 0 | 0 | 0 | 0 | 12 | 1
NO |  | 17 | 2016 | 3 | 9 | 9 |  | Fort Bragg Woodruff St. | Richmond Sub | 230 | 230 | S-HFR | 51.32 | 0 | 1 | 2-1590MCMA | 0 | 0 | 0 | 0 | 0 | 0 | 0 | 0 | 0 | 0 | 0 | 0 | 0 | 0 | 0 | 0 | 0 | 0 | 0 | 0 | 0 | 0 | 0 | 12 | 1
NO |  | 17 | 2016 | 3 | 10 | 10 |  | Greenville | Everetts (VP) | 230 | 230 | DC-T | 0.61 | 0 | 1 | 1109MCMA | 0 | 0 | 0 | 0 | 0 | 0 | 0 | 0 | 0 | 0 | 0 | 0 | 0 | 0 | 0 | 0 | 0 | 0 | 0 | 0 | 0 | 0 | 0 | 12 | 1
NO |  | 17 | 2016 | 3 | 11 | 11 |  | Greenville | Wilson | 230 | 230 | W-H Fr. | 14.56 | 0 | 1 | 1272&546MCMA(B) | 0 | 0 | 0 | 0 | 0 | 0 | 0 | 0 | 0 | 0 | 0 | 0 | 0 | 0 | 0 | 0 | 0 | 0 | 0 | 0 | 0 | 0 | 0 | 12 | 1
NO |  | 17 | 2016 | 3 | 12 | 12 |  | Greenville | Wilson | 230 | 230 | DC-T | 0.65 | 0 | 1 | 546MCMA(B) | 0 | 0 | 0 | 0 | 0 | 0 | 0 | 0 | 0 | 0 | 0 | 0 | 0 | 0 | 0 | 0 | 0 | 0 | 0 | 0 | 0 | 0 | 0 | 12 | 1
NO |  | 17 | 2016 | 3 | 13 | 13 |  | Harris Plant | Siler City | 230 | 230 | S-H Fr. | 10.79 | 0 | 1 | 1272MCMA(B) | 0 | 0 | 0 | 0 | 0 | 0 | 0 | 0 | 0 | 0 | 0 | 0 | 0 | 0 | 0 | 0 | 0 | 0 | 0 | 0 | 0 | 0 | 0 | 12 | 1
NO |  | 17 | 2016 | 3 | 14 | 14 |  | Harris Plant | Siler City | 230 | 230 | W-H Fr. | 20.69 | 0 | 1 | 2515&1272MCMA(B) | 0 | 0 | 0 | 0 | 0 | 0 | 0 | 0 | 0 | 0 | 0 | 0 | 0 | 0 | 0 | 0 | 0 | 0 | 0 | 0 | 0 | 0 | 0 | 12 | 1
NO |  | 17 | 2016 | 3 | 15 | 15 |  | Harris Plant | Apex US #1 | 230 | 230 | W-H Fr. | 3.96 | 0 | 1 | 1272MCMA(B) | 0 | 0 | 0 | 0 | 0 | 0 | 0 | 0 | 0 | 0 | 0 | 0 | 0 | 0 | 0 | 0 | 0 | 0 | 0 | 0 | 0 | 0 | 0 | 12 | 1
NO |  | 17 | 2016 | 3 | 16 | 16 |  | Harris Plant | Erwin | 230 | 230 | S-H Fr. | 0.92 | 0 | 1 | 1272MCMA(B) | 0 | 0 | 0 | 0 | 0 | 0 | 0 | 0 | 0 | 0 | 0 | 0 | 0 | 0 | 0 | 0 | 0 | 0 | 0 | 0 | 0 | 0 | 0 | 12 | 1
NO |  | 17 | 2016 | 3 | 17 | 17 |  | Harris Plant | Erwin | 230 | 230 | W-H Fr. | 28.85 | 0 | 1 | 1272MCMA(B) | 0 | 0 | 0 | 0 | 0 | 0 | 0 | 0 | 0 | 0 | 0 | 0 | 0 | 0 | 0 | 0 | 0 | 0 | 0 | 0 | 0 | 0 | 0 | 12 | 1
NO |  | 17 | 2016 | 3 | 18 | 18 |  | Harris Plant | Fort Bragg Woodruff St. | 230 | 230 | DC-SSP | 1.15 | 0 | 2 | 1272MCMA(B) | 0 | 0 | 0 | 0 | 0 | 0 | 0 | 0 | 0 | 0 | 0 | 0 | 0 | 0 | 0 | 0 | 0 | 0 | 0 | 0 | 0 | 0 | 0 | 12 | 1
NO |  | 17 | 2016 | 3 | 19 | 19 |  | Harris Plant | Fort Bragg Woodruff St. | 230 | 230 | S-H Fr. | 0.27 | 0 | 1 | 1272MCMA(B) | 0 | 0 | 0 | 0 | 0 | 0 | 0 | 0 | 0 | 0 | 0 | 0 | 0 | 0 | 0 | 0 | 0 | 0 | 0 | 0 | 0 | 0 | 0 | 12 | 1
NO |  | 17 | 2016 | 3 | 20 | 20 |  | Harris Plant | Fort Bragg Woodruff St. | 230 | 230 | W-H Fr. | 34.23 | 0 | 1 | 1272MCMA(B) | 0 | 0 | 0 | 0 | 0 | 0 | 0 | 0 | 0 | 0 | 0 | 0 | 0 | 0 | 0 | 0 | 0 | 0 | 0 | 0 | 0 | 0 | 0 | 12 | 1
NO |  | 17 | 2016 | 3 | 21 | 21 |  | Harris Plant | RTP | 230 | 230 | S-SP | 2.87 | 0 | 1 | 2-1590MCMA | 0 | 0 | 0 | 0 | 0 | 0 | 0 | 0 | 0 | 0 | 0 | 0 | 0 | 0 | 0 | 0 | 0 | 0 | 0 | 0 | 0 | 0 | 0 | 12 | 1
NO |  | 17 | 2016 | 3 | 22 | 22 |  | Harris Plant | Wake | 230 | 230 | S-SP | 5.39 | 0 | 1 | 1590MCMA(B) | 0 | 0 | 0 | 0 | 0 | 0 | 0 | 0 | 0 | 0 | 0 | 0 | 0 | 0 | 0 | 0 | 0 | 0 | 0 | 0 | 0 | 0 | 0 | 12 | 1
NO |  | 17 | 2016 | 3 | 23 | 23 |  | Harris Plant | Wake | 230 | 230 | S-H Fr. | 32.39 | 0 | 1 | 1590MCMA(B) | 0 | 0 | 0 | 0 | 0 | 0 | 0 | 0 | 0 | 0 | 0 | 0 | 0 | 0 | 0 | 0 | 0 | 0 | 0 | 0 | 0 | 0 | 0 | 12 | 1
NO |  | 17 | 2016 | 3 | 24 | 24 |  | Havelock | Jacksonville | 230 | 230 | DC-T | 10.41 | 0 | 2 | 1272MCMA | 0 | 0 | 0 | 0 | 0 | 0 | 0 | 0 | 0 | 0 | 0 | 0 | 0 | 0 | 0 | 0 | 0 | 0 | 0 | 0 | 0 | 0 | 0 | 12 | 1
NO |  | 17 | 2016 | 3 | 25 | 25 |  | Havelock | Jacksonville | 230 | 230 | W-H Fr. | 27.84 | 0 | 1 | 1272&556MCMA(B) | 0 | 0 | 0 | 0 | 0 | 0 | 0 | 0 | 0 | 0 | 0 | 0 | 0 | 0 | 0 | 0 | 0 | 0 | 0 | 0 | 0 | 0 | 0 | 12 | 1
NO |  | 17 | 2016 | 3 | 26 | 26 |  | Havelock | Morehead Wildwood | 230 | 230 | DC-SSP | 0.27 | 0 | 2 | 1590MCMA | 0 | 0 | 0 | 0 | 0 | 0 | 0 | 0 | 0 | 0 | 0 | 0 | 0 | 0 | 0 | 0 | 0 | 0 | 0 | 0 | 0 | 0 | 0 | 12 | 1
NO |  | 17 | 2016 | 3 | 27 | 27 |  | Havelock | Morehead Wildwood | 230 | 230 | W-H Fr. | 14.82 | 0 | 1 | 1590MCMA | 0 | 0 | 0 | 0 | 0 | 0 | 0 | 0 | 0 | 0 | 0 | 0 | 0 | 0 | 0 | 0 | 0 | 0 | 0 | 0 | 0 | 0 | 0 | 12 | 1
NO |  | 17 | 2016 | 3 | 28 | 28 |  | Havelock | Morehead Wildwood | 230 | 230 | S-SP | 0.23 | 0 | 1 | 1590MCMA | 0 | 0 | 0 | 0 | 0 | 0 | 0 | 0 | 0 | 0 | 0 | 0 | 0 | 0 | 0 | 0 | 0 | 0 | 0 | 0 | 0 | 0 | 0 | 12 | 1
NO |  | 17 | 2016 | 3 | 29 | 29 |  | Havelock | New Bern | 230 | 230 | DC-T | 0.13 | 0 | 2 | 1272MCMA | 0 | 0 | 0 | 0 | 0 | 0 | 0 | 0 | 0 | 0 | 0 | 0 | 0 | 0 | 0 | 0 | 0 | 0 | 0 | 0 | 0 | 0 | 0 | 12 | 1
NO |  | 17 | 2016 | 3 | 30 | 30 |  | Havelock | New Bern | 230 | 230 | W-H Fr. | 23.34 | 0 | 1 | 1272MCMA | 0 | 0 | 0 | 0 | 0 | 0 | 0 | 0 | 0 | 0 | 0 | 0 | 0 | 0 | 0 | 0 | 0 | 0 | 0 | 0 | 0 | 0 | 0 | 12 | 1
NO |  | 17 | 2016 | 3 | 31 | 31 |  | Havelock Sub | Havelock Cap Bank | 230 | 230 | S-HFR | 0.07 | 0 | 1 | 795MCMA | 0 | 0 | 0 | 0 | 0 | 0 | 0 | 0 | 0 | 0 | 0 | 0 | 0 | 0 | 0 | 0 | 0 | 0 | 0 | 0 | 0 | 0 | 0 | 12 | 1
NO |  | 17 | 2016 | 3 | 32 | 32 |  | Henderson | Person | 230 | 230 | DC-T | 2.46 | 0 | 2 | 1272MCMA | 0 | 0 | 0 | 0 | 0 | 0 | 0 | 0 | 0 | 0 | 0 | 0 | 0 | 0 | 0 | 0 | 0 | 0 | 0 | 0 | 0 | 0 | 0 | 12 | 1
NO |  | 17 | 2016 | 3 | 33 | 33 |  | Henderson | Person | 230 | 230 | W-H Fr. | 37.47 | 0 | 1 | 1272MCMA | 0 | 0 | 0 | 0 | 0 | 0 | 0 | 0 | 0 | 0 | 0 | 0 | 0 | 0 | 0 | 0 | 0 | 0 | 0 | 0 | 0 | 0 | 0 | 12 | 1
NO |  | 17 | 2016 | 3 | 34 | 34 |  | Jacksonville | Jacksonville Svc | 230 | 230 | S-HFR | 0.1 | 0 | 1 | 795MCMA | 0 | 0 | 0 | 0 | 0 | 0 | 0 | 0 | 0 | 0 | 0 | 0 | 0 | 0 | 0 | 0 | 0 | 0 | 0 | 0 | 0 | 0 | 0 | 12 | 1
NO |  | 17 | 2016 | 3 | 35 | 35 |  | Jacksonville | New Bern | 230 | 230 | W-H Fr. | 30.16 | 0 | 1 | 1272MCMA | 0 | 0 | 0 | 0 | 0 | 0 | 0 | 0 | 0 | 0 | 0 | 0 | 0 | 0 | 0 | 0 | 0 | 0 | 0 | 0 | 0 | 0 | 0 | 12 | 1
NO |  | 17 | 2016 | 4 | 1 | 1 |  | Jacksonville | Wallace | 230 | 230 | W-H Fr. | 30.82 | 0 | 1 | 1272MCMA | 0 | 0 | 0 | 0 | 0 | 0 | 0 | 0 | 0 | 0 | 0 | 0 | 0 | 0 | 0 | 0 | 0 | 0 | 0 | 0 | 0 | 0 | 0 | 12 | 1
NO |  | 17 | 2016 | 4 | 2 | 2 |  | Kinston DuPont | Wommack | 230 | 230 | S-SP | 0.14 | 0 | 1 | 1272MCMA | 0 | 0 | 0 | 0 | 0 | 0 | 0 | 0 | 0 | 0 | 0 | 0 | 0 | 0 | 0 | 0 | 0 | 0 | 0 | 0 | 0 | 0 | 0 | 12 | 1
NO |  | 17 | 2016 | 4 | 3 | 3 |  | Kinston DuPont | Wommack | 230 | 230 | W-H Fr. | 2.21 | 0 | 1 | 1272MCMA | 0 | 0 | 0 | 0 | 0 | 0 | 0 | 0 | 0 | 0 | 0 | 0 | 0 | 0 | 0 | 0 | 0 | 0 | 0 | 0 | 0 | 0 | 0 | 12 | 1
NO |  | 17 | 2016 | 4 | 4 | 4 |  | Kinston DuPont | Wommack | 230 | 230 | S-HFR | 16.85 | 0 | 1 | 1272MCMA | 0 | 0 | 0 | 0 | 0 | 0 | 0 | 0 | 0 | 0 | 0 | 0 | 0 | 0 | 0 | 0 | 0 | 0 | 0 | 0 | 0 | 0 | 0 | 12 | 1
NO |  | 17 | 2016 | 4 | 5 | 5 |  | Laurinburg | Richmond | 230 | 230 | C-SP | 3.32 | 0 | 1 | 2515MCMA | 0 | 0 | 0 | 0 | 0 | 0 | 0 | 0 | 0 | 0 | 0 | 0 | 0 | 0 | 0 | 0 | 0 | 0 | 0 | 0 | 0 | 0 | 0 | 12 | 1
NO |  | 17 | 2016 | 4 | 6 | 6 |  | Laurinburg | Richmond | 230 | 230 | W-H Fr. | 17.12 | 0 | 1 | 2515&1272MCMA(B) | 0 | 0 | 0 | 0 | 0 | 0 | 0 | 0 | 0 | 0 | 0 | 0 | 0 | 0 | 0 | 0 | 0 | 0 | 0 | 0 | 0 | 0 | 0 | 12 | 1
NO |  | 17 | 2016 | 4 | 7 | 7 |  | Lee Sub | Milburnie | 230 | 230 | S-SP | 0.43 | 0 | 1 | 1272MCMA | 0 | 0 | 0 | 0 | 0 | 0 | 0 | 0 | 0 | 0 | 0 | 0 | 0 | 0 | 0 | 0 | 0 | 0 | 0 | 0 | 0 | 0 | 0 | 12 | 1
NO |  | 17 | 2016 | 4 | 8 | 8 |  | Lee Sub | Milburnie | 230 | 230 | W-H Fr. | 40.3 | 1.36 | 1 | 1272MCMA | 0 | 0 | 0 | 0 | 0 | 0 | 0 | 0 | 0 | 0 | 0 | 0 | 0 | 0 | 0 | 0 | 0 | 0 | 0 | 0 | 0 | 0 | 0 | 12 | 1
NO |  | 17 | 2016 | 4 | 9 | 9 |  | Lee Sub | Mt. Olive | 230 | 230 | S-HFR | 0.23 | 0 | 1 | 1590MCMA | 0 | 0 | 0 | 0 | 0 | 0 | 0 | 0 | 0 | 0 | 0 | 0 | 0 | 0 | 0 | 0 | 0 | 0 | 0 | 0 | 0 | 0 | 0 | 12 | 1
NO |  | 17 | 2016 | 4 | 10 | 10 |  | Lee Sub | Mt. Olive | 230 | 230 | S-SP | 10.39 | 0 | 1 | 1590MCMA | 0 | 0 | 0 | 0 | 0 | 0 | 0 | 0 | 0 | 0 | 0 | 0 | 0 | 0 | 0 | 0 | 0 | 0 | 0 | 0 | 0 | 0 | 0 | 12 | 1
NO |  | 17 | 2016 | 4 | 11 | 11 |  | Lee Sub | Mt. Olive | 230 | 230 | DC S-HFR | 3.21 | 0 | 2 | 1590MCMA | 0 | 0 | 0 | 0 | 0 | 0 | 0 | 0 | 0 | 0 | 0 | 0 | 0 | 0 | 0 | 0 | 0 | 0 | 0 | 0 | 0 | 0 | 0 | 12 | 1
NO |  | 17 | 2016 | 4 | 12 | 12 |  | Lee Sub | Selma | 230 | 230 | S-SP | 0.24 | 0 | 1 | 2515&1272MCMA(B) | 0 | 0 | 0 | 0 | 0 | 0 | 0 | 0 | 0 | 0 | 0 | 0 | 0 | 0 | 0 | 0 | 0 | 0 | 0 | 0 | 0 | 0 | 0 | 12 | 1
NO |  | 17 | 2016 | 4 | 13 | 13 |  | Lee Sub | Selma | 230 | 230 | W-H Fr. | 16.54 | 0 | 1 | 1272MCMA(B) | 0 | 0 | 0 | 0 | 0 | 0 | 0 | 0 | 0 | 0 | 0 | 0 | 0 | 0 | 0 | 0 | 0 | 0 | 0 | 0 | 0 | 0 | 0 | 12 | 1
NO |  | 17 | 2016 | 4 | 14 | 14 |  | Lee Sub | Wommack (North) | 230 | 230 | W-H Fr. | 30.47 | 0 | 1 | 1272MCMA(B) | 0 | 0 | 0 | 0 | 0 | 0 | 0 | 0 | 0 | 0 | 0 | 0 | 0 | 0 | 0 | 0 | 0 | 0 | 0 | 0 | 0 | 0 | 0 | 12 | 1
NO |  | 17 | 2016 | 4 | 15 | 15 |  | Lee Sub | Wommack (South) | 230 | 230 | S-HFR | 29.45 | 0 | 1 | 2-1272MCMA | 0 | 0 | 0 | 0 | 0 | 0 | 0 | 0 | 0 | 0 | 0 | 0 | 0 | 0 | 0 | 0 | 0 | 0 | 0 | 0 | 0 | 0 | 0 | 12 | 1
NO |  | 17 | 2016 | 4 | 16 | 16 |  | Lilesville | DPC Oakboro (Black) | 230 | 230 | S-HFR | 24.7 | 0 | 1 | 1272 MCMA | 0 | 0 | 0 | 0 | 0 | 0 | 0 | 0 | 0 | 0 | 0 | 0 | 0 | 0 | 0 | 0 | 0 | 0 | 0 | 0 | 0 | 0 | 0 | 12 | 1
NO |  | 17 | 2016 | 4 | 17 | 17 |  | Lilesville | DPC Oakboro (White) | 230 | 230 | S-HFR | 24.7 | 0 | 1 | 1272 MCMA | 0 | 0 | 0 | 0 | 0 | 0 | 0 | 0 | 0 | 0 | 0 | 0 | 0 | 0 | 0 | 0 | 0 | 0 | 0 | 0 | 0 | 0 | 0 | 12 | 1
NO |  | 17 | 2016 | 4 | 18 | 18 |  | LIlesville | Rockingham (Black) | 230 | 230 | S-HFR | 10.36 | 0 | 1 | 1272 MCMA | 0 | 0 | 0 | 0 | 0 | 0 | 0 | 0 | 0 | 0 | 0 | 0 | 0 | 0 | 0 | 0 | 0 | 0 | 0 | 0 | 0 | 0 | 0 | 12 | 1
NO |  | 17 | 2016 | 4 | 19 | 19 |  | Lilesville | Rockingham (White) | 230 | 230 | S-HFR | 10.35 | 0 | 1 | 1272 MCMA | 0 | 0 | 0 | 0 | 0 | 0 | 0 | 0 | 0 | 0 | 0 | 0 | 0 | 0 | 0 | 0 | 0 | 0 | 0 | 0 | 0 | 0 | 0 | 12 | 1
NO |  | 17 | 2016 | 4 | 20 | 20 |  | Lilesville SW | Rockingham | 230 | 230 | S-HFR | 12.7 | 0 | 1 | 2515 MCMA | 0 | 0 | 0 | 0 | 0 | 0 | 0 | 0 | 0 | 0 | 0 | 0 | 0 | 0 | 0 | 0 | 0 | 0 | 0 | 0 | 0 | 0 | 0 | 12 | 1
NO |  | 17 | 2016 | 4 | 21 | 21 |  | MARION | WHITEVILLE | 230 | 230 | S-SP | 21.91 | 0 | 1 | 1590MCMA | 0 | 0 | 0 | 0 | 0 | 0 | 0 | 0 | 0 | 0 | 0 | 0 | 0 | 0 | 0 | 0 | 0 | 0 | 0 | 0 | 0 | 0 | 0 | 12 | 1
NO |  | 17 | 2016 | 4 | 22 | 22 |  | Method | East Durham (DPC) | 230 | 230 | DC-SH Fr. | 0.77 | 0 | 2 | 1272MCMA(B) | 0 | 0 | 0 | 0 | 0 | 0 | 0 | 0 | 0 | 0 | 0 | 0 | 0 | 0 | 0 | 0 | 0 | 0 | 0 | 0 | 0 | 0 | 0 | 12 | 1
NO |  | 17 | 2016 | 4 | 23 | 23 |  | Method | East Durham (DPC) | 230 | 230 | S-SP | 4.36 | 0 | 1 | 2515MCMA | 0 | 0 | 0 | 0 | 0 | 0 | 0 | 0 | 0 | 0 | 0 | 0 | 0 | 0 | 0 | 0 | 0 | 0 | 0 | 0 | 0 | 0 | 0 | 12 | 1
NO |  | 17 | 2016 | 4 | 24 | 24 |  | Method | East Durham (DPC) | 230 | 230 | C-H Fr. | 0.55 | 0 | 1 | 1272MCMA(B) | 0 | 0 | 0 | 0 | 0 | 0 | 0 | 0 | 0 | 0 | 0 | 0 | 0 | 0 | 0 | 0 | 0 | 0 | 0 | 0 | 0 | 0 | 0 | 12 | 1
NO |  | 17 | 2016 | 4 | 25 | 25 |  | Method | East Durham (DPC) | 230 | 230 | W-H Fr. | 12.86 | 1.53 | 1 | 2515&1272MCMA(B) | 0 | 0 | 0 | 0 | 0 | 0 | 0 | 0 | 0 | 0 | 0 | 0 | 0 | 0 | 0 | 0 | 0 | 0 | 0 | 0 | 0 | 0 | 0 | 12 | 1
NO |  | 17 | 2016 | 4 | 26 | 26 |  | Method | East Durham (DPC) | 230 | 230 | S-H Fr. | 2.16 | 0 | 1 | 1272MCMA(B) | 0 | 0 | 0 | 0 | 0 | 0 | 0 | 0 | 0 | 0 | 0 | 0 | 0 | 0 | 0 | 0 | 0 | 0 | 0 | 0 | 0 | 0 | 0 | 12 | 1
NO |  | 17 | 2016 | 4 | 27 | 27 |  | Method | Milburnie | 230 | 230 | DC-SSP | 4.1 | 0 | 2 | 1272MCMA | 0 | 0 | 0 | 0 | 0 | 0 | 0 | 0 | 0 | 0 | 0 | 0 | 0 | 0 | 0 | 0 | 0 | 0 | 0 | 0 | 0 | 0 | 0 | 12 | 1
NO |  | 17 | 2016 | 4 | 28 | 28 |  | Method | Milburnie | 230 | 230 | S-SP | 3.79 | 0 | 1 | 1272MCMA | 0 | 0 | 0 | 0 | 0 | 0 | 0 | 0 | 0 | 0 | 0 | 0 | 0 | 0 | 0 | 0 | 0 | 0 | 0 | 0 | 0 | 0 | 0 | 12 | 1
NO |  | 17 | 2016 | 4 | 29 | 29 |  | Method | Milburnie | 230 | 230 | W-SP | 4.59 | 0.26 | 1 | 1272MCMA | 0 | 0 | 0 | 0 | 0 | 0 | 0 | 0 | 0 | 0 | 0 | 0 | 0 | 0 | 0 | 0 | 0 | 0 | 0 | 0 | 0 | 0 | 0 | 12 | 1
NO |  | 17 | 2016 | 4 | 30 | 30 |  | Milburnie | Person | 230 | 230 | DC-T | 36.82 | 0 | 2 | 1272MCMA | 0 | 0 | 0 | 0 | 0 | 0 | 0 | 0 | 0 | 0 | 0 | 0 | 0 | 0 | 0 | 0 | 0 | 0 | 0 | 0 | 0 | 0 | 0 | 12 | 1
NO |  | 17 | 2016 | 4 | 31 | 31 |  | Milburnie | Person | 230 | 230 | S-H Fr. | 12.18 | 0 | 1 | 1272MCMA | 0 | 0 | 0 | 0 | 0 | 0 | 0 | 0 | 0 | 0 | 0 | 0 | 0 | 0 | 0 | 0 | 0 | 0 | 0 | 0 | 0 | 0 | 0 | 12 | 1
NO |  | 17 | 2016 | 4 | 32 | 32 |  | Milburnie | Person | 230 | 230 | W-H Fr. | 0.49 | 10.92 | 1 | 1272MCMA | 0 | 0 | 0 | 0 | 0 | 0 | 0 | 0 | 0 | 0 | 0 | 0 | 0 | 0 | 0 | 0 | 0 | 0 | 0 | 0 | 0 | 0 | 0 | 12 | 1
NO |  | 17 | 2016 | 4 | 33 | 33 |  | Milburnie | Wake | 230 | 230 | W-H Fr. | 7 | 0 | 1 | 1272MCMA(B) | 0 | 0 | 0 | 0 | 0 | 0 | 0 | 0 | 0 | 0 | 0 | 0 | 0 | 0 | 0 | 0 | 0 | 0 | 0 | 0 | 0 | 0 | 0 | 12 | 1
NO |  | 17 | 2016 | 4 | 34 | 34 |  | New Bern | Wommack (North) | 230 | 230 | S-H Fr. | 3.11 | 0 | 1 | 1272MCMA | 0 | 0 | 0 | 0 | 0 | 0 | 0 | 0 | 0 | 0 | 0 | 0 | 0 | 0 | 0 | 0 | 0 | 0 | 0 | 0 | 0 | 0 | 0 | 12 | 1
NO |  | 17 | 2016 | 4 | 35 | 35 |  | New Bern | Wommack (North) | 230 | 230 | S-SP | 0.14 | 0 | 1 | 1272MCMA | 0 | 0 | 0 | 0 | 0 | 0 | 0 | 0 | 0 | 0 | 0 | 0 | 0 | 0 | 0 | 0 | 0 | 0 | 0 | 0 | 0 | 0 | 0 | 12 | 1
NO |  | 17 | 2016 | 5 | 1 | 1 |  | New Bern | Wommack (North) | 230 | 230 | W-H Fr. | 28.78 | 0 | 1 | 1272MCMA | 0 | 0 | 0 | 0 | 0 | 0 | 0 | 0 | 0 | 0 | 0 | 0 | 0 | 0 | 0 | 0 | 0 | 0 | 0 | 0 | 0 | 0 | 0 | 12 | 1
NO |  | 17 | 2016 | 5 | 2 | 2 |  | New Bern | Wommack (South) | 230 | 230 | W-HFR | 33.87 | 0 | 1 | 1272MCMA | 0 | 0 | 0 | 0 | 0 | 0 | 0 | 0 | 0 | 0 | 0 | 0 | 0 | 0 | 0 | 0 | 0 | 0 | 0 | 0 | 0 | 0 | 0 | 12 | 1
NO |  | 17 | 2016 | 5 | 3 | 3 |  | Person | Rocky Mount | 230 | 230 | S-HFR | 2.6 | 0 | 1 | 1272MCMA | 0 | 0 | 0 | 0 | 0 | 0 | 0 | 0 | 0 | 0 | 0 | 0 | 0 | 0 | 0 | 0 | 0 | 0 | 0 | 0 | 0 | 0 | 0 | 12 | 1
NO |  | 17 | 2016 | 5 | 4 | 4 |  | Person | Rocky Mount | 230 | 230 | DC-SSP | 0.18 | 0 | 2 | 1272MCMA | 0 | 0 | 0 | 0 | 0 | 0 | 0 | 0 | 0 | 0 | 0 | 0 | 0 | 0 | 0 | 0 | 0 | 0 | 0 | 0 | 0 | 0 | 0 | 12 | 1
NO |  | 17 | 2016 | 5 | 5 | 5 |  | Person | Rocky Mount | 230 | 230 | T | 8.59 | 0 | 1 | 1272MCMA | 0 | 0 | 0 | 0 | 0 | 0 | 0 | 0 | 0 | 0 | 0 | 0 | 0 | 0 | 0 | 0 | 0 | 0 | 0 | 0 | 0 | 0 | 0 | 12 | 1
NO |  | 17 | 2016 | 5 | 6 | 6 |  | Person | Rocky Mount | 230 | 230 | W-H Fr. | 69.41 | 0 | 1 | 1272MCMA | 0 | 0 | 0 | 0 | 0 | 0 | 0 | 0 | 0 | 0 | 0 | 0 | 0 | 0 | 0 | 0 | 0 | 0 | 0 | 0 | 0 | 0 | 0 | 12 | 1
NO |  | 17 | 2016 | 5 | 7 | 7 |  | Person | Halifax (VP) | 230 | 230 | W-H Fr. | 4.85 | 0 | 1 | 1272MCMA | 0 | 0 | 0 | 0 | 0 | 0 | 0 | 0 | 0 | 0 | 0 | 0 | 0 | 0 | 0 | 0 | 0 | 0 | 0 | 0 | 0 | 0 | 0 | 12 | 1
NO |  | 17 | 2016 | 5 | 8 | 8 |  | Raeford | Richmond | 230 | 230 | W-H Fr. | 35.17 | 0 | 1 | 1272MCMA(B) | 0 | 0 | 0 | 0 | 0 | 0 | 0 | 0 | 0 | 0 | 0 | 0 | 0 | 0 | 0 | 0 | 0 | 0 | 0 | 0 | 0 | 0 | 0 | 12 | 1
NO |  | 17 | 2016 | 5 | 9 | 9 |  | Richmond | Rockingham | 230 | 230 | S-HFR | 0.4 | 0 | 1 | 2-1272MCMA(B) | 0 | 0 | 0 | 0 | 0 | 0 | 0 | 0 | 0 | 0 | 0 | 0 | 0 | 0 | 0 | 0 | 0 | 0 | 0 | 0 | 0 | 0 | 0 | 12 | 1
NO |  | 17 | 2016 | 5 | 10 | 10 |  | Richmond | Rockingham | 230 | 230 | W-H Fr. | 5.57 | 0 | 1 | 1272MCMA(B) | 0 | 0 | 0 | 0 | 0 | 0 | 0 | 0 | 0 | 0 | 0 | 0 | 0 | 0 | 0 | 0 | 0 | 0 | 0 | 0 | 0 | 0 | 0 | 12 | 1
NO |  | 17 | 2016 | 5 | 11 | 11 |  | Richmond | Rockingham | 230 | 230 | DCS C-SP | 1.41 | 0 | 1 | 21590MCMA | 0 | 0 | 0 | 0 | 0 | 0 | 0 | 0 | 0 | 0 | 0 | 0 | 0 | 0 | 0 | 0 | 0 | 0 | 0 | 0 | 0 | 0 | 0 | 12 | 1
NO |  | 17 | 2016 | 5 | 12 | 12 |  | Richmond | Rockingham | 230 | 230 | S-HFR | 6.4 | 0 | 1 | 21590MCMA | 0 | 0 | 0 | 0 | 0 | 0 | 0 | 0 | 0 | 0 | 0 | 0 | 0 | 0 | 0 | 0 | 0 | 0 | 0 | 0 | 0 | 0 | 0 | 12 | 1
NO |  | 17 | 2016 | 5 | 13 | 13 |  | Richmond County Plant | Richmond Substation (Black) | 230 | 230 | S-HFR | 1.09 | 0 | 1 | 21590MCMA(B) | 0 | 0 | 0 | 0 | 0 | 0 | 0 | 0 | 0 | 0 | 0 | 0 | 0 | 0 | 0 | 0 | 0 | 0 | 0 | 0 | 0 | 0 | 0 | 12 | 1
NO |  | 17 | 2016 | 5 | 14 | 14 |  | Richmond County Plant | Richmond Substation (White) | 230 | 230 | S-HFR | 0.88 | 0 | 1 | 21590MCMA(B) | 0 | 0 | 0 | 0 | 0 | 0 | 0 | 0 | 0 | 0 | 0 | 0 | 0 | 0 | 0 | 0 | 0 | 0 | 0 | 0 | 0 | 0 | 0 | 12 | 1
NO |  | 17 | 2016 | 5 | 15 | 15 |  | Richmond County Plant | Richmond 500kV Sub (Orange) | 230 | 230 | S-HFR | 1.56 | 0 | 1 | 21590MCMA | 0 | 0 | 0 | 0 | 0 | 0 | 0 | 0 | 0 | 0 | 0 | 0 | 0 | 0 | 0 | 0 | 0 | 0 | 0 | 0 | 0 | 0 | 0 | 12 | 1
NO |  | 17 | 2016 | 5 | 16 | 16 |  | Rockingham | Oakboro (DPC) B&W | 230 | 230 | DC-T | 34.83 | 0 | 2 | 954MCMA | 0 | 0 | 0 | 0 | 0 | 0 | 0 | 0 | 0 | 0 | 0 | 0 | 0 | 0 | 0 | 0 | 0 | 0 | 0 | 0 | 0 | 0 | 0 | 12 | 1
NO |  | 17 | 2016 | 5 | 17 | 17 |  | Rockingham | West End | 230 | 230 | DC-T | 5.75 | 0 | 2 | 1272MCMA | 0 | 0 | 0 | 0 | 0 | 0 | 0 | 0 | 0 | 0 | 0 | 0 | 0 | 0 | 0 | 0 | 0 | 0 | 0 | 0 | 0 | 0 | 0 | 12 | 1
NO |  | 17 | 2016 | 5 | 18 | 18 |  | Rockingham | West End | 230 | 230 | W-H Fr. | 28.24 | 0 | 1 | 1272MCMA | 0 | 0 | 0 | 0 | 0 | 0 | 0 | 0 | 0 | 0 | 0 | 0 | 0 | 0 | 0 | 0 | 0 | 0 | 0 | 0 | 0 | 0 | 0 | 12 | 1
NO |  | 17 | 2016 | 5 | 19 | 19 |  | Rockingham | West End | 230 | 230 | DC S-HFR | 2.3 | 0 | 2 | 2-1590MCMA | 0 | 0 | 0 | 0 | 0 | 0 | 0 | 0 | 0 | 0 | 0 | 0 | 0 | 0 | 0 | 0 | 0 | 0 | 0 | 0 | 0 | 0 | 0 | 12 | 1
NO |  | 17 | 2016 | 5 | 20 | 20 |  | Rockingham | West End | 230 | 230 | S-HFR | 29.81 | 0 | 1 | 2-1590MCMA | 0 | 0 | 0 | 0 | 0 | 0 | 0 | 0 | 0 | 0 | 0 | 0 | 0 | 0 | 0 | 0 | 0 | 0 | 0 | 0 | 0 | 0 | 0 | 12 | 1
NO |  | 17 | 2016 | 5 | 21 | 21 |  | Rocky Mount | Edgecombe (VP) | 230 | 230 | DC-T | 4.25 | 0 | 2 | 1272MCMA | 0 | 0 | 0 | 0 | 0 | 0 | 0 | 0 | 0 | 0 | 0 | 0 | 0 | 0 | 0 | 0 | 0 | 0 | 0 | 0 | 0 | 0 | 0 | 12 | 1
NO |  | 17 | 2016 | 5 | 22 | 22 |  | Rocky Mount | Edgecombe (VP) | 230 | 230 | DC-SSP | 0.3 | 0 | 2 | 1272MCMA | 0 | 0 | 0 | 0 | 0 | 0 | 0 | 0 | 0 | 0 | 0 | 0 | 0 | 0 | 0 | 0 | 0 | 0 | 0 | 0 | 0 | 0 | 0 | 12 | 1
NO |  | 17 | 2016 | 5 | 23 | 23 |  | Rocky Mount | Hornertown (VP) | 230 | 230 | T | 0 | 4.55 | 2 | 1272MCMA | 0 | 0 | 0 | 0 | 0 | 0 | 0 | 0 | 0 | 0 | 0 | 0 | 0 | 0 | 0 | 0 | 0 | 0 | 0 | 0 | 0 | 0 | 0 | 12 | 1
NO |  | 17 | 2016 | 5 | 24 | 24 |  | Rocky Mount | Wilson | 230 | 230 | S-SP | 0.85 | 0 | 1 | 1590MCMA | 0 | 0 | 0 | 0 | 0 | 0 | 0 | 0 | 0 | 0 | 0 | 0 | 0 | 0 | 0 | 0 | 0 | 0 | 0 | 0 | 0 | 0 | 0 | 12 | 1
NO |  | 17 | 2016 | 5 | 25 | 25 |  | Rocky Mount | Wilson | 230 | 230 | DC-SSP | 8.26 | 0 | 2 | 1590MCMA | 0 | 0 | 0 | 0 | 0 | 0 | 0 | 0 | 0 | 0 | 0 | 0 | 0 | 0 | 0 | 0 | 0 | 0 | 0 | 0 | 0 | 0 | 0 | 12 | 1
NO |  | 17 | 2016 | 5 | 26 | 26 |  | Rocky Mount | Wilson | 230 | 230 | DC S-HFR | 3.68 | 0 | 2 | 1590MCMA | 0 | 0 | 0 | 0 | 0 | 0 | 0 | 0 | 0 | 0 | 0 | 0 | 0 | 0 | 0 | 0 | 0 | 0 | 0 | 0 | 0 | 0 | 0 | 12 | 1
NO |  | 17 | 2016 | 5 | 27 | 27 |  | Roxboro Plant | East Danville (AEP) (North) | 230 | 230 | S-HFR | 1.79 | 0 | 1 | 1590MCMA | 0 | 0 | 0 | 0 | 0 | 0 | 0 | 0 | 0 | 0 | 0 | 0 | 0 | 0 | 0 | 0 | 0 | 0 | 0 | 0 | 0 | 0 | 0 | 12 | 1
NO |  | 17 | 2016 | 5 | 28 | 28 |  | Roxboro Plant | East Danville (AEP) (North) | 230 | 230 | DC S-HFR | 7.26 | 0 | 2 | 1590MCMA | 0 | 0 | 0 | 0 | 0 | 0 | 0 | 0 | 0 | 0 | 0 | 0 | 0 | 0 | 0 | 0 | 0 | 0 | 0 | 0 | 0 | 0 | 0 | 12 | 1
NO |  | 17 | 2016 | 5 | 29 | 29 |  | Roxboro Plant | East Danville (AEP) (North) | 230 | 230 | DC S-SP | 1.74 | 0 | 2 | 1590MCMA | 0 | 0 | 0 | 0 | 0 | 0 | 0 | 0 | 0 | 0 | 0 | 0 | 0 | 0 | 0 | 0 | 0 | 0 | 0 | 0 | 0 | 0 | 0 | 12 | 1
NO |  | 17 | 2016 | 5 | 30 | 30 |  | Roxboro Plant | East Danville (AEP) (South) | 230 | 230 | S-HFR | 1.82 | 0 | 1 | 1590MCMA | 0 | 0 | 0 | 0 | 0 | 0 | 0 | 0 | 0 | 0 | 0 | 0 | 0 | 0 | 0 | 0 | 0 | 0 | 0 | 0 | 0 | 0 | 0 | 12 | 1
NO |  | 17 | 2016 | 5 | 31 | 31 |  | Roxboro Plant | East Danville (AEP) (South) | 230 | 230 | DC S-HFR | 7.26 | 0 | 2 | 1590MCMA | 0 | 0 | 0 | 0 | 0 | 0 | 0 | 0 | 0 | 0 | 0 | 0 | 0 | 0 | 0 | 0 | 0 | 0 | 0 | 0 | 0 | 0 | 0 | 12 | 1
NO |  | 17 | 2016 | 5 | 32 | 32 |  | Roxboro Plant | East Danville (AEP) (South) | 230 | 230 | DC S-SP | 1.74 | 0 | 2 | 1590MCMA | 0 | 0 | 0 | 0 | 0 | 0 | 0 | 0 | 0 | 0 | 0 | 0 | 0 | 0 | 0 | 0 | 0 | 0 | 0 | 0 | 0 | 0 | 0 | 12 | 1
NO |  | 17 | 2016 | 5 | 33 | 33 |  | Roxboro Plant | Falls | 230 | 230 | DC-T | 0.15 | 0 | 2 | 1272MCMA | 0 | 0 | 0 | 0 | 0 | 0 | 0 | 0 | 0 | 0 | 0 | 0 | 0 | 0 | 0 | 0 | 0 | 0 | 0 | 0 | 0 | 0 | 0 | 12 | 1
NO |  | 17 | 2016 | 5 | 34 | 34 |  | Roxboro Plant | Falls | 230 | 230 | C-SP | 0.21 | 0 | 1 | 1590MCMA | 0 | 0 | 0 | 0 | 0 | 0 | 0 | 0 | 0 | 0 | 0 | 0 | 0 | 0 | 0 | 0 | 0 | 0 | 0 | 0 | 0 | 0 | 0 | 12 | 1
NO |  | 17 | 2016 | 5 | 35 | 35 |  | Roxboro Plant | Falls | 230 | 230 | S-H Fr. | 0.17 | 0 | 1 | 1272MCMA | 0 | 0 | 0 | 0 | 0 | 0 | 0 | 0 | 0 | 0 | 0 | 0 | 0 | 0 | 0 | 0 | 0 | 0 | 0 | 0 | 0 | 0 | 0 | 12 | 1
NO |  | 17 | 2016 | 6 | 1 | 1 |  | Roxboro Plant | Falls | 230 | 230 | W-H Fr. | 1.55 | 47.74 | 1 | 1272&1590MCMA | 0 | 0 | 0 | 0 | 0 | 0 | 0 | 0 | 0 | 0 | 0 | 0 | 0 | 0 | 0 | 0 | 0 | 0 | 0 | 0 | 0 | 0 | 0 | 12 | 1
NO |  | 17 | 2016 | 6 | 2 | 2 |  | Roxboro Plant | East Durham (East) (DPC) | 230 | 230 | C-H Fr. | 1.65 | 0 | 1 | 1272MCMA(B) | 0 | 0 | 0 | 0 | 0 | 0 | 0 | 0 | 0 | 0 | 0 | 0 | 0 | 0 | 0 | 0 | 0 | 0 | 0 | 0 | 0 | 0 | 0 | 12 | 1
NO |  | 17 | 2016 | 6 | 3 | 3 |  | Roxboro Plant | East Durham (East) (DPC) | 230 | 230 | W-H Fr. | 31.99 | 0.76 | 1 | 1272MCMA(B) | 0 | 0 | 0 | 0 | 0 | 0 | 0 | 0 | 0 | 0 | 0 | 0 | 0 | 0 | 0 | 0 | 0 | 0 | 0 | 0 | 0 | 0 | 0 | 12 | 1
NO |  | 17 | 2016 | 6 | 4 | 4 |  | Roxboro Plant | East Durham (West) (DPC) | 230 | 230 | C-H Fr. | 1.71 | 0 | 1 | 1272MCMA(B) | 0 | 0 | 0 | 0 | 0 | 0 | 0 | 0 | 0 | 0 | 0 | 0 | 0 | 0 | 0 | 0 | 0 | 0 | 0 | 0 | 0 | 0 | 0 | 12 | 1
NO |  | 17 | 2016 | 6 | 5 | 5 |  | Roxboro Plant | East Durham (West) (DPC) | 230 | 230 | W-H Fr. | 31.98 | 0.77 | 1 | 1272MCMA(B) | 0 | 0 | 0 | 0 | 0 | 0 | 0 | 0 | 0 | 0 | 0 | 0 | 0 | 0 | 0 | 0 | 0 | 0 | 0 | 0 | 0 | 0 | 0 | 12 | 1
NO |  | 17 | 2016 | 6 | 6 | 6 |  | Roxboro Plant | Eno (DPC) B&W | 230 | 230 | DC-T | 33.78 | 0 | 2 | 1272MCMA(B) | 0 | 0 | 0 | 0 | 0 | 0 | 0 | 0 | 0 | 0 | 0 | 0 | 0 | 0 | 0 | 0 | 0 | 0 | 0 | 0 | 0 | 0 | 0 | 12 | 1
NO |  | 17 | 2016 | 6 | 7 | 7 |  | Roxboro Plant | Person (Middle) | 230 | 230 | T | 0.14 | 0 | 1 | 1272MCMA(B) | 0 | 0 | 0 | 0 | 0 | 0 | 0 | 0 | 0 | 0 | 0 | 0 | 0 | 0 | 0 | 0 | 0 | 0 | 0 | 0 | 0 | 0 | 0 | 12 | 1
NO |  | 17 | 2016 | 6 | 8 | 8 |  | Roxboro Plant | Person (Middle) | 230 | 230 | C-H Fr. | 0.1 | 0 | 1 | 1272MCMA(B) | 0 | 0 | 0 | 0 | 0 | 0 | 0 | 0 | 0 | 0 | 0 | 0 | 0 | 0 | 0 | 0 | 0 | 0 | 0 | 0 | 0 | 0 | 0 | 12 | 1
NO |  | 17 | 2016 | 6 | 9 | 9 |  | Roxboro Plant | Person (Middle) | 230 | 230 | S-H Fr. | 1.83 | 0 | 1 | 1590MCMA(B) | 0 | 0 | 0 | 0 | 0 | 0 | 0 | 0 | 0 | 0 | 0 | 0 | 0 | 0 | 0 | 0 | 0 | 0 | 0 | 0 | 0 | 0 | 0 | 12 | 1
NO |  | 17 | 2016 | 6 | 10 | 10 |  | Roxboro Plant | Person (CEFFO) | 230 | 230 | C-SP | 0.21 | 0 | 1 | 1590MCMA(B) | 0 | 0 | 0 | 0 | 0 | 0 | 0 | 0 | 0 | 0 | 0 | 0 | 0 | 0 | 0 | 0 | 0 | 0 | 0 | 0 | 0 | 0 | 0 | 12 | 1
NO |  | 17 | 2016 | 6 | 11 | 11 |  | Roxboro Plant | Person (CEFFO) | 230 | 230 | W-H Fr. | 1.9 | 0.15 | 1 | 1590MCMA(B) | 0 | 0 | 0 | 0 | 0 | 0 | 0 | 0 | 0 | 0 | 0 | 0 | 0 | 0 | 0 | 0 | 0 | 0 | 0 | 0 | 0 | 0 | 0 | 12 | 1
NO |  | 17 | 2016 | 6 | 12 | 12 |  | Roxboro Plant | Person (HYCO) | 230 | 230 | T | 0.08 | 0 | 1 | 2515MCMA | 0 | 0 | 0 | 0 | 0 | 0 | 0 | 0 | 0 | 0 | 0 | 0 | 0 | 0 | 0 | 0 | 0 | 0 | 0 | 0 | 0 | 0 | 0 | 12 | 1
NO |  | 17 | 2016 | 6 | 13 | 13 |  | Roxboro Plant | Person (HYCO) | 230 | 230 | W-H Fr. | 1.18 | 0 | 1 | 1272&2515MCMA(B) | 0 | 0 | 0 | 0 | 0 | 0 | 0 | 0 | 0 | 0 | 0 | 0 | 0 | 0 | 0 | 0 | 0 | 0 | 0 | 0 | 0 | 0 | 0 | 12 | 1
NO |  | 17 | 2016 | 6 | 14 | 14 |  | RTP | Amberly | 230 | 230 | S-SP | 4.11 | 0 | 2 | 2-1590MCMA | 0 | 0 | 0 | 0 | 0 | 0 | 0 | 0 | 0 | 0 | 0 | 0 | 0 | 0 | 0 | 0 | 0 | 0 | 0 | 0 | 0 | 0 | 0 | 12 | 1
NO |  | 17 | 2016 | 6 | 15 | 15 |  | RTP | Green Level | 230 | 230 | S-SP | 6.53 | 0 | 1 | 2-1590MCMA | 0 | 0 | 0 | 0 | 0 | 0 | 0 | 0 | 0 | 0 | 0 | 0 | 0 | 0 | 0 | 0 | 0 | 0 | 0 | 0 | 0 | 0 | 0 | 12 | 1
NO |  | 17 | 2016 | 6 | 16 | 16 |  | Selma | Wake | 230 | 230 | W-H Fr. | 21 | 0 | 1 | 2515&1272MCMA(B) | 0 | 0 | 0 | 0 | 0 | 0 | 0 | 0 | 0 | 0 | 0 | 0 | 0 | 0 | 0 | 0 | 0 | 0 | 0 | 0 | 0 | 0 | 0 | 12 | 1
NO |  | 17 | 2016 | 6 | 17 | 17 |  | Sutton Plant | Castle Hayne | 230 | 230 | W-H Fr. | 13.93 | 0 | 1 | 1272MCMA | 0 | 0 | 0 | 0 | 0 | 0 | 0 | 0 | 0 | 0 | 0 | 0 | 0 | 0 | 0 | 0 | 0 | 0 | 0 | 0 | 0 | 0 | 0 | 12 | 1
NO |  | 17 | 2016 | 6 | 18 | 18 |  | Sutton Plant | Delco | 230 | 230 | W-H Fr. | 14.9 | 0.28 | 1 | 1272MCMA | 0 | 0 | 0 | 0 | 0 | 0 | 0 | 0 | 0 | 0 | 0 | 0 | 0 | 0 | 0 | 0 | 0 | 0 | 0 | 0 | 0 | 0 | 0 | 12 | 1
NO |  | 17 | 2016 | 6 | 19 | 19 |  | Sutton Plant | Delco | 230 | 230 | S-HFR | 0.44 | 0 | 1 | 1272MCMA | 0 | 0 | 0 | 0 | 0 | 0 | 0 | 0 | 0 | 0 | 0 | 0 | 0 | 0 | 0 | 0 | 0 | 0 | 0 | 0 | 0 | 0 | 0 | 12 | 1
NO |  | 17 | 2016 | 6 | 20 | 20 |  | Sutton Plant | Delco | -230 | -230 | (W-HFR) | -0.34 | 0 | 1 | (1272MCMA) | 0 | 0 | 0 | 0 | 0 | 0 | 0 | 0 | 0 | 0 | 0 | 0 | 0 | 0 | 0 | 0 | 0 | 0 | 0 | 0 | 0 | 0 | 0 | 12 | 1
NO |  | 17 | 2016 | 6 | 21 | 21 |  | Sutton Plant | Wallace | 230 | 230 | T | 3.21 | 0 | 1 | 1272MCMA | 0 | 0 | 0 | 0 | 0 | 0 | 0 | 0 | 0 | 0 | 0 | 0 | 0 | 0 | 0 | 0 | 0 | 0 | 0 | 0 | 0 | 0 | 0 | 12 | 1
NO |  | 17 | 2016 | 6 | 22 | 22 |  | Sutton Plant | Wallace | 230 | 230 | W-H Fr. | 29.13 | 0 | 1 | 1272MCMA | 0 | 0 | 0 | 0 | 0 | 0 | 0 | 0 | 0 | 0 | 0 | 0 | 0 | 0 | 0 | 0 | 0 | 0 | 0 | 0 | 0 | 0 | 0 | 12 | 1
NO |  | 17 | 2016 | 6 | 23 | 23 |  | Wake | Zebulon | 230 | 230 | W-H Fr. | 10.74 | 0 | 1 | 1272MCMA(B) | 0 | 0 | 0 | 0 | 0 | 0 | 0 | 0 | 0 | 0 | 0 | 0 | 0 | 0 | 0 | 0 | 0 | 0 | 0 | 0 | 0 | 0 | 0 | 12 | 1
NO |  | 17 | 2016 | 6 | 24 | 24 |  | Wake | Zebulon | 230 | 230 | S-H Fr. | 0.49 | 0 | 1 | 1272MCMA(B) | 0 | 0 | 0 | 0 | 0 | 0 | 0 | 0 | 0 | 0 | 0 | 0 | 0 | 0 | 0 | 0 | 0 | 0 | 0 | 0 | 0 | 0 | 0 | 12 | 1
NO |  | 17 | 2016 | 6 | 25 | 25 |  | Weatherspoon Plant | Fayetteville | 230 | 230 | W-H Fr. | 32.55 | 0.97 | 1 | 1272MCMA | 0 | 0 | 0 | 0 | 0 | 0 | 0 | 0 | 0 | 0 | 0 | 0 | 0 | 0 | 0 | 0 | 0 | 0 | 0 | 0 | 0 | 0 | 0 | 12 | 1
NO |  | 17 | 2016 | 6 | 26 | 26 |  | Weatherspoon Plant | Latta | 230 | 230 | T | 0.37 | 0 | 1 | 1272MCMA | 0 | 0 | 0 | 0 | 0 | 0 | 0 | 0 | 0 | 0 | 0 | 0 | 0 | 0 | 0 | 0 | 0 | 0 | 0 | 0 | 0 | 0 | 0 | 12 | 1
NO |  | 17 | 2016 | 6 | 27 | 27 |  | Weatherspoon Plant | Latta | 230 | 230 | W-H Fr. | 18.29 | 0.28 | 1 | 1272MCMA | 0 | 0 | 0 | 0 | 0 | 0 | 0 | 0 | 0 | 0 | 0 | 0 | 0 | 0 | 0 | 0 | 0 | 0 | 0 | 0 | 0 | 0 | 0 | 12 | 1
NO |  | 17 | 2016 | 6 | 28 | 28 |  | Weatherspoon Plant | Laurinburg | 230 | 230 | W-H Fr. | 31.46 | 0 | 1 | 1272&2515MCMA | 0 | 0 | 0 | 0 | 0 | 0 | 0 | 0 | 0 | 0 | 0 | 0 | 0 | 0 | 0 | 0 | 0 | 0 | 0 | 0 | 0 | 0 | 0 | 12 | 1
NO |  | 17 | 2016 | 6 | 29 | 29 |  | Weatherspoon Plant | Laurinburg | 230 | 230 | S-H Fr. | 0.99 | 0 | 1 | 1272MCMA | 0 | 0 | 0 | 0 | 0 | 0 | 0 | 0 | 0 | 0 | 0 | 0 | 0 | 0 | 0 | 0 | 0 | 0 | 0 | 0 | 0 | 0 | 0 | 12 | 1
NO |  | 17 | 2016 | 6 | 30 | 30 |  | Wayne County Plant | Lee Substation | 230 | 230 | S-HFR | 0.31 | 0 | 1 | 1590MCMA(B) | 0 | 0 | 0 | 0 | 0 | 0 | 0 | 0 | 0 | 0 | 0 | 0 | 0 | 0 | 0 | 0 | 0 | 0 | 0 | 0 | 0 | 0 | 0 | 12 | 1
NO |  | 17 | 2016 | 6 | 31 | 31 |  | Wilmington Corning SW Sta. | Wilmington Corning Sub. (N) | 230 | 230 | S-SP | 0.48 | 0 | 1 | 795MCMA | 0 | 0 | 0 | 0 | 0 | 0 | 0 | 0 | 0 | 0 | 0 | 0 | 0 | 0 | 0 | 0 | 0 | 0 | 0 | 0 | 0 | 0 | 0 | 12 | 1
NO |  | 17 | 2016 | 6 | 32 | 32 |  | Wilmington Corning SW Sta. | Wilmington Corning Sub (S) | 230 | 230 | S-SP | 0.43 | 0 | 1 | 795MCMA | 0 | 0 | 0 | 0 | 0 | 0 | 0 | 0 | 0 | 0 | 0 | 0 | 0 | 0 | 0 | 0 | 0 | 0 | 0 | 0 | 0 | 0 | 0 | 12 | 1
NO |  | 17 | 2016 | 6 | 33 | 33 |  | Wilson | Zebulon | 230 | 230 | W-H Fr. | 25.92 | 0 | 1 | 1272MCMA(B)&2515 | 0 | 0 | 0 | 0 | 0 | 0 | 0 | 0 | 0 | 0 | 0 | 0 | 0 | 0 | 0 | 0 | 0 | 0 | 0 | 0 | 0 | 0 | 0 | 12 | 1
NO |  | 17 | 2016 | 6 | 34 | 34 |  | Wilson | Zebulon | 230 | 230 | S-H Fr. | 0.46 | 0 | 1 | 1272MCMA(B) | 0 | 0 | 0 | 0 | 0 | 0 | 0 | 0 | 0 | 0 | 0 | 0 | 0 | 0 | 0 | 0 | 0 | 0 | 0 | 0 | 0 | 0 | 0 | 12 | 1
NO |  | 17 | 2016 | 6 | 35 | 35 |  | Tap Point | Angier | 230 | 230 | W-H Fr. | 0.11 | 0 | 1 | 795MCMA | 0 | 0 | 0 | 0 | 0 | 0 | 0 | 0 | 0 | 0 | 0 | 0 | 0 | 0 | 0 | 0 | 0 | 0 | 0 | 0 | 0 | 0 | 0 | 12 | 1
NO |  | 17 | 2016 | 7 | 1 | 1 |  | Tap Point | Ansonville | 230 | 230 | S-SP | 0.03 | 0 | 1 | 795MCMA | 0 | 0 | 0 | 0 | 0 | 0 | 0 | 0 | 0 | 0 | 0 | 0 | 0 | 0 | 0 | 0 | 0 | 0 | 0 | 0 | 0 | 0 | 0 | 12 | 1
NO |  | 17 | 2016 | 7 | 2 | 2 |  | Tap Point | Apex (Bank #1) | 230 | 230 | W-H Fr. | 0.01 | 0 | 1 | 795MCMA | 0 | 0 | 0 | 0 | 0 | 0 | 0 | 0 | 0 | 0 | 0 | 0 | 0 | 0 | 0 | 0 | 0 | 0 | 0 | 0 | 0 | 0 | 0 | 12 | 1
NO |  | 17 | 2016 | 7 | 3 | 3 |  | Tap Point | Apex (Bank #2) | 230 | 230 | S-HFR | 0.01 | 0 | 1 | 795MCMA | 0 | 0 | 0 | 0 | 0 | 0 | 0 | 0 | 0 | 0 | 0 | 0 | 0 | 0 | 0 | 0 | 0 | 0 | 0 | 0 | 0 | 0 | 0 | 12 | 1
NO |  | 17 | 2016 | 7 | 4 | 4 |  | Tap Point | Apex (Bank #3) | 230 | 230 | S-HFR | 0.03 | 0 | 1 | 795MCMA | 0 | 0 | 0 | 0 | 0 | 0 | 0 | 0 | 0 | 0 | 0 | 0 | 0 | 0 | 0 | 0 | 0 | 0 | 0 | 0 | 0 | 0 | 0 | 12 | 1
NO |  | 17 | 2016 | 7 | 5 | 5 |  | Tap Point | Auburn | 230 | 230 | W-H Fr. | 0.1 | 0 | 1 | 1272MCMA | 0 | 0 | 0 | 0 | 0 | 0 | 0 | 0 | 0 | 0 | 0 | 0 | 0 | 0 | 0 | 0 | 0 | 0 | 0 | 0 | 0 | 0 | 0 | 12 | 1
NO |  | 17 | 2016 | 7 | 6 | 6 |  | Tap Point | Bahama | 230 | 230 | W-H Fr. | 0.06 | 0 | 1 | 795MCMA | 0 | 0 | 0 | 0 | 0 | 0 | 0 | 0 | 0 | 0 | 0 | 0 | 0 | 0 | 0 | 0 | 0 | 0 | 0 | 0 | 0 | 0 | 0 | 12 | 1
NO |  | 17 | 2016 | 7 | 7 | 7 |  | Tap Point | Bailey | 230 | 230 | W-H Fr. | 1.38 | 0 | 1 | 795MCMA | 0 | 0 | 0 | 0 | 0 | 0 | 0 | 0 | 0 | 0 | 0 | 0 | 0 | 0 | 0 | 0 | 0 | 0 | 0 | 0 | 0 | 0 | 0 | 12 | 1
NO |  | 17 | 2016 | 7 | 8 | 8 |  | Tap Point | Bayboro | 230 | 230 | W-H Fr. | 2.13 | 0 | 1 | 1272MCMA | 0 | 0 | 0 | 0 | 0 | 0 | 0 | 0 | 0 | 0 | 0 | 0 | 0 | 0 | 0 | 0 | 0 | 0 | 0 | 0 | 0 | 0 | 0 | 12 | 1
NO |  | 17 | 2016 | 7 | 9 | 9 |  | Tap Point | Benson | 230 | 230 | W-H Fr. | 0.01 | 0 | 1 | 795MCMA | 0 | 0 | 0 | 0 | 0 | 0 | 0 | 0 | 0 | 0 | 0 | 0 | 0 | 0 | 0 | 0 | 0 | 0 | 0 | 0 | 0 | 0 | 0 | 12 | 1
NO |  | 17 | 2016 | 7 | 10 | 10 |  | Tap Point | Benson PGI | 230 | 230 | W-H Fr. | 1.98 | 0 | 1 | 795MCMA | 0 | 0 | 0 | 0 | 0 | 0 | 0 | 0 | 0 | 0 | 0 | 0 | 0 | 0 | 0 | 0 | 0 | 0 | 0 | 0 | 0 | 0 | 0 | 12 | 1
NO |  | 17 | 2016 | 7 | 11 | 11 |  | Tap Point | Buies Creek | 230 | 230 | W-H Fr. | 0.06 | 0 | 1 | 795MCMA | 0 | 0 | 0 | 0 | 0 | 0 | 0 | 0 | 0 | 0 | 0 | 0 | 0 | 0 | 0 | 0 | 0 | 0 | 0 | 0 | 0 | 0 | 0 | 12 | 1
NO |  | 17 | 2016 | 7 | 12 | 12 |  | Tap Point | Bynum | 230 | 230 | S-HFR | 0.06 | 0 | 1 | 795MCMA | 0 | 0 | 0 | 0 | 0 | 0 | 0 | 0 | 0 | 0 | 0 | 0 | 0 | 0 | 0 | 0 | 0 | 0 | 0 | 0 | 0 | 0 | 0 | 12 | 1
NO |  | 17 | 2016 | 7 | 13 | 13 |  | Tap Point | Bynum | 230 | 230 | W-H Fr. | 9.26 | 0 | 1 | 795MCMA | 0 | 0 | 0 | 0 | 0 | 0 | 0 | 0 | 0 | 0 | 0 | 0 | 0 | 0 | 0 | 0 | 0 | 0 | 0 | 0 | 0 | 0 | 0 | 12 | 1
NO |  | 17 | 2016 | 7 | 14 | 14 |  | Tap Point | Camden 230/23kV Yard | 230 | 230 | W-HFR | 0.18 | 0 | 1 | 1272MCMA | 0 | 0 | 0 | 0 | 0 | 0 | 0 | 0 | 0 | 0 | 0 | 0 | 0 | 0 | 0 | 0 | 0 | 0 | 0 | 0 | 0 | 0 | 0 | 12 | 1
NO |  | 17 | 2016 | 7 | 15 | 15 |  | Tap Point | Camp LeJeune #1 | 230 | 230 | W-H Fr. | 4.65 | 0 | 1 | 795MCMA | 0 | 0 | 0 | 0 | 0 | 0 | 0 | 0 | 0 | 0 | 0 | 0 | 0 | 0 | 0 | 0 | 0 | 0 | 0 | 0 | 0 | 0 | 0 | 12 | 1
NO |  | 17 | 2016 | 7 | 16 | 16 |  | Tap Point | Camp LeJeune #2 | 230 | 230 | W-H Fr. | 0.04 | 0 | 1 | 795MCMA | 0 | 0 | 0 | 0 | 0 | 0 | 0 | 0 | 0 | 0 | 0 | 0 | 0 | 0 | 0 | 0 | 0 | 0 | 0 | 0 | 0 | 0 | 0 | 12 | 1
NO |  | 17 | 2016 | 7 | 17 | 17 |  | Tap Point | Camp LeJeune French Creek | 230 | 230 | S-SP/S-HFR | 2.92 | 0 | 1 | 795MCMA | 0 | 0 | 0 | 0 | 0 | 0 | 0 | 0 | 0 | 0 | 0 | 0 | 0 | 0 | 0 | 0 | 0 | 0 | 0 | 0 | 0 | 0 | 0 | 12 | 1
NO |  | 17 | 2016 | 7 | 18 | 18 |  | Tap Point | Cary | 230 | 230 | W-H Fr. | 0.93 | 0 | 1 | 795MCMA | 0 | 0 | 0 | 0 | 0 | 0 | 0 | 0 | 0 | 0 | 0 | 0 | 0 | 0 | 0 | 0 | 0 | 0 | 0 | 0 | 0 | 0 | 0 | 12 | 1
NO |  | 17 | 2016 | 7 | 19 | 19 |  | Tap Point | Cary Evans Road (East) | 230 | 230 | W-H Fr. | 0.04 | 0 | 1 | 795MCMA | 0 | 0 | 0 | 0 | 0 | 0 | 0 | 0 | 0 | 0 | 0 | 0 | 0 | 0 | 0 | 0 | 0 | 0 | 0 | 0 | 0 | 0 | 0 | 12 | 1
NO |  | 17 | 2016 | 7 | 20 | 20 |  | Tap Point | Cary Evans Road (West) | 230 | 230 | S-HFR | 0.04 | 0 | 1 | 795MCMA | 0 | 0 | 0 | 0 | 0 | 0 | 0 | 0 | 0 | 0 | 0 | 0 | 0 | 0 | 0 | 0 | 0 | 0 | 0 | 0 | 0 | 0 | 0 | 12 | 1
NO |  | 17 | 2016 | 7 | 21 | 21 |  | Tap Point | Cary Trenton Road | 230 | 230 | S-SP-11 | 4.34 | 0 | 1 | 795MCMA | 0 | 0 | 0 | 0 | 0 | 0 | 0 | 0 | 0 | 0 | 0 | 0 | 0 | 0 | 0 | 0 | 0 | 0 | 0 | 0 | 0 | 0 | 0 | 12 | 1
NO |  | 17 | 2016 | 7 | 22 | 22 |  | Tap Point | Cary Triangle Forest | 230 | 230 | W-H Fr. | 0.04 | 0 | 1 | 795MCMA | 0 | 0 | 0 | 0 | 0 | 0 | 0 | 0 | 0 | 0 | 0 | 0 | 0 | 0 | 0 | 0 | 0 | 0 | 0 | 0 | 0 | 0 | 0 | 12 | 1
NO |  | 17 | 2016 | 7 | 23 | 23 |  | Tap Point | Catherine Lake | 230 | 230 | W-H Fr. | 0.08 | 0 | 1 | 795MCMA | 0 | 0 | 0 | 0 | 0 | 0 | 0 | 0 | 0 | 0 | 0 | 0 | 0 | 0 | 0 | 0 | 0 | 0 | 0 | 0 | 0 | 0 | 0 | 12 | 1
NO |  | 17 | 2016 | 7 | 24 | 24 |  | Tap Point | Chocowinity | 230 | 230 | W-H Fr. | 0.05 | 0 | 1 | 1272MCMA | 0 | 0 | 0 | 0 | 0 | 0 | 0 | 0 | 0 | 0 | 0 | 0 | 0 | 0 | 0 | 0 | 0 | 0 | 0 | 0 | 0 | 0 | 0 | 12 | 1
NO |  | 17 | 2016 | 7 | 25 | 25 |  | Tap Point | Clifdale | 230 | 230 | W-H Fr. | 0.54 | 0 | 1 | 795MCMA | 0 | 0 | 0 | 0 | 0 | 0 | 0 | 0 | 0 | 0 | 0 | 0 | 0 | 0 | 0 | 0 | 0 | 0 | 0 | 0 | 0 | 0 | 0 | 12 | 1
NO |  | 17 | 2016 | 7 | 26 | 26 |  | Tap Point | Concord | 230 | 230 | S-HFR | 0.13 | 0 | 1 | 795MCMA | 0 | 0 | 0 | 0 | 0 | 0 | 0 | 0 | 0 | 0 | 0 | 0 | 0 | 0 | 0 | 0 | 0 | 0 | 0 | 0 | 0 | 0 | 0 | 12 | 1
NO |  | 17 | 2016 | 7 | 27 | 27 |  | Tap Point | Craven County Wood Energy | 230 | 230 | W-H Fr. | 1.87 | 0 | 1 | 795MCMA | 0 | 0 | 0 | 0 | 0 | 0 | 0 | 0 | 0 | 0 | 0 | 0 | 0 | 0 | 0 | 0 | 0 | 0 | 0 | 0 | 0 | 0 | 0 | 12 | 1
NO |  | 17 | 2016 | 7 | 28 | 28 |  | Tap Point | Dover | 230 | 230 | S-HFR | 0.04 | 0 | 1 | 795MCMA | 0 | 0 | 0 | 0 | 0 | 0 | 0 | 0 | 0 | 0 | 0 | 0 | 0 | 0 | 0 | 0 | 0 | 0 | 0 | 0 | 0 | 0 | 0 | 12 | 1
NO |  | 17 | 2016 | 7 | 29 | 29 |  | Tap Point | Dudley Georgia Pacific | 230 | 230 | W-H Fr. | 2.64 | 0 | 1 | 795MCMA | 0 | 0 | 0 | 0 | 0 | 0 | 0 | 0 | 0 | 0 | 0 | 0 | 0 | 0 | 0 | 0 | 0 | 0 | 0 | 0 | 0 | 0 | 0 | 12 | 1
NO |  | 17 | 2016 | 7 | 30 | 30 |  | Tap Point | Ellerbe | 230 | 230 | W-H Fr. | 0.04 | 0 | 1 | 795MCMA | 0 | 0 | 0 | 0 | 0 | 0 | 0 | 0 | 0 | 0 | 0 | 0 | 0 | 0 | 0 | 0 | 0 | 0 | 0 | 0 | 0 | 0 | 0 | 12 | 1
NO |  | 17 | 2016 | 7 | 31 | 31 |  | Tap Point | Fort Bragg Knox St. | 230 | 230 | W-H Fr. | 0.08 | 0 | 1 | 795MCMA | 0 | 0 | 0 | 0 | 0 | 0 | 0 | 0 | 0 | 0 | 0 | 0 | 0 | 0 | 0 | 0 | 0 | 0 | 0 | 0 | 0 | 0 | 0 | 12 | 1
NO |  | 17 | 2016 | 7 | 32 | 32 |  | Tap Point | Fort Bragg Longstreet Road | 230 | 230 | S-SP | 0.47 | 0 | 1 | 795MCMA | 0 | 0 | 0 | 0 | 0 | 0 | 0 | 0 | 0 | 0 | 0 | 0 | 0 | 0 | 0 | 0 | 0 | 0 | 0 | 0 | 0 | 0 | 0 | 12 | 1
NO |  | 17 | 2016 | 7 | 33 | 33 |  | Tap Point | Fort Bragg Longstreet Road | 230 | 230 | DC S-HFR | 2.75 | 0 | 2 | 795MCMA | 0 | 0 | 0 | 0 | 0 | 0 | 0 | 0 | 0 | 0 | 0 | 0 | 0 | 0 | 0 | 0 | 0 | 0 | 0 | 0 | 0 | 0 | 0 | 12 | 1
NO |  | 17 | 2016 | 7 | 34 | 34 |  | Tap Point | Fort Bragg Main | 230 | 230 | S-SP | 0.04 | 0 | 1 | 795MCMA | 0 | 0 | 0 | 0 | 0 | 0 | 0 | 0 | 0 | 0 | 0 | 0 | 0 | 0 | 0 | 0 | 0 | 0 | 0 | 0 | 0 | 0 | 0 | 12 | 1
NO |  | 17 | 2016 | 7 | 35 | 35 |  | Tap Point | Fort Bragg Woodruff St. | 230 | 230 | S-HFR | 0.07 | 0 | 1 | 795MCMA | 0 | 0 | 0 | 0 | 0 | 0 | 0 | 0 | 0 | 0 | 0 | 0 | 0 | 0 | 0 | 0 | 0 | 0 | 0 | 0 | 0 | 0 | 0 | 12 | 1
NO |  | 17 | 2016 | 8 | 1 | 1 |  | Tap Point | Four Oaks | 230 | 230 | W-H Fr. | 0.07 | 0 | 1 | 795MCMA | 0 | 0 | 0 | 0 | 0 | 0 | 0 | 0 | 0 | 0 | 0 | 0 | 0 | 0 | 0 | 0 | 0 | 0 | 0 | 0 | 0 | 0 | 0 | 12 | 1
NO |  | 17 | 2016 | 8 | 2 | 2 |  | Tap Point | Fuquay | 230 | 230 | W-H Fr. | 0.48 | 0 | 1 | 795MCMA | 0 | 0 | 0 | 0 | 0 | 0 | 0 | 0 | 0 | 0 | 0 | 0 | 0 | 0 | 0 | 0 | 0 | 0 | 0 | 0 | 0 | 0 | 0 | 12 | 1
NO |  | 17 | 2016 | 8 | 3 | 3 |  | Tap Point | Fuquay Bells Lake | 230 | 230 | W-H Fr. | 0.15 | 0 | 1 | 795MCMA | 0 | 0 | 0 | 0 | 0 | 0 | 0 | 0 | 0 | 0 | 0 | 0 | 0 | 0 | 0 | 0 | 0 | 0 | 0 | 0 | 0 | 0 | 0 | 12 | 1
NO |  | 17 | 2016 | 8 | 4 | 4 |  | Tap Point | Garland | 230 | 230 | W-H Fr. | 0.06 | 0 | 1 | 795MCMA | 0 | 0 | 0 | 0 | 0 | 0 | 0 | 0 | 0 | 0 | 0 | 0 | 0 | 0 | 0 | 0 | 0 | 0 | 0 | 0 | 0 | 0 | 0 | 12 | 1
NO |  | 17 | 2016 | 8 | 5 | 5 |  | Tap Point | Garner Panther Branch | 230 | 230 | W-H Fr. | 0.15 | 0 | 1 | 795MCMA | 0 | 0 | 0 | 0 | 0 | 0 | 0 | 0 | 0 | 0 | 0 | 0 | 0 | 0 | 0 | 0 | 0 | 0 | 0 | 0 | 0 | 0 | 0 | 12 | 1
NO |  | 17 | 2016 | 8 | 6 | 6 |  | Tap Point | Camp Geiger | 230 | 230 | S-SP | 1.94 | 0 | 1 | 1272MCMA | 0 | 0 | 0 | 0 | 0 | 0 | 0 | 0 | 0 | 0 | 0 | 0 | 0 | 0 | 0 | 0 | 0 | 0 | 0 | 0 | 0 | 0 | 0 | 12 | 1
NO |  | 17 | 2016 | 8 | 7 | 7 |  | Tap Point | Grantham | 230 | 230 | W-H Fr. | 0.1 | 0 | 1 | 795MCMA | 0 | 0 | 0 | 0 | 0 | 0 | 0 | 0 | 0 | 0 | 0 | 0 | 0 | 0 | 0 | 0 | 0 | 0 | 0 | 0 | 0 | 0 | 0 | 12 | 1
NO |  | 17 | 2016 | 8 | 8 | 8 |  | Tap Point | Hamlet | 230 | 230 | W-H Fr. | 0.02 | 0 | 1 | 1272MCMA | 0 | 0 | 0 | 0 | 0 | 0 | 0 | 0 | 0 | 0 | 0 | 0 | 0 | 0 | 0 | 0 | 0 | 0 | 0 | 0 | 0 | 0 | 0 | 12 | 1
NO |  | 17 | 2016 | 8 | 9 | 9 |  | Tap Point | Hamlet | 230 | 230 | S-HFR | 0.02 | 0 | 1 | 1272MCMA | 0 | 0 | 0 | 0 | 0 | 0 | 0 | 0 | 0 | 0 | 0 | 0 | 0 | 0 | 0 | 0 | 0 | 0 | 0 | 0 | 0 | 0 | 0 | 12 | 1
NO |  | 17 | 2016 | 8 | 10 | 10 |  | Tap Point | Henderson East | 230 | 230 | W-H Fr. | 0.06 | 0 | 1 | 1272MCMA | 0 | 0 | 0 | 0 | 0 | 0 | 0 | 0 | 0 | 0 | 0 | 0 | 0 | 0 | 0 | 0 | 0 | 0 | 0 | 0 | 0 | 0 | 0 | 12 | 1
NO |  | 17 | 2016 | 8 | 11 | 11 |  | Tap Point | Holly Springs (East) | 230 | 230 | S-HFR | 0.11 | 0 | 1 | 795MCMA | 0 | 0 | 0 | 0 | 0 | 0 | 0 | 0 | 0 | 0 | 0 | 0 | 0 | 0 | 0 | 0 | 0 | 0 | 0 | 0 | 0 | 0 | 0 | 12 | 1
NO |  | 17 | 2016 | 8 | 12 | 12 |  | Tap Point | Holly Springs (West) | 230 | 230 | S-HFR | 0.11 | 0 | 1 | 795MCMA | 0 | 0 | 0 | 0 | 0 | 0 | 0 | 0 | 0 | 0 | 0 | 0 | 0 | 0 | 0 | 0 | 0 | 0 | 0 | 0 | 0 | 0 | 0 | 12 | 1
NO |  | 17 | 2016 | 8 | 13 | 13 |  | Tap Point | Holly Springs Industrial | 230 | 230 | S-HFR | 0.83 | 0 | 1 | 795MCMA | 0 | 0 | 0 | 0 | 0 | 0 | 0 | 0 | 0 | 0 | 0 | 0 | 0 | 0 | 0 | 0 | 0 | 0 | 0 | 0 | 0 | 0 | 0 | 12 | 1
NO |  | 17 | 2016 | 8 | 14 | 14 |  | Tap Point | Hope Mills Rockfish Road | 230 | 230 | W-H Fr. | 0.07 | 0 | 1 | 795MCMA | 0 | 0 | 0 | 0 | 0 | 0 | 0 | 0 | 0 | 0 | 0 | 0 | 0 | 0 | 0 | 0 | 0 | 0 | 0 | 0 | 0 | 0 | 0 | 12 | 1
NO |  | 17 | 2016 | 8 | 15 | 15 |  | Tap Point | Jacksonville Tarawa | 230 | 230 | W-H Fr. | 0.04 | 0 | 1 | 795MCMA | 0 | 0 | 0 | 0 | 0 | 0 | 0 | 0 | 0 | 0 | 0 | 0 | 0 | 0 | 0 | 0 | 0 | 0 | 0 | 0 | 0 | 0 | 0 | 12 | 1
NO |  | 17 | 2016 | 8 | 16 | 16 |  | Tap Point | Knightdale Square D | 230 | 230 | W-H Fr. | 0.95 | 0 | 1 | 795MCMA | 0 | 0 | 0 | 0 | 0 | 0 | 0 | 0 | 0 | 0 | 0 | 0 | 0 | 0 | 0 | 0 | 0 | 0 | 0 | 0 | 0 | 0 | 0 | 12 | 1
NO |  | 17 | 2016 | 8 | 17 | 17 |  | Tap Point | Laurel Hills | 230 | 230 | W-H Fr. | 0.03 | 0 | 1 | 795MCMA | 0 | 0 | 0 | 0 | 0 | 0 | 0 | 0 | 0 | 0 | 0 | 0 | 0 | 0 | 0 | 0 | 0 | 0 | 0 | 0 | 0 | 0 | 0 | 12 | 1
NO |  | 17 | 2016 | 8 | 18 | 18 |  | Tap Point | Laurinburg City | 230 | 230 | W-H Fr. | 0.03 | 0 | 1 | 795MCMA | 0 | 0 | 0 | 0 | 0 | 0 | 0 | 0 | 0 | 0 | 0 | 0 | 0 | 0 | 0 | 0 | 0 | 0 | 0 | 0 | 0 | 0 | 0 | 12 | 1
NO |  | 17 | 2016 | 8 | 19 | 19 |  | Tap Point | Leesville Wood Valley | 230 | 230 | W-H Fr. | 0.15 | 0 | 1 | 795MCMA | 0 | 0 | 0 | 0 | 0 | 0 | 0 | 0 | 0 | 0 | 0 | 0 | 0 | 0 | 0 | 0 | 0 | 0 | 0 | 0 | 0 | 0 | 0 | 12 | 1
NO |  | 17 | 2016 | 8 | 20 | 20 |  | Tap Point | Lumberton POD#3 | 230 | 230 | S-SP | 0.7 | 0 | 1 | 795MCMA | 0 | 0 | 0 | 0 | 0 | 0 | 0 | 0 | 0 | 0 | 0 | 0 | 0 | 0 | 0 | 0 | 0 | 0 | 0 | 0 | 0 | 0 | 0 | 12 | 1
NO |  | 17 | 2016 | 8 | 21 | 21 |  | Tap Point | Masonboro | 230 | 230 | S-SP | 0.03 | 0 | 1 | 795MCMA | 0 | 0 | 0 | 0 | 0 | 0 | 0 | 0 | 0 | 0 | 0 | 0 | 0 | 0 | 0 | 0 | 0 | 0 | 0 | 0 | 0 | 0 | 0 | 12 | 1
NO |  | 17 | 2016 | 8 | 22 | 22 |  | Tap Point | Mayo Plant | 230 | 230 | W-H Fr. | 3.06 | 0 | 1 | 795MCMA | 0 | 0 | 0 | 0 | 0 | 0 | 0 | 0 | 0 | 0 | 0 | 0 | 0 | 0 | 0 | 0 | 0 | 0 | 0 | 0 | 0 | 0 | 0 | 12 | 1
NO |  | 17 | 2016 | 8 | 23 | 23 |  | Tap Point | Morrisville | 230 | 230 | W-H Fr. | 0.11 | 0 | 1 | 795MCMA | 0 | 0 | 0 | 0 | 0 | 0 | 0 | 0 | 0 | 0 | 0 | 0 | 0 | 0 | 0 | 0 | 0 | 0 | 0 | 0 | 0 | 0 | 0 | 12 | 1
NO |  | 17 | 2016 | 8 | 24 | 24 |  | Tap Point | NCSU CBC | 230 | 230 | S-HFR | 0.2 | 0 | 1 | 795MCMA | 0 | 0 | 0 | 0 | 0 | 0 | 0 | 0 | 0 | 0 | 0 | 0 | 0 | 0 | 0 | 0 | 0 | 0 | 0 | 0 | 0 | 0 | 0 | 12 | 1
NO |  | 17 | 2016 | 8 | 25 | 25 |  | Tap Point | New Bern West | 230 | 230 | W-H Fr. | 0.04 | 0 | 1 | 795MCMA | 0 | 0 | 0 | 0 | 0 | 0 | 0 | 0 | 0 | 0 | 0 | 0 | 0 | 0 | 0 | 0 | 0 | 0 | 0 | 0 | 0 | 0 | 0 | 12 | 1
NO |  | 17 | 2016 | 8 | 26 | 26 |  | Tap Point | New Hill | 230 | 230 | W-H Fr. | 0.2 | 0 | 1 | 795MCMA | 0 | 0 | 0 | 0 | 0 | 0 | 0 | 0 | 0 | 0 | 0 | 0 | 0 | 0 | 0 | 0 | 0 | 0 | 0 | 0 | 0 | 0 | 0 | 12 | 1
NO |  | 17 | 2016 | 8 | 27 | 27 |  | Tap Point | Newton Grove | 230 | 230 | W-H Fr. | 2.13 | 0 | 1 | 795MCMA | 0 | 0 | 0 | 0 | 0 | 0 | 0 | 0 | 0 | 0 | 0 | 0 | 0 | 0 | 0 | 0 | 0 | 0 | 0 | 0 | 0 | 0 | 0 | 12 | 1
NO |  | 17 | 2016 | 8 | 28 | 28 |  | Tap Point | Oxford North | 230 | 230 | W-H Fr. | 0.92 | 0 | 1 | 1272MCMA | 0 | 0 | 0 | 0 | 0 | 0 | 0 | 0 | 0 | 0 | 0 | 0 | 0 | 0 | 0 | 0 | 0 | 0 | 0 | 0 | 0 | 0 | 0 | 12 | 1
NO |  | 17 | 2016 | 8 | 29 | 29 |  | Tap Point | Oxford South | 230 | 230 | W-H Fr. | 6.3 | 0 | 1 | 795MCMA | 0 | 0 | 0 | 0 | 0 | 0 | 0 | 0 | 0 | 0 | 0 | 0 | 0 | 0 | 0 | 0 | 0 | 0 | 0 | 0 | 0 | 0 | 0 | 12 | 1
NO |  | 17 | 2016 | 8 | 30 | 30 |  | Tap Point | Person Sub 230/24kV Bank | 230 | 230 | S-HFR | 0.11 | 0 | 1 | 795MCMA | 0 | 0 | 0 | 0 | 0 | 0 | 0 | 0 | 0 | 0 | 0 | 0 | 0 | 0 | 0 | 0 | 0 | 0 | 0 | 0 | 0 | 0 | 0 | 12 | 1
NO |  | 17 | 2016 | 8 | 31 | 31 |  | Tap Point | Pitt Greene EMC | 230 | 230 | S-HFR | 0.04 | 0 | 1 | 795MCMA | 0 | 0 | 0 | 0 | 0 | 0 | 0 | 0 | 0 | 0 | 0 | 0 | 0 | 0 | 0 | 0 | 0 | 0 | 0 | 0 | 0 | 0 | 0 | 12 | 1
NO |  | 17 | 2016 | 8 | 32 | 32 |  | Tap Point | Pittsboro | 230 | 230 | W-H Fr. | 0.03 | 0 | 1 | 795MCMA | 0 | 0 | 0 | 0 | 0 | 0 | 0 | 0 | 0 | 0 | 0 | 0 | 0 | 0 | 0 | 0 | 0 | 0 | 0 | 0 | 0 | 0 | 0 | 12 | 1
NO |  | 17 | 2016 | 8 | 33 | 33 |  | Tap Point | Prospect | 230 | 230 | W-H Fr. | 0.03 | 0 | 1 | 795MCMA | 0 | 0 | 0 | 0 | 0 | 0 | 0 | 0 | 0 | 0 | 0 | 0 | 0 | 0 | 0 | 0 | 0 | 0 | 0 | 0 | 0 | 0 | 0 | 12 | 1
NO |  | 17 | 2016 | 8 | 34 | 34 |  | Tap Point | Raleigh Blue Ridge Road | 230 | 230 | S-SP | 0.03 | 0 | 1 | 795MCMA | 0 | 0 | 0 | 0 | 0 | 0 | 0 | 0 | 0 | 0 | 0 | 0 | 0 | 0 | 0 | 0 | 0 | 0 | 0 | 0 | 0 | 0 | 0 | 12 | 1
NO |  | 17 | 2016 | 8 | 35 | 35 |  | Tap Point | Raleigh Durham Airport | 230 | 230 | W-H Fr. | 0.09 | 0 | 1 | 795MCMA | 0 | 0 | 0 | 0 | 0 | 0 | 0 | 0 | 0 | 0 | 0 | 0 | 0 | 0 | 0 | 0 | 0 | 0 | 0 | 0 | 0 | 0 | 0 | 12 | 1
NO |  | 17 | 2016 | 9 | 1 | 1 |  | Tap Point | Raleigh Foxcroft | 230 | 230 | W-H Fr. | 0.03 | 0 | 1 | 795MCMA | 0 | 0 | 0 | 0 | 0 | 0 | 0 | 0 | 0 | 0 | 0 | 0 | 0 | 0 | 0 | 0 | 0 | 0 | 0 | 0 | 0 | 0 | 0 | 12 | 1
NO |  | 17 | 2016 | 9 | 2 | 2 |  | Tap Point | Raleigh Homestead (North) | 230 | 230 | S-HFR | 0.07 | 0 | 1 | 1272MCMA | 0 | 0 | 0 | 0 | 0 | 0 | 0 | 0 | 0 | 0 | 0 | 0 | 0 | 0 | 0 | 0 | 0 | 0 | 0 | 0 | 0 | 0 | 0 | 12 | 1
NO |  | 17 | 2016 | 9 | 3 | 3 |  | Tap Point | Raleigh Homestead (South) | 230 | 230 | S-HFR | 0.07 | 0 | 1 | 1272MCMA | 0 | 0 | 0 | 0 | 0 | 0 | 0 | 0 | 0 | 0 | 0 | 0 | 0 | 0 | 0 | 0 | 0 | 0 | 0 | 0 | 0 | 0 | 0 | 12 | 1
NO |  | 17 | 2016 | 9 | 4 | 4 |  | Tap Point | Raleigh Honeycutt | 230 | 230 | S-SP | 2.08 | 0 | 1 | 1590MCMA(B) | 0 | 0 | 0 | 0 | 0 | 0 | 0 | 0 | 0 | 0 | 0 | 0 | 0 | 0 | 0 | 0 | 0 | 0 | 0 | 0 | 0 | 0 | 0 | 12 | 1
NO |  | 17 | 2016 | 9 | 5 | 5 |  | Tap Point | Raleigh Leesville Road | 230 | 230 | W-H Fr. | 0.04 | 0 | 1 | 795MCMA | 0 | 0 | 0 | 0 | 0 | 0 | 0 | 0 | 0 | 0 | 0 | 0 | 0 | 0 | 0 | 0 | 0 | 0 | 0 | 0 | 0 | 0 | 0 | 12 | 1
NO |  | 17 | 2016 | 9 | 6 | 6 |  | Tap Point | Raleigh NCSU Centennial | 230 | 230 | S-SP | 0.05 | 0 | 1 | 1272MCMA | 0 | 0 | 0 | 0 | 0 | 0 | 0 | 0 | 0 | 0 | 0 | 0 | 0 | 0 | 0 | 0 | 0 | 0 | 0 | 0 | 0 | 0 | 0 | 12 | 1
NO |  | 17 | 2016 | 9 | 7 | 7 |  | Tap Point | Raleigh Oakdale | 230 | 230 | S-SP | 1.26 | 0 | 1 | 795MCMA | 0 | 0 | 0 | 0 | 0 | 0 | 0 | 0 | 0 | 0 | 0 | 0 | 0 | 0 | 0 | 0 | 0 | 0 | 0 | 0 | 0 | 0 | 0 | 12 | 1
NO |  | 17 | 2016 | 9 | 8 | 8 |  | Tap Point | Raleigh Six Forks | 230 | 230 | S-H Fr. | 0.07 | 0 | 1 | 1272MCMA | 0 | 0 | 0 | 0 | 0 | 0 | 0 | 0 | 0 | 0 | 0 | 0 | 0 | 0 | 0 | 0 | 0 | 0 | 0 | 0 | 0 | 0 | 0 | 12 | 1
NO |  | 17 | 2016 | 9 | 9 | 9 |  | Tap Point | Rockingham Aberdeen Road | 230 | 230 | W-H Fr. | 0.6 | 0 | 1 | 795MCMA | 0 | 0 | 0 | 0 | 0 | 0 | 0 | 0 | 0 | 0 | 0 | 0 | 0 | 0 | 0 | 0 | 0 | 0 | 0 | 0 | 0 | 0 | 0 | 12 | 1
NO |  | 17 | 2016 | 9 | 10 | 10 |  | Tap Point | Rolesville | 230 | 230 | W-H Fr. | 5.67 | 0 | 1 | 1590MCMA | 0 | 0 | 0 | 0 | 0 | 0 | 0 | 0 | 0 | 0 | 0 | 0 | 0 | 0 | 0 | 0 | 0 | 0 | 0 | 0 | 0 | 0 | 0 | 12 | 1
NO |  | 17 | 2016 | 9 | 11 | 11 |  | Tap Point | Rose Hill | 230 | 230 | W-H Fr. | 0.16 | 0 | 1 | 795MCMA | 0 | 0 | 0 | 0 | 0 | 0 | 0 | 0 | 0 | 0 | 0 | 0 | 0 | 0 | 0 | 0 | 0 | 0 | 0 | 0 | 0 | 0 | 0 | 12 | 1
NO |  | 17 | 2016 | 9 | 12 | 12 |  | Tap Point | Rowland | 230 | 230 | W-H Fr. | 6.86 | 0 | 1 | 795MCMA | 0 | 0 | 0 | 0 | 0 | 0 | 0 | 0 | 0 | 0 | 0 | 0 | 0 | 0 | 0 | 0 | 0 | 0 | 0 | 0 | 0 | 0 | 0 | 12 | 1
NO |  | 17 | 2016 | 9 | 13 | 13 |  | Tap Point | Roxboro Bowmantown Road Tap | 230 | 230 | S-HFR | 0.04 | 0 | 1 | 1272MCMA | 0 | 0 | 0 | 0 | 0 | 0 | 0 | 0 | 0 | 0 | 0 | 0 | 0 | 0 | 0 | 0 | 0 | 0 | 0 | 0 | 0 | 0 | 0 | 12 | 1
NO |  | 17 | 2016 | 9 | 14 | 14 |  | Tap Point | Roxboro Cogentrix | 230 | 230 | W-H Fr. | 0.6 | 0 | 1 | 795MCMA | 0 | 0 | 0 | 0 | 0 | 0 | 0 | 0 | 0 | 0 | 0 | 0 | 0 | 0 | 0 | 0 | 0 | 0 | 0 | 0 | 0 | 0 | 0 | 12 | 1
NO |  | 17 | 2016 | 9 | 15 | 15 |  | Tap Point | Roxb. Plt Unit #3 C. Tower | 230 | 230 | W-H Fr. | 0.24 | 0 | 1 | 795MCMA | 0 | 0 | 0 | 0 | 0 | 0 | 0 | 0 | 0 | 0 | 0 | 0 | 0 | 0 | 0 | 0 | 0 | 0 | 0 | 0 | 0 | 0 | 0 | 12 | 1
NO |  | 17 | 2016 | 9 | 16 | 16 |  | Tap Point | Roxboro South | 230 | 230 | W-H Fr. | 0.79 | 0 | 1 | 795MCMA | 0 | 0 | 0 | 0 | 0 | 0 | 0 | 0 | 0 | 0 | 0 | 0 | 0 | 0 | 0 | 0 | 0 | 0 | 0 | 0 | 0 | 0 | 0 | 12 | 1
NO |  | 17 | 2016 | 9 | 17 | 17 |  | Tap Point | Sanford Deep River | 230 | 230 | W-H Fr. | 2.63 | 0 | 1 | 795MCMA | 0 | 0 | 0 | 0 | 0 | 0 | 0 | 0 | 0 | 0 | 0 | 0 | 0 | 0 | 0 | 0 | 0 | 0 | 0 | 0 | 0 | 0 | 0 | 12 | 1
NO |  | 17 | 2016 | 9 | 18 | 18 |  | Tap Point | Sanford Deep River | 230 | 230 | S-HFR | 0.09 | 0 | 1 | 795MCMA | 0 | 0 | 0 | 0 | 0 | 0 | 0 | 0 | 0 | 0 | 0 | 0 | 0 | 0 | 0 | 0 | 0 | 0 | 0 | 0 | 0 | 0 | 0 | 12 | 1
NO |  | 17 | 2016 | 9 | 19 | 19 |  | Tap Point | Sanford Garden Street | 230 | 230 | W-H Fr. | 3.25 | 0 | 1 | 1590MCMA | 0 | 0 | 0 | 0 | 0 | 0 | 0 | 0 | 0 | 0 | 0 | 0 | 0 | 0 | 0 | 0 | 0 | 0 | 0 | 0 | 0 | 0 | 0 | 12 | 1
NO |  | 17 | 2016 | 9 | 20 | 20 |  | Tap Point | Sanford Horner Blvd. | 230 | 230 | W-H Fr. | 0.04 | 0 | 1 | 795MCMA | 0 | 0 | 0 | 0 | 0 | 0 | 0 | 0 | 0 | 0 | 0 | 0 | 0 | 0 | 0 | 0 | 0 | 0 | 0 | 0 | 0 | 0 | 0 | 12 | 1
NO |  | 17 | 2016 | 9 | 21 | 21 |  | Tap Point | Scotts Hill | 230 | 230 | S-SP | 3.37 | 0 | 1 | 795MCMA | 0 | 0 | 0 | 0 | 0 | 0 | 0 | 0 | 0 | 0 | 0 | 0 | 0 | 0 | 0 | 0 | 0 | 0 | 0 | 0 | 0 | 0 | 0 | 12 | 1
NO |  | 17 | 2016 | 9 | 22 | 22 |  | Tap Point | Siler City Hwy. 64 | 230 | 230 | S-HFR | 0.53 | 0 | 1 | 795MCMA | 0 | 0 | 0 | 0 | 0 | 0 | 0 | 0 | 0 | 0 | 0 | 0 | 0 | 0 | 0 | 0 | 0 | 0 | 0 | 0 | 0 | 0 | 0 | 12 | 1
NO |  | 17 | 2016 | 9 | 23 | 23 |  | Tap Point | Southport | 230 | 230 | W-H Fr. | 1.88 | 0 | 1 | 1272MCMA | 0 | 0 | 0 | 0 | 0 | 0 | 0 | 0 | 0 | 0 | 0 | 0 | 0 | 0 | 0 | 0 | 0 | 0 | 0 | 0 | 0 | 0 | 0 | 12 | 1
NO |  | 17 | 2016 | 9 | 24 | 24 |  | Tap Point | Southport Adm (West) | 230 | 230 | W-H Fr. | 0.48 | 0 | 1 | 1272MCMA | 0 | 0 | 0 | 0 | 0 | 0 | 0 | 0 | 0 | 0 | 0 | 0 | 0 | 0 | 0 | 0 | 0 | 0 | 0 | 0 | 0 | 0 | 0 | 12 | 1
NO |  | 17 | 2016 | 9 | 25 | 25 |  | Tap Point | Southport Cogentrix | 230 | 230 | W-H Fr. | 0.3 | 0 | 1 | 795MCMA | 0 | 0 | 0 | 0 | 0 | 0 | 0 | 0 | 0 | 0 | 0 | 0 | 0 | 0 | 0 | 0 | 0 | 0 | 0 | 0 | 0 | 0 | 0 | 12 | 1
NO |  | 17 | 2016 | 9 | 26 | 26 |  | Tap Point | Summerton | 230 | 230 | W-H Fr. | 2.7 | 0 | 1 | 795MCMA | 0 | 0 | 0 | 0 | 0 | 0 | 0 | 0 | 0 | 0 | 0 | 0 | 0 | 0 | 0 | 0 | 0 | 0 | 0 | 0 | 0 | 0 | 0 | 12 | 1
NO |  | 17 | 2016 | 9 | 27 | 27 |  | Tap Point | Swansbsoro | 230 | 230 | W-H Fr. | 0.07 | 0 | 1 | 795MCMA | 0 | 0 | 0 | 0 | 0 | 0 | 0 | 0 | 0 | 0 | 0 | 0 | 0 | 0 | 0 | 0 | 0 | 0 | 0 | 0 | 0 | 0 | 0 | 12 | 1
NO |  | 17 | 2016 | 9 | 28 | 28 |  | Tap Point | Tideland EMC Edwards | 230 | 230 | S-SP | 0.61 | 0 | 1 | 1590MCMA | 0 | 0 | 0 | 0 | 0 | 0 | 0 | 0 | 0 | 0 | 0 | 0 | 0 | 0 | 0 | 0 | 0 | 0 | 0 | 0 | 0 | 0 | 0 | 12 | 1
NO |  | 17 | 2016 | 9 | 29 | 29 |  | Tap Point | Topsail | 230 | 230 | W-H Fr. | 1.55 | 0 | 1 | 795MCMA | 0 | 0 | 0 | 0 | 0 | 0 | 0 | 0 | 0 | 0 | 0 | 0 | 0 | 0 | 0 | 0 | 0 | 0 | 0 | 0 | 0 | 0 | 0 | 12 | 1
NO |  | 17 | 2016 | 9 | 30 | 30 |  | Tap Point | Town of Apex POD #4 | 230 | 230 | S-HFR | 0.12 | 0 | 1 | 795 MCMA | 0 | 0 | 0 | 0 | 0 | 0 | 0 | 0 | 0 | 0 | 0 | 0 | 0 | 0 | 0 | 0 | 0 | 0 | 0 | 0 | 0 | 0 | 0 | 12 | 1
NO |  | 17 | 2016 | 9 | 31 | 31 |  | Tap Point | Town of Farmville | 230 | 230 | S-HFR | 0.03 | 0 | 1 | 795 MCMA | 0 | 0 | 0 | 0 | 0 | 0 | 0 | 0 | 0 | 0 | 0 | 0 | 0 | 0 | 0 | 0 | 0 | 0 | 0 | 0 | 0 | 0 | 0 | 12 | 1
NO |  | 17 | 2016 | 9 | 32 | 32 |  | Tap Point | Wadesboro Bowman School | 230 | 230 | S-HFR | 12.98 | 0 | 8 | 1590MCMA | 0 | 0 | 0 | 0 | 0 | 0 | 0 | 0 | 0 | 0 | 0 | 0 | 0 | 0 | 0 | 0 | 0 | 0 | 0 | 0 | 0 | 0 | 0 | 12 | 1
NO |  | 17 | 2016 | 9 | 33 | 33 |  | Tap Point | Wake Tech | 230 | 230 | S-HFR | 0.06 | 0 | 1 | 795MCMA | 0 | 0 | 0 | 0 | 0 | 0 | 0 | 0 | 0 | 0 | 0 | 0 | 0 | 0 | 0 | 0 | 0 | 0 | 0 | 0 | 0 | 0 | 0 | 12 | 1
NO |  | 17 | 2016 | 9 | 34 | 34 |  | Tap Point | Warsaw | 230 | 230 | S-SP | 0.61 | 0 | 1 | 795MCMA | 0 | 0 | 0 | 0 | 0 | 0 | 0 | 0 | 0 | 0 | 0 | 0 | 0 | 0 | 0 | 0 | 0 | 0 | 0 | 0 | 0 | 0 | 0 | 12 | 1
NO |  | 17 | 2016 | 9 | 35 | 35 |  | Tap Point | Warsaw | 230 | 230 | W-H Fr. | 2.46 | 0 | 1 | 795MCMA | 0 | 0 | 0 | 0 | 0 | 0 | 0 | 0 | 0 | 0 | 0 | 0 | 0 | 0 | 0 | 0 | 0 | 0 | 0 | 0 | 0 | 0 | 0 | 12 | 1
NO |  | 17 | 2016 | 10 | 1 | 1 |  | Tap Point | Weatherspoon Sub | 230 | 230 | W-H Fr. | 0.09 | 0 | 1 | 795MCMA | 0 | 0 | 0 | 0 | 0 | 0 | 0 | 0 | 0 | 0 | 0 | 0 | 0 | 0 | 0 | 0 | 0 | 0 | 0 | 0 | 0 | 0 | 0 | 12 | 1
NO |  | 17 | 2016 | 10 | 2 | 2 |  | Tap Point | Wendell | 230 | 230 | W-H Fr. | 0.07 | 0 | 1 | 795MCMA | 0 | 0 | 0 | 0 | 0 | 0 | 0 | 0 | 0 | 0 | 0 | 0 | 0 | 0 | 0 | 0 | 0 | 0 | 0 | 0 | 0 | 0 | 0 | 12 | 1
NO |  | 17 | 2016 | 10 | 3 | 3 |  | Tap Point | Wilmington Kosa | 230 | 230 | W-H Fr. | 0.58 | 0 | 1 | 1272MCMA | 0 | 0 | 0 | 0 | 0 | 0 | 0 | 0 | 0 | 0 | 0 | 0 | 0 | 0 | 0 | 0 | 0 | 0 | 0 | 0 | 0 | 0 | 0 | 12 | 1
NO |  | 17 | 2016 | 10 | 4 | 4 |  | Tap Point | Wilmington Cedar Avenue | 230 | 230 | S-SP | 0.21 | 0 | 1 | 795MCMA | 0 | 0 | 0 | 0 | 0 | 0 | 0 | 0 | 0 | 0 | 0 | 0 | 0 | 0 | 0 | 0 | 0 | 0 | 0 | 0 | 0 | 0 | 0 | 12 | 1
NO |  | 17 | 2016 | 10 | 5 | 5 |  | Tap Point | Wilmington East | 230 | 230 | W-H Fr. | 0.01 | 0 | 1 | 1272MCMA | 0 | 0 | 0 | 0 | 0 | 0 | 0 | 0 | 0 | 0 | 0 | 0 | 0 | 0 | 0 | 0 | 0 | 0 | 0 | 0 | 0 | 0 | 0 | 12 | 1
NO |  | 17 | 2016 | 10 | 6 | 6 |  | Tap Point | Wilmington Ninth & Orange | 230 | 230 | S-SP | 2.01 | 0 | 1 | 1272MCMA | 0 | 0 | 0 | 0 | 0 | 0 | 0 | 0 | 0 | 0 | 0 | 0 | 0 | 0 | 0 | 0 | 0 | 0 | 0 | 0 | 0 | 0 | 0 | 12 | 1
NO |  | 17 | 2016 | 10 | 7 | 7 |  | Tap Point | Wilmington Ogden (East) | 230 | 230 | W-H Fr. | 0.06 | 0 | 1 | 795MCMA | 0 | 0 | 0 | 0 | 0 | 0 | 0 | 0 | 0 | 0 | 0 | 0 | 0 | 0 | 0 | 0 | 0 | 0 | 0 | 0 | 0 | 0 | 0 | 12 | 1
NO |  | 17 | 2016 | 10 | 8 | 8 |  | Tap Point | Wilmington Ogden (West) | 230 | 230 | S-HFR | 0.06 | 0 | 1 | 795MCMA | 0 | 0 | 0 | 0 | 0 | 0 | 0 | 0 | 0 | 0 | 0 | 0 | 0 | 0 | 0 | 0 | 0 | 0 | 0 | 0 | 0 | 0 | 0 | 12 | 1
NO |  | 17 | 2016 | 10 | 9 | 9 |  | Tap Point | Wilmington Praxair | 230 | 230 | W-H Fr. | 0.58 | 0 | 1 | 795MCMA | 0 | 0 | 0 | 0 | 0 | 0 | 0 | 0 | 0 | 0 | 0 | 0 | 0 | 0 | 0 | 0 | 0 | 0 | 0 | 0 | 0 | 0 | 0 | 12 | 1
NO |  | 17 | 2016 | 10 | 10 | 10 |  | Tap Point | Wilmington Basf | 230 | 230 | W-H Fr. | 0.22 | 0 | 1 | 795MCMA | 0 | 0 | 0 | 0 | 0 | 0 | 0 | 0 | 0 | 0 | 0 | 0 | 0 | 0 | 0 | 0 | 0 | 0 | 0 | 0 | 0 | 0 | 0 | 12 | 1
NO |  | 17 | 2016 | 10 | 11 | 11 |  | Tap Point | Wilson Mills | 230 | 230 | W-H Fr. | 0.09 | 0 | 1 | 795MCMA | 0 | 0 | 0 | 0 | 0 | 0 | 0 | 0 | 0 | 0 | 0 | 0 | 0 | 0 | 0 | 0 | 0 | 0 | 0 | 0 | 0 | 0 | 0 | 12 | 1
NO |  | 17 | 2016 | 10 | 12 | 12 |  | Tap Point | Yanceyville | 230 | 230 | S-SP | 10.36 | 0 | 1 | 795MCMA | 0 | 0 | 0 | 0 | 0 | 0 | 0 | 0 | 0 | 0 | 0 | 0 | 0 | 0 | 0 | 0 | 0 | 0 | 0 | 0 | 0 | 0 | 0 | 12 | 1
NO |  | 17 | 2016 | 10 | 13 | 13 |  | Barnard Creek | Town Creek | 230 | 230 | Underground | 1.42 | 0 | 1 | 2-2500MCMA | 0 | 0 | 0 | 0 | 0 | 0 | 0 | 0 | 0 | 0 | 0 | 0 | 0 | 0 | 0 | 0 | 0 | 0 | 0 | 0 | 0 | 0 | 0 | 12 | 1
NO |  | 17 | 2016 | 10 | 14 | 14 |  | Camden | Lugoff(SCPSA) | 230 | 230 | W-H Fr. | 5.37 | 0 | 1 | 1272MCMA | 0 | 0 | 0 | 0 | 0 | 0 | 0 | 0 | 0 | 0 | 0 | 0 | 0 | 0 | 0 | 0 | 0 | 0 | 0 | 0 | 0 | 0 | 0 | 12 | 1
NO |  | 17 | 2016 | 10 | 15 | 15 |  | Darlington County Plant | Florence | 230 | 230 | S-SP | 37.28 | 0 | 1 | 1590MCMA | 0 | 0 | 0 | 0 | 0 | 0 | 0 | 0 | 0 | 0 | 0 | 0 | 0 | 0 | 0 | 0 | 0 | 0 | 0 | 0 | 0 | 0 | 0 | 12 | 1
NO |  | 17 | 2016 | 10 | 16 | 16 |  | Darlington County Plant | Robinson Plant (South) | 230 | 230 | W-H Fr. | 1.71 | 0 | 1 | 2515MCMA | 0 | 0 | 0 | 0 | 0 | 0 | 0 | 0 | 0 | 0 | 0 | 0 | 0 | 0 | 0 | 0 | 0 | 0 | 0 | 0 | 0 | 0 | 0 | 12 | 1
NO |  | 17 | 2016 | 10 | 17 | 17 |  | Darlington County Plant | Robinson Plant (North) | 230 | 230 | S-HFR | 1.67 | 0 | 1 | 2515MCMA | 0 | 0 | 0 | 0 | 0 | 0 | 0 | 0 | 0 | 0 | 0 | 0 | 0 | 0 | 0 | 0 | 0 | 0 | 0 | 0 | 0 | 0 | 0 | 12 | 1
NO |  | 17 | 2016 | 10 | 18 | 18 |  | Darlington County Plant | South Bethune (SCPSA) | 230 | 230 | W-H Fr. | 0.06 | 0 | 1 | 1272MCMA | 0 | 0 | 0 | 0 | 0 | 0 | 0 | 0 | 0 | 0 | 0 | 0 | 0 | 0 | 0 | 0 | 0 | 0 | 0 | 0 | 0 | 0 | 0 | 12 | 1
NO |  | 17 | 2016 | 10 | 19 | 19 |  | Darlington County Plant | Sumter | 230 | 230 | DC-SSP | 5.68 | 0 | 2 | 1272MCMA | 0 | 0 | 0 | 0 | 0 | 0 | 0 | 0 | 0 | 0 | 0 | 0 | 0 | 0 | 0 | 0 | 0 | 0 | 0 | 0 | 0 | 0 | 0 | 12 | 1
NO |  | 17 | 2016 | 10 | 20 | 20 |  | Darlington County Plant | Sumter | 230 | 230 | W-H Fr. | 48.01 | 0 | 1 | 1272MCMA | 0 | 0 | 0 | 0 | 0 | 0 | 0 | 0 | 0 | 0 | 0 | 0 | 0 | 0 | 0 | 0 | 0 | 0 | 0 | 0 | 0 | 0 | 0 | 12 | 1
NO |  | 17 | 2016 | 10 | 21 | 21 |  | Darlington County Plant | Laurinburg | 230 | 230 | W-H Fr. | 34.39 | 0 | 1 | 2515MCMA | 0 | 0 | 0 | 0 | 0 | 0 | 0 | 0 | 0 | 0 | 0 | 0 | 0 | 0 | 0 | 0 | 0 | 0 | 0 | 0 | 0 | 0 | 0 | 12 | 1
NO |  | 17 | 2016 | 10 | 22 | 22 |  | Florence | Kingstree | 230 | 230 | W-H Fr. | 49.46 | 0 | 1 | 1272MCMA | 0 | 0 | 0 | 0 | 0 | 0 | 0 | 0 | 0 | 0 | 0 | 0 | 0 | 0 | 0 | 0 | 0 | 0 | 0 | 0 | 0 | 0 | 0 | 12 | 1
NO |  | 17 | 2016 | 10 | 23 | 23 |  | Florence | Latta | 230 | 230 | W-H Fr. | 23.49 | 0 | 1 | 1272MCMA | 0 | 0 | 0 | 0 | 0 | 0 | 0 | 0 | 0 | 0 | 0 | 0 | 0 | 0 | 0 | 0 | 0 | 0 | 0 | 0 | 0 | 0 | 0 | 12 | 1
NO |  | 17 | 2016 | 10 | 24 | 24 |  | Florence | Darlington (SCPSA) | 230 | 230 | W-H Fr. | 11.05 | 0 | 1 | 1272MCMA | 0 | 0 | 0 | 0 | 0 | 0 | 0 | 0 | 0 | 0 | 0 | 0 | 0 | 0 | 0 | 0 | 0 | 0 | 0 | 0 | 0 | 0 | 0 | 12 | 1
NO |  | 17 | 2016 | 10 | 25 | 25 |  | Latta | Marion | 230 | 230 | W-H Fr. | 8.36 | 0 | 1 | 1590MCMA | 0 | 0 | 0 | 0 | 0 | 0 | 0 | 0 | 0 | 0 | 0 | 0 | 0 | 0 | 0 | 0 | 0 | 0 | 0 | 0 | 0 | 0 | 0 | 12 | 1
NO |  | 17 | 2016 | 10 | 26 | 26 |  | MARION | SCPSA MARION NORTH | 230 | 230 | S-HFR | 0.07 | 0 | 1 | 2-1272MCMA | 0 | 0 | 0 | 0 | 0 | 0 | 0 | 0 | 0 | 0 | 0 | 0 | 0 | 0 | 0 | 0 | 0 | 0 | 0 | 0 | 0 | 0 | 0 | 12 | 1
NO |  | 17 | 2016 | 10 | 27 | 27 |  | MARION | SCPSA MARION SOUTH | 230 | 230 | S-HFR | 0.08 | 0 | 1 | 2-1272MCMA | 0 | 0 | 0 | 0 | 0 | 0 | 0 | 0 | 0 | 0 | 0 | 0 | 0 | 0 | 0 | 0 | 0 | 0 | 0 | 0 | 0 | 0 | 0 | 12 | 1
NO |  | 17 | 2016 | 10 | 28 | 28 |  | MARION | WHITEVILLE | 230 | 230 | S-SP | 21.41 | 0 | 1 | 1590MCMA | 0 | 0 | 0 | 0 | 0 | 0 | 0 | 0 | 0 | 0 | 0 | 0 | 0 | 0 | 0 | 0 | 0 | 0 | 0 | 0 | 0 | 0 | 0 | 12 | 1
NO |  | 17 | 2016 | 10 | 29 | 29 |  | Robinson Plant | Florence | 230 | 230 | DC-T | 1.4 | 0 | 2 | 1272MCMA | 0 | 0 | 0 | 0 | 0 | 0 | 0 | 0 | 0 | 0 | 0 | 0 | 0 | 0 | 0 | 0 | 0 | 0 | 0 | 0 | 0 | 0 | 0 | 12 | 1
NO |  | 17 | 2016 | 10 | 30 | 30 |  | Robinson Plant | Florence | 230 | 230 | W-H Fr. | 38.41 | 0 | 1 | 1272MCMA | 0 | 0 | 0 | 0 | 0 | 0 | 0 | 0 | 0 | 0 | 0 | 0 | 0 | 0 | 0 | 0 | 0 | 0 | 0 | 0 | 0 | 0 | 0 | 12 | 1
NO |  | 17 | 2016 | 10 | 31 | 31 |  | Robinson Plant | Rockingham | 230 | 230 | S-SP | 0.23 | 0 | 1 | 1272MCMA | 0 | 0 | 0 | 0 | 0 | 0 | 0 | 0 | 0 | 0 | 0 | 0 | 0 | 0 | 0 | 0 | 0 | 0 | 0 | 0 | 0 | 0 | 0 | 12 | 1
NO |  | 17 | 2016 | 10 | 32 | 32 |  | Robinson Plant | Rockingham | 230 | 230 | W-H Fr. | 40.35 | 0 | 1 | 1272MCMA | 0 | 0 | 0 | 0 | 0 | 0 | 0 | 0 | 0 | 0 | 0 | 0 | 0 | 0 | 0 | 0 | 0 | 0 | 0 | 0 | 0 | 0 | 0 | 12 | 1
NO |  | 17 | 2016 | 10 | 33 | 33 |  | Robinson Plant | Darlington (SCPSA) | 230 | 230 | DC-T | 0.6 | 0 | 2 | 1272MCMA | 0 | 0 | 0 | 0 | 0 | 0 | 0 | 0 | 0 | 0 | 0 | 0 | 0 | 0 | 0 | 0 | 0 | 0 | 0 | 0 | 0 | 0 | 0 | 12 | 1
NO |  | 17 | 2016 | 10 | 34 | 34 |  | Robinson Plant | Darlington (SCPSA) | 230 | 230 | W-H Fr. | 17.95 | 0 | 1 | 1272MCMA | 0 | 0 | 0 | 0 | 0 | 0 | 0 | 0 | 0 | 0 | 0 | 0 | 0 | 0 | 0 | 0 | 0 | 0 | 0 | 0 | 0 | 0 | 0 | 12 | 1
NO |  | 17 | 2016 | 10 | 35 | 35 |  | Robinson Plant | Sumter | 230 | 230 | W-H Fr. | 40.56 | 0.6 | 1 | 1272MCMA | 0 | 0 | 0 | 0 | 0 | 0 | 0 | 0 | 0 | 0 | 0 | 0 | 0 | 0 | 0 | 0 | 0 | 0 | 0 | 0 | 0 | 0 | 0 | 12 | 1
NO |  | 17 | 2016 | 11 | 1 | 1 |  | Sumter | Canadys (SCE&G) | 230 | 230 | DC-T | 7.26 | 0 | 2 | 795MCMA | 0 | 0 | 0 | 0 | 0 | 0 | 0 | 0 | 0 | 0 | 0 | 0 | 0 | 0 | 0 | 0 | 0 | 0 | 0 | 0 | 0 | 0 | 0 | 12 | 1
NO |  | 17 | 2016 | 11 | 2 | 2 |  | Sumter | Canadys (SCE&G) | 230 | 230 | W-H Fr. | 22.9 | 0 | 1 | 795MCMA | 0 | 0 | 0 | 0 | 0 | 0 | 0 | 0 | 0 | 0 | 0 | 0 | 0 | 0 | 0 | 0 | 0 | 0 | 0 | 0 | 0 | 0 | 0 | 12 | 1
NO |  | 17 | 2016 | 11 | 3 | 3 |  | Sumter | Wateree Plant (SCE&G) | 230 | 230 | W-H Fr. | 16.58 | 7.26 | 1 | 1272MCMA | 0 | 0 | 0 | 0 | 0 | 0 | 0 | 0 | 0 | 0 | 0 | 0 | 0 | 0 | 0 | 0 | 0 | 0 | 0 | 0 | 0 | 0 | 0 | 12 | 1
NO |  | 17 | 2016 | 11 | 4 | 4 |  | Weatherspoon | Latta | 230 | 230 | W-HFR | 21.35 | 0 | 1 | 1272MCMA | 0 | 0 | 0 | 0 | 0 | 0 | 0 | 0 | 0 | 0 | 0 | 0 | 0 | 0 | 0 | 0 | 0 | 0 | 0 | 0 | 0 | 0 | 0 | 12 | 1
NO |  | 17 | 2016 | 11 | 5 | 5 |  | Tap Point | Bishopville | 230 | 230 | W-H Fr. | 0.16 | 0 | 1 | 795MCMA | 0 | 0 | 0 | 0 | 0 | 0 | 0 | 0 | 0 | 0 | 0 | 0 | 0 | 0 | 0 | 0 | 0 | 0 | 0 | 0 | 0 | 0 | 0 | 12 | 1
NO |  | 17 | 2016 | 11 | 6 | 6 |  | Tap Point | Cheraw Cash Rd. | 230 | 230 | S-SP | 1.08 | 0 | 1 | 795MCMA | 0 | 0 | 0 | 0 | 0 | 0 | 0 | 0 | 0 | 0 | 0 | 0 | 0 | 0 | 0 | 0 | 0 | 0 | 0 | 0 | 0 | 0 | 0 | 12 | 1
NO |  | 17 | 2016 | 11 | 7 | 7 |  | Tap Point | Cheraw Reid Park | 230 | 230 | W-H Fr. | 5.3 | 0 | 1 | 1272MCMA | 0 | 0 | 0 | 0 | 0 | 0 | 0 | 0 | 0 | 0 | 0 | 0 | 0 | 0 | 0 | 0 | 0 | 0 | 0 | 0 | 0 | 0 | 0 | 12 | 1
NO |  | 17 | 2016 | 11 | 8 | 8 |  | Tap Point | Dillon North | 230 | 230 | S-SP | 3.51 | 0 | 1 | 795MCMA | 0 | 0 | 0 | 0 | 0 | 0 | 0 | 0 | 0 | 0 | 0 | 0 | 0 | 0 | 0 | 0 | 0 | 0 | 0 | 0 | 0 | 0 | 0 | 12 | 1
NO |  | 17 | 2016 | 11 | 9 | 9 |  | Tap Point | Dillon Maple | 230 | 230 | W-H Fr. | 4.39 | 0 | 1 | 795MCMA | 0 | 0 | 0 | 0 | 0 | 0 | 0 | 0 | 0 | 0 | 0 | 0 | 0 | 0 | 0 | 0 | 0 | 0 | 0 | 0 | 0 | 0 | 0 | 12 | 1
NO |  | 17 | 2016 | 11 | 10 | 10 |  | Tap Point | Dovesville Nucor | 230 | 230 | W-H Fr. | 6.81 | 0 | 1 | 1272MCMA | 0 | 0 | 0 | 0 | 0 | 0 | 0 | 0 | 0 | 0 | 0 | 0 | 0 | 0 | 0 | 0 | 0 | 0 | 0 | 0 | 0 | 0 | 0 | 12 | 1
NO |  | 17 | 2016 | 11 | 11 | 11 |  | Tap Point | Elliott | 230 | 230 | W-H Fr. | 2.15 | 0 | 1 | 795MCMA | 0 | 0 | 0 | 0 | 0 | 0 | 0 | 0 | 0 | 0 | 0 | 0 | 0 | 0 | 0 | 0 | 0 | 0 | 0 | 0 | 0 | 0 | 0 | 12 | 1
NO |  | 17 | 2016 | 11 | 12 | 12 |  | Tap Point | Florence Cashua | 230 | 230 | C-SP | 1.3 | 0 | 1 | 795MCMA | 0 | 0 | 0 | 0 | 0 | 0 | 0 | 0 | 0 | 0 | 0 | 0 | 0 | 0 | 0 | 0 | 0 | 0 | 0 | 0 | 0 | 0 | 0 | 12 | 1
NO |  | 17 | 2016 | 11 | 13 | 13 |  | Tap Point | Florence Ebenezer | 230 | 230 | W-H Fr. | 0.08 | 0 | 1 | 1590MCMA | 0 | 0 | 0 | 0 | 0 | 0 | 0 | 0 | 0 | 0 | 0 | 0 | 0 | 0 | 0 | 0 | 0 | 0 | 0 | 0 | 0 | 0 | 0 | 12 | 1
NO |  | 17 | 2016 | 11 | 14 | 14 |  | Tap Point | Florence West | 230 | 230 | W-H Fr. | 0.03 | 0 | 1 | 795MCMA | 0 | 0 | 0 | 0 | 0 | 0 | 0 | 0 | 0 | 0 | 0 | 0 | 0 | 0 | 0 | 0 | 0 | 0 | 0 | 0 | 0 | 0 | 0 | 12 | 1
NO |  | 17 | 2016 | 11 | 15 | 15 |  | Tap Point | Hartsville Segars Mill | 230 | 230 | W-H Fr. | 0.06 | 0 | 1 | 795MCMA | 0 | 0 | 0 | 0 | 0 | 0 | 0 | 0 | 0 | 0 | 0 | 0 | 0 | 0 | 0 | 0 | 0 | 0 | 0 | 0 | 0 | 0 | 0 | 12 | 1
NO |  | 17 | 2016 | 11 | 16 | 16 |  | Tap Point | Hartsville Talley Metals | 230 | 230 | W-HFR | 0.31 | 0 | 1 | 795MCMA | 0 | 0 | 0 | 0 | 0 | 0 | 0 | 0 | 0 | 0 | 0 | 0 | 0 | 0 | 0 | 0 | 0 | 0 | 0 | 0 | 0 | 0 | 0 | 12 | 1
NO |  | 17 | 2016 | 11 | 17 | 17 |  | Tap Point | Hartsville Talley Metals | 230 | 230 | S-SP | 0.74 | 0 | 1 | 1590MCMA | 0 | 0 | 0 | 0 | 0 | 0 | 0 | 0 | 0 | 0 | 0 | 0 | 0 | 0 | 0 | 0 | 0 | 0 | 0 | 0 | 0 | 0 | 0 | 12 | 1
NO |  | 17 | 2016 | 11 | 18 | 18 |  | Tap Point | Kingstree North | 230 | 230 | W-H Fr. | 0.14 | 0 | 1 | 795MCMA | 0 | 0 | 0 | 0 | 0 | 0 | 0 | 0 | 0 | 0 | 0 | 0 | 0 | 0 | 0 | 0 | 0 | 0 | 0 | 0 | 0 | 0 | 0 | 12 | 1
NO |  | 17 | 2016 | 11 | 19 | 19 |  | Tap Point | Lake City | 230 | 230 | W-H Fr. | 0.08 | 0 | 1 | 795MCMA | 0 | 0 | 0 | 0 | 0 | 0 | 0 | 0 | 0 | 0 | 0 | 0 | 0 | 0 | 0 | 0 | 0 | 0 | 0 | 0 | 0 | 0 | 0 | 12 | 1
NO |  | 17 | 2016 | 11 | 20 | 20 |  | Tap Point | McColl | 230 | 230 | W-H Fr. | 0.9 | 0 | 1 | 795MCMA | 0 | 0 | 0 | 0 | 0 | 0 | 0 | 0 | 0 | 0 | 0 | 0 | 0 | 0 | 0 | 0 | 0 | 0 | 0 | 0 | 0 | 0 | 0 | 12 | 1
NO |  | 17 | 2016 | 11 | 21 | 21 |  | Tap Point | Olanta | 230 | 230 | W-H Fr. | 0.05 | 0 | 1 | 795MCMA | 0 | 0 | 0 | 0 | 0 | 0 | 0 | 0 | 0 | 0 | 0 | 0 | 0 | 0 | 0 | 0 | 0 | 0 | 0 | 0 | 0 | 0 | 0 | 12 | 1
NO |  | 17 | 2016 | 11 | 22 | 22 |  | Tap Point | Society Hill | 230 | 230 | W-SP | 1.13 | 0 | 1 | 795MCMA | 0 | 0 | 0 | 0 | 0 | 0 | 0 | 0 | 0 | 0 | 0 | 0 | 0 | 0 | 0 | 0 | 0 | 0 | 0 | 0 | 0 | 0 | 0 | 12 | 1
NO |  | 17 | 2016 | 11 | 23 | 23 |  | Tap Point | Summerton | 230 | 230 | W-HFR | 2.7 | 0 | 1 | 795MCMA | 0 | 0 | 0 | 0 | 0 | 0 | 0 | 0 | 0 | 0 | 0 | 0 | 0 | 0 | 0 | 0 | 0 | 0 | 0 | 0 | 0 | 0 | 0 | 12 | 1
NO |  | 17 | 2016 | 11 | 24 | 24 |  | Tap Point | Sumter Alice Drive | 230 | 230 | W-H Fr. | 0.3 | 0 | 1 | 795MCMA | 0 | 0 | 0 | 0 | 0 | 0 | 0 | 0 | 0 | 0 | 0 | 0 | 0 | 0 | 0 | 0 | 0 | 0 | 0 | 0 | 0 | 0 | 0 | 12 | 1
NO |  | 17 | 2016 | 11 | 25 | 25 |  | Tap Point | Sumter North | 230 | 230 | S-SP | 0.73 | 0 | 1 | 795MCMA | 0 | 0 | 0 | 0 | 0 | 0 | 0 | 0 | 0 | 0 | 0 | 0 | 0 | 0 | 0 | 0 | 0 | 0 | 0 | 0 | 0 | 0 | 0 | 12 | 1
NO |  | 17 | 2016 | 11 | 26 | 26 |  | Tap Point | Sumter Wedgefield Rd. | 230 | 230 | W-H Fr. | 0.05 | 0 | 1 | 795MCMA | 0 | 0 | 0 | 0 | 0 | 0 | 0 | 0 | 0 | 0 | 0 | 0 | 0 | 0 | 0 | 0 | 0 | 0 | 0 | 0 | 0 | 0 | 0 | 12 | 1
NO |  | 17 | 2016 | 11 | 27 | 27 |  | Tap Point | Eden Solar | 230 | 230 | S-HFR | 0.06 | 0 | 1 | 795MCMA | 0 | 0 | 0 | 0 | 0 | 0 | 0 | 0 | 0 | 0 | 0 | 0 | 0 | 0 | 0 | 0 | 0 | 0 | 0 | 0 | 0 | 0 | 0 | 12 | 1
NO |  | 17 | 2016 | 11 | 28 | 28 |  | Tap Point | Warsaw Solar | 230 | 230 | S-HFR | 0.06 | 0 | 1 | 795MCMA | 0 | 0 | 0 | 0 | 0 | 0 | 0 | 0 | 0 | 0 | 0 | 0 | 0 | 0 | 0 | 0 | 0 | 0 | 0 | 0 | 0 | 0 | 0 | 12 | 1
NO |  | 17 | 2016 | 11 | 29 | 29 |  | Jacksonville | New Bern | 230 | 230 | S-HFR | 0.38 | 0 | 1 | 1272MCMA | 0 | 0 | 0 | 0 | 0 | 0 | 0 | 0 | 0 | 0 | 0 | 0 | 0 | 0 | 0 | 0 | 0 | 0 | 0 | 0 | 0 | 0 | 0 | 12 | 1
NO |  | 17 | 2016 | 11 | 30 | 30 |  | Tot. 230kV Lines |  | 0 | 0 |  | 0 | 0 | 0 |  | 120248048 | 677059246 | 797307294 | 0 | 0 | 0 | 0 | 0 | 0 | 0 | 0 | 0 | 0 | 0 | 0 | 0 | 0 | 0 | 0 | 0 | 0 | 0 | 0 | 12 | 1
SI/NO | A | 17 | 2016 | 11 | 34 | 34 |  | Tot. 115kV Lines |  | 0 | 0 | Tower and Pole | 2562.88 | 57.34 | 161 |  | 34773887 | 448989922 | 483763809 | 0 | 0 | 0 | 12050191.7948 | 0 | 0 | 0 | 0 | 0 | 0 | 0 | 0 | 0 | 0 | 0 | 0 | 0 | 0 | 0 | 0 | 12 | 1
SI/NO | A | 17 | 2016 | 12 | 2 | 2 |  | Tot. 66kV - 69kV Lines |  | 0 | 0 | Tower and Pole | 11.92 | 2.17 | 2 |  | 57228 | 2308999 | 2366227 | 0 | 0 | 0 | 58940.9308 | 0 | 0 | 0 | 0 | 0 | 0 | 0 | 0 | 0 | 0 | 0 | 0 | 0 | 0 | 0 | 0 | 12 | 1
NO |  | 17 | 2016 | 12 | 4 | 4 |  | Expenses (Columns M & N) |  | 0 | 0 |  | 0 | 0 | 0 |  | 0 | 0 | 0 | 844247 | 23517924 | 0 | 24362171 | 0 | 0 | 0 | 0 | 0 | 0 | 0 | 0 | 0 | 0 | 0 | 0 | 0 | 0 | 0 | 0 | 12 | 1
NO |  | 17 | 2016 | 12 | 6 | 6 |  | Tot. KV Lines |  | 0 | 0 |  | 0 | 0 | 0 |  | 0 | 0 | 0 | 0 | 0 | 0 | 0 | 0 | 0 | 0 | 0 | 0 | 0 | 0 | 0 | 0 | 0 | 0 | 0 | 0 | 0 | 0 | 0 | 12 | 1
NO |  | 18 | 2016 | 0 | 1 | 1 |  | Sidney A. Murray Jr. | Entergy's Plantation | 115 | 123 | Single Pole | 403 | 0 | 0 |  | 0 | 0 | 0 | 0 | 0 | 0 | 0 | 0 | 0 | 0 | 0 | 0 | 0 | 0 | 0 | 0 | 0 | 0 | 0 | 0 | 0 | 0 | 0 | 12 | 0
NO |  | 18 | 2016 | 0 | 2 | 2 |  | Hydroelectirc Station | Substation | 0 | 0 | Steel | 0 | 0 | 0 |  | 0 | 0 | 0 | 0 | 0 | 0 | 0 | 0 | 0 | 0 | 0 | 0 | 0 | 0 | 0 | 0 | 0 | 0 | 0 | 0 | 0 | 0 | 0 | 12 | 0
NO |  | 18 | 2016 | 0 | 3 | 3 |  | 5707 Highway 15 |  | 0 | 0 |  | 0 | 0 | 0 |  | 0 | 0 | 0 | 0 | 0 | 0 | 0 | 0 | 0 | 0 | 0 | 0 | 0 | 0 | 0 | 0 | 0 | 0 | 0 | 0 | 0 | 0 | 0 | 12 | 0
NO |  | 18 | 2016 | 0 | 4 | 4 |  | Vidalia, Louisiana |  | 0 | 0 |  | 0 | 0 | 0 |  | 0 | 0 | 0 | 0 | 0 | 0 | 0 | 0 | 0 | 0 | 0 | 0 | 0 | 0 | 0 | 0 | 0 | 0 | 0 | 0 | 0 | 0 | 0 | 12 | 0
NO |  | 18 | 2016 | 0 | 36 | 36 |  | TOTAL |  | 0 | 0 |  | 403 | 0 | 0 |  | 0 | 0 | 0 | 0 | 0 | 0 | 0 | 0 | 0 | 0 | 0 | 0 | 0 | 0 | 0 | 0 | 0 | 0 | 0 | 0 | 0 | 0 | 0 | 12 | 0
NO |  | 19 | 2016 | 0 | 1 | 1 |  | Roseton | Rock Tavern | 345 | 0 | H Frame-W | 17.17 | 0 | 0 | 1033.5ACSR | 1498207 | 3689006 | 5187213 | 0 | 0 | 0 | 0 | 0 | 0 | 0 | 0 | 0 | 0 | 0 | 0 | 0 | 0 | 0 | 0 | 0 | 0 | 0 | 0 | 12 | 1
NO |  | 19 | 2016 | 0 | 2 | 2 |  | Roseton | Hurley Avenue | 345 | 0 | H Frame-W | 30.31 | 0 | 0 | 1033.5ACSR | 2115696 | 8926341 | 11042037 | 0 | 0 | 0 | 0 | 0 | 0 | 0 | 0 | 0 | 0 | 0 | 0 | 0 | 0 | 0 | 0 | 0 | 0 | 0 | 0 | 12 | 1
NO |  | 19 | 2016 | 0 | 3 | 3 |  | Hurley Avenue | Leeds | 345 | 0 | H Frame-W | 28.62 | 0 | 0 | 1033.5ACSR | 2415759 | 7256520 | 9672279 | 0 | 0 | 0 | 0 | 0 | 0 | 0 | 0 | 0 | 0 | 0 | 0 | 0 | 0 | 0 | 0 | 0 | 0 | 0 | 0 | 12 | 1
SI/NO | A | 19 | 2016 | 0 | 4 | 4 |  | 115KV Lines |  | 115 | 0 | Several | 215.28 | 0 | 0 | Several | 6844592 | 65158599 | 72003191 | 0 | 0 | 0 | 1793545.2079 | 0 | 0 | 0 | 0 | 0 | 0 | 0 | 0 | 0 | 0 | 0 | 0 | 0 | 0 | 0 | 0 | 12 | 1
SI/NO | A | 19 | 2016 | 0 | 5 | 5 |  | 69KV Lines |  | 69 | 0 | Several | 272.04 | 36.53 | 0 | Several | 16168323 | 66523961 | 82692284 | 0 | 0 | 0 | 2059802.4565 | 0 | 0 | 0 | 0 | 0 | 0 | 0 | 0 | 0 | 0 | 0 | 0 | 0 | 0 | 0 | 0 | 12 | 1
NO |  | 19 | 2016 | 0 | 14 | 14 |  | Segregation of Expenses by | Line is not available | 0 | 0 |  | 0 | 0 | 0 |  | 0 | 0 | 0 | 4365528 | 4141451 | 1327224 | 9834203 | 0 | 0 | 0 | 0 | 0 | 0 | 0 | 0 | 0 | 0 | 0 | 0 | 0 | 0 | 0 | 0 | 12 | 1
NO |  | 19 | 2016 | 0 | 36 | 36 |  | TOTAL |  | 0 | 0 |  | 563.42 | 36.53 | 0 |  | 29042577 | 151554427 | 180597004 | 4365528 | 4141451 | 1327224 | 9834203 | 0 | 0 | 0 | 0 | 0 | 0 | 0 | 0 | 0 | 0 | 0 | 0 | 0 | 0 | 0 | 0 | 12 | 1
NO |  | 22 | 2016 | 0 | 1 | 1 |  | Pineville | Shady Oaks #1 | 138 | 138 | WP-HF | 6.83 | 1.02 | 1 | 1-336 MCM | 77542 | 1754330 | 1831872 | 0 | 0 | 0 | 0 | 0 | 0 | 0 | 0 | 0 | 0 | 0 | 0 | 0 | 0 | 0 | 0 | 0 | 0 | 0 | 0 | 12 | 1
NO |  | 22 | 2016 | 0 | 2 | 2 |  | Pineville | Shady Oaks #2 | 138 | 230 | WP-HF | 5.65 | 1.02 | 1 | 2-336 MCM | 61265 | 521907 | 583172 | 0 | 0 | 0 | 0 | 0 | 0 | 0 | 0 | 0 | 0 | 0 | 0 | 0 | 0 | 0 | 0 | 0 | 0 | 0 | 0 | 12 | 1
NO |  | 22 | 2016 | 0 | 3 | 3 |  | Hopkins Sub | Segura | 138 | 230 | WP-HF | 2.9 | 3.72 | 1 | 2-336 MCM | 220368 | 4219769 | 4440137 | 0 | 0 | 0 | 0 | 0 | 0 | 0 | 0 | 0 | 0 | 0 | 0 | 0 | 0 | 0 | 0 | 0 | 0 | 0 | 0 | 12 | 1
NO |  | 22 | 2016 | 0 | 4 | 4 |  | Habetz Sub | Flanders Rd. | 138 | 138 | WP-HF | 23.55 | 3.72 | 1 | 2-336 MCM | 6298 | 3126034 | 3132332 | 0 | 0 | 0 | 0 | 0 | 0 | 0 | 0 | 0 | 0 | 0 | 0 | 0 | 0 | 0 | 0 | 0 | 0 | 0 | 0 | 12 | 1
NO |  | 22 | 2016 | 0 | 5 | 5 |  | Richard Sub | Habetz Sub | 138 | 138 | WP-HF | 13.09 | 1.92 | 1 | 2-336 MCM | 174330 | 1617429 | 1791759 | 0 | 0 | 0 | 0 | 0 | 0 | 0 | 0 | 0 | 0 | 0 | 0 | 0 | 0 | 0 | 0 | 0 | 0 | 0 | 0 | 12 | 1
NO |  | 22 | 2016 | 0 | 6 | 6 |  | Richard Sub | Eunice Sub | 138 | 138 | WP-HF | 4.02 | 1.92 | 1 | 2-336 MCM | 0 | 618067 | 618067 | 0 | 0 | 0 | 0 | 0 | 0 | 0 | 0 | 0 | 0 | 0 | 0 | 0 | 0 | 0 | 0 | 0 | 0 | 0 | 0 | 12 | 1
NO |  | 22 | 2016 | 0 | 7 | 7 |  | Eunice Sub | Manuel Sub | 138 | 138 | WP-HF | 10.91 | 0 | 1 | 2-336 MCM | 26679 | 1132513 | 1159192 | 0 | 0 | 0 | 0 | 0 | 0 | 0 | 0 | 0 | 0 | 0 | 0 | 0 | 0 | 0 | 0 | 0 | 0 | 0 | 0 | 12 | 1
NO |  | 22 | 2016 | 0 | 8 | 8 |  | Coughlin Station | Manuel Sub | 138 | 138 | WP-HF | 17.9 | 0 | 1 | 2-336 MCM | 106773 | 3085977 | 3192750 | 0 | 0 | 0 | 0 | 0 | 0 | 0 | 0 | 0 | 0 | 0 | 0 | 0 | 0 | 0 | 0 | 0 | 0 | 0 | 0 | 12 | 1
NO |  | 22 | 2016 | 0 | 9 | 9 |  | Coughlin Station | Pine Prairie | 138 | 138 | WP-HF | 13.28 | 0 | 1 | 2-336 MCM | 750 | 1672633 | 1673383 | 0 | 0 | 0 | 0 | 0 | 0 | 0 | 0 | 0 | 0 | 0 | 0 | 0 | 0 | 0 | 0 | 0 | 0 | 0 | 0 | 12 | 1
NO |  | 22 | 2016 | 0 | 10 | 10 |  | Oakdale Sub | West Bay Sub | 138 | 138 | WP-HF | 7.16 | 0 | 1 | 2-336 MCM | 0 | 1341042 | 1341042 | 0 | 0 | 0 | 0 | 0 | 0 | 0 | 0 | 0 | 0 | 0 | 0 | 0 | 0 | 0 | 0 | 0 | 0 | 0 | 0 | 12 | 1
NO |  | 22 | 2016 | 0 | 11 | 11 |  | Centennial | West Bay Sub | 138 | 138 | WP-HF | 15.89 | 0 | 1 | 2-336 MCM | 115168 | 2231195 | 2346363 | 0 | 0 | 0 | 0 | 0 | 0 | 0 | 0 | 0 | 0 | 0 | 0 | 0 | 0 | 0 | 0 | 0 | 0 | 0 | 0 | 12 | 1
NO |  | 22 | 2016 | 0 | 12 | 12 |  | Mansfield | Carroll | 138 | 138 | WP-HF | 18.15 | 0 | 1 | 2-336 MCM | 594374 | 3629875 | 4224249 | 0 | 0 | 0 | 0 | 0 | 0 | 0 | 0 | 0 | 0 | 0 | 0 | 0 | 0 | 0 | 0 | 0 | 0 | 0 | 0 | 12 | 1
NO |  | 22 | 2016 | 0 | 13 | 13 |  | Cooper Switch | DeRidder Sub | 138 | 138 | WP-HF | 11.32 | 7.84 | 1 | 2-336 MCM | 162556 | 1484160 | 1646716 | 0 | 0 | 0 | 0 | 0 | 0 | 0 | 0 | 0 | 0 | 0 | 0 | 0 | 0 | 0 | 0 | 0 | 0 | 0 | 0 | 12 | 1
NO |  | 22 | 2016 | 0 | 14 | 14 |  | Cooper Switch | Leesville Sub | 138 | 138 | WP-HF | 11.58 | 7.84 | 1 | 2-336 MCM | 318832 | 2069570 | 2388402 | 0 | 0 | 0 | 0 | 0 | 0 | 0 | 0 | 0 | 0 | 0 | 0 | 0 | 0 | 0 | 0 | 0 | 0 | 0 | 0 | 12 | 1
NO |  | 22 | 2016 | 0 | 15 | 15 |  | Teche Station | Bayou Sale | 138 | 138 | WP-HF | 10.97 | 0 | 1 | 2-336 MCM | 347917 | 3830218 | 4178135 | 0 | 0 | 0 | 0 | 0 | 0 | 0 | 0 | 0 | 0 | 0 | 0 | 0 | 0 | 0 | 0 | 0 | 0 | 0 | 0 | 12 | 1
NO |  | 22 | 2016 | 0 | 16 | 16 |  | Bayou Sale | Wax Lake Sub | 138 | 138 | WP-HF | 4.66 | 0 | 1 | 2-336 MCM | 102894 | 2198556 | 2301450 | 0 | 0 | 0 | 0 | 0 | 0 | 0 | 0 | 0 | 0 | 0 | 0 | 0 | 0 | 0 | 0 | 0 | 0 | 0 | 0 | 12 | 1
NO |  | 22 | 2016 | 0 | 17 | 17 |  | El Paso | Bayou Vista | 138 | 138 | WP-HF | 4.23 | 0 | 1 | 2-336 MCM | 82429 | 1456338 | 1538767 | 0 | 0 | 0 | 0 | 0 | 0 | 0 | 0 | 0 | 0 | 0 | 0 | 0 | 0 | 0 | 0 | 0 | 0 | 0 | 0 | 12 | 1
NO |  | 22 | 2016 | 0 | 18 | 18 |  | Bayou Vista | Ramos | 138 | 138 | WP-HF | 10.12 | 0 | 1 | 2-336 MCM | 857512 | 3320693 | 4178205 | 0 | 0 | 0 | 0 | 0 | 0 | 0 | 0 | 0 | 0 | 0 | 0 | 0 | 0 | 0 | 0 | 0 | 0 | 0 | 0 | 12 | 1
NO |  | 22 | 2016 | 0 | 19 | 19 |  | Ramos Sub | Gibson (Amelia) | 138 | 138 | WP-HF | 2.36 | 0 | 1 | 2-336 MCM | 235596 | 764839 | 1000435 | 0 | 0 | 0 | 0 | 0 | 0 | 0 | 0 | 0 | 0 | 0 | 0 | 0 | 0 | 0 | 0 | 0 | 0 | 0 | 0 | 12 | 1
NO |  | 22 | 2016 | 0 | 20 | 20 |  | Teche | Patoutville(Cajun) | 138 | 138 | WP-HF | 12.45 | 0 | 1 | 2-336 MCM | 39281 | 4805155 | 4844436 | 0 | 0 | 0 | 0 | 0 | 0 | 0 | 0 | 0 | 0 | 0 | 0 | 0 | 0 | 0 | 0 | 0 | 0 | 0 | 0 | 12 | 1
NO |  | 22 | 2016 | 0 | 21 | 21 |  | Carroll Sub | Messick | 230 | 230 | WP-HF | 14.6 | 0 | 1 | 1-795 MCM | 408362 | 8482383 | 8890745 | 0 | 0 | 0 | 0 | 0 | 0 | 0 | 0 | 0 | 0 | 0 | 0 | 0 | 0 | 0 | 0 | 0 | 0 | 0 | 0 | 12 | 1
NO |  | 22 | 2016 | 0 | 22 | 22 |  | Messick | Clarence Sub | 230 | 230 | WP-HF | 18.71 | 1.06 | 1 | 1-795 MCM | 891552 | 6099208 | 6990760 | 0 | 0 | 0 | 0 | 0 | 0 | 0 | 0 | 0 | 0 | 0 | 0 | 0 | 0 | 0 | 0 | 0 | 0 | 0 | 0 | 12 | 1
NO |  | 22 | 2016 | 0 | 23 | 23 |  | Toledo Bend(GSU) | Leesville Sub | 138 | 138 | WP-HF | 20.15 | 0.59 | 1 | 1-336 MCM | 249718 | 4825271 | 5074989 | 0 | 0 | 0 | 0 | 0 | 0 | 0 | 0 | 0 | 0 | 0 | 0 | 0 | 0 | 0 | 0 | 0 | 0 | 0 | 0 | 12 | 1
NO |  | 22 | 2016 | 0 | 24 | 24 |  | Toledo Bend(GSU) | Fisher | 138 | 138 | WP-HF | 23.03 | 0.59 | 1 | 2-336 MCM | 179063 | 3594356 | 3773419 | 0 | 0 | 0 | 0 | 0 | 0 | 0 | 0 | 0 | 0 | 0 | 0 | 0 | 0 | 0 | 0 | 0 | 0 | 0 | 0 | 12 | 1
SI/NO | A | 22 | 2016 | 0 | 25 | 25 |  | Grolee | South Park | 69 | 69 | WP-SP | 3.94 | 0 | 0 | 1-336 MCM | 36985 | 441283 | 478268 | 0 | 0 | 0 | 11913.2953 | 0 | 0 | 0 | 0 | 0 | 0 | 0 | 0 | 0 | 0 | 0 | 0 | 0 | 0 | 0 | 0 | 12 | 1
NO |  | 22 | 2016 | 0 | 26 | 26 |  | DeRidder Sub | Longview | 138 | 138 | WP-HF | 16.97 | 0 | 1 | 2-336 MCM | 0 | 3216449 | 3216449 | 0 | 0 | 0 | 0 | 0 | 0 | 0 | 0 | 0 | 0 | 0 | 0 | 0 | 0 | 0 | 0 | 0 | 0 | 0 | 0 | 12 | 1
NO |  | 22 | 2016 | 0 | 27 | 27 |  | Fisher Sub | Many Sub | 138 | 138 | WP-HF | 5.93 | 0 | 1 | 1-336 MCM | 6259 | 1167519 | 1173778 | 0 | 0 | 0 | 0 | 0 | 0 | 0 | 0 | 0 | 0 | 0 | 0 | 0 | 0 | 0 | 0 | 0 | 0 | 0 | 0 | 12 | 1
NO |  | 22 | 2016 | 0 | 28 | 28 |  | Many Sub | Mansfield Sub | 138 | 138 | WP-HF | 34.88 | 0 | 1 | 1-336 MCM | 0 | 1989102 | 1989102 | 0 | 0 | 0 | 0 | 0 | 0 | 0 | 0 | 0 | 0 | 0 | 0 | 0 | 0 | 0 | 0 | 0 | 0 | 0 | 0 | 12 | 1
NO |  | 22 | 2016 | 0 | 29 | 29 |  | IP Mansfield | Mansfield Sub | 138 | 138 | WP-HF | 19.04 | 0 | 1 | 1-666 MCM | 760429 | 4363428 | 5123857 | 0 | 0 | 0 | 0 | 0 | 0 | 0 | 0 | 0 | 0 | 0 | 0 | 0 | 0 | 0 | 0 | 0 | 0 | 0 | 0 | 12 | 1
NO |  | 22 | 2016 | 0 | 30 | 30 |  | Coughlin Sta | Plaisance Sub | 138 | 138 | WP-HF | 17.61 | 0 | 1 | 2-477 MCM | 384791 | 3248789 | 3633580 | 0 | 0 | 0 | 0 | 0 | 0 | 0 | 0 | 0 | 0 | 0 | 0 | 0 | 0 | 0 | 0 | 0 | 0 | 0 | 0 | 12 | 1
NO |  | 22 | 2016 | 0 | 31 | 31 |  | Plaisance Sub | Veazie | 138 | 138 | WP-HF | 4.18 | 0 | 1 | 1-336 MCM | 64395 | 839101 | 903496 | 0 | 0 | 0 | 0 | 0 | 0 | 0 | 0 | 0 | 0 | 0 | 0 | 0 | 0 | 0 | 0 | 0 | 0 | 0 | 0 | 12 | 1
NO |  | 22 | 2016 | 0 | 32 | 32 |  | Van Ply | Van Ply Tap | 138 | 138 | WP-HF | 1.46 | 0 | 1 | 1-336 MCM | 11775 | 167438 | 179213 | 0 | 0 | 0 | 0 | 0 | 0 | 0 | 0 | 0 | 0 | 0 | 0 | 0 | 0 | 0 | 0 | 0 | 0 | 0 | 0 | 12 | 1
NO |  | 22 | 2016 | 0 | 33 | 33 |  | Hunter(City of Alex) | Pineville | 138 | 138 | ST-SP | 0.41 | 0 | 1 | 1-1272 MCM | 105841 | 302757 | 408598 | 0 | 0 | 0 | 0 | 0 | 0 | 0 | 0 | 0 | 0 | 0 | 0 | 0 | 0 | 0 | 0 | 0 | 0 | 0 | 0 | 12 | 1
NO |  | 22 | 2016 | 0 | 34 | 34 |  | Clarence Sub | Dixie Street | 138 | 138 | WP-HF | 7.11 | 1.06 | 1 | 1-336 MCM | 70654 | 1851499 | 1922153 | 0 | 0 | 0 | 0 | 0 | 0 | 0 | 0 | 0 | 0 | 0 | 0 | 0 | 0 | 0 | 0 | 0 | 0 | 0 | 0 | 12 | 1
NO |  | 22 | 2016 | 0 | 35 | 35 |  | Cocodrie | Forest Hill | 230 | 230 | WP-HF | 20.29 | 0 | 1 | 2-336 MCM | 234813 | 2396621 | 2631434 | 0 | 0 | 0 | 0 | 0 | 0 | 0 | 0 | 0 | 0 | 0 | 0 | 0 | 0 | 0 | 0 | 0 | 0 | 0 | 0 | 12 | 1
NO |  | 22 | 2016 | 0 | 36 | 36 |  | TOTAL |  | 0 | 0 |  | 1271.27 | 63.06 | 126 |  | 43204081 | 293930203 | 337134284 | 0 | 0 | 0 | 0 | 0 | 0 | 0 | 0 | 0 | 0 | 0 | 0 | 0 | 0 | 0 | 0 | 0 | 0 | 0 | 0 | 12 | 1
NO |  | 22 | 2016 | 1 | 1 | 1 |  | Forest Hill | Rapides Sub | 230 | 230 | WP-HF | 23.46 | 1.59 | 1 | 2-336 MCM | 306250 | 3077915 | 3384165 | 0 | 0 | 0 | 0 | 0 | 0 | 0 | 0 | 0 | 0 | 0 | 0 | 0 | 0 | 0 | 0 | 0 | 0 | 0 | 0 | 12 | 1
NO |  | 22 | 2016 | 1 | 2 | 2 |  | Forest Hill | Rapides Sub | 230 | 230 | ST-SP | 0.8 | 0 | 0 | 2-336 MCM | 0 | 0 | 0 | 0 | 0 | 0 | 0 | 0 | 0 | 0 | 0 | 0 | 0 | 0 | 0 | 0 | 0 | 0 | 0 | 0 | 0 | 0 | 0 | 12 | 1
NO |  | 22 | 2016 | 1 | 3 | 3 |  | Pineville Sub | Sherwood | 230 | 230 | WP-HF | 6.6 | 3.33 | 1 | 2-336 ACSR | 195532 | 1317439 | 1512971 | 0 | 0 | 0 | 0 | 0 | 0 | 0 | 0 | 0 | 0 | 0 | 0 | 0 | 0 | 0 | 0 | 0 | 0 | 0 | 0 | 12 | 1
NO |  | 22 | 2016 | 1 | 4 | 4 |  | Pineville Sub | Sherwood | 230 | 230 | WP-HF | 1.66 | 0 | 0 | 2-336 ACSR | 0 | 0 | 0 | 0 | 0 | 0 | 0 | 0 | 0 | 0 | 0 | 0 | 0 | 0 | 0 | 0 | 0 | 0 | 0 | 0 | 0 | 0 | 0 | 12 | 1
NO |  | 22 | 2016 | 1 | 5 | 5 |  | Sherwood | Rapides Sub | 230 | 230 | WP-HF | 4.31 | 3.33 | 1 | 2-336 ACSR | 197904 | 1467393 | 1665297 | 0 | 0 | 0 | 0 | 0 | 0 | 0 | 0 | 0 | 0 | 0 | 0 | 0 | 0 | 0 | 0 | 0 | 0 | 0 | 0 | 12 | 1
NO |  | 22 | 2016 | 1 | 6 | 6 |  | Sherwood | Rapides Sub | 230 | 230 | ST-LSPG | 1.66 | 0 | 0 | 2-336 ACSR | 0 | 0 | 0 | 0 | 0 | 0 | 0 | 0 | 0 | 0 | 0 | 0 | 0 | 0 | 0 | 0 | 0 | 0 | 0 | 0 | 0 | 0 | 0 | 12 | 1
NO |  | 22 | 2016 | 1 | 7 | 7 |  | Sherwood | Rapides Sub | 230 | 230 | CP-HF | 1.47 | 0 | 0 | 2-336 ACSR | 0 | 0 | 0 | 0 | 0 | 0 | 0 | 0 | 0 | 0 | 0 | 0 | 0 | 0 | 0 | 0 | 0 | 0 | 0 | 0 | 0 | 0 | 0 | 12 | 1
NO |  | 22 | 2016 | 1 | 8 | 8 |  | Coughlin Sta | Eola Sub | 138 | 138 | WP-HF | 5.86 | 1.44 | 1 | 2-336 MCM | 40039 | 1264697 | 1304736 | 0 | 0 | 0 | 0 | 0 | 0 | 0 | 0 | 0 | 0 | 0 | 0 | 0 | 0 | 0 | 0 | 0 | 0 | 0 | 0 | 12 | 1
NO |  | 22 | 2016 | 1 | 9 | 9 |  | Plaisance Sub | Champagne(Entergy) | 138 | 138 | WP-HF | 9.46 | 0 | 1 | 2-336 MCM | 0 | 1142151 | 1142151 | 0 | 0 | 0 | 0 | 0 | 0 | 0 | 0 | 0 | 0 | 0 | 0 | 0 | 0 | 0 | 0 | 0 | 0 | 0 | 0 | 12 | 1
SI/NO | A | 22 | 2016 | 1 | 10 | 10 |  | Elks Sub | Nickerson Sub | 69 | 69 | WP-SP | 4.53 | 0 | 1 | 1-1/0 ACSR | 30636 | 842695 | 873331 | 0 | 0 | 0 | 21754.0168 | 0 | 0 | 0 | 0 | 0 | 0 | 0 | 0 | 0 | 0 | 0 | 0 | 0 | 0 | 0 | 0 | 12 | 1
NO |  | 22 | 2016 | 1 | 11 | 11 |  | Hopkins Sub | Moril(Entergy) | 138 | 138 | WP-HF | 0.55 | 1.82 | 1 | 1-1033 MCM | 14904 | 298558 | 313462 | 0 | 0 | 0 | 0 | 0 | 0 | 0 | 0 | 0 | 0 | 0 | 0 | 0 | 0 | 0 | 0 | 0 | 0 | 0 | 0 | 12 | 1
NO |  | 22 | 2016 | 1 | 12 | 12 |  | Teche Station | Ivanhoe Sub | 138 | 138 | WP-HF | 14.71 | 0 | 1 | 2-336 MCM | 332953 | 3442058 | 3775011 | 0 | 0 | 0 | 0 | 0 | 0 | 0 | 0 | 0 | 0 | 0 | 0 | 0 | 0 | 0 | 0 | 0 | 0 | 0 | 0 | 12 | 1
NO |  | 22 | 2016 | 1 | 13 | 13 |  | Bayou Sale | North Bend | 138 | 138 | WP-HF | 3.92 | 0 | 1 | 1-336 MCM | 24332 | 539248 | 563580 | 0 | 0 | 0 | 0 | 0 | 0 | 0 | 0 | 0 | 0 | 0 | 0 | 0 | 0 | 0 | 0 | 0 | 0 | 0 | 0 | 12 | 1
NO |  | 22 | 2016 | 1 | 14 | 14 |  | Madisonville | Ramsay Sub | 230 | 230 | ST-LSS | 6.04 | 0 | 1 | 1027 MCM | 146868 | 946822 | 1093690 | 0 | 0 | 0 | 0 | 0 | 0 | 0 | 0 | 0 | 0 | 0 | 0 | 0 | 0 | 0 | 0 | 0 | 0 | 0 | 0 | 12 | 1
NO |  | 22 | 2016 | 1 | 15 | 15 |  | Ramos Sub | Morgan City(City of) | 138 | 138 | WP-SP | 0.07 | 0 | 1 | 1-336 MCM | 7080 | 19874 | 26954 | 0 | 0 | 0 | 0 | 0 | 0 | 0 | 0 | 0 | 0 | 0 | 0 | 0 | 0 | 0 | 0 | 0 | 0 | 0 | 0 | 12 | 1
NO |  | 22 | 2016 | 1 | 16 | 16 |  | Madisonville | Mandeville Sub | 230 | 230 | WP-HF | 9.9 | 0 | 1 | 2-336 MCM | 61310 | 1288165 | 1349475 | 0 | 0 | 0 | 0 | 0 | 0 | 0 | 0 | 0 | 0 | 0 | 0 | 0 | 0 | 0 | 0 | 0 | 0 | 0 | 0 | 12 | 1
NO |  | 22 | 2016 | 1 | 17 | 17 |  | Cane Bayou | North Slidell | 230 | 230 | WP-HF | 10.39 | 0 | 1 | 2-336 MCM & | 305468 | 1926675 | 2232143 | 0 | 0 | 0 | 0 | 0 | 0 | 0 | 0 | 0 | 0 | 0 | 0 | 0 | 0 | 0 | 0 | 0 | 0 | 0 | 0 | 12 | 1
NO |  | 22 | 2016 | 1 | 18 | 18 |  | Cane Bayou | North Slidell | 230 | 230 | ST-SP | 3.52 | 0 | 0 | 1-1780 MCM | 0 | 0 | 0 | 0 | 0 | 0 | 0 | 0 | 0 | 0 | 0 | 0 | 0 | 0 | 0 | 0 | 0 | 0 | 0 | 0 | 0 | 0 | 0 | 12 | 1
NO |  | 22 | 2016 | 1 | 19 | 19 |  | Cooper Switch | Boise Sub #1 | 138 | 138 | WP-HF | 0.45 | 0.43 | 1 | 2-336 MCM | 0 | 78018 | 78018 | 0 | 0 | 0 | 0 | 0 | 0 | 0 | 0 | 0 | 0 | 0 | 0 | 0 | 0 | 0 | 0 | 0 | 0 | 0 | 0 | 12 | 1
NO |  | 22 | 2016 | 1 | 20 | 20 |  | Cooper Switch | Boise Sub #2 | 138 | 138 | WP-HF | 0 | 0.43 | 1 | 2-336 MCM | 0 | 17615 | 17615 | 0 | 0 | 0 | 0 | 0 | 0 | 0 | 0 | 0 | 0 | 0 | 0 | 0 | 0 | 0 | 0 | 0 | 0 | 0 | 0 | 12 | 1
NO |  | 22 | 2016 | 1 | 21 | 21 |  | Marksville Sub | Yellow Bayou | 138 | 230 | WP-HF | 16.99 | 1.44 | 1 | 1-336 MCM | 262299 | 2162132 | 2424431 | 0 | 0 | 0 | 0 | 0 | 0 | 0 | 0 | 0 | 0 | 0 | 0 | 0 | 0 | 0 | 0 | 0 | 0 | 0 | 0 | 12 | 1
NO |  | 22 | 2016 | 1 | 22 | 22 |  | Teche | Morbihan Sub | 138 | 230 | WP-HF | 22.02 | 0 | 1 | 2-336 MCM | 215036 | 5647567 | 5862603 | 0 | 0 | 0 | 0 | 0 | 0 | 0 | 0 | 0 | 0 | 0 | 0 | 0 | 0 | 0 | 0 | 0 | 0 | 0 | 0 | 12 | 1
NO |  | 22 | 2016 | 1 | 23 | 23 |  | Morbihan Sub | Hopkins Sub | 138 | 230 | WP-SP | 7.46 | 0 | 1 | 2-336 MCM | 100547 | 842790 | 943337 | 0 | 0 | 0 | 0 | 0 | 0 | 0 | 0 | 0 | 0 | 0 | 0 | 0 | 0 | 0 | 0 | 0 | 0 | 0 | 0 | 12 | 1
NO |  | 22 | 2016 | 1 | 24 | 24 |  | Ivanhoe Sub | Bayou Warehouse(GSU | 138 | 138 | WP-HF | 3.56 | 0 | 1 | 1-336 MCM | 55750 | 743685 | 799435 | 0 | 0 | 0 | 0 | 0 | 0 | 0 | 0 | 0 | 0 | 0 | 0 | 0 | 0 | 0 | 0 | 0 | 0 | 0 | 0 | 12 | 1
SI/NO | A | 22 | 2016 | 1 | 25 | 25 |  | Beaver Creek | Standard(LP&L) | 115 | 230 | WP-3P | 0.02 | 0 | 1 | 1-336 | 1565 | 28423 | 29988 | 0 | 0 | 0 | 746.9785 | 0 | 0 | 0 | 0 | 0 | 0 | 0 | 0 | 0 | 0 | 0 | 0 | 0 | 0 | 0 | 0 | 12 | 1
NO |  | 22 | 2016 | 1 | 26 | 26 |  | Lig Compressor | Patterson Tap | 138 | 138 | WP-HF | 0 | 0 | 1 | 1-336 MCM | 5477 | 12257 | 17734 | 0 | 0 | 0 | 0 | 0 | 0 | 0 | 0 | 0 | 0 | 0 | 0 | 0 | 0 | 0 | 0 | 0 | 0 | 0 | 0 | 12 | 1
NO |  | 22 | 2016 | 1 | 27 | 27 |  | Messick | Western Kraft | 230 | 230 | WP-HF | 5.65 | 0 | 1 | 1-795 MCM | 98161 | 2089609 | 2187770 | 0 | 0 | 0 | 0 | 0 | 0 | 0 | 0 | 0 | 0 | 0 | 0 | 0 | 0 | 0 | 0 | 0 | 0 | 0 | 0 | 12 | 1
NO |  | 22 | 2016 | 1 | 28 | 28 |  | East Leesville Sub | Leesville Sub | 230 | 230 | WP-HF | 5.85 | 0 | 1 | 1-795 MCM | 48709 | 571577 | 620286 | 0 | 0 | 0 | 0 | 0 | 0 | 0 | 0 | 0 | 0 | 0 | 0 | 0 | 0 | 0 | 0 | 0 | 0 | 0 | 0 | 12 | 1
NO |  | 22 | 2016 | 1 | 29 | 29 |  | Rodemacher Station | Rapides Sub | 230 | 230 | WP-HF | 11.14 | 0 | 1 | 2-795 MCM | 163338 | 1550841 | 1714179 | 0 | 0 | 0 | 0 | 0 | 0 | 0 | 0 | 0 | 0 | 0 | 0 | 0 | 0 | 0 | 0 | 0 | 0 | 0 | 0 | 12 | 1
NO |  | 22 | 2016 | 1 | 30 | 30 |  | Marksville Sub | Donahue | 138 | 230 | WP-HF | 27.43 | 2.74 | 1 | 1-336 MCM | 169636 | 2694908 | 2864544 | 0 | 0 | 0 | 0 | 0 | 0 | 0 | 0 | 0 | 0 | 0 | 0 | 0 | 0 | 0 | 0 | 0 | 0 | 0 | 0 | 12 | 1
NO |  | 22 | 2016 | 1 | 31 | 31 |  | Cocodrie | Ville Platte | 230 | 230 | WP-HF | 11.34 | 0 | 1 | 2-795 MCM | 224604 | 2984509 | 3209113 | 0 | 0 | 0 | 0 | 0 | 0 | 0 | 0 | 0 | 0 | 0 | 0 | 0 | 0 | 0 | 0 | 0 | 0 | 0 | 0 | 12 | 1
NO |  | 22 | 2016 | 1 | 32 | 32 |  | Montgomery(LP&L) | Clarence Sub | 230 | 230 | AL-LHF | 5.75 | 0 | 1 | 1-795 MCM | 25896 | 212993 | 238889 | 0 | 0 | 0 | 0 | 0 | 0 | 0 | 0 | 0 | 0 | 0 | 0 | 0 | 0 | 0 | 0 | 0 | 0 | 0 | 0 | 12 | 1
NO |  | 22 | 2016 | 1 | 33 | 33 |  | Colfax Sub | Montgomery(LP&L) | 230 | 230 | AL-LSPG | 10.84 | 0 | 1 | 1-795 MCM | 0 | 2610961 | 2610961 | 0 | 0 | 0 | 0 | 0 | 0 | 0 | 0 | 0 | 0 | 0 | 0 | 0 | 0 | 0 | 0 | 0 | 0 | 0 | 0 | 12 | 1
SI/NO | A | 22 | 2016 | 1 | 34 | 34 |  | Guidry St. | South Park | 69 | 69 | WP-SP | 3.3 | 0 | 1 | 1-336 MCM | 0 | 262854 | 262854 | 0 | 0 | 0 | 6547.495 | 0 | 0 | 0 | 0 | 0 | 0 | 0 | 0 | 0 | 0 | 0 | 0 | 0 | 0 | 0 | 0 | 12 | 1
NO |  | 22 | 2016 | 1 | 35 | 35 |  | Rodemacher Station | Colfax | 230 | 230 | AL-LSPG | 10.61 | 0 | 1 | 1-795 MCM | 353394 | 3045785 | 3399179 | 0 | 0 | 0 | 0 | 0 | 0 | 0 | 0 | 0 | 0 | 0 | 0 | 0 | 0 | 0 | 0 | 0 | 0 | 0 | 0 | 12 | 1
NO |  | 22 | 2016 | 2 | 1 | 1 |  | Rodemacher Station | East Leesville Sub | 230 | 230 | AL-LSPG | 38.28 | 0 | 1 | 1-795 MCM | 298426 | 2161779 | 2460205 | 0 | 0 | 0 | 0 | 0 | 0 | 0 | 0 | 0 | 0 | 0 | 0 | 0 | 0 | 0 | 0 | 0 | 0 | 0 | 0 | 12 | 1
NO |  | 22 | 2016 | 2 | 2 | 2 |  | Penton Rd. Sub | Nelson(GSU) | 230 | 230 | WP-HF | 2.92 | 0 | 1 | 1-795 MCM | 17251 | 307338 | 324589 | 0 | 0 | 0 | 0 | 0 | 0 | 0 | 0 | 0 | 0 | 0 | 0 | 0 | 0 | 0 | 0 | 0 | 0 | 0 | 0 | 12 | 1
NO |  | 22 | 2016 | 2 | 3 | 3 |  | Penton Rd. Sub | Cooper Switch | 230 | 230 | WP-HF | 32.16 | 4.94 | 1 | 1-795 MCM | 128008 | 3008056 | 3136064 | 0 | 0 | 0 | 0 | 0 | 0 | 0 | 0 | 0 | 0 | 0 | 0 | 0 | 0 | 0 | 0 | 0 | 0 | 0 | 0 | 12 | 1
NO |  | 22 | 2016 | 2 | 4 | 4 |  | Cooper Switch | Newton(Entergy) | 138 | 138 | WP-HF | 15.12 | 4.94 | 1 | 1-336 MCM | 494691 | 2172858 | 2667549 | 0 | 0 | 0 | 0 | 0 | 0 | 0 | 0 | 0 | 0 | 0 | 0 | 0 | 0 | 0 | 0 | 0 | 0 | 0 | 0 | 12 | 1
NO |  | 22 | 2016 | 2 | 5 | 5 |  | Ramos Sub | Sleca(Cajun) | 138 | 230 | ST-SP | 0.07 | 0 | 1 | 1-795 MCM | 782 | 2039 | 2821 | 0 | 0 | 0 | 0 | 0 | 0 | 0 | 0 | 0 | 0 | 0 | 0 | 0 | 0 | 0 | 0 | 0 | 0 | 0 | 0 | 12 | 1
NO |  | 22 | 2016 | 2 | 6 | 6 |  | Julien Tap | Julien | 138 | 138 | WP-SP | 1.48 | 0 | 1 | 1-336 MCM | 68307 | 420009 | 488316 | 0 | 0 | 0 | 0 | 0 | 0 | 0 | 0 | 0 | 0 | 0 | 0 | 0 | 0 | 0 | 0 | 0 | 0 | 0 | 0 | 12 | 1
NO |  | 22 | 2016 | 2 | 7 | 7 |  | Berwick Tap | Berwick | 138 | 138 | WP-HP | 0.12 | 0 | 1 |  | 0 | 0 | 0 | 0 | 0 | 0 | 0 | 0 | 0 | 0 | 0 | 0 | 0 | 0 | 0 | 0 | 0 | 0 | 0 | 0 | 0 | 0 | 0 | 12 | 1
NO |  | 22 | 2016 | 2 | 8 | 8 |  | Rodemacher Station | Sherwood Sub | 230 | 230 | ST-LSPG | 16.16 | 0 | 1 | 2-795 MCM | 808021 | 3120862 | 3928883 | 0 | 0 | 0 | 0 | 0 | 0 | 0 | 0 | 0 | 0 | 0 | 0 | 0 | 0 | 0 | 0 | 0 | 0 | 0 | 0 | 12 | 1
NO |  | 22 | 2016 | 2 | 9 | 9 |  | Dolet | Carroll | 230 | 230 | ST-LSPG | 12.72 | 0 | 1 | 2-795 ACSR | 434247 | 2962557 | 3396804 | 0 | 0 | 0 | 0 | 0 | 0 | 0 | 0 | 0 | 0 | 0 | 0 | 0 | 0 | 0 | 0 | 0 | 0 | 0 | 0 | 12 | 1
NO |  | 22 | 2016 | 2 | 10 | 10 |  | Dolet | Dolet Mine | 230 | 230 | ST-SP | 0.96 | 0 | 1 | 1-795 ACSR | 51838 | 179171 | 231009 | 0 | 0 | 0 | 0 | 0 | 0 | 0 | 0 | 0 | 0 | 0 | 0 | 0 | 0 | 0 | 0 | 0 | 0 | 0 | 0 | 12 | 1
NO |  | 22 | 2016 | 2 | 11 | 11 |  | Dolet | Mansfield Compressor | 230 | 230 | ST-HF | 10.64 | 0 | 1 | 2-795 ACSR | 1157035 | 7179030 | 8336065 | 0 | 0 | 0 | 0 | 0 | 0 | 0 | 0 | 0 | 0 | 0 | 0 | 0 | 0 | 0 | 0 | 0 | 0 | 0 | 0 | 12 | 1
NO |  | 22 | 2016 | 2 | 12 | 12 |  | Ville Platte | West Fork | 230 | 230 | ST-HF | 15.32 | 0 | 1 | 2-795 | 898184 | 3820395 | 4718579 | 0 | 0 | 0 | 0 | 0 | 0 | 0 | 0 | 0 | 0 | 0 | 0 | 0 | 0 | 0 | 0 | 0 | 0 | 0 | 0 | 12 | 1
NO |  | 22 | 2016 | 2 | 13 | 13 |  | Patoutville | Hopkins | 138 | 138 | WP-HF | 10.65 | 0 | 1 | 2-336 MCM | 0 | 1803383 | 1803383 | 0 | 0 | 0 | 0 | 0 | 0 | 0 | 0 | 0 | 0 | 0 | 0 | 0 | 0 | 0 | 0 | 0 | 0 | 0 | 0 | 12 | 1
NO |  | 22 | 2016 | 2 | 14 | 14 |  | Toledo(Hartburg) | Coushatta(Mt. Olive Sub) | 500 | 500 | ST-LSS | 63.9 | 0 | 1 | 3-1024 MCM | 17251 | 6151064 | 6168315 | 0 | 0 | 0 | 0 | 0 | 0 | 0 | 0 | 0 | 0 | 0 | 0 | 0 | 0 | 0 | 0 | 0 | 0 | 0 | 0 | 12 | 1
NO |  | 22 | 2016 | 2 | 15 | 15 |  | Richard Sub | Wells | 500 | 500 | ST-LSS | 3.09 | 0 | 1 | 3-1024 MCM | 31419 | 525774 | 557193 | 0 | 0 | 0 | 0 | 0 | 0 | 0 | 0 | 0 | 0 | 0 | 0 | 0 | 0 | 0 | 0 | 0 | 0 | 0 | 0 | 12 | 1
SI/NO | A | 22 | 2016 | 2 | 16 | 16 |  | Nickerson Sub | Breaux Bridge | 69 | 69 | WP-SP | 6.07 | 0 | 1 | 1-1/0 ACSR | 40846 | 545825 | 586671 | 0 | 0 | 0 | 14613.5323 | 0 | 0 | 0 | 0 | 0 | 0 | 0 | 0 | 0 | 0 | 0 | 0 | 0 | 0 | 0 | 0 | 12 | 1
NO |  | 22 | 2016 | 2 | 17 | 17 |  | Rapides | Twin Bridges Sub | 230 | 230 | ST-SP | 7.3 | 1.59 | 1 | 1-1272 MCM | 1293127 | 3207199 | 4500326 | 0 | 0 | 0 | 0 | 0 | 0 | 0 | 0 | 0 | 0 | 0 | 0 | 0 | 0 | 0 | 0 | 0 | 0 | 0 | 0 | 12 | 1
NO |  | 22 | 2016 | 2 | 18 | 18 |  | Crowley Tap | East Crowley | 0 | 0 |  | 0 | 0 | 0 |  | 0 | 0 | 0 | 0 | 0 | 0 | 0 | 0 | 0 | 0 | 0 | 0 | 0 | 0 | 0 | 0 | 0 | 0 | 0 | 0 | 0 | 0 | 0 | 12 | 1
NO |  | 22 | 2016 | 2 | 19 | 19 |  | Rodemacher | Sieper | 230 | 230 | ST-HF | 17.16 | 0 | 1 | 2-795 | 818320 | 9076390 | 9894710 | 0 | 0 | 0 | 0 | 0 | 0 | 0 | 0 | 0 | 0 | 0 | 0 | 0 | 0 | 0 | 0 | 0 | 0 | 0 | 0 | 12 | 1
NO |  | 22 | 2016 | 2 | 20 | 20 |  | Cocodrie | Ashmore Road | 230 | 230 | ST-HF | 24.16 | 0 | 1 | 2-795 ACSR | 289169 | 5701475 | 5990644 | 0 | 0 | 0 | 0 | 0 | 0 | 0 | 0 | 0 | 0 | 0 | 0 | 0 | 0 | 0 | 0 | 0 | 0 | 0 | 0 | 12 | 1
SI/NO | A | 22 | 2016 | 2 | 21 | 21 |  | Darnell Tap | Darnell Road | 35 | 35 | WP-HF | 0 | 0 | 1 | 1-4/0 | 782 | 148083 | 148865 | 0 | 0 | 0 | 3708.1149 | 0 | 0 | 0 | 0 | 0 | 0 | 0 | 0 | 0 | 0 | 0 | 0 | 0 | 0 | 0 | 0 | 12 | 1
NO |  | 22 | 2016 | 2 | 22 | 22 |  | Coughlin Station | Shady Oaks Sub | 138 | 138 | WP-HF | 32.63 | 0 | 1 | 1-336 MCM | 0 | 3163293 | 3163293 | 0 | 0 | 0 | 0 | 0 | 0 | 0 | 0 | 0 | 0 | 0 | 0 | 0 | 0 | 0 | 0 | 0 | 0 | 0 | 0 | 12 | 1
NO |  | 22 | 2016 | 2 | 23 | 23 |  | Shady Oaks Sub | Donahue | 138 | 230 | WP-HF | 7.49 | 2.74 | 1 | 2-336 MCM | 79299 | 563772 | 643071 | 0 | 0 | 0 | 0 | 0 | 0 | 0 | 0 | 0 | 0 | 0 | 0 | 0 | 0 | 0 | 0 | 0 | 0 | 0 | 0 | 12 | 1
NO |  | 22 | 2016 | 2 | 24 | 24 |  | Pineville Kraft Tap | Pineville Kraft Sub | 138 | 138 | WP-HF | 0.29 | 0 | 1 | 1-336 MCM | 0 | 97007 | 97007 | 0 | 0 | 0 | 0 | 0 | 0 | 0 | 0 | 0 | 0 | 0 | 0 | 0 | 0 | 0 | 0 | 0 | 0 | 0 | 0 | 12 | 1
SI/NO | A | 22 | 2016 | 2 | 25 | 25 |  | Breaux Bridge | GSU Tie | 69 | 69 | WP-SP | 1.57 | 0 | 1 | 1-336 | 96412 | 376340 | 472752 | 0 | 0 | 0 | 11775.8959 | 0 | 0 | 0 | 0 | 0 | 0 | 0 | 0 | 0 | 0 | 0 | 0 | 0 | 0 | 0 | 0 | 12 | 1
NO |  | 22 | 2016 | 2 | 26 | 26 |  | Front St Sub | Michoud(Entergy) | 230 | 230 | ST-SP | 3.32 | 0 | 1 | 1-1780 | 0 | 1378596 | 1378596 | 0 | 0 | 0 | 0 | 0 | 0 | 0 | 0 | 0 | 0 | 0 | 0 | 0 | 0 | 0 | 0 | 0 | 0 | 0 | 0 | 12 | 1
NO |  | 22 | 2016 | 2 | 27 | 27 |  | Bayou Rapides | Twin Bridges | 138 | 138 | WP-SP | 0 | 0 | 0 | 1-1272 | 0 | 0 | 0 | 0 | 0 | 0 | 0 | 0 | 0 | 0 | 0 | 0 | 0 | 0 | 0 | 0 | 0 | 0 | 0 | 0 | 0 | 0 | 0 | 12 | 1
NO |  | 22 | 2016 | 2 | 28 | 28 |  | Veazie Sub | Guidry | 138 | 138 | WP-SP | 1.07 | 0 | 1 | 1-336 ACSR | 12112 | 282925 | 295037 | 0 | 0 | 0 | 0 | 0 | 0 | 0 | 0 | 0 | 0 | 0 | 0 | 0 | 0 | 0 | 0 | 0 | 0 | 0 | 0 | 12 | 1
NO |  | 22 | 2016 | 2 | 29 | 29 |  | Guidry | West Fork | 138 | 138 | ST-SP | 2.15 | 0 | 1 | 1-336 ACSR | 224410 | 1237698 | 1462108 | 0 | 0 | 0 | 0 | 0 | 0 | 0 | 0 | 0 | 0 | 0 | 0 | 0 | 0 | 0 | 0 | 0 | 0 | 0 | 0 | 12 | 1
NO |  | 22 | 2016 | 2 | 30 | 30 |  | West Fork | Wells | 230 | 230 | SP-HF | 6.42 | 0 | 1 | 2-795 ACSR | 1255393 | 5911803 | 7167196 | 0 | 0 | 0 | 0 | 0 | 0 | 0 | 0 | 0 | 0 | 0 | 0 | 0 | 0 | 0 | 0 | 0 | 0 | 0 | 0 | 12 | 1
NO |  | 22 | 2016 | 2 | 31 | 31 |  | Front St. | Slidell Tap(Entergy) | 230 | 230 | ST-SP | 3.32 | 0 | 1 | 1-1780 | 248153 | 2775066 | 3023219 | 0 | 0 | 0 | 0 | 0 | 0 | 0 | 0 | 0 | 0 | 0 | 0 | 0 | 0 | 0 | 0 | 0 | 0 | 0 | 0 | 12 | 1
NO |  | 22 | 2016 | 2 | 33 | 33 |  | Bayou Rapides | Hunter(City of Alex) | 138 | 138 | WP-SP | 0 | 0 | 1 | 1-1272 | 6259 | 13897 | 20156 | 0 | 0 | 0 | 0 | 0 | 0 | 0 | 0 | 0 | 0 | 0 | 0 | 0 | 0 | 0 | 0 | 0 | 0 | 0 | 0 | 12 | 1
SI/NO | A | 22 | 2016 | 2 | 34 | 34 |  | Guidry | Groulee | 69 | 69 | WP-SP | 1.18 | 0 | 1 | 1-336 | 3912 | 32429 | 36341 | 0 | 0 | 0 | 905.2269 | 0 | 0 | 0 | 0 | 0 | 0 | 0 | 0 | 0 | 0 | 0 | 0 | 0 | 0 | 0 | 0 | 12 | 1
NO |  | 22 | 2016 | 2 | 35 | 35 |  | Cocodrie | Coughlin unit 6-1 | 230 | 0 |  | 0 | 0 | 0 |  | 0 | 0 | 0 | 0 | 0 | 0 | 0 | 0 | 0 | 0 | 0 | 0 | 0 | 0 | 0 | 0 | 0 | 0 | 0 | 0 | 0 | 0 | 0 | 12 | 1
NO |  | 22 | 2016 | 3 | 1 | 1 |  | Ramsey Sub | Barkers Corner | 230 | 230 | ST-SP | 7.41 | 0 | 1 | 1-1027 | 614 | 959727 | 960341 | 0 | 0 | 0 | 0 | 0 | 0 | 0 | 0 | 0 | 0 | 0 | 0 | 0 | 0 | 0 | 0 | 0 | 0 | 0 | 0 | 12 | 1
NO |  | 22 | 2016 | 3 | 4 | 4 |  | IP Mansfield | Wallace Lake | 138 | 138 | WP-HF | 3.87 | 0 | 1 | 1-666 ACSR | 0 | 3982352 | 3982352 | 0 | 0 | 0 | 0 | 0 | 0 | 0 | 0 | 0 | 0 | 0 | 0 | 0 | 0 | 0 | 0 | 0 | 0 | 0 | 0 | 12 | 1
NO |  | 22 | 2016 | 3 | 6 | 6 |  | Centennial | Deridder | 138 | 138 | WP-HF | 12.47 | 0 | 1 | 2-336 MCM | 0 | 782077 | 782077 | 0 | 0 | 0 | 0 | 0 | 0 | 0 | 0 | 0 | 0 | 0 | 0 | 0 | 0 | 0 | 0 | 0 | 0 | 0 | 0 | 12 | 1
NO |  | 22 | 2016 | 3 | 7 | 7 |  | Oakdale | Lyles | 0 | 0 |  | 0 | 0 | 1 | 1-795 ACSR | 778428 | 7168039 | 7946467 | 0 | 0 | 0 | 0 | 0 | 0 | 0 | 0 | 0 | 0 | 0 | 0 | 0 | 0 | 0 | 0 | 0 | 0 | 0 | 0 | 12 | 1
NO |  | 22 | 2016 | 3 | 8 | 8 |  | Cane Bayou | Mandeville Sub | 230 | 230 | ST-SP | 3.5 | 0 | 1 | 1-1780 | 491324 | 5710319 | 6201643 | 0 | 0 | 0 | 0 | 0 | 0 | 0 | 0 | 0 | 0 | 0 | 0 | 0 | 0 | 0 | 0 | 0 | 0 | 0 | 0 | 12 | 1
NO |  | 22 | 2016 | 3 | 9 | 9 |  | Cane Bayou | Mandeville Sub | 230 | 230 | WP-HF | 4.01 | 0 | 0 | 2-336 MCM | 0 | 0 | 0 | 0 | 0 | 0 | 0 | 0 | 0 | 0 | 0 | 0 | 0 | 0 | 0 | 0 | 0 | 0 | 0 | 0 | 0 | 0 | 0 | 12 | 1
SI/NO | A | 22 | 2016 | 3 | 10 | 10 |  | Clarence Sub | St. Maurice | 69 | 69 | C-SP | 6.3 | 0 | 1 | 1-954 | 1229928 | 4989481 | 6219409 | 0 | 0 | 0 | 154920.7897 | 0 | 0 | 0 | 0 | 0 | 0 | 0 | 0 | 0 | 0 | 0 | 0 | 0 | 0 | 0 | 0 | 12 | 1
SI/NO | A | 22 | 2016 | 3 | 11 | 11 |  | Clarence Sub | St. Maurice | 69 | 69 | TUS-HF | 0.63 | 0 | 0 | 1-954 | 0 | 0 | 0 | 0 | 0 | 0 | 0 | 0 | 0 | 0 | 0 | 0 | 0 | 0 | 0 | 0 | 0 | 0 | 0 | 0 | 0 | 0 | 0 | 12 | 1
NO |  | 22 | 2016 | 3 | 12 | 12 |  | Wax Lake Sub | El Paso | 138 | 138 | WP-HF | 1.53 | 0 | 1 | 2-336 ACSR | 0 | 252997 | 252997 | 0 | 0 | 0 | 0 | 0 | 0 | 0 | 0 | 0 | 0 | 0 | 0 | 0 | 0 | 0 | 0 | 0 | 0 | 0 | 0 | 12 | 1
NO |  | 22 | 2016 | 3 | 13 | 13 |  | Wells | Pont de Mouton | 230 | 230 | ST-HF | 14.48 | 0 | 1 | 2-795 ACSR | 0 | 50281 | 50281 | 0 | 0 | 0 | 0 | 0 | 0 | 0 | 0 | 0 | 0 | 0 | 0 | 0 | 0 | 0 | 0 | 0 | 0 | 0 | 0 | 12 | 1
NO |  | 22 | 2016 | 3 | 14 | 14 |  | Caney | Oakdale | 138 | 138 | WP-HF | 1.74 | 0 | 1 | 2-336 MCM | 0 | 1070764 | 1070764 | 0 | 0 | 0 | 0 | 0 | 0 | 0 | 0 | 0 | 0 | 0 | 0 | 0 | 0 | 0 | 0 | 0 | 0 | 0 | 0 | 12 | 1
NO |  | 22 | 2016 | 3 | 15 | 15 |  | Caney | Oakdale | 138 | 138 | ST-SP | 0.51 | 0 | 0 | 2-336 MCM | 0 | 0 | 0 | 0 | 0 | 0 | 0 | 0 | 0 | 0 | 0 | 0 | 0 | 0 | 0 | 0 | 0 | 0 | 0 | 0 | 0 | 0 | 0 | 12 | 1
NO |  | 22 | 2016 | 3 | 16 | 16 |  | Rork | Sellers Road | 230 | 230 | ST-SP | 30.39 | 0 | 1 | 2-795 | 2085374 | 20626271 | 22711645 | 0 | 0 | 0 | 0 | 0 | 0 | 0 | 0 | 0 | 0 | 0 | 0 | 0 | 0 | 0 | 0 | 0 | 0 | 0 | 0 | 12 | 1
NO |  | 22 | 2016 | 3 | 17 | 17 |  | Sellers Road | Segura | 230 | 230 | ST-SP | 16.81 | 0 | 1 | 2-795 | 2710627 | 12326318 | 15036945 | 0 | 0 | 0 | 0 | 0 | 0 | 0 | 0 | 0 | 0 | 0 | 0 | 0 | 0 | 0 | 0 | 0 | 0 | 0 | 0 | 12 | 1
NO |  | 22 | 2016 | 3 | 18 | 18 |  | Wells | Labbe | 230 | 230 | ST-SP | 15.35 | 0 | 1 |  | 3303637 | 11633219 | 14936856 | 0 | 0 | 0 | 0 | 0 | 0 | 0 | 0 | 0 | 0 | 0 | 0 | 0 | 0 | 0 | 0 | 0 | 0 | 0 | 0 | 12 | 1
NO |  | 22 | 2016 | 3 | 19 | 19 |  | Segura Sub | Moril(Entergy) | 138 | 138 | WP-HF | 0.59 | 0 | 1 | 2-795 ACSR | 3533 | 952177 | 955710 | 0 | 0 | 0 | 0 | 0 | 0 | 0 | 0 | 0 | 0 | 0 | 0 | 0 | 0 | 0 | 0 | 0 | 0 | 0 | 0 | 12 | 1
NO |  | 22 | 2016 | 3 | 20 | 20 |  | Segura Sub | Youngsville | 138 | 138 | WP-HF | 12.02 | 0 | 1 | 2-336 MCM | 1177726 | 2473107 | 3650833 | 0 | 0 | 0 | 0 | 0 | 0 | 0 | 0 | 0 | 0 | 0 | 0 | 0 | 0 | 0 | 0 | 0 | 0 | 0 | 0 | 12 | 1
NO |  | 22 | 2016 | 3 | 21 | 21 |  | Youngsville | Flanders Rd. | 138 | 138 | WP-HF | 5.16 | 0 | 1 | 2-336 | 1485483 | 2502241 | 3987724 | 0 | 0 | 0 | 0 | 0 | 0 | 0 | 0 | 0 | 0 | 0 | 0 | 0 | 0 | 0 | 0 | 0 | 0 | 0 | 0 | 12 | 1
NO |  | 22 | 2016 | 3 | 22 | 22 |  | Youngsville | Flanders Rd. | 138 | 138 | ST-1P | 3.12 | 0 | 0 | 1-954 | 0 | 0 | 0 | 0 | 0 | 0 | 0 | 0 | 0 | 0 | 0 | 0 | 0 | 0 | 0 | 0 | 0 | 0 | 0 | 0 | 0 | 0 | 0 | 12 | 1
NO |  | 22 | 2016 | 3 | 23 | 23 |  | Pine Prairie | Pine Prairie Energy Center | 138 | 138 |  | 2.22 | 0 | 1 | 1-336 | 278573 | 973836 | 1252409 | 0 | 0 | 0 | 0 | 0 | 0 | 0 | 0 | 0 | 0 | 0 | 0 | 0 | 0 | 0 | 0 | 0 | 0 | 0 | 0 | 12 | 1
NO |  | 22 | 2016 | 3 | 25 | 25 |  | McAdams | Attala | 500 | 500 |  | 0.2 | 0 | 0 |  | 0 | 0 | 0 | 0 | 0 | 0 | 0 | 0 | 0 | 0 | 0 | 0 | 0 | 0 | 0 | 0 | 0 | 0 | 0 | 0 | 0 | 0 | 0 | 12 | 1
NO |  | 22 | 2016 | 3 | 26 | 26 |  | Perryville Plant | Perryville Entergy | 500 | 500 |  | 0.15 | 0 | 0 |  | 0 | 0 | 0 | 0 | 0 | 0 | 0 | 0 | 0 | 0 | 0 | 0 | 0 | 0 | 0 | 0 | 0 | 0 | 0 | 0 | 0 | 0 | 0 | 12 | 1
NO |  | 22 | 2016 | 3 | 27 | 27 |  | Barkers Corner | Bogalusa | 230 | 230 | ST-SP | 0.07 | 0 | 1 | 1-1033 | 188620 | 1002377 | 1190997 | 0 | 0 | 0 | 0 | 0 | 0 | 0 | 0 | 0 | 0 | 0 | 0 | 0 | 0 | 0 | 0 | 0 | 0 | 0 | 0 | 12 | 1
NO |  | 22 | 2016 | 3 | 28 | 28 |  | Barkers Corner | Bogalusa | 230 | 230 | ST-LSS | 10.59 | 0 | 0 | 1-1027 | 0 | 0 | 0 | 0 | 0 | 0 | 0 | 0 | 0 | 0 | 0 | 0 | 0 | 0 | 0 | 0 | 0 | 0 | 0 | 0 | 0 | 0 | 0 | 12 | 1
NO |  | 22 | 2016 | 3 | 29 | 29 |  | Mansfield Compressor | Fisher | 230 | 230 | ST-HF | 25.73 | 0 | 1 | 2-795 ACSR | 0 | 323976 | 323976 | 0 | 0 | 0 | 0 | 0 | 0 | 0 | 0 | 0 | 0 | 0 | 0 | 0 | 0 | 0 | 0 | 0 | 0 | 0 | 0 | 12 | 1
NO |  | 22 | 2016 | 3 | 30 | 30 |  | Mansfield Compressor | Fisher | 230 | 230 | ST-SP | 1.36 | 0 | 0 | 2-795 ACSR | 0 | 0 | 0 | 0 | 0 | 0 | 0 | 0 | 0 | 0 | 0 | 0 | 0 | 0 | 0 | 0 | 0 | 0 | 0 | 0 | 0 | 0 | 0 | 12 | 1
NO |  | 22 | 2016 | 3 | 31 | 31 |  | Pine Prairie | Caney | 138 | 138 | WP-HF | 11.68 | 0 | 1 | 2-336 MCM | 0 | 1422465 | 1422465 | 0 | 0 | 0 | 0 | 0 | 0 | 0 | 0 | 0 | 0 | 0 | 0 | 0 | 0 | 0 | 0 | 0 | 0 | 0 | 0 | 12 | 1
NO |  | 22 | 2016 | 3 | 32 | 32 |  | Hineston | Ashmore Road | 230 | 230 | ST-HF | 18.02 | 0 | 1 | 2-795 | 6059 | 347779 | 353838 | 0 | 0 | 0 | 0 | 0 | 0 | 0 | 0 | 0 | 0 | 0 | 0 | 0 | 0 | 0 | 0 | 0 | 0 | 0 | 0 | 12 | 1
NO |  | 22 | 2016 | 3 | 33 | 33 |  | Acadia | Rork | 138 | 138 |  | 0.3 | 0 | 1 | 2-954 | 0 | 0 | 0 | 0 | 0 | 0 | 0 | 0 | 0 | 0 | 0 | 0 | 0 | 0 | 0 | 0 | 0 | 0 | 0 | 0 | 0 | 0 | 0 | 12 | 1
NO |  | 22 | 2016 | 3 | 34 | 34 |  | Acadia | Richard #2 | 138 | 138 | 1P-ST | 0.21 | 0 | 1 | 2-954 | 0 | 0 | 0 | 0 | 0 | 0 | 0 | 0 | 0 | 0 | 0 | 0 | 0 | 0 | 0 | 0 | 0 | 0 | 0 | 0 | 0 | 0 | 0 | 12 | 1
NO |  | 22 | 2016 | 3 | 35 | 35 |  | Sherwood | Donahue | 230 | 230 | 1P-ST | 9.59 | 0 | 1 | 1-954 | 2421185 | 10862849 | 13284034 | 0 | 0 | 0 | 0 | 0 | 0 | 0 | 0 | 0 | 0 | 0 | 0 | 0 | 0 | 0 | 0 | 0 | 0 | 0 | 0 | 12 | 1
NO |  | 22 | 2016 | 4 | 1 | 1 |  | Eola | Marksville | 138 | 138 | WP-HF | 18.87 | 0 | 1 | 2-336 | 125686 | 2366771 | 2492457 | 0 | 0 | 0 | 0 | 0 | 0 | 0 | 0 | 0 | 0 | 0 | 0 | 0 | 0 | 0 | 0 | 0 | 0 | 0 | 0 | 12 | 1
NO |  | 22 | 2016 | 4 | 2 | 2 |  | Donahue | Bever Creek #1 | 138 | 138 | ST-1P | 0.11 | 0 | 1 | 1-954 | 0 | 246616 | 246616 | 0 | 0 | 0 | 0 | 0 | 0 | 0 | 0 | 0 | 0 | 0 | 0 | 0 | 0 | 0 | 0 | 0 | 0 | 0 | 0 | 12 | 1
NO |  | 22 | 2016 | 4 | 3 | 3 |  | Donahue | Bever Creek #1 | 138 | 138 | WP-HF | 2.51 | 0 | 0 | 2-336 | 0 | 0 | 0 | 0 | 0 | 0 | 0 | 0 | 0 | 0 | 0 | 0 | 0 | 0 | 0 | 0 | 0 | 0 | 0 | 0 | 0 | 0 | 0 | 12 | 1
NO |  | 22 | 2016 | 4 | 4 | 4 |  | Donahue | Bever Creek #1 | 138 | 138 | WP-SP | 0.2 | 0 | 0 | 2-336 | 0 | 0 | 0 | 0 | 0 | 0 | 0 | 0 | 0 | 0 | 0 | 0 | 0 | 0 | 0 | 0 | 0 | 0 | 0 | 0 | 0 | 0 | 0 | 12 | 1
NO |  | 22 | 2016 | 4 | 5 | 5 |  | Donahue | Bever Creek #2 | 138 | 138 | ST-1P | 0 | 0 | 1 | 1-954 | 0 | 115280 | 115280 | 0 | 0 | 0 | 0 | 0 | 0 | 0 | 0 | 0 | 0 | 0 | 0 | 0 | 0 | 0 | 0 | 0 | 0 | 0 | 0 | 12 | 1
NO |  | 22 | 2016 | 4 | 6 | 6 |  | Donahue | Bever Creek #2 | 138 | 138 | WP-HF | 0 | 0 | 0 | 1-336 | 0 | 0 | 0 | 0 | 0 | 0 | 0 | 0 | 0 | 0 | 0 | 0 | 0 | 0 | 0 | 0 | 0 | 0 | 0 | 0 | 0 | 0 | 0 | 12 | 1
NO |  | 22 | 2016 | 4 | 7 | 7 |  | Donahue | Bever Creek #2 | 138 | 138 | WP-1P | 0 | 0 | 0 | 1-336 | 0 | 0 | 0 | 0 | 0 | 0 | 0 | 0 | 0 | 0 | 0 | 0 | 0 | 0 | 0 | 0 | 0 | 0 | 0 | 0 | 0 | 0 | 0 | 12 | 1
NO |  | 22 | 2016 | 4 | 8 | 8 |  | Donahue | Bever Creek #2 | 138 | 138 | WP-HF | 0 | 0 | 0 | 1-1033 | 0 | 0 | 0 | 0 | 0 | 0 | 0 | 0 | 0 | 0 | 0 | 0 | 0 | 0 | 0 | 0 | 0 | 0 | 0 | 0 | 0 | 0 | 0 | 12 | 1
NO |  | 22 | 2016 | 4 | 9 | 9 |  | Longville | Nelson (Ragley) | 138 | 138 | WP-HF | 14.21 | 0 | 1 | 2-336 | 0 | 22241 | 22241 | 0 | 0 | 0 | 0 | 0 | 0 | 0 | 0 | 0 | 0 | 0 | 0 | 0 | 0 | 0 | 0 | 0 | 0 | 0 | 0 | 12 | 1
SI/NO | A | 22 | 2016 | 4 | 10 | 10 |  | Red Bayou | Mine | 69 | 69 | ST-1P | 0.59 | 0 | 1 | 1-336 | 0 | 1444812 | 1444812 | 0 | 0 | 0 | 35989.1777 | 0 | 0 | 0 | 0 | 0 | 0 | 0 | 0 | 0 | 0 | 0 | 0 | 0 | 0 | 0 | 0 | 12 | 1
SI/NO | A | 22 | 2016 | 4 | 11 | 11 |  | Red Bayou | Mine | 69 | 69 | WP-1P | 1.12 | 0 | 0 | 1-336 | 0 | 0 | 0 | 0 | 0 | 0 | 0 | 0 | 0 | 0 | 0 | 0 | 0 | 0 | 0 | 0 | 0 | 0 | 0 | 0 | 0 | 0 | 0 | 12 | 1
SI/NO | A | 22 | 2016 | 4 | 12 | 12 |  | Red Bayou | Mine | 69 | 69 | CP-1P | 0.03 | 0 | 0 | 1-336 | 0 | 0 | 0 | 0 | 0 | 0 | 0 | 0 | 0 | 0 | 0 | 0 | 0 | 0 | 0 | 0 | 0 | 0 | 0 | 0 | 0 | 0 | 0 | 12 | 1
NO |  | 22 | 2016 | 4 | 13 | 13 |  | Red Bayou | Mansfield Compressor | 230 | 230 | ST-HF | 5.15 | 0 | 1 | 2-795 | 0 | 0 | 0 | 0 | 0 | 0 | 0 | 0 | 0 | 0 | 0 | 0 | 0 | 0 | 0 | 0 | 0 | 0 | 0 | 0 | 0 | 0 | 0 | 12 | 1
NO |  | 22 | 2016 | 4 | 14 | 14 |  | Red Bayou | Mansfield Compressor | 230 | 230 | ST-1P | 1.34 | 0 | 0 | 2-795 | 0 | 0 | 0 | 0 | 0 | 0 | 0 | 0 | 0 | 0 | 0 | 0 | 0 | 0 | 0 | 0 | 0 | 0 | 0 | 0 | 0 | 0 | 0 | 12 | 1
NO |  | 22 | 2016 | 4 | 15 | 15 |  | West Opelousas | Veazie | 138 | 138 | WP-HF | 2.52 | 0 | 1 | 1-336 | 0 | 0 | 0 | 0 | 0 | 0 | 0 | 0 | 0 | 0 | 0 | 0 | 0 | 0 | 0 | 0 | 0 | 0 | 0 | 0 | 0 | 0 | 0 | 12 | 1
NO |  | 22 | 2016 | 4 | 16 | 16 |  | West Opelousas | Texas Eastern | 138 | 138 | ST-1P | 0.24 | 0 | 1 | 1-336 | 0 | 0 | 0 | 0 | 0 | 0 | 0 | 0 | 0 | 0 | 0 | 0 | 0 | 0 | 0 | 0 | 0 | 0 | 0 | 0 | 0 | 0 | 0 | 12 | 1
NO |  | 22 | 2016 | 4 | 20 | 20 |  | Substation Land |  | 0 | 0 |  | 0 | 0 | 0 |  | 7820741 | 0 | 7820741 | 0 | 0 | 0 | 0 | 0 | 0 | 0 | 0 | 0 | 0 | 0 | 0 | 0 | 0 | 0 | 0 | 0 | 0 | 0 | 0 | 12 | 1
NO |  | 23 | 2016 | 0 | 1 | 1 |  | Buxton (374) | Surowiec | 345 | 345 | WHF | 26.6 | 0 | 1 | 850.8 ACSR | 515763 | 5059652 | 5575415 | 0 | 0 | 0 | 0 | 0 | 0 | 0 | 0 | 0 | 0 | 0 | 0 | 0 | 0 | 0 | 0 | 0 | 0 | 0 | 0 | 12 | 0
NO |  | 23 | 2016 | 0 | 2 | 2 |  | 345 KV S/S | 345 KV S/S | 0 | 0 |  | 0 | 0 | 0 |  | 0 | 0 | 0 | 0 | 0 | 0 | 0 | 0 | 0 | 0 | 0 | 0 | 0 | 0 | 0 | 0 | 0 | 0 | 0 | 0 | 0 | 0 | 0 | 12 | 0
NO |  | 23 | 2016 | 0 | 4 | 4 |  | Surowiec (375) | Maine Yankee | 345 | 345 | WHF | 24.91 | 0 | 1 | 850.8 ACSR | 242584 | 24681859 | 24924443 | 0 | 0 | 0 | 0 | 0 | 0 | 0 | 0 | 0 | 0 | 0 | 0 | 0 | 0 | 0 | 0 | 0 | 0 | 0 | 0 | 12 | 0
NO |  | 23 | 2016 | 0 | 5 | 5 |  | 345 KV S/S | 345kV S/S | 345 | 345 | Steel Towers | 0.57 | 0 | 1 | 850.8 ACSR | 0 | 0 | 0 | 0 | 0 | 0 | 0 | 0 | 0 | 0 | 0 | 0 | 0 | 0 | 0 | 0 | 0 | 0 | 0 | 0 | 0 | 0 | 0 | 12 | 0
NO |  | 23 | 2016 | 0 | 6 | 6 |  |  |  | 345 | 345 | Steel Towers | 4.6 | 0 | 1 | 900 ACSR | 0 | 0 | 0 | 0 | 0 | 0 | 0 | 0 | 0 | 0 | 0 | 0 | 0 | 0 | 0 | 0 | 0 | 0 | 0 | 0 | 0 | 0 | 0 | 12 | 0
NO |  | 23 | 2016 | 0 | 7 | 7 |  | Surowiec (377) | Maine Yankee | 345 | 345 | WHF | 25.89 | 0 | 1 | 850.8 ACSR | 410122 | 32595791 | 33005913 | 0 | 0 | 0 | 0 | 0 | 0 | 0 | 0 | 0 | 0 | 0 | 0 | 0 | 0 | 0 | 0 | 0 | 0 | 0 | 0 | 12 | 0
NO |  | 23 | 2016 | 0 | 8 | 8 |  | 345 KV S/S | 345 KV S/S | 345 | 345 | Steel Towers | 5.93 | 0 | 1 | 850.8 ACSR | 0 | 0 | 0 | 0 | 0 | 0 | 0 | 0 | 0 | 0 | 0 | 0 | 0 | 0 | 0 | 0 | 0 | 0 | 0 | 0 | 0 | 0 | 0 | 12 | 0
NO |  | 23 | 2016 | 0 | 10 | 10 |  | Mason (378) | Maine Yankee | 345 | 345 | WHF | 3.47 | 0 | 1 | 850.8 ACSR | 8437 | 2032204 | 2040641 | 0 | 0 | 0 | 0 | 0 | 0 | 0 | 0 | 0 | 0 | 0 | 0 | 0 | 0 | 0 | 0 | 0 | 0 | 0 | 0 | 12 | 0
NO |  | 23 | 2016 | 0 | 11 | 11 |  | 345 KV S/S | 345 KV S/S | 0 | 0 |  | 0 | 0 | 0 |  | 0 | 0 | 0 | 0 | 0 | 0 | 0 | 0 | 0 | 0 | 0 | 0 | 0 | 0 | 0 | 0 | 0 | 0 | 0 | 0 | 0 | 0 | 0 | 12 | 0
NO |  | 23 | 2016 | 0 | 13 | 13 |  | Deerfield, NH (385) | Buxton | 345 | 345 | WHF | 30.47 | 0 | 1 | 850.8 ACSR | 0 | 6741767 | 6741767 | 0 | 0 | 0 | 0 | 0 | 0 | 0 | 0 | 0 | 0 | 0 | 0 | 0 | 0 | 0 | 0 | 0 | 0 | 0 | 0 | 12 | 0
NO |  | 23 | 2016 | 0 | 14 | 14 |  | 345 KV S/S | 345 KV S/S | 0 | 0 |  | 0 | 0 | 0 |  | 0 | 0 | 0 | 0 | 0 | 0 | 0 | 0 | 0 | 0 | 0 | 0 | 0 | 0 | 0 | 0 | 0 | 0 | 0 | 0 | 0 | 0 | 0 | 12 | 0
NO |  | 23 | 2016 | 0 | 16 | 16 |  | South Gorham (386) | Buxton | 345 | 345 | WHF | 0.13 | 0 | 1 | 954 ACSR | 273557 | 4690694 | 4964251 | 0 | 0 | 0 | 0 | 0 | 0 | 0 | 0 | 0 | 0 | 0 | 0 | 0 | 0 | 0 | 0 | 0 | 0 | 0 | 0 | 12 | 0
NO |  | 23 | 2016 | 0 | 17 | 17 |  | 345 KV S/S | 345 KV S/S | 345 | 345 | Steel Towers | 6.95 | 0 | 1 | 954 ACSR | 0 | 0 | 0 | 0 | 0 | 0 | 0 | 0 | 0 | 0 | 0 | 0 | 0 | 0 | 0 | 0 | 0 | 0 | 0 | 0 | 0 | 0 | 0 | 12 | 0
NO |  | 23 | 2016 | 0 | 19 | 19 |  | Coopers Mills (388) | Orrington | 345 | 345 | WHF | 10.72 | 0 | 0 | 850.8 ACSR | 197950 | 546998 | 744948 | 0 | 0 | 0 | 0 | 0 | 0 | 0 | 0 | 0 | 0 | 0 | 0 | 0 | 0 | 0 | 0 | 0 | 0 | 0 | 0 | 12 | 0
NO |  | 23 | 2016 | 0 | 20 | 20 |  | 345 KV S/S | 345 KV S/S | 0 | 0 | Steel Towers | 0.34 | 0 | 0 |  | 0 | 0 | 0 | 0 | 0 | 0 | 0 | 0 | 0 | 0 | 0 | 0 | 0 | 0 | 0 | 0 | 0 | 0 | 0 | 0 | 0 | 0 | 0 | 12 | 0
NO |  | 23 | 2016 | 0 | 22 | 22 |  | Scobie, NH (391) | Buxton | 345 | 345 | WHF | 30.57 | 0 | 1 | 850.8 ACSR | 223815 | 4290821 | 4514636 | 0 | 0 | 0 | 0 | 0 | 0 | 0 | 0 | 0 | 0 | 0 | 0 | 0 | 0 | 0 | 0 | 0 | 0 | 0 | 0 | 12 | 0
NO |  | 23 | 2016 | 0 | 23 | 23 |  | 345 KV S/S | 345 KV S/S | 0 | 0 |  | 0 | 0 | 0 |  | 0 | 0 | 0 | 0 | 0 | 0 | 0 | 0 | 0 | 0 | 0 | 0 | 0 | 0 | 0 | 0 | 0 | 0 | 0 | 0 | 0 | 0 | 0 | 12 | 0
NO |  | 23 | 2016 | 0 | 25 | 25 |  | Me Yankee 345KV (392) | Coopers Mills Rd 345KV | 345 | 345 |  | 26.58 | 0 | 0 | 1590 ACSR | 164203 | 0 | 164203 | 0 | 0 | 0 | 0 | 0 | 0 | 0 | 0 | 0 | 0 | 0 | 0 | 0 | 0 | 0 | 0 | 0 | 0 | 0 | 0 | 12 | 0
NO |  | 23 | 2016 | 0 | 26 | 26 |  | 345 KV S/S | 345 KV S/S | 0 | 0 |  | 0 | 0 | 0 |  | 0 | 0 | 0 | 0 | 0 | 0 | 0 | 0 | 0 | 0 | 0 | 0 | 0 | 0 | 0 | 0 | 0 | 0 | 0 | 0 | 0 | 0 | 0 | 12 | 0
NO |  | 23 | 2016 | 0 | 28 | 28 |  | Raven Farm (3020) | Surowiec | 345 | 345 | WHF | 13.01 | 0 | 1 | 1590 ACSR | 366924 | 28424295 | 28791219 | 0 | 0 | 0 | 0 | 0 | 0 | 0 | 0 | 0 | 0 | 0 | 0 | 0 | 0 | 0 | 0 | 0 | 0 | 0 | 0 | 12 | 0
NO |  | 23 | 2016 | 0 | 29 | 29 |  | 345 KV S/S | 345 KV S/S | 0 | 0 |  | 0 | 0 | 0 |  | 0 | 0 | 0 | 0 | 0 | 0 | 0 | 0 | 0 | 0 | 0 | 0 | 0 | 0 | 0 | 0 | 0 | 0 | 0 | 0 | 0 | 0 | 0 | 12 | 0
NO |  | 23 | 2016 | 0 | 31 | 31 |  | South Gorham (3021) | Maguire Road (MPRP) | 345 | 345 | WHF | 20.64 | 0 | 1 | 1590 ACSR | 279696 | 33926723 | 34206419 | 0 | 0 | 0 | 0 | 0 | 0 | 0 | 0 | 0 | 0 | 0 | 0 | 0 | 0 | 0 | 0 | 0 | 0 | 0 | 0 | 12 | 0
NO |  | 23 | 2016 | 0 | 32 | 32 |  | 345 KV S/S | 345 KV S/S | 0 | 0 |  | 0 | 0 | 0 |  | 0 | 0 | 0 | 0 | 0 | 0 | 0 | 0 | 0 | 0 | 0 | 0 | 0 | 0 | 0 | 0 | 0 | 0 | 0 | 0 | 0 | 0 | 0 | 12 | 0
NO |  | 23 | 2016 | 0 | 34 | 34 |  | Maguire Road (3022) | Three RV (MPRP) | 345 | 345 | WHF | 19.5 | 0 | 1 | 1590 ACSR | 967116 | 34614167 | 35581283 | 0 | 0 | 0 | 0 | 0 | 0 | 0 | 0 | 0 | 0 | 0 | 0 | 0 | 0 | 0 | 0 | 0 | 0 | 0 | 0 | 12 | 0
NO |  | 23 | 2016 | 0 | 35 | 35 |  | 345 KV S/S | 345 KV S/S | 0 | 0 |  | 0 | 0 | 0 |  | 0 | 0 | 0 | 0 | 0 | 0 | 0 | 0 | 0 | 0 | 0 | 0 | 0 | 0 | 0 | 0 | 0 | 0 | 0 | 0 | 0 | 0 | 0 | 12 | 0
NO |  | 23 | 2016 | 0 | 36 | 36 |  | TOTAL |  | 0 | 0 |  | 2894.12 | 0 | 316 |  | 45546228 | 1324772480 | 1370318708 | 0 | 0 | 0 | 0 | 0 | 0 | 0 | 0 | 0 | 0 | 0 | 0 | 0 | 0 | 0 | 0 | 0 | 0 | 0 | 0 | 12 | 0
NO |  | 23 | 2016 | 1 | 2 | 2 |  | Orrington (3023) | Albion Road | 345 | 345 | WHF | 46.64 | 0 | 1 | 1590 ACSR | 9260031 | 150249774 | 159509805 | 0 | 0 | 0 | 0 | 0 | 0 | 0 | 0 | 0 | 0 | 0 | 0 | 0 | 0 | 0 | 0 | 0 | 0 | 0 | 0 | 12 | 0
NO |  | 23 | 2016 | 1 | 3 | 3 |  | 345 KV S/S | 345 KV S/S | 0 | 0 |  | 0 | 0 | 0 |  | 0 | 0 | 0 | 0 | 0 | 0 | 0 | 0 | 0 | 0 | 0 | 0 | 0 | 0 | 0 | 0 | 0 | 0 | 0 | 0 | 0 | 0 | 0 | 12 | 0
NO |  | 23 | 2016 | 1 | 5 | 5 |  | Albion Road (3024) | Coopers Mills (MPRP) | 345 | 345 | WHF | 19.94 | 0 | 0 | 1590 ACSR | 2607897 | 42998958 | 45606855 | 0 | 0 | 0 | 0 | 0 | 0 | 0 | 0 | 0 | 0 | 0 | 0 | 0 | 0 | 0 | 0 | 0 | 0 | 0 | 0 | 12 | 0
NO |  | 23 | 2016 | 1 | 6 | 6 |  | 345 KV S/S | 345 KV S/S | 0 | 0 | Steel Tower | 0.86 | 0 | 0 |  | 0 | 0 | 0 | 0 | 0 | 0 | 0 | 0 | 0 | 0 | 0 | 0 | 0 | 0 | 0 | 0 | 0 | 0 | 0 | 0 | 0 | 0 | 0 | 12 | 0
NO |  | 23 | 2016 | 1 | 8 | 8 |  | Coopers Mills (3025) | Larrabee Road (MPRP) | 345 | 345 | WHF | 35.33 | 0 | 1 | 1590 ACSR | 14289592 | 108430375 | 122719967 | 0 | 0 | 0 | 0 | 0 | 0 | 0 | 0 | 0 | 0 | 0 | 0 | 0 | 0 | 0 | 0 | 0 | 0 | 0 | 0 | 12 | 0
NO |  | 23 | 2016 | 1 | 9 | 9 |  | 345 KV S/S | 345 KV S/S | 0 | 0 |  | 0 | 0 | 0 |  | 0 | 0 | 0 | 0 | 0 | 0 | 0 | 0 | 0 | 0 | 0 | 0 | 0 | 0 | 0 | 0 | 0 | 0 | 0 | 0 | 0 | 0 | 0 | 12 | 0
NO |  | 23 | 2016 | 1 | 11 | 11 |  | Surowiec (3026) | Larrabee Road | 345 | 345 | WHF | 16.12 | 0 | 1 | 1590 ACSR | 58553 | 47356406 | 47414959 | 0 | 0 | 0 | 0 | 0 | 0 | 0 | 0 | 0 | 0 | 0 | 0 | 0 | 0 | 0 | 0 | 0 | 0 | 0 | 0 | 12 | 0
NO |  | 23 | 2016 | 1 | 12 | 12 |  | 345 KV S/S | 345 KV S/S | 0 | 0 |  | 0 | 0 | 0 |  | 0 | 0 | 0 | 0 | 0 | 0 | 0 | 0 | 0 | 0 | 0 | 0 | 0 | 0 | 0 | 0 | 0 | 0 | 0 | 0 | 0 | 0 | 0 | 12 | 0
NO |  | 23 | 2016 | 1 | 14 | 14 |  | Buxton (3038) | Surowiec | 345 | 345 | WHF | 26.38 | 0 | 1 | 850.8 ACSR | 0 | 3042998 | 3042998 | 0 | 0 | 0 | 0 | 0 | 0 | 0 | 0 | 0 | 0 | 0 | 0 | 0 | 0 | 0 | 0 | 0 | 0 | 0 | 0 | 12 | 0
NO |  | 23 | 2016 | 1 | 15 | 15 |  | 345 KV S/S | 345 KV S/S | 345 | 345 | Steel Tower | 0.1 | 0 | 1 | 850.8 ACSR | 0 | 0 | 0 | 0 | 0 | 0 | 0 | 0 | 0 | 0 | 0 | 0 | 0 | 0 | 0 | 0 | 0 | 0 | 0 | 0 | 0 | 0 | 0 | 12 | 0
NO |  | 23 | 2016 | 1 | 17 | 17 |  | Raven Farm (3039) | WF Wyman | 345 | 345 | WHF | 0.17 | 0 | 1 | 954 ACSR | 0 | 4581313 | 4581313 | 0 | 0 | 0 | 0 | 0 | 0 | 0 | 0 | 0 | 0 | 0 | 0 | 0 | 0 | 0 | 0 | 0 | 0 | 0 | 0 | 12 | 0
NO |  | 23 | 2016 | 1 | 18 | 18 |  | 345 KV S/S | 345 KV S/S | 345 | 345 | WHF | 0.37 | 0 | 1 | 1590 ACSR | 0 | 0 | 0 | 0 | 0 | 0 | 0 | 0 | 0 | 0 | 0 | 0 | 0 | 0 | 0 | 0 | 0 | 0 | 0 | 0 | 0 | 0 | 0 | 12 | 0
NO |  | 23 | 2016 | 1 | 19 | 19 |  |  |  | 345 | 345 | Steel Tower | 5.1 | 0 | 1 | 954 ACSR | 0 | 0 | 0 | 0 | 0 | 0 | 0 | 0 | 0 | 0 | 0 | 0 | 0 | 0 | 0 | 0 | 0 | 0 | 0 | 0 | 0 | 0 | 0 | 12 | 0
NO |  | 23 | 2016 | 1 | 20 | 20 |  | South Gorham (3040) | Raven Farm | 345 | 345 | WHF | 14.6 | 0 | 1 | 954 ACSR | 0 | 5527180 | 5527180 | 0 | 0 | 0 | 0 | 0 | 0 | 0 | 0 | 0 | 0 | 0 | 0 | 0 | 0 | 0 | 0 | 0 | 0 | 0 | 0 | 12 | 0
NO |  | 23 | 2016 | 1 | 21 | 21 |  | 345 KV S/S | 345 KV S/S | 345 | 345 | WHF | 0.1 | 0 | 1 | 1590 ACSR | 0 | 0 | 0 | 0 | 0 | 0 | 0 | 0 | 0 | 0 | 0 | 0 | 0 | 0 | 0 | 0 | 0 | 0 | 0 | 0 | 0 | 0 | 0 | 12 | 0
NO |  | 23 | 2016 | 1 | 22 | 22 |  |  |  | 345 | 345 | Steel Tower | 2.89 | 0 | 1 | 954 ACSR | 0 | 0 | 0 | 0 | 0 | 0 | 0 | 0 | 0 | 0 | 0 | 0 | 0 | 0 | 0 | 0 | 0 | 0 | 0 | 0 | 0 | 0 | 0 | 12 | 0
NO |  | 23 | 2016 | 1 | 24 | 24 |  |  |  | 115 | 0 | Overhead | 1255 | 0 | 113 |  | 10804259 | 617482689 | 628286948 | 0 | 0 | 0 | 0 | 0 | 0 | 0 | 0 | 0 | 0 | 0 | 0 | 0 | 0 | 0 | 0 | 0 | 0 | 0 | 0 | 12 | 0
NO |  | 23 | 2016 | 1 | 25 | 25 |  |  |  | 0 | 0 | Underground | 3 | 0 | 0 |  | 0 | 0 | 0 | 0 | 0 | 0 | 0 | 0 | 0 | 0 | 0 | 0 | 0 | 0 | 0 | 0 | 0 | 0 | 0 | 0 | 0 | 0 | 0 | 12 | 0
NO |  | 23 | 2016 | 1 | 27 | 27 |  |  |  | 34.5 | 0 | Overhead | 1028.59 | 0 | 173 |  | 4875729 | 167497816 | 172373545 | 0 | 0 | 0 | 0 | 0 | 0 | 0 | 0 | 0 | 0 | 0 | 0 | 0 | 0 | 0 | 0 | 0 | 0 | 0 | 0 | 12 | 0
NO |  | 23 | 2016 | 1 | 28 | 28 |  |  |  | 0 | 0 | Underground | 17.29 | 0 | 0 |  | 0 | 0 | 0 | 0 | 0 | 0 | 0 | 0 | 0 | 0 | 0 | 0 | 0 | 0 | 0 | 0 | 0 | 0 | 0 | 0 | 0 | 0 | 0 | 12 | 0
NO |  | 23 | 2016 | 1 | 29 | 29 |  | New England Hydro-NHH |  | 0 | 0 |  | 0 | 0 | 0 |  | 0 | 0 | 0 | 0 | 0 | 0 | 0 | 660230068 | 0 | 0 | 0 | 0 | 0 | 0 | 0 | 0 | 0 | 0 | 0 | 0 | 0 | 0 | 0 | 12 | 0
NO |  | 23 | 2016 | 1 | 30 | 30 |  | MA/NH Border | Sandy Pond Junction | 0 | 0 | Single Pole | 0 | 0 | 0 | 2839.8 | 0 | 0 | 0 | 0 | 0 | 0 | 0 | 0 | 0 | 0 | 0 | 0 | 0 | 0 | 0 | 0 | 0 | 0 | 0 | 0 | 0 | 0 | 0 | 12 | 0
NO |  | 23 | 2016 | 1 | 31 | 31 |  |  | Hudson, NH | 450 | 450 | Corten Steel | 8.48 | 0 | 1 | KcMil ACSR | 0 | 0 | 0 | 0 | 0 | 0 | 0 | 0 | 0 | 660230069 | 660230070 | 0 | 0 | 0 | 0 | 0 | 0 | 0 | 0 | 0 | 0 | 0 | 0 | 12 | 0
NO |  | 23 | 2016 | 1 | 33 | 33 |  | New England Hydro-NHH |  | 0 | 0 |  | 0 | 0 | 0 |  | 0 | 0 | 0 | 0 | 0 | 0 | 0 | 660230071 | 0 | 0 | 0 | 0 | 0 | 0 | 0 | 0 | 0 | 0 | 0 | 0 | 0 | 0 | 0 | 12 | 0
NO |  | 23 | 2016 | 1 | 34 | 34 |  | Sandy Pond | Comeford Converter | 0 | 0 |  | 0 | 0 | 0 |  | 0 | 0 | 0 | 0 | 0 | 0 | 0 | 0 | 0 | 0 | 0 | 0 | 0 | 0 | 0 | 0 | 0 | 0 | 0 | 0 | 0 | 0 | 0 | 12 | 0
NO |  | 23 | 2016 | 1 | 35 | 35 |  | Junction | Terminal | 0 | 0 | Lattice Steel | 0 | 0 | 0 |  | 0 | 0 | 0 | 0 | 0 | 0 | 0 | 0 | 0 | 0 | 0 | 0 | 0 | 0 | 0 | 0 | 0 | 0 | 0 | 0 | 0 | 0 | 0 | 12 | 0
NO |  | 23 | 2016 | 2 | 1 | 1 |  | Hudson, NH | Monroe, NH | 450 | 450 | H-Frame | 112.28 | 0 | 1 |  | 0 | 0 | 0 | 0 | 0 | 0 | 0 | 0 | 0 | 660230072 | 660230073 | 0 | 0 | 0 | 0 | 0 | 0 | 0 | 0 | 0 | 0 | 0 | 0 | 12 | 0
NO |  | 23 | 2016 | 2 | 3 | 3 |  | New England Hydro-El-NEH |  | 0 | 0 |  | 0 | 0 | 0 |  | 0 | 0 | 0 | 0 | 0 | 0 | 0 | 660230077 | 0 | 0 | 0 | 0 | 0 | 0 | 0 | 0 | 0 | 0 | 0 | 0 | 0 | 0 | 0 | 12 | 0
NO |  | 23 | 2016 | 2 | 4 | 4 |  | Sany Pond | MA/NH | 0 | 0 | Single Pole | 0 | 0 | 0 | 2839.8 | 0 | 0 | 0 | 0 | 0 | 0 | 0 | 0 | 0 | 0 | 0 | 0 | 0 | 0 | 0 | 0 | 0 | 0 | 0 | 0 | 0 | 0 | 0 | 12 | 0
NO |  | 23 | 2016 | 2 | 5 | 5 |  | Converter Terminal | Border | 450 | 450 | Corten Steel | 12 | 0 | 1 | KcMil ACSR | 0 | 0 | 0 | 0 | 0 | 0 | 0 | 0 | 0 | 660230075 | 660230076 | 0 | 0 | 0 | 0 | 0 | 0 | 0 | 0 | 0 | 0 | 0 | 0 | 12 | 0
NO |  | 23 | 2016 | 2 | 7 | 7 |  | New England Power Co-NEPAC |  | 0 | 0 |  | 0 | 0 | 0 |  | 0 | 0 | 0 | 0 | 0 | 0 | 0 | 660230074 | 0 | 0 | 0 | 0 | 0 | 0 | 0 | 0 | 0 | 0 | 0 | 0 | 0 | 0 | 0 | 12 | 0
NO |  | 23 | 2016 | 2 | 8 | 8 |  | Milbury #3 | Sandy Pond, Ayer | 0 | 0 |  | 0 | 0 | 0 | 1113 MCM AL | 0 | 0 | 0 | 0 | 0 | 0 | 0 | 0 | 0 | 0 | 0 | 0 | 0 | 0 | 0 | 0 | 0 | 0 | 0 | 0 | 0 | 0 | 0 | 12 | 0
NO |  | 23 | 2016 | 2 | 9 | 9 |  |  | Medway Town Line | 345 | 345 | WH Frame | 0 | 0 | 0 | 1590 MCM | 0 | 0 | 0 | 0 | 0 | 0 | 0 | 0 | 0 | 0 | 0 | 0 | 0 | 0 | 0 | 0 | 0 | 0 | 0 | 0 | 0 | 0 | 0 | 12 | 0
NO |  | 23 | 2016 | 2 | 10 | 10 |  |  |  | 0 | 0 | SPH Frame | 38 | 0 | 2 |  | 0 | 0 | 0 | 0 | 0 | 0 | 0 | 0 | 0 | 0 | 0 | 0 | 0 | 0 | 0 | 0 | 0 | 0 | 0 | 0 | 0 | 0 | 0 | 12 | 0
NO |  | 24 | 2016 | 0 | 1 | 1 |  | TL1083 NORTH EDINBURG | RIO HONDO | 345 | 345 | 1 | 15.38 | 0 | 1 | 2x795.0 ACSR | 0 | 0 | 0 | 0 | 0 | 0 | 0 | 0 | 0 | 0 | 0 | 0 | 0 | 0 | 0 | 0 | 0 | 0 | 0 | 0 | 0 | 0 | 0 | 12 | 0
NO |  | 24 | 2016 | 0 | 2 | 2 |  |  |  | 0 | 0 | 2 | 22.92 | 0 | 0 |  | 0 | 0 | 0 | 0 | 0 | 0 | 0 | 0 | 0 | 0 | 0 | 0 | 0 | 0 | 0 | 0 | 0 | 0 | 0 | 0 | 0 | 0 | 0 | 12 | 0
NO |  | 24 | 2016 | 0 | 3 | 3 |  | TL1098 LA PALMA | RIO HONDO | 345 | 345 | 1 | 0.17 | 0 | 1 | 795.0 ACSR | 0 | 0 | 0 | 0 | 0 | 0 | 0 | 0 | 0 | 0 | 0 | 0 | 0 | 0 | 0 | 0 | 0 | 0 | 0 | 0 | 0 | 0 | 0 | 12 | 0
NO |  | 24 | 2016 | 0 | 4 | 4 |  |  |  | 0 | 0 | 2 | 0.13 | 0 | 1 | 795.0 ACSR | 0 | 0 | 0 | 0 | 0 | 0 | 0 | 0 | 0 | 0 | 0 | 0 | 0 | 0 | 0 | 0 | 0 | 0 | 0 | 0 | 0 | 0 | 0 | 12 | 0
NO |  | 24 | 2016 | 0 | 5 | 5 |  | TL3113A BLESSING | STP | 345 | 345 | 2 | 13.23 | 0 | 1 | 2x795.0 ACSR | 0 | 0 | 0 | 0 | 0 | 0 | 0 | 0 | 0 | 0 | 0 | 0 | 0 | 0 | 0 | 0 | 0 | 0 | 0 | 0 | 0 | 0 | 0 | 12 | 0
NO |  | 24 | 2016 | 0 | 6 | 6 |  | TL3131 STP | WA PARRISH | 345 | 345 | 2 | 14.22 | 0 | 1 | 2x795.0 ACSR | 0 | 0 | 0 | 0 | 0 | 0 | 0 | 660240066 | 0 | 0 | 0 | 0 | 0 | 0 | 0 | 0 | 0 | 0 | 0 | 0 | 0 | 0 | 0 | 12 | 0
NO |  | 24 | 2016 | 0 | 7 | 7 |  | TL5109 LON HILL | STEC PAWNEE | 345 | 345 | 1 | 1.81 | 0 | 1 | 2x795.0 ACSR | 0 | 0 | 0 | 0 | 0 | 0 | 0 | 0 | 0 | 0 | 0 | 0 | 0 | 0 | 0 | 0 | 0 | 0 | 0 | 0 | 0 | 0 | 0 | 12 | 0
NO |  | 24 | 2016 | 0 | 8 | 8 |  |  |  | 0 | 0 | 2 | 55.54 | 0 | 0 |  | 0 | 0 | 0 | 0 | 0 | 0 | 0 | 0 | 0 | 0 | 0 | 0 | 0 | 0 | 0 | 0 | 0 | 0 | 0 | 0 | 0 | 0 | 0 | 12 | 0
NO |  | 24 | 2016 | 0 | 9 | 9 |  | TL5114 LON HILL | WHITEPOINT CKT #1 | 345 | 345 | 1 | 1.76 | 9.75 | 1 | 2x795.0 ACSR | 0 | 0 | 0 | 0 | 0 | 0 | 0 | 0 | 0 | 0 | 0 | 0 | 0 | 0 | 0 | 0 | 0 | 0 | 0 | 0 | 0 | 0 | 0 | 12 | 0
NO |  | 24 | 2016 | 0 | 10 | 10 |  |  |  | 0 | 0 | 2 | 8.99 | 0 | 0 |  | 0 | 0 | 0 | 0 | 0 | 0 | 0 | 0 | 0 | 0 | 0 | 0 | 0 | 0 | 0 | 0 | 0 | 0 | 0 | 0 | 0 | 0 | 0 | 12 | 0
NO |  | 24 | 2016 | 0 | 11 | 11 |  | TL5115 WHITEPOINT | STP | 345 | 345 | 1 | 9.75 | 0 | 1 | 2x795.0 ACSR | 0 | 0 | 0 | 0 | 0 | 0 | 0 | 0 | 0 | 0 | 0 | 0 | 0 | 0 | 0 | 0 | 0 | 0 | 0 | 0 | 0 | 0 | 0 | 12 | 0
NO |  | 24 | 2016 | 0 | 12 | 12 |  |  |  | 0 | 0 | 2 | 114.11 | 0 | 0 |  | 0 | 0 | 0 | 0 | 0 | 0 | 0 | 0 | 0 | 0 | 0 | 0 | 0 | 0 | 0 | 0 | 0 | 0 | 0 | 0 | 0 | 0 | 0 | 12 | 0
NO |  | 24 | 2016 | 0 | 13 | 13 |  | TL5138 AJO | RIO HONDO | 345 | 345 | 1 | 1 | 0 | 1 | 2-1590.0 ACSR | 0 | 0 | 0 | 0 | 0 | 0 | 0 | 0 | 0 | 0 | 0 | 0 | 0 | 0 | 0 | 0 | 0 | 0 | 0 | 0 | 0 | 0 | 0 | 12 | 0
NO |  | 24 | 2016 | 0 | 14 | 14 |  |  |  | 0 | 0 | 2 | 65.71 | 0 | 0 | 1026 KCM ACCC | 0 | 0 | 0 | 0 | 0 | 0 | 0 | 0 | 0 | 0 | 0 | 0 | 0 | 0 | 0 | 0 | 0 | 0 | 0 | 0 | 0 | 0 | 0 | 12 | 0
NO |  | 24 | 2016 | 0 | 15 | 15 |  | TL5138A LON HILL | NELSON SHARPE | 345 | 345 | 2 | 20.81 | 0 | 1 | 2x795.0 ACSR | 0 | 0 | 0 | 0 | 0 | 0 | 0 | 0 | 0 | 0 | 0 | 0 | 0 | 0 | 0 | 0 | 0 | 0 | 0 | 0 | 0 | 0 | 0 | 12 | 0
NO |  | 24 | 2016 | 0 | 16 | 16 |  | TL5138B AJO | NELSON SHARPE | 345 | 345 | 1 | 0.84 | 0 | 1 | 2 -1590.0 ACSR | 0 | 0 | 0 | 0 | 0 | 0 | 0 | 0 | 0 | 0 | 0 | 0 | 0 | 0 | 0 | 0 | 0 | 0 | 0 | 0 | 0 | 0 | 0 | 12 | 0
NO |  | 24 | 2016 | 0 | 17 | 17 |  |  |  | 0 | 0 | 2 | 36.2 | 0 | 0 | 2x795.0 ACSR | 0 | 0 | 0 | 0 | 0 | 0 | 0 | 0 | 0 | 0 | 0 | 0 | 0 | 0 | 0 | 0 | 0 | 0 | 0 | 0 | 0 | 0 | 0 | 12 | 0
NO |  | 24 | 2016 | 0 | 18 | 18 |  | TL5138E LA PALMA | RIO HONDO CKT #2 | 345 | 345 | 2 | 9.75 | 0 | 1 | 2x795.0 ACSR | 0 | 0 | 0 | 0 | 0 | 0 | 0 | 0 | 0 | 0 | 0 | 0 | 0 | 0 | 0 | 0 | 0 | 0 | 0 | 0 | 0 | 0 | 0 | 12 | 0
NO |  | 24 | 2016 | 0 | 19 | 19 |  | TL5139 COLETO CREEK | LON HILL | 345 | 345 | 1 | 20.33 | 0 | 1 | 2x795.0 ACSR | 0 | 0 | 0 | 0 | 0 | 0 | 0 | 0 | 0 | 0 | 0 | 0 | 0 | 0 | 0 | 0 | 0 | 0 | 0 | 0 | 0 | 0 | 0 | 12 | 0
NO |  | 24 | 2016 | 0 | 20 | 20 |  |  |  | 0 | 0 | 2 | 59.02 | 0 | 0 |  | 0 | 0 | 0 | 0 | 0 | 0 | 0 | 0 | 0 | 0 | 0 | 0 | 0 | 0 | 0 | 0 | 0 | 0 | 0 | 0 | 0 | 0 | 0 | 12 | 0
NO |  | 24 | 2016 | 0 | 21 | 21 |  | TL5145 LON HILL | NORTH EDINBURG | 345 | 345 | 1 | 0.3 | 11.98 | 1 | 2x795.0 ACSR | 0 | 0 | 0 | 0 | 0 | 0 | 0 | 0 | 0 | 0 | 0 | 0 | 0 | 0 | 0 | 0 | 0 | 0 | 0 | 0 | 0 | 0 | 0 | 12 | 0
NO |  | 24 | 2016 | 0 | 22 | 22 |  |  |  | 0 | 0 | 2 | 110.63 | 0 | 0 |  | 0 | 0 | 0 | 0 | 0 | 0 | 0 | 0 | 0 | 0 | 0 | 0 | 0 | 0 | 0 | 0 | 0 | 0 | 0 | 0 | 0 | 0 | 0 | 12 | 0
NO |  | 24 | 2016 | 0 | 23 | 23 |  | TL3131 STP | HL&P CORRIDOR | 345 | 345 | 2 | 0 | 19.35 | 5 | 2X795 ACSR | 0 | 0 | 0 | 0 | 0 | 0 | 0 | 0 | 0 | 0 | 0 | 0 | 0 | 0 | 0 | 0 | 0 | 0 | 0 | 0 | 0 | 0 | 0 | 12 | 0
NO |  | 24 | 2016 | 0 | 24 | 24 |  | TL1001 BATES | GARZA | 138 | 138 | 1 | 33.74 | 0 | 1 | 795.0 ACSR | 0 | 0 | 0 | 0 | 0 | 0 | 0 | 0 | 0 | 0 | 0 | 0 | 0 | 0 | 0 | 0 | 0 | 0 | 0 | 0 | 0 | 0 | 0 | 12 | 0
NO |  | 24 | 2016 | 0 | 25 | 25 |  | TL1002A GARZA | ROMA TAP | 138 | 138 | 1 | 17.93 | 0 | 1 | 795.0 ACSR | 0 | 0 | 0 | 0 | 0 | 0 | 0 | 0 | 0 | 0 | 0 | 0 | 0 | 0 | 0 | 0 | 0 | 0 | 0 | 0 | 0 | 0 | 0 | 12 | 0
NO |  | 24 | 2016 | 0 | 26 | 26 |  | TL1002B FALCON SWITCHING | ROMA TAP | 138 | 138 | 1 | 4.87 | 0 | 1 | 795.0 ACSR | 0 | 0 | 0 | 0 | 0 | 0 | 0 | 0 | 0 | 0 | 0 | 0 | 0 | 0 | 0 | 0 | 0 | 0 | 0 | 0 | 0 | 0 | 0 | 12 | 0
NO |  | 24 | 2016 | 0 | 27 | 27 |  | TL1002C FALCON SWITCHING | FALCON DAM (US) CKT#1 | 138 | 138 | 2 | 4.5 | 0 | 1 | 4/0 ACSR | 0 | 0 | 0 | 0 | 0 | 0 | 0 | 0 | 0 | 0 | 0 | 0 | 0 | 0 | 0 | 0 | 0 | 0 | 0 | 0 | 0 | 0 | 0 | 12 | 0
NO |  | 24 | 2016 | 0 | 28 | 28 |  | TL1004 BATES | NORTH EDINBURG CKT#1 | 138 | 138 | 1 | 22.17 | 0 | 1 | 1272.0 ACSR | 0 | 0 | 0 | 0 | 0 | 0 | 0 | 0 | 0 | 0 | 0 | 0 | 0 | 0 | 0 | 0 | 0 | 0 | 0 | 0 | 0 | 0 | 0 | 12 | 0
NO |  | 24 | 2016 | 0 | 29 | 29 |  | TL1005 FALFURIAS | NORTH EDINBURG | 138 | 138 | 1 | 37.8 | 0 | 1 | 795.0 ACSR | 0 | 0 | 0 | 0 | 0 | 0 | 0 | 0 | 0 | 0 | 0 | 0 | 0 | 0 | 0 | 0 | 0 | 0 | 0 | 0 | 0 | 0 | 0 | 12 | 0
NO |  | 24 | 2016 | 0 | 30 | 30 |  | TL1006 JL BATES | SHARYLAND | 138 | 138 | 1 | 0.31 | 0 | 1 | 1272.0 ACSS | 0 | 0 | 0 | 0 | 0 | 0 | 0 | 0 | 0 | 0 | 0 | 0 | 0 | 0 | 0 | 0 | 0 | 0 | 0 | 0 | 0 | 0 | 0 | 12 | 0
NO |  | 24 | 2016 | 0 | 31 | 31 |  | TL1008 LA PALMA | WESLACO UNIT | 138 | 138 | 1 | 16.34 | 0 | 1 | 795.0 ACSR | 0 | 0 | 0 | 0 | 0 | 0 | 0 | 0 | 0 | 0 | 0 | 0 | 0 | 0 | 0 | 0 | 0 | 0 | 0 | 0 | 0 | 0 | 0 | 12 | 0
NO |  | 24 | 2016 | 0 | 32 | 32 |  |  |  | 0 | 0 | 2 | 5.3 | 0 | 0 |  | 0 | 0 | 0 | 0 | 0 | 0 | 0 | 0 | 0 | 0 | 0 | 0 | 0 | 0 | 0 | 0 | 0 | 0 | 0 | 0 | 0 | 0 | 0 | 12 | 0
NO |  | 24 | 2016 | 0 | 33 | 33 |  | TL1009A HARLINGEN SS | RIO HONDO | 138 | 138 | 1 | 1.76 | 15.27 | 1 | 795.0 ACSR | 0 | 0 | 0 | 0 | 0 | 0 | 0 | 0 | 0 | 0 | 0 | 0 | 0 | 0 | 0 | 0 | 0 | 0 | 0 | 0 | 0 | 0 | 0 | 12 | 0
NO |  | 24 | 2016 | 0 | 34 | 34 |  |  |  | 0 | 0 | 2 | 12.16 | 0 | 0 |  | 0 | 0 | 0 | 0 | 0 | 0 | 0 | 0 | 0 | 0 | 0 | 0 | 0 | 0 | 0 | 0 | 0 | 0 | 0 | 0 | 0 | 0 | 0 | 12 | 0
NO |  | 24 | 2016 | 0 | 35 | 35 |  | TL1009B RAYMONDVILLE #2 | RIO HONDO | 138 | 138 | 2 | 23.89 | 0 | 1 | 795.0 ACSR | 0 | 0 | 0 | 0 | 0 | 0 | 0 | 0 | 0 | 0 | 0 | 0 | 0 | 0 | 0 | 0 | 0 | 0 | 0 | 0 | 0 | 0 | 0 | 12 | 0
NO |  | 24 | 2016 | 0 | 36 | 36 |  | TOTAL |  | 0 | 0 |  | 4087.15 | 227.2 | 269 |  | 50902714 | 844026554 | 894929268 | 236999 | 4897749 | 0 | 5134748 | 0 | 0 | 0 | 0 | 0 | 0 | 0 | 0 | 0 | 0 | 0 | 0 | 0 | 0 | 0 | 0 | 12 | 0
NO |  | 24 | 2016 | 1 | 1 | 1 |  | TL1010 LOYOLA | RAYMONDVILLE #2 | 138 | 138 | 2 | 31.99 | 0 | 1 | 795.0 ACSR | 0 | 0 | 0 | 0 | 0 | 0 | 0 | 0 | 0 | 0 | 0 | 0 | 0 | 0 | 0 | 0 | 0 | 0 | 0 | 0 | 0 | 0 | 0 | 12 | 0
NO |  | 24 | 2016 | 1 | 2 | 2 |  | TL1011 FRONTERA | RIO GRANDE CITY | 138 | 138 | 1 | 3.54 | 0 | 1 | 795.0 ACSR | 0 | 0 | 0 | 0 | 0 | 0 | 0 | 0 | 0 | 0 | 0 | 0 | 0 | 0 | 0 | 0 | 0 | 0 | 0 | 0 | 0 | 0 | 0 | 12 | 0
NO |  | 24 | 2016 | 1 | 3 | 3 |  | TL1019A FRONTERA | KEY SWITCHING STATION | 138 | 138 | 1 | 9.27 | 0.32 | 1 | 1272.0 ACSR | 0 | 0 | 0 | 0 | 0 | 0 | 0 | 0 | 0 | 0 | 0 | 0 | 0 | 0 | 0 | 0 | 0 | 0 | 0 | 0 | 0 | 0 | 0 | 12 | 0
NO |  | 24 | 2016 | 1 | 4 | 4 |  | TL1019B KEY SWITCHING | NORTH MCALLEN | 138 | 138 | 1 | 4.08 | 0 | 1 | 1272.0 ACSR | 0 | 0 | 0 | 0 | 0 | 0 | 0 | 0 | 0 | 0 | 0 | 0 | 0 | 0 | 0 | 0 | 0 | 0 | 0 | 0 | 0 | 0 | 0 | 12 | 0
NO |  | 24 | 2016 | 1 | 5 | 5 |  | TL1019C PALMHURST TAP#1 | PALMHURST | 138 | 138 | 1 | 1.68 | 0 | 1 | 1272.0 ACSR | 0 | 0 | 0 | 0 | 0 | 0 | 0 | 0 | 0 | 0 | 0 | 0 | 0 | 0 | 0 | 0 | 0 | 0 | 0 | 0 | 0 | 0 | 0 | 12 | 0
NO |  | 24 | 2016 | 1 | 6 | 6 |  | TL1019C PALMHURST TAP#2 | PALMHURST | 138 | 138 | 1 | 0.01 | 0 | 1 | 1272.0 ACSR | 0 | 0 | 0 | 0 | 0 | 0 | 0 | 0 | 0 | 0 | 0 | 0 | 0 | 0 | 0 | 0 | 0 | 0 | 0 | 0 | 0 | 0 | 0 | 12 | 0
NO |  | 24 | 2016 | 1 | 7 | 7 |  | TL1029 SOUTH MCALLEN | HILINE | 138 | 138 | 1 | 2.83 | 0 | 1 | 795.0 ACSS | 0 | 0 | 0 | 0 | 0 | 0 | 0 | 0 | 0 | 0 | 0 | 0 | 0 | 0 | 0 | 0 | 0 | 0 | 0 | 0 | 0 | 0 | 0 | 12 | 0
NO |  | 24 | 2016 | 1 | 8 | 8 |  | TL1029A STEWART ROAD | HILINE | 138 | 138 | 1 | 5.98 | 0 | 1 | 795.0 ACSS | 0 | 0 | 0 | 0 | 0 | 0 | 0 | 0 | 0 | 0 | 0 | 0 | 0 | 0 | 0 | 0 | 0 | 0 | 0 | 0 | 0 | 0 | 0 | 12 | 0
NO |  | 24 | 2016 | 1 | 9 | 9 |  | TL1029B LA PALMA | STEWART ROAD | 69 | 138 | 1 | 0 | 2.2 | 1 | 4/0 ACSR | 0 | 0 | 0 | 0 | 0 | 0 | 0 | 0 | 0 | 0 | 0 | 0 | 0 | 0 | 0 | 0 | 0 | 0 | 0 | 0 | 0 | 0 | 0 | 12 | 0
NO |  | 24 | 2016 | 1 | 10 | 10 |  |  |  | 0 | 0 | 2 | 20.64 | 0 | 0 | 795.0 ACSS | 0 | 0 | 0 | 0 | 0 | 0 | 0 | 0 | 0 | 0 | 0 | 0 | 0 | 0 | 0 | 0 | 0 | 0 | 0 | 0 | 0 | 0 | 0 | 12 | 0
NO |  | 24 | 2016 | 1 | 11 | 11 |  | TL1031 SOUTH MCALLEN | HILINE | 138 | 138 | 1 | 3.7 | 0 | 1 | 1590 ACSS | 0 | 0 | 0 | 0 | 0 | 0 | 0 | 0 | 0 | 0 | 0 | 0 | 0 | 0 | 0 | 0 | 0 | 0 | 0 | 0 | 0 | 0 | 0 | 12 | 0
NO |  | 24 | 2016 | 1 | 12 | 12 |  | TL1054 HARLINGEN SS | LA PALMA | 138 | 138 | 2 | 1.71 | 0 | 1 | 795.0 ACSR | 0 | 0 | 0 | 0 | 0 | 0 | 0 | 0 | 0 | 0 | 0 | 0 | 0 | 0 | 0 | 0 | 0 | 0 | 0 | 0 | 0 | 0 | 0 | 12 | 0
NO |  | 24 | 2016 | 1 | 13 | 13 |  | TL1059 HEC | MVEC PHARR | 138 | 138 | 1 | 1.63 | 0 | 1 | 795.0 ACSS | 0 | 0 | 0 | 0 | 0 | 0 | 0 | 0 | 0 | 0 | 0 | 0 | 0 | 0 | 0 | 0 | 0 | 0 | 0 | 0 | 0 | 0 | 0 | 12 | 0
NO |  | 24 | 2016 | 1 | 14 | 14 |  | TL1060 POLK | SOUTH MCALLEN | 138 | 138 | 1 | 2.71 | 0 | 1 | 795.0 ACSS | 0 | 0 | 0 | 0 | 0 | 0 | 0 | 0 | 0 | 0 | 0 | 0 | 0 | 0 | 0 | 0 | 0 | 0 | 0 | 0 | 0 | 0 | 0 | 12 | 0
NO |  | 24 | 2016 | 1 | 15 | 15 |  | TL1061 HEC | NORTH EDINBURG CKT #1 | 138 | 138 | 1 | 1.06 | 0 | 1 | 2x795.0 ACSR | 0 | 0 | 0 | 0 | 0 | 0 | 0 | 0 | 0 | 0 | 0 | 0 | 0 | 0 | 0 | 0 | 0 | 0 | 0 | 0 | 0 | 0 | 0 | 12 | 0
NO |  | 24 | 2016 | 1 | 16 | 16 |  | TL1062 HEC | WESLACO SS | 138 | 138 | 1 | 4.4 | 0 | 1 | 795.0 ACSR | 0 | 0 | 0 | 0 | 0 | 0 | 0 | 0 | 0 | 0 | 0 | 0 | 0 | 0 | 0 | 0 | 0 | 0 | 0 | 0 | 0 | 0 | 0 | 12 | 0
NO |  | 24 | 2016 | 1 | 17 | 17 |  | TL1063 HARLINGEN SS | LA PALMA | 138 | 138 | 2 | 6.03 | 0 | 1 | 795.0 ACSR | 0 | 0 | 0 | 0 | 0 | 0 | 0 | 0 | 0 | 0 | 0 | 0 | 0 | 0 | 0 | 0 | 0 | 0 | 0 | 0 | 0 | 0 | 0 | 12 | 0
NO |  | 24 | 2016 | 1 | 18 | 18 |  | TL1070 PORT ISABEL | PORT ISABEL | 138 | 138 | 1 | 6.74 | 0 | 1 | 336.0 ACSR | 0 | 0 | 0 | 0 | 0 | 0 | 0 | 0 | 0 | 0 | 0 | 0 | 0 | 0 | 0 | 0 | 0 | 0 | 0 | 0 | 0 | 0 | 0 | 12 | 0
NO |  | 24 | 2016 | 1 | 19 | 19 |  | TL1071 PORT ISABEL | PORT ISABEL | 138 | 138 | 1 | 6.89 | 0 | 1 | 336.0 ACSR | 0 | 0 | 0 | 0 | 0 | 0 | 0 | 0 | 0 | 0 | 0 | 0 | 0 | 0 | 0 | 0 | 0 | 0 | 0 | 0 | 0 | 0 | 0 | 12 | 0
NO |  | 24 | 2016 | 1 | 20 | 20 |  | TL1072A HEC | NORTH EDINBURG CKT #2 | 138 | 138 | 1 | 1.8 | 0.6 | 1 | 795.0 ACSS | 0 | 0 | 0 | 0 | 0 | 0 | 0 | 0 | 0 | 0 | 0 | 0 | 0 | 0 | 0 | 0 | 0 | 0 | 0 | 0 | 0 | 0 | 0 | 12 | 0
NO |  | 24 | 2016 | 1 | 21 | 21 |  | TL1072B HEC | HEC #1 | 138 | 138 | 1 | 0.03 | 0 | 1 | 2 -1272.0 ACSR | 0 | 0 | 0 | 0 | 0 | 0 | 0 | 0 | 0 | 0 | 0 | 0 | 0 | 0 | 0 | 0 | 0 | 0 | 0 | 0 | 0 | 0 | 0 | 12 | 0
NO |  | 24 | 2016 | 1 | 22 | 22 |  | TL1073 STEWART ROAD | WESLACO UNIT | 138 | 138 | 2 | 14.66 | 0 | 1 | 477.0 ACSR | 0 | 0 | 0 | 0 | 0 | 0 | 0 | 0 | 0 | 0 | 0 | 0 | 0 | 0 | 0 | 0 | 0 | 0 | 0 | 0 | 0 | 0 | 0 | 12 | 0
NO |  | 24 | 2016 | 1 | 23 | 23 |  |  |  | 0 | 0 |  | 0 | 0 | 0 | 795.0 ACSR | 0 | 0 | 0 | 0 | 0 | 0 | 0 | 0 | 0 | 0 | 0 | 0 | 0 | 0 | 0 | 0 | 0 | 0 | 0 | 0 | 0 | 0 | 0 | 12 | 0
NO |  | 24 | 2016 | 1 | 24 | 24 |  | TL1073C SOUTH MCALLEN | STEWART ROAD | 138 | 138 | 2 | 10.06 | 0 | 1 | 795.0 ACSR | 0 | 0 | 0 | 0 | 0 | 0 | 0 | 0 | 0 | 0 | 0 | 0 | 0 | 0 | 0 | 0 | 0 | 0 | 0 | 0 | 0 | 0 | 0 | 12 | 0
NO |  | 24 | 2016 | 1 | 25 | 25 |  | TL1074B LA PALMA | LAURELES | 138 | 138 | 1 | 9.4 | 0 | 1 | 795.0 ACSR | 0 | 0 | 0 | 0 | 0 | 0 | 0 | 0 | 0 | 0 | 0 | 0 | 0 | 0 | 0 | 0 | 0 | 0 | 0 | 0 | 0 | 0 | 0 | 12 | 0
NO |  | 24 | 2016 | 1 | 26 | 26 |  | TL1074C LAURELES | PORT ISABEL | 138 | 138 | 1 | 7.04 | 0 | 1 | 795.0 ACSR | 0 | 0 | 0 | 0 | 0 | 0 | 0 | 0 | 0 | 0 | 0 | 0 | 0 | 0 | 0 | 0 | 0 | 0 | 0 | 0 | 0 | 0 | 0 | 12 | 0
NO |  | 24 | 2016 | 1 | 27 | 27 |  |  |  | 0 | 0 | 2 | 7.29 | 0 | 0 |  | 0 | 0 | 0 | 0 | 0 | 0 | 0 | 0 | 0 | 0 | 0 | 0 | 0 | 0 | 0 | 0 | 0 | 0 | 0 | 0 | 0 | 0 | 0 | 12 | 0
NO |  | 24 | 2016 | 1 | 28 | 28 |  | TL1075 LA PALMA | PUB LOMA ALTA | 138 | 138 | 1 | 12.22 | 0 | 1 | 795.0 AAAC | 0 | 0 | 0 | 0 | 0 | 0 | 0 | 0 | 0 | 0 | 0 | 0 | 0 | 0 | 0 | 0 | 0 | 0 | 0 | 0 | 0 | 0 | 0 | 12 | 0
NO |  | 24 | 2016 | 1 | 29 | 29 |  |  |  | 0 | 0 | 2 | 10.14 | 0 | 0 | 795.0 ACSR | 0 | 0 | 0 | 0 | 0 | 0 | 0 | 0 | 0 | 0 | 0 | 0 | 0 | 0 | 0 | 0 | 0 | 0 | 0 | 0 | 0 | 0 | 0 | 12 | 0
NO |  | 24 | 2016 | 1 | 30 | 30 |  | TL1076 UNION CARBIDE | PUB LOMA ALTA | 138 | 138 | 2 | 1.14 | 0 | 1 | 795.0 ACSR | 0 | 0 | 0 | 0 | 0 | 0 | 0 | 0 | 0 | 0 | 0 | 0 | 0 | 0 | 0 | 0 | 0 | 0 | 0 | 0 | 0 | 0 | 0 | 12 | 0
NO |  | 24 | 2016 | 1 | 31 | 31 |  | TL1077 PORT ISABEL | UNION CARBIDE BROWNSVILLE | 138 | 138 | 2 | 12.85 | 0 | 1 | 477.0 ACSR | 0 | 0 | 0 | 0 | 0 | 0 | 0 | 0 | 0 | 0 | 0 | 0 | 0 | 0 | 0 | 0 | 0 | 0 | 0 | 0 | 0 | 0 | 0 | 12 | 0
NO |  | 24 | 2016 | 1 | 32 | 32 |  |  |  | 0 | 0 |  | 0 | 0 | 0 | 795.0 ACSR | 0 | 0 | 0 | 0 | 0 | 0 | 0 | 0 | 0 | 0 | 0 | 0 | 0 | 0 | 0 | 0 | 0 | 0 | 0 | 0 | 0 | 0 | 0 | 12 | 0
NO |  | 24 | 2016 | 1 | 33 | 33 |  | TL1079 LA PALMA | WESLACO UNIT | 138 | 138 | 1 | 5.33 | 0 | 1 | 477.0 AAC | 0 | 0 | 0 | 0 | 0 | 0 | 0 | 0 | 0 | 0 | 0 | 0 | 0 | 0 | 0 | 0 | 0 | 0 | 0 | 0 | 0 | 0 | 0 | 12 | 0
NO |  | 24 | 2016 | 1 | 34 | 34 |  | TL1080 LA PALMA | MILITARY HIGHWAY | 138 | 138 | 1 | 2.03 | 0 | 1 | 795.0 ACSR | 0 | 0 | 0 | 0 | 0 | 0 | 0 | 0 | 0 | 0 | 0 | 0 | 0 | 0 | 0 | 0 | 0 | 0 | 0 | 0 | 0 | 0 | 0 | 12 | 0
NO |  | 24 | 2016 | 1 | 35 | 35 |  |  |  | 0 | 0 | 2 | 19.01 | 0 | 0 |  | 0 | 0 | 0 | 0 | 0 | 0 | 0 | 0 | 0 | 0 | 0 | 0 | 0 | 0 | 0 | 0 | 0 | 0 | 0 | 0 | 0 | 0 | 0 | 12 | 0
NO |  | 24 | 2016 | 2 | 1 | 1 |  | TL1081 NORTH MCALLEN | SOUTH MCALLEN | 138 | 138 | 1 | 4.71 | 0 | 1 | 795.0 ACSS | 0 | 0 | 0 | 0 | 0 | 0 | 0 | 0 | 0 | 0 | 0 | 0 | 0 | 0 | 0 | 0 | 0 | 0 | 0 | 0 | 0 | 0 | 0 | 12 | 0
NO |  | 24 | 2016 | 2 | 2 | 2 |  | TL1082 PHARR | MVEC PHARR | 138 | 138 | 1 | 3.61 | 0 | 1 | 795.0 ACSS | 0 | 0 | 0 | 0 | 0 | 0 | 0 | 0 | 0 | 0 | 0 | 0 | 0 | 0 | 0 | 0 | 0 | 0 | 0 | 0 | 0 | 0 | 0 | 12 | 0
NO |  | 24 | 2016 | 2 | 3 | 3 |  | TL1084 POLK | SOUTH MCALLEN | 138 | 138 | 1 | 3.66 | 0 | 1 | 795.0 ACSR | 0 | 0 | 0 | 0 | 0 | 0 | 0 | 0 | 0 | 0 | 0 | 0 | 0 | 0 | 0 | 0 | 0 | 0 | 0 | 0 | 0 | 0 | 0 | 12 | 0
NO |  | 24 | 2016 | 2 | 4 | 4 |  | TL1086A NORTH EDINBURG | MVG (CALPINE) GT1 | 138 | 138 | 1 | 0.18 | 0 | 1 | 1590.0 ACSR | 0 | 0 | 0 | 0 | 0 | 0 | 0 | 0 | 0 | 0 | 0 | 0 | 0 | 0 | 0 | 0 | 0 | 0 | 0 | 0 | 0 | 0 | 0 | 12 | 0
NO |  | 24 | 2016 | 2 | 5 | 5 |  | TL1086B NORTH EDINBURG | MVG (CALPINE) GT2 | 138 | 138 | 1 | 0.18 | 0 | 1 | 1590.0 ACSR | 0 | 0 | 0 | 0 | 0 | 0 | 0 | 0 | 0 | 0 | 0 | 0 | 0 | 0 | 0 | 0 | 0 | 0 | 0 | 0 | 0 | 0 | 0 | 12 | 0
NO |  | 24 | 2016 | 2 | 6 | 6 |  | TL1086C NORTH EDINBURG | MVG (CALPINE) ST1 | 138 | 138 | 1 | 0.17 | 0 | 1 | 1590.0 ACSR | 0 | 0 | 0 | 0 | 0 | 0 | 0 | 0 | 0 | 0 | 0 | 0 | 0 | 0 | 0 | 0 | 0 | 0 | 0 | 0 | 0 | 0 | 0 | 12 | 0
NO |  | 24 | 2016 | 2 | 7 | 7 |  | TL1091 MILITARY HIGHWAY | PALO ALTO | 138 | 138 | 1 | 4.75 | 0 | 1 | 795.0 ACSR | 0 | 0 | 0 | 0 | 0 | 0 | 0 | 0 | 0 | 0 | 0 | 0 | 0 | 0 | 0 | 0 | 0 | 0 | 0 | 0 | 0 | 0 | 0 | 12 | 0
NO |  | 24 | 2016 | 2 | 8 | 8 |  |  |  | 0 | 0 | 2 | 1.08 | 0 | 0 |  | 0 | 0 | 0 | 0 | 0 | 0 | 0 | 0 | 0 | 0 | 0 | 0 | 0 | 0 | 0 | 0 | 0 | 0 | 0 | 0 | 0 | 0 | 0 | 12 | 0
NO |  | 24 | 2016 | 2 | 9 | 9 |  | TL1091B UNION CARBIDE | PALO ALTO | 138 | 138 | 2 | 9.1 | 0.62 | 1 | 795.0 ACSR | 0 | 0 | 0 | 0 | 0 | 0 | 0 | 0 | 0 | 0 | 0 | 0 | 0 | 0 | 0 | 0 | 0 | 0 | 0 | 0 | 0 | 0 | 0 | 12 | 0
NO |  | 24 | 2016 | 2 | 10 | 10 |  | TL1092A NORTH EDINBURG | NORTH MCALLEN CKT #1 | 138 | 138 | 1 | 0.53 | 9.02 | 1 | 795.0 ACSS | 0 | 0 | 0 | 0 | 0 | 0 | 0 | 0 | 0 | 0 | 0 | 0 | 0 | 0 | 0 | 0 | 0 | 0 | 0 | 0 | 0 | 0 | 0 | 12 | 0
NO |  | 24 | 2016 | 2 | 11 | 11 |  | TL1092B NORTH EDINBURG | NORTH MCALLEN CKT #2 | 138 | 138 | 1 | 9.24 | 0 | 1 | 795.0 ACSS | 0 | 0 | 0 | 0 | 0 | 0 | 0 | 0 | 0 | 0 | 0 | 0 | 0 | 0 | 0 | 0 | 0 | 0 | 0 | 0 | 0 | 0 | 0 | 12 | 0
NO |  | 24 | 2016 | 2 | 12 | 12 |  | TL1093 NORTH MCALLEN | SOUTH MCALLEN | 138 | 138 | 1 | 2.63 | 0 | 1 | 795.0 ACSS | 0 | 0 | 0 | 0 | 0 | 0 | 0 | 0 | 0 | 0 | 0 | 0 | 0 | 0 | 0 | 0 | 0 | 0 | 0 | 0 | 0 | 0 | 0 | 12 | 0
NO |  | 24 | 2016 | 2 | 13 | 13 |  |  |  | 0 | 0 | 2 | 0.65 | 0 | 0 |  | 0 | 0 | 0 | 0 | 0 | 0 | 0 | 0 | 0 | 0 | 0 | 0 | 0 | 0 | 0 | 0 | 0 | 0 | 0 | 0 | 0 | 0 | 0 | 12 | 0
NO |  | 24 | 2016 | 2 | 14 | 14 |  | TL1094 LAS MILPAS | SOUTH MCCALLEN | 138 | 138 | 1 | 0.3 | 0 | 1 | 959 ACSS | 0 | 0 | 0 | 0 | 0 | 0 | 0 | 0 | 0 | 0 | 0 | 0 | 0 | 0 | 0 | 0 | 0 | 0 | 0 | 0 | 0 | 0 | 0 | 12 | 0
NO |  | 24 | 2016 | 2 | 15 | 15 |  | TL1095 MILITARY HIGHWAY | CFE TIE | 138 | 138 | 1 | 0.14 | 0 | 1 | 795.0 ACSR | 0 | 0 | 0 | 0 | 0 | 0 | 0 | 0 | 0 | 0 | 0 | 0 | 0 | 0 | 0 | 0 | 0 | 0 | 0 | 0 | 0 | 0 | 0 | 12 | 0
NO |  | 24 | 2016 | 2 | 16 | 16 |  | TL1096 PORT ISABEL | PORT ISABEL | 138 | 138 | 4 | 8.56 | 0 | 1 | 750.0 MCM CU | 0 | 0 | 0 | 0 | 0 | 0 | 0 | 0 | 0 | 0 | 0 | 0 | 0 | 0 | 0 | 0 | 0 | 0 | 0 | 0 | 0 | 0 | 0 | 12 | 0
NO |  | 24 | 2016 | 2 | 17 | 17 |  | TL1097 LA PALMA | RIO HONDO CKT #1 | 138 | 138 | 1 | 10.09 | 0 | 1 | 2x795.0 ACSS | 0 | 0 | 0 | 0 | 0 | 0 | 0 | 0 | 0 | 0 | 0 | 0 | 0 | 0 | 0 | 0 | 0 | 0 | 0 | 0 | 0 | 0 | 0 | 12 | 0
NO |  | 24 | 2016 | 2 | 18 | 18 |  | TL1117 FRONTERA | SOUTH MCALLEN | 138 | 138 | 1 | 14.66 | 0 | 1 | 1272.0 ACSR | 0 | 0 | 0 | 0 | 0 | 0 | 0 | 0 | 0 | 0 | 0 | 0 | 0 | 0 | 0 | 0 | 0 | 0 | 0 | 0 | 0 | 0 | 0 | 12 | 0
NO |  | 24 | 2016 | 2 | 19 | 19 |  | TL1117A AGAVE | SLU TAYLOR | 138 | 138 | 1 | 0.15 | 0 | 1 | 1272.0 ACSR | 0 | 0 | 0 | 0 | 0 | 0 | 0 | 0 | 0 | 0 | 0 | 0 | 0 | 0 | 0 | 0 | 0 | 0 | 0 | 0 | 0 | 0 | 0 | 12 | 0
NO |  | 24 | 2016 | 2 | 20 | 20 |  | TL1119 RIO GRANDE CITY | ROMA TAP | 138 | 138 | 1 | 7.61 | 0 | 1 | 795.0 ACSR | 0 | 0 | 0 | 0 | 0 | 0 | 0 | 0 | 0 | 0 | 0 | 0 | 0 | 0 | 0 | 0 | 0 | 0 | 0 | 0 | 0 | 0 | 0 | 12 | 0
NO |  | 24 | 2016 | 2 | 21 | 21 |  | TL1121 POLK | PHARR | 138 | 138 | 1 | 3.56 | 0 | 1 | 795.0 ACSS | 0 | 0 | 0 | 0 | 0 | 0 | 0 | 0 | 0 | 0 | 0 | 0 | 0 | 0 | 0 | 0 | 0 | 0 | 0 | 0 | 0 | 0 | 0 | 12 | 0
NO |  | 24 | 2016 | 2 | 22 | 22 |  | TL1122 HEC | WESLACO SS | 138 | 138 | 1 | 11.52 | 0 | 1 | 795.0 ACSR | 0 | 0 | 0 | 0 | 0 | 0 | 0 | 0 | 0 | 0 | 0 | 0 | 0 | 0 | 0 | 0 | 0 | 0 | 0 | 0 | 0 | 0 | 0 | 12 | 0
NO |  | 24 | 2016 | 2 | 23 | 23 |  | TL1123 HEC | MVEC PHARR | 138 | 138 | 1 | 7.68 | 0 | 1 | 795.0 ACSS | 0 | 0 | 0 | 0 | 0 | 0 | 0 | 0 | 0 | 0 | 0 | 0 | 0 | 0 | 0 | 0 | 0 | 0 | 0 | 0 | 0 | 0 | 0 | 12 | 0
NO |  | 24 | 2016 | 2 | 24 | 24 |  | TL3001A LON HILL | WARBURTON | 138 | 138 | 1 | 57.4 | 14.36 | 1 | 336.0 ACSR | 0 | 0 | 0 | 0 | 0 | 0 | 0 | 0 | 0 | 0 | 0 | 0 | 0 | 0 | 0 | 0 | 0 | 0 | 0 | 0 | 0 | 0 | 0 | 12 | 0
NO |  | 24 | 2016 | 2 | 25 | 25 |  |  |  | 138 | 138 | 1 | 1.4 | 0 | 1 | 795.0 ACSR | 0 | 0 | 0 | 0 | 0 | 0 | 0 | 0 | 0 | 0 | 0 | 0 | 0 | 0 | 0 | 0 | 0 | 0 | 0 | 0 | 0 | 0 | 0 | 12 | 0
NO |  | 24 | 2016 | 2 | 26 | 26 |  | TL3001B WARBURTON | VICTORIA | 138 | 138 | 2 | 14.64 | 0 | 1 | 336.0 ACSR | 0 | 0 | 0 | 0 | 0 | 0 | 0 | 0 | 0 | 0 | 0 | 0 | 0 | 0 | 0 | 0 | 0 | 0 | 0 | 0 | 0 | 0 | 0 | 12 | 0
NO |  | 24 | 2016 | 2 | 27 | 27 |  | TL3002 COLETO | KENEDY SS | 138 | 138 | 2 | 45.14 | 0 | 1 | 795.0 ACSR | 0 | 0 | 0 | 0 | 0 | 0 | 0 | 0 | 0 | 0 | 0 | 0 | 0 | 0 | 0 | 0 | 0 | 0 | 0 | 0 | 0 | 0 | 0 | 12 | 0
NO |  | 24 | 2016 | 2 | 28 | 28 |  | TL3003 KENEDY SS | CPSB V.H. BRAUNIG | 138 | 138 | 2 | 13.71 | 0 | 1 | 477.0 ACSR | 0 | 0 | 0 | 0 | 0 | 0 | 0 | 0 | 0 | 0 | 0 | 0 | 0 | 0 | 0 | 0 | 0 | 0 | 0 | 0 | 0 | 0 | 0 | 12 | 0
NO |  | 24 | 2016 | 2 | 29 | 29 |  | TL3004 KENEDY SS | PLEASANTON | 138 | 138 | 2 | 40.14 | 0 | 1 | 266.8 ACSR | 0 | 0 | 0 | 0 | 0 | 0 | 0 | 0 | 0 | 0 | 0 | 0 | 0 | 0 | 0 | 0 | 0 | 0 | 0 | 0 | 0 | 0 | 0 | 12 | 0
NO |  | 24 | 2016 | 2 | 30 | 30 |  | TL3005 EL CAMPO | VICTORIA | 138 | 138 | 2 | 21.57 | 4.78 | 1 | 795.0 ACSR | 0 | 0 | 0 | 0 | 0 | 0 | 0 | 0 | 0 | 0 | 0 | 0 | 0 | 0 | 0 | 0 | 0 | 0 | 0 | 0 | 0 | 0 | 0 | 12 | 0
NO |  | 24 | 2016 | 2 | 31 | 31 |  | TL3006 EL CAMPO | VICTORIA | 138 | 138 | 2 | 9.72 | 0 | 1 | 795.0 ACSR | 0 | 0 | 0 | 0 | 0 | 0 | 0 | 0 | 0 | 0 | 0 | 0 | 0 | 0 | 0 | 0 | 0 | 0 | 0 | 0 | 0 | 0 | 0 | 12 | 0
NO |  | 24 | 2016 | 2 | 32 | 32 |  | TL3007 EL CAMPO | VICTORIA | 138 | 138 | 1 | 2.09 | 0 | 1 | 795.0 AAAC | 0 | 0 | 0 | 0 | 0 | 0 | 0 | 0 | 0 | 0 | 0 | 0 | 0 | 0 | 0 | 0 | 0 | 0 | 0 | 0 | 0 | 0 | 0 | 12 | 0
NO |  | 24 | 2016 | 2 | 33 | 33 |  |  |  | 0 | 0 | 2 | 17.93 | 0 | 0 | 795.0 ACSR | 0 | 0 | 0 | 0 | 0 | 0 | 0 | 0 | 0 | 0 | 0 | 0 | 0 | 0 | 0 | 0 | 0 | 0 | 0 | 0 | 0 | 0 | 0 | 12 | 0
NO |  | 24 | 2016 | 2 | 35 | 35 |  | TL3008 EL CAMPO | LANE CITY | 138 | 138 | 1 | 1.43 | 0 | 1 | 795.0 AAC | 0 | 0 | 0 | 0 | 0 | 0 | 0 | 0 | 0 | 0 | 0 | 0 | 0 | 0 | 0 | 0 | 0 | 0 | 0 | 0 | 0 | 0 | 0 | 12 | 0
NO |  | 24 | 2016 | 3 | 1 | 1 |  |  |  | 0 | 0 | 2 | 15.81 | 0 | 0 | 795.0 ACSR | 0 | 0 | 0 | 0 | 0 | 0 | 0 | 0 | 0 | 0 | 0 | 0 | 0 | 0 | 0 | 0 | 0 | 0 | 0 | 0 | 0 | 0 | 0 | 12 | 0
NO |  | 24 | 2016 | 3 | 2 | 2 |  | TL3009 EL CAMPO | LANE CITY | 138 | 138 | 2 | 1.41 | 0 | 1 | 795.0 ACSR | 0 | 0 | 0 | 0 | 0 | 0 | 0 | 0 | 0 | 0 | 0 | 0 | 0 | 0 | 0 | 0 | 0 | 0 | 0 | 0 | 0 | 0 | 0 | 12 | 0
NO |  | 24 | 2016 | 3 | 3 | 3 |  | TL3010 LOLITA | VICTORIA | 138 | 138 | 2 | 23.96 | 0 | 1 | 795.0 ACSR | 0 | 0 | 0 | 0 | 0 | 0 | 0 | 0 | 0 | 0 | 0 | 0 | 0 | 0 | 0 | 0 | 0 | 0 | 0 | 0 | 0 | 0 | 0 | 12 | 0
NO |  | 24 | 2016 | 3 | 4 | 4 |  | TL3010 LOLITA | VICTORIA | 0 | 0 | 3 | 4.78 | 0 | 0 |  | 0 | 0 | 0 | 0 | 0 | 0 | 0 | 0 | 0 | 0 | 0 | 0 | 0 | 0 | 0 | 0 | 0 | 0 | 0 | 0 | 0 | 0 | 0 | 12 | 0
NO |  | 24 | 2016 | 3 | 5 | 5 |  | TL3011 BLESSING | LOLITA | 138 | 138 | 2 | 22.51 | 0 | 1 | 795.0 ACSR | 0 | 0 | 0 | 0 | 0 | 0 | 0 | 0 | 0 | 0 | 0 | 0 | 0 | 0 | 0 | 0 | 0 | 0 | 0 | 0 | 0 | 0 | 0 | 12 | 0
NO |  | 24 | 2016 | 3 | 6 | 6 |  | TL3012 BLESSING | LANE CITY | 138 | 138 | 2 | 25.5 | 0 | 1 | 477.0 ACSR | 0 | 0 | 0 | 0 | 0 | 0 | 0 | 0 | 0 | 0 | 0 | 0 | 0 | 0 | 0 | 0 | 0 | 0 | 0 | 0 | 0 | 0 | 0 | 12 | 0
NO |  | 24 | 2016 | 3 | 7 | 7 |  | TL3013 DUPONT SS | VICTORIA NORTH | 138 | 138 | 1 | 0 | 7.65 | 1 | 795.0 ACSR | 0 | 0 | 0 | 0 | 0 | 0 | 0 | 0 | 0 | 0 | 0 | 0 | 0 | 0 | 0 | 0 | 0 | 0 | 0 | 0 | 0 | 0 | 0 | 12 | 0
NO |  | 24 | 2016 | 3 | 8 | 8 |  | TL3014 BIG THREE | DUPONT SS | 138 | 138 | 2 | 4.28 | 0.14 | 1 | 477.0 ACSR | 0 | 0 | 0 | 0 | 0 | 0 | 0 | 0 | 0 | 0 | 0 | 0 | 0 | 0 | 0 | 0 | 0 | 0 | 0 | 0 | 0 | 0 | 0 | 12 | 0
NO |  | 24 | 2016 | 3 | 9 | 9 |  |  |  | 0 | 0 | 3 | 0.04 | 0 | 0 | 795.0 ACSR | 0 | 0 | 0 | 0 | 0 | 0 | 0 | 0 | 0 | 0 | 0 | 0 | 0 | 0 | 0 | 0 | 0 | 0 | 0 | 0 | 0 | 0 | 0 | 12 | 0
NO |  | 24 | 2016 | 3 | 10 | 10 |  | TL3015 FORMOSA | LOLITA | 138 | 138 | 2 | 11.84 | 0 | 1 | 795.0 ACSR | 0 | 0 | 0 | 0 | 0 | 0 | 0 | 0 | 0 | 0 | 0 | 0 | 0 | 0 | 0 | 0 | 0 | 0 | 0 | 0 | 0 | 0 | 0 | 12 | 0
NO |  | 24 | 2016 | 3 | 11 | 11 |  | TL3016 JOSLIN | ALCOA (1) | 138 | 138 | 1 | 0 | 1.09 | 1 | 1590.0 ACSR | 0 | 0 | 0 | 0 | 0 | 0 | 0 | 0 | 0 | 0 | 0 | 0 | 0 | 0 | 0 | 0 | 0 | 0 | 0 | 0 | 0 | 0 | 0 | 12 | 0
NO |  | 24 | 2016 | 3 | 12 | 12 |  | TL3017 JOSLIN | ALCOA (2) | 138 | 138 | 3 | 1.09 | 0 | 1 | 1590.0 ACSR | 0 | 0 | 0 | 0 | 0 | 0 | 0 | 0 | 0 | 0 | 0 | 0 | 0 | 0 | 0 | 0 | 0 | 0 | 0 | 0 | 0 | 0 | 0 | 12 | 0
NO |  | 24 | 2016 | 3 | 13 | 13 |  | TL3018 CARBIDE SEADRIFT | JOSLIN | 138 | 138 | 1 | 0.68 | 6.93 | 1 | 795.0 ACSR | 0 | 0 | 0 | 0 | 0 | 0 | 0 | 0 | 0 | 0 | 0 | 0 | 0 | 0 | 0 | 0 | 0 | 0 | 0 | 0 | 0 | 0 | 0 | 12 | 0
NO |  | 24 | 2016 | 3 | 14 | 14 |  |  |  | 0 | 0 | 3 | 12.15 | 0 | 0 |  | 0 | 0 | 0 | 0 | 0 | 0 | 0 | 0 | 0 | 0 | 0 | 0 | 0 | 0 | 0 | 0 | 0 | 0 | 0 | 0 | 0 | 0 | 0 | 12 | 0
NO |  | 24 | 2016 | 3 | 15 | 15 |  | TL3019 AIRCO | RINCON | 138 | 138 | 2 | 51.46 | 0 | 1 | 477.0 ACSR | 0 | 0 | 0 | 0 | 0 | 0 | 0 | 0 | 0 | 0 | 0 | 0 | 0 | 0 | 0 | 0 | 0 | 0 | 0 | 0 | 0 | 0 | 0 | 12 | 0
NO |  | 24 | 2016 | 3 | 16 | 16 |  | TL3021 DUPONT SS | DUPONT # 1 | 138 | 138 | 1 | 2.09 | 0 | 1 | 795.0 AAC | 0 | 0 | 0 | 0 | 0 | 0 | 0 | 0 | 0 | 0 | 0 | 0 | 0 | 0 | 0 | 0 | 0 | 0 | 0 | 0 | 0 | 0 | 0 | 12 | 0
NO |  | 24 | 2016 | 3 | 17 | 17 |  | TL3022 CELANESE | CONOCO | 138 | 138 | 1 | 0.06 | 0 | 1 | 795.0 ACSR | 0 | 0 | 0 | 0 | 0 | 0 | 0 | 0 | 0 | 0 | 0 | 0 | 0 | 0 | 0 | 0 | 0 | 0 | 0 | 0 | 0 | 0 | 0 | 12 | 0
NO |  | 24 | 2016 | 3 | 18 | 18 |  | TL3026 DUPONT SS | DUPONT # 2 | 138 | 138 | 1 | 2.08 | 0 | 1 | 795.0 AAC | 0 | 0 | 0 | 0 | 0 | 0 | 0 | 0 | 0 | 0 | 0 | 0 | 0 | 0 | 0 | 0 | 0 | 0 | 0 | 0 | 0 | 0 | 0 | 12 | 0
NO |  | 24 | 2016 | 3 | 19 | 19 |  | TL3027 DUPONT SS | VICTORIA SOUTH | 138 | 138 | 3 | 7.65 | 0 | 1 | 795.0 ACSR | 0 | 0 | 0 | 0 | 0 | 0 | 0 | 0 | 0 | 0 | 0 | 0 | 0 | 0 | 0 | 0 | 0 | 0 | 0 | 0 | 0 | 0 | 0 | 12 | 0
NO |  | 24 | 2016 | 3 | 20 | 20 |  | TL3030 BLESSING | PORT LAVACA | 69 | 138 | 1 | 2.02 | 0 | 1 | 4/0 ACSR | 0 | 0 | 0 | 0 | 0 | 0 | 0 | 0 | 0 | 0 | 0 | 0 | 0 | 0 | 0 | 0 | 0 | 0 | 0 | 0 | 0 | 0 | 0 | 12 | 0
NO |  | 24 | 2016 | 3 | 21 | 21 |  | TL3032 BLESSING | PORT LAVACA | 69 | 138 | 1 | 2.11 | 0 | 1 | 477.0 ACSR | 0 | 0 | 0 | 0 | 0 | 0 | 0 | 0 | 0 | 0 | 0 | 0 | 0 | 0 | 0 | 0 | 0 | 0 | 0 | 0 | 0 | 0 | 0 | 12 | 0
NO |  | 24 | 2016 | 3 | 22 | 22 |  |  |  | 0 | 0 | 3 | 3.61 | 0 | 0 |  | 0 | 0 | 0 | 0 | 0 | 0 | 0 | 0 | 0 | 0 | 0 | 0 | 0 | 0 | 0 | 0 | 0 | 0 | 0 | 0 | 0 | 0 | 0 | 12 | 0
NO |  | 24 | 2016 | 3 | 23 | 23 |  | TL3034 BLESSING | CELANESE BAY CITY | 138 | 138 | 2 | 5.74 | 0 | 1 | 795.0 ACSR | 0 | 0 | 0 | 0 | 0 | 0 | 0 | 0 | 0 | 0 | 0 | 0 | 0 | 0 | 0 | 0 | 0 | 0 | 0 | 0 | 0 | 0 | 0 | 12 | 0
NO |  | 24 | 2016 | 3 | 24 | 24 |  | TL3035 BAY CITY | CONOCO | 138 | 138 | 1 | 0.84 | 0 | 1 | 795.0 ACSR | 0 | 0 | 0 | 0 | 0 | 0 | 0 | 0 | 0 | 0 | 0 | 0 | 0 | 0 | 0 | 0 | 0 | 0 | 0 | 0 | 0 | 0 | 0 | 12 | 0
NO |  | 24 | 2016 | 3 | 25 | 25 |  |  |  | 0 | 0 | 2 | 18.68 | 0 | 0 |  | 0 | 0 | 0 | 0 | 0 | 0 | 0 | 0 | 0 | 0 | 0 | 0 | 0 | 0 | 0 | 0 | 0 | 0 | 0 | 0 | 0 | 0 | 0 | 12 | 0
NO |  | 24 | 2016 | 3 | 26 | 26 |  | TL3036 BAY CITY | LANE CITY | 138 | 138 | 1 | 0.14 | 0 | 1 | 795.0 ACSR | 0 | 0 | 0 | 0 | 0 | 0 | 0 | 0 | 0 | 0 | 0 | 0 | 0 | 0 | 0 | 0 | 0 | 0 | 0 | 0 | 0 | 0 | 0 | 12 | 0
NO |  | 24 | 2016 | 3 | 27 | 27 |  |  |  | 0 | 0 | 2 | 14.9 | 0 | 0 |  | 0 | 0 | 0 | 0 | 0 | 0 | 0 | 0 | 0 | 0 | 0 | 0 | 0 | 0 | 0 | 0 | 0 | 0 | 0 | 0 | 0 | 0 | 0 | 12 | 0
NO |  | 24 | 2016 | 3 | 28 | 28 |  | TL3044 SIGMOR | THREE RIVERS | 138 | 138 | 2 | 3.64 | 0 | 1 | 795.0 ACSR | 0 | 0 | 0 | 0 | 0 | 0 | 0 | 0 | 0 | 0 | 0 | 0 | 0 | 0 | 0 | 0 | 0 | 0 | 0 | 0 | 0 | 0 | 0 | 12 | 0
NO |  | 24 | 2016 | 3 | 29 | 29 |  | TL3045 SIGMOR | STEC ORANGE GROVE | 138 | 138 | 2 | 1.83 | 0 | 1 | 795.0 ACSR | 0 | 0 | 0 | 0 | 0 | 0 | 0 | 0 | 0 | 0 | 0 | 0 | 0 | 0 | 0 | 0 | 0 | 0 | 0 | 0 | 0 | 0 | 0 | 12 | 0
NO |  | 24 | 2016 | 3 | 30 | 30 |  | TL3046 SIGMOR | STEC SAN MIGUEL | 138 | 138 | 1 | 2.41 | 0 | 1 | 1/0 ACSR | 0 | 0 | 0 | 0 | 0 | 0 | 0 | 0 | 0 | 0 | 0 | 0 | 0 | 0 | 0 | 0 | 0 | 0 | 0 | 0 | 0 | 0 | 0 | 12 | 0
NO |  | 24 | 2016 | 3 | 31 | 31 |  |  |  | 0 | 0 | 2 | 1.83 | 0 | 0 | 795.0 ACSR | 0 | 0 | 0 | 0 | 0 | 0 | 0 | 0 | 0 | 0 | 0 | 0 | 0 | 0 | 0 | 0 | 0 | 0 | 0 | 0 | 0 | 0 | 0 | 12 | 0
NO |  | 24 | 2016 | 3 | 32 | 32 |  | TL3084 VICTORIA | LCRA CUERO | 138 | 138 | 1 | 4.04 | 0 | 1 | 795.0 ACSR | 0 | 0 | 0 | 0 | 0 | 0 | 0 | 0 | 0 | 0 | 0 | 0 | 0 | 0 | 0 | 0 | 0 | 0 | 0 | 0 | 0 | 0 | 0 | 12 | 0
NO |  | 24 | 2016 | 3 | 33 | 33 |  |  |  | 0 | 0 | 2 | 13.82 | 0 | 0 |  | 0 | 0 | 0 | 0 | 0 | 0 | 0 | 0 | 0 | 0 | 0 | 0 | 0 | 0 | 0 | 0 | 0 | 0 | 0 | 0 | 0 | 0 | 0 | 12 | 0
NO |  | 24 | 2016 | 3 | 34 | 34 |  | TL3085 VICTORIA | LCRA CUERO | 138 | 138 | 2 | 10.88 | 0 | 1 | 795.0 ACSR | 0 | 0 | 0 | 0 | 0 | 0 | 0 | 0 | 0 | 0 | 0 | 0 | 0 | 0 | 0 | 0 | 0 | 0 | 0 | 0 | 0 | 0 | 0 | 12 | 0
NO |  | 24 | 2016 | 4 | 1 | 1 |  | TL3111 DUPONT SS | JOSLIN | 138 | 138 | 2 | 17.36 | 0 | 1 | 795.0 ACSR | 0 | 0 | 0 | 0 | 0 | 0 | 0 | 0 | 0 | 0 | 0 | 0 | 0 | 0 | 0 | 0 | 0 | 0 | 0 | 0 | 0 | 0 | 0 | 12 | 0
NO |  | 24 | 2016 | 4 | 2 | 2 |  |  |  | 0 | 0 | 3 | 0.95 | 0 | 0 |  | 0 | 0 | 0 | 0 | 0 | 0 | 0 | 0 | 0 | 0 | 0 | 0 | 0 | 0 | 0 | 0 | 0 | 0 | 0 | 0 | 0 | 0 | 0 | 12 | 0
NO |  | 24 | 2016 | 4 | 3 | 3 |  | TL3112 DUPONT SS | JOSLIN | 138 | 138 | 1 | 0.42 | 0 | 1 | 795.0 ACSR | 0 | 0 | 0 | 0 | 0 | 0 | 0 | 0 | 0 | 0 | 0 | 0 | 0 | 0 | 0 | 0 | 0 | 0 | 0 | 0 | 0 | 0 | 0 | 12 | 0
NO |  | 24 | 2016 | 4 | 4 | 4 |  |  |  | 0 | 0 | 2 | 13.68 | 0 | 0 |  | 0 | 0 | 0 | 0 | 0 | 0 | 0 | 0 | 0 | 0 | 0 | 0 | 0 | 0 | 0 | 0 | 0 | 0 | 0 | 0 | 0 | 0 | 0 | 12 | 0
NO |  | 24 | 2016 | 4 | 5 | 5 |  | TL3112 DUPONT SS | JOSLIN | 0 | 0 | 3 | 0.18 | 0 | 0 |  | 0 | 0 | 0 | 0 | 0 | 0 | 0 | 0 | 0 | 0 | 0 | 0 | 0 | 0 | 0 | 0 | 0 | 0 | 0 | 0 | 0 | 0 | 0 | 12 | 0
NO |  | 24 | 2016 | 4 | 6 | 6 |  | TL3113B BLESSING | CELANESE BAY CITY | 138 | 138 | 2 | 5.8 | 0 | 1 | 795.0 ACSR | 0 | 0 | 0 | 0 | 0 | 0 | 0 | 0 | 0 | 0 | 0 | 0 | 0 | 0 | 0 | 0 | 0 | 0 | 0 | 0 | 0 | 0 | 0 | 12 | 0
NO |  | 24 | 2016 | 4 | 7 | 7 |  | TL3114 STP PUMP TAP | STP CONSTRUCTION | 138 | 138 | 3 | 6.4 | 0 | 1 | 795.0 ACSR | 0 | 0 | 0 | 0 | 0 | 0 | 0 | 0 | 0 | 0 | 0 | 0 | 0 | 0 | 0 | 0 | 0 | 0 | 0 | 0 | 0 | 0 | 0 | 12 | 0
NO |  | 24 | 2016 | 4 | 8 | 8 |  | TL3115 STP CONSTRUCTION | STP RIVER PUMP | 138 | 138 | 1 | 4.36 | 0 | 1 | 4/0 ACSR | 0 | 0 | 0 | 0 | 0 | 0 | 0 | 0 | 0 | 0 | 0 | 0 | 0 | 0 | 0 | 0 | 0 | 0 | 0 | 0 | 0 | 0 | 0 | 12 | 0
NO |  | 24 | 2016 | 4 | 9 | 9 |  | TL3118 COLETO CREEK NORTH | VICTORIA | 138 | 138 | 2 | 11.1 | 0 | 1 | 1590.0 ACSR | 0 | 0 | 0 | 0 | 0 | 0 | 0 | 0 | 0 | 0 | 0 | 0 | 0 | 0 | 0 | 0 | 0 | 0 | 0 | 0 | 0 | 0 | 0 | 12 | 0
NO |  | 24 | 2016 | 4 | 10 | 10 |  |  |  | 0 | 0 | 3 | 4.81 | 0 | 0 |  | 0 | 0 | 0 | 0 | 0 | 0 | 0 | 0 | 0 | 0 | 0 | 0 | 0 | 0 | 0 | 0 | 0 | 0 | 0 | 0 | 0 | 0 | 0 | 12 | 0
NO |  | 24 | 2016 | 4 | 11 | 11 |  | TL3119 COLETO CREEK SOUTH | VICTORIA | 138 | 138 | 2 | 6.76 | 0 | 1 | 1590.0 ACSR | 0 | 0 | 0 | 0 | 0 | 0 | 0 | 0 | 0 | 0 | 0 | 0 | 0 | 0 | 0 | 0 | 0 | 0 | 0 | 0 | 0 | 0 | 0 | 12 | 0
NO |  | 24 | 2016 | 4 | 12 | 12 |  |  |  | 0 | 0 | 3 | 8.84 | 0 | 0 |  | 0 | 0 | 0 | 0 | 0 | 0 | 0 | 0 | 0 | 0 | 0 | 0 | 0 | 0 | 0 | 0 | 0 | 0 | 0 | 0 | 0 | 0 | 0 | 12 | 0
NO |  | 24 | 2016 | 4 | 13 | 13 |  | TL3122 CARBIDE SEADRIFT | VISTRON | 138 | 138 | 2 | 6.13 | 0 | 1 | 477.0 ACSR | 0 | 0 | 0 | 0 | 0 | 0 | 0 | 0 | 0 | 0 | 0 | 0 | 0 | 0 | 0 | 0 | 0 | 0 | 0 | 0 | 0 | 0 | 0 | 12 | 0
NO |  | 24 | 2016 | 4 | 14 | 14 |  |  |  | 0 | 0 |  | 0 | 0 | 0 | 795.0 ACSR | 0 | 0 | 0 | 0 | 0 | 0 | 0 | 0 | 0 | 0 | 0 | 0 | 0 | 0 | 0 | 0 | 0 | 0 | 0 | 0 | 0 | 0 | 0 | 12 | 0
NO |  | 24 | 2016 | 4 | 15 | 15 |  | TL3124 FORMOSA | JOSLIN | 138 | 138 | 2 | 0.69 | 0 | 1 | 795.0 ACSR | 0 | 0 | 0 | 0 | 0 | 0 | 0 | 0 | 0 | 0 | 0 | 0 | 0 | 0 | 0 | 0 | 0 | 0 | 0 | 0 | 0 | 0 | 0 | 12 | 0
NO |  | 24 | 2016 | 4 | 16 | 16 |  |  |  | 0 | 0 | 3 | 1.84 | 0 | 0 |  | 0 | 0 | 0 | 0 | 0 | 0 | 0 | 0 | 0 | 0 | 0 | 0 | 0 | 0 | 0 | 0 | 0 | 0 | 0 | 0 | 0 | 0 | 0 | 12 | 0
NO |  | 24 | 2016 | 4 | 17 | 17 |  | TL3125 BIG THREE | VISTRON | 138 | 138 | 2 | 10.52 | 0 | 1 | 477.0 ACSR | 0 | 0 | 0 | 0 | 0 | 0 | 0 | 0 | 0 | 0 | 0 | 0 | 0 | 0 | 0 | 0 | 0 | 0 | 0 | 0 | 0 | 0 | 0 | 12 | 0
NO |  | 24 | 2016 | 4 | 18 | 18 |  |  |  | 0 | 0 |  | 0 | 0 | 0 | 795.0 ACSR | 0 | 0 | 0 | 0 | 0 | 0 | 0 | 0 | 0 | 0 | 0 | 0 | 0 | 0 | 0 | 0 | 0 | 0 | 0 | 0 | 0 | 0 | 0 | 12 | 0
NO |  | 24 | 2016 | 4 | 19 | 19 |  | TL3126 CELANESE | CONOCO | 138 | 138 | 2 | 10.37 | 0 | 1 | 795.0 ACSR | 0 | 0 | 0 | 0 | 0 | 0 | 0 | 0 | 0 | 0 | 0 | 0 | 0 | 0 | 0 | 0 | 0 | 0 | 0 | 0 | 0 | 0 | 0 | 12 | 0
NO |  | 24 | 2016 | 4 | 20 | 20 |  | TL3127 AIRCO | CARBIDE | 138 | 138 | 2 | 1.43 | 0 | 1 | 477.0 ACSR | 0 | 0 | 0 | 0 | 0 | 0 | 0 | 0 | 0 | 0 | 0 | 0 | 0 | 0 | 0 | 0 | 0 | 0 | 0 | 0 | 0 | 0 | 0 | 12 | 0
NO |  | 24 | 2016 | 4 | 21 | 21 |  | TL3139 CHASEFIELD TAP#2 | CHASEFIELD | 69 | 138 | 1 | 4.58 | 0 | 1 | 795.0 ACSR | 0 | 0 | 0 | 0 | 0 | 0 | 0 | 0 | 0 | 0 | 0 | 0 | 0 | 0 | 0 | 0 | 0 | 0 | 0 | 0 | 0 | 0 | 0 | 12 | 0
NO |  | 24 | 2016 | 4 | 22 | 22 |  | TL5001 KINGSVILLE | LON HILL | 138 | 138 | 1 | 37.29 | 0 | 1 | 795.0 ACSR | 0 | 0 | 0 | 0 | 0 | 0 | 0 | 0 | 0 | 0 | 0 | 0 | 0 | 0 | 0 | 0 | 0 | 0 | 0 | 0 | 0 | 0 | 0 | 12 | 0
NO |  | 24 | 2016 | 4 | 23 | 23 |  |  |  | 138 | 138 | 1 | 0.5 | 0 | 1 | 477 ACSR | 0 | 0 | 0 | 0 | 0 | 0 | 0 | 0 | 0 | 0 | 0 | 0 | 0 | 0 | 0 | 0 | 0 | 0 | 0 | 0 | 0 | 0 | 0 | 12 | 0
NO |  | 24 | 2016 | 4 | 24 | 24 |  |  |  | 0 | 0 | 2 | 29.07 | 0 | 0 |  | 0 | 0 | 0 | 0 | 0 | 0 | 0 | 0 | 0 | 0 | 0 | 0 | 0 | 0 | 0 | 0 | 0 | 0 | 0 | 0 | 0 | 0 | 0 | 12 | 0
NO |  | 24 | 2016 | 4 | 25 | 25 |  |  |  | 0 | 0 | 3 | 6.87 | 0 | 0 |  | 0 | 0 | 0 | 0 | 0 | 0 | 0 | 0 | 0 | 0 | 0 | 0 | 0 | 0 | 0 | 0 | 0 | 0 | 0 | 0 | 0 | 0 | 0 | 12 | 0
NO |  | 24 | 2016 | 4 | 26 | 26 |  | TL5002 KINGSVILLE | KLEBERG | 138 | 138 | 1 | 1.37 | 0 | 1 | 795.0 ACSR | 0 | 0 | 0 | 0 | 0 | 0 | 0 | 0 | 0 | 0 | 0 | 0 | 0 | 0 | 0 | 0 | 0 | 0 | 0 | 0 | 0 | 0 | 0 | 12 | 0
NO |  | 24 | 2016 | 4 | 27 | 27 |  |  |  | 0 | 0 | 2 | 4.13 | 0 | 0 |  | 0 | 0 | 0 | 0 | 0 | 0 | 0 | 0 | 0 | 0 | 0 | 0 | 0 | 0 | 0 | 0 | 0 | 0 | 0 | 0 | 0 | 0 | 0 | 12 | 0
NO |  | 24 | 2016 | 4 | 28 | 28 |  | TL5003A KLEBERG | LOYOLA | 138 | 138 | 2 | 13.5 | 0 | 1 | 795.0 ACSR | 0 | 0 | 0 | 0 | 0 | 0 | 0 | 0 | 0 | 0 | 0 | 0 | 0 | 0 | 0 | 0 | 0 | 0 | 0 | 0 | 0 | 0 | 0 | 12 | 0
NO |  | 24 | 2016 | 4 | 29 | 29 |  | TL5003B LOYOLA | RAYMONDVILLE #2 | 138 | 138 | 2 | 26.06 | 0 | 1 | 795.0 ACSR | 0 | 0 | 0 | 0 | 0 | 0 | 0 | 0 | 0 | 0 | 0 | 0 | 0 | 0 | 0 | 0 | 0 | 0 | 0 | 0 | 0 | 0 | 0 | 12 | 0
NO |  | 24 | 2016 | 4 | 30 | 30 |  | TL5004 LON HILL | STRATTON | 138 | 138 | 2 | 27.8 | 0 | 1 | 795.0 ACSR | 0 | 0 | 0 | 0 | 0 | 0 | 0 | 0 | 0 | 0 | 0 | 0 | 0 | 0 | 0 | 0 | 0 | 0 | 0 | 0 | 0 | 0 | 0 | 12 | 0
NO |  | 24 | 2016 | 4 | 31 | 31 |  | TL5005A DAVIS | NELSON SHARPE | 138 | 138 | 2 | 10.1 | 0 | 1 | 795.0 ACSR | 0 | 0 | 0 | 0 | 0 | 0 | 0 | 0 | 0 | 0 | 0 | 0 | 0 | 0 | 0 | 0 | 0 | 0 | 0 | 0 | 0 | 0 | 0 | 12 | 0
NO |  | 24 | 2016 | 4 | 32 | 32 |  | TL5005B CELANESE | NELSON SHARPE | 138 | 138 | 2 | 10.18 | 0 | 1 | 795.0 ACSR | 0 | 0 | 0 | 0 | 0 | 0 | 0 | 0 | 0 | 0 | 0 | 0 | 0 | 0 | 0 | 0 | 0 | 0 | 0 | 0 | 0 | 0 | 0 | 12 | 0
NO |  | 24 | 2016 | 4 | 33 | 33 |  | TL5006A FALFURIAS | KING RANCH GAS PLANT | 138 | 138 | 2 | 20.48 | 0 | 1 | 795.0 ACSR | 0 | 0 | 0 | 0 | 0 | 0 | 0 | 0 | 0 | 0 | 0 | 0 | 0 | 0 | 0 | 0 | 0 | 0 | 0 | 0 | 0 | 0 | 0 | 12 | 0
NO |  | 24 | 2016 | 4 | 34 | 34 |  | TL5006B KING RANCH GAS | STRATTON | 138 | 138 | 2 | 15.76 | 0 | 1 | 795.0 ACSR | 0 | 0 | 0 | 0 | 0 | 0 | 0 | 0 | 0 | 0 | 0 | 0 | 0 | 0 | 0 | 0 | 0 | 0 | 0 | 0 | 0 | 0 | 0 | 12 | 0
NO |  | 24 | 2016 | 4 | 35 | 35 |  | TL5007 HIGHWAY9 | JAVELINA | 138 | 138 | 1 | 0 | 2.12 | 1 | 1272.0 ACSR | 0 | 0 | 0 | 0 | 0 | 0 | 0 | 0 | 0 | 0 | 0 | 0 | 0 | 0 | 0 | 0 | 0 | 0 | 0 | 0 | 0 | 0 | 0 | 12 | 0
NO |  | 24 | 2016 | 5 | 1 | 1 |  | TL5008 JAVELINA | WESTSIDE | 138 | 138 | 1 | 1.14 | 1.52 | 1 | 1272.0 ACSR | 0 | 0 | 0 | 0 | 0 | 0 | 0 | 0 | 0 | 0 | 0 | 0 | 0 | 0 | 0 | 0 | 0 | 0 | 0 | 0 | 0 | 0 | 0 | 12 | 0
NO |  | 24 | 2016 | 5 | 2 | 2 |  |  |  | 0 | 0 | 3 | 0.13 | 0 | 0 |  | 0 | 0 | 0 | 0 | 0 | 0 | 0 | 0 | 0 | 0 | 0 | 0 | 0 | 0 | 0 | 0 | 0 | 0 | 0 | 0 | 0 | 0 | 0 | 12 | 0
NO |  | 24 | 2016 | 5 | 4 | 4 |  | TL5009 LON HILL | WHITEPOINT CKT #2 | 138 | 138 | 1 | 14.48 | 4.4 | 1 | 2x795.0 ACSR | 0 | 0 | 0 | 0 | 0 | 0 | 0 | 0 | 0 | 0 | 0 | 0 | 0 | 0 | 0 | 0 | 0 | 0 | 0 | 0 | 0 | 0 | 0 | 12 | 0
NO |  | 24 | 2016 | 5 | 5 | 5 |  |  |  | 0 | 0 | 2 | 0.26 | 0 | 0 |  | 0 | 0 | 0 | 0 | 0 | 0 | 0 | 0 | 0 | 0 | 0 | 0 | 0 | 0 | 0 | 0 | 0 | 0 | 0 | 0 | 0 | 0 | 0 | 12 | 0
NO |  | 24 | 2016 | 5 | 6 | 6 |  | TL5011 CITGO WEST | LON HILL | 138 | 138 | 2 | 6.12 | 0 | 1 | 795.0 ACSR | 0 | 0 | 0 | 0 | 0 | 0 | 0 | 0 | 0 | 0 | 0 | 0 | 0 | 0 | 0 | 0 | 0 | 0 | 0 | 0 | 0 | 0 | 0 | 12 | 0
NO |  | 24 | 2016 | 5 | 7 | 7 |  | TL5013 HOLLY | WESTSIDE | 138 | 138 | 1 | 2.68 | 1.28 | 1 | 1590.0 ACSR | 0 | 0 | 0 | 0 | 0 | 0 | 0 | 0 | 0 | 0 | 0 | 0 | 0 | 0 | 0 | 0 | 0 | 0 | 0 | 0 | 0 | 0 | 0 | 12 | 0
NO |  | 24 | 2016 | 5 | 8 | 8 |  | TL5016 DAVIS | HOLLY | 138 | 138 | 1 | 0 | 7.09 | 1 | 1590.0 ACSR | 0 | 0 | 0 | 0 | 0 | 0 | 0 | 0 | 0 | 0 | 0 | 0 | 0 | 0 | 0 | 0 | 0 | 0 | 0 | 0 | 0 | 0 | 0 | 12 | 0
NO |  | 24 | 2016 | 5 | 9 | 9 |  | TL5017 HIGHWAY 9 | NUECES BAY CKT #2 | 138 | 138 | 4 | 0.41 | 0.18 | 1 | 1272.0 ACSR | 0 | 0 | 0 | 0 | 0 | 0 | 0 | 0 | 0 | 0 | 0 | 0 | 0 | 0 | 0 | 0 | 0 | 0 | 0 | 0 | 0 | 0 | 0 | 12 | 0
NO |  | 24 | 2016 | 5 | 10 | 10 |  |  |  | 0 | 0 |  | 0 | 0 | 0 | 2500.0 CU | 0 | 0 | 0 | 0 | 0 | 0 | 0 | 0 | 0 | 0 | 0 | 0 | 0 | 0 | 0 | 0 | 0 | 0 | 0 | 0 | 0 | 0 | 0 | 12 | 0
NO |  | 24 | 2016 | 5 | 11 | 11 |  | TL5019 HIGHWAY 9 | NUECES BAY CKT #2 | 138 | 138 | 1 | 0.35 | 0.35 | 1 | 1272.0 ACSR | 0 | 0 | 0 | 0 | 0 | 0 | 0 | 0 | 0 | 0 | 0 | 0 | 0 | 0 | 0 | 0 | 0 | 0 | 0 | 0 | 0 | 0 | 0 | 12 | 0
NO |  | 24 | 2016 | 5 | 12 | 12 |  | TL5020 MORRIS STREET | NUECES BAY | 138 | 138 | 1 | 2.65 | 0 | 1 | 795.0 AAC | 0 | 0 | 0 | 0 | 0 | 0 | 0 | 0 | 0 | 0 | 0 | 0 | 0 | 0 | 0 | 0 | 0 | 0 | 0 | 0 | 0 | 0 | 0 | 12 | 0
NO |  | 24 | 2016 | 5 | 13 | 13 |  | TL5021 MORRIS STREET | WESTSIDE | 138 | 138 | 1 | 4.92 | 1.39 | 1 | 795.0 AAAC | 0 | 0 | 0 | 0 | 0 | 0 | 0 | 0 | 0 | 0 | 0 | 0 | 0 | 0 | 0 | 0 | 0 | 0 | 0 | 0 | 0 | 0 | 0 | 12 | 0
NO |  | 24 | 2016 | 5 | 14 | 14 |  |  |  | 0 | 0 |  | 0 | 0 | 0 | 795.0 ACSR | 0 | 0 | 0 | 0 | 0 | 0 | 0 | 0 | 0 | 0 | 0 | 0 | 0 | 0 | 0 | 0 | 0 | 0 | 0 | 0 | 0 | 0 | 0 | 12 | 0
NO |  | 24 | 2016 | 5 | 15 | 15 |  | TL5022 HIGHWAY 9 | NUECES BAY CKT #1 | 138 | 138 | 3 | 0.18 | 0 | 1 | 1272.0 ACSR | 0 | 0 | 0 | 0 | 0 | 0 | 0 | 0 | 0 | 0 | 0 | 0 | 0 | 0 | 0 | 0 | 0 | 0 | 0 | 0 | 0 | 0 | 0 | 12 | 0
NO |  | 24 | 2016 | 5 | 16 | 16 |  |  |  | 0 | 0 | 4 | 0.41 | 0 | 0 | 2500.0 CU | 0 | 0 | 0 | 0 | 0 | 0 | 0 | 0 | 0 | 0 | 0 | 0 | 0 | 0 | 0 | 0 | 0 | 0 | 0 | 0 | 0 | 0 | 0 | 12 | 0
NO |  | 24 | 2016 | 5 | 17 | 17 |  | TL5027 AIRLINE | DAVIS CKT#1 | 138 | 138 | 1 | 0 | 11.48 | 1 | 1590.0 ACSR | 0 | 0 | 0 | 0 | 0 | 0 | 0 | 0 | 0 | 0 | 0 | 0 | 0 | 0 | 0 | 0 | 0 | 0 | 0 | 0 | 0 | 0 | 0 | 12 | 0
NO |  | 24 | 2016 | 5 | 18 | 18 |  | TL5029 ALICE | KINGSVILLE | 138 | 138 | 2 | 22.48 | 0 | 1 | 477.0 ACSR | 0 | 0 | 0 | 0 | 0 | 0 | 0 | 0 | 0 | 0 | 0 | 0 | 0 | 0 | 0 | 0 | 0 | 0 | 0 | 0 | 0 | 0 | 0 | 12 | 0
NO |  | 24 | 2016 | 5 | 19 | 19 |  |  |  | 0 | 0 | 0 | 0 | 0 | 0 | 795.0 ACSR | 0 | 0 | 0 | 0 | 0 | 0 | 0 | 0 | 0 | 0 | 0 | 0 | 0 | 0 | 0 | 0 | 0 | 0 | 0 | 0 | 0 | 0 | 0 | 12 | 0
NO |  | 24 | 2016 | 5 | 20 | 20 |  | TL5031 LON HILL | CITY OF ROBSTOWN | 69 | 138 | 1 | 0.74 | 0 | 1 | 795.0 ACSR | 0 | 0 | 0 | 0 | 0 | 0 | 0 | 0 | 0 | 0 | 0 | 0 | 0 | 0 | 0 | 0 | 0 | 0 | 0 | 0 | 0 | 0 | 0 | 12 | 0
NO |  | 24 | 2016 | 5 | 21 | 21 |  | TL5032 AIRLINE | DAVIS CKT#1 | 138 | 138 | 1 | 1.69 | 1.14 | 1 | 1590.0 ACSR | 0 | 0 | 0 | 0 | 0 | 0 | 0 | 0 | 0 | 0 | 0 | 0 | 0 | 0 | 0 | 0 | 0 | 0 | 0 | 0 | 0 | 0 | 0 | 12 | 0
NO |  | 24 | 2016 | 5 | 22 | 22 |  | TL5058A DUPONT SS | WHITEPOINT CKT#1 | 138 | 138 | 1 | 0.15 | 8 | 1 | 795.0 ACSR | 0 | 0 | 0 | 0 | 0 | 0 | 0 | 0 | 0 | 0 | 0 | 0 | 0 | 0 | 0 | 0 | 0 | 0 | 0 | 0 | 0 | 0 | 0 | 12 | 0
NO |  | 24 | 2016 | 5 | 23 | 23 |  | TL5058B DUPONT SS | WHITEPOINT CKT#2 | 138 | 138 | 1 | 0.15 | 0 | 1 | 795.0 ACSR | 0 | 0 | 0 | 0 | 0 | 0 | 0 | 0 | 0 | 0 | 0 | 0 | 0 | 0 | 0 | 0 | 0 | 0 | 0 | 0 | 0 | 0 | 0 | 12 | 0
NO |  | 24 | 2016 | 5 | 24 | 24 |  |  |  | 0 | 0 | 3 | 8 | 0 | 0 |  | 0 | 0 | 0 | 0 | 0 | 0 | 0 | 0 | 0 | 0 | 0 | 0 | 0 | 0 | 0 | 0 | 0 | 0 | 0 | 0 | 0 | 0 | 0 | 12 | 0
NO |  | 24 | 2016 | 5 | 25 | 25 |  | TL5058C NUECES BAY | WHITEPOINT CKT #1 | 138 | 138 | 1 | 0.46 | 0 | 1 | 795.0 ACSR | 0 | 0 | 0 | 0 | 0 | 0 | 0 | 0 | 0 | 0 | 0 | 0 | 0 | 0 | 0 | 0 | 0 | 0 | 0 | 0 | 0 | 0 | 0 | 12 | 0
NO |  | 24 | 2016 | 5 | 26 | 26 |  |  |  | 0 | 0 | 2 | 12.25 | 0 | 0 |  | 0 | 0 | 0 | 0 | 0 | 0 | 0 | 0 | 0 | 0 | 0 | 0 | 0 | 0 | 0 | 0 | 0 | 0 | 0 | 0 | 0 | 0 | 0 | 12 | 0
NO |  | 24 | 2016 | 5 | 27 | 27 |  | TL5061A RINCON | WHITEPOINT CKT #1 | 69 | 138 | 1 | 3.26 | 0.75 | 1 | 795.0 ACSR | 0 | 0 | 0 | 0 | 0 | 0 | 0 | 0 | 0 | 0 | 0 | 0 | 0 | 0 | 0 | 0 | 0 | 0 | 0 | 0 | 0 | 0 | 0 | 12 | 0
NO |  | 24 | 2016 | 5 | 28 | 28 |  | TL5061B SINTON | WHITEPOINT | 69 | 138 | 1 | 3.82 | 0 | 1 | 795.0 ACSR | 0 | 0 | 0 | 0 | 0 | 0 | 0 | 0 | 0 | 0 | 0 | 0 | 0 | 0 | 0 | 0 | 0 | 0 | 0 | 0 | 0 | 0 | 0 | 12 | 0
NO |  | 24 | 2016 | 5 | 29 | 29 |  | TL5062 SINTON | WHITEPOINT | 69 | 138 | 1 | 9.5 | 0 | 1 | 795.0 ACSR | 0 | 0 | 0 | 0 | 0 | 0 | 0 | 0 | 0 | 0 | 0 | 0 | 0 | 0 | 0 | 0 | 0 | 0 | 0 | 0 | 0 | 0 | 0 | 12 | 0
NO |  | 24 | 2016 | 5 | 31 | 31 |  | TL5072A ARANSAS PASS | DUPONT SS | 138 | 138 | 1 | 0.91 | 0 | 1 | 795.0 ACSR | 0 | 0 | 0 | 0 | 0 | 0 | 0 | 0 | 0 | 0 | 0 | 0 | 0 | 0 | 0 | 0 | 0 | 0 | 0 | 0 | 0 | 0 | 0 | 12 | 0
NO |  | 24 | 2016 | 5 | 32 | 32 |  |  |  | 0 | 0 | 2 | 2.29 | 0 | 0 |  | 0 | 0 | 0 | 0 | 0 | 0 | 0 | 0 | 0 | 0 | 0 | 0 | 0 | 0 | 0 | 0 | 0 | 0 | 0 | 0 | 0 | 0 | 0 | 12 | 0
NO |  | 24 | 2016 | 5 | 33 | 33 |  | TL5072B DUPONT SS | RINCON CKT#2 | 138 | 138 | 3 | 0.06 | 10.5 | 1 | 795.0 ACSR | 0 | 0 | 0 | 0 | 0 | 0 | 0 | 0 | 0 | 0 | 0 | 0 | 0 | 0 | 0 | 0 | 0 | 0 | 0 | 0 | 0 | 0 | 0 | 12 | 0
NO |  | 24 | 2016 | 5 | 34 | 34 |  | TL5073 DUPONT SS | RINCON CKT#1 | 138 | 138 | 1 | 0.19 | 0 | 1 | 795.0 ACSR | 0 | 0 | 0 | 0 | 0 | 0 | 0 | 0 | 0 | 0 | 0 | 0 | 0 | 0 | 0 | 0 | 0 | 0 | 0 | 0 | 0 | 0 | 0 | 12 | 0
NO |  | 24 | 2016 | 5 | 35 | 35 |  |  |  | 0 | 0 | 3 | 10.5 | 0 | 0 |  | 0 | 0 | 0 | 0 | 0 | 0 | 0 | 0 | 0 | 0 | 0 | 0 | 0 | 0 | 0 | 0 | 0 | 0 | 0 | 0 | 0 | 0 | 0 | 12 | 0
NO |  | 24 | 2016 | 6 | 1 | 1 |  | TL5077 ARANSAS PASS | DUPONT SS | 138 | 138 | 1 | 0.88 | 0 | 1 | 795.0 ACSR | 0 | 0 | 0 | 0 | 0 | 0 | 0 | 0 | 0 | 0 | 0 | 0 | 0 | 0 | 0 | 0 | 0 | 0 | 0 | 0 | 0 | 0 | 0 | 12 | 0
NO |  | 24 | 2016 | 6 | 2 | 2 |  |  |  | 0 | 0 | 2 | 3.96 | 0 | 0 |  | 0 | 0 | 0 | 0 | 0 | 0 | 0 | 0 | 0 | 0 | 0 | 0 | 0 | 0 | 0 | 0 | 0 | 0 | 0 | 0 | 0 | 0 | 0 | 12 | 0
NO |  | 24 | 2016 | 6 | 3 | 3 |  | TL5078 NUECES BAY | WHITEPOINT CKT #2 | 138 | 138 | 1 | 0.21 | 2.65 | 1 | 795.0 ACSR | 0 | 0 | 0 | 0 | 0 | 0 | 0 | 0 | 0 | 0 | 0 | 0 | 0 | 0 | 0 | 0 | 0 | 0 | 0 | 0 | 0 | 0 | 0 | 12 | 0
NO |  | 24 | 2016 | 6 | 4 | 4 |  | TL5078 NUECES BAY | WHITEPOINT CKT #2 | 0 | 0 | 2 | 7.63 | 0 | 0 |  | 0 | 0 | 0 | 0 | 0 | 0 | 0 | 0 | 0 | 0 | 0 | 0 | 0 | 0 | 0 | 0 | 0 | 0 | 0 | 0 | 0 | 0 | 0 | 12 | 0
NO |  | 24 | 2016 | 6 | 5 | 5 |  | TL5079 DUPONT SS | WHITEPOINT CKT#3 | 138 | 138 | 1 | 7.64 | 0 | 1 | 2x795.0 ACSR | 0 | 0 | 0 | 0 | 0 | 0 | 0 | 0 | 0 | 0 | 0 | 0 | 0 | 0 | 0 | 0 | 0 | 0 | 0 | 0 | 0 | 0 | 0 | 12 | 0
NO |  | 24 | 2016 | 6 | 6 | 6 |  | TL5086 HIGHWAY 9 | NUECES BAY | 69 | 138 | 1 | 1.33 | 0 | 1 | 795.0 AAC | 0 | 0 | 0 | 0 | 0 | 0 | 0 | 0 | 0 | 0 | 0 | 0 | 0 | 0 | 0 | 0 | 0 | 0 | 0 | 0 | 0 | 0 | 0 | 12 | 0
NO |  | 24 | 2016 | 6 | 7 | 7 |  | TL5087A ARCADIA | HIGHWAY 9 | 138 | 138 | 1 | 5.09 | 0.9 | 1 | 1590.0 ACSR | 0 | 0 | 0 | 0 | 0 | 0 | 0 | 0 | 0 | 0 | 0 | 0 | 0 | 0 | 0 | 0 | 0 | 0 | 0 | 0 | 0 | 0 | 0 | 12 | 0
NO |  | 24 | 2016 | 6 | 8 | 8 |  | TL5087B ARCADIA | WESTSIDE | 138 | 138 | 1 | 2.82 | 0 | 1 | 1590.0 ACSR | 0 | 0 | 0 | 0 | 0 | 0 | 0 | 0 | 0 | 0 | 0 | 0 | 0 | 0 | 0 | 0 | 0 | 0 | 0 | 0 | 0 | 0 | 0 | 12 | 0
NO |  | 24 | 2016 | 6 | 9 | 9 |  | TL5092C QUALITECH DUMMY TO |  | 138 | 138 | 1 | 0.46 | 0 | 1 | 795.0 ACSR | 0 | 0 | 0 | 0 | 0 | 0 | 0 | 0 | 0 | 0 | 0 | 0 | 0 | 0 | 0 | 0 | 0 | 0 | 0 | 0 | 0 | 0 | 0 | 12 | 0
NO |  | 24 | 2016 | 6 | 10 | 10 |  | TL5092D NUECES BAY | UPRIVER | 138 | 138 | 1 | 8 | 0 | 1 | 2x795.0 ACSR | 0 | 0 | 0 | 0 | 0 | 0 | 0 | 0 | 0 | 0 | 0 | 0 | 0 | 0 | 0 | 0 | 0 | 0 | 0 | 0 | 0 | 0 | 0 | 12 | 0
NO |  | 24 | 2016 | 6 | 11 | 11 |  | TL5097 HIGHWAY 9 | NUECES BAY CKT #2 | 138 | 138 | 1 | 0 | 2.04 | 1 | 1272.0 ACSR | 0 | 0 | 0 | 0 | 0 | 0 | 0 | 0 | 0 | 0 | 0 | 0 | 0 | 0 | 0 | 0 | 0 | 0 | 0 | 0 | 0 | 0 | 0 | 12 | 0
NO |  | 24 | 2016 | 6 | 12 | 12 |  | TL5099 ARCADIA | SOUTHSIDE | 138 | 138 | 1 | 2.58 | 0.31 | 1 | 795.0 AAC | 0 | 0 | 0 | 0 | 0 | 0 | 0 | 0 | 0 | 0 | 0 | 0 | 0 | 0 | 0 | 0 | 0 | 0 | 0 | 0 | 0 | 0 | 0 | 12 | 0
NO |  | 24 | 2016 | 6 | 13 | 13 |  |  |  | 0 | 0 |  | 0 | 0 | 0 | 795.0 ACSR | 0 | 0 | 0 | 0 | 0 | 0 | 0 | 0 | 0 | 0 | 0 | 0 | 0 | 0 | 0 | 0 | 0 | 0 | 0 | 0 | 0 | 0 | 0 | 12 | 0
NO |  | 24 | 2016 | 6 | 14 | 14 |  | TL5100 LGE/GPP | REYNOLDS SHERWIN | 138 | 138 | 1 | 0.5 | 0 | 1 | 795.0 ACSR | 0 | 0 | 0 | 0 | 0 | 0 | 0 | 0 | 0 | 0 | 0 | 0 | 0 | 0 | 0 | 0 | 0 | 0 | 0 | 0 | 0 | 0 | 0 | 12 | 0
NO |  | 24 | 2016 | 6 | 15 | 15 |  | TL5101 HOLLY | SOUTHSIDE | 138 | 138 | 1 | 0.31 | 0 | 1 | 795.0 ACSR | 0 | 0 | 0 | 0 | 0 | 0 | 0 | 0 | 0 | 0 | 0 | 0 | 0 | 0 | 0 | 0 | 0 | 0 | 0 | 0 | 0 | 0 | 0 | 12 | 0
NO |  | 24 | 2016 | 6 | 16 | 16 |  |  |  | 0 | 0 | 2 | 1.49 | 0 | 0 |  | 0 | 0 | 0 | 0 | 0 | 0 | 0 | 0 | 0 | 0 | 0 | 0 | 0 | 0 | 0 | 0 | 0 | 0 | 0 | 0 | 0 | 0 | 0 | 12 | 0
NO |  | 24 | 2016 | 6 | 17 | 17 |  | TL5105 DUPONT SS | ICP CKT#1 | 138 | 138 | 1 | 0.63 | 0 | 1 | 795.0 AAC | 0 | 0 | 0 | 0 | 0 | 0 | 0 | 0 | 0 | 0 | 0 | 0 | 0 | 0 | 0 | 0 | 0 | 0 | 0 | 0 | 0 | 0 | 0 | 12 | 0
NO |  | 24 | 2016 | 6 | 18 | 18 |  | TL5106 FALFURIAS | NORTH EDINBURG | 138 | 138 | 1 | 25.1 | 0 | 1 | 795.0 ACSR | 0 | 0 | 0 | 0 | 0 | 0 | 0 | 0 | 0 | 0 | 0 | 0 | 0 | 0 | 0 | 0 | 0 | 0 | 0 | 0 | 0 | 0 | 0 | 12 | 0
NO |  | 24 | 2016 | 6 | 19 | 19 |  | TL5111 AIRLINE | DAVIS CKT#2 | 138 | 138 | 1 | 1.51 | 2.98 | 1 | 1590.0 ACSR | 0 | 0 | 0 | 0 | 0 | 0 | 0 | 0 | 0 | 0 | 0 | 0 | 0 | 0 | 0 | 0 | 0 | 0 | 0 | 0 | 0 | 0 | 0 | 12 | 0
NO |  | 24 | 2016 | 6 | 20 | 20 |  |  |  | 0 | 0 | 3 | 5.77 | 0 | 0 |  | 0 | 0 | 0 | 0 | 0 | 0 | 0 | 0 | 0 | 0 | 0 | 0 | 0 | 0 | 0 | 0 | 0 | 0 | 0 | 0 | 0 | 0 | 0 | 12 | 0
NO |  | 24 | 2016 | 6 | 21 | 21 |  | TL5112 AIRLINE | DAVIS CKT#3 | 138 | 138 | 1 | 4.59 | 0 | 1 | 1590.0 ACSR | 0 | 0 | 0 | 0 | 0 | 0 | 0 | 0 | 0 | 0 | 0 | 0 | 0 | 0 | 0 | 0 | 0 | 0 | 0 | 0 | 0 | 0 | 0 | 12 | 0
NO |  | 24 | 2016 | 6 | 22 | 22 |  |  |  | 0 | 0 | 3 | 5.77 | 0 | 0 |  | 0 | 0 | 0 | 0 | 0 | 0 | 0 | 0 | 0 | 0 | 0 | 0 | 0 | 0 | 0 | 0 | 0 | 0 | 0 | 0 | 0 | 0 | 0 | 12 | 0
NO |  | 24 | 2016 | 6 | 23 | 23 |  | TL5116 JAVELINA | WESTSIDE | 138 | 138 | 1 | 2.42 | 0 | 1 | 1272.0 ACSR | 0 | 0 | 0 | 0 | 0 | 0 | 0 | 0 | 0 | 0 | 0 | 0 | 0 | 0 | 0 | 0 | 0 | 0 | 0 | 0 | 0 | 0 | 0 | 12 | 0
NO |  | 24 | 2016 | 6 | 24 | 24 |  | TL5119 CELANESE | KLEBERG | 138 | 138 | 1 | 6.09 | 0 | 1 | 795.0 ACSR | 0 | 0 | 0 | 0 | 0 | 0 | 0 | 0 | 0 | 0 | 0 | 0 | 0 | 0 | 0 | 0 | 0 | 0 | 0 | 0 | 0 | 0 | 0 | 12 | 0
NO |  | 24 | 2016 | 6 | 25 | 25 |  | TL5120A DUPONT SS | OXY CHEM PP2 | 138 | 138 | 1 | 1.95 | 0 | 1 | 795.0 ACSR | 0 | 0 | 0 | 0 | 0 | 0 | 0 | 0 | 0 | 0 | 0 | 0 | 0 | 0 | 0 | 0 | 0 | 0 | 0 | 0 | 0 | 0 | 0 | 12 | 0
NO |  | 24 | 2016 | 6 | 26 | 26 |  | TL5120B AIR LIQUID TAP | AIR LIQUID | 138 | 138 | 1 | 0.01 | 0 | 1 | 795.0 ACSR | 0 | 0 | 0 | 0 | 0 | 0 | 0 | 0 | 0 | 0 | 0 | 0 | 0 | 0 | 0 | 0 | 0 | 0 | 0 | 0 | 0 | 0 | 0 | 12 | 0
NO |  | 24 | 2016 | 6 | 27 | 27 |  | TL5123 DUPONT SS | ICP CKT#2 | 138 | 138 | 1 | 1.45 | 0 | 1 | 795.0 ACSR | 0 | 0 | 0 | 0 | 0 | 0 | 0 | 0 | 0 | 0 | 0 | 0 | 0 | 0 | 0 | 0 | 0 | 0 | 0 | 0 | 0 | 0 | 0 | 12 | 0
NO |  | 24 | 2016 | 6 | 28 | 28 |  | TL5124 DUPONT SS | ICP CKT#1 | 138 | 138 | 1 | 0.91 | 0 | 1 | 795.0 AAC | 0 | 0 | 0 | 0 | 0 | 0 | 0 | 0 | 0 | 0 | 0 | 0 | 0 | 0 | 0 | 0 | 0 | 0 | 0 | 0 | 0 | 0 | 0 | 12 | 0
NO |  | 24 | 2016 | 6 | 29 | 29 |  | TL5125 WEIL TRACT | WESTSIDE | 138 | 138 | 1 | 5.11 | 0 | 1 | 1590.0 ACSR | 0 | 0 | 0 | 0 | 0 | 0 | 0 | 0 | 0 | 0 | 0 | 0 | 0 | 0 | 0 | 0 | 0 | 0 | 0 | 0 | 0 | 0 | 0 | 12 | 0
NO |  | 24 | 2016 | 6 | 30 | 30 |  | TL5126 EQUISTAR | LON HILL | 138 | 138 | 1 | 3.54 | 0 | 1 | 795.0 ACSR | 0 | 0 | 0 | 0 | 0 | 0 | 0 | 0 | 0 | 0 | 0 | 0 | 0 | 0 | 0 | 0 | 0 | 0 | 0 | 0 | 0 | 0 | 0 | 12 | 0
NO |  | 24 | 2016 | 6 | 31 | 31 |  | TL5127 HIGHWAY 9 | NUECES BAY CKT #1 | 138 | 138 | 1 | 2.39 | 0 | 1 | 1272.0 ACSR | 0 | 0 | 0 | 0 | 0 | 0 | 0 | 0 | 0 | 0 | 0 | 0 | 0 | 0 | 0 | 0 | 0 | 0 | 0 | 0 | 0 | 0 | 0 | 12 | 0
NO |  | 24 | 2016 | 6 | 32 | 32 |  | TL5127B GILA | HIGHWAY 9 CKT #1 | 138 | 138 | 1 | 2.39 | 0 | 1 | 1272.0 ACSR | 0 | 0 | 0 | 0 | 0 | 0 | 0 | 0 | 0 | 0 | 0 | 0 | 0 | 0 | 0 | 0 | 0 | 0 | 0 | 0 | 0 | 0 | 0 | 12 | 0
NO |  | 24 | 2016 | 6 | 33 | 33 |  | TL5127B HIGHWAY 9 | NUECES BAY CKT #2 | 138 | 138 | 1 | 0.13 | 0 | 1 | 1272.0 ACSR | 0 | 0 | 0 | 0 | 0 | 0 | 0 | 0 | 0 | 0 | 0 | 0 | 0 | 0 | 0 | 0 | 0 | 0 | 0 | 0 | 0 | 0 | 0 | 12 | 0
NO |  | 24 | 2016 | 6 | 34 | 34 |  | TL5127C HIGHWAY 9 | MORRIS STREET | 138 | 138 | 1 | 3.69 | 0 | 1 | 1272.0 ACSR | 0 | 0 | 0 | 0 | 0 | 0 | 0 | 0 | 0 | 0 | 0 | 0 | 0 | 0 | 0 | 0 | 0 | 0 | 0 | 0 | 0 | 0 | 0 | 12 | 0
NO |  | 24 | 2016 | 6 | 35 | 35 |  |  |  | 0 | 0 |  | 0 | 0 | 0 | 795.0 AAAC | 0 | 0 | 0 | 0 | 0 | 0 | 0 | 0 | 0 | 0 | 0 | 0 | 0 | 0 | 0 | 0 | 0 | 0 | 0 | 0 | 0 | 0 | 0 | 12 | 0
NO |  | 24 | 2016 | 7 | 1 | 1 |  | TL5128 NUECES BAY | CITGO | 138 | 138 | 1 | 1.06 | 0 | 1 | 795.0 AAC | 0 | 0 | 0 | 0 | 0 | 0 | 0 | 0 | 0 | 0 | 0 | 0 | 0 | 0 | 0 | 0 | 0 | 0 | 0 | 0 | 0 | 0 | 0 | 12 | 0
NO |  | 24 | 2016 | 7 | 2 | 2 |  |  |  | 0 | 0 | 3 | 0.67 | 0 | 0 | 795.0 ACSR | 0 | 0 | 0 | 0 | 0 | 0 | 0 | 0 | 0 | 0 | 0 | 0 | 0 | 0 | 0 | 0 | 0 | 0 | 0 | 0 | 0 | 0 | 0 | 12 | 0
NO |  | 24 | 2016 | 7 | 3 | 3 |  | TL5135 CITGO WEST | LON HILL | 138 | 138 | 1 | 0.66 | 0 | 1 | 795.0 ACSR | 0 | 0 | 0 | 0 | 0 | 0 | 0 | 0 | 0 | 0 | 0 | 0 | 0 | 0 | 0 | 0 | 0 | 0 | 0 | 0 | 0 | 0 | 0 | 12 | 0
NO |  | 24 | 2016 | 7 | 4 | 4 |  |  |  | 0 | 0 | 2 | 2.19 | 0 | 0 |  | 0 | 0 | 0 | 0 | 0 | 0 | 0 | 0 | 0 | 0 | 0 | 0 | 0 | 0 | 0 | 0 | 0 | 0 | 0 | 0 | 0 | 0 | 0 | 12 | 0
NO |  | 24 | 2016 | 7 | 5 | 5 |  | TL5136 DAVIS | NELSON SHARPE | 138 | 138 | 2 | 12.24 | 0 | 1 | 795.0 ACSR | 0 | 0 | 0 | 0 | 0 | 0 | 0 | 0 | 0 | 0 | 0 | 0 | 0 | 0 | 0 | 0 | 0 | 0 | 0 | 0 | 0 | 0 | 0 | 12 | 0
NO |  | 24 | 2016 | 7 | 6 | 6 |  | TL5141 DAVIS | HOLLY | 138 | 138 | 1 | 5 | 0.21 | 1 | 1590.0 ACSR | 0 | 0 | 0 | 0 | 0 | 0 | 0 | 0 | 0 | 0 | 0 | 0 | 0 | 0 | 0 | 0 | 0 | 0 | 0 | 0 | 0 | 0 | 0 | 12 | 0
NO |  | 24 | 2016 | 7 | 7 | 7 |  | TL5142 AIRLINE | WESTSIDE | 138 | 138 | 1 | 1.69 | 0 | 1 | 1590.0 ACSR | 0 | 0 | 0 | 0 | 0 | 0 | 0 | 0 | 0 | 0 | 0 | 0 | 0 | 0 | 0 | 0 | 0 | 0 | 0 | 0 | 0 | 0 | 0 | 12 | 0
NO |  | 24 | 2016 | 7 | 8 | 8 |  | TL5142 AIRLINE | WESTSIDE | 0 | 0 | 2 | 2.34 | 0 | 0 |  | 0 | 0 | 0 | 0 | 0 | 0 | 0 | 0 | 0 | 0 | 0 | 0 | 0 | 0 | 0 | 0 | 0 | 0 | 0 | 0 | 0 | 0 | 0 | 12 | 0
NO |  | 24 | 2016 | 7 | 9 | 9 |  | TL5143A AIRLINE | WESTSIDE | 138 | 138 | 2 | 1.65 | 0.46 | 1 | 1590.0 ACSR | 0 | 0 | 0 | 0 | 0 | 0 | 0 | 0 | 0 | 0 | 0 | 0 | 0 | 0 | 0 | 0 | 0 | 0 | 0 | 0 | 0 | 0 | 0 | 12 | 0
NO |  | 24 | 2016 | 7 | 10 | 10 |  | TL5143B EQUISTAR | WESTSIDE | 138 | 138 | 1 | 0.46 | 0 | 1 | 1590.0 ACSR | 0 | 0 | 0 | 0 | 0 | 0 | 0 | 0 | 0 | 0 | 0 | 0 | 0 | 0 | 0 | 0 | 0 | 0 | 0 | 0 | 0 | 0 | 0 | 12 | 0
NO |  | 24 | 2016 | 7 | 11 | 11 |  | TL5149 LON HILL | STEC ORANGE GROVE | 138 | 138 | 1 | 0.68 | 0 | 1 | 795.0 ACSR | 0 | 0 | 0 | 0 | 0 | 0 | 0 | 0 | 0 | 0 | 0 | 0 | 0 | 0 | 0 | 0 | 0 | 0 | 0 | 0 | 0 | 0 | 0 | 12 | 0
NO |  | 24 | 2016 | 7 | 12 | 12 |  |  |  | 0 | 0 | 2 | 11.48 | 0 | 0 |  | 0 | 0 | 0 | 0 | 0 | 0 | 0 | 0 | 0 | 0 | 0 | 0 | 0 | 0 | 0 | 0 | 0 | 0 | 0 | 0 | 0 | 0 | 0 | 12 | 0
NO |  | 24 | 2016 | 7 | 13 | 13 |  |  |  | 0 | 0 | 3 | 11.98 | 0 | 2 | 1026 ACCC | 0 | 0 | 0 | 0 | 0 | 0 | 0 | 0 | 0 | 0 | 0 | 0 | 0 | 0 | 0 | 0 | 0 | 0 | 0 | 0 | 0 | 0 | 0 | 12 | 0
NO |  | 24 | 2016 | 7 | 14 | 14 |  | TL5150 HOMEPORT | INGLESIDE | 138 | 138 | 1 | 3.69 | 0 | 1 | 795.0 AAC | 0 | 0 | 0 | 0 | 0 | 0 | 0 | 0 | 0 | 0 | 0 | 0 | 0 | 0 | 0 | 0 | 0 | 0 | 0 | 0 | 0 | 0 | 0 | 12 | 0
NO |  | 24 | 2016 | 7 | 15 | 15 |  |  |  | 0 | 0 |  | 0 | 0 | 0 | 795.0 ACSR | 0 | 0 | 0 | 0 | 0 | 0 | 0 | 0 | 0 | 0 | 0 | 0 | 0 | 0 | 0 | 0 | 0 | 0 | 0 | 0 | 0 | 0 | 0 | 12 | 0
NO |  | 24 | 2016 | 7 | 16 | 16 |  | TL5155 DUPONT SS | GPP CKT#2 | 138 | 138 | 1 | 0.04 | 1.29 | 1 | 2x795.0 ACSR | 0 | 0 | 0 | 0 | 0 | 0 | 0 | 0 | 0 | 0 | 0 | 0 | 0 | 0 | 0 | 0 | 0 | 0 | 0 | 0 | 0 | 0 | 0 | 12 | 0
NO |  | 24 | 2016 | 7 | 17 | 17 |  | TL5156 DUPONT SS | GPP CKT#1 | 138 | 138 | 1 | 1.29 | 0 | 1 | 2x795.0 ACSR | 0 | 0 | 0 | 0 | 0 | 0 | 0 | 0 | 0 | 0 | 0 | 0 | 0 | 0 | 0 | 0 | 0 | 0 | 0 | 0 | 0 | 0 | 0 | 12 | 0
NO |  | 24 | 2016 | 7 | 18 | 18 |  | TL5165 RINCON | WHITEPOINT CKT #2 | 138 | 138 | 1 | 3.14 | 0 | 1 | 795.0 ACSR | 0 | 0 | 0 | 0 | 0 | 0 | 0 | 0 | 0 | 0 | 0 | 0 | 0 | 0 | 0 | 0 | 0 | 0 | 0 | 0 | 0 | 0 | 0 | 12 | 0
NO |  | 24 | 2016 | 7 | 19 | 19 |  |  |  | 0 | 0 | 2 | 4.56 | 0 | 0 |  | 0 | 0 | 0 | 0 | 0 | 0 | 0 | 0 | 0 | 0 | 0 | 0 | 0 | 0 | 0 | 0 | 0 | 0 | 0 | 0 | 0 | 0 | 0 | 12 | 0
NO |  | 24 | 2016 | 7 | 20 | 20 |  | TL5166 DUPONT SS | WHITEPOINT CKT#3 | 138 | 138 | 1 | 5.2 | 0 | 1 | 2x795.0 ACSR | 0 | 0 | 0 | 0 | 0 | 0 | 0 | 0 | 0 | 0 | 0 | 0 | 0 | 0 | 0 | 0 | 0 | 0 | 0 | 0 | 0 | 0 | 0 | 12 | 0
NO |  | 24 | 2016 | 7 | 21 | 21 |  | TL5178 JARDIN SUBSTATION | JARDIN SUBSTATION | 138 | 138 | 1 | 0.03 | 0 | 1 | 795.0 ACSR | 0 | 0 | 0 | 0 | 0 | 0 | 0 | 0 | 0 | 0 | 0 | 0 | 0 | 0 | 0 | 0 | 0 | 0 | 0 | 0 | 0 | 0 | 0 | 12 | 0
NO |  | 24 | 2016 | 7 | 22 | 22 |  | TL5179 LA PALMA | PALO ALTO (PUB) | 138 | 138 |  | 0 | 0 | 0 |  | 0 | 0 | 0 | 0 | 0 | 0 | 0 | 0 | 0 | 0 | 0 | 0 | 0 | 0 | 0 | 0 | 0 | 0 | 0 | 0 | 0 | 0 | 0 | 12 | 0
NO |  | 24 | 2016 | 7 | 23 | 23 |  | TL5187 HECKER | EXTENSION #1 | 138 | 138 | 2 | 0.52 | 0 | 2 | 795.0 ACSR | 0 | 0 | 0 | 0 | 0 | 0 | 0 | 0 | 0 | 0 | 0 | 0 | 0 | 0 | 0 | 0 | 0 | 0 | 0 | 0 | 0 | 0 | 0 | 12 | 0
NO |  | 24 | 2016 | 7 | 24 | 24 |  | TL5188 BUNSEN | EXTENSION | 138 | 138 | 2 | 0.73 | 0 | 2 | 959.6 ACSS | 0 | 0 | 0 | 0 | 0 | 0 | 0 | 0 | 0 | 0 | 0 | 0 | 0 | 0 | 0 | 0 | 0 | 0 | 0 | 0 | 0 | 0 | 0 | 12 | 0
NO |  | 24 | 2016 | 7 | 25 | 25 |  | TL5202 HECKER | ALPINE | 138 | 138 | 1 | 0.06 | 0 | 2 | 795.0 ACSR | 0 | 0 | 0 | 0 | 0 | 0 | 0 | 0 | 0 | 0 | 0 | 0 | 0 | 0 | 0 | 0 | 0 | 0 | 0 | 0 | 0 | 0 | 0 | 12 | 0
NO |  | 24 | 2016 | 7 | 26 | 26 |  | TL7001 LAREDO VFT NORTH | NORTH LAREDO SWITCHING | 138 | 138 | 1 | 8.71 | 2.83 | 1 | 795.0 ACSR | 0 | 0 | 0 | 0 | 0 | 0 | 0 | 0 | 0 | 0 | 0 | 0 | 0 | 0 | 0 | 0 | 0 | 0 | 0 | 0 | 0 | 0 | 0 | 12 | 0
NO |  | 24 | 2016 | 7 | 27 | 27 |  | TL7003 CONOCO TAP | CONOCO | 138 | 138 | 2 | 4.8 | 0 | 1 | 4/0 ACSR | 0 | 0 | 0 | 0 | 0 | 0 | 0 | 0 | 0 | 0 | 0 | 0 | 0 | 0 | 0 | 0 | 0 | 0 | 0 | 0 | 0 | 0 | 0 | 12 | 0
NO |  | 24 | 2016 | 7 | 28 | 28 |  | TL7005A EAGLE PASS | ESCONDIDO CKT#2 | 138 | 138 | 2 | 1.37 | 0 | 1 | 336.0 ACSR | 0 | 0 | 0 | 0 | 0 | 0 | 0 | 0 | 0 | 0 | 0 | 0 | 0 | 0 | 0 | 0 | 0 | 0 | 0 | 0 | 0 | 0 | 0 | 12 | 0
NO |  | 24 | 2016 | 7 | 29 | 29 |  | TL7005B ESCONDIDO | HAMILTON ROAD | 138 | 138 | 2 | 10.13 | 0 | 1 | 336.0 ACSR | 0 | 0 | 0 | 0 | 0 | 0 | 0 | 0 | 0 | 0 | 0 | 0 | 0 | 0 | 0 | 0 | 0 | 0 | 0 | 0 | 0 | 0 | 0 | 12 | 0
NO |  | 24 | 2016 | 7 | 30 | 30 |  | TL7006 EAGLE PASS HYDRO TAP | EAGLE PASS HYDRO | 138 | 138 | 2 | 0.31 | 0 | 1 | 336.0 ACSR | 0 | 0 | 0 | 0 | 0 | 0 | 0 | 0 | 0 | 0 | 0 | 0 | 0 | 0 | 0 | 0 | 0 | 0 | 0 | 0 | 0 | 0 | 0 | 12 | 0
NO |  | 24 | 2016 | 7 | 31 | 31 |  | TL7007 ESCONDIDO | HAMILTON ROAD | 138 | 138 | 2 | 2.38 | 0 | 1 | 336.0 ACSR | 0 | 0 | 0 | 0 | 0 | 0 | 0 | 0 | 0 | 0 | 0 | 0 | 0 | 0 | 0 | 0 | 0 | 0 | 0 | 0 | 0 | 0 | 0 | 12 | 0
NO |  | 24 | 2016 | 7 | 32 | 32 |  | TL7008 HAMILTON ROAD PST | SONORA | 138 | 138 | 2 | 66.96 | 0 | 1 | 477.0 ACSR | 0 | 0 | 0 | 0 | 0 | 0 | 0 | 0 | 0 | 0 | 0 | 0 | 0 | 0 | 0 | 0 | 0 | 0 | 0 | 0 | 0 | 0 | 0 | 12 | 0
NO |  | 24 | 2016 | 7 | 33 | 33 |  | TL7009 ASHERTON | WEST BATESVILLE | 138 | 138 | 2 | 36.09 | 0 | 1 | 336.0 ACSR | 0 | 0 | 0 | 0 | 0 | 0 | 0 | 0 | 0 | 0 | 0 | 0 | 0 | 0 | 0 | 0 | 0 | 0 | 0 | 0 | 0 | 0 | 0 | 12 | 0
NO |  | 24 | 2016 | 7 | 34 | 34 |  | TL7010 PLEASANTON | CPSB LEON CREEK | 138 | 138 | 2 | 15.4 | 0 | 1 | 1020.0 ACCC/TW | 0 | 0 | 0 | 0 | 0 | 0 | 0 | 0 | 0 | 0 | 0 | 0 | 0 | 0 | 0 | 0 | 0 | 0 | 0 | 0 | 0 | 0 | 0 | 12 | 0
NO |  | 24 | 2016 | 7 | 35 | 35 |  | TL7011 PLEASANTON | BIGFOOT | 138 | 138 | 2 | 29.83 | 0 | 1 | 336.4 ACSR | 0 | 0 | 0 | 0 | 0 | 0 | 0 | 0 | 0 | 0 | 0 | 0 | 0 | 0 | 0 | 0 | 0 | 0 | 0 | 0 | 0 | 0 | 0 | 12 | 0
NO |  | 24 | 2016 | 8 | 1 | 1 |  | TL7012A MOORE | MEC DOWNIE | 138 | 138 | 2 | 41.27 | 0 | 1 | 336.4 ACSR | 0 | 0 | 0 | 0 | 0 | 0 | 0 | 0 | 0 | 0 | 0 | 0 | 0 | 0 | 0 | 0 | 0 | 0 | 0 | 0 | 0 | 0 | 0 | 12 | 0
NO |  | 24 | 2016 | 8 | 2 | 2 |  | TL7012B UVALDE | MEC DOWNIE | 138 | 138 | 2 | 9.34 | 0 | 1 | 336.4 ACSR | 0 | 0 | 0 | 0 | 0 | 0 | 0 | 0 | 0 | 0 | 0 | 0 | 0 | 0 | 0 | 0 | 0 | 0 | 0 | 0 | 0 | 0 | 0 | 12 | 0
NO |  | 24 | 2016 | 8 | 3 | 3 |  | TL7016 FALFURRIAS | LOBO | 138 | 138 | 1 | 26.96 | 0 | 1 | 2x795.0 ACSS | 0 | 0 | 0 | 0 | 0 | 0 | 0 | 0 | 0 | 0 | 0 | 0 | 0 | 0 | 0 | 0 | 0 | 0 | 0 | 0 | 0 | 0 | 0 | 12 | 0
NO |  | 24 | 2016 | 8 | 4 | 4 |  |  |  | 0 | 0 |  | 0 | 0 | 0 | 795.0 ACSR | 0 | 0 | 0 | 0 | 0 | 0 | 0 | 0 | 0 | 0 | 0 | 0 | 0 | 0 | 0 | 0 | 0 | 0 | 0 | 0 | 0 | 0 | 0 | 12 | 0
NO |  | 24 | 2016 | 8 | 5 | 5 |  | TL7017 BRUNI | CRESTONIO | 138 | 138 | 1 | 14.8 | 0 | 1 | 795.0 ACSR | 0 | 0 | 0 | 0 | 0 | 0 | 0 | 0 | 0 | 0 | 0 | 0 | 0 | 0 | 0 | 0 | 0 | 0 | 0 | 0 | 0 | 0 | 0 | 12 | 0
NO |  | 24 | 2016 | 8 | 6 | 6 |  | TL7018 LAREDO | UNIVERSITY | 138 | 138 | 1 | 2.73 | 0 | 1 | 795.0 ACSR | 0 | 0 | 0 | 0 | 0 | 0 | 0 | 0 | 0 | 0 | 0 | 0 | 0 | 0 | 0 | 0 | 0 | 0 | 0 | 0 | 0 | 0 | 0 | 12 | 0
NO |  | 24 | 2016 | 8 | 7 | 7 |  | TL7019 ZAPATA | RANDADO | 138 | 138 | 2 | 22.2 | 0 | 1 | 4/0 ACSR | 0 | 0 | 0 | 0 | 0 | 0 | 0 | 0 | 0 | 0 | 0 | 0 | 0 | 0 | 0 | 0 | 0 | 0 | 0 | 0 | 0 | 0 | 0 | 12 | 0
NO |  | 24 | 2016 | 8 | 8 | 8 |  | TL7020A FALCON SWITCHING | FALCON DAM (US) CKT#2 | 138 | 138 | 2 | 4.5 | 0 | 1 | 4/0 ACSR | 0 | 0 | 0 | 0 | 0 | 0 | 0 | 0 | 0 | 0 | 0 | 0 | 0 | 0 | 0 | 0 | 0 | 0 | 0 | 0 | 0 | 0 | 0 | 12 | 0
NO |  | 24 | 2016 | 8 | 9 | 9 |  | TL7020B FALCON SWITCHING | ZAPATA | 138 | 138 | 1 | 29.4 | 0 | 1 | 795.0 ACSR | 0 | 0 | 0 | 0 | 0 | 0 | 0 | 0 | 0 | 0 | 0 | 0 | 0 | 0 | 0 | 0 | 0 | 0 | 0 | 0 | 0 | 0 | 0 | 12 | 0
NO |  | 24 | 2016 | 8 | 10 | 10 |  | TL7021C LAREDO POWER PLANT | LAREDO VFT SOUTH | 138 | 138 | 2 | 0.24 | 0 | 1 | 795.0 ACSR | 0 | 0 | 0 | 0 | 0 | 0 | 0 | 0 | 0 | 0 | 0 | 0 | 0 | 0 | 0 | 0 | 0 | 0 | 0 | 0 | 0 | 0 | 0 | 12 | 0
NO |  | 24 | 2016 | 8 | 11 | 11 |  | TL7025 HEIGHTS | LAREDO CKT #1 | 138 | 138 | 1 | 4.4 | 0 | 1 | 795.0 AAAC | 0 | 0 | 0 | 0 | 0 | 0 | 0 | 0 | 0 | 0 | 0 | 0 | 0 | 0 | 0 | 0 | 0 | 0 | 0 | 0 | 0 | 0 | 0 | 12 | 0
NO |  | 24 | 2016 | 8 | 12 | 12 |  | TL7025B HEIGHTS | LAREDO CKT #2 | 138 | 138 | 1 | 5.19 | 0 | 1 | 795.0 AAAC | 0 | 0 | 0 | 0 | 0 | 0 | 0 | 0 | 0 | 0 | 0 | 0 | 0 | 0 | 0 | 0 | 0 | 0 | 0 | 0 | 0 | 0 | 0 | 12 | 0
NO |  | 24 | 2016 | 8 | 13 | 13 |  | TL7026 FREER | LOBO | 69 | 138 | 1 | 1.09 | 0 | 1 | 2x795.0 ACSS | 0 | 0 | 0 | 0 | 0 | 0 | 0 | 0 | 0 | 0 | 0 | 0 | 0 | 0 | 0 | 0 | 0 | 0 | 0 | 0 | 0 | 0 | 0 | 12 | 0
NO |  | 24 | 2016 | 8 | 14 | 14 |  |  |  | 0 | 0 | 2 | 48.38 | 0 | 0 | 4/0 ACSR | 0 | 0 | 0 | 0 | 0 | 0 | 0 | 0 | 0 | 0 | 0 | 0 | 0 | 0 | 0 | 0 | 0 | 0 | 0 | 0 | 0 | 0 | 0 | 12 | 0
NO |  | 24 | 2016 | 8 | 15 | 15 |  | TL7029A DILLEY SS | NORTH LAREDO SWITCHING | 138 | 138 | 1 | 26.09 | 0 | 1 | 795.0 ACSR | 0 | 0 | 0 | 0 | 0 | 0 | 0 | 0 | 0 | 0 | 0 | 0 | 0 | 0 | 0 | 0 | 0 | 0 | 0 | 0 | 0 | 0 | 0 | 12 | 0
NO |  | 24 | 2016 | 8 | 16 | 16 |  | TL7029B NORTH LAREDO SS | WORMSER | 138 | 138 | 1 | 14.65 | 5 | 1 | 795.0 ACSR | 0 | 0 | 0 | 0 | 0 | 0 | 0 | 0 | 0 | 0 | 0 | 0 | 0 | 0 | 0 | 0 | 0 | 0 | 0 | 0 | 0 | 0 | 0 | 12 | 0
NO |  | 24 | 2016 | 8 | 17 | 17 |  | TL7030 ENCINAL | COTULLA | 138 | 138 | 1 | 29.09 | 0 | 1 | 795.0 ACSR | 0 | 0 | 0 | 0 | 0 | 0 | 0 | 0 | 0 | 0 | 0 | 0 | 0 | 0 | 0 | 0 | 0 | 0 | 0 | 0 | 0 | 0 | 0 | 12 | 0
NO |  | 24 | 2016 | 8 | 18 | 18 |  | TL7046 ASHERTON | DILLEY SS | 138 | 138 | 2 | 15.98 | 0 | 1 | 795.0 ACSR | 0 | 0 | 0 | 0 | 0 | 0 | 0 | 0 | 0 | 0 | 0 | 0 | 0 | 0 | 0 | 0 | 0 | 0 | 0 | 0 | 0 | 0 | 0 | 12 | 0
NO |  | 24 | 2016 | 8 | 19 | 19 |  | TL7047 ASHERTON | DILLEY SS | 138 | 138 | 2 | 21.8 | 0 | 1 | 795.0 ACSR | 0 | 0 | 0 | 0 | 0 | 0 | 0 | 0 | 0 | 0 | 0 | 0 | 0 | 0 | 0 | 0 | 0 | 0 | 0 | 0 | 0 | 0 | 0 | 12 | 0
NO |  | 24 | 2016 | 8 | 20 | 20 |  | TL7048 DILLEY SS | NORTH LAREDO SWITCHING | 138 | 138 | 1 | 16.15 | 1.17 | 1 | 795.0 ACSR | 0 | 0 | 0 | 0 | 0 | 0 | 0 | 0 | 0 | 0 | 0 | 0 | 0 | 0 | 0 | 0 | 0 | 0 | 0 | 0 | 0 | 0 | 0 | 12 | 0
NO |  | 24 | 2016 | 8 | 21 | 21 |  | TL7065 HAMILTON ROAD | PICACHO CKT#1 | 138 | 138 | 2 | 8.67 | 0 | 1 | 4/0 ACSR | 0 | 0 | 0 | 0 | 0 | 0 | 0 | 0 | 0 | 0 | 0 | 0 | 0 | 0 | 0 | 0 | 0 | 0 | 0 | 0 | 0 | 0 | 0 | 12 | 0
NO |  | 24 | 2016 | 8 | 22 | 22 |  | TL7066 PICACHO | AMISTAD HYDRO | 138 | 138 | 2 | 6.4 | 0 | 1 | 4/0 ACSR | 0 | 0 | 0 | 0 | 0 | 0 | 0 | 0 | 0 | 0 | 0 | 0 | 0 | 0 | 0 | 0 | 0 | 0 | 0 | 0 | 0 | 0 | 0 | 12 | 0
NO |  | 24 | 2016 | 8 | 23 | 23 |  | TL7067 HAMILTON ROAD | PICACHO CKT#2 | 138 | 138 | 1 | 1.45 | 0 | 1 | 4/0 ACSR | 0 | 0 | 0 | 0 | 0 | 0 | 0 | 0 | 0 | 0 | 0 | 0 | 0 | 0 | 0 | 0 | 0 | 0 | 0 | 0 | 0 | 0 | 0 | 12 | 0
NO |  | 24 | 2016 | 8 | 24 | 24 |  |  |  | 0 | 0 | 2 | 1.07 | 0 | 0 |  | 0 | 0 | 0 | 0 | 0 | 0 | 0 | 0 | 0 | 0 | 0 | 0 | 0 | 0 | 0 | 0 | 0 | 0 | 0 | 0 | 0 | 0 | 0 | 12 | 0
NO |  | 24 | 2016 | 8 | 25 | 25 |  | TL7068 HAMILTON ROAD | PICACHO CKT#2 | 138 | 138 | 1 | 1.29 | 0 | 1 | 4/0 ACSR | 0 | 0 | 0 | 0 | 0 | 0 | 0 | 0 | 0 | 0 | 0 | 0 | 0 | 0 | 0 | 0 | 0 | 0 | 0 | 0 | 0 | 0 | 0 | 12 | 0
NO |  | 24 | 2016 | 8 | 26 | 26 |  |  |  | 0 | 0 | 2 | 1.53 | 0 | 0 |  | 0 | 0 | 0 | 0 | 0 | 0 | 0 | 0 | 0 | 0 | 0 | 0 | 0 | 0 | 0 | 0 | 0 | 0 | 0 | 0 | 0 | 0 | 0 | 12 | 0
NO |  | 24 | 2016 | 8 | 27 | 27 |  | TL7069 HAMILTON ROAD | PICACHO CKT#2 | 138 | 138 | 1 | 0.44 | 0 | 1 | 4/0 ACSR | 0 | 0 | 0 | 0 | 0 | 0 | 0 | 0 | 0 | 0 | 0 | 0 | 0 | 0 | 0 | 0 | 0 | 0 | 0 | 0 | 0 | 0 | 0 | 12 | 0
NO |  | 24 | 2016 | 8 | 28 | 28 |  |  |  | 0 | 0 | 2 | 2.65 | 0 | 0 |  | 0 | 0 | 0 | 0 | 0 | 0 | 0 | 0 | 0 | 0 | 0 | 0 | 0 | 0 | 0 | 0 | 0 | 0 | 0 | 0 | 0 | 0 | 0 | 12 | 0
NO |  | 24 | 2016 | 8 | 29 | 29 |  | TL7079 BIGFOOT | MOORE | 138 | 138 | 2 | 6.06 | 0 | 1 | 336.4 ACSR | 0 | 0 | 0 | 0 | 0 | 0 | 0 | 0 | 0 | 0 | 0 | 0 | 0 | 0 | 0 | 0 | 0 | 0 | 0 | 0 | 0 | 0 | 0 | 12 | 0
NO |  | 24 | 2016 | 8 | 30 | 30 |  | TL7081 EAGLE PASS | CFE PIEDRAS NEGRAS | 138 | 138 | 1 | 1.33 | 0 | 1 | 477.0 ACSR | 0 | 0 | 0 | 0 | 0 | 0 | 0 | 0 | 0 | 0 | 0 | 0 | 0 | 0 | 0 | 0 | 0 | 0 | 0 | 0 | 0 | 0 | 0 | 12 | 0
NO |  | 24 | 2016 | 8 | 31 | 31 |  | TL7082 ESCONDIDO | HAMILTON ROAD | 138 | 138 | 2 | 41.21 | 0 | 1 | 336.0 ACSR | 0 | 0 | 0 | 0 | 0 | 0 | 0 | 0 | 0 | 0 | 0 | 0 | 0 | 0 | 0 | 0 | 0 | 0 | 0 | 0 | 0 | 0 | 0 | 12 | 0
NO |  | 24 | 2016 | 8 | 32 | 32 |  | TL7086 UVALDE | WEST BATESVILLE | 138 | 138 | 2 | 20.61 | 0 | 1 | 336.0 ACSR | 0 | 0 | 0 | 0 | 0 | 0 | 0 | 0 | 0 | 0 | 0 | 0 | 0 | 0 | 0 | 0 | 0 | 0 | 0 | 0 | 0 | 0 | 0 | 12 | 0
NO |  | 24 | 2016 | 8 | 33 | 33 |  | TL7087 WEST BATESVILLE | MEC BATESVILLE | 138 | 138 | 2 | 9.36 | 0 | 1 | 795.0 ACSR | 0 | 0 | 0 | 0 | 0 | 0 | 0 | 0 | 0 | 0 | 0 | 0 | 0 | 0 | 0 | 0 | 0 | 0 | 0 | 0 | 0 | 0 | 0 | 12 | 0
NO |  | 24 | 2016 | 8 | 34 | 34 |  | TL7088 DILLEY SS | STEC SAN MIGUEL | 138 | 138 | 1 | 47.54 | 0 | 1 | 795.0 ACSR | 0 | 0 | 0 | 0 | 0 | 0 | 0 | 0 | 0 | 0 | 0 | 0 | 0 | 0 | 0 | 0 | 0 | 0 | 0 | 0 | 0 | 0 | 0 | 12 | 0
NO |  | 24 | 2016 | 8 | 35 | 35 |  | TL7088 DILLEY SS | STEC SAN MIGUEL | 0 | 0 | 2 | 0 | 0 | 0 |  | 0 | 0 | 0 | 0 | 0 | 0 | 0 | 0 | 0 | 0 | 0 | 0 | 0 | 0 | 0 | 0 | 0 | 0 | 0 | 0 | 0 | 0 | 0 | 12 | 0
NO |  | 24 | 2016 | 9 | 1 | 1 |  | TL7091 PICACHO | AMISTAD HYDRO | 138 | 138 | 1 | 1.91 | 0 | 1 | 336.0 ACSR | 0 | 0 | 0 | 0 | 0 | 0 | 0 | 0 | 0 | 0 | 0 | 0 | 0 | 0 | 0 | 0 | 0 | 0 | 0 | 0 | 0 | 0 | 0 | 12 | 0
NO |  | 24 | 2016 | 9 | 2 | 2 |  | TL7092B EAGLE PASS | ESCONDIDO CKT#1 | 138 | 138 | 1 | 0.32 | 0 | 1 | 4/0 ACSR | 0 | 0 | 0 | 0 | 0 | 0 | 0 | 0 | 0 | 0 | 0 | 0 | 0 | 0 | 0 | 0 | 0 | 0 | 0 | 0 | 0 | 0 | 0 | 12 | 0
NO |  | 24 | 2016 | 9 | 3 | 3 |  |  |  | 0 | 0 | 2 | 1.13 | 0 | 0 | 795.0 ACSR | 0 | 0 | 0 | 0 | 0 | 0 | 0 | 0 | 0 | 0 | 0 | 0 | 0 | 0 | 0 | 0 | 0 | 0 | 0 | 0 | 0 | 0 | 0 | 12 | 0
NO |  | 24 | 2016 | 9 | 4 | 4 |  | TL7102A UNIVERSITY | WORMSER | 138 | 138 | 1 | 0 | 3.25 | 1 | 795.0 ACSR | 0 | 0 | 0 | 0 | 0 | 0 | 0 | 0 | 0 | 0 | 0 | 0 | 0 | 0 | 0 | 0 | 0 | 0 | 0 | 0 | 0 | 0 | 0 | 12 | 0
NO |  | 24 | 2016 | 9 | 5 | 5 |  | TL7102B WORMSER | ZAPATA | 138 | 138 | 1 | 40.64 | 0 | 1 | 795.0 ACSR | 0 | 0 | 0 | 0 | 0 | 0 | 0 | 0 | 0 | 0 | 0 | 0 | 0 | 0 | 0 | 0 | 0 | 0 | 0 | 0 | 0 | 0 | 0 | 12 | 0
NO |  | 24 | 2016 | 9 | 6 | 6 |  | TL7105 WORMSER | RIO BRAVO | 138 | 138 | 1 | 0.46 | 0 | 1 | 795.0 ACSR | 0 | 0 | 0 | 0 | 0 | 0 | 0 | 0 | 0 | 0 | 0 | 0 | 0 | 0 | 0 | 0 | 0 | 0 | 0 | 0 | 0 | 0 | 0 | 12 | 0
NO |  | 24 | 2016 | 9 | 7 | 7 |  | TL7110A GATEWAY TAP EAST | GATEWAY | 138 | 138 | 1 | 0.01 | 2.67 | 1 | 795.0 ACSR | 0 | 0 | 0 | 0 | 0 | 0 | 0 | 0 | 0 | 0 | 0 | 0 | 0 | 0 | 0 | 0 | 0 | 0 | 0 | 0 | 0 | 0 | 0 | 12 | 0
NO |  | 24 | 2016 | 9 | 8 | 8 |  | TL7110B GATEWAY TAP WEST | GATEWAY | 138 | 138 | 1 | 2.67 | 0 | 1 | 795.0 ACSR | 0 | 0 | 0 | 0 | 0 | 0 | 0 | 0 | 0 | 0 | 0 | 0 | 0 | 0 | 0 | 0 | 0 | 0 | 0 | 0 | 0 | 0 | 0 | 12 | 0
NO |  | 24 | 2016 | 9 | 9 | 9 |  | TL7115A LAREDO | UNIVERSITY | 138 | 138 | 1 | 2.46 | 0 | 1 | 795.0 ACSR | 0 | 0 | 0 | 0 | 0 | 0 | 0 | 0 | 0 | 0 | 0 | 0 | 0 | 0 | 0 | 0 | 0 | 0 | 0 | 0 | 0 | 0 | 0 | 12 | 0
NO |  | 24 | 2016 | 9 | 10 | 10 |  | TL7115B UNIVERSITY | WORMSER | 138 | 138 | 1 | 9.99 | 0 | 1 | 795.0 ACSR | 0 | 0 | 0 | 0 | 0 | 0 | 0 | 0 | 0 | 0 | 0 | 0 | 0 | 0 | 0 | 0 | 0 | 0 | 0 | 0 | 0 | 0 | 0 | 12 | 0
NO |  | 24 | 2016 | 9 | 11 | 11 |  | TL7117 ASHERTON | NORTH LAREDO | 138 | 138 | 1 | 6.95 | 0 | 1 | 366.4 ACSR | 0 | 0 | 0 | 0 | 0 | 0 | 0 | 0 | 0 | 0 | 0 | 0 | 0 | 0 | 0 | 0 | 0 | 0 | 0 | 0 | 0 | 0 | 0 | 12 | 0
NO |  | 24 | 2016 | 9 | 12 | 12 |  |  |  | 0 | 0 | 2 | 56.69 | 0 | 0 | 795.0 ACSR | 0 | 0 | 0 | 0 | 0 | 0 | 0 | 0 | 0 | 0 | 0 | 0 | 0 | 0 | 0 | 0 | 0 | 0 | 0 | 0 | 0 | 0 | 0 | 12 | 0
NO |  | 24 | 2016 | 9 | 13 | 13 |  | TL7123 SIERRA VISTA | WORMSER | 138 | 138 | 1 | 2.87 | 0 | 1 | 795.0 ACSR | 0 | 0 | 0 | 0 | 0 | 0 | 0 | 0 | 0 | 0 | 0 | 0 | 0 | 0 | 0 | 0 | 0 | 0 | 0 | 0 | 0 | 0 | 0 | 12 | 0
NO |  | 24 | 2016 | 9 | 14 | 14 |  | TL7124 EL GATO | GOOLIE/SOUIX RD | 138 | 138 | 1 | 5.3 | 0 | 1 | 795.0 ACSS | 0 | 0 | 0 | 0 | 0 | 0 | 0 | 0 | 0 | 0 | 0 | 0 | 0 | 0 | 0 | 0 | 0 | 0 | 0 | 0 | 0 | 0 | 0 | 12 | 0
NO |  | 24 | 2016 | 9 | 15 | 15 |  | TL7138 PILONCILLO | PRANCH #1 | 138 | 138 | 1 | 0.06 | 0 | 1 | 795 ACSR | 0 | 0 | 0 | 0 | 0 | 0 | 0 | 0 | 0 | 0 | 0 | 0 | 0 | 0 | 0 | 0 | 0 | 0 | 0 | 0 | 0 | 0 | 0 | 12 | 0
NO |  | 24 | 2016 | 9 | 16 | 16 |  | TL7141 BRACKETVILLE | BUS TIE #1 | 138 | 138 | 1 | 0.11 | 0 | 1 | 795 ACSS | 0 | 0 | 0 | 0 | 0 | 0 | 0 | 0 | 0 | 0 | 0 | 0 | 0 | 0 | 0 | 0 | 0 | 0 | 0 | 0 | 0 | 0 | 0 | 12 | 0
NO |  | 24 | 2016 | 9 | 17 | 17 |  | TL5224 BRACKETVILLE | BUS TIE #2 | 138 | 138 | 1 | 0.13 | 0 | 1 | 795 ACSS | 0 | 0 | 0 | 0 | 0 | 0 | 0 | 0 | 0 | 0 | 0 | 0 | 0 | 0 | 0 | 0 | 0 | 0 | 0 | 0 | 0 | 0 | 0 | 12 | 0
NO |  | 24 | 2016 | 9 | 18 | 18 |  | TL5185 KENEDY SWITCHING STA | TULETA | 138 | 138 | 1 | 19.33 | 0 | 2 | 959 ACSR/TW | 0 | 0 | 0 | 0 | 0 | 0 | 0 | 0 | 0 | 0 | 0 | 0 | 0 | 0 | 0 | 0 | 0 | 0 | 0 | 0 | 0 | 0 | 0 | 12 | 0
NO |  | 24 | 2016 | 9 | 19 | 19 |  | TL5180 KENEDY SWITCHING STA | PETTUS | 138 | 138 | 1 | 19.33 | 0 | 2 | 959 ACSR/TW | 0 | 0 | 0 | 0 | 0 | 0 | 0 | 0 | 0 | 0 | 0 | 0 | 0 | 0 | 0 | 0 | 0 | 0 | 0 | 0 | 0 | 0 | 0 | 12 | 0
NO |  | 24 | 2016 | 9 | 20 | 20 |  | 69 KV (148 LINES) |  | 69 | 69 | 1,2&4 | 1044.65 | 47.18 | 0 |  | 0 | 0 | 0 | 0 | 0 | 0 | 0 | 0 | 0 | 0 | 0 | 0 | 0 | 0 | 0 | 0 | 0 | 0 | 0 | 0 | 0 | 0 | 0 | 12 | 0
NO |  | 24 | 2016 | 9 | 21 | 21 |  | TOTAL |  | 0 | 0 |  | 4087.15 | 227.2 | 269 |  | 0 | 0 | 0 | 0 | 0 | 0 | 0 | 0 | 0 | 0 | 0 | 0 | 0 | 0 | 0 | 0 | 0 | 0 | 0 | 0 | 0 | 0 | 0 | 12 | 0
NO |  | 24 | 2016 | 9 | 22 | 22 |  | Line cost and expense are | not available by individual | 0 | 0 |  | 0 | 0 | 0 |  | 50902714 | 844026554 | 894929268 | 236999 | 4897749 | 0 | 5134748 | 0 | 0 | 0 | 0 | 0 | 0 | 0 | 0 | 0 | 0 | 0 | 0 | 0 | 0 | 0 | 0 | 12 | 0
NO |  | 24 | 2016 | 9 | 23 | 23 |  | transmission line. | Totals shown in Column j-p | 0 | 0 |  | 0 | 0 | 0 |  | 0 | 0 | 0 | 0 | 0 | 0 | 0 | 0 | 0 | 0 | 0 | 0 | 0 | 0 | 0 | 0 | 0 | 0 | 0 | 0 | 0 | 0 | 0 | 12 | 0
NO |  | 27 | 2016 | 0 | 1 | 1 |  | 138 KV LINES: |  | 0 | 0 |  | 0 | 0 | 0 |  | 0 | 0 | 0 | 0 | 0 | 0 | 0 | 0 | 0 | 0 | 0 | 0 | 0 | 0 | 0 | 0 | 0 | 0 | 0 | 0 | 0 | 0 | 0 | 12 | 1
NO |  | 27 | 2016 | 0 | 2 | 2 |  | BECKJORD | TOBASCO | 138 | 138 | TOWER | 0 | 5.93 | 1 | 1113AL | 0 | 0 | 0 | 0 | 0 | 0 | 0 | 0 | 0 | 0 | 0 | 0 | 0 | 0 | 0 | 0 | 0 | 0 | 0 | 0 | 0 | 0 | 0 | 12 | 1
NO |  | 27 | 2016 | 0 | 3 | 3 |  | BECKJORD | PIERCE | 138 | 138 | TOWER | 0.49 | 0 | 2 | 1113AL | 0 | 0 | 0 | 0 | 0 | 0 | 0 | 0 | 0 | 0 | 0 | 0 | 0 | 0 | 0 | 0 | 0 | 0 | 0 | 0 | 0 | 0 | 0 | 12 | 1
NO |  | 27 | 2016 | 0 | 4 | 4 |  | TRENTON | STATE LINE | 138 | 138 | TOWER | 28.82 | 0 | 1 | 477ACSR | 0 | 0 | 0 | 0 | 0 | 0 | 0 | 0 | 0 | 0 | 0 | 0 | 0 | 0 | 0 | 0 | 0 | 0 | 0 | 0 | 0 | 0 | 0 | 12 | 1
NO |  | 27 | 2016 | 0 | 5 | 5 |  | TRENTON | TODHUNTER | 138 | 138 | H-FRAME | 5.02 | 0 | 1 | 565ACSS | 0 | 0 | 0 | 0 | 0 | 0 | 0 | 0 | 0 | 0 | 0 | 0 | 0 | 0 | 0 | 0 | 0 | 0 | 0 | 0 | 0 | 0 | 0 | 12 | 1
NO |  | 27 | 2016 | 0 | 6 | 6 |  | WARREN | CLINTON COUNTY | 138 | 138 | H-FRAME | 15.96 | 0 | 1 | 477AL | 0 | 0 | 0 | 0 | 0 | 0 | 0 | 0 | 0 | 0 | 0 | 0 | 0 | 0 | 0 | 0 | 0 | 0 | 0 | 0 | 0 | 0 | 0 | 12 | 1
NO |  | 27 | 2016 | 0 | 7 | 7 |  | SUMMERSIDE | PORT UNION | 138 | 138 | TOWER | 22.73 | 0 | 1 | 477AL | 0 | 0 | 0 | 0 | 0 | 0 | 0 | 0 | 0 | 0 | 0 | 0 | 0 | 0 | 0 | 0 | 0 | 0 | 0 | 0 | 0 | 0 | 0 | 12 | 1
NO |  | 27 | 2016 | 0 | 8 | 8 |  | FAIRFIELD | PORT UNION | 138 | 138 | TOWER | 6.76 | 0 | 1 | 477AL | 0 | 0 | 0 | 0 | 0 | 0 | 0 | 0 | 0 | 0 | 0 | 0 | 0 | 0 | 0 | 0 | 0 | 0 | 0 | 0 | 0 | 0 | 0 | 12 | 1
NO |  | 27 | 2016 | 0 | 9 | 9 |  | WILLEY | PORT UNION | 138 | 138 | TOWER | 6.76 | 7.46 | 1 | 477AL | 0 | 0 | 0 | 0 | 0 | 0 | 0 | 0 | 0 | 0 | 0 | 0 | 0 | 0 | 0 | 0 | 0 | 0 | 0 | 0 | 0 | 0 | 0 | 12 | 1
NO |  | 27 | 2016 | 0 | 10 | 10 |  | PORT UNION | TODHUNTER | 138 | 138 | TOWER | 9.69 | 0 | 1 | 477AL | 0 | 0 | 0 | 0 | 0 | 0 | 0 | 0 | 0 | 0 | 0 | 0 | 0 | 0 | 0 | 0 | 0 | 0 | 0 | 0 | 0 | 0 | 0 | 12 | 1
NO |  | 27 | 2016 | 0 | 11 | 11 |  | PORT UNION | TODHUNTER | 138 | 138 | TOWER | 0.09 | 9.59 | 1 | 477AL | 0 | 0 | 0 | 0 | 0 | 0 | 0 | 0 | 0 | 0 | 0 | 0 | 0 | 0 | 0 | 0 | 0 | 0 | 0 | 0 | 0 | 0 | 0 | 12 | 1
NO |  | 27 | 2016 | 0 | 12 | 12 |  | PORT UNION | CITY OF HAMILTON | 138 | 138 | TOWER | 1.39 | 3.43 | 1 | 954AL | 0 | 0 | 0 | 0 | 0 | 0 | 0 | 0 | 0 | 0 | 0 | 0 | 0 | 0 | 0 | 0 | 0 | 0 | 0 | 0 | 0 | 0 | 0 | 12 | 1
NO |  | 27 | 2016 | 0 | 13 | 13 |  | LATERAL | RED BANK | 138 | 138 | POLE | 0 | 2.86 | 1 | 795AL | 0 | 0 | 0 | 0 | 0 | 0 | 0 | 0 | 0 | 0 | 0 | 0 | 0 | 0 | 0 | 0 | 0 | 0 | 0 | 0 | 0 | 0 | 0 | 12 | 1
NO |  | 27 | 2016 | 0 | 14 | 14 |  | EVENDALE | PORT UNION | 138 | 138 | TOWER | 0.33 | 5.66 | 1 | 954AL | 0 | 0 | 0 | 0 | 0 | 0 | 0 | 0 | 0 | 0 | 0 | 0 | 0 | 0 | 0 | 0 | 0 | 0 | 0 | 0 | 0 | 0 | 0 | 12 | 1
NO |  | 27 | 2016 | 0 | 15 | 15 |  | TERMINAL | EVENDALE | 138 | 138 | TOWER | 0.18 | 4.04 | 1 | 954AL | 0 | 0 | 0 | 0 | 0 | 0 | 0 | 0 | 0 | 0 | 0 | 0 | 0 | 0 | 0 | 0 | 0 | 0 | 0 | 0 | 0 | 0 | 0 | 12 | 1
NO |  | 27 | 2016 | 0 | 16 | 16 |  | FOSTER | PORT UNION | 138 | 138 | POLE | 7.93 | 0 | 1 | 954AL | 0 | 0 | 0 | 0 | 0 | 0 | 0 | 0 | 0 | 0 | 0 | 0 | 0 | 0 | 0 | 0 | 0 | 0 | 0 | 0 | 0 | 0 | 0 | 12 | 1
NO |  | 27 | 2016 | 0 | 17 | 17 |  | FOSTER | PORT UNION | 138 | 138 | TOWER | 0 | 10.09 | 1 | 477AL | 0 | 0 | 0 | 0 | 0 | 0 | 0 | 0 | 0 | 0 | 0 | 0 | 0 | 0 | 0 | 0 | 0 | 0 | 0 | 0 | 0 | 0 | 0 | 12 | 1
NO |  | 27 | 2016 | 0 | 18 | 18 |  | TODHUNTER | WARREN | 138 | 138 | POLE | 1.91 | 0 | 1 | 477ACSR | 0 | 0 | 0 | 0 | 0 | 0 | 0 | 0 | 0 | 0 | 0 | 0 | 0 | 0 | 0 | 0 | 0 | 0 | 0 | 0 | 0 | 0 | 0 | 12 | 1
NO |  | 27 | 2016 | 0 | 19 | 19 |  | TODHUNTER | WARREN | 138 | 138 | H-FRAME | 7.57 | 0 | 0 | 477ACSR | 0 | 0 | 0 | 0 | 0 | 0 | 0 | 0 | 0 | 0 | 0 | 0 | 0 | 0 | 0 | 0 | 0 | 0 | 0 | 0 | 0 | 0 | 0 | 12 | 1
NO |  | 27 | 2016 | 0 | 20 | 20 |  | TODHUNTER | ROCKIES EXPRESS | 138 | 345 | TOWER | 0 | 2.7 | 1 | 954ACSR | 0 | 0 | 0 | 0 | 0 | 0 | 0 | 0 | 0 | 0 | 0 | 0 | 0 | 0 | 0 | 0 | 0 | 0 | 0 | 0 | 0 | 0 | 0 | 12 | 1
NO |  | 27 | 2016 | 0 | 21 | 21 |  | TODHUNTER | ROCKES EXPRESS | 138 | 138 | POLE | 0.63 | 0 | 1 | 954ACSR | 0 | 0 | 0 | 0 | 0 | 0 | 0 | 0 | 0 | 0 | 0 | 0 | 0 | 0 | 0 | 0 | 0 | 0 | 0 | 0 | 0 | 0 | 0 | 12 | 1
NO |  | 27 | 2016 | 0 | 22 | 22 |  | FOSTER | SHAKER RUN | 138 | 345 | TOWER | 0 | 10.32 | 1 | 954ACSR | 0 | 0 | 0 | 0 | 0 | 0 | 0 | 0 | 0 | 0 | 0 | 0 | 0 | 0 | 0 | 0 | 0 | 0 | 0 | 0 | 0 | 0 | 0 | 12 | 1
NO |  | 27 | 2016 | 0 | 23 | 23 |  | SHAKER RUN | CARLISLE | 138 | 138 | POLE | 9.86 | 0 | 1 | 954AL | 0 | 0 | 0 | 0 | 0 | 0 | 0 | 0 | 0 | 0 | 0 | 0 | 0 | 0 | 0 | 0 | 0 | 0 | 0 | 0 | 0 | 0 | 0 | 12 | 1
NO |  | 27 | 2016 | 0 | 24 | 24 |  | SHAKER RUN | CARLISLE | 138 | 345 | TOWER | 4.58 | 0 | 0 |  | 0 | 0 | 0 | 0 | 0 | 0 | 0 | 0 | 0 | 0 | 0 | 0 | 0 | 0 | 0 | 0 | 0 | 0 | 0 | 0 | 0 | 0 | 0 | 12 | 1
NO |  | 27 | 2016 | 0 | 25 | 25 |  | FOSTER | REMINGTON | 138 | 138 | POLE | 4.87 | 0 | 1 | 954AL | 0 | 0 | 0 | 0 | 0 | 0 | 0 | 0 | 0 | 0 | 0 | 0 | 0 | 0 | 0 | 0 | 0 | 0 | 0 | 0 | 0 | 0 | 0 | 12 | 1
NO |  | 27 | 2016 | 0 | 26 | 26 |  | FOSTER | REMINGTON | 138 | 138 | TOWER | 6.12 | 0 | 1 | 477AL | 0 | 0 | 0 | 0 | 0 | 0 | 0 | 0 | 0 | 0 | 0 | 0 | 0 | 0 | 0 | 0 | 0 | 0 | 0 | 0 | 0 | 0 | 0 | 12 | 1
NO |  | 27 | 2016 | 0 | 27 | 27 |  | FOSTER | CEDARVILLE | 138 | 138 | POLE | 12.37 | 0 | 1 | 954AL | 0 | 0 | 0 | 0 | 0 | 0 | 0 | 0 | 0 | 0 | 0 | 0 | 0 | 0 | 0 | 0 | 0 | 0 | 0 | 0 | 0 | 0 | 0 | 12 | 1
NO |  | 27 | 2016 | 0 | 28 | 28 |  | FOSTER | WARREN | 138 | 138 | POLE | 8.99 | 0 | 1 | 954AL | 0 | 0 | 0 | 0 | 0 | 0 | 0 | 0 | 0 | 0 | 0 | 0 | 0 | 0 | 0 | 0 | 0 | 0 | 0 | 0 | 0 | 0 | 0 | 12 | 1
NO |  | 27 | 2016 | 0 | 29 | 29 |  | TODHUNTER | AK STEEL | 138 | 138 | TOWER | 2 | 1.99 | 1 | 477AL | 0 | 0 | 0 | 0 | 0 | 0 | 0 | 0 | 0 | 0 | 0 | 0 | 0 | 0 | 0 | 0 | 0 | 0 | 0 | 0 | 0 | 0 | 0 | 12 | 1
NO |  | 27 | 2016 | 0 | 30 | 30 |  | FAIRFIELD | MORGAN | 138 | 138 | TOWER | 7.6 | 8.27 | 1 | 477AL | 0 | 0 | 0 | 0 | 0 | 0 | 0 | 0 | 0 | 0 | 0 | 0 | 0 | 0 | 0 | 0 | 0 | 0 | 0 | 0 | 0 | 0 | 0 | 12 | 1
NO |  | 27 | 2016 | 0 | 31 | 31 |  | BROWN | FORD | 138 | 138 | POLE | 4.85 | 0 | 2 | 954AL | 0 | 0 | 0 | 0 | 0 | 0 | 0 | 0 | 0 | 0 | 0 | 0 | 0 | 0 | 0 | 0 | 0 | 0 | 0 | 0 | 0 | 0 | 0 | 12 | 1
NO |  | 27 | 2016 | 0 | 32 | 32 |  | BROWN | FORD | 138 | 138 | WOOD H-FR | 14.56 | 0 | 2 | 954AL | 0 | 0 | 0 | 0 | 0 | 0 | 0 | 0 | 0 | 0 | 0 | 0 | 0 | 0 | 0 | 0 | 0 | 0 | 0 | 0 | 0 | 0 | 0 | 12 | 1
NO |  | 27 | 2016 | 0 | 33 | 33 |  | STUART | BROWN | 138 | 138 | WOOD | 21.21 | 0 | 1 | 852AL | 0 | 0 | 0 | 0 | 0 | 0 | 0 | 0 | 0 | 0 | 0 | 0 | 0 | 0 | 0 | 0 | 0 | 0 | 0 | 0 | 0 | 0 | 0 | 12 | 1
NO |  | 27 | 2016 | 0 | 34 | 34 |  | WILDER | SILVER GROVE | 138 | 138 | POLE | 13.89 | 0 | 1 | 954AL | 0 | 0 | 0 | 0 | 0 | 0 | 0 | 0 | 0 | 0 | 0 | 0 | 0 | 0 | 0 | 0 | 0 | 0 | 0 | 0 | 0 | 0 | 0 | 12 | 1
NO |  | 27 | 2016 | 0 | 35 | 35 |  | WILDER | NEWPORT STEEL | 138 | 138 | POLE | 0.05 | 0 | 1 | 954AL | 0 | 0 | 0 | 0 | 0 | 0 | 0 | 0 | 0 | 0 | 0 | 0 | 0 | 0 | 0 | 0 | 0 | 0 | 0 | 0 | 0 | 0 | 0 | 12 | 1
NO |  | 27 | 2016 | 0 | 36 | 36 |  | TOTAL |  | 0 | 0 |  | 1879 | 376.09 | 149 |  | 33379970 | 286607077 | 319987047 | 638356 | 7011216 | 0 | 7649572 | 0 | 0 | 0 | 0 | 0 | 0 | 0 | 0 | 0 | 0 | 0 | 0 | 0 | 0 | 0 | 0 | 12 | 1
NO |  | 27 | 2016 | 1 | 1 | 1 |  | WILDER | SILVER GROVE | 138 | 138 | POLE | 14.2 | 0 | 1 | 954AL | 0 | 0 | 0 | 0 | 0 | 0 | 0 | 0 | 0 | 0 | 0 | 0 | 0 | 0 | 0 | 0 | 0 | 0 | 0 | 0 | 0 | 0 | 0 | 12 | 1
NO |  | 27 | 2016 | 1 | 2 | 2 |  | WILDER | SILVER GROVE | 138 | 138 | TOWER | 8.46 | 0 | 1 | 852.6ACAR | 0 | 0 | 0 | 0 | 0 | 0 | 0 | 0 | 0 | 0 | 0 | 0 | 0 | 0 | 0 | 0 | 0 | 0 | 0 | 0 | 0 | 0 | 0 | 12 | 1
NO |  | 27 | 2016 | 1 | 3 | 3 |  | BECKJORD | WILDER | 138 | 138 | TOWER | 13.36 | 0 | 1 | 852AL* | 0 | 0 | 0 | 0 | 0 | 0 | 0 | 0 | 0 | 0 | 0 | 0 | 0 | 0 | 0 | 0 | 0 | 0 | 0 | 0 | 0 | 0 | 0 | 12 | 1
NO |  | 27 | 2016 | 1 | 4 | 4 |  | BECKJORD | WILDER | 138 | 138 | POLE | 1.7 | 0 | 1 | 795AL | 0 | 0 | 0 | 0 | 0 | 0 | 0 | 0 | 0 | 0 | 0 | 0 | 0 | 0 | 0 | 0 | 0 | 0 | 0 | 0 | 0 | 0 | 0 | 12 | 1
NO |  | 27 | 2016 | 1 | 5 | 5 |  | CITY OF HAMILTON | FAIRFIELD | 138 | 138 | SGL WOOD | 5.99 | 0 | 1 | 954 ACSR | 0 | 0 | 0 | 0 | 0 | 0 | 0 | 0 | 0 | 0 | 0 | 0 | 0 | 0 | 0 | 0 | 0 | 0 | 0 | 0 | 0 | 0 | 0 | 12 | 1
NO |  | 27 | 2016 | 1 | 6 | 6 |  | TRENTON | COLLEGE CORNER | 138 | 138 | TOWER | 0 | 2.63 | 1 | 477 ACSR | 0 | 0 | 0 | 0 | 0 | 0 | 0 | 0 | 0 | 0 | 0 | 0 | 0 | 0 | 0 | 0 | 0 | 0 | 0 | 0 | 0 | 0 | 0 | 12 | 1
NO |  | 27 | 2016 | 1 | 7 | 7 |  | TRENTON | COLLEGE CORNER | 138 | 138 | TOWER | 0 | 21.48 | 0 | 397 ACSR | 0 | 0 | 0 | 0 | 0 | 0 | 0 | 0 | 0 | 0 | 0 | 0 | 0 | 0 | 0 | 0 | 0 | 0 | 0 | 0 | 0 | 0 | 0 | 12 | 1
NO |  | 27 | 2016 | 1 | 8 | 8 |  | BUFFINGTON | WEBSTER | 138 | 138 | SGL STEEL POLE | 2.9 | 0 | 1 | 954ACSR | 0 | 0 | 0 | 0 | 0 | 0 | 0 | 0 | 0 | 0 | 0 | 0 | 0 | 0 | 0 | 0 | 0 | 0 | 0 | 0 | 0 | 0 | 0 | 12 | 1
NO |  | 27 | 2016 | 1 | 9 | 9 |  | SILVER GROVE | WEBSTER | 138 | 138 | POLE | 8.89 | 0 | 1 | 954ACSR | 0 | 0 | 0 | 0 | 0 | 0 | 0 | 0 | 0 | 0 | 0 | 0 | 0 | 0 | 0 | 0 | 0 | 0 | 0 | 0 | 0 | 0 | 0 | 12 | 1
NO |  | 27 | 2016 | 1 | 10 | 10 |  | SILVER GROVE | WEBSTER | 138 | 138 | TOWER | 0.36 | 7.74 | 1 | 954ACSR | 0 | 0 | 0 | 0 | 0 | 0 | 0 | 0 | 0 | 0 | 0 | 0 | 0 | 0 | 0 | 0 | 0 | 0 | 0 | 0 | 0 | 0 | 0 | 12 | 1
NO |  | 27 | 2016 | 1 | 11 | 11 |  | ASHLAND | WHITTIER | 138 | 138 | SGL WOOD | 0.99 | 0 | 1 | 795ACSR | 0 | 0 | 0 | 0 | 0 | 0 | 0 | 0 | 0 | 0 | 0 | 0 | 0 | 0 | 0 | 0 | 0 | 0 | 0 | 0 | 0 | 0 | 0 | 12 | 1
NO |  | 27 | 2016 | 1 | 12 | 12 |  | CENTRAL | MITCHELL | 138 | 138 | STEEL POLE | 2.22 | 0 | 1 | 795ACSR | 0 | 0 | 0 | 0 | 0 | 0 | 0 | 0 | 0 | 0 | 0 | 0 | 0 | 0 | 0 | 0 | 0 | 0 | 0 | 0 | 0 | 0 | 0 | 12 | 1
NO |  | 27 | 2016 | 1 | 13 | 13 |  | CENTRAL | OAKLEY | 138 | 138 | STEEL POLE | 3.22 | 0 | 1 | 795ACSR | 0 | 0 | 0 | 0 | 0 | 0 | 0 | 0 | 0 | 0 | 0 | 0 | 0 | 0 | 0 | 0 | 0 | 0 | 0 | 0 | 0 | 0 | 0 | 12 | 1
NO |  | 27 | 2016 | 1 | 15 | 15 |  | 345 KV LINES: |  | 0 | 0 |  | 0 | 0 | 0 | 1113AL | 19124251 | 80105408 | 99229659 | 0 | 0 | 0 | 0 | 0 | 0 | 0 | 0 | 0 | 0 | 0 | 0 | 0 | 0 | 0 | 0 | 0 | 0 | 0 | 0 | 12 | 1
NO |  | 27 | 2016 | 1 | 16 | 16 |  | ------------- |  | 0 | 0 |  | 0 | 0 | 0 |  | 0 | 0 | 0 | 0 | 0 | 0 | 0 | 0 | 0 | 0 | 0 | 0 | 0 | 0 | 0 | 0 | 0 | 0 | 0 | 0 | 0 | 0 | 0 | 12 | 1
NO |  | 27 | 2016 | 1 | 17 | 17 |  | MIAMI FORT | TANNER'S CREEK | 345 | 345 | TOWER | 3.39 | 0 | 2 | 954ACSR | 0 | 0 | 0 | 0 | 0 | 0 | 0 | 0 | 0 | 0 | 0 | 0 | 0 | 0 | 0 | 0 | 0 | 0 | 0 | 0 | 0 | 0 | 0 | 12 | 1
NO |  | 27 | 2016 | 1 | 18 | 18 |  | FOSTER | PORT UNION | 345 | 345 | TOWER | 11.86 | 0 | 2 | 954ACSR | 0 | 0 | 0 | 0 | 0 | 0 | 0 | 0 | 0 | 0 | 0 | 0 | 0 | 0 | 0 | 0 | 0 | 0 | 0 | 0 | 0 | 0 | 0 | 12 | 1
NO |  | 27 | 2016 | 1 | 19 | 19 |  | STATE LINE | EAST BEND | 345 | 345 | TOWER | 15.39 | 0.26 | 2 | 954ACSR | 0 | 0 | 0 | 0 | 0 | 0 | 0 | 0 | 0 | 0 | 0 | 0 | 0 | 0 | 0 | 0 | 0 | 0 | 0 | 0 | 0 | 0 | 0 | 12 | 1
NO |  | 27 | 2016 | 1 | 20 | 20 |  | PORT UNION | TERMINAL | 345 | 345 | TOWER | 10.11 | 0 | 2 | 954ACSR | 0 | 0 | 0 | 0 | 0 | 0 | 0 | 0 | 0 | 0 | 0 | 0 | 0 | 0 | 0 | 0 | 0 | 0 | 0 | 0 | 0 | 0 | 0 | 12 | 1
NO |  | 27 | 2016 | 1 | 21 | 21 |  | MIAMI FORT | TERMINAL | 345 | 345 | TOWER | 21.73 | 0.37 | 2 | 954ACSR | 0 | 0 | 0 | 0 | 0 | 0 | 0 | 0 | 0 | 0 | 0 | 0 | 0 | 0 | 0 | 0 | 0 | 0 | 0 | 0 | 0 | 0 | 0 | 12 | 1
NO |  | 27 | 2016 | 1 | 22 | 22 |  | FOSTER | TODHUNTER | 345 | 345 | TOWER | 15.75 | 0.01 | 2 | 954ACSR | 0 | 0 | 0 | 0 | 0 | 0 | 0 | 0 | 0 | 0 | 0 | 0 | 0 | 0 | 0 | 0 | 0 | 0 | 0 | 0 | 0 | 0 | 0 | 12 | 1
NO |  | 27 | 2016 | 1 | 23 | 23 |  | TERMINAL | EAST BEND | 345 | 345 | TOWER | 21.3 | 13.76 | 2 | 954ACSR | 0 | 0 | 0 | 0 | 0 | 0 | 0 | 0 | 0 | 0 | 0 | 0 | 0 | 0 | 0 | 0 | 0 | 0 | 0 | 0 | 0 | 0 | 0 | 12 | 1
NO |  | 27 | 2016 | 1 | 24 | 24 |  | DEARBORN | BUFFINGTON | 345 | 345 | TOWER | 0 | 0.27 | 2 | 954ACSR | 0 | 0 | 0 | 0 | 0 | 0 | 0 | 0 | 0 | 0 | 0 | 0 | 0 | 0 | 0 | 0 | 0 | 0 | 0 | 0 | 0 | 0 | 0 | 12 | 1
NO |  | 27 | 2016 | 1 | 25 | 25 |  | WOODSDALE | TODHUNTER | 345 | 345 | TOWER | 0 | 4.61 | 2 | 954ACSR | 0 | 0 | 0 | 0 | 0 | 0 | 0 | 0 | 0 | 0 | 0 | 0 | 0 | 0 | 0 | 0 | 0 | 0 | 0 | 0 | 0 | 0 | 0 | 12 | 1
NO |  | 27 | 2016 | 1 | 26 | 26 |  | FOSTER STATION | BATH STATION | 345 | 345 | POLE | 20.1 | 0 | 1 | 1024.5MCM | 0 | 0 | 0 | 0 | 0 | 0 | 0 | 0 | 0 | 0 | 0 | 0 | 0 | 0 | 0 | 0 | 0 | 0 | 0 | 0 | 0 | 0 | 0 | 12 | 1
NO |  | 27 | 2016 | 1 | 28 | 28 |  | 138 KV LINES |  | 0 | 0 |  | 0 | 0 | 0 | 795AL | 10332784 | 121364677 | 131697461 | 0 | 0 | 0 | 0 | 0 | 0 | 0 | 0 | 0 | 0 | 0 | 0 | 0 | 0 | 0 | 0 | 0 | 0 | 0 | 0 | 12 | 1
NO |  | 27 | 2016 | 1 | 29 | 29 |  | ------------- |  | 0 | 0 |  | 0 | 0 | 0 |  | 0 | 0 | 0 | 0 | 0 | 0 | 0 | 0 | 0 | 0 | 0 | 0 | 0 | 0 | 0 | 0 | 0 | 0 | 0 | 0 | 0 | 0 | 0 | 12 | 1
NO |  | 27 | 2016 | 1 | 31 | 31 |  | EVENDALE | GE COMPANY | 138 | 138 | TOWER | 0.19 | 0 | 1 | 477AL* | 0 | 0 | 0 | 0 | 0 | 0 | 0 | 0 | 0 | 0 | 0 | 0 | 0 | 0 | 0 | 0 | 0 | 0 | 0 | 0 | 0 | 0 | 0 | 12 | 1
NO |  | 27 | 2016 | 1 | 32 | 32 |  | ELMWOOD | LATERAL | 138 | 138 | POLE | 2.43 | 0 | 1 | 795AL* | 0 | 0 | 0 | 0 | 0 | 0 | 0 | 0 | 0 | 0 | 0 | 0 | 0 | 0 | 0 | 0 | 0 | 0 | 0 | 0 | 0 | 0 | 0 | 12 | 1
NO |  | 27 | 2016 | 1 | 33 | 33 |  | ELMWOOD | TERMINAL | 138 | 138 | POLE | 1.4 | 0 | 1 | 1024AL | 0 | 0 | 0 | 0 | 0 | 0 | 0 | 0 | 0 | 0 | 0 | 0 | 0 | 0 | 0 | 0 | 0 | 0 | 0 | 0 | 0 | 0 | 0 | 12 | 1
NO |  | 27 | 2016 | 1 | 34 | 34 |  | OAKLEY | TOWER #111 | 138 | 138 | POLE | 0.41 | 0 | 1 | 400CU* | 0 | 0 | 0 | 0 | 0 | 0 | 0 | 0 | 0 | 0 | 0 | 0 | 0 | 0 | 0 | 0 | 0 | 0 | 0 | 0 | 0 | 0 | 0 | 12 | 1
NO |  | 27 | 2016 | 1 | 35 | 35 |  | OAKLEY | RED BANK | 138 | 138 | TOWER | 1.07 | 0 | 1 | 1113AL | 0 | 0 | 0 | 0 | 0 | 0 | 0 | 0 | 0 | 0 | 0 | 0 | 0 | 0 | 0 | 0 | 0 | 0 | 0 | 0 | 0 | 0 | 0 | 12 | 1
NO |  | 27 | 2016 | 2 | 1 | 1 |  | BECKJORD | OAKLEY | 138 | 138 | TOWER | 10.29 | 6.21 | 1 | 1113AL | 0 | 0 | 0 | 0 | 0 | 0 | 0 | 0 | 0 | 0 | 0 | 0 | 0 | 0 | 0 | 0 | 0 | 0 | 0 | 0 | 0 | 0 | 0 | 12 | 1
NO |  | 27 | 2016 | 2 | 2 | 2 |  | BECKJORD | OAKLEY | 0 | 0 | POLE | 1.98 | 0 | 0 |  | 0 | 0 | 0 | 0 | 0 | 0 | 0 | 0 | 0 | 0 | 0 | 0 | 0 | 0 | 0 | 0 | 0 | 0 | 0 | 0 | 0 | 0 | 0 | 12 | 1
NO |  | 27 | 2016 | 2 | 3 | 3 |  | BECKJORD | PIERCE | 138 | 138 | POLE | 0 | 0 | 1 | 1113ACSR | 0 | 0 | 0 | 0 | 0 | 0 | 0 | 0 | 0 | 0 | 0 | 0 | 0 | 0 | 0 | 0 | 0 | 0 | 0 | 0 | 0 | 0 | 0 | 12 | 1
NO |  | 27 | 2016 | 2 | 4 | 4 |  | TERMINAL | MITCHELL | 138 | 138 | TOWER | 3.49 | 0 | 1 | 852AL | 0 | 0 | 0 | 0 | 0 | 0 | 0 | 0 | 0 | 0 | 0 | 0 | 0 | 0 | 0 | 0 | 0 | 0 | 0 | 0 | 0 | 0 | 0 | 12 | 1
NO |  | 27 | 2016 | 2 | 5 | 5 |  | MITCHELL | WEST END | 138 | 138 | TOWER | 0.67 | 7.35 | 1 | 795AL | 0 | 0 | 0 | 0 | 0 | 0 | 0 | 0 | 0 | 0 | 0 | 0 | 0 | 0 | 0 | 0 | 0 | 0 | 0 | 0 | 0 | 0 | 0 | 12 | 1
NO |  | 27 | 2016 | 2 | 6 | 6 |  | CENTRAL | ASHLAND | 138 | 138 | TOWER | 3.43 | 0 | 1 | 795AL | 0 | 0 | 0 | 0 | 0 | 0 | 0 | 0 | 0 | 0 | 0 | 0 | 0 | 0 | 0 | 0 | 0 | 0 | 0 | 0 | 0 | 0 | 0 | 12 | 1
NO |  | 27 | 2016 | 2 | 7 | 7 |  | WEST END | CRESCENT | 138 | 138 | TOWER | 3.98 | 0.73 | 1 | 636AL | 0 | 0 | 0 | 0 | 0 | 0 | 0 | 0 | 0 | 0 | 0 | 0 | 0 | 0 | 0 | 0 | 0 | 0 | 0 | 0 | 0 | 0 | 0 | 12 | 1
NO |  | 27 | 2016 | 2 | 8 | 8 |  | MIAMI FORT | STATE LINE | 138 | 138 | TOWER | 0.44 | 0 | 1 | 795AL | 0 | 0 | 0 | 0 | 0 | 0 | 0 | 0 | 0 | 0 | 0 | 0 | 0 | 0 | 0 | 0 | 0 | 0 | 0 | 0 | 0 | 0 | 0 | 12 | 1
NO |  | 27 | 2016 | 2 | 9 | 9 |  | MIAMI FORT | STATE LINE | 138 | 138 | POLE | 0.37 | 0 | 1 | 954AL | 0 | 0 | 0 | 0 | 0 | 0 | 0 | 0 | 0 | 0 | 0 | 0 | 0 | 0 | 0 | 0 | 0 | 0 | 0 | 0 | 0 | 0 | 0 | 12 | 1
NO |  | 27 | 2016 | 2 | 10 | 10 |  | MIAMI FORT | MIAMI FORT | 138 | 138 | POLE | 0.4 | 0 | 1 | 852AL | 0 | 0 | 0 | 0 | 0 | 0 | 0 | 0 | 0 | 0 | 0 | 0 | 0 | 0 | 0 | 0 | 0 | 0 | 0 | 0 | 0 | 0 | 0 | 12 | 1
NO |  | 27 | 2016 | 2 | 11 | 11 |  | ROCKIES EXPRESS | TAP | 138 | 138 | POLE | 1.43 | 0 | 1 | 954ACSR | 0 | 0 | 0 | 0 | 0 | 0 | 0 | 0 | 0 | 0 | 0 | 0 | 0 | 0 | 0 | 0 | 0 | 0 | 0 | 0 | 0 | 0 | 0 | 12 | 1
NO |  | 27 | 2016 | 2 | 13 | 13 |  | GENERATING STATION | GAS TURBINE STATION | 0 | 0 |  | 0 | 0 | 0 |  | 0 | 0 | 0 | 0 | 0 | 0 | 0 | 0 | 0 | 0 | 0 | 0 | 0 | 0 | 0 | 0 | 0 | 0 | 0 | 0 | 0 | 0 | 0 | 12 | 1
NO |  | 27 | 2016 | 2 | 14 | 14 |  | MIAMI FORT | MORGAN | 138 | 138 | TOWER | 8.19 | 0 | 1 | 477AL | 0 | 0 | 0 | 0 | 0 | 0 | 0 | 0 | 0 | 0 | 0 | 0 | 0 | 0 | 0 | 0 | 0 | 0 | 0 | 0 | 0 | 0 | 0 | 12 | 1
NO |  | 27 | 2016 | 2 | 15 | 15 |  | TERMINAL | GLENVIEW | 138 | 138 | TOWER | 5.63 | 0 | 1 | 852AL | 0 | 0 | 0 | 0 | 0 | 0 | 0 | 0 | 0 | 0 | 0 | 0 | 0 | 0 | 0 | 0 | 0 | 0 | 0 | 0 | 0 | 0 | 0 | 12 | 1
NO |  | 27 | 2016 | 2 | 16 | 16 |  | TERMINAL | EBENEZER | 138 | 138 | TOWER | 0 | 13.93 | 1 | 852AL | 0 | 0 | 0 | 0 | 0 | 0 | 0 | 0 | 0 | 0 | 0 | 0 | 0 | 0 | 0 | 0 | 0 | 0 | 0 | 0 | 0 | 0 | 0 | 12 | 1
NO |  | 27 | 2016 | 2 | 17 | 17 |  | TERMINAL | EBENEZER | 138 | 138 | POLE | 3.62 | 0 | 1 | 795AL | 0 | 0 | 0 | 0 | 0 | 0 | 0 | 0 | 0 | 0 | 0 | 0 | 0 | 0 | 0 | 0 | 0 | 0 | 0 | 0 | 0 | 0 | 0 | 12 | 1
NO |  | 27 | 2016 | 2 | 18 | 18 |  | BECKJORD | BUFFINGTON | 138 | 138 | POLE | 0.02 | 0 | 1 | 477AL | 0 | 0 | 0 | 0 | 0 | 0 | 0 | 0 | 0 | 0 | 0 | 0 | 0 | 0 | 0 | 0 | 0 | 0 | 0 | 0 | 0 | 0 | 0 | 12 | 1
NO |  | 27 | 2016 | 2 | 19 | 19 |  | BECKJORD | BUFFINGTON | 138 | 138 | TOWER | 11.41 | 0 | 1 | 852AL | 0 | 0 | 0 | 0 | 0 | 0 | 0 | 0 | 0 | 0 | 0 | 0 | 0 | 0 | 0 | 0 | 0 | 0 | 0 | 0 | 0 | 0 | 0 | 12 | 1
NO |  | 27 | 2016 | 2 | 20 | 20 |  | BECKJORD | RED BANK | 138 | 138 | TOWER | 9.39 | 4.96 | 2 | 954AL | 0 | 0 | 0 | 0 | 0 | 0 | 0 | 0 | 0 | 0 | 0 | 0 | 0 | 0 | 0 | 0 | 0 | 0 | 0 | 0 | 0 | 0 | 0 | 12 | 1
NO |  | 27 | 2016 | 2 | 21 | 21 |  | BECKJORD | RED BANK | 138 | 138 | POLE | 0.34 | 0 | 1 | 1113AL | 0 | 0 | 0 | 0 | 0 | 0 | 0 | 0 | 0 | 0 | 0 | 0 | 0 | 0 | 0 | 0 | 0 | 0 | 0 | 0 | 0 | 0 | 0 | 12 | 1
NO |  | 27 | 2016 | 2 | 22 | 22 |  | WILDER | BECKJORD | 138 | 138 | TOWER | 0 | 13.02 | 1 | 954AL | 0 | 0 | 0 | 0 | 0 | 0 | 0 | 0 | 0 | 0 | 0 | 0 | 0 | 0 | 0 | 0 | 0 | 0 | 0 | 0 | 0 | 0 | 0 | 12 | 1
NO |  | 27 | 2016 | 2 | 23 | 23 |  | BUFFINGTON | CRESCENT | 138 | 138 | POLE | 10.33 | 0 | 1 | 795AL | 0 | 0 | 0 | 0 | 0 | 0 | 0 | 0 | 0 | 0 | 0 | 0 | 0 | 0 | 0 | 0 | 0 | 0 | 0 | 0 | 0 | 0 | 0 | 12 | 1
NO |  | 27 | 2016 | 2 | 24 | 24 |  | BUFFINGTON | EAST KENTUCKY POWER | 138 | 138 | POLE | 3.7 | 0 | 1 | 954AL | 0 | 0 | 0 | 0 | 0 | 0 | 0 | 0 | 0 | 0 | 0 | 0 | 0 | 0 | 0 | 0 | 0 | 0 | 0 | 0 | 0 | 0 | 0 | 12 | 1
NO |  | 27 | 2016 | 2 | 25 | 25 |  | MIAMI FORT | EBENEZER | 138 | 138 | TOWER | 6.2 | 0 | 1 | 852AL | 0 | 0 | 0 | 0 | 0 | 0 | 0 | 0 | 0 | 0 | 0 | 0 | 0 | 0 | 0 | 0 | 0 | 0 | 0 | 0 | 0 | 0 | 0 | 12 | 1
NO |  | 27 | 2016 | 2 | 26 | 26 |  | MIAMI FORT | EBENEZER | 138 | 138 | POLE | 5 | 0 | 1 | 477AL | 0 | 0 | 0 | 0 | 0 | 0 | 0 | 0 | 0 | 0 | 0 | 0 | 0 | 0 | 0 | 0 | 0 | 0 | 0 | 0 | 0 | 0 | 0 | 12 | 1
NO |  | 27 | 2016 | 2 | 27 | 27 |  | BECKJORD | SUMMERSIDE | 138 | 138 | TOWER | 10.58 | 0 | 1 | 477AL | 0 | 0 | 0 | 0 | 0 | 0 | 0 | 0 | 0 | 0 | 0 | 0 | 0 | 0 | 0 | 0 | 0 | 0 | 0 | 0 | 0 | 0 | 0 | 12 | 1
NO |  | 27 | 2016 | 2 | 28 | 28 |  | CRESCENT | MIAMI FORT | 138 | 138 | TOWER | 15.55 | 0 | 1 | 636AL | 0 | 0 | 0 | 0 | 0 | 0 | 0 | 0 | 0 | 0 | 0 | 0 | 0 | 0 | 0 | 0 | 0 | 0 | 0 | 0 | 0 | 0 | 0 | 12 | 1
NO |  | 27 | 2016 | 2 | 29 | 29 |  | CRESCENT | MIAMI FORT | 138 | 138 | POLE | 0.42 | 0 | 1 | 954AL | 0 | 0 | 0 | 0 | 0 | 0 | 0 | 0 | 0 | 0 | 0 | 0 | 0 | 0 | 0 | 0 | 0 | 0 | 0 | 0 | 0 | 0 | 0 | 12 | 1
NO |  | 27 | 2016 | 2 | 30 | 30 |  | MIAMI FORT | GLENVIEW | 138 | 138 | TOWER | 9.53 | 6.28 | 1 | 852AL | 0 | 0 | 0 | 0 | 0 | 0 | 0 | 0 | 0 | 0 | 0 | 0 | 0 | 0 | 0 | 0 | 0 | 0 | 0 | 0 | 0 | 0 | 0 | 12 | 1
NO |  | 27 | 2016 | 2 | 31 | 31 |  | RED BANK | TERMINAL | 138 | 138 | TOWER | 6.75 | 0 | 1 | 954AL | 0 | 0 | 0 | 0 | 0 | 0 | 0 | 0 | 0 | 0 | 0 | 0 | 0 | 0 | 0 | 0 | 0 | 0 | 0 | 0 | 0 | 0 | 0 | 12 | 1
NO |  | 27 | 2016 | 2 | 32 | 32 |  | RED BANK | ASHLAND | 138 | 138 | TOWER | 1.1 | 0 | 1 | 1113AL | 0 | 0 | 0 | 0 | 0 | 0 | 0 | 0 | 0 | 0 | 0 | 0 | 0 | 0 | 0 | 0 | 0 | 0 | 0 | 0 | 0 | 0 | 0 | 12 | 1
NO |  | 27 | 2016 | 2 | 33 | 33 |  | RED BANK | TOBASCO | 138 | 138 | TOWER | 0 | 9.72 | 1 | 1113AL | 0 | 0 | 0 | 0 | 0 | 0 | 0 | 0 | 0 | 0 | 0 | 0 | 0 | 0 | 0 | 0 | 0 | 0 | 0 | 0 | 0 | 0 | 0 | 12 | 1
NO |  | 27 | 2016 | 2 | 34 | 34 |  | RED BANK | ASHLAND | 138 | 138 | U/G | 4.26 | 0 | 1 | 790CU | 0 | 0 | 0 | 0 | 0 | 0 | 0 | 0 | 0 | 0 | 0 | 0 | 0 | 0 | 0 | 0 | 0 | 0 | 0 | 0 | 0 | 0 | 0 | 12 | 1
NO |  | 27 | 2016 | 2 | 35 | 35 |  | TERMINAL | GREENDALE | 138 | 138 | TOWER | 1.12 | 3.56 | 1 | 852AL | 0 | 0 | 0 | 0 | 0 | 0 | 0 | 0 | 0 | 0 | 0 | 0 | 0 | 0 | 0 | 0 | 0 | 0 | 0 | 0 | 0 | 0 | 0 | 12 | 1
NO |  | 27 | 2016 | 3 | 1 | 1 |  | REMINGTON | BECKJORD | 138 | 138 | TOWER | 0 | 19.3 | 1 | 477AL | 0 | 0 | 0 | 0 | 0 | 0 | 0 | 0 | 0 | 0 | 0 | 0 | 0 | 0 | 0 | 0 | 0 | 0 | 0 | 0 | 0 | 0 | 0 | 12 | 1
NO |  | 27 | 2016 | 3 | 2 | 2 |  | MIAMI FORT | WILLEY | 138 | 138 | TOWER | 0 | 14.95 | 1 | 477AL | 0 | 0 | 0 | 0 | 0 | 0 | 0 | 0 | 0 | 0 | 0 | 0 | 0 | 0 | 0 | 0 | 0 | 0 | 0 | 0 | 0 | 0 | 0 | 12 | 1
NO |  | 27 | 2016 | 3 | 3 | 3 |  | WEST END | WILDER | 138 | 138 | POLE | 2.42 | 0 | 1 | 954AA | 0 | 0 | 0 | 0 | 0 | 0 | 0 | 0 | 0 | 0 | 0 | 0 | 0 | 0 | 0 | 0 | 0 | 0 | 0 | 0 | 0 | 0 | 0 | 12 | 1
NO |  | 27 | 2016 | 3 | 4 | 4 |  | WEST END | WILDER | 138 | 138 | POLE | 2.45 | 0 | 1 | 477ACSR | 0 | 0 | 0 | 0 | 0 | 0 | 0 | 0 | 0 | 0 | 0 | 0 | 0 | 0 | 0 | 0 | 0 | 0 | 0 | 0 | 0 | 0 | 0 | 12 | 1
NO |  | 27 | 2016 | 3 | 5 | 5 |  | WILLEY | TERMINAL | 138 | 138 | WOOD H-FR | 5.77 | 0 | 1 | 1024AL | 0 | 0 | 0 | 0 | 0 | 0 | 0 | 0 | 0 | 0 | 0 | 0 | 0 | 0 | 0 | 0 | 0 | 0 | 0 | 0 | 0 | 0 | 0 | 12 | 1
NO |  | 27 | 2016 | 3 | 6 | 6 |  | WILLEY | TERMINAL | 138 | 138 | POLE | 12.13 | 0 | 1 | 795AL | 0 | 0 | 0 | 0 | 0 | 0 | 0 | 0 | 0 | 0 | 0 | 0 | 0 | 0 | 0 | 0 | 0 | 0 | 0 | 0 | 0 | 0 | 0 | 12 | 1
NO |  | 27 | 2016 | 3 | 8 | 8 |  | CHARLES | WEST END | 138 | 138 | U/G | 1.1 | 0 | 1 | 2000CU | 0 | 0 | 0 | 0 | 0 | 0 | 0 | 0 | 0 | 0 | 0 | 0 | 0 | 0 | 0 | 0 | 0 | 0 | 0 | 0 | 0 | 0 | 0 | 12 | 1
NO |  | 27 | 2016 | 3 | 9 | 9 |  | WEST END | CHARLES | 138 | 138 | U/G | 1.1 | 0 | 1 | 2000CU | 0 | 0 | 0 | 0 | 0 | 0 | 0 | 0 | 0 | 0 | 0 | 0 | 0 | 0 | 0 | 0 | 0 | 0 | 0 | 0 | 0 | 0 | 0 | 12 | 1
NO |  | 27 | 2016 | 3 | 10 | 10 |  | WEST END | WILDER | 138 | 138 | U/G | 0.04 | 0 | 1 | 200CU | 0 | 0 | 0 | 0 | 0 | 0 | 0 | 0 | 0 | 0 | 0 | 0 | 0 | 0 | 0 | 0 | 0 | 0 | 0 | 0 | 0 | 0 | 0 | 12 | 1
NO |  | 27 | 2016 | 3 | 11 | 11 |  | CHARLES | ROCHELLE | 138 | 138 | U/G | 2.3 | 0 | 1 | 2000CU | 0 | 0 | 0 | 0 | 0 | 0 | 0 | 0 | 0 | 0 | 0 | 0 | 0 | 0 | 0 | 0 | 0 | 0 | 0 | 0 | 0 | 0 | 0 | 12 | 1
NO |  | 27 | 2016 | 3 | 12 | 12 |  | GREENDALE | ROCHELLE | 138 | 138 | U/G | 1.32 | 0 | 1 | 2000CU | 0 | 0 | 0 | 0 | 0 | 0 | 0 | 0 | 0 | 0 | 0 | 0 | 0 | 0 | 0 | 0 | 0 | 0 | 0 | 0 | 0 | 0 | 0 | 12 | 1
NO |  | 27 | 2016 | 3 | 13 | 13 |  | WHITTIER | ROCHELLE | 138 | 138 | U/G | 1.24 | 0 | 1 | 2000CU | 0 | 0 | 0 | 0 | 0 | 0 | 0 | 0 | 0 | 0 | 0 | 0 | 0 | 0 | 0 | 0 | 0 | 0 | 0 | 0 | 0 | 0 | 0 | 12 | 1
SI/NO | A | 27 | 2016 | 3 | 15 | 15 |  | 69 KV LINES: |  | 0 | 0 |  | 0 | 0 | 0 |  | 3922935 | 85136992 | 89059927 | 0 | 0 | 0 | 2218415.6434 | 0 | 0 | 0 | 0 | 0 | 0 | 0 | 0 | 0 | 0 | 0 | 0 | 0 | 0 | 0 | 0 | 12 | 1
NO |  | 27 | 2016 | 3 | 16 | 16 |  | ----------- |  | 0 | 0 |  | 0 | 0 | 0 |  | 0 | 0 | 0 | 0 | 0 | 0 | 0 | 0 | 0 | 0 | 0 | 0 | 0 | 0 | 0 | 0 | 0 | 0 | 0 | 0 | 0 | 0 | 0 | 12 | 1
NO |  | 27 | 2016 | 3 | 17 | 17 |  | 69 KV TRANSMISSION POOL |  | 69 | 69 | TOWER | 2.9 | 40.72 | 0 |  | 0 | 0 | 0 | 0 | 0 | 0 | 0 | 0 | 0 | 0 | 0 | 0 | 0 | 0 | 0 | 0 | 0 | 0 | 0 | 0 | 0 | 0 | 0 | 12 | 1
NO |  | 27 | 2016 | 3 | 18 | 18 |  |  |  | 69 | 69 | POLE | 531.5 | 10.12 | 0 |  | 0 | 0 | 0 | 0 | 0 | 0 | 0 | 0 | 0 | 0 | 0 | 0 | 0 | 0 | 0 | 0 | 0 | 0 | 0 | 0 | 0 | 0 | 0 | 12 | 1
NO |  | 27 | 2016 | 3 | 19 | 19 |  |  |  | 69 | 69 | U/G | 0.89 | 0 | 0 |  | 0 | 0 | 0 | 0 | 0 | 0 | 0 | 0 | 0 | 0 | 0 | 0 | 0 | 0 | 0 | 0 | 0 | 0 | 0 | 0 | 0 | 0 | 0 | 12 | 1
NO |  | 27 | 2016 | 3 | 21 | 21 |  | FULL OWNERSHIP |  | 0 | 0 |  | 0 | 0 | 0 |  | 0 | 0 | 0 | 0 | 0 | 0 | 0 | 0 | 0 | 0 | 0 | 0 | 0 | 0 | 0 | 0 | 0 | 0 | 0 | 0 | 0 | 0 | 0 | 12 | 1
NO |  | 27 | 2016 | 3 | 24 | 24 |  | COMMONLY OWNED LINES: |  | 0 | 0 |  | 0 | 0 | 0 |  | 0 | 0 | 0 | 0 | 0 | 0 | 0 | 0 | 0 | 0 | 0 | 0 | 0 | 0 | 0 | 0 | 0 | 0 | 0 | 0 | 0 | 0 | 0 | 12 | 1
NO |  | 27 | 2016 | 3 | 25 | 25 |  | -------------------- |  | 0 | 0 |  | 0 | 0 | 0 |  | 0 | 0 | 0 | 0 | 0 | 0 | 0 | 0 | 0 | 0 | 0 | 0 | 0 | 0 | 0 | 0 | 0 | 0 | 0 | 0 | 0 | 0 | 0 | 12 | 1
NO |  | 27 | 2016 | 3 | 26 | 26 |  | SHARE BELOW @ 8.43% |  | 0 | 0 |  | 0 | 0 | 0 |  | 0 | 0 | 0 | 0 | 0 | 0 | 0 | 0 | 0 | 0 | 0 | 0 | 0 | 0 | 0 | 0 | 0 | 0 | 0 | 0 | 0 | 0 | 0 | 12 | 1
NO |  | 27 | 2016 | 3 | 27 | 27 |  | CONESVILLE (PT-Z) HYATT |  | 345 | 345 | TOWER | 9.09 | 0 | 1 | 954ACSR* | 0 | 0 | 0 | 0 | 0 | 0 | 0 | 0 | 0 | 0 | 0 | 0 | 0 | 0 | 0 | 0 | 0 | 0 | 0 | 0 | 0 | 0 | 0 | 12 | 1
NO |  | 27 | 2016 | 3 | 28 | 28 |  |  |  | 345 | 345 | POLE | 1.78 | 0 | 1 | 954ACSR* | 0 | 0 | 0 | 0 | 0 | 0 | 0 | 0 | 0 | 0 | 0 | 0 | 0 | 0 | 0 | 0 | 0 | 0 | 0 | 0 | 0 | 0 | 0 | 12 | 1
NO |  | 27 | 2016 | 3 | 29 | 29 |  |  |  | 345 | 345 | WOOD H-FR | 0.48 | 0 | 1 | 954ACSR* | 0 | 0 | 0 | 0 | 0 | 0 | 0 | 0 | 0 | 0 | 0 | 0 | 0 | 0 | 0 | 0 | 0 | 0 | 0 | 0 | 0 | 0 | 0 | 12 | 1
NO |  | 27 | 2016 | 3 | 30 | 30 |  | BECKJORD | SILVER GROVE | 138 | 0 | POLE | 6.24 | 0 | 0 | 954ACSR | 0 | 0 | 0 | 0 | 0 | 0 | 0 | 0 | 0 | 0 | 0 | 0 | 0 | 0 | 0 | 0 | 0 | 0 | 0 | 0 | 0 | 0 | 0 | 12 | 1
NO |  | 27 | 2016 | 4 | 1 | 1 |  | SHARE BELOW @ 16.86% |  | 0 | 0 |  | 0 | 0 | 0 |  | 0 | 0 | 0 | 0 | 0 | 0 | 0 | 0 | 0 | 0 | 0 | 0 | 0 | 0 | 0 | 0 | 0 | 0 | 0 | 0 | 0 | 0 | 0 | 12 | 1
NO |  | 27 | 2016 | 4 | 2 | 2 |  | --------------------------- |  | 0 | 0 |  | 0 | 0 | 0 |  | 0 | 0 | 0 | 0 | 0 | 0 | 0 | 0 | 0 | 0 | 0 | 0 | 0 | 0 | 0 | 0 | 0 | 0 | 0 | 0 | 0 | 0 | 0 | 12 | 1
NO |  | 27 | 2016 | 4 | 4 | 4 |  | CONESVILLE | HYATT (POINT Z) | 345 | 345 | TOWER | 56.98 | 0 | 1 | 954ACSR* | 0 | 0 | 0 | 0 | 0 | 0 | 0 | 0 | 0 | 0 | 0 | 0 | 0 | 0 | 0 | 0 | 0 | 0 | 0 | 0 | 0 | 0 | 0 | 12 | 1
NO |  | 27 | 2016 | 4 | 6 | 6 |  | SHARE BELOW @ 28% |  | 0 | 0 |  | 0 | 0 | 0 |  | 0 | 0 | 0 | 0 | 0 | 0 | 0 | 0 | 0 | 0 | 0 | 0 | 0 | 0 | 0 | 0 | 0 | 0 | 0 | 0 | 0 | 0 | 0 | 12 | 1
NO |  | 27 | 2016 | 4 | 7 | 7 |  | ------------------------- |  | 0 | 0 |  | 0 | 0 | 0 |  | 0 | 0 | 0 | 0 | 0 | 0 | 0 | 0 | 0 | 0 | 0 | 0 | 0 | 0 | 0 | 0 | 0 | 0 | 0 | 0 | 0 | 0 | 0 | 12 | 1
NO |  | 27 | 2016 | 4 | 9 | 9 |  | STUART (T#181) | ZIMMER | 345 | 345 | TOWER | 0.78 | 0 | 1 | 954ACSR* | 0 | 0 | 0 | 0 | 0 | 0 | 0 | 0 | 0 | 0 | 0 | 0 | 0 | 0 | 0 | 0 | 0 | 0 | 0 | 0 | 0 | 0 | 0 | 12 | 1
NO |  | 27 | 2016 | 4 | 10 | 10 |  | ZIMMER | ZIMMER (T#182) | 345 | 345 | TOWER | 0.51 | 0 | 0 | 954ACSR* | 0 | 0 | 0 | 0 | 0 | 0 | 0 | 0 | 0 | 0 | 0 | 0 | 0 | 0 | 0 | 0 | 0 | 0 | 0 | 0 | 0 | 0 | 0 | 12 | 1
NO |  | 27 | 2016 | 4 | 11 | 11 |  | PORT UNION (T#234) | PORT UNION | 345 | 345 | TOWER | 0.51 | 35.88 | 1 | 954ACSR* | 0 | 0 | 0 | 0 | 0 | 0 | 0 | 0 | 0 | 0 | 0 | 0 | 0 | 0 | 0 | 0 | 0 | 0 | 0 | 0 | 0 | 0 | 0 | 12 | 1
NO |  | 27 | 2016 | 4 | 12 | 12 |  | ZIMMER | RED BANK | 345 | 345 | TOWER | 32.57 | 2.01 | 1 | 954ACSR* | 0 | 0 | 0 | 0 | 0 | 0 | 0 | 0 | 0 | 0 | 0 | 0 | 0 | 0 | 0 | 0 | 0 | 0 | 0 | 0 | 0 | 0 | 0 | 12 | 1
NO |  | 27 | 2016 | 4 | 13 | 13 |  | RED BANK | TERMINAL | 345 | 345 | TOWER | 6.65 | 0 | 1 | 954ACSR* | 0 | 0 | 0 | 0 | 0 | 0 | 0 | 0 | 0 | 0 | 0 | 0 | 0 | 0 | 0 | 0 | 0 | 0 | 0 | 0 | 0 | 0 | 0 | 12 | 1
NO |  | 27 | 2016 | 4 | 15 | 15 |  | SHARE BELOW @ 30% |  | 0 | 0 |  | 0 | 0 | 0 |  | 0 | 0 | 0 | 0 | 0 | 0 | 0 | 0 | 0 | 0 | 0 | 0 | 0 | 0 | 0 | 0 | 0 | 0 | 0 | 0 | 0 | 0 | 0 | 12 | 1
NO |  | 27 | 2016 | 4 | 16 | 16 |  | ------------------------ |  | 0 | 0 |  | 0 | 0 | 0 |  | 0 | 0 | 0 | 0 | 0 | 0 | 0 | 0 | 0 | 0 | 0 | 0 | 0 | 0 | 0 | 0 | 0 | 0 | 0 | 0 | 0 | 0 | 0 | 12 | 1
NO |  | 27 | 2016 | 4 | 18 | 18 |  | BECKJORD | PIERCE | 345 | 345 | TOWER | 0.32 | 0 | 1 | 1414ACSR | 0 | 0 | 0 | 0 | 0 | 0 | 0 | 0 | 0 | 0 | 0 | 0 | 0 | 0 | 0 | 0 | 0 | 0 | 0 | 0 | 0 | 0 | 0 | 12 | 1
NO |  | 27 | 2016 | 4 | 19 | 19 |  | PIERCE | FOSTER | 345 | 345 | TOWER | 23.95 | 0 | 1 | 1024ACAR* | 0 | 0 | 0 | 0 | 0 | 0 | 0 | 0 | 0 | 0 | 0 | 0 | 0 | 0 | 0 | 0 | 0 | 0 | 0 | 0 | 0 | 0 | 0 | 12 | 1
NO |  | 27 | 2016 | 4 | 20 | 20 |  | SUGAR CREEK TAP | GREENE | 345 | 345 | TOWER | 8.3 | 0 | 1 | 1024ACAR* | 0 | 0 | 0 | 0 | 0 | 0 | 0 | 0 | 0 | 0 | 0 | 0 | 0 | 0 | 0 | 0 | 0 | 0 | 0 | 0 | 0 | 0 | 0 | 12 | 1
NO |  | 27 | 2016 | 4 | 21 | 21 |  | GREENE | BEATTY | 345 | 345 | TOWER | 49 | 0 | 1 | 1024ACAR* | 0 | 0 | 0 | 0 | 0 | 0 | 0 | 0 | 0 | 0 | 0 | 0 | 0 | 0 | 0 | 0 | 0 | 0 | 0 | 0 | 0 | 0 | 0 | 12 | 1
NO |  | 27 | 2016 | 4 | 22 | 22 |  | MARQUIS | BIXBY (POINT X) | 345 | 345 | TOWER | 45.86 | 0 | 1 | 983ACAR* | 0 | 0 | 0 | 0 | 0 | 0 | 0 | 0 | 0 | 0 | 0 | 0 | 0 | 0 | 0 | 0 | 0 | 0 | 0 | 0 | 0 | 0 | 0 | 12 | 1
NO |  | 27 | 2016 | 4 | 23 | 23 |  | STUART | GREENE | 345 | 345 | TOWER | 80.38 | 0 | 1 | 1024ACAR* | 0 | 0 | 0 | 0 | 0 | 0 | 0 | 0 | 0 | 0 | 0 | 0 | 0 | 0 | 0 | 0 | 0 | 0 | 0 | 0 | 0 | 0 | 0 | 12 | 1
NO |  | 27 | 2016 | 4 | 24 | 24 |  | STUART | KILLEN (POINT M) | 345 | 345 | TOWER | 13.13 | 0 | 1 | 983ACAR* | 0 | 0 | 0 | 0 | 0 | 0 | 0 | 0 | 0 | 0 | 0 | 0 | 0 | 0 | 0 | 0 | 0 | 0 | 0 | 0 | 0 | 0 | 0 | 12 | 1
NO |  | 27 | 2016 | 4 | 25 | 25 |  | STUART | FOSTER | 345 | 345 | TOWER | 55.77 | 3.2 | 1 | 1024ACAR* | 0 | 0 | 0 | 0 | 0 | 0 | 0 | 0 | 0 | 0 | 0 | 0 | 0 | 0 | 0 | 0 | 0 | 0 | 0 | 0 | 0 | 0 | 0 | 12 | 1
NO |  | 27 | 2016 | 4 | 26 | 26 |  | FOSTER | SUGAR CREEK TAP | 345 | 345 | TOWER | 27.33 | 0 | 1 | 1024ACAR* | 0 | 0 | 0 | 0 | 0 | 0 | 0 | 0 | 0 | 0 | 0 | 0 | 0 | 0 | 0 | 0 | 0 | 0 | 0 | 0 | 0 | 0 | 0 | 12 | 1
NO |  | 27 | 2016 | 4 | 27 | 27 |  | STUART | ZIMMER (T#181) | 345 | 345 | TOWER | 35.13 | 0 | 1 | 954ACSR* | 0 | 0 | 0 | 0 | 0 | 0 | 0 | 0 | 0 | 0 | 0 | 0 | 0 | 0 | 0 | 0 | 0 | 0 | 0 | 0 | 0 | 0 | 0 | 12 | 1
NO |  | 27 | 2016 | 4 | 28 | 28 |  | STUART (POINT Y) | BEATTY | 345 | 345 | TOWER | 15.2 | 3.7 | 1 | 983ACAR* | 0 | 0 | 0 | 0 | 0 | 0 | 0 | 0 | 0 | 0 | 0 | 0 | 0 | 0 | 0 | 0 | 0 | 0 | 0 | 0 | 0 | 0 | 0 | 12 | 1
NO |  | 27 | 2016 | 4 | 29 | 29 |  | ZIMMER (POINT T#182) | PORT UNION (T#234) | 345 | 345 | TOWER | 9.52 | 0 | 1 | 954ACSR* | 0 | 0 | 0 | 0 | 0 | 0 | 0 | 0 | 0 | 0 | 0 | 0 | 0 | 0 | 0 | 0 | 0 | 0 | 0 | 0 | 0 | 0 | 0 | 12 | 1
NO |  | 27 | 2016 | 4 | 30 | 30 |  | KILLEN (POINT O) | MARQUIS | 345 | 345 | TOWER | 32.01 | 0 | 1 | 983ACSR* | 0 | 0 | 0 | 0 | 0 | 0 | 0 | 0 | 0 | 0 | 0 | 0 | 0 | 0 | 0 | 0 | 0 | 0 | 0 | 0 | 0 | 0 | 0 | 12 | 1
NO |  | 27 | 2016 | 4 | 32 | 32 |  | BECKJORD | PIERCE | 138 | 138 | POLE STEEL | 0.3 | 0 | 1 | 954 ACSR | 0 | 0 | 0 | 0 | 0 | 0 | 0 | 0 | 0 | 0 | 0 | 0 | 0 | 0 | 0 | 0 | 0 | 0 | 0 | 0 | 0 | 0 | 0 | 12 | 1
NO |  | 27 | 2016 | 4 | 33 | 33 |  | HILLCREST | EASTWOOD | 138 | 138 | POLE WOOD | 9.64 | 0 | 1 | 954 ACSR | 0 | 0 | 0 | 0 | 0 | 0 | 0 | 0 | 0 | 0 | 0 | 0 | 0 | 0 | 0 | 0 | 0 | 0 | 0 | 0 | 0 | 0 | 0 | 12 | 1
NO |  | 27 | 2016 | 5 | 2 | 2 |  | SHARE BELOW @ 33-1/3% |  | 0 | 0 |  | 0 | 0 | 0 |  | 0 | 0 | 0 | 0 | 0 | 0 | 0 | 0 | 0 | 0 | 0 | 0 | 0 | 0 | 0 | 0 | 0 | 0 | 0 | 0 | 0 | 0 | 0 | 12 | 1
NO |  | 27 | 2016 | 5 | 3 | 3 |  | ---------------------- |  | 0 | 0 |  | 0 | 0 | 0 |  | 0 | 0 | 0 | 0 | 0 | 0 | 0 | 0 | 0 | 0 | 0 | 0 | 0 | 0 | 0 | 0 | 0 | 0 | 0 | 0 | 0 | 0 | 0 | 12 | 1
NO |  | 27 | 2016 | 5 | 5 | 5 |  | MARQUIS (POINT X) BIXBY |  | 345 | 345 | TOWER | 17.3 | 8.52 | 1 | 954ACSR* | 0 | 0 | 0 | 0 | 0 | 0 | 0 | 0 | 0 | 0 | 0 | 0 | 0 | 0 | 0 | 0 | 0 | 0 | 0 | 0 | 0 | 0 | 0 | 12 | 1
NO |  | 27 | 2016 | 5 | 6 | 6 |  | BEATTY | BIXBY | 345 | 345 | TOWER | 13.21 | 0 | 1 | 954ACSR* | 0 | 0 | 0 | 0 | 0 | 0 | 0 | 0 | 0 | 0 | 0 | 0 | 0 | 0 | 0 | 0 | 0 | 0 | 0 | 0 | 0 | 0 | 0 | 12 | 1
NO |  | 27 | 2016 | 5 | 7 | 7 |  | BIXBY-KIRK | CORRIDOR | 345 | 345 | TOWER | 14.87 | 0 | 1 | 954ACSR* | 0 | 0 | 0 | 0 | 0 | 0 | 0 | 0 | 0 | 0 | 0 | 0 | 0 | 0 | 0 | 0 | 0 | 0 | 0 | 0 | 0 | 0 | 0 | 12 | 1
NO |  | 27 | 2016 | 5 | 8 | 8 |  |  |  | 345 | 345 | WOOD H-FR | 22.56 | 0 | 1 | 954ACSR* | 0 | 0 | 0 | 0 | 0 | 0 | 0 | 0 | 0 | 0 | 0 | 0 | 0 | 0 | 0 | 0 | 0 | 0 | 0 | 0 | 0 | 0 | 0 | 12 | 1
NO |  | 27 | 2016 | 5 | 9 | 9 |  | STUART | BEATTY (POINT Yp) | 345 | 345 | TOWER | 74.66 | 0.34 | 1 | 954ACSR* | 0 | 0 | 0 | 0 | 0 | 0 | 0 | 0 | 0 | 0 | 0 | 0 | 0 | 0 | 0 | 0 | 0 | 0 | 0 | 0 | 0 | 0 | 0 | 12 | 1
NO |  | 27 | 2016 | 5 | 10 | 10 |  | CONESVILLE | BIXBY | 345 | 345 | WOOD H-FR | 50.86 | 0 | 1 | 954ACSR* | 0 | 0 | 0 | 0 | 0 | 0 | 0 | 0 | 0 | 0 | 0 | 0 | 0 | 0 | 0 | 0 | 0 | 0 | 0 | 0 | 0 | 0 | 0 | 12 | 1
NO |  | 27 | 2016 | 5 | 11 | 11 |  |  |  | 345 | 345 | TOWER | 0 | 14.87 | 1 |  | 0 | 0 | 0 | 0 | 0 | 0 | 0 | 0 | 0 | 0 | 0 | 0 | 0 | 0 | 0 | 0 | 0 | 0 | 0 | 0 | 0 | 0 | 0 | 12 | 1
NO |  | 27 | 2016 | 5 | 13 | 13 |  | SHARE BELOW @ 55% |  | 0 | 0 |  | 0 | 0 | 0 |  | 0 | 0 | 0 | 0 | 0 | 0 | 0 | 0 | 0 | 0 | 0 | 0 | 0 | 0 | 0 | 0 | 0 | 0 | 0 | 0 | 0 | 0 | 0 | 12 | 1
NO |  | 27 | 2016 | 5 | 14 | 14 |  | ------------------------ |  | 0 | 0 |  | 0 | 0 | 0 |  | 0 | 0 | 0 | 0 | 0 | 0 | 0 | 0 | 0 | 0 | 0 | 0 | 0 | 0 | 0 | 0 | 0 | 0 | 0 | 0 | 0 | 0 | 0 | 12 | 1
NO |  | 27 | 2016 | 5 | 16 | 16 |  | WOODSDALE | TODHUNTER | 345 | 345 | TOWER | 4.68 | 0 | 1 | 954ACSR* | 0 | 0 | 0 | 0 | 0 | 0 | 0 | 0 | 0 | 0 | 0 | 0 | 0 | 0 | 0 | 0 | 0 | 0 | 0 | 0 | 0 | 0 | 0 | 12 | 1
NO |  | 27 | 2016 | 5 | 17 | 17 |  | MIAMI FORT | SEVEN MILE (MIAMI) | 345 | 345 | TOWER | 34.62 | 0 | 1 | 954ACSR* | 0 | 0 | 0 | 0 | 0 | 0 | 0 | 0 | 0 | 0 | 0 | 0 | 0 | 0 | 0 | 0 | 0 | 0 | 0 | 0 | 0 | 0 | 0 | 12 | 1
NO |  | 27 | 2016 | 5 | 18 | 18 |  | MIAMI FORT | WOODSDALE | 345 | 345 | TOWER | 4.82 | 33.25 | 1 | 954ACSR* | 0 | 0 | 0 | 0 | 0 | 0 | 0 | 0 | 0 | 0 | 0 | 0 | 0 | 0 | 0 | 0 | 0 | 0 | 0 | 0 | 0 | 0 | 0 | 12 | 1
NO |  | 27 | 2016 | 5 | 20 | 20 |  | TT COMMONLY OWNED LINES |  | 0 | 0 |  | 0 | 0 | 0 |  | 0 | 0 | 0 | 0 | 0 | 0 | 0 | 0 | 0 | 0 | 0 | 0 | 0 | 0 | 0 | 0 | 0 | 0 | 0 | 0 | 0 | 0 | 0 | 12 | 1
NO |  | 27 | 2016 | 5 | 22 | 22 |  | TT EQUIVALENT SHARE |  | 0 | 0 |  | 0 | 0 | 0 |  | 0 | 0 | 0 | 0 | 0 | 0 | 0 | 0 | 0 | 0 | 0 | 0 | 0 | 0 | 0 | 0 | 0 | 0 | 0 | 0 | 0 | 0 | 0 | 12 | 1
NO |  | 27 | 2016 | 5 | 24 | 24 |  | ASSOCIATED COMPANIES |  | 0 | 0 |  | 0 | 0 | 0 |  | 0 | 0 | 0 | 0 | 0 | 0 | 0 | 0 | 0 | 0 | 0 | 0 | 0 | 0 | 0 | 0 | 0 | 0 | 0 | 0 | 0 | 0 | 0 | 12 | 1
NO |  | 27 | 2016 | 5 | 25 | 25 |  | -------------------- |  | 0 | 0 |  | 0 | 0 | 0 |  | 0 | 0 | 0 | 0 | 0 | 0 | 0 | 0 | 0 | 0 | 0 | 0 | 0 | 0 | 0 | 0 | 0 | 0 | 0 | 0 | 0 | 0 | 0 | 12 | 1
NO |  | 27 | 2016 | 5 | 27 | 27 |  | MIAMI POWER |  | 138 | 138 | TOWER | 0 | 0 | 0 |  | 0 | 0 | 0 | 0 | 0 | 0 | 0 | 0 | 0 | 0 | 0 | 0 | 0 | 0 | 0 | 0 | 0 | 0 | 0 | 0 | 0 | 0 | 0 | 12 | 1
NO |  | 27 | 2016 | 5 | 31 | 31 |  | ------- |  | 0 | 0 |  | 0 | 0 | 0 |  | 0 | 0 | 0 | 0 | 0 | 0 | 0 | 0 | 0 | 0 | 0 | 0 | 0 | 0 | 0 | 0 | 0 | 0 | 0 | 0 | 0 | 0 | 0 | 12 | 1
NO |  | 27 | 2016 | 5 | 32 | 32 |  | FULL OWNERSHIP |  | 0 | 0 |  | 0 | 0 | 0 |  | 0 | 0 | 0 | 0 | 0 | 0 | 0 | 0 | 0 | 0 | 0 | 0 | 0 | 0 | 0 | 0 | 0 | 0 | 0 | 0 | 0 | 0 | 0 | 12 | 1
NO |  | 27 | 2016 | 5 | 33 | 33 |  | ASSOCIATED COMPANIES |  | 0 | 0 |  | 0 | 0 | 0 |  | 0 | 0 | 0 | 0 | 0 | 0 | 0 | 0 | 0 | 0 | 0 | 0 | 0 | 0 | 0 | 0 | 0 | 0 | 0 | 0 | 0 | 0 | 0 | 12 | 1
NO |  | 27 | 2016 | 5 | 34 | 34 |  | WARREN STA | WARREN STA | 138 | 0 | POLE | 0.58 | 0 | 0 | 954ACSR | 0 | 0 | 0 | 0 | 0 | 0 | 0 | 0 | 0 | 0 | 0 | 0 | 0 | 0 | 0 | 0 | 0 | 0 | 0 | 0 | 0 | 0 | 0 | 12 | 1
NO |  | 27 | 2016 | 6 | 1 | 1 |  | O&M Expenses |  | 0 | 0 |  | 0 | 0 | 0 |  | 0 | 0 | 0 | 638356 | 7011216 | 0 | 7649572 | 0 | 0 | 0 | 0 | 0 | 0 | 0 | 0 | 0 | 0 | 0 | 0 | 0 | 0 | 0 | 0 | 12 | 1
NO |  | 30 | 2016 | 0 | 1 | 1 |  | Perry | Ashtabula-Erie West #29 | 0 | 0 |  | 0 | 0 | 0 |  | 0 | 0 | 0 | 0 | 0 | 0 | 0 | 0 | 0 | 0 | 0 | 0 | 0 | 0 | 0 | 0 | 0 | 0 | 0 | 0 | 0 | 0 | 0 | 12 | 1
NO |  | 30 | 2016 | 0 | 2 | 2 |  | Avon | Lake Avenue No. 1 | 0 | 0 |  | 0 | 0 | 0 |  | 0 | 0 | 0 | 0 | 0 | 0 | 0 | 0 | 0 | 0 | 0 | 0 | 0 | 0 | 0 | 0 | 0 | 0 | 0 | 0 | 0 | 0 | 0 | 12 | 1
NO |  | 30 | 2016 | 0 | 3 | 3 |  | Avon | Lake Avenue No.2 | 0 | 0 |  | 0 | 0 | 0 |  | 0 | 0 | 0 | 0 | 0 | 0 | 0 | 0 | 0 | 0 | 0 | 0 | 0 | 0 | 0 | 0 | 0 | 0 | 0 | 0 | 0 | 0 | 0 | 12 | 1
NO |  | 30 | 2016 | 0 | 4 | 4 |  | Avon | Juniper | 0 | 0 |  | 0 | 0 | 0 |  | 0 | 0 | 0 | 0 | 0 | 0 | 0 | 0 | 0 | 0 | 0 | 0 | 0 | 0 | 0 | 0 | 0 | 0 | 0 | 0 | 0 | 0 | 0 | 12 | 1
NO |  | 30 | 2016 | 0 | 5 | 5 |  | Eastlake | Glenwillow S-7 | 0 | 0 |  | 0 | 0 | 0 |  | 0 | 0 | 0 | 0 | 0 | 0 | 0 | 0 | 0 | 0 | 0 | 0 | 0 | 0 | 0 | 0 | 0 | 0 | 0 | 0 | 0 | 0 | 0 | 12 | 1
NO |  | 30 | 2016 | 0 | 6 | 6 |  | Harding | Fox #8 | 0 | 0 |  | 0 | 0 | 0 |  | 0 | 0 | 0 | 0 | 0 | 0 | 0 | 0 | 0 | 0 | 0 | 0 | 0 | 0 | 0 | 0 | 0 | 0 | 0 | 0 | 0 | 0 | 0 | 12 | 1
NO |  | 30 | 2016 | 0 | 7 | 7 |  | Canton Central | Hanna | 0 | 0 |  | 0 | 0 | 0 |  | 0 | 0 | 0 | 0 | 0 | 0 | 0 | 0 | 0 | 0 | 0 | 0 | 0 | 0 | 0 | 0 | 0 | 0 | 0 | 0 | 0 | 0 | 0 | 12 | 1
NO |  | 30 | 2016 | 0 | 8 | 8 |  | Harding | Fox #9 | 0 | 0 |  | 0 | 0 | 0 |  | 0 | 0 | 0 | 0 | 0 | 0 | 0 | 0 | 0 | 0 | 0 | 0 | 0 | 0 | 0 | 0 | 0 | 0 | 0 | 0 | 0 | 0 | 0 | 12 | 1
NO |  | 30 | 2016 | 0 | 9 | 9 |  | Inland | Harding #8 | 0 | 0 |  | 0 | 0 | 0 |  | 0 | 0 | 0 | 0 | 0 | 0 | 0 | 0 | 0 | 0 | 0 | 0 | 0 | 0 | 0 | 0 | 0 | 0 | 0 | 0 | 0 | 0 | 0 | 12 | 1
NO |  | 30 | 2016 | 0 | 10 | 10 |  | Hanna | Juniper | 0 | 0 |  | 0 | 0 | 0 |  | 0 | 0 | 0 | 0 | 0 | 0 | 0 | 0 | 0 | 0 | 0 | 0 | 0 | 0 | 0 | 0 | 0 | 0 | 0 | 0 | 0 | 0 | 0 | 12 | 1
NO |  | 30 | 2016 | 0 | 11 | 11 |  | Juniper | Harding #5 | 0 | 0 |  | 0 | 0 | 0 |  | 0 | 0 | 0 | 0 | 0 | 0 | 0 | 0 | 0 | 0 | 0 | 0 | 0 | 0 | 0 | 0 | 0 | 0 | 0 | 0 | 0 | 0 | 0 | 12 | 1
NO |  | 30 | 2016 | 0 | 12 | 12 |  | Juniper | Star | 0 | 0 |  | 0 | 0 | 0 |  | 0 | 0 | 0 | 0 | 0 | 0 | 0 | 0 | 0 | 0 | 0 | 0 | 0 | 0 | 0 | 0 | 0 | 0 | 0 | 0 | 0 | 0 | 0 | 12 | 1
NO |  | 30 | 2016 | 0 | 13 | 13 |  | Glenwillow | Perry | 0 | 0 |  | 0 | 0 | 0 |  | 0 | 0 | 0 | 0 | 0 | 0 | 0 | 0 | 0 | 0 | 0 | 0 | 0 | 0 | 0 | 0 | 0 | 0 | 0 | 0 | 0 | 0 | 0 | 12 | 1
NO |  | 30 | 2016 | 0 | 14 | 14 |  | Perry | Eastlake #8 | 0 | 0 |  | 0 | 0 | 0 |  | 0 | 0 | 0 | 0 | 0 | 0 | 0 | 0 | 0 | 0 | 0 | 0 | 0 | 0 | 0 | 0 | 0 | 0 | 0 | 0 | 0 | 0 | 0 | 12 | 1
NO |  | 30 | 2016 | 0 | 15 | 15 |  | Leroy Center | Perry | 0 | 0 |  | 0 | 0 | 0 |  | 0 | 0 | 0 | 0 | 0 | 0 | 0 | 0 | 0 | 0 | 0 | 0 | 0 | 0 | 0 | 0 | 0 | 0 | 0 | 0 | 0 | 0 | 0 | 12 | 1
NO |  | 30 | 2016 | 0 | 16 | 16 |  | Chamberlin | Harding | 0 | 0 |  | 0 | 0 | 0 |  | 0 | 0 | 0 | 0 | 0 | 0 | 0 | 0 | 0 | 0 | 0 | 0 | 0 | 0 | 0 | 0 | 0 | 0 | 0 | 0 | 0 | 0 | 0 | 12 | 1
NO |  | 30 | 2016 | 0 | 17 | 17 |  | Glenwillow | Inland | 0 | 0 |  | 0 | 0 | 0 |  | 0 | 0 | 0 | 0 | 0 | 0 | 0 | 0 | 0 | 0 | 0 | 0 | 0 | 0 | 0 | 0 | 0 | 0 | 0 | 0 | 0 | 0 | 0 | 12 | 1
NO |  | 30 | 2016 | 0 | 18 | 18 |  | Glenwillow | Juniper S-7 | 0 | 0 |  | 0 | 0 | 0 |  | 0 | 0 | 0 | 0 | 0 | 0 | 0 | 0 | 0 | 0 | 0 | 0 | 0 | 0 | 0 | 0 | 0 | 0 | 0 | 0 | 0 | 0 | 0 | 12 | 1
NO |  | 30 | 2016 | 0 | 19 | 19 |  | Glenwillow | Mansfield | 0 | 0 |  | 0 | 0 | 0 |  | 0 | 0 | 0 | 0 | 0 | 0 | 0 | 0 | 0 | 0 | 0 | 0 | 0 | 0 | 0 | 0 | 0 | 0 | 0 | 0 | 0 | 0 | 0 | 12 | 1
NO |  | 30 | 2016 | 0 | 20 | 20 |  | Harding | Leroy Center | 0 | 0 |  | 369.35 | 0 | 0 |  | 35747355 | 0 | 35747355 | 0 | 0 | 0 | 0 | 0 | 0 | 0 | 0 | 0 | 0 | 0 | 0 | 0 | 0 | 0 | 0 | 0 | 0 | 0 | 0 | 12 | 1
NO |  | 30 | 2016 | 0 | 21 | 21 |  | TOTAL 345 KV LINES |  | 0 | 0 |  | 369.35 | 0 | 0 |  | 35747355 | 0 | 35747355 | 0 | 0 | 0 | 0 | 0 | 0 | 0 | 0 | 0 | 0 | 0 | 0 | 0 | 660300022 | 0 | 0 | 0 | 0 | 0 | 0 | 12 | 1
NO |  | 30 | 2016 | 0 | 22 | 22 |  |  |  | 0 | 0 |  | 0 | 0 | 0 |  | 0 | 183290 | 183290 | 0 | 0 | 0 | 0 | 0 | 0 | 0 | 0 | 0 | 0 | 0 | 0 | 0 | 0 | 0 | 0 | 0 | 0 | 0 | 0 | 12 | 1
NO |  | 30 | 2016 | 0 | 23 | 23 |  | TOTAL 230 KV LINES |  | 0 | 0 |  | 0 | 0 | 0 |  | 0 | 183290 | 183290 | 0 | 0 | 0 | 0 | 0 | 0 | 0 | 0 | 0 | 0 | 0 | 0 | 0 | 0 | 0 | 0 | 0 | 0 | 0 | 0 | 12 | 1
NO |  | 30 | 2016 | 0 | 24 | 24 |  | ASHTA Chemicals | AHTA Chemicals | 0 | 0 |  | 0 | 0 | 0 |  | 0 | 0 | 0 | 0 | 0 | 0 | 0 | 0 | 0 | 0 | 0 | 0 | 0 | 0 | 0 | 0 | 0 | 0 | 0 | 0 | 0 | 0 | 0 | 12 | 1
NO |  | 30 | 2016 | 0 | 25 | 25 |  | Ashtabula E | Ashtabula | 0 | 0 |  | 0 | 0 | 0 |  | 0 | 0 | 0 | 0 | 0 | 0 | 0 | 0 | 0 | 0 | 0 | 0 | 0 | 0 | 0 | 0 | 0 | 0 | 0 | 0 | 0 | 0 | 0 | 12 | 1
NO |  | 30 | 2016 | 0 | 26 | 26 |  | Ashtabula | Leroy Center | 0 | 0 |  | 0 | 0 | 0 |  | 0 | 0 | 0 | 0 | 0 | 0 | 0 | 0 | 0 | 0 | 0 | 0 | 0 | 0 | 0 | 0 | 0 | 0 | 0 | 0 | 0 | 0 | 0 | 12 | 1
NO |  | 30 | 2016 | 0 | 27 | 27 |  | Ashtabula | Mayfield Q-1 | 0 | 0 |  | 0 | 0 | 0 |  | 0 | 0 | 0 | 0 | 0 | 0 | 0 | 0 | 0 | 0 | 0 | 0 | 0 | 0 | 0 | 0 | 0 | 0 | 0 | 0 | 0 | 0 | 0 | 12 | 1
NO |  | 30 | 2016 | 0 | 28 | 28 |  | Ashtabula | Mayfield Q-4 | 0 | 0 |  | 0 | 0 | 0 |  | 0 | 0 | 0 | 0 | 0 | 0 | 0 | 0 | 0 | 0 | 0 | 0 | 0 | 0 | 0 | 0 | 0 | 0 | 0 | 0 | 0 | 0 | 0 | 12 | 1
NO |  | 30 | 2016 | 0 | 29 | 29 |  | Ashtabula | Stacy Q-3 | 0 | 0 |  | 0 | 0 | 0 |  | 0 | 0 | 0 | 0 | 0 | 0 | 0 | 0 | 0 | 0 | 0 | 0 | 0 | 0 | 0 | 0 | 0 | 0 | 0 | 0 | 0 | 0 | 0 | 12 | 1
NO |  | 30 | 2016 | 0 | 30 | 30 |  | Ashtabula | PittConn Docks Q-15 | 0 | 0 |  | 0 | 0 | 0 |  | 0 | 0 | 0 | 0 | 0 | 0 | 0 | 0 | 0 | 0 | 0 | 0 | 0 | 0 | 0 | 0 | 0 | 0 | 0 | 0 | 0 | 0 | 0 | 12 | 1
NO |  | 30 | 2016 | 0 | 31 | 31 |  | Ashtabula | Pittconn Docks Q-16 | 0 | 0 |  | 0 | 0 | 0 |  | 0 | 0 | 0 | 0 | 0 | 0 | 0 | 0 | 0 | 0 | 0 | 0 | 0 | 0 | 0 | 0 | 0 | 0 | 0 | 0 | 0 | 0 | 0 | 12 | 1
NO |  | 30 | 2016 | 0 | 32 | 32 |  | Avon | Emily Q-14 | 0 | 0 |  | 0 | 0 | 0 |  | 0 | 0 | 0 | 0 | 0 | 0 | 0 | 0 | 0 | 0 | 0 | 0 | 0 | 0 | 0 | 0 | 0 | 0 | 0 | 0 | 0 | 0 | 0 | 12 | 1
NO |  | 30 | 2016 | 0 | 33 | 33 |  | Avon | Fowles Q-1 | 0 | 0 |  | 0 | 0 | 0 |  | 0 | 0 | 0 | 0 | 0 | 0 | 0 | 0 | 0 | 0 | 0 | 0 | 0 | 0 | 0 | 0 | 0 | 0 | 0 | 0 | 0 | 0 | 0 | 12 | 1
NO |  | 30 | 2016 | 0 | 34 | 34 |  | Avon | Fowles Q-2 | 0 | 0 |  | 0 | 0 | 0 |  | 0 | 0 | 0 | 0 | 0 | 0 | 0 | 0 | 0 | 0 | 0 | 0 | 0 | 0 | 0 | 0 | 0 | 0 | 0 | 0 | 0 | 0 | 0 | 12 | 1
NO |  | 30 | 2016 | 0 | 35 | 35 |  | Avon | Fowles Q-3 | 0 | 0 |  | 0 | 0 | 0 |  | 0 | 0 | 0 | 0 | 0 | 0 | 0 | 0 | 0 | 0 | 0 | 0 | 0 | 0 | 0 | 0 | 0 | 0 | 0 | 0 | 0 | 0 | 0 | 12 | 1
NO |  | 30 | 2016 | 0 | 36 | 36 |  | TOTAL |  | 0 | 0 |  | 1319.18 | 0 | 4 |  | 58487439 | 234058767 | 292546206 | 0 | 0 | 0 | 0 | 0 | 0 | 0 | 0 | 0 | 0 | 0 | 0 | 0 | 0 | 0 | 0 | 0 | 0 | 0 | 0 | 12 | 1
NO |  | 30 | 2016 | 1 | 1 | 1 |  | Avon | Fowles Q-4 | 0 | 0 |  | 0 | 0 | 0 |  | 0 | 0 | 0 | 0 | 0 | 0 | 0 | 0 | 0 | 0 | 0 | 0 | 0 | 0 | 0 | 0 | 0 | 0 | 0 | 0 | 0 | 0 | 0 | 12 | 1
NO |  | 30 | 2016 | 1 | 2 | 2 |  | Avon | Fox Q-11 | 0 | 0 |  | 0 | 0 | 0 |  | 0 | 0 | 0 | 0 | 0 | 0 | 0 | 0 | 0 | 0 | 0 | 0 | 0 | 0 | 0 | 0 | 0 | 0 | 0 | 0 | 0 | 0 | 0 | 12 | 1
NO |  | 30 | 2016 | 1 | 3 | 3 |  | Carlisle | Lorain | 0 | 0 |  | 0 | 0 | 0 |  | 0 | 0 | 0 | 0 | 0 | 0 | 0 | 0 | 0 | 0 | 0 | 0 | 0 | 0 | 0 | 0 | 0 | 0 | 0 | 0 | 0 | 0 | 0 | 12 | 1
NO |  | 30 | 2016 | 1 | 4 | 4 |  | Black River | Charleston | 0 | 0 |  | 0 | 0 | 0 |  | 0 | 0 | 0 | 0 | 0 | 0 | 0 | 0 | 0 | 0 | 0 | 0 | 0 | 0 | 0 | 0 | 0 | 0 | 0 | 0 | 0 | 0 | 0 | 12 | 1
NO |  | 30 | 2016 | 1 | 5 | 5 |  | Charleston | Lorain | 0 | 0 |  | 0 | 0 | 0 |  | 0 | 0 | 0 | 0 | 0 | 0 | 0 | 0 | 0 | 0 | 0 | 0 | 0 | 0 | 0 | 0 | 0 | 0 | 0 | 0 | 0 | 0 | 0 | 12 | 1
NO |  | 30 | 2016 | 1 | 6 | 6 |  | Clinic Hospital | Inland 1 | 0 | 0 |  | 0 | 0 | 0 |  | 0 | 0 | 0 | 0 | 0 | 0 | 0 | 0 | 0 | 0 | 0 | 0 | 0 | 0 | 0 | 0 | 0 | 0 | 0 | 0 | 0 | 0 | 0 | 12 | 1
NO |  | 30 | 2016 | 1 | 7 | 7 |  | Clinic Hospital | Inland 2 | 0 | 0 |  | 0 | 0 | 0 |  | 0 | 0 | 0 | 0 | 0 | 0 | 0 | 0 | 0 | 0 | 0 | 0 | 0 | 0 | 0 | 0 | 0 | 0 | 0 | 0 | 0 | 0 | 0 | 12 | 1
NO |  | 30 | 2016 | 1 | 8 | 8 |  | Clinic Hospital | Jordon 1 | 0 | 0 |  | 0 | 0 | 0 |  | 0 | 0 | 0 | 0 | 0 | 0 | 0 | 0 | 0 | 0 | 0 | 0 | 0 | 0 | 0 | 0 | 0 | 0 | 0 | 0 | 0 | 0 | 0 | 12 | 1
NO |  | 30 | 2016 | 1 | 9 | 9 |  | Clinic Hospital | Jordon 2 | 0 | 0 |  | 0 | 0 | 0 |  | 0 | 0 | 0 | 0 | 0 | 0 | 0 | 0 | 0 | 0 | 0 | 0 | 0 | 0 | 0 | 0 | 0 | 0 | 0 | 0 | 0 | 0 | 0 | 12 | 1
NO |  | 30 | 2016 | 1 | 10 | 10 |  | Eastlake | Jordan Q-14 | 0 | 0 |  | 0 | 0 | 0 |  | 0 | 0 | 0 | 0 | 0 | 0 | 0 | 0 | 0 | 0 | 0 | 0 | 0 | 0 | 0 | 0 | 0 | 0 | 0 | 0 | 0 | 0 | 0 | 12 | 1
NO |  | 30 | 2016 | 1 | 11 | 11 |  | Eastlake | Lloyd Q-12 | 0 | 0 |  | 0 | 0 | 0 |  | 0 | 0 | 0 | 0 | 0 | 0 | 0 | 0 | 0 | 0 | 0 | 0 | 0 | 0 | 0 | 0 | 0 | 0 | 0 | 0 | 0 | 0 | 0 | 12 | 1
NO |  | 30 | 2016 | 1 | 12 | 12 |  | Eastlake | Lloyd Q-13 | 0 | 0 |  | 0 | 0 | 0 |  | 0 | 0 | 0 | 0 | 0 | 0 | 0 | 0 | 0 | 0 | 0 | 0 | 0 | 0 | 0 | 0 | 0 | 0 | 0 | 0 | 0 | 0 | 0 | 12 | 1
NO |  | 30 | 2016 | 1 | 13 | 13 |  | Eastlake | Mayfield Q-1 | 0 | 0 |  | 0 | 0 | 0 |  | 0 | 0 | 0 | 0 | 0 | 0 | 0 | 0 | 0 | 0 | 0 | 0 | 0 | 0 | 0 | 0 | 0 | 0 | 0 | 0 | 0 | 0 | 0 | 12 | 1
NO |  | 30 | 2016 | 1 | 14 | 14 |  | Eastlake | Mayfield Q-2 | 0 | 0 |  | 0 | 0 | 0 |  | 0 | 0 | 0 | 0 | 0 | 0 | 0 | 0 | 0 | 0 | 0 | 0 | 0 | 0 | 0 | 0 | 0 | 0 | 0 | 0 | 0 | 0 | 0 | 12 | 1
NO |  | 30 | 2016 | 1 | 15 | 15 |  | Eastlake | Mayfield Q-3 | 0 | 0 |  | 0 | 0 | 0 |  | 0 | 0 | 0 | 0 | 0 | 0 | 0 | 0 | 0 | 0 | 0 | 0 | 0 | 0 | 0 | 0 | 0 | 0 | 0 | 0 | 0 | 0 | 0 | 12 | 1
NO |  | 30 | 2016 | 1 | 16 | 16 |  | Eastlake | Mayfield Q-4 | 0 | 0 |  | 0 | 0 | 0 |  | 0 | 0 | 0 | 0 | 0 | 0 | 0 | 0 | 0 | 0 | 0 | 0 | 0 | 0 | 0 | 0 | 0 | 0 | 0 | 0 | 0 | 0 | 0 | 12 | 1
NO |  | 30 | 2016 | 1 | 17 | 17 |  | Eastlake | Nottingham Q-11 | 0 | 0 |  | 0 | 0 | 0 |  | 0 | 0 | 0 | 0 | 0 | 0 | 0 | 0 | 0 | 0 | 0 | 0 | 0 | 0 | 0 | 0 | 0 | 0 | 0 | 0 | 0 | 0 | 0 | 12 | 1
NO |  | 30 | 2016 | 1 | 18 | 18 |  | Eastlake | Leroy Center Q-15 | 0 | 0 |  | 0 | 0 | 0 |  | 0 | 0 | 0 | 0 | 0 | 0 | 0 | 0 | 0 | 0 | 0 | 0 | 0 | 0 | 0 | 0 | 0 | 0 | 0 | 0 | 0 | 0 | 0 | 12 | 1
NO |  | 30 | 2016 | 1 | 19 | 19 |  | Eastlake | Leroy Center Q--16 | 0 | 0 |  | 0 | 0 | 0 |  | 0 | 0 | 0 | 0 | 0 | 0 | 0 | 0 | 0 | 0 | 0 | 0 | 0 | 0 | 0 | 0 | 0 | 0 | 0 | 0 | 0 | 0 | 0 | 12 | 1
NO |  | 30 | 2016 | 1 | 20 | 20 |  | Emily | Fox Q-14 | 0 | 0 |  | 0 | 0 | 0 |  | 0 | 0 | 0 | 0 | 0 | 0 | 0 | 0 | 0 | 0 | 0 | 0 | 0 | 0 | 0 | 0 | 0 | 0 | 0 | 0 | 0 | 0 | 0 | 12 | 1
NO |  | 30 | 2016 | 1 | 21 | 21 |  | Fowles | Fox Q-12 | 0 | 0 |  | 0 | 0 | 0 |  | 0 | 0 | 0 | 0 | 0 | 0 | 0 | 0 | 0 | 0 | 0 | 0 | 0 | 0 | 0 | 0 | 0 | 0 | 0 | 0 | 0 | 0 | 0 | 12 | 1
NO |  | 30 | 2016 | 1 | 22 | 22 |  | Fowles | Fox Q-13 | 0 | 0 |  | 0 | 0 | 0 |  | 0 | 0 | 0 | 0 | 0 | 0 | 0 | 0 | 0 | 0 | 0 | 0 | 0 | 0 | 0 | 0 | 0 | 0 | 0 | 0 | 0 | 0 | 0 | 12 | 1
NO |  | 30 | 2016 | 1 | 23 | 23 |  | Fowles | NASA Q-15 | 0 | 0 |  | 0 | 0 | 0 |  | 0 | 0 | 0 | 0 | 0 | 0 | 0 | 0 | 0 | 0 | 0 | 0 | 0 | 0 | 0 | 0 | 0 | 0 | 0 | 0 | 0 | 0 | 0 | 12 | 1
NO |  | 30 | 2016 | 1 | 24 | 24 |  | Fowles | NASA Q-16 | 0 | 0 |  | 0 | 0 | 0 |  | 0 | 0 | 0 | 0 | 0 | 0 | 0 | 0 | 0 | 0 | 0 | 0 | 0 | 0 | 0 | 0 | 0 | 0 | 0 | 0 | 0 | 0 | 0 | 12 | 1
NO |  | 30 | 2016 | 1 | 25 | 25 |  | Fowles | NASA Q-17 | 0 | 0 |  | 0 | 0 | 0 |  | 0 | 0 | 0 | 0 | 0 | 0 | 0 | 0 | 0 | 0 | 0 | 0 | 0 | 0 | 0 | 0 | 0 | 0 | 0 | 0 | 0 | 0 | 0 | 12 | 1
NO |  | 30 | 2016 | 1 | 26 | 26 |  | Fowles | NASA Q-18 | 0 | 0 |  | 0 | 0 | 0 |  | 0 | 0 | 0 | 0 | 0 | 0 | 0 | 0 | 0 | 0 | 0 | 0 | 0 | 0 | 0 | 0 | 0 | 0 | 0 | 0 | 0 | 0 | 0 | 12 | 1
NO |  | 30 | 2016 | 1 | 27 | 27 |  | Fowles | Pleasant Valley Q-1 | 0 | 0 |  | 0 | 0 | 0 |  | 0 | 0 | 0 | 0 | 0 | 0 | 0 | 0 | 0 | 0 | 0 | 0 | 0 | 0 | 0 | 0 | 0 | 0 | 0 | 0 | 0 | 0 | 0 | 12 | 1
NO |  | 30 | 2016 | 1 | 28 | 28 |  | Fowles | Pleasant Valley Q-2 | 0 | 0 |  | 0 | 0 | 0 |  | 0 | 0 | 0 | 0 | 0 | 0 | 0 | 0 | 0 | 0 | 0 | 0 | 0 | 0 | 0 | 0 | 0 | 0 | 0 | 0 | 0 | 0 | 0 | 12 | 1
NO |  | 30 | 2016 | 1 | 29 | 29 |  | Fowles | Pleasant Valley Q-3 | 0 | 0 |  | 0 | 0 | 0 |  | 0 | 0 | 0 | 0 | 0 | 0 | 0 | 0 | 0 | 0 | 0 | 0 | 0 | 0 | 0 | 0 | 0 | 0 | 0 | 0 | 0 | 0 | 0 | 12 | 1
NO |  | 30 | 2016 | 1 | 30 | 30 |  | Fowles | Pleasant Valey Q-4 | 0 | 0 |  | 0 | 0 | 0 |  | 0 | 0 | 0 | 0 | 0 | 0 | 0 | 0 | 0 | 0 | 0 | 0 | 0 | 0 | 0 | 0 | 0 | 0 | 0 | 0 | 0 | 0 | 0 | 12 | 1
NO |  | 30 | 2016 | 1 | 31 | 31 |  | Fox | Clinton Q-11 | 0 | 0 |  | 0 | 0 | 0 |  | 0 | 0 | 0 | 0 | 0 | 0 | 0 | 0 | 0 | 0 | 0 | 0 | 0 | 0 | 0 | 0 | 0 | 0 | 0 | 0 | 0 | 0 | 0 | 12 | 1
NO |  | 30 | 2016 | 1 | 32 | 32 |  | Fox | Clinton Q-12 | 0 | 0 |  | 0 | 0 | 0 |  | 0 | 0 | 0 | 0 | 0 | 0 | 0 | 0 | 0 | 0 | 0 | 0 | 0 | 0 | 0 | 0 | 0 | 0 | 0 | 0 | 0 | 0 | 0 | 12 | 1
NO |  | 30 | 2016 | 1 | 33 | 33 |  | Fox | Clinton Q-13 | 0 | 0 |  | 0 | 0 | 0 |  | 0 | 0 | 0 | 0 | 0 | 0 | 0 | 0 | 0 | 0 | 0 | 0 | 0 | 0 | 0 | 0 | 0 | 0 | 0 | 0 | 0 | 0 | 0 | 12 | 1
NO |  | 30 | 2016 | 1 | 34 | 34 |  | Fox | Clinton Q-14 | 0 | 0 |  | 0 | 0 | 0 |  | 0 | 0 | 0 | 0 | 0 | 0 | 0 | 0 | 0 | 0 | 0 | 0 | 0 | 0 | 0 | 0 | 0 | 0 | 0 | 0 | 0 | 0 | 0 | 12 | 1
NO |  | 30 | 2016 | 1 | 35 | 35 |  | Hamilton | Horizon #1 | 0 | 0 |  | 0 | 0 | 0 |  | 0 | 0 | 0 | 0 | 0 | 0 | 0 | 0 | 0 | 0 | 0 | 0 | 0 | 0 | 0 | 0 | 0 | 0 | 0 | 0 | 0 | 0 | 0 | 12 | 1
NO |  | 30 | 2016 | 2 | 1 | 1 |  | Hamilton | Horizon #2 | 0 | 0 |  | 0 | 0 | 0 |  | 0 | 0 | 0 | 0 | 0 | 0 | 0 | 0 | 0 | 0 | 0 | 0 | 0 | 0 | 0 | 0 | 0 | 0 | 0 | 0 | 0 | 0 | 0 | 12 | 1
NO |  | 30 | 2016 | 2 | 2 | 2 |  | Hamilton | Lakeshore 1 | 0 | 0 |  | 0 | 0 | 0 |  | 0 | 0 | 0 | 0 | 0 | 0 | 0 | 0 | 0 | 0 | 0 | 0 | 0 | 0 | 0 | 0 | 0 | 0 | 0 | 0 | 0 | 0 | 0 | 12 | 1
NO |  | 30 | 2016 | 2 | 3 | 3 |  | Hamilton | Lakeshore 2 | 0 | 0 |  | 0 | 0 | 0 |  | 0 | 0 | 0 | 0 | 0 | 0 | 0 | 0 | 0 | 0 | 0 | 0 | 0 | 0 | 0 | 0 | 0 | 0 | 0 | 0 | 0 | 0 | 0 | 12 | 1
NO |  | 30 | 2016 | 2 | 4 | 4 |  | Harding | Jennings Q-11 | 0 | 0 |  | 0 | 0 | 0 |  | 0 | 0 | 0 | 0 | 0 | 0 | 0 | 0 | 0 | 0 | 0 | 0 | 0 | 0 | 0 | 0 | 0 | 0 | 0 | 0 | 0 | 0 | 0 | 12 | 1
NO |  | 30 | 2016 | 2 | 5 | 5 |  | Harding | Jennings Q-12 | 0 | 0 |  | 0 | 0 | 0 |  | 0 | 0 | 0 | 0 | 0 | 0 | 0 | 0 | 0 | 0 | 0 | 0 | 0 | 0 | 0 | 0 | 0 | 0 | 0 | 0 | 0 | 0 | 0 | 12 | 1
NO |  | 30 | 2016 | 2 | 6 | 6 |  | Harding | Jennings Q-13 | 0 | 0 |  | 0 | 0 | 0 |  | 0 | 0 | 0 | 0 | 0 | 0 | 0 | 0 | 0 | 0 | 0 | 0 | 0 | 0 | 0 | 0 | 0 | 0 | 0 | 0 | 0 | 0 | 0 | 12 | 1
NO |  | 30 | 2016 | 2 | 7 | 7 |  | Harding | Jennings Q-14 | 0 | 0 |  | 0 | 0 | 0 |  | 0 | 0 | 0 | 0 | 0 | 0 | 0 | 0 | 0 | 0 | 0 | 0 | 0 | 0 | 0 | 0 | 0 | 0 | 0 | 0 | 0 | 0 | 0 | 12 | 1
NO |  | 30 | 2016 | 2 | 8 | 8 |  | Harper | West Akron | 0 | 0 |  | 0 | 0 | 0 |  | 0 | 0 | 0 | 0 | 0 | 0 | 0 | 0 | 0 | 0 | 0 | 0 | 0 | 0 | 0 | 0 | 0 | 0 | 0 | 0 | 0 | 0 | 0 | 12 | 1
NO |  | 30 | 2016 | 2 | 9 | 9 |  | Horizon | Jennings Q-1 | 0 | 0 |  | 0 | 0 | 0 |  | 0 | 0 | 0 | 0 | 0 | 0 | 0 | 0 | 0 | 0 | 0 | 0 | 0 | 0 | 0 | 0 | 0 | 0 | 0 | 0 | 0 | 0 | 0 | 12 | 1
NO |  | 30 | 2016 | 2 | 10 | 10 |  | Horizon | Jennings Q-2 | 0 | 0 |  | 0 | 0 | 0 |  | 0 | 0 | 0 | 0 | 0 | 0 | 0 | 0 | 0 | 0 | 0 | 0 | 0 | 0 | 0 | 0 | 0 | 0 | 0 | 0 | 0 | 0 | 0 | 12 | 1
NO |  | 30 | 2016 | 2 | 11 | 11 |  | Inland | Ivy Q-11 | 0 | 0 |  | 0 | 0 | 0 |  | 0 | 0 | 0 | 0 | 0 | 0 | 0 | 0 | 0 | 0 | 0 | 0 | 0 | 0 | 0 | 0 | 0 | 0 | 0 | 0 | 0 | 0 | 0 | 12 | 1
NO |  | 30 | 2016 | 2 | 12 | 12 |  | Inland | Ivy Q-14 | 0 | 0 |  | 0 | 0 | 0 |  | 0 | 0 | 0 | 0 | 0 | 0 | 0 | 0 | 0 | 0 | 0 | 0 | 0 | 0 | 0 | 0 | 0 | 0 | 0 | 0 | 0 | 0 | 0 | 12 | 1
NO |  | 30 | 2016 | 2 | 13 | 13 |  | Jennings | Clark Q-12 | 0 | 0 |  | 0 | 0 | 0 |  | 0 | 0 | 0 | 0 | 0 | 0 | 0 | 0 | 0 | 0 | 0 | 0 | 0 | 0 | 0 | 0 | 0 | 0 | 0 | 0 | 0 | 0 | 0 | 12 | 1
NO |  | 30 | 2016 | 2 | 14 | 14 |  | Jennings | LTV West Q-12 | 0 | 0 |  | 0 | 0 | 0 |  | 0 | 0 | 0 | 0 | 0 | 0 | 0 | 0 | 0 | 0 | 0 | 0 | 0 | 0 | 0 | 0 | 0 | 0 | 0 | 0 | 0 | 0 | 0 | 12 | 1
NO |  | 30 | 2016 | 2 | 15 | 15 |  | Jennings | LTV West Q-13 | 0 | 0 |  | 0 | 0 | 0 |  | 0 | 0 | 0 | 0 | 0 | 0 | 0 | 0 | 0 | 0 | 0 | 0 | 0 | 0 | 0 | 0 | 0 | 0 | 0 | 0 | 0 | 0 | 0 | 12 | 1
NO |  | 30 | 2016 | 2 | 16 | 16 |  | Jennings | LTV West Q-14 | 0 | 0 |  | 0 | 0 | 0 |  | 0 | 0 | 0 | 0 | 0 | 0 | 0 | 0 | 0 | 0 | 0 | 0 | 0 | 0 | 0 | 0 | 0 | 0 | 0 | 0 | 0 | 0 | 0 | 12 | 1
NO |  | 30 | 2016 | 2 | 17 | 17 |  | Juniper | Jennings Q-15 | 0 | 0 |  | 0 | 0 | 0 |  | 0 | 0 | 0 | 0 | 0 | 0 | 0 | 0 | 0 | 0 | 0 | 0 | 0 | 0 | 0 | 0 | 0 | 0 | 0 | 0 | 0 | 0 | 0 | 12 | 1
NO |  | 30 | 2016 | 2 | 18 | 18 |  | Juniper | Jennings Q-16 | 0 | 0 |  | 0 | 0 | 0 |  | 0 | 0 | 0 | 0 | 0 | 0 | 0 | 0 | 0 | 0 | 0 | 0 | 0 | 0 | 0 | 0 | 0 | 0 | 0 | 0 | 0 | 0 | 0 | 12 | 1
NO |  | 30 | 2016 | 2 | 19 | 19 |  | Juniper | Newburgh Q-17 | 0 | 0 |  | 0 | 0 | 0 |  | 0 | 0 | 0 | 0 | 0 | 0 | 0 | 0 | 0 | 0 | 0 | 0 | 0 | 0 | 0 | 0 | 0 | 0 | 0 | 0 | 0 | 0 | 0 | 12 | 1
NO |  | 30 | 2016 | 2 | 20 | 20 |  | Juniper | Newburgh Q-18 | 0 | 0 |  | 0 | 0 | 0 |  | 0 | 0 | 0 | 0 | 0 | 0 | 0 | 0 | 0 | 0 | 0 | 0 | 0 | 0 | 0 | 0 | 0 | 0 | 0 | 0 | 0 | 0 | 0 | 12 | 1
NO |  | 30 | 2016 | 2 | 21 | 21 |  | Juniper | Pleasant Valley Q-1 | 0 | 0 |  | 0 | 0 | 0 |  | 0 | 0 | 0 | 0 | 0 | 0 | 0 | 0 | 0 | 0 | 0 | 0 | 0 | 0 | 0 | 0 | 0 | 0 | 0 | 0 | 0 | 0 | 0 | 12 | 1
NO |  | 30 | 2016 | 2 | 22 | 22 |  | Juniper | Pleasant Valley Q-2 | 0 | 0 |  | 0 | 0 | 0 |  | 0 | 0 | 0 | 0 | 0 | 0 | 0 | 0 | 0 | 0 | 0 | 0 | 0 | 0 | 0 | 0 | 0 | 0 | 0 | 0 | 0 | 0 | 0 | 12 | 1
NO |  | 30 | 2016 | 2 | 23 | 23 |  | Juniper | Pleasant Valley Q-3 | 0 | 0 |  | 0 | 0 | 0 |  | 0 | 0 | 0 | 0 | 0 | 0 | 0 | 0 | 0 | 0 | 0 | 0 | 0 | 0 | 0 | 0 | 0 | 0 | 0 | 0 | 0 | 0 | 0 | 12 | 1
NO |  | 30 | 2016 | 2 | 24 | 24 |  | Juniper | Pleasant Valley Q-4 | 0 | 0 |  | 0 | 0 | 0 |  | 0 | 0 | 0 | 0 | 0 | 0 | 0 | 0 | 0 | 0 | 0 | 0 | 0 | 0 | 0 | 0 | 0 | 0 | 0 | 0 | 0 | 0 | 0 | 12 | 1
NO |  | 30 | 2016 | 2 | 25 | 25 |  | Lakeshore | Inland Q-4 | 0 | 0 |  | 0 | 0 | 0 |  | 0 | 0 | 0 | 0 | 0 | 0 | 0 | 0 | 0 | 0 | 0 | 0 | 0 | 0 | 0 | 0 | 0 | 0 | 0 | 0 | 0 | 0 | 0 | 12 | 1
NO |  | 30 | 2016 | 2 | 26 | 26 |  | Leroy Center | Mayfield Q-2 | 0 | 0 |  | 0 | 0 | 0 |  | 0 | 0 | 0 | 0 | 0 | 0 | 0 | 0 | 0 | 0 | 0 | 0 | 0 | 0 | 0 | 0 | 0 | 0 | 0 | 0 | 0 | 0 | 0 | 12 | 1
NO |  | 30 | 2016 | 2 | 27 | 27 |  | Leroy Center | Mayfield Q-3 | 0 | 0 |  | 0 | 0 | 0 |  | 0 | 0 | 0 | 0 | 0 | 0 | 0 | 0 | 0 | 0 | 0 | 0 | 0 | 0 | 0 | 0 | 0 | 0 | 0 | 0 | 0 | 0 | 0 | 12 | 1
NO |  | 30 | 2016 | 2 | 28 | 28 |  | Leroy Center | Stacy Q-3 | 0 | 0 |  | 0 | 0 | 0 |  | 0 | 0 | 0 | 0 | 0 | 0 | 0 | 0 | 0 | 0 | 0 | 0 | 0 | 0 | 0 | 0 | 0 | 0 | 0 | 0 | 0 | 0 | 0 | 12 | 1
NO |  | 30 | 2016 | 2 | 29 | 29 |  | Mayfield | Northfield Q-1 | 0 | 0 |  | 0 | 0 | 0 |  | 0 | 0 | 0 | 0 | 0 | 0 | 0 | 0 | 0 | 0 | 0 | 0 | 0 | 0 | 0 | 0 | 0 | 0 | 0 | 0 | 0 | 0 | 0 | 12 | 1
NO |  | 30 | 2016 | 2 | 30 | 30 |  | Mayfield | Northfield Q-2 | 0 | 0 |  | 0 | 0 | 0 |  | 0 | 0 | 0 | 0 | 0 | 0 | 0 | 0 | 0 | 0 | 0 | 0 | 0 | 0 | 0 | 0 | 0 | 0 | 0 | 0 | 0 | 0 | 0 | 12 | 1
NO |  | 30 | 2016 | 2 | 31 | 31 |  | Mayfield | Northfield Q-3 | 0 | 0 |  | 0 | 0 | 0 |  | 0 | 0 | 0 | 0 | 0 | 0 | 0 | 0 | 0 | 0 | 0 | 0 | 0 | 0 | 0 | 0 | 0 | 0 | 0 | 0 | 0 | 0 | 0 | 12 | 1
NO |  | 30 | 2016 | 2 | 32 | 32 |  | Mayfield | Northfield Q-4 | 0 | 0 |  | 0 | 0 | 0 |  | 0 | 0 | 0 | 0 | 0 | 0 | 0 | 0 | 0 | 0 | 0 | 0 | 0 | 0 | 0 | 0 | 0 | 0 | 0 | 0 | 0 | 0 | 0 | 12 | 1
NO |  | 30 | 2016 | 2 | 33 | 33 |  | Northfield | Juniper Q-1 | 0 | 0 |  | 0 | 0 | 0 |  | 0 | 0 | 0 | 0 | 0 | 0 | 0 | 0 | 0 | 0 | 0 | 0 | 0 | 0 | 0 | 0 | 0 | 0 | 0 | 0 | 0 | 0 | 0 | 12 | 1
NO |  | 30 | 2016 | 2 | 34 | 34 |  | Northfield | Juniper Q-2 | 0 | 0 |  | 0 | 0 | 0 |  | 0 | 0 | 0 | 0 | 0 | 0 | 0 | 0 | 0 | 0 | 0 | 0 | 0 | 0 | 0 | 0 | 0 | 0 | 0 | 0 | 0 | 0 | 0 | 12 | 1
NO |  | 30 | 2016 | 2 | 35 | 35 |  | Northfield | Juniper Q-3 | 0 | 0 |  | 0 | 0 | 0 |  | 0 | 0 | 0 | 0 | 0 | 0 | 0 | 0 | 0 | 0 | 0 | 0 | 0 | 0 | 0 | 0 | 0 | 0 | 0 | 0 | 0 | 0 | 0 | 12 | 1
NO |  | 30 | 2016 | 3 | 1 | 1 |  | Northfield | Juniper Q-4 | 0 | 0 |  | 0 | 0 | 0 |  | 0 | 0 | 0 | 0 | 0 | 0 | 0 | 0 | 0 | 0 | 0 | 0 | 0 | 0 | 0 | 0 | 0 | 0 | 0 | 0 | 0 | 0 | 0 | 12 | 1
NO |  | 30 | 2016 | 3 | 2 | 2 |  | Nottingham | Jordon Q-11 | 0 | 0 |  | 0 | 0 | 0 |  | 0 | 0 | 0 | 0 | 0 | 0 | 0 | 0 | 0 | 0 | 0 | 0 | 0 | 0 | 0 | 0 | 0 | 0 | 0 | 0 | 0 | 0 | 0 | 12 | 1
NO |  | 30 | 2016 | 3 | 3 | 3 |  | Pleasant Valley | Harding Q-11 | 0 | 0 |  | 0 | 0 | 0 |  | 0 | 0 | 0 | 0 | 0 | 0 | 0 | 0 | 0 | 0 | 0 | 0 | 0 | 0 | 0 | 0 | 0 | 0 | 0 | 0 | 0 | 0 | 0 | 12 | 1
NO |  | 30 | 2016 | 3 | 4 | 4 |  | Pleasant Valley | Harding Q-12 | 0 | 0 |  | 0 | 0 | 0 |  | 0 | 0 | 0 | 0 | 0 | 0 | 0 | 0 | 0 | 0 | 0 | 0 | 0 | 0 | 0 | 0 | 0 | 0 | 0 | 0 | 0 | 0 | 0 | 12 | 1
NO |  | 30 | 2016 | 3 | 5 | 5 |  | Pleasant Valley | Harding Q-13 | 0 | 0 |  | 0 | 0 | 0 |  | 0 | 0 | 0 | 0 | 0 | 0 | 0 | 0 | 0 | 0 | 0 | 0 | 0 | 0 | 0 | 0 | 0 | 0 | 0 | 0 | 0 | 0 | 0 | 12 | 1
NO |  | 30 | 2016 | 3 | 6 | 6 |  | Pleasant Valley | Harding Q-14 | 0 | 0 |  | 0 | 0 | 0 |  | 0 | 0 | 0 | 0 | 0 | 0 | 0 | 0 | 0 | 0 | 0 | 0 | 0 | 0 | 0 | 0 | 0 | 0 | 0 | 0 | 0 | 0 | 0 | 12 | 1
NO |  | 30 | 2016 | 3 | 7 | 7 |  | Pleasant Valley | Harper Q-21 | 0 | 0 |  | 0 | 0 | 0 |  | 0 | 0 | 0 | 0 | 0 | 0 | 0 | 0 | 0 | 0 | 0 | 0 | 0 | 0 | 0 | 0 | 0 | 0 | 0 | 0 | 0 | 0 | 0 | 12 | 1
NO |  | 30 | 2016 | 3 | 8 | 8 |  | West Akron | Pleasant Valley East Q-22 | 0 | 0 |  | 0 | 0 | 0 |  | 0 | 0 | 0 | 0 | 0 | 0 | 0 | 0 | 0 | 0 | 0 | 0 | 0 | 0 | 0 | 0 | 0 | 0 | 0 | 0 | 0 | 0 | 0 | 12 | 1
NO |  | 30 | 2016 | 3 | 9 | 9 |  |  |  | 0 | 0 |  | 949.83 | 0 | 0 |  | 16752025 | 4220799 | 20972824 | 0 | 0 | 0 | 0 | 0 | 0 | 0 | 0 | 0 | 0 | 0 | 0 | 0 | 0 | 0 | 0 | 0 | 0 | 0 | 0 | 12 | 1
NO |  | 30 | 2016 | 3 | 10 | 10 |  | TOTAL 138 KV LINES |  | 0 | 0 |  | 949.83 | 0 | 0 |  | 16752025 | 4220799 | 20972824 | 0 | 0 | 0 | 0 | 0 | 0 | 0 | 0 | 0 | 0 | 0 | 0 | 0 | 660300023 | 0 | 0 | 0 | 0 | 0 | 0 | 12 | 1
SI/NO | A | 30 | 2016 | 3 | 12 | 12 |  | 69 kv Lines |  | 0 | 0 | Various | 0 | 0 | 2 |  | 1389856 | 4131379 | 5521235 | 0 | 0 | 0 | 137529.8016 | 0 | 0 | 0 | 0 | 0 | 0 | 0 | 0 | 0 | 0 | 0 | 0 | 0 | 0 | 0 | 0 | 12 | 1
SI/NO | A | 30 | 2016 | 3 | 13 | 13 |  | 34.5 kv Lines |  | 0 | 0 | Various | 0 | 0 | 1 |  | 3994542 | 152942310 | 156936852 | 0 | 0 | 0 | 3909178.6758 | 0 | 0 | 0 | 0 | 0 | 0 | 0 | 0 | 0 | 0 | 0 | 0 | 0 | 0 | 0 | 0 | 12 | 1
SI/NO | A | 30 | 2016 | 3 | 14 | 14 |  | 23 kv Lines |  | 0 | 0 | Various | 0 | 0 | 1 |  | 603661 | 72580989 | 73184650 | 0 | 0 | 0 | 1822974.4609 | 0 | 0 | 0 | 0 | 0 | 0 | 0 | 0 | 0 | 0 | 0 | 0 | 0 | 0 | 0 | 0 | 12 | 1
NO |  | 30 | 2016 | 3 | 18 | 18 |  | Operation and Maintenance |  | 0 | 0 |  | 0 | 0 | 0 |  | 0 | 0 | 0 | 0 | 0 | 0 | 0 | 0 | 0 | 0 | 0 | 0 | 0 | 0 | 0 | 0 | 0 | 0 | 0 | 0 | 0 | 0 | 0 | 12 | 1
NO |  | 30 | 2016 | 3 | 19 | 19 |  | Expense |  | 0 | 0 |  | 0 | 0 | 0 |  | 0 | 0 | 0 | 0 | 0 | 0 | 0 | 0 | 0 | 0 | 0 | 0 | 0 | 0 | 0 | 0 | 0 | 0 | 0 | 0 | 0 | 0 | 0 | 12 | 1
NO |  | 32 | 2016 | 0 | 1 | 1 |  |  |  | 0 | 0 |  | 0 | 0 | 0 |  | 0 | 0 | 0 | 0 | 0 | 0 | 0 | 660320320 | 0 | 0 | 0 | 0 | 0 | 0 | 0 | 0 | 0 | 0 | 0 | 0 | 0 | 0 | 0 | 12 | 1
NO |  | 32 | 2016 | 0 | 2 | 2 |  | 138 KV Line |  | 0 | 0 |  | 0 | 0 | 0 |  | 30492868 | 1015379677 | 1045872545 | 0 | 0 | 0 | 0 | 0 | 0 | 0 | 0 | 0 | 0 | 0 | 0 | 0 | 0 | 0 | 0 | 0 | 0 | 0 | 0 | 12 | 1
NO |  | 32 | 2016 | 0 | 4 | 4 |  | 345 KV Line |  | 0 | 0 |  | 0 | 0 | 0 |  | 74119439 | 1040056233 | 1114175672 | 0 | 0 | 0 | 0 | 0 | 0 | 0 | 0 | 0 | 0 | 0 | 0 | 0 | 0 | 0 | 0 | 0 | 0 | 0 | 0 | 12 | 1
NO |  | 32 | 2016 | 0 | 6 | 6 |  | 765 KV Line |  | 0 | 0 |  | 0 | 0 | 0 |  | 9669550 | 49712966 | 59382516 | 0 | 0 | 0 | 0 | 0 | 0 | 0 | 0 | 0 | 0 | 0 | 0 | 0 | 0 | 0 | 0 | 0 | 0 | 0 | 0 | 12 | 1
NO |  | 32 | 2016 | 0 | 34 | 34 |  | Overhead Line Expenses |  | 0 | 0 |  | 0 | 0 | 0 |  | 0 | 0 | 0 | 914711 | 23536880 | 1754914 | 26206505 | 0 | 0 | 0 | 0 | 0 | 0 | 0 | 0 | 0 | 0 | 0 | 0 | 0 | 0 | 0 | 0 | 12 | 1
NO |  | 32 | 2016 | 0 | 35 | 35 |  | Undergound Line Expenses |  | 0 | 0 |  | 0 | 0 | 0 |  | 0 | 0 | 0 | 2312 | 3553510 | 2378 | 3558200 | 0 | 0 | 0 | 0 | 0 | 0 | 0 | 0 | 0 | 0 | 0 | 0 | 0 | 0 | 0 | 0 | 12 | 1
NO |  | 32 | 2016 | 0 | 36 | 36 |  | TOTAL |  | 0 | 0 |  | 2879.68 | 2027.96 | 363 |  | 114281857 | 2105148876 | 2219430733 | 917023 | 27090390 | 1757292 | 29764705 | 0 | 0 | 0 | 0 | 0 | 0 | 0 | 0 | 0 | 0 | 0 | 0 | 0 | 0 | 0 | 0 | 12 | 1
NO |  | 32 | 2016 | 1 | 1 | 1 |  | 765KV LINES OVERHEAD |  | 0 | 0 |  | 0 | 0 | 0 |  | 0 | 0 | 0 | 0 | 0 | 0 | 0 | 0 | 0 | 0 | 0 | 0 | 0 | 0 | 0 | 0 | 0 | 0 | 0 | 0 | 0 | 0 | 0 | 12 | 1
NO |  | 32 | 2016 | 1 | 2 | 2 |  | 2315 COLLINS | PLANO | 765 | 765 | ST | 34.41 | 0 | 1 | 4-1585 AE ACAR | 0 | 0 | 0 | 0 | 0 | 0 | 0 | 0 | 0 | 0 | 0 | 0 | 0 | 0 | 0 | 0 | 0 | 0 | 0 | 0 | 0 | 0 | 0 | 12 | 1
NO |  | 32 | 2016 | 1 | 3 | 3 |  | 11215 WILTON CENTER | ILL-IND STATE LINE | 765 | 765 | ST | 27.82 | 0 | 1 | 4-1277 ACAR | 0 | 0 | 0 | 0 | 0 | 0 | 0 | 0 | 0 | 0 | 0 | 0 | 0 | 0 | 0 | 0 | 0 | 0 | 0 | 0 | 0 | 0 | 0 | 12 | 1
NO |  | 32 | 2016 | 1 | 4 | 4 |  | 11216 WILTON CENTER | COLLINS | 765 | 765 | ST | 27.37 | 0 | 1 | 4-1585 AE ACAR | 0 | 0 | 0 | 0 | 0 | 0 | 0 | 0 | 0 | 0 | 0 | 0 | 0 | 0 | 0 | 0 | 0 | 0 | 0 | 0 | 0 | 0 | 0 | 12 | 1
NO |  | 32 | 2016 | 1 | 5 | 5 |  | 345KV LINES OVERHEAD |  | 0 | 0 |  | 0 | 0 | 0 | 345kV LINES OVERH | 0 | 0 | 0 | 0 | 0 | 0 | 0 | 0 | 0 | 0 | 0 | 0 | 0 | 0 | 0 | 0 | 0 | 0 | 0 | 0 | 0 | 0 | 0 | 12 | 1
NO |  | 32 | 2016 | 1 | 6 | 6 |  | 0101 LASALLE | PLANO | 345 | 345 | ST | 28.64 | 0 | 1 | 2-1277 ACSR | 0 | 0 | 0 | 0 | 0 | 0 | 0 | 0 | 0 | 0 | 0 | 0 | 0 | 0 | 0 | 0 | 0 | 0 | 0 | 0 | 0 | 0 | 0 | 12 | 1
NO |  | 32 | 2016 | 1 | 7 | 7 |  | 0101 LASALLE | PLANO | 345 | 345 | SP | 12.32 | 0 | 0 | 2-1277 ACSR | 0 | 0 | 0 | 0 | 0 | 0 | 0 | 0 | 0 | 0 | 0 | 0 | 0 | 0 | 0 | 0 | 0 | 0 | 0 | 0 | 0 | 0 | 0 | 12 | 1
NO |  | 32 | 2016 | 1 | 8 | 8 |  | 0102 LASALLE | PLANO | 345 | 345 | ST | 0.47 | 28.14 | 1 | 2-1277 ACSR | 0 | 0 | 0 | 0 | 0 | 0 | 0 | 0 | 0 | 0 | 0 | 0 | 0 | 0 | 0 | 0 | 0 | 0 | 0 | 0 | 0 | 0 | 0 | 12 | 1
NO |  | 32 | 2016 | 1 | 9 | 9 |  | 0102 LASALLE | PLANO | 345 | 345 | SP | 0 | 12.32 | 0 | 2-1277 ACSR, 2-T2 | 0 | 0 | 0 | 0 | 0 | 0 | 0 | 0 | 0 | 0 | 0 | 0 | 0 | 0 | 0 | 0 | 0 | 0 | 0 | 0 | 0 | 0 | 0 | 12 | 1
NO |  | 32 | 2016 | 1 | 10 | 10 |  | 0103 LASALLE | BRAIDWOOD | 345 | 345 | SP | 24.86 | 0 | 1 | 2-1277 ACSR | 0 | 0 | 0 | 0 | 0 | 0 | 0 | 0 | 0 | 0 | 0 | 0 | 0 | 0 | 0 | 0 | 0 | 0 | 0 | 0 | 0 | 0 | 0 | 12 | 1
NO |  | 32 | 2016 | 1 | 11 | 11 |  | 0103 LASALLE | BRAIDWOOD | 345 | 345 | ST | 0.69 | 0 | 0 | 2-1277 ACSR | 0 | 0 | 0 | 0 | 0 | 0 | 0 | 0 | 0 | 0 | 0 | 0 | 0 | 0 | 0 | 0 | 0 | 0 | 0 | 0 | 0 | 0 | 0 | 12 | 1
NO |  | 32 | 2016 | 1 | 12 | 12 |  | 0104 LASALLE | BRAIDWOOD | 345 | 345 | ST | 0.58 | 0 | 1 | 2-1277 ACSR | 0 | 0 | 0 | 0 | 0 | 0 | 0 | 0 | 0 | 0 | 0 | 0 | 0 | 0 | 0 | 0 | 0 | 0 | 0 | 0 | 0 | 0 | 0 | 12 | 1
NO |  | 32 | 2016 | 1 | 13 | 13 |  | 0104 LASALLE | BRAIDWOOD | 345 | 345 | SP | 0 | 24.86 | 0 | 2-1277 ACSR | 0 | 0 | 0 | 0 | 0 | 0 | 0 | 0 | 0 | 0 | 0 | 0 | 0 | 0 | 0 | 0 | 0 | 0 | 0 | 0 | 0 | 0 | 0 | 12 | 1
NO |  | 32 | 2016 | 1 | 14 | 14 |  | 0301 POWERTON | KATYDID | 345 | 345 | SP | 1.89 | 0 | 1 | 2-1277 ACAR | 0 | 0 | 0 | 0 | 0 | 0 | 0 | 0 | 0 | 0 | 0 | 0 | 0 | 0 | 0 | 0 | 0 | 0 | 0 | 0 | 0 | 0 | 0 | 12 | 1
NO |  | 32 | 2016 | 1 | 15 | 15 |  | 0301 POWERTON | KATYDID | 345 | 345 | ST | 72.12 | 0 | 0 | 2-1277 ACAR | 0 | 0 | 0 | 0 | 0 | 0 | 0 | 0 | 0 | 0 | 0 | 0 | 0 | 0 | 0 | 0 | 0 | 0 | 0 | 0 | 0 | 0 | 0 | 12 | 1
NO |  | 32 | 2016 | 1 | 16 | 16 |  | 0302 POWERTON | MOLE CREEK | 345 | 345 | SP | 1.37 | 0 | 1 | 2-1277 ACAR | 0 | 0 | 0 | 0 | 0 | 0 | 0 | 0 | 0 | 0 | 0 | 0 | 0 | 0 | 0 | 0 | 0 | 0 | 0 | 0 | 0 | 0 | 0 | 12 | 1
NO |  | 32 | 2016 | 1 | 17 | 17 |  | 0302 POWERTON | MOLE CREEK | 345 | 345 | ST | 44.81 | 0 | 0 | 2-1277 ACAR | 0 | 0 | 0 | 0 | 0 | 0 | 0 | 0 | 0 | 0 | 0 | 0 | 0 | 0 | 0 | 0 | 0 | 0 | 0 | 0 | 0 | 0 | 0 | 12 | 1
NO |  | 32 | 2016 | 1 | 18 | 18 |  | 0303 POWERTON | GOODINGS GROVE | 345 | 345 | WP | 0.47 | 0 | 1 | 2-1277 ACAR | 0 | 0 | 0 | 0 | 0 | 0 | 0 | 0 | 0 | 0 | 0 | 0 | 0 | 0 | 0 | 0 | 0 | 0 | 0 | 0 | 0 | 0 | 0 | 12 | 1
NO |  | 32 | 2016 | 1 | 19 | 19 |  | 0303 POWERTON | GOODINGS GROVE | 345 | 345 | SP | 0 | 0.45 | 0 | 2-1277 ACAR, 2156 | 0 | 0 | 0 | 0 | 0 | 0 | 0 | 0 | 0 | 0 | 0 | 0 | 0 | 0 | 0 | 0 | 0 | 0 | 0 | 0 | 0 | 0 | 0 | 12 | 1
NO |  | 32 | 2016 | 1 | 20 | 20 |  | 0303 POWERTON | GOODINGS GROVE | 345 | 345 | ST | 0.86 | 125.3 | 0 | 2-1277 ACAR, 2338 | 0 | 0 | 0 | 0 | 0 | 0 | 0 | 0 | 0 | 0 | 0 | 0 | 0 | 0 | 0 | 0 | 0 | 0 | 0 | 0 | 0 | 0 | 0 | 12 | 1
NO |  | 32 | 2016 | 1 | 21 | 21 |  | 0304 POWERTON | TAXEWELL (CILCO) | 345 | 345 | ST | 0 | 8.79 | 1 | 2-1277 ACAR | 0 | 0 | 0 | 0 | 0 | 0 | 0 | 0 | 0 | 0 | 0 | 0 | 0 | 0 | 0 | 0 | 0 | 0 | 0 | 0 | 0 | 0 | 0 | 12 | 1
NO |  | 32 | 2016 | 1 | 22 | 22 |  | 0304 POWERTON | TAXEWELL (CILCO) | 345 | 345 | ST | 0.12 | 0 | 0 | 2-1277 ACAR | 0 | 0 | 0 | 0 | 0 | 0 | 0 | 0 | 0 | 0 | 0 | 0 | 0 | 0 | 0 | 0 | 0 | 0 | 0 | 0 | 0 | 0 | 0 | 12 | 1
NO |  | 32 | 2016 | 1 | 23 | 23 |  | 0403 QUAD CITIES | CORDOVA | 345 | 345 | ST | 1.96 | 0 | 1 | 2-1033.5 ACSS/TW | 0 | 0 | 0 | 0 | 0 | 0 | 0 | 0 | 0 | 0 | 0 | 0 | 0 | 0 | 0 | 0 | 0 | 0 | 0 | 0 | 0 | 0 | 0 | 12 | 1
NO |  | 32 | 2016 | 1 | 24 | 24 |  | 0403 QUAD CITIES | CORDOVA | 345 | 345 | SP | 0.17 | 0 | 0 | 2-1277 ACAR | 0 | 0 | 0 | 0 | 0 | 0 | 0 | 0 | 0 | 0 | 0 | 0 | 0 | 0 | 0 | 0 | 0 | 0 | 0 | 0 | 0 | 0 | 0 | 12 | 1
NO |  | 32 | 2016 | 1 | 25 | 25 |  | 0404 QUAD CITIES | N.W. STEEL & WIRE | 345 | 345 | ST | 33.07 | 0 | 1 | 2-1277 ACAR | 0 | 0 | 0 | 0 | 0 | 0 | 0 | 0 | 0 | 0 | 0 | 0 | 0 | 0 | 0 | 0 | 0 | 0 | 0 | 0 | 0 | 0 | 0 | 12 | 1
NO |  | 32 | 2016 | 1 | 26 | 26 |  | 0621 BYRON | CHERRY VALLEY | 345 | 345 | ST | 0.27 | 13.17 | 1 | 2156 ACSR | 0 | 0 | 0 | 0 | 0 | 0 | 0 | 0 | 0 | 0 | 0 | 0 | 0 | 0 | 0 | 0 | 0 | 0 | 0 | 0 | 0 | 0 | 0 | 12 | 1
NO |  | 32 | 2016 | 1 | 27 | 27 |  | 0621 BYRON | CHERRY VALLEY | 345 | 345 | SP | 8.07 | 0 | 0 | 2156 ACSR | 0 | 0 | 0 | 0 | 0 | 0 | 0 | 0 | 0 | 0 | 0 | 0 | 0 | 0 | 0 | 0 | 0 | 0 | 0 | 0 | 0 | 0 | 0 | 12 | 1
NO |  | 32 | 2016 | 1 | 28 | 28 |  | 0622 BYRON | CHERRY VALLEY | 345 | 345 | ST | 21.51 | 0 | 1 | 2156 ACSR, 2338 A | 0 | 0 | 0 | 0 | 0 | 0 | 0 | 0 | 0 | 0 | 0 | 0 | 0 | 0 | 0 | 0 | 0 | 0 | 0 | 0 | 0 | 0 | 0 | 12 | 1
NO |  | 32 | 2016 | 1 | 29 | 29 |  | 0622 BYRON | CHERRY VALLEY | 345 | 345 | SP | 0.03 | 0 | 0 | 2156 ACSR | 0 | 0 | 0 | 0 | 0 | 0 | 0 | 0 | 0 | 0 | 0 | 0 | 0 | 0 | 0 | 0 | 0 | 0 | 0 | 0 | 0 | 0 | 0 | 12 | 1
NO |  | 32 | 2016 | 1 | 30 | 30 |  | 0624 BYRON | WEMPLETOWN | 345 | 345 | ST | 0.41 | 0 | 1 | 2156 ACSR | 0 | 0 | 0 | 0 | 0 | 0 | 0 | 0 | 0 | 0 | 0 | 0 | 0 | 0 | 0 | 0 | 0 | 0 | 0 | 0 | 0 | 0 | 0 | 12 | 1
NO |  | 32 | 2016 | 1 | 31 | 31 |  | 0624 BYRON | WEMPLETOWN | 345 | 345 | SP | 27.87 | 0 | 0 | 2156 ACSR, 2-2156 | 0 | 0 | 0 | 0 | 0 | 0 | 0 | 0 | 0 | 0 | 0 | 0 | 0 | 0 | 0 | 0 | 0 | 0 | 0 | 0 | 0 | 0 | 0 | 12 | 1
NO |  | 32 | 2016 | 1 | 32 | 32 |  | 0627 BYRON | LEE COUNTY E.C. | 345 | 345 | ST | 11.11 | 0 | 1 | 2-1277 ACAR | 0 | 0 | 0 | 0 | 0 | 0 | 0 | 0 | 0 | 0 | 0 | 0 | 0 | 0 | 0 | 0 | 0 | 0 | 0 | 0 | 0 | 0 | 0 | 12 | 1
NO |  | 32 | 2016 | 1 | 33 | 33 |  | 0627 BYRON | LEE COUNTY E.C. | 345 | 345 | SP | 0.07 | 0 | 0 | 2-1277 ACAR | 0 | 0 | 0 | 0 | 0 | 0 | 0 | 0 | 0 | 0 | 0 | 0 | 0 | 0 | 0 | 0 | 0 | 0 | 0 | 0 | 0 | 0 | 0 | 12 | 1
NO |  | 32 | 2016 | 1 | 34 | 34 |  | 0627 BYRON | LEE COUNTY E.C. | 345 | 345 | ST | 0.49 | 0 | 0 | 2156 ACSR | 0 | 0 | 0 | 0 | 0 | 0 | 0 | 0 | 0 | 0 | 0 | 0 | 0 | 0 | 0 | 0 | 0 | 0 | 0 | 0 | 0 | 0 | 0 | 12 | 1
NO |  | 32 | 2016 | 1 | 35 | 35 |  | 0627 BYRON | LEE COUNTY E.C. | 345 | 345 | SP | 7.8 | 0 | 0 | 2156 ACSR | 0 | 0 | 0 | 0 | 0 | 0 | 0 | 0 | 0 | 0 | 0 | 0 | 0 | 0 | 0 | 0 | 0 | 0 | 0 | 0 | 0 | 0 | 0 | 12 | 1
NO |  | 32 | 2016 | 2 | 1 | 1 |  | 0722 STATE LINE | BURNHAM | 345 | 345 | ST | 3.83 | 0 | 1 | 2338 ACAR | 0 | 0 | 0 | 0 | 0 | 0 | 0 | 0 | 0 | 0 | 0 | 0 | 0 | 0 | 0 | 0 | 0 | 0 | 0 | 0 | 0 | 0 | 0 | 12 | 1
NO |  | 32 | 2016 | 2 | 2 | 2 |  | 1202 DRESDEN | MOLE CREEK | 345 | 345 | SP | 0.73 | 0 | 1 | 2-1277 ACAR | 0 | 0 | 0 | 0 | 0 | 0 | 0 | 0 | 0 | 0 | 0 | 0 | 0 | 0 | 0 | 0 | 0 | 0 | 0 | 0 | 0 | 0 | 0 | 12 | 1
NO |  | 32 | 2016 | 2 | 3 | 3 |  | 1202 DRESDEN | MOLE CREEK | 345 | 345 | ST | 57.81 | 0 | 0 | 2338 ACAR, 2-127A | 0 | 0 | 0 | 0 | 0 | 0 | 0 | 0 | 0 | 0 | 0 | 0 | 0 | 0 | 0 | 0 | 0 | 0 | 0 | 0 | 0 | 0 | 0 | 12 | 1
NO |  | 32 | 2016 | 2 | 4 | 4 |  | 1220 DRESDEN | ELWOOD E.C. | 345 | 345 | ST | 0 | 11.5 | 1 | 2338 ACAR | 0 | 0 | 0 | 0 | 0 | 0 | 0 | 0 | 0 | 0 | 0 | 0 | 0 | 0 | 0 | 0 | 0 | 0 | 0 | 0 | 0 | 0 | 0 | 12 | 1
NO |  | 32 | 2016 | 2 | 5 | 5 |  | 1220 DRESDEN | ELWOOD E.C. | 345 | 345 | SP | 0 | 0.4 | 0 | T2-1113 | 0 | 0 | 0 | 0 | 0 | 0 | 0 | 0 | 0 | 0 | 0 | 0 | 0 | 0 | 0 | 0 | 0 | 0 | 0 | 0 | 0 | 0 | 0 | 12 | 1
NO |  | 32 | 2016 | 2 | 6 | 6 |  | 1220 DRESDEN | ELWOOD E.C. | 345 | 345 | ST | 0.53 | 0 | 0 | 2338 ACAR | 0 | 0 | 0 | 0 | 0 | 0 | 0 | 0 | 0 | 0 | 0 | 0 | 0 | 0 | 0 | 0 | 0 | 0 | 0 | 0 | 0 | 0 | 0 | 12 | 1
NO |  | 32 | 2016 | 2 | 7 | 7 |  | 1220 DRESDEN | ELWOOD E.C. | 345 | 345 | SP | 0.16 | 0 | 0 | 2156 ACSR | 0 | 0 | 0 | 0 | 0 | 0 | 0 | 0 | 0 | 0 | 0 | 0 | 0 | 0 | 0 | 0 | 0 | 0 | 0 | 0 | 0 | 0 | 0 | 12 | 1
NO |  | 32 | 2016 | 2 | 8 | 8 |  | 1221 DRESDEN | WOLFS | 345 | 345 | ST | 11.11 | 0 | 1 | 2338 ACAR | 0 | 0 | 0 | 0 | 0 | 0 | 0 | 0 | 0 | 0 | 0 | 0 | 0 | 0 | 0 | 0 | 0 | 0 | 0 | 0 | 0 | 0 | 0 | 12 | 1
NO |  | 32 | 2016 | 2 | 9 | 9 |  | 1221 DRESDEN | WOLFS | 345 | 345 | ST | 22.72 | 0 | 0 | 2156 ACSR | 0 | 0 | 0 | 0 | 0 | 0 | 0 | 0 | 0 | 0 | 0 | 0 | 0 | 0 | 0 | 0 | 0 | 0 | 0 | 0 | 0 | 0 | 0 | 12 | 1
NO |  | 32 | 2016 | 2 | 10 | 10 |  | 1221 DRESDEN | WOLFS | 345 | 345 | SP | 0.94 | 0 | 0 | 2156 ACSR | 0 | 0 | 0 | 0 | 0 | 0 | 0 | 0 | 0 | 0 | 0 | 0 | 0 | 0 | 0 | 0 | 0 | 0 | 0 | 0 | 0 | 0 | 0 | 12 | 1
NO |  | 32 | 2016 | 2 | 11 | 11 |  | 1222 DRESDEN | ELWOOD E.C. | 345 | 345 | SP | 0.54 | 0 | 1 | T2-1113,2156 ACSR | 0 | 0 | 0 | 0 | 0 | 0 | 0 | 0 | 0 | 0 | 0 | 0 | 0 | 0 | 0 | 0 | 0 | 0 | 0 | 0 | 0 | 0 | 0 | 12 | 1
NO |  | 32 | 2016 | 2 | 12 | 12 |  | 1222 DRESDEN | ELWOOD E.C. | 345 | 345 | ST | 11.89 | 0 | 0 | 2338 ACAR | 0 | 0 | 0 | 0 | 0 | 0 | 0 | 0 | 0 | 0 | 0 | 0 | 0 | 0 | 0 | 0 | 0 | 0 | 0 | 0 | 0 | 0 | 0 | 12 | 1
NO |  | 32 | 2016 | 2 | 13 | 13 |  | 1223 DRESDEN | ELECTRIC JUNCTION | 345 | 345 | ST | 0.19 | 28.43 | 1 | 2156 ACSR | 0 | 0 | 0 | 0 | 0 | 0 | 0 | 0 | 0 | 0 | 0 | 0 | 0 | 0 | 0 | 0 | 0 | 0 | 0 | 0 | 0 | 0 | 0 | 12 | 1
NO |  | 32 | 2016 | 2 | 14 | 14 |  | 1223 DRESDEN | ELECTRIC JUNCTION | 345 | 345 | ST | 0.26 | 1.07 | 0 | 2338 ACAR | 0 | 0 | 0 | 0 | 0 | 0 | 0 | 0 | 0 | 0 | 0 | 0 | 0 | 0 | 0 | 0 | 0 | 0 | 0 | 0 | 0 | 0 | 0 | 12 | 1
NO |  | 32 | 2016 | 2 | 15 | 15 |  | 1223 DRESDEN | ELECTRIC JUNCTION | 345 | 345 | SP | 0.05 | 1.25 | 0 | 2156 ACSR | 0 | 0 | 0 | 0 | 0 | 0 | 0 | 0 | 0 | 0 | 0 | 0 | 0 | 0 | 0 | 0 | 0 | 0 | 0 | 0 | 0 | 0 | 0 | 12 | 1
NO |  | 32 | 2016 | 2 | 16 | 16 |  | 1309 CRAWFORD | FISK TERMINAL | 345 | 345 | SP | 4.65 | 0 | 1 | T2-1113 | 0 | 0 | 0 | 0 | 0 | 0 | 0 | 0 | 0 | 0 | 0 | 0 | 0 | 0 | 0 | 0 | 0 | 0 | 0 | 0 | 0 | 0 | 0 | 12 | 1
NO |  | 32 | 2016 | 2 | 17 | 17 |  | 1310 CRAWFORD | FISK | 345 | 345 | SP | 0.18 | 4.39 | 1 | T2-1113 | 0 | 0 | 0 | 0 | 0 | 0 | 0 | 0 | 0 | 0 | 0 | 0 | 0 | 0 | 0 | 0 | 0 | 0 | 0 | 0 | 0 | 0 | 0 | 12 | 1
NO |  | 32 | 2016 | 2 | 18 | 18 |  | 1311 CRAWFORD | GOODINGS GROVE | 345 | 345 | SP | 9.86 | 0 | 1 | 2156 ACSR,2-1033. | 0 | 0 | 0 | 0 | 0 | 0 | 0 | 0 | 0 | 0 | 0 | 0 | 0 | 0 | 0 | 0 | 0 | 0 | 0 | 0 | 0 | 0 | 0 | 12 | 1
NO |  | 32 | 2016 | 2 | 19 | 19 |  | 1311 CRAWFORD | GOODINGS GROVE | 345 | 345 | ST | 10.64 | 0 | 0 | 2156 ACSR | 0 | 0 | 0 | 0 | 0 | 0 | 0 | 0 | 0 | 0 | 0 | 0 | 0 | 0 | 0 | 0 | 0 | 0 | 0 | 0 | 0 | 0 | 0 | 12 | 1
NO |  | 32 | 2016 | 2 | 20 | 20 |  | 1312 CRAWFORD | GOODINGS GROVE | 345 | 345 | SP | 0.33 | 9.62 | 1 | 2156 ACSR, 2338 A | 0 | 0 | 0 | 0 | 0 | 0 | 0 | 0 | 0 | 0 | 0 | 0 | 0 | 0 | 0 | 0 | 0 | 0 | 0 | 0 | 0 | 0 | 0 | 12 | 1
NO |  | 32 | 2016 | 2 | 21 | 21 |  | 1312 CRAWFORD | GOODINGS GROVE | 345 | 345 | ST | 0.05 | 10.6 | 0 | 2156 ACSR | 0 | 0 | 0 | 0 | 0 | 0 | 0 | 0 | 0 | 0 | 0 | 0 | 0 | 0 | 0 | 0 | 0 | 0 | 0 | 0 | 0 | 0 | 0 | 12 | 1
NO |  | 32 | 2016 | 2 | 22 | 22 |  | 1625 WAUKEGAN | NORTHBROOK 159 | 345 | 345 | SP | 0.26 | 21.47 | 1 | 2156 ACSR | 0 | 0 | 0 | 0 | 0 | 0 | 0 | 0 | 0 | 0 | 0 | 0 | 0 | 0 | 0 | 0 | 0 | 0 | 0 | 0 | 0 | 0 | 0 | 12 | 1
NO |  | 32 | 2016 | 2 | 23 | 23 |  | 1626 WAUKEGAN | NORTHBROOK 159 | 345 | 345 | SP | 21.78 | 0 | 1 | 2156 ACSR | 0 | 0 | 0 | 0 | 0 | 0 | 0 | 0 | 0 | 0 | 0 | 0 | 0 | 0 | 0 | 0 | 0 | 0 | 0 | 0 | 0 | 0 | 0 | 12 | 1
NO |  | 32 | 2016 | 2 | 24 | 24 |  | 2001 BRAIDWOOD | E. FRANKFORT | 345 | 345 | ST | 7.88 | 0 | 1 | 2-1277 ACSR | 0 | 0 | 0 | 0 | 0 | 0 | 0 | 0 | 0 | 0 | 0 | 0 | 0 | 0 | 0 | 0 | 0 | 0 | 0 | 0 | 0 | 0 | 0 | 12 | 1
NO |  | 32 | 2016 | 2 | 25 | 25 |  | 2001 BRAIDWOOD | E. FRANKFORT | 345 | 345 | SP | 28.08 | 0 | 0 | 2-1277 ACSR | 0 | 0 | 0 | 0 | 0 | 0 | 0 | 0 | 0 | 0 | 0 | 0 | 0 | 0 | 0 | 0 | 0 | 0 | 0 | 0 | 0 | 0 | 0 | 12 | 1
NO |  | 32 | 2016 | 2 | 26 | 26 |  | 2002 BRAIDWOOD | DAVIS CREEK | 345 | 345 | ST | 2.49 | 0 | 1 | 2156 ACSR | 0 | 0 | 0 | 0 | 0 | 0 | 0 | 0 | 0 | 0 | 0 | 0 | 0 | 0 | 0 | 0 | 0 | 0 | 0 | 0 | 0 | 0 | 0 | 12 | 1
NO |  | 32 | 2016 | 2 | 27 | 27 |  | 2002 BRAIDWOOD | DAVIS CREEK | 345 | 345 | SP | 20.5 | 0 | 0 | 2156 ACSR | 0 | 0 | 0 | 0 | 0 | 0 | 0 | 0 | 0 | 0 | 0 | 0 | 0 | 0 | 0 | 0 | 0 | 0 | 0 | 0 | 0 | 0 | 0 | 12 | 1
NO |  | 32 | 2016 | 2 | 28 | 28 |  | 2003 BRAIDWOOD | E. FRANKFORT | 345 | 345 | ST | 0.42 | 7.43 | 1 | 2-1277 ACSR | 0 | 0 | 0 | 0 | 0 | 0 | 0 | 0 | 0 | 0 | 0 | 0 | 0 | 0 | 0 | 0 | 0 | 0 | 0 | 0 | 0 | 0 | 0 | 12 | 1
NO |  | 32 | 2016 | 2 | 29 | 29 |  | 2003 BRAIDWOOD | E. FRANKFORT | 345 | 345 | SP | 0 | 28.08 | 0 | 2-1277 ACSR | 0 | 0 | 0 | 0 | 0 | 0 | 0 | 0 | 0 | 0 | 0 | 0 | 0 | 0 | 0 | 0 | 0 | 0 | 0 | 0 | 0 | 0 | 0 | 12 | 1
NO |  | 32 | 2016 | 2 | 30 | 30 |  | 2004 BRAIDWOOD | DAVIS CREEK | 345 | 345 | ST | 0.14 | 2.34 | 1 | 2156 ACSR | 0 | 0 | 0 | 0 | 0 | 0 | 0 | 0 | 0 | 0 | 0 | 0 | 0 | 0 | 0 | 0 | 0 | 0 | 0 | 0 | 0 | 0 | 0 | 12 | 1
NO |  | 32 | 2016 | 2 | 31 | 31 |  | 2004 BRAIDWOOD | DAVIS CREEK | 345 | 345 | SP | 0 | 20.5 | 0 | 2156 ACSR | 0 | 0 | 0 | 0 | 0 | 0 | 0 | 0 | 0 | 0 | 0 | 0 | 0 | 0 | 0 | 0 | 0 | 0 | 0 | 0 | 0 | 0 | 0 | 12 | 1
NO |  | 32 | 2016 | 2 | 32 | 32 |  | 2101 KINCAID | LANESVILLE (AMEREN) | 345 | 345 | ST | 19.84 | 0 | 1 | 2-1277 ACAR | 0 | 0 | 0 | 0 | 0 | 0 | 0 | 0 | 0 | 0 | 0 | 0 | 0 | 0 | 0 | 0 | 0 | 0 | 0 | 0 | 0 | 0 | 0 | 12 | 1
NO |  | 32 | 2016 | 2 | 33 | 33 |  | 2102 KINCAID | BLUE MOUND | 345 | 345 | ST | 71.61 | 0 | 1 | 2-1277 ACSR, 2156 | 0 | 0 | 0 | 0 | 0 | 0 | 0 | 0 | 0 | 0 | 0 | 0 | 0 | 0 | 0 | 0 | 0 | 0 | 0 | 0 | 0 | 0 | 0 | 12 | 1
NO |  | 32 | 2016 | 2 | 34 | 34 |  | 2102 KINCAID | BLUE MOUND | 345 | 345 | SP | 0.54 | 0 | 0 | 2-1277 ACSR | 0 | 0 | 0 | 0 | 0 | 0 | 0 | 0 | 0 | 0 | 0 | 0 | 0 | 0 | 0 | 0 | 0 | 0 | 0 | 0 | 0 | 0 | 0 | 12 | 1
NO |  | 32 | 2016 | 2 | 35 | 35 |  | 2105 KINCAID | PANA | 345 | 345 | WH | 25.94 | 0 | 1 | 2338 ACAR | 0 | 0 | 0 | 0 | 0 | 0 | 0 | 0 | 0 | 0 | 0 | 0 | 0 | 0 | 0 | 0 | 0 | 0 | 0 | 0 | 0 | 0 | 0 | 12 | 1
NO |  | 32 | 2016 | 3 | 1 | 1 |  | 2105 KINCAID | PANA | 345 | 345 | ST | 0.3 | 0 | 0 | 2338 ACAR | 0 | 0 | 0 | 0 | 0 | 0 | 0 | 0 | 0 | 0 | 0 | 0 | 0 | 0 | 0 | 0 | 0 | 0 | 0 | 0 | 0 | 0 | 0 | 12 | 1
NO |  | 32 | 2016 | 3 | 2 | 2 |  | 2105 KINCAID | PANA | 345 | 345 | SP | 0.15 | 0 | 0 | 2338 ACAR | 0 | 0 | 0 | 0 | 0 | 0 | 0 | 0 | 0 | 0 | 0 | 0 | 0 | 0 | 0 | 0 | 0 | 0 | 0 | 0 | 0 | 0 | 0 | 12 | 1
NO |  | 32 | 2016 | 3 | 3 | 3 |  | 2107 BROKAW (AMEREN) | LANESVILLE (AMEREN) | 345 | 345 | SH | 9.74 | 0 | 1 | 2-1277 ACAR | 0 | 0 | 0 | 0 | 0 | 0 | 0 | 0 | 0 | 0 | 0 | 0 | 0 | 0 | 0 | 0 | 0 | 0 | 0 | 0 | 0 | 0 | 0 | 12 | 1
NO |  | 32 | 2016 | 3 | 4 | 4 |  | 2107 BROKAW (AMEREN) | LANESVILLE (AMEREN) | 345 | 345 | ST | 37.87 | 0 | 0 | 2-1277 ACAR | 0 | 0 | 0 | 0 | 0 | 0 | 0 | 0 | 0 | 0 | 0 | 0 | 0 | 0 | 0 | 0 | 0 | 0 | 0 | 0 | 0 | 0 | 0 | 12 | 1
NO |  | 32 | 2016 | 3 | 5 | 5 |  | 2218 ZION | WAUKEGAN | 345 | 345 | SP | 5.28 | 0 | 1 | 2156 ACSR | 0 | 0 | 0 | 0 | 0 | 0 | 0 | 0 | 0 | 0 | 0 | 0 | 0 | 0 | 0 | 0 | 0 | 0 | 0 | 0 | 0 | 0 | 0 | 12 | 1
NO |  | 32 | 2016 | 3 | 6 | 6 |  | 2219 ZION | WAUKEGAN | 345 | 345 | SP | 0.33 | 4.94 | 1 | 2156 ACSR | 0 | 0 | 0 | 0 | 0 | 0 | 0 | 0 | 0 | 0 | 0 | 0 | 0 | 0 | 0 | 0 | 0 | 0 | 0 | 0 | 0 | 0 | 0 | 12 | 1
NO |  | 32 | 2016 | 3 | 7 | 7 |  | 2221 ZION | ATC | 345 | 345 | ST | 4.84 | 0 | 1 | 2156 ACSR | 0 | 0 | 0 | 0 | 0 | 0 | 0 | 0 | 0 | 0 | 0 | 0 | 0 | 0 | 0 | 0 | 0 | 0 | 0 | 0 | 0 | 0 | 0 | 12 | 1
NO |  | 32 | 2016 | 3 | 8 | 8 |  | 2221 ZION | ATC | 345 | 345 | SP | 2.96 | 0 | 0 | 2156 ACSR | 0 | 0 | 0 | 0 | 0 | 0 | 0 | 0 | 0 | 0 | 0 | 0 | 0 | 0 | 0 | 0 | 0 | 0 | 0 | 0 | 0 | 0 | 0 | 12 | 1
NO |  | 32 | 2016 | 3 | 9 | 9 |  | 2222 ZION | ATC | 345 | 345 | ST | 0 | 3.02 | 1 | 2338 ACAR | 0 | 0 | 0 | 0 | 0 | 0 | 0 | 0 | 0 | 0 | 0 | 0 | 0 | 0 | 0 | 0 | 0 | 0 | 0 | 0 | 0 | 0 | 0 | 12 | 1
NO |  | 32 | 2016 | 3 | 10 | 10 |  | 2222 ZION | ATC | 345 | 345 | SP | 0.87 | 1.94 | 0 | 2338 ACAR | 0 | 0 | 0 | 0 | 0 | 0 | 0 | 0 | 0 | 0 | 0 | 0 | 0 | 0 | 0 | 0 | 0 | 0 | 0 | 0 | 0 | 0 | 0 | 12 | 1
NO |  | 32 | 2016 | 3 | 11 | 11 |  | 2222 ZION | ATC | 345 | 345 | ST | 0 | 1.87 | 0 | 2156 ACSR | 0 | 0 | 0 | 0 | 0 | 0 | 0 | 0 | 0 | 0 | 0 | 0 | 0 | 0 | 0 | 0 | 0 | 0 | 0 | 0 | 0 | 0 | 0 | 12 | 1
NO |  | 32 | 2016 | 3 | 12 | 12 |  | 2222 ZION | ATC | 345 | 345 | SP | 0 | 0.15 | 0 | 2156 ACSR | 0 | 0 | 0 | 0 | 0 | 0 | 0 | 0 | 0 | 0 | 0 | 0 | 0 | 0 | 0 | 0 | 0 | 0 | 0 | 0 | 0 | 0 | 0 | 12 | 1
NO |  | 32 | 2016 | 3 | 13 | 13 |  | 2223 ZION | ZION E.C. | 345 | 345 | SP | 0.15 | 0 | 1 | 2156 ACSR | 0 | 0 | 0 | 0 | 0 | 0 | 0 | 0 | 0 | 0 | 0 | 0 | 0 | 0 | 0 | 0 | 0 | 0 | 0 | 0 | 0 | 0 | 0 | 12 | 1
NO |  | 32 | 2016 | 3 | 14 | 14 |  | 2223 ZION | ZION E.C. | 345 | 345 | ST | 3.04 | 0 | 0 | 2338 ACAR | 0 | 0 | 0 | 0 | 0 | 0 | 0 | 0 | 0 | 0 | 0 | 0 | 0 | 0 | 0 | 0 | 0 | 0 | 0 | 0 | 0 | 0 | 0 | 12 | 1
NO |  | 32 | 2016 | 3 | 15 | 15 |  | 2223 ZION | ZION E.C. | 345 | 345 | SP | 2.74 | 0 | 0 | 2338 ACAR | 0 | 0 | 0 | 0 | 0 | 0 | 0 | 0 | 0 | 0 | 0 | 0 | 0 | 0 | 0 | 0 | 0 | 0 | 0 | 0 | 0 | 0 | 0 | 12 | 1
NO |  | 32 | 2016 | 3 | 16 | 16 |  | 2224 ZION | LIBERTYVILLE | 345 | 345 | ST | 0.25 | 15.2 | 1 | 2338 ACAR | 0 | 0 | 0 | 0 | 0 | 0 | 0 | 0 | 0 | 0 | 0 | 0 | 0 | 0 | 0 | 0 | 0 | 0 | 0 | 0 | 0 | 0 | 0 | 12 | 1
NO |  | 32 | 2016 | 3 | 17 | 17 |  | 2224 ZION | LIBERTYVILLE | 345 | 345 | SP | 0.87 | 1.92 | 0 | 2338 ACAR | 0 | 0 | 0 | 0 | 0 | 0 | 0 | 0 | 0 | 0 | 0 | 0 | 0 | 0 | 0 | 0 | 0 | 0 | 0 | 0 | 0 | 0 | 0 | 12 | 1
NO |  | 32 | 2016 | 3 | 18 | 18 |  | 2224 ZION | LIBERTYVILLE | 345 | 345 | SP | 0 | 0.26 | 0 | 2156 ACSR | 0 | 0 | 0 | 0 | 0 | 0 | 0 | 0 | 0 | 0 | 0 | 0 | 0 | 0 | 0 | 0 | 0 | 0 | 0 | 0 | 0 | 0 | 0 | 12 | 1
NO |  | 32 | 2016 | 3 | 19 | 19 |  | 2310 COLLINS | KENDALL CO. | 345 | 345 | SP | 0.2 | 0 | 1 | 2156 ACSR | 0 | 0 | 0 | 0 | 0 | 0 | 0 | 0 | 0 | 0 | 0 | 0 | 0 | 0 | 0 | 0 | 0 | 0 | 0 | 0 | 0 | 0 | 0 | 12 | 1
NO |  | 32 | 2016 | 3 | 20 | 20 |  | 2310 COLLINS | KENDALL CO. | 345 | 345 | ST | 15.18 | 0 | 0 | 2156 ACSR | 0 | 0 | 0 | 0 | 0 | 0 | 0 | 0 | 0 | 0 | 0 | 0 | 0 | 0 | 0 | 0 | 0 | 0 | 0 | 0 | 0 | 0 | 0 | 12 | 1
NO |  | 32 | 2016 | 3 | 21 | 21 |  | 2311 COLLINS | DRESDEN | 345 | 345 | SP | 0.49 | 0 | 1 | 2156 ACSR | 0 | 0 | 0 | 0 | 0 | 0 | 0 | 0 | 0 | 0 | 0 | 0 | 0 | 0 | 0 | 0 | 0 | 0 | 0 | 0 | 0 | 0 | 0 | 12 | 1
NO |  | 32 | 2016 | 3 | 22 | 22 |  | 2311 COLLINS | DRESDEN | 345 | 345 | ST | 2.05 | 9.48 | 0 | 2156 ACSR | 0 | 0 | 0 | 0 | 0 | 0 | 0 | 0 | 0 | 0 | 0 | 0 | 0 | 0 | 0 | 0 | 0 | 0 | 0 | 0 | 0 | 0 | 0 | 12 | 1
NO |  | 32 | 2016 | 3 | 23 | 23 |  | 2912 JOLIET | LOCKPORT | 345 | 345 | ST | 12.71 | 0 | 1 | 2156 ACSR | 0 | 0 | 0 | 0 | 0 | 0 | 0 | 0 | 0 | 0 | 0 | 0 | 0 | 0 | 0 | 0 | 0 | 0 | 0 | 0 | 0 | 0 | 0 | 12 | 1
NO |  | 32 | 2016 | 3 | 24 | 24 |  | 2913 JOLIET | LOCKPORT | 345 | 345 | ST | 0.07 | 12.65 | 1 | 2156 ACSR | 0 | 0 | 0 | 0 | 0 | 0 | 0 | 0 | 0 | 0 | 0 | 0 | 0 | 0 | 0 | 0 | 0 | 0 | 0 | 0 | 0 | 0 | 0 | 12 | 1
NO |  | 32 | 2016 | 3 | 25 | 25 |  | 4620 DESPLAINES 46 | PROSPECT HTS, 117 | 345 | 345 | ST | 0.62 | 4 | 1 | 2156 ACSR | 0 | 0 | 0 | 0 | 0 | 0 | 0 | 0 | 0 | 0 | 0 | 0 | 0 | 0 | 0 | 0 | 0 | 0 | 0 | 0 | 0 | 0 | 0 | 12 | 1
NO |  | 32 | 2016 | 3 | 26 | 26 |  | 4621 DESPLAINES | GOLF MILL | 345 | 345 | ST | 3.38 | 0 | 1 | 2156 ACSR | 0 | 0 | 0 | 0 | 0 | 0 | 0 | 0 | 0 | 0 | 0 | 0 | 0 | 0 | 0 | 0 | 0 | 0 | 0 | 0 | 0 | 0 | 0 | 12 | 1
NO |  | 32 | 2016 | 3 | 27 | 27 |  | 4621 DESPLAINES | GOLF MILL | 345 | 345 | SP | 0.18 | 0 | 0 | 2156 ACSR | 0 | 0 | 0 | 0 | 0 | 0 | 0 | 0 | 0 | 0 | 0 | 0 | 0 | 0 | 0 | 0 | 0 | 0 | 0 | 0 | 0 | 0 | 0 | 12 | 1
NO |  | 32 | 2016 | 3 | 28 | 28 |  | 4622 DESPLAINES | GOLF MILL | 345 | 345 | ST | 0 | 3.28 | 1 | 2156 ACSR | 0 | 0 | 0 | 0 | 0 | 0 | 0 | 0 | 0 | 0 | 0 | 0 | 0 | 0 | 0 | 0 | 0 | 0 | 0 | 0 | 0 | 0 | 0 | 12 | 1
NO |  | 32 | 2016 | 3 | 29 | 29 |  | 4622 DESPLAINES | GOLF MILL | 345 | 345 | SP | 0.05 | 0.15 | 0 | 2156 ACSR | 0 | 0 | 0 | 0 | 0 | 0 | 0 | 0 | 0 | 0 | 0 | 0 | 0 | 0 | 0 | 0 | 0 | 0 | 0 | 0 | 0 | 0 | 0 | 12 | 1
NO |  | 32 | 2016 | 3 | 30 | 30 |  | 6607 EAST FRANKFORT | CRETE E.C. | 345 | 345 | SP | 0.09 | 0 | 1 | 2156 ACSR | 0 | 0 | 0 | 0 | 0 | 0 | 0 | 0 | 0 | 0 | 0 | 0 | 0 | 0 | 0 | 0 | 0 | 0 | 0 | 0 | 0 | 0 | 0 | 12 | 1
NO |  | 32 | 2016 | 3 | 31 | 31 |  | 6607 EAST FRANKFORT | CRETE E.C. | 345 | 345 | SP | 0.37 | 0 | 0 | 1414 PE ACSR | 0 | 0 | 0 | 0 | 0 | 0 | 0 | 0 | 0 | 0 | 0 | 0 | 0 | 0 | 0 | 0 | 0 | 0 | 0 | 0 | 0 | 0 | 0 | 12 | 1
NO |  | 32 | 2016 | 3 | 32 | 32 |  | 6607 EAST FRANKFORT | CRETE E.C. | 345 | 345 | ST | 12.25 | 0 | 0 | 1414 PE ACSR | 0 | 0 | 0 | 0 | 0 | 0 | 0 | 0 | 0 | 0 | 0 | 0 | 0 | 0 | 0 | 0 | 0 | 0 | 0 | 0 | 0 | 0 | 0 | 12 | 1
NO |  | 32 | 2016 | 3 | 33 | 33 |  | 6608 EAST FRANKFORT | UNIVERSITY PARK N. E.C. | 345 | 345 | SP | 0.08 | 0 | 1 | 2156 ACSR | 0 | 0 | 0 | 0 | 0 | 0 | 0 | 0 | 0 | 0 | 0 | 0 | 0 | 0 | 0 | 0 | 0 | 0 | 0 | 0 | 0 | 0 | 0 | 12 | 1
NO |  | 32 | 2016 | 3 | 34 | 34 |  | 6608 EAST FRANKFORT | UNIVERSITY PARK N. E.C. | 345 | 345 | SP | 0.13 | 0 | 0 | 1414 ACSR | 0 | 0 | 0 | 0 | 0 | 0 | 0 | 0 | 0 | 0 | 0 | 0 | 0 | 0 | 0 | 0 | 0 | 0 | 0 | 0 | 0 | 0 | 0 | 12 | 1
NO |  | 32 | 2016 | 3 | 35 | 35 |  | 6608 EAST FRANKFORT | UNIVERSITY PARK N. E.C. | 345 | 345 | ST | 0.09 | 5.11 | 0 | 1414 ACSR | 0 | 0 | 0 | 0 | 0 | 0 | 0 | 0 | 0 | 0 | 0 | 0 | 0 | 0 | 0 | 0 | 0 | 0 | 0 | 0 | 0 | 0 | 0 | 12 | 1
NO |  | 32 | 2016 | 4 | 1 | 1 |  | 8001 PONTIAC MIDPOINT | BROKAW (AMEREN) | 345 | 345 | ST | 31.15 | 0 | 1 | 2-1277 ACAR | 0 | 0 | 0 | 0 | 0 | 0 | 0 | 0 | 0 | 0 | 0 | 0 | 0 | 0 | 0 | 0 | 0 | 0 | 0 | 0 | 0 | 0 | 0 | 12 | 1
NO |  | 32 | 2016 | 4 | 2 | 2 |  | 8002 PONTIAC MIDPOINT | BLUE MOUND | 345 | 345 | ST | 27.21 | 0 | 1 | 2-1277ACAR | 0 | 0 | 0 | 0 | 0 | 0 | 0 | 0 | 0 | 0 | 0 | 0 | 0 | 0 | 0 | 0 | 0 | 0 | 0 | 0 | 0 | 0 | 0 | 12 | 1
NO |  | 32 | 2016 | 4 | 3 | 3 |  | 8002 PONTIAC MIDPOINT | BLUE MOUND | 345 | 345 | SP | 0.14 | 0 | 0 | 2-1277ACAR | 0 | 0 | 0 | 0 | 0 | 0 | 0 | 0 | 0 | 0 | 0 | 0 | 0 | 0 | 0 | 0 | 0 | 0 | 0 | 0 | 0 | 0 | 0 | 12 | 1
NO |  | 32 | 2016 | 4 | 4 | 4 |  | 8012 PONTIAC MIDPOINT | LORETTO | 345 | 345 | SP | 0.17 | 0 | 1 | 2-1277ACAR | 0 | 0 | 0 | 0 | 0 | 0 | 0 | 0 | 0 | 0 | 0 | 0 | 0 | 0 | 0 | 0 | 0 | 0 | 0 | 0 | 0 | 0 | 0 | 12 | 1
NO |  | 32 | 2016 | 4 | 5 | 5 |  | 8012 PONTIAC MIDPOINT | LORETTO | 345 | 345 | ST | 11.32 | 0 | 0 | 2-1277ACAR | 0 | 0 | 0 | 0 | 0 | 0 | 0 | 0 | 0 | 0 | 0 | 0 | 0 | 0 | 0 | 0 | 0 | 0 | 0 | 0 | 0 | 0 | 0 | 12 | 1
NO |  | 32 | 2016 | 4 | 6 | 6 |  | 8014 DRESDEN | PONTIAC MIDPOINT | 345 | 345 | ST | 43.67 | 0 | 1 | 2-1277 ACSR | 0 | 0 | 0 | 0 | 0 | 0 | 0 | 0 | 0 | 0 | 0 | 0 | 0 | 0 | 0 | 0 | 0 | 0 | 0 | 0 | 0 | 0 | 0 | 12 | 1
NO |  | 32 | 2016 | 4 | 7 | 7 |  | 8823 SKOKIE 88 | GOLF MILL | 345 | 345 | SP | 0.22 | 0 | 1 | 2156 ACSR | 0 | 0 | 0 | 0 | 0 | 0 | 0 | 0 | 0 | 0 | 0 | 0 | 0 | 0 | 0 | 0 | 0 | 0 | 0 | 0 | 0 | 0 | 0 | 12 | 1
NO |  | 32 | 2016 | 4 | 8 | 8 |  | 8823 SKOKIE 88 | GOLF MILL | 345 | 345 | ST | 4.46 | 0 | 0 | 2156 ACSR | 0 | 0 | 0 | 0 | 0 | 0 | 0 | 0 | 0 | 0 | 0 | 0 | 0 | 0 | 0 | 0 | 0 | 0 | 0 | 0 | 0 | 0 | 0 | 12 | 1
NO |  | 32 | 2016 | 4 | 9 | 9 |  | 8824 SKOKIE 88 | GOLF MILL | 345 | 345 | SP | 0.06 | 0.16 | 1 | 2156 ACSR | 0 | 0 | 0 | 0 | 0 | 0 | 0 | 0 | 0 | 0 | 0 | 0 | 0 | 0 | 0 | 0 | 0 | 0 | 0 | 0 | 0 | 0 | 0 | 12 | 1
NO |  | 32 | 2016 | 4 | 10 | 10 |  | 8824 SKOKIE 88 | GOLF MILL | 345 | 345 | ST | 0.02 | 4.42 | 0 | 2156 ACSR | 0 | 0 | 0 | 0 | 0 | 0 | 0 | 0 | 0 | 0 | 0 | 0 | 0 | 0 | 0 | 0 | 0 | 0 | 0 | 0 | 0 | 0 | 0 | 12 | 1
NO |  | 32 | 2016 | 4 | 11 | 11 |  | 10111 ITASCA | DESPLAINES 46 | 345 | 345 | ST | 9.01 | 0 | 1 | 2156 ACSR | 0 | 0 | 0 | 0 | 0 | 0 | 0 | 0 | 0 | 0 | 0 | 0 | 0 | 0 | 0 | 0 | 0 | 0 | 0 | 0 | 0 | 0 | 0 | 12 | 1
NO |  | 32 | 2016 | 4 | 12 | 12 |  | 10112 ITASCA | DESPLAINES 46 | 345 | 345 | ST | 0.41 | 8.73 | 1 | 2156 ACSR | 0 | 0 | 0 | 0 | 0 | 0 | 0 | 0 | 0 | 0 | 0 | 0 | 0 | 0 | 0 | 0 | 0 | 0 | 0 | 0 | 0 | 0 | 0 | 12 | 1
NO |  | 32 | 2016 | 4 | 13 | 13 |  | 10321 LISLE | LOMBARD | 345 | 345 | ST | 8.68 | 0 | 1 | 2156 ACSR | 0 | 0 | 0 | 0 | 0 | 0 | 0 | 0 | 0 | 0 | 0 | 0 | 0 | 0 | 0 | 0 | 0 | 0 | 0 | 0 | 0 | 0 | 0 | 12 | 1
NO |  | 32 | 2016 | 4 | 14 | 14 |  | 10322 LISLE | LOMBARD | 345 | 345 | ST | 0.38 | 8.47 | 1 | 2156 ACSR | 0 | 0 | 0 | 0 | 0 | 0 | 0 | 0 | 0 | 0 | 0 | 0 | 0 | 0 | 0 | 0 | 0 | 0 | 0 | 0 | 0 | 0 | 0 | 12 | 1
NO |  | 32 | 2016 | 4 | 15 | 15 |  | 10322 LISLE | LOMBARD | 345 | 345 | SP | 0.17 | 0 | 0 | 2156 ACSR | 0 | 0 | 0 | 0 | 0 | 0 | 0 | 0 | 0 | 0 | 0 | 0 | 0 | 0 | 0 | 0 | 0 | 0 | 0 | 0 | 0 | 0 | 0 | 12 | 1
NO |  | 32 | 2016 | 4 | 16 | 16 |  | 10801 LOCKPORT | LOMBARD | 345 | 345 | ST | 12.69 | 0 | 1 | 2156 ACSR | 0 | 0 | 0 | 0 | 0 | 0 | 0 | 0 | 0 | 0 | 0 | 0 | 0 | 0 | 0 | 0 | 0 | 0 | 0 | 0 | 0 | 0 | 0 | 12 | 1
NO |  | 32 | 2016 | 4 | 17 | 17 |  | 10802 LOCKPORT | LOMBARD | 345 | 345 | ST | 0.1 | 12.37 | 1 | 2156 ACSR | 0 | 0 | 0 | 0 | 0 | 0 | 0 | 0 | 0 | 0 | 0 | 0 | 0 | 0 | 0 | 0 | 0 | 0 | 0 | 0 | 0 | 0 | 0 | 12 | 1
NO |  | 32 | 2016 | 4 | 18 | 18 |  | 10802 LOCKPORT | LOMBARD | 345 | 345 | SP | 0.17 | 0 | 0 | 2156 ACSR | 0 | 0 | 0 | 0 | 0 | 0 | 0 | 0 | 0 | 0 | 0 | 0 | 0 | 0 | 0 | 0 | 0 | 0 | 0 | 0 | 0 | 0 | 0 | 12 | 1
NO |  | 32 | 2016 | 4 | 19 | 19 |  | 10803 LOCKPORT | MCCOOK | 345 | 345 | ST | 19.05 | 0 | 1 | 2338 ACAR,2156 AC | 0 | 0 | 0 | 0 | 0 | 0 | 0 | 0 | 0 | 0 | 0 | 0 | 0 | 0 | 0 | 0 | 0 | 0 | 0 | 0 | 0 | 0 | 0 | 12 | 1
NO |  | 32 | 2016 | 4 | 20 | 20 |  | 10803 LOCKPORT | MCCOOK | 345 | 345 | SP | 0.43 | 0 | 0 | 2156 ACSR | 0 | 0 | 0 | 0 | 0 | 0 | 0 | 0 | 0 | 0 | 0 | 0 | 0 | 0 | 0 | 0 | 0 | 0 | 0 | 0 | 0 | 0 | 0 | 12 | 1
NO |  | 32 | 2016 | 4 | 21 | 21 |  | 10804 LOCKPORT | MCCOOK | 345 | 345 | ST | 0.21 | 18.92 | 1 | 2338 ACAR,2156 AC | 0 | 0 | 0 | 0 | 0 | 0 | 0 | 0 | 0 | 0 | 0 | 0 | 0 | 0 | 0 | 0 | 0 | 0 | 0 | 0 | 0 | 0 | 0 | 12 | 1
NO |  | 32 | 2016 | 4 | 22 | 22 |  | 10804 LOCKPORT | MCCOOK | 345 | 345 | SP | 0 | 0.43 | 0 | 2156 ACSR | 0 | 0 | 0 | 0 | 0 | 0 | 0 | 0 | 0 | 0 | 0 | 0 | 0 | 0 | 0 | 0 | 0 | 0 | 0 | 0 | 0 | 0 | 0 | 12 | 1
NO |  | 32 | 2016 | 4 | 23 | 23 |  | 10805 LOCKPORT | KENDALL CO. | 345 | 345 | ST | 15.84 | 0 | 1 | 2338 ACAR | 0 | 0 | 0 | 0 | 0 | 0 | 0 | 0 | 0 | 0 | 0 | 0 | 0 | 0 | 0 | 0 | 0 | 0 | 0 | 0 | 0 | 0 | 0 | 12 | 1
NO |  | 32 | 2016 | 4 | 24 | 24 |  | 10805 LOCKPORT | KENDALL CO. | 345 | 345 | SP | 0.22 | 0 | 0 | 2338 ACAR, 2156 A | 0 | 0 | 0 | 0 | 0 | 0 | 0 | 0 | 0 | 0 | 0 | 0 | 0 | 0 | 0 | 0 | 0 | 0 | 0 | 0 | 0 | 0 | 0 | 12 | 1
NO |  | 32 | 2016 | 4 | 25 | 25 |  | 10806 LOCKPORT | KENDALL CO. | 345 | 345 | ST | 0.05 | 15.73 | 1 | 2156 ACSR | 0 | 0 | 0 | 0 | 0 | 0 | 0 | 0 | 0 | 0 | 0 | 0 | 0 | 0 | 0 | 0 | 0 | 0 | 0 | 0 | 0 | 0 | 0 | 12 | 1
NO |  | 32 | 2016 | 4 | 26 | 26 |  | 10806 LOCKPORT | KENDALL CO. | 345 | 345 | SP | 0.11 | 0.11 | 0 | 2156 ACSR | 0 | 0 | 0 | 0 | 0 | 0 | 0 | 0 | 0 | 0 | 0 | 0 | 0 | 0 | 0 | 0 | 0 | 0 | 0 | 0 | 0 | 0 | 0 | 12 | 1
NO |  | 32 | 2016 | 4 | 27 | 27 |  | 10807 LOCKPORT | LOMBARD | 345 | 345 | SP | 21.53 | 0 | 1 | T2-1113 | 0 | 0 | 0 | 0 | 0 | 0 | 0 | 0 | 0 | 0 | 0 | 0 | 0 | 0 | 0 | 0 | 0 | 0 | 0 | 0 | 0 | 0 | 0 | 12 | 1
NO |  | 32 | 2016 | 4 | 28 | 28 |  | 10808 LOCKPORT | LOMBARD | 345 | 345 | SP | 0.39 | 20.96 | 1 | T2-1113 | 0 | 0 | 0 | 0 | 0 | 0 | 0 | 0 | 0 | 0 | 0 | 0 | 0 | 0 | 0 | 0 | 0 | 0 | 0 | 0 | 0 | 0 | 0 | 12 | 1
NO |  | 32 | 2016 | 4 | 29 | 29 |  | 11119 ELECTRIC JUNCTION | AURORA E.C. | 345 | 345 | ST | 0.43 | 1 | 1 | 2338 ACAR, 2156 A | 0 | 0 | 0 | 0 | 0 | 0 | 0 | 0 | 0 | 0 | 0 | 0 | 0 | 0 | 0 | 0 | 0 | 0 | 0 | 0 | 0 | 0 | 0 | 12 | 1
NO |  | 32 | 2016 | 4 | 30 | 30 |  | 11120 ELECTRIC JUNCTION | LOMBARD | 345 | 345 | ST | 0 | 4.41 | 1 | 2156 ACSR | 0 | 0 | 0 | 0 | 0 | 0 | 0 | 0 | 0 | 0 | 0 | 0 | 0 | 0 | 0 | 0 | 0 | 0 | 0 | 0 | 0 | 0 | 0 | 12 | 1
NO |  | 32 | 2016 | 4 | 31 | 31 |  | 11120 ELECTRIC JUNCTION | LOMBARD | 345 | 345 | ST | 0.56 | 4.09 | 0 | 2338 ACAR | 0 | 0 | 0 | 0 | 0 | 0 | 0 | 0 | 0 | 0 | 0 | 0 | 0 | 0 | 0 | 0 | 0 | 0 | 0 | 0 | 0 | 0 | 0 | 12 | 1
NO |  | 32 | 2016 | 4 | 32 | 32 |  | 11120 ELECTRIC JUNCTION | LOMBARD | 345 | 345 | ST | 0 | 8.96 | 0 | 2335 ACAR | 0 | 0 | 0 | 0 | 0 | 0 | 0 | 0 | 0 | 0 | 0 | 0 | 0 | 0 | 0 | 0 | 0 | 0 | 0 | 0 | 0 | 0 | 0 | 12 | 1
NO |  | 32 | 2016 | 4 | 33 | 33 |  | 11124 ELECTRIC JUNCTION | LOMBARD | 345 | 345 | ST | 12.2 | 0 | 1 | 2335 ACAR | 0 | 0 | 0 | 0 | 0 | 0 | 0 | 0 | 0 | 0 | 0 | 0 | 0 | 0 | 0 | 0 | 0 | 0 | 0 | 0 | 0 | 0 | 0 | 12 | 1
NO |  | 32 | 2016 | 4 | 34 | 34 |  | 11124 ELECTRIC JUNCTION | LOMBARD | 345 | 345 | ST | 0.84 | 0 | 0 | 2156 ACSR | 0 | 0 | 0 | 0 | 0 | 0 | 0 | 0 | 0 | 0 | 0 | 0 | 0 | 0 | 0 | 0 | 0 | 0 | 0 | 0 | 0 | 0 | 0 | 12 | 1
NO |  | 32 | 2016 | 4 | 35 | 35 |  | 11124 ELECTRIC JUNCTION | LOMBARD | 345 | 345 | ST | 4.59 | 0 | 0 | 2338 ACAR | 0 | 0 | 0 | 0 | 0 | 0 | 0 | 0 | 0 | 0 | 0 | 0 | 0 | 0 | 0 | 0 | 0 | 0 | 0 | 0 | 0 | 0 | 0 | 12 | 1
NO |  | 32 | 2016 | 5 | 1 | 1 |  | 11126 ELECTRIC JUNCTION | WAYNE | 345 | 345 | WP | 0.2 | 0 | 1 | 2156 ACSR | 0 | 0 | 0 | 0 | 0 | 0 | 0 | 0 | 0 | 0 | 0 | 0 | 0 | 0 | 0 | 0 | 0 | 0 | 0 | 0 | 0 | 0 | 0 | 12 | 1
NO |  | 32 | 2016 | 5 | 2 | 2 |  | 11126 ELECTRIC JUNCTION | WAYNE | 345 | 345 | ST | 13.51 | 0 | 0 | 2338 ACAR, 2156 A | 0 | 0 | 0 | 0 | 0 | 0 | 0 | 0 | 0 | 0 | 0 | 0 | 0 | 0 | 0 | 0 | 0 | 0 | 0 | 0 | 0 | 0 | 0 | 12 | 1
NO |  | 32 | 2016 | 5 | 3 | 3 |  | 11212 WILTON CENTER | LORETTO | 345 | 345 | SP | 0.23 | 0 | 1 | 2-1277 ACAR, 2156 | 0 | 0 | 0 | 0 | 0 | 0 | 0 | 0 | 0 | 0 | 0 | 0 | 0 | 0 | 0 | 0 | 0 | 0 | 0 | 0 | 0 | 0 | 0 | 12 | 1
NO |  | 32 | 2016 | 5 | 4 | 4 |  | 11212 WILTON CENTER | LORETTO | 345 | 345 | WP | 1.72 | 0 | 0 | 2-1277 ACAR | 0 | 0 | 0 | 0 | 0 | 0 | 0 | 0 | 0 | 0 | 0 | 0 | 0 | 0 | 0 | 0 | 0 | 0 | 0 | 0 | 0 | 0 | 0 | 12 | 1
NO |  | 32 | 2016 | 5 | 5 | 5 |  | 11212 WILTON CENTER | LORETTO | 345 | 345 | ST | 38.07 | 0 | 0 | 2-1277 ACAR | 0 | 0 | 0 | 0 | 0 | 0 | 0 | 0 | 0 | 0 | 0 | 0 | 0 | 0 | 0 | 0 | 0 | 0 | 0 | 0 | 0 | 0 | 0 | 12 | 1
NO |  | 32 | 2016 | 5 | 6 | 6 |  | 11601 GOODINGS GROVE | EAST FRANKFORT | 345 | 345 | ST | 10.53 | 0 | 1 | 2-1033.5ACSS/TW | 0 | 0 | 0 | 0 | 0 | 0 | 0 | 0 | 0 | 0 | 0 | 0 | 0 | 0 | 0 | 0 | 0 | 0 | 0 | 0 | 0 | 0 | 0 | 12 | 1
NO |  | 32 | 2016 | 5 | 7 | 7 |  | 11601 GOODINGS GROVE | EAST FRANKFORT | 345 | 345 | ST | 0.28 | 0 | 0 | 2-1033.5ACSS/TW | 0 | 0 | 0 | 0 | 0 | 0 | 0 | 0 | 0 | 0 | 0 | 0 | 0 | 0 | 0 | 0 | 0 | 0 | 0 | 0 | 0 | 0 | 0 | 12 | 1
NO |  | 32 | 2016 | 5 | 8 | 8 |  | 11602 GOODINGS GROVE | EAST FRANKFORT | 345 | 345 | ST | 0.03 | 10.5 | 1 | 2-1033.5ACSS/TW | 0 | 0 | 0 | 0 | 0 | 0 | 0 | 0 | 0 | 0 | 0 | 0 | 0 | 0 | 0 | 0 | 0 | 0 | 0 | 0 | 0 | 0 | 0 | 12 | 1
NO |  | 32 | 2016 | 5 | 9 | 9 |  | 11602 GOODINGS GROVE | EAST FRANKFORT | 345 | 345 | SP | 0.23 | 0.07 | 0 | 2-1033.5ACSS/TW | 0 | 0 | 0 | 0 | 0 | 0 | 0 | 0 | 0 | 0 | 0 | 0 | 0 | 0 | 0 | 0 | 0 | 0 | 0 | 0 | 0 | 0 | 0 | 12 | 1
NO |  | 32 | 2016 | 5 | 10 | 10 |  | 11604 GOODINGS GROVE | LOCKPORT | 345 | 345 | ST | 8.99 | 0 | 1 | 2156 ACSR | 0 | 0 | 0 | 0 | 0 | 0 | 0 | 0 | 0 | 0 | 0 | 0 | 0 | 0 | 0 | 0 | 0 | 0 | 0 | 0 | 0 | 0 | 0 | 12 | 1
NO |  | 32 | 2016 | 5 | 11 | 11 |  | 11607 GOODINGS GROVE | BEDFORD PARK | 345 | 345 | ST | 18.51 | 0 | 1 | 2156 ACSR | 0 | 0 | 0 | 0 | 0 | 0 | 0 | 0 | 0 | 0 | 0 | 0 | 0 | 0 | 0 | 0 | 0 | 0 | 0 | 0 | 0 | 0 | 0 | 12 | 1
NO |  | 32 | 2016 | 5 | 12 | 12 |  | 11608 GOODINGS GROVE | BEDFORD PARK | 345 | 345 | ST | 0.15 | 18.43 | 1 | 2156 ACSR | 0 | 0 | 0 | 0 | 0 | 0 | 0 | 0 | 0 | 0 | 0 | 0 | 0 | 0 | 0 | 0 | 0 | 0 | 0 | 0 | 0 | 0 | 0 | 12 | 1
NO |  | 32 | 2016 | 5 | 13 | 13 |  | 11613 TAP | BLUE ISLAND | 345 | 345 | ST | 0.05 | 7.59 | 1 | 2338 ACAR | 0 | 0 | 0 | 0 | 0 | 0 | 0 | 0 | 0 | 0 | 0 | 0 | 0 | 0 | 0 | 0 | 0 | 0 | 0 | 0 | 0 | 0 | 0 | 12 | 1
NO |  | 32 | 2016 | 5 | 14 | 14 |  | 11613 GOODINGS GROVE | WILTON CENTER | 345 | 345 | SP | 0.58 | 0.14 | 0 | 2156 ACSR, 2338 A | 0 | 0 | 0 | 0 | 0 | 0 | 0 | 0 | 0 | 0 | 0 | 0 | 0 | 0 | 0 | 0 | 0 | 0 | 0 | 0 | 0 | 0 | 0 | 12 | 1
NO |  | 32 | 2016 | 5 | 15 | 15 |  | 11613 GOODINGS GROVE | WILTON CENTER | 345 | 345 | ST | 9.63 | 21.01 | 0 | 2338 ACAR | 0 | 0 | 0 | 0 | 0 | 0 | 0 | 0 | 0 | 0 | 0 | 0 | 0 | 0 | 0 | 0 | 0 | 0 | 0 | 0 | 0 | 0 | 0 | 12 | 1
NO |  | 32 | 2016 | 5 | 16 | 16 |  | 11614 GOODINGS GROVE | WILTON CENTER | 345 | 345 | ST | 30.82 | 0 | 1 | 2338 ACAR, 2-1277 | 0 | 0 | 0 | 0 | 0 | 0 | 0 | 0 | 0 | 0 | 0 | 0 | 0 | 0 | 0 | 0 | 0 | 0 | 0 | 0 | 0 | 0 | 0 | 12 | 1
NO |  | 32 | 2016 | 5 | 17 | 17 |  | 11614 GOODINGS GROVE | WILTON CENTER | 345 | 345 | SP | 0.7 | 0 | 0 | 2338 ACAR, 2156 A | 0 | 0 | 0 | 0 | 0 | 0 | 0 | 0 | 0 | 0 | 0 | 0 | 0 | 0 | 0 | 0 | 0 | 0 | 0 | 0 | 0 | 0 | 0 | 12 | 1
NO |  | 32 | 2016 | 5 | 18 | 18 |  | 11614 TAP | BLUE ISLAND | 345 | 345 | ST | 7.64 | 0 | 0 | 2338 ACAR | 0 | 0 | 0 | 0 | 0 | 0 | 0 | 0 | 0 | 0 | 0 | 0 | 0 | 0 | 0 | 0 | 0 | 0 | 0 | 0 | 0 | 0 | 0 | 12 | 1
NO |  | 32 | 2016 | 5 | 19 | 19 |  | 11617 GOODINGS GROVE | LOCKPORT | 345 | 345 | ST | 0.08 | 8.8 | 1 | 2156 ACSR | 0 | 0 | 0 | 0 | 0 | 0 | 0 | 0 | 0 | 0 | 0 | 0 | 0 | 0 | 0 | 0 | 0 | 0 | 0 | 0 | 0 | 0 | 0 | 12 | 1
NO |  | 32 | 2016 | 5 | 20 | 20 |  | 11617 GOODINGS GROVE | LOCKPORT | 345 | 345 | SP | 0.03 | 0.08 | 0 | 2156 ACSR | 0 | 0 | 0 | 0 | 0 | 0 | 0 | 0 | 0 | 0 | 0 | 0 | 0 | 0 | 0 | 0 | 0 | 0 | 0 | 0 | 0 | 0 | 0 | 12 | 1
NO |  | 32 | 2016 | 5 | 21 | 21 |  | 11620 GOODINGS GROVE | ELWOOD | 345 | 345 | ST | 0.39 | 17.5 | 1 | 2156/2338 | 0 | 0 | 0 | 0 | 0 | 0 | 0 | 0 | 0 | 0 | 0 | 0 | 0 | 0 | 0 | 0 | 0 | 0 | 0 | 0 | 0 | 0 | 0 | 12 | 1
NO |  | 32 | 2016 | 5 | 22 | 22 |  | 11620 GOODINGS GROVE | ELWOOD | 345 | 345 | SP | 0.36 | 0.52 | 0 | 2156/T2-1113 | 0 | 0 | 0 | 0 | 0 | 0 | 0 | 0 | 0 | 0 | 0 | 0 | 0 | 0 | 0 | 0 | 0 | 0 | 0 | 0 | 0 | 0 | 0 | 12 | 1
NO |  | 32 | 2016 | 5 | 23 | 23 |  | 11622 GOODINGS GROVE | ELWOOD | 345 | 345 | ST | 17.91 | 0 | 1 | 2156,2338 | 0 | 0 | 0 | 0 | 0 | 0 | 0 | 0 | 0 | 0 | 0 | 0 | 0 | 0 | 0 | 0 | 0 | 0 | 0 | 0 | 0 | 0 | 0 | 12 | 1
NO |  | 32 | 2016 | 5 | 24 | 24 |  | 11622 GOODINGS GROVE | ELWOOD | 345 | 345 | SP | 0.86 | 0 | 0 | T2-1113,2156 | 0 | 0 | 0 | 0 | 0 | 0 | 0 | 0 | 0 | 0 | 0 | 0 | 0 | 0 | 0 | 0 | 0 | 0 | 0 | 0 | 0 | 0 | 0 | 12 | 1
NO |  | 32 | 2016 | 5 | 25 | 25 |  | 11723 PROSPECT HTS. 117 | LIBERTYVILLE | 345 | 345 | ST | 15.36 | 0 | 1 | 2156 ACSR | 0 | 0 | 0 | 0 | 0 | 0 | 0 | 0 | 0 | 0 | 0 | 0 | 0 | 0 | 0 | 0 | 0 | 0 | 0 | 0 | 0 | 0 | 0 | 12 | 1
NO |  | 32 | 2016 | 5 | 26 | 26 |  | 11724 PROSPECT HTS. 117 | DES PLAINES TSS46 | 345 | 345 | ST | 4.57 | 0 | 1 | 2338 ACAR, 2156 A | 0 | 0 | 0 | 0 | 0 | 0 | 0 | 0 | 0 | 0 | 0 | 0 | 0 | 0 | 0 | 0 | 0 | 0 | 0 | 0 | 0 | 0 | 0 | 12 | 1
NO |  | 32 | 2016 | 5 | 27 | 27 |  | 12001 LOMBARD | ITASCA | 345 | 345 | ST | 8.22 | 0 | 1 | 2156 ACSR | 0 | 0 | 0 | 0 | 0 | 0 | 0 | 0 | 0 | 0 | 0 | 0 | 0 | 0 | 0 | 0 | 0 | 0 | 0 | 0 | 0 | 0 | 0 | 12 | 1
NO |  | 32 | 2016 | 5 | 28 | 28 |  | 12002 LOMBARD | ITASCA | 345 | 345 | ST | 0.22 | 7.95 | 1 | 2156 ACSR | 0 | 0 | 0 | 0 | 0 | 0 | 0 | 0 | 0 | 0 | 0 | 0 | 0 | 0 | 0 | 0 | 0 | 0 | 0 | 0 | 0 | 0 | 0 | 12 | 1
NO |  | 32 | 2016 | 5 | 29 | 29 |  | 12003 LOMBARD | ELMHURST | 345 | 345 | ST | 7.98 | 0 | 1 | 2338 ACAR, 2-664. | 0 | 0 | 0 | 0 | 0 | 0 | 0 | 0 | 0 | 0 | 0 | 0 | 0 | 0 | 0 | 0 | 0 | 0 | 0 | 0 | 0 | 0 | 0 | 12 | 1
NO |  | 32 | 2016 | 5 | 30 | 30 |  | 12004 LOMBARD | ELMHURST | 345 | 345 | ST | 0.15 | 7.77 | 1 | 2338ACAR,2-664.8A | 0 | 0 | 0 | 0 | 0 | 0 | 0 | 0 | 0 | 0 | 0 | 0 | 0 | 0 | 0 | 0 | 0 | 0 | 0 | 0 | 0 | 0 | 0 | 12 | 1
NO |  | 32 | 2016 | 5 | 31 | 31 |  | 12005 LOMBARD | DESPLAINES | 345 | 345 | ST | 0.32 | 16.78 | 1 | 2156 ACSR | 0 | 0 | 0 | 0 | 0 | 0 | 0 | 0 | 0 | 0 | 0 | 0 | 0 | 0 | 0 | 0 | 0 | 0 | 0 | 0 | 0 | 0 | 0 | 12 | 1
NO |  | 32 | 2016 | 5 | 32 | 32 |  | 12006 LOMBARD | DESPLAINES | 345 | 345 | ST | 17.09 | 0 | 1 | 2156 ACSR | 0 | 0 | 0 | 0 | 0 | 0 | 0 | 0 | 0 | 0 | 0 | 0 | 0 | 0 | 0 | 0 | 0 | 0 | 0 | 0 | 0 | 0 | 0 | 12 | 1
NO |  | 32 | 2016 | 5 | 33 | 33 |  | 13817 SILVER LAKE | PLEASANT VALLEY | 345 | 345 | ST | 0 | 9.35 | 1 | 2156 ACSR | 0 | 0 | 0 | 0 | 0 | 0 | 0 | 0 | 0 | 0 | 0 | 0 | 0 | 0 | 0 | 0 | 0 | 0 | 0 | 0 | 0 | 0 | 0 | 12 | 1
NO |  | 32 | 2016 | 5 | 34 | 34 |  | 13817 SILVER LAKE | PLEASANT VALLEY | 345 | 345 | SP | 0.39 | 0 | 0 | 2156 ACSR | 0 | 0 | 0 | 0 | 0 | 0 | 0 | 0 | 0 | 0 | 0 | 0 | 0 | 0 | 0 | 0 | 0 | 0 | 0 | 0 | 0 | 0 | 0 | 12 | 1
NO |  | 32 | 2016 | 5 | 35 | 35 |  | 13821 SILVER LAKE | LIBERTYVILLE | 345 | 345 | ST | 0.59 | 16.89 | 1 | 2338 ACAR | 0 | 0 | 0 | 0 | 0 | 0 | 0 | 0 | 0 | 0 | 0 | 0 | 0 | 0 | 0 | 0 | 0 | 0 | 0 | 0 | 0 | 0 | 0 | 12 | 1
NO |  | 32 | 2016 | 6 | 1 | 1 |  | 13821 SILVER LAKE | LIBERTYVILLE | 345 | 345 | SP | 0.19 | 0 | 0 | 2156 ACSR | 0 | 0 | 0 | 0 | 0 | 0 | 0 | 0 | 0 | 0 | 0 | 0 | 0 | 0 | 0 | 0 | 0 | 0 | 0 | 0 | 0 | 0 | 0 | 12 | 1
NO |  | 32 | 2016 | 6 | 2 | 2 |  | 14321 WOLFS | ELECTRIC JUNCTION | 345 | 345 | ST | 6.29 | 0 | 1 | 2156/2338 | 0 | 0 | 0 | 0 | 0 | 0 | 0 | 0 | 0 | 0 | 0 | 0 | 0 | 0 | 0 | 0 | 0 | 0 | 0 | 0 | 0 | 0 | 0 | 12 | 1
NO |  | 32 | 2016 | 6 | 3 | 3 |  | 14321 WOLFS | ELECTRIC JUNCTION | 345 | 345 | SP | 0.19 | 0 | 0 | 2156 ACSR | 0 | 0 | 0 | 0 | 0 | 0 | 0 | 0 | 0 | 0 | 0 | 0 | 0 | 0 | 0 | 0 | 0 | 0 | 0 | 0 | 0 | 0 | 0 | 12 | 1
NO |  | 32 | 2016 | 6 | 4 | 4 |  | 14401 WAYNE | SILVER LAKE | 345 | 345 | ST | 0.24 | 19.41 | 1 | 2338 ACAR | 0 | 0 | 0 | 0 | 0 | 0 | 0 | 0 | 0 | 0 | 0 | 0 | 0 | 0 | 0 | 0 | 0 | 0 | 0 | 0 | 0 | 0 | 0 | 12 | 1
NO |  | 32 | 2016 | 6 | 5 | 5 |  | 14401 WAYNE | SILVER LAKE | 345 | 345 | SP | 0.11 | 0.24 | 0 | 2338 ACAR | 0 | 0 | 0 | 0 | 0 | 0 | 0 | 0 | 0 | 0 | 0 | 0 | 0 | 0 | 0 | 0 | 0 | 0 | 0 | 0 | 0 | 0 | 0 | 12 | 1
NO |  | 32 | 2016 | 6 | 6 | 6 |  | 14402 WAYNE | TOLLWAY | 345 | 345 | ST | 5.54 | 0 | 1 | 2338 ACAR, 2156 A | 0 | 0 | 0 | 0 | 0 | 0 | 0 | 0 | 0 | 0 | 0 | 0 | 0 | 0 | 0 | 0 | 0 | 0 | 0 | 0 | 0 | 0 | 0 | 12 | 1
NO |  | 32 | 2016 | 6 | 7 | 7 |  | 14402 WAYNE | TOLLWAY | 345 | 345 | SP | 0.06 | 0 | 0 | 2156 ACSR | 0 | 0 | 0 | 0 | 0 | 0 | 0 | 0 | 0 | 0 | 0 | 0 | 0 | 0 | 0 | 0 | 0 | 0 | 0 | 0 | 0 | 0 | 0 | 12 | 1
NO |  | 32 | 2016 | 6 | 8 | 8 |  | 14419 WAYNE | AURORA E.C. | 345 | 345 | ST | 0.03 | 12.34 | 1 | 2338 ACAR | 0 | 0 | 0 | 0 | 0 | 0 | 0 | 0 | 0 | 0 | 0 | 0 | 0 | 0 | 0 | 0 | 0 | 0 | 0 | 0 | 0 | 0 | 0 | 12 | 1
NO |  | 32 | 2016 | 6 | 9 | 9 |  | 14419 WAYNE | AURORA E.C. | 345 | 345 | SP | 0.16 | 0 | 0 | 2156/2338 | 0 | 0 | 0 | 0 | 0 | 0 | 0 | 0 | 0 | 0 | 0 | 0 | 0 | 0 | 0 | 0 | 0 | 0 | 0 | 0 | 0 | 0 | 0 | 12 | 1
NO |  | 32 | 2016 | 6 | 10 | 10 |  | 15324 TAYLOR | FISK | 345 | 345 | SP | 0.2 | 0 | 1 | 2156 ACSR | 0 | 0 | 0 | 0 | 0 | 0 | 0 | 0 | 0 | 0 | 0 | 0 | 0 | 0 | 0 | 0 | 0 | 0 | 0 | 0 | 0 | 0 | 0 | 12 | 1
NO |  | 32 | 2016 | 6 | 11 | 11 |  | 15423 LIBERTYVILLE | ZION E.C. | 345 | 345 | ST | 12.33 | 0 | 1 | 2156 ACSR | 0 | 0 | 0 | 0 | 0 | 0 | 0 | 0 | 0 | 0 | 0 | 0 | 0 | 0 | 0 | 0 | 0 | 0 | 0 | 0 | 0 | 0 | 0 | 12 | 1
NO |  | 32 | 2016 | 6 | 12 | 12 |  | 15423 LIBERTYVILLE | ZION E.C. | 345 | 345 | SP | 0.11 | 0 | 0 | 2156 ACSR | 0 | 0 | 0 | 0 | 0 | 0 | 0 | 0 | 0 | 0 | 0 | 0 | 0 | 0 | 0 | 0 | 0 | 0 | 0 | 0 | 0 | 0 | 0 | 12 | 1
NO |  | 32 | 2016 | 6 | 13 | 13 |  | 15424 LIBERTYVILLE | PROSPECT HTS, 117 | 345 | 345 | ST | 0.34 | 14.93 | 1 | 2338 ACAR, 2156 A | 0 | 0 | 0 | 0 | 0 | 0 | 0 | 0 | 0 | 0 | 0 | 0 | 0 | 0 | 0 | 0 | 0 | 0 | 0 | 0 | 0 | 0 | 0 | 12 | 1
NO |  | 32 | 2016 | 6 | 14 | 14 |  | 15501 NELSON | LEE COUNTY E.C. | 345 | 345 | ST | 4.29 | 0 | 1 | 2338 ACAR | 0 | 0 | 0 | 0 | 0 | 0 | 0 | 0 | 0 | 0 | 0 | 0 | 0 | 0 | 0 | 0 | 0 | 0 | 0 | 0 | 0 | 0 | 0 | 12 | 1
NO |  | 32 | 2016 | 6 | 15 | 15 |  | 15501 NELSON | LEE COUNTY E.C. | 345 | 345 | ST | 8.63 | 0 | 0 | 2-1277 ACAR | 0 | 0 | 0 | 0 | 0 | 0 | 0 | 0 | 0 | 0 | 0 | 0 | 0 | 0 | 0 | 0 | 0 | 0 | 0 | 0 | 0 | 0 | 0 | 12 | 1
NO |  | 32 | 2016 | 6 | 16 | 16 |  | 15501 NELSON | LEE COUNTY E.C. | 345 | 345 | SP | 0.07 | 0 | 0 | 2-1277 ACAR | 0 | 0 | 0 | 0 | 0 | 0 | 0 | 0 | 0 | 0 | 0 | 0 | 0 | 0 | 0 | 0 | 0 | 0 | 0 | 0 | 0 | 0 | 0 | 12 | 1
NO |  | 32 | 2016 | 6 | 17 | 17 |  | 15502 NELSON | ELECTRIC JUNCTION | 345 | 345 | ST | 15.92 | 0 | 1 | 2-1033.5 ACSS/TW | 0 | 0 | 0 | 0 | 0 | 0 | 0 | 0 | 0 | 0 | 0 | 0 | 0 | 0 | 0 | 0 | 0 | 0 | 0 | 0 | 0 | 0 | 0 | 12 | 1
NO |  | 32 | 2016 | 6 | 18 | 18 |  | 15502 NELSON | ELECTRIC JUNCTION | 345 | 345 | WH | 4.65 | 0 | 0 | 2-1277 ACAR | 0 | 0 | 0 | 0 | 0 | 0 | 0 | 0 | 0 | 0 | 0 | 0 | 0 | 0 | 0 | 0 | 0 | 0 | 0 | 0 | 0 | 0 | 0 | 12 | 1
NO |  | 32 | 2016 | 6 | 19 | 19 |  | 15502 NELSON | ELECTRIC JUNCTION | 345 | 345 | ST | 52.61 | 0 | 0 | 2-1277 ACAR | 0 | 0 | 0 | 0 | 0 | 0 | 0 | 0 | 0 | 0 | 0 | 0 | 0 | 0 | 0 | 0 | 0 | 0 | 0 | 0 | 0 | 0 | 0 | 12 | 1
NO |  | 32 | 2016 | 6 | 20 | 20 |  | 15503 NELSON | CORDOVA | 345 | 345 | ST | 0.07 | 0.34 | 1 | 2-1033.5 ACSS/TW, | 0 | 0 | 0 | 0 | 0 | 0 | 0 | 0 | 0 | 0 | 0 | 0 | 0 | 0 | 0 | 0 | 0 | 0 | 0 | 0 | 0 | 0 | 0 | 12 | 1
NO |  | 32 | 2016 | 6 | 21 | 21 |  | 15503 NELSON | CORDOVA | 345 | 345 | ST | 39.23 | 0 | 0 | 2-1227 ACAR | 0 | 0 | 0 | 0 | 0 | 0 | 0 | 0 | 0 | 0 | 0 | 0 | 0 | 0 | 0 | 0 | 0 | 0 | 0 | 0 | 0 | 0 | 0 | 12 | 1
NO |  | 32 | 2016 | 6 | 22 | 22 |  | 15503 NELSON | CORDOVA | 345 | 345 | SP | 0.04 | 0 | 0 | 2-1277 ACAR | 0 | 0 | 0 | 0 | 0 | 0 | 0 | 0 | 0 | 0 | 0 | 0 | 0 | 0 | 0 | 0 | 0 | 0 | 0 | 0 | 0 | 0 | 0 | 12 | 1
NO |  | 32 | 2016 | 6 | 23 | 23 |  | 15504 NELSON | N.W. STEEL & WIRE | 345 | 345 | ST | 5.76 | 2.15 | 1 | 2-1277 ACAR | 0 | 0 | 0 | 0 | 0 | 0 | 0 | 0 | 0 | 0 | 0 | 0 | 0 | 0 | 0 | 0 | 0 | 0 | 0 | 0 | 0 | 0 | 0 | 12 | 1
NO |  | 32 | 2016 | 6 | 24 | 24 |  | 15615 CHERRY VALLEY | WEMPLETOWN | 345 | 345 | ST | 27.22 | 0 | 1 | 2156 ACSR | 0 | 0 | 0 | 0 | 0 | 0 | 0 | 0 | 0 | 0 | 0 | 0 | 0 | 0 | 0 | 0 | 0 | 0 | 0 | 0 | 0 | 0 | 0 | 12 | 1
NO |  | 32 | 2016 | 6 | 25 | 25 |  | 15616 CHERRY VALLEY | SILVER LAKE | 345 | 345 | ST | 39.64 | 0 | 1 | 2338 ACAR | 0 | 0 | 0 | 0 | 0 | 0 | 0 | 0 | 0 | 0 | 0 | 0 | 0 | 0 | 0 | 0 | 0 | 0 | 0 | 0 | 0 | 0 | 0 | 12 | 1
NO |  | 32 | 2016 | 6 | 26 | 26 |  | 15616 CHERRY VALLEY | SILVER LAKE | 345 | 345 | SP | 0.98 | 0 | 0 | T2-1113 | 0 | 0 | 0 | 0 | 0 | 0 | 0 | 0 | 0 | 0 | 0 | 0 | 0 | 0 | 0 | 0 | 0 | 0 | 0 | 0 | 0 | 0 | 0 | 12 | 1
NO |  | 32 | 2016 | 6 | 27 | 27 |  | 15925 NORTHBROOK | SKOKIE 88 | 345 | 345 | SP | 5.56 | 0 | 1 | 2156 ACSR | 0 | 0 | 0 | 0 | 0 | 0 | 0 | 0 | 0 | 0 | 0 | 0 | 0 | 0 | 0 | 0 | 0 | 0 | 0 | 0 | 0 | 0 | 0 | 12 | 1
NO |  | 32 | 2016 | 6 | 28 | 28 |  | 15926 NORTHBROOK | SKOKIE 88 | 345 | 345 | SP | 0.06 | 5.46 | 1 | 2156 ACSR | 0 | 0 | 0 | 0 | 0 | 0 | 0 | 0 | 0 | 0 | 0 | 0 | 0 | 0 | 0 | 0 | 0 | 0 | 0 | 0 | 0 | 0 | 0 | 12 | 1
NO |  | 32 | 2016 | 6 | 29 | 29 |  | 16703 PLANO | ELECTRIC JUNCTION | 345 | 345 | ST | 0.12 | 11.48 | 1 | 2156 ACSR | 0 | 0 | 0 | 0 | 0 | 0 | 0 | 0 | 0 | 0 | 0 | 0 | 0 | 0 | 0 | 0 | 0 | 0 | 0 | 0 | 0 | 0 | 0 | 12 | 1
NO |  | 32 | 2016 | 6 | 30 | 30 |  | 16703 PLANO | ELECTRIC JUNCTION | 345 | 345 | SP | 0 | 9.59 | 0 | 2156 ACSR | 0 | 0 | 0 | 0 | 0 | 0 | 0 | 0 | 0 | 0 | 0 | 0 | 0 | 0 | 0 | 0 | 0 | 0 | 0 | 0 | 0 | 0 | 0 | 12 | 1
NO |  | 32 | 2016 | 6 | 31 | 31 |  | 16704 PLANO | ELECTRIC JUNCTION | 345 | 345 | ST | 11.6 | 0 | 1 | 2156 ACSR | 0 | 0 | 0 | 0 | 0 | 0 | 0 | 0 | 0 | 0 | 0 | 0 | 0 | 0 | 0 | 0 | 0 | 0 | 0 | 0 | 0 | 0 | 0 | 12 | 1
NO |  | 32 | 2016 | 6 | 32 | 32 |  | 16704 PLANO | ELECTRIC JUNCTION | 345 | 345 | SP | 9.58 | 0 | 0 | 2156 ACSR | 0 | 0 | 0 | 0 | 0 | 0 | 0 | 0 | 0 | 0 | 0 | 0 | 0 | 0 | 0 | 0 | 0 | 0 | 0 | 0 | 0 | 0 | 0 | 12 | 1
NO |  | 32 | 2016 | 6 | 33 | 33 |  | 16704 PLANO | ELECTRIC JUNCTION | 345 | 345 | WP | 0.08 | 0 | 0 | 2156 ACSR | 0 | 0 | 0 | 0 | 0 | 0 | 0 | 0 | 0 | 0 | 0 | 0 | 0 | 0 | 0 | 0 | 0 | 0 | 0 | 0 | 0 | 0 | 0 | 12 | 1
NO |  | 32 | 2016 | 6 | 34 | 34 |  | 17101 WEMPLETOWN | ATC INTERCONNECTION | 345 | 345 | ST | 10.4 | 0 | 1 | 2156 ACSR | 0 | 0 | 0 | 0 | 0 | 0 | 0 | 0 | 0 | 0 | 0 | 0 | 0 | 0 | 0 | 0 | 0 | 0 | 0 | 0 | 0 | 0 | 0 | 12 | 1
NO |  | 32 | 2016 | 6 | 35 | 35 |  | 17101 WEMPLETOWN | ATC INTERCONNECTION | 345 | 345 | SP | 0.99 | 0 | 0 | 2156 ACSR | 0 | 0 | 0 | 0 | 0 | 0 | 0 | 0 | 0 | 0 | 0 | 0 | 0 | 0 | 0 | 0 | 0 | 0 | 0 | 0 | 0 | 0 | 0 | 12 | 1
NO |  | 32 | 2016 | 7 | 1 | 1 |  | 17102 WEMPLETOWN | ATC INTERCONNECTION | 345 | 345 | ST | 0.06 | 10.34 | 1 | 2156 ACSR | 0 | 0 | 0 | 0 | 0 | 0 | 0 | 0 | 0 | 0 | 0 | 0 | 0 | 0 | 0 | 0 | 0 | 0 | 0 | 0 | 0 | 0 | 0 | 12 | 1
NO |  | 32 | 2016 | 7 | 2 | 2 |  | 17102 WEMPLETOWN | ATC INTERCONNECTION | 345 | 345 | SP | 0 | 0.99 | 0 | 2156 ACSR | 0 | 0 | 0 | 0 | 0 | 0 | 0 | 0 | 0 | 0 | 0 | 0 | 0 | 0 | 0 | 0 | 0 | 0 | 0 | 0 | 0 | 0 | 0 | 12 | 1
NO |  | 32 | 2016 | 7 | 3 | 3 |  | 17701 BURNHAM | BLUE ISLAND | 345 | 345 | ST | 7.79 | 0 | 1 | 2338 ACAR | 0 | 0 | 0 | 0 | 0 | 0 | 0 | 0 | 0 | 0 | 0 | 0 | 0 | 0 | 0 | 0 | 0 | 0 | 0 | 0 | 0 | 0 | 0 | 12 | 1
NO |  | 32 | 2016 | 7 | 4 | 4 |  | 17701 BURNHAM | BLUE ISLAND | 345 | 345 | ST | 0.6 | 0 | 0 | 2156 ACSR | 0 | 0 | 0 | 0 | 0 | 0 | 0 | 0 | 0 | 0 | 0 | 0 | 0 | 0 | 0 | 0 | 0 | 0 | 0 | 0 | 0 | 0 | 0 | 12 | 1
NO |  | 32 | 2016 | 7 | 5 | 5 |  | 17702 BURNHAM | BLUE ISLAND | 345 | 345 | ST | 0.1 | 8.13 | 1 | 2338 ACAR | 0 | 0 | 0 | 0 | 0 | 0 | 0 | 0 | 0 | 0 | 0 | 0 | 0 | 0 | 0 | 0 | 0 | 0 | 0 | 0 | 0 | 0 | 0 | 12 | 1
NO |  | 32 | 2016 | 7 | 6 | 6 |  | 17703 BURNHAM | NIPSCO | 345 | 345 | ST | 8.38 | 0 | 1 | 2338 ACAR | 0 | 0 | 0 | 0 | 0 | 0 | 0 | 0 | 0 | 0 | 0 | 0 | 0 | 0 | 0 | 0 | 0 | 0 | 0 | 0 | 0 | 0 | 0 | 12 | 1
NO |  | 32 | 2016 | 7 | 7 | 7 |  | 17704 BURNHAM | DAVIS CREEK | 345 | 345 | ST | 17.49 | 0 | 1 | 2156 ACSR, T2-111 | 0 | 0 | 0 | 0 | 0 | 0 | 0 | 0 | 0 | 0 | 0 | 0 | 0 | 0 | 0 | 0 | 0 | 0 | 0 | 0 | 0 | 0 | 0 | 12 | 1
NO |  | 32 | 2016 | 7 | 8 | 8 |  | 17704 BURNHAM | DAVIS CREEK | 345 | 345 | SP | 32.36 | 0 | 0 | 2156 ACSR, T2-111 | 0 | 0 | 0 | 0 | 0 | 0 | 0 | 0 | 0 | 0 | 0 | 0 | 0 | 0 | 0 | 0 | 0 | 0 | 0 | 0 | 0 | 0 | 0 | 12 | 1
NO |  | 32 | 2016 | 7 | 9 | 9 |  | 17705 BURNHAM | SHEFFIELD (NIPSCO) | 345 | 345 | ST | 0.04 | 3.68 | 1 | 2338 ACAR | 0 | 0 | 0 | 0 | 0 | 0 | 0 | 0 | 0 | 0 | 0 | 0 | 0 | 0 | 0 | 0 | 0 | 0 | 0 | 0 | 0 | 0 | 0 | 12 | 1
NO |  | 32 | 2016 | 7 | 10 | 10 |  | 17723 BURNHAM | STATE LINE | 345 | 345 | SP | 0.05 | 0 | 1 | 2156 ACSR | 0 | 0 | 0 | 0 | 0 | 0 | 0 | 0 | 0 | 0 | 0 | 0 | 0 | 0 | 0 | 0 | 0 | 0 | 0 | 0 | 0 | 0 | 0 | 12 | 1
NO |  | 32 | 2016 | 7 | 11 | 11 |  | 17723 BURNHAM | STATE LINE | 345 | 345 | ST | 3.8 | 0 | 0 | 2156 ACSR | 0 | 0 | 0 | 0 | 0 | 0 | 0 | 0 | 0 | 0 | 0 | 0 | 0 | 0 | 0 | 0 | 0 | 0 | 0 | 0 | 0 | 0 | 0 | 12 | 1
NO |  | 32 | 2016 | 7 | 12 | 12 |  | 17723 STATE LINE | TAYLOR | 345 | 345 | SP | 8.84 | 0 | 0 | 2156 2-1277 | 0 | 0 | 0 | 0 | 0 | 0 | 0 | 0 | 0 | 0 | 0 | 0 | 0 | 0 | 0 | 0 | 0 | 0 | 0 | 0 | 0 | 0 | 0 | 12 | 1
NO |  | 32 | 2016 | 7 | 13 | 13 |  | 17723 STATE LINE | TAYLOR | 345 | 345 | ST | 0.13 | 0 | 0 | 2156 ACSR | 0 | 0 | 0 | 0 | 0 | 0 | 0 | 0 | 0 | 0 | 0 | 0 | 0 | 0 | 0 | 0 | 0 | 0 | 0 | 0 | 0 | 0 | 0 | 12 | 1
NO |  | 32 | 2016 | 7 | 14 | 14 |  | 17724 BURNHAM | STATE LINE | 345 | 345 | ST | 0.2 | 3.71 | 1 | 2156 ACSR | 0 | 0 | 0 | 0 | 0 | 0 | 0 | 0 | 0 | 0 | 0 | 0 | 0 | 0 | 0 | 0 | 0 | 0 | 0 | 0 | 0 | 0 | 0 | 12 | 1
NO |  | 32 | 2016 | 7 | 15 | 15 |  | 17724 STATE LINE | TAYLOR | 345 | 345 | SP | 0.5 | 8.47 | 0 | 2156 2-1277 | 0 | 0 | 0 | 0 | 0 | 0 | 0 | 0 | 0 | 0 | 0 | 0 | 0 | 0 | 0 | 0 | 0 | 0 | 0 | 0 | 0 | 0 | 0 | 12 | 1
NO |  | 32 | 2016 | 7 | 16 | 16 |  | 17724 STATE LINE | TAYLOR | 345 | 345 | ST | 0 | 0.13 | 0 | 2156 ACSR | 0 | 0 | 0 | 0 | 0 | 0 | 0 | 0 | 0 | 0 | 0 | 0 | 0 | 0 | 0 | 0 | 0 | 0 | 0 | 0 | 0 | 0 | 0 | 12 | 1
NO |  | 32 | 2016 | 7 | 17 | 17 |  | 17907 DAVIS CREEK | BLOOM | 345 | 345 | SP | 0.14 | 8.22 | 1 | 2156 ACSR | 0 | 0 | 0 | 0 | 0 | 0 | 0 | 0 | 0 | 0 | 0 | 0 | 0 | 0 | 0 | 0 | 0 | 0 | 0 | 0 | 0 | 0 | 0 | 12 | 1
NO |  | 32 | 2016 | 7 | 18 | 18 |  | 17907 DAVIS CREEK | BLOOM | 345 | 345 | SP | 0 | 24 | 0 | T2-1113 | 0 | 0 | 0 | 0 | 0 | 0 | 0 | 0 | 0 | 0 | 0 | 0 | 0 | 0 | 0 | 0 | 0 | 0 | 0 | 0 | 0 | 0 | 0 | 12 | 1
NO |  | 32 | 2016 | 7 | 19 | 19 |  | 17907 DAVIS CREEK | BLOOM | 345 | 345 | ST | 0.17 | 4.37 | 0 | 2156 ACSR | 0 | 0 | 0 | 0 | 0 | 0 | 0 | 0 | 0 | 0 | 0 | 0 | 0 | 0 | 0 | 0 | 0 | 0 | 0 | 0 | 0 | 0 | 0 | 12 | 1
NO |  | 32 | 2016 | 7 | 20 | 20 |  | 17907 DAVIS CREEK | BLOOM | 345 | 345 | ST | 0.06 | 0.17 | 0 | T2-1113 | 0 | 0 | 0 | 0 | 0 | 0 | 0 | 0 | 0 | 0 | 0 | 0 | 0 | 0 | 0 | 0 | 0 | 0 | 0 | 0 | 0 | 0 | 0 | 12 | 1
NO |  | 32 | 2016 | 7 | 21 | 21 |  | 17908 BURNHAM | BLOOM | 345 | 345 | ST | 0.25 | 12.17 | 1 | 2156 ACSR, 2338 A | 0 | 0 | 0 | 0 | 0 | 0 | 0 | 0 | 0 | 0 | 0 | 0 | 0 | 0 | 0 | 0 | 0 | 0 | 0 | 0 | 0 | 0 | 0 | 12 | 1
NO |  | 32 | 2016 | 7 | 22 | 22 |  | 18502 TOLLWAY | LIBERTYVILLE | 345 | 345 | ST | 22.84 | 0 | 1 | 2338 ACAR | 0 | 0 | 0 | 0 | 0 | 0 | 0 | 0 | 0 | 0 | 0 | 0 | 0 | 0 | 0 | 0 | 0 | 0 | 0 | 0 | 0 | 0 | 0 | 12 | 1
NO |  | 32 | 2016 | 7 | 23 | 23 |  | 18502 TOLLWAY | LIBERTYVILLE | 345 | 345 | ST | 7.69 | 0 | 0 | 2156 ACSR | 0 | 0 | 0 | 0 | 0 | 0 | 0 | 0 | 0 | 0 | 0 | 0 | 0 | 0 | 0 | 0 | 0 | 0 | 0 | 0 | 0 | 0 | 0 | 12 | 1
NO |  | 32 | 2016 | 7 | 24 | 24 |  | 18502 TOLLWAY | LIBERTYVILLE | 345 | 345 | SP | 0.12 | 0 | 0 | 2338 ACAR | 0 | 0 | 0 | 0 | 0 | 0 | 0 | 0 | 0 | 0 | 0 | 0 | 0 | 0 | 0 | 0 | 0 | 0 | 0 | 0 | 0 | 0 | 0 | 12 | 1
NO |  | 32 | 2016 | 7 | 25 | 25 |  | 18502 TOLLWAY | LIBERTYVILLE | 345 | 345 | SP | 0.12 | 0 | 0 | 2156 ACSR | 0 | 0 | 0 | 0 | 0 | 0 | 0 | 0 | 0 | 0 | 0 | 0 | 0 | 0 | 0 | 0 | 0 | 0 | 0 | 0 | 0 | 0 | 0 | 12 | 1
NO |  | 32 | 2016 | 7 | 26 | 26 |  | 19601 KATYDID | GOODINGS GROVE | 345 | 345 | SP | 0.6 | 0 | 1 | 2-1277 ACAR, 2156 | 0 | 0 | 0 | 0 | 0 | 0 | 0 | 0 | 0 | 0 | 0 | 0 | 0 | 0 | 0 | 0 | 0 | 0 | 0 | 0 | 0 | 0 | 0 | 12 | 1
NO |  | 32 | 2016 | 7 | 27 | 27 |  | 19601 KATYDID | GOODINGS GROVE | 345 | 345 | ST | 54.63 | 0 | 0 | 2-1277 ACAR, 2156 | 0 | 0 | 0 | 0 | 0 | 0 | 0 | 0 | 0 | 0 | 0 | 0 | 0 | 0 | 0 | 0 | 0 | 0 | 0 | 0 | 0 | 0 | 0 | 12 | 1
NO |  | 32 | 2016 | 7 | 28 | 28 |  | 93505 KENDALL CO. | TAZEWELL (CILCO) | 345 | 345 | SP | 0.09 | 0.86 | 1 | 2338 ACAR, 2156 A | 0 | 0 | 0 | 0 | 0 | 0 | 0 | 0 | 0 | 0 | 0 | 0 | 0 | 0 | 0 | 0 | 0 | 0 | 0 | 0 | 0 | 0 | 0 | 12 | 1
NO |  | 32 | 2016 | 7 | 29 | 29 |  | 93505 KENDALL CO. | TAZEWELL (CILCO) | 345 | 345 | ST | 0.42 | 101.82 | 0 | 2338 ACAR, 2-1277 | 0 | 0 | 0 | 0 | 0 | 0 | 0 | 0 | 0 | 0 | 0 | 0 | 0 | 0 | 0 | 0 | 0 | 0 | 0 | 0 | 0 | 0 | 0 | 12 | 1
NO |  | 32 | 2016 | 7 | 30 | 30 |  | 97008 UNIVERSITY PK. E.C. | I & M POWER | 345 | 345 | ST | 4.57 | 7.03 | 1 | 1414 ACSR | 0 | 0 | 0 | 0 | 0 | 0 | 0 | 0 | 0 | 0 | 0 | 0 | 0 | 0 | 0 | 0 | 0 | 0 | 0 | 0 | 0 | 0 | 0 | 12 | 1
NO |  | 32 | 2016 | 7 | 31 | 31 |  | 97008 UNIVERSITY PK. E.C. | I & M POWER | 345 | 345 | SP | 0.62 | 0 | 0 | 1414 ACSR, 2156 A | 0 | 0 | 0 | 0 | 0 | 0 | 0 | 0 | 0 | 0 | 0 | 0 | 0 | 0 | 0 | 0 | 0 | 0 | 0 | 0 | 0 | 0 | 0 | 12 | 1
NO |  | 32 | 2016 | 7 | 32 | 32 |  | 94507 CRETE E.C. | N.I.P.S.CO. | 345 | 345 | ST | 0 | 4.61 | 1 | 1414 ACSR, 2156 A | 0 | 0 | 0 | 0 | 0 | 0 | 0 | 0 | 0 | 0 | 0 | 0 | 0 | 0 | 0 | 0 | 0 | 0 | 0 | 0 | 0 | 0 | 0 | 12 | 1
NO |  | 32 | 2016 | 7 | 33 | 33 |  | 94507 CRETE E.C. | N.I.P.S.CO. | 345 | 345 | SP | 0.42 | 0 | 0 | 1414 ACSR, 2156 A | 0 | 0 | 0 | 0 | 0 | 0 | 0 | 0 | 0 | 0 | 0 | 0 | 0 | 0 | 0 | 0 | 0 | 0 | 0 | 0 | 0 | 0 | 0 | 12 | 1
NO |  | 32 | 2016 | 7 | 35 | 35 |  | 345KV LINES UNDERGROUND |  | 0 | 0 |  | 0 | 0 | 0 | 345kV LINES UNDER | 0 | 0 | 0 | 0 | 0 | 0 | 0 | 0 | 0 | 0 | 0 | 0 | 0 | 0 | 0 | 0 | 0 | 0 | 0 | 0 | 0 | 0 | 0 | 12 | 1
NO |  | 32 | 2016 | 8 | 1 | 1 |  | 1309 FISK TERMINAL | WEST LOOP | 345 | 345 | UG | 4.87 | 0 | 0 | 1600mm2 XLPE | 0 | 0 | 0 | 0 | 0 | 0 | 0 | 0 | 0 | 0 | 0 | 0 | 0 | 0 | 0 | 0 | 0 | 0 | 0 | 0 | 0 | 0 | 0 | 12 | 1
NO |  | 32 | 2016 | 8 | 2 | 2 |  | 15323 TAYLOR | WEST LOOP | 345 | 345 | UG | 3.3 | 0 | 1 | 1600mm2 XLPE | 0 | 0 | 0 | 0 | 0 | 0 | 0 | 0 | 0 | 0 | 0 | 0 | 0 | 0 | 0 | 0 | 0 | 0 | 0 | 0 | 0 | 0 | 0 | 12 | 1
NO |  | 32 | 2016 | 8 | 3 | 3 |  | 15324 TAYLOR | FISK | 345 | 345 | UG | 2.2 | 0 | 0 | 1600mm2 XLPE | 0 | 0 | 0 | 0 | 0 | 0 | 0 | 0 | 0 | 0 | 0 | 0 | 0 | 0 | 0 | 0 | 0 | 0 | 0 | 0 | 0 | 0 | 0 | 12 | 1
NO |  | 32 | 2016 | 8 | 4 | 4 |  | 17723X TAYLOR | GARFIELD | 345 | 345 | UG | 6.08 | 0 | 0 | 2500KCMIL | 0 | 0 | 0 | 0 | 0 | 0 | 0 | 0 | 0 | 0 | 0 | 0 | 0 | 0 | 0 | 0 | 0 | 0 | 0 | 0 | 0 | 0 | 0 | 12 | 1
NO |  | 32 | 2016 | 8 | 5 | 5 |  | 17724Y TAYLOR | GARFIELD | 345 | 345 | UG | 6.08 | 0 | 0 | 2500KCMIL | 0 | 0 | 0 | 0 | 0 | 0 | 0 | 0 | 0 | 0 | 0 | 0 | 0 | 0 | 0 | 0 | 0 | 0 | 0 | 0 | 0 | 0 | 0 | 12 | 1
NO |  | 32 | 2016 | 8 | 6 | 6 |  | 17724X TAYLOR | GARFIELD | 345 | 345 | UG | 6.11 | 0 | 0 | 1600mm2 XLPE | 0 | 0 | 0 | 0 | 0 | 0 | 0 | 0 | 0 | 0 | 0 | 0 | 0 | 0 | 0 | 0 | 0 | 0 | 0 | 0 | 0 | 0 | 0 | 12 | 1
NO |  | 32 | 2016 | 8 | 7 | 7 |  | 17724Y TAYLOR | GARFIELD | 345 | 345 | UG | 6.1 | 0 | 0 | 1600mm2 XLPE | 0 | 0 | 0 | 0 | 0 | 0 | 0 | 0 | 0 | 0 | 0 | 0 | 0 | 0 | 0 | 0 | 0 | 0 | 0 | 0 | 0 | 0 | 0 | 12 | 1
NO |  | 32 | 2016 | 8 | 9 | 9 |  | 138KV LINES OVERHEAD |  | 0 | 0 |  | 0 | 0 | 0 |  | 0 | 0 | 0 | 0 | 0 | 0 | 0 | 0 | 0 | 0 | 0 | 0 | 0 | 0 | 0 | 0 | 0 | 0 | 0 | 0 | 0 | 0 | 0 | 12 | 1
NO |  | 32 | 2016 | 8 | 10 | 10 |  | 0108 LASALLE CO. | SW TIE L-1205 | 138 | 138 | SP | 0.37 | 0 | 1 | 1113 ACSR, 664.8A | 0 | 0 | 0 | 0 | 0 | 0 | 0 | 0 | 0 | 0 | 0 | 0 | 0 | 0 | 0 | 0 | 0 | 0 | 0 | 0 | 0 | 0 | 0 | 12 | 1
NO |  | 32 | 2016 | 8 | 11 | 11 |  | 0108 LASALLE CO. | SW TIE L-1205 | 138 | 138 | WP | 2.95 | 0 | 0 | 664.8 ACSS, 477&1 | 0 | 0 | 0 | 0 | 0 | 0 | 0 | 0 | 0 | 0 | 0 | 0 | 0 | 0 | 0 | 0 | 0 | 0 | 0 | 0 | 0 | 0 | 0 | 12 | 1
NO |  | 32 | 2016 | 8 | 12 | 12 |  | 0108 LASALLE CO. | SW TIE L-1205 | 138 | 138 | WH | 0.3 | 0 | 0 | 664.8 ACSS | 0 | 0 | 0 | 0 | 0 | 0 | 0 | 0 | 0 | 0 | 0 | 0 | 0 | 0 | 0 | 0 | 0 | 0 | 0 | 0 | 0 | 0 | 0 | 12 | 1
NO |  | 32 | 2016 | 8 | 13 | 13 |  | 0108 LASALLE CO. | SW TIE L-1205 | 138 | 138 | ST | 0 | 12.89 | 0 | 300CU,477ACS | 0 | 0 | 0 | 0 | 0 | 0 | 0 | 0 | 0 | 0 | 0 | 0 | 0 | 0 | 0 | 0 | 0 | 0 | 0 | 0 | 0 | 0 | 0 | 12 | 1
NO |  | 32 | 2016 | 8 | 14 | 14 |  | 0108 TAP | SW TIE L-6102 | 138 | 138 | WP | 0.06 | 0 | 0 | 477 ACSR | 0 | 0 | 0 | 0 | 0 | 0 | 0 | 0 | 0 | 0 | 0 | 0 | 0 | 0 | 0 | 0 | 0 | 0 | 0 | 0 | 0 | 0 | 0 | 12 | 1
NO |  | 32 | 2016 | 8 | 15 | 15 |  | 0112 LASALLE CO. | KICKAPOO CREEK | 138 | 138 | SP | 1.35 | 0 | 0 | 1113 ACSR, T2-555 | 0 | 0 | 0 | 0 | 0 | 0 | 0 | 0 | 0 | 0 | 0 | 0 | 0 | 0 | 0 | 0 | 0 | 0 | 0 | 0 | 0 | 0 | 0 | 12 | 1
NO |  | 32 | 2016 | 8 | 16 | 16 |  | 0321 POWERTON | TOULON | 138 | 138 | ST | 42.21 | 0 | 1 | 477,1113 ACSR | 0 | 0 | 0 | 0 | 0 | 0 | 0 | 0 | 0 | 0 | 0 | 0 | 0 | 0 | 0 | 0 | 0 | 0 | 0 | 0 | 0 | 0 | 0 | 12 | 1
NO |  | 32 | 2016 | 8 | 17 | 17 |  | 0321 POWERTON | TOULON | 138 | 138 | SP | 0.65 | 0 | 0 | 1113 ACSR, 922 AC | 0 | 0 | 0 | 0 | 0 | 0 | 0 | 0 | 0 | 0 | 0 | 0 | 0 | 0 | 0 | 0 | 0 | 0 | 0 | 0 | 0 | 0 | 0 | 12 | 1
NO |  | 32 | 2016 | 8 | 18 | 18 |  | 0703 STATE LINE | HEGEWISCH | 138 | 138 | ST | 0.26 | 2.39 | 1 | 1113 ACSR | 0 | 0 | 0 | 0 | 0 | 0 | 0 | 0 | 0 | 0 | 0 | 0 | 0 | 0 | 0 | 0 | 0 | 0 | 0 | 0 | 0 | 0 | 0 | 12 | 1
NO |  | 32 | 2016 | 8 | 19 | 19 |  | 0703 TAP | LTV STEEL | 138 | 138 | WP | 0.07 | 0 | 0 | 477ACSR | 0 | 0 | 0 | 0 | 0 | 0 | 0 | 0 | 0 | 0 | 0 | 0 | 0 | 0 | 0 | 0 | 0 | 0 | 0 | 0 | 0 | 0 | 0 | 12 | 1
NO |  | 32 | 2016 | 8 | 20 | 20 |  | 0703 TAP | RIVER E.C. | 138 | 138 | ST | 0.39 | 0 | 0 | 477,636, 2-336.4A | 0 | 0 | 0 | 0 | 0 | 0 | 0 | 0 | 0 | 0 | 0 | 0 | 0 | 0 | 0 | 0 | 0 | 0 | 0 | 0 | 0 | 0 | 0 | 12 | 1
NO |  | 32 | 2016 | 8 | 21 | 21 |  | 0703 TAP | RIVER E.C. | 138 | 138 | SP | 1.87 | 0 | 0 | 477,636, 1113ACSR | 0 | 0 | 0 | 0 | 0 | 0 | 0 | 0 | 0 | 0 | 0 | 0 | 0 | 0 | 0 | 0 | 0 | 0 | 0 | 0 | 0 | 0 | 0 | 12 | 1
NO |  | 32 | 2016 | 8 | 22 | 22 |  | 0704 STATE LINE | RIVER E.C. | 138 | 138 | ST | 0 | 1.11 | 1 | 336.4,477,636,111 | 0 | 0 | 0 | 0 | 0 | 0 | 0 | 0 | 0 | 0 | 0 | 0 | 0 | 0 | 0 | 0 | 0 | 0 | 0 | 0 | 0 | 0 | 0 | 12 | 1
NO |  | 32 | 2016 | 8 | 23 | 23 |  | 0704 STATE LINE | RIVER E.C. | 138 | 138 | SP | 0.21 | 1.73 | 0 | 636, 1113ACSR | 0 | 0 | 0 | 0 | 0 | 0 | 0 | 0 | 0 | 0 | 0 | 0 | 0 | 0 | 0 | 0 | 0 | 0 | 0 | 0 | 0 | 0 | 0 | 12 | 1
NO |  | 32 | 2016 | 8 | 24 | 24 |  | 0704 STATE LINE | RIVER E.C. | 138 | 138 | WP | 0.16 | 0 | 0 | 1113 ACSR | 0 | 0 | 0 | 0 | 0 | 0 | 0 | 0 | 0 | 0 | 0 | 0 | 0 | 0 | 0 | 0 | 0 | 0 | 0 | 0 | 0 | 0 | 0 | 12 | 1
NO |  | 32 | 2016 | 8 | 25 | 25 |  | 0704 TAP | TOWER AUTOMOTIVE | 138 | 138 | ST | 0.1 | 0.16 | 0 | 1113 ACSR | 0 | 0 | 0 | 0 | 0 | 0 | 0 | 0 | 0 | 0 | 0 | 0 | 0 | 0 | 0 | 0 | 0 | 0 | 0 | 0 | 0 | 0 | 0 | 12 | 1
NO |  | 32 | 2016 | 8 | 26 | 26 |  | 0704 TAP | TOWER AUTOMOTIVE | 138 | 138 | WP | 0.11 | 0 | 0 | 1113 ACSR | 0 | 0 | 0 | 0 | 0 | 0 | 0 | 0 | 0 | 0 | 0 | 0 | 0 | 0 | 0 | 0 | 0 | 0 | 0 | 0 | 0 | 0 | 0 | 12 | 1
NO |  | 32 | 2016 | 8 | 27 | 27 |  | 0706 STATE LINE | CALUMET | 138 | 138 | SP | 1.28 | 0 | 1 | 1113,2156 ACSR | 0 | 0 | 0 | 0 | 0 | 0 | 0 | 0 | 0 | 0 | 0 | 0 | 0 | 0 | 0 | 0 | 0 | 0 | 0 | 0 | 0 | 0 | 0 | 12 | 1
NO |  | 32 | 2016 | 8 | 28 | 28 |  | 0706 STATE LINE | CALUMET | 138 | 138 | ST | 0.1 | 0 | 0 | 1113,2156 ACSR | 0 | 0 | 0 | 0 | 0 | 0 | 0 | 0 | 0 | 0 | 0 | 0 | 0 | 0 | 0 | 0 | 0 | 0 | 0 | 0 | 0 | 0 | 0 | 12 | 1
NO |  | 32 | 2016 | 8 | 29 | 29 |  | 0706 STATE LINE | CALUMET | 138 | 138 | WP | 0.07 | 0 | 0 | 1113 ACSR | 0 | 0 | 0 | 0 | 0 | 0 | 0 | 0 | 0 | 0 | 0 | 0 | 0 | 0 | 0 | 0 | 0 | 0 | 0 | 0 | 0 | 0 | 0 | 12 | 1
NO |  | 32 | 2016 | 8 | 30 | 30 |  | 0707 STATE LINE | CALUMET | 138 | 138 | ST | 0.59 | 0 | 1 | 750 CU / 1113,215 | 0 | 0 | 0 | 0 | 0 | 0 | 0 | 0 | 0 | 0 | 0 | 0 | 0 | 0 | 0 | 0 | 0 | 0 | 0 | 0 | 0 | 0 | 0 | 12 | 1
NO |  | 32 | 2016 | 8 | 31 | 31 |  | 0707 STATE LINE | CALUMET | 138 | 138 | SP | 0 | 1.1 | 0 | 2156 ACSR | 0 | 0 | 0 | 0 | 0 | 0 | 0 | 0 | 0 | 0 | 0 | 0 | 0 | 0 | 0 | 0 | 0 | 0 | 0 | 0 | 0 | 0 | 0 | 12 | 1
NO |  | 32 | 2016 | 8 | 32 | 32 |  | 0707 TAP | TAP TO T-3030 | 138 | 138 | ST | 0.18 | 0 | 0 | 2156 ACSR | 0 | 0 | 0 | 0 | 0 | 0 | 0 | 0 | 0 | 0 | 0 | 0 | 0 | 0 | 0 | 0 | 0 | 0 | 0 | 0 | 0 | 0 | 0 | 12 | 1
NO |  | 32 | 2016 | 8 | 33 | 33 |  | 0708 STATE LINE | CALUMET | 138 | 138 | ST | 0.24 | 0.61 | 1 | 750 CU / 1113,215 | 0 | 0 | 0 | 0 | 0 | 0 | 0 | 0 | 0 | 0 | 0 | 0 | 0 | 0 | 0 | 0 | 0 | 0 | 0 | 0 | 0 | 0 | 0 | 12 | 1
NO |  | 32 | 2016 | 8 | 34 | 34 |  | 0708 STATE LINE | CALUMET | 138 | 138 | SP | 0.12 | 0.96 | 0 | 2156 ACSR | 0 | 0 | 0 | 0 | 0 | 0 | 0 | 0 | 0 | 0 | 0 | 0 | 0 | 0 | 0 | 0 | 0 | 0 | 0 | 0 | 0 | 0 | 0 | 12 | 1
NO |  | 32 | 2016 | 8 | 35 | 35 |  | 0708 TAP | HARBOR | 138 | 138 | ST | 0.08 | 0 | 0 | 2156 ACSR | 0 | 0 | 0 | 0 | 0 | 0 | 0 | 0 | 0 | 0 | 0 | 0 | 0 | 0 | 0 | 0 | 0 | 0 | 0 | 0 | 0 | 0 | 0 | 12 | 1
NO |  | 32 | 2016 | 9 | 1 | 1 |  | 0708 TAP | HARBOR | 138 | 138 | SP | 0.21 | 0 | 0 | 2156 ACSR | 0 | 0 | 0 | 0 | 0 | 0 | 0 | 0 | 0 | 0 | 0 | 0 | 0 | 0 | 0 | 0 | 0 | 0 | 0 | 0 | 0 | 0 | 0 | 12 | 1
NO |  | 32 | 2016 | 9 | 2 | 2 |  | 0716 ILL-IND STATE LINE | CALUMET | 138 | 138 | WP | 0.09 | 0 | 1 | 1113 ACSR | 0 | 0 | 0 | 0 | 0 | 0 | 0 | 0 | 0 | 0 | 0 | 0 | 0 | 0 | 0 | 0 | 0 | 0 | 0 | 0 | 0 | 0 | 0 | 12 | 1
NO |  | 32 | 2016 | 9 | 3 | 3 |  | 0716 ILL-IND STATE LINE | CALUMET | 138 | 138 | SP | 0.24 | 1.07 | 0 | 2-1277.2 ACAR / 1 | 0 | 0 | 0 | 0 | 0 | 0 | 0 | 0 | 0 | 0 | 0 | 0 | 0 | 0 | 0 | 0 | 0 | 0 | 0 | 0 | 0 | 0 | 0 | 12 | 1
NO |  | 32 | 2016 | 9 | 4 | 4 |  | 0716 ILL-IND STATE LINE | CALUMET | 138 | 138 | ST | 0 | 0.13 | 0 | 2156 ACSR | 0 | 0 | 0 | 0 | 0 | 0 | 0 | 0 | 0 | 0 | 0 | 0 | 0 | 0 | 0 | 0 | 0 | 0 | 0 | 0 | 0 | 0 | 0 | 12 | 1
NO |  | 32 | 2016 | 9 | 5 | 5 |  | 0901 JOLIET | EAST FRANKFORT | 138 | 138 | ST | 0 | 14.86 | 1 | 300CU/636,1113/66 | 0 | 0 | 0 | 0 | 0 | 0 | 0 | 0 | 0 | 0 | 0 | 0 | 0 | 0 | 0 | 0 | 0 | 0 | 0 | 0 | 0 | 0 | 0 | 12 | 1
NO |  | 32 | 2016 | 9 | 6 | 6 |  | 0901 JOLIET | EAST FRANKFORT | 138 | 138 | SP | 0.08 | 0.3 | 0 | 300 CU | 0 | 0 | 0 | 0 | 0 | 0 | 0 | 0 | 0 | 0 | 0 | 0 | 0 | 0 | 0 | 0 | 0 | 0 | 0 | 0 | 0 | 0 | 0 | 12 | 1
NO |  | 32 | 2016 | 9 | 7 | 7 |  | 0901 TAP | DAVIS CREEK | 138 | 138 | SP | 19.57 | 0 | 0 | 2-556.5,1113 ACSR | 0 | 0 | 0 | 0 | 0 | 0 | 0 | 0 | 0 | 0 | 0 | 0 | 0 | 0 | 0 | 0 | 0 | 0 | 0 | 0 | 0 | 0 | 0 | 12 | 1
NO |  | 32 | 2016 | 9 | 8 | 8 |  | 0901 TAP | DAVIS CREEK | 138 | 138 | SH | 0.17 | 0 | 0 | 2-556.5 ACSR | 0 | 0 | 0 | 0 | 0 | 0 | 0 | 0 | 0 | 0 | 0 | 0 | 0 | 0 | 0 | 0 | 0 | 0 | 0 | 0 | 0 | 0 | 0 | 12 | 1
NO |  | 32 | 2016 | 9 | 9 | 9 |  | 0901 TAP | DAVIS CREEK | 138 | 138 | SP | 0 | 0.76 | 0 | 1113 ACSR | 0 | 0 | 0 | 0 | 0 | 0 | 0 | 0 | 0 | 0 | 0 | 0 | 0 | 0 | 0 | 0 | 0 | 0 | 0 | 0 | 0 | 0 | 0 | 12 | 1
NO |  | 32 | 2016 | 9 | 10 | 10 |  | 0901 TAP | DAVIS CREEK | 138 | 138 | ST | 0.06 | 0.47 | 0 | 1113 ACSR | 0 | 0 | 0 | 0 | 0 | 0 | 0 | 0 | 0 | 0 | 0 | 0 | 0 | 0 | 0 | 0 | 0 | 0 | 0 | 0 | 0 | 0 | 0 | 12 | 1
NO |  | 32 | 2016 | 9 | 11 | 11 |  | 0902 JOLIET | EAST FRANKFORT | 138 | 138 | ST | 3.83 | 11.24 | 1 | 477,1113 ACSR, 66 | 0 | 0 | 0 | 0 | 0 | 0 | 0 | 0 | 0 | 0 | 0 | 0 | 0 | 0 | 0 | 0 | 0 | 0 | 0 | 0 | 0 | 0 | 0 | 12 | 1
NO |  | 32 | 2016 | 9 | 12 | 12 |  | 0902 JOLIET | EAST FRANKFORT | 138 | 138 | SP | 0.09 | 0 | 0 | 477 ACSR | 0 | 0 | 0 | 0 | 0 | 0 | 0 | 0 | 0 | 0 | 0 | 0 | 0 | 0 | 0 | 0 | 0 | 0 | 0 | 0 | 0 | 0 | 0 | 12 | 1
NO |  | 32 | 2016 | 9 | 13 | 13 |  | 0902 TAP | DAVIS CREEK | 138 | 138 | WP | 10.69 | 0 | 0 | 636 ACSR | 0 | 0 | 0 | 0 | 0 | 0 | 0 | 0 | 0 | 0 | 0 | 0 | 0 | 0 | 0 | 0 | 0 | 0 | 0 | 0 | 0 | 0 | 0 | 12 | 1
NO |  | 32 | 2016 | 9 | 14 | 14 |  | 0902 TAP | DAVIS CREEK | 138 | 138 | WH | 8.7 | 0 | 0 | 636 ACSR | 0 | 0 | 0 | 0 | 0 | 0 | 0 | 0 | 0 | 0 | 0 | 0 | 0 | 0 | 0 | 0 | 0 | 0 | 0 | 0 | 0 | 0 | 0 | 12 | 1
NO |  | 32 | 2016 | 9 | 15 | 15 |  | 0902 TAP | DAVIS CREEK | 138 | 138 | SP | 0.19 | 2.41 | 0 | 636,1113 ACSR | 0 | 0 | 0 | 0 | 0 | 0 | 0 | 0 | 0 | 0 | 0 | 0 | 0 | 0 | 0 | 0 | 0 | 0 | 0 | 0 | 0 | 0 | 0 | 12 | 1
NO |  | 32 | 2016 | 9 | 16 | 16 |  | 0902 TAP | DAVIS CREEK | 138 | 138 | ST | 0.06 | 0.63 | 0 | 1113 ACSR | 0 | 0 | 0 | 0 | 0 | 0 | 0 | 0 | 0 | 0 | 0 | 0 | 0 | 0 | 0 | 0 | 0 | 0 | 0 | 0 | 0 | 0 | 0 | 12 | 1
NO |  | 32 | 2016 | 9 | 17 | 17 |  | 0903 JOLIET | DRESDEN | 138 | 138 | ST | 0.24 | 7.6 | 1 | 1113 ACSR | 0 | 0 | 0 | 0 | 0 | 0 | 0 | 0 | 0 | 0 | 0 | 0 | 0 | 0 | 0 | 0 | 0 | 0 | 0 | 0 | 0 | 0 | 0 | 12 | 1
NO |  | 32 | 2016 | 9 | 18 | 18 |  | 0903 JOLIET | DRESDEN | 138 | 138 | SP | 0.49 | 6.87 | 0 | 1113 ACSR | 0 | 0 | 0 | 0 | 0 | 0 | 0 | 0 | 0 | 0 | 0 | 0 | 0 | 0 | 0 | 0 | 0 | 0 | 0 | 0 | 0 | 0 | 0 | 12 | 1
NO |  | 32 | 2016 | 9 | 19 | 19 |  | 0904 JOLIET | DRESDEN | 138 | 138 | ST | 0.33 | 9.28 | 1 | 300 CU / 1113 ACS | 0 | 0 | 0 | 0 | 0 | 0 | 0 | 0 | 0 | 0 | 0 | 0 | 0 | 0 | 0 | 0 | 0 | 0 | 0 | 0 | 0 | 0 | 0 | 12 | 1
NO |  | 32 | 2016 | 9 | 20 | 20 |  | 0904 JOLIET | DRESDEN | 138 | 138 | WP | 0.58 | 0 | 0 | 1113 ACSR | 0 | 0 | 0 | 0 | 0 | 0 | 0 | 0 | 0 | 0 | 0 | 0 | 0 | 0 | 0 | 0 | 0 | 0 | 0 | 0 | 0 | 0 | 0 | 12 | 1
NO |  | 32 | 2016 | 9 | 21 | 21 |  | 0904 JOLIET | DRESDEN | 138 | 138 | SP | 4.87 | 0.08 | 0 | 1113 ACSR | 0 | 0 | 0 | 0 | 0 | 0 | 0 | 0 | 0 | 0 | 0 | 0 | 0 | 0 | 0 | 0 | 0 | 0 | 0 | 0 | 0 | 0 | 0 | 12 | 1
NO |  | 32 | 2016 | 9 | 22 | 22 |  | 0905 JOLIET | WILL COUNTY | 138 | 138 | ST | 5.2 | 7 | 1 | 300 CU / 477 ACSR | 0 | 0 | 0 | 0 | 0 | 0 | 0 | 0 | 0 | 0 | 0 | 0 | 0 | 0 | 0 | 0 | 0 | 0 | 0 | 0 | 0 | 0 | 0 | 12 | 1
NO |  | 32 | 2016 | 9 | 23 | 23 |  | 0905 JOLIET | WILL COUNTY | 138 | 138 | WP | 0.14 | 0 | 0 | 300 CU | 0 | 0 | 0 | 0 | 0 | 0 | 0 | 0 | 0 | 0 | 0 | 0 | 0 | 0 | 0 | 0 | 0 | 0 | 0 | 0 | 0 | 0 | 0 | 12 | 1
NO |  | 32 | 2016 | 9 | 24 | 24 |  | 0905 JOLIET | WILL COUNTY | 138 | 138 | SP | 2.65 | 0 | 0 | T2-556.5ACSR/664. | 0 | 0 | 0 | 0 | 0 | 0 | 0 | 0 | 0 | 0 | 0 | 0 | 0 | 0 | 0 | 0 | 0 | 0 | 0 | 0 | 0 | 0 | 0 | 12 | 1
NO |  | 32 | 2016 | 9 | 25 | 25 |  | 0905 TAP | JOLIET TR.# 79 | 138 | 138 | WP | 0.01 | 0 | 0 | 477 ACSR | 0 | 0 | 0 | 0 | 0 | 0 | 0 | 0 | 0 | 0 | 0 | 0 | 0 | 0 | 0 | 0 | 0 | 0 | 0 | 0 | 0 | 0 | 0 | 12 | 1
NO |  | 32 | 2016 | 9 | 26 | 26 |  | 0906 JOLIET | WILL COUNTY | 138 | 138 | ST | 7.86 | 7.88 | 1 | 300 CU / 477,900 | 0 | 0 | 0 | 0 | 0 | 0 | 0 | 0 | 0 | 0 | 0 | 0 | 0 | 0 | 0 | 0 | 0 | 0 | 0 | 0 | 0 | 0 | 0 | 12 | 1
NO |  | 32 | 2016 | 9 | 27 | 27 |  | 0906 JOLIET | WILL COUNTY | 138 | 138 | SP | 0.82 | 0 | 0 | T2-556.5 ACSR, 66 | 0 | 0 | 0 | 0 | 0 | 0 | 0 | 0 | 0 | 0 | 0 | 0 | 0 | 0 | 0 | 0 | 0 | 0 | 0 | 0 | 0 | 0 | 0 | 12 | 1
NO |  | 32 | 2016 | 9 | 28 | 28 |  | 0907 JOLIET | WOLFS | 138 | 138 | ST | 2.85 | 15.6 | 1 | 300 CU / 1113 ACW | 0 | 0 | 0 | 0 | 0 | 0 | 0 | 0 | 0 | 0 | 0 | 0 | 0 | 0 | 0 | 0 | 0 | 0 | 0 | 0 | 0 | 0 | 0 | 12 | 1
NO |  | 32 | 2016 | 9 | 29 | 29 |  | 0907 JOLIET | WOLFS | 138 | 138 | SP | 0 | 0.08 | 0 | 1113 ACSR | 0 | 0 | 0 | 0 | 0 | 0 | 0 | 0 | 0 | 0 | 0 | 0 | 0 | 0 | 0 | 0 | 0 | 0 | 0 | 0 | 0 | 0 | 0 | 12 | 1
NO |  | 32 | 2016 | 9 | 30 | 30 |  | 0907 JOLIET | WOLFS | 138 | 138 | WH | 0 | 0.06 | 0 | 300 CU | 0 | 0 | 0 | 0 | 0 | 0 | 0 | 0 | 0 | 0 | 0 | 0 | 0 | 0 | 0 | 0 | 0 | 0 | 0 | 0 | 0 | 0 | 0 | 12 | 1
NO |  | 32 | 2016 | 9 | 31 | 31 |  | 0908 JOLIET | SHOREWOOD | 138 | 138 | ST | 0.34 | 7.76 | 1 | 1113 ACSR | 0 | 0 | 0 | 0 | 0 | 0 | 0 | 0 | 0 | 0 | 0 | 0 | 0 | 0 | 0 | 0 | 0 | 0 | 0 | 0 | 0 | 0 | 0 | 12 | 1
NO |  | 32 | 2016 | 9 | 32 | 32 |  | 0908 JOLIET | SHOREWOOD | 138 | 138 | WP | 0.13 | 0 | 0 | 1113 ACSR | 0 | 0 | 0 | 0 | 0 | 0 | 0 | 0 | 0 | 0 | 0 | 0 | 0 | 0 | 0 | 0 | 0 | 0 | 0 | 0 | 0 | 0 | 0 | 12 | 1
NO |  | 32 | 2016 | 9 | 33 | 33 |  | 0908 JOLIET | SHOREWOOD | 138 | 138 | WH | 5.74 | 0 | 0 | 1113 ACSR | 0 | 0 | 0 | 0 | 0 | 0 | 0 | 0 | 0 | 0 | 0 | 0 | 0 | 0 | 0 | 0 | 0 | 0 | 0 | 0 | 0 | 0 | 0 | 12 | 1
NO |  | 32 | 2016 | 9 | 34 | 34 |  | 1106 FISK | QUARRY | 138 | 138 | SP | 0.21 | 0 | 1 | 1113 ACSR | 0 | 0 | 0 | 0 | 0 | 0 | 0 | 0 | 0 | 0 | 0 | 0 | 0 | 0 | 0 | 0 | 0 | 0 | 0 | 0 | 0 | 0 | 0 | 12 | 1
NO |  | 32 | 2016 | 9 | 35 | 35 |  | 1108 FISK | QUARRY | 138 | 138 | SP | 0.17 | 0 | 1 | 1113ACSR | 0 | 0 | 0 | 0 | 0 | 0 | 0 | 0 | 0 | 0 | 0 | 0 | 0 | 0 | 0 | 0 | 0 | 0 | 0 | 0 | 0 | 0 | 0 | 12 | 1
NO |  | 32 | 2016 | 10 | 1 | 1 |  | 1205 DRESDEN | SW TIE L-0108 | 138 | 138 | ST | 8.3 | 8.33 | 1 | 300 CU / 477,1113 | 0 | 0 | 0 | 0 | 0 | 0 | 0 | 0 | 0 | 0 | 0 | 0 | 0 | 0 | 0 | 0 | 0 | 0 | 0 | 0 | 0 | 0 | 0 | 12 | 1
NO |  | 32 | 2016 | 10 | 2 | 2 |  | 1205 DRESDEN | SW TIE L-0108 | 138 | 138 | WP | 0.07 | 0 | 0 | 477,1113 ACSR | 0 | 0 | 0 | 0 | 0 | 0 | 0 | 0 | 0 | 0 | 0 | 0 | 0 | 0 | 0 | 0 | 0 | 0 | 0 | 0 | 0 | 0 | 0 | 12 | 1
NO |  | 32 | 2016 | 10 | 3 | 3 |  | 1205 TAP | MAZON | 138 | 138 | SP | 0.09 | 0 | 0 | 477 ACSR | 0 | 0 | 0 | 0 | 0 | 0 | 0 | 0 | 0 | 0 | 0 | 0 | 0 | 0 | 0 | 0 | 0 | 0 | 0 | 0 | 0 | 0 | 0 | 12 | 1
NO |  | 32 | 2016 | 10 | 4 | 4 |  | 1206 DRESDEN | SW TIE L-7413 | 138 | 138 | ST | 8.45 | 8.14 | 1 | 300 CU / 477,1113 | 0 | 0 | 0 | 0 | 0 | 0 | 0 | 0 | 0 | 0 | 0 | 0 | 0 | 0 | 0 | 0 | 0 | 0 | 0 | 0 | 0 | 0 | 0 | 12 | 1
NO |  | 32 | 2016 | 10 | 5 | 5 |  | 1206 DRESDEN | SW TIE L-7413 | 138 | 138 | WP | 0.07 | 0 | 0 | 300 CU / 1113 ACS | 0 | 0 | 0 | 0 | 0 | 0 | 0 | 0 | 0 | 0 | 0 | 0 | 0 | 0 | 0 | 0 | 0 | 0 | 0 | 0 | 0 | 0 | 0 | 12 | 1
NO |  | 32 | 2016 | 10 | 6 | 6 |  | 1206 TAP | MAZON | 138 | 138 | WP | 0.08 | 0 | 0 | 266.8 ACSR | 0 | 0 | 0 | 0 | 0 | 0 | 0 | 0 | 0 | 0 | 0 | 0 | 0 | 0 | 0 | 0 | 0 | 0 | 0 | 0 | 0 | 0 | 0 | 12 | 1
NO |  | 32 | 2016 | 10 | 7 | 7 |  | 1207 DRESDEN | WILMINGTON | 138 | 138 | WP | 13.05 | 0 | 1 | 636 ACSR | 0 | 0 | 0 | 0 | 0 | 0 | 0 | 0 | 0 | 0 | 0 | 0 | 0 | 0 | 0 | 0 | 0 | 0 | 0 | 0 | 0 | 0 | 0 | 12 | 1
NO |  | 32 | 2016 | 10 | 8 | 8 |  | 1207 DRESDEN | WILMINGTON | 138 | 138 | WH | 0.14 | 0 | 0 | 636 ACSR | 0 | 0 | 0 | 0 | 0 | 0 | 0 | 0 | 0 | 0 | 0 | 0 | 0 | 0 | 0 | 0 | 0 | 0 | 0 | 0 | 0 | 0 | 0 | 12 | 1
NO |  | 32 | 2016 | 10 | 9 | 9 |  | 1210 DRESDEN | CARGO COURT | 138 | 138 | WP | 2 | 0 | 1 | 1113 AA / 1113 AC | 0 | 0 | 0 | 0 | 0 | 0 | 0 | 0 | 0 | 0 | 0 | 0 | 0 | 0 | 0 | 0 | 0 | 0 | 0 | 0 | 0 | 0 | 0 | 12 | 1
NO |  | 32 | 2016 | 10 | 10 | 10 |  | 1210 DRESDEN | CARGO COURT | 138 | 138 | WH | 2.97 | 0 | 0 | 1113 AA / 1113 AC | 0 | 0 | 0 | 0 | 0 | 0 | 0 | 0 | 0 | 0 | 0 | 0 | 0 | 0 | 0 | 0 | 0 | 0 | 0 | 0 | 0 | 0 | 0 | 12 | 1
NO |  | 32 | 2016 | 10 | 11 | 11 |  | 1306 RIDGELAND | CRAWFORD | 138 | 138 | ST | 0.05 | 0.73 | 1 | 1113 ACSR | 0 | 0 | 0 | 0 | 0 | 0 | 0 | 0 | 0 | 0 | 0 | 0 | 0 | 0 | 0 | 0 | 0 | 0 | 0 | 0 | 0 | 0 | 0 | 12 | 1
NO |  | 32 | 2016 | 10 | 12 | 12 |  | 1306 RIDGELAND | CRAWFORD | 138 | 138 | SP | 0.36 | 2.5 | 0 | 1113 ACSR | 0 | 0 | 0 | 0 | 0 | 0 | 0 | 0 | 0 | 0 | 0 | 0 | 0 | 0 | 0 | 0 | 0 | 0 | 0 | 0 | 0 | 0 | 0 | 12 | 1
NO |  | 32 | 2016 | 10 | 13 | 13 |  | 1315 RIDGELAND | CRAWFORD | 138 | 138 | ST | 0.16 | 1.2 | 1 | 900, 1113 ACSR | 0 | 0 | 0 | 0 | 0 | 0 | 0 | 0 | 0 | 0 | 0 | 0 | 0 | 0 | 0 | 0 | 0 | 0 | 0 | 0 | 0 | 0 | 0 | 12 | 1
NO |  | 32 | 2016 | 10 | 14 | 14 |  | 1315 RIDGELAND | CRAWFORD | 138 | 138 | SP | 0.27 | 2.66 | 0 | 1113 ACSR | 0 | 0 | 0 | 0 | 0 | 0 | 0 | 0 | 0 | 0 | 0 | 0 | 0 | 0 | 0 | 0 | 0 | 0 | 0 | 0 | 0 | 0 | 0 | 12 | 1
NO |  | 32 | 2016 | 10 | 15 | 15 |  | 1315 RIDGELAND | CRAWFORD | 138 | 138 | WP | 0.03 | 0 | 0 | 900 ACSR | 0 | 0 | 0 | 0 | 0 | 0 | 0 | 0 | 0 | 0 | 0 | 0 | 0 | 0 | 0 | 0 | 0 | 0 | 0 | 0 | 0 | 0 | 0 | 12 | 1
NO |  | 32 | 2016 | 10 | 16 | 16 |  | 1321 CRAWFORD | CONGRESS | 138 | 138 | SP | 0.31 | 0.4 | 1 | 1113 ACSR | 0 | 0 | 0 | 0 | 0 | 0 | 0 | 0 | 0 | 0 | 0 | 0 | 0 | 0 | 0 | 0 | 0 | 0 | 0 | 0 | 0 | 0 | 0 | 12 | 1
NO |  | 32 | 2016 | 10 | 17 | 17 |  | 1321 CRAWFORD | CONGRESS | 138 | 138 | ST | 0.28 | 4.02 | 0 | 1113 ACSR | 0 | 0 | 0 | 0 | 0 | 0 | 0 | 0 | 0 | 0 | 0 | 0 | 0 | 0 | 0 | 0 | 0 | 0 | 0 | 0 | 0 | 0 | 0 | 12 | 1
NO |  | 32 | 2016 | 10 | 18 | 18 |  | 1322 CRAWFORD | BEDFORD PARK | 138 | 138 | ST | 0.29 | 3.13 | 1 | 1113 ACSR | 0 | 0 | 0 | 0 | 0 | 0 | 0 | 0 | 0 | 0 | 0 | 0 | 0 | 0 | 0 | 0 | 0 | 0 | 0 | 0 | 0 | 0 | 0 | 12 | 1
NO |  | 32 | 2016 | 10 | 19 | 19 |  | 1322 CRAWFORD | BEDFORD PARK | 138 | 138 | SP | 0.02 | 4.27 | 0 | 2-556.5,1113 ACSR | 0 | 0 | 0 | 0 | 0 | 0 | 0 | 0 | 0 | 0 | 0 | 0 | 0 | 0 | 0 | 0 | 0 | 0 | 0 | 0 | 0 | 0 | 0 | 12 | 1
NO |  | 32 | 2016 | 10 | 20 | 20 |  | 1322 CRAWFORD | BEDFORD PARK | 138 | 138 | WP | 0.05 | 0 | 0 | 1113 ACSR | 0 | 0 | 0 | 0 | 0 | 0 | 0 | 0 | 0 | 0 | 0 | 0 | 0 | 0 | 0 | 0 | 0 | 0 | 0 | 0 | 0 | 0 | 0 | 12 | 1
NO |  | 32 | 2016 | 10 | 21 | 21 |  | 1323 CRAWFORD | CONGRESS | 138 | 138 | SP | 0.67 | 0 | 1 | 1113 ACSR | 0 | 0 | 0 | 0 | 0 | 0 | 0 | 0 | 0 | 0 | 0 | 0 | 0 | 0 | 0 | 0 | 0 | 0 | 0 | 0 | 0 | 0 | 0 | 12 | 1
NO |  | 32 | 2016 | 10 | 22 | 22 |  | 1323 CRAWFORD | CONGRESS | 138 | 138 | ST | 4.44 | 0 | 0 | 1113 ACSR | 0 | 0 | 0 | 0 | 0 | 0 | 0 | 0 | 0 | 0 | 0 | 0 | 0 | 0 | 0 | 0 | 0 | 0 | 0 | 0 | 0 | 0 | 0 | 12 | 1
NO |  | 32 | 2016 | 10 | 23 | 23 |  | 1324 CRAWFORD | BEDFORD PARK | 138 | 138 | ST | 0.28 | 2.82 | 1 | 1113 ACSR | 0 | 0 | 0 | 0 | 0 | 0 | 0 | 0 | 0 | 0 | 0 | 0 | 0 | 0 | 0 | 0 | 0 | 0 | 0 | 0 | 0 | 0 | 0 | 12 | 1
NO |  | 32 | 2016 | 10 | 24 | 24 |  | 1324 CRAWFORD | BEDFORD PARK | 138 | 138 | SP | 0.02 | 4.26 | 0 | 2-556.5,1113 ACSR | 0 | 0 | 0 | 0 | 0 | 0 | 0 | 0 | 0 | 0 | 0 | 0 | 0 | 0 | 0 | 0 | 0 | 0 | 0 | 0 | 0 | 0 | 0 | 12 | 1
NO |  | 32 | 2016 | 10 | 25 | 25 |  | 1324 CRAWFORD | BEDFORD PARK | 138 | 138 | WP | 0.41 | 0 | 0 | 1113 ACSR | 0 | 0 | 0 | 0 | 0 | 0 | 0 | 0 | 0 | 0 | 0 | 0 | 0 | 0 | 0 | 0 | 0 | 0 | 0 | 0 | 0 | 0 | 0 | 12 | 1
NO |  | 32 | 2016 | 10 | 26 | 26 |  | 1352 POWERTON | JUNCTION B | 138 | 138 | ST | 0.19 | 4.36 | 1 | 477 ACSR | 0 | 0 | 0 | 0 | 0 | 0 | 0 | 0 | 0 | 0 | 0 | 0 | 0 | 0 | 0 | 0 | 0 | 0 | 0 | 0 | 0 | 0 | 0 | 12 | 1
NO |  | 32 | 2016 | 10 | 27 | 27 |  | 1352 POWERTON | JUNCTION B | 138 | 138 | WH | 0.9 | 0 | 0 | 477 ACSR | 0 | 0 | 0 | 0 | 0 | 0 | 0 | 0 | 0 | 0 | 0 | 0 | 0 | 0 | 0 | 0 | 0 | 0 | 0 | 0 | 0 | 0 | 0 | 12 | 1
NO |  | 32 | 2016 | 10 | 28 | 28 |  | 1352 TAP | IPCO | 138 | 138 | ST | 0.09 | 0 | 0 | 1113 ACSR | 0 | 0 | 0 | 0 | 0 | 0 | 0 | 0 | 0 | 0 | 0 | 0 | 0 | 0 | 0 | 0 | 0 | 0 | 0 | 0 | 0 | 0 | 0 | 12 | 1
NO |  | 32 | 2016 | 10 | 29 | 29 |  | 1352 TAP | IPCO | 138 | 138 | WH | 0.05 | 0 | 0 | 1113 ACSR | 0 | 0 | 0 | 0 | 0 | 0 | 0 | 0 | 0 | 0 | 0 | 0 | 0 | 0 | 0 | 0 | 0 | 0 | 0 | 0 | 0 | 0 | 0 | 12 | 1
NO |  | 32 | 2016 | 10 | 30 | 30 |  | 1382 (IPCO) TAP | MINONK | 138 | 138 | WH | 0.01 | 0 | 1 | 477 ACSR | 0 | 0 | 0 | 0 | 0 | 0 | 0 | 0 | 0 | 0 | 0 | 0 | 0 | 0 | 0 | 0 | 0 | 0 | 0 | 0 | 0 | 0 | 0 | 12 | 1
NO |  | 32 | 2016 | 10 | 31 | 31 |  | 1603 WAUKEGAN | SW TIE L-4203 | 138 | 138 | ST | 0.28 | 14.55 | 1 | 300 CU / 477,1113 | 0 | 0 | 0 | 0 | 0 | 0 | 0 | 0 | 0 | 0 | 0 | 0 | 0 | 0 | 0 | 0 | 0 | 0 | 0 | 0 | 0 | 0 | 0 | 12 | 1
NO |  | 32 | 2016 | 10 | 32 | 32 |  | 1603 WAUKEGAN | SW TIE L-4203 | 138 | 138 | SP | 0.32 | 0.34 | 0 | 300 CU / 477,1113 | 0 | 0 | 0 | 0 | 0 | 0 | 0 | 0 | 0 | 0 | 0 | 0 | 0 | 0 | 0 | 0 | 0 | 0 | 0 | 0 | 0 | 0 | 0 | 12 | 1
NO |  | 32 | 2016 | 10 | 33 | 33 |  | 1604 WAUKEGAN | LIBERTYVILLE | 138 | 138 | ST | 0.24 | 13.45 | 1 | 1113 ACSR | 0 | 0 | 0 | 0 | 0 | 0 | 0 | 0 | 0 | 0 | 0 | 0 | 0 | 0 | 0 | 0 | 0 | 0 | 0 | 0 | 0 | 0 | 0 | 12 | 1
NO |  | 32 | 2016 | 10 | 34 | 34 |  | 1604 WAUKEGAN | LIBERTYVILLE | 138 | 138 | SP | 0.1 | 0.5 | 0 | 1113 ACSR | 0 | 0 | 0 | 0 | 0 | 0 | 0 | 0 | 0 | 0 | 0 | 0 | 0 | 0 | 0 | 0 | 0 | 0 | 0 | 0 | 0 | 0 | 0 | 12 | 1
NO |  | 32 | 2016 | 10 | 35 | 35 |  | 1604 WAUKEGAN | LIBERTYVILLE | 138 | 138 | WH | 0.05 | 0 | 0 | 1113 ACSR | 0 | 0 | 0 | 0 | 0 | 0 | 0 | 0 | 0 | 0 | 0 | 0 | 0 | 0 | 0 | 0 | 0 | 0 | 0 | 0 | 0 | 0 | 0 | 12 | 1
NO |  | 32 | 2016 | 11 | 1 | 1 |  | 1605 WAUKEGAN | HIGHLAND PARK | 138 | 138 | ST | 0.36 | 15.88 | 1 | 1113 ACSR | 0 | 0 | 0 | 0 | 0 | 0 | 0 | 0 | 0 | 0 | 0 | 0 | 0 | 0 | 0 | 0 | 0 | 0 | 0 | 0 | 0 | 0 | 0 | 12 | 1
NO |  | 32 | 2016 | 11 | 2 | 2 |  | 1605 WAUKEGAN | HIGHLAND PARK | 138 | 138 | WP | 0.3 | 0 | 0 | 1113 ACSR | 0 | 0 | 0 | 0 | 0 | 0 | 0 | 0 | 0 | 0 | 0 | 0 | 0 | 0 | 0 | 0 | 0 | 0 | 0 | 0 | 0 | 0 | 0 | 12 | 1
NO |  | 32 | 2016 | 11 | 3 | 3 |  | 1605 WAUKEGAN | HIGHLAND PARK | 138 | 138 | SP | 0 | 0.6 | 0 | 1113 ACSR | 0 | 0 | 0 | 0 | 0 | 0 | 0 | 0 | 0 | 0 | 0 | 0 | 0 | 0 | 0 | 0 | 0 | 0 | 0 | 0 | 0 | 0 | 0 | 12 | 1
NO |  | 32 | 2016 | 11 | 4 | 4 |  | 1606 WAUKEGAN | HIGHLAND PARK | 138 | 138 | ST | 0.37 | 15.9 | 1 | 1113 ACSR | 0 | 0 | 0 | 0 | 0 | 0 | 0 | 0 | 0 | 0 | 0 | 0 | 0 | 0 | 0 | 0 | 0 | 0 | 0 | 0 | 0 | 0 | 0 | 12 | 1
NO |  | 32 | 2016 | 11 | 5 | 5 |  | 1606 WAUKEGAN | HIGHLAND PARK | 138 | 138 | WP | 0.31 | 0 | 0 | 1113 ACSR | 0 | 0 | 0 | 0 | 0 | 0 | 0 | 0 | 0 | 0 | 0 | 0 | 0 | 0 | 0 | 0 | 0 | 0 | 0 | 0 | 0 | 0 | 0 | 12 | 1
NO |  | 32 | 2016 | 11 | 6 | 6 |  | 1606 WAUKEGAN | HIGHLAND PARK | 138 | 138 | SP | 0 | 0.59 | 0 | 1113 ACSR | 0 | 0 | 0 | 0 | 0 | 0 | 0 | 0 | 0 | 0 | 0 | 0 | 0 | 0 | 0 | 0 | 0 | 0 | 0 | 0 | 0 | 0 | 0 | 12 | 1
NO |  | 32 | 2016 | 11 | 7 | 7 |  | 1607 WAUKEGAN | SW TIE L-4202 | 138 | 138 | ST | 0.32 | 14.76 | 1 | 300CU/1113ACSR/92 | 0 | 0 | 0 | 0 | 0 | 0 | 0 | 0 | 0 | 0 | 0 | 0 | 0 | 0 | 0 | 0 | 0 | 0 | 0 | 0 | 0 | 0 | 0 | 12 | 1
NO |  | 32 | 2016 | 11 | 8 | 8 |  | 1607 WAUKEGAN | SW TIE L-4202 | 138 | 138 | SP | 0.19 | 0.34 | 0 | 300CU/1113ACSR/92 | 0 | 0 | 0 | 0 | 0 | 0 | 0 | 0 | 0 | 0 | 0 | 0 | 0 | 0 | 0 | 0 | 0 | 0 | 0 | 0 | 0 | 0 | 0 | 12 | 1
NO |  | 32 | 2016 | 11 | 9 | 9 |  | 1607 TAP | ROUND LAKE | 138 | 138 | SP | 0.03 | 0 | 0 | 477 ACSR | 0 | 0 | 0 | 0 | 0 | 0 | 0 | 0 | 0 | 0 | 0 | 0 | 0 | 0 | 0 | 0 | 0 | 0 | 0 | 0 | 0 | 0 | 0 | 12 | 1
NO |  | 32 | 2016 | 11 | 10 | 10 |  | 1608 WAUKEGAN | LIBERTYVILLE | 138 | 138 | ST | 0.23 | 13.47 | 1 | 1113 ACSR | 0 | 0 | 0 | 0 | 0 | 0 | 0 | 0 | 0 | 0 | 0 | 0 | 0 | 0 | 0 | 0 | 0 | 0 | 0 | 0 | 0 | 0 | 0 | 12 | 1
NO |  | 32 | 2016 | 11 | 11 | 11 |  | 1608 WAUKEGAN | LIBERTYVILLE | 138 | 138 | SP | 0.09 | 0.5 | 0 | 1113 ACSR | 0 | 0 | 0 | 0 | 0 | 0 | 0 | 0 | 0 | 0 | 0 | 0 | 0 | 0 | 0 | 0 | 0 | 0 | 0 | 0 | 0 | 0 | 0 | 12 | 1
NO |  | 32 | 2016 | 11 | 12 | 12 |  | 1608 WAUKEGAN | LIBERTYVILLE | 138 | 138 | WH | 0.05 | 0 | 0 | 1113 ACSR | 0 | 0 | 0 | 0 | 0 | 0 | 0 | 0 | 0 | 0 | 0 | 0 | 0 | 0 | 0 | 0 | 0 | 0 | 0 | 0 | 0 | 0 | 0 | 12 | 1
NO |  | 32 | 2016 | 11 | 13 | 13 |  | 1609 WAUKEGAN | ZION TDC 282 | 138 | 138 | WH | 5.54 | 0 | 1 | 1113 ACSR | 0 | 0 | 0 | 0 | 0 | 0 | 0 | 0 | 0 | 0 | 0 | 0 | 0 | 0 | 0 | 0 | 0 | 0 | 0 | 0 | 0 | 0 | 0 | 12 | 1
NO |  | 32 | 2016 | 11 | 14 | 14 |  | 1609 WAUKEGAN | ZION TDC 282 | 138 | 138 | WP | 0.15 | 0 | 0 | 900,1113 ACSR | 0 | 0 | 0 | 0 | 0 | 0 | 0 | 0 | 0 | 0 | 0 | 0 | 0 | 0 | 0 | 0 | 0 | 0 | 0 | 0 | 0 | 0 | 0 | 12 | 1
NO |  | 32 | 2016 | 11 | 15 | 15 |  | 1609 WAUKEGAN | ZION TDC 282 | 138 | 138 | ST | 4.41 | 1.79 | 0 | 1113 ACSR | 0 | 0 | 0 | 0 | 0 | 0 | 0 | 0 | 0 | 0 | 0 | 0 | 0 | 0 | 0 | 0 | 0 | 0 | 0 | 0 | 0 | 0 | 0 | 12 | 1
NO |  | 32 | 2016 | 11 | 16 | 16 |  | 1609 WAUKEGAN | ZION TDC 282 | 138 | 138 | SP | 0.31 | 0 | 0 | 1113 ACSR | 0 | 0 | 0 | 0 | 0 | 0 | 0 | 0 | 0 | 0 | 0 | 0 | 0 | 0 | 0 | 0 | 0 | 0 | 0 | 0 | 0 | 0 | 0 | 12 | 1
NO |  | 32 | 2016 | 11 | 17 | 17 |  | 1802 WILL COUNTY | WILLOW SPRINGS | 138 | 138 | ST | 3.19 | 9.74 | 1 | 1113 ACSR | 0 | 0 | 0 | 0 | 0 | 0 | 0 | 0 | 0 | 0 | 0 | 0 | 0 | 0 | 0 | 0 | 0 | 0 | 0 | 0 | 0 | 0 | 0 | 12 | 1
NO |  | 32 | 2016 | 11 | 18 | 18 |  | 1802 WILL COUNTY | WILLOW SPRINGS | 138 | 138 | SP | 0.12 | 0.4 | 0 | 1113 ACSR | 0 | 0 | 0 | 0 | 0 | 0 | 0 | 0 | 0 | 0 | 0 | 0 | 0 | 0 | 0 | 0 | 0 | 0 | 0 | 0 | 0 | 0 | 0 | 12 | 1
NO |  | 32 | 2016 | 11 | 19 | 19 |  | 1802 WILL COUNTY | WILLOW SPRINGS | 138 | 138 | WP | 0.07 | 0 | 0 | 1113 ACSR | 0 | 0 | 0 | 0 | 0 | 0 | 0 | 0 | 0 | 0 | 0 | 0 | 0 | 0 | 0 | 0 | 0 | 0 | 0 | 0 | 0 | 0 | 0 | 12 | 1
NO |  | 32 | 2016 | 11 | 20 | 20 |  | 1803 WILL COUNTY | BOLINGBROOK BREAKER | 138 | 138 | ST | 2.5 | 0 | 1 | 2-556.5 ACSR | 0 | 0 | 0 | 0 | 0 | 0 | 0 | 0 | 0 | 0 | 0 | 0 | 0 | 0 | 0 | 0 | 0 | 0 | 0 | 0 | 0 | 0 | 0 | 12 | 1
NO |  | 32 | 2016 | 11 | 21 | 21 |  | 1803 WILL COUNTY | BOLINGBROOK BREAKER | 138 | 138 | SP | 4 | 0 | 0 | 2-556.5,1113 ACSR | 0 | 0 | 0 | 0 | 0 | 0 | 0 | 0 | 0 | 0 | 0 | 0 | 0 | 0 | 0 | 0 | 0 | 0 | 0 | 0 | 0 | 0 | 0 | 12 | 1
NO |  | 32 | 2016 | 11 | 22 | 22 |  | 1804 WILL COUNTY | WOLFS | 138 | 138 | ST | 5.44 | 9.07 | 1 | 477,900,1113 ACSR | 0 | 0 | 0 | 0 | 0 | 0 | 0 | 0 | 0 | 0 | 0 | 0 | 0 | 0 | 0 | 0 | 0 | 0 | 0 | 0 | 0 | 0 | 0 | 12 | 1
NO |  | 32 | 2016 | 11 | 23 | 23 |  | 1804 WILL COUNTY | WOLFS | 138 | 138 | SP | 0.08 | 0 | 0 | 1113 ACSR | 0 | 0 | 0 | 0 | 0 | 0 | 0 | 0 | 0 | 0 | 0 | 0 | 0 | 0 | 0 | 0 | 0 | 0 | 0 | 0 | 0 | 0 | 0 | 12 | 1
NO |  | 32 | 2016 | 11 | 24 | 24 |  | 1807 WILL COUNTY | ARGONNE NAT'L LAB | 138 | 138 | ST | 0.5 | 7.07 | 1 | 1113 ACSR | 0 | 0 | 0 | 0 | 0 | 0 | 0 | 0 | 0 | 0 | 0 | 0 | 0 | 0 | 0 | 0 | 0 | 0 | 0 | 0 | 0 | 0 | 0 | 12 | 1
NO |  | 32 | 2016 | 11 | 25 | 25 |  | 1807 WILL COUNTY | ARGONNE NAT'L LAB | 138 | 138 | WP | 0.04 | 0 | 0 | 1113 ACSR | 0 | 0 | 0 | 0 | 0 | 0 | 0 | 0 | 0 | 0 | 0 | 0 | 0 | 0 | 0 | 0 | 0 | 0 | 0 | 0 | 0 | 0 | 0 | 12 | 1
NO |  | 32 | 2016 | 11 | 26 | 26 |  | 1807 WILL COUNTY | ARGONNE NAT'L LAB | 138 | 138 | SP | 0 | 0.43 | 0 | 1113 ACSR | 0 | 0 | 0 | 0 | 0 | 0 | 0 | 0 | 0 | 0 | 0 | 0 | 0 | 0 | 0 | 0 | 0 | 0 | 0 | 0 | 0 | 0 | 0 | 12 | 1
NO |  | 32 | 2016 | 11 | 27 | 27 |  | 1808 WILL COUNTY | GOODINGS GROVE | 138 | 138 | ST | 0.57 | 8.92 | 1 | 900 ACSR | 0 | 0 | 0 | 0 | 0 | 0 | 0 | 0 | 0 | 0 | 0 | 0 | 0 | 0 | 0 | 0 | 0 | 0 | 0 | 0 | 0 | 0 | 0 | 12 | 1
NO |  | 32 | 2016 | 11 | 28 | 28 |  | 1808 WILL COUNTY | GOODINGS GROVE | 138 | 138 | SP | 0.13 | 0.55 | 0 | 900 ACSR | 0 | 0 | 0 | 0 | 0 | 0 | 0 | 0 | 0 | 0 | 0 | 0 | 0 | 0 | 0 | 0 | 0 | 0 | 0 | 0 | 0 | 0 | 0 | 12 | 1
NO |  | 32 | 2016 | 11 | 29 | 29 |  | 1809 WILL COUNTY | NORMANTOWN | 138 | 138 | ST | 0.47 | 0.94 | 1 | 1033.5ACSS/TW, 2- | 0 | 0 | 0 | 0 | 0 | 0 | 0 | 0 | 0 | 0 | 0 | 0 | 0 | 0 | 0 | 0 | 0 | 0 | 0 | 0 | 0 | 0 | 0 | 12 | 1
NO |  | 32 | 2016 | 11 | 30 | 30 |  | 1809 WILL COUNTY | NORMANTOWN | 138 | 138 | SP | 0.03 | 2.22 | 0 | 2-566.5, 2156ACSR | 0 | 0 | 0 | 0 | 0 | 0 | 0 | 0 | 0 | 0 | 0 | 0 | 0 | 0 | 0 | 0 | 0 | 0 | 0 | 0 | 0 | 0 | 0 | 12 | 1
NO |  | 32 | 2016 | 11 | 31 | 31 |  | 1811 WILL COUNTY | GOODINGS GROVE | 138 | 138 | ST | 0.91 | 8.49 | 1 | 900 ACSR | 0 | 0 | 0 | 0 | 0 | 0 | 0 | 0 | 0 | 0 | 0 | 0 | 0 | 0 | 0 | 0 | 0 | 0 | 0 | 0 | 0 | 0 | 0 | 12 | 1
NO |  | 32 | 2016 | 11 | 32 | 32 |  | 1811 WILL COUNTY | GOODINGS GROVE | 138 | 138 | SP | 0 | 0.6 | 0 | 900 ACSR | 0 | 0 | 0 | 0 | 0 | 0 | 0 | 0 | 0 | 0 | 0 | 0 | 0 | 0 | 0 | 0 | 0 | 0 | 0 | 0 | 0 | 0 | 0 | 12 | 1
NO |  | 32 | 2016 | 11 | 33 | 33 |  | 4202 SILVER LAKE | SW TIE L-1607 | 138 | 138 | ST | 0.37 | 13.71 | 1 | 300 CU / 477,1113 | 0 | 0 | 0 | 0 | 0 | 0 | 0 | 0 | 0 | 0 | 0 | 0 | 0 | 0 | 0 | 0 | 0 | 0 | 0 | 0 | 0 | 0 | 0 | 12 | 1
NO |  | 32 | 2016 | 11 | 34 | 34 |  | 4202 SILVER LAKE | SW TIE L-1607 | 138 | 138 | SP | 0.14 | 0.13 | 0 | 1113 ACSR | 0 | 0 | 0 | 0 | 0 | 0 | 0 | 0 | 0 | 0 | 0 | 0 | 0 | 0 | 0 | 0 | 0 | 0 | 0 | 0 | 0 | 0 | 0 | 12 | 1
NO |  | 32 | 2016 | 11 | 35 | 35 |  | 4203 SILVER LAKE | SW TIE L-1603 | 138 | 138 | ST | 10 | 4 | 1 | 477,1113 ACSR | 0 | 0 | 0 | 0 | 0 | 0 | 0 | 0 | 0 | 0 | 0 | 0 | 0 | 0 | 0 | 0 | 0 | 0 | 0 | 0 | 0 | 0 | 0 | 12 | 1
NO |  | 32 | 2016 | 12 | 1 | 1 |  | 4203 SILVER LAKE | SW TIE L-1603 | 138 | 138 | SP | 0.18 | 0.13 | 0 | 477 ACSR | 0 | 0 | 0 | 0 | 0 | 0 | 0 | 0 | 0 | 0 | 0 | 0 | 0 | 0 | 0 | 0 | 0 | 0 | 0 | 0 | 0 | 0 | 0 | 12 | 1
NO |  | 32 | 2016 | 12 | 2 | 2 |  | 4203 SILVER LAKE | SW TIE L-1603 | 138 | 138 | WH | 0.07 | 0 | 0 | 1113 ACSR | 0 | 0 | 0 | 0 | 0 | 0 | 0 | 0 | 0 | 0 | 0 | 0 | 0 | 0 | 0 | 0 | 0 | 0 | 0 | 0 | 0 | 0 | 0 | 12 | 1
NO |  | 32 | 2016 | 12 | 3 | 3 |  | 4203 TAP | ROUND LAKE | 138 | 138 | SP | 0.05 | 0 | 0 | 1113 ACSR | 0 | 0 | 0 | 0 | 0 | 0 | 0 | 0 | 0 | 0 | 0 | 0 | 0 | 0 | 0 | 0 | 0 | 0 | 0 | 0 | 0 | 0 | 0 | 12 | 1
NO |  | 32 | 2016 | 12 | 4 | 4 |  | 4605 DESPLAINES 46 | TONNE | 138 | 138 | ST | 3.25 | 3.65 | 1 | 1113 ACSR | 0 | 0 | 0 | 0 | 0 | 0 | 0 | 0 | 0 | 0 | 0 | 0 | 0 | 0 | 0 | 0 | 0 | 0 | 0 | 0 | 0 | 0 | 0 | 12 | 1
NO |  | 32 | 2016 | 12 | 5 | 5 |  | 4605 DESPLAINES 46 | TONNE | 138 | 138 | SP | 0.1 | 0 | 0 | 1113,2156 ACSR | 0 | 0 | 0 | 0 | 0 | 0 | 0 | 0 | 0 | 0 | 0 | 0 | 0 | 0 | 0 | 0 | 0 | 0 | 0 | 0 | 0 | 0 | 0 | 12 | 1
NO |  | 32 | 2016 | 12 | 6 | 6 |  | 4605 DESPLAINES 46 | TONNE | 138 | 138 | WP | 0.12 | 0 | 0 | 2156 ACSR | 0 | 0 | 0 | 0 | 0 | 0 | 0 | 0 | 0 | 0 | 0 | 0 | 0 | 0 | 0 | 0 | 0 | 0 | 0 | 0 | 0 | 0 | 0 | 12 | 1
NO |  | 32 | 2016 | 12 | 7 | 7 |  | 4605 TAP | DESPLAINES 198 | 138 | 138 | WP | 0.12 | 3.06 | 0 | 636 ACSR, 664.8 A | 0 | 0 | 0 | 0 | 0 | 0 | 0 | 0 | 0 | 0 | 0 | 0 | 0 | 0 | 0 | 0 | 0 | 0 | 0 | 0 | 0 | 0 | 0 | 12 | 1
NO |  | 32 | 2016 | 12 | 8 | 8 |  | 4605 TAP | DESPLAINES 198 | 138 | 138 | SP | 0.12 | 0 | 0 | 1113 ACSR | 0 | 0 | 0 | 0 | 0 | 0 | 0 | 0 | 0 | 0 | 0 | 0 | 0 | 0 | 0 | 0 | 0 | 0 | 0 | 0 | 0 | 0 | 0 | 12 | 1
NO |  | 32 | 2016 | 12 | 9 | 9 |  | 4606 DESPLAINES 46 | TONNE | 138 | 138 | ST | 0.45 | 6.28 | 1 | 1113 ACSR | 0 | 0 | 0 | 0 | 0 | 0 | 0 | 0 | 0 | 0 | 0 | 0 | 0 | 0 | 0 | 0 | 0 | 0 | 0 | 0 | 0 | 0 | 0 | 12 | 1
NO |  | 32 | 2016 | 12 | 10 | 10 |  | 4606 DESPLAINES 46 | TONNE | 138 | 138 | SP | 0.33 | 0 | 0 | 1113 ACSR | 0 | 0 | 0 | 0 | 0 | 0 | 0 | 0 | 0 | 0 | 0 | 0 | 0 | 0 | 0 | 0 | 0 | 0 | 0 | 0 | 0 | 0 | 0 | 12 | 1
NO |  | 32 | 2016 | 12 | 11 | 11 |  | 4608 DESPLAINES 46 | DESPLAINES 198 | 138 | 138 | WP | 0.32 | 3.03 | 1 | 1113 ACSR, 664.8 | 0 | 0 | 0 | 0 | 0 | 0 | 0 | 0 | 0 | 0 | 0 | 0 | 0 | 0 | 0 | 0 | 0 | 0 | 0 | 0 | 0 | 0 | 0 | 12 | 1
NO |  | 32 | 2016 | 12 | 12 | 12 |  | 4608 DESPLAINES 46 | DESPLAINES 198 | 138 | 138 | WH | 0.07 | 0 | 0 | 1113 ACSR | 0 | 0 | 0 | 0 | 0 | 0 | 0 | 0 | 0 | 0 | 0 | 0 | 0 | 0 | 0 | 0 | 0 | 0 | 0 | 0 | 0 | 0 | 0 | 12 | 1
NO |  | 32 | 2016 | 12 | 13 | 13 |  | 4608 DESPLAINES 46 | DESPLAINES 198 | 138 | 138 | SP | 0.1 | 0 | 0 | 1113 ACSR | 0 | 0 | 0 | 0 | 0 | 0 | 0 | 0 | 0 | 0 | 0 | 0 | 0 | 0 | 0 | 0 | 0 | 0 | 0 | 0 | 0 | 0 | 0 | 12 | 1
NO |  | 32 | 2016 | 12 | 14 | 14 |  | 4610 DESPLAINES 46 | GOLF MILL | 138 | 138 | ST | 0.06 | 3.46 | 1 | 1113 ACSR | 0 | 0 | 0 | 0 | 0 | 0 | 0 | 0 | 0 | 0 | 0 | 0 | 0 | 0 | 0 | 0 | 0 | 0 | 0 | 0 | 0 | 0 | 0 | 12 | 1
NO |  | 32 | 2016 | 12 | 15 | 15 |  | 4610 DESPLAINES 46 | GOLF MILL | 138 | 138 | SP | 0.05 | 0 | 0 | 1113 ACSR | 0 | 0 | 0 | 0 | 0 | 0 | 0 | 0 | 0 | 0 | 0 | 0 | 0 | 0 | 0 | 0 | 0 | 0 | 0 | 0 | 0 | 0 | 0 | 12 | 1
NO |  | 32 | 2016 | 12 | 16 | 16 |  | 4610 DESPLAINES 46 | GOLF MILL | 138 | 138 | WP | 0.16 | 0 | 0 | 1113 ACSR | 0 | 0 | 0 | 0 | 0 | 0 | 0 | 0 | 0 | 0 | 0 | 0 | 0 | 0 | 0 | 0 | 0 | 0 | 0 | 0 | 0 | 0 | 0 | 12 | 1
NO |  | 32 | 2016 | 12 | 17 | 17 |  | 4611 DESPLAINES 46 | GOLF MILL | 138 | 138 | ST | 0 | 3.47 | 1 | 1113 ACSR | 0 | 0 | 0 | 0 | 0 | 0 | 0 | 0 | 0 | 0 | 0 | 0 | 0 | 0 | 0 | 0 | 0 | 0 | 0 | 0 | 0 | 0 | 0 | 12 | 1
NO |  | 32 | 2016 | 12 | 18 | 18 |  | 4611 DESPLAINES 46 | GOLF MILL | 138 | 138 | SP | 0.04 | 0 | 0 | 1113 ACSR | 0 | 0 | 0 | 0 | 0 | 0 | 0 | 0 | 0 | 0 | 0 | 0 | 0 | 0 | 0 | 0 | 0 | 0 | 0 | 0 | 0 | 0 | 0 | 12 | 1
NO |  | 32 | 2016 | 12 | 19 | 19 |  | 4611 DESPLAINES 46 | GOLF MILL | 138 | 138 | WP | 0.3 | 0 | 0 | 1113 ACSR | 0 | 0 | 0 | 0 | 0 | 0 | 0 | 0 | 0 | 0 | 0 | 0 | 0 | 0 | 0 | 0 | 0 | 0 | 0 | 0 | 0 | 0 | 0 | 12 | 1
NO |  | 32 | 2016 | 12 | 20 | 20 |  | 5103 MCCOOK | WILLOW SPRINGS | 138 | 138 | ST | 0.42 | 5 | 1 | 1113 ACSR | 0 | 0 | 0 | 0 | 0 | 0 | 0 | 0 | 0 | 0 | 0 | 0 | 0 | 0 | 0 | 0 | 0 | 0 | 0 | 0 | 0 | 0 | 0 | 12 | 1
NO |  | 32 | 2016 | 12 | 21 | 21 |  | 5103 MCCOOK | WILLOW SPRINGS | 138 | 138 | SP | 0.09 | 0 | 0 | 1113 ACSR | 0 | 0 | 0 | 0 | 0 | 0 | 0 | 0 | 0 | 0 | 0 | 0 | 0 | 0 | 0 | 0 | 0 | 0 | 0 | 0 | 0 | 0 | 0 | 12 | 1
NO |  | 32 | 2016 | 12 | 22 | 22 |  | 5103 MCCOOK | WILLOW SPRINGS | 138 | 138 | WP | 0.09 | 0 | 0 | 1113 ACSR | 0 | 0 | 0 | 0 | 0 | 0 | 0 | 0 | 0 | 0 | 0 | 0 | 0 | 0 | 0 | 0 | 0 | 0 | 0 | 0 | 0 | 0 | 0 | 12 | 1
NO |  | 32 | 2016 | 12 | 23 | 23 |  | 5103 TAP | BEDFORD PARK | 138 | 138 | SP | 0.96 | 0 | 0 | 1113 ACSR | 0 | 0 | 0 | 0 | 0 | 0 | 0 | 0 | 0 | 0 | 0 | 0 | 0 | 0 | 0 | 0 | 0 | 0 | 0 | 0 | 0 | 0 | 0 | 12 | 1
NO |  | 32 | 2016 | 12 | 24 | 24 |  | 5103 TAP | BEDFORD PARK | 138 | 138 | ST | 4.2 | 0 | 0 | 477,1113 ACSR | 0 | 0 | 0 | 0 | 0 | 0 | 0 | 0 | 0 | 0 | 0 | 0 | 0 | 0 | 0 | 0 | 0 | 0 | 0 | 0 | 0 | 0 | 0 | 12 | 1
NO |  | 32 | 2016 | 12 | 25 | 25 |  | 5104 MCCOOK | BEDFORD PARK | 138 | 138 | ST | 2.5 | 0 | 1 | 900,1113 ACSR, 10 | 0 | 0 | 0 | 0 | 0 | 0 | 0 | 0 | 0 | 0 | 0 | 0 | 0 | 0 | 0 | 0 | 0 | 0 | 0 | 0 | 0 | 0 | 0 | 12 | 1
NO |  | 32 | 2016 | 12 | 26 | 26 |  | 5104 MCCOOK | BEDFORD PARK | 138 | 138 | SP | 1.06 | 0.96 | 0 | 1113 ACSR, 1033.5 | 0 | 0 | 0 | 0 | 0 | 0 | 0 | 0 | 0 | 0 | 0 | 0 | 0 | 0 | 0 | 0 | 0 | 0 | 0 | 0 | 0 | 0 | 0 | 12 | 1
NO |  | 32 | 2016 | 12 | 27 | 27 |  | 5104 MCCOOK | BEDFORD PARK | 138 | 138 | WP | 1.94 | 0 | 0 | 900 ACSR | 0 | 0 | 0 | 0 | 0 | 0 | 0 | 0 | 0 | 0 | 0 | 0 | 0 | 0 | 0 | 0 | 0 | 0 | 0 | 0 | 0 | 0 | 0 | 12 | 1
NO |  | 32 | 2016 | 12 | 28 | 28 |  | 5104 MCCOOK | BEDFORD PARK | 138 | 138 | WH | 1.1 | 0 | 0 | 900 ACSR | 0 | 0 | 0 | 0 | 0 | 0 | 0 | 0 | 0 | 0 | 0 | 0 | 0 | 0 | 0 | 0 | 0 | 0 | 0 | 0 | 0 | 0 | 0 | 12 | 1
NO |  | 32 | 2016 | 12 | 29 | 29 |  | 5105 RIDGELAND | MCCOOK | 138 | 138 | ST | 0.33 | 1.78 | 1 | 900,1113 ACSR | 0 | 0 | 0 | 0 | 0 | 0 | 0 | 0 | 0 | 0 | 0 | 0 | 0 | 0 | 0 | 0 | 0 | 0 | 0 | 0 | 0 | 0 | 0 | 12 | 1
NO |  | 32 | 2016 | 12 | 30 | 30 |  | 5107 MCCOOK | RIDGELAND | 138 | 138 | ST | 0.4 | 1.8 | 1 | 1033.5ACSS/TW, 2- | 0 | 0 | 0 | 0 | 0 | 0 | 0 | 0 | 0 | 0 | 0 | 0 | 0 | 0 | 0 | 0 | 0 | 0 | 0 | 0 | 0 | 0 | 0 | 12 | 1
NO |  | 32 | 2016 | 12 | 31 | 31 |  | 5107 MCCOOK | RIDGELAND | 138 | 138 | SP | 0.2 | 0 | 0 | 1033.5 ACSS/TW | 0 | 0 | 0 | 0 | 0 | 0 | 0 | 0 | 0 | 0 | 0 | 0 | 0 | 0 | 0 | 0 | 0 | 0 | 0 | 0 | 0 | 0 | 0 | 12 | 1
NO |  | 32 | 2016 | 12 | 32 | 32 |  | 5117 MCCOOK | BELLWOOD | 138 | 138 | SP | 6.78 | 0 | 1 | 1113 AA / 1113 AC | 0 | 0 | 0 | 0 | 0 | 0 | 0 | 0 | 0 | 0 | 0 | 0 | 0 | 0 | 0 | 0 | 0 | 0 | 0 | 0 | 0 | 0 | 0 | 12 | 1
NO |  | 32 | 2016 | 12 | 33 | 33 |  | 5117 MCCOOK | BELLWOOD | 138 | 138 | ST | 1.38 | 0 | 0 | 1113 AA / 1113 AC | 0 | 0 | 0 | 0 | 0 | 0 | 0 | 0 | 0 | 0 | 0 | 0 | 0 | 0 | 0 | 0 | 0 | 0 | 0 | 0 | 0 | 0 | 0 | 12 | 1
NO |  | 32 | 2016 | 12 | 34 | 34 |  | 5118 MCCOOK | BELLWOOD | 138 | 138 | SP | 0.02 | 6.33 | 1 | 1113 AA / 1113 AC | 0 | 0 | 0 | 0 | 0 | 0 | 0 | 0 | 0 | 0 | 0 | 0 | 0 | 0 | 0 | 0 | 0 | 0 | 0 | 0 | 0 | 0 | 0 | 12 | 1
NO |  | 32 | 2016 | 12 | 35 | 35 |  | 5118 MCCOOK | BELLWOOD | 138 | 138 | ST | 0.12 | 1.6 | 0 | 1113 AA / 1113 AC | 0 | 0 | 0 | 0 | 0 | 0 | 0 | 0 | 0 | 0 | 0 | 0 | 0 | 0 | 0 | 0 | 0 | 0 | 0 | 0 | 0 | 0 | 0 | 12 | 1
NO |  | 32 | 2016 | 13 | 1 | 1 |  | 6101 STREATOR | KAWANEE | 138 | 138 | ST | 18.86 | 43.23 | 1 | 300 CU / 300,477 | 0 | 0 | 0 | 0 | 0 | 0 | 0 | 0 | 0 | 0 | 0 | 0 | 0 | 0 | 0 | 0 | 0 | 0 | 0 | 0 | 0 | 0 | 0 | 12 | 1
NO |  | 32 | 2016 | 13 | 2 | 2 |  | 6101 TAP | NORTH STREATOR | 138 | 138 | WP | 0.02 | 0 | 0 | 266.8 ACSR | 0 | 0 | 0 | 0 | 0 | 0 | 0 | 0 | 0 | 0 | 0 | 0 | 0 | 0 | 0 | 0 | 0 | 0 | 0 | 0 | 0 | 0 | 0 | 12 | 1
NO |  | 32 | 2016 | 13 | 3 | 3 |  | 6101 TAP | INTERCONNECTION AT HENNEPIN | 138 | 138 | WP | 0.01 | 0 | 0 | 1113 ACSR | 0 | 0 | 0 | 0 | 0 | 0 | 0 | 0 | 0 | 0 | 0 | 0 | 0 | 0 | 0 | 0 | 0 | 0 | 0 | 0 | 0 | 0 | 0 | 12 | 1
NO |  | 32 | 2016 | 13 | 4 | 4 |  | 6102 STREATOR | KICKAPOO CREEK | 138 | 138 | ST | 0.11 | 9.34 | 1 | 477 ACSR | 0 | 0 | 0 | 0 | 0 | 0 | 0 | 0 | 0 | 0 | 0 | 0 | 0 | 0 | 0 | 0 | 0 | 0 | 0 | 0 | 0 | 0 | 0 | 12 | 1
NO |  | 32 | 2016 | 13 | 5 | 5 |  | 6102 STREATOR | KICKAPOO CREEK | 138 | 138 | WP | 2.07 | 0 | 0 | 636 ACSR, 477 ACS | 0 | 0 | 0 | 0 | 0 | 0 | 0 | 0 | 0 | 0 | 0 | 0 | 0 | 0 | 0 | 0 | 0 | 0 | 0 | 0 | 0 | 0 | 0 | 12 | 1
NO |  | 32 | 2016 | 13 | 6 | 6 |  | 6102 STREATOR | KICKAPOO CREEK | 138 | 138 | WH | 11.37 | 0 | 0 | 477 ACSR | 0 | 0 | 0 | 0 | 0 | 0 | 0 | 0 | 0 | 0 | 0 | 0 | 0 | 0 | 0 | 0 | 0 | 0 | 0 | 0 | 0 | 0 | 0 | 12 | 1
NO |  | 32 | 2016 | 13 | 7 | 7 |  | 6102 STREATOR | KICKAPOO CREEK | 138 | 138 | SP | 0.01 | 0 | 0 | 1113 KCMIL | 0 | 0 | 0 | 0 | 0 | 0 | 0 | 0 | 0 | 0 | 0 | 0 | 0 | 0 | 0 | 0 | 0 | 0 | 0 | 0 | 0 | 0 | 0 | 12 | 1
NO |  | 32 | 2016 | 13 | 8 | 8 |  | 6102 TAP | MARSEILLES S.S. | 138 | 138 | WP | 0.01 | 0 | 0 | 477 ACSR | 0 | 0 | 0 | 0 | 0 | 0 | 0 | 0 | 0 | 0 | 0 | 0 | 0 | 0 | 0 | 0 | 0 | 0 | 0 | 0 | 0 | 0 | 0 | 12 | 1
NO |  | 32 | 2016 | 13 | 9 | 9 |  | 6603 EAST FRANKFORT | MATTESON | 138 | 138 | ST | 0.1 | 5.36 | 1 | 300 CU / 477,1113 | 0 | 0 | 0 | 0 | 0 | 0 | 0 | 0 | 0 | 0 | 0 | 0 | 0 | 0 | 0 | 0 | 0 | 0 | 0 | 0 | 0 | 0 | 0 | 12 | 1
NO |  | 32 | 2016 | 13 | 10 | 10 |  | 6603 EAST FRANKFORT | MATTESON | 138 | 138 | SP | 0.54 | 0 | 0 | 1113 ACSR,664.8 A | 0 | 0 | 0 | 0 | 0 | 0 | 0 | 0 | 0 | 0 | 0 | 0 | 0 | 0 | 0 | 0 | 0 | 0 | 0 | 0 | 0 | 0 | 0 | 12 | 1
NO |  | 32 | 2016 | 13 | 11 | 11 |  | 6603 EAST FRANKFORT | MATTESON | 138 | 138 | WP | 0.07 | 0 | 0 | 1113 ACSR | 0 | 0 | 0 | 0 | 0 | 0 | 0 | 0 | 0 | 0 | 0 | 0 | 0 | 0 | 0 | 0 | 0 | 0 | 0 | 0 | 0 | 0 | 0 | 12 | 1
NO |  | 32 | 2016 | 13 | 12 | 12 |  | 6604 EAST FRANKFORT | MATTESON | 138 | 138 | ST | 0.03 | 5.82 | 1 | 477, 664.8 ACSS/T | 0 | 0 | 0 | 0 | 0 | 0 | 0 | 0 | 0 | 0 | 0 | 0 | 0 | 0 | 0 | 0 | 0 | 0 | 0 | 0 | 0 | 0 | 0 | 12 | 1
NO |  | 32 | 2016 | 13 | 13 | 13 |  | 6604 EAST FRANKFORT | MATTESON | 138 | 138 | SP | 0.13 | 0 | 0 | 1113 ACSR | 0 | 0 | 0 | 0 | 0 | 0 | 0 | 0 | 0 | 0 | 0 | 0 | 0 | 0 | 0 | 0 | 0 | 0 | 0 | 0 | 0 | 0 | 0 | 12 | 1
NO |  | 32 | 2016 | 13 | 14 | 14 |  | 6604 EAST FRANKFORT | MATTESON | 138 | 138 | WP | 0.11 | 0 | 0 | 1113 ACSR | 0 | 0 | 0 | 0 | 0 | 0 | 0 | 0 | 0 | 0 | 0 | 0 | 0 | 0 | 0 | 0 | 0 | 0 | 0 | 0 | 0 | 0 | 0 | 12 | 1
NO |  | 32 | 2016 | 13 | 15 | 15 |  | 6605 EAST FRANKFORT | UNIVERSITY PARK | 138 | 138 | SP | 0.05 | 0 | 1 | 1113 ACSR | 0 | 0 | 0 | 0 | 0 | 0 | 0 | 0 | 0 | 0 | 0 | 0 | 0 | 0 | 0 | 0 | 0 | 0 | 0 | 0 | 0 | 0 | 0 | 12 | 1
NO |  | 32 | 2016 | 13 | 16 | 16 |  | 6605 EAST FRANKFORT | UNIVERSITY PARK | 138 | 138 | ST | 0 | 5.34 | 0 | 1113 ACSR | 0 | 0 | 0 | 0 | 0 | 0 | 0 | 0 | 0 | 0 | 0 | 0 | 0 | 0 | 0 | 0 | 0 | 0 | 0 | 0 | 0 | 0 | 0 | 12 | 1
NO |  | 32 | 2016 | 13 | 17 | 17 |  | 6606 EAST FRANKFORT | UNIVERSITY PARK | 138 | 138 | ST | 0 | 5.34 | 1 | 1113 ACSR | 0 | 0 | 0 | 0 | 0 | 0 | 0 | 0 | 0 | 0 | 0 | 0 | 0 | 0 | 0 | 0 | 0 | 0 | 0 | 0 | 0 | 0 | 0 | 12 | 1
NO |  | 32 | 2016 | 13 | 18 | 18 |  | 6606 EAST FRANKFORT | UNIVERSITY PARK | 138 | 138 | SP | 0.04 | 0 | 0 | 1113 ACSR | 0 | 0 | 0 | 0 | 0 | 0 | 0 | 0 | 0 | 0 | 0 | 0 | 0 | 0 | 0 | 0 | 0 | 0 | 0 | 0 | 0 | 0 | 0 | 12 | 1
NO |  | 32 | 2016 | 13 | 19 | 19 |  | 6721 CONGRESS | ROCKWELL | 138 | 138 | SP | 0.01 | 0.25 | 1 | 1113 ACSR | 0 | 0 | 0 | 0 | 0 | 0 | 0 | 0 | 0 | 0 | 0 | 0 | 0 | 0 | 0 | 0 | 0 | 0 | 0 | 0 | 0 | 0 | 0 | 12 | 1
NO |  | 32 | 2016 | 13 | 20 | 20 |  | 6721 CONGRESS | ROCKWELL | 138 | 138 | ST | 0.01 | 0.94 | 0 | 1113 ACSR | 0 | 0 | 0 | 0 | 0 | 0 | 0 | 0 | 0 | 0 | 0 | 0 | 0 | 0 | 0 | 0 | 0 | 0 | 0 | 0 | 0 | 0 | 0 | 12 | 1
NO |  | 32 | 2016 | 13 | 21 | 21 |  | 6721 CONGRESS | ROCKWELL | 138 | 138 | WP | 0 | 0.08 | 0 | 1113 ACSR | 0 | 0 | 0 | 0 | 0 | 0 | 0 | 0 | 0 | 0 | 0 | 0 | 0 | 0 | 0 | 0 | 0 | 0 | 0 | 0 | 0 | 0 | 0 | 12 | 1
NO |  | 32 | 2016 | 13 | 22 | 22 |  | 6723 CONGRESS | ROCKWELL | 138 | 138 | SP | 0.03 | 0.36 | 1 | 1113 ACSR | 0 | 0 | 0 | 0 | 0 | 0 | 0 | 0 | 0 | 0 | 0 | 0 | 0 | 0 | 0 | 0 | 0 | 0 | 0 | 0 | 0 | 0 | 0 | 12 | 1
NO |  | 32 | 2016 | 13 | 23 | 23 |  | 6723 CONGRESS | ROCKWELL | 138 | 138 | ST | 0 | 0.91 | 0 | 1113 ACSR | 0 | 0 | 0 | 0 | 0 | 0 | 0 | 0 | 0 | 0 | 0 | 0 | 0 | 0 | 0 | 0 | 0 | 0 | 0 | 0 | 0 | 0 | 0 | 12 | 1
NO |  | 32 | 2016 | 13 | 24 | 24 |  | 7305 CHICAGO HTS. | BLOOM | 138 | 138 | SP | 0.11 | 0 | 1 | 1113 ACSR | 0 | 0 | 0 | 0 | 0 | 0 | 0 | 0 | 0 | 0 | 0 | 0 | 0 | 0 | 0 | 0 | 0 | 0 | 0 | 0 | 0 | 0 | 0 | 12 | 1
NO |  | 32 | 2016 | 13 | 25 | 25 |  | 7305 CHICAGO HTS. | BLOOM | 138 | 138 | ST | 0.32 | 0 | 0 | 1113 ACSR | 0 | 0 | 0 | 0 | 0 | 0 | 0 | 0 | 0 | 0 | 0 | 0 | 0 | 0 | 0 | 0 | 0 | 0 | 0 | 0 | 0 | 0 | 0 | 12 | 1
NO |  | 32 | 2016 | 13 | 26 | 26 |  | 7305 CHICAGO HTS. | BLOOM | 138 | 138 | WP | 0.75 | 1.29 | 0 | 1113 ACSR | 0 | 0 | 0 | 0 | 0 | 0 | 0 | 0 | 0 | 0 | 0 | 0 | 0 | 0 | 0 | 0 | 0 | 0 | 0 | 0 | 0 | 0 | 0 | 12 | 1
NO |  | 32 | 2016 | 13 | 27 | 27 |  | 7306 CHICAGO HTS. | BLOOM | 138 | 138 | SP | 0.05 | 0 | 1 | 1113 ACSR | 0 | 0 | 0 | 0 | 0 | 0 | 0 | 0 | 0 | 0 | 0 | 0 | 0 | 0 | 0 | 0 | 0 | 0 | 0 | 0 | 0 | 0 | 0 | 12 | 1
NO |  | 32 | 2016 | 13 | 28 | 28 |  | 7306 CHICAGO HTS. | BLOOM | 138 | 138 | ST | 2.19 | 0 | 0 | 1113 ACSR | 0 | 0 | 0 | 0 | 0 | 0 | 0 | 0 | 0 | 0 | 0 | 0 | 0 | 0 | 0 | 0 | 0 | 0 | 0 | 0 | 0 | 0 | 0 | 12 | 1
NO |  | 32 | 2016 | 13 | 29 | 29 |  | 7306 CHICAGO HTS. | BLOOM | 138 | 138 | WP | 0.24 | 0 | 0 | 1113 ACSR | 0 | 0 | 0 | 0 | 0 | 0 | 0 | 0 | 0 | 0 | 0 | 0 | 0 | 0 | 0 | 0 | 0 | 0 | 0 | 0 | 0 | 0 | 0 | 12 | 1
NO |  | 32 | 2016 | 13 | 30 | 30 |  | 7307 CHICAGO HTS. | BURNHAM | 138 | 138 | ST | 1.41 | 4.39 | 1 | 1113,2338 ACSR | 0 | 0 | 0 | 0 | 0 | 0 | 0 | 0 | 0 | 0 | 0 | 0 | 0 | 0 | 0 | 0 | 0 | 0 | 0 | 0 | 0 | 0 | 0 | 12 | 1
NO |  | 32 | 2016 | 13 | 31 | 31 |  | 7307 CHICAGO HTS. | BURNHAM | 138 | 138 | SP | 0.15 | 0.18 | 0 | 1113 ACSR | 0 | 0 | 0 | 0 | 0 | 0 | 0 | 0 | 0 | 0 | 0 | 0 | 0 | 0 | 0 | 0 | 0 | 0 | 0 | 0 | 0 | 0 | 0 | 12 | 1
NO |  | 32 | 2016 | 13 | 32 | 32 |  | 7307 CHICAGO HTS. | BURNHAM | 138 | 138 | WP | 3.74 | 0 | 0 | 1113 ACSR | 0 | 0 | 0 | 0 | 0 | 0 | 0 | 0 | 0 | 0 | 0 | 0 | 0 | 0 | 0 | 0 | 0 | 0 | 0 | 0 | 0 | 0 | 0 | 12 | 1
NO |  | 32 | 2016 | 13 | 33 | 33 |  | 7411 KEWANEE | AMEREN KEEMIN | 138 | 138 | ST | 0 | 6.91 | 1 | 477 ACSR | 0 | 0 | 0 | 0 | 0 | 0 | 0 | 0 | 0 | 0 | 0 | 0 | 0 | 0 | 0 | 0 | 0 | 0 | 0 | 0 | 0 | 0 | 0 | 12 | 1
NO |  | 32 | 2016 | 13 | 34 | 34 |  | 7413 KEWANEE | CRESCENT RIDGE | 138 | 138 | ST | 0.18 | 15.23 | 1 | 300 CU / 477 ACSR | 0 | 0 | 0 | 0 | 0 | 0 | 0 | 0 | 0 | 0 | 0 | 0 | 0 | 0 | 0 | 0 | 0 | 0 | 0 | 0 | 0 | 0 | 0 | 12 | 1
NO |  | 32 | 2016 | 13 | 35 | 35 |  | 7413 KEWANEE | CRESCENT RIDGE | 138 | 138 | SP | 0.02 | 0 | 0 | 1113 ACSR | 0 | 0 | 0 | 0 | 0 | 0 | 0 | 0 | 0 | 0 | 0 | 0 | 0 | 0 | 0 | 0 | 0 | 0 | 0 | 0 | 0 | 0 | 0 | 12 | 1
NO |  | 32 | 2016 | 14 | 1 | 1 |  | 7421 KEWANEE | TOULON | 138 | 138 | ST | 11.7 | 0 | 1 | 477 ACSR | 0 | 0 | 0 | 0 | 0 | 0 | 0 | 0 | 0 | 0 | 0 | 0 | 0 | 0 | 0 | 0 | 0 | 0 | 0 | 0 | 0 | 0 | 0 | 12 | 1
NO |  | 32 | 2016 | 14 | 2 | 2 |  | 7421 KEWANEE | TOULON | 138 | 138 | SP | 0.04 | 0 | 0 | 1113 ACSR | 0 | 0 | 0 | 0 | 0 | 0 | 0 | 0 | 0 | 0 | 0 | 0 | 0 | 0 | 0 | 0 | 0 | 0 | 0 | 0 | 0 | 0 | 0 | 12 | 1
NO |  | 32 | 2016 | 14 | 3 | 3 |  | 7423 KEWANEE | EDWARD STA (CILCO) | 138 | 138 | ST | 0.18 | 50.04 | 1 | 477 ACSR | 0 | 0 | 0 | 0 | 0 | 0 | 0 | 0 | 0 | 0 | 0 | 0 | 0 | 0 | 0 | 0 | 0 | 0 | 0 | 0 | 0 | 0 | 0 | 12 | 1
NO |  | 32 | 2016 | 14 | 4 | 4 |  | 7423 KEWANEE | EDWARD STA (CILCO) | 138 | 138 | SP | 0.47 | 0.01 | 0 | 1113 ACSR | 0 | 0 | 0 | 0 | 0 | 0 | 0 | 0 | 0 | 0 | 0 | 0 | 0 | 0 | 0 | 0 | 0 | 0 | 0 | 0 | 0 | 0 | 0 | 12 | 1
NO |  | 32 | 2016 | 14 | 5 | 5 |  | 7611 BLUE ISLAND | WILDWOOD | 138 | 138 | ST | 0.13 | 3.72 | 1 | 900 ACSR | 0 | 0 | 0 | 0 | 0 | 0 | 0 | 0 | 0 | 0 | 0 | 0 | 0 | 0 | 0 | 0 | 0 | 0 | 0 | 0 | 0 | 0 | 0 | 12 | 1
NO |  | 32 | 2016 | 14 | 6 | 6 |  | 7611 BLUE ISLAND | WILDWOOD | 138 | 138 | SP | 0 | 0.13 | 0 | 900 ACSR | 0 | 0 | 0 | 0 | 0 | 0 | 0 | 0 | 0 | 0 | 0 | 0 | 0 | 0 | 0 | 0 | 0 | 0 | 0 | 0 | 0 | 0 | 0 | 12 | 1
NO |  | 32 | 2016 | 14 | 7 | 7 |  | 7612 BLUE ISLAND | WILDWOOD | 138 | 138 | ST | 0.2 | 3.74 | 1 | 900,1113 ACSR | 0 | 0 | 0 | 0 | 0 | 0 | 0 | 0 | 0 | 0 | 0 | 0 | 0 | 0 | 0 | 0 | 0 | 0 | 0 | 0 | 0 | 0 | 0 | 12 | 1
NO |  | 32 | 2016 | 14 | 8 | 8 |  | 7612 BLUE ISLAND | WILDWOOD | 138 | 138 | SP | 0.01 | 0.13 | 0 | 900 ACSR | 0 | 0 | 0 | 0 | 0 | 0 | 0 | 0 | 0 | 0 | 0 | 0 | 0 | 0 | 0 | 0 | 0 | 0 | 0 | 0 | 0 | 0 | 0 | 12 | 1
NO |  | 32 | 2016 | 14 | 9 | 9 |  | 7615 BLUE ISLAND | SW TIE L-11603 | 138 | 138 | ST | 3.5 | 0.36 | 1 | 1113 ACSR | 0 | 0 | 0 | 0 | 0 | 0 | 0 | 0 | 0 | 0 | 0 | 0 | 0 | 0 | 0 | 0 | 0 | 0 | 0 | 0 | 0 | 0 | 0 | 12 | 1
NO |  | 32 | 2016 | 14 | 10 | 10 |  | 7616 BLUE ISLAND | SW TIE L-11609 | 138 | 138 | ST | 0.34 | 3.5 | 1 | 1113 ACSR | 0 | 0 | 0 | 0 | 0 | 0 | 0 | 0 | 0 | 0 | 0 | 0 | 0 | 0 | 0 | 0 | 0 | 0 | 0 | 0 | 0 | 0 | 0 | 12 | 1
NO |  | 32 | 2016 | 14 | 11 | 11 |  | 7713 MAZON | CRESCENT RIDGE | 138 | 138 | ST | 0.03 | 62.42 | 1 | 477 ACSR | 0 | 0 | 0 | 0 | 0 | 0 | 0 | 0 | 0 | 0 | 0 | 0 | 0 | 0 | 0 | 0 | 0 | 0 | 0 | 0 | 0 | 0 | 0 | 12 | 1
NO |  | 32 | 2016 | 14 | 12 | 12 |  | 7713 MAZON | CRESCENT RIDGE | 138 | 138 | SP | 0 | 0.02 | 0 | 1113 ACSR | 0 | 0 | 0 | 0 | 0 | 0 | 0 | 0 | 0 | 0 | 0 | 0 | 0 | 0 | 0 | 0 | 0 | 0 | 0 | 0 | 0 | 0 | 0 | 12 | 1
NO |  | 32 | 2016 | 14 | 13 | 13 |  | 7902 SPAULDING | TOLLWAY | 138 | 138 | ST | 0.22 | 3.79 | 1 | 1113,2156 ACSR | 0 | 0 | 0 | 0 | 0 | 0 | 0 | 0 | 0 | 0 | 0 | 0 | 0 | 0 | 0 | 0 | 0 | 0 | 0 | 0 | 0 | 0 | 0 | 12 | 1
NO |  | 32 | 2016 | 14 | 14 | 14 |  | 7902 SPAULDING | TOLLWAY | 138 | 138 | SP | 0.03 | 0.15 | 0 | 2156 ACSR | 0 | 0 | 0 | 0 | 0 | 0 | 0 | 0 | 0 | 0 | 0 | 0 | 0 | 0 | 0 | 0 | 0 | 0 | 0 | 0 | 0 | 0 | 0 | 12 | 1
NO |  | 32 | 2016 | 14 | 15 | 15 |  | 7903 SPAULDING | TOLLWAY | 138 | 138 | ST | 0.13 | 3.79 | 1 | 1113,2156 ACSR | 0 | 0 | 0 | 0 | 0 | 0 | 0 | 0 | 0 | 0 | 0 | 0 | 0 | 0 | 0 | 0 | 0 | 0 | 0 | 0 | 0 | 0 | 0 | 12 | 1
NO |  | 32 | 2016 | 14 | 16 | 16 |  | 7903 SPAULDING | TOLLWAY | 138 | 138 | SP | 0.1 | 0.15 | 0 | 1113 ACSR | 0 | 0 | 0 | 0 | 0 | 0 | 0 | 0 | 0 | 0 | 0 | 0 | 0 | 0 | 0 | 0 | 0 | 0 | 0 | 0 | 0 | 0 | 0 | 12 | 1
NO |  | 32 | 2016 | 14 | 17 | 17 |  | 7903 SPAULDING | TOLLWAY | 138 | 138 | WP | 0.09 | 0 | 0 | 1113 ACSR | 0 | 0 | 0 | 0 | 0 | 0 | 0 | 0 | 0 | 0 | 0 | 0 | 0 | 0 | 0 | 0 | 0 | 0 | 0 | 0 | 0 | 0 | 0 | 12 | 1
NO |  | 32 | 2016 | 14 | 18 | 18 |  | 7910 SPAULDING | WAYNE | 138 | 138 | ST | 0.08 | 1.23 | 1 | 1113 ACSR | 0 | 0 | 0 | 0 | 0 | 0 | 0 | 0 | 0 | 0 | 0 | 0 | 0 | 0 | 0 | 0 | 0 | 0 | 0 | 0 | 0 | 0 | 0 | 12 | 1
NO |  | 32 | 2016 | 14 | 19 | 19 |  | 7910 SPAULDING | WAYNE | 138 | 138 | SP | 0 | 0.16 | 0 | 1113,2156 ACSR | 0 | 0 | 0 | 0 | 0 | 0 | 0 | 0 | 0 | 0 | 0 | 0 | 0 | 0 | 0 | 0 | 0 | 0 | 0 | 0 | 0 | 0 | 0 | 12 | 1
NO |  | 32 | 2016 | 14 | 20 | 20 |  | 7910 SPAULDING | WAYNE | 138 | 138 | WP | 0.25 | 0 | 0 | 1113 ACSR | 0 | 0 | 0 | 0 | 0 | 0 | 0 | 0 | 0 | 0 | 0 | 0 | 0 | 0 | 0 | 0 | 0 | 0 | 0 | 0 | 0 | 0 | 0 | 12 | 1
NO |  | 32 | 2016 | 14 | 21 | 21 |  | 7915 SPAULDING | WAYNE | 138 | 138 | SP | 0.44 | 0 | 1 | 1113,2156 ACSR | 0 | 0 | 0 | 0 | 0 | 0 | 0 | 0 | 0 | 0 | 0 | 0 | 0 | 0 | 0 | 0 | 0 | 0 | 0 | 0 | 0 | 0 | 0 | 12 | 1
NO |  | 32 | 2016 | 14 | 22 | 22 |  | 7915 SPAULDING | WAYNE | 138 | 138 | ST | 0.02 | 1.19 | 0 | 1113 ACSR | 0 | 0 | 0 | 0 | 0 | 0 | 0 | 0 | 0 | 0 | 0 | 0 | 0 | 0 | 0 | 0 | 0 | 0 | 0 | 0 | 0 | 0 | 0 | 12 | 1
NO |  | 32 | 2016 | 14 | 23 | 23 |  | 8221 CROSBY | ROCKWELL | 138 | 138 | ST | 0.08 | 1.53 | 1 | 1113 ACSR | 0 | 0 | 0 | 0 | 0 | 0 | 0 | 0 | 0 | 0 | 0 | 0 | 0 | 0 | 0 | 0 | 0 | 0 | 0 | 0 | 0 | 0 | 0 | 12 | 1
NO |  | 32 | 2016 | 14 | 24 | 24 |  | 8221 CROSBY | ROCKWELL | 138 | 138 | SP | 0.01 | 0.29 | 0 | 1113 ACSR | 0 | 0 | 0 | 0 | 0 | 0 | 0 | 0 | 0 | 0 | 0 | 0 | 0 | 0 | 0 | 0 | 0 | 0 | 0 | 0 | 0 | 0 | 0 | 12 | 1
NO |  | 32 | 2016 | 14 | 25 | 25 |  | 8223 CROSBY | ROCKWELL | 138 | 138 | ST | 0.08 | 1.51 | 1 | 1113 ACSR | 0 | 0 | 0 | 0 | 0 | 0 | 0 | 0 | 0 | 0 | 0 | 0 | 0 | 0 | 0 | 0 | 0 | 0 | 0 | 0 | 0 | 0 | 0 | 12 | 1
NO |  | 32 | 2016 | 14 | 26 | 26 |  | 8223 CROSBY | ROCKWELL | 138 | 138 | SP | 0.02 | 0.29 | 0 | 1113 ACSR | 0 | 0 | 0 | 0 | 0 | 0 | 0 | 0 | 0 | 0 | 0 | 0 | 0 | 0 | 0 | 0 | 0 | 0 | 0 | 0 | 0 | 0 | 0 | 12 | 1
NO |  | 32 | 2016 | 14 | 27 | 27 |  | 8607 DAVIS CREEK | WILMINGTON | 138 | 138 | SP | 0.14 | 1.83 | 1 | 1113 ACSR | 0 | 0 | 0 | 0 | 0 | 0 | 0 | 0 | 0 | 0 | 0 | 0 | 0 | 0 | 0 | 0 | 0 | 0 | 0 | 0 | 0 | 0 | 0 | 12 | 1
NO |  | 32 | 2016 | 14 | 28 | 28 |  | 8607 DAVIS CREEK | WILMINGTON | 138 | 138 | ST | 0 | 0.68 | 0 | 1113 ACSR | 0 | 0 | 0 | 0 | 0 | 0 | 0 | 0 | 0 | 0 | 0 | 0 | 0 | 0 | 0 | 0 | 0 | 0 | 0 | 0 | 0 | 0 | 0 | 12 | 1
NO |  | 32 | 2016 | 14 | 29 | 29 |  | 8607 DAVIS CREEK | WILMINGTON | 138 | 138 | WP | 21.82 | 0 | 0 | 636 ACSR | 0 | 0 | 0 | 0 | 0 | 0 | 0 | 0 | 0 | 0 | 0 | 0 | 0 | 0 | 0 | 0 | 0 | 0 | 0 | 0 | 0 | 0 | 0 | 12 | 1
NO |  | 32 | 2016 | 14 | 30 | 30 |  | 8801 SKOKIE 88 | GOLF MILL | 138 | 138 | ST | 0 | 4.35 | 1 | 1113 ACSR | 0 | 0 | 0 | 0 | 0 | 0 | 0 | 0 | 0 | 0 | 0 | 0 | 0 | 0 | 0 | 0 | 0 | 0 | 0 | 0 | 0 | 0 | 0 | 12 | 1
NO |  | 32 | 2016 | 14 | 31 | 31 |  | 8801 SKOKIE 88 | GOLF MILL | 138 | 138 | SP | 0.03 | 0 | 0 | 1113 ACSR | 0 | 0 | 0 | 0 | 0 | 0 | 0 | 0 | 0 | 0 | 0 | 0 | 0 | 0 | 0 | 0 | 0 | 0 | 0 | 0 | 0 | 0 | 0 | 12 | 1
NO |  | 32 | 2016 | 14 | 32 | 32 |  | 8801 SKOKIE 88 | GOLF MILL | 138 | 138 | WP | 0.2 | 0 | 0 | 1113 ACSR | 0 | 0 | 0 | 0 | 0 | 0 | 0 | 0 | 0 | 0 | 0 | 0 | 0 | 0 | 0 | 0 | 0 | 0 | 0 | 0 | 0 | 0 | 0 | 12 | 1
NO |  | 32 | 2016 | 14 | 33 | 33 |  | 8802 SKOKIE 88 | GOLF MILL | 138 | 138 | ST | 0.07 | 4.33 | 1 | 1113 ACSR | 0 | 0 | 0 | 0 | 0 | 0 | 0 | 0 | 0 | 0 | 0 | 0 | 0 | 0 | 0 | 0 | 0 | 0 | 0 | 0 | 0 | 0 | 0 | 12 | 1
NO |  | 32 | 2016 | 14 | 34 | 34 |  | 8802 SKOKIE 88 | GOLF MILL | 138 | 138 | SP | 0.04 | 0 | 0 | 1113 ACSR | 0 | 0 | 0 | 0 | 0 | 0 | 0 | 0 | 0 | 0 | 0 | 0 | 0 | 0 | 0 | 0 | 0 | 0 | 0 | 0 | 0 | 0 | 0 | 12 | 1
NO |  | 32 | 2016 | 14 | 35 | 35 |  | 8802 SKOKIE 88 | GOLF MILL | 138 | 138 | WP | 0.15 | 0 | 0 | 1113 ACSR | 0 | 0 | 0 | 0 | 0 | 0 | 0 | 0 | 0 | 0 | 0 | 0 | 0 | 0 | 0 | 0 | 0 | 0 | 0 | 0 | 0 | 0 | 0 | 12 | 1
NO |  | 32 | 2016 | 15 | 1 | 1 |  | 8803 SKOKIE 88 | DEVON | 138 | 138 | ST | 0.09 | 1.86 | 1 | 900,1113 ACSR | 0 | 0 | 0 | 0 | 0 | 0 | 0 | 0 | 0 | 0 | 0 | 0 | 0 | 0 | 0 | 0 | 0 | 0 | 0 | 0 | 0 | 0 | 0 | 12 | 1
NO |  | 32 | 2016 | 15 | 2 | 2 |  | 8803 SKOKIE 88 | DEVON | 138 | 138 | SP | 0.15 | 1.45 | 0 | 1113 ACSR | 0 | 0 | 0 | 0 | 0 | 0 | 0 | 0 | 0 | 0 | 0 | 0 | 0 | 0 | 0 | 0 | 0 | 0 | 0 | 0 | 0 | 0 | 0 | 12 | 1
NO |  | 32 | 2016 | 15 | 3 | 3 |  | 8803 SKOKIE 88 | DEVON | 138 | 138 | WP | 0.17 | 0 | 0 | 900,1113 ACSR | 0 | 0 | 0 | 0 | 0 | 0 | 0 | 0 | 0 | 0 | 0 | 0 | 0 | 0 | 0 | 0 | 0 | 0 | 0 | 0 | 0 | 0 | 0 | 12 | 1
NO |  | 32 | 2016 | 15 | 4 | 4 |  | 8805 SKOKIE 88 | NORTHBROOK 159 | 138 | 138 | ST | 2.28 | 2.09 | 1 | 1113 ACSR | 0 | 0 | 0 | 0 | 0 | 0 | 0 | 0 | 0 | 0 | 0 | 0 | 0 | 0 | 0 | 0 | 0 | 0 | 0 | 0 | 0 | 0 | 0 | 12 | 1
NO |  | 32 | 2016 | 15 | 5 | 5 |  | 8805 SKOKIE 88 | NORTHBROOK 159 | 138 | 138 | SP | 0.79 | 0 | 0 | 1113 ACSR | 0 | 0 | 0 | 0 | 0 | 0 | 0 | 0 | 0 | 0 | 0 | 0 | 0 | 0 | 0 | 0 | 0 | 0 | 0 | 0 | 0 | 0 | 0 | 12 | 1
NO |  | 32 | 2016 | 15 | 6 | 6 |  | 8805 SKOKIE 88 | NORTHBROOK 159 | 138 | 138 | WP | 0.25 | 0.15 | 0 | 1113 ACSR | 0 | 0 | 0 | 0 | 0 | 0 | 0 | 0 | 0 | 0 | 0 | 0 | 0 | 0 | 0 | 0 | 0 | 0 | 0 | 0 | 0 | 0 | 0 | 12 | 1
NO |  | 32 | 2016 | 15 | 7 | 7 |  | 8806 SKOKIE 88 | NORTHBROOK 159 | 138 | 138 | ST | 0.52 | 4.39 | 1 | 1113 ACSR | 0 | 0 | 0 | 0 | 0 | 0 | 0 | 0 | 0 | 0 | 0 | 0 | 0 | 0 | 0 | 0 | 0 | 0 | 0 | 0 | 0 | 0 | 0 | 12 | 1
NO |  | 32 | 2016 | 15 | 8 | 8 |  | 8806 SKOKIE 88 | NORTHBROOK 159 | 138 | 138 | SP | 0.35 | 0 | 0 | 1113 ACSR | 0 | 0 | 0 | 0 | 0 | 0 | 0 | 0 | 0 | 0 | 0 | 0 | 0 | 0 | 0 | 0 | 0 | 0 | 0 | 0 | 0 | 0 | 0 | 12 | 1
NO |  | 32 | 2016 | 15 | 9 | 9 |  | 8806 SKOKIE 88 | NORTHBROOK 159 | 138 | 138 | WP | 0.28 | 0 | 0 | 1113 ACSR | 0 | 0 | 0 | 0 | 0 | 0 | 0 | 0 | 0 | 0 | 0 | 0 | 0 | 0 | 0 | 0 | 0 | 0 | 0 | 0 | 0 | 0 | 0 | 12 | 1
NO |  | 32 | 2016 | 15 | 10 | 10 |  | 8809 SKOKIE 88 | DEVON | 138 | 138 | ST | 0.09 | 1.86 | 1 | 1113 ACSR | 0 | 0 | 0 | 0 | 0 | 0 | 0 | 0 | 0 | 0 | 0 | 0 | 0 | 0 | 0 | 0 | 0 | 0 | 0 | 0 | 0 | 0 | 0 | 12 | 1
NO |  | 32 | 2016 | 15 | 11 | 11 |  | 8809 SKOKIE 88 | DEVON | 138 | 138 | SP | 0.27 | 1.42 | 0 | 1113 ACSR | 0 | 0 | 0 | 0 | 0 | 0 | 0 | 0 | 0 | 0 | 0 | 0 | 0 | 0 | 0 | 0 | 0 | 0 | 0 | 0 | 0 | 0 | 0 | 12 | 1
NO |  | 32 | 2016 | 15 | 12 | 12 |  | 8810 SKOKIE 88 | DEVON | 138 | 138 | ST | 3.59 | 0 | 1 | 1113 ACSR | 0 | 0 | 0 | 0 | 0 | 0 | 0 | 0 | 0 | 0 | 0 | 0 | 0 | 0 | 0 | 0 | 0 | 0 | 0 | 0 | 0 | 0 | 0 | 12 | 1
NO |  | 32 | 2016 | 15 | 13 | 13 |  | 8810 SKOKIE 88 | DEVON | 138 | 138 | WP | 0.19 | 0 | 0 | 1113 ACSR | 0 | 0 | 0 | 0 | 0 | 0 | 0 | 0 | 0 | 0 | 0 | 0 | 0 | 0 | 0 | 0 | 0 | 0 | 0 | 0 | 0 | 0 | 0 | 12 | 1
NO |  | 32 | 2016 | 15 | 14 | 14 |  | 8603 DAVIS CREEK | BRADLEY | 138 | 138 | ST | 0.35 | 0 | 1 | ACSR | 0 | 0 | 0 | 0 | 0 | 0 | 0 | 0 | 0 | 0 | 0 | 0 | 0 | 0 | 0 | 0 | 0 | 0 | 0 | 0 | 0 | 0 | 0 | 12 | 1
NO |  | 32 | 2016 | 15 | 15 | 15 |  | 8603 DAVIS CREEK | BRADLEY | 138 | 138 | SP | 5.56 | 0 | 0 | 477,1113 ACSR | 0 | 0 | 0 | 0 | 0 | 0 | 0 | 0 | 0 | 0 | 0 | 0 | 0 | 0 | 0 | 0 | 0 | 0 | 0 | 0 | 0 | 0 | 0 | 12 | 1
NO |  | 32 | 2016 | 15 | 16 | 16 |  | 8603 TAP | KENSINGTON | 138 | 138 | SP | 5.33 | 0 | 0 | 1113 ACSR | 0 | 0 | 0 | 0 | 0 | 0 | 0 | 0 | 0 | 0 | 0 | 0 | 0 | 0 | 0 | 0 | 0 | 0 | 0 | 0 | 0 | 0 | 0 | 12 | 1
NO |  | 32 | 2016 | 15 | 17 | 17 |  | 8603 TAP | KENSINGTON | 138 | 138 | WP | 0.15 | 0 | 0 | 1113 ACSR | 0 | 0 | 0 | 0 | 0 | 0 | 0 | 0 | 0 | 0 | 0 | 0 | 0 | 0 | 0 | 0 | 0 | 0 | 0 | 0 | 0 | 0 | 0 | 12 | 1
NO |  | 32 | 2016 | 15 | 18 | 18 |  | 8605 DAVIS CREEK | BRADLEY | 138 | 138 | SP | 1.63 | 2.67 | 1 | 1113 ACSR | 0 | 0 | 0 | 0 | 0 | 0 | 0 | 0 | 0 | 0 | 0 | 0 | 0 | 0 | 0 | 0 | 0 | 0 | 0 | 0 | 0 | 0 | 0 | 12 | 1
NO |  | 32 | 2016 | 15 | 19 | 19 |  | 8605 DAVIS CREEK | BRADLEY | 138 | 138 | WP | 3.28 | 0 | 0 | 636, 1113 ACSR | 0 | 0 | 0 | 0 | 0 | 0 | 0 | 0 | 0 | 0 | 0 | 0 | 0 | 0 | 0 | 0 | 0 | 0 | 0 | 0 | 0 | 0 | 0 | 12 | 1
NO |  | 32 | 2016 | 15 | 20 | 20 |  | 8605 TAP | KENSINGTON | 138 | 138 | SP | 0.17 | 5.15 | 0 | 1113 ACSR | 0 | 0 | 0 | 0 | 0 | 0 | 0 | 0 | 0 | 0 | 0 | 0 | 0 | 0 | 0 | 0 | 0 | 0 | 0 | 0 | 0 | 0 | 0 | 12 | 1
NO |  | 32 | 2016 | 15 | 21 | 21 |  | 8605 TAP | KENSINGTON | 138 | 138 | WP | 0.05 | 0 | 0 | 1113 ACSR | 0 | 0 | 0 | 0 | 0 | 0 | 0 | 0 | 0 | 0 | 0 | 0 | 0 | 0 | 0 | 0 | 0 | 0 | 0 | 0 | 0 | 0 | 0 | 12 | 1
NO |  | 32 | 2016 | 15 | 22 | 22 |  | 9117 CARGO COURT | SHOREWOOD | 138 | 138 | WH | 7.87 | 0 | 1 | 1113 ACSR, 1113AA | 0 | 0 | 0 | 0 | 0 | 0 | 0 | 0 | 0 | 0 | 0 | 0 | 0 | 0 | 0 | 0 | 0 | 0 | 0 | 0 | 0 | 0 | 0 | 12 | 1
NO |  | 32 | 2016 | 15 | 23 | 23 |  | 9117 CARGO COURT | SHOREWOOD | 138 | 138 | SP | 0.08 | 0 | 0 | 1113 ACSR | 0 | 0 | 0 | 0 | 0 | 0 | 0 | 0 | 0 | 0 | 0 | 0 | 0 | 0 | 0 | 0 | 0 | 0 | 0 | 0 | 0 | 0 | 0 | 12 | 1
NO |  | 32 | 2016 | 15 | 24 | 24 |  | 9117 TAP | ENBRIDGE ENERGY | 138 | 138 | SP | 0.06 | 0 | 0 | 477 ACSR | 0 | 0 | 0 | 0 | 0 | 0 | 0 | 0 | 0 | 0 | 0 | 0 | 0 | 0 | 0 | 0 | 0 | 0 | 0 | 0 | 0 | 0 | 0 | 12 | 1
NO |  | 32 | 2016 | 15 | 25 | 25 |  | 10117 ITASCA | TONNE | 138 | 138 | SP | 0.12 | 0.43 | 1 | 2156 ACSR | 0 | 0 | 0 | 0 | 0 | 0 | 0 | 0 | 0 | 0 | 0 | 0 | 0 | 0 | 0 | 0 | 0 | 0 | 0 | 0 | 0 | 0 | 0 | 12 | 1
NO |  | 32 | 2016 | 15 | 26 | 26 |  | 10117 ITASCA | TONNE | 138 | 138 | ST | 0 | 1.32 | 0 | 1033.5 ACSS/TW | 0 | 0 | 0 | 0 | 0 | 0 | 0 | 0 | 0 | 0 | 0 | 0 | 0 | 0 | 0 | 0 | 0 | 0 | 0 | 0 | 0 | 0 | 0 | 12 | 1
NO |  | 32 | 2016 | 15 | 27 | 27 |  | 10118 ITASCA | TONNE | 138 | 138 | SP | 0.13 | 0.44 | 1 | 2156 ACSR | 0 | 0 | 0 | 0 | 0 | 0 | 0 | 0 | 0 | 0 | 0 | 0 | 0 | 0 | 0 | 0 | 0 | 0 | 0 | 0 | 0 | 0 | 0 | 12 | 1
NO |  | 32 | 2016 | 15 | 28 | 28 |  | 10118 ITASCA | TONNE | 138 | 138 | ST | 0 | 1.29 | 0 | 1033.5 ACSS/TW | 0 | 0 | 0 | 0 | 0 | 0 | 0 | 0 | 0 | 0 | 0 | 0 | 0 | 0 | 0 | 0 | 0 | 0 | 0 | 0 | 0 | 0 | 0 | 12 | 1
NO |  | 32 | 2016 | 15 | 29 | 29 |  | 10301 LISLE | LOMBARD | 138 | 138 | SP | 0.53 | 8.21 | 1 | 1113,2156,2-1113A | 0 | 0 | 0 | 0 | 0 | 0 | 0 | 0 | 0 | 0 | 0 | 0 | 0 | 0 | 0 | 0 | 0 | 0 | 0 | 0 | 0 | 0 | 0 | 12 | 1
NO |  | 32 | 2016 | 15 | 30 | 30 |  | 10301 LISLE | LOMBARD | 138 | 138 | ST | 0.32 | 0 | 0 | 900 ACSR | 0 | 0 | 0 | 0 | 0 | 0 | 0 | 0 | 0 | 0 | 0 | 0 | 0 | 0 | 0 | 0 | 0 | 0 | 0 | 0 | 0 | 0 | 0 | 12 | 1
NO |  | 32 | 2016 | 15 | 31 | 31 |  | 10301 LISLE | LOMBARD | 138 | 138 | WP | 0.06 | 0 | 0 | 1113, 2156 ACSR | 0 | 0 | 0 | 0 | 0 | 0 | 0 | 0 | 0 | 0 | 0 | 0 | 0 | 0 | 0 | 0 | 0 | 0 | 0 | 0 | 0 | 0 | 0 | 12 | 1
NO |  | 32 | 2016 | 15 | 32 | 32 |  | 10302 LISLE | LOMBARD | 138 | 138 | ST | 0.18 | 0 | 1 | 900 ACSR | 0 | 0 | 0 | 0 | 0 | 0 | 0 | 0 | 0 | 0 | 0 | 0 | 0 | 0 | 0 | 0 | 0 | 0 | 0 | 0 | 0 | 0 | 0 | 12 | 1
NO |  | 32 | 2016 | 15 | 33 | 33 |  | 10302 LISLE | LOMBARD | 138 | 138 | SP | 0.57 | 8.06 | 0 | 1113,2156,2-1113A | 0 | 0 | 0 | 0 | 0 | 0 | 0 | 0 | 0 | 0 | 0 | 0 | 0 | 0 | 0 | 0 | 0 | 0 | 0 | 0 | 0 | 0 | 0 | 12 | 1
NO |  | 32 | 2016 | 15 | 34 | 34 |  | 10314 LISLE | BOLINGBROOK | 138 | 138 | SP | 0.16 | 7.41 | 1 | 1113, 2-556.6ACSR | 0 | 0 | 0 | 0 | 0 | 0 | 0 | 0 | 0 | 0 | 0 | 0 | 0 | 0 | 0 | 0 | 0 | 0 | 0 | 0 | 0 | 0 | 0 | 12 | 1
NO |  | 32 | 2016 | 15 | 35 | 35 |  | 10319 LISLE | BOLINGBROOK | 138 | 138 | WP | 0.03 | 0 | 1 | 1113ACSR | 0 | 0 | 0 | 0 | 0 | 0 | 0 | 0 | 0 | 0 | 0 | 0 | 0 | 0 | 0 | 0 | 0 | 0 | 0 | 0 | 0 | 0 | 0 | 12 | 1
NO |  | 32 | 2016 | 16 | 1 | 1 |  | 10319 LISLE | BOLINGBROOK | 138 | 138 | SP | 0 | 7.54 | 0 | 1113, 2-556.6ACSR | 0 | 0 | 0 | 0 | 0 | 0 | 0 | 0 | 0 | 0 | 0 | 0 | 0 | 0 | 0 | 0 | 0 | 0 | 0 | 0 | 0 | 0 | 0 | 12 | 1
NO |  | 32 | 2016 | 16 | 2 | 2 |  | 10714 DIXON | MCGIRR ROAD | 138 | 138 | ST | 1.57 | 0 | 1 | 763.0ACSR/TW, 664 | 0 | 0 | 0 | 0 | 0 | 0 | 0 | 0 | 0 | 0 | 0 | 0 | 0 | 0 | 0 | 0 | 0 | 0 | 0 | 0 | 0 | 0 | 0 | 12 | 1
NO |  | 32 | 2016 | 16 | 3 | 3 |  | 10714 DIXON | MCGIRR ROAD | 138 | 138 | SP | 23.42 | 0 | 0 | 763.0ACSR/TW, 2-5 | 0 | 0 | 0 | 0 | 0 | 0 | 0 | 0 | 0 | 0 | 0 | 0 | 0 | 0 | 0 | 0 | 0 | 0 | 0 | 0 | 0 | 0 | 0 | 12 | 1
NO |  | 32 | 2016 | 16 | 4 | 4 |  | 10721 DIXON | STILLMAN VALLEY | 136 | 138 | ST | 10.49 | 3.94 | 1 | 1113 ACSR, 2156 W | 0 | 0 | 0 | 0 | 0 | 0 | 0 | 0 | 0 | 0 | 0 | 0 | 0 | 0 | 0 | 0 | 0 | 0 | 0 | 0 | 0 | 0 | 0 | 12 | 1
NO |  | 32 | 2016 | 16 | 5 | 5 |  | 10721 DIXON | STILLMAN VALLEY | 138 | 138 | SP | 1.53 | 0 | 0 | 1113 ACSR, 2-556R | 0 | 0 | 0 | 0 | 0 | 0 | 0 | 0 | 0 | 0 | 0 | 0 | 0 | 0 | 0 | 0 | 0 | 0 | 0 | 0 | 0 | 0 | 0 | 12 | 1
NO |  | 32 | 2016 | 16 | 6 | 6 |  | 10721 DIXON | STILLMAN VALLEY | 138 | 138 | WP | 0.16 | 0 | 0 | 1113 ACSR | 0 | 0 | 0 | 0 | 0 | 0 | 0 | 0 | 0 | 0 | 0 | 0 | 0 | 0 | 0 | 0 | 0 | 0 | 0 | 0 | 0 | 0 | 0 | 12 | 1
NO |  | 32 | 2016 | 16 | 7 | 7 |  | 10721 DIXON | STILLMAN VALLEY | 138 | 138 | WH | 17.68 | 0 | 0 | 1113 ACSR, 2-1277 | 0 | 0 | 0 | 0 | 0 | 0 | 0 | 0 | 0 | 0 | 0 | 0 | 0 | 0 | 0 | 0 | 0 | 0 | 0 | 0 | 0 | 0 | 0 | 12 | 1
NO |  | 32 | 2016 | 16 | 8 | 8 |  | 11102 ELECTRIC JUNCTION | WOLFS | 138 | 138 | ST | 0.54 | 5.51 | 1 | 1113 ACSR, 1033.5 | 0 | 0 | 0 | 0 | 0 | 0 | 0 | 0 | 0 | 0 | 0 | 0 | 0 | 0 | 0 | 0 | 0 | 0 | 0 | 0 | 0 | 0 | 0 | 12 | 1
NO |  | 32 | 2016 | 16 | 9 | 9 |  | 11102 ELECTRIC JUNCTION | WOLFS | 138 | 138 | SP | 0.24 | 0 | 0 | 1113 ACSR | 0 | 0 | 0 | 0 | 0 | 0 | 0 | 0 | 0 | 0 | 0 | 0 | 0 | 0 | 0 | 0 | 0 | 0 | 0 | 0 | 0 | 0 | 0 | 12 | 1
NO |  | 32 | 2016 | 16 | 10 | 10 |  | 11103 ELECTRIC JUNCTION | AURORA E.C. | 138 | 138 | SP | 0.11 | 0 | 1 | 1113 ACSR | 0 | 0 | 0 | 0 | 0 | 0 | 0 | 0 | 0 | 0 | 0 | 0 | 0 | 0 | 0 | 0 | 0 | 0 | 0 | 0 | 0 | 0 | 0 | 12 | 1
NO |  | 32 | 2016 | 16 | 11 | 11 |  | 11103 ELECTRIC JUNCTION | AURORA E.C. | 138 | 138 | ST | 1.15 | 0 | 0 | 1113 ACSR | 0 | 0 | 0 | 0 | 0 | 0 | 0 | 0 | 0 | 0 | 0 | 0 | 0 | 0 | 0 | 0 | 0 | 0 | 0 | 0 | 0 | 0 | 0 | 12 | 1
NO |  | 32 | 2016 | 16 | 12 | 12 |  | 11105 ELECTRIC JUNCTION | AURORA E.C. | 138 | 138 | ST | 0.32 | 0.74 | 1 | 1113 ACSR | 0 | 0 | 0 | 0 | 0 | 0 | 0 | 0 | 0 | 0 | 0 | 0 | 0 | 0 | 0 | 0 | 0 | 0 | 0 | 0 | 0 | 0 | 0 | 12 | 1
NO |  | 32 | 2016 | 16 | 13 | 13 |  | 11105 ELECTRIC JUNCTION | AURORA E.C. | 138 | 138 | SP | 0.05 | 0.07 | 0 | 1113 ACSR | 0 | 0 | 0 | 0 | 0 | 0 | 0 | 0 | 0 | 0 | 0 | 0 | 0 | 0 | 0 | 0 | 0 | 0 | 0 | 0 | 0 | 0 | 0 | 12 | 1
NO |  | 32 | 2016 | 16 | 14 | 14 |  | 11106 ELECTRIC JUNCTION | WATERMAN | 138 | 138 | ST | 0.3 | 9.35 | 1 | 477,1113 ACSR | 0 | 0 | 0 | 0 | 0 | 0 | 0 | 0 | 0 | 0 | 0 | 0 | 0 | 0 | 0 | 0 | 0 | 0 | 0 | 0 | 0 | 0 | 0 | 12 | 1
NO |  | 32 | 2016 | 16 | 15 | 15 |  | 11106 ELECTRIC JUNCTION | WATERMAN | 138 | 138 | SP | 0.11 | 0.48 | 0 | 477 ACSR | 0 | 0 | 0 | 0 | 0 | 0 | 0 | 0 | 0 | 0 | 0 | 0 | 0 | 0 | 0 | 0 | 0 | 0 | 0 | 0 | 0 | 0 | 0 | 12 | 1
NO |  | 32 | 2016 | 16 | 16 | 16 |  | 11106 ELECTRIC JUNCTION | WATERMAN | 138 | 138 | WP | 18.78 | 0 | 0 | 477 ACSR | 0 | 0 | 0 | 0 | 0 | 0 | 0 | 0 | 0 | 0 | 0 | 0 | 0 | 0 | 0 | 0 | 0 | 0 | 0 | 0 | 0 | 0 | 0 | 12 | 1
NO |  | 32 | 2016 | 16 | 17 | 17 |  | 11106 ELECTRIC JUNCTION | WATERMAN | 138 | 138 | WH | 0.3 | 0 | 0 | 477 ACSR | 0 | 0 | 0 | 0 | 0 | 0 | 0 | 0 | 0 | 0 | 0 | 0 | 0 | 0 | 0 | 0 | 0 | 0 | 0 | 0 | 0 | 0 | 0 | 12 | 1
NO |  | 32 | 2016 | 16 | 18 | 18 |  | 11106 TAP | GLIDDEN | 138 | 138 | SP | 7.83 | 0 | 0 | 2-556.5 ACSR,1113 | 0 | 0 | 0 | 0 | 0 | 0 | 0 | 0 | 0 | 0 | 0 | 0 | 0 | 0 | 0 | 0 | 0 | 0 | 0 | 0 | 0 | 0 | 0 | 12 | 1
NO |  | 32 | 2016 | 16 | 19 | 19 |  | 11107 ELECTRIC JUNCTION | NAPERVILLE | 138 | 138 | SP | 0.2 | 1.27 | 1 | 1113 ACSR | 0 | 0 | 0 | 0 | 0 | 0 | 0 | 0 | 0 | 0 | 0 | 0 | 0 | 0 | 0 | 0 | 0 | 0 | 0 | 0 | 0 | 0 | 0 | 12 | 1
NO |  | 32 | 2016 | 16 | 20 | 20 |  | 11107 ELECTRIC JUNCTION | NAPERVILLE | 138 | 138 | WP | 1.4 | 0 | 0 | 1113 ACSR | 0 | 0 | 0 | 0 | 0 | 0 | 0 | 0 | 0 | 0 | 0 | 0 | 0 | 0 | 0 | 0 | 0 | 0 | 0 | 0 | 0 | 0 | 0 | 12 | 1
NO |  | 32 | 2016 | 16 | 21 | 21 |  | 11107 ELECTRIC JUNCTION | NAPERVILLE | 138 | 138 | SP | 0.07 | 0 | 0 | 2-556.5,1113 ACSR | 0 | 0 | 0 | 0 | 0 | 0 | 0 | 0 | 0 | 0 | 0 | 0 | 0 | 0 | 0 | 0 | 0 | 0 | 0 | 0 | 0 | 0 | 0 | 12 | 1
NO |  | 32 | 2016 | 16 | 22 | 22 |  | 11110 ELECTRIC JUNCTION | WOLFS | 138 | 138 | ST | 2.74 | 3.18 | 1 | 2-556.5,1113 ACSR | 0 | 0 | 0 | 0 | 0 | 0 | 0 | 0 | 0 | 0 | 0 | 0 | 0 | 0 | 0 | 0 | 0 | 0 | 0 | 0 | 0 | 0 | 0 | 12 | 1
NO |  | 32 | 2016 | 16 | 23 | 23 |  | 11110 ELECTRIC JUNCTION | WOLFS | 138 | 138 | WP | 0.25 | 0 | 0 | 2156 ACSR | 0 | 0 | 0 | 0 | 0 | 0 | 0 | 0 | 0 | 0 | 0 | 0 | 0 | 0 | 0 | 0 | 0 | 0 | 0 | 0 | 0 | 0 | 0 | 12 | 1
NO |  | 32 | 2016 | 16 | 24 | 24 |  | 11110 TAP | NAPERVILLE | 138 | 138 | SP | 0.06 | 1.27 | 0 | 1113 ACSR | 0 | 0 | 0 | 0 | 0 | 0 | 0 | 0 | 0 | 0 | 0 | 0 | 0 | 0 | 0 | 0 | 0 | 0 | 0 | 0 | 0 | 0 | 0 | 12 | 1
NO |  | 32 | 2016 | 16 | 25 | 25 |  | 11110 TAP | NAPERVILLE | 138 | 138 | WH | 0.05 | 0 | 0 | 1113 ACSR | 0 | 0 | 0 | 0 | 0 | 0 | 0 | 0 | 0 | 0 | 0 | 0 | 0 | 0 | 0 | 0 | 0 | 0 | 0 | 0 | 0 | 0 | 0 | 12 | 1
NO |  | 32 | 2016 | 16 | 26 | 26 |  | 11301WATERMAN | SANDWICH | 138 | 138 | SP | 0.77 | 0.48 | 1 | 1113 ACSR | 0 | 0 | 0 | 0 | 0 | 0 | 0 | 0 | 0 | 0 | 0 | 0 | 0 | 0 | 0 | 0 | 0 | 0 | 0 | 0 | 0 | 0 | 0 | 12 | 1
NO |  | 32 | 2016 | 16 | 27 | 27 |  | 11301WATERMAN | SANDWICH | 138 | 138 | WP | 14.28 | 0 | 0 | 2-556.5,1113 ACSR | 0 | 0 | 0 | 0 | 0 | 0 | 0 | 0 | 0 | 0 | 0 | 0 | 0 | 0 | 0 | 0 | 0 | 0 | 0 | 0 | 0 | 0 | 0 | 12 | 1
NO |  | 32 | 2016 | 16 | 28 | 28 |  | 11301 TAP | ROW BREAKER AT SANDWICH | 138 | 138 | SP | 0.01 | 0 | 0 | 1113 ACSR | 0 | 0 | 0 | 0 | 0 | 0 | 0 | 0 | 0 | 0 | 0 | 0 | 0 | 0 | 0 | 0 | 0 | 0 | 0 | 0 | 0 | 0 | 0 | 12 | 1
NO |  | 32 | 2016 | 16 | 29 | 29 |  | 11323 WATERMAN | HAUMESSER ROAD | 138 | 138 | SP | 5.46 | 0 | 1 | 664.8 ACSS/TW, 11 | 0 | 0 | 0 | 0 | 0 | 0 | 0 | 0 | 0 | 0 | 0 | 0 | 0 | 0 | 0 | 0 | 0 | 0 | 0 | 0 | 0 | 0 | 0 | 12 | 1
NO |  | 32 | 2016 | 16 | 30 | 30 |  | 11323 TAP | GLIDDEN | 138 | 138 | SP | 8.86 | 0 | 0 | 2-556.4, 2156ACSR | 0 | 0 | 0 | 0 | 0 | 0 | 0 | 0 | 0 | 0 | 0 | 0 | 0 | 0 | 0 | 0 | 0 | 0 | 0 | 0 | 0 | 0 | 0 | 12 | 1
NO |  | 32 | 2016 | 16 | 31 | 31 |  | 11413 NORTHWEST | CLYBOURN-CROSBY | 138 | 138 | SP | 0.02 | 0.09 | 1 | 1113 ACSR | 0 | 0 | 0 | 0 | 0 | 0 | 0 | 0 | 0 | 0 | 0 | 0 | 0 | 0 | 0 | 0 | 0 | 0 | 0 | 0 | 0 | 0 | 0 | 12 | 1
NO |  | 32 | 2016 | 16 | 32 | 32 |  | 11416 NORTHWEST | SKOKIE 88 | 138 | 138 | ST | 1.68 | 1.89 | 1 | 750 CU / 1113 ACS | 0 | 0 | 0 | 0 | 0 | 0 | 0 | 0 | 0 | 0 | 0 | 0 | 0 | 0 | 0 | 0 | 0 | 0 | 0 | 0 | 0 | 0 | 0 | 12 | 1
NO |  | 32 | 2016 | 16 | 33 | 33 |  | 11416 NORTHWEST | SKOKIE 88 | 138 | 138 | WP | 0.06 | 0 | 0 | 1113 ACSR | 0 | 0 | 0 | 0 | 0 | 0 | 0 | 0 | 0 | 0 | 0 | 0 | 0 | 0 | 0 | 0 | 0 | 0 | 0 | 0 | 0 | 0 | 0 | 12 | 1
NO |  | 32 | 2016 | 16 | 34 | 34 |  | 11418 NORTHWEST | CROSBY | 138 | 138 | SP | 0.05 | 0.09 | 1 | 266.8 ACSR | 0 | 0 | 0 | 0 | 0 | 0 | 0 | 0 | 0 | 0 | 0 | 0 | 0 | 0 | 0 | 0 | 0 | 0 | 0 | 0 | 0 | 0 | 0 | 12 | 1
NO |  | 32 | 2016 | 16 | 35 | 35 |  | 11603 GOODINGS GROVE | CRESTWOOD | 138 | 138 | ST | 11.32 | 0 | 1 | 1113 ACSR | 0 | 0 | 0 | 0 | 0 | 0 | 0 | 0 | 0 | 0 | 0 | 0 | 0 | 0 | 0 | 0 | 0 | 0 | 0 | 0 | 0 | 0 | 0 | 12 | 1
NO |  | 32 | 2016 | 17 | 1 | 1 |  | 11603 GOODINGS GROVE | CRESTWOOD | 138 | 138 | SP | 0.05 | 0 | 0 | 1113 ACSR | 0 | 0 | 0 | 0 | 0 | 0 | 0 | 0 | 0 | 0 | 0 | 0 | 0 | 0 | 0 | 0 | 0 | 0 | 0 | 0 | 0 | 0 | 0 | 12 | 1
NO |  | 32 | 2016 | 17 | 2 | 2 |  | 11603 GOODINGS GROVE | CRESTWOOD | 138 | 138 | WP | 0.16 | 0 | 0 | 1113 ACSR | 0 | 0 | 0 | 0 | 0 | 0 | 0 | 0 | 0 | 0 | 0 | 0 | 0 | 0 | 0 | 0 | 0 | 0 | 0 | 0 | 0 | 0 | 0 | 12 | 1
NO |  | 32 | 2016 | 17 | 3 | 3 |  | 11605 GOODINGS GROVE | BEDFORD PARK | 138 | 138 | ST | 18.45 | 0 | 1 | 900,1113 ACSR | 0 | 0 | 0 | 0 | 0 | 0 | 0 | 0 | 0 | 0 | 0 | 0 | 0 | 0 | 0 | 0 | 0 | 0 | 0 | 0 | 0 | 0 | 0 | 12 | 1
NO |  | 32 | 2016 | 17 | 4 | 4 |  | 11606 GOODINGS GROVE | BEDFORD PARK | 138 | 138 | ST | 0.71 | 17.77 | 1 | 900 ACSR | 0 | 0 | 0 | 0 | 0 | 0 | 0 | 0 | 0 | 0 | 0 | 0 | 0 | 0 | 0 | 0 | 0 | 0 | 0 | 0 | 0 | 0 | 0 | 12 | 1
NO |  | 32 | 2016 | 17 | 5 | 5 |  | 11609 GOODINGS GROVE | CRESTWOOD | 138 | 138 | ST | 0.66 | 10.53 | 1 | 1113 ACSR | 0 | 0 | 0 | 0 | 0 | 0 | 0 | 0 | 0 | 0 | 0 | 0 | 0 | 0 | 0 | 0 | 0 | 0 | 0 | 0 | 0 | 0 | 0 | 12 | 1
NO |  | 32 | 2016 | 17 | 6 | 6 |  | 11609 GOODINGS GROVE | CRESTWOOD | 138 | 138 | SP | 0.24 | 0 | 0 | 1113 ACSR | 0 | 0 | 0 | 0 | 0 | 0 | 0 | 0 | 0 | 0 | 0 | 0 | 0 | 0 | 0 | 0 | 0 | 0 | 0 | 0 | 0 | 0 | 0 | 12 | 1
NO |  | 32 | 2016 | 17 | 7 | 7 |  | 11609 GOODINGS GROVE | CRESTWOOD | 138 | 138 | WP | 0.04 | 0 | 0 | 1113 ACSR | 0 | 0 | 0 | 0 | 0 | 0 | 0 | 0 | 0 | 0 | 0 | 0 | 0 | 0 | 0 | 0 | 0 | 0 | 0 | 0 | 0 | 0 | 0 | 12 | 1
NO |  | 32 | 2016 | 17 | 8 | 8 |  | 11701 PROSPECT HTS | DES PLAINES 46 | 138 | 138 | SP | 0.3 | 3.9 | 1 | 1113 ACSR | 0 | 0 | 0 | 0 | 0 | 0 | 0 | 0 | 0 | 0 | 0 | 0 | 0 | 0 | 0 | 0 | 0 | 0 | 0 | 0 | 0 | 0 | 0 | 12 | 1
NO |  | 32 | 2016 | 17 | 9 | 9 |  | 11701 PROSPECT HTS | DES PLAINES 46 | 138 | 138 | ST | 0.23 | 0.35 | 0 | 1113 ACSR | 0 | 0 | 0 | 0 | 0 | 0 | 0 | 0 | 0 | 0 | 0 | 0 | 0 | 0 | 0 | 0 | 0 | 0 | 0 | 0 | 0 | 0 | 0 | 12 | 1
NO |  | 32 | 2016 | 17 | 10 | 10 |  | 11701 PROSPECT HTS | DES PLAINES 46 | 138 | 138 | WH | 0.11 | 0 | 0 | 1113 ACSR | 0 | 0 | 0 | 0 | 0 | 0 | 0 | 0 | 0 | 0 | 0 | 0 | 0 | 0 | 0 | 0 | 0 | 0 | 0 | 0 | 0 | 0 | 0 | 12 | 1
NO |  | 32 | 2016 | 17 | 11 | 11 |  | 11702 PROSPECT HTS | DES PLAINES 46 | 138 | 138 | SP | 0.25 | 0.35 | 1 | 1113 ACSR | 0 | 0 | 0 | 0 | 0 | 0 | 0 | 0 | 0 | 0 | 0 | 0 | 0 | 0 | 0 | 0 | 0 | 0 | 0 | 0 | 0 | 0 | 0 | 12 | 1
NO |  | 32 | 2016 | 17 | 12 | 12 |  | 11702 PROSPECT HTS | DES PLAINES 46 | 138 | 138 | ST | 0.63 | 3.66 | 0 | 1113 ACSR | 0 | 0 | 0 | 0 | 0 | 0 | 0 | 0 | 0 | 0 | 0 | 0 | 0 | 0 | 0 | 0 | 0 | 0 | 0 | 0 | 0 | 0 | 0 | 12 | 1
NO |  | 32 | 2016 | 17 | 13 | 13 |  | 11702 PROSPECT HTS | DES PLAINES 46 | 138 | 138 | WH | 0.09 | 0 | 0 | 1113 ACSR | 0 | 0 | 0 | 0 | 0 | 0 | 0 | 0 | 0 | 0 | 0 | 0 | 0 | 0 | 0 | 0 | 0 | 0 | 0 | 0 | 0 | 0 | 0 | 12 | 1
NO |  | 32 | 2016 | 17 | 14 | 14 |  | 11704 PROSPECT HEIGHTS | APTAKISIC | 138 | 138 | ST | 0.13 | 5.35 | 1 | 1113 ACSR | 0 | 0 | 0 | 0 | 0 | 0 | 0 | 0 | 0 | 0 | 0 | 0 | 0 | 0 | 0 | 0 | 0 | 0 | 0 | 0 | 0 | 0 | 0 | 12 | 1
NO |  | 32 | 2016 | 17 | 15 | 15 |  | 11704 PROSPECT HEIGHTS | APTAKISIC | 138 | 138 | SP | 0.22 | 0 | 0 | 1113 ACSR | 0 | 0 | 0 | 0 | 0 | 0 | 0 | 0 | 0 | 0 | 0 | 0 | 0 | 0 | 0 | 0 | 0 | 0 | 0 | 0 | 0 | 0 | 0 | 12 | 1
NO |  | 32 | 2016 | 17 | 16 | 16 |  | 11708 PROSPECT HEIGHTS | APTAKISIC | 138 | 138 | ST | 0.3 | 5.21 | 1 | 1113 ACSR | 0 | 0 | 0 | 0 | 0 | 0 | 0 | 0 | 0 | 0 | 0 | 0 | 0 | 0 | 0 | 0 | 0 | 0 | 0 | 0 | 0 | 0 | 0 | 12 | 1
NO |  | 32 | 2016 | 17 | 17 | 17 |  | 11708 PROSPECT HEIGHTS | APTAKISIC | 138 | 138 | SP | 0.1 | 0.03 | 0 | 266.8, 636, 1113A | 0 | 0 | 0 | 0 | 0 | 0 | 0 | 0 | 0 | 0 | 0 | 0 | 0 | 0 | 0 | 0 | 0 | 0 | 0 | 0 | 0 | 0 | 0 | 12 | 1
NO |  | 32 | 2016 | 17 | 18 | 18 |  | 11902 LANCASTER | MARYLAND | 138 | 138 | SP | 15.78 | 4.13 | 1 | 1113 ACSR | 0 | 0 | 0 | 0 | 0 | 0 | 0 | 0 | 0 | 0 | 0 | 0 | 0 | 0 | 0 | 0 | 0 | 0 | 0 | 0 | 0 | 0 | 0 | 12 | 1
NO |  | 32 | 2016 | 17 | 19 | 19 |  | 11902 LANCASTER | MARYLAND | 138 | 138 | ST | 1.25 | 0.69 | 0 | 1113 ACSR | 0 | 0 | 0 | 0 | 0 | 0 | 0 | 0 | 0 | 0 | 0 | 0 | 0 | 0 | 0 | 0 | 0 | 0 | 0 | 0 | 0 | 0 | 0 | 12 | 1
NO |  | 32 | 2016 | 17 | 20 | 20 |  | 11902 LANCASTER | MARYLAND | 138 | 138 | WP | 0.1 | 1.01 | 0 | 1113 ACSR, 636ACS | 0 | 0 | 0 | 0 | 0 | 0 | 0 | 0 | 0 | 0 | 0 | 0 | 0 | 0 | 0 | 0 | 0 | 0 | 0 | 0 | 0 | 0 | 0 | 12 | 1
NO |  | 32 | 2016 | 17 | 21 | 21 |  | 11904 LANCASTER | ECOGROVE WIND FARM | 138 | 138 | SP | 0.47 | 0 | 1 | 636, 1113 ACSR | 0 | 0 | 0 | 0 | 0 | 0 | 0 | 0 | 0 | 0 | 0 | 0 | 0 | 0 | 0 | 0 | 0 | 0 | 0 | 0 | 0 | 0 | 0 | 12 | 1
NO |  | 32 | 2016 | 17 | 22 | 22 |  | 11904 LANCASTER | ECOGROVE WIND FARM | 138 | 138 | WP | 4.39 | 0 | 0 | 636, 1113 ACSR | 0 | 0 | 0 | 0 | 0 | 0 | 0 | 0 | 0 | 0 | 0 | 0 | 0 | 0 | 0 | 0 | 0 | 0 | 0 | 0 | 0 | 0 | 0 | 12 | 1
NO |  | 32 | 2016 | 17 | 23 | 23 |  | 11904 LANCASTER | ECOGROVE WIND FARM | 138 | 138 | ST | 2.24 | 0 | 0 | 636 ACSR | 0 | 0 | 0 | 0 | 0 | 0 | 0 | 0 | 0 | 0 | 0 | 0 | 0 | 0 | 0 | 0 | 0 | 0 | 0 | 0 | 0 | 0 | 0 | 12 | 1
NO |  | 32 | 2016 | 17 | 24 | 24 |  | 11904 TAP | FREEPORT | 138 | 138 | ST | 1.13 | 0 | 0 | 266.8, 636, 1113A | 0 | 0 | 0 | 0 | 0 | 0 | 0 | 0 | 0 | 0 | 0 | 0 | 0 | 0 | 0 | 0 | 0 | 0 | 0 | 0 | 0 | 0 | 0 | 12 | 1
NO |  | 32 | 2016 | 17 | 25 | 25 |  | 12007 LOMBARD | ELMHURST | 138 | 138 | ST | 8.14 | 0 | 1 | 1113 ACSR | 0 | 0 | 0 | 0 | 0 | 0 | 0 | 0 | 0 | 0 | 0 | 0 | 0 | 0 | 0 | 0 | 0 | 0 | 0 | 0 | 0 | 0 | 0 | 12 | 1
NO |  | 32 | 2016 | 17 | 26 | 26 |  | 12007 LOMBARD | ELMHURST | 138 | 138 | WP | 0.06 | 0 | 0 | 1113 ACSR | 0 | 0 | 0 | 0 | 0 | 0 | 0 | 0 | 0 | 0 | 0 | 0 | 0 | 0 | 0 | 0 | 0 | 0 | 0 | 0 | 0 | 0 | 0 | 12 | 1
NO |  | 32 | 2016 | 17 | 27 | 27 |  | 12008 LOMBARD | ELMHURST | 138 | 138 | ST | 0.1 | 8.09 | 1 | 900,1113 ACSR | 0 | 0 | 0 | 0 | 0 | 0 | 0 | 0 | 0 | 0 | 0 | 0 | 0 | 0 | 0 | 0 | 0 | 0 | 0 | 0 | 0 | 0 | 0 | 12 | 1
NO |  | 32 | 2016 | 17 | 28 | 28 |  | 12008 LOMBARD | ELMHURST | 138 | 138 | SP | 0.11 | 0 | 0 | 1113 ACSR | 0 | 0 | 0 | 0 | 0 | 0 | 0 | 0 | 0 | 0 | 0 | 0 | 0 | 0 | 0 | 0 | 0 | 0 | 0 | 0 | 0 | 0 | 0 | 12 | 1
NO |  | 32 | 2016 | 17 | 29 | 29 |  | 12015 LOMBARD | ITASCA | 138 | 138 | ST | 8.12 | 0 | 1 | 1113 ACSR | 0 | 0 | 0 | 0 | 0 | 0 | 0 | 0 | 0 | 0 | 0 | 0 | 0 | 0 | 0 | 0 | 0 | 0 | 0 | 0 | 0 | 0 | 0 | 12 | 1
NO |  | 32 | 2016 | 17 | 30 | 30 |  | 12015 LOMBARD | ITASCA | 138 | 138 | SP | 0.09 | 0 | 0 | 1113 ACSR | 0 | 0 | 0 | 0 | 0 | 0 | 0 | 0 | 0 | 0 | 0 | 0 | 0 | 0 | 0 | 0 | 0 | 0 | 0 | 0 | 0 | 0 | 0 | 12 | 1
NO |  | 32 | 2016 | 17 | 31 | 31 |  | 12016 LOMBARD | ITASCA | 138 | 138 | ST | 0.58 | 7.45 | 1 | 1113 ACSR | 0 | 0 | 0 | 0 | 0 | 0 | 0 | 0 | 0 | 0 | 0 | 0 | 0 | 0 | 0 | 0 | 0 | 0 | 0 | 0 | 0 | 0 | 0 | 12 | 1
NO |  | 32 | 2016 | 17 | 32 | 32 |  | 12016 LOMBARD | ITASCA | 138 | 138 | SP | 0.1 | 0 | 0 | 1113 ACSR | 0 | 0 | 0 | 0 | 0 | 0 | 0 | 0 | 0 | 0 | 0 | 0 | 0 | 0 | 0 | 0 | 0 | 0 | 0 | 0 | 0 | 0 | 0 | 12 | 1
NO |  | 32 | 2016 | 17 | 33 | 33 |  | 12016 LOMBARD | ITASCA | 138 | 138 | WH | 0.29 | 0 | 0 | 1113 ACSR | 0 | 0 | 0 | 0 | 0 | 0 | 0 | 0 | 0 | 0 | 0 | 0 | 0 | 0 | 0 | 0 | 0 | 0 | 0 | 0 | 0 | 0 | 0 | 12 | 1
NO |  | 32 | 2016 | 17 | 34 | 34 |  | 12204 BELVEDERE | PLEASANT VALLEY | 138 | 138 | ST | 22.72 | 0 | 1 | 1113 ACSR, 664.8A | 0 | 0 | 0 | 0 | 0 | 0 | 0 | 0 | 0 | 0 | 0 | 0 | 0 | 0 | 0 | 0 | 0 | 0 | 0 | 0 | 0 | 0 | 0 | 12 | 1
NO |  | 32 | 2016 | 17 | 35 | 35 |  | 12204 BELVEDERE | PLEASANT VALLEY | 138 | 138 | SP | 0.63 | 0 | 0 | 664.8ACSS/TW | 0 | 0 | 0 | 0 | 0 | 0 | 0 | 0 | 0 | 0 | 0 | 0 | 0 | 0 | 0 | 0 | 0 | 0 | 0 | 0 | 0 | 0 | 0 | 12 | 1
NO |  | 32 | 2016 | 18 | 1 | 1 |  | 12204 TAP | MARENGO | 138 | 138 | WP | 1.17 | 0 | 0 | 477, 1113 ACSR, 6 | 0 | 0 | 0 | 0 | 0 | 0 | 0 | 0 | 0 | 0 | 0 | 0 | 0 | 0 | 0 | 0 | 0 | 0 | 0 | 0 | 0 | 0 | 0 | 12 | 1
NO |  | 32 | 2016 | 18 | 2 | 2 |  | 12205 BELVIDERE | WOODSTOCK | 138 | 138 | ST | 0.21 | 21.22 | 1 | 1113 ACSR,664.8AC | 0 | 0 | 0 | 0 | 0 | 0 | 0 | 0 | 0 | 0 | 0 | 0 | 0 | 0 | 0 | 0 | 0 | 0 | 0 | 0 | 0 | 0 | 0 | 12 | 1
NO |  | 32 | 2016 | 18 | 3 | 3 |  | 12205 BELVIDERE | WOODSTOCK | 138 | 138 | SP | 2.71 | 0 | 0 | 2-556.5 ACSR,1113 | 0 | 0 | 0 | 0 | 0 | 0 | 0 | 0 | 0 | 0 | 0 | 0 | 0 | 0 | 0 | 0 | 0 | 0 | 0 | 0 | 0 | 0 | 0 | 12 | 1
NO |  | 32 | 2016 | 18 | 4 | 4 |  | 12205 TAP | MARENGO | 138 | 138 | WH | 1.22 | 0 | 0 | 477 ACSR | 0 | 0 | 0 | 0 | 0 | 0 | 0 | 0 | 0 | 0 | 0 | 0 | 0 | 0 | 0 | 0 | 0 | 0 | 0 | 0 | 0 | 0 | 0 | 12 | 1
NO |  | 32 | 2016 | 18 | 5 | 5 |  | 12411 MARYLAND | DIXON | 138 | 138 | ST | 1.45 | 0 | 1 | 3/0 CO | 0 | 0 | 0 | 0 | 0 | 0 | 0 | 0 | 0 | 0 | 0 | 0 | 0 | 0 | 0 | 0 | 0 | 0 | 0 | 0 | 0 | 0 | 0 | 12 | 1
NO |  | 32 | 2016 | 18 | 6 | 6 |  | 12411 MARYLAND | DIXON | 138 | 138 | SP | 11.5 | 0 | 0 | 1113 ACSR | 0 | 0 | 0 | 0 | 0 | 0 | 0 | 0 | 0 | 0 | 0 | 0 | 0 | 0 | 0 | 0 | 0 | 0 | 0 | 0 | 0 | 0 | 0 | 12 | 1
NO |  | 32 | 2016 | 18 | 7 | 7 |  | 12411 MARYLAND | DIXON | 138 | 138 | WH | 2.73 | 0 | 0 | 3/0 CO | 0 | 0 | 0 | 0 | 0 | 0 | 0 | 0 | 0 | 0 | 0 | 0 | 0 | 0 | 0 | 0 | 0 | 0 | 0 | 0 | 0 | 0 | 0 | 12 | 1
NO |  | 32 | 2016 | 18 | 8 | 8 |  | 12411 TAP | STERLING | 138 | 138 | SP | 14.38 | 0 | 0 | 1113 ACS | 0 | 0 | 0 | 0 | 0 | 0 | 0 | 0 | 0 | 0 | 0 | 0 | 0 | 0 | 0 | 0 | 0 | 0 | 0 | 0 | 0 | 0 | 0 | 12 | 1
NO |  | 32 | 2016 | 18 | 9 | 9 |  | 13219 GARDEN PLAIN | I.S.P.C.O. | 138 | 138 | WP | 4.52 | 0 | 1 | 477 ACSR | 0 | 0 | 0 | 0 | 0 | 0 | 0 | 0 | 0 | 0 | 0 | 0 | 0 | 0 | 0 | 0 | 0 | 0 | 0 | 0 | 0 | 0 | 0 | 12 | 1
NO |  | 32 | 2016 | 18 | 10 | 10 |  | 13304 ROCK FALLS | AMEREN KEEMIN | 138 | 138 | ST | 25.35 | 0 | 1 | 477 ACSR | 0 | 0 | 0 | 0 | 0 | 0 | 0 | 0 | 0 | 0 | 0 | 0 | 0 | 0 | 0 | 0 | 0 | 0 | 0 | 0 | 0 | 0 | 0 | 12 | 1
NO |  | 32 | 2016 | 18 | 11 | 11 |  | 13304 ROCK FALLS | AMEREN KEEMIN | 138 | 138 | SP | 0.15 | 0 | 0 | 2-556.5, 2156ACSR | 0 | 0 | 0 | 0 | 0 | 0 | 0 | 0 | 0 | 0 | 0 | 0 | 0 | 0 | 0 | 0 | 0 | 0 | 0 | 0 | 0 | 0 | 0 | 12 | 1
NO |  | 32 | 2016 | 18 | 12 | 12 |  | 13304 ROCK FALLS | AMEREN KEEMIN | 138 | 138 | WH | 10.52 | 0 | 0 | 477 ACSR | 0 | 0 | 0 | 0 | 0 | 0 | 0 | 0 | 0 | 0 | 0 | 0 | 0 | 0 | 0 | 0 | 0 | 0 | 0 | 0 | 0 | 0 | 0 | 12 | 1
NO |  | 32 | 2016 | 18 | 13 | 13 |  | 13501 ELMHURST | BELLWOOD | 138 | 138 | ST | 0.19 | 5.31 | 1 | 900,1113 ACSR | 0 | 0 | 0 | 0 | 0 | 0 | 0 | 0 | 0 | 0 | 0 | 0 | 0 | 0 | 0 | 0 | 0 | 0 | 0 | 0 | 0 | 0 | 0 | 12 | 1
NO |  | 32 | 2016 | 18 | 14 | 14 |  | 13501 ELMHURST | BELLWOOD | 138 | 138 | SP | 0.07 | 0 | 0 | 900,1113 ACSR | 0 | 0 | 0 | 0 | 0 | 0 | 0 | 0 | 0 | 0 | 0 | 0 | 0 | 0 | 0 | 0 | 0 | 0 | 0 | 0 | 0 | 0 | 0 | 12 | 1
NO |  | 32 | 2016 | 18 | 15 | 15 |  | 13501 ELMHURST | BELLWOOD | 138 | 138 | WP | 0.07 | 0 | 0 | 900,1113 ACSR | 0 | 0 | 0 | 0 | 0 | 0 | 0 | 0 | 0 | 0 | 0 | 0 | 0 | 0 | 0 | 0 | 0 | 0 | 0 | 0 | 0 | 0 | 0 | 12 | 1
NO |  | 32 | 2016 | 18 | 16 | 16 |  | 13502 ELMHURST | BELLWOOD | 138 | 138 | ST | 0.15 | 5.29 | 1 | 900,1113 ACSR | 0 | 0 | 0 | 0 | 0 | 0 | 0 | 0 | 0 | 0 | 0 | 0 | 0 | 0 | 0 | 0 | 0 | 0 | 0 | 0 | 0 | 0 | 0 | 12 | 1
NO |  | 32 | 2016 | 18 | 17 | 17 |  | 13502 ELMHURST | BELLWOOD | 138 | 138 | SP | 0.11 | 0 | 0 | 900,1113 ACSR | 0 | 0 | 0 | 0 | 0 | 0 | 0 | 0 | 0 | 0 | 0 | 0 | 0 | 0 | 0 | 0 | 0 | 0 | 0 | 0 | 0 | 0 | 0 | 12 | 1
NO |  | 32 | 2016 | 18 | 18 | 18 |  | 13502 ELMHURST | BELLWOOD | 138 | 138 | WP | 0.05 | 0 | 0 | 900,1113 ACSR | 0 | 0 | 0 | 0 | 0 | 0 | 0 | 0 | 0 | 0 | 0 | 0 | 0 | 0 | 0 | 0 | 0 | 0 | 0 | 0 | 0 | 0 | 0 | 12 | 1
NO |  | 32 | 2016 | 18 | 19 | 19 |  | 13503 ELMHURST | NORTHLAKE | 138 | 138 | ST | 0.3 | 0.42 | 1 | 900,1113 ACSR | 0 | 0 | 0 | 0 | 0 | 0 | 0 | 0 | 0 | 0 | 0 | 0 | 0 | 0 | 0 | 0 | 0 | 0 | 0 | 0 | 0 | 0 | 0 | 12 | 1
NO |  | 32 | 2016 | 18 | 20 | 20 |  | 13503 ELMHURST | NORTHLAKE | 138 | 138 | WP | 0.16 | 0 | 0 | 900 ACSR | 0 | 0 | 0 | 0 | 0 | 0 | 0 | 0 | 0 | 0 | 0 | 0 | 0 | 0 | 0 | 0 | 0 | 0 | 0 | 0 | 0 | 0 | 0 | 12 | 1
NO |  | 32 | 2016 | 18 | 21 | 21 |  | 13504 ELMHURST | FRANKLIN PARK | 138 | 138 | ST | 0.13 | 0.4 | 1 | 1113 ACSR | 0 | 0 | 0 | 0 | 0 | 0 | 0 | 0 | 0 | 0 | 0 | 0 | 0 | 0 | 0 | 0 | 0 | 0 | 0 | 0 | 0 | 0 | 0 | 12 | 1
NO |  | 32 | 2016 | 18 | 22 | 22 |  | 13504 ELMHURST | FRANKLIN PARK | 138 | 138 | SP | 1.77 | 0.14 | 0 | 1113 ACSR | 0 | 0 | 0 | 0 | 0 | 0 | 0 | 0 | 0 | 0 | 0 | 0 | 0 | 0 | 0 | 0 | 0 | 0 | 0 | 0 | 0 | 0 | 0 | 12 | 1
NO |  | 32 | 2016 | 18 | 23 | 23 |  | 13504 ELMHURST | FRANKLIN PARK | 138 | 138 | WP | 0.12 | 0 | 0 | 1113 ACSR | 0 | 0 | 0 | 0 | 0 | 0 | 0 | 0 | 0 | 0 | 0 | 0 | 0 | 0 | 0 | 0 | 0 | 0 | 0 | 0 | 0 | 0 | 0 | 12 | 1
NO |  | 32 | 2016 | 18 | 24 | 24 |  | 13510 ELMHURST | FRANKLIN PARK | 138 | 138 | ST | 0.1 | 0.46 | 1 | 900,1113 ACSR | 0 | 0 | 0 | 0 | 0 | 0 | 0 | 0 | 0 | 0 | 0 | 0 | 0 | 0 | 0 | 0 | 0 | 0 | 0 | 0 | 0 | 0 | 0 | 12 | 1
NO |  | 32 | 2016 | 18 | 25 | 25 |  | 13510 ELMHURST | FRANKLIN PARK | 138 | 138 | SP | 0.03 | 1.77 | 0 | 1113 ACSR | 0 | 0 | 0 | 0 | 0 | 0 | 0 | 0 | 0 | 0 | 0 | 0 | 0 | 0 | 0 | 0 | 0 | 0 | 0 | 0 | 0 | 0 | 0 | 12 | 1
NO |  | 32 | 2016 | 18 | 26 | 26 |  | 13510 ELMHURST | FRANKLIN PARK | 138 | 138 | WP | 0.22 | 0 | 0 | 1113 ACSR | 0 | 0 | 0 | 0 | 0 | 0 | 0 | 0 | 0 | 0 | 0 | 0 | 0 | 0 | 0 | 0 | 0 | 0 | 0 | 0 | 0 | 0 | 0 | 12 | 1
NO |  | 32 | 2016 | 18 | 27 | 27 |  | 13803 STATE LINE | NIPSCO | 138 | 138 | ST | 0.19 | 0.14 | 1 | 900,1113 ACSR | 0 | 0 | 0 | 0 | 0 | 0 | 0 | 0 | 0 | 0 | 0 | 0 | 0 | 0 | 0 | 0 | 0 | 0 | 0 | 0 | 0 | 0 | 0 | 12 | 1
NO |  | 32 | 2016 | 18 | 28 | 28 |  | 13805 SILVER LAKE | SW TIE L-18513 | 138 | 138 | ST | 0.23 | 4 | 1 | 1113,2156 ACSR | 0 | 0 | 0 | 0 | 0 | 0 | 0 | 0 | 0 | 0 | 0 | 0 | 0 | 0 | 0 | 0 | 0 | 0 | 0 | 0 | 0 | 0 | 0 | 12 | 1
NO |  | 32 | 2016 | 18 | 29 | 29 |  | 13805 SILVER LAKE | SW TIE L-18513 | 138 | 138 | SP | 0.32 | 7.01 | 0 | 1277.2 ACSR | 0 | 0 | 0 | 0 | 0 | 0 | 0 | 0 | 0 | 0 | 0 | 0 | 0 | 0 | 0 | 0 | 0 | 0 | 0 | 0 | 0 | 0 | 0 | 12 | 1
NO |  | 32 | 2016 | 18 | 30 | 30 |  | 13805 SILVER LAKE | SW TIE L-18513 | 138 | 138 | WP | 0.11 | 0 | 0 | 1113 ACSR | 0 | 0 | 0 | 0 | 0 | 0 | 0 | 0 | 0 | 0 | 0 | 0 | 0 | 0 | 0 | 0 | 0 | 0 | 0 | 0 | 0 | 0 | 0 | 12 | 1
NO |  | 32 | 2016 | 18 | 31 | 31 |  | 13805 SILVER LAKE | SW TIE L-18513 | 138 | 138 | WH | 0.22 | 0 | 0 | 1113 ACSR | 0 | 0 | 0 | 0 | 0 | 0 | 0 | 0 | 0 | 0 | 0 | 0 | 0 | 0 | 0 | 0 | 0 | 0 | 0 | 0 | 0 | 0 | 0 | 12 | 1
NO |  | 32 | 2016 | 18 | 32 | 32 |  | 13806 SILVER LAKE | SW TIE L-18512 | 138 | 138 | ST | 0.21 | 3.91 | 1 | 1277.2 ACAR, 477, | 0 | 0 | 0 | 0 | 0 | 0 | 0 | 0 | 0 | 0 | 0 | 0 | 0 | 0 | 0 | 0 | 0 | 0 | 0 | 0 | 0 | 0 | 0 | 12 | 1
NO |  | 32 | 2016 | 18 | 33 | 33 |  | 13806 SILVER LAKE | SW TIE L-18512 | 138 | 138 | SP | 0.36 | 7.05 | 0 | 1277.2 ACAR | 0 | 0 | 0 | 0 | 0 | 0 | 0 | 0 | 0 | 0 | 0 | 0 | 0 | 0 | 0 | 0 | 0 | 0 | 0 | 0 | 0 | 0 | 0 | 12 | 1
NO |  | 32 | 2016 | 18 | 34 | 34 |  | 13806 SILVER LAKE | SW TIE L-18513 | 138 | 138 | WP | 0.18 | 0 | 0 | 477,1113 ACSR | 0 | 0 | 0 | 0 | 0 | 0 | 0 | 0 | 0 | 0 | 0 | 0 | 0 | 0 | 0 | 0 | 0 | 0 | 0 | 0 | 0 | 0 | 0 | 12 | 1
NO |  | 32 | 2016 | 18 | 35 | 35 |  | 13806 SILVER LAKE | SW TIE L-18513 | 138 | 138 | WH | 0 | 0.22 | 0 | 477,1113 ACSR | 0 | 0 | 0 | 0 | 0 | 0 | 0 | 0 | 0 | 0 | 0 | 0 | 0 | 0 | 0 | 0 | 0 | 0 | 0 | 0 | 0 | 0 | 0 | 12 | 1
NO |  | 32 | 2016 | 19 | 1 | 1 |  | 13808 SILVER LAKE | CRYSTAL LAKE | 138 | 138 | ST | 0.09 | 2.58 | 1 | 1113 ACSR | 0 | 0 | 0 | 0 | 0 | 0 | 0 | 0 | 0 | 0 | 0 | 0 | 0 | 0 | 0 | 0 | 0 | 0 | 0 | 0 | 0 | 0 | 0 | 12 | 1
NO |  | 32 | 2016 | 19 | 2 | 2 |  | 13808 SILVER LAKE | CRYSTAL LAKE | 138 | 138 | WP | 0.07 | 0 | 0 | 1113 ACSR | 0 | 0 | 0 | 0 | 0 | 0 | 0 | 0 | 0 | 0 | 0 | 0 | 0 | 0 | 0 | 0 | 0 | 0 | 0 | 0 | 0 | 0 | 0 | 12 | 1
NO |  | 32 | 2016 | 19 | 3 | 3 |  | 13809 SILVER LAKE | PLEASANT VALLEY | 138 | 138 | ST | 2.39 | 7.33 | 1 | 477,1113 ACSR | 0 | 0 | 0 | 0 | 0 | 0 | 0 | 0 | 0 | 0 | 0 | 0 | 0 | 0 | 0 | 0 | 0 | 0 | 0 | 0 | 0 | 0 | 0 | 12 | 1
NO |  | 32 | 2016 | 19 | 4 | 4 |  | 13809 SILVER LAKE | PLEASANT VALLEY | 138 | 138 | SP | 0.14 | 0 | 0 | 1113 ACSR | 0 | 0 | 0 | 0 | 0 | 0 | 0 | 0 | 0 | 0 | 0 | 0 | 0 | 0 | 0 | 0 | 0 | 0 | 0 | 0 | 0 | 0 | 0 | 12 | 1
NO |  | 32 | 2016 | 19 | 5 | 5 |  | 14101 PLEASANT VALLEY | CRYSTAL LAKE | 138 | 138 | ST | 0.01 | 6.77 | 1 | 477,1113 ACSR | 0 | 0 | 0 | 0 | 0 | 0 | 0 | 0 | 0 | 0 | 0 | 0 | 0 | 0 | 0 | 0 | 0 | 0 | 0 | 0 | 0 | 0 | 0 | 12 | 1
NO |  | 32 | 2016 | 19 | 6 | 6 |  | 14101 PLEASANT VALLEY | CRYSTAL LAKE | 138 | 138 | SP | 0.05 | 0.12 | 0 | 477,1113 ACSR | 0 | 0 | 0 | 0 | 0 | 0 | 0 | 0 | 0 | 0 | 0 | 0 | 0 | 0 | 0 | 0 | 0 | 0 | 0 | 0 | 0 | 0 | 0 | 12 | 1
NO |  | 32 | 2016 | 19 | 7 | 7 |  | 14101 PLEASANT VALLEY | CRYSTAL LAKE | 138 | 138 | WP | 0.09 | 0 | 0 | 477,1113 ACSR | 0 | 0 | 0 | 0 | 0 | 0 | 0 | 0 | 0 | 0 | 0 | 0 | 0 | 0 | 0 | 0 | 0 | 0 | 0 | 0 | 0 | 0 | 0 | 12 | 1
NO |  | 32 | 2016 | 19 | 8 | 8 |  | 14101 PLEASANT VALLEY | CRYSTAL LAKE | 138 | 138 | WH | 0.08 | 0 | 0 | 477,1113 ACSR | 0 | 0 | 0 | 0 | 0 | 0 | 0 | 0 | 0 | 0 | 0 | 0 | 0 | 0 | 0 | 0 | 0 | 0 | 0 | 0 | 0 | 0 | 0 | 12 | 1
NO |  | 32 | 2016 | 19 | 9 | 9 |  | 14102 PLEASANT VALLEY | TOLLWAY | 138 | 138 | SP | 26.5 | 0.96 | 1 | 1113 ACSR, 2-556R | 0 | 0 | 0 | 0 | 0 | 0 | 0 | 0 | 0 | 0 | 0 | 0 | 0 | 0 | 0 | 0 | 0 | 0 | 0 | 0 | 0 | 0 | 0 | 12 | 1
NO |  | 32 | 2016 | 19 | 10 | 10 |  | 14103 PLEASANT VALLEY | TOLLWAY | 138 | 138 | SP | 0.26 | 27.2 | 1 | 1113 ACSR, 2-556R | 0 | 0 | 0 | 0 | 0 | 0 | 0 | 0 | 0 | 0 | 0 | 0 | 0 | 0 | 0 | 0 | 0 | 0 | 0 | 0 | 0 | 0 | 0 | 12 | 1
NO |  | 32 | 2016 | 19 | 11 | 11 |  | 14106 PLEASANT VALLEY | WOODSTOCK | 138 | 138 | WP | 3.06 | 0 | 1 | 664.8 ACSS/TW | 0 | 0 | 0 | 0 | 0 | 0 | 0 | 0 | 0 | 0 | 0 | 0 | 0 | 0 | 0 | 0 | 0 | 0 | 0 | 0 | 0 | 0 | 0 | 12 | 1
NO |  | 32 | 2016 | 19 | 12 | 12 |  | 14106 PLEASANT VALLEY | WOODSTOCK | 138 | 138 | ST | 0.16 | 0.51 | 0 | 1113 ACSR, 664.8 | 0 | 0 | 0 | 0 | 0 | 0 | 0 | 0 | 0 | 0 | 0 | 0 | 0 | 0 | 0 | 0 | 0 | 0 | 0 | 0 | 0 | 0 | 0 | 12 | 1
NO |  | 32 | 2016 | 19 | 13 | 13 |  | 14302 WOLFS | PLANO | 138 | 138 | SP | 0 | 0.14 | 1 | 1113 ACSR | 0 | 0 | 0 | 0 | 0 | 0 | 0 | 0 | 0 | 0 | 0 | 0 | 0 | 0 | 0 | 0 | 0 | 0 | 0 | 0 | 0 | 0 | 0 | 12 | 1
NO |  | 32 | 2016 | 19 | 14 | 14 |  | 14302 WOLFS | PLANO | 138 | 138 | WP | 0 | 6.35 | 0 | 477,1113 ACSR,664 | 0 | 0 | 0 | 0 | 0 | 0 | 0 | 0 | 0 | 0 | 0 | 0 | 0 | 0 | 0 | 0 | 0 | 0 | 0 | 0 | 0 | 0 | 0 | 12 | 1
NO |  | 32 | 2016 | 19 | 15 | 15 |  | 14302 WOLFS | PLANO | 138 | 138 | SP | 7 | 0 | 0 | 1113,2156 ACSR | 0 | 0 | 0 | 0 | 0 | 0 | 0 | 0 | 0 | 0 | 0 | 0 | 0 | 0 | 0 | 0 | 0 | 0 | 0 | 0 | 0 | 0 | 0 | 12 | 1
NO |  | 32 | 2016 | 19 | 16 | 16 |  | 14302 TAP | ROW BREAKER AT SANDWICH | 138 | 138 | SP | 0.02 | 0 | 0 | 1113 ACSR | 0 | 0 | 0 | 0 | 0 | 0 | 0 | 0 | 0 | 0 | 0 | 0 | 0 | 0 | 0 | 0 | 0 | 0 | 0 | 0 | 0 | 0 | 0 | 12 | 1
NO |  | 32 | 2016 | 19 | 17 | 17 |  | 14304 WOLFS | PLANO | 138 | 138 | SP | 0.14 | 0 | 1 | 1113ACSR | 0 | 0 | 0 | 0 | 0 | 0 | 0 | 0 | 0 | 0 | 0 | 0 | 0 | 0 | 0 | 0 | 0 | 0 | 0 | 0 | 0 | 0 | 0 | 12 | 1
NO |  | 32 | 2016 | 19 | 18 | 18 |  | 14304 WOLFS | PLANO | 138 | 138 | WP | 6.35 | 0 | 0 | 477,1113 ACSR,664 | 0 | 0 | 0 | 0 | 0 | 0 | 0 | 0 | 0 | 0 | 0 | 0 | 0 | 0 | 0 | 0 | 0 | 0 | 0 | 0 | 0 | 0 | 0 | 12 | 1
NO |  | 32 | 2016 | 19 | 19 | 19 |  | 14304 WOLFS | PLANO | 138 | 138 | SP | 0.21 | 6.79 | 0 | 1113, 2156 ACSR | 0 | 0 | 0 | 0 | 0 | 0 | 0 | 0 | 0 | 0 | 0 | 0 | 0 | 0 | 0 | 0 | 0 | 0 | 0 | 0 | 0 | 0 | 0 | 12 | 1
NO |  | 32 | 2016 | 19 | 20 | 20 |  | 14403 WAYNE | AURORA E.C. | 138 | 138 | ST | 0.01 | 12.04 | 1 | 1113 ACSR | 0 | 0 | 0 | 0 | 0 | 0 | 0 | 0 | 0 | 0 | 0 | 0 | 0 | 0 | 0 | 0 | 0 | 0 | 0 | 0 | 0 | 0 | 0 | 12 | 1
NO |  | 32 | 2016 | 19 | 21 | 21 |  | 14403 WAYNE | AURORA E.C. | 138 | 138 | SP | 0.3 | 0.16 | 0 | 1113 ACSR | 0 | 0 | 0 | 0 | 0 | 0 | 0 | 0 | 0 | 0 | 0 | 0 | 0 | 0 | 0 | 0 | 0 | 0 | 0 | 0 | 0 | 0 | 0 | 12 | 1
NO |  | 32 | 2016 | 19 | 22 | 22 |  | 14403 TAP | BATAVIA SOUTHEAST SUB | 138 | 138 | SP | 0.03 | 0 | 0 | 1113 ACSR | 0 | 0 | 0 | 0 | 0 | 0 | 0 | 0 | 0 | 0 | 0 | 0 | 0 | 0 | 0 | 0 | 0 | 0 | 0 | 0 | 0 | 0 | 0 | 12 | 1
NO |  | 32 | 2016 | 19 | 23 | 23 |  | 14405 WAYNE | AURORA E.C. | 138 | 138 | ST | 0.21 | 11.72 | 1 | 1113 ACSR | 0 | 0 | 0 | 0 | 0 | 0 | 0 | 0 | 0 | 0 | 0 | 0 | 0 | 0 | 0 | 0 | 0 | 0 | 0 | 0 | 0 | 0 | 0 | 12 | 1
NO |  | 32 | 2016 | 19 | 24 | 24 |  | 14405 WAYNE | AURORA E.C. | 138 | 138 | SP | 0.41 | 0.17 | 0 | 1113 ACSR | 0 | 0 | 0 | 0 | 0 | 0 | 0 | 0 | 0 | 0 | 0 | 0 | 0 | 0 | 0 | 0 | 0 | 0 | 0 | 0 | 0 | 0 | 0 | 12 | 1
NO |  | 32 | 2016 | 19 | 25 | 25 |  | 14405 TAP | BATAVIA NORTHEAST SUB | 138 | 138 | SP | 0.05 | 0 | 0 | 1113 ACSR | 0 | 0 | 0 | 0 | 0 | 0 | 0 | 0 | 0 | 0 | 0 | 0 | 0 | 0 | 0 | 0 | 0 | 0 | 0 | 0 | 0 | 0 | 0 | 12 | 1
NO |  | 32 | 2016 | 19 | 26 | 26 |  | 14609 SANDWICH | PLANO | 138 | 138 | SP | 0.12 | 0 | 1 | 1113 ACSR | 0 | 0 | 0 | 0 | 0 | 0 | 0 | 0 | 0 | 0 | 0 | 0 | 0 | 0 | 0 | 0 | 0 | 0 | 0 | 0 | 0 | 0 | 0 | 12 | 1
NO |  | 32 | 2016 | 19 | 27 | 27 |  | 14609 SANDWICH | PLANO | 138 | 138 | WP | 9.58 | 0 | 0 | 1113 ACSR | 0 | 0 | 0 | 0 | 0 | 0 | 0 | 0 | 0 | 0 | 0 | 0 | 0 | 0 | 0 | 0 | 0 | 0 | 0 | 0 | 0 | 0 | 0 | 12 | 1
NO |  | 32 | 2016 | 19 | 28 | 28 |  | 15001 CALUMET | RIVER E.C. | 138 | 138 | SP | 0.3 | 1.86 | 1 | 636,1113 ACSR | 0 | 0 | 0 | 0 | 0 | 0 | 0 | 0 | 0 | 0 | 0 | 0 | 0 | 0 | 0 | 0 | 0 | 0 | 0 | 0 | 0 | 0 | 0 | 12 | 1
NO |  | 32 | 2016 | 19 | 29 | 29 |  | 15001 TAP | FINKL STEEL | 138 | 138 | SP | 2.55 | 0 | 0 | 1113 ACSR | 0 | 0 | 0 | 0 | 0 | 0 | 0 | 0 | 0 | 0 | 0 | 0 | 0 | 0 | 0 | 0 | 0 | 0 | 0 | 0 | 0 | 0 | 0 | 12 | 1
NO |  | 32 | 2016 | 19 | 30 | 30 |  | 15002 CALUMET | RIVER E.C. | 138 | 138 | SP | 0.34 | 1.87 | 1 | 477,1113 ACSR | 0 | 0 | 0 | 0 | 0 | 0 | 0 | 0 | 0 | 0 | 0 | 0 | 0 | 0 | 0 | 0 | 0 | 0 | 0 | 0 | 0 | 0 | 0 | 12 | 1
NO |  | 32 | 2016 | 19 | 31 | 31 |  | 15002 TAP | FINKL STEEL | 138 | 138 | SP | 2.54 | 0 | 0 | 266.8,1113 ACSR | 0 | 0 | 0 | 0 | 0 | 0 | 0 | 0 | 0 | 0 | 0 | 0 | 0 | 0 | 0 | 0 | 0 | 0 | 0 | 0 | 0 | 0 | 0 | 12 | 1
NO |  | 32 | 2016 | 19 | 32 | 32 |  | 15410 LIBERTYVILLE | APTAKISIC | 138 | 138 | ST | 0.25 | 9.21 | 1 | 1113 ACSR | 0 | 0 | 0 | 0 | 0 | 0 | 0 | 0 | 0 | 0 | 0 | 0 | 0 | 0 | 0 | 0 | 0 | 0 | 0 | 0 | 0 | 0 | 0 | 12 | 1
NO |  | 32 | 2016 | 19 | 33 | 33 |  | 15410 LIBERTYVILLE | APTAKISIC | 138 | 138 | SP | 0.41 | 0 | 0 | 1113 ACSR | 0 | 0 | 0 | 0 | 0 | 0 | 0 | 0 | 0 | 0 | 0 | 0 | 0 | 0 | 0 | 0 | 0 | 0 | 0 | 0 | 0 | 0 | 0 | 12 | 1
NO |  | 32 | 2016 | 19 | 34 | 34 |  | 15417 LIBERTYVILLE | APTAKISIC | 138 | 138 | ST | 0.54 | 9.07 | 1 | 1113 ACSR | 0 | 0 | 0 | 0 | 0 | 0 | 0 | 0 | 0 | 0 | 0 | 0 | 0 | 0 | 0 | 0 | 0 | 0 | 0 | 0 | 0 | 0 | 0 | 12 | 1
NO |  | 32 | 2016 | 19 | 35 | 35 |  | 15417 LIBERTYVILLE | APTAKISIC | 138 | 138 | SP | 0.17 | 0.04 | 0 | 1113 ACSR | 0 | 0 | 0 | 0 | 0 | 0 | 0 | 0 | 0 | 0 | 0 | 0 | 0 | 0 | 0 | 0 | 0 | 0 | 0 | 0 | 0 | 0 | 0 | 12 | 1
NO |  | 32 | 2016 | 20 | 1 | 1 |  | 15507 NELSON | DIXON 107 | 138 | 138 | ST | 0.48 | 9.2 | 1 | 477,1113 ACSR | 0 | 0 | 0 | 0 | 0 | 0 | 0 | 0 | 0 | 0 | 0 | 0 | 0 | 0 | 0 | 0 | 0 | 0 | 0 | 0 | 0 | 0 | 0 | 12 | 1
NO |  | 32 | 2016 | 20 | 2 | 2 |  | 15507 NELSON | DIXON 107 | 138 | 138 | SP | 0 | 0.78 | 0 | 477,1113 ACSR | 0 | 0 | 0 | 0 | 0 | 0 | 0 | 0 | 0 | 0 | 0 | 0 | 0 | 0 | 0 | 0 | 0 | 0 | 0 | 0 | 0 | 0 | 0 | 12 | 1
NO |  | 32 | 2016 | 20 | 3 | 3 |  | 15508 NELSON | DIXON 107 | 138 | 138 | ST | 9.12 | 0.47 | 1 | 477,1113 ACSR | 0 | 0 | 0 | 0 | 0 | 0 | 0 | 0 | 0 | 0 | 0 | 0 | 0 | 0 | 0 | 0 | 0 | 0 | 0 | 0 | 0 | 0 | 0 | 12 | 1
NO |  | 32 | 2016 | 20 | 4 | 4 |  | 15508 NELSON | DIXON 107 | 138 | 138 | SP | 0 | 0.78 | 0 | 477,1113 ACSR | 0 | 0 | 0 | 0 | 0 | 0 | 0 | 0 | 0 | 0 | 0 | 0 | 0 | 0 | 0 | 0 | 0 | 0 | 0 | 0 | 0 | 0 | 0 | 12 | 1
NO |  | 32 | 2016 | 20 | 5 | 5 |  | 15508 TAP | KEWANEE | 138 | 138 | ST | 12.3 | 32.2 | 0 | 477 ACSR | 0 | 0 | 0 | 0 | 0 | 0 | 0 | 0 | 0 | 0 | 0 | 0 | 0 | 0 | 0 | 0 | 0 | 0 | 0 | 0 | 0 | 0 | 0 | 12 | 1
NO |  | 32 | 2016 | 20 | 6 | 6 |  | 15508 TAP | KEWANEE | 138 | 138 | SP | 0.25 | 0 | 0 | 1113 ACSR | 0 | 0 | 0 | 0 | 0 | 0 | 0 | 0 | 0 | 0 | 0 | 0 | 0 | 0 | 0 | 0 | 0 | 0 | 0 | 0 | 0 | 0 | 0 | 12 | 1
NO |  | 32 | 2016 | 20 | 7 | 7 |  | 15508 TAP | NORMANDY | 138 | 138 | WP | 0.04 | 0 | 0 | 266.8 ACSR | 0 | 0 | 0 | 0 | 0 | 0 | 0 | 0 | 0 | 0 | 0 | 0 | 0 | 0 | 0 | 0 | 0 | 0 | 0 | 0 | 0 | 0 | 0 | 12 | 1
NO |  | 32 | 2016 | 20 | 8 | 8 |  | 15509 NELSON | ROCK FALLS | 138 | 138 | ST | 0.25 | 2.62 | 1 | 1113 ACSR | 0 | 0 | 0 | 0 | 0 | 0 | 0 | 0 | 0 | 0 | 0 | 0 | 0 | 0 | 0 | 0 | 0 | 0 | 0 | 0 | 0 | 0 | 0 | 12 | 1
NO |  | 32 | 2016 | 20 | 9 | 9 |  | 15511 NELSON | DIXON R/W | 138 | 138 | ST | 0.71 | 0 | 1 | 1113 ACSR | 0 | 0 | 0 | 0 | 0 | 0 | 0 | 0 | 0 | 0 | 0 | 0 | 0 | 0 | 0 | 0 | 0 | 0 | 0 | 0 | 0 | 0 | 0 | 12 | 1
NO |  | 32 | 2016 | 20 | 10 | 10 |  | 15511 NELSON | DIXON R/W | 138 | 138 | SP | 4.97 | 0 | 0 | 1113 ACSR | 0 | 0 | 0 | 0 | 0 | 0 | 0 | 0 | 0 | 0 | 0 | 0 | 0 | 0 | 0 | 0 | 0 | 0 | 0 | 0 | 0 | 0 | 0 | 12 | 1
NO |  | 32 | 2016 | 20 | 11 | 11 |  | 15511 TAP | STERLING | 138 | 138 | SP | 0.05 | 0 | 0 | 312.8 AAAC / 1113 | 0 | 0 | 0 | 0 | 0 | 0 | 0 | 0 | 0 | 0 | 0 | 0 | 0 | 0 | 0 | 0 | 0 | 0 | 0 | 0 | 0 | 0 | 0 | 12 | 1
NO |  | 32 | 2016 | 20 | 12 | 12 |  | 15518 NELSON | GARDEN PLAIN | 138 | 138 | ST | 0.22 | 2.62 | 1 | 266.8,477,1113 AC | 0 | 0 | 0 | 0 | 0 | 0 | 0 | 0 | 0 | 0 | 0 | 0 | 0 | 0 | 0 | 0 | 0 | 0 | 0 | 0 | 0 | 0 | 0 | 12 | 1
NO |  | 32 | 2016 | 20 | 13 | 13 |  | 15518 NELSON | GARDEN PLAIN | 138 | 138 | WP | 18.21 | 0 | 0 | 1113 AA / 477 ACS | 0 | 0 | 0 | 0 | 0 | 0 | 0 | 0 | 0 | 0 | 0 | 0 | 0 | 0 | 0 | 0 | 0 | 0 | 0 | 0 | 0 | 0 | 0 | 12 | 1
NO |  | 32 | 2016 | 20 | 14 | 14 |  | 15518 NELSON | GARDEN PLAIN | 138 | 138 | WH | 7.88 | 0 | 0 | 266.8 ACSR | 0 | 0 | 0 | 0 | 0 | 0 | 0 | 0 | 0 | 0 | 0 | 0 | 0 | 0 | 0 | 0 | 0 | 0 | 0 | 0 | 0 | 0 | 0 | 12 | 1
NO |  | 32 | 2016 | 20 | 15 | 15 |  | 15518 TAP | ROCK FALLS | 138 | 138 | WP | 0.04 | 0 | 0 | 1113 ACSR | 0 | 0 | 0 | 0 | 0 | 0 | 0 | 0 | 0 | 0 | 0 | 0 | 0 | 0 | 0 | 0 | 0 | 0 | 0 | 0 | 0 | 0 | 0 | 12 | 1
NO |  | 32 | 2016 | 20 | 16 | 16 |  | 15621 CHERRY VALLEY | DIXON | 138 | 138 | ST | 1.15 | 0 | 1 | 1113 ACSR | 0 | 0 | 0 | 0 | 0 | 0 | 0 | 0 | 0 | 0 | 0 | 0 | 0 | 0 | 0 | 0 | 0 | 0 | 0 | 0 | 0 | 0 | 0 | 12 | 1
NO |  | 32 | 2016 | 20 | 17 | 17 |  | 15621 CHERRY VALLEY | DIXON | 138 | 138 | SP | 0.03 | 0 | 0 | 1113 ACSR | 0 | 0 | 0 | 0 | 0 | 0 | 0 | 0 | 0 | 0 | 0 | 0 | 0 | 0 | 0 | 0 | 0 | 0 | 0 | 0 | 0 | 0 | 0 | 12 | 1
NO |  | 32 | 2016 | 20 | 18 | 18 |  | 15621 CHERRY VALLEY | DIXON | 138 | 138 | WH | 16.81 | 0 | 0 | 1113 ACSR | 0 | 0 | 0 | 0 | 0 | 0 | 0 | 0 | 0 | 0 | 0 | 0 | 0 | 0 | 0 | 0 | 0 | 0 | 0 | 0 | 0 | 0 | 0 | 12 | 1
NO |  | 32 | 2016 | 20 | 19 | 19 |  | 15622 CHERRY VALLEY | SABROOKE | 138 | 138 | ST | 0.07 | 0.36 | 1 | 1113 ACSR | 0 | 0 | 0 | 0 | 0 | 0 | 0 | 0 | 0 | 0 | 0 | 0 | 0 | 0 | 0 | 0 | 0 | 0 | 0 | 0 | 0 | 0 | 0 | 12 | 1
NO |  | 32 | 2016 | 20 | 20 | 20 |  | 15622 CHERRY VALLEY | SABROOKE | 138 | 138 | SP | 0 | 7.16 | 0 | 1113 ACSR | 0 | 0 | 0 | 0 | 0 | 0 | 0 | 0 | 0 | 0 | 0 | 0 | 0 | 0 | 0 | 0 | 0 | 0 | 0 | 0 | 0 | 0 | 0 | 12 | 1
NO |  | 32 | 2016 | 20 | 21 | 21 |  | 15623 CHERRY VALLEY | BELVIDERE | 138 | 138 | ST | 3.85 | 4.74 | 1 | 1277.2 ACAR / 215 | 0 | 0 | 0 | 0 | 0 | 0 | 0 | 0 | 0 | 0 | 0 | 0 | 0 | 0 | 0 | 0 | 0 | 0 | 0 | 0 | 0 | 0 | 0 | 12 | 1
NO |  | 32 | 2016 | 20 | 22 | 22 |  | 15623 CHERRY VALLEY | BELVIDERE | 138 | 138 | WP | 0.16 | 0 | 0 | 1277.2 ACAR / 215 | 0 | 0 | 0 | 0 | 0 | 0 | 0 | 0 | 0 | 0 | 0 | 0 | 0 | 0 | 0 | 0 | 0 | 0 | 0 | 0 | 0 | 0 | 0 | 12 | 1
NO |  | 32 | 2016 | 20 | 23 | 23 |  | 15624 CHERRY VALLEY | BELVIDERE | 138 | 138 | ST | 0.34 | 1.17 | 1 | 1113 ACSR | 0 | 0 | 0 | 0 | 0 | 0 | 0 | 0 | 0 | 0 | 0 | 0 | 0 | 0 | 0 | 0 | 0 | 0 | 0 | 0 | 0 | 0 | 0 | 12 | 1
NO |  | 32 | 2016 | 20 | 24 | 24 |  | 15624 CHERRY VALLEY | BELVIDERE | 138 | 138 | WP | 6.53 | 0 | 0 | 1113 ACSR | 0 | 0 | 0 | 0 | 0 | 0 | 0 | 0 | 0 | 0 | 0 | 0 | 0 | 0 | 0 | 0 | 0 | 0 | 0 | 0 | 0 | 0 | 0 | 12 | 1
NO |  | 32 | 2016 | 20 | 25 | 25 |  | 15624 CHERRY VALLEY | BELVIDERE | 138 | 138 | WH | 0.1 | 0 | 0 | 1113 ACSR | 0 | 0 | 0 | 0 | 0 | 0 | 0 | 0 | 0 | 0 | 0 | 0 | 0 | 0 | 0 | 0 | 0 | 0 | 0 | 0 | 0 | 0 | 0 | 12 | 1
NO |  | 32 | 2016 | 20 | 26 | 26 |  | 15625 CHERRY VALLEY | WEMPLETOWN | 138 | 138 | ST | 0.44 | 26.89 | 1 | 1113,2156 ACSR | 0 | 0 | 0 | 0 | 0 | 0 | 0 | 0 | 0 | 0 | 0 | 0 | 0 | 0 | 0 | 0 | 0 | 0 | 0 | 0 | 0 | 0 | 0 | 12 | 1
NO |  | 32 | 2016 | 20 | 27 | 27 |  | 15625 CHERRY VALLEY | WEMPLETOWN | 138 | 138 | SP | 0.1 | 0 | 0 | 1113 ACSR | 0 | 0 | 0 | 0 | 0 | 0 | 0 | 0 | 0 | 0 | 0 | 0 | 0 | 0 | 0 | 0 | 0 | 0 | 0 | 0 | 0 | 0 | 0 | 12 | 1
NO |  | 32 | 2016 | 20 | 28 | 28 |  | 15625 CHERRY VALLEY | WEMPLETOWN | 138 | 138 | WP | 0.06 | 0 | 0 | 1113 ACSR | 0 | 0 | 0 | 0 | 0 | 0 | 0 | 0 | 0 | 0 | 0 | 0 | 0 | 0 | 0 | 0 | 0 | 0 | 0 | 0 | 0 | 0 | 0 | 12 | 1
NO |  | 32 | 2016 | 20 | 29 | 29 |  | 15626 CHERRY VALLEY | SABROOKE | 138 | 138 | ST | 0.1 | 0.36 | 1 | 1113 ACSR | 0 | 0 | 0 | 0 | 0 | 0 | 0 | 0 | 0 | 0 | 0 | 0 | 0 | 0 | 0 | 0 | 0 | 0 | 0 | 0 | 0 | 0 | 0 | 12 | 1
NO |  | 32 | 2016 | 20 | 30 | 30 |  | 15626 CHERRY VALLEY | SABROOKE | 138 | 138 | SP | 0 | 7.2 | 0 | 1113 ACSR | 0 | 0 | 0 | 0 | 0 | 0 | 0 | 0 | 0 | 0 | 0 | 0 | 0 | 0 | 0 | 0 | 0 | 0 | 0 | 0 | 0 | 0 | 0 | 12 | 1
NO |  | 32 | 2016 | 20 | 31 | 31 |  | 15627 CHERRY VALLEY | GLIDDEN | 138 | 138 | ST | 21 | 0.98 | 1 | 1113,2156 ACSR | 0 | 0 | 0 | 0 | 0 | 0 | 0 | 0 | 0 | 0 | 0 | 0 | 0 | 0 | 0 | 0 | 0 | 0 | 0 | 0 | 0 | 0 | 0 | 12 | 1
NO |  | 32 | 2016 | 20 | 32 | 32 |  | 15627 CHERRY VALLEY | GLIDDEN | 138 | 138 | WP | 7.15 | 0 | 0 | 1113 ACSR | 0 | 0 | 0 | 0 | 0 | 0 | 0 | 0 | 0 | 0 | 0 | 0 | 0 | 0 | 0 | 0 | 0 | 0 | 0 | 0 | 0 | 0 | 0 | 12 | 1
NO |  | 32 | 2016 | 20 | 33 | 33 |  | 15912 NORTHBROOK 159 | HIGHLAND PARK | 138 | 138 | ST | 0 | 4.32 | 1 | 1113 ACSR | 0 | 0 | 0 | 0 | 0 | 0 | 0 | 0 | 0 | 0 | 0 | 0 | 0 | 0 | 0 | 0 | 0 | 0 | 0 | 0 | 0 | 0 | 0 | 12 | 1
NO |  | 32 | 2016 | 20 | 34 | 34 |  | 15912 NORTHBROOK 159 | HIGHLAND PARK | 138 | 138 | SP | 0.1 | 0.26 | 0 | 1113 ACSR, 2156 A | 0 | 0 | 0 | 0 | 0 | 0 | 0 | 0 | 0 | 0 | 0 | 0 | 0 | 0 | 0 | 0 | 0 | 0 | 0 | 0 | 0 | 0 | 0 | 12 | 1
NO |  | 32 | 2016 | 20 | 35 | 35 |  | 15912 NORTHBROOK 159 | HIGHLAND PARK | 138 | 138 | WP | 0.06 | 0 | 0 | 1113 ACSR, 2156 A | 0 | 0 | 0 | 0 | 0 | 0 | 0 | 0 | 0 | 0 | 0 | 0 | 0 | 0 | 0 | 0 | 0 | 0 | 0 | 0 | 0 | 0 | 0 | 12 | 1
NO |  | 32 | 2016 | 21 | 1 | 1 |  | 15913 NORTHBROOK 159 | HIGHLAND PARK | 138 | 138 | ST | 4.39 | 0 | 1 | 1113 ACSR | 0 | 0 | 0 | 0 | 0 | 0 | 0 | 0 | 0 | 0 | 0 | 0 | 0 | 0 | 0 | 0 | 0 | 0 | 0 | 0 | 0 | 0 | 0 | 12 | 1
NO |  | 32 | 2016 | 21 | 2 | 2 |  | 15913 NORTHBROOK 159 | HIGHLAND PARK | 138 | 138 | SP | 0.41 | 0 | 0 | 1113 ACSR, 2156 A | 0 | 0 | 0 | 0 | 0 | 0 | 0 | 0 | 0 | 0 | 0 | 0 | 0 | 0 | 0 | 0 | 0 | 0 | 0 | 0 | 0 | 0 | 0 | 12 | 1
NO |  | 32 | 2016 | 21 | 3 | 3 |  | 15913 NORTHBROOK 159 | HIGHLAND PARK | 138 | 138 | WP | 0.06 | 0 | 0 | 1113 ACSR, 2156 A | 0 | 0 | 0 | 0 | 0 | 0 | 0 | 0 | 0 | 0 | 0 | 0 | 0 | 0 | 0 | 0 | 0 | 0 | 0 | 0 | 0 | 0 | 0 | 12 | 1
NO |  | 32 | 2016 | 21 | 4 | 4 |  | 16901 MCGIRR ROAD | SHADY OAKS | 138 | 138 | WP | 11.29 | 0 | 1 | 1113 ACSR | 0 | 0 | 0 | 0 | 0 | 0 | 0 | 0 | 0 | 0 | 0 | 0 | 0 | 0 | 0 | 0 | 0 | 0 | 0 | 0 | 0 | 0 | 0 | 12 | 1
NO |  | 32 | 2016 | 21 | 5 | 5 |  | 16901 MCGIRR ROAD | SHADY OAKS | 138 | 138 | SP | 0.09 | 0 | 0 | 1113 ACSR | 0 | 0 | 0 | 0 | 0 | 0 | 0 | 0 | 0 | 0 | 0 | 0 | 0 | 0 | 0 | 0 | 0 | 0 | 0 | 0 | 0 | 0 | 0 | 12 | 1
NO |  | 32 | 2016 | 21 | 6 | 6 |  | 16901 TAP | MENDOTA HILLS | 138 | 138 | SP | 0.04 | 0 | 0 | 1113 ACSR | 0 | 0 | 0 | 0 | 0 | 0 | 0 | 0 | 0 | 0 | 0 | 0 | 0 | 0 | 0 | 0 | 0 | 0 | 0 | 0 | 0 | 0 | 0 | 12 | 1
NO |  | 32 | 2016 | 21 | 7 | 7 |  | 16914 TAP | ROCHELLE | 138 | 138 | SP | 0.06 | 0 | 0 | 1113 ACSR | 0 | 0 | 0 | 0 | 0 | 0 | 0 | 0 | 0 | 0 | 0 | 0 | 0 | 0 | 0 | 0 | 0 | 0 | 0 | 0 | 0 | 0 | 0 | 12 | 1
NO |  | 32 | 2016 | 21 | 8 | 8 |  | 16914 MCGIRR ROAD | STEWARD | 138 | 138 | SP | 0.22 | 0.01 | 1 | 1113 ACSR | 0 | 0 | 0 | 0 | 0 | 0 | 0 | 0 | 0 | 0 | 0 | 0 | 0 | 0 | 0 | 0 | 0 | 0 | 0 | 0 | 0 | 0 | 0 | 12 | 1
NO |  | 32 | 2016 | 21 | 9 | 9 |  | 16914 MCGIRR ROAD | STEWARD | 138 | 138 | SH | 1.21 | 0 | 0 | 1113 ACSR | 0 | 0 | 0 | 0 | 0 | 0 | 0 | 0 | 0 | 0 | 0 | 0 | 0 | 0 | 0 | 0 | 0 | 0 | 0 | 0 | 0 | 0 | 0 | 12 | 1
NO |  | 32 | 2016 | 21 | 10 | 10 |  | 17008 HARBOR | UNIVERSITY | 138 | 138 | SP | 0.5 | 5.45 | 1 | 1113,2156 ACSR | 0 | 0 | 0 | 0 | 0 | 0 | 0 | 0 | 0 | 0 | 0 | 0 | 0 | 0 | 0 | 0 | 0 | 0 | 0 | 0 | 0 | 0 | 0 | 12 | 1
NO |  | 32 | 2016 | 21 | 11 | 11 |  | 17113 SABROOKE | WEMPLETOWN | 138 | 138 | ST | 3.69 | 0.34 | 1 | 1113 ACSR | 0 | 0 | 0 | 0 | 0 | 0 | 0 | 0 | 0 | 0 | 0 | 0 | 0 | 0 | 0 | 0 | 0 | 0 | 0 | 0 | 0 | 0 | 0 | 12 | 1
NO |  | 32 | 2016 | 21 | 12 | 12 |  | 17113 SABROOKE | WEMPLETOWN | 138 | 138 | SP | 2.95 | 3.71 | 0 | 1113 ACSR | 0 | 0 | 0 | 0 | 0 | 0 | 0 | 0 | 0 | 0 | 0 | 0 | 0 | 0 | 0 | 0 | 0 | 0 | 0 | 0 | 0 | 0 | 0 | 12 | 1
NO |  | 32 | 2016 | 21 | 13 | 13 |  | 17113 SABROOKE | WEMPLETOWN | 138 | 138 | WP | 0.33 | 0 | 0 | 1113 ACSR | 0 | 0 | 0 | 0 | 0 | 0 | 0 | 0 | 0 | 0 | 0 | 0 | 0 | 0 | 0 | 0 | 0 | 0 | 0 | 0 | 0 | 0 | 0 | 12 | 1
NO |  | 32 | 2016 | 21 | 14 | 14 |  | 17113 SABROOKE | WEMPLETOWN | 138 | 138 | WH | 0.2 | 0 | 0 | 1113 ACSR | 0 | 0 | 0 | 0 | 0 | 0 | 0 | 0 | 0 | 0 | 0 | 0 | 0 | 0 | 0 | 0 | 0 | 0 | 0 | 0 | 0 | 0 | 0 | 12 | 1
NO |  | 32 | 2016 | 21 | 15 | 15 |  | 17121 WEMPLETOWN | LANCASTER | 138 | 138 | WP | 1.03 | 0 | 1 | 1113 ACSR | 0 | 0 | 0 | 0 | 0 | 0 | 0 | 0 | 0 | 0 | 0 | 0 | 0 | 0 | 0 | 0 | 0 | 0 | 0 | 0 | 0 | 0 | 0 | 12 | 1
NO |  | 32 | 2016 | 21 | 16 | 16 |  | 17121 WEMPLETOWN | LANCASTER | 138 | 138 | SP | 22.17 | 0 | 0 | 477,1113 ACSR | 0 | 0 | 0 | 0 | 0 | 0 | 0 | 0 | 0 | 0 | 0 | 0 | 0 | 0 | 0 | 0 | 0 | 0 | 0 | 0 | 0 | 0 | 0 | 12 | 1
NO |  | 32 | 2016 | 21 | 17 | 17 |  | 17712 BURNHAM | CHICAGO HTS | 138 | 138 | SP | 0.56 | 0 | 1 | 1113 ACSR | 0 | 0 | 0 | 0 | 0 | 0 | 0 | 0 | 0 | 0 | 0 | 0 | 0 | 0 | 0 | 0 | 0 | 0 | 0 | 0 | 0 | 0 | 0 | 12 | 1
NO |  | 32 | 2016 | 21 | 18 | 18 |  | 17712 BURNHAM | CHICAGO HTS | 138 | 138 | ST | 0 | 9.42 | 0 | 1113 ACSR | 0 | 0 | 0 | 0 | 0 | 0 | 0 | 0 | 0 | 0 | 0 | 0 | 0 | 0 | 0 | 0 | 0 | 0 | 0 | 0 | 0 | 0 | 0 | 12 | 1
NO |  | 32 | 2016 | 21 | 19 | 19 |  | 17713 BURNHAM | WILDWOOD | 138 | 138 | ST | 5.05 | 0 | 1 | 900,1113 ACSR | 0 | 0 | 0 | 0 | 0 | 0 | 0 | 0 | 0 | 0 | 0 | 0 | 0 | 0 | 0 | 0 | 0 | 0 | 0 | 0 | 0 | 0 | 0 | 12 | 1
NO |  | 32 | 2016 | 21 | 20 | 20 |  | 17713 BURNHAM | WILDWOOD | 138 | 138 | SP | 0.4 | 0 | 0 | 1113 ACSR | 0 | 0 | 0 | 0 | 0 | 0 | 0 | 0 | 0 | 0 | 0 | 0 | 0 | 0 | 0 | 0 | 0 | 0 | 0 | 0 | 0 | 0 | 0 | 12 | 1
NO |  | 32 | 2016 | 21 | 21 | 21 |  | 17714 BURNHAM | WILDWOOD | 138 | 138 | ST | 0 | 5.13 | 1 | 900,1113 ACSR | 0 | 0 | 0 | 0 | 0 | 0 | 0 | 0 | 0 | 0 | 0 | 0 | 0 | 0 | 0 | 0 | 0 | 0 | 0 | 0 | 0 | 0 | 0 | 12 | 1
NO |  | 32 | 2016 | 21 | 22 | 22 |  | 17714 BURNHAM | WILDWOOD | 138 | 138 | SP | 0.13 | 0.13 | 0 | 1113 ACSR | 0 | 0 | 0 | 0 | 0 | 0 | 0 | 0 | 0 | 0 | 0 | 0 | 0 | 0 | 0 | 0 | 0 | 0 | 0 | 0 | 0 | 0 | 0 | 12 | 1
NO |  | 32 | 2016 | 21 | 23 | 23 |  | 17714 TAP | HEGEWISCH | 138 | 138 | ST | 0.33 | 1.89 | 0 | 1113 ACSR | 0 | 0 | 0 | 0 | 0 | 0 | 0 | 0 | 0 | 0 | 0 | 0 | 0 | 0 | 0 | 0 | 0 | 0 | 0 | 0 | 0 | 0 | 0 | 12 | 1
NO |  | 32 | 2016 | 21 | 24 | 24 |  | 17715 BURNHAM | TOWER AUTOMOTIVE | 138 | 138 | ST | 0 | 2.27 | 1 | 1113 ACSR | 0 | 0 | 0 | 0 | 0 | 0 | 0 | 0 | 0 | 0 | 0 | 0 | 0 | 0 | 0 | 0 | 0 | 0 | 0 | 0 | 0 | 0 | 0 | 12 | 1
NO |  | 32 | 2016 | 21 | 25 | 25 |  | 17715 BURNHAM | TOWER AUTOMOTIVE | 138 | 138 | SP | 0.36 | 0.08 | 0 | 1113 ACSR | 0 | 0 | 0 | 0 | 0 | 0 | 0 | 0 | 0 | 0 | 0 | 0 | 0 | 0 | 0 | 0 | 0 | 0 | 0 | 0 | 0 | 0 | 0 | 12 | 1
NO |  | 32 | 2016 | 21 | 26 | 26 |  | 17903 BLOOM | MATTESON | 138 | 138 | ST | 0 | 6.07 | 1 | 1113 ACSR | 0 | 0 | 0 | 0 | 0 | 0 | 0 | 0 | 0 | 0 | 0 | 0 | 0 | 0 | 0 | 0 | 0 | 0 | 0 | 0 | 0 | 0 | 0 | 12 | 1
NO |  | 32 | 2016 | 21 | 27 | 27 |  | 17904 BLOOM | MATTESON | 138 | 138 | ST | 0.25 | 5.82 | 1 | 1113 ACSR | 0 | 0 | 0 | 0 | 0 | 0 | 0 | 0 | 0 | 0 | 0 | 0 | 0 | 0 | 0 | 0 | 0 | 0 | 0 | 0 | 0 | 0 | 0 | 12 | 1
NO |  | 32 | 2016 | 21 | 28 | 28 |  | 18512 TOLLWAY | SW TIE L-13806 | 138 | 138 | SP | 2.8 | 0 | 1 | 1277.2 ACAR /111 | 0 | 0 | 0 | 0 | 0 | 0 | 0 | 0 | 0 | 0 | 0 | 0 | 0 | 0 | 0 | 0 | 0 | 0 | 0 | 0 | 0 | 0 | 0 | 12 | 1
NO |  | 32 | 2016 | 21 | 29 | 29 |  | 18512 TAP | ROCKY ROAD E.C. | 138 | 138 | WP | 0.01 | 0 | 0 | 1277.2 ACAR | 0 | 0 | 0 | 0 | 0 | 0 | 0 | 0 | 0 | 0 | 0 | 0 | 0 | 0 | 0 | 0 | 0 | 0 | 0 | 0 | 0 | 0 | 0 | 12 | 1
NO |  | 32 | 2016 | 21 | 30 | 30 |  | 18513 TOLLWAY | SW TIE L-13805 | 138 | 138 | SP | 0.58 | 2.24 | 1 | 1277.2 ACAR / 111 | 0 | 0 | 0 | 0 | 0 | 0 | 0 | 0 | 0 | 0 | 0 | 0 | 0 | 0 | 0 | 0 | 0 | 0 | 0 | 0 | 0 | 0 | 0 | 12 | 1
NO |  | 32 | 2016 | 21 | 31 | 31 |  | 18513 TAP | ROCKY ROAD E.C. | 138 | 138 | WP | 0.03 | 0 | 0 | 1113 ACSR | 0 | 0 | 0 | 0 | 0 | 0 | 0 | 0 | 0 | 0 | 0 | 0 | 0 | 0 | 0 | 0 | 0 | 0 | 0 | 0 | 0 | 0 | 0 | 12 | 1
NO |  | 32 | 2016 | 21 | 32 | 32 |  | 18623 STEWARD | HAUMESSER ROAD | 138 | 138 | SP | 7.21 | 0 | 1 | 1113 ACSR, 664.8A | 0 | 0 | 0 | 0 | 0 | 0 | 0 | 0 | 0 | 0 | 0 | 0 | 0 | 0 | 0 | 0 | 0 | 0 | 0 | 0 | 0 | 0 | 0 | 12 | 1
NO |  | 32 | 2016 | 21 | 33 | 33 |  | 19414 SABROOKE | FREEPORT | 138 | 138 | ST | 2.3 | 0 | 1 | 266.8,1113 ACSR | 0 | 0 | 0 | 0 | 0 | 0 | 0 | 0 | 0 | 0 | 0 | 0 | 0 | 0 | 0 | 0 | 0 | 0 | 0 | 0 | 0 | 0 | 0 | 12 | 1
NO |  | 32 | 2016 | 21 | 34 | 34 |  | 19414 SABROOKE | FREEPORT | 138 | 138 | SP | 6.63 | 0 | 0 | 1113 ACSR | 0 | 0 | 0 | 0 | 0 | 0 | 0 | 0 | 0 | 0 | 0 | 0 | 0 | 0 | 0 | 0 | 0 | 0 | 0 | 0 | 0 | 0 | 0 | 12 | 1
NO |  | 32 | 2016 | 21 | 35 | 35 |  | 19414 SABROOKE | FREEPORT | 138 | 138 | WP | 21.14 | 0 | 0 | 1113 ACSR | 0 | 0 | 0 | 0 | 0 | 0 | 0 | 0 | 0 | 0 | 0 | 0 | 0 | 0 | 0 | 0 | 0 | 0 | 0 | 0 | 0 | 0 | 0 | 12 | 1
NO |  | 32 | 2016 | 22 | 1 | 1 |  | 28201 ZION TDC 282 | IL-WI STATE LINE | 138 | 138 | ST | 0.1 | 1.79 | 1 | 1113 ACSR | 0 | 0 | 0 | 0 | 0 | 0 | 0 | 0 | 0 | 0 | 0 | 0 | 0 | 0 | 0 | 0 | 0 | 0 | 0 | 0 | 0 | 0 | 0 | 12 | 1
NO |  | 32 | 2016 | 22 | 2 | 2 |  | 28201 ZION TDC 282 | IL-WI STATE LINE | 138 | 138 | SP | 0.25 | 0.14 | 0 | 1113 ACSR | 0 | 0 | 0 | 0 | 0 | 0 | 0 | 0 | 0 | 0 | 0 | 0 | 0 | 0 | 0 | 0 | 0 | 0 | 0 | 0 | 0 | 0 | 0 | 12 | 1
NO |  | 32 | 2016 | 22 | 3 | 3 |  | 28201 ZION TDC 282 | IL-WI STATE LINE | 138 | 138 | WH | 1.79 | 0 | 0 | 477 ACSR | 0 | 0 | 0 | 0 | 0 | 0 | 0 | 0 | 0 | 0 | 0 | 0 | 0 | 0 | 0 | 0 | 0 | 0 | 0 | 0 | 0 | 0 | 0 | 12 | 1
NO |  | 32 | 2016 | 22 | 4 | 4 |  | 138KV LINES UNDERGROUND |  | 0 | 0 |  | 0 | 0 | 0 | 138kV LINES UNDER | 0 | 0 | 0 | 0 | 0 | 0 | 0 | 0 | 0 | 0 | 0 | 0 | 0 | 0 | 0 | 0 | 0 | 0 | 0 | 0 | 0 | 0 | 0 | 12 | 1
NO |  | 32 | 2016 | 22 | 5 | 5 |  | 0702 ILL-IND STATE LINE | WASHINGTON PARK | 138 | 138 | UG | 8.44 | 0 | 1 | 800 MM2 XLPE | 0 | 0 | 0 | 0 | 0 | 0 | 0 | 0 | 0 | 0 | 0 | 0 | 0 | 0 | 0 | 0 | 0 | 0 | 0 | 0 | 0 | 0 | 0 | 12 | 1
NO |  | 32 | 2016 | 22 | 6 | 6 |  | 0705 ILL-IND STATE LINE | WASHINGTON PARK | 138 | 138 | UG | 9.75 | 0 | 0 | 800 MM2 XLPE | 0 | 0 | 0 | 0 | 0 | 0 | 0 | 0 | 0 | 0 | 0 | 0 | 0 | 0 | 0 | 0 | 0 | 0 | 0 | 0 | 0 | 0 | 0 | 12 | 1
NO |  | 32 | 2016 | 22 | 7 | 7 |  | 1106 QUARY | STATE | 138 | 138 | UG | 2.27 | 0 | 0 | 1200 MM2 XLPE / 2 | 0 | 0 | 0 | 0 | 0 | 0 | 0 | 0 | 0 | 0 | 0 | 0 | 0 | 0 | 0 | 0 | 0 | 0 | 0 | 0 | 0 | 0 | 0 | 12 | 1
NO |  | 32 | 2016 | 22 | 8 | 8 |  | 1106 FISK | TERMINAL | 138 | 138 | UG | 0.15 | 0 | 0 | 1600 kcmil XLPE | 0 | 0 | 0 | 0 | 0 | 0 | 0 | 0 | 0 | 0 | 0 | 0 | 0 | 0 | 0 | 0 | 0 | 0 | 0 | 0 | 0 | 0 | 0 | 12 | 1
NO |  | 32 | 2016 | 22 | 9 | 9 |  | 1108 QUARY | STATE | 138 | 138 | UG | 2.26 | 0 | 0 | 1200 MM2 XLPE | 0 | 0 | 0 | 0 | 0 | 0 | 0 | 0 | 0 | 0 | 0 | 0 | 0 | 0 | 0 | 0 | 0 | 0 | 0 | 0 | 0 | 0 | 0 | 12 | 1
NO |  | 32 | 2016 | 22 | 10 | 10 |  | 1110 FISK | DEKOVEN | 138 | 138 | UG | 2.16 | 0 | 1 | 1600 MM2 XLPE | 0 | 0 | 0 | 0 | 0 | 0 | 0 | 0 | 0 | 0 | 0 | 0 | 0 | 0 | 0 | 0 | 0 | 0 | 0 | 0 | 0 | 0 | 0 | 12 | 1
NO |  | 32 | 2016 | 22 | 11 | 11 |  | 1111 FISK | DEKOVEN | 138 | 138 | UG | 2.28 | 0 | 1 | 1600 MM2 XLPE | 0 | 0 | 0 | 0 | 0 | 0 | 0 | 0 | 0 | 0 | 0 | 0 | 0 | 0 | 0 | 0 | 0 | 0 | 0 | 0 | 0 | 0 | 0 | 12 | 1
NO |  | 32 | 2016 | 22 | 12 | 12 |  | 1306 RIDGELAND | LEXTENSION PT | 138 | 138 | UG | 0.31 | 0 | 0 | 1600 MM2 XLPE | 0 | 0 | 0 | 0 | 0 | 0 | 0 | 0 | 0 | 0 | 0 | 0 | 0 | 0 | 0 | 0 | 0 | 0 | 0 | 0 | 0 | 0 | 0 | 12 | 1
NO |  | 32 | 2016 | 22 | 13 | 13 |  | 1317 CRAWFORD | FISK | 138 | 138 | UG | 4.46 | 0 | 1 | 2500 HPFF | 0 | 0 | 0 | 0 | 0 | 0 | 0 | 0 | 0 | 0 | 0 | 0 | 0 | 0 | 0 | 0 | 0 | 0 | 0 | 0 | 0 | 0 | 0 | 12 | 1
NO |  | 32 | 2016 | 22 | 14 | 14 |  | 1318 CRAWFORD | FISK | 138 | 138 | UG | 4.49 | 0 | 1 | 2500 HPFF | 0 | 0 | 0 | 0 | 0 | 0 | 0 | 0 | 0 | 0 | 0 | 0 | 0 | 0 | 0 | 0 | 0 | 0 | 0 | 0 | 0 | 0 | 0 | 12 | 1
NO |  | 32 | 2016 | 22 | 15 | 15 |  | 1320 CRAWFORD | JEFFERSON | 138 | 138 | UG | 6.93 | 0 | 1 | 800 MM2 XLPE | 0 | 0 | 0 | 0 | 0 | 0 | 0 | 0 | 0 | 0 | 0 | 0 | 0 | 0 | 0 | 0 | 0 | 0 | 0 | 0 | 0 | 0 | 0 | 12 | 1
NO |  | 32 | 2016 | 22 | 16 | 16 |  | 1322 CRAWFORD | HAYFORD | 138 | 138 | UG | 0.34 | 0 | 0 | 1600 MM2 XLPE | 0 | 0 | 0 | 0 | 0 | 0 | 0 | 0 | 0 | 0 | 0 | 0 | 0 | 0 | 0 | 0 | 0 | 0 | 0 | 0 | 0 | 0 | 0 | 12 | 1
NO |  | 32 | 2016 | 22 | 17 | 17 |  | 1324 CRAWFORD | HAYFORD | 138 | 138 | UG | 0.33 | 0 | 0 | 1600 MM2 XLPE | 0 | 0 | 0 | 0 | 0 | 0 | 0 | 0 | 0 | 0 | 0 | 0 | 0 | 0 | 0 | 0 | 0 | 0 | 0 | 0 | 0 | 0 | 0 | 12 | 1
NO |  | 32 | 2016 | 22 | 18 | 18 |  | 1326 CRAWFORD | JEFFERSON | 138 | 138 | UG | 6.72 | 0 | 1 | 800 MM2 XLPE | 0 | 0 | 0 | 0 | 0 | 0 | 0 | 0 | 0 | 0 | 0 | 0 | 0 | 0 | 0 | 0 | 0 | 0 | 0 | 0 | 0 | 0 | 0 | 12 | 1
NO |  | 32 | 2016 | 22 | 19 | 19 |  | 3610 DEKOVEN | MADISON | 138 | 138 | UG | 1.07 | 0 | 1 | 1600 MM2 XLPE | 0 | 0 | 0 | 0 | 0 | 0 | 0 | 0 | 0 | 0 | 0 | 0 | 0 | 0 | 0 | 0 | 0 | 0 | 0 | 0 | 0 | 0 | 0 | 12 | 1
NO |  | 32 | 2016 | 22 | 20 | 20 |  | 3611 DEKOVEN | MADISON | 138 | 138 | UG | 1.07 | 0 | 1 | 1600 MM2 XLPE | 0 | 0 | 0 | 0 | 0 | 0 | 0 | 0 | 0 | 0 | 0 | 0 | 0 | 0 | 0 | 0 | 0 | 0 | 0 | 0 | 0 | 0 | 0 | 12 | 1
NO |  | 32 | 2016 | 22 | 21 | 21 |  | 3701Y NATOMA | GALEWOOD | 138 | 138 | UG | 0.37 | 0 | 1 | 250 kcmil HPFF | 0 | 0 | 0 | 0 | 0 | 0 | 0 | 0 | 0 | 0 | 0 | 0 | 0 | 0 | 0 | 0 | 0 | 0 | 0 | 0 | 0 | 0 | 0 | 12 | 1
NO |  | 32 | 2016 | 22 | 22 | 22 |  | 3702Y NATOMA | GALEWOOD | 138 | 138 | UG | 0.43 | 0 | 1 | 350 kcmil HPFF | 0 | 0 | 0 | 0 | 0 | 0 | 0 | 0 | 0 | 0 | 0 | 0 | 0 | 0 | 0 | 0 | 0 | 0 | 0 | 0 | 0 | 0 | 0 | 12 | 1
NO |  | 32 | 2016 | 22 | 23 | 23 |  | 3703Y NATOMA | GALEWOOD | 138 | 138 | UG | 0.37 | 0 | 1 | 250 kcmil HPFF | 0 | 0 | 0 | 0 | 0 | 0 | 0 | 0 | 0 | 0 | 0 | 0 | 0 | 0 | 0 | 0 | 0 | 0 | 0 | 0 | 0 | 0 | 0 | 12 | 1
NO |  | 32 | 2016 | 22 | 24 | 24 |  | 3704Y NATOMA | GALEWOOD | 138 | 138 | UG | 0.37 | 0 | 1 | 250 kcmil HPFF | 0 | 0 | 0 | 0 | 0 | 0 | 0 | 0 | 0 | 0 | 0 | 0 | 0 | 0 | 0 | 0 | 0 | 0 | 0 | 0 | 0 | 0 | 0 | 12 | 1
NO |  | 32 | 2016 | 22 | 25 | 25 |  | 3710 FRANKLIN PARK | NATOMA | 138 | 138 | UG | 5.46 | 0 | 1 | 2000 kcmil HPFF | 0 | 0 | 0 | 0 | 0 | 0 | 0 | 0 | 0 | 0 | 0 | 0 | 0 | 0 | 0 | 0 | 0 | 0 | 0 | 0 | 0 | 0 | 0 | 12 | 1
NO |  | 32 | 2016 | 22 | 26 | 26 |  | 3705 NATOMA | FRANKLIN PARK | 138 | 138 | UG | 6.09 | 0 | 1 | 2000 kcmil HPFF | 0 | 0 | 0 | 0 | 0 | 0 | 0 | 0 | 0 | 0 | 0 | 0 | 0 | 0 | 0 | 0 | 0 | 0 | 0 | 0 | 0 | 0 | 0 | 12 | 1
NO |  | 32 | 2016 | 22 | 27 | 27 |  | 3706 NATOMA | HIGGINS | 138 | 138 | UG | 4.56 | 0 | 1 | 2000 kcmil HPFF | 0 | 0 | 0 | 0 | 0 | 0 | 0 | 0 | 0 | 0 | 0 | 0 | 0 | 0 | 0 | 0 | 0 | 0 | 0 | 0 | 0 | 0 | 0 | 12 | 1
NO |  | 32 | 2016 | 22 | 28 | 28 |  | 3707 NATOMA | NORRIDGE | 138 | 138 | UG | 4.56 | 0 | 1 | 2000 kcmil HPFF | 0 | 0 | 0 | 0 | 0 | 0 | 0 | 0 | 0 | 0 | 0 | 0 | 0 | 0 | 0 | 0 | 0 | 0 | 0 | 0 | 0 | 0 | 0 | 12 | 1
NO |  | 32 | 2016 | 22 | 29 | 29 |  | 3709 NATOMA | OAK PARK | 138 | 138 | UG | 3.14 | 0 | 1 | 2000 kcmil HPFF | 0 | 0 | 0 | 0 | 0 | 0 | 0 | 0 | 0 | 0 | 0 | 0 | 0 | 0 | 0 | 0 | 0 | 0 | 0 | 0 | 0 | 0 | 0 | 12 | 1
NO |  | 32 | 2016 | 22 | 30 | 30 |  | 4522 FISK | JEFFERSON | 138 | 138 | UG | 2.14 | 0 | 1 | 2500 kcmil HPFF | 0 | 0 | 0 | 0 | 0 | 0 | 0 | 0 | 0 | 0 | 0 | 0 | 0 | 0 | 0 | 0 | 0 | 0 | 0 | 0 | 0 | 0 | 0 | 12 | 1
NO |  | 32 | 2016 | 22 | 31 | 31 |  | 4523 FISK | JEFFERSON | 138 | 138 | UG | 2.13 | 0 | 1 | 2500 kcmil HPFF | 0 | 0 | 0 | 0 | 0 | 0 | 0 | 0 | 0 | 0 | 0 | 0 | 0 | 0 | 0 | 0 | 0 | 0 | 0 | 0 | 0 | 0 | 0 | 12 | 1
NO |  | 32 | 2016 | 22 | 32 | 32 |  | 4525 JEFFERSON | GRAND | 138 | 138 | UG | 1.94 | 0 | 1 | 1600 MM2 XLPE | 0 | 0 | 0 | 0 | 0 | 0 | 0 | 0 | 0 | 0 | 0 | 0 | 0 | 0 | 0 | 0 | 0 | 0 | 0 | 0 | 0 | 0 | 0 | 12 | 1
NO |  | 32 | 2016 | 22 | 33 | 33 |  | 4527 JEFFERSON | GRAND | 138 | 138 | UG | 1.87 | 0 | 1 | 1600 MM2 XLPE | 0 | 0 | 0 | 0 | 0 | 0 | 0 | 0 | 0 | 0 | 0 | 0 | 0 | 0 | 0 | 0 | 0 | 0 | 0 | 0 | 0 | 0 | 0 | 12 | 1
NO |  | 32 | 2016 | 22 | 34 | 34 |  | 4018 DIVERSEY | CROSBY | 138 | 138 | UG | 2.59 | 0 | 1 | 2500 kcmil HPFF | 0 | 0 | 0 | 0 | 0 | 0 | 0 | 0 | 0 | 0 | 0 | 0 | 0 | 0 | 0 | 0 | 0 | 0 | 0 | 0 | 0 | 0 | 0 | 12 | 1
NO |  | 32 | 2016 | 22 | 35 | 35 |  | 4607 DESPLAINES | HIGGINS | 138 | 138 | UG | 7.57 | 0 | 1 | 2000 kcmil HPFF | 0 | 0 | 0 | 0 | 0 | 0 | 0 | 0 | 0 | 0 | 0 | 0 | 0 | 0 | 0 | 0 | 0 | 0 | 0 | 0 | 0 | 0 | 0 | 12 | 1
NO |  | 32 | 2016 | 23 | 1 | 1 |  | 5105X RIDGELAND | TERMINAL C | 138 | 138 | UG | 0.24 | 0 | 0 | 1600 MM2 XLPE | 0 | 0 | 0 | 0 | 0 | 0 | 0 | 0 | 0 | 0 | 0 | 0 | 0 | 0 | 0 | 0 | 0 | 0 | 0 | 0 | 0 | 0 | 0 | 12 | 1
NO |  | 32 | 2016 | 23 | 2 | 2 |  | 5105Y RIDGELAND | TERMINAL C | 138 | 138 | UG | 0.17 | 0 | 0 | 1600 MM2 XLPE | 0 | 0 | 0 | 0 | 0 | 0 | 0 | 0 | 0 | 0 | 0 | 0 | 0 | 0 | 0 | 0 | 0 | 0 | 0 | 0 | 0 | 0 | 0 | 12 | 1
NO |  | 32 | 2016 | 23 | 3 | 3 |  | 5107X MCCOOK | TERMINAL O | 138 | 138 | UG | 0.08 | 0 | 0 | 1600 MM2 XLPE | 0 | 0 | 0 | 0 | 0 | 0 | 0 | 0 | 0 | 0 | 0 | 0 | 0 | 0 | 0 | 0 | 0 | 0 | 0 | 0 | 0 | 0 | 0 | 12 | 1
NO |  | 32 | 2016 | 23 | 4 | 4 |  | 5107Y MCCOOK | TERMINAL Q | 138 | 138 | UG | 0.08 | 0 | 0 | 1600 MM2 XLPE | 0 | 0 | 0 | 0 | 0 | 0 | 0 | 0 | 0 | 0 | 0 | 0 | 0 | 0 | 0 | 0 | 0 | 0 | 0 | 0 | 0 | 0 | 0 | 12 | 1
NO |  | 32 | 2016 | 23 | 5 | 5 |  | 5810 MADISON | GRAND | 138 | 138 | UG | 1.17 | 0 | 1 | 1600 MM2 XLPE | 0 | 0 | 0 | 0 | 0 | 0 | 0 | 0 | 0 | 0 | 0 | 0 | 0 | 0 | 0 | 0 | 0 | 0 | 0 | 0 | 0 | 0 | 0 | 12 | 1
NO |  | 32 | 2016 | 23 | 6 | 6 |  | 5811 MADISON | GRAND | 138 | 138 | UG | 1.17 | 0 | 1 | 1600 MM2 XLPE | 0 | 0 | 0 | 0 | 0 | 0 | 0 | 0 | 0 | 0 | 0 | 0 | 0 | 0 | 0 | 0 | 0 | 0 | 0 | 0 | 0 | 0 | 0 | 12 | 1
NO |  | 32 | 2016 | 23 | 7 | 7 |  | 5825 GRAND | CROSBY | 138 | 138 | UG | 1.05 | 0 | 1 | 1600 MM2 XLPE | 0 | 0 | 0 | 0 | 0 | 0 | 0 | 0 | 0 | 0 | 0 | 0 | 0 | 0 | 0 | 0 | 0 | 0 | 0 | 0 | 0 | 0 | 0 | 12 | 1
NO |  | 32 | 2016 | 23 | 8 | 8 |  | 5826 GRAND | WEST LOOP | 138 | 138 | UG | 1.5 | 0 | 1 | 1600 MM2 XLPE | 0 | 0 | 0 | 0 | 0 | 0 | 0 | 0 | 0 | 0 | 0 | 0 | 0 | 0 | 0 | 0 | 0 | 0 | 0 | 0 | 0 | 0 | 0 | 12 | 1
NO |  | 32 | 2016 | 23 | 9 | 9 |  | 5827 GRAND | CROSBY | 138 | 138 | UG | 0.94 | 0 | 1 | 1600 MM2 XLPE | 0 | 0 | 0 | 0 | 0 | 0 | 0 | 0 | 0 | 0 | 0 | 0 | 0 | 0 | 0 | 0 | 0 | 0 | 0 | 0 | 0 | 0 | 0 | 12 | 1
NO |  | 32 | 2016 | 23 | 10 | 10 |  | 5828 GRAND | WEST LOOP | 138 | 138 | UG | 1.4 | 0 | 1 | 1600 MM2 XLPE | 0 | 0 | 0 | 0 | 0 | 0 | 0 | 0 | 0 | 0 | 0 | 0 | 0 | 0 | 0 | 0 | 0 | 0 | 0 | 0 | 0 | 0 | 0 | 12 | 1
NO |  | 32 | 2016 | 23 | 11 | 11 |  | 8221 CROSBY | ROCKWELL | 138 | 138 | UG | 1.95 | 0 | 0 | 1600 MM2 XLPE | 0 | 0 | 0 | 0 | 0 | 0 | 0 | 0 | 0 | 0 | 0 | 0 | 0 | 0 | 0 | 0 | 0 | 0 | 0 | 0 | 0 | 0 | 0 | 12 | 1
NO |  | 32 | 2016 | 23 | 12 | 12 |  | 8223 CROSBY | ROCKWELL | 138 | 138 | UG | 1.95 | 0 | 0 | 1600 MM2 XLPE | 0 | 0 | 0 | 0 | 0 | 0 | 0 | 0 | 0 | 0 | 0 | 0 | 0 | 0 | 0 | 0 | 0 | 0 | 0 | 0 | 0 | 0 | 0 | 12 | 1
NO |  | 32 | 2016 | 23 | 13 | 13 |  | 11411 NORTHWEST | DEVON | 138 | 138 | UG | 5.62 | 0 | 1 | 2000 kcmil HPFF | 0 | 0 | 0 | 0 | 0 | 0 | 0 | 0 | 0 | 0 | 0 | 0 | 0 | 0 | 0 | 0 | 0 | 0 | 0 | 0 | 0 | 0 | 0 | 12 | 1
NO |  | 32 | 2016 | 23 | 14 | 14 |  | 11412 NORTHWEST | NATOMA | 138 | 138 | UG | 6.45 | 0 | 1 | 2000 kcmil HPFF | 0 | 0 | 0 | 0 | 0 | 0 | 0 | 0 | 0 | 0 | 0 | 0 | 0 | 0 | 0 | 0 | 0 | 0 | 0 | 0 | 0 | 0 | 0 | 12 | 1
NO |  | 32 | 2016 | 23 | 15 | 15 |  | 11413 NORTHWEST | DIVERSEY | 138 | 138 | UG | 1.86 | 0 | 0 | 2000 kcmil HPFF,2 | 0 | 0 | 0 | 0 | 0 | 0 | 0 | 0 | 0 | 0 | 0 | 0 | 0 | 0 | 0 | 0 | 0 | 0 | 0 | 0 | 0 | 0 | 0 | 12 | 1
NO |  | 32 | 2016 | 23 | 16 | 16 |  | 11416 NORTHWEST | DEVON | 138 | 138 | UG | 5.85 | 0 | 0 | 800 MM2 XLPE | 0 | 0 | 0 | 0 | 0 | 0 | 0 | 0 | 0 | 0 | 0 | 0 | 0 | 0 | 0 | 0 | 0 | 0 | 0 | 0 | 0 | 0 | 0 | 12 | 1
NO |  | 32 | 2016 | 23 | 17 | 17 |  | 11417 NORTHWEST | NATOMA | 138 | 138 | UG | 6.08 | 0 | 1 | 2000 kcmil HPFF | 0 | 0 | 0 | 0 | 0 | 0 | 0 | 0 | 0 | 0 | 0 | 0 | 0 | 0 | 0 | 0 | 0 | 0 | 0 | 0 | 0 | 0 | 0 | 12 | 1
NO |  | 32 | 2016 | 23 | 18 | 18 |  | 11418 ADDISON RIVER TERM | DIVERSEY | 138 | 138 | UG | 1.7 | 0 | 0 | 2000 kcmil HPFF | 0 | 0 | 0 | 0 | 0 | 0 | 0 | 0 | 0 | 0 | 0 | 0 | 0 | 0 | 0 | 0 | 0 | 0 | 0 | 0 | 0 | 0 | 0 | 12 | 1
NO |  | 32 | 2016 | 23 | 19 | 19 |  | 13503 NORTHLAKE TERMINAL | FRANKLIN PARK | 138 | 138 | UG | 1.54 | 0 | 0 | 2000 kcmil HPFF | 0 | 0 | 0 | 0 | 0 | 0 | 0 | 0 | 0 | 0 | 0 | 0 | 0 | 0 | 0 | 0 | 0 | 0 | 0 | 0 | 0 | 0 | 0 | 12 | 1
NO |  | 32 | 2016 | 23 | 20 | 20 |  | 13701 WASHINGTON PARK | JEFFERSON | 138 | 138 | UG | 8.25 | 0 | 1 | 800 MM2 XLPE | 0 | 0 | 0 | 0 | 0 | 0 | 0 | 0 | 0 | 0 | 0 | 0 | 0 | 0 | 0 | 0 | 0 | 0 | 0 | 0 | 0 | 0 | 0 | 12 | 1
NO |  | 32 | 2016 | 23 | 21 | 21 |  | 13701 JEFFERSON | GRENSHAW | 138 | 138 | UG | 0.52 | 0 | 0 | 2500 kcmil HPFF | 0 | 0 | 0 | 0 | 0 | 0 | 0 | 0 | 0 | 0 | 0 | 0 | 0 | 0 | 0 | 0 | 0 | 0 | 0 | 0 | 0 | 0 | 0 | 12 | 1
NO |  | 32 | 2016 | 23 | 22 | 22 |  | 14807 WEST LOOP | CLYBOURN | 138 | 138 | UG | 1.55 | 0 | 1 | 1600 mm2 XLPE | 0 | 0 | 0 | 0 | 0 | 0 | 0 | 0 | 0 | 0 | 0 | 0 | 0 | 0 | 0 | 0 | 0 | 0 | 0 | 0 | 0 | 0 | 0 | 12 | 1
NO |  | 32 | 2016 | 23 | 23 | 23 |  | 14818 WEST LOOP | DIVERSEY | 138 | 138 | UG | 3.24 | 0 | 1 | 1600 MM2 XLPE | 0 | 0 | 0 | 0 | 0 | 0 | 0 | 0 | 0 | 0 | 0 | 0 | 0 | 0 | 0 | 0 | 0 | 0 | 0 | 0 | 0 | 0 | 0 | 12 | 1
NO |  | 32 | 2016 | 23 | 24 | 24 |  | 14826 WEST LOOP | CROSBY | 138 | 138 | UG | 0.55 | 0 | 1 | 1600 MM2 XLPE | 0 | 0 | 0 | 0 | 0 | 0 | 0 | 0 | 0 | 0 | 0 | 0 | 0 | 0 | 0 | 0 | 0 | 0 | 0 | 0 | 0 | 0 | 0 | 12 | 1
NO |  | 32 | 2016 | 23 | 25 | 25 |  | 14828 WEST LOOP | CROSBY | 138 | 138 | UG | 0.65 | 0 | 1 | 1600 MM2 XLPE | 0 | 0 | 0 | 0 | 0 | 0 | 0 | 0 | 0 | 0 | 0 | 0 | 0 | 0 | 0 | 0 | 0 | 0 | 0 | 0 | 0 | 0 | 0 | 12 | 1
NO |  | 32 | 2016 | 23 | 26 | 26 |  | 15301 TAYLOR | GRENSHAW | 138 | 138 | UG | 0.2 | 0 | 1 | 1600 MM2 XLPE | 0 | 0 | 0 | 0 | 0 | 0 | 0 | 0 | 0 | 0 | 0 | 0 | 0 | 0 | 0 | 0 | 0 | 0 | 0 | 0 | 0 | 0 | 0 | 12 | 1
NO |  | 32 | 2016 | 23 | 27 | 27 |  | 15302 TAYLOR | JEFFERSON | 138 | 138 | UG | 0.91 | 0 | 1 | 2000 kcmil HPFF | 0 | 0 | 0 | 0 | 0 | 0 | 0 | 0 | 0 | 0 | 0 | 0 | 0 | 0 | 0 | 0 | 0 | 0 | 0 | 0 | 0 | 0 | 0 | 12 | 1
NO |  | 32 | 2016 | 23 | 28 | 28 |  | 15303 TAYLOR | JEFFERSON | 138 | 138 | UG | 0.5 | 0 | 1 | 2500 kcmil HPFF | 0 | 0 | 0 | 0 | 0 | 0 | 0 | 0 | 0 | 0 | 0 | 0 | 0 | 0 | 0 | 0 | 0 | 0 | 0 | 0 | 0 | 0 | 0 | 12 | 1
NO |  | 32 | 2016 | 23 | 29 | 29 |  | 15310 TAYLOR | GRENSHAW | 138 | 138 | UG | 0.19 | 0 | 1 | 1600 MM2 XLPE | 0 | 0 | 0 | 0 | 0 | 0 | 0 | 0 | 0 | 0 | 0 | 0 | 0 | 0 | 0 | 0 | 0 | 0 | 0 | 0 | 0 | 0 | 0 | 12 | 1
NO |  | 32 | 2016 | 23 | 30 | 30 |  | 15315 LASALLE | STATE | 138 | 138 | UG | 0.91 | 0 | 1 | 1200 MM2 XPLE | 0 | 0 | 0 | 0 | 0 | 0 | 0 | 0 | 0 | 0 | 0 | 0 | 0 | 0 | 0 | 0 | 0 | 0 | 0 | 0 | 0 | 0 | 0 | 12 | 1
NO |  | 32 | 2016 | 23 | 31 | 31 |  | 15315 TAYLOR | LASALLE | 138 | 138 | UG | 0.82 | 0 | 0 | 2500 kcmil HPFF | 0 | 0 | 0 | 0 | 0 | 0 | 0 | 0 | 0 | 0 | 0 | 0 | 0 | 0 | 0 | 0 | 0 | 0 | 0 | 0 | 0 | 0 | 0 | 12 | 1
NO |  | 32 | 2016 | 23 | 32 | 32 |  | 15316 TAYLOR | LASALLE | 138 | 138 | UG | 0.77 | 0 | 1 | 2500 kcmil HPFF | 0 | 0 | 0 | 0 | 0 | 0 | 0 | 0 | 0 | 0 | 0 | 0 | 0 | 0 | 0 | 0 | 0 | 0 | 0 | 0 | 0 | 0 | 0 | 12 | 1
NO |  | 32 | 2016 | 23 | 33 | 33 |  | 15317 TAYLOR | LASALLE | 138 | 138 | UG | 0.76 | 0 | 1 | 2500 kcmil HPFF | 0 | 0 | 0 | 0 | 0 | 0 | 0 | 0 | 0 | 0 | 0 | 0 | 0 | 0 | 0 | 0 | 0 | 0 | 0 | 0 | 0 | 0 | 0 | 12 | 1
NO |  | 32 | 2016 | 23 | 34 | 34 |  | 15317 LASALLE | STATE | 138 | 138 | UG | 0.91 | 0 | 0 | 1200 MM2 XPLE | 0 | 0 | 0 | 0 | 0 | 0 | 0 | 0 | 0 | 0 | 0 | 0 | 0 | 0 | 0 | 0 | 0 | 0 | 0 | 0 | 0 | 0 | 0 | 12 | 1
NO |  | 32 | 2016 | 23 | 35 | 35 |  | 15318 TAYLOR | LASALLE | 138 | 138 | UG | 0.78 | 0 | 1 | 2500 kcmil HPFF | 0 | 0 | 0 | 0 | 0 | 0 | 0 | 0 | 0 | 0 | 0 | 0 | 0 | 0 | 0 | 0 | 0 | 0 | 0 | 0 | 0 | 0 | 0 | 12 | 1
NO |  | 32 | 2016 | 24 | 1 | 1 |  | 17008 61ST STREET | UNIVERSITY | 138 | 138 | UG | 2.45 | 0 | 0 | 2000 kcmil HPFF | 0 | 0 | 0 | 0 | 0 | 0 | 0 | 0 | 0 | 0 | 0 | 0 | 0 | 0 | 0 | 0 | 0 | 0 | 0 | 0 | 0 | 0 | 0 | 12 | 1
NO |  | 32 | 2016 | 24 | 2 | 2 |  | 17401 UNIVERSITY | GRENSHAW | 138 | 138 | UG | 6.49 | 0 | 1 | 2000 kcmil HPFF | 0 | 0 | 0 | 0 | 0 | 0 | 0 | 0 | 0 | 0 | 0 | 0 | 0 | 0 | 0 | 0 | 0 | 0 | 0 | 0 | 0 | 0 | 0 | 12 | 1
NO |  | 32 | 2016 | 24 | 3 | 3 |  | 17404 UNIVERSITY | WASHINGTON PARK | 138 | 138 | UG | 2.2 | 0 | 1 | 2000 kcmil HPFF | 0 | 0 | 0 | 0 | 0 | 0 | 0 | 0 | 0 | 0 | 0 | 0 | 0 | 0 | 0 | 0 | 0 | 0 | 0 | 0 | 0 | 0 | 0 | 12 | 1
NO |  | 32 | 2016 | 24 | 4 | 4 |  | 19209 RIDGELAND | OAK PARK | 138 | 138 | UG | 5.35 | 0 | 0 | 2000 kcmil HPFF | 0 | 0 | 0 | 0 | 0 | 0 | 0 | 0 | 0 | 0 | 0 | 0 | 0 | 0 | 0 | 0 | 0 | 0 | 0 | 0 | 0 | 0 | 0 | 12 | 1
NO |  | 32 | 2016 | 24 | 5 | 5 |  | 19801 DESPLAINES | NORRIDGE | 138 | 138 | UG | 4.67 | 0 | 1 | 2000 kcmil HPFF | 0 | 0 | 0 | 0 | 0 | 0 | 0 | 0 | 0 | 0 | 0 | 0 | 0 | 0 | 0 | 0 | 0 | 0 | 0 | 0 | 0 | 0 | 0 | 12 | 1
NO |  | 33 | 2016 | 0 | 1 | 1 |  | 345 KV Lines |  | 0 | 0 |  | 0 | 0 | 0 |  | 655679 | 3438836 | 4094515 | 0 | 0 | 0 | 0 | 0 | 0 | 0 | 0 | 0 | 0 | 0 | 0 | 0 | 0 | 0 | 0 | 0 | 0 | 0 | 0 | 12 | 0
NO |  | 33 | 2016 | 0 | 2 | 2 |  | --------------------------- |  | 0 | 0 |  | 0 | 0 | 0 |  | 0 | 0 | 0 | 0 | 0 | 0 | 0 | 0 | 0 | 0 | 0 | 0 | 0 | 0 | 0 | 0 | 0 | 0 | 0 | 0 | 0 | 0 | 0 | 12 | 0
NO |  | 33 | 2016 | 0 | 3 | 3 |  | Steel Towers |  | 0 | 0 |  | 0 | 0 | 0 |  | 0 | 0 | 0 | 0 | 0 | 0 | 0 | 0 | 0 | 0 | 0 | 0 | 0 | 0 | 0 | 0 | 0 | 0 | 0 | 0 | 0 | 0 | 0 | 12 | 0
NO |  | 33 | 2016 | 0 | 4 | 4 |  | Steel Poles |  | 0 | 0 |  | 0 | 0 | 0 |  | 0 | 0 | 0 | 0 | 0 | 0 | 0 | 0 | 0 | 0 | 0 | 0 | 0 | 0 | 0 | 0 | 0 | 0 | 0 | 0 | 0 | 0 | 0 | 12 | 0
NO |  | 33 | 2016 | 0 | 5 | 5 |  | Total Expenses |  | 0 | 0 |  | 0 | 0 | 0 |  | 655679 | 3438836 | 4094515 | 0 | 0 | 0 | 0 | 0 | 0 | 0 | 0 | 0 | 0 | 0 | 0 | 0 | 0 | 0 | 0 | 0 | 0 | 0 | 0 | 12 | 0
NO |  | 33 | 2016 | 0 | 8 | 8 |  | 138 KV Lines |  | 0 | 0 |  | 0 | 0 | 0 |  | 186474 | 4090028 | 4276502 | 0 | 0 | 0 | 0 | 0 | 0 | 0 | 0 | 0 | 0 | 0 | 0 | 0 | 0 | 0 | 0 | 0 | 0 | 0 | 0 | 12 | 0
NO |  | 33 | 2016 | 0 | 9 | 9 |  | ----------------- |  | 0 | 0 |  | 0 | 0 | 0 |  | 0 | 0 | 0 | 0 | 0 | 0 | 0 | 0 | 0 | 0 | 0 | 0 | 0 | 0 | 0 | 0 | 0 | 0 | 0 | 0 | 0 | 0 | 0 | 12 | 0
NO |  | 33 | 2016 | 0 | 10 | 10 |  | Steel Towers |  | 0 | 0 |  | 0 | 0 | 0 |  | 0 | 0 | 0 | 0 | 0 | 0 | 0 | 0 | 0 | 0 | 0 | 0 | 0 | 0 | 0 | 0 | 0 | 0 | 0 | 0 | 0 | 0 | 0 | 12 | 0
NO |  | 33 | 2016 | 0 | 11 | 11 |  | Wood Poles |  | 0 | 0 |  | 0 | 0 | 0 |  | 0 | 0 | 0 | 0 | 0 | 0 | 0 | 0 | 0 | 0 | 0 | 0 | 0 | 0 | 0 | 0 | 0 | 0 | 0 | 0 | 0 | 0 | 0 | 12 | 0
NO |  | 33 | 2016 | 0 | 12 | 12 |  | Steel Poles |  | 0 | 0 |  | 0 | 0 | 0 |  | 0 | 0 | 0 | 0 | 0 | 0 | 0 | 0 | 0 | 0 | 0 | 0 | 0 | 0 | 0 | 0 | 0 | 0 | 0 | 0 | 0 | 0 | 0 | 12 | 0
NO |  | 33 | 2016 | 0 | 13 | 13 |  | Underground |  | 0 | 0 |  | 0 | 0 | 0 |  | 0 | 0 | 0 | 0 | 0 | 0 | 0 | 0 | 0 | 0 | 0 | 0 | 0 | 0 | 0 | 0 | 0 | 0 | 0 | 0 | 0 | 0 | 0 | 12 | 0
NO |  | 33 | 2016 | 0 | 14 | 14 |  | Total Expenses |  | 0 | 0 |  | 0 | 0 | 0 |  | 186474 | 4090028 | 4276502 | 0 | 0 | 0 | 0 | 0 | 0 | 0 | 0 | 0 | 0 | 0 | 0 | 0 | 0 | 0 | 0 | 0 | 0 | 0 | 0 | 12 | 0
NO |  | 33 | 2016 | 0 | 16 | 16 |  | Type of supporting |  | 0 | 0 |  | 0 | 0 | 0 |  | 0 | 0 | 0 | 0 | 0 | 0 | 0 | 0 | 0 | 0 | 0 | 0 | 0 | 0 | 0 | 0 | 0 | 0 | 0 | 0 | 0 | 0 | 0 | 12 | 0
NO |  | 33 | 2016 | 0 | 17 | 17 |  | structure reported in |  | 0 | 0 |  | 0 | 0 | 0 |  | 0 | 0 | 0 | 0 | 0 | 0 | 0 | 0 | 0 | 0 | 0 | 0 | 0 | 0 | 0 | 0 | 0 | 0 | 0 | 0 | 0 | 0 | 0 | 12 | 0
NO |  | 33 | 2016 | 0 | 18 | 18 |  | column (e): |  | 0 | 0 |  | 0 | 0 | 0 |  | 0 | 0 | 0 | 0 | 0 | 0 | 0 | 0 | 0 | 0 | 0 | 0 | 0 | 0 | 0 | 0 | 0 | 0 | 0 | 0 | 0 | 0 | 0 | 12 | 0
NO |  | 33 | 2016 | 0 | 20 | 20 |  | ST - Steel Tower |  | 0 | 0 |  | 0 | 0 | 0 |  | 0 | 0 | 0 | 0 | 0 | 0 | 0 | 0 | 0 | 0 | 0 | 0 | 0 | 0 | 0 | 0 | 0 | 0 | 0 | 0 | 0 | 0 | 0 | 12 | 0
NO |  | 33 | 2016 | 0 | 21 | 21 |  | SP - Steel Pole |  | 0 | 0 |  | 0 | 0 | 0 |  | 0 | 0 | 0 | 0 | 0 | 0 | 0 | 0 | 0 | 0 | 0 | 0 | 0 | 0 | 0 | 0 | 0 | 0 | 0 | 0 | 0 | 0 | 0 | 12 | 0
NO |  | 33 | 2016 | 0 | 22 | 22 |  | WP - Wood Pole |  | 0 | 0 |  | 0 | 0 | 0 |  | 0 | 0 | 0 | 0 | 0 | 0 | 0 | 0 | 0 | 0 | 0 | 0 | 0 | 0 | 0 | 0 | 0 | 0 | 0 | 0 | 0 | 0 | 0 | 12 | 0
NO |  | 33 | 2016 | 0 | 36 | 36 |  | TOTAL |  | 0 | 0 |  | 25.98 | 27.53 | 17 |  | 842153 | 7528864 | 8371017 | 0 | 0 | 0 | 0 | 0 | 0 | 0 | 0 | 0 | 0 | 0 | 0 | 0 | 0 | 0 | 0 | 0 | 0 | 0 | 0 | 12 | 0
NO |  | 33 | 2016 | 1 | 1 | 1 |  | 345KV Lines Overhead |  | 0 | 0 |  | 0 | 0 | 0 |  | 0 | 0 | 0 | 0 | 0 | 0 | 0 | 0 | 0 | 0 | 0 | 0 | 0 | 0 | 0 | 0 | 0 | 0 | 0 | 0 | 0 | 0 | 0 | 12 | 0
NO |  | 33 | 2016 | 1 | 2 | 2 |  | --------------------------- |  | 0 | 0 |  | 0 | 0 | 0 |  | 0 | 0 | 0 | 0 | 0 | 0 | 0 | 0 | 0 | 0 | 0 | 0 | 0 | 0 | 0 | 0 | 0 | 0 | 0 | 0 | 0 | 0 | 0 | 12 | 0
NO |  | 33 | 2016 | 1 | 3 | 3 |  | 0721 State Line Station | Sheffield Sub. (NIPS Co.) | 345 | 345 | ST | 1.89 | 0 | 1 | 2338 ACSR | 0 | 0 | 0 | 0 | 0 | 0 | 0 | 0 | 660330032 | 0 | 0 | 0 | 0 | 0 | 0 | 0 | 0 | 0 | 0 | 0 | 0 | 0 | 0 | 12 | 0
NO |  | 33 | 2016 | 1 | 4 | 4 |  | 0722 State Line Station | III.-Ind. St. Line 118th St | 345 | 345 | ST | 0.05 | 1.88 | 1 | 2338 ACSR | 0 | 0 | 0 | 0 | 0 | 0 | 0 | 0 | 0 | 0 | 0 | 0 | 0 | 0 | 0 | 0 | 0 | 0 | 0 | 0 | 0 | 0 | 0 | 12 | 0
NO |  | 33 | 2016 | 1 | 5 | 5 |  | 6615 Green Acres (NIPS Co.) | I.M.P. Co. | 345 | 345 | SP | 0.04 | 0 | 1 | 2156 ACSR | 0 | 0 | 0 | 0 | 0 | 0 | 0 | 0 | 660330033 | 0 | 0 | 0 | 0 | 0 | 0 | 0 | 0 | 0 | 0 | 0 | 0 | 0 | 0 | 12 | 0
NO |  | 33 | 2016 | 1 | 6 | 6 |  | 6615 Green Acres (NIPS Co.) | I.M.P. Co. | 345 | 345 | ST | 0 | 6.38 | 0 | 1414 ACSR | 0 | 0 | 0 | 0 | 0 | 0 | 0 | 0 | 0 | 0 | 0 | 0 | 0 | 0 | 0 | 0 | 0 | 0 | 0 | 0 | 0 | 0 | 0 | 12 | 0
NO |  | 33 | 2016 | 1 | 7 | 7 |  | 6617 St. John (NIPS Co.) | Green Acres (NIPS Co.) | 345 | 345 | ST | 0.13 | 6.65 | 1 | 1414 ACSR | 0 | 0 | 0 | 0 | 0 | 0 | 0 | 0 | 0 | 0 | 0 | 0 | 0 | 0 | 0 | 0 | 0 | 0 | 0 | 0 | 0 | 0 | 0 | 12 | 0
NO |  | 33 | 2016 | 1 | 8 | 8 |  | 17705 III.-Ind State Line | Sheff Sub (NIPS Co portion) | 345 | 345 | ST | 0 | 0.03 | 1 | 2338 ACSR | 0 | 0 | 0 | 0 | 0 | 0 | 0 | 0 | 660330034 | 0 | 0 | 0 | 0 | 0 | 0 | 0 | 0 | 0 | 0 | 0 | 0 | 0 | 0 | 12 | 0
NO |  | 33 | 2016 | 1 | 9 | 9 |  | 17723 III.-Ind State Line | III.-Ind. St. Line | 345 | 345 | ST | 1.78 | 0 | 1 | 2156 ACSR | 0 | 0 | 0 | 0 | 0 | 0 | 0 | 0 | 0 | 0 | 0 | 0 | 0 | 0 | 0 | 0 | 0 | 0 | 0 | 0 | 0 | 0 | 0 | 12 | 0
NO |  | 33 | 2016 | 1 | 10 | 10 |  | 17724 III.-Ind State Line | III.-Ind. St. Line | 345 | 345 | ST | 0 | 1.78 | 1 | 2156 ACSR | 0 | 0 | 0 | 0 | 0 | 0 | 0 | 0 | 0 | 0 | 0 | 0 | 0 | 0 | 0 | 0 | 0 | 0 | 0 | 0 | 0 | 0 | 0 | 12 | 0
NO |  | 33 | 2016 | 1 | 11 | 11 |  | 94507 III.-Ind State Line | St. John (NIPS Co.) | 345 | 345 | ST | 0.08 | 6.95 | 1 | 1414 ACSR | 0 | 0 | 0 | 0 | 0 | 0 | 0 | 0 | 0 | 0 | 0 | 0 | 0 | 0 | 0 | 0 | 0 | 0 | 0 | 0 | 0 | 0 | 0 | 12 | 0
NO |  | 33 | 2016 | 1 | 12 | 12 |  | 97008 III.-Ind State Line | End of C.E.Co. of Ind. | 345 | 345 | ST | 20.28 | 0 | 1 | 1414 ACSR | 0 | 0 | 0 | 0 | 0 | 0 | 0 | 0 | 0 | 0 | 0 | 0 | 0 | 0 | 0 | 0 | 0 | 0 | 0 | 0 | 0 | 0 | 0 | 12 | 0
NO |  | 33 | 2016 | 1 | 15 | 15 |  | 138KV Lines Overhead |  | 0 | 0 |  | 0 | 0 | 0 |  | 0 | 0 | 0 | 0 | 0 | 0 | 0 | 0 | 0 | 0 | 0 | 0 | 0 | 0 | 0 | 0 | 0 | 0 | 0 | 0 | 0 | 0 | 0 | 12 | 0
NO |  | 33 | 2016 | 1 | 16 | 16 |  | --------------------------- |  | 0 | 0 |  | 0 | 0 | 0 |  | 0 | 0 | 0 | 0 | 0 | 0 | 0 | 0 | 0 | 0 | 0 | 0 | 0 | 0 | 0 | 0 | 0 | 0 | 0 | 0 | 0 | 0 | 0 | 12 | 0
NO |  | 33 | 2016 | 1 | 17 | 17 |  | 0703 State Line Station | III.-Ind. St. Line 118th St | 138 | 138 | ST | 0.16 | 1.76 | 1 | 1113 ACSR | 0 | 0 | 0 | 0 | 0 | 0 | 0 | 0 | 0 | 0 | 0 | 0 | 0 | 0 | 0 | 0 | 0 | 0 | 0 | 0 | 0 | 0 | 0 | 12 | 0
NO |  | 33 | 2016 | 1 | 18 | 18 |  | 0703 State Line Station | III.-Ind. St. Line 118th St | 138 | 138 | WP | 0.06 | 0 | 0 | 1113 ACSR | 0 | 0 | 0 | 0 | 0 | 0 | 0 | 0 | 0 | 0 | 0 | 0 | 0 | 0 | 0 | 0 | 0 | 0 | 0 | 0 | 0 | 0 | 0 | 12 | 0
NO |  | 33 | 2016 | 1 | 19 | 19 |  | 0704 State Line Station | III.-Ind. St. Line 118th St | 138 | 138 | SP | 0.06 | 0 | 1 | 1113 ACSR | 0 | 0 | 0 | 0 | 0 | 0 | 0 | 0 | 0 | 0 | 0 | 0 | 0 | 0 | 0 | 0 | 0 | 0 | 0 | 0 | 0 | 0 | 0 | 12 | 0
NO |  | 33 | 2016 | 1 | 20 | 20 |  | 0704 State Line Station | III.-Ind. St. Line 118th St | 138 | 138 | ST | 0.31 | 1.6 | 0 | 1113 ACSR | 0 | 0 | 0 | 0 | 0 | 0 | 0 | 0 | 0 | 0 | 0 | 0 | 0 | 0 | 0 | 0 | 0 | 0 | 0 | 0 | 0 | 0 | 0 | 12 | 0
NO |  | 33 | 2016 | 1 | 21 | 21 |  | 0705 State Line Station | Terminal Pothead | 138 | 138 | ST | 0.3 | 0.14 | 1 | 1113 ACSR | 0 | 0 | 0 | 0 | 0 | 0 | 0 | 0 | 0 | 0 | 0 | 0 | 0 | 0 | 0 | 0 | 0 | 0 | 0 | 0 | 0 | 0 | 0 | 12 | 0
NO |  | 33 | 2016 | 1 | 22 | 22 |  | 0706 State Line Station | III.-Ind. St. Line | 138 | 138 | SP | 0.1 | 0.05 | 1 | 1113 ACSR | 0 | 0 | 0 | 0 | 0 | 0 | 0 | 0 | 0 | 0 | 0 | 0 | 0 | 0 | 0 | 0 | 0 | 0 | 0 | 0 | 0 | 0 | 0 | 12 | 0
NO |  | 33 | 2016 | 1 | 23 | 23 |  | 0706 State Line Station | III.-Ind. St. Line | 138 | 138 | ST | 0.14 | 0 | 0 | 2156 ACSR | 0 | 0 | 0 | 0 | 0 | 0 | 0 | 0 | 0 | 0 | 0 | 0 | 0 | 0 | 0 | 0 | 0 | 0 | 0 | 0 | 0 | 0 | 0 | 12 | 0
NO |  | 33 | 2016 | 1 | 24 | 24 |  | 0707 State Line Station | III.-Ind. St. Line | 138 | 138 | ST | 0.03 | 0.14 | 1 | 2156 ACSR | 0 | 0 | 0 | 0 | 0 | 0 | 0 | 0 | 0 | 0 | 0 | 0 | 0 | 0 | 0 | 0 | 0 | 0 | 0 | 0 | 0 | 0 | 0 | 12 | 0
NO |  | 33 | 2016 | 1 | 25 | 25 |  | 0707 State Line Station | III.-Ind. St. Line | 138 | 138 | SP | 0.07 | 0.11 | 0 | 2156 ACSR | 0 | 0 | 0 | 0 | 0 | 0 | 0 | 0 | 0 | 0 | 0 | 0 | 0 | 0 | 0 | 0 | 0 | 0 | 0 | 0 | 0 | 0 | 0 | 12 | 0
NO |  | 33 | 2016 | 1 | 26 | 26 |  | 0708 State Line Station | III.-Ind. St. Line | 138 | 138 | SP | 0.07 | 0 | 1 | 2156 ACSR | 0 | 0 | 0 | 0 | 0 | 0 | 0 | 0 | 0 | 0 | 0 | 0 | 0 | 0 | 0 | 0 | 0 | 0 | 0 | 0 | 0 | 0 | 0 | 12 | 0
NO |  | 33 | 2016 | 1 | 27 | 27 |  | 0708 State Line Station | III.-Ind. St. Line | 138 | 138 | ST | 0.05 | 0 | 0 | 1113 ACSR | 0 | 0 | 0 | 0 | 0 | 0 | 0 | 0 | 0 | 0 | 0 | 0 | 0 | 0 | 0 | 0 | 0 | 0 | 0 | 0 | 0 | 0 | 0 | 12 | 0
NO |  | 33 | 2016 | 1 | 28 | 28 |  | 0716 State Line Station | III.-Ind. St. Line | 138 | 138 | SP | 0.24 | 0.06 | 1 | 1113 ACSR | 0 | 0 | 0 | 0 | 0 | 0 | 0 | 0 | 0 | 0 | 0 | 0 | 0 | 0 | 0 | 0 | 0 | 0 | 0 | 0 | 0 | 0 | 0 | 12 | 0
NO |  | 33 | 2016 | 1 | 31 | 31 |  | 138KV Lines Underground |  | 0 | 0 |  | 0 | 0 | 0 |  | 0 | 0 | 0 | 0 | 0 | 0 | 0 | 0 | 0 | 0 | 0 | 0 | 0 | 0 | 0 | 0 | 0 | 0 | 0 | 0 | 0 | 0 | 0 | 12 | 0
NO |  | 33 | 2016 | 1 | 32 | 32 |  | --------------------------- |  | 0 | 0 |  | 0 | 0 | 0 |  | 0 | 0 | 0 | 0 | 0 | 0 | 0 | 0 | 0 | 0 | 0 | 0 | 0 | 0 | 0 | 0 | 0 | 0 | 0 | 0 | 0 | 0 | 0 | 12 | 0
NO |  | 33 | 2016 | 1 | 33 | 33 |  | 0702 Station Bus | III.-Ind. St. Line | 138 | 138 | Underground | 0.06 | 0 | 1 | 800 mm2 | 0 | 0 | 0 | 0 | 0 | 0 | 0 | 0 | 0 | 0 | 0 | 0 | 0 | 0 | 0 | 0 | 0 | 0 | 0 | 0 | 0 | 0 | 0 | 12 | 0
NO |  | 33 | 2016 | 1 | 34 | 34 |  | 0705 Terminal Potheads | III.-Ind. St. Line | 138 | 138 | Underground | 0.08 | 0 | 0 | 800 mm2 | 0 | 0 | 0 | 0 | 0 | 0 | 0 | 0 | 0 | 0 | 0 | 0 | 0 | 0 | 0 | 0 | 0 | 0 | 0 | 0 | 0 | 0 | 0 | 12 | 0
NO |  | 36 | 2016 | 0 | 1 | 1 |  | Ramapo Substation | New York - New Jersey State | 500000 | 500000 | Overhead | 5.37 | 0 | 1 | 2,493,000A | 474424 | 2774344 | 3248768 | 0 | 0 | 0 | 0 | 0 | 0 | 0 | 0 | 0 | 0 | 0 | 0 | 0 | 0 | 0 | 0 | 0 | 0 | 0 | 0 | 12 | 0
NO |  | 36 | 2016 | 0 | 2 | 2 |  | Pleasant Valley Substation | New York - Connect. | 345000 | 345000 | Overhead | 17.73 | 0 | 1 | 2,156,000A | 829568 | 2619419 | 3448987 | 0 | 0 | 0 | 0 | 0 | 0 | 0 | 0 | 0 | 0 | 0 | 0 | 0 | 0 | 0 | 0 | 0 | 0 | 0 | 0 | 12 | 0
NO |  | 36 | 2016 | 0 | 3 | 3 |  | Millwood Substat., via East | Sprainbrook | 345000 | 345000 | Overhead | 18.42 | 0 | 4 | 2,493,000A | 924342 | 30664579 | 31588921 | 0 | 0 | 0 | 0 | 0 | 0 | 0 | 0 | 0 | 0 | 0 | 0 | 0 | 0 | 0 | 0 | 0 | 0 | 0 | 0 | 12 | 0
NO |  | 36 | 2016 | 0 | 4 | 4 |  | Sprainbrook Substation | Dunwoodie Substation | 345000 | 345000 | Overhead | 1.11 | 0 | 2 | 795KA & 2,493KA | 1684846 | 1449858 | 3134704 | 0 | 0 | 0 | 0 | 0 | 0 | 0 | 0 | 0 | 0 | 0 | 0 | 0 | 0 | 0 | 0 | 0 | 0 | 0 | 0 | 12 | 0
NO |  | 36 | 2016 | 0 | 5 | 5 |  | Fresh Kills Substation | Goethals Substation | 345000 | 345000 | Overhead | 2.02 | 0 | 2 | 795,000A | 0 | 1617471 | 1617471 | 0 | 0 | 0 | 0 | 0 | 0 | 0 | 0 | 0 | 0 | 0 | 0 | 0 | 0 | 0 | 0 | 0 | 0 | 0 | 0 | 12 | 0
NO |  | 36 | 2016 | 0 | 6 | 6 |  | West Haverstraw Terminal | Ladentown Sw. Sta. (Note 1) | 345000 | 345000 | Overhead | 5.03 | 0 | 2 | 2,493,000A | 227837 | 3963050 | 4190887 | 0 | 0 | 0 | 0 | 0 | 0 | 0 | 0 | 0 | 0 | 0 | 0 | 0 | 0 | 0 | 0 | 0 | 0 | 0 | 0 | 12 | 0
NO |  | 36 | 2016 | 0 | 7 | 7 |  | Ramapo Substation via Laden | Buchanan Substation (Note 2 | 345000 | 345000 | Overhead | 15.96 | 0 | 2 | 2,493,000A | 4022718 | 39959954 | 43982672 | 0 | 0 | 0 | 0 | 0 | 0 | 0 | 0 | 0 | 0 | 0 | 0 | 0 | 0 | 0 | 0 | 0 | 0 | 0 | 0 | 12 | 0
NO |  | 36 | 2016 | 0 | 8 | 8 |  | Millwood Substation | Buchanan Substation | 345000 | 345000 | Overhead | 0.73 | 0 | 2 | 1,172,000A | 774962 | 3207835 | 3982797 | 0 | 0 | 0 | 0 | 0 | 0 | 0 | 0 | 0 | 0 | 0 | 0 | 0 | 0 | 0 | 0 | 0 | 0 | 0 | 0 | 12 | 0
NO |  | 36 | 2016 | 0 | 9 | 9 |  | Ramapo Substation | New York - New Jersey State | 345000 | 345000 | Overhead | 3.52 | 0 | 1 | 1,590,000A | 0 | 3883699 | 3883699 | 0 | 0 | 0 | 0 | 0 | 0 | 0 | 0 | 0 | 0 | 0 | 0 | 0 | 0 | 0 | 0 | 0 | 0 | 0 | 0 | 12 | 0
NO |  | 36 | 2016 | 0 | 10 | 10 |  | Buchanan Substation | Millwood Substation | 345000 | 345000 | Overhead | 9.8 | 0 | 1 | 2,439,000A | 400096 | 20089744 | 20489840 | 0 | 0 | 0 | 0 | 0 | 0 | 0 | 0 | 0 | 0 | 0 | 0 | 0 | 0 | 0 | 0 | 0 | 0 | 0 | 0 | 12 | 0
NO |  | 36 | 2016 | 0 | 11 | 11 |  | Dunwoodie Substation Via Pl | Pleasant Valley Substation | 345000 | 345000 | Overhead | 61.19 | 0 | 2 | 2,385,KA &2,493KA | 708340 | 76364034 | 77072374 | 0 | 0 | 0 | 0 | 0 | 0 | 0 | 0 | 0 | 0 | 0 | 0 | 0 | 0 | 0 | 0 | 0 | 0 | 0 | 0 | 12 | 0
NO |  | 36 | 2016 | 0 | 12 | 12 |  | Ramapo | Rock Tavern | 345000 | 345000 | Overhead | 27.4 | 0 | 1 | 1,590,000A | 4556428 | 18746239 | 23302667 | 0 | 0 | 0 | 0 | 0 | 0 | 0 | 0 | 0 | 0 | 0 | 0 | 0 | 0 | 0 | 0 | 0 | 0 | 0 | 0 | 12 | 0
NO |  | 36 | 2016 | 0 | 13 | 13 |  | Millwood Substation Via Woo | Pleasant Valley | 345000 | 345000 | Overhead | 40.86 | 0 | 2 | 927,000A | 639325 | 48412593 | 49051918 | 0 | 0 | 0 | 0 | 0 | 0 | 0 | 0 | 0 | 0 | 0 | 0 | 0 | 0 | 0 | 0 | 0 | 0 | 0 | 0 | 12 | 0
NO |  | 36 | 2016 | 0 | 14 | 14 |  | Dunwoodie via Mott Haven S | Rainey Substation | 345000 | 345000 | Underground | 15.31 | 0 | 2 | 2,000,KC &2,500KC | 312252 | 85738772 | 86051024 | 0 | 0 | 0 | 0 | 0 | 0 | 0 | 0 | 0 | 0 | 0 | 0 | 0 | 0 | 0 | 0 | 0 | 0 | 0 | 0 | 12 | 0
NO |  | 36 | 2016 | 0 | 15 | 15 |  | Rainey Substation | Farragut Substation | 345000 | 345000 | Underground | 7.37 | 0 | 3 | 2,000,000C | 670751 | 40042214 | 40712965 | 0 | 0 | 0 | 0 | 0 | 0 | 0 | 0 | 0 | 0 | 0 | 0 | 0 | 0 | 0 | 0 | 0 | 0 | 0 | 0 | 12 | 0
NO |  | 36 | 2016 | 0 | 16 | 16 |  | Farragut Substation | East 13th St. Substation | 345000 | 345000 | Underground | 1.89 | 0 | 4 | 2,000,000C | 0 | 25017462 | 25017462 | 0 | 0 | 0 | 0 | 0 | 0 | 0 | 0 | 0 | 0 | 0 | 0 | 0 | 0 | 0 | 0 | 0 | 0 | 0 | 0 | 12 | 0
NO |  | 36 | 2016 | 0 | 17 | 17 |  | Farragut Substation | Gowanus Substation | 345000 | 345000 | Underground | 3.91 | 0 | 2 | 2,000,000C | 0 | 22026661 | 22026661 | 0 | 0 | 0 | 0 | 0 | 0 | 0 | 0 | 0 | 0 | 0 | 0 | 0 | 0 | 0 | 0 | 0 | 0 | 0 | 0 | 12 | 0
NO |  | 36 | 2016 | 0 | 18 | 18 |  | Gowanus Substation | Goethals Substation | 345000 | 345000 | Underground | 12.89 | 0 | 2 | 2,000,000C | 10224 | 23878020 | 23888244 | 0 | 0 | 0 | 0 | 0 | 0 | 0 | 0 | 0 | 0 | 0 | 0 | 0 | 0 | 0 | 0 | 0 | 0 | 0 | 0 | 12 | 0
NO |  | 36 | 2016 | 0 | 19 | 19 |  | Farragut Substation | New York - New Jersey State | 345000 | 345000 | Underground | 3.4 | 0 | 2 | 2,000KC, &2,500KC | 0 | 23485661 | 23485661 | 0 | 0 | 0 | 0 | 0 | 0 | 0 | 0 | 0 | 0 | 0 | 0 | 0 | 0 | 0 | 0 | 0 | 0 | 0 | 0 | 12 | 0
NO |  | 36 | 2016 | 0 | 20 | 20 |  | Sprainbrook Substation | Tremont Substation | 345000 | 345000 | Underground | 9.26 | 0 | 1 | 2,000KC, &2,500KC | 0 | 9276099 | 9276099 | 0 | 0 | 0 | 0 | 0 | 0 | 0 | 0 | 0 | 0 | 0 | 0 | 0 | 0 | 0 | 0 | 0 | 0 | 0 | 0 | 12 | 0
NO |  | 36 | 2016 | 0 | 21 | 21 |  | Sprainbrook Substation | West 49th St. Substation | 345000 | 345000 | Underground | 17.41 | 0 | 2 | 2,500,000C | 313393 | 121828730 | 122142123 | 0 | 0 | 0 | 0 | 0 | 0 | 0 | 0 | 0 | 0 | 0 | 0 | 0 | 0 | 0 | 0 | 0 | 0 | 0 | 0 | 12 | 0
NO |  | 36 | 2016 | 0 | 22 | 22 |  | West 49th St. Substation | East 13th Street Substation | 345000 | 345000 | Underground | 4.15 | 0 | 2 | 2,500,000C | 0 | 9361924 | 9361924 | 0 | 0 | 0 | 0 | 0 | 0 | 0 | 0 | 0 | 0 | 0 | 0 | 0 | 0 | 0 | 0 | 0 | 0 | 0 | 0 | 12 | 0
NO |  | 36 | 2016 | 0 | 23 | 23 |  | Dunwoodie Substation | Westchester/Nassau; County | 345000 | 345000 | Underground | 10.05 | 0 | 1 | 2,500KC &3,000KC | 207396 | 43471442 | 43678838 | 0 | 0 | 0 | 0 | 0 | 0 | 0 | 0 | 0 | 0 | 0 | 0 | 0 | 0 | 0 | 0 | 0 | 0 | 0 | 0 | 12 | 0
NO |  | 36 | 2016 | 0 | 24 | 24 |  | Mid Arthur Kill | Goethals | 345000 | 345000 | Underground | 0.7 | 0 | 2 | 2,500,000C | 0 | 10 | 10 | 0 | 0 | 0 | 0 | 0 | 0 | 0 | 0 | 0 | 0 | 0 | 0 | 0 | 0 | 0 | 0 | 0 | 0 | 0 | 0 | 12 | 0
NO |  | 36 | 2016 | 0 | 25 | 25 |  | Sprainbrook, Waterway | Sherman Creek Substation (N | 345000 | 345000 | Underground | 4.15 | 0 | 2 | 2,500,000C | 0 | 139348823 | 139348823 | 0 | 0 | 0 | 0 | 0 | 0 | 0 | 0 | 0 | 0 | 0 | 0 | 0 | 0 | 0 | 0 | 0 | 0 | 0 | 0 | 12 | 0
NO |  | 36 | 2016 | 0 | 26 | 26 |  | Sprainbrook | Academy | 345000 | 345000 | Underground | 9.5 | 0 | 2 | 2,500,000C | 0 | 138034772 | 138034772 | 0 | 0 | 0 | 0 | 0 | 0 | 0 | 0 | 0 | 0 | 0 | 0 | 0 | 0 | 0 | 0 | 0 | 0 | 0 | 0 | 12 | 0
NO |  | 36 | 2016 | 0 | 27 | 27 |  | Goethals Station | New York - New Jersey State | 230000 | 230000 | Overhead | 0.38 | 0 | 1 | 795KA & 804,000A | 0 | 439079 | 439079 | 0 | 0 | 0 | 0 | 0 | 0 | 0 | 0 | 0 | 0 | 0 | 0 | 0 | 0 | 0 | 0 | 0 | 0 | 0 | 0 | 12 | 0
NO |  | 36 | 2016 | 0 | 28 | 28 |  | Millwood Substation | Buchanan Substation | 138000 | 138000 | Overhead | 9.57 | 0 | 2 | 1,590,000A | 1195419 | 2728374 | 3923793 | 0 | 0 | 0 | 0 | 0 | 0 | 0 | 0 | 0 | 0 | 0 | 0 | 0 | 0 | 0 | 0 | 0 | 0 | 0 | 0 | 12 | 0
NO |  | 36 | 2016 | 0 | 29 | 29 |  | Dunwoodie Substation | Sprainbrook Substation | 138000 | 138000 | Overhead | 1.37 | 0 | 2 | 795,KA &2,156KA | 1294957 | 1679960 | 2974917 | 0 | 0 | 0 | 0 | 0 | 0 | 0 | 0 | 0 | 0 | 0 | 0 | 0 | 0 | 0 | 0 | 0 | 0 | 0 | 0 | 12 | 0
NO |  | 36 | 2016 | 0 | 30 | 30 |  | Buchanan Substation | Peekskill Refuse Plant | 138000 | 138000 | Overhead | 0.92 | 0 | 1 | 336,000A | 0 | 0 | 0 | 0 | 0 | 0 | 0 | 0 | 0 | 0 | 0 | 0 | 0 | 0 | 0 | 0 | 0 | 0 | 0 | 0 | 0 | 0 | 0 | 12 | 0
NO |  | 36 | 2016 | 0 | 31 | 31 |  | Elmsford Substation | White Plains Substation | 138000 | 138000 | Underground | 2.56 | 0 | 1 | 600,000C | 0 | 1080977 | 1080977 | 0 | 0 | 0 | 0 | 0 | 0 | 0 | 0 | 0 | 0 | 0 | 0 | 0 | 0 | 0 | 0 | 0 | 0 | 0 | 0 | 12 | 0
NO |  | 36 | 2016 | 0 | 32 | 32 |  | Webster Av | N. Botanical Sq. | 138000 | 138000 | Underground | 1.32 | 0 | 1 | 500,000C | 0 | 67327 | 67327 | 0 | 0 | 0 | 0 | 0 | 0 | 0 | 0 | 0 | 0 | 0 | 0 | 0 | 0 | 0 | 0 | 0 | 0 | 0 | 0 | 12 | 0
NO |  | 36 | 2016 | 0 | 33 | 33 |  | Elmsford Sub. Via White Pla | Harrison Substation | 138000 | 138000 | Underground | 7.5 | 0 | 3 | 500,000A | 59047 | 33043140 | 33102187 | 0 | 0 | 0 | 0 | 0 | 0 | 0 | 0 | 0 | 0 | 0 | 0 | 0 | 0 | 0 | 0 | 0 | 0 | 0 | 0 | 12 | 0
NO |  | 36 | 2016 | 0 | 34 | 34 |  | Millwood Substation | Ossining Substation | 138000 | 138000 | Underground | 5.57 | 0 | 2 | 350,000C | 0 | 10634075 | 10634075 | 0 | 0 | 0 | 0 | 0 | 0 | 0 | 0 | 0 | 0 | 0 | 0 | 0 | 0 | 0 | 0 | 0 | 0 | 0 | 0 | 12 | 0
NO |  | 36 | 2016 | 0 | 35 | 35 |  | Dunwoodie North Substation | Washington St. Substation | 138000 | 138000 | Underground | 3.61 | 0 | 2 | 1,500KC &2,500KC | 0 | 5275532 | 5275532 | 0 | 0 | 0 | 0 | 0 | 0 | 0 | 0 | 0 | 0 | 0 | 0 | 0 | 0 | 0 | 0 | 0 | 0 | 0 | 0 | 12 | 0
NO |  | 36 | 2016 | 0 | 36 | 36 |  | TOTAL |  | 0 | 0 |  | 514.12 | 0 | 220 |  | 19718169 | 1671811523 | 1691529692 | 0 | 0 | 0 | 0 | 0 | 0 | 0 | 0 | 0 | 0 | 0 | 0 | 0 | 0 | 0 | 0 | 0 | 0 | 0 | 0 | 12 | 0
NO |  | 36 | 2016 | 1 | 1 | 1 |  | Dunwoodie North Substation | Washington St. Substation | 138000 | 138000 | Underground | 6.58 | 0 | 2 | 1,500KC &2,500KC | 0 | 29415695 | 29415695 | 0 | 0 | 0 | 0 | 0 | 0 | 0 | 0 | 0 | 0 | 0 | 0 | 0 | 0 | 0 | 0 | 0 | 0 | 0 | 0 | 12 | 0
NO |  | 36 | 2016 | 1 | 2 | 2 |  | Cedar Street Substation | Tee at North; Columbus Ave | 138000 | 138000 | Underground | 2.75 | 0 | 2 | 350,000C | 0 | 5989835 | 5989835 | 0 | 0 | 0 | 0 | 0 | 0 | 0 | 0 | 0 | 0 | 0 | 0 | 0 | 0 | 0 | 0 | 0 | 0 | 0 | 0 | 12 | 0
NO |  | 36 | 2016 | 1 | 3 | 3 |  | Washington St | Cedar Street | 138000 | 138000 | Underground | 3.2 | 0 | 2 | 350,000C | 0 | 651618 | 651618 | 0 | 0 | 0 | 0 | 0 | 0 | 0 | 0 | 0 | 0 | 0 | 0 | 0 | 0 | 0 | 0 | 0 | 0 | 0 | 0 | 12 | 0
NO |  | 36 | 2016 | 1 | 4 | 4 |  | Dunwoodie North Substation | Sherman Creek Substation | 138000 | 138000 | Underground | 7.88 | 0 | 2 | 1,250KC &1,500KC | 2004 | 49718094 | 49720098 | 0 | 0 | 0 | 0 | 0 | 0 | 0 | 0 | 0 | 0 | 0 | 0 | 0 | 0 | 0 | 0 | 0 | 0 | 0 | 0 | 12 | 0
NO |  | 36 | 2016 | 1 | 5 | 5 |  | Sherman Creek Substation | East 179th St. Substation | 138000 | 138000 | Underground | 1.95 | 0 | 2 | 1,500KC &2,500KC | 16855 | 3922285 | 3939140 | 0 | 0 | 0 | 0 | 0 | 0 | 0 | 0 | 0 | 0 | 0 | 0 | 0 | 0 | 0 | 0 | 0 | 0 | 0 | 0 | 12 | 0
NO |  | 36 | 2016 | 1 | 6 | 6 |  | E. 179th Street Substation | Parkchester Substation | 138000 | 138000 | Underground | 2.03 | 0 | 4 | 1,250KC &1,500KC | 0 | 2818701 | 2818701 | 0 | 0 | 0 | 0 | 0 | 0 | 0 | 0 | 0 | 0 | 0 | 0 | 0 | 0 | 0 | 0 | 0 | 0 | 0 | 0 | 12 | 0
NO |  | 36 | 2016 | 1 | 7 | 7 |  | E. 179th Street Substation | Hellgate Substation | 138000 | 138000 | Underground | 4.24 | 0 | 3 | 1.5MC&2.5MC&2MC | 0 | 27065621 | 27065621 | 0 | 0 | 0 | 0 | 0 | 0 | 0 | 0 | 0 | 0 | 0 | 0 | 0 | 0 | 0 | 0 | 0 | 0 | 0 | 0 | 12 | 0
NO |  | 36 | 2016 | 1 | 8 | 8 |  | Dunwoodie South Substation | E. 179th Street Substation | 138000 | 138000 | Underground | 7.38 | 0 | 1 | 2,500,000C | 0 | 12951129 | 12951129 | 0 | 0 | 0 | 0 | 0 | 0 | 0 | 0 | 0 | 0 | 0 | 0 | 0 | 0 | 0 | 0 | 0 | 0 | 0 | 0 | 12 | 0
NO |  | 36 | 2016 | 1 | 9 | 9 |  | Hellgate | Astoria | 138000 | 138000 | Underground | 1.67 | 0 | 7 | 1,500,000C | 0 | 9492564 | 9492564 | 0 | 0 | 0 | 0 | 0 | 0 | 0 | 0 | 0 | 0 | 0 | 0 | 0 | 0 | 0 | 0 | 0 | 0 | 0 | 0 | 12 | 0
NO |  | 36 | 2016 | 1 | 10 | 10 |  | Dunwoodie South Substation | Mott Haven Substation | 138000 | 138000 | Underground | 3.56 | 0 | 1 | 2,500,000C & 2MC | 0 | 125316 | 125316 | 0 | 0 | 0 | 0 | 0 | 0 | 0 | 0 | 0 | 0 | 0 | 0 | 0 | 0 | 0 | 0 | 0 | 0 | 0 | 0 | 12 | 0
NO |  | 36 | 2016 | 1 | 11 | 11 |  | Dunwoodie South | Rockview | 138000 | 138000 | Underground | 1.5 | 0 | 1 | 2,500,000C | 0 | 6532 | 6532 | 0 | 0 | 0 | 0 | 0 | 0 | 0 | 0 | 0 | 0 | 0 | 0 | 0 | 0 | 0 | 0 | 0 | 0 | 0 | 0 | 12 | 0
NO |  | 36 | 2016 | 1 | 12 | 12 |  | Astoria Substation | Corona Substation | 138000 | 138000 | Underground | 5.02 | 0 | 6 | 1,500,000C &2MC | 0 | 8651797 | 8651797 | 0 | 0 | 0 | 0 | 0 | 0 | 0 | 0 | 0 | 0 | 0 | 0 | 0 | 0 | 0 | 0 | 0 | 0 | 0 | 0 | 12 | 0
NO |  | 36 | 2016 | 1 | 13 | 13 |  | Corona Substation | Jamaica Substation | 138000 | 138000 | Underground | 4.49 | 0 | 2 | 1,500,000C | 0 | 9106411 | 9106411 | 0 | 0 | 0 | 0 | 0 | 0 | 0 | 0 | 0 | 0 | 0 | 0 | 0 | 0 | 0 | 0 | 0 | 0 | 0 | 0 | 12 | 0
NO |  | 36 | 2016 | 1 | 14 | 14 |  | Jamaica Substation | Queens/Nassau; County Line; | 138000 | 138000 | Underground | 5.59 | 0 | 2 | 900,000C | 0 | 1930524 | 1930524 | 0 | 0 | 0 | 0 | 0 | 0 | 0 | 0 | 0 | 0 | 0 | 0 | 0 | 0 | 0 | 0 | 0 | 0 | 0 | 0 | 12 | 0
NO |  | 36 | 2016 | 1 | 15 | 15 |  | Astoria Substation | Queensbridge Substation | 138000 | 138000 | Underground | 2.79 | 0 | 6 | 1,500,000C &2MC | 0 | 5870210 | 5870210 | 0 | 0 | 0 | 0 | 0 | 0 | 0 | 0 | 0 | 0 | 0 | 0 | 0 | 0 | 0 | 0 | 0 | 0 | 0 | 0 | 12 | 0
NO |  | 36 | 2016 | 1 | 16 | 16 |  | Queensbridge Substation | Vernon Substation | 138000 | 138000 | Underground | 0.73 | 0 | 4 | 1,500,000C &2MC | 0 | 1602102 | 1602102 | 0 | 0 | 0 | 0 | 0 | 0 | 0 | 0 | 0 | 0 | 0 | 0 | 0 | 0 | 0 | 0 | 0 | 0 | 0 | 0 | 12 | 0
NO |  | 36 | 2016 | 1 | 17 | 17 |  | Vernon | Glendale | 138000 | 138000 | Underground | 5.42 | 0 | 5 | 1,500,000C | 0 | 50287396 | 50287396 | 0 | 0 | 0 | 0 | 0 | 0 | 0 | 0 | 0 | 0 | 0 | 0 | 0 | 0 | 0 | 0 | 0 | 0 | 0 | 0 | 12 | 0
NO |  | 36 | 2016 | 1 | 18 | 18 |  | Vernon Substation & Tap | Newtown Substation | 138000 | 138000 | Underground | 5.42 | 0 | 5 | 1.5MC&2MC&2.5MC | 0 | 6568515 | 6568515 | 0 | 0 | 0 | 0 | 0 | 0 | 0 | 0 | 0 | 0 | 0 | 0 | 0 | 0 | 0 | 0 | 0 | 0 | 0 | 0 | 12 | 0
NO |  | 36 | 2016 | 1 | 19 | 19 |  | Vernon Substation | Greenwood Substation | 138000 | 138000 | Underground | 8.88 | 0 | 2 | 1.5MC & 2MC | 0 | 13329584 | 13329584 | 0 | 0 | 0 | 0 | 0 | 0 | 0 | 0 | 0 | 0 | 0 | 0 | 0 | 0 | 0 | 0 | 0 | 0 | 0 | 0 | 12 | 0
NO |  | 36 | 2016 | 1 | 20 | 20 |  | Greenwood Substation | Bensonhurst Substation | 138000 | 138000 | Underground | 3.61 | 0 | 5 | 2MC & 2.5MC | 0 | 29592472 | 29592472 | 0 | 0 | 0 | 0 | 0 | 0 | 0 | 0 | 0 | 0 | 0 | 0 | 0 | 0 | 0 | 0 | 0 | 0 | 0 | 0 | 12 | 0
NO |  | 36 | 2016 | 1 | 21 | 21 |  | Greenwood Substation | Gowanus Substation | 138000 | 138000 | Underground | 0.66 | 0 | 2 | 2MC & 2.5MC | 0 | 8127891 | 8127891 | 0 | 0 | 0 | 0 | 0 | 0 | 0 | 0 | 0 | 0 | 0 | 0 | 0 | 0 | 0 | 0 | 0 | 0 | 0 | 0 | 12 | 0
NO |  | 36 | 2016 | 1 | 22 | 22 |  | Tee at Marcy Ave. Division | Kent Avenue Substation | 138000 | 138000 | Underground | 0.62 | 0 | 1 | 350,000C | 0 | 320479 | 320479 | 0 | 0 | 0 | 0 | 0 | 0 | 0 | 0 | 0 | 0 | 0 | 0 | 0 | 0 | 0 | 0 | 0 | 0 | 0 | 0 | 12 | 0
NO |  | 36 | 2016 | 1 | 23 | 23 |  | Greenwood Substation | Fox Hills Substation | 138000 | 138000 | Underground | 6.36 | 0 | 2 | 1.5MC & 2MC | 0 | 7146049 | 7146049 | 0 | 0 | 0 | 0 | 0 | 0 | 0 | 0 | 0 | 0 | 0 | 0 | 0 | 0 | 0 | 0 | 0 | 0 | 0 | 0 | 12 | 0
NO |  | 36 | 2016 | 1 | 24 | 24 |  | Fox Hills Substation | Fresh Kills Substation | 138000 | 138000 | Underground | 7.42 | 0 | 2 | 2MC & 2.5MC | 0 | 5911115 | 5911115 | 0 | 0 | 0 | 0 | 0 | 0 | 0 | 0 | 0 | 0 | 0 | 0 | 0 | 0 | 0 | 0 | 0 | 0 | 0 | 0 | 12 | 0
NO |  | 36 | 2016 | 1 | 25 | 25 |  | Hudson Avenue Substation | Jamaica Substation | 138000 | 138000 | Underground | 11.11 | 0 | 2 | 1.25MC & 1.5MC | 0 | 18982745 | 18982745 | 0 | 0 | 0 | 0 | 0 | 0 | 0 | 0 | 0 | 0 | 0 | 0 | 0 | 0 | 0 | 0 | 0 | 0 | 0 | 0 | 12 | 0
NO |  | 36 | 2016 | 1 | 26 | 26 |  | Hudson Avenue Substation | Farragut Substation | 138000 | 138000 | Underground | 0.38 | 0 | 2 | 2,500,000C | 0 | 236597 | 236597 | 0 | 0 | 0 | 0 | 0 | 0 | 0 | 0 | 0 | 0 | 0 | 0 | 0 | 0 | 0 | 0 | 0 | 0 | 0 | 0 | 12 | 0
NO |  | 36 | 2016 | 1 | 27 | 27 |  | Cherry St. Substation | E. 13th Street Substation | 138000 | 138000 | Underground | 1.99 | 0 | 3 | 500,000C &2.5MC | 0 | 20420900 | 20420900 | 0 | 0 | 0 | 0 | 0 | 0 | 0 | 0 | 0 | 0 | 0 | 0 | 0 | 0 | 0 | 0 | 0 | 0 | 0 | 0 | 12 | 0
NO |  | 36 | 2016 | 1 | 28 | 28 |  | Farragut Substation | Brownsville Substation | 138000 | 138000 | Underground | 6.45 | 0 | 5 | 2MC &2.5MC | 0 | 26459699 | 26459699 | 0 | 0 | 0 | 0 | 0 | 0 | 0 | 0 | 0 | 0 | 0 | 0 | 0 | 0 | 0 | 0 | 0 | 0 | 0 | 0 | 12 | 0
NO |  | 36 | 2016 | 1 | 29 | 29 |  | East 13th Street Substatio | East 29th Street Substation | 138000 | 138000 | Underground | 1.56 | 0 | 5 | 350KC, 750KC,2MC | 0 | 6057533 | 6057533 | 0 | 0 | 0 | 0 | 0 | 0 | 0 | 0 | 0 | 0 | 0 | 0 | 0 | 0 | 0 | 0 | 0 | 0 | 0 | 0 | 12 | 0
NO |  | 36 | 2016 | 1 | 30 | 30 |  | East 13th Street Substatio | East 13th Street Substation | 138000 | 138000 | Underground | 0.09 | 0 | 7 | 2,000,000C &2.5MC | 0 | 1201704 | 1201704 | 0 | 0 | 0 | 0 | 0 | 0 | 0 | 0 | 0 | 0 | 0 | 0 | 0 | 0 | 0 | 0 | 0 | 0 | 0 | 0 | 12 | 0
NO |  | 36 | 2016 | 1 | 31 | 31 |  | East 13th Street Substatio | East River; Gen. Station | 138000 | 138000 | Underground | 0.08 | 0 | 4 | 2,000,000C | 0 | 162937 | 162937 | 0 | 0 | 0 | 0 | 0 | 0 | 0 | 0 | 0 | 0 | 0 | 0 | 0 | 0 | 0 | 0 | 0 | 0 | 0 | 0 | 12 | 0
NO |  | 36 | 2016 | 1 | 32 | 32 |  | Rainey Substation | East 75th Street Substation | 138000 | 138000 | Underground | 1.32 | 0 | 4 | 2,000,000C &2.5MC | 0 | 10694643 | 10694643 | 0 | 0 | 0 | 0 | 0 | 0 | 0 | 0 | 0 | 0 | 0 | 0 | 0 | 0 | 0 | 0 | 0 | 0 | 0 | 0 | 12 | 0
NO |  | 36 | 2016 | 1 | 33 | 33 |  | East 75th Street Substatio | West 110th St Substation | 138000 | 138000 | Underground | 3.58 | 0 | 1 | 2,000,000C &2.5MC | 0 | 1905914 | 1905914 | 0 | 0 | 0 | 0 | 0 | 0 | 0 | 0 | 0 | 0 | 0 | 0 | 0 | 0 | 0 | 0 | 0 | 0 | 0 | 0 | 12 | 0
NO |  | 36 | 2016 | 1 | 34 | 34 |  | Tee Vicinity East 74th Stre | West 110th St Substation | 138000 | 138000 | Underground | 3.44 | 0 | 3 | 1,500,000C &2MC | 0 | 4996494 | 4996494 | 0 | 0 | 0 | 0 | 0 | 0 | 0 | 0 | 0 | 0 | 0 | 0 | 0 | 0 | 0 | 0 | 0 | 0 | 0 | 0 | 12 | 0
NO |  | 36 | 2016 | 1 | 35 | 35 |  | World Trade Center; Via Sea | Farragut | 138000 | 138000 | Underground | 2.57 | 0 | 5 | 1.5MC &2MC & 3MC | 0 | 23600806 | 23600806 | 0 | 0 | 0 | 0 | 0 | 0 | 0 | 0 | 0 | 0 | 0 | 0 | 0 | 0 | 0 | 0 | 0 | 0 | 0 | 0 | 12 | 0
NO |  | 36 | 2016 | 2 | 1 | 1 |  | Eastview Substation | Elmsford Substation | 138000 | 138000 | Underground | 2.68 | 0 | 4 | 2,000,000C | 392985 | 8424569 | 8817554 | 0 | 0 | 0 | 0 | 0 | 0 | 0 | 0 | 0 | 0 | 0 | 0 | 0 | 0 | 0 | 0 | 0 | 0 | 0 | 0 | 12 | 0
NO |  | 36 | 2016 | 2 | 2 | 2 |  | Fresh Kills Substation | Wainwright Substation | 138000 | 138000 | Underground | 4.87 | 0 | 2 | 470,000A | 0 | 9360771 | 9360771 | 0 | 0 | 0 | 0 | 0 | 0 | 0 | 0 | 0 | 0 | 0 | 0 | 0 | 0 | 0 | 0 | 0 | 0 | 0 | 0 | 12 | 0
NO |  | 36 | 2016 | 2 | 3 | 3 |  | N.H.R.R. Substation | Tee Vicinity | 138000 | 138000 | Underground | 0.07 | 0 | 2 | 350,000C | 0 | 2756441 | 2756441 | 0 | 0 | 0 | 0 | 0 | 0 | 0 | 0 | 0 | 0 | 0 | 0 | 0 | 0 | 0 | 0 | 0 | 0 | 0 | 0 | 12 | 0
NO |  | 36 | 2016 | 2 | 4 | 4 |  | Jamaica Substation | Lake Success Line | 138000 | 138000 | Underground | 8.09 | 0 | 1 | 2,500,000C | 0 | 10941639 | 10941639 | 0 | 0 | 0 | 0 | 0 | 0 | 0 | 0 | 0 | 0 | 0 | 0 | 0 | 0 | 0 | 0 | 0 | 0 | 0 | 0 | 12 | 0
NO |  | 36 | 2016 | 2 | 5 | 5 |  | West 42nd Street Substation | West 49th Street Substation | 138000 | 138000 | Underground | 0.69 | 0 | 5 | 750KC, 2MC, 2.5MC | 0 | 3986670 | 3986670 | 0 | 0 | 0 | 0 | 0 | 0 | 0 | 0 | 0 | 0 | 0 | 0 | 0 | 0 | 0 | 0 | 0 | 0 | 0 | 0 | 12 | 0
NO |  | 36 | 2016 | 2 | 6 | 6 |  | West 65th Street Substation | West 49th Street Substation | 138000 | 138000 | Underground | 1.13 | 0 | 5 | 2MC &2.5MC | 0 | 13439812 | 13439812 | 0 | 0 | 0 | 0 | 0 | 0 | 0 | 0 | 0 | 0 | 0 | 0 | 0 | 0 | 0 | 0 | 0 | 0 | 0 | 0 | 12 | 0
NO |  | 36 | 2016 | 2 | 7 | 7 |  | Rainey Substation | West 110th St Substation | 138000 | 138000 | Underground | 4.56 | 0 | 1 | 1.5MC &2MC | 0 | 7227119 | 7227119 | 0 | 0 | 0 | 0 | 0 | 0 | 0 | 0 | 0 | 0 | 0 | 0 | 0 | 0 | 0 | 0 | 0 | 0 | 0 | 0 | 12 | 0
NO |  | 36 | 2016 | 2 | 8 | 8 |  | Tap at 1st Avenue and 71st | East 75th Street Substation | 138000 | 138000 | Underground | 0.46 | 0 | 1 | 500,000C | 0 | 670151 | 670151 | 0 | 0 | 0 | 0 | 0 | 0 | 0 | 0 | 0 | 0 | 0 | 0 | 0 | 0 | 0 | 0 | 0 | 0 | 0 | 0 | 12 | 0
NO |  | 36 | 2016 | 2 | 9 | 9 |  | Vernon Substation | East 40th Street Substation | 138000 | 138000 | Underground | 3.65 | 0 | 5 | 1,500,000C | 0 | 47700146 | 47700146 | 0 | 0 | 0 | 0 | 0 | 0 | 0 | 0 | 0 | 0 | 0 | 0 | 0 | 0 | 0 | 0 | 0 | 0 | 0 | 0 | 12 | 0
NO |  | 36 | 2016 | 2 | 10 | 10 |  | Vernon Substation | Tee at 65th St & Amsterdam | 138000 | 138000 | Underground | 3.03 | 0 | 1 | 2,000,000C | 0 | 3064591 | 3064591 | 0 | 0 | 0 | 0 | 0 | 0 | 0 | 0 | 0 | 0 | 0 | 0 | 0 | 0 | 0 | 0 | 0 | 0 | 0 | 0 | 12 | 0
NO |  | 36 | 2016 | 2 | 11 | 11 |  | East 36th Street Substation | Tee at 29th St.& First Ave | 138000 | 138000 | Underground | 0.49 | 0 | 4 | 2,000,000C | 0 | 1526540 | 1526540 | 0 | 0 | 0 | 0 | 0 | 0 | 0 | 0 | 0 | 0 | 0 | 0 | 0 | 0 | 0 | 0 | 0 | 0 | 0 | 0 | 12 | 0
NO |  | 36 | 2016 | 2 | 12 | 12 |  | East 36th Street Substation | East 13th Street Substation | 138000 | 138000 | Underground | 1.64 | 0 | 1 | 2,000,000C | 0 | 1423805 | 1423805 | 0 | 0 | 0 | 0 | 0 | 0 | 0 | 0 | 0 | 0 | 0 | 0 | 0 | 0 | 0 | 0 | 0 | 0 | 0 | 0 | 12 | 0
NO |  | 36 | 2016 | 2 | 13 | 13 |  | Gowanus Substation | Greenwood Substation | 138000 | 138000 | Underground | 0.95 | 0 | 2 | 2,000,000C | 0 | 3766459 | 3766459 | 0 | 0 | 0 | 0 | 0 | 0 | 0 | 0 | 0 | 0 | 0 | 0 | 0 | 0 | 0 | 0 | 0 | 0 | 0 | 0 | 12 | 0
NO |  | 36 | 2016 | 2 | 14 | 14 |  | Fresh Kills Substation | Woodrow Substation | 138000 | 138000 | Underground | 3.36 | 0 | 2 | 500,000C | 0 | 42080170 | 42080170 | 0 | 0 | 0 | 0 | 0 | 0 | 0 | 0 | 0 | 0 | 0 | 0 | 0 | 0 | 0 | 0 | 0 | 0 | 0 | 0 | 12 | 0
NO |  | 36 | 2016 | 2 | 15 | 15 |  | Eastview Substation | Grasslands Substation | 138000 | 138000 | Underground | 1.89 | 0 | 3 | 1,500,000C | 0 | 26792041 | 26792041 | 0 | 0 | 0 | 0 | 0 | 0 | 0 | 0 | 0 | 0 | 0 | 0 | 0 | 0 | 0 | 0 | 0 | 0 | 0 | 0 | 12 | 0
NO |  | 36 | 2016 | 2 | 16 | 16 |  | Mott Haven Substation | Parkview Substation | 138000 | 138000 | Underground | 2.31 | 0 | 4 | 3,000,000C | 0 | 93116819 | 93116819 | 0 | 0 | 0 | 0 | 0 | 0 | 0 | 0 | 0 | 0 | 0 | 0 | 0 | 0 | 0 | 0 | 0 | 0 | 0 | 0 | 12 | 0
NO |  | 39 | 2016 | 0 | 1 | 1 |  | Millstone Station | Manchester S/S | 345 | 345 | SCSP | 4.41 | 0 | 1 | 2-1272 ACSR | 0 | 51859240 | 51859240 | 0 | 0 | 0 | 0 | 0 | 0 | 0 | 0 | 0 | 0 | 0 | 0 | 0 | 0 | 0 | 0 | 0 | 0 | 0 | 0 | 12 | 1
NO |  | 39 | 2016 | 0 | 2 | 2 |  |  |  | 0 | 0 | SCHF | 40.92 | 0 | 0 | 2-1272 ACSR | 0 | 0 | 0 | 0 | 0 | 0 | 0 | 0 | 0 | 0 | 0 | 0 | 0 | 0 | 0 | 0 | 0 | 0 | 0 | 0 | 0 | 0 | 0 | 12 | 1
NO |  | 39 | 2016 | 0 | 3 | 3 |  |  |  | 0 | 0 | SCLT | 1.61 | 0 | 0 | 2-1272 ACSR | 0 | 0 | 0 | 0 | 0 | 0 | 0 | 0 | 0 | 0 | 0 | 0 | 0 | 0 | 0 | 0 | 0 | 0 | 0 | 0 | 0 | 0 | 0 | 12 | 1
NO |  | 39 | 2016 | 0 | 4 | 4 |  | Long Mountain S/S | Plumtree S/S | 345 | 345 | SCHF | 2.92 | 0 | 1 | 2-954 ACSR | 4544039 | 5242288 | 9786327 | 0 | 0 | 0 | 0 | 0 | 0 | 0 | 0 | 0 | 0 | 0 | 0 | 0 | 0 | 0 | 0 | 0 | 0 | 0 | 0 | 12 | 1
NO |  | 39 | 2016 | 0 | 5 | 5 |  |  |  | 0 | 0 | SCLT | 2.93 | 0 | 0 | 2-954 ACSR | 0 | 0 | 0 | 0 | 0 | 0 | 0 | 0 | 0 | 0 | 0 | 0 | 0 | 0 | 0 | 0 | 0 | 0 | 0 | 0 | 0 | 0 | 0 | 12 | 1
NO |  | 39 | 2016 | 0 | 6 | 6 |  |  |  | 0 | 0 | SCSPHF | 0.14 | 0 | 0 | 2-954 ACSR | 0 | 0 | 0 | 0 | 0 | 0 | 0 | 0 | 0 | 0 | 0 | 0 | 0 | 0 | 0 | 0 | 0 | 0 | 0 | 0 | 0 | 0 | 0 | 12 | 1
NO |  | 39 | 2016 | 0 | 7 | 7 |  |  |  | 0 | 0 | DCSP | 0 | 0.32 | 0 | 2-954 ACSR | 0 | 0 | 0 | 0 | 0 | 0 | 0 | 0 | 0 | 0 | 0 | 0 | 0 | 0 | 0 | 0 | 0 | 0 | 0 | 0 | 0 | 0 | 0 | 12 | 1
NO |  | 39 | 2016 | 0 | 8 | 8 |  |  |  | 0 | 0 | SCSP | 0.55 | 0 | 0 | 2-1272 ACSR | 0 | 0 | 0 | 0 | 0 | 0 | 0 | 0 | 0 | 0 | 0 | 0 | 0 | 0 | 0 | 0 | 0 | 0 | 0 | 0 | 0 | 0 | 0 | 12 | 1
NO |  | 39 | 2016 | 0 | 9 | 9 |  |  |  | 0 | 0 | DCSP | 0 | 10.9 | 0 | 2-1272 ACSR | 0 | 0 | 0 | 0 | 0 | 0 | 0 | 0 | 0 | 0 | 0 | 0 | 0 | 0 | 0 | 0 | 0 | 0 | 0 | 0 | 0 | 0 | 0 | 12 | 1
NO |  | 39 | 2016 | 0 | 10 | 10 |  |  |  | 0 | 0 | DCLT | 0 | 0.08 | 0 | 2-1272 ACSR | 0 | 0 | 0 | 0 | 0 | 0 | 0 | 0 | 0 | 0 | 0 | 0 | 0 | 0 | 0 | 0 | 0 | 0 | 0 | 0 | 0 | 0 | 0 | 12 | 1
NO |  | 39 | 2016 | 0 | 11 | 11 |  | Frost Bridge S/S | Southington S/S | 345 | 345 | SCHF | 12.72 | 0 | 1 | 2156 ACSR | 744279 | 10259323 | 11003602 | 0 | 0 | 0 | 0 | 0 | 0 | 0 | 0 | 0 | 0 | 0 | 0 | 0 | 0 | 0 | 0 | 0 | 0 | 0 | 0 | 12 | 1
NO |  | 39 | 2016 | 0 | 12 | 12 |  | Card S/S | Lake Road S/S | 345 | 345 | SCHF | 27.75 | 0 | 1 | 2-954 ACSR | 1240074 | 13702086 | 14942160 | 0 | 0 | 0 | 0 | 0 | 0 | 0 | 0 | 0 | 0 | 0 | 0 | 0 | 0 | 0 | 0 | 0 | 0 | 0 | 0 | 12 | 1
NO |  | 39 | 2016 | 0 | 13 | 13 |  |  |  | 0 | 0 | SCSPHF | 0.2 | 0 | 0 | 2-954 ACSR | 0 | 0 | 0 | 0 | 0 | 0 | 0 | 0 | 0 | 0 | 0 | 0 | 0 | 0 | 0 | 0 | 0 | 0 | 0 | 0 | 0 | 0 | 0 | 12 | 1
NO |  | 39 | 2016 | 0 | 14 | 14 |  |  |  | 0 | 0 | SCSP | 0.84 | 0 | 0 | 2-954 ACSR | 0 | 0 | 0 | 0 | 0 | 0 | 0 | 0 | 0 | 0 | 0 | 0 | 0 | 0 | 0 | 0 | 0 | 0 | 0 | 0 | 0 | 0 | 0 | 12 | 1
NO |  | 39 | 2016 | 0 | 15 | 15 |  |  |  | 0 | 0 | SCSP | 0.43 | 0 | 0 | 2-1272 ACSR | 0 | 0 | 0 | 0 | 0 | 0 | 0 | 0 | 0 | 0 | 0 | 0 | 0 | 0 | 0 | 0 | 0 | 0 | 0 | 0 | 0 | 0 | 0 | 12 | 1
NO |  | 39 | 2016 | 0 | 16 | 16 |  | Killingly S/S | CT/RI State Line | 345 | 345 | SCHF | 7.4 | 0 | 1 | 2-954 ACSR | 532656 | 5398879 | 5931535 | 0 | 0 | 0 | 0 | 0 | 0 | 0 | 0 | 0 | 0 | 0 | 0 | 0 | 0 | 0 | 0 | 0 | 0 | 0 | 0 | 12 | 1
NO |  | 39 | 2016 | 0 | 17 | 17 |  |  | (Sherman Road S/S) | 0 | 0 |  | 0 | 0 | 0 |  | 0 | 0 | 0 | 0 | 0 | 0 | 0 | 0 | 0 | 0 | 0 | 0 | 0 | 0 | 0 | 0 | 0 | 0 | 0 | 0 | 0 | 0 | 0 | 12 | 1
NO |  | 39 | 2016 | 0 | 18 | 18 |  | Millstone Station | Haddam S/S | 345 | 345 | SCSP | 4.09 | 0 | 1 | 2-954 ACSR | 2403973 | 31871593 | 34275566 | 0 | 0 | 0 | 0 | 0 | 0 | 0 | 0 | 0 | 0 | 0 | 0 | 0 | 0 | 0 | 0 | 0 | 0 | 0 | 0 | 12 | 1
NO |  | 39 | 2016 | 0 | 19 | 19 |  |  | Beseck Station | 0 | 0 | DCLT | 0.65 | 0 | 0 | 2-1192 ACSR | 0 | 0 | 0 | 0 | 0 | 0 | 0 | 0 | 0 | 0 | 0 | 0 | 0 | 0 | 0 | 0 | 0 | 0 | 0 | 0 | 0 | 0 | 0 | 12 | 1
NO |  | 39 | 2016 | 0 | 20 | 20 |  |  |  | 0 | 0 | SCHF | 29.35 | 0 | 0 | 2-954 ACSR | 0 | 0 | 0 | 0 | 0 | 0 | 0 | 0 | 0 | 0 | 0 | 0 | 0 | 0 | 0 | 0 | 0 | 0 | 0 | 0 | 0 | 0 | 0 | 12 | 1
NO |  | 39 | 2016 | 0 | 21 | 21 |  |  |  | 0 | 0 | DCLT | 0.1 | 0 | 0 | 2-954 ACSR | 0 | 0 | 0 | 0 | 0 | 0 | 0 | 0 | 0 | 0 | 0 | 0 | 0 | 0 | 0 | 0 | 0 | 0 | 0 | 0 | 0 | 0 | 0 | 12 | 1
NO |  | 39 | 2016 | 0 | 22 | 22 |  |  |  | 0 | 0 | DCSP | 5.68 | 0 | 0 | 2-1590 ACSR | 0 | 0 | 0 | 0 | 0 | 0 | 0 | 0 | 0 | 0 | 0 | 0 | 0 | 0 | 0 | 0 | 0 | 0 | 0 | 0 | 0 | 0 | 0 | 12 | 1
NO |  | 39 | 2016 | 0 | 23 | 23 |  |  |  | 0 | 0 | SCSP | 1.96 | 0 | 0 | 2-1590 ACSR | 0 | 0 | 0 | 0 | 0 | 0 | 0 | 0 | 0 | 0 | 0 | 0 | 0 | 0 | 0 | 0 | 0 | 0 | 0 | 0 | 0 | 0 | 0 | 12 | 1
NO |  | 39 | 2016 | 0 | 24 | 24 |  | Frost Bridge S/S | Long Mountain S/S | 345 | 345 | SCHF | 20.71 | 0 | 1 | 2156 ACSR | 564366 | 14926436 | 15490802 | 0 | 0 | 0 | 0 | 0 | 0 | 0 | 0 | 0 | 0 | 0 | 0 | 0 | 0 | 0 | 0 | 0 | 0 | 0 | 0 | 12 | 1
NO |  | 39 | 2016 | 0 | 25 | 25 |  | Manchester S/S | Kleen S/S | 345 | 345 | SCHF | 0.1 | 0 | 1 | 2-954 ACSR | 569209 | 14475754 | 15044963 | 0 | 0 | 0 | 0 | 0 | 0 | 0 | 0 | 0 | 0 | 0 | 0 | 0 | 0 | 0 | 0 | 0 | 0 | 0 | 0 | 12 | 1
NO |  | 39 | 2016 | 0 | 26 | 26 |  |  |  | 0 | 0 | SCLT | 1.21 | 0 | 0 | 2156 ACSR | 0 | 0 | 0 | 0 | 0 | 0 | 0 | 0 | 0 | 0 | 0 | 0 | 0 | 0 | 0 | 0 | 0 | 0 | 0 | 0 | 0 | 0 | 0 | 12 | 1
NO |  | 39 | 2016 | 0 | 27 | 27 |  |  |  | 0 | 0 | SCHF | 15.05 | 0 | 0 | 2156 ACSR | 0 | 0 | 0 | 0 | 0 | 0 | 0 | 0 | 0 | 0 | 0 | 0 | 0 | 0 | 0 | 0 | 0 | 0 | 0 | 0 | 0 | 0 | 0 | 12 | 1
NO |  | 39 | 2016 | 0 | 28 | 28 |  |  |  | 0 | 0 | SCLT | 0.03 | 0 | 0 | 2-1590 ACSR | 0 | 0 | 0 | 0 | 0 | 0 | 0 | 0 | 0 | 0 | 0 | 0 | 0 | 0 | 0 | 0 | 0 | 0 | 0 | 0 | 0 | 0 | 0 | 12 | 1
NO |  | 39 | 2016 | 0 | 29 | 29 |  |  |  | 0 | 0 | SCSPHF | 0.21 | 0 | 0 | 2-1590 ACSR | 0 | 0 | 0 | 0 | 0 | 0 | 0 | 0 | 0 | 0 | 0 | 0 | 0 | 0 | 0 | 0 | 0 | 0 | 0 | 0 | 0 | 0 | 0 | 12 | 1
NO |  | 39 | 2016 | 0 | 30 | 30 |  | Kleen S/S | Scovill Rock S/S | 345 | 345 | SCSP | 0.12 | 0 | 1 | 2-1590 ACSR | 0 | 3681758 | 3681758 | 0 | 0 | 0 | 0 | 0 | 0 | 0 | 0 | 0 | 0 | 0 | 0 | 0 | 0 | 0 | 0 | 0 | 0 | 0 | 0 | 12 | 1
NO |  | 39 | 2016 | 0 | 31 | 31 |  |  |  | 0 | 0 | SCSPHF | 0.88 | 0 | 0 | 2-1590 ACSR | 0 | 0 | 0 | 0 | 0 | 0 | 0 | 0 | 0 | 0 | 0 | 0 | 0 | 0 | 0 | 0 | 0 | 0 | 0 | 0 | 0 | 0 | 0 | 12 | 1
NO |  | 39 | 2016 | 0 | 32 | 32 |  |  |  | 0 | 0 | SCHF | 2.79 | 0 | 0 | 2-954 ACSR | 0 | 0 | 0 | 0 | 0 | 0 | 0 | 0 | 0 | 0 | 0 | 0 | 0 | 0 | 0 | 0 | 0 | 0 | 0 | 0 | 0 | 0 | 0 | 12 | 1
NO |  | 39 | 2016 | 0 | 33 | 33 |  | Haddam Neck S/S | Beseck Station | 345 | 345 | SCLT | 4.83 | 0 | 1 | 2-954 ACSR | 3653832 | 20303623 | 23957455 | 0 | 0 | 0 | 0 | 0 | 0 | 0 | 0 | 0 | 0 | 0 | 0 | 0 | 0 | 0 | 0 | 0 | 0 | 0 | 0 | 12 | 1
NO |  | 39 | 2016 | 0 | 34 | 34 |  |  |  | 0 | 0 | SCSP | 4.6 | 0 | 0 | 2-954 ACSR | 0 | 0 | 0 | 0 | 0 | 0 | 0 | 0 | 0 | 0 | 0 | 0 | 0 | 0 | 0 | 0 | 0 | 0 | 0 | 0 | 0 | 0 | 0 | 12 | 1
NO |  | 39 | 2016 | 0 | 35 | 35 |  |  |  | 0 | 0 | SCHF | 7.21 | 0 | 0 | 2-954 ACSR | 0 | 0 | 0 | 0 | 0 | 0 | 0 | 0 | 0 | 0 | 0 | 0 | 0 | 0 | 0 | 0 | 0 | 0 | 0 | 0 | 0 | 0 | 0 | 12 | 1
NO |  | 39 | 2016 | 0 | 36 | 36 |  | TOTAL |  | 0 | 0 |  | 1445.22 | 353.31 | 219 |  | 72192482 | 2242132452 | 2314324934 | 3119382 | 17816677 | 664107 | 21600166 | 0 | 0 | 0 | 0 | 0 | 0 | 0 | 0 | 0 | 0 | 0 | 0 | 0 | 0 | 0 | 0 | 12 | 1
NO |  | 39 | 2016 | 1 | 1 | 1 |  |  |  | 0 | 0 | SCSPHF | 0.04 | 0 | 0 | 2-954 ACSR | 0 | 0 | 0 | 0 | 0 | 0 | 0 | 0 | 0 | 0 | 0 | 0 | 0 | 0 | 0 | 0 | 0 | 0 | 0 | 0 | 0 | 0 | 0 | 12 | 1
NO |  | 39 | 2016 | 1 | 2 | 2 |  |  |  | 0 | 0 | TCSPHF | 0.43 | 0 | 0 | 2-1192 ACSR | 0 | 0 | 0 | 0 | 0 | 0 | 0 | 0 | 0 | 0 | 0 | 0 | 0 | 0 | 0 | 0 | 0 | 0 | 0 | 0 | 0 | 0 | 0 | 12 | 1
NO |  | 39 | 2016 | 1 | 3 | 3 |  |  |  | 0 | 0 | DCSP | 1.13 | 0 | 0 | 2-1590 ACSR | 0 | 0 | 0 | 0 | 0 | 0 | 0 | 0 | 0 | 0 | 0 | 0 | 0 | 0 | 0 | 0 | 0 | 0 | 0 | 0 | 0 | 0 | 0 | 12 | 1
NO |  | 39 | 2016 | 1 | 4 | 4 |  | Haddam Neck S/S | Montville Station | 345 | 345 | SCHF | 22.05 | 0 | 1 | 2-954 ACSR | 775111 | 11093874 | 11868985 | 0 | 0 | 0 | 0 | 0 | 0 | 0 | 0 | 0 | 0 | 0 | 0 | 0 | 0 | 0 | 0 | 0 | 0 | 0 | 0 | 12 | 1
NO |  | 39 | 2016 | 1 | 5 | 5 |  |  |  | 0 | 0 | SCSPHF | 0.15 | 0 | 0 | 2-954 ACSR | 0 | 0 | 0 | 0 | 0 | 0 | 0 | 0 | 0 | 0 | 0 | 0 | 0 | 0 | 0 | 0 | 0 | 0 | 0 | 0 | 0 | 0 | 0 | 12 | 1
NO |  | 39 | 2016 | 1 | 6 | 6 |  |  |  | 0 | 0 | SCLT | 0.2 | 0 | 0 | 2-954 ACSR | 0 | 0 | 0 | 0 | 0 | 0 | 0 | 0 | 0 | 0 | 0 | 0 | 0 | 0 | 0 | 0 | 0 | 0 | 0 | 0 | 0 | 0 | 0 | 12 | 1
NO |  | 39 | 2016 | 1 | 7 | 7 |  |  |  | 0 | 0 | TCLT | 0.24 | 0 | 0 | 2-954 ACSR | 0 | 0 | 0 | 0 | 0 | 0 | 0 | 0 | 0 | 0 | 0 | 0 | 0 | 0 | 0 | 0 | 0 | 0 | 0 | 0 | 0 | 0 | 0 | 12 | 1
NO |  | 39 | 2016 | 1 | 8 | 8 |  | Manchester S/S | Card S/S | 345 | 345 | SCHF | 0.09 | 0 | 1 | 2-1590 ACSR | 694560 | 16114114 | 16808674 | 0 | 0 | 0 | 0 | 0 | 0 | 0 | 0 | 0 | 0 | 0 | 0 | 0 | 0 | 0 | 0 | 0 | 0 | 0 | 0 | 12 | 1
NO |  | 39 | 2016 | 1 | 9 | 9 |  |  |  | 0 | 0 | SCSP | 0.74 | 0 | 0 | 2-1590 ACSR | 0 | 0 | 0 | 0 | 0 | 0 | 0 | 0 | 0 | 0 | 0 | 0 | 0 | 0 | 0 | 0 | 0 | 0 | 0 | 0 | 0 | 0 | 0 | 12 | 1
NO |  | 39 | 2016 | 1 | 10 | 10 |  |  |  | 0 | 0 | SCLT | 0.12 | 0 | 0 | 2-1590 ACSR | 0 | 0 | 0 | 0 | 0 | 0 | 0 | 0 | 0 | 0 | 0 | 0 | 0 | 0 | 0 | 0 | 0 | 0 | 0 | 0 | 0 | 0 | 0 | 12 | 1
NO |  | 39 | 2016 | 1 | 11 | 11 |  |  |  | 0 | 0 | DCSP | 0.99 | 0 | 0 | 2-1590 ACSR | 0 | 0 | 0 | 0 | 0 | 0 | 0 | 0 | 0 | 0 | 0 | 0 | 0 | 0 | 0 | 0 | 0 | 0 | 0 | 0 | 0 | 0 | 0 | 12 | 1
NO |  | 39 | 2016 | 1 | 12 | 12 |  |  |  | 0 | 0 | SCHF | 17.97 | 0 | 0 | 2156 ACSR | 0 | 0 | 0 | 0 | 0 | 0 | 0 | 0 | 0 | 0 | 0 | 0 | 0 | 0 | 0 | 0 | 0 | 0 | 0 | 0 | 0 | 0 | 0 | 12 | 1
NO |  | 39 | 2016 | 1 | 13 | 13 |  | Millstone Station | Montville Station | 345 | 345 | SCSP | 1.67 | 0 | 1 | 2-954 ACSR | 1408808 | 16052208 | 17461016 | 0 | 0 | 0 | 0 | 0 | 0 | 0 | 0 | 0 | 0 | 0 | 0 | 0 | 0 | 0 | 0 | 0 | 0 | 0 | 0 | 12 | 1
NO |  | 39 | 2016 | 1 | 14 | 14 |  |  |  | 0 | 0 | SCHF | 9.93 | 0 | 0 | 2-954 ACSR | 0 | 0 | 0 | 0 | 0 | 0 | 0 | 0 | 0 | 0 | 0 | 0 | 0 | 0 | 0 | 0 | 0 | 0 | 0 | 0 | 0 | 0 | 0 | 12 | 1
NO |  | 39 | 2016 | 1 | 15 | 15 |  |  |  | 0 | 0 | SCSPHF | 0.15 | 0 | 0 | 2-954 ACSR | 0 | 0 | 0 | 0 | 0 | 0 | 0 | 0 | 0 | 0 | 0 | 0 | 0 | 0 | 0 | 0 | 0 | 0 | 0 | 0 | 0 | 0 | 0 | 12 | 1
NO |  | 39 | 2016 | 1 | 16 | 16 |  |  |  | 0 | 0 | TCLT | 0.43 | 0 | 0 | 2-954 ACSR | 0 | 0 | 0 | 0 | 0 | 0 | 0 | 0 | 0 | 0 | 0 | 0 | 0 | 0 | 0 | 0 | 0 | 0 | 0 | 0 | 0 | 0 | 0 | 12 | 1
NO |  | 39 | 2016 | 1 | 17 | 17 |  | Haddam Neck S/S | Scovill Rock S/S | 345 | 345 | SCLT | 4.6 | 0 | 1 | 2-954 ACSR | 0 | 2054944 | 2054944 | 0 | 0 | 0 | 0 | 0 | 0 | 0 | 0 | 0 | 0 | 0 | 0 | 0 | 0 | 0 | 0 | 0 | 0 | 0 | 0 | 12 | 1
NO |  | 39 | 2016 | 1 | 18 | 18 |  |  |  | 0 | 0 | SCLT | 0.13 | 0 | 0 | 2-1192 ACSR | 0 | 0 | 0 | 0 | 0 | 0 | 0 | 0 | 0 | 0 | 0 | 0 | 0 | 0 | 0 | 0 | 0 | 0 | 0 | 0 | 0 | 0 | 0 | 12 | 1
NO |  | 39 | 2016 | 1 | 19 | 19 |  |  |  | 0 | 0 | TCSPHF | 0 | 0.43 | 0 | 2-1192 ACSR | 0 | 0 | 0 | 0 | 0 | 0 | 0 | 0 | 0 | 0 | 0 | 0 | 0 | 0 | 0 | 0 | 0 | 0 | 0 | 0 | 0 | 0 | 0 | 12 | 1
NO |  | 39 | 2016 | 1 | 20 | 20 |  |  |  | 0 | 0 | SCHF | 0.05 | 0 | 0 | 2-954 ACSR | 0 | 0 | 0 | 0 | 0 | 0 | 0 | 0 | 0 | 0 | 0 | 0 | 0 | 0 | 0 | 0 | 0 | 0 | 0 | 0 | 0 | 0 | 0 | 12 | 1
NO |  | 39 | 2016 | 1 | 21 | 21 |  | Millstone Station | Card S/S | 345 | 345 | SCSP | 1.7 | 0 | 1 | 2-954 ACSR | 1077769 | 10168272 | 11246041 | 0 | 0 | 0 | 0 | 0 | 0 | 0 | 0 | 0 | 0 | 0 | 0 | 0 | 0 | 0 | 0 | 0 | 0 | 0 | 0 | 12 | 1
NO |  | 39 | 2016 | 1 | 22 | 22 |  |  |  | 0 | 0 | SCHF | 27.03 | 0 | 0 | 2-954 ACSR | 0 | 0 | 0 | 0 | 0 | 0 | 0 | 0 | 0 | 0 | 0 | 0 | 0 | 0 | 0 | 0 | 0 | 0 | 0 | 0 | 0 | 0 | 0 | 12 | 1
NO |  | 39 | 2016 | 1 | 23 | 23 |  | Middletown Station | Scovill Rock S/S | 345 | 345 | SCHF | 0.57 | 0 | 1 | 2-954 ACSR | 0 | 3332430 | 3332430 | 0 | 0 | 0 | 0 | 0 | 0 | 0 | 0 | 0 | 0 | 0 | 0 | 0 | 0 | 0 | 0 | 0 | 0 | 0 | 0 | 12 | 1
NO |  | 39 | 2016 | 1 | 24 | 24 |  |  |  | 0 | 0 | SCHF | 2.68 | 0 | 0 | 2156 ACSR | 0 | 0 | 0 | 0 | 0 | 0 | 0 | 0 | 0 | 0 | 0 | 0 | 0 | 0 | 0 | 0 | 0 | 0 | 0 | 0 | 0 | 0 | 0 | 12 | 1
NO |  | 39 | 2016 | 1 | 25 | 25 |  | Scovill Rock S/S | NU Border | 345 | 345 | SCHF | 13.51 | 0 | 1 | 2-954 ACSR | 2703543 | 15492399 | 18195942 | 0 | 0 | 0 | 0 | 0 | 0 | 0 | 0 | 0 | 0 | 0 | 0 | 0 | 0 | 0 | 0 | 0 | 0 | 0 | 0 | 12 | 1
NO |  | 39 | 2016 | 1 | 26 | 26 |  |  | (East Shore S/S) | 0 | 0 | SCLT | 0.37 | 0 | 0 | 2-954 ACSR | 0 | 0 | 0 | 0 | 0 | 0 | 0 | 0 | 0 | 0 | 0 | 0 | 0 | 0 | 0 | 0 | 0 | 0 | 0 | 0 | 0 | 0 | 0 | 12 | 1
NO |  | 39 | 2016 | 1 | 27 | 27 |  |  |  | 0 | 0 | SCSP | 1.93 | 0 | 0 | 2-954 ACSR | 0 | 0 | 0 | 0 | 0 | 0 | 0 | 0 | 0 | 0 | 0 | 0 | 0 | 0 | 0 | 0 | 0 | 0 | 0 | 0 | 0 | 0 | 0 | 12 | 1
NO |  | 39 | 2016 | 1 | 28 | 28 |  |  |  | 0 | 0 | SCSPHF | 0.17 | 0 | 0 | 2-954 ACSR | 0 | 0 | 0 | 0 | 0 | 0 | 0 | 0 | 0 | 0 | 0 | 0 | 0 | 0 | 0 | 0 | 0 | 0 | 0 | 0 | 0 | 0 | 0 | 12 | 1
NO |  | 39 | 2016 | 1 | 29 | 29 |  |  |  | 0 | 0 | DCSP | 1.16 | 0 | 0 | 2-954 ACSR | 0 | 0 | 0 | 0 | 0 | 0 | 0 | 0 | 0 | 0 | 0 | 0 | 0 | 0 | 0 | 0 | 0 | 0 | 0 | 0 | 0 | 0 | 0 | 12 | 1
NO |  | 39 | 2016 | 1 | 30 | 30 |  |  |  | 0 | 0 | SCHF | 9.72 | 0 | 0 | 2156 ACSR | 0 | 0 | 0 | 0 | 0 | 0 | 0 | 0 | 0 | 0 | 0 | 0 | 0 | 0 | 0 | 0 | 0 | 0 | 0 | 0 | 0 | 0 | 0 | 12 | 1
NO |  | 39 | 2016 | 1 | 31 | 31 |  | Manchester S/S | North Bloomfield S/S | 345 | 345 | SCSP | 2.92 | 0 | 1 | 2156 ACSR | 1756126 | 25691321 | 27447447 | 0 | 0 | 0 | 0 | 0 | 0 | 0 | 0 | 0 | 0 | 0 | 0 | 0 | 660390353 | 0 | 0 | 0 | 0 | 0 | 0 | 12 | 1
NO |  | 39 | 2016 | 1 | 32 | 32 |  |  |  | 0 | 0 | SCHF | 7.74 | 0 | 0 | 2-954 ACSR | 0 | 0 | 0 | 0 | 0 | 0 | 0 | 0 | 0 | 0 | 0 | 0 | 0 | 0 | 0 | 0 | 0 | 0 | 0 | 0 | 0 | 0 | 0 | 12 | 1
NO |  | 39 | 2016 | 1 | 33 | 33 |  |  |  | 0 | 0 | DCLT | 0.31 | 0 | 0 | 2-954 ACSR | 0 | 0 | 0 | 0 | 0 | 0 | 0 | 0 | 0 | 0 | 0 | 0 | 0 | 0 | 0 | 0 | 0 | 0 | 0 | 0 | 0 | 0 | 0 | 12 | 1
NO |  | 39 | 2016 | 1 | 34 | 34 |  |  |  | 0 | 0 | DCSP | 3.81 | 0 | 0 | 2-954 ACSR | 0 | 0 | 0 | 0 | 0 | 0 | 0 | 0 | 0 | 0 | 0 | 0 | 0 | 0 | 0 | 0 | 0 | 0 | 0 | 0 | 0 | 0 | 0 | 12 | 1
NO |  | 39 | 2016 | 2 | 1 | 1 |  | Manchester S/S | Barbour Hill S/S | 345 | 345 | SCLT | 0.16 | 0 | 1 | 2-2156 ACSR | 180042 | 5694285 | 5874327 | 0 | 0 | 0 | 0 | 0 | 0 | 0 | 0 | 0 | 0 | 0 | 0 | 0 | 0 | 0 | 0 | 0 | 0 | 0 | 0 | 12 | 1
NO |  | 39 | 2016 | 2 | 2 | 2 |  |  |  | 0 | 0 | DCLT | 2.61 | 0 | 0 | 2-1192 ACSR | 0 | 0 | 0 | 0 | 0 | 0 | 0 | 0 | 0 | 0 | 0 | 0 | 0 | 0 | 0 | 0 | 0 | 0 | 0 | 0 | 0 | 0 | 0 | 12 | 1
NO |  | 39 | 2016 | 2 | 3 | 3 |  |  |  | 0 | 0 | SCHF | 4.79 | 0 | 0 | 2-954 ACSR | 0 | 0 | 0 | 0 | 0 | 0 | 0 | 0 | 0 | 0 | 0 | 0 | 0 | 0 | 0 | 0 | 0 | 0 | 0 | 0 | 0 | 0 | 0 | 12 | 1
NO |  | 39 | 2016 | 2 | 4 | 4 |  | Long Mountain S/S | CT/NY State Line | 345 | 345 | SCWP | 0.11 | 0 | 1 | 2-1590 ACSR | 260213 | 4619683 | 4879896 | 0 | 0 | 0 | 0 | 0 | 0 | 0 | 0 | 0 | 0 | 0 | 0 | 0 | 0 | 0 | 0 | 0 | 0 | 0 | 0 | 12 | 1
NO |  | 39 | 2016 | 2 | 5 | 5 |  |  | (Pleasant Valley S/S) | 0 | 0 | SCHF | 5.25 | 0 | 0 | 2156 ACSR | 0 | 0 | 0 | 0 | 0 | 0 | 0 | 0 | 0 | 0 | 0 | 0 | 0 | 0 | 0 | 0 | 0 | 0 | 0 | 0 | 0 | 0 | 0 | 12 | 1
NO |  | 39 | 2016 | 2 | 6 | 6 |  |  |  | 0 | 0 | SCLT-V | 0.19 | 0 | 0 | 2156 ACSR | 0 | 0 | 0 | 0 | 0 | 0 | 0 | 0 | 0 | 0 | 0 | 0 | 0 | 0 | 0 | 0 | 0 | 0 | 0 | 0 | 0 | 0 | 0 | 12 | 1
NO |  | 39 | 2016 | 2 | 7 | 7 |  | Scovill Rock S/S | Southington S/S | 345 | 345 | SCHF | 7.21 | 0 | 1 | 2-1272 ACSR | 44274 | 11631776 | 11676050 | 0 | 0 | 0 | 0 | 0 | 0 | 0 | 0 | 0 | 0 | 0 | 0 | 0 | 0 | 0 | 0 | 0 | 0 | 0 | 0 | 12 | 1
NO |  | 39 | 2016 | 2 | 8 | 8 |  |  |  | 0 | 0 | SCSPD | 0.13 | 0 | 0 | 2-954 ACSR | 0 | 0 | 0 | 0 | 0 | 0 | 0 | 0 | 0 | 0 | 0 | 0 | 0 | 0 | 0 | 0 | 0 | 0 | 0 | 0 | 0 | 0 | 0 | 12 | 1
NO |  | 39 | 2016 | 2 | 9 | 9 |  |  |  | 0 | 0 | SCHF | 10.19 | 0 | 0 | 2-954 ACSR | 0 | 0 | 0 | 0 | 0 | 0 | 0 | 0 | 0 | 0 | 0 | 0 | 0 | 0 | 0 | 0 | 0 | 0 | 0 | 0 | 0 | 0 | 0 | 12 | 1
NO |  | 39 | 2016 | 2 | 10 | 10 |  |  |  | 0 | 0 | SCSPHF | 0.18 | 0 | 0 | 2-954 ACSR | 0 | 0 | 0 | 0 | 0 | 0 | 0 | 0 | 0 | 0 | 0 | 0 | 0 | 0 | 0 | 0 | 0 | 0 | 0 | 0 | 0 | 0 | 0 | 12 | 1
NO |  | 39 | 2016 | 2 | 11 | 11 |  |  |  | 0 | 0 | SCLT | 1.04 | 0 | 0 | 2-954 ACSR | 0 | 0 | 0 | 0 | 0 | 0 | 0 | 0 | 0 | 0 | 0 | 0 | 0 | 0 | 0 | 0 | 0 | 0 | 0 | 0 | 0 | 0 | 0 | 12 | 1
NO |  | 39 | 2016 | 2 | 12 | 12 |  |  |  | 0 | 0 | SCLWHF | 0.56 | 0 | 0 | 2-954 ACSR | 0 | 0 | 0 | 0 | 0 | 0 | 0 | 0 | 0 | 0 | 0 | 0 | 0 | 0 | 0 | 0 | 0 | 0 | 0 | 0 | 0 | 0 | 0 | 12 | 1
NO |  | 39 | 2016 | 2 | 13 | 13 |  | Lake Road S/S | Killingly S/S | 345 | 345 | SCSP | 0.2 | 0 | 1 | 2-1272 ACSR | 0 | 674623 | 674623 | 0 | 0 | 0 | 0 | 0 | 0 | 0 | 0 | 0 | 0 | 0 | 0 | 0 | 0 | 0 | 0 | 0 | 0 | 0 | 0 | 12 | 1
NO |  | 39 | 2016 | 2 | 14 | 14 |  |  |  | 0 | 0 | SCHF | 0.36 | 0 | 0 | 2-954 ACSR | 0 | 0 | 0 | 0 | 0 | 0 | 0 | 0 | 0 | 0 | 0 | 0 | 0 | 0 | 0 | 0 | 0 | 0 | 0 | 0 | 0 | 0 | 0 | 12 | 1
NO |  | 39 | 2016 | 2 | 15 | 15 |  | Plumtree S/S | Norwalk S/S | 345 | 345 | SCHF | 3.16 | 0 | 1 | 2-1590 ACR | 5458076 | 23087947 | 28546023 | 0 | 0 | 0 | 0 | 0 | 0 | 0 | 0 | 0 | 0 | 0 | 0 | 0 | 0 | 0 | 0 | 0 | 0 | 0 | 0 | 12 | 1
NO |  | 39 | 2016 | 2 | 16 | 16 |  |  |  | 0 | 0 | SCSP | 4.25 | 0 | 0 | 2-1590 ACR | 0 | 0 | 0 | 0 | 0 | 0 | 0 | 0 | 0 | 0 | 0 | 0 | 0 | 0 | 0 | 0 | 0 | 0 | 0 | 0 | 0 | 0 | 0 | 12 | 1
NO |  | 39 | 2016 | 2 | 17 | 17 |  |  |  | 0 | 0 | DCSP | 1.22 | 0 | 0 | 2-1590 ACR | 0 | 0 | 0 | 0 | 0 | 0 | 0 | 0 | 0 | 0 | 0 | 0 | 0 | 0 | 0 | 0 | 0 | 0 | 0 | 0 | 0 | 0 | 0 | 12 | 1
NO |  | 39 | 2016 | 2 | 18 | 18 |  | Barbour Hill S/S | CT/MA State Line | 345 | 345 | SCHF | 10.29 | 0 | 1 | 2156 ACSR | 625569 | 7259245 | 7884814 | 0 | 0 | 0 | 0 | 0 | 0 | 0 | 0 | 0 | 0 | 0 | 0 | 0 | 0 | 0 | 0 | 0 | 0 | 0 | 0 | 12 | 1
NO |  | 39 | 2016 | 2 | 19 | 19 |  |  | (Ludlow S/S) | 0 | 0 | SCLT | 3.66 | 0 | 0 | 2156 ACSR | 0 | 0 | 0 | 0 | 0 | 0 | 0 | 0 | 0 | 0 | 0 | 0 | 0 | 0 | 0 | 0 | 0 | 0 | 0 | 0 | 0 | 0 | 0 | 12 | 1
NO |  | 39 | 2016 | 2 | 20 | 20 |  | Beseck Station | Southington S/S | 345 | 345 | SCSPHF | 0.11 | 0 | 1 | 2-1590 ACSR | 217890 | 16082172 | 16300062 | 0 | 0 | 0 | 0 | 0 | 0 | 0 | 0 | 0 | 0 | 0 | 0 | 0 | 0 | 0 | 0 | 0 | 0 | 0 | 0 | 12 | 1
NO |  | 39 | 2016 | 2 | 21 | 21 |  |  |  | 0 | 0 | SCSP | 1.66 | 0 | 0 | 2-1590 ACSR | 0 | 0 | 0 | 0 | 0 | 0 | 0 | 0 | 0 | 0 | 0 | 0 | 0 | 0 | 0 | 0 | 0 | 0 | 0 | 0 | 0 | 0 | 0 | 12 | 1
NO |  | 39 | 2016 | 2 | 22 | 22 |  |  |  | 0 | 0 | DCSP | 1.14 | 0 | 0 | 2-1590 ACSR | 0 | 0 | 0 | 0 | 0 | 0 | 0 | 0 | 0 | 0 | 0 | 0 | 0 | 0 | 0 | 0 | 0 | 0 | 0 | 0 | 0 | 0 | 0 | 12 | 1
NO |  | 39 | 2016 | 2 | 23 | 23 |  |  |  | 0 | 0 | SCHF | 7.37 | 0 | 0 | 2-954 ACSR | 0 | 0 | 0 | 0 | 0 | 0 | 0 | 0 | 0 | 0 | 0 | 0 | 0 | 0 | 0 | 0 | 0 | 0 | 0 | 0 | 0 | 0 | 0 | 12 | 1
NO |  | 39 | 2016 | 2 | 24 | 24 |  |  |  | 0 | 0 | SCLT | 0.51 | 0 | 0 | 2-954 ACSR | 0 | 0 | 0 | 0 | 0 | 0 | 0 | 0 | 0 | 0 | 0 | 0 | 0 | 0 | 0 | 0 | 0 | 0 | 0 | 0 | 0 | 0 | 0 | 12 | 1
NO |  | 39 | 2016 | 2 | 25 | 25 |  |  |  | 0 | 0 | SCLWHF | 1.09 | 0 | 0 | 2-954 ACSR | 0 | 0 | 0 | 0 | 0 | 0 | 0 | 0 | 0 | 0 | 0 | 0 | 0 | 0 | 0 | 0 | 0 | 0 | 0 | 0 | 0 | 0 | 0 | 12 | 1
NO |  | 39 | 2016 | 2 | 26 | 26 |  | East Devon Station | Beseck Station | 345 | 345 | DCSP | 11.15 | 0 | 1 | 4-1590 ACSR | 669270 | 105894089 | 106563359 | 0 | 0 | 0 | 0 | 0 | 0 | 0 | 0 | 0 | 0 | 0 | 0 | 0 | 0 | 0 | 0 | 0 | 0 | 0 | 0 | 12 | 1
NO |  | 39 | 2016 | 2 | 27 | 27 |  |  |  | 0 | 0 | 2-SCSP | 0.95 | 0 | 0 | 4-1590 ACSR | 0 | 0 | 0 | 0 | 0 | 0 | 0 | 0 | 0 | 0 | 0 | 0 | 0 | 0 | 0 | 0 | 0 | 0 | 0 | 0 | 0 | 0 | 0 | 12 | 1
NO |  | 39 | 2016 | 2 | 28 | 28 |  |  |  | 0 | 0 | SCSP | 18.94 | 0 | 0 | 2-1590 ACSR | 0 | 0 | 0 | 0 | 0 | 0 | 0 | 0 | 0 | 0 | 0 | 0 | 0 | 0 | 0 | 0 | 0 | 0 | 0 | 0 | 0 | 0 | 0 | 12 | 1
NO |  | 39 | 2016 | 2 | 29 | 29 |  |  |  | 0 | 0 | DCSP | 1.84 | 0 | 0 | 2-1590 ACSR | 0 | 0 | 0 | 0 | 0 | 0 | 0 | 0 | 0 | 0 | 0 | 0 | 0 | 0 | 0 | 0 | 0 | 0 | 0 | 0 | 0 | 0 | 0 | 12 | 1
NO |  | 39 | 2016 | 2 | 30 | 30 |  |  |  | 0 | 0 | SCSPHF | 0.2 | 0 | 0 | 2-1590 ACSR | 0 | 0 | 0 | 0 | 0 | 0 | 0 | 0 | 0 | 0 | 0 | 0 | 0 | 0 | 0 | 0 | 0 | 0 | 0 | 0 | 0 | 0 | 0 | 12 | 1
NO |  | 39 | 2016 | 2 | 31 | 31 |  | North Bloomfield S/S | Nu Border (Agawam S/S) | 345 | 345 | SCHF | 9.1 | 0 | 1 | 2-1590 ACSS | 1540615 | 59762076 | 61302691 | 0 | 0 | 0 | 0 | 0 | 0 | 0 | 0 | 0 | 0 | 0 | 0 | 0 | 0 | 0 | 0 | 0 | 0 | 0 | 0 | 12 | 1
NO |  | 39 | 2016 | 2 | 32 | 32 |  |  |  | 0 | 0 | DCSP | 0.79 | 0 | 0 | 2-1590 ACSS | 0 | 0 | 0 | 0 | 0 | 0 | 0 | 0 | 0 | 0 | 0 | 0 | 0 | 0 | 0 | 0 | 0 | 0 | 0 | 0 | 0 | 0 | 0 | 12 | 1
NO |  | 39 | 2016 | 2 | 33 | 33 |  | East Devon Station | NU Border | 345 | 345 | SCUG | 2.35 | 0 | 1 | 3000 Cpr XLPE | 109979 | 26944593 | 27054572 | 0 | 0 | 0 | 0 | 0 | 0 | 0 | 0 | 0 | 0 | 0 | 0 | 0 | 0 | 0 | 0 | 0 | 0 | 0 | 0 | 12 | 1
NO |  | 39 | 2016 | 2 | 34 | 34 |  |  | (Singer S/S) | 0 | 0 |  | 0 | 0 | 0 |  | 0 | 0 | 0 | 0 | 0 | 0 | 0 | 0 | 0 | 0 | 0 | 0 | 0 | 0 | 0 | 0 | 0 | 0 | 0 | 0 | 0 | 0 | 0 | 12 | 1
NO |  | 39 | 2016 | 3 | 1 | 1 |  | Lake Road | RI Border (West Farnum) | 345 | 345 | SCSP | 0.36 | 0 | 1 | 2-1590 ACSS | 0 | 36644879 | 36644879 | 0 | 0 | 0 | 0 | 0 | 0 | 0 | 0 | 0 | 0 | 0 | 0 | 0 | 0 | 0 | 0 | 0 | 0 | 0 | 0 | 12 | 1
NO |  | 39 | 2016 | 3 | 2 | 2 |  |  |  | 0 | 0 | SCSHF | 7.13 | 0 | 0 | 2-1590 ACSS | 0 | 0 | 0 | 0 | 0 | 0 | 0 | 0 | 0 | 0 | 0 | 0 | 0 | 0 | 0 | 0 | 0 | 0 | 0 | 0 | 0 | 0 | 0 | 12 | 1
NO |  | 39 | 2016 | 3 | 3 | 3 |  | Card St | Lake Road | 345 | 345 | SCSP | 2.97 | 0 | 1 | 2-1590 ACSS | 595775 | 124543764 | 125139539 | 0 | 0 | 0 | 0 | 0 | 0 | 0 | 0 | 0 | 0 | 0 | 0 | 0 | 0 | 0 | 0 | 0 | 0 | 0 | 0 | 12 | 1
NO |  | 39 | 2016 | 3 | 4 | 4 |  |  |  | 0 | 0 | SCSPHF | 22.3 | 0 | 0 | 2-1590 ACSS | 0 | 0 | 0 | 0 | 0 | 0 | 0 | 0 | 0 | 0 | 0 | 0 | 0 | 0 | 0 | 0 | 0 | 0 | 0 | 0 | 0 | 0 | 0 | 12 | 1
NO |  | 39 | 2016 | 3 | 5 | 5 |  | Singer S/S | Norwalk S/S | 345 | 345 | SCUG | 15.4 | 0 | 1 | 3000 Cpr XLPE | 5000118 | 185606886 | 190607004 | 0 | 0 | 0 | 0 | 0 | 0 | 0 | 0 | 0 | 0 | 0 | 0 | 0 | 0 | 0 | 0 | 0 | 0 | 0 | 0 | 12 | 1
NO |  | 39 | 2016 | 3 | 6 | 6 |  | East Devon Station | NU Border | 345 | 345 | SCUG | 2.35 | 0 | 1 | 3000 Cpr XLPE | 109979 | 26944593 | 27054572 | 0 | 0 | 0 | 0 | 0 | 0 | 0 | 0 | 0 | 0 | 0 | 0 | 0 | 0 | 0 | 0 | 0 | 0 | 0 | 0 | 12 | 1
NO |  | 39 | 2016 | 3 | 7 | 7 |  | Singer S/S | Norwalk S/S | 345 | 345 | SCUG | 15.4 | 0 | 1 | 3000 Cpr XLPE | 5000118 | 185606886 | 190607004 | 0 | 0 | 0 | 0 | 0 | 0 | 0 | 0 | 0 | 0 | 0 | 0 | 0 | 0 | 0 | 0 | 0 | 0 | 0 | 0 | 12 | 1
NO |  | 39 | 2016 | 3 | 8 | 8 |  | Plumtree S/S | Norwalk S/S | 345 | 345 | SCUG | 11.84 | 0 | 1 | 2-1750 Cpr XLPE | 0 | 124572123 | 124572123 | 0 | 0 | 0 | 0 | 0 | 0 | 0 | 0 | 0 | 0 | 0 | 0 | 0 | 0 | 0 | 0 | 0 | 0 | 0 | 0 | 12 | 1
NO |  | 39 | 2016 | 3 | 9 | 9 |  |  |  | 0 | 0 |  | 0 | 0 | 0 | 2-2500 Cpr HPFF | 0 | 0 | 0 | 0 | 0 | 0 | 0 | 0 | 0 | 0 | 0 | 0 | 0 | 0 | 0 | 0 | 0 | 0 | 0 | 0 | 0 | 0 | 0 | 12 | 1
NO |  | 39 | 2016 | 3 | 10 | 10 |  | TOTAL 345,000 VOLTS | (Overhead+Underground) | 0 | 0 |  | 527.63 | 11.73 | 34 |  | 42480263 | 1217290162 | 1259770425 | 0 | 0 | 0 | 0 | 0 | 0 | 0 | 0 | 0 | 0 | 0 | 0 | 0 | 0 | 0 | 0 | 0 | 0 | 0 | 0 | 12 | 1
NO |  | 39 | 2016 | 3 | 12 | 12 |  | Norwalk Harbor Station | Northport Station | 138 | 138 | SCSU | 16.8 | 0 | 3 | 3-1374 XLPE | 376016 | 70234252 | 70610268 | 0 | 0 | 0 | 0 | 0 | 0 | 0 | 0 | 0 | 0 | 0 | 0 | 0 | 0 | 0 | 0 | 0 | 0 | 0 | 0 | 12 | 1
NO |  | 39 | 2016 | 3 | 13 | 13 |  | TOTAL 138,000 VOLTS | 138 KV Underground Lines | 0 | 0 |  | 16.8 | 0 | 3 |  | 376016 | 70234252 | 70610268 | 0 | 0 | 0 | 0 | 0 | 0 | 0 | 0 | 0 | 0 | 0 | 0 | 0 | 0 | 0 | 0 | 0 | 0 | 0 | 0 | 12 | 1
SI/NO | A | 39 | 2016 | 3 | 16 | 16 |  | 115 KV Overhead Lines | 115 KV Overhead Lines | 115 | 115 |  | 763.56 | 309.48 | 149 |  | 22835376 | 608116261 | 630951637 | 0 | 0 | 0 | 15716529.6321 | 0 | 0 | 0 | 0 | 0 | 0 | 0 | 0 | 0 | 0 | 0 | 0 | 0 | 0 | 0 | 0 | 12 | 1
SI/NO | A | 39 | 2016 | 3 | 18 | 18 |  | 69 KV Overhead Lines | 69 KV Overhead Lines | 69 | 69 |  | 65.09 | 32.1 | 11 |  | 622210 | 27695819 | 28318029 | 0 | 0 | 0 | 705380.7547 | 0 | 0 | 0 | 0 | 0 | 0 | 0 | 0 | 0 | 0 | 0 | 0 | 0 | 0 | 0 | 0 | 12 | 1
SI/NO | S | 39 | 2016 | 3 | 20 | 20 |  | 115 KV Underground Lines | 115 KV Underground Lines | 115 | 115 |  | 69.3 | 0 | 21 |  | 5878617 | 318795958 | 324674575 | 0 | 0 | 0 | 8087398.906 | 0 | 0 | 0 | 0 | 0 | 0 | 0 | 0 | 0 | 0 | 0 | 0 | 0 | 0 | 0 | 0 | 12 | 1
SI/NO | S | 39 | 2016 | 3 | 22 | 22 |  | 69 KV Underground Lines | 69 KV Underground Lines | 69 | 69 |  | 2.84 | 0 | 1 |  | 0 | 0 | 0 | 0 | 0 | 0 | 0 | 0 | 0 | 0 | 0 | 0 | 0 | 0 | 0 | 0 | 0 | 0 | 0 | 0 | 0 | 0 | 0 | 12 | 1
NO |  | 39 | 2016 | 3 | 33 | 33 |  | Oper. & Maint. Transm. Line |  | 0 | 0 |  | 0 | 0 | 0 |  | 0 | 0 | 0 | 3119382 | 17816677 | 664107 | 21600166 | 0 | 0 | 0 | 0 | 0 | 0 | 0 | 0 | 0 | 0 | 0 | 0 | 0 | 0 | 0 | 0 | 12 | 1
NO |  | 40 | 2016 | 0 | 1 | 1 |  | Wisconsin Rapids | Biron, DuBay, Stevens Point | 0 | 0 |  | 0 | 0 | 0 |  | 0 | 0 | 0 | 0 | 0 | 0 | 0 | 0 | 0 | 0 | 0 | 0 | 0 | 0 | 0 | 0 | 0 | 0 | 0 | 0 | 0 | 0 | 0 | 12 | 0
NO |  | 40 | 2016 | 0 | 2 | 2 |  |  | Whiting, Rocky Run, Kraft | 0 | 0 |  | 0 | 0 | 0 |  | 0 | 0 | 0 | 0 | 0 | 0 | 0 | 0 | 0 | 0 | 0 | 0 | 0 | 0 | 0 | 0 | 0 | 0 | 0 | 0 | 0 | 0 | 0 | 12 | 0
NO |  | 40 | 2016 | 0 | 3 | 3 |  |  | Grand Rapids, WR & WQC | 46 | 46 | (1) | 60.54 | 0 | 16 | 3/0 Gza ACSR | 45282 | 4983164 | 5028446 | 700769 | 191010 | 571 | 892350 | 0 | 0 | 0 | 0 | 0 | 0 | 0 | 0 | 0 | 0 | 0 | 0 | 0 | 0 | 0 | 660400011 | 12 | 0
NO |  | 40 | 2016 | 0 | 36 | 36 |  | TOTAL |  | 0 | 0 |  | 60.54 | 0 | 16 |  | 45282 | 4983164 | 5028446 | 700769 | 191010 | 571 | 892350 | 0 | 0 | 0 | 0 | 0 | 0 | 0 | 0 | 0 | 0 | 0 | 0 | 0 | 0 | 0 | 0 | 12 | 0
NO |  | 41 | 2016 | 0 | 1 | 1 |  | HODENPYL | CROTON-FOUR MILE | 138 | 138 | WOOD POLES | 8.15 | 0 | 1 | 336.4 KCMIL ACSR | 45783 | 338210 | 383993 | 0 | 0 | 0 | 0 | 0 | 0 | 0 | 0 | 0 | 0 | 0 | 0 | 0 | 0 | 0 | 0 | 0 | 0 | 0 | 0 | 12 | 1
NO |  | 41 | 2016 | 0 | 2 | 2 |  |  |  | 0 | 0 | WOOD H-FRAMES | 0.17 | 0 | 0 |  | 0 | 0 | 0 | 0 | 0 | 0 | 0 | 0 | 0 | 0 | 0 | 0 | 0 | 0 | 0 | 0 | 0 | 0 | 0 | 0 | 0 | 0 | 0 | 12 | 1
NO |  | 41 | 2016 | 0 | 3 | 3 |  | HARDY | GRAND RAPIDS | 138 | 138 | WOOD POLES | 0.25 | 0 | 1 | 336.4 KCMIL ACSR | 0 | 14591 | 14591 | 0 | 0 | 0 | 0 | 0 | 0 | 0 | 0 | 0 | 0 | 0 | 0 | 0 | 0 | 0 | 0 | 0 | 0 | 0 | 0 | 12 | 1
NO |  | 41 | 2016 | 0 | 4 | 4 |  | CROTON | MUSKEGON-GRAND RAPIDS | 138 | 138 | WOOD POLES | 20.41 | 1.97 | 1 |  | 339794 | 4245016 | 4584810 | 0 | 0 | 0 | 0 | 0 | 0 | 0 | 0 | 0 | 0 | 0 | 0 | 0 | 0 | 0 | 0 | 0 | 0 | 0 | 0 | 12 | 1
NO |  | 41 | 2016 | 0 | 5 | 5 |  |  |  | 0 | 0 | STEEL TOWERS | 2.8 | 0 | 0 |  | 0 | 0 | 0 | 0 | 0 | 0 | 0 | 0 | 0 | 0 | 0 | 0 | 0 | 0 | 0 | 0 | 0 | 0 | 0 | 0 | 0 | 0 | 0 | 12 | 1
NO |  | 41 | 2016 | 0 | 6 | 6 |  |  |  | 0 | 0 | WOOD H- FRAMES | 1.01 | 0 | 0 |  | 0 | 0 | 0 | 0 | 0 | 0 | 0 | 0 | 0 | 0 | 0 | 0 | 0 | 0 | 0 | 0 | 0 | 0 | 0 | 0 | 0 | 0 | 0 | 12 | 1
NO |  | 41 | 2016 | 0 | 7 | 7 |  | BATTLE CREEK | JACKSON-LANSING | 138 | 138 | WOOD POLES | 1.79 | 0 | 1 | VARIOUS | 52721 | 382363 | 435084 | 0 | 0 | 0 | 0 | 0 | 0 | 0 | 0 | 0 | 0 | 0 | 0 | 0 | 0 | 0 | 0 | 0 | 0 | 0 | 0 | 12 | 1
NO |  | 41 | 2016 | 0 | 8 | 8 |  | MIO | SAGINAW | 138 | 138 | WOOD POLES | 6.94 | 0 | 1 | 336.4 KCMIL ACSR | 28434 | 455899 | 484333 | 0 | 0 | 0 | 0 | 0 | 0 | 0 | 0 | 0 | 0 | 0 | 0 | 0 | 0 | 0 | 0 | 0 | 0 | 0 | 0 | 12 | 1
NO |  | 41 | 2016 | 0 | 9 | 9 |  | SAGINAW RIVER | EDENVILE ALMA | 138 | 138 | WOOD POLES | 10.99 | 0 | 1 | 336.4 KCMIL ACSR | 36976 | 1593688 | 1630664 | 0 | 0 | 0 | 0 | 0 | 0 | 0 | 0 | 0 | 0 | 0 | 0 | 0 | 0 | 0 | 0 | 0 | 0 | 0 | 0 | 12 | 1
NO |  | 41 | 2016 | 0 | 10 | 10 |  |  |  | 0 | 0 | NO STRUCTURES | 0.02 | 0 | 0 | 795 KCMIL ACSR | 0 | 0 | 0 | 0 | 0 | 0 | 0 | 0 | 0 | 0 | 0 | 0 | 0 | 0 | 0 | 0 | 0 | 0 | 0 | 0 | 0 | 0 | 0 | 12 | 1
NO |  | 41 | 2016 | 0 | 11 | 11 |  |  |  | 0 | 0 | STEEL TOWERS | 10.05 | 0 | 0 | 2/0 COPPER | 0 | 0 | 0 | 0 | 0 | 0 | 0 | 0 | 0 | 0 | 0 | 0 | 0 | 0 | 0 | 0 | 0 | 0 | 0 | 0 | 0 | 0 | 0 | 12 | 1
NO |  | 41 | 2016 | 0 | 12 | 12 |  | GRAND RAPIDS | KALAMAZOO-BATTLE CREEK | 138 | 138 | WOOD POLES | 0.2 | 0 | 1 | 795 KCMIL ACSR | 2940 | 104246 | 107186 | 0 | 0 | 0 | 0 | 0 | 0 | 0 | 0 | 0 | 0 | 0 | 0 | 0 | 0 | 0 | 0 | 0 | 0 | 0 | 0 | 12 | 1
NO |  | 41 | 2016 | 0 | 13 | 13 |  |  |  | 0 | 0 | STEEL TOWERS | 0.28 | 0 | 0 |  | 0 | 0 | 0 | 0 | 0 | 0 | 0 | 0 | 0 | 0 | 0 | 0 | 0 | 0 | 0 | 0 | 0 | 0 | 0 | 0 | 0 | 0 | 0 | 12 | 1
NO |  | 41 | 2016 | 0 | 14 | 14 |  | JACKSON | MANCHESTER | 138 | 138 | STEEL POLES | 0.73 | 0 | 1 | 795 KCMIL ACSR | 40618 | 696167 | 736785 | 0 | 0 | 0 | 0 | 0 | 0 | 0 | 0 | 0 | 0 | 0 | 0 | 0 | 0 | 0 | 0 | 0 | 0 | 0 | 0 | 12 | 1
NO |  | 41 | 2016 | 0 | 15 | 15 |  |  |  | 0 | 0 | STEEL TOWERS | 10.18 | 0 | 0 |  | 0 | 0 | 0 | 0 | 0 | 0 | 0 | 0 | 0 | 0 | 0 | 0 | 0 | 0 | 0 | 0 | 0 | 0 | 0 | 0 | 0 | 0 | 0 | 12 | 1
NO |  | 41 | 2016 | 0 | 16 | 16 |  | JACKSON | WHITING | 138 | 138 | WOOD POLES | 0.34 | 0 | 1 | 795 KCMIL ACSR | 237 | 61796 | 62033 | 0 | 0 | 0 | 0 | 0 | 0 | 0 | 0 | 0 | 0 | 0 | 0 | 0 | 0 | 0 | 0 | 0 | 0 | 0 | 0 | 12 | 1
NO |  | 41 | 2016 | 0 | 17 | 17 |  |  |  | 0 | 0 | STEEL TOWERS | 0.17 | 0.08 | 0 | 4/0 COPPER | 0 | 0 | 0 | 0 | 0 | 0 | 0 | 0 | 0 | 0 | 0 | 0 | 0 | 0 | 0 | 0 | 0 | 0 | 0 | 0 | 0 | 0 | 0 | 12 | 1
NO |  | 41 | 2016 | 0 | 18 | 18 |  | WEADCOK | FLINT | 138 | 138 | WOOD POLES | 0.04 | 0 | 1 | 477 KCMIL ACSR | 0 | 2408 | 2408 | 0 | 0 | 0 | 0 | 0 | 0 | 0 | 0 | 0 | 0 | 0 | 0 | 0 | 0 | 0 | 0 | 0 | 0 | 0 | 0 | 12 | 1
NO |  | 41 | 2016 | 0 | 19 | 19 |  | FLINT | BATTLE CREEK | 138 | 138 | WOOD POLES | 0.96 | 0 | 1 | VARIOUS | 2271 | 1049625 | 1051896 | 0 | 0 | 0 | 0 | 0 | 0 | 0 | 0 | 0 | 0 | 0 | 0 | 0 | 0 | 0 | 0 | 0 | 0 | 0 | 0 | 12 | 1
NO |  | 41 | 2016 | 0 | 20 | 20 |  |  |  | 0 | 0 | STEEL TOWERS | 9.76 | 0 | 0 |  | 0 | 0 | 0 | 0 | 0 | 0 | 0 | 0 | 0 | 0 | 0 | 0 | 0 | 0 | 0 | 0 | 0 | 0 | 0 | 0 | 0 | 0 | 0 | 12 | 1
NO |  | 41 | 2016 | 0 | 21 | 21 |  | MORROW | WEALTHY-V-22 | 138 | 138 | WOOD POLES | 19.21 | 0 | 1 | 795 KCMIL ACSR | 925239 | 4149688 | 5074927 | 0 | 0 | 0 | 0 | 0 | 0 | 0 | 0 | 0 | 0 | 0 | 0 | 0 | 0 | 0 | 0 | 0 | 0 | 0 | 0 | 12 | 1
NO |  | 41 | 2016 | 0 | 22 | 22 |  |  |  | 0 | 0 | WOOD H-FRAMES | 10.17 | 0 | 0 |  | 0 | 0 | 0 | 0 | 0 | 0 | 0 | 0 | 0 | 0 | 0 | 0 | 0 | 0 | 0 | 0 | 0 | 0 | 0 | 0 | 0 | 0 | 0 | 12 | 1
NO |  | 41 | 2016 | 0 | 23 | 23 |  | MORROW | BLACKSTON | 138 | 138 | WOOD POLES | 0.63 | 0 | 1 | 336.4 KCMIL ACSR | 6256 | 81194 | 87450 | 0 | 0 | 0 | 0 | 0 | 0 | 0 | 0 | 0 | 0 | 0 | 0 | 0 | 0 | 0 | 0 | 0 | 0 | 0 | 0 | 12 | 1
NO |  | 41 | 2016 | 0 | 24 | 24 |  | SAGINAW RIVER | OWOSSO P-16 | 138 | 138 | WOOD POLES | 25.13 | 0 | 1 | VARIOUS | 267067 | 1521683 | 1788750 | 0 | 0 | 0 | 0 | 0 | 0 | 0 | 0 | 0 | 0 | 0 | 0 | 0 | 0 | 0 | 0 | 0 | 0 | 0 | 0 | 12 | 1
NO |  | 41 | 2016 | 0 | 25 | 25 |  |  |  | 0 | 0 | STEEL TOWERS | 4.17 | 0 | 0 |  | 0 | 0 | 0 | 0 | 0 | 0 | 0 | 0 | 0 | 0 | 0 | 0 | 0 | 0 | 0 | 0 | 0 | 0 | 0 | 0 | 0 | 0 | 0 | 12 | 1
NO |  | 41 | 2016 | 0 | 26 | 26 |  |  |  | 0 | 0 | WOOD H-FRAMES | 4.33 | 0 | 0 |  | 0 | 0 | 0 | 0 | 0 | 0 | 0 | 0 | 0 | 0 | 0 | 0 | 0 | 0 | 0 | 0 | 0 | 0 | 0 | 0 | 0 | 0 | 0 | 12 | 1
NO |  | 41 | 2016 | 0 | 27 | 27 |  | VERONA | BATAVIA | 138 | 138 | WOOD POLES | 6.63 | 0 | 1 | 336.4 KCMIL ACSR | 0 | 1453667 | 1453667 | 0 | 0 | 0 | 0 | 0 | 0 | 0 | 0 | 0 | 0 | 0 | 0 | 0 | 0 | 0 | 0 | 0 | 0 | 0 | 0 | 12 | 1
NO |  | 41 | 2016 | 0 | 28 | 28 |  | RAISIN | PARR RD-WHITING | 138 | 138 | WOOD POLES | 0.07 | 0 | 1 | 795 KCMIL ACSR | 11422 | 352718 | 364140 | 0 | 0 | 0 | 0 | 0 | 0 | 0 | 0 | 0 | 0 | 0 | 0 | 0 | 0 | 0 | 0 | 0 | 0 | 0 | 0 | 12 | 1
NO |  | 41 | 2016 | 0 | 29 | 29 |  |  |  | 0 | 0 | STEEL TOWERS | 7.21 | 0 | 0 |  | 0 | 0 | 0 | 0 | 0 | 0 | 0 | 0 | 0 | 0 | 0 | 0 | 0 | 0 | 0 | 0 | 0 | 0 | 0 | 0 | 0 | 0 | 0 | 12 | 1
NO |  | 41 | 2016 | 0 | 30 | 30 |  | HIGGINS | MIO-GAYLORD | 138 | 138 | WOOD POLES | 14.21 | 0 | 1 | VARIOUS | 376296 | 1428486 | 1804782 | 0 | 0 | 0 | 0 | 0 | 0 | 0 | 0 | 0 | 0 | 0 | 0 | 0 | 0 | 0 | 0 | 0 | 0 | 0 | 0 | 12 | 1
NO |  | 41 | 2016 | 0 | 31 | 31 |  | COBB | BLACK RIVER | 138 | 138 | WOOD POLES | 1.96 | 0 | 1 | VARIOUS | 0 | 386086 | 386086 | 0 | 0 | 0 | 0 | 0 | 0 | 0 | 0 | 0 | 0 | 0 | 0 | 0 | 0 | 0 | 0 | 0 | 0 | 0 | 0 | 12 | 1
NO |  | 41 | 2016 | 0 | 32 | 32 |  |  |  | 0 | 0 | STEEL TOWERS | 0.56 | 0 | 0 |  | 0 | 0 | 0 | 0 | 0 | 0 | 0 | 0 | 0 | 0 | 0 | 0 | 0 | 0 | 0 | 0 | 0 | 0 | 0 | 0 | 0 | 0 | 0 | 12 | 1
NO |  | 41 | 2016 | 0 | 33 | 33 |  | COBB | HOOKER | 138 | 138 | WOOD POLES | 0.03 | 0 | 1 | 336.4 KCMIL ACSR | 219054 | 14976 | 234030 | 0 | 0 | 0 | 0 | 0 | 0 | 0 | 0 | 0 | 0 | 0 | 0 | 0 | 0 | 0 | 0 | 0 | 0 | 0 | 0 | 12 | 1
NO |  | 41 | 2016 | 0 | 34 | 34 |  | TRAVERSE CITY | GAYLORD | 138 | 138 | WOOD POLES | 19.57 | 0 | 1 | 336.4 KCMIL ACSR | 134710 | 2036199 | 2170909 | 0 | 0 | 0 | 0 | 0 | 0 | 0 | 0 | 0 | 0 | 0 | 0 | 0 | 0 | 0 | 0 | 0 | 0 | 0 | 0 | 12 | 1
NO |  | 41 | 2016 | 0 | 35 | 35 |  |  |  | 0 | 0 | WOOD H-FRAMES | 14.06 | 0 | 0 |  | 0 | 0 | 0 | 0 | 0 | 0 | 0 | 0 | 0 | 0 | 0 | 0 | 0 | 0 | 0 | 0 | 0 | 0 | 0 | 0 | 0 | 0 | 0 | 12 | 1
NO |  | 41 | 2016 | 0 | 36 | 36 |  | TOTAL |  | 0 | 0 |  | 213.33 | 2.05 | 21 |  | 2489818 | 20417713 | 22907531 | 3 | 105174 | 0 | 105177 | 0 | 0 | 0 | 0 | 0 | 0 | 0 | 0 | 0 | 0 | 0 | 0 | 0 | 0 | 0 | 0 | 12 | 1
NO |  | 41 | 2016 | 1 | 1 | 1 |  | TRAVERSE CITY | GAYLORD | 138 | 138 | STEEL POLES | 0.06 | 0 | 0 |  | 0 | 0 | 0 | 0 | 0 | 0 | 0 | 0 | 0 | 0 | 0 | 0 | 0 | 0 | 0 | 0 | 0 | 0 | 0 | 0 | 0 | 0 | 0 | 12 | 1
NO |  | 41 | 2016 | 1 | 2 | 2 |  | CAMPBELL | GRAND RAPIDS-BATTLE CREEK | 138 | 138 | WOOD POLES | 0.09 | 0 | 1 | 336.4 KCMIL ACSR | 0 | 49007 | 49007 | 0 | 0 | 0 | 0 | 0 | 0 | 0 | 0 | 0 | 0 | 0 | 0 | 0 | 0 | 0 | 0 | 0 | 0 | 0 | 0 | 12 | 1
NO |  | 41 | 2016 | 1 | 35 | 35 |  |  |  | 0 | 0 |  | 0 | 0 | 0 |  | 0 | 0 | 0 | 3 | 105174 | 0 | 105177 | 0 | 0 | 0 | 0 | 0 | 0 | 0 | 0 | 0 | 0 | 0 | 0 | 0 | 0 | 0 | 0 | 12 | 1
NO |  | 42 | 2016 | 0 | 1 | 1 |  | COMMONLY OWNED 345 KV |  | 0 | 0 |  | 0 | 0 | 0 |  | 0 | 0 | 0 | 0 | 0 | 0 | 0 | 660420121 | 0 | 0 | 0 | 0 | 0 | 0 | 0 | 0 | 0 | 0 | 0 | 0 | 0 | 0 | 0 | 12 | 1
NO |  | 42 | 2016 | 0 | 2 | 2 |  | Beckjord Station | Pierce Sub. A | 354 | 345 | Steel Tower | 0.32 | 0 | 1 | 1414 ACSR | 14534 | 49231 | 63765 | 1331 | 389 | 0 | 1720 | 0 | 0 | 0 | 0 | 0 | 0 | 0 | 0 | 0 | 0 | 0 | 0 | 0 | 0 | 0 | 0 | 12 | 1
NO |  | 42 | 2016 | 0 | 4 | 4 |  | Pierce Sub. | Foster Sub. A | 345 | 345 | Steel Tower | 23.95 | 0 | 2 | 2-1024.5 ACAR | 341950 | 829456 | 1171406 | 0 | 0 | 0 | 0 | 0 | 0 | 0 | 0 | 0 | 0 | 0 | 0 | 0 | 0 | 0 | 0 | 0 | 0 | 0 | 0 | 12 | 1
NO |  | 42 | 2016 | 0 | 6 | 6 |  | Greene Sub. | Sugarcreek Sub. J | 345 | 345 | Steel Tower | 1.45 | 0 | 1 | 2-1024.5 ACAR | 0 | 0 | 0 | 0 | 12530 | 0 | 12530 | 0 | 0 | 0 | 0 | 0 | 0 | 0 | 0 | 0 | 0 | 0 | 0 | 0 | 0 | 0 | 0 | 12 | 1
NO |  | 42 | 2016 | 0 | 7 | 7 |  |  | J | 345 | 345 | Steel Pole | 6.85 | 0 | 2 | 2-1024.5 ACAR | 84936 | 369044 | 453980 | 0 | 0 | 0 | 0 | 0 | 0 | 0 | 0 | 0 | 0 | 0 | 0 | 0 | 0 | 0 | 0 | 0 | 0 | 0 | 0 | 12 | 1
NO |  | 42 | 2016 | 0 | 9 | 9 |  | Greene Sub. | Beatty Sub. A | 345 | 345 | Steel Tower | 39.32 | 0 | 1 | 2-1024.5 ACAR | 0 | 0 | 0 | 0 | 26560 | 0 | 26560 | 0 | 0 | 0 | 0 | 0 | 0 | 0 | 0 | 0 | 0 | 0 | 0 | 0 | 0 | 0 | 0 | 12 | 1
NO |  | 42 | 2016 | 0 | 10 | 10 |  |  | A | 345 | 345 | Wood H-Frame | 0.62 | 0 | 1 | 2-1024.5 ACAR | 0 | 0 | 0 | 0 | 0 | 0 | 0 | 0 | 0 | 0 | 0 | 0 | 0 | 0 | 0 | 0 | 0 | 0 | 0 | 0 | 0 | 0 | 0 | 12 | 1
NO |  | 42 | 2016 | 0 | 11 | 11 |  |  | A | 345 | 345 | Steel Tower | 3.64 | 0 | 2 | 2-1024.5 ACAR | 0 | 0 | 0 | 0 | 0 | 0 | 0 | 0 | 0 | 0 | 0 | 0 | 0 | 0 | 0 | 0 | 0 | 0 | 0 | 0 | 0 | 0 | 0 | 12 | 1
NO |  | 42 | 2016 | 0 | 12 | 12 |  |  | A | 345 | 345 | Steel Tower | 5.42 | 0 | 1 | 2-1024.5 ACAR | 407287 | 1354258 | 1761545 | 0 | 0 | 0 | 0 | 0 | 0 | 0 | 0 | 0 | 0 | 0 | 0 | 0 | 0 | 0 | 0 | 0 | 0 | 0 | 0 | 12 | 1
NO |  | 42 | 2016 | 0 | 14 | 14 |  | Marquis Sub. | Bixby Sub. A | 345 | 345 | Steel Tower | 45.86 | 0 | 1 | 2-983.1 ACAR | 0 | 0 | 0 | 0 | 4011 | 0 | 4011 | 0 | 0 | 0 | 0 | 0 | 0 | 0 | 0 | 0 | 0 | 0 | 0 | 0 | 0 | 0 | 0 | 12 | 1
NO |  | 42 | 2016 | 0 | 15 | 15 |  |  | B | 345 | 345 | Steel Tower | 17.3 | 0 | 1 | 2-954 ACSR | 0 | 0 | 0 | 0 | 0 | 0 | 0 | 0 | 0 | 0 | 0 | 0 | 0 | 0 | 0 | 0 | 0 | 0 | 0 | 0 | 0 | 0 | 0 | 12 | 1
NO |  | 42 | 2016 | 0 | 16 | 16 |  |  | B | 345 | 345 | Steel Tower | 0 | 8.52 | 0 | 2-954 ACSR | 437658 | 1999875 | 2437533 | 0 | 0 | 0 | 0 | 0 | 0 | 0 | 0 | 0 | 0 | 0 | 0 | 0 | 0 | 0 | 0 | 0 | 0 | 0 | 0 | 12 | 1
NO |  | 42 | 2016 | 0 | 18 | 18 |  | Stuart Sub. | Clinton Sub. L | 345 | 345 | Steel Tower | 0.06 | 0 | 2 | 2-1024.5 ACAR | 0 | 0 | 0 | 76456 | 224312 | 0 | 300768 | 0 | 0 | 0 | 0 | 0 | 0 | 0 | 0 | 0 | 0 | 0 | 0 | 0 | 0 | 0 | 0 | 12 | 1
NO |  | 42 | 2016 | 0 | 19 | 19 |  |  | L | 345 | 345 | Steel Tower | 54.04 | 0 | 1 | 2-1024.5 ACAR | 0 | 0 | 0 | 0 | 0 | 0 | 0 | 0 | 0 | 0 | 0 | 0 | 0 | 0 | 0 | 0 | 0 | 0 | 0 | 0 | 0 | 0 | 0 | 12 | 1
NO |  | 42 | 2016 | 0 | 20 | 20 |  | Clinton Sub. | Greene Sub. L | 345 | 345 | Steel Tower | 22.26 | 0 | 1 | 2-1024.5 ACAR | 0 | 0 | 0 | 0 | 749 | 0 | 749 | 0 | 0 | 0 | 0 | 0 | 0 | 0 | 0 | 0 | 0 | 0 | 0 | 0 | 0 | 0 | 0 | 12 | 1
NO |  | 42 | 2016 | 0 | 21 | 21 |  |  | L | 345 | 345 | Wood H-Frame | 0.58 | 0 | 1 | 2-1024.5 ACAR | 0 | 0 | 0 | 0 | 0 | 0 | 0 | 0 | 0 | 0 | 0 | 0 | 0 | 0 | 0 | 0 | 0 | 0 | 0 | 0 | 0 | 0 | 0 | 12 | 1
NO |  | 42 | 2016 | 0 | 22 | 22 |  |  | L | 345 | 345 | Steel Tower | 2.18 | 0 | 1 | 2-1024.5 ACAR | 0 | 0 | 0 | 0 | 0 | 0 | 0 | 0 | 0 | 0 | 0 | 0 | 0 | 0 | 0 | 0 | 0 | 0 | 0 | 0 | 0 | 0 | 0 | 12 | 1
NO |  | 42 | 2016 | 0 | 23 | 23 |  |  | J | 345 | 345 | Steel Tower | 1.16 | 0 | 2 | 2-1024.5 ACAR | 0 | 0 | 0 | 0 | 0 | 0 | 0 | 0 | 0 | 0 | 0 | 0 | 0 | 0 | 0 | 0 | 0 | 0 | 0 | 0 | 0 | 0 | 0 | 12 | 1
NO |  | 42 | 2016 | 0 | 24 | 24 |  |  | J | 345 | 345 | Steel Tower | 0.1 | 0 | 2 | 2-1024.5 ACAR | 795465 | 3926100 | 4721565 | 0 | 0 | 0 | 0 | 0 | 0 | 0 | 0 | 0 | 0 | 0 | 0 | 0 | 0 | 0 | 0 | 0 | 0 | 0 | 0 | 12 | 1
NO |  | 42 | 2016 | 0 | 26 | 26 |  | Stuart Sub. | Killen Tie West A | 345 | 345 | Steel Tower | 13.13 | 0 | 1 | 2-983.1 ACAR | 0 | 0 | 0 | 0 | 589 | 0 | 589 | 0 | 0 | 0 | 0 | 0 | 0 | 0 | 0 | 0 | 0 | 0 | 0 | 0 | 0 | 0 | 0 | 12 | 1
NO |  | 42 | 2016 | 0 | 27 | 27 |  | Killen Tie East | Marquis Sub. A | 345 | 345 | Steel Tower | 3.9 | 0 | 1 | 2-983.1 ACAR | 0 | 0 | 0 | 0 | 0 | 0 | 0 | 0 | 0 | 0 | 0 | 0 | 0 | 0 | 0 | 0 | 0 | 0 | 0 | 0 | 0 | 0 | 0 | 12 | 1
NO |  | 42 | 2016 | 0 | 28 | 28 |  |  | A | 345 | 345 | Steel Tower | 28.11 | 0 | 1 | 2-983.1 ACAR | 110254 | 2062684 | 2172938 | 0 | 0 | 0 | 0 | 0 | 0 | 0 | 0 | 0 | 0 | 0 | 0 | 0 | 0 | 0 | 0 | 0 | 0 | 0 | 0 | 12 | 1
NO |  | 42 | 2016 | 0 | 30 | 30 |  | Stuart Sub. | Foster Sub. A | 345 | 345 | Steel Tower | 0.59 | 0 | 1 | 2-1024 ACAR | 0 | 0 | 0 | 1900 | 55293 | 0 | 57193 | 0 | 0 | 0 | 0 | 0 | 0 | 0 | 0 | 0 | 0 | 0 | 0 | 0 | 0 | 0 | 0 | 12 | 1
NO |  | 42 | 2016 | 0 | 31 | 31 |  |  | A | 345 | 345 | Steel Tower | 55.18 | 0 | 1 | 2-1024 ACAR | 0 | 0 | 0 | 0 | 0 | 0 | 0 | 0 | 0 | 0 | 0 | 0 | 0 | 0 | 0 | 0 | 0 | 0 | 0 | 0 | 0 | 0 | 0 | 12 | 1
NO |  | 42 | 2016 | 0 | 32 | 32 |  |  | J | 345 | 345 | Steel Tower | 1.4 | 0 | 2 | 2-1024 ACAR | 0 | 0 | 0 | 0 | 0 | 0 | 0 | 0 | 0 | 0 | 0 | 0 | 0 | 0 | 0 | 0 | 0 | 0 | 0 | 0 | 0 | 0 | 0 | 12 | 1
NO |  | 42 | 2016 | 0 | 33 | 33 |  |  | J | 345 | 345 | Steel H-Frame | 0 | 1.57 | 3 | 2-1024 ACAR | 0 | 0 | 0 | 0 | 0 | 0 | 0 | 0 | 0 | 0 | 0 | 0 | 0 | 0 | 0 | 0 | 0 | 0 | 0 | 0 | 0 | 0 | 0 | 12 | 1
NO |  | 42 | 2016 | 0 | 34 | 34 |  |  |  | 345 | 345 | Steel Pole | 0.23 | 0 | 1 | 2-1024 ACAR | 380541 | 1725550 | 2106091 | 0 | 0 | 0 | 0 | 0 | 0 | 0 | 0 | 0 | 0 | 0 | 0 | 0 | 0 | 0 | 0 | 0 | 0 | 0 | 0 | 12 | 1
NO |  | 42 | 2016 | 0 | 36 | 36 |  | TOTAL |  | 0 | 0 |  | 2124.73 | 274.68 | 270 |  | 27946999 | 199462503 | 227409502 | 587000 | 2476616 | 0 | 3063616 | 0 | 0 | 0 | 0 | 0 | 0 | 0 | 0 | 0 | 0 | 0 | 0 | 0 | 0 | 0 | 0 | 12 | 1
NO |  | 42 | 2016 | 1 | 1 | 1 |  | COMMONLY OWNED 345 KV |  | 0 | 0 |  | 0 | 0 | 0 |  | 0 | 0 | 0 | 0 | 0 | 0 | 0 | 0 | 0 | 0 | 0 | 0 | 0 | 0 | 0 | 0 | 0 | 0 | 0 | 0 | 0 | 0 | 0 | 12 | 1
NO |  | 42 | 2016 | 1 | 2 | 2 |  | Sugarcreek Sub. | Foster Sub. J | 345 | 345 | Steel Pole | 24.11 | 0 | 2 | 2-1024.5 ACAR | 0 | 0 | 0 | 4341 | 8703 | 0 | 13044 | 0 | 0 | 0 | 0 | 0 | 0 | 0 | 0 | 0 | 0 | 0 | 0 | 0 | 0 | 0 | 0 | 12 | 1
NO |  | 42 | 2016 | 1 | 3 | 3 |  |  | J | 345 | 345 | Steel Tower | 0.23 | 0 | 2 | 2-1024.5 ACAR | 0 | 0 | 0 | 0 | 0 | 0 | 0 | 0 | 0 | 0 | 0 | 0 | 0 | 0 | 0 | 0 | 0 | 0 | 0 | 0 | 0 | 0 | 0 | 12 | 1
NO |  | 42 | 2016 | 1 | 4 | 4 |  |  | J | 345 | 345 | Steel H-Frame | 1.57 | 0 | 3 | 2-1024.5 ACAR | 0 | 0 | 0 | 0 | 0 | 0 | 0 | 0 | 0 | 0 | 0 | 0 | 0 | 0 | 0 | 0 | 0 | 0 | 0 | 0 | 0 | 0 | 0 | 12 | 1
NO |  | 42 | 2016 | 1 | 5 | 5 |  |  | J | 345 | 345 | Steel Pole | 1.4 | 0 | 1 | 2-1024.5 ACAR | 423046 | 1111577 | 1534623 | 0 | 0 | 0 | 0 | 0 | 0 | 0 | 0 | 0 | 0 | 0 | 0 | 0 | 0 | 0 | 0 | 0 | 0 | 0 | 0 | 12 | 1
NO |  | 42 | 2016 | 1 | 7 | 7 |  | Beatty Sub. | Bixby Sub. B | 345 | 345 | Steel Tower | 4.69 | 0 | 1 | 2-954 ACSR | 0 | 0 | 0 | 0 | 177 | 0 | 177 | 0 | 0 | 0 | 0 | 0 | 0 | 0 | 0 | 0 | 0 | 0 | 0 | 0 | 0 | 0 | 0 | 12 | 1
NO |  | 42 | 2016 | 1 | 8 | 8 |  |  | B | 345 | 345 | Steel Tower | 8.52 | 0 | 2 | 2-954 ACSR | 238833 | 711521 | 950354 | 0 | 0 | 0 | 0 | 0 | 0 | 0 | 0 | 0 | 0 | 0 | 0 | 0 | 0 | 0 | 0 | 0 | 0 | 0 | 0 | 12 | 1
NO |  | 42 | 2016 | 1 | 10 | 10 |  | Bixby Sub. | Point N (Kirk) K | 345 | 345 | Steel Tower | 14.81 | 0 | 2 | 2-954 ACSR | 148565 | 400705 | 549270 | 0 | 6726 | 0 | 6726 | 0 | 0 | 0 | 0 | 0 | 0 | 0 | 0 | 0 | 0 | 0 | 0 | 0 | 0 | 0 | 0 | 12 | 1
NO |  | 42 | 2016 | 1 | 12 | 12 |  | Stuart Sub. | Spurlock Tap A | 345 | 345 | Steel Tower | 7.62 | 0 | 1 | 2-954 ACSR | 0 | 0 | 0 | 4791 | 7573 | 0 | 12364 | 0 | 0 | 0 | 0 | 0 | 0 | 0 | 0 | 0 | 0 | 0 | 0 | 0 | 0 | 0 | 0 | 12 | 1
NO |  | 42 | 2016 | 1 | 14 | 14 |  | Spurlock Tap | Zimmer Sta. A | 345 | 345 | Steel Tower | 27.51 | 0 | 1 | 2-954 ACSR | 0 | 0 | 0 | 0 | 0 | 0 | 0 | 0 | 0 | 0 | 0 | 0 | 0 | 0 | 0 | 0 | 0 | 0 | 0 | 0 | 0 | 0 | 0 | 12 | 1
NO |  | 42 | 2016 | 1 | 15 | 15 |  |  | E | 345 | 345 | Steel Tower | 0.78 | 0 | 2 | 2-954 ACSR | 262436 | 1960225 | 2222661 | 0 | 0 | 0 | 0 | 0 | 0 | 0 | 0 | 0 | 0 | 0 | 0 | 0 | 0 | 0 | 0 | 0 | 0 | 0 | 0 | 12 | 1
NO |  | 42 | 2016 | 1 | 17 | 17 |  | Zimmer Sta. | Foster Jct. E | 345 | 345 | Steel Tower | 0 | 0.28 | 0 | 2-954 ACSR | 0 | 0 | 0 | 4196 | 2126 | 0 | 6322 | 0 | 0 | 0 | 0 | 0 | 0 | 0 | 0 | 0 | 0 | 0 | 0 | 0 | 0 | 0 | 0 | 12 | 1
NO |  | 42 | 2016 | 1 | 18 | 18 |  |  | E | 345 | 345 | Steel Tower | 0 | 0.23 | 0 | 2-954 ACSR | 0 | 0 | 0 | 0 | 0 | 0 | 0 | 0 | 0 | 0 | 0 | 0 | 0 | 0 | 0 | 0 | 0 | 0 | 0 | 0 | 0 | 0 | 0 | 12 | 1
NO |  | 42 | 2016 | 1 | 19 | 19 |  |  | E | 345 | 345 | Steel Tower | 0 | 0.8 | 0 | 2-954 ACSR | 0 | 0 | 0 | 0 | 0 | 0 | 0 | 0 | 0 | 0 | 0 | 0 | 0 | 0 | 0 | 0 | 0 | 0 | 0 | 0 | 0 | 0 | 0 | 12 | 1
NO |  | 42 | 2016 | 1 | 20 | 20 |  |  | A | 345 | 345 | Steel Tower | 9.52 | 0 | 1 | 2-954 ACSR | 0 | 0 | 0 | 0 | 0 | 0 | 0 | 0 | 0 | 0 | 0 | 0 | 0 | 0 | 0 | 0 | 0 | 0 | 0 | 0 | 0 | 0 | 0 | 12 | 1
NO |  | 42 | 2016 | 1 | 21 | 21 |  |  | E | 345 | 345 | Steel Tower | 0 | 23.38 | 0 | 2-1024.5 ACAR | 0 | 0 | 0 | 0 | 0 | 0 | 0 | 0 | 0 | 0 | 0 | 0 | 0 | 0 | 0 | 0 | 0 | 0 | 0 | 0 | 0 | 0 | 0 | 12 | 1
NO |  | 42 | 2016 | 1 | 22 | 22 |  | Foster Jct. | Port Union Sub. E | 345 | 345 | Steel Tower | 11.7 | 0 | 2 | 2-954 ACSR | 445514 | 1931119 | 2376633 | 0 | 0 | 0 | 0 | 0 | 0 | 0 | 0 | 0 | 0 | 0 | 0 | 0 | 0 | 0 | 0 | 0 | 0 | 0 | 0 | 12 | 1
NO |  | 42 | 2016 | 1 | 24 | 24 |  | Zimmer Sta. | Silver Grove Sub. E | 345 | 345 | Steel Tower | 13.55 | 0 | 1 | 2-1113 ACSR | 0 | 0 | 0 | 1369 | 1027 | 0 | 2396 | 0 | 0 | 0 | 0 | 0 | 0 | 0 | 0 | 0 | 0 | 0 | 0 | 0 | 0 | 0 | 0 | 12 | 1
NO |  | 42 | 2016 | 1 | 25 | 25 |  |  | E | 345 | 345 | Steel Tower | 2.01 | 0 | 2 | 2-1113 ACSR | 536138 | 9512441 | 10048579 | 0 | 0 | 0 | 0 | 0 | 0 | 0 | 0 | 0 | 0 | 0 | 0 | 0 | 0 | 0 | 0 | 0 | 0 | 0 | 0 | 12 | 1
NO |  | 42 | 2016 | 1 | 27 | 27 |  | Silver Grove Sub. | Red Bank Sub. E | 345 | 345 | Steel Tower | 0 | 2.01 | 0 | 2-1113 ACSR | 0 | 0 | 0 | 0 | 0 | 0 | 0 | 0 | 0 | 0 | 0 | 0 | 0 | 0 | 0 | 0 | 0 | 0 | 0 | 0 | 0 | 0 | 0 | 12 | 1
NO |  | 42 | 2016 | 1 | 28 | 28 |  |  | E | 345 | 345 | Steel Tower | 17.01 | 0 | 2 | 2-954 ACSR | 0 | 0 | 0 | 0 | 0 | 0 | 0 | 0 | 0 | 0 | 0 | 0 | 0 | 0 | 0 | 0 | 0 | 0 | 0 | 0 | 0 | 0 | 0 | 12 | 1
NO |  | 42 | 2016 | 1 | 29 | 29 |  | Red Bank Sub | Terminal Sub. E | 345 | 345 | Steel Tower | 6.65 | 0 | 2 | 2-954 ACSR | 0 | 0 | 0 | 2907 | 43 | 0 | 2950 | 0 | 0 | 0 | 0 | 0 | 0 | 0 | 0 | 0 | 0 | 0 | 0 | 0 | 0 | 0 | 0 | 12 | 1
NO |  | 42 | 2016 | 1 | 30 | 30 |  | Stuart Sub. | Atlanta Sub. B | 345 | 345 | Steel Tower | 0 | 0.06 | 2 | 2-954 ACSR | 0 | 0 | 0 | 0 | 4304 | 0 | 4304 | 0 | 0 | 0 | 0 | 0 | 0 | 0 | 0 | 0 | 0 | 0 | 0 | 0 | 0 | 0 | 0 | 12 | 1
NO |  | 42 | 2016 | 1 | 31 | 31 |  |  | B | 345 | 345 | Steel Tower | 70.14 | 0 | 1 | 2-954 ACSR | 106955 | 592415 | 699370 | 0 | 0 | 0 | 0 | 0 | 0 | 0 | 0 | 0 | 0 | 0 | 0 | 0 | 0 | 0 | 0 | 0 | 0 | 0 | 0 | 12 | 1
NO |  | 42 | 2016 | 2 | 1 | 1 |  | COMMONLY OWNED 345 KV |  | 0 | 0 |  | 0 | 0 | 0 |  | 0 | 0 | 0 | 0 | 0 | 0 | 0 | 0 | 0 | 0 | 0 | 0 | 0 | 0 | 0 | 0 | 0 | 0 | 0 | 0 | 0 | 0 | 0 | 12 | 1
NO |  | 42 | 2016 | 2 | 2 | 2 |  | Atlanta Sub. | Adkins Sub. A | 345 | 345 | Steel Tower | 4.8 | 0 | 1 | 2-983.1 ACAR | 0 | 0 | 0 | 0 | 0 | 0 | 0 | 0 | 0 | 0 | 0 | 0 | 0 | 0 | 0 | 0 | 0 | 0 | 0 | 0 | 0 | 0 | 0 | 12 | 1
NO |  | 42 | 2016 | 2 | 3 | 3 |  |  | A | 345 | 345 | Steel Tower | 5.94 | 0 | 1 | 2-983.1 ACAR | 0 | 0 | 0 | 0 | 0 | 0 | 0 | 0 | 0 | 0 | 0 | 0 | 0 | 0 | 0 | 0 | 0 | 0 | 0 | 0 | 0 | 0 | 0 | 12 | 1
NO |  | 42 | 2016 | 2 | 4 | 4 |  | Adkins Sub. | Beatty Sub. A | 345 | 345 | Steel Tower | 9.26 | 0 | 1 | 2-983.1 ACAR | 0 | 0 | 0 | 13 | 9994 | 0 | 10007 | 0 | 0 | 0 | 0 | 0 | 0 | 0 | 0 | 0 | 0 | 0 | 0 | 0 | 0 | 0 | 0 | 12 | 1
NO |  | 42 | 2016 | 2 | 5 | 5 |  |  | A | 345 | 345 | Steel Tower | 0 | 3.54 | 0 | 2-983.1 ACAR | 0 | 0 | 0 | 0 | 0 | 0 | 0 | 0 | 0 | 0 | 0 | 0 | 0 | 0 | 0 | 0 | 0 | 0 | 0 | 0 | 0 | 0 | 0 | 12 | 1
NO |  | 42 | 2016 | 2 | 6 | 6 |  |  | A | 345 | 345 | Steel Tower | 0.16 | 0 | 1 | 2-983.1 ACAR | 679517 | 2170426 | 2849943 | 0 | 0 | 0 | 0 | 0 | 0 | 0 | 0 | 0 | 0 | 0 | 0 | 0 | 0 | 0 | 0 | 0 | 0 | 0 | 0 | 12 | 1
NO |  | 42 | 2016 | 2 | 8 | 8 |  | Bixby Sub. | Conesville Sub. B | 345 | 345 | Steel Tower | 0 | 14.87 | 0 | 2-954 ACSR | 0 | 0 | 0 | 0 | 99364 | 0 | 99364 | 0 | 0 | 0 | 0 | 0 | 0 | 0 | 0 | 0 | 0 | 0 | 0 | 0 | 0 | 0 | 0 | 12 | 1
NO |  | 42 | 2016 | 2 | 9 | 9 |  |  | B | 345 | 345 | Wood H-Frame | 50.86 | 0 | 1 | 2-954 ACSR | 360943 | 1454639 | 1815582 | 0 | 0 | 0 | 0 | 0 | 0 | 0 | 0 | 0 | 0 | 0 | 0 | 0 | 0 | 0 | 0 | 0 | 0 | 0 | 0 | 12 | 1
NO |  | 42 | 2016 | 2 | 11 | 11 |  | Conesville Sub. | Hyatt Sub. C | 345 | 345 | Steel Tower | 56.98 | 0 | 1 | 2-954 ACSR | 0 | 0 | 0 | 0 | 42787 | 0 | 42787 | 0 | 0 | 0 | 0 | 0 | 0 | 0 | 0 | 0 | 0 | 0 | 0 | 0 | 0 | 0 | 0 | 12 | 1
NO |  | 42 | 2016 | 2 | 12 | 12 |  |  | D | 345 | 345 | Steel Tower | 9.09 | 0 | 2 | 2-954 ACSR | 0 | 0 | 0 | 0 | 0 | 0 | 0 | 0 | 0 | 0 | 0 | 0 | 0 | 0 | 0 | 0 | 0 | 0 | 0 | 0 | 0 | 0 | 0 | 12 | 1
NO |  | 42 | 2016 | 2 | 13 | 13 |  |  | D | 345 | 345 | Steel Pole | 1.78 | 0 | 2 | 2-954 ACSR | 0 | 0 | 0 | 0 | 0 | 0 | 0 | 0 | 0 | 0 | 0 | 0 | 0 | 0 | 0 | 0 | 0 | 0 | 0 | 0 | 0 | 0 | 0 | 12 | 1
NO |  | 42 | 2016 | 2 | 14 | 14 |  |  | D | 345 | 345 | Wood H-Frame | 0.48 | 0 | 2 | 2-954 ACSR | 446864 | 1784450 | 2231314 | 0 | 0 | 0 | 0 | 0 | 0 | 0 | 0 | 0 | 0 | 0 | 0 | 0 | 0 | 0 | 0 | 0 | 0 | 0 | 0 | 12 | 1
NO |  | 42 | 2016 | 2 | 16 | 16 |  | Seven Mile Tie | Miami Fort Sta. I | 345 | 345 | Steel Tower | 0 | 33.25 | 0 | 2-954 ACSR | 0 | 0 | 0 | -16 | 9936 | 0 | 9920 | 0 | 0 | 0 | 0 | 0 | 0 | 0 | 0 | 0 | 0 | 0 | 0 | 0 | 0 | 0 | 0 | 12 | 1
NO |  | 42 | 2016 | 2 | 17 | 17 |  |  | I | 345 | 345 | Steel Tower | 1.37 | 0 | 1 | 2-954 ACSR | 0 | 0 | 0 | 0 | 0 | 0 | 0 | 0 | 0 | 0 | 0 | 0 | 0 | 0 | 0 | 0 | 0 | 0 | 0 | 0 | 0 | 0 | 0 | 12 | 1
NO |  | 42 | 2016 | 2 | 18 | 18 |  | Miami Fort Sta. | Todhunter Sub. I | 345 | 345 | Steel Tower | 33.25 | 0 | 2 | 2-954 ACSR | 0 | 0 | 0 | 3652 | 240446 | 0 | 244098 | 0 | 0 | 0 | 0 | 0 | 0 | 0 | 0 | 0 | 0 | 0 | 0 | 0 | 0 | 0 | 0 | 12 | 1
NO |  | 42 | 2016 | 2 | 19 | 19 |  |  | I | 345 | 345 | Steel Tower | 9.57 | 0 | 1 | 2-954 ACSR | 2422347 | 8356519 | 10778866 | 0 | 0 | 0 | 0 | 0 | 0 | 0 | 0 | 0 | 0 | 0 | 0 | 0 | 0 | 0 | 0 | 0 | 0 | 0 | 0 | 12 | 1
NO |  | 42 | 2016 | 2 | 21 | 21 |  | Foster | Bath J | 345 | 345 | Steel Tower | 0 | 7.25 | 2 | 2-1024.5 ACAR | 0 | 0 | 0 | 0 | 185466 | 0 | 185466 | 0 | 0 | 0 | 0 | 0 | 0 | 0 | 0 | 0 | 0 | 0 | 0 | 0 | 0 | 0 | 0 | 12 | 1
NO |  | 42 | 2016 | 2 | 22 | 22 |  |  | J | 345 | 345 | Steel Pole | 0 | 30.96 | 2 | 2-1024.5 ACAR | 0 | 0 | 0 | 0 | 0 | 0 | 0 | 0 | 0 | 0 | 0 | 0 | 0 | 0 | 0 | 0 | 0 | 0 | 0 | 0 | 0 | 0 | 0 | 12 | 1
NO |  | 42 | 2016 | 2 | 23 | 23 |  |  | J | 345 | 345 | Steel Pole | 0.41 | 0 | 1 | 2-1024.5 ACAR | 0 | 0 | 0 | 0 | 0 | 0 | 0 | 0 | 0 | 0 | 0 | 0 | 0 | 0 | 0 | 0 | 0 | 0 | 0 | 0 | 0 | 0 | 0 | 12 | 1
NO |  | 42 | 2016 | 2 | 24 | 24 |  |  | J | 345 | 345 | Steel H-Frame | 0 | 1.57 | 3 | 2-1024.5 ACAR | 0 | 17861060 | 17861060 | 0 | 0 | 0 | 0 | 0 | 0 | 0 | 0 | 0 | 0 | 0 | 0 | 0 | 0 | 0 | 0 | 0 | 0 | 0 | 0 | 12 | 1
NO |  | 42 | 2016 | 2 | 26 | 26 |  | TOTAL COMMONLY OWNED |  | 0 | 0 |  | 733.42 | 128.29 | 88 |  | 8643783 | 60163295 | 68807078 | 100940 | 943105 | 0 | 1044045 | 0 | 0 | 0 | 0 | 0 | 0 | 0 | 0 | 0 | 0 | 0 | 0 | 0 | 0 | 0 | 0 | 12 | 1
NO |  | 42 | 2016 | 2 | 27 | 27 |  | 345 KV FACIL-SEE NOTE (M) |  | 0 | 0 |  | 0 | 0 | 0 |  | 0 | 0 | 0 | 0 | 0 | 0 | 0 | 0 | 0 | 0 | 0 | 0 | 0 | 0 | 0 | 0 | 0 | 0 | 0 | 0 | 0 | 0 | 0 | 12 | 1
NO |  | 42 | 2016 | 2 | 29 | 29 |  | WHOLLY OWNED 345 KV |  | 0 | 0 |  | 0 | 0 | 0 |  | 0 | 0 | 0 | 0 | 0 | 0 | 0 | 0 | 0 | 0 | 0 | 0 | 0 | 0 | 0 | 0 | 0 | 0 | 0 | 0 | 0 | 0 | 0 | 12 | 1
NO |  | 42 | 2016 | 2 | 30 | 30 |  | Greene Sub. | Sugarcreek Sub. | 345 | 345 | Steel Tower | 2.81 | 0 | 2 | 2-1024.5 ACAR | 0 | 0 | 0 | 0 | 0 | 0 | 0 | 0 | 0 | 0 | 0 | 0 | 0 | 0 | 0 | 0 | 0 | 0 | 0 | 0 | 0 | 0 | 0 | 12 | 1
NO |  | 42 | 2016 | 2 | 31 | 31 |  |  |  | 345 | 345 | Steel Pole | 0.36 | 0 | 2 | 2-1024.5 ACAR | 0 | 568167 | 568167 | 0 | 0 | 0 | 0 | 0 | 0 | 0 | 0 | 0 | 0 | 0 | 0 | 0 | 0 | 0 | 0 | 0 | 0 | 0 | 0 | 12 | 1
NO |  | 42 | 2016 | 2 | 33 | 33 |  | Sugarcreek Sub. | Foster Sub. | 345 | 345 | Steel Tower | 0 | 2.81 | 0 | 2-1024.5 ACAR | 0 | 0 | 0 | 0 | 0 | 0 | 0 | 0 | 0 | 0 | 0 | 0 | 0 | 0 | 0 | 0 | 0 | 0 | 0 | 0 | 0 | 0 | 0 | 12 | 1
NO |  | 42 | 2016 | 2 | 34 | 34 |  |  |  | 345 | 345 | Steel Pole | 0 | 0.36 | 0 | 2-1024.5 ACAR | 0 | 128444 | 128444 | 0 | 0 | 0 | 0 | 0 | 0 | 0 | 0 | 0 | 0 | 0 | 0 | 0 | 0 | 0 | 0 | 0 | 0 | 0 | 0 | 12 | 1
NO |  | 42 | 2016 | 3 | 1 | 1 |  | WHOLLY OWNED 345 KV |  | 0 | 0 |  | 0 | 0 | 0 |  | 0 | 0 | 0 | 0 | 0 | 0 | 0 | 0 | 0 | 0 | 0 | 0 | 0 | 0 | 0 | 0 | 0 | 0 | 0 | 0 | 0 | 0 | 0 | 12 | 1
NO |  | 42 | 2016 | 3 | 2 | 2 |  | Greene Sub. | Bath Sub. | 345 | 345 | Steel Tower | 4.51 | 0 | 2 | 2-1024.5 ACAR | 0 | 0 | 0 | 0 | 374 | 0 | 374 | 0 | 0 | 0 | 0 | 0 | 0 | 0 | 0 | 0 | 0 | 0 | 0 | 0 | 0 | 0 | 0 | 12 | 1
NO |  | 42 | 2016 | 3 | 3 | 3 |  |  |  | 345 | 345 | Steel Pole | 0.06 | 0 | 1 | 2-1024.5 ACAR | 0 | 0 | 0 | 0 | 0 | 0 | 0 | 0 | 0 | 0 | 0 | 0 | 0 | 0 | 0 | 0 | 0 | 0 | 0 | 0 | 0 | 0 | 0 | 12 | 1
NO |  | 42 | 2016 | 3 | 4 | 4 |  | Bath Sub. | Miami Sub. | 345 | 345 | Steel Pole | 0.06 | 0 | 1 | 2-1024.5 ACAR | 0 | 0 | 0 | 0 | 19705 | 0 | 19705 | 0 | 0 | 0 | 0 | 0 | 0 | 0 | 0 | 0 | 0 | 0 | 0 | 0 | 0 | 0 | 0 | 12 | 1
NO |  | 42 | 2016 | 3 | 5 | 5 |  |  |  | 345 | 345 | Steel Tower | 20.71 | 0 | 2 | 2-1024.5 ACAR | 996644 | 2555134 | 3551778 | 0 | 0 | 0 | 0 | 0 | 0 | 0 | 0 | 0 | 0 | 0 | 0 | 0 | 0 | 0 | 0 | 0 | 0 | 0 | 0 | 12 | 1
NO |  | 42 | 2016 | 3 | 7 | 7 |  | Miami Sub. | Shelby Sub. | 345 | 345 | Steel Tower | 7.74 | 0 | 1 | 2-1024.5 ACAR | 0 | 0 | 0 | 0 | 2058 | 0 | 2058 | 0 | 0 | 0 | 0 | 0 | 0 | 0 | 0 | 0 | 0 | 0 | 0 | 0 | 0 | 0 | 0 | 12 | 1
NO |  | 42 | 2016 | 3 | 8 | 8 |  |  |  | 345 | 345 | Steel Tower | 17.54 | 0 | 1 | 2-1024.5 ACAR | 0 | 0 | 0 | 0 | 0 | 0 | 0 | 0 | 0 | 0 | 0 | 0 | 0 | 0 | 0 | 0 | 0 | 0 | 0 | 0 | 0 | 0 | 0 | 12 | 1
NO |  | 42 | 2016 | 3 | 9 | 9 |  | Shelby Sub. | Dinsmore Inter-Conn Pt. | 0 | 0 |  | 0 | 0 | 0 |  | 0 | 0 | 0 | 0 | 753 | 0 | 753 | 0 | 0 | 0 | 0 | 0 | 0 | 0 | 0 | 0 | 0 | 0 | 0 | 0 | 0 | 0 | 0 | 12 | 1
NO |  | 42 | 2016 | 3 | 10 | 10 |  |  | w/Ohio Power Co. | 345 | 345 | Steel Tower | 9.25 | 0 | 1 | 2-1024.5 ACAR | 812634 | 2773147 | 3585781 | 0 | 0 | 0 | 0 | 0 | 0 | 0 | 0 | 0 | 0 | 0 | 0 | 0 | 0 | 0 | 0 | 0 | 0 | 0 | 0 | 12 | 1
NO |  | 42 | 2016 | 3 | 12 | 12 |  | Miami Sub. | West Milton Sub. | 345 | 345 | Steel Pole | 0.44 | 0 | 1 | 2-1024.5 ACAR | 0 | 0 | 0 | 0 | 24305 | 0 | 24305 | 0 | 0 | 0 | 0 | 0 | 0 | 0 | 0 | 0 | 0 | 0 | 0 | 0 | 0 | 0 | 0 | 12 | 1
NO |  | 42 | 2016 | 3 | 13 | 13 |  |  |  | 345 | 345 | Steel Pole | 8.4 | 0 | 2 | 2-1024.5 ACAR | 0 | 0 | 0 | 0 | 0 | 0 | 0 | 0 | 0 | 0 | 0 | 0 | 0 | 0 | 0 | 0 | 0 | 0 | 0 | 0 | 0 | 0 | 0 | 12 | 1
NO |  | 42 | 2016 | 3 | 15 | 15 |  | West Milton Sub. | Seven Mile Tie | 345 | 345 | Steel Pole | 9.81 | 0 | 1 | 2-1024.5 ACAR | 0 | 0 | 0 | 0 | 0 | 0 | 0 | 0 | 0 | 0 | 0 | 0 | 0 | 0 | 0 | 0 | 0 | 0 | 0 | 0 | 0 | 0 | 0 | 12 | 1
NO |  | 42 | 2016 | 3 | 16 | 16 |  |  |  | 345 | 345 | Steel Pole | 1.71 | 0 | 1 | 2-1024.5 ACAR | 0 | 0 | 0 | 0 | 0 | 0 | 0 | 0 | 0 | 0 | 0 | 0 | 0 | 0 | 0 | 0 | 0 | 0 | 0 | 0 | 0 | 0 | 0 | 12 | 1
NO |  | 42 | 2016 | 3 | 17 | 17 |  |  |  | 345 | 345 | Steel Pole | 4.13 | 0 | 1 | 2-1024.5 ACAR | 0 | 0 | 0 | 0 | 0 | 0 | 0 | 0 | 0 | 0 | 0 | 0 | 0 | 0 | 0 | 0 | 0 | 0 | 0 | 0 | 0 | 0 | 0 | 12 | 1
NO |  | 42 | 2016 | 3 | 18 | 18 |  |  |  | 345 | 345 | Steel Pole | 21.7 | 0 | 1 | 2-1024.5 ACAR | 0 | 0 | 0 | 0 | 0 | 0 | 0 | 0 | 0 | 0 | 0 | 0 | 0 | 0 | 0 | 0 | 0 | 0 | 0 | 0 | 0 | 0 | 0 | 12 | 1
NO |  | 42 | 2016 | 3 | 19 | 19 |  |  |  | 345 | 345 | Steel Pole | 0.12 | 0 | 1 | 2-1024.5 ACAR | 2641058 | 9923490 | 12564548 | 0 | 0 | 0 | 0 | 0 | 0 | 0 | 0 | 0 | 0 | 0 | 0 | 0 | 0 | 0 | 0 | 0 | 0 | 0 | 0 | 12 | 1
NO |  | 42 | 2016 | 3 | 21 | 21 |  | Killen Sub. | Stuart Tie West | 345 | 345 | Steel Tower | 3.52 | 0 | 1 | 2-954 ACSR | 147277 | 3153325 | 3300602 | 0 | 0 | 0 | 0 | 0 | 0 | 0 | 0 | 0 | 0 | 0 | 0 | 0 | 0 | 0 | 0 | 0 | 0 | 0 | 0 | 12 | 1
NO |  | 42 | 2016 | 3 | 22 | 22 |  |  |  | 345 | 345 | Steel Pole | 2.01 | 0 | 0 | 2-954 ACSR | 0 | 0 | 0 | 0 | 0 | 0 | 0 | 0 | 0 | 0 | 0 | 0 | 0 | 0 | 0 | 0 | 0 | 0 | 0 | 0 | 0 | 0 | 0 | 12 | 1
NO |  | 42 | 2016 | 3 | 23 | 23 |  |  | Non-Energized | 0 | 345 | Steel Tower | 2.06 | 0 | 1 | 2-983.1 ACSR | 0 | 0 | 0 | 0 | 0 | 0 | 0 | 0 | 0 | 0 | 0 | 0 | 0 | 0 | 0 | 0 | 0 | 0 | 0 | 0 | 0 | 0 | 0 | 12 | 1
NO |  | 42 | 2016 | 3 | 25 | 25 |  | Killen Sub. | Marquis Tie East | 345 | 345 | Steel Tower | 6.04 | 0 | 1 | 2-954 ACSR | 0 | 0 | 0 | 0 | -116274 | 0 | -116274 | 0 | 0 | 0 | 0 | 0 | 0 | 0 | 0 | 0 | 0 | 0 | 0 | 0 | 0 | 0 | 0 | 12 | 1
NO |  | 42 | 2016 | 3 | 26 | 26 |  |  |  | 345 | 345 | Steel H-Frame | 0.42 | 0 | 1 | 2-954 ACSR | 266243 | 2647257 | 2913500 | 0 | 0 | 0 | 0 | 0 | 0 | 0 | 0 | 0 | 0 | 0 | 0 | 0 | 0 | 0 | 0 | 0 | 0 | 0 | 0 | 12 | 1
NO |  | 42 | 2016 | 3 | 28 | 28 |  | TOTAL WHOLLY OWNED |  | 0 | 0 |  | 123.4 | 3.17 | 25 |  | 4863856 | 21748964 | 26612820 | 0 | -69079 | 0 | -69079 | 0 | 0 | 0 | 0 | 0 | 0 | 0 | 0 | 0 | 0 | 0 | 0 | 0 | 0 | 0 | 0 | 12 | 1
NO |  | 42 | 2016 | 3 | 29 | 29 |  | 345 KV FACIL-SEE NOTE (M) |  | 0 | 0 |  | 0 | 0 | 0 |  | 0 | 0 | 0 | 0 | 0 | 0 | 0 | 0 | 0 | 0 | 0 | 0 | 0 | 0 | 0 | 0 | 0 | 0 | 0 | 0 | 0 | 0 | 0 | 12 | 1
NO |  | 42 | 2016 | 3 | 31 | 31 |  | WHOLLY OWNED 138 KV |  | 0 | 0 |  | 0 | 0 | 0 |  | 0 | 0 | 0 | 0 | 0 | 0 | 0 | 0 | 0 | 0 | 0 | 0 | 0 | 0 | 0 | 0 | 0 | 0 | 0 | 0 | 0 | 0 | 0 | 12 | 1
NO |  | 42 | 2016 | 3 | 32 | 32 |  | Hutchings Sub. | Trenton Tie (Ohio Power) | 138 | 138 | Wood H-Frame | 2.02 | 0 | 1 | 795 ACSR | 0 | 0 | 0 | 0 | 8288 | 0 | 8288 | 0 | 0 | 0 | 0 | 0 | 0 | 0 | 0 | 0 | 0 | 0 | 0 | 0 | 0 | 0 | 0 | 12 | 1
NO |  | 42 | 2016 | 3 | 33 | 33 |  |  |  | 138 | 138 | Wood Pole | 1.24 | 0 | 1 | 795 ACSR | 0 | 0 | 0 | 0 | 0 | 0 | 0 | 0 | 0 | 0 | 0 | 0 | 0 | 0 | 0 | 0 | 0 | 0 | 0 | 0 | 0 | 0 | 0 | 12 | 1
NO |  | 42 | 2016 | 3 | 34 | 34 |  |  |  | 138 | 138 | Steel Tower | 11.39 | 0 | 2 | 795 ACSR | 352374 | 691151 | 1043525 | 0 | 0 | 0 | 0 | 0 | 0 | 0 | 0 | 0 | 0 | 0 | 0 | 0 | 0 | 0 | 0 | 0 | 0 | 0 | 0 | 12 | 1
NO |  | 42 | 2016 | 4 | 1 | 1 |  | WHOLLY OWNED 138 KV |  | 0 | 0 |  | 0 | 0 | 0 |  | 0 | 0 | 0 | 0 | 0 | 0 | 0 | 0 | 0 | 0 | 0 | 0 | 0 | 0 | 0 | 0 | 0 | 0 | 0 | 0 | 0 | 0 | 0 | 12 | 1
NO |  | 42 | 2016 | 4 | 2 | 2 |  | Hutchings Sub. | Hillsboro Tie (Ohio Power) | 138 | 138 | Wood Pole | 0.04 | 0 | 1 | 795 ACSR | 0 | 0 | 0 | 0 | 11424 | 0 | 11424 | 0 | 0 | 0 | 0 | 0 | 0 | 0 | 0 | 0 | 0 | 0 | 0 | 0 | 0 | 0 | 0 | 12 | 1
NO |  | 42 | 2016 | 4 | 3 | 3 |  |  |  | 138 | 138 | Steel Tower | 0.14 | 0 | 1 | 795 ACSR | 0 | 0 | 0 | 0 | 0 | 0 | 0 | 0 | 0 | 0 | 0 | 0 | 0 | 0 | 0 | 0 | 0 | 0 | 0 | 0 | 0 | 0 | 0 | 12 | 1
NO |  | 42 | 2016 | 4 | 4 | 4 |  |  |  | 138 | 138 | Steel Tower | 0 | 0.17 | 0 | 795 ACSR | 0 | 0 | 0 | 0 | 0 | 0 | 0 | 0 | 0 | 0 | 0 | 0 | 0 | 0 | 0 | 0 | 0 | 0 | 0 | 0 | 0 | 0 | 0 | 12 | 1
NO |  | 42 | 2016 | 4 | 5 | 5 |  |  |  | 138 | 138 | Steel Tower | 0 | 11.39 | 0 | 795 ACSR | 0 | 0 | 0 | 0 | 0 | 0 | 0 | 0 | 0 | 0 | 0 | 0 | 0 | 0 | 0 | 0 | 0 | 0 | 0 | 0 | 0 | 0 | 0 | 12 | 1
NO |  | 42 | 2016 | 4 | 6 | 6 |  |  |  | 138 | 345 | Steel Tower | 0.21 | 0 | 1 | 795 ACSR | 0 | 0 | 0 | 0 | 0 | 0 | 0 | 0 | 0 | 0 | 0 | 0 | 0 | 0 | 0 | 0 | 0 | 0 | 0 | 0 | 0 | 0 | 0 | 12 | 1
NO |  | 42 | 2016 | 4 | 7 | 7 |  |  |  | 138 | 345 | Steel Tower | 4.03 | 0 | 1 | 2-795 ACSR | 0 | 0 | 0 | 0 | 0 | 0 | 0 | 0 | 0 | 0 | 0 | 0 | 0 | 0 | 0 | 0 | 0 | 0 | 0 | 0 | 0 | 0 | 0 | 12 | 1
NO |  | 42 | 2016 | 4 | 8 | 8 |  |  |  | 138 | 138 | Wood Pole | 0.03 | 0 | 1 | 477 ACSR | 87719 | 569993 | 657712 | 0 | 0 | 0 | 0 | 0 | 0 | 0 | 0 | 0 | 0 | 0 | 0 | 0 | 0 | 0 | 0 | 0 | 0 | 0 | 0 | 12 | 1
NO |  | 42 | 2016 | 4 | 10 | 10 |  | Hutchings Sub. | Sugarcreek Sub. | 138 | 138 | Wood H-Frame | 10.32 | 0 | 1 | 636 ACSR | 0 | 0 | 0 | 54216 | 3859 | 0 | 58075 | 0 | 0 | 0 | 0 | 0 | 0 | 0 | 0 | 0 | 0 | 0 | 0 | 0 | 0 | 0 | 0 | 12 | 1
NO |  | 42 | 2016 | 4 | 11 | 11 |  |  |  | 138 | 138 | Wood Pole | 0.13 | 0 | 1 | 795 AL | 0 | 0 | 0 | 0 | 0 | 0 | 0 | 0 | 0 | 0 | 0 | 0 | 0 | 0 | 0 | 0 | 0 | 0 | 0 | 0 | 0 | 0 | 0 | 12 | 1
NO |  | 42 | 2016 | 4 | 12 | 12 |  |  |  | 138 | 138 | Steel Tower | 0.17 | 0 | 2 | 636 ACSR | 0 | 0 | 0 | 0 | 0 | 0 | 0 | 0 | 0 | 0 | 0 | 0 | 0 | 0 | 0 | 0 | 0 | 0 | 0 | 0 | 0 | 0 | 0 | 12 | 1
NO |  | 42 | 2016 | 4 | 13 | 13 |  |  |  | 138 | 138 | Steel Tower | 0.9 | 0 | 1 | 636 ACSR | 0 | 0 | 0 | 0 | 0 | 0 | 0 | 0 | 0 | 0 | 0 | 0 | 0 | 0 | 0 | 0 | 0 | 0 | 0 | 0 | 0 | 0 | 0 | 12 | 1
NO |  | 42 | 2016 | 4 | 14 | 14 |  |  |  | 138 | 138 | Underground | 0.39 | 0 | 1 | 2000 CU | 89431 | 2721198 | 2810629 | 0 | 0 | 0 | 0 | 0 | 0 | 0 | 0 | 0 | 0 | 0 | 0 | 0 | 0 | 0 | 0 | 0 | 0 | 0 | 0 | 12 | 1
NO |  | 42 | 2016 | 4 | 16 | 16 |  | Miami Sub. | West Milton Sub. | 138 | 345 | Steel Pole | 0.18 | 0 | 1 | 1351.5 AL | 0 | 0 | 0 | 0 | 0 | 0 | 0 | 0 | 0 | 0 | 0 | 0 | 0 | 0 | 0 | 0 | 0 | 0 | 0 | 0 | 0 | 0 | 0 | 12 | 1
NO |  | 42 | 2016 | 4 | 17 | 17 |  |  |  | 138 | 345 | Steel Pole | 0 | 8.4 | 0 | 2-1024.5 ACAR | 0 | 0 | 0 | 0 | 0 | 0 | 0 | 0 | 0 | 0 | 0 | 0 | 0 | 0 | 0 | 0 | 0 | 0 | 0 | 0 | 0 | 0 | 0 | 12 | 1
NO |  | 42 | 2016 | 4 | 18 | 18 |  |  |  | 138 | 345 | Steel Pole | 0.21 | 0 | 1 | 2-1024.5 ACAR | 0 | 391485 | 391485 | 0 | 0 | 0 | 0 | 0 | 0 | 0 | 0 | 0 | 0 | 0 | 0 | 0 | 0 | 0 | 0 | 0 | 0 | 0 | 0 | 12 | 1
NO |  | 42 | 2016 | 4 | 20 | 20 |  | Hutchings Sub. | Crown Sub. | 138 | 138 | Wood Pole | 10.3 | 0 | 1 | 636 ACSR | 0 | 0 | 0 | 0 | 14027 | 0 | 14027 | 0 | 0 | 0 | 0 | 0 | 0 | 0 | 0 | 0 | 0 | 0 | 0 | 0 | 0 | 0 | 0 | 12 | 1
NO |  | 42 | 2016 | 4 | 21 | 21 |  |  |  | 138 | 138 | Wood Pole | 1.02 | 0 | 2 | 636 ACSR | 0 | 0 | 0 | 0 | 0 | 0 | 0 | 0 | 0 | 0 | 0 | 0 | 0 | 0 | 0 | 0 | 0 | 0 | 0 | 0 | 0 | 0 | 0 | 12 | 1
NO |  | 42 | 2016 | 4 | 22 | 22 |  |  |  | 138 | 138 | Wood H-Frame | 1.14 | 0 | 3 | 636 ACSR | 0 | 0 | 0 | 0 | 0 | 0 | 0 | 0 | 0 | 0 | 0 | 0 | 0 | 0 | 0 | 0 | 0 | 0 | 0 | 0 | 0 | 0 | 0 | 12 | 1
NO |  | 42 | 2016 | 4 | 23 | 23 |  |  |  | 138 | 138 | Steel Tower | 0.28 | 0 | 2 | 636 ACSR | 0 | 0 | 0 | 0 | 0 | 0 | 0 | 0 | 0 | 0 | 0 | 0 | 0 | 0 | 0 | 0 | 0 | 0 | 0 | 0 | 0 | 0 | 0 | 12 | 1
NO |  | 42 | 2016 | 4 | 24 | 24 |  |  |  | 138 | 138 | Steel Tower | 0.08 | 0 | 1 | 636 ACSR | 0 | 674181 | 674181 | 0 | 0 | 0 | 0 | 0 | 0 | 0 | 0 | 0 | 0 | 0 | 0 | 0 | 0 | 0 | 0 | 0 | 0 | 0 | 0 | 12 | 1
NO |  | 42 | 2016 | 4 | 26 | 26 |  | Trebein Sub. | Bath Sub. | 138 | 138 | Steel Tower | 0 | 0.18 | 0 | 477 ACSR | 0 | 0 | 0 | 0 | 31161 | 0 | 31161 | 0 | 0 | 0 | 0 | 0 | 0 | 0 | 0 | 0 | 0 | 0 | 0 | 0 | 0 | 0 | 0 | 12 | 1
NO |  | 42 | 2016 | 4 | 27 | 27 |  |  |  | 138 | 138 | Wood Pole | 0.31 | 0 | 1 | 477 ACSR | 0 | 0 | 0 | 0 | 0 | 0 | 0 | 0 | 0 | 0 | 0 | 0 | 0 | 0 | 0 | 0 | 0 | 0 | 0 | 0 | 0 | 0 | 0 | 12 | 1
NO |  | 42 | 2016 | 4 | 28 | 28 |  |  |  | 138 | 138 | Steel Tower | 4.07 | 0 | 2 | 477 ACSR | 0 | 243254 | 243254 | 0 | 0 | 0 | 0 | 0 | 0 | 0 | 0 | 0 | 0 | 0 | 0 | 0 | 0 | 0 | 0 | 0 | 0 | 0 | 0 | 12 | 1
NO |  | 42 | 2016 | 4 | 30 | 30 |  | Bath Sub. | Urbana Sub. | 138 | 138 | Steel Tower | 4.36 | 0 | 2 | 477 ACSR | 0 | 0 | 0 | 88214 | 43212 | 0 | 131426 | 0 | 0 | 0 | 0 | 0 | 0 | 0 | 0 | 0 | 0 | 0 | 0 | 0 | 0 | 0 | 0 | 12 | 1
NO |  | 42 | 2016 | 4 | 31 | 31 |  |  |  | 138 | 138 | Wood H-Frame | 20.69 | 0 | 1 | 477 ACSR | 0 | 0 | 0 | 0 | 0 | 0 | 0 | 0 | 0 | 0 | 0 | 0 | 0 | 0 | 0 | 0 | 0 | 0 | 0 | 0 | 0 | 0 | 0 | 12 | 1
NO |  | 42 | 2016 | 4 | 32 | 32 |  |  |  | 138 | 138 | Wood Pole | 0.23 | 0 | 1 | 477 ACSR | 0 | 1596042 | 1596042 | 0 | 0 | 0 | 0 | 0 | 0 | 0 | 0 | 0 | 0 | 0 | 0 | 0 | 0 | 0 | 0 | 0 | 0 | 0 | 0 | 12 | 1
NO |  | 42 | 2016 | 5 | 1 | 1 |  | WHOLLY OWNED 138 KV |  | 0 | 0 |  | 0 | 0 | 0 |  | 0 | 0 | 0 | 0 | 0 | 0 | 0 | 0 | 0 | 0 | 0 | 0 | 0 | 0 | 0 | 0 | 0 | 0 | 0 | 0 | 0 | 0 | 0 | 12 | 1
NO |  | 42 | 2016 | 5 | 2 | 2 |  | Urbana Sub. | Darby Sub. | 138 | 138 | Wood Pole | 0.04 | 0 | 1 | 477 ACSR | 0 | 0 | 0 | 3674 | 14964 | 0 | 18638 | 0 | 0 | 0 | 0 | 0 | 0 | 0 | 0 | 0 | 0 | 0 | 0 | 0 | 0 | 0 | 0 | 12 | 1
NO |  | 42 | 2016 | 5 | 3 | 3 |  |  |  | 138 | 138 | Wood H-Frame | 30.68 | 0 | 1 | 795 ACSR | 0 | 0 | 0 | 0 | 0 | 0 | 0 | 0 | 0 | 0 | 0 | 0 | 0 | 0 | 0 | 0 | 0 | 0 | 0 | 0 | 0 | 0 | 0 | 12 | 1
NO |  | 42 | 2016 | 5 | 4 | 4 |  |  |  | 138 | 138 | Steel Tower | 0 | 0.51 | 0 | 795 ACSR | 0 | 0 | 0 | 0 | 0 | 0 | 0 | 0 | 0 | 0 | 0 | 0 | 0 | 0 | 0 | 0 | 0 | 0 | 0 | 0 | 0 | 0 | 0 | 12 | 1
NO |  | 42 | 2016 | 5 | 5 | 5 |  |  |  | 138 | 138 | Steel Pole | 1.22 | 0 | 1 | 4/0 ACSR | 240900 | 809994 | 1050894 | 0 | 0 | 0 | 0 | 0 | 0 | 0 | 0 | 0 | 0 | 0 | 0 | 0 | 0 | 0 | 0 | 0 | 0 | 0 | 0 | 12 | 1
NO |  | 42 | 2016 | 5 | 7 | 7 |  | Darby Sub. | Delaware Sub (CSP) | 138 | 138 | Wood H-Frame | 14.13 | 0 | 1 | 636 ACSR | 0 | 0 | 0 | 0 | 1623 | 0 | 1623 | 0 | 0 | 0 | 0 | 0 | 0 | 0 | 0 | 0 | 0 | 0 | 0 | 0 | 0 | 0 | 0 | 12 | 1
NO |  | 42 | 2016 | 5 | 8 | 8 |  |  |  | 138 | 138 | Steel Pole | 0.02 | 0 | 1 | 477 ACSR | 322028 | 558032 | 880060 | 0 | 0 | 0 | 0 | 0 | 0 | 0 | 0 | 0 | 0 | 0 | 0 | 0 | 0 | 0 | 0 | 0 | 0 | 0 | 0 | 12 | 1
NO |  | 42 | 2016 | 5 | 10 | 10 |  | Greene Sub. | Trebein Sub. | 138 | 138 | Wood H-Frame | 0.21 | 0 | 1 | 1351.5 AL | 0 | 0 | 0 | 5515 | 508 | 0 | 6023 | 0 | 0 | 0 | 0 | 0 | 0 | 0 | 0 | 0 | 0 | 0 | 0 | 0 | 0 | 0 | 0 | 12 | 1
NO |  | 42 | 2016 | 5 | 11 | 11 |  |  |  | 138 | 138 | Steel Tower | 0.94 | 0 | 2 | 636 ACSR | 0 | 0 | 0 | 0 | 0 | 0 | 0 | 0 | 0 | 0 | 0 | 0 | 0 | 0 | 0 | 0 | 0 | 0 | 0 | 0 | 0 | 0 | 0 | 12 | 1
NO |  | 42 | 2016 | 5 | 12 | 12 |  |  |  | 138 | 138 | Steel Tower | 0.29 | 0 | 2 | 1351.5 ACSR | 0 | 0 | 0 | 0 | 0 | 0 | 0 | 0 | 0 | 0 | 0 | 0 | 0 | 0 | 0 | 0 | 0 | 0 | 0 | 0 | 0 | 0 | 0 | 12 | 1
NO |  | 42 | 2016 | 5 | 13 | 13 |  |  |  | 138 | 138 | Steel Tower | 0.08 | 0 | 1 | 1351.5 AL | 20533 | 166782 | 187315 | 0 | 0 | 0 | 0 | 0 | 0 | 0 | 0 | 0 | 0 | 0 | 0 | 0 | 0 | 0 | 0 | 0 | 0 | 0 | 0 | 12 | 1
NO |  | 42 | 2016 | 5 | 15 | 15 |  | Greene Sub. | Airway Sub. | 138 | 138 | Steel Tower | 6.46 | 0 | 1 | 636 ACSR | 0 | 0 | 0 | 1107 | 21091 | 0 | 22198 | 0 | 0 | 0 | 0 | 0 | 0 | 0 | 0 | 0 | 0 | 0 | 0 | 0 | 0 | 0 | 0 | 12 | 1
NO |  | 42 | 2016 | 5 | 16 | 16 |  |  |  | 138 | 138 | Steel Tower | 0.65 | 0 | 2 | 795 ACSR | 0 | 413727 | 413727 | 0 | 0 | 0 | 0 | 0 | 0 | 0 | 0 | 0 | 0 | 0 | 0 | 0 | 0 | 0 | 0 | 0 | 0 | 0 | 0 | 12 | 1
NO |  | 42 | 2016 | 5 | 18 | 18 |  | Greene Sub. | Monument Sub. | 138 | 138 | Wood Pole | 0.12 | 0 | 1 | 1351.5 ACSR | 0 | 0 | 0 | 0 | 87785 | 0 | 87785 | 0 | 0 | 0 | 0 | 0 | 0 | 0 | 0 | 0 | 0 | 0 | 0 | 0 | 0 | 0 | 0 | 12 | 1
NO |  | 42 | 2016 | 5 | 19 | 19 |  |  |  | 138 | 138 | Wood Pole | 1.93 | 0 | 1 | 1351.5 AL | 0 | 0 | 0 | 0 | 0 | 0 | 0 | 0 | 0 | 0 | 0 | 0 | 0 | 0 | 0 | 0 | 0 | 0 | 0 | 0 | 0 | 0 | 0 | 12 | 1
NO |  | 42 | 2016 | 5 | 20 | 20 |  |  |  | 138 | 138 | Steel Tower | 0.07 | 0 | 1 | 1351.5 ACSR | 0 | 0 | 0 | 0 | 0 | 0 | 0 | 0 | 0 | 0 | 0 | 0 | 0 | 0 | 0 | 0 | 0 | 0 | 0 | 0 | 0 | 0 | 0 | 12 | 1
NO |  | 42 | 2016 | 5 | 21 | 21 |  |  |  | 138 | 138 | Steel Tower | 7.72 | 0 | 2 | 1351.5 ACSR | 0 | 0 | 0 | 0 | 0 | 0 | 0 | 0 | 0 | 0 | 0 | 0 | 0 | 0 | 0 | 0 | 0 | 0 | 0 | 0 | 0 | 0 | 0 | 12 | 1
NO |  | 42 | 2016 | 5 | 22 | 22 |  |  |  | 138 | 138 | Steel Tower | 0.07 | 0 | 1 | 1351.5 AL | 0 | 0 | 0 | 0 | 0 | 0 | 0 | 0 | 0 | 0 | 0 | 0 | 0 | 0 | 0 | 0 | 0 | 0 | 0 | 0 | 0 | 0 | 0 | 12 | 1
NO |  | 42 | 2016 | 5 | 23 | 23 |  |  |  | 138 | 138 | Steel Pole | 0.49 | 0 | 1 | 1351 AL | 83529 | 967356 | 1050885 | 0 | 0 | 0 | 0 | 0 | 0 | 0 | 0 | 0 | 0 | 0 | 0 | 0 | 0 | 0 | 0 | 0 | 0 | 0 | 0 | 12 | 1
NO |  | 42 | 2016 | 5 | 25 | 25 |  | Monument Sub. | Wyandot Sub. | 138 | 138 | Underground | 1.19 | 0 | 0 | 1250 CU | 0 | 0 | 0 | 0 | 0 | 0 | 0 | 0 | 0 | 0 | 0 | 0 | 0 | 0 | 0 | 0 | 0 | 0 | 0 | 0 | 0 | 0 | 0 | 12 | 1
NO |  | 42 | 2016 | 5 | 26 | 26 |  |  |  | 138 | 138 | Underground | 1.25 | 0 | 0 | 1250 CU | 0 | 488273 | 488273 | 0 | 0 | 0 | 0 | 0 | 0 | 0 | 0 | 0 | 0 | 0 | 0 | 0 | 0 | 0 | 0 | 0 | 0 | 0 | 0 | 12 | 1
NO |  | 42 | 2016 | 5 | 28 | 28 |  | Monument Sub. | Webster Sub. | 138 | 138 | Wood Pole | 0.96 | 0 | 1 | 1351.5 AL | 0 | 0 | 0 | 0 | 380 | 0 | 380 | 0 | 0 | 0 | 0 | 0 | 0 | 0 | 0 | 0 | 0 | 0 | 0 | 0 | 0 | 0 | 0 | 12 | 1
NO |  | 42 | 2016 | 5 | 29 | 29 |  |  |  | 138 | 138 | Steel Pole | 1.22 | 0 | 1 | 1351.5 AL | 6971 | 271871 | 278842 | 0 | 0 | 0 | 0 | 0 | 0 | 0 | 0 | 0 | 0 | 0 | 0 | 0 | 0 | 0 | 0 | 0 | 0 | 0 | 0 | 12 | 1
NO |  | 42 | 2016 | 6 | 1 | 1 |  | WHOLLY OWNED 138 KV |  | 0 | 0 |  | 0 | 0 | 0 |  | 0 | 0 | 0 | 0 | 0 | 0 | 0 | 0 | 0 | 0 | 0 | 0 | 0 | 0 | 0 | 0 | 0 | 0 | 0 | 0 | 0 | 0 | 0 | 12 | 1
NO |  | 42 | 2016 | 6 | 2 | 2 |  | Needmore Sub. | Northridge Sub. | 138 | 138 | Wood Pole | 0.61 | 0 | 1 | 636 ACSR | 0 | 0 | 0 | 0 | 16190 | 0 | 16190 | 0 | 0 | 0 | 0 | 0 | 0 | 0 | 0 | 0 | 0 | 0 | 0 | 0 | 0 | 0 | 0 | 12 | 1
NO |  | 42 | 2016 | 6 | 3 | 3 |  |  |  | 138 | 138 | Steel Tower | 1.62 | 0 | 2 | 636 ACSR | 0 | 0 | 0 | 0 | 0 | 0 | 0 | 0 | 0 | 0 | 0 | 0 | 0 | 0 | 0 | 0 | 0 | 0 | 0 | 0 | 0 | 0 | 0 | 12 | 1
NO |  | 42 | 2016 | 6 | 4 | 4 |  |  |  | 138 | 138 | Wood Pole | 0.03 | 0 | 1 | 4/0 ACSR | 0 | 0 | 0 | 0 | 0 | 0 | 0 | 0 | 0 | 0 | 0 | 0 | 0 | 0 | 0 | 0 | 0 | 0 | 0 | 0 | 0 | 0 | 0 | 12 | 1
NO |  | 42 | 2016 | 6 | 5 | 5 |  |  |  | 138 | 138 | Steel Tower | 0.01 | 0 | 1 | 636 ACSR | 0 | 162184 | 162184 | 0 | 0 | 0 | 0 | 0 | 0 | 0 | 0 | 0 | 0 | 0 | 0 | 0 | 0 | 0 | 0 | 0 | 0 | 0 | 0 | 12 | 1
NO |  | 42 | 2016 | 6 | 6 | 6 |  | Northridge Sub. | Miami Sub. | 138 | 138 | Wood H-Frame | 2.77 | 0 | 1 | 636 ACSR | 0 | 0 | 0 | 127269 | 5119 | 0 | 132388 | 0 | 0 | 0 | 0 | 0 | 0 | 0 | 0 | 0 | 0 | 0 | 0 | 0 | 0 | 0 | 0 | 12 | 1
NO |  | 42 | 2016 | 6 | 7 | 7 |  |  |  | 138 | 138 | Wood Pole | 0.52 | 0 | 1 | 636 ACSR | 0 | 0 | 0 | 0 | 0 | 0 | 0 | 0 | 0 | 0 | 0 | 0 | 0 | 0 | 0 | 0 | 0 | 0 | 0 | 0 | 0 | 0 | 0 | 12 | 1
NO |  | 42 | 2016 | 6 | 8 | 8 |  |  |  | 138 | 138 | Steel Tower | 4.84 | 0 | 2 | 636 ACSR | 0 | 0 | 0 | 0 | 0 | 0 | 0 | 0 | 0 | 0 | 0 | 0 | 0 | 0 | 0 | 0 | 0 | 0 | 0 | 0 | 0 | 0 | 0 | 12 | 1
NO |  | 42 | 2016 | 6 | 9 | 9 |  |  |  | 138 | 138 | Steel Tower | 1.4 | 0 | 3 | 1351.5 ACSR | 0 | 0 | 0 | 0 | 0 | 0 | 0 | 0 | 0 | 0 | 0 | 0 | 0 | 0 | 0 | 0 | 0 | 0 | 0 | 0 | 0 | 0 | 0 | 12 | 1
NO |  | 42 | 2016 | 6 | 10 | 10 |  |  |  | 138 | 138 | Steel Tower | 0.04 | 0 | 1 | 1351.5 ACSR | 0 | 593514 | 593514 | 0 | 0 | 0 | 0 | 0 | 0 | 0 | 0 | 0 | 0 | 0 | 0 | 0 | 0 | 0 | 0 | 0 | 0 | 0 | 0 | 12 | 1
NO |  | 42 | 2016 | 6 | 12 | 12 |  | Sugarcreek Sub. | Bellbrook Sub. | 138 | 138 | Wood Pole | 0.1 | 0 | 1 | 1351.5 AL | 0 | 0 | 0 | 0 | 1970 | 0 | 1970 | 0 | 0 | 0 | 0 | 0 | 0 | 0 | 0 | 0 | 0 | 0 | 0 | 0 | 0 | 0 | 0 | 12 | 1
NO |  | 42 | 2016 | 6 | 13 | 13 |  |  |  | 138 | 138 | Wood H-Frame | 1.56 | 0 | 1 | 1351.5 ACSR | 0 | 0 | 0 | 0 | 0 | 0 | 0 | 0 | 0 | 0 | 0 | 0 | 0 | 0 | 0 | 0 | 0 | 0 | 0 | 0 | 0 | 0 | 0 | 12 | 1
NO |  | 42 | 2016 | 6 | 14 | 14 |  |  |  | 138 | 138 | Wood Pole | 1.11 | 0 | 1 | 1351.5 AL | 0 | 0 | 0 | 0 | 0 | 0 | 0 | 0 | 0 | 0 | 0 | 0 | 0 | 0 | 0 | 0 | 0 | 0 | 0 | 0 | 0 | 0 | 0 | 12 | 1
NO |  | 42 | 2016 | 6 | 15 | 15 |  | Bellbrook Sub. | Alpha Sub. | 138 | 138 | Wood H-Frame | 1.83 | 0 | 1 | 1351.5 ACSR | 0 | 0 | 0 | 0 | 0 | 0 | 0 | 0 | 0 | 0 | 0 | 0 | 0 | 0 | 0 | 0 | 0 | 0 | 0 | 0 | 0 | 0 | 0 | 12 | 1
NO |  | 42 | 2016 | 6 | 16 | 16 |  |  |  | 138 | 138 | Wood Pole | 0.29 | 0 | 1 | 1351.5 AL | 0 | 0 | 0 | 0 | 0 | 0 | 0 | 0 | 0 | 0 | 0 | 0 | 0 | 0 | 0 | 0 | 0 | 0 | 0 | 0 | 0 | 0 | 0 | 12 | 1
NO |  | 42 | 2016 | 6 | 17 | 17 |  |  |  | 138 | 138 | Steel Pole | 0.76 | 0 | 2 | 1351.5 ACSR | 33457 | 1118508 | 1151965 | 0 | 0 | 0 | 0 | 0 | 0 | 0 | 0 | 0 | 0 | 0 | 0 | 0 | 0 | 0 | 0 | 0 | 0 | 0 | 0 | 12 | 1
NO |  | 42 | 2016 | 6 | 19 | 19 |  | Sugarcreek Sub. | Centerville Sub. | 138 | 138 | Wood Pole | 3.89 | 0 | 1 | 1351.5 AL | 0 | 0 | 0 | 0 | 847 | 0 | 847 | 0 | 0 | 0 | 0 | 0 | 0 | 0 | 0 | 0 | 0 | 0 | 0 | 0 | 0 | 0 | 0 | 12 | 1
NO |  | 42 | 2016 | 6 | 20 | 20 |  |  |  | 138 | 138 | Wood Pole | 1.3 | 0 | 2 | 1351.5 AL | 0 | 0 | 0 | 0 | 0 | 0 | 0 | 0 | 0 | 0 | 0 | 0 | 0 | 0 | 0 | 0 | 0 | 0 | 0 | 0 | 0 | 0 | 0 | 12 | 1
NO |  | 42 | 2016 | 6 | 21 | 21 |  |  |  | 138 | 138 | Wood Pole | 1.07 | 0 | 1 | 636 ACSR | 0 | 0 | 0 | 0 | 0 | 0 | 0 | 0 | 0 | 0 | 0 | 0 | 0 | 0 | 0 | 0 | 0 | 0 | 0 | 0 | 0 | 0 | 0 | 12 | 1
NO |  | 42 | 2016 | 6 | 22 | 22 |  |  |  | 138 | 138 | Wood Pole | 0.05 | 0 | 2 | 636 ACSR | 0 | 644474 | 644474 | 0 | 0 | 0 | 0 | 0 | 0 | 0 | 0 | 0 | 0 | 0 | 0 | 0 | 0 | 0 | 0 | 0 | 0 | 0 | 0 | 12 | 1
NO |  | 42 | 2016 | 6 | 24 | 24 |  | Centerville | Hempstead Sub. | 138 | 138 | Wood Pole | 0.3 | 0 | 1 | 1351.5 AL | 0 | 0 | 0 | 0 | 2136 | 0 | 2136 | 0 | 0 | 0 | 0 | 0 | 0 | 0 | 0 | 0 | 0 | 0 | 0 | 0 | 0 | 0 | 0 | 12 | 1
NO |  | 42 | 2016 | 6 | 25 | 25 |  |  |  | 138 | 138 | Wood Pole | 3 | 0 | 1 | 636 ACSR | 0 | 112008 | 112008 | 0 | 0 | 0 | 0 | 0 | 0 | 0 | 0 | 0 | 0 | 0 | 0 | 0 | 0 | 0 | 0 | 0 | 0 | 0 | 0 | 12 | 1
NO |  | 42 | 2016 | 6 | 27 | 27 |  | Alpha Sub. | Greene Sub. | 138 | 138 | Wood Pole | 0.83 | 0 | 1 | 1351.5 AL | 0 | 0 | 0 | 0 | 12780 | 0 | 12780 | 0 | 0 | 0 | 0 | 0 | 0 | 0 | 0 | 0 | 0 | 0 | 0 | 0 | 0 | 0 | 0 | 12 | 1
NO |  | 42 | 2016 | 6 | 28 | 28 |  |  |  | 138 | 138 | Wood Pole | 1.39 | 0 | 2 | 1351.5 AL | 0 | 0 | 0 | 0 | 0 | 0 | 0 | 0 | 0 | 0 | 0 | 0 | 0 | 0 | 0 | 0 | 0 | 0 | 0 | 0 | 0 | 0 | 0 | 12 | 1
NO |  | 42 | 2016 | 6 | 29 | 29 |  |  |  | 138 | 138 | Wood H-Frame | 2.45 | 0 | 1 | 1351.5 ACSR | 0 | 0 | 0 | 0 | 0 | 0 | 0 | 0 | 0 | 0 | 0 | 0 | 0 | 0 | 0 | 0 | 0 | 0 | 0 | 0 | 0 | 0 | 0 | 12 | 1
NO |  | 42 | 2016 | 6 | 30 | 30 |  |  |  | 138 | 138 | Wood Pole | 0.1 | 0 | 1 | 1351.5 AL | 46920 | 822668 | 869588 | 0 | 0 | 0 | 0 | 0 | 0 | 0 | 0 | 0 | 0 | 0 | 0 | 0 | 0 | 0 | 0 | 0 | 0 | 0 | 0 | 12 | 1
NO |  | 42 | 2016 | 7 | 1 | 1 |  | WHOLLY OWNED 138 KV |  | 0 | 0 |  | 0 | 0 | 0 |  | 0 | 0 | 0 | 0 | 0 | 0 | 0 | 0 | 0 | 0 | 0 | 0 | 0 | 0 | 0 | 0 | 0 | 0 | 0 | 0 | 0 | 0 | 0 | 12 | 1
NO |  | 42 | 2016 | 7 | 2 | 2 |  | Eldean Sub. | Sidney Sub. | 138 | 138 | Wood Pole | 0.87 | 0 | 1 | 477 ACSR | 0 | 0 | 0 | 0 | 14723 | 0 | 14723 | 0 | 0 | 0 | 0 | 0 | 0 | 0 | 0 | 0 | 0 | 0 | 0 | 0 | 0 | 0 | 0 | 12 | 1
NO |  | 42 | 2016 | 7 | 3 | 3 |  |  |  | 138 | 138 | Wood H-Frame | 11.82 | 0 | 1 | 636 ACSR | 0 | 0 | 0 | 0 | 0 | 0 | 0 | 0 | 0 | 0 | 0 | 0 | 0 | 0 | 0 | 0 | 0 | 0 | 0 | 0 | 0 | 0 | 0 | 12 | 1
NO |  | 42 | 2016 | 7 | 4 | 4 |  |  |  | 138 | 138 | Wood Pole | 0.07 | 0 | 1 | 636 ACSR | 0 | 0 | 0 | 0 | 0 | 0 | 0 | 0 | 0 | 0 | 0 | 0 | 0 | 0 | 0 | 0 | 0 | 0 | 0 | 0 | 0 | 0 | 0 | 12 | 1
NO |  | 42 | 2016 | 7 | 5 | 5 |  |  |  | 138 | 138 | Wood Pole | 3.7 | 0 | 1 | 795 ACSR | 0 | 0 | 0 | 0 | 0 | 0 | 0 | 0 | 0 | 0 | 0 | 0 | 0 | 0 | 0 | 0 | 0 | 0 | 0 | 0 | 0 | 0 | 0 | 12 | 1
NO |  | 42 | 2016 | 7 | 6 | 6 |  |  |  | 138 | 138 | Steel Tower | 2.32 | 0 | 3 | 636 ACSR | 0 | 0 | 0 | 0 | 0 | 0 | 0 | 0 | 0 | 0 | 0 | 0 | 0 | 0 | 0 | 0 | 0 | 0 | 0 | 0 | 0 | 0 | 0 | 12 | 1
NO |  | 42 | 2016 | 7 | 7 | 7 |  |  |  | 138 | 138 | Steel Pole | 0.13 | 0 | 1 | 1351.5 AL | 0 | 0 | 0 | 0 | 0 | 0 | 0 | 0 | 0 | 0 | 0 | 0 | 0 | 0 | 0 | 0 | 0 | 0 | 0 | 0 | 0 | 0 | 0 | 12 | 1
NO |  | 42 | 2016 | 7 | 8 | 8 |  |  |  | 138 | 138 | Steel Pole | 0.06 | 0 | 1 | 1351.5 ACSR | 0 | 0 | 0 | 0 | 0 | 0 | 0 | 0 | 0 | 0 | 0 | 0 | 0 | 0 | 0 | 0 | 0 | 0 | 0 | 0 | 0 | 0 | 0 | 12 | 1
NO |  | 42 | 2016 | 7 | 9 | 9 |  |  |  | 138 | 138 | Steel Pole | 5.26 | 0 | 2 | 1351.5 ACSR | 0 | 0 | 0 | 0 | 0 | 0 | 0 | 0 | 0 | 0 | 0 | 0 | 0 | 0 | 0 | 0 | 0 | 0 | 0 | 0 | 0 | 0 | 0 | 12 | 1
NO |  | 42 | 2016 | 7 | 10 | 10 |  |  |  | 138 | 138 | Wood Pole | 0.37 | 0 | 2 | 1351.5 ACSR | 71441 | 3251226 | 3322667 | 0 | 0 | 0 | 0 | 0 | 0 | 0 | 0 | 0 | 0 | 0 | 0 | 0 | 0 | 0 | 0 | 0 | 0 | 0 | 0 | 12 | 1
NO |  | 42 | 2016 | 7 | 12 | 12 |  | Webster Sub. | Needmore Sub. | 138 | 138 | Wood Pole | 0.19 | 0 | 1 | 1351.5 ACSR | 0 | 0 | 0 | 0 | 898 | 0 | 898 | 0 | 0 | 0 | 0 | 0 | 0 | 0 | 0 | 0 | 0 | 0 | 0 | 0 | 0 | 0 | 0 | 12 | 1
NO |  | 42 | 2016 | 7 | 13 | 13 |  |  |  | 138 | 138 | Steel Tower | 0.78 | 0 | 2 | 636 ACSR | 0 | 0 | 0 | 0 | 0 | 0 | 0 | 0 | 0 | 0 | 0 | 0 | 0 | 0 | 0 | 0 | 0 | 0 | 0 | 0 | 0 | 0 | 0 | 12 | 1
NO |  | 42 | 2016 | 7 | 14 | 14 |  |  |  | 138 | 138 | Steel Tower | 0.05 | 0 | 1 | 636 ACSR | 0 | 0 | 0 | 0 | 0 | 0 | 0 | 0 | 0 | 0 | 0 | 0 | 0 | 0 | 0 | 0 | 0 | 0 | 0 | 0 | 0 | 0 | 0 | 12 | 1
NO |  | 42 | 2016 | 7 | 15 | 15 |  |  |  | 138 | 138 | Wood Pole | 0.01 | 0 | 1 | 477 ACSR | 0 | 186142 | 186142 | 0 | 0 | 0 | 0 | 0 | 0 | 0 | 0 | 0 | 0 | 0 | 0 | 0 | 0 | 0 | 0 | 0 | 0 | 0 | 0 | 12 | 1
NO |  | 42 | 2016 | 7 | 16 | 16 |  |  |  | 138 | 138 | Steel Tower | 0.56 | 0 | 2 | 1351.5 ACSR | 0 | 0 | 0 | 0 | 0 | 0 | 0 | 0 | 0 | 0 | 0 | 0 | 0 | 0 | 0 | 0 | 0 | 0 | 0 | 0 | 0 | 0 | 0 | 12 | 1
NO |  | 42 | 2016 | 7 | 18 | 18 |  | Sidney Sub. | Shelby Sub. | 138 | 138 | Wood Pole | 0.08 | 0 | 1 | 795 ACSR | 0 | 0 | 0 | 27109 | 0 | 0 | 27109 | 0 | 0 | 0 | 0 | 0 | 0 | 0 | 0 | 0 | 0 | 0 | 0 | 0 | 0 | 0 | 0 | 12 | 1
NO |  | 42 | 2016 | 7 | 19 | 19 |  |  |  | 138 | 138 | Steel Tower | 0 | 2.32 | 0 | 795 ACSR | 0 | 0 | 0 | 0 | 0 | 0 | 0 | 0 | 0 | 0 | 0 | 0 | 0 | 0 | 0 | 0 | 0 | 0 | 0 | 0 | 0 | 0 | 0 | 12 | 1
NO |  | 42 | 2016 | 7 | 20 | 20 |  |  |  | 138 | 138 | Wood H-Frame | 4.68 | 0 | 1 | 795 ACSR | 0 | 0 | 0 | 0 | 0 | 0 | 0 | 0 | 0 | 0 | 0 | 0 | 0 | 0 | 0 | 0 | 0 | 0 | 0 | 0 | 0 | 0 | 0 | 12 | 1
NO |  | 42 | 2016 | 7 | 21 | 21 |  |  |  | 138 | 138 | Wood Pole | 2.17 | 0 | 2 | 795 ACSR | 257706 | 1406143 | 1663849 | 0 | 0 | 0 | 0 | 0 | 0 | 0 | 0 | 0 | 0 | 0 | 0 | 0 | 0 | 0 | 0 | 0 | 0 | 0 | 0 | 12 | 1
NO |  | 42 | 2016 | 7 | 23 | 23 |  | Shelby Sub. | Amsterdam Sub. | 138 | 138 | Wood Pole | 24.47 | 0 | 1 | 795 ACSR | 0 | 0 | 0 | 0 | 0 | 0 | 0 | 0 | 0 | 0 | 0 | 0 | 0 | 0 | 0 | 0 | 0 | 0 | 0 | 0 | 0 | 0 | 0 | 12 | 1
NO |  | 42 | 2016 | 7 | 24 | 24 |  |  |  | 138 | 138 | Wood Pole | 0.98 | 0 | 2 | 795 ACSR | 78824 | 1985008 | 2063832 | 0 | 0 | 0 | 0 | 0 | 0 | 0 | 0 | 0 | 0 | 0 | 0 | 0 | 0 | 0 | 0 | 0 | 0 | 0 | 0 | 12 | 1
NO |  | 42 | 2016 | 7 | 26 | 26 |  | West Milton Sub. | Greenville Sub. | 138 | 138 | Steel Pole | 11.45 | 0 | 1 | 795 ACSR | 0 | 0 | 0 | 92351 | 38729 | 0 | 131080 | 0 | 0 | 0 | 0 | 0 | 0 | 0 | 0 | 0 | 0 | 0 | 0 | 0 | 0 | 0 | 0 | 12 | 1
NO |  | 42 | 2016 | 7 | 27 | 27 |  |  |  | 138 | 138 | Wood Pole | 9.18 | 0 | 1 | 795 ACSR | 782220 | 2323322 | 3105542 | 0 | 0 | 0 | 0 | 0 | 0 | 0 | 0 | 0 | 0 | 0 | 0 | 0 | 0 | 0 | 0 | 0 | 0 | 0 | 0 | 12 | 1
NO |  | 42 | 2016 | 7 | 29 | 29 |  | Shelby Sub. | Quincy Sub. | 138 | 138 | Wood Pole | 0 | 2.18 | 0 | 795 ACSR | 0 | 0 | 0 | 0 | 0 | 0 | 0 | 0 | 0 | 0 | 0 | 0 | 0 | 0 | 0 | 0 | 0 | 0 | 0 | 0 | 0 | 0 | 0 | 12 | 1
NO |  | 42 | 2016 | 7 | 30 | 30 |  |  |  | 138 | 138 | Wood H-Frame | 5.96 | 0 | 1 | 477 ACSR | 0 | 0 | 0 | 0 | 0 | 0 | 0 | 0 | 0 | 0 | 0 | 0 | 0 | 0 | 0 | 0 | 0 | 0 | 0 | 0 | 0 | 0 | 0 | 12 | 1
NO |  | 42 | 2016 | 7 | 31 | 31 |  |  |  | 138 | 138 | Wood Pole | 0.01 | 0 | 1 | 4/0 ACSR | 0 | 0 | 0 | 0 | 0 | 0 | 0 | 0 | 0 | 0 | 0 | 0 | 0 | 0 | 0 | 0 | 0 | 0 | 0 | 0 | 0 | 0 | 0 | 12 | 1
NO |  | 42 | 2016 | 7 | 32 | 32 |  |  |  | 138 | 138 | Wood Pole | 1.38 | 0 | 1 | 477 ACSR | 0 | 0 | 0 | 0 | 0 | 0 | 0 | 0 | 0 | 0 | 0 | 0 | 0 | 0 | 0 | 0 | 0 | 0 | 0 | 0 | 0 | 0 | 0 | 12 | 1
NO |  | 42 | 2016 | 7 | 33 | 33 |  | Quincy Sub. | Logan Sub. | 138 | 138 | Wood Pole | 10.13 | 0 | 1 | 477 ACSR | 0 | 0 | 0 | 0 | 3903 | 0 | 3903 | 0 | 0 | 0 | 0 | 0 | 0 | 0 | 0 | 0 | 0 | 0 | 0 | 0 | 0 | 0 | 0 | 12 | 1
NO |  | 42 | 2016 | 7 | 34 | 34 |  |  |  | 138 | 138 | Wood Pole | 0.02 | 0 | 1 | 1351.5 AL | 0 | 624948 | 624948 | 0 | 0 | 0 | 0 | 0 | 0 | 0 | 0 | 0 | 0 | 0 | 0 | 0 | 0 | 0 | 0 | 0 | 0 | 0 | 0 | 12 | 1
NO |  | 42 | 2016 | 8 | 1 | 1 |  | WHOLLY OWNED 138 KV |  | 0 | 0 |  | 0 | 0 | 0 |  | 0 | 0 | 0 | 0 | 0 | 0 | 0 | 0 | 0 | 0 | 0 | 0 | 0 | 0 | 0 | 0 | 0 | 0 | 0 | 0 | 0 | 0 | 0 | 12 | 1
NO |  | 42 | 2016 | 8 | 2 | 2 |  | Miami Sub. | New Carlisle | 138 | 345 | Steel Tower | 0 | 5.95 | 0 | 2-1024.5 ACAR | 0 | 0 | 0 | 0 | 0 | 0 | 0 | 0 | 0 | 0 | 0 | 0 | 0 | 0 | 0 | 0 | 0 | 0 | 0 | 0 | 0 | 0 | 0 | 12 | 1
NO |  | 42 | 2016 | 8 | 3 | 3 |  |  |  | 138 | 138 | Wood Pole | 0.15 | 0 | 1 | 1351.5 AL | 0 | 0 | 0 | 0 | 0 | 0 | 0 | 0 | 0 | 0 | 0 | 0 | 0 | 0 | 0 | 0 | 0 | 0 | 0 | 0 | 0 | 0 | 0 | 12 | 1
NO |  | 42 | 2016 | 8 | 4 | 4 |  |  |  | 138 | 138 | Steel Pole | 0.88 | 0 | 2 | 1351.5 ACSR | 0 | 0 | 0 | 0 | 0 | 0 | 0 | 0 | 0 | 0 | 0 | 0 | 0 | 0 | 0 | 0 | 0 | 0 | 0 | 0 | 0 | 0 | 0 | 12 | 1
NO |  | 42 | 2016 | 8 | 5 | 5 |  |  |  | 138 | 138 | Wood Pole | 0.17 | 0 | 2 | 1351.5 ACSR | 0 | 0 | 0 | 0 | 0 | 0 | 0 | 0 | 0 | 0 | 0 | 0 | 0 | 0 | 0 | 0 | 0 | 0 | 0 | 0 | 0 | 0 | 0 | 12 | 1
NO |  | 42 | 2016 | 8 | 6 | 6 |  |  |  | 138 | 138 | Wood Pole | 0.07 | 0 | 1 | 1351.5 ACSR | 0 | 0 | 0 | 0 | 0 | 0 | 0 | 0 | 0 | 0 | 0 | 0 | 0 | 0 | 0 | 0 | 0 | 0 | 0 | 0 | 0 | 0 | 0 | 12 | 1
NO |  | 42 | 2016 | 8 | 8 | 8 |  | Bath Sub. | New Carlisle Sub. | 138 | 345 | Steel Tower | 0 | 14.65 | 0 | 2-1024.5 ACAR | 0 | 0 | 0 | 0 | 6777 | 0 | 6777 | 0 | 0 | 0 | 0 | 0 | 0 | 0 | 0 | 0 | 0 | 0 | 0 | 0 | 0 | 0 | 0 | 12 | 1
NO |  | 42 | 2016 | 8 | 9 | 9 |  |  |  | 138 | 138 | Wood Pole | 0.12 | 0 | 1 | 1351.5 ACSR | 0 | 0 | 0 | 0 | 0 | 0 | 0 | 0 | 0 | 0 | 0 | 0 | 0 | 0 | 0 | 0 | 0 | 0 | 0 | 0 | 0 | 0 | 0 | 12 | 1
NO |  | 42 | 2016 | 8 | 10 | 10 |  |  |  | 138 | 345 | Steel Pole | 0.05 | 0 | 1 | 1351.5 AL | 0 | 0 | 0 | 0 | 0 | 0 | 0 | 0 | 0 | 0 | 0 | 0 | 0 | 0 | 0 | 0 | 0 | 0 | 0 | 0 | 0 | 0 | 0 | 12 | 1
NO |  | 42 | 2016 | 8 | 11 | 11 |  |  |  | 138 | 138 | Steel Pole | 0 | 0.88 | 0 | 1351.5 ACSR | 0 | 0 | 0 | 0 | 0 | 0 | 0 | 0 | 0 | 0 | 0 | 0 | 0 | 0 | 0 | 0 | 0 | 0 | 0 | 0 | 0 | 0 | 0 | 12 | 1
NO |  | 42 | 2016 | 8 | 12 | 12 |  |  |  | 138 | 138 | Wood Pole | 0 | 0.17 | 0 | 1351.5 ACSR | 0 | 0 | 0 | 0 | 0 | 0 | 0 | 0 | 0 | 0 | 0 | 0 | 0 | 0 | 0 | 0 | 0 | 0 | 0 | 0 | 0 | 0 | 0 | 12 | 1
NO |  | 42 | 2016 | 8 | 13 | 13 |  |  |  | 138 | 138 | Wood Pole | 0.08 | 0 | 1 | 1351.5 ACSR | 61294 | 2566216 | 2627510 | 0 | 0 | 0 | 0 | 0 | 0 | 0 | 0 | 0 | 0 | 0 | 0 | 0 | 0 | 0 | 0 | 0 | 0 | 0 | 0 | 12 | 1
NO |  | 42 | 2016 | 8 | 15 | 15 |  | Knollwood Sub. | Overlook Sub. | 138 | 138 | Steel Tower | 0 | 4.53 | 0 | 1351.5 ACSR | 0 | 0 | 0 | 0 | 0 | 0 | 0 | 0 | 0 | 0 | 0 | 0 | 0 | 0 | 0 | 0 | 0 | 0 | 0 | 0 | 0 | 0 | 0 | 12 | 1
NO |  | 42 | 2016 | 8 | 16 | 16 |  | Overlook Sub. | Monument Sub. | 138 | 138 | Wood Pole | 1.27 | 0 | 1 | 1351.5 ACSR | 0 | 0 | 0 | 0 | 3258 | 0 | 3258 | 0 | 0 | 0 | 0 | 0 | 0 | 0 | 0 | 0 | 0 | 0 | 0 | 0 | 0 | 0 | 0 | 12 | 1
NO |  | 42 | 2016 | 8 | 17 | 17 |  |  |  | 138 | 138 | Steel Tower | 1.58 | 0 | 1 | 2-300 CU | 0 | 0 | 0 | 0 | 0 | 0 | 0 | 0 | 0 | 0 | 0 | 0 | 0 | 0 | 0 | 0 | 0 | 0 | 0 | 0 | 0 | 0 | 0 | 12 | 1
NO |  | 42 | 2016 | 8 | 18 | 18 |  |  |  | 138 | 138 | Steel Tower | 1.54 | 0 | 2 | 795 ACSR | 0 | 0 | 0 | 0 | 0 | 0 | 0 | 0 | 0 | 0 | 0 | 0 | 0 | 0 | 0 | 0 | 0 | 0 | 0 | 0 | 0 | 0 | 0 | 12 | 1
NO |  | 42 | 2016 | 8 | 20 | 20 |  | Clark (Ohio Edison) | Urbana | 138 | 138 | Steel Pole | 2.48 | 0 | 1 | 795 ACSR | 0 | 594711 | 594711 | 0 | 8681 | 0 | 8681 | 0 | 0 | 0 | 0 | 0 | 0 | 0 | 0 | 0 | 0 | 0 | 0 | 0 | 0 | 0 | 0 | 12 | 1
NO |  | 42 | 2016 | 8 | 22 | 22 |  | Greene Sub. | Knollwood Sub. | 138 | 138 | Wood Pole | 0.22 | 0 | 1 | 1351.5 ACSR | 0 | 0 | 0 | 0 | 0 | 0 | 0 | 0 | 0 | 0 | 0 | 0 | 0 | 0 | 0 | 0 | 0 | 0 | 0 | 0 | 0 | 0 | 0 | 12 | 1
NO |  | 42 | 2016 | 8 | 23 | 23 |  |  |  | 138 | 138 | Steel Tower | 0 | 3.4 | 0 | 1351.5 ACSR | 0 | 0 | 0 | 0 | 0 | 0 | 0 | 0 | 0 | 0 | 0 | 0 | 0 | 0 | 0 | 0 | 0 | 0 | 0 | 0 | 0 | 0 | 0 | 12 | 1
NO |  | 42 | 2016 | 8 | 25 | 25 |  | Monument Sub. | Webster Sub. | 138 | 138 | Steel Tower | 0 | 1.54 | 0 | 795 ACSR | 0 | 0 | 0 | 0 | 0 | 0 | 0 | 0 | 0 | 0 | 0 | 0 | 0 | 0 | 0 | 0 | 0 | 0 | 0 | 0 | 0 | 0 | 0 | 12 | 1
NO |  | 42 | 2016 | 8 | 26 | 26 |  |  |  | 138 | 138 | Steel Tower | 2.25 | 0 | 1 | 2-300 CU | 0 | 495014 | 495014 | 0 | 0 | 0 | 0 | 0 | 0 | 0 | 0 | 0 | 0 | 0 | 0 | 0 | 0 | 0 | 0 | 0 | 0 | 0 | 0 | 12 | 1
NO |  | 42 | 2016 | 8 | 28 | 28 |  | Blue Jacket Sub. | Kirby (Ohio Edison) | 138 | 138 | Steel Pole | 0.16 | 0 | 2 | 795 AL | 0 | 0 | 0 | 0 | 547 | 0 | 547 | 0 | 0 | 0 | 0 | 0 | 0 | 0 | 0 | 0 | 0 | 0 | 0 | 0 | 0 | 0 | 0 | 12 | 1
NO |  | 42 | 2016 | 8 | 29 | 29 |  |  |  | 138 | 138 | Wood Pole | 18 | 0 | 1 | 795 AL | 0 | 0 | 0 | 0 | 0 | 0 | 0 | 0 | 0 | 0 | 0 | 0 | 0 | 0 | 0 | 0 | 0 | 0 | 0 | 0 | 0 | 0 | 0 | 12 | 1
NO |  | 42 | 2016 | 8 | 30 | 30 |  |  |  | 138 | 138 | Steel Pole | 3.45 | 0 | 1 | 795 AL | 1100000 | 2924529 | 4024529 | 0 | 0 | 0 | 0 | 0 | 0 | 0 | 0 | 0 | 0 | 0 | 0 | 0 | 0 | 0 | 0 | 0 | 0 | 0 | 0 | 12 | 1
NO |  | 42 | 2016 | 9 | 1 | 1 |  | WHOLLY OWNED 138 KV |  | 0 | 0 |  | 0 | 0 | 0 |  | 0 | 0 | 0 | 0 | 0 | 0 | 0 | 0 | 0 | 0 | 0 | 0 | 0 | 0 | 0 | 0 | 0 | 0 | 0 | 0 | 0 | 0 | 0 | 12 | 1
NO |  | 42 | 2016 | 9 | 2 | 2 |  | Miami Sub. | Eldean Sub. | 138 | 138 | Wood H-Frame | 3.84 | 0 | 1 | 636 ACSR | 0 | 0 | 0 | 0 | 9424 | 0 | 9424 | 0 | 0 | 0 | 0 | 0 | 0 | 0 | 0 | 0 | 0 | 0 | 0 | 0 | 0 | 0 | 0 | 12 | 1
NO |  | 42 | 2016 | 9 | 3 | 3 |  |  |  | 138 | 138 | Wood H-Frame | 1.77 | 0 | 2 | 636 ACSR | 0 | 0 | 0 | 0 | 0 | 0 | 0 | 0 | 0 | 0 | 0 | 0 | 0 | 0 | 0 | 0 | 0 | 0 | 0 | 0 | 0 | 0 | 0 | 12 | 1
NO |  | 42 | 2016 | 9 | 4 | 4 |  |  |  | 138 | 138 | Wood Pole | 0.14 | 0 | 1 | 636 ACSR | 0 | 0 | 0 | 0 | 0 | 0 | 0 | 0 | 0 | 0 | 0 | 0 | 0 | 0 | 0 | 0 | 0 | 0 | 0 | 0 | 0 | 0 | 0 | 12 | 1
NO |  | 42 | 2016 | 9 | 5 | 5 |  |  |  | 138 | 138 | Steel Tower | 0.06 | 0 | 1 | 1351.5 ACSR | 0 | 0 | 0 | 0 | 0 | 0 | 0 | 0 | 0 | 0 | 0 | 0 | 0 | 0 | 0 | 0 | 0 | 0 | 0 | 0 | 0 | 0 | 0 | 12 | 1
NO |  | 42 | 2016 | 9 | 6 | 6 |  |  |  | 138 | 138 | Steel Tower | 0 | 1.4 | 3 | 1351.5 ACSR | 0 | 0 | 0 | 0 | 0 | 0 | 0 | 0 | 0 | 0 | 0 | 0 | 0 | 0 | 0 | 0 | 0 | 0 | 0 | 0 | 0 | 0 | 0 | 12 | 1
NO |  | 42 | 2016 | 9 | 7 | 7 |  |  |  | 138 | 138 | Wood H-Frame | 6.26 | 0 | 1 | 1351.5 ACSR | 0 | 0 | 0 | 0 | 0 | 0 | 0 | 0 | 0 | 0 | 0 | 0 | 0 | 0 | 0 | 0 | 0 | 0 | 0 | 0 | 0 | 0 | 0 | 12 | 1
NO |  | 42 | 2016 | 9 | 8 | 8 |  |  |  | 138 | 138 | Steel Pole | 0.15 | 0 | 1 | 1351.5 ACSR | 0 | 0 | 0 | 0 | 0 | 0 | 0 | 0 | 0 | 0 | 0 | 0 | 0 | 0 | 0 | 0 | 0 | 0 | 0 | 0 | 0 | 0 | 0 | 12 | 1
NO |  | 42 | 2016 | 9 | 9 | 9 |  |  |  | 138 | 138 | Steel Pole | 0 | 5.26 | 2 | 1351.5 ACSR | 0 | 0 | 0 | 0 | 0 | 0 | 0 | 0 | 0 | 0 | 0 | 0 | 0 | 0 | 0 | 0 | 0 | 0 | 0 | 0 | 0 | 0 | 0 | 12 | 1
NO |  | 42 | 2016 | 9 | 10 | 10 |  |  |  | 138 | 138 | Wood Pole | 0 | 0.37 | 2 | 1351.5 ACSR | 0 | 1012142 | 1012142 | 0 | 0 | 0 | 0 | 0 | 0 | 0 | 0 | 0 | 0 | 0 | 0 | 0 | 0 | 0 | 0 | 0 | 0 | 0 | 0 | 12 | 1
NO |  | 42 | 2016 | 9 | 12 | 12 |  | TOTAL WHOLLY OWNED |  | 0 | 0 |  | 316.88 | 63.3 | 157 |  | 3635347 | 31386096 | 35021443 | 399455 | 364304 | 0 | 763759 | 0 | 0 | 0 | 0 | 0 | 0 | 0 | 0 | 0 | 0 | 0 | 0 | 0 | 0 | 0 | 0 | 12 | 1
NO |  | 42 | 2016 | 9 | 13 | 13 |  | 138 KV FACIL-SEE NOTE (M) |  | 0 | 0 |  | 0 | 0 | 0 |  | 0 | 0 | 0 | 0 | 0 | 0 | 0 | 0 | 0 | 0 | 0 | 0 | 0 | 0 | 0 | 0 | 0 | 0 | 0 | 0 | 0 | 0 | 0 | 12 | 1
NO |  | 42 | 2016 | 9 | 15 | 15 |  | WHOLLY OWNED 69 KV |  | 0 | 0 |  | 0 | 0 | 0 |  | 0 | 0 | 0 | 0 | 0 | 0 | 0 | 0 | 0 | 0 | 0 | 0 | 0 | 0 | 0 | 0 | 0 | 0 | 0 | 0 | 0 | 0 | 0 | 12 | 1
NO |  | 42 | 2016 | 9 | 16 | 16 |  | 69 KV Lines | H Non-Energized | 0 | 138 | Wood Pole | 0.13 | 0 | 0 |  | 0 | 0 | 0 | 0 | 0 | 0 | 0 | 0 | 0 | 0 | 0 | 0 | 0 | 0 | 0 | 0 | 0 | 0 | 0 | 0 | 0 | 0 | 0 | 12 | 1
NO |  | 42 | 2016 | 9 | 17 | 17 |  |  |  | 69 | 69 | Wood Pole | 710.46 | 9.26 | 0 |  | 0 | 0 | 0 | 0 | 0 | 0 | 0 | 0 | 0 | 0 | 0 | 0 | 0 | 0 | 0 | 0 | 0 | 0 | 0 | 0 | 0 | 0 | 0 | 12 | 1
NO |  | 42 | 2016 | 9 | 18 | 18 |  |  |  | 69 | 69 | Wood H-Frame | 0.22 | 1.14 | 0 |  | 0 | 0 | 0 | 0 | 0 | 0 | 0 | 0 | 0 | 0 | 0 | 0 | 0 | 0 | 0 | 0 | 0 | 0 | 0 | 0 | 0 | 0 | 0 | 12 | 1
NO |  | 42 | 2016 | 9 | 19 | 19 |  |  |  | 69 | 69 | Steel Pole | 22.67 | 3.91 | 0 |  | 0 | 0 | 0 | 0 | 0 | 0 | 0 | 0 | 0 | 0 | 0 | 0 | 0 | 0 | 0 | 0 | 0 | 0 | 0 | 0 | 0 | 0 | 0 | 12 | 1
NO |  | 42 | 2016 | 9 | 20 | 20 |  |  |  | 69 | 69 | Steel Tower | 50.65 | 26.96 | 0 |  | 0 | 0 | 0 | 0 | 0 | 0 | 0 | 0 | 0 | 0 | 0 | 0 | 0 | 0 | 0 | 0 | 0 | 0 | 0 | 0 | 0 | 0 | 0 | 12 | 1
NO |  | 42 | 2016 | 9 | 21 | 21 |  |  |  | 69 | 138 | Steel Pole | 0.55 | 0.43 | 0 |  | 0 | 0 | 0 | 0 | 0 | 0 | 0 | 0 | 0 | 0 | 0 | 0 | 0 | 0 | 0 | 0 | 0 | 0 | 0 | 0 | 0 | 0 | 0 | 12 | 1
NO |  | 42 | 2016 | 9 | 22 | 22 |  |  |  | 69 | 69 | Underground | 5.48 | 0 | 0 |  | 0 | 0 | 0 | 0 | 0 | 0 | 0 | 0 | 0 | 0 | 0 | 0 | 0 | 0 | 0 | 0 | 0 | 0 | 0 | 0 | 0 | 0 | 0 | 12 | 1
NO |  | 42 | 2016 | 9 | 23 | 23 |  |  |  | 69 | 138 | Wood Pole | 103.84 | 3.95 | 0 |  | 0 | 0 | 0 | 0 | 0 | 0 | 0 | 0 | 0 | 0 | 0 | 0 | 0 | 0 | 0 | 0 | 0 | 0 | 0 | 0 | 0 | 0 | 0 | 12 | 1
NO |  | 42 | 2016 | 9 | 24 | 24 |  |  |  | 69 | 138 | Wood H-Frame | 8.78 | 1.77 | 0 |  | 0 | 0 | 0 | 0 | 0 | 0 | 0 | 0 | 0 | 0 | 0 | 0 | 0 | 0 | 0 | 0 | 0 | 0 | 0 | 0 | 0 | 0 | 0 | 12 | 1
NO |  | 42 | 2016 | 9 | 25 | 25 |  |  |  | 69 | 138 | Steel Tower | 8.55 | 29 | 0 |  | 0 | 0 | 0 | 0 | 0 | 0 | 0 | 0 | 0 | 0 | 0 | 0 | 0 | 0 | 0 | 0 | 0 | 0 | 0 | 0 | 0 | 0 | 0 | 12 | 1
NO |  | 42 | 2016 | 9 | 26 | 26 |  |  | H Non-Energized | 0 | 69 | Wood Pole | 3.4 | 0 | 0 |  | 0 | 0 | 0 | 0 | 0 | 0 | 0 | 0 | 0 | 0 | 0 | 0 | 0 | 0 | 0 | 0 | 0 | 0 | 0 | 0 | 0 | 0 | 0 | 12 | 1
SI/SI | A | 42 | 2016 | 9 | 28 | 28 |  | All 69 KV Lines |  | 0 | 0 |  | 0 | 0 | 0 |  | 10804013 | 86164148 | 96968161 | 86605 | 1179316 | 0 | 1265921 | 0 | 0 | 0 | 0 | 0 | 0 | 0 | 0 | 0 | 0 | 0 | 0 | 0 | 0 | 0 | 0 | 12 | 1
NO |  | 42 | 2016 | 9 | 30 | 30 |  | TOTAL WHOLLY OWNED |  | 0 | 0 |  | 914.73 | 76.42 | 0 |  | 10804013 | 86164148 | 96968161 | 86605 | 1179316 | 0 | 1265921 | 0 | 0 | 0 | 0 | 0 | 0 | 0 | 0 | 0 | 0 | 0 | 0 | 0 | 0 | 0 | 0 | 12 | 1
NO |  | 42 | 2016 | 9 | 31 | 31 |  | 69 KV FACIL-SEE NOTE (M) |  | 0 | 0 |  | 0 | 0 | 0 |  | 0 | 0 | 0 | 0 | 0 | 0 | 0 | 0 | 0 | 0 | 0 | 0 | 0 | 0 | 0 | 0 | 0 | 0 | 0 | 0 | 0 | 0 | 0 | 12 | 1
NO |  | 42 | 2016 | 10 | 1 | 1 |  | WHOLLY OWNED 34.5 KV |  | 0 | 0 |  | 0 | 0 | 0 |  | 0 | 0 | 0 | 0 | 0 | 0 | 0 | 0 | 0 | 0 | 0 | 0 | 0 | 0 | 0 | 0 | 0 | 0 | 0 | 0 | 0 | 0 | 0 | 12 | 1
NO |  | 42 | 2016 | 10 | 2 | 2 |  | 34.5 KV Lines | H Non-Energized | 34.5 | 34.5 | Wood Pole | 3.98 | 0 | 0 |  | 0 | 0 | 0 | 0 | 58970 | 0 | 58970 | 0 | 0 | 0 | 0 | 0 | 0 | 0 | 0 | 0 | 0 | 0 | 0 | 0 | 0 | 0 | 0 | 12 | 1
NO |  | 42 | 2016 | 10 | 3 | 3 |  |  |  | 34.5 | 69 | Wood Pole | 8.05 | 0 | 0 |  | 0 | 0 | 0 | 0 | 0 | 0 | 0 | 0 | 0 | 0 | 0 | 0 | 0 | 0 | 0 | 0 | 0 | 0 | 0 | 0 | 0 | 0 | 0 | 12 | 1
NO |  | 42 | 2016 | 10 | 4 | 4 |  |  |  | 34.5 | 34.5 | Wood Pole | 24.27 | 1.08 | 0 |  | 0 | 0 | 0 | 0 | 0 | 0 | 0 | 0 | 0 | 0 | 0 | 0 | 0 | 0 | 0 | 0 | 0 | 0 | 0 | 0 | 0 | 0 | 0 | 12 | 1
NO |  | 42 | 2016 | 10 | 5 | 5 |  |  | H Non-Energized | 34.5 | 69 | Wood H-Frame | 0 | 1.14 | 0 |  | 0 | 0 | 0 | 0 | 0 | 0 | 0 | 0 | 0 | 0 | 0 | 0 | 0 | 0 | 0 | 0 | 0 | 0 | 0 | 0 | 0 | 0 | 0 | 12 | 1
NO |  | 42 | 2016 | 10 | 6 | 6 |  |  | H Non-Energized | 34.5 | 138 | Steel Tower | 0 | 1.28 | 0 |  | 0 | 0 | 0 | 0 | 0 | 0 | 0 | 0 | 0 | 0 | 0 | 0 | 0 | 0 | 0 | 0 | 0 | 0 | 0 | 0 | 0 | 0 | 0 | 12 | 1
NO |  | 42 | 2016 | 10 | 8 | 8 |  | TOTAL WHOLLY OWNED |  | 0 | 0 |  | 36.3 | 3.5 | 0 |  | 0 | 0 | 0 | 0 | 58970 | 0 | 58970 | 0 | 0 | 0 | 0 | 0 | 0 | 0 | 0 | 0 | 0 | 0 | 0 | 0 | 0 | 0 | 0 | 12 | 1
NO |  | 42 | 2016 | 10 | 9 | 9 |  | 34.5 KV FAC-SEE NOTE (M) |  | 0 | 0 |  | 0 | 0 | 0 |  | 0 | 0 | 0 | 0 | 0 | 0 | 0 | 0 | 0 | 0 | 0 | 0 | 0 | 0 | 0 | 0 | 0 | 0 | 0 | 0 | 0 | 0 | 0 | 12 | 1
NO |  | 43 | 2016 | 0 | 1 | 1 |  | 500 KV Line (wholly owned) |  | 500 | 500 | SC Steel | 15.52 | 0 | 3 |  | 842230 | 22894975 | 23737205 | 0 | 0 | 0 | 0 | 0 | 0 | 0 | 0 | 0 | 0 | 0 | 0 | 0 | 0 | 0 | 0 | 0 | 0 | 0 | 0 | 12 | 1
NO |  | 43 | 2016 | 0 | 3 | 3 |  | 230 KV Lines |  | 230 | 230 | Various | 386.06 | 84.12 | 23 |  | 15382104 | 166520966 | 181903070 | 0 | 0 | 0 | 0 | 0 | 0 | 0 | 0 | 0 | 0 | 0 | 0 | 0 | 0 | 0 | 0 | 0 | 0 | 0 | 0 | 12 | 1
NO |  | 43 | 2016 | 0 | 5 | 5 |  | 138 KV Lines |  | 138 | 138 | Various | 493.44 | 51.23 | 73 |  | 11248373 | 167967421 | 179215794 | 0 | 0 | 0 | 0 | 0 | 0 | 0 | 0 | 0 | 0 | 0 | 0 | 0 | 0 | 0 | 0 | 0 | 0 | 0 | 0 | 12 | 1
SI/NO | A | 43 | 2016 | 0 | 7 | 7 |  | 69 KV Lines |  | 69 | 69 | Various | 556.75 | 28.72 | 74 |  | 7548675 | 238856879 | 246405554 | 0 | 0 | 0 | 6137776.5963 | 0 | 0 | 0 | 0 | 0 | 0 | 0 | 0 | 0 | 0 | 0 | 0 | 0 | 0 | 0 | 0 | 12 | 1
NO |  | 43 | 2016 | 0 | 9 | 9 |  | Underground Lines | 4.9 mi. / 138, 1.17 mi/69 | 0 | 0 |  | 6.07 | 0 | 8 |  | 9713 | 21408064 | 21417777 | 0 | 0 | 0 | 0 | 0 | 0 | 0 | 0 | 0 | 0 | 0 | 0 | 0 | 0 | 0 | 0 | 0 | 0 | 0 | 0 | 12 | 1
NO |  | 43 | 2016 | 0 | 10 | 10 |  | SEE DETAIL ON | FOLLOWING PAGES | 0 | 0 |  | 0 | 0 | 0 |  | 0 | 0 | 0 | 0 | 0 | 0 | 0 | 0 | 0 | 0 | 0 | 0 | 0 | 0 | 0 | 0 | 0 | 0 | 0 | 0 | 0 | 0 | 0 | 12 | 1
NO |  | 43 | 2016 | 0 | 11 | 11 |  | JOINT VENTURES |  | 0 | 0 |  | 0 | 0 | 0 |  | 0 | 0 | 0 | 0 | 0 | 0 | 0 | 0 | 0 | 0 | 0 | 0 | 0 | 0 | 0 | 0 | 0 | 0 | 0 | 0 | 0 | 0 | 0 | 12 | 1
NO |  | 43 | 2016 | 0 | 13 | 13 |  | EHV System |  | 500 | 500 | Steel Tower | 127 | 0 | 1 |  | 184167 | 1752004 | 1936171 | 36708 | 0 | -1790220 | -1753512 | 0 | 0 | 0 | 0 | 0 | 0 | 0 | 0 | 0 | 0 | 0 | 0 | 0 | 0 | 660430299 | 0 | 12 | 1
NO |  | 43 | 2016 | 0 | 14 | 14 |  | LDV System |  | 500 | 500 | Stl/Alm Tower | 154 | 0 | 6 |  | 181238 | 952788 | 1134026 | 47463 | 0 | -2554596 | -2507133 | 0 | 0 | 0 | 0 | 0 | 0 | 0 | 0 | 0 | 0 | 0 | 0 | 0 | 0 | 0 | 0 | 12 | 1
NO |  | 43 | 2016 | 0 | 15 | 15 |  | SE System |  | 500 | 500 | Steel tower | 0 | 0 | 0 |  | 0 | 0 | 0 | 0 | 0 | 116235 | 116235 | 0 | 0 | 0 | 0 | 0 | 0 | 0 | 0 | 0 | 0 | 0 | 0 | 0 | 0 | 0 | 0 | 12 | 1
NO |  | 43 | 2016 | 0 | 16 | 16 |  | (15)-(17) Above |  | 0 | 0 |  | 0 | 0 | 0 |  | 0 | 0 | 0 | 0 | 0 | 0 | 0 | 0 | 0 | 0 | 0 | 0 | 0 | 0 | 0 | 0 | 0 | 0 | 0 | 0 | 0 | 0 | 0 | 12 | 1
NO |  | 43 | 2016 | 0 | 17 | 17 |  | Non-Specific Line charges |  | 0 | 0 |  | 0 | 0 | 0 |  | 0 | 0 | 0 | 0 | 0 | 0 | 0 | 0 | 0 | 0 | 0 | 0 | 0 | 0 | 0 | 0 | 0 | 0 | 0 | 0 | 0 | 0 | 0 | 12 | 1
NO |  | 43 | 2016 | 0 | 18 | 18 |  | (All KV Inclusive) |  | 0 | 0 |  | 0 | 0 | 0 |  | 0 | 0 | 0 | 0 | 0 | 0 | 0 | 0 | 0 | 0 | 0 | 0 | 0 | 0 | 0 | 0 | 0 | 0 | 0 | 0 | 0 | 0 | 0 | 12 | 1
NO |  | 43 | 2016 | 0 | 34 | 34 |  | Red Lion | Hope Creek | 500 | 500 | Steel towers | 3.79 | 0 | 1 | 2505 AACSR | 0 | 0 | 0 | 0 | 0 | 0 | 0 | 0 | 0 | 0 | 0 | 0 | 0 | 0 | 0 | 0 | 0 | 0 | 0 | 0 | 0 | 0 | 0 | 12 | 1
NO |  | 43 | 2016 | 0 | 35 | 35 |  | Keeney | Rock Springs | 500 | 500 | Steel Towers | 3.79 | 0 | 1 | 2493 ACAR | 0 | 0 | 0 | 0 | 0 | 0 | 0 | 0 | 0 | 0 | 0 | 0 | 0 | 0 | 0 | 0 | 0 | 0 | 0 | 0 | 0 | 0 | 0 | 12 | 1
NO |  | 43 | 2016 | 0 | 36 | 36 |  | TOTAL |  | 0 | 0 |  | 2638.22 | 306.58 | 295 |  | 35396500 | 620353097 | 655749597 | 84171 | 0 | -4228581 | -4144410 | 0 | 0 | 0 | 0 | 0 | 0 | 0 | 0 | 0 | 0 | 0 | 0 | 0 | 0 | 0 | 0 | 12 | 1
NO |  | 43 | 2016 | 1 | 1 | 1 |  | Keeney | Red Lion | 500 | 500 | Steel Towers | 7.98 | 0 | 1 | 2493 ACAR | 0 | 0 | 0 | 0 | 0 | 0 | 0 | 0 | 0 | 0 | 0 | 0 | 0 | 0 | 0 | 0 | 0 | 0 | 0 | 0 | 0 | 0 | 0 | 12 | 1
NO |  | 43 | 2016 | 1 | 3 | 3 |  | Keeney | Steele | 230 | 230 | Steel Towers | 0 | 57.2 | 1 | 1590 ACSR | 0 | 0 | 0 | 0 | 0 | 0 | 0 | 0 | 0 | 0 | 0 | 0 | 0 | 0 | 0 | 0 | 0 | 0 | 0 | 0 | 0 | 0 | 0 | 12 | 1
NO |  | 43 | 2016 | 1 | 4 | 4 |  | Indian River | Piney Grove | 230 | 230 | Wood H Frame | 25.83 | 0 | 1 | 1590 ACSR | 0 | 0 | 0 | 0 | 0 | 0 | 0 | 0 | 0 | 0 | 0 | 0 | 0 | 0 | 0 | 0 | 0 | 0 | 0 | 0 | 0 | 0 | 0 | 12 | 1
NO |  | 43 | 2016 | 1 | 5 | 5 |  | Red Lion | Cedar Creek | 230 | 230 | Wood H Frame | 20.95 | 0 | 1 | 1590 ACSR | 0 | 0 | 0 | 0 | 0 | 0 | 0 | 0 | 0 | 0 | 0 | 0 | 0 | 0 | 0 | 0 | 0 | 0 | 0 | 0 | 0 | 0 | 0 | 12 | 1
NO |  | 43 | 2016 | 1 | 6 | 6 |  | Cedar Creek | Millford | 230 | 230 | Wood H Frame | 42.84 | 0 | 1 | 1590 ACSR | 0 | 0 | 0 | 0 | 0 | 0 | 0 | 0 | 0 | 0 | 0 | 0 | 0 | 0 | 0 | 0 | 0 | 0 | 0 | 0 | 0 | 0 | 0 | 12 | 1
NO |  | 43 | 2016 | 1 | 7 | 7 |  | Red Lion | Cartanza | 230 | 230 | Steel Poles | 33.24 | 4.31 | 1 | 1590 ACSR | 0 | 0 | 0 | 0 | 0 | 0 | 0 | 0 | 0 | 0 | 0 | 0 | 0 | 0 | 0 | 0 | 0 | 0 | 0 | 0 | 0 | 0 | 0 | 12 | 1
NO |  | 43 | 2016 | 1 | 8 | 8 |  | Cartanza | Milford | 230 | 230 | Steel poles | 26.49 | 0 | 1 | 1590 ACSR | 0 | 0 | 0 | 0 | 0 | 0 | 0 | 0 | 0 | 0 | 0 | 0 | 0 | 0 | 0 | 0 | 0 | 0 | 0 | 0 | 0 | 0 | 0 | 12 | 1
NO |  | 43 | 2016 | 1 | 9 | 9 |  | Milford | Indian River | 230 | 230 | Steel Poles | 26.37 | 0 | 1 | 1590 ACSR | 0 | 0 | 0 | 0 | 0 | 0 | 0 | 0 | 0 | 0 | 0 | 0 | 0 | 0 | 0 | 0 | 0 | 0 | 0 | 0 | 0 | 0 | 0 | 12 | 1
NO |  | 43 | 2016 | 1 | 10 | 10 |  | Milford | Cool Spring | 230 | 230 | Wood H Frame | 14.95 | 0 | 1 | 1590 ACSR | 0 | 0 | 0 | 0 | 0 | 0 | 0 | 0 | 0 | 0 | 0 | 0 | 0 | 0 | 0 | 0 | 0 | 0 | 0 | 0 | 0 | 0 | 0 | 12 | 1
NO |  | 43 | 2016 | 1 | 11 | 11 |  | Indian River | Cool Spring | 230 | 230 | Wood H Frame | 11.54 | 0 | 1 | 1590 ACSR | 0 | 0 | 0 | 0 | 0 | 0 | 0 | 0 | 0 | 0 | 0 | 0 | 0 | 0 | 0 | 0 | 0 | 0 | 0 | 0 | 0 | 0 | 0 | 12 | 1
NO |  | 43 | 2016 | 1 | 12 | 12 |  | Milford | Steele | 230 | 230 | Wood H Frame | 23.39 | 0 | 1 | 1590 ACSR | 0 | 0 | 0 | 0 | 0 | 0 | 0 | 0 | 0 | 0 | 0 | 0 | 0 | 0 | 0 | 0 | 0 | 0 | 0 | 0 | 0 | 0 | 0 | 12 | 1
NO |  | 43 | 2016 | 1 | 13 | 13 |  | Colora | Bradford Tap | 230 | 230 | Steel Towers | 1.75 | 0 | 1 | 795 ACSR | 0 | 0 | 0 | 0 | 0 | 0 | 0 | 0 | 0 | 0 | 0 | 0 | 0 | 0 | 0 | 0 | 0 | 0 | 0 | 0 | 0 | 0 | 0 | 12 | 1
NO |  | 43 | 2016 | 1 | 14 | 14 |  | Colora | Cecil | 230 | 230 | Steel poles | 16 | 0 | 1 | 1590 ACSR | 0 | 0 | 0 | 0 | 0 | 0 | 0 | 0 | 0 | 0 | 0 | 0 | 0 | 0 | 0 | 0 | 0 | 0 | 0 | 0 | 0 | 0 | 0 | 12 | 1
NO |  | 43 | 2016 | 1 | 15 | 15 |  | Claymont | Linwood | 230 | 230 | Steel poles | 0.99 | 0 | 1 | 1590 ACSR | 0 | 0 | 0 | 0 | 0 | 0 | 0 | 0 | 0 | 0 | 0 | 0 | 0 | 0 | 0 | 0 | 0 | 0 | 0 | 0 | 0 | 0 | 0 | 12 | 1
NO |  | 43 | 2016 | 1 | 16 | 16 |  | Edgemoor | Linwood | 230 | 230 | Steel poles | 0 | 8.1 | 1 | 1590 ACSR | 0 | 0 | 0 | 0 | 0 | 0 | 0 | 0 | 0 | 0 | 0 | 0 | 0 | 0 | 0 | 0 | 0 | 0 | 0 | 0 | 0 | 0 | 0 | 12 | 1
NO |  | 43 | 2016 | 1 | 17 | 17 |  | Colora | Conowingo | 230 | 230 | Steel poles | 1.92 | 0 | 1 | 795 ACSR | 0 | 0 | 0 | 0 | 0 | 0 | 0 | 0 | 0 | 0 | 0 | 0 | 0 | 0 | 0 | 0 | 0 | 0 | 0 | 0 | 0 | 0 | 0 | 12 | 1
NO |  | 43 | 2016 | 1 | 18 | 18 |  | Keeney | Steele | 230 | 230 | Steel towers | 57 | 0 | 1 | 1590 ACSR | 0 | 0 | 0 | 0 | 0 | 0 | 0 | 0 | 0 | 0 | 0 | 0 | 0 | 0 | 0 | 0 | 0 | 0 | 0 | 0 | 0 | 0 | 0 | 12 | 1
NO |  | 43 | 2016 | 1 | 19 | 19 |  | Keeney | Harmony | 230 | 230 | Steel poles | 6.14 | 0 | 1 | 1590 ACSR | 0 | 0 | 0 | 0 | 0 | 0 | 0 | 0 | 0 | 0 | 0 | 0 | 0 | 0 | 0 | 0 | 0 | 0 | 0 | 0 | 0 | 0 | 0 | 12 | 1
NO |  | 43 | 2016 | 1 | 20 | 20 |  | Keeney | Red Lion | 230 | 230 | Steel Towers | 8.04 | 0 | 1 | 1590 ACSR | 0 | 0 | 0 | 0 | 0 | 0 | 0 | 0 | 0 | 0 | 0 | 0 | 0 | 0 | 0 | 0 | 0 | 0 | 0 | 0 | 0 | 0 | 0 | 12 | 1
NO |  | 43 | 2016 | 1 | 21 | 21 |  | Harmony | Edgemoor | 230 | 230 | Steel poles | 12.44 | 0 | 1 | 1590 ACSR | 0 | 0 | 0 | 0 | 0 | 0 | 0 | 0 | 0 | 0 | 0 | 0 | 0 | 0 | 0 | 0 | 0 | 0 | 0 | 0 | 0 | 0 | 0 | 12 | 1
NO |  | 43 | 2016 | 1 | 22 | 22 |  | Keeney | Harmony | 230 | 230 | Steel poles | 9.3 | 0.2 | 1 | 1590 ACSR | 0 | 0 | 0 | 0 | 0 | 0 | 0 | 0 | 0 | 0 | 0 | 0 | 0 | 0 | 0 | 0 | 0 | 0 | 0 | 0 | 0 | 0 | 0 | 12 | 1
NO |  | 43 | 2016 | 1 | 23 | 23 |  | Edgemoor | Claymont | 230 | 230 | Steel poles | 7.07 | 0 | 1 | 1590 ACSR | 0 | 0 | 0 | 0 | 0 | 0 | 0 | 0 | 0 | 0 | 0 | 0 | 0 | 0 | 0 | 0 | 0 | 0 | 0 | 0 | 0 | 0 | 0 | 12 | 1
NO |  | 43 | 2016 | 1 | 24 | 24 |  | Hay Road | Red Lion | 230 | 230 | Steel Poles | 10.72 | 13.83 | 1 | 1590 ACSR bundled | 0 | 0 | 0 | 0 | 0 | 0 | 0 | 0 | 0 | 0 | 0 | 0 | 0 | 0 | 0 | 0 | 0 | 0 | 0 | 0 | 0 | 0 | 0 | 12 | 1
NO |  | 43 | 2016 | 1 | 25 | 25 |  | Cartanza | Garrison | 230 | 230 | Steel poles | 2.63 | 0 | 1 | 1590 ACSR | 0 | 0 | 0 | 0 | 0 | 0 | 0 | 0 | 0 | 0 | 0 | 0 | 0 | 0 | 0 | 0 | 0 | 0 | 0 | 0 | 0 | 0 | 0 | 12 | 1
NO |  | 43 | 2016 | 1 | 26 | 26 |  | Steele | Vienna | 230 | 230 | Wood H Frame | 28.17 | 0 | 1 | 1590 ACSR | 0 | 0 | 0 | 0 | 0 | 0 | 0 | 0 | 0 | 0 | 0 | 0 | 0 | 0 | 0 | 0 | 0 | 0 | 0 | 0 | 0 | 0 | 0 | 12 | 1
NO |  | 43 | 2016 | 1 | 28 | 28 |  | Church | Steele | 138 | 138 | Wood H Frame | 25.7 | 0 | 1 | 477 ACSR | 0 | 0 | 0 | 0 | 0 | 0 | 0 | 0 | 0 | 0 | 0 | 0 | 0 | 0 | 0 | 0 | 0 | 0 | 0 | 0 | 0 | 0 | 0 | 12 | 1
NO |  | 43 | 2016 | 1 | 29 | 29 |  | Milford | Milford City | 138 | 138 | Wood poles | 0.24 | 0 | 1 | 336.4 ACSR | 0 | 0 | 0 | 0 | 0 | 0 | 0 | 0 | 0 | 0 | 0 | 0 | 0 | 0 | 0 | 0 | 0 | 0 | 0 | 0 | 0 | 0 | 0 | 12 | 1
NO |  | 43 | 2016 | 1 | 30 | 30 |  | Nelson | Indian River | 138 | 138 | Wood H Frame | 21.41 | 0 | 1 | 477 ACSR | 0 | 0 | 0 | 0 | 0 | 0 | 0 | 0 | 0 | 0 | 0 | 0 | 0 | 0 | 0 | 0 | 0 | 0 | 0 | 0 | 0 | 0 | 0 | 12 | 1
NO |  | 43 | 2016 | 1 | 31 | 31 |  | Cheswold | Felton | 138 | 138 | Wood poles | 14.37 | 0 | 1 | 954 ACSR | 0 | 0 | 0 | 0 | 0 | 0 | 0 | 0 | 0 | 0 | 0 | 0 | 0 | 0 | 0 | 0 | 0 | 0 | 0 | 0 | 0 | 0 | 0 | 12 | 1
NO |  | 43 | 2016 | 1 | 32 | 32 |  | Indian River | Robinsonville | 138 | 138 | Wood poles | 11.74 | 0 | 1 | 954 ACSR | 0 | 0 | 0 | 0 | 0 | 0 | 0 | 0 | 0 | 0 | 0 | 0 | 0 | 0 | 0 | 0 | 0 | 0 | 0 | 0 | 0 | 0 | 0 | 12 | 1
NO |  | 43 | 2016 | 1 | 33 | 33 |  | Robinsonville | Rehoboth | 138 | 138 | Steel poles | 6.9 | 0 | 1 | 954 ACSR | 0 | 0 | 0 | 0 | 0 | 0 | 0 | 0 | 0 | 0 | 0 | 0 | 0 | 0 | 0 | 0 | 0 | 0 | 0 | 0 | 0 | 0 | 0 | 12 | 1
NO |  | 43 | 2016 | 1 | 34 | 34 |  | Vienna | Nelson | 138 | 138 | Wood H Frame | 13.68 | 0 | 1 | 954 ACSR | 0 | 0 | 0 | 0 | 0 | 0 | 0 | 0 | 0 | 0 | 0 | 0 | 0 | 0 | 0 | 0 | 0 | 0 | 0 | 0 | 0 | 0 | 0 | 12 | 1
NO |  | 43 | 2016 | 1 | 35 | 35 |  | Felton | South Harrington | 138 | 138 | Wood poles | 8.49 | 0 | 1 | 954 ACSR | 0 | 0 | 0 | 0 | 0 | 0 | 0 | 0 | 0 | 0 | 0 | 0 | 0 | 0 | 0 | 0 | 0 | 0 | 0 | 0 | 0 | 0 | 0 | 12 | 1
NO |  | 43 | 2016 | 2 | 1 | 1 |  | Vienna | Vienna (AT20) | 138 | 138 | wood poles | 0.17 | 0 | 1 | 1590 ACSR | 0 | 0 | 0 | 0 | 0 | 0 | 0 | 0 | 0 | 0 | 0 | 0 | 0 | 0 | 0 | 0 | 0 | 0 | 0 | 0 | 0 | 0 | 0 | 12 | 1
NO |  | 43 | 2016 | 2 | 2 | 2 |  | Easton | Steele | 138 | 138 | Steel poles | 23.61 | 0 | 1 | 996.2 ACSR | 0 | 0 | 0 | 0 | 0 | 0 | 0 | 0 | 0 | 0 | 0 | 0 | 0 | 0 | 0 | 0 | 0 | 0 | 0 | 0 | 0 | 0 | 0 | 12 | 1
NO |  | 43 | 2016 | 2 | 3 | 3 |  | Loretto | Kings Creek | 138 | 138 | Wood H Frame | 7.18 | 0 | 1 | 954 ACSR | 0 | 0 | 0 | 0 | 0 | 0 | 0 | 0 | 0 | 0 | 0 | 0 | 0 | 0 | 0 | 0 | 0 | 0 | 0 | 0 | 0 | 0 | 0 | 12 | 1
NO |  | 43 | 2016 | 2 | 4 | 4 |  | Kings Creek | Pocomoke | 138 | 138 | Wood H Frame | 9.14 | 0 | 1 | 954 ACSR | 0 | 0 | 0 | 0 | 0 | 0 | 0 | 0 | 0 | 0 | 0 | 0 | 0 | 0 | 0 | 0 | 0 | 0 | 0 | 0 | 0 | 0 | 0 | 12 | 1
NO |  | 43 | 2016 | 2 | 5 | 5 |  | Indian River | Bishop | 138 | 138 | Steel poles | 12.33 | 0 | 1 | 1590 ACSR | 0 | 0 | 0 | 0 | 0 | 0 | 0 | 0 | 0 | 0 | 0 | 0 | 0 | 0 | 0 | 0 | 0 | 0 | 0 | 0 | 0 | 0 | 0 | 12 | 1
NO |  | 43 | 2016 | 2 | 6 | 6 |  | Indian River | Bishop | 138 | 138 | Steel poles | 0.5 | 11.83 | 1 | 1590 ACSR | 0 | 0 | 0 | 0 | 0 | 0 | 0 | 0 | 0 | 0 | 0 | 0 | 0 | 0 | 0 | 0 | 0 | 0 | 0 | 0 | 0 | 0 | 0 | 12 | 1
NO |  | 43 | 2016 | 2 | 7 | 7 |  | Church | Wye Mills | 138 | 138 | Steel poles | 0.25 | 25.43 | 1 | 1590 ACSR | 0 | 0 | 0 | 0 | 0 | 0 | 0 | 0 | 0 | 0 | 0 | 0 | 0 | 0 | 0 | 0 | 0 | 0 | 0 | 0 | 0 | 0 | 0 | 12 | 1
NO |  | 43 | 2016 | 2 | 8 | 8 |  | Ocean Bay | 138th Street | 138 | 138 | Wood poles | 2.97 | 0 | 1 | 966.2 ACSR | 0 | 0 | 0 | 0 | 0 | 0 | 0 | 0 | 0 | 0 | 0 | 0 | 0 | 0 | 0 | 0 | 0 | 0 | 0 | 0 | 0 | 0 | 0 | 12 | 1
NO |  | 43 | 2016 | 2 | 9 | 9 |  | 138th Street | Bethany | 138 | 138 | Steel poles | 6.12 | 0 | 1 | 954 ACSR | 0 | 0 | 0 | 0 | 0 | 0 | 0 | 0 | 0 | 0 | 0 | 0 | 0 | 0 | 0 | 0 | 0 | 0 | 0 | 0 | 0 | 0 | 0 | 12 | 1
NO |  | 43 | 2016 | 2 | 10 | 10 |  | Roxana | Bethany | 138 | 138 | Wood H frame | 3.65 | 0 | 1 | 954 ACSR | 0 | 0 | 0 | 0 | 0 | 0 | 0 | 0 | 0 | 0 | 0 | 0 | 0 | 0 | 0 | 0 | 0 | 0 | 0 | 0 | 0 | 0 | 0 | 12 | 1
NO |  | 43 | 2016 | 2 | 11 | 11 |  | Indian River | Roxana | 138 | 138 | Wood H frame | 8.54 | 0 | 1 | 954 ACSS & 954ACR | 0 | 0 | 0 | 0 | 0 | 0 | 0 | 0 | 0 | 0 | 0 | 0 | 0 | 0 | 0 | 0 | 0 | 0 | 0 | 0 | 0 | 0 | 0 | 12 | 1
NO |  | 43 | 2016 | 2 | 12 | 12 |  | Indian River AT20 | Indian River 138 | 138 | 138 | Steel poles | 0.18 | 0 | 1 | 1590 ACSR | 0 | 0 | 0 | 0 | 0 | 0 | 0 | 0 | 0 | 0 | 0 | 0 | 0 | 0 | 0 | 0 | 0 | 0 | 0 | 0 | 0 | 0 | 0 | 12 | 1
NO |  | 43 | 2016 | 2 | 13 | 13 |  | Indian River AT22 | Indian River 138 | 138 | 138 | Steel poles | 0.21 | 0 | 1 | 1949 ACSS | 0 | 0 | 0 | 0 | 0 | 0 | 0 | 0 | 0 | 0 | 0 | 0 | 0 | 0 | 0 | 0 | 0 | 0 | 0 | 0 | 0 | 0 | 0 | 12 | 1
NO |  | 43 | 2016 | 2 | 14 | 14 |  | Indian River AT 22 | Indian River 138 | 138 | 138 | UG | 0.07 | 0 | 0 | 2000KCMIL CU | 0 | 0 | 0 | 0 | 0 | 0 | 0 | 0 | 0 | 0 | 0 | 0 | 0 | 0 | 0 | 0 | 0 | 0 | 0 | 0 | 0 | 0 | 0 | 12 | 1
NO |  | 43 | 2016 | 2 | 15 | 15 |  | Steele | Hillsboro | 138 | 138 | Wood H frame | 7.24 | 0 | 1 | 954 ACSR | 0 | 0 | 0 | 0 | 0 | 0 | 0 | 0 | 0 | 0 | 0 | 0 | 0 | 0 | 0 | 0 | 0 | 0 | 0 | 0 | 0 | 0 | 0 | 12 | 1
NO |  | 43 | 2016 | 2 | 16 | 16 |  | New Church | Oak Hall | 138 | 138 | Wood poles | 3.68 | 0 | 1 | 954 ACSR | 0 | 0 | 0 | 0 | 0 | 0 | 0 | 0 | 0 | 0 | 0 | 0 | 0 | 0 | 0 | 0 | 0 | 0 | 0 | 0 | 0 | 0 | 0 | 12 | 1
NO |  | 43 | 2016 | 2 | 17 | 17 |  | Piney Grove | New Church | 138 | 138 | Wood H Frame | 21.79 | 0 | 1 | 477 ACSR | 0 | 0 | 0 | 0 | 0 | 0 | 0 | 0 | 0 | 0 | 0 | 0 | 0 | 0 | 0 | 0 | 0 | 0 | 0 | 0 | 0 | 0 | 0 | 12 | 1
NO |  | 43 | 2016 | 2 | 18 | 18 |  | New Church | Oak Hall | 138 | 138 | Wood H frame | 3.56 | 0 | 1 | 556.5 ACSS | 0 | 0 | 0 | 0 | 0 | 0 | 0 | 0 | 0 | 0 | 0 | 0 | 0 | 0 | 0 | 0 | 0 | 0 | 0 | 0 | 0 | 0 | 0 | 12 | 1
NO |  | 43 | 2016 | 2 | 19 | 19 |  | Indian River | Conaway | 138 | 138 | Wood H frame | 8.5 | 0 | 1 | 954 ACSR | 0 | 0 | 0 | 0 | 0 | 0 | 0 | 0 | 0 | 0 | 0 | 0 | 0 | 0 | 0 | 0 | 0 | 0 | 0 | 0 | 0 | 0 | 0 | 12 | 1
NO |  | 43 | 2016 | 2 | 20 | 20 |  | Conaway | N. Seaford | 138 | 138 | Wood H Frame | 16.94 | 0 | 1 | 954 ACSR | 0 | 0 | 0 | 0 | 0 | 0 | 0 | 0 | 0 | 0 | 0 | 0 | 0 | 0 | 0 | 0 | 0 | 0 | 0 | 0 | 0 | 0 | 0 | 12 | 1
NO |  | 43 | 2016 | 2 | 21 | 21 |  | Clayton | Cheswold | 138 | 138 | wood poles | 6.62 | 0 | 1 | 954 ACSR | 0 | 0 | 0 | 0 | 0 | 0 | 0 | 0 | 0 | 0 | 0 | 0 | 0 | 0 | 0 | 0 | 0 | 0 | 0 | 0 | 0 | 0 | 0 | 12 | 1
NO |  | 43 | 2016 | 2 | 22 | 22 |  | N. Seaford | S. Harrington | 138 | 138 | wood poles | 16.22 | 0 | 1 | 954 ACSR | 0 | 0 | 0 | 0 | 0 | 0 | 0 | 0 | 0 | 0 | 0 | 0 | 0 | 0 | 0 | 0 | 0 | 0 | 0 | 0 | 0 | 0 | 0 | 12 | 1
NO |  | 43 | 2016 | 2 | 23 | 23 |  | Clayton | DEMEC | 138 | 138 | steel poles | 0.7 | 0 | 1 | 954 ACSR | 0 | 0 | 0 | 0 | 0 | 0 | 0 | 0 | 0 | 0 | 0 | 0 | 0 | 0 | 0 | 0 | 0 | 0 | 0 | 0 | 0 | 0 | 0 | 12 | 1
NO |  | 43 | 2016 | 2 | 24 | 24 |  | Farmview | Milford | 138 | 138 | wood poles | 2.44 | 0 | 1 | 954 ACSR | 0 | 0 | 0 | 0 | 0 | 0 | 0 | 0 | 0 | 0 | 0 | 0 | 0 | 0 | 0 | 0 | 0 | 0 | 0 | 0 | 0 | 0 | 0 | 12 | 1
NO |  | 43 | 2016 | 2 | 25 | 25 |  | Farmview | S. Harrington | 138 | 138 | wood poles | 7.72 | 0 | 1 | 954 ACSR | 0 | 0 | 0 | 0 | 0 | 0 | 0 | 0 | 0 | 0 | 0 | 0 | 0 | 0 | 0 | 0 | 0 | 0 | 0 | 0 | 0 | 0 | 0 | 12 | 1
NO |  | 43 | 2016 | 2 | 26 | 26 |  | Piney Grove | Loretto | 138 | 138 | wood h frame | 9.49 | 0 | 1 | 477 ACSR | 0 | 0 | 0 | 0 | 0 | 0 | 0 | 0 | 0 | 0 | 0 | 0 | 0 | 0 | 0 | 0 | 0 | 0 | 0 | 0 | 0 | 0 | 0 | 12 | 1
NO |  | 43 | 2016 | 2 | 27 | 27 |  | Bishop | Worcester | 138 | 138 | wood H frame | 5.33 | 0 | 1 | 954 ACSR | 0 | 0 | 0 | 0 | 0 | 0 | 0 | 0 | 0 | 0 | 0 | 0 | 0 | 0 | 0 | 0 | 0 | 0 | 0 | 0 | 0 | 0 | 0 | 12 | 1
NO |  | 43 | 2016 | 2 | 28 | 28 |  | Loretto | Vienna | 138 | 138 | wood h frame | 19.43 | 0 | 1 | 1590 ACSR | 0 | 0 | 0 | 0 | 0 | 0 | 0 | 0 | 0 | 0 | 0 | 0 | 0 | 0 | 0 | 0 | 0 | 0 | 0 | 0 | 0 | 0 | 0 | 12 | 1
NO |  | 43 | 2016 | 2 | 29 | 29 |  | Bishop | Ocean Bay | 138 | 138 | Wood H frame | 7.21 | 0 | 1 | 954 ACSR | 0 | 0 | 0 | 0 | 0 | 0 | 0 | 0 | 0 | 0 | 0 | 0 | 0 | 0 | 0 | 0 | 0 | 0 | 0 | 0 | 0 | 0 | 0 | 12 | 1
NO |  | 43 | 2016 | 2 | 30 | 30 |  | Bishop | Ocean Bay | 138 | 138 | UG | 2.76 | 0 | 0 | 3250 kcmil | 0 | 0 | 0 | 0 | 0 | 0 | 0 | 0 | 0 | 0 | 0 | 0 | 0 | 0 | 0 | 0 | 0 | 0 | 0 | 0 | 0 | 0 | 0 | 12 | 1
NO |  | 43 | 2016 | 2 | 31 | 31 |  | Pocomoke | Oak Hall | 138 | 138 | Wood H frame | 8.57 | 0 | 1 | 954 ACSR | 0 | 0 | 0 | 0 | 0 | 0 | 0 | 0 | 0 | 0 | 0 | 0 | 0 | 0 | 0 | 0 | 0 | 0 | 0 | 0 | 0 | 0 | 0 | 12 | 1
NO |  | 43 | 2016 | 2 | 32 | 32 |  | Hillsboro | Wye Mills | 138 | 138 | Wood H Frame | 8.59 | 0 | 1 | 954 ACSR | 0 | 0 | 0 | 0 | 0 | 0 | 0 | 0 | 0 | 0 | 0 | 0 | 0 | 0 | 0 | 0 | 0 | 0 | 0 | 0 | 0 | 0 | 0 | 12 | 1
NO |  | 43 | 2016 | 2 | 33 | 33 |  | Wattsvill | Oak Hall | 138 | 138 | steel poles | 3.9 | 0 | 1 | 954 ACSR | 0 | 0 | 0 | 0 | 0 | 0 | 0 | 0 | 0 | 0 | 0 | 0 | 0 | 0 | 0 | 0 | 0 | 0 | 0 | 0 | 0 | 0 | 0 | 12 | 1
NO |  | 43 | 2016 | 2 | 34 | 34 |  | Glasgow | Mt Pleasant | 138 | 138 | steel poles | 10.99 | 0 | 1 | 1590 ACSR | 0 | 0 | 0 | 0 | 0 | 0 | 0 | 0 | 0 | 0 | 0 | 0 | 0 | 0 | 0 | 0 | 0 | 0 | 0 | 0 | 0 | 0 | 0 | 12 | 1
NO |  | 43 | 2016 | 2 | 35 | 35 |  | Red Lion West | Reybold | 138 | 138 | steel poles | 1.11 | 0 | 1 | 954 ACSR | 0 | 0 | 0 | 0 | 0 | 0 | 0 | 0 | 0 | 0 | 0 | 0 | 0 | 0 | 0 | 0 | 0 | 0 | 0 | 0 | 0 | 0 | 0 | 12 | 1
NO |  | 43 | 2016 | 3 | 1 | 1 |  | New Castle | Town of New Castle | 138 | 138 | steel poles | 0.39 | 0 | 1 | 954 ACSR | 0 | 0 | 0 | 0 | 0 | 0 | 0 | 0 | 0 | 0 | 0 | 0 | 0 | 0 | 0 | 0 | 0 | 0 | 0 | 0 | 0 | 0 | 0 | 12 | 1
NO |  | 43 | 2016 | 3 | 2 | 2 |  | Edgemoor | Brandywine | 138 | 138 | steel poles | 2.52 | 0 | 1 | 954 ACSR | 0 | 0 | 0 | 0 | 0 | 0 | 0 | 0 | 0 | 0 | 0 | 0 | 0 | 0 | 0 | 0 | 0 | 0 | 0 | 0 | 0 | 0 | 0 | 12 | 1
NO |  | 43 | 2016 | 3 | 3 | 3 |  | Edgemoor | Christiana | 138 | 138 | steel towers | 2.56 | 0.15 | 1 | 954 ACSR | 0 | 0 | 0 | 0 | 0 | 0 | 0 | 0 | 0 | 0 | 0 | 0 | 0 | 0 | 0 | 0 | 0 | 0 | 0 | 0 | 0 | 0 | 0 | 12 | 1
NO |  | 43 | 2016 | 3 | 4 | 4 |  | Keeney | Churchmans | 138 | 138 | steel poles | 6.05 | 0 | 1 | 1590 ACSR | 0 | 0 | 0 | 0 | 0 | 0 | 0 | 0 | 0 | 0 | 0 | 0 | 0 | 0 | 0 | 0 | 0 | 0 | 0 | 0 | 0 | 0 | 0 | 12 | 1
NO |  | 43 | 2016 | 3 | 5 | 5 |  | Churchmans | Basin Road | 138 | 138 | steel poles | 0.93 | 2.5 | 1 | 636 ACSR bundled | 0 | 0 | 0 | 0 | 0 | 0 | 0 | 0 | 0 | 0 | 0 | 0 | 0 | 0 | 0 | 0 | 0 | 0 | 0 | 0 | 0 | 0 | 0 | 12 | 1
NO |  | 43 | 2016 | 3 | 6 | 6 |  | Mt Pleasant | Townsend | 138 | 138 | steel poles | 11.17 | 0 | 1 | 1590 ACSR | 0 | 0 | 0 | 0 | 0 | 0 | 0 | 0 | 0 | 0 | 0 | 0 | 0 | 0 | 0 | 0 | 0 | 0 | 0 | 0 | 0 | 0 | 0 | 12 | 1
NO |  | 43 | 2016 | 3 | 7 | 7 |  | Keeney | Glasgow | 138 | 138 | steel poles | 3.33 | 0 | 1 | 636 ACSR | 0 | 0 | 0 | 0 | 0 | 0 | 0 | 0 | 0 | 0 | 0 | 0 | 0 | 0 | 0 | 0 | 0 | 0 | 0 | 0 | 0 | 0 | 0 | 12 | 1
NO |  | 43 | 2016 | 3 | 8 | 8 |  | New Castle | Hares Corner | 138 | 138 | steel poles | 3.68 | 0 | 1 | 954 ACSR | 0 | 0 | 0 | 0 | 0 | 0 | 0 | 0 | 0 | 0 | 0 | 0 | 0 | 0 | 0 | 0 | 0 | 0 | 0 | 0 | 0 | 0 | 0 | 12 | 1
NO |  | 43 | 2016 | 3 | 9 | 9 |  | Hares corner | Red Lion | 138 | 138 | wood poles | 4.57 | 0.68 | 1 | 954 ACSR | 0 | 0 | 0 | 0 | 0 | 0 | 0 | 0 | 0 | 0 | 0 | 0 | 0 | 0 | 0 | 0 | 0 | 0 | 0 | 0 | 0 | 0 | 0 | 12 | 1
NO |  | 43 | 2016 | 3 | 10 | 10 |  | Christiana | New Castle | 138 | 138 | steel towers | 0.75 | 3.46 | 1 | 636 ACSR | 0 | 0 | 0 | 0 | 0 | 0 | 0 | 0 | 0 | 0 | 0 | 0 | 0 | 0 | 0 | 0 | 0 | 0 | 0 | 0 | 0 | 0 | 0 | 12 | 1
NO |  | 43 | 2016 | 3 | 11 | 11 |  | Basin Road | Bear | 138 | 138 | wood poles | 4.57 | 0 | 1 | 954 ACSR | 0 | 0 | 0 | 0 | 0 | 0 | 0 | 0 | 0 | 0 | 0 | 0 | 0 | 0 | 0 | 0 | 0 | 0 | 0 | 0 | 0 | 0 | 0 | 12 | 1
NO |  | 43 | 2016 | 3 | 12 | 12 |  | Keeney | Sunset Lake | 138 | 138 | wood poles | 2.28 | 0 | 1 | 954 ACSR | 0 | 0 | 0 | 0 | 0 | 0 | 0 | 0 | 0 | 0 | 0 | 0 | 0 | 0 | 0 | 0 | 0 | 0 | 0 | 0 | 0 | 0 | 0 | 12 | 1
NO |  | 43 | 2016 | 3 | 13 | 13 |  | Red Lion | Reybold | 138 | 138 | steel poles | 0.14 | 1.11 | 1 | 954 ACSR | 0 | 0 | 0 | 0 | 0 | 0 | 0 | 0 | 0 | 0 | 0 | 0 | 0 | 0 | 0 | 0 | 0 | 0 | 0 | 0 | 0 | 0 | 0 | 12 | 1
NO |  | 43 | 2016 | 3 | 14 | 14 |  | Glasgow | Cecil | 138 | 138 | steel poles | 5.25 | 0 | 1 | 795 ACSR | 0 | 0 | 0 | 0 | 0 | 0 | 0 | 0 | 0 | 0 | 0 | 0 | 0 | 0 | 0 | 0 | 0 | 0 | 0 | 0 | 0 | 0 | 0 | 12 | 1
NO |  | 43 | 2016 | 3 | 15 | 15 |  | Basin Road | Kiamensi | 138 | 138 | steel towers | 3.2 | 0 | 1 | 954 ACSR | 0 | 0 | 0 | 0 | 0 | 0 | 0 | 0 | 0 | 0 | 0 | 0 | 0 | 0 | 0 | 0 | 0 | 0 | 0 | 0 | 0 | 0 | 0 | 12 | 1
NO |  | 43 | 2016 | 3 | 16 | 16 |  | Basin Road | New Castle | 138 | 138 | steel towers | 0.11 | 2.94 | 1 | 954 ACSR | 0 | 0 | 0 | 0 | 0 | 0 | 0 | 0 | 0 | 0 | 0 | 0 | 0 | 0 | 0 | 0 | 0 | 0 | 0 | 0 | 0 | 0 | 0 | 12 | 1
NO |  | 43 | 2016 | 3 | 17 | 17 |  | Keeney | Chapel Street | 138 | 138 | steel poles | 1.27 | 2.81 | 1 | 954 ACSR | 0 | 0 | 0 | 0 | 0 | 0 | 0 | 0 | 0 | 0 | 0 | 0 | 0 | 0 | 0 | 0 | 0 | 0 | 0 | 0 | 0 | 0 | 0 | 12 | 1
NO |  | 43 | 2016 | 3 | 18 | 18 |  | Harmony | Chapel Street | 138 | 138 | steel poles | 3.31 | 0 | 1 | 336 ACSR | 0 | 0 | 0 | 0 | 0 | 0 | 0 | 0 | 0 | 0 | 0 | 0 | 0 | 0 | 0 | 0 | 0 | 0 | 0 | 0 | 0 | 0 | 0 | 12 | 1
NO |  | 43 | 2016 | 3 | 19 | 19 |  | Keeney EHV | Keeney 138 | 138 | 138 | steel poles | 0.24 | 0 | 1 | 1590 ACSR | 0 | 0 | 0 | 0 | 0 | 0 | 0 | 0 | 0 | 0 | 0 | 0 | 0 | 0 | 0 | 0 | 0 | 0 | 0 | 0 | 0 | 0 | 0 | 12 | 1
NO |  | 43 | 2016 | 3 | 20 | 20 |  | Carrcroft | Talleyville | 138 | 138 | wood poles | 3.56 | 0 | 1 | 477 AA | 0 | 0 | 0 | 0 | 0 | 0 | 0 | 0 | 0 | 0 | 0 | 0 | 0 | 0 | 0 | 0 | 0 | 0 | 0 | 0 | 0 | 0 | 0 | 12 | 1
NO |  | 43 | 2016 | 3 | 21 | 21 |  | Edgemoor | Carrcroft | 138 | 138 | steel towers | 0.84 | 2.81 | 1 | 954 ACSR | 0 | 0 | 0 | 0 | 0 | 0 | 0 | 0 | 0 | 0 | 0 | 0 | 0 | 0 | 0 | 0 | 0 | 0 | 0 | 0 | 0 | 0 | 0 | 12 | 1
NO |  | 43 | 2016 | 3 | 22 | 22 |  | Motiva | Reybold | 138 | 138 | wood poles | 0.08 | 0 | 1 | 954 ACSR | 0 | 0 | 0 | 0 | 0 | 0 | 0 | 0 | 0 | 0 | 0 | 0 | 0 | 0 | 0 | 0 | 0 | 0 | 0 | 0 | 0 | 0 | 0 | 12 | 1
NO |  | 43 | 2016 | 3 | 23 | 23 |  | Carrcroft | West Wilmington | 138 | 138 | steel towers | 4.33 | 0 | 1 | 954 ACSR | 0 | 0 | 0 | 0 | 0 | 0 | 0 | 0 | 0 | 0 | 0 | 0 | 0 | 0 | 0 | 0 | 0 | 0 | 0 | 0 | 0 | 0 | 0 | 12 | 1
NO |  | 43 | 2016 | 3 | 24 | 24 |  | West Wilmington | Silverbrook | 138 | 138 | steel poles | 1.97 | 0 | 1 | 954 ACSR | 0 | 0 | 0 | 0 | 0 | 0 | 0 | 0 | 0 | 0 | 0 | 0 | 0 | 0 | 0 | 0 | 0 | 0 | 0 | 0 | 0 | 0 | 0 | 12 | 1
NO |  | 43 | 2016 | 3 | 25 | 25 |  | Harmony | Kiamensi | 138 | 138 | steel poles | 4.22 | 0 | 1 | 1590 ACSR | 0 | 0 | 0 | 0 | 0 | 0 | 0 | 0 | 0 | 0 | 0 | 0 | 0 | 0 | 0 | 0 | 0 | 0 | 0 | 0 | 0 | 0 | 0 | 12 | 1
NO |  | 43 | 2016 | 3 | 26 | 26 |  | Kiamensi | Silverbrook | 138 | 138 | steel towers | 2.7 | 1 | 1 | 954 ACSR | 0 | 0 | 0 | 0 | 0 | 0 | 0 | 0 | 0 | 0 | 0 | 0 | 0 | 0 | 0 | 0 | 0 | 0 | 0 | 0 | 0 | 0 | 0 | 12 | 1
NO |  | 43 | 2016 | 3 | 27 | 27 |  | Brandywine | Carrcroft | 138 | 138 | steel towers | 0 | 2.87 | 1 | 954 ACSR | 0 | 0 | 0 | 0 | 0 | 0 | 0 | 0 | 0 | 0 | 0 | 0 | 0 | 0 | 0 | 0 | 0 | 0 | 0 | 0 | 0 | 0 | 0 | 12 | 1
NO |  | 43 | 2016 | 3 | 28 | 28 |  | Brandywine | Carrcroft | 138 | 138 | UG | 1.36 | 0 | 0 | 2750 kcmil | 0 | 0 | 0 | 0 | 0 | 0 | 0 | 0 | 0 | 0 | 0 | 0 | 0 | 0 | 0 | 0 | 0 | 0 | 0 | 0 | 0 | 0 | 0 | 12 | 1
NO |  | 43 | 2016 | 3 | 29 | 29 |  | Red Lion | Bloom Energy | 138 | 138 | Steel poles | 0.44 | 0 | 1 | 954 ACSR | 0 | 0 | 0 | 0 | 0 | 0 | 0 | 0 | 0 | 0 | 0 | 0 | 0 | 0 | 0 | 0 | 0 | 0 | 0 | 0 | 0 | 0 | 0 | 12 | 1
NO |  | 43 | 2016 | 3 | 30 | 30 |  | Cedar Creek | Clayton | 138 | 138 | wood poles | 9.23 | 0 | 1 | 954 ACSR | 0 | 0 | 0 | 0 | 0 | 0 | 0 | 0 | 0 | 0 | 0 | 0 | 0 | 0 | 0 | 0 | 0 | 0 | 0 | 0 | 0 | 0 | 0 | 12 | 1
NO |  | 43 | 2016 | 3 | 31 | 31 |  | Townsend | Church | 138 | 138 | steel poles | 12.3 | 0 | 1 | 636 ACSR | 0 | 0 | 0 | 0 | 0 | 0 | 0 | 0 | 0 | 0 | 0 | 0 | 0 | 0 | 0 | 0 | 0 | 0 | 0 | 0 | 0 | 0 | 0 | 12 | 1
NO |  | 43 | 2016 | 3 | 32 | 32 |  | Kiamensi | Milltown | 138 | 138 | wood poles | 1.36 | 1.28 | 1 | 954 ACSR | 0 | 0 | 0 | 0 | 0 | 0 | 0 | 0 | 0 | 0 | 0 | 0 | 0 | 0 | 0 | 0 | 0 | 0 | 0 | 0 | 0 | 0 | 0 | 12 | 1
NO |  | 43 | 2016 | 3 | 33 | 33 |  | Milltown | Valley Road | 138 | 138 | wood poles | 4.65 | 0 | 1 | 954 ACSR | 0 | 0 | 0 | 0 | 0 | 0 | 0 | 0 | 0 | 0 | 0 | 0 | 0 | 0 | 0 | 0 | 0 | 0 | 0 | 0 | 0 | 0 | 0 | 12 | 1
NO |  | 43 | 2016 | 3 | 34 | 34 |  | Valley Road | Hockessin | 138 | 138 | wood poles | 1.78 | 0 | 1 | 954 ACSR | 0 | 0 | 0 | 0 | 0 | 0 | 0 | 0 | 0 | 0 | 0 | 0 | 0 | 0 | 0 | 0 | 0 | 0 | 0 | 0 | 0 | 0 | 0 | 12 | 1
NO |  | 43 | 2016 | 3 | 35 | 35 |  | Kiamensi | Hockessin | 138 | 138 | wood poles | 6.26 | 0 | 1 | 954 ACSR | 0 | 0 | 0 | 0 | 0 | 0 | 0 | 0 | 0 | 0 | 0 | 0 | 0 | 0 | 0 | 0 | 0 | 0 | 0 | 0 | 0 | 0 | 0 | 12 | 1
NO |  | 43 | 2016 | 4 | 1 | 1 |  | Reybold | Lums Pond | 138 | 138 | wood poles | 8.22 | 0 | 1 | 954 ACSR | 0 | 0 | 0 | 0 | 0 | 0 | 0 | 0 | 0 | 0 | 0 | 0 | 0 | 0 | 0 | 0 | 0 | 0 | 0 | 0 | 0 | 0 | 0 | 12 | 1
NO |  | 43 | 2016 | 4 | 2 | 2 |  | Lums pond | Mt Pleasant | 138 | 138 | wood poles | 9.72 | 0 | 1 | 954 ACSR | 0 | 0 | 0 | 0 | 0 | 0 | 0 | 0 | 0 | 0 | 0 | 0 | 0 | 0 | 0 | 0 | 0 | 0 | 0 | 0 | 0 | 0 | 0 | 12 | 1
NO |  | 43 | 2016 | 4 | 3 | 3 |  | Bear | Sunset Lake | 138 | 138 | wood poles | 5.31 | 0 | 1 | 954 ACSR | 0 | 0 | 0 | 0 | 0 | 0 | 0 | 0 | 0 | 0 | 0 | 0 | 0 | 0 | 0 | 0 | 0 | 0 | 0 | 0 | 0 | 0 | 0 | 12 | 1
NO |  | 43 | 2016 | 4 | 4 | 4 |  | Glasgow | Mt Pleasant | 138 | 138 | steel poles | 11.1 | 0 | 1 | 1590 ACSR | 0 | 0 | 0 | 0 | 0 | 0 | 0 | 0 | 0 | 0 | 0 | 0 | 0 | 0 | 0 | 0 | 0 | 0 | 0 | 0 | 0 | 0 | 0 | 12 | 1
NO |  | 43 | 2016 | 4 | 5 | 5 |  | Oak Hall | Eastern Shore Solar | 138 | 138 | steel poles | 0.06 | 0 | 1 | 954 ACSR | 0 | 0 | 0 | 0 | 0 | 0 | 0 | 0 | 0 | 0 | 0 | 0 | 0 | 0 | 0 | 0 | 0 | 0 | 0 | 0 | 0 | 0 | 0 | 12 | 1
NO |  | 44 | 2016 | 0 | 1 | 1 |  | Overhead Group |  | 230 | 230 | Tower | 0.29 | 0 | 0 |  | 0 | 0 | 0 | 0 | 0 | 0 | 0 | 0 | 0 | 0 | 0 | 0 | 0 | 0 | 0 | 0 | 0 | 0 | 0 | 0 | 0 | 0 | 0 | 12 | 1
NO |  | 44 | 2016 | 0 | 36 | 36 |  | TOTAL |  | 0 | 0 |  | 0.29 | 0 | 0 |  | 0 | 0 | 0 | 0 | 0 | 0 | 0 | 0 | 0 | 0 | 0 | 0 | 0 | 0 | 0 | 0 | 0 | 0 | 0 | 0 | 0 | 0 | 0 | 12 | 1
NO |  | 45 | 2016 | 0 | 1 | 1 |  | Antioch Tie | Appalachian Power | 525 | 525 | Tower | 27.89 | 0 | 1 | 2515 | 0 | 0 | 0 | 0 | 0 | 0 | 0 | 0 | 0 | 0 | 0 | 0 | 0 | 0 | 660450744 | 660450745 | 0 | 0 | 0 | 0 | 0 | 0 | 0 | 12 | 1
NO |  | 45 | 2016 | 0 | 2 | 2 |  | Cliffside Steam Sta #6 | McGuire SW | 525 | 525 | Tower | 48.7 | 0 | 1 | 2515 | 0 | 0 | 0 | 0 | 0 | 0 | 0 | 0 | 0 | 0 | 0 | 0 | 0 | 0 | 0 | 0 | 0 | 0 | 0 | 0 | 0 | 0 | 0 | 12 | 1
NO |  | 45 | 2016 | 0 | 3 | 3 |  | Cliffside Stm | Cliffside SW | 525 | 525 | Tower & Pole | 1.14 | 0 | 1 | 2515 | 0 | 0 | 0 | 0 | 0 | 0 | 0 | 0 | 0 | 0 | 0 | 0 | 0 | 0 | 0 | 0 | 0 | 0 | 0 | 0 | 0 | 0 | 0 | 12 | 1
NO |  | 45 | 2016 | 0 | 4 | 4 |  | Jocassee Tie | Bad Creek HYD | 525 | 525 | Tower | 9.27 | 0 | 1 | 2515 | 0 | 0 | 0 | 0 | 0 | 0 | 0 | 0 | 0 | 0 | 0 | 0 | 0 | 0 | 0 | 0 | 0 | 0 | 0 | 0 | 0 | 0 | 0 | 12 | 1
NO |  | 45 | 2016 | 0 | 5 | 5 |  | Jocassee Tie | Cliffside Tie | 525 | 525 | Tower | 70.57 | 0 | 1 | 2515 | 0 | 0 | 0 | 0 | 0 | 0 | 0 | 0 | 0 | 0 | 0 | 0 | 0 | 0 | 0 | 0 | 0 | 0 | 0 | 0 | 0 | 0 | 0 | 12 | 1
NO |  | 45 | 2016 | 0 | 6 | 6 |  | McGuire SW | Antioch Tie | 525 | 525 | Tower | 54.83 | 0 | 1 | 2515 | 0 | 0 | 0 | 0 | 0 | 0 | 0 | 0 | 0 | 0 | 0 | 0 | 0 | 0 | 0 | 0 | 0 | 0 | 0 | 0 | 0 | 0 | 0 | 12 | 1
NO |  | 45 | 2016 | 0 | 7 | 7 |  | MCGuire SW | Woodleaf Switching | 525 | 525 | Tower | 29.96 | 0 | 1 | 2515 | 0 | 0 | 0 | 0 | 0 | 0 | 0 | 0 | 0 | 0 | 0 | 0 | 0 | 0 | 0 | 0 | 0 | 0 | 0 | 0 | 0 | 0 | 0 | 12 | 1
NO |  | 45 | 2016 | 0 | 8 | 8 |  | Newport Tie | Progress Energy Rockingham | 525 | 525 | Tower | 48.33 | 0 | 1 | 2515 | 0 | 0 | 0 | 0 | 0 | 0 | 0 | 0 | 0 | 0 | 0 | 0 | 0 | 0 | 0 | 0 | 0 | 0 | 0 | 0 | 0 | 0 | 0 | 12 | 1
NO |  | 45 | 2016 | 0 | 9 | 9 |  | Newport Tie | McGuire Switching | 525 | 525 | Tower & Pole | 32.43 | 0 | 1 | 2515 | 0 | 0 | 0 | 0 | 0 | 0 | 0 | 0 | 0 | 0 | 0 | 0 | 0 | 0 | 0 | 0 | 0 | 0 | 0 | 0 | 0 | 0 | 0 | 12 | 1
NO |  | 45 | 2016 | 0 | 10 | 10 |  | Oconee Nuclear | Newport Tie | 525 | 525 | Tower | 107.47 | 0 | 1 | 2515 | 0 | 0 | 0 | 0 | 0 | 0 | 0 | 0 | 0 | 0 | 0 | 0 | 0 | 0 | 0 | 0 | 0 | 0 | 0 | 0 | 0 | 0 | 0 | 12 | 1
NO |  | 45 | 2016 | 0 | 11 | 11 |  | Oconee Nuclear | South Hall | 525 | 525 | Tower & Pole | 22.46 | 0 | 1 | 2515 | 0 | 0 | 0 | 0 | 0 | 0 | 0 | 0 | 0 | 0 | 0 | 0 | 0 | 0 | 0 | 0 | 0 | 0 | 0 | 0 | 0 | 0 | 0 | 12 | 1
NO |  | 45 | 2016 | 0 | 12 | 12 |  | Oconee Nuclear | Jocassee Tie | 525 | 525 | Tower | 20.89 | 0 | 1 | 2515 | 0 | 0 | 0 | 0 | 0 | 0 | 0 | 0 | 0 | 0 | 0 | 0 | 0 | 0 | 0 | 0 | 0 | 0 | 0 | 0 | 0 | 0 | 0 | 12 | 1
NO |  | 45 | 2016 | 0 | 13 | 13 |  | Pleasant Garden Tie | Parkwood Tie | 525 | 525 | Tower | 49.29 | 0 | 1 | 2515 | 0 | 0 | 0 | 0 | 0 | 0 | 0 | 0 | 0 | 0 | 0 | 0 | 0 | 0 | 0 | 0 | 0 | 0 | 0 | 0 | 0 | 0 | 0 | 12 | 1
NO |  | 45 | 2016 | 0 | 14 | 14 |  | Woodleaf Switching | Pleasant Garden Tie | 525 | 525 | Tower | 52.75 | 0 | 1 | 2515 | 0 | 0 | 0 | 0 | 0 | 0 | 0 | 0 | 0 | 0 | 0 | 0 | 0 | 0 | 0 | 0 | 0 | 0 | 0 | 0 | 0 | 0 | 0 | 12 | 1
NO |  | 45 | 2016 | 0 | 15 | 15 |  |  |  | 0 | 0 |  | 0 | 0 | 0 |  | 20646777 | 106612320 | 127259097 | 0 | 0 | 0 | 0 | 0 | 0 | 0 | 0 | 0 | 0 | 0 | 0 | 0 | 0 | 0 | 0 | 0 | 0 | 0 | 0 | 12 | 1
NO |  | 45 | 2016 | 0 | 16 | 16 |  | TOTAL 525 KV LINES |  | 0 | 0 |  | 575.98 | 0 | 14 |  | 20646777 | 106612320 | 127259097 | 0 | 0 | 0 | 0 | 0 | 0 | 0 | 0 | 0 | 0 | 0 | 0 | 0 | 0 | 0 | 0 | 0 | 0 | 0 | 0 | 12 | 1
NO |  | 45 | 2016 | 0 | 18 | 18 |  | Allen Steam | Catawba Nuclear | 230 | 230 | Tower | 10.91 | 0 | 2 | 1272 | 0 | 0 | 0 | 0 | 0 | 0 | 0 | 0 | 0 | 0 | 0 | 0 | 0 | 0 | 0 | 0 | 0 | 0 | 0 | 0 | 0 | 0 | 0 | 12 | 1
NO |  | 45 | 2016 | 0 | 19 | 19 |  | Allen Steam | Riverbend Steam | 230 | 230 | Tower | 12.58 | 0 | 2 | 1272 | 0 | 0 | 0 | 0 | 0 | 0 | 0 | 0 | 0 | 0 | 0 | 0 | 0 | 0 | 0 | 0 | 0 | 0 | 0 | 0 | 0 | 0 | 0 | 12 | 1
NO |  | 45 | 2016 | 0 | 20 | 20 |  | Allen Steam | Winecoff Tie | 230 | 230 | Tower | 32.17 | 0 | 2 | 954 & 1272 | 0 | 0 | 0 | 0 | 0 | 0 | 0 | 0 | 0 | 0 | 0 | 0 | 0 | 0 | 0 | 0 | 0 | 0 | 0 | 0 | 0 | 0 | 0 | 12 | 1
NO |  | 45 | 2016 | 0 | 21 | 21 |  | Allen Steam | Woodlawn Tie | 230 | 230 | Tower & Pole | 8.4 | 0 | 2 | 2156 | 0 | 0 | 0 | 0 | 0 | 0 | 0 | 0 | 0 | 0 | 0 | 0 | 0 | 0 | 0 | 0 | 0 | 0 | 0 | 0 | 0 | 0 | 0 | 12 | 1
NO |  | 45 | 2016 | 0 | 22 | 22 |  | Anderson Tie | Hodges Tie | 230 | 230 | Tower | 25.69 | 0 | 2 | 954 | 0 | 0 | 0 | 0 | 0 | 0 | 0 | 0 | 0 | 0 | 0 | 0 | 0 | 0 | 0 | 0 | 0 | 0 | 0 | 0 | 0 | 0 | 0 | 12 | 1
NO |  | 45 | 2016 | 0 | 23 | 23 |  | Antioch Tie | Wilkes Tie | 230 | 230 | Tower | 4.26 | 0 | 2 | 954 | 0 | 0 | 0 | 0 | 0 | 0 | 0 | 0 | 0 | 0 | 0 | 0 | 0 | 0 | 0 | 0 | 0 | 0 | 0 | 0 | 0 | 0 | 0 | 12 | 1
NO |  | 45 | 2016 | 0 | 24 | 24 |  | Beckerdite Tie | Belews Creek Steam | 230 | 230 | Tower | 24.67 | 0 | 2 | 2156 | 0 | 0 | 0 | 0 | 0 | 0 | 0 | 0 | 0 | 0 | 0 | 0 | 0 | 0 | 0 | 0 | 0 | 0 | 0 | 0 | 0 | 0 | 0 | 12 | 1
NO |  | 45 | 2016 | 0 | 25 | 25 |  | Beckerdite Tie | Pleasant Garden Tie | 230 | 230 | Tower | 28.29 | 0 | 2 | 954 | 0 | 0 | 0 | 0 | 0 | 0 | 0 | 0 | 0 | 0 | 0 | 0 | 0 | 0 | 0 | 0 | 0 | 0 | 0 | 0 | 0 | 0 | 0 | 12 | 1
NO |  | 45 | 2016 | 0 | 26 | 26 |  | Belews Creek Steam | Ernest Switching Station | 230 | 230 | Tower | 13.61 | 0 | 2 | 1272 | 0 | 0 | 0 | 0 | 0 | 0 | 0 | 0 | 0 | 0 | 0 | 0 | 0 | 0 | 0 | 0 | 0 | 0 | 0 | 0 | 0 | 0 | 0 | 12 | 1
NO |  | 45 | 2016 | 0 | 27 | 27 |  | Belews Creek Steam | North Greensboro Tie | 230 | 230 | Tower | 21.58 | 0 | 2 | 2156 | 0 | 0 | 0 | 0 | 0 | 0 | 0 | 0 | 0 | 0 | 0 | 0 | 0 | 0 | 0 | 0 | 0 | 0 | 0 | 0 | 0 | 0 | 0 | 12 | 1
NO |  | 45 | 2016 | 0 | 28 | 28 |  | Belews Creek Steam | Pleasant Garden Tie | 230 | 230 | Tower & Pole | 38.76 | 0 | 2 | 2156 | 0 | 0 | 0 | 0 | 0 | 0 | 0 | 0 | 0 | 0 | 0 | 0 | 0 | 0 | 0 | 0 | 0 | 0 | 0 | 0 | 0 | 0 | 0 | 12 | 1
NO |  | 45 | 2016 | 0 | 29 | 29 |  | Belews Creek Steam | Rural Hall Tie | 230 | 230 | Tower | 18.28 | 0 | 2 | 2156 | 0 | 0 | 0 | 0 | 0 | 0 | 0 | 0 | 0 | 0 | 0 | 0 | 0 | 0 | 0 | 0 | 0 | 0 | 0 | 0 | 0 | 0 | 0 | 12 | 1
NO |  | 45 | 2016 | 0 | 30 | 30 |  | Bobwhite Switching | North Greensboro Tie | 230 | 230 | Tower | 3.87 | 0 | 2 | 2156 | 0 | 0 | 0 | 0 | 0 | 0 | 0 | 0 | 0 | 0 | 0 | 0 | 0 | 0 | 0 | 0 | 0 | 0 | 0 | 0 | 0 | 0 | 0 | 12 | 1
NO |  | 45 | 2016 | 0 | 31 | 31 |  | Buck Tie | Beckerdite Tie | 230 | 230 | Tower | 23.76 | 0 | 2 | 954 | 0 | 0 | 0 | 0 | 0 | 0 | 0 | 0 | 0 | 0 | 0 | 0 | 0 | 0 | 0 | 0 | 0 | 0 | 0 | 0 | 0 | 0 | 0 | 12 | 1
NO |  | 45 | 2016 | 0 | 32 | 32 |  | Catawba Nuclear | Newport Tie | 230 | 230 | Tower & Pole | 10.38 | 0 | 4 | 1272 | 0 | 0 | 0 | 0 | 0 | 0 | 0 | 0 | 0 | 0 | 0 | 0 | 0 | 0 | 0 | 0 | 0 | 0 | 0 | 0 | 0 | 0 | 0 | 12 | 1
NO |  | 45 | 2016 | 0 | 33 | 33 |  | Catawba Nuclear | Pacolet Tie | 230 | 230 | Tower | 41.01 | 0 | 2 | 954 | 0 | 0 | 0 | 0 | 0 | 0 | 0 | 0 | 0 | 0 | 0 | 0 | 0 | 0 | 0 | 0 | 0 | 0 | 0 | 0 | 0 | 0 | 0 | 12 | 1
NO |  | 45 | 2016 | 0 | 34 | 34 |  | Catawba Nuclear | Peacock Tie | 230 | 230 | Tower | 14.9 | 0 | 2 | 1272 | 0 | 0 | 0 | 0 | 0 | 0 | 0 | 0 | 0 | 0 | 0 | 0 | 0 | 0 | 0 | 0 | 0 | 0 | 0 | 0 | 0 | 0 | 0 | 12 | 1
NO |  | 45 | 2016 | 0 | 35 | 35 |  | Catawba Nuclear | Ripp Switching Station | 230 | 230 | Tower | 24.32 | 0 | 2 | 1272 | 0 | 0 | 0 | 0 | 0 | 0 | 0 | 0 | 0 | 0 | 0 | 0 | 0 | 0 | 0 | 0 | 0 | 0 | 0 | 0 | 0 | 0 | 0 | 12 | 1
NO |  | 45 | 2016 | 0 | 36 | 36 |  | TOTAL |  | 0 | 0 |  | 8246.77 | 43.89 | 2514 |  | 173563625 | 1741578140 | 1915141765 | 952854 | 18029503 | 0 | 18982357 | 0 | 0 | 0 | 0 | 0 | 0 | 0 | 0 | 0 | 0 | 0 | 0 | 0 | 0 | 0 | 0 | 12 | 1
NO |  | 45 | 2016 | 1 | 1 | 1 |  | Central Tie | Anderson Tie | 230 | 230 | Tower | 23.21 | 0 | 2 | 954 | 0 | 0 | 0 | 0 | 0 | 0 | 0 | 0 | 0 | 0 | 0 | 0 | 0 | 0 | 0 | 0 | 0 | 0 | 0 | 0 | 0 | 0 | 0 | 12 | 1
NO |  | 45 | 2016 | 1 | 2 | 2 |  | Cliffside Steam | Pacolet Tie | 230 | 230 | Tower | 23.19 | 0 | 2 | 954 | 0 | 0 | 0 | 0 | 0 | 0 | 0 | 0 | 0 | 0 | 0 | 0 | 0 | 0 | 0 | 0 | 0 | 0 | 0 | 0 | 0 | 0 | 0 | 12 | 1
NO |  | 45 | 2016 | 1 | 3 | 3 |  | Cliffside Steam | Shelby Tie | 230 | 230 | Tower | 14.09 | 0 | 2 | 954 | 0 | 0 | 0 | 0 | 0 | 0 | 0 | 0 | 0 | 0 | 0 | 0 | 0 | 0 | 0 | 0 | 0 | 0 | 0 | 0 | 0 | 0 | 0 | 12 | 1
NO |  | 45 | 2016 | 1 | 4 | 4 |  | Cowans Ford Hydro | McGuire Switching | 230 | 230 | Tower | 1.67 | 0 | 2 | 795 | 0 | 0 | 0 | 0 | 0 | 0 | 0 | 0 | 0 | 0 | 0 | 0 | 0 | 0 | 0 | 0 | 0 | 0 | 0 | 0 | 0 | 0 | 0 | 12 | 1
NO |  | 45 | 2016 | 1 | 5 | 5 |  | East Durham Tie | Parkwood Tie | 230 | 230 | Tower | 19.31 | 0 | 2 | 1272 | 0 | 0 | 0 | 0 | 0 | 0 | 0 | 0 | 0 | 0 | 0 | 0 | 0 | 0 | 0 | 0 | 0 | 0 | 0 | 0 | 0 | 0 | 0 | 12 | 1
NO |  | 45 | 2016 | 1 | 6 | 6 |  | Eno Tap Bent | Progress Energy (Roxboro) | 230 | 230 | Tower | 13.86 | 0 | 2 | 1272 | 0 | 0 | 0 | 0 | 0 | 0 | 0 | 0 | 0 | 0 | 0 | 0 | 0 | 0 | 0 | 0 | 0 | 0 | 0 | 0 | 0 | 0 | 0 | 12 | 1
NO |  | 45 | 2016 | 1 | 7 | 7 |  | Eno Tap Bent | East Durham Tie | 230 | 230 | Tower | 15.77 | 0 | 2 | 1272 | 0 | 0 | 0 | 0 | 0 | 0 | 0 | 0 | 0 | 0 | 0 | 0 | 0 | 0 | 0 | 0 | 0 | 0 | 0 | 0 | 0 | 0 | 0 | 12 | 1
NO |  | 45 | 2016 | 1 | 8 | 8 |  | Ernest Switching Station | Sadler Tie | 230 | 230 | Tower | 12.54 | 0 | 2 | 1272 | 0 | 0 | 0 | 0 | 0 | 0 | 0 | 0 | 0 | 0 | 0 | 0 | 0 | 0 | 0 | 0 | 0 | 0 | 0 | 0 | 0 | 0 | 0 | 12 | 1
NO |  | 45 | 2016 | 1 | 9 | 9 |  | Harrisburg Tie | Oakboro Tie | 230 | 230 | Tower | 21.38 | 0 | 2 | 954 | 0 | 0 | 0 | 0 | 0 | 0 | 0 | 0 | 0 | 0 | 0 | 0 | 0 | 0 | 0 | 0 | 0 | 0 | 0 | 0 | 0 | 0 | 0 | 12 | 1
NO |  | 45 | 2016 | 1 | 10 | 10 |  | Hartwell Hydro | Anderson Tie | 230 | 230 | Tower | 11.97 | 0 | 2 | 954 | 0 | 0 | 0 | 0 | 0 | 0 | 0 | 0 | 0 | 0 | 0 | 0 | 0 | 0 | 0 | 0 | 0 | 0 | 0 | 0 | 0 | 0 | 0 | 12 | 1
NO |  | 45 | 2016 | 1 | 11 | 11 |  | Jocassee Switching | Shiloh Switching | 230 | 230 | Tower | 22.33 | 0 | 2 | 2156 | 0 | 0 | 0 | 0 | 0 | 0 | 0 | 0 | 0 | 0 | 0 | 0 | 0 | 0 | 0 | 0 | 0 | 0 | 0 | 0 | 0 | 0 | 0 | 12 | 1
NO |  | 45 | 2016 | 1 | 12 | 12 |  | Jocassee Switching | Tuckasegee Tie | 230 | 230 | Tower | 26.71 | 0 | 2 | 1272 | 0 | 0 | 0 | 0 | 0 | 0 | 0 | 0 | 0 | 0 | 0 | 0 | 0 | 0 | 0 | 0 | 0 | 0 | 0 | 0 | 0 | 0 | 0 | 12 | 1
NO |  | 45 | 2016 | 1 | 13 | 13 |  | Lakewood Tie | Riverbend Steam | 230 | 230 | Tower | 10.64 | 0 | 2 | 954 | 0 | 0 | 0 | 0 | 0 | 0 | 0 | 0 | 0 | 0 | 0 | 0 | 0 | 0 | 0 | 0 | 0 | 0 | 0 | 0 | 0 | 0 | 0 | 12 | 1
NO |  | 45 | 2016 | 1 | 14 | 14 |  | Lincoln CT | Longview Tie | 230 | 230 | Tower | 30.96 | 0 | 2 | 795 | 0 | 0 | 0 | 0 | 0 | 0 | 0 | 0 | 0 | 0 | 0 | 0 | 0 | 0 | 0 | 0 | 0 | 0 | 0 | 0 | 0 | 0 | 0 | 12 | 1
NO |  | 45 | 2016 | 1 | 15 | 15 |  | Longview Tie | McDowell Tie | 230 | 230 | Tower | 31.69 | 0 | 2 | 954 | 0 | 0 | 0 | 0 | 0 | 0 | 0 | 0 | 0 | 0 | 0 | 0 | 0 | 0 | 0 | 0 | 0 | 0 | 0 | 0 | 0 | 0 | 0 | 12 | 1
NO |  | 45 | 2016 | 1 | 16 | 16 |  | Marshall Steam | Beckerdite Tie | 230 | 230 | Tower | 52.47 | 0 | 2 | 954 | 0 | 0 | 0 | 0 | 0 | 0 | 0 | 0 | 0 | 0 | 0 | 0 | 0 | 0 | 0 | 0 | 0 | 0 | 0 | 0 | 0 | 0 | 0 | 12 | 1
NO |  | 45 | 2016 | 1 | 17 | 17 |  | Marshall Steam | Longview Tie | 230 | 230 | Tower | 28.91 | 0 | 2 | 1272 | 0 | 0 | 0 | 0 | 0 | 0 | 0 | 0 | 0 | 0 | 0 | 0 | 0 | 0 | 0 | 0 | 0 | 0 | 0 | 0 | 0 | 0 | 0 | 12 | 1
NO |  | 45 | 2016 | 1 | 18 | 18 |  | Marshall Steam | McGuire Switching | 230 | 230 | Tower | 13.84 | 0 | 2 | 1272 | 0 | 0 | 0 | 0 | 0 | 0 | 0 | 0 | 0 | 0 | 0 | 0 | 0 | 0 | 0 | 0 | 0 | 0 | 0 | 0 | 0 | 0 | 0 | 12 | 1
NO |  | 45 | 2016 | 1 | 19 | 19 |  | Marshall Steam | Stamey Tie | 230 | 230 | Tower | 13.55 | 0 | 2 | 954 | 0 | 0 | 0 | 0 | 0 | 0 | 0 | 0 | 0 | 0 | 0 | 0 | 0 | 0 | 0 | 0 | 0 | 0 | 0 | 0 | 0 | 0 | 0 | 12 | 1
NO |  | 45 | 2016 | 1 | 20 | 20 |  | Marshall Steam | Winecoff Tie | 230 | 230 | Tower | 24.28 | 0 | 2 | 1272 | 0 | 0 | 0 | 0 | 0 | 0 | 0 | 0 | 0 | 0 | 0 | 0 | 0 | 0 | 0 | 0 | 0 | 0 | 0 | 0 | 0 | 0 | 0 | 12 | 1
NO |  | 45 | 2016 | 1 | 21 | 21 |  | McGuire Switching | Harrisburg Tie | 230 | 230 | Tower | 36.19 | 0 | 4 | 1272 | 0 | 0 | 0 | 0 | 0 | 0 | 0 | 0 | 0 | 0 | 0 | 0 | 0 | 0 | 0 | 0 | 0 | 0 | 0 | 0 | 0 | 0 | 0 | 12 | 1
NO |  | 45 | 2016 | 1 | 22 | 22 |  | Mitchell River Tie | Antioch Tie | 230 | 230 | Tower & Pole | 16.82 | 0 | 2 | 954 | 0 | 0 | 0 | 0 | 0 | 0 | 0 | 0 | 0 | 0 | 0 | 0 | 0 | 0 | 0 | 0 | 0 | 0 | 0 | 0 | 0 | 0 | 0 | 12 | 1
NO |  | 45 | 2016 | 1 | 23 | 23 |  | Mitchell River Tie | Rural Hall Tie | 230 | 230 | Tower | 26.61 | 0 | 2 | 954 | 0 | 0 | 0 | 0 | 0 | 0 | 0 | 0 | 0 | 0 | 0 | 0 | 0 | 0 | 0 | 0 | 0 | 0 | 0 | 0 | 0 | 0 | 0 | 12 | 1
NO |  | 45 | 2016 | 1 | 24 | 24 |  | Morningstar Tie | Oakboro Tie | 230 | 230 | Tower | 32.5 | 0 | 1 | 954 | 0 | 0 | 0 | 0 | 0 | 0 | 0 | 0 | 0 | 0 | 0 | 0 | 0 | 0 | 0 | 0 | 0 | 0 | 0 | 0 | 0 | 0 | 0 | 12 | 1
NO |  | 45 | 2016 | 1 | 25 | 25 |  | North Greenville Tie | Central Tie | 230 | 230 | Tower & Pole | 26.16 | 0 | 2 | 954 | 0 | 0 | 0 | 0 | 0 | 0 | 0 | 0 | 0 | 0 | 0 | 0 | 0 | 0 | 0 | 0 | 0 | 0 | 0 | 0 | 0 | 0 | 0 | 12 | 1
NO |  | 45 | 2016 | 1 | 26 | 26 |  | North Greenville Tie | Shiloh Switching | 230 | 230 | Tower | 8.99 | 0 | 2 | 954 | 0 | 0 | 0 | 0 | 0 | 0 | 0 | 0 | 0 | 0 | 0 | 0 | 0 | 0 | 0 | 0 | 0 | 0 | 0 | 0 | 0 | 0 | 0 | 12 | 1
NO |  | 45 | 2016 | 1 | 27 | 27 |  | Newport Tie | Morningstar Tie | 230 | 230 | Tower & Pole | 33.47 | 0 | 1 | 954 | 0 | 0 | 0 | 0 | 0 | 0 | 0 | 0 | 0 | 0 | 0 | 0 | 0 | 0 | 0 | 0 | 0 | 0 | 0 | 0 | 0 | 0 | 0 | 12 | 1
NO |  | 45 | 2016 | 1 | 28 | 28 |  | Newport Tie | SCE&G (Parr) | 230 | 230 | Tower | 45.63 | 0 | 1 | 954 | 0 | 0 | 0 | 0 | 0 | 0 | 0 | 0 | 0 | 0 | 0 | 0 | 0 | 0 | 0 | 0 | 0 | 0 | 0 | 0 | 0 | 0 | 0 | 12 | 1
NO |  | 45 | 2016 | 1 | 29 | 29 |  | Oakboro Tie | Progress Energy Rockingham | 230 | 230 | Tower | 5.14 | 0 | 1 | 954 | 0 | 0 | 0 | 0 | 0 | 0 | 0 | 0 | 0 | 0 | 0 | 0 | 0 | 0 | 0 | 0 | 0 | 0 | 0 | 0 | 0 | 0 | 0 | 12 | 1
NO |  | 45 | 2016 | 1 | 30 | 30 |  | Oconee Nuclear | Central Tie | 230 | 230 | Tower | 17.62 | 0 | 4 | 1272 | 0 | 0 | 0 | 0 | 0 | 0 | 0 | 0 | 0 | 0 | 0 | 0 | 0 | 0 | 0 | 0 | 0 | 0 | 0 | 0 | 0 | 0 | 0 | 12 | 1
NO |  | 45 | 2016 | 1 | 31 | 31 |  | Oconee Nuclear | Jocassee Switching | 230 | 230 | Tower & Pole | 12.36 | 0 | 2 | 2156 | 0 | 0 | 0 | 0 | 0 | 0 | 0 | 0 | 0 | 0 | 0 | 0 | 0 | 0 | 0 | 0 | 0 | 0 | 0 | 0 | 0 | 0 | 0 | 12 | 1
NO |  | 45 | 2016 | 1 | 32 | 32 |  | Oconee Nuclear | North Greenville Tie | 230 | 230 | Tower & Pole | 29.09 | 0 | 2 | 1272 | 0 | 0 | 0 | 0 | 0 | 0 | 0 | 0 | 0 | 0 | 0 | 0 | 0 | 0 | 0 | 0 | 0 | 0 | 0 | 0 | 0 | 0 | 0 | 12 | 1
NO |  | 45 | 2016 | 1 | 33 | 33 |  | Pacolet Tie | Tiger Tie | 230 | 230 | Tower | 27.86 | 0 | 2 | 954 | 0 | 0 | 0 | 0 | 0 | 0 | 0 | 0 | 0 | 0 | 0 | 0 | 0 | 0 | 0 | 0 | 0 | 0 | 0 | 0 | 0 | 0 | 0 | 12 | 1
NO |  | 45 | 2016 | 1 | 34 | 34 |  | Peach Valley Tie | Tiger Tie | 230 | 230 | Tower | 15.59 | 0 | 2 | 795 | 0 | 0 | 0 | 0 | 0 | 0 | 0 | 0 | 0 | 0 | 0 | 0 | 0 | 0 | 0 | 0 | 0 | 0 | 0 | 0 | 0 | 0 | 0 | 12 | 1
NO |  | 45 | 2016 | 1 | 35 | 35 |  | Pisgah Tie | Progress Energy Skyland Stm | 230 | 230 | Tower | 14.48 | 0 | 2 | 954 | 0 | 0 | 0 | 0 | 0 | 0 | 0 | 0 | 0 | 0 | 0 | 0 | 0 | 0 | 0 | 0 | 0 | 0 | 0 | 0 | 0 | 0 | 0 | 12 | 1
NO |  | 45 | 2016 | 2 | 1 | 1 |  | Pleasant GardenTie | Eno Tie | 230 | 230 | Tower | 42.52 | 0 | 2 | 954 | 0 | 0 | 0 | 0 | 0 | 0 | 0 | 0 | 0 | 0 | 0 | 0 | 0 | 0 | 0 | 0 | 0 | 0 | 0 | 0 | 0 | 0 | 0 | 12 | 1
NO |  | 45 | 2016 | 2 | 2 | 2 |  | Ripp Switching | Riverview Switching | 230 | 230 | Tower | 9.68 | 0 | 2 | 795 | 0 | 0 | 0 | 0 | 0 | 0 | 0 | 0 | 0 | 0 | 0 | 0 | 0 | 0 | 0 | 0 | 0 | 0 | 0 | 0 | 0 | 0 | 0 | 12 | 1
NO |  | 45 | 2016 | 2 | 3 | 3 |  | Ripp Switching | Shelby Tie | 230 | 230 | Tower | 9.96 | 0 | 2 | 954 | 0 | 0 | 0 | 0 | 0 | 0 | 0 | 0 | 0 | 0 | 0 | 0 | 0 | 0 | 0 | 0 | 0 | 0 | 0 | 0 | 0 | 0 | 0 | 12 | 1
NO |  | 45 | 2016 | 2 | 4 | 4 |  | Riverbend Steam | Lincoln CT | 230 | 230 | Tower & Pole | 11.54 | 0 | 2 | 795 | 0 | 0 | 0 | 0 | 0 | 0 | 0 | 0 | 0 | 0 | 0 | 0 | 0 | 0 | 0 | 0 | 0 | 0 | 0 | 0 | 0 | 0 | 0 | 12 | 1
NO |  | 45 | 2016 | 2 | 5 | 5 |  | Riverbend Steam | McGuire Switching | 230 | 230 | Tower | 5.63 | 0 | 2 | 1272 | 0 | 0 | 0 | 0 | 0 | 0 | 0 | 0 | 0 | 0 | 0 | 0 | 0 | 0 | 0 | 0 | 0 | 0 | 0 | 0 | 0 | 0 | 0 | 12 | 1
NO |  | 45 | 2016 | 2 | 6 | 6 |  | Riverbend Steam | Ripp Switching | 230 | 230 | Tower | 29.99 | 0 | 2 | 795 | 0 | 0 | 0 | 0 | 0 | 0 | 0 | 0 | 0 | 0 | 0 | 0 | 0 | 0 | 0 | 0 | 0 | 0 | 0 | 0 | 0 | 0 | 0 | 12 | 1
NO |  | 45 | 2016 | 2 | 7 | 7 |  | Riverview Switching | Peach Valley Tie | 230 | 230 | Tower | 19.2 | 0 | 2 | 795 | 0 | 0 | 0 | 0 | 0 | 0 | 0 | 0 | 0 | 0 | 0 | 0 | 0 | 0 | 0 | 0 | 0 | 0 | 0 | 0 | 0 | 0 | 0 | 12 | 1
NO |  | 45 | 2016 | 2 | 8 | 8 |  | SCE&G (Parr) | Bush River Tie | 230 | 230 | Tower | 17.74 | 0 | 1 | 954 | 0 | 0 | 0 | 0 | 0 | 0 | 0 | 0 | 0 | 0 | 0 | 0 | 0 | 0 | 0 | 0 | 0 | 0 | 0 | 0 | 0 | 0 | 0 | 12 | 1
NO |  | 45 | 2016 | 2 | 9 | 9 |  | Shady Grove Tap | Shady Grove Tie | 230 | 230 | Tower | 7.79 | 0 | 2 | 2515 | 0 | 0 | 0 | 0 | 0 | 0 | 0 | 0 | 0 | 0 | 0 | 0 | 0 | 0 | 0 | 0 | 0 | 0 | 0 | 0 | 0 | 0 | 0 | 12 | 1
NO |  | 45 | 2016 | 2 | 10 | 10 |  | Shiloh Switching | Pisgah Tie | 230 | 230 | Tower | 21.96 | 0 | 2 | 954 | 0 | 0 | 0 | 0 | 0 | 0 | 0 | 0 | 0 | 0 | 0 | 0 | 0 | 0 | 0 | 0 | 0 | 0 | 0 | 0 | 0 | 0 | 0 | 12 | 1
NO |  | 45 | 2016 | 2 | 11 | 11 |  | Shiloh Switching | Tiger Tie | 230 | 230 | Tower | 21.31 | 0 | 2 | 1272 | 0 | 0 | 0 | 0 | 0 | 0 | 0 | 0 | 0 | 0 | 0 | 0 | 0 | 0 | 0 | 0 | 0 | 0 | 0 | 0 | 0 | 0 | 0 | 12 | 1
NO |  | 45 | 2016 | 2 | 12 | 12 |  | Stamey Tie | Mitchell River Tie | 230 | 230 | Tower | 36.15 | 0 | 2 | 954 | 0 | 0 | 0 | 0 | 0 | 0 | 0 | 0 | 0 | 0 | 0 | 0 | 0 | 0 | 0 | 0 | 0 | 0 | 0 | 0 | 0 | 0 | 0 | 12 | 1
NO |  | 45 | 2016 | 2 | 13 | 13 |  | Tiger Tie | North Greenville Tie | 230 | 230 | Tower | 18.29 | 0 | 2 | 954 | 0 | 0 | 0 | 0 | 0 | 0 | 0 | 0 | 0 | 0 | 0 | 0 | 0 | 0 | 0 | 0 | 0 | 0 | 0 | 0 | 0 | 0 | 0 | 12 | 1
NO |  | 45 | 2016 | 2 | 14 | 14 |  | Winecoff Tie | Buck Tie | 230 | 230 | Tower | 24.09 | 0 | 2 | 954 | 0 | 0 | 0 | 0 | 0 | 0 | 0 | 0 | 0 | 0 | 0 | 0 | 0 | 0 | 0 | 0 | 0 | 0 | 0 | 0 | 0 | 0 | 0 | 12 | 1
NO |  | 45 | 2016 | 2 | 15 | 15 |  |  |  | 0 | 0 |  | 0 | 0 | 0 |  | 41393693 | 268324930 | 309718623 | 0 | 0 | 0 | 0 | 0 | 0 | 0 | 0 | 0 | 0 | 0 | 0 | 0 | 0 | 0 | 0 | 0 | 0 | 0 | 0 | 12 | 1
NO |  | 45 | 2016 | 2 | 16 | 16 |  | TOTAL 230 KV LINES |  | 0 | 0 |  | 1394.17 | 0 | 135 |  | 41393693 | 268324930 | 309718623 | 0 | 0 | 0 | 0 | 0 | 0 | 0 | 0 | 0 | 0 | 0 | 0 | 0 | 0 | 0 | 0 | 0 | 0 | 0 | 0 | 12 | 1
NO |  | 45 | 2016 | 2 | 18 | 18 |  | Fontana (TVA) | Nantahala Hydro | 161 | 161 | Tower | 18.48 | 0 | 1 | 795 | 0 | 0 | 0 | 0 | 0 | 0 | 0 | 0 | 0 | 0 | 0 | 0 | 0 | 0 | 0 | 0 | 0 | 0 | 0 | 0 | 0 | 0 | 0 | 12 | 1
NO |  | 45 | 2016 | 2 | 19 | 19 |  | Nantahala Hydro | Webster Tie | 161 | 161 | Tower | 12.63 | 12.99 | 1 | 795 | 0 | 0 | 0 | 0 | 0 | 0 | 0 | 0 | 0 | 0 | 0 | 0 | 0 | 0 | 0 | 0 | 0 | 0 | 0 | 0 | 0 | 0 | 0 | 12 | 1
NO |  | 45 | 2016 | 2 | 20 | 20 |  | Nantahala Hydro | Marble Tie | 161 | 161 | Pole | 16.8 | 0 | 2 | 795 | 0 | 0 | 0 | 0 | 0 | 0 | 0 | 0 | 0 | 0 | 0 | 0 | 0 | 0 | 0 | 0 | 0 | 0 | 0 | 0 | 0 | 0 | 0 | 12 | 1
NO |  | 45 | 2016 | 2 | 21 | 21 |  | Nantahala Hydro | Robbinsville Substation | 161 | 161 | Tower | 0.03 | 8.12 | 1 | 795 | 0 | 0 | 0 | 0 | 0 | 0 | 0 | 0 | 0 | 0 | 0 | 0 | 0 | 0 | 0 | 0 | 0 | 0 | 0 | 0 | 0 | 0 | 0 | 12 | 1
NO |  | 45 | 2016 | 2 | 22 | 22 |  | Santeetlah | Robbinsville Substation | 161 | 161 | Tower | 0.44 | 10.23 | 1 | 795 | 0 | 0 | 0 | 0 | 0 | 0 | 0 | 0 | 0 | 0 | 0 | 0 | 0 | 0 | 0 | 0 | 0 | 0 | 0 | 0 | 0 | 0 | 0 | 12 | 1
NO |  | 45 | 2016 | 2 | 23 | 23 |  | Tuckasegee Tie | Thorpe Hydro | 161 | 161 | Tower & Pole | 3.17 | 0 | 1 | 397.5 | 0 | 0 | 0 | 0 | 0 | 0 | 0 | 0 | 0 | 0 | 0 | 0 | 0 | 0 | 0 | 0 | 0 | 0 | 0 | 0 | 0 | 0 | 0 | 12 | 1
NO |  | 45 | 2016 | 2 | 24 | 24 |  | Tuckasegee Tie | Wests Mill Tie | 161 | 161 | Tower | 10.44 | 12.55 | 1 | 795 | 0 | 0 | 0 | 0 | 0 | 0 | 0 | 0 | 0 | 0 | 0 | 0 | 0 | 0 | 0 | 0 | 0 | 0 | 0 | 0 | 0 | 0 | 0 | 12 | 1
NO |  | 45 | 2016 | 2 | 25 | 25 |  | Webster Tie | Lake Emory Tie | 161 | 161 | Pole | 12.71 | 0 | 1 | 636 | 0 | 0 | 0 | 0 | 0 | 0 | 0 | 0 | 0 | 0 | 0 | 0 | 0 | 0 | 0 | 0 | 0 | 0 | 0 | 0 | 0 | 0 | 0 | 12 | 1
NO |  | 45 | 2016 | 2 | 26 | 26 |  | Wests Mill Tie | Lake Emory Tie | 161 | 161 | Pole | 6.71 | 0 | 1 | 795 | 0 | 0 | 0 | 0 | 0 | 0 | 0 | 0 | 0 | 0 | 0 | 0 | 0 | 0 | 0 | 0 | 0 | 0 | 0 | 0 | 0 | 0 | 0 | 12 | 1
NO |  | 45 | 2016 | 2 | 27 | 27 |  | Wests Mill Tie | Nantahala Hydro | 161 | 161 | Tower | 12.98 | 0 | 1 | 795 | 0 | 0 | 0 | 0 | 0 | 0 | 0 | 0 | 0 | 0 | 0 | 0 | 0 | 0 | 0 | 0 | 0 | 0 | 0 | 0 | 0 | 0 | 0 | 12 | 1
NO |  | 45 | 2016 | 2 | 28 | 28 |  | Wests Mill Tie | Swain Tie | 161 | 161 | Tower & Pole | 12.34 | 0 | 1 | 954 | 0 | 0 | 0 | 0 | 0 | 0 | 0 | 0 | 0 | 0 | 0 | 0 | 0 | 0 | 0 | 0 | 0 | 0 | 0 | 0 | 0 | 0 | 0 | 12 | 1
NO |  | 45 | 2016 | 2 | 29 | 29 |  |  |  | 0 | 0 |  | 0 | 0 | 0 |  | 3466178 | 110487789 | 113953967 | 0 | 0 | 0 | 0 | 0 | 0 | 0 | 0 | 0 | 0 | 0 | 0 | 0 | 0 | 0 | 0 | 0 | 0 | 0 | 0 | 12 | 1
NO |  | 45 | 2016 | 2 | 30 | 30 |  | TOTAL 161 KV LINES |  | 0 | 0 |  | 106.73 | 43.89 | 12 |  | 3466178 | 110487789 | 113953967 | 0 | 0 | 0 | 0 | 0 | 0 | 0 | 0 | 0 | 0 | 0 | 0 | 0 | 0 | 0 | 0 | 0 | 0 | 0 | 0 | 12 | 1
NO |  | 45 | 2016 | 2 | 32 | 32 |  | Dan River Steam | Appalachian Power (Fieldale | 138 | 138 | Tower & Pole | 6.5 | 0 | 1 | 477 | 0 | 0 | 0 | 0 | 0 | 0 | 0 | 0 | 0 | 0 | 0 | 0 | 0 | 0 | 0 | 0 | 0 | 0 | 0 | 0 | 0 | 0 | 0 | 12 | 1
NO |  | 45 | 2016 | 2 | 33 | 33 |  | 115 KV Lines |  | 115 | 115 | Tower & Pole | 54.93 | 0 | 5 |  | 0 | 0 | 0 | 0 | 0 | 0 | 0 | 0 | 0 | 0 | 0 | 0 | 0 | 0 | 0 | 0 | 0 | 0 | 0 | 0 | 0 | 0 | 0 | 12 | 1
NO |  | 45 | 2016 | 2 | 34 | 34 |  | 100 KV Lines |  | 100 | 100 | Tower | 770.49 | 0 | 248 |  | 0 | 0 | 0 | 0 | 0 | 0 | 0 | 0 | 0 | 0 | 0 | 0 | 0 | 0 | 0 | 0 | 0 | 0 | 0 | 0 | 0 | 0 | 0 | 12 | 1
NO |  | 45 | 2016 | 2 | 35 | 35 |  | 100 KV Lines |  | 100 | 100 | Pole | 189.23 | 0 | 251 |  | 0 | 0 | 0 | 0 | 0 | 0 | 0 | 0 | 0 | 0 | 0 | 0 | 0 | 0 | 0 | 0 | 0 | 0 | 0 | 0 | 0 | 0 | 0 | 12 | 1
NO |  | 45 | 2016 | 3 | 1 | 1 |  | 100 KV Lines |  | 100 | 100 | Underground | 5.47 | 0 | 8 |  | 0 | 0 | 0 | 0 | 0 | 0 | 0 | 0 | 0 | 0 | 0 | 0 | 0 | 0 | 0 | 0 | 0 | 0 | 0 | 0 | 0 | 0 | 0 | 12 | 1
NO |  | 45 | 2016 | 3 | 2 | 2 |  | 100 kV Lines |  | 100 | 0 | Tower & Pole | 2586.01 | 0 | 375 |  | 75709186 | 846036942 | 921746128 | 0 | 0 | 0 | 0 | 0 | 0 | 0 | 0 | 0 | 0 | 0 | 0 | 0 | 0 | 0 | 0 | 0 | 0 | 0 | 0 | 12 | 1
SI/NO | A | 45 | 2016 | 3 | 3 | 3 |  | TOTAL 100 - 138 KV LINES |  | 0 | 0 |  | 3612.63 | 0 | 888 |  | 75709186 | 846036942 | 921746128 | 0 | 0 | 0 | 22960001.1863 | 0 | 0 | 0 | 0 | 0 | 0 | 0 | 0 | 0 | 0 | 0 | 0 | 0 | 0 | 0 | 0 | 12 | 1
NO |  | 45 | 2016 | 3 | 5 | 5 |  | 66 KV Lines |  | 66 | 66 | Pole | 101.01 | 0 | 25 |  | 0 | 0 | 0 | 0 | 0 | 0 | 0 | 0 | 0 | 0 | 0 | 0 | 0 | 0 | 0 | 0 | 0 | 0 | 0 | 0 | 0 | 0 | 0 | 12 | 1
NO |  | 45 | 2016 | 3 | 6 | 6 |  | 66 KV Lines |  | 66 | 66 | Tower & Pole | 4.56 | 0 | 3 |  | 0 | 0 | 0 | 0 | 0 | 0 | 0 | 0 | 0 | 0 | 0 | 0 | 0 | 0 | 0 | 0 | 0 | 0 | 0 | 0 | 0 | 0 | 0 | 12 | 1
NO |  | 45 | 2016 | 3 | 7 | 7 |  |  |  | 0 | 0 |  | 0 | 0 | 0 |  | 5793848 | 36644563 | 42438411 | 0 | 0 | 0 | 0 | 0 | 0 | 0 | 0 | 0 | 0 | 0 | 0 | 0 | 0 | 0 | 0 | 0 | 0 | 0 | 0 | 12 | 1
SI/NO | A | 45 | 2016 | 3 | 8 | 8 |  | TOTAL 66 KV LINES |  | 0 | 0 |  | 105.57 | 0 | 28 |  | 5793848 | 36644563 | 42438411 | 0 | 0 | 0 | 1057108.8256 | 0 | 0 | 0 | 0 | 0 | 0 | 0 | 0 | 0 | 0 | 0 | 0 | 0 | 0 | 0 | 0 | 12 | 1
NO |  | 45 | 2016 | 3 | 10 | 10 |  | 44 KV Lines |  | 44 | 44 | Tower | 0.14 | 0 | 9 |  | 0 | 0 | 0 | 0 | 0 | 0 | 0 | 0 | 0 | 0 | 0 | 0 | 0 | 0 | 0 | 0 | 0 | 0 | 0 | 0 | 0 | 0 | 0 | 12 | 1
NO |  | 45 | 2016 | 3 | 11 | 11 |  | 44 KV Lines |  | 44 | 44 | Pole | 1420.37 | 0 | 1110 |  | 0 | 0 | 0 | 0 | 0 | 0 | 0 | 0 | 0 | 0 | 0 | 0 | 0 | 0 | 0 | 0 | 0 | 0 | 0 | 0 | 0 | 0 | 0 | 12 | 1
NO |  | 45 | 2016 | 3 | 12 | 12 |  | 44 KV Lines |  | 44 | 44 | Underground | 7.39 | 0 | 15 |  | 0 | 0 | 0 | 0 | 0 | 0 | 0 | 0 | 0 | 0 | 0 | 0 | 0 | 0 | 0 | 0 | 0 | 0 | 0 | 0 | 0 | 0 | 0 | 12 | 1
NO |  | 45 | 2016 | 3 | 13 | 13 |  | 44 kV Lines |  | 44 | 44 | Tower & Pole | 925.53 | 0 | 191 |  | 26124365 | 367411538 | 393535903 | 0 | 0 | 0 | 0 | 0 | 0 | 0 | 0 | 0 | 0 | 0 | 0 | 0 | 0 | 0 | 0 | 0 | 0 | 0 | 0 | 12 | 1
SI/NO | A | 45 | 2016 | 3 | 14 | 14 |  | TOTAL 44 KV LINES |  | 0 | 0 |  | 2353.43 | 0 | 1325 |  | 26124365 | 367411538 | 393535903 | 0 | 0 | 0 | 9802682.675 | 0 | 0 | 0 | 0 | 0 | 0 | 0 | 0 | 0 | 0 | 0 | 0 | 0 | 0 | 0 | 0 | 12 | 1
NO |  | 45 | 2016 | 3 | 16 | 16 |  | 33 KV Lines |  | 33 | 33 | Tower & Pole | 16.02 | 0 | 5 |  | 0 | 0 | 0 | 0 | 0 | 0 | 0 | 0 | 0 | 0 | 0 | 0 | 0 | 0 | 0 | 0 | 0 | 0 | 0 | 0 | 0 | 0 | 0 | 12 | 1
NO |  | 45 | 2016 | 3 | 17 | 17 |  | 24 KV Lines |  | 24 | 24 | Tower & Pole | 54.64 | 0 | 50 |  | 0 | 0 | 0 | 0 | 0 | 0 | 0 | 0 | 0 | 0 | 0 | 0 | 0 | 0 | 0 | 0 | 0 | 0 | 0 | 0 | 0 | 0 | 0 | 12 | 1
NO |  | 45 | 2016 | 3 | 18 | 18 |  | 24 KV Lines |  | 24 | 24 | Underground | 0.95 | 0 | 2 |  | 0 | 0 | 0 | 0 | 0 | 0 | 0 | 0 | 0 | 0 | 0 | 0 | 0 | 0 | 0 | 0 | 0 | 0 | 0 | 0 | 0 | 0 | 0 | 12 | 1
NO |  | 45 | 2016 | 3 | 19 | 19 |  | 12 KV Lines |  | 12 | 12 | Tower & Pole | 26.41 | 0 | 53 |  | 0 | 0 | 0 | 0 | 0 | 0 | 0 | 0 | 0 | 0 | 0 | 0 | 0 | 0 | 0 | 0 | 0 | 0 | 0 | 0 | 0 | 0 | 0 | 12 | 1
NO |  | 45 | 2016 | 3 | 20 | 20 |  | 12 KV Lines |  | 12 | 12 | Underground | 0.24 | 0 | 2 |  | 0 | 0 | 0 | 0 | 0 | 0 | 0 | 0 | 0 | 0 | 0 | 0 | 0 | 0 | 0 | 0 | 0 | 0 | 0 | 0 | 0 | 0 | 0 | 12 | 1
NO |  | 45 | 2016 | 3 | 21 | 21 |  |  |  | 0 | 0 |  | 0 | 0 | 0 |  | 429578 | 6060058 | 6489636 | 0 | 0 | 0 | 0 | 0 | 0 | 0 | 0 | 0 | 0 | 0 | 0 | 0 | 0 | 0 | 0 | 0 | 0 | 0 | 0 | 12 | 1
SI/NO | A | 45 | 2016 | 3 | 22 | 22 |  | TOTAL 12-33 KV LINES |  | 0 | 0 |  | 98.26 | 0 | 112 |  | 429578 | 6060058 | 6489636 | 0 | 0 | 0 | 161651.9405 | 0 | 0 | 0 | 0 | 0 | 0 | 0 | 0 | 0 | 0 | 0 | 0 | 0 | 0 | 0 | 0 | 12 | 1
NO |  | 45 | 2016 | 3 | 35 | 35 |  |  |  | 0 | 0 |  | 0 | 0 | 0 |  | 0 | 0 | 0 | 952854 | 18029503 | 0 | 18982357 | 0 | 0 | 0 | 0 | 0 | 0 | 0 | 0 | 0 | 0 | 0 | 0 | 0 | 0 | 0 | 0 | 12 | 1
NO |  | 46 | 2016 | 0 | 1 | 1 |  | Mitchell | Wilson | 138 | 138 | Tower | 8.96 | 0 | 1 | (21) (23) | 111448 | 5951362 | 6062810 | 0 | 0 | 0 | 0 | 0 | 0 | 0 | 0 | 0 | 0 | 0 | 0 | 660460225 | 0 | 0 | 0 | 0 | 0 | 0 | 0 | 12 | 1
NO |  | 46 | 2016 | 0 | 2 | 2 |  | Wilson | West Mifflin | 138 | 138 | Tower | 1.81 | 0 | 1 | (6) (17) | 2445 | 642991 | 645435 | 0 | 0 | 0 | 0 | 0 | 0 | 0 | 0 | 0 | 0 | 0 | 0 | 0 | 0 | 0 | 0 | 0 | 0 | 0 | 0 | 12 | 1
NO |  | 46 | 2016 | 0 | 3 | 3 |  | Clairton | West Mifflin | 138 | 138 | (Tower) | 3.1 | 0 | 1 | (8) | 189710 | 2301970 | 2491679 | 0 | 0 | 0 | 0 | 0 | 0 | 0 | 0 | 0 | 0 | 0 | 0 | 0 | 0 | 0 | 0 | 0 | 0 | 0 | 0 | 12 | 1
NO |  | 46 | 2016 | 0 | 4 | 4 |  | Clairton | West Mifflin | 138 | 138 | (Corten Pole) | 1.84 | 0 | 0 | (9) | 0 | 0 | 0 | 0 | 0 | 0 | 0 | 0 | 0 | 0 | 0 | 0 | 0 | 0 | 0 | 0 | 0 | 0 | 0 | 0 | 0 | 0 | 0 | 12 | 1
NO |  | 46 | 2016 | 0 | 5 | 5 |  | Clairton | Piney Fork | 138 | 138 | Tower | 3.73 | 4.16 | 1 | (8) (9) (17) | 62251 | 610971 | 673222 | 0 | 0 | 0 | 0 | 0 | 0 | 0 | 0 | 0 | 0 | 0 | 0 | 0 | 0 | 0 | 0 | 0 | 0 | 0 | 0 | 12 | 1
NO |  | 46 | 2016 | 0 | 6 | 6 |  | Clairton | Piney Fork | 138 | 138 | (Corten Pole) | 0 | 1.77 | 0 |  | 0 | 0 | 0 | 0 | 0 | 0 | 0 | 0 | 0 | 0 | 0 | 0 | 0 | 0 | 0 | 0 | 0 | 0 | 0 | 0 | 0 | 0 | 0 | 12 | 1
NO |  | 46 | 2016 | 0 | 7 | 7 |  | Bethel Park | Wilson | 138 | 138 | Tower | 13.56 | 0 | 1 | (6) (8) (14) (17) | 47 | 795621 | 795668 | 0 | 0 | 0 | 0 | 0 | 0 | 0 | 0 | 0 | 0 | 0 | 0 | 0 | 0 | 0 | 0 | 0 | 0 | 0 | 0 | 12 | 1
NO |  | 46 | 2016 | 0 | 8 | 8 |  | Crescent | North | 138 | 138 | Tower | 18.12 | 0 | 1 | (9) | 131857 | 5585951 | 5717808 | 0 | 0 | 0 | 0 | 0 | 0 | 0 | 0 | 0 | 0 | 0 | 0 | 0 | 0 | 0 | 0 | 0 | 0 | 0 | 0 | 12 | 1
NO |  | 46 | 2016 | 0 | 9 | 9 |  | Crescent | North | 138 | 138 | Tower | 0 | 18.03 | 1 | (9) | 0 | 480116 | 480116 | 0 | 0 | 0 | 0 | 0 | 0 | 0 | 0 | 0 | 0 | 0 | 0 | 0 | 0 | 0 | 0 | 0 | 0 | 0 | 0 | 12 | 1
NO |  | 46 | 2016 | 0 | 10 | 10 |  | Crescent | Montour | 138 | 138 | Tower | 8.73 | 0 | 1 | (8) (9) | 22761 | 1247067 | 1269828 | 0 | 0 | 0 | 0 | 0 | 0 | 0 | 0 | 0 | 0 | 0 | 0 | 0 | 0 | 0 | 0 | 0 | 0 | 0 | 0 | 12 | 1
NO |  | 46 | 2016 | 0 | 11 | 11 |  | Crescent | Hopewell | 138 | 138 | Tower | 3.18 | 0 | 1 | (8) (9) (22) | 49809 | 1048676 | 1098485 | 0 | 0 | 0 | 0 | 0 | 0 | 0 | 0 | 0 | 0 | 0 | 0 | 0 | 0 | 0 | 0 | 0 | 0 | 0 | 0 | 12 | 1
NO |  | 46 | 2016 | 0 | 12 | 12 |  | Crescent | Legionville | 138 | 138 | (Tower) | 6.89 | 0 | 1 | (8) (9) (20) | 30966 | 2370776 | 2401742 | 0 | 0 | 0 | 0 | 0 | 0 | 0 | 0 | 0 | 0 | 0 | 0 | 0 | 0 | 0 | 0 | 0 | 0 | 0 | 0 | 12 | 1
NO |  | 46 | 2016 | 0 | 13 | 13 |  | Hopewell | Legionville | 138 | 138 | Tower | 2.26 | 0 | 1 | (8) (9) | 13983 | 740566 | 754548 | 0 | 0 | 0 | 0 | 0 | 0 | 0 | 0 | 0 | 0 | 0 | 0 | 0 | 0 | 0 | 0 | 0 | 0 | 0 | 0 | 12 | 1
NO |  | 46 | 2016 | 0 | 14 | 14 |  | Beaver Valley | Crescent | 138 | 138 | (Tower) | 5.53 | 0 | 1 | (8) (9) | 157885 | 1686444 | 1844329 | 0 | 0 | 0 | 0 | 0 | 0 | 0 | 0 | 0 | 0 | 0 | 0 | 0 | 0 | 0 | 0 | 0 | 0 | 0 | 0 | 12 | 1
NO |  | 46 | 2016 | 0 | 15 | 15 |  | Beaver Valley | Crescent | 138 | 138 | (Corten Pole) | 0 | 5.21 | 0 | (24) | 0 | 0 | 0 | 0 | 0 | 0 | 0 | 0 | 0 | 0 | 0 | 0 | 0 | 0 | 0 | 0 | 0 | 0 | 0 | 0 | 0 | 0 | 0 | 12 | 1
NO |  | 46 | 2016 | 0 | 16 | 16 |  | Beaver Valley | Crescent | 138 | 138 | (Wood Pole) | 0.96 | 0 | 0 | (9) | 0 | 0 | 0 | 0 | 0 | 0 | 0 | 0 | 0 | 0 | 0 | 0 | 0 | 0 | 0 | 0 | 0 | 0 | 0 | 0 | 0 | 0 | 0 | 12 | 1
NO |  | 46 | 2016 | 0 | 17 | 17 |  | Beaver Valley | Crescent | 138 | 138 | Tower | 9.42 | 5.53 | 1 | (8) (9) | 141948 | 1925081 | 2067029 | 0 | 0 | 0 | 0 | 0 | 0 | 0 | 0 | 0 | 0 | 0 | 0 | 0 | 0 | 0 | 0 | 0 | 0 | 0 | 0 | 12 | 1
NO |  | 46 | 2016 | 0 | 18 | 18 |  | Beaver Valley | Midland | 138 | 138 | Tower | 1.53 | 0 | 1 | (8) (9) | 3460 | 273079 | 276539 | 0 | 0 | 0 | 0 | 0 | 0 | 0 | 0 | 0 | 0 | 0 | 0 | 0 | 0 | 0 | 0 | 0 | 0 | 0 | 0 | 12 | 1
NO |  | 46 | 2016 | 0 | 19 | 19 |  | Beaver Valley | Midland | 138 | 138 | (Wood Pole) | 0.8 | 0 | 0 | (8) (9) | 0 | 0 | 0 | 0 | 0 | 0 | 0 | 0 | 0 | 0 | 0 | 0 | 0 | 0 | 0 | 0 | 0 | 0 | 0 | 0 | 0 | 0 | 0 | 12 | 1
NO |  | 46 | 2016 | 0 | 20 | 20 |  | Beaver Valley | J & L Furnace | 138 | 138 | Tower | 0.96 | 1.63 | 1 | (8) (9) | 1031 | 1076689 | 1077720 | 0 | 0 | 0 | 0 | 0 | 0 | 0 | 0 | 0 | 0 | 0 | 0 | 0 | 0 | 0 | 0 | 0 | 0 | 0 | 0 | 12 | 1
NO |  | 46 | 2016 | 0 | 21 | 21 |  | Beaver Valley | J & L Furnace | 138 | 138 | Wood Pole | 3 | 0 | 1 | (9) | 39443 | 1296018 | 1335461 | 0 | 0 | 0 | 0 | 0 | 0 | 0 | 0 | 0 | 0 | 0 | 0 | 0 | 0 | 0 | 0 | 0 | 0 | 0 | 0 | 12 | 1
NO |  | 46 | 2016 | 0 | 22 | 22 |  | Beaver Valley | J & L | 138 | 138 | (Tower) | 0.36 | 0.1 | 1 | (9) | 5612 | 656329 | 661941 | 0 | 0 | 0 | 0 | 0 | 0 | 0 | 0 | 0 | 0 | 0 | 0 | 0 | 0 | 0 | 0 | 0 | 0 | 0 | 0 | 12 | 1
NO |  | 46 | 2016 | 0 | 23 | 23 |  | Beaver Valley | J & L | 138 | 138 | (Wood Pole) | 2.57 | 0 | 0 | (9) | 0 | 0 | 0 | 0 | 0 | 0 | 0 | 0 | 0 | 0 | 0 | 0 | 0 | 0 | 0 | 0 | 0 | 0 | 0 | 0 | 0 | 0 | 0 | 12 | 1
NO |  | 46 | 2016 | 0 | 24 | 24 |  | Clinton | Findlay | 138 | 138 | (Wood Pole) | 7.04 | 0 | 1 | (9) | 149182 | 2789084 | 2938266 | 0 | 0 | 0 | 0 | 0 | 0 | 0 | 0 | 0 | 0 | 0 | 0 | 0 | 0 | 0 | 0 | 0 | 0 | 0 | 0 | 12 | 1
NO |  | 46 | 2016 | 0 | 25 | 25 |  | Clinton | Findlay | 138 | 138 | UG | 0.21 | 0 | 0 | (18) | 0 | 0 | 0 | 0 | 0 | 0 | 0 | 0 | 0 | 0 | 0 | 0 | 0 | 0 | 0 | 0 | 0 | 0 | 0 | 0 | 0 | 0 | 0 | 12 | 1
NO |  | 46 | 2016 | 0 | 26 | 26 |  | Beaver Valley | J & L | 138 | 138 | Tower | 0.25 | 0.85 | 1 | (8) (9) | 2220 | 251483 | 253703 | 0 | 0 | 0 | 0 | 0 | 0 | 0 | 0 | 0 | 0 | 0 | 0 | 0 | 0 | 0 | 0 | 0 | 0 | 0 | 0 | 12 | 1
NO |  | 46 | 2016 | 0 | 27 | 27 |  | Brunot Island | Raccoon | 138 | 138 | Tower | 0.04 | 7.56 | 1 | (8) (9) | 0 | 329769 | 329769 | 0 | 0 | 0 | 0 | 0 | 0 | 0 | 0 | 0 | 0 | 0 | 0 | 0 | 0 | 0 | 0 | 0 | 0 | 0 | 0 | 12 | 1
NO |  | 46 | 2016 | 0 | 28 | 28 |  | Brunot Island | Collier | 138 | 138 | Tower | 7.42 | 0 | 1 | (8) (9) | 183310 | 1439671 | 1622980 | 0 | 0 | 0 | 0 | 0 | 0 | 0 | 0 | 0 | 0 | 0 | 0 | 0 | 0 | 0 | 0 | 0 | 0 | 0 | 0 | 12 | 1
NO |  | 46 | 2016 | 0 | 29 | 29 |  | Brunot Island | Collier | 138 | 138 | Tower | 0 | 7.43 | 1 | (8) (9) | 0 | 614141 | 614141 | 0 | 0 | 0 | 0 | 0 | 0 | 0 | 0 | 0 | 0 | 0 | 0 | 0 | 0 | 0 | 0 | 0 | 0 | 0 | 0 | 12 | 1
NO |  | 46 | 2016 | 0 | 30 | 30 |  | Brunot Island | Sewickley | 138 | 138 | (Tower) | 6.23 | 4.49 | 1 | (8) (9) (17) | 1055588 | 3808027 | 4863615 | 0 | 0 | 0 | 0 | 0 | 0 | 0 | 0 | 0 | 0 | 0 | 0 | 0 | 0 | 0 | 0 | 0 | 0 | 0 | 0 | 12 | 1
NO |  | 46 | 2016 | 0 | 31 | 31 |  | Brunot Island | Sewickley | 138 | 138 | (Wood Pole) | 3.32 | 0 | 0 | (9) | 0 | 0 | 0 | 0 | 0 | 0 | 0 | 0 | 0 | 0 | 0 | 0 | 0 | 0 | 0 | 0 | 0 | 0 | 0 | 0 | 0 | 0 | 0 | 12 | 1
NO |  | 46 | 2016 | 0 | 32 | 32 |  | Brunot Island | Montour | 138 | 138 | Tower | 0 | 6.48 | 1 | (8) (9) | 0 | 270273 | 270273 | 0 | 0 | 0 | 0 | 0 | 0 | 0 | 0 | 0 | 0 | 0 | 0 | 0 | 0 | 0 | 0 | 0 | 0 | 0 | 0 | 12 | 1
NO |  | 46 | 2016 | 0 | 33 | 33 |  | Findlay | Montour | 138 | 138 | Corten Pole | 7.71 | 0 | 1 | (9) | 430582 | 3128313 | 3558896 | 0 | 0 | 0 | 0 | 0 | 0 | 0 | 0 | 0 | 0 | 0 | 0 | 0 | 0 | 0 | 0 | 0 | 0 | 0 | 0 | 12 | 1
NO |  | 46 | 2016 | 0 | 34 | 34 |  | Brunot Island | Forbes | 138 | 138 | UG | 3.94 | 0 | 1 | (19) | 392 | 24103807 | 24104198 | 0 | 0 | 0 | 0 | 0 | 0 | 0 | 0 | 0 | 0 | 0 | 0 | 0 | 0 | 0 | 0 | 0 | 0 | 0 | 0 | 12 | 1
NO |  | 46 | 2016 | 0 | 35 | 35 |  | Carson | Oakland | 138 | 138 | Tower | 0.51 | 0 | 1 | (19) | 0 | 9653116 | 9653116 | 0 | 0 | 0 | 0 | 0 | 0 | 0 | 0 | 0 | 0 | 0 | 0 | 0 | 0 | 0 | 0 | 0 | 0 | 0 | 0 | 12 | 1
NO |  | 46 | 2016 | 0 | 36 | 36 |  | TOTAL |  | 0 | 0 |  | 437.45 | 235.05 | 93 |  | 14403692 | 446515683 | 460919372 | 0 | 0 | 0 | 0 | 0 | 0 | 0 | 0 | 0 | 0 | 0 | 0 | 0 | 0 | 0 | 0 | 0 | 0 | 0 | 0 | 12 | 1
NO |  | 46 | 2016 | 1 | 1 | 1 |  | Carson | Oakland | 138 | 138 | UG | 1.98 | 0 | 0 | (17) | 0 | 0 | 0 | 0 | 0 | 0 | 0 | 0 | 0 | 0 | 0 | 0 | 0 | 0 | 0 | 0 | 0 | 0 | 0 | 0 | 0 | 0 | 0 | 12 | 1
NO |  | 46 | 2016 | 1 | 2 | 2 |  | Forbes | Oakland | 138 | 138 | UG | 2.2 | 0 | 1 | (19) | 0 | 11153851 | 11153851 | 0 | 0 | 0 | 0 | 0 | 0 | 0 | 0 | 0 | 0 | 0 | 0 | 0 | 0 | 0 | 0 | 0 | 0 | 0 | 0 | 12 | 1
NO |  | 46 | 2016 | 1 | 3 | 3 |  | Cheswick | Wilmerding | 138 | 138 | Tower | 0 | 9.97 | 1 | (8) (9) | 550 | 2546837 | 2547387 | 0 | 0 | 0 | 0 | 0 | 0 | 0 | 0 | 0 | 0 | 0 | 0 | 0 | 0 | 0 | 0 | 0 | 0 | 0 | 0 | 12 | 1
NO |  | 46 | 2016 | 1 | 4 | 4 |  | Cheswick | Wilmerding | 138 | 138 | Wood Pole | 0.79 | 0 | 0 | (9) | 0 | 0 | 0 | 0 | 0 | 0 | 0 | 0 | 0 | 0 | 0 | 0 | 0 | 0 | 0 | 0 | 0 | 0 | 0 | 0 | 0 | 0 | 0 | 12 | 1
NO |  | 46 | 2016 | 1 | 5 | 5 |  | Cheswick | Wilmerding | 138 | 138 | Tower | 9.96 | 0 | 1 | (8) (9) | 0 | 2205264 | 2205264 | 0 | 0 | 0 | 0 | 0 | 0 | 0 | 0 | 0 | 0 | 0 | 0 | 0 | 0 | 0 | 0 | 0 | 0 | 0 | 0 | 12 | 1
NO |  | 46 | 2016 | 1 | 6 | 6 |  | Cheswick | Logans Ferry | 138 | 138 | (Corten Pole) | 0.92 | 0 | 1 | (17) | 0 | 898743 | 898743 | 0 | 0 | 0 | 0 | 0 | 0 | 0 | 0 | 0 | 0 | 0 | 0 | 0 | 0 | 0 | 0 | 0 | 0 | 0 | 0 | 12 | 1
NO |  | 46 | 2016 | 1 | 7 | 7 |  | Cheswick | Logans Ferry | 138 | 138 | (Corten Pole) | 0.71 | 0 | 1 | (17) | 550 | 510180 | 510730 | 0 | 0 | 0 | 0 | 0 | 0 | 0 | 0 | 0 | 0 | 0 | 0 | 0 | 0 | 0 | 0 | 0 | 0 | 0 | 0 | 12 | 1
NO |  | 46 | 2016 | 1 | 8 | 8 |  | Cheswick | Plum | 138 | 138 | Wood Pole | 7.7 | 0 | 1 | (8) (9) (14) | 246447 | 2492516 | 2738963 | 0 | 0 | 0 | 0 | 0 | 0 | 0 | 0 | 0 | 0 | 0 | 0 | 0 | 0 | 0 | 0 | 0 | 0 | 0 | 0 | 12 | 1
NO |  | 46 | 2016 | 1 | 9 | 9 |  | Cheswick | North (a) | 138 | 138 | Tower | 12.54 | 0 | 1 | (9) | 191276 | 3574745 | 3766021 | 0 | 0 | 0 | 0 | 0 | 0 | 0 | 0 | 0 | 0 | 0 | 0 | 0 | 0 | 0 | 0 | 0 | 0 | 0 | 0 | 12 | 1
NO |  | 46 | 2016 | 1 | 10 | 10 |  | Cheswick | North(a) | 138 | 138 | Tower | 0 | 12.54 | 1 | (9) | 0 | 452732 | 452732 | 0 | 0 | 0 | 0 | 0 | 0 | 0 | 0 | 0 | 0 | 0 | 0 | 0 | 0 | 0 | 0 | 0 | 0 | 0 | 0 | 12 | 1
NO |  | 46 | 2016 | 1 | 11 | 11 |  | Logans Ferry | Illinois | 138 | 138 | Tower | 6.98 | 0 | 1 | (4) (8) (9) | 63868 | 1078673 | 1142540 | 0 | 0 | 0 | 0 | 0 | 0 | 0 | 0 | 0 | 0 | 0 | 0 | 0 | 0 | 0 | 0 | 0 | 0 | 0 | 0 | 12 | 1
NO |  | 46 | 2016 | 1 | 12 | 12 |  | Highland | Logans Ferry | 138 | 138 | Corten Pole | 0 | 8.95 | 1 | (17) | 0 | 12658171 | 12658171 | 0 | 0 | 0 | 0 | 0 | 0 | 0 | 0 | 0 | 0 | 0 | 0 | 0 | 0 | 0 | 0 | 0 | 0 | 0 | 0 | 12 | 1
NO |  | 46 | 2016 | 1 | 13 | 13 |  | Highland | Logans Ferry | 138 | 138 | Corten Pole | 9.05 | 0 | 1 | (17) | 0 | 5398083 | 5398083 | 0 | 0 | 0 | 0 | 0 | 0 | 0 | 0 | 0 | 0 | 0 | 0 | 0 | 0 | 0 | 0 | 0 | 0 | 0 | 0 | 12 | 1
NO |  | 46 | 2016 | 1 | 14 | 14 |  | Cheswick | Pine Creek | 138 | 138 | Tower | 0 | 6.5 | 1 | (9) | 87716 | 2042736 | 2130451 | 0 | 0 | 0 | 0 | 0 | 0 | 0 | 0 | 0 | 0 | 0 | 0 | 0 | 0 | 0 | 0 | 0 | 0 | 0 | 0 | 12 | 1
NO |  | 46 | 2016 | 1 | 15 | 15 |  | Collier | Elwyn | 138 | 138 | Tower | 7.83 | 0 | 1 | (8) (9) (10) (17) | 1879934 | 1460325 | 3340259 | 0 | 0 | 0 | 0 | 0 | 0 | 0 | 0 | 0 | 0 | 0 | 0 | 0 | 0 | 0 | 0 | 0 | 0 | 0 | 0 | 12 | 1
NO |  | 46 | 2016 | 1 | 16 | 16 |  | Collier | Woodville | 138 | 138 | Tower | 2.18 | 0 | 1 | (17) | 31955 | 1152416 | 1184371 | 0 | 0 | 0 | 0 | 0 | 0 | 0 | 0 | 0 | 0 | 0 | 0 | 0 | 0 | 0 | 0 | 0 | 0 | 0 | 0 | 12 | 1
NO |  | 46 | 2016 | 1 | 17 | 17 |  | Collier | Woodville | 138 | 138 | Tower | 0 | 2.18 | 1 | (17) | 0 | 670006 | 670006 | 0 | 0 | 0 | 0 | 0 | 0 | 0 | 0 | 0 | 0 | 0 | 0 | 0 | 0 | 0 | 0 | 0 | 0 | 0 | 0 | 12 | 1
NO |  | 46 | 2016 | 1 | 18 | 18 |  | Cheswick | North | 138 | 138 | Tower | 11.56 | 0 | 1 | (9) | 0 | 4978169 | 4978169 | 0 | 0 | 0 | 0 | 0 | 0 | 0 | 0 | 0 | 0 | 0 | 0 | 0 | 0 | 0 | 0 | 0 | 0 | 0 | 0 | 12 | 1
NO |  | 46 | 2016 | 1 | 19 | 19 |  | Cheswick | North | 138 | 138 | (Wood Pole) | 4.01 | 0 | 0 | (3) (8) (9) | 0 | 0 | 0 | 0 | 0 | 0 | 0 | 0 | 0 | 0 | 0 | 0 | 0 | 0 | 0 | 0 | 0 | 0 | 0 | 0 | 0 | 0 | 0 | 12 | 1
NO |  | 46 | 2016 | 1 | 20 | 20 |  | Arsenal | Highland | 138 | 138 | (UG) | 3.85 | 0 | 1 | (16) | 0 | 22340058 | 22340058 | 0 | 0 | 0 | 0 | 0 | 0 | 0 | 0 | 0 | 0 | 0 | 0 | 0 | 0 | 0 | 0 | 0 | 0 | 0 | 0 | 12 | 1
NO |  | 46 | 2016 | 1 | 21 | 21 |  | Dravosburg | Elwyn | 138 | 138 | Tower | 6.47 | 0 | 1 | (9) (22) | 62449 | 1321856 | 1384305 | 0 | 0 | 0 | 0 | 0 | 0 | 0 | 0 | 0 | 0 | 0 | 0 | 0 | 0 | 0 | 0 | 0 | 0 | 0 | 0 | 12 | 1
NO |  | 46 | 2016 | 1 | 22 | 22 |  | Carson | Dravosburg | 138 | 138 | (Tower) | 6.11 | 1.24 | 1 | (8) (9) (24) | 1246649 | 1321856 | 6545898 | 0 | 0 | 0 | 0 | 0 | 0 | 0 | 0 | 0 | 0 | 0 | 0 | 0 | 0 | 0 | 0 | 0 | 0 | 0 | 0 | 12 | 1
NO |  | 46 | 2016 | 1 | 23 | 23 |  | Dravosburg | Wilson | 138 | 138 | Tower | 9.67 | 0 | 1 | (20) (21) | 0 | 229726 | 229726 | 0 | 0 | 0 | 0 | 0 | 0 | 0 | 0 | 0 | 0 | 0 | 0 | 0 | 0 | 0 | 0 | 0 | 0 | 0 | 0 | 12 | 1
NO |  | 46 | 2016 | 1 | 24 | 24 |  | Dravosburg | West Mifflin | 138 | 138 | Tower | 2.98 | 0 | 1 | (8) (17) | 0 | 479819 | 479819 | 0 | 0 | 0 | 0 | 0 | 0 | 0 | 0 | 0 | 0 | 0 | 0 | 0 | 0 | 0 | 0 | 0 | 0 | 0 | 0 | 12 | 1
NO |  | 46 | 2016 | 1 | 25 | 25 |  | Dravosburg | West Mifflin | 138 | 138 | Tower | 0 | 2.95 | 1 | (8) | 0 | 78444 | 78444 | 0 | 0 | 0 | 0 | 0 | 0 | 0 | 0 | 0 | 0 | 0 | 0 | 0 | 0 | 0 | 0 | 0 | 0 | 0 | 0 | 12 | 1
NO |  | 46 | 2016 | 1 | 26 | 26 |  | Dravosburg | Wilmerding | 138 | 138 | Tower | 5.31 | 0 | 1 | (8) (9) | 0 | 683631 | 683631 | 0 | 0 | 0 | 0 | 0 | 0 | 0 | 0 | 0 | 0 | 0 | 0 | 0 | 0 | 0 | 0 | 0 | 0 | 0 | 0 | 12 | 1
NO |  | 46 | 2016 | 1 | 27 | 27 |  | Dravosburg | Wilmerding | 138 | 138 | Tower | 0 | 5.23 | 1 | (8) (9) | 3162 | 2288211 | 2291373 | 0 | 0 | 0 | 0 | 0 | 0 | 0 | 0 | 0 | 0 | 0 | 0 | 0 | 0 | 0 | 0 | 0 | 0 | 0 | 0 | 12 | 1
NO |  | 46 | 2016 | 1 | 28 | 28 |  | Dravosburg | Logans Ferry | 138 | 138 | Tower | 0 | 17.51 | 1 | (8) (9) | 53972 | 2617439 | 2671411 | 0 | 0 | 0 | 0 | 0 | 0 | 0 | 0 | 0 | 0 | 0 | 0 | 0 | 0 | 0 | 0 | 0 | 0 | 0 | 0 | 12 | 1
NO |  | 46 | 2016 | 1 | 29 | 29 |  | Dravosburg | Illinois | 138 | 138 | Tower | 2.54 | 0 | 1 | (9) | 0 | 737226 | 737226 | 0 | 0 | 0 | 0 | 0 | 0 | 0 | 0 | 0 | 0 | 0 | 0 | 0 | 0 | 0 | 0 | 0 | 0 | 0 | 0 | 12 | 1
NO |  | 46 | 2016 | 1 | 30 | 30 |  | AES | Potter | 138 | 138 | (Corten Pole) | 0.47 | 0 | 1 | (17) | 0 | 0 | 0 | 0 | 0 | 0 | 0 | 0 | 0 | 0 | 0 | 0 | 0 | 0 | 0 | 0 | 0 | 0 | 0 | 0 | 0 | 0 | 0 | 12 | 1
NO |  | 46 | 2016 | 1 | 31 | 31 |  | Potter | Raccoon | 138 | 138 | Tower | 1.6 | 0 | 1 | (9) (10) | 179346 | 2627928 | 2807274 | 0 | 0 | 0 | 0 | 0 | 0 | 0 | 0 | 0 | 0 | 0 | 0 | 0 | 0 | 0 | 0 | 0 | 0 | 0 | 0 | 12 | 1
NO |  | 46 | 2016 | 1 | 32 | 32 |  | Crescent | Valley | 138 | 138 | (Tower) | 10.2 | 4.73 | 1 | (8) (9) | 18021 | 4271294 | 4289315 | 0 | 0 | 0 | 0 | 0 | 0 | 0 | 0 | 0 | 0 | 0 | 0 | 0 | 0 | 0 | 0 | 0 | 0 | 0 | 0 | 12 | 1
NO |  | 46 | 2016 | 1 | 33 | 33 |  | Potter | Raccoon | 138 | 138 | Tower | 0.08 | 1.54 | 1 | (9) (10) | 0 | 446461 | 446461 | 0 | 0 | 0 | 0 | 0 | 0 | 0 | 0 | 0 | 0 | 0 | 0 | 0 | 0 | 0 | 0 | 0 | 0 | 0 | 0 | 12 | 1
NO |  | 46 | 2016 | 1 | 34 | 34 |  | Legionville | Valley | 138 | 138 | Tower | 0 | 12.45 | 1 | (8) (9) | 0 | 2599060 | 2599060 | 0 | 0 | 0 | 0 | 0 | 0 | 0 | 0 | 0 | 0 | 0 | 0 | 0 | 0 | 0 | 0 | 0 | 0 | 0 | 0 | 12 | 1
NO |  | 46 | 2016 | 1 | 35 | 35 |  | Carson | Forbes | 138 | 138 | UG | 2.33 | 0 | 1 | (19) | 154 | 11826917 | 11827071 | 0 | 0 | 0 | 0 | 0 | 0 | 0 | 0 | 0 | 0 | 0 | 0 | 0 | 0 | 0 | 0 | 0 | 0 | 0 | 0 | 12 | 1
NO |  | 46 | 2016 | 2 | 1 | 1 |  | Carson | Forbes | 138 | 138 | Tower | 0.48 | 0 | 0 | (17) | 0 | 0 | 0 | 0 | 0 | 0 | 0 | 0 | 0 | 0 | 0 | 0 | 0 | 0 | 0 | 0 | 0 | 0 | 0 | 0 | 0 | 0 | 0 | 12 | 1
NO |  | 46 | 2016 | 2 | 2 | 2 |  | Carson | Dravosburg | 138 | 138 | (Tower) | 0.35 | 1.15 | 1 | (9) | 39426 | 1652698 | 1692124 | 0 | 0 | 0 | 0 | 0 | 0 | 0 | 0 | 0 | 0 | 0 | 0 | 0 | 0 | 0 | 0 | 0 | 0 | 0 | 0 | 12 | 1
NO |  | 46 | 2016 | 2 | 3 | 3 |  | Carson | Dravosburg | 138 | 138 | (Wood Pole) | 6.76 | 0 | 0 | (9) | 0 | 0 | 0 | 0 | 0 | 0 | 0 | 0 | 0 | 0 | 0 | 0 | 0 | 0 | 0 | 0 | 0 | 0 | 0 | 0 | 0 | 0 | 0 | 12 | 1
NO |  | 46 | 2016 | 2 | 4 | 4 |  | Carson | Bettis | 138 | 138 | Tower | 0.93 | 5.49 | 1 | (8) (9) | 1060583 | 877579 | 1938162 | 0 | 0 | 0 | 0 | 0 | 0 | 0 | 0 | 0 | 0 | 0 | 0 | 0 | 0 | 0 | 0 | 0 | 0 | 0 | 0 | 12 | 1
NO |  | 46 | 2016 | 2 | 5 | 5 |  | Hopewell | Legionville | 138 | 138 | Tower | 0 | 1.72 | 1 | (8) | 0 | 71785 | 71785 | 0 | 0 | 0 | 0 | 0 | 0 | 0 | 0 | 0 | 0 | 0 | 0 | 0 | 0 | 0 | 0 | 0 | 0 | 0 | 0 | 12 | 1
NO |  | 46 | 2016 | 2 | 6 | 6 |  | Dravosburg | Rankin | 138 | 138 | (Tower) | 0.3 | 0 | 1 | (9) | 191981 | 2221768 | 2413748 | 0 | 0 | 0 | 0 | 0 | 0 | 0 | 0 | 0 | 0 | 0 | 0 | 0 | 0 | 0 | 0 | 0 | 0 | 0 | 0 | 12 | 1
NO |  | 46 | 2016 | 2 | 7 | 7 |  | Dravosburg | Rankin | 138 | 138 | (Wood Pole) | 4.02 | 0 | 0 | (9) | 0 | 0 | 0 | 0 | 0 | 0 | 0 | 0 | 0 | 0 | 0 | 0 | 0 | 0 | 0 | 0 | 0 | 0 | 0 | 0 | 0 | 0 | 0 | 12 | 1
NO |  | 46 | 2016 | 2 | 8 | 8 |  | West Mifflin | Irvin | 138 | 138 | Tower | 0.07 | 0 | 1 | (6) | 13337 | 61386 | 74723 | 0 | 0 | 0 | 0 | 0 | 0 | 0 | 0 | 0 | 0 | 0 | 0 | 0 | 0 | 0 | 0 | 0 | 0 | 0 | 0 | 12 | 1
NO |  | 46 | 2016 | 2 | 9 | 9 |  | West Mifflin | Irvin | 138 | 138 | Tower | 0 | 0.06 | 1 | (6) | 0 | 15722 | 15722 | 0 | 0 | 0 | 0 | 0 | 0 | 0 | 0 | 0 | 0 | 0 | 0 | 0 | 0 | 0 | 0 | 0 | 0 | 0 | 0 | 12 | 1
NO |  | 46 | 2016 | 2 | 10 | 10 |  | Midland | WHEMCO | 138 | 138 | Wood Pole | 0.7 | 0 | 1 | (9) | 2062 | 300217 | 302279 | 0 | 0 | 0 | 0 | 0 | 0 | 0 | 0 | 0 | 0 | 0 | 0 | 0 | 0 | 0 | 0 | 0 | 0 | 0 | 0 | 12 | 1
NO |  | 46 | 2016 | 2 | 11 | 11 |  | Wilmerding | WABCO | 138 | 138 | Wood Pole | 0.53 | 0 | 1 | (3) | 2400 | 60703 | 63103 | 0 | 0 | 0 | 0 | 0 | 0 | 0 | 0 | 0 | 0 | 0 | 0 | 0 | 0 | 0 | 0 | 0 | 0 | 0 | 0 | 12 | 1
NO |  | 46 | 2016 | 2 | 12 | 12 |  | Arsenal | Oakland | 138 | 138 | UG | 2.75 | 0 | 1 | (15) | 0 | 4129737 | 4129737 | 0 | 0 | 0 | 0 | 0 | 0 | 0 | 0 | 0 | 0 | 0 | 0 | 0 | 0 | 0 | 0 | 0 | 0 | 0 | 0 | 12 | 1
NO |  | 46 | 2016 | 2 | 13 | 13 |  | North | Pine Creek | 138 | 138 | Tower | 0 | 5.06 | 1 | (9) | 0 | 1415753 | 1415753 | 0 | 0 | 0 | 0 | 0 | 0 | 0 | 0 | 0 | 0 | 0 | 0 | 0 | 0 | 0 | 0 | 0 | 0 | 0 | 0 | 12 | 1
NO |  | 46 | 2016 | 2 | 14 | 14 |  | North | Wildwood | 138 | 138 | Wood Pole | 4.83 | 0 | 1 | (9) | 0 | 2737267 | 2737267 | 0 | 0 | 0 | 0 | 0 | 0 | 0 | 0 | 0 | 0 | 0 | 0 | 0 | 0 | 0 | 0 | 0 | 0 | 0 | 0 | 12 | 1
NO |  | 46 | 2016 | 2 | 15 | 15 |  | Woodville | Piney Fork | 138 | 138 | Tower | 0 | 11.43 | 1 | (8) | 481410 | 1145737 | 1627147 | 0 | 0 | 0 | 0 | 0 | 0 | 0 | 0 | 0 | 0 | 0 | 0 | 0 | 0 | 0 | 0 | 0 | 0 | 0 | 0 | 12 | 1
NO |  | 46 | 2016 | 2 | 16 | 16 |  | Dravosburg | Bettis | 138 | 138 | Tower | 0 | 0.95 | 1 | (8) | 0 | 37252 | 37252 | 0 | 0 | 0 | 0 | 0 | 0 | 0 | 0 | 0 | 0 | 0 | 0 | 0 | 0 | 0 | 0 | 0 | 0 | 0 | 0 | 12 | 1
NO |  | 46 | 2016 | 2 | 17 | 17 |  | Peters | Woodville | 138 | 138 | Tower | 0 | 6.91 | 1 | (8) | 0 | 0 | 0 | 0 | 0 | 0 | 0 | 0 | 0 | 0 | 0 | 0 | 0 | 0 | 0 | 0 | 0 | 0 | 0 | 0 | 0 | 0 | 0 | 12 | 1
NO |  | 46 | 2016 | 2 | 18 | 18 |  | Crescent | Sewickley | 138 | 138 | Tower | 0 | 4.07 | 1 | (8) (9) (17) | 0 | 1667366 | 1667366 | 0 | 0 | 0 | 0 | 0 | 0 | 0 | 0 | 0 | 0 | 0 | 0 | 0 | 0 | 0 | 0 | 0 | 0 | 0 | 0 | 12 | 1
NO |  | 46 | 2016 | 2 | 19 | 19 |  | Logans Ferry | Universal | 138 | 138 | Tower | 6.52 | 0 | 1 | (9) | 0 | 2043898 | 2043898 | 0 | 0 | 0 | 0 | 0 | 0 | 0 | 0 | 0 | 0 | 0 | 0 | 0 | 0 | 0 | 0 | 0 | 0 | 0 | 0 | 12 | 1
NO |  | 46 | 2016 | 2 | 20 | 20 |  | Collier | Elwyn | 138 | 138 | Tower | 0 | 7.82 | 1 | (8) (9) (10) | 0 | 495196 | 495196 | 0 | 0 | 0 | 0 | 0 | 0 | 0 | 0 | 0 | 0 | 0 | 0 | 0 | 0 | 0 | 0 | 0 | 0 | 0 | 0 | 12 | 1
NO |  | 46 | 2016 | 2 | 21 | 21 |  | Potter | Valley | 138 | 138 | Tower | 4.51 | 0 | 1 | (9) | 0 | 0 | 0 | 0 | 0 | 0 | 0 | 0 | 0 | 0 | 0 | 0 | 0 | 0 | 0 | 0 | 0 | 0 | 0 | 0 | 0 | 0 | 0 | 12 | 1
NO |  | 46 | 2016 | 2 | 22 | 22 |  | Potter | Valley | 138 | 138 | (Corten Pole) | 2 | 0 | 0 | (9) | 0 | 0 | 0 | 0 | 0 | 0 | 0 | 0 | 0 | 0 | 0 | 0 | 0 | 0 | 0 | 0 | 0 | 0 | 0 | 0 | 0 | 0 | 0 | 12 | 1
NO |  | 46 | 2016 | 2 | 23 | 23 |  | Potter | Valley | 138 | 138 | (UG) | 0.55 | 0 | 0 | (25) | 0 | 0 | 0 | 0 | 0 | 0 | 0 | 0 | 0 | 0 | 0 | 0 | 0 | 0 | 0 | 0 | 0 | 0 | 0 | 0 | 0 | 0 | 0 | 12 | 1
NO |  | 46 | 2016 | 2 | 24 | 24 |  | Potter | Valley | 138 | 138 | Tower | 4.35 | 0 | 1 | (9) (10) | 0 | 0 | 0 | 0 | 0 | 0 | 0 | 0 | 0 | 0 | 0 | 0 | 0 | 0 | 0 | 0 | 0 | 0 | 0 | 0 | 0 | 0 | 0 | 12 | 1
NO |  | 46 | 2016 | 2 | 25 | 25 |  | Potter | Valley | 138 | 138 | (Corten Pole) | 0.81 | 1.19 | 0 | (9) | 0 | 0 | 0 | 0 | 0 | 0 | 0 | 0 | 0 | 0 | 0 | 0 | 0 | 0 | 0 | 0 | 0 | 0 | 0 | 0 | 0 | 0 | 0 | 12 | 1
NO |  | 46 | 2016 | 2 | 26 | 26 |  | Potter | Valley | 138 | 138 | (UG) | 0.54 | 0 | 0 | (25) | 0 | 0 | 0 | 0 | 0 | 0 | 0 | 0 | 0 | 0 | 0 | 0 | 0 | 0 | 0 | 0 | 0 | 0 | 0 | 0 | 0 | 0 | 0 | 12 | 1
NO |  | 46 | 2016 | 2 | 27 | 27 |  | Collier | Tidd | 345 | 345 | Tower | 23.93 | 0 | 1 | (23) | 675087 | 3873556 | 4548643 | 0 | 0 | 0 | 0 | 0 | 0 | 0 | 0 | 0 | 0 | 0 | 0 | 0 | 0 | 0 | 0 | 0 | 0 | 0 | 0 | 12 | 1
NO |  | 46 | 2016 | 2 | 28 | 28 |  | Brunot Island | Carson | 345 | 345 | (Corten Pole) | 0 | 1.32 | 1 | (24) | 0 | 0 | 0 | 0 | 0 | 0 | 0 | 0 | 0 | 0 | 0 | 0 | 0 | 0 | 0 | 0 | 0 | 0 | 0 | 0 | 0 | 0 | 0 | 12 | 1
NO |  | 46 | 2016 | 2 | 29 | 29 |  | Brunot Island | Carson | 345 | 345 | UG | 9.01 | 0 | 0 | (16) | 0 | 4315859 | 4315859 | 0 | 0 | 0 | 0 | 0 | 0 | 0 | 0 | 0 | 0 | 0 | 0 | 0 | 0 | 0 | 0 | 0 | 0 | 0 | 0 | 12 | 1
NO |  | 46 | 2016 | 2 | 30 | 30 |  | Brunot Island | Collier | 345 | 345 | (Corten Pole) | 7.13 | 0 | 1 | (24) | 967456 | 25708557 | 26676014 | 0 | 0 | 0 | 0 | 0 | 0 | 0 | 0 | 0 | 0 | 0 | 0 | 0 | 0 | 0 | 0 | 0 | 0 | 0 | 0 | 12 | 1
NO |  | 46 | 2016 | 2 | 31 | 31 |  | Arsenal | Brunot Island | 345 | 345 | UG | 6.31 | 0 | 1 | (16) | 74934 | 17220295 | 17295229 | 0 | 0 | 0 | 0 | 0 | 0 | 0 | 0 | 0 | 0 | 0 | 0 | 0 | 0 | 0 | 0 | 0 | 0 | 0 | 0 | 12 | 1
NO |  | 46 | 2016 | 2 | 32 | 32 |  | Arsenal | Brunot Island | 345 | 345 | UG | 6.32 | 0 | 1 | (16) | 74934 | 0 | 74934 | 0 | 0 | 0 | 0 | 0 | 0 | 0 | 0 | 0 | 0 | 0 | 0 | 0 | 0 | 0 | 0 | 0 | 0 | 0 | 0 | 12 | 1
NO |  | 46 | 2016 | 2 | 33 | 33 |  | Arsenal | Carson | 345 | 345 | (UG) | 4.91 | 0 | 1 | (16) | 0 | 2077753 | 2077753 | 0 | 0 | 0 | 0 | 0 | 0 | 0 | 0 | 0 | 0 | 0 | 0 | 0 | 0 | 0 | 0 | 0 | 0 | 0 | 0 | 12 | 1
NO |  | 46 | 2016 | 2 | 34 | 34 |  | Arsenal | Carson | 345 | 345 | (Corten Pole) | 1.39 | 0 | 0 | (14) (24) | 0 | 12207586 | 12207586 | 0 | 0 | 0 | 0 | 0 | 0 | 0 | 0 | 0 | 0 | 0 | 0 | 0 | 0 | 0 | 0 | 0 | 0 | 0 | 0 | 12 | 1
NO |  | 46 | 2016 | 2 | 35 | 35 |  | Arsenal | Logans Ferry | 345 | 345 | (UG) | 3.86 | 0 | 1 | (16) | 245119 | 53437076 | 53682196 | 0 | 0 | 0 | 0 | 0 | 0 | 0 | 0 | 0 | 0 | 0 | 0 | 0 | 0 | 0 | 0 | 0 | 0 | 0 | 0 | 12 | 1
NO |  | 46 | 2016 | 3 | 1 | 1 |  | Arsenal | Logans Ferry | 345 | 345 | (Corten Pole) | 7.8 | 0 | 0 | (24) | 0 | 0 | 0 | 0 | 0 | 0 | 0 | 0 | 0 | 0 | 0 | 0 | 0 | 0 | 0 | 0 | 0 | 0 | 0 | 0 | 0 | 0 | 0 | 12 | 1
NO |  | 46 | 2016 | 3 | 2 | 2 |  | Beaver Valley | Sammis | 345 | 345 | Tower | 0 | 0 | 0 | (10) | 43179 | 0 | 43179 | 0 | 0 | 0 | 0 | 0 | 0 | 0 | 0 | 0 | 0 | 0 | 0 | 0 | 0 | 0 | 0 | 0 | 0 | 0 | 0 | 12 | 1
NO |  | 46 | 2016 | 3 | 3 | 3 |  | Beaver Valley | Clinton | 345 | 345 | (Tower) | 13.27 | 0 | 1 | (24) | 408098 | 8818705 | 9226804 | 0 | 0 | 0 | 0 | 0 | 0 | 0 | 0 | 0 | 0 | 0 | 0 | 0 | 0 | 0 | 0 | 0 | 0 | 0 | 0 | 12 | 1
NO |  | 46 | 2016 | 3 | 4 | 4 |  | Beaver Valley | Clinton | 345 | 345 | (Corten Pole) | 1.45 | 0 | 0 | (24) | 0 | 0 | 0 | 0 | 0 | 0 | 0 | 0 | 0 | 0 | 0 | 0 | 0 | 0 | 0 | 0 | 0 | 0 | 0 | 0 | 0 | 0 | 0 | 12 | 1
NO |  | 46 | 2016 | 3 | 5 | 5 |  | Mansfield | Crescent | 345 | 345 | (Tower) | 1.95 | 0 | 1 | (24) | 323962 | 5202259 | 5526221 | 0 | 0 | 0 | 0 | 0 | 0 | 0 | 0 | 0 | 0 | 0 | 0 | 0 | 0 | 0 | 0 | 0 | 0 | 0 | 0 | 12 | 1
NO |  | 46 | 2016 | 3 | 6 | 6 |  | Mansfield | Crescent | 345 | 345 | (Corten Pole) | 9.68 | 0 | 0 | (24) | 0 | 0 | 0 | 0 | 0 | 0 | 0 | 0 | 0 | 0 | 0 | 0 | 0 | 0 | 0 | 0 | 0 | 0 | 0 | 0 | 0 | 0 | 0 | 12 | 1
NO |  | 46 | 2016 | 3 | 7 | 7 |  | Beaver Valley | Mansfield | 345 | 345 | Tower | 0 | 0 | 1 | (24) | 42348 | 10879 | 53227 | 0 | 0 | 0 | 0 | 0 | 0 | 0 | 0 | 0 | 0 | 0 | 0 | 0 | 0 | 0 | 0 | 0 | 0 | 0 | 0 | 12 | 1
NO |  | 46 | 2016 | 3 | 8 | 8 |  | Beaver Valley | Crescent | 345 | 345 | (Tower) | 0.78 | 12.04 | 1 | (24) | 159951 | 6324788 | 6484739 | 0 | 0 | 0 | 0 | 0 | 0 | 0 | 0 | 0 | 0 | 0 | 0 | 0 | 0 | 0 | 0 | 0 | 0 | 0 | 0 | 12 | 1
NO |  | 46 | 2016 | 3 | 9 | 9 |  | Beaver Valley | Crescent | 345 | 345 | (Corten Pole) | 2.96 | 0 | 0 | (24) | 0 | 0 | 0 | 0 | 0 | 0 | 0 | 0 | 0 | 0 | 0 | 0 | 0 | 0 | 0 | 0 | 0 | 0 | 0 | 0 | 0 | 0 | 0 | 12 | 1
NO |  | 46 | 2016 | 3 | 10 | 10 |  | Clinton | Collier | 345 | 345 | (Tower) | 0 | 1.27 | 1 | (24) | 620717 | 7150443 | 7771160 | 0 | 0 | 0 | 0 | 0 | 0 | 0 | 0 | 0 | 0 | 0 | 0 | 0 | 0 | 0 | 0 | 0 | 0 | 0 | 0 | 12 | 1
NO |  | 46 | 2016 | 3 | 11 | 11 |  | Clinton | Collier | 345 | 345 | (Corten Pole) | 12.68 | 0 | 0 | (24) | 0 | 0 | 0 | 0 | 0 | 0 | 0 | 0 | 0 | 0 | 0 | 0 | 0 | 0 | 0 | 0 | 0 | 0 | 0 | 0 | 0 | 0 | 0 | 12 | 1
NO |  | 46 | 2016 | 3 | 12 | 12 |  | Brunot Island | Crescent | 345 | 345 | (Tower) | 0 | 1.05 | 1 | (24) | 0 | 0 | 0 | 0 | 0 | 0 | 0 | 0 | 0 | 0 | 0 | 0 | 0 | 0 | 0 | 0 | 0 | 0 | 0 | 0 | 0 | 0 | 0 | 12 | 1
NO |  | 46 | 2016 | 3 | 13 | 13 |  | Brunot Island | Crescent | 345 | 345 | (Corten Pole) | 0 | 24.49 | 0 | (24) | 0 | 7145159 | 7145159 | 0 | 0 | 0 | 0 | 0 | 0 | 0 | 0 | 0 | 0 | 0 | 0 | 0 | 0 | 0 | 0 | 0 | 0 | 0 | 0 | 12 | 1
SI/NO | A | 46 | 2016 | 3 | 14 | 14 |  | Transmission Lines |  | 69 | 69 | TowerHframe | 19.02 | 0 | 2 | VARIOUS | 2093314 | 37807459 | 35923381 | 0 | 0 | 0 | 894824.3397 | 0 | 0 | 0 | 0 | 0 | 0 | 0 | 0 | 0 | 0 | 0 | 0 | 0 | 0 | 0 | 0 | 12 | 1
NO |  | 46 | 2016 | 3 | 15 | 15 |  | Other |  | 0 | 0 |  | 0 | 0 | 0 |  | 31415 | 54060481 | 54091896 | 0 | 0 | 0 | 0 | 0 | 0 | 0 | 0 | 0 | 0 | 0 | 0 | 0 | 0 | 0 | 0 | 0 | 0 | 0 | 0 | 12 | 1
NO |  | 49 | 2016 | 0 | 1 | 1 |  | Palo Verde | Kyrene | 500 | 500 | (1),(3) | 0 | 75 | 1 | 1780 ACSR | 1563967 | 7027603 | 8591570 | 0 | 0 | 0 | 0 | 0 | 0 | 0 | 0 | 0 | 0 | 0 | 0 | 0 | 0 | 0 | 0 | 0 | 0 | 0 | 0 | 12 | 1
NO |  | 49 | 2016 | 0 | 2 | 2 |  | Palo Verde | Westwing | 500 | 500 | (3) | 0 | 90 | 2 | 1780 ACSR | 1206109 | 5419588 | 6625697 | 0 | 0 | 0 | 0 | 0 | 0 | 0 | 0 | 0 | 0 | 0 | 0 | 0 | 0 | 0 | 0 | 0 | 0 | 0 | 0 | 12 | 1
NO |  | 49 | 2016 | 0 | 4 | 4 |  | Newman | West Mesa | 345 | 345 | (2) | 232.21 | 0 | 1 | 795 ACSR | 930122 | 14693743 | 15623865 | 0 | 0 | 0 | 0 | 0 | 0 | 0 | 0 | 0 | 0 | 0 | 0 | 0 | 0 | 0 | 0 | 0 | 0 | 0 | 0 | 12 | 1
NO |  | 49 | 2016 | 0 | 5 | 5 |  | Newman | Afton | 345 | 345 | (2) | 29.88 | 0 | 1 | 795 ACSR | 423552 | 5563407 | 5986959 | 0 | 0 | 0 | 0 | 0 | 0 | 0 | 0 | 0 | 0 | 0 | 0 | 0 | 0 | 0 | 0 | 0 | 0 | 0 | 0 | 12 | 1
NO |  | 49 | 2016 | 0 | 6 | 6 |  | Afton | Luna | 345 | 345 | (2) | 57.26 | 0 | 1 | 795 ACSR | 811653 | 10661168 | 11472821 | 0 | 0 | 0 | 0 | 0 | 0 | 0 | 0 | 0 | 0 | 0 | 0 | 0 | 0 | 0 | 0 | 0 | 0 | 0 | 0 | 12 | 1
NO |  | 49 | 2016 | 0 | 7 | 7 |  | Luna | Greenlee | 345 | 345 | (2) | 0 | 109.77 | 1 | 795 ACSR | 86513 | 1931997 | 2018510 | 0 | 0 | 0 | 0 | 0 | 0 | 0 | 0 | 0 | 0 | 0 | 0 | 0 | 0 | 0 | 0 | 0 | 0 | 0 | 0 | 12 | 1
NO |  | 49 | 2016 | 0 | 8 | 8 |  | Newman | Eddy County | 345 | 345 | (2) | 79.93 | 125.45 | 1 | 954 ACSR/T2 | 2836385 | 21943039 | 24779424 | 0 | 0 | 0 | 0 | 0 | 0 | 0 | 0 | 0 | 0 | 0 | 0 | 0 | 0 | 0 | 0 | 0 | 0 | 0 | 0 | 12 | 1
NO |  | 49 | 2016 | 0 | 9 | 9 |  | Diablo | Luna | 345 | 345 | (2) | 85.66 | 0 | 1 | 954 ACSR | 1114625 | 12217983 | 13332608 | 0 | 0 | 0 | 0 | 0 | 0 | 0 | 0 | 0 | 0 | 0 | 0 | 0 | 0 | 0 | 0 | 0 | 0 | 0 | 0 | 12 | 1
NO |  | 49 | 2016 | 0 | 10 | 10 |  | Luna | Macho Springs | 345 | 345 | (2),(3) | 24.86 | 0 | 1 | 954 ACSR | 19320 | 6853289 | 6872609 | 0 | 0 | 0 | 0 | 0 | 0 | 0 | 0 | 0 | 0 | 0 | 0 | 0 | 0 | 0 | 0 | 0 | 0 | 0 | 0 | 12 | 1
NO |  | 49 | 2016 | 0 | 11 | 11 |  | Macho Springs | Springerville | 345 | 345 | (2),(3) | 201.38 | 0 | 1 | 954 ACSR | 154575 | 54832478 | 54987053 | 0 | 0 | 0 | 0 | 0 | 0 | 0 | 0 | 0 | 0 | 0 | 0 | 0 | 0 | 0 | 0 | 0 | 0 | 0 | 0 | 12 | 1
SI/NO | A | 49 | 2016 | 0 | 14 | 14 |  | Various 115kV Lines |  | 115 | 115 | (1),(2) | 465.54 | 47.84 | 1 | Various | 4755530 | 84719813 | 89475343 | 0 | 0 | 0 | 2228763.3428 | 0 | 0 | 0 | 0 | 0 | 0 | 0 | 0 | 0 | 0 | 0 | 0 | 0 | 0 | 0 | 0 | 12 | 1
SI/NO | A | 49 | 2016 | 0 | 15 | 15 |  | Various 69kV Lines |  | 69 | 69 | (1),(2) | 202.58 | 21.55 | 1 | Various | 317743 | 19193444 | 19511187 | 0 | 0 | 0 | 486008.9596 | 0 | 0 | 0 | 0 | 0 | 0 | 0 | 0 | 0 | 0 | 0 | 0 | 0 | 0 | 0 | 0 | 12 | 1
NO |  | 49 | 2016 | 0 | 36 | 36 |  | TOTAL |  | 0 | 0 |  | 1379.3 | 469.61 | 13 |  | 14220094 | 245057552 | 259277646 | 0 | 0 | 0 | 0 | 0 | 0 | 0 | 0 | 0 | 0 | 0 | 0 | 0 | 0 | 0 | 0 | 0 | 0 | 0 | 0 | 12 | 1
NO |  | 51 | 2016 | 0 | 1 | 1 |  | This detail is not |  | 161000 | 161000 | WOOD H FRAME | 343.66 | 7.65 | 1 | 795.000 ACSR | 0 | 0 | 0 | 0 | 0 | 0 | 0 | 0 | 0 | 0 | 0 | 0 | 0 | 0 | 0 | 0 | 0 | 0 | 0 | 0 | 0 | 0 | 0 | 12 | 1
NO |  | 51 | 2016 | 0 | 2 | 2 |  | currently available on |  | 0 | 0 |  | 0 | 0 | 0 | 565.000 ACSR | 0 | 0 | 0 | 0 | 0 | 0 | 0 | 0 | 0 | 0 | 0 | 0 | 0 | 0 | 0 | 0 | 0 | 0 | 0 | 0 | 0 | 0 | 0 | 12 | 1
NO |  | 51 | 2016 | 0 | 3 | 3 |  | Respondent's tracking |  | 161000 | 161000 | STEEL POLE | 7.4 | 1.94 | 1 | 336.400 ACSR | 0 | 0 | 0 | 0 | 0 | 0 | 0 | 0 | 0 | 0 | 0 | 0 | 0 | 0 | 0 | 0 | 0 | 0 | 0 | 0 | 0 | 0 | 0 | 12 | 1
NO |  | 51 | 2016 | 0 | 4 | 4 |  | system. |  | 161000 | 161000 | STEEL TOWER | 26.49 | 0 | 1 | 253.000 HDB | 0 | 0 | 0 | 0 | 0 | 0 | 0 | 0 | 0 | 0 | 0 | 0 | 0 | 0 | 0 | 0 | 0 | 0 | 0 | 0 | 0 | 0 | 0 | 12 | 1
NO |  | 51 | 2016 | 0 | 5 | 5 |  |  |  | 161000 | 161000 | STEEL H | 8.08 | 0 | 0 | 656.000 ACSR | 0 | 0 | 0 | 0 | 0 | 0 | 0 | 0 | 0 | 0 | 0 | 0 | 0 | 0 | 0 | 0 | 0 | 0 | 0 | 0 | 0 | 0 | 0 | 12 | 1
NO |  | 51 | 2016 | 0 | 6 | 6 |  |  |  | 161000 | 161000 | WOOD POLE | 21.2 | 0 | 1 | 795.000 ACSR | 9091363 | 81601988 | 90693351 | 23949 | 648097 | 0 | 672046 | 0 | 0 | 0 | 0 | 0 | 0 | 0 | 0 | 0 | 0 | 0 | 0 | 0 | 0 | 0 | 0 | 12 | 1
SI/SI | A | 51 | 2016 | 0 | 9 | 9 |  |  |  | 69000 | 69000 | WOOD H FRAME | 35.7 | 0 | 1 | Various | 2300542 | 91530417 | 93830959 | 50836 | 1213922 | 0 | 1264758 | 0 | 0 | 0 | 0 | 0 | 0 | 0 | 0 | 0 | 0 | 0 | 0 | 0 | 0 | 0 | 0 | 12 | 1
NO |  | 51 | 2016 | 0 | 10 | 10 |  |  |  | 69000 | 69000 | WOOD H FRAME | 0 | 5.24 | 1 |  | 0 | 0 | 0 | 0 | 0 | 0 | 0 | 0 | 0 | 0 | 0 | 0 | 0 | 0 | 0 | 0 | 0 | 0 | 0 | 0 | 0 | 0 | 0 | 12 | 1
NO |  | 51 | 2016 | 0 | 11 | 11 |  |  |  | 69000 | 69000 | WOOD POLE | 665.81 | 0 | 1 |  | 0 | 0 | 0 | 0 | 0 | 0 | 0 | 0 | 0 | 0 | 0 | 0 | 0 | 0 | 0 | 0 | 0 | 0 | 0 | 0 | 0 | 0 | 0 | 12 | 1
NO |  | 51 | 2016 | 0 | 12 | 12 |  |  |  | 69000 | 69000 | WOOD POLE | 0 | 10.75 | 1 |  | 0 | 0 | 0 | 0 | 0 | 0 | 0 | 0 | 0 | 0 | 0 | 0 | 0 | 0 | 0 | 0 | 0 | 0 | 0 | 0 | 0 | 0 | 0 | 12 | 1
NO |  | 51 | 2016 | 0 | 13 | 13 |  |  |  | 69000 | 69000 | STEEL POLE | 37 | 0 | 1 |  | 0 | 0 | 0 | 0 | 0 | 0 | 0 | 0 | 0 | 0 | 0 | 0 | 0 | 0 | 0 | 0 | 0 | 0 | 0 | 0 | 0 | 0 | 0 | 12 | 1
NO |  | 51 | 2016 | 0 | 14 | 14 |  |  |  | 69000 | 69000 | STEEL TOWER | 8.77 | 0 | 1 |  | 0 | 0 | 0 | 0 | 0 | 0 | 0 | 0 | 0 | 0 | 0 | 0 | 0 | 0 | 0 | 0 | 0 | 0 | 0 | 0 | 0 | 0 | 0 | 12 | 1
NO |  | 51 | 2016 | 0 | 15 | 15 |  |  |  | 69000 | 69000 | STEEL TOWER | 0 | 28.56 | 1 |  | 0 | 0 | 0 | 0 | 0 | 0 | 0 | 0 | 0 | 0 | 0 | 0 | 0 | 0 | 0 | 0 | 0 | 0 | 0 | 0 | 0 | 0 | 0 | 12 | 1
SI/SI | A | 51 | 2016 | 0 | 18 | 18 |  |  |  | 34500 | 34500 | WOOD H FRAME | 0.7 | 0 | 1 | Various | 42276 | 4040623 | 4082899 | 2121 | 30167 | 0 | 32288 | 0 | 0 | 0 | 0 | 0 | 0 | 0 | 0 | 0 | 0 | 0 | 0 | 0 | 0 | 0 | 0 | 12 | 1
NO |  | 51 | 2016 | 0 | 19 | 19 |  |  |  | 34500 | 34500 | WOOD POLE | 52.88 | 0 | 1 |  | 0 | 0 | 0 | 0 | 0 | 0 | 0 | 0 | 0 | 0 | 0 | 0 | 0 | 0 | 0 | 0 | 0 | 0 | 0 | 0 | 0 | 0 | 0 | 12 | 1
NO |  | 51 | 2016 | 0 | 20 | 20 |  |  |  | 34500 | 34500 | WOOD POLE | 0 | 2.86 | 1 |  | 0 | 0 | 0 | 0 | 0 | 0 | 0 | 0 | 0 | 0 | 0 | 0 | 0 | 0 | 0 | 0 | 0 | 0 | 0 | 0 | 0 | 0 | 0 | 12 | 1
NO |  | 51 | 2016 | 0 | 21 | 21 |  |  |  | 34500 | 34500 | STEEL POLE | 27.96 | 0 | 1 |  | 0 | 0 | 0 | 0 | 0 | 0 | 0 | 0 | 0 | 0 | 0 | 0 | 0 | 0 | 0 | 0 | 0 | 0 | 0 | 0 | 0 | 0 | 0 | 12 | 1
NO |  | 51 | 2016 | 0 | 22 | 22 |  |  |  | 34500 | 34500 | STEEL POLE | 0 | 7.43 | 1 |  | 0 | 0 | 0 | 0 | 0 | 0 | 0 | 0 | 0 | 0 | 0 | 0 | 0 | 0 | 0 | 0 | 0 | 0 | 0 | 0 | 0 | 0 | 0 | 12 | 1
NO |  | 51 | 2016 | 0 | 25 | 25 |  |  |  | 345000 | 345000 | WOOD H FRAME | 21.9 | 0 | 1 | Various | 593858 | 1680033 | 2273891 | 0 | 70819 | 0 | 70819 | 0 | 0 | 0 | 0 | 0 | 0 | 0 | 0 | 0 | 0 | 0 | 0 | 0 | 0 | 0 | 0 | 12 | 1
NO |  | 51 | 2016 | 0 | 36 | 36 |  | TOTAL |  | 0 | 0 |  | 1257.55 | 64.43 | 17 |  | 12028039 | 178853061 | 190881100 | 76906 | 1963005 | 0 | 2039911 | 0 | 0 | 0 | 0 | 0 | 0 | 0 | 0 | 0 | 0 | 0 | 0 | 0 | 0 | 0 | 0 | 12 | 1
SI/SI | A | 54 | 2016 | 0 | 1 | 1 |  | Fitchburg | Fitchburg | 69000 | 69000 |  | 5.7 | 0 | 1 |  | 607193 | 1250204 | 1857397 | 29377 | 77266 | 7945 | 114588 | 0 | 0 | 0 | 0 | 660540116 | 0 | 0 | 0 | 660540117 | 0 | 0 | 0 | 0 | 0 | 0 | 0 | 12 | 1
NO |  | 54 | 2016 | 0 | 2 | 2 |  | Fitchburg | Fitchburg | 69000 | 69000 |  | 3.5 | 3.7 | 2 |  | 0 | 0 | 0 | 0 | 0 | 0 | 0 | 0 | 0 | 0 | 0 | 0 | 0 | 0 | 0 | 0 | 0 | 0 | 0 | 0 | 0 | 0 | 0 | 12 | 1
NO |  | 54 | 2016 | 0 | 3 | 3 |  | Fitchburg | Fitchburg | 69000 | 69000 |  | 2.83 | 0.07 | 3 |  | 0 | 0 | 0 | 0 | 0 | 0 | 0 | 0 | 0 | 0 | 0 | 0 | 0 | 0 | 0 | 660540118 | 0 | 0 | 0 | 0 | 0 | 0 | 0 | 12 | 1
NO |  | 54 | 2016 | 0 | 4 | 4 |  | Fitchburg | Fitchburg | 69000 | 69000 |  | 0.5 | 0 | 6 |  | 0 | 0 | 0 | 0 | 0 | 0 | 0 | 0 | 0 | 0 | 0 | 0 | 0 | 0 | 0 | 0 | 0 | 0 | 0 | 0 | 0 | 0 | 0 | 12 | 1
NO |  | 54 | 2016 | 0 | 5 | 5 |  | Lunenburg | Townsend | 69000 | 69000 |  | 8.91 | 0.29 | 8 |  | 0 | 0 | 0 | 0 | 0 | 0 | 0 | 0 | 0 | 0 | 0 | 0 | 0 | 0 | 0 | 660540119 | 0 | 0 | 0 | 0 | 0 | 0 | 0 | 12 | 1
NO |  | 54 | 2016 | 0 | 6 | 6 |  | Lunenburg | Townsend | 69000 | 69000 |  | 8.7 | 0.29 | 9 |  | 0 | 0 | 0 | 0 | 0 | 0 | 0 | 0 | 0 | 0 | 0 | 0 | 0 | 0 | 0 | 0 | 0 | 0 | 0 | 0 | 0 | 0 | 0 | 12 | 1
NO |  | 54 | 2016 | 0 | 7 | 7 |  | Townsend | Townsend | 69000 | 69000 | Poles Wood | 3.39 | 0 | 10 |  | 0 | 0 | 0 | 0 | 0 | 0 | 0 | 0 | 0 | 0 | 0 | 0 | 0 | 0 | 0 | 660540120 | 0 | 0 | 0 | 0 | 0 | 0 | 0 | 12 | 1
NO |  | 54 | 2016 | 0 | 36 | 36 |  | TOTAL |  | 0 | 0 |  | 33.53 | 4.35 | 39 |  | 607193 | 1250204 | 1857397 | 29377 | 77266 | 7945 | 114588 | 0 | 0 | 0 | 0 | 0 | 0 | 0 | 0 | 0 | 0 | 0 | 0 | 0 | 0 | 0 | 0 | 12 | 1
NO |  | 55 | 2016 | 0 | 1 | 1 |  | 500KV LINES |  | 0 | 0 |  | 0 | 0 | 0 |  | 0 | 0 | 0 | 0 | 0 | 0 | 0 | 0 | 0 | 0 | 0 | 0 | 0 | 0 | 0 | 0 | 0 | 0 | 0 | 0 | 0 | 0 | 0 | 12 | 1
NO |  | 55 | 2016 | 0 | 2 | 2 |  | CENTRAL FLORIDA | KATHLEEN | 500 | 500 | ST | 44.22 | 0 | 1 | 2156 KCM ACSR | 0 | 0 | 0 | 0 | 0 | 0 | 0 | 0 | 0 | 0 | 0 | 0 | 0 | 0 | 0 | 0 | 0 | 0 | 0 | 0 | 0 | 0 | 0 | 12 | 1
NO |  | 55 | 2016 | 0 | 3 | 3 |  | CRYSTAL RIVER SUB | BROOKRIDGE | 500 | 500 | ST | 34.4 | 0 | 1 | 2335 KCM ACSR | 0 | 0 | 0 | 0 | 0 | 0 | 0 | 0 | 0 | 0 | 0 | 0 | 0 | 0 | 0 | 0 | 0 | 0 | 0 | 0 | 0 | 0 | 0 | 12 | 1
NO |  | 55 | 2016 | 0 | 4 | 4 |  | BROOKRIDGE | LAKE TARPON | 500 | 500 | ST | 37.63 | 0 | 1 | 2335 KCM ACSR | 0 | 0 | 0 | 0 | 0 | 0 | 0 | 0 | 0 | 0 | 0 | 0 | 0 | 0 | 0 | 0 | 0 | 0 | 0 | 0 | 0 | 0 | 0 | 12 | 1
NO |  | 55 | 2016 | 0 | 5 | 5 |  | CRYSTAL RIVER SUB | CENTRAL FLORIDA | 500 | 500 | ST | 52.91 | 0 | 1 | 2335 KCM ACSR | 0 | 0 | 0 | 0 | 0 | 0 | 0 | 0 | 0 | 0 | 0 | 0 | 0 | 0 | 0 | 0 | 0 | 0 | 0 | 0 | 0 | 0 | 0 | 12 | 1
NO |  | 55 | 2016 | 0 | 6 | 6 |  | Tot. 500KV Lines |  | 0 | 0 |  | 0 | 0 | 0 |  | 2304818 | 38649021 | 40953839 | 0 | 0 | 0 | 0 | 0 | 0 | 0 | 0 | 0 | 0 | 0 | 0 | 0 | 0 | 0 | 0 | 0 | 0 | 0 | 0 | 12 | 1
NO |  | 55 | 2016 | 0 | 8 | 8 |  | 230 KV LINES |  | 0 | 0 |  | 0 | 0 | 0 |  | 0 | 0 | 0 | 0 | 0 | 0 | 0 | 0 | 0 | 0 | 0 | 0 | 0 | 0 | 0 | 0 | 0 | 0 | 0 | 0 | 0 | 0 | 0 | 12 | 1
NO |  | 55 | 2016 | 0 | 9 | 9 |  | BARTOW PLANT | NORTHEAST #3 | 230 | 230 | HPOF | 3.91 | 0 | 1 | 2500 KCM CU | 0 | 0 | 0 | 0 | 0 | 0 | 0 | 0 | 0 | 0 | 0 | 0 | 0 | 0 | 0 | 0 | 0 | 0 | 0 | 0 | 0 | 0 | 0 | 12 | 1
NO |  | 55 | 2016 | 0 | 10 | 10 |  | BARTOW PLANT | NORTHEAST #5 | 230 | 230 | HPOF | 3.98 | 0 | 1 | 2500 KCM CU | 0 | 0 | 0 | 0 | 0 | 0 | 0 | 0 | 0 | 0 | 0 | 0 | 0 | 0 | 0 | 0 | 0 | 0 | 0 | 0 | 0 | 0 | 0 | 12 | 1
NO |  | 55 | 2016 | 0 | 11 | 11 |  | BARTOW PLANT | NORTHEAST #6 | 230 | 230 | XLPE | 3.86 | 0 | 1 | 5000 KCMIL CU | 0 | 0 | 0 | 0 | 0 | 0 | 0 | 0 | 0 | 0 | 0 | 0 | 0 | 0 | 0 | 0 | 0 | 0 | 0 | 0 | 0 | 0 | 0 | 12 | 1
NO |  | 55 | 2016 | 0 | 12 | 12 |  | CENTRAL FLORIDA | BUSHNELL EAST | 230 | 230 | SP | 8.61 | 0 | 1 | 1622 ACSS/TW | 0 | 0 | 0 | 0 | 0 | 0 | 0 | 0 | 0 | 0 | 0 | 0 | 0 | 0 | 0 | 0 | 0 | 0 | 0 | 0 | 0 | 0 | 0 | 12 | 1
NO |  | 55 | 2016 | 0 | 13 | 13 |  | AVON PARK | FORT MEADE | 230 | 230 | ST | 4.3 | 0 | 1 | 1081 KCM ACSR | 0 | 0 | 0 | 0 | 0 | 0 | 0 | 0 | 0 | 0 | 0 | 0 | 0 | 0 | 0 | 0 | 0 | 0 | 0 | 0 | 0 | 0 | 0 | 12 | 1
NO |  | 55 | 2016 | 0 | 14 | 14 |  |  |  | 0 | 0 | CP | 2.14 | 0 | 0 | 954 KCM ACSR | 0 | 0 | 0 | 0 | 0 | 0 | 0 | 0 | 0 | 0 | 0 | 0 | 0 | 0 | 0 | 0 | 0 | 0 | 0 | 0 | 0 | 0 | 0 | 12 | 1
NO |  | 55 | 2016 | 0 | 15 | 15 |  |  |  | 0 | 0 | WH | 20.15 | 0 | 0 | 954 KCM ACSR | 0 | 0 | 0 | 0 | 0 | 0 | 0 | 0 | 0 | 0 | 0 | 0 | 0 | 0 | 0 | 0 | 0 | 0 | 0 | 0 | 0 | 0 | 0 | 12 | 1
NO |  | 55 | 2016 | 0 | 16 | 16 |  |  |  | 0 | 0 | WP | 0.94 | 0 | 0 | 954 KCM ACSR | 0 | 0 | 0 | 0 | 0 | 0 | 0 | 0 | 0 | 0 | 0 | 0 | 0 | 0 | 0 | 0 | 0 | 0 | 0 | 0 | 0 | 0 | 0 | 12 | 1
NO |  | 55 | 2016 | 0 | 17 | 17 |  |  |  | 0 | 0 | SP | 0 | 1.22 | 0 | 954 KCM ACSR | 0 | 0 | 0 | 0 | 0 | 0 | 0 | 0 | 0 | 0 | 0 | 0 | 0 | 0 | 0 | 0 | 0 | 0 | 0 | 0 | 0 | 0 | 0 | 12 | 1
NO |  | 55 | 2016 | 0 | 18 | 18 |  | AVON PARK | FISHEATING CREEK | 230 | 230 | SP | 9.06 | 0 | 1 | 1590 KCM ACSR | 0 | 0 | 0 | 0 | 0 | 0 | 0 | 0 | 0 | 0 | 0 | 0 | 0 | 0 | 0 | 0 | 0 | 0 | 0 | 0 | 0 | 0 | 0 | 12 | 1
NO |  | 55 | 2016 | 0 | 19 | 19 |  |  |  | 0 | 0 | CP | 17.05 | 0 | 0 | 1590 KCM ACSR | 0 | 0 | 0 | 0 | 0 | 0 | 0 | 0 | 0 | 0 | 0 | 0 | 0 | 0 | 0 | 0 | 0 | 0 | 0 | 0 | 0 | 0 | 0 | 12 | 1
NO |  | 55 | 2016 | 0 | 20 | 20 |  |  |  | 0 | 0 | WH | 3.29 | 0 | 0 | 1590 KCM ACSR | 0 | 0 | 0 | 0 | 0 | 0 | 0 | 0 | 0 | 0 | 0 | 0 | 0 | 0 | 0 | 0 | 0 | 0 | 0 | 0 | 0 | 0 | 0 | 12 | 1
NO |  | 55 | 2016 | 0 | 21 | 21 |  | ANCLOTE PLANT | LARGO | 230 | 230 | SH | 15.29 | 0 | 1 | 1590 KCM ACSR | 0 | 0 | 0 | 0 | 0 | 0 | 0 | 0 | 0 | 0 | 0 | 0 | 0 | 0 | 0 | 0 | 0 | 0 | 0 | 0 | 0 | 0 | 0 | 12 | 1
NO |  | 55 | 2016 | 0 | 22 | 22 |  |  |  | 0 | 0 | SP | 8.54 | 0 | 0 | 1590 KCM ACSR | 0 | 0 | 0 | 0 | 0 | 0 | 0 | 0 | 0 | 0 | 0 | 0 | 0 | 0 | 0 | 0 | 0 | 0 | 0 | 0 | 0 | 0 | 0 | 12 | 1
NO |  | 55 | 2016 | 0 | 23 | 23 |  | ANCLOTE PLANT | EAST CLEARWATER | 230 | 230 | SH | 0 | 15.3 | 1 | 1590 KCM ACSR | 0 | 0 | 0 | 0 | 0 | 0 | 0 | 0 | 0 | 0 | 0 | 0 | 0 | 0 | 0 | 0 | 0 | 0 | 0 | 0 | 0 | 0 | 0 | 12 | 1
NO |  | 55 | 2016 | 0 | 24 | 24 |  | ANCLOTE PLANT | SEVEN SPRINGS | 230 | 230 | SP | 7.71 | 0 | 1 | 2335 KCM ACAR | 0 | 0 | 0 | 0 | 0 | 0 | 0 | 0 | 0 | 0 | 0 | 0 | 0 | 0 | 0 | 0 | 0 | 0 | 0 | 0 | 0 | 0 | 0 | 12 | 1
NO |  | 55 | 2016 | 0 | 25 | 25 |  | ALTAMONTE | WOODSMERE | 230 | 230 | WP | 0.1 | 0 | 1 | 1590 KCM ACSR | 0 | 0 | 0 | 0 | 0 | 0 | 0 | 0 | 0 | 0 | 0 | 0 | 0 | 0 | 0 | 0 | 0 | 0 | 0 | 0 | 0 | 0 | 0 | 12 | 1
NO |  | 55 | 2016 | 0 | 26 | 26 |  |  |  | 0 | 0 | ST | 0 | 0.56 | 0 | 1590 KCM ACSR | 0 | 0 | 0 | 0 | 0 | 0 | 0 | 0 | 0 | 0 | 0 | 0 | 0 | 0 | 0 | 0 | 0 | 0 | 0 | 0 | 0 | 0 | 0 | 12 | 1
NO |  | 55 | 2016 | 0 | 27 | 27 |  |  |  | 0 | 0 | WH | 10.99 | 0 | 0 | 1590 KCM ACSR | 0 | 0 | 0 | 0 | 0 | 0 | 0 | 0 | 0 | 0 | 0 | 0 | 0 | 0 | 0 | 0 | 0 | 0 | 0 | 0 | 0 | 0 | 0 | 12 | 1
NO |  | 55 | 2016 | 0 | 28 | 28 |  |  |  | 0 | 0 | SP | 1.09 | 0 | 0 | 1590 KCM ACSR | 0 | 0 | 0 | 0 | 0 | 0 | 0 | 0 | 0 | 0 | 0 | 0 | 0 | 0 | 0 | 0 | 0 | 0 | 0 | 0 | 0 | 0 | 0 | 12 | 1
NO |  | 55 | 2016 | 0 | 29 | 29 |  | BARCOLA | CITY OF LAKELAND TIE | 230 | 230 | WH | 18.68 | 0 | 1 | 1590 KCM ACSR | 0 | 0 | 0 | 0 | 0 | 0 | 0 | 0 | 0 | 0 | 0 | 0 | 0 | 0 | 0 | 0 | 0 | 0 | 0 | 0 | 0 | 0 | 0 | 12 | 1
NO |  | 55 | 2016 | 0 | 30 | 30 |  | BARTOW PLANT | NORTHEAST #1 | 230 | 230 | SP | 1.53 | 0 | 1 | 1590 ACSR | 0 | 0 | 0 | 0 | 0 | 0 | 0 | 0 | 0 | 0 | 0 | 0 | 0 | 0 | 0 | 0 | 0 | 0 | 0 | 0 | 0 | 0 | 0 | 12 | 1
NO |  | 55 | 2016 | 0 | 31 | 31 |  | BARTOW PLANT | NORTHEAST #7 | 230 | 230 | XLPE | 3.84 | 0 | 1 | 5000 KCMIL CU | 0 | 0 | 0 | 0 | 0 | 0 | 0 | 0 | 0 | 0 | 0 | 0 | 0 | 0 | 0 | 0 | 0 | 0 | 0 | 0 | 0 | 0 | 0 | 12 | 1
NO |  | 55 | 2016 | 0 | 32 | 32 |  | BARTOW PLANT | NORTHEAST #8 | 230 | 230 | XLPE | 3.92 | 0 | 1 | 5000 KCMIL CU | 0 | 0 | 0 | 0 | 0 | 0 | 0 | 0 | 0 | 0 | 0 | 0 | 0 | 0 | 0 | 0 | 0 | 0 | 0 | 0 | 0 | 0 | 0 | 12 | 1
NO |  | 55 | 2016 | 0 | 33 | 33 |  | BARTOW PLANT | NORTHEAST #9 | 0 | 230 |  | 0 | 0 | 0 |  | 0 | 0 | 0 | 0 | 0 | 0 | 0 | 0 | 0 | 0 | 0 | 0 | 0 | 0 | 0 | 0 | 0 | 0 | 0 | 0 | 0 | 0 | 0 | 12 | 1
NO |  | 55 | 2016 | 0 | 34 | 34 |  | BARCOLA | PEBBLEDALE | 230 | 230 | CP | 3.86 | 0 | 1 | 1622 KCM ACCSSTW | 0 | 0 | 0 | 0 | 0 | 0 | 0 | 0 | 0 | 0 | 0 | 0 | 0 | 0 | 0 | 0 | 0 | 0 | 0 | 0 | 0 | 0 | 0 | 12 | 1
NO |  | 55 | 2016 | 0 | 35 | 35 |  | BROOKRIDGE | BROOKRIDGE | 230 | 230 | WP | 0.21 | 0 | 1 | 1590 KCM ACSR | 0 | 0 | 0 | 0 | 0 | 0 | 0 | 0 | 0 | 0 | 0 | 0 | 0 | 0 | 0 | 0 | 0 | 0 | 0 | 0 | 0 | 0 | 0 | 12 | 1
NO |  | 55 | 2016 | 0 | 36 | 36 |  | TOTAL |  | 0 | 0 |  | 4401.28 | 3630.18 | 123 |  | 98357752 | 1709075873 | 1807433625 | 634638 | 10894687 | 0 | 11529325 | 0 | 0 | 0 | 0 | 0 | 0 | 0 | 0 | 0 | 0 | 0 | 0 | 0 | 0 | 0 | 0 | 12 | 1
NO |  | 55 | 2016 | 1 | 1 | 1 |  | CRYSTAL RIVER | CURLEW | 230 | 230 | ST | 78.34 | 78.24 | 2 | 1590 KCM ACSR | 0 | 0 | 0 | 0 | 0 | 0 | 0 | 0 | 0 | 0 | 0 | 0 | 0 | 0 | 0 | 0 | 0 | 0 | 0 | 0 | 0 | 0 | 0 | 12 | 1
NO |  | 55 | 2016 | 1 | 2 | 2 |  |  |  | 0 | 0 | CP | 0.34 | 0 | 1 | 1590 KCM ACSR | 0 | 0 | 0 | 0 | 0 | 0 | 0 | 0 | 0 | 0 | 0 | 0 | 0 | 0 | 0 | 0 | 0 | 0 | 0 | 0 | 0 | 0 | 0 | 12 | 1
NO |  | 55 | 2016 | 1 | 3 | 3 |  | CRYSTAL RIVER | CENTRAL FLORIDA | 230 | 230 | ST | 53.41 | 39.59 | 2 | 1590 KCM ACSR | 0 | 0 | 0 | 0 | 0 | 0 | 0 | 0 | 0 | 0 | 0 | 0 | 0 | 0 | 0 | 0 | 0 | 0 | 0 | 0 | 0 | 0 | 0 | 12 | 1
NO |  | 55 | 2016 | 1 | 4 | 4 |  | CRYSTAL RIVER | FT. WHITE | 230 | 230 | WH | 73.93 | 0 | 1 | 954 KCM ACSR | 0 | 0 | 0 | 0 | 0 | 0 | 0 | 0 | 0 | 0 | 0 | 0 | 0 | 0 | 0 | 0 | 0 | 0 | 0 | 0 | 0 | 0 | 0 | 12 | 1
NO |  | 55 | 2016 | 1 | 5 | 5 |  | CENTRAL FLORIDA | SILVER SPRINGS | 230 | 230 | ST | 27.18 | 0 | 2 | 1590 KCM ACSR | 0 | 0 | 0 | 0 | 0 | 0 | 0 | 0 | 0 | 0 | 0 | 0 | 0 | 0 | 0 | 0 | 0 | 0 | 0 | 0 | 0 | 0 | 0 | 12 | 1
NO |  | 55 | 2016 | 1 | 6 | 6 |  |  |  | 0 | 0 | CP | 0.69 | 0 | 1 | 1590 KCM ACSR | 0 | 0 | 0 | 0 | 0 | 0 | 0 | 0 | 0 | 0 | 0 | 0 | 0 | 0 | 0 | 0 | 0 | 0 | 0 | 0 | 0 | 0 | 0 | 12 | 1
NO |  | 55 | 2016 | 1 | 7 | 7 |  | CENTRAL FLORIDA | SORRENTO | 230 | 230 | CP | 14.65 | 0 | 1 | 1590 KCM ACSR | 0 | 0 | 0 | 0 | 0 | 0 | 0 | 0 | 0 | 0 | 0 | 0 | 0 | 0 | 0 | 0 | 0 | 0 | 0 | 0 | 0 | 0 | 0 | 12 | 1
NO |  | 55 | 2016 | 1 | 8 | 8 |  |  |  | 0 | 0 | SP | 14.82 | 0 | 0 | 1590 KCM ACSR | 0 | 0 | 0 | 0 | 0 | 0 | 0 | 0 | 0 | 0 | 0 | 0 | 0 | 0 | 0 | 0 | 0 | 0 | 0 | 0 | 0 | 0 | 0 | 12 | 1
NO |  | 55 | 2016 | 1 | 9 | 9 |  | CENTRAL FLORIDA | WINDERMERE | 230 | 230 | ST | 45.46 | 45.45 | 2 | 1590 KCM ACSR | 0 | 0 | 0 | 0 | 0 | 0 | 0 | 0 | 0 | 0 | 0 | 0 | 0 | 0 | 0 | 0 | 0 | 0 | 0 | 0 | 0 | 0 | 0 | 12 | 1
NO |  | 55 | 2016 | 1 | 10 | 10 |  | CRAWFORDVILLE | PERRY | 230 | 230 | ST | 11.72 | 0 | 1 | 954 KCM ACSR | 0 | 0 | 0 | 0 | 0 | 0 | 0 | 0 | 0 | 0 | 0 | 0 | 0 | 0 | 0 | 0 | 0 | 0 | 0 | 0 | 0 | 0 | 0 | 12 | 1
NO |  | 55 | 2016 | 1 | 11 | 11 |  |  |  | 0 | 0 | CP | 2.05 | 1.63 | 1 | 954 KCM ACSR | 0 | 0 | 0 | 0 | 0 | 0 | 0 | 0 | 0 | 0 | 0 | 0 | 0 | 0 | 0 | 0 | 0 | 0 | 0 | 0 | 0 | 0 | 0 | 12 | 1
NO |  | 55 | 2016 | 1 | 12 | 12 |  |  |  | 0 | 0 | WH | 40.61 | 0 | 0 | 954 KCM ACSR | 0 | 0 | 0 | 0 | 0 | 0 | 0 | 0 | 0 | 0 | 0 | 0 | 0 | 0 | 0 | 0 | 0 | 0 | 0 | 0 | 0 | 0 | 0 | 12 | 1
NO |  | 55 | 2016 | 1 | 13 | 13 |  | CRAWFORDVILLE | PORT ST. JOE | 230 | 230 | WH | 58.85 | 0 | 1 | 954 KCM ACSR | 0 | 0 | 0 | 0 | 0 | 0 | 0 | 0 | 0 | 0 | 0 | 0 | 0 | 0 | 0 | 0 | 0 | 0 | 0 | 0 | 0 | 0 | 0 | 12 | 1
NO |  | 55 | 2016 | 1 | 14 | 14 |  |  |  | 0 | 0 | SP | 2.65 | 0 | 0 | 954 KCM ACSR | 0 | 0 | 0 | 0 | 0 | 0 | 0 | 0 | 0 | 0 | 0 | 0 | 0 | 0 | 0 | 0 | 0 | 0 | 0 | 0 | 0 | 0 | 0 | 12 | 1
NO |  | 55 | 2016 | 1 | 15 | 15 |  |  |  | 0 | 0 | SH | 0.65 | 0 | 0 | 954 KCM ACSR | 0 | 0 | 0 | 0 | 0 | 0 | 0 | 0 | 0 | 0 | 0 | 0 | 0 | 0 | 0 | 0 | 0 | 0 | 0 | 0 | 0 | 0 | 0 | 12 | 1
NO |  | 55 | 2016 | 1 | 16 | 16 |  | CRYSTAL RIVER EAST | SEVEN SPRINGS | 230 | 230 | ST | 0 | 2.9 | 1 | 1590 KCM ACSR | 0 | 0 | 0 | 0 | 0 | 0 | 0 | 0 | 0 | 0 | 0 | 0 | 0 | 0 | 0 | 0 | 0 | 0 | 0 | 0 | 0 | 0 | 0 | 12 | 1
NO |  | 55 | 2016 | 1 | 17 | 17 |  | DEBARY | ALTAMONTE | 230 | 230 | SP | 3.4 | 8.66 | 1 | 1590 KCM ACSR | 0 | 0 | 0 | 0 | 0 | 0 | 0 | 0 | 0 | 0 | 0 | 0 | 0 | 0 | 0 | 0 | 0 | 0 | 0 | 0 | 0 | 0 | 0 | 12 | 1
NO |  | 55 | 2016 | 1 | 18 | 18 |  |  |  | 0 | 0 | WP | 0.07 | 0 | 1 | 1590 KCM ACSR | 0 | 0 | 0 | 0 | 0 | 0 | 0 | 0 | 0 | 0 | 0 | 0 | 0 | 0 | 0 | 0 | 0 | 0 | 0 | 0 | 0 | 0 | 0 | 12 | 1
NO |  | 55 | 2016 | 1 | 19 | 19 |  |  |  | 0 | 0 | WH | 3.06 | 0 | 0 | 1590 KCM ACSR | 0 | 0 | 0 | 0 | 0 | 0 | 0 | 0 | 0 | 0 | 0 | 0 | 0 | 0 | 0 | 0 | 0 | 0 | 0 | 0 | 0 | 0 | 0 | 12 | 1
NO |  | 55 | 2016 | 1 | 20 | 20 |  |  |  | 0 | 0 | ST | 0.56 | 3.23 | 0 | 1590 KCM ACSR | 0 | 0 | 0 | 0 | 0 | 0 | 0 | 0 | 0 | 0 | 0 | 0 | 0 | 0 | 0 | 0 | 0 | 0 | 0 | 0 | 0 | 0 | 0 | 12 | 1
NO |  | 55 | 2016 | 1 | 21 | 21 |  |  |  | 0 | 0 | CP | 0.49 | 0.32 | 0 | 1590/1431 KCM ACR | 0 | 0 | 0 | 0 | 0 | 0 | 0 | 0 | 0 | 0 | 0 | 0 | 0 | 0 | 0 | 0 | 0 | 0 | 0 | 0 | 0 | 0 | 0 | 12 | 1
NO |  | 55 | 2016 | 1 | 22 | 22 |  | DEBARY | DELAND WEST | 230 | 230 | WH | 7.15 | 0 | 1 | 1590 KCM ACSR | 0 | 0 | 0 | 0 | 0 | 0 | 0 | 0 | 0 | 0 | 0 | 0 | 0 | 0 | 0 | 0 | 0 | 0 | 0 | 0 | 0 | 0 | 0 | 12 | 1
NO |  | 55 | 2016 | 1 | 23 | 23 |  |  |  | 0 | 0 | WP | 1.94 | 0 | 0 | 1590 KCM ACSR | 0 | 0 | 0 | 0 | 0 | 0 | 0 | 0 | 0 | 0 | 0 | 0 | 0 | 0 | 0 | 0 | 0 | 0 | 0 | 0 | 0 | 0 | 0 | 12 | 1
NO |  | 55 | 2016 | 1 | 24 | 24 |  |  |  | 0 | 0 | CP | 1.13 | 0 | 0 | 1590 KCM ACSR | 0 | 0 | 0 | 0 | 0 | 0 | 0 | 0 | 0 | 0 | 0 | 0 | 0 | 0 | 0 | 0 | 0 | 0 | 0 | 0 | 0 | 0 | 0 | 12 | 1
NO |  | 55 | 2016 | 1 | 25 | 25 |  | DEBARY | NORTH LONGWOOD | 230 | 230 | WH | 1.32 | 0 | 1 | 954 KCM ACSR | 0 | 0 | 0 | 0 | 0 | 0 | 0 | 0 | 0 | 0 | 0 | 0 | 0 | 0 | 0 | 0 | 0 | 0 | 0 | 0 | 0 | 0 | 0 | 12 | 1
NO |  | 55 | 2016 | 1 | 26 | 26 |  |  |  | 0 | 0 | CH | 0 | 2.7 | 0 | 954 KCM ACSR | 0 | 0 | 0 | 0 | 0 | 0 | 0 | 0 | 0 | 0 | 0 | 0 | 0 | 0 | 0 | 0 | 0 | 0 | 0 | 0 | 0 | 0 | 0 | 12 | 1
NO |  | 55 | 2016 | 1 | 27 | 27 |  |  |  | 0 | 0 | ST | 3.36 | 0 | 0 | 1590 KCM ACSR | 0 | 0 | 0 | 0 | 0 | 0 | 0 | 0 | 0 | 0 | 0 | 0 | 0 | 0 | 0 | 0 | 0 | 0 | 0 | 0 | 0 | 0 | 0 | 12 | 1
NO |  | 55 | 2016 | 1 | 28 | 28 |  |  |  | 0 | 0 | CP | 0.42 | 0 | 0 | 1431 KCM ACSR | 0 | 0 | 0 | 0 | 0 | 0 | 0 | 0 | 0 | 0 | 0 | 0 | 0 | 0 | 0 | 0 | 0 | 0 | 0 | 0 | 0 | 0 | 0 | 12 | 1
NO |  | 55 | 2016 | 1 | 29 | 29 |  |  |  | 0 | 0 | SP | 9.15 | 0 | 0 | 1590 KCM ACSR | 0 | 0 | 0 | 0 | 0 | 0 | 0 | 0 | 0 | 0 | 0 | 0 | 0 | 0 | 0 | 0 | 0 | 0 | 0 | 0 | 0 | 0 | 0 | 12 | 1
NO |  | 55 | 2016 | 1 | 30 | 30 |  | DEARMAN | SILVER SPRINGS NORTH | 230 | 230 | CP | 4.27 | 0 | 1 | 954 KCM ACSR | 0 | 0 | 0 | 0 | 0 | 0 | 0 | 0 | 0 | 0 | 0 | 0 | 0 | 0 | 0 | 0 | 0 | 0 | 0 | 0 | 0 | 0 | 0 | 12 | 1
NO |  | 55 | 2016 | 1 | 31 | 31 |  |  |  | 0 | 0 | ST | 0 | 1.21 | 0 | 954 KCM ACSR | 0 | 0 | 0 | 0 | 0 | 0 | 0 | 0 | 0 | 0 | 0 | 0 | 0 | 0 | 0 | 0 | 0 | 0 | 0 | 0 | 0 | 0 | 0 | 12 | 1
NO |  | 55 | 2016 | 1 | 32 | 32 |  | DEBARY | WINTER SPRINGS | 230 | 230 | WH | 3.23 | 0 | 1 | 1590 KCM ACSR | 0 | 0 | 0 | 0 | 0 | 0 | 0 | 0 | 0 | 0 | 0 | 0 | 0 | 0 | 0 | 0 | 0 | 0 | 0 | 0 | 0 | 0 | 0 | 12 | 1
NO |  | 55 | 2016 | 1 | 33 | 33 |  |  |  | 0 | 0 | SP | 16.78 | 0 | 0 | 1590 KCM ACSR | 0 | 0 | 0 | 0 | 0 | 0 | 0 | 0 | 0 | 0 | 0 | 0 | 0 | 0 | 0 | 0 | 0 | 0 | 0 | 0 | 0 | 0 | 0 | 12 | 1
NO |  | 55 | 2016 | 1 | 34 | 34 |  |  |  | 0 | 0 | ST | 0.58 | 0 | 0 | 1590 KCM ACSR | 0 | 0 | 0 | 0 | 0 | 0 | 0 | 0 | 0 | 0 | 0 | 0 | 0 | 0 | 0 | 0 | 0 | 0 | 0 | 0 | 0 | 0 | 0 | 12 | 1
NO |  | 55 | 2016 | 1 | 35 | 35 |  | FORT WHITE | SILVER SPRINGS | 230 | 230 | ST | 1.56 | 0 | 1 | 795 KCM ACSR | 0 | 0 | 0 | 0 | 0 | 0 | 0 | 0 | 0 | 0 | 0 | 0 | 0 | 0 | 0 | 0 | 0 | 0 | 0 | 0 | 0 | 0 | 0 | 12 | 1
NO |  | 55 | 2016 | 2 | 1 | 1 |  |  |  | 0 | 0 | CH | 69.85 | 0 | 0 | 795 KCM ACSR | 0 | 0 | 0 | 0 | 0 | 0 | 0 | 0 | 0 | 0 | 0 | 0 | 0 | 0 | 0 | 0 | 0 | 0 | 0 | 0 | 0 | 0 | 0 | 12 | 1
NO |  | 55 | 2016 | 2 | 2 | 2 |  |  |  | 0 | 0 | CP | 3 | 0 | 0 | 954 KCM ACSR | 0 | 0 | 0 | 0 | 0 | 0 | 0 | 0 | 0 | 0 | 0 | 0 | 0 | 0 | 0 | 0 | 0 | 0 | 0 | 0 | 0 | 0 | 0 | 12 | 1
NO |  | 55 | 2016 | 2 | 3 | 3 |  | 40TH ST | PASADENA FSP | 230 | 230 | CP | 0.19 | 0 | 1 | 1590 KCM ACSR | 0 | 0 | 0 | 0 | 0 | 0 | 0 | 0 | 0 | 0 | 0 | 0 | 0 | 0 | 0 | 0 | 0 | 0 | 0 | 0 | 0 | 0 | 0 | 12 | 1
NO |  | 55 | 2016 | 2 | 4 | 4 |  |  |  | 0 | 0 | SP | 4.02 | 0 | 0 | 1590 KCM ACSR | 0 | 0 | 0 | 0 | 0 | 0 | 0 | 0 | 0 | 0 | 0 | 0 | 0 | 0 | 0 | 0 | 0 | 0 | 0 | 0 | 0 | 0 | 0 | 12 | 1
NO |  | 55 | 2016 | 2 | 5 | 5 |  | FORT MEADE | VANDOLAH | 230 | 230 | SP | 1.2 | 0 | 1 | 954 KCM ACSR | 0 | 0 | 0 | 0 | 0 | 0 | 0 | 0 | 0 | 0 | 0 | 0 | 0 | 0 | 0 | 0 | 0 | 0 | 0 | 0 | 0 | 0 | 0 | 12 | 1
NO |  | 55 | 2016 | 2 | 6 | 6 |  |  |  | 0 | 0 | WH | 21.05 | 0 | 0 | 954 KCM ACSR | 0 | 0 | 0 | 0 | 0 | 0 | 0 | 0 | 0 | 0 | 0 | 0 | 0 | 0 | 0 | 0 | 0 | 0 | 0 | 0 | 0 | 0 | 0 | 12 | 1
NO |  | 55 | 2016 | 2 | 7 | 7 |  |  |  | 0 | 0 | CP | 1.8 | 0 | 0 | 954 KCM ACSR | 0 | 0 | 0 | 0 | 0 | 0 | 0 | 0 | 0 | 0 | 0 | 0 | 0 | 0 | 0 | 0 | 0 | 0 | 0 | 0 | 0 | 0 | 0 | 12 | 1
NO |  | 55 | 2016 | 2 | 8 | 8 |  | FORT MEADE | WEST LAKE WALES | 230 | 230 | WH | 17.38 | 0 | 0 | 1081 KCM ACAR | 0 | 0 | 0 | 0 | 0 | 0 | 0 | 0 | 0 | 0 | 0 | 0 | 0 | 0 | 0 | 0 | 0 | 0 | 0 | 0 | 0 | 0 | 0 | 12 | 1
NO |  | 55 | 2016 | 2 | 9 | 9 |  |  |  | 0 | 0 | SP | 2.28 | 0 | 1 | 1622 ACSS/TW | 0 | 0 | 0 | 0 | 0 | 0 | 0 | 0 | 0 | 0 | 0 | 0 | 0 | 0 | 0 | 0 | 0 | 0 | 0 | 0 | 0 | 0 | 0 | 12 | 1
NO |  | 55 | 2016 | 2 | 10 | 10 |  | HINES ENERGY | FORT MEADE | 230 | 230 | SP | 6.41 | 0 | 1 | 954 KCM ACSR | 0 | 0 | 0 | 0 | 0 | 0 | 0 | 0 | 0 | 0 | 0 | 0 | 0 | 0 | 0 | 0 | 0 | 0 | 0 | 0 | 0 | 0 | 0 | 12 | 1
NO |  | 55 | 2016 | 2 | 11 | 11 |  | HINES ENERGY | BARCOLA | 230 | 230 | SP | 3.09 | 0 | 1 | 954 KCM ACSR | 0 | 0 | 0 | 0 | 0 | 0 | 0 | 0 | 0 | 0 | 0 | 0 | 0 | 0 | 0 | 0 | 0 | 0 | 0 | 0 | 0 | 0 | 0 | 12 | 1
NO |  | 55 | 2016 | 2 | 12 | 12 |  | HINES ENERGY | BARCOLA (2ND CIRCUIT) | 230 | 230 | SP | 0 | 3.09 | 1 | 954 KCM ACSR | 0 | 0 | 0 | 0 | 0 | 0 | 0 | 0 | 0 | 0 | 0 | 0 | 0 | 0 | 0 | 0 | 0 | 0 | 0 | 0 | 0 | 0 | 0 | 12 | 1
NO |  | 55 | 2016 | 2 | 13 | 13 |  | HINES ENERGY | TIGER BAY | 230 | 230 | SP | 0.6 | 3.51 | 0 | 954 KCM ACSR | 0 | 0 | 0 | 0 | 0 | 0 | 0 | 0 | 0 | 0 | 0 | 0 | 0 | 0 | 0 | 0 | 0 | 0 | 0 | 0 | 0 | 0 | 0 | 12 | 1
NO |  | 55 | 2016 | 2 | 14 | 14 |  | HINES PLANT | HINES | 230 | 230 | SP | 1.64 | 0 | 0 | 954 KCM ACSR | 0 | 0 | 0 | 0 | 0 | 0 | 0 | 0 | 0 | 0 | 0 | 0 | 0 | 0 | 0 | 0 | 0 | 0 | 0 | 0 | 0 | 0 | 0 | 12 | 1
NO |  | 55 | 2016 | 2 | 15 | 15 |  | HINES | WEST LAKE WALES | 230 | 230 | SP | 20.57 | 0 | 1 | 1622 ACSS/TW | 0 | 0 | 0 | 0 | 0 | 0 | 0 | 0 | 0 | 0 | 0 | 0 | 0 | 0 | 0 | 0 | 0 | 0 | 0 | 0 | 0 | 0 | 0 | 12 | 1
NO |  | 55 | 2016 | 2 | 16 | 16 |  | OLD SUB NORTH | NEW SUB NORTH | 230 | 230 | SP | 0.22 | 0 | 1 | 2335 KCM ACAR | 0 | 0 | 0 | 0 | 0 | 0 | 0 | 0 | 0 | 0 | 0 | 0 | 0 | 0 | 0 | 0 | 0 | 0 | 0 | 0 | 0 | 0 | 0 | 12 | 1
NO |  | 55 | 2016 | 2 | 17 | 17 |  | INTERCESSION CITY | LAKE BRYAN | 230 | 230 | SP | 7.84 | 2.31 | 1 | 1622 ACSS TW | 0 | 0 | 0 | 0 | 0 | 0 | 0 | 0 | 0 | 0 | 0 | 0 | 0 | 0 | 0 | 0 | 0 | 0 | 0 | 0 | 0 | 0 | 0 | 12 | 1
NO |  | 55 | 2016 | 2 | 18 | 18 |  | KATHLEEN | WEST LAKELAND | 230 | 230 | WH | 14.5 | 0 | 1 | 1590 KCM ACSR | 0 | 0 | 0 | 0 | 0 | 0 | 0 | 0 | 0 | 0 | 0 | 0 | 0 | 0 | 0 | 0 | 0 | 0 | 0 | 0 | 0 | 0 | 0 | 12 | 1
NO |  | 55 | 2016 | 2 | 19 | 19 |  |  |  | 0 | 0 | CP | 1.31 | 0 | 0 | 1590 KCM ACSR | 0 | 0 | 0 | 0 | 0 | 0 | 0 | 0 | 0 | 0 | 0 | 0 | 0 | 0 | 0 | 0 | 0 | 0 | 0 | 0 | 0 | 0 | 0 | 12 | 1
NO |  | 55 | 2016 | 2 | 20 | 20 |  | KATHLEEN | ZEPHYRHILLS NORTH | 230 | 230 | WH | 0.83 | 0 | 1 | 1590 KCM ACSR | 0 | 0 | 0 | 0 | 0 | 0 | 0 | 0 | 0 | 0 | 0 | 0 | 0 | 0 | 0 | 0 | 0 | 0 | 0 | 0 | 0 | 0 | 0 | 12 | 1
NO |  | 55 | 2016 | 2 | 21 | 21 |  |  |  | 0 | 0 | CP | 8.7 | 0 | 0 | 1590 KCM ACSR | 0 | 0 | 0 | 0 | 0 | 0 | 0 | 0 | 0 | 0 | 0 | 0 | 0 | 0 | 0 | 0 | 0 | 0 | 0 | 0 | 0 | 0 | 0 | 12 | 1
NO |  | 55 | 2016 | 2 | 22 | 22 |  |  |  | 0 | 0 | WP | 1.35 | 0 | 0 | 1590 KCM ACSR | 0 | 0 | 0 | 0 | 0 | 0 | 0 | 0 | 0 | 0 | 0 | 0 | 0 | 0 | 0 | 0 | 0 | 0 | 0 | 0 | 0 | 0 | 0 | 12 | 1
NO |  | 55 | 2016 | 2 | 23 | 23 |  | LARGO | PASADENA | 230 | 230 | ST | 0 | 1.61 | 1 | 1590 KCM ACSR | 0 | 0 | 0 | 0 | 0 | 0 | 0 | 0 | 0 | 0 | 0 | 0 | 0 | 0 | 0 | 0 | 0 | 0 | 0 | 0 | 0 | 0 | 0 | 12 | 1
NO |  | 55 | 2016 | 2 | 24 | 24 |  |  |  | 0 | 0 | SP | 13.13 | 0 | 0 | 1590 KCM ACSR | 0 | 0 | 0 | 0 | 0 | 0 | 0 | 0 | 0 | 0 | 0 | 0 | 0 | 0 | 0 | 0 | 0 | 0 | 0 | 0 | 0 | 0 | 0 | 12 | 1
NO |  | 55 | 2016 | 2 | 25 | 25 |  | LAKE TARPON | CURLEW | 230 | 230 | ST | 4.32 | 0 | 1 | 1590 KCM ACSR | 0 | 0 | 0 | 0 | 0 | 0 | 0 | 0 | 0 | 0 | 0 | 0 | 0 | 0 | 0 | 0 | 0 | 0 | 0 | 0 | 0 | 0 | 0 | 12 | 1
NO |  | 55 | 2016 | 2 | 26 | 26 |  | LAKE TARPON | HIGGINS | 230 | 230 | CP | 2.57 | 0 | 1 | 1590 KCM ACSR | 0 | 0 | 0 | 0 | 0 | 0 | 0 | 0 | 0 | 0 | 0 | 0 | 0 | 0 | 0 | 0 | 0 | 0 | 0 | 0 | 0 | 0 | 0 | 12 | 1
NO |  | 55 | 2016 | 2 | 27 | 27 |  |  |  | 0 | 0 | SP | 3.02 | 0 | 0 | 1590 KCM ACSR | 0 | 0 | 0 | 0 | 0 | 0 | 0 | 0 | 0 | 0 | 0 | 0 | 0 | 0 | 0 | 0 | 0 | 0 | 0 | 0 | 0 | 0 | 0 | 12 | 1
NO |  | 55 | 2016 | 2 | 28 | 28 |  | LAKE TARPON | LARGO | 230 | 230 | SP | 14.49 | 0 | 1 | 1590 KCM ACSR | 0 | 0 | 0 | 0 | 0 | 0 | 0 | 0 | 0 | 0 | 0 | 0 | 0 | 0 | 0 | 0 | 0 | 0 | 0 | 0 | 0 | 0 | 0 | 12 | 1
NO |  | 55 | 2016 | 2 | 29 | 29 |  |  |  | 0 | 0 | CP | 2.9 | 0 | 0 | 1590 KCM ACSR | 0 | 0 | 0 | 0 | 0 | 0 | 0 | 0 | 0 | 0 | 0 | 0 | 0 | 0 | 0 | 0 | 0 | 0 | 0 | 0 | 0 | 0 | 0 | 12 | 1
NO |  | 55 | 2016 | 2 | 30 | 30 |  | LAKE TARPON | SEVEN SPRINGS | 230 | 230 | ST | 2.9 | 8.9 | 1 | 1590 KCM ACSR | 0 | 0 | 0 | 0 | 0 | 0 | 0 | 0 | 0 | 0 | 0 | 0 | 0 | 0 | 0 | 0 | 0 | 0 | 0 | 0 | 0 | 0 | 0 | 12 | 1
NO |  | 55 | 2016 | 2 | 31 | 31 |  | LAKE TARPON | TECO EXIST | 230 | 230 | ST | 0.68 | 0 | 1 | 1590 KCM ACSR | 0 | 0 | 0 | 0 | 0 | 0 | 0 | 0 | 0 | 0 | 0 | 0 | 0 | 0 | 0 | 0 | 0 | 0 | 0 | 0 | 0 | 0 | 0 | 12 | 1
NO |  | 55 | 2016 | 2 | 32 | 32 |  |  |  | 0 | 0 | SP | 0.81 | 0 | 0 | 1590 KCM ACSR | 0 | 0 | 0 | 0 | 0 | 0 | 0 | 0 | 0 | 0 | 0 | 0 | 0 | 0 | 0 | 0 | 0 | 0 | 0 | 0 | 0 | 0 | 0 | 12 | 1
NO |  | 55 | 2016 | 2 | 33 | 33 |  | NORTHEAST | CURLEW | 230 | 230 | ST | 16.95 | 12.78 | 2 | 1590 KCM ACSR | 0 | 0 | 0 | 0 | 0 | 0 | 0 | 0 | 0 | 0 | 0 | 0 | 0 | 0 | 0 | 0 | 0 | 0 | 0 | 0 | 0 | 0 | 0 | 12 | 1
NO |  | 55 | 2016 | 2 | 34 | 34 |  | NORTHEAST | 40TH ST. | 230 | 230 | SP | 8.41 | 0 | 0 | 1590 KCA ACSR | 0 | 0 | 0 | 0 | 0 | 0 | 0 | 0 | 0 | 0 | 0 | 0 | 0 | 0 | 0 | 0 | 0 | 0 | 0 | 0 | 0 | 0 | 0 | 12 | 1
NO |  | 55 | 2016 | 2 | 35 | 35 |  | NORTH LONGWOOD | PIEDMONT | 230 | 230 | SP | 0.31 | 4.04 | 1 | 954 KCM ACSR | 0 | 0 | 0 | 0 | 0 | 0 | 0 | 0 | 0 | 0 | 0 | 0 | 0 | 0 | 0 | 0 | 0 | 0 | 0 | 0 | 0 | 0 | 0 | 12 | 1
NO |  | 55 | 2016 | 3 | 1 | 1 |  |  |  | 0 | 0 | WH | 6.16 | 0 | 0 | 954 KCM ACSR | 0 | 0 | 0 | 0 | 0 | 0 | 0 | 0 | 0 | 0 | 0 | 0 | 0 | 0 | 0 | 0 | 0 | 0 | 0 | 0 | 0 | 0 | 0 | 12 | 1
NO |  | 55 | 2016 | 3 | 2 | 2 |  | NORTH LONGWOOD | FP&L CO TIE (SANFORD) | 230 | 230 | SP | 4.04 | 0 | 1 | 954 KCM ACSR | 0 | 0 | 0 | 0 | 0 | 0 | 0 | 0 | 0 | 0 | 0 | 0 | 0 | 0 | 0 | 0 | 0 | 0 | 0 | 0 | 0 | 0 | 0 | 12 | 1
NO |  | 55 | 2016 | 3 | 3 | 3 |  |  |  | 0 | 0 | WH | 2.77 | 0 | 0 | 954 KCM ACSR | 0 | 0 | 0 | 0 | 0 | 0 | 0 | 0 | 0 | 0 | 0 | 0 | 0 | 0 | 0 | 0 | 0 | 0 | 0 | 0 | 0 | 0 | 0 | 12 | 1
NO |  | 55 | 2016 | 3 | 4 | 4 |  | NORTH LONGWOOD | RIO PINAR | 230 | 230 | SP | 0.58 | 3.94 | 1 | 1590 KCM ACSR | 0 | 0 | 0 | 0 | 0 | 0 | 0 | 0 | 0 | 0 | 0 | 0 | 0 | 0 | 0 | 0 | 0 | 0 | 0 | 0 | 0 | 0 | 0 | 12 | 1
NO |  | 55 | 2016 | 3 | 5 | 5 |  |  |  | 0 | 0 | CP | 0.21 | 0 | 0 | 954 KCM ACSR | 0 | 0 | 0 | 0 | 0 | 0 | 0 | 0 | 0 | 0 | 0 | 0 | 0 | 0 | 0 | 0 | 0 | 0 | 0 | 0 | 0 | 0 | 0 | 12 | 1
NO |  | 55 | 2016 | 3 | 6 | 6 |  |  |  | 0 | 0 | AT | 10.91 | 0 | 0 | 954 KCM ACSR | 0 | 0 | 0 | 0 | 0 | 0 | 0 | 0 | 0 | 0 | 0 | 0 | 0 | 0 | 0 | 0 | 0 | 0 | 0 | 0 | 0 | 0 | 0 | 12 | 1
NO |  | 55 | 2016 | 3 | 7 | 7 |  | NEWBERRY | WILCOX | 230 | 230 | SP | 19.33 | 0 | 1 | 1590 KCM ACSR | 0 | 0 | 0 | 0 | 0 | 0 | 0 | 0 | 0 | 0 | 0 | 0 | 0 | 0 | 0 | 0 | 0 | 0 | 0 | 0 | 0 | 0 | 0 | 12 | 1
NO |  | 55 | 2016 | 3 | 8 | 8 |  | NORTHEAST PINELLAS | RESOURCE RECOVERY FL | 230 | 230 | CP | 1.9 | 0 | 1 | 954 KCM ACSR | 0 | 0 | 0 | 0 | 0 | 0 | 0 | 0 | 0 | 0 | 0 | 0 | 0 | 0 | 0 | 0 | 0 | 0 | 0 | 0 | 0 | 0 | 0 | 12 | 1
NO |  | 55 | 2016 | 3 | 9 | 9 |  | PIEDMONT | SORRENTO | 230 | 230 | SP | 4.24 | 0 | 1 | 1590 KCM ACSR | 0 | 0 | 0 | 0 | 0 | 0 | 0 | 0 | 0 | 0 | 0 | 0 | 0 | 0 | 0 | 0 | 0 | 0 | 0 | 0 | 0 | 0 | 0 | 12 | 1
NO |  | 55 | 2016 | 3 | 10 | 10 |  |  |  | 0 | 0 | CP | 6.45 | 0 | 0 | 1590 KCM ACSR | 0 | 0 | 0 | 0 | 0 | 0 | 0 | 0 | 0 | 0 | 0 | 0 | 0 | 0 | 0 | 0 | 0 | 0 | 0 | 0 | 0 | 0 | 0 | 12 | 1
NO |  | 55 | 2016 | 3 | 11 | 11 |  |  |  | 0 | 0 | WH | 4.79 | 0 | 0 | 1590 KCM ACSR | 0 | 0 | 0 | 0 | 0 | 0 | 0 | 0 | 0 | 0 | 0 | 0 | 0 | 0 | 0 | 0 | 0 | 0 | 0 | 0 | 0 | 0 | 0 | 12 | 1
NO |  | 55 | 2016 | 3 | 12 | 12 |  | PIEDMONT | WOODSMERE | 230 | 230 | WH | 6.72 | 0 | 1 | 954 KCM ACSR | 0 | 0 | 0 | 0 | 0 | 0 | 0 | 0 | 0 | 0 | 0 | 0 | 0 | 0 | 0 | 0 | 0 | 0 | 0 | 0 | 0 | 0 | 0 | 12 | 1
NO |  | 55 | 2016 | 3 | 13 | 13 |  | PORT ST. JOE | GULF POWER | 230 | 230 | ST | 33.99 | 0 | 1 | 795 KCM ACSR | 0 | 0 | 0 | 0 | 0 | 0 | 0 | 0 | 0 | 0 | 0 | 0 | 0 | 0 | 0 | 0 | 0 | 0 | 0 | 0 | 0 | 0 | 0 | 12 | 1
NO |  | 55 | 2016 | 3 | 14 | 14 |  | RIO PINAR | OUC TIE | 230 | 230 | SP | 0.52 | 0 | 1 | 954 KCM ACSR | 0 | 0 | 0 | 0 | 0 | 0 | 0 | 0 | 0 | 0 | 0 | 0 | 0 | 0 | 0 | 0 | 0 | 0 | 0 | 0 | 0 | 0 | 0 | 12 | 1
NO |  | 55 | 2016 | 3 | 15 | 15 |  |  |  | 0 | 0 | CP | 0.1 | 0 | 1 | 1622 KCM ACSS TW | 0 | 0 | 0 | 0 | 0 | 0 | 0 | 0 | 0 | 0 | 0 | 0 | 0 | 0 | 0 | 0 | 0 | 0 | 0 | 0 | 0 | 0 | 0 | 12 | 1
NO |  | 55 | 2016 | 3 | 16 | 16 |  |  |  | 0 | 0 | AT | 2.08 | 0 | 0 | 954 KCM ACSR | 0 | 0 | 0 | 0 | 0 | 0 | 0 | 0 | 0 | 0 | 0 | 0 | 0 | 0 | 0 | 0 | 0 | 0 | 0 | 0 | 0 | 0 | 0 | 12 | 1
NO |  | 55 | 2016 | 3 | 17 | 17 |  | SILVER SPRINGS | DELAND WEST | 230 | 230 | SL | 39.93 | 0 | 1 | 1590 KCM ACSR | 0 | 0 | 0 | 0 | 0 | 0 | 0 | 0 | 0 | 0 | 0 | 0 | 0 | 0 | 0 | 0 | 0 | 0 | 0 | 0 | 0 | 0 | 0 | 12 | 1
NO |  | 55 | 2016 | 3 | 18 | 18 |  |  |  | 0 | 0 | ST | 0 | 4.73 | 1 | 1590 KCM ACSR | 0 | 0 | 0 | 0 | 0 | 0 | 0 | 0 | 0 | 0 | 0 | 0 | 0 | 0 | 0 | 0 | 0 | 0 | 0 | 0 | 0 | 0 | 0 | 12 | 1
NO |  | 55 | 2016 | 3 | 19 | 19 |  |  |  | 0 | 0 | SH | 0.92 | 0 | 0 | 1590 KCM ACSR | 0 | 0 | 0 | 0 | 0 | 0 | 0 | 0 | 0 | 0 | 0 | 0 | 0 | 0 | 0 | 0 | 0 | 0 | 0 | 0 | 0 | 0 | 0 | 12 | 1
NO |  | 55 | 2016 | 3 | 20 | 20 |  |  |  | 0 | 0 | SP | 1.57 | 0 | 0 | 1590 KCM ACSR | 0 | 0 | 0 | 0 | 0 | 0 | 0 | 0 | 0 | 0 | 0 | 0 | 0 | 0 | 0 | 0 | 0 | 0 | 0 | 0 | 0 | 0 | 0 | 12 | 1
NO |  | 55 | 2016 | 3 | 21 | 21 |  | SUWANNEE RIVER PLANT | FORT WHITE | 230 | 230 | ST | 38.08 | 0 | 1 | 954 KCM ACSR | 0 | 0 | 0 | 0 | 0 | 0 | 0 | 0 | 0 | 0 | 0 | 0 | 0 | 0 | 0 | 0 | 0 | 0 | 0 | 0 | 0 | 0 | 0 | 12 | 1
NO |  | 55 | 2016 | 3 | 22 | 22 |  | SKY LAKE | OUC TIE | 230 | 230 | CP | 2.4 | 0 | 1 | 954 KCM ACSR | 0 | 0 | 0 | 0 | 0 | 0 | 0 | 0 | 0 | 0 | 0 | 0 | 0 | 0 | 0 | 0 | 0 | 0 | 0 | 0 | 0 | 0 | 0 | 12 | 1
NO |  | 55 | 2016 | 3 | 23 | 23 |  |  |  | 0 | 0 | WP | 2.22 | 0 | 0 | 954 KCM ACSR | 0 | 0 | 0 | 0 | 0 | 0 | 0 | 0 | 0 | 0 | 0 | 0 | 0 | 0 | 0 | 0 | 0 | 0 | 0 | 0 | 0 | 0 | 0 | 12 | 1
NO |  | 55 | 2016 | 3 | 24 | 24 |  | SUWANNEE | PERRY | 230 | 230 | ST | 28.61 | 0 | 1 | 795 KCM ACSR | 0 | 0 | 0 | 0 | 0 | 0 | 0 | 0 | 0 | 0 | 0 | 0 | 0 | 0 | 0 | 0 | 0 | 0 | 0 | 0 | 0 | 0 | 0 | 12 | 1
NO |  | 55 | 2016 | 3 | 25 | 25 |  | SUWANNEE PEAKERS | SUWANNEE | 230 | 230 | WH | 0.63 | 0 | 1 | 795 KCM ACSR | 0 | 0 | 0 | 0 | 0 | 0 | 0 | 0 | 0 | 0 | 0 | 0 | 0 | 0 | 0 | 0 | 0 | 0 | 0 | 0 | 0 | 0 | 0 | 12 | 1
NO |  | 55 | 2016 | 3 | 26 | 26 |  | SUWANNEE | GEORGIA GPC TIE | 230 | 230 | ST | 18.36 | 0 | 1 | 954 KCM ACSR | 0 | 0 | 0 | 0 | 0 | 0 | 0 | 0 | 0 | 0 | 0 | 0 | 0 | 0 | 0 | 0 | 0 | 0 | 0 | 0 | 0 | 0 | 0 | 12 | 1
NO |  | 55 | 2016 | 3 | 27 | 27 |  | TIGER BAY | FORT MEADE 2 | 230 | 230 | SP | 0.44 | 1.78 | 1 | 954 KCM ACSR | 0 | 0 | 0 | 0 | 0 | 0 | 0 | 0 | 0 | 0 | 0 | 0 | 0 | 0 | 0 | 0 | 0 | 0 | 0 | 0 | 0 | 0 | 0 | 12 | 1
NO |  | 55 | 2016 | 3 | 28 | 28 |  | ULMERTON | LARGO | 230 | 230 | ST | 5.05 | 0 | 1 | 1590 KCM ACSR | 0 | 0 | 0 | 0 | 0 | 0 | 0 | 0 | 0 | 0 | 0 | 0 | 0 | 0 | 0 | 0 | 0 | 0 | 0 | 0 | 0 | 0 | 0 | 12 | 1
NO |  | 55 | 2016 | 3 | 29 | 29 |  | VANDOLAH | SEMINOLE | 230 | 230 | SP | 0.03 | 0 | 1 | 954 ACSS TW | 0 | 0 | 0 | 0 | 0 | 0 | 0 | 0 | 0 | 0 | 0 | 0 | 0 | 0 | 0 | 0 | 0 | 0 | 0 | 0 | 0 | 0 | 0 | 12 | 1
NO |  | 55 | 2016 | 3 | 30 | 30 |  | VANDOLAH | WHIDDEN | 230 | 230 | SP | 14.4 | 0 | 1 | 1622 ACSS TW | 0 | 0 | 0 | 0 | 0 | 0 | 0 | 0 | 0 | 0 | 0 | 0 | 0 | 0 | 0 | 0 | 0 | 0 | 0 | 0 | 0 | 0 | 0 | 12 | 1
NO |  | 55 | 2016 | 3 | 31 | 31 |  | WINDERMERE | INTERCESSION CITY | 230 | 230 | SP | 6.68 | 15.16 | 1 | 954 KCM ACSR | 0 | 0 | 0 | 0 | 0 | 0 | 0 | 0 | 0 | 0 | 0 | 0 | 0 | 0 | 0 | 0 | 0 | 0 | 0 | 0 | 0 | 0 | 0 | 12 | 1
NO |  | 55 | 2016 | 3 | 32 | 32 |  | WINDERMERE | WOODSMERE | 230 | 230 | WH | 4.68 | 0 | 1 | 1590 KCM ACSR | 0 | 0 | 0 | 0 | 0 | 0 | 0 | 0 | 0 | 0 | 0 | 0 | 0 | 0 | 0 | 0 | 0 | 0 | 0 | 0 | 0 | 0 | 0 | 12 | 1
NO |  | 55 | 2016 | 3 | 33 | 33 |  |  |  | 0 | 0 | ST | 1.82 | 0 | 0 | 1590 KCM ACSR | 0 | 0 | 0 | 0 | 0 | 0 | 0 | 0 | 0 | 0 | 0 | 0 | 0 | 0 | 0 | 0 | 0 | 0 | 0 | 0 | 0 | 0 | 0 | 12 | 1
NO |  | 55 | 2016 | 3 | 34 | 34 |  | WEST LAKE WALES | FP&L TIE | 230 | 230 | AT | 40.31 | 0 | 1 | 954 KCM ACSR | 0 | 0 | 0 | 0 | 0 | 0 | 0 | 0 | 0 | 0 | 0 | 0 | 0 | 0 | 0 | 0 | 0 | 0 | 0 | 0 | 0 | 0 | 0 | 12 | 1
NO |  | 55 | 2016 | 3 | 35 | 35 |  |  |  | 0 | 0 | SH | 18.17 | 0 | 1 | 795 KCM ACSS/TW | 0 | 0 | 0 | 0 | 0 | 0 | 0 | 0 | 0 | 0 | 0 | 0 | 0 | 0 | 0 | 0 | 0 | 0 | 0 | 0 | 0 | 0 | 0 | 12 | 1
NO |  | 55 | 2016 | 4 | 1 | 1 |  | WEST LAKE WALES | TECO TIE | 230 | 230 | AT | 2.29 | 0 | 1 | 954 KCM ACSR | 0 | 0 | 0 | 0 | 0 | 0 | 0 | 0 | 0 | 0 | 0 | 0 | 0 | 0 | 0 | 0 | 0 | 0 | 0 | 0 | 0 | 0 | 0 | 12 | 1
NO |  | 55 | 2016 | 4 | 2 | 2 |  | WINDERMERE | OUC TIE | 230 | 230 | WH | 1.31 | 0 | 1 | 954 KCM ACSR | 0 | 0 | 0 | 0 | 0 | 0 | 0 | 0 | 0 | 0 | 0 | 0 | 0 | 0 | 0 | 0 | 0 | 0 | 0 | 0 | 0 | 0 | 0 | 12 | 1
NO |  | 55 | 2016 | 4 | 3 | 3 |  | INTERCESSION CITY | GIFFORD | 230 | 230 | SP | 12.35 | 0 | 4 | 2627 ACCS/TW | 0 | 0 | 0 | 0 | 0 | 0 | 0 | 0 | 0 | 0 | 0 | 0 | 0 | 0 | 0 | 0 | 0 | 0 | 0 | 0 | 0 | 0 | 0 | 12 | 1
NO |  | 55 | 2016 | 4 | 4 | 4 |  | HOLOPAW | RELIANT ENERGY 1 | 230 | 230 | SP | 0.03 | 0 | 1 | 954 KCM ACSR | 0 | 0 | 0 | 0 | 0 | 0 | 0 | 0 | 0 | 0 | 0 | 0 | 0 | 0 | 0 | 0 | 0 | 0 | 0 | 0 | 0 | 0 | 0 | 12 | 1
NO |  | 55 | 2016 | 4 | 5 | 5 |  | HOLOPAW | RELIANT ENERGY 2 | 230 | 230 | SP | 0.05 | 0 | 1 | 954 KCM ACSR | 0 | 0 | 0 | 0 | 0 | 0 | 0 | 0 | 0 | 0 | 0 | 0 | 0 | 0 | 0 | 0 | 0 | 0 | 0 | 0 | 0 | 0 | 0 | 12 | 1
NO |  | 55 | 2016 | 4 | 6 | 6 |  | RIO PINAR | OUC (STANTON) 2nd | 230 | 230 | CP | 2.82 | 0 | 1 | 1272ACSS/TW | 0 | 0 | 0 | 0 | 0 | 0 | 0 | 0 | 0 | 0 | 0 | 0 | 0 | 0 | 0 | 0 | 0 | 0 | 0 | 0 | 0 | 0 | 0 | 12 | 1
NO |  | 55 | 2016 | 4 | 7 | 7 |  | KATHLEEN | KATHLEEN | 230 | 230 | CP | 0.14 | 0 | 1 | 2627 ACSS/TW | 0 | 0 | 0 | 0 | 0 | 0 | 0 | 0 | 0 | 0 | 0 | 0 | 0 | 0 | 0 | 0 | 0 | 0 | 0 | 0 | 0 | 0 | 0 | 12 | 1
NO |  | 55 | 2016 | 4 | 8 | 8 |  | LAKE BRYAN | WINDERMERE | 230 | 230 | SP | 9.76 | 0 | 2 | 1622 ACSS/TW | 0 | 0 | 0 | 0 | 0 | 0 | 0 | 0 | 0 | 0 | 0 | 0 | 0 | 0 | 0 | 0 | 0 | 0 | 0 | 0 | 0 | 0 | 0 | 12 | 1
NO |  | 55 | 2016 | 4 | 9 | 9 |  | STANTON PLANT (OUC) | BITHLO TIE | 230 | 230 | SP | 5.9 | 0 | 1 | 1622 ACSS/TW | 0 | 0 | 0 | 0 | 0 | 0 | 0 | 0 | 0 | 0 | 0 | 0 | 0 | 0 | 0 | 0 | 0 | 0 | 0 | 0 | 0 | 0 | 0 | 12 | 1
NO |  | 55 | 2016 | 4 | 10 | 10 |  | NORTHEAST | NORTHEAST (SUBST BUS) | 230 | 230 | SP | 0.17 | 0 | 1 | 1590 ACSR | 0 | 0 | 0 | 0 | 0 | 0 | 0 | 0 | 0 | 0 | 0 | 0 | 0 | 0 | 0 | 0 | 0 | 0 | 0 | 0 | 0 | 0 | 0 | 12 | 1
NO |  | 55 | 2016 | 4 | 11 | 11 |  | NORTHEAST | 32nd (DISSTON) | 230 | 230 | SP | 2.71 | 3.75 | 1 | 954 KCM ACSR | 0 | 0 | 0 | 0 | 0 | 0 | 0 | 0 | 0 | 0 | 0 | 0 | 0 | 0 | 0 | 0 | 0 | 0 | 0 | 0 | 0 | 0 | 0 | 12 | 1
NO |  | 55 | 2016 | 4 | 12 | 12 |  | DUNDEE | WEST LK WALES (DWL1) | 230 | 230 | SP | 9.79 | 0 | 1 | 2627 ACSS/TW | 0 | 0 | 0 | 0 | 0 | 0 | 0 | 0 | 0 | 0 | 0 | 0 | 0 | 0 | 0 | 0 | 0 | 0 | 0 | 0 | 0 | 0 | 0 | 12 | 1
NO |  | 55 | 2016 | 4 | 13 | 13 |  | HINES | WEST LK WALES CIR 2 | 230 | 230 | SP | 0.76 | 20.26 | 1 | 1622 ACCS/TW | 0 | 0 | 0 | 0 | 0 | 0 | 0 | 0 | 0 | 0 | 0 | 0 | 0 | 0 | 0 | 0 | 0 | 0 | 0 | 0 | 0 | 0 | 0 | 12 | 1
NO |  | 55 | 2016 | 4 | 14 | 14 |  | AVALON | GIFFORD | 230 | 230 | SP | 7.2 | 0 | 1 | 2627 ACSS/TW | 0 | 0 | 0 | 0 | 0 | 0 | 0 | 0 | 0 | 0 | 0 | 0 | 0 | 0 | 0 | 0 | 0 | 0 | 0 | 0 | 0 | 0 | 0 | 12 | 1
NO |  | 55 | 2016 | 4 | 15 | 15 |  | INTERCESSION CITY | DUNDEE (ICD1) | 230 | 230 | SP | 20.26 | 0 | 1 | 2627 ACSS/TW/HS | 0 | 0 | 0 | 0 | 0 | 0 | 0 | 0 | 0 | 0 | 0 | 0 | 0 | 0 | 0 | 0 | 0 | 0 | 0 | 0 | 0 | 0 | 0 | 12 | 1
NO |  | 55 | 2016 | 4 | 16 | 16 |  | KATHLEEN | ZEPHYRHILLS NORTH #2 | 230 | 230 | CP | 12.7 | 0 | 1 | 1622 ACSS/TW | 0 | 0 | 0 | 0 | 0 | 0 | 0 | 0 | 0 | 0 | 0 | 0 | 0 | 0 | 0 | 0 | 0 | 0 | 0 | 0 | 0 | 0 | 0 | 12 | 1
NO |  | 55 | 2016 | 4 | 17 | 17 |  | DUNDEE | WEST LK WALES (DWL2) | 230 | 230 | SP | 0.63 | 9.1 | 1 | 2627 ACSS/TW | 0 | 0 | 0 | 0 | 0 | 0 | 0 | 0 | 0 | 0 | 0 | 0 | 0 | 0 | 0 | 0 | 0 | 0 | 0 | 0 | 0 | 0 | 0 | 12 | 1
NO |  | 55 | 2016 | 4 | 18 | 18 |  | INTERCESSION CITY | DUNDEE 2nd CIR (ICD2) | 230 | 230 | SP | 1.48 | 19.89 | 1 | 2627 ACSS/TW | 0 | 0 | 0 | 0 | 0 | 0 | 0 | 0 | 0 | 0 | 0 | 0 | 0 | 0 | 0 | 0 | 0 | 0 | 0 | 0 | 0 | 0 | 0 | 12 | 1
NO |  | 55 | 2016 | 4 | 19 | 19 |  | SANFORD (FP&L) | BITHLO | 230 | 230 | CP | 0.01 | 0 | 1 | 954 KCM ACSR | 0 | 0 | 0 | 0 | 0 | 0 | 0 | 0 | 0 | 0 | 0 | 0 | 0 | 0 | 0 | 0 | 0 | 0 | 0 | 0 | 0 | 0 | 0 | 12 | 1
NO |  | 55 | 2016 | 4 | 20 | 20 |  | HOLDER | HOLDER STRING BUS | 230 | 230 | CP | 0.07 | 0 | 1 | 2627 ACSS/TW | 0 | 0 | 0 | 0 | 0 | 0 | 0 | 0 | 0 | 0 | 0 | 0 | 0 | 0 | 0 | 0 | 0 | 0 | 0 | 0 | 0 | 0 | 0 | 12 | 1
NO |  | 55 | 2016 | 4 | 21 | 21 |  | AVON PARK | FORT MEADE #2 | 230 | 230 | SP | 0.14 | 0 | 1 | 1622 KCM ACSS/TW | 0 | 0 | 0 | 0 | 0 | 0 | 0 | 0 | 0 | 0 | 0 | 0 | 0 | 0 | 0 | 0 | 0 | 0 | 0 | 0 | 0 | 0 | 0 | 12 | 1
NO |  | 55 | 2016 | 4 | 22 | 22 |  |  |  | 0 | 0 | ST | 18.43 | 7.59 | 1 | 1227 KCM ACSS TW | 0 | 0 | 0 | 0 | 0 | 0 | 0 | 0 | 0 | 0 | 0 | 0 | 0 | 0 | 0 | 0 | 0 | 0 | 0 | 0 | 0 | 0 | 0 | 12 | 1
NO |  | 55 | 2016 | 4 | 23 | 23 |  | CENTRAL FLORIDA | CENTRAL FLORIDA | 230 | 230 | SP | 0.28 | 0 | 1 | 2627 KCM ACSS/TW | 0 | 0 | 0 | 0 | 0 | 0 | 0 | 0 | 0 | 0 | 0 | 0 | 0 | 0 | 0 | 0 | 0 | 0 | 0 | 0 | 0 | 0 | 0 | 12 | 1
NO |  | 55 | 2016 | 4 | 24 | 24 |  | HUDSON | SHADEY HILLS | 230 | 230 | CH | 0.18 | 0 | 1 | 795 KCM ACSS/TW | 0 | 0 | 0 | 0 | 0 | 0 | 0 | 0 | 0 | 0 | 0 | 0 | 0 | 0 | 0 | 0 | 0 | 0 | 0 | 0 | 0 | 0 | 0 | 12 | 1
NO |  | 55 | 2016 | 4 | 25 | 25 |  | BITHLO | FP&L POINSETT | 230 | 230 | SP | 0.01 | 0 | 1 | 1431 ACSR/AW | 0 | 0 | 0 | 0 | 0 | 0 | 0 | 0 | 0 | 0 | 0 | 0 | 0 | 0 | 0 | 0 | 0 | 0 | 0 | 0 | 0 | 0 | 0 | 12 | 1
NO |  | 55 | 2016 | 4 | 26 | 26 |  | TIGER BAY | GENERAL PEAT | 230 | 230 | SP | 0.2 | 0 | 1 | 954 KCM ACSR | 0 | 0 | 0 | 0 | 0 | 0 | 0 | 0 | 0 | 0 | 0 | 0 | 0 | 0 | 0 | 0 | 0 | 0 | 0 | 0 | 0 | 0 | 0 | 12 | 1
NO |  | 55 | 2016 | 4 | 27 | 27 |  |  |  | 0 | 0 | CP | 0.1 | 0 | 1 | 954 KCM ACSR | 0 | 0 | 0 | 0 | 0 | 0 | 0 | 0 | 0 | 0 | 0 | 0 | 0 | 0 | 0 | 0 | 0 | 0 | 0 | 0 | 0 | 0 | 0 | 12 | 1
NO |  | 55 | 2016 | 4 | 28 | 28 |  | TIGER BAY | GENERAL PEAT #2 | 230 | 230 | SP | 0.18 | 0 | 1 | 954 KCM ACSR | 0 | 0 | 0 | 0 | 0 | 0 | 0 | 0 | 0 | 0 | 0 | 0 | 0 | 0 | 0 | 0 | 0 | 0 | 0 | 0 | 0 | 0 | 0 | 12 | 1
NO |  | 55 | 2016 | 4 | 29 | 29 |  |  |  | 0 | 0 | CP | 0.1 | 0 | 1 | 954 KCM ACSR | 0 | 0 | 0 | 0 | 0 | 0 | 0 | 0 | 0 | 0 | 0 | 0 | 0 | 0 | 0 | 0 | 0 | 0 | 0 | 0 | 0 | 0 | 0 | 12 | 1
NO |  | 55 | 2016 | 4 | 30 | 30 |  | VANDOLAH | FP&L CHARLOTTE | 230 | 230 | SP | 0.03 | 0 | 1 | 954 KCM ACSS/TW | 0 | 0 | 0 | 0 | 0 | 0 | 0 | 0 | 0 | 0 | 0 | 0 | 0 | 0 | 0 | 0 | 0 | 0 | 0 | 0 | 0 | 0 | 0 | 12 | 1
NO |  | 55 | 2016 | 4 | 31 | 31 |  | VANDOLAH | VANDOLAH | 230 | 230 | SP | 0.09 | 0 | 1 | 954 KCM ACSS/TW | 0 | 0 | 0 | 0 | 0 | 0 | 0 | 0 | 0 | 0 | 0 | 0 | 0 | 0 | 0 | 0 | 0 | 0 | 0 | 0 | 0 | 0 | 0 | 12 | 1
NO |  | 55 | 2016 | 4 | 32 | 32 |  | VANDOLAH | SEMINOLE #2 | 230 | 230 | SP | 0.03 | 0 | 1 | 954 KCM ACSS/TW | 0 | 0 | 0 | 0 | 0 | 0 | 0 | 0 | 0 | 0 | 0 | 0 | 0 | 0 | 0 | 0 | 0 | 0 | 0 | 0 | 0 | 0 | 0 | 12 | 1
NO |  | 55 | 2016 | 4 | 34 | 34 |  | Tot. 230KV Lines |  | 0 | 0 |  | 0 | 0 | 0 |  | 39497482 | 641066145 | 680563627 | 0 | 0 | 0 | 0 | 0 | 0 | 0 | 0 | 0 | 0 | 0 | 0 | 0 | 0 | 0 | 0 | 0 | 0 | 0 | 0 | 12 | 1
SI/NO | A | 55 | 2016 | 5 | 1 | 1 |  | OTHER TRANS. LINES | 69KV | 0 | 0 |  | 2108.72 | 2309.27 | 0 |  | 45485961 | 729946176 | 775432137 | 0 | 0 | 0 | 19315429.9699 | 0 | 0 | 0 | 0 | 0 | 0 | 0 | 0 | 0 | 0 | 0 | 0 | 0 | 0 | 0 | 0 | 12 | 1
SI/NO | A | 55 | 2016 | 5 | 2 | 2 |  | OTHER TRANS. LINES | 115KV | 0 | 0 |  | 788.92 | 997.46 | 0 |  | 11069491 | 299414531 | 310484022 | 0 | 0 | 0 | 7733922.9283 | 0 | 0 | 0 | 0 | 0 | 0 | 0 | 0 | 0 | 0 | 0 | 0 | 0 | 0 | 0 | 0 | 12 | 1
NO |  | 55 | 2016 | 5 | 4 | 4 |  | Expenses (columns M & N) |  | 0 | 0 |  | 0 | 0 | 0 |  | 0 | 0 | 0 | 634638 | 10894687 | 0 | 11529325 | 0 | 0 | 0 | 0 | 0 | 0 | 0 | 0 | 0 | 0 | 0 | 0 | 0 | 0 | 0 | 0 | 12 | 1
NO |  | 56 | 2016 | 0 | 1 | 1 |  | ANDYTOWN | CORBETT | 500 | 500 | H | 52.46 | 0 | 1 | 3-1127 AAAC | 0 | 0 | 0 | 0 | 0 | 0 | 0 | 0 | 0 | 0 | 0 | 0 | 0 | 0 | 0 | 0 | 0 | 0 | 0 | 0 | 0 | 0 | 0 | 12 | 1
NO |  | 56 | 2016 | 0 | 2 | 2 |  | ANDYTOWN | LEVEE 1 | 500 | 500 | H | 15.69 | 0 | 1 | 3-1272 ACSR AZ | 0 | 0 | 0 | 0 | 0 | 0 | 0 | 0 | 0 | 0 | 0 | 0 | 0 | 0 | 0 | 0 | 0 | 0 | 0 | 0 | 0 | 0 | 0 | 12 | 1
NO |  | 56 | 2016 | 0 | 3 | 3 |  | ANDYTOWN | LEVEE 2 | 500 | 500 | H | 15.62 | 0 | 1 | 3-1272 ACSR AW | 0 | 0 | 0 | 0 | 0 | 0 | 0 | 0 | 0 | 0 | 0 | 0 | 0 | 0 | 0 | 0 | 0 | 0 | 0 | 0 | 0 | 0 | 0 | 12 | 1
NO |  | 56 | 2016 | 0 | 4 | 4 |  | ANDYTOWN | MARTIN | 500 | 500 | H | 81.84 | 0 | 1 | 3-1127 AAAC | 0 | 0 | 0 | 0 | 0 | 0 | 0 | 0 | 0 | 0 | 0 | 0 | 0 | 0 | 0 | 0 | 0 | 0 | 0 | 0 | 0 | 0 | 0 | 12 | 1
NO |  | 56 | 2016 | 0 | 5 | 5 |  | ANDYTOWN | MARTIN | 500 | 500 | H | 2.11 | 0 | 1 | 3-1272 ACSR AW | 0 | 0 | 0 | 0 | 0 | 0 | 0 | 0 | 0 | 0 | 0 | 0 | 0 | 0 | 0 | 0 | 0 | 0 | 0 | 0 | 0 | 0 | 0 | 12 | 1
NO |  | 56 | 2016 | 0 | 6 | 6 |  | ANDYTOWN | ORANGE RIVER | 500 | 500 | H | 106.73 | 0 | 1 | 3-1127 AAAC | 0 | 0 | 0 | 0 | 0 | 0 | 0 | 0 | 0 | 0 | 0 | 0 | 0 | 0 | 0 | 0 | 0 | 0 | 0 | 0 | 0 | 0 | 0 | 12 | 1
NO |  | 56 | 2016 | 0 | 7 | 7 |  | CONSERVATION | CORBETT | 500 | 500 | H | 56.75 | 0 | 1 | 3-1435 AAAC | 0 | 0 | 0 | 0 | 0 | 0 | 0 | 0 | 0 | 0 | 0 | 0 | 0 | 0 | 0 | 0 | 0 | 0 | 0 | 0 | 0 | 0 | 0 | 12 | 1
NO |  | 56 | 2016 | 0 | 8 | 8 |  | CORBETT | MARTIN 1 | 500 | 500 | H | 0.99 | 0 | 1 | 3-1127 AAAC | 0 | 0 | 0 | 0 | 0 | 0 | 0 | 0 | 0 | 0 | 0 | 0 | 0 | 0 | 0 | 0 | 0 | 0 | 0 | 0 | 0 | 0 | 0 | 12 | 1
NO |  | 56 | 2016 | 0 | 9 | 9 |  | CORBETT | MARTIN 1 | 500 | 500 | H | 34.48 | 0 | 1 | 3-1272 ACSR AW | 0 | 0 | 0 | 0 | 0 | 0 | 0 | 0 | 0 | 0 | 0 | 0 | 0 | 0 | 0 | 0 | 0 | 0 | 0 | 0 | 0 | 0 | 0 | 12 | 1
NO |  | 56 | 2016 | 0 | 10 | 10 |  | CORBETT | MARTIN 2 | 500 | 500 | H | 30.21 | 0 | 1 | 3-1127 AAAC | 0 | 0 | 0 | 0 | 0 | 0 | 0 | 0 | 0 | 0 | 0 | 0 | 0 | 0 | 0 | 0 | 0 | 0 | 0 | 0 | 0 | 0 | 0 | 12 | 1
NO |  | 56 | 2016 | 0 | 11 | 11 |  | CORBETT | MARTIN 2 | 500 | 500 | H | 1.3 | 0 | 1 | 3-1272 ACSR AW | 0 | 0 | 0 | 0 | 0 | 0 | 0 | 0 | 0 | 0 | 0 | 0 | 0 | 0 | 0 | 0 | 0 | 0 | 0 | 0 | 0 | 0 | 0 | 12 | 1
NO |  | 56 | 2016 | 0 | 12 | 12 |  | CORBETT | MIDWAY | 500 | 500 | H | 56.52 | 0 | 1 | 3-1272 ACSR AW | 0 | 0 | 0 | 0 | 0 | 0 | 0 | 0 | 0 | 0 | 0 | 0 | 0 | 0 | 0 | 0 | 0 | 0 | 0 | 0 | 0 | 0 | 0 | 12 | 1
NO |  | 56 | 2016 | 0 | 13 | 13 |  | DUVAL | HATCH (GAP) | 500 | 500 | H | 37.39 | 0 | 1 | 3-1113 ACSR | 0 | 0 | 0 | 0 | 0 | 0 | 0 | 660560309 | 0 | 0 | 0 | 0 | 0 | 0 | 0 | 0 | 0 | 0 | 0 | 0 | 0 | 0 | 0 | 12 | 1
NO |  | 56 | 2016 | 0 | 14 | 14 |  | DUVAL | POINSETT | 500 | 500 | H | 173.03 | 0 | 1 | 3-1272 ACSR AW | 0 | 0 | 0 | 0 | 0 | 0 | 0 | 0 | 0 | 0 | 0 | 0 | 0 | 0 | 0 | 0 | 0 | 0 | 0 | 0 | 0 | 0 | 0 | 12 | 1
NO |  | 56 | 2016 | 0 | 15 | 15 |  | DUVAL | RICE | 500 | 500 | H | 45.98 | 0 | 1 | 3-1272 ACSR AW | 0 | 0 | 0 | 0 | 0 | 0 | 0 | 0 | 0 | 0 | 0 | 0 | 0 | 0 | 0 | 0 | 0 | 0 | 0 | 0 | 0 | 0 | 0 | 12 | 1
NO |  | 56 | 2016 | 0 | 16 | 16 |  | DUVAL | THALMANN (GAP) | 500 | 500 | H | 37.45 | 0 | 1 | 3-1113 ACSR | 0 | 0 | 0 | 0 | 0 | 0 | 0 | 660560310 | 0 | 0 | 0 | 0 | 0 | 0 | 0 | 0 | 0 | 0 | 0 | 0 | 0 | 0 | 0 | 12 | 1
NO |  | 56 | 2016 | 0 | 17 | 17 |  | MARTIN | MIDWAY | 500 | 500 | H | 1.74 | 0 | 1 | 3-1127 AAAC | 0 | 0 | 0 | 0 | 0 | 0 | 0 | 0 | 0 | 0 | 0 | 0 | 0 | 0 | 0 | 0 | 0 | 0 | 0 | 0 | 0 | 0 | 0 | 12 | 1
NO |  | 56 | 2016 | 0 | 18 | 18 |  | MARTIN | MIDWAY | 500 | 500 | H | 26.68 | 0 | 1 | 3-1272 ACSR AW | 0 | 0 | 0 | 0 | 0 | 0 | 0 | 0 | 0 | 0 | 0 | 0 | 0 | 0 | 0 | 0 | 0 | 0 | 0 | 0 | 0 | 0 | 0 | 12 | 1
NO |  | 56 | 2016 | 0 | 19 | 19 |  | MARTIN | POINSETT | 500 | 500 | H | 109.48 | 0 | 1 | 3-1272 ACSR AW | 0 | 0 | 0 | 0 | 0 | 0 | 0 | 0 | 0 | 0 | 0 | 0 | 0 | 0 | 0 | 0 | 0 | 0 | 0 | 0 | 0 | 0 | 0 | 12 | 1
NO |  | 56 | 2016 | 0 | 20 | 20 |  | MIDWAY | POINSETT | 500 | 500 | H | 92.76 | 0 | 1 | 3-1272 ACSR AW | 0 | 0 | 0 | 0 | 0 | 0 | 0 | 0 | 0 | 0 | 0 | 0 | 0 | 0 | 0 | 0 | 0 | 0 | 0 | 0 | 0 | 0 | 0 | 12 | 1
NO |  | 56 | 2016 | 0 | 21 | 21 |  | POINSETT | ROBERTS | 500 | 500 | H | 105.43 | 0 | 1 | 3-1272 ACSR AW | 0 | 0 | 0 | 0 | 0 | 0 | 0 | 0 | 0 | 0 | 0 | 0 | 0 | 0 | 0 | 0 | 0 | 0 | 0 | 0 | 0 | 0 | 0 | 12 | 1
NO |  | 56 | 2016 | 0 | 22 | 22 |  | RICE | ROBERTS | 500 | 500 | H | 21.43 | 0 | 1 | 3-1272 ACSR AW | 0 | 0 | 0 | 0 | 0 | 0 | 0 | 0 | 0 | 0 | 0 | 0 | 0 | 0 | 0 | 0 | 0 | 0 | 0 | 0 | 0 | 0 | 0 | 12 | 1
NO |  | 56 | 2016 | 0 | 23 | 23 |  | 137TH AVENUE | DAVIS | 230 | 230 | H | 0 | 0.96 | 2 | 1-954 ACSR AW | 0 | 0 | 0 | 0 | 0 | 0 | 0 | 0 | 0 | 0 | 0 | 0 | 0 | 0 | 0 | 0 | 0 | 0 | 0 | 0 | 0 | 0 | 0 | 12 | 1
NO |  | 56 | 2016 | 0 | 24 | 24 |  | 137TH AVENUE | DAVIS | 230 | 230 | SP | 0.18 | 0 | 1 | 1-1431 ACSR AW | 0 | 0 | 0 | 0 | 0 | 0 | 0 | 0 | 0 | 0 | 0 | 0 | 0 | 0 | 0 | 0 | 0 | 0 | 0 | 0 | 0 | 0 | 0 | 12 | 1
NO |  | 56 | 2016 | 0 | 25 | 25 |  | 137TH AVENUE | DAVIS | 230 | 230 | SP | 18.4 | 0 | 1 | 1-954 ACSR AW | 0 | 0 | 0 | 0 | 0 | 0 | 0 | 0 | 0 | 0 | 0 | 0 | 0 | 0 | 0 | 0 | 0 | 0 | 0 | 0 | 0 | 0 | 0 | 12 | 1
NO |  | 56 | 2016 | 0 | 26 | 26 |  | 137TH AVENUE | DAVIS | 230 | 230 | SP | 0 | 1.79 | 2 | 1-954 ACSR AW | 0 | 0 | 0 | 0 | 0 | 0 | 0 | 0 | 0 | 0 | 0 | 0 | 0 | 0 | 0 | 0 | 0 | 0 | 0 | 0 | 0 | 0 | 0 | 12 | 1
NO |  | 56 | 2016 | 0 | 27 | 27 |  | 137TH AVENUE | LEVEE | 230 | 230 | SP | 2.98 | 0 | 1 | 1-954 ACSR AW | 0 | 0 | 0 | 0 | 0 | 0 | 0 | 0 | 0 | 0 | 0 | 0 | 0 | 0 | 0 | 0 | 0 | 0 | 0 | 0 | 0 | 0 | 0 | 12 | 1
NO |  | 56 | 2016 | 0 | 28 | 28 |  | ALICO | COLLIER | 230 | 230 | H | 0 | 4.7 | 2 | 1-1431 ACSR AW | 0 | 0 | 0 | 0 | 0 | 0 | 0 | 0 | 0 | 0 | 0 | 0 | 0 | 0 | 0 | 0 | 0 | 0 | 0 | 0 | 0 | 0 | 0 | 12 | 1
NO |  | 56 | 2016 | 0 | 29 | 29 |  | ALICO | COLLIER | 230 | 230 | H | 0.21 | 0 | 1 | 1-1431 ACSR AZ | 0 | 0 | 0 | 0 | 0 | 0 | 0 | 0 | 0 | 0 | 0 | 0 | 0 | 0 | 0 | 0 | 0 | 0 | 0 | 0 | 0 | 0 | 0 | 12 | 1
NO |  | 56 | 2016 | 0 | 30 | 30 |  | ALICO | COLLIER | 230 | 230 | H | 7.54 | 14.4 | 2 | 1-1431 ACSR AZ | 0 | 0 | 0 | 0 | 0 | 0 | 0 | 0 | 0 | 0 | 0 | 0 | 0 | 0 | 0 | 0 | 0 | 0 | 0 | 0 | 0 | 0 | 0 | 12 | 1
NO |  | 56 | 2016 | 0 | 31 | 31 |  | ALICO | COLLIER | 230 | 230 | SP | 0.14 | 0 | 1 | 1-1431 ACSR AW | 0 | 0 | 0 | 0 | 0 | 0 | 0 | 0 | 0 | 0 | 0 | 0 | 0 | 0 | 0 | 0 | 0 | 0 | 0 | 0 | 0 | 0 | 0 | 12 | 1
NO |  | 56 | 2016 | 0 | 32 | 32 |  | ALICO | COLLIER | 230 | 230 | SP | 0.43 | 0 | 1 | 1-1431 ACSR AZ | 0 | 0 | 0 | 0 | 0 | 0 | 0 | 0 | 0 | 0 | 0 | 0 | 0 | 0 | 0 | 0 | 0 | 0 | 0 | 0 | 0 | 0 | 0 | 12 | 1
NO |  | 56 | 2016 | 0 | 33 | 33 |  | ALICO | ORANGE RIVER | 230 | 230 | H | 4.7 | 0 | 2 | 1-1431 ACSR AW | 0 | 0 | 0 | 0 | 0 | 0 | 0 | 0 | 0 | 0 | 0 | 0 | 0 | 0 | 0 | 0 | 0 | 0 | 0 | 0 | 0 | 0 | 0 | 12 | 1
NO |  | 56 | 2016 | 0 | 34 | 34 |  | ALICO | ORANGE RIVER | 230 | 230 | H | 5.31 | 0 | 1 | 1-1431 ACSR AZ | 0 | 0 | 0 | 0 | 0 | 0 | 0 | 0 | 0 | 0 | 0 | 0 | 0 | 0 | 0 | 0 | 0 | 0 | 0 | 0 | 0 | 0 | 0 | 12 | 1
NO |  | 56 | 2016 | 0 | 35 | 35 |  | ALICO | ORANGE RIVER | 230 | 230 | H | 1.08 | 5.45 | 2 | 1-1431 ACSR AZ | 0 | 0 | 0 | 0 | 0 | 0 | 0 | 0 | 0 | 0 | 0 | 0 | 0 | 0 | 0 | 0 | 0 | 0 | 0 | 0 | 0 | 0 | 0 | 12 | 1
NO |  | 56 | 2016 | 0 | 36 | 36 |  | TOTAL |  | 0 | 0 |  | 6221.35 | 705.08 | 1619 |  | 370164169 | 2566228081 | 2936392250 | 14313860 | 16625563 | 1200 | 30940623 | 0 | 0 | 0 | 0 | 0 | 0 | 0 | 0 | 0 | 0 | 0 | 0 | 0 | 0 | 0 | 0 | 12 | 1
NO |  | 56 | 2016 | 1 | 1 | 1 |  | ALICO | ORANGE RIVER | 230 | 230 | SP | 0.37 | 0 | 1 | 1-1431 ACSR AW | 0 | 0 | 0 | 0 | 0 | 0 | 0 | 0 | 0 | 0 | 0 | 0 | 0 | 0 | 0 | 0 | 0 | 0 | 0 | 0 | 0 | 0 | 0 | 12 | 1
NO |  | 56 | 2016 | 1 | 2 | 2 |  | ALICO | ORANGE RIVER | 230 | 230 | SP | 2.42 | 0 | 1 | 1-1431 ACSR AZ | 0 | 0 | 0 | 0 | 0 | 0 | 0 | 0 | 0 | 0 | 0 | 0 | 0 | 0 | 0 | 0 | 0 | 0 | 0 | 0 | 0 | 0 | 0 | 12 | 1
NO |  | 56 | 2016 | 1 | 3 | 3 |  | ALVA | CORBETT | 230 | 230 | H | 2.11 | 0 | 2 | 1-1431 ACSR TW | 0 | 0 | 0 | 0 | 0 | 0 | 0 | 0 | 0 | 0 | 0 | 0 | 0 | 0 | 0 | 0 | 0 | 0 | 0 | 0 | 0 | 0 | 0 | 12 | 1
NO |  | 56 | 2016 | 1 | 4 | 4 |  | ALVA | CORBETT | 230 | 230 | SP | 0.17 | 0 | 1 | 1-1431 ACSR AW | 0 | 0 | 0 | 0 | 0 | 0 | 0 | 0 | 0 | 0 | 0 | 0 | 0 | 0 | 0 | 0 | 0 | 0 | 0 | 0 | 0 | 0 | 0 | 12 | 1
NO |  | 56 | 2016 | 1 | 5 | 5 |  | ALVA | CORBETT | 230 | 230 | SP | 0.15 | 0 | 2 | 1-1431 ACSR AW | 0 | 0 | 0 | 0 | 0 | 0 | 0 | 0 | 0 | 0 | 0 | 0 | 0 | 0 | 0 | 0 | 0 | 0 | 0 | 0 | 0 | 0 | 0 | 12 | 1
NO |  | 56 | 2016 | 1 | 6 | 6 |  | ALVA | CORBETT | 230 | 230 | SP | 67.78 | 0 | 1 | 1-954 ACSR AZ | 0 | 0 | 0 | 0 | 0 | 0 | 0 | 0 | 0 | 0 | 0 | 0 | 0 | 0 | 0 | 0 | 0 | 0 | 0 | 0 | 0 | 0 | 0 | 12 | 1
NO |  | 56 | 2016 | 1 | 7 | 7 |  | ALVA | CORBETT | 230 | 230 | SP | 9.7 | 0 | 2 | 1-954 ACSR AZ | 0 | 0 | 0 | 0 | 0 | 0 | 0 | 0 | 0 | 0 | 0 | 0 | 0 | 0 | 0 | 0 | 0 | 0 | 0 | 0 | 0 | 0 | 0 | 12 | 1
NO |  | 56 | 2016 | 1 | 8 | 8 |  | ALVA | ORANGE RIVER | 230 | 230 | H | 0.15 | 0 | 1 | 1-954 ACSR AZ | 0 | 0 | 0 | 0 | 0 | 0 | 0 | 0 | 0 | 0 | 0 | 0 | 0 | 0 | 0 | 0 | 0 | 0 | 0 | 0 | 0 | 0 | 0 | 12 | 1
NO |  | 56 | 2016 | 1 | 9 | 9 |  | ALVA | ORANGE RIVER | 230 | 230 | H | 2.23 | 0 | 2 | 1-954 ACSR AZ | 0 | 0 | 0 | 0 | 0 | 0 | 0 | 0 | 0 | 0 | 0 | 0 | 0 | 0 | 0 | 0 | 0 | 0 | 0 | 0 | 0 | 0 | 0 | 12 | 1
NO |  | 56 | 2016 | 1 | 10 | 10 |  | ALVA | ORANGE RIVER | 230 | 230 | SP | 10.77 | 0 | 1 | 1-954 ACSR AZ | 0 | 0 | 0 | 0 | 0 | 0 | 0 | 0 | 0 | 0 | 0 | 0 | 0 | 0 | 0 | 0 | 0 | 0 | 0 | 0 | 0 | 0 | 0 | 12 | 1
NO |  | 56 | 2016 | 1 | 11 | 11 |  | ANDYTOWN | CONSERVATION 1 | 230 | 230 | H | 0 | 1.98 | 2 | 1-1431 ACSR AW | 0 | 0 | 0 | 0 | 0 | 0 | 0 | 0 | 0 | 0 | 0 | 0 | 0 | 0 | 0 | 0 | 0 | 0 | 0 | 0 | 0 | 0 | 0 | 12 | 1
NO |  | 56 | 2016 | 1 | 12 | 12 |  | ANDYTOWN | CONSERVATION 1 | 230 | 230 | H | 4.08 | 11.4 | 2 | 1-1431 ACSR AZ | 0 | 0 | 0 | 0 | 0 | 0 | 0 | 0 | 0 | 0 | 0 | 0 | 0 | 0 | 0 | 0 | 0 | 0 | 0 | 0 | 0 | 0 | 0 | 12 | 1
NO |  | 56 | 2016 | 1 | 13 | 13 |  | ANDYTOWN | CONSERVATION 1 | 230 | 230 | SP | 0.24 | 0 | 1 | 1-1431 ACSR AW | 0 | 0 | 0 | 0 | 0 | 0 | 0 | 0 | 0 | 0 | 0 | 0 | 0 | 0 | 0 | 0 | 0 | 0 | 0 | 0 | 0 | 0 | 0 | 12 | 1
NO |  | 56 | 2016 | 1 | 14 | 14 |  | ANDYTOWN | CONSERVATION 1 | 230 | 230 | SP | 0 | 0.15 | 2 | 1-1431 ACSR AW | 0 | 0 | 0 | 0 | 0 | 0 | 0 | 0 | 0 | 0 | 0 | 0 | 0 | 0 | 0 | 0 | 0 | 0 | 0 | 0 | 0 | 0 | 0 | 12 | 1
NO |  | 56 | 2016 | 1 | 15 | 15 |  | ANDYTOWN | CONSERVATION 2 | 230 | 230 | H | 0.13 | 0 | 1 | 1-1431 ACSR AW | 0 | 0 | 0 | 0 | 0 | 0 | 0 | 0 | 0 | 0 | 0 | 0 | 0 | 0 | 0 | 0 | 0 | 0 | 0 | 0 | 0 | 0 | 0 | 12 | 1
NO |  | 56 | 2016 | 1 | 16 | 16 |  | ANDYTOWN | CONSERVATION 2 | 230 | 230 | H | 1.88 | 0 | 2 | 1-1431 ACSR AW | 0 | 0 | 0 | 0 | 0 | 0 | 0 | 0 | 0 | 0 | 0 | 0 | 0 | 0 | 0 | 0 | 0 | 0 | 0 | 0 | 0 | 0 | 0 | 12 | 1
NO |  | 56 | 2016 | 1 | 17 | 17 |  | ANDYTOWN | CONSERVATION 2 | 230 | 230 | H | 10.47 | 4.96 | 2 | 1-1431 ACSR AZ | 0 | 0 | 0 | 0 | 0 | 0 | 0 | 0 | 0 | 0 | 0 | 0 | 0 | 0 | 0 | 0 | 0 | 0 | 0 | 0 | 0 | 0 | 0 | 12 | 1
NO |  | 56 | 2016 | 1 | 18 | 18 |  | ANDYTOWN | CONSERVATION 2 | 230 | 230 | SP | 0.09 | 0 | 1 | 1-1431 ACSR AW | 0 | 0 | 0 | 0 | 0 | 0 | 0 | 0 | 0 | 0 | 0 | 0 | 0 | 0 | 0 | 0 | 0 | 0 | 0 | 0 | 0 | 0 | 0 | 12 | 1
NO |  | 56 | 2016 | 1 | 19 | 19 |  | ANDYTOWN | CONSERVATION 2 | 230 | 230 | SP | 0.15 | 0 | 2 | 1-1431 ACSR AW | 0 | 0 | 0 | 0 | 0 | 0 | 0 | 0 | 0 | 0 | 0 | 0 | 0 | 0 | 0 | 0 | 0 | 0 | 0 | 0 | 0 | 0 | 0 | 12 | 1
NO |  | 56 | 2016 | 1 | 20 | 20 |  | ANDYTOWN | CONSERVATION 2 | 230 | 230 | SP | 0.02 | 0 | 1 | 1-1431 ACSR AZ | 0 | 0 | 0 | 0 | 0 | 0 | 0 | 0 | 0 | 0 | 0 | 0 | 0 | 0 | 0 | 0 | 0 | 0 | 0 | 0 | 0 | 0 | 0 | 12 | 1
NO |  | 56 | 2016 | 1 | 21 | 21 |  | ANDYTOWN | CONSERVATION 2 | 230 | 230 | SP | 0.06 | 0 | 2 | 1-1431 ACSR AZ | 0 | 0 | 0 | 0 | 0 | 0 | 0 | 0 | 0 | 0 | 0 | 0 | 0 | 0 | 0 | 0 | 0 | 0 | 0 | 0 | 0 | 0 | 0 | 12 | 1
NO |  | 56 | 2016 | 1 | 22 | 22 |  | ANDYTOWN | DADE | 230 | 230 | H | 0.02 | 0 | 1 | 1-1431 ACSR AW | 0 | 0 | 0 | 0 | 0 | 0 | 0 | 0 | 0 | 0 | 0 | 0 | 0 | 0 | 0 | 0 | 0 | 0 | 0 | 0 | 0 | 0 | 0 | 12 | 1
NO |  | 56 | 2016 | 1 | 23 | 23 |  | ANDYTOWN | DADE | 230 | 230 | H | 14.71 | 0 | 1 | 1-1431 ACSR AZ | 0 | 0 | 0 | 0 | 0 | 0 | 0 | 0 | 0 | 0 | 0 | 0 | 0 | 0 | 0 | 0 | 0 | 0 | 0 | 0 | 0 | 0 | 0 | 12 | 1
NO |  | 56 | 2016 | 1 | 24 | 24 |  | ANDYTOWN | DADE | 230 | 230 | H | 4.16 | 8.24 | 2 | 1-1431 ACSR AZ | 0 | 0 | 0 | 0 | 0 | 0 | 0 | 0 | 0 | 0 | 0 | 0 | 0 | 0 | 0 | 0 | 0 | 0 | 0 | 0 | 0 | 0 | 0 | 12 | 1
NO |  | 56 | 2016 | 1 | 25 | 25 |  | ANDYTOWN | DADE | 230 | 230 | SP | 0.03 | 0 | 1 | 1-1431 ACSR AW | 0 | 0 | 0 | 0 | 0 | 0 | 0 | 0 | 0 | 0 | 0 | 0 | 0 | 0 | 0 | 0 | 0 | 0 | 0 | 0 | 0 | 0 | 0 | 12 | 1
NO |  | 56 | 2016 | 1 | 26 | 26 |  | ANDYTOWN | DADE | 230 | 230 | SP | 0.09 | 0 | 1 | 1-1431 ACSR AZ | 0 | 0 | 0 | 0 | 0 | 0 | 0 | 0 | 0 | 0 | 0 | 0 | 0 | 0 | 0 | 0 | 0 | 0 | 0 | 0 | 0 | 0 | 0 | 12 | 1
NO |  | 56 | 2016 | 1 | 27 | 27 |  | ANDYTOWN | DADE | 230 | 230 | UG | 0.5 | 0 | 1 | 1-3750 AL-HP | 0 | 0 | 0 | 0 | 0 | 0 | 0 | 0 | 0 | 0 | 0 | 0 | 0 | 0 | 0 | 0 | 0 | 0 | 0 | 0 | 0 | 0 | 0 | 12 | 1
NO |  | 56 | 2016 | 1 | 28 | 28 |  | ANDYTOWN | FLAGAMI | 230 | 230 | H | 12.83 | 0 | 1 | 1-1431 ACSR AZ | 0 | 0 | 0 | 0 | 0 | 0 | 0 | 0 | 0 | 0 | 0 | 0 | 0 | 0 | 0 | 0 | 0 | 0 | 0 | 0 | 0 | 0 | 0 | 12 | 1
NO |  | 56 | 2016 | 1 | 29 | 29 |  | ANDYTOWN | FLAGAMI | 230 | 230 | H | 5.56 | 7.91 | 2 | 1-1431 ACSR AZ | 0 | 0 | 0 | 0 | 0 | 0 | 0 | 0 | 0 | 0 | 0 | 0 | 0 | 0 | 0 | 0 | 0 | 0 | 0 | 0 | 0 | 0 | 0 | 12 | 1
NO |  | 56 | 2016 | 1 | 30 | 30 |  | ANDYTOWN | FLAGAMI | 230 | 230 | H | 4.41 | 0 | 1 | 2-556.5 ACSR AZ | 0 | 0 | 0 | 0 | 0 | 0 | 0 | 0 | 0 | 0 | 0 | 0 | 0 | 0 | 0 | 0 | 0 | 0 | 0 | 0 | 0 | 0 | 0 | 12 | 1
NO |  | 56 | 2016 | 1 | 31 | 31 |  | ANDYTOWN | FLAGAMI | 230 | 230 | SP | 0.07 | 0 | 1 | 1-1431 ACSR AW | 0 | 0 | 0 | 0 | 0 | 0 | 0 | 0 | 0 | 0 | 0 | 0 | 0 | 0 | 0 | 0 | 0 | 0 | 0 | 0 | 0 | 0 | 0 | 12 | 1
NO |  | 56 | 2016 | 1 | 32 | 32 |  | ANDYTOWN | FLAGAMI | 230 | 230 | SP | 0.33 | 0 | 1 | 1-1431 ACSR AZ | 0 | 0 | 0 | 0 | 0 | 0 | 0 | 0 | 0 | 0 | 0 | 0 | 0 | 0 | 0 | 0 | 0 | 0 | 0 | 0 | 0 | 0 | 0 | 12 | 1
NO |  | 56 | 2016 | 1 | 33 | 33 |  | ANDYTOWN | FLAGAMI | 230 | 230 | SP | 0.21 | 0 | 2 | 1-1431 ACSR AZ | 0 | 0 | 0 | 0 | 0 | 0 | 0 | 0 | 0 | 0 | 0 | 0 | 0 | 0 | 0 | 0 | 0 | 0 | 0 | 0 | 0 | 0 | 0 | 12 | 1
NO |  | 56 | 2016 | 1 | 34 | 34 |  | ANDYTOWN | FLAGAMI | 230 | 230 | SP | 0.39 | 0 | 1 | 2-556.5 ACSR AZ | 0 | 0 | 0 | 0 | 0 | 0 | 0 | 0 | 0 | 0 | 0 | 0 | 0 | 0 | 0 | 0 | 0 | 0 | 0 | 0 | 0 | 0 | 0 | 12 | 1
NO |  | 56 | 2016 | 1 | 35 | 35 |  | ANDYTOWN | FLAGAMI | 230 | 230 | UG | 0.27 | 0 | 1 | 1-3750 AL-HP | 0 | 0 | 0 | 0 | 0 | 0 | 0 | 0 | 0 | 0 | 0 | 0 | 0 | 0 | 0 | 0 | 0 | 0 | 0 | 0 | 0 | 0 | 0 | 12 | 1
NO |  | 56 | 2016 | 2 | 1 | 1 |  | ANDYTOWN | FLAGAMI | 230 | 230 | UG | 0.26 | 0 | 1 | 1-2500 CU-HP | 0 | 0 | 0 | 0 | 0 | 0 | 0 | 0 | 0 | 0 | 0 | 0 | 0 | 0 | 0 | 0 | 0 | 0 | 0 | 0 | 0 | 0 | 0 | 12 | 1
NO |  | 56 | 2016 | 2 | 2 | 2 |  | ANDYTOWN | HUNTINGTON | 230 | 230 | H | 0 | 2.65 | 2 | 1-1431 ACSR AW | 0 | 0 | 0 | 0 | 0 | 0 | 0 | 0 | 0 | 0 | 0 | 0 | 0 | 0 | 0 | 0 | 0 | 0 | 0 | 0 | 0 | 0 | 0 | 12 | 1
NO |  | 56 | 2016 | 2 | 3 | 3 |  | ANDYTOWN | HUNTINGTON | 230 | 230 | SP | 2.14 | 0 | 1 | 1-1431 ACSR AW | 0 | 0 | 0 | 0 | 0 | 0 | 0 | 0 | 0 | 0 | 0 | 0 | 0 | 0 | 0 | 0 | 0 | 0 | 0 | 0 | 0 | 0 | 0 | 12 | 1
NO |  | 56 | 2016 | 2 | 4 | 4 |  | ANDYTOWN | HUNTINGTON | 230 | 138 | SP | 1.18 | 0 | 1 | 1-954 ACSR AW | 0 | 0 | 0 | 0 | 0 | 0 | 0 | 0 | 0 | 0 | 0 | 0 | 0 | 0 | 0 | 0 | 0 | 0 | 0 | 0 | 0 | 0 | 0 | 12 | 1
NO |  | 56 | 2016 | 2 | 5 | 5 |  | ANDYTOWN | HUNTINGTON | 230 | 230 | SP | 4.83 | 0 | 1 | 1-954 ACSR AW | 0 | 0 | 0 | 0 | 0 | 0 | 0 | 0 | 0 | 0 | 0 | 0 | 0 | 0 | 0 | 0 | 0 | 0 | 0 | 0 | 0 | 0 | 0 | 12 | 1
NO |  | 56 | 2016 | 2 | 6 | 6 |  | ANDYTOWN | LAUDERDALE 1 | 230 | 230 | H | 5.88 | 0 | 1 | 1-1431 ACSR AZ | 0 | 0 | 0 | 0 | 0 | 0 | 0 | 0 | 0 | 0 | 0 | 0 | 0 | 0 | 0 | 0 | 0 | 0 | 0 | 0 | 0 | 0 | 0 | 12 | 1
NO |  | 56 | 2016 | 2 | 7 | 7 |  | ANDYTOWN | LAUDERDALE 1 | 230 | 230 | H | 7.75 | 3.36 | 2 | 1-1431 ACSR AZ | 0 | 0 | 0 | 0 | 0 | 0 | 0 | 0 | 0 | 0 | 0 | 0 | 0 | 0 | 0 | 0 | 0 | 0 | 0 | 0 | 0 | 0 | 0 | 12 | 1
NO |  | 56 | 2016 | 2 | 8 | 8 |  | ANDYTOWN | LAUDERDALE 2 | 230 | 230 | H | 0.34 | 0 | 1 | 1-1431 ACSR AZ | 0 | 0 | 0 | 0 | 0 | 0 | 0 | 0 | 0 | 0 | 0 | 0 | 0 | 0 | 0 | 0 | 0 | 0 | 0 | 0 | 0 | 0 | 0 | 12 | 1
NO |  | 56 | 2016 | 2 | 9 | 9 |  | ANDYTOWN | LAUDERDALE 2 | 230 | 230 | H | 12.5 | 4.09 | 2 | 1-1431 ACSR AZ | 0 | 0 | 0 | 0 | 0 | 0 | 0 | 0 | 0 | 0 | 0 | 0 | 0 | 0 | 0 | 0 | 0 | 0 | 0 | 0 | 0 | 0 | 0 | 12 | 1
NO |  | 56 | 2016 | 2 | 10 | 10 |  | ANDYTOWN | LAUDERDALE 2 | 230 | 230 | SP | 0.09 | 0 | 1 | 1-1431 ACSR AZ | 0 | 0 | 0 | 0 | 0 | 0 | 0 | 0 | 0 | 0 | 0 | 0 | 0 | 0 | 0 | 0 | 0 | 0 | 0 | 0 | 0 | 0 | 0 | 12 | 1
NO |  | 56 | 2016 | 2 | 11 | 11 |  | ANDYTOWN | LAUDERDALE 3 | 230 | 230 | H | 0.32 | 0 | 1 | 1-1431 ACSR AZ | 0 | 0 | 0 | 0 | 0 | 0 | 0 | 0 | 0 | 0 | 0 | 0 | 0 | 0 | 0 | 0 | 0 | 0 | 0 | 0 | 0 | 0 | 0 | 12 | 1
NO |  | 56 | 2016 | 2 | 12 | 12 |  | ANDYTOWN | LAUDERDALE 3 | 230 | 230 | H | 4.98 | 11.63 | 2 | 1-1431 ACSR AZ | 0 | 0 | 0 | 0 | 0 | 0 | 0 | 0 | 0 | 0 | 0 | 0 | 0 | 0 | 0 | 0 | 0 | 0 | 0 | 0 | 0 | 0 | 0 | 12 | 1
NO |  | 56 | 2016 | 2 | 13 | 13 |  | ANDYTOWN | LAUDERDALE 3 | 230 | 230 | SP | 0.1 | 0 | 1 | 1-1431 ACSR AZ | 0 | 0 | 0 | 0 | 0 | 0 | 0 | 0 | 0 | 0 | 0 | 0 | 0 | 0 | 0 | 0 | 0 | 0 | 0 | 0 | 0 | 0 | 0 | 12 | 1
NO |  | 56 | 2016 | 2 | 14 | 14 |  | ANDYTOWN | NOB HILL | 230 | 230 | SP | 18.77 | 0 | 1 | 1-1431 ACSR AW | 0 | 0 | 0 | 0 | 0 | 0 | 0 | 0 | 0 | 0 | 0 | 0 | 0 | 0 | 0 | 0 | 0 | 0 | 0 | 0 | 0 | 0 | 0 | 12 | 1
NO |  | 56 | 2016 | 2 | 15 | 15 |  | BALDWIN | DUVAL | 230 | 230 | H | 1.88 | 0 | 1 | 1-954 ACSR AZ | 0 | 0 | 0 | 0 | 0 | 0 | 0 | 0 | 0 | 0 | 0 | 0 | 0 | 0 | 0 | 0 | 0 | 0 | 0 | 0 | 0 | 0 | 0 | 12 | 1
NO |  | 56 | 2016 | 2 | 16 | 16 |  | BALDWIN | DUVAL | 230 | 230 | SP | 0.33 | 0 | 1 | 1-954 ACSR AZ | 0 | 0 | 0 | 0 | 0 | 0 | 0 | 0 | 0 | 0 | 0 | 0 | 0 | 0 | 0 | 0 | 0 | 0 | 0 | 0 | 0 | 0 | 0 | 12 | 1
NO |  | 56 | 2016 | 2 | 17 | 17 |  | BAREFOOT | EMERSON | 230 | 230 | H | 15.71 | 0 | 1 | 1-795 ACSR AZ | 0 | 0 | 0 | 0 | 0 | 0 | 0 | 0 | 0 | 0 | 0 | 0 | 0 | 0 | 0 | 0 | 0 | 0 | 0 | 0 | 0 | 0 | 0 | 12 | 1
NO |  | 56 | 2016 | 2 | 18 | 18 |  | BAREFOOT | EMERSON | 230 | 230 | H | 0 | 2.85 | 2 | 1-954 ACSR AW | 0 | 0 | 0 | 0 | 0 | 0 | 0 | 0 | 0 | 0 | 0 | 0 | 0 | 0 | 0 | 0 | 0 | 0 | 0 | 0 | 0 | 0 | 0 | 12 | 1
NO |  | 56 | 2016 | 2 | 19 | 19 |  | BAREFOOT | EMERSON | 230 | 230 | SP | 0.1 | 0 | 1 | 1-1431 ACSR AW | 0 | 0 | 0 | 0 | 0 | 0 | 0 | 0 | 0 | 0 | 0 | 0 | 0 | 0 | 0 | 0 | 0 | 0 | 0 | 0 | 0 | 0 | 0 | 12 | 1
NO |  | 56 | 2016 | 2 | 20 | 20 |  | BAREFOOT | EMERSON | 230 | 230 | SP | 6.43 | 0 | 2 | 1-1431 ACSR AW | 0 | 0 | 0 | 0 | 0 | 0 | 0 | 0 | 0 | 0 | 0 | 0 | 0 | 0 | 0 | 0 | 0 | 0 | 0 | 0 | 0 | 0 | 0 | 12 | 1
NO |  | 56 | 2016 | 2 | 21 | 21 |  | BAREFOOT | EMERSON | 230 | 230 | SP | 9.84 | 0 | 1 | 1-795 ACSR AZ | 0 | 0 | 0 | 0 | 0 | 0 | 0 | 0 | 0 | 0 | 0 | 0 | 0 | 0 | 0 | 0 | 0 | 0 | 0 | 0 | 0 | 0 | 0 | 12 | 1
NO |  | 56 | 2016 | 2 | 22 | 22 |  | BAREFOOT | MALABAR | 230 | 230 | H | 5.05 | 0 | 1 | 1-795 ACSR AZ | 0 | 0 | 0 | 0 | 0 | 0 | 0 | 0 | 0 | 0 | 0 | 0 | 0 | 0 | 0 | 0 | 0 | 0 | 0 | 0 | 0 | 0 | 0 | 12 | 1
NO |  | 56 | 2016 | 2 | 23 | 23 |  | BAREFOOT | MALABAR | 230 | 230 | SP | 0 | 6.44 | 2 | 1-1431 ACSR AW | 0 | 0 | 0 | 0 | 0 | 0 | 0 | 0 | 0 | 0 | 0 | 0 | 0 | 0 | 0 | 0 | 0 | 0 | 0 | 0 | 0 | 0 | 0 | 12 | 1
NO |  | 56 | 2016 | 2 | 24 | 24 |  | BAREFOOT | MALABAR | 230 | 230 | SP | 8.63 | 0 | 1 | 1-795 ACSR AZ | 0 | 0 | 0 | 0 | 0 | 0 | 0 | 0 | 0 | 0 | 0 | 0 | 0 | 0 | 0 | 0 | 0 | 0 | 0 | 0 | 0 | 0 | 0 | 12 | 1
NO |  | 56 | 2016 | 2 | 25 | 25 |  | BAREFOOT | MALABAR | 230 | 230 | SP | 0.18 | 0 | 1 | 1-954 ACSR AW | 0 | 0 | 0 | 0 | 0 | 0 | 0 | 0 | 0 | 0 | 0 | 0 | 0 | 0 | 0 | 0 | 0 | 0 | 0 | 0 | 0 | 0 | 0 | 12 | 1
NO |  | 56 | 2016 | 2 | 26 | 26 |  | BARNA | CAPE CANAVERAL | 230 | 230 | H | 0 | 0.71 | 2 | 1-1431 ACSR AZ | 0 | 0 | 0 | 0 | 0 | 0 | 0 | 0 | 0 | 0 | 0 | 0 | 0 | 0 | 0 | 0 | 0 | 0 | 0 | 0 | 0 | 0 | 0 | 12 | 1
NO |  | 56 | 2016 | 2 | 27 | 27 |  | BARNA | CAPE CANAVERAL | 230 | 230 | H | 10.48 | 0 | 1 | 1-954 ACSR AZ | 0 | 0 | 0 | 0 | 0 | 0 | 0 | 0 | 0 | 0 | 0 | 0 | 0 | 0 | 0 | 0 | 0 | 0 | 0 | 0 | 0 | 0 | 0 | 12 | 1
NO |  | 56 | 2016 | 2 | 28 | 28 |  | BARNA | CAPE CANAVERAL | 230 | 230 | SP | 3.21 | 0 | 2 | 1-954 ACSR AW | 0 | 0 | 0 | 0 | 0 | 0 | 0 | 0 | 0 | 0 | 0 | 0 | 0 | 0 | 0 | 0 | 0 | 0 | 0 | 0 | 0 | 0 | 0 | 12 | 1
NO |  | 56 | 2016 | 2 | 29 | 29 |  | BARNA | NORRIS | 230 | 230 | H | 8.09 | 0 | 1 | 1-954 ACSR AZ | 0 | 0 | 0 | 0 | 0 | 0 | 0 | 0 | 0 | 0 | 0 | 0 | 0 | 0 | 0 | 0 | 0 | 0 | 0 | 0 | 0 | 0 | 0 | 12 | 1
NO |  | 56 | 2016 | 2 | 30 | 30 |  | BARNA | NORRIS | 230 | 230 | SP | 0.16 | 0 | 1 | 1-954 ACSR AW | 0 | 0 | 0 | 0 | 0 | 0 | 0 | 0 | 0 | 0 | 0 | 0 | 0 | 0 | 0 | 0 | 0 | 0 | 0 | 0 | 0 | 0 | 0 | 12 | 1
NO |  | 56 | 2016 | 2 | 31 | 31 |  | BARNA | NORRIS | 230 | 230 | SP | 0.22 | 2.91 | 2 | 1-954 ACSR AW | 0 | 0 | 0 | 0 | 0 | 0 | 0 | 0 | 0 | 0 | 0 | 0 | 0 | 0 | 0 | 0 | 0 | 0 | 0 | 0 | 0 | 0 | 0 | 12 | 1
NO |  | 56 | 2016 | 2 | 32 | 32 |  | BOBWHITE | CHARLOTTE | 230 | 230 | H | 25.67 | 0 | 1 | 1-954 ACSR AZ | 0 | 0 | 0 | 0 | 0 | 0 | 0 | 0 | 0 | 0 | 0 | 0 | 0 | 0 | 0 | 0 | 0 | 0 | 0 | 0 | 0 | 0 | 0 | 12 | 1
NO |  | 56 | 2016 | 2 | 33 | 33 |  | BOBWHITE | CHARLOTTE | 230 | 230 | H | 4.94 | 0 | 2 | 1-954 ACSR AZ | 0 | 0 | 0 | 0 | 0 | 0 | 0 | 0 | 0 | 0 | 0 | 0 | 0 | 0 | 0 | 0 | 0 | 0 | 0 | 0 | 0 | 0 | 0 | 12 | 1
NO |  | 56 | 2016 | 2 | 34 | 34 |  | BOBWHITE | CHARLOTTE | 230 | 230 | SP | 0.06 | 0 | 1 | 1-1431 ACSR AW | 0 | 0 | 0 | 0 | 0 | 0 | 0 | 0 | 0 | 0 | 0 | 0 | 0 | 0 | 0 | 0 | 0 | 0 | 0 | 0 | 0 | 0 | 0 | 12 | 1
NO |  | 56 | 2016 | 2 | 35 | 35 |  | BOBWHITE | CHARLOTTE | 230 | 230 | SP | 8.33 | 0 | 1 | 1-954 ACSR AZ | 0 | 0 | 0 | 0 | 0 | 0 | 0 | 0 | 0 | 0 | 0 | 0 | 0 | 0 | 0 | 0 | 0 | 0 | 0 | 0 | 0 | 0 | 0 | 12 | 1
NO |  | 56 | 2016 | 3 | 1 | 1 |  | BOBWHITE | LAURELWOOD | 230 | 230 | SP | 0.09 | 0 | 1 | 1-1431 ACSR AW | 0 | 0 | 0 | 0 | 0 | 0 | 0 | 0 | 0 | 0 | 0 | 0 | 0 | 0 | 0 | 0 | 0 | 0 | 0 | 0 | 0 | 0 | 0 | 12 | 1
NO |  | 56 | 2016 | 3 | 2 | 2 |  | BOBWHITE | LAURELWOOD | 230 | 230 | SP | 14.66 | 0 | 1 | 1-1431 ACSR AZ | 0 | 0 | 0 | 0 | 0 | 0 | 0 | 0 | 0 | 0 | 0 | 0 | 0 | 0 | 0 | 0 | 0 | 0 | 0 | 0 | 0 | 0 | 0 | 12 | 1
NO |  | 56 | 2016 | 3 | 3 | 3 |  | BOBWHITE | RINGLING 1 | 230 | 230 | H | 6.34 | 0 | 1 | 1-954 ACSR AZ | 0 | 0 | 0 | 0 | 0 | 0 | 0 | 0 | 0 | 0 | 0 | 0 | 0 | 0 | 0 | 0 | 0 | 0 | 0 | 0 | 0 | 0 | 0 | 12 | 1
NO |  | 56 | 2016 | 3 | 4 | 4 |  | BOBWHITE | RINGLING 1 | 230 | 230 | SP | 0.06 | 0 | 1 | 1-1431 ACSR AW | 0 | 0 | 0 | 0 | 0 | 0 | 0 | 0 | 0 | 0 | 0 | 0 | 0 | 0 | 0 | 0 | 0 | 0 | 0 | 0 | 0 | 0 | 0 | 12 | 1
NO |  | 56 | 2016 | 3 | 5 | 5 |  | BOBWHITE | RINGLING 1 | 230 | 230 | SP | 0.03 | 0 | 1 | 1-954 ACSR AZ | 0 | 0 | 0 | 0 | 0 | 0 | 0 | 0 | 0 | 0 | 0 | 0 | 0 | 0 | 0 | 0 | 0 | 0 | 0 | 0 | 0 | 0 | 0 | 12 | 1
NO |  | 56 | 2016 | 3 | 6 | 6 |  | BOBWHITE | RINGLING 1 | 230 | 138 | SP | 0.03 | 0 | 2 | 1-954 ACSR AZ | 0 | 0 | 0 | 0 | 0 | 0 | 0 | 0 | 0 | 0 | 0 | 0 | 0 | 0 | 0 | 0 | 0 | 0 | 0 | 0 | 0 | 0 | 0 | 12 | 1
NO |  | 56 | 2016 | 3 | 7 | 7 |  | BOBWHITE | RINGLING 2 | 230 | 230 | H | 0 | 1.41 | 2 | 1-1431 ACSR AZ | 0 | 0 | 0 | 0 | 0 | 0 | 0 | 0 | 0 | 0 | 0 | 0 | 0 | 0 | 0 | 0 | 0 | 0 | 0 | 0 | 0 | 0 | 0 | 12 | 1
NO |  | 56 | 2016 | 3 | 8 | 8 |  | BOBWHITE | RINGLING 2 | 230 | 230 | SP | 0.09 | 0 | 1 | 1-1431 ACSR AW | 0 | 0 | 0 | 0 | 0 | 0 | 0 | 0 | 0 | 0 | 0 | 0 | 0 | 0 | 0 | 0 | 0 | 0 | 0 | 0 | 0 | 0 | 0 | 12 | 1
NO |  | 56 | 2016 | 3 | 9 | 9 |  | BOBWHITE | RINGLING 2 | 230 | 230 | SP | 4.97 | 0 | 1 | 1-1431 ACSR AZ | 0 | 0 | 0 | 0 | 0 | 0 | 0 | 0 | 0 | 0 | 0 | 0 | 0 | 0 | 0 | 0 | 0 | 0 | 0 | 0 | 0 | 0 | 0 | 12 | 1
NO |  | 56 | 2016 | 3 | 10 | 10 |  | BOBWHITE | SR-70 | 230 | 230 | SP | 7.63 | 0 | 1 | 2-954 ACSR AW | 0 | 0 | 0 | 0 | 0 | 0 | 0 | 0 | 0 | 0 | 0 | 0 | 0 | 0 | 0 | 0 | 0 | 0 | 0 | 0 | 0 | 0 | 0 | 12 | 1
NO |  | 56 | 2016 | 3 | 11 | 11 |  | BRADFORD | DUVAL | 230 | 230 | H | 0.17 | 0 | 1 | 1-1431 ACSR AW | 0 | 0 | 0 | 0 | 0 | 0 | 0 | 0 | 0 | 0 | 0 | 0 | 0 | 0 | 0 | 0 | 0 | 0 | 0 | 0 | 0 | 0 | 0 | 12 | 1
NO |  | 56 | 2016 | 3 | 12 | 12 |  | BRADFORD | DUVAL | 230 | 230 | H | 27 | 0 | 1 | 1-954 ACSR AZ | 0 | 0 | 0 | 0 | 0 | 0 | 0 | 0 | 0 | 0 | 0 | 0 | 0 | 0 | 0 | 0 | 0 | 0 | 0 | 0 | 0 | 0 | 0 | 12 | 1
NO |  | 56 | 2016 | 3 | 13 | 13 |  | BRADFORD | RICE | 230 | 138 | H | 3.87 | 0 | 1 | 1-954 ACSR AZ | 0 | 0 | 0 | 0 | 0 | 0 | 0 | 0 | 0 | 0 | 0 | 0 | 0 | 0 | 0 | 0 | 0 | 0 | 0 | 0 | 0 | 0 | 0 | 12 | 1
NO |  | 56 | 2016 | 3 | 14 | 14 |  | BRADFORD | RICE | 230 | 230 | H | 22.96 | 0 | 1 | 1-954 ACSR AZ | 0 | 0 | 0 | 0 | 0 | 0 | 0 | 0 | 0 | 0 | 0 | 0 | 0 | 0 | 0 | 0 | 0 | 0 | 0 | 0 | 0 | 0 | 0 | 12 | 1
NO |  | 56 | 2016 | 3 | 15 | 15 |  | BRADFORD | RICE | 230 | 230 | SP | 0.62 | 0 | 1 | 1-954 ACSR AZ | 0 | 0 | 0 | 0 | 0 | 0 | 0 | 0 | 0 | 0 | 0 | 0 | 0 | 0 | 0 | 0 | 0 | 0 | 0 | 0 | 0 | 0 | 0 | 12 | 1
NO |  | 56 | 2016 | 3 | 16 | 16 |  | BREVARD | CAPE CANAVERAL 1 | 230 | 230 | H | 8.38 | 0 | 1 | 1-1431 ACSR AZ | 0 | 0 | 0 | 0 | 0 | 0 | 0 | 0 | 0 | 0 | 0 | 0 | 0 | 0 | 0 | 0 | 0 | 0 | 0 | 0 | 0 | 0 | 0 | 12 | 1
NO |  | 56 | 2016 | 3 | 17 | 17 |  | BREVARD | CAPE CANAVERAL 1 | 230 | 230 | SP | 0.04 | 0 | 1 | 1-1431 ACSR AW | 0 | 0 | 0 | 0 | 0 | 0 | 0 | 0 | 0 | 0 | 0 | 0 | 0 | 0 | 0 | 0 | 0 | 0 | 0 | 0 | 0 | 0 | 0 | 12 | 1
NO |  | 56 | 2016 | 3 | 18 | 18 |  | BREVARD | CAPE CANAVERAL 1 | 230 | 230 | SP | 0.05 | 0 | 1 | 1-1431 ACSR AZ | 0 | 0 | 0 | 0 | 0 | 0 | 0 | 0 | 0 | 0 | 0 | 0 | 0 | 0 | 0 | 0 | 0 | 0 | 0 | 0 | 0 | 0 | 0 | 12 | 1
NO |  | 56 | 2016 | 3 | 19 | 19 |  | BREVARD | CAPE CANAVERAL 2 | 230 | 230 | H | 8.34 | 0 | 1 | 1-1431 ACSR AZ | 0 | 0 | 0 | 0 | 0 | 0 | 0 | 0 | 0 | 0 | 0 | 0 | 0 | 0 | 0 | 0 | 0 | 0 | 0 | 0 | 0 | 0 | 0 | 12 | 1
NO |  | 56 | 2016 | 3 | 20 | 20 |  | BREVARD | CAPE CANAVERAL 2 | 230 | 230 | SP | 0.1 | 0 | 1 | 1-1431 ACSR AZ | 0 | 0 | 0 | 0 | 0 | 0 | 0 | 0 | 0 | 0 | 0 | 0 | 0 | 0 | 0 | 0 | 0 | 0 | 0 | 0 | 0 | 0 | 0 | 12 | 1
NO |  | 56 | 2016 | 3 | 21 | 21 |  | BREVARD | CAPE CANAVERAL 3 | 230 | 230 | H | 8.37 | 0 | 1 | 1-1431 ACSR AZ | 0 | 0 | 0 | 0 | 0 | 0 | 0 | 0 | 0 | 0 | 0 | 0 | 0 | 0 | 0 | 0 | 0 | 0 | 0 | 0 | 0 | 0 | 0 | 12 | 1
NO |  | 56 | 2016 | 3 | 22 | 22 |  | BREVARD | CAPE CANAVERAL 3 | 230 | 230 | SP | 0.06 | 0 | 1 | 1-1431 ACSR AZ | 0 | 0 | 0 | 0 | 0 | 0 | 0 | 0 | 0 | 0 | 0 | 0 | 0 | 0 | 0 | 0 | 0 | 0 | 0 | 0 | 0 | 0 | 0 | 12 | 1
NO |  | 56 | 2016 | 3 | 23 | 23 |  | BREVARD | MALABAR 1 | 230 | 230 | H | 25.72 | 0 | 1 | 1-795 ACSR AZ | 0 | 0 | 0 | 0 | 0 | 0 | 0 | 0 | 0 | 0 | 0 | 0 | 0 | 0 | 0 | 0 | 0 | 0 | 0 | 0 | 0 | 0 | 0 | 12 | 1
NO |  | 56 | 2016 | 3 | 24 | 24 |  | BREVARD | MALABAR 1 | 230 | 230 | SP | 0.34 | 0 | 1 | 1-1431 ACSR AW | 0 | 0 | 0 | 0 | 0 | 0 | 0 | 0 | 0 | 0 | 0 | 0 | 0 | 0 | 0 | 0 | 0 | 0 | 0 | 0 | 0 | 0 | 0 | 12 | 1
NO |  | 56 | 2016 | 3 | 25 | 25 |  | BREVARD | MALABAR 2 | 230 | 230 | SP | 25.75 | 0 | 2 | 1-1431 ACSR AW | 0 | 0 | 0 | 0 | 0 | 0 | 0 | 0 | 0 | 0 | 0 | 0 | 0 | 0 | 0 | 0 | 0 | 0 | 0 | 0 | 0 | 0 | 0 | 12 | 1
NO |  | 56 | 2016 | 3 | 26 | 26 |  | BREVARD | MALABAR 3 | 230 | 230 | SP | 0 | 25.88 | 2 | 1-1431 ACSR AW | 0 | 0 | 0 | 0 | 0 | 0 | 0 | 0 | 0 | 0 | 0 | 0 | 0 | 0 | 0 | 0 | 0 | 0 | 0 | 0 | 0 | 0 | 0 | 12 | 1
NO |  | 56 | 2016 | 3 | 27 | 27 |  | BREVARD | OLEANDER (CST) | 230 | 230 | SP | 0.27 | 0 | 1 | 2-795 ACSR AW | 0 | 0 | 0 | 0 | 0 | 0 | 0 | 0 | 0 | 0 | 0 | 0 | 0 | 0 | 0 | 0 | 0 | 0 | 0 | 0 | 0 | 0 | 0 | 12 | 1
NO |  | 56 | 2016 | 3 | 28 | 28 |  | BREVARD | POINSETT 1 | 230 | 230 | H | 6.91 | 0 | 1 | 1-954 ACSR AZ | 0 | 0 | 0 | 0 | 0 | 0 | 0 | 0 | 0 | 0 | 0 | 0 | 0 | 0 | 0 | 0 | 0 | 0 | 0 | 0 | 0 | 0 | 0 | 12 | 1
NO |  | 56 | 2016 | 3 | 29 | 29 |  | BREVARD | POINSETT 1 | 230 | 230 | SP | 4.45 | 0 | 1 | 1-954 ACSR AW | 0 | 0 | 0 | 0 | 0 | 0 | 0 | 0 | 0 | 0 | 0 | 0 | 0 | 0 | 0 | 0 | 0 | 0 | 0 | 0 | 0 | 0 | 0 | 12 | 1
NO |  | 56 | 2016 | 3 | 30 | 30 |  | BREVARD | POINSETT 2 | 230 | 230 | H | 7.53 | 0 | 2 | 2-795 ACSR AZ | 0 | 0 | 0 | 0 | 0 | 0 | 0 | 0 | 0 | 0 | 0 | 0 | 0 | 0 | 0 | 0 | 0 | 0 | 0 | 0 | 0 | 0 | 0 | 12 | 1
NO |  | 56 | 2016 | 3 | 31 | 31 |  | BREVARD | POINSETT 2 | 230 | 230 | SP | 0.19 | 0 | 1 | 1-1431 ACSR AZ | 0 | 0 | 0 | 0 | 0 | 0 | 0 | 0 | 0 | 0 | 0 | 0 | 0 | 0 | 0 | 0 | 0 | 0 | 0 | 0 | 0 | 0 | 0 | 12 | 1
NO |  | 56 | 2016 | 3 | 32 | 32 |  | BRIDGE | HOBE | 230 | 230 | H | 0.03 | 0 | 1 | 1-1431 ACSR AZ | 0 | 0 | 0 | 0 | 0 | 0 | 0 | 0 | 0 | 0 | 0 | 0 | 0 | 0 | 0 | 0 | 0 | 0 | 0 | 0 | 0 | 0 | 0 | 12 | 1
NO |  | 56 | 2016 | 3 | 33 | 33 |  | BRIDGE | HOBE | 230 | 230 | SP | 6.07 | 0 | 1 | 1-1431 ACSR AZ | 0 | 0 | 0 | 0 | 0 | 0 | 0 | 0 | 0 | 0 | 0 | 0 | 0 | 0 | 0 | 0 | 0 | 0 | 0 | 0 | 0 | 0 | 0 | 12 | 1
NO |  | 56 | 2016 | 3 | 34 | 34 |  | BRIDGE | INDIANTOWN 1 | 230 | 230 | H | 10.02 | 0 | 1 | 1-1431 ACSR AZ | 0 | 0 | 0 | 0 | 0 | 0 | 0 | 0 | 0 | 0 | 0 | 0 | 0 | 0 | 0 | 0 | 0 | 0 | 0 | 0 | 0 | 0 | 0 | 12 | 1
NO |  | 56 | 2016 | 3 | 35 | 35 |  | BRIDGE | INDIANTOWN 2 | 230 | 230 | SP | 10.03 | 0 | 1 | 1-1431 ACSR AW | 0 | 0 | 0 | 0 | 0 | 0 | 0 | 0 | 0 | 0 | 0 | 0 | 0 | 0 | 0 | 0 | 0 | 0 | 0 | 0 | 0 | 0 | 0 | 12 | 1
NO |  | 56 | 2016 | 4 | 1 | 1 |  | BRIDGE | PLUMOSUS | 230 | 230 | SP | 28.33 | 0 | 1 | 1-1431 ACSR AW | 0 | 0 | 0 | 0 | 0 | 0 | 0 | 0 | 0 | 0 | 0 | 0 | 0 | 0 | 0 | 0 | 0 | 0 | 0 | 0 | 0 | 0 | 0 | 12 | 1
NO |  | 56 | 2016 | 4 | 2 | 2 |  | BRIDGE | PLUMOSUS | 230 | 230 | SP | 0.15 | 0 | 1 | 1-1431 ACSR TW | 0 | 0 | 0 | 0 | 0 | 0 | 0 | 0 | 0 | 0 | 0 | 0 | 0 | 0 | 0 | 0 | 0 | 0 | 0 | 0 | 0 | 0 | 0 | 12 | 1
NO |  | 56 | 2016 | 4 | 3 | 3 |  | BRIDGE | PLUMOSUS | 230 | 230 | SP | 2.59 | 0 | 1 | 1-795 ACSR AW | 0 | 0 | 0 | 0 | 0 | 0 | 0 | 0 | 0 | 0 | 0 | 0 | 0 | 0 | 0 | 0 | 0 | 0 | 0 | 0 | 0 | 0 | 0 | 12 | 1
NO |  | 56 | 2016 | 4 | 4 | 4 |  | BRIDGE | TURNPIKE | 230 | 230 | SP | 18.95 | 0 | 1 | 1-1431 ACSR AW | 0 | 0 | 0 | 0 | 0 | 0 | 0 | 0 | 0 | 0 | 0 | 0 | 0 | 0 | 0 | 0 | 0 | 0 | 0 | 0 | 0 | 0 | 0 | 12 | 1
NO |  | 56 | 2016 | 4 | 5 | 5 |  | BROWARD | DELMAR | 230 | 230 | SP | 7.28 | 0 | 1 | 1-1431 ACSR AW | 0 | 0 | 0 | 0 | 0 | 0 | 0 | 0 | 0 | 0 | 0 | 0 | 0 | 0 | 0 | 0 | 0 | 0 | 0 | 0 | 0 | 0 | 0 | 12 | 1
NO |  | 56 | 2016 | 4 | 6 | 6 |  | BROWARD | DELMAR | 230 | 230 | SP | 2.47 | 0 | 1 | 1-1431 ACSR AZ | 0 | 0 | 0 | 0 | 0 | 0 | 0 | 0 | 0 | 0 | 0 | 0 | 0 | 0 | 0 | 0 | 0 | 0 | 0 | 0 | 0 | 0 | 0 | 12 | 1
NO |  | 56 | 2016 | 4 | 7 | 7 |  | BROWARD | FESTIVAL 1 | 230 | 230 | H | 0.25 | 0 | 2 | 1-1431 ACSR AZ | 0 | 0 | 0 | 0 | 0 | 0 | 0 | 0 | 0 | 0 | 0 | 0 | 0 | 0 | 0 | 0 | 0 | 0 | 0 | 0 | 0 | 0 | 0 | 12 | 1
NO |  | 56 | 2016 | 4 | 8 | 8 |  | BROWARD | FESTIVAL 1 | 230 | 230 | SP | 1 | 0 | 2 | 1-1431 ACSR AW | 0 | 0 | 0 | 0 | 0 | 0 | 0 | 0 | 0 | 0 | 0 | 0 | 0 | 0 | 0 | 0 | 0 | 0 | 0 | 0 | 0 | 0 | 0 | 12 | 1
NO |  | 56 | 2016 | 4 | 9 | 9 |  | BROWARD | FESTIVAL 2 | 230 | 230 | H | 0 | 0.25 | 2 | 1-1431 ACSR AZ | 0 | 0 | 0 | 0 | 0 | 0 | 0 | 0 | 0 | 0 | 0 | 0 | 0 | 0 | 0 | 0 | 0 | 0 | 0 | 0 | 0 | 0 | 0 | 12 | 1
NO |  | 56 | 2016 | 4 | 10 | 10 |  | BROWARD | FESTIVAL 2 | 230 | 230 | SP | 0 | 1 | 2 | 1-1431 ACSR AW | 0 | 0 | 0 | 0 | 0 | 0 | 0 | 0 | 0 | 0 | 0 | 0 | 0 | 0 | 0 | 0 | 0 | 0 | 0 | 0 | 0 | 0 | 0 | 12 | 1
NO |  | 56 | 2016 | 4 | 11 | 11 |  | BROWARD | KIMBERLY | 230 | 230 | H | 0 | 10.81 | 2 | 1-1431 ACSR AZ | 0 | 0 | 0 | 0 | 0 | 0 | 0 | 0 | 0 | 0 | 0 | 0 | 0 | 0 | 0 | 0 | 0 | 0 | 0 | 0 | 0 | 0 | 0 | 12 | 1
NO |  | 56 | 2016 | 4 | 12 | 12 |  | BROWARD | KIMBERLY | 230 | 230 | SP | 4.77 | 6.1 | 2 | 1-1431 ACSR AW | 0 | 0 | 0 | 0 | 0 | 0 | 0 | 0 | 0 | 0 | 0 | 0 | 0 | 0 | 0 | 0 | 0 | 0 | 0 | 0 | 0 | 0 | 0 | 12 | 1
NO |  | 56 | 2016 | 4 | 13 | 13 |  | BROWARD | KIMBERLY | 230 | 230 | SP | 0.1 | 0 | 1 | 1-1431 ACSR AZ | 0 | 0 | 0 | 0 | 0 | 0 | 0 | 0 | 0 | 0 | 0 | 0 | 0 | 0 | 0 | 0 | 0 | 0 | 0 | 0 | 0 | 0 | 0 | 12 | 1
NO |  | 56 | 2016 | 4 | 14 | 14 |  | BROWARD | SUGAR-YAMATO | 230 | 230 | H | 31.04 | 0 | 2 | 1-1431 ACSR AZ | 0 | 0 | 0 | 0 | 0 | 0 | 0 | 0 | 0 | 0 | 0 | 0 | 0 | 0 | 0 | 0 | 0 | 0 | 0 | 0 | 0 | 0 | 0 | 12 | 1
NO |  | 56 | 2016 | 4 | 15 | 15 |  | BROWARD | SUGAR-YAMATO | 230 | 230 | H | 8.2 | 0 | 2 | 1-1431 ACSR TW | 0 | 0 | 0 | 0 | 0 | 0 | 0 | 0 | 0 | 0 | 0 | 0 | 0 | 0 | 0 | 0 | 0 | 0 | 0 | 0 | 0 | 0 | 0 | 12 | 1
NO |  | 56 | 2016 | 4 | 16 | 16 |  | BROWARD | SUGAR-YAMATO | 230 | 230 | SP | 12.87 | 0 | 1 | 1-1431 ACSR AW | 0 | 0 | 0 | 0 | 0 | 0 | 0 | 0 | 0 | 0 | 0 | 0 | 0 | 0 | 0 | 0 | 0 | 0 | 0 | 0 | 0 | 0 | 0 | 12 | 1
NO |  | 56 | 2016 | 4 | 17 | 17 |  | BROWARD | SUGAR-YAMATO | 230 | 230 | SP | 5.31 | 1.83 | 2 | 1-1431 ACSR AW | 0 | 0 | 0 | 0 | 0 | 0 | 0 | 0 | 0 | 0 | 0 | 0 | 0 | 0 | 0 | 0 | 0 | 0 | 0 | 0 | 0 | 0 | 0 | 12 | 1
NO |  | 56 | 2016 | 4 | 18 | 18 |  | BROWARD | SUGAR-YAMATO | 230 | 230 | SP | 0.16 | 0 | 2 | 1-1431 ACSR AZ | 0 | 0 | 0 | 0 | 0 | 0 | 0 | 0 | 0 | 0 | 0 | 0 | 0 | 0 | 0 | 0 | 0 | 0 | 0 | 0 | 0 | 0 | 0 | 12 | 1
NO |  | 56 | 2016 | 4 | 19 | 19 |  | BROWARD | SUGAR-YAMATO | 230 | 230 | SP | 0 | 0.16 | 2 | 1-1431 ACSR TW | 0 | 0 | 0 | 0 | 0 | 0 | 0 | 0 | 0 | 0 | 0 | 0 | 0 | 0 | 0 | 0 | 0 | 0 | 0 | 0 | 0 | 0 | 0 | 12 | 1
NO |  | 56 | 2016 | 4 | 20 | 20 |  | BUCKINGHAM | COLLIER | 230 | 230 | SP | 63.3 | 0 | 1 | 1-1431 ACSR AW | 0 | 0 | 0 | 0 | 0 | 0 | 0 | 0 | 0 | 0 | 0 | 0 | 0 | 0 | 0 | 0 | 0 | 0 | 0 | 0 | 0 | 0 | 0 | 12 | 1
NO |  | 56 | 2016 | 4 | 21 | 21 |  | BUCKINGHAM | FT MYERS PLANT | 230 | 230 | H | 2.02 | 0 | 1 | 2-1431 ACSR AZ | 0 | 0 | 0 | 0 | 0 | 0 | 0 | 0 | 0 | 0 | 0 | 0 | 0 | 0 | 0 | 0 | 0 | 0 | 0 | 0 | 0 | 0 | 0 | 12 | 1
NO |  | 56 | 2016 | 4 | 22 | 22 |  | BUCKINGHAM | FT MYERS PLANT | 230 | 230 | H | 0 | 0.09 | 2 | 2-1431 ACSR AZ | 0 | 0 | 0 | 0 | 0 | 0 | 0 | 0 | 0 | 0 | 0 | 0 | 0 | 0 | 0 | 0 | 0 | 0 | 0 | 0 | 0 | 0 | 0 | 12 | 1
NO |  | 56 | 2016 | 4 | 23 | 23 |  | BUCKINGHAM | FT MYERS PLANT | 230 | 230 | SP | 0.5 | 0 | 1 | 2-1431 ACSR AZ | 0 | 0 | 0 | 0 | 0 | 0 | 0 | 0 | 0 | 0 | 0 | 0 | 0 | 0 | 0 | 0 | 0 | 0 | 0 | 0 | 0 | 0 | 0 | 12 | 1
NO |  | 56 | 2016 | 4 | 24 | 24 |  | BUCKINGHAM | FT MYERS PLANT | 230 | 230 | SP | 2.57 | 0 | 1 | 2-954 ACSR AW | 0 | 0 | 0 | 0 | 0 | 0 | 0 | 0 | 0 | 0 | 0 | 0 | 0 | 0 | 0 | 0 | 0 | 0 | 0 | 0 | 0 | 0 | 0 | 12 | 1
NO |  | 56 | 2016 | 4 | 25 | 25 |  | BUNNELL | PELLICER | 230 | 230 | SP | 12.55 | 0 | 1 | 1-1431 ACSR AW | 0 | 0 | 0 | 0 | 0 | 0 | 0 | 0 | 0 | 0 | 0 | 0 | 0 | 0 | 0 | 0 | 0 | 0 | 0 | 0 | 0 | 0 | 0 | 12 | 1
NO |  | 56 | 2016 | 4 | 26 | 26 |  | BUNNELL | PELLICER | 230 | 230 | SP | 3.97 | 0 | 2 | 1-1431 ACSR AW | 0 | 0 | 0 | 0 | 0 | 0 | 0 | 0 | 0 | 0 | 0 | 0 | 0 | 0 | 0 | 0 | 0 | 0 | 0 | 0 | 0 | 0 | 0 | 12 | 1
NO |  | 56 | 2016 | 4 | 27 | 27 |  | BUNNELL | PUTNAM | 230 | 230 | H | 27.12 | 0 | 1 | 1-954 ACSR AZ | 0 | 0 | 0 | 0 | 0 | 0 | 0 | 0 | 0 | 0 | 0 | 0 | 0 | 0 | 0 | 0 | 0 | 0 | 0 | 0 | 0 | 0 | 0 | 12 | 1
NO |  | 56 | 2016 | 4 | 28 | 28 |  | BUNNELL | VOLUSIA | 230 | 230 | H | 17.82 | 0 | 1 | 1-954 ACSR AZ | 0 | 0 | 0 | 0 | 0 | 0 | 0 | 0 | 0 | 0 | 0 | 0 | 0 | 0 | 0 | 0 | 0 | 0 | 0 | 0 | 0 | 0 | 0 | 12 | 1
NO |  | 56 | 2016 | 4 | 29 | 29 |  | BUNNELL | VOLUSIA | 230 | 230 | SP | 0.6 | 0 | 1 | 1-954 ACSR AW | 0 | 0 | 0 | 0 | 0 | 0 | 0 | 0 | 0 | 0 | 0 | 0 | 0 | 0 | 0 | 0 | 0 | 0 | 0 | 0 | 0 | 0 | 0 | 12 | 1
NO |  | 56 | 2016 | 4 | 30 | 30 |  | BUNNELL | VOLUSIA | 230 | 230 | SP | 4.45 | 0 | 1 | 1-954 ACSR AZ | 0 | 0 | 0 | 0 | 0 | 0 | 0 | 0 | 0 | 0 | 0 | 0 | 0 | 0 | 0 | 0 | 0 | 0 | 0 | 0 | 0 | 0 | 0 | 12 | 1
NO |  | 56 | 2016 | 4 | 31 | 31 |  | CALUSA | CHARLOTTE | 230 | 230 | SP | 20.31 | 0 | 1 | 2-556.5 ACSR AZ | 0 | 0 | 0 | 0 | 0 | 0 | 0 | 0 | 0 | 0 | 0 | 0 | 0 | 0 | 0 | 0 | 0 | 0 | 0 | 0 | 0 | 0 | 0 | 12 | 1
NO |  | 56 | 2016 | 4 | 32 | 32 |  | CALUSA | CHARLOTTE | 230 | 230 | SP | 0.37 | 0 | 1 | 2-795 ACSR AW | 0 | 0 | 0 | 0 | 0 | 0 | 0 | 0 | 0 | 0 | 0 | 0 | 0 | 0 | 0 | 0 | 0 | 0 | 0 | 0 | 0 | 0 | 0 | 12 | 1
NO |  | 56 | 2016 | 4 | 33 | 33 |  | CALUSA | FT MYERS PLANT 1 | 230 | 230 | SP | 1.37 | 0 | 2 | 1-1431 ACSR AW | 0 | 0 | 0 | 0 | 0 | 0 | 0 | 0 | 0 | 0 | 0 | 0 | 0 | 0 | 0 | 0 | 0 | 0 | 0 | 0 | 0 | 0 | 0 | 12 | 1
NO |  | 56 | 2016 | 4 | 34 | 34 |  | CALUSA | FT MYERS PLANT 1 | 230 | 230 | SP | 0.33 | 0 | 2 | 2-556.5 ACSR AZ | 0 | 0 | 0 | 0 | 0 | 0 | 0 | 0 | 0 | 0 | 0 | 0 | 0 | 0 | 0 | 0 | 0 | 0 | 0 | 0 | 0 | 0 | 0 | 12 | 1
NO |  | 56 | 2016 | 4 | 35 | 35 |  | CALUSA | FT MYERS PLANT 2 | 230 | 230 | SP | 0 | 0.47 | 2 | 1-1431 ACSR AW | 0 | 0 | 0 | 0 | 0 | 0 | 0 | 0 | 0 | 0 | 0 | 0 | 0 | 0 | 0 | 0 | 0 | 0 | 0 | 0 | 0 | 0 | 0 | 12 | 1
NO |  | 56 | 2016 | 5 | 1 | 1 |  | CALUSA | FT MYERS PLANT 2 | 230 | 230 | SP | 0 | 0.96 | 2 | 2-556.5 ACSR AZ | 0 | 0 | 0 | 0 | 0 | 0 | 0 | 0 | 0 | 0 | 0 | 0 | 0 | 0 | 0 | 0 | 0 | 0 | 0 | 0 | 0 | 0 | 0 | 12 | 1
NO |  | 56 | 2016 | 5 | 2 | 2 |  | CALUSA | LEE 1 | 230 | 230 | H | 9.14 | 0 | 1 | 1-1272 ACSR AW | 0 | 0 | 0 | 0 | 0 | 0 | 0 | 0 | 0 | 0 | 0 | 0 | 0 | 0 | 0 | 0 | 0 | 0 | 0 | 0 | 0 | 0 | 0 | 12 | 1
NO |  | 56 | 2016 | 5 | 3 | 3 |  | CALUSA | LEE 1 | 230 | 230 | SP | 0.98 | 0 | 1 | 1-1272 ACSR AW | 0 | 0 | 0 | 0 | 0 | 0 | 0 | 0 | 0 | 0 | 0 | 0 | 0 | 0 | 0 | 0 | 0 | 0 | 0 | 0 | 0 | 0 | 0 | 12 | 1
NO |  | 56 | 2016 | 5 | 4 | 4 |  | CALUSA | LEE 1 | 230 | 230 | SP | 0.9 | 0 | 2 | 1-1272 ACSR AW | 0 | 0 | 0 | 0 | 0 | 0 | 0 | 0 | 0 | 0 | 0 | 0 | 0 | 0 | 0 | 0 | 0 | 0 | 0 | 0 | 0 | 0 | 0 | 12 | 1
NO |  | 56 | 2016 | 5 | 5 | 5 |  | CALUSA | LEE 2 | 230 | 230 | SP | 10.09 | 0 | 1 | 1-1780 ACSR TW | 0 | 0 | 0 | 0 | 0 | 0 | 0 | 0 | 0 | 0 | 0 | 0 | 0 | 0 | 0 | 0 | 0 | 0 | 0 | 0 | 0 | 0 | 0 | 12 | 1
NO |  | 56 | 2016 | 5 | 6 | 6 |  | CALUSA | LEE 2 | 230 | 230 | SP | 0 | 0.91 | 2 | 1-1780 ACSR TW | 0 | 0 | 0 | 0 | 0 | 0 | 0 | 0 | 0 | 0 | 0 | 0 | 0 | 0 | 0 | 0 | 0 | 0 | 0 | 0 | 0 | 0 | 0 | 12 | 1
NO |  | 56 | 2016 | 5 | 7 | 7 |  | CAPE CANAVERAL | INDIAN RIVER (OUC) 1 | 230 | 230 | H | 0.71 | 0 | 2 | 1-954 ACSSHS AW | 0 | 0 | 0 | 0 | 0 | 0 | 0 | 0 | 0 | 0 | 0 | 0 | 0 | 0 | 0 | 0 | 0 | 0 | 0 | 0 | 0 | 0 | 0 | 12 | 1
NO |  | 56 | 2016 | 5 | 8 | 8 |  | CAPE CANAVERAL | INDIAN RIVER (OUC) 1 | 230 | 230 | SP | 1.6 | 0 | 2 | 1-954 ACSSHS AW | 0 | 0 | 0 | 0 | 0 | 0 | 0 | 0 | 0 | 0 | 0 | 0 | 0 | 0 | 0 | 0 | 0 | 0 | 0 | 0 | 0 | 0 | 0 | 12 | 1
NO |  | 56 | 2016 | 5 | 9 | 9 |  | CAPE CANAVERAL | INDIAN RIVER (OUC) 2 | 230 | 230 | SP | 0.7 | 0 | 1 | 1-954 ACSSHS AW | 0 | 0 | 0 | 0 | 0 | 0 | 0 | 0 | 0 | 0 | 0 | 0 | 0 | 0 | 0 | 0 | 0 | 0 | 0 | 0 | 0 | 0 | 0 | 12 | 1
NO |  | 56 | 2016 | 5 | 10 | 10 |  | CAPE CANAVERAL | INDIAN RIVER (OUC) 2 | 230 | 230 | SP | 0 | 1.59 | 2 | 1-954 ACSSHS AW | 0 | 0 | 0 | 0 | 0 | 0 | 0 | 0 | 0 | 0 | 0 | 0 | 0 | 0 | 0 | 0 | 0 | 0 | 0 | 0 | 0 | 0 | 0 | 12 | 1
NO |  | 56 | 2016 | 5 | 11 | 11 |  | CASTLE | BIG BEND (TEC) | 230 | 230 | H | 5.45 | 0 | 1 | 1-954 ACSR AW | 0 | 0 | 0 | 0 | 0 | 0 | 0 | 0 | 0 | 0 | 0 | 0 | 0 | 0 | 0 | 0 | 0 | 0 | 0 | 0 | 0 | 0 | 0 | 12 | 1
NO |  | 56 | 2016 | 5 | 12 | 12 |  | CASTLE | BIG BEND (TEC) | 230 | 230 | H | 3.61 | 0 | 1 | 1-954 ACSR AZ | 0 | 0 | 0 | 0 | 0 | 0 | 0 | 0 | 0 | 0 | 0 | 0 | 0 | 0 | 0 | 0 | 0 | 0 | 0 | 0 | 0 | 0 | 0 | 12 | 1
NO |  | 56 | 2016 | 5 | 13 | 13 |  | CASTLE | BIG BEND (TEC) | 230 | 230 | SP | 13.4 | 0 | 1 | 1-954 ACSR AW | 0 | 0 | 0 | 0 | 0 | 0 | 0 | 0 | 0 | 0 | 0 | 0 | 0 | 0 | 0 | 0 | 0 | 0 | 0 | 0 | 0 | 0 | 0 | 12 | 1
NO |  | 56 | 2016 | 5 | 14 | 14 |  | CASTLE | BIG BEND (TEC) | 230 | 230 | SP | 3.88 | 0 | 1 | 1-954 ACSR AZ | 0 | 0 | 0 | 0 | 0 | 0 | 0 | 0 | 0 | 0 | 0 | 0 | 0 | 0 | 0 | 0 | 0 | 0 | 0 | 0 | 0 | 0 | 0 | 12 | 1
NO |  | 56 | 2016 | 5 | 15 | 15 |  | CASTLE | RINGLING | 230 | 230 | H | 0.07 | 0 | 1 | 1-954 ACSR AW | 0 | 0 | 0 | 0 | 0 | 0 | 0 | 0 | 0 | 0 | 0 | 0 | 0 | 0 | 0 | 0 | 0 | 0 | 0 | 0 | 0 | 0 | 0 | 12 | 1
NO |  | 56 | 2016 | 5 | 16 | 16 |  | CASTLE | RINGLING | 230 | 230 | SP | 0.07 | 0 | 1 | 1-1431 ACSR AZ | 0 | 0 | 0 | 0 | 0 | 0 | 0 | 0 | 0 | 0 | 0 | 0 | 0 | 0 | 0 | 0 | 0 | 0 | 0 | 0 | 0 | 0 | 0 | 12 | 1
NO |  | 56 | 2016 | 5 | 17 | 17 |  | CASTLE | RINGLING | 230 | 230 | SP | 9.7 | 0 | 1 | 1-954 ACSR AW | 0 | 0 | 0 | 0 | 0 | 0 | 0 | 0 | 0 | 0 | 0 | 0 | 0 | 0 | 0 | 0 | 0 | 0 | 0 | 0 | 0 | 0 | 0 | 12 | 1
NO |  | 56 | 2016 | 5 | 18 | 18 |  | CASTLE | RINGLING | 230 | 230 | SP | 1.03 | 0 | 2 | 1-954 ACSR AW | 0 | 0 | 0 | 0 | 0 | 0 | 0 | 0 | 0 | 0 | 0 | 0 | 0 | 0 | 0 | 0 | 0 | 0 | 0 | 0 | 0 | 0 | 0 | 12 | 1
NO |  | 56 | 2016 | 5 | 19 | 19 |  | CASTLE | RINGLING | 230 | 230 | SP | 0.16 | 0 | 1 | 1-954 ACSR AZ | 0 | 0 | 0 | 0 | 0 | 0 | 0 | 0 | 0 | 0 | 0 | 0 | 0 | 0 | 0 | 0 | 0 | 0 | 0 | 0 | 0 | 0 | 0 | 12 | 1
NO |  | 56 | 2016 | 5 | 20 | 20 |  | CEDAR | CORBETT | 230 | 230 | H | 5.87 | 0 | 2 | 1-1431 ACSR AZ | 0 | 0 | 0 | 0 | 0 | 0 | 0 | 0 | 0 | 0 | 0 | 0 | 0 | 0 | 0 | 0 | 0 | 0 | 0 | 0 | 0 | 0 | 0 | 12 | 1
NO |  | 56 | 2016 | 5 | 21 | 21 |  | CEDAR | CORBETT | 230 | 230 | H | 0 | 8.49 | 2 | 1-1431 ACSR TW | 0 | 0 | 0 | 0 | 0 | 0 | 0 | 0 | 0 | 0 | 0 | 0 | 0 | 0 | 0 | 0 | 0 | 0 | 0 | 0 | 0 | 0 | 0 | 12 | 1
NO |  | 56 | 2016 | 5 | 22 | 22 |  | CEDAR | CORBETT | 230 | 230 | SP | 3.15 | 0 | 1 | 1-1431 ACSR AW | 0 | 0 | 0 | 0 | 0 | 0 | 0 | 0 | 0 | 0 | 0 | 0 | 0 | 0 | 0 | 0 | 0 | 0 | 0 | 0 | 0 | 0 | 0 | 12 | 1
NO |  | 56 | 2016 | 5 | 23 | 23 |  | CEDAR | CORBETT | 230 | 230 | SP | 0 | 9.88 | 2 | 1-1431 ACSR AW | 0 | 0 | 0 | 0 | 0 | 0 | 0 | 0 | 0 | 0 | 0 | 0 | 0 | 0 | 0 | 0 | 0 | 0 | 0 | 0 | 0 | 0 | 0 | 12 | 1
NO |  | 56 | 2016 | 5 | 24 | 24 |  | CEDAR | CORBETT | 230 | 230 | SP | 0.17 | 0 | 1 | 1-1431 ACSR TW | 0 | 0 | 0 | 0 | 0 | 0 | 0 | 0 | 0 | 0 | 0 | 0 | 0 | 0 | 0 | 0 | 0 | 0 | 0 | 0 | 0 | 0 | 0 | 12 | 1
NO |  | 56 | 2016 | 5 | 25 | 25 |  | CEDAR | DELTRAIL | 230 | 230 | H | 0.05 | 0 | 1 | 1-1431 ACSR AZ | 0 | 0 | 0 | 0 | 0 | 0 | 0 | 0 | 0 | 0 | 0 | 0 | 0 | 0 | 0 | 0 | 0 | 0 | 0 | 0 | 0 | 0 | 0 | 12 | 1
NO |  | 56 | 2016 | 5 | 26 | 26 |  | CEDAR | DELTRAIL | 230 | 230 | SP | 5.58 | 0 | 1 | 1-1431 ACSR AZ | 0 | 0 | 0 | 0 | 0 | 0 | 0 | 0 | 0 | 0 | 0 | 0 | 0 | 0 | 0 | 0 | 0 | 0 | 0 | 0 | 0 | 0 | 0 | 12 | 1
NO |  | 56 | 2016 | 5 | 27 | 27 |  | CEDAR | FOUNTAIN | 230 | 230 | SP | 1.57 | 0 | 1 | 1-1431 ACSR AW | 0 | 0 | 0 | 0 | 0 | 0 | 0 | 0 | 0 | 0 | 0 | 0 | 0 | 0 | 0 | 0 | 0 | 0 | 0 | 0 | 0 | 0 | 0 | 12 | 1
NO |  | 56 | 2016 | 5 | 28 | 28 |  | CEDAR | FOUNTAIN | 230 | 230 | SP | 5.54 | 0 | 1 | 1-1431 ACSR TW | 0 | 0 | 0 | 0 | 0 | 0 | 0 | 0 | 0 | 0 | 0 | 0 | 0 | 0 | 0 | 0 | 0 | 0 | 0 | 0 | 0 | 0 | 0 | 12 | 1
NO |  | 56 | 2016 | 5 | 29 | 29 |  | CEDAR | RANCH | 230 | 230 | H | 0.21 | 0 | 1 | 1-1431 ACSR AZ | 0 | 0 | 0 | 0 | 0 | 0 | 0 | 0 | 0 | 0 | 0 | 0 | 0 | 0 | 0 | 0 | 0 | 0 | 0 | 0 | 0 | 0 | 0 | 12 | 1
NO |  | 56 | 2016 | 5 | 30 | 30 |  | CEDAR | RANCH | 230 | 230 | H | 0 | 5.95 | 2 | 1-1431 ACSR AZ | 0 | 0 | 0 | 0 | 0 | 0 | 0 | 0 | 0 | 0 | 0 | 0 | 0 | 0 | 0 | 0 | 0 | 0 | 0 | 0 | 0 | 0 | 0 | 12 | 1
NO |  | 56 | 2016 | 5 | 31 | 31 |  | CEDAR | RANCH | 230 | 230 | SP | 0.27 | 0 | 1 | 1-1431 ACSR AW | 0 | 0 | 0 | 0 | 0 | 0 | 0 | 0 | 0 | 0 | 0 | 0 | 0 | 0 | 0 | 0 | 0 | 0 | 0 | 0 | 0 | 0 | 0 | 12 | 1
NO |  | 56 | 2016 | 5 | 32 | 32 |  | CEDAR | RANCH | 230 | 230 | SP | 9.02 | 0 | 2 | 1-1431 ACSR AZ | 0 | 0 | 0 | 0 | 0 | 0 | 0 | 0 | 0 | 0 | 0 | 0 | 0 | 0 | 0 | 0 | 0 | 0 | 0 | 0 | 0 | 0 | 0 | 12 | 1
NO |  | 56 | 2016 | 5 | 33 | 33 |  | CHARLOTTE | FT MYERS PLANT 1 | 230 | 230 | H | 0.55 | 0 | 1 | 1-954 ACSR AZ | 0 | 0 | 0 | 0 | 0 | 0 | 0 | 0 | 0 | 0 | 0 | 0 | 0 | 0 | 0 | 0 | 0 | 0 | 0 | 0 | 0 | 0 | 0 | 12 | 1
NO |  | 56 | 2016 | 5 | 34 | 34 |  | CHARLOTTE | FT MYERS PLANT 1 | 230 | 230 | SP | 0.18 | 0 | 1 | 1-1431 ACSR AW | 0 | 0 | 0 | 0 | 0 | 0 | 0 | 0 | 0 | 0 | 0 | 0 | 0 | 0 | 0 | 0 | 0 | 0 | 0 | 0 | 0 | 0 | 0 | 12 | 1
NO |  | 56 | 2016 | 5 | 35 | 35 |  | CHARLOTTE | FT MYERS PLANT 1 | 230 | 230 | SP | 19.04 | 0 | 2 | 1-1431 ACSR AW | 0 | 0 | 0 | 0 | 0 | 0 | 0 | 0 | 0 | 0 | 0 | 0 | 0 | 0 | 0 | 0 | 0 | 0 | 0 | 0 | 0 | 0 | 0 | 12 | 1
NO |  | 56 | 2016 | 6 | 1 | 1 |  | CHARLOTTE | FT MYERS PLANT 1 | 230 | 230 | SP | 2.36 | 0 | 1 | 1-954 ACSR AZ | 0 | 0 | 0 | 0 | 0 | 0 | 0 | 0 | 0 | 0 | 0 | 0 | 0 | 0 | 0 | 0 | 0 | 0 | 0 | 0 | 0 | 0 | 0 | 12 | 1
NO |  | 56 | 2016 | 6 | 2 | 2 |  | CHARLOTTE | HERCULES | 230 | 230 | H | 3.82 | 0 | 1 | 1-1431 ACSR AZ | 0 | 0 | 0 | 0 | 0 | 0 | 0 | 0 | 0 | 0 | 0 | 0 | 0 | 0 | 0 | 0 | 0 | 0 | 0 | 0 | 0 | 0 | 0 | 12 | 1
NO |  | 56 | 2016 | 6 | 3 | 3 |  | CHARLOTTE | HERCULES | 230 | 230 | H | 0.03 | 0 | 1 | 1-4x4x5/16 IWCB | 0 | 0 | 0 | 0 | 0 | 0 | 0 | 0 | 0 | 0 | 0 | 0 | 0 | 0 | 0 | 0 | 0 | 0 | 0 | 0 | 0 | 0 | 0 | 12 | 1
NO |  | 56 | 2016 | 6 | 4 | 4 |  | CHARLOTTE | HERCULES | 230 | 230 | SP | 0.18 | 0 | 1 | 1-1431 ACSR AW | 0 | 0 | 0 | 0 | 0 | 0 | 0 | 0 | 0 | 0 | 0 | 0 | 0 | 0 | 0 | 0 | 0 | 0 | 0 | 0 | 0 | 0 | 0 | 12 | 1
NO |  | 56 | 2016 | 6 | 5 | 5 |  | CHARLOTTE | HERCULES | 230 | 230 | SP | 5.12 | 0 | 2 | 1-1431 ACSR AW | 0 | 0 | 0 | 0 | 0 | 0 | 0 | 0 | 0 | 0 | 0 | 0 | 0 | 0 | 0 | 0 | 0 | 0 | 0 | 0 | 0 | 0 | 0 | 12 | 1
NO |  | 56 | 2016 | 6 | 6 | 6 |  | CHARLOTTE | HERCULES | 230 | 230 | SP | 10.62 | 0 | 1 | 1-1431 ACSR AZ | 0 | 0 | 0 | 0 | 0 | 0 | 0 | 0 | 0 | 0 | 0 | 0 | 0 | 0 | 0 | 0 | 0 | 0 | 0 | 0 | 0 | 0 | 0 | 12 | 1
NO |  | 56 | 2016 | 6 | 7 | 7 |  | CHARLOTTE | PEACHLAND | 230 | 230 | H | 4.72 | 0 | 1 | 1-1431 ACSR AZ | 0 | 0 | 0 | 0 | 0 | 0 | 0 | 0 | 0 | 0 | 0 | 0 | 0 | 0 | 0 | 0 | 0 | 0 | 0 | 0 | 0 | 0 | 0 | 12 | 1
NO |  | 56 | 2016 | 6 | 8 | 8 |  | CHARLOTTE | PEACHLAND | 230 | 230 | SP | 0.15 | 0 | 1 | 1-1431 ACSR AW | 0 | 0 | 0 | 0 | 0 | 0 | 0 | 0 | 0 | 0 | 0 | 0 | 0 | 0 | 0 | 0 | 0 | 0 | 0 | 0 | 0 | 0 | 0 | 12 | 1
NO |  | 56 | 2016 | 6 | 9 | 9 |  | CHARLOTTE | PEACHLAND | 230 | 230 | SP | 6.06 | 0 | 1 | 1-1431 ACSR AZ | 0 | 0 | 0 | 0 | 0 | 0 | 0 | 0 | 0 | 0 | 0 | 0 | 0 | 0 | 0 | 0 | 0 | 0 | 0 | 0 | 0 | 0 | 0 | 12 | 1
NO |  | 56 | 2016 | 6 | 10 | 10 |  | CHARLOTTE | SADDLEWOOD | 230 | 230 | H | 16.16 | 0 | 1 | 1-2156 ACSR | 0 | 0 | 0 | 0 | 0 | 0 | 0 | 0 | 0 | 0 | 0 | 0 | 0 | 0 | 0 | 0 | 0 | 0 | 0 | 0 | 0 | 0 | 0 | 12 | 1
NO |  | 56 | 2016 | 6 | 11 | 11 |  | CHARLOTTE | SADDLEWOOD | 230 | 230 | SP | 7.61 | 0 | 1 | 1-2156 ACSR | 0 | 0 | 0 | 0 | 0 | 0 | 0 | 0 | 0 | 0 | 0 | 0 | 0 | 0 | 0 | 0 | 0 | 0 | 0 | 0 | 0 | 0 | 0 | 12 | 1
NO |  | 56 | 2016 | 6 | 12 | 12 |  | CHARLOTTE | SADDLEWOOD | 230 | 230 | SP | 5.02 | 0 | 2 | 1-2156 ACSR | 0 | 0 | 0 | 0 | 0 | 0 | 0 | 0 | 0 | 0 | 0 | 0 | 0 | 0 | 0 | 0 | 0 | 0 | 0 | 0 | 0 | 0 | 0 | 12 | 1
NO |  | 56 | 2016 | 6 | 13 | 13 |  | CHARLOTTE | VANDOLAH (DEF) | 230 | 230 | SP | 0.03 | 0 | 1 | 2-795 ACSR AW | 0 | 0 | 0 | 0 | 0 | 0 | 0 | 0 | 0 | 0 | 0 | 0 | 0 | 0 | 0 | 0 | 0 | 0 | 0 | 0 | 0 | 0 | 0 | 12 | 1
NO |  | 56 | 2016 | 6 | 14 | 14 |  | CHARLOTTE | WHIDDEN 1 | 230 | 230 | SP | 28.55 | 0 | 1 | 2-954 ACSR AW | 0 | 0 | 0 | 0 | 0 | 0 | 0 | 0 | 0 | 0 | 0 | 0 | 0 | 0 | 0 | 0 | 0 | 0 | 0 | 0 | 0 | 0 | 0 | 12 | 1
NO |  | 56 | 2016 | 6 | 15 | 15 |  | CLINTMOORE | DELMAR | 230 | 230 | SP | 0.03 | 0 | 1 | 1-1431 ACSR AW | 0 | 0 | 0 | 0 | 0 | 0 | 0 | 0 | 0 | 0 | 0 | 0 | 0 | 0 | 0 | 0 | 0 | 0 | 0 | 0 | 0 | 0 | 0 | 12 | 1
NO |  | 56 | 2016 | 6 | 16 | 16 |  | CLINTMOORE | DELMAR | 230 | 230 | SP | 5.52 | 0 | 1 | 1-1431 ACSR AZ | 0 | 0 | 0 | 0 | 0 | 0 | 0 | 0 | 0 | 0 | 0 | 0 | 0 | 0 | 0 | 0 | 0 | 0 | 0 | 0 | 0 | 0 | 0 | 12 | 1
NO |  | 56 | 2016 | 6 | 17 | 17 |  | CLINTMOORE | YAMATO | 230 | 230 | H | 0.13 | 0 | 1 | 1-1431 ACSR AZ | 0 | 0 | 0 | 0 | 0 | 0 | 0 | 0 | 0 | 0 | 0 | 0 | 0 | 0 | 0 | 0 | 0 | 0 | 0 | 0 | 0 | 0 | 0 | 12 | 1
NO |  | 56 | 2016 | 6 | 18 | 18 |  | CLINTMOORE | YAMATO | 230 | 230 | SP | 0.16 | 0 | 1 | 1-1431 ACSR AW | 0 | 0 | 0 | 0 | 0 | 0 | 0 | 0 | 0 | 0 | 0 | 0 | 0 | 0 | 0 | 0 | 0 | 0 | 0 | 0 | 0 | 0 | 0 | 12 | 1
NO |  | 56 | 2016 | 6 | 19 | 19 |  | CLINTMOORE | YAMATO | 230 | 230 | SP | 2.65 | 0 | 1 | 1-1431 ACSR AZ | 0 | 0 | 0 | 0 | 0 | 0 | 0 | 0 | 0 | 0 | 0 | 0 | 0 | 0 | 0 | 0 | 0 | 0 | 0 | 0 | 0 | 0 | 0 | 12 | 1
NO |  | 56 | 2016 | 6 | 20 | 20 |  | COAST | PEACHLAND | 230 | 230 | SP | 5.57 | 0 | 1 | 1-954 ACSR AW | 0 | 0 | 0 | 0 | 0 | 0 | 0 | 0 | 0 | 0 | 0 | 0 | 0 | 0 | 0 | 0 | 0 | 0 | 0 | 0 | 0 | 0 | 0 | 12 | 1
NO |  | 56 | 2016 | 6 | 21 | 21 |  | COLLIER | ORANGE RIVER 1 | 230 | 230 | SP | 35.46 | 0 | 1 | 1-1431 ACSR AW | 0 | 0 | 0 | 0 | 0 | 0 | 0 | 0 | 0 | 0 | 0 | 0 | 0 | 0 | 0 | 0 | 0 | 0 | 0 | 0 | 0 | 0 | 0 | 12 | 1
NO |  | 56 | 2016 | 6 | 22 | 22 |  | COLLIER | ORANGE RIVER 1 | 230 | 230 | SP | 2.89 | 0 | 2 | 1-1431 ACSR AW | 0 | 0 | 0 | 0 | 0 | 0 | 0 | 0 | 0 | 0 | 0 | 0 | 0 | 0 | 0 | 0 | 0 | 0 | 0 | 0 | 0 | 0 | 0 | 12 | 1
NO |  | 56 | 2016 | 6 | 23 | 23 |  | COLLIER | TERRY | 230 | 230 | H | 0.23 | 0 | 1 | 1-1431 ACSR AZ | 0 | 0 | 0 | 0 | 0 | 0 | 0 | 0 | 0 | 0 | 0 | 0 | 0 | 0 | 0 | 0 | 0 | 0 | 0 | 0 | 0 | 0 | 0 | 12 | 1
NO |  | 56 | 2016 | 6 | 24 | 24 |  | COLLIER | TERRY | 230 | 230 | H | 12.44 | 0 | 2 | 1-1431 ACSR AZ | 0 | 0 | 0 | 0 | 0 | 0 | 0 | 0 | 0 | 0 | 0 | 0 | 0 | 0 | 0 | 0 | 0 | 0 | 0 | 0 | 0 | 0 | 0 | 12 | 1
NO |  | 56 | 2016 | 6 | 25 | 25 |  | COLLIER | TERRY | 230 | 230 | SP | 0.24 | 0 | 1 | 1-1431 ACSR AW | 0 | 0 | 0 | 0 | 0 | 0 | 0 | 0 | 0 | 0 | 0 | 0 | 0 | 0 | 0 | 0 | 0 | 0 | 0 | 0 | 0 | 0 | 0 | 12 | 1
NO |  | 56 | 2016 | 6 | 26 | 26 |  | CONSERVATION | FESTIVAL | 230 | 230 | H | 9.79 | 3.59 | 2 | 1-1431 ACSR AZ | 0 | 0 | 0 | 0 | 0 | 0 | 0 | 0 | 0 | 0 | 0 | 0 | 0 | 0 | 0 | 0 | 0 | 0 | 0 | 0 | 0 | 0 | 0 | 12 | 1
NO |  | 56 | 2016 | 6 | 27 | 27 |  | CONSERVATION | FESTIVAL | 230 | 230 | SP | 0.21 | 0 | 1 | 1-1431 ACSR AW | 0 | 0 | 0 | 0 | 0 | 0 | 0 | 0 | 0 | 0 | 0 | 0 | 0 | 0 | 0 | 0 | 0 | 0 | 0 | 0 | 0 | 0 | 0 | 12 | 1
NO |  | 56 | 2016 | 6 | 28 | 28 |  | CONSERVATION | FESTIVAL | 230 | 230 | SP | 0.69 | 0.5 | 2 | 1-1431 ACSR AW | 0 | 0 | 0 | 0 | 0 | 0 | 0 | 0 | 0 | 0 | 0 | 0 | 0 | 0 | 0 | 0 | 0 | 0 | 0 | 0 | 0 | 0 | 0 | 12 | 1
NO |  | 56 | 2016 | 6 | 29 | 29 |  | CONSERVATION | MALLARD | 230 | 230 | H | 0.03 | 0 | 1 | 1-1431 ACSR AZ | 0 | 0 | 0 | 0 | 0 | 0 | 0 | 0 | 0 | 0 | 0 | 0 | 0 | 0 | 0 | 0 | 0 | 0 | 0 | 0 | 0 | 0 | 0 | 12 | 1
NO |  | 56 | 2016 | 6 | 30 | 30 |  | CONSERVATION | MALLARD | 230 | 230 | H | 0 | 5.51 | 2 | 1-1431 ACSR AZ | 0 | 0 | 0 | 0 | 0 | 0 | 0 | 0 | 0 | 0 | 0 | 0 | 0 | 0 | 0 | 0 | 0 | 0 | 0 | 0 | 0 | 0 | 0 | 12 | 1
NO |  | 56 | 2016 | 6 | 31 | 31 |  | CONSERVATION | MALLARD | 230 | 230 | SP | 0 | 0.31 | 2 | 1-1431 ACSR AW | 0 | 0 | 0 | 0 | 0 | 0 | 0 | 0 | 0 | 0 | 0 | 0 | 0 | 0 | 0 | 0 | 0 | 0 | 0 | 0 | 0 | 0 | 0 | 12 | 1
NO |  | 56 | 2016 | 6 | 32 | 32 |  | CONSERVATION | MOTOROLA | 230 | 230 | SP | 1.27 | 0 | 2 | 1-1431 ACSR AW | 0 | 0 | 0 | 0 | 0 | 0 | 0 | 0 | 0 | 0 | 0 | 0 | 0 | 0 | 0 | 0 | 0 | 0 | 0 | 0 | 0 | 0 | 0 | 12 | 1
NO |  | 56 | 2016 | 6 | 33 | 33 |  | CONSERVATION | MOTOROLA | 230 | 230 | SP | 4.91 | 0 | 1 | 1-1431 ACSR AZ | 0 | 0 | 0 | 0 | 0 | 0 | 0 | 0 | 0 | 0 | 0 | 0 | 0 | 0 | 0 | 0 | 0 | 0 | 0 | 0 | 0 | 0 | 0 | 12 | 1
NO |  | 56 | 2016 | 6 | 34 | 34 |  | CONSERVATION | NOB HILL | 230 | 230 | SP | 4.15 | 0 | 1 | 1-1431 ACSR AW | 0 | 0 | 0 | 0 | 0 | 0 | 0 | 0 | 0 | 0 | 0 | 0 | 0 | 0 | 0 | 0 | 0 | 0 | 0 | 0 | 0 | 0 | 0 | 12 | 1
NO |  | 56 | 2016 | 6 | 35 | 35 |  | CONSERVATION | NOB HILL | 230 | 230 | SP | 1.21 | 0 | 2 | 1-1431 ACSR AW | 0 | 0 | 0 | 0 | 0 | 0 | 0 | 0 | 0 | 0 | 0 | 0 | 0 | 0 | 0 | 0 | 0 | 0 | 0 | 0 | 0 | 0 | 0 | 12 | 1
NO |  | 56 | 2016 | 7 | 1 | 1 |  | CONSERVATION | OAKLAND PARK | 230 | 230 | SP | 8.08 | 0 | 1 | 1-1431 ACSR AW | 0 | 0 | 0 | 0 | 0 | 0 | 0 | 0 | 0 | 0 | 0 | 0 | 0 | 0 | 0 | 0 | 0 | 0 | 0 | 0 | 0 | 0 | 0 | 12 | 1
NO |  | 56 | 2016 | 7 | 2 | 2 |  | CONSERVATION | OAKLAND PARK | 230 | 230 | SP | 11.52 | 0 | 2 | 1-1431 ACSR AW | 0 | 0 | 0 | 0 | 0 | 0 | 0 | 0 | 0 | 0 | 0 | 0 | 0 | 0 | 0 | 0 | 0 | 0 | 0 | 0 | 0 | 0 | 0 | 12 | 1
NO |  | 56 | 2016 | 7 | 3 | 3 |  | CORBETT | PINEWOOD | 230 | 230 | H | 0.06 | 0 | 1 | 1-1431 ACSR TW | 0 | 0 | 0 | 0 | 0 | 0 | 0 | 0 | 0 | 0 | 0 | 0 | 0 | 0 | 0 | 0 | 0 | 0 | 0 | 0 | 0 | 0 | 0 | 12 | 1
NO |  | 56 | 2016 | 7 | 4 | 4 |  | CORBETT | PINEWOOD | 230 | 230 | H | 0 | 8.46 | 2 | 1-1431 ACSR TW | 0 | 0 | 0 | 0 | 0 | 0 | 0 | 0 | 0 | 0 | 0 | 0 | 0 | 0 | 0 | 0 | 0 | 0 | 0 | 0 | 0 | 0 | 0 | 12 | 1
NO |  | 56 | 2016 | 7 | 5 | 5 |  | CORBETT | PINEWOOD | 230 | 230 | SP | 3.28 | 0 | 1 | 1-1431 ACSR AW | 0 | 0 | 0 | 0 | 0 | 0 | 0 | 0 | 0 | 0 | 0 | 0 | 0 | 0 | 0 | 0 | 0 | 0 | 0 | 0 | 0 | 0 | 0 | 12 | 1
NO |  | 56 | 2016 | 7 | 6 | 6 |  | CORBETT | PINEWOOD | 230 | 230 | SP | 2.05 | 9.11 | 2 | 1-1431 ACSR AW | 0 | 0 | 0 | 0 | 0 | 0 | 0 | 0 | 0 | 0 | 0 | 0 | 0 | 0 | 0 | 0 | 0 | 0 | 0 | 0 | 0 | 0 | 0 | 12 | 1
NO |  | 56 | 2016 | 7 | 7 | 7 |  | CORBETT | PINEWOOD | 230 | 230 | SP | 7.74 | 0 | 1 | 1-1431 ACSR AZ | 0 | 0 | 0 | 0 | 0 | 0 | 0 | 0 | 0 | 0 | 0 | 0 | 0 | 0 | 0 | 0 | 0 | 0 | 0 | 0 | 0 | 0 | 0 | 12 | 1
NO |  | 56 | 2016 | 7 | 8 | 8 |  | CORBETT | PINEWOOD | 230 | 230 | SP | 0.23 | 0 | 1 | 1-1431 ACSR TW | 0 | 0 | 0 | 0 | 0 | 0 | 0 | 0 | 0 | 0 | 0 | 0 | 0 | 0 | 0 | 0 | 0 | 0 | 0 | 0 | 0 | 0 | 0 | 12 | 1
NO |  | 56 | 2016 | 7 | 9 | 9 |  | CORBETT | RANCH 1 | 230 | 230 | H | 3.77 | 4.73 | 2 | 1-1431 ACSR TW | 0 | 0 | 0 | 0 | 0 | 0 | 0 | 0 | 0 | 0 | 0 | 0 | 0 | 0 | 0 | 0 | 0 | 0 | 0 | 0 | 0 | 0 | 0 | 12 | 1
NO |  | 56 | 2016 | 7 | 10 | 10 |  | CORBETT | RANCH 1 | 230 | 230 | SP | 0.27 | 0 | 1 | 1-1431 ACSR AW | 0 | 0 | 0 | 0 | 0 | 0 | 0 | 0 | 0 | 0 | 0 | 0 | 0 | 0 | 0 | 0 | 0 | 0 | 0 | 0 | 0 | 0 | 0 | 12 | 1
NO |  | 56 | 2016 | 7 | 11 | 11 |  | CORBETT | RANCH 1 | 230 | 230 | SP | 2.94 | 0 | 1 | 1-1431 ACSR TW | 0 | 0 | 0 | 0 | 0 | 0 | 0 | 0 | 0 | 0 | 0 | 0 | 0 | 0 | 0 | 0 | 0 | 0 | 0 | 0 | 0 | 0 | 0 | 12 | 1
NO |  | 56 | 2016 | 7 | 12 | 12 |  | CORBETT | RANCH 1 | 230 | 230 | SP | 0.52 | 0 | 2 | 1-1431 ACSR TW | 0 | 0 | 0 | 0 | 0 | 0 | 0 | 0 | 0 | 0 | 0 | 0 | 0 | 0 | 0 | 0 | 0 | 0 | 0 | 0 | 0 | 0 | 0 | 12 | 1
NO |  | 56 | 2016 | 7 | 13 | 13 |  | CORBETT | RANCH 1 | 230 | 230 | SP | 0.05 | 0 | 1 | 1-954 ACSR AW | 0 | 0 | 0 | 0 | 0 | 0 | 0 | 0 | 0 | 0 | 0 | 0 | 0 | 0 | 0 | 0 | 0 | 0 | 0 | 0 | 0 | 0 | 0 | 12 | 1
NO |  | 56 | 2016 | 7 | 14 | 14 |  | CORBETT | SUGAR | 230 | 230 | SP | 1.27 | 0 | 1 | 2-954 ACSR AW | 0 | 0 | 0 | 0 | 0 | 0 | 0 | 0 | 0 | 0 | 0 | 0 | 0 | 0 | 0 | 0 | 0 | 0 | 0 | 0 | 0 | 0 | 0 | 12 | 1
NO |  | 56 | 2016 | 7 | 15 | 15 |  | CORTEZ | JOHNSON | 230 | 230 | H | 0.04 | 0 | 1 | 1-954 ACSR AW | 0 | 0 | 0 | 0 | 0 | 0 | 0 | 0 | 0 | 0 | 0 | 0 | 0 | 0 | 0 | 0 | 0 | 0 | 0 | 0 | 0 | 0 | 0 | 12 | 1
NO |  | 56 | 2016 | 7 | 16 | 16 |  | CORTEZ | JOHNSON | 230 | 230 | SP | 10.75 | 0 | 1 | 1-954 ACSR AW | 0 | 0 | 0 | 0 | 0 | 0 | 0 | 0 | 0 | 0 | 0 | 0 | 0 | 0 | 0 | 0 | 0 | 0 | 0 | 0 | 0 | 0 | 0 | 12 | 1
NO |  | 56 | 2016 | 7 | 17 | 17 |  | DADE | DORAL | 230 | 230 | H | 0.1 | 0 | 1 | 1-1431 ACSR AZ | 0 | 0 | 0 | 0 | 0 | 0 | 0 | 0 | 0 | 0 | 0 | 0 | 0 | 0 | 0 | 0 | 0 | 0 | 0 | 0 | 0 | 0 | 0 | 12 | 1
NO |  | 56 | 2016 | 7 | 18 | 18 |  | DADE | DORAL | 230 | 230 | H | 1.5 | 0 | 2 | 1-1431 ACSR AZ | 0 | 0 | 0 | 0 | 0 | 0 | 0 | 0 | 0 | 0 | 0 | 0 | 0 | 0 | 0 | 0 | 0 | 0 | 0 | 0 | 0 | 0 | 0 | 12 | 1
NO |  | 56 | 2016 | 7 | 19 | 19 |  | DADE | DORAL | 230 | 230 | H | 0.83 | 0 | 1 | 2-556.5 ACSR AZ | 0 | 0 | 0 | 0 | 0 | 0 | 0 | 0 | 0 | 0 | 0 | 0 | 0 | 0 | 0 | 0 | 0 | 0 | 0 | 0 | 0 | 0 | 0 | 12 | 1
NO |  | 56 | 2016 | 7 | 20 | 20 |  | DADE | DORAL | 230 | 230 | SP | 0.57 | 0 | 1 | 1-1431 ACSR AZ | 0 | 0 | 0 | 0 | 0 | 0 | 0 | 0 | 0 | 0 | 0 | 0 | 0 | 0 | 0 | 0 | 0 | 0 | 0 | 0 | 0 | 0 | 0 | 12 | 1
NO |  | 56 | 2016 | 7 | 21 | 21 |  | DADE | GRATIGNY | 230 | 230 | H | 2.67 | 0 | 1 | 1-1431 ACSR AZ | 0 | 0 | 0 | 0 | 0 | 0 | 0 | 0 | 0 | 0 | 0 | 0 | 0 | 0 | 0 | 0 | 0 | 0 | 0 | 0 | 0 | 0 | 0 | 12 | 1
NO |  | 56 | 2016 | 7 | 22 | 22 |  | DADE | GRATIGNY | 230 | 230 | H | 0.44 | 0 | 2 | 1-1431 ACSR AZ | 0 | 0 | 0 | 0 | 0 | 0 | 0 | 0 | 0 | 0 | 0 | 0 | 0 | 0 | 0 | 0 | 0 | 0 | 0 | 0 | 0 | 0 | 0 | 12 | 1
NO |  | 56 | 2016 | 7 | 23 | 23 |  | DADE | GRATIGNY | 230 | 230 | SP | 0.88 | 0 | 1 | 1-1431 ACSR AZ | 0 | 0 | 0 | 0 | 0 | 0 | 0 | 0 | 0 | 0 | 0 | 0 | 0 | 0 | 0 | 0 | 0 | 0 | 0 | 0 | 0 | 0 | 0 | 12 | 1
NO |  | 56 | 2016 | 7 | 24 | 24 |  | DADE | LEVEE 1 | 230 | 230 | H | 0.04 | 0 | 1 | 1-1431 ACSR AW | 0 | 0 | 0 | 0 | 0 | 0 | 0 | 0 | 0 | 0 | 0 | 0 | 0 | 0 | 0 | 0 | 0 | 0 | 0 | 0 | 0 | 0 | 0 | 12 | 1
NO |  | 56 | 2016 | 7 | 25 | 25 |  | DADE | LEVEE 1 | 230 | 230 | H | 0.09 | 0 | 1 | 1-1431 ACSR AZ | 0 | 0 | 0 | 0 | 0 | 0 | 0 | 0 | 0 | 0 | 0 | 0 | 0 | 0 | 0 | 0 | 0 | 0 | 0 | 0 | 0 | 0 | 0 | 12 | 1
NO |  | 56 | 2016 | 7 | 26 | 26 |  | DADE | LEVEE 1 | 230 | 230 | H | 2.71 | 5.08 | 2 | 1-1431 ACSR AZ | 0 | 0 | 0 | 0 | 0 | 0 | 0 | 0 | 0 | 0 | 0 | 0 | 0 | 0 | 0 | 0 | 0 | 0 | 0 | 0 | 0 | 0 | 0 | 12 | 1
NO |  | 56 | 2016 | 7 | 27 | 27 |  | DADE | LEVEE 1 | 230 | 230 | SP | 4.63 | 0 | 1 | 1-1431 ACSR AW | 0 | 0 | 0 | 0 | 0 | 0 | 0 | 0 | 0 | 0 | 0 | 0 | 0 | 0 | 0 | 0 | 0 | 0 | 0 | 0 | 0 | 0 | 0 | 12 | 1
NO |  | 56 | 2016 | 7 | 28 | 28 |  | DADE | LEVEE 1 | 230 | 230 | SP | 0.1 | 0 | 1 | 1-1431 ACSR AZ | 0 | 0 | 0 | 0 | 0 | 0 | 0 | 0 | 0 | 0 | 0 | 0 | 0 | 0 | 0 | 0 | 0 | 0 | 0 | 0 | 0 | 0 | 0 | 12 | 1
NO |  | 56 | 2016 | 7 | 29 | 29 |  | DADE | LEVEE 2 | 230 | 230 | H | 0.11 | 0 | 1 | 1-1431 ACSR AZ | 0 | 0 | 0 | 0 | 0 | 0 | 0 | 0 | 0 | 0 | 0 | 0 | 0 | 0 | 0 | 0 | 0 | 0 | 0 | 0 | 0 | 0 | 0 | 12 | 1
NO |  | 56 | 2016 | 7 | 30 | 30 |  | DADE | LEVEE 2 | 230 | 230 | H | 6.9 | 0 | 2 | 1-1431 ACSR AZ | 0 | 0 | 0 | 0 | 0 | 0 | 0 | 0 | 0 | 0 | 0 | 0 | 0 | 0 | 0 | 0 | 0 | 0 | 0 | 0 | 0 | 0 | 0 | 12 | 1
NO |  | 56 | 2016 | 7 | 31 | 31 |  | DADE | LEVEE 2 | 230 | 230 | H | 0.85 | 0 | 1 | 2-556.5 ACSR AZ | 0 | 0 | 0 | 0 | 0 | 0 | 0 | 0 | 0 | 0 | 0 | 0 | 0 | 0 | 0 | 0 | 0 | 0 | 0 | 0 | 0 | 0 | 0 | 12 | 1
NO |  | 56 | 2016 | 7 | 32 | 32 |  | DADE | LEVEE 2 | 230 | 230 | SP | 1.36 | 0 | 1 | 1-1431 ACSR AZ | 0 | 0 | 0 | 0 | 0 | 0 | 0 | 0 | 0 | 0 | 0 | 0 | 0 | 0 | 0 | 0 | 0 | 0 | 0 | 0 | 0 | 0 | 0 | 12 | 1
NO |  | 56 | 2016 | 7 | 33 | 33 |  | DADE | LEVEE 3 | 230 | 230 | SP | 9.03 | 0 | 1 | 2-954 ACSR AW | 0 | 0 | 0 | 0 | 0 | 0 | 0 | 0 | 0 | 0 | 0 | 0 | 0 | 0 | 0 | 0 | 0 | 0 | 0 | 0 | 0 | 0 | 0 | 12 | 1
NO |  | 56 | 2016 | 7 | 34 | 34 |  | DADE | MIAMI SHORES | 230 | 230 | H | 0.44 | 0 | 2 | 1-1431 ACSR AZ | 0 | 0 | 0 | 0 | 0 | 0 | 0 | 0 | 0 | 0 | 0 | 0 | 0 | 0 | 0 | 0 | 0 | 0 | 0 | 0 | 0 | 0 | 0 | 12 | 1
NO |  | 56 | 2016 | 7 | 35 | 35 |  | DADE | MIAMI SHORES | 230 | 230 | SP | 0.06 | 0 | 1 | 1-1431 ACSR AW | 0 | 0 | 0 | 0 | 0 | 0 | 0 | 0 | 0 | 0 | 0 | 0 | 0 | 0 | 0 | 0 | 0 | 0 | 0 | 0 | 0 | 0 | 0 | 12 | 1
NO |  | 56 | 2016 | 8 | 1 | 1 |  | DADE | MIAMI SHORES | 230 | 230 | SP | 8.61 | 0 | 1 | 1-1431 ACSR AZ | 0 | 0 | 0 | 0 | 0 | 0 | 0 | 0 | 0 | 0 | 0 | 0 | 0 | 0 | 0 | 0 | 0 | 0 | 0 | 0 | 0 | 0 | 0 | 12 | 1
NO |  | 56 | 2016 | 8 | 2 | 2 |  | DADE | OVERTOWN | 230 | 230 | SP | 1.58 | 0 | 1 | 1-1431 ACSR AW | 0 | 0 | 0 | 0 | 0 | 0 | 0 | 0 | 0 | 0 | 0 | 0 | 0 | 0 | 0 | 0 | 0 | 0 | 0 | 0 | 0 | 0 | 0 | 12 | 1
NO |  | 56 | 2016 | 8 | 3 | 3 |  | DADE | OVERTOWN | 230 | 230 | SP | 7.82 | 0 | 2 | 1-1431 ACSR AW | 0 | 0 | 0 | 0 | 0 | 0 | 0 | 0 | 0 | 0 | 0 | 0 | 0 | 0 | 0 | 0 | 0 | 0 | 0 | 0 | 0 | 0 | 0 | 12 | 1
NO |  | 56 | 2016 | 8 | 4 | 4 |  | DADE | OVERTOWN | 230 | 230 | SP | 0.04 | 0 | 1 | 1-1431 ACSR AZ | 0 | 0 | 0 | 0 | 0 | 0 | 0 | 0 | 0 | 0 | 0 | 0 | 0 | 0 | 0 | 0 | 0 | 0 | 0 | 0 | 0 | 0 | 0 | 12 | 1
NO |  | 56 | 2016 | 8 | 5 | 5 |  | DAVIS | LEVEE 1 | 230 | 230 | H | 0.14 | 0 | 1 | 1-1431 ACSR AZ | 0 | 0 | 0 | 0 | 0 | 0 | 0 | 0 | 0 | 0 | 0 | 0 | 0 | 0 | 0 | 0 | 0 | 0 | 0 | 0 | 0 | 0 | 0 | 12 | 1
NO |  | 56 | 2016 | 8 | 6 | 6 |  | DAVIS | LEVEE 1 | 230 | 230 | H | 1.06 | 12.33 | 2 | 1-1431 ACSR AZ | 0 | 0 | 0 | 0 | 0 | 0 | 0 | 0 | 0 | 0 | 0 | 0 | 0 | 0 | 0 | 0 | 0 | 0 | 0 | 0 | 0 | 0 | 0 | 12 | 1
NO |  | 56 | 2016 | 8 | 7 | 7 |  | DAVIS | LEVEE 1 | 230 | 230 | SP | 0.1 | 0 | 1 | 1-1431 ACSR AZ | 0 | 0 | 0 | 0 | 0 | 0 | 0 | 0 | 0 | 0 | 0 | 0 | 0 | 0 | 0 | 0 | 0 | 0 | 0 | 0 | 0 | 0 | 0 | 12 | 1
NO |  | 56 | 2016 | 8 | 8 | 8 |  | DAVIS | LEVEE 2 | 230 | 230 | H | 0.23 | 0 | 1 | 1-1431 ACSR AZ | 0 | 0 | 0 | 0 | 0 | 0 | 0 | 0 | 0 | 0 | 0 | 0 | 0 | 0 | 0 | 0 | 0 | 0 | 0 | 0 | 0 | 0 | 0 | 12 | 1
NO |  | 56 | 2016 | 8 | 9 | 9 |  | DAVIS | LEVEE 2 | 230 | 230 | H | 12.33 | 1.06 | 2 | 1-1431 ACSR AZ | 0 | 0 | 0 | 0 | 0 | 0 | 0 | 0 | 0 | 0 | 0 | 0 | 0 | 0 | 0 | 0 | 0 | 0 | 0 | 0 | 0 | 0 | 0 | 12 | 1
NO |  | 56 | 2016 | 8 | 10 | 10 |  | DAVIS | TURKEY POINT 1 | 230 | 230 | H | 7.48 | 0 | 1 | 1-1691 AAAC | 0 | 0 | 0 | 0 | 0 | 0 | 0 | 0 | 0 | 0 | 0 | 0 | 0 | 0 | 0 | 0 | 0 | 0 | 0 | 0 | 0 | 0 | 0 | 12 | 1
NO |  | 56 | 2016 | 8 | 11 | 11 |  | DAVIS | TURKEY POINT 1 | 230 | 230 | H | 1.46 | 0 | 2 | 1-1691 AAAC | 0 | 0 | 0 | 0 | 0 | 0 | 0 | 0 | 0 | 0 | 0 | 0 | 0 | 0 | 0 | 0 | 0 | 0 | 0 | 0 | 0 | 0 | 0 | 12 | 1
NO |  | 56 | 2016 | 8 | 12 | 12 |  | DAVIS | TURKEY POINT 1 | 230 | 230 | SP | 9.47 | 0 | 1 | 1-1691 AAAC | 0 | 0 | 0 | 0 | 0 | 0 | 0 | 0 | 0 | 0 | 0 | 0 | 0 | 0 | 0 | 0 | 0 | 0 | 0 | 0 | 0 | 0 | 0 | 12 | 1
NO |  | 56 | 2016 | 8 | 13 | 13 |  | DAVIS | TURKEY POINT 2 | 230 | 230 | H | 0.17 | 0 | 1 | 1-1691 AAAC | 0 | 0 | 0 | 0 | 0 | 0 | 0 | 0 | 0 | 0 | 0 | 0 | 0 | 0 | 0 | 0 | 0 | 0 | 0 | 0 | 0 | 0 | 0 | 12 | 1
NO |  | 56 | 2016 | 8 | 14 | 14 |  | DAVIS | TURKEY POINT 2 | 230 | 230 | H | 0 | 18.26 | 2 | 1-1691 AAAC | 0 | 0 | 0 | 0 | 0 | 0 | 0 | 0 | 0 | 0 | 0 | 0 | 0 | 0 | 0 | 0 | 0 | 0 | 0 | 0 | 0 | 0 | 0 | 12 | 1
NO |  | 56 | 2016 | 8 | 15 | 15 |  | DAVIS | TURKEY POINT 3 | 230 | 230 | H | 0.17 | 0 | 1 | 1-1691 AAAC | 0 | 0 | 0 | 0 | 0 | 0 | 0 | 0 | 0 | 0 | 0 | 0 | 0 | 0 | 0 | 0 | 0 | 0 | 0 | 0 | 0 | 0 | 0 | 12 | 1
NO |  | 56 | 2016 | 8 | 16 | 16 |  | DAVIS | TURKEY POINT 3 | 230 | 230 | H | 0 | 18.29 | 2 | 1-1691 AAAC | 0 | 0 | 0 | 0 | 0 | 0 | 0 | 0 | 0 | 0 | 0 | 0 | 0 | 0 | 0 | 0 | 0 | 0 | 0 | 0 | 0 | 0 | 0 | 12 | 1
NO |  | 56 | 2016 | 8 | 17 | 17 |  | DELTRAIL | YAMATO | 230 | 230 | SP | 7.63 | 0 | 1 | 1-1431 ACSR AW | 0 | 0 | 0 | 0 | 0 | 0 | 0 | 0 | 0 | 0 | 0 | 0 | 0 | 0 | 0 | 0 | 0 | 0 | 0 | 0 | 0 | 0 | 0 | 12 | 1
NO |  | 56 | 2016 | 8 | 18 | 18 |  | DELTRAIL | YAMATO | 230 | 230 | SP | 0.4 | 0.32 | 2 | 1-1431 ACSR AW | 0 | 0 | 0 | 0 | 0 | 0 | 0 | 0 | 0 | 0 | 0 | 0 | 0 | 0 | 0 | 0 | 0 | 0 | 0 | 0 | 0 | 0 | 0 | 12 | 1
NO |  | 56 | 2016 | 8 | 19 | 19 |  | DORAL (RRDC) | DADE RES RCVRY (DADE COUNTY | 230 | 230 | SP | 0 | 0 | 2 | 1-954 ACSR AZ | 0 | 0 | 0 | 0 | 0 | 0 | 0 | 0 | 0 | 0 | 0 | 0 | 0 | 0 | 0 | 0 | 0 | 0 | 0 | 0 | 0 | 0 | 0 | 12 | 1
NO |  | 56 | 2016 | 8 | 20 | 20 |  | DUVAL | BRANDY BRANCH (JEA) 1 | 230 | 230 | H | 0 | 0 | 1 | 1-1590 ACSR | 0 | 0 | 0 | 0 | 0 | 0 | 0 | 0 | 0 | 0 | 0 | 0 | 0 | 0 | 0 | 0 | 0 | 0 | 0 | 0 | 0 | 0 | 0 | 12 | 1
NO |  | 56 | 2016 | 8 | 21 | 21 |  | DUVAL | BRANDY BRANCH (JEA) 1 | 230 | 230 | H | 0 | 0 | 1 | 2-954 ACSR AZ | 0 | 0 | 0 | 0 | 0 | 0 | 0 | 0 | 0 | 0 | 0 | 0 | 0 | 0 | 0 | 0 | 0 | 0 | 0 | 0 | 0 | 0 | 0 | 12 | 1
NO |  | 56 | 2016 | 8 | 22 | 22 |  | DUVAL | BRANDY BRANCH (JEA) 2 | 230 | 230 | H | 0 | 0 | 1 | 1-1 Dummy Conduct | 0 | 0 | 0 | 0 | 0 | 0 | 0 | 0 | 0 | 0 | 0 | 0 | 0 | 0 | 0 | 0 | 0 | 0 | 0 | 0 | 0 | 0 | 0 | 12 | 1
NO |  | 56 | 2016 | 8 | 23 | 23 |  | DUVAL | BRANDY BRANCH (JEA) 2 | 230 | 230 | H | 0 | 0 | 1 | 1-1590 ACSR | 0 | 0 | 0 | 0 | 0 | 0 | 0 | 0 | 0 | 0 | 0 | 0 | 0 | 0 | 0 | 0 | 0 | 0 | 0 | 0 | 0 | 0 | 0 | 12 | 1
NO |  | 56 | 2016 | 8 | 24 | 24 |  | DUVAL | BRANDY BRANCH (JEA) 3 | 230 | 230 | H | 0 | 0 | 1 | 1-1 Dummy Conduct | 0 | 0 | 0 | 0 | 0 | 0 | 0 | 0 | 0 | 0 | 0 | 0 | 0 | 0 | 0 | 0 | 0 | 0 | 0 | 0 | 0 | 0 | 0 | 12 | 1
NO |  | 56 | 2016 | 8 | 25 | 25 |  | DUVAL | BRANDY BRANCH (JEA) 3 | 230 | 230 | H | 0 | 0 | 1 | 1-1590 ACSR | 0 | 0 | 0 | 0 | 0 | 0 | 0 | 0 | 0 | 0 | 0 | 0 | 0 | 0 | 0 | 0 | 0 | 0 | 0 | 0 | 0 | 0 | 0 | 12 | 1
NO |  | 56 | 2016 | 8 | 26 | 26 |  | DUVAL | JACKSONVILLE HEIGHTS (JEA) | 230 | 230 | H | 0.09 | 0 | 1 | 1-1431 ACSR AZ | 0 | 0 | 0 | 0 | 0 | 0 | 0 | 0 | 0 | 0 | 0 | 0 | 0 | 0 | 0 | 0 | 0 | 0 | 0 | 0 | 0 | 0 | 0 | 12 | 1
NO |  | 56 | 2016 | 8 | 27 | 27 |  | DUVAL | JACKSONVILLE HEIGHTS (JEA) | 230 | 230 | H | 0 | 0 | 1 | 1-1590 ACSR | 0 | 0 | 0 | 0 | 0 | 0 | 0 | 0 | 0 | 0 | 0 | 0 | 0 | 0 | 0 | 0 | 0 | 0 | 0 | 0 | 0 | 0 | 0 | 12 | 1
NO |  | 56 | 2016 | 8 | 28 | 28 |  | DUVAL | KINGSLAND (GAP) | 230 | 230 | H | 13.13 | 0 | 1 | 1-1431 ACSR AZ | 0 | 0 | 0 | 0 | 0 | 0 | 0 | 0 | 0 | 0 | 0 | 0 | 0 | 0 | 0 | 0 | 0 | 0 | 0 | 0 | 0 | 0 | 0 | 12 | 1
NO |  | 56 | 2016 | 8 | 29 | 29 |  | DUVAL | KINGSLAND (GAP) | 230 | 230 | H | 15.2 | 0 | 1 | 2-954 ACSR AZ | 0 | 0 | 0 | 0 | 0 | 0 | 0 | 0 | 0 | 0 | 0 | 0 | 0 | 0 | 0 | 0 | 0 | 0 | 0 | 0 | 0 | 0 | 0 | 12 | 1
NO |  | 56 | 2016 | 8 | 30 | 30 |  | DUVAL | KINGSLAND (GAP) | 230 | 230 | SP | 0.23 | 0 | 1 | 1-1431 ACSR AW | 0 | 0 | 0 | 0 | 0 | 0 | 0 | 0 | 0 | 0 | 0 | 0 | 0 | 0 | 0 | 0 | 0 | 0 | 0 | 0 | 0 | 0 | 0 | 12 | 1
NO |  | 56 | 2016 | 8 | 31 | 31 |  | DUVAL | KINGSLAND (GAP) | 230 | 230 | SP | 20.96 | 0 | 1 | 1-1431 ACSR AZ | 0 | 0 | 0 | 0 | 0 | 0 | 0 | 0 | 0 | 0 | 0 | 0 | 0 | 0 | 0 | 0 | 0 | 0 | 0 | 0 | 0 | 0 | 0 | 12 | 1
NO |  | 56 | 2016 | 8 | 32 | 32 |  | DUVAL | KINGSLAND (GAP) | 230 | 230 | SP | 6.9 | 0 | 1 | 1-954 ACSR AW | 0 | 0 | 0 | 0 | 0 | 0 | 0 | 0 | 0 | 0 | 0 | 0 | 0 | 0 | 0 | 0 | 0 | 0 | 0 | 0 | 0 | 0 | 0 | 12 | 1
NO |  | 56 | 2016 | 8 | 33 | 33 |  | DUVAL | SPRINGBANK | 230 | 230 | H | 0.5 | 0 | 1 | 1-1431 ACSR AW | 0 | 0 | 0 | 0 | 0 | 0 | 0 | 0 | 0 | 0 | 0 | 0 | 0 | 0 | 0 | 0 | 0 | 0 | 0 | 0 | 0 | 0 | 0 | 12 | 1
NO |  | 56 | 2016 | 8 | 34 | 34 |  | DUVAL | SPRINGBANK | 230 | 230 | H | 27.04 | 0 | 1 | 1-1431 ACSR AZ | 0 | 0 | 0 | 0 | 0 | 0 | 0 | 0 | 0 | 0 | 0 | 0 | 0 | 0 | 0 | 0 | 0 | 0 | 0 | 0 | 0 | 0 | 0 | 12 | 1
NO |  | 56 | 2016 | 8 | 35 | 35 |  | DUVAL | SPRINGBANK | 230 | 230 | SP | 0.28 | 0 | 1 | 1-1431 ACSR AZ | 0 | 0 | 0 | 0 | 0 | 0 | 0 | 0 | 0 | 0 | 0 | 0 | 0 | 0 | 0 | 0 | 0 | 0 | 0 | 0 | 0 | 0 | 0 | 12 | 1
NO |  | 56 | 2016 | 9 | 1 | 1 |  | EMERSON | TREASURE | 230 | 230 | H | 12.12 | 0 | 1 | 1-795 ACSR AZ | 0 | 0 | 0 | 0 | 0 | 0 | 0 | 0 | 0 | 0 | 0 | 0 | 0 | 0 | 0 | 0 | 0 | 0 | 0 | 0 | 0 | 0 | 0 | 12 | 1
NO |  | 56 | 2016 | 9 | 2 | 2 |  | EMERSON | TREASURE | 230 | 230 | H | 2.84 | 0 | 2 | 1-954 ACSR AW | 0 | 0 | 0 | 0 | 0 | 0 | 0 | 0 | 0 | 0 | 0 | 0 | 0 | 0 | 0 | 0 | 0 | 0 | 0 | 0 | 0 | 0 | 0 | 12 | 1
NO |  | 56 | 2016 | 9 | 3 | 3 |  | EMERSON | TREASURE | 230 | 230 | H | 1.45 | 0 | 1 | 2-1691 AAAC | 0 | 0 | 0 | 0 | 0 | 0 | 0 | 0 | 0 | 0 | 0 | 0 | 0 | 0 | 0 | 0 | 0 | 0 | 0 | 0 | 0 | 0 | 0 | 12 | 1
NO |  | 56 | 2016 | 9 | 4 | 4 |  | EMERSON | TREASURE | 230 | 230 | SP | 1.66 | 0 | 1 | 2-954 ACSR AW | 0 | 0 | 0 | 0 | 0 | 0 | 0 | 0 | 0 | 0 | 0 | 0 | 0 | 0 | 0 | 0 | 0 | 0 | 0 | 0 | 0 | 0 | 0 | 12 | 1
NO |  | 56 | 2016 | 9 | 5 | 5 |  | FESTIVAL | MALLARD | 230 | 230 | H | 0.03 | 0 | 1 | 1-1431 ACSR AZ | 0 | 0 | 0 | 0 | 0 | 0 | 0 | 0 | 0 | 0 | 0 | 0 | 0 | 0 | 0 | 0 | 0 | 0 | 0 | 0 | 0 | 0 | 0 | 12 | 1
NO |  | 56 | 2016 | 9 | 6 | 6 |  | FESTIVAL | MALLARD | 230 | 230 | H | 3.61 | 4.29 | 2 | 1-1431 ACSR AZ | 0 | 0 | 0 | 0 | 0 | 0 | 0 | 0 | 0 | 0 | 0 | 0 | 0 | 0 | 0 | 0 | 0 | 0 | 0 | 0 | 0 | 0 | 0 | 12 | 1
NO |  | 56 | 2016 | 9 | 7 | 7 |  | FESTIVAL | MALLARD | 230 | 230 | SP | 0.5 | 0.39 | 2 | 1-1431 ACSR AW | 0 | 0 | 0 | 0 | 0 | 0 | 0 | 0 | 0 | 0 | 0 | 0 | 0 | 0 | 0 | 0 | 0 | 0 | 0 | 0 | 0 | 0 | 0 | 12 | 1
NO |  | 56 | 2016 | 9 | 8 | 8 |  | FLAGAMI | GALLOWAY-TURKEY POINT | 230 | 230 | H | 0.77 | 0 | 1 | 1-1431 ACSR AZ | 0 | 0 | 0 | 0 | 0 | 0 | 0 | 0 | 0 | 0 | 0 | 0 | 0 | 0 | 0 | 0 | 0 | 0 | 0 | 0 | 0 | 0 | 0 | 12 | 1
NO |  | 56 | 2016 | 9 | 9 | 9 |  | FLAGAMI | GALLOWAY-TURKEY POINT | 230 | 230 | H | 0.77 | 1.92 | 2 | 1-1431 ACSR AZ | 0 | 0 | 0 | 0 | 0 | 0 | 0 | 0 | 0 | 0 | 0 | 0 | 0 | 0 | 0 | 0 | 0 | 0 | 0 | 0 | 0 | 0 | 0 | 12 | 1
NO |  | 56 | 2016 | 9 | 10 | 10 |  | FLAGAMI | GALLOWAY-TURKEY POINT | 230 | 230 | H | 0.14 | 0 | 1 | 1-1691 AAAC | 0 | 0 | 0 | 0 | 0 | 0 | 0 | 0 | 0 | 0 | 0 | 0 | 0 | 0 | 0 | 0 | 0 | 0 | 0 | 0 | 0 | 0 | 0 | 12 | 1
NO |  | 56 | 2016 | 9 | 11 | 11 |  | FLAGAMI | GALLOWAY-TURKEY POINT | 230 | 230 | H | 18.29 | 0 | 2 | 1-1691 AAAC | 0 | 0 | 0 | 0 | 0 | 0 | 0 | 0 | 0 | 0 | 0 | 0 | 0 | 0 | 0 | 0 | 0 | 0 | 0 | 0 | 0 | 0 | 0 | 12 | 1
NO |  | 56 | 2016 | 9 | 12 | 12 |  | FLAGAMI | GALLOWAY-TURKEY POINT | 230 | 230 | H | 9.94 | 0 | 1 | 2-556.5 ACSR AZ | 0 | 0 | 0 | 0 | 0 | 0 | 0 | 0 | 0 | 0 | 0 | 0 | 0 | 0 | 0 | 0 | 0 | 0 | 0 | 0 | 0 | 0 | 0 | 12 | 1
NO |  | 56 | 2016 | 9 | 13 | 13 |  | FLAGAMI | GALLOWAY-TURKEY POINT | 230 | 230 | SP | 1.53 | 0 | 1 | 1-1431 ACSR AW | 0 | 0 | 0 | 0 | 0 | 0 | 0 | 0 | 0 | 0 | 0 | 0 | 0 | 0 | 0 | 0 | 0 | 0 | 0 | 0 | 0 | 0 | 0 | 12 | 1
NO |  | 56 | 2016 | 9 | 14 | 14 |  | FLAGAMI | LEVEE | 230 | 230 | H | 0.42 | 0 | 1 | 1-1431 ACSR AZ | 0 | 0 | 0 | 0 | 0 | 0 | 0 | 0 | 0 | 0 | 0 | 0 | 0 | 0 | 0 | 0 | 0 | 0 | 0 | 0 | 0 | 0 | 0 | 12 | 1
NO |  | 56 | 2016 | 9 | 15 | 15 |  | FLAGAMI | LEVEE | 230 | 230 | H | 3.45 | 4.33 | 2 | 1-1431 ACSR AZ | 0 | 0 | 0 | 0 | 0 | 0 | 0 | 0 | 0 | 0 | 0 | 0 | 0 | 0 | 0 | 0 | 0 | 0 | 0 | 0 | 0 | 0 | 0 | 12 | 1
NO |  | 56 | 2016 | 9 | 16 | 16 |  | FLAGAMI | LEVEE | 230 | 230 | SP | 0.24 | 0 | 1 | 1-1431 ACSR AZ | 0 | 0 | 0 | 0 | 0 | 0 | 0 | 0 | 0 | 0 | 0 | 0 | 0 | 0 | 0 | 0 | 0 | 0 | 0 | 0 | 0 | 0 | 0 | 12 | 1
NO |  | 56 | 2016 | 9 | 17 | 17 |  | FLAGAMI | LEVEE | 230 | 230 | SP | 4.69 | 0 | 1 | 2-556.5 ACSR AZ | 0 | 0 | 0 | 0 | 0 | 0 | 0 | 0 | 0 | 0 | 0 | 0 | 0 | 0 | 0 | 0 | 0 | 0 | 0 | 0 | 0 | 0 | 0 | 12 | 1
NO |  | 56 | 2016 | 9 | 18 | 18 |  | FLAGAMI | MIAMI 1 | 230 | 230 | SP | 3.44 | 0 | 1 | 1-1431 ACSR AZ | 0 | 0 | 0 | 0 | 0 | 0 | 0 | 0 | 0 | 0 | 0 | 0 | 0 | 0 | 0 | 0 | 0 | 0 | 0 | 0 | 0 | 0 | 0 | 12 | 1
NO |  | 56 | 2016 | 9 | 19 | 19 |  | FLAGAMI | MIAMI 1 | 230 | 230 | UG | 6.15 | 0 | 1 | 1-2000 CU-HP SD | 0 | 0 | 0 | 0 | 0 | 0 | 0 | 0 | 0 | 0 | 0 | 0 | 0 | 0 | 0 | 0 | 0 | 0 | 0 | 0 | 0 | 0 | 0 | 12 | 1
NO |  | 56 | 2016 | 9 | 20 | 20 |  | FLAGAMI | MIAMI 1 | 230 | 230 | UG | 0.42 | 0 | 1 | 1-2500 CU-HP SD | 0 | 0 | 0 | 0 | 0 | 0 | 0 | 0 | 0 | 0 | 0 | 0 | 0 | 0 | 0 | 0 | 0 | 0 | 0 | 0 | 0 | 0 | 0 | 12 | 1
NO |  | 56 | 2016 | 9 | 21 | 21 |  | FLAGAMI | MIAMI 1 | 230 | 230 | UG | 0.21 | 0 | 1 | 1-3000 CU-HP | 0 | 0 | 0 | 0 | 0 | 0 | 0 | 0 | 0 | 0 | 0 | 0 | 0 | 0 | 0 | 0 | 0 | 0 | 0 | 0 | 0 | 0 | 0 | 12 | 1
NO |  | 56 | 2016 | 9 | 22 | 22 |  | FLAGAMI | MIAMI 2 | 230 | 230 | UG | 8.58 | 0 | 1 | 1-3000 AL-HP | 0 | 0 | 0 | 0 | 0 | 0 | 0 | 0 | 0 | 0 | 0 | 0 | 0 | 0 | 0 | 0 | 0 | 0 | 0 | 0 | 0 | 0 | 0 | 12 | 1
NO |  | 56 | 2016 | 9 | 23 | 23 |  | FLAGAMI | MIAMI 2 | 230 | 230 | UG | 0.43 | 0 | 1 | 1-3750 AL-HP | 0 | 0 | 0 | 0 | 0 | 0 | 0 | 0 | 0 | 0 | 0 | 0 | 0 | 0 | 0 | 0 | 0 | 0 | 0 | 0 | 0 | 0 | 0 | 12 | 1
NO |  | 56 | 2016 | 9 | 24 | 24 |  | FLAGAMI | MIAMI 2 | 230 | 230 | UG | 0.23 | 0 | 1 | 1-3000 CU-HP | 0 | 0 | 0 | 0 | 0 | 0 | 0 | 0 | 0 | 0 | 0 | 0 | 0 | 0 | 0 | 0 | 0 | 0 | 0 | 0 | 0 | 0 | 0 | 12 | 1
NO |  | 56 | 2016 | 9 | 25 | 25 |  | FLAGAMI | TURKEY POINT 1 | 230 | 230 | H | 0.52 | 0 | 1 | 1-1431 ACSR AW | 0 | 0 | 0 | 0 | 0 | 0 | 0 | 0 | 0 | 0 | 0 | 0 | 0 | 0 | 0 | 0 | 0 | 0 | 0 | 0 | 0 | 0 | 0 | 12 | 1
NO |  | 56 | 2016 | 9 | 26 | 26 |  | FLAGAMI | TURKEY POINT 1 | 230 | 230 | H | 0.33 | 0 | 1 | 1-1431 ACSR AZ | 0 | 0 | 0 | 0 | 0 | 0 | 0 | 0 | 0 | 0 | 0 | 0 | 0 | 0 | 0 | 0 | 0 | 0 | 0 | 0 | 0 | 0 | 0 | 12 | 1
NO |  | 56 | 2016 | 9 | 27 | 27 |  | FLAGAMI | TURKEY POINT 1 | 230 | 230 | H | 0 | 2.76 | 2 | 1-1431 ACSR AZ | 0 | 0 | 0 | 0 | 0 | 0 | 0 | 0 | 0 | 0 | 0 | 0 | 0 | 0 | 0 | 0 | 0 | 0 | 0 | 0 | 0 | 0 | 0 | 12 | 1
NO |  | 56 | 2016 | 9 | 28 | 28 |  | FLAGAMI | TURKEY POINT 1 | 230 | 230 | H | 18.25 | 0 | 2 | 1-1691 AAAC | 0 | 0 | 0 | 0 | 0 | 0 | 0 | 0 | 0 | 0 | 0 | 0 | 0 | 0 | 0 | 0 | 0 | 0 | 0 | 0 | 0 | 0 | 0 | 12 | 1
NO |  | 56 | 2016 | 9 | 29 | 29 |  | FLAGAMI | TURKEY POINT 1 | 230 | 230 | H | 9.94 | 0 | 1 | 2-556.5 ACSR AZ | 0 | 0 | 0 | 0 | 0 | 0 | 0 | 0 | 0 | 0 | 0 | 0 | 0 | 0 | 0 | 0 | 0 | 0 | 0 | 0 | 0 | 0 | 0 | 12 | 1
NO |  | 56 | 2016 | 9 | 30 | 30 |  | FLAGAMI | TURKEY POINT 1 | 230 | 230 | SP | 0.09 | 0 | 1 | 1-1431 ACSR AZ | 0 | 0 | 0 | 0 | 0 | 0 | 0 | 0 | 0 | 0 | 0 | 0 | 0 | 0 | 0 | 0 | 0 | 0 | 0 | 0 | 0 | 0 | 0 | 12 | 1
NO |  | 56 | 2016 | 9 | 31 | 31 |  | FLORIDA CITY | TURKEY POINT | 230 | 230 | SP | 7.38 | 0 | 1 | 1-954 ACSR AW | 0 | 0 | 0 | 0 | 0 | 0 | 0 | 0 | 0 | 0 | 0 | 0 | 0 | 0 | 0 | 0 | 0 | 0 | 0 | 0 | 0 | 0 | 0 | 12 | 1
NO |  | 56 | 2016 | 9 | 32 | 32 |  | FLORIDA CITY | TURKEY POINT | 230 | 230 | SP | 0.9 | 0 | 2 | 1-954 ACSR AW | 0 | 0 | 0 | 0 | 0 | 0 | 0 | 0 | 0 | 0 | 0 | 0 | 0 | 0 | 0 | 0 | 0 | 0 | 0 | 0 | 0 | 0 | 0 | 12 | 1
NO |  | 56 | 2016 | 9 | 33 | 33 |  | FOUNTAIN | RIVIERA | 230 | 230 | SP | 19.19 | 0 | 1 | 1-1431 ACSR AW | 0 | 0 | 0 | 0 | 0 | 0 | 0 | 0 | 0 | 0 | 0 | 0 | 0 | 0 | 0 | 0 | 0 | 0 | 0 | 0 | 0 | 0 | 0 | 12 | 1
NO |  | 56 | 2016 | 9 | 34 | 34 |  | FOUNTAIN | RIVIERA | 230 | 230 | SP | 4.71 | 0 | 1 | 1-1431 ACSR TW | 0 | 0 | 0 | 0 | 0 | 0 | 0 | 0 | 0 | 0 | 0 | 0 | 0 | 0 | 0 | 0 | 0 | 0 | 0 | 0 | 0 | 0 | 0 | 12 | 1
NO |  | 56 | 2016 | 9 | 35 | 35 |  | FT MYERS PLANT | HERCULES | 230 | 230 | H | 8.11 | 0 | 1 | 1-1431 ACSR AZ | 0 | 0 | 0 | 0 | 0 | 0 | 0 | 0 | 0 | 0 | 0 | 0 | 0 | 0 | 0 | 0 | 0 | 0 | 0 | 0 | 0 | 0 | 0 | 12 | 1
NO |  | 56 | 2016 | 10 | 1 | 1 |  | FT MYERS PLANT | HERCULES | 230 | 230 | SP | 0.25 | 0 | 1 | 1-1431 ACSR AW | 0 | 0 | 0 | 0 | 0 | 0 | 0 | 0 | 0 | 0 | 0 | 0 | 0 | 0 | 0 | 0 | 0 | 0 | 0 | 0 | 0 | 0 | 0 | 12 | 1
NO |  | 56 | 2016 | 10 | 2 | 2 |  | FT MYERS PLANT | HERCULES | 230 | 230 | SP | 0 | 4.99 | 2 | 1-1431 ACSR AW | 0 | 0 | 0 | 0 | 0 | 0 | 0 | 0 | 0 | 0 | 0 | 0 | 0 | 0 | 0 | 0 | 0 | 0 | 0 | 0 | 0 | 0 | 0 | 12 | 1
NO |  | 56 | 2016 | 10 | 3 | 3 |  | FT MYERS PLANT | ORANGE RIVER 1 | 230 | 230 | H | 0.38 | 0 | 1 | 2-1431 ACSR AZ | 0 | 0 | 0 | 0 | 0 | 0 | 0 | 0 | 0 | 0 | 0 | 0 | 0 | 0 | 0 | 0 | 0 | 0 | 0 | 0 | 0 | 0 | 0 | 12 | 1
NO |  | 56 | 2016 | 10 | 4 | 4 |  | FT MYERS PLANT | ORANGE RIVER 1 | 230 | 230 | H | 0 | 2.23 | 2 | 2-1431 ACSR AZ | 0 | 0 | 0 | 0 | 0 | 0 | 0 | 0 | 0 | 0 | 0 | 0 | 0 | 0 | 0 | 0 | 0 | 0 | 0 | 0 | 0 | 0 | 0 | 12 | 1
NO |  | 56 | 2016 | 10 | 5 | 5 |  | FT MYERS PLANT | ORANGE RIVER 3 | 230 | 230 | SP | 2.62 | 0 | 2 | 2-1431 ACSR AW | 0 | 0 | 0 | 0 | 0 | 0 | 0 | 0 | 0 | 0 | 0 | 0 | 0 | 0 | 0 | 0 | 0 | 0 | 0 | 0 | 0 | 0 | 0 | 12 | 1
NO |  | 56 | 2016 | 10 | 6 | 6 |  | FT MYERS PLANT | ORANGE RIVER 4 | 230 | 230 | SP | 0.47 | 0 | 1 | 2-795 ACSR AW | 0 | 0 | 0 | 0 | 0 | 0 | 0 | 0 | 0 | 0 | 0 | 0 | 0 | 0 | 0 | 0 | 0 | 0 | 0 | 0 | 0 | 0 | 0 | 12 | 1
NO |  | 56 | 2016 | 10 | 7 | 7 |  | FT MYERS PLANT | ORANGE RIVER 4 | 230 | 230 | SP | 0 | 2.02 | 2 | 2-795 ACSR AW | 0 | 0 | 0 | 0 | 0 | 0 | 0 | 0 | 0 | 0 | 0 | 0 | 0 | 0 | 0 | 0 | 0 | 0 | 0 | 0 | 0 | 0 | 0 | 12 | 1
NO |  | 56 | 2016 | 10 | 8 | 8 |  | GERMANTOWN | SUGAR | 230 | 230 | SP | 22.59 | 0 | 1 | 1-1431 ACSR AW | 0 | 0 | 0 | 0 | 0 | 0 | 0 | 0 | 0 | 0 | 0 | 0 | 0 | 0 | 0 | 0 | 0 | 0 | 0 | 0 | 0 | 0 | 0 | 12 | 1
NO |  | 56 | 2016 | 10 | 9 | 9 |  | GERMANTOWN | SUGAR | 230 | 230 | SP | 2.69 | 10.28 | 2 | 1-1431 ACSR AW | 0 | 0 | 0 | 0 | 0 | 0 | 0 | 0 | 0 | 0 | 0 | 0 | 0 | 0 | 0 | 0 | 0 | 0 | 0 | 0 | 0 | 0 | 0 | 12 | 1
NO |  | 56 | 2016 | 10 | 10 | 10 |  | GERMANTOWN | SUGAR | 230 | 230 | SP | 1.35 | 0 | 1 | 1-1431 ACSR TW | 0 | 0 | 0 | 0 | 0 | 0 | 0 | 0 | 0 | 0 | 0 | 0 | 0 | 0 | 0 | 0 | 0 | 0 | 0 | 0 | 0 | 0 | 0 | 12 | 1
NO |  | 56 | 2016 | 10 | 11 | 11 |  | GERMANTOWN | SUGAR | 230 | 230 | SP | 0.13 | 0 | 2 | 1-1431 ACSR TW | 0 | 0 | 0 | 0 | 0 | 0 | 0 | 0 | 0 | 0 | 0 | 0 | 0 | 0 | 0 | 0 | 0 | 0 | 0 | 0 | 0 | 0 | 0 | 12 | 1
NO |  | 56 | 2016 | 10 | 12 | 12 |  | GERMANTOWN | YAMATO | 230 | 230 | SP | 2.85 | 0 | 2 | 1-1431 ACSR AW | 0 | 0 | 0 | 0 | 0 | 0 | 0 | 0 | 0 | 0 | 0 | 0 | 0 | 0 | 0 | 0 | 0 | 0 | 0 | 0 | 0 | 0 | 0 | 12 | 1
NO |  | 56 | 2016 | 10 | 13 | 13 |  | GRATIGNY | PORT EVERGLADES | 230 | 230 | H | 17.61 | 0 | 1 | 1-1431 ACSR AZ | 0 | 0 | 0 | 0 | 0 | 0 | 0 | 0 | 0 | 0 | 0 | 0 | 0 | 0 | 0 | 0 | 0 | 0 | 0 | 0 | 0 | 0 | 0 | 12 | 1
NO |  | 56 | 2016 | 10 | 14 | 14 |  | GRATIGNY | PORT EVERGLADES | 230 | 230 | H | 4.27 | 0 | 1 | 1-900 CU HT | 0 | 0 | 0 | 0 | 0 | 0 | 0 | 0 | 0 | 0 | 0 | 0 | 0 | 0 | 0 | 0 | 0 | 0 | 0 | 0 | 0 | 0 | 0 | 12 | 1
NO |  | 56 | 2016 | 10 | 15 | 15 |  | GRATIGNY | PORT EVERGLADES | 230 | 230 | SP | 1.56 | 0 | 1 | 1-1431 ACSR AW | 0 | 0 | 0 | 0 | 0 | 0 | 0 | 0 | 0 | 0 | 0 | 0 | 0 | 0 | 0 | 0 | 0 | 0 | 0 | 0 | 0 | 0 | 0 | 12 | 1
NO |  | 56 | 2016 | 10 | 16 | 16 |  | GRATIGNY | PORT EVERGLADES | 230 | 230 | SP | 0 | 0.25 | 2 | 1-1431 ACSR AW | 0 | 0 | 0 | 0 | 0 | 0 | 0 | 0 | 0 | 0 | 0 | 0 | 0 | 0 | 0 | 0 | 0 | 0 | 0 | 0 | 0 | 0 | 0 | 12 | 1
NO |  | 56 | 2016 | 10 | 17 | 17 |  | GREYNOLDS | LAUDANIA | 230 | 230 | SP | 9.83 | 0 | 1 | 1-1431 ACSR AW | 0 | 0 | 0 | 0 | 0 | 0 | 0 | 0 | 0 | 0 | 0 | 0 | 0 | 0 | 0 | 0 | 0 | 0 | 0 | 0 | 0 | 0 | 0 | 12 | 1
NO |  | 56 | 2016 | 10 | 18 | 18 |  | GREYNOLDS | LAUDANIA | 230 | 230 | UG | 2.34 | 0 | 1 | 1-3000 AL-HP | 0 | 0 | 0 | 0 | 0 | 0 | 0 | 0 | 0 | 0 | 0 | 0 | 0 | 0 | 0 | 0 | 0 | 0 | 0 | 0 | 0 | 0 | 0 | 12 | 1
NO |  | 56 | 2016 | 10 | 19 | 19 |  | GREYNOLDS | LAUDANIA | 230 | 230 | UG | 0.59 | 0 | 1 | 1-3750 AL-HP | 0 | 0 | 0 | 0 | 0 | 0 | 0 | 0 | 0 | 0 | 0 | 0 | 0 | 0 | 0 | 0 | 0 | 0 | 0 | 0 | 0 | 0 | 0 | 12 | 1
NO |  | 56 | 2016 | 10 | 20 | 20 |  | GRIFFIN | LAUDERDALE | 230 | 230 | H | 4.45 | 0 | 1 | 1-1431 ACSR AZ | 0 | 0 | 0 | 0 | 0 | 0 | 0 | 0 | 0 | 0 | 0 | 0 | 0 | 0 | 0 | 0 | 0 | 0 | 0 | 0 | 0 | 0 | 0 | 12 | 1
NO |  | 56 | 2016 | 10 | 21 | 21 |  | GRIFFIN | LAUDERDALE | 230 | 230 | H | 0.5 | 0 | 1 | 1-900 CU HT | 0 | 0 | 0 | 0 | 0 | 0 | 0 | 0 | 0 | 0 | 0 | 0 | 0 | 0 | 0 | 0 | 0 | 0 | 0 | 0 | 0 | 0 | 0 | 12 | 1
NO |  | 56 | 2016 | 10 | 22 | 22 |  | GRIFFIN | PORT EVERGLADES | 230 | 230 | H | 2.58 | 0 | 2 | 1-900 CU HT | 0 | 0 | 0 | 0 | 0 | 0 | 0 | 0 | 0 | 0 | 0 | 0 | 0 | 0 | 0 | 0 | 0 | 0 | 0 | 0 | 0 | 0 | 0 | 12 | 1
NO |  | 56 | 2016 | 10 | 23 | 23 |  | HELIOS | MANATEE | 230 | 230 | H | 0.01 | 0 | 1 | 1-954 ACSR AW | 0 | 0 | 0 | 0 | 0 | 0 | 0 | 0 | 0 | 0 | 0 | 0 | 0 | 0 | 0 | 0 | 0 | 0 | 0 | 0 | 0 | 0 | 0 | 12 | 1
NO |  | 56 | 2016 | 10 | 24 | 24 |  | HELIOS | MANATEE | 230 | 230 | SP | 0.41 | 0 | 1 | 1-954 ACSR AW | 0 | 0 | 0 | 0 | 0 | 0 | 0 | 0 | 0 | 0 | 0 | 0 | 0 | 0 | 0 | 0 | 0 | 0 | 0 | 0 | 0 | 0 | 0 | 12 | 1
NO |  | 56 | 2016 | 10 | 25 | 25 |  | HERCULES | TUCKERS | 230 | 230 | SP | 4.61 | 0 | 1 | 1-1431 ACSR AW | 0 | 0 | 0 | 0 | 0 | 0 | 0 | 0 | 0 | 0 | 0 | 0 | 0 | 0 | 0 | 0 | 0 | 0 | 0 | 0 | 0 | 0 | 0 | 12 | 1
NO |  | 56 | 2016 | 10 | 26 | 26 |  | HOWARD | LAURELWOOD | 230 | 230 | H | 3.55 | 0 | 2 | 1-1431 ACSR AW | 0 | 0 | 0 | 0 | 0 | 0 | 0 | 0 | 0 | 0 | 0 | 0 | 0 | 0 | 0 | 0 | 0 | 0 | 0 | 0 | 0 | 0 | 0 | 12 | 1
NO |  | 56 | 2016 | 10 | 27 | 27 |  | HOWARD | LAURELWOOD | 230 | 230 | H | 0.39 | 0 | 1 | 1-1431 ACSR TW | 0 | 0 | 0 | 0 | 0 | 0 | 0 | 0 | 0 | 0 | 0 | 0 | 0 | 0 | 0 | 0 | 0 | 0 | 0 | 0 | 0 | 0 | 0 | 12 | 1
NO |  | 56 | 2016 | 10 | 28 | 28 |  | HOWARD | LAURELWOOD | 230 | 230 | SP | 0.12 | 0 | 1 | 1-1431 ACSR AW | 0 | 0 | 0 | 0 | 0 | 0 | 0 | 0 | 0 | 0 | 0 | 0 | 0 | 0 | 0 | 0 | 0 | 0 | 0 | 0 | 0 | 0 | 0 | 12 | 1
NO |  | 56 | 2016 | 10 | 29 | 29 |  | HOWARD | LAURELWOOD | 230 | 230 | SP | 10.52 | 0 | 1 | 1-1431 ACSR TW | 0 | 0 | 0 | 0 | 0 | 0 | 0 | 0 | 0 | 0 | 0 | 0 | 0 | 0 | 0 | 0 | 0 | 0 | 0 | 0 | 0 | 0 | 0 | 12 | 1
NO |  | 56 | 2016 | 10 | 30 | 30 |  | HOWARD | RINGLING | 230 | 230 | SP | 4.33 | 0 | 1 | 1-1431 ACSR AW | 0 | 0 | 0 | 0 | 0 | 0 | 0 | 0 | 0 | 0 | 0 | 0 | 0 | 0 | 0 | 0 | 0 | 0 | 0 | 0 | 0 | 0 | 0 | 12 | 1
NO |  | 56 | 2016 | 10 | 31 | 31 |  | HOWARD | RINGLING | 230 | 230 | SP | 3.09 | 0 | 1 | 1-1431 ACSR TW | 0 | 0 | 0 | 0 | 0 | 0 | 0 | 0 | 0 | 0 | 0 | 0 | 0 | 0 | 0 | 0 | 0 | 0 | 0 | 0 | 0 | 0 | 0 | 12 | 1
NO |  | 56 | 2016 | 10 | 32 | 32 |  | HOWARD | RINGLING | 230 | 230 | SP | 0.65 | 0 | 2 | 1-1431 ACSR TW | 0 | 0 | 0 | 0 | 0 | 0 | 0 | 0 | 0 | 0 | 0 | 0 | 0 | 0 | 0 | 0 | 0 | 0 | 0 | 0 | 0 | 0 | 0 | 12 | 1
NO |  | 56 | 2016 | 10 | 33 | 33 |  | HUNTINGTON | PENNSUCO | 230 | 230 | SP | 9.36 | 0 | 1 | 1-954 ACSR AW | 0 | 0 | 0 | 0 | 0 | 0 | 0 | 0 | 0 | 0 | 0 | 0 | 0 | 0 | 0 | 0 | 0 | 0 | 0 | 0 | 0 | 0 | 0 | 12 | 1
NO |  | 56 | 2016 | 10 | 34 | 34 |  | INDIANTOWN | MARTIN 1 | 230 | 230 | H | 1.91 | 0 | 1 | 2-795 ACSR AW | 0 | 0 | 0 | 0 | 0 | 0 | 0 | 0 | 0 | 0 | 0 | 0 | 0 | 0 | 0 | 0 | 0 | 0 | 0 | 0 | 0 | 0 | 0 | 12 | 1
NO |  | 56 | 2016 | 10 | 35 | 35 |  | INDIANTOWN | MARTIN 1 | 230 | 230 | SP | 9.74 | 0 | 1 | 2-795 ACSR AW | 0 | 0 | 0 | 0 | 0 | 0 | 0 | 0 | 0 | 0 | 0 | 0 | 0 | 0 | 0 | 0 | 0 | 0 | 0 | 0 | 0 | 0 | 0 | 12 | 1
NO |  | 56 | 2016 | 11 | 1 | 1 |  | INDIANTOWN | MARTIN 1 | 230 | 230 | SP | 0.18 | 0 | 2 | 2-795 ACSR AW | 0 | 0 | 0 | 0 | 0 | 0 | 0 | 0 | 0 | 0 | 0 | 0 | 0 | 0 | 0 | 0 | 0 | 0 | 0 | 0 | 0 | 0 | 0 | 12 | 1
NO |  | 56 | 2016 | 11 | 2 | 2 |  | INDIANTOWN | MARTIN 2 | 230 | 230 | SP | 13.39 | 0 | 1 | 2-795 ACSR AW | 0 | 0 | 0 | 0 | 0 | 0 | 0 | 0 | 0 | 0 | 0 | 0 | 0 | 0 | 0 | 0 | 0 | 0 | 0 | 0 | 0 | 0 | 0 | 12 | 1
NO |  | 56 | 2016 | 11 | 3 | 3 |  | INDIANTOWN | MIDWAY | 230 | 230 | H | 23.47 | 0 | 1 | 2-954 ACSR AZ | 0 | 0 | 0 | 0 | 0 | 0 | 0 | 0 | 0 | 0 | 0 | 0 | 0 | 0 | 0 | 0 | 0 | 0 | 0 | 0 | 0 | 0 | 0 | 12 | 1
NO |  | 56 | 2016 | 11 | 4 | 4 |  | INDIANTOWN | MIDWAY | 230 | 230 | SP | 0.06 | 0 | 1 | 2-954 ACSR AW | 0 | 0 | 0 | 0 | 0 | 0 | 0 | 0 | 0 | 0 | 0 | 0 | 0 | 0 | 0 | 0 | 0 | 0 | 0 | 0 | 0 | 0 | 0 | 12 | 1
NO |  | 56 | 2016 | 11 | 5 | 5 |  | INDIANTOWN | PRATT & WHITNEY | 230 | 230 | H | 9.16 | 0 | 1 | 2-954 ACSR AZ | 0 | 0 | 0 | 0 | 0 | 0 | 0 | 0 | 0 | 0 | 0 | 0 | 0 | 0 | 0 | 0 | 0 | 0 | 0 | 0 | 0 | 0 | 0 | 12 | 1
NO |  | 56 | 2016 | 11 | 6 | 6 |  | INDIANTOWN | RANCH | 230 | 230 | SP | 0.72 | 0 | 1 | 1-1431 ACSR AW | 0 | 0 | 0 | 0 | 0 | 0 | 0 | 0 | 0 | 0 | 0 | 0 | 0 | 0 | 0 | 0 | 0 | 0 | 0 | 0 | 0 | 0 | 0 | 12 | 1
NO |  | 56 | 2016 | 11 | 7 | 7 |  | INDIANTOWN | RANCH | 230 | 230 | SP | 3.35 | 26.18 | 2 | 1-1431 ACSR AW | 0 | 0 | 0 | 0 | 0 | 0 | 0 | 0 | 0 | 0 | 0 | 0 | 0 | 0 | 0 | 0 | 0 | 0 | 0 | 0 | 0 | 0 | 0 | 12 | 1
NO |  | 56 | 2016 | 11 | 8 | 8 |  | INDIANTOWN | WARFIELD | 230 | 230 | SP | 8.53 | 0 | 1 | 2-795 ACSR AW | 0 | 0 | 0 | 0 | 0 | 0 | 0 | 0 | 0 | 0 | 0 | 0 | 0 | 0 | 0 | 0 | 0 | 0 | 0 | 0 | 0 | 0 | 0 | 12 | 1
NO |  | 56 | 2016 | 11 | 9 | 9 |  | JOHNSON | MANATEE | 230 | 230 | H | 16.82 | 0 | 1 | 2-1431 ACSR AZ | 0 | 0 | 0 | 0 | 0 | 0 | 0 | 0 | 0 | 0 | 0 | 0 | 0 | 0 | 0 | 0 | 0 | 0 | 0 | 0 | 0 | 0 | 0 | 12 | 1
NO |  | 56 | 2016 | 11 | 10 | 10 |  | JOHNSON | MANATEE | 230 | 230 | H | 0 | 0.8 | 2 | 2-1431 ACSR AZ | 0 | 0 | 0 | 0 | 0 | 0 | 0 | 0 | 0 | 0 | 0 | 0 | 0 | 0 | 0 | 0 | 0 | 0 | 0 | 0 | 0 | 0 | 0 | 12 | 1
NO |  | 56 | 2016 | 11 | 11 | 11 |  | JOHNSON | MANATEE | 230 | 230 | SP | 0.09 | 0 | 2 | 2-1431 ACSR AW | 0 | 0 | 0 | 0 | 0 | 0 | 0 | 0 | 0 | 0 | 0 | 0 | 0 | 0 | 0 | 0 | 0 | 0 | 0 | 0 | 0 | 0 | 0 | 12 | 1
NO |  | 56 | 2016 | 11 | 12 | 12 |  | JOHNSON | MANATEE | 230 | 230 | SP | 0.05 | 0 | 1 | 2-1431 ACSR AZ | 0 | 0 | 0 | 0 | 0 | 0 | 0 | 0 | 0 | 0 | 0 | 0 | 0 | 0 | 0 | 0 | 0 | 0 | 0 | 0 | 0 | 0 | 0 | 12 | 1
NO |  | 56 | 2016 | 11 | 13 | 13 |  | JOHNSON | MANATEE | 230 | 230 | SP | 0.08 | 0 | 2 | 2-1431 ACSR AZ | 0 | 0 | 0 | 0 | 0 | 0 | 0 | 0 | 0 | 0 | 0 | 0 | 0 | 0 | 0 | 0 | 0 | 0 | 0 | 0 | 0 | 0 | 0 | 12 | 1
NO |  | 56 | 2016 | 11 | 14 | 14 |  | JOHNSON | RINGLING | 230 | 230 | H | 8.88 | 0 | 1 | 2-1431 ACSR AZ | 0 | 0 | 0 | 0 | 0 | 0 | 0 | 0 | 0 | 0 | 0 | 0 | 0 | 0 | 0 | 0 | 0 | 0 | 0 | 0 | 0 | 0 | 0 | 12 | 1
NO |  | 56 | 2016 | 11 | 15 | 15 |  | JOHNSON | RINGLING | 230 | 230 | H | 0.8 | 0 | 2 | 2-1431 ACSR AZ | 0 | 0 | 0 | 0 | 0 | 0 | 0 | 0 | 0 | 0 | 0 | 0 | 0 | 0 | 0 | 0 | 0 | 0 | 0 | 0 | 0 | 0 | 0 | 12 | 1
NO |  | 56 | 2016 | 11 | 16 | 16 |  | JOHNSON | RINGLING | 230 | 230 | SP | 0.14 | 0 | 2 | 2-795 ACSR AW | 0 | 0 | 0 | 0 | 0 | 0 | 0 | 0 | 0 | 0 | 0 | 0 | 0 | 0 | 0 | 0 | 0 | 0 | 0 | 0 | 0 | 0 | 0 | 12 | 1
NO |  | 56 | 2016 | 11 | 17 | 17 |  | KEENTOWN | MANATEE | 230 | 230 | H | 16.06 | 0 | 1 | 1-1431 ACSR AZ | 0 | 0 | 0 | 0 | 0 | 0 | 0 | 0 | 0 | 0 | 0 | 0 | 0 | 0 | 0 | 0 | 0 | 0 | 0 | 0 | 0 | 0 | 0 | 12 | 1
NO |  | 56 | 2016 | 11 | 18 | 18 |  | KEENTOWN | MANATEE | 230 | 230 | SP | 3.27 | 0 | 1 | 1-1431 ACSR AZ | 0 | 0 | 0 | 0 | 0 | 0 | 0 | 0 | 0 | 0 | 0 | 0 | 0 | 0 | 0 | 0 | 0 | 0 | 0 | 0 | 0 | 0 | 0 | 12 | 1
NO |  | 56 | 2016 | 11 | 19 | 19 |  | KEENTOWN | SUNSHINE | 230 | 230 | H | 24.43 | 0 | 1 | 1-1431 ACSR AZ | 0 | 0 | 0 | 0 | 0 | 0 | 0 | 0 | 0 | 0 | 0 | 0 | 0 | 0 | 0 | 0 | 0 | 0 | 0 | 0 | 0 | 0 | 0 | 12 | 1
NO |  | 56 | 2016 | 11 | 20 | 20 |  | KEENTOWN | SUNSHINE | 230 | 230 | SP | 0.09 | 0 | 1 | 1-1431 ACSR AW | 0 | 0 | 0 | 0 | 0 | 0 | 0 | 0 | 0 | 0 | 0 | 0 | 0 | 0 | 0 | 0 | 0 | 0 | 0 | 0 | 0 | 0 | 0 | 12 | 1
NO |  | 56 | 2016 | 11 | 21 | 21 |  | KEENTOWN | SUNSHINE | 230 | 230 | SP | 0.61 | 6.52 | 2 | 1-1431 ACSR AW | 0 | 0 | 0 | 0 | 0 | 0 | 0 | 0 | 0 | 0 | 0 | 0 | 0 | 0 | 0 | 0 | 0 | 0 | 0 | 0 | 0 | 0 | 0 | 12 | 1
NO |  | 56 | 2016 | 11 | 22 | 22 |  | KIMBERLY | RANCH | 230 | 230 | H | 0.21 | 0 | 1 | 1-1431 ACSR AZ | 0 | 0 | 0 | 0 | 0 | 0 | 0 | 0 | 0 | 0 | 0 | 0 | 0 | 0 | 0 | 0 | 0 | 0 | 0 | 0 | 0 | 0 | 0 | 12 | 1
NO |  | 56 | 2016 | 11 | 23 | 23 |  | KIMBERLY | RANCH | 230 | 230 | H | 0 | 20.03 | 2 | 1-1431 ACSR AZ | 0 | 0 | 0 | 0 | 0 | 0 | 0 | 0 | 0 | 0 | 0 | 0 | 0 | 0 | 0 | 0 | 0 | 0 | 0 | 0 | 0 | 0 | 0 | 12 | 1
NO |  | 56 | 2016 | 11 | 24 | 24 |  | KIMBERLY | RANCH | 230 | 230 | SP | 0.2 | 0 | 1 | 1-1431 ACSR AZ | 0 | 0 | 0 | 0 | 0 | 0 | 0 | 0 | 0 | 0 | 0 | 0 | 0 | 0 | 0 | 0 | 0 | 0 | 0 | 0 | 0 | 0 | 0 | 12 | 1
NO |  | 56 | 2016 | 11 | 25 | 25 |  | KORONA | PUTNAM | 230 | 230 | H | 32.98 | 0 | 1 | 1-954 ACSR AZ | 0 | 0 | 0 | 0 | 0 | 0 | 0 | 0 | 0 | 0 | 0 | 0 | 0 | 0 | 0 | 0 | 0 | 0 | 0 | 0 | 0 | 0 | 0 | 12 | 1
NO |  | 56 | 2016 | 11 | 26 | 26 |  | KORONA | PUTNAM | 230 | 230 | SP | 0.04 | 0 | 1 | 1-1431 ACSR AW | 0 | 0 | 0 | 0 | 0 | 0 | 0 | 0 | 0 | 0 | 0 | 0 | 0 | 0 | 0 | 0 | 0 | 0 | 0 | 0 | 0 | 0 | 0 | 12 | 1
NO |  | 56 | 2016 | 11 | 27 | 27 |  | KORONA | PUTNAM | 230 | 230 | SP | 0.74 | 0 | 1 | 1-954 ACSR AZ | 0 | 0 | 0 | 0 | 0 | 0 | 0 | 0 | 0 | 0 | 0 | 0 | 0 | 0 | 0 | 0 | 0 | 0 | 0 | 0 | 0 | 0 | 0 | 12 | 1
NO |  | 56 | 2016 | 11 | 28 | 28 |  | KORONA | VOLUSIA | 230 | 230 | H | 16.22 | 0 | 1 | 1-954 ACSR AZ | 0 | 0 | 0 | 0 | 0 | 0 | 0 | 0 | 0 | 0 | 0 | 0 | 0 | 0 | 0 | 0 | 0 | 0 | 0 | 0 | 0 | 0 | 0 | 12 | 1
NO |  | 56 | 2016 | 11 | 29 | 29 |  | KORONA | VOLUSIA | 230 | 230 | SP | 0.05 | 0 | 1 | 1-1431 ACSR AW | 0 | 0 | 0 | 0 | 0 | 0 | 0 | 0 | 0 | 0 | 0 | 0 | 0 | 0 | 0 | 0 | 0 | 0 | 0 | 0 | 0 | 0 | 0 | 12 | 1
NO |  | 56 | 2016 | 11 | 30 | 30 |  | KORONA | VOLUSIA | 230 | 230 | SP | 0.09 | 0 | 1 | 1-954 ACSR AW | 0 | 0 | 0 | 0 | 0 | 0 | 0 | 0 | 0 | 0 | 0 | 0 | 0 | 0 | 0 | 0 | 0 | 0 | 0 | 0 | 0 | 0 | 0 | 12 | 1
NO |  | 56 | 2016 | 11 | 31 | 31 |  | KORONA | VOLUSIA | 230 | 230 | SP | 0.08 | 0.06 | 2 | 1-954 ACSR AW | 0 | 0 | 0 | 0 | 0 | 0 | 0 | 0 | 0 | 0 | 0 | 0 | 0 | 0 | 0 | 0 | 0 | 0 | 0 | 0 | 0 | 0 | 0 | 12 | 1
NO |  | 56 | 2016 | 11 | 32 | 32 |  | KORONA | VOLUSIA | 230 | 230 | SP | 0.12 | 0 | 1 | 1-954 ACSR AZ | 0 | 0 | 0 | 0 | 0 | 0 | 0 | 0 | 0 | 0 | 0 | 0 | 0 | 0 | 0 | 0 | 0 | 0 | 0 | 0 | 0 | 0 | 0 | 12 | 1
NO |  | 56 | 2016 | 11 | 33 | 33 |  | LAUDANIA | LAUDERDALE | 230 | 230 | H | 4.45 | 0 | 1 | 1-1431 ACSR AZ | 0 | 0 | 0 | 0 | 0 | 0 | 0 | 0 | 0 | 0 | 0 | 0 | 0 | 0 | 0 | 0 | 0 | 0 | 0 | 0 | 0 | 0 | 0 | 12 | 1
NO |  | 56 | 2016 | 11 | 34 | 34 |  | LAUDANIA | LAUDERDALE | 230 | 230 | H | 0.42 | 0 | 1 | 1-900 CU HT | 0 | 0 | 0 | 0 | 0 | 0 | 0 | 0 | 0 | 0 | 0 | 0 | 0 | 0 | 0 | 0 | 0 | 0 | 0 | 0 | 0 | 0 | 0 | 12 | 1
NO |  | 56 | 2016 | 11 | 35 | 35 |  | LAUDANIA | PORT EVERGLADES | 230 | 230 | H | 2.64 | 0 | 1 | 1-900 CU HT | 0 | 0 | 0 | 0 | 0 | 0 | 0 | 0 | 0 | 0 | 0 | 0 | 0 | 0 | 0 | 0 | 0 | 0 | 0 | 0 | 0 | 0 | 0 | 12 | 1
NO |  | 56 | 2016 | 12 | 1 | 1 |  | LAUDERDALE | MOTOROLA | 230 | 230 | H | 0.46 | 0 | 1 | 1-1431 ACSR AZ | 0 | 0 | 0 | 0 | 0 | 0 | 0 | 0 | 0 | 0 | 0 | 0 | 0 | 0 | 0 | 0 | 0 | 0 | 0 | 0 | 0 | 0 | 0 | 12 | 1
NO |  | 56 | 2016 | 12 | 2 | 2 |  | LAUDERDALE | MOTOROLA | 230 | 230 | SP | 0.12 | 0 | 1 | 1-1431 ACSR AW | 0 | 0 | 0 | 0 | 0 | 0 | 0 | 0 | 0 | 0 | 0 | 0 | 0 | 0 | 0 | 0 | 0 | 0 | 0 | 0 | 0 | 0 | 0 | 12 | 1
NO |  | 56 | 2016 | 12 | 3 | 3 |  | LAUDERDALE | MOTOROLA | 230 | 230 | SP | 7.74 | 0 | 1 | 1-1431 ACSR AZ | 0 | 0 | 0 | 0 | 0 | 0 | 0 | 0 | 0 | 0 | 0 | 0 | 0 | 0 | 0 | 0 | 0 | 0 | 0 | 0 | 0 | 0 | 0 | 12 | 1
NO |  | 56 | 2016 | 12 | 4 | 4 |  | LAUDERDALE | PINEWOOD | 230 | 230 | H | 19.63 | 0 | 1 | 1-1431 ACSR AZ | 0 | 0 | 0 | 0 | 0 | 0 | 0 | 0 | 0 | 0 | 0 | 0 | 0 | 0 | 0 | 0 | 0 | 0 | 0 | 0 | 0 | 0 | 0 | 12 | 1
NO |  | 56 | 2016 | 12 | 5 | 5 |  | LAUDERDALE | PINEWOOD | 230 | 230 | H | 1.02 | 0 | 2 | 1-1431 ACSR AZ | 0 | 0 | 0 | 0 | 0 | 0 | 0 | 0 | 0 | 0 | 0 | 0 | 0 | 0 | 0 | 0 | 0 | 0 | 0 | 0 | 0 | 0 | 0 | 12 | 1
NO |  | 56 | 2016 | 12 | 6 | 6 |  | LAUDERDALE | PINEWOOD | 230 | 230 | SP | 1.49 | 0 | 1 | 1-1431 ACSR AW | 0 | 0 | 0 | 0 | 0 | 0 | 0 | 0 | 0 | 0 | 0 | 0 | 0 | 0 | 0 | 0 | 0 | 0 | 0 | 0 | 0 | 0 | 0 | 12 | 1
NO |  | 56 | 2016 | 12 | 7 | 7 |  | LAUDERDALE | PINEWOOD | 230 | 230 | SP | 0 | 1.45 | 2 | 1-1431 ACSR AW | 0 | 0 | 0 | 0 | 0 | 0 | 0 | 0 | 0 | 0 | 0 | 0 | 0 | 0 | 0 | 0 | 0 | 0 | 0 | 0 | 0 | 0 | 0 | 12 | 1
NO |  | 56 | 2016 | 12 | 8 | 8 |  | LAUDERDALE | PINEWOOD | 230 | 230 | SP | 4.29 | 0 | 1 | 1-1431 ACSR AZ | 0 | 0 | 0 | 0 | 0 | 0 | 0 | 0 | 0 | 0 | 0 | 0 | 0 | 0 | 0 | 0 | 0 | 0 | 0 | 0 | 0 | 0 | 0 | 12 | 1
NO |  | 56 | 2016 | 12 | 9 | 9 |  | LAUDERDALE | PORT EVERGLADES 1 | 230 | 230 | H | 4.45 | 0 | 1 | 1-1431 ACSR AZ | 0 | 0 | 0 | 0 | 0 | 0 | 0 | 0 | 0 | 0 | 0 | 0 | 0 | 0 | 0 | 0 | 0 | 0 | 0 | 0 | 0 | 0 | 0 | 12 | 1
NO |  | 56 | 2016 | 12 | 10 | 10 |  | LAUDERDALE | PORT EVERGLADES 1 | 230 | 230 | H | 3.05 | 0 | 1 | 1-900 CU HT | 0 | 0 | 0 | 0 | 0 | 0 | 0 | 0 | 0 | 0 | 0 | 0 | 0 | 0 | 0 | 0 | 0 | 0 | 0 | 0 | 0 | 0 | 0 | 12 | 1
NO |  | 56 | 2016 | 12 | 11 | 11 |  | LAURELWOOD | MYAKKA | 230 | 230 | SP | 0.08 | 0 | 1 | 1-1431 ACSR AW | 0 | 0 | 0 | 0 | 0 | 0 | 0 | 0 | 0 | 0 | 0 | 0 | 0 | 0 | 0 | 0 | 0 | 0 | 0 | 0 | 0 | 0 | 0 | 12 | 1
NO |  | 56 | 2016 | 12 | 12 | 12 |  | LAURELWOOD | MYAKKA | 230 | 230 | SP | 16.75 | 0 | 1 | 1-1431 ACSR AZ | 0 | 0 | 0 | 0 | 0 | 0 | 0 | 0 | 0 | 0 | 0 | 0 | 0 | 0 | 0 | 0 | 0 | 0 | 0 | 0 | 0 | 0 | 0 | 12 | 1
NO |  | 56 | 2016 | 12 | 13 | 13 |  | LAURELWOOD | PEACHLAND | 230 | 230 | SP | 0.42 | 0 | 1 | 1-1431 ACSR AW | 0 | 0 | 0 | 0 | 0 | 0 | 0 | 0 | 0 | 0 | 0 | 0 | 0 | 0 | 0 | 0 | 0 | 0 | 0 | 0 | 0 | 0 | 0 | 12 | 1
NO |  | 56 | 2016 | 12 | 14 | 14 |  | LAURELWOOD | PEACHLAND | 230 | 230 | SP | 4.17 | 0 | 2 | 1-1431 ACSR AW | 0 | 0 | 0 | 0 | 0 | 0 | 0 | 0 | 0 | 0 | 0 | 0 | 0 | 0 | 0 | 0 | 0 | 0 | 0 | 0 | 0 | 0 | 0 | 12 | 1
NO |  | 56 | 2016 | 12 | 15 | 15 |  | LAURELWOOD | PEACHLAND | 230 | 230 | SP | 21.34 | 0 | 1 | 1-1431 ACSR AZ | 0 | 0 | 0 | 0 | 0 | 0 | 0 | 0 | 0 | 0 | 0 | 0 | 0 | 0 | 0 | 0 | 0 | 0 | 0 | 0 | 0 | 0 | 0 | 12 | 1
NO |  | 56 | 2016 | 12 | 16 | 16 |  | LAURELWOOD | RINGLING 1 | 230 | 230 | H | 20.99 | 0 | 1 | 1-1431 ACSR AZ | 0 | 0 | 0 | 0 | 0 | 0 | 0 | 0 | 0 | 0 | 0 | 0 | 0 | 0 | 0 | 0 | 0 | 0 | 0 | 0 | 0 | 0 | 0 | 12 | 1
NO |  | 56 | 2016 | 12 | 17 | 17 |  | LAURELWOOD | RINGLING 1 | 230 | 230 | SP | 0.06 | 0 | 1 | 1-1431 ACSR AZ | 0 | 0 | 0 | 0 | 0 | 0 | 0 | 0 | 0 | 0 | 0 | 0 | 0 | 0 | 0 | 0 | 0 | 0 | 0 | 0 | 0 | 0 | 0 | 12 | 1
NO |  | 56 | 2016 | 12 | 18 | 18 |  | LEE | SADDLEWOOD | 230 | 230 | H | 3.18 | 0 | 1 | 1-2156 ACSR | 0 | 0 | 0 | 0 | 0 | 0 | 0 | 0 | 0 | 0 | 0 | 0 | 0 | 0 | 0 | 0 | 0 | 0 | 0 | 0 | 0 | 0 | 0 | 12 | 1
NO |  | 56 | 2016 | 12 | 19 | 19 |  | LEE | SADDLEWOOD | 230 | 230 | SP | 8.73 | 0 | 2 | 1-2156 ACSS TW | 0 | 0 | 0 | 0 | 0 | 0 | 0 | 0 | 0 | 0 | 0 | 0 | 0 | 0 | 0 | 0 | 0 | 0 | 0 | 0 | 0 | 0 | 0 | 12 | 1
NO |  | 56 | 2016 | 12 | 20 | 20 |  | LEVEE | TURKEY POINT | 230 | 230 | H | 1.18 | 0 | 1 | 1-1431 ACSR AZ | 0 | 0 | 0 | 0 | 0 | 0 | 0 | 0 | 0 | 0 | 0 | 0 | 0 | 0 | 0 | 0 | 0 | 0 | 0 | 0 | 0 | 0 | 0 | 12 | 1
NO |  | 56 | 2016 | 12 | 21 | 21 |  | LEVEE | TURKEY POINT | 230 | 230 | H | 12.53 | 0 | 2 | 1-1431 ACSR AZ | 0 | 0 | 0 | 0 | 0 | 0 | 0 | 0 | 0 | 0 | 0 | 0 | 0 | 0 | 0 | 0 | 0 | 0 | 0 | 0 | 0 | 0 | 0 | 12 | 1
NO |  | 56 | 2016 | 12 | 22 | 22 |  | LEVEE | TURKEY POINT | 230 | 230 | H | 18.28 | 0 | 2 | 1-1691 AAAC | 0 | 0 | 0 | 0 | 0 | 0 | 0 | 0 | 0 | 0 | 0 | 0 | 0 | 0 | 0 | 0 | 0 | 0 | 0 | 0 | 0 | 0 | 0 | 12 | 1
NO |  | 56 | 2016 | 12 | 23 | 23 |  | LEVEE | TURKEY POINT | 230 | 230 | SP | 0.1 | 0 | 1 | 1-1431 ACSR AZ | 0 | 0 | 0 | 0 | 0 | 0 | 0 | 0 | 0 | 0 | 0 | 0 | 0 | 0 | 0 | 0 | 0 | 0 | 0 | 0 | 0 | 0 | 0 | 12 | 1
NO |  | 56 | 2016 | 12 | 24 | 24 |  | LINDGREN | PENNSUCO | 230 | 230 | H | 3.16 | 0 | 1 | 1-1431 ACSR AZ | 0 | 0 | 0 | 0 | 0 | 0 | 0 | 0 | 0 | 0 | 0 | 0 | 0 | 0 | 0 | 0 | 0 | 0 | 0 | 0 | 0 | 0 | 0 | 12 | 1
NO |  | 56 | 2016 | 12 | 25 | 25 |  | LINDGREN | PENNSUCO | 230 | 230 | H | 0 | 12.53 | 2 | 1-1431 ACSR AZ | 0 | 0 | 0 | 0 | 0 | 0 | 0 | 0 | 0 | 0 | 0 | 0 | 0 | 0 | 0 | 0 | 0 | 0 | 0 | 0 | 0 | 0 | 0 | 12 | 1
NO |  | 56 | 2016 | 12 | 26 | 26 |  | LINDGREN | PENNSUCO | 230 | 230 | SP | 0.01 | 0 | 1 | 1-1431 ACSR AW | 0 | 0 | 0 | 0 | 0 | 0 | 0 | 0 | 0 | 0 | 0 | 0 | 0 | 0 | 0 | 0 | 0 | 0 | 0 | 0 | 0 | 0 | 0 | 12 | 1
NO |  | 56 | 2016 | 12 | 27 | 27 |  | LINDGREN | TURKEY POINT | 230 | 230 | H | 0.06 | 0 | 1 | 1-1431 ACSR AZ | 0 | 0 | 0 | 0 | 0 | 0 | 0 | 0 | 0 | 0 | 0 | 0 | 0 | 0 | 0 | 0 | 0 | 0 | 0 | 0 | 0 | 0 | 0 | 12 | 1
NO |  | 56 | 2016 | 12 | 28 | 28 |  | LINDGREN | TURKEY POINT | 230 | 230 | H | 0 | 4.24 | 2 | 1-1431 ACSR AZ | 0 | 0 | 0 | 0 | 0 | 0 | 0 | 0 | 0 | 0 | 0 | 0 | 0 | 0 | 0 | 0 | 0 | 0 | 0 | 0 | 0 | 0 | 0 | 12 | 1
NO |  | 56 | 2016 | 12 | 29 | 29 |  | LINDGREN | TURKEY POINT | 230 | 230 | H | 0 | 18.29 | 2 | 1-1691 AAAC | 0 | 0 | 0 | 0 | 0 | 0 | 0 | 0 | 0 | 0 | 0 | 0 | 0 | 0 | 0 | 0 | 0 | 0 | 0 | 0 | 0 | 0 | 0 | 12 | 1
NO |  | 56 | 2016 | 12 | 30 | 30 |  | MAGNOLIA | SANFORD PLANT | 230 | 230 | H | 26.21 | 0 | 1 | 1-954 ACSR AZ | 0 | 0 | 0 | 0 | 0 | 0 | 0 | 0 | 0 | 0 | 0 | 0 | 0 | 0 | 0 | 0 | 0 | 0 | 0 | 0 | 0 | 0 | 0 | 12 | 1
NO |  | 56 | 2016 | 12 | 31 | 31 |  | MAGNOLIA | SANFORD PLANT | 230 | 230 | H | 0.42 | 0 | 2 | 1-954 ACSR AZ | 0 | 0 | 0 | 0 | 0 | 0 | 0 | 0 | 0 | 0 | 0 | 0 | 0 | 0 | 0 | 0 | 0 | 0 | 0 | 0 | 0 | 0 | 0 | 12 | 1
NO |  | 56 | 2016 | 12 | 32 | 32 |  | MAGNOLIA | SANFORD PLANT | 230 | 230 | SP | 0.5 | 0 | 1 | 1-1431 ACSR AW | 0 | 0 | 0 | 0 | 0 | 0 | 0 | 0 | 0 | 0 | 0 | 0 | 0 | 0 | 0 | 0 | 0 | 0 | 0 | 0 | 0 | 0 | 0 | 12 | 1
NO |  | 56 | 2016 | 12 | 33 | 33 |  | MAGNOLIA | SANFORD PLANT | 230 | 230 | SP | 5.4 | 0 | 2 | 1-1431 ACSR AW | 0 | 0 | 0 | 0 | 0 | 0 | 0 | 0 | 0 | 0 | 0 | 0 | 0 | 0 | 0 | 0 | 0 | 0 | 0 | 0 | 0 | 0 | 0 | 12 | 1
NO |  | 56 | 2016 | 12 | 34 | 34 |  | MAGNOLIA | SANFORD PLANT | 230 | 230 | SP | 0.3 | 0 | 1 | 1-954 ACSR AW | 0 | 0 | 0 | 0 | 0 | 0 | 0 | 0 | 0 | 0 | 0 | 0 | 0 | 0 | 0 | 0 | 0 | 0 | 0 | 0 | 0 | 0 | 0 | 12 | 1
NO |  | 56 | 2016 | 12 | 35 | 35 |  | MAGNOLIA | SANFORD PLANT | 230 | 230 | SP | 0.57 | 0 | 1 | 1-954 ACSR AZ | 0 | 0 | 0 | 0 | 0 | 0 | 0 | 0 | 0 | 0 | 0 | 0 | 0 | 0 | 0 | 0 | 0 | 0 | 0 | 0 | 0 | 0 | 0 | 12 | 1
NO |  | 56 | 2016 | 13 | 1 | 1 |  | MAGNOLIA | VOLUSIA | 230 | 230 | H | 5.72 | 0 | 1 | 1-954 ACSR AZ | 0 | 0 | 0 | 0 | 0 | 0 | 0 | 0 | 0 | 0 | 0 | 0 | 0 | 0 | 0 | 0 | 0 | 0 | 0 | 0 | 0 | 0 | 0 | 12 | 1
NO |  | 56 | 2016 | 13 | 2 | 2 |  | MAGNOLIA | VOLUSIA | 230 | 230 | SP | 0.52 | 0 | 1 | 1-1431 ACSR AW | 0 | 0 | 0 | 0 | 0 | 0 | 0 | 0 | 0 | 0 | 0 | 0 | 0 | 0 | 0 | 0 | 0 | 0 | 0 | 0 | 0 | 0 | 0 | 12 | 1
NO |  | 56 | 2016 | 13 | 3 | 3 |  | MAGNOLIA | VOLUSIA | 230 | 230 | SP | 0 | 5.4 | 2 | 1-1431 ACSR AW | 0 | 0 | 0 | 0 | 0 | 0 | 0 | 0 | 0 | 0 | 0 | 0 | 0 | 0 | 0 | 0 | 0 | 0 | 0 | 0 | 0 | 0 | 0 | 12 | 1
NO |  | 56 | 2016 | 13 | 4 | 4 |  | MALABAR | MIDWAY | 230 | 230 | H | 49.51 | 0 | 1 | 1-795 ACSR AZ | 0 | 0 | 0 | 0 | 0 | 0 | 0 | 0 | 0 | 0 | 0 | 0 | 0 | 0 | 0 | 0 | 0 | 0 | 0 | 0 | 0 | 0 | 0 | 12 | 1
NO |  | 56 | 2016 | 13 | 5 | 5 |  | MALABAR | MIDWAY | 230 | 230 | SP | 0.15 | 0 | 1 | 1-1431 ACSR AW | 0 | 0 | 0 | 0 | 0 | 0 | 0 | 0 | 0 | 0 | 0 | 0 | 0 | 0 | 0 | 0 | 0 | 0 | 0 | 0 | 0 | 0 | 0 | 12 | 1
NO |  | 56 | 2016 | 13 | 6 | 6 |  | MALABAR | MIDWAY | 230 | 230 | SP | 0.04 | 0 | 1 | 1-795 ACSR AW | 0 | 0 | 0 | 0 | 0 | 0 | 0 | 0 | 0 | 0 | 0 | 0 | 0 | 0 | 0 | 0 | 0 | 0 | 0 | 0 | 0 | 0 | 0 | 12 | 1
NO |  | 56 | 2016 | 13 | 7 | 7 |  | MALABAR | MIDWAY | 230 | 230 | SP | 4.89 | 0 | 1 | 1-795 ACSR AZ | 0 | 0 | 0 | 0 | 0 | 0 | 0 | 0 | 0 | 0 | 0 | 0 | 0 | 0 | 0 | 0 | 0 | 0 | 0 | 0 | 0 | 0 | 0 | 12 | 1
NO |  | 56 | 2016 | 13 | 8 | 8 |  | MANATEE | BIG BEND (TEC) 1 | 230 | 230 | H | 10.07 | 0 | 1 | 2-795 ACSR AZ | 0 | 0 | 0 | 0 | 0 | 0 | 0 | 0 | 0 | 0 | 0 | 0 | 0 | 0 | 0 | 0 | 0 | 0 | 0 | 0 | 0 | 0 | 0 | 12 | 1
NO |  | 56 | 2016 | 13 | 9 | 9 |  | MANATEE | BIG BEND (TEC) 2 | 230 | 230 | H | 0 | 0 | 1 | 2-795 ACSR AZ | 0 | 0 | 0 | 0 | 0 | 0 | 0 | 0 | 0 | 0 | 0 | 0 | 0 | 0 | 0 | 0 | 0 | 0 | 0 | 0 | 0 | 0 | 0 | 12 | 1
NO |  | 56 | 2016 | 13 | 10 | 10 |  | MANATEE | BIG BEND (TEC) 2 | 230 | 230 | SP | 0.12 | 0 | 2 | 2-1431 ACSR AZ | 0 | 0 | 0 | 0 | 0 | 0 | 0 | 0 | 0 | 0 | 0 | 0 | 0 | 0 | 0 | 0 | 0 | 0 | 0 | 0 | 0 | 0 | 0 | 12 | 1
NO |  | 56 | 2016 | 13 | 11 | 11 |  | MANATEE | BIG BEND (TEC) 2 | 230 | 230 | SP | 9.93 | 0 | 2 | 2-795 ACSR AZ | 0 | 0 | 0 | 0 | 0 | 0 | 0 | 0 | 0 | 0 | 0 | 0 | 0 | 0 | 0 | 0 | 0 | 0 | 0 | 0 | 0 | 0 | 0 | 12 | 1
NO |  | 56 | 2016 | 13 | 12 | 12 |  | MANATEE | RINGLING 2 | 230 | 230 | H | 24.27 | 0 | 1 | 2-1431 ACSR AZ | 0 | 0 | 0 | 0 | 0 | 0 | 0 | 0 | 0 | 0 | 0 | 0 | 0 | 0 | 0 | 0 | 0 | 0 | 0 | 0 | 0 | 0 | 0 | 12 | 1
NO |  | 56 | 2016 | 13 | 13 | 13 |  | MANATEE | RINGLING 2 | 230 | 230 | H | 0 | 1.5 | 2 | 2-1431 ACSR AZ | 0 | 0 | 0 | 0 | 0 | 0 | 0 | 0 | 0 | 0 | 0 | 0 | 0 | 0 | 0 | 0 | 0 | 0 | 0 | 0 | 0 | 0 | 0 | 12 | 1
NO |  | 56 | 2016 | 13 | 14 | 14 |  | MANATEE | RINGLING 2 | 230 | 230 | SP | 0.3 | 0 | 1 | 2-1431 ACSR AW | 0 | 0 | 0 | 0 | 0 | 0 | 0 | 0 | 0 | 0 | 0 | 0 | 0 | 0 | 0 | 0 | 0 | 0 | 0 | 0 | 0 | 0 | 0 | 12 | 1
NO |  | 56 | 2016 | 13 | 15 | 15 |  | MANATEE | RINGLING 3 | 230 | 230 | H | 1.65 | 0 | 1 | 2-1431 ACSR AZ | 0 | 0 | 0 | 0 | 0 | 0 | 0 | 0 | 0 | 0 | 0 | 0 | 0 | 0 | 0 | 0 | 0 | 0 | 0 | 0 | 0 | 0 | 0 | 12 | 1
NO |  | 56 | 2016 | 13 | 16 | 16 |  | MANATEE | RINGLING 3 | 230 | 230 | SP | 24.1 | 0 | 1 | 2-1431 ACSR AZ | 0 | 0 | 0 | 0 | 0 | 0 | 0 | 0 | 0 | 0 | 0 | 0 | 0 | 0 | 0 | 0 | 0 | 0 | 0 | 0 | 0 | 0 | 0 | 12 | 1
NO |  | 56 | 2016 | 13 | 17 | 17 |  | MANATEE | SR-70 | 230 | 230 | SP | 17.37 | 0 | 1 | 2-954 ACSR AW | 0 | 0 | 0 | 0 | 0 | 0 | 0 | 0 | 0 | 0 | 0 | 0 | 0 | 0 | 0 | 0 | 0 | 0 | 0 | 0 | 0 | 0 | 0 | 12 | 1
NO |  | 56 | 2016 | 13 | 18 | 18 |  | MARTIN | SHERMAN | 230 | 230 | H | 4.32 | 0 | 1 | 1-954 ACSR AZ | 0 | 0 | 0 | 0 | 0 | 0 | 0 | 0 | 0 | 0 | 0 | 0 | 0 | 0 | 0 | 0 | 0 | 0 | 0 | 0 | 0 | 0 | 0 | 12 | 1
NO |  | 56 | 2016 | 13 | 19 | 19 |  | MARTIN | SHERMAN | 230 | 230 | SP | 16.22 | 0 | 1 | 1-954 ACSR AZ | 0 | 0 | 0 | 0 | 0 | 0 | 0 | 0 | 0 | 0 | 0 | 0 | 0 | 0 | 0 | 0 | 0 | 0 | 0 | 0 | 0 | 0 | 0 | 12 | 1
NO |  | 56 | 2016 | 13 | 20 | 20 |  | MARTIN | WARFIELD | 230 | 230 | SP | 3.35 | 0 | 1 | 2-795 ACSR AW | 0 | 0 | 0 | 0 | 0 | 0 | 0 | 0 | 0 | 0 | 0 | 0 | 0 | 0 | 0 | 0 | 0 | 0 | 0 | 0 | 0 | 0 | 0 | 12 | 1
NO |  | 56 | 2016 | 13 | 21 | 21 |  | MARTIN | WARFIELD | 230 | 230 | SP | 0 | 0.03 | 2 | 2-795 ACSR AW | 0 | 0 | 0 | 0 | 0 | 0 | 0 | 0 | 0 | 0 | 0 | 0 | 0 | 0 | 0 | 0 | 0 | 0 | 0 | 0 | 0 | 0 | 0 | 12 | 1
NO |  | 56 | 2016 | 13 | 22 | 22 |  | MIDWAY | RALLS | 230 | 230 | SP | 2.9 | 0 | 1 | 1-1431 ACSR AW | 0 | 0 | 0 | 0 | 0 | 0 | 0 | 0 | 0 | 0 | 0 | 0 | 0 | 0 | 0 | 0 | 0 | 0 | 0 | 0 | 0 | 0 | 0 | 12 | 1
NO |  | 56 | 2016 | 13 | 23 | 23 |  | MIDWAY | ST LUCIE 1 | 230 | 230 | H | 1.98 | 0 | 1 | 1-3400 ACSR AW | 0 | 0 | 0 | 0 | 0 | 0 | 0 | 0 | 0 | 0 | 0 | 0 | 0 | 0 | 0 | 0 | 0 | 0 | 0 | 0 | 0 | 0 | 0 | 12 | 1
NO |  | 56 | 2016 | 13 | 24 | 24 |  | MIDWAY | ST LUCIE 1 | 230 | 230 | H | 9.7 | 0 | 1 | 2-1691 AAAC | 0 | 0 | 0 | 0 | 0 | 0 | 0 | 0 | 0 | 0 | 0 | 0 | 0 | 0 | 0 | 0 | 0 | 0 | 0 | 0 | 0 | 0 | 0 | 12 | 1
NO |  | 56 | 2016 | 13 | 25 | 25 |  | MIDWAY | ST LUCIE 2 | 230 | 230 | H | 2.11 | 0 | 1 | 1-3400 ACSR AW | 0 | 0 | 0 | 0 | 0 | 0 | 0 | 0 | 0 | 0 | 0 | 0 | 0 | 0 | 0 | 0 | 0 | 0 | 0 | 0 | 0 | 0 | 0 | 12 | 1
NO |  | 56 | 2016 | 13 | 26 | 26 |  | MIDWAY | ST LUCIE 2 | 230 | 230 | H | 9.66 | 0 | 1 | 2-1691 AAAC | 0 | 0 | 0 | 0 | 0 | 0 | 0 | 0 | 0 | 0 | 0 | 0 | 0 | 0 | 0 | 0 | 0 | 0 | 0 | 0 | 0 | 0 | 0 | 12 | 1
NO |  | 56 | 2016 | 13 | 27 | 27 |  | MIDWAY | TREASURE 1 | 230 | 230 | SP | 1.57 | 0 | 1 | 2-795 ACSR AZ | 0 | 0 | 0 | 0 | 0 | 0 | 0 | 0 | 0 | 0 | 0 | 0 | 0 | 0 | 0 | 0 | 0 | 0 | 0 | 0 | 0 | 0 | 0 | 12 | 1
NO |  | 56 | 2016 | 13 | 28 | 28 |  | MIDWAY | TREASURE 1 | 230 | 230 | SP | 1.74 | 0 | 1 | 2-954 ACSR AW | 0 | 0 | 0 | 0 | 0 | 0 | 0 | 0 | 0 | 0 | 0 | 0 | 0 | 0 | 0 | 0 | 0 | 0 | 0 | 0 | 0 | 0 | 0 | 12 | 1
NO |  | 56 | 2016 | 13 | 29 | 29 |  | MIDWAY | TREASURE 2 | 230 | 230 | H | 1.52 | 0 | 1 | 1-1431 ACSR AZ | 0 | 0 | 0 | 0 | 0 | 0 | 0 | 0 | 0 | 0 | 0 | 0 | 0 | 0 | 0 | 0 | 0 | 0 | 0 | 0 | 0 | 0 | 0 | 12 | 1
NO |  | 56 | 2016 | 13 | 30 | 30 |  | MIDWAY | TREASURE 2 | 230 | 230 | SP | 1.74 | 0 | 1 | 1-1431 ACSR AW | 0 | 0 | 0 | 0 | 0 | 0 | 0 | 0 | 0 | 0 | 0 | 0 | 0 | 0 | 0 | 0 | 0 | 0 | 0 | 0 | 0 | 0 | 0 | 12 | 1
NO |  | 56 | 2016 | 13 | 31 | 31 |  | MILLCREEK | SAMPSON (JBH) | 230 | 230 | H | 5.09 | 0 | 1 | 1-954 ACSR AZ | 0 | 0 | 0 | 0 | 0 | 0 | 0 | 0 | 0 | 0 | 0 | 0 | 0 | 0 | 0 | 0 | 0 | 0 | 0 | 0 | 0 | 0 | 0 | 12 | 1
NO |  | 56 | 2016 | 13 | 32 | 32 |  | MILLCREEK | SAMPSON (JBH) | 230 | 230 | SP | 0.08 | 0 | 1 | 1-954 ACSR AW | 0 | 0 | 0 | 0 | 0 | 0 | 0 | 0 | 0 | 0 | 0 | 0 | 0 | 0 | 0 | 0 | 0 | 0 | 0 | 0 | 0 | 0 | 0 | 12 | 1
NO |  | 56 | 2016 | 13 | 33 | 33 |  | MILLCREEK | TOCOI | 230 | 230 | H | 0.06 | 0 | 1 | 1-954 ACSR AW | 0 | 0 | 0 | 0 | 0 | 0 | 0 | 0 | 0 | 0 | 0 | 0 | 0 | 0 | 0 | 0 | 0 | 0 | 0 | 0 | 0 | 0 | 0 | 12 | 1
NO |  | 56 | 2016 | 13 | 34 | 34 |  | MILLCREEK | TOCOI | 230 | 230 | H | 7.99 | 0 | 1 | 1-954 ACSR AZ | 0 | 0 | 0 | 0 | 0 | 0 | 0 | 0 | 0 | 0 | 0 | 0 | 0 | 0 | 0 | 0 | 0 | 0 | 0 | 0 | 0 | 0 | 0 | 12 | 1
NO |  | 56 | 2016 | 13 | 35 | 35 |  | MILLCREEK | TOCOI | 230 | 230 | SP | 0.09 | 0 | 1 | 1-954 ACSR AW | 0 | 0 | 0 | 0 | 0 | 0 | 0 | 0 | 0 | 0 | 0 | 0 | 0 | 0 | 0 | 0 | 0 | 0 | 0 | 0 | 0 | 0 | 0 | 12 | 1
NO |  | 56 | 2016 | 14 | 1 | 1 |  | NORRIS | VOLUSIA | 230 | 230 | H | 40.72 | 0 | 1 | 1-954 ACSR AZ | 0 | 0 | 0 | 0 | 0 | 0 | 0 | 0 | 0 | 0 | 0 | 0 | 0 | 0 | 0 | 0 | 0 | 0 | 0 | 0 | 0 | 0 | 0 | 12 | 1
NO |  | 56 | 2016 | 14 | 2 | 2 |  | NORRIS | VOLUSIA | 230 | 230 | SP | 0.15 | 0 | 1 | 1-1431 ACSR AW | 0 | 0 | 0 | 0 | 0 | 0 | 0 | 0 | 0 | 0 | 0 | 0 | 0 | 0 | 0 | 0 | 0 | 0 | 0 | 0 | 0 | 0 | 0 | 12 | 1
NO |  | 56 | 2016 | 14 | 3 | 3 |  | NORRIS | VOLUSIA | 230 | 230 | SP | 0.13 | 0 | 1 | 1-954 ACSR AZ | 0 | 0 | 0 | 0 | 0 | 0 | 0 | 0 | 0 | 0 | 0 | 0 | 0 | 0 | 0 | 0 | 0 | 0 | 0 | 0 | 0 | 0 | 0 | 12 | 1
NO |  | 56 | 2016 | 14 | 4 | 4 |  | ORANGE RIVER | TERRY | 230 | 230 | H | 7.67 | 0 | 1 | 1-1431 ACSR AZ | 0 | 0 | 0 | 0 | 0 | 0 | 0 | 0 | 0 | 0 | 0 | 0 | 0 | 0 | 0 | 0 | 0 | 0 | 0 | 0 | 0 | 0 | 0 | 12 | 1
NO |  | 56 | 2016 | 14 | 5 | 5 |  | ORANGE RIVER | TERRY | 230 | 230 | H | 15.36 | 1.08 | 2 | 1-1431 ACSR AZ | 0 | 0 | 0 | 0 | 0 | 0 | 0 | 0 | 0 | 0 | 0 | 0 | 0 | 0 | 0 | 0 | 0 | 0 | 0 | 0 | 0 | 0 | 0 | 12 | 1
NO |  | 56 | 2016 | 14 | 6 | 6 |  | ORANGE RIVER | TERRY | 230 | 230 | SP | 0.12 | 0 | 1 | 1-1431 ACSR AW | 0 | 0 | 0 | 0 | 0 | 0 | 0 | 0 | 0 | 0 | 0 | 0 | 0 | 0 | 0 | 0 | 0 | 0 | 0 | 0 | 0 | 0 | 0 | 12 | 1
NO |  | 56 | 2016 | 14 | 7 | 7 |  | ORANGE RIVER | TERRY | 230 | 230 | SP | 0.05 | 0 | 1 | 1-1431 ACSR AZ | 0 | 0 | 0 | 0 | 0 | 0 | 0 | 0 | 0 | 0 | 0 | 0 | 0 | 0 | 0 | 0 | 0 | 0 | 0 | 0 | 0 | 0 | 0 | 12 | 1
NO |  | 56 | 2016 | 14 | 8 | 8 |  | ORANGE RIVER | WHIDDEN | 230 | 230 | SP | 33.62 | 0 | 1 | 2-954 ACSR AW | 0 | 0 | 0 | 0 | 0 | 0 | 0 | 0 | 0 | 0 | 0 | 0 | 0 | 0 | 0 | 0 | 0 | 0 | 0 | 0 | 0 | 0 | 0 | 12 | 1
NO |  | 56 | 2016 | 14 | 9 | 9 |  | ORANGE RIVER | WHIDDEN | 230 | 230 | SP | 0 | 19.15 | 2 | 2-954 ACSR AW | 0 | 0 | 0 | 0 | 0 | 0 | 0 | 0 | 0 | 0 | 0 | 0 | 0 | 0 | 0 | 0 | 0 | 0 | 0 | 0 | 0 | 0 | 0 | 12 | 1
NO |  | 56 | 2016 | 14 | 10 | 10 |  | OSTEEN | SANFORD PLANT | 230 | 230 | H | 8.2 | 0 | 1 | 1-795 ACSR AZ | 0 | 0 | 0 | 0 | 0 | 0 | 0 | 0 | 0 | 0 | 0 | 0 | 0 | 0 | 0 | 0 | 0 | 0 | 0 | 0 | 0 | 0 | 0 | 12 | 1
NO |  | 56 | 2016 | 14 | 11 | 11 |  | OSTEEN | SANFORD PLANT | 230 | 230 | SP | 4.4 | 0 | 1 | 1-1431 ACSR AW | 0 | 0 | 0 | 0 | 0 | 0 | 0 | 0 | 0 | 0 | 0 | 0 | 0 | 0 | 0 | 0 | 0 | 0 | 0 | 0 | 0 | 0 | 0 | 12 | 1
NO |  | 56 | 2016 | 14 | 12 | 12 |  | OSTEEN | SANFORD PLANT | 230 | 230 | SP | 1.06 | 0 | 2 | 1-1431 ACSR AW | 0 | 0 | 0 | 0 | 0 | 0 | 0 | 0 | 0 | 0 | 0 | 0 | 0 | 0 | 0 | 0 | 0 | 0 | 0 | 0 | 0 | 0 | 0 | 12 | 1
NO |  | 56 | 2016 | 14 | 13 | 13 |  | OSTEEN | SANFORD PLANT | 230 | 230 | SP | 0.07 | 0 | 1 | 1-795 ACSR AW | 0 | 0 | 0 | 0 | 0 | 0 | 0 | 0 | 0 | 0 | 0 | 0 | 0 | 0 | 0 | 0 | 0 | 0 | 0 | 0 | 0 | 0 | 0 | 12 | 1
NO |  | 56 | 2016 | 14 | 14 | 14 |  | OSTEEN | SANFORD PLANT | 230 | 230 | SP | 6.03 | 0 | 1 | 1-795 ACSR AZ | 0 | 0 | 0 | 0 | 0 | 0 | 0 | 0 | 0 | 0 | 0 | 0 | 0 | 0 | 0 | 0 | 0 | 0 | 0 | 0 | 0 | 0 | 0 | 12 | 1
NO |  | 56 | 2016 | 14 | 15 | 15 |  | OSTEEN | SANFORD PLANT | 230 | 230 | SP | 0.31 | 0 | 1 | 1-954 ACSR AW | 0 | 0 | 0 | 0 | 0 | 0 | 0 | 0 | 0 | 0 | 0 | 0 | 0 | 0 | 0 | 0 | 0 | 0 | 0 | 0 | 0 | 0 | 0 | 12 | 1
NO |  | 56 | 2016 | 14 | 16 | 16 |  | OSTEEN | VOLUSIA | 230 | 230 | H | 20.25 | 0 | 1 | 1-795 ACSR AZ | 0 | 0 | 0 | 0 | 0 | 0 | 0 | 0 | 0 | 0 | 0 | 0 | 0 | 0 | 0 | 0 | 0 | 0 | 0 | 0 | 0 | 0 | 0 | 12 | 1
NO |  | 56 | 2016 | 14 | 17 | 17 |  | OSTEEN | VOLUSIA | 230 | 230 | SP | 8.69 | 0 | 1 | 1-1431 ACSR AW | 0 | 0 | 0 | 0 | 0 | 0 | 0 | 0 | 0 | 0 | 0 | 0 | 0 | 0 | 0 | 0 | 0 | 0 | 0 | 0 | 0 | 0 | 0 | 12 | 1
NO |  | 56 | 2016 | 14 | 18 | 18 |  | OSTEEN | VOLUSIA | 230 | 230 | SP | 0 | 1.05 | 2 | 1-1431 ACSR AW | 0 | 0 | 0 | 0 | 0 | 0 | 0 | 0 | 0 | 0 | 0 | 0 | 0 | 0 | 0 | 0 | 0 | 0 | 0 | 0 | 0 | 0 | 0 | 12 | 1
NO |  | 56 | 2016 | 14 | 19 | 19 |  | OSTEEN | VOLUSIA | 230 | 230 | SP | 1.78 | 0 | 1 | 1-954 ACSR AW | 0 | 0 | 0 | 0 | 0 | 0 | 0 | 0 | 0 | 0 | 0 | 0 | 0 | 0 | 0 | 0 | 0 | 0 | 0 | 0 | 0 | 0 | 0 | 12 | 1
NO |  | 56 | 2016 | 14 | 20 | 20 |  | PENNSUCO | DORAL (RRDC) | 230 | 230 | H | 2.74 | 0 | 1 | 1-1431 ACSR AZ | 0 | 0 | 0 | 0 | 0 | 0 | 0 | 0 | 0 | 0 | 0 | 0 | 0 | 0 | 0 | 0 | 0 | 0 | 0 | 0 | 0 | 0 | 0 | 12 | 1
NO |  | 56 | 2016 | 14 | 21 | 21 |  | PENNSUCO | DORAL (RRDC) | 230 | 230 | H | 0 | 0.88 | 2 | 1-1431 ACSR AZ | 0 | 0 | 0 | 0 | 0 | 0 | 0 | 0 | 0 | 0 | 0 | 0 | 0 | 0 | 0 | 0 | 0 | 0 | 0 | 0 | 0 | 0 | 0 | 12 | 1
NO |  | 56 | 2016 | 14 | 22 | 22 |  | PENNSUCO | DORAL (RRDC) | 230 | 230 | SP | 0.32 | 0 | 1 | 1-1431 ACSR AW | 0 | 0 | 0 | 0 | 0 | 0 | 0 | 0 | 0 | 0 | 0 | 0 | 0 | 0 | 0 | 0 | 0 | 0 | 0 | 0 | 0 | 0 | 0 | 12 | 1
NO |  | 56 | 2016 | 14 | 23 | 23 |  | PENNSUCO | DORAL (RRDC) | 230 | 230 | SP | 0.16 | 0 | 1 | 1-1431 ACSR AZ | 0 | 0 | 0 | 0 | 0 | 0 | 0 | 0 | 0 | 0 | 0 | 0 | 0 | 0 | 0 | 0 | 0 | 0 | 0 | 0 | 0 | 0 | 0 | 12 | 1
NO |  | 56 | 2016 | 14 | 24 | 24 |  | PENNSUCO | MAULE (TARMAC) | 230 | 230 | SP | 0.1 | 0 | 1 | 1-795 ACSR AZ | 0 | 0 | 0 | 0 | 0 | 0 | 0 | 0 | 0 | 0 | 0 | 0 | 0 | 0 | 0 | 0 | 0 | 0 | 0 | 0 | 0 | 0 | 0 | 12 | 1
NO |  | 56 | 2016 | 14 | 25 | 25 |  | PLUMOSUS | PLUMOSUS DIST. | 230 | 230 | H | 0.03 | 0 | 1 | 1-1431 ACSR AW | 0 | 0 | 0 | 0 | 0 | 0 | 0 | 0 | 0 | 0 | 0 | 0 | 0 | 0 | 0 | 0 | 0 | 0 | 0 | 0 | 0 | 0 | 0 | 12 | 1
NO |  | 56 | 2016 | 14 | 26 | 26 |  | POINSETT | BITHLO (DEF) | 230 | 230 | SP | 19.64 | 0 | 1 | 1-1272 ACSR AW | 0 | 0 | 0 | 0 | 0 | 0 | 0 | 0 | 0 | 0 | 0 | 0 | 0 | 0 | 0 | 0 | 0 | 0 | 0 | 0 | 0 | 0 | 0 | 12 | 1
NO |  | 56 | 2016 | 14 | 27 | 27 |  | POINSETT | BITHLO (DEF) | 230 | 230 | SP | 0.2 | 0 | 1 | 1-1431 ACSR AW | 0 | 0 | 0 | 0 | 0 | 0 | 0 | 0 | 0 | 0 | 0 | 0 | 0 | 0 | 0 | 0 | 0 | 0 | 0 | 0 | 0 | 0 | 0 | 12 | 1
NO |  | 56 | 2016 | 14 | 28 | 28 |  | POINSETT | BITHLO (DEF) | 230 | 230 | SP | 1.11 | 0 | 2 | 1-1431 ACSR AW | 0 | 0 | 0 | 0 | 0 | 0 | 0 | 0 | 0 | 0 | 0 | 0 | 0 | 0 | 0 | 0 | 0 | 0 | 0 | 0 | 0 | 0 | 0 | 12 | 1
NO |  | 56 | 2016 | 14 | 29 | 29 |  | POINSETT | HOLOPAW (DEF) | 230 | 230 | SP | 4.47 | 0 | 1 | 2-954 ACSR AW | 0 | 0 | 0 | 0 | 0 | 0 | 0 | 0 | 0 | 0 | 0 | 0 | 0 | 0 | 0 | 0 | 0 | 0 | 0 | 0 | 0 | 0 | 0 | 12 | 1
NO |  | 56 | 2016 | 14 | 30 | 30 |  | POINSETT | SANFORD PLANT 1 | 230 | 230 | SP | 0.01 | 0 | 1 | 1-1272 ACSR AW | 0 | 0 | 0 | 0 | 0 | 0 | 0 | 0 | 0 | 0 | 0 | 0 | 0 | 0 | 0 | 0 | 0 | 0 | 0 | 0 | 0 | 0 | 0 | 12 | 1
NO |  | 56 | 2016 | 14 | 31 | 31 |  | POINSETT | SANFORD PLANT 1 | 230 | 230 | SP | 44.91 | 0.04 | 2 | 1-1272 ACSR AW | 0 | 0 | 0 | 0 | 0 | 0 | 0 | 0 | 0 | 0 | 0 | 0 | 0 | 0 | 0 | 0 | 0 | 0 | 0 | 0 | 0 | 0 | 0 | 12 | 1
NO |  | 56 | 2016 | 14 | 32 | 32 |  | POINSETT | SANFORD PLANT 1 | 230 | 230 | SP | 6.08 | 6.12 | 2 | 1-1431 ACSR TW | 0 | 0 | 0 | 0 | 0 | 0 | 0 | 0 | 0 | 0 | 0 | 0 | 0 | 0 | 0 | 0 | 0 | 0 | 0 | 0 | 0 | 0 | 0 | 12 | 1
NO |  | 56 | 2016 | 14 | 33 | 33 |  | POINSETT | SANFORD PLANT 3 | 230 | 230 | SP | 0 | 45.13 | 2 | 1-1272 ACSR AW | 0 | 0 | 0 | 0 | 0 | 0 | 0 | 0 | 0 | 0 | 0 | 0 | 0 | 0 | 0 | 0 | 0 | 0 | 0 | 0 | 0 | 0 | 0 | 12 | 1
NO |  | 56 | 2016 | 14 | 34 | 34 |  | PORT EVERGLADES | SISTRUNK 1 | 230 | 230 | UG | 3.44 | 0 | 1 | 1-3000 AL-HP | 0 | 0 | 0 | 0 | 0 | 0 | 0 | 0 | 0 | 0 | 0 | 0 | 0 | 0 | 0 | 0 | 0 | 0 | 0 | 0 | 0 | 0 | 0 | 12 | 1
NO |  | 56 | 2016 | 14 | 35 | 35 |  | PORT EVERGLADES | SISTRUNK 1 | 230 | 230 | UG | 1.03 | 0 | 1 | 1-3750 AL | 0 | 0 | 0 | 0 | 0 | 0 | 0 | 0 | 0 | 0 | 0 | 0 | 0 | 0 | 0 | 0 | 0 | 0 | 0 | 0 | 0 | 0 | 0 | 12 | 1
NO |  | 56 | 2016 | 15 | 1 | 1 |  | PRATT & WHITNEY | RANCH | 230 | 230 | H | 16.6 | 0 | 1 | 2-954 ACSR AZ | 0 | 0 | 0 | 0 | 0 | 0 | 0 | 0 | 0 | 0 | 0 | 0 | 0 | 0 | 0 | 0 | 0 | 0 | 0 | 0 | 0 | 0 | 0 | 12 | 1
NO |  | 56 | 2016 | 15 | 2 | 2 |  | PRATT & WHITNEY | RANCH | 230 | 230 | SP | 0.33 | 0 | 1 | 2-954 ACSR AW | 0 | 0 | 0 | 0 | 0 | 0 | 0 | 0 | 0 | 0 | 0 | 0 | 0 | 0 | 0 | 0 | 0 | 0 | 0 | 0 | 0 | 0 | 0 | 12 | 1
NO |  | 56 | 2016 | 15 | 3 | 3 |  | PRATT & WHITNEY | RANCH | 230 | 230 | SP | 0.12 | 0 | 1 | 2-954 ACSR AZ | 0 | 0 | 0 | 0 | 0 | 0 | 0 | 0 | 0 | 0 | 0 | 0 | 0 | 0 | 0 | 0 | 0 | 0 | 0 | 0 | 0 | 0 | 0 | 12 | 1
NO |  | 56 | 2016 | 15 | 4 | 4 |  | PRATT & WHITNEY | RANCH | 230 | 230 | SP | 3.85 | 0 | 2 | 2-954 ACSR AZ | 0 | 0 | 0 | 0 | 0 | 0 | 0 | 0 | 0 | 0 | 0 | 0 | 0 | 0 | 0 | 0 | 0 | 0 | 0 | 0 | 0 | 0 | 0 | 12 | 1
NO |  | 56 | 2016 | 15 | 5 | 5 |  | PRINCETON | TURKEY POINT | 230 | 230 | SP | 10.57 | 0 | 1 | 1-1431 ACSR AW | 0 | 0 | 0 | 0 | 0 | 0 | 0 | 0 | 0 | 0 | 0 | 0 | 0 | 0 | 0 | 0 | 0 | 0 | 0 | 0 | 0 | 0 | 0 | 12 | 1
NO |  | 56 | 2016 | 15 | 6 | 6 |  | PUTNAM | RICE | 230 | 230 | H | 14.08 | 0 | 1 | 1-954 ACSR AZ | 0 | 0 | 0 | 0 | 0 | 0 | 0 | 0 | 0 | 0 | 0 | 0 | 0 | 0 | 0 | 0 | 0 | 0 | 0 | 0 | 0 | 0 | 0 | 12 | 1
NO |  | 56 | 2016 | 15 | 7 | 7 |  | PUTNAM | RICE | 230 | 230 | H | 1.33 | 0 | 2 | 1-954 ACSR AZ | 0 | 0 | 0 | 0 | 0 | 0 | 0 | 0 | 0 | 0 | 0 | 0 | 0 | 0 | 0 | 0 | 0 | 0 | 0 | 0 | 0 | 0 | 0 | 12 | 1
NO |  | 56 | 2016 | 15 | 8 | 8 |  | PUTNAM | RICE | 230 | 230 | SP | 0.13 | 0 | 1 | 1-954 ACSR AZ | 0 | 0 | 0 | 0 | 0 | 0 | 0 | 0 | 0 | 0 | 0 | 0 | 0 | 0 | 0 | 0 | 0 | 0 | 0 | 0 | 0 | 0 | 0 | 12 | 1
NO |  | 56 | 2016 | 15 | 9 | 9 |  | PUTNAM | ROBERTS | 230 | 230 | SP | 0.21 | 0 | 1 | 2-1431 ACSR AW | 0 | 0 | 0 | 0 | 0 | 0 | 0 | 0 | 0 | 0 | 0 | 0 | 0 | 0 | 0 | 0 | 0 | 0 | 0 | 0 | 0 | 0 | 0 | 12 | 1
NO |  | 56 | 2016 | 15 | 10 | 10 |  | PUTNAM | SEMINOLE PLANT (SEC) | 230 | 230 | H | 0.43 | 0 | 2 | 1-1431 ACSR AW | 0 | 0 | 0 | 0 | 0 | 0 | 0 | 0 | 0 | 0 | 0 | 0 | 0 | 0 | 0 | 0 | 0 | 0 | 0 | 0 | 0 | 0 | 0 | 12 | 1
NO |  | 56 | 2016 | 15 | 11 | 11 |  | PUTNAM | SEMINOLE PLANT (SEC) | 230 | 230 | H | 7.06 | 0 | 1 | 1-1431 ACSR AZ | 0 | 0 | 0 | 0 | 0 | 0 | 0 | 0 | 0 | 0 | 0 | 0 | 0 | 0 | 0 | 0 | 0 | 0 | 0 | 0 | 0 | 0 | 0 | 12 | 1
NO |  | 56 | 2016 | 15 | 12 | 12 |  | PUTNAM | SEMINOLE PLANT (SEC) | 230 | 230 | H | 0 | 1.33 | 2 | 1-1431 ACSR AZ | 0 | 0 | 0 | 0 | 0 | 0 | 0 | 0 | 0 | 0 | 0 | 0 | 0 | 0 | 0 | 0 | 0 | 0 | 0 | 0 | 0 | 0 | 0 | 12 | 1
NO |  | 56 | 2016 | 15 | 13 | 13 |  | PUTNAM | SEMINOLE PLANT (SEC) | 230 | 230 | H | 3.71 | 0 | 1 | 2-556.5 ACSR AZ | 0 | 0 | 0 | 0 | 0 | 0 | 0 | 0 | 0 | 0 | 0 | 0 | 0 | 0 | 0 | 0 | 0 | 0 | 0 | 0 | 0 | 0 | 0 | 12 | 1
NO |  | 56 | 2016 | 15 | 14 | 14 |  | PUTNAM | SEMINOLE PLANT (SEC) | 230 | 230 | SP | 0.51 | 0 | 1 | 1-1431 ACSR AW | 0 | 0 | 0 | 0 | 0 | 0 | 0 | 0 | 0 | 0 | 0 | 0 | 0 | 0 | 0 | 0 | 0 | 0 | 0 | 0 | 0 | 0 | 0 | 12 | 1
NO |  | 56 | 2016 | 15 | 15 | 15 |  | PUTNAM | SEMINOLE PLANT (SEC) | 230 | 230 | SP | 2.62 | 0 | 1 | 1-1431 ACSR AZ | 0 | 0 | 0 | 0 | 0 | 0 | 0 | 0 | 0 | 0 | 0 | 0 | 0 | 0 | 0 | 0 | 0 | 0 | 0 | 0 | 0 | 0 | 0 | 12 | 1
NO |  | 56 | 2016 | 15 | 16 | 16 |  | PUTNAM | SEMINOLE PLANT (SEC) | 230 | 230 | SP | 0.04 | 0 | 2 | 1-1431 ACSR AZ | 0 | 0 | 0 | 0 | 0 | 0 | 0 | 0 | 0 | 0 | 0 | 0 | 0 | 0 | 0 | 0 | 0 | 0 | 0 | 0 | 0 | 0 | 0 | 12 | 1
NO |  | 56 | 2016 | 15 | 17 | 17 |  | PUTNAM | TOCOI | 230 | 230 | H | 16.24 | 0 | 1 | 1-954 ACSR AZ | 0 | 0 | 0 | 0 | 0 | 0 | 0 | 0 | 0 | 0 | 0 | 0 | 0 | 0 | 0 | 0 | 0 | 0 | 0 | 0 | 0 | 0 | 0 | 12 | 1
NO |  | 56 | 2016 | 15 | 18 | 18 |  | PUTNAM | TOCOI | 230 | 230 | SP | 2.12 | 0 | 1 | 1-954 ACSR AZ | 0 | 0 | 0 | 0 | 0 | 0 | 0 | 0 | 0 | 0 | 0 | 0 | 0 | 0 | 0 | 0 | 0 | 0 | 0 | 0 | 0 | 0 | 0 | 12 | 1
NO |  | 56 | 2016 | 15 | 19 | 19 |  | RALLS | TCEC (TCEC) | 230 | 230 | H | 0.04 | 0 | 1 | 1-954 ACSR AW | 0 | 0 | 0 | 0 | 0 | 0 | 0 | 0 | 0 | 0 | 0 | 0 | 0 | 0 | 0 | 0 | 0 | 0 | 0 | 0 | 0 | 0 | 0 | 12 | 1
NO |  | 56 | 2016 | 15 | 20 | 20 |  | RALLS | TURNPIKE | 230 | 230 | SP | 11.52 | 0 | 1 | 1-1431 ACSR AW | 0 | 0 | 0 | 0 | 0 | 0 | 0 | 0 | 0 | 0 | 0 | 0 | 0 | 0 | 0 | 0 | 0 | 0 | 0 | 0 | 0 | 0 | 0 | 12 | 1
NO |  | 56 | 2016 | 15 | 21 | 21 |  | RALLS | TURNPIKE | 230 | 230 | SP | 0.09 | 0.1 | 2 | 1-1431 ACSR AW | 0 | 0 | 0 | 0 | 0 | 0 | 0 | 0 | 0 | 0 | 0 | 0 | 0 | 0 | 0 | 0 | 0 | 0 | 0 | 0 | 0 | 0 | 0 | 12 | 1
NO |  | 56 | 2016 | 15 | 22 | 22 |  | RANCH | RIVIERA | 230 | 230 | SP | 9.55 | 0 | 1 | 1-1431 ACSR AW | 0 | 0 | 0 | 0 | 0 | 0 | 0 | 0 | 0 | 0 | 0 | 0 | 0 | 0 | 0 | 0 | 0 | 0 | 0 | 0 | 0 | 0 | 0 | 12 | 1
NO |  | 56 | 2016 | 15 | 23 | 23 |  | RANCH | RIVIERA | 230 | 230 | SP | 5.23 | 0 | 2 | 1-1431 ACSR AW | 0 | 0 | 0 | 0 | 0 | 0 | 0 | 0 | 0 | 0 | 0 | 0 | 0 | 0 | 0 | 0 | 0 | 0 | 0 | 0 | 0 | 0 | 0 | 12 | 1
NO |  | 56 | 2016 | 15 | 24 | 24 |  | RANCH | TREASURE | 230 | 230 | H | 16.83 | 0 | 1 | 2-795 ACSR AZ | 0 | 0 | 0 | 0 | 0 | 0 | 0 | 0 | 0 | 0 | 0 | 0 | 0 | 0 | 0 | 0 | 0 | 0 | 0 | 0 | 0 | 0 | 0 | 12 | 1
NO |  | 56 | 2016 | 15 | 25 | 25 |  | RANCH | TREASURE | 230 | 230 | SP | 0.37 | 0 | 1 | 1-1431 ACSR AW | 0 | 0 | 0 | 0 | 0 | 0 | 0 | 0 | 0 | 0 | 0 | 0 | 0 | 0 | 0 | 0 | 0 | 0 | 0 | 0 | 0 | 0 | 0 | 12 | 1
NO |  | 56 | 2016 | 15 | 26 | 26 |  | RANCH | TREASURE | 230 | 230 | SP | 0.14 | 0 | 1 | 2-795 ACSR AW | 0 | 0 | 0 | 0 | 0 | 0 | 0 | 0 | 0 | 0 | 0 | 0 | 0 | 0 | 0 | 0 | 0 | 0 | 0 | 0 | 0 | 0 | 0 | 12 | 1
NO |  | 56 | 2016 | 15 | 27 | 27 |  | RANCH | TREASURE | 230 | 230 | SP | 4.91 | 0 | 1 | 2-795 ACSR AZ | 0 | 0 | 0 | 0 | 0 | 0 | 0 | 0 | 0 | 0 | 0 | 0 | 0 | 0 | 0 | 0 | 0 | 0 | 0 | 0 | 0 | 0 | 0 | 12 | 1
NO |  | 56 | 2016 | 15 | 28 | 28 |  | RANCH | TREASURE | 230 | 230 | SP | 0 | 9.18 | 2 | 2-795 ACSR AZ | 0 | 0 | 0 | 0 | 0 | 0 | 0 | 0 | 0 | 0 | 0 | 0 | 0 | 0 | 0 | 0 | 0 | 0 | 0 | 0 | 0 | 0 | 0 | 12 | 1
NO |  | 56 | 2016 | 15 | 29 | 29 |  | RANCH | TREASURE | 230 | 230 | SP | 1.74 | 0 | 1 | 2-954 ACSR AW | 0 | 0 | 0 | 0 | 0 | 0 | 0 | 0 | 0 | 0 | 0 | 0 | 0 | 0 | 0 | 0 | 0 | 0 | 0 | 0 | 0 | 0 | 0 | 12 | 1
NO |  | 56 | 2016 | 15 | 30 | 30 |  | RANCH | TREASURE | 230 | 230 | SP | 0.31 | 0 | 2 | 2-954 ACSR AW | 0 | 0 | 0 | 0 | 0 | 0 | 0 | 0 | 0 | 0 | 0 | 0 | 0 | 0 | 0 | 0 | 0 | 0 | 0 | 0 | 0 | 0 | 0 | 12 | 1
NO |  | 56 | 2016 | 15 | 31 | 31 |  | RANCH | TREASURE | 230 | 230 | SP | 1.8 | 0 | 1 | 2-954 ACSR AZ | 0 | 0 | 0 | 0 | 0 | 0 | 0 | 0 | 0 | 0 | 0 | 0 | 0 | 0 | 0 | 0 | 0 | 0 | 0 | 0 | 0 | 0 | 0 | 12 | 1
NO |  | 56 | 2016 | 15 | 32 | 32 |  | RANCH | TREASURE | 230 | 230 | SP | 6.69 | 12.11 | 2 | 2-954 ACSR AZ | 0 | 0 | 0 | 0 | 0 | 0 | 0 | 0 | 0 | 0 | 0 | 0 | 0 | 0 | 0 | 0 | 0 | 0 | 0 | 0 | 0 | 0 | 0 | 12 | 1
NO |  | 56 | 2016 | 15 | 33 | 33 |  | RICE | SEMINOLE PLANT (SEC) 1 | 230 | 230 | H | 0.01 | 0 | 2 | 2-1780 ACSR SD | 0 | 0 | 0 | 0 | 0 | 0 | 0 | 0 | 0 | 0 | 0 | 0 | 0 | 0 | 0 | 0 | 0 | 0 | 0 | 0 | 0 | 0 | 0 | 12 | 1
NO |  | 56 | 2016 | 15 | 34 | 34 |  | RICE | SEMINOLE PLANT (SEC) 2 | 230 | 230 | H | 0 | 0.01 | 2 | 2-1780 ACSR SD | 0 | 0 | 0 | 0 | 0 | 0 | 0 | 0 | 0 | 0 | 0 | 0 | 0 | 0 | 0 | 0 | 0 | 0 | 0 | 0 | 0 | 0 | 0 | 12 | 1
NO |  | 56 | 2016 | 15 | 35 | 35 |  | SAMPSON (JBH) | SWITZERLAND (JEA) | 230 | 230 | H | 0.08 | 0 | 1 | 1-954 ACSR AZ | 0 | 0 | 0 | 0 | 0 | 0 | 0 | 0 | 0 | 0 | 0 | 0 | 0 | 0 | 0 | 0 | 0 | 0 | 0 | 0 | 0 | 0 | 0 | 12 | 1
NO |  | 56 | 2016 | 16 | 1 | 1 |  | SANDPIPER | TURNPIKE | 230 | 230 | SP | 4.34 | 0 | 1 | 1-1431 ACSR AW | 0 | 0 | 0 | 0 | 0 | 0 | 0 | 0 | 0 | 0 | 0 | 0 | 0 | 0 | 0 | 0 | 0 | 0 | 0 | 0 | 0 | 0 | 0 | 12 | 1
NO |  | 56 | 2016 | 16 | 2 | 2 |  | SANDPIPER | TURNPIKE | 230 | 230 | SP | 1.65 | 0 | 2 | 1-1431 ACSR AW | 0 | 0 | 0 | 0 | 0 | 0 | 0 | 0 | 0 | 0 | 0 | 0 | 0 | 0 | 0 | 0 | 0 | 0 | 0 | 0 | 0 | 0 | 0 | 12 | 1
NO |  | 56 | 2016 | 16 | 3 | 3 |  | SANFORD PLANT | ALTAMONTE (DEF) | 230 | 230 | SP | 0.05 | 0 | 1 | 1-1431 ACSR AW | 0 | 0 | 0 | 0 | 0 | 0 | 0 | 0 | 0 | 0 | 0 | 0 | 0 | 0 | 0 | 0 | 0 | 0 | 0 | 0 | 0 | 0 | 0 | 12 | 1
NO |  | 56 | 2016 | 16 | 4 | 4 |  | SANFORD PLANT | BITHLO (DEF) | 230 | 230 | SP | 25.46 | 0 | 1 | 1-1272 ACSR AW | 0 | 0 | 0 | 0 | 0 | 0 | 0 | 0 | 0 | 0 | 0 | 0 | 0 | 0 | 0 | 0 | 0 | 0 | 0 | 0 | 0 | 0 | 0 | 12 | 1
NO |  | 56 | 2016 | 16 | 5 | 5 |  | SANFORD PLANT | BITHLO (DEF) | 230 | 230 | SP | 0.25 | 0 | 1 | 1-1431 ACSR AW | 0 | 0 | 0 | 0 | 0 | 0 | 0 | 0 | 0 | 0 | 0 | 0 | 0 | 0 | 0 | 0 | 0 | 0 | 0 | 0 | 0 | 0 | 0 | 12 | 1
NO |  | 56 | 2016 | 16 | 6 | 6 |  | SANFORD PLANT | BITHLO (DEF) | 230 | 230 | SP | 0 | 1.11 | 2 | 1-1431 ACSR AW | 0 | 0 | 0 | 0 | 0 | 0 | 0 | 0 | 0 | 0 | 0 | 0 | 0 | 0 | 0 | 0 | 0 | 0 | 0 | 0 | 0 | 0 | 0 | 12 | 1
NO |  | 56 | 2016 | 16 | 7 | 7 |  | SANFORD PLANT | DEBARY (DEF) | 230 | 230 | SP | 0.05 | 0 | 1 | 1-1431 ACSR AW | 0 | 0 | 0 | 0 | 0 | 0 | 0 | 0 | 0 | 0 | 0 | 0 | 0 | 0 | 0 | 0 | 0 | 0 | 0 | 0 | 0 | 0 | 0 | 12 | 1
NO |  | 56 | 2016 | 16 | 8 | 8 |  | SANFORD PLANT | NORTH LONGWOOD (DEF) | 230 | 230 | H | 7.68 | 0 | 1 | 1-954 ACSR AZ | 0 | 0 | 0 | 0 | 0 | 0 | 0 | 0 | 0 | 0 | 0 | 0 | 0 | 0 | 0 | 0 | 0 | 0 | 0 | 0 | 0 | 0 | 0 | 12 | 1
NO |  | 56 | 2016 | 16 | 9 | 9 |  | SANFORD PLANT | NORTH LONGWOOD (DEF) | 230 | 230 | SP | 0.3 | 0 | 1 | 1-954 ACSR AW | 0 | 0 | 0 | 0 | 0 | 0 | 0 | 0 | 0 | 0 | 0 | 0 | 0 | 0 | 0 | 0 | 0 | 0 | 0 | 0 | 0 | 0 | 0 | 12 | 1
NO |  | 56 | 2016 | 16 | 10 | 10 |  | SHERMAN | TREASURE | 230 | 230 | H | 23.71 | 0 | 1 | 1-1431 ACSR AZ | 0 | 0 | 0 | 0 | 0 | 0 | 0 | 0 | 0 | 0 | 0 | 0 | 0 | 0 | 0 | 0 | 0 | 0 | 0 | 0 | 0 | 0 | 0 | 12 | 1
NO |  | 56 | 2016 | 16 | 11 | 11 |  | SHERMAN | TREASURE | 230 | 230 | SP | 0.14 | 0 | 1 | 1-1431 ACSR AW | 0 | 0 | 0 | 0 | 0 | 0 | 0 | 0 | 0 | 0 | 0 | 0 | 0 | 0 | 0 | 0 | 0 | 0 | 0 | 0 | 0 | 0 | 0 | 12 | 1
NO |  | 56 | 2016 | 16 | 12 | 12 |  | SHERMAN | TREASURE | 230 | 230 | SP | 0.61 | 0.6 | 2 | 1-1431 ACSR AW | 0 | 0 | 0 | 0 | 0 | 0 | 0 | 0 | 0 | 0 | 0 | 0 | 0 | 0 | 0 | 0 | 0 | 0 | 0 | 0 | 0 | 0 | 0 | 12 | 1
NO |  | 56 | 2016 | 16 | 13 | 13 |  | SKYLIGHT | SUNSHINE | 230 | 230 | H | 0.02 | 0 | 1 | 1-954 ACSR AW | 0 | 0 | 0 | 0 | 0 | 0 | 0 | 0 | 0 | 0 | 0 | 0 | 0 | 0 | 0 | 0 | 0 | 0 | 0 | 0 | 0 | 0 | 0 | 12 | 1
NO |  | 56 | 2016 | 16 | 14 | 14 |  | SKYLIGHT | SUNSHINE | 230 | 230 | SP | 0.64 | 0 | 1 | 1-954 ACSR AW | 0 | 0 | 0 | 0 | 0 | 0 | 0 | 0 | 0 | 0 | 0 | 0 | 0 | 0 | 0 | 0 | 0 | 0 | 0 | 0 | 0 | 0 | 0 | 12 | 1
NO |  | 56 | 2016 | 16 | 15 | 15 |  | SPRINGBANK | SEMINOLE PLANT (SEC) | 230 | 230 | H | 7.49 | 0 | 1 | 1-1431 ACSR AZ | 0 | 0 | 0 | 0 | 0 | 0 | 0 | 0 | 0 | 0 | 0 | 0 | 0 | 0 | 0 | 0 | 0 | 0 | 0 | 0 | 0 | 0 | 0 | 12 | 1
NO |  | 56 | 2016 | 16 | 16 | 16 |  | SPRINGBANK | SEMINOLE PLANT (SEC) | 230 | 230 | H | 10.26 | 0 | 1 | 2-556.5 ACSR AZ | 0 | 0 | 0 | 0 | 0 | 0 | 0 | 0 | 0 | 0 | 0 | 0 | 0 | 0 | 0 | 0 | 0 | 0 | 0 | 0 | 0 | 0 | 0 | 12 | 1
NO |  | 56 | 2016 | 16 | 17 | 17 |  | SPRINGBANK | SEMINOLE PLANT (SEC) | 230 | 230 | SP | 2.61 | 0 | 1 | 1-1431 ACSR AZ | 0 | 0 | 0 | 0 | 0 | 0 | 0 | 0 | 0 | 0 | 0 | 0 | 0 | 0 | 0 | 0 | 0 | 0 | 0 | 0 | 0 | 0 | 0 | 12 | 1
NO |  | 56 | 2016 | 16 | 18 | 18 |  | ST JOHNS | TOCOI | 230 | 230 | SP | 11.16 | 0 | 1 | 1-954 ACSR AZ | 0 | 0 | 0 | 0 | 0 | 0 | 0 | 0 | 0 | 0 | 0 | 0 | 0 | 0 | 0 | 0 | 0 | 0 | 0 | 0 | 0 | 0 | 0 | 12 | 1
NO |  | 56 | 2016 | 16 | 19 | 19 |  | ST LUCIE | HUTCHINSON ISLAND RADIAL 1 | 230 | 230 | SP | 0.12 | 0 | 1 | 1-954 ACSR AW | 0 | 0 | 0 | 0 | 0 | 0 | 0 | 0 | 0 | 0 | 0 | 0 | 0 | 0 | 0 | 0 | 0 | 0 | 0 | 0 | 0 | 0 | 0 | 12 | 1
NO |  | 56 | 2016 | 16 | 20 | 20 |  | ST LUCIE | HUTCHINSON ISLAND RADIAL 2 | 230 | 230 | H | 0.13 | 0 | 1 | 1-927.2 AAAC | 0 | 0 | 0 | 0 | 0 | 0 | 0 | 0 | 0 | 0 | 0 | 0 | 0 | 0 | 0 | 0 | 0 | 0 | 0 | 0 | 0 | 0 | 0 | 12 | 1
NO |  | 56 | 2016 | 16 | 21 | 21 |  | ST LUCIE | TREASURE | 230 | 230 | H | 2.12 | 0 | 1 | 1-3400 ACSR AW | 0 | 0 | 0 | 0 | 0 | 0 | 0 | 0 | 0 | 0 | 0 | 0 | 0 | 0 | 0 | 0 | 0 | 0 | 0 | 0 | 0 | 0 | 0 | 12 | 1
NO |  | 56 | 2016 | 16 | 22 | 22 |  | ST LUCIE | TREASURE | 230 | 230 | H | 0.12 | 0 | 1 | 2-1691 AAAC | 0 | 0 | 0 | 0 | 0 | 0 | 0 | 0 | 0 | 0 | 0 | 0 | 0 | 0 | 0 | 0 | 0 | 0 | 0 | 0 | 0 | 0 | 0 | 12 | 1
NO |  | 56 | 2016 | 16 | 23 | 23 |  | ST LUCIE | TREASURE | 230 | 230 | SP | 1.62 | 0 | 1 | 2-1431 ACSR AW | 0 | 0 | 0 | 0 | 0 | 0 | 0 | 0 | 0 | 0 | 0 | 0 | 0 | 0 | 0 | 0 | 0 | 0 | 0 | 0 | 0 | 0 | 0 | 12 | 1
NO |  | 56 | 2016 | 16 | 24 | 24 |  | ST LUCIE | TREASURE | 230 | 230 | SP | 8.08 | 0 | 1 | 2-1691 AAAC | 0 | 0 | 0 | 0 | 0 | 0 | 0 | 0 | 0 | 0 | 0 | 0 | 0 | 0 | 0 | 0 | 0 | 0 | 0 | 0 | 0 | 0 | 0 | 12 | 1
NO |  | 56 | 2016 | 16 | 25 | 25 |  | ST LUCIE | TURNPIKE | 230 | 230 | UG | 1.32 | 0 | 1 | 2-2500mm2 CU-XLPE | 0 | 0 | 0 | 0 | 0 | 0 | 0 | 0 | 0 | 0 | 0 | 0 | 0 | 0 | 0 | 0 | 0 | 0 | 0 | 0 | 0 | 0 | 0 | 12 | 1
NO |  | 56 | 2016 | 16 | 26 | 26 |  | ST LUCIE | TURNPIKE | 230 | 230 | UG | 9.7 | 0 | 1 | 2-3500kcmil CU-XL | 0 | 0 | 0 | 0 | 0 | 0 | 0 | 0 | 0 | 0 | 0 | 0 | 0 | 0 | 0 | 0 | 0 | 0 | 0 | 0 | 0 | 0 | 0 | 12 | 1
NO |  | 56 | 2016 | 16 | 27 | 27 |  | ST LUCIE | TURNPIKE | 230 | 230 | UG | 2.62 | 0 | 1 | 2-5000kcmil CU-XL | 0 | 0 | 0 | 0 | 0 | 0 | 0 | 0 | 0 | 0 | 0 | 0 | 0 | 0 | 0 | 0 | 0 | 0 | 0 | 0 | 0 | 0 | 0 | 12 | 1
NO |  | 56 | 2016 | 16 | 28 | 28 |  | SUNSHINE | WHIDDEN | 230 | 230 | SP | 0.23 | 0 | 1 | 1-1431 ACSR AW | 0 | 0 | 0 | 0 | 0 | 0 | 0 | 0 | 0 | 0 | 0 | 0 | 0 | 0 | 0 | 0 | 0 | 0 | 0 | 0 | 0 | 0 | 0 | 12 | 1
NO |  | 56 | 2016 | 16 | 29 | 29 |  | SUNSHINE | WHIDDEN | 230 | 230 | SP | 0 | 6.72 | 2 | 1-1431 ACSR AW | 0 | 0 | 0 | 0 | 0 | 0 | 0 | 0 | 0 | 0 | 0 | 0 | 0 | 0 | 0 | 0 | 0 | 0 | 0 | 0 | 0 | 0 | 0 | 12 | 1
NO |  | 56 | 2016 | 16 | 30 | 30 |  | WHIDDEN | DESOTO (D.C.G.C.) | 230 | 230 | SP | 0.12 | 0 | 1 | 1-1431 ACSR AW | 0 | 0 | 0 | 0 | 0 | 0 | 0 | 0 | 0 | 0 | 0 | 0 | 0 | 0 | 0 | 0 | 0 | 0 | 0 | 0 | 0 | 0 | 0 | 12 | 1
NO |  | 56 | 2016 | 16 | 31 | 31 |  | WHIDDEN | VANDOLAH (DEF) | 230 | 230 | SP | 0.5 | 0 | 1 | 2-795 ACSR AW | 0 | 0 | 0 | 0 | 0 | 0 | 0 | 0 | 0 | 0 | 0 | 0 | 0 | 0 | 0 | 0 | 0 | 0 | 0 | 0 | 0 | 0 | 0 | 12 | 1
NO |  | 56 | 2016 | 16 | 32 | 32 |  | WHIDDEN | VANDOLAH (DEF) | 230 | 230 | SP | 12.64 | 0 | 2 | 2-795 ACSR AW | 0 | 0 | 0 | 0 | 0 | 0 | 0 | 0 | 0 | 0 | 0 | 0 | 0 | 0 | 0 | 0 | 0 | 0 | 0 | 0 | 0 | 0 | 0 | 12 | 1
NO |  | 56 | 2016 | 16 | 33 | 33 |  | 40TH STREET | LITTLE RIVER | 138 | 138 | UG | 3.63 | 0 | 1 | 1-1250 CU-HP SD | 0 | 0 | 0 | 0 | 0 | 0 | 0 | 0 | 0 | 0 | 0 | 0 | 0 | 0 | 0 | 0 | 0 | 0 | 0 | 0 | 0 | 0 | 0 | 12 | 1
NO |  | 56 | 2016 | 16 | 34 | 34 |  | 40TH STREET | LITTLE RIVER | 138 | 138 | UG | 2.47 | 0 | 1 | 1-2000 CU-HP SD | 0 | 0 | 0 | 0 | 0 | 0 | 0 | 0 | 0 | 0 | 0 | 0 | 0 | 0 | 0 | 0 | 0 | 0 | 0 | 0 | 0 | 0 | 0 | 12 | 1
NO |  | 56 | 2016 | 16 | 35 | 35 |  | AIRPORT | DADE | 138 | 138 | H | 0.22 | 0 | 1 | 1-795 AAC | 0 | 0 | 0 | 0 | 0 | 0 | 0 | 0 | 0 | 0 | 0 | 0 | 0 | 0 | 0 | 0 | 0 | 0 | 0 | 0 | 0 | 0 | 0 | 12 | 1
NO |  | 56 | 2016 | 17 | 1 | 1 |  | AIRPORT | DADE | 138 | 138 | H | 0 | 0.13 | 2 | 1-795 AAC | 0 | 0 | 0 | 0 | 0 | 0 | 0 | 0 | 0 | 0 | 0 | 0 | 0 | 0 | 0 | 0 | 0 | 0 | 0 | 0 | 0 | 0 | 0 | 12 | 1
NO |  | 56 | 2016 | 17 | 2 | 2 |  | AIRPORT | DADE | 138 | 138 | SP | 0.42 | 0 | 1 | 1-556.5 ACSR AZ | 0 | 0 | 0 | 0 | 0 | 0 | 0 | 0 | 0 | 0 | 0 | 0 | 0 | 0 | 0 | 0 | 0 | 0 | 0 | 0 | 0 | 0 | 0 | 12 | 1
NO |  | 56 | 2016 | 17 | 3 | 3 |  | AIRPORT | DADE | 138 | 138 | SP | 0.14 | 0 | 1 | 1-600 CU HT | 0 | 0 | 0 | 0 | 0 | 0 | 0 | 0 | 0 | 0 | 0 | 0 | 0 | 0 | 0 | 0 | 0 | 0 | 0 | 0 | 0 | 0 | 0 | 12 | 1
NO |  | 56 | 2016 | 17 | 4 | 4 |  | AIRPORT | DADE | 138 | 138 | SP | 0.73 | 0 | 1 | 1-795 AAC | 0 | 0 | 0 | 0 | 0 | 0 | 0 | 0 | 0 | 0 | 0 | 0 | 0 | 0 | 0 | 0 | 0 | 0 | 0 | 0 | 0 | 0 | 0 | 12 | 1
NO |  | 56 | 2016 | 17 | 5 | 5 |  | AIRPORT | DADE | 138 | 138 | SP | 0 | 0.31 | 2 | 1-795 AAC | 0 | 0 | 0 | 0 | 0 | 0 | 0 | 0 | 0 | 0 | 0 | 0 | 0 | 0 | 0 | 0 | 0 | 0 | 0 | 0 | 0 | 0 | 0 | 12 | 1
NO |  | 56 | 2016 | 17 | 6 | 6 |  | AIRPORT | DADE | 138 | 138 | SP | 0.23 | 0 | 1 | 1-795 ACSR AZ | 0 | 0 | 0 | 0 | 0 | 0 | 0 | 0 | 0 | 0 | 0 | 0 | 0 | 0 | 0 | 0 | 0 | 0 | 0 | 0 | 0 | 0 | 0 | 12 | 1
NO |  | 56 | 2016 | 17 | 7 | 7 |  | AIRPORT | DADE | 138 | 138 | SP | 0.06 | 0 | 2 | 1-795 ACSR AZ | 0 | 0 | 0 | 0 | 0 | 0 | 0 | 0 | 0 | 0 | 0 | 0 | 0 | 0 | 0 | 0 | 0 | 0 | 0 | 0 | 0 | 0 | 0 | 12 | 1
NO |  | 56 | 2016 | 17 | 8 | 8 |  | AIRPORT | DADE | 138 | 138 | SP | 1.3 | 0 | 1 | 1-954 ACSR AW | 0 | 0 | 0 | 0 | 0 | 0 | 0 | 0 | 0 | 0 | 0 | 0 | 0 | 0 | 0 | 0 | 0 | 0 | 0 | 0 | 0 | 0 | 0 | 12 | 1
NO |  | 56 | 2016 | 17 | 9 | 9 |  | AIRPORT | DADE | 138 | 138 | SP | 0.57 | 0 | 1 | 1-954 ACSR AZ | 0 | 0 | 0 | 0 | 0 | 0 | 0 | 0 | 0 | 0 | 0 | 0 | 0 | 0 | 0 | 0 | 0 | 0 | 0 | 0 | 0 | 0 | 0 | 12 | 1
NO |  | 56 | 2016 | 17 | 10 | 10 |  | AIRPORT | RIVERSIDE | 138 | 138 | SP | 0.07 | 0 | 1 | 1-350 CU HT | 0 | 0 | 0 | 0 | 0 | 0 | 0 | 0 | 0 | 0 | 0 | 0 | 0 | 0 | 0 | 0 | 0 | 0 | 0 | 0 | 0 | 0 | 0 | 12 | 1
NO |  | 56 | 2016 | 17 | 11 | 11 |  | AIRPORT | RIVERSIDE | 138 | 138 | SP | 1.05 | 0 | 1 | 1-556.5 ACSR AZ | 0 | 0 | 0 | 0 | 0 | 0 | 0 | 0 | 0 | 0 | 0 | 0 | 0 | 0 | 0 | 0 | 0 | 0 | 0 | 0 | 0 | 0 | 0 | 12 | 1
NO |  | 56 | 2016 | 17 | 12 | 12 |  | AIRPORT | RIVERSIDE | 138 | 138 | SP | 0 | 0.06 | 2 | 1-556.5 ACSR AZ | 0 | 0 | 0 | 0 | 0 | 0 | 0 | 0 | 0 | 0 | 0 | 0 | 0 | 0 | 0 | 0 | 0 | 0 | 0 | 0 | 0 | 0 | 0 | 12 | 1
NO |  | 56 | 2016 | 17 | 13 | 13 |  | AIRPORT | RIVERSIDE | 138 | 138 | SP | 0.86 | 0 | 1 | 1-954 ACSR AW | 0 | 0 | 0 | 0 | 0 | 0 | 0 | 0 | 0 | 0 | 0 | 0 | 0 | 0 | 0 | 0 | 0 | 0 | 0 | 0 | 0 | 0 | 0 | 12 | 1
NO |  | 56 | 2016 | 17 | 14 | 14 |  | AIRPORT | RIVERSIDE | 138 | 138 | SP | 2.04 | 0 | 1 | 1-954 ACSR AZ | 0 | 0 | 0 | 0 | 0 | 0 | 0 | 0 | 0 | 0 | 0 | 0 | 0 | 0 | 0 | 0 | 0 | 0 | 0 | 0 | 0 | 0 | 0 | 12 | 1
NO |  | 56 | 2016 | 17 | 15 | 15 |  | AIRPORT | RIVERSIDE | 138 | 138 | SP | 0.39 | 0.1 | 2 | 1-954 ACSR AZ | 0 | 0 | 0 | 0 | 0 | 0 | 0 | 0 | 0 | 0 | 0 | 0 | 0 | 0 | 0 | 0 | 0 | 0 | 0 | 0 | 0 | 0 | 0 | 12 | 1
NO |  | 56 | 2016 | 17 | 16 | 16 |  | ALICO | BUCKINGHAM | 138 | 138 | H | 3.21 | 0 | 1 | 1-954 ACSR AZ | 0 | 0 | 0 | 0 | 0 | 0 | 0 | 0 | 0 | 0 | 0 | 0 | 0 | 0 | 0 | 0 | 0 | 0 | 0 | 0 | 0 | 0 | 0 | 12 | 1
NO |  | 56 | 2016 | 17 | 17 | 17 |  | ALICO | BUCKINGHAM | 138 | 138 | SP | 6.85 | 0 | 1 | 1-954 ACSR AW | 0 | 0 | 0 | 0 | 0 | 0 | 0 | 0 | 0 | 0 | 0 | 0 | 0 | 0 | 0 | 0 | 0 | 0 | 0 | 0 | 0 | 0 | 0 | 12 | 1
NO |  | 56 | 2016 | 17 | 18 | 18 |  | ALICO | BUCKINGHAM | 138 | 138 | SP | 13.54 | 3.56 | 2 | 1-954 ACSR AW | 0 | 0 | 0 | 0 | 0 | 0 | 0 | 0 | 0 | 0 | 0 | 0 | 0 | 0 | 0 | 0 | 0 | 0 | 0 | 0 | 0 | 0 | 0 | 12 | 1
NO |  | 56 | 2016 | 17 | 19 | 19 |  | ALICO | BUCKINGHAM | 138 | 138 | SP | 0.78 | 0 | 1 | 1-954 ACSR AZ | 0 | 0 | 0 | 0 | 0 | 0 | 0 | 0 | 0 | 0 | 0 | 0 | 0 | 0 | 0 | 0 | 0 | 0 | 0 | 0 | 0 | 0 | 0 | 12 | 1
NO |  | 56 | 2016 | 17 | 20 | 20 |  | ALICO | BUCKINGHAM | 138 | 138 | SP | 1.08 | 0.86 | 2 | 1-954 ACSR AZ | 0 | 0 | 0 | 0 | 0 | 0 | 0 | 0 | 0 | 0 | 0 | 0 | 0 | 0 | 0 | 0 | 0 | 0 | 0 | 0 | 0 | 0 | 0 | 12 | 1
NO |  | 56 | 2016 | 17 | 21 | 21 |  | ALICO | BUCKINGHAM | 138 | 138 | SP | 0.16 | 0 | 1 | 1-954 ACSR TW | 0 | 0 | 0 | 0 | 0 | 0 | 0 | 0 | 0 | 0 | 0 | 0 | 0 | 0 | 0 | 0 | 0 | 0 | 0 | 0 | 0 | 0 | 0 | 12 | 1
NO |  | 56 | 2016 | 17 | 22 | 22 |  | ALICO | BUCKINGHAM | 138 | 138 | SP | 1.66 | 0 | 2 | 1-954 ACSR TW | 0 | 0 | 0 | 0 | 0 | 0 | 0 | 0 | 0 | 0 | 0 | 0 | 0 | 0 | 0 | 0 | 0 | 0 | 0 | 0 | 0 | 0 | 0 | 12 | 1
NO |  | 56 | 2016 | 17 | 23 | 23 |  | ALICO | COLLIER 1 | 138 | 138 | H | 1.4 | 0 | 1 | 1-795 ACSR AW | 0 | 0 | 0 | 0 | 0 | 0 | 0 | 0 | 0 | 0 | 0 | 0 | 0 | 0 | 0 | 0 | 0 | 0 | 0 | 0 | 0 | 0 | 0 | 12 | 1
NO |  | 56 | 2016 | 17 | 24 | 24 |  | ALICO | COLLIER 1 | 138 | 138 | H | 5.12 | 0 | 1 | 1-795 ACSR AZ | 0 | 0 | 0 | 0 | 0 | 0 | 0 | 0 | 0 | 0 | 0 | 0 | 0 | 0 | 0 | 0 | 0 | 0 | 0 | 0 | 0 | 0 | 0 | 12 | 1
NO |  | 56 | 2016 | 17 | 25 | 25 |  | ALICO | COLLIER 1 | 138 | 138 | H | 4.77 | 0 | 1 | 1-954 ACSR AZ | 0 | 0 | 0 | 0 | 0 | 0 | 0 | 0 | 0 | 0 | 0 | 0 | 0 | 0 | 0 | 0 | 0 | 0 | 0 | 0 | 0 | 0 | 0 | 12 | 1
NO |  | 56 | 2016 | 17 | 26 | 26 |  | ALICO | COLLIER 1 | 138 | 230 | SP | 0.15 | 0 | 1 | 1-795 ACSR AW | 0 | 0 | 0 | 0 | 0 | 0 | 0 | 0 | 0 | 0 | 0 | 0 | 0 | 0 | 0 | 0 | 0 | 0 | 0 | 0 | 0 | 0 | 0 | 12 | 1
NO |  | 56 | 2016 | 17 | 27 | 27 |  | ALICO | COLLIER 1 | 138 | 138 | SP | 1.94 | 0 | 1 | 1-795 ACSR AW | 0 | 0 | 0 | 0 | 0 | 0 | 0 | 0 | 0 | 0 | 0 | 0 | 0 | 0 | 0 | 0 | 0 | 0 | 0 | 0 | 0 | 0 | 0 | 12 | 1
NO |  | 56 | 2016 | 17 | 28 | 28 |  | ALICO | COLLIER 1 | 138 | 138 | SP | 0.12 | 0 | 1 | 1-795 SSAC AW | 0 | 0 | 0 | 0 | 0 | 0 | 0 | 0 | 0 | 0 | 0 | 0 | 0 | 0 | 0 | 0 | 0 | 0 | 0 | 0 | 0 | 0 | 0 | 12 | 1
NO |  | 56 | 2016 | 17 | 29 | 29 |  | ALICO | COLLIER 1 | 138 | 138 | SP | 3.68 | 0 | 2 | 1-795 SSAC AW | 0 | 0 | 0 | 0 | 0 | 0 | 0 | 0 | 0 | 0 | 0 | 0 | 0 | 0 | 0 | 0 | 0 | 0 | 0 | 0 | 0 | 0 | 0 | 12 | 1
NO |  | 56 | 2016 | 17 | 30 | 30 |  | ALICO | COLLIER 1 | 138 | 138 | SP | 4.7 | 0 | 1 | 1-954 ACSR AW | 0 | 0 | 0 | 0 | 0 | 0 | 0 | 0 | 0 | 0 | 0 | 0 | 0 | 0 | 0 | 0 | 0 | 0 | 0 | 0 | 0 | 0 | 0 | 12 | 1
NO |  | 56 | 2016 | 17 | 31 | 31 |  | ALICO | COLLIER 1 | 138 | 138 | SP | 0 | 1.99 | 2 | 1-954 ACSR AW | 0 | 0 | 0 | 0 | 0 | 0 | 0 | 0 | 0 | 0 | 0 | 0 | 0 | 0 | 0 | 0 | 0 | 0 | 0 | 0 | 0 | 0 | 0 | 12 | 1
NO |  | 56 | 2016 | 17 | 32 | 32 |  | ALICO | COLLIER 1 | 138 | 138 | SP | 0.01 | 0 | 1 | 1-954 ACSR AZ | 0 | 0 | 0 | 0 | 0 | 0 | 0 | 0 | 0 | 0 | 0 | 0 | 0 | 0 | 0 | 0 | 0 | 0 | 0 | 0 | 0 | 0 | 0 | 12 | 1
NO |  | 56 | 2016 | 17 | 33 | 33 |  | ALICO | COLLIER 1 | 138 | 138 | SP | 1.07 | 0 | 2 | 1-954 ACSR AZ | 0 | 0 | 0 | 0 | 0 | 0 | 0 | 0 | 0 | 0 | 0 | 0 | 0 | 0 | 0 | 0 | 0 | 0 | 0 | 0 | 0 | 0 | 0 | 12 | 1
NO |  | 56 | 2016 | 17 | 34 | 34 |  | ALICO | COLLIER 1 | 138 | 138 | UG | 1.6 | 0 | 1 | 1-2500 CU-XLPE | 0 | 0 | 0 | 0 | 0 | 0 | 0 | 0 | 0 | 0 | 0 | 0 | 0 | 0 | 0 | 0 | 0 | 0 | 0 | 0 | 0 | 0 | 0 | 12 | 1
NO |  | 56 | 2016 | 17 | 35 | 35 |  | ALICO | ESTERO RADIAL | 138 | 138 | SP | 0.06 | 0 | 1 | 1-954 ACSR AW | 0 | 0 | 0 | 0 | 0 | 0 | 0 | 0 | 0 | 0 | 0 | 0 | 0 | 0 | 0 | 0 | 0 | 0 | 0 | 0 | 0 | 0 | 0 | 12 | 1
NO |  | 56 | 2016 | 18 | 1 | 1 |  | ALICO | ESTERO RADIAL | 138 | 138 | SP | 0 | 4.73 | 2 | 1-954 ACSR AW | 0 | 0 | 0 | 0 | 0 | 0 | 0 | 0 | 0 | 0 | 0 | 0 | 0 | 0 | 0 | 0 | 0 | 0 | 0 | 0 | 0 | 0 | 0 | 12 | 1
NO |  | 56 | 2016 | 18 | 2 | 2 |  | ALICO | FT MYERS PLANT 1 | 138 | 138 | SP | 1.05 | 0 | 1 | 1-795 ACSR AW | 0 | 0 | 0 | 0 | 0 | 0 | 0 | 0 | 0 | 0 | 0 | 0 | 0 | 0 | 0 | 0 | 0 | 0 | 0 | 0 | 0 | 0 | 0 | 12 | 1
NO |  | 56 | 2016 | 18 | 3 | 3 |  | ALICO | FT MYERS PLANT 1 | 138 | 230 | SP | 1.06 | 0 | 1 | 1-795 ACSR AW | 0 | 0 | 0 | 0 | 0 | 0 | 0 | 0 | 0 | 0 | 0 | 0 | 0 | 0 | 0 | 0 | 0 | 0 | 0 | 0 | 0 | 0 | 0 | 12 | 1
NO |  | 56 | 2016 | 18 | 4 | 4 |  | ALICO | FT MYERS PLANT 1 | 138 | 230 | SP | 0 | 2.91 | 2 | 1-795 ACSR AW | 0 | 0 | 0 | 0 | 0 | 0 | 0 | 0 | 0 | 0 | 0 | 0 | 0 | 0 | 0 | 0 | 0 | 0 | 0 | 0 | 0 | 0 | 0 | 12 | 1
NO |  | 56 | 2016 | 18 | 5 | 5 |  | ALICO | FT MYERS PLANT 1 | 138 | 138 | SP | 0 | 0.18 | 2 | 1-795 ACSR AW | 0 | 0 | 0 | 0 | 0 | 0 | 0 | 0 | 0 | 0 | 0 | 0 | 0 | 0 | 0 | 0 | 0 | 0 | 0 | 0 | 0 | 0 | 0 | 12 | 1
NO |  | 56 | 2016 | 18 | 6 | 6 |  | ALICO | FT MYERS PLANT 1 | 138 | 138 | SP | 2.17 | 0 | 1 | 1-795 ACSR AZ | 0 | 0 | 0 | 0 | 0 | 0 | 0 | 0 | 0 | 0 | 0 | 0 | 0 | 0 | 0 | 0 | 0 | 0 | 0 | 0 | 0 | 0 | 0 | 12 | 1
NO |  | 56 | 2016 | 18 | 7 | 7 |  | ALICO | FT MYERS PLANT 1 | 138 | 138 | SP | 0.01 | 0 | 2 | 1-795 ACSR AZ | 0 | 0 | 0 | 0 | 0 | 0 | 0 | 0 | 0 | 0 | 0 | 0 | 0 | 0 | 0 | 0 | 0 | 0 | 0 | 0 | 0 | 0 | 0 | 12 | 1
NO |  | 56 | 2016 | 18 | 8 | 8 |  | ALICO | FT MYERS PLANT 1 | 138 | 138 | SP | 3.56 | 4.93 | 2 | 1-954 ACSR AW | 0 | 0 | 0 | 0 | 0 | 0 | 0 | 0 | 0 | 0 | 0 | 0 | 0 | 0 | 0 | 0 | 0 | 0 | 0 | 0 | 0 | 0 | 0 | 12 | 1
NO |  | 56 | 2016 | 18 | 9 | 9 |  | ALICO | FT MYERS PLANT 1 | 138 | 138 | SP | 9.43 | 0 | 1 | 1-954 ACSR AZ | 0 | 0 | 0 | 0 | 0 | 0 | 0 | 0 | 0 | 0 | 0 | 0 | 0 | 0 | 0 | 0 | 0 | 0 | 0 | 0 | 0 | 0 | 0 | 12 | 1
NO |  | 56 | 2016 | 18 | 10 | 10 |  | ALICO | FT MYERS PLANT 1 | 138 | 138 | SP | 0.35 | 0 | 1 | 1-954 ACSR TW | 0 | 0 | 0 | 0 | 0 | 0 | 0 | 0 | 0 | 0 | 0 | 0 | 0 | 0 | 0 | 0 | 0 | 0 | 0 | 0 | 0 | 0 | 0 | 12 | 1
NO |  | 56 | 2016 | 18 | 11 | 11 |  | ALICO | FT MYERS PLANT 1 | 138 | 138 | SP | 0 | 1.54 | 2 | 1-954 ACSR TW | 0 | 0 | 0 | 0 | 0 | 0 | 0 | 0 | 0 | 0 | 0 | 0 | 0 | 0 | 0 | 0 | 0 | 0 | 0 | 0 | 0 | 0 | 0 | 12 | 1
NO |  | 56 | 2016 | 18 | 12 | 12 |  | ALICO | FT MYERS PLANT 2 | 138 | 138 | H | 1.06 | 0 | 1 | 1-954 ACSR AZ | 0 | 0 | 0 | 0 | 0 | 0 | 0 | 0 | 0 | 0 | 0 | 0 | 0 | 0 | 0 | 0 | 0 | 0 | 0 | 0 | 0 | 0 | 0 | 12 | 1
NO |  | 56 | 2016 | 18 | 13 | 13 |  | ALICO | FT MYERS PLANT 2 | 138 | 138 | H | 0.4 | 0 | 2 | 1-954 ACSR AZ | 0 | 0 | 0 | 0 | 0 | 0 | 0 | 0 | 0 | 0 | 0 | 0 | 0 | 0 | 0 | 0 | 0 | 0 | 0 | 0 | 0 | 0 | 0 | 12 | 1
NO |  | 56 | 2016 | 18 | 14 | 14 |  | ALICO | FT MYERS PLANT 2 | 138 | 138 | SP | 0.06 | 0 | 1 | 1-954 ACSR AW | 0 | 0 | 0 | 0 | 0 | 0 | 0 | 0 | 0 | 0 | 0 | 0 | 0 | 0 | 0 | 0 | 0 | 0 | 0 | 0 | 0 | 0 | 0 | 12 | 1
NO |  | 56 | 2016 | 18 | 15 | 15 |  | ALICO | FT MYERS PLANT 2 | 138 | 138 | SP | 3.92 | 0 | 1 | 1-954 ACSR AZ | 0 | 0 | 0 | 0 | 0 | 0 | 0 | 0 | 0 | 0 | 0 | 0 | 0 | 0 | 0 | 0 | 0 | 0 | 0 | 0 | 0 | 0 | 0 | 12 | 1
NO |  | 56 | 2016 | 18 | 16 | 16 |  | ALICO | FT MYERS PLANT 2 | 138 | 138 | SP | 5.29 | 8.63 | 2 | 1-954 ACSR AZ | 0 | 0 | 0 | 0 | 0 | 0 | 0 | 0 | 0 | 0 | 0 | 0 | 0 | 0 | 0 | 0 | 0 | 0 | 0 | 0 | 0 | 0 | 0 | 12 | 1
NO |  | 56 | 2016 | 18 | 17 | 17 |  | ALICO | TERRY | 138 | 138 | H | 9.95 | 0 | 1 | 1-954 ACSR AZ | 0 | 0 | 0 | 0 | 0 | 0 | 0 | 0 | 0 | 0 | 0 | 0 | 0 | 0 | 0 | 0 | 0 | 0 | 0 | 0 | 0 | 0 | 0 | 12 | 1
NO |  | 56 | 2016 | 18 | 18 | 18 |  | ALICO | TERRY | 138 | 138 | SP | 0.06 | 0 | 1 | 1-1431 ACSR AW | 0 | 0 | 0 | 0 | 0 | 0 | 0 | 0 | 0 | 0 | 0 | 0 | 0 | 0 | 0 | 0 | 0 | 0 | 0 | 0 | 0 | 0 | 0 | 12 | 1
NO |  | 56 | 2016 | 18 | 19 | 19 |  | ALICO | TERRY | 138 | 138 | SP | 4.78 | 0 | 1 | 1-954 ACSR AW | 0 | 0 | 0 | 0 | 0 | 0 | 0 | 0 | 0 | 0 | 0 | 0 | 0 | 0 | 0 | 0 | 0 | 0 | 0 | 0 | 0 | 0 | 0 | 12 | 1
NO |  | 56 | 2016 | 18 | 20 | 20 |  | ARCH CREEK | BOULEVARD RADIAL 1 | 138 | 138 | UG | 1.07 | 0 | 1 | 1-2000 CU-HP SD | 0 | 0 | 0 | 0 | 0 | 0 | 0 | 0 | 0 | 0 | 0 | 0 | 0 | 0 | 0 | 0 | 0 | 0 | 0 | 0 | 0 | 0 | 0 | 12 | 1
NO |  | 56 | 2016 | 18 | 21 | 21 |  | ARCH CREEK | GREYNOLDS | 138 | 138 | SP | 3.48 | 0 | 1 | 1-954 ACSR AZ | 0 | 0 | 0 | 0 | 0 | 0 | 0 | 0 | 0 | 0 | 0 | 0 | 0 | 0 | 0 | 0 | 0 | 0 | 0 | 0 | 0 | 0 | 0 | 12 | 1
NO |  | 56 | 2016 | 18 | 22 | 22 |  | ARCH CREEK | GREYNOLDS | 138 | 138 | SP | 0.06 | 0 | 2 | 1-954 ACSR AZ | 0 | 0 | 0 | 0 | 0 | 0 | 0 | 0 | 0 | 0 | 0 | 0 | 0 | 0 | 0 | 0 | 0 | 0 | 0 | 0 | 0 | 0 | 0 | 12 | 1
NO |  | 56 | 2016 | 18 | 23 | 23 |  | ARCH CREEK | GREYNOLDS | 138 | 138 | UG | 1.02 | 0 | 1 | 1-2000 CU-HP SD | 0 | 0 | 0 | 0 | 0 | 0 | 0 | 0 | 0 | 0 | 0 | 0 | 0 | 0 | 0 | 0 | 0 | 0 | 0 | 0 | 0 | 0 | 0 | 12 | 1
NO |  | 56 | 2016 | 18 | 24 | 24 |  | ARCH CREEK | MIAMI SHORES | 138 | 138 | SP | 5.86 | 0 | 1 | 1-954 ACSR AW | 0 | 0 | 0 | 0 | 0 | 0 | 0 | 0 | 0 | 0 | 0 | 0 | 0 | 0 | 0 | 0 | 0 | 0 | 0 | 0 | 0 | 0 | 0 | 12 | 1
NO |  | 56 | 2016 | 18 | 25 | 25 |  | ARCH CREEK | NORMANDY BEACH | 138 | 138 | UG | 1.45 | 0 | 1 | 1-1500 CU-HP | 0 | 0 | 0 | 0 | 0 | 0 | 0 | 0 | 0 | 0 | 0 | 0 | 0 | 0 | 0 | 0 | 0 | 0 | 0 | 0 | 0 | 0 | 0 | 12 | 1
NO |  | 56 | 2016 | 18 | 26 | 26 |  | ARCH CREEK | NORMANDY BEACH | 138 | 138 | UG | 2.34 | 0 | 1 | 1-2000 CU-HP SD | 0 | 0 | 0 | 0 | 0 | 0 | 0 | 0 | 0 | 0 | 0 | 0 | 0 | 0 | 0 | 0 | 0 | 0 | 0 | 0 | 0 | 0 | 0 | 12 | 1
NO |  | 56 | 2016 | 18 | 27 | 27 |  | ARCH CREEK | WESTON VILLAGE | 138 | 138 | SP | 0.47 | 0 | 1 | 1-1431 ACSR AW | 0 | 0 | 0 | 0 | 0 | 0 | 0 | 0 | 0 | 0 | 0 | 0 | 0 | 0 | 0 | 0 | 0 | 0 | 0 | 0 | 0 | 0 | 0 | 12 | 1
NO |  | 56 | 2016 | 18 | 28 | 28 |  | ARCH CREEK | WESTON VILLAGE | 138 | 138 | SP | 1.1 | 0 | 1 | 1-1431 ACSR AZ | 0 | 0 | 0 | 0 | 0 | 0 | 0 | 0 | 0 | 0 | 0 | 0 | 0 | 0 | 0 | 0 | 0 | 0 | 0 | 0 | 0 | 0 | 0 | 12 | 1
NO |  | 56 | 2016 | 18 | 29 | 29 |  | ARCH CREEK | WESTON VILLAGE | 138 | 138 | SP | 4.44 | 0 | 1 | 1-954 ACSR AZ | 0 | 0 | 0 | 0 | 0 | 0 | 0 | 0 | 0 | 0 | 0 | 0 | 0 | 0 | 0 | 0 | 0 | 0 | 0 | 0 | 0 | 0 | 0 | 12 | 1
NO |  | 56 | 2016 | 18 | 30 | 30 |  | ASHMONT | LAUDERDALE | 138 | 138 | SP | 0.35 | 0 | 1 | 1-556.5 ACSR AW | 0 | 0 | 0 | 0 | 0 | 0 | 0 | 0 | 0 | 0 | 0 | 0 | 0 | 0 | 0 | 0 | 0 | 0 | 0 | 0 | 0 | 0 | 0 | 12 | 1
NO |  | 56 | 2016 | 18 | 31 | 31 |  | BAREFOOT | MICCO | 138 | 230 | SP | 1.07 | 0 | 2 | 1-954 ACSR AW | 0 | 0 | 0 | 0 | 0 | 0 | 0 | 0 | 0 | 0 | 0 | 0 | 0 | 0 | 0 | 0 | 0 | 0 | 0 | 0 | 0 | 0 | 0 | 12 | 1
NO |  | 56 | 2016 | 18 | 32 | 32 |  | BAREFOOT | MICCO | 138 | 138 | SP | 1.16 | 0 | 1 | 1-954 ACSR AZ | 0 | 0 | 0 | 0 | 0 | 0 | 0 | 0 | 0 | 0 | 0 | 0 | 0 | 0 | 0 | 0 | 0 | 0 | 0 | 0 | 0 | 0 | 0 | 12 | 1
NO |  | 56 | 2016 | 18 | 33 | 33 |  | BAREFOOT | WEST (VER) | 138 | 138 | SP | 0.54 | 0 | 1 | 1-954 ACSR AW | 0 | 0 | 0 | 0 | 0 | 0 | 0 | 0 | 0 | 0 | 0 | 0 | 0 | 0 | 0 | 0 | 0 | 0 | 0 | 0 | 0 | 0 | 0 | 12 | 1
NO |  | 56 | 2016 | 18 | 34 | 34 |  | BAREFOOT | WEST (VER) | 138 | 230 | SP | 0 | 1.07 | 2 | 1-954 ACSR AW | 0 | 0 | 0 | 0 | 0 | 0 | 0 | 0 | 0 | 0 | 0 | 0 | 0 | 0 | 0 | 0 | 0 | 0 | 0 | 0 | 0 | 0 | 0 | 12 | 1
NO |  | 56 | 2016 | 18 | 35 | 35 |  | BAREFOOT | WEST (VER) | 138 | 138 | SP | 0 | 0.37 | 2 | 1-954 ACSR AW | 0 | 0 | 0 | 0 | 0 | 0 | 0 | 0 | 0 | 0 | 0 | 0 | 0 | 0 | 0 | 0 | 0 | 0 | 0 | 0 | 0 | 0 | 0 | 12 | 1
NO |  | 56 | 2016 | 19 | 1 | 1 |  | BAREFOOT | WEST (VER) | 138 | 138 | SP | 18.21 | 0 | 1 | 1-954 ACSR AZ | 0 | 0 | 0 | 0 | 0 | 0 | 0 | 0 | 0 | 0 | 0 | 0 | 0 | 0 | 0 | 0 | 0 | 0 | 0 | 0 | 0 | 0 | 0 | 12 | 1
NO |  | 56 | 2016 | 19 | 2 | 2 |  | BELLE MEADE | COLLIER 1 | 138 | 138 | H | 2.83 | 0 | 1 | 1-795 ACSR AZ | 0 | 0 | 0 | 0 | 0 | 0 | 0 | 0 | 0 | 0 | 0 | 0 | 0 | 0 | 0 | 0 | 0 | 0 | 0 | 0 | 0 | 0 | 0 | 12 | 1
NO |  | 56 | 2016 | 19 | 3 | 3 |  | BELLE MEADE | COLLIER 1 | 138 | 138 | H | 0.34 | 0 | 2 | 1-795 ACSR AZ | 0 | 0 | 0 | 0 | 0 | 0 | 0 | 0 | 0 | 0 | 0 | 0 | 0 | 0 | 0 | 0 | 0 | 0 | 0 | 0 | 0 | 0 | 0 | 12 | 1
NO |  | 56 | 2016 | 19 | 4 | 4 |  | BELLE MEADE | COLLIER 1 | 138 | 138 | SP | 0.24 | 0 | 1 | 1-795 ACSR AZ | 0 | 0 | 0 | 0 | 0 | 0 | 0 | 0 | 0 | 0 | 0 | 0 | 0 | 0 | 0 | 0 | 0 | 0 | 0 | 0 | 0 | 0 | 0 | 12 | 1
NO |  | 56 | 2016 | 19 | 5 | 5 |  | BELLE MEADE | COLLIER 1 | 138 | 138 | SP | 8.12 | 0 | 2 | 1-795 ACSR AZ | 0 | 0 | 0 | 0 | 0 | 0 | 0 | 0 | 0 | 0 | 0 | 0 | 0 | 0 | 0 | 0 | 0 | 0 | 0 | 0 | 0 | 0 | 0 | 12 | 1
NO |  | 56 | 2016 | 19 | 6 | 6 |  | BELLE MEADE | COLLIER 1 | 138 | 138 | SP | 0.02 | 0 | 2 | 1-954 ACSR AW | 0 | 0 | 0 | 0 | 0 | 0 | 0 | 0 | 0 | 0 | 0 | 0 | 0 | 0 | 0 | 0 | 0 | 0 | 0 | 0 | 0 | 0 | 0 | 12 | 1
NO |  | 56 | 2016 | 19 | 7 | 7 |  | BELLE MEADE | COLLIER 2 | 138 | 230 | H | 0.43 | 0 | 1 | 1-954 ACSR AZ | 0 | 0 | 0 | 0 | 0 | 0 | 0 | 0 | 0 | 0 | 0 | 0 | 0 | 0 | 0 | 0 | 0 | 0 | 0 | 0 | 0 | 0 | 0 | 12 | 1
NO |  | 56 | 2016 | 19 | 8 | 8 |  | BELLE MEADE | COLLIER 2 | 138 | 138 | SP | 0.31 | 0 | 1 | 1-1431 ACSR AW | 0 | 0 | 0 | 0 | 0 | 0 | 0 | 0 | 0 | 0 | 0 | 0 | 0 | 0 | 0 | 0 | 0 | 0 | 0 | 0 | 0 | 0 | 0 | 12 | 1
NO |  | 56 | 2016 | 19 | 9 | 9 |  | BELLE MEADE | COLLIER 2 | 138 | 230 | SP | 0.08 | 0 | 1 | 1-1431 ACSR AZ | 0 | 0 | 0 | 0 | 0 | 0 | 0 | 0 | 0 | 0 | 0 | 0 | 0 | 0 | 0 | 0 | 0 | 0 | 0 | 0 | 0 | 0 | 0 | 12 | 1
NO |  | 56 | 2016 | 19 | 10 | 10 |  | BELLE MEADE | COLLIER 2 | 138 | 138 | SP | 0.15 | 0 | 2 | 1-795 ACSR AZ | 0 | 0 | 0 | 0 | 0 | 0 | 0 | 0 | 0 | 0 | 0 | 0 | 0 | 0 | 0 | 0 | 0 | 0 | 0 | 0 | 0 | 0 | 0 | 12 | 1
NO |  | 56 | 2016 | 19 | 11 | 11 |  | BELLE MEADE | COLLIER 2 | 138 | 138 | SP | 2.02 | 0 | 1 | 1-954 ACSR AW | 0 | 0 | 0 | 0 | 0 | 0 | 0 | 0 | 0 | 0 | 0 | 0 | 0 | 0 | 0 | 0 | 0 | 0 | 0 | 0 | 0 | 0 | 0 | 12 | 1
NO |  | 56 | 2016 | 19 | 12 | 12 |  | BELLE MEADE | COLLIER 2 | 138 | 138 | SP | 0.04 | 0.06 | 2 | 1-954 ACSR AW | 0 | 0 | 0 | 0 | 0 | 0 | 0 | 0 | 0 | 0 | 0 | 0 | 0 | 0 | 0 | 0 | 0 | 0 | 0 | 0 | 0 | 0 | 0 | 12 | 1
NO |  | 56 | 2016 | 19 | 13 | 13 |  | BELLE MEADE | COLLIER 2 | 138 | 138 | SP | 2.85 | 0 | 1 | 1-954 ACSR AZ | 0 | 0 | 0 | 0 | 0 | 0 | 0 | 0 | 0 | 0 | 0 | 0 | 0 | 0 | 0 | 0 | 0 | 0 | 0 | 0 | 0 | 0 | 0 | 12 | 1
NO |  | 56 | 2016 | 19 | 14 | 14 |  | BELLE MEADE | COLLIER 2 | 138 | 230 | SP | 13.74 | 0 | 1 | 1-954 ACSR AZ | 0 | 0 | 0 | 0 | 0 | 0 | 0 | 0 | 0 | 0 | 0 | 0 | 0 | 0 | 0 | 0 | 0 | 0 | 0 | 0 | 0 | 0 | 0 | 12 | 1
NO |  | 56 | 2016 | 19 | 15 | 15 |  | BELLE MEADE | MARCO NORTH (LCEC) | 138 | 138 | SP | 0.08 | 0 | 1 | 1-954 ACSR AW | 0 | 0 | 0 | 0 | 0 | 0 | 0 | 0 | 0 | 0 | 0 | 0 | 0 | 0 | 0 | 0 | 0 | 0 | 0 | 0 | 0 | 0 | 0 | 12 | 1
NO |  | 56 | 2016 | 19 | 16 | 16 |  | BENEVA | HOWARD | 138 | 138 | SP | 0.03 | 0 | 1 | 1-795 ACSR AZ | 0 | 0 | 0 | 0 | 0 | 0 | 0 | 0 | 0 | 0 | 0 | 0 | 0 | 0 | 0 | 0 | 0 | 0 | 0 | 0 | 0 | 0 | 0 | 12 | 1
NO |  | 56 | 2016 | 19 | 17 | 17 |  | BENEVA | HOWARD | 138 | 138 | SP | 1.36 | 0 | 1 | 1-954 ACSR AW | 0 | 0 | 0 | 0 | 0 | 0 | 0 | 0 | 0 | 0 | 0 | 0 | 0 | 0 | 0 | 0 | 0 | 0 | 0 | 0 | 0 | 0 | 0 | 12 | 1
NO |  | 56 | 2016 | 19 | 18 | 18 |  | BENEVA | HOWARD | 138 | 230 | SP | 0 | 0.66 | 2 | 1-954 ACSR AW | 0 | 0 | 0 | 0 | 0 | 0 | 0 | 0 | 0 | 0 | 0 | 0 | 0 | 0 | 0 | 0 | 0 | 0 | 0 | 0 | 0 | 0 | 0 | 12 | 1
NO |  | 56 | 2016 | 19 | 19 | 19 |  | BENEVA | HOWARD | 138 | 138 | SP | 7.66 | 0 | 1 | 1-954 ACSR AZ | 0 | 0 | 0 | 0 | 0 | 0 | 0 | 0 | 0 | 0 | 0 | 0 | 0 | 0 | 0 | 0 | 0 | 0 | 0 | 0 | 0 | 0 | 0 | 12 | 1
NO |  | 56 | 2016 | 19 | 20 | 20 |  | BENEVA | RINGLING | 138 | 230 | SP | 0.41 | 0 | 1 | 1-795 ACSR AW | 0 | 0 | 0 | 0 | 0 | 0 | 0 | 0 | 0 | 0 | 0 | 0 | 0 | 0 | 0 | 0 | 0 | 0 | 0 | 0 | 0 | 0 | 0 | 12 | 1
NO |  | 56 | 2016 | 19 | 21 | 21 |  | BENEVA | RINGLING | 138 | 138 | SP | 1.02 | 0 | 1 | 1-795 ACSR AW | 0 | 0 | 0 | 0 | 0 | 0 | 0 | 0 | 0 | 0 | 0 | 0 | 0 | 0 | 0 | 0 | 0 | 0 | 0 | 0 | 0 | 0 | 0 | 12 | 1
NO |  | 56 | 2016 | 19 | 22 | 22 |  | BENEVA | RINGLING | 138 | 138 | SP | 5.17 | 0 | 1 | 1-795 ACSR AZ | 0 | 0 | 0 | 0 | 0 | 0 | 0 | 0 | 0 | 0 | 0 | 0 | 0 | 0 | 0 | 0 | 0 | 0 | 0 | 0 | 0 | 0 | 0 | 12 | 1
NO |  | 56 | 2016 | 19 | 23 | 23 |  | BENEVA | RINGLING | 138 | 138 | SP | 0 | 1.01 | 2 | 1-795 ACSR AZ | 0 | 0 | 0 | 0 | 0 | 0 | 0 | 0 | 0 | 0 | 0 | 0 | 0 | 0 | 0 | 0 | 0 | 0 | 0 | 0 | 0 | 0 | 0 | 12 | 1
NO |  | 56 | 2016 | 19 | 24 | 24 |  | BRADENTON | CORTEZ | 138 | 138 | SP | 8.74 | 0 | 1 | 1-795 ACSR AZ | 0 | 0 | 0 | 0 | 0 | 0 | 0 | 0 | 0 | 0 | 0 | 0 | 0 | 0 | 0 | 0 | 0 | 0 | 0 | 0 | 0 | 0 | 0 | 12 | 1
NO |  | 56 | 2016 | 19 | 25 | 25 |  | BRADENTON | CORTEZ | 138 | 138 | SP | 0.12 | 0 | 1 | 1-954 ACSR AW | 0 | 0 | 0 | 0 | 0 | 0 | 0 | 0 | 0 | 0 | 0 | 0 | 0 | 0 | 0 | 0 | 0 | 0 | 0 | 0 | 0 | 0 | 0 | 12 | 1
NO |  | 56 | 2016 | 19 | 26 | 26 |  | BRADENTON | FRUIT INDUSTRIES | 138 | 138 | SP | 0.86 | 0 | 1 | 1-795 ACSR AZ | 0 | 0 | 0 | 0 | 0 | 0 | 0 | 0 | 0 | 0 | 0 | 0 | 0 | 0 | 0 | 0 | 0 | 0 | 0 | 0 | 0 | 0 | 0 | 12 | 1
NO |  | 56 | 2016 | 19 | 27 | 27 |  | BRADENTON | FRUIT INDUSTRIES | 138 | 138 | SP | 0.87 | 0 | 1 | 1-954 ACSR AW | 0 | 0 | 0 | 0 | 0 | 0 | 0 | 0 | 0 | 0 | 0 | 0 | 0 | 0 | 0 | 0 | 0 | 0 | 0 | 0 | 0 | 0 | 0 | 12 | 1
NO |  | 56 | 2016 | 19 | 28 | 28 |  | BRADFORD | HAMPTON | 138 | 138 | SP | 0.13 | 0 | 1 | 1-795 ACSR AW | 0 | 0 | 0 | 0 | 0 | 0 | 0 | 0 | 0 | 0 | 0 | 0 | 0 | 0 | 0 | 0 | 0 | 0 | 0 | 0 | 0 | 0 | 0 | 12 | 1
NO |  | 56 | 2016 | 19 | 29 | 29 |  | BRADFORD | HAMPTON | 138 | 138 | SP | 5.81 | 0 | 1 | 1-795 ACSR AZ | 0 | 0 | 0 | 0 | 0 | 0 | 0 | 0 | 0 | 0 | 0 | 0 | 0 | 0 | 0 | 0 | 0 | 0 | 0 | 0 | 0 | 0 | 0 | 12 | 1
NO |  | 56 | 2016 | 19 | 30 | 30 |  | BRANDON | LAUDERDALE | 138 | 138 | H | 0.8 | 0 | 1 | 2-556.5 AAC | 0 | 0 | 0 | 0 | 0 | 0 | 0 | 0 | 0 | 0 | 0 | 0 | 0 | 0 | 0 | 0 | 0 | 0 | 0 | 0 | 0 | 0 | 0 | 12 | 1
NO |  | 56 | 2016 | 19 | 31 | 31 |  | BRANDON | LAUDERDALE | 138 | 138 | SP | 2.46 | 0 | 1 | 1-1431 ACSR AZ | 0 | 0 | 0 | 0 | 0 | 0 | 0 | 0 | 0 | 0 | 0 | 0 | 0 | 0 | 0 | 0 | 0 | 0 | 0 | 0 | 0 | 0 | 0 | 12 | 1
NO |  | 56 | 2016 | 19 | 32 | 32 |  | BRANDON | LAUDERDALE | 138 | 138 | SP | 0 | 0.24 | 2 | 1-1431 ACSR AZ | 0 | 0 | 0 | 0 | 0 | 0 | 0 | 0 | 0 | 0 | 0 | 0 | 0 | 0 | 0 | 0 | 0 | 0 | 0 | 0 | 0 | 0 | 0 | 12 | 1
NO |  | 56 | 2016 | 19 | 33 | 33 |  | BRANDON | LAUDERDALE | 138 | 138 | SP | 0.24 | 0 | 1 | 1-350 CU HT | 0 | 0 | 0 | 0 | 0 | 0 | 0 | 0 | 0 | 0 | 0 | 0 | 0 | 0 | 0 | 0 | 0 | 0 | 0 | 0 | 0 | 0 | 0 | 12 | 1
NO |  | 56 | 2016 | 19 | 34 | 34 |  | BRANDON | LAUDERDALE | 138 | 138 | SP | 8.36 | 0 | 1 | 2-556.5 AAC | 0 | 0 | 0 | 0 | 0 | 0 | 0 | 0 | 0 | 0 | 0 | 0 | 0 | 0 | 0 | 0 | 0 | 0 | 0 | 0 | 0 | 0 | 0 | 12 | 1
NO |  | 56 | 2016 | 19 | 35 | 35 |  | BRANDON | LAUDERDALE | 138 | 138 | SP | 0.22 | 0 | 1 | 1-1431 ACSR AW | 0 | 0 | 0 | 0 | 0 | 0 | 0 | 0 | 0 | 0 | 0 | 0 | 0 | 0 | 0 | 0 | 0 | 0 | 0 | 0 | 0 | 0 | 0 | 12 | 1
NO |  | 56 | 2016 | 20 | 1 | 1 |  | BRANDON | MIAMI SHORES | 138 | 138 | SP | 0.03 | 0 | 1 | 1-1431 ACSR AW | 0 | 0 | 0 | 0 | 0 | 0 | 0 | 0 | 0 | 0 | 0 | 0 | 0 | 0 | 0 | 0 | 0 | 0 | 0 | 0 | 0 | 0 | 0 | 12 | 1
NO |  | 56 | 2016 | 20 | 2 | 2 |  | BRANDON | MIAMI SHORES | 138 | 138 | SP | 2.02 | 0 | 1 | 1-1431 ACSR AZ | 0 | 0 | 0 | 0 | 0 | 0 | 0 | 0 | 0 | 0 | 0 | 0 | 0 | 0 | 0 | 0 | 0 | 0 | 0 | 0 | 0 | 0 | 0 | 12 | 1
NO |  | 56 | 2016 | 20 | 3 | 3 |  | BRANDON | MIAMI SHORES | 138 | 138 | SP | 2.14 | 0 | 1 | 2-350 CU HT | 0 | 0 | 0 | 0 | 0 | 0 | 0 | 0 | 0 | 0 | 0 | 0 | 0 | 0 | 0 | 0 | 0 | 0 | 0 | 0 | 0 | 0 | 0 | 12 | 1
NO |  | 56 | 2016 | 20 | 4 | 4 |  | BREVARD | CLEARLAKE RADIAL | 138 | 138 | SP | 0.54 | 0 | 2 | 1-556.5 AAC | 0 | 0 | 0 | 0 | 0 | 0 | 0 | 0 | 0 | 0 | 0 | 0 | 0 | 0 | 0 | 0 | 0 | 0 | 0 | 0 | 0 | 0 | 0 | 12 | 1
NO |  | 56 | 2016 | 20 | 5 | 5 |  | BREVARD | CLEARLAKE RADIAL | 138 | 138 | SP | 1.7 | 0 | 1 | 1-954 ACSR AW | 0 | 0 | 0 | 0 | 0 | 0 | 0 | 0 | 0 | 0 | 0 | 0 | 0 | 0 | 0 | 0 | 0 | 0 | 0 | 0 | 0 | 0 | 0 | 12 | 1
NO |  | 56 | 2016 | 20 | 6 | 6 |  | BREVARD | CLEARLAKE RADIAL | 138 | 138 | SP | 0 | 2.19 | 2 | 1-954 ACSR AW | 0 | 0 | 0 | 0 | 0 | 0 | 0 | 0 | 0 | 0 | 0 | 0 | 0 | 0 | 0 | 0 | 0 | 0 | 0 | 0 | 0 | 0 | 0 | 12 | 1
NO |  | 56 | 2016 | 20 | 7 | 7 |  | BREVARD | CLEARLAKE RADIAL | 138 | 138 | SP | 3.32 | 0 | 1 | 1-954 ACSR AZ | 0 | 0 | 0 | 0 | 0 | 0 | 0 | 0 | 0 | 0 | 0 | 0 | 0 | 0 | 0 | 0 | 0 | 0 | 0 | 0 | 0 | 0 | 0 | 12 | 1
NO |  | 56 | 2016 | 20 | 8 | 8 |  | BREVARD | COCOA BEACH | 138 | 138 | SP | 11.75 | 0 | 1 | 1-954 ACSR AW | 0 | 0 | 0 | 0 | 0 | 0 | 0 | 0 | 0 | 0 | 0 | 0 | 0 | 0 | 0 | 0 | 0 | 0 | 0 | 0 | 0 | 0 | 0 | 12 | 1
NO |  | 56 | 2016 | 20 | 9 | 9 |  | BREVARD | COCOA BEACH | 138 | 138 | SP | 0.09 | 2.19 | 2 | 1-954 ACSR AW | 0 | 0 | 0 | 0 | 0 | 0 | 0 | 0 | 0 | 0 | 0 | 0 | 0 | 0 | 0 | 0 | 0 | 0 | 0 | 0 | 0 | 0 | 0 | 12 | 1
NO |  | 56 | 2016 | 20 | 10 | 10 |  | BREVARD | COCOA BEACH | 138 | 138 | SP | 0.9 | 0 | 1 | 1-954 ACSR AZ | 0 | 0 | 0 | 0 | 0 | 0 | 0 | 0 | 0 | 0 | 0 | 0 | 0 | 0 | 0 | 0 | 0 | 0 | 0 | 0 | 0 | 0 | 0 | 12 | 1
NO |  | 56 | 2016 | 20 | 11 | 11 |  | BREVARD | EAU GALLIE | 138 | 138 | SP | 0.14 | 0 | 1 | 1-954 ACSR AW | 0 | 0 | 0 | 0 | 0 | 0 | 0 | 0 | 0 | 0 | 0 | 0 | 0 | 0 | 0 | 0 | 0 | 0 | 0 | 0 | 0 | 0 | 0 | 12 | 1
NO |  | 56 | 2016 | 20 | 12 | 12 |  | BREVARD | EAU GALLIE | 138 | 138 | SP | 4.29 | 4.03 | 2 | 1-954 ACSR AW | 0 | 0 | 0 | 0 | 0 | 0 | 0 | 0 | 0 | 0 | 0 | 0 | 0 | 0 | 0 | 0 | 0 | 0 | 0 | 0 | 0 | 0 | 0 | 12 | 1
NO |  | 56 | 2016 | 20 | 13 | 13 |  | BREVARD | EAU GALLIE | 138 | 138 | SP | 14.68 | 0 | 1 | 1-954 ACSR AZ | 0 | 0 | 0 | 0 | 0 | 0 | 0 | 0 | 0 | 0 | 0 | 0 | 0 | 0 | 0 | 0 | 0 | 0 | 0 | 0 | 0 | 0 | 0 | 12 | 1
NO |  | 56 | 2016 | 20 | 14 | 14 |  | BREVARD | EAU GALLIE | 138 | 138 | SP | 1.27 | 0 | 1 | 1-954 ACSR TW | 0 | 0 | 0 | 0 | 0 | 0 | 0 | 0 | 0 | 0 | 0 | 0 | 0 | 0 | 0 | 0 | 0 | 0 | 0 | 0 | 0 | 0 | 0 | 12 | 1
NO |  | 56 | 2016 | 20 | 15 | 15 |  | BREVARD | EAU GALLIE | 138 | 138 | SP | 1.33 | 1.22 | 2 | 1-954 ACSR TW | 0 | 0 | 0 | 0 | 0 | 0 | 0 | 0 | 0 | 0 | 0 | 0 | 0 | 0 | 0 | 0 | 0 | 0 | 0 | 0 | 0 | 0 | 0 | 12 | 1
NO |  | 56 | 2016 | 20 | 16 | 16 |  | BREVARD | OLEANDER (CST) | 138 | 138 | SP | 0.2 | 0 | 1 | 1-954 ACSR AW | 0 | 0 | 0 | 0 | 0 | 0 | 0 | 0 | 0 | 0 | 0 | 0 | 0 | 0 | 0 | 0 | 0 | 0 | 0 | 0 | 0 | 0 | 0 | 12 | 1
NO |  | 56 | 2016 | 20 | 17 | 17 |  | BREVARD | ROCKLEDGE RADIAL | 138 | 138 | SP | 0.12 | 0 | 1 | 1-954 ACSR AW | 0 | 0 | 0 | 0 | 0 | 0 | 0 | 0 | 0 | 0 | 0 | 0 | 0 | 0 | 0 | 0 | 0 | 0 | 0 | 0 | 0 | 0 | 0 | 12 | 1
NO |  | 56 | 2016 | 20 | 18 | 18 |  | BREVARD | ROCKLEDGE RADIAL | 138 | 138 | SP | 0 | 6.19 | 2 | 1-954 ACSR AW | 0 | 0 | 0 | 0 | 0 | 0 | 0 | 0 | 0 | 0 | 0 | 0 | 0 | 0 | 0 | 0 | 0 | 0 | 0 | 0 | 0 | 0 | 0 | 12 | 1
NO |  | 56 | 2016 | 20 | 19 | 19 |  | BREVARD | ROCKLEDGE RADIAL | 138 | 138 | SP | 3.53 | 0 | 1 | 1-954 ACSR AZ | 0 | 0 | 0 | 0 | 0 | 0 | 0 | 0 | 0 | 0 | 0 | 0 | 0 | 0 | 0 | 0 | 0 | 0 | 0 | 0 | 0 | 0 | 0 | 12 | 1
NO |  | 56 | 2016 | 20 | 20 | 20 |  | BREVARD | ROCKLEDGE RADIAL | 138 | 138 | SP | 0.06 | 0 | 2 | 1-954 ACSR AZ | 0 | 0 | 0 | 0 | 0 | 0 | 0 | 0 | 0 | 0 | 0 | 0 | 0 | 0 | 0 | 0 | 0 | 0 | 0 | 0 | 0 | 0 | 0 | 12 | 1
NO |  | 56 | 2016 | 20 | 21 | 21 |  | BROWARD | DEERFIELD BEACH 1 | 138 | 230 | SP | 0.14 | 0 | 1 | 1-1431 ACSR AZ | 0 | 0 | 0 | 0 | 0 | 0 | 0 | 0 | 0 | 0 | 0 | 0 | 0 | 0 | 0 | 0 | 0 | 0 | 0 | 0 | 0 | 0 | 0 | 12 | 1
NO |  | 56 | 2016 | 20 | 22 | 22 |  | BROWARD | DEERFIELD BEACH 1 | 138 | 138 | SP | 0.92 | 0 | 1 | 1-1431 ACSR AZ | 0 | 0 | 0 | 0 | 0 | 0 | 0 | 0 | 0 | 0 | 0 | 0 | 0 | 0 | 0 | 0 | 0 | 0 | 0 | 0 | 0 | 0 | 0 | 12 | 1
NO |  | 56 | 2016 | 20 | 23 | 23 |  | BROWARD | DEERFIELD BEACH 1 | 138 | 138 | SP | 3.72 | 0 | 1 | 1-954 ACSR AZ | 0 | 0 | 0 | 0 | 0 | 0 | 0 | 0 | 0 | 0 | 0 | 0 | 0 | 0 | 0 | 0 | 0 | 0 | 0 | 0 | 0 | 0 | 0 | 12 | 1
NO |  | 56 | 2016 | 20 | 24 | 24 |  | BROWARD | DEERFIELD BEACH 2 | 138 | 138 | H | 0.03 | 0 | 1 | 1-954 ACSR AZ | 0 | 0 | 0 | 0 | 0 | 0 | 0 | 0 | 0 | 0 | 0 | 0 | 0 | 0 | 0 | 0 | 0 | 0 | 0 | 0 | 0 | 0 | 0 | 12 | 1
NO |  | 56 | 2016 | 20 | 25 | 25 |  | BROWARD | DEERFIELD BEACH 2 | 138 | 138 | SP | 0.1 | 0 | 1 | 1-1431 ACSR AZ | 0 | 0 | 0 | 0 | 0 | 0 | 0 | 0 | 0 | 0 | 0 | 0 | 0 | 0 | 0 | 0 | 0 | 0 | 0 | 0 | 0 | 0 | 0 | 12 | 1
NO |  | 56 | 2016 | 20 | 26 | 26 |  | BROWARD | DEERFIELD BEACH 2 | 138 | 138 | SP | 4.86 | 0 | 1 | 1-954 ACSR AZ | 0 | 0 | 0 | 0 | 0 | 0 | 0 | 0 | 0 | 0 | 0 | 0 | 0 | 0 | 0 | 0 | 0 | 0 | 0 | 0 | 0 | 0 | 0 | 12 | 1
NO |  | 56 | 2016 | 20 | 27 | 27 |  | BROWARD | DEERFIELD BEACH 2 | 138 | 138 | SP | 2.7 | 0 | 1 | 2-556.5 AAC | 0 | 0 | 0 | 0 | 0 | 0 | 0 | 0 | 0 | 0 | 0 | 0 | 0 | 0 | 0 | 0 | 0 | 0 | 0 | 0 | 0 | 0 | 0 | 12 | 1
NO |  | 56 | 2016 | 20 | 28 | 28 |  | BROWARD | LYONS | 138 | 138 | SP | 0.28 | 0 | 1 | 1-954 ACSR AW | 0 | 0 | 0 | 0 | 0 | 0 | 0 | 0 | 0 | 0 | 0 | 0 | 0 | 0 | 0 | 0 | 0 | 0 | 0 | 0 | 0 | 0 | 0 | 12 | 1
NO |  | 56 | 2016 | 20 | 29 | 29 |  | BROWARD | LYONS | 138 | 138 | SP | 8.1 | 0 | 1 | 1-954 ACSR AZ | 0 | 0 | 0 | 0 | 0 | 0 | 0 | 0 | 0 | 0 | 0 | 0 | 0 | 0 | 0 | 0 | 0 | 0 | 0 | 0 | 0 | 0 | 0 | 12 | 1
NO |  | 56 | 2016 | 20 | 30 | 30 |  | BROWARD | MCARTHUR | 138 | 138 | H | 3.43 | 0 | 1 | 1-954 ACSR AZ | 0 | 0 | 0 | 0 | 0 | 0 | 0 | 0 | 0 | 0 | 0 | 0 | 0 | 0 | 0 | 0 | 0 | 0 | 0 | 0 | 0 | 0 | 0 | 12 | 1
NO |  | 56 | 2016 | 20 | 31 | 31 |  | BROWARD | MCARTHUR | 138 | 138 | H | 4.61 | 0 | 1 | 2-336.4 ACSR AZ | 0 | 0 | 0 | 0 | 0 | 0 | 0 | 0 | 0 | 0 | 0 | 0 | 0 | 0 | 0 | 0 | 0 | 0 | 0 | 0 | 0 | 0 | 0 | 12 | 1
NO |  | 56 | 2016 | 20 | 32 | 32 |  | BROWARD | MCARTHUR | 138 | 138 | SP | 0.07 | 0 | 1 | 1-1431 ACSR AZ | 0 | 0 | 0 | 0 | 0 | 0 | 0 | 0 | 0 | 0 | 0 | 0 | 0 | 0 | 0 | 0 | 0 | 0 | 0 | 0 | 0 | 0 | 0 | 12 | 1
NO |  | 56 | 2016 | 20 | 33 | 33 |  | BROWARD | MCARTHUR | 138 | 138 | SP | 1.43 | 0 | 1 | 1-954 ACSR AW | 0 | 0 | 0 | 0 | 0 | 0 | 0 | 0 | 0 | 0 | 0 | 0 | 0 | 0 | 0 | 0 | 0 | 0 | 0 | 0 | 0 | 0 | 0 | 12 | 1
NO |  | 56 | 2016 | 20 | 34 | 34 |  | BROWARD | MCARTHUR | 138 | 138 | SP | 0.17 | 0 | 1 | 1-954 ACSR AZ | 0 | 0 | 0 | 0 | 0 | 0 | 0 | 0 | 0 | 0 | 0 | 0 | 0 | 0 | 0 | 0 | 0 | 0 | 0 | 0 | 0 | 0 | 0 | 12 | 1
NO |  | 56 | 2016 | 20 | 35 | 35 |  | BROWARD | MCARTHUR | 138 | 138 | SP | 0 | 4.52 | 2 | 2-336.4 ACSR AZ | 0 | 0 | 0 | 0 | 0 | 0 | 0 | 0 | 0 | 0 | 0 | 0 | 0 | 0 | 0 | 0 | 0 | 0 | 0 | 0 | 0 | 0 | 0 | 12 | 1
NO |  | 56 | 2016 | 21 | 1 | 1 |  | BROWARD | PALM AIRE | 138 | 138 | SP | 1.04 | 0 | 1 | 1-954 ACSR AW | 0 | 0 | 0 | 0 | 0 | 0 | 0 | 0 | 0 | 0 | 0 | 0 | 0 | 0 | 0 | 0 | 0 | 0 | 0 | 0 | 0 | 0 | 0 | 12 | 1
NO |  | 56 | 2016 | 21 | 2 | 2 |  | BROWARD | PALM AIRE | 138 | 138 | SP | 7.06 | 0 | 1 | 1-954 ACSR AZ | 0 | 0 | 0 | 0 | 0 | 0 | 0 | 0 | 0 | 0 | 0 | 0 | 0 | 0 | 0 | 0 | 0 | 0 | 0 | 0 | 0 | 0 | 0 | 12 | 1
NO |  | 56 | 2016 | 21 | 3 | 3 |  | BROWARD | POMPANO | 138 | 138 | SP | 0.15 | 0 | 1 | 1-954 ACSR AW | 0 | 0 | 0 | 0 | 0 | 0 | 0 | 0 | 0 | 0 | 0 | 0 | 0 | 0 | 0 | 0 | 0 | 0 | 0 | 0 | 0 | 0 | 0 | 12 | 1
NO |  | 56 | 2016 | 21 | 4 | 4 |  | BROWARD | POMPANO | 138 | 138 | SP | 2.73 | 0 | 1 | 1-954 ACSR AZ | 0 | 0 | 0 | 0 | 0 | 0 | 0 | 0 | 0 | 0 | 0 | 0 | 0 | 0 | 0 | 0 | 0 | 0 | 0 | 0 | 0 | 0 | 0 | 12 | 1
NO |  | 56 | 2016 | 21 | 5 | 5 |  | BROWARD | TRADEWINDS | 138 | 138 | SP | 0.99 | 0 | 1 | 1-556.5 ACSR AW | 0 | 0 | 0 | 0 | 0 | 0 | 0 | 0 | 0 | 0 | 0 | 0 | 0 | 0 | 0 | 0 | 0 | 0 | 0 | 0 | 0 | 0 | 0 | 12 | 1
NO |  | 56 | 2016 | 21 | 6 | 6 |  | BROWARD | WESTINGHOUSE | 138 | 138 | H | 4.48 | 0 | 2 | 1-1431 ACSR AZ | 0 | 0 | 0 | 0 | 0 | 0 | 0 | 0 | 0 | 0 | 0 | 0 | 0 | 0 | 0 | 0 | 0 | 0 | 0 | 0 | 0 | 0 | 0 | 12 | 1
NO |  | 56 | 2016 | 21 | 7 | 7 |  | BROWARD | WESTINGHOUSE | 138 | 138 | H | 3.28 | 0 | 1 | 1-954 ACSR AZ | 0 | 0 | 0 | 0 | 0 | 0 | 0 | 0 | 0 | 0 | 0 | 0 | 0 | 0 | 0 | 0 | 0 | 0 | 0 | 0 | 0 | 0 | 0 | 12 | 1
NO |  | 56 | 2016 | 21 | 8 | 8 |  | BROWARD | WESTINGHOUSE | 138 | 138 | H | 0.55 | 0 | 1 | 2-336.4 ACSR AZ | 0 | 0 | 0 | 0 | 0 | 0 | 0 | 0 | 0 | 0 | 0 | 0 | 0 | 0 | 0 | 0 | 0 | 0 | 0 | 0 | 0 | 0 | 0 | 12 | 1
NO |  | 56 | 2016 | 21 | 9 | 9 |  | BROWARD | WESTINGHOUSE | 138 | 138 | SP | 3.38 | 0 | 2 | 1-1431 ACSR AW | 0 | 0 | 0 | 0 | 0 | 0 | 0 | 0 | 0 | 0 | 0 | 0 | 0 | 0 | 0 | 0 | 0 | 0 | 0 | 0 | 0 | 0 | 0 | 12 | 1
NO |  | 56 | 2016 | 21 | 10 | 10 |  | BROWARD | WESTINGHOUSE | 138 | 230 | SP | 1.47 | 0 | 1 | 1-954 ACSR AW | 0 | 0 | 0 | 0 | 0 | 0 | 0 | 0 | 0 | 0 | 0 | 0 | 0 | 0 | 0 | 0 | 0 | 0 | 0 | 0 | 0 | 0 | 0 | 12 | 1
NO |  | 56 | 2016 | 21 | 11 | 11 |  | BUCKINGHAM | FT MYERS PLANT | 138 | 138 | H | 2.62 | 0 | 1 | 1-954 ACSR AZ | 0 | 0 | 0 | 0 | 0 | 0 | 0 | 0 | 0 | 0 | 0 | 0 | 0 | 0 | 0 | 0 | 0 | 0 | 0 | 0 | 0 | 0 | 0 | 12 | 1
NO |  | 56 | 2016 | 21 | 12 | 12 |  | BUCKINGHAM | FT MYERS PLANT | 138 | 138 | SP | 0.12 | 0 | 1 | 1-954 ACSR AZ | 0 | 0 | 0 | 0 | 0 | 0 | 0 | 0 | 0 | 0 | 0 | 0 | 0 | 0 | 0 | 0 | 0 | 0 | 0 | 0 | 0 | 0 | 0 | 12 | 1
NO |  | 56 | 2016 | 21 | 13 | 13 |  | BUCKINGHAM | FT MYERS PLANT | 138 | 230 | SP | 1.98 | 0 | 2 | 1-954 ACSR AZ | 0 | 0 | 0 | 0 | 0 | 0 | 0 | 0 | 0 | 0 | 0 | 0 | 0 | 0 | 0 | 0 | 0 | 0 | 0 | 0 | 0 | 0 | 0 | 12 | 1
NO |  | 56 | 2016 | 21 | 14 | 14 |  | BUCKINGHAM | LAZY ACRES (LCCR) | 138 | 138 | SP | 1.22 | 0 | 1 | 1-336.4 ACSR AZ | 0 | 0 | 0 | 0 | 0 | 0 | 0 | 0 | 0 | 0 | 0 | 0 | 0 | 0 | 0 | 0 | 0 | 0 | 0 | 0 | 0 | 0 | 0 | 12 | 1
NO |  | 56 | 2016 | 21 | 15 | 15 |  | BUCKINGHAM | LAZY ACRES (LCCR) | 138 | 138 | SP | 0.11 | 0 | 1 | 1-795 ACSR AW | 0 | 0 | 0 | 0 | 0 | 0 | 0 | 0 | 0 | 0 | 0 | 0 | 0 | 0 | 0 | 0 | 0 | 0 | 0 | 0 | 0 | 0 | 0 | 12 | 1
NO |  | 56 | 2016 | 21 | 16 | 16 |  | BUCKINGHAM | LEHIGH ACRES (LCEC) | 138 | 138 | H | 0 | 0 | 1 | 1-1 Dummy Conduct | 0 | 0 | 0 | 0 | 0 | 0 | 0 | 0 | 0 | 0 | 0 | 0 | 0 | 0 | 0 | 0 | 0 | 0 | 0 | 0 | 0 | 0 | 0 | 12 | 1
NO |  | 56 | 2016 | 21 | 17 | 17 |  | BUCKINGHAM | LEHIGH ACRES (LCEC) | 138 | 138 | SP | 0.06 | 0 | 1 | 1-795 ACSR AW | 0 | 0 | 0 | 0 | 0 | 0 | 0 | 0 | 0 | 0 | 0 | 0 | 0 | 0 | 0 | 0 | 0 | 0 | 0 | 0 | 0 | 0 | 0 | 12 | 1
NO |  | 56 | 2016 | 21 | 18 | 18 |  | CEDAR | GERMANTOWN | 138 | 230 | SP | 0.08 | 0 | 1 | 1-954 ACSR AZ | 0 | 0 | 0 | 0 | 0 | 0 | 0 | 0 | 0 | 0 | 0 | 0 | 0 | 0 | 0 | 0 | 0 | 0 | 0 | 0 | 0 | 0 | 0 | 12 | 1
NO |  | 56 | 2016 | 21 | 19 | 19 |  | CEDAR | GERMANTOWN | 138 | 138 | SP | 10.1 | 0 | 1 | 1-954 ACSR AZ | 0 | 0 | 0 | 0 | 0 | 0 | 0 | 0 | 0 | 0 | 0 | 0 | 0 | 0 | 0 | 0 | 0 | 0 | 0 | 0 | 0 | 0 | 0 | 12 | 1
NO |  | 56 | 2016 | 21 | 20 | 20 |  | CEDAR | GERMANTOWN | 138 | 230 | SP | 0 | 1.61 | 2 | 1-954 ACSR AZ | 0 | 0 | 0 | 0 | 0 | 0 | 0 | 0 | 0 | 0 | 0 | 0 | 0 | 0 | 0 | 0 | 0 | 0 | 0 | 0 | 0 | 0 | 0 | 12 | 1
NO |  | 56 | 2016 | 21 | 21 | 21 |  | CEDAR | GERMANTOWN | 138 | 138 | SP | 0 | 0.54 | 2 | 1-954 ACSR AZ | 0 | 0 | 0 | 0 | 0 | 0 | 0 | 0 | 0 | 0 | 0 | 0 | 0 | 0 | 0 | 0 | 0 | 0 | 0 | 0 | 0 | 0 | 0 | 12 | 1
NO |  | 56 | 2016 | 21 | 22 | 22 |  | CEDAR | HYPOLUXO ROAD (LWU) 1 | 138 | 138 | SP | 0.06 | 0 | 1 | 1-954 ACSR AW | 0 | 0 | 0 | 0 | 0 | 0 | 0 | 0 | 0 | 0 | 0 | 0 | 0 | 0 | 0 | 0 | 0 | 0 | 0 | 0 | 0 | 0 | 0 | 12 | 1
NO |  | 56 | 2016 | 21 | 23 | 23 |  | CEDAR | HYPOLUXO ROAD (LWU) 1 | 138 | 138 | SP | 6.79 | 0 | 1 | 1-954 ACSR AZ | 0 | 0 | 0 | 0 | 0 | 0 | 0 | 0 | 0 | 0 | 0 | 0 | 0 | 0 | 0 | 0 | 0 | 0 | 0 | 0 | 0 | 0 | 0 | 12 | 1
NO |  | 56 | 2016 | 21 | 24 | 24 |  | CEDAR | HYPOLUXO ROAD (LWU) 1 | 138 | 138 | SP | 0.53 | 0 | 2 | 1-954 ACSR AZ | 0 | 0 | 0 | 0 | 0 | 0 | 0 | 0 | 0 | 0 | 0 | 0 | 0 | 0 | 0 | 0 | 0 | 0 | 0 | 0 | 0 | 0 | 0 | 12 | 1
NO |  | 56 | 2016 | 21 | 25 | 25 |  | CEDAR | HYPOLUXO ROAD (LWU) 2 | 138 | 138 | SP | 2.27 | 0 | 1 | 1-954 ACSR AW | 0 | 0 | 0 | 0 | 0 | 0 | 0 | 0 | 0 | 0 | 0 | 0 | 0 | 0 | 0 | 0 | 0 | 0 | 0 | 0 | 0 | 0 | 0 | 12 | 1
NO |  | 56 | 2016 | 21 | 26 | 26 |  | CEDAR | HYPOLUXO ROAD (LWU) 2 | 138 | 138 | SP | 0.97 | 0 | 2 | 1-954 ACSR AW | 0 | 0 | 0 | 0 | 0 | 0 | 0 | 0 | 0 | 0 | 0 | 0 | 0 | 0 | 0 | 0 | 0 | 0 | 0 | 0 | 0 | 0 | 0 | 12 | 1
NO |  | 56 | 2016 | 21 | 27 | 27 |  | CEDAR | HYPOLUXO ROAD (LWU) 2 | 138 | 138 | SP | 2.26 | 0 | 1 | 1-954 ACSR AZ | 0 | 0 | 0 | 0 | 0 | 0 | 0 | 0 | 0 | 0 | 0 | 0 | 0 | 0 | 0 | 0 | 0 | 0 | 0 | 0 | 0 | 0 | 0 | 12 | 1
NO |  | 56 | 2016 | 21 | 28 | 28 |  | CEDAR | RANCH | 138 | 138 | H | 0.21 | 0 | 1 | 1-954 ACSR AW | 0 | 0 | 0 | 0 | 0 | 0 | 0 | 0 | 0 | 0 | 0 | 0 | 0 | 0 | 0 | 0 | 0 | 0 | 0 | 0 | 0 | 0 | 0 | 12 | 1
NO |  | 56 | 2016 | 21 | 29 | 29 |  | CEDAR | RANCH | 138 | 230 | H | 4.27 | 0 | 1 | 1-954 ACSR AW | 0 | 0 | 0 | 0 | 0 | 0 | 0 | 0 | 0 | 0 | 0 | 0 | 0 | 0 | 0 | 0 | 0 | 0 | 0 | 0 | 0 | 0 | 0 | 12 | 1
NO |  | 56 | 2016 | 21 | 30 | 30 |  | CEDAR | RANCH | 138 | 138 | SP | 0.22 | 0 | 1 | 1-1431 ACSR AW | 0 | 0 | 0 | 0 | 0 | 0 | 0 | 0 | 0 | 0 | 0 | 0 | 0 | 0 | 0 | 0 | 0 | 0 | 0 | 0 | 0 | 0 | 0 | 12 | 1
NO |  | 56 | 2016 | 21 | 31 | 31 |  | CEDAR | RANCH | 138 | 138 | SP | 6.16 | 0 | 1 | 1-954 ACSR AW | 0 | 0 | 0 | 0 | 0 | 0 | 0 | 0 | 0 | 0 | 0 | 0 | 0 | 0 | 0 | 0 | 0 | 0 | 0 | 0 | 0 | 0 | 0 | 12 | 1
NO |  | 56 | 2016 | 21 | 32 | 32 |  | CEDAR | RANCH | 138 | 138 | SP | 5.76 | 0 | 1 | 1-954 ACSR AZ | 0 | 0 | 0 | 0 | 0 | 0 | 0 | 0 | 0 | 0 | 0 | 0 | 0 | 0 | 0 | 0 | 0 | 0 | 0 | 0 | 0 | 0 | 0 | 12 | 1
NO |  | 56 | 2016 | 21 | 33 | 33 |  | CEDAR | RANCH | 138 | 138 | SP | 0 | 0.97 | 2 | 1-954 ACSR AZ | 0 | 0 | 0 | 0 | 0 | 0 | 0 | 0 | 0 | 0 | 0 | 0 | 0 | 0 | 0 | 0 | 0 | 0 | 0 | 0 | 0 | 0 | 0 | 12 | 1
NO |  | 56 | 2016 | 21 | 34 | 34 |  | CHARLOTTE | HARBOR | 138 | 138 | SP | 1.93 | 0 | 1 | 1-795 ACSR AZ | 0 | 0 | 0 | 0 | 0 | 0 | 0 | 0 | 0 | 0 | 0 | 0 | 0 | 0 | 0 | 0 | 0 | 0 | 0 | 0 | 0 | 0 | 0 | 12 | 1
NO |  | 56 | 2016 | 21 | 35 | 35 |  | CHARLOTTE | HARBOR | 138 | 138 | SP | 6.43 | 0 | 1 | 1-954 ACSR AW | 0 | 0 | 0 | 0 | 0 | 0 | 0 | 0 | 0 | 0 | 0 | 0 | 0 | 0 | 0 | 0 | 0 | 0 | 0 | 0 | 0 | 0 | 0 | 12 | 1
NO |  | 56 | 2016 | 22 | 1 | 1 |  | CHARLOTTE | NOTRE DAME RADIAL | 138 | 138 | H | 0.24 | 0 | 1 | 1-954 ACSR AZ | 0 | 0 | 0 | 0 | 0 | 0 | 0 | 0 | 0 | 0 | 0 | 0 | 0 | 0 | 0 | 0 | 0 | 0 | 0 | 0 | 0 | 0 | 0 | 12 | 1
NO |  | 56 | 2016 | 22 | 2 | 2 |  | CHARLOTTE | NOTRE DAME RADIAL | 138 | 138 | SP | 15.08 | 0 | 1 | 1-954 ACSR AW | 0 | 0 | 0 | 0 | 0 | 0 | 0 | 0 | 0 | 0 | 0 | 0 | 0 | 0 | 0 | 0 | 0 | 0 | 0 | 0 | 0 | 0 | 0 | 12 | 1
NO |  | 56 | 2016 | 22 | 3 | 3 |  | CHARLOTTE | NOTRE DAME RADIAL | 138 | 138 | SP | 2.64 | 0 | 1 | 1-954 ACSR AZ | 0 | 0 | 0 | 0 | 0 | 0 | 0 | 0 | 0 | 0 | 0 | 0 | 0 | 0 | 0 | 0 | 0 | 0 | 0 | 0 | 0 | 0 | 0 | 12 | 1
NO |  | 56 | 2016 | 22 | 4 | 4 |  | COAST | HARBOR | 138 | 138 | SP | 2.86 | 0 | 1 | 1-795 ACSR AW | 0 | 0 | 0 | 0 | 0 | 0 | 0 | 0 | 0 | 0 | 0 | 0 | 0 | 0 | 0 | 0 | 0 | 0 | 0 | 0 | 0 | 0 | 0 | 12 | 1
NO |  | 56 | 2016 | 22 | 5 | 5 |  | COAST | HARBOR | 138 | 138 | SP | 2.26 | 0 | 1 | 1-795 ACSR AZ | 0 | 0 | 0 | 0 | 0 | 0 | 0 | 0 | 0 | 0 | 0 | 0 | 0 | 0 | 0 | 0 | 0 | 0 | 0 | 0 | 0 | 0 | 0 | 12 | 1
NO |  | 56 | 2016 | 22 | 6 | 6 |  | COAST | HARBOR | 138 | 138 | SP | 0.64 | 0 | 1 | 1-954 ACSR AW | 0 | 0 | 0 | 0 | 0 | 0 | 0 | 0 | 0 | 0 | 0 | 0 | 0 | 0 | 0 | 0 | 0 | 0 | 0 | 0 | 0 | 0 | 0 | 12 | 1
NO |  | 56 | 2016 | 22 | 7 | 7 |  | COAST | MYAKKA | 138 | 138 | SP | 13.78 | 0 | 1 | 1-795 ACSR AZ | 0 | 0 | 0 | 0 | 0 | 0 | 0 | 0 | 0 | 0 | 0 | 0 | 0 | 0 | 0 | 0 | 0 | 0 | 0 | 0 | 0 | 0 | 0 | 12 | 1
NO |  | 56 | 2016 | 22 | 8 | 8 |  | COAST | MYAKKA | 138 | 138 | SP | 2.62 | 0 | 1 | 1-954 ACSR AW | 0 | 0 | 0 | 0 | 0 | 0 | 0 | 0 | 0 | 0 | 0 | 0 | 0 | 0 | 0 | 0 | 0 | 0 | 0 | 0 | 0 | 0 | 0 | 12 | 1
NO |  | 56 | 2016 | 22 | 9 | 9 |  | COAST | MYAKKA | 138 | 138 | SP | 0.46 | 0 | 1 | 1-954 ACSR AZ | 0 | 0 | 0 | 0 | 0 | 0 | 0 | 0 | 0 | 0 | 0 | 0 | 0 | 0 | 0 | 0 | 0 | 0 | 0 | 0 | 0 | 0 | 0 | 12 | 1
NO |  | 56 | 2016 | 22 | 10 | 10 |  | COAST | MYAKKA | 138 | 230 | SP | 0.22 | 0 | 2 | 1-954 ACSR AZ | 0 | 0 | 0 | 0 | 0 | 0 | 0 | 0 | 0 | 0 | 0 | 0 | 0 | 0 | 0 | 0 | 0 | 0 | 0 | 0 | 0 | 0 | 0 | 12 | 1
NO |  | 56 | 2016 | 22 | 11 | 11 |  | COCOA BEACH | PATRICK | 138 | 138 | H | 2.25 | 0 | 1 | 1-350 CU HT | 0 | 0 | 0 | 0 | 0 | 0 | 0 | 0 | 0 | 0 | 0 | 0 | 0 | 0 | 0 | 0 | 0 | 0 | 0 | 0 | 0 | 0 | 0 | 12 | 1
NO |  | 56 | 2016 | 22 | 12 | 12 |  | COCOA BEACH | PATRICK | 138 | 138 | SP | 1.84 | 0 | 1 | 1-350 CU HT | 0 | 0 | 0 | 0 | 0 | 0 | 0 | 0 | 0 | 0 | 0 | 0 | 0 | 0 | 0 | 0 | 0 | 0 | 0 | 0 | 0 | 0 | 0 | 12 | 1
NO |  | 56 | 2016 | 22 | 13 | 13 |  | COCOA BEACH | PATRICK | 138 | 138 | SP | 6.4 | 0 | 1 | 1-652.4 AAAC | 0 | 0 | 0 | 0 | 0 | 0 | 0 | 0 | 0 | 0 | 0 | 0 | 0 | 0 | 0 | 0 | 0 | 0 | 0 | 0 | 0 | 0 | 0 | 12 | 1
NO |  | 56 | 2016 | 22 | 14 | 14 |  | COCOA BEACH | PATRICK | 138 | 138 | UG | 0.96 | 0 | 1 | 1-1250 CU-HP SD | 0 | 0 | 0 | 0 | 0 | 0 | 0 | 0 | 0 | 0 | 0 | 0 | 0 | 0 | 0 | 0 | 0 | 0 | 0 | 0 | 0 | 0 | 0 | 12 | 1
NO |  | 56 | 2016 | 22 | 15 | 15 |  | COCOA BEACH | SOUTH CAPE | 138 | 138 | SP | 0.39 | 0 | 2 | 1-556.5 ACSR AW | 0 | 0 | 0 | 0 | 0 | 0 | 0 | 0 | 0 | 0 | 0 | 0 | 0 | 0 | 0 | 0 | 0 | 0 | 0 | 0 | 0 | 0 | 0 | 12 | 1
NO |  | 56 | 2016 | 22 | 16 | 16 |  | COCOA BEACH | SOUTH CAPE | 138 | 138 | SP | 0.02 | 0 | 1 | 1-600 CU HT | 0 | 0 | 0 | 0 | 0 | 0 | 0 | 0 | 0 | 0 | 0 | 0 | 0 | 0 | 0 | 0 | 0 | 0 | 0 | 0 | 0 | 0 | 0 | 12 | 1
NO |  | 56 | 2016 | 22 | 17 | 17 |  | COCOA BEACH | SOUTH CAPE | 138 | 138 | SP | 7.84 | 0 | 1 | 1-927.2 AAAC | 0 | 0 | 0 | 0 | 0 | 0 | 0 | 0 | 0 | 0 | 0 | 0 | 0 | 0 | 0 | 0 | 0 | 0 | 0 | 0 | 0 | 0 | 0 | 12 | 1
NO |  | 56 | 2016 | 22 | 18 | 18 |  | COCOA BEACH | SOUTH CAPE | 138 | 138 | SP | 0.01 | 0 | 1 | 1-954 ACSR AW | 0 | 0 | 0 | 0 | 0 | 0 | 0 | 0 | 0 | 0 | 0 | 0 | 0 | 0 | 0 | 0 | 0 | 0 | 0 | 0 | 0 | 0 | 0 | 12 | 1
NO |  | 56 | 2016 | 22 | 19 | 19 |  | COCONUT GROVE | MIAMI | 138 | 138 | UG | 4.97 | 0 | 1 | 1-700 CU-HP | 0 | 0 | 0 | 0 | 0 | 0 | 0 | 0 | 0 | 0 | 0 | 0 | 0 | 0 | 0 | 0 | 0 | 0 | 0 | 0 | 0 | 0 | 0 | 12 | 1
NO |  | 56 | 2016 | 22 | 20 | 20 |  | COCONUT GROVE | RIVERSIDE | 138 | 138 | SP | 6.06 | 0 | 1 | 1-795 ACSR AZ | 0 | 0 | 0 | 0 | 0 | 0 | 0 | 0 | 0 | 0 | 0 | 0 | 0 | 0 | 0 | 0 | 0 | 0 | 0 | 0 | 0 | 0 | 0 | 12 | 1
NO |  | 56 | 2016 | 22 | 21 | 21 |  | COCONUT GROVE | RIVERSIDE | 138 | 138 | SP | 0.04 | 0.05 | 2 | 1-795 ACSR AZ | 0 | 0 | 0 | 0 | 0 | 0 | 0 | 0 | 0 | 0 | 0 | 0 | 0 | 0 | 0 | 0 | 0 | 0 | 0 | 0 | 0 | 0 | 0 | 12 | 1
NO |  | 56 | 2016 | 22 | 22 | 22 |  | COCONUT GROVE | RIVERSIDE | 138 | 138 | SP | 0.01 | 0 | 1 | 1-954 ACSR AZ | 0 | 0 | 0 | 0 | 0 | 0 | 0 | 0 | 0 | 0 | 0 | 0 | 0 | 0 | 0 | 0 | 0 | 0 | 0 | 0 | 0 | 0 | 0 | 12 | 1
NO |  | 56 | 2016 | 22 | 23 | 23 |  | COCONUT GROVE | SOUTH MIAMI | 138 | 138 | SP | 0 | 0 | 1 | 1-954 ACSR AW | 0 | 0 | 0 | 0 | 0 | 0 | 0 | 0 | 0 | 0 | 0 | 0 | 0 | 0 | 0 | 0 | 0 | 0 | 0 | 0 | 0 | 0 | 0 | 12 | 1
NO |  | 56 | 2016 | 22 | 24 | 24 |  | COCONUT GROVE | SOUTH MIAMI | 138 | 138 | SP | 3.02 | 0 | 1 | 1-954 ACSR AZ | 0 | 0 | 0 | 0 | 0 | 0 | 0 | 0 | 0 | 0 | 0 | 0 | 0 | 0 | 0 | 0 | 0 | 0 | 0 | 0 | 0 | 0 | 0 | 12 | 1
NO |  | 56 | 2016 | 22 | 25 | 25 |  | COLLIER | ALLIGATOR RADIAL | 138 | 138 | SP | 0.26 | 0 | 1 | 1-556.5 ACSR AW | 0 | 0 | 0 | 0 | 0 | 0 | 0 | 0 | 0 | 0 | 0 | 0 | 0 | 0 | 0 | 0 | 0 | 0 | 0 | 0 | 0 | 0 | 0 | 12 | 1
NO |  | 56 | 2016 | 22 | 26 | 26 |  | COLLIER | ALLIGATOR RADIAL | 138 | 138 | SP | 1.76 | 1.07 | 2 | 1-556.5 ACSR AW | 0 | 0 | 0 | 0 | 0 | 0 | 0 | 0 | 0 | 0 | 0 | 0 | 0 | 0 | 0 | 0 | 0 | 0 | 0 | 0 | 0 | 0 | 0 | 12 | 1
NO |  | 56 | 2016 | 22 | 27 | 27 |  | COLLIER | ALLIGATOR RADIAL | 138 | 138 | SP | 0.04 | 0 | 1 | 1-795 ACSR AZ | 0 | 0 | 0 | 0 | 0 | 0 | 0 | 0 | 0 | 0 | 0 | 0 | 0 | 0 | 0 | 0 | 0 | 0 | 0 | 0 | 0 | 0 | 0 | 12 | 1
NO |  | 56 | 2016 | 22 | 28 | 28 |  | COLLIER | NAPLES RADIAL | 138 | 138 | H | 0.09 | 0 | 1 | 1-954 ACSR AZ | 0 | 0 | 0 | 0 | 0 | 0 | 0 | 0 | 0 | 0 | 0 | 0 | 0 | 0 | 0 | 0 | 0 | 0 | 0 | 0 | 0 | 0 | 0 | 12 | 1
NO |  | 56 | 2016 | 22 | 29 | 29 |  | COLLIER | NAPLES RADIAL | 138 | 138 | SP | 1.99 | 0 | 1 | 1-954 ACSR AZ | 0 | 0 | 0 | 0 | 0 | 0 | 0 | 0 | 0 | 0 | 0 | 0 | 0 | 0 | 0 | 0 | 0 | 0 | 0 | 0 | 0 | 0 | 0 | 12 | 1
NO |  | 56 | 2016 | 22 | 30 | 30 |  | COLLIER | NAPLES RADIAL | 138 | 138 | SP | 0 | 1.85 | 2 | 1-954 ACSR AZ | 0 | 0 | 0 | 0 | 0 | 0 | 0 | 0 | 0 | 0 | 0 | 0 | 0 | 0 | 0 | 0 | 0 | 0 | 0 | 0 | 0 | 0 | 0 | 12 | 1
NO |  | 56 | 2016 | 22 | 31 | 31 |  | COLLIER | TERRY | 138 | 138 | H | 10.8 | 0 | 1 | 1-954 ACSR AW | 0 | 0 | 0 | 0 | 0 | 0 | 0 | 0 | 0 | 0 | 0 | 0 | 0 | 0 | 0 | 0 | 0 | 0 | 0 | 0 | 0 | 0 | 0 | 12 | 1
NO |  | 56 | 2016 | 22 | 32 | 32 |  | COLLIER | TERRY | 138 | 138 | SP | 1.07 | 0 | 1 | 1-336.4 ACSR AZ | 0 | 0 | 0 | 0 | 0 | 0 | 0 | 0 | 0 | 0 | 0 | 0 | 0 | 0 | 0 | 0 | 0 | 0 | 0 | 0 | 0 | 0 | 0 | 12 | 1
NO |  | 56 | 2016 | 22 | 33 | 33 |  | COLLIER | TERRY | 138 | 138 | SP | 2.98 | 0 | 1 | 1-795 ACSR AZ | 0 | 0 | 0 | 0 | 0 | 0 | 0 | 0 | 0 | 0 | 0 | 0 | 0 | 0 | 0 | 0 | 0 | 0 | 0 | 0 | 0 | 0 | 0 | 12 | 1
NO |  | 56 | 2016 | 22 | 34 | 34 |  | COLLIER | TERRY | 138 | 138 | SP | 1.69 | 0 | 1 | 1-954 ACSR AW | 0 | 0 | 0 | 0 | 0 | 0 | 0 | 0 | 0 | 0 | 0 | 0 | 0 | 0 | 0 | 0 | 0 | 0 | 0 | 0 | 0 | 0 | 0 | 12 | 1
NO |  | 56 | 2016 | 22 | 35 | 35 |  | COLLIER | TERRY | 138 | 138 | SP | 2.31 | 0 | 2 | 1-954 ACSR AW | 0 | 0 | 0 | 0 | 0 | 0 | 0 | 0 | 0 | 0 | 0 | 0 | 0 | 0 | 0 | 0 | 0 | 0 | 0 | 0 | 0 | 0 | 0 | 12 | 1
NO |  | 56 | 2016 | 23 | 1 | 1 |  | COLLIER | TERRY | 138 | 138 | SP | 0.18 | 0 | 1 | 1-954 ACSR AZ | 0 | 0 | 0 | 0 | 0 | 0 | 0 | 0 | 0 | 0 | 0 | 0 | 0 | 0 | 0 | 0 | 0 | 0 | 0 | 0 | 0 | 0 | 0 | 12 | 1
NO |  | 56 | 2016 | 23 | 2 | 2 |  | CORTEZ | JOHNSON | 138 | 230 | H | 0.05 | 0 | 1 | 1-1691 AAAC | 0 | 0 | 0 | 0 | 0 | 0 | 0 | 0 | 0 | 0 | 0 | 0 | 0 | 0 | 0 | 0 | 0 | 0 | 0 | 0 | 0 | 0 | 0 | 12 | 1
NO |  | 56 | 2016 | 23 | 3 | 3 |  | CORTEZ | JOHNSON | 138 | 138 | SP | 8.81 | 0 | 1 | 1-954 ACSR AZ | 0 | 0 | 0 | 0 | 0 | 0 | 0 | 0 | 0 | 0 | 0 | 0 | 0 | 0 | 0 | 0 | 0 | 0 | 0 | 0 | 0 | 0 | 0 | 12 | 1
NO |  | 56 | 2016 | 23 | 4 | 4 |  | CORTEZ | WOODS | 138 | 138 | SP | 6.73 | 0 | 1 | 1-795 ACSR AZ | 0 | 0 | 0 | 0 | 0 | 0 | 0 | 0 | 0 | 0 | 0 | 0 | 0 | 0 | 0 | 0 | 0 | 0 | 0 | 0 | 0 | 0 | 0 | 12 | 1
NO |  | 56 | 2016 | 23 | 5 | 5 |  | CORTEZ | WOODS | 138 | 138 | SP | 0.5 | 0 | 1 | 1-954 ACSR AW | 0 | 0 | 0 | 0 | 0 | 0 | 0 | 0 | 0 | 0 | 0 | 0 | 0 | 0 | 0 | 0 | 0 | 0 | 0 | 0 | 0 | 0 | 0 | 12 | 1
NO |  | 56 | 2016 | 23 | 6 | 6 |  | CORTEZ | WOODS | 138 | 138 | SP | 1.15 | 0 | 2 | 1-954 ACSR AW | 0 | 0 | 0 | 0 | 0 | 0 | 0 | 0 | 0 | 0 | 0 | 0 | 0 | 0 | 0 | 0 | 0 | 0 | 0 | 0 | 0 | 0 | 0 | 12 | 1
NO |  | 56 | 2016 | 23 | 7 | 7 |  | COURT | CUTLER | 138 | 230 | H | 0.29 | 0 | 1 | 1-1431 ACSR AZ | 0 | 0 | 0 | 0 | 0 | 0 | 0 | 0 | 0 | 0 | 0 | 0 | 0 | 0 | 0 | 0 | 0 | 0 | 0 | 0 | 0 | 0 | 0 | 12 | 1
NO |  | 56 | 2016 | 23 | 8 | 8 |  | COURT | CUTLER | 138 | 230 | H | 1.97 | 0.71 | 2 | 1-1431 ACSR AZ | 0 | 0 | 0 | 0 | 0 | 0 | 0 | 0 | 0 | 0 | 0 | 0 | 0 | 0 | 0 | 0 | 0 | 0 | 0 | 0 | 0 | 0 | 0 | 12 | 1
NO |  | 56 | 2016 | 23 | 9 | 9 |  | COURT | CUTLER | 138 | 138 | H | 3.62 | 0 | 1 | 1-350 CU HT | 0 | 0 | 0 | 0 | 0 | 0 | 0 | 0 | 0 | 0 | 0 | 0 | 0 | 0 | 0 | 0 | 0 | 0 | 0 | 0 | 0 | 0 | 0 | 12 | 1
NO |  | 56 | 2016 | 23 | 10 | 10 |  | COURT | CUTLER | 138 | 138 | H | 0.23 | 0 | 1 | 1-556.5 ACSR AZ | 0 | 0 | 0 | 0 | 0 | 0 | 0 | 0 | 0 | 0 | 0 | 0 | 0 | 0 | 0 | 0 | 0 | 0 | 0 | 0 | 0 | 0 | 0 | 12 | 1
NO |  | 56 | 2016 | 23 | 11 | 11 |  | COURT | CUTLER | 138 | 138 | SP | 0.19 | 0 | 1 | 1-1431 ACSR AZ | 0 | 0 | 0 | 0 | 0 | 0 | 0 | 0 | 0 | 0 | 0 | 0 | 0 | 0 | 0 | 0 | 0 | 0 | 0 | 0 | 0 | 0 | 0 | 12 | 1
NO |  | 56 | 2016 | 23 | 12 | 12 |  | COURT | CUTLER | 138 | 138 | SP | 0.04 | 0 | 1 | 1-350 CU HT | 0 | 0 | 0 | 0 | 0 | 0 | 0 | 0 | 0 | 0 | 0 | 0 | 0 | 0 | 0 | 0 | 0 | 0 | 0 | 0 | 0 | 0 | 0 | 12 | 1
NO |  | 56 | 2016 | 23 | 13 | 13 |  | COURT | DAVIS | 138 | 138 | H | 0.03 | 0 | 1 | 1-1431 ACSR AZ | 0 | 0 | 0 | 0 | 0 | 0 | 0 | 0 | 0 | 0 | 0 | 0 | 0 | 0 | 0 | 0 | 0 | 0 | 0 | 0 | 0 | 0 | 0 | 12 | 1
NO |  | 56 | 2016 | 23 | 14 | 14 |  | CUTLER | DAVIS 2 | 138 | 230 | H | 0.33 | 0 | 1 | 1-1431 ACSR AZ | 0 | 0 | 0 | 0 | 0 | 0 | 0 | 0 | 0 | 0 | 0 | 0 | 0 | 0 | 0 | 0 | 0 | 0 | 0 | 0 | 0 | 0 | 0 | 12 | 1
NO |  | 56 | 2016 | 23 | 15 | 15 |  | CUTLER | DAVIS 2 | 138 | 230 | H | 2.76 | 0 | 2 | 1-1431 ACSR AZ | 0 | 0 | 0 | 0 | 0 | 0 | 0 | 0 | 0 | 0 | 0 | 0 | 0 | 0 | 0 | 0 | 0 | 0 | 0 | 0 | 0 | 0 | 0 | 12 | 1
NO |  | 56 | 2016 | 23 | 16 | 16 |  | CUTLER | DAVIS 2 | 138 | 138 | H | 3.69 | 0 | 1 | 1-350 CU HT | 0 | 0 | 0 | 0 | 0 | 0 | 0 | 0 | 0 | 0 | 0 | 0 | 0 | 0 | 0 | 0 | 0 | 0 | 0 | 0 | 0 | 0 | 0 | 12 | 1
NO |  | 56 | 2016 | 23 | 17 | 17 |  | CUTLER | DAVIS 2 | 138 | 138 | H | 0.23 | 0 | 1 | 1-556.5 ACSR AZ | 0 | 0 | 0 | 0 | 0 | 0 | 0 | 0 | 0 | 0 | 0 | 0 | 0 | 0 | 0 | 0 | 0 | 0 | 0 | 0 | 0 | 0 | 0 | 12 | 1
NO |  | 56 | 2016 | 23 | 18 | 18 |  | CUTLER | DAVIS 4 | 138 | 138 | H | 0 | 0.17 | 2 | 1-600 CU HT | 0 | 0 | 0 | 0 | 0 | 0 | 0 | 0 | 0 | 0 | 0 | 0 | 0 | 0 | 0 | 0 | 0 | 0 | 0 | 0 | 0 | 0 | 0 | 12 | 1
NO |  | 56 | 2016 | 23 | 19 | 19 |  | CUTLER | DAVIS 4 | 138 | 230 | H | 0.3 | 0.79 | 2 | 1-954 ACSR AZ | 0 | 0 | 0 | 0 | 0 | 0 | 0 | 0 | 0 | 0 | 0 | 0 | 0 | 0 | 0 | 0 | 0 | 0 | 0 | 0 | 0 | 0 | 0 | 12 | 1
NO |  | 56 | 2016 | 23 | 20 | 20 |  | CUTLER | DAVIS 4 | 138 | 138 | SP | 0.35 | 0 | 1 | 1-600 CU HT | 0 | 0 | 0 | 0 | 0 | 0 | 0 | 0 | 0 | 0 | 0 | 0 | 0 | 0 | 0 | 0 | 0 | 0 | 0 | 0 | 0 | 0 | 0 | 12 | 1
NO |  | 56 | 2016 | 23 | 21 | 21 |  | CUTLER | DAVIS 4 | 138 | 138 | SP | 4.41 | 0 | 1 | 1-795 AAC | 0 | 0 | 0 | 0 | 0 | 0 | 0 | 0 | 0 | 0 | 0 | 0 | 0 | 0 | 0 | 0 | 0 | 0 | 0 | 0 | 0 | 0 | 0 | 12 | 1
NO |  | 56 | 2016 | 23 | 22 | 22 |  | CUTLER | DAVIS 4 | 138 | 138 | SP | 0.16 | 0 | 1 | 1-954 ACSR AW | 0 | 0 | 0 | 0 | 0 | 0 | 0 | 0 | 0 | 0 | 0 | 0 | 0 | 0 | 0 | 0 | 0 | 0 | 0 | 0 | 0 | 0 | 0 | 12 | 1
NO |  | 56 | 2016 | 23 | 23 | 23 |  | CUTLER | DAVIS 4 | 138 | 138 | SP | 2.11 | 0 | 1 | 1-954 ACSR AZ | 0 | 0 | 0 | 0 | 0 | 0 | 0 | 0 | 0 | 0 | 0 | 0 | 0 | 0 | 0 | 0 | 0 | 0 | 0 | 0 | 0 | 0 | 0 | 12 | 1
NO |  | 56 | 2016 | 23 | 24 | 24 |  | CUTLER | GALLOWAY | 138 | 138 | H | 0.17 | 0 | 2 | 1-600 CU HT | 0 | 0 | 0 | 0 | 0 | 0 | 0 | 0 | 0 | 0 | 0 | 0 | 0 | 0 | 0 | 0 | 0 | 0 | 0 | 0 | 0 | 0 | 0 | 12 | 1
NO |  | 56 | 2016 | 23 | 25 | 25 |  | CUTLER | GALLOWAY | 138 | 138 | SP | 0.01 | 0 | 1 | 1-350 CU HT | 0 | 0 | 0 | 0 | 0 | 0 | 0 | 0 | 0 | 0 | 0 | 0 | 0 | 0 | 0 | 0 | 0 | 0 | 0 | 0 | 0 | 0 | 0 | 12 | 1
NO |  | 56 | 2016 | 23 | 26 | 26 |  | CUTLER | GALLOWAY | 138 | 138 | SP | 0.29 | 0 | 1 | 1-600 CU HT | 0 | 0 | 0 | 0 | 0 | 0 | 0 | 0 | 0 | 0 | 0 | 0 | 0 | 0 | 0 | 0 | 0 | 0 | 0 | 0 | 0 | 0 | 0 | 12 | 1
NO |  | 56 | 2016 | 23 | 27 | 27 |  | CUTLER | GALLOWAY | 138 | 138 | SP | 6.94 | 0 | 1 | 1-954 ACSR AZ | 0 | 0 | 0 | 0 | 0 | 0 | 0 | 0 | 0 | 0 | 0 | 0 | 0 | 0 | 0 | 0 | 0 | 0 | 0 | 0 | 0 | 0 | 0 | 12 | 1
NO |  | 56 | 2016 | 23 | 28 | 28 |  | CUTLER | GALLOWAY | 138 | 138 | SP | 1.56 | 0 | 2 | 1-954 ACSR AZ | 0 | 0 | 0 | 0 | 0 | 0 | 0 | 0 | 0 | 0 | 0 | 0 | 0 | 0 | 0 | 0 | 0 | 0 | 0 | 0 | 0 | 0 | 0 | 12 | 1
NO |  | 56 | 2016 | 23 | 29 | 29 |  | CUTLER | SOUTH MIAMI | 138 | 138 | SP | 7.42 | 0 | 1 | 1-954 ACSR AZ | 0 | 0 | 0 | 0 | 0 | 0 | 0 | 0 | 0 | 0 | 0 | 0 | 0 | 0 | 0 | 0 | 0 | 0 | 0 | 0 | 0 | 0 | 0 | 12 | 1
NO |  | 56 | 2016 | 23 | 30 | 30 |  | CUTLER | SOUTH MIAMI | 138 | 138 | UG | 0.74 | 0 | 1 | 1-2000 CU-HP SD | 0 | 0 | 0 | 0 | 0 | 0 | 0 | 0 | 0 | 0 | 0 | 0 | 0 | 0 | 0 | 0 | 0 | 0 | 0 | 0 | 0 | 0 | 0 | 12 | 1
NO |  | 56 | 2016 | 23 | 31 | 31 |  | DADE | FLAGAMI | 138 | 138 | H | 0.52 | 0 | 1 | 1-954 ACSR AZ | 0 | 0 | 0 | 0 | 0 | 0 | 0 | 0 | 0 | 0 | 0 | 0 | 0 | 0 | 0 | 0 | 0 | 0 | 0 | 0 | 0 | 0 | 0 | 12 | 1
NO |  | 56 | 2016 | 23 | 32 | 32 |  | DADE | FLAGAMI | 138 | 138 | SP | 2.86 | 0 | 1 | 1-795 ACSR AZ | 0 | 0 | 0 | 0 | 0 | 0 | 0 | 0 | 0 | 0 | 0 | 0 | 0 | 0 | 0 | 0 | 0 | 0 | 0 | 0 | 0 | 0 | 0 | 12 | 1
NO |  | 56 | 2016 | 23 | 33 | 33 |  | DADE | FLAGAMI | 138 | 138 | SP | 0.46 | 0 | 1 | 1-954 ACSR AW | 0 | 0 | 0 | 0 | 0 | 0 | 0 | 0 | 0 | 0 | 0 | 0 | 0 | 0 | 0 | 0 | 0 | 0 | 0 | 0 | 0 | 0 | 0 | 12 | 1
NO |  | 56 | 2016 | 23 | 34 | 34 |  | DADE | FLAGAMI | 138 | 138 | SP | 0.23 | 0 | 2 | 1-954 ACSR AW | 0 | 0 | 0 | 0 | 0 | 0 | 0 | 0 | 0 | 0 | 0 | 0 | 0 | 0 | 0 | 0 | 0 | 0 | 0 | 0 | 0 | 0 | 0 | 12 | 1
NO |  | 56 | 2016 | 23 | 35 | 35 |  | DADE | FLAGAMI | 138 | 138 | SP | 2.5 | 0 | 1 | 1-954 ACSR AZ | 0 | 0 | 0 | 0 | 0 | 0 | 0 | 0 | 0 | 0 | 0 | 0 | 0 | 0 | 0 | 0 | 0 | 0 | 0 | 0 | 0 | 0 | 0 | 12 | 1
NO |  | 56 | 2016 | 24 | 1 | 1 |  | DADE | FLAGAMI | 138 | 138 | UG | 0.38 | 0 | 1 | 1-2000 CU-HP SD | 0 | 0 | 0 | 0 | 0 | 0 | 0 | 0 | 0 | 0 | 0 | 0 | 0 | 0 | 0 | 0 | 0 | 0 | 0 | 0 | 0 | 0 | 0 | 12 | 1
NO |  | 56 | 2016 | 24 | 2 | 2 |  | DADE | GRATIGNY 1 | 138 | 230 | H | 0 | 0.44 | 2 | 1-1431 ACSR AZ | 0 | 0 | 0 | 0 | 0 | 0 | 0 | 0 | 0 | 0 | 0 | 0 | 0 | 0 | 0 | 0 | 0 | 0 | 0 | 0 | 0 | 0 | 0 | 12 | 1
NO |  | 56 | 2016 | 24 | 3 | 3 |  | DADE | GRATIGNY 1 | 138 | 138 | H | 3.06 | 0 | 1 | 1-795 ACSR AZ | 0 | 0 | 0 | 0 | 0 | 0 | 0 | 0 | 0 | 0 | 0 | 0 | 0 | 0 | 0 | 0 | 0 | 0 | 0 | 0 | 0 | 0 | 0 | 12 | 1
NO |  | 56 | 2016 | 24 | 4 | 4 |  | DADE | GRATIGNY 1 | 138 | 230 | SP | 0.33 | 0 | 1 | 1-1431 ACSR AZ | 0 | 0 | 0 | 0 | 0 | 0 | 0 | 0 | 0 | 0 | 0 | 0 | 0 | 0 | 0 | 0 | 0 | 0 | 0 | 0 | 0 | 0 | 0 | 12 | 1
NO |  | 56 | 2016 | 24 | 5 | 5 |  | DADE | GRATIGNY 1 | 138 | 138 | SP | 0.02 | 0 | 1 | 1-795 ACSR AZ | 0 | 0 | 0 | 0 | 0 | 0 | 0 | 0 | 0 | 0 | 0 | 0 | 0 | 0 | 0 | 0 | 0 | 0 | 0 | 0 | 0 | 0 | 0 | 12 | 1
NO |  | 56 | 2016 | 24 | 6 | 6 |  | DADE | GRATIGNY 1 | 138 | 230 | SP | 0.06 | 0 | 1 | 1-795 ACSR AZ | 0 | 0 | 0 | 0 | 0 | 0 | 0 | 0 | 0 | 0 | 0 | 0 | 0 | 0 | 0 | 0 | 0 | 0 | 0 | 0 | 0 | 0 | 0 | 12 | 1
NO |  | 56 | 2016 | 24 | 7 | 7 |  | DADE | GRATIGNY 2 | 138 | 230 | H | 0 | 0.44 | 2 | 1-1431 ACSR AZ | 0 | 0 | 0 | 0 | 0 | 0 | 0 | 0 | 0 | 0 | 0 | 0 | 0 | 0 | 0 | 0 | 0 | 0 | 0 | 0 | 0 | 0 | 0 | 12 | 1
NO |  | 56 | 2016 | 24 | 8 | 8 |  | DADE | GRATIGNY 2 | 138 | 138 | SP | 0.21 | 0 | 1 | 1-1431 ACSR AW | 0 | 0 | 0 | 0 | 0 | 0 | 0 | 0 | 0 | 0 | 0 | 0 | 0 | 0 | 0 | 0 | 0 | 0 | 0 | 0 | 0 | 0 | 0 | 12 | 1
NO |  | 56 | 2016 | 24 | 9 | 9 |  | DADE | GRATIGNY 2 | 138 | 230 | SP | 0.61 | 0 | 1 | 1-1431 ACSR AZ | 0 | 0 | 0 | 0 | 0 | 0 | 0 | 0 | 0 | 0 | 0 | 0 | 0 | 0 | 0 | 0 | 0 | 0 | 0 | 0 | 0 | 0 | 0 | 12 | 1
NO |  | 56 | 2016 | 24 | 10 | 10 |  | DADE | GRATIGNY 2 | 138 | 138 | SP | 3.05 | 0 | 1 | 1-600 CU HT | 0 | 0 | 0 | 0 | 0 | 0 | 0 | 0 | 0 | 0 | 0 | 0 | 0 | 0 | 0 | 0 | 0 | 0 | 0 | 0 | 0 | 0 | 0 | 12 | 1
NO |  | 56 | 2016 | 24 | 11 | 11 |  | DADE | GRATIGNY 2 | 138 | 138 | SP | 0.76 | 0 | 1 | 1-795 AAC | 0 | 0 | 0 | 0 | 0 | 0 | 0 | 0 | 0 | 0 | 0 | 0 | 0 | 0 | 0 | 0 | 0 | 0 | 0 | 0 | 0 | 0 | 0 | 12 | 1
NO |  | 56 | 2016 | 24 | 12 | 12 |  | DADE | GRATIGNY 2 | 138 | 138 | SP | 0.16 | 0 | 1 | 1-795 ACSR AZ | 0 | 0 | 0 | 0 | 0 | 0 | 0 | 0 | 0 | 0 | 0 | 0 | 0 | 0 | 0 | 0 | 0 | 0 | 0 | 0 | 0 | 0 | 0 | 12 | 1
NO |  | 56 | 2016 | 24 | 13 | 13 |  | DADE | GRATIGNY 2 | 138 | 138 | SP | 7.04 | 0 | 1 | 1-954 ACSR AZ | 0 | 0 | 0 | 0 | 0 | 0 | 0 | 0 | 0 | 0 | 0 | 0 | 0 | 0 | 0 | 0 | 0 | 0 | 0 | 0 | 0 | 0 | 0 | 12 | 1
NO |  | 56 | 2016 | 24 | 14 | 14 |  | DADE | GRATIGNY 2 | 138 | 138 | SP | 0.26 | 0.26 | 2 | 1-954 ACSR AZ | 0 | 0 | 0 | 0 | 0 | 0 | 0 | 0 | 0 | 0 | 0 | 0 | 0 | 0 | 0 | 0 | 0 | 0 | 0 | 0 | 0 | 0 | 0 | 12 | 1
NO |  | 56 | 2016 | 24 | 15 | 15 |  | DADE | LITTLE RIVER 2 | 138 | 138 | H | 0.05 | 0 | 1 | 1-1431 ACSR AZ | 0 | 0 | 0 | 0 | 0 | 0 | 0 | 0 | 0 | 0 | 0 | 0 | 0 | 0 | 0 | 0 | 0 | 0 | 0 | 0 | 0 | 0 | 0 | 12 | 1
NO |  | 56 | 2016 | 24 | 16 | 16 |  | DADE | LITTLE RIVER 2 | 138 | 138 | H | 0.24 | 0 | 1 | 1-600 CU HT | 0 | 0 | 0 | 0 | 0 | 0 | 0 | 0 | 0 | 0 | 0 | 0 | 0 | 0 | 0 | 0 | 0 | 0 | 0 | 0 | 0 | 0 | 0 | 12 | 1
NO |  | 56 | 2016 | 24 | 17 | 17 |  | DADE | LITTLE RIVER 2 | 138 | 138 | SP | 0.67 | 0 | 1 | 1-266 CU HD | 0 | 0 | 0 | 0 | 0 | 0 | 0 | 0 | 0 | 0 | 0 | 0 | 0 | 0 | 0 | 0 | 0 | 0 | 0 | 0 | 0 | 0 | 0 | 12 | 1
NO |  | 56 | 2016 | 24 | 18 | 18 |  | DADE | LITTLE RIVER 2 | 138 | 138 | SP | 0.1 | 0 | 1 | 1-336.4 ACSR AZ | 0 | 0 | 0 | 0 | 0 | 0 | 0 | 0 | 0 | 0 | 0 | 0 | 0 | 0 | 0 | 0 | 0 | 0 | 0 | 0 | 0 | 0 | 0 | 12 | 1
NO |  | 56 | 2016 | 24 | 19 | 19 |  | DADE | LITTLE RIVER 2 | 138 | 138 | SP | 0.01 | 0 | 1 | 1-350 CU HT | 0 | 0 | 0 | 0 | 0 | 0 | 0 | 0 | 0 | 0 | 0 | 0 | 0 | 0 | 0 | 0 | 0 | 0 | 0 | 0 | 0 | 0 | 0 | 12 | 1
NO |  | 56 | 2016 | 24 | 20 | 20 |  | DADE | LITTLE RIVER 2 | 138 | 138 | SP | 0.52 | 0 | 1 | 1-4/0 CU HD | 0 | 0 | 0 | 0 | 0 | 0 | 0 | 0 | 0 | 0 | 0 | 0 | 0 | 0 | 0 | 0 | 0 | 0 | 0 | 0 | 0 | 0 | 0 | 12 | 1
NO |  | 56 | 2016 | 24 | 21 | 21 |  | DADE | LITTLE RIVER 2 | 138 | 138 | SP | 0 | 0.12 | 2 | 1-4/0 CU HD | 0 | 0 | 0 | 0 | 0 | 0 | 0 | 0 | 0 | 0 | 0 | 0 | 0 | 0 | 0 | 0 | 0 | 0 | 0 | 0 | 0 | 0 | 0 | 12 | 1
NO |  | 56 | 2016 | 24 | 22 | 22 |  | DADE | LITTLE RIVER 2 | 138 | 138 | SP | 4.84 | 0 | 1 | 1-600 CU HT | 0 | 0 | 0 | 0 | 0 | 0 | 0 | 0 | 0 | 0 | 0 | 0 | 0 | 0 | 0 | 0 | 0 | 0 | 0 | 0 | 0 | 0 | 0 | 12 | 1
NO |  | 56 | 2016 | 24 | 23 | 23 |  | DADE | LITTLE RIVER 2 | 138 | 138 | SP | 0.08 | 0 | 2 | 1-600 CU HT | 0 | 0 | 0 | 0 | 0 | 0 | 0 | 0 | 0 | 0 | 0 | 0 | 0 | 0 | 0 | 0 | 0 | 0 | 0 | 0 | 0 | 0 | 0 | 12 | 1
NO |  | 56 | 2016 | 24 | 24 | 24 |  | DADE | LITTLE RIVER 2 | 138 | 138 | SP | 0.94 | 0 | 1 | 1-795 AAC | 0 | 0 | 0 | 0 | 0 | 0 | 0 | 0 | 0 | 0 | 0 | 0 | 0 | 0 | 0 | 0 | 0 | 0 | 0 | 0 | 0 | 0 | 0 | 12 | 1
NO |  | 56 | 2016 | 24 | 25 | 25 |  | DADE | LITTLE RIVER 2 | 138 | 138 | SP | 0.05 | 0 | 1 | 1-795 ACSR AW | 0 | 0 | 0 | 0 | 0 | 0 | 0 | 0 | 0 | 0 | 0 | 0 | 0 | 0 | 0 | 0 | 0 | 0 | 0 | 0 | 0 | 0 | 0 | 12 | 1
NO |  | 56 | 2016 | 24 | 26 | 26 |  | DADE | LITTLE RIVER 2 | 138 | 138 | SP | 2.73 | 0 | 1 | 1-795 ACSR AZ | 0 | 0 | 0 | 0 | 0 | 0 | 0 | 0 | 0 | 0 | 0 | 0 | 0 | 0 | 0 | 0 | 0 | 0 | 0 | 0 | 0 | 0 | 0 | 12 | 1
NO |  | 56 | 2016 | 24 | 27 | 27 |  | DADE | LITTLE RIVER 2 | 138 | 138 | SP | 0.11 | 0 | 2 | 1-795 ACSR AZ | 0 | 0 | 0 | 0 | 0 | 0 | 0 | 0 | 0 | 0 | 0 | 0 | 0 | 0 | 0 | 0 | 0 | 0 | 0 | 0 | 0 | 0 | 0 | 12 | 1
NO |  | 56 | 2016 | 24 | 28 | 28 |  | DADE | LITTLE RIVER 2 | 138 | 138 | SP | 0.14 | 0 | 1 | 1-954 ACSR AZ | 0 | 0 | 0 | 0 | 0 | 0 | 0 | 0 | 0 | 0 | 0 | 0 | 0 | 0 | 0 | 0 | 0 | 0 | 0 | 0 | 0 | 0 | 0 | 12 | 1
NO |  | 56 | 2016 | 24 | 29 | 29 |  | DADE | LITTLE RIVER 3 | 138 | 138 | H | 0.15 | 0 | 2 | 1-795 AAC | 0 | 0 | 0 | 0 | 0 | 0 | 0 | 0 | 0 | 0 | 0 | 0 | 0 | 0 | 0 | 0 | 0 | 0 | 0 | 0 | 0 | 0 | 0 | 12 | 1
NO |  | 56 | 2016 | 24 | 30 | 30 |  | DADE | LITTLE RIVER 3 | 138 | 138 | H | 0.14 | 0 | 2 | 1-795 ACSR AZ | 0 | 0 | 0 | 0 | 0 | 0 | 0 | 0 | 0 | 0 | 0 | 0 | 0 | 0 | 0 | 0 | 0 | 0 | 0 | 0 | 0 | 0 | 0 | 12 | 1
NO |  | 56 | 2016 | 24 | 31 | 31 |  | DADE | LITTLE RIVER 3 | 138 | 138 | SP | 0.06 | 0 | 1 | 1-1431 ACSR AW | 0 | 0 | 0 | 0 | 0 | 0 | 0 | 0 | 0 | 0 | 0 | 0 | 0 | 0 | 0 | 0 | 0 | 0 | 0 | 0 | 0 | 0 | 0 | 12 | 1
NO |  | 56 | 2016 | 24 | 32 | 32 |  | DADE | LITTLE RIVER 3 | 138 | 138 | SP | 0.22 | 0 | 1 | 1-600 CU HT | 0 | 0 | 0 | 0 | 0 | 0 | 0 | 0 | 0 | 0 | 0 | 0 | 0 | 0 | 0 | 0 | 0 | 0 | 0 | 0 | 0 | 0 | 0 | 12 | 1
NO |  | 56 | 2016 | 24 | 33 | 33 |  | DADE | LITTLE RIVER 3 | 138 | 138 | SP | 3.08 | 0 | 1 | 1-795 AAC | 0 | 0 | 0 | 0 | 0 | 0 | 0 | 0 | 0 | 0 | 0 | 0 | 0 | 0 | 0 | 0 | 0 | 0 | 0 | 0 | 0 | 0 | 0 | 12 | 1
NO |  | 56 | 2016 | 24 | 34 | 34 |  | DADE | LITTLE RIVER 3 | 138 | 138 | SP | 0.59 | 0 | 2 | 1-795 AAC | 0 | 0 | 0 | 0 | 0 | 0 | 0 | 0 | 0 | 0 | 0 | 0 | 0 | 0 | 0 | 0 | 0 | 0 | 0 | 0 | 0 | 0 | 0 | 12 | 1
NO |  | 56 | 2016 | 24 | 35 | 35 |  | DADE | LITTLE RIVER 3 | 138 | 138 | SP | 4.29 | 0 | 1 | 1-795 ACSR AZ | 0 | 0 | 0 | 0 | 0 | 0 | 0 | 0 | 0 | 0 | 0 | 0 | 0 | 0 | 0 | 0 | 0 | 0 | 0 | 0 | 0 | 0 | 0 | 12 | 1
NO |  | 56 | 2016 | 25 | 1 | 1 |  | DADE | LITTLE RIVER 3 | 138 | 138 | SP | 0.46 | 0 | 2 | 1-795 ACSR AZ | 0 | 0 | 0 | 0 | 0 | 0 | 0 | 0 | 0 | 0 | 0 | 0 | 0 | 0 | 0 | 0 | 0 | 0 | 0 | 0 | 0 | 0 | 0 | 12 | 1
NO |  | 56 | 2016 | 25 | 2 | 2 |  | DADE | LITTLE RIVER 3 | 138 | 138 | SP | 0.72 | 0 | 1 | 1-954 ACSR AW | 0 | 0 | 0 | 0 | 0 | 0 | 0 | 0 | 0 | 0 | 0 | 0 | 0 | 0 | 0 | 0 | 0 | 0 | 0 | 0 | 0 | 0 | 0 | 12 | 1
NO |  | 56 | 2016 | 25 | 3 | 3 |  | DATURA STREET | RANCH | 138 | 230 | H | 0.33 | 0 | 1 | 1-1431 ACSR AW | 0 | 0 | 0 | 0 | 0 | 0 | 0 | 0 | 0 | 0 | 0 | 0 | 0 | 0 | 0 | 0 | 0 | 0 | 0 | 0 | 0 | 0 | 0 | 12 | 1
NO |  | 56 | 2016 | 25 | 4 | 4 |  | DATURA STREET | RANCH | 138 | 230 | SP | 6.95 | 0 | 1 | 1-1431 ACSR AW | 0 | 0 | 0 | 0 | 0 | 0 | 0 | 0 | 0 | 0 | 0 | 0 | 0 | 0 | 0 | 0 | 0 | 0 | 0 | 0 | 0 | 0 | 0 | 12 | 1
NO |  | 56 | 2016 | 25 | 5 | 5 |  | DATURA STREET | RANCH | 138 | 138 | SP | 0.43 | 0.37 | 2 | 1-1431 ACSR AW | 0 | 0 | 0 | 0 | 0 | 0 | 0 | 0 | 0 | 0 | 0 | 0 | 0 | 0 | 0 | 0 | 0 | 0 | 0 | 0 | 0 | 0 | 0 | 12 | 1
NO |  | 56 | 2016 | 25 | 6 | 6 |  | DATURA STREET | RANCH | 138 | 230 | SP | 3.33 | 7.06 | 2 | 1-1431 ACSR AZ | 0 | 0 | 0 | 0 | 0 | 0 | 0 | 0 | 0 | 0 | 0 | 0 | 0 | 0 | 0 | 0 | 0 | 0 | 0 | 0 | 0 | 0 | 0 | 12 | 1
NO |  | 56 | 2016 | 25 | 7 | 7 |  | DATURA STREET | RANCH | 138 | 230 | SP | 0.03 | 0 | 1 | 1-900 CU HT | 0 | 0 | 0 | 0 | 0 | 0 | 0 | 0 | 0 | 0 | 0 | 0 | 0 | 0 | 0 | 0 | 0 | 0 | 0 | 0 | 0 | 0 | 0 | 12 | 1
NO |  | 56 | 2016 | 25 | 8 | 8 |  | DATURA STREET | RANCH | 138 | 138 | SP | 0.32 | 0 | 1 | 1-954 ACSR AW | 0 | 0 | 0 | 0 | 0 | 0 | 0 | 0 | 0 | 0 | 0 | 0 | 0 | 0 | 0 | 0 | 0 | 0 | 0 | 0 | 0 | 0 | 0 | 12 | 1
NO |  | 56 | 2016 | 25 | 9 | 9 |  | DATURA STREET | RANCH | 138 | 138 | SP | 0.21 | 0 | 1 | 1-954 ACSR AZ | 0 | 0 | 0 | 0 | 0 | 0 | 0 | 0 | 0 | 0 | 0 | 0 | 0 | 0 | 0 | 0 | 0 | 0 | 0 | 0 | 0 | 0 | 0 | 12 | 1
NO |  | 56 | 2016 | 25 | 10 | 10 |  | DATURA STREET | RANCH | 138 | 230 | SP | 0.28 | 0 | 1 | 1-954 ACSR AZ | 0 | 0 | 0 | 0 | 0 | 0 | 0 | 0 | 0 | 0 | 0 | 0 | 0 | 0 | 0 | 0 | 0 | 0 | 0 | 0 | 0 | 0 | 0 | 12 | 1
NO |  | 56 | 2016 | 25 | 11 | 11 |  | DATURA STREET | RANCH | 138 | 138 | SP | 0 | 0.44 | 2 | 1-954 ACSR AZ | 0 | 0 | 0 | 0 | 0 | 0 | 0 | 0 | 0 | 0 | 0 | 0 | 0 | 0 | 0 | 0 | 0 | 0 | 0 | 0 | 0 | 0 | 0 | 12 | 1
NO |  | 56 | 2016 | 25 | 12 | 12 |  | DATURA STREET | WEST PALM BEACH | 138 | 138 | SP | 0.31 | 0 | 1 | 1-795 AAC | 0 | 0 | 0 | 0 | 0 | 0 | 0 | 0 | 0 | 0 | 0 | 0 | 0 | 0 | 0 | 0 | 0 | 0 | 0 | 0 | 0 | 0 | 0 | 12 | 1
NO |  | 56 | 2016 | 25 | 13 | 13 |  | DATURA STREET | WEST PALM BEACH | 138 | 138 | SP | 0.55 | 0 | 2 | 1-795 AAC | 0 | 0 | 0 | 0 | 0 | 0 | 0 | 0 | 0 | 0 | 0 | 0 | 0 | 0 | 0 | 0 | 0 | 0 | 0 | 0 | 0 | 0 | 0 | 12 | 1
NO |  | 56 | 2016 | 25 | 14 | 14 |  | DATURA STREET | WEST PALM BEACH | 138 | 138 | SP | 0.19 | 0 | 1 | 1-954 ACSR AW | 0 | 0 | 0 | 0 | 0 | 0 | 0 | 0 | 0 | 0 | 0 | 0 | 0 | 0 | 0 | 0 | 0 | 0 | 0 | 0 | 0 | 0 | 0 | 12 | 1
NO |  | 56 | 2016 | 25 | 15 | 15 |  | DAVIS | FLORIDA CITY 2 | 138 | 138 | SP | 24.4 | 0 | 1 | 1-954 ACSR AW | 0 | 0 | 0 | 0 | 0 | 0 | 0 | 0 | 0 | 0 | 0 | 0 | 0 | 0 | 0 | 0 | 0 | 0 | 0 | 0 | 0 | 0 | 0 | 12 | 1
NO |  | 56 | 2016 | 25 | 16 | 16 |  | DAVIS | FLORIDA CITY 2 | 138 | 230 | SP | 0.25 | 0 | 2 | 1-954 ACSR AW | 0 | 0 | 0 | 0 | 0 | 0 | 0 | 0 | 0 | 0 | 0 | 0 | 0 | 0 | 0 | 0 | 0 | 0 | 0 | 0 | 0 | 0 | 0 | 12 | 1
NO |  | 56 | 2016 | 25 | 17 | 17 |  | DAVIS | FLORIDA CITY 2 | 138 | 138 | SP | 2.99 | 0.66 | 2 | 1-954 ACSR AW | 0 | 0 | 0 | 0 | 0 | 0 | 0 | 0 | 0 | 0 | 0 | 0 | 0 | 0 | 0 | 0 | 0 | 0 | 0 | 0 | 0 | 0 | 0 | 12 | 1
NO |  | 56 | 2016 | 25 | 18 | 18 |  | DAVIS | FLORIDA CITY 2 | 138 | 138 | SP | 0.8 | 0 | 1 | 1-954 ACSR TW | 0 | 0 | 0 | 0 | 0 | 0 | 0 | 0 | 0 | 0 | 0 | 0 | 0 | 0 | 0 | 0 | 0 | 0 | 0 | 0 | 0 | 0 | 0 | 12 | 1
NO |  | 56 | 2016 | 25 | 19 | 19 |  | DAVIS | FLORIDA CITY 2 | 138 | 138 | UG | 0.3 | 0 | 1 | 1-2500 CU-XPLE SD | 0 | 0 | 0 | 0 | 0 | 0 | 0 | 0 | 0 | 0 | 0 | 0 | 0 | 0 | 0 | 0 | 0 | 0 | 0 | 0 | 0 | 0 | 0 | 12 | 1
NO |  | 56 | 2016 | 25 | 20 | 20 |  | DAVIS | LUCY (HST) | 138 | 138 | SP | 3.3 | 0 | 1 | 1-795 AAC | 0 | 0 | 0 | 0 | 0 | 0 | 0 | 0 | 0 | 0 | 0 | 0 | 0 | 0 | 0 | 0 | 0 | 0 | 0 | 0 | 0 | 0 | 0 | 12 | 1
NO |  | 56 | 2016 | 25 | 21 | 21 |  | DAVIS | LUCY (HST) | 138 | 138 | SP | 3.82 | 0 | 1 | 1-795 ACSR AW | 0 | 0 | 0 | 0 | 0 | 0 | 0 | 0 | 0 | 0 | 0 | 0 | 0 | 0 | 0 | 0 | 0 | 0 | 0 | 0 | 0 | 0 | 0 | 12 | 1
NO |  | 56 | 2016 | 25 | 22 | 22 |  | DAVIS | LUCY (HST) | 138 | 138 | SP | 1.3 | 0 | 1 | 1-795 ACSR AZ | 0 | 0 | 0 | 0 | 0 | 0 | 0 | 0 | 0 | 0 | 0 | 0 | 0 | 0 | 0 | 0 | 0 | 0 | 0 | 0 | 0 | 0 | 0 | 12 | 1
NO |  | 56 | 2016 | 25 | 23 | 23 |  | DAVIS | LUCY (HST) | 138 | 138 | SP | 1.27 | 0 | 1 | 1-954 ACSR AW | 0 | 0 | 0 | 0 | 0 | 0 | 0 | 0 | 0 | 0 | 0 | 0 | 0 | 0 | 0 | 0 | 0 | 0 | 0 | 0 | 0 | 0 | 0 | 12 | 1
NO |  | 56 | 2016 | 25 | 24 | 24 |  | DAVIS | LUCY (HST) | 138 | 138 | SP | 5.81 | 0 | 1 | 1-954 ACSR AZ | 0 | 0 | 0 | 0 | 0 | 0 | 0 | 0 | 0 | 0 | 0 | 0 | 0 | 0 | 0 | 0 | 0 | 0 | 0 | 0 | 0 | 0 | 0 | 12 | 1
NO |  | 56 | 2016 | 25 | 25 | 25 |  | DAVIS | PRINCETON 1 | 138 | 138 | H | 0.15 | 0 | 2 | 1-954 ACSR AZ | 0 | 0 | 0 | 0 | 0 | 0 | 0 | 0 | 0 | 0 | 0 | 0 | 0 | 0 | 0 | 0 | 0 | 0 | 0 | 0 | 0 | 0 | 0 | 12 | 1
NO |  | 56 | 2016 | 25 | 26 | 26 |  | DAVIS | PRINCETON 1 | 138 | 138 | SP | 0.05 | 0 | 1 | 1-1431 ACSR AW | 0 | 0 | 0 | 0 | 0 | 0 | 0 | 0 | 0 | 0 | 0 | 0 | 0 | 0 | 0 | 0 | 0 | 0 | 0 | 0 | 0 | 0 | 0 | 12 | 1
NO |  | 56 | 2016 | 25 | 27 | 27 |  | DAVIS | PRINCETON 1 | 138 | 138 | SP | 0.4 | 0 | 1 | 1-795 AAC | 0 | 0 | 0 | 0 | 0 | 0 | 0 | 0 | 0 | 0 | 0 | 0 | 0 | 0 | 0 | 0 | 0 | 0 | 0 | 0 | 0 | 0 | 0 | 12 | 1
NO |  | 56 | 2016 | 25 | 28 | 28 |  | DAVIS | PRINCETON 1 | 138 | 138 | SP | 1.23 | 0 | 1 | 1-954 ACSR AW | 0 | 0 | 0 | 0 | 0 | 0 | 0 | 0 | 0 | 0 | 0 | 0 | 0 | 0 | 0 | 0 | 0 | 0 | 0 | 0 | 0 | 0 | 0 | 12 | 1
NO |  | 56 | 2016 | 25 | 29 | 29 |  | DAVIS | PRINCETON 1 | 138 | 138 | SP | 14.14 | 0 | 1 | 1-954 ACSR AZ | 0 | 0 | 0 | 0 | 0 | 0 | 0 | 0 | 0 | 0 | 0 | 0 | 0 | 0 | 0 | 0 | 0 | 0 | 0 | 0 | 0 | 0 | 0 | 12 | 1
NO |  | 56 | 2016 | 25 | 30 | 30 |  | DAVIS | PRINCETON 1 | 138 | 138 | SP | 0.8 | 0 | 2 | 1-954 ACSR AZ | 0 | 0 | 0 | 0 | 0 | 0 | 0 | 0 | 0 | 0 | 0 | 0 | 0 | 0 | 0 | 0 | 0 | 0 | 0 | 0 | 0 | 0 | 0 | 12 | 1
NO |  | 56 | 2016 | 25 | 31 | 31 |  | DAVIS | PRINCETON 2 | 138 | 138 | H | 0.15 | 0 | 2 | 1-954 ACSR AZ | 0 | 0 | 0 | 0 | 0 | 0 | 0 | 0 | 0 | 0 | 0 | 0 | 0 | 0 | 0 | 0 | 0 | 0 | 0 | 0 | 0 | 0 | 0 | 12 | 1
NO |  | 56 | 2016 | 25 | 32 | 32 |  | DAVIS | PRINCETON 2 | 138 | 138 | SP | 7.11 | 0 | 1 | 1-1431 ACSR AW | 0 | 0 | 0 | 0 | 0 | 0 | 0 | 0 | 0 | 0 | 0 | 0 | 0 | 0 | 0 | 0 | 0 | 0 | 0 | 0 | 0 | 0 | 0 | 12 | 1
NO |  | 56 | 2016 | 25 | 33 | 33 |  | DAVIS | PRINCETON 2 | 138 | 138 | SP | 2.78 | 0 | 1 | 1-954 ACSR AZ | 0 | 0 | 0 | 0 | 0 | 0 | 0 | 0 | 0 | 0 | 0 | 0 | 0 | 0 | 0 | 0 | 0 | 0 | 0 | 0 | 0 | 0 | 0 | 12 | 1
NO |  | 56 | 2016 | 25 | 34 | 34 |  | DAVIS | PRINCETON 2 | 138 | 138 | SP | 0.8 | 0 | 2 | 1-954 ACSR AZ | 0 | 0 | 0 | 0 | 0 | 0 | 0 | 0 | 0 | 0 | 0 | 0 | 0 | 0 | 0 | 0 | 0 | 0 | 0 | 0 | 0 | 0 | 0 | 12 | 1
NO |  | 56 | 2016 | 25 | 35 | 35 |  | DAVIS | VILLAGE GREEN | 138 | 230 | H | 0.79 | 0.31 | 2 | 1-954 ACSR AZ | 0 | 0 | 0 | 0 | 0 | 0 | 0 | 0 | 0 | 0 | 0 | 0 | 0 | 0 | 0 | 0 | 0 | 0 | 0 | 0 | 0 | 0 | 0 | 12 | 1
NO |  | 56 | 2016 | 26 | 1 | 1 |  | DAVIS | VILLAGE GREEN | 138 | 138 | SP | 2.3 | 0 | 1 | 1-954 ACSR AW | 0 | 0 | 0 | 0 | 0 | 0 | 0 | 0 | 0 | 0 | 0 | 0 | 0 | 0 | 0 | 0 | 0 | 0 | 0 | 0 | 0 | 0 | 0 | 12 | 1
NO |  | 56 | 2016 | 26 | 2 | 2 |  | DAVIS | VILLAGE GREEN | 138 | 138 | SP | 4.13 | 0 | 1 | 1-954 ACSR AZ | 0 | 0 | 0 | 0 | 0 | 0 | 0 | 0 | 0 | 0 | 0 | 0 | 0 | 0 | 0 | 0 | 0 | 0 | 0 | 0 | 0 | 0 | 0 | 12 | 1
NO |  | 56 | 2016 | 26 | 3 | 3 |  | DAVIS | VILLAGE GREEN | 138 | 138 | SP | 0.16 | 0 | 2 | 1-954 ACSR AZ | 0 | 0 | 0 | 0 | 0 | 0 | 0 | 0 | 0 | 0 | 0 | 0 | 0 | 0 | 0 | 0 | 0 | 0 | 0 | 0 | 0 | 0 | 0 | 12 | 1
NO |  | 56 | 2016 | 26 | 4 | 4 |  | DEERFIELD BEACH | YAMATO 1 | 138 | 138 | H | 0.52 | 0.59 | 2 | 1-954 ACSR AZ | 0 | 0 | 0 | 0 | 0 | 0 | 0 | 0 | 0 | 0 | 0 | 0 | 0 | 0 | 0 | 0 | 0 | 0 | 0 | 0 | 0 | 0 | 0 | 12 | 1
NO |  | 56 | 2016 | 26 | 5 | 5 |  | DEERFIELD BEACH | YAMATO 1 | 138 | 230 | H | 1.02 | 0.95 | 2 | 1-954 ACSR AZ | 0 | 0 | 0 | 0 | 0 | 0 | 0 | 0 | 0 | 0 | 0 | 0 | 0 | 0 | 0 | 0 | 0 | 0 | 0 | 0 | 0 | 0 | 0 | 12 | 1
NO |  | 56 | 2016 | 26 | 6 | 6 |  | DEERFIELD BEACH | YAMATO 1 | 138 | 138 | SP | 0.19 | 0 | 1 | 1-954 ACSR AW | 0 | 0 | 0 | 0 | 0 | 0 | 0 | 0 | 0 | 0 | 0 | 0 | 0 | 0 | 0 | 0 | 0 | 0 | 0 | 0 | 0 | 0 | 0 | 12 | 1
NO |  | 56 | 2016 | 26 | 7 | 7 |  | DEERFIELD BEACH | YAMATO 1 | 138 | 138 | SP | 9.51 | 0 | 1 | 1-954 ACSR AZ | 0 | 0 | 0 | 0 | 0 | 0 | 0 | 0 | 0 | 0 | 0 | 0 | 0 | 0 | 0 | 0 | 0 | 0 | 0 | 0 | 0 | 0 | 0 | 12 | 1
NO |  | 56 | 2016 | 26 | 8 | 8 |  | DEERFIELD BEACH | YAMATO 1 | 138 | 230 | SP | 0 | 1.12 | 2 | 1-954 ACSR AZ | 0 | 0 | 0 | 0 | 0 | 0 | 0 | 0 | 0 | 0 | 0 | 0 | 0 | 0 | 0 | 0 | 0 | 0 | 0 | 0 | 0 | 0 | 0 | 12 | 1
NO |  | 56 | 2016 | 26 | 9 | 9 |  | DEERFIELD BEACH | YAMATO 1 | 138 | 138 | SP | 0.55 | 1.21 | 2 | 1-954 ACSR AZ | 0 | 0 | 0 | 0 | 0 | 0 | 0 | 0 | 0 | 0 | 0 | 0 | 0 | 0 | 0 | 0 | 0 | 0 | 0 | 0 | 0 | 0 | 0 | 12 | 1
NO |  | 56 | 2016 | 26 | 10 | 10 |  | EAU GALLIE | HARRIS | 138 | 138 | SP | 0.12 | 0 | 1 | 1-795 ACSR AW | 0 | 0 | 0 | 0 | 0 | 0 | 0 | 0 | 0 | 0 | 0 | 0 | 0 | 0 | 0 | 0 | 0 | 0 | 0 | 0 | 0 | 0 | 0 | 12 | 1
NO |  | 56 | 2016 | 26 | 11 | 11 |  | EAU GALLIE | HARRIS | 138 | 138 | SP | 7.34 | 0 | 1 | 1-795 ACSR AZ | 0 | 0 | 0 | 0 | 0 | 0 | 0 | 0 | 0 | 0 | 0 | 0 | 0 | 0 | 0 | 0 | 0 | 0 | 0 | 0 | 0 | 0 | 0 | 12 | 1
NO |  | 56 | 2016 | 26 | 12 | 12 |  | EAU GALLIE | HARRIS | 138 | 138 | SP | 1.84 | 0 | 1 | 1-954 ACSR AW | 0 | 0 | 0 | 0 | 0 | 0 | 0 | 0 | 0 | 0 | 0 | 0 | 0 | 0 | 0 | 0 | 0 | 0 | 0 | 0 | 0 | 0 | 0 | 12 | 1
NO |  | 56 | 2016 | 26 | 13 | 13 |  | EAU GALLIE | HARRIS | 138 | 138 | SP | 0.16 | 0 | 1 | 2-350 CU HT | 0 | 0 | 0 | 0 | 0 | 0 | 0 | 0 | 0 | 0 | 0 | 0 | 0 | 0 | 0 | 0 | 0 | 0 | 0 | 0 | 0 | 0 | 0 | 12 | 1
NO |  | 56 | 2016 | 26 | 14 | 14 |  | EAU GALLIE | HARRIS | 138 | 138 | SP | 0.24 | 0 | 1 | 2-450 AAC | 0 | 0 | 0 | 0 | 0 | 0 | 0 | 0 | 0 | 0 | 0 | 0 | 0 | 0 | 0 | 0 | 0 | 0 | 0 | 0 | 0 | 0 | 0 | 12 | 1
NO |  | 56 | 2016 | 26 | 15 | 15 |  | EAU GALLIE | MALABAR | 138 | 138 | SP | 11.71 | 0 | 1 | 1-795 ACSR AZ | 0 | 0 | 0 | 0 | 0 | 0 | 0 | 0 | 0 | 0 | 0 | 0 | 0 | 0 | 0 | 0 | 0 | 0 | 0 | 0 | 0 | 0 | 0 | 12 | 1
NO |  | 56 | 2016 | 26 | 16 | 16 |  | EAU GALLIE | PATRICK | 138 | 138 | H | 0.44 | 0 | 1 | 1-1127 AAAC | 0 | 0 | 0 | 0 | 0 | 0 | 0 | 0 | 0 | 0 | 0 | 0 | 0 | 0 | 0 | 0 | 0 | 0 | 0 | 0 | 0 | 0 | 0 | 12 | 1
NO |  | 56 | 2016 | 26 | 17 | 17 |  | EAU GALLIE | PATRICK | 138 | 138 | SP | 7.32 | 0 | 1 | 1-1127 AAAC | 0 | 0 | 0 | 0 | 0 | 0 | 0 | 0 | 0 | 0 | 0 | 0 | 0 | 0 | 0 | 0 | 0 | 0 | 0 | 0 | 0 | 0 | 0 | 12 | 1
NO |  | 56 | 2016 | 26 | 18 | 18 |  | EAU GALLIE | PATRICK | 138 | 138 | SP | 0.2 | 0 | 2 | 1-1127 AAAC | 0 | 0 | 0 | 0 | 0 | 0 | 0 | 0 | 0 | 0 | 0 | 0 | 0 | 0 | 0 | 0 | 0 | 0 | 0 | 0 | 0 | 0 | 0 | 12 | 1
NO |  | 56 | 2016 | 26 | 19 | 19 |  | EAU GALLIE | PATRICK | 138 | 138 | SP | 0.02 | 0 | 1 | 1-954 ACSR AZ | 0 | 0 | 0 | 0 | 0 | 0 | 0 | 0 | 0 | 0 | 0 | 0 | 0 | 0 | 0 | 0 | 0 | 0 | 0 | 0 | 0 | 0 | 0 | 12 | 1
NO |  | 56 | 2016 | 26 | 20 | 20 |  | EMERSON | COUNTY LINE (VER) | 138 | 138 | H | 0.01 | 0 | 1 | 1-795 ACSR AW | 0 | 0 | 0 | 0 | 0 | 0 | 0 | 0 | 0 | 0 | 0 | 0 | 0 | 0 | 0 | 0 | 0 | 0 | 0 | 0 | 0 | 0 | 0 | 12 | 1
NO |  | 56 | 2016 | 26 | 21 | 21 |  | EMERSON | COUNTY LINE (VER) | 138 | 138 | SP | 0 | 0 | 1 | 1-Conductor Forei | 0 | 0 | 0 | 0 | 0 | 0 | 0 | 0 | 0 | 0 | 0 | 0 | 0 | 0 | 0 | 0 | 0 | 0 | 0 | 0 | 0 | 0 | 0 | 12 | 1
NO |  | 56 | 2016 | 26 | 22 | 22 |  | EMERSON | HARTMAN (FTP) | 138 | 138 | SP | 2.95 | 0 | 1 | 1-954 ACSR AW | 0 | 0 | 0 | 0 | 0 | 0 | 0 | 0 | 0 | 0 | 0 | 0 | 0 | 0 | 0 | 0 | 0 | 0 | 0 | 0 | 0 | 0 | 0 | 12 | 1
NO |  | 56 | 2016 | 26 | 23 | 23 |  | EMERSON | HARTMAN (FTP) | 138 | 138 | SP | 8.13 | 0 | 1 | 1-954 ACSR AZ | 0 | 0 | 0 | 0 | 0 | 0 | 0 | 0 | 0 | 0 | 0 | 0 | 0 | 0 | 0 | 0 | 0 | 0 | 0 | 0 | 0 | 0 | 0 | 12 | 1
NO |  | 56 | 2016 | 26 | 24 | 24 |  | EMERSON | WEST (VER) | 138 | 138 | SP | 2.77 | 0 | 1 | 1-954 ACSR AW | 0 | 0 | 0 | 0 | 0 | 0 | 0 | 0 | 0 | 0 | 0 | 0 | 0 | 0 | 0 | 0 | 0 | 0 | 0 | 0 | 0 | 0 | 0 | 12 | 1
NO |  | 56 | 2016 | 26 | 25 | 25 |  | EMERSON | WEST (VER) | 138 | 138 | SP | 7.05 | 0 | 1 | 1-954 ACSR AZ | 0 | 0 | 0 | 0 | 0 | 0 | 0 | 0 | 0 | 0 | 0 | 0 | 0 | 0 | 0 | 0 | 0 | 0 | 0 | 0 | 0 | 0 | 0 | 12 | 1
NO |  | 56 | 2016 | 26 | 26 | 26 |  | FLAGAMI | RIVERSIDE 1 | 138 | 138 | SP | 0.14 | 0 | 1 | 1-954 ACSR AW | 0 | 0 | 0 | 0 | 0 | 0 | 0 | 0 | 0 | 0 | 0 | 0 | 0 | 0 | 0 | 0 | 0 | 0 | 0 | 0 | 0 | 0 | 0 | 12 | 1
NO |  | 56 | 2016 | 26 | 27 | 27 |  | FLAGAMI | RIVERSIDE 1 | 138 | 138 | SP | 0.04 | 0 | 2 | 1-954 ACSR AW | 0 | 0 | 0 | 0 | 0 | 0 | 0 | 0 | 0 | 0 | 0 | 0 | 0 | 0 | 0 | 0 | 0 | 0 | 0 | 0 | 0 | 0 | 0 | 12 | 1
NO |  | 56 | 2016 | 26 | 28 | 28 |  | FLAGAMI | RIVERSIDE 1 | 138 | 230 | SP | 2.04 | 0 | 1 | 1-954 ACSR AZ | 0 | 0 | 0 | 0 | 0 | 0 | 0 | 0 | 0 | 0 | 0 | 0 | 0 | 0 | 0 | 0 | 0 | 0 | 0 | 0 | 0 | 0 | 0 | 12 | 1
NO |  | 56 | 2016 | 26 | 29 | 29 |  | FLAGAMI | RIVERSIDE 1 | 138 | 138 | SP | 3 | 0 | 1 | 1-954 ACSR AZ | 0 | 0 | 0 | 0 | 0 | 0 | 0 | 0 | 0 | 0 | 0 | 0 | 0 | 0 | 0 | 0 | 0 | 0 | 0 | 0 | 0 | 0 | 0 | 12 | 1
NO |  | 56 | 2016 | 26 | 30 | 30 |  | FLAGAMI | RIVERSIDE 1 | 138 | 138 | SP | 0.07 | 0 | 2 | 1-954 ACSR AZ | 0 | 0 | 0 | 0 | 0 | 0 | 0 | 0 | 0 | 0 | 0 | 0 | 0 | 0 | 0 | 0 | 0 | 0 | 0 | 0 | 0 | 0 | 0 | 12 | 1
NO |  | 56 | 2016 | 26 | 31 | 31 |  | FLAGAMI | RIVERSIDE 2 | 138 | 138 | SP | 0.07 | 0 | 1 | 1-954 ACSR AW | 0 | 0 | 0 | 0 | 0 | 0 | 0 | 0 | 0 | 0 | 0 | 0 | 0 | 0 | 0 | 0 | 0 | 0 | 0 | 0 | 0 | 0 | 0 | 12 | 1
NO |  | 56 | 2016 | 26 | 32 | 32 |  | FLAGAMI | RIVERSIDE 2 | 138 | 138 | SP | 3.65 | 0 | 1 | 1-954 ACSR AZ | 0 | 0 | 0 | 0 | 0 | 0 | 0 | 0 | 0 | 0 | 0 | 0 | 0 | 0 | 0 | 0 | 0 | 0 | 0 | 0 | 0 | 0 | 0 | 12 | 1
NO |  | 56 | 2016 | 26 | 33 | 33 |  | FLAGAMI | RIVERSIDE 2 | 138 | 138 | SP | 1.4 | 0.08 | 2 | 1-954 ACSR AZ | 0 | 0 | 0 | 0 | 0 | 0 | 0 | 0 | 0 | 0 | 0 | 0 | 0 | 0 | 0 | 0 | 0 | 0 | 0 | 0 | 0 | 0 | 0 | 12 | 1
NO |  | 56 | 2016 | 26 | 34 | 34 |  | FLAGAMI | SOUTH MIAMI | 138 | 138 | H | 0.02 | 0 | 1 | 1-954 ACSR AZ | 0 | 0 | 0 | 0 | 0 | 0 | 0 | 0 | 0 | 0 | 0 | 0 | 0 | 0 | 0 | 0 | 0 | 0 | 0 | 0 | 0 | 0 | 0 | 12 | 1
NO |  | 56 | 2016 | 26 | 35 | 35 |  | FLAGAMI | SOUTH MIAMI | 138 | 138 | SP | 0.1 | 0 | 1 | 1-954 ACSR AW | 0 | 0 | 0 | 0 | 0 | 0 | 0 | 0 | 0 | 0 | 0 | 0 | 0 | 0 | 0 | 0 | 0 | 0 | 0 | 0 | 0 | 0 | 0 | 12 | 1
NO |  | 56 | 2016 | 27 | 1 | 1 |  | FLAGAMI | SOUTH MIAMI | 138 | 138 | SP | 5.83 | 0 | 1 | 1-954 ACSR AZ | 0 | 0 | 0 | 0 | 0 | 0 | 0 | 0 | 0 | 0 | 0 | 0 | 0 | 0 | 0 | 0 | 0 | 0 | 0 | 0 | 0 | 0 | 0 | 12 | 1
NO |  | 56 | 2016 | 27 | 2 | 2 |  | FLAGAMI | SOUTH MIAMI | 138 | 138 | SP | 0.08 | 1.87 | 2 | 1-954 ACSR AZ | 0 | 0 | 0 | 0 | 0 | 0 | 0 | 0 | 0 | 0 | 0 | 0 | 0 | 0 | 0 | 0 | 0 | 0 | 0 | 0 | 0 | 0 | 0 | 12 | 1
NO |  | 56 | 2016 | 27 | 3 | 3 |  | FLAGAMI | VILLAGE GREEN | 138 | 138 | SP | 0.04 | 0 | 1 | 1-795 AAC | 0 | 0 | 0 | 0 | 0 | 0 | 0 | 0 | 0 | 0 | 0 | 0 | 0 | 0 | 0 | 0 | 0 | 0 | 0 | 0 | 0 | 0 | 0 | 12 | 1
NO |  | 56 | 2016 | 27 | 4 | 4 |  | FLAGAMI | VILLAGE GREEN | 138 | 138 | SP | 1.26 | 0 | 1 | 1-795 ACSR AZ | 0 | 0 | 0 | 0 | 0 | 0 | 0 | 0 | 0 | 0 | 0 | 0 | 0 | 0 | 0 | 0 | 0 | 0 | 0 | 0 | 0 | 0 | 0 | 12 | 1
NO |  | 56 | 2016 | 27 | 5 | 5 |  | FLAGAMI | VILLAGE GREEN | 138 | 138 | SP | 0.23 | 0 | 1 | 1-954 ACSR AW | 0 | 0 | 0 | 0 | 0 | 0 | 0 | 0 | 0 | 0 | 0 | 0 | 0 | 0 | 0 | 0 | 0 | 0 | 0 | 0 | 0 | 0 | 0 | 12 | 1
NO |  | 56 | 2016 | 27 | 6 | 6 |  | FLAGAMI | VILLAGE GREEN | 138 | 138 | SP | 5.03 | 0 | 1 | 1-954 ACSR AZ | 0 | 0 | 0 | 0 | 0 | 0 | 0 | 0 | 0 | 0 | 0 | 0 | 0 | 0 | 0 | 0 | 0 | 0 | 0 | 0 | 0 | 0 | 0 | 12 | 1
NO |  | 56 | 2016 | 27 | 7 | 7 |  | FLORIDA CITY | JEWFISH CREEK (FKEC) | 138 | 138 | SP | 13.01 | 0 | 1 | 1-1127 AAAC | 0 | 0 | 0 | 0 | 0 | 0 | 0 | 0 | 0 | 0 | 0 | 0 | 0 | 0 | 0 | 0 | 0 | 0 | 0 | 0 | 0 | 0 | 0 | 12 | 1
NO |  | 56 | 2016 | 27 | 8 | 8 |  | FLORIDA CITY | JEWFISH CREEK (FKEC) | 138 | 230 | SP | 0 | 0.69 | 2 | 1-1127 AAAC | 0 | 0 | 0 | 0 | 0 | 0 | 0 | 0 | 0 | 0 | 0 | 0 | 0 | 0 | 0 | 0 | 0 | 0 | 0 | 0 | 0 | 0 | 0 | 12 | 1
NO |  | 56 | 2016 | 27 | 9 | 9 |  | FLORIDA CITY | LUCY (HST) | 138 | 138 | SP | 1.02 | 0 | 1 | 1-795 AAC | 0 | 0 | 0 | 0 | 0 | 0 | 0 | 0 | 0 | 0 | 0 | 0 | 0 | 0 | 0 | 0 | 0 | 0 | 0 | 0 | 0 | 0 | 0 | 12 | 1
NO |  | 56 | 2016 | 27 | 10 | 10 |  | FLORIDA CITY | LUCY (HST) | 138 | 138 | SP | 0.12 | 0 | 1 | 1-795 ACSR AZ | 0 | 0 | 0 | 0 | 0 | 0 | 0 | 0 | 0 | 0 | 0 | 0 | 0 | 0 | 0 | 0 | 0 | 0 | 0 | 0 | 0 | 0 | 0 | 12 | 1
NO |  | 56 | 2016 | 27 | 11 | 11 |  | FLORIDA CITY | LUCY (HST) | 138 | 138 | SP | 0.03 | 0 | 1 | 1-954 ACSR AW | 0 | 0 | 0 | 0 | 0 | 0 | 0 | 0 | 0 | 0 | 0 | 0 | 0 | 0 | 0 | 0 | 0 | 0 | 0 | 0 | 0 | 0 | 0 | 12 | 1
NO |  | 56 | 2016 | 27 | 12 | 12 |  | FLORIDA CITY | PRINCETON | 138 | 138 | SP | 10.22 | 0 | 1 | 1-1431 ACSR AW | 0 | 0 | 0 | 0 | 0 | 0 | 0 | 0 | 0 | 0 | 0 | 0 | 0 | 0 | 0 | 0 | 0 | 0 | 0 | 0 | 0 | 0 | 0 | 12 | 1
NO |  | 56 | 2016 | 27 | 13 | 13 |  | FLORIDA CITY | PRINCETON | 138 | 138 | SP | 0.68 | 0.67 | 2 | 1-1431 ACSR AW | 0 | 0 | 0 | 0 | 0 | 0 | 0 | 0 | 0 | 0 | 0 | 0 | 0 | 0 | 0 | 0 | 0 | 0 | 0 | 0 | 0 | 0 | 0 | 12 | 1
NO |  | 56 | 2016 | 27 | 14 | 14 |  | FLORIDA CITY | TAVERNIER (FKEC) | 138 | 138 | SP | 0.06 | 0 | 1 | 1-954 ACSR AW | 0 | 0 | 0 | 0 | 0 | 0 | 0 | 0 | 0 | 0 | 0 | 0 | 0 | 0 | 0 | 0 | 0 | 0 | 0 | 0 | 0 | 0 | 0 | 12 | 1
NO |  | 56 | 2016 | 27 | 15 | 15 |  | FLORIDA CITY | TAVERNIER (FKEC) | 138 | 230 | SP | 15.1 | 0 | 1 | 1-954 ACSR AW | 0 | 0 | 0 | 0 | 0 | 0 | 0 | 0 | 0 | 0 | 0 | 0 | 0 | 0 | 0 | 0 | 0 | 0 | 0 | 0 | 0 | 0 | 0 | 12 | 1
NO |  | 56 | 2016 | 27 | 16 | 16 |  | FLORIDA CITY | TAVERNIER (FKEC) | 138 | 230 | SP | 0 | 0.77 | 2 | 1-954 ACSR AW | 0 | 0 | 0 | 0 | 0 | 0 | 0 | 0 | 0 | 0 | 0 | 0 | 0 | 0 | 0 | 0 | 0 | 0 | 0 | 0 | 0 | 0 | 0 | 12 | 1
NO |  | 56 | 2016 | 27 | 17 | 17 |  | FRUIT INDUSTRIES | JOHNSON | 138 | 138 | H | 4.33 | 0 | 1 | 2-336.4 ACSR AZ | 0 | 0 | 0 | 0 | 0 | 0 | 0 | 0 | 0 | 0 | 0 | 0 | 0 | 0 | 0 | 0 | 0 | 0 | 0 | 0 | 0 | 0 | 0 | 12 | 1
NO |  | 56 | 2016 | 27 | 18 | 18 |  | FRUIT INDUSTRIES | JOHNSON | 138 | 138 | SP | 2.3 | 0 | 1 | 1-795 ACSR AZ | 0 | 0 | 0 | 0 | 0 | 0 | 0 | 0 | 0 | 0 | 0 | 0 | 0 | 0 | 0 | 0 | 0 | 0 | 0 | 0 | 0 | 0 | 0 | 12 | 1
NO |  | 56 | 2016 | 27 | 19 | 19 |  | FRUIT INDUSTRIES | JOHNSON | 138 | 138 | SP | 0.1 | 0 | 1 | 1-954 ACSR AW | 0 | 0 | 0 | 0 | 0 | 0 | 0 | 0 | 0 | 0 | 0 | 0 | 0 | 0 | 0 | 0 | 0 | 0 | 0 | 0 | 0 | 0 | 0 | 12 | 1
NO |  | 56 | 2016 | 27 | 20 | 20 |  | FT MYERS PLANT | MCCARTHY (CLE) | 138 | 138 | H | 45.18 | 0 | 1 | 1-556.5 ACSR AZ | 0 | 0 | 0 | 0 | 0 | 0 | 0 | 0 | 0 | 0 | 0 | 0 | 0 | 0 | 0 | 0 | 0 | 0 | 0 | 0 | 0 | 0 | 0 | 12 | 1
NO |  | 56 | 2016 | 27 | 21 | 21 |  | FT MYERS PLANT | MCCARTHY (CLE) | 138 | 138 | SP | 0.1 | 0 | 1 | 1-556.5 ACSR AW | 0 | 0 | 0 | 0 | 0 | 0 | 0 | 0 | 0 | 0 | 0 | 0 | 0 | 0 | 0 | 0 | 0 | 0 | 0 | 0 | 0 | 0 | 0 | 12 | 1
NO |  | 56 | 2016 | 27 | 22 | 22 |  | FT MYERS PLANT | MCCARTHY (CLE) | 138 | 230 | SP | 0.24 | 0 | 1 | 1-556.5 ACSR AZ | 0 | 0 | 0 | 0 | 0 | 0 | 0 | 0 | 0 | 0 | 0 | 0 | 0 | 0 | 0 | 0 | 0 | 0 | 0 | 0 | 0 | 0 | 0 | 12 | 1
NO |  | 56 | 2016 | 27 | 23 | 23 |  | FT MYERS PLANT | MCCARTHY (CLE) | 138 | 138 | SP | 6.74 | 0 | 1 | 1-556.5 ACSR AZ | 0 | 0 | 0 | 0 | 0 | 0 | 0 | 0 | 0 | 0 | 0 | 0 | 0 | 0 | 0 | 0 | 0 | 0 | 0 | 0 | 0 | 0 | 0 | 12 | 1
NO |  | 56 | 2016 | 27 | 24 | 24 |  | FT MYERS PLANT | MCCARTHY (CLE) | 138 | 138 | SP | 0.04 | 0 | 1 | 1-954 ACSR AW | 0 | 0 | 0 | 0 | 0 | 0 | 0 | 0 | 0 | 0 | 0 | 0 | 0 | 0 | 0 | 0 | 0 | 0 | 0 | 0 | 0 | 0 | 0 | 12 | 1
NO |  | 56 | 2016 | 27 | 25 | 25 |  | FT MYERS PLANT | TICE RADIAL | 138 | 138 | H | 0 | 0.4 | 2 | 1-954 ACSR AZ | 0 | 0 | 0 | 0 | 0 | 0 | 0 | 0 | 0 | 0 | 0 | 0 | 0 | 0 | 0 | 0 | 0 | 0 | 0 | 0 | 0 | 0 | 0 | 12 | 1
NO |  | 56 | 2016 | 27 | 26 | 26 |  | FT MYERS PLANT | TICE RADIAL | 138 | 138 | SP | 2.15 | 0 | 1 | 1-954 ACSR AZ | 0 | 0 | 0 | 0 | 0 | 0 | 0 | 0 | 0 | 0 | 0 | 0 | 0 | 0 | 0 | 0 | 0 | 0 | 0 | 0 | 0 | 0 | 0 | 12 | 1
NO |  | 56 | 2016 | 27 | 27 | 27 |  | FT MYERS PLANT | TICE RADIAL | 138 | 138 | SP | 0.13 | 5.23 | 2 | 1-954 ACSR AZ | 0 | 0 | 0 | 0 | 0 | 0 | 0 | 0 | 0 | 0 | 0 | 0 | 0 | 0 | 0 | 0 | 0 | 0 | 0 | 0 | 0 | 0 | 0 | 12 | 1
NO |  | 56 | 2016 | 27 | 28 | 28 |  | GALLOWAY | SOUTH MIAMI | 138 | 138 | SP | 4.1 | 0 | 1 | 1-954 ACSR AZ | 0 | 0 | 0 | 0 | 0 | 0 | 0 | 0 | 0 | 0 | 0 | 0 | 0 | 0 | 0 | 0 | 0 | 0 | 0 | 0 | 0 | 0 | 0 | 12 | 1
NO |  | 56 | 2016 | 27 | 29 | 29 |  | GALLOWAY | SOUTH MIAMI | 138 | 138 | SP | 0.47 | 0 | 2 | 1-954 ACSR AZ | 0 | 0 | 0 | 0 | 0 | 0 | 0 | 0 | 0 | 0 | 0 | 0 | 0 | 0 | 0 | 0 | 0 | 0 | 0 | 0 | 0 | 0 | 0 | 12 | 1
NO |  | 56 | 2016 | 27 | 30 | 30 |  | GARDEN | LAUDERDALE | 138 | 230 | H | 0.06 | 0 | 1 | 1-1431 ACSR AZ | 0 | 0 | 0 | 0 | 0 | 0 | 0 | 0 | 0 | 0 | 0 | 0 | 0 | 0 | 0 | 0 | 0 | 0 | 0 | 0 | 0 | 0 | 0 | 12 | 1
NO |  | 56 | 2016 | 27 | 31 | 31 |  | GARDEN | LAUDERDALE | 138 | 230 | H | 0 | 0.82 | 2 | 1-1431 ACSR AZ | 0 | 0 | 0 | 0 | 0 | 0 | 0 | 0 | 0 | 0 | 0 | 0 | 0 | 0 | 0 | 0 | 0 | 0 | 0 | 0 | 0 | 0 | 0 | 12 | 1
NO |  | 56 | 2016 | 27 | 32 | 32 |  | GARDEN | LAUDERDALE | 138 | 138 | H | 0.04 | 0 | 1 | 1-954 ACSR AZ | 0 | 0 | 0 | 0 | 0 | 0 | 0 | 0 | 0 | 0 | 0 | 0 | 0 | 0 | 0 | 0 | 0 | 0 | 0 | 0 | 0 | 0 | 0 | 12 | 1
NO |  | 56 | 2016 | 27 | 33 | 33 |  | GARDEN | LAUDERDALE | 138 | 138 | SP | 13.14 | 0 | 1 | 1-954 ACSR AZ | 0 | 0 | 0 | 0 | 0 | 0 | 0 | 0 | 0 | 0 | 0 | 0 | 0 | 0 | 0 | 0 | 0 | 0 | 0 | 0 | 0 | 0 | 0 | 12 | 1
NO |  | 56 | 2016 | 27 | 34 | 34 |  | GARDEN | LITTLE RIVER | 138 | 138 | SP | 0.05 | 0 | 1 | 1-1431 ACSR AZ | 0 | 0 | 0 | 0 | 0 | 0 | 0 | 0 | 0 | 0 | 0 | 0 | 0 | 0 | 0 | 0 | 0 | 0 | 0 | 0 | 0 | 0 | 0 | 12 | 1
NO |  | 56 | 2016 | 27 | 35 | 35 |  | GARDEN | LITTLE RIVER | 138 | 138 | SP | 1.91 | 0 | 1 | 1-556.5 AAC | 0 | 0 | 0 | 0 | 0 | 0 | 0 | 0 | 0 | 0 | 0 | 0 | 0 | 0 | 0 | 0 | 0 | 0 | 0 | 0 | 0 | 0 | 0 | 12 | 1
NO |  | 56 | 2016 | 28 | 1 | 1 |  | GARDEN | LITTLE RIVER | 138 | 138 | SP | 2.74 | 0 | 1 | 1-556.5 ACSR AZ | 0 | 0 | 0 | 0 | 0 | 0 | 0 | 0 | 0 | 0 | 0 | 0 | 0 | 0 | 0 | 0 | 0 | 0 | 0 | 0 | 0 | 0 | 0 | 12 | 1
NO |  | 56 | 2016 | 28 | 2 | 2 |  | GARDEN | LITTLE RIVER | 138 | 138 | SP | 0.42 | 0 | 1 | 1-795 AAC | 0 | 0 | 0 | 0 | 0 | 0 | 0 | 0 | 0 | 0 | 0 | 0 | 0 | 0 | 0 | 0 | 0 | 0 | 0 | 0 | 0 | 0 | 0 | 12 | 1
NO |  | 56 | 2016 | 28 | 3 | 3 |  | GARDEN | LITTLE RIVER | 138 | 138 | SP | 0 | 0 | 1 | 1-795 ACSR AW | 0 | 0 | 0 | 0 | 0 | 0 | 0 | 0 | 0 | 0 | 0 | 0 | 0 | 0 | 0 | 0 | 0 | 0 | 0 | 0 | 0 | 0 | 0 | 12 | 1
NO |  | 56 | 2016 | 28 | 4 | 4 |  | GARDEN | LITTLE RIVER | 138 | 138 | SP | 3.51 | 0 | 1 | 1-795 ACSR AZ | 0 | 0 | 0 | 0 | 0 | 0 | 0 | 0 | 0 | 0 | 0 | 0 | 0 | 0 | 0 | 0 | 0 | 0 | 0 | 0 | 0 | 0 | 0 | 12 | 1
NO |  | 56 | 2016 | 28 | 5 | 5 |  | GARDEN | LITTLE RIVER | 138 | 138 | SP | 0.02 | 0 | 1 | 1-954 ACSR AW | 0 | 0 | 0 | 0 | 0 | 0 | 0 | 0 | 0 | 0 | 0 | 0 | 0 | 0 | 0 | 0 | 0 | 0 | 0 | 0 | 0 | 0 | 0 | 12 | 1
NO |  | 56 | 2016 | 28 | 6 | 6 |  | GARDEN | LITTLE RIVER | 138 | 138 | SP | 5.41 | 0 | 1 | 1-954 ACSR AZ | 0 | 0 | 0 | 0 | 0 | 0 | 0 | 0 | 0 | 0 | 0 | 0 | 0 | 0 | 0 | 0 | 0 | 0 | 0 | 0 | 0 | 0 | 0 | 12 | 1
NO |  | 56 | 2016 | 28 | 7 | 7 |  | GARDEN | MEMORIAL RADIAL | 138 | 138 | SP | 2.11 | 0 | 1 | 1-795 ACSR AW | 0 | 0 | 0 | 0 | 0 | 0 | 0 | 0 | 0 | 0 | 0 | 0 | 0 | 0 | 0 | 0 | 0 | 0 | 0 | 0 | 0 | 0 | 0 | 12 | 1
NO |  | 56 | 2016 | 28 | 8 | 8 |  | GARDEN | MEMORIAL RADIAL | 138 | 138 | SP | 1.78 | 0 | 2 | 1-954 ACSR AW | 0 | 0 | 0 | 0 | 0 | 0 | 0 | 0 | 0 | 0 | 0 | 0 | 0 | 0 | 0 | 0 | 0 | 0 | 0 | 0 | 0 | 0 | 0 | 12 | 1
NO |  | 56 | 2016 | 28 | 9 | 9 |  | GERMANTOWN | YAMATO | 138 | 138 | SP | 0.29 | 0 | 1 | 1-954 ACSR AW | 0 | 0 | 0 | 0 | 0 | 0 | 0 | 0 | 0 | 0 | 0 | 0 | 0 | 0 | 0 | 0 | 0 | 0 | 0 | 0 | 0 | 0 | 0 | 12 | 1
NO |  | 56 | 2016 | 28 | 10 | 10 |  | GERMANTOWN | YAMATO | 138 | 138 | SP | 3.17 | 0 | 1 | 1-954 ACSR AZ | 0 | 0 | 0 | 0 | 0 | 0 | 0 | 0 | 0 | 0 | 0 | 0 | 0 | 0 | 0 | 0 | 0 | 0 | 0 | 0 | 0 | 0 | 0 | 12 | 1
NO |  | 56 | 2016 | 28 | 11 | 11 |  | GRATIGNY | LAUDERDALE | 138 | 138 | H | 0.24 | 0 | 1 | 1-600 CU HT | 0 | 0 | 0 | 0 | 0 | 0 | 0 | 0 | 0 | 0 | 0 | 0 | 0 | 0 | 0 | 0 | 0 | 0 | 0 | 0 | 0 | 0 | 0 | 12 | 1
NO |  | 56 | 2016 | 28 | 12 | 12 |  | GRATIGNY | LAUDERDALE | 138 | 138 | H | 15.97 | 0 | 1 | 1-795 ACSR AZ | 0 | 0 | 0 | 0 | 0 | 0 | 0 | 0 | 0 | 0 | 0 | 0 | 0 | 0 | 0 | 0 | 0 | 0 | 0 | 0 | 0 | 0 | 0 | 12 | 1
NO |  | 56 | 2016 | 28 | 13 | 13 |  | GRATIGNY | LAUDERDALE | 138 | 138 | SP | 0.05 | 0 | 1 | 1-795 ACSR AW | 0 | 0 | 0 | 0 | 0 | 0 | 0 | 0 | 0 | 0 | 0 | 0 | 0 | 0 | 0 | 0 | 0 | 0 | 0 | 0 | 0 | 0 | 0 | 12 | 1
NO |  | 56 | 2016 | 28 | 14 | 14 |  | GRATIGNY | LAUDERDALE | 138 | 138 | SP | 2.55 | 0 | 1 | 1-954 ACSR AW | 0 | 0 | 0 | 0 | 0 | 0 | 0 | 0 | 0 | 0 | 0 | 0 | 0 | 0 | 0 | 0 | 0 | 0 | 0 | 0 | 0 | 0 | 0 | 12 | 1
NO |  | 56 | 2016 | 28 | 15 | 15 |  | GREYNOLDS | HALLANDALE | 138 | 138 | SP | 0.08 | 0 | 1 | 1-350 CU HT | 0 | 0 | 0 | 0 | 0 | 0 | 0 | 0 | 0 | 0 | 0 | 0 | 0 | 0 | 0 | 0 | 0 | 0 | 0 | 0 | 0 | 0 | 0 | 12 | 1
NO |  | 56 | 2016 | 28 | 16 | 16 |  | GREYNOLDS | HALLANDALE | 138 | 138 | SP | 0.86 | 0 | 1 | 1-556.5 ACSR AZ | 0 | 0 | 0 | 0 | 0 | 0 | 0 | 0 | 0 | 0 | 0 | 0 | 0 | 0 | 0 | 0 | 0 | 0 | 0 | 0 | 0 | 0 | 0 | 12 | 1
NO |  | 56 | 2016 | 28 | 17 | 17 |  | GREYNOLDS | HALLANDALE | 138 | 138 | SP | 0.93 | 0 | 1 | 1-954 ACSR AW | 0 | 0 | 0 | 0 | 0 | 0 | 0 | 0 | 0 | 0 | 0 | 0 | 0 | 0 | 0 | 0 | 0 | 0 | 0 | 0 | 0 | 0 | 0 | 12 | 1
NO |  | 56 | 2016 | 28 | 18 | 18 |  | GREYNOLDS | HALLANDALE | 138 | 138 | SP | 1.77 | 0 | 1 | 1-954 ACSR AZ | 0 | 0 | 0 | 0 | 0 | 0 | 0 | 0 | 0 | 0 | 0 | 0 | 0 | 0 | 0 | 0 | 0 | 0 | 0 | 0 | 0 | 0 | 0 | 12 | 1
NO |  | 56 | 2016 | 28 | 19 | 19 |  | GREYNOLDS | HALLANDALE | 138 | 138 | UG | 0.65 | 0 | 1 | 1-2000 CU-HP SD | 0 | 0 | 0 | 0 | 0 | 0 | 0 | 0 | 0 | 0 | 0 | 0 | 0 | 0 | 0 | 0 | 0 | 0 | 0 | 0 | 0 | 0 | 0 | 12 | 1
NO |  | 56 | 2016 | 28 | 20 | 20 |  | GREYNOLDS | HALLANDALE | 138 | 138 | UG | 0.95 | 0 | 1 | 1-3750 AL-HP | 0 | 0 | 0 | 0 | 0 | 0 | 0 | 0 | 0 | 0 | 0 | 0 | 0 | 0 | 0 | 0 | 0 | 0 | 0 | 0 | 0 | 0 | 0 | 12 | 1
NO |  | 56 | 2016 | 28 | 21 | 21 |  | GREYNOLDS | HAULOVER | 138 | 138 | SP | 3.53 | 0 | 1 | 1-350 CU HT | 0 | 0 | 0 | 0 | 0 | 0 | 0 | 0 | 0 | 0 | 0 | 0 | 0 | 0 | 0 | 0 | 0 | 0 | 0 | 0 | 0 | 0 | 0 | 12 | 1
NO |  | 56 | 2016 | 28 | 22 | 22 |  | GREYNOLDS | HAULOVER | 138 | 138 | SP | 0.23 | 0 | 1 | 1-556.5 ACSR AW | 0 | 0 | 0 | 0 | 0 | 0 | 0 | 0 | 0 | 0 | 0 | 0 | 0 | 0 | 0 | 0 | 0 | 0 | 0 | 0 | 0 | 0 | 0 | 12 | 1
NO |  | 56 | 2016 | 28 | 23 | 23 |  | GREYNOLDS | HAULOVER | 138 | 138 | SP | 0.26 | 0 | 1 | 1-954 ACSR AW | 0 | 0 | 0 | 0 | 0 | 0 | 0 | 0 | 0 | 0 | 0 | 0 | 0 | 0 | 0 | 0 | 0 | 0 | 0 | 0 | 0 | 0 | 0 | 12 | 1
NO |  | 56 | 2016 | 28 | 24 | 24 |  | GREYNOLDS | HAULOVER | 138 | 138 | UG | 0.12 | 0 | 1 | 1-3000 CU-XLPE | 0 | 0 | 0 | 0 | 0 | 0 | 0 | 0 | 0 | 0 | 0 | 0 | 0 | 0 | 0 | 0 | 0 | 0 | 0 | 0 | 0 | 0 | 0 | 12 | 1
NO |  | 56 | 2016 | 28 | 25 | 25 |  | GREYNOLDS | LAUDERDALE 1 | 138 | 138 | H | 0.35 | 0 | 1 | 1-954 ACSR AZ | 0 | 0 | 0 | 0 | 0 | 0 | 0 | 0 | 0 | 0 | 0 | 0 | 0 | 0 | 0 | 0 | 0 | 0 | 0 | 0 | 0 | 0 | 0 | 12 | 1
NO |  | 56 | 2016 | 28 | 26 | 26 |  | GREYNOLDS | LAUDERDALE 1 | 138 | 138 | H | 0.06 | 1.75 | 2 | 1-954 ACSR AZ | 0 | 0 | 0 | 0 | 0 | 0 | 0 | 0 | 0 | 0 | 0 | 0 | 0 | 0 | 0 | 0 | 0 | 0 | 0 | 0 | 0 | 0 | 0 | 12 | 1
NO |  | 56 | 2016 | 28 | 27 | 27 |  | GREYNOLDS | LAUDERDALE 1 | 138 | 138 | SP | 11.83 | 0 | 1 | 1-954 ACSR AZ | 0 | 0 | 0 | 0 | 0 | 0 | 0 | 0 | 0 | 0 | 0 | 0 | 0 | 0 | 0 | 0 | 0 | 0 | 0 | 0 | 0 | 0 | 0 | 12 | 1
NO |  | 56 | 2016 | 28 | 28 | 28 |  | GREYNOLDS | LAUDERDALE 1 | 138 | 138 | SP | 0.14 | 0.51 | 2 | 1-954 ACSR AZ | 0 | 0 | 0 | 0 | 0 | 0 | 0 | 0 | 0 | 0 | 0 | 0 | 0 | 0 | 0 | 0 | 0 | 0 | 0 | 0 | 0 | 0 | 0 | 12 | 1
NO |  | 56 | 2016 | 28 | 29 | 29 |  | HALLANDALE | LAUDERDALE | 138 | 230 | H | 0.52 | 0 | 2 | 1-795 ACSR AZ | 0 | 0 | 0 | 0 | 0 | 0 | 0 | 0 | 0 | 0 | 0 | 0 | 0 | 0 | 0 | 0 | 0 | 0 | 0 | 0 | 0 | 0 | 0 | 12 | 1
NO |  | 56 | 2016 | 28 | 30 | 30 |  | HALLANDALE | LAUDERDALE | 138 | 138 | SP | 2 | 0 | 1 | 1-350 CU HT | 0 | 0 | 0 | 0 | 0 | 0 | 0 | 0 | 0 | 0 | 0 | 0 | 0 | 0 | 0 | 0 | 0 | 0 | 0 | 0 | 0 | 0 | 0 | 12 | 1
NO |  | 56 | 2016 | 28 | 31 | 31 |  | HALLANDALE | LAUDERDALE | 138 | 138 | SP | 0.22 | 0 | 1 | 1-795 ACSR AZ | 0 | 0 | 0 | 0 | 0 | 0 | 0 | 0 | 0 | 0 | 0 | 0 | 0 | 0 | 0 | 0 | 0 | 0 | 0 | 0 | 0 | 0 | 0 | 12 | 1
NO |  | 56 | 2016 | 28 | 32 | 32 |  | HALLANDALE | LAUDERDALE | 138 | 138 | SP | 0 | 2.79 | 2 | 1-795 ACSR AZ | 0 | 0 | 0 | 0 | 0 | 0 | 0 | 0 | 0 | 0 | 0 | 0 | 0 | 0 | 0 | 0 | 0 | 0 | 0 | 0 | 0 | 0 | 0 | 12 | 1
NO |  | 56 | 2016 | 28 | 33 | 33 |  | HALLANDALE | LAUDERDALE | 138 | 138 | SP | 1.41 | 0 | 1 | 1-954 ACSR AW | 0 | 0 | 0 | 0 | 0 | 0 | 0 | 0 | 0 | 0 | 0 | 0 | 0 | 0 | 0 | 0 | 0 | 0 | 0 | 0 | 0 | 0 | 0 | 12 | 1
NO |  | 56 | 2016 | 28 | 34 | 34 |  | HALLANDALE | LAUDERDALE | 138 | 138 | SP | 0 | 0.38 | 2 | 1-954 ACSR AW | 0 | 0 | 0 | 0 | 0 | 0 | 0 | 0 | 0 | 0 | 0 | 0 | 0 | 0 | 0 | 0 | 0 | 0 | 0 | 0 | 0 | 0 | 0 | 12 | 1
NO |  | 56 | 2016 | 28 | 35 | 35 |  | HALLANDALE | LAUDERDALE | 138 | 138 | SP | 4.17 | 0 | 1 | 1-954 ACSR AZ | 0 | 0 | 0 | 0 | 0 | 0 | 0 | 0 | 0 | 0 | 0 | 0 | 0 | 0 | 0 | 0 | 0 | 0 | 0 | 0 | 0 | 0 | 0 | 12 | 1
NO |  | 56 | 2016 | 29 | 1 | 1 |  | HAMPTON | DEERHAVEN (GVL) | 138 | 138 | SP | 0.03 | 0 | 1 | 1-795 ACSR AW | 0 | 0 | 0 | 0 | 0 | 0 | 0 | 0 | 0 | 0 | 0 | 0 | 0 | 0 | 0 | 0 | 0 | 0 | 0 | 0 | 0 | 0 | 0 | 12 | 1
NO |  | 56 | 2016 | 29 | 2 | 2 |  | HAMPTON | DEERHAVEN (GVL) | 138 | 138 | SP | 5.45 | 0 | 1 | 1-795 ACSR AZ | 0 | 0 | 0 | 0 | 0 | 0 | 0 | 0 | 0 | 0 | 0 | 0 | 0 | 0 | 0 | 0 | 0 | 0 | 0 | 0 | 0 | 0 | 0 | 12 | 1
NO |  | 56 | 2016 | 29 | 3 | 3 |  | HARRIS | MALABAR | 138 | 138 | H | 2.06 | 0 | 2 | 1-795 ACSR AZ | 0 | 0 | 0 | 0 | 0 | 0 | 0 | 0 | 0 | 0 | 0 | 0 | 0 | 0 | 0 | 0 | 0 | 0 | 0 | 0 | 0 | 0 | 0 | 12 | 1
NO |  | 56 | 2016 | 29 | 4 | 4 |  | HARRIS | MALABAR | 138 | 138 | SP | 0.1 | 0 | 1 | 1-795 ACSR AW | 0 | 0 | 0 | 0 | 0 | 0 | 0 | 0 | 0 | 0 | 0 | 0 | 0 | 0 | 0 | 0 | 0 | 0 | 0 | 0 | 0 | 0 | 0 | 12 | 1
NO |  | 56 | 2016 | 29 | 5 | 5 |  | HARRIS | MALABAR | 138 | 138 | SP | 0.88 | 0 | 1 | 1-795 ACSR AZ | 0 | 0 | 0 | 0 | 0 | 0 | 0 | 0 | 0 | 0 | 0 | 0 | 0 | 0 | 0 | 0 | 0 | 0 | 0 | 0 | 0 | 0 | 0 | 12 | 1
NO |  | 56 | 2016 | 29 | 6 | 6 |  | HARRIS | MALABAR | 138 | 138 | SP | 1.84 | 2.15 | 2 | 1-795 ACSR AZ | 0 | 0 | 0 | 0 | 0 | 0 | 0 | 0 | 0 | 0 | 0 | 0 | 0 | 0 | 0 | 0 | 0 | 0 | 0 | 0 | 0 | 0 | 0 | 12 | 1
NO |  | 56 | 2016 | 29 | 7 | 7 |  | HAULOVER | NORMANDY BEACH | 138 | 138 | UG | 2 | 0 | 1 | 1-2000 CU-HP SD | 0 | 0 | 0 | 0 | 0 | 0 | 0 | 0 | 0 | 0 | 0 | 0 | 0 | 0 | 0 | 0 | 0 | 0 | 0 | 0 | 0 | 0 | 0 | 12 | 1
NO |  | 56 | 2016 | 29 | 8 | 8 |  | HOBE | COVE RADIAL | 138 | 138 | SP | 9.25 | 0 | 1 | 1-954 ACSR AW | 0 | 0 | 0 | 0 | 0 | 0 | 0 | 0 | 0 | 0 | 0 | 0 | 0 | 0 | 0 | 0 | 0 | 0 | 0 | 0 | 0 | 0 | 0 | 12 | 1
NO |  | 56 | 2016 | 29 | 9 | 9 |  | HOBE | COVE RADIAL | 138 | 138 | SP | 2.53 | 0 | 2 | 1-954 ACSR AW | 0 | 0 | 0 | 0 | 0 | 0 | 0 | 0 | 0 | 0 | 0 | 0 | 0 | 0 | 0 | 0 | 0 | 0 | 0 | 0 | 0 | 0 | 0 | 12 | 1
NO |  | 56 | 2016 | 29 | 10 | 10 |  | HOBE | PLUMOSUS 1 | 138 | 138 | SP | 0.52 | 0 | 1 | 1-795 ACSR AW | 0 | 0 | 0 | 0 | 0 | 0 | 0 | 0 | 0 | 0 | 0 | 0 | 0 | 0 | 0 | 0 | 0 | 0 | 0 | 0 | 0 | 0 | 0 | 12 | 1
NO |  | 56 | 2016 | 29 | 11 | 11 |  | HOBE | PLUMOSUS 1 | 138 | 138 | SP | 11.93 | 0 | 1 | 1-795 ACSR AZ | 0 | 0 | 0 | 0 | 0 | 0 | 0 | 0 | 0 | 0 | 0 | 0 | 0 | 0 | 0 | 0 | 0 | 0 | 0 | 0 | 0 | 0 | 0 | 12 | 1
NO |  | 56 | 2016 | 29 | 12 | 12 |  | HOBE | PLUMOSUS 2 | 138 | 138 | SP | 4.13 | 0 | 1 | 1-556.5 ACSR AW | 0 | 0 | 0 | 0 | 0 | 0 | 0 | 0 | 0 | 0 | 0 | 0 | 0 | 0 | 0 | 0 | 0 | 0 | 0 | 0 | 0 | 0 | 0 | 12 | 1
NO |  | 56 | 2016 | 29 | 13 | 13 |  | HOBE | PLUMOSUS 2 | 138 | 138 | SP | 1 | 0 | 2 | 1-556.5 ACSR AW | 0 | 0 | 0 | 0 | 0 | 0 | 0 | 0 | 0 | 0 | 0 | 0 | 0 | 0 | 0 | 0 | 0 | 0 | 0 | 0 | 0 | 0 | 0 | 12 | 1
NO |  | 56 | 2016 | 29 | 14 | 14 |  | HOBE | PLUMOSUS 2 | 138 | 138 | SP | 6.61 | 0 | 1 | 1-954 ACSR AW | 0 | 0 | 0 | 0 | 0 | 0 | 0 | 0 | 0 | 0 | 0 | 0 | 0 | 0 | 0 | 0 | 0 | 0 | 0 | 0 | 0 | 0 | 0 | 12 | 1
NO |  | 56 | 2016 | 29 | 15 | 15 |  | HOBE | PLUMOSUS 2 | 138 | 138 | SP | 2.48 | 0 | 2 | 1-954 ACSR AW | 0 | 0 | 0 | 0 | 0 | 0 | 0 | 0 | 0 | 0 | 0 | 0 | 0 | 0 | 0 | 0 | 0 | 0 | 0 | 0 | 0 | 0 | 0 | 12 | 1
NO |  | 56 | 2016 | 29 | 16 | 16 |  | HOBE | PLUMOSUS 2 | 138 | 138 | UG | 0.53 | 0 | 1 | 1-2367 CU-XLPE | 0 | 0 | 0 | 0 | 0 | 0 | 0 | 0 | 0 | 0 | 0 | 0 | 0 | 0 | 0 | 0 | 0 | 0 | 0 | 0 | 0 | 0 | 0 | 12 | 1
NO |  | 56 | 2016 | 29 | 17 | 17 |  | HOBE | SANDPIPER 1 | 138 | 138 | SP | 0.04 | 0 | 1 | 1-1431 ACSR AW | 0 | 0 | 0 | 0 | 0 | 0 | 0 | 0 | 0 | 0 | 0 | 0 | 0 | 0 | 0 | 0 | 0 | 0 | 0 | 0 | 0 | 0 | 0 | 12 | 1
NO |  | 56 | 2016 | 29 | 18 | 18 |  | HOBE | SANDPIPER 1 | 138 | 138 | SP | 0.38 | 0 | 1 | 1-350 CU HT | 0 | 0 | 0 | 0 | 0 | 0 | 0 | 0 | 0 | 0 | 0 | 0 | 0 | 0 | 0 | 0 | 0 | 0 | 0 | 0 | 0 | 0 | 0 | 12 | 1
NO |  | 56 | 2016 | 29 | 19 | 19 |  | HOBE | SANDPIPER 1 | 138 | 138 | SP | 0.85 | 0 | 1 | 1-556.5 ACSR AZ | 0 | 0 | 0 | 0 | 0 | 0 | 0 | 0 | 0 | 0 | 0 | 0 | 0 | 0 | 0 | 0 | 0 | 0 | 0 | 0 | 0 | 0 | 0 | 12 | 1
NO |  | 56 | 2016 | 29 | 20 | 20 |  | HOBE | SANDPIPER 1 | 138 | 138 | SP | 0.47 | 0 | 1 | 1-795 ACSR AW | 0 | 0 | 0 | 0 | 0 | 0 | 0 | 0 | 0 | 0 | 0 | 0 | 0 | 0 | 0 | 0 | 0 | 0 | 0 | 0 | 0 | 0 | 0 | 12 | 1
NO |  | 56 | 2016 | 29 | 21 | 21 |  | HOBE | SANDPIPER 1 | 138 | 138 | SP | 15.82 | 0 | 1 | 1-795 ACSR AZ | 0 | 0 | 0 | 0 | 0 | 0 | 0 | 0 | 0 | 0 | 0 | 0 | 0 | 0 | 0 | 0 | 0 | 0 | 0 | 0 | 0 | 0 | 0 | 12 | 1
NO |  | 56 | 2016 | 29 | 22 | 22 |  | HOBE | SANDPIPER 1 | 138 | 138 | SP | 0.1 | 0 | 1 | 1-954 ACSR AW | 0 | 0 | 0 | 0 | 0 | 0 | 0 | 0 | 0 | 0 | 0 | 0 | 0 | 0 | 0 | 0 | 0 | 0 | 0 | 0 | 0 | 0 | 0 | 12 | 1
NO |  | 56 | 2016 | 29 | 23 | 23 |  | HOBE | SANDPIPER 1 | 138 | 138 | SP | 0.17 | 0 | 1 | 1-954 ACSR TW | 0 | 0 | 0 | 0 | 0 | 0 | 0 | 0 | 0 | 0 | 0 | 0 | 0 | 0 | 0 | 0 | 0 | 0 | 0 | 0 | 0 | 0 | 0 | 12 | 1
NO |  | 56 | 2016 | 29 | 24 | 24 |  | HOBE | SANDPIPER 1 | 138 | 138 | SP | 1.26 | 1.26 | 2 | 1-954 ACSR TW | 0 | 0 | 0 | 0 | 0 | 0 | 0 | 0 | 0 | 0 | 0 | 0 | 0 | 0 | 0 | 0 | 0 | 0 | 0 | 0 | 0 | 0 | 0 | 12 | 1
NO |  | 56 | 2016 | 29 | 25 | 25 |  | HOLLYWOOD | LAUDERDALE | 138 | 230 | H | 0 | 0.4 | 2 | 1-795 AAC | 0 | 0 | 0 | 0 | 0 | 0 | 0 | 0 | 0 | 0 | 0 | 0 | 0 | 0 | 0 | 0 | 0 | 0 | 0 | 0 | 0 | 0 | 0 | 12 | 1
NO |  | 56 | 2016 | 29 | 26 | 26 |  | HOLLYWOOD | LAUDERDALE | 138 | 138 | H | 1.31 | 0 | 2 | 1-954 ACSR AZ | 0 | 0 | 0 | 0 | 0 | 0 | 0 | 0 | 0 | 0 | 0 | 0 | 0 | 0 | 0 | 0 | 0 | 0 | 0 | 0 | 0 | 0 | 0 | 12 | 1
NO |  | 56 | 2016 | 29 | 27 | 27 |  | HOLLYWOOD | LAUDERDALE | 138 | 138 | SP | 0.05 | 0 | 1 | 1-1431 ACSR AW | 0 | 0 | 0 | 0 | 0 | 0 | 0 | 0 | 0 | 0 | 0 | 0 | 0 | 0 | 0 | 0 | 0 | 0 | 0 | 0 | 0 | 0 | 0 | 12 | 1
NO |  | 56 | 2016 | 29 | 28 | 28 |  | HOLLYWOOD | LAUDERDALE | 138 | 138 | SP | 0.47 | 0.32 | 2 | 1-1431 ACSR AW | 0 | 0 | 0 | 0 | 0 | 0 | 0 | 0 | 0 | 0 | 0 | 0 | 0 | 0 | 0 | 0 | 0 | 0 | 0 | 0 | 0 | 0 | 0 | 12 | 1
NO |  | 56 | 2016 | 29 | 29 | 29 |  | HOLLYWOOD | LAUDERDALE | 138 | 138 | SP | 3.43 | 0 | 1 | 1-795 AAC | 0 | 0 | 0 | 0 | 0 | 0 | 0 | 0 | 0 | 0 | 0 | 0 | 0 | 0 | 0 | 0 | 0 | 0 | 0 | 0 | 0 | 0 | 0 | 12 | 1
NO |  | 56 | 2016 | 29 | 30 | 30 |  | HOLLYWOOD | LAUDERDALE | 138 | 138 | SP | 0.6 | 0 | 2 | 1-795 AAC | 0 | 0 | 0 | 0 | 0 | 0 | 0 | 0 | 0 | 0 | 0 | 0 | 0 | 0 | 0 | 0 | 0 | 0 | 0 | 0 | 0 | 0 | 0 | 12 | 1
NO |  | 56 | 2016 | 29 | 31 | 31 |  | HOLLYWOOD | LAUDERDALE | 138 | 138 | SP | 1.17 | 0 | 1 | 1-954 ACSR AZ | 0 | 0 | 0 | 0 | 0 | 0 | 0 | 0 | 0 | 0 | 0 | 0 | 0 | 0 | 0 | 0 | 0 | 0 | 0 | 0 | 0 | 0 | 0 | 12 | 1
NO |  | 56 | 2016 | 29 | 32 | 32 |  | HOLLYWOOD | LAUDERDALE | 138 | 138 | SP | 0.63 | 0 | 2 | 1-954 ACSR AZ | 0 | 0 | 0 | 0 | 0 | 0 | 0 | 0 | 0 | 0 | 0 | 0 | 0 | 0 | 0 | 0 | 0 | 0 | 0 | 0 | 0 | 0 | 0 | 12 | 1
NO |  | 56 | 2016 | 29 | 33 | 33 |  | HOLLYWOOD | PORT EVERGLADES | 138 | 138 | SP | 0.22 | 0 | 1 | 1-1033.5 ACSS/TW/ | 0 | 0 | 0 | 0 | 0 | 0 | 0 | 0 | 0 | 0 | 0 | 0 | 0 | 0 | 0 | 0 | 0 | 0 | 0 | 0 | 0 | 0 | 0 | 12 | 1
NO |  | 56 | 2016 | 29 | 34 | 34 |  | HOLLYWOOD | PORT EVERGLADES | 138 | 138 | SP | 2.35 | 0 | 1 | 1-795 ACSR AW | 0 | 0 | 0 | 0 | 0 | 0 | 0 | 0 | 0 | 0 | 0 | 0 | 0 | 0 | 0 | 0 | 0 | 0 | 0 | 0 | 0 | 0 | 0 | 12 | 1
NO |  | 56 | 2016 | 29 | 35 | 35 |  | HOLLYWOOD | PORT EVERGLADES | 138 | 138 | SP | 0.6 | 0 | 1 | 1-795 ACSR AZ | 0 | 0 | 0 | 0 | 0 | 0 | 0 | 0 | 0 | 0 | 0 | 0 | 0 | 0 | 0 | 0 | 0 | 0 | 0 | 0 | 0 | 0 | 0 | 12 | 1
NO |  | 56 | 2016 | 30 | 1 | 1 |  | HOLLYWOOD | PORT EVERGLADES | 138 | 138 | SP | 0 | 1.65 | 2 | 1-795 ACSR AZ | 0 | 0 | 0 | 0 | 0 | 0 | 0 | 0 | 0 | 0 | 0 | 0 | 0 | 0 | 0 | 0 | 0 | 0 | 0 | 0 | 0 | 0 | 0 | 12 | 1
NO |  | 56 | 2016 | 30 | 2 | 2 |  | HOLLYWOOD | PORT EVERGLADES | 138 | 138 | SP | 0.27 | 0 | 1 | 1-900 CU HT | 0 | 0 | 0 | 0 | 0 | 0 | 0 | 0 | 0 | 0 | 0 | 0 | 0 | 0 | 0 | 0 | 0 | 0 | 0 | 0 | 0 | 0 | 0 | 12 | 1
NO |  | 56 | 2016 | 30 | 3 | 3 |  | HOLLYWOOD | PORT EVERGLADES | 138 | 138 | SP | 1.48 | 0 | 1 | 1-954 ACSR AW | 0 | 0 | 0 | 0 | 0 | 0 | 0 | 0 | 0 | 0 | 0 | 0 | 0 | 0 | 0 | 0 | 0 | 0 | 0 | 0 | 0 | 0 | 0 | 12 | 1
NO |  | 56 | 2016 | 30 | 4 | 4 |  | HOLLYWOOD | PORT EVERGLADES | 138 | 138 | SP | 0.86 | 0 | 1 | 1-954 ACSR AZ | 0 | 0 | 0 | 0 | 0 | 0 | 0 | 0 | 0 | 0 | 0 | 0 | 0 | 0 | 0 | 0 | 0 | 0 | 0 | 0 | 0 | 0 | 0 | 12 | 1
NO |  | 56 | 2016 | 30 | 5 | 5 |  | HOWARD | LAURELWOOD | 138 | 138 | H | 0.02 | 0 | 1 | 1-954 ACSR AW | 0 | 0 | 0 | 0 | 0 | 0 | 0 | 0 | 0 | 0 | 0 | 0 | 0 | 0 | 0 | 0 | 0 | 0 | 0 | 0 | 0 | 0 | 0 | 12 | 1
NO |  | 56 | 2016 | 30 | 6 | 6 |  | HOWARD | LAURELWOOD | 138 | 230 | H | 0 | 3.65 | 2 | 1-954 ACSR AZ | 0 | 0 | 0 | 0 | 0 | 0 | 0 | 0 | 0 | 0 | 0 | 0 | 0 | 0 | 0 | 0 | 0 | 0 | 0 | 0 | 0 | 0 | 0 | 12 | 1
NO |  | 56 | 2016 | 30 | 7 | 7 |  | HOWARD | LAURELWOOD | 138 | 138 | SP | 2.54 | 0 | 1 | 1-795 ACSR AW | 0 | 0 | 0 | 0 | 0 | 0 | 0 | 0 | 0 | 0 | 0 | 0 | 0 | 0 | 0 | 0 | 0 | 0 | 0 | 0 | 0 | 0 | 0 | 12 | 1
NO |  | 56 | 2016 | 30 | 8 | 8 |  | HOWARD | LAURELWOOD | 138 | 138 | SP | 11.96 | 0 | 1 | 1-795 ACSR AZ | 0 | 0 | 0 | 0 | 0 | 0 | 0 | 0 | 0 | 0 | 0 | 0 | 0 | 0 | 0 | 0 | 0 | 0 | 0 | 0 | 0 | 0 | 0 | 12 | 1
NO |  | 56 | 2016 | 30 | 9 | 9 |  | HOWARD | LAURELWOOD | 138 | 138 | SP | 0.29 | 0 | 1 | 1-954 ACSR AW | 0 | 0 | 0 | 0 | 0 | 0 | 0 | 0 | 0 | 0 | 0 | 0 | 0 | 0 | 0 | 0 | 0 | 0 | 0 | 0 | 0 | 0 | 0 | 12 | 1
NO |  | 56 | 2016 | 30 | 10 | 10 |  | HOWARD | LAURELWOOD | 138 | 230 | SP | 0 | 0.3 | 2 | 1-954 ACSR AW | 0 | 0 | 0 | 0 | 0 | 0 | 0 | 0 | 0 | 0 | 0 | 0 | 0 | 0 | 0 | 0 | 0 | 0 | 0 | 0 | 0 | 0 | 0 | 12 | 1
NO |  | 56 | 2016 | 30 | 11 | 11 |  | HOWARD | LAURELWOOD | 138 | 138 | SP | 3.31 | 0 | 1 | 1-954 ACSR AZ | 0 | 0 | 0 | 0 | 0 | 0 | 0 | 0 | 0 | 0 | 0 | 0 | 0 | 0 | 0 | 0 | 0 | 0 | 0 | 0 | 0 | 0 | 0 | 12 | 1
NO |  | 56 | 2016 | 30 | 12 | 12 |  | INDIAN CREEK | LITTLE RIVER | 138 | 138 | SP | 1.25 | 0 | 1 | 1-1431 ACSR AZ | 0 | 0 | 0 | 0 | 0 | 0 | 0 | 0 | 0 | 0 | 0 | 0 | 0 | 0 | 0 | 0 | 0 | 0 | 0 | 0 | 0 | 0 | 0 | 12 | 1
NO |  | 56 | 2016 | 30 | 13 | 13 |  | INDIAN CREEK | LITTLE RIVER | 138 | 138 | UG | 4.72 | 0 | 1 | 1-2000 CU-HP SD | 0 | 0 | 0 | 0 | 0 | 0 | 0 | 0 | 0 | 0 | 0 | 0 | 0 | 0 | 0 | 0 | 0 | 0 | 0 | 0 | 0 | 0 | 0 | 12 | 1
NO |  | 56 | 2016 | 30 | 14 | 14 |  | JOHNSON | RINGLING | 138 | 138 | H | 0.09 | 0 | 1 | 1-954 ACSR AW | 0 | 0 | 0 | 0 | 0 | 0 | 0 | 0 | 0 | 0 | 0 | 0 | 0 | 0 | 0 | 0 | 0 | 0 | 0 | 0 | 0 | 0 | 0 | 12 | 1
NO |  | 56 | 2016 | 30 | 15 | 15 |  | JOHNSON | RINGLING | 138 | 138 | H | 3.84 | 0 | 1 | 2-336.4 ACSR AZ | 0 | 0 | 0 | 0 | 0 | 0 | 0 | 0 | 0 | 0 | 0 | 0 | 0 | 0 | 0 | 0 | 0 | 0 | 0 | 0 | 0 | 0 | 0 | 12 | 1
NO |  | 56 | 2016 | 30 | 16 | 16 |  | JOHNSON | RINGLING | 138 | 230 | SP | 2.56 | 0 | 1 | 1-556.5 ACSR AW | 0 | 0 | 0 | 0 | 0 | 0 | 0 | 0 | 0 | 0 | 0 | 0 | 0 | 0 | 0 | 0 | 0 | 0 | 0 | 0 | 0 | 0 | 0 | 12 | 1
NO |  | 56 | 2016 | 30 | 17 | 17 |  | JOHNSON | RINGLING | 138 | 138 | SP | 0.36 | 0 | 1 | 1-795 ACSR AZ | 0 | 0 | 0 | 0 | 0 | 0 | 0 | 0 | 0 | 0 | 0 | 0 | 0 | 0 | 0 | 0 | 0 | 0 | 0 | 0 | 0 | 0 | 0 | 12 | 1
NO |  | 56 | 2016 | 30 | 18 | 18 |  | JOHNSON | RINGLING | 138 | 138 | SP | 0.1 | 0 | 1 | 1-954 ACSR AW | 0 | 0 | 0 | 0 | 0 | 0 | 0 | 0 | 0 | 0 | 0 | 0 | 0 | 0 | 0 | 0 | 0 | 0 | 0 | 0 | 0 | 0 | 0 | 12 | 1
NO |  | 56 | 2016 | 30 | 19 | 19 |  | JOHNSON | RINGLING | 138 | 230 | SP | 0 | 0.93 | 2 | 1-954 ACSR AW | 0 | 0 | 0 | 0 | 0 | 0 | 0 | 0 | 0 | 0 | 0 | 0 | 0 | 0 | 0 | 0 | 0 | 0 | 0 | 0 | 0 | 0 | 0 | 12 | 1
NO |  | 56 | 2016 | 30 | 20 | 20 |  | JOHNSON | RINGLING | 138 | 138 | SP | 2.76 | 0 | 1 | 2-336.4 ACSR AZ | 0 | 0 | 0 | 0 | 0 | 0 | 0 | 0 | 0 | 0 | 0 | 0 | 0 | 0 | 0 | 0 | 0 | 0 | 0 | 0 | 0 | 0 | 0 | 12 | 1
NO |  | 56 | 2016 | 30 | 21 | 21 |  | JOHNSON | RINGLING | 138 | 230 | SP | 0 | 0.11 | 2 | 2-336.4 ACSR AZ | 0 | 0 | 0 | 0 | 0 | 0 | 0 | 0 | 0 | 0 | 0 | 0 | 0 | 0 | 0 | 0 | 0 | 0 | 0 | 0 | 0 | 0 | 0 | 12 | 1
NO |  | 56 | 2016 | 30 | 22 | 22 |  | LAUDERDALE | MCARTHUR | 138 | 138 | H | 0.01 | 0 | 1 | 1-1431 ACSR AZ | 0 | 0 | 0 | 0 | 0 | 0 | 0 | 0 | 0 | 0 | 0 | 0 | 0 | 0 | 0 | 0 | 0 | 0 | 0 | 0 | 0 | 0 | 0 | 12 | 1
NO |  | 56 | 2016 | 30 | 23 | 23 |  | LAUDERDALE | MCARTHUR | 138 | 138 | H | 0.15 | 0 | 1 | 1-954 ACSR AZ | 0 | 0 | 0 | 0 | 0 | 0 | 0 | 0 | 0 | 0 | 0 | 0 | 0 | 0 | 0 | 0 | 0 | 0 | 0 | 0 | 0 | 0 | 0 | 12 | 1
NO |  | 56 | 2016 | 30 | 24 | 24 |  | LAUDERDALE | MCARTHUR | 138 | 230 | H | 0 | 1.05 | 2 | 1-954 ACSR AZ | 0 | 0 | 0 | 0 | 0 | 0 | 0 | 0 | 0 | 0 | 0 | 0 | 0 | 0 | 0 | 0 | 0 | 0 | 0 | 0 | 0 | 0 | 0 | 12 | 1
NO |  | 56 | 2016 | 30 | 25 | 25 |  | LAUDERDALE | MCARTHUR | 138 | 138 | H | 3.98 | 0 | 1 | 2-336.4 ACSR AZ | 0 | 0 | 0 | 0 | 0 | 0 | 0 | 0 | 0 | 0 | 0 | 0 | 0 | 0 | 0 | 0 | 0 | 0 | 0 | 0 | 0 | 0 | 0 | 12 | 1
NO |  | 56 | 2016 | 30 | 26 | 26 |  | LAUDERDALE | MCARTHUR | 138 | 138 | SP | 0.51 | 0 | 1 | 1-1431 ACSR AW | 0 | 0 | 0 | 0 | 0 | 0 | 0 | 0 | 0 | 0 | 0 | 0 | 0 | 0 | 0 | 0 | 0 | 0 | 0 | 0 | 0 | 0 | 0 | 12 | 1
NO |  | 56 | 2016 | 30 | 27 | 27 |  | LAUDERDALE | MCARTHUR | 138 | 138 | SP | 0.66 | 0 | 2 | 1-1431 ACSR AW | 0 | 0 | 0 | 0 | 0 | 0 | 0 | 0 | 0 | 0 | 0 | 0 | 0 | 0 | 0 | 0 | 0 | 0 | 0 | 0 | 0 | 0 | 0 | 12 | 1
NO |  | 56 | 2016 | 30 | 28 | 28 |  | LAUDERDALE | PALM AIRE | 138 | 138 | H | 0.79 | 0 | 1 | 1-954 ACSR AZ | 0 | 0 | 0 | 0 | 0 | 0 | 0 | 0 | 0 | 0 | 0 | 0 | 0 | 0 | 0 | 0 | 0 | 0 | 0 | 0 | 0 | 0 | 0 | 12 | 1
NO |  | 56 | 2016 | 30 | 29 | 29 |  | LAUDERDALE | PALM AIRE | 138 | 138 | SP | 0.34 | 0 | 1 | 1-1431 ACSR AZ | 0 | 0 | 0 | 0 | 0 | 0 | 0 | 0 | 0 | 0 | 0 | 0 | 0 | 0 | 0 | 0 | 0 | 0 | 0 | 0 | 0 | 0 | 0 | 12 | 1
NO |  | 56 | 2016 | 30 | 30 | 30 |  | LAUDERDALE | PALM AIRE | 138 | 138 | SP | 0.9 | 0 | 1 | 1-954 ACSR AW | 0 | 0 | 0 | 0 | 0 | 0 | 0 | 0 | 0 | 0 | 0 | 0 | 0 | 0 | 0 | 0 | 0 | 0 | 0 | 0 | 0 | 0 | 0 | 12 | 1
NO |  | 56 | 2016 | 30 | 31 | 31 |  | LAUDERDALE | PALM AIRE | 138 | 138 | SP | 13.14 | 0 | 1 | 1-954 ACSR AZ | 0 | 0 | 0 | 0 | 0 | 0 | 0 | 0 | 0 | 0 | 0 | 0 | 0 | 0 | 0 | 0 | 0 | 0 | 0 | 0 | 0 | 0 | 0 | 12 | 1
NO |  | 56 | 2016 | 30 | 32 | 32 |  | LAUDERDALE | SISTRUNK | 138 | 138 | SP | 1.73 | 0 | 1 | 1-1431 ACSR AW | 0 | 0 | 0 | 0 | 0 | 0 | 0 | 0 | 0 | 0 | 0 | 0 | 0 | 0 | 0 | 0 | 0 | 0 | 0 | 0 | 0 | 0 | 0 | 12 | 1
NO |  | 56 | 2016 | 30 | 33 | 33 |  | LAUDERDALE | SISTRUNK | 138 | 138 | SP | 4.84 | 0 | 1 | 1-1431 ACSR AZ | 0 | 0 | 0 | 0 | 0 | 0 | 0 | 0 | 0 | 0 | 0 | 0 | 0 | 0 | 0 | 0 | 0 | 0 | 0 | 0 | 0 | 0 | 0 | 12 | 1
NO |  | 56 | 2016 | 30 | 34 | 34 |  | LAUDERDALE | SISTRUNK | 138 | 138 | SP | 2.21 | 0 | 1 | 2-556.5 AAC | 0 | 0 | 0 | 0 | 0 | 0 | 0 | 0 | 0 | 0 | 0 | 0 | 0 | 0 | 0 | 0 | 0 | 0 | 0 | 0 | 0 | 0 | 0 | 12 | 1
NO |  | 56 | 2016 | 30 | 35 | 35 |  | LAUDERDALE | SISTRUNK | 138 | 138 | SP | 1.05 | 0 | 1 | 2-556.5 ACSR AZ | 0 | 0 | 0 | 0 | 0 | 0 | 0 | 0 | 0 | 0 | 0 | 0 | 0 | 0 | 0 | 0 | 0 | 0 | 0 | 0 | 0 | 0 | 0 | 12 | 1
NO |  | 56 | 2016 | 31 | 1 | 1 |  | LAUDERDALE | WESTON VILLAGE | 138 | 138 | H | 3.08 | 0 | 2 | 1-1431 ACSR AZ | 0 | 0 | 0 | 0 | 0 | 0 | 0 | 0 | 0 | 0 | 0 | 0 | 0 | 0 | 0 | 0 | 0 | 0 | 0 | 0 | 0 | 0 | 0 | 12 | 1
NO |  | 56 | 2016 | 31 | 2 | 2 |  | LAUDERDALE | WESTON VILLAGE | 138 | 138 | SP | 1.02 | 0 | 1 | 1-1431 ACSR AW | 0 | 0 | 0 | 0 | 0 | 0 | 0 | 0 | 0 | 0 | 0 | 0 | 0 | 0 | 0 | 0 | 0 | 0 | 0 | 0 | 0 | 0 | 0 | 12 | 1
NO |  | 56 | 2016 | 31 | 3 | 3 |  | LAUDERDALE | WESTON VILLAGE | 138 | 138 | SP | 2.03 | 0 | 1 | 1-1431 ACSR AZ | 0 | 0 | 0 | 0 | 0 | 0 | 0 | 0 | 0 | 0 | 0 | 0 | 0 | 0 | 0 | 0 | 0 | 0 | 0 | 0 | 0 | 0 | 0 | 12 | 1
NO |  | 56 | 2016 | 31 | 4 | 4 |  | LAUDERDALE | WESTON VILLAGE | 138 | 138 | SP | 0.82 | 0 | 1 | 1-954 ACSR AZ | 0 | 0 | 0 | 0 | 0 | 0 | 0 | 0 | 0 | 0 | 0 | 0 | 0 | 0 | 0 | 0 | 0 | 0 | 0 | 0 | 0 | 0 | 0 | 12 | 1
NO |  | 56 | 2016 | 31 | 5 | 5 |  | LAUDERDALE | WESTON VILLAGE | 138 | 138 | SP | 3.47 | 0 | 1 | 2-556.5 AAC | 0 | 0 | 0 | 0 | 0 | 0 | 0 | 0 | 0 | 0 | 0 | 0 | 0 | 0 | 0 | 0 | 0 | 0 | 0 | 0 | 0 | 0 | 0 | 12 | 1
NO |  | 56 | 2016 | 31 | 6 | 6 |  | LAURELWOOD | VENICE 1 | 138 | 230 | H | 3.64 | 0 | 2 | 1-954 ACSR AZ | 0 | 0 | 0 | 0 | 0 | 0 | 0 | 0 | 0 | 0 | 0 | 0 | 0 | 0 | 0 | 0 | 0 | 0 | 0 | 0 | 0 | 0 | 0 | 12 | 1
NO |  | 56 | 2016 | 31 | 7 | 7 |  | LAURELWOOD | VENICE 1 | 138 | 138 | SP | 2.25 | 0 | 1 | 1-954 ACSR AW | 0 | 0 | 0 | 0 | 0 | 0 | 0 | 0 | 0 | 0 | 0 | 0 | 0 | 0 | 0 | 0 | 0 | 0 | 0 | 0 | 0 | 0 | 0 | 12 | 1
NO |  | 56 | 2016 | 31 | 8 | 8 |  | LAURELWOOD | VENICE 1 | 138 | 138 | SP | 0.18 | 0 | 1 | 1-954 ACSR AZ | 0 | 0 | 0 | 0 | 0 | 0 | 0 | 0 | 0 | 0 | 0 | 0 | 0 | 0 | 0 | 0 | 0 | 0 | 0 | 0 | 0 | 0 | 0 | 12 | 1
NO |  | 56 | 2016 | 31 | 9 | 9 |  | LAURELWOOD | VENICE 2 | 138 | 138 | H | 3.61 | 0 | 2 | 1-1431 ACSR AW | 0 | 0 | 0 | 0 | 0 | 0 | 0 | 0 | 0 | 0 | 0 | 0 | 0 | 0 | 0 | 0 | 0 | 0 | 0 | 0 | 0 | 0 | 0 | 12 | 1
NO |  | 56 | 2016 | 31 | 10 | 10 |  | LAURELWOOD | VENICE 2 | 138 | 138 | SP | 2.13 | 0 | 2 | 1-795 ACSR AZ | 0 | 0 | 0 | 0 | 0 | 0 | 0 | 0 | 0 | 0 | 0 | 0 | 0 | 0 | 0 | 0 | 0 | 0 | 0 | 0 | 0 | 0 | 0 | 12 | 1
NO |  | 56 | 2016 | 31 | 11 | 11 |  | LITTLE RIVER | MARKET | 138 | 138 | H | 0.15 | 0 | 2 | 1-795 AAC | 0 | 0 | 0 | 0 | 0 | 0 | 0 | 0 | 0 | 0 | 0 | 0 | 0 | 0 | 0 | 0 | 0 | 0 | 0 | 0 | 0 | 0 | 0 | 12 | 1
NO |  | 56 | 2016 | 31 | 12 | 12 |  | LITTLE RIVER | MARKET | 138 | 138 | SP | 3.1 | 0 | 1 | 1-795 AAC | 0 | 0 | 0 | 0 | 0 | 0 | 0 | 0 | 0 | 0 | 0 | 0 | 0 | 0 | 0 | 0 | 0 | 0 | 0 | 0 | 0 | 0 | 0 | 12 | 1
NO |  | 56 | 2016 | 31 | 13 | 13 |  | LITTLE RIVER | MARKET | 138 | 138 | SP | 0.15 | 0.46 | 2 | 1-795 AAC | 0 | 0 | 0 | 0 | 0 | 0 | 0 | 0 | 0 | 0 | 0 | 0 | 0 | 0 | 0 | 0 | 0 | 0 | 0 | 0 | 0 | 0 | 0 | 12 | 1
NO |  | 56 | 2016 | 31 | 14 | 14 |  | LITTLE RIVER | MARKET | 138 | 138 | SP | 0.61 | 0 | 1 | 1-795 ACSR AZ | 0 | 0 | 0 | 0 | 0 | 0 | 0 | 0 | 0 | 0 | 0 | 0 | 0 | 0 | 0 | 0 | 0 | 0 | 0 | 0 | 0 | 0 | 0 | 12 | 1
NO |  | 56 | 2016 | 31 | 15 | 15 |  | LITTLE RIVER | MARKET | 138 | 138 | SP | 0.14 | 0 | 1 | 1-954 ACSR AZ | 0 | 0 | 0 | 0 | 0 | 0 | 0 | 0 | 0 | 0 | 0 | 0 | 0 | 0 | 0 | 0 | 0 | 0 | 0 | 0 | 0 | 0 | 0 | 12 | 1
NO |  | 56 | 2016 | 31 | 16 | 16 |  | LITTLE RIVER | MIAMI SHORES | 138 | 138 | SP | 0.77 | 0 | 1 | 1-1431 ACSR AZ | 0 | 0 | 0 | 0 | 0 | 0 | 0 | 0 | 0 | 0 | 0 | 0 | 0 | 0 | 0 | 0 | 0 | 0 | 0 | 0 | 0 | 0 | 0 | 12 | 1
NO |  | 56 | 2016 | 31 | 17 | 17 |  | LITTLE RIVER | MIAMI SHORES | 138 | 138 | SP | 0.7 | 0 | 1 | 2-350 CU HT | 0 | 0 | 0 | 0 | 0 | 0 | 0 | 0 | 0 | 0 | 0 | 0 | 0 | 0 | 0 | 0 | 0 | 0 | 0 | 0 | 0 | 0 | 0 | 12 | 1
NO |  | 56 | 2016 | 31 | 18 | 18 |  | LYONS | OAKLAND PARK | 138 | 138 | SP | 4.95 | 0 | 1 | 1-954 ACSR AZ | 0 | 0 | 0 | 0 | 0 | 0 | 0 | 0 | 0 | 0 | 0 | 0 | 0 | 0 | 0 | 0 | 0 | 0 | 0 | 0 | 0 | 0 | 0 | 12 | 1
NO |  | 56 | 2016 | 31 | 19 | 19 |  | MALABAR | DAIRY RADIAL | 138 | 230 | H | 2.24 | 0 | 1 | 1-1127 AAAC | 0 | 0 | 0 | 0 | 0 | 0 | 0 | 0 | 0 | 0 | 0 | 0 | 0 | 0 | 0 | 0 | 0 | 0 | 0 | 0 | 0 | 0 | 0 | 12 | 1
NO |  | 56 | 2016 | 31 | 20 | 20 |  | MALABAR | DAIRY RADIAL | 138 | 230 | H | 2.09 | 0 | 2 | 1-954 ACSR AW | 0 | 0 | 0 | 0 | 0 | 0 | 0 | 0 | 0 | 0 | 0 | 0 | 0 | 0 | 0 | 0 | 0 | 0 | 0 | 0 | 0 | 0 | 0 | 12 | 1
NO |  | 56 | 2016 | 31 | 21 | 21 |  | MALABAR | DAIRY RADIAL | 138 | 138 | H | 1.07 | 0 | 1 | 1-954 ACSR AZ | 0 | 0 | 0 | 0 | 0 | 0 | 0 | 0 | 0 | 0 | 0 | 0 | 0 | 0 | 0 | 0 | 0 | 0 | 0 | 0 | 0 | 0 | 0 | 12 | 1
NO |  | 56 | 2016 | 31 | 22 | 22 |  | MALABAR | DAIRY RADIAL | 138 | 138 | SP | 0.48 | 0 | 1 | 1-1127 AAAC | 0 | 0 | 0 | 0 | 0 | 0 | 0 | 0 | 0 | 0 | 0 | 0 | 0 | 0 | 0 | 0 | 0 | 0 | 0 | 0 | 0 | 0 | 0 | 12 | 1
NO |  | 56 | 2016 | 31 | 23 | 23 |  | MALABAR | DAIRY RADIAL | 138 | 138 | SP | 0 | 0.2 | 2 | 1-1127 AAAC | 0 | 0 | 0 | 0 | 0 | 0 | 0 | 0 | 0 | 0 | 0 | 0 | 0 | 0 | 0 | 0 | 0 | 0 | 0 | 0 | 0 | 0 | 0 | 12 | 1
NO |  | 56 | 2016 | 31 | 24 | 24 |  | MALABAR | DAIRY RADIAL | 138 | 138 | SP | 7.87 | 0 | 1 | 1-927.2 AAAC | 0 | 0 | 0 | 0 | 0 | 0 | 0 | 0 | 0 | 0 | 0 | 0 | 0 | 0 | 0 | 0 | 0 | 0 | 0 | 0 | 0 | 0 | 0 | 12 | 1
NO |  | 56 | 2016 | 31 | 25 | 25 |  | MALABAR | DAIRY RADIAL | 138 | 138 | SP | 0.11 | 0 | 1 | 1-954 ACSR AW | 0 | 0 | 0 | 0 | 0 | 0 | 0 | 0 | 0 | 0 | 0 | 0 | 0 | 0 | 0 | 0 | 0 | 0 | 0 | 0 | 0 | 0 | 0 | 12 | 1
NO |  | 56 | 2016 | 31 | 26 | 26 |  | MALABAR | DAIRY RADIAL | 138 | 138 | SP | 0.04 | 0 | 1 | 1-954 ACSR AZ | 0 | 0 | 0 | 0 | 0 | 0 | 0 | 0 | 0 | 0 | 0 | 0 | 0 | 0 | 0 | 0 | 0 | 0 | 0 | 0 | 0 | 0 | 0 | 12 | 1
NO |  | 56 | 2016 | 31 | 27 | 27 |  | MALABAR | DAIRY RADIAL | 138 | 138 | SP | 0 | 3.95 | 2 | 1-954 ACSR AZ | 0 | 0 | 0 | 0 | 0 | 0 | 0 | 0 | 0 | 0 | 0 | 0 | 0 | 0 | 0 | 0 | 0 | 0 | 0 | 0 | 0 | 0 | 0 | 12 | 1
NO |  | 56 | 2016 | 31 | 28 | 28 |  | MALABAR | MICCO | 138 | 138 | H | 0.02 | 0 | 1 | 1-954 ACSR AZ | 0 | 0 | 0 | 0 | 0 | 0 | 0 | 0 | 0 | 0 | 0 | 0 | 0 | 0 | 0 | 0 | 0 | 0 | 0 | 0 | 0 | 0 | 0 | 12 | 1
NO |  | 56 | 2016 | 31 | 29 | 29 |  | MALABAR | MICCO | 138 | 138 | SP | 3.03 | 0 | 1 | 1-954 ACSR AW | 0 | 0 | 0 | 0 | 0 | 0 | 0 | 0 | 0 | 0 | 0 | 0 | 0 | 0 | 0 | 0 | 0 | 0 | 0 | 0 | 0 | 0 | 0 | 12 | 1
NO |  | 56 | 2016 | 31 | 30 | 30 |  | MALABAR | MICCO | 138 | 230 | SP | 0.16 | 0.12 | 2 | 1-954 ACSR AW | 0 | 0 | 0 | 0 | 0 | 0 | 0 | 0 | 0 | 0 | 0 | 0 | 0 | 0 | 0 | 0 | 0 | 0 | 0 | 0 | 0 | 0 | 0 | 12 | 1
NO |  | 56 | 2016 | 31 | 31 | 31 |  | MALABAR | MICCO | 138 | 138 | SP | 20.14 | 0 | 1 | 1-954 ACSR AZ | 0 | 0 | 0 | 0 | 0 | 0 | 0 | 0 | 0 | 0 | 0 | 0 | 0 | 0 | 0 | 0 | 0 | 0 | 0 | 0 | 0 | 0 | 0 | 12 | 1
NO |  | 56 | 2016 | 31 | 32 | 32 |  | MALABAR | MICCO | 138 | 138 | SP | 0.15 | 0 | 2 | 1-954 ACSR AZ | 0 | 0 | 0 | 0 | 0 | 0 | 0 | 0 | 0 | 0 | 0 | 0 | 0 | 0 | 0 | 0 | 0 | 0 | 0 | 0 | 0 | 0 | 0 | 12 | 1
NO |  | 56 | 2016 | 31 | 33 | 33 |  | MARKET | OVERTOWN | 138 | 138 | SP | 0.01 | 0 | 1 | 1-795 ACSR AZ | 0 | 0 | 0 | 0 | 0 | 0 | 0 | 0 | 0 | 0 | 0 | 0 | 0 | 0 | 0 | 0 | 0 | 0 | 0 | 0 | 0 | 0 | 0 | 12 | 1
NO |  | 56 | 2016 | 31 | 34 | 34 |  | MARKET | OVERTOWN | 138 | 138 | SP | 0.33 | 0 | 1 | 1-954 ACSR AW | 0 | 0 | 0 | 0 | 0 | 0 | 0 | 0 | 0 | 0 | 0 | 0 | 0 | 0 | 0 | 0 | 0 | 0 | 0 | 0 | 0 | 0 | 0 | 12 | 1
NO |  | 56 | 2016 | 31 | 35 | 35 |  | MARKET | OVERTOWN | 138 | 138 | SP | 2.14 | 0 | 1 | 1-954 ACSR AZ | 0 | 0 | 0 | 0 | 0 | 0 | 0 | 0 | 0 | 0 | 0 | 0 | 0 | 0 | 0 | 0 | 0 | 0 | 0 | 0 | 0 | 0 | 0 | 12 | 1
NO |  | 56 | 2016 | 32 | 1 | 1 |  | MIAMI | FIREHOUSE RADIAL | 138 | 138 | UG | 0.35 | 0 | 1 | 1-2000 CU-HP SD | 0 | 0 | 0 | 0 | 0 | 0 | 0 | 0 | 0 | 0 | 0 | 0 | 0 | 0 | 0 | 0 | 0 | 0 | 0 | 0 | 0 | 0 | 0 | 12 | 1
NO |  | 56 | 2016 | 32 | 2 | 2 |  | MIAMI | FIREHOUSE RADIAL | 138 | 138 | UG | 0.48 | 0 | 1 | 1-3000 CU-HP | 0 | 0 | 0 | 0 | 0 | 0 | 0 | 0 | 0 | 0 | 0 | 0 | 0 | 0 | 0 | 0 | 0 | 0 | 0 | 0 | 0 | 0 | 0 | 12 | 1
NO |  | 56 | 2016 | 32 | 3 | 3 |  | MIAMI | MIAMI BEACH | 138 | 138 | SP | 0.49 | 0 | 2 | 1-954 ACSR AW | 0 | 0 | 0 | 0 | 0 | 0 | 0 | 0 | 0 | 0 | 0 | 0 | 0 | 0 | 0 | 0 | 0 | 0 | 0 | 0 | 0 | 0 | 0 | 12 | 1
NO |  | 56 | 2016 | 32 | 4 | 4 |  | MIAMI | MIAMI BEACH | 138 | 138 | UG | 0.25 | 0 | 1 | 1-1250 CU-HP SD | 0 | 0 | 0 | 0 | 0 | 0 | 0 | 0 | 0 | 0 | 0 | 0 | 0 | 0 | 0 | 0 | 0 | 0 | 0 | 0 | 0 | 0 | 0 | 12 | 1
NO |  | 56 | 2016 | 32 | 5 | 5 |  | MIAMI | MIAMI BEACH | 138 | 138 | UG | 5.16 | 0 | 1 | 1-1500 CU-HP SD | 0 | 0 | 0 | 0 | 0 | 0 | 0 | 0 | 0 | 0 | 0 | 0 | 0 | 0 | 0 | 0 | 0 | 0 | 0 | 0 | 0 | 0 | 0 | 12 | 1
NO |  | 56 | 2016 | 32 | 6 | 6 |  | MIAMI | MIAMI BEACH | 138 | 138 | UG | 5.13 | 0 | 1 | 1-2000 CU-HP SD | 0 | 0 | 0 | 0 | 0 | 0 | 0 | 0 | 0 | 0 | 0 | 0 | 0 | 0 | 0 | 0 | 0 | 0 | 0 | 0 | 0 | 0 | 0 | 12 | 1
NO |  | 56 | 2016 | 32 | 7 | 7 |  | MIAMI | MIAMI BEACH | 138 | 138 | UG | 0.2 | 0 | 1 | 1-3000 CU-HP | 0 | 0 | 0 | 0 | 0 | 0 | 0 | 0 | 0 | 0 | 0 | 0 | 0 | 0 | 0 | 0 | 0 | 0 | 0 | 0 | 0 | 0 | 0 | 12 | 1
NO |  | 56 | 2016 | 32 | 8 | 8 |  | MIAMI | RAILWAY 1 | 138 | 138 | UG | 1.16 | 0 | 1 | 1-2000 CU-HP | 0 | 0 | 0 | 0 | 0 | 0 | 0 | 0 | 0 | 0 | 0 | 0 | 0 | 0 | 0 | 0 | 0 | 0 | 0 | 0 | 0 | 0 | 0 | 12 | 1
NO |  | 56 | 2016 | 32 | 9 | 9 |  | MIAMI | RAILWAY 2 | 138 | 138 | UG | 1.18 | 0 | 1 | 1-2000 CU-HP | 0 | 0 | 0 | 0 | 0 | 0 | 0 | 0 | 0 | 0 | 0 | 0 | 0 | 0 | 0 | 0 | 0 | 0 | 0 | 0 | 0 | 0 | 0 | 12 | 1
NO |  | 56 | 2016 | 32 | 10 | 10 |  | MIAMI | RAILWAY 2 | 138 | 138 | UG | 0.18 | 0 | 1 | 1-3000 CU-HP | 0 | 0 | 0 | 0 | 0 | 0 | 0 | 0 | 0 | 0 | 0 | 0 | 0 | 0 | 0 | 0 | 0 | 0 | 0 | 0 | 0 | 0 | 0 | 12 | 1
NO |  | 56 | 2016 | 32 | 11 | 11 |  | MIAMI | RIVERSIDE | 138 | 138 | SP | 0.01 | 0 | 1 | 1-954 ACSR AW | 0 | 0 | 0 | 0 | 0 | 0 | 0 | 0 | 0 | 0 | 0 | 0 | 0 | 0 | 0 | 0 | 0 | 0 | 0 | 0 | 0 | 0 | 0 | 12 | 1
NO |  | 56 | 2016 | 32 | 12 | 12 |  | MIAMI | RIVERSIDE | 138 | 138 | SP | 3.22 | 0 | 1 | 1-954 ACSR AZ | 0 | 0 | 0 | 0 | 0 | 0 | 0 | 0 | 0 | 0 | 0 | 0 | 0 | 0 | 0 | 0 | 0 | 0 | 0 | 0 | 0 | 0 | 0 | 12 | 1
NO |  | 56 | 2016 | 32 | 13 | 13 |  | MIAMI | RIVERSIDE | 138 | 138 | SP | 0.06 | 0 | 2 | 1-954 ACSR AZ | 0 | 0 | 0 | 0 | 0 | 0 | 0 | 0 | 0 | 0 | 0 | 0 | 0 | 0 | 0 | 0 | 0 | 0 | 0 | 0 | 0 | 0 | 0 | 12 | 1
NO |  | 56 | 2016 | 32 | 14 | 14 |  | MIAMI | RIVERSIDE | 138 | 138 | UG | 2.65 | 0 | 1 | 1-2000 CU-HP SD | 0 | 0 | 0 | 0 | 0 | 0 | 0 | 0 | 0 | 0 | 0 | 0 | 0 | 0 | 0 | 0 | 0 | 0 | 0 | 0 | 0 | 0 | 0 | 12 | 1
NO |  | 56 | 2016 | 32 | 15 | 15 |  | MIDWAY | HARTMAN (FTP) 1 | 138 | 230 | H | 3.51 | 0 | 1 | 1-954 ACSR AZ | 0 | 0 | 0 | 0 | 0 | 0 | 0 | 0 | 0 | 0 | 0 | 0 | 0 | 0 | 0 | 0 | 0 | 0 | 0 | 0 | 0 | 0 | 0 | 12 | 1
NO |  | 56 | 2016 | 32 | 16 | 16 |  | MIDWAY | HARTMAN (FTP) 1 | 138 | 138 | SP | 0.1 | 0 | 1 | 1-954 ACSR AW | 0 | 0 | 0 | 0 | 0 | 0 | 0 | 0 | 0 | 0 | 0 | 0 | 0 | 0 | 0 | 0 | 0 | 0 | 0 | 0 | 0 | 0 | 0 | 12 | 1
NO |  | 56 | 2016 | 32 | 17 | 17 |  | MIDWAY | HARTMAN (FTP) 1 | 138 | 138 | SP | 3.62 | 0 | 1 | 1-954 ACSR AZ | 0 | 0 | 0 | 0 | 0 | 0 | 0 | 0 | 0 | 0 | 0 | 0 | 0 | 0 | 0 | 0 | 0 | 0 | 0 | 0 | 0 | 0 | 0 | 12 | 1
NO |  | 56 | 2016 | 32 | 18 | 18 |  | MIDWAY | HARTMAN (FTP) 2 | 138 | 138 | SP | 0.77 | 0 | 1 | 1-1033.5 ACSS/TW/ | 0 | 0 | 0 | 0 | 0 | 0 | 0 | 0 | 0 | 0 | 0 | 0 | 0 | 0 | 0 | 0 | 0 | 0 | 0 | 0 | 0 | 0 | 0 | 12 | 1
NO |  | 56 | 2016 | 32 | 19 | 19 |  | MIDWAY | HARTMAN (FTP) 2 | 138 | 138 | SP | 0.52 | 0 | 1 | 1-795 ACSR AW | 0 | 0 | 0 | 0 | 0 | 0 | 0 | 0 | 0 | 0 | 0 | 0 | 0 | 0 | 0 | 0 | 0 | 0 | 0 | 0 | 0 | 0 | 0 | 12 | 1
NO |  | 56 | 2016 | 32 | 20 | 20 |  | MIDWAY | HARTMAN (FTP) 2 | 138 | 138 | SP | 6 | 0 | 1 | 1-795 ACSR AZ | 0 | 0 | 0 | 0 | 0 | 0 | 0 | 0 | 0 | 0 | 0 | 0 | 0 | 0 | 0 | 0 | 0 | 0 | 0 | 0 | 0 | 0 | 0 | 12 | 1
NO |  | 56 | 2016 | 32 | 21 | 21 |  | MIDWAY | HARTMAN (FTP) 2 | 138 | 138 | SP | 2.89 | 0 | 1 | 1-954 ACSR AW | 0 | 0 | 0 | 0 | 0 | 0 | 0 | 0 | 0 | 0 | 0 | 0 | 0 | 0 | 0 | 0 | 0 | 0 | 0 | 0 | 0 | 0 | 0 | 12 | 1
NO |  | 56 | 2016 | 32 | 22 | 22 |  | MIDWAY | HARTMAN (FTP) 2 | 138 | 138 | SP | 0 | 2.24 | 2 | 1-954 ACSR AW | 0 | 0 | 0 | 0 | 0 | 0 | 0 | 0 | 0 | 0 | 0 | 0 | 0 | 0 | 0 | 0 | 0 | 0 | 0 | 0 | 0 | 0 | 0 | 12 | 1
NO |  | 56 | 2016 | 32 | 23 | 23 |  | MIDWAY | SANDPIPER | 138 | 138 | SP | 0.82 | 0 | 2 | 1-1033.5 ACSS/TW/ | 0 | 0 | 0 | 0 | 0 | 0 | 0 | 0 | 0 | 0 | 0 | 0 | 0 | 0 | 0 | 0 | 0 | 0 | 0 | 0 | 0 | 0 | 0 | 12 | 1
NO |  | 56 | 2016 | 32 | 24 | 24 |  | MIDWAY | SANDPIPER | 138 | 138 | SP | 4.66 | 0 | 1 | 1-795 ACSR AW | 0 | 0 | 0 | 0 | 0 | 0 | 0 | 0 | 0 | 0 | 0 | 0 | 0 | 0 | 0 | 0 | 0 | 0 | 0 | 0 | 0 | 0 | 0 | 12 | 1
NO |  | 56 | 2016 | 32 | 25 | 25 |  | MIDWAY | SANDPIPER | 138 | 230 | SP | 0.04 | 0 | 1 | 1-795 ACSR AZ | 0 | 0 | 0 | 0 | 0 | 0 | 0 | 0 | 0 | 0 | 0 | 0 | 0 | 0 | 0 | 0 | 0 | 0 | 0 | 0 | 0 | 0 | 0 | 12 | 1
NO |  | 56 | 2016 | 32 | 26 | 26 |  | MIDWAY | SANDPIPER | 138 | 138 | SP | 1.46 | 0 | 1 | 1-795 ACSR AZ | 0 | 0 | 0 | 0 | 0 | 0 | 0 | 0 | 0 | 0 | 0 | 0 | 0 | 0 | 0 | 0 | 0 | 0 | 0 | 0 | 0 | 0 | 0 | 12 | 1
NO |  | 56 | 2016 | 32 | 27 | 27 |  | MIDWAY | SANDPIPER | 138 | 230 | SP | 0 | 1.62 | 2 | 1-795 ACSR AZ | 0 | 0 | 0 | 0 | 0 | 0 | 0 | 0 | 0 | 0 | 0 | 0 | 0 | 0 | 0 | 0 | 0 | 0 | 0 | 0 | 0 | 0 | 0 | 12 | 1
NO |  | 56 | 2016 | 32 | 28 | 28 |  | MIDWAY | SANDPIPER | 138 | 138 | SP | 3.85 | 0 | 1 | 1-954 ACSR AW | 0 | 0 | 0 | 0 | 0 | 0 | 0 | 0 | 0 | 0 | 0 | 0 | 0 | 0 | 0 | 0 | 0 | 0 | 0 | 0 | 0 | 0 | 0 | 12 | 1
NO |  | 56 | 2016 | 32 | 29 | 29 |  | MIDWAY | SANDPIPER | 138 | 138 | SP | 2.89 | 0 | 2 | 1-954 ACSR AW | 0 | 0 | 0 | 0 | 0 | 0 | 0 | 0 | 0 | 0 | 0 | 0 | 0 | 0 | 0 | 0 | 0 | 0 | 0 | 0 | 0 | 0 | 0 | 12 | 1
NO |  | 56 | 2016 | 32 | 30 | 30 |  | MIDWAY | SANDPIPER | 138 | 138 | SP | 1.94 | 0 | 2 | 1-954 ACSR AZ | 0 | 0 | 0 | 0 | 0 | 0 | 0 | 0 | 0 | 0 | 0 | 0 | 0 | 0 | 0 | 0 | 0 | 0 | 0 | 0 | 0 | 0 | 0 | 12 | 1
NO |  | 56 | 2016 | 32 | 31 | 31 |  | MORAY | PLUMOSUS | 138 | 138 | SP | 0.02 | 0 | 1 | 1-1431 ACSR AW | 0 | 0 | 0 | 0 | 0 | 0 | 0 | 0 | 0 | 0 | 0 | 0 | 0 | 0 | 0 | 0 | 0 | 0 | 0 | 0 | 0 | 0 | 0 | 12 | 1
NO |  | 56 | 2016 | 32 | 32 | 32 |  | MORAY | PLUMOSUS | 138 | 138 | SP | 0.33 | 0 | 1 | 1-795 ACSR AW | 0 | 0 | 0 | 0 | 0 | 0 | 0 | 0 | 0 | 0 | 0 | 0 | 0 | 0 | 0 | 0 | 0 | 0 | 0 | 0 | 0 | 0 | 0 | 12 | 1
NO |  | 56 | 2016 | 32 | 33 | 33 |  | MORAY | PLUMOSUS | 138 | 138 | SP | 3.29 | 0 | 1 | 1-927.2 AAAC | 0 | 0 | 0 | 0 | 0 | 0 | 0 | 0 | 0 | 0 | 0 | 0 | 0 | 0 | 0 | 0 | 0 | 0 | 0 | 0 | 0 | 0 | 0 | 12 | 1
NO |  | 56 | 2016 | 32 | 34 | 34 |  | MORAY | PLUMOSUS | 138 | 138 | SP | 2.11 | 0 | 1 | 1-954 ACSR AW | 0 | 0 | 0 | 0 | 0 | 0 | 0 | 0 | 0 | 0 | 0 | 0 | 0 | 0 | 0 | 0 | 0 | 0 | 0 | 0 | 0 | 0 | 0 | 12 | 1
NO |  | 56 | 2016 | 32 | 35 | 35 |  | MORAY | PLUMOSUS | 138 | 138 | SP | 0 | 0.83 | 2 | 1-954 ACSR AW | 0 | 0 | 0 | 0 | 0 | 0 | 0 | 0 | 0 | 0 | 0 | 0 | 0 | 0 | 0 | 0 | 0 | 0 | 0 | 0 | 0 | 0 | 0 | 12 | 1
NO |  | 56 | 2016 | 33 | 1 | 1 |  | MORAY | RIVIERA | 138 | 230 | SP | 0.03 | 0 | 1 | 1-1431 ACSR AW | 0 | 0 | 0 | 0 | 0 | 0 | 0 | 0 | 0 | 0 | 0 | 0 | 0 | 0 | 0 | 0 | 0 | 0 | 0 | 0 | 0 | 0 | 0 | 12 | 1
NO |  | 56 | 2016 | 33 | 2 | 2 |  | MORAY | RIVIERA | 138 | 138 | SP | 0.09 | 0 | 1 | 1-1431 ACSR AW | 0 | 0 | 0 | 0 | 0 | 0 | 0 | 0 | 0 | 0 | 0 | 0 | 0 | 0 | 0 | 0 | 0 | 0 | 0 | 0 | 0 | 0 | 0 | 12 | 1
NO |  | 56 | 2016 | 33 | 3 | 3 |  | MORAY | RIVIERA | 138 | 138 | SP | 0.7 | 0 | 1 | 1-927.2 AAAC | 0 | 0 | 0 | 0 | 0 | 0 | 0 | 0 | 0 | 0 | 0 | 0 | 0 | 0 | 0 | 0 | 0 | 0 | 0 | 0 | 0 | 0 | 0 | 12 | 1
NO |  | 56 | 2016 | 33 | 4 | 4 |  | MORAY | RIVIERA | 138 | 230 | SP | 0.27 | 0 | 1 | 1-954 ACSR AW | 0 | 0 | 0 | 0 | 0 | 0 | 0 | 0 | 0 | 0 | 0 | 0 | 0 | 0 | 0 | 0 | 0 | 0 | 0 | 0 | 0 | 0 | 0 | 12 | 1
NO |  | 56 | 2016 | 33 | 5 | 5 |  | MORAY | RIVIERA | 138 | 138 | SP | 5.68 | 0 | 1 | 1-954 ACSR AW | 0 | 0 | 0 | 0 | 0 | 0 | 0 | 0 | 0 | 0 | 0 | 0 | 0 | 0 | 0 | 0 | 0 | 0 | 0 | 0 | 0 | 0 | 0 | 12 | 1
NO |  | 56 | 2016 | 33 | 6 | 6 |  | MORAY | RIVIERA | 138 | 138 | SP | 0.01 | 0.01 | 2 | 1-954 ACSR AW | 0 | 0 | 0 | 0 | 0 | 0 | 0 | 0 | 0 | 0 | 0 | 0 | 0 | 0 | 0 | 0 | 0 | 0 | 0 | 0 | 0 | 0 | 0 | 12 | 1
NO |  | 56 | 2016 | 33 | 7 | 7 |  | MORAY | RIVIERA | 138 | 138 | SP | 0.99 | 0 | 1 | 1-954 ACSR AZ | 0 | 0 | 0 | 0 | 0 | 0 | 0 | 0 | 0 | 0 | 0 | 0 | 0 | 0 | 0 | 0 | 0 | 0 | 0 | 0 | 0 | 0 | 0 | 12 | 1
NO |  | 56 | 2016 | 33 | 8 | 8 |  | MYAKKA | ROTONDA RADIAL | 138 | 138 | SP | 6.32 | 0 | 1 | 1-795 ACSR AW | 0 | 0 | 0 | 0 | 0 | 0 | 0 | 0 | 0 | 0 | 0 | 0 | 0 | 0 | 0 | 0 | 0 | 0 | 0 | 0 | 0 | 0 | 0 | 12 | 1
NO |  | 56 | 2016 | 33 | 9 | 9 |  | MYAKKA | ROTONDA RADIAL | 138 | 138 | SP | 12.59 | 0 | 1 | 1-954 ACSR AW | 0 | 0 | 0 | 0 | 0 | 0 | 0 | 0 | 0 | 0 | 0 | 0 | 0 | 0 | 0 | 0 | 0 | 0 | 0 | 0 | 0 | 0 | 0 | 12 | 1
NO |  | 56 | 2016 | 33 | 10 | 10 |  | MYAKKA | ROTONDA RADIAL | 138 | 138 | SP | 0.35 | 0.06 | 2 | 1-954 ACSR AW | 0 | 0 | 0 | 0 | 0 | 0 | 0 | 0 | 0 | 0 | 0 | 0 | 0 | 0 | 0 | 0 | 0 | 0 | 0 | 0 | 0 | 0 | 0 | 12 | 1
NO |  | 56 | 2016 | 33 | 11 | 11 |  | MYAKKA | VENICE | 138 | 138 | H | 0 | 0.53 | 2 | 1-954 ACSR AZ | 0 | 0 | 0 | 0 | 0 | 0 | 0 | 0 | 0 | 0 | 0 | 0 | 0 | 0 | 0 | 0 | 0 | 0 | 0 | 0 | 0 | 0 | 0 | 12 | 1
NO |  | 56 | 2016 | 33 | 12 | 12 |  | MYAKKA | VENICE | 138 | 230 | SP | 0.04 | 0 | 1 | 1-954 ACSR AZ | 0 | 0 | 0 | 0 | 0 | 0 | 0 | 0 | 0 | 0 | 0 | 0 | 0 | 0 | 0 | 0 | 0 | 0 | 0 | 0 | 0 | 0 | 0 | 12 | 1
NO |  | 56 | 2016 | 33 | 13 | 13 |  | MYAKKA | VENICE | 138 | 138 | SP | 9.44 | 0 | 1 | 1-795 ACSR AZ | 0 | 0 | 0 | 0 | 0 | 0 | 0 | 0 | 0 | 0 | 0 | 0 | 0 | 0 | 0 | 0 | 0 | 0 | 0 | 0 | 0 | 0 | 0 | 12 | 1
NO |  | 56 | 2016 | 33 | 14 | 14 |  | MYAKKA | VENICE | 138 | 138 | SP | 1.5 | 0 | 1 | 1-954 ACSR AW | 0 | 0 | 0 | 0 | 0 | 0 | 0 | 0 | 0 | 0 | 0 | 0 | 0 | 0 | 0 | 0 | 0 | 0 | 0 | 0 | 0 | 0 | 0 | 12 | 1
NO |  | 56 | 2016 | 33 | 15 | 15 |  | MYAKKA | VENICE | 138 | 138 | SP | 4.62 | 0 | 1 | 1-954 ACSR AZ | 0 | 0 | 0 | 0 | 0 | 0 | 0 | 0 | 0 | 0 | 0 | 0 | 0 | 0 | 0 | 0 | 0 | 0 | 0 | 0 | 0 | 0 | 0 | 12 | 1
NO |  | 56 | 2016 | 33 | 16 | 16 |  | MYAKKA | VENICE | 138 | 138 | SP | 0.1 | 0 | 2 | 1-954 ACSR AZ | 0 | 0 | 0 | 0 | 0 | 0 | 0 | 0 | 0 | 0 | 0 | 0 | 0 | 0 | 0 | 0 | 0 | 0 | 0 | 0 | 0 | 0 | 0 | 12 | 1
NO |  | 56 | 2016 | 33 | 17 | 17 |  | OAKLAND PARK | OAKLAND PARK 13KV DIST RADI | 138 | 138 | H | 0.03 | 0 | 1 | 1-600 CU HT | 0 | 0 | 0 | 0 | 0 | 0 | 0 | 0 | 0 | 0 | 0 | 0 | 0 | 0 | 0 | 0 | 0 | 0 | 0 | 0 | 0 | 0 | 0 | 12 | 1
NO |  | 56 | 2016 | 33 | 18 | 18 |  | OAKLAND PARK | POMPANO | 138 | 138 | SP | 0.19 | 0 | 1 | 1-1431 ACSR AZ | 0 | 0 | 0 | 0 | 0 | 0 | 0 | 0 | 0 | 0 | 0 | 0 | 0 | 0 | 0 | 0 | 0 | 0 | 0 | 0 | 0 | 0 | 0 | 12 | 1
NO |  | 56 | 2016 | 33 | 19 | 19 |  | OAKLAND PARK | POMPANO | 138 | 138 | SP | 0.84 | 0 | 2 | 1-1431 ACSR AZ | 0 | 0 | 0 | 0 | 0 | 0 | 0 | 0 | 0 | 0 | 0 | 0 | 0 | 0 | 0 | 0 | 0 | 0 | 0 | 0 | 0 | 0 | 0 | 12 | 1
NO |  | 56 | 2016 | 33 | 20 | 20 |  | OAKLAND PARK | POMPANO | 138 | 138 | SP | 0.18 | 0 | 1 | 1-954 ACSR AW | 0 | 0 | 0 | 0 | 0 | 0 | 0 | 0 | 0 | 0 | 0 | 0 | 0 | 0 | 0 | 0 | 0 | 0 | 0 | 0 | 0 | 0 | 0 | 12 | 1
NO |  | 56 | 2016 | 33 | 21 | 21 |  | OAKLAND PARK | POMPANO | 138 | 138 | SP | 4.83 | 0 | 1 | 1-954 ACSR AZ | 0 | 0 | 0 | 0 | 0 | 0 | 0 | 0 | 0 | 0 | 0 | 0 | 0 | 0 | 0 | 0 | 0 | 0 | 0 | 0 | 0 | 0 | 0 | 12 | 1
NO |  | 56 | 2016 | 33 | 22 | 22 |  | OAKLAND PARK | POMPANO | 138 | 138 | SP | 0.03 | 0.03 | 2 | 1-954 ACSR AZ | 0 | 0 | 0 | 0 | 0 | 0 | 0 | 0 | 0 | 0 | 0 | 0 | 0 | 0 | 0 | 0 | 0 | 0 | 0 | 0 | 0 | 0 | 0 | 12 | 1
NO |  | 56 | 2016 | 33 | 23 | 23 |  | OAKLAND PARK | POMPANO | 138 | 138 | SP | 0.46 | 0 | 1 | 2-556.5 AAC | 0 | 0 | 0 | 0 | 0 | 0 | 0 | 0 | 0 | 0 | 0 | 0 | 0 | 0 | 0 | 0 | 0 | 0 | 0 | 0 | 0 | 0 | 0 | 12 | 1
NO |  | 56 | 2016 | 33 | 24 | 24 |  | OAKLAND PARK | SISTRUNK 1 | 138 | 138 | SP | 3.76 | 0 | 1 | 1-1431 ACSR AZ | 0 | 0 | 0 | 0 | 0 | 0 | 0 | 0 | 0 | 0 | 0 | 0 | 0 | 0 | 0 | 0 | 0 | 0 | 0 | 0 | 0 | 0 | 0 | 12 | 1
NO |  | 56 | 2016 | 33 | 25 | 25 |  | OAKLAND PARK | SISTRUNK 1 | 138 | 138 | SP | 0 | 0.82 | 2 | 1-1431 ACSR AZ | 0 | 0 | 0 | 0 | 0 | 0 | 0 | 0 | 0 | 0 | 0 | 0 | 0 | 0 | 0 | 0 | 0 | 0 | 0 | 0 | 0 | 0 | 0 | 12 | 1
NO |  | 56 | 2016 | 33 | 26 | 26 |  | OAKLAND PARK | SISTRUNK 2 | 138 | 138 | SP | 2.31 | 0 | 1 | 1-1431 ACSR AZ | 0 | 0 | 0 | 0 | 0 | 0 | 0 | 0 | 0 | 0 | 0 | 0 | 0 | 0 | 0 | 0 | 0 | 0 | 0 | 0 | 0 | 0 | 0 | 12 | 1
NO |  | 56 | 2016 | 33 | 27 | 27 |  | OAKLAND PARK | SISTRUNK 2 | 138 | 138 | SP | 0.2 | 0 | 1 | 1-954 ACSR AW | 0 | 0 | 0 | 0 | 0 | 0 | 0 | 0 | 0 | 0 | 0 | 0 | 0 | 0 | 0 | 0 | 0 | 0 | 0 | 0 | 0 | 0 | 0 | 12 | 1
NO |  | 56 | 2016 | 33 | 28 | 28 |  | OAKLAND PARK | SISTRUNK 2 | 138 | 138 | SP | 2.46 | 0 | 1 | 1-954 ACSR AZ | 0 | 0 | 0 | 0 | 0 | 0 | 0 | 0 | 0 | 0 | 0 | 0 | 0 | 0 | 0 | 0 | 0 | 0 | 0 | 0 | 0 | 0 | 0 | 12 | 1
NO |  | 56 | 2016 | 33 | 29 | 29 |  | OKEELANTA | MCCARTHY (CLE) | 138 | 138 | H | 4.11 | 0 | 1 | 1-556.5 ACSR AW | 0 | 0 | 0 | 0 | 0 | 0 | 0 | 0 | 0 | 0 | 0 | 0 | 0 | 0 | 0 | 0 | 0 | 0 | 0 | 0 | 0 | 0 | 0 | 12 | 1
NO |  | 56 | 2016 | 33 | 30 | 30 |  | OKEELANTA | MCCARTHY (CLE) | 138 | 138 | H | 0 | 4.93 | 2 | 1-556.5 ACSR AW | 0 | 0 | 0 | 0 | 0 | 0 | 0 | 0 | 0 | 0 | 0 | 0 | 0 | 0 | 0 | 0 | 0 | 0 | 0 | 0 | 0 | 0 | 0 | 12 | 1
NO |  | 56 | 2016 | 33 | 31 | 31 |  | OKEELANTA | MCCARTHY (CLE) | 138 | 138 | H | 7.46 | 0 | 1 | 1-556.5 ACSR AZ | 0 | 0 | 0 | 0 | 0 | 0 | 0 | 0 | 0 | 0 | 0 | 0 | 0 | 0 | 0 | 0 | 0 | 0 | 0 | 0 | 0 | 0 | 0 | 12 | 1
NO |  | 56 | 2016 | 33 | 32 | 32 |  | OKEELANTA | MCCARTHY (CLE) | 138 | 138 | SP | 0.05 | 0 | 1 | 1-556.5 ACSR AW | 0 | 0 | 0 | 0 | 0 | 0 | 0 | 0 | 0 | 0 | 0 | 0 | 0 | 0 | 0 | 0 | 0 | 0 | 0 | 0 | 0 | 0 | 0 | 12 | 1
NO |  | 56 | 2016 | 33 | 33 | 33 |  | OKEELANTA | MCCARTHY (CLE) | 138 | 138 | SP | 0 | 0.4 | 2 | 1-556.5 ACSR AW | 0 | 0 | 0 | 0 | 0 | 0 | 0 | 0 | 0 | 0 | 0 | 0 | 0 | 0 | 0 | 0 | 0 | 0 | 0 | 0 | 0 | 0 | 0 | 12 | 1
NO |  | 56 | 2016 | 33 | 34 | 34 |  | OKEELANTA | MCCARTHY (CLE) | 138 | 138 | SP | 1.89 | 0 | 1 | 1-556.5 ACSR AZ | 0 | 0 | 0 | 0 | 0 | 0 | 0 | 0 | 0 | 0 | 0 | 0 | 0 | 0 | 0 | 0 | 0 | 0 | 0 | 0 | 0 | 0 | 0 | 12 | 1
NO |  | 56 | 2016 | 33 | 35 | 35 |  | OKEELANTA | SOUTH BAY | 138 | 138 | H | 1.7 | 0 | 1 | 1-556.5 ACSR AZ | 0 | 0 | 0 | 0 | 0 | 0 | 0 | 0 | 0 | 0 | 0 | 0 | 0 | 0 | 0 | 0 | 0 | 0 | 0 | 0 | 0 | 0 | 0 | 12 | 1
NO |  | 56 | 2016 | 34 | 1 | 1 |  | OKEELANTA | SOUTH BAY | 138 | 138 | SP | 0.01 | 0 | 1 | 1-556.5 ACSR AW | 0 | 0 | 0 | 0 | 0 | 0 | 0 | 0 | 0 | 0 | 0 | 0 | 0 | 0 | 0 | 0 | 0 | 0 | 0 | 0 | 0 | 0 | 0 | 12 | 1
NO |  | 56 | 2016 | 34 | 2 | 2 |  | OKEELANTA | SOUTH BAY | 138 | 138 | SP | 5.33 | 0 | 2 | 1-556.5 ACSR AW | 0 | 0 | 0 | 0 | 0 | 0 | 0 | 0 | 0 | 0 | 0 | 0 | 0 | 0 | 0 | 0 | 0 | 0 | 0 | 0 | 0 | 0 | 0 | 12 | 1
NO |  | 56 | 2016 | 34 | 3 | 3 |  | OSCEOLA | RANCH | 138 | 138 | H | 0.12 | 0 | 1 | 1-350 CU HT | 0 | 0 | 0 | 0 | 0 | 0 | 0 | 0 | 0 | 0 | 0 | 0 | 0 | 0 | 0 | 0 | 0 | 0 | 0 | 0 | 0 | 0 | 0 | 12 | 1
NO |  | 56 | 2016 | 34 | 4 | 4 |  | OSCEOLA | RANCH | 138 | 230 | SP | 0 | 9.7 | 2 | 1-1431 ACSR AW | 0 | 0 | 0 | 0 | 0 | 0 | 0 | 0 | 0 | 0 | 0 | 0 | 0 | 0 | 0 | 0 | 0 | 0 | 0 | 0 | 0 | 0 | 0 | 12 | 1
NO |  | 56 | 2016 | 34 | 5 | 5 |  | OSCEOLA | RANCH | 138 | 138 | SP | 4.22 | 0 | 1 | 1-556.5 ACSR AW | 0 | 0 | 0 | 0 | 0 | 0 | 0 | 0 | 0 | 0 | 0 | 0 | 0 | 0 | 0 | 0 | 0 | 0 | 0 | 0 | 0 | 0 | 0 | 12 | 1
NO |  | 56 | 2016 | 34 | 6 | 6 |  | OSCEOLA | RANCH | 138 | 138 | SP | 11.94 | 0 | 2 | 1-556.5 ACSR AW | 0 | 0 | 0 | 0 | 0 | 0 | 0 | 0 | 0 | 0 | 0 | 0 | 0 | 0 | 0 | 0 | 0 | 0 | 0 | 0 | 0 | 0 | 0 | 12 | 1
NO |  | 56 | 2016 | 34 | 7 | 7 |  | OSCEOLA | RANCH | 138 | 230 | SP | 0 | 0.99 | 2 | 1-556.5 ACSR AZ | 0 | 0 | 0 | 0 | 0 | 0 | 0 | 0 | 0 | 0 | 0 | 0 | 0 | 0 | 0 | 0 | 0 | 0 | 0 | 0 | 0 | 0 | 0 | 12 | 1
NO |  | 56 | 2016 | 34 | 8 | 8 |  | OSCEOLA | RANCH | 138 | 230 | SP | 4.89 | 0 | 1 | 1-795 ACSR AW | 0 | 0 | 0 | 0 | 0 | 0 | 0 | 0 | 0 | 0 | 0 | 0 | 0 | 0 | 0 | 0 | 0 | 0 | 0 | 0 | 0 | 0 | 0 | 12 | 1
NO |  | 56 | 2016 | 34 | 9 | 9 |  | OSCEOLA | SOUTH BAY | 138 | 138 | H | 7.22 | 0 | 1 | 1-556.5 ACSR AZ | 0 | 0 | 0 | 0 | 0 | 0 | 0 | 0 | 0 | 0 | 0 | 0 | 0 | 0 | 0 | 0 | 0 | 0 | 0 | 0 | 0 | 0 | 0 | 12 | 1
NO |  | 56 | 2016 | 34 | 10 | 10 |  | OSCEOLA | SOUTH BAY | 138 | 138 | SP | 0.05 | 0 | 1 | 1-556.5 ACSR AW | 0 | 0 | 0 | 0 | 0 | 0 | 0 | 0 | 0 | 0 | 0 | 0 | 0 | 0 | 0 | 0 | 0 | 0 | 0 | 0 | 0 | 0 | 0 | 12 | 1
NO |  | 56 | 2016 | 34 | 11 | 11 |  | OSCEOLA | SOUTH BAY | 138 | 138 | SP | 0 | 11.89 | 2 | 1-556.5 ACSR AW | 0 | 0 | 0 | 0 | 0 | 0 | 0 | 0 | 0 | 0 | 0 | 0 | 0 | 0 | 0 | 0 | 0 | 0 | 0 | 0 | 0 | 0 | 0 | 12 | 1
NO |  | 56 | 2016 | 34 | 12 | 12 |  | OSCEOLA | SOUTH BAY | 138 | 138 | SP | 4.41 | 0 | 1 | 1-556.5 ACSR AZ | 0 | 0 | 0 | 0 | 0 | 0 | 0 | 0 | 0 | 0 | 0 | 0 | 0 | 0 | 0 | 0 | 0 | 0 | 0 | 0 | 0 | 0 | 0 | 12 | 1
NO |  | 56 | 2016 | 34 | 13 | 13 |  | OVERTOWN | RAILWAY 1 | 138 | 138 | SP | 0.25 | 0 | 1 | 1-954 ACSR AW | 0 | 0 | 0 | 0 | 0 | 0 | 0 | 0 | 0 | 0 | 0 | 0 | 0 | 0 | 0 | 0 | 0 | 0 | 0 | 0 | 0 | 0 | 0 | 12 | 1
NO |  | 56 | 2016 | 34 | 14 | 14 |  | OVERTOWN | RAILWAY 1 | 138 | 138 | SP | 0.54 | 0 | 1 | 1-954 ACSR AZ | 0 | 0 | 0 | 0 | 0 | 0 | 0 | 0 | 0 | 0 | 0 | 0 | 0 | 0 | 0 | 0 | 0 | 0 | 0 | 0 | 0 | 0 | 0 | 12 | 1
NO |  | 56 | 2016 | 34 | 15 | 15 |  | OVERTOWN | RAILWAY 1 | 138 | 138 | UG | 0.72 | 0 | 1 | 1-2000 CU-HP SD | 0 | 0 | 0 | 0 | 0 | 0 | 0 | 0 | 0 | 0 | 0 | 0 | 0 | 0 | 0 | 0 | 0 | 0 | 0 | 0 | 0 | 0 | 0 | 12 | 1
NO |  | 56 | 2016 | 34 | 16 | 16 |  | OVERTOWN | RAILWAY 2 | 138 | 138 | SP | 1.37 | 0 | 1 | 1-954 ACSR AW | 0 | 0 | 0 | 0 | 0 | 0 | 0 | 0 | 0 | 0 | 0 | 0 | 0 | 0 | 0 | 0 | 0 | 0 | 0 | 0 | 0 | 0 | 0 | 12 | 1
NO |  | 56 | 2016 | 34 | 17 | 17 |  | OVERTOWN | RAILWAY 2 | 138 | 138 | SP | 0.02 | 0 | 2 | 1-954 ACSR AW | 0 | 0 | 0 | 0 | 0 | 0 | 0 | 0 | 0 | 0 | 0 | 0 | 0 | 0 | 0 | 0 | 0 | 0 | 0 | 0 | 0 | 0 | 0 | 12 | 1
NO |  | 56 | 2016 | 34 | 18 | 18 |  | OVERTOWN | VENETIAN | 138 | 138 | UG | 3.29 | 0 | 1 | 1-3000 CU-HP | 0 | 0 | 0 | 0 | 0 | 0 | 0 | 0 | 0 | 0 | 0 | 0 | 0 | 0 | 0 | 0 | 0 | 0 | 0 | 0 | 0 | 0 | 0 | 12 | 1
NO |  | 56 | 2016 | 34 | 19 | 19 |  | PLUMOSUS | RIVIERA 1 | 138 | 138 | SP | 0.06 | 0 | 1 | 1-1431 ACSR AW | 0 | 0 | 0 | 0 | 0 | 0 | 0 | 0 | 0 | 0 | 0 | 0 | 0 | 0 | 0 | 0 | 0 | 0 | 0 | 0 | 0 | 0 | 0 | 12 | 1
NO |  | 56 | 2016 | 34 | 20 | 20 |  | PLUMOSUS | RIVIERA 1 | 138 | 138 | SP | 0.22 | 0 | 1 | 1-795 ACSR AW | 0 | 0 | 0 | 0 | 0 | 0 | 0 | 0 | 0 | 0 | 0 | 0 | 0 | 0 | 0 | 0 | 0 | 0 | 0 | 0 | 0 | 0 | 0 | 12 | 1
NO |  | 56 | 2016 | 34 | 21 | 21 |  | PLUMOSUS | RIVIERA 1 | 138 | 230 | SP | 0.28 | 0 | 1 | 1-954 ACSR AW | 0 | 0 | 0 | 0 | 0 | 0 | 0 | 0 | 0 | 0 | 0 | 0 | 0 | 0 | 0 | 0 | 0 | 0 | 0 | 0 | 0 | 0 | 0 | 12 | 1
NO |  | 56 | 2016 | 34 | 22 | 22 |  | PLUMOSUS | RIVIERA 1 | 138 | 138 | SP | 12.28 | 0 | 1 | 1-954 ACSR AW | 0 | 0 | 0 | 0 | 0 | 0 | 0 | 0 | 0 | 0 | 0 | 0 | 0 | 0 | 0 | 0 | 0 | 0 | 0 | 0 | 0 | 0 | 0 | 12 | 1
NO |  | 56 | 2016 | 34 | 23 | 23 |  | PLUMOSUS | RIVIERA 1 | 138 | 138 | UG | 1.64 | 0 | 1 | 1-2400 AL-XLPE | 0 | 0 | 0 | 0 | 0 | 0 | 0 | 0 | 0 | 0 | 0 | 0 | 0 | 0 | 0 | 0 | 0 | 0 | 0 | 0 | 0 | 0 | 0 | 12 | 1
NO |  | 56 | 2016 | 34 | 24 | 24 |  | PORT EVERGLADES | SISTRUNK | 138 | 138 | H | 0.08 | 0 | 1 | 1-1431 ACSR AW | 0 | 0 | 0 | 0 | 0 | 0 | 0 | 0 | 0 | 0 | 0 | 0 | 0 | 0 | 0 | 0 | 0 | 0 | 0 | 0 | 0 | 0 | 0 | 12 | 1
NO |  | 56 | 2016 | 34 | 25 | 25 |  | PORT EVERGLADES | SISTRUNK | 138 | 138 | H | 0.05 | 0 | 1 | 1-900 CU HT | 0 | 0 | 0 | 0 | 0 | 0 | 0 | 0 | 0 | 0 | 0 | 0 | 0 | 0 | 0 | 0 | 0 | 0 | 0 | 0 | 0 | 0 | 0 | 12 | 1
NO |  | 56 | 2016 | 34 | 26 | 26 |  | PORT EVERGLADES | SISTRUNK | 138 | 138 | SP | 4.24 | 0 | 1 | 1-1431 ACSR AW | 0 | 0 | 0 | 0 | 0 | 0 | 0 | 0 | 0 | 0 | 0 | 0 | 0 | 0 | 0 | 0 | 0 | 0 | 0 | 0 | 0 | 0 | 0 | 12 | 1
NO |  | 56 | 2016 | 34 | 27 | 27 |  | PORT EVERGLADES | SISTRUNK | 138 | 138 | SP | 0.25 | 0 | 2 | 1-1431 ACSR AW | 0 | 0 | 0 | 0 | 0 | 0 | 0 | 0 | 0 | 0 | 0 | 0 | 0 | 0 | 0 | 0 | 0 | 0 | 0 | 0 | 0 | 0 | 0 | 12 | 1
NO |  | 56 | 2016 | 34 | 28 | 28 |  | PORT EVERGLADES | SISTRUNK | 138 | 138 | SP | 0.79 | 0 | 1 | 1-1431 ACSR AZ | 0 | 0 | 0 | 0 | 0 | 0 | 0 | 0 | 0 | 0 | 0 | 0 | 0 | 0 | 0 | 0 | 0 | 0 | 0 | 0 | 0 | 0 | 0 | 12 | 1
NO |  | 56 | 2016 | 34 | 29 | 29 |  | PORT EVERGLADES | SISTRUNK | 138 | 138 | SP | 0.24 | 0 | 1 | 1-900 CU HT | 0 | 0 | 0 | 0 | 0 | 0 | 0 | 0 | 0 | 0 | 0 | 0 | 0 | 0 | 0 | 0 | 0 | 0 | 0 | 0 | 0 | 0 | 0 | 12 | 1
NO |  | 56 | 2016 | 34 | 30 | 30 |  | PORT EVERGLADES | SISTRUNK | 138 | 138 | SP | 0.01 | 0 | 1 | 1-954 ACSR AW | 0 | 0 | 0 | 0 | 0 | 0 | 0 | 0 | 0 | 0 | 0 | 0 | 0 | 0 | 0 | 0 | 0 | 0 | 0 | 0 | 0 | 0 | 0 | 12 | 1
NO |  | 56 | 2016 | 34 | 31 | 31 |  | PORT EVERGLADES | SISTRUNK | 138 | 138 | UG | 0.15 | 0 | 1 | 1-2000 CU-HP SD | 0 | 0 | 0 | 0 | 0 | 0 | 0 | 0 | 0 | 0 | 0 | 0 | 0 | 0 | 0 | 0 | 0 | 0 | 0 | 0 | 0 | 0 | 0 | 12 | 1
NO |  | 56 | 2016 | 34 | 32 | 32 |  | PRINCETON | PRINCETON DIST RADIAL | 138 | 138 | SP | 0.05 | 0 | 1 | 1-1431 ACSR AW | 0 | 0 | 0 | 0 | 0 | 0 | 0 | 0 | 0 | 0 | 0 | 0 | 0 | 0 | 0 | 0 | 0 | 0 | 0 | 0 | 0 | 0 | 0 | 12 | 1
NO |  | 56 | 2016 | 34 | 33 | 33 |  | RAILWAY | RAILWAY NORTH | 138 | 138 | H | 0.03 | 0 | 1 | 1-954 ACSR AW | 0 | 0 | 0 | 0 | 0 | 0 | 0 | 0 | 0 | 0 | 0 | 0 | 0 | 0 | 0 | 0 | 0 | 0 | 0 | 0 | 0 | 0 | 0 | 12 | 1
NO |  | 56 | 2016 | 34 | 34 | 34 |  | RANCH | ACME RADIAL | 138 | 138 | H | 0.11 | 0 | 1 | 1-954 ACSR AZ | 0 | 0 | 0 | 0 | 0 | 0 | 0 | 0 | 0 | 0 | 0 | 0 | 0 | 0 | 0 | 0 | 0 | 0 | 0 | 0 | 0 | 0 | 0 | 12 | 1
NO |  | 56 | 2016 | 34 | 35 | 35 |  | RANCH | RIVIERA 1 | 138 | 138 | H | 0.05 | 0 | 1 | 1-1431 ACSR AZ | 0 | 0 | 0 | 0 | 0 | 0 | 0 | 0 | 0 | 0 | 0 | 0 | 0 | 0 | 0 | 0 | 0 | 0 | 0 | 0 | 0 | 0 | 0 | 12 | 1
NO |  | 56 | 2016 | 35 | 1 | 1 |  | RANCH | RIVIERA 1 | 138 | 230 | H | 0.52 | 0 | 1 | 2-556.5 ACSR AZ | 0 | 0 | 0 | 0 | 0 | 0 | 0 | 0 | 0 | 0 | 0 | 0 | 0 | 0 | 0 | 0 | 0 | 0 | 0 | 0 | 0 | 0 | 0 | 12 | 1
NO |  | 56 | 2016 | 35 | 2 | 2 |  | RANCH | RIVIERA 1 | 138 | 138 | H | 4 | 0 | 1 | 2-556.5 ACSR AZ | 0 | 0 | 0 | 0 | 0 | 0 | 0 | 0 | 0 | 0 | 0 | 0 | 0 | 0 | 0 | 0 | 0 | 0 | 0 | 0 | 0 | 0 | 0 | 12 | 1
NO |  | 56 | 2016 | 35 | 3 | 3 |  | RANCH | RIVIERA 1 | 138 | 138 | SP | 3.03 | 0 | 1 | 1-1431 ACSR AW | 0 | 0 | 0 | 0 | 0 | 0 | 0 | 0 | 0 | 0 | 0 | 0 | 0 | 0 | 0 | 0 | 0 | 0 | 0 | 0 | 0 | 0 | 0 | 12 | 1
NO |  | 56 | 2016 | 35 | 4 | 4 |  | RANCH | RIVIERA 1 | 138 | 230 | SP | 3.24 | 0 | 1 | 1-1431 ACSR AW | 0 | 0 | 0 | 0 | 0 | 0 | 0 | 0 | 0 | 0 | 0 | 0 | 0 | 0 | 0 | 0 | 0 | 0 | 0 | 0 | 0 | 0 | 0 | 12 | 1
NO |  | 56 | 2016 | 35 | 5 | 5 |  | RANCH | RIVIERA 1 | 138 | 138 | SP | 0.17 | 0.11 | 2 | 1-1431 ACSR AW | 0 | 0 | 0 | 0 | 0 | 0 | 0 | 0 | 0 | 0 | 0 | 0 | 0 | 0 | 0 | 0 | 0 | 0 | 0 | 0 | 0 | 0 | 0 | 12 | 1
NO |  | 56 | 2016 | 35 | 6 | 6 |  | RANCH | RIVIERA 1 | 138 | 230 | SP | 2.59 | 0 | 2 | 1-1431 ACSR AW | 0 | 0 | 0 | 0 | 0 | 0 | 0 | 0 | 0 | 0 | 0 | 0 | 0 | 0 | 0 | 0 | 0 | 0 | 0 | 0 | 0 | 0 | 0 | 12 | 1
NO |  | 56 | 2016 | 35 | 7 | 7 |  | RANCH | RIVIERA 1 | 138 | 230 | SP | 0.06 | 0 | 1 | 2-556.5 ACSR AW | 0 | 0 | 0 | 0 | 0 | 0 | 0 | 0 | 0 | 0 | 0 | 0 | 0 | 0 | 0 | 0 | 0 | 0 | 0 | 0 | 0 | 0 | 0 | 12 | 1
NO |  | 56 | 2016 | 35 | 8 | 8 |  | RANCH | RIVIERA 1 | 138 | 230 | SP | 0.17 | 0 | 1 | 2-556.5 ACSR AZ | 0 | 0 | 0 | 0 | 0 | 0 | 0 | 0 | 0 | 0 | 0 | 0 | 0 | 0 | 0 | 0 | 0 | 0 | 0 | 0 | 0 | 0 | 0 | 12 | 1
NO |  | 56 | 2016 | 35 | 9 | 9 |  | RANCH | RIVIERA 1 | 138 | 230 | SP | 0 | 0.79 | 2 | 2-556.5 ACSR AZ | 0 | 0 | 0 | 0 | 0 | 0 | 0 | 0 | 0 | 0 | 0 | 0 | 0 | 0 | 0 | 0 | 0 | 0 | 0 | 0 | 0 | 0 | 0 | 12 | 1
NO |  | 56 | 2016 | 35 | 10 | 10 |  | RANCH | RIVIERA 2 | 138 | 138 | H | 5.68 | 0 | 1 | 1-1431 ACSR AZ | 0 | 0 | 0 | 0 | 0 | 0 | 0 | 0 | 0 | 0 | 0 | 0 | 0 | 0 | 0 | 0 | 0 | 0 | 0 | 0 | 0 | 0 | 0 | 12 | 1
NO |  | 56 | 2016 | 35 | 11 | 11 |  | RANCH | RIVIERA 2 | 138 | 138 | SP | 0.06 | 0 | 1 | 1-1431 ACSR AW | 0 | 0 | 0 | 0 | 0 | 0 | 0 | 0 | 0 | 0 | 0 | 0 | 0 | 0 | 0 | 0 | 0 | 0 | 0 | 0 | 0 | 0 | 0 | 12 | 1
NO |  | 56 | 2016 | 35 | 12 | 12 |  | RANCH | RIVIERA 2 | 138 | 230 | SP | 2.63 | 0 | 1 | 1-1431 ACSR AW | 0 | 0 | 0 | 0 | 0 | 0 | 0 | 0 | 0 | 0 | 0 | 0 | 0 | 0 | 0 | 0 | 0 | 0 | 0 | 0 | 0 | 0 | 0 | 12 | 1
NO |  | 56 | 2016 | 35 | 13 | 13 |  | RANCH | RIVIERA 2 | 138 | 230 | SP | 0.52 | 0 | 2 | 1-1431 ACSR AW | 0 | 0 | 0 | 0 | 0 | 0 | 0 | 0 | 0 | 0 | 0 | 0 | 0 | 0 | 0 | 0 | 0 | 0 | 0 | 0 | 0 | 0 | 0 | 12 | 1
NO |  | 56 | 2016 | 35 | 14 | 14 |  | RANCH | RIVIERA 2 | 138 | 230 | SP | 5.65 | 0 | 1 | 1-1431 ACSR AZ | 0 | 0 | 0 | 0 | 0 | 0 | 0 | 0 | 0 | 0 | 0 | 0 | 0 | 0 | 0 | 0 | 0 | 0 | 0 | 0 | 0 | 0 | 0 | 12 | 1
NO |  | 56 | 2016 | 35 | 15 | 15 |  | RANCH | RIVIERA 2 | 138 | 138 | SP | 2.26 | 0 | 1 | 1-954 ACSR AW | 0 | 0 | 0 | 0 | 0 | 0 | 0 | 0 | 0 | 0 | 0 | 0 | 0 | 0 | 0 | 0 | 0 | 0 | 0 | 0 | 0 | 0 | 0 | 12 | 1
NO |  | 56 | 2016 | 35 | 16 | 16 |  | RANCH | RIVIERA 2 | 138 | 138 | SP | 1.37 | 0.92 | 2 | 1-954 ACSR AW | 0 | 0 | 0 | 0 | 0 | 0 | 0 | 0 | 0 | 0 | 0 | 0 | 0 | 0 | 0 | 0 | 0 | 0 | 0 | 0 | 0 | 0 | 0 | 12 | 1
NO |  | 56 | 2016 | 35 | 17 | 17 |  | RANCH | WEST PALM BEACH | 138 | 138 | H | 0.49 | 0 | 1 | 1-954 ACSR AZ | 0 | 0 | 0 | 0 | 0 | 0 | 0 | 0 | 0 | 0 | 0 | 0 | 0 | 0 | 0 | 0 | 0 | 0 | 0 | 0 | 0 | 0 | 0 | 12 | 1
NO |  | 56 | 2016 | 35 | 18 | 18 |  | RANCH | WEST PALM BEACH | 138 | 138 | SP | 3.27 | 0 | 1 | 1-954 ACSR AW | 0 | 0 | 0 | 0 | 0 | 0 | 0 | 0 | 0 | 0 | 0 | 0 | 0 | 0 | 0 | 0 | 0 | 0 | 0 | 0 | 0 | 0 | 0 | 12 | 1
NO |  | 56 | 2016 | 35 | 19 | 19 |  | RANCH | WEST PALM BEACH | 138 | 138 | SP | 9.1 | 0 | 1 | 1-954 ACSR AZ | 0 | 0 | 0 | 0 | 0 | 0 | 0 | 0 | 0 | 0 | 0 | 0 | 0 | 0 | 0 | 0 | 0 | 0 | 0 | 0 | 0 | 0 | 0 | 12 | 1
NO |  | 56 | 2016 | 35 | 20 | 20 |  | RANCH | WEST PALM BEACH | 138 | 138 | SP | 0.99 | 0 | 1 | 2-556.5 ACSR AW | 0 | 0 | 0 | 0 | 0 | 0 | 0 | 0 | 0 | 0 | 0 | 0 | 0 | 0 | 0 | 0 | 0 | 0 | 0 | 0 | 0 | 0 | 0 | 12 | 1
NO |  | 56 | 2016 | 35 | 21 | 21 |  | RANCH | WEST PALM BEACH | 138 | 138 | SP | 1.67 | 0 | 1 | 2-556.5P ACSR AZ | 0 | 0 | 0 | 0 | 0 | 0 | 0 | 0 | 0 | 0 | 0 | 0 | 0 | 0 | 0 | 0 | 0 | 0 | 0 | 0 | 0 | 0 | 0 | 12 | 1
NO |  | 56 | 2016 | 35 | 22 | 22 |  | RANCH | WESTINGHOUSE | 138 | 230 | H | 3.4 | 1.07 | 2 | 1-1431 ACSR AZ | 0 | 0 | 0 | 0 | 0 | 0 | 0 | 0 | 0 | 0 | 0 | 0 | 0 | 0 | 0 | 0 | 0 | 0 | 0 | 0 | 0 | 0 | 0 | 12 | 1
NO |  | 56 | 2016 | 35 | 23 | 23 |  | RANCH | WESTINGHOUSE | 138 | 138 | H | 0.07 | 0 | 1 | 1-954 ACSR AW | 0 | 0 | 0 | 0 | 0 | 0 | 0 | 0 | 0 | 0 | 0 | 0 | 0 | 0 | 0 | 0 | 0 | 0 | 0 | 0 | 0 | 0 | 0 | 12 | 1
NO |  | 56 | 2016 | 35 | 24 | 24 |  | RANCH | WESTINGHOUSE | 138 | 138 | H | 6.25 | 0 | 1 | 2-336.4 ACSR AZ | 0 | 0 | 0 | 0 | 0 | 0 | 0 | 0 | 0 | 0 | 0 | 0 | 0 | 0 | 0 | 0 | 0 | 0 | 0 | 0 | 0 | 0 | 0 | 12 | 1
NO |  | 56 | 2016 | 35 | 25 | 25 |  | RANCH | WESTINGHOUSE | 138 | 138 | SP | 9.05 | 0 | 1 | 1-954 ACSR AW | 0 | 0 | 0 | 0 | 0 | 0 | 0 | 0 | 0 | 0 | 0 | 0 | 0 | 0 | 0 | 0 | 0 | 0 | 0 | 0 | 0 | 0 | 0 | 12 | 1
NO |  | 56 | 2016 | 35 | 26 | 26 |  | RANCH | WESTINGHOUSE | 138 | 138 | SP | 0.26 | 0 | 1 | 1-954 ACSR AZ | 0 | 0 | 0 | 0 | 0 | 0 | 0 | 0 | 0 | 0 | 0 | 0 | 0 | 0 | 0 | 0 | 0 | 0 | 0 | 0 | 0 | 0 | 0 | 12 | 1
NO |  | 56 | 2016 | 35 | 27 | 27 |  | RANCH | WESTINGHOUSE | 138 | 138 | SP | 11.75 | 0 | 1 | 2-336.4 ACSR AZ | 0 | 0 | 0 | 0 | 0 | 0 | 0 | 0 | 0 | 0 | 0 | 0 | 0 | 0 | 0 | 0 | 0 | 0 | 0 | 0 | 0 | 0 | 0 | 12 | 1
NO |  | 56 | 2016 | 35 | 28 | 28 |  | RECWAY | RIVIERA | 138 | 138 | H | 2.31 | 0 | 1 | 1-1431 ACSR AZ | 0 | 0 | 0 | 0 | 0 | 0 | 0 | 0 | 0 | 0 | 0 | 0 | 0 | 0 | 0 | 0 | 0 | 0 | 0 | 0 | 0 | 0 | 0 | 12 | 1
NO |  | 56 | 2016 | 35 | 29 | 29 |  | RECWAY | RIVIERA | 138 | 230 | SP | 0.43 | 0 | 1 | 1-1431 ACSR AW | 0 | 0 | 0 | 0 | 0 | 0 | 0 | 0 | 0 | 0 | 0 | 0 | 0 | 0 | 0 | 0 | 0 | 0 | 0 | 0 | 0 | 0 | 0 | 12 | 1
NO |  | 56 | 2016 | 35 | 30 | 30 |  | RECWAY | RIVIERA | 138 | 230 | SP | 0 | 0.85 | 2 | 1-1431 ACSR AZ | 0 | 0 | 0 | 0 | 0 | 0 | 0 | 0 | 0 | 0 | 0 | 0 | 0 | 0 | 0 | 0 | 0 | 0 | 0 | 0 | 0 | 0 | 0 | 12 | 1
NO |  | 56 | 2016 | 35 | 31 | 31 |  | RECWAY | RIVIERA | 138 | 138 | SP | 2.62 | 0 | 1 | 1-556.5 ACSR AW | 0 | 0 | 0 | 0 | 0 | 0 | 0 | 0 | 0 | 0 | 0 | 0 | 0 | 0 | 0 | 0 | 0 | 0 | 0 | 0 | 0 | 0 | 0 | 12 | 1
NO |  | 56 | 2016 | 35 | 32 | 32 |  | RECWAY | RIVIERA | 138 | 138 | SP | 0.57 | 0 | 1 | 1-900 CU HT | 0 | 0 | 0 | 0 | 0 | 0 | 0 | 0 | 0 | 0 | 0 | 0 | 0 | 0 | 0 | 0 | 0 | 0 | 0 | 0 | 0 | 0 | 0 | 12 | 1
NO |  | 56 | 2016 | 35 | 33 | 33 |  | RINGLING | PAYNE RADIAL | 138 | 138 | SP | 2.84 | 0 | 1 | 1-795 AAC | 0 | 0 | 0 | 0 | 0 | 0 | 0 | 0 | 0 | 0 | 0 | 0 | 0 | 0 | 0 | 0 | 0 | 0 | 0 | 0 | 0 | 0 | 0 | 12 | 1
NO |  | 56 | 2016 | 35 | 34 | 34 |  | RINGLING | PAYNE RADIAL | 138 | 138 | SP | 1.06 | 0 | 1 | 1-795 ACSR AZ | 0 | 0 | 0 | 0 | 0 | 0 | 0 | 0 | 0 | 0 | 0 | 0 | 0 | 0 | 0 | 0 | 0 | 0 | 0 | 0 | 0 | 0 | 0 | 12 | 1
NO |  | 56 | 2016 | 35 | 35 | 35 |  | RINGLING | PAYNE RADIAL | 138 | 138 | SP | 0 | 1.29 | 2 | 1-795 ACSR AZ | 0 | 0 | 0 | 0 | 0 | 0 | 0 | 0 | 0 | 0 | 0 | 0 | 0 | 0 | 0 | 0 | 0 | 0 | 0 | 0 | 0 | 0 | 0 | 12 | 1
NO |  | 56 | 2016 | 36 | 1 | 1 |  | RINGLING | PAYNE RADIAL | 138 | 138 | SP | 0.01 | 0 | 1 | 1-954 ACSR AW | 0 | 0 | 0 | 0 | 0 | 0 | 0 | 0 | 0 | 0 | 0 | 0 | 0 | 0 | 0 | 0 | 0 | 0 | 0 | 0 | 0 | 0 | 0 | 12 | 1
NO |  | 56 | 2016 | 36 | 2 | 2 |  | RINGLING | WOODS | 138 | 230 | H | 0.07 | 0.03 | 2 | 1-795 ACSR AZ | 0 | 0 | 0 | 0 | 0 | 0 | 0 | 0 | 0 | 0 | 0 | 0 | 0 | 0 | 0 | 0 | 0 | 0 | 0 | 0 | 0 | 0 | 0 | 12 | 1
NO |  | 56 | 2016 | 36 | 3 | 3 |  | RINGLING | WOODS | 138 | 138 | SP | 0.68 | 0 | 1 | 1-795 AAC | 0 | 0 | 0 | 0 | 0 | 0 | 0 | 0 | 0 | 0 | 0 | 0 | 0 | 0 | 0 | 0 | 0 | 0 | 0 | 0 | 0 | 0 | 0 | 12 | 1
NO |  | 56 | 2016 | 36 | 4 | 4 |  | RINGLING | WOODS | 138 | 138 | SP | 1.08 | 0 | 1 | 1-795 ACSR AW | 0 | 0 | 0 | 0 | 0 | 0 | 0 | 0 | 0 | 0 | 0 | 0 | 0 | 0 | 0 | 0 | 0 | 0 | 0 | 0 | 0 | 0 | 0 | 12 | 1
NO |  | 56 | 2016 | 36 | 5 | 5 |  | RINGLING | WOODS | 138 | 138 | SP | 8.77 | 0 | 1 | 1-795 ACSR AZ | 0 | 0 | 0 | 0 | 0 | 0 | 0 | 0 | 0 | 0 | 0 | 0 | 0 | 0 | 0 | 0 | 0 | 0 | 0 | 0 | 0 | 0 | 0 | 12 | 1
NO |  | 56 | 2016 | 36 | 6 | 6 |  | RINGLING | WOODS | 138 | 138 | SP | 0.05 | 0 | 2 | 1-795 ACSR AZ | 0 | 0 | 0 | 0 | 0 | 0 | 0 | 0 | 0 | 0 | 0 | 0 | 0 | 0 | 0 | 0 | 0 | 0 | 0 | 0 | 0 | 0 | 0 | 12 | 1
NO |  | 56 | 2016 | 36 | 7 | 7 |  | RINGLING | WOODS | 138 | 138 | SP | 0.92 | 0 | 1 | 1-954 ACSR AW | 0 | 0 | 0 | 0 | 0 | 0 | 0 | 0 | 0 | 0 | 0 | 0 | 0 | 0 | 0 | 0 | 0 | 0 | 0 | 0 | 0 | 0 | 0 | 12 | 1
NO |  | 56 | 2016 | 36 | 8 | 8 |  | RINGLING | WOODS | 138 | 138 | SP | 0 | 1.13 | 2 | 1-954 ACSR AW | 0 | 0 | 0 | 0 | 0 | 0 | 0 | 0 | 0 | 0 | 0 | 0 | 0 | 0 | 0 | 0 | 0 | 0 | 0 | 0 | 0 | 0 | 0 | 12 | 1
NO |  | 56 | 2016 | 36 | 9 | 9 |  | RIVIERA | WEST PALM BEACH | 138 | 230 | H | 0.45 | 0 | 1 | 1-1431 ACSR AW | 0 | 0 | 0 | 0 | 0 | 0 | 0 | 0 | 0 | 0 | 0 | 0 | 0 | 0 | 0 | 0 | 0 | 0 | 0 | 0 | 0 | 0 | 0 | 12 | 1
NO |  | 56 | 2016 | 36 | 10 | 10 |  | RIVIERA | WEST PALM BEACH | 138 | 138 | H | 0.7 | 0 | 1 | 1-1431 ACSR AZ | 0 | 0 | 0 | 0 | 0 | 0 | 0 | 0 | 0 | 0 | 0 | 0 | 0 | 0 | 0 | 0 | 0 | 0 | 0 | 0 | 0 | 0 | 0 | 12 | 1
NO |  | 56 | 2016 | 36 | 11 | 11 |  | RIVIERA | WEST PALM BEACH | 138 | 138 | H | 0.03 | 0 | 1 | 1-900 CU HT | 0 | 0 | 0 | 0 | 0 | 0 | 0 | 0 | 0 | 0 | 0 | 0 | 0 | 0 | 0 | 0 | 0 | 0 | 0 | 0 | 0 | 0 | 0 | 12 | 1
NO |  | 56 | 2016 | 36 | 12 | 12 |  | RIVIERA | WEST PALM BEACH | 138 | 138 | H | 2 | 0 | 1 | 2-350 CU HT | 0 | 0 | 0 | 0 | 0 | 0 | 0 | 0 | 0 | 0 | 0 | 0 | 0 | 0 | 0 | 0 | 0 | 0 | 0 | 0 | 0 | 0 | 0 | 12 | 1
NO |  | 56 | 2016 | 36 | 13 | 13 |  | RIVIERA | WEST PALM BEACH | 138 | 138 | H | 3.6 | 0 | 1 | 2-556.5 ACSR AZ | 0 | 0 | 0 | 0 | 0 | 0 | 0 | 0 | 0 | 0 | 0 | 0 | 0 | 0 | 0 | 0 | 0 | 0 | 0 | 0 | 0 | 0 | 0 | 12 | 1
NO |  | 56 | 2016 | 36 | 14 | 14 |  | RIVIERA | WEST PALM BEACH | 138 | 138 | SP | 0.1 | 0 | 1 | 1-1431 ACSR AW | 0 | 0 | 0 | 0 | 0 | 0 | 0 | 0 | 0 | 0 | 0 | 0 | 0 | 0 | 0 | 0 | 0 | 0 | 0 | 0 | 0 | 0 | 0 | 12 | 1
NO |  | 56 | 2016 | 36 | 15 | 15 |  | RIVIERA | WEST PALM BEACH | 138 | 230 | SP | 0.32 | 0 | 1 | 1-1431 ACSR AW | 0 | 0 | 0 | 0 | 0 | 0 | 0 | 0 | 0 | 0 | 0 | 0 | 0 | 0 | 0 | 0 | 0 | 0 | 0 | 0 | 0 | 0 | 0 | 12 | 1
NO |  | 56 | 2016 | 36 | 16 | 16 |  | RIVIERA | WEST PALM BEACH | 138 | 230 | SP | 0 | 2.65 | 2 | 1-1431 ACSR AW | 0 | 0 | 0 | 0 | 0 | 0 | 0 | 0 | 0 | 0 | 0 | 0 | 0 | 0 | 0 | 0 | 0 | 0 | 0 | 0 | 0 | 0 | 0 | 12 | 1
NO |  | 56 | 2016 | 36 | 17 | 17 |  | RIVIERA | WEST PALM BEACH | 138 | 138 | SP | 0.07 | 0 | 1 | 1-1431 ACSR AZ | 0 | 0 | 0 | 0 | 0 | 0 | 0 | 0 | 0 | 0 | 0 | 0 | 0 | 0 | 0 | 0 | 0 | 0 | 0 | 0 | 0 | 0 | 0 | 12 | 1
NO |  | 56 | 2016 | 36 | 18 | 18 |  | RIVIERA | WEST PALM BEACH | 138 | 138 | SP | 0 | 0 | 2 | 2-556.5 ACSR AZ | 0 | 0 | 0 | 0 | 0 | 0 | 0 | 0 | 0 | 0 | 0 | 0 | 0 | 0 | 0 | 0 | 0 | 0 | 0 | 0 | 0 | 0 | 0 | 12 | 1
NO |  | 56 | 2016 | 36 | 19 | 19 |  | SISTRUNK | SISTRUNK DIST RADIAL | 138 | 138 | H | 0.02 | 0 | 1 | 1-1431 ACSR AZ | 0 | 0 | 0 | 0 | 0 | 0 | 0 | 0 | 0 | 0 | 0 | 0 | 0 | 0 | 0 | 0 | 0 | 0 | 0 | 0 | 0 | 0 | 0 | 12 | 1
NO |  | 56 | 2016 | 36 | 20 | 20 |  | YAMATO | CALDWELL RADIAL | 138 | 138 | SP | 4.96 | 0 | 1 | 1-954 ACSR AW | 0 | 0 | 0 | 0 | 0 | 0 | 0 | 0 | 0 | 0 | 0 | 0 | 0 | 0 | 0 | 0 | 0 | 0 | 0 | 0 | 0 | 0 | 0 | 12 | 1
NO |  | 56 | 2016 | 36 | 21 | 21 |  | YAMATO | CALDWELL RADIAL | 138 | 138 | SP | 0 | 1.08 | 2 | 1-954 ACSR AW | 0 | 0 | 0 | 0 | 0 | 0 | 0 | 0 | 0 | 0 | 0 | 0 | 0 | 0 | 0 | 0 | 0 | 0 | 0 | 0 | 0 | 0 | 0 | 12 | 1
NO |  | 56 | 2016 | 36 | 22 | 22 |  | YAMATO | CALDWELL RADIAL | 138 | 138 | SP | 0.23 | 0 | 1 | 1-954 ACSR AZ | 0 | 0 | 0 | 0 | 0 | 0 | 0 | 0 | 0 | 0 | 0 | 0 | 0 | 0 | 0 | 0 | 0 | 0 | 0 | 0 | 0 | 0 | 0 | 12 | 1
NO |  | 56 | 2016 | 36 | 23 | 23 |  |  | 115 KV LINES | 115 | 115 | H | 128.29 | 3.13 | 0 |  | 0 | 0 | 0 | 0 | 0 | 0 | 0 | 0 | 0 | 0 | 0 | 0 | 0 | 0 | 0 | 0 | 0 | 0 | 0 | 0 | 0 | 0 | 0 | 12 | 1
NO |  | 56 | 2016 | 36 | 24 | 24 |  |  | 115 KV LINES | 115 | 115 | SP | 576.17 | 53.36 | 0 |  | 0 | 0 | 0 | 0 | 0 | 0 | 0 | 0 | 0 | 0 | 0 | 0 | 0 | 0 | 0 | 0 | 0 | 0 | 0 | 0 | 0 | 0 | 0 | 12 | 1
NO |  | 56 | 2016 | 36 | 25 | 25 |  |  | 115 KV LINES | 115 | 115 | UG | 0.29 | 0 | 0 |  | 0 | 0 | 0 | 0 | 0 | 0 | 0 | 0 | 0 | 0 | 0 | 0 | 0 | 0 | 0 | 0 | 0 | 0 | 0 | 0 | 0 | 0 | 0 | 12 | 1
NO |  | 56 | 2016 | 36 | 26 | 26 |  |  | 69 KV LINES | 69 | 69 | H | 17.1 | 0 | 0 |  | 0 | 0 | 0 | 0 | 0 | 0 | 0 | 0 | 0 | 0 | 0 | 0 | 0 | 0 | 0 | 0 | 0 | 0 | 0 | 0 | 0 | 0 | 0 | 12 | 1
NO |  | 56 | 2016 | 36 | 27 | 27 |  |  | 69 KV LINES | 69 | 69 | SP | 145.46 | 1.69 | 0 |  | 0 | 0 | 0 | 0 | 0 | 0 | 0 | 0 | 0 | 0 | 0 | 0 | 0 | 0 | 0 | 0 | 0 | 0 | 0 | 0 | 0 | 0 | 0 | 12 | 1
NO |  | 56 | 2016 | 36 | 28 | 28 |  |  | 69 KV LINES | 69 | 69 | UG | 13.62 | 0 | 0 |  | 0 | 0 | 0 | 0 | 0 | 0 | 0 | 0 | 0 | 0 | 0 | 0 | 0 | 0 | 0 | 0 | 0 | 0 | 0 | 0 | 0 | 0 | 0 | 12 | 1
NO |  | 56 | 2016 | 36 | 35 | 35 |  |  |  | 0 | 0 |  | 0 | 0 | 0 |  | 370164169 | 2566228081 | 2936392250 | 14313860 | 16625563 | 1200 | 30940623 | 0 | 0 | 0 | 0 | 0 | 0 | 0 | 0 | 0 | 0 | 0 | 0 | 0 | 0 | 0 | 0 | 12 | 1
NO |  | 57 | 2016 | 0 | 1 | 1 |  | 500 KV STEEL STRUCTURES |  | 0 | 0 |  | 0 | 0 | 0 |  | 0 | 0 | 0 | 0 | 0 | 0 | 0 | 0 | 0 | 0 | 0 | 0 | 0 | 0 | 0 | 0 | 0 | 0 | 0 | 0 | 0 | 0 | 0 | 12 | 1
NO |  | 57 | 2016 | 0 | 2 | 2 |  | BOWEN | NORCROSS 500 KV LN | 500 | 500 | Steel Towers | 57.3 | 11.73 | 1 | 1113 ACSR | 2144225 | 30274464 | 32418689 | 0 | 0 | 0 | 0 | 660570292 | 0 | 0 | 0 | 0 | 0 | 0 | 0 | 0 | 0 | 0 | 0 | 0 | 0 | 0 | 0 | 12 | 1
NO |  | 57 | 2016 | 0 | 3 | 3 |  | BOWEN | TVA 500 KV LN | 500 | 500 | Steel Towers | 43.04 | 0 | 1 | 1113 ACSR | 954294 | 11874569 | 12828863 | 0 | 0 | 0 | 0 | 0 | 0 | 0 | 0 | 0 | 0 | 0 | 0 | 0 | 0 | 0 | 0 | 0 | 0 | 0 | 0 | 12 | 1
NO |  | 57 | 2016 | 0 | 4 | 4 |  | BOWEN | UNION CITY #1 500 KV LN | 500 | 500 | Steel Towers | 48.82 | 0 | 1 | 1113 ACSR | 2982068 | 14852429 | 17834497 | 0 | 0 | 0 | 0 | 0 | 0 | 0 | 0 | 0 | 0 | 0 | 0 | 0 | 0 | 0 | 0 | 0 | 0 | 0 | 0 | 12 | 1
NO |  | 57 | 2016 | 0 | 5 | 5 |  | BOWEN | UNION CITY #2 500 KV LN | 500 | 500 | Steel Towers | 57.63 | 0 | 1 | 1113 ACSR | 10457 | 8608330 | 8618787 | 0 | 0 | 0 | 0 | 0 | 0 | 0 | 0 | 0 | 0 | 0 | 0 | 0 | 0 | 0 | 0 | 0 | 0 | 0 | 0 | 12 | 1
NO |  | 57 | 2016 | 0 | 6 | 6 |  | FARLEY | NORTH TIFTON 500 KV LN | 500 | 500 | Steel Towers | 96.33 | 0 | 1 | 1113 ACSR | 1108214 | 13545728 | 14653942 | 0 | 0 | 0 | 0 | 0 | 0 | 0 | 0 | 0 | 0 | 0 | 0 | 0 | 0 | 0 | 0 | 0 | 0 | 0 | 0 | 12 | 1
NO |  | 57 | 2016 | 0 | 7 | 7 |  | FORTSO | N TIFTON 500 KV LN | 500 | 500 | Steel Towers | 116.51 | 0 | 1 | 1113 ACSR | 5298753 | 34703737 | 40002490 | 0 | 0 | 0 | 0 | 0 | 0 | 0 | 0 | 0 | 0 | 0 | 0 | 0 | 0 | 0 | 0 | 0 | 0 | 0 | 0 | 12 | 1
NO |  | 57 | 2016 | 0 | 8 | 8 |  | HATCH | OFFERMAN-FLA ST LN 500 KV L | 500 | 500 | Steel Towers | 88.67 | 0 | 1 | 1113 ACSR | 2594327 | 27201817 | 29796145 | 0 | 0 | 0 | 0 | 0 | 0 | 0 | 0 | 0 | 0 | 0 | 0 | 0 | 0 | 0 | 0 | 0 | 0 | 0 | 0 | 12 | 1
NO |  | 57 | 2016 | 0 | 9 | 9 |  | HATCH | THALMANN-DUVAL 500 KV LN | 500 | 500 | Steel Towers | 105.91 | 0 | 1 | 1113 ACSR | 3452090 | 32274374 | 35726463 | 0 | 0 | 0 | 0 | 0 | 0 | 0 | 0 | 0 | 0 | 0 | 0 | 0 | 0 | 0 | 0 | 0 | 0 | 0 | 0 | 12 | 1
NO |  | 57 | 2016 | 0 | 10 | 10 |  | NORCROSS | OCONEE LN 500 KV LN | 500 | 500 | Steel Towers | 79.1 | 0 | 1 | 1113 ACSR | 5312975 | 19756394 | 25069368 | 0 | 0 | 0 | 0 | 0 | 0 | 0 | 0 | 0 | 0 | 0 | 0 | 0 | 0 | 0 | 0 | 0 | 0 | 0 | 0 | 12 | 1
NO |  | 57 | 2016 | 0 | 11 | 11 |  | SCHERER | WALLACE DAM 500 KV LN | 500 | 500 | Steel Towers | 53.43 | 0 | 1 | 1113 ACSR | 2462286 | 20455916 | 22918202 | 0 | 0 | 0 | 0 | 0 | 0 | 0 | 0 | 0 | 0 | 0 | 0 | 0 | 0 | 0 | 0 | 0 | 0 | 0 | 0 | 12 | 1
NO |  | 57 | 2016 | 0 | 12 | 12 |  | PLANT VOGTLE | KLONDIKE 500KV LN | 0 | 0 | N/A | 0 | 0 | 0 |  | 0 | 8155 | 8155 | 0 | 0 | 0 | 0 | 0 | 0 | 0 | 0 | 0 | 0 | 0 | 0 | 0 | 0 | 0 | 0 | 0 | 0 | 0 | 0 | 12 | 1
NO |  | 57 | 2016 | 0 | 13 | 13 |  | PLT SCHERER | O'HARA 500KV LN | 0 | 0 | N/A | 0 | 0 | 0 |  | 221779 | 0 | 221779 | 0 | 0 | 0 | 0 | 0 | 0 | 0 | 0 | 0 | 0 | 0 | 0 | 0 | 0 | 0 | 0 | 0 | 0 | 0 | 0 | 12 | 1
NO |  | 57 | 2016 | 0 | 14 | 14 |  | VOGTLE | MCINTOSH-THALMANN 500 KV LN | 500 | 500 | Steel Towers | 221.21 | 0 | 1 | 1113 ACSR | 6323327 | 65230183 | 71553511 | 0 | 0 | 0 | 0 | 0 | 0 | 0 | 0 | 0 | 0 | 0 | 0 | 0 | 0 | 0 | 0 | 0 | 0 | 0 | 0 | 12 | 1
NO |  | 57 | 2016 | 0 | 15 | 15 |  | VOGTLE | WADLEY 500 KV LN | 500 | 500 | Steel Towers | 43.84 | 0 | 1 | 1113 ACSR | 1712760 | 17163478 | 18876237 | 0 | 0 | 0 | 0 | 0 | 0 | 0 | 0 | 0 | 0 | 0 | 0 | 0 | 0 | 0 | 0 | 0 | 0 | 0 | 0 | 12 | 1
NO |  | 57 | 2016 | 0 | 16 | 16 |  | WANSLEY | OHARA 500 KV LN | 500 | 500 | Steel Towers | 50.78 | 0 | 1 | 1113 ACSR | 2716046 | 14143011 | 16859057 | 0 | 0 | 0 | 0 | 0 | 0 | 0 | 0 | 0 | 0 | 0 | 0 | 0 | 0 | 0 | 0 | 0 | 0 | 0 | 0 | 12 | 1
NO |  | 57 | 2016 | 0 | 17 | 17 |  | WADLEY | WALLACE DAM 500 KV LN | 500 | 500 | Steel Towers | 56.98 | 0 | 1 | 1113 ACSR | 2475480 | 18973326 | 21448806 | 0 | 0 | 0 | 0 | 0 | 0 | 0 | 0 | 0 | 0 | 0 | 0 | 0 | 0 | 0 | 0 | 0 | 0 | 0 | 0 | 12 | 1
NO |  | 57 | 2016 | 0 | 18 | 18 |  | MCGRAU FORD | MOSTELLER SPRINGS | 500 | 500 | Steel Towers | 34.5 | 0 | 1 | 1113 ACSR | 19092405 | 65666201 | 84758606 | 0 | 0 | 0 | 0 | 0 | 0 | 0 | 0 | 0 | 0 | 0 | 0 | 0 | 0 | 0 | 0 | 0 | 0 | 0 | 0 | 12 | 1
NO |  | 57 | 2016 | 0 | 19 | 19 |  | Total 500 KV Steel |  | 0 | 0 |  | 1154.05 | 11.73 | 15 |  | 58861486 | 394732112 | 453593597 | 0 | 0 | 0 | 0 | 0 | 0 | 0 | 0 | 0 | 0 | 0 | 0 | 0 | 0 | 0 | 0 | 0 | 0 | 0 | 0 | 12 | 1
NO |  | 57 | 2016 | 0 | 21 | 21 |  | 230 KV WOOD STRUCTURES |  | 0 | 0 |  | 0 | 0 | 0 |  | 0 | 0 | 0 | 0 | 0 | 0 | 0 | 0 | 0 | 0 | 0 | 0 | 0 | 0 | 0 | 0 | 0 | 0 | 0 | 0 | 0 | 0 | 0 | 12 | 1
NO |  | 57 | 2016 | 0 | 22 | 22 |  | YATES | BONAIRE | 230 | 230 | Wood H-Frame | 101.38 | 0 | 1 | 1033 ACSR | 316896 | 19590247 | 19907143 | 0 | 0 | 0 | 0 | 0 | 0 | 0 | 0 | 0 | 0 | 0 | 0 | 0 | 0 | 0 | 0 | 0 | 0 | 0 | 0 | 12 | 1
NO |  | 57 | 2016 | 0 | 23 | 23 |  | MORGANVILLE | TVA 230KV LN | 161 | 230 | Wood H-Frame | 0.13 | 0 | 1 | 477 ACSR | 0 | 25910 | 25910 | 0 | 0 | 0 | 0 | 0 | 0 | 0 | 0 | 0 | 0 | 0 | 0 | 0 | 0 | 0 | 0 | 0 | 0 | 0 | 0 | 12 | 1
NO |  | 57 | 2016 | 0 | 24 | 24 |  | Total 230 KV Wood |  | 0 | 0 |  | 101.51 | 0 | 2 | 1500 | 316896 | 19616157 | 19933053 | 0 | 0 | 0 | 0 | 0 | 0 | 0 | 0 | 0 | 0 | 0 | 0 | 0 | 0 | 0 | 0 | 0 | 0 | 0 | 0 | 12 | 1
NO |  | 57 | 2016 | 0 | 26 | 26 |  | 230 KV STEEL STRUCTURES |  | 0 | 0 |  | 0 | 0 | 0 |  | 0 | 0 | 0 | 0 | 0 | 0 | 0 | 0 | 0 | 0 | 0 | 0 | 0 | 0 | 0 | 0 | 0 | 0 | 0 | 0 | 0 | 0 | 0 | 12 | 1
NO |  | 57 | 2016 | 0 | 27 | 27 |  | AUGUSTA | VOGTLE | 230 | 230 | Steel H-Frame | 8.68 | 0 | 1 | 1351 ACSR | 385781 | 4316596 | 4702377 | 0 | 0 | 0 | 0 | 0 | 0 | 0 | 0 | 0 | 0 | 0 | 0 | 0 | 0 | 0 | 0 | 0 | 0 | 0 | 0 | 12 | 1
NO |  | 57 | 2016 | 0 | 28 | 28 |  | AUSTIN DRIVE | SCOTTDALE 230 KV LN | 230 | 230 | Steel Pole | 11.68 | 0 | 1 | 1351 ACSR | 186731 | 4109544 | 4296275 | 0 | 0 | 0 | 0 | 0 | 0 | 0 | 0 | 0 | 0 | 0 | 0 | 0 | 0 | 0 | 0 | 0 | 0 | 0 | 0 | 12 | 1
NO |  | 57 | 2016 | 0 | 29 | 29 |  | COBB PLACE | WOODSTOCK 230 KV LN | 230 | 230 | Steel Pole | 10.13 | 0 | 1 | 1351 ACSR | 1254080 | 3467753 | 4721834 | 0 | 0 | 0 | 0 | 0 | 0 | 0 | 0 | 0 | 0 | 0 | 0 | 0 | 0 | 0 | 0 | 0 | 0 | 0 | 0 | 12 | 1
NO |  | 57 | 2016 | 0 | 30 | 30 |  | BOAT ROCK | ADAMSVILLE 230 KV LN | 230 | 230 | Steel Single P | 7.23 | 0 | 1 | 1033 ACSR | 183381 | 786179 | 969560 | 0 | 0 | 0 | 0 | 0 | 0 | 0 | 0 | 0 | 0 | 0 | 0 | 0 | 0 | 0 | 0 | 0 | 0 | 0 | 0 | 12 | 1
NO |  | 57 | 2016 | 0 | 31 | 31 |  | BONAIRE | NORTH TIFTON 230 KV LN | 230 | 230 | Steel H-Frame | 77.1 | 0 | 1 | 795 ACSR | 172652 | 9733545 | 9906197 | 0 | 0 | 0 | 0 | 0 | 0 | 0 | 0 | 0 | 0 | 0 | 0 | 0 | 0 | 0 | 0 | 0 | 0 | 0 | 0 | 12 | 1
NO |  | 57 | 2016 | 0 | 32 | 32 |  | BOULEVARD | BUCKHEAD | 230 | 230 | Steel Pole | 3.86 | 0 | 1 | 1351 SSAC | 212664 | 1758246 | 1970910 | 0 | 0 | 0 | 0 | 0 | 0 | 0 | 0 | 0 | 0 | 0 | 0 | 0 | 0 | 0 | 0 | 0 | 0 | 0 | 0 | 12 | 1
NO |  | 57 | 2016 | 0 | 33 | 33 |  | BUCKHEAD | BULL SLUICE | 230 | 230 | Steel Pole | 10.17 | 0 | 1 | 1351 ACSR | 560309 | 4632477 | 5192786 | 0 | 0 | 0 | 0 | 0 | 0 | 0 | 0 | 0 | 0 | 0 | 0 | 0 | 0 | 0 | 0 | 0 | 0 | 0 | 0 | 12 | 1
NO |  | 57 | 2016 | 0 | 34 | 34 |  | BOWEN | CARTERSVILLE | 230 | 230 | Steel Tower | 8.11 | 7.3 | 2 | 795 ACSR | 253007 | 2408965 | 2661972 | 0 | 0 | 0 | 0 | 0 | 0 | 0 | 0 | 0 | 0 | 0 | 0 | 0 | 0 | 0 | 0 | 0 | 0 | 0 | 0 | 12 | 1
NO |  | 57 | 2016 | 0 | 35 | 35 |  | BOWEN | PINSON | 230 | 230 | Steel H-Frame | 6.62 | 0 | 2 | 795 ACSR | 206524 | 1966381 | 2172905 | 0 | 0 | 0 | 0 | 0 | 0 | 0 | 0 | 0 | 0 | 0 | 0 | 0 | 0 | 0 | 0 | 0 | 0 | 0 | 0 | 12 | 1
NO |  | 57 | 2016 | 0 | 36 | 36 |  | TOTAL |  | 0 | 0 |  | 3624.45 | 59.23 | 166 |  | 153174156 | 1230241890 | 1383416044 | 0 | 0 | 0 | 0 | 0 | 0 | 0 | 0 | 0 | 0 | 0 | 0 | 0 | 0 | 0 | 0 | 0 | 0 | 0 | 0 | 12 | 1
NO |  | 57 | 2016 | 1 | 1 | 1 |  | BOWEN | PINSON-ATLANTIC STEEL 230 K | 230 | 230 | Steel H-Frame | 19.77 | 0 | 1 | 795 ACSR | 298850 | 4061789 | 4360640 | 0 | 0 | 0 | 0 | 0 | 0 | 0 | 0 | 0 | 0 | 0 | 0 | 0 | 0 | 0 | 0 | 0 | 0 | 0 | 0 | 12 | 1
NO |  | 57 | 2016 | 1 | 2 | 2 |  | BRANCH | EVANS 230 LINE | 0 | 0 | N/A | 0 | 0 | 0 |  | 0 | 3134 | 3134 | 0 | 0 | 0 | 0 | 0 | 0 | 0 | 0 | 0 | 0 | 0 | 0 | 0 | 0 | 0 | 0 | 0 | 0 | 0 | 0 | 12 | 1
NO |  | 57 | 2016 | 1 | 3 | 3 |  | BRANCH | GOSHEN 230KV LN | 230 | 230 | Steel H-Frame | 6.61 | 0 | 1 | 1351 ACSR | 0 | 953393 | 953393 | 0 | 0 | 0 | 0 | 0 | 0 | 0 | 0 | 0 | 0 | 0 | 0 | 0 | 0 | 0 | 0 | 0 | 0 | 0 | 0 | 12 | 1
NO |  | 57 | 2016 | 1 | 4 | 4 |  | BRANCH | PORTERDALE | 230 | 230 | Steel H-Frame | 51.95 | 0 | 1 | 1351 ACSR | 270954 | 7668593 | 7939547 | 0 | 0 | 0 | 0 | 0 | 0 | 0 | 0 | 0 | 0 | 0 | 0 | 0 | 0 | 0 | 0 | 0 | 0 | 0 | 0 | 12 | 1
NO |  | 57 | 2016 | 1 | 5 | 5 |  | KLONDIKE | MORROW | 230 | 230 | Steel H-Frame | 20.18 | 0 | 1 | 1351 ACSR | 105252 | 2978868 | 3084121 | 0 | 0 | 0 | 0 | 0 | 0 | 0 | 0 | 0 | 0 | 0 | 0 | 0 | 0 | 0 | 0 | 0 | 0 | 0 | 0 | 12 | 1
NO |  | 57 | 2016 | 1 | 6 | 6 |  | GRADY | KLONDIKE | 230 | 230 | Steel H-Frame | 0.4 | 0 | 1 | 795 ACSR | 2086 | 59046 | 61132 | 0 | 0 | 0 | 0 | 0 | 0 | 0 | 0 | 0 | 0 | 0 | 0 | 0 | 0 | 0 | 0 | 0 | 0 | 0 | 0 | 12 | 1
NO |  | 57 | 2016 | 1 | 7 | 7 |  | KLONDIKE | PORTERDALE | 230 | 230 | Steel Tower | 13.43 | 0 | 1 | 1351 ACSR | 70047 | 1982468 | 2052514 | 0 | 0 | 0 | 0 | 0 | 0 | 0 | 0 | 0 | 0 | 0 | 0 | 0 | 0 | 0 | 0 | 0 | 0 | 0 | 0 | 12 | 1
NO |  | 57 | 2016 | 1 | 8 | 8 |  | GRADY | KLONDIKE | 230 | 230 | Steel Tower | 5.6 | 0 | 1 | 795 ACSR | 29208 | 826643 | 855851 | 0 | 0 | 0 | 0 | 0 | 0 | 0 | 0 | 0 | 0 | 0 | 0 | 0 | 0 | 0 | 0 | 0 | 0 | 0 | 0 | 12 | 1
NO |  | 57 | 2016 | 1 | 9 | 9 |  | BRANCH | NORCROSS 230 KV LN | 230 | 230 | Steel H-Frame | 77.63 | 0 | 1 | 1351 ACSR | 470866 | 9139853 | 9610719 | 0 | 0 | 0 | 0 | 0 | 0 | 0 | 0 | 0 | 0 | 0 | 0 | 0 | 0 | 0 | 0 | 0 | 0 | 0 | 0 | 12 | 1
NO |  | 57 | 2016 | 1 | 10 | 10 |  | BRANCH | WINDER 230 KV LN | 230 | 230 | Steel H-Frame | 66.3 | 0 | 1 | 1351 ACSR | 266489 | 5893598 | 6160087 | 0 | 0 | 0 | 0 | 0 | 0 | 0 | 0 | 0 | 0 | 0 | 0 | 0 | 0 | 0 | 0 | 0 | 0 | 0 | 0 | 12 | 1
NO |  | 57 | 2016 | 1 | 11 | 11 |  | CARTERS DAM | COOSAWATTEE 230 KV LN | 230 | 230 | Steel H-Frame | 0.46 | 0 | 1 | 1033 ACSR | 0 | 227859 | 227859 | 0 | 0 | 0 | 0 | 0 | 0 | 0 | 0 | 0 | 0 | 0 | 0 | 0 | 0 | 0 | 0 | 0 | 0 | 0 | 0 | 12 | 1
NO |  | 57 | 2016 | 1 | 12 | 12 |  | CENTER | EAST WATKINSVILLE 230 | 0 | 0 |  | 0 | 0 | 0 |  | 0 | 140656 | 140656 | 0 | 0 | 0 | 0 | 0 | 0 | 0 | 0 | 0 | 0 | 0 | 0 | 0 | 0 | 0 | 0 | 0 | 0 | 0 | 0 | 12 | 1
NO |  | 57 | 2016 | 1 | 13 | 13 |  | ALPHARETTA | OCEE | 230 | 230 | Steel H-Frame | 5.46 | 0 | 1 | 1351 ACSR | 57985 | 835235 | 893220 | 0 | 0 | 0 | 0 | 0 | 0 | 0 | 0 | 0 | 0 | 0 | 0 | 0 | 0 | 0 | 0 | 0 | 0 | 0 | 0 | 12 | 1
NO |  | 57 | 2016 | 1 | 14 | 14 |  | CARTERS DAM | EAST DALTON | 230 | 230 | Steel H-Frame | 19.57 | 0 | 1 | 1033 ACSR | 207833 | 2993691 | 3201524 | 0 | 0 | 0 | 0 | 0 | 0 | 0 | 0 | 0 | 0 | 0 | 0 | 0 | 0 | 0 | 0 | 0 | 0 | 0 | 0 | 12 | 1
NO |  | 57 | 2016 | 1 | 15 | 15 |  | MCGRAU | FORD LOOP | 230 | 230 | Steel H-Frame | 1.97 | 1.65 | 2 | 2-795 ACSR | 20921 | 301358 | 322279 | 0 | 0 | 0 | 0 | 0 | 0 | 0 | 0 | 0 | 0 | 0 | 0 | 0 | 0 | 0 | 0 | 0 | 0 | 0 | 0 | 12 | 1
NO |  | 57 | 2016 | 1 | 16 | 16 |  | NELSON | OCEE | 230 | 230 | Steel H-Frame | 30.61 | 0 | 1 | 1033 ACSR | 325077 | 4682519 | 5007596 | 0 | 0 | 0 | 0 | 0 | 0 | 0 | 0 | 0 | 0 | 0 | 0 | 0 | 0 | 0 | 0 | 0 | 0 | 0 | 0 | 12 | 1
NO |  | 57 | 2016 | 1 | 17 | 17 |  | NORCROSS | OCEE | 230 | 230 | Steel H-Frame | 10.86 | 0 | 1 | 1033 ACSR | 115333 | 1661292 | 1776625 | 0 | 0 | 0 | 0 | 0 | 0 | 0 | 0 | 0 | 0 | 0 | 0 | 0 | 0 | 0 | 0 | 0 | 0 | 0 | 0 | 12 | 1
NO |  | 57 | 2016 | 1 | 18 | 18 |  | E. DALTON | OOSTANAULA-PINSON 230KV | 230 | 230 | Steel H-Frame | 11.41 | 0 | 1 | 795 ACSR | 31480 | 3220263 | 3251743 | 0 | 0 | 0 | 0 | 0 | 0 | 0 | 0 | 0 | 0 | 0 | 0 | 0 | 0 | 0 | 0 | 0 | 0 | 0 | 0 | 12 | 1
NO |  | 57 | 2016 | 1 | 19 | 19 |  | EVANS | DUM JON 230 KV LN | 230 | 230 | Steel Pole | 34.11 | 0 | 1 | 1351 ACSR | 4093779 | 30699664 | 34793442 | 0 | 0 | 0 | 0 | 0 | 0 | 0 | 0 | 0 | 0 | 0 | 0 | 0 | 0 | 0 | 0 | 0 | 0 | 0 | 0 | 12 | 1
NO |  | 57 | 2016 | 1 | 20 | 20 |  | FARLEY | SOUTH BAINBRIDGE 230 KV LN | 230 | 230 | Steel H-Frame | 53.4 | 0 | 1 | 1351 ACSR | 860609 | 10142107 | 11002716 | 0 | 0 | 0 | 0 | 0 | 0 | 0 | 0 | 0 | 0 | 0 | 0 | 0 | 0 | 0 | 0 | 0 | 0 | 0 | 0 | 12 | 1
NO |  | 57 | 2016 | 1 | 21 | 21 |  | FORREST RD | S MACON 230KV LN | 0 | 0 | N/A | 0 | 0 | 0 |  | 0 | 37607 | 37607 | 0 | 0 | 0 | 0 | 0 | 0 | 0 | 0 | 0 | 0 | 0 | 0 | 0 | 0 | 0 | 0 | 0 | 0 | 0 | 0 | 12 | 1
NO |  | 57 | 2016 | 1 | 22 | 22 |  | FORTSON | EAST COLUMBUS 230 KV | 0 | 0 | N/A | 0 | 0 | 0 |  | 26020 | 384389 | 410409 | 0 | 0 | 0 | 0 | 0 | 0 | 0 | 0 | 0 | 0 | 0 | 0 | 0 | 0 | 0 | 0 | 0 | 0 | 0 | 0 | 12 | 1
NO |  | 57 | 2016 | 1 | 23 | 23 |  | GAINESVILLE | CENTER 230 KV LN | 230 | 230 | Steel H-Frame | 22.91 | 0 | 1 | 1351 ACSR | 538838 | 4866082 | 5404920 | 0 | 0 | 0 | 0 | 0 | 0 | 0 | 0 | 0 | 0 | 0 | 0 | 0 | 0 | 0 | 0 | 0 | 0 | 0 | 0 | 12 | 1
NO |  | 57 | 2016 | 1 | 24 | 24 |  | GAINESVILLE | CENTER 230 KV LN | 230 | 230 | Steel Pole | 9.46 | 0 | 1 | 795 ACSR | 222497 | 2009303 | 2231800 | 0 | 0 | 0 | 0 | 0 | 0 | 0 | 0 | 0 | 0 | 0 | 0 | 0 | 0 | 0 | 0 | 0 | 0 | 0 | 0 | 12 | 1
NO |  | 57 | 2016 | 1 | 25 | 25 |  | GOAT ROCK | BONAIRE 230 KV LN | 230 | 230 | Steel H-Frame | 9.93 | 0 | 1 | 795 ACSR | 17918 | 5875216 | 5893134 | 0 | 0 | 0 | 0 | 0 | 0 | 0 | 0 | 0 | 0 | 0 | 0 | 0 | 0 | 0 | 0 | 0 | 0 | 0 | 0 | 12 | 1
NO |  | 57 | 2016 | 1 | 26 | 26 |  | GOAT ROCK | NORTH TIFTON 230 KV LN | 230 | 230 | Steel H-Frame | 9.93 | 0 | 1 | 795 ACSR | 24391 | 4607111 | 4631502 | 0 | 0 | 0 | 0 | 0 | 0 | 0 | 0 | 0 | 0 | 0 | 0 | 0 | 0 | 0 | 0 | 0 | 0 | 0 | 0 | 12 | 1
NO |  | 57 | 2016 | 1 | 27 | 27 |  | GOAT ROCK | 1ST AVE COLS 230 KV LN | 230 | 230 | Steel H-Frame | 10.67 | 0 | 2 | 795 ACSR | 155191 | 2862358 | 3017549 | 0 | 0 | 0 | 0 | 0 | 0 | 0 | 0 | 0 | 0 | 0 | 0 | 0 | 0 | 0 | 0 | 0 | 0 | 0 | 0 | 12 | 1
NO |  | 57 | 2016 | 1 | 28 | 28 |  | GOAT ROCK | 1ST AVE COLUMBUS #2 230 KV | 230 | 230 | Steel Tower | 0 | 0.92 | 2 | 795 ACSR | 0 | 0 | 0 | 0 | 0 | 0 | 0 | 0 | 0 | 0 | 0 | 0 | 0 | 0 | 0 | 0 | 0 | 0 | 0 | 0 | 0 | 0 | 0 | 12 | 1
NO |  | 57 | 2016 | 1 | 29 | 29 |  | GOAT ROCK | 1ST AVE COLUMBUS #2 230 KV | 230 | 230 | Steel H-Frame | 9.74 | 0 | 1 | 1351 ACSR | 48243 | 758319 | 806562 | 0 | 0 | 0 | 0 | 0 | 0 | 0 | 0 | 0 | 0 | 0 | 0 | 0 | 0 | 0 | 0 | 0 | 0 | 0 | 0 | 12 | 1
NO |  | 57 | 2016 | 1 | 30 | 30 |  | GOSHEN | SOUTH AUGUSTA 230 KV LN | 230 | 230 | Steel Pole | 14.83 | 0 | 1 | 1351 ACSR | 336767 | 6567430 | 6904198 | 0 | 0 | 0 | 0 | 0 | 0 | 0 | 0 | 0 | 0 | 0 | 0 | 0 | 0 | 0 | 0 | 0 | 0 | 0 | 0 | 12 | 1
NO |  | 57 | 2016 | 1 | 31 | 31 |  | GOSHEN | VOGTLE-WADLEY 230 KV LN | 230 | 230 | Steel H-Frame | 47.96 | 0 | 1 | 795 ACSR | 486214 | 6360754 | 6846968 | 0 | 0 | 0 | 0 | 0 | 0 | 0 | 0 | 0 | 0 | 0 | 0 | 0 | 0 | 0 | 0 | 0 | 0 | 0 | 0 | 12 | 1
NO |  | 57 | 2016 | 1 | 32 | 32 |  | GRADY | WABASH-BOULEVARD 230 KV LN | 230 | 230 | Steel Pole | 3.38 | 0 | 1 | 1351 AAC | 707 | 2937738 | 2938445 | 0 | 0 | 0 | 0 | 0 | 0 | 0 | 0 | 0 | 0 | 0 | 0 | 0 | 0 | 0 | 0 | 0 | 0 | 0 | 0 | 12 | 1
NO |  | 57 | 2016 | 1 | 33 | 33 |  | GRADY | WABASH-BOULEVARD 230 KV LN | 230 | 230 | Steel Pole | 3.69 | 0 | 1 | 1351 ACSR | 772 | 3207175 | 3207947 | 0 | 0 | 0 | 0 | 0 | 0 | 0 | 0 | 0 | 0 | 0 | 0 | 0 | 0 | 0 | 0 | 0 | 0 | 0 | 0 | 12 | 1
NO |  | 57 | 2016 | 1 | 34 | 34 |  | HAMMOND | ALABAMA 230 KV LN | 230 | 230 | Steel H-Frame | 11.15 | 0 | 1 | 1033 ACSR | 125833 | 1973633 | 2099466 | 0 | 0 | 0 | 0 | 0 | 0 | 0 | 0 | 0 | 0 | 0 | 0 | 0 | 0 | 0 | 0 | 0 | 0 | 0 | 0 | 12 | 1
NO |  | 57 | 2016 | 1 | 35 | 35 |  | HAMMOND | BOWEN NORTH 230 KV LN | 0 | 0 | N/A | 0 | 0 | 0 |  | 0 | 1101720 | 1101720 | 0 | 0 | 0 | 0 | 0 | 0 | 0 | 0 | 0 | 0 | 0 | 0 | 0 | 0 | 0 | 0 | 0 | 0 | 0 | 0 | 12 | 1
NO |  | 57 | 2016 | 2 | 1 | 1 |  | HAMMOND | BOWEN SOUTH 230 KV LN | 230 | 230 | Steel H-Frame | 30.28 | 0 | 1 | 1351 ACSR | 211505 | 4187116 | 4398621 | 0 | 0 | 0 | 0 | 0 | 0 | 0 | 0 | 0 | 0 | 0 | 0 | 0 | 0 | 0 | 0 | 0 | 0 | 0 | 0 | 12 | 1
NO |  | 57 | 2016 | 2 | 2 | 2 |  | HAMMOND | BREMEN 230 KV LN | 230 | 230 | Steel H-Frame | 51.62 | 0 | 1 | 795 ACSR | 5873618 | 25872239 | 31745857 | 0 | 0 | 0 | 0 | 0 | 0 | 0 | 0 | 0 | 0 | 0 | 0 | 0 | 0 | 0 | 0 | 0 | 0 | 0 | 0 | 12 | 1
NO |  | 57 | 2016 | 2 | 3 | 3 |  | HAMMOND | ROCK SPRINGS 230 KV LN | 230 | 230 | Steel H-Frame | 83.39 | 0 | 1 | 1351 ACSR | 699832 | 14828713 | 15528545 | 0 | 0 | 0 | 0 | 0 | 0 | 0 | 0 | 0 | 0 | 0 | 0 | 0 | 0 | 0 | 0 | 0 | 0 | 0 | 0 | 12 | 1
NO |  | 57 | 2016 | 2 | 4 | 4 |  | HATCH | OFFERMAN 230KV LN | 0 | 0 | N/A | 0 | 0 | 0 |  | 0 | 41447 | 41447 | 0 | 0 | 0 | 0 | 0 | 0 | 0 | 0 | 0 | 0 | 0 | 0 | 0 | 0 | 0 | 0 | 0 | 0 | 0 | 0 | 12 | 1
NO |  | 57 | 2016 | 2 | 5 | 5 |  | KINGSLAND | FLA POWER & LIGHT 230 KV LN | 230 | 230 | Steel H-Frame | 4.18 | 0 | 1 | 1351 ACSR | 156797 | 2428806 | 2585603 | 0 | 0 | 0 | 0 | 0 | 0 | 0 | 0 | 0 | 0 | 0 | 0 | 0 | 0 | 0 | 0 | 0 | 0 | 0 | 0 | 12 | 1
NO |  | 57 | 2016 | 2 | 6 | 6 |  | MCDONOUGH | EAST POINT 230 KV LN | 230 | 230 | Steel Tower | 12.35 | 12.38 | 1 | 1351 ACSR | 278259 | 2656273 | 2934531 | 0 | 0 | 0 | 0 | 0 | 0 | 0 | 0 | 0 | 0 | 0 | 0 | 0 | 0 | 0 | 0 | 0 | 0 | 0 | 0 | 12 | 1
NO |  | 57 | 2016 | 2 | 7 | 7 |  | MCDONOUGH | NORTHWEST #1 230 KV LN | 230 | 230 | Steel Tower | 4.59 | 0 | 1 | 1351 ACSR | 2954750 | 12047375 | 15002125 | 0 | 0 | 0 | 0 | 0 | 0 | 0 | 0 | 0 | 0 | 0 | 0 | 0 | 0 | 0 | 0 | 0 | 0 | 0 | 0 | 12 | 1
NO |  | 57 | 2016 | 2 | 8 | 8 |  | MCDONOUGH | NORTHWEST #2 230 KV LN | 230 | 230 | Steel Tower | 0 | 4.58 | 1 | 1351 ACSR | 23367 | 379544 | 402912 | 0 | 0 | 0 | 0 | 0 | 0 | 0 | 0 | 0 | 0 | 0 | 0 | 0 | 0 | 0 | 0 | 0 | 0 | 0 | 0 | 12 | 1
NO |  | 57 | 2016 | 2 | 9 | 9 |  | MCDONOUGH | PEACHTREE-BLVD DC 230 KV LN | 230 | 230 | Steel Tower | 12.58 | 0 | 1 | 1351 ACSR | 5836431 | 32211895 | 38048326 | 0 | 0 | 0 | 0 | 0 | 0 | 0 | 0 | 0 | 0 | 0 | 0 | 0 | 0 | 0 | 0 | 0 | 0 | 0 | 0 | 12 | 1
NO |  | 57 | 2016 | 2 | 10 | 10 |  | MITCHELL | N TIFTON 230 KV LN | 230 | 230 | Steel H-Frame | 35.22 | 0 | 1 | 795 ACSR | 107179 | 4345387 | 4452566 | 0 | 0 | 0 | 0 | 0 | 0 | 0 | 0 | 0 | 0 | 0 | 0 | 0 | 0 | 0 | 0 | 0 | 0 | 0 | 0 | 12 | 1
NO |  | 57 | 2016 | 2 | 11 | 11 |  | MITCHELL | SLAPPEY DRIVE 230 KV | 115 | 230 | Steel H-Frame | 0 | 0 | 1 | 1351 ACSR | 105970 | 1169357 | 1275327 | 0 | 0 | 0 | 0 | 0 | 0 | 0 | 0 | 0 | 0 | 0 | 0 | 0 | 0 | 0 | 0 | 0 | 0 | 0 | 0 | 12 | 1
NO |  | 57 | 2016 | 2 | 12 | 12 |  | MORROW | ALABAMA STATE LINE 230 KV L | 230 | 230 | Steel H-Frame | 32.9 | 0 | 1 | 1351 ACSR | 40061 | 9532796 | 9572857 | 0 | 0 | 0 | 0 | 0 | 0 | 0 | 0 | 0 | 0 | 0 | 0 | 0 | 0 | 0 | 0 | 0 | 0 | 0 | 0 | 12 | 1
NO |  | 57 | 2016 | 2 | 13 | 13 |  | MORROW | ALABAMA STATE LINE 230 KV L | 230 | 230 | Steel Tower | 8.42 | 3.25 | 2 | 1351 ACSR | 10253 | 2439700 | 2449953 | 0 | 0 | 0 | 0 | 0 | 0 | 0 | 0 | 0 | 0 | 0 | 0 | 0 | 0 | 0 | 0 | 0 | 0 | 0 | 0 | 12 | 1
NO |  | 57 | 2016 | 2 | 14 | 14 |  | MORROW | ALABAMA STATE LINE 230 KV L | 230 | 230 | Steel H-Frame | 23.38 | 0 | 1 | 1351 ACSR | 28469 | 6774370 | 6802839 | 0 | 0 | 0 | 0 | 0 | 0 | 0 | 0 | 0 | 0 | 0 | 0 | 0 | 0 | 0 | 0 | 0 | 0 | 0 | 0 | 12 | 1
NO |  | 57 | 2016 | 2 | 15 | 15 |  | MORROW | GRADY 230 KV LN | 230 | 230 | Steel Tower | 0 | 9.6 | 1 | 795 ACSR | 0 | 1512324 | 1512324 | 0 | 0 | 0 | 0 | 0 | 0 | 0 | 0 | 0 | 0 | 0 | 0 | 0 | 0 | 0 | 0 | 0 | 0 | 0 | 0 | 12 | 1
NO |  | 57 | 2016 | 2 | 16 | 16 |  | MORROW | WINDER 230 KV LN | 230 | 230 | Steel H-Frame | 6.63 | 0 | 1 | 1622 ACSR | 27564 | 798147 | 825711 | 0 | 0 | 0 | 0 | 0 | 0 | 0 | 0 | 0 | 0 | 0 | 0 | 0 | 0 | 0 | 0 | 0 | 0 | 0 | 0 | 12 | 1
NO |  | 57 | 2016 | 2 | 17 | 17 |  | MORROW | WINDER 230 KV LN | 230 | 230 | Steel H-Frame | 38.62 | 0 | 1 | 795 ACSR | 160560 | 4649239 | 4809798 | 0 | 0 | 0 | 0 | 0 | 0 | 0 | 0 | 0 | 0 | 0 | 0 | 0 | 0 | 0 | 0 | 0 | 0 | 0 | 0 | 12 | 1
NO |  | 57 | 2016 | 2 | 18 | 18 |  | N TIFTON | FLA ST LN 230 KV LN | 230 | 230 | Steel H-Frame | 64.64 | 0 | 1 | 1033 ACSR | 293057 | 4466831 | 4759887 | 0 | 0 | 0 | 0 | 0 | 0 | 0 | 0 | 0 | 0 | 0 | 0 | 0 | 0 | 0 | 0 | 0 | 0 | 0 | 0 | 12 | 1
NO |  | 57 | 2016 | 2 | 19 | 19 |  | NORCROSS | MOR FALL-NO MARIETTA 230 KV | 230 | 230 | Steel Pole | 1.14 | 0 | 1 | 1351 ACSR | 8161 | 383889 | 392050 | 0 | 0 | 0 | 0 | 0 | 0 | 0 | 0 | 0 | 0 | 0 | 0 | 0 | 0 | 0 | 0 | 0 | 0 | 0 | 0 | 12 | 1
NO |  | 57 | 2016 | 2 | 20 | 20 |  | NORCROSS | MOR FALL-NO MARIETTA 230 KV | 230 | 230 | Steel Tower | 25.36 | 0 | 1 | 1351 ACSR | 181550 | 8539850 | 8721400 | 0 | 0 | 0 | 0 | 0 | 0 | 0 | 0 | 0 | 0 | 0 | 0 | 0 | 0 | 0 | 0 | 0 | 0 | 0 | 0 | 12 | 1
NO |  | 57 | 2016 | 2 | 21 | 21 |  | NORCROSS | SCOTTDALE-BLVD 230 KV LN | 230 | 230 | Steel Pole | 13.29 | 0 | 1 | 1351 ACSR | 216063 | 2258510 | 2474573 | 0 | 0 | 0 | 0 | 0 | 0 | 0 | 0 | 0 | 0 | 0 | 0 | 0 | 0 | 0 | 0 | 0 | 0 | 0 | 0 | 12 | 1
NO |  | 57 | 2016 | 2 | 22 | 22 |  | NORCROSS | SCOTTDALE-BLVD 230 KV LN | 230 | 230 | Steel Tower | 23.69 | 0 | 2 | 1351 ACSR | 385142 | 4025892 | 4411034 | 0 | 0 | 0 | 0 | 0 | 0 | 0 | 0 | 0 | 0 | 0 | 0 | 0 | 0 | 0 | 0 | 0 | 0 | 0 | 0 | 12 | 1
NO |  | 57 | 2016 | 2 | 23 | 23 |  | OHARA | SOUTH GRIFFIN 230 KV LN | 230 | 230 | Steel H-Frame | 2.03 | 0 | 1 | 1033 ACSR | 0 | 489942 | 489942 | 0 | 0 | 0 | 0 | 0 | 0 | 0 | 0 | 0 | 0 | 0 | 0 | 0 | 0 | 0 | 0 | 0 | 0 | 0 | 0 | 12 | 1
NO |  | 57 | 2016 | 2 | 24 | 24 |  | OFFERMAN | W BRUNSWICK #1 230 KV LN | 230 | 230 | Steel H-Frame | 39.22 | 0 | 1 | 1033 ACSR | 131794 | 3781970 | 3913764 | 0 | 0 | 0 | 0 | 0 | 0 | 0 | 0 | 0 | 0 | 0 | 0 | 0 | 0 | 0 | 0 | 0 | 0 | 0 | 0 | 12 | 1
NO |  | 57 | 2016 | 2 | 25 | 25 |  | OFFERMAN | WEST BRUNSWICK 230 KV LN | 0 | 0 | N/A | 0 | 0 | 0 |  | 86118 | 903840 | 989958 | 0 | 0 | 0 | 0 | 0 | 0 | 0 | 0 | 0 | 0 | 0 | 0 | 0 | 0 | 0 | 0 | 0 | 0 | 0 | 0 | 12 | 1
NO |  | 57 | 2016 | 2 | 26 | 26 |  | PARKAIRE | PERIMETER CENTER 230 KV LN | 230 | 230 | Steel Pole | 6.08 | 0 | 1 | 1351 ACSR | 255475 | 2256133 | 2511607 | 0 | 0 | 0 | 0 | 0 | 0 | 0 | 0 | 0 | 0 | 0 | 0 | 0 | 0 | 0 | 0 | 0 | 0 | 0 | 0 | 12 | 1
NO |  | 57 | 2016 | 2 | 27 | 27 |  | PERIMETER CENTER | JOHNSON FY-DERING CIR | 230 | 230 | Steel Pole | 7.21 | 0 | 1 | 1351 ACSR | 552906 | 12513072 | 13065978 | 0 | 0 | 0 | 0 | 0 | 0 | 0 | 0 | 0 | 0 | 0 | 0 | 0 | 0 | 0 | 0 | 0 | 0 | 0 | 0 | 12 | 1
NO |  | 57 | 2016 | 2 | 28 | 28 |  | PERIMETER CENTER | JOHNSON FY-DERING CIR | 230 | 230 | UG Duct | 0.2 | 0 | 1 | 3000 XLPE | 15337 | 347103 | 362440 | 0 | 0 | 0 | 0 | 0 | 0 | 0 | 0 | 0 | 0 | 0 | 0 | 0 | 0 | 0 | 0 | 0 | 0 | 0 | 0 | 12 | 1
NO |  | 57 | 2016 | 2 | 29 | 29 |  | E DALTON | ROCK SPRINGS-TVA 230 KV LN | 230 | 230 | Steel H-Frame | 27.9 | 0 | 1 | 1351 ACSR | 285837 | 2824721 | 3110559 | 0 | 0 | 0 | 0 | 0 | 0 | 0 | 0 | 0 | 0 | 0 | 0 | 0 | 0 | 0 | 0 | 0 | 0 | 0 | 0 | 12 | 1
NO |  | 57 | 2016 | 2 | 30 | 30 |  | E DALTON | ROCK SPRINGS 230 KV LN | 230 | 230 | Steel H-Frame | 15.35 | 0 | 1 | 1351 ACSR | 0 | 2259462 | 2259462 | 0 | 0 | 0 | 0 | 0 | 0 | 0 | 0 | 0 | 0 | 0 | 0 | 0 | 0 | 0 | 0 | 0 | 0 | 0 | 0 | 12 | 1
NO |  | 57 | 2016 | 2 | 31 | 31 |  | RUSSELL DAM | E. WATKINSVILLE 230 KV LN | 230 | 230 | Steel Pole | 7.81 | 0 | 1 | 795 ACSR | 305814 | 2202778 | 2508592 | 0 | 0 | 0 | 0 | 0 | 0 | 0 | 0 | 0 | 0 | 0 | 0 | 0 | 0 | 0 | 0 | 0 | 0 | 0 | 0 | 12 | 1
NO |  | 57 | 2016 | 2 | 32 | 32 |  | RUSSELL DAM | E. WATKINSVILLE 230 KV LN | 230 | 230 | Steel H-Frame | 62.29 | 0 | 1 | 1351 ACSR | 2439072 | 17568636 | 20007709 | 0 | 0 | 0 | 0 | 0 | 0 | 0 | 0 | 0 | 0 | 0 | 0 | 0 | 0 | 0 | 0 | 0 | 0 | 0 | 0 | 12 | 1
NO |  | 57 | 2016 | 2 | 33 | 33 |  | S BAINBRIDGE | FLA ST LN 230 KV LN | 230 | 230 | Steel H-Frame | 32.72 | 0 | 1 | 1033 ACSR | 471566 | 4711273 | 5182839 | 0 | 0 | 0 | 0 | 0 | 0 | 0 | 0 | 0 | 0 | 0 | 0 | 0 | 0 | 0 | 0 | 0 | 0 | 0 | 0 | 12 | 1
NO |  | 57 | 2016 | 2 | 34 | 34 |  | SOUTH AUGUSTA | 15TH ST 230 KV | 115 | 230 | Steel Pole | 1.23 | 0 | 1 | 1351 ACSR | 113799 | 1652797 | 1766597 | 0 | 0 | 0 | 0 | 0 | 0 | 0 | 0 | 0 | 0 | 0 | 0 | 0 | 0 | 0 | 0 | 0 | 0 | 0 | 0 | 12 | 1
NO |  | 57 | 2016 | 2 | 35 | 35 |  | JONESBORO | STOCKBRIDGE 230KV | 230 | 230 | Steel Pole | 5.12 | 0 | 2 | 1351 ACSR | 0 | 4056849 | 4056849 | 0 | 0 | 0 | 0 | 0 | 0 | 0 | 0 | 0 | 0 | 0 | 0 | 0 | 0 | 0 | 0 | 0 | 0 | 0 | 0 | 12 | 1
NO |  | 57 | 2016 | 3 | 1 | 1 |  | SOUTHALL | WINDER 230KV LN | 0 | 0 | N/A | 0 | 0 | 0 |  | 0 | 17461 | 17461 | 0 | 0 | 0 | 0 | 0 | 0 | 0 | 0 | 0 | 0 | 0 | 0 | 0 | 0 | 0 | 0 | 0 | 0 | 0 | 0 | 12 | 1
NO |  | 57 | 2016 | 3 | 2 | 2 |  | STATESBORO | SAVANNAH 230 KV LN | 230 | 230 | Steel H-Frame | 16.06 | 0 | 1 | 1033 ACSR | 254150 | 1330566 | 1584716 | 0 | 0 | 0 | 0 | 0 | 0 | 0 | 0 | 0 | 0 | 0 | 0 | 0 | 0 | 0 | 0 | 0 | 0 | 0 | 0 | 12 | 1
NO |  | 57 | 2016 | 3 | 3 | 3 |  | UNION CITY | EAST POINT #1 230 KV LN | 230 | 230 | Steel Tower | 11.04 | 0 | 1 | 1590 ACSR | 6779 | 2062178 | 2068957 | 0 | 0 | 0 | 0 | 0 | 0 | 0 | 0 | 0 | 0 | 0 | 0 | 0 | 0 | 0 | 0 | 0 | 0 | 0 | 0 | 12 | 1
NO |  | 57 | 2016 | 3 | 4 | 4 |  | UNION CITY | EAST POINT #2 230 KV LN | 230 | 230 | Steel Tower | 4.54 | 6.6 | 1 | 1590 ACSR | 51850 | 1798504 | 1850354 | 0 | 0 | 0 | 0 | 0 | 0 | 0 | 0 | 0 | 0 | 0 | 0 | 0 | 0 | 0 | 0 | 0 | 0 | 0 | 0 | 12 | 1
NO |  | 57 | 2016 | 3 | 5 | 5 |  | UNION CITY | SOUTH GRIFFIN 230 KV LN | 230 | 230 | Steel H-Frame | 2.01 | 0 | 1 | 1033 ACSR | 330836 | 815514 | 1146350 | 0 | 0 | 0 | 0 | 0 | 0 | 0 | 0 | 0 | 0 | 0 | 0 | 0 | 0 | 0 | 0 | 0 | 0 | 0 | 0 | 12 | 1
NO |  | 57 | 2016 | 3 | 6 | 6 |  | VIDALIA | W BRUNSWICK 230 KV LN | 230 | 230 | Steel H-Frame | 100.54 | 0 | 1 | 1033 ACSR | 481097 | 7727824 | 8208922 | 0 | 0 | 0 | 0 | 0 | 0 | 0 | 0 | 0 | 0 | 0 | 0 | 0 | 0 | 0 | 0 | 0 | 0 | 0 | 0 | 12 | 1
NO |  | 57 | 2016 | 3 | 7 | 7 |  | VILLA RICA | EAST POINT 230 KV LN | 230 | 230 | Steel H-Frame | 30.56 | 0 | 1 | 1351 ACSR | 61137 | 5182208 | 5243345 | 0 | 0 | 0 | 0 | 0 | 0 | 0 | 0 | 0 | 0 | 0 | 0 | 0 | 0 | 0 | 0 | 0 | 0 | 0 | 0 | 12 | 1
NO |  | 57 | 2016 | 3 | 8 | 8 |  | WADLEY | VIDALIA | 230 | 230 | Steel H-Frame | 46.13 | 0 | 1 | 1033 ACSR | 0 | 4844383 | 4844383 | 0 | 0 | 0 | 0 | 0 | 0 | 0 | 0 | 0 | 0 | 0 | 0 | 0 | 0 | 0 | 0 | 0 | 0 | 0 | 0 | 12 | 1
NO |  | 57 | 2016 | 3 | 9 | 9 |  | WADLEY | VIDALIA | 230 | 230 | Steel H-Frame | 46.16 | 0 | 1 | 1033 ACSR | 247258 | 4987278 | 5234536 | 0 | 0 | 0 | 0 | 0 | 0 | 0 | 0 | 0 | 0 | 0 | 0 | 0 | 0 | 0 | 0 | 0 | 0 | 0 | 0 | 12 | 1
NO |  | 57 | 2016 | 3 | 10 | 10 |  | WALLACE DAM | EATONTON 230 KV LN | 230 | 230 | Steel H-Frame | 15.63 | 0 | 1 | 1351 ACSR | 211421 | 1682281 | 1893702 | 0 | 0 | 0 | 0 | 0 | 0 | 0 | 0 | 0 | 0 | 0 | 0 | 0 | 0 | 0 | 0 | 0 | 0 | 0 | 0 | 12 | 1
NO |  | 57 | 2016 | 3 | 11 | 11 |  | WEST BRUNSWICK | KINGSLAND 230 KV LN | 230 | 230 | Steel H-Frame | 35.96 | 0 | 1 | 1351 ACSR | 1031771 | 10184893 | 11216664 | 0 | 0 | 0 | 0 | 0 | 0 | 0 | 0 | 0 | 0 | 0 | 0 | 0 | 0 | 0 | 0 | 0 | 0 | 0 | 0 | 12 | 1
NO |  | 57 | 2016 | 3 | 12 | 12 |  | WEST BRUNSWICK | MCMANUS 230 KV LN | 230 | 230 | Steel H-Frame | 6.21 | 0 | 1 | 1351 ACSR | 98405 | 2428611 | 2527016 | 0 | 0 | 0 | 0 | 0 | 0 | 0 | 0 | 0 | 0 | 0 | 0 | 0 | 0 | 0 | 0 | 0 | 0 | 0 | 0 | 12 | 1
NO |  | 57 | 2016 | 3 | 13 | 13 |  | YATES #5 | YATES #6 & #7 230 KV LN | 230 | 230 | Steel H-Frame | 0.75 | 0 | 1 | 1033 ACSR | 0 | 325392 | 325392 | 0 | 0 | 0 | 0 | 0 | 0 | 0 | 0 | 0 | 0 | 0 | 0 | 0 | 0 | 0 | 0 | 0 | 0 | 0 | 0 | 12 | 1
NO |  | 57 | 2016 | 3 | 14 | 14 |  | YATES | BONAIRE 230 KV LN | 230 | 230 | Steel H-Frame | 9.96 | 0 | 1 | 1033 ACSR | 31133 | 1924629 | 1955762 | 0 | 0 | 0 | 0 | 0 | 0 | 0 | 0 | 0 | 0 | 0 | 0 | 0 | 0 | 0 | 0 | 0 | 0 | 0 | 0 | 12 | 1
NO |  | 57 | 2016 | 3 | 15 | 15 |  | YATES | MORROW 230 KV LN | 230 | 230 | Steel Tower | 11.67 | 0 | 2 | 1351 ACSR | 135348 | 1852892 | 1988240 | 0 | 0 | 0 | 0 | 0 | 0 | 0 | 0 | 0 | 0 | 0 | 0 | 0 | 0 | 0 | 0 | 0 | 0 | 0 | 0 | 12 | 1
NO |  | 57 | 2016 | 3 | 16 | 16 |  | YATES | MORROW 230 KV LN | 230 | 230 | Steel H-Frame | 23.39 | 0 | 1 | 1033 ACSR | 271276 | 3713722 | 3984998 | 0 | 0 | 0 | 0 | 0 | 0 | 0 | 0 | 0 | 0 | 0 | 0 | 0 | 0 | 0 | 0 | 0 | 0 | 0 | 0 | 12 | 1
NO |  | 57 | 2016 | 3 | 17 | 17 |  | MCINTOSH CT | 230 KV TIE LINE | 0 | 0 | N/A | 0 | 0 | 0 |  | 0 | 454038 | 454038 | 0 | 0 | 0 | 0 | 0 | 0 | 0 | 0 | 0 | 0 | 0 | 0 | 0 | 0 | 0 | 0 | 0 | 0 | 0 | 0 | 12 | 1
NO |  | 57 | 2016 | 3 | 18 | 18 |  | KINGSLAND | KINGS BAY #1 230 KV LN | 230 | 230 | Steel H-Frame | 7.96 | 0 | 1 | 1351 ASCR | 535649 | 2939913 | 3475562 | 0 | 0 | 0 | 0 | 0 | 0 | 0 | 0 | 0 | 0 | 0 | 0 | 0 | 0 | 0 | 0 | 0 | 0 | 0 | 0 | 12 | 1
NO |  | 57 | 2016 | 3 | 19 | 19 |  | COLERAIN | KINGS BAY #2 230 KV LN | 230 | 230 | Steel H-Frame | 7.87 | 0 | 1 | 1351 ACSR | 13429 | 1535233 | 1548662 | 0 | 0 | 0 | 0 | 0 | 0 | 0 | 0 | 0 | 0 | 0 | 0 | 0 | 0 | 0 | 0 | 0 | 0 | 0 | 0 | 12 | 1
NO |  | 57 | 2016 | 3 | 20 | 20 |  | ALPHARETTA | OLD ALABAMA RD 230 KV LN | 230 | 230 | Steel Pole | 2.95 | 0 | 1 | 1622 ACSR/TW | 1204520 | 3357034 | 4561554 | 0 | 0 | 0 | 0 | 0 | 0 | 0 | 0 | 0 | 0 | 0 | 0 | 0 | 0 | 0 | 0 | 0 | 0 | 0 | 0 | 12 | 1
NO |  | 57 | 2016 | 3 | 21 | 21 |  | VOGTLE | SAVANNAH RIVER PLT (SCEG) 2 | 230 | 230 | Steel H-Frame | 3.99 | 0 | 1 | 1351 ACSR | 113031 | 1959521 | 2072552 | 0 | 0 | 0 | 0 | 0 | 0 | 0 | 0 | 0 | 0 | 0 | 0 | 0 | 0 | 0 | 0 | 0 | 0 | 0 | 0 | 12 | 1
NO |  | 57 | 2016 | 3 | 22 | 22 |  | BIG SHANTY | WOODSTOCK 230 KV LN | 0 | 0 | N/A | 0 | 0 | 0 |  | 0 | 1579498 | 1579498 | 0 | 0 | 0 | 0 | 0 | 0 | 0 | 0 | 0 | 0 | 0 | 0 | 0 | 0 | 0 | 0 | 0 | 0 | 0 | 0 | 12 | 1
NO |  | 57 | 2016 | 3 | 23 | 23 |  | PONCE DE LEON | ROYAL ATL 230KV | 0 | 0 | N/A | 0 | 0 | 0 |  | 1349231 | 4531052 | 5880282 | 0 | 0 | 0 | 0 | 0 | 0 | 0 | 0 | 0 | 0 | 0 | 0 | 0 | 0 | 0 | 0 | 0 | 0 | 0 | 0 | 12 | 1
NO |  | 57 | 2016 | 3 | 24 | 24 |  | OLD ALA | MARTINS LANDING 230KV | 230 | 230 | Steel Pole | 6.12 | 0 | 1 | 1622 ACSR/TW | 1274651 | 3456222 | 4730872 | 0 | 0 | 0 | 0 | 0 | 0 | 0 | 0 | 0 | 0 | 0 | 0 | 0 | 0 | 0 | 0 | 0 | 0 | 0 | 0 | 12 | 1
NO |  | 57 | 2016 | 3 | 25 | 25 |  | NORC | SWEET BOT-SUWANEE 230KV | 230 | 230 | Steel Pole | 28.27 | 0 | 1 | 1622 ACSR/TW | 4281225 | 12779166 | 17060391 | 0 | 0 | 0 | 0 | 0 | 0 | 0 | 0 | 0 | 0 | 0 | 0 | 0 | 0 | 0 | 0 | 0 | 0 | 0 | 0 | 12 | 1
NO |  | 57 | 2016 | 3 | 26 | 26 |  | NORCROSS | CEDAR VILLAGE-ROYAL ATL 230 | 230 | 230 | Steel Pole | 9.55 | 0 | 1 | 1622 ACSR/TW | 0 | 3794429 | 3794429 | 0 | 0 | 0 | 0 | 0 | 0 | 0 | 0 | 0 | 0 | 0 | 0 | 0 | 0 | 0 | 0 | 0 | 0 | 0 | 0 | 12 | 1
NO |  | 57 | 2016 | 3 | 27 | 27 |  | W. MARIETTA | SMYRNA 230 KV LN | 230 | 230 | Steel Pole | 7.15 | 0 | 1 | 1351 ACSR | 805018 | 5046869 | 5851887 | 0 | 0 | 0 | 0 | 0 | 0 | 0 | 0 | 0 | 0 | 0 | 0 | 0 | 0 | 0 | 0 | 0 | 0 | 0 | 0 | 12 | 1
NO |  | 57 | 2016 | 3 | 28 | 28 |  | WINDER | SOUTH HALL 230 KV LN | 0 | 0 | N/A | 0 | 0 | 0 |  | 0 | 0 | 0 | 0 | 0 | 0 | 0 | 0 | 0 | 0 | 0 | 0 | 0 | 0 | 0 | 0 | 0 | 0 | 0 | 0 | 0 | 0 | 0 | 12 | 1
NO |  | 57 | 2016 | 3 | 29 | 29 |  | WINDER | GAINESVILLE 230 KV LN | 230 | 230 | Steel H-Frame | 45.45 | 0 | 1 | 1033 ACSR | 113533 | 4428902 | 4542435 | 0 | 0 | 0 | 0 | 0 | 0 | 0 | 0 | 0 | 0 | 0 | 0 | 0 | 0 | 0 | 0 | 0 | 0 | 0 | 0 | 12 | 1
NO |  | 57 | 2016 | 3 | 30 | 30 |  | WINDER | NORCROSS 230 KV LN | 230 | 230 | Steel H-Frame | 12.11 | 1.22 | 1 | 1033 ACSR | 678017 | 10308056 | 10986073 | 0 | 0 | 0 | 0 | 0 | 0 | 0 | 0 | 0 | 0 | 0 | 0 | 0 | 0 | 0 | 0 | 0 | 0 | 0 | 0 | 12 | 1
NO |  | 57 | 2016 | 3 | 31 | 31 |  | WINDER | NORCROSS 230 KV LN | 230 | 230 | Steel Pole | 7.52 | 0 | 1 | 1622 ACSR/TW | 421031 | 6401039 | 6822070 | 0 | 0 | 0 | 0 | 0 | 0 | 0 | 0 | 0 | 0 | 0 | 0 | 0 | 0 | 0 | 0 | 0 | 0 | 0 | 0 | 12 | 1
NO |  | 57 | 2016 | 3 | 32 | 32 |  | BRANCH | EVANS 230 KV LN | 230 | 230 | Steel H-Frame | 72.81 | 0 | 1 | 1351 ACSR | 240420 | 11975387 | 12215808 | 0 | 0 | 0 | 0 | 0 | 0 | 0 | 0 | 0 | 0 | 0 | 0 | 0 | 0 | 0 | 0 | 0 | 0 | 0 | 0 | 12 | 1
NO |  | 57 | 2016 | 3 | 33 | 33 |  | CENTER | MIDDLE FORK 230 KV LN | 230 | 230 | Steel H-Frame | 26.56 | 0 | 1 | 1351 ACSR | 8801408 | 19920277 | 28721685 | 0 | 0 | 0 | 0 | 0 | 0 | 0 | 0 | 0 | 0 | 0 | 0 | 0 | 0 | 0 | 0 | 0 | 0 | 0 | 0 | 12 | 1
NO |  | 57 | 2016 | 3 | 34 | 34 |  | MORROW | OHARA | 230 | 230 | Steel Pole | 12.95 | 0 | 1 | 1351 ACSR | 702211 | 6445967 | 7148177 | 0 | 0 | 0 | 0 | 0 | 0 | 0 | 0 | 0 | 0 | 0 | 0 | 0 | 0 | 0 | 0 | 0 | 0 | 0 | 0 | 12 | 1
NO |  | 57 | 2016 | 3 | 35 | 35 |  | THOMASTON | BARNESVILLE PRI 230 KV LN | 230 | 230 | Steel H-Frame | 1.6 | 0 | 1 | 1033 ACSR | 111492 | 646783 | 758275 | 0 | 0 | 0 | 0 | 0 | 0 | 0 | 0 | 0 | 0 | 0 | 0 | 0 | 0 | 0 | 0 | 0 | 0 | 0 | 0 | 12 | 1
NO |  | 57 | 2016 | 4 | 1 | 1 |  | ANTHONY SHOALS | RUSSELL DAM 230 KV LN | 230 | 230 | Steel H-Frame | 2.88 | 0 | 1 | 1351 ACSR | 0 | 897938 | 897938 | 0 | 0 | 0 | 0 | 0 | 0 | 0 | 0 | 0 | 0 | 0 | 0 | 0 | 0 | 0 | 0 | 0 | 0 | 0 | 0 | 12 | 1
NO |  | 57 | 2016 | 4 | 2 | 2 |  | CARTERSVILLE | SOUTH ACWORTH 230 KV LN | 230 | 230 | Steel H-Frame | 15.07 | 0 | 1 | 2-795 ACSR | 2899944 | 14042899 | 16942842 | 0 | 0 | 0 | 0 | 0 | 0 | 0 | 0 | 0 | 0 | 0 | 0 | 0 | 0 | 0 | 0 | 0 | 0 | 0 | 0 | 12 | 1
NO |  | 57 | 2016 | 4 | 3 | 3 |  | CARTERSVILLE | SOUTH ACWORTH 230 KV LN | 230 | 230 | Steel Pole | 6.71 | 0 | 1 | 2-795 ACSR | 1291216 | 6252677 | 7543893 | 0 | 0 | 0 | 0 | 0 | 0 | 0 | 0 | 0 | 0 | 0 | 0 | 0 | 0 | 0 | 0 | 0 | 0 | 0 | 0 | 12 | 1
NO |  | 57 | 2016 | 4 | 4 | 4 |  | CARTERSVILLE | MCGRAU FORD 230 KV LN | 230 | 230 | Steel H-Frame | 18.5 | 0 | 1 | 1351 ACSR | 7143543 | 24841848 | 31985391 | 0 | 0 | 0 | 0 | 0 | 0 | 0 | 0 | 0 | 0 | 0 | 0 | 0 | 0 | 0 | 0 | 0 | 0 | 0 | 0 | 12 | 1
NO |  | 57 | 2016 | 4 | 5 | 5 |  | CARTERSVILLE | MCGRAU FORD 230 KV LN | 230 | 230 | Steel Tower | 35.67 | 0 | 1 | 1351 ACSR | 13773523 | 47897769 | 61671292 | 0 | 0 | 0 | 0 | 0 | 0 | 0 | 0 | 0 | 0 | 0 | 0 | 0 | 0 | 0 | 0 | 0 | 0 | 0 | 0 | 12 | 1
NO |  | 57 | 2016 | 4 | 6 | 6 |  | TIOGA | ELLIJAY 230 KV LN | 230 | 230 | Steel Pole | 7.62 | 0 | 1 | 1622 ACSR | 0 | 4235757 | 4235757 | 0 | 0 | 0 | 0 | 0 | 0 | 0 | 0 | 0 | 0 | 0 | 0 | 0 | 0 | 0 | 0 | 0 | 0 | 0 | 0 | 12 | 1
NO |  | 57 | 2016 | 4 | 7 | 7 |  | TIOGA | ELLIJAY 230 KV LN | 230 | 230 | Steel H-Frame | 5 | 0 | 1 | 1622 ACSR | 0 | 2779368 | 2779368 | 0 | 0 | 0 | 0 | 0 | 0 | 0 | 0 | 0 | 0 | 0 | 0 | 0 | 0 | 0 | 0 | 0 | 0 | 0 | 0 | 12 | 1
NO |  | 57 | 2016 | 4 | 8 | 8 |  | CORNISH MOUNTAIN | PORTERDALE PRI 230 KV | 230 | 230 | Steel H-Frame | 7.4 | 0 | 1 | 1351 ACSR | 0 | 7657308 | 7657308 | 0 | 0 | 0 | 0 | 0 | 0 | 0 | 0 | 0 | 0 | 0 | 0 | 0 | 0 | 0 | 0 | 0 | 0 | 0 | 0 | 12 | 1
NO |  | 57 | 2016 | 4 | 9 | 9 |  | ALBANY | SOWEGA 230 KV LN | 230 | 230 | Steel Pole | 8.98 | 0 | 1 | 1351 ACSR | 156966 | 7644505 | 7801471 | 0 | 0 | 0 | 0 | 0 | 0 | 0 | 0 | 0 | 0 | 0 | 0 | 0 | 0 | 0 | 0 | 0 | 0 | 0 | 0 | 12 | 1
NO |  | 57 | 2016 | 4 | 10 | 10 |  | FORTSON | TALBOT COUNTY 230 KV (SONAT | 230 | 230 | Steel Pole | 1.87 | 0 | 1 | 795 ACSR | 223372 | 1584521 | 1807893 | 0 | 0 | 0 | 0 | 0 | 0 | 0 | 0 | 0 | 0 | 0 | 0 | 0 | 0 | 0 | 0 | 0 | 0 | 0 | 0 | 12 | 1
NO |  | 57 | 2016 | 4 | 11 | 11 |  | Augusta 15th St | SOUTH AUGUSTA | 230 | 230 | Steel Pole | 4.02 | 0 | 1 | 1351 ACSR | -12343 | 15219 | 2876 | 0 | 0 | 0 | 0 | 0 | 0 | 0 | 0 | 0 | 0 | 0 | 0 | 0 | 0 | 0 | 0 | 0 | 0 | 0 | 0 | 12 | 1
NO |  | 57 | 2016 | 4 | 12 | 12 |  | BLANDFORD | LITTLE OGEECHEE (WHITE) 230 | 230 | 230 | Steel Tower | 24.03 | 0 | 1 | 1033 ACSR | 854734 | 10381596 | 11236330 | 0 | 0 | 0 | 0 | 0 | 0 | 0 | 0 | 0 | 0 | 0 | 0 | 0 | 0 | 0 | 0 | 0 | 0 | 0 | 0 | 12 | 1
NO |  | 57 | 2016 | 4 | 13 | 13 |  | MCINTOSH | STATESBORO 230 KV (SAV) | 230 | 230 | Steel Tower | 21.87 | 0 | 1 | 1033 ACSR | 0 | 2991755 | 2991755 | 0 | 0 | 0 | 0 | 0 | 0 | 0 | 0 | 0 | 0 | 0 | 0 | 0 | 0 | 0 | 0 | 0 | 0 | 0 | 0 | 12 | 1
NO |  | 57 | 2016 | 4 | 14 | 14 |  | MCINTOSH | STATESBORO 230 KV (SAV) | 230 | 230 | Steel H-Frame | 15.73 | 0 | 1 | 1033 ACSR | 0 | 2151820 | 2151820 | 0 | 0 | 0 | 0 | 0 | 0 | 0 | 0 | 0 | 0 | 0 | 0 | 0 | 0 | 0 | 0 | 0 | 0 | 0 | 0 | 12 | 1
NO |  | 57 | 2016 | 4 | 15 | 15 |  | KRAFT | MCINTOSH (BLACK) 230 KV (SA | 230 | 230 | Steel Tower | 16.23 | 0 | 1 | 1622 ACCR | 260864 | 19177595 | 19438459 | 0 | 0 | 0 | 0 | 0 | 0 | 0 | 0 | 0 | 0 | 0 | 0 | 0 | 0 | 0 | 0 | 0 | 0 | 0 | 0 | 12 | 1
NO |  | 57 | 2016 | 4 | 16 | 16 |  | BLANDFORD | MCINTOSH (BLACK) 230 KV (SA | 230 | 230 | Steel Tower | 8.23 | 0 | 1 | 1033 ACSR | 0 | 8887236 | 8887236 | 0 | 0 | 0 | 0 | 0 | 0 | 0 | 0 | 0 | 0 | 0 | 0 | 0 | 0 | 0 | 0 | 0 | 0 | 0 | 0 | 12 | 1
NO |  | 57 | 2016 | 4 | 17 | 17 |  | WEST MCINTOSH | MCINTOSH (BLACK) 230 KV LN | 230 | 230 | Steel Tower | 0.42 | 0 | 1 | 1351 ACSR | 0 | 1650320 | 1650320 | 0 | 0 | 0 | 0 | 0 | 0 | 0 | 0 | 0 | 0 | 0 | 0 | 0 | 0 | 0 | 0 | 0 | 0 | 0 | 0 | 12 | 1
NO |  | 57 | 2016 | 4 | 18 | 18 |  | DEAN FOREST | KRAFT 230 KV (SAV) | 230 | 230 | Steel Tower | 6.01 | 0 | 1 | 959 ACSS | 2286 | 6911929 | 6914214 | 0 | 0 | 0 | 0 | 0 | 0 | 0 | 0 | 0 | 0 | 0 | 0 | 0 | 0 | 0 | 0 | 0 | 0 | 0 | 0 | 12 | 1
NO |  | 57 | 2016 | 4 | 19 | 19 |  | BLANDFORD | LITTLE OGEECHEE (BLACK) 230 | 230 | 230 | Steel Tower | 24.33 | 0 | 1 | 1033 ACSR | 0 | 11714129 | 11714129 | 0 | 0 | 0 | 0 | 0 | 0 | 0 | 0 | 0 | 0 | 0 | 0 | 0 | 0 | 0 | 0 | 0 | 0 | 0 | 0 | 12 | 1
NO |  | 57 | 2016 | 4 | 20 | 20 |  | HOMELAND | KETTLE CREEK 230 KV | 230 | 230 | Steel Pole | 37.13 | 0 | 1 | 1351 ACSR | 1635889 | 25674161 | 27310050 | 0 | 0 | 0 | 0 | 0 | 0 | 0 | 0 | 0 | 0 | 0 | 0 | 0 | 0 | 0 | 0 | 0 | 0 | 0 | 0 | 12 | 1
NO |  | 57 | 2016 | 4 | 21 | 21 |  | MCINTOSH CC | 230 KV TIE LINE | 230 | 230 | Steel Tower | 0.95 | 0 | 1 | 1351 ACSR | 0 | 1545076 | 1545076 | 0 | 0 | 0 | 0 | 0 | 0 | 0 | 0 | 0 | 0 | 0 | 0 | 0 | 0 | 0 | 0 | 0 | 0 | 0 | 0 | 12 | 1
NO |  | 57 | 2016 | 4 | 22 | 22 |  | BLANDFORD | MCINTOSH (WHITE) 230 KV (SA | 230 | 230 | Steel Tower | 8.23 | 0 | 1 | 1033 ACSR | 0 | 8171296 | 8171296 | 0 | 0 | 0 | 0 | 0 | 0 | 0 | 0 | 0 | 0 | 0 | 0 | 0 | 0 | 0 | 0 | 0 | 0 | 0 | 0 | 12 | 1
NO |  | 57 | 2016 | 4 | 23 | 23 |  | DORCHESTER | LITTLE OGEECHEE 230 KV LN | 230 | 230 | Steel H-Frame | 21.9 | 0 | 1 | 1351 ACSR | 2410129 | 17243046 | 19653175 | 0 | 0 | 0 | 0 | 0 | 0 | 0 | 0 | 0 | 0 | 0 | 0 | 0 | 0 | 0 | 0 | 0 | 0 | 0 | 0 | 12 | 1
NO |  | 57 | 2016 | 4 | 24 | 24 |  | KRAFT | MCINTOSH (WHITE) 230 KV (SA | 230 | 230 | Steel Tower | 16.25 | 0 | 1 | 1033 ACSR | 0 | 14273684 | 14273684 | 0 | 0 | 0 | 0 | 0 | 0 | 0 | 0 | 0 | 0 | 0 | 0 | 0 | 0 | 0 | 0 | 0 | 0 | 0 | 0 | 12 | 1
NO |  | 57 | 2016 | 4 | 25 | 25 |  | MCINTOSH | MCINTOSH COAL 230 KV LN | 230 | 230 | Steel Tower | 0.4 | 0 | 1 | 795 ACSR | 0 | 47520 | 47520 | 0 | 0 | 0 | 0 | 0 | 0 | 0 | 0 | 0 | 0 | 0 | 0 | 0 | 0 | 0 | 0 | 0 | 0 | 0 | 0 | 12 | 1
NO |  | 57 | 2016 | 4 | 26 | 26 |  | MCINTOSH | MCINTOSH CT 230 KV LN | 230 | 230 | Concrete Three | 0.42 | 0 | 1 | 1033 ACSR | 0 | 22740 | 22740 | 0 | 0 | 0 | 0 | 0 | 0 | 0 | 0 | 0 | 0 | 0 | 0 | 0 | 0 | 0 | 0 | 0 | 0 | 0 | 0 | 12 | 1
NO |  | 57 | 2016 | 4 | 27 | 27 |  | MCINTOSH | PURRYSBURG (SPSCA) 230 KV ( | 230 | 230 | Steel H-Frame | 1.98 | 0 | 1 | 1272 ACSR | 0 | 872912 | 872912 | 0 | 0 | 0 | 0 | 0 | 0 | 0 | 0 | 0 | 0 | 0 | 0 | 0 | 0 | 0 | 0 | 0 | 0 | 0 | 0 | 12 | 1
NO |  | 57 | 2016 | 4 | 28 | 28 |  | MCINTOSH | WEST MCINTOSH (WHITE) 230 K | 230 | 230 | Concrete Pole | 0.4 | 0 | 1 | 1351 ACSS | 0 | 661447 | 661447 | 0 | 0 | 0 | 0 | 0 | 0 | 0 | 0 | 0 | 0 | 0 | 0 | 0 | 0 | 0 | 0 | 0 | 0 | 0 | 0 | 12 | 1
NO |  | 57 | 2016 | 4 | 29 | 29 |  | BOWEN | MCCONNENELL ROAD 230KV | 230 | 230 | Steel H-Frame | 1.61 | 0 | 1 | 795 ACSR | 0 | 164733 | 164733 | 0 | 0 | 0 | 0 | 0 | 0 | 0 | 0 | 0 | 0 | 0 | 0 | 0 | 0 | 0 | 0 | 0 | 0 | 0 | 0 | 12 | 1
NO |  | 57 | 2016 | 4 | 30 | 30 |  | BOWEN | MCCONNENELL ROAD 230KV | 230 | 230 | Steel Tower | 8.52 | 0 | 1 | 1113 ACSR | 0 | 871755 | 871755 | 0 | 0 | 0 | 0 | 0 | 0 | 0 | 0 | 0 | 0 | 0 | 0 | 0 | 0 | 0 | 0 | 0 | 0 | 0 | 0 | 12 | 1
NO |  | 57 | 2016 | 4 | 31 | 31 |  | MCINTOSH CC #4 | 230 KV TIE LINE | 230 | 230 | Steel Pole | 0.83 | 0 | 1 | 795 ACSR | 0 | 1956857 | 1956857 | 0 | 0 | 0 | 0 | 0 | 0 | 0 | 0 | 0 | 0 | 0 | 0 | 0 | 0 | 0 | 0 | 0 | 0 | 0 | 0 | 12 | 1
NO |  | 57 | 2016 | 4 | 32 | 32 |  | MCINTOSH CC #5 | 230 KV TIE LINE | 230 | 230 | Steel Pole | 0.77 | 0 | 1 | 795 ACSR | 0 | 1471171 | 1471171 | 0 | 0 | 0 | 0 | 0 | 0 | 0 | 0 | 0 | 0 | 0 | 0 | 0 | 0 | 0 | 0 | 0 | 0 | 0 | 0 | 12 | 1
NO |  | 57 | 2016 | 4 | 33 | 33 |  | JACK MCDONOUGH | SMYRNA 230 KV | 230 | 230 | Steel Pole | 6.93 | 0 | 1 | 1351 ACSR | 4616729 | 22373013 | 26989742 | 0 | 0 | 0 | 0 | 0 | 0 | 0 | 0 | 0 | 0 | 0 | 0 | 0 | 0 | 0 | 0 | 0 | 0 | 0 | 0 | 12 | 1
NO |  | 57 | 2016 | 4 | 34 | 34 |  | MCDONOUGH CC | 230 KV TIE LINE | 230 | 230 | Steel Pole | 0.34 | 0 | 1 | 1351 ACSR | 0 | 987897 | 987897 | 0 | 0 | 0 | 0 | 0 | 0 | 0 | 0 | 0 | 0 | 0 | 0 | 0 | 0 | 0 | 0 | 0 | 0 | 0 | 0 | 12 | 1
NO |  | 57 | 2016 | 4 | 35 | 35 |  | CROSSGATE | DEAN FOREST 230KV | 230 | 230 | Steel Pole | 5.5 | 0 | 1 | 1351 ACSS | 0 | 10623857 | 10623857 | 0 | 0 | 0 | 0 | 0 | 0 | 0 | 0 | 0 | 0 | 0 | 0 | 0 | 0 | 0 | 0 | 0 | 0 | 0 | 0 | 12 | 1
NO |  | 57 | 2016 | 5 | 1 | 1 |  | BOULEVARD | DEAN FOREST 230KV | 230 | 230 | Steel Pole | 4 | 0 | 1 | 1351 ACSS | 0 | 8459719 | 8459719 | 0 | 0 | 0 | 0 | 0 | 0 | 0 | 0 | 0 | 0 | 0 | 0 | 0 | 0 | 0 | 0 | 0 | 0 | 0 | 0 | 12 | 1
NO |  | 57 | 2016 | 5 | 2 | 2 |  | WANSLEY SCRUBBER | 230 KV TIE LINE | 230 | 230 | Concrete Pole | 2 | 0 | 1 | 795 ACSR | 0 | 0 | 0 | 0 | 0 | 0 | 0 | 0 | 0 | 0 | 0 | 0 | 0 | 0 | 0 | 0 | 0 | 0 | 0 | 0 | 0 | 0 | 0 | 12 | 1
NO |  | 57 | 2016 | 5 | 3 | 3 |  | PLANT BOWEN SCRUBBER | 230 KV TIE LINE | 230 | 230 | Concrete Pole | 0.3 | 0 | 1 | 795 ACSR | 0 | 0 | 0 | 0 | 0 | 0 | 0 | 0 | 0 | 0 | 0 | 0 | 0 | 0 | 0 | 0 | 0 | 0 | 0 | 0 | 0 | 0 | 0 | 12 | 1
NO |  | 57 | 2016 | 5 | 4 | 4 |  | Total 230 KV Steel |  | 0 | 0 |  | 2368.89 | 47.5 | 149 |  | 93995774 | 815893621 | 909889394 | 0 | 0 | 0 | 0 | 0 | 0 | 0 | 0 | 0 | 0 | 0 | 0 | 0 | 0 | 0 | 0 | 0 | 0 | 0 | 0 | 12 | 1
NO |  | 58 | 2016 | 0 | 1 | 1 |  | Graham | Justiceburg | 69 | 69 | TU-1 | 8.85 | 0 | 1 | 336.4kcmil | 35574 | 735853 | 771427 | 0 | 0 | 0 | 0 | 0 | 0 | 0 | 0 | 0 | 0 | 0 | 0 | 0 | 0 | 0 | 0 | 0 | 0 | 0 | 0 | 12 | 0
NO |  | 58 | 2016 | 0 | 2 | 2 |  |  |  | 0 | 0 |  | 0 | 0 | 0 | 26/t ASCR | 0 | 0 | 0 | 0 | 0 | 0 | 0 | 0 | 0 | 0 | 0 | 0 | 0 | 0 | 0 | 0 | 0 | 0 | 0 | 0 | 0 | 0 | 0 | 12 | 0
NO |  | 58 | 2016 | 0 | 3 | 3 |  | Abernathy Sub | SPEC SW # 1664 | 69 | 69 | Wood | 1.08 | 0 | 1 | 4/0 | 0 | 0 | 0 | 0 | 0 | 0 | 0 | 0 | 0 | 0 | 0 | 0 | 0 | 0 | 0 | 0 | 0 | 0 | 0 | 0 | 0 | 0 | 0 | 12 | 0
NO |  | 58 | 2016 | 0 | 4 | 4 |  | SPEC SW # 6857 | Acuff Sub | 69 | 69 | Wood | 4.56 | 0 | 1 | 1/0 | 0 | 0 | 0 | 0 | 0 | 0 | 0 | 0 | 0 | 0 | 0 | 0 | 0 | 0 | 0 | 0 | 0 | 0 | 0 | 0 | 0 | 0 | 0 | 12 | 0
NO |  | 58 | 2016 | 0 | 5 | 5 |  | SPEC SW #8857 | Becton Sub | 69 | 69 | Wood | 6.53 | 0 | 1 | 1/0 | 0 | 0 | 0 | 0 | 0 | 0 | 0 | 0 | 0 | 0 | 0 | 0 | 0 | 0 | 0 | 0 | 0 | 0 | 0 | 0 | 0 | 0 | 0 | 12 | 0
NO |  | 58 | 2016 | 0 | 6 | 6 |  | Crosby Int | Caprock Sub | 69 | 69 | Wood | 14.16 | 0 | 1 | 1/0 | 0 | 0 | 0 | 0 | 0 | 0 | 0 | 0 | 0 | 0 | 0 | 0 | 0 | 0 | 0 | 0 | 0 | 0 | 0 | 0 | 0 | 0 | 0 | 12 | 0
NO |  | 58 | 2016 | 0 | 7 | 7 |  | SPEC SW #1664 Ti | Cotton Center Sub | 69 | 69 | Wood | 8.03 | 0 | 1 | 1/0 | 0 | 0 | 0 | 0 | 0 | 0 | 0 | 0 | 0 | 0 | 0 | 0 | 0 | 0 | 0 | 0 | 0 | 0 | 0 | 0 | 0 | 0 | 0 | 12 | 0
NO |  | 58 | 2016 | 0 | 8 | 8 |  | SPEC SW #1664 T2 | County Line Sub | 69 | 69 | Wood | 8.66 | 0 | 1 | 4/0 | 0 | 0 | 0 | 0 | 0 | 0 | 0 | 0 | 0 | 0 | 0 | 0 | 0 | 0 | 0 | 0 | 0 | 0 | 0 | 0 | 0 | 0 | 0 | 12 | 0
NO |  | 58 | 2016 | 0 | 9 | 9 |  | SPEC SW # 2533 T3 | Frendship Sub | 69 | 69 | Wood | 7.03 | 0 | 1 | 4/0 | 0 | 0 | 0 | 0 | 0 | 0 | 0 | 0 | 0 | 0 | 0 | 0 | 0 | 0 | 0 | 0 | 0 | 0 | 0 | 0 | 0 | 0 | 0 | 12 | 0
NO |  | 58 | 2016 | 0 | 10 | 10 |  | SPEC SW #8861 | Halfway Sub | 69 | 69 | Wood | 7.69 | 0 | 1 | 4/0 | 0 | 0 | 0 | 0 | 0 | 0 | 0 | 0 | 0 | 0 | 0 | 0 | 0 | 0 | 0 | 0 | 0 | 0 | 0 | 0 | 0 | 0 | 0 | 12 | 0
NO |  | 58 | 2016 | 0 | 11 | 11 |  | SPEC SW # 6796 | Hettler Sub | 69 | 69 | Wood | 1.1 | 0 | 1 | 4/0 | 0 | 0 | 0 | 0 | 0 | 0 | 0 | 0 | 0 | 0 | 0 | 0 | 0 | 0 | 0 | 0 | 0 | 0 | 0 | 0 | 0 | 0 | 0 | 12 | 0
NO |  | 58 | 2016 | 0 | 12 | 12 |  | SPEC SW # 2466 T1 | Hurlwood Sub | 69 | 69 | Wood | 2.81 | 0 | 1 | 4/0 | 0 | 0 | 0 | 0 | 0 | 0 | 0 | 0 | 0 | 0 | 0 | 0 | 0 | 0 | 0 | 0 | 0 | 0 | 0 | 0 | 0 | 0 | 0 | 12 | 0
NO |  | 58 | 2016 | 0 | 13 | 13 |  | SPEC SW # 6447 | Idalou Sub | 69 | 69 | Wood | 0.96 | 0 | 1 | 1/0 | 0 | 0 | 0 | 0 | 0 | 0 | 0 | 0 | 0 | 0 | 0 | 0 | 0 | 0 | 0 | 0 | 0 | 0 | 0 | 0 | 0 | 0 | 0 | 12 | 0
NO |  | 58 | 2016 | 0 | 14 | 14 |  | Crosby Int | Pleasant Hill Sub | 69 | 69 | Wood | 7.07 | 0 | 1 | 4/0 | 0 | 0 | 0 | 0 | 0 | 0 | 0 | 0 | 0 | 0 | 0 | 0 | 0 | 0 | 0 | 0 | 0 | 0 | 0 | 0 | 0 | 0 | 0 | 12 | 0
NO |  | 58 | 2016 | 0 | 15 | 15 |  | Woodrow Int | Posey Sub | 69 | 69 | Steel | 6.14 | 0 | 1 | 477 | 0 | 0 | 0 | 0 | 0 | 0 | 0 | 0 | 0 | 0 | 0 | 0 | 0 | 0 | 0 | 0 | 0 | 0 | 0 | 0 | 0 | 0 | 0 | 12 | 0
NO |  | 58 | 2016 | 0 | 16 | 16 |  | Poseu Sub | Ransom Sub | 69 | 69 | Wood | 3.82 | 0 | 1 | 4/0 | 0 | 0 | 0 | 0 | 0 | 0 | 0 | 0 | 0 | 0 | 0 | 0 | 0 | 0 | 0 | 0 | 0 | 0 | 0 | 0 | 0 | 0 | 0 | 12 | 0
NO |  | 58 | 2016 | 0 | 17 | 17 |  | SPEC SW # 2264 T1 | Robertson Sub | 69 | 69 | Wood | 3.99 | 0 | 1 | 4/0 | 0 | 0 | 0 | 0 | 0 | 0 | 0 | 0 | 0 | 0 | 0 | 0 | 0 | 0 | 0 | 0 | 0 | 0 | 0 | 0 | 0 | 0 | 0 | 12 | 0
NO |  | 58 | 2016 | 0 | 18 | 18 |  | SPEC SW # 7704 | Shallowater Sub | 69 | 69 | Wood | 0.94 | 0 | 1 | 4/0 | 0 | 0 | 0 | 0 | 0 | 0 | 0 | 0 | 0 | 0 | 0 | 0 | 0 | 0 | 0 | 0 | 0 | 0 | 0 | 0 | 0 | 0 | 0 | 12 | 0
NO |  | 58 | 2016 | 0 | 19 | 19 |  | SPEC SW # 2466 T2 | Symer Sub | 69 | 69 | Wood | 11.67 | 0 | 1 | 4/0 | 0 | 0 | 0 | 0 | 0 | 0 | 0 | 0 | 0 | 0 | 0 | 0 | 0 | 0 | 0 | 0 | 0 | 0 | 0 | 0 | 0 | 0 | 0 | 12 | 0
NO |  | 58 | 2016 | 0 | 20 | 20 |  | Woodrow Int | Union Sub | 69 | 69 | Wood | 7.26 | 0 | 1 | 4/0 | 0 | 0 | 0 | 0 | 0 | 0 | 0 | 0 | 0 | 0 | 0 | 0 | 0 | 0 | 0 | 0 | 0 | 0 | 0 | 0 | 0 | 0 | 0 | 12 | 0
NO |  | 58 | 2016 | 0 | 21 | 21 |  | Yuma Int | Upland Sub | 69 | 69 | Wood | 1.44 | 0 | 1 | 4/0 | 0 | 0 | 0 | 0 | 0 | 0 | 0 | 0 | 0 | 0 | 0 | 0 | 0 | 0 | 0 | 0 | 0 | 0 | 0 | 0 | 0 | 0 | 0 | 12 | 0
NO |  | 58 | 2016 | 0 | 22 | 22 |  | Cooper Sub | SPEC SW # 2536 | 69 | 69 | Wood | 2.94 | 0 | 1 | 4/0 | 0 | 0 | 0 | 0 | 0 | 0 | 0 | 0 | 0 | 0 | 0 | 0 | 0 | 0 | 0 | 0 | 0 | 0 | 0 | 0 | 0 | 0 | 0 | 12 | 0
NO |  | 58 | 2016 | 0 | 23 | 23 |  | Woodrow Int | Cooper Sub | 69 | 69 | Wood | 3.8 | 0 | 1 | 4/0 | 0 | 0 | 0 | 0 | 0 | 0 | 0 | 0 | 0 | 0 | 0 | 0 | 0 | 0 | 0 | 0 | 0 | 0 | 0 | 0 | 0 | 0 | 0 | 12 | 0
NO |  | 58 | 2016 | 0 | 24 | 24 |  | Quaker Int | SW # 2536 | 69 | 69 | Concrete | 2.52 | 0 | 2 | 477 | 0 | 0 | 0 | 0 | 0 | 0 | 0 | 0 | 0 | 0 | 0 | 0 | 0 | 0 | 0 | 0 | 0 | 0 | 0 | 0 | 0 | 0 | 0 | 12 | 0
NO |  | 58 | 2016 | 0 | 25 | 25 |  | Yuma Int | SPEC SW # 2466 | 69 | 69 | Wood | 5.02 | 0 | 1 | 4/0 | 0 | 0 | 0 | 0 | 0 | 0 | 0 | 0 | 0 | 0 | 0 | 0 | 0 | 0 | 0 | 0 | 0 | 0 | 0 | 0 | 0 | 0 | 0 | 12 | 0
NO |  | 58 | 2016 | 0 | 26 | 26 |  | Carlisle Int/Yuma Int | Wolfforth Sub | 115 | 115 | Steel | 2.63 | 0 | 1 | 795 | 0 | 0 | 0 | 0 | 0 | 0 | 0 | 0 | 0 | 0 | 0 | 0 | 0 | 0 | 0 | 0 | 0 | 0 | 0 | 0 | 0 | 0 | 0 | 12 | 0
NO |  | 58 | 2016 | 0 | 27 | 27 |  | Sub Tot |  | 0 | 0 |  | 0 | 0 | 0 |  | 157326 | 4724294 | 4881620 | 0 | 0 | 0 | 0 | 0 | 0 | 0 | 0 | 0 | 0 | 0 | 0 | 0 | 0 | 0 | 0 | 0 | 0 | 0 | 0 | 12 | 0
NO |  | 58 | 2016 | 0 | 36 | 36 |  | TOTAL |  | 0 | 0 |  | 342.18 | 0 | 59 |  | 393735 | 24275827 | 24669562 | 0 | 0 | 0 | 0 | 0 | 0 | 0 | 0 | 0 | 0 | 0 | 0 | 0 | 0 | 0 | 0 | 0 | 0 | 0 | 0 | 12 | 0
NO |  | 58 | 2016 | 1 | 1 | 1 |  | ERCOT TXU | Plainview Sub | 69 | 69 | Wood | 4.48 | 0 | 1 | 336.4mcm | 0 | 0 | 0 | 0 | 0 | 0 | 0 | 0 | 0 | 0 | 0 | 0 | 0 | 0 | 0 | 0 | 0 | 0 | 0 | 0 | 0 | 0 | 0 | 12 | 0
NO |  | 58 | 2016 | 1 | 2 | 2 |  | Ft. Phantom | Nugent Sub | 69 | 69 | Wood | 4.98 | 0 | 1 | 1/0 | 0 | 0 | 0 | 0 | 0 | 0 | 0 | 0 | 0 | 0 | 0 | 0 | 0 | 0 | 0 | 0 | 0 | 0 | 0 | 0 | 0 | 0 | 0 | 12 | 0
NO |  | 58 | 2016 | 1 | 3 | 3 |  | SNTX Sub | Tab feeding Plainview Sub | 69 | 69 | Concrete/Steel | 2.15 | 0 | 1 | 336.4mcm | 0 | 0 | 0 | 0 | 0 | 0 | 0 | 0 | 0 | 0 | 0 | 0 | 0 | 0 | 0 | 0 | 0 | 0 | 0 | 0 | 0 | 0 | 0 | 12 | 0
NO |  | 58 | 2016 | 1 | 4 | 4 |  | Yancy Tap | Garza Sub | 69 | 69 | Wood | 14.52 | 0 | 1 | 336.4mcm | 0 | 0 | 0 | 0 | 0 | 0 | 0 | 0 | 0 | 0 | 0 | 0 | 0 | 0 | 0 | 0 | 0 | 0 | 0 | 0 | 0 | 0 | 0 | 12 | 0
NO |  | 58 | 2016 | 1 | 5 | 5 |  | Garza Sub | Justiceburg Sub | 69 | 69 | Wood/Steel | 12.52 | 0 | 1 | 336.4mcm | 0 | 0 | 0 | 0 | 0 | 0 | 0 | 0 | 0 | 0 | 0 | 0 | 0 | 0 | 0 | 0 | 0 | 0 | 0 | 0 | 0 | 0 | 0 | 12 | 0
NO |  | 58 | 2016 | 1 | 6 | 6 |  | Justiceburg Sub | Fluvanna Sub | 69 | 69 | Wood/Concrete | 13.23 | 0 | 1 | 336.4mcm | 0 | 0 | 0 | 0 | 0 | 0 | 0 | 0 | 0 | 0 | 0 | 0 | 0 | 0 | 0 | 0 | 0 | 0 | 0 | 0 | 0 | 0 | 0 | 12 | 0
NO |  | 58 | 2016 | 1 | 7 | 7 |  | Fluvanna Sub | Union Sub | 69 | 69 | Wood/Concrete | 14.26 | 0 | 1 | 336.4mcm | 0 | 0 | 0 | 0 | 0 | 0 | 0 | 0 | 0 | 0 | 0 | 0 | 0 | 0 | 0 | 0 | 0 | 0 | 0 | 0 | 0 | 0 | 0 | 12 | 0
NO |  | 58 | 2016 | 1 | 8 | 8 |  | Sub Tot |  | 0 | 0 |  | 0 | 0 | 0 |  | 19690 | 3962684 | 3982374 | 0 | 0 | 0 | 0 | 0 | 0 | 0 | 0 | 0 | 0 | 0 | 0 | 0 | 0 | 0 | 0 | 0 | 0 | 0 | 0 | 12 | 0
NO |  | 58 | 2016 | 1 | 9 | 9 |  | LCRA | McElmurray Sub | 138 | 138 | Concrete | 0.07 | 0 | 1 | 795 ACSR | 0 | 0 | 0 | 0 | 0 | 0 | 0 | 0 | 0 | 0 | 0 | 0 | 0 | 0 | 0 | 0 | 0 | 0 | 0 | 0 | 0 | 0 | 0 | 12 | 0
NO |  | 58 | 2016 | 1 | 10 | 10 |  | CC SW#5398 | Novice Sub | 69 | 69 | Wood | 14.8 | 0 | 1 | 4/0 | 0 | 0 | 0 | 0 | 0 | 0 | 0 | 0 | 0 | 0 | 0 | 0 | 0 | 0 | 0 | 0 | 0 | 0 | 0 | 0 | 0 | 0 | 0 | 12 | 0
NO |  | 58 | 2016 | 1 | 11 | 11 |  | CC SW#5403 | Dressy Sub | 69 | 69 | Wood | 3.3 | 0 | 1 | 4/0 | 0 | 0 | 0 | 0 | 0 | 0 | 0 | 0 | 0 | 0 | 0 | 0 | 0 | 0 | 0 | 0 | 0 | 0 | 0 | 0 | 0 | 0 | 0 | 12 | 0
NO |  | 58 | 2016 | 1 | 12 | 12 |  | CC SW#5433 | Gouldbusk Sub | 69 | 69 | Wood | 14.6 | 0 | 1 | 4/0 | 0 | 0 | 0 | 0 | 0 | 0 | 0 | 0 | 0 | 0 | 0 | 0 | 0 | 0 | 0 | 0 | 0 | 0 | 0 | 0 | 0 | 0 | 0 | 12 | 0
NO |  | 58 | 2016 | 1 | 13 | 13 |  | CC SW#6289 | CRMWD Sub | 69 | 69 | Wood | 0.04 | 0 | 1 | 4/0 | 0 | 0 | 0 | 0 | 0 | 0 | 0 | 0 | 0 | 0 | 0 | 0 | 0 | 0 | 0 | 0 | 0 | 0 | 0 | 0 | 0 | 0 | 0 | 12 | 0
NO |  | 58 | 2016 | 1 | 14 | 14 |  | CC SW#5062 | CC SW#5059 | 138 | 138 | Concrete | 0.19 | 0 | 1 | 336.4mcm | 0 | 0 | 0 | 0 | 0 | 0 | 0 | 0 | 0 | 0 | 0 | 0 | 0 | 0 | 0 | 0 | 0 | 0 | 0 | 0 | 0 | 0 | 0 | 12 | 0
NO |  | 58 | 2016 | 1 | 15 | 15 |  | Sub Tot |  | 0 | 0 |  | 0 | 0 | 0 |  | 8958 | 708510 | 717468 | 0 | 0 | 0 | 0 | 0 | 0 | 0 | 0 | 0 | 0 | 0 | 0 | 0 | 0 | 0 | 0 | 0 | 0 | 0 | 0 | 12 | 0
NO |  | 58 | 2016 | 1 | 17 | 17 |  | CV SW#5658 | Mertzon Sub | 69 | 69 | Wood | 0.74 | 0 | 1 | 4/0 | 0 | 0 | 0 | 0 | 0 | 0 | 0 | 0 | 0 | 0 | 0 | 0 | 0 | 0 | 0 | 0 | 0 | 0 | 0 | 0 | 0 | 0 | 0 | 12 | 0
NO |  | 58 | 2016 | 1 | 18 | 18 |  | CV SW#5587 | Sterling Sub | 69 | 69 | Wood | 9.78 | 0 | 1 | 4/0 | 0 | 0 | 0 | 0 | 0 | 0 | 0 | 0 | 0 | 0 | 0 | 0 | 0 | 0 | 0 | 0 | 0 | 0 | 0 | 0 | 0 | 0 | 0 | 12 | 0
NO |  | 58 | 2016 | 1 | 19 | 19 |  | CV SW#5563 | Silver Sub | 69 | 69 | Wood | 1.4 | 0 | 1 | 4/0 | 0 | 0 | 0 | 0 | 0 | 0 | 0 | 0 | 0 | 0 | 0 | 0 | 0 | 0 | 0 | 0 | 0 | 0 | 0 | 0 | 0 | 0 | 0 | 12 | 0
NO |  | 58 | 2016 | 1 | 20 | 20 |  | CV SW#5018 | Barnhart Sub | 69 | 69 | Wood | 12.21 | 0 | 1 | 4/0 | 0 | 0 | 0 | 0 | 0 | 0 | 0 | 0 | 0 | 0 | 0 | 0 | 0 | 0 | 0 | 0 | 0 | 0 | 0 | 0 | 0 | 0 | 0 | 12 | 0
NO |  | 58 | 2016 | 1 | 21 | 21 |  | CV SW#5393 | Veribest Sub | 69 | 69 | Wood | 11.13 | 0 | 1 | 4/0 | 0 | 0 | 0 | 0 | 0 | 0 | 0 | 0 | 0 | 0 | 0 | 0 | 0 | 0 | 0 | 0 | 0 | 0 | 0 | 0 | 0 | 0 | 0 | 12 | 0
NO |  | 58 | 2016 | 1 | 22 | 22 |  | Sub Tot |  | 0 | 0 |  | 0 | 0 | 0 |  | 142261 | 1674847 | 1817108 | 0 | 0 | 0 | 0 | 0 | 0 | 0 | 0 | 0 | 0 | 0 | 0 | 0 | 0 | 0 | 0 | 0 | 0 | 0 | 0 | 12 | 0
NO |  | 58 | 2016 | 1 | 24 | 24 |  | Wheeler Sub | Kelton Sub | 69 | 69 | Wood | 18.65 | 0 | 1 | 477mcm | 0 | 3062649 | 3062649 | 0 | 0 | 0 | 0 | 0 | 0 | 0 | 0 | 0 | 0 | 0 | 0 | 0 | 0 | 0 | 0 | 0 | 0 | 0 | 0 | 12 | 0
NO |  | 58 | 2016 | 1 | 25 | 25 |  | Howard Sub | Ft. Elliot Sub | 115 | 115 | Wood | 12.5 | 0 | 1 | 477mcm | 0 | 4150480 | 4150480 | 0 | 0 | 0 | 0 | 0 | 0 | 0 | 0 | 0 | 0 | 0 | 0 | 0 | 0 | 0 | 0 | 0 | 0 | 0 | 0 | 12 | 0
NO |  | 58 | 2016 | 1 | 26 | 26 |  | Ratticar Corner | Huff Sub | 115 | 115 | Wood | 12.5 | 0 | 1 | 477mcm | 0 | 4040019 | 4040019 | 0 | 0 | 0 | 0 | 0 | 0 | 0 | 0 | 0 | 0 | 0 | 0 | 0 | 0 | 0 | 0 | 0 | 0 | 0 | 0 | 12 | 0
NO |  | 58 | 2016 | 1 | 27 | 27 |  | Howard Sub | Wheeler Sub | 69 | 69 | Wood | 1.5 | 0 | 1 | 477mcm | 0 | 52398 | 52398 | 0 | 0 | 0 | 0 | 0 | 0 | 0 | 0 | 0 | 0 | 0 | 0 | 0 | 0 | 0 | 0 | 0 | 0 | 0 | 0 | 12 | 0
NO |  | 58 | 2016 | 1 | 35 | 35 |  | AEP | Whiteaker Sub | 69 | 69 | Wood | 1.7 | 0 | 1 | 4/0 ACSR | 0 | 0 | 0 | 0 | 0 | 0 | 0 | 0 | 0 | 0 | 0 | 0 | 0 | 0 | 0 | 0 | 0 | 0 | 0 | 0 | 0 | 0 | 0 | 12 | 0
NO |  | 58 | 2016 | 2 | 1 | 1 |  | AEP | Ely Sub | 69 | 69 | Wood | 1.79 | 0 | 1 | 4/0 ACSR | 0 | 0 | 0 | 0 | 0 | 0 | 0 | 0 | 0 | 0 | 0 | 0 | 0 | 0 | 0 | 0 | 0 | 0 | 0 | 0 | 0 | 0 | 0 | 12 | 0
NO |  | 58 | 2016 | 2 | 2 | 2 |  | AEP | Happy Valley Sub | 69 | 69 | Wood | 13.81 | 0 | 1 | 4/0 ACSR | 0 | 0 | 0 | 0 | 0 | 0 | 0 | 0 | 0 | 0 | 0 | 0 | 0 | 0 | 0 | 0 | 0 | 0 | 0 | 0 | 0 | 0 | 0 | 12 | 0
NO |  | 58 | 2016 | 2 | 3 | 3 |  | AEP | Denton Valley Sub | 69 | 69 | Wood | 8.78 | 0 | 1 | 2/0 ACSR | 0 | 0 | 0 | 0 | 0 | 0 | 0 | 0 | 0 | 0 | 0 | 0 | 0 | 0 | 0 | 0 | 0 | 0 | 0 | 0 | 0 | 0 | 0 | 12 | 0
NO |  | 58 | 2016 | 2 | 4 | 4 |  | AEP | Nolan West Sub | 69 | 69 | Wood | 0.63 | 0 | 1 | 4/0 ACSR | 0 | 0 | 0 | 0 | 0 | 0 | 0 | 0 | 0 | 0 | 0 | 0 | 0 | 0 | 0 | 0 | 0 | 0 | 0 | 0 | 0 | 0 | 0 | 12 | 0
NO |  | 58 | 2016 | 2 | 5 | 5 |  | AEP | Roberts Sub | 69 | 69 | Wood | 0.12 | 0 | 1 | 4/0 ACSR | 0 | 0 | 0 | 0 | 0 | 0 | 0 | 0 | 0 | 0 | 0 | 0 | 0 | 0 | 0 | 0 | 0 | 0 | 0 | 0 | 0 | 0 | 0 | 12 | 0
NO |  | 58 | 2016 | 2 | 6 | 6 |  | AEP | Scott Sub | 69 | 69 | Wood | 2.65 | 0 | 1 | 4/0 ACSR | 0 | 0 | 0 | 0 | 0 | 0 | 0 | 0 | 0 | 0 | 0 | 0 | 0 | 0 | 0 | 0 | 0 | 0 | 0 | 0 | 0 | 0 | 0 | 12 | 0
NO |  | 58 | 2016 | 2 | 7 | 7 |  | AEP | Watts Sub | 138 | 138 | Concrete | 2.3 | 0 | 1 | 397.5 ACSR | 0 | 0 | 0 | 0 | 0 | 0 | 0 | 0 | 0 | 0 | 0 | 0 | 0 | 0 | 0 | 0 | 0 | 0 | 0 | 0 | 0 | 0 | 0 | 12 | 0
NO |  | 58 | 2016 | 2 | 8 | 8 |  | LCRA | Moore Sub | 138 | 138 | Concrete | 0.04 | 0 | 1 | 795 ACSR | 0 | 0 | 0 | 0 | 0 | 0 | 0 | 0 | 0 | 0 | 0 | 0 | 0 | 0 | 0 | 0 | 0 | 0 | 0 | 0 | 0 | 0 | 0 | 12 | 0
NO |  | 58 | 2016 | 2 | 9 | 9 |  | LCRA | McElmurray Sub | 138 | 138 | Concrete | 0.07 | 0 | 1 | 795 ACSR | 0 | 0 | 0 | 0 | 0 | 0 | 0 | 0 | 0 | 0 | 0 | 0 | 0 | 0 | 0 | 0 | 0 | 0 | 0 | 0 | 0 | 0 | 0 | 12 | 0
NO |  | 58 | 2016 | 2 | 10 | 10 |  | AEP | Sandusky Sub | 138 | 138 | Concrete | 0.04 | 0 | 1 | 795 ACSR | 0 | 0 | 0 | 0 | 0 | 0 | 0 | 0 | 0 | 0 | 0 | 0 | 0 | 0 | 0 | 0 | 0 | 0 | 0 | 0 | 0 | 0 | 0 | 12 | 0
NO |  | 58 | 2016 | 2 | 11 | 11 |  | Sub Tot |  | 0 | 0 |  | 0 | 0 | 0 |  | 29926 | 1164093 | 1194019 | 0 | 0 | 0 | 0 | 0 | 0 | 0 | 0 | 0 | 0 | 0 | 0 | 0 | 0 | 0 | 0 | 0 | 0 | 0 | 0 | 12 | 0
NO |  | 59 | 2016 | 0 | 36 | 36 |  | TOTAL |  | 0 | 0 |  | 0 | 0 | 0 |  | 0 | 0 | 0 | 0 | 0 | 0 | 0 | 0 | 0 | 0 | 0 | 0 | 0 | 0 | 0 | 0 | 0 | 0 | 0 | 0 | 0 | 0 | 0 | 12 | 1
NO |  | 61 | 2016 | 0 | 1 | 1 |  | VT/NH Border | Canadian Border | 0 | 0 |  | 0 | 0 | 0 | 2839.8MCM | 0 | 0 | 0 | 0 | 0 | 0 | 0 | 0 | 0 | 0 | 0 | 0 | 0 | 0 | 0 | 0 | 0 | 0 | 0 | 0 | 0 | 0 | 0 | 12 | 1
NO |  | 61 | 2016 | 0 | 2 | 2 |  |  | Metallic Neutral Return | 450 | 450 | H-frame steel | 35 | 0 | 1 | ACSR | 0 | 1563276 | 1563276 | 0 | 0 | 0 | 0 | 0 | 0 | 0 | 0 | 0 | 0 | 0 | 0 | 0 | 0 | 0 | 0 | 0 | 0 | 0 | 0 | 12 | 1
SI/NO | A | 61 | 2016 | 0 | 4 | 4 |  |  |  | 115 | 0 | H-frame wood | 2.58 | 0 | 4 | ACSR | 244699 | 652669 | 897368 | 0 | 0 | 0 | 22352.7604 | 0 | 0 | 0 | 0 | 0 | 0 | 0 | 0 | 0 | 0 | 0 | 0 | 0 | 0 | 0 | 0 | 12 | 1
NO |  | 61 | 2016 | 0 | 5 | 5 |  |  |  | 69 | 0 | Single Pole | 11.35 | 0 | 5 |  | 0 | 0 | 0 | 0 | 0 | 0 | 0 | 0 | 0 | 0 | 0 | 0 | 0 | 0 | 0 | 0 | 0 | 0 | 0 | 0 | 0 | 0 | 0 | 12 | 1
NO |  | 61 | 2016 | 0 | 6 | 6 |  |  |  | 34.5 | 0 | Single Pole | 248.58 | 0 | 35 |  | 0 | 0 | 0 | 0 | 0 | 0 | 0 | 0 | 0 | 0 | 0 | 0 | 0 | 0 | 0 | 0 | 0 | 0 | 0 | 0 | 0 | 0 | 0 | 12 | 1
NO |  | 61 | 2016 | 0 | 7 | 7 |  |  |  | 46 | 0 | Single Pole | 16 | 0 | 1 |  | 0 | 0 | 0 | 0 | 0 | 0 | 0 | 0 | 0 | 0 | 0 | 0 | 0 | 0 | 0 | 0 | 0 | 0 | 0 | 0 | 0 | 0 | 0 | 12 | 1
NO |  | 61 | 2016 | 0 | 8 | 8 |  |  |  | 13.8 | 0 | Single Pole | 2.44 | 0 | 1 |  | 0 | 0 | 0 | 0 | 0 | 0 | 0 | 0 | 0 | 0 | 0 | 0 | 0 | 0 | 0 | 0 | 0 | 0 | 0 | 0 | 0 | 0 | 0 | 12 | 1
NO |  | 61 | 2016 | 0 | 9 | 9 |  |  |  | 34.5 | 0 | Underground | 0.35 | 0 | 0 | 750 MCMCU | 0 | 0 | 0 | 0 | 0 | 0 | 0 | 0 | 0 | 0 | 0 | 0 | 0 | 0 | 0 | 0 | 0 | 0 | 0 | 0 | 0 | 0 | 0 | 12 | 1
NO |  | 61 | 2016 | 0 | 11 | 11 |  | Marble Street#2 | Center Rutland | 11 | 11 | Wood Pole | 2.75 | 0 | 1 | #2AL | 0 | 44734 | 44734 | 0 | 0 | 0 | 0 | 0 | 0 | 0 | 0 | 0 | 0 | 0 | 0 | 0 | 0 | 0 | 0 | 0 | 0 | 0 | 0 | 12 | 1
SI/NO | A | 61 | 2016 | 0 | 13 | 13 |  | Various | Various | 34.5 | 34.5 | Wood Pole | 126.22 | 1.67 | 24 | Various | 358753 | 16055799 | 16414552 | 0 | 0 | 0 | 408874.1161 | 0 | 0 | 0 | 0 | 0 | 0 | 0 | 0 | 0 | 0 | 0 | 0 | 0 | 0 | 0 | 0 | 12 | 1
NO |  | 61 | 2016 | 0 | 14 | 14 |  |  |  | 0 | 0 | (H. Frame) | 3.72 | 0 | 0 |  | 0 | 0 | 0 | 0 | 0 | 0 | 0 | 0 | 0 | 0 | 0 | 0 | 0 | 0 | 0 | 0 | 0 | 0 | 0 | 0 | 0 | 0 | 0 | 12 | 1
NO |  | 61 | 2016 | 0 | 15 | 15 |  |  |  | 0 | 0 | (Steel Tower) | 0.16 | 0 | 0 |  | 0 | 0 | 0 | 0 | 0 | 0 | 0 | 0 | 0 | 0 | 0 | 0 | 0 | 0 | 0 | 0 | 0 | 0 | 0 | 0 | 0 | 0 | 0 | 12 | 1
NO |  | 61 | 2016 | 0 | 17 | 17 |  | Various | Various | 34.5 | 34.5 | H. Frame | 3.79 | 0 | 1 |  | 0 | 0 | 0 | 0 | 0 | 0 | 0 | 0 | 0 | 0 | 0 | 0 | 0 | 0 | 0 | 0 | 0 | 0 | 0 | 0 | 0 | 0 | 0 | 12 | 1
NO |  | 61 | 2016 | 0 | 18 | 18 |  |  |  | 0 | 0 | (Wood Pole) | 3.28 | 0 | 0 |  | 0 | 0 | 0 | 0 | 0 | 0 | 0 | 0 | 0 | 0 | 0 | 0 | 0 | 0 | 0 | 0 | 0 | 0 | 0 | 0 | 0 | 0 | 0 | 12 | 1
SI/NO | A | 61 | 2016 | 0 | 20 | 20 |  | Various | Various | 46 | 46 | Wood Pole | 506.81 | 2.92 | 98 | Various | 3376860 | 59351040 | 62727900 | 0 | 0 | 0 | 1562504.7013 | 0 | 0 | 0 | 0 | 0 | 0 | 0 | 0 | 0 | 0 | 0 | 0 | 0 | 0 | 0 | 0 | 12 | 1
NO |  | 61 | 2016 | 0 | 21 | 21 |  |  |  | 0 | 0 | (H. Frame) | 23.22 | 0 | 0 |  | 0 | 0 | 0 | 0 | 0 | 0 | 0 | 0 | 0 | 0 | 0 | 0 | 0 | 0 | 0 | 0 | 0 | 0 | 0 | 0 | 0 | 0 | 0 | 12 | 1
NO |  | 61 | 2016 | 0 | 22 | 22 |  |  |  | 0 | 0 | (Steel Tower) | 1.26 | 0 | 0 |  | 0 | 0 | 0 | 0 | 0 | 0 | 0 | 0 | 0 | 0 | 0 | 0 | 0 | 0 | 0 | 0 | 0 | 0 | 0 | 0 | 0 | 0 | 0 | 12 | 1
NO |  | 61 | 2016 | 0 | 24 | 24 |  | Woodford Rd. | East Pownal | 46 | 46 | H. Frame | 0 | 5.51 | 1 |  | 0 | 0 | 0 | 0 | 0 | 0 | 0 | 0 | 0 | 0 | 0 | 0 | 0 | 0 | 0 | 0 | 0 | 0 | 0 | 0 | 0 | 0 | 0 | 12 | 1
SI/NO | A | 61 | 2016 | 0 | 27 | 27 |  | Various | Various | 69 | 69 | Wood Pole | 0.92 | 0 | 3 | Various | 13430 | 1705369 | 1718799 | 0 | 0 | 0 | 42813.9874 | 0 | 0 | 0 | 0 | 0 | 0 | 0 | 0 | 0 | 0 | 0 | 0 | 0 | 0 | 0 | 0 | 12 | 1
NO |  | 61 | 2016 | 0 | 28 | 28 |  |  |  | 0 | 0 | (H. Frame) | 0.27 | 0 | 0 |  | 0 | 0 | 0 | 0 | 0 | 0 | 0 | 0 | 0 | 0 | 0 | 0 | 0 | 0 | 0 | 0 | 0 | 0 | 0 | 0 | 0 | 0 | 0 | 12 | 1
NO |  | 61 | 2016 | 0 | 30 | 30 |  | Bennington | Searsburg | 69 | 69 | H. Frame | 10.91 | 0 | 1 |  | 0 | 0 | 0 | 0 | 0 | 0 | 0 | 0 | 0 | 0 | 0 | 0 | 0 | 0 | 0 | 0 | 0 | 0 | 0 | 0 | 0 | 0 | 0 | 12 | 1
SI/NO | A | 61 | 2016 | 0 | 33 | 33 |  | Ladder Hill | Vernon Road | 115 | 115 | Wood Pole | 0.61 | 0 | 1 | 795 ACRS | 19819 | 52653 | 72472 | 0 | 0 | 0 | 1805.2229 | 0 | 0 | 0 | 0 | 0 | 0 | 0 | 0 | 0 | 0 | 0 | 0 | 0 | 0 | 0 | 0 | 12 | 1
NO |  | 61 | 2016 | 0 | 35 | 35 |  | Canadian Boarder | Highgate Converter | 120 | 120 | H. Frame | 7.58 | 0 | 1 | 954 ACRS | 347006 | 959291 | 1306297 | 0 | 0 | 0 | 0 | 0 | 0 | 0 | 0 | 0 | 0 | 0 | 0 | 0 | 0 | 0 | 0 | 0 | 0 | 0 | 0 | 12 | 1
NO |  | 61 | 2016 | 0 | 36 | 36 |  | TOTAL |  | 0 | 0 |  | 1007.8 | 10.1 | 178 |  | 4360567 | 80384831 | 84745398 | 0 | 0 | 0 | 0 | 0 | 0 | 0 | 0 | 0 | 0 | 0 | 0 | 0 | 0 | 0 | 0 | 0 | 0 | 0 | 0 | 12 | 1
NO |  | 61 | 2016 | 1 | 3 | 3 |  | Total | Group | 115 | 0 |  | 1007.8 | 10.1 | 178 |  | 4360567 | 80384831 | 84745398 | 0 | 0 | 0 | 0 | 0 | 0 | 0 | 0 | 0 | 0 | 0 | 0 | 0 | 0 | 0 | 0 | 0 | 0 | 0 | 0 | 12 | 1
NO |  | 61 | 2016 | 1 | 4 | 4 |  | Total | Group | 69 | 0 |  | 0 | 0 | 0 |  | 0 | 0 | 0 | 0 | 0 | 0 | 0 | 0 | 0 | 0 | 0 | 0 | 0 | 0 | 0 | 0 | 0 | 0 | 0 | 0 | 0 | 0 | 0 | 12 | 1
NO |  | 61 | 2016 | 1 | 5 | 5 |  | Total | Group | 34.5 | 0 |  | 0 | 0 | 0 |  | 0 | 0 | 0 | 0 | 0 | 0 | 0 | 0 | 0 | 0 | 0 | 0 | 0 | 0 | 0 | 0 | 0 | 0 | 0 | 0 | 0 | 0 | 0 | 12 | 1
NO |  | 61 | 2016 | 1 | 6 | 6 |  | Total | Group | 13.8 | 0 |  | 0 | 0 | 0 |  | 0 | 0 | 0 | 0 | 0 | 0 | 0 | 0 | 0 | 0 | 0 | 0 | 0 | 0 | 0 | 0 | 0 | 0 | 0 | 0 | 0 | 0 | 0 | 12 | 1
NO |  | 61 | 2016 | 1 | 8 | 8 |  | Total | Group | 34.5 | 0 | Sh/Wd | 0 | 0 | 0 |  | 0 | 0 | 0 | 0 | 0 | 0 | 0 | 0 | 0 | 0 | 0 | 0 | 0 | 0 | 0 | 0 | 0 | 0 | 0 | 0 | 0 | 0 | 0 | 12 | 1
NO |  | 62 | 2016 | 0 | 1 | 1 |  | Alligator Swamp | Santa Rosa Energy | 230 | 230 | Concrete 1Pole | 7.4 | 0 | 1 | 1351.5 ACSR | 0 | 151824 | 151824 | 0 | 0 | 0 | 0 | 0 | 0 | 0 | 0 | 0 | 0 | 0 | 0 | 0 | 0 | 0 | 0 | 0 | 0 | 0 | 0 | 12 | 1
NO |  | 62 | 2016 | 0 | 2 | 2 |  | Bellview | Silverhill | 230 | 230 | Steel H-Frame | 11.19 | 1.04 | 1 | 1351.5 SSAC | 473349 | 1071057 | 1544406 | 0 | 0 | 0 | 0 | 0 | 0 | 0 | 0 | 0 | 0 | 0 | 0 | 0 | 0 | 0 | 0 | 0 | 0 | 0 | 0 | 12 | 1
NO |  | 62 | 2016 | 0 | 3 | 3 |  | Brentwood | Silverhill | 230 | 230 | Steel H-Frame | 13.54 | 3.09 | 1 | 1351.5 SSAC | 335367 | 3393738 | 3729105 | 0 | 0 | 0 | 0 | 0 | 0 | 0 | 0 | 0 | 0 | 0 | 0 | 0 | 0 | 0 | 0 | 0 | 0 | 0 | 0 | 12 | 1
NO |  | 62 | 2016 | 0 | 4 | 4 |  | Callaway | Highland City | 230 | 230 | Concr H-Frame | 4.33 | 0 | 1 | 1351.5 ACSR | 0 | 1356683 | 1356683 | 0 | 0 | 0 | 0 | 0 | 0 | 0 | 0 | 0 | 0 | 0 | 0 | 0 | 0 | 0 | 0 | 0 | 0 | 0 | 0 | 12 | 1
NO |  | 62 | 2016 | 0 | 5 | 5 |  | Callaway | Port St. Joe | 230 | 230 | Steel H-Frame | 2.37 | 0 | 1 | 795 ACSR | 147473 | 299140 | 446613 | 0 | 0 | 0 | 0 | 0 | 0 | 0 | 0 | 0 | 0 | 0 | 0 | 0 | 0 | 0 | 0 | 0 | 0 | 0 | 0 | 12 | 1
NO |  | 62 | 2016 | 0 | 6 | 6 |  | Crist | Barry | 230 | 230 | Alum Tower | 31.68 | 0 | 1 | 1351.5 ACSR | 2604156 | 1624133 | 4228289 | 0 | 0 | 0 | 0 | 0 | 0 | 0 | 0 | 0 | 0 | 0 | 0 | 0 | 0 | 0 | 0 | 0 | 0 | 0 | 0 | 12 | 1
NO |  | 62 | 2016 | 0 | 7 | 7 |  | Crist | Bellview | 230 | 230 | Steel H-Frame | 8.88 | 0 | 1 | 1351.5 ACSR | 392318 | 998651 | 1390969 | 0 | 0 | 0 | 0 | 0 | 0 | 0 | 0 | 0 | 0 | 0 | 0 | 0 | 0 | 0 | 0 | 0 | 0 | 0 | 0 | 12 | 1
NO |  | 62 | 2016 | 0 | 8 | 8 |  | Crist | Brentwood | 230 | 230 | Steel Tower | 7.67 | 6.67 | 1 | 1033.5 ACSR | 11646 | 745749 | 757395 | 0 | 0 | 0 | 0 | 0 | 0 | 0 | 0 | 0 | 0 | 0 | 0 | 0 | 0 | 0 | 0 | 0 | 0 | 0 | 0 | 12 | 1
NO |  | 62 | 2016 | 0 | 9 | 9 |  | Crist | Shoal River | 230 | 230 | Alum Tower | 44.84 | 0 | 1 | 1351.5 ACSR | 326059 | 3931399 | 4257458 | 0 | 0 | 0 | 0 | 0 | 0 | 0 | 0 | 0 | 0 | 0 | 0 | 0 | 0 | 0 | 0 | 0 | 0 | 0 | 0 | 12 | 1
NO |  | 62 | 2016 | 0 | 10 | 10 |  | Crist | Crist Scrubber #1 | 230 | 230 | Concrete 1Pole | 0.26 | 0 | 1 | 1033.5 ACSR | 0 | 554970 | 554970 | 0 | 0 | 0 | 0 | 0 | 0 | 0 | 0 | 0 | 0 | 0 | 0 | 0 | 0 | 0 | 0 | 0 | 0 | 0 | 0 | 12 | 1
NO |  | 62 | 2016 | 0 | 11 | 11 |  | Crist | Crist Scrubber #2 | 230 | 230 | Concrete 1Pole | 0.11 | 0 | 1 | 1033.5 ACSR | 0 | 252493 | 252493 | 0 | 0 | 0 | 0 | 0 | 0 | 0 | 0 | 0 | 0 | 0 | 0 | 0 | 0 | 0 | 0 | 0 | 0 | 0 | 0 | 12 | 1
NO |  | 62 | 2016 | 0 | 12 | 12 |  | Crist | Wright | 230 | 230 | Steel H-Frame | 49.65 | 0 | 1 | 1351.5 ACSR | 410464 | 4660506 | 5070970 | 0 | 0 | 0 | 0 | 0 | 0 | 0 | 0 | 0 | 0 | 0 | 0 | 0 | 0 | 0 | 0 | 0 | 0 | 0 | 0 | 12 | 1
NO |  | 62 | 2016 | 0 | 13 | 13 |  | Farley | Sinai Cemetery | 230 | 230 | Concrete 1Pole | 28.32 | 0 | 1 | 1351.5 SSAC | 0 | 5965526 | 5965526 | 0 | 0 | 0 | 0 | 0 | 0 | 0 | 0 | 0 | 0 | 0 | 0 | 0 | 0 | 0 | 0 | 0 | 0 | 0 | 0 | 12 | 1
NO |  | 62 | 2016 | 0 | 14 | 14 |  | Holmes Creek | Highland City | 230 | 230 | Concrete 1Pole | 68.82 | 2.35 | 1 | 1033.5 ACSS HS | 1413 | 45095520 | 45096933 | 0 | 0 | 0 | 0 | 0 | 0 | 0 | 0 | 0 | 0 | 0 | 0 | 0 | 0 | 0 | 0 | 0 | 0 | 0 | 0 | 12 | 1
NO |  | 62 | 2016 | 0 | 15 | 15 |  | Holmes Creek | Pinckard | 230 | 230 | Concrete 1Pole | 1.96 | 0 | 1 | 1033.5 ACSS MA3 | 2570 | 1587705 | 1590275 | 0 | 0 | 0 | 0 | 0 | 0 | 0 | 0 | 0 | 0 | 0 | 0 | 0 | 0 | 0 | 0 | 0 | 0 | 0 | 0 | 12 | 1
NO |  | 62 | 2016 | 0 | 16 | 16 |  | Laguna Beach | Santa Rosa | 230 | 230 | Concrete 1Pole | 21.58 | 0 | 1 | 1351.5 ACSR | 125162 | 26242862 | 26368024 | 0 | 0 | 0 | 0 | 0 | 0 | 0 | 0 | 0 | 0 | 0 | 0 | 0 | 0 | 0 | 0 | 0 | 0 | 0 | 0 | 12 | 1
NO |  | 62 | 2016 | 0 | 17 | 17 |  | North Brewton | Alligator Swamp | 230 | 230 | Concrete 1Pole | 37.92 | 0 | 1 | 1033.5 ACSS MA3 | 0 | 33023014 | 33023014 | 0 | 0 | 0 | 0 | 0 | 0 | 0 | 0 | 0 | 0 | 0 | 0 | 0 | 0 | 0 | 0 | 0 | 0 | 0 | 0 | 12 | 1
NO |  | 62 | 2016 | 0 | 18 | 18 |  | Shaky Joe Swamp Tap | Hinsons Crossroads | 230 | 230 | Steel 1Pole | 5.81 | 0 | 1 | 1033.5 ACSR | 664551 | 3504183 | 4168734 | 0 | 0 | 0 | 0 | 0 | 0 | 0 | 0 | 0 | 0 | 0 | 0 | 0 | 0 | 0 | 0 | 0 | 0 | 0 | 0 | 12 | 1
NO |  | 62 | 2016 | 0 | 19 | 19 |  | Shoal River | Pinckard | 230 | 230 | Steel H-Frame | 37.55 | 0.12 | 1 | 1351.5 ACSR | 523010 | 3656379 | 4179389 | 0 | 0 | 0 | 0 | 0 | 0 | 0 | 0 | 0 | 0 | 0 | 0 | 0 | 0 | 0 | 0 | 0 | 0 | 0 | 0 | 12 | 1
NO |  | 62 | 2016 | 0 | 20 | 20 |  | Shoal River | Wright | 230 | 230 | Alum Tower | 24.01 | 0 | 1 | 1351.5 ACSR | 115743 | 1186459 | 1302202 | 0 | 0 | 0 | 0 | 0 | 0 | 0 | 0 | 0 | 0 | 0 | 0 | 0 | 0 | 0 | 0 | 0 | 0 | 0 | 0 | 12 | 1
NO |  | 62 | 2016 | 0 | 21 | 21 |  | Smith | Callaway | 230 | 230 | Steel H-Frame | 17.3 | 0 | 1 | 1351.5 ACSR-SD | 516521 | 1810315 | 2326836 | 0 | 0 | 0 | 0 | 0 | 0 | 0 | 0 | 0 | 0 | 0 | 0 | 0 | 0 | 0 | 0 | 0 | 0 | 0 | 0 | 12 | 1
NO |  | 62 | 2016 | 0 | 22 | 22 |  | Smith | Laguna Beach | 230 | 230 | Steel H-Frame | 14.19 | 0 | 1 | 795 ACSR | 184161 | 2884767 | 3068928 | 0 | 0 | 0 | 0 | 0 | 0 | 0 | 0 | 0 | 0 | 0 | 0 | 0 | 0 | 0 | 0 | 0 | 0 | 0 | 0 | 12 | 1
NO |  | 62 | 2016 | 0 | 23 | 23 |  | Smith | Laguna Beach #2 | 230 | 230 | Concrete H-Fr | 15.61 | 0 | 1 | 1351.5 ACSR | 626115 | 29405143 | 30031258 | 0 | 0 | 0 | 0 | 0 | 0 | 0 | 0 | 0 | 0 | 0 | 0 | 0 | 0 | 0 | 0 | 0 | 0 | 0 | 0 | 12 | 1
NO |  | 62 | 2016 | 0 | 24 | 24 |  | Smith | Shoal River | 230 | 230 | Alum Tower | 72.8 | 0 | 1 | 1033.5 ACSR | 752605 | 5293593 | 6046198 | 0 | 0 | 0 | 0 | 0 | 0 | 0 | 0 | 0 | 0 | 0 | 0 | 0 | 0 | 0 | 0 | 0 | 0 | 0 | 0 | 12 | 1
NO |  | 62 | 2016 | 0 | 25 | 25 |  | Smith | Thomasville | 230 | 230 | Alum Tower | 66.9 | 0 | 1 | 1033.5 ACSR | 949677 | 3523724 | 4473401 | 0 | 0 | 0 | 0 | 0 | 0 | 0 | 0 | 0 | 0 | 0 | 0 | 0 | 0 | 0 | 0 | 0 | 0 | 0 | 0 | 12 | 1
NO |  | 62 | 2016 | 0 | 26 | 26 |  | Smith Unit 3 CC | Smith Unit 3 CC | 230 | 230 | Steel H-Frame | 0.17 | 0 | 1 | 1351.5 ACSR | 0 | 212010 | 212010 | 0 | 0 | 0 | 0 | 0 | 0 | 0 | 0 | 0 | 0 | 0 | 0 | 0 | 0 | 0 | 0 | 0 | 0 | 0 | 0 | 12 | 1
NO |  | 62 | 2016 | 0 | 27 | 27 |  |  |  | 0 | 0 |  | 0 | 0 | 0 |  | 0 | 0 | 0 | 0 | 1232427 | 99693 | 1332120 | 0 | 0 | 0 | 0 | 0 | 0 | 0 | 0 | 0 | 0 | 0 | 0 | 0 | 0 | 0 | 0 | 12 | 1
NO |  | 62 | 2016 | 0 | 28 | 28 |  | Total 230 |  | 0 | 0 |  | 594.86 | 13.27 | 26 |  | 9162360 | 182431543 | 191593903 | 0 | 1232427 | 99693 | 1332120 | 0 | 0 | 0 | 0 | 0 | 0 | 0 | 0 | 0 | 0 | 0 | 0 | 0 | 0 | 0 | 0 | 12 | 1
SI/SI | A | 62 | 2016 | 0 | 30 | 30 |  | 115KV |  | 0 | 0 |  | 1016.45 | 16.34 | 0 |  | 14493419 | 210751629 | 225245048 | 0 | 1972523 | 0 | 1972523 | 0 | 0 | 0 | 0 | 0 | 0 | 0 | 0 | 0 | 0 | 0 | 0 | 0 | 0 | 0 | 0 | 12 | 1
SI/SI | A | 62 | 2016 | 0 | 32 | 32 |  | 46KV |  | 0 | 0 |  | 55.92 | 0.72 | 0 |  | 619124 | 11276700 | 11895824 | 0 | 322651 | 0 | 322651 | 0 | 0 | 0 | 0 | 0 | 0 | 0 | 0 | 0 | 0 | 0 | 0 | 0 | 0 | 0 | 0 | 12 | 1
NO |  | 62 | 2016 | 0 | 34 | 34 |  | General Overhead Expenses |  | 0 | 0 |  | 0 | 0 | 0 |  | 0 | 0 | 0 | 0 | 238501 | 0 | 238501 | 0 | 0 | 0 | 0 | 0 | 0 | 0 | 0 | 0 | 0 | 0 | 0 | 0 | 0 | 0 | 0 | 12 | 1
NO |  | 62 | 2016 | 0 | 36 | 36 |  | TOTAL |  | 0 | 0 |  | 1667.23 | 30.33 | 26 |  | 24274903 | 404459872 | 428734775 | 0 | 3766102 | 99693 | 3865795 | 0 | 0 | 0 | 0 | 0 | 0 | 0 | 0 | 0 | 0 | 0 | 0 | 0 | 0 | 0 | 0 | 12 | 1
NO |  | 68 | 2016 | 0 | 1 | 1 |  | [01A] GALVESTON 26TH ST | SEAWALL | 138 | 138 | (4) UNDER | 1.71 | 0 | 0 | 1250 CUDP | 0 | 0 | 0 | 0 | 0 | 0 | 0 | 0 | 0 | 0 | 0 | 0 | 0 | 0 | 0 | 0 | 0 | 0 | 0 | 0 | 0 | 0 | 0 | 12 | 0
NO |  | 68 | 2016 | 0 | 2 | 2 |  | [01B] TIKI ISLAND | TAP | 138 | 138 | (2) WOOD | 0.02 | 0 | 0 | 795ACSR | 0 | 0 | 0 | 0 | 0 | 0 | 0 | 0 | 0 | 0 | 0 | 0 | 0 | 0 | 0 | 0 | 0 | 0 | 0 | 0 | 0 | 0 | 0 | 12 | 0
NO |  | 68 | 2016 | 0 | 3 | 3 |  | [01B] WEBSTER PLANT | GALVESTON 26TH ST | 138 | 138 | (3) STEEL | 28.62 | 0 | 0 | 795 ACSR | 0 | 0 | 0 | 0 | 0 | 0 | 0 | 0 | 0 | 0 | 0 | 0 | 0 | 0 | 0 | 0 | 0 | 0 | 0 | 0 | 0 | 0 | 0 | 12 | 0
NO |  | 68 | 2016 | 0 | 4 | 4 |  | [01X] P.H. ROBINSON PLANT | YGF (TNMP) | 138 | 138 | (3) STEEL | 0.38 | 0 | 0 | 2-959 ACSS | 0 | 0 | 0 | 0 | 0 | 0 | 0 | 0 | 0 | 0 | 0 | 0 | 0 | 0 | 0 | 0 | 0 | 0 | 0 | 0 | 0 | 0 | 0 | 12 | 0
NO |  | 68 | 2016 | 0 | 5 | 5 |  | [02A] BLUERIDGE | TAP | 138 | 138 | (2) WOOD | 0.08 | 0 | 0 | 795 AAC | 0 | 0 | 0 | 0 | 0 | 0 | 0 | 0 | 0 | 0 | 0 | 0 | 0 | 0 | 0 | 0 | 0 | 0 | 0 | 0 | 0 | 0 | 0 | 12 | 0
NO |  | 68 | 2016 | 0 | 6 | 6 |  | [02A] DEWALT | W.A. PARISH PLANT | 138 | 138 | (3) STEEL | 11.11 | 0 | 0 | 795 AAC | 0 | 0 | 0 | 0 | 0 | 0 | 0 | 0 | 0 | 0 | 0 | 0 | 0 | 0 | 0 | 0 | 0 | 0 | 0 | 0 | 0 | 0 | 0 | 12 | 0
NO |  | 68 | 2016 | 0 | 7 | 7 |  | [02A] H.O. CLARK PLANT | DEWALT | 138 | 138 | (3) STEEL | 8.66 | 0 | 0 | 2-795 AAC | 0 | 0 | 0 | 0 | 0 | 0 | 0 | 0 | 0 | 0 | 0 | 0 | 0 | 0 | 0 | 0 | 0 | 0 | 0 | 0 | 0 | 0 | 0 | 12 | 0
NO |  | 68 | 2016 | 0 | 8 | 8 |  | [02A] MULA_ | TAP | 138 | 138 | (1) WOOD | 2.22 | 0 | 0 | 795 AAC | 0 | 0 | 0 | 0 | 0 | 0 | 0 | 0 | 0 | 0 | 0 | 0 | 0 | 0 | 0 | 0 | 0 | 0 | 0 | 0 | 0 | 0 | 0 | 12 | 0
NO |  | 68 | 2016 | 0 | 9 | 9 |  | [02A] QUAIL VALLEY | TAP | 138 | 138 | (3) STEEL | 3.33 | 0 | 0 | 795 ACSR | 0 | 0 | 0 | 0 | 0 | 0 | 0 | 0 | 0 | 0 | 0 | 0 | 0 | 0 | 0 | 0 | 0 | 0 | 0 | 0 | 0 | 0 | 0 | 12 | 0
NO |  | 68 | 2016 | 0 | 10 | 10 |  | [02A] SIENNA | TAP | 138 | 138 | (1) CONC | 2.71 | 0 | 0 | 1433 ACSS | 0 | 0 | 0 | 0 | 0 | 0 | 0 | 0 | 0 | 0 | 0 | 0 | 0 | 0 | 0 | 0 | 0 | 0 | 0 | 0 | 0 | 0 | 0 | 12 | 0
NO |  | 68 | 2016 | 0 | 11 | 11 |  | [02A] TELVIEW | TAP | 138 | 138 | (3) STEEL | 2.99 | 0 | 0 | 795 ACSR | 0 | 0 | 0 | 0 | 0 | 0 | 0 | 0 | 0 | 0 | 0 | 0 | 0 | 0 | 0 | 0 | 0 | 0 | 0 | 0 | 0 | 0 | 0 | 12 | 0
NO |  | 68 | 2016 | 0 | 12 | 12 |  | [02B] NASH | TAP | 138 | 138 | (3) STEEL | 5.55 | 0 | 0 | 1-795 ACSR | 0 | 0 | 0 | 0 | 0 | 0 | 0 | 0 | 0 | 0 | 0 | 0 | 0 | 0 | 0 | 0 | 0 | 0 | 0 | 0 | 0 | 0 | 0 | 12 | 0
NO |  | 68 | 2016 | 0 | 13 | 13 |  | [02B] WEST COLUMBIA | W.A. PARISH PLANT | 138 | 138 | (3) STEEL | 24.55 | 0 | 0 | 2-795 AAC | 0 | 0 | 0 | 0 | 0 | 0 | 0 | 0 | 0 | 0 | 0 | 0 | 0 | 0 | 0 | 0 | 0 | 0 | 0 | 0 | 0 | 0 | 0 | 12 | 0
NO |  | 68 | 2016 | 0 | 14 | 14 |  | [02C] HOFMAN | LAKE JACKSON | 138 | 138 | (3) STEEL | 4.83 | 0 | 0 | 795 ACSR | 0 | 0 | 0 | 0 | 0 | 0 | 0 | 0 | 0 | 0 | 0 | 0 | 0 | 0 | 0 | 0 | 0 | 0 | 0 | 0 | 0 | 0 | 0 | 12 | 0
NO |  | 68 | 2016 | 0 | 15 | 15 |  | [02C] LAKE JACKSON | WEST COLUMBIA | 138 | 138 | (3) STEEL | 17.62 | 0 | 0 | 795 AAC | 0 | 0 | 0 | 0 | 0 | 0 | 0 | 0 | 0 | 0 | 0 | 0 | 0 | 0 | 0 | 0 | 0 | 0 | 0 | 0 | 0 | 0 | 0 | 12 | 0
NO |  | 68 | 2016 | 0 | 16 | 16 |  | [02D] BASF_ | HOFFMAN | 138 | 138 | (3) STEEL | 3.07 | 0 | 0 | 795 ACSR | 0 | 0 | 0 | 0 | 0 | 0 | 0 | 0 | 0 | 0 | 0 | 0 | 0 | 0 | 0 | 0 | 0 | 0 | 0 | 0 | 0 | 0 | 0 | 12 | 0
NO |  | 68 | 2016 | 0 | 17 | 17 |  | [02E] BASF_ | BRAZOSPORT | 138 | 138 | (3) STEEL | 2.78 | 0 | 0 | 2-795 ACSR | 0 | 0 | 0 | 0 | 0 | 0 | 0 | 0 | 0 | 0 | 0 | 0 | 0 | 0 | 0 | 0 | 0 | 0 | 0 | 0 | 0 | 0 | 0 | 12 | 0
NO |  | 68 | 2016 | 0 | 18 | 18 |  | [02E] BRAZOSPORT | COPPER | 138 | 138 | (3) STEEL | 0 | 1.88 | 0 | 2-795 ACSR | 0 | 0 | 0 | 0 | 0 | 0 | 0 | 0 | 0 | 0 | 0 | 0 | 0 | 0 | 0 | 0 | 0 | 0 | 0 | 0 | 0 | 0 | 0 | 12 | 0
NO |  | 68 | 2016 | 0 | 19 | 19 |  | [02F] BOOSTR | TAP | 138 | 138 | (1) CONC | 0.17 | 0 | 0 | 795ACSR | 0 | 0 | 0 | 0 | 0 | 0 | 0 | 0 | 0 | 0 | 0 | 0 | 0 | 0 | 0 | 0 | 0 | 0 | 0 | 0 | 0 | 0 | 0 | 12 | 0
NO |  | 68 | 2016 | 0 | 20 | 20 |  | [02F] SEADOC | TAP | 138 | 138 | (3) STEEL | 0.04 | 0 | 0 | 2-959ACSS | 0 | 0 | 0 | 0 | 0 | 0 | 0 | 0 | 0 | 0 | 0 | 0 | 0 | 0 | 0 | 0 | 0 | 0 | 0 | 0 | 0 | 0 | 0 | 12 | 0
NO |  | 68 | 2016 | 0 | 21 | 21 |  | [02F] SEAWAY SWITCHYARD | TAP | 138 | 138 | (1) CONC | 0.13 | 0 | 0 | 2-795 ACSR | 0 | 0 | 0 | 0 | 0 | 0 | 0 | 0 | 0 | 0 | 0 | 0 | 0 | 0 | 0 | 0 | 0 | 0 | 0 | 0 | 0 | 0 | 0 | 12 | 0
NO |  | 68 | 2016 | 0 | 22 | 22 |  | [02F] VELASCO | SEAWAY | 138 | 138 | (3) STEEL | 6.14 | 0 | 0 | 2-959ACSS | 0 | 0 | 0 | 0 | 0 | 0 | 0 | 0 | 0 | 0 | 0 | 0 | 0 | 0 | 0 | 0 | 0 | 0 | 0 | 0 | 0 | 0 | 0 | 12 | 0
NO |  | 68 | 2016 | 0 | 23 | 23 |  | [02H] COPPER | VELASCO | 138 | 138 | (3) STEEL | 0 | 3.92 | 0 | 2-795 ACSR | 0 | 0 | 0 | 0 | 0 | 0 | 0 | 0 | 0 | 0 | 0 | 0 | 0 | 0 | 0 | 0 | 0 | 0 | 0 | 0 | 0 | 0 | 0 | 12 | 0
NO |  | 68 | 2016 | 0 | 24 | 24 |  | [02H] SEADOC | TAP | 138 | 138 | (3) STEEL | 5.33 | 0 | 0 | 795ACSR | 0 | 0 | 0 | 0 | 0 | 0 | 0 | 0 | 0 | 0 | 0 | 0 | 0 | 0 | 0 | 0 | 0 | 0 | 0 | 0 | 0 | 0 | 0 | 12 | 0
NO |  | 68 | 2016 | 0 | 25 | 25 |  | [02X] P.H. ROBINSON PLANT | YHE (TNMP) | 138 | 138 | (3) STEEL | 0.41 | 0 | 0 | 2-795AAC | 0 | 0 | 0 | 0 | 0 | 0 | 0 | 0 | 0 | 0 | 0 | 0 | 0 | 0 | 0 | 0 | 0 | 0 | 0 | 0 | 0 | 0 | 0 | 12 | 0
NO |  | 68 | 2016 | 0 | 26 | 26 |  | [03A] PSARCO | BIGVUE | 138 | 138 | (3) STEEL | 0.67 | 0.16 | 0 | 2-795 AAC | 0 | 0 | 0 | 0 | 0 | 0 | 0 | 0 | 0 | 0 | 0 | 0 | 0 | 0 | 0 | 0 | 0 | 0 | 0 | 0 | 0 | 0 | 0 | 12 | 0
NO |  | 68 | 2016 | 0 | 27 | 27 |  | [03B] CEDAR BAYOU PLANT | BAYTOWN | 138 | 138 | (3) STEEL | 11.45 | 3.97 | 0 | 795 AAC | 0 | 0 | 0 | 0 | 0 | 0 | 0 | 0 | 0 | 0 | 0 | 0 | 0 | 0 | 0 | 0 | 0 | 0 | 0 | 0 | 0 | 0 | 0 | 12 | 0
NO |  | 68 | 2016 | 0 | 28 | 28 |  | [03B] KENNY_ | TAP | 138 | 138 | (3) STEEL | 0.03 | 0 | 0 | 2000 AAC | 0 | 0 | 0 | 0 | 0 | 0 | 0 | 0 | 0 | 0 | 0 | 0 | 0 | 0 | 0 | 0 | 0 | 0 | 0 | 0 | 0 | 0 | 0 | 12 | 0
NO |  | 68 | 2016 | 0 | 29 | 29 |  | [03B] TRINITY BAY | TAP | 138 | 138 | (1) CONC | 0.05 | 0 | 0 | 2-795AAC | 0 | 0 | 0 | 0 | 0 | 0 | 0 | 0 | 0 | 0 | 0 | 0 | 0 | 0 | 0 | 0 | 0 | 0 | 0 | 0 | 0 | 0 | 0 | 12 | 0
NO |  | 68 | 2016 | 0 | 30 | 30 |  | [03B] TRINITY BAY | TAP | 138 | 138 | (1) CONC | 0.08 | 0 | 0 | 2-795AAC | 0 | 0 | 0 | 0 | 0 | 0 | 0 | 0 | 0 | 0 | 0 | 0 | 0 | 0 | 0 | 0 | 0 | 0 | 0 | 0 | 0 | 0 | 0 | 12 | 0
NO |  | 68 | 2016 | 0 | 31 | 31 |  | [03B] TRINITY BAY | TAP | 138 | 138 | (1) CONC | 0.04 | 0 | 0 | 2-795AAC | 0 | 0 | 0 | 0 | 0 | 0 | 0 | 0 | 0 | 0 | 0 | 0 | 0 | 0 | 0 | 0 | 0 | 0 | 0 | 0 | 0 | 0 | 0 | 12 | 0
NO |  | 68 | 2016 | 0 | 32 | 32 |  | [03D] GREENS BAYOU PLANT | WHITE OAK | 138 | 138 | (3) STEEL | 0 | 14.48 | 0 | 2-795 AAC | 0 | 0 | 0 | 0 | 0 | 0 | 0 | 0 | 0 | 0 | 0 | 0 | 0 | 0 | 0 | 0 | 0 | 0 | 0 | 0 | 0 | 0 | 0 | 12 | 0
NO |  | 68 | 2016 | 0 | 33 | 33 |  | [03D] LIBERTY | TAP | 138 | 138 | (3) STEEL | 0.03 | 0 | 0 | 795 AAC | 0 | 0 | 0 | 0 | 0 | 0 | 0 | 0 | 0 | 0 | 0 | 0 | 0 | 0 | 0 | 0 | 0 | 0 | 0 | 0 | 0 | 0 | 0 | 12 | 0
NO |  | 68 | 2016 | 0 | 34 | 34 |  | [03F] EXPLOR | TAP | 138 | 138 | (3) STEEL | 0.05 | 0 | 0 | 795 AAC | 0 | 0 | 0 | 0 | 0 | 0 | 0 | 0 | 0 | 0 | 0 | 0 | 0 | 0 | 0 | 0 | 0 | 0 | 0 | 0 | 0 | 0 | 0 | 12 | 0
NO |  | 68 | 2016 | 0 | 35 | 35 |  | [03F] LYONDELL | TAP | 138 | 138 | (2) WOOD | 0.04 | 0 | 0 | 795 AAC | 0 | 0 | 0 | 0 | 0 | 0 | 0 | 0 | 0 | 0 | 0 | 0 | 0 | 0 | 0 | 0 | 0 | 0 | 0 | 0 | 0 | 0 | 0 | 12 | 0
NO |  | 68 | 2016 | 0 | 36 | 36 |  | TOTAL |  | 0 | 0 |  | 2624.84 | 1093.25 | 350 |  | 0 | 0 | 0 | 0 | 0 | 0 | 0 | 0 | 0 | 0 | 0 | 0 | 0 | 0 | 0 | 0 | 0 | 0 | 0 | 0 | 0 | 0 | 0 | 12 | 0
NO |  | 68 | 2016 | 1 | 1 | 1 |  | [03F] PSARCO | GREENS BAYOU PLANT | 138 | 138 | (3) STEEL | 7.42 | 0 | 0 | 2-795 ACSR | 0 | 0 | 0 | 0 | 0 | 0 | 0 | 0 | 0 | 0 | 0 | 0 | 0 | 0 | 0 | 0 | 0 | 0 | 0 | 0 | 0 | 0 | 0 | 12 | 0
NO |  | 68 | 2016 | 1 | 2 | 2 |  | [03F] UVALDE | TAP | 138 | 138 | (1) STEEL | 0.16 | 0 | 0 | 795 AAC | 0 | 0 | 0 | 0 | 0 | 0 | 0 | 0 | 0 | 0 | 0 | 0 | 0 | 0 | 0 | 0 | 0 | 0 | 0 | 0 | 0 | 0 | 0 | 12 | 0
NO |  | 68 | 2016 | 1 | 3 | 3 |  | [03G] BIGVUE | CHANNELVIEW | 138 | 138 | (3) STEEL | 6.05 | 0 | 0 | 2-795 AAC | 0 | 0 | 0 | 0 | 0 | 0 | 0 | 0 | 0 | 0 | 0 | 0 | 0 | 0 | 0 | 0 | 0 | 0 | 0 | 0 | 0 | 0 | 0 | 12 | 0
NO |  | 68 | 2016 | 1 | 4 | 4 |  | [03H] LYNCH_ | EXXON_ | 138 | 138 | (3) STEEL | 4.41 | 0 | 0 | 2000 AAC | 0 | 0 | 0 | 0 | 0 | 0 | 0 | 0 | 0 | 0 | 0 | 0 | 0 | 0 | 0 | 0 | 0 | 0 | 0 | 0 | 0 | 0 | 0 | 12 | 0
NO |  | 68 | 2016 | 1 | 5 | 5 |  | [03I] CHANNELVIEW | LYNCH_ | 138 | 138 | (3) STEEL | 5.68 | 0 | 0 | 2-795 AAC | 0 | 0 | 0 | 0 | 0 | 0 | 0 | 0 | 0 | 0 | 0 | 0 | 0 | 0 | 0 | 0 | 0 | 0 | 0 | 0 | 0 | 0 | 0 | 12 | 0
NO |  | 68 | 2016 | 1 | 6 | 6 |  | [03X] P.H. ROBINSON PLANT | YFP (TNMP) | 138 | 138 | (3) STEEL | 0.41 | 0 | 0 | 2-795AAC | 0 | 0 | 0 | 0 | 0 | 0 | 0 | 0 | 0 | 0 | 0 | 0 | 0 | 0 | 0 | 0 | 0 | 0 | 0 | 0 | 0 | 0 | 0 | 12 | 0
NO |  | 68 | 2016 | 1 | 7 | 7 |  | [04A] FRIENDSWOOD | TAP | 138 | 138 | (3) STEEL | 2.27 | 0 | 0 | 795 ACSR | 0 | 0 | 0 | 0 | 0 | 0 | 0 | 0 | 0 | 0 | 0 | 0 | 0 | 0 | 0 | 0 | 0 | 0 | 0 | 0 | 0 | 0 | 0 | 12 | 0
NO |  | 68 | 2016 | 1 | 8 | 8 |  | [04A] MUSTANG BAYOU | AMOCO_ | 138 | 138 | (2) WOOD | 7.45 | 3.31 | 0 | 2-795 ACSR | 0 | 0 | 0 | 0 | 0 | 0 | 0 | 0 | 0 | 0 | 0 | 0 | 0 | 0 | 0 | 0 | 0 | 0 | 0 | 0 | 0 | 0 | 0 | 12 | 0
NO |  | 68 | 2016 | 1 | 9 | 9 |  | [04A] WEBSTER PLANT | MUSTANG BAYOU | 138 | 138 | (3) STEEL | 1.38 | 13.85 | 0 | 2-795 ACSR | 0 | 0 | 0 | 0 | 0 | 0 | 0 | 0 | 0 | 0 | 0 | 0 | 0 | 0 | 0 | 0 | 0 | 0 | 0 | 0 | 0 | 0 | 0 | 12 | 0
NO |  | 68 | 2016 | 1 | 10 | 10 |  | [04B] AMOCO_ | MONSAN | 138 | 138 | (3) STEEL | 5.21 | 0 | 0 | 2-927 ACAR | 0 | 0 | 0 | 0 | 0 | 0 | 0 | 0 | 0 | 0 | 0 | 0 | 0 | 0 | 0 | 0 | 0 | 0 | 0 | 0 | 0 | 0 | 0 | 12 | 0
NO |  | 68 | 2016 | 1 | 11 | 11 |  | [04C] ANGLETON | LIVERPOOL | 138 | 138 | (2) WOOD | 10.58 | 0 | 0 | 795 AAC | 0 | 0 | 0 | 0 | 0 | 0 | 0 | 0 | 0 | 0 | 0 | 0 | 0 | 0 | 0 | 0 | 0 | 0 | 0 | 0 | 0 | 0 | 0 | 12 | 0
NO |  | 68 | 2016 | 1 | 12 | 12 |  | [04C] LIVERPOOL | PETSON | 138 | 138 | (2) WOOD | 5.12 | 0 | 0 | 795 AAC | 0 | 0 | 0 | 0 | 0 | 0 | 0 | 0 | 0 | 0 | 0 | 0 | 0 | 0 | 0 | 0 | 0 | 0 | 0 | 0 | 0 | 0 | 0 | 12 | 0
NO |  | 68 | 2016 | 1 | 13 | 13 |  | [04D] PETSON | MONSAN | 138 | 138 | (2) WOOD | 0.92 | 0 | 0 | 795 AAC | 0 | 0 | 0 | 0 | 0 | 0 | 0 | 0 | 0 | 0 | 0 | 0 | 0 | 0 | 0 | 0 | 0 | 0 | 0 | 0 | 0 | 0 | 0 | 12 | 0
NO |  | 68 | 2016 | 1 | 14 | 14 |  | [04E] ANGLETON | WEST COLUMBIA | 138 | 138 | (2) WOOD | 16.15 | 0 | 0 | 2-397 ACSR | 0 | 0 | 0 | 0 | 0 | 0 | 0 | 0 | 0 | 0 | 0 | 0 | 0 | 0 | 0 | 0 | 0 | 0 | 0 | 0 | 0 | 0 | 0 | 12 | 0
NO |  | 68 | 2016 | 1 | 15 | 15 |  | [04F] NEW GULF | TAP | 138 | 138 | (1) CONC | 0.04 | 0 | 0 | 795 AAC | 0 | 0 | 0 | 0 | 0 | 0 | 0 | 0 | 0 | 0 | 0 | 0 | 0 | 0 | 0 | 0 | 0 | 0 | 0 | 0 | 0 | 0 | 0 | 12 | 0
NO |  | 68 | 2016 | 1 | 16 | 16 |  | [04F] PLEDGER | TAP | 138 | 138 | (1) CONC | 0.01 | 0 | 0 | 4/0 AAAC | 0 | 0 | 0 | 0 | 0 | 0 | 0 | 0 | 0 | 0 | 0 | 0 | 0 | 0 | 0 | 0 | 0 | 0 | 0 | 0 | 0 | 0 | 0 | 12 | 0
NO |  | 68 | 2016 | 1 | 17 | 17 |  | [04F] TEXGLF | WEST COLUMBIA | 138 | 138 | (1) CONC | 19.81 | 7.98 | 0 | 2-959ACSS | 0 | 0 | 0 | 0 | 0 | 0 | 0 | 0 | 0 | 0 | 0 | 0 | 0 | 0 | 0 | 0 | 0 | 0 | 0 | 0 | 0 | 0 | 0 | 12 | 0
NO |  | 68 | 2016 | 1 | 18 | 18 |  | [04X] P.H. ROBINSON PLANT | XSZ (TNMP) | 138 | 138 | (3) STEEL | 0.46 | 0 | 0 | 2-795AAC | 0 | 0 | 0 | 0 | 0 | 0 | 0 | 0 | 0 | 0 | 0 | 0 | 0 | 0 | 0 | 0 | 0 | 0 | 0 | 0 | 0 | 0 | 0 | 12 | 0
NO |  | 68 | 2016 | 1 | 19 | 19 |  | [05A] BLUERIDGE | TAP | 138 | 138 | (3) STEEL | 0.08 | 0 | 0 | 795 AAC | 0 | 0 | 0 | 0 | 0 | 0 | 0 | 0 | 0 | 0 | 0 | 0 | 0 | 0 | 0 | 0 | 0 | 0 | 0 | 0 | 0 | 0 | 0 | 12 | 0
NO |  | 68 | 2016 | 1 | 20 | 20 |  | [05A] H.O. CLARK PLANT | W.A. PARISH PLANT | 138 | 138 | (3) STEEL | 19.75 | 0 | 0 | 2-795 ACSR | 0 | 0 | 0 | 0 | 0 | 0 | 0 | 0 | 0 | 0 | 0 | 0 | 0 | 0 | 0 | 0 | 0 | 0 | 0 | 0 | 0 | 0 | 0 | 12 | 0
NO |  | 68 | 2016 | 1 | 21 | 21 |  | [05A] MISSOURI CITY | TAP | 138 | 138 | (1) WOOD | 0.07 | 0 | 0 | 795 AAC | 0 | 0 | 0 | 0 | 0 | 0 | 0 | 0 | 0 | 0 | 0 | 0 | 0 | 0 | 0 | 0 | 0 | 0 | 0 | 0 | 0 | 0 | 0 | 12 | 0
NO |  | 68 | 2016 | 1 | 22 | 22 |  | [05A] SIENNA | TAP | 138 | 138 | (1) CONC | 0 | 2.72 | 0 | 1433 ACSS | 0 | 0 | 0 | 0 | 0 | 0 | 0 | 0 | 0 | 0 | 0 | 0 | 0 | 0 | 0 | 0 | 0 | 0 | 0 | 0 | 0 | 0 | 0 | 12 | 0
NO |  | 68 | 2016 | 1 | 23 | 23 |  | [05B] ALVIN AUTO | TAP | 138 | 138 | (2) WOOD | 0.1 | 0 | 0 | 795 AAC | 0 | 0 | 0 | 0 | 0 | 0 | 0 | 0 | 0 | 0 | 0 | 0 | 0 | 0 | 0 | 0 | 0 | 0 | 0 | 0 | 0 | 0 | 0 | 12 | 0
NO |  | 68 | 2016 | 1 | 24 | 24 |  | [05B] FRIENDSWOOD | TAP | 138 | 138 | (3) STEEL | 0 | 2.15 | 0 | 795 ACSR | 0 | 0 | 0 | 0 | 0 | 0 | 0 | 0 | 0 | 0 | 0 | 0 | 0 | 0 | 0 | 0 | 0 | 0 | 0 | 0 | 0 | 0 | 0 | 12 | 0
NO |  | 68 | 2016 | 1 | 25 | 25 |  | [05B] H.O. CLARK PLANT | SOUTHWYCK | 138 | 138 | (2) WOOD | 3.08 | 5.98 | 0 | 2-397 ACSR | 0 | 0 | 0 | 0 | 0 | 0 | 0 | 0 | 0 | 0 | 0 | 0 | 0 | 0 | 0 | 0 | 0 | 0 | 0 | 0 | 0 | 0 | 0 | 12 | 0
NO |  | 68 | 2016 | 1 | 26 | 26 |  | [05B] INTERMEDIATE | TAP | 138 | 138 | (1) STEEL | 0.04 | 0 | 0 | 2000 AAC | 0 | 0 | 0 | 0 | 0 | 0 | 0 | 0 | 0 | 0 | 0 | 0 | 0 | 0 | 0 | 0 | 0 | 0 | 0 | 0 | 0 | 0 | 0 | 12 | 0
NO |  | 68 | 2016 | 1 | 27 | 27 |  | [05B] SOUTHWYCK | WEBSTER PLANT | 138 | 138 | (2) WOOD | 23.98 | 0 | 0 | 2-397 ACSR | 0 | 0 | 0 | 0 | 0 | 0 | 0 | 0 | 0 | 0 | 0 | 0 | 0 | 0 | 0 | 0 | 0 | 0 | 0 | 0 | 0 | 0 | 0 | 12 | 0
NO |  | 68 | 2016 | 1 | 28 | 28 |  | [05D] IMPERIAL | TAP | 138 | 138 | (1) CONC | 2.74 | 0 | 0 | 795 AAC | 0 | 0 | 0 | 0 | 0 | 0 | 0 | 0 | 0 | 0 | 0 | 0 | 0 | 0 | 0 | 0 | 0 | 0 | 0 | 0 | 0 | 0 | 0 | 12 | 0
NO |  | 68 | 2016 | 1 | 29 | 29 |  | [05D] JEANETTA | WESTCHASE | 138 | 138 | (3) STEEL | 0.37 | 1.28 | 0 | 2-795 ACSR | 0 | 0 | 0 | 0 | 0 | 0 | 0 | 0 | 0 | 0 | 0 | 0 | 0 | 0 | 0 | 0 | 0 | 0 | 0 | 0 | 0 | 0 | 0 | 12 | 0
NO |  | 68 | 2016 | 1 | 30 | 30 |  | [05D] MISSOURI CITY | TAP | 138 | 138 | (2) WOOD | 3.74 | 0 | 0 | 795 AAC | 0 | 0 | 0 | 0 | 0 | 0 | 0 | 0 | 0 | 0 | 0 | 0 | 0 | 0 | 0 | 0 | 0 | 0 | 0 | 0 | 0 | 0 | 0 | 12 | 0
NO |  | 68 | 2016 | 1 | 31 | 31 |  | [05D] STAFFORD | TAP | 138 | 138 | (1) STEEL | 0.15 | 0 | 0 | 795 AAC | 0 | 0 | 0 | 0 | 0 | 0 | 0 | 0 | 0 | 0 | 0 | 0 | 0 | 0 | 0 | 0 | 0 | 0 | 0 | 0 | 0 | 0 | 0 | 12 | 0
NO |  | 68 | 2016 | 1 | 32 | 32 |  | [05D] WESTCHASE | W.A. PARISH PLANT | 138 | 138 | (3) STEEL | 0 | 20.71 | 0 | 2-795 ACSR | 0 | 0 | 0 | 0 | 0 | 0 | 0 | 0 | 0 | 0 | 0 | 0 | 0 | 0 | 0 | 0 | 0 | 0 | 0 | 0 | 0 | 0 | 0 | 12 | 0
NO |  | 68 | 2016 | 1 | 33 | 33 |  | [05E] BELLAIRE | JEANETTA | 138 | 138 | (3) STEEL | 5.59 | 0 | 0 | 2-795 ACSR | 0 | 0 | 0 | 0 | 0 | 0 | 0 | 0 | 0 | 0 | 0 | 0 | 0 | 0 | 0 | 0 | 0 | 0 | 0 | 0 | 0 | 0 | 0 | 12 | 0
NO |  | 68 | 2016 | 1 | 34 | 34 |  | [05E] DUNVALE | TAP | 138 | 138 | (1) WOOD | 0.85 | 0 | 0 | 795 AAC | 0 | 0 | 0 | 0 | 0 | 0 | 0 | 0 | 0 | 0 | 0 | 0 | 0 | 0 | 0 | 0 | 0 | 0 | 0 | 0 | 0 | 0 | 0 | 12 | 0
NO |  | 68 | 2016 | 1 | 35 | 35 |  | [05E] HILLCROFT | TAP | 138 | 138 | (1) WOOD | 0.06 | 0 | 0 | 795 AAC | 0 | 0 | 0 | 0 | 0 | 0 | 0 | 0 | 0 | 0 | 0 | 0 | 0 | 0 | 0 | 0 | 0 | 0 | 0 | 0 | 0 | 0 | 0 | 12 | 0
NO |  | 68 | 2016 | 2 | 1 | 1 |  | [05E] SHARPSTOWN | TAP | 138 | 138 | (1) WOOD | 1.58 | 0 | 0 | 795 AAC | 0 | 0 | 0 | 0 | 0 | 0 | 0 | 0 | 0 | 0 | 0 | 0 | 0 | 0 | 0 | 0 | 0 | 0 | 0 | 0 | 0 | 0 | 0 | 12 | 0
NO |  | 68 | 2016 | 2 | 2 | 2 |  | [05X] WEST COLUMBIA | YWC (TNMP) | 138 | 138 | (3) STEEL | 0.05 | 0 | 0 | 2-795ACSR | 0 | 0 | 0 | 0 | 0 | 0 | 0 | 0 | 0 | 0 | 0 | 0 | 0 | 0 | 0 | 0 | 0 | 0 | 0 | 0 | 0 | 0 | 0 | 12 | 0
NO |  | 68 | 2016 | 2 | 3 | 3 |  | [06A] QUANAB | S.R. BERTRON PLANT | 138 | 138 | (3) STEEL | 1.46 | 0 | 0 | 2-959 ACSS | 0 | 0 | 0 | 0 | 0 | 0 | 0 | 0 | 0 | 0 | 0 | 0 | 0 | 0 | 0 | 0 | 0 | 0 | 0 | 0 | 0 | 0 | 0 | 12 | 0
NO |  | 68 | 2016 | 2 | 4 | 4 |  | [06B] FAIRMONT | QUANAB | 138 | 138 | (2) WOOD | 6.18 | 0 | 0 | 2-795 AAC | 0 | 0 | 0 | 0 | 0 | 0 | 0 | 0 | 0 | 0 | 0 | 0 | 0 | 0 | 0 | 0 | 0 | 0 | 0 | 0 | 0 | 0 | 0 | 12 | 0
NO |  | 68 | 2016 | 2 | 5 | 5 |  | [06B] UNDERWOOD | TAP | 138 | 138 | (2) WOOD | 0.03 | 0 | 0 | 795 AAC | 0 | 0 | 0 | 0 | 0 | 0 | 0 | 0 | 0 | 0 | 0 | 0 | 0 | 0 | 0 | 0 | 0 | 0 | 0 | 0 | 0 | 0 | 0 | 12 | 0
NO |  | 68 | 2016 | 2 | 6 | 6 |  | [06C] NASA_ | FAIRMONT | 138 | 138 | (2) WOOD | 7.21 | 0 | 0 | 2-795 AAC | 0 | 0 | 0 | 0 | 0 | 0 | 0 | 0 | 0 | 0 | 0 | 0 | 0 | 0 | 0 | 0 | 0 | 0 | 0 | 0 | 0 | 0 | 0 | 12 | 0
NO |  | 68 | 2016 | 2 | 7 | 7 |  | [06D] NASA_ | WEBSTER PLANT | 138 | 138 | (2) WOOD | 5.74 | 0 | 0 | 2-795 AAC | 0 | 0 | 0 | 0 | 0 | 0 | 0 | 0 | 0 | 0 | 0 | 0 | 0 | 0 | 0 | 0 | 0 | 0 | 0 | 0 | 0 | 0 | 0 | 12 | 0
NO |  | 68 | 2016 | 2 | 8 | 8 |  | [06E] JEFFERSON | SOUTH CHANNEL | 138 | 138 | (1) CONC | 1 | 0 | 0 | 2-959 ACSS | 0 | 0 | 0 | 0 | 0 | 0 | 0 | 0 | 0 | 0 | 0 | 0 | 0 | 0 | 0 | 0 | 0 | 0 | 0 | 0 | 0 | 0 | 0 | 12 | 0
NO |  | 68 | 2016 | 2 | 9 | 9 |  | [06F] GARDEN VILLAS | HOLMES | 138 | 138 | (3) STEEL | 5.76 | 0 | 0 | 2-795 AAC | 0 | 0 | 0 | 0 | 0 | 0 | 0 | 0 | 0 | 0 | 0 | 0 | 0 | 0 | 0 | 0 | 0 | 0 | 0 | 0 | 0 | 0 | 0 | 12 | 0
NO |  | 68 | 2016 | 2 | 10 | 10 |  | [06F] HOLMES | PLAZA | 138 | 138 | (1) WOOD | 2.94 | 0 | 0 | 2000 AAC | 0 | 0 | 0 | 0 | 0 | 0 | 0 | 0 | 0 | 0 | 0 | 0 | 0 | 0 | 0 | 0 | 0 | 0 | 0 | 0 | 0 | 0 | 0 | 12 | 0
NO |  | 68 | 2016 | 2 | 11 | 11 |  | [06G] COLLEGE | TAP | 138 | 138 | (1) WOOD | 1.68 | 0 | 0 | 795 AAC | 0 | 0 | 0 | 0 | 0 | 0 | 0 | 0 | 0 | 0 | 0 | 0 | 0 | 0 | 0 | 0 | 0 | 0 | 0 | 0 | 0 | 0 | 0 | 12 | 0
NO |  | 68 | 2016 | 2 | 12 | 12 |  | [06G] DROUET | PASADENA | 138 | 138 | (3) STEEL | 6.1 | 0 | 0 | 2-795 AAC | 0 | 0 | 0 | 0 | 0 | 0 | 0 | 0 | 0 | 0 | 0 | 0 | 0 | 0 | 0 | 0 | 0 | 0 | 0 | 0 | 0 | 0 | 0 | 12 | 0
NO |  | 68 | 2016 | 2 | 13 | 13 |  | [06G] GARDEN VILLAS | DROUET | 138 | 138 | (3) STEEL | 2.21 | 0 | 0 | 795 AAC | 0 | 0 | 0 | 0 | 0 | 0 | 0 | 0 | 0 | 0 | 0 | 0 | 0 | 0 | 0 | 0 | 0 | 0 | 0 | 0 | 0 | 0 | 0 | 12 | 0
NO |  | 68 | 2016 | 2 | 14 | 14 |  | [06G] PASADENA | JEFFERSON | 138 | 138 | (3) STEEL | 0.36 | 4.91 | 0 | 2-795 AAC | 0 | 0 | 0 | 0 | 0 | 0 | 0 | 0 | 0 | 0 | 0 | 0 | 0 | 0 | 0 | 0 | 0 | 0 | 0 | 0 | 0 | 0 | 0 | 12 | 0
NO |  | 68 | 2016 | 2 | 15 | 15 |  | [06G] SPENCER | TAP | 138 | 138 | (3) STEEL | 4.92 | 0 | 0 | 795 AAC | 0 | 0 | 0 | 0 | 0 | 0 | 0 | 0 | 0 | 0 | 0 | 0 | 0 | 0 | 0 | 0 | 0 | 0 | 0 | 0 | 0 | 0 | 0 | 12 | 0
NO |  | 68 | 2016 | 2 | 16 | 16 |  | [06H] TRAVIS | SOUTH CHANNEL | 138 | 138 | (3) STEEL | 0.88 | 0.78 | 0 | 2000 AAC | 0 | 0 | 0 | 0 | 0 | 0 | 0 | 0 | 0 | 0 | 0 | 0 | 0 | 0 | 0 | 0 | 0 | 0 | 0 | 0 | 0 | 0 | 0 | 12 | 0
NO |  | 68 | 2016 | 2 | 17 | 17 |  | [06I] LUBZOL | TAP | 138 | 138 | (3) STEEL | 0.16 | 0 | 0 | 397 ACSR | 0 | 0 | 0 | 0 | 0 | 0 | 0 | 0 | 0 | 0 | 0 | 0 | 0 | 0 | 0 | 0 | 0 | 0 | 0 | 0 | 0 | 0 | 0 | 12 | 0
NO |  | 68 | 2016 | 2 | 18 | 18 |  | [06I] TIDAL_ | TRAVIS | 138 | 138 | (3) STEEL | 3.43 | 0 | 0 | 2000 AAC | 0 | 0 | 0 | 0 | 0 | 0 | 0 | 0 | 0 | 0 | 0 | 0 | 0 | 0 | 0 | 0 | 0 | 0 | 0 | 0 | 0 | 0 | 0 | 12 | 0
NO |  | 68 | 2016 | 2 | 19 | 19 |  | [06J] TIDAL_ | TUCKER | 138 | 138 | (3) STEEL | 2.68 | 0 | 0 | 2000 AAC | 0 | 0 | 0 | 0 | 0 | 0 | 0 | 0 | 0 | 0 | 0 | 0 | 0 | 0 | 0 | 0 | 0 | 0 | 0 | 0 | 0 | 0 | 0 | 12 | 0
NO |  | 68 | 2016 | 2 | 20 | 20 |  | [06K] ELLINGTON | TAP | 138 | 138 | (1) CONC | 0.1 | 0 | 0 | 795 AAC | 0 | 0 | 0 | 0 | 0 | 0 | 0 | 0 | 0 | 0 | 0 | 0 | 0 | 0 | 0 | 0 | 0 | 0 | 0 | 0 | 0 | 0 | 0 | 12 | 0
NO |  | 68 | 2016 | 2 | 21 | 21 |  | [06K] GULFGATE | TAP | 138 | 138 | (3) STEEL | 4.68 | 0 | 0 | 795 AAC | 0 | 0 | 0 | 0 | 0 | 0 | 0 | 0 | 0 | 0 | 0 | 0 | 0 | 0 | 0 | 0 | 0 | 0 | 0 | 0 | 0 | 0 | 0 | 12 | 0
NO |  | 68 | 2016 | 2 | 22 | 22 |  | [06K] HALL | TAP | 138 | 138 | (3) STEEL | 1.02 | 0 | 0 | 795 AAC | 0 | 0 | 0 | 0 | 0 | 0 | 0 | 0 | 0 | 0 | 0 | 0 | 0 | 0 | 0 | 0 | 0 | 0 | 0 | 0 | 0 | 0 | 0 | 12 | 0
NO |  | 68 | 2016 | 2 | 23 | 23 |  | [06K] KNIGHT | TAP | 138 | 138 | (3) STEEL | 0.01 | 0 | 0 | 2-795 AAC | 0 | 0 | 0 | 0 | 0 | 0 | 0 | 0 | 0 | 0 | 0 | 0 | 0 | 0 | 0 | 0 | 0 | 0 | 0 | 0 | 0 | 0 | 0 | 12 | 0
NO |  | 68 | 2016 | 2 | 24 | 24 |  | [06K] MARY'S CREEK | TAP | 138 | 138 | (3) STEEL | 0 | 3.51 | 0 | 795 ACSR | 0 | 0 | 0 | 0 | 0 | 0 | 0 | 0 | 0 | 0 | 0 | 0 | 0 | 0 | 0 | 0 | 0 | 0 | 0 | 0 | 0 | 0 | 0 | 12 | 0
NO |  | 68 | 2016 | 2 | 25 | 25 |  | [06K] PEARLAND | TAP | 138 | 138 | (3) STEEL | 2.72 | 0 | 0 | 795 ACSR | 0 | 0 | 0 | 0 | 0 | 0 | 0 | 0 | 0 | 0 | 0 | 0 | 0 | 0 | 0 | 0 | 0 | 0 | 0 | 0 | 0 | 0 | 0 | 12 | 0
NO |  | 68 | 2016 | 2 | 26 | 26 |  | [06K] PILGRIM | TAP | 138 | 138 | (3) STEEL | 1.19 | 0 | 0 | 2-795 AAC | 0 | 0 | 0 | 0 | 0 | 0 | 0 | 0 | 0 | 0 | 0 | 0 | 0 | 0 | 0 | 0 | 0 | 0 | 0 | 0 | 0 | 0 | 0 | 12 | 0
NO |  | 68 | 2016 | 2 | 27 | 27 |  | [06K] PLAZA | P.H. ROBINSON PLANT | 138 | 138 | (3) STEEL | 35.96 | 1.64 | 0 | 2-795 ACAR | 0 | 0 | 0 | 0 | 0 | 0 | 0 | 0 | 0 | 0 | 0 | 0 | 0 | 0 | 0 | 0 | 0 | 0 | 0 | 0 | 0 | 0 | 0 | 12 | 0
NO |  | 68 | 2016 | 2 | 28 | 28 |  | [06K] TELEPHONE | TAP | 138 | 138 | (3) STEEL | 0.01 | 0 | 0 | 795 AAC | 0 | 0 | 0 | 0 | 0 | 0 | 0 | 0 | 0 | 0 | 0 | 0 | 0 | 0 | 0 | 0 | 0 | 0 | 0 | 0 | 0 | 0 | 0 | 12 | 0
NO |  | 68 | 2016 | 2 | 29 | 29 |  | [06M] ESFORK | S.R. BERTRON PLANT | 138 | 138 | (3) STEEL | 2.16 | 0 | 0 | 2000 AAC | 0 | 0 | 0 | 0 | 0 | 0 | 0 | 0 | 0 | 0 | 0 | 0 | 0 | 0 | 0 | 0 | 0 | 0 | 0 | 0 | 0 | 0 | 0 | 12 | 0
NO |  | 68 | 2016 | 2 | 30 | 30 |  | [06M] ROLLEN | ESFORK | 138 | 138 | (3) STEEL | 1.11 | 0 | 0 | 2-795 AAC | 0 | 0 | 0 | 0 | 0 | 0 | 0 | 0 | 0 | 0 | 0 | 0 | 0 | 0 | 0 | 0 | 0 | 0 | 0 | 0 | 0 | 0 | 0 | 12 | 0
NO |  | 68 | 2016 | 2 | 31 | 31 |  | [06N] TUCKER | ROLLEN | 138 | 138 | (3) STEEL | 0.55 | 0 | 0 | 2-795 AAC | 0 | 0 | 0 | 0 | 0 | 0 | 0 | 0 | 0 | 0 | 0 | 0 | 0 | 0 | 0 | 0 | 0 | 0 | 0 | 0 | 0 | 0 | 0 | 12 | 0
NO |  | 68 | 2016 | 2 | 32 | 32 |  | [06X] WEST COLUMBIA | YWC (TNMP) | 138 | 138 | (3) STEEL | 0.05 | 0 | 0 | 2-795ACSR | 0 | 0 | 0 | 0 | 0 | 0 | 0 | 0 | 0 | 0 | 0 | 0 | 0 | 0 | 0 | 0 | 0 | 0 | 0 | 0 | 0 | 0 | 0 | 12 | 0
NO |  | 68 | 2016 | 2 | 33 | 33 |  | [07A] ALMEDA | TAP | 138 | 138 | (3) STEEL | 0 | 3.15 | 0 | 397 ACSR | 0 | 0 | 0 | 0 | 0 | 0 | 0 | 0 | 0 | 0 | 0 | 0 | 0 | 0 | 0 | 0 | 0 | 0 | 0 | 0 | 0 | 0 | 0 | 12 | 0
NO |  | 68 | 2016 | 2 | 34 | 34 |  | [07A] CHOCOLATE BAYOU | TAP | 138 | 138 | (3) STEEL | 1.47 | 0 | 0 | 397 ACSR | 0 | 0 | 0 | 0 | 0 | 0 | 0 | 0 | 0 | 0 | 0 | 0 | 0 | 0 | 0 | 0 | 0 | 0 | 0 | 0 | 0 | 0 | 0 | 12 | 0
NO |  | 68 | 2016 | 2 | 35 | 35 |  | [07A] ELLINGTON | TAP | 138 | 138 | (1) CONC | 0.09 | 0 | 0 | 795AAC | 0 | 0 | 0 | 0 | 0 | 0 | 0 | 0 | 0 | 0 | 0 | 0 | 0 | 0 | 0 | 0 | 0 | 0 | 0 | 0 | 0 | 0 | 0 | 12 | 0
NO |  | 68 | 2016 | 3 | 1 | 1 |  | [07A] PILGRIM | TAP | 138 | 138 | (3) STEEL | 0 | 1.21 | 0 | 2-795 AAC | 0 | 0 | 0 | 0 | 0 | 0 | 0 | 0 | 0 | 0 | 0 | 0 | 0 | 0 | 0 | 0 | 0 | 0 | 0 | 0 | 0 | 0 | 0 | 12 | 0
NO |  | 68 | 2016 | 3 | 2 | 2 |  | [07A] WEBSTER PLANT | GARDEN VILLAS | 138 | 138 | (3) STEEL | 13.96 | 7.01 | 0 | 2-795 AAC | 0 | 0 | 0 | 0 | 0 | 0 | 0 | 0 | 0 | 0 | 0 | 0 | 0 | 0 | 0 | 0 | 0 | 0 | 0 | 0 | 0 | 0 | 0 | 12 | 0
NO |  | 68 | 2016 | 3 | 3 | 3 |  | [08A] PSARCO | LYCHEM | 138 | 138 | (3) STEEL | 0.8 | 0.82 | 0 | 2-795 AAC | 0 | 0 | 0 | 0 | 0 | 0 | 0 | 0 | 0 | 0 | 0 | 0 | 0 | 0 | 0 | 0 | 0 | 0 | 0 | 0 | 0 | 0 | 0 | 12 | 0
NO |  | 68 | 2016 | 3 | 4 | 4 |  | [08B] BUNKER | STADIUM | 138 | 138 | (1) STEEL | 0 | 3.49 | 0 | 2-795AAC | 0 | 0 | 0 | 0 | 0 | 0 | 0 | 0 | 0 | 0 | 0 | 0 | 0 | 0 | 0 | 0 | 0 | 0 | 0 | 0 | 0 | 0 | 0 | 12 | 0
NO |  | 68 | 2016 | 3 | 5 | 5 |  | [08B] KNIGHT | TAP | 138 | 138 | (3) STEEL | 0.01 | 0 | 0 | 2000 AAC | 0 | 0 | 0 | 0 | 0 | 0 | 0 | 0 | 0 | 0 | 0 | 0 | 0 | 0 | 0 | 0 | 0 | 0 | 0 | 0 | 0 | 0 | 0 | 12 | 0
NO |  | 68 | 2016 | 3 | 6 | 6 |  | [08B] STADIUM | FANNIN | 138 | 138 | (1) STEEL | 0 | 0.82 | 0 | 2-795 ACSR | 0 | 0 | 0 | 0 | 0 | 0 | 0 | 0 | 0 | 0 | 0 | 0 | 0 | 0 | 0 | 0 | 0 | 0 | 0 | 0 | 0 | 0 | 0 | 12 | 0
NO |  | 68 | 2016 | 3 | 7 | 7 |  | [08C] MAGNOLIA PARK | NINTH_ | 138 | 138 | (3) STEEL | 1.13 | 0 | 0 | 2000 AAC | 0 | 0 | 0 | 0 | 0 | 0 | 0 | 0 | 0 | 0 | 0 | 0 | 0 | 0 | 0 | 0 | 0 | 0 | 0 | 0 | 0 | 0 | 0 | 12 | 0
NO |  | 68 | 2016 | 3 | 8 | 8 |  | [08D] BUSCH | ANBUSH | 138 | 138 | (3) STEEL | 0.35 | 0 | 0 | 2-795 ACSR | 0 | 0 | 0 | 0 | 0 | 0 | 0 | 0 | 0 | 0 | 0 | 0 | 0 | 0 | 0 | 0 | 0 | 0 | 0 | 0 | 0 | 0 | 0 | 12 | 0
NO |  | 68 | 2016 | 3 | 9 | 9 |  | [08D] CLINTON | NINTH_ | 138 | 138 | (3) STEEL | 0.46 | 0 | 0 | 2-795 ACSR | 0 | 0 | 0 | 0 | 0 | 0 | 0 | 0 | 0 | 0 | 0 | 0 | 0 | 0 | 0 | 0 | 0 | 0 | 0 | 0 | 0 | 0 | 0 | 12 | 0
NO |  | 68 | 2016 | 3 | 10 | 10 |  | [08D] NINTH_ | CLINTON | 138 | 138 | (3) STEEL | 2.24 | 0 | 0 | 2-795 ACSR | 0 | 0 | 0 | 0 | 0 | 0 | 0 | 0 | 0 | 0 | 0 | 0 | 0 | 0 | 0 | 0 | 0 | 0 | 0 | 0 | 0 | 0 | 0 | 12 | 0
NO |  | 68 | 2016 | 3 | 11 | 11 |  | [08E] ANBUSH | OATES | 138 | 138 | (3) STEEL | 1.84 | 0 | 0 | 2-795 ACSR | 0 | 0 | 0 | 0 | 0 | 0 | 0 | 0 | 0 | 0 | 0 | 0 | 0 | 0 | 0 | 0 | 0 | 0 | 0 | 0 | 0 | 0 | 0 | 12 | 0
NO |  | 68 | 2016 | 3 | 12 | 12 |  | [08E] OATES | GREENS BAYOU PLANT | 138 | 138 | (3) STEEL | 4.58 | 0 | 0 | 2-795 ACSR | 0 | 0 | 0 | 0 | 0 | 0 | 0 | 0 | 0 | 0 | 0 | 0 | 0 | 0 | 0 | 0 | 0 | 0 | 0 | 0 | 0 | 0 | 0 | 12 | 0
NO |  | 68 | 2016 | 3 | 13 | 13 |  | [08F] LYCHEM | MOORE | 138 | 138 | (3) STEEL | 0.41 | 2.92 | 0 | 2-795 ACSR | 0 | 0 | 0 | 0 | 0 | 0 | 0 | 0 | 0 | 0 | 0 | 0 | 0 | 0 | 0 | 0 | 0 | 0 | 0 | 0 | 0 | 0 | 0 | 12 | 0
NO |  | 68 | 2016 | 3 | 14 | 14 |  | [08F] LYONDELL | TAP | 138 | 138 | (1) CONC | 0.03 | 0 | 0 | 795 AAC | 0 | 0 | 0 | 0 | 0 | 0 | 0 | 0 | 0 | 0 | 0 | 0 | 0 | 0 | 0 | 0 | 0 | 0 | 0 | 0 | 0 | 0 | 0 | 12 | 0
NO |  | 68 | 2016 | 3 | 15 | 15 |  | [08F] MOORE | GREENS BAYOU PLANT | 138 | 138 | (3) STEEL | 0 | 4.79 | 0 | 2-795 ACSR | 0 | 0 | 0 | 0 | 0 | 0 | 0 | 0 | 0 | 0 | 0 | 0 | 0 | 0 | 0 | 0 | 0 | 0 | 0 | 0 | 0 | 0 | 0 | 12 | 0
NO |  | 68 | 2016 | 3 | 16 | 16 |  | [08F] UVALDE | TAP | 138 | 138 | (1) STEEL | 0.1 | 0 | 0 | 795 AAC | 0 | 0 | 0 | 0 | 0 | 0 | 0 | 0 | 0 | 0 | 0 | 0 | 0 | 0 | 0 | 0 | 0 | 0 | 0 | 0 | 0 | 0 | 0 | 12 | 0
NO |  | 68 | 2016 | 3 | 17 | 17 |  | [08G] CROSBY | PSARCO | 138 | 138 | (2) WOOD | 8.28 | 0 | 0 | 2-795 ACSR | 0 | 0 | 0 | 0 | 0 | 0 | 0 | 0 | 0 | 0 | 0 | 0 | 0 | 0 | 0 | 0 | 0 | 0 | 0 | 0 | 0 | 0 | 0 | 12 | 0
NO |  | 68 | 2016 | 3 | 18 | 18 |  | [08G] HIGHLANDS | TAP | 138 | 138 | (1) WOOD | 4.71 | 0 | 0 | 795AAC | 0 | 0 | 0 | 0 | 0 | 0 | 0 | 0 | 0 | 0 | 0 | 0 | 0 | 0 | 0 | 0 | 0 | 0 | 0 | 0 | 0 | 0 | 0 | 12 | 0
NO |  | 68 | 2016 | 3 | 19 | 19 |  | [08H] CROSBY | DAYTON (CORNER) | 138 | 138 | (1) CONC | 0 | 9.44 | 0 | 1-795 AAC | 0 | 0 | 0 | 0 | 0 | 0 | 0 | 0 | 0 | 0 | 0 | 0 | 0 | 0 | 0 | 0 | 0 | 0 | 0 | 0 | 0 | 0 | 0 | 12 | 0
NO |  | 68 | 2016 | 3 | 20 | 20 |  | [08I] PLAZA | GRANT | 138 | 138 | (4) UNDER | 0.42 | 0 | 0 | 3500XLPE | 0 | 0 | 0 | 0 | 0 | 0 | 0 | 0 | 0 | 0 | 0 | 0 | 0 | 0 | 0 | 0 | 0 | 0 | 0 | 0 | 0 | 0 | 0 | 12 | 0
NO |  | 68 | 2016 | 3 | 21 | 21 |  | [08I] PLAZA | GRANT | 138 | 138 | (1) WOOD | 2.04 | 0 | 0 | 2000 AAC | 0 | 0 | 0 | 0 | 0 | 0 | 0 | 0 | 0 | 0 | 0 | 0 | 0 | 0 | 0 | 0 | 0 | 0 | 0 | 0 | 0 | 0 | 0 | 12 | 0
NO |  | 68 | 2016 | 3 | 22 | 22 |  | [08K] GRANT | FANNIN | 138 | 138 | (1) STEEL | 2.16 | 0 | 0 | 2-795 AAC | 0 | 0 | 0 | 0 | 0 | 0 | 0 | 0 | 0 | 0 | 0 | 0 | 0 | 0 | 0 | 0 | 0 | 0 | 0 | 0 | 0 | 0 | 0 | 12 | 0
NO |  | 68 | 2016 | 3 | 23 | 23 |  | [08L] BUNKER | H.O. CLARK PLANT | 138 | 138 | (3) STEEL | 0 | 2.55 | 0 | 2-795AAC | 0 | 0 | 0 | 0 | 0 | 0 | 0 | 0 | 0 | 0 | 0 | 0 | 0 | 0 | 0 | 0 | 0 | 0 | 0 | 0 | 0 | 0 | 0 | 12 | 0
NO |  | 68 | 2016 | 3 | 24 | 24 |  | [09A] ALIEF | W.A. PARISH PLANT | 138 | 138 | (2) WOOD | 16.43 | 0 | 0 | 2-795 ACSR | 0 | 0 | 0 | 0 | 0 | 0 | 0 | 0 | 0 | 0 | 0 | 0 | 0 | 0 | 0 | 0 | 0 | 0 | 0 | 0 | 0 | 0 | 0 | 12 | 0
NO |  | 68 | 2016 | 3 | 25 | 25 |  | [09A] BRITMOORE | HAYES | 138 | 138 | (3) STEEL | 3.36 | 0 | 0 | 2-795 ACSR | 0 | 0 | 0 | 0 | 0 | 0 | 0 | 0 | 0 | 0 | 0 | 0 | 0 | 0 | 0 | 0 | 0 | 0 | 0 | 0 | 0 | 0 | 0 | 12 | 0
NO |  | 68 | 2016 | 3 | 26 | 26 |  | [09A] HAYES | ALIEF | 138 | 138 | (3) STEEL | 3.82 | 0 | 0 | 2-795 ACSR | 0 | 0 | 0 | 0 | 0 | 0 | 0 | 0 | 0 | 0 | 0 | 0 | 0 | 0 | 0 | 0 | 0 | 0 | 0 | 0 | 0 | 0 | 0 | 12 | 0
NO |  | 68 | 2016 | 3 | 27 | 27 |  | [09A] STAFFORD | TAP | 138 | 138 | (2) WOOD | 0.01 | 0 | 0 | 2-795 ACSR | 0 | 0 | 0 | 0 | 0 | 0 | 0 | 0 | 0 | 0 | 0 | 0 | 0 | 0 | 0 | 0 | 0 | 0 | 0 | 0 | 0 | 0 | 0 | 12 | 0
NO |  | 68 | 2016 | 3 | 28 | 28 |  | [09B] BELLAIRE | BRAYS | 138 | 138 | (3) STEEL | 3.22 | 0 | 0 | 1-795 AAC | 0 | 0 | 0 | 0 | 0 | 0 | 0 | 0 | 0 | 0 | 0 | 0 | 0 | 0 | 0 | 0 | 0 | 0 | 0 | 0 | 0 | 0 | 0 | 12 | 0
NO |  | 68 | 2016 | 3 | 29 | 29 |  | [09B] BRAYS | H.O. CLARK PLANT | 138 | 138 | (3) STEEL | 2.63 | 0 | 0 | 2000 AAC | 0 | 0 | 0 | 0 | 0 | 0 | 0 | 0 | 0 | 0 | 0 | 0 | 0 | 0 | 0 | 0 | 0 | 0 | 0 | 0 | 0 | 0 | 0 | 12 | 0
NO |  | 68 | 2016 | 3 | 30 | 30 |  | [09C] BELLAIRE | SAN FELIPE | 138 | 138 | (3) STEEL | 2.07 | 0 | 0 | 2-795 AAC | 0 | 0 | 0 | 0 | 0 | 0 | 0 | 0 | 0 | 0 | 0 | 0 | 0 | 0 | 0 | 0 | 0 | 0 | 0 | 0 | 0 | 0 | 0 | 12 | 0
NO |  | 68 | 2016 | 3 | 31 | 31 |  | [09D] EUREKA | WHITE OAK | 138 | 138 | (3) STEEL | 1.57 | 0 | 0 | 2-2167 ACSR | 0 | 0 | 0 | 0 | 0 | 0 | 0 | 0 | 0 | 0 | 0 | 0 | 0 | 0 | 0 | 0 | 0 | 0 | 0 | 0 | 0 | 0 | 0 | 12 | 0
NO |  | 68 | 2016 | 3 | 32 | 32 |  | [09D] SAN FELIPE | EUREKA | 138 | 138 | (1) STEEL | 0 | 3.31 | 0 | 2-795 AAC | 0 | 0 | 0 | 0 | 0 | 0 | 0 | 0 | 0 | 0 | 0 | 0 | 0 | 0 | 0 | 0 | 0 | 0 | 0 | 0 | 0 | 0 | 0 | 12 | 0
NO |  | 68 | 2016 | 3 | 33 | 33 |  | [09E] BRITMOORE | ADDICKS | 138 | 138 | (3) STEEL | 2.15 | 0 | 0 | 795 AAC | 0 | 0 | 0 | 0 | 0 | 0 | 0 | 0 | 0 | 0 | 0 | 0 | 0 | 0 | 0 | 0 | 0 | 0 | 0 | 0 | 0 | 0 | 0 | 12 | 0
NO |  | 68 | 2016 | 3 | 34 | 34 |  | [09F] READING | CRABB RIVER ROAD | 138 | 138 | (1) CONC | 3.86 | 0 | 0 | 795 ACSR | 0 | 0 | 0 | 0 | 0 | 0 | 0 | 0 | 0 | 0 | 0 | 0 | 0 | 0 | 0 | 0 | 0 | 0 | 0 | 0 | 0 | 0 | 0 | 12 | 0
NO |  | 68 | 2016 | 3 | 35 | 35 |  | [09F] READING | FORT BEND | 138 | 138 | (3) STEEL | 2.54 | 0 | 0 | 795 AAC | 0 | 0 | 0 | 0 | 0 | 0 | 0 | 0 | 0 | 0 | 0 | 0 | 0 | 0 | 0 | 0 | 0 | 0 | 0 | 0 | 0 | 0 | 0 | 12 | 0
NO |  | 68 | 2016 | 4 | 1 | 1 |  | [09F] W.A. PARISH PLANT | CRABB RIVER ROAD | 138 | 138 | (1) CONC | 9.44 | 0 | 0 | 2-795 AAC | 0 | 0 | 0 | 0 | 0 | 0 | 0 | 0 | 0 | 0 | 0 | 0 | 0 | 0 | 0 | 0 | 0 | 0 | 0 | 0 | 0 | 0 | 0 | 12 | 0
NO |  | 68 | 2016 | 4 | 2 | 2 |  | [09G] BRAZOS VALLEY | FORT BEND | 138 | 138 | (3) STEEL | 5.82 | 0 | 0 | 2-795 AAC | 0 | 0 | 0 | 0 | 0 | 0 | 0 | 0 | 0 | 0 | 0 | 0 | 0 | 0 | 0 | 0 | 0 | 0 | 0 | 0 | 0 | 0 | 0 | 12 | 0
NO |  | 68 | 2016 | 4 | 3 | 3 |  | [09G] FLEWELLEN | BRAZOS VALLEY | 138 | 138 | (3) STEEL | 5.09 | 0 | 0 | 2-795 ACSR | 0 | 0 | 0 | 0 | 0 | 0 | 0 | 0 | 0 | 0 | 0 | 0 | 0 | 0 | 0 | 0 | 0 | 0 | 0 | 0 | 0 | 0 | 0 | 12 | 0
NO |  | 68 | 2016 | 4 | 4 | 4 |  | [09H] FLEWELLEN | FRANZ | 138 | 138 | (3) STEEL | 15.56 | 0 | 0 | 2-795 ACSR | 0 | 0 | 0 | 0 | 0 | 0 | 0 | 0 | 0 | 0 | 0 | 0 | 0 | 0 | 0 | 0 | 0 | 0 | 0 | 0 | 0 | 0 | 0 | 12 | 0
NO |  | 68 | 2016 | 4 | 5 | 5 |  | [09H] KATY | TAP | 138 | 138 | (3) STEEL | 0.02 | 0 | 0 | 2-795 AAC | 0 | 0 | 0 | 0 | 0 | 0 | 0 | 0 | 0 | 0 | 0 | 0 | 0 | 0 | 0 | 0 | 0 | 0 | 0 | 0 | 0 | 0 | 0 | 12 | 0
NO |  | 68 | 2016 | 4 | 6 | 6 |  | [09I] CAMPBELL | TAP | 138 | 138 | (3) STEEL | 0.04 | 0 | 0 | 795 AAC | 0 | 0 | 0 | 0 | 0 | 0 | 0 | 0 | 0 | 0 | 0 | 0 | 0 | 0 | 0 | 0 | 0 | 0 | 0 | 0 | 0 | 0 | 0 | 12 | 0
NO |  | 68 | 2016 | 4 | 7 | 7 |  | [09I] TODD | TAP | 138 | 138 | (3) STEEL | 0.01 | 0 | 0 | 795 AAC | 0 | 0 | 0 | 0 | 0 | 0 | 0 | 0 | 0 | 0 | 0 | 0 | 0 | 0 | 0 | 0 | 0 | 0 | 0 | 0 | 0 | 0 | 0 | 12 | 0
NO |  | 68 | 2016 | 4 | 8 | 8 |  | [09I] WHITE OAK | ADDICKS | 138 | 138 | (3) STEEL | 9.27 | 0 | 0 | 2-795 AAC | 0 | 0 | 0 | 0 | 0 | 0 | 0 | 0 | 0 | 0 | 0 | 0 | 0 | 0 | 0 | 0 | 0 | 0 | 0 | 0 | 0 | 0 | 0 | 12 | 0
NO |  | 68 | 2016 | 4 | 9 | 9 |  | [09J] CYFAIR | TAP | 138 | 138 | (3) STEEL | 0.03 | 0 | 0 | 795 ACSR | 0 | 0 | 0 | 0 | 0 | 0 | 0 | 0 | 0 | 0 | 0 | 0 | 0 | 0 | 0 | 0 | 0 | 0 | 0 | 0 | 0 | 0 | 0 | 12 | 0
NO |  | 68 | 2016 | 4 | 10 | 10 |  | [09J] FRY RD | TAP | 138 | 138 | (3) CONC | 0.03 | 0 | 0 | 795AAC | 0 | 0 | 0 | 0 | 0 | 0 | 0 | 0 | 0 | 0 | 0 | 0 | 0 | 0 | 0 | 0 | 0 | 0 | 0 | 0 | 0 | 0 | 0 | 12 | 0
NO |  | 68 | 2016 | 4 | 11 | 11 |  | [09J] FRY RD MOBILE | TAP | 138 | 138 | (1) WOOD | 0.03 | 0 | 0 | 795AAC | 0 | 0 | 0 | 0 | 0 | 0 | 0 | 0 | 0 | 0 | 0 | 0 | 0 | 0 | 0 | 0 | 0 | 0 | 0 | 0 | 0 | 0 | 0 | 12 | 0
NO |  | 68 | 2016 | 4 | 12 | 12 |  | [09J] GERTIE | TAP | 138 | 138 | (3) STEEL | 4.27 | 0 | 0 | 795 ACSR | 0 | 0 | 0 | 0 | 0 | 0 | 0 | 0 | 0 | 0 | 0 | 0 | 0 | 0 | 0 | 0 | 0 | 0 | 0 | 0 | 0 | 0 | 0 | 12 | 0
NO |  | 68 | 2016 | 4 | 13 | 13 |  | [09J] ZENITH | KLUGE | 138 | 138 | (3) STEEL | 13.38 | 0 | 0 | 2-959ACSS | 0 | 0 | 0 | 0 | 0 | 0 | 0 | 0 | 0 | 0 | 0 | 0 | 0 | 0 | 0 | 0 | 0 | 0 | 0 | 0 | 0 | 0 | 0 | 12 | 0
NO |  | 68 | 2016 | 4 | 14 | 14 |  | [14A] CEDAR BAYOU PLANT | KENNY_ | 138 | 138 | (3) STEEL | 6.75 | 0 | 0 | 2-795 AAC | 0 | 0 | 0 | 0 | 0 | 0 | 0 | 0 | 0 | 0 | 0 | 0 | 0 | 0 | 0 | 0 | 0 | 0 | 0 | 0 | 0 | 0 | 0 | 12 | 0
NO |  | 68 | 2016 | 4 | 15 | 15 |  | [18A] DOW345 | SOUTH TEXAS | 345 | 345 | (3) STEEL | 45.33 | 0 | 0 | 2-795 ACSR | 0 | 0 | 0 | 0 | 0 | 0 | 0 | 0 | 0 | 0 | 0 | 0 | 0 | 0 | 0 | 0 | 0 | 0 | 0 | 0 | 0 | 0 | 0 | 12 | 0
NO |  | 68 | 2016 | 4 | 16 | 16 |  | [18B] DOW345 | OASIS | 345 | 345 | (3) STEEL | 0 | 36.03 | 0 | 2-795 ACSR | 0 | 0 | 0 | 0 | 0 | 0 | 0 | 0 | 0 | 0 | 0 | 0 | 0 | 0 | 0 | 0 | 0 | 0 | 0 | 0 | 0 | 0 | 0 | 12 | 0
NO |  | 68 | 2016 | 4 | 17 | 17 |  | [18C] OASIS | W.A. PARISH PLANT | 345 | 345 | (3) STEEL | 19.52 | 0 | 0 | 1-433 ACSS | 0 | 0 | 0 | 0 | 0 | 0 | 0 | 0 | 0 | 0 | 0 | 0 | 0 | 0 | 0 | 0 | 0 | 0 | 0 | 0 | 0 | 0 | 0 | 12 | 0
NO |  | 68 | 2016 | 4 | 18 | 18 |  | [21A] GABLE STREET | GREENS BAYOU PLANT | 138 | 138 | (3) STEEL | 13.27 | 0 | 0 | 2000AAC | 0 | 0 | 0 | 0 | 0 | 0 | 0 | 0 | 0 | 0 | 0 | 0 | 0 | 0 | 0 | 0 | 0 | 0 | 0 | 0 | 0 | 0 | 0 | 12 | 0
NO |  | 68 | 2016 | 4 | 19 | 19 |  | [21A] LIBERTY | TAP | 138 | 138 | (3) STEEL | 0.03 | 0 | 0 | 1-795 AAC | 0 | 0 | 0 | 0 | 0 | 0 | 0 | 0 | 0 | 0 | 0 | 0 | 0 | 0 | 0 | 0 | 0 | 0 | 0 | 0 | 0 | 0 | 0 | 12 | 0
NO |  | 68 | 2016 | 4 | 20 | 20 |  | [21A] NORTHSIDE | TAP | 138 | 138 | (3) STEEL | 0.03 | 0 | 0 | 2000AAC | 0 | 0 | 0 | 0 | 0 | 0 | 0 | 0 | 0 | 0 | 0 | 0 | 0 | 0 | 0 | 0 | 0 | 0 | 0 | 0 | 0 | 0 | 0 | 12 | 0
NO |  | 68 | 2016 | 4 | 21 | 21 |  | [21B] GABLE STREET | FRANKLIN | 138 | 138 | (3) STEEL | 1.98 | 0 | 0 | 2-795 AAC | 0 | 0 | 0 | 0 | 0 | 0 | 0 | 0 | 0 | 0 | 0 | 0 | 0 | 0 | 0 | 0 | 0 | 0 | 0 | 0 | 0 | 0 | 0 | 12 | 0
NO |  | 68 | 2016 | 4 | 22 | 22 |  | [21C] DAVSON | STRAWBERRY BELT | 138 | 138 | (3) STEEL | 1.72 | 0 | 0 | 795 AAC | 0 | 0 | 0 | 0 | 0 | 0 | 0 | 0 | 0 | 0 | 0 | 0 | 0 | 0 | 0 | 0 | 0 | 0 | 0 | 0 | 0 | 0 | 0 | 12 | 0
NO |  | 68 | 2016 | 4 | 23 | 23 |  | [21C] DEER PARK | TAP | 138 | 138 | (1) STEEL | 0.06 | 0 | 0 | 2-795 AAC | 0 | 0 | 0 | 0 | 0 | 0 | 0 | 0 | 0 | 0 | 0 | 0 | 0 | 0 | 0 | 0 | 0 | 0 | 0 | 0 | 0 | 0 | 0 | 12 | 0
NO |  | 68 | 2016 | 4 | 24 | 24 |  | [21C] NOBEL_ | STATE_ | 138 | 138 | (3) STEEL | 0.19 | 0 | 0 | 2-795 AAC | 0 | 0 | 0 | 0 | 0 | 0 | 0 | 0 | 0 | 0 | 0 | 0 | 0 | 0 | 0 | 0 | 0 | 0 | 0 | 0 | 0 | 0 | 0 | 12 | 0
NO |  | 68 | 2016 | 4 | 25 | 25 |  | [21C] STRAWBERRY BELT | NOBEL_ | 138 | 138 | (3) STEEL | 7.24 | 0 | 0 | 2-795 AAC | 0 | 0 | 0 | 0 | 0 | 0 | 0 | 0 | 0 | 0 | 0 | 0 | 0 | 0 | 0 | 0 | 0 | 0 | 0 | 0 | 0 | 0 | 0 | 12 | 0
NO |  | 68 | 2016 | 4 | 26 | 26 |  | [21C] UNDERWOOD | TAP | 138 | 138 | (2) WOOD | 0.05 | 0 | 0 | 2000 AAC | 0 | 0 | 0 | 0 | 0 | 0 | 0 | 0 | 0 | 0 | 0 | 0 | 0 | 0 | 0 | 0 | 0 | 0 | 0 | 0 | 0 | 0 | 0 | 12 | 0
NO |  | 68 | 2016 | 4 | 27 | 27 |  | [21D] SOLMER | S.R. BERTRON PLANT | 138 | 138 | (3) STEEL | 1.67 | 0 | 0 | 2-795 AAC | 0 | 0 | 0 | 0 | 0 | 0 | 0 | 0 | 0 | 0 | 0 | 0 | 0 | 0 | 0 | 0 | 0 | 0 | 0 | 0 | 0 | 0 | 0 | 12 | 0
NO |  | 68 | 2016 | 4 | 28 | 28 |  | [21E] MOMENT | SOLMER | 138 | 138 | (3) STEEL | 0.45 | 0 | 0 | 2-795 AAC | 0 | 0 | 0 | 0 | 0 | 0 | 0 | 0 | 0 | 0 | 0 | 0 | 0 | 0 | 0 | 0 | 0 | 0 | 0 | 0 | 0 | 0 | 0 | 12 | 0
NO |  | 68 | 2016 | 4 | 29 | 29 |  | [21F] DIABOX | MOMENT | 138 | 138 | (3) STEEL | 0.65 | 0 | 0 | 2-795 AAC | 0 | 0 | 0 | 0 | 0 | 0 | 0 | 0 | 0 | 0 | 0 | 0 | 0 | 0 | 0 | 0 | 0 | 0 | 0 | 0 | 0 | 0 | 0 | 12 | 0
NO |  | 68 | 2016 | 4 | 30 | 30 |  | [21G] CAMRON | T.H. WHARTON PLANT | 138 | 138 | (3) STEEL | 8.21 | 0 | 0 | 2-959 ACSS | 0 | 0 | 0 | 0 | 0 | 0 | 0 | 0 | 0 | 0 | 0 | 0 | 0 | 0 | 0 | 0 | 0 | 0 | 0 | 0 | 0 | 0 | 0 | 12 | 0
NO |  | 68 | 2016 | 4 | 31 | 31 |  | [21H] ADDICKS | WHITE OAK | 138 | 138 | (3) STEEL | 9.28 | 0 | 0 | 795 AAC | 0 | 0 | 0 | 0 | 0 | 0 | 0 | 0 | 0 | 0 | 0 | 0 | 0 | 0 | 0 | 0 | 0 | 0 | 0 | 0 | 0 | 0 | 0 | 12 | 0
NO |  | 68 | 2016 | 4 | 32 | 32 |  | [21H] CAMPBELL | TAP | 138 | 138 | (3) STEEL | 0 | 0.01 | 0 | 795 AAC | 0 | 0 | 0 | 0 | 0 | 0 | 0 | 0 | 0 | 0 | 0 | 0 | 0 | 0 | 0 | 0 | 0 | 0 | 0 | 0 | 0 | 0 | 0 | 12 | 0
NO |  | 68 | 2016 | 4 | 33 | 33 |  | [21H] TODD | TAP | 138 | 138 | (3) STEEL | 0 | 0.03 | 0 | 795 AAC | 0 | 0 | 0 | 0 | 0 | 0 | 0 | 0 | 0 | 0 | 0 | 0 | 0 | 0 | 0 | 0 | 0 | 0 | 0 | 0 | 0 | 0 | 0 | 12 | 0
NO |  | 68 | 2016 | 4 | 34 | 34 |  | [21I] CAMRON | KLUGE | 138 | 138 | (3) STEEL | 8.67 | 0 | 0 | 795 ACSR | 0 | 0 | 0 | 0 | 0 | 0 | 0 | 0 | 0 | 0 | 0 | 0 | 0 | 0 | 0 | 0 | 0 | 0 | 0 | 0 | 0 | 0 | 0 | 12 | 0
NO |  | 68 | 2016 | 4 | 35 | 35 |  | [21I] CYFAIR | TAP | 138 | 138 | (3) STEEL | 0.03 | 0 | 0 | 795 ACSR | 0 | 0 | 0 | 0 | 0 | 0 | 0 | 0 | 0 | 0 | 0 | 0 | 0 | 0 | 0 | 0 | 0 | 0 | 0 | 0 | 0 | 0 | 0 | 12 | 0
NO |  | 68 | 2016 | 5 | 1 | 1 |  | [21J] AIRLINE | WHITE OAK | 138 | 138 | (3) STEEL | 3.03 | 0 | 0 | 795 AAC | 0 | 0 | 0 | 0 | 0 | 0 | 0 | 0 | 0 | 0 | 0 | 0 | 0 | 0 | 0 | 0 | 0 | 0 | 0 | 0 | 0 | 0 | 0 | 12 | 0
NO |  | 68 | 2016 | 5 | 2 | 2 |  | [21J] HARDY | AIRLINE | 138 | 138 | (3) STEEL | 2.13 | 0 | 0 | 2-795 AAC | 0 | 0 | 0 | 0 | 0 | 0 | 0 | 0 | 0 | 0 | 0 | 0 | 0 | 0 | 0 | 0 | 0 | 0 | 0 | 0 | 0 | 0 | 0 | 12 | 0
NO |  | 68 | 2016 | 5 | 3 | 3 |  | [21K] FIDELITY | TAP | 138 | 138 | (1) CONC | 1.36 | 0 | 0 | 795 ACSR | 0 | 0 | 0 | 0 | 0 | 0 | 0 | 0 | 0 | 0 | 0 | 0 | 0 | 0 | 0 | 0 | 0 | 0 | 0 | 0 | 0 | 0 | 0 | 12 | 0
NO |  | 68 | 2016 | 5 | 4 | 4 |  | [21K] FIDELITY | TAP | 138 | 138 | (1) CONC | 0.03 | 1.33 | 0 | 795 ACSR | 0 | 0 | 0 | 0 | 0 | 0 | 0 | 0 | 0 | 0 | 0 | 0 | 0 | 0 | 0 | 0 | 0 | 0 | 0 | 0 | 0 | 0 | 0 | 12 | 0
NO |  | 68 | 2016 | 5 | 5 | 5 |  | [21K] GREENS BAYOU PLANT | DAVSON | 138 | 138 | (3) STEEL | 0 | 10.08 | 0 | 795 AAC | 0 | 0 | 0 | 0 | 0 | 0 | 0 | 0 | 0 | 0 | 0 | 0 | 0 | 0 | 0 | 0 | 0 | 0 | 0 | 0 | 0 | 0 | 0 | 12 | 0
NO |  | 68 | 2016 | 5 | 6 | 6 |  | [21K] WITTER | TAP | 138 | 138 | (3) STEEL | 0.07 | 0 | 0 | 795 AAC | 0 | 0 | 0 | 0 | 0 | 0 | 0 | 0 | 0 | 0 | 0 | 0 | 0 | 0 | 0 | 0 | 0 | 0 | 0 | 0 | 0 | 0 | 0 | 12 | 0
NO |  | 68 | 2016 | 5 | 7 | 7 |  | [21L] STATE_ | S.R. BERTRON PLANT | 138 | 138 | (3) STEEL | 1.11 | 0.82 | 0 | 2-795 AAC | 0 | 0 | 0 | 0 | 0 | 0 | 0 | 0 | 0 | 0 | 0 | 0 | 0 | 0 | 0 | 0 | 0 | 0 | 0 | 0 | 0 | 0 | 0 | 12 | 0
NO |  | 68 | 2016 | 5 | 8 | 8 |  | [21M] FRANKLIN | CROCKETT | 138 | 138 | (3) STEEL | 1.21 | 0.25 | 0 | 2000AAC | 0 | 0 | 0 | 0 | 0 | 0 | 0 | 0 | 0 | 0 | 0 | 0 | 0 | 0 | 0 | 0 | 0 | 0 | 0 | 0 | 0 | 0 | 0 | 12 | 0
NO |  | 68 | 2016 | 5 | 9 | 9 |  | [22A] DIABOX | S.R. BERTRON PLANT | 138 | 138 | (3) STEEL | 2.3 | 0 | 0 | 2-795 AAC | 0 | 0 | 0 | 0 | 0 | 0 | 0 | 0 | 0 | 0 | 0 | 0 | 0 | 0 | 0 | 0 | 0 | 0 | 0 | 0 | 0 | 0 | 0 | 12 | 0
NO |  | 68 | 2016 | 5 | 10 | 10 |  | [22B] RAYFORD | SPRINGWOOD | 138 | 138 | (3) STEEL | 2.83 | 4.21 | 0 | 2-959 ACSS | 0 | 0 | 0 | 0 | 0 | 0 | 0 | 0 | 0 | 0 | 0 | 0 | 0 | 0 | 0 | 0 | 0 | 0 | 0 | 0 | 0 | 0 | 0 | 12 | 0
NO |  | 68 | 2016 | 5 | 11 | 11 |  | [22B] ROTHWOOD | RAYFORD | 138 | 138 | (3) STEEL | 4.48 | 0 | 0 | 2-959 ACSS | 0 | 0 | 0 | 0 | 0 | 0 | 0 | 0 | 0 | 0 | 0 | 0 | 0 | 0 | 0 | 0 | 0 | 0 | 0 | 0 | 0 | 0 | 0 | 12 | 0
NO |  | 68 | 2016 | 5 | 12 | 12 |  | [22B] SPRINGWOOD | WESTFIELD | 138 | 138 | (3) STEEL | 0.11 | 3.02 | 0 | 2-959 ACSS | 0 | 0 | 0 | 0 | 0 | 0 | 0 | 0 | 0 | 0 | 0 | 0 | 0 | 0 | 0 | 0 | 0 | 0 | 0 | 0 | 0 | 0 | 0 | 12 | 0
NO |  | 68 | 2016 | 5 | 13 | 13 |  | [24A] BRITMOORE | SATSUMA | 138 | 138 | (3) STEEL | 0.16 | 6.03 | 0 | 2-795 ACSR | 0 | 0 | 0 | 0 | 0 | 0 | 0 | 0 | 0 | 0 | 0 | 0 | 0 | 0 | 0 | 0 | 0 | 0 | 0 | 0 | 0 | 0 | 0 | 12 | 0
NO |  | 68 | 2016 | 5 | 14 | 14 |  | [24A] SATSUMA | T.H. WHARTON PLANT | 138 | 138 | (3) STEEL | 0.32 | 6.66 | 0 | 2-795 AAC | 0 | 0 | 0 | 0 | 0 | 0 | 0 | 0 | 0 | 0 | 0 | 0 | 0 | 0 | 0 | 0 | 0 | 0 | 0 | 0 | 0 | 0 | 0 | 12 | 0
NO |  | 68 | 2016 | 5 | 15 | 15 |  | [24A] TANNER | TAP | 138 | 138 | (1) STEEL | 1 | 0 | 0 | 959 ACSS | 0 | 0 | 0 | 0 | 0 | 0 | 0 | 0 | 0 | 0 | 0 | 0 | 0 | 0 | 0 | 0 | 0 | 0 | 0 | 0 | 0 | 0 | 0 | 12 | 0
NO |  | 68 | 2016 | 5 | 16 | 16 |  | [24B] BELLAIRE | BRITMOORE | 138 | 138 | (3) STEEL | 0.19 | 12.88 | 0 | 2-795 ACSR | 0 | 0 | 0 | 0 | 0 | 0 | 0 | 0 | 0 | 0 | 0 | 0 | 0 | 0 | 0 | 0 | 0 | 0 | 0 | 0 | 0 | 0 | 0 | 12 | 0
NO |  | 68 | 2016 | 5 | 17 | 17 |  | [24B] BELLAIRE | TAP | 138 | 138 | (1) WOOD | 0.12 | 0 | 0 | 795 AAC | 0 | 0 | 0 | 0 | 0 | 0 | 0 | 0 | 0 | 0 | 0 | 0 | 0 | 0 | 0 | 0 | 0 | 0 | 0 | 0 | 0 | 0 | 0 | 12 | 0
NO |  | 68 | 2016 | 5 | 18 | 18 |  | [24B] DUNVALE | TAP | 138 | 138 | (1) WOOD | 1.1 | 0 | 0 | 795 AAC | 0 | 0 | 0 | 0 | 0 | 0 | 0 | 0 | 0 | 0 | 0 | 0 | 0 | 0 | 0 | 0 | 0 | 0 | 0 | 0 | 0 | 0 | 0 | 12 | 0
NO |  | 68 | 2016 | 5 | 19 | 19 |  | [24B] HAYES | TAP | 138 | 138 | (1) WOOD | 0.05 | 0 | 0 | 795 ACSR | 0 | 0 | 0 | 0 | 0 | 0 | 0 | 0 | 0 | 0 | 0 | 0 | 0 | 0 | 0 | 0 | 0 | 0 | 0 | 0 | 0 | 0 | 0 | 12 | 0
NO |  | 68 | 2016 | 5 | 20 | 20 |  | [24B] HILLCROFT | TAP | 138 | 138 | (1) WOOD | 0.05 | 0 | 0 | 795 AAC | 0 | 0 | 0 | 0 | 0 | 0 | 0 | 0 | 0 | 0 | 0 | 0 | 0 | 0 | 0 | 0 | 0 | 0 | 0 | 0 | 0 | 0 | 0 | 12 | 0
NO |  | 68 | 2016 | 5 | 21 | 21 |  | [24B] ULRICH | TAP | 138 | 138 | (1) STEEL | 1.04 | 0 | 0 | 795 AAC | 0 | 0 | 0 | 0 | 0 | 0 | 0 | 0 | 0 | 0 | 0 | 0 | 0 | 0 | 0 | 0 | 0 | 0 | 0 | 0 | 0 | 0 | 0 | 12 | 0
NO |  | 68 | 2016 | 5 | 22 | 22 |  | [24B] WESTCHASE | TAP | 138 | 138 | (1) WOOD | 0.06 | 0 | 0 | 795 AAC | 0 | 0 | 0 | 0 | 0 | 0 | 0 | 0 | 0 | 0 | 0 | 0 | 0 | 0 | 0 | 0 | 0 | 0 | 0 | 0 | 0 | 0 | 0 | 12 | 0
NO |  | 68 | 2016 | 5 | 23 | 23 |  | [25A] FONDREN | H.O. CLARK PLANT | 138 | 138 | (3) STEEL | 5.14 | 0 | 0 | 795 AAC | 0 | 0 | 0 | 0 | 0 | 0 | 0 | 0 | 0 | 0 | 0 | 0 | 0 | 0 | 0 | 0 | 0 | 0 | 0 | 0 | 0 | 0 | 0 | 12 | 0
NO |  | 68 | 2016 | 5 | 24 | 24 |  | [25A] JEANETTA | FONDREN | 138 | 138 | (3) STEEL | 5.54 | 0 | 0 | 795 AAC | 0 | 0 | 0 | 0 | 0 | 0 | 0 | 0 | 0 | 0 | 0 | 0 | 0 | 0 | 0 | 0 | 0 | 0 | 0 | 0 | 0 | 0 | 0 | 12 | 0
NO |  | 68 | 2016 | 5 | 25 | 25 |  | [25A] SHARPSTOWN | TAP | 138 | 138 | (1) WOOD | 2.67 | 0 | 0 | 2-927 ACAR | 0 | 0 | 0 | 0 | 0 | 0 | 0 | 0 | 0 | 0 | 0 | 0 | 0 | 0 | 0 | 0 | 0 | 0 | 0 | 0 | 0 | 0 | 0 | 12 | 0
NO |  | 68 | 2016 | 5 | 26 | 26 |  | [25A] WESTWOOD | TAP | 138 | 138 | (1) WOOD | 0.05 | 0 | 0 | 2-795 ACSR | 0 | 0 | 0 | 0 | 0 | 0 | 0 | 0 | 0 | 0 | 0 | 0 | 0 | 0 | 0 | 0 | 0 | 0 | 0 | 0 | 0 | 0 | 0 | 12 | 0
NO |  | 68 | 2016 | 5 | 27 | 27 |  | [25B] ROARK | CLODINE | 138 | 138 | (2) WOOD | 3.74 | 0 | 0 | 795 AAC | 0 | 0 | 0 | 0 | 0 | 0 | 0 | 0 | 0 | 0 | 0 | 0 | 0 | 0 | 0 | 0 | 0 | 0 | 0 | 0 | 0 | 0 | 0 | 12 | 0
NO |  | 68 | 2016 | 5 | 28 | 28 |  | [25B] ROARK | TAP | 138 | 138 | (1) STEEL | 0.02 | 0 | 0 | 2000 AAC | 0 | 0 | 0 | 0 | 0 | 0 | 0 | 0 | 0 | 0 | 0 | 0 | 0 | 0 | 0 | 0 | 0 | 0 | 0 | 0 | 0 | 0 | 0 | 12 | 0
NO |  | 68 | 2016 | 5 | 29 | 29 |  | [25B] ROARK | JEANETTA | 138 | 138 | (3) STEEL | 5.36 | 0 | 0 | 795 AAC | 0 | 0 | 0 | 0 | 0 | 0 | 0 | 0 | 0 | 0 | 0 | 0 | 0 | 0 | 0 | 0 | 0 | 0 | 0 | 0 | 0 | 0 | 0 | 12 | 0
NO |  | 68 | 2016 | 5 | 30 | 30 |  | [25B] ROARK | TAP | 138 | 138 | (1) STEEL | 0.01 | 0 | 0 | 2000 AAC | 0 | 0 | 0 | 0 | 0 | 0 | 0 | 0 | 0 | 0 | 0 | 0 | 0 | 0 | 0 | 0 | 0 | 0 | 0 | 0 | 0 | 0 | 0 | 12 | 0
NO |  | 68 | 2016 | 5 | 31 | 31 |  | [25B] WESTWOOD | TAP | 138 | 138 | (1) WOOD | 0.05 | 0 | 0 | 2-795 ACSR | 0 | 0 | 0 | 0 | 0 | 0 | 0 | 0 | 0 | 0 | 0 | 0 | 0 | 0 | 0 | 0 | 0 | 0 | 0 | 0 | 0 | 0 | 0 | 12 | 0
NO |  | 68 | 2016 | 5 | 32 | 32 |  | [25C] OBRIEN | CLODINE | 138 | 138 | (3) STEEL | 5.98 | 0 | 0 | 2-795 ACSR | 0 | 0 | 0 | 0 | 0 | 0 | 0 | 0 | 0 | 0 | 0 | 0 | 0 | 0 | 0 | 0 | 0 | 0 | 0 | 0 | 0 | 0 | 0 | 12 | 0
NO |  | 68 | 2016 | 5 | 33 | 33 |  | [25D] FLEWELLEN | TAP | 138 | 138 | (1) WOOD | 0.01 | 0 | 0 | 795AAC | 0 | 0 | 0 | 0 | 0 | 0 | 0 | 0 | 0 | 0 | 0 | 0 | 0 | 0 | 0 | 0 | 0 | 0 | 0 | 0 | 0 | 0 | 0 | 12 | 0
NO |  | 68 | 2016 | 5 | 34 | 34 |  | [25D] MASON ROAD | FLEWELLEN | 138 | 138 | (3) STEEL | 11.66 | 0 | 0 | 2-795 ACSR | 0 | 0 | 0 | 0 | 0 | 0 | 0 | 0 | 0 | 0 | 0 | 0 | 0 | 0 | 0 | 0 | 0 | 0 | 0 | 0 | 0 | 0 | 0 | 12 | 0
NO |  | 68 | 2016 | 5 | 35 | 35 |  | [25D] OBRIEN | MASON ROAD | 138 | 138 | (3) STEEL | 5.34 | 0 | 0 | 2-795 ACSR | 0 | 0 | 0 | 0 | 0 | 0 | 0 | 0 | 0 | 0 | 0 | 0 | 0 | 0 | 0 | 0 | 0 | 0 | 0 | 0 | 0 | 0 | 0 | 12 | 0
NO |  | 68 | 2016 | 6 | 1 | 1 |  | [25E] FLEWELLEN | FOSTER | 138 | 138 | (1) CONC | 1.86 | 0 | 0 | 2-959ACSS | 0 | 0 | 0 | 0 | 0 | 0 | 0 | 0 | 0 | 0 | 0 | 0 | 0 | 0 | 0 | 0 | 0 | 0 | 0 | 0 | 0 | 0 | 0 | 12 | 0
NO |  | 68 | 2016 | 6 | 2 | 2 |  | [25E] FOSTER | PETERS | 138 | 138 | (2) WOOD | 1.28 | 26.05 | 0 | 795 AAC | 0 | 0 | 0 | 0 | 0 | 0 | 0 | 0 | 0 | 0 | 0 | 0 | 0 | 0 | 0 | 0 | 0 | 0 | 0 | 0 | 0 | 0 | 0 | 12 | 0
NO |  | 68 | 2016 | 6 | 3 | 3 |  | [26A] ALMEDA | TAP | 138 | 138 | (3) STEEL | 0.13 | 0 | 0 | 397 ACSR | 0 | 0 | 0 | 0 | 0 | 0 | 0 | 0 | 0 | 0 | 0 | 0 | 0 | 0 | 0 | 0 | 0 | 0 | 0 | 0 | 0 | 0 | 0 | 12 | 0
NO |  | 68 | 2016 | 6 | 4 | 4 |  | [26A] CHOCOLATE BAYOU | TAP | 138 | 138 | (3) STEEL | 5.77 | 0 | 0 | 397 ACSR | 0 | 0 | 0 | 0 | 0 | 0 | 0 | 0 | 0 | 0 | 0 | 0 | 0 | 0 | 0 | 0 | 0 | 0 | 0 | 0 | 0 | 0 | 0 | 12 | 0
NO |  | 68 | 2016 | 6 | 5 | 5 |  | [26A] H.O. CLARK PLANT | KARSTEN | 138 | 138 | (3) STEEL | 11.76 | 0 | 0 | 2000 AAC | 0 | 0 | 0 | 0 | 0 | 0 | 0 | 0 | 0 | 0 | 0 | 0 | 0 | 0 | 0 | 0 | 0 | 0 | 0 | 0 | 0 | 0 | 0 | 12 | 0
NO |  | 68 | 2016 | 6 | 6 | 6 |  | [26A] INTERMEDIATE | TAP | 138 | 138 | (1) STEEL | 0.04 | 0 | 0 | 2000 AAC | 0 | 0 | 0 | 0 | 0 | 0 | 0 | 0 | 0 | 0 | 0 | 0 | 0 | 0 | 0 | 0 | 0 | 0 | 0 | 0 | 0 | 0 | 0 | 12 | 0
NO |  | 68 | 2016 | 6 | 7 | 7 |  | [26A] QUAIL VALLEY | TAP | 138 | 138 | (3) STEEL | 5.49 | 0 | 0 | 795 ACSR | 0 | 0 | 0 | 0 | 0 | 0 | 0 | 0 | 0 | 0 | 0 | 0 | 0 | 0 | 0 | 0 | 0 | 0 | 0 | 0 | 0 | 0 | 0 | 12 | 0
NO |  | 68 | 2016 | 6 | 8 | 8 |  | [26A] TELVIEW | TAP | 138 | 138 | (3) STEEL | 0.03 | 0 | 0 | 795 ACSR | 0 | 0 | 0 | 0 | 0 | 0 | 0 | 0 | 0 | 0 | 0 | 0 | 0 | 0 | 0 | 0 | 0 | 0 | 0 | 0 | 0 | 0 | 0 | 12 | 0
NO |  | 68 | 2016 | 6 | 9 | 9 |  | [26B] ANGLETON | ROSHARON | 138 | 138 | (3) STEEL | 8.84 | 0 | 0 | 2000 AAC | 0 | 0 | 0 | 0 | 0 | 0 | 0 | 0 | 0 | 0 | 0 | 0 | 0 | 0 | 0 | 0 | 0 | 0 | 0 | 0 | 0 | 0 | 0 | 12 | 0
NO |  | 68 | 2016 | 6 | 10 | 10 |  | [26B] ROSHARON | KARSTEN | 138 | 138 | (3) STEEL | 9.58 | 0 | 0 | 2000 AAC | 0 | 0 | 0 | 0 | 0 | 0 | 0 | 0 | 0 | 0 | 0 | 0 | 0 | 0 | 0 | 0 | 0 | 0 | 0 | 0 | 0 | 0 | 0 | 12 | 0
NO |  | 68 | 2016 | 6 | 11 | 11 |  | [26C] ANGLETON | STRATT | 138 | 138 | (3) STEEL | 13.78 | 0 | 0 | 927 ACAR | 0 | 0 | 0 | 0 | 0 | 0 | 0 | 0 | 0 | 0 | 0 | 0 | 0 | 0 | 0 | 0 | 0 | 0 | 0 | 0 | 0 | 0 | 0 | 12 | 0
NO |  | 68 | 2016 | 6 | 12 | 12 |  | [26D] STRATT | SINTEK | 138 | 138 | (3) STEEL | 6.4 | 0 | 0 | 927 ACAR | 0 | 0 | 0 | 0 | 0 | 0 | 0 | 0 | 0 | 0 | 0 | 0 | 0 | 0 | 0 | 0 | 0 | 0 | 0 | 0 | 0 | 0 | 0 | 12 | 0
NO |  | 68 | 2016 | 6 | 13 | 13 |  | [26E] CAMDEN | SINTEK | 138 | 138 | (3) STEEL | 0.68 | 0 | 0 | 959 ACSS | 0 | 0 | 0 | 0 | 0 | 0 | 0 | 0 | 0 | 0 | 0 | 0 | 0 | 0 | 0 | 0 | 0 | 0 | 0 | 0 | 0 | 0 | 0 | 12 | 0
NO |  | 68 | 2016 | 6 | 14 | 14 |  | [26F] CAMDEN | VELASCO | 138 | 138 | (3) STEEL | 0.8 | 0 | 0 | 2-1433 ACSS | 0 | 0 | 0 | 0 | 0 | 0 | 0 | 0 | 0 | 0 | 0 | 0 | 0 | 0 | 0 | 0 | 0 | 0 | 0 | 0 | 0 | 0 | 0 | 12 | 0
NO |  | 68 | 2016 | 6 | 15 | 15 |  | [26G] DOW345 | VELASCO | 138 | 138 | (3) STEEL | 0.51 | 0 | 0 | 927 ACAR | 0 | 0 | 0 | 0 | 0 | 0 | 0 | 0 | 0 | 0 | 0 | 0 | 0 | 0 | 0 | 0 | 0 | 0 | 0 | 0 | 0 | 0 | 0 | 12 | 0
NO |  | 68 | 2016 | 6 | 16 | 16 |  | [27A] DOW345 | SOUTH TEXAS | 345 | 345 | (3) STEEL | 0 | 45.33 | 0 | 2-795 ACSR | 0 | 0 | 0 | 0 | 0 | 0 | 0 | 0 | 0 | 0 | 0 | 0 | 0 | 0 | 0 | 0 | 0 | 0 | 0 | 0 | 0 | 0 | 0 | 12 | 0
NO |  | 68 | 2016 | 6 | 17 | 17 |  | [27B] DOW345 | OASIS | 345 | 345 | (3) STEEL | 36.04 | 0 | 0 | 2-795 ACAR | 0 | 0 | 0 | 0 | 0 | 0 | 0 | 0 | 0 | 0 | 0 | 0 | 0 | 0 | 0 | 0 | 0 | 0 | 0 | 0 | 0 | 0 | 0 | 12 | 0
NO |  | 68 | 2016 | 6 | 18 | 18 |  | [35A] CLEAR LAKE | TAP | 138 | 138 | (1) STEEL | 1.75 | 0 | 0 | 795 AAC | 0 | 0 | 0 | 0 | 0 | 0 | 0 | 0 | 0 | 0 | 0 | 0 | 0 | 0 | 0 | 0 | 0 | 0 | 0 | 0 | 0 | 0 | 0 | 12 | 0
NO |  | 68 | 2016 | 6 | 19 | 19 |  | [35A] FAIRMONT | P.H. ROBINSON PLANT | 138 | 138 | (3) STEEL | 19.05 | 0 | 0 | 2-927 ACAR | 0 | 0 | 0 | 0 | 0 | 0 | 0 | 0 | 0 | 0 | 0 | 0 | 0 | 0 | 0 | 0 | 0 | 0 | 0 | 0 | 0 | 0 | 0 | 12 | 0
NO |  | 68 | 2016 | 6 | 20 | 20 |  | [35A] GENOA | TAP | 138 | 138 | (1) CONC | 0.68 | 0 | 0 | 1-795 AAC | 0 | 0 | 0 | 0 | 0 | 0 | 0 | 0 | 0 | 0 | 0 | 0 | 0 | 0 | 0 | 0 | 0 | 0 | 0 | 0 | 0 | 0 | 0 | 12 | 0
NO |  | 68 | 2016 | 6 | 21 | 21 |  | [35A] POLARIS | TAP | 138 | 138 | (2) WOOD | 0.05 | 0 | 0 | 795 AAC | 0 | 0 | 0 | 0 | 0 | 0 | 0 | 0 | 0 | 0 | 0 | 0 | 0 | 0 | 0 | 0 | 0 | 0 | 0 | 0 | 0 | 0 | 0 | 12 | 0
NO |  | 68 | 2016 | 6 | 22 | 22 |  | [35A] WEBSTER | TAP | 138 | 138 | (1) WOOD | 0.1 | 0 | 0 | 795 AAC | 0 | 0 | 0 | 0 | 0 | 0 | 0 | 0 | 0 | 0 | 0 | 0 | 0 | 0 | 0 | 0 | 0 | 0 | 0 | 0 | 0 | 0 | 0 | 12 | 0
NO |  | 68 | 2016 | 6 | 23 | 23 |  | [35B] ARMAND | FAIRMONT | 138 | 138 | (3) STEEL | 2.41 | 0 | 0 | 2-795 AAC | 0 | 0 | 0 | 0 | 0 | 0 | 0 | 0 | 0 | 0 | 0 | 0 | 0 | 0 | 0 | 0 | 0 | 0 | 0 | 0 | 0 | 0 | 0 | 12 | 0
NO |  | 68 | 2016 | 6 | 24 | 24 |  | [35C] LOMAX_ | CELNEC | 138 | 138 | (3) STEEL | 2.98 | 0 | 0 | 2-795 AAC | 0 | 0 | 0 | 0 | 0 | 0 | 0 | 0 | 0 | 0 | 0 | 0 | 0 | 0 | 0 | 0 | 0 | 0 | 0 | 0 | 0 | 0 | 0 | 12 | 0
NO |  | 68 | 2016 | 6 | 25 | 25 |  | [35E] BELLAIRE | ULRICH | 138 | 138 | (1) WOOD | 3.4 | 0 | 0 | 2000 AAC | 0 | 0 | 0 | 0 | 0 | 0 | 0 | 0 | 0 | 0 | 0 | 0 | 0 | 0 | 0 | 0 | 0 | 0 | 0 | 0 | 0 | 0 | 0 | 12 | 0
NO |  | 68 | 2016 | 6 | 26 | 26 |  | [35F] LOMAX_ | ARMAND | 138 | 138 | (3) STEEL | 1.59 | 0 | 0 | 2-795 AAC | 0 | 0 | 0 | 0 | 0 | 0 | 0 | 0 | 0 | 0 | 0 | 0 | 0 | 0 | 0 | 0 | 0 | 0 | 0 | 0 | 0 | 0 | 0 | 12 | 0
NO |  | 68 | 2016 | 6 | 27 | 27 |  | [37A] BELLAIRE | KIRBY | 138 | 138 | (1) STEEL | 0.52 | 1.38 | 0 | 2-959 ACSS | 0 | 0 | 0 | 0 | 0 | 0 | 0 | 0 | 0 | 0 | 0 | 0 | 0 | 0 | 0 | 0 | 0 | 0 | 0 | 0 | 0 | 0 | 0 | 12 | 0
NO |  | 68 | 2016 | 6 | 28 | 28 |  | [37A] KIRBY | GARROTT | 138 | 138 | (1) STEEL | 0.08 | 2.27 | 0 | 2-959 ACSS | 0 | 0 | 0 | 0 | 0 | 0 | 0 | 0 | 0 | 0 | 0 | 0 | 0 | 0 | 0 | 0 | 0 | 0 | 0 | 0 | 0 | 0 | 0 | 12 | 0
NO |  | 68 | 2016 | 6 | 29 | 29 |  | [37B] SAN FELIPE | BELLAIRE | 138 | 138 | (3) STEEL | 2.13 | 0 | 0 | 2-795 AAC | 0 | 0 | 0 | 0 | 0 | 0 | 0 | 0 | 0 | 0 | 0 | 0 | 0 | 0 | 0 | 0 | 0 | 0 | 0 | 0 | 0 | 0 | 0 | 12 | 0
NO |  | 68 | 2016 | 6 | 30 | 30 |  | [37C] BLODGETT | TAP | 138 | 138 | (1) WOOD | 0.05 | 0 | 0 | 795 AAC | 0 | 0 | 0 | 0 | 0 | 0 | 0 | 0 | 0 | 0 | 0 | 0 | 0 | 0 | 0 | 0 | 0 | 0 | 0 | 0 | 0 | 0 | 0 | 12 | 0
NO |  | 68 | 2016 | 6 | 31 | 31 |  | [37C] GARROTT | TECO_ | 138 | 138 | (1) WOOD | 4.67 | 0 | 0 | 2000 AAC | 0 | 0 | 0 | 0 | 0 | 0 | 0 | 0 | 0 | 0 | 0 | 0 | 0 | 0 | 0 | 0 | 0 | 0 | 0 | 0 | 0 | 0 | 0 | 12 | 0
NO |  | 68 | 2016 | 6 | 32 | 32 |  | [37D] TECO_ | GRANT | 138 | 138 | (3) STEEL | 0.13 | 0 | 0 | 2000 AAC | 0 | 0 | 0 | 0 | 0 | 0 | 0 | 0 | 0 | 0 | 0 | 0 | 0 | 0 | 0 | 0 | 0 | 0 | 0 | 0 | 0 | 0 | 0 | 12 | 0
NO |  | 68 | 2016 | 6 | 33 | 33 |  | [39A] DANEVANG (CORNER) | SOUTH TEXAS | 345 | 345 | (3) STEEL | 19.39 | 0 | 0 | 2-795 ACSR | 0 | 0 | 0 | 0 | 0 | 0 | 0 | 0 | 0 | 0 | 0 | 0 | 0 | 0 | 0 | 0 | 0 | 0 | 0 | 0 | 0 | 0 | 0 | 12 | 0
NO |  | 68 | 2016 | 6 | 34 | 34 |  | [39A] W.A. PARISH PLANT | COLORADO RIVER (TIE) | 345 | 345 | (3) STEEL | 34.72 | 0 | 0 | 2-795 ACSR | 0 | 0 | 0 | 0 | 0 | 0 | 0 | 0 | 0 | 0 | 0 | 0 | 0 | 0 | 0 | 0 | 0 | 0 | 0 | 0 | 0 | 0 | 0 | 12 | 0
NO |  | 68 | 2016 | 6 | 35 | 35 |  | [39B] ADDICKS | OBRIEN | 345 | 345 | (3) STEEL | 18.1 | 0 | 0 | 2-2167 ACSR | 0 | 0 | 0 | 0 | 0 | 0 | 0 | 0 | 0 | 0 | 0 | 0 | 0 | 0 | 0 | 0 | 0 | 0 | 0 | 0 | 0 | 0 | 0 | 12 | 0
NO |  | 68 | 2016 | 7 | 1 | 1 |  | [48A] WEST BAY | STEWART | 138 | 138 | (1) WOOD | 14 | 0 | 0 | 266 ACSS | 0 | 0 | 0 | 0 | 0 | 0 | 0 | 0 | 0 | 0 | 0 | 0 | 0 | 0 | 0 | 0 | 0 | 0 | 0 | 0 | 0 | 0 | 0 | 12 | 0
NO |  | 68 | 2016 | 7 | 2 | 2 |  | [48B] ENPROD | JORDAN | 138 | 138 | (3) STEEL | 0.73 | 0 | 0 | 2-795AAC | 0 | 0 | 0 | 0 | 0 | 0 | 0 | 0 | 0 | 0 | 0 | 0 | 0 | 0 | 0 | 0 | 0 | 0 | 0 | 0 | 0 | 0 | 0 | 12 | 0
NO |  | 68 | 2016 | 7 | 3 | 3 |  | [48C] DUNCAN | ENPROD | 138 | 138 | (1) STEEL | 0 | 0.44 | 0 | 2-959ACSS | 0 | 0 | 0 | 0 | 0 | 0 | 0 | 0 | 0 | 0 | 0 | 0 | 0 | 0 | 0 | 0 | 0 | 0 | 0 | 0 | 0 | 0 | 0 | 12 | 0
NO |  | 68 | 2016 | 7 | 4 | 4 |  | [48D] DUNCAN | JORDAN | 138 | 138 | (3) STEEL | 0.24 | 0.72 | 0 | 2-795AAC | 0 | 0 | 0 | 0 | 0 | 0 | 0 | 0 | 0 | 0 | 0 | 0 | 0 | 0 | 0 | 0 | 0 | 0 | 0 | 0 | 0 | 0 | 0 | 12 | 0
NO |  | 68 | 2016 | 7 | 5 | 5 |  | [50A] BELLAIRE | W.A. PARISH PLANT | 345 | 345 | (3) STEEL | 0 | 24.99 | 0 | 2-795 ACSR | 0 | 0 | 0 | 0 | 0 | 0 | 0 | 0 | 0 | 0 | 0 | 0 | 0 | 0 | 0 | 0 | 0 | 0 | 0 | 0 | 0 | 0 | 0 | 12 | 0
NO |  | 68 | 2016 | 7 | 6 | 6 |  | [59A] WEST BAY | STEWART | 138 | 138 | (1) WOOD | 0.18 | 13.81 | 0 | 266 ACSS | 0 | 0 | 0 | 0 | 0 | 0 | 0 | 0 | 0 | 0 | 0 | 0 | 0 | 0 | 0 | 0 | 0 | 0 | 0 | 0 | 0 | 0 | 0 | 12 | 0
NO |  | 68 | 2016 | 7 | 7 | 7 |  | [59B] JORDAN | RALYND | 138 | 138 | (3) STEEL | 1.97 | 0 | 0 | 2-795AAC | 0 | 0 | 0 | 0 | 0 | 0 | 0 | 0 | 0 | 0 | 0 | 0 | 0 | 0 | 0 | 0 | 0 | 0 | 0 | 0 | 0 | 0 | 0 | 12 | 0
NO |  | 68 | 2016 | 7 | 8 | 8 |  | [59C] NORTON | RALYND | 138 | 138 | (1) CONC | 0.09 | 0.85 | 0 | 2-959 ACSS | 0 | 0 | 0 | 0 | 0 | 0 | 0 | 0 | 0 | 0 | 0 | 0 | 0 | 0 | 0 | 0 | 0 | 0 | 0 | 0 | 0 | 0 | 0 | 12 | 0
NO |  | 68 | 2016 | 7 | 9 | 9 |  | [59D] HACHER | NORTON | 138 | 138 | (3) STEEL | 1.3 | 0 | 0 | 2-959 ACSS | 0 | 0 | 0 | 0 | 0 | 0 | 0 | 0 | 0 | 0 | 0 | 0 | 0 | 0 | 0 | 0 | 0 | 0 | 0 | 0 | 0 | 0 | 0 | 12 | 0
NO |  | 68 | 2016 | 7 | 10 | 10 |  | [59E] BARHIL | HACHER | 138 | 138 | (3) STEEL | 0 | 1.03 | 0 | 795 ACSR | 0 | 0 | 0 | 0 | 0 | 0 | 0 | 0 | 0 | 0 | 0 | 0 | 0 | 0 | 0 | 0 | 0 | 0 | 0 | 0 | 0 | 0 | 0 | 12 | 0
NO |  | 68 | 2016 | 7 | 11 | 11 |  | [59F] JORDAN | BARHIL | 138 | 138 | (1) STEEL | 0 | 1.08 | 0 | 2-959ACSS | 0 | 0 | 0 | 0 | 0 | 0 | 0 | 0 | 0 | 0 | 0 | 0 | 0 | 0 | 0 | 0 | 0 | 0 | 0 | 0 | 0 | 0 | 0 | 12 | 0
NO |  | 68 | 2016 | 7 | 12 | 12 |  | [59G] SURFSI | VELASCO | 138 | 138 | (1) CONC | 2.48 | 0 | 0 | 2-959ACSS | 0 | 0 | 0 | 0 | 0 | 0 | 0 | 0 | 0 | 0 | 0 | 0 | 0 | 0 | 0 | 0 | 0 | 0 | 0 | 0 | 0 | 0 | 0 | 12 | 0
NO |  | 68 | 2016 | 7 | 13 | 13 |  | [59H] MARINE | SURFSI | 138 | 138 | (1) STEEL | 2.97 | 0 | 0 | 1433 ACSS | 0 | 0 | 0 | 0 | 0 | 0 | 0 | 0 | 0 | 0 | 0 | 0 | 0 | 0 | 0 | 0 | 0 | 0 | 0 | 0 | 0 | 0 | 0 | 12 | 0
NO |  | 68 | 2016 | 7 | 14 | 14 |  | [59I] QNTANA | MARINE | 138 | 138 | (1) CONC | 0.09 | 3.87 | 0 | 1433 ACSS | 0 | 0 | 0 | 0 | 0 | 0 | 0 | 0 | 0 | 0 | 0 | 0 | 0 | 0 | 0 | 0 | 0 | 0 | 0 | 0 | 0 | 0 | 0 | 12 | 0
NO |  | 68 | 2016 | 7 | 15 | 15 |  | [59K] BRYAN | FREEPORT | 138 | 138 | (1) CONC | 2.39 | 0 | 0 | 2-959ACSS | 0 | 0 | 0 | 0 | 0 | 0 | 0 | 0 | 0 | 0 | 0 | 0 | 0 | 0 | 0 | 0 | 0 | 0 | 0 | 0 | 0 | 0 | 0 | 12 | 0
NO |  | 68 | 2016 | 7 | 16 | 16 |  | [59K] FREEPORT | VELASCO | 138 | 138 | (1) STEEL | 5.14 | 0 | 0 | 2-959ACSS | 0 | 0 | 0 | 0 | 0 | 0 | 0 | 0 | 0 | 0 | 0 | 0 | 0 | 0 | 0 | 0 | 0 | 0 | 0 | 0 | 0 | 0 | 0 | 12 | 0
NO |  | 68 | 2016 | 7 | 17 | 17 |  | [59K] QNTANA | FREEPORT | 138 | 138 | (1) CONC | 4.07 | 0 | 0 | 1433 ACSS | 0 | 0 | 0 | 0 | 0 | 0 | 0 | 0 | 0 | 0 | 0 | 0 | 0 | 0 | 0 | 0 | 0 | 0 | 0 | 0 | 0 | 0 | 0 | 12 | 0
NO |  | 68 | 2016 | 7 | 18 | 18 |  | [60A] EAST BERNARD | ORCHARD | 138 | 138 | (2) WOOD | 7.13 | 0 | 0 | 2-959ACSS | 0 | 0 | 0 | 0 | 0 | 0 | 0 | 0 | 0 | 0 | 0 | 0 | 0 | 0 | 0 | 0 | 0 | 0 | 0 | 0 | 0 | 0 | 0 | 12 | 0
NO |  | 68 | 2016 | 7 | 19 | 19 |  | [60A] ORCHARD | FORT BEND | 138 | 138 | (1) CONC | 11.86 | 0 | 0 | 2-959ACSS | 0 | 0 | 0 | 0 | 0 | 0 | 0 | 0 | 0 | 0 | 0 | 0 | 0 | 0 | 0 | 0 | 0 | 0 | 0 | 0 | 0 | 0 | 0 | 12 | 0
NO |  | 68 | 2016 | 7 | 20 | 20 |  | [60B] CANEY CREEK | WHARTON | 138 | 138 | (2) STEEL | 1.29 | 0.56 | 0 | 795 AAC | 0 | 0 | 0 | 0 | 0 | 0 | 0 | 0 | 0 | 0 | 0 | 0 | 0 | 0 | 0 | 0 | 0 | 0 | 0 | 0 | 0 | 0 | 0 | 12 | 0
NO |  | 68 | 2016 | 7 | 21 | 21 |  | [60B] EAST BERNARD | CANEY CREEK | 138 | 138 | (2) WOOD | 15.17 | 0 | 0 | 927 ACAR | 0 | 0 | 0 | 0 | 0 | 0 | 0 | 0 | 0 | 0 | 0 | 0 | 0 | 0 | 0 | 0 | 0 | 0 | 0 | 0 | 0 | 0 | 0 | 12 | 0
NO |  | 68 | 2016 | 7 | 22 | 22 |  | [60B] WHARTON | DYANN | 138 | 138 | (1) CONC | 4.02 | 0 | 0 | 2-959 ACSS | 0 | 0 | 0 | 0 | 0 | 0 | 0 | 0 | 0 | 0 | 0 | 0 | 0 | 0 | 0 | 0 | 0 | 0 | 0 | 0 | 0 | 0 | 0 | 12 | 0
NO |  | 68 | 2016 | 7 | 23 | 23 |  | [60C] NEW GULF | TAP | 138 | 138 | (1) CONC | 0.04 | 0 | 0 | 795 AAC | 0 | 0 | 0 | 0 | 0 | 0 | 0 | 0 | 0 | 0 | 0 | 0 | 0 | 0 | 0 | 0 | 0 | 0 | 0 | 0 | 0 | 0 | 0 | 12 | 0
NO |  | 68 | 2016 | 7 | 24 | 24 |  | [60C] SOUTH LANE CITY | TEXGLF | 138 | 138 | (3) STEEL | 10.51 | 0 | 0 | 795 AAC | 0 | 0 | 0 | 0 | 0 | 0 | 0 | 0 | 0 | 0 | 0 | 0 | 0 | 0 | 0 | 0 | 0 | 0 | 0 | 0 | 0 | 0 | 0 | 12 | 0
NO |  | 68 | 2016 | 7 | 25 | 25 |  | [60D] DYANN | SOUTH LANE CITY | 138 | 138 | (1) CONC | 8.08 | 0.91 | 0 | 2-959 ACSS | 0 | 0 | 0 | 0 | 0 | 0 | 0 | 0 | 0 | 0 | 0 | 0 | 0 | 0 | 0 | 0 | 0 | 0 | 0 | 0 | 0 | 0 | 0 | 12 | 0
NO |  | 68 | 2016 | 7 | 26 | 26 |  | [60E] FLEWELLEN | FORT BEND | 138 | 138 | (3) STEEL | 10.1 | 0.07 | 0 | 927ACAR | 0 | 0 | 0 | 0 | 0 | 0 | 0 | 0 | 0 | 0 | 0 | 0 | 0 | 0 | 0 | 0 | 0 | 0 | 0 | 0 | 0 | 0 | 0 | 12 | 0
NO |  | 68 | 2016 | 7 | 27 | 27 |  | [63A] GALVESTON 26TH ST | WEST GALVESTON | 138 | 138 | (1) WOOD | 2.25 | 0 | 0 | 795 AACOP | 0 | 0 | 0 | 0 | 0 | 0 | 0 | 0 | 0 | 0 | 0 | 0 | 0 | 0 | 0 | 0 | 0 | 0 | 0 | 0 | 0 | 0 | 0 | 12 | 0
NO |  | 68 | 2016 | 7 | 28 | 28 |  | [63B] GALVESTON 26TH ST | SEAWALL | 138 | 138 | (4) UNDER | 0 | 1.7 | 0 | 1250 CUOP | 0 | 0 | 0 | 0 | 0 | 0 | 0 | 0 | 0 | 0 | 0 | 0 | 0 | 0 | 0 | 0 | 0 | 0 | 0 | 0 | 0 | 0 | 0 | 12 | 0
NO |  | 68 | 2016 | 7 | 29 | 29 |  | [63C] MOODY | STEWART | 138 | 138 | (4) UNDER | 0 | 0.63 | 0 | 750AL XLPE | 0 | 0 | 0 | 0 | 0 | 0 | 0 | 0 | 0 | 0 | 0 | 0 | 0 | 0 | 0 | 0 | 0 | 0 | 0 | 0 | 0 | 0 | 0 | 12 | 0
NO |  | 68 | 2016 | 7 | 30 | 30 |  | [63C] MOODY | STEWART | 138 | 138 | (4) UNDER | 0.62 | 0 | 0 | 2500 CUOP | 0 | 0 | 0 | 0 | 0 | 0 | 0 | 0 | 0 | 0 | 0 | 0 | 0 | 0 | 0 | 0 | 0 | 0 | 0 | 0 | 0 | 0 | 0 | 12 | 0
NO |  | 68 | 2016 | 7 | 31 | 31 |  | [63C] MOODY | STEWART | 138 | 138 | (1) CONC | 3.82 | 0 | 0 | 2000 AAC | 0 | 0 | 0 | 0 | 0 | 0 | 0 | 0 | 0 | 0 | 0 | 0 | 0 | 0 | 0 | 0 | 0 | 0 | 0 | 0 | 0 | 0 | 0 | 12 | 0
NO |  | 68 | 2016 | 7 | 32 | 32 |  | [63C] WEST GALVESTON | MOODY | 138 | 138 | (1) WOOD | 4.06 | 0 | 0 | 2000 AAC | 0 | 0 | 0 | 0 | 0 | 0 | 0 | 0 | 0 | 0 | 0 | 0 | 0 | 0 | 0 | 0 | 0 | 0 | 0 | 0 | 0 | 0 | 0 | 12 | 0
NO |  | 68 | 2016 | 7 | 33 | 33 |  | [63D] LA MARQUE | WEBSTER PLANT | 138 | 138 | (3) STEEL | 0 | 15.96 | 0 | 795ACSR | 0 | 0 | 0 | 0 | 0 | 0 | 0 | 0 | 0 | 0 | 0 | 0 | 0 | 0 | 0 | 0 | 0 | 0 | 0 | 0 | 0 | 0 | 0 | 12 | 0
NO |  | 68 | 2016 | 7 | 34 | 34 |  | [63E] STEWART | LA MARQUE | 138 | 138 | (4) UNDER | 3.14 | 0 | 0 | 2-1243XLPE | 0 | 0 | 0 | 0 | 0 | 0 | 0 | 0 | 0 | 0 | 0 | 0 | 0 | 0 | 0 | 0 | 0 | 0 | 0 | 0 | 0 | 0 | 0 | 12 | 0
NO |  | 68 | 2016 | 7 | 35 | 35 |  | [63E] STEWART | LA MARQUE | 138 | 138 | (3) STEEL | 3.25 | 5.95 | 0 | 556ACSR | 0 | 0 | 0 | 0 | 0 | 0 | 0 | 0 | 0 | 0 | 0 | 0 | 0 | 0 | 0 | 0 | 0 | 0 | 0 | 0 | 0 | 0 | 0 | 12 | 0
NO |  | 68 | 2016 | 8 | 1 | 1 |  | [64A] JEANETTA | W.A. PARISH PLANT | 345 | 345 | (3) STEEL | 20.05 | 0 | 0 | 2-2167 ACSR | 0 | 0 | 0 | 0 | 0 | 0 | 0 | 0 | 0 | 0 | 0 | 0 | 0 | 0 | 0 | 0 | 0 | 0 | 0 | 0 | 0 | 0 | 0 | 12 | 0
NO |  | 68 | 2016 | 8 | 2 | 2 |  | [64B] BELLAIRE | JEANETTA | 345 | 345 | (3) STEEL | 5.51 | 0 | 0 | 2-2167 ACSR | 0 | 0 | 0 | 0 | 0 | 0 | 0 | 0 | 0 | 0 | 0 | 0 | 0 | 0 | 0 | 0 | 0 | 0 | 0 | 0 | 0 | 0 | 0 | 12 | 0
NO |  | 68 | 2016 | 8 | 3 | 3 |  | [64C] HILLJE | W.A. PARISH PLANT | 345 | 345 | (3) STEEL | 0.22 | 48.72 | 0 | 1-433 ACSS | 0 | 0 | 0 | 0 | 0 | 0 | 0 | 0 | 0 | 0 | 0 | 0 | 0 | 0 | 0 | 0 | 0 | 0 | 0 | 0 | 0 | 0 | 0 | 12 | 0
NO |  | 68 | 2016 | 8 | 4 | 4 |  | [64D] HILLJE | SOUTH TEXAS | 345 | 345 | (3) STEEL | 19.5 | 0 | 0 | 2-795 ACSR | 0 | 0 | 0 | 0 | 0 | 0 | 0 | 0 | 0 | 0 | 0 | 0 | 0 | 0 | 0 | 0 | 0 | 0 | 0 | 0 | 0 | 0 | 0 | 12 | 0
NO |  | 68 | 2016 | 8 | 5 | 5 |  | [65A] EAST BERNARD | WALLIS | 138 | 138 | (2) WOOD | 8.18 | 0 | 0 | 795 AAC | 0 | 0 | 0 | 0 | 0 | 0 | 0 | 0 | 0 | 0 | 0 | 0 | 0 | 0 | 0 | 0 | 0 | 0 | 0 | 0 | 0 | 0 | 0 | 12 | 0
NO |  | 68 | 2016 | 8 | 6 | 6 |  | [65A] SEALY | PETERS | 138 | 138 | (2) WOOD | 5.07 | 0 | 0 | 795 AAC | 0 | 0 | 0 | 0 | 0 | 0 | 0 | 0 | 0 | 0 | 0 | 0 | 0 | 0 | 0 | 0 | 0 | 0 | 0 | 0 | 0 | 0 | 0 | 12 | 0
NO |  | 68 | 2016 | 8 | 7 | 7 |  | [65A] WALLIS | SEALY | 138 | 138 | (2) WOOD | 12.04 | 0 | 0 | 795 AAC | 0 | 0 | 0 | 0 | 0 | 0 | 0 | 0 | 0 | 0 | 0 | 0 | 0 | 0 | 0 | 0 | 0 | 0 | 0 | 0 | 0 | 0 | 0 | 12 | 0
NO |  | 68 | 2016 | 8 | 8 | 8 |  | [65B] HOCKLEY | PETERS | 138 | 138 | (2) STEEL | 24.19 | 4.33 | 0 | 795 ACSR | 0 | 0 | 0 | 0 | 0 | 0 | 0 | 0 | 0 | 0 | 0 | 0 | 0 | 0 | 0 | 0 | 0 | 0 | 0 | 0 | 0 | 0 | 0 | 12 | 0
NO |  | 68 | 2016 | 8 | 9 | 9 |  | [66A] FLEWELLEN | FREEMAN | 138 | 138 | (3) STEEL | 12.63 | 0 | 0 | 2-795 ACSR | 0 | 0 | 0 | 0 | 0 | 0 | 0 | 0 | 0 | 0 | 0 | 0 | 0 | 0 | 0 | 0 | 0 | 0 | 0 | 0 | 0 | 0 | 0 | 12 | 0
NO |  | 68 | 2016 | 8 | 10 | 10 |  | [66A] FRANZ | TAP | 138 | 138 | (3) STEEL | 0 | 6.39 | 0 | 795 AAC | 0 | 0 | 0 | 0 | 0 | 0 | 0 | 0 | 0 | 0 | 0 | 0 | 0 | 0 | 0 | 0 | 0 | 0 | 0 | 0 | 0 | 0 | 0 | 12 | 0
NO |  | 68 | 2016 | 8 | 11 | 11 |  | [66A] FREEMAN | BETKA | 138 | 138 | (2) WOOD | 10.97 | 0 | 0 | 397ACSR | 0 | 0 | 0 | 0 | 0 | 0 | 0 | 0 | 0 | 0 | 0 | 0 | 0 | 0 | 0 | 0 | 0 | 0 | 0 | 0 | 0 | 0 | 0 | 12 | 0
NO |  | 68 | 2016 | 8 | 12 | 12 |  | [66A] KATY | TAP | 138 | 138 | (3) STEEL | 0.02 | 0 | 0 | 2-795 AAC | 0 | 0 | 0 | 0 | 0 | 0 | 0 | 0 | 0 | 0 | 0 | 0 | 0 | 0 | 0 | 0 | 0 | 0 | 0 | 0 | 0 | 0 | 0 | 12 | 0
NO |  | 68 | 2016 | 8 | 13 | 13 |  | [66B] HOCKLEY | TOMBALL | 138 | 138 | (2) WOOD | 15.77 | 0 | 0 | 795 AAC | 0 | 0 | 0 | 0 | 0 | 0 | 0 | 0 | 0 | 0 | 0 | 0 | 0 | 0 | 0 | 0 | 0 | 0 | 0 | 0 | 0 | 0 | 0 | 12 | 0
NO |  | 68 | 2016 | 8 | 14 | 14 |  | [66C] LOUETTA | TAP | 138 | 138 | (1) WOOD | 0.03 | 0 | 0 | 795 AAC | 0 | 0 | 0 | 0 | 0 | 0 | 0 | 0 | 0 | 0 | 0 | 0 | 0 | 0 | 0 | 0 | 0 | 0 | 0 | 0 | 0 | 0 | 0 | 12 | 0
NO |  | 68 | 2016 | 8 | 15 | 15 |  | [66C] SPRINGWOOD | ROTHWOOD | 138 | 138 | (3) STEEL | 0.07 | 8.9 | 0 | 2-959ACSS | 0 | 0 | 0 | 0 | 0 | 0 | 0 | 0 | 0 | 0 | 0 | 0 | 0 | 0 | 0 | 0 | 0 | 0 | 0 | 0 | 0 | 0 | 0 | 12 | 0
NO |  | 68 | 2016 | 8 | 16 | 16 |  | [66D] HUMBLE | TREASCHWIG | 138 | 138 | (1) CONC | 6.98 | 2.39 | 0 | 2-959 ACSS | 0 | 0 | 0 | 0 | 0 | 0 | 0 | 0 | 0 | 0 | 0 | 0 | 0 | 0 | 0 | 0 | 0 | 0 | 0 | 0 | 0 | 0 | 0 | 12 | 0
NO |  | 68 | 2016 | 8 | 17 | 17 |  | [66D] TREASCHWIG | WESTFIELD | 138 | 138 | (3) STEEL | 8.44 | 0 | 0 | 2-959 ACSS | 0 | 0 | 0 | 0 | 0 | 0 | 0 | 0 | 0 | 0 | 0 | 0 | 0 | 0 | 0 | 0 | 0 | 0 | 0 | 0 | 0 | 0 | 0 | 12 | 0
NO |  | 68 | 2016 | 8 | 18 | 18 |  | [66E] ATASCOCITA | KINGWOOD | 138 | 138 | (1) CONC | 5.11 | 3.97 | 0 | 2-959 ACSS | 0 | 0 | 0 | 0 | 0 | 0 | 0 | 0 | 0 | 0 | 0 | 0 | 0 | 0 | 0 | 0 | 0 | 0 | 0 | 0 | 0 | 0 | 0 | 12 | 0
NO |  | 68 | 2016 | 8 | 19 | 19 |  | [66E] CROSBY | ATASCOCITA | 138 | 138 | (1) CONC | 12.59 | 0 | 0 | 2-959 ACSS | 0 | 0 | 0 | 0 | 0 | 0 | 0 | 0 | 0 | 0 | 0 | 0 | 0 | 0 | 0 | 0 | 0 | 0 | 0 | 0 | 0 | 0 | 0 | 12 | 0
NO |  | 68 | 2016 | 8 | 20 | 20 |  | [66E] KINGWOOD | HUMBLE | 138 | 138 | (1) CONC | 7.74 | 0 | 0 | 2-959 ACSS | 0 | 0 | 0 | 0 | 0 | 0 | 0 | 0 | 0 | 0 | 0 | 0 | 0 | 0 | 0 | 0 | 0 | 0 | 0 | 0 | 0 | 0 | 0 | 12 | 0
NO |  | 68 | 2016 | 8 | 21 | 21 |  | [66F] BAYTOWN | HANEY | 138 | 138 | (3) STEEL | 7.12 | 0 | 0 | 2-927 ACAR | 0 | 0 | 0 | 0 | 0 | 0 | 0 | 0 | 0 | 0 | 0 | 0 | 0 | 0 | 0 | 0 | 0 | 0 | 0 | 0 | 0 | 0 | 0 | 12 | 0
NO |  | 68 | 2016 | 8 | 22 | 22 |  | [66F] HANEY | CROSBY | 138 | 138 | (3) STEEL | 3.96 | 0 | 0 | 2-927 ACAR | 0 | 0 | 0 | 0 | 0 | 0 | 0 | 0 | 0 | 0 | 0 | 0 | 0 | 0 | 0 | 0 | 0 | 0 | 0 | 0 | 0 | 0 | 0 | 12 | 0
NO |  | 68 | 2016 | 8 | 23 | 23 |  | [66F] HIGHLANDS | TAP | 138 | 138 | (1) CONC | 2.87 | 0 | 0 | 795AAC | 0 | 0 | 0 | 0 | 0 | 0 | 0 | 0 | 0 | 0 | 0 | 0 | 0 | 0 | 0 | 0 | 0 | 0 | 0 | 0 | 0 | 0 | 0 | 12 | 0
NO |  | 68 | 2016 | 8 | 24 | 24 |  | [66G] EXXON_ | BAYTOWN | 138 | 138 | (3) STEEL | 0 | 1.92 | 0 | 2000 AAC | 0 | 0 | 0 | 0 | 0 | 0 | 0 | 0 | 0 | 0 | 0 | 0 | 0 | 0 | 0 | 0 | 0 | 0 | 0 | 0 | 0 | 0 | 0 | 12 | 0
NO |  | 68 | 2016 | 8 | 25 | 25 |  | [66H] BETKA | HOCKLEY | 138 | 138 | (1) CONC | 0.25 | 0.89 | 0 | 959 ACSS | 0 | 0 | 0 | 0 | 0 | 0 | 0 | 0 | 0 | 0 | 0 | 0 | 0 | 0 | 0 | 0 | 0 | 0 | 0 | 0 | 0 | 0 | 0 | 12 | 0
NO |  | 68 | 2016 | 8 | 26 | 26 |  | [66I] TOMBALL | ROTHWOOD | 138 | 138 | (3) STEEL | 8.61 | 0 | 0 | 2-795 ACSR | 0 | 0 | 0 | 0 | 0 | 0 | 0 | 0 | 0 | 0 | 0 | 0 | 0 | 0 | 0 | 0 | 0 | 0 | 0 | 0 | 0 | 0 | 0 | 12 | 0
NO |  | 68 | 2016 | 8 | 27 | 27 |  | [67A] BAMMEL | TAP | 138 | 138 | (1) CONC | 0.04 | 0 | 0 | 2-959ACSS | 0 | 0 | 0 | 0 | 0 | 0 | 0 | 0 | 0 | 0 | 0 | 0 | 0 | 0 | 0 | 0 | 0 | 0 | 0 | 0 | 0 | 0 | 0 | 12 | 0
NO |  | 68 | 2016 | 8 | 28 | 28 |  | [67A] BAMMEL | NORTH BELT | 138 | 138 | (3) STEEL | 4.63 | 9.3 | 0 | 2-927 ACSR | 0 | 0 | 0 | 0 | 0 | 0 | 0 | 0 | 0 | 0 | 0 | 0 | 0 | 0 | 0 | 0 | 0 | 0 | 0 | 0 | 0 | 0 | 0 | 12 | 0
NO |  | 68 | 2016 | 8 | 29 | 29 |  | [67A] GEARS | TAP | 138 | 138 | (3) STEEL | 1.89 | 0 | 0 | 795 ACSR | 0 | 0 | 0 | 0 | 0 | 0 | 0 | 0 | 0 | 0 | 0 | 0 | 0 | 0 | 0 | 0 | 0 | 0 | 0 | 0 | 0 | 0 | 0 | 12 | 0
NO |  | 68 | 2016 | 8 | 30 | 30 |  | [67A] HIDDEN VALLEY | TAP | 138 | 138 | (3) STEEL | 0 | 2.58 | 0 | 795 ACSR | 0 | 0 | 0 | 0 | 0 | 0 | 0 | 0 | 0 | 0 | 0 | 0 | 0 | 0 | 0 | 0 | 0 | 0 | 0 | 0 | 0 | 0 | 0 | 12 | 0
NO |  | 68 | 2016 | 8 | 31 | 31 |  | [67A] JESTER | TAP | 138 | 138 | (1) CONC | 2.9 | 0 | 0 | 795 ACSR | 0 | 0 | 0 | 0 | 0 | 0 | 0 | 0 | 0 | 0 | 0 | 0 | 0 | 0 | 0 | 0 | 0 | 0 | 0 | 0 | 0 | 0 | 0 | 12 | 0
NO |  | 68 | 2016 | 8 | 32 | 32 |  | [67A] VETRAN | TAP | 138 | 138 | (1) STEEL | 0.02 | 0 | 0 | 795AAC | 0 | 0 | 0 | 0 | 0 | 0 | 0 | 0 | 0 | 0 | 0 | 0 | 0 | 0 | 0 | 0 | 0 | 0 | 0 | 0 | 0 | 0 | 0 | 12 | 0
NO |  | 68 | 2016 | 8 | 33 | 33 |  | [67B] NORTH BELT | DRILCO | 138 | 138 | (3) STEEL | 2.61 | 0 | 0 | 2-795 AAC | 0 | 0 | 0 | 0 | 0 | 0 | 0 | 0 | 0 | 0 | 0 | 0 | 0 | 0 | 0 | 0 | 0 | 0 | 0 | 0 | 0 | 0 | 0 | 12 | 0
NO |  | 68 | 2016 | 8 | 34 | 34 |  | [67C] DRILCO | INTERCONTINENTAL | 138 | 138 | (3) STEEL | 2.7 | 0 | 0 | 2-795 ACSR | 0 | 0 | 0 | 0 | 0 | 0 | 0 | 0 | 0 | 0 | 0 | 0 | 0 | 0 | 0 | 0 | 0 | 0 | 0 | 0 | 0 | 0 | 0 | 12 | 0
NO |  | 68 | 2016 | 8 | 35 | 35 |  | [67C] INTEQ_ | TAP | 138 | 138 | (3) STEEL | 0.03 | 0 | 0 | 2-795 ACSR | 0 | 0 | 0 | 0 | 0 | 0 | 0 | 0 | 0 | 0 | 0 | 0 | 0 | 0 | 0 | 0 | 0 | 0 | 0 | 0 | 0 | 0 | 0 | 12 | 0
NO |  | 68 | 2016 | 9 | 1 | 1 |  | [67C] INTEQ_ | TAP | 138 | 138 | (3) STEEL | 0 | 0.03 | 0 | 2-795 ACSR | 0 | 0 | 0 | 0 | 0 | 0 | 0 | 0 | 0 | 0 | 0 | 0 | 0 | 0 | 0 | 0 | 0 | 0 | 0 | 0 | 0 | 0 | 0 | 12 | 0
NO |  | 68 | 2016 | 9 | 2 | 2 |  | [67C] INTERCONTINENTAL | WESTFIELD | 138 | 138 | (3) STEEL | 6.07 | 0 | 0 | 2-795 AAC | 0 | 0 | 0 | 0 | 0 | 0 | 0 | 0 | 0 | 0 | 0 | 0 | 0 | 0 | 0 | 0 | 0 | 0 | 0 | 0 | 0 | 0 | 0 | 12 | 0
NO |  | 68 | 2016 | 9 | 3 | 3 |  | [68B] GREENS BAYOU PLANT | DEEPWATER | 345 | 345 | (1) STEEL | 7.44 | 0 | 0 | 3-959 ACSS | 0 | 0 | 0 | 0 | 0 | 0 | 0 | 0 | 0 | 0 | 0 | 0 | 0 | 0 | 0 | 0 | 0 | 0 | 0 | 0 | 0 | 0 | 0 | 12 | 0
NO |  | 68 | 2016 | 9 | 4 | 4 |  | [69B] GREENS BAYOU PLANT | DEEPWATER | 345 | 345 | (1) STEEL | 0 | 7.46 | 0 | 3-959 ACSS | 0 | 0 | 0 | 0 | 0 | 0 | 0 | 0 | 0 | 0 | 0 | 0 | 0 | 0 | 0 | 0 | 0 | 0 | 0 | 0 | 0 | 0 | 0 | 12 | 0
NO |  | 68 | 2016 | 9 | 5 | 5 |  | [70A] UNIVERSITY | MAGNOLIA PARK | 138 | 138 | (3) STEEL | 2.52 | 0 | 0 | 2000 AAC | 0 | 0 | 0 | 0 | 0 | 0 | 0 | 0 | 0 | 0 | 0 | 0 | 0 | 0 | 0 | 0 | 0 | 0 | 0 | 0 | 0 | 0 | 0 | 12 | 0
NO |  | 68 | 2016 | 9 | 6 | 6 |  | [70A] UNIVERSITY | TAP | 138 | 138 | (1) WOOD | 0.05 | 0 | 0 | 2000 AAC | 0 | 0 | 0 | 0 | 0 | 0 | 0 | 0 | 0 | 0 | 0 | 0 | 0 | 0 | 0 | 0 | 0 | 0 | 0 | 0 | 0 | 0 | 0 | 12 | 0
NO |  | 68 | 2016 | 9 | 7 | 7 |  | [70B] GDYEAR | MAGNOLIA PARK | 138 | 138 | (1) CONC | 5.15 | 0.09 | 0 | 2-959 ACSS | 0 | 0 | 0 | 0 | 0 | 0 | 0 | 0 | 0 | 0 | 0 | 0 | 0 | 0 | 0 | 0 | 0 | 0 | 0 | 0 | 0 | 0 | 0 | 12 | 0
NO |  | 68 | 2016 | 9 | 8 | 8 |  | [70C] GDYEAR | LYDELL | 138 | 138 | (3) STEEL | 3.02 | 0.43 | 0 | 2-959 ACSS | 0 | 0 | 0 | 0 | 0 | 0 | 0 | 0 | 0 | 0 | 0 | 0 | 0 | 0 | 0 | 0 | 0 | 0 | 0 | 0 | 0 | 0 | 0 | 12 | 0
NO |  | 68 | 2016 | 9 | 9 | 9 |  | [70D] LYDELL | GREENS BAYOU PLANT | 138 | 138 | (3) STEEL | 7.93 | 0 | 0 | 2-795 AAC | 0 | 0 | 0 | 0 | 0 | 0 | 0 | 0 | 0 | 0 | 0 | 0 | 0 | 0 | 0 | 0 | 0 | 0 | 0 | 0 | 0 | 0 | 0 | 12 | 0
NO |  | 68 | 2016 | 9 | 10 | 10 |  | [70F] EASTSIDE | GABLE STREET | 138 | 138 | (1) STEEL | 1.57 | 0 | 0 | 2-959 ACSS | 0 | 0 | 0 | 0 | 0 | 0 | 0 | 0 | 0 | 0 | 0 | 0 | 0 | 0 | 0 | 0 | 0 | 0 | 0 | 0 | 0 | 0 | 0 | 12 | 0
NO |  | 68 | 2016 | 9 | 11 | 11 |  | [71A] T.H. WHARTON PLANT | ADDICKS | 345 | 345 | (3) STEEL | 10.68 | 0 | 0 | 2-795 ACSR | 0 | 0 | 0 | 0 | 0 | 0 | 0 | 0 | 0 | 0 | 0 | 0 | 0 | 0 | 0 | 0 | 0 | 0 | 0 | 0 | 0 | 0 | 0 | 12 | 0
NO |  | 68 | 2016 | 9 | 12 | 12 |  | [71B] ADDICKS | WHITE OAK | 345 | 345 | (3) STEEL | 9.54 | 0 | 0 | 2-795 ACSR | 0 | 0 | 0 | 0 | 0 | 0 | 0 | 0 | 0 | 0 | 0 | 0 | 0 | 0 | 0 | 0 | 0 | 0 | 0 | 0 | 0 | 0 | 0 | 12 | 0
NO |  | 68 | 2016 | 9 | 13 | 13 |  | [71C] T.H. WHARTON PLANT | ZENITH | 345 | 345 | (3) STEEL | 15.1 | 0 | 0 | 2-927 ACAR | 0 | 0 | 0 | 0 | 0 | 0 | 0 | 0 | 0 | 0 | 0 | 0 | 0 | 0 | 0 | 0 | 0 | 0 | 0 | 0 | 0 | 0 | 0 | 12 | 0
NO |  | 68 | 2016 | 9 | 14 | 14 |  | [71D] OBRIEN | ZENITH | 345 | 345 | (3) STEEL | 16.77 | 0 | 0 | 2-795ACSR | 0 | 0 | 0 | 0 | 0 | 0 | 0 | 0 | 0 | 0 | 0 | 0 | 0 | 0 | 0 | 0 | 0 | 0 | 0 | 0 | 0 | 0 | 0 | 12 | 0
NO |  | 68 | 2016 | 9 | 15 | 15 |  | [72A] JEANETTA | W.A. PARISH PLANT | 345 | 345 | (3) STEEL | 0 | 20.07 | 0 | 2-2167 ACSR | 0 | 0 | 0 | 0 | 0 | 0 | 0 | 0 | 0 | 0 | 0 | 0 | 0 | 0 | 0 | 0 | 0 | 0 | 0 | 0 | 0 | 0 | 0 | 12 | 0
NO |  | 68 | 2016 | 9 | 16 | 16 |  | [72B] JEANETTA | WHITE OAK | 345 | 345 | (3) STEEL | 12.03 | 0 | 0 | 2-2167 ACSR | 0 | 0 | 0 | 0 | 0 | 0 | 0 | 0 | 0 | 0 | 0 | 0 | 0 | 0 | 0 | 0 | 0 | 0 | 0 | 0 | 0 | 0 | 0 | 12 | 0
NO |  | 68 | 2016 | 9 | 17 | 17 |  | [72C] BAILEY | W.A. PARISH PLANT | 345 | 345 | (3) STEEL | 30.57 | 0 | 0 | 2-1433ACSS | 0 | 0 | 0 | 0 | 0 | 0 | 0 | 0 | 0 | 0 | 0 | 0 | 0 | 0 | 0 | 0 | 0 | 0 | 0 | 0 | 0 | 0 | 0 | 12 | 0
NO |  | 68 | 2016 | 9 | 18 | 18 |  | [72D] BAILEY | HILLJE | 345 | 345 | (3) STEEL | 0.09 | 18.63 | 0 | 2-1433ACSS | 0 | 0 | 0 | 0 | 0 | 0 | 0 | 0 | 0 | 0 | 0 | 0 | 0 | 0 | 0 | 0 | 0 | 0 | 0 | 0 | 0 | 0 | 0 | 12 | 0
NO |  | 68 | 2016 | 9 | 19 | 19 |  | [73A] BRITMOORE | SAUER | 138 | 138 | (3) STEEL | 1.72 | 0 | 0 | 795 AAC | 0 | 0 | 0 | 0 | 0 | 0 | 0 | 0 | 0 | 0 | 0 | 0 | 0 | 0 | 0 | 0 | 0 | 0 | 0 | 0 | 0 | 0 | 0 | 12 | 0
NO |  | 68 | 2016 | 9 | 20 | 20 |  | [73B] BARKER | TAP | 138 | 138 | (3) STEEL | 1.61 | 0 | 0 | 795 AAC | 0 | 0 | 0 | 0 | 0 | 0 | 0 | 0 | 0 | 0 | 0 | 0 | 0 | 0 | 0 | 0 | 0 | 0 | 0 | 0 | 0 | 0 | 0 | 12 | 0
NO |  | 68 | 2016 | 9 | 21 | 21 |  | [73B] BRITMOORE | WESTHEIMER | 138 | 138 | (3) STEEL | 5.39 | 1.82 | 0 | 2-795 ACSR | 0 | 0 | 0 | 0 | 0 | 0 | 0 | 0 | 0 | 0 | 0 | 0 | 0 | 0 | 0 | 0 | 0 | 0 | 0 | 0 | 0 | 0 | 0 | 12 | 0
NO |  | 68 | 2016 | 9 | 22 | 22 |  | [73B] MEMORIAL | TAP | 138 | 138 | (3) STEEL | 0.05 | 0 | 0 | 795 ACSR | 0 | 0 | 0 | 0 | 0 | 0 | 0 | 0 | 0 | 0 | 0 | 0 | 0 | 0 | 0 | 0 | 0 | 0 | 0 | 0 | 0 | 0 | 0 | 12 | 0
NO |  | 68 | 2016 | 9 | 23 | 23 |  | [73B] WESTHEIMER | CLODINE | 138 | 138 | (3) STEEL | 4.61 | 0 | 0 | 2-795 ACSR | 0 | 0 | 0 | 0 | 0 | 0 | 0 | 0 | 0 | 0 | 0 | 0 | 0 | 0 | 0 | 0 | 0 | 0 | 0 | 0 | 0 | 0 | 0 | 12 | 0
NO |  | 68 | 2016 | 9 | 24 | 24 |  | [73B] WOODCREEK | TAP | 138 | 138 | (3) STEEL | 0 | 0.25 | 0 | 795 ACSR | 0 | 0 | 0 | 0 | 0 | 0 | 0 | 0 | 0 | 0 | 0 | 0 | 0 | 0 | 0 | 0 | 0 | 0 | 0 | 0 | 0 | 0 | 0 | 12 | 0
NO |  | 68 | 2016 | 9 | 25 | 25 |  | [73C] OBRIEN | CLODINE | 138 | 138 | (3) STEEL | 0 | 5.96 | 0 | 2-795 ACSR | 0 | 0 | 0 | 0 | 0 | 0 | 0 | 0 | 0 | 0 | 0 | 0 | 0 | 0 | 0 | 0 | 0 | 0 | 0 | 0 | 0 | 0 | 0 | 12 | 0
NO |  | 68 | 2016 | 9 | 26 | 26 |  | [73D] OBRIEN | FLEWELLEN | 138 | 138 | (3) STEEL | 0 | 6.64 | 0 | 2-795 ACSR | 0 | 0 | 0 | 0 | 0 | 0 | 0 | 0 | 0 | 0 | 0 | 0 | 0 | 0 | 0 | 0 | 0 | 0 | 0 | 0 | 0 | 0 | 0 | 12 | 0
NO |  | 68 | 2016 | 9 | 27 | 27 |  | [73E] WIRT | WHITE OAK | 138 | 138 | (3) STEEL | 0 | 3.95 | 0 | 795AAC | 0 | 0 | 0 | 0 | 0 | 0 | 0 | 0 | 0 | 0 | 0 | 0 | 0 | 0 | 0 | 0 | 0 | 0 | 0 | 0 | 0 | 0 | 0 | 12 | 0
NO |  | 68 | 2016 | 9 | 28 | 28 |  | [73E] WIRT | WHITE OAK | 138 | 138 | (4) UNDER | 1.07 | 0 | 0 | 3000XLPE | 0 | 0 | 0 | 0 | 0 | 0 | 0 | 0 | 0 | 0 | 0 | 0 | 0 | 0 | 0 | 0 | 0 | 0 | 0 | 0 | 0 | 0 | 0 | 12 | 0
NO |  | 68 | 2016 | 9 | 29 | 29 |  | [73F] ECHO | WIRT | 138 | 138 | (4) UNDER | 2.51 | 0 | 0 | 3000XLPE | 0 | 0 | 0 | 0 | 0 | 0 | 0 | 0 | 0 | 0 | 0 | 0 | 0 | 0 | 0 | 0 | 0 | 0 | 0 | 0 | 0 | 0 | 0 | 12 | 0
NO |  | 68 | 2016 | 9 | 30 | 30 |  | [73G] SAUER | ECHO | 138 | 138 | (4) UNDER | 2.19 | 0 | 0 | 3000XLPE | 0 | 0 | 0 | 0 | 0 | 0 | 0 | 0 | 0 | 0 | 0 | 0 | 0 | 0 | 0 | 0 | 0 | 0 | 0 | 0 | 0 | 0 | 0 | 12 | 0
NO |  | 68 | 2016 | 9 | 31 | 31 |  | [74A] GREENS BAYOU PLANT | KING | 345 | 345 | (3) STEEL | 7.43 | 0 | 0 | 2-927 ACSR | 0 | 0 | 0 | 0 | 0 | 0 | 0 | 0 | 0 | 0 | 0 | 0 | 0 | 0 | 0 | 0 | 0 | 0 | 0 | 0 | 0 | 0 | 0 | 12 | 0
NO |  | 68 | 2016 | 9 | 32 | 32 |  | [74B] KUYKENDAHL | TAP | 345 | 345 | (3) STEEL | 0.05 | 0 | 0 | 2-795 ACSR | 0 | 0 | 0 | 0 | 0 | 0 | 0 | 0 | 0 | 0 | 0 | 0 | 0 | 0 | 0 | 0 | 0 | 0 | 0 | 0 | 0 | 0 | 0 | 12 | 0
NO |  | 68 | 2016 | 9 | 33 | 33 |  | [74B] TOMBALL | ROTHWOOD | 345 | 345 | (3) STEEL | 10.1 | 0 | 0 | 2-1590 ACSR | 0 | 0 | 0 | 0 | 0 | 0 | 0 | 0 | 0 | 0 | 0 | 0 | 0 | 0 | 0 | 0 | 0 | 0 | 0 | 0 | 0 | 0 | 0 | 12 | 0
NO |  | 68 | 2016 | 9 | 34 | 34 |  | [74C] TOMBALL | SINGLETON | 345 | 345 | (3) STEEL | 46.55 | 0 | 0 | 2-1590 ACSR | 0 | 0 | 0 | 0 | 0 | 0 | 0 | 0 | 0 | 0 | 0 | 0 | 0 | 0 | 0 | 0 | 0 | 0 | 0 | 0 | 0 | 0 | 0 | 12 | 0
NO |  | 68 | 2016 | 9 | 35 | 35 |  | [74D] TP&L JEWETT | LIMESTONE | 345 | 345 | (3) STEEL | 10.46 | 0 | 0 | 2-1590 ACSR | 0 | 0 | 0 | 0 | 0 | 0 | 0 | 0 | 0 | 0 | 0 | 0 | 0 | 0 | 0 | 0 | 0 | 0 | 0 | 0 | 0 | 0 | 0 | 12 | 0
NO |  | 68 | 2016 | 10 | 1 | 1 |  | [74E] LIMESTONE | TP&L TWIN OAK | 345 | 345 | (3) STEEL | 23.67 | 0 | 0 | 2-1590 ACSR | 0 | 0 | 0 | 0 | 0 | 0 | 0 | 0 | 0 | 0 | 0 | 0 | 0 | 0 | 0 | 0 | 0 | 0 | 0 | 0 | 0 | 0 | 0 | 12 | 0
NO |  | 68 | 2016 | 10 | 2 | 2 |  | [74F] GREENS BAYOU PLANT | SHELDON | 345 | 345 | (1) STEEL | 6.74 | 0 | 0 | 2-2167 ACSR | 0 | 0 | 0 | 0 | 0 | 0 | 0 | 0 | 0 | 0 | 0 | 0 | 0 | 0 | 0 | 0 | 0 | 0 | 0 | 0 | 0 | 0 | 0 | 12 | 0
NO |  | 68 | 2016 | 10 | 3 | 3 |  | [74G] SINGLETON | TP&L TIE | 345 | 345 | (3) STEEL | 33.97 | 0 | 0 | 2-795 ACSR | 0 | 0 | 0 | 0 | 0 | 0 | 0 | 0 | 0 | 0 | 0 | 0 | 0 | 0 | 0 | 0 | 0 | 0 | 0 | 0 | 0 | 0 | 0 | 12 | 0
NO |  | 68 | 2016 | 10 | 4 | 4 |  | [74H] KING | ROTHWOOD | 345 | 345 | (3) STEEL | 25.54 | 0 | 0 | 2-1590 ACSR | 0 | 0 | 0 | 0 | 0 | 0 | 0 | 0 | 0 | 0 | 0 | 0 | 0 | 0 | 0 | 0 | 0 | 0 | 0 | 0 | 0 | 0 | 0 | 12 | 0
NO |  | 68 | 2016 | 10 | 5 | 5 |  | [75A] GREENS BAYOU PLANT | KING | 345 | 345 | (3) STEEL | 0 | 7.43 | 0 | 2-927 ACAR | 0 | 0 | 0 | 0 | 0 | 0 | 0 | 0 | 0 | 0 | 0 | 0 | 0 | 0 | 0 | 0 | 0 | 0 | 0 | 0 | 0 | 0 | 0 | 12 | 0
NO |  | 68 | 2016 | 10 | 6 | 6 |  | [75B] KUYKENDAHL | TAP | 345 | 345 | (1) STEEL | 0.08 | 0 | 0 | 2-795 ACSR | 0 | 0 | 0 | 0 | 0 | 0 | 0 | 0 | 0 | 0 | 0 | 0 | 0 | 0 | 0 | 0 | 0 | 0 | 0 | 0 | 0 | 0 | 0 | 12 | 0
NO |  | 68 | 2016 | 10 | 7 | 7 |  | [75B] ROANS PRAIRIE | ROTHWOOD | 345 | 345 | (3) STEEL | 0.26 | 46.68 | 0 | 2-1590 ACSR | 0 | 0 | 0 | 0 | 0 | 0 | 0 | 0 | 0 | 0 | 0 | 0 | 0 | 0 | 0 | 0 | 0 | 0 | 0 | 0 | 0 | 0 | 0 | 12 | 0
NO |  | 68 | 2016 | 10 | 8 | 8 |  | [75C] GREENS BAYOU PLANT | SHELDON | 345 | 345 | (1) STEEL | 0 | 6.74 | 0 | 2-2167 ACSR | 0 | 0 | 0 | 0 | 0 | 0 | 0 | 0 | 0 | 0 | 0 | 0 | 0 | 0 | 0 | 0 | 0 | 0 | 0 | 0 | 0 | 0 | 0 | 12 | 0
NO |  | 68 | 2016 | 10 | 9 | 9 |  | [75D] ROANS PRAIRIE | SINGLETON | 345 | 345 | (3) STEEL | 0.5 | 5.51 | 0 | 2-1590 ACSR | 0 | 0 | 0 | 0 | 0 | 0 | 0 | 0 | 0 | 0 | 0 | 0 | 0 | 0 | 0 | 0 | 0 | 0 | 0 | 0 | 0 | 0 | 0 | 12 | 0
NO |  | 68 | 2016 | 10 | 10 | 10 |  | [75H] KING | ROTHWOOD | 345 | 345 | (3) STEEL | 0.14 | 25.42 | 0 | 2-1590 ACSR | 0 | 0 | 0 | 0 | 0 | 0 | 0 | 0 | 0 | 0 | 0 | 0 | 0 | 0 | 0 | 0 | 0 | 0 | 0 | 0 | 0 | 0 | 0 | 12 | 0
NO |  | 68 | 2016 | 10 | 11 | 11 |  | [76A] FRY RD | TAP | 138 | 138 | (3) STEEL | 0.02 | 0 | 0 | 795AAC | 0 | 0 | 0 | 0 | 0 | 0 | 0 | 0 | 0 | 0 | 0 | 0 | 0 | 0 | 0 | 0 | 0 | 0 | 0 | 0 | 0 | 0 | 0 | 12 | 0
NO |  | 68 | 2016 | 10 | 12 | 12 |  | [76A] GERTIE | TAP | 138 | 138 | (3) STEEL | 0.15 | 4.15 | 0 | 795 ACSR | 0 | 0 | 0 | 0 | 0 | 0 | 0 | 0 | 0 | 0 | 0 | 0 | 0 | 0 | 0 | 0 | 0 | 0 | 0 | 0 | 0 | 0 | 0 | 12 | 0
NO |  | 68 | 2016 | 10 | 13 | 13 |  | [76A] SATSUMA | TAP | 138 | 138 | (1) WOOD | 0.04 | 0 | 0 | 795 AAC | 0 | 0 | 0 | 0 | 0 | 0 | 0 | 0 | 0 | 0 | 0 | 0 | 0 | 0 | 0 | 0 | 0 | 0 | 0 | 0 | 0 | 0 | 0 | 12 | 0
NO |  | 68 | 2016 | 10 | 14 | 14 |  | [76A] TANNER | TAP | 138 | 138 | (1) STEEL | 0.99 | 0 | 0 | 2-959 ACSS | 0 | 0 | 0 | 0 | 0 | 0 | 0 | 0 | 0 | 0 | 0 | 0 | 0 | 0 | 0 | 0 | 0 | 0 | 0 | 0 | 0 | 0 | 0 | 12 | 0
NO |  | 68 | 2016 | 10 | 15 | 15 |  | [76A] ZENITH | ADDICKS | 138 | 138 | (3) STEEL | 0 | 20.51 | 0 | 2-959ACSS | 0 | 0 | 0 | 0 | 0 | 0 | 0 | 0 | 0 | 0 | 0 | 0 | 0 | 0 | 0 | 0 | 0 | 0 | 0 | 0 | 0 | 0 | 0 | 12 | 0
NO |  | 68 | 2016 | 10 | 16 | 16 |  | [77A] GREENS BAYOU PLANT | CITFIL | 138 | 138 | (3) STEEL | 0 | 6.99 | 0 | 795 AAC | 0 | 0 | 0 | 0 | 0 | 0 | 0 | 0 | 0 | 0 | 0 | 0 | 0 | 0 | 0 | 0 | 0 | 0 | 0 | 0 | 0 | 0 | 0 | 12 | 0
NO |  | 68 | 2016 | 10 | 17 | 17 |  | [77A] NORMANDY | TAP | 138 | 138 | (3) STEEL | 1.94 | 0 | 0 | 2000 AAC | 0 | 0 | 0 | 0 | 0 | 0 | 0 | 0 | 0 | 0 | 0 | 0 | 0 | 0 | 0 | 0 | 0 | 0 | 0 | 0 | 0 | 0 | 0 | 12 | 0
NO |  | 68 | 2016 | 10 | 18 | 18 |  | [77B] HOCKLEY | WALLER | 138 | 138 | (3) STEEL | 6.79 | 0 | 0 | 795 ACSR | 0 | 0 | 0 | 0 | 0 | 0 | 0 | 0 | 0 | 0 | 0 | 0 | 0 | 0 | 0 | 0 | 0 | 0 | 0 | 0 | 0 | 0 | 0 | 12 | 0
NO |  | 68 | 2016 | 10 | 19 | 19 |  | [77C] HOCKLEY | MACEDONIA (LCRA) | 138 | 138 | (3) STEEL | 0 | 1.61 | 0 | 1433ACSS | 0 | 0 | 0 | 0 | 0 | 0 | 0 | 0 | 0 | 0 | 0 | 0 | 0 | 0 | 0 | 0 | 0 | 0 | 0 | 0 | 0 | 0 | 0 | 12 | 0
NO |  | 68 | 2016 | 10 | 20 | 20 |  | [78A] CLODINE | BARKER | 138 | 138 | (3) STEEL | 0 | 4.25 | 0 | 795 ACSR | 0 | 0 | 0 | 0 | 0 | 0 | 0 | 0 | 0 | 0 | 0 | 0 | 0 | 0 | 0 | 0 | 0 | 0 | 0 | 0 | 0 | 0 | 0 | 12 | 0
NO |  | 68 | 2016 | 10 | 21 | 21 |  | [79A] BAYWAY | SEPTON | 138 | 138 | (3) STEEL | 0 | 2.15 | 0 | 2-795 AAC | 0 | 0 | 0 | 0 | 0 | 0 | 0 | 0 | 0 | 0 | 0 | 0 | 0 | 0 | 0 | 0 | 0 | 0 | 0 | 0 | 0 | 0 | 0 | 12 | 0
NO |  | 68 | 2016 | 10 | 22 | 22 |  | [79A] POWELL | BIGBAY | 138 | 138 | (3) STEEL | 1.16 | 0 | 0 | 2-795 AAC | 0 | 0 | 0 | 0 | 0 | 0 | 0 | 0 | 0 | 0 | 0 | 0 | 0 | 0 | 0 | 0 | 0 | 0 | 0 | 0 | 0 | 0 | 0 | 12 | 0
NO |  | 68 | 2016 | 10 | 23 | 23 |  | [79A] SEPTON | SHORE_ | 138 | 138 | (3) STEEL | 0.29 | 0.59 | 0 | 2-795ACSR | 0 | 0 | 0 | 0 | 0 | 0 | 0 | 0 | 0 | 0 | 0 | 0 | 0 | 0 | 0 | 0 | 0 | 0 | 0 | 0 | 0 | 0 | 0 | 12 | 0
NO |  | 68 | 2016 | 10 | 24 | 24 |  | [79A] SHORE_ | POWELL | 138 | 138 | (3) STEEL | 0 | 0.53 | 0 | 2-795 ACSR | 0 | 0 | 0 | 0 | 0 | 0 | 0 | 0 | 0 | 0 | 0 | 0 | 0 | 0 | 0 | 0 | 0 | 0 | 0 | 0 | 0 | 0 | 0 | 12 | 0
NO |  | 68 | 2016 | 10 | 25 | 25 |  | [79B] BAYOU_ | ORION_ | 138 | 138 | (3) STEEL | 0 | 0.22 | 0 | 2-795 ACSR | 0 | 0 | 0 | 0 | 0 | 0 | 0 | 0 | 0 | 0 | 0 | 0 | 0 | 0 | 0 | 0 | 0 | 0 | 0 | 0 | 0 | 0 | 0 | 12 | 0
NO |  | 68 | 2016 | 10 | 26 | 26 |  | [79B] LA PORTE | TAP | 138 | 138 | (1) WOOD | 1.71 | 0 | 0 | 795 AAC | 0 | 0 | 0 | 0 | 0 | 0 | 0 | 0 | 0 | 0 | 0 | 0 | 0 | 0 | 0 | 0 | 0 | 0 | 0 | 0 | 0 | 0 | 0 | 12 | 0
NO |  | 68 | 2016 | 10 | 27 | 27 |  | [79B] ORION_ | SYLVAN | 138 | 138 | (3) STEEL | 0 | 2.16 | 0 | 2-795 AAC | 0 | 0 | 0 | 0 | 0 | 0 | 0 | 0 | 0 | 0 | 0 | 0 | 0 | 0 | 0 | 0 | 0 | 0 | 0 | 0 | 0 | 0 | 0 | 12 | 0
NO |  | 68 | 2016 | 10 | 28 | 28 |  | [79B] SYLVAN | MORGANS POINT | 138 | 138 | (3) STEEL | 0 | 2.93 | 0 | 2-795 AAC | 0 | 0 | 0 | 0 | 0 | 0 | 0 | 0 | 0 | 0 | 0 | 0 | 0 | 0 | 0 | 0 | 0 | 0 | 0 | 0 | 0 | 0 | 0 | 12 | 0
NO |  | 68 | 2016 | 10 | 29 | 29 |  | [79C] BIGBAY | BAYOU_ | 138 | 138 | (3) STEEL | 0.25 | 0 | 0 | 2-795 AAC | 0 | 0 | 0 | 0 | 0 | 0 | 0 | 0 | 0 | 0 | 0 | 0 | 0 | 0 | 0 | 0 | 0 | 0 | 0 | 0 | 0 | 0 | 0 | 12 | 0
NO |  | 68 | 2016 | 10 | 30 | 30 |  | [79E] TERMINAL | BAYWAY | 138 | 138 | (3) STEEL | 3.37 | 0 | 0 | 2-795 ACSR | 0 | 0 | 0 | 0 | 0 | 0 | 0 | 0 | 0 | 0 | 0 | 0 | 0 | 0 | 0 | 0 | 0 | 0 | 0 | 0 | 0 | 0 | 0 | 12 | 0
NO |  | 68 | 2016 | 10 | 31 | 31 |  | [79F] HANNA_ | TAP | 138 | 138 | (3) STEEL | 0.01 | 0 | 0 | 2-795 AAC | 0 | 0 | 0 | 0 | 0 | 0 | 0 | 0 | 0 | 0 | 0 | 0 | 0 | 0 | 0 | 0 | 0 | 0 | 0 | 0 | 0 | 0 | 0 | 12 | 0
NO |  | 68 | 2016 | 10 | 32 | 32 |  | [79F] HANNA_ | TAP | 138 | 138 | (3) STEEL | 0 | 0.01 | 0 | 2-795 AAC | 0 | 0 | 0 | 0 | 0 | 0 | 0 | 0 | 0 | 0 | 0 | 0 | 0 | 0 | 0 | 0 | 0 | 0 | 0 | 0 | 0 | 0 | 0 | 12 | 0
NO |  | 68 | 2016 | 10 | 33 | 33 |  | [79F] P.H. ROBINSON PLANT | HUNTER | 138 | 138 | (3) STEEL | 10.06 | 0 | 0 | 2-795 AAC | 0 | 0 | 0 | 0 | 0 | 0 | 0 | 0 | 0 | 0 | 0 | 0 | 0 | 0 | 0 | 0 | 0 | 0 | 0 | 0 | 0 | 0 | 0 | 12 | 0
NO |  | 68 | 2016 | 10 | 34 | 34 |  | [79I] TERMINAL | HUNTER | 138 | 138 | (3) STEEL | 0 | 0.42 | 0 | 2-795 AAC | 0 | 0 | 0 | 0 | 0 | 0 | 0 | 0 | 0 | 0 | 0 | 0 | 0 | 0 | 0 | 0 | 0 | 0 | 0 | 0 | 0 | 0 | 0 | 12 | 0
NO |  | 68 | 2016 | 10 | 35 | 35 |  | [80A] KARSTEN | W.A. PARISH PLANT | 138 | 138 | (3) STEEL | 0 | 12.45 | 0 | 2-795 ACSR | 0 | 0 | 0 | 0 | 0 | 0 | 0 | 0 | 0 | 0 | 0 | 0 | 0 | 0 | 0 | 0 | 0 | 0 | 0 | 0 | 0 | 0 | 0 | 12 | 0
NO |  | 68 | 2016 | 11 | 1 | 1 |  | [80A] THOMPSONS | TAP | 138 | 138 | (1) STEEL | 0.05 | 0 | 0 | 795 ACSR | 0 | 0 | 0 | 0 | 0 | 0 | 0 | 0 | 0 | 0 | 0 | 0 | 0 | 0 | 0 | 0 | 0 | 0 | 0 | 0 | 0 | 0 | 0 | 12 | 0
NO |  | 68 | 2016 | 11 | 2 | 2 |  | [80B] CRABB RIVER | TAP | 138 | 138 | (1) CONC | 0.06 | 0.13 | 0 | 795 AAC | 0 | 0 | 0 | 0 | 0 | 0 | 0 | 0 | 0 | 0 | 0 | 0 | 0 | 0 | 0 | 0 | 0 | 0 | 0 | 0 | 0 | 0 | 0 | 12 | 0
NO |  | 68 | 2016 | 11 | 3 | 3 |  | [80B] W.A. PARISH PLANT | IMPERIAL | 138 | 138 | (1) CONC | 9.28 | 5.04 | 0 | 2-795 AAC | 0 | 0 | 0 | 0 | 0 | 0 | 0 | 0 | 0 | 0 | 0 | 0 | 0 | 0 | 0 | 0 | 0 | 0 | 0 | 0 | 0 | 0 | 0 | 12 | 0
NO |  | 68 | 2016 | 11 | 4 | 4 |  | [81A] T.H. WHARTON PLANT | WILLOW | 138 | 138 | (3) STEEL | 5.94 | 0 | 0 | 2-959 ACSS | 0 | 0 | 0 | 0 | 0 | 0 | 0 | 0 | 0 | 0 | 0 | 0 | 0 | 0 | 0 | 0 | 0 | 0 | 0 | 0 | 0 | 0 | 0 | 12 | 0
NO |  | 68 | 2016 | 11 | 5 | 5 |  | [81B] LOUETTA | TAP | 138 | 138 | (1) WOOD | 0.04 | 0 | 0 | 795 AAC | 0 | 0 | 0 | 0 | 0 | 0 | 0 | 0 | 0 | 0 | 0 | 0 | 0 | 0 | 0 | 0 | 0 | 0 | 0 | 0 | 0 | 0 | 0 | 12 | 0
NO |  | 68 | 2016 | 11 | 6 | 6 |  | [81B] TOMBALL | WESTFIELD | 138 | 138 | (3) STEEL | 0 | 12.47 | 0 | 2-795 ACSR | 0 | 0 | 0 | 0 | 0 | 0 | 0 | 0 | 0 | 0 | 0 | 0 | 0 | 0 | 0 | 0 | 0 | 0 | 0 | 0 | 0 | 0 | 0 | 12 | 0
NO |  | 68 | 2016 | 11 | 7 | 7 |  | [81C] DEIHL | WHITE OAK | 138 | 138 | (1) STEEL | 4.14 | 0 | 0 | 2000 AAC | 0 | 0 | 0 | 0 | 0 | 0 | 0 | 0 | 0 | 0 | 0 | 0 | 0 | 0 | 0 | 0 | 0 | 0 | 0 | 0 | 0 | 0 | 0 | 12 | 0
NO |  | 68 | 2016 | 11 | 8 | 8 |  | [81C] FAIRBANKS | DEIHL | 138 | 138 | (1) STEEL | 3.61 | 0 | 0 | 2000 AAC | 0 | 0 | 0 | 0 | 0 | 0 | 0 | 0 | 0 | 0 | 0 | 0 | 0 | 0 | 0 | 0 | 0 | 0 | 0 | 0 | 0 | 0 | 0 | 12 | 0
NO |  | 68 | 2016 | 11 | 9 | 9 |  | [81C] T.H. WHARTON PLANT | FAIRBANKS | 138 | 138 | (1) STEEL | 3.77 | 0 | 0 | 2000 AAC | 0 | 0 | 0 | 0 | 0 | 0 | 0 | 0 | 0 | 0 | 0 | 0 | 0 | 0 | 0 | 0 | 0 | 0 | 0 | 0 | 0 | 0 | 0 | 12 | 0
NO |  | 68 | 2016 | 11 | 10 | 10 |  | [81D] BRITMOORE | SAUER | 138 | 138 | (3) STEEL | 0 | 1.8 | 0 | 795 AAC | 0 | 0 | 0 | 0 | 0 | 0 | 0 | 0 | 0 | 0 | 0 | 0 | 0 | 0 | 0 | 0 | 0 | 0 | 0 | 0 | 0 | 0 | 0 | 12 | 0
NO |  | 68 | 2016 | 11 | 11 | 11 |  | [81E] BRITMOORE | MEMORIAL | 138 | 138 | (3) STEEL | 0 | 4.77 | 0 | 795 ACSR | 0 | 0 | 0 | 0 | 0 | 0 | 0 | 0 | 0 | 0 | 0 | 0 | 0 | 0 | 0 | 0 | 0 | 0 | 0 | 0 | 0 | 0 | 0 | 12 | 0
NO |  | 68 | 2016 | 11 | 12 | 12 |  | [81E] WOODCREEK | TAP | 138 | 138 | (3) STEEL | 0.25 | 0 | 0 | 795 ACSR | 0 | 0 | 0 | 0 | 0 | 0 | 0 | 0 | 0 | 0 | 0 | 0 | 0 | 0 | 0 | 0 | 0 | 0 | 0 | 0 | 0 | 0 | 0 | 12 | 0
NO |  | 68 | 2016 | 11 | 13 | 13 |  | [81F] KLUGE | KLEIN | 138 | 138 | (1) STEEL | 0 | 4.05 | 0 | 2-959 ACSS | 0 | 0 | 0 | 0 | 0 | 0 | 0 | 0 | 0 | 0 | 0 | 0 | 0 | 0 | 0 | 0 | 0 | 0 | 0 | 0 | 0 | 0 | 0 | 12 | 0
NO |  | 68 | 2016 | 11 | 14 | 14 |  | [81F] WILLOW | KLEIN | 138 | 138 | (3) STEEL | 2.38 | 0 | 0 | 2-959 ACSS | 0 | 0 | 0 | 0 | 0 | 0 | 0 | 0 | 0 | 0 | 0 | 0 | 0 | 0 | 0 | 0 | 0 | 0 | 0 | 0 | 0 | 0 | 0 | 12 | 0
NO |  | 68 | 2016 | 11 | 15 | 15 |  | [81G] KLUGE | PINEHURST | 138 | 138 | (3) STEEL | 15.58 | 0 | 0 | 2-795 ACSR | 0 | 0 | 0 | 0 | 0 | 0 | 0 | 0 | 0 | 0 | 0 | 0 | 0 | 0 | 0 | 0 | 0 | 0 | 0 | 0 | 0 | 0 | 0 | 12 | 0
NO |  | 68 | 2016 | 11 | 16 | 16 |  | [81G] PINEHURST | TOMBALL | 138 | 138 | (1) STEEL | 0.08 | 7.16 | 0 | 2-959 ACSS | 0 | 0 | 0 | 0 | 0 | 0 | 0 | 0 | 0 | 0 | 0 | 0 | 0 | 0 | 0 | 0 | 0 | 0 | 0 | 0 | 0 | 0 | 0 | 12 | 0
NO |  | 68 | 2016 | 11 | 17 | 17 |  | [81H] SAUER | ECHO | 138 | 138 | (4) UNDER | 2.22 | 0 | 0 | 3000XLPE | 0 | 0 | 0 | 0 | 0 | 0 | 0 | 0 | 0 | 0 | 0 | 0 | 0 | 0 | 0 | 0 | 0 | 0 | 0 | 0 | 0 | 0 | 0 | 12 | 0
NO |  | 68 | 2016 | 11 | 18 | 18 |  | [81I] ECHO | WIRT | 138 | 138 | (4) UNDER | 2.47 | 0 | 0 | 3000XLPE | 0 | 0 | 0 | 0 | 0 | 0 | 0 | 0 | 0 | 0 | 0 | 0 | 0 | 0 | 0 | 0 | 0 | 0 | 0 | 0 | 0 | 0 | 0 | 12 | 0
NO |  | 68 | 2016 | 11 | 19 | 19 |  | [81J] WIRT | WHITE OAK | 138 | 138 | (3) STEEL | 2.4 | 1.56 | 0 | 795 AAC | 0 | 0 | 0 | 0 | 0 | 0 | 0 | 0 | 0 | 0 | 0 | 0 | 0 | 0 | 0 | 0 | 0 | 0 | 0 | 0 | 0 | 0 | 0 | 12 | 0
NO |  | 68 | 2016 | 11 | 20 | 20 |  | [81J] WIRT | WHITE OAK | 138 | 138 | (4) UNDER | 1.09 | 0 | 0 | 795 AAC | 0 | 0 | 0 | 0 | 0 | 0 | 0 | 0 | 0 | 0 | 0 | 0 | 0 | 0 | 0 | 0 | 0 | 0 | 0 | 0 | 0 | 0 | 0 | 12 | 0
NO |  | 68 | 2016 | 11 | 21 | 21 |  | [81K] BAMMEL | T.H. WHARTON PLANT | 138 | 138 | (3) STEEL | 0 | 5.16 | 0 | 795 ACSR | 0 | 0 | 0 | 0 | 0 | 0 | 0 | 0 | 0 | 0 | 0 | 0 | 0 | 0 | 0 | 0 | 0 | 0 | 0 | 0 | 0 | 0 | 0 | 12 | 0
NO |  | 68 | 2016 | 11 | 22 | 22 |  | [81K] JESTER | TAP | 138 | 138 | (1) CONC | 0 | 2.91 | 0 | 795 ACSR | 0 | 0 | 0 | 0 | 0 | 0 | 0 | 0 | 0 | 0 | 0 | 0 | 0 | 0 | 0 | 0 | 0 | 0 | 0 | 0 | 0 | 0 | 0 | 12 | 0
NO |  | 68 | 2016 | 11 | 23 | 23 |  | [81K] VETRAN | TAP | 138 | 138 | (1) CONC | 0.03 | 0 | 0 | 795AAC | 0 | 0 | 0 | 0 | 0 | 0 | 0 | 0 | 0 | 0 | 0 | 0 | 0 | 0 | 0 | 0 | 0 | 0 | 0 | 0 | 0 | 0 | 0 | 12 | 0
NO |  | 68 | 2016 | 11 | 24 | 24 |  | [82A] ARCOLA | W.A. PARISH PLANT | 138 | 138 | (3) STEEL | 10.26 | 0 | 0 | 2-927 ACAR | 0 | 0 | 0 | 0 | 0 | 0 | 0 | 0 | 0 | 0 | 0 | 0 | 0 | 0 | 0 | 0 | 0 | 0 | 0 | 0 | 0 | 0 | 0 | 12 | 0
NO |  | 68 | 2016 | 11 | 25 | 25 |  | [82A] KARSTEN | ARCOLA | 138 | 138 | (3) STEEL | 2.31 | 0 | 0 | 2-927 ACAR | 0 | 0 | 0 | 0 | 0 | 0 | 0 | 0 | 0 | 0 | 0 | 0 | 0 | 0 | 0 | 0 | 0 | 0 | 0 | 0 | 0 | 0 | 0 | 12 | 0
NO |  | 68 | 2016 | 11 | 26 | 26 |  | [82A] THOMPSONS | TAP | 138 | 138 | (1) STEEL | 0.04 | 0 | 0 | 795 ACSR | 0 | 0 | 0 | 0 | 0 | 0 | 0 | 0 | 0 | 0 | 0 | 0 | 0 | 0 | 0 | 0 | 0 | 0 | 0 | 0 | 0 | 0 | 0 | 12 | 0
NO |  | 68 | 2016 | 11 | 27 | 27 |  | [82C] ANGLETON | RIWOOD | 138 | 138 | (3) STEEL | 14.18 | 0 | 0 | 927 ACAR | 0 | 0 | 0 | 0 | 0 | 0 | 0 | 0 | 0 | 0 | 0 | 0 | 0 | 0 | 0 | 0 | 0 | 0 | 0 | 0 | 0 | 0 | 0 | 12 | 0
NO |  | 68 | 2016 | 11 | 28 | 28 |  | [82D] BIPORT | VELASCO | 138 | 138 | (3) STEEL | 1.93 | 0 | 0 | 927 ACAR | 0 | 0 | 0 | 0 | 0 | 0 | 0 | 0 | 0 | 0 | 0 | 0 | 0 | 0 | 0 | 0 | 0 | 0 | 0 | 0 | 0 | 0 | 0 | 12 | 0
NO |  | 68 | 2016 | 11 | 29 | 29 |  | [82E] VELASCO | DOW345 | 138 | 138 | (3) STEEL | 0.49 | 0 | 0 | 2-2000 AAC | 0 | 0 | 0 | 0 | 0 | 0 | 0 | 0 | 0 | 0 | 0 | 0 | 0 | 0 | 0 | 0 | 0 | 0 | 0 | 0 | 0 | 0 | 0 | 12 | 0
NO |  | 68 | 2016 | 11 | 30 | 30 |  | [82F] CAVERN | BIPORT | 138 | 138 | (3) STEEL | 3.3 | 0 | 0 | 927 ACAR | 0 | 0 | 0 | 0 | 0 | 0 | 0 | 0 | 0 | 0 | 0 | 0 | 0 | 0 | 0 | 0 | 0 | 0 | 0 | 0 | 0 | 0 | 0 | 12 | 0
NO |  | 68 | 2016 | 11 | 31 | 31 |  | [82F] RIWOOD | CAVERN | 138 | 138 | (3) STEEL | 2.11 | 0 | 0 | 927 ACAR | 0 | 0 | 0 | 0 | 0 | 0 | 0 | 0 | 0 | 0 | 0 | 0 | 0 | 0 | 0 | 0 | 0 | 0 | 0 | 0 | 0 | 0 | 0 | 12 | 0
NO |  | 68 | 2016 | 11 | 32 | 32 |  | [83A] DECKER | CEDAR BAYOU PLANT | 138 | 138 | (3) STEEL | 0 | 7.63 | 0 | 2000 AAC | 0 | 0 | 0 | 0 | 0 | 0 | 0 | 0 | 0 | 0 | 0 | 0 | 0 | 0 | 0 | 0 | 0 | 0 | 0 | 0 | 0 | 0 | 0 | 12 | 0
NO |  | 68 | 2016 | 11 | 33 | 33 |  | [83B] DECKER | EXXON_ | 138 | 138 | (3) STEEL | 0.26 | 0.73 | 0 | 2000 AAC | 0 | 0 | 0 | 0 | 0 | 0 | 0 | 0 | 0 | 0 | 0 | 0 | 0 | 0 | 0 | 0 | 0 | 0 | 0 | 0 | 0 | 0 | 0 | 12 | 0
NO |  | 68 | 2016 | 11 | 34 | 34 |  | [84A] CRSBAY | BORDEN | 138 | 138 | (3) STEEL | 0.72 | 0 | 0 | 2-959ACSS | 0 | 0 | 0 | 0 | 0 | 0 | 0 | 0 | 0 | 0 | 0 | 0 | 0 | 0 | 0 | 0 | 0 | 0 | 0 | 0 | 0 | 0 | 0 | 12 | 0
NO |  | 68 | 2016 | 11 | 35 | 35 |  | [84A] EPOTH_ | DEPOT | 138 | 138 | (3) STEEL | 0.23 | 0 | 0 | 2-795 AAC | 0 | 0 | 0 | 0 | 0 | 0 | 0 | 0 | 0 | 0 | 0 | 0 | 0 | 0 | 0 | 0 | 0 | 0 | 0 | 0 | 0 | 0 | 0 | 12 | 0
NO |  | 68 | 2016 | 12 | 1 | 1 |  | [84A] JACINTOPORT | EPOTH_ | 138 | 138 | (3) STEEL | 0.22 | 0 | 0 | 2-795 AAC | 0 | 0 | 0 | 0 | 0 | 0 | 0 | 0 | 0 | 0 | 0 | 0 | 0 | 0 | 0 | 0 | 0 | 0 | 0 | 0 | 0 | 0 | 0 | 12 | 0
NO |  | 68 | 2016 | 12 | 2 | 2 |  | [84A] JACINTOPORT | BORDEN | 138 | 138 | (3) STEEL | 0.21 | 0 | 0 | 2-795 AAC | 0 | 0 | 0 | 0 | 0 | 0 | 0 | 0 | 0 | 0 | 0 | 0 | 0 | 0 | 0 | 0 | 0 | 0 | 0 | 0 | 0 | 0 | 0 | 12 | 0
NO |  | 68 | 2016 | 12 | 3 | 3 |  | [84B] CRSBAY | DOWLAP | 138 | 138 | (3) STEEL | 0.05 | 4.52 | 0 | 2-795 AAC | 0 | 0 | 0 | 0 | 0 | 0 | 0 | 0 | 0 | 0 | 0 | 0 | 0 | 0 | 0 | 0 | 0 | 0 | 0 | 0 | 0 | 0 | 0 | 12 | 0
NO |  | 68 | 2016 | 12 | 4 | 4 |  | [84C] CONIAL | PHILIP | 138 | 138 | (3) STEEL | 0.99 | 0 | 0 | 2-795 ACSR | 0 | 0 | 0 | 0 | 0 | 0 | 0 | 0 | 0 | 0 | 0 | 0 | 0 | 0 | 0 | 0 | 0 | 0 | 0 | 0 | 0 | 0 | 0 | 12 | 0
NO |  | 68 | 2016 | 12 | 5 | 5 |  | [84C] HADEN_ | INDUSTRIAL | 138 | 138 | (3) STEEL | 0.92 | 0 | 0 | 2-795 AAC | 0 | 0 | 0 | 0 | 0 | 0 | 0 | 0 | 0 | 0 | 0 | 0 | 0 | 0 | 0 | 0 | 0 | 0 | 0 | 0 | 0 | 0 | 0 | 12 | 0
NO |  | 68 | 2016 | 12 | 6 | 6 |  | [84C] HADEN_ | CHANNELVIEW | 138 | 138 | (3) STEEL | 3.51 | 0 | 0 | 2-795 AAC | 0 | 0 | 0 | 0 | 0 | 0 | 0 | 0 | 0 | 0 | 0 | 0 | 0 | 0 | 0 | 0 | 0 | 0 | 0 | 0 | 0 | 0 | 0 | 12 | 0
NO |  | 68 | 2016 | 12 | 7 | 7 |  | [84C] INDUSTRIAL | PORT_ | 138 | 138 | (1) CONC | 0.13 | 0 | 0 | 2000 AAC | 0 | 0 | 0 | 0 | 0 | 0 | 0 | 0 | 0 | 0 | 0 | 0 | 0 | 0 | 0 | 0 | 0 | 0 | 0 | 0 | 0 | 0 | 0 | 12 | 0
NO |  | 68 | 2016 | 12 | 8 | 8 |  | [84C] PORT_ | TAYLOR | 138 | 138 | (1) STEEL | 0.56 | 0 | 0 | 2000 AAC | 0 | 0 | 0 | 0 | 0 | 0 | 0 | 0 | 0 | 0 | 0 | 0 | 0 | 0 | 0 | 0 | 0 | 0 | 0 | 0 | 0 | 0 | 0 | 12 | 0
NO |  | 68 | 2016 | 12 | 9 | 9 |  | [84C] TAYLOR | WASHBURN | 138 | 138 | (3) STEEL | 1.49 | 0 | 0 | 2000 AAC | 0 | 0 | 0 | 0 | 0 | 0 | 0 | 0 | 0 | 0 | 0 | 0 | 0 | 0 | 0 | 0 | 0 | 0 | 0 | 0 | 0 | 0 | 0 | 12 | 0
NO |  | 68 | 2016 | 12 | 10 | 10 |  | [84C] WASHBURN | CONIAL | 138 | 138 | (3) STEEL | 6.97 | 0.23 | 0 | 2-795 ACSR | 0 | 0 | 0 | 0 | 0 | 0 | 0 | 0 | 0 | 0 | 0 | 0 | 0 | 0 | 0 | 0 | 0 | 0 | 0 | 0 | 0 | 0 | 0 | 12 | 0
NO |  | 68 | 2016 | 12 | 11 | 11 |  | [84D] CEDAR BAYOU | TAP | 138 | 138 | (3) STEEL | 0.06 | 0 | 0 | 795 AAC | 0 | 0 | 0 | 0 | 0 | 0 | 0 | 0 | 0 | 0 | 0 | 0 | 0 | 0 | 0 | 0 | 0 | 0 | 0 | 0 | 0 | 0 | 0 | 12 | 0
NO |  | 68 | 2016 | 12 | 12 | 12 |  | [84D] CEDAR BAYOU PLANT | WARVUE | 138 | 138 | (3) STEEL | 9.87 | 0 | 0 | 2-927 ACAR | 0 | 0 | 0 | 0 | 0 | 0 | 0 | 0 | 0 | 0 | 0 | 0 | 0 | 0 | 0 | 0 | 0 | 0 | 0 | 0 | 0 | 0 | 0 | 12 | 0
NO |  | 68 | 2016 | 12 | 13 | 13 |  | [84E] WARVUE | MONT BELVIEU | 138 | 138 | (3) STEEL | 0.39 | 0 | 0 | 795 AAC | 0 | 0 | 0 | 0 | 0 | 0 | 0 | 0 | 0 | 0 | 0 | 0 | 0 | 0 | 0 | 0 | 0 | 0 | 0 | 0 | 0 | 0 | 0 | 12 | 0
NO |  | 68 | 2016 | 12 | 14 | 14 |  | [84F] DOWLAP | MORGANS POINT | 138 | 138 | (3) STEEL | 0 | 3.53 | 0 | 2-795 AAC | 0 | 0 | 0 | 0 | 0 | 0 | 0 | 0 | 0 | 0 | 0 | 0 | 0 | 0 | 0 | 0 | 0 | 0 | 0 | 0 | 0 | 0 | 0 | 12 | 0
NO |  | 68 | 2016 | 12 | 15 | 15 |  | [84G] RANGER | DEPOT_ | 138 | 138 | (3) STEEL | 0.19 | 0 | 0 | 2-959ACSS | 0 | 0 | 0 | 0 | 0 | 0 | 0 | 0 | 0 | 0 | 0 | 0 | 0 | 0 | 0 | 0 | 0 | 0 | 0 | 0 | 0 | 0 | 0 | 12 | 0
NO |  | 68 | 2016 | 12 | 16 | 16 |  | [84H] CHANNELVIEW | RANGER | 138 | 138 | (3) STEEL | 2.63 | 0 | 0 | 2-795 AAC | 0 | 0 | 0 | 0 | 0 | 0 | 0 | 0 | 0 | 0 | 0 | 0 | 0 | 0 | 0 | 0 | 0 | 0 | 0 | 0 | 0 | 0 | 0 | 12 | 0
NO |  | 68 | 2016 | 12 | 17 | 17 |  | [84I] ALEXANDER ISLAND | TAP | 138 | 138 | (1) CONC | 0.05 | 0 | 0 | 1-795 AAC | 0 | 0 | 0 | 0 | 0 | 0 | 0 | 0 | 0 | 0 | 0 | 0 | 0 | 0 | 0 | 0 | 0 | 0 | 0 | 0 | 0 | 0 | 0 | 12 | 0
NO |  | 68 | 2016 | 12 | 18 | 18 |  | [84I] DOWLAP | S.R. BERTRON PLANT | 138 | 138 | (3) STEEL | 0.12 | 1.34 | 0 | 2-795 AAC | 0 | 0 | 0 | 0 | 0 | 0 | 0 | 0 | 0 | 0 | 0 | 0 | 0 | 0 | 0 | 0 | 0 | 0 | 0 | 0 | 0 | 0 | 0 | 12 | 0
NO |  | 68 | 2016 | 12 | 19 | 19 |  | [85A] CEDAR BAYOU PLANT | WALKER | 138 | 138 | (3) STEEL | 11.42 | 0 | 0 | 2000 AAC | 0 | 0 | 0 | 0 | 0 | 0 | 0 | 0 | 0 | 0 | 0 | 0 | 0 | 0 | 0 | 0 | 0 | 0 | 0 | 0 | 0 | 0 | 0 | 12 | 0
NO |  | 68 | 2016 | 12 | 20 | 20 |  | [85A] WALKER | QUANUM | 138 | 138 | (3) STEEL | 0.08 | 0 | 0 | 2000 AAC | 0 | 0 | 0 | 0 | 0 | 0 | 0 | 0 | 0 | 0 | 0 | 0 | 0 | 0 | 0 | 0 | 0 | 0 | 0 | 0 | 0 | 0 | 0 | 12 | 0
NO |  | 68 | 2016 | 12 | 21 | 21 |  | [85B] AIRPRO | SHELL_ | 138 | 138 | (3) STEEL | 4.57 | 0 | 0 | 2-795 AAC | 0 | 0 | 0 | 0 | 0 | 0 | 0 | 0 | 0 | 0 | 0 | 0 | 0 | 0 | 0 | 0 | 0 | 0 | 0 | 0 | 0 | 0 | 0 | 12 | 0
NO |  | 68 | 2016 | 12 | 22 | 22 |  | [85C] SHELL_ | SOUTH CHANNEL | 138 | 138 | (2) WOOD | 2.6 | 0 | 0 | 2-795 AAC | 0 | 0 | 0 | 0 | 0 | 0 | 0 | 0 | 0 | 0 | 0 | 0 | 0 | 0 | 0 | 0 | 0 | 0 | 0 | 0 | 0 | 0 | 0 | 12 | 0
NO |  | 68 | 2016 | 12 | 23 | 23 |  | [85C] SOUTH CHANNEL | TAP | 138 | 138 | (3) STEEL | 0.03 | 0 | 0 | 795 AAC | 0 | 0 | 0 | 0 | 0 | 0 | 0 | 0 | 0 | 0 | 0 | 0 | 0 | 0 | 0 | 0 | 0 | 0 | 0 | 0 | 0 | 0 | 0 | 12 | 0
NO |  | 68 | 2016 | 12 | 24 | 24 |  | [85D] QUANUM | AIRPRO | 138 | 138 | (3) STEEL | 0 | 2.4 | 0 | 2000 AAC | 0 | 0 | 0 | 0 | 0 | 0 | 0 | 0 | 0 | 0 | 0 | 0 | 0 | 0 | 0 | 0 | 0 | 0 | 0 | 0 | 0 | 0 | 0 | 12 | 0
NO |  | 68 | 2016 | 12 | 25 | 25 |  | [86A] CEDAR BAYOU PLANT | CHEVRON | 138 | 138 | (3) STEEL | 1.68 | 6.72 | 0 | 2-795 AAC | 0 | 0 | 0 | 0 | 0 | 0 | 0 | 0 | 0 | 0 | 0 | 0 | 0 | 0 | 0 | 0 | 0 | 0 | 0 | 0 | 0 | 0 | 0 | 12 | 0
NO |  | 68 | 2016 | 12 | 26 | 26 |  | [86B] CHEVRON | EAGLE_ | 138 | 138 | (3) STEEL | 0.08 | 2.65 | 0 | 2-795 ACSR | 0 | 0 | 0 | 0 | 0 | 0 | 0 | 0 | 0 | 0 | 0 | 0 | 0 | 0 | 0 | 0 | 0 | 0 | 0 | 0 | 0 | 0 | 0 | 12 | 0
NO |  | 68 | 2016 | 12 | 27 | 27 |  | [86C] LNGSTN | MONT BELVIEU | 138 | 138 | (3) STEEL | 1.09 | 0 | 0 | 2-795AAC | 0 | 0 | 0 | 0 | 0 | 0 | 0 | 0 | 0 | 0 | 0 | 0 | 0 | 0 | 0 | 0 | 0 | 0 | 0 | 0 | 0 | 0 | 0 | 12 | 0
NO |  | 68 | 2016 | 12 | 28 | 28 |  | [86D] CROSBY | CONNOR | 138 | 138 | (3) STEEL | 9.62 | 0 | 0 | 2-959ACSS | 0 | 0 | 0 | 0 | 0 | 0 | 0 | 0 | 0 | 0 | 0 | 0 | 0 | 0 | 0 | 0 | 0 | 0 | 0 | 0 | 0 | 0 | 0 | 12 | 0
NO |  | 68 | 2016 | 12 | 29 | 29 |  | [86E] ALDINE | HARDY | 138 | 138 | (3) STEEL | 6.29 | 0 | 0 | 2000 AAC | 0 | 0 | 0 | 0 | 0 | 0 | 0 | 0 | 0 | 0 | 0 | 0 | 0 | 0 | 0 | 0 | 0 | 0 | 0 | 0 | 0 | 0 | 0 | 12 | 0
NO |  | 68 | 2016 | 12 | 30 | 30 |  | [86E] CROSBY | NEWPORT | 138 | 138 | (3) STEEL | 8.79 | 0 | 0 | 795 AAC | 0 | 0 | 0 | 0 | 0 | 0 | 0 | 0 | 0 | 0 | 0 | 0 | 0 | 0 | 0 | 0 | 0 | 0 | 0 | 0 | 0 | 0 | 0 | 12 | 0
NO |  | 68 | 2016 | 12 | 31 | 31 |  | [86E] GREENS ROAD | TAP | 138 | 138 | (3) STEEL | 0.79 | 0 | 0 | 795 AAC | 0 | 0 | 0 | 0 | 0 | 0 | 0 | 0 | 0 | 0 | 0 | 0 | 0 | 0 | 0 | 0 | 0 | 0 | 0 | 0 | 0 | 0 | 0 | 12 | 0
NO |  | 68 | 2016 | 12 | 32 | 32 |  | [86E] LOCKWOOD | TAP | 138 | 138 | (1) CONC | 0.07 | 0 | 0 | 795 AAC | 0 | 0 | 0 | 0 | 0 | 0 | 0 | 0 | 0 | 0 | 0 | 0 | 0 | 0 | 0 | 0 | 0 | 0 | 0 | 0 | 0 | 0 | 0 | 12 | 0
NO |  | 68 | 2016 | 12 | 33 | 33 |  | [86E] NEWPORT | ALDINE | 138 | 138 | (3) STEEL | 20.72 | 0 | 0 | 795 ACSR | 0 | 0 | 0 | 0 | 0 | 0 | 0 | 0 | 0 | 0 | 0 | 0 | 0 | 0 | 0 | 0 | 0 | 0 | 0 | 0 | 0 | 0 | 0 | 12 | 0
NO |  | 68 | 2016 | 12 | 34 | 34 |  | [86E] RITTENHOUSE | TAP | 138 | 138 | (1) WOOD | 1.02 | 0 | 0 | 2-927 ACAR | 0 | 0 | 0 | 0 | 0 | 0 | 0 | 0 | 0 | 0 | 0 | 0 | 0 | 0 | 0 | 0 | 0 | 0 | 0 | 0 | 0 | 0 | 0 | 12 | 0
NO |  | 68 | 2016 | 12 | 35 | 35 |  | [86E] SCENIC WOODS | TAP | 138 | 138 | (3) STEEL | 3.84 | 0 | 0 | 1-795 AAC | 0 | 0 | 0 | 0 | 0 | 0 | 0 | 0 | 0 | 0 | 0 | 0 | 0 | 0 | 0 | 0 | 0 | 0 | 0 | 0 | 0 | 0 | 0 | 12 | 0
NO |  | 68 | 2016 | 13 | 1 | 1 |  | [86G] EAGLE_ | MONT BELVIEU | 138 | 138 | (3) STEEL | 0.27 | 0 | 0 | 2-927 ACAR | 0 | 0 | 0 | 0 | 0 | 0 | 0 | 0 | 0 | 0 | 0 | 0 | 0 | 0 | 0 | 0 | 0 | 0 | 0 | 0 | 0 | 0 | 0 | 12 | 0
NO |  | 68 | 2016 | 13 | 2 | 2 |  | [86I] CITIES | JORDAN | 138 | 138 | (3) STEEL | 0.67 | 0 | 0 | 2-795 ACAR | 0 | 0 | 0 | 0 | 0 | 0 | 0 | 0 | 0 | 0 | 0 | 0 | 0 | 0 | 0 | 0 | 0 | 0 | 0 | 0 | 0 | 0 | 0 | 12 | 0
NO |  | 68 | 2016 | 13 | 3 | 3 |  | [86I] JORDAN | TAP | 138 | 138 | (3) STEEL | 0.03 | 0 | 0 | 795AAC | 0 | 0 | 0 | 0 | 0 | 0 | 0 | 0 | 0 | 0 | 0 | 0 | 0 | 0 | 0 | 0 | 0 | 0 | 0 | 0 | 0 | 0 | 0 | 12 | 0
NO |  | 68 | 2016 | 13 | 4 | 4 |  | [86I] WINFRE | CITIES | 138 | 138 | (3) STEEL | 0.45 | 0 | 0 | 2-927ACAR | 0 | 0 | 0 | 0 | 0 | 0 | 0 | 0 | 0 | 0 | 0 | 0 | 0 | 0 | 0 | 0 | 0 | 0 | 0 | 0 | 0 | 0 | 0 | 12 | 0
NO |  | 68 | 2016 | 13 | 5 | 5 |  | [86J] BENDER | JORDAN | 138 | 138 | (3) STEEL | 1.05 | 0 | 0 | 2-959ACSS | 0 | 0 | 0 | 0 | 0 | 0 | 0 | 0 | 0 | 0 | 0 | 0 | 0 | 0 | 0 | 0 | 0 | 0 | 0 | 0 | 0 | 0 | 0 | 12 | 0
NO |  | 68 | 2016 | 13 | 6 | 6 |  | [86J] CONNOR | BENDER | 138 | 138 | (3) STEEL | 0.48 | 0.84 | 0 | 2-959ACSS | 0 | 0 | 0 | 0 | 0 | 0 | 0 | 0 | 0 | 0 | 0 | 0 | 0 | 0 | 0 | 0 | 0 | 0 | 0 | 0 | 0 | 0 | 0 | 12 | 0
NO |  | 68 | 2016 | 13 | 7 | 7 |  | [86K] LNGSTN | BRINE_ | 138 | 138 | (3) STEEL | 0.52 | 2.22 | 0 | 2-927ACAR | 0 | 0 | 0 | 0 | 0 | 0 | 0 | 0 | 0 | 0 | 0 | 0 | 0 | 0 | 0 | 0 | 0 | 0 | 0 | 0 | 0 | 0 | 0 | 12 | 0
NO |  | 68 | 2016 | 13 | 8 | 8 |  | [86K] WINFRE | BRINE_ | 138 | 138 | (3) STEEL | 0.64 | 0 | 0 | 2-927ACAR | 0 | 0 | 0 | 0 | 0 | 0 | 0 | 0 | 0 | 0 | 0 | 0 | 0 | 0 | 0 | 0 | 0 | 0 | 0 | 0 | 0 | 0 | 0 | 12 | 0
NO |  | 68 | 2016 | 13 | 9 | 9 |  | [87A] STRANG_ | CEDAR BAYOU PLANT | 138 | 138 | (3) STEEL | 9.49 | 0 | 0 | 2-795 ACSR | 0 | 0 | 0 | 0 | 0 | 0 | 0 | 0 | 0 | 0 | 0 | 0 | 0 | 0 | 0 | 0 | 0 | 0 | 0 | 0 | 0 | 0 | 0 | 12 | 0
NO |  | 68 | 2016 | 13 | 10 | 10 |  | [87B] CHORIN | STRANG_ | 138 | 138 | (3) STEEL | 0.28 | 0 | 0 | 2-795 ACSR | 0 | 0 | 0 | 0 | 0 | 0 | 0 | 0 | 0 | 0 | 0 | 0 | 0 | 0 | 0 | 0 | 0 | 0 | 0 | 0 | 0 | 0 | 0 | 12 | 0
NO |  | 68 | 2016 | 13 | 11 | 11 |  | [87C] ARITEK | CHORIN | 138 | 138 | (3) STEEL | 2.95 | 0 | 0 | 2-795 ACSR | 0 | 0 | 0 | 0 | 0 | 0 | 0 | 0 | 0 | 0 | 0 | 0 | 0 | 0 | 0 | 0 | 0 | 0 | 0 | 0 | 0 | 0 | 0 | 12 | 0
NO |  | 68 | 2016 | 13 | 12 | 12 |  | [87D] ALEXANDER ISLAND | TAP | 138 | 138 | (1) CONC | 0.06 | 0 | 0 | 1-795 AAC | 0 | 0 | 0 | 0 | 0 | 0 | 0 | 0 | 0 | 0 | 0 | 0 | 0 | 0 | 0 | 0 | 0 | 0 | 0 | 0 | 0 | 0 | 0 | 12 | 0
NO |  | 68 | 2016 | 13 | 13 | 13 |  | [87D] S.R. BERTRON PLANT | ARITEK | 138 | 138 | (3) STEEL | 1.94 | 0 | 0 | 2-927 ACAR | 0 | 0 | 0 | 0 | 0 | 0 | 0 | 0 | 0 | 0 | 0 | 0 | 0 | 0 | 0 | 0 | 0 | 0 | 0 | 0 | 0 | 0 | 0 | 12 | 0
NO |  | 68 | 2016 | 13 | 14 | 14 |  | [87E] CEDAR BAYOU | TAP | 138 | 138 | (3) STEEL | 0.06 | 0 | 0 | 2-795 AAC | 0 | 0 | 0 | 0 | 0 | 0 | 0 | 0 | 0 | 0 | 0 | 0 | 0 | 0 | 0 | 0 | 0 | 0 | 0 | 0 | 0 | 0 | 0 | 12 | 0
NO |  | 68 | 2016 | 13 | 15 | 15 |  | [87E] TEXAS | CEDAR BAYOU PLANT | 138 | 138 | (3) STEEL | 6.71 | 0 | 0 | 2-959ACSS | 0 | 0 | 0 | 0 | 0 | 0 | 0 | 0 | 0 | 0 | 0 | 0 | 0 | 0 | 0 | 0 | 0 | 0 | 0 | 0 | 0 | 0 | 0 | 12 | 0
NO |  | 68 | 2016 | 13 | 16 | 16 |  | [87F] TEXAS | BAYTOWN | 138 | 138 | (3) STEEL | 3.4 | 0.38 | 0 | 2-959ACSS | 0 | 0 | 0 | 0 | 0 | 0 | 0 | 0 | 0 | 0 | 0 | 0 | 0 | 0 | 0 | 0 | 0 | 0 | 0 | 0 | 0 | 0 | 0 | 12 | 0
NO |  | 68 | 2016 | 13 | 17 | 17 |  | [88A] BAYTOWN | CEDAR BAYOU PLANT | 138 | 138 | (3) STEEL | 8.13 | 0 | 0 | 2-795 ACSR | 0 | 0 | 0 | 0 | 0 | 0 | 0 | 0 | 0 | 0 | 0 | 0 | 0 | 0 | 0 | 0 | 0 | 0 | 0 | 0 | 0 | 0 | 0 | 12 | 0
NO |  | 68 | 2016 | 13 | 18 | 18 |  | [88B] BARNES | MILLER | 138 | 138 | (3) STEEL | 0.43 | 0 | 0 | 2000 AAC | 0 | 0 | 0 | 0 | 0 | 0 | 0 | 0 | 0 | 0 | 0 | 0 | 0 | 0 | 0 | 0 | 0 | 0 | 0 | 0 | 0 | 0 | 0 | 12 | 0
NO |  | 68 | 2016 | 13 | 19 | 19 |  | [88B] ROHMAS | BARNES | 138 | 138 | (3) STEEL | 3.13 | 0 | 0 | 2000 AAC | 0 | 0 | 0 | 0 | 0 | 0 | 0 | 0 | 0 | 0 | 0 | 0 | 0 | 0 | 0 | 0 | 0 | 0 | 0 | 0 | 0 | 0 | 0 | 12 | 0
NO |  | 68 | 2016 | 13 | 20 | 20 |  | [88C] ROHMAS | PAIR_ | 138 | 138 | (3) STEEL | 0.37 | 0 | 0 | 2000 AAC | 0 | 0 | 0 | 0 | 0 | 0 | 0 | 0 | 0 | 0 | 0 | 0 | 0 | 0 | 0 | 0 | 0 | 0 | 0 | 0 | 0 | 0 | 0 | 12 | 0
NO |  | 68 | 2016 | 13 | 21 | 21 |  | [88D] ESBELT | SOUTH CHANNEL | 138 | 138 | (3) STEEL | 1.08 | 0 | 0 | 2000 AAC | 0 | 0 | 0 | 0 | 0 | 0 | 0 | 0 | 0 | 0 | 0 | 0 | 0 | 0 | 0 | 0 | 0 | 0 | 0 | 0 | 0 | 0 | 0 | 12 | 0
NO |  | 68 | 2016 | 13 | 22 | 22 |  | [88D] PAIR_ | ESBELT | 138 | 138 | (3) STEEL | 3.11 | 0 | 0 | 2000 AAC | 0 | 0 | 0 | 0 | 0 | 0 | 0 | 0 | 0 | 0 | 0 | 0 | 0 | 0 | 0 | 0 | 0 | 0 | 0 | 0 | 0 | 0 | 0 | 12 | 0
NO |  | 68 | 2016 | 13 | 23 | 23 |  | [88E] S.R. BERTRON PLANT | MILLER SUB | 138 | 138 | (3) STEEL | 0.68 | 0 | 0 | 2000 AAC | 0 | 0 | 0 | 0 | 0 | 0 | 0 | 0 | 0 | 0 | 0 | 0 | 0 | 0 | 0 | 0 | 0 | 0 | 0 | 0 | 0 | 0 | 0 | 12 | 0
NO |  | 68 | 2016 | 13 | 24 | 24 |  | [90A] H.O. CLARK PLANT | GARROTT | 138 | 138 | (3) STEEL | 9.52 | 0 | 0 | 2-795 AAC | 0 | 0 | 0 | 0 | 0 | 0 | 0 | 0 | 0 | 0 | 0 | 0 | 0 | 0 | 0 | 0 | 0 | 0 | 0 | 0 | 0 | 0 | 0 | 12 | 0
NO |  | 68 | 2016 | 13 | 25 | 25 |  | [90A] KIRBY | TAP | 138 | 138 | (1) CONC | 0.06 | 0 | 0 | 2000AAC | 0 | 0 | 0 | 0 | 0 | 0 | 0 | 0 | 0 | 0 | 0 | 0 | 0 | 0 | 0 | 0 | 0 | 0 | 0 | 0 | 0 | 0 | 0 | 12 | 0
NO |  | 68 | 2016 | 13 | 26 | 26 |  | [90A] KIRBY | TAP | 138 | 138 | (1) CONC | 0.11 | 0 | 0 | 2000AAC | 0 | 0 | 0 | 0 | 0 | 0 | 0 | 0 | 0 | 0 | 0 | 0 | 0 | 0 | 0 | 0 | 0 | 0 | 0 | 0 | 0 | 0 | 0 | 12 | 0
NO |  | 68 | 2016 | 13 | 27 | 27 |  | [90B] POLK | MIDTOWN | 138 | 138 | (4) UNDER | 0.99 | 0 | 0 | 3000CU | 0 | 0 | 0 | 0 | 0 | 0 | 0 | 0 | 0 | 0 | 0 | 0 | 0 | 0 | 0 | 0 | 0 | 0 | 0 | 0 | 0 | 0 | 0 | 12 | 0
NO |  | 68 | 2016 | 13 | 28 | 28 |  | [90C] GREENS ROAD | TAP | 138 | 138 | (3) STEEL | 0 | 0.8 | 0 | 795 ACSR | 0 | 0 | 0 | 0 | 0 | 0 | 0 | 0 | 0 | 0 | 0 | 0 | 0 | 0 | 0 | 0 | 0 | 0 | 0 | 0 | 0 | 0 | 0 | 12 | 0
NO |  | 68 | 2016 | 13 | 29 | 29 |  | [90C] LAUDER | TAP | 138 | 138 | (1) WOOD | 2.34 | 0 | 0 | 795 AAC | 0 | 0 | 0 | 0 | 0 | 0 | 0 | 0 | 0 | 0 | 0 | 0 | 0 | 0 | 0 | 0 | 0 | 0 | 0 | 0 | 0 | 0 | 0 | 12 | 0
NO |  | 68 | 2016 | 13 | 30 | 30 |  | [90C] LOCKWOOD | TAP | 138 | 138 | (1) CONC | 0.08 | 0 | 0 | 795 AAC | 0 | 0 | 0 | 0 | 0 | 0 | 0 | 0 | 0 | 0 | 0 | 0 | 0 | 0 | 0 | 0 | 0 | 0 | 0 | 0 | 0 | 0 | 0 | 12 | 0
NO |  | 68 | 2016 | 13 | 31 | 31 |  | [90C] NORTH BELT | SCENIC WOODS | 138 | 138 | (3) STEEL | 9.02 | 0 | 0 | 2500 CU | 0 | 0 | 0 | 0 | 0 | 0 | 0 | 0 | 0 | 0 | 0 | 0 | 0 | 0 | 0 | 0 | 0 | 0 | 0 | 0 | 0 | 0 | 0 | 12 | 0
NO |  | 68 | 2016 | 13 | 32 | 32 |  | [90D] GARROTT | MIDTOWN | 138 | 138 | (4) UNDER | 1.4 | 0 | 0 | 3000CU | 0 | 0 | 0 | 0 | 0 | 0 | 0 | 0 | 0 | 0 | 0 | 0 | 0 | 0 | 0 | 0 | 0 | 0 | 0 | 0 | 0 | 0 | 0 | 12 | 0
NO |  | 68 | 2016 | 13 | 33 | 33 |  | [91A] COUGAR | P.H. ROBINSON PLANT | 138 | 138 | (3) STEEL | 14 | 19.38 | 0 | 2-795 AAC | 0 | 0 | 0 | 0 | 0 | 0 | 0 | 0 | 0 | 0 | 0 | 0 | 0 | 0 | 0 | 0 | 0 | 0 | 0 | 0 | 0 | 0 | 0 | 12 | 0
NO |  | 68 | 2016 | 13 | 34 | 34 |  | [91A] EL DORADO | TAP | 138 | 138 | (3) STEEL | 0 | 0.72 | 0 | 927ACAR | 0 | 0 | 0 | 0 | 0 | 0 | 0 | 0 | 0 | 0 | 0 | 0 | 0 | 0 | 0 | 0 | 0 | 0 | 0 | 0 | 0 | 0 | 0 | 12 | 0
NO |  | 68 | 2016 | 13 | 35 | 35 |  | [91A] ELLINGTON | TAP | 138 | 138 | (1) CONC | 0.11 | 0 | 0 | 795AAC | 0 | 0 | 0 | 0 | 0 | 0 | 0 | 0 | 0 | 0 | 0 | 0 | 0 | 0 | 0 | 0 | 0 | 0 | 0 | 0 | 0 | 0 | 0 | 12 | 0
NO |  | 68 | 2016 | 14 | 1 | 1 |  | [91A] GULFGATE | TAP | 138 | 138 | (1) WOOD | 1.91 | 0 | 0 | 2-927 ACAR | 0 | 0 | 0 | 0 | 0 | 0 | 0 | 0 | 0 | 0 | 0 | 0 | 0 | 0 | 0 | 0 | 0 | 0 | 0 | 0 | 0 | 0 | 0 | 12 | 0
NO |  | 68 | 2016 | 14 | 2 | 2 |  | [91A] PEARLAND | TAP | 138 | 138 | (3) STEEL | 0 | 2.76 | 0 | 795 AAC | 0 | 0 | 0 | 0 | 0 | 0 | 0 | 0 | 0 | 0 | 0 | 0 | 0 | 0 | 0 | 0 | 0 | 0 | 0 | 0 | 0 | 0 | 0 | 12 | 0
NO |  | 68 | 2016 | 14 | 3 | 3 |  | [91A] SOUTH HOUSTON | TAP | 138 | 138 | (1) CONC | 4.12 | 0 | 0 | 795 AAC | 0 | 0 | 0 | 0 | 0 | 0 | 0 | 0 | 0 | 0 | 0 | 0 | 0 | 0 | 0 | 0 | 0 | 0 | 0 | 0 | 0 | 0 | 0 | 12 | 0
NO |  | 68 | 2016 | 14 | 4 | 4 |  | [91A] SPENCER | TAP | 138 | 138 | (3) STEEL | 4.03 | 0 | 0 | 795 AAC | 0 | 0 | 0 | 0 | 0 | 0 | 0 | 0 | 0 | 0 | 0 | 0 | 0 | 0 | 0 | 0 | 0 | 0 | 0 | 0 | 0 | 0 | 0 | 12 | 0
NO |  | 68 | 2016 | 14 | 5 | 5 |  | [91A] TELEPHONE | TAP | 138 | 138 | (3) STEEL | 0.02 | 0 | 0 | 795 AAC | 0 | 0 | 0 | 0 | 0 | 0 | 0 | 0 | 0 | 0 | 0 | 0 | 0 | 0 | 0 | 0 | 0 | 0 | 0 | 0 | 0 | 0 | 0 | 12 | 0
NO |  | 68 | 2016 | 14 | 6 | 6 |  | [91B] EASTSIDE | UNIVERSITY | 138 | 138 | (3) STEEL | 2.82 | 0 | 0 | 2000 AAC | 0 | 0 | 0 | 0 | 0 | 0 | 0 | 0 | 0 | 0 | 0 | 0 | 0 | 0 | 0 | 0 | 0 | 0 | 0 | 0 | 0 | 0 | 0 | 12 | 0
NO |  | 68 | 2016 | 14 | 7 | 7 |  | [91C] EASTSIDE | POLK | 138 | 138 | (4) UNDER | 0 | 0.71 | 0 | 2500 CU | 0 | 0 | 0 | 0 | 0 | 0 | 0 | 0 | 0 | 0 | 0 | 0 | 0 | 0 | 0 | 0 | 0 | 0 | 0 | 0 | 0 | 0 | 0 | 12 | 0
NO |  | 68 | 2016 | 14 | 8 | 8 |  | [91E] DOWNTOWN | CROCKETT | 138 | 138 | (1) WOOD | 1.77 | 0 | 0 | 2000 AAC | 0 | 0 | 0 | 0 | 0 | 0 | 0 | 0 | 0 | 0 | 0 | 0 | 0 | 0 | 0 | 0 | 0 | 0 | 0 | 0 | 0 | 0 | 0 | 12 | 0
NO |  | 68 | 2016 | 14 | 9 | 9 |  | [91F] CROCKETT | HARDY | 138 | 138 | (1) WOOD | 4.82 | 0 | 0 | 2000 AAC | 0 | 0 | 0 | 0 | 0 | 0 | 0 | 0 | 0 | 0 | 0 | 0 | 0 | 0 | 0 | 0 | 0 | 0 | 0 | 0 | 0 | 0 | 0 | 12 | 0
NO |  | 68 | 2016 | 14 | 10 | 10 |  | [91F] NORTHSIDE | TAP | 138 | 138 | (1) STEEL | 0.03 | 0 | 0 | 2000 AAC | 0 | 0 | 0 | 0 | 0 | 0 | 0 | 0 | 0 | 0 | 0 | 0 | 0 | 0 | 0 | 0 | 0 | 0 | 0 | 0 | 0 | 0 | 0 | 12 | 0
NO |  | 68 | 2016 | 14 | 11 | 11 |  | [91G] DOWNTOWN | POLK | 138 | 138 | (4) UNDER | 0 | 0.99 | 0 | 2000 AAC | 0 | 0 | 0 | 0 | 0 | 0 | 0 | 0 | 0 | 0 | 0 | 0 | 0 | 0 | 0 | 0 | 0 | 0 | 0 | 0 | 0 | 0 | 0 | 12 | 0
NO |  | 68 | 2016 | 14 | 12 | 12 |  | [91H] COUGAR | UNIVERSITY | 138 | 138 | (1) CONC | 0.1 | 0 | 0 | 2000 AAC | 0 | 0 | 0 | 0 | 0 | 0 | 0 | 0 | 0 | 0 | 0 | 0 | 0 | 0 | 0 | 0 | 0 | 0 | 0 | 0 | 0 | 0 | 0 | 12 | 0
NO |  | 68 | 2016 | 14 | 13 | 13 |  | [92A] EL DORADO | TAP | 138 | 138 | (3) STEEL | 0.69 | 0 | 0 | 795 AAC | 0 | 0 | 0 | 0 | 0 | 0 | 0 | 0 | 0 | 0 | 0 | 0 | 0 | 0 | 0 | 0 | 0 | 0 | 0 | 0 | 0 | 0 | 0 | 12 | 0
NO |  | 68 | 2016 | 14 | 14 | 14 |  | [92A] KEMAH | TAP | 138 | 138 | (3) STEEL | 0.04 | 0 | 0 | 2-397 ACSR | 0 | 0 | 0 | 0 | 0 | 0 | 0 | 0 | 0 | 0 | 0 | 0 | 0 | 0 | 0 | 0 | 0 | 0 | 0 | 0 | 0 | 0 | 0 | 12 | 0
NO |  | 68 | 2016 | 14 | 15 | 15 |  | [92A] SCRDLE | P.H. ROBINSON PLANT | 138 | 138 | (3) STEEL | 12.07 | 7.56 | 0 | 2-795AAC | 0 | 0 | 0 | 0 | 0 | 0 | 0 | 0 | 0 | 0 | 0 | 0 | 0 | 0 | 0 | 0 | 0 | 0 | 0 | 0 | 0 | 0 | 0 | 12 | 0
NO |  | 68 | 2016 | 14 | 16 | 16 |  | [92A] WEBSTER | TAP | 138 | 138 | (1) WOOD | 0.06 | 0 | 0 | 795 AAC | 0 | 0 | 0 | 0 | 0 | 0 | 0 | 0 | 0 | 0 | 0 | 0 | 0 | 0 | 0 | 0 | 0 | 0 | 0 | 0 | 0 | 0 | 0 | 12 | 0
NO |  | 68 | 2016 | 14 | 17 | 17 |  | [92B] GARDEN VILLAS | SCRDLE | 138 | 138 | (3) STEEL | 0 | 14.02 | 0 | 2-795AAC | 0 | 0 | 0 | 0 | 0 | 0 | 0 | 0 | 0 | 0 | 0 | 0 | 0 | 0 | 0 | 0 | 0 | 0 | 0 | 0 | 0 | 0 | 0 | 12 | 0
NO |  | 68 | 2016 | 14 | 18 | 18 |  | [92B] HALL | TAP | 138 | 138 | (3) STEEL | 0 | 1.03 | 0 | 795 AAC | 0 | 0 | 0 | 0 | 0 | 0 | 0 | 0 | 0 | 0 | 0 | 0 | 0 | 0 | 0 | 0 | 0 | 0 | 0 | 0 | 0 | 0 | 0 | 12 | 0
NO |  | 68 | 2016 | 14 | 19 | 19 |  | [92B] MARY'S CREEK | TAP | 138 | 138 | (3) STEEL | 3.51 | 0 | 0 | 795 ACSR | 0 | 0 | 0 | 0 | 0 | 0 | 0 | 0 | 0 | 0 | 0 | 0 | 0 | 0 | 0 | 0 | 0 | 0 | 0 | 0 | 0 | 0 | 0 | 12 | 0
NO |  | 68 | 2016 | 14 | 20 | 20 |  | [92B] SOUTH HOUSTON | TAP | 138 | 138 | (3) STEEL | 2.83 | 0 | 0 | 795 AAC | 0 | 0 | 0 | 0 | 0 | 0 | 0 | 0 | 0 | 0 | 0 | 0 | 0 | 0 | 0 | 0 | 0 | 0 | 0 | 0 | 0 | 0 | 0 | 12 | 0
NO |  | 68 | 2016 | 14 | 21 | 21 |  | [93A] P.H. ROBINSON PLANT | WEBSTER PLANT | 138 | 138 | (3) STEEL | 0.75 | 11.31 | 0 | 2-959 ACSS | 0 | 0 | 0 | 0 | 0 | 0 | 0 | 0 | 0 | 0 | 0 | 0 | 0 | 0 | 0 | 0 | 0 | 0 | 0 | 0 | 0 | 0 | 0 | 12 | 0
NO |  | 68 | 2016 | 14 | 22 | 22 |  | [93A] WEBSTER | TAP | 138 | 138 | (1) WOOD | 0.07 | 0 | 0 | 795 AAC | 0 | 0 | 0 | 0 | 0 | 0 | 0 | 0 | 0 | 0 | 0 | 0 | 0 | 0 | 0 | 0 | 0 | 0 | 0 | 0 | 0 | 0 | 0 | 12 | 0
NO |  | 68 | 2016 | 14 | 23 | 23 |  | [93B] ALTA LOMA | HITCHCOCK | 138 | 138 | (2) WOOD | 6.4 | 0 | 0 | 2-795 AAC | 0 | 0 | 0 | 0 | 0 | 0 | 0 | 0 | 0 | 0 | 0 | 0 | 0 | 0 | 0 | 0 | 0 | 0 | 0 | 0 | 0 | 0 | 0 | 12 | 0
NO |  | 68 | 2016 | 14 | 24 | 24 |  | [93B] LA MARQUE | HITCHCOCK | 138 | 138 | (3) STEEL | 4.95 | 0 | 0 | 2-795 AAC | 0 | 0 | 0 | 0 | 0 | 0 | 0 | 0 | 0 | 0 | 0 | 0 | 0 | 0 | 0 | 0 | 0 | 0 | 0 | 0 | 0 | 0 | 0 | 12 | 0
NO |  | 68 | 2016 | 14 | 25 | 25 |  | [93B] P.H. ROBINSON PLANT | ALTA LOMA | 138 | 138 | (3) STEEL | 22.3 | 0 | 0 | 2-795 AAC | 0 | 0 | 0 | 0 | 0 | 0 | 0 | 0 | 0 | 0 | 0 | 0 | 0 | 0 | 0 | 0 | 0 | 0 | 0 | 0 | 0 | 0 | 0 | 12 | 0
NO |  | 68 | 2016 | 14 | 26 | 26 |  | [93C] LA MARQUE | WEST GALVESTON | 138 | 138 | (3) STEEL | 0 | 10.76 | 0 | 2-795 AAC | 0 | 0 | 0 | 0 | 0 | 0 | 0 | 0 | 0 | 0 | 0 | 0 | 0 | 0 | 0 | 0 | 0 | 0 | 0 | 0 | 0 | 0 | 0 | 12 | 0
NO |  | 68 | 2016 | 14 | 27 | 27 |  | [94A] GREENS BAYOU PLANT | HUMBLE | 138 | 138 | (3) STEEL | 6.91 | 6.83 | 0 | 2-795 ACSR | 0 | 0 | 0 | 0 | 0 | 0 | 0 | 0 | 0 | 0 | 0 | 0 | 0 | 0 | 0 | 0 | 0 | 0 | 0 | 0 | 0 | 0 | 0 | 12 | 0
NO |  | 68 | 2016 | 14 | 28 | 28 |  | [94A] KING | TAP | 138 | 138 | (1) CONC | 0.26 | 0 | 0 | 795 ACSR | 0 | 0 | 0 | 0 | 0 | 0 | 0 | 0 | 0 | 0 | 0 | 0 | 0 | 0 | 0 | 0 | 0 | 0 | 0 | 0 | 0 | 0 | 0 | 12 | 0
NO |  | 68 | 2016 | 14 | 29 | 29 |  | [94A] PARKWAY | TAP | 138 | 138 | (3) STEEL | 0.02 | 0 | 0 | 2-795 ACSR | 0 | 0 | 0 | 0 | 0 | 0 | 0 | 0 | 0 | 0 | 0 | 0 | 0 | 0 | 0 | 0 | 0 | 0 | 0 | 0 | 0 | 0 | 0 | 12 | 0
NO |  | 68 | 2016 | 14 | 30 | 30 |  | [94C] CHAMON | TAP | 138 | 138 | (3) STEEL | 0.05 | 0 | 0 | 2-795ACSR | 0 | 0 | 0 | 0 | 0 | 0 | 0 | 0 | 0 | 0 | 0 | 0 | 0 | 0 | 0 | 0 | 0 | 0 | 0 | 0 | 0 | 0 | 0 | 12 | 0
NO |  | 68 | 2016 | 14 | 31 | 31 |  | [94C] DEUSEN | PSARCO | 138 | 138 | (3) STEEL | 19.31 | 0.33 | 0 | 2-795 ACSR | 0 | 0 | 0 | 0 | 0 | 0 | 0 | 0 | 0 | 0 | 0 | 0 | 0 | 0 | 0 | 0 | 0 | 0 | 0 | 0 | 0 | 0 | 0 | 12 | 0
NO |  | 68 | 2016 | 14 | 32 | 32 |  | [94C] KING | TAP | 138 | 138 | (1) CONC | 0 | 0.26 | 0 | 795 ACSR | 0 | 0 | 0 | 0 | 0 | 0 | 0 | 0 | 0 | 0 | 0 | 0 | 0 | 0 | 0 | 0 | 0 | 0 | 0 | 0 | 0 | 0 | 0 | 12 | 0
NO |  | 68 | 2016 | 14 | 33 | 33 |  | [94C] METALS | TAP | 138 | 138 | (1) WOOD | 2.05 | 0 | 0 | 795 ACSR | 0 | 0 | 0 | 0 | 0 | 0 | 0 | 0 | 0 | 0 | 0 | 0 | 0 | 0 | 0 | 0 | 0 | 0 | 0 | 0 | 0 | 0 | 0 | 12 | 0
NO |  | 68 | 2016 | 14 | 34 | 34 |  | [94D] CAPTOL | HIMONT | 138 | 138 | (3) STEEL | 0.59 | 0.78 | 0 | 2-795 AAC | 0 | 0 | 0 | 0 | 0 | 0 | 0 | 0 | 0 | 0 | 0 | 0 | 0 | 0 | 0 | 0 | 0 | 0 | 0 | 0 | 0 | 0 | 0 | 12 | 0
NO |  | 68 | 2016 | 14 | 35 | 35 |  | [94E] FAIRMONT | BYPARK | 138 | 138 | (3) STEEL | 0 | 5.38 | 0 | 2-795ACSR | 0 | 0 | 0 | 0 | 0 | 0 | 0 | 0 | 0 | 0 | 0 | 0 | 0 | 0 | 0 | 0 | 0 | 0 | 0 | 0 | 0 | 0 | 0 | 12 | 0
NO |  | 68 | 2016 | 15 | 1 | 1 |  | [94E] LUZBAY | BYPARK | 138 | 138 | (3) STEEL | 0.85 | 0 | 0 | 2-795AAC | 0 | 0 | 0 | 0 | 0 | 0 | 0 | 0 | 0 | 0 | 0 | 0 | 0 | 0 | 0 | 0 | 0 | 0 | 0 | 0 | 0 | 0 | 0 | 12 | 0
NO |  | 68 | 2016 | 15 | 2 | 2 |  | [94E] LUZBAY | HIMONT | 138 | 138 | (3) STEEL | 0.66 | 0 | 0 | 2-927 ACAR | 0 | 0 | 0 | 0 | 0 | 0 | 0 | 0 | 0 | 0 | 0 | 0 | 0 | 0 | 0 | 0 | 0 | 0 | 0 | 0 | 0 | 0 | 0 | 12 | 0
NO |  | 68 | 2016 | 15 | 3 | 3 |  | [94G] BAYWAY | CAPTOL | 138 | 138 | (3) STEEL | 0 | 2.23 | 0 | 2-795 AAC | 0 | 0 | 0 | 0 | 0 | 0 | 0 | 0 | 0 | 0 | 0 | 0 | 0 | 0 | 0 | 0 | 0 | 0 | 0 | 0 | 0 | 0 | 0 | 12 | 0
NO |  | 68 | 2016 | 15 | 4 | 4 |  | [94H] HUMBLE | DEUSEN | 138 | 138 | (3) STEEL | 6.54 | 0 | 0 | 2-795 ACSR | 0 | 0 | 0 | 0 | 0 | 0 | 0 | 0 | 0 | 0 | 0 | 0 | 0 | 0 | 0 | 0 | 0 | 0 | 0 | 0 | 0 | 0 | 0 | 12 | 0
NO |  | 68 | 2016 | 15 | 5 | 5 |  | [94I] CELNEC | BAYWAY | 138 | 138 | (3) STEEL | 1.84 | 0 | 0 | 2-795 AAC | 0 | 0 | 0 | 0 | 0 | 0 | 0 | 0 | 0 | 0 | 0 | 0 | 0 | 0 | 0 | 0 | 0 | 0 | 0 | 0 | 0 | 0 | 0 | 12 | 0
NO |  | 68 | 2016 | 15 | 6 | 6 |  | [94J] CROWN | JEFFERSON | 138 | 138 | (1) CONC | 2.22 | 0 | 0 | 2-959 ACSS | 0 | 0 | 0 | 0 | 0 | 0 | 0 | 0 | 0 | 0 | 0 | 0 | 0 | 0 | 0 | 0 | 0 | 0 | 0 | 0 | 0 | 0 | 0 | 12 | 0
NO |  | 68 | 2016 | 15 | 7 | 7 |  | [94K] CROWN_ | TANKER | 138 | 138 | (3) STEEL | 3.22 | 0 | 0 | 2-959 ACSS | 0 | 0 | 0 | 0 | 0 | 0 | 0 | 0 | 0 | 0 | 0 | 0 | 0 | 0 | 0 | 0 | 0 | 0 | 0 | 0 | 0 | 0 | 0 | 12 | 0
NO |  | 68 | 2016 | 15 | 8 | 8 |  | [94L] DROUET | TAP | 138 | 138 | (1) WOOD | 0.01 | 0 | 0 | 795 AAC | 0 | 0 | 0 | 0 | 0 | 0 | 0 | 0 | 0 | 0 | 0 | 0 | 0 | 0 | 0 | 0 | 0 | 0 | 0 | 0 | 0 | 0 | 0 | 12 | 0
NO |  | 68 | 2016 | 15 | 9 | 9 |  | [94L] GARDEN VILLAS | FAIRMONT | 138 | 138 | (3) STEEL | 21.33 | 0 | 0 | 2-795 AAC | 0 | 0 | 0 | 0 | 0 | 0 | 0 | 0 | 0 | 0 | 0 | 0 | 0 | 0 | 0 | 0 | 0 | 0 | 0 | 0 | 0 | 0 | 0 | 12 | 0
NO |  | 68 | 2016 | 15 | 10 | 10 |  | [94M] GALENA PARK | CITFIL | 138 | 138 | (3) STEEL | 1.59 | 0 | 0 | 2000 AAC | 0 | 0 | 0 | 0 | 0 | 0 | 0 | 0 | 0 | 0 | 0 | 0 | 0 | 0 | 0 | 0 | 0 | 0 | 0 | 0 | 0 | 0 | 0 | 12 | 0
NO |  | 68 | 2016 | 15 | 11 | 11 |  | [94M] NORMANDY | TAP | 138 | 138 | (3) STEEL | 1.96 | 0 | 0 | 795 AAC | 0 | 0 | 0 | 0 | 0 | 0 | 0 | 0 | 0 | 0 | 0 | 0 | 0 | 0 | 0 | 0 | 0 | 0 | 0 | 0 | 0 | 0 | 0 | 12 | 0
NO |  | 68 | 2016 | 15 | 12 | 12 |  | [94N] GALENA PARK | TAP | 138 | 138 | (1) WOOD | 0.12 | 0 | 0 | 2-397 ACSR | 0 | 0 | 0 | 0 | 0 | 0 | 0 | 0 | 0 | 0 | 0 | 0 | 0 | 0 | 0 | 0 | 0 | 0 | 0 | 0 | 0 | 0 | 0 | 12 | 0
NO |  | 68 | 2016 | 15 | 13 | 13 |  | [94N] TANKER | GALENA PARK | 138 | 138 | (3) STEEL | 1.31 | 0 | 0 | 2-959 ACSS | 0 | 0 | 0 | 0 | 0 | 0 | 0 | 0 | 0 | 0 | 0 | 0 | 0 | 0 | 0 | 0 | 0 | 0 | 0 | 0 | 0 | 0 | 0 | 12 | 0
NO |  | 68 | 2016 | 15 | 14 | 14 |  | [95A] GEARS | TAP | 138 | 138 | (3) STEEL | 0 | 1.89 | 0 | 795 AAC | 0 | 0 | 0 | 0 | 0 | 0 | 0 | 0 | 0 | 0 | 0 | 0 | 0 | 0 | 0 | 0 | 0 | 0 | 0 | 0 | 0 | 0 | 0 | 12 | 0
NO |  | 68 | 2016 | 15 | 15 | 15 |  | [95A] HIDDEN VALLEY | TAP | 138 | 138 | (3) STEEL | 2.59 | 0 | 0 | 795 AAC | 0 | 0 | 0 | 0 | 0 | 0 | 0 | 0 | 0 | 0 | 0 | 0 | 0 | 0 | 0 | 0 | 0 | 0 | 0 | 0 | 0 | 0 | 0 | 12 | 0
NO |  | 68 | 2016 | 15 | 16 | 16 |  | [95A] T.H. WHARTON PLANT | TAP | 138 | 138 | (1) WOOD | 0.06 | 0 | 0 | 2000AAC | 0 | 0 | 0 | 0 | 0 | 0 | 0 | 0 | 0 | 0 | 0 | 0 | 0 | 0 | 0 | 0 | 0 | 0 | 0 | 0 | 0 | 0 | 0 | 12 | 0
NO |  | 68 | 2016 | 15 | 17 | 17 |  | [95A] T.H. WHARTON PLANT | NORTH BELT | 138 | 138 | (3) STEEL | 9.77 | 0 | 0 | 2-795 ACSR | 0 | 0 | 0 | 0 | 0 | 0 | 0 | 0 | 0 | 0 | 0 | 0 | 0 | 0 | 0 | 0 | 0 | 0 | 0 | 0 | 0 | 0 | 0 | 12 | 0
NO |  | 68 | 2016 | 15 | 18 | 18 |  | [95B] BERRY | NORTH BELT | 138 | 138 | (3) STEEL | 7.32 | 0 | 0 | 795 AAC | 0 | 0 | 0 | 0 | 0 | 0 | 0 | 0 | 0 | 0 | 0 | 0 | 0 | 0 | 0 | 0 | 0 | 0 | 0 | 0 | 0 | 0 | 0 | 12 | 0
NO |  | 68 | 2016 | 15 | 19 | 19 |  | [95B] HARDY | BERRY | 138 | 138 | (3) STEEL | 1.73 | 0 | 0 | 2000 AAC | 0 | 0 | 0 | 0 | 0 | 0 | 0 | 0 | 0 | 0 | 0 | 0 | 0 | 0 | 0 | 0 | 0 | 0 | 0 | 0 | 0 | 0 | 0 | 12 | 0
NO |  | 68 | 2016 | 15 | 20 | 20 |  | [95B] LAUDER | TAP | 138 | 138 | (1) WOOD | 3.01 | 0 | 0 | 2-795 AAC | 0 | 0 | 0 | 0 | 0 | 0 | 0 | 0 | 0 | 0 | 0 | 0 | 0 | 0 | 0 | 0 | 0 | 0 | 0 | 0 | 0 | 0 | 0 | 12 | 0
NO |  | 68 | 2016 | 15 | 21 | 21 |  | [95B] RITTENHOUSE | TAP | 138 | 138 | (1) WOOD | 1.31 | 0 | 0 | 2000 AAC | 0 | 0 | 0 | 0 | 0 | 0 | 0 | 0 | 0 | 0 | 0 | 0 | 0 | 0 | 0 | 0 | 0 | 0 | 0 | 0 | 0 | 0 | 0 | 12 | 0
NO |  | 68 | 2016 | 15 | 22 | 22 |  | [95C] BERTWOOD | HARDY | 138 | 138 | (1) WOOD | 4.09 | 0 | 0 | 2-795 ACSR | 0 | 0 | 0 | 0 | 0 | 0 | 0 | 0 | 0 | 0 | 0 | 0 | 0 | 0 | 0 | 0 | 0 | 0 | 0 | 0 | 0 | 0 | 0 | 12 | 0
NO |  | 68 | 2016 | 15 | 23 | 23 |  | [95C] GLENWOOD | BERTWOOD | 138 | 138 | (1) WOOD | 3.37 | 0 | 0 | 795 AAC | 0 | 0 | 0 | 0 | 0 | 0 | 0 | 0 | 0 | 0 | 0 | 0 | 0 | 0 | 0 | 0 | 0 | 0 | 0 | 0 | 0 | 0 | 0 | 12 | 0
NO |  | 68 | 2016 | 15 | 24 | 24 |  | [95C] GREENS BAYOU PLANT | GLENWOOD | 138 | 138 | (3) STEEL | 6.93 | 0 | 0 | 2-927 ACAR | 0 | 0 | 0 | 0 | 0 | 0 | 0 | 0 | 0 | 0 | 0 | 0 | 0 | 0 | 0 | 0 | 0 | 0 | 0 | 0 | 0 | 0 | 0 | 12 | 0
NO |  | 68 | 2016 | 15 | 25 | 25 |  | [95C] PARKWAY | TAP | 138 | 138 | (3) STEEL | 0.03 | 0 | 0 | 795 ACSR | 0 | 0 | 0 | 0 | 0 | 0 | 0 | 0 | 0 | 0 | 0 | 0 | 0 | 0 | 0 | 0 | 0 | 0 | 0 | 0 | 0 | 0 | 0 | 12 | 0
NO |  | 68 | 2016 | 15 | 26 | 26 |  | [95F] CLEAR LAKE | TAP | 138 | 138 | (1) STEEL | 0 | 1.75 | 0 | 2-795 AAC | 0 | 0 | 0 | 0 | 0 | 0 | 0 | 0 | 0 | 0 | 0 | 0 | 0 | 0 | 0 | 0 | 0 | 0 | 0 | 0 | 0 | 0 | 0 | 12 | 0
NO |  | 68 | 2016 | 15 | 27 | 27 |  | [95F] FAIRMONT | TAP | 138 | 138 | (3) STEEL | 0.07 | 0 | 0 | 795 AAC | 0 | 0 | 0 | 0 | 0 | 0 | 0 | 0 | 0 | 0 | 0 | 0 | 0 | 0 | 0 | 0 | 0 | 0 | 0 | 0 | 0 | 0 | 0 | 12 | 0
NO |  | 68 | 2016 | 15 | 28 | 28 |  | [95F] GENOA | TAP | 138 | 138 | (1) CONC | 0 | 0.68 | 0 | 2-795 AAC | 0 | 0 | 0 | 0 | 0 | 0 | 0 | 0 | 0 | 0 | 0 | 0 | 0 | 0 | 0 | 0 | 0 | 0 | 0 | 0 | 0 | 0 | 0 | 12 | 0
NO |  | 68 | 2016 | 15 | 29 | 29 |  | [95F] KEMAH | TAP | 138 | 138 | (3) STEEL | 0.03 | 0 | 0 | 2-795 ACSR | 0 | 0 | 0 | 0 | 0 | 0 | 0 | 0 | 0 | 0 | 0 | 0 | 0 | 0 | 0 | 0 | 0 | 0 | 0 | 0 | 0 | 0 | 0 | 12 | 0
NO |  | 68 | 2016 | 15 | 30 | 30 |  | [95F] POLARIS | TAP | 138 | 138 | (2) WOOD | 0.05 | 0 | 0 | 795 AAC | 0 | 0 | 0 | 0 | 0 | 0 | 0 | 0 | 0 | 0 | 0 | 0 | 0 | 0 | 0 | 0 | 0 | 0 | 0 | 0 | 0 | 0 | 0 | 12 | 0
NO |  | 68 | 2016 | 15 | 31 | 31 |  | [95F] SOUTH_ | P.H. ROBINSON PLANT | 138 | 138 | (3) STEEL | 0 | 24.54 | 0 | 795 AAC | 0 | 0 | 0 | 0 | 0 | 0 | 0 | 0 | 0 | 0 | 0 | 0 | 0 | 0 | 0 | 0 | 0 | 0 | 0 | 0 | 0 | 0 | 0 | 12 | 0
NO |  | 68 | 2016 | 15 | 32 | 32 |  | [96A] P.H. ROBINSON PLANT | BAYOU_ | 138 | 138 | (3) STEEL | 11.43 | 0 | 0 | 2-795 AAC | 0 | 0 | 0 | 0 | 0 | 0 | 0 | 0 | 0 | 0 | 0 | 0 | 0 | 0 | 0 | 0 | 0 | 0 | 0 | 0 | 0 | 0 | 0 | 12 | 0
NO |  | 68 | 2016 | 15 | 33 | 33 |  | [96B] BAYOU_ | MCCABE | 138 | 138 | (3) STEEL | 1.54 | 0 | 0 | 2-795 ACSR | 0 | 0 | 0 | 0 | 0 | 0 | 0 | 0 | 0 | 0 | 0 | 0 | 0 | 0 | 0 | 0 | 0 | 0 | 0 | 0 | 0 | 0 | 0 | 12 | 0
NO |  | 68 | 2016 | 15 | 34 | 34 |  | [96B] MCCABE | BIMONT | 138 | 138 | (3) STEEL | 1.76 | 0 | 0 | 2-795 ACSR | 0 | 0 | 0 | 0 | 0 | 0 | 0 | 0 | 0 | 0 | 0 | 0 | 0 | 0 | 0 | 0 | 0 | 0 | 0 | 0 | 0 | 0 | 0 | 12 | 0
NO |  | 68 | 2016 | 15 | 35 | 35 |  | [96C] PHILIP | SOUTH CHANNEL | 138 | 138 | (3) STEEL | 1.35 | 0 | 0 | 2-795 ACSR | 0 | 0 | 0 | 0 | 0 | 0 | 0 | 0 | 0 | 0 | 0 | 0 | 0 | 0 | 0 | 0 | 0 | 0 | 0 | 0 | 0 | 0 | 0 | 12 | 0
NO |  | 68 | 2016 | 16 | 1 | 1 |  | [96D] ALKANE | MORGANS POINT | 138 | 138 | (3) STEEL | 1.99 | 0 | 0 | 2000 AAC | 0 | 0 | 0 | 0 | 0 | 0 | 0 | 0 | 0 | 0 | 0 | 0 | 0 | 0 | 0 | 0 | 0 | 0 | 0 | 0 | 0 | 0 | 0 | 12 | 0
NO |  | 68 | 2016 | 16 | 2 | 2 |  | [96E] CARDIFF | SOUTH_ | 138 | 138 | (3) STEEL | 0 | 1.86 | 0 | 795 ACSR | 0 | 0 | 0 | 0 | 0 | 0 | 0 | 0 | 0 | 0 | 0 | 0 | 0 | 0 | 0 | 0 | 0 | 0 | 0 | 0 | 0 | 0 | 0 | 12 | 0
NO |  | 68 | 2016 | 16 | 3 | 3 |  | [96E] DEER PARK | TAP | 138 | 138 | (1) STEEL | 1.71 | 0 | 0 | 2-795 ACSR | 0 | 0 | 0 | 0 | 0 | 0 | 0 | 0 | 0 | 0 | 0 | 0 | 0 | 0 | 0 | 0 | 0 | 0 | 0 | 0 | 0 | 0 | 0 | 12 | 0
NO |  | 68 | 2016 | 16 | 4 | 4 |  | [96E] MORGANS POINT | SOUTH_ | 138 | 138 | (3) STEEL | 9.76 | 0 | 0 | 2-795ACSR | 0 | 0 | 0 | 0 | 0 | 0 | 0 | 0 | 0 | 0 | 0 | 0 | 0 | 0 | 0 | 0 | 0 | 0 | 0 | 0 | 0 | 0 | 0 | 12 | 0
NO |  | 68 | 2016 | 16 | 5 | 5 |  | [96F] BIMONT | ALKANE | 138 | 138 | (3) STEEL | 2.17 | 3.82 | 0 | 2-795ACSR | 0 | 0 | 0 | 0 | 0 | 0 | 0 | 0 | 0 | 0 | 0 | 0 | 0 | 0 | 0 | 0 | 0 | 0 | 0 | 0 | 0 | 0 | 0 | 12 | 0
NO |  | 68 | 2016 | 16 | 6 | 6 |  | [96F] LA PORTE | TAP | 138 | 138 | (1) WOOD | 0.79 | 0 | 0 | 2000 AAC | 0 | 0 | 0 | 0 | 0 | 0 | 0 | 0 | 0 | 0 | 0 | 0 | 0 | 0 | 0 | 0 | 0 | 0 | 0 | 0 | 0 | 0 | 0 | 12 | 0
NO |  | 68 | 2016 | 16 | 7 | 7 |  | [97A] T.H. WHARTON PLANT | NORTH BELT | 345 | 345 | (3) STEEL | 10.09 | 0 | 0 | 2-927 ACAR | 0 | 0 | 0 | 0 | 0 | 0 | 0 | 0 | 0 | 0 | 0 | 0 | 0 | 0 | 0 | 0 | 0 | 0 | 0 | 0 | 0 | 0 | 0 | 12 | 0
NO |  | 68 | 2016 | 16 | 8 | 8 |  | [97B] NORTH BELT | KING | 345 | 345 | (3) STEEL | 10.1 | 0 | 0 | 2-1433 ACSS | 0 | 0 | 0 | 0 | 0 | 0 | 0 | 0 | 0 | 0 | 0 | 0 | 0 | 0 | 0 | 0 | 0 | 0 | 0 | 0 | 0 | 0 | 0 | 12 | 0
NO |  | 68 | 2016 | 16 | 9 | 9 |  | [97C] KING | CHAMBERS | 345 | 345 | (3) STEEL | 25.77 | 0 | 0 | 2-1433 ACSS | 0 | 0 | 0 | 0 | 0 | 0 | 0 | 0 | 0 | 0 | 0 | 0 | 0 | 0 | 0 | 0 | 0 | 0 | 0 | 0 | 0 | 0 | 0 | 12 | 0
NO |  | 68 | 2016 | 16 | 10 | 10 |  | [97D] CEDAR BAYOU PLANT | CENTER | 345 | 345 | (3) STEEL | 9.55 | 8.53 | 0 | 3-959 ACSS | 0 | 0 | 0 | 0 | 0 | 0 | 0 | 0 | 0 | 0 | 0 | 0 | 0 | 0 | 0 | 0 | 0 | 0 | 0 | 0 | 0 | 0 | 0 | 12 | 0
NO |  | 68 | 2016 | 16 | 11 | 11 |  | [97E] CHAMBERS | CEDAR BAYOU PLANT | 345 | 345 | (3) STEEL | 3.08 | 0 | 0 | 2-1433 ACSS | 0 | 0 | 0 | 0 | 0 | 0 | 0 | 0 | 0 | 0 | 0 | 0 | 0 | 0 | 0 | 0 | 0 | 0 | 0 | 0 | 0 | 0 | 0 | 12 | 0
NO |  | 68 | 2016 | 16 | 12 | 12 |  | [97F] CENTER | P.H. ROBINSON PLANT | 345 | 345 | (3) STEEL | 25.09 | 0 | 0 | 2-795 ACSR | 0 | 0 | 0 | 0 | 0 | 0 | 0 | 0 | 0 | 0 | 0 | 0 | 0 | 0 | 0 | 0 | 0 | 0 | 0 | 0 | 0 | 0 | 0 | 12 | 0
NO |  | 68 | 2016 | 16 | 13 | 13 |  | [98A] BELLAIRE | SMITHERS | 345 | 345 | (3) STEEL | 24.94 | 0.47 | 0 | 2-1433 ACSS | 0 | 0 | 0 | 0 | 0 | 0 | 0 | 0 | 0 | 0 | 0 | 0 | 0 | 0 | 0 | 0 | 0 | 0 | 0 | 0 | 0 | 0 | 0 | 12 | 0
NO |  | 68 | 2016 | 16 | 14 | 14 |  | [98B] W.A. PARISH PLANT | OBRIEN | 345 | 345 | (3) STEEL | 17.01 | 0 | 0 | 2-795 ACSR | 0 | 0 | 0 | 0 | 0 | 0 | 0 | 0 | 0 | 0 | 0 | 0 | 0 | 0 | 0 | 0 | 0 | 0 | 0 | 0 | 0 | 0 | 0 | 12 | 0
NO |  | 68 | 2016 | 16 | 15 | 15 |  | [98D] SINGLETON | ZENITH | 345 | 345 | (3) STEEL | 0.18 | 53.11 | 0 | 2-795ACSR | 0 | 0 | 0 | 0 | 0 | 0 | 0 | 0 | 0 | 0 | 0 | 0 | 0 | 0 | 0 | 0 | 0 | 0 | 0 | 0 | 0 | 0 | 0 | 12 | 0
NO |  | 68 | 2016 | 16 | 16 | 16 |  | [98E] TP&L JEWETT | LIMESTONE | 345 | 345 | (3) STEEL | 0 | 10.46 | 0 | 2-1590 ACSR | 0 | 0 | 0 | 0 | 0 | 0 | 0 | 0 | 0 | 0 | 0 | 0 | 0 | 0 | 0 | 0 | 0 | 0 | 0 | 0 | 0 | 0 | 0 | 12 | 0
NO |  | 68 | 2016 | 16 | 17 | 17 |  | [98F] LIMESTONE | TP&L TWIN OAK | 345 | 345 | (3) STEEL | 0 | 23.67 | 0 | 2-1590 ACSR | 0 | 0 | 0 | 0 | 0 | 0 | 0 | 0 | 0 | 0 | 0 | 0 | 0 | 0 | 0 | 0 | 0 | 0 | 0 | 0 | 0 | 0 | 0 | 12 | 0
NO |  | 68 | 2016 | 16 | 18 | 18 |  | [98G] SMITHERS | W.A. PARISH PLANT | 345 | 345 | (3) STEEL | 0.53 | 0 | 0 | 2-1433 ACSS | 0 | 0 | 0 | 0 | 0 | 0 | 0 | 0 | 0 | 0 | 0 | 0 | 0 | 0 | 0 | 0 | 0 | 0 | 0 | 0 | 0 | 0 | 0 | 12 | 0
NO |  | 68 | 2016 | 16 | 19 | 19 |  | [98H] SINGLETON | TP&L TIE | 345 | 345 | (3) STEEL | 0.03 | 33.95 | 0 | 2-795 ACSR | 0 | 0 | 0 | 0 | 0 | 0 | 0 | 0 | 0 | 0 | 0 | 0 | 0 | 0 | 0 | 0 | 0 | 0 | 0 | 0 | 0 | 0 | 0 | 12 | 0
NO |  | 68 | 2016 | 16 | 20 | 20 |  | [98I] T.H. WHARTON PLANT | ZENITH | 345 | 345 | (3) STEEL | 0.23 | 14.85 | 0 | 2-927 ACAR | 0 | 0 | 0 | 0 | 0 | 0 | 0 | 0 | 0 | 0 | 0 | 0 | 0 | 0 | 0 | 0 | 0 | 0 | 0 | 0 | 0 | 0 | 0 | 12 | 0
NO |  | 68 | 2016 | 16 | 21 | 21 |  | [99A] P.H. ROBINSON PLANT | MEADOW | 345 | 345 | (3) STEEL | 17.37 | 0 | 0 | 2-927 ACAR | 0 | 0 | 0 | 0 | 0 | 0 | 0 | 0 | 0 | 0 | 0 | 0 | 0 | 0 | 0 | 0 | 0 | 0 | 0 | 0 | 0 | 0 | 0 | 12 | 0
NO |  | 68 | 2016 | 16 | 22 | 22 |  | [99B] OASIS | W.A. PARISH PLANT | 345 | 345 | (3) STEEL | 0.18 | 19.36 | 0 | 1-433 ACSS | 0 | 0 | 0 | 0 | 0 | 0 | 0 | 0 | 0 | 0 | 0 | 0 | 0 | 0 | 0 | 0 | 0 | 0 | 0 | 0 | 0 | 0 | 0 | 12 | 0
NO |  | 68 | 2016 | 16 | 23 | 23 |  | [99C] W.A. PARISH PLANT | OBRIEN | 345 | 345 | (3) STEEL | 0.39 | 16.62 | 0 | 2-795 ACSR | 0 | 0 | 0 | 0 | 0 | 0 | 0 | 0 | 0 | 0 | 0 | 0 | 0 | 0 | 0 | 0 | 0 | 0 | 0 | 0 | 0 | 0 | 0 | 12 | 0
NO |  | 68 | 2016 | 16 | 24 | 24 |  | [99D] SINGLETON | ZENITH | 345 | 345 | (3) STEEL | 53.29 | 0 | 0 | 2-795ACSR | 0 | 0 | 0 | 0 | 0 | 0 | 0 | 0 | 0 | 0 | 0 | 0 | 0 | 0 | 0 | 0 | 0 | 0 | 0 | 0 | 0 | 0 | 0 | 12 | 0
NO |  | 68 | 2016 | 16 | 25 | 25 |  | [99E] MEADOW | OASIS | 345 | 345 | (3) STEEL | 3.15 | 0 | 0 | 2-927 ACAR | 0 | 0 | 0 | 0 | 0 | 0 | 0 | 0 | 0 | 0 | 0 | 0 | 0 | 0 | 0 | 0 | 0 | 0 | 0 | 0 | 0 | 0 | 0 | 12 | 0
NO |  | 68 | 2016 | 16 | 26 | 26 |  | [99F] OBRIEN | ZENITH | 345 | 345 | (3) STEEL | 0.26 | 16.52 | 0 | 2-795ACSR | 0 | 0 | 0 | 0 | 0 | 0 | 0 | 0 | 0 | 0 | 0 | 0 | 0 | 0 | 0 | 0 | 0 | 0 | 0 | 0 | 0 | 0 | 0 | 12 | 0
NO |  | 68 | 2016 | 16 | 27 | 27 |  | [99G] NORTH BELT | JORDAN | 345 | 345 | (3) STEEL | 0 | 29.84 | 0 | 2-1433ACSS | 0 | 0 | 0 | 0 | 0 | 0 | 0 | 0 | 0 | 0 | 0 | 0 | 0 | 0 | 0 | 0 | 0 | 0 | 0 | 0 | 0 | 0 | 0 | 12 | 0
NO |  | 68 | 2016 | 16 | 28 | 28 |  | [99H] JORDAN | CEDAR BAYOU PLANT | 345 | 345 | (3) STEEL | 9.28 | 0.08 | 0 | 2-1433ACSS | 0 | 0 | 0 | 0 | 0 | 0 | 0 | 0 | 0 | 0 | 0 | 0 | 0 | 0 | 0 | 0 | 0 | 0 | 0 | 0 | 0 | 0 | 0 | 12 | 0
NO |  | 68 | 2016 | 16 | 29 | 29 |  | 138 kV |  | 0 | 0 |  | 0 | 0 | 258 |  | 0 | 0 | 0 | 0 | 0 | 0 | 0 | 0 | 0 | 0 | 0 | 0 | 0 | 0 | 0 | 0 | 0 | 0 | 0 | 0 | 0 | 0 | 0 | 12 | 0
NO |  | 68 | 2016 | 16 | 30 | 30 |  | 345 kV |  | 0 | 0 |  | 0 | 0 | 57 |  | 0 | 0 | 0 | 0 | 0 | 0 | 0 | 0 | 0 | 0 | 0 | 0 | 0 | 0 | 0 | 0 | 0 | 0 | 0 | 0 | 0 | 0 | 0 | 12 | 0
NO |  | 68 | 2016 | 16 | 31 | 31 |  | 69 kV |  | 0 | 0 |  | 288.9 | 0 | 35 |  | 0 | 0 | 0 | 0 | 0 | 0 | 0 | 0 | 0 | 0 | 0 | 0 | 660680064 | 660680065 | 0 | 0 | 0 | 0 | 0 | 0 | 0 | 0 | 0 | 12 | 0
NO |  | 70 | 2016 | 0 | 1 | 1 |  | Borah | Midpoint | 345 | 500 | S Tower | 62.35 | 0 | 1 | 1272 ACSR | 256381 | 15978030 | 16234411 | 0 | 0 | 0 | 0 | 0 | 660700342 | 0 | 0 | 0 | 0 | 0 | 0 | 0 | 0 | 0 | 0 | 0 | 0 | 0 | 0 | 12 | 1
NO |  | 70 | 2016 | 0 | 2 | 2 |  | Boardman | Slatt | 500 | 500 | S Tower | 1.79 | 0 | 1 | 2X1780 ACSR | 0 | 446708 | 446708 | 0 | 0 | 0 | 0 | 0 | 660700343 | 0 | 0 | 0 | 0 | 0 | 0 | 0 | 0 | 0 | 0 | 0 | 0 | 0 | 0 | 12 | 1
NO |  | 70 | 2016 | 0 | 3 | 3 |  | Summer lake | Hemingway | 500 | 500 | S Tower | 0.08 | 0 | 1 | 1272 ACSR | 0 | 1827665 | 1827665 | 0 | 0 | 0 | 0 | 0 | 660700344 | 0 | 0 | 0 | 0 | 0 | 0 | 0 | 0 | 0 | 0 | 0 | 0 | 0 | 0 | 12 | 1
NO |  | 70 | 2016 | 0 | 4 | 4 |  | Hemingway | Midpoint | 500 | 500 | S Tower | 0.15 | 0 | 1 | 1272 ACSR | 0 | 0 | 0 | 0 | 0 | 0 | 0 | 0 | 660700345 | 0 | 0 | 0 | 0 | 0 | 0 | 0 | 0 | 0 | 0 | 0 | 0 | 0 | 0 | 12 | 1
NO |  | 70 | 2016 | 0 | 5 | 5 |  | Summer Lake | Hemingway | 500 | 500 | S Tower | 53.09 | 0 | 1 | 3X1272 ACSR | 0 | 17991882 | 17991882 | 0 | 0 | 0 | 0 | 0 | 660700362 | 0 | 0 | 0 | 0 | 0 | 0 | 0 | 0 | 0 | 0 | 0 | 0 | 0 | 0 | 12 | 1
NO |  | 70 | 2016 | 0 | 6 | 6 |  | Hemingway | Midpoint | 500 | 500 | S Tower | 47.83 | 0 | 1 | 3X1272 ACSR | 0 | 16314416 | 16314416 | 0 | 0 | 0 | 0 | 0 | 660700346 | 0 | 0 | 0 | 0 | 0 | 0 | 0 | 0 | 0 | 0 | 0 | 0 | 0 | 0 | 12 | 1
NO |  | 70 | 2016 | 0 | 8 | 8 |  | Jim Bridger | Goshen | 345 | 345 | S Tower | 66.13 | 0 | 1 | 1272 ACSR | 483309 | 5295240 | 5778549 | 0 | 0 | 0 | 0 | 0 | 660700347 | 0 | 0 | 0 | 0 | 0 | 0 | 0 | 0 | 0 | 0 | 0 | 0 | 0 | 0 | 12 | 1
NO |  | 70 | 2016 | 0 | 9 | 9 |  | State Line | Midpoint | 345 | 345 | S Tower | 76.06 | 0 | 2 | 795 ACSR | 571979 | 11108161 | 11680140 | 0 | 0 | 0 | 0 | 0 | 0 | 0 | 0 | 0 | 0 | 0 | 0 | 0 | 0 | 0 | 0 | 0 | 0 | 0 | 0 | 12 | 1
NO |  | 70 | 2016 | 0 | 10 | 10 |  | Kinport | Borah | 345 | 345 | S Tower | 19.84 | 0 | 1 | 1272 ACSR | 344220 | 4396928 | 4741148 | 0 | 0 | 0 | 0 | 0 | 660700348 | 0 | 0 | 0 | 0 | 0 | 0 | 0 | 0 | 0 | 0 | 0 | 0 | 0 | 0 | 12 | 1
NO |  | 70 | 2016 | 0 | 11 | 11 |  | Jim Bridger | Populus | 345 | 345 | S Tower | 61.28 | 0 | 1 | 1272 ACSR | 0 | 9526473 | 9526473 | 0 | 0 | 0 | 0 | 0 | 660700349 | 0 | 0 | 0 | 0 | 0 | 0 | 0 | 0 | 0 | 0 | 0 | 0 | 0 | 0 | 12 | 1
NO |  | 70 | 2016 | 0 | 12 | 12 |  | Populus | Kinport | 345 | 345 | S Tower | 7.42 | 0 | 1 | 1272 ACSR | 0 | 0 | 0 | 0 | 0 | 0 | 0 | 0 | 660700350 | 0 | 0 | 0 | 0 | 0 | 0 | 0 | 0 | 0 | 0 | 0 | 0 | 0 | 0 | 12 | 1
NO |  | 70 | 2016 | 0 | 13 | 13 |  | Jim Bridger | Populus | 345 | 345 | S Tower | 61.42 | 0 | 1 | 1272 ACSR | 0 | 9253816 | 9253816 | 0 | 0 | 0 | 0 | 0 | 660700351 | 0 | 0 | 0 | 0 | 0 | 0 | 0 | 0 | 0 | 0 | 0 | 0 | 0 | 0 | 12 | 1
NO |  | 70 | 2016 | 0 | 14 | 14 |  | Populus | Borah | 345 | 345 | S Tower | 9.05 | 0 | 1 | 1272 ACSR | 0 | 0 | 0 | 0 | 0 | 0 | 0 | 0 | 660700352 | 0 | 0 | 0 | 0 | 0 | 0 | 0 | 0 | 0 | 0 | 0 | 0 | 0 | 0 | 12 | 1
NO |  | 70 | 2016 | 0 | 15 | 15 |  | Goshen | Kinport | 345 | 345 | S Tower | 7.49 | 0 | 1 | 2X1272 ACSR | 0 | 583947 | 583947 | 0 | 0 | 0 | 0 | 0 | 660700353 | 0 | 0 | 0 | 0 | 0 | 0 | 0 | 0 | 0 | 0 | 0 | 0 | 0 | 0 | 12 | 1
NO |  | 70 | 2016 | 0 | 16 | 16 |  | Midpoint | Borah #1 | 345 | 345 | H Wood | 51.07 | 0 | 1 | 715.5 ACSR | 283143 | 8600241 | 8883384 | 0 | 0 | 0 | 0 | 0 | 660700363 | 0 | 0 | 0 | 0 | 0 | 0 | 0 | 0 | 0 | 0 | 0 | 0 | 0 | 0 | 12 | 1
NO |  | 70 | 2016 | 0 | 17 | 17 |  | Midpoint | Borah #2 | 345 | 345 | H Wood | 50.01 | 0 | 2 | 715.5 ACSR | 64851 | 13423358 | 13488209 | 0 | 0 | 0 | 0 | 0 | 660700354 | 0 | 0 | 0 | 0 | 0 | 0 | 0 | 0 | 0 | 0 | 0 | 0 | 0 | 0 | 12 | 1
NO |  | 70 | 2016 | 0 | 18 | 18 |  | Adelaide Tap | Adelaide | 345 | 345 | H Wood | 1.72 | 0 | 2 | 715.5 ACSR | 51448 | 224249 | 275697 | 0 | 0 | 0 | 0 | 0 | 660700355 | 0 | 0 | 0 | 0 | 0 | 0 | 0 | 0 | 0 | 0 | 0 | 0 | 0 | 0 | 12 | 1
NO |  | 70 | 2016 | 0 | 20 | 20 |  | Quartz | LaGrande | 230 | 230 | H Wood | 46.26 | 0 | 1 | 795 ACSR | 62218 | 7067375 | 7129593 | 0 | 0 | 0 | 0 | 0 | 0 | 0 | 0 | 0 | 0 | 0 | 0 | 0 | 0 | 0 | 0 | 0 | 0 | 0 | 0 | 12 | 1
NO |  | 70 | 2016 | 0 | 21 | 21 |  | Midpoint | Hunt | 230 | 230 | S Tower | 0.7 | 0 | 2 | 715.5 ACSR | 9145 | 998452 | 1007597 | 0 | 0 | 0 | 0 | 0 | 0 | 0 | 0 | 0 | 0 | 0 | 0 | 0 | 0 | 0 | 0 | 0 | 0 | 0 | 0 | 12 | 1
NO |  | 70 | 2016 | 0 | 22 | 22 |  | Brady | Antelope | 230 | 230 | H Wood | 56.41 | 0 | 1 | 1272 ACSR | 108301 | 3399123 | 3507424 | 0 | 0 | 0 | 0 | 0 | 0 | 0 | 0 | 0 | 0 | 0 | 0 | 0 | 0 | 0 | 0 | 0 | 0 | 0 | 0 | 12 | 1
NO |  | 70 | 2016 | 0 | 23 | 23 |  | Brady | Treasureton | 230 | 230 | H Wood | 0.11 | 0 | 1 | 795 ACSR | 0 | 6186 | 6186 | 0 | 0 | 0 | 0 | 0 | 0 | 0 | 0 | 0 | 0 | 0 | 0 | 0 | 0 | 0 | 0 | 0 | 0 | 0 | 0 | 12 | 1
NO |  | 70 | 2016 | 0 | 24 | 24 |  | Brady #1 & #2 | Kinport | 230 | 230 | S Tower | 17.94 | 0 | 2 | 715.5 ACSR | 18829 | 1091655 | 1110484 | 0 | 0 | 0 | 0 | 0 | 0 | 0 | 0 | 0 | 0 | 0 | 0 | 0 | 0 | 0 | 0 | 0 | 0 | 0 | 0 | 12 | 1
NO |  | 70 | 2016 | 0 | 25 | 25 |  | Brownlee | Ontario | 230 | 230 | S Tower | 74.8 | 0 | 1 | 2X954 ACSR | 1676838 | 20541790 | 22218628 | 0 | 0 | 0 | 0 | 0 | 0 | 0 | 0 | 0 | 0 | 0 | 0 | 0 | 0 | 0 | 0 | 0 | 0 | 0 | 0 | 12 | 1
NO |  | 70 | 2016 | 0 | 26 | 26 |  | Mora | Bowmont | 138 | 230 | S P Wood | 10.02 | 0 | 1 | 715.5 ACSR | 413793 | 2209979 | 2623772 | 0 | 0 | 0 | 0 | 0 | 0 | 0 | 0 | 0 | 0 | 0 | 0 | 0 | 0 | 0 | 0 | 0 | 0 | 0 | 0 | 12 | 1
NO |  | 70 | 2016 | 0 | 27 | 27 |  | Mora | Bowmont | 138 | 230 | H Wood | 8.75 | 0 | 1 | 715.5 ACSR | 0 | 0 | 0 | 0 | 0 | 0 | 0 | 0 | 0 | 0 | 0 | 0 | 0 | 0 | 0 | 0 | 0 | 0 | 0 | 0 | 0 | 0 | 0 | 12 | 1
NO |  | 70 | 2016 | 0 | 28 | 28 |  | Caldwell 710 | Locust | 230 | 230 | SP Steel | 18.6 | 0 | 1 | 1590 ACSR | 2376936 | 8775086 | 11152022 | 0 | 0 | 0 | 0 | 0 | 0 | 0 | 0 | 0 | 0 | 0 | 0 | 0 | 0 | 0 | 0 | 0 | 0 | 0 | 0 | 12 | 1
NO |  | 70 | 2016 | 0 | 29 | 29 |  | Boise Bench | Caldwell | 230 | 230 | S Tower | 7.73 | 0 | 1 | 1272 ACSR | 1748214 | 7619965 | 9368179 | 0 | 0 | 0 | 0 | 0 | 0 | 0 | 0 | 0 | 0 | 0 | 0 | 0 | 0 | 0 | 0 | 0 | 0 | 0 | 0 | 12 | 1
NO |  | 70 | 2016 | 0 | 30 | 30 |  | Boise Bench | Caldwell | 230 | 230 | H Wood | 33.49 | 0 | 1 | 715.5 ACSR | 0 | 0 | 0 | 0 | 0 | 0 | 0 | 0 | 0 | 0 | 0 | 0 | 0 | 0 | 0 | 0 | 0 | 0 | 0 | 0 | 0 | 0 | 0 | 12 | 1
NO |  | 70 | 2016 | 0 | 31 | 31 |  | Boise Bench | Cloverdale | 230 | 230 | S Tower | 15.78 | 0 | 2 | 1272 ACSR | 3062812 | 6576675 | 9639487 | 0 | 0 | 0 | 0 | 0 | 0 | 0 | 0 | 0 | 0 | 0 | 0 | 0 | 0 | 0 | 0 | 0 | 0 | 0 | 0 | 12 | 1
NO |  | 70 | 2016 | 0 | 32 | 32 |  | Boardman | Dalreed Sub | 230 | 230 | H Wood | 1.67 | 0 | 1 | 795 AAC | 0 | 89089 | 89089 | 0 | 0 | 0 | 0 | 0 | 660700356 | 0 | 0 | 0 | 0 | 0 | 0 | 0 | 0 | 0 | 0 | 0 | 0 | 0 | 0 | 12 | 1
NO |  | 70 | 2016 | 0 | 33 | 33 |  | Brownlee 714 | Oxbow | 230 | 230 | SP Steel | 11.04 | 0 | 2 | 954 ACSR | 34174 | 16026470 | 16060644 | 0 | 0 | 0 | 0 | 0 | 0 | 0 | 0 | 0 | 0 | 0 | 0 | 0 | 0 | 0 | 0 | 0 | 0 | 0 | 0 | 12 | 1
NO |  | 70 | 2016 | 0 | 34 | 34 |  | Caldwell | Ontario | 230 | 230 | H Wood | 30.1 | 0 | 1 | 2X954 ACSR | 236152 | 9386097 | 9622249 | 0 | 0 | 0 | 0 | 0 | 0 | 0 | 0 | 0 | 0 | 0 | 0 | 0 | 0 | 0 | 0 | 0 | 0 | 0 | 0 | 12 | 1
NO |  | 70 | 2016 | 0 | 35 | 35 |  | Caldwell | Ontario | 230 | 230 | S Tower | 3.14 | 0 | 1 | 1272 ACSR | 0 | 0 | 0 | 0 | 0 | 0 | 0 | 0 | 0 | 0 | 0 | 0 | 0 | 0 | 0 | 0 | 0 | 0 | 0 | 0 | 0 | 0 | 0 | 12 | 1
NO |  | 70 | 2016 | 0 | 36 | 36 |  | TOTAL |  | 0 | 0 |  | 4861.24 | 11.02 | 203 |  | 33098328 | 592880317 | 625978645 | 6975999 | 1302613 | 4139757 | 12418369 | 0 | 0 | 0 | 0 | 0 | 0 | 0 | 0 | 0 | 0 | 0 | 0 | 0 | 0 | 0 | 0 | 12 | 1
NO |  | 70 | 2016 | 1 | 1 | 1 |  | Bennett Mtn PP | Rattlesnake TS | 230 | 230 | SP Steel | 4.43 | 0 | 1 | 1272 ACSR | 81701 | 1666354 | 1748055 | 0 | 0 | 0 | 0 | 0 | 0 | 0 | 0 | 0 | 0 | 0 | 0 | 0 | 0 | 0 | 0 | 0 | 0 | 0 | 0 | 12 | 1
NO |  | 70 | 2016 | 1 | 2 | 2 |  | Borah | Hunt | 230 | 230 | H Steel | 68.18 | 0 | 1 | 1590 ACSR | 624917 | 22467321 | 23092238 | 0 | 0 | 0 | 0 | 0 | 0 | 0 | 0 | 0 | 0 | 0 | 0 | 0 | 0 | 0 | 0 | 0 | 0 | 0 | 0 | 12 | 1
NO |  | 70 | 2016 | 1 | 3 | 3 |  | Danskin | Hubbard | 230 | 230 | H Steel | 36.29 | 0 | 1 | 1590 ACSR | 0 | 15210561 | 15210561 | 0 | 0 | 0 | 0 | 0 | 0 | 0 | 0 | 0 | 0 | 0 | 0 | 0 | 0 | 0 | 0 | 0 | 0 | 0 | 0 | 12 | 1
NO |  | 70 | 2016 | 1 | 4 | 4 |  | Danskin | Hubbard | 230 | 230 | SP Steel | 1.84 | 0 | 1 | 1590 ACSR | 0 | 0 | 0 | 0 | 0 | 0 | 0 | 0 | 0 | 0 | 0 | 0 | 0 | 0 | 0 | 0 | 0 | 0 | 0 | 0 | 0 | 0 | 0 | 12 | 1
NO |  | 70 | 2016 | 1 | 5 | 5 |  | Danskin | Hubbard | 230 | 230 | SP Steel | 1.3 | 0 | 2 | 1590 ACSR | 0 | 0 | 0 | 0 | 0 | 0 | 0 | 0 | 0 | 0 | 0 | 0 | 0 | 0 | 0 | 0 | 0 | 0 | 0 | 0 | 0 | 0 | 0 | 12 | 1
NO |  | 70 | 2016 | 1 | 6 | 6 |  | Danskin | Bennett Mtn | 230 | 230 | SP Steel | 5.39 | 0 | 1 | 1590 ACSR | 0 | 3528033 | 3528033 | 0 | 0 | 0 | 0 | 0 | 0 | 0 | 0 | 0 | 0 | 0 | 0 | 0 | 0 | 0 | 0 | 0 | 0 | 0 | 0 | 12 | 1
NO |  | 70 | 2016 | 1 | 7 | 7 |  | Hemingway | Bowmont | 230 | 230 | SP Steel | 13.02 | 0 | 1 | 1590 ACSR | 1854996 | 9277980 | 11132976 | 0 | 0 | 0 | 0 | 0 | 0 | 0 | 0 | 0 | 0 | 0 | 0 | 0 | 0 | 0 | 0 | 0 | 0 | 0 | 0 | 12 | 1
NO |  | 70 | 2016 | 1 | 8 | 8 |  | Langley Gulch | Galloway Rd | 138 | 230 | SP Steel | 14.19 | 0 | 1 | 1590 ACSR | 948166 | 9080890 | 10029056 | 0 | 0 | 0 | 0 | 0 | 0 | 0 | 0 | 0 | 0 | 0 | 0 | 0 | 0 | 0 | 0 | 0 | 0 | 0 | 0 | 12 | 1
NO |  | 70 | 2016 | 1 | 9 | 9 |  | Galloway Rd | Willis Tap | 138 | 230 | SP Steel | 2.09 | 0 | 1 | 1272 ACSR | 0 | 0 | 0 | 0 | 0 | 0 | 0 | 0 | 0 | 0 | 0 | 0 | 0 | 0 | 0 | 0 | 0 | 0 | 0 | 0 | 0 | 0 | 0 | 12 | 1
NO |  | 70 | 2016 | 1 | 10 | 10 |  | Walla Walla | Hurricane | 230 | 230 | H Wood | 31.66 | 0 | 1 | 1272 ACSR | 0 | 6255536 | 6255536 | 0 | 0 | 0 | 0 | 0 | 660700357 | 0 | 0 | 0 | 0 | 0 | 0 | 0 | 0 | 0 | 0 | 0 | 0 | 0 | 0 | 12 | 1
NO |  | 70 | 2016 | 1 | 11 | 11 |  | Boise Bench | Midpoint #1 | 230 | 230 | S Tower | 0.87 | 0 | 1 | 715.5 ACSR | 385287 | 11685424 | 12070711 | 0 | 0 | 0 | 0 | 0 | 0 | 0 | 0 | 0 | 0 | 0 | 0 | 0 | 0 | 0 | 0 | 0 | 0 | 0 | 0 | 12 | 1
NO |  | 70 | 2016 | 1 | 12 | 12 |  | Boise Bench | Midpoint #1 | 230 | 230 | H Wood | 108.68 | 0 | 1 | 715.5 ACSR | 0 | 0 | 0 | 0 | 0 | 0 | 0 | 0 | 0 | 0 | 0 | 0 | 0 | 0 | 0 | 0 | 0 | 0 | 0 | 0 | 0 | 0 | 0 | 12 | 1
NO |  | 70 | 2016 | 1 | 13 | 13 |  | Brownlee | Quartz Jct | 230 | 230 | S Tower | 1.51 | 0 | 1 | 795 ACSR | 53068 | 4881772 | 4934840 | 0 | 0 | 0 | 0 | 0 | 0 | 0 | 0 | 0 | 0 | 0 | 0 | 0 | 0 | 0 | 0 | 0 | 0 | 0 | 0 | 12 | 1
NO |  | 70 | 2016 | 1 | 14 | 14 |  | Brownlee | Quartz Jct | 230 | 230 | H Wood | 41.3 | 0 | 1 | 795 ACSR | 0 | 0 | 0 | 0 | 0 | 0 | 0 | 0 | 0 | 0 | 0 | 0 | 0 | 0 | 0 | 0 | 0 | 0 | 0 | 0 | 0 | 0 | 0 | 12 | 1
NO |  | 70 | 2016 | 1 | 15 | 15 |  | Brownlee | Boise Bench #1 & #2 | 230 | 230 | S Tower | 99.76 | 0 | 2 | VARIOUS | 289934 | 8966987 | 9256921 | 0 | 0 | 0 | 0 | 0 | 0 | 0 | 0 | 0 | 0 | 0 | 0 | 0 | 0 | 0 | 0 | 0 | 0 | 0 | 0 | 12 | 1
NO |  | 70 | 2016 | 1 | 16 | 16 |  | Oxbow | Brownlee | 230 | 230 | S Tower | 10.4 | 0 | 2 | 1272 ACSR | 14810 | 1237524 | 1252334 | 0 | 0 | 0 | 0 | 0 | 0 | 0 | 0 | 0 | 0 | 0 | 0 | 0 | 0 | 0 | 0 | 0 | 0 | 0 | 0 | 12 | 1
NO |  | 70 | 2016 | 1 | 17 | 17 |  | Boise Bench | Midpoint #2 | 230 | 230 | S Tower | 3.49 | 0 | 1 | 715.5 ACSR | 227825 | 17008591 | 17236416 | 0 | 0 | 0 | 0 | 0 | 0 | 0 | 0 | 0 | 0 | 0 | 0 | 0 | 0 | 0 | 0 | 0 | 0 | 0 | 0 | 12 | 1
NO |  | 70 | 2016 | 1 | 18 | 18 |  | Boise Bench | Midpoint #2 | 230 | 230 | H Wood | 102.17 | 0 | 1 | VARIOUS | 0 | 0 | 0 | 0 | 0 | 0 | 0 | 0 | 0 | 0 | 0 | 0 | 0 | 0 | 0 | 0 | 0 | 0 | 0 | 0 | 0 | 0 | 0 | 12 | 1
NO |  | 70 | 2016 | 1 | 19 | 19 |  | Oxbow | Pallette Jct | 230 | 230 | S Tower | 20.11 | 0 | 2 | 1272 ACSR | 87468 | 3902140 | 3989608 | 0 | 0 | 0 | 0 | 0 | 0 | 0 | 0 | 0 | 0 | 0 | 0 | 0 | 0 | 0 | 0 | 0 | 0 | 0 | 0 | 12 | 1
NO |  | 70 | 2016 | 1 | 20 | 20 |  | Pallette Jct | Imnaha | 230 | 230 | H Wood | 24.43 | 0 | 2 | 1272 ACSR | 171081 | 1673662 | 1844743 | 0 | 0 | 0 | 0 | 0 | 0 | 0 | 0 | 0 | 0 | 0 | 0 | 0 | 0 | 0 | 0 | 0 | 0 | 0 | 0 | 12 | 1
NO |  | 70 | 2016 | 1 | 21 | 21 |  | Hells Canyon | Palette Jct | 230 | 230 | S Tower | 9.05 | 0 | 2 | 1272 ACSR | 44687 | 1252130 | 1296817 | 0 | 0 | 0 | 0 | 0 | 0 | 0 | 0 | 0 | 0 | 0 | 0 | 0 | 0 | 0 | 0 | 0 | 0 | 0 | 0 | 12 | 1
NO |  | 70 | 2016 | 1 | 22 | 22 |  | Brownlee | Boise Bench | 230 | 230 | S Tower | 102.55 | 0 | 2 | 954 ACSR | 184817 | 6257154 | 6441971 | 0 | 0 | 0 | 0 | 0 | 0 | 0 | 0 | 0 | 0 | 0 | 0 | 0 | 0 | 0 | 0 | 0 | 0 | 0 | 0 | 12 | 1
NO |  | 70 | 2016 | 1 | 23 | 23 |  | Boise Bench | Midpoint #3 | 230 | 230 | H Wood | 106.29 | 0 | 1 | 715.5 ACSR | 247857 | 8064231 | 8312088 | 0 | 0 | 0 | 0 | 0 | 0 | 0 | 0 | 0 | 0 | 0 | 0 | 0 | 0 | 0 | 0 | 0 | 0 | 0 | 0 | 12 | 1
NO |  | 70 | 2016 | 1 | 24 | 24 |  | Palette Jct | Enterprise | 230 | 230 | H Wood | 29.6 | 0 | 1 | 1272 ACSR | 84014 | 1903192 | 1987206 | 0 | 0 | 0 | 0 | 0 | 0 | 0 | 0 | 0 | 0 | 0 | 0 | 0 | 0 | 0 | 0 | 0 | 0 | 0 | 0 | 12 | 1
NO |  | 70 | 2016 | 1 | 25 | 25 |  | Borah | Brady #2 | 230 | 230 | S Tower | 0.46 | 0 | 1 | 1272 ACSR | 3068 | 531106 | 534174 | 0 | 0 | 0 | 0 | 0 | 0 | 0 | 0 | 0 | 0 | 0 | 0 | 0 | 0 | 0 | 0 | 0 | 0 | 0 | 0 | 12 | 1
NO |  | 70 | 2016 | 1 | 26 | 26 |  | Borah | Brady #2 | 230 | 230 | H Wood | 3.52 | 0 | 1 | 715.5 ACSR | 0 | 0 | 0 | 0 | 0 | 0 | 0 | 0 | 0 | 0 | 0 | 0 | 0 | 0 | 0 | 0 | 0 | 0 | 0 | 0 | 0 | 0 | 0 | 12 | 1
NO |  | 70 | 2016 | 1 | 27 | 27 |  | Borah | Brady #1 | 230 | 230 | H Wood | 3.87 | 0 | 1 | 1272 ACSR | 7248 | 421273 | 428521 | 0 | 0 | 0 | 0 | 0 | 0 | 0 | 0 | 0 | 0 | 0 | 0 | 0 | 0 | 0 | 0 | 0 | 0 | 0 | 0 | 12 | 1
NO |  | 70 | 2016 | 1 | 29 | 29 |  | Goshen | State Line | 161 | 161 | H Wood | 40.93 | 0 | 1 | 250 COPPER | 565311 | 3524164 | 4089475 | 0 | 0 | 0 | 0 | 0 | 660700358 | 0 | 0 | 0 | 0 | 0 | 0 | 0 | 0 | 0 | 0 | 0 | 0 | 0 | 0 | 12 | 1
NO |  | 70 | 2016 | 1 | 30 | 30 |  | Don | Goshen | 161 | 161 | S Tower | 2.37 | 0 | 2 | 715.5 ACSR | 88204 | 2654354 | 2742558 | 0 | 0 | 0 | 0 | 0 | 0 | 0 | 0 | 0 | 0 | 0 | 0 | 0 | 0 | 0 | 0 | 0 | 0 | 0 | 0 | 12 | 1
NO |  | 70 | 2016 | 1 | 31 | 31 |  | Don | Goshen | 161 | 161 | H Wood | 48.42 | 0 | 2 | 397.5 ACSR | 0 | 0 | 0 | 0 | 0 | 0 | 0 | 0 | 0 | 0 | 0 | 0 | 0 | 0 | 0 | 0 | 0 | 0 | 0 | 0 | 0 | 0 | 0 | 12 | 1
NO |  | 70 | 2016 | 1 | 32 | 32 |  | Antelope | Goshen | 161 | 161 | H Wood | 5.67 | 0 | 1 | 397.5 ACSR | 0 | 784659 | 784659 | 0 | 0 | 0 | 0 | 0 | 660700359 | 0 | 0 | 0 | 0 | 0 | 0 | 0 | 0 | 0 | 0 | 0 | 0 | 0 | 0 | 12 | 1
NO |  | 70 | 2016 | 1 | 33 | 33 |  | Goshen | State Line | 161 | 161 | H Wood | 10.94 | 0 | 1 | 250 COPPER | 0 | 203534 | 203534 | 0 | 0 | 0 | 0 | 0 | 660700364 | 0 | 0 | 0 | 0 | 0 | 0 | 0 | 0 | 0 | 0 | 0 | 0 | 0 | 0 | 12 | 1
NO |  | 70 | 2016 | 1 | 34 | 34 |  | Goshen | State Line | 161 | 161 | H Wood | 7.87 | 0 | 1 | 250 COPPER | 0 | 135690 | 135690 | 0 | 0 | 0 | 0 | 0 | 660700365 | 0 | 0 | 0 | 0 | 0 | 0 | 0 | 0 | 0 | 0 | 0 | 0 | 0 | 0 | 12 | 1
NO |  | 70 | 2016 | 2 | 1 | 1 |  | American Falls Power Plant | Adelaide | 138 | 138 | H Wood | 15.72 | 0 | 2 | 250 COPPER | 26507 | 381162 | 407669 | 0 | 0 | 0 | 0 | 0 | 0 | 0 | 0 | 0 | 0 | 0 | 0 | 0 | 0 | 0 | 0 | 0 | 0 | 0 | 0 | 12 | 1
NO |  | 70 | 2016 | 2 | 2 | 2 |  | American Falls Power Plant | Adelaide | 138 | 138 | S P Wood | 0.12 | 0 | 2 | 250 COPPER | 0 | 0 | 0 | 0 | 0 | 0 | 0 | 0 | 0 | 0 | 0 | 0 | 0 | 0 | 0 | 0 | 0 | 0 | 0 | 0 | 0 | 0 | 0 | 12 | 1
NO |  | 70 | 2016 | 2 | 3 | 3 |  | Minidoka Loop | Adelaide | 138 | 138 | S Tower | 1.14 | 0 | 2 | 715.5 ACSR | 21327 | 249232 | 270559 | 0 | 0 | 0 | 0 | 0 | 0 | 0 | 0 | 0 | 0 | 0 | 0 | 0 | 0 | 0 | 0 | 0 | 0 | 0 | 0 | 12 | 1
NO |  | 70 | 2016 | 2 | 4 | 4 |  | Nampa | Caldwell | 138 | 138 | S P Wood | 10.06 | 0 | 2 | 795 AAC | 719463 | 3312460 | 4031923 | 0 | 0 | 0 | 0 | 0 | 0 | 0 | 0 | 0 | 0 | 0 | 0 | 0 | 0 | 0 | 0 | 0 | 0 | 0 | 0 | 12 | 1
NO |  | 70 | 2016 | 2 | 5 | 5 |  | Upper Salmon | Mountain Home Jct | 138 | 138 | H Wood | 54.46 | 0 | 1 | 795 ACSR | 78078 | 4097356 | 4175434 | 0 | 0 | 0 | 0 | 0 | 0 | 0 | 0 | 0 | 0 | 0 | 0 | 0 | 0 | 0 | 0 | 0 | 0 | 0 | 0 | 12 | 1
NO |  | 70 | 2016 | 2 | 6 | 6 |  | Upper Salmon | Cliff | 138 | 138 | H Wood | 30.81 | 0 | 1 | 795 ACSR | 43568 | 2779262 | 2822830 | 0 | 0 | 0 | 0 | 0 | 0 | 0 | 0 | 0 | 0 | 0 | 0 | 0 | 0 | 0 | 0 | 0 | 0 | 0 | 0 | 12 | 1
NO |  | 70 | 2016 | 2 | 7 | 7 |  | Eastgate | Russet | 138 | 138 | S P Wood | 2.06 | 0 | 1 | 795 AAC | 270823 | 561561 | 832384 | 0 | 0 | 0 | 0 | 0 | 0 | 0 | 0 | 0 | 0 | 0 | 0 | 0 | 0 | 0 | 0 | 0 | 0 | 0 | 0 | 12 | 1
NO |  | 70 | 2016 | 2 | 8 | 8 |  | Brady | Fremont | 138 | 138 | S Tower | 1.04 | 0 | 2 | VARIOUS | 564932 | 4128640 | 4693572 | 0 | 0 | 0 | 0 | 0 | 0 | 0 | 0 | 0 | 0 | 0 | 0 | 0 | 0 | 0 | 0 | 0 | 0 | 0 | 0 | 12 | 1
NO |  | 70 | 2016 | 2 | 9 | 9 |  | Brady | Fremont | 138 | 138 | H Wood | 24.38 | 0 | 2 | VARIOUS | 0 | 0 | 0 | 0 | 0 | 0 | 0 | 0 | 0 | 0 | 0 | 0 | 0 | 0 | 0 | 0 | 0 | 0 | 0 | 0 | 0 | 0 | 0 | 12 | 1
NO |  | 70 | 2016 | 2 | 10 | 10 |  | Brady | Fremont | 138 | 138 | S P Wood | 24.33 | 0 | 2 | VARIOUS | 0 | 0 | 0 | 0 | 0 | 0 | 0 | 0 | 0 | 0 | 0 | 0 | 0 | 0 | 0 | 0 | 0 | 0 | 0 | 0 | 0 | 0 | 0 | 12 | 1
NO |  | 70 | 2016 | 2 | 11 | 11 |  | King | Lower Malad | 138 | 138 | H Wood | 84.74 | 0 | 2 | VARIOUS | 76823 | 3169100 | 3245923 | 0 | 0 | 0 | 0 | 0 | 0 | 0 | 0 | 0 | 0 | 0 | 0 | 0 | 0 | 0 | 0 | 0 | 0 | 0 | 0 | 12 | 1
NO |  | 70 | 2016 | 2 | 12 | 12 |  | Emmett Jct | Payette | 138 | 138 | H Wood | 66.49 | 0 | 2 | VARIOUS | 55521 | 2908212 | 2963733 | 0 | 0 | 0 | 0 | 0 | 0 | 0 | 0 | 0 | 0 | 0 | 0 | 0 | 0 | 0 | 0 | 0 | 0 | 0 | 0 | 12 | 1
NO |  | 70 | 2016 | 2 | 13 | 13 |  | Mountain Home AFB Tap |  | 138 | 138 | H Wood | 6.2 | 0 | 1 | 397.5 ACSR | 5274 | 6930 | 12204 | 0 | 0 | 0 | 0 | 0 | 0 | 0 | 0 | 0 | 0 | 0 | 0 | 0 | 0 | 0 | 0 | 0 | 0 | 0 | 0 | 12 | 1
NO |  | 70 | 2016 | 2 | 14 | 14 |  | Ontario | Quartz | 138 | 138 | H Wood | 73.4 | 0 | 1 | VARIOUS | 34428 | 6772340 | 6806768 | 0 | 0 | 0 | 0 | 0 | 0 | 0 | 0 | 0 | 0 | 0 | 0 | 0 | 0 | 0 | 0 | 0 | 0 | 0 | 0 | 12 | 1
NO |  | 70 | 2016 | 2 | 15 | 15 |  | King | American Falls PP | 138 | 138 | S Tower | 0.93 | 0 | 2 | 715.5 ACSR | 216919 | 10516799 | 10733718 | 0 | 0 | 0 | 0 | 0 | 0 | 0 | 0 | 0 | 0 | 0 | 0 | 0 | 0 | 0 | 0 | 0 | 0 | 0 | 0 | 12 | 1
NO |  | 70 | 2016 | 2 | 16 | 16 |  | King | American Falls PP | 138 | 138 | H Wood | 142.41 | 0 | 1 | 715.5 ACSR | 0 | 0 | 0 | 0 | 0 | 0 | 0 | 0 | 0 | 0 | 0 | 0 | 0 | 0 | 0 | 0 | 0 | 0 | 0 | 0 | 0 | 0 | 0 | 12 | 1
NO |  | 70 | 2016 | 2 | 17 | 17 |  | King | American Falls PP | 138 | 138 | S P Wood | 3.71 | 0 | 1 | 715.5 ACSR | 0 | 0 | 0 | 0 | 0 | 0 | 0 | 0 | 0 | 0 | 0 | 0 | 0 | 0 | 0 | 0 | 0 | 0 | 0 | 0 | 0 | 0 | 0 | 12 | 1
NO |  | 70 | 2016 | 2 | 18 | 18 |  | Duffin | Clawson | 138 | 138 | H Wood | 6.23 | 0 | 1 | 4\0 | 4191 | 469369 | 473560 | 0 | 0 | 0 | 0 | 0 | 0 | 0 | 0 | 0 | 0 | 0 | 0 | 0 | 0 | 0 | 0 | 0 | 0 | 0 | 0 | 12 | 1
NO |  | 70 | 2016 | 2 | 19 | 19 |  | American Falls | Brady Tie | 138 | 138 | H Wood | 0.33 | 0 | 1 | 954 ACSR | 0 | 96921 | 96921 | 0 | 0 | 0 | 0 | 0 | 0 | 0 | 0 | 0 | 0 | 0 | 0 | 0 | 0 | 0 | 0 | 0 | 0 | 0 | 0 | 12 | 1
NO |  | 70 | 2016 | 2 | 20 | 20 |  | Upper Salmon A-B | King | 138 | 138 | H Wood | 5.66 | 0 | 1 | 250 COPPER | 2741 | 753925 | 756666 | 0 | 0 | 0 | 0 | 0 | 0 | 0 | 0 | 0 | 0 | 0 | 0 | 0 | 0 | 0 | 0 | 0 | 0 | 0 | 0 | 12 | 1
NO |  | 70 | 2016 | 2 | 21 | 21 |  | Upper Salmon B | Wells | 138 | 138 | H Wood | 125.56 | 0 | 1 | VARIOUS | 28490 | 3501408 | 3529898 | 0 | 0 | 0 | 0 | 0 | 0 | 0 | 0 | 0 | 0 | 0 | 0 | 0 | 0 | 0 | 0 | 0 | 0 | 0 | 0 | 12 | 1
NO |  | 70 | 2016 | 2 | 22 | 22 |  | King | Wood River | 138 | 138 | H Wood | 64.13 | 0 | 1 | VARIOUS | 173683 | 17045847 | 17219530 | 0 | 0 | 0 | 0 | 0 | 0 | 0 | 0 | 0 | 0 | 0 | 0 | 0 | 0 | 0 | 0 | 0 | 0 | 0 | 0 | 12 | 1
NO |  | 70 | 2016 | 2 | 23 | 23 |  | Toponis | Pocket | 138 | 138 | S P Wood | 9.8 | 0 | 1 | 397.5 ACSR | 0 | 0 | 0 | 0 | 0 | 0 | 0 | 0 | 0 | 0 | 0 | 0 | 0 | 0 | 0 | 0 | 0 | 0 | 0 | 0 | 0 | 0 | 0 | 12 | 1
NO |  | 70 | 2016 | 2 | 24 | 24 |  | Boise Bench | Grove | 138 | 138 | S P Wood | 10.39 | 0 | 2 | VARIOUS | 225602 | 1648079 | 1873681 | 0 | 0 | 0 | 0 | 0 | 0 | 0 | 0 | 0 | 0 | 0 | 0 | 0 | 0 | 0 | 0 | 0 | 0 | 0 | 0 | 12 | 1
NO |  | 70 | 2016 | 2 | 25 | 25 |  | Quartz | John Day | 138 | 138 | H Wood | 67.32 | 0 | 1 | 397.5 ACSR | 96582 | 2556237 | 2652819 | 0 | 0 | 0 | 0 | 0 | 0 | 0 | 0 | 0 | 0 | 0 | 0 | 0 | 0 | 0 | 0 | 0 | 0 | 0 | 0 | 12 | 1
NO |  | 70 | 2016 | 2 | 26 | 26 |  | Sinker Creek Tap |  | 138 | 138 | H Wood | 2.8 | 0 | 1 | VARIOUS | 11252 | 133322 | 144574 | 0 | 0 | 0 | 0 | 0 | 0 | 0 | 0 | 0 | 0 | 0 | 0 | 0 | 0 | 0 | 0 | 0 | 0 | 0 | 0 | 12 | 1
NO |  | 70 | 2016 | 2 | 27 | 27 |  | Mora | Cloverdale | 138 | 138 | H Wood | 2.53 | 0 | 1 | 715.5 ACSR | 3101778 | 8719127 | 11820905 | 0 | 0 | 0 | 0 | 0 | 0 | 0 | 0 | 0 | 0 | 0 | 0 | 0 | 0 | 0 | 0 | 0 | 0 | 0 | 0 | 12 | 1
NO |  | 70 | 2016 | 2 | 28 | 28 |  | Mora | Cloverdale | 138 | 138 | S P Wood | 22.28 | 0 | 1 | VARIOUS | 0 | 0 | 0 | 0 | 0 | 0 | 0 | 0 | 0 | 0 | 0 | 0 | 0 | 0 | 0 | 0 | 0 | 0 | 0 | 0 | 0 | 0 | 0 | 12 | 1
NO |  | 70 | 2016 | 2 | 29 | 29 |  | Mora | Cloverdale | 138 | 138 | S P Steel | 0.96 | 0 | 2 | 795AAC | 0 | 0 | 0 | 0 | 0 | 0 | 0 | 0 | 0 | 0 | 0 | 0 | 0 | 0 | 0 | 0 | 0 | 0 | 0 | 0 | 0 | 0 | 0 | 12 | 1
NO |  | 70 | 2016 | 2 | 30 | 30 |  | Stoddard Jct | Stoddard Sub | 138 | 138 | S P Steel | 3.8 | 0 | 1 | 1272 ACSR | 0 | 0 | 0 | 0 | 0 | 0 | 0 | 0 | 0 | 0 | 0 | 0 | 0 | 0 | 0 | 0 | 0 | 0 | 0 | 0 | 0 | 0 | 0 | 12 | 1
NO |  | 70 | 2016 | 2 | 31 | 31 |  | Fossil Gulch Tap |  | 138 | 138 | H Wood | 1.95 | 0 | 1 | 250 COPPER | 450 | 187848 | 188298 | 0 | 0 | 0 | 0 | 0 | 0 | 0 | 0 | 0 | 0 | 0 | 0 | 0 | 0 | 0 | 0 | 0 | 0 | 0 | 0 | 12 | 1
NO |  | 70 | 2016 | 2 | 32 | 32 |  | Wood River | Midpoint | 138 | 138 | H Wood | 53.08 | 0 | 2 | 397.5 ACSR | 349712 | 7127142 | 7476854 | 0 | 0 | 0 | 0 | 0 | 0 | 0 | 0 | 0 | 0 | 0 | 0 | 0 | 0 | 0 | 0 | 0 | 0 | 0 | 0 | 12 | 1
NO |  | 70 | 2016 | 2 | 33 | 33 |  | Wood River | Midpoint | 138 | 138 | S P Wood | 16.69 | 0 | 2 | 397.5 ACSR | 0 | 0 | 0 | 0 | 0 | 0 | 0 | 0 | 0 | 0 | 0 | 0 | 0 | 0 | 0 | 0 | 0 | 0 | 0 | 0 | 0 | 0 | 0 | 12 | 1
NO |  | 70 | 2016 | 2 | 34 | 34 |  | Oxbow | McCall | 138 | 138 | H Wood | 37.15 | 0 | 1 | 397.5 ACSR | 141534 | 2753958 | 2895492 | 0 | 0 | 0 | 0 | 0 | 0 | 0 | 0 | 0 | 0 | 0 | 0 | 0 | 0 | 0 | 0 | 0 | 0 | 0 | 0 | 12 | 1
NO |  | 70 | 2016 | 2 | 35 | 35 |  | Oxbow | McCall | 138 | 138 | S P Wood | 2.32 | 0 | 1 | 397.5 ACSR | 0 | 0 | 0 | 0 | 0 | 0 | 0 | 0 | 0 | 0 | 0 | 0 | 0 | 0 | 0 | 0 | 0 | 0 | 0 | 0 | 0 | 0 | 0 | 12 | 1
NO |  | 70 | 2016 | 3 | 1 | 1 |  | Lowell Jct | Nampa | 138 | 138 | S P Wood | 7.5 | 0 | 2 | 715.5 ACSR | 211131 | 1454879 | 1666010 | 0 | 0 | 0 | 0 | 0 | 0 | 0 | 0 | 0 | 0 | 0 | 0 | 0 | 0 | 0 | 0 | 0 | 0 | 0 | 0 | 12 | 1
NO |  | 70 | 2016 | 3 | 2 | 2 |  | Hunt | Milner | 138 | 138 | S P Wood | 19.4 | 0 | 1 | 715.5 ACSR | 3324 | 1426231 | 1429555 | 0 | 0 | 0 | 0 | 0 | 0 | 0 | 0 | 0 | 0 | 0 | 0 | 0 | 0 | 0 | 0 | 0 | 0 | 0 | 0 | 12 | 1
NO |  | 70 | 2016 | 3 | 3 | 3 |  | Strike | Bruneau Bridge | 138 | 138 | H Wood | 13.49 | 0 | 1 | 397.5 ACSR | 14927 | 616667 | 631594 | 0 | 0 | 0 | 0 | 0 | 0 | 0 | 0 | 0 | 0 | 0 | 0 | 0 | 0 | 0 | 0 | 0 | 0 | 0 | 0 | 12 | 1
NO |  | 70 | 2016 | 3 | 4 | 4 |  | American Falls | Kramer Sub | 138 | 138 | S P Wood | 18.46 | 0 | 2 | 715.5 ACSR | 13734 | 1073502 | 1087236 | 0 | 0 | 0 | 0 | 0 | 0 | 0 | 0 | 0 | 0 | 0 | 0 | 0 | 0 | 0 | 0 | 0 | 0 | 0 | 0 | 12 | 1
NO |  | 70 | 2016 | 3 | 5 | 5 |  | Pingree | Haven | 138 | 138 | S P Wood | 11.72 | 0 | 1 | 397.5 ACSR | 18223 | 1281344 | 1299567 | 0 | 0 | 0 | 0 | 0 | 0 | 0 | 0 | 0 | 0 | 0 | 0 | 0 | 0 | 0 | 0 | 0 | 0 | 0 | 0 | 12 | 1
NO |  | 70 | 2016 | 3 | 6 | 6 |  | Midpoint | Twin Falls | 138 | 138 | S P Wood | 25.22 | 0 | 2 | VARIOUS | 66286 | 3293716 | 3360002 | 0 | 0 | 0 | 0 | 0 | 0 | 0 | 0 | 0 | 0 | 0 | 0 | 0 | 0 | 0 | 0 | 0 | 0 | 0 | 0 | 12 | 1
NO |  | 70 | 2016 | 3 | 7 | 7 |  | Twin Falls | Russett | 138 | 138 | S P Wood | 1.71 | 0 | 1 | 715.5 ACSR | 16790 | 213033 | 229823 | 0 | 0 | 0 | 0 | 0 | 0 | 0 | 0 | 0 | 0 | 0 | 0 | 0 | 0 | 0 | 0 | 0 | 0 | 0 | 0 | 12 | 1
NO |  | 70 | 2016 | 3 | 8 | 8 |  | Blackfoot | Aiken | 46 | 138 | S P Wood | 6.22 | 0 | 2 | 715.5 ACSR | 13616 | 529756 | 543372 | 0 | 0 | 0 | 0 | 0 | 0 | 0 | 0 | 0 | 0 | 0 | 0 | 0 | 0 | 0 | 0 | 0 | 0 | 0 | 0 | 12 | 1
NO |  | 70 | 2016 | 3 | 9 | 9 |  | Peterson | Tendoy | 69 | 138 | H Wood | 57.1 | 0 | 1 | 397.5 ACSR | 395696 | 3504326 | 3900022 | 0 | 0 | 0 | 0 | 0 | 0 | 0 | 0 | 0 | 0 | 0 | 0 | 0 | 0 | 0 | 0 | 0 | 0 | 0 | 0 | 12 | 1
NO |  | 70 | 2016 | 3 | 10 | 10 |  | Eastgate Tap | Eastgate | 138 | 138 | S P Wood | 6.36 | 0 | 1 | 715.5 ACSR | 343955 | 2221809 | 2565764 | 0 | 0 | 0 | 0 | 0 | 0 | 0 | 0 | 0 | 0 | 0 | 0 | 0 | 0 | 0 | 0 | 0 | 0 | 0 | 0 | 12 | 1
NO |  | 70 | 2016 | 3 | 11 | 11 |  | Kimberly Tap | Kimberly | 138 | 138 | S P Steel | 1.84 | 0 | 2 | 795 ACSR | 0 | 0 | 0 | 0 | 0 | 0 | 0 | 0 | 0 | 0 | 0 | 0 | 0 | 0 | 0 | 0 | 0 | 0 | 0 | 0 | 0 | 0 | 0 | 12 | 1
NO |  | 70 | 2016 | 3 | 12 | 12 |  | Boise Bench | Mora | 138 | 138 | H Wood | 13.14 | 0 | 2 | 715.5 ACSR | 14697 | 862367 | 877064 | 0 | 0 | 0 | 0 | 0 | 0 | 0 | 0 | 0 | 0 | 0 | 0 | 0 | 0 | 0 | 0 | 0 | 0 | 0 | 0 | 12 | 1
NO |  | 70 | 2016 | 3 | 13 | 13 |  | Bowmont-Caldwell | Simplot Sub | 138 | 138 | S P Wood | 0.51 | 0 | 1 | 795 AAC | 0 | 50319 | 50319 | 0 | 0 | 0 | 0 | 0 | 0 | 0 | 0 | 0 | 0 | 0 | 0 | 0 | 0 | 0 | 0 | 0 | 0 | 0 | 0 | 12 | 1
NO |  | 70 | 2016 | 3 | 14 | 14 |  | Gary Lane | Eagle | 138 | 138 | S P Wood | 6.66 | 0 | 1 | 795 AAC | 489037 | 2454557 | 2943594 | 0 | 0 | 0 | 0 | 0 | 0 | 0 | 0 | 0 | 0 | 0 | 0 | 0 | 0 | 0 | 0 | 0 | 0 | 0 | 0 | 12 | 1
NO |  | 70 | 2016 | 3 | 15 | 15 |  | Locust Grove | Blackcat Sub | 138 | 138 | S P Steel | 9.25 | 2.98 | 1 | 1272 ACSR | 935810 | 3551499 | 4487309 | 0 | 0 | 0 | 0 | 0 | 0 | 0 | 0 | 0 | 0 | 0 | 0 | 0 | 0 | 0 | 0 | 0 | 0 | 0 | 0 | 12 | 1
NO |  | 70 | 2016 | 3 | 16 | 16 |  | Boise Bench | Butler | 138 | 138 | S P Wood | 0.14 | 4.02 | 1 | 1272 ACSR | 34687 | 838605 | 873292 | 0 | 0 | 0 | 0 | 0 | 0 | 0 | 0 | 0 | 0 | 0 | 0 | 0 | 0 | 0 | 0 | 0 | 0 | 0 | 0 | 12 | 1
NO |  | 70 | 2016 | 3 | 17 | 17 |  | Eagle | Star | 138 | 138 | S P Wood | 6.74 | 0 | 1 | 715.5 ACSR | 179817 | 2932783 | 3112600 | 0 | 0 | 0 | 0 | 0 | 0 | 0 | 0 | 0 | 0 | 0 | 0 | 0 | 0 | 0 | 0 | 0 | 0 | 0 | 0 | 12 | 1
NO |  | 70 | 2016 | 3 | 18 | 18 |  | Karcher Sub | Zilog Tap | 138 | 138 | S P Steel | 3.6 | 0 | 1 | 795 AAC | 43035 | 434341 | 477376 | 0 | 0 | 0 | 0 | 0 | 0 | 0 | 0 | 0 | 0 | 0 | 0 | 0 | 0 | 0 | 0 | 0 | 0 | 0 | 0 | 12 | 1
NO |  | 70 | 2016 | 3 | 19 | 19 |  | Cloverdale - 712 | 712 - Wye | 138 | 138 | S P Steel | 0.42 | 4.02 | 1 | 1272 ACSR | 140412 | 2577075 | 2717487 | 0 | 0 | 0 | 0 | 0 | 0 | 0 | 0 | 0 | 0 | 0 | 0 | 0 | 0 | 0 | 0 | 0 | 0 | 0 | 0 | 12 | 1
NO |  | 70 | 2016 | 3 | 20 | 20 |  | Victory Jct | Victory | 138 | 138 | S P Steel | 1.89 | 0 | 1 | 1272 ACSR | 0 | 0 | 0 | 0 | 0 | 0 | 0 | 0 | 0 | 0 | 0 | 0 | 0 | 0 | 0 | 0 | 0 | 0 | 0 | 0 | 0 | 0 | 0 | 12 | 1
NO |  | 70 | 2016 | 3 | 21 | 21 |  | Butler | Wye | 138 | 138 | S P Steel | 2.94 | 0 | 1 | 795 ACSR | 134471 | 1405436 | 1539907 | 0 | 0 | 0 | 0 | 0 | 0 | 0 | 0 | 0 | 0 | 0 | 0 | 0 | 0 | 0 | 0 | 0 | 0 | 0 | 0 | 12 | 1
NO |  | 70 | 2016 | 3 | 22 | 22 |  | Horseflat | Starkey | 138 | 138 | H Wood | 33.97 | 0 | 1 | 715.5 ACSR | 2473833 | 18781405 | 21255238 | 0 | 0 | 0 | 0 | 0 | 0 | 0 | 0 | 0 | 0 | 0 | 0 | 0 | 0 | 0 | 0 | 0 | 0 | 0 | 0 | 12 | 1
NO |  | 70 | 2016 | 3 | 23 | 23 |  | Starkey | Mccall | 138 | 138 | S P Steel | 2.23 | 0 | 2 | 715.5 ACSR | 0 | 0 | 0 | 0 | 0 | 0 | 0 | 0 | 0 | 0 | 0 | 0 | 0 | 0 | 0 | 0 | 0 | 0 | 0 | 0 | 0 | 0 | 0 | 12 | 1
NO |  | 70 | 2016 | 3 | 24 | 24 |  | Starkey | Mccall | 138 | 138 | H Wood | 3.8 | 0 | 1 | 715.5 ACSR | 0 | 0 | 0 | 0 | 0 | 0 | 0 | 0 | 0 | 0 | 0 | 0 | 0 | 0 | 0 | 0 | 0 | 0 | 0 | 0 | 0 | 0 | 0 | 12 | 1
NO |  | 70 | 2016 | 3 | 25 | 25 |  | Starkey | Mccall | 138 | 138 | S P Steel | 1.5 | 0 | 1 | 715.5 ACSR | 0 | 0 | 0 | 0 | 0 | 0 | 0 | 0 | 0 | 0 | 0 | 0 | 0 | 0 | 0 | 0 | 0 | 0 | 0 | 0 | 0 | 0 | 0 | 12 | 1
NO |  | 70 | 2016 | 3 | 26 | 26 |  | Starkey | Mccall | 138 | 138 | S P Wood | 17.61 | 0 | 1 | 715.5 ACSR | 0 | 0 | 0 | 0 | 0 | 0 | 0 | 0 | 0 | 0 | 0 | 0 | 0 | 0 | 0 | 0 | 0 | 0 | 0 | 0 | 0 | 0 | 0 | 12 | 1
NO |  | 70 | 2016 | 3 | 27 | 27 |  | Chestnut | Happy Valley | 138 | 138 | S P Steel | 2.78 | 0 | 1 | 1272 ACSR | 78579 | 2219508 | 2298087 | 0 | 0 | 0 | 0 | 0 | 0 | 0 | 0 | 0 | 0 | 0 | 0 | 0 | 0 | 0 | 0 | 0 | 0 | 0 | 0 | 12 | 1
NO |  | 70 | 2016 | 3 | 28 | 28 |  | Garnet | Ward | 0 | 138 |  | 0 | 0 | 0 |  | 40580 | 0 | 40580 | 0 | 0 | 0 | 0 | 0 | 0 | 0 | 0 | 0 | 0 | 0 | 0 | 0 | 0 | 0 | 0 | 0 | 0 | 0 | 0 | 12 | 1
NO |  | 70 | 2016 | 3 | 29 | 29 |  | McCall | Lake Fork | 138 | 138 | S P Wood | 8.89 | 0 | 1 | 715.5 ACSR | 331539 | 4682879 | 5014418 | 0 | 0 | 0 | 0 | 0 | 0 | 0 | 0 | 0 | 0 | 0 | 0 | 0 | 0 | 0 | 0 | 0 | 0 | 0 | 0 | 12 | 1
NO |  | 70 | 2016 | 3 | 30 | 30 |  | McCall | Lake Fork | 138 | 138 | S Steel | 2.9 | 0 | 0 |  | 0 | 0 | 0 | 0 | 0 | 0 | 0 | 0 | 0 | 0 | 0 | 0 | 0 | 0 | 0 | 0 | 0 | 0 | 0 | 0 | 0 | 0 | 0 | 12 | 1
NO |  | 70 | 2016 | 3 | 31 | 31 |  | Caldwell | Willis | 138 | 138 | S P Steel | 1.3 | 0 | 1 | 1272 ACSR | 272231 | 2141218 | 2413449 | 0 | 0 | 0 | 0 | 0 | 0 | 0 | 0 | 0 | 0 | 0 | 0 | 0 | 0 | 0 | 0 | 0 | 0 | 0 | 0 | 12 | 1
NO |  | 70 | 2016 | 3 | 32 | 32 |  | Caldwell | Willis | 138 | 138 | S P Steel | 1.59 | 0 | 1 | 795 ACSR | 0 | 0 | 0 | 0 | 0 | 0 | 0 | 0 | 0 | 0 | 0 | 0 | 0 | 0 | 0 | 0 | 0 | 0 | 0 | 0 | 0 | 0 | 0 | 12 | 1
NO |  | 70 | 2016 | 3 | 33 | 33 |  | Caldwell | Willis | 138 | 138 | S P Wood | 0.87 | 0 | 1 | 795 ACSR | 0 | 0 | 0 | 0 | 0 | 0 | 0 | 0 | 0 | 0 | 0 | 0 | 0 | 0 | 0 | 0 | 0 | 0 | 0 | 0 | 0 | 0 | 0 | 12 | 1
NO |  | 70 | 2016 | 3 | 34 | 34 |  | Valivue Tap |  | 138 | 138 | S P Steel | 0.8 | 0 | 2 | 795 ACSR | 0 | 351497 | 351497 | 0 | 0 | 0 | 0 | 0 | 0 | 0 | 0 | 0 | 0 | 0 | 0 | 0 | 0 | 0 | 0 | 0 | 0 | 0 | 0 | 12 | 1
NO |  | 70 | 2016 | 3 | 35 | 35 |  | Bowmont | Happy Valley | 138 | 138 | S P Steel | 8.72 | 0 | 1 | 1272 ACSR | 691728 | 6045286 | 6737014 | 0 | 0 | 0 | 0 | 0 | 0 | 0 | 0 | 0 | 0 | 0 | 0 | 0 | 0 | 0 | 0 | 0 | 0 | 0 | 0 | 12 | 1
NO |  | 70 | 2016 | 4 | 1 | 1 |  | Antelope | Scoville | 138 | 138 | H Wood | 0.12 | 0 | 1 | 397.5 ACSR | 0 | 71018 | 71018 | 0 | 0 | 0 | 0 | 0 | 660700360 | 0 | 0 | 0 | 0 | 0 | 0 | 0 | 0 | 0 | 0 | 0 | 0 | 0 | 0 | 12 | 1
NO |  | 70 | 2016 | 4 | 2 | 2 |  | American Falls | Wheelon | 138 | 138 | H Wood | 1.05 | 0 | 1 | 250 COPPER | 0 | 96431 | 96431 | 0 | 0 | 0 | 0 | 0 | 660700361 | 0 | 0 | 0 | 0 | 0 | 0 | 0 | 0 | 0 | 0 | 0 | 0 | 0 | 0 | 12 | 1
NO |  | 70 | 2016 | 4 | 3 | 3 |  | Kinport | Don #1 | 138 | 138 | S Tower | 1.32 | 0 | 2 | 715.5 ACSR | 1174 | 206258 | 207432 | 0 | 0 | 0 | 0 | 0 | 0 | 0 | 0 | 0 | 0 | 0 | 0 | 0 | 0 | 0 | 0 | 0 | 0 | 0 | 0 | 12 | 1
NO |  | 70 | 2016 | 4 | 4 | 4 |  | Donn | HOKU | 138 | 138 | S P Steel | 2.72 | 0 | 1 | 1272 ACSR | 190 | 4594 | 4784 | 0 | 0 | 0 | 0 | 0 | 0 | 0 | 0 | 0 | 0 | 0 | 0 | 0 | 0 | 0 | 0 | 0 | 0 | 0 | 0 | 12 | 1
NO |  | 70 | 2016 | 4 | 5 | 5 |  | HOKU | Alamed | 138 | 138 | S P Steel | 0.22 | 0 | 2 | 1272 ACSR | 0 | 0 | 0 | 0 | 0 | 0 | 0 | 0 | 0 | 0 | 0 | 0 | 0 | 0 | 0 | 0 | 0 | 0 | 0 | 0 | 0 | 0 | 0 | 12 | 1
NO |  | 70 | 2016 | 4 | 6 | 6 |  | HOKU | Alamed | 138 | 138 | S P Steel | 0.23 | 0 | 2 | 795 ACSR | 0 | 0 | 0 | 0 | 0 | 0 | 0 | 0 | 0 | 0 | 0 | 0 | 0 | 0 | 0 | 0 | 0 | 0 | 0 | 0 | 0 | 0 | 0 | 12 | 1
NO |  | 70 | 2016 | 4 | 7 | 7 |  | HOKU | Alamed | 138 | 138 | S P Steel | 2.85 | 0 | 1 | 795 ACSR | 0 | 0 | 0 | 0 | 0 | 0 | 0 | 0 | 0 | 0 | 0 | 0 | 0 | 0 | 0 | 0 | 0 | 0 | 0 | 0 | 0 | 0 | 0 | 12 | 1
NO |  | 70 | 2016 | 4 | 8 | 8 |  | Rockland Jct | Rockland Wind Farm | 138 | 138 | S P Steel | 5.3 | 0 | 1 | 795 ACSR | 0 | -16973 | -16973 | 0 | 0 | 0 | 0 | 0 | 0 | 0 | 0 | 0 | 0 | 0 | 0 | 0 | 0 | 0 | 0 | 0 | 0 | 0 | 0 | 12 | 1
NO |  | 70 | 2016 | 4 | 9 | 9 |  | King | Justice | 138 | 138 | S P Wood | 0.11 | 0 | 1 | 1590 ACSR | 0 | 60659 | 60659 | 0 | 0 | 0 | 0 | 0 | 0 | 0 | 0 | 0 | 0 | 0 | 0 | 0 | 0 | 0 | 0 | 0 | 0 | 0 | 0 | 12 | 1
NO |  | 70 | 2016 | 4 | 10 | 10 |  | NorthView Tap |  | 138 | 138 | S P Wood | 6.17 | 0 | 1 | 715.5 ACSR | 105933 | 4125054 | 4230987 | 0 | 0 | 0 | 0 | 0 | 0 | 0 | 0 | 0 | 0 | 0 | 0 | 0 | 0 | 0 | 0 | 0 | 0 | 0 | 0 | 12 | 1
NO |  | 70 | 2016 | 4 | 11 | 11 |  | Twin Falls PP Tap |  | 138 | 138 | H Wood | 0.99 | 0 | 1 | 250 COPPER | 58 | 63264 | 63322 | 0 | 0 | 0 | 0 | 0 | 0 | 0 | 0 | 0 | 0 | 0 | 0 | 0 | 0 | 0 | 0 | 0 | 0 | 0 | 0 | 12 | 1
NO |  | 70 | 2016 | 4 | 12 | 12 |  | American Falls PP | Amercian Falls Trans ST | 138 | 138 | S P Steel | 0.38 | 0 | 1 | 715.5 ACSR | 0 | 179047 | 179047 | 0 | 0 | 0 | 0 | 0 | 0 | 0 | 0 | 0 | 0 | 0 | 0 | 0 | 0 | 0 | 0 | 0 | 0 | 0 | 0 | 12 | 1
NO |  | 70 | 2016 | 4 | 13 | 13 |  | Lower Salmon | King Tie | 138 | 138 | H Wood | 0.11 | 0 | 1 | 397.5 ACSR | 0 | 4406 | 4406 | 0 | 0 | 0 | 0 | 0 | 0 | 0 | 0 | 0 | 0 | 0 | 0 | 0 | 0 | 0 | 0 | 0 | 0 | 0 | 0 | 12 | 1
NO |  | 70 | 2016 | 4 | 14 | 14 |  | C J Strike | Strike Jct | 138 | 138 | S Tower | 4.3 | 0 | 2 | 715.5 ACSR | 1074 | 622115 | 623189 | 0 | 0 | 0 | 0 | 0 | 0 | 0 | 0 | 0 | 0 | 0 | 0 | 0 | 0 | 0 | 0 | 0 | 0 | 0 | 0 | 12 | 1
NO |  | 70 | 2016 | 4 | 15 | 15 |  | Strike Jct | Mountain Home Jct | 138 | 138 | H Wood | 23.42 | 0 | 1 | 397.5 ACSR | 6332 | 2562490 | 2568822 | 0 | 0 | 0 | 0 | 0 | 0 | 0 | 0 | 0 | 0 | 0 | 0 | 0 | 0 | 0 | 0 | 0 | 0 | 0 | 0 | 12 | 1
NO |  | 70 | 2016 | 4 | 16 | 16 |  | Strike Jct | Bowmont | 0 | 138 | H Wood | 0.05 | 0 | 1 | 715.5 ACSR | 86651 | 2861709 | 2948360 | 0 | 0 | 0 | 0 | 0 | 0 | 0 | 0 | 0 | 0 | 0 | 0 | 0 | 0 | 0 | 0 | 0 | 0 | 0 | 0 | 12 | 1
NO |  | 70 | 2016 | 4 | 17 | 17 |  | Strike Jct | Bowmont | 138 | 138 | S Tower | 0.36 | 0 | 1 | 715.5 ACSR | 0 | 0 | 0 | 0 | 0 | 0 | 0 | 0 | 0 | 0 | 0 | 0 | 0 | 0 | 0 | 0 | 0 | 0 | 0 | 0 | 0 | 0 | 0 | 12 | 1
NO |  | 70 | 2016 | 4 | 18 | 18 |  | Strike Jct | Bowmont | 138 | 138 | H Wood | 68.16 | 0 | 1 |  | 0 | 0 | 0 | 0 | 0 | 0 | 0 | 0 | 0 | 0 | 0 | 0 | 0 | 0 | 0 | 0 | 0 | 0 | 0 | 0 | 0 | 0 | 0 | 12 | 1
NO |  | 70 | 2016 | 4 | 19 | 19 |  | Lucky Peak | Lucky Peak Jct | 138 | 138 | H Wood | 4.48 | 0 | 2 | 715.5 ACSR | 7 | 279481 | 279488 | 0 | 0 | 0 | 0 | 0 | 0 | 0 | 0 | 0 | 0 | 0 | 0 | 0 | 0 | 0 | 0 | 0 | 0 | 0 | 0 | 12 | 1
NO |  | 70 | 2016 | 4 | 20 | 20 |  | Bliss | King | 138 | 138 | H Wood | 10.47 | 0 | 1 | 715.5 ACSR | 5620 | 1352664 | 1358284 | 0 | 0 | 0 | 0 | 0 | 0 | 0 | 0 | 0 | 0 | 0 | 0 | 0 | 0 | 0 | 0 | 0 | 0 | 0 | 0 | 12 | 1
NO |  | 70 | 2016 | 4 | 21 | 21 |  | Milner Deadend | Milner PP | 138 | 138 | S P Wood | 1.3 | 0 | 1 | 715.5 ACSR | 2814 | 183606 | 186420 | 0 | 0 | 0 | 0 | 0 | 0 | 0 | 0 | 0 | 0 | 0 | 0 | 0 | 0 | 0 | 0 | 0 | 0 | 0 | 0 | 12 | 1
NO |  | 70 | 2016 | 4 | 22 | 22 |  | Swan Falls Tap |  | 138 | 138 | H Wood | 1 | 0 | 1 | 397.5 ACSR | 17207 | 261512 | 278719 | 0 | 0 | 0 | 0 | 0 | 0 | 0 | 0 | 0 | 0 | 0 | 0 | 0 | 0 | 0 | 0 | 0 | 0 | 0 | 0 | 12 | 1
SI/NO | A | 70 | 2016 | 4 | 26 | 26 |  | Hines | BPA (Harney) | 115 | 115 | H Wood | 3.35 | 0 | 1 | 397.5 ACSR | 1978 | 63404 | 65382 | 0 | 0 | 0 | 1628.6163 | 0 | 0 | 0 | 0 | 0 | 0 | 0 | 0 | 0 | 0 | 0 | 0 | 0 | 0 | 0 | 0 | 12 | 1
SI/NO | A | 70 | 2016 | 4 | 29 | 29 |  | 69 Kv Lines |  | 69 | 69 | H Wood | 210.65 | 0 | 1 | VARIOUS | 1699736 | 70925208 | 72624944 | 0 | 0 | 0 | 1809032.6064 | 0 | 0 | 0 | 0 | 0 | 0 | 0 | 0 | 0 | 0 | 0 | 0 | 0 | 0 | 0 | 0 | 12 | 1
SI/NO | A | 70 | 2016 | 4 | 30 | 30 |  | 69 Kv Lines |  | 69 | 69 | S P Wood | 928.75 | 0 | 1 | VARIOUS | 0 | 0 | 0 | 0 | 0 | 0 | 0 | 0 | 0 | 0 | 0 | 0 | 0 | 0 | 0 | 0 | 0 | 0 | 0 | 0 | 0 | 0 | 0 | 12 | 1
SI/NO | A | 70 | 2016 | 4 | 33 | 33 |  | 46 Kv Lines |  | 46 | 46 | S P Wood | 431.16 | 0 | 1 | VARIOUS | 194536 | 18820777 | 19015313 | 0 | 0 | 0 | 473657.1121 | 0 | 0 | 0 | 0 | 0 | 0 | 0 | 0 | 0 | 0 | 0 | 0 | 0 | 0 | 0 | 0 | 12 | 1
NO |  | 70 | 2016 | 4 | 34 | 34 |  |  |  | 0 | 0 |  | 0 | 0 | 0 |  | 0 | 0 | 0 | 6975999 | 1302613 | 4139757 | 12418369 | 0 | 0 | 0 | 0 | 0 | 0 | 0 | 0 | 0 | 0 | 0 | 0 | 0 | 0 | 0 | 0 | 12 | 1
NO |  | 70 | 2016 | 4 | 35 | 35 |  | Total all lines |  | 0 | 0 |  | 4861.24 | 11.02 | 203 |  | 33098328 | 592880317 | 625978645 | 6975999 | 1302613 | 4139757 | 12418369 | 0 | 0 | 0 | 0 | 0 | 0 | 0 | 0 | 0 | 0 | 0 | 0 | 0 | 0 | 0 | 0 | 12 | 1
NO |  | 72 | 2016 | 0 | 1 | 1 |  | Clifty Creek | Dearborn | 345 | 330 | Steel Tower | 42.2 | 0 | 2 | 1.75 in. | 167186 | 4570385 | 4737571 | 0 | 0 | 0 | 0 | 0 | 0 | 0 | 0 | 0 | 0 | 0 | 0 | 0 | 0 | 0 | 0 | 0 | 0 | 0 | 0 | 12 | 0
NO |  | 72 | 2016 | 0 | 2 | 2 |  |  |  | 0 | 0 |  | 0 | 0 | 0 | ACSR | 0 | 0 | 0 | 0 | 0 | 0 | 0 | 0 | 0 | 0 | 0 | 0 | 0 | 0 | 0 | 0 | 0 | 0 | 0 | 0 | 0 | 0 | 0 | 12 | 0
NO |  | 72 | 2016 | 0 | 4 | 4 |  | Clifty Creek | Ind.-Ky State Line | 0 | 0 |  | 0 | 0 | 0 |  | 0 | 0 | 0 | 0 | 0 | 0 | 0 | 0 | 0 | 0 | 0 | 0 | 0 | 0 | 0 | 0 | 0 | 0 | 0 | 0 | 0 | 0 | 0 | 12 | 0
NO |  | 72 | 2016 | 0 | 5 | 5 |  |  | (Pierce) | 345 | 330 | Steel Tower | 0.2 | 0 | 2 | 1.75 in. | 0 | 65275 | 65275 | 0 | 0 | 0 | 0 | 0 | 0 | 0 | 0 | 0 | 0 | 0 | 0 | 0 | 0 | 0 | 0 | 0 | 0 | 0 | 0 | 12 | 0
NO |  | 72 | 2016 | 0 | 6 | 6 |  |  |  | 0 | 0 |  | 0 | 0 | 0 | aluminum | 0 | 0 | 0 | 0 | 0 | 0 | 0 | 0 | 0 | 0 | 0 | 0 | 0 | 0 | 0 | 0 | 0 | 0 | 0 | 0 | 0 | 0 | 0 | 12 | 0
NO |  | 72 | 2016 | 0 | 8 | 8 |  | Dearborn | Ind.-Ky State Line | 0 | 0 |  | 0 | 0 | 0 |  | 0 | 0 | 0 | 0 | 0 | 0 | 0 | 0 | 0 | 0 | 0 | 0 | 0 | 0 | 0 | 0 | 0 | 0 | 0 | 0 | 0 | 0 | 0 | 12 | 0
NO |  | 72 | 2016 | 0 | 9 | 9 |  |  | (Pierce) | 345 | 330 | Steel Tower | 0.5 | 0 | 1 | 1.75 in. | 0 | 151149 | 151149 | 0 | 0 | 0 | 0 | 0 | 0 | 0 | 0 | 0 | 0 | 0 | 0 | 0 | 0 | 0 | 0 | 0 | 0 | 0 | 0 | 12 | 0
NO |  | 72 | 2016 | 0 | 10 | 10 |  |  |  | 0 | 0 |  | 0 | 0 | 0 | aluminum | 0 | 0 | 0 | 0 | 0 | 0 | 0 | 0 | 0 | 0 | 0 | 0 | 0 | 0 | 0 | 0 | 0 | 0 | 0 | 0 | 0 | 0 | 0 | 12 | 0
NO |  | 72 | 2016 | 0 | 12 | 12 |  | Clifty Creek | Junction Miami Ft.- | 0 | 0 |  | 0 | 0 | 0 |  | 0 | 0 | 0 | 0 | 0 | 0 | 0 | 0 | 0 | 0 | 0 | 0 | 0 | 0 | 0 | 0 | 0 | 0 | 0 | 0 | 0 | 0 | 0 | 12 | 0
NO |  | 72 | 2016 | 0 | 13 | 13 |  |  | Louisville Line | 138 | 132 | Steel Tower | 0.3 | 0 | 2 | 795,000 cm | 0 | 16982 | 16982 | 0 | 0 | 0 | 0 | 0 | 0 | 0 | 0 | 0 | 0 | 0 | 0 | 0 | 0 | 0 | 0 | 0 | 0 | 0 | 0 | 12 | 0
NO |  | 72 | 2016 | 0 | 14 | 14 |  |  |  | 0 | 0 |  | 0 | 0 | 0 | ACSR | 0 | 0 | 0 | 0 | 0 | 0 | 0 | 0 | 0 | 0 | 0 | 0 | 0 | 0 | 0 | 0 | 0 | 0 | 0 | 0 | 0 | 0 | 0 | 12 | 0
NO |  | 72 | 2016 | 0 | 16 | 16 |  | Clifty Creek | Ind.-Ky State Line | 0 | 0 |  | 0 | 0 | 0 |  | 0 | 0 | 0 | 0 | 0 | 0 | 0 | 0 | 0 | 0 | 0 | 0 | 0 | 0 | 0 | 0 | 0 | 0 | 0 | 0 | 0 | 0 | 0 | 12 | 0
NO |  | 72 | 2016 | 0 | 17 | 17 |  |  | (Carrollton) | 138 | 132 | Steel Tower | 1.5 | 0 | 1 | 556,000 cm | 0 | 0 | 0 | 0 | 0 | 0 | 0 | 0 | 0 | 0 | 0 | 0 | 0 | 0 | 0 | 0 | 0 | 0 | 0 | 0 | 0 | 0 | 0 | 12 | 0
NO |  | 72 | 2016 | 0 | 18 | 18 |  |  |  | 0 | 0 |  | 0 | 0 | 0 | ACSR | 0 | 0 | 0 | 0 | 0 | 0 | 0 | 0 | 0 | 0 | 0 | 0 | 0 | 0 | 0 | 0 | 0 | 0 | 0 | 0 | 0 | 0 | 0 | 12 | 0
NO |  | 72 | 2016 | 0 | 20 | 20 |  | Dearborn | Ind.-Ky State Line | 0 | 0 |  | 0 | 0 | 0 |  | 0 | 0 | 0 | 0 | 0 | 0 | 0 | 660720004 | 0 | 0 | 0 | 0 | 0 | 0 | 0 | 0 | 0 | 0 | 0 | 0 | 0 | 0 | 0 | 12 | 0
NO |  | 72 | 2016 | 0 | 21 | 21 |  |  | (Buffington-CG&E) | 345 | 330 | Steel Tower | 0 | 0.5 | 1 | 1.75 in. | 0 | 0 | 0 | 0 | 0 | 0 | 0 | 0 | 0 | 0 | 0 | 0 | 0 | 0 | 0 | 0 | 0 | 0 | 0 | 0 | 0 | 0 | 0 | 12 | 0
NO |  | 72 | 2016 | 0 | 22 | 22 |  |  |  | 0 | 0 |  | 0 | 0 | 0 | aluminum | 0 | 0 | 0 | 0 | 0 | 0 | 0 | 0 | 0 | 0 | 0 | 0 | 0 | 0 | 0 | 0 | 0 | 0 | 0 | 0 | 0 | 0 | 0 | 12 | 0
NO |  | 72 | 2016 | 0 | 24 | 24 |  | Expenses Applicable |  | 0 | 0 |  | 0 | 0 | 0 |  | 0 | 0 | 0 | 0 | 0 | 0 | 0 | 0 | 0 | 0 | 0 | 0 | 0 | 0 | 0 | 0 | 0 | 0 | 0 | 0 | 0 | 0 | 0 | 12 | 0
NO |  | 72 | 2016 | 0 | 25 | 25 |  | To all Lines |  | 0 | 0 |  | 0 | 0 | 0 |  | 0 | 0 | 0 | 584286 | 0 | 0 | 584286 | 0 | 0 | 0 | 0 | 0 | 0 | 0 | 0 | 0 | 0 | 0 | 0 | 0 | 0 | 0 | 0 | 12 | 0
NO |  | 72 | 2016 | 0 | 36 | 36 |  | TOTAL |  | 0 | 0 |  | 44.7 | 0.5 | 9 |  | 167186 | 4803791 | 4970977 | 584286 | 0 | 0 | 584286 | 0 | 0 | 0 | 0 | 0 | 0 | 0 | 0 | 0 | 0 | 0 | 0 | 0 | 0 | 0 | 0 | 12 | 0
NO |  | 73 | 2016 | 0 | 1 | 1 |  | STATE OF INDIANA |  | 0 | 0 |  | 0 | 0 | 0 |  | 0 | 0 | 0 | 0 | 0 | 0 | 0 | 0 | 0 | 0 | 0 | 0 | 0 | 0 | 0 | 0 | 0 | 0 | 0 | 0 | 0 | 0 | 0 | 12 | 1
NO |  | 73 | 2016 | 0 | 2 | 2 |  | 6128 DUMONT | JEFFERSON | 765 | 765 | 3 | 202.76 | 0 | 1 | 4-954 MCM | 0 | 0 | 0 | 0 | 0 | 0 | 0 | 0 | 0 | 0 | 0 | 0 | 0 | 0 | 0 | 0 | 0 | 0 | 0 | 0 | 0 | 0 | 0 | 12 | 1
NO |  | 73 | 2016 | 0 | 3 | 3 |  | 6128 DUMONT | JEFFERSON | 765 | 765 | 3 | 0.24 | 0 | 0 | 4-954 MCM | 0 | 0 | 0 | 0 | 0 | 0 | 0 | 0 | 0 | 0 | 0 | 0 | 0 | 0 | 0 | 0 | 0 | 0 | 0 | 0 | 0 | 0 | 0 | 12 | 1
NO |  | 73 | 2016 | 0 | 4 | 4 |  | 6136 DUMONT | WILTON CENTER | 765 | 765 | 3 | 63 | 0 | 1 | 4-954 MCM | 0 | 0 | 0 | 0 | 0 | 0 | 0 | 0 | 0 | 0 | 0 | 0 | 0 | 0 | 0 | 0 | 0 | 0 | 0 | 0 | 0 | 0 | 0 | 12 | 1
NO |  | 73 | 2016 | 0 | 5 | 5 |  | 6141 DUMONT | MARYSVILLE | 765 | 765 | 3 | 104 | 0 | 1 | 4-954 MCM | 0 | 0 | 0 | 0 | 0 | 0 | 0 | 0 | 0 | 0 | 0 | 0 | 0 | 0 | 0 | 0 | 0 | 0 | 0 | 0 | 0 | 0 | 0 | 12 | 1
NO |  | 73 | 2016 | 0 | 6 | 6 |  | 6215 D.C. COOK | DUMONT | 765 | 765 | 3 | 20 | 0 | 1 | 4-954 MCM | 0 | 0 | 0 | 0 | 0 | 0 | 0 | 0 | 0 | 0 | 0 | 0 | 0 | 0 | 0 | 0 | 0 | 0 | 0 | 0 | 0 | 0 | 0 | 12 | 1
NO |  | 73 | 2016 | 0 | 7 | 7 |  | 6223 ROCKPORT | JEFFERSON | 765 | 765 | 3 | 111 | 0 | 1 | 4-1351 MCM | 0 | 0 | 0 | 0 | 0 | 0 | 0 | 0 | 0 | 0 | 0 | 0 | 0 | 0 | 0 | 0 | 0 | 0 | 0 | 0 | 0 | 0 | 0 | 12 | 1
NO |  | 73 | 2016 | 0 | 8 | 8 |  | 6224 ROCKPORT | SULLIVAN | 765 | 765 | 3 | 97 | 0 | 1 | 4-1351 MCM | 0 | 0 | 0 | 0 | 0 | 0 | 0 | 0 | 0 | 0 | 0 | 0 | 0 | 0 | 0 | 0 | 0 | 0 | 0 | 0 | 0 | 0 | 0 | 12 | 1
NO |  | 73 | 2016 | 0 | 9 | 9 |  | 6226 JEFFERSON | WEST | 765 | 765 |  | 0 | 0 | 0 |  | 0 | 0 | 0 | 0 | 0 | 0 | 0 | 0 | 0 | 0 | 0 | 0 | 0 | 0 | 0 | 0 | 0 | 0 | 0 | 0 | 0 | 0 | 0 | 12 | 1
NO |  | 73 | 2016 | 0 | 10 | 10 |  | 6236 HANGING ROCK | JEFFERSON | 765 | 765 | 3 | 1 | 0 | 1 | 4-1351 MCM | 0 | 0 | 0 | 0 | 0 | 0 | 0 | 0 | 0 | 0 | 0 | 0 | 0 | 0 | 0 | 0 | 0 | 0 | 0 | 0 | 0 | 0 | 0 | 12 | 1
NO |  | 73 | 2016 | 0 | 11 | 11 |  | 0675 TANNERS CREEK | SORENSON | 345 | 345 | 3 | 136 | 0 | 2 | 1275 MCM | 0 | 0 | 0 | 0 | 0 | 0 | 0 | 0 | 0 | 0 | 0 | 0 | 0 | 0 | 0 | 0 | 0 | 0 | 0 | 0 | 0 | 0 | 0 | 12 | 1
NO |  | 73 | 2016 | 0 | 12 | 12 |  | 0676 SORENSON | EAST LIMA | 345 | 345 | 3 | 29.68 | 0 | 1 | 1275 MCM | 0 | 0 | 0 | 0 | 0 | 0 | 0 | 0 | 0 | 0 | 0 | 0 | 0 | 0 | 0 | 0 | 0 | 0 | 0 | 0 | 0 | 0 | 0 | 12 | 1
NO |  | 73 | 2016 | 0 | 13 | 13 |  | 0676 SORENSON | EAST LIMA | 345 | 345 | 1 | 0.27 | 0 | 1 | 2-954 MCM | 0 | 0 | 0 | 0 | 0 | 0 | 0 | 0 | 0 | 0 | 0 | 0 | 0 | 0 | 0 | 0 | 0 | 0 | 0 | 0 | 0 | 0 | 0 | 12 | 1
NO |  | 73 | 2016 | 0 | 14 | 14 |  | 0677 BREED | DEQUINE EAST | 345 | 345 | 3 | 187.78 | 0 | 2 | 1414 MCM | 0 | 0 | 0 | 0 | 0 | 0 | 0 | 0 | 0 | 0 | 0 | 0 | 0 | 0 | 0 | 0 | 0 | 0 | 0 | 0 | 0 | 0 | 0 | 12 | 1
NO |  | 73 | 2016 | 0 | 15 | 15 |  | 0677 BREED | DEQUINE EAST | 345 | 345 | 1 | 0.23 | 0 | 1 | 2-1351.5 MCM | 0 | 0 | 0 | 0 | 0 | 0 | 0 | 0 | 0 | 0 | 0 | 0 | 0 | 0 | 0 | 0 | 0 | 0 | 0 | 0 | 0 | 0 | 0 | 12 | 1
NO |  | 73 | 2016 | 0 | 16 | 16 |  | 0677 BREED | DEQUINE EAST | 345 | 345 | 1 | 0.07 | 0 | 2 | 2-2303 MCM | 0 | 0 | 0 | 0 | 0 | 0 | 0 | 0 | 0 | 0 | 0 | 0 | 0 | 0 | 0 | 0 | 0 | 0 | 0 | 0 | 0 | 0 | 0 | 12 | 1
NO |  | 73 | 2016 | 0 | 17 | 17 |  | 0678 DEQUINE | OLIVE | 345 | 345 | 3 | 0.45 | 0 | 0 | 2303 ACSR 54/37 | 0 | 0 | 0 | 0 | 0 | 0 | 0 | 0 | 0 | 0 | 0 | 0 | 0 | 0 | 0 | 0 | 0 | 0 | 0 | 0 | 0 | 0 | 0 | 12 | 1
NO |  | 73 | 2016 | 0 | 18 | 18 |  | 0679 SORENSON | OLIVE | 345 | 345 | 3 | 78 | 0 | 2 | 1414 MCM | 0 | 0 | 0 | 0 | 0 | 0 | 0 | 0 | 0 | 0 | 0 | 0 | 0 | 0 | 0 | 0 | 0 | 0 | 0 | 0 | 0 | 0 | 0 | 12 | 1
NO |  | 73 | 2016 | 0 | 19 | 19 |  | 0680 OLIVE | GOODINGS GROVE | 345 | 345 | 3 | 41 | 0 | 2 | 1414 MCM | 0 | 0 | 0 | 0 | 0 | 0 | 0 | 0 | 0 | 0 | 0 | 0 | 0 | 0 | 0 | 0 | 0 | 0 | 0 | 0 | 0 | 0 | 0 | 12 | 1
NO |  | 73 | 2016 | 0 | 20 | 20 |  | 0683 DESOTO | JCT TOWER (MAR. CO) | 345 | 345 | 3 | 53 | 6 | 1 | 2-954 MCM | 0 | 0 | 0 | 0 | 0 | 0 | 0 | 0 | 0 | 0 | 0 | 0 | 0 | 0 | 0 | 0 | 0 | 0 | 0 | 0 | 0 | 0 | 0 | 12 | 1
NO |  | 73 | 2016 | 0 | 21 | 21 |  | 0684 TANNERS CREEK | JUNCTION TOWER | 345 | 345 | 3 | 80 | 0 | 1 | 2-954 MCM | 0 | 0 | 0 | 0 | 0 | 0 | 0 | 0 | 0 | 0 | 0 | 0 | 0 | 0 | 0 | 0 | 0 | 0 | 0 | 0 | 0 | 0 | 0 | 12 | 1
NO |  | 73 | 2016 | 0 | 22 | 22 |  | 0685 HANNA | JUNCTION TOWER | 345 | 345 | 3 | 5.63 | 0 | 0 | 2-954 MCM | 0 | 0 | 0 | 0 | 0 | 0 | 0 | 0 | 0 | 0 | 0 | 0 | 0 | 0 | 0 | 0 | 0 | 0 | 0 | 0 | 0 | 0 | 0 | 12 | 1
NO |  | 73 | 2016 | 0 | 23 | 23 |  | 0687 TANNERS CREEK | MIAMI FORT | 345 | 345 | 3 | 0 | 0 | 2 | 2-954 MCM | 0 | 0 | 0 | 0 | 0 | 0 | 0 | 0 | 0 | 0 | 0 | 0 | 0 | 0 | 0 | 0 | 0 | 0 | 0 | 0 | 0 | 0 | 0 | 12 | 1
NO |  | 73 | 2016 | 0 | 24 | 24 |  | 0688 EUGENE | SIDNEY | 345 | 345 | 1 | 0.2 | 0 | 1 | 1414 MCM | 0 | 0 | 0 | 0 | 0 | 0 | 0 | 0 | 0 | 0 | 0 | 0 | 0 | 0 | 0 | 0 | 0 | 0 | 0 | 0 | 0 | 0 | 0 | 12 | 1
NO |  | 73 | 2016 | 0 | 25 | 25 |  | 0689 SORENSON-OLIVE | TWIN BRANCH | 345 | 345 | 3 | 11 | 0 | 2 | 1563 MCM | 0 | 0 | 0 | 0 | 0 | 0 | 0 | 0 | 0 | 0 | 0 | 0 | 0 | 0 | 0 | 0 | 0 | 0 | 0 | 0 | 0 | 0 | 0 | 12 | 1
NO |  | 73 | 2016 | 0 | 26 | 26 |  | 0690 BREED | CIPSCO | 345 | 345 | 3 | 0.94 | 0 | 1 | 2-1024 MCM | 0 | 0 | 0 | 0 | 0 | 0 | 0 | 0 | 0 | 0 | 0 | 0 | 0 | 0 | 0 | 0 | 0 | 0 | 0 | 0 | 0 | 0 | 0 | 12 | 1
NO |  | 73 | 2016 | 0 | 27 | 27 |  | 0690 BREED | CIPSCO | 345 | 345 | 3 | 0.02 | 0 | 1 | 2-1351.5 MCM | 0 | 0 | 0 | 0 | 0 | 0 | 0 | 0 | 0 | 0 | 0 | 0 | 0 | 0 | 0 | 0 | 0 | 0 | 0 | 0 | 0 | 0 | 0 | 12 | 1
NO |  | 73 | 2016 | 0 | 28 | 28 |  | 0691 BREED | PETERSBURG | 345 | 345 | 3 | 0.7 | 0 | 1 | 2-954 MCM | 0 | 0 | 0 | 0 | 0 | 0 | 0 | 0 | 0 | 0 | 0 | 0 | 0 | 0 | 0 | 0 | 0 | 0 | 0 | 0 | 0 | 0 | 0 | 12 | 1
NO |  | 73 | 2016 | 0 | 29 | 29 |  | 0691 BREED | PETERSBURG | 345 | 345 | 1 | 0.15 | 0 | 1 | 2-1351.5 MCM | 0 | 0 | 0 | 0 | 0 | 0 | 0 | 0 | 0 | 0 | 0 | 0 | 0 | 0 | 0 | 0 | 0 | 0 | 0 | 0 | 0 | 0 | 0 | 12 | 1
NO |  | 73 | 2016 | 0 | 30 | 30 |  | 6118 ROBISON PARK | SORENSON-EAST LIMA | 345 | 345 | 3 | 23 | 0 | 1 | 1414 MCM | 0 | 0 | 0 | 0 | 0 | 0 | 0 | 0 | 0 | 0 | 0 | 0 | 0 | 0 | 0 | 0 | 0 | 0 | 0 | 0 | 0 | 0 | 0 | 12 | 1
NO |  | 73 | 2016 | 0 | 31 | 31 |  | 6119 COOK | OLIVE | 345 | 345 | 3 | 4 | 0 | 2 | 2-954 MCM | 0 | 0 | 0 | 0 | 0 | 0 | 0 | 0 | 0 | 0 | 0 | 0 | 0 | 0 | 0 | 0 | 0 | 0 | 0 | 0 | 0 | 0 | 0 | 12 | 1
NO |  | 73 | 2016 | 0 | 32 | 32 |  | 6122 DUMONT | OLIVE | 345 | 345 | 3 | 15 | 0 | 2 | 2-954 MCM | 0 | 0 | 0 | 0 | 0 | 0 | 0 | 0 | 0 | 0 | 0 | 0 | 0 | 0 | 0 | 0 | 0 | 0 | 0 | 0 | 0 | 0 | 0 | 12 | 1
NO |  | 73 | 2016 | 0 | 33 | 33 |  | 6123 DUMONT | TWIN BRANCH | 345 | 345 | 3 | 17 | 0 | 2 | 2-954 MCM | 0 | 0 | 0 | 0 | 0 | 0 | 0 | 0 | 0 | 0 | 0 | 0 | 0 | 0 | 0 | 0 | 0 | 0 | 0 | 0 | 0 | 0 | 0 | 12 | 1
NO |  | 73 | 2016 | 0 | 34 | 34 |  | 6125 ROBISON PARK | EAST | 345 | 345 |  | 0 | 0 | 0 |  | 0 | 0 | 0 | 0 | 0 | 0 | 0 | 0 | 0 | 0 | 0 | 0 | 0 | 0 | 0 | 0 | 0 | 0 | 0 | 0 | 0 | 0 | 0 | 12 | 1
NO |  | 73 | 2016 | 0 | 35 | 35 |  | 6133 DUMONT | BABCOCK | 345 | 345 | 3 | 9 | 0 | 1 | 2-954 MCM | 0 | 0 | 0 | 0 | 0 | 0 | 0 | 0 | 0 | 0 | 0 | 0 | 0 | 0 | 0 | 0 | 0 | 0 | 0 | 0 | 0 | 0 | 0 | 12 | 1
NO |  | 73 | 2016 | 0 | 36 | 36 |  | TOTAL |  | 0 | 0 |  | 3927.09 | 124 | 227 |  | 66547906 | 658568293 | 725116199 | 374444 | 7496079 | 0 | 7870523 | 0 | 0 | 0 | 0 | 0 | 0 | 0 | 0 | 0 | 0 | 0 | 0 | 0 | 0 | 0 | 0 | 12 | 1
NO |  | 73 | 2016 | 1 | 1 | 1 |  | 6145 TWIN BRANCH | COOK-ROB PARK JCT | 345 | 345 | 3 | 6 | 0 | 2 | 2-954 MCM | 0 | 0 | 0 | 0 | 0 | 0 | 0 | 0 | 0 | 0 | 0 | 0 | 0 | 0 | 0 | 0 | 0 | 0 | 0 | 0 | 0 | 0 | 0 | 12 | 1
NO |  | 73 | 2016 | 1 | 2 | 2 |  | 6147 COOK | ROBISON PARK | 345 | 345 | 3 | 67.73 | 0 | 2 | 2-954 MCM | 0 | 0 | 0 | 0 | 0 | 0 | 0 | 0 | 0 | 0 | 0 | 0 | 0 | 0 | 0 | 0 | 0 | 0 | 0 | 0 | 0 | 0 | 0 | 12 | 1
NO |  | 73 | 2016 | 1 | 3 | 3 |  | 6147 COOK | ROBISON PARK | 345 | 345 | 1 | 0.17 | 0 | 0 | 2-954 MCM | 0 | 0 | 0 | 0 | 0 | 0 | 0 | 0 | 0 | 0 | 0 | 0 | 0 | 0 | 0 | 0 | 0 | 0 | 0 | 0 | 0 | 0 | 0 | 12 | 1
NO |  | 73 | 2016 | 1 | 4 | 4 |  | 6148 JACKSON ROAD | SORENSON-OLIVE | 345 | 345 | 3 | 4 | 0 | 2 | 2303 MCM | 0 | 0 | 0 | 0 | 0 | 0 | 0 | 0 | 0 | 0 | 0 | 0 | 0 | 0 | 0 | 0 | 0 | 0 | 0 | 0 | 0 | 0 | 0 | 12 | 1
NO |  | 73 | 2016 | 1 | 5 | 5 |  | 6213 COOK-ROB-PARK JCT | ARGENTA | 345 | 345 | 3 | 2 | 0 | 2 | 2-954 MCM | 0 | 0 | 0 | 0 | 0 | 0 | 0 | 0 | 0 | 0 | 0 | 0 | 0 | 0 | 0 | 0 | 0 | 0 | 0 | 0 | 0 | 0 | 0 | 12 | 1
NO |  | 73 | 2016 | 1 | 6 | 6 |  | 6237 JACKSON ROAD | WEST | 345 | 345 |  | 0 | 0 | 0 |  | 0 | 0 | 0 | 0 | 0 | 0 | 0 | 0 | 0 | 0 | 0 | 0 | 0 | 0 | 0 | 0 | 0 | 0 | 0 | 0 | 0 | 0 | 0 | 12 | 1
NO |  | 73 | 2016 | 1 | 7 | 7 |  | 6240 TWIN BRANCH | SUBSTATION CORRIDOR | 345 | 345 |  | 0 | 0 | 0 |  | 0 | 0 | 0 | 0 | 0 | 0 | 0 | 0 | 0 | 0 | 0 | 0 | 0 | 0 | 0 | 0 | 0 | 0 | 0 | 0 | 0 | 0 | 0 | 12 | 1
NO |  | 73 | 2016 | 1 | 8 | 8 |  | 6256 BREED | SULLIVAN | 345 | 345 | 3 | 0.48 | 0 | 2 | 1351.5 MCM | 0 | 0 | 0 | 0 | 0 | 0 | 0 | 0 | 0 | 0 | 0 | 0 | 0 | 0 | 0 | 0 | 0 | 0 | 0 | 0 | 0 | 0 | 0 | 12 | 1
NO |  | 73 | 2016 | 1 | 9 | 9 |  | 6256 BREED | SULLIVAN | 345 | 345 | 3 | 0.75 | 0 | 1 | 1351.5 MCM | 0 | 0 | 0 | 0 | 0 | 0 | 0 | 0 | 0 | 0 | 0 | 0 | 0 | 0 | 0 | 0 | 0 | 0 | 0 | 0 | 0 | 0 | 0 | 12 | 1
NO |  | 73 | 2016 | 1 | 10 | 10 |  | 6256 BREED | SULLIVAN | 345 | 345 | 1 | 0.29 | 0 | 1 | 1351.5 MCM | 0 | 0 | 0 | 0 | 0 | 0 | 0 | 0 | 0 | 0 | 0 | 0 | 0 | 0 | 0 | 0 | 0 | 0 | 0 | 0 | 0 | 0 | 0 | 12 | 1
NO |  | 73 | 2016 | 1 | 11 | 11 |  | 6259 COLLINGWOOD | SOUTH BUTLER | 345 | 345 | 1 | 12 | 0 | 1 | 2-954 MCM | 0 | 0 | 0 | 0 | 0 | 0 | 0 | 0 | 0 | 0 | 0 | 0 | 0 | 0 | 0 | 0 | 0 | 0 | 0 | 0 | 0 | 0 | 0 | 12 | 1
NO |  | 73 | 2016 | 1 | 12 | 12 |  | 6232 GODMAN TAP |  | 34 | 138 |  | 0 | 0 | 0 |  | 0 | 0 | 0 | 0 | 0 | 0 | 0 | 0 | 0 | 0 | 0 | 0 | 0 | 0 | 0 | 0 | 0 | 0 | 0 | 0 | 0 | 0 | 0 | 12 | 1
NO |  | 73 | 2016 | 1 | 13 | 13 |  | 0602 TWIN BRANCH | RIVERSIDE | 138 | 138 | 3 | 6 | 0 | 2 | 397.5 MCM | 0 | 0 | 0 | 0 | 0 | 0 | 0 | 0 | 0 | 0 | 0 | 0 | 0 | 0 | 0 | 0 | 0 | 0 | 0 | 0 | 0 | 0 | 0 | 12 | 1
NO |  | 73 | 2016 | 1 | 14 | 14 |  | 0603 TWIN BRANCH | SOUTH BEND | 138 | 138 | 3 | 5 | 0 | 1 | 397.5 MCM | 0 | 0 | 0 | 0 | 0 | 0 | 0 | 0 | 0 | 0 | 0 | 0 | 0 | 0 | 0 | 0 | 0 | 0 | 0 | 0 | 0 | 0 | 0 | 12 | 1
NO |  | 73 | 2016 | 1 | 15 | 15 |  | 0604 TWIN BRANCH | ROBISON PARK | 138 | 138 | 3 | 65 | 0 | 2 | 397.5 MCM | 0 | 0 | 0 | 0 | 0 | 0 | 0 | 0 | 0 | 0 | 0 | 0 | 0 | 0 | 0 | 0 | 0 | 0 | 0 | 0 | 0 | 0 | 0 | 12 | 1
NO |  | 73 | 2016 | 1 | 16 | 16 |  | 0605 SOUTH BEND | MICHIGAN CITY | 138 | 138 | 3 | 0 | 0 | 1 | 397.5 MCM | 0 | 0 | 0 | 0 | 0 | 0 | 0 | 0 | 0 | 0 | 0 | 0 | 0 | 0 | 0 | 0 | 0 | 0 | 0 | 0 | 0 | 0 | 0 | 12 | 1
NO |  | 73 | 2016 | 1 | 17 | 17 |  | 0606 ROBISON PARK | HAVILAND | 138 | 138 | 3 | 19.61 | 0 | 2 | 397.5 MCM | 0 | 0 | 0 | 0 | 0 | 0 | 0 | 0 | 0 | 0 | 0 | 0 | 0 | 0 | 0 | 0 | 0 | 0 | 0 | 0 | 0 | 0 | 0 | 12 | 1
NO |  | 73 | 2016 | 1 | 18 | 18 |  | 0606 ROBISON PARK | HAVILAND | 138 | 138 | 1 | 0.05 | 0 | 0 | 1233.6 KCM | 0 | 0 | 0 | 0 | 0 | 0 | 0 | 0 | 0 | 0 | 0 | 0 | 0 | 0 | 0 | 0 | 0 | 0 | 0 | 0 | 0 | 0 | 0 | 12 | 1
NO |  | 73 | 2016 | 1 | 19 | 19 |  | 0607 ROBISON PARK | DEER CREEK | 138 | 138 | 3 | 37.87 | 0 | 2 | 397.5 MCM | 0 | 0 | 0 | 0 | 0 | 0 | 0 | 0 | 0 | 0 | 0 | 0 | 0 | 0 | 0 | 0 | 0 | 0 | 0 | 0 | 0 | 0 | 0 | 12 | 1
NO |  | 73 | 2016 | 1 | 20 | 20 |  | 0607 ROBISON PARK | DEER CREEK | 138 | 138 | 1 | 0.2 | 0 | 2 | 397.5 MCM | 0 | 0 | 0 | 0 | 0 | 0 | 0 | 0 | 0 | 0 | 0 | 0 | 0 | 0 | 0 | 0 | 0 | 0 | 0 | 0 | 0 | 0 | 0 | 12 | 1
NO |  | 73 | 2016 | 1 | 21 | 21 |  | 0608 DEER CREEK | KOKOMO | 138 | 138 | 3 | 1.73 | 0 | 1 | 336.4 KCM | 0 | 0 | 0 | 0 | 0 | 0 | 0 | 0 | 0 | 0 | 0 | 0 | 0 | 0 | 0 | 0 | 0 | 0 | 0 | 0 | 0 | 0 | 0 | 12 | 1
NO |  | 73 | 2016 | 1 | 22 | 22 |  | 0608 DEER CREEK | KOKOMO | 138 | 138 | 3 | 5.96 | 0 | 1 | 636 KCM | 0 | 0 | 0 | 0 | 0 | 0 | 0 | 0 | 0 | 0 | 0 | 0 | 0 | 0 | 0 | 0 | 0 | 0 | 0 | 0 | 0 | 0 | 0 | 12 | 1
NO |  | 73 | 2016 | 1 | 23 | 23 |  | 0609 CONCORD TAP |  | 138 | 138 | 3 | 4 | 0 | 2 | 397.5 MCM | 0 | 0 | 0 | 0 | 0 | 0 | 0 | 0 | 0 | 0 | 0 | 0 | 0 | 0 | 0 | 0 | 0 | 0 | 0 | 0 | 0 | 0 | 0 | 12 | 1
NO |  | 73 | 2016 | 1 | 24 | 24 |  | 0613 TWIN BRANCH | JACKSON ROAD | 138 | 138 | 3 | 8 | 0 | 2 | 447 MCM | 0 | 0 | 0 | 0 | 0 | 0 | 0 | 0 | 0 | 0 | 0 | 0 | 0 | 0 | 0 | 0 | 0 | 0 | 0 | 0 | 0 | 0 | 0 | 12 | 1
NO |  | 73 | 2016 | 1 | 25 | 25 |  | 0614 LINCOLN TAP |  | 138 | 138 | 3 | 4 | 0 | 2 | 397.5 MCM | 0 | 0 | 0 | 0 | 0 | 0 | 0 | 0 | 0 | 0 | 0 | 0 | 0 | 0 | 0 | 0 | 0 | 0 | 0 | 0 | 0 | 0 | 0 | 12 | 1
NO |  | 73 | 2016 | 1 | 26 | 26 |  | 0615 TWIN BRANCH | ROBISON PARK | 138 | 138 | 3 | 65.83 | 0 | 1 | 477 MCM | 0 | 0 | 0 | 0 | 0 | 0 | 0 | 0 | 0 | 0 | 0 | 0 | 0 | 0 | 0 | 0 | 0 | 0 | 0 | 0 | 0 | 0 | 0 | 12 | 1
NO |  | 73 | 2016 | 1 | 27 | 27 |  | 0616 DEER CREEK | DELAWARE | 138 | 138 | 3 | 24.15 | 0 | 2 | 397.5 MCM | 0 | 0 | 0 | 0 | 0 | 0 | 0 | 0 | 0 | 0 | 0 | 0 | 0 | 0 | 0 | 0 | 0 | 0 | 0 | 0 | 0 | 0 | 0 | 12 | 1
NO |  | 73 | 2016 | 1 | 28 | 28 |  | 0617 DELAWARE | MADISON | 138 | 138 | 3 | 18.81 | 0 | 2 | 397.5 MCM | 0 | 0 | 0 | 0 | 0 | 0 | 0 | 0 | 0 | 0 | 0 | 0 | 0 | 0 | 0 | 0 | 0 | 0 | 0 | 0 | 0 | 0 | 0 | 12 | 1
NO |  | 73 | 2016 | 1 | 29 | 29 |  | 0618 DELAWARE | COLLEGE CORNER | 138 | 138 | 3,4 | 56.05 | 0 | 2 | 397.5 MCM | 0 | 0 | 0 | 0 | 0 | 0 | 0 | 0 | 0 | 0 | 0 | 0 | 0 | 0 | 0 | 0 | 0 | 0 | 0 | 0 | 0 | 0 | 0 | 12 | 1
NO |  | 73 | 2016 | 1 | 30 | 30 |  | 0618 DELAWARE | COLLEGE CORNER | 138 | 138 | 4 | 1.69 | 0 | 2 | 397.5 MCM | 0 | 0 | 0 | 0 | 0 | 0 | 0 | 0 | 0 | 0 | 0 | 0 | 0 | 0 | 0 | 0 | 0 | 0 | 0 | 0 | 0 | 0 | 0 | 12 | 1
NO |  | 73 | 2016 | 1 | 31 | 31 |  | 0618 DELAWARE | COLLEGE CORNER | 138 | 138 | 1 | 0.17 | 0 | 2 | 397.5 MCM | 0 | 0 | 0 | 0 | 0 | 0 | 0 | 0 | 0 | 0 | 0 | 0 | 0 | 0 | 0 | 0 | 0 | 0 | 0 | 0 | 0 | 0 | 0 | 12 | 1
NO |  | 73 | 2016 | 1 | 32 | 32 |  | 0618 DELAWARE | COLLEGE CORNER | 138 | 138 | 1 | 0.08 | 0 | 0 | 795 KCM | 0 | 0 | 0 | 0 | 0 | 0 | 0 | 0 | 0 | 0 | 0 | 0 | 0 | 0 | 0 | 0 | 0 | 0 | 0 | 0 | 0 | 0 | 0 | 12 | 1
NO |  | 73 | 2016 | 1 | 33 | 33 |  | 0725 DELAWARE | TRENTON | 138 | 138 | 3,4 | 0 | 0 | 0 | 397.5 MCM | 0 | 0 | 0 | 0 | 0 | 0 | 0 | 0 | 0 | 0 | 0 | 0 | 0 | 0 | 0 | 0 | 0 | 0 | 0 | 0 | 0 | 0 | 0 | 12 | 1
NO |  | 73 | 2016 | 1 | 34 | 34 |  | 0619 MADISON | NEW CASTLE | 138 | 138 | 3 | 6 | 1 | 1 | 795 MCM | 0 | 0 | 0 | 0 | 0 | 0 | 0 | 0 | 0 | 0 | 0 | 0 | 0 | 0 | 0 | 0 | 0 | 0 | 0 | 0 | 0 | 0 | 0 | 12 | 1
NO |  | 73 | 2016 | 1 | 35 | 35 |  | 0620 TANNERS CREEK | MADISON | 138 | 138 | 3 | 82 | 0 | 2 | 636 MCM | 0 | 0 | 0 | 0 | 0 | 0 | 0 | 0 | 0 | 0 | 0 | 0 | 0 | 0 | 0 | 0 | 0 | 0 | 0 | 0 | 0 | 0 | 0 | 12 | 1
NO |  | 73 | 2016 | 2 | 1 | 1 |  | 0622 JACKSON ROAD | OLIVE | 138 | 138 | 3 | 16.94 | 1 | 1 | 556.5 MCM | 0 | 0 | 0 | 0 | 0 | 0 | 0 | 0 | 0 | 0 | 0 | 0 | 0 | 0 | 0 | 0 | 0 | 0 | 0 | 0 | 0 | 0 | 0 | 12 | 1
NO |  | 73 | 2016 | 2 | 2 | 2 |  | 0623 MADISON | PENDLETON | 138 | 138 | 2 | 5 | 0 | 1 | 477 MCM | 0 | 0 | 0 | 0 | 0 | 0 | 0 | 0 | 0 | 0 | 0 | 0 | 0 | 0 | 0 | 0 | 0 | 0 | 0 | 0 | 0 | 0 | 0 | 12 | 1
NO |  | 73 | 2016 | 2 | 3 | 3 |  | 0624 DRAGOON TAP |  | 138 | 138 | 3 | 2 | 0 | 1 | 795 MCM | 0 | 0 | 0 | 0 | 0 | 0 | 0 | 0 | 0 | 0 | 0 | 0 | 0 | 0 | 0 | 0 | 0 | 0 | 0 | 0 | 0 | 0 | 0 | 12 | 1
NO |  | 73 | 2016 | 2 | 4 | 4 |  | 0625 TANNERS CREEK | COLLEGE CORNER | 138 | 138 | 3 | 40 | 0 | 2 | 636 MCM | 0 | 0 | 0 | 0 | 0 | 0 | 0 | 0 | 0 | 0 | 0 | 0 | 0 | 0 | 0 | 0 | 0 | 0 | 0 | 0 | 0 | 0 | 0 | 12 | 1
NO |  | 73 | 2016 | 2 | 5 | 5 |  | 0626 COLLEGE CORNER | RANDOLPH | 138 | 138 | 2 | 34.81 | 0 | 1 | 556.5 MCM | 0 | 0 | 0 | 0 | 0 | 0 | 0 | 0 | 0 | 0 | 0 | 0 | 0 | 0 | 0 | 0 | 0 | 0 | 0 | 0 | 0 | 0 | 0 | 12 | 1
NO |  | 73 | 2016 | 2 | 6 | 6 |  | 0626 COLLEGE CORNER | RANDOLPH | 138 | 138 | 1 | 0.85 | 0 | 1 | 556.5 MCM | 0 | 0 | 0 | 0 | 0 | 0 | 0 | 0 | 0 | 0 | 0 | 0 | 0 | 0 | 0 | 0 | 0 | 0 | 0 | 0 | 0 | 0 | 0 | 12 | 1
NO |  | 73 | 2016 | 2 | 7 | 7 |  | 0626 COLLEGE CORNER | RANDOLPH | 138 | 138 | 2 | 3.34 | 0 | 0 | 556.5 MCM | 0 | 0 | 0 | 0 | 0 | 0 | 0 | 0 | 0 | 0 | 0 | 0 | 0 | 0 | 0 | 0 | 0 | 0 | 0 | 0 | 0 | 0 | 0 | 12 | 1
NO |  | 73 | 2016 | 2 | 8 | 8 |  | 0627 RANDOLPH | JAY | 138 | 138 | 2 | 23.69 | 0 | 1 | 556.5 MCM | 0 | 0 | 0 | 0 | 0 | 0 | 0 | 0 | 0 | 0 | 0 | 0 | 0 | 0 | 0 | 0 | 0 | 0 | 0 | 0 | 0 | 0 | 0 | 12 | 1
NO |  | 73 | 2016 | 2 | 9 | 9 |  | 0627 RANDOLPH | JAY | 138 | 138 | 1 | 0.32 | 0 | 0 | 556.5 MCM | 0 | 0 | 0 | 0 | 0 | 0 | 0 | 0 | 0 | 0 | 0 | 0 | 0 | 0 | 0 | 0 | 0 | 0 | 0 | 0 | 0 | 0 | 0 | 12 | 1
NO |  | 73 | 2016 | 2 | 10 | 10 |  | 0628 MCKINLEY TAP |  | 138 | 138 | 3 | 1 | 0 | 2 | 300 MCM CU | 0 | 0 | 0 | 0 | 0 | 0 | 0 | 0 | 0 | 0 | 0 | 0 | 0 | 0 | 0 | 0 | 0 | 0 | 0 | 0 | 0 | 0 | 0 | 12 | 1
NO |  | 73 | 2016 | 2 | 11 | 11 |  | 0629 JAY | LINCOLN | 138 | 138 | 2 | 46.18 | 0 | 1 | 556.5 MCM | 0 | 0 | 0 | 0 | 0 | 0 | 0 | 0 | 0 | 0 | 0 | 0 | 0 | 0 | 0 | 0 | 0 | 0 | 0 | 0 | 0 | 0 | 0 | 12 | 1
NO |  | 73 | 2016 | 2 | 12 | 12 |  | 0629 JAY | LINCOLN | 138 | 138 | 3 | 3.11 | 0 | 1 | 1033.5 KCM | 0 | 0 | 0 | 0 | 0 | 0 | 0 | 0 | 0 | 0 | 0 | 0 | 0 | 0 | 0 | 0 | 0 | 0 | 0 | 0 | 0 | 0 | 0 | 12 | 1
NO |  | 73 | 2016 | 2 | 13 | 13 |  | 0630 NEW CARLISLE | MAPLE | 138 | 138 | 2 | 1 | 0 | 1 | 397.5 MCM | 0 | 0 | 0 | 0 | 0 | 0 | 0 | 0 | 0 | 0 | 0 | 0 | 0 | 0 | 0 | 0 | 0 | 0 | 0 | 0 | 0 | 0 | 0 | 12 | 1
NO |  | 73 | 2016 | 2 | 14 | 14 |  | 6104 SORENSON | TWIN BRANCH | 138 | 138 | 3 | 61.17 | 0 | 1 | 447 MCM | 0 | 0 | 0 | 0 | 0 | 0 | 0 | 0 | 0 | 0 | 0 | 0 | 0 | 0 | 0 | 0 | 0 | 0 | 0 | 0 | 0 | 0 | 0 | 12 | 1
NO |  | 73 | 2016 | 2 | 15 | 15 |  | 6104 SORENSON | TWIN BRANCH | 138 | 138 | 1 | 0.31 | 0 | 1 | 556.5 MCM | 0 | 0 | 0 | 0 | 0 | 0 | 0 | 0 | 0 | 0 | 0 | 0 | 0 | 0 | 0 | 0 | 0 | 0 | 0 | 0 | 0 | 0 | 0 | 12 | 1
NO |  | 73 | 2016 | 2 | 16 | 16 |  | 6104 SORENSON | TWIN BRANCH | 138 | 138 | 1 | 3.32 | 0 | 1 | 556.5 MCM | 0 | 0 | 0 | 0 | 0 | 0 | 0 | 0 | 0 | 0 | 0 | 0 | 0 | 0 | 0 | 0 | 0 | 0 | 0 | 0 | 0 | 0 | 0 | 12 | 1
NO |  | 73 | 2016 | 2 | 17 | 17 |  | 0632 SORENSON | DEVILS HOLLOW | 138 | 138 | 3 | 0 | 0 | 0 | 556.5 MCM | 0 | 0 | 0 | 0 | 0 | 0 | 0 | 0 | 0 | 0 | 0 | 0 | 0 | 0 | 0 | 0 | 0 | 0 | 0 | 0 | 0 | 0 | 0 | 12 | 1
NO |  | 73 | 2016 | 2 | 18 | 18 |  | 0634 DEER CREEK | MULLIN | 138 | 138 | 2 | 15 | 0 | 1 | 556.5 MCM | 0 | 0 | 0 | 0 | 0 | 0 | 0 | 0 | 0 | 0 | 0 | 0 | 0 | 0 | 0 | 0 | 0 | 0 | 0 | 0 | 0 | 0 | 0 | 12 | 1
NO |  | 73 | 2016 | 2 | 19 | 19 |  | 0635 PENDLETON | MULLIN | 138 | 138 | 2 | 14.57 | 0 | 1 | 556.5 MCM | 0 | 0 | 0 | 0 | 0 | 0 | 0 | 0 | 0 | 0 | 0 | 0 | 0 | 0 | 0 | 0 | 0 | 0 | 0 | 0 | 0 | 0 | 0 | 12 | 1
NO |  | 73 | 2016 | 2 | 20 | 20 |  | 0635 PENDLETON | MULLIN | 138 | 138 | 3 | 0.4 | 0 | 1 | 556.5 MCM | 0 | 0 | 0 | 0 | 0 | 0 | 0 | 0 | 0 | 0 | 0 | 0 | 0 | 0 | 0 | 0 | 0 | 0 | 0 | 0 | 0 | 0 | 0 | 12 | 1
NO |  | 73 | 2016 | 2 | 21 | 21 |  | 0635 PENDLETON | MULLIN | 138 | 138 | 1 | 0.63 | 0 | 1 | 556.5 MCM | 0 | 0 | 0 | 0 | 0 | 0 | 0 | 0 | 0 | 0 | 0 | 0 | 0 | 0 | 0 | 0 | 0 | 0 | 0 | 0 | 0 | 0 | 0 | 12 | 1
NO |  | 73 | 2016 | 2 | 22 | 22 |  | 0636 DEER CREEK | FISHER BODY | 138 | 138 | 3 | 5.04 | 0 | 2 | 397.5 MCM | 0 | 0 | 0 | 0 | 0 | 0 | 0 | 0 | 0 | 0 | 0 | 0 | 0 | 0 | 0 | 0 | 0 | 0 | 0 | 0 | 0 | 0 | 0 | 12 | 1
NO |  | 73 | 2016 | 2 | 23 | 23 |  | 0637 TWIN BRANCH | EAST ELKHART | 138 | 138 | 3 | 17 | 1 | 2 | 556.5 MCM | 0 | 0 | 0 | 0 | 0 | 0 | 0 | 0 | 0 | 0 | 0 | 0 | 0 | 0 | 0 | 0 | 0 | 0 | 0 | 0 | 0 | 0 | 0 | 12 | 1
NO |  | 73 | 2016 | 2 | 24 | 24 |  | 0638 GRANT | FISHER BODY | 138 | 138 | 3 | 0 | 1 | 1 | 397.5 MCM | 0 | 0 | 0 | 0 | 0 | 0 | 0 | 0 | 0 | 0 | 0 | 0 | 0 | 0 | 0 | 0 | 0 | 0 | 0 | 0 | 0 | 0 | 0 | 12 | 1
NO |  | 73 | 2016 | 2 | 25 | 25 |  | 0639 ROBISON PARK | AUBURN | 138 | 138 | 1 | 0 | 0 | 1 | 556.5 MCM | 0 | 0 | 0 | 0 | 0 | 0 | 0 | 0 | 0 | 0 | 0 | 0 | 0 | 0 | 0 | 0 | 0 | 0 | 0 | 0 | 0 | 0 | 0 | 12 | 1
NO |  | 73 | 2016 | 2 | 26 | 26 |  | 0641 DESOTO | MEDFORD | 138 | 138 | 3 | 7 | 0 | 2 | 556.5 MCM | 0 | 0 | 0 | 0 | 0 | 0 | 0 | 0 | 0 | 0 | 0 | 0 | 0 | 0 | 0 | 0 | 0 | 0 | 0 | 0 | 0 | 0 | 0 | 12 | 1
NO |  | 73 | 2016 | 2 | 27 | 27 |  | 0642 OLIVE | HICKORY CREEK | 138 | 138 | 3 | 2.99 | 2 | 1 | 556.5 MCM | 0 | 0 | 0 | 0 | 0 | 0 | 0 | 0 | 0 | 0 | 0 | 0 | 0 | 0 | 0 | 0 | 0 | 0 | 0 | 0 | 0 | 0 | 0 | 12 | 1
NO |  | 73 | 2016 | 2 | 28 | 28 |  | 0645 COREY TAP |  | 138 | 138 | 2 | 4 | 0 | 1 | 477 MCM | 0 | 0 | 0 | 0 | 0 | 0 | 0 | 0 | 0 | 0 | 0 | 0 | 0 | 0 | 0 | 0 | 0 | 0 | 0 | 0 | 0 | 0 | 0 | 12 | 1
NO |  | 73 | 2016 | 2 | 29 | 29 |  | 0646 OLIVE | NEW CARLISLE | 138 | 138 | 3 | 2 | 0 | 1 | 556.5 MCM | 0 | 0 | 0 | 0 | 0 | 0 | 0 | 0 | 0 | 0 | 0 | 0 | 0 | 0 | 0 | 0 | 0 | 0 | 0 | 0 | 0 | 0 | 0 | 12 | 1
NO |  | 73 | 2016 | 2 | 30 | 30 |  | 0647 OLIVE | SOUTH BEND | 138 | 138 | 3 | 1 | 16 | 1 | 556.5 MCM | 0 | 0 | 0 | 0 | 0 | 0 | 0 | 0 | 0 | 0 | 0 | 0 | 0 | 0 | 0 | 0 | 0 | 0 | 0 | 0 | 0 | 0 | 0 | 12 | 1
NO |  | 73 | 2016 | 2 | 31 | 31 |  | 0648 MEDFORD TAP |  | 138 | 138 | 3 | 8 | 0 | 2 | 556.5 MCM | 0 | 0 | 0 | 0 | 0 | 0 | 0 | 0 | 0 | 0 | 0 | 0 | 0 | 0 | 0 | 0 | 0 | 0 | 0 | 0 | 0 | 0 | 0 | 12 | 1
NO |  | 73 | 2016 | 2 | 32 | 32 |  | 0723 SPY RUN STATION |  | 138 | 138 | 4 | 0 | 0 | 1 | 3.5IN OD | 0 | 0 | 0 | 0 | 0 | 0 | 0 | 0 | 0 | 0 | 0 | 0 | 0 | 0 | 0 | 0 | 0 | 0 | 0 | 0 | 0 | 0 | 0 | 12 | 1
NO |  | 73 | 2016 | 2 | 33 | 33 |  | 6101 WESTINGHOUSE TAP |  | 138 | 138 | 3 | 2 | 0 | 2 | 556.5 MCM | 0 | 0 | 0 | 0 | 0 | 0 | 0 | 0 | 0 | 0 | 0 | 0 | 0 | 0 | 0 | 0 | 0 | 0 | 0 | 0 | 0 | 0 | 0 | 12 | 1
NO |  | 73 | 2016 | 2 | 34 | 34 |  | 6102 MILAN TAP |  | 138 | 138 | 3 | 6 | 0 | 2 | 397.5 MCM | 0 | 0 | 0 | 0 | 0 | 0 | 0 | 0 | 0 | 0 | 0 | 0 | 0 | 0 | 0 | 0 | 0 | 0 | 0 | 0 | 0 | 0 | 0 | 12 | 1
NO |  | 73 | 2016 | 2 | 35 | 35 |  | 6103 MILAN | GOODRICH | 138 | 138 | 3 | 1 | 0 | 2 | 397.5 MCM | 0 | 0 | 0 | 0 | 0 | 0 | 0 | 0 | 0 | 0 | 0 | 0 | 0 | 0 | 0 | 0 | 0 | 0 | 0 | 0 | 0 | 0 | 0 | 12 | 1
NO |  | 73 | 2016 | 3 | 1 | 1 |  | 6105 DESOTO | JAY | 138 | 138 | 2 | 10.31 | 0 | 1 | 2-556.5 MCM | 0 | 0 | 0 | 0 | 0 | 0 | 0 | 0 | 0 | 0 | 0 | 0 | 0 | 0 | 0 | 0 | 0 | 0 | 0 | 0 | 0 | 0 | 0 | 12 | 1
NO |  | 73 | 2016 | 3 | 2 | 2 |  | 6105 DESOTO | JAY | 138 | 138 | 3 | 2.25 | 0 | 1 | 2-556.5 MCM | 0 | 0 | 0 | 0 | 0 | 0 | 0 | 0 | 0 | 0 | 0 | 0 | 0 | 0 | 0 | 0 | 0 | 0 | 0 | 0 | 0 | 0 | 0 | 12 | 1
NO |  | 73 | 2016 | 3 | 3 | 3 |  | 6106 DESOTO | DEER CREEK-DELAWARE | 138 | 138 | 3 | 7.52 | 0 | 2 | 636 MCM | 0 | 0 | 0 | 0 | 0 | 0 | 0 | 0 | 0 | 0 | 0 | 0 | 0 | 0 | 0 | 0 | 0 | 0 | 0 | 0 | 0 | 0 | 0 | 12 | 1
NO |  | 73 | 2016 | 3 | 4 | 4 |  | 6106 DESOTO | DEER CREEK-DELAWARE | 138 | 138 | 1 | 0.48 | 0 | 0 | 636 MCM | 0 | 0 | 0 | 0 | 0 | 0 | 0 | 0 | 0 | 0 | 0 | 0 | 0 | 0 | 0 | 0 | 0 | 0 | 0 | 0 | 0 | 0 | 0 | 12 | 1
NO |  | 73 | 2016 | 3 | 5 | 5 |  | 6107 DARDEN TAP |  | 138 | 138 | 2 | 1 | 0 | 1 | 336.4 MCM | 0 | 0 | 0 | 0 | 0 | 0 | 0 | 0 | 0 | 0 | 0 | 0 | 0 | 0 | 0 | 0 | 0 | 0 | 0 | 0 | 0 | 0 | 0 | 12 | 1
NO |  | 73 | 2016 | 3 | 6 | 6 |  | 6109 ROBISON PARK | RICHLAND | 138 | 138 | 2 | 13.76 | 0 | 1 | 636 MCM | 0 | 0 | 0 | 0 | 0 | 0 | 0 | 0 | 0 | 0 | 0 | 0 | 0 | 0 | 0 | 0 | 0 | 0 | 0 | 0 | 0 | 0 | 0 | 12 | 1
NO |  | 73 | 2016 | 3 | 7 | 7 |  | 6109 ROBISON PARK | RICHLAND | 138 | 138 | 1 | 0.05 | 0 | 0 | 1233.6 KCM | 0 | 0 | 0 | 0 | 0 | 0 | 0 | 0 | 0 | 0 | 0 | 0 | 0 | 0 | 0 | 0 | 0 | 0 | 0 | 0 | 0 | 0 | 0 | 12 | 1
NO |  | 73 | 2016 | 3 | 8 | 8 |  | 6109 ROBISON PARK | RICHLAND | 138 | 138 | 3 | 4.49 | 0 | 0 | 636 MCM | 0 | 0 | 0 | 0 | 0 | 0 | 0 | 0 | 0 | 0 | 0 | 0 | 0 | 0 | 0 | 0 | 0 | 0 | 0 | 0 | 0 | 0 | 0 | 12 | 1
NO |  | 73 | 2016 | 3 | 9 | 9 |  | 6110 WESTINGHOUSE | 23RD STREET | 138 | 138 | 3 | 0 | 0 | 2 | 556.5 MCM | 0 | 0 | 0 | 0 | 0 | 0 | 0 | 0 | 0 | 0 | 0 | 0 | 0 | 0 | 0 | 0 | 0 | 0 | 0 | 0 | 0 | 0 | 0 | 12 | 1
NO |  | 73 | 2016 | 3 | 10 | 10 |  | 6111 KANKAKEE | WEST SIDE | 138 | 138 | 1 | 2 | 0 | 1 | 636 MCM | 0 | 0 | 0 | 0 | 0 | 0 | 0 | 0 | 0 | 0 | 0 | 0 | 0 | 0 | 0 | 0 | 0 | 0 | 0 | 0 | 0 | 0 | 0 | 12 | 1
NO |  | 73 | 2016 | 3 | 11 | 11 |  | 6113 INDUSTRIAL PARK |  | 138 | 138 | 3 | 3 | 0 | 2 | 745 MCM | 0 | 0 | 0 | 0 | 0 | 0 | 0 | 0 | 0 | 0 | 0 | 0 | 0 | 0 | 0 | 0 | 0 | 0 | 0 | 0 | 0 | 0 | 0 | 12 | 1
NO |  | 73 | 2016 | 3 | 12 | 12 |  | 6114 OLIVE | MICHIGAN CITY | 138 | 138 | 3 | 2 | 1 | 1 | 636 MCM | 0 | 0 | 0 | 0 | 0 | 0 | 0 | 0 | 0 | 0 | 0 | 0 | 0 | 0 | 0 | 0 | 0 | 0 | 0 | 0 | 0 | 0 | 0 | 12 | 1
NO |  | 73 | 2016 | 3 | 13 | 13 |  | 6115 HUMMEL CREEK | VAN BUREN | 138 | 138 | 3 | 6 | 0 | 2 | 795 MCM | 0 | 0 | 0 | 0 | 0 | 0 | 0 | 0 | 0 | 0 | 0 | 0 | 0 | 0 | 0 | 0 | 0 | 0 | 0 | 0 | 0 | 0 | 0 | 12 | 1
NO |  | 73 | 2016 | 3 | 14 | 14 |  | 6130 HUMMEL CREEK | TOWER 70, GREENTOWN | 138 | 138 |  | 0 | 0 | 0 |  | 0 | 0 | 0 | 0 | 0 | 0 | 0 | 0 | 0 | 0 | 0 | 0 | 0 | 0 | 0 | 0 | 0 | 0 | 0 | 0 | 0 | 0 | 0 | 12 | 1
NO |  | 73 | 2016 | 3 | 15 | 15 |  | 6116 SOUTH ELWOOD TAP |  | 138 | 138 | 1 | 3 | 0 | 1 | 556.5 MCM | 0 | 0 | 0 | 0 | 0 | 0 | 0 | 0 | 0 | 0 | 0 | 0 | 0 | 0 | 0 | 0 | 0 | 0 | 0 | 0 | 0 | 0 | 0 | 12 | 1
NO |  | 73 | 2016 | 3 | 16 | 16 |  | 6117 PENDLETON | FALL CREEK | 138 | 138 | 3 | 10 | 0 | 2 | 795 MCM | 0 | 0 | 0 | 0 | 0 | 0 | 0 | 0 | 0 | 0 | 0 | 0 | 0 | 0 | 0 | 0 | 0 | 0 | 0 | 0 | 0 | 0 | 0 | 12 | 1
NO |  | 73 | 2016 | 3 | 17 | 17 |  | 6121 ROBISON PARK | LINCOLN | 138 | 138 | 3 | 7.84 | 0 | 1 | 795 MCM | 0 | 0 | 0 | 0 | 0 | 0 | 0 | 0 | 0 | 0 | 0 | 0 | 0 | 0 | 0 | 0 | 0 | 0 | 0 | 0 | 0 | 0 | 0 | 12 | 1
NO |  | 73 | 2016 | 3 | 18 | 18 |  | 6121 ROBISON PARK | LINCOLN | 138 | 138 | 1 | 0.02 | 0 | 0 | 1233.6 KCM | 0 | 0 | 0 | 0 | 0 | 0 | 0 | 0 | 0 | 0 | 0 | 0 | 0 | 0 | 0 | 0 | 0 | 0 | 0 | 0 | 0 | 0 | 0 | 12 | 1
NO |  | 73 | 2016 | 3 | 19 | 19 |  | 6126 CONCORD | EAST ELKHART | 138 | 138 | 3 | 11 | 0 | 1 | 795 MCM | 0 | 0 | 0 | 0 | 0 | 0 | 0 | 0 | 0 | 0 | 0 | 0 | 0 | 0 | 0 | 0 | 0 | 0 | 0 | 0 | 0 | 0 | 0 | 12 | 1
NO |  | 73 | 2016 | 3 | 20 | 20 |  | 6129 GREENTOWN-GRANT | HUMMEL CREEK | 138 | 138 | 3 | 21 | 0 | 1 | 795 MCM | 0 | 0 | 0 | 0 | 0 | 0 | 0 | 0 | 0 | 0 | 0 | 0 | 0 | 0 | 0 | 0 | 0 | 0 | 0 | 0 | 0 | 0 | 0 | 12 | 1
NO |  | 73 | 2016 | 3 | 21 | 21 |  | 6131 INDUSTRIAL PARK | MC KINLEY | 138 | 138 | 1 | 5 | 0 | 1 | 795 MCM | 0 | 0 | 0 | 0 | 0 | 0 | 0 | 0 | 0 | 0 | 0 | 0 | 0 | 0 | 0 | 0 | 0 | 0 | 0 | 0 | 0 | 0 | 0 | 12 | 1
NO |  | 73 | 2016 | 3 | 22 | 22 |  | 6132 CROSS STREET TAP | JUNCTION TOWER #88 | 138 | 138 | 1 | 4 | 0 | 1 | 795 MCM | 0 | 0 | 0 | 0 | 0 | 0 | 0 | 0 | 0 | 0 | 0 | 0 | 0 | 0 | 0 | 0 | 0 | 0 | 0 | 0 | 0 | 0 | 0 | 12 | 1
NO |  | 73 | 2016 | 3 | 23 | 23 |  | 6134 LINCOLN | ANTHONY | 138 | 138 | 1 | 3 | 0 | 1 | 795 MCM | 0 | 0 | 0 | 0 | 0 | 0 | 0 | 0 | 0 | 0 | 0 | 0 | 0 | 0 | 0 | 0 | 0 | 0 | 0 | 0 | 0 | 0 | 0 | 12 | 1
NO |  | 73 | 2016 | 3 | 24 | 24 |  | 6135 WAYNEDALE TAP |  | 138 | 138 | 3 | 0 | 0 | 2 | 795 MCM | 0 | 0 | 0 | 0 | 0 | 0 | 0 | 0 | 0 | 0 | 0 | 0 | 0 | 0 | 0 | 0 | 0 | 0 | 0 | 0 | 0 | 0 | 0 | 12 | 1
NO |  | 73 | 2016 | 3 | 25 | 25 |  | 6138 JACKSON ROAD | SOUTH SIDE | 138 | 138 | 1 | 2 | 0 | 1 | 795 MCM | 0 | 0 | 0 | 0 | 0 | 0 | 0 | 0 | 0 | 0 | 0 | 0 | 0 | 0 | 0 | 0 | 0 | 0 | 0 | 0 | 0 | 0 | 0 | 12 | 1
NO |  | 73 | 2016 | 3 | 26 | 26 |  | 6142 ALBION | KENDALLVILLE | 138 | 138 | 1 | 10 | 0 | 1 | 795 MCM | 0 | 0 | 0 | 0 | 0 | 0 | 0 | 0 | 0 | 0 | 0 | 0 | 0 | 0 | 0 | 0 | 0 | 0 | 0 | 0 | 0 | 0 | 0 | 12 | 1
NO |  | 73 | 2016 | 3 | 27 | 27 |  | 6150 SOUTHSIDE | SOUTH BEND | 138 | 138 | 1 | 6.07 | 0 | 1 | 795 MCM | 0 | 0 | 0 | 0 | 0 | 0 | 0 | 0 | 0 | 0 | 0 | 0 | 0 | 0 | 0 | 0 | 0 | 0 | 0 | 0 | 0 | 0 | 0 | 12 | 1
NO |  | 73 | 2016 | 3 | 28 | 28 |  | 6219 DELCO BATTERY TAP |  | 138 | 138 | 1 | 1 | 0 | 2 | 795 MCM AA | 0 | 0 | 0 | 0 | 0 | 0 | 0 | 0 | 0 | 0 | 0 | 0 | 0 | 0 | 0 | 0 | 0 | 0 | 0 | 0 | 0 | 0 | 0 | 12 | 1
NO |  | 73 | 2016 | 3 | 29 | 29 |  | 6220 FALL CREEK | MADISON-NEW CASTLE | 138 | 138 | 3 | 1 | 0 | 2 | 795 MCM | 0 | 0 | 0 | 0 | 0 | 0 | 0 | 0 | 0 | 0 | 0 | 0 | 0 | 0 | 0 | 0 | 0 | 0 | 0 | 0 | 0 | 0 | 0 | 12 | 1
NO |  | 73 | 2016 | 3 | 30 | 30 |  | 6225 INDUSTRIAL PARK | SPY RUN | 138 | 138 | 1 | 4 | 0 | 1 | 1033 MCM | 0 | 0 | 0 | 0 | 0 | 0 | 0 | 0 | 0 | 0 | 0 | 0 | 0 | 0 | 0 | 0 | 0 | 0 | 0 | 0 | 0 | 0 | 0 | 12 | 1
NO |  | 73 | 2016 | 3 | 31 | 31 |  | 6266 WALLEN |  | 138 | 138 | 1 | 0.22 | 0 | 1 | 1033.5 KCM | 0 | 0 | 0 | 0 | 0 | 0 | 0 | 0 | 0 | 0 | 0 | 0 | 0 | 0 | 0 | 0 | 0 | 0 | 0 | 0 | 0 | 0 | 0 | 12 | 1
NO |  | 73 | 2016 | 3 | 32 | 32 |  | 6234 CABOT TAP/CR 4 | EAST ELKHART | 138 | 138 | 1 | 0.13 | 0 | 1 | 556.5 MCM | 0 | 0 | 0 | 0 | 0 | 0 | 0 | 0 | 0 | 0 | 0 | 0 | 0 | 0 | 0 | 0 | 0 | 0 | 0 | 0 | 0 | 0 | 0 | 12 | 1
NO |  | 73 | 2016 | 3 | 33 | 33 |  | 6238 SORENSON | MCKINLEYTOWER | 138 | 138 | 3 | 3.04 | 0 | 2 | 795 MCM | 0 | 0 | 0 | 0 | 0 | 0 | 0 | 0 | 0 | 0 | 0 | 0 | 0 | 0 | 0 | 0 | 0 | 0 | 0 | 0 | 0 | 0 | 0 | 12 | 1
NO |  | 73 | 2016 | 3 | 34 | 34 |  | 6238 SORENSON | MCKINLEYTOWER | 138 | 138 | 1 | 0.09 | 0 | 2 | 795 MCM | 0 | 0 | 0 | 0 | 0 | 0 | 0 | 0 | 0 | 0 | 0 | 0 | 0 | 0 | 0 | 0 | 0 | 0 | 0 | 0 | 0 | 0 | 0 | 12 | 1
NO |  | 73 | 2016 | 3 | 35 | 35 |  | 6241 KENDALLVILLE TAP | CITY OF AUBURN #5 | 138 | 138 | 1,2 | 14 | 0 | 1 | 795 MCM | 0 | 0 | 0 | 0 | 0 | 0 | 0 | 0 | 0 | 0 | 0 | 0 | 0 | 0 | 0 | 0 | 0 | 0 | 0 | 0 | 0 | 0 | 0 | 12 | 1
NO |  | 73 | 2016 | 4 | 1 | 1 |  | 6242 AUBURN | CITY OF AUBURN #5 | 138 | 138 | 1 | 2 | 0 | 1 | 795 MCM | 0 | 0 | 0 | 0 | 0 | 0 | 0 | 0 | 0 | 0 | 0 | 0 | 0 | 0 | 0 | 0 | 0 | 0 | 0 | 0 | 0 | 0 | 0 | 12 | 1
NO |  | 73 | 2016 | 4 | 2 | 2 |  | 6245 LAPORTE JCT | LIQUID CARBONICS | 138 | 138 | 1 | 4.76 | 0 | 1 | 795 MCM | 0 | 0 | 0 | 0 | 0 | 0 | 0 | 0 | 0 | 0 | 0 | 0 | 0 | 0 | 0 | 0 | 0 | 0 | 0 | 0 | 0 | 0 | 0 | 12 | 1
NO |  | 73 | 2016 | 4 | 3 | 3 |  | 6245 LAPORTE JCT | LIQUID CARBONICS | 138 | 138 | 1 | 0.23 | 0 | 0 | 1033.5 KCM | 0 | 0 | 0 | 0 | 0 | 0 | 0 | 0 | 0 | 0 | 0 | 0 | 0 | 0 | 0 | 0 | 0 | 0 | 0 | 0 | 0 | 0 | 0 | 12 | 1
NO |  | 73 | 2016 | 4 | 4 | 4 |  | 6246 LAPORTE JCT | AIRCO | 138 | 138 | 1 | 0.72 | 0 | 1 | 795 MCM | 0 | 0 | 0 | 0 | 0 | 0 | 0 | 0 | 0 | 0 | 0 | 0 | 0 | 0 | 0 | 0 | 0 | 0 | 0 | 0 | 0 | 0 | 0 | 12 | 1
NO |  | 73 | 2016 | 4 | 5 | 5 |  | 6248 ELCONA TAP | CONC-DUN-E-ELK | 138 | 138 | 1 | 2 | 0 | 1 | 795 MCM | 0 | 0 | 0 | 0 | 0 | 0 | 0 | 0 | 0 | 0 | 0 | 0 | 0 | 0 | 0 | 0 | 0 | 0 | 0 | 0 | 0 | 0 | 0 | 12 | 1
NO |  | 73 | 2016 | 4 | 6 | 6 |  | 6249 ALLEN | LINCOLN | 138 | 138 | 3 | 5 | 0 | 2 | 1033 MCM | 0 | 0 | 0 | 0 | 0 | 0 | 0 | 0 | 0 | 0 | 0 | 0 | 0 | 0 | 0 | 0 | 0 | 0 | 0 | 0 | 0 | 0 | 0 | 12 | 1
NO |  | 73 | 2016 | 4 | 7 | 7 |  | 6250 ALLEN | ADAMS/HILLCREST | 138 | 138 | 3 | 5 | 0 | 2 | 1033 MCM | 0 | 0 | 0 | 0 | 0 | 0 | 0 | 0 | 0 | 0 | 0 | 0 | 0 | 0 | 0 | 0 | 0 | 0 | 0 | 0 | 0 | 0 | 0 | 12 | 1
NO |  | 73 | 2016 | 4 | 8 | 8 |  | 6251 OLIVE | EDISON | 138 | 138 | 3 | 1 | 0 | 2 | 795 MCM | 0 | 0 | 0 | 0 | 0 | 0 | 0 | 0 | 0 | 0 | 0 | 0 | 0 | 0 | 0 | 0 | 0 | 0 | 0 | 0 | 0 | 0 | 0 | 12 | 1
NO |  | 73 | 2016 | 4 | 9 | 9 |  | 6253 TRIER RD TAP |  | 138 | 138 | 1 | 0 | 0 | 1 | 795 MCM | 0 | 0 | 0 | 0 | 0 | 0 | 0 | 0 | 0 | 0 | 0 | 0 | 0 | 0 | 0 | 0 | 0 | 0 | 0 | 0 | 0 | 0 | 0 | 12 | 1
NO |  | 73 | 2016 | 4 | 10 | 10 |  | 6258 KENZIE CREEK | TWIN BRANCH | 138 | 138 | 3 | 0 | 0 | 2 | 1033 MCM | 0 | 0 | 0 | 0 | 0 | 0 | 0 | 0 | 0 | 0 | 0 | 0 | 0 | 0 | 0 | 0 | 0 | 0 | 0 | 0 | 0 | 0 | 0 | 12 | 1
NO |  | 73 | 2016 | 4 | 11 | 11 |  | 6260 WILMINGTON TAP |  | 138 | 138 | 1 | 1 | 9 | 1 | 2-954 MCM | 0 | 0 | 0 | 0 | 0 | 0 | 0 | 0 | 0 | 0 | 0 | 0 | 0 | 0 | 0 | 0 | 0 | 0 | 0 | 0 | 0 | 0 | 0 | 12 | 1
NO |  | 73 | 2016 | 4 | 12 | 12 |  | 6229 DUNLAP NORTH TAP |  | 34 | 138 | 1 | 2 | 0 | 2 | 795 MCM | 0 | 0 | 0 | 0 | 0 | 0 | 0 | 0 | 0 | 0 | 0 | 0 | 0 | 0 | 0 | 0 | 0 | 0 | 0 | 0 | 0 | 0 | 0 | 12 | 1
NO |  | 73 | 2016 | 4 | 13 | 13 |  | 6140 INDIANA-PURDUE |  | 34 | 138 | 1 | 0 | 0 | 2 | 1033 MCM | 0 | 0 | 0 | 0 | 0 | 0 | 0 | 0 | 0 | 0 | 0 | 0 | 0 | 0 | 0 | 0 | 0 | 0 | 0 | 0 | 0 | 0 | 0 | 12 | 1
NO |  | 73 | 2016 | 4 | 14 | 14 |  | 6217 HILLCREST | KINNERK | 69 | 138 | 1 | 3.92 | 0 | 1 | 795 MCM | 0 | 0 | 0 | 0 | 0 | 0 | 0 | 0 | 0 | 0 | 0 | 0 | 0 | 0 | 0 | 0 | 0 | 0 | 0 | 0 | 0 | 0 | 0 | 12 | 1
NO |  | 73 | 2016 | 4 | 15 | 15 |  | 6217 HILLCREST | KINNERK | 69 | 138 | 2 | 0.03 | 0 | 1 | 795 MCM | 0 | 0 | 0 | 0 | 0 | 0 | 0 | 0 | 0 | 0 | 0 | 0 | 0 | 0 | 0 | 0 | 0 | 0 | 0 | 0 | 0 | 0 | 0 | 12 | 1
NO |  | 73 | 2016 | 4 | 16 | 16 |  | 6252 KENDALLVILLE | BIXLER | 138 | 138 | 1 | 2 | 0 | 1 | 795 MCM | 0 | 0 | 0 | 0 | 0 | 0 | 0 | 0 | 0 | 0 | 0 | 0 | 0 | 0 | 0 | 0 | 0 | 0 | 0 | 0 | 0 | 0 | 0 | 12 | 1
NO |  | 73 | 2016 | 4 | 17 | 17 |  | 6254 ALLEN/LINCOLN | ALLEN/HILLCREST | 138 | 138 |  | 0 | 0 | 0 |  | 0 | 0 | 0 | 0 | 0 | 0 | 0 | 0 | 0 | 0 | 0 | 0 | 0 | 0 | 0 | 0 | 0 | 0 | 0 | 0 | 0 | 0 | 0 | 12 | 1
NO |  | 73 | 2016 | 4 | 18 | 18 |  | 6271 INDALEX TAP/CR 4 | EAST ELKHART | 138 | 138 | 1 | 1.09 | 0 | 0 |  | 0 | 0 | 0 | 0 | 0 | 0 | 0 | 0 | 0 | 0 | 0 | 0 | 0 | 0 | 0 | 0 | 0 | 0 | 0 | 0 | 0 | 0 | 0 | 12 | 1
NO |  | 73 | 2016 | 4 | 19 | 19 |  | 6267 STUDEBAKER | WEST SIDE | 138 | 138 | 1 | 2.57 | 0 | 1 | 954 MCM | 0 | 0 | 0 | 0 | 0 | 0 | 0 | 0 | 0 | 0 | 0 | 0 | 0 | 0 | 0 | 0 | 0 | 0 | 0 | 0 | 0 | 0 | 0 | 12 | 1
NO |  | 73 | 2016 | 4 | 20 | 20 |  | 6270 JONES CREEK | HOGAN | 138 | 138 |  | 5.62 | 0 | 0 |  | 0 | 0 | 0 | 0 | 0 | 0 | 0 | 0 | 0 | 0 | 0 | 0 | 0 | 0 | 0 | 0 | 0 | 0 | 0 | 0 | 0 | 0 | 0 | 12 | 1
NO |  | 73 | 2016 | 4 | 21 | 21 |  | 6273 DAWKINS SWITCH | HERBERT MONROE (WVPA) | 138 | 138 | 1 | 0.5 | 0 | 1 | 4/0 | 0 | 0 | 0 | 0 | 0 | 0 | 0 | 0 | 0 | 0 | 0 | 0 | 0 | 0 | 0 | 0 | 0 | 0 | 0 | 0 | 0 | 0 | 0 | 12 | 1
NO |  | 73 | 2016 | 4 | 23 | 23 |  | LINES<132 KV | SYSTEM | 69 | 0 | Various | 885.5 | 72 | 1 | VARIOUS | 0 | 0 | 0 | 0 | 0 | 0 | 0 | 0 | 0 | 0 | 0 | 0 | 0 | 0 | 0 | 0 | 0 | 0 | 0 | 0 | 0 | 0 | 0 | 12 | 1
NO |  | 73 | 2016 | 4 | 25 | 25 |  | STATE OF MICHIGAN |  | 0 | 0 |  | 0 | 0 | 0 |  | 0 | 0 | 0 | 0 | 0 | 0 | 0 | 0 | 0 | 0 | 0 | 0 | 0 | 0 | 0 | 0 | 0 | 0 | 0 | 0 | 0 | 0 | 0 | 12 | 1
NO |  | 73 | 2016 | 4 | 26 | 26 |  | 6216 D.C. COOK | DUMONT | 765 | 765 | 3 | 16 | 0 | 1 | 4-954 MCM | 0 | 0 | 0 | 0 | 0 | 0 | 0 | 0 | 0 | 0 | 0 | 0 | 0 | 0 | 0 | 0 | 0 | 0 | 0 | 0 | 0 | 0 | 0 | 12 | 1
NO |  | 73 | 2016 | 4 | 27 | 27 |  | 6120 COOK | PALISADES | 345 | 345 | 3 | 41.78 | 0 | 2 | 2-954 MCM | 0 | 0 | 0 | 0 | 0 | 0 | 0 | 0 | 0 | 0 | 0 | 0 | 0 | 0 | 0 | 0 | 0 | 0 | 0 | 0 | 0 | 0 | 0 | 12 | 1
NO |  | 73 | 2016 | 4 | 28 | 28 |  | 6120 COOK | PALISADES | 345 | 345 | 1 | 0.23 | 0 | 0 | 2-954 MCM | 0 | 0 | 0 | 0 | 0 | 0 | 0 | 0 | 0 | 0 | 0 | 0 | 0 | 0 | 0 | 0 | 0 | 0 | 0 | 0 | 0 | 0 | 0 | 12 | 1
NO |  | 73 | 2016 | 4 | 29 | 29 |  | 6120 COOK | PALISADES | 345 | 345 | 1 | 0.21 | 0 | 0 | 2-1158.4 KCM | 0 | 0 | 0 | 0 | 0 | 0 | 0 | 0 | 0 | 0 | 0 | 0 | 0 | 0 | 0 | 0 | 0 | 0 | 0 | 0 | 0 | 0 | 0 | 12 | 1
NO |  | 73 | 2016 | 4 | 30 | 30 |  | 6143 D.C. COOK | OLIVE-PALISADES | 345 | 345 | 3 | 5 | 0 | 2 | 2-954 MCM | 0 | 0 | 0 | 0 | 0 | 0 | 0 | 0 | 0 | 0 | 0 | 0 | 0 | 0 | 0 | 0 | 0 | 0 | 0 | 0 | 0 | 0 | 0 | 12 | 1
NO |  | 73 | 2016 | 4 | 31 | 31 |  | 6144 TWIN BRANCH | COOK-ROB PARK JCT | 345 | 345 | 3 | 0 | 0 | 2 | 2-954 MCM | 0 | 0 | 0 | 0 | 0 | 0 | 0 | 0 | 0 | 0 | 0 | 0 | 0 | 0 | 0 | 0 | 0 | 0 | 0 | 0 | 0 | 0 | 0 | 12 | 1
NO |  | 73 | 2016 | 4 | 32 | 32 |  | 6151 COOK | OLIVE | 345 | 345 |  | 0 | 0 | 0 |  | 0 | 0 | 0 | 0 | 0 | 0 | 0 | 0 | 0 | 0 | 0 | 0 | 0 | 0 | 0 | 0 | 0 | 0 | 0 | 0 | 0 | 0 | 0 | 12 | 1
NO |  | 73 | 2016 | 4 | 33 | 33 |  | 6152 COOK | ROBISON PARK | 345 | 345 |  | 0 | 0 | 0 |  | 0 | 0 | 0 | 0 | 0 | 0 | 0 | 0 | 0 | 0 | 0 | 0 | 0 | 0 | 0 | 0 | 0 | 0 | 0 | 0 | 0 | 0 | 0 | 12 | 1
NO |  | 73 | 2016 | 4 | 34 | 34 |  | 6146 D.C. COOK | ROBISON PARK | 345 | 345 | 3 | 37 | 0 | 2 | 2-954 MCM | 0 | 0 | 0 | 0 | 0 | 0 | 0 | 0 | 0 | 0 | 0 | 0 | 0 | 0 | 0 | 0 | 0 | 0 | 0 | 0 | 0 | 0 | 0 | 12 | 1
NO |  | 73 | 2016 | 4 | 35 | 35 |  | 6146 D.C. COOK | ROBISON PARK | 345 | 345 | 3 | 0.09 | 0 | 0 | 954 KCM | 0 | 0 | 0 | 0 | 0 | 0 | 0 | 0 | 0 | 0 | 0 | 0 | 0 | 0 | 0 | 0 | 0 | 0 | 0 | 0 | 0 | 0 | 0 | 12 | 1
NO |  | 73 | 2016 | 5 | 1 | 1 |  | 6214 COOK-ROB PARK | ARGENTA | 345 | 345 | 3 | 28.78 | 0 | 2 | 2-954 MCM | 0 | 0 | 0 | 0 | 0 | 0 | 0 | 0 | 0 | 0 | 0 | 0 | 0 | 0 | 0 | 0 | 0 | 0 | 0 | 0 | 0 | 0 | 0 | 12 | 1
NO |  | 73 | 2016 | 5 | 2 | 2 |  | 6214 COOK-ROB PARK | ARGENTA | 345 | 345 | 1 | 0.22 | 0 | 2 | 2-954 MCM | 0 | 0 | 0 | 0 | 0 | 0 | 0 | 0 | 0 | 0 | 0 | 0 | 0 | 0 | 0 | 0 | 0 | 0 | 0 | 0 | 0 | 0 | 0 | 12 | 1
NO |  | 73 | 2016 | 5 | 3 | 3 |  | 6221 D.C. COOK | OLIVE-PALISADES | 345 | 345 | 3 | 5 | 0 | 2 | 2-954 MCM | 0 | 0 | 0 | 0 | 0 | 0 | 0 | 0 | 0 | 0 | 0 | 0 | 0 | 0 | 0 | 0 | 0 | 0 | 0 | 0 | 0 | 0 | 0 | 12 | 1
NO |  | 73 | 2016 | 5 | 4 | 4 |  | 6263 BARODA TAP |  | 138 | 138 |  | 0 | 0 | 0 |  | 0 | 0 | 0 | 0 | 0 | 0 | 0 | 0 | 0 | 0 | 0 | 0 | 0 | 0 | 0 | 0 | 0 | 0 | 0 | 0 | 0 | 0 | 0 | 12 | 1
NO |  | 73 | 2016 | 5 | 5 | 5 |  | 0601 TWIN BRANCH | RIVERSIDE | 138 | 138 | 3 | 33 | 0 | 2 | 397.5 MCM | 0 | 0 | 0 | 0 | 0 | 0 | 0 | 0 | 0 | 0 | 0 | 0 | 0 | 0 | 0 | 0 | 0 | 0 | 0 | 0 | 0 | 0 | 0 | 12 | 1
NO |  | 73 | 2016 | 5 | 6 | 6 |  | 0610 AUTO SPECIALTIES |  | 138 | 138 |  | 0 | 0 | 0 |  | 0 | 0 | 0 | 0 | 0 | 0 | 0 | 0 | 0 | 0 | 0 | 0 | 0 | 0 | 0 | 0 | 0 | 0 | 0 | 0 | 0 | 0 | 0 | 12 | 1
NO |  | 73 | 2016 | 5 | 7 | 7 |  | 0621 TWIN BRANCH - R | HICKORY CREEK | 138 | 138 | 3 | 5 | 0 | 2 | 397.5 MCM | 0 | 0 | 0 | 0 | 0 | 0 | 0 | 0 | 0 | 0 | 0 | 0 | 0 | 0 | 0 | 0 | 0 | 0 | 0 | 0 | 0 | 0 | 0 | 12 | 1
NO |  | 73 | 2016 | 5 | 8 | 8 |  | 0644 RIVERSIDE | HARTFORD | 138 | 138 | 2 | 14.22 | 0 | 1 | 397.5 MCM | 0 | 0 | 0 | 0 | 0 | 0 | 0 | 0 | 0 | 0 | 0 | 0 | 0 | 0 | 0 | 0 | 0 | 0 | 0 | 0 | 0 | 0 | 0 | 12 | 1
NO |  | 73 | 2016 | 5 | 9 | 9 |  | 0644 RIVERSIDE | HARTFORD | 138 | 138 | 3 | 2.11 | 0 | 0 | 397.5 MCM | 0 | 0 | 0 | 0 | 0 | 0 | 0 | 0 | 0 | 0 | 0 | 0 | 0 | 0 | 0 | 0 | 0 | 0 | 0 | 0 | 0 | 0 | 0 | 12 | 1
NO |  | 73 | 2016 | 5 | 10 | 10 |  | 0649 COREY TAP |  | 138 | 138 | 2 | 13 | 0 | 1 | 477 MCM | 0 | 0 | 0 | 0 | 0 | 0 | 0 | 0 | 0 | 0 | 0 | 0 | 0 | 0 | 0 | 0 | 0 | 0 | 0 | 0 | 0 | 0 | 0 | 12 | 1
NO |  | 73 | 2016 | 5 | 11 | 11 |  | 6108 RIVERSIDE | OLIVE-HICKORY CREEK | 138 | 138 | 1 | 6 | 0 | 1 | 636 MCM | 0 | 0 | 0 | 0 | 0 | 0 | 0 | 0 | 0 | 0 | 0 | 0 | 0 | 0 | 0 | 0 | 0 | 0 | 0 | 0 | 0 | 0 | 0 | 12 | 1
NO |  | 73 | 2016 | 5 | 12 | 12 |  | 6124 BENTON HARBOR | RIVERSIDE-HARTFORD | 138 | 138 | 3 | 1 | 0 | 2 | 795 MCM | 0 | 0 | 0 | 0 | 0 | 0 | 0 | 0 | 0 | 0 | 0 | 0 | 0 | 0 | 0 | 0 | 0 | 0 | 0 | 0 | 0 | 0 | 0 | 12 | 1
NO |  | 73 | 2016 | 5 | 13 | 13 |  | 6137 EDGEWATER TAP |  | 138 | 138 | 1 | 0.76 | 0 | 1 | 556.5 MCM | 0 | 0 | 0 | 0 | 0 | 0 | 0 | 0 | 0 | 0 | 0 | 0 | 0 | 0 | 0 | 0 | 0 | 0 | 0 | 0 | 0 | 0 | 0 | 12 | 1
NO |  | 73 | 2016 | 5 | 14 | 14 |  | 6139 BENTON HARBOR | TWIN BRANCH-R SIDE | 138 | 138 | 3 | 6 | 0 | 2 | 795 MCM | 0 | 0 | 0 | 0 | 0 | 0 | 0 | 0 | 0 | 0 | 0 | 0 | 0 | 0 | 0 | 0 | 0 | 0 | 0 | 0 | 0 | 0 | 0 | 12 | 1
NO |  | 73 | 2016 | 5 | 15 | 15 |  | 6149 HARTFORD | COREY | 138 | 138 | 1 | 38.7 | 0 | 1 | 795 MCM | 0 | 0 | 0 | 0 | 0 | 0 | 0 | 0 | 0 | 0 | 0 | 0 | 0 | 0 | 0 | 0 | 0 | 0 | 0 | 0 | 0 | 0 | 0 | 12 | 1
NO |  | 73 | 2016 | 5 | 16 | 16 |  | 6149 HARTFORD | COREY | 138 | 138 | 1 | 0.05 | 0 | 0 | 795 MCM | 0 | 0 | 0 | 0 | 0 | 0 | 0 | 0 | 0 | 0 | 0 | 0 | 0 | 0 | 0 | 0 | 0 | 0 | 0 | 0 | 0 | 0 | 0 | 12 | 1
NO |  | 73 | 2016 | 5 | 17 | 17 |  | 6218 MOTTVILLE TAP |  | 138 | 138 | 1 | 1 | 0 | 1 | 795 AA | 0 | 0 | 0 | 0 | 0 | 0 | 0 | 0 | 0 | 0 | 0 | 0 | 0 | 0 | 0 | 0 | 0 | 0 | 0 | 0 | 0 | 0 | 0 | 12 | 1
NO |  | 73 | 2016 | 5 | 18 | 18 |  | 6255 KENZIE CREEK | VALLEY | 138 | 138 | 1 | 20 | 0 | 1 | 1033 MCM | 0 | 0 | 0 | 0 | 0 | 0 | 0 | 0 | 0 | 0 | 0 | 0 | 0 | 0 | 0 | 0 | 0 | 0 | 0 | 0 | 0 | 0 | 0 | 12 | 1
NO |  | 73 | 2016 | 5 | 19 | 19 |  | 6257 KENZIE CREEK | T B/R'SIDE/HICK CR | 138 | 138 | 3 | 0 | 0 | 0 | 795 MCM | 0 | 0 | 0 | 0 | 0 | 0 | 0 | 0 | 0 | 0 | 0 | 0 | 0 | 0 | 0 | 0 | 0 | 0 | 0 | 0 | 0 | 0 | 0 | 12 | 1
NO |  | 73 | 2016 | 5 | 20 | 20 |  | 6261 FLATBUSH TAP |  | 138 | 138 |  | 1 | 0 | 1 |  | 0 | 0 | 0 | 0 | 0 | 0 | 0 | 0 | 0 | 0 | 0 | 0 | 0 | 0 | 0 | 0 | 0 | 0 | 0 | 0 | 0 | 0 | 0 | 12 | 1
NO |  | 73 | 2016 | 5 | 21 | 21 |  | 6262 WEST ST TAP |  | 138 | 138 |  | 1 | 0 | 2 |  | 0 | 0 | 0 | 0 | 0 | 0 | 0 | 0 | 0 | 0 | 0 | 0 | 0 | 0 | 0 | 0 | 0 | 0 | 0 | 0 | 0 | 0 | 0 | 12 | 1
NO |  | 73 | 2016 | 5 | 22 | 22 |  | 6700 GM HYDRAMATIC |  | 138 | 138 | 3 | 2 | 0 | 2 | 795 MCM | 0 | 0 | 0 | 0 | 0 | 0 | 0 | 0 | 0 | 0 | 0 | 0 | 0 | 0 | 0 | 0 | 0 | 0 | 0 | 0 | 0 | 0 | 0 | 12 | 1
NO |  | 73 | 2016 | 5 | 23 | 23 |  | 6227 NICKERSON | TOWER #13A | 138 | 138 |  | 0 | 0 | 0 |  | 0 | 0 | 0 | 0 | 0 | 0 | 0 | 0 | 0 | 0 | 0 | 0 | 0 | 0 | 0 | 0 | 0 | 0 | 0 | 0 | 0 | 0 | 0 | 12 | 1
NO |  | 73 | 2016 | 5 | 24 | 24 |  | 0643 OLIVE | HICKORY CREEK | 138 | 138 | 3 | 22.8 | 2 | 1 | 556.5 MCM | 0 | 0 | 0 | 0 | 0 | 0 | 0 | 0 | 0 | 0 | 0 | 0 | 0 | 0 | 0 | 0 | 0 | 0 | 0 | 0 | 0 | 0 | 0 | 12 | 1
NO |  | 73 | 2016 | 5 | 25 | 25 |  | 6268 SAUK TRAIL |  | 138 | 138 | 1 | 1.6 | 0 | 0 | 1033.5KCM 45/7ACR | 0 | 0 | 0 | 0 | 0 | 0 | 0 | 0 | 0 | 0 | 0 | 0 | 0 | 0 | 0 | 0 | 0 | 0 | 0 | 0 | 0 | 0 | 0 | 12 | 1
NO |  | 73 | 2016 | 5 | 27 | 27 |  | LESS THAN 132 KV LINES |  | 69 | 0 | Various | 411.92 | 12 | 0 | VARIOUS | 0 | 0 | 0 | 0 | 0 | 0 | 0 | 0 | 0 | 0 | 0 | 0 | 0 | 0 | 0 | 0 | 0 | 0 | 0 | 0 | 0 | 0 | 0 | 12 | 1
NO |  | 73 | 2016 | 5 | 29 | 29 |  | Line cost and expense are | not available by individual | 0 | 0 |  | 0 | 0 | 0 |  | 66547906 | 658568293 | 725116199 | 374444 | 7496079 | 0 | 7870523 | 0 | 0 | 0 | 0 | 0 | 0 | 0 | 0 | 0 | 0 | 0 | 0 | 0 | 0 | 0 | 0 | 12 | 1
NO |  | 73 | 2016 | 5 | 30 | 30 |  | transmission line. | Total shown in column j-p | 0 | 0 |  | 0 | 0 | 0 |  | 0 | 0 | 0 | 0 | 0 | 0 | 0 | 0 | 0 | 0 | 0 | 0 | 0 | 0 | 0 | 0 | 0 | 0 | 0 | 0 | 0 | 0 | 0 | 12 | 1
NO |  | 74 | 2016 | 0 | 1 | 1 |  | Petersburg Plant | Thompson Sub | 345 | 345 | Steel Tower | 96.76 | 0 | 1 |  | 0 | 0 | 0 | 0 | 0 | 0 | 0 | 0 | 0 | 0 | 0 | 0 | 0 | 0 | 0 | 0 | 0 | 0 | 0 | 0 | 0 | 0 | 0 | 12 | 1
NO |  | 74 | 2016 | 0 | 2 | 2 |  | Thompson Sub | Rockville Sub | 345 | 345 | Steel Tower | 6.82 | 0 | 1 |  | 0 | 0 | 0 | 0 | 0 | 0 | 0 | 0 | 0 | 0 | 0 | 0 | 0 | 0 | 0 | 0 | 0 | 0 | 0 | 0 | 0 | 0 | 0 | 12 | 1
NO |  | 74 | 2016 | 0 | 3 | 3 |  | Thompson Sub | Rockville Sub | 345 | 345 | Steel Pole | 2.84 | 0.12 | 1 |  | 0 | 0 | 0 | 0 | 0 | 0 | 0 | 0 | 0 | 0 | 0 | 0 | 0 | 0 | 0 | 0 | 0 | 0 | 0 | 0 | 0 | 0 | 0 | 12 | 1
NO |  | 74 | 2016 | 0 | 4 | 4 |  | Rockville Sub | Guion Sub | 345 | 345 | Steel Tower | 7.98 | 0 | 1 |  | 0 | 0 | 0 | 0 | 0 | 0 | 0 | 0 | 0 | 0 | 0 | 0 | 0 | 0 | 0 | 0 | 0 | 0 | 0 | 0 | 0 | 0 | 0 | 12 | 1
NO |  | 74 | 2016 | 0 | 5 | 5 |  | Thompson Sub | HSS 345 kV Sub | 345 | 345 | Steel Tower | 8.74 | 0 | 1 |  | 0 | 0 | 0 | 0 | 0 | 0 | 0 | 0 | 0 | 0 | 0 | 0 | 0 | 0 | 0 | 0 | 0 | 0 | 0 | 0 | 0 | 0 | 0 | 12 | 1
NO |  | 74 | 2016 | 0 | 6 | 6 |  | HSS 345 kV Sub | Hanna Sub | 345 | 345 | Steel Tower | 7.96 | 3.47 | 1 |  | 0 | 0 | 0 | 0 | 0 | 0 | 0 | 0 | 0 | 0 | 0 | 0 | 0 | 0 | 0 | 0 | 0 | 0 | 0 | 0 | 0 | 0 | 0 | 12 | 1
NO |  | 74 | 2016 | 0 | 7 | 7 |  | Petersburg Plant | Sullivan Sub (A.E.P.) | 345 | 345 | Steel Tower | 51.42 | 0 | 1 |  | 0 | 0 | 0 | 0 | 0 | 0 | 0 | 0 | 0 | 0 | 0 | 0 | 0 | 0 | 0 | 0 | 0 | 0 | 0 | 0 | 0 | 0 | 0 | 12 | 1
NO |  | 74 | 2016 | 0 | 8 | 8 |  | Sunnyside Sub | A.E.P. (Hanna) Tie | 345 | 345 | Steel Tower | 11.51 | 0 | 1 |  | 0 | 0 | 0 | 0 | 0 | 0 | 0 | 0 | 0 | 0 | 0 | 0 | 0 | 0 | 0 | 0 | 0 | 0 | 0 | 0 | 0 | 0 | 0 | 12 | 1
NO |  | 74 | 2016 | 0 | 9 | 9 |  | Sunnyside Sub | A.E.P. (Desoto) Tie | 345 | 345 | Steel Tower | 0 | 11.51 | 1 |  | 0 | 0 | 0 | 0 | 0 | 0 | 0 | 0 | 0 | 0 | 0 | 0 | 0 | 0 | 0 | 0 | 0 | 0 | 0 | 0 | 0 | 0 | 0 | 12 | 1
NO |  | 74 | 2016 | 0 | 10 | 10 |  | Guion Sub | Whitestown Sub (Duke) | 345 | 345 | Steel Tower | 11.14 | 0 | 1 |  | 0 | 0 | 0 | 0 | 0 | 0 | 0 | 0 | 0 | 0 | 0 | 0 | 0 | 0 | 0 | 0 | 0 | 0 | 0 | 0 | 0 | 0 | 0 | 12 | 1
NO |  | 74 | 2016 | 0 | 11 | 11 |  | Noblesville Sub (Duke) | Hortonville Sub (Duke) | 345 | 345 | Steel Tower | 11.41 | 0 | 1 |  | 0 | 0 | 0 | 0 | 0 | 0 | 0 | 0 | 0 | 0 | 0 | 0 | 0 | 0 | 0 | 0 | 0 | 0 | 0 | 0 | 0 | 0 | 0 | 12 | 1
NO |  | 74 | 2016 | 0 | 12 | 12 |  | Whitestown Sub (Duke) | Hortonville Sub (Duke) | 345 | 345 | Steel Tower | 7.46 | 0 | 1 |  | 0 | 0 | 0 | 0 | 0 | 0 | 0 | 0 | 0 | 0 | 0 | 0 | 0 | 0 | 0 | 0 | 0 | 0 | 0 | 0 | 0 | 0 | 0 | 12 | 1
NO |  | 74 | 2016 | 0 | 13 | 13 |  | Whitestown Sub (Duke) | Hortonville Sub (Duke) | 345 | 345 | Wood H-Frame | 6.86 | 0 | 1 |  | 0 | 0 | 0 | 0 | 0 | 0 | 0 | 0 | 0 | 0 | 0 | 0 | 0 | 0 | 0 | 0 | 0 | 0 | 0 | 0 | 0 | 0 | 0 | 12 | 1
NO |  | 74 | 2016 | 0 | 14 | 14 |  | Whitestown Sub (Duke) | Cayuga Sub (Duke) | 345 | 345 | Wood H-Frame | 4.85 | 0 | 1 |  | 0 | 0 | 0 | 0 | 0 | 0 | 0 | 0 | 0 | 0 | 0 | 0 | 0 | 0 | 0 | 0 | 0 | 0 | 0 | 0 | 0 | 0 | 0 | 12 | 1
NO |  | 74 | 2016 | 0 | 15 | 15 |  | Noblesville Sub (Duke) | Fall Creek (IME) | 345 | 345 | Steel Tower | 24.1 | 0.36 | 1 |  | 0 | 0 | 0 | 0 | 0 | 0 | 0 | 0 | 0 | 0 | 0 | 0 | 0 | 0 | 0 | 0 | 0 | 0 | 0 | 0 | 0 | 0 | 0 | 12 | 1
NO |  | 74 | 2016 | 0 | 16 | 16 |  | Frances Creek Sub (Duke) | Hanna Sub | 345 | 345 | Steel Tower | 5.34 | 0 | 1 |  | 0 | 0 | 0 | 0 | 0 | 0 | 0 | 0 | 0 | 0 | 0 | 0 | 0 | 0 | 0 | 0 | 0 | 0 | 0 | 0 | 0 | 0 | 0 | 12 | 1
NO |  | 74 | 2016 | 0 | 17 | 17 |  | Frances Creek Sub (Duke) | Hanna Sub | 345 | 345 | Steel Pole | 4.98 | 0 | 1 |  | 0 | 0 | 0 | 0 | 0 | 0 | 0 | 0 | 0 | 0 | 0 | 0 | 0 | 0 | 0 | 0 | 0 | 0 | 0 | 0 | 0 | 0 | 0 | 12 | 1
NO |  | 74 | 2016 | 0 | 18 | 18 |  | Frances Creek Sub (Duke) | Petersburg Plant | 345 | 345 | Steel Tower | 101.4 | 0 | 1 |  | 0 | 0 | 0 | 0 | 0 | 0 | 0 | 0 | 0 | 0 | 0 | 0 | 0 | 0 | 0 | 0 | 0 | 0 | 0 | 0 | 0 | 0 | 0 | 12 | 1
NO |  | 74 | 2016 | 0 | 19 | 19 |  | Sunnyside | Gwynneville (Duke) | 345 | 345 | Steel Tower | 33.36 | 0 | 1 |  | 0 | 0 | 0 | 0 | 0 | 0 | 0 | 0 | 0 | 0 | 0 | 0 | 0 | 0 | 0 | 0 | 0 | 0 | 0 | 0 | 0 | 0 | 0 | 12 | 1
NO |  | 74 | 2016 | 0 | 20 | 20 |  | Gwynneville (Duke) | Prescott Sub (Duke) | 345 | 345 | Steel Tower | 10.77 | 0 | 1 |  | 0 | 0 | 0 | 0 | 0 | 0 | 0 | 0 | 0 | 0 | 0 | 0 | 0 | 0 | 0 | 0 | 0 | 0 | 0 | 0 | 0 | 0 | 0 | 12 | 1
NO |  | 74 | 2016 | 0 | 21 | 21 |  | Columbus (Duke) | Prescott Sub (Duke) | 345 | 345 | Steel Tower | 28.26 | 0 | 1 |  | 0 | 0 | 0 | 0 | 0 | 0 | 0 | 0 | 0 | 0 | 0 | 0 | 0 | 0 | 0 | 0 | 0 | 0 | 0 | 0 | 0 | 0 | 0 | 12 | 1
NO |  | 74 | 2016 | 0 | 22 | 22 |  | 345 KV - Cost of Lines |  | 0 | 0 |  | 0 | 0 | 0 | 345 kv | 15853881 | 66330697 | 82184578 | 0 | 0 | 0 | 0 | 0 | 0 | 0 | 0 | 0 | 0 | 0 | 0 | 0 | 0 | 0 | 0 | 0 | 0 | 0 | 0 | 12 | 1
NO |  | 74 | 2016 | 0 | 25 | 25 |  | 1 HSS Plant (N. Yard) | Sanitation Belmont | 138 | 138 | Steel Tower | 0 | 1.03 | 1 |  | 0 | 0 | 0 | 0 | 0 | 0 | 0 | 0 | 0 | 0 | 0 | 0 | 0 | 0 | 0 | 0 | 0 | 0 | 0 | 0 | 0 | 0 | 0 | 12 | 1
NO |  | 74 | 2016 | 0 | 26 | 26 |  | 2 HSS Plant (N. Yard) | Southwest Sub | 138 | 138 | Steel Tower | 1.59 | 0 | 1 |  | 0 | 0 | 0 | 0 | 0 | 0 | 0 | 0 | 0 | 0 | 0 | 0 | 0 | 0 | 0 | 0 | 0 | 0 | 0 | 0 | 0 | 0 | 0 | 12 | 1
NO |  | 74 | 2016 | 0 | 27 | 27 |  | 2 HSS Plant (N. Yard) | Southwest Sub | 138 | 138 | Wood Pole | 0.22 | 0 | 1 |  | 0 | 0 | 0 | 0 | 0 | 0 | 0 | 0 | 0 | 0 | 0 | 0 | 0 | 0 | 0 | 0 | 0 | 0 | 0 | 0 | 0 | 0 | 0 | 12 | 1
NO |  | 74 | 2016 | 0 | 28 | 28 |  | 2 HSS Plant (N. Yard) | Southwest Sub | 138 | 138 | Wood H-Frame | 1.13 | 0 | 1 |  | 0 | 0 | 0 | 0 | 0 | 0 | 0 | 0 | 0 | 0 | 0 | 0 | 0 | 0 | 0 | 0 | 0 | 0 | 0 | 0 | 0 | 0 | 0 | 12 | 1
NO |  | 74 | 2016 | 0 | 29 | 29 |  | 3 HSS Plant (S. Yard) | Center Sub | 138 | 138 | Wood Pole | 0.77 | 0 | 1 |  | 0 | 0 | 0 | 0 | 0 | 0 | 0 | 0 | 0 | 0 | 0 | 0 | 0 | 0 | 0 | 0 | 0 | 0 | 0 | 0 | 0 | 0 | 0 | 12 | 1
NO |  | 74 | 2016 | 0 | 30 | 30 |  | 3 HSS Plant (S. Yard) | Center Sub | 138 | 138 | Steel Tower | 3 | 0 | 1 |  | 0 | 0 | 0 | 0 | 0 | 0 | 0 | 0 | 0 | 0 | 0 | 0 | 0 | 0 | 0 | 0 | 0 | 0 | 0 | 0 | 0 | 0 | 0 | 12 | 1
NO |  | 74 | 2016 | 0 | 31 | 31 |  | 4 Southwest Sub | Northwest Sub | 138 | 138 | Steel Tower | 4.61 | 0 | 1 |  | 0 | 0 | 0 | 0 | 0 | 0 | 0 | 0 | 0 | 0 | 0 | 0 | 0 | 0 | 0 | 0 | 0 | 0 | 0 | 0 | 0 | 0 | 0 | 12 | 1
NO |  | 74 | 2016 | 0 | 32 | 32 |  | 5 Glens Valley Sub | HSS Plant (S. Yard) | 138 | 138 | Wood H-Frame | 2.77 | 0 | 1 |  | 0 | 0 | 0 | 0 | 0 | 0 | 0 | 0 | 0 | 0 | 0 | 0 | 0 | 0 | 0 | 0 | 0 | 0 | 0 | 0 | 0 | 0 | 0 | 12 | 1
NO |  | 74 | 2016 | 0 | 33 | 33 |  | 6 West Sub | Northwest Sub | 138 | 138 | Steel Tower | 0 | 2.13 | 1 |  | 0 | 0 | 0 | 0 | 0 | 0 | 0 | 0 | 0 | 0 | 0 | 0 | 0 | 0 | 0 | 0 | 0 | 0 | 0 | 0 | 0 | 0 | 0 | 12 | 1
NO |  | 74 | 2016 | 0 | 34 | 34 |  | 7 Parker Sub | East Sub | 138 | 138 | Steel Tower | 9.82 | 0 | 1 |  | 0 | 0 | 0 | 0 | 0 | 0 | 0 | 0 | 0 | 0 | 0 | 0 | 0 | 0 | 0 | 0 | 0 | 0 | 0 | 0 | 0 | 0 | 0 | 12 | 1
NO |  | 74 | 2016 | 0 | 35 | 35 |  | 8 East Sub | Ford Sub | 138 | 138 | Steel Tower | 1.44 | 0 | 1 |  | 0 | 0 | 0 | 0 | 0 | 0 | 0 | 0 | 0 | 0 | 0 | 0 | 0 | 0 | 0 | 0 | 0 | 0 | 0 | 0 | 0 | 0 | 0 | 12 | 1
NO |  | 74 | 2016 | 0 | 36 | 36 |  | TOTAL |  | 0 | 0 |  | 764.42 | 99.34 | 177 |  | 20468057 | 146303840 | 166771897 | 4294784 | 886615 | 0 | 5181399 | 0 | 0 | 0 | 0 | 0 | 0 | 0 | 0 | 0 | 0 | 0 | 0 | 0 | 0 | 0 | 0 | 12 | 1
NO |  | 74 | 2016 | 1 | 1 | 1 |  | 9 Five Points Sub (Duke) | Five Points Tap Point | 138 | 138 | Wood H-Frame | 0.17 | 0 | 1 |  | 0 | 0 | 0 | 0 | 0 | 0 | 0 | 0 | 0 | 0 | 0 | 0 | 0 | 0 | 0 | 0 | 0 | 0 | 0 | 0 | 0 | 0 | 0 | 12 | 1
NO |  | 74 | 2016 | 1 | 2 | 2 |  | 9 Five Points Tap Point | Indian Creek Sub | 138 | 138 | Wood Pole | 1.08 | 0 | 1 |  | 0 | 0 | 0 | 0 | 0 | 0 | 0 | 0 | 0 | 0 | 0 | 0 | 0 | 0 | 0 | 0 | 0 | 0 | 0 | 0 | 0 | 0 | 0 | 12 | 1
NO |  | 74 | 2016 | 1 | 3 | 3 |  | 9 Southeast Sub | Five Points Tap Point | 138 | 138 | Wood H-Frame | 4.65 | 0 | 1 |  | 0 | 0 | 0 | 0 | 0 | 0 | 0 | 0 | 0 | 0 | 0 | 0 | 0 | 0 | 0 | 0 | 0 | 0 | 0 | 0 | 0 | 0 | 0 | 12 | 1
NO |  | 74 | 2016 | 1 | 4 | 4 |  | 9 Southeast Sub | Five Points Tap Point | 138 | 138 | Steel Tower | 0 | 0 | 1 |  | 0 | 0 | 0 | 0 | 0 | 0 | 0 | 0 | 0 | 0 | 0 | 0 | 0 | 0 | 0 | 0 | 0 | 0 | 0 | 0 | 0 | 0 | 0 | 12 | 1
NO |  | 74 | 2016 | 1 | 5 | 5 |  | 10 Southwest Sub | Lilly-South Sub | 138 | 138 | Steel Tower | 0 | 1.25 | 1 |  | 0 | 0 | 0 | 0 | 0 | 0 | 0 | 0 | 0 | 0 | 0 | 0 | 0 | 0 | 0 | 0 | 0 | 0 | 0 | 0 | 0 | 0 | 0 | 12 | 1
NO |  | 74 | 2016 | 1 | 6 | 6 |  | 10 Souhtwest Sub | Lilly-South Sub | 138 | 138 | Wood Pole | 0.33 | 0 | 1 |  | 0 | 0 | 0 | 0 | 0 | 0 | 0 | 0 | 0 | 0 | 0 | 0 | 0 | 0 | 0 | 0 | 0 | 0 | 0 | 0 | 0 | 0 | 0 | 12 | 1
NO |  | 74 | 2016 | 1 | 7 | 7 |  | 10 Southwest Sub | Lilly-South Sub | 138 | 138 | Wood H-Frame | 0.83 | 0 | 1 |  | 0 | 0 | 0 | 0 | 0 | 0 | 0 | 0 | 0 | 0 | 0 | 0 | 0 | 0 | 0 | 0 | 0 | 0 | 0 | 0 | 0 | 0 | 0 | 12 | 1
NO |  | 74 | 2016 | 1 | 8 | 8 |  | 10 Southwest Sub | Lilly South Sub | 138 | 138 | Steel Pole | 0.48 | 0 | 1 |  | 0 | 0 | 0 | 0 | 0 | 0 | 0 | 0 | 0 | 0 | 0 | 0 | 0 | 0 | 0 | 0 | 0 | 0 | 0 | 0 | 0 | 0 | 0 | 12 | 1
NO |  | 74 | 2016 | 1 | 9 | 9 |  | 11 HSS Plant (S. Yard) | Maywood Sub | 138 | 138 | Wood H-Frame | 0.91 | 0 | 1 |  | 0 | 0 | 0 | 0 | 0 | 0 | 0 | 0 | 0 | 0 | 0 | 0 | 0 | 0 | 0 | 0 | 0 | 0 | 0 | 0 | 0 | 0 | 0 | 12 | 1
NO |  | 74 | 2016 | 1 | 10 | 10 |  | 11 HSS Plant (S. Yard) | Maywood Sub | 138 | 138 | Steel Tower | 0 | 1.94 | 1 |  | 0 | 0 | 0 | 0 | 0 | 0 | 0 | 0 | 0 | 0 | 0 | 0 | 0 | 0 | 0 | 0 | 0 | 0 | 0 | 0 | 0 | 0 | 0 | 12 | 1
NO |  | 74 | 2016 | 1 | 11 | 11 |  | 11 HSS Plant (S. Yard) | Maywood Sub | 138 | 138 | Wood Pole | 0.44 | 0 | 1 |  | 0 | 0 | 0 | 0 | 0 | 0 | 0 | 0 | 0 | 0 | 0 | 0 | 0 | 0 | 0 | 0 | 0 | 0 | 0 | 0 | 0 | 0 | 0 | 12 | 1
NO |  | 74 | 2016 | 1 | 12 | 12 |  | 12 Allison 8 Sub | Maywood Sub | 138 | 138 | Wood Pole | 0.2 | 0 | 1 |  | 0 | 0 | 0 | 0 | 0 | 0 | 0 | 0 | 0 | 0 | 0 | 0 | 0 | 0 | 0 | 0 | 0 | 0 | 0 | 0 | 0 | 0 | 0 | 12 | 1
NO |  | 74 | 2016 | 1 | 13 | 13 |  | 13 Maywood Sub | Park Fletcher | 138 | 138 | Wood H-Frame | 3.84 | 0 | 1 |  | 0 | 0 | 0 | 0 | 0 | 0 | 0 | 0 | 0 | 0 | 0 | 0 | 0 | 0 | 0 | 0 | 0 | 0 | 0 | 0 | 0 | 0 | 0 | 12 | 1
NO |  | 74 | 2016 | 1 | 14 | 14 |  | 13 Maywood Sub | Park Fletcher | 138 | 138 | Steel Tower | 0 | 0.48 | 1 |  | 0 | 0 | 0 | 0 | 0 | 0 | 0 | 0 | 0 | 0 | 0 | 0 | 0 | 0 | 0 | 0 | 0 | 0 | 0 | 0 | 0 | 0 | 0 | 12 | 1
NO |  | 74 | 2016 | 1 | 15 | 15 |  | 14 HSS Plant (N. Yard) | Gardner Lane | 138 | 138 | Steel Pole | 0.46 | 0 | 1 |  | 0 | 0 | 0 | 0 | 0 | 0 | 0 | 0 | 0 | 0 | 0 | 0 | 0 | 0 | 0 | 0 | 0 | 0 | 0 | 0 | 0 | 0 | 0 | 12 | 1
NO |  | 74 | 2016 | 1 | 16 | 16 |  | 14 HSS Plant (N. Yard) | Gardner Lane | 138 | 138 | Wood Pole | 5.47 | 0 | 1 |  | 0 | 0 | 0 | 0 | 0 | 0 | 0 | 0 | 0 | 0 | 0 | 0 | 0 | 0 | 0 | 0 | 0 | 0 | 0 | 0 | 0 | 0 | 0 | 12 | 1
NO |  | 74 | 2016 | 1 | 17 | 17 |  | 14 HSS Plant (N. Yard) | Gardner Lane | 138 | 138 | Wood H-Frame | 1.31 | 0 | 1 |  | 0 | 0 | 0 | 0 | 0 | 0 | 0 | 0 | 0 | 0 | 0 | 0 | 0 | 0 | 0 | 0 | 0 | 0 | 0 | 0 | 0 | 0 | 0 | 12 | 1
NO |  | 74 | 2016 | 1 | 18 | 18 |  | 15 South Sub | Edgewood Sub | 138 | 138 | Wood Pole | 1.62 | 0 | 1 |  | 0 | 0 | 0 | 0 | 0 | 0 | 0 | 0 | 0 | 0 | 0 | 0 | 0 | 0 | 0 | 0 | 0 | 0 | 0 | 0 | 0 | 0 | 0 | 12 | 1
NO |  | 74 | 2016 | 1 | 19 | 19 |  | 15 South Sub | Edgewood Sub | 138 | 138 | Steel Pole | 0.22 | 0 | 1 |  | 0 | 0 | 0 | 0 | 0 | 0 | 0 | 0 | 0 | 0 | 0 | 0 | 0 | 0 | 0 | 0 | 0 | 0 | 0 | 0 | 0 | 0 | 0 | 12 | 1
NO |  | 74 | 2016 | 1 | 20 | 20 |  | 16 Tremont Sub | North Sub | 138 | 138 | Steel Tower | 0 | 3.65 | 1 |  | 0 | 0 | 0 | 0 | 0 | 0 | 0 | 0 | 0 | 0 | 0 | 0 | 0 | 0 | 0 | 0 | 0 | 0 | 0 | 0 | 0 | 0 | 0 | 12 | 1
NO |  | 74 | 2016 | 1 | 21 | 21 |  | 17 North Sub | Parker Sub | 138 | 138 | Steel Tower | 0 | 3.94 | 1 |  | 0 | 0 | 0 | 0 | 0 | 0 | 0 | 0 | 0 | 0 | 0 | 0 | 0 | 0 | 0 | 0 | 0 | 0 | 0 | 0 | 0 | 0 | 0 | 12 | 1
NO |  | 74 | 2016 | 1 | 22 | 22 |  | 18 South Sub | Southeast Sub | 138 | 138 | Steel Tower | 0 | 5.22 | 1 |  | 0 | 0 | 0 | 0 | 0 | 0 | 0 | 0 | 0 | 0 | 0 | 0 | 0 | 0 | 0 | 0 | 0 | 0 | 0 | 0 | 0 | 0 | 0 | 12 | 1
NO |  | 74 | 2016 | 1 | 23 | 23 |  | 18 South Sub | Southeast Sub | 138 | 138 | Wood H-Frame | 0.24 | 0 | 1 |  | 0 | 0 | 0 | 0 | 0 | 0 | 0 | 0 | 0 | 0 | 0 | 0 | 0 | 0 | 0 | 0 | 0 | 0 | 0 | 0 | 0 | 0 | 0 | 12 | 1
NO |  | 74 | 2016 | 1 | 24 | 24 |  | 19 Airco Tap | Southeast Sub | 138 | 138 | Steel Tower | 2.29 | 0 | 1 |  | 0 | 0 | 0 | 0 | 0 | 0 | 0 | 0 | 0 | 0 | 0 | 0 | 0 | 0 | 0 | 0 | 0 | 0 | 0 | 0 | 0 | 0 | 0 | 12 | 1
NO |  | 74 | 2016 | 1 | 25 | 25 |  | 19 Airco Tap | Southeast Sub | 138 | 138 | Steel Tower | 5.53 | 0 | 1 |  | 0 | 0 | 0 | 0 | 0 | 0 | 0 | 0 | 0 | 0 | 0 | 0 | 0 | 0 | 0 | 0 | 0 | 0 | 0 | 0 | 0 | 0 | 0 | 12 | 1
NO |  | 74 | 2016 | 1 | 26 | 26 |  | 19 Airco Tap | HSS Plant (South Yard) | 138 | 138 | Steel Tower | 1.12 | 0 | 1 |  | 0 | 0 | 0 | 0 | 0 | 0 | 0 | 0 | 0 | 0 | 0 | 0 | 0 | 0 | 0 | 0 | 0 | 0 | 0 | 0 | 0 | 0 | 0 | 12 | 1
NO |  | 74 | 2016 | 1 | 27 | 27 |  | 19 Airco Tap | Airco Substation | 138 | 138 | Wood Pole | 0.67 | 0 | 1 |  | 0 | 0 | 0 | 0 | 0 | 0 | 0 | 0 | 0 | 0 | 0 | 0 | 0 | 0 | 0 | 0 | 0 | 0 | 0 | 0 | 0 | 0 | 0 | 12 | 1
NO |  | 74 | 2016 | 1 | 28 | 28 |  | 20 South Sub | HSS Plant (S. Yard) | 138 | 138 | Steel Tower | 0 | 3.38 | 1 |  | 0 | 0 | 0 | 0 | 0 | 0 | 0 | 0 | 0 | 0 | 0 | 0 | 0 | 0 | 0 | 0 | 0 | 0 | 0 | 0 | 0 | 0 | 0 | 12 | 1
NO |  | 74 | 2016 | 1 | 29 | 29 |  | 21 Eagle Valley CCGT Sub | Centerton Sub (Duke) | 138 | 138 | Wood H-Frame | 0.17 | 0 | 1 |  | 0 | 0 | 0 | 0 | 0 | 0 | 0 | 0 | 0 | 0 | 0 | 0 | 0 | 0 | 0 | 0 | 0 | 0 | 0 | 0 | 0 | 0 | 0 | 12 | 1
NO |  | 74 | 2016 | 1 | 30 | 30 |  | 21 Southport | Honey Creek Sub (HE) | 138 | 138 | Wood H-Frame | 5.2 | 0 | 1 |  | 0 | 0 | 0 | 0 | 0 | 0 | 0 | 0 | 0 | 0 | 0 | 0 | 0 | 0 | 0 | 0 | 0 | 0 | 0 | 0 | 0 | 0 | 0 | 12 | 1
NO |  | 74 | 2016 | 1 | 31 | 31 |  | 21 Honey Creek (HE) | Centerton Sub (Duke) | 138 | 138 | Wood H-Frame | 16.13 | 0 | 1 |  | 0 | 0 | 0 | 0 | 0 | 0 | 0 | 0 | 0 | 0 | 0 | 0 | 0 | 0 | 0 | 0 | 0 | 0 | 0 | 0 | 0 | 0 | 0 | 12 | 1
NO |  | 74 | 2016 | 1 | 32 | 32 |  | 22 Glens Valley Sub | Mullinix (HE) | 138 | 138 | Wood H-Frame | 5.33 | 0 | 1 |  | 0 | 0 | 0 | 0 | 0 | 0 | 0 | 0 | 0 | 0 | 0 | 0 | 0 | 0 | 0 | 0 | 0 | 0 | 0 | 0 | 0 | 0 | 0 | 12 | 1
NO |  | 74 | 2016 | 1 | 33 | 33 |  | 22 Eagle Valley CCGT Sub | Mullinex (HE) | 138 | 138 | Wood H-Frame | 14.21 | 0 | 1 |  | 0 | 0 | 0 | 0 | 0 | 0 | 0 | 0 | 0 | 0 | 0 | 0 | 0 | 0 | 0 | 0 | 0 | 0 | 0 | 0 | 0 | 0 | 0 | 12 | 1
NO |  | 74 | 2016 | 1 | 34 | 34 |  | 22 Eagle Valley CCGT Sub | Mullinex (HE) | 138 | 138 | Steel Pole | 0 | 0.42 | 1 |  | 0 | 0 | 0 | 0 | 0 | 0 | 0 | 0 | 0 | 0 | 0 | 0 | 0 | 0 | 0 | 0 | 0 | 0 | 0 | 0 | 0 | 0 | 0 | 12 | 1
NO |  | 74 | 2016 | 1 | 35 | 35 |  | 23 Eagle Valley CCGT Sub | Sanitation Southport Sub | 138 | 138 | Wood Pole | 0.45 | 0 | 1 |  | 0 | 0 | 0 | 0 | 0 | 0 | 0 | 0 | 0 | 0 | 0 | 0 | 0 | 0 | 0 | 0 | 0 | 0 | 0 | 0 | 0 | 0 | 0 | 12 | 1
NO |  | 74 | 2016 | 2 | 1 | 1 |  | 23 Eagle Valley CCGT Sub | Sanitation Southport Sub | 138 | 138 | Steel Tower | 3.63 | 0 | 1 |  | 0 | 0 | 0 | 0 | 0 | 0 | 0 | 0 | 0 | 0 | 0 | 0 | 0 | 0 | 0 | 0 | 0 | 0 | 0 | 0 | 0 | 0 | 0 | 12 | 1
NO |  | 74 | 2016 | 2 | 2 | 2 |  | 23 Eagle Valley CCGT Sub | Sanitation Southport Sub | 138 | 138 | Steel Tower | 2.37 | 0 | 1 |  | 0 | 0 | 0 | 0 | 0 | 0 | 0 | 0 | 0 | 0 | 0 | 0 | 0 | 0 | 0 | 0 | 0 | 0 | 0 | 0 | 0 | 0 | 0 | 12 | 1
NO |  | 74 | 2016 | 2 | 3 | 3 |  | 23 Eagle Valley CCGTSub | Sanitation Southport Sub | 138 | 138 | Wood H-Frame | 0.91 | 0 | 1 |  | 0 | 0 | 0 | 0 | 0 | 0 | 0 | 0 | 0 | 0 | 0 | 0 | 0 | 0 | 0 | 0 | 0 | 0 | 0 | 0 | 0 | 0 | 0 | 12 | 1
NO |  | 74 | 2016 | 2 | 4 | 4 |  | 23 Eagle Valley CCGT Sub | Sanitation Southport Sub | 138 | 138 | Steel Tower | 10.38 | 0 | 1 |  | 0 | 0 | 0 | 0 | 0 | 0 | 0 | 0 | 0 | 0 | 0 | 0 | 0 | 0 | 0 | 0 | 0 | 0 | 0 | 0 | 0 | 0 | 0 | 12 | 1
NO |  | 74 | 2016 | 2 | 5 | 5 |  | 24 Heartland Crossing Tap | Mooresville Sub | 138 | 138 | Wood H-Frame | 3.83 | 0 | 1 |  | 0 | 0 | 0 | 0 | 0 | 0 | 0 | 0 | 0 | 0 | 0 | 0 | 0 | 0 | 0 | 0 | 0 | 0 | 0 | 0 | 0 | 0 | 0 | 12 | 1
NO |  | 74 | 2016 | 2 | 6 | 6 |  | 24 Eagle Valley CCGT Sub | Heartland Crossing Tap | 138 | 138 | Steel Tower | 0 | 11.97 | 1 |  | 0 | 0 | 0 | 0 | 0 | 0 | 0 | 0 | 0 | 0 | 0 | 0 | 0 | 0 | 0 | 0 | 0 | 0 | 0 | 0 | 0 | 0 | 0 | 12 | 1
NO |  | 74 | 2016 | 2 | 7 | 7 |  | 24 Heartland Crossing Tap | Heartland Crossing Sub | 138 | 138 | Wood H-Frame | 0.54 | 0 | 1 |  | 0 | 0 | 0 | 0 | 0 | 0 | 0 | 0 | 0 | 0 | 0 | 0 | 0 | 0 | 0 | 0 | 0 | 0 | 0 | 0 | 0 | 0 | 0 | 12 | 1
NO |  | 74 | 2016 | 2 | 8 | 8 |  | 25 Hanna Sub | East Sub | 138 | 138 | Wood H-Frame | 5.6 | 0 | 1 |  | 0 | 0 | 0 | 0 | 0 | 0 | 0 | 0 | 0 | 0 | 0 | 0 | 0 | 0 | 0 | 0 | 0 | 0 | 0 | 0 | 0 | 0 | 0 | 12 | 1
NO |  | 74 | 2016 | 2 | 9 | 9 |  | 25 Hanna Sub | East Sub | 138 | 138 | Wood Pole | 0.15 | 0 | 1 |  | 0 | 0 | 0 | 0 | 0 | 0 | 0 | 0 | 0 | 0 | 0 | 0 | 0 | 0 | 0 | 0 | 0 | 0 | 0 | 0 | 0 | 0 | 0 | 12 | 1
NO |  | 74 | 2016 | 2 | 10 | 10 |  | 26 Hanna Sub | Southeast Sub | 138 | 138 | Wood H-Frame | 1.24 | 0 | 1 |  | 0 | 0 | 0 | 0 | 0 | 0 | 0 | 0 | 0 | 0 | 0 | 0 | 0 | 0 | 0 | 0 | 0 | 0 | 0 | 0 | 0 | 0 | 0 | 12 | 1
NO |  | 74 | 2016 | 2 | 11 | 11 |  | 27 Ford Sub | Southeast Sub | 138 | 138 | Wood H-Frame | 1.11 | 0 | 1 |  | 0 | 0 | 0 | 0 | 0 | 0 | 0 | 0 | 0 | 0 | 0 | 0 | 0 | 0 | 0 | 0 | 0 | 0 | 0 | 0 | 0 | 0 | 0 | 12 | 1
NO |  | 74 | 2016 | 2 | 12 | 12 |  | 27 Ford Sub | Southeast Sub | 138 | 138 | Steel Tower | 2.01 | 0 | 1 |  | 0 | 0 | 0 | 0 | 0 | 0 | 0 | 0 | 0 | 0 | 0 | 0 | 0 | 0 | 0 | 0 | 0 | 0 | 0 | 0 | 0 | 0 | 0 | 12 | 1
NO |  | 74 | 2016 | 2 | 13 | 13 |  | 27 Ford Sub | Southeast Sub | 138 | 138 | Wood Pole | 0.1 | 0 | 1 |  | 0 | 0 | 0 | 0 | 0 | 0 | 0 | 0 | 0 | 0 | 0 | 0 | 0 | 0 | 0 | 0 | 0 | 0 | 0 | 0 | 0 | 0 | 0 | 12 | 1
NO |  | 74 | 2016 | 2 | 14 | 14 |  | 28 Prospect Sub | Harvester Foundry Sub | 138 | 138 | Wood Pole | 2.07 | 0 | 1 |  | 0 | 0 | 0 | 0 | 0 | 0 | 0 | 0 | 0 | 0 | 0 | 0 | 0 | 0 | 0 | 0 | 0 | 0 | 0 | 0 | 0 | 0 | 0 | 12 | 1
NO |  | 74 | 2016 | 2 | 15 | 15 |  | 29 Southport Sub | Franklin Township Sub | 138 | 138 | Wood H-Frame | 3.4 | 0 | 1 |  | 0 | 0 | 0 | 0 | 0 | 0 | 0 | 0 | 0 | 0 | 0 | 0 | 0 | 0 | 0 | 0 | 0 | 0 | 0 | 0 | 0 | 0 | 0 | 12 | 1
NO |  | 74 | 2016 | 2 | 16 | 16 |  | 30 Franklin Township Sub | Hanna Sub | 138 | 138 | Wood H-Frame | 2.35 | 0 | 1 |  | 0 | 0 | 0 | 0 | 0 | 0 | 0 | 0 | 0 | 0 | 0 | 0 | 0 | 0 | 0 | 0 | 0 | 0 | 0 | 0 | 0 | 0 | 0 | 12 | 1
NO |  | 74 | 2016 | 2 | 17 | 17 |  | 30 Franklin Township Sub | Hanna Sub | 138 | 138 | Wood Pole | 0.2 | 0 | 1 |  | 0 | 0 | 0 | 0 | 0 | 0 | 0 | 0 | 0 | 0 | 0 | 0 | 0 | 0 | 0 | 0 | 0 | 0 | 0 | 0 | 0 | 0 | 0 | 12 | 1
NO |  | 74 | 2016 | 2 | 18 | 18 |  | 30 Franklin Township Sub | Hanna Sub | 138 | 138 | Steel Tower | 0.16 | 0 | 1 |  | 0 | 0 | 0 | 0 | 0 | 0 | 0 | 0 | 0 | 0 | 0 | 0 | 0 | 0 | 0 | 0 | 0 | 0 | 0 | 0 | 0 | 0 | 0 | 12 | 1
NO |  | 74 | 2016 | 2 | 19 | 19 |  | 31 Williams St. Sub | Edison Sub | 138 | 138 | Wood Pole | 1.6 | 0 | 1 |  | 0 | 0 | 0 | 0 | 0 | 0 | 0 | 0 | 0 | 0 | 0 | 0 | 0 | 0 | 0 | 0 | 0 | 0 | 0 | 0 | 0 | 0 | 0 | 12 | 1
NO |  | 74 | 2016 | 2 | 20 | 20 |  | 32 Mill Street Sub | Edison Sub | 138 | 138 | Wood Pole | 2.33 | 0 | 1 |  | 0 | 0 | 0 | 0 | 0 | 0 | 0 | 0 | 0 | 0 | 0 | 0 | 0 | 0 | 0 | 0 | 0 | 0 | 0 | 0 | 0 | 0 | 0 | 12 | 1
NO |  | 74 | 2016 | 2 | 21 | 21 |  | 32 Mill Street Sub | Edison Sub | 138 | 138 | Steel Pole | 0.37 | 0 | 1 |  | 0 | 0 | 0 | 0 | 0 | 0 | 0 | 0 | 0 | 0 | 0 | 0 | 0 | 0 | 0 | 0 | 0 | 0 | 0 | 0 | 0 | 0 | 0 | 12 | 1
NO |  | 74 | 2016 | 2 | 22 | 22 |  | 33 Bridgeport | Rockville Rd Sub | 138 | 138 | Wood Pole | 0 | 0 | 1 |  | 0 | 0 | 0 | 0 | 0 | 0 | 0 | 0 | 0 | 0 | 0 | 0 | 0 | 0 | 0 | 0 | 0 | 0 | 0 | 0 | 0 | 0 | 0 | 12 | 1
NO |  | 74 | 2016 | 2 | 23 | 23 |  | 33 Bridgeport | Rockville Rd Sub | 138 | 138 | Wood H-Frame | 2.75 | 0 | 1 |  | 0 | 0 | 0 | 0 | 0 | 0 | 0 | 0 | 0 | 0 | 0 | 0 | 0 | 0 | 0 | 0 | 0 | 0 | 0 | 0 | 0 | 0 | 0 | 12 | 1
NO |  | 74 | 2016 | 2 | 24 | 24 |  | 35 Pike Sub | Crawfordsville Sub | 138 | 138 | Steel Tower | 0.48 | 0 | 1 |  | 0 | 0 | 0 | 0 | 0 | 0 | 0 | 0 | 0 | 0 | 0 | 0 | 0 | 0 | 0 | 0 | 0 | 0 | 0 | 0 | 0 | 0 | 0 | 12 | 1
NO |  | 74 | 2016 | 2 | 25 | 25 |  | 35 Pike Sub | Crawfordsville Sub | 138 | 138 | Wood H-Frame | 2.67 | 0 | 1 |  | 0 | 0 | 0 | 0 | 0 | 0 | 0 | 0 | 0 | 0 | 0 | 0 | 0 | 0 | 0 | 0 | 0 | 0 | 0 | 0 | 0 | 0 | 0 | 12 | 1
NO |  | 74 | 2016 | 2 | 26 | 26 |  | 36 Edison Sub | Brookwood Sub | 138 | 138 | Steel Pole | 0.28 | 0 | 1 |  | 0 | 0 | 0 | 0 | 0 | 0 | 0 | 0 | 0 | 0 | 0 | 0 | 0 | 0 | 0 | 0 | 0 | 0 | 0 | 0 | 0 | 0 | 0 | 12 | 1
NO |  | 74 | 2016 | 2 | 27 | 27 |  | 36 Edison Sub | Brookwood Sub | 138 | 138 | Wood Pole | 3.24 | 0 | 1 |  | 0 | 0 | 0 | 0 | 0 | 0 | 0 | 0 | 0 | 0 | 0 | 0 | 0 | 0 | 0 | 0 | 0 | 0 | 0 | 0 | 0 | 0 | 0 | 12 | 1
NO |  | 74 | 2016 | 2 | 28 | 28 |  | 37 Guion Sub | Mill St. Sub | 138 | 138 | Steel Tower | 3.11 | 0 | 1 |  | 0 | 0 | 0 | 0 | 0 | 0 | 0 | 0 | 0 | 0 | 0 | 0 | 0 | 0 | 0 | 0 | 0 | 0 | 0 | 0 | 0 | 0 | 0 | 12 | 1
NO |  | 74 | 2016 | 2 | 29 | 29 |  | 37 Guion Sub | Mill St. Sub | 138 | 138 | Wood Pole | 4.25 | 0 | 1 |  | 0 | 0 | 0 | 0 | 0 | 0 | 0 | 0 | 0 | 0 | 0 | 0 | 0 | 0 | 0 | 0 | 0 | 0 | 0 | 0 | 0 | 0 | 0 | 12 | 1
NO |  | 74 | 2016 | 2 | 30 | 30 |  | 38 Brookwood Sub | Lawrence Sub | 138 | 138 | Wood Pole | 3.04 | 0 | 1 |  | 0 | 0 | 0 | 0 | 0 | 0 | 0 | 0 | 0 | 0 | 0 | 0 | 0 | 0 | 0 | 0 | 0 | 0 | 0 | 0 | 0 | 0 | 0 | 12 | 1
NO |  | 74 | 2016 | 2 | 31 | 31 |  | 39 Northwest Sub | Guion Sub | 138 | 138 | Steel Tower | 0 | 3.12 | 1 |  | 0 | 0 | 0 | 0 | 0 | 0 | 0 | 0 | 0 | 0 | 0 | 0 | 0 | 0 | 0 | 0 | 0 | 0 | 0 | 0 | 0 | 0 | 0 | 12 | 1
NO |  | 74 | 2016 | 2 | 32 | 32 |  | 40 Guion Sub | Westlane Sub | 138 | 138 | Steel Tower | 2.22 | 0 | 1 |  | 0 | 0 | 0 | 0 | 0 | 0 | 0 | 0 | 0 | 0 | 0 | 0 | 0 | 0 | 0 | 0 | 0 | 0 | 0 | 0 | 0 | 0 | 0 | 12 | 1
NO |  | 74 | 2016 | 2 | 33 | 33 |  | 41 Westlane Sub | Georgetown Sub | 138 | 138 | Steel Tower | 0.01 | 0 | 1 |  | 0 | 0 | 0 | 0 | 0 | 0 | 0 | 0 | 0 | 0 | 0 | 0 | 0 | 0 | 0 | 0 | 0 | 0 | 0 | 0 | 0 | 0 | 0 | 12 | 1
NO |  | 74 | 2016 | 2 | 34 | 34 |  | 41 Westlane Sub | Georgetown Sub | 138 | 138 | Wood Pole | 3.04 | 0 | 1 |  | 0 | 0 | 0 | 0 | 0 | 0 | 0 | 0 | 0 | 0 | 0 | 0 | 0 | 0 | 0 | 0 | 0 | 0 | 0 | 0 | 0 | 0 | 0 | 12 | 1
NO |  | 74 | 2016 | 2 | 35 | 35 |  | 42 Guion Sub | Tremont Sub | 138 | 138 | Steel Tower | 1.88 | 3.15 | 1 |  | 0 | 0 | 0 | 0 | 0 | 0 | 0 | 0 | 0 | 0 | 0 | 0 | 0 | 0 | 0 | 0 | 0 | 0 | 0 | 0 | 0 | 0 | 0 | 12 | 1
NO |  | 74 | 2016 | 3 | 1 | 1 |  | 43 Guion Sub | Crestview Sub | 138 | 138 | Wood Pole | 7.37 | 0 | 1 |  | 0 | 0 | 0 | 0 | 0 | 0 | 0 | 0 | 0 | 0 | 0 | 0 | 0 | 0 | 0 | 0 | 0 | 0 | 0 | 0 | 0 | 0 | 0 | 12 | 1
NO |  | 74 | 2016 | 3 | 2 | 2 |  | 43 Guion Sub | Crestview Sub | 138 | 138 | Steel Pole | 0.29 | 0 | 1 |  | 0 | 0 | 0 | 0 | 0 | 0 | 0 | 0 | 0 | 0 | 0 | 0 | 0 | 0 | 0 | 0 | 0 | 0 | 0 | 0 | 0 | 0 | 0 | 12 | 1
NO |  | 74 | 2016 | 3 | 3 | 3 |  | 44 Northeast Sub | Crestview Sub | 138 | 138 | Wood Pole | 1.57 | 0 | 1 |  | 0 | 0 | 0 | 0 | 0 | 0 | 0 | 0 | 0 | 0 | 0 | 0 | 0 | 0 | 0 | 0 | 0 | 0 | 0 | 0 | 0 | 0 | 0 | 12 | 1
NO |  | 74 | 2016 | 3 | 4 | 4 |  | 44 Northeast Sub | Crestview Sub | 138 | 138 | Steel Pole | 0.13 | 0 | 1 |  | 0 | 0 | 0 | 0 | 0 | 0 | 0 | 0 | 0 | 0 | 0 | 0 | 0 | 0 | 0 | 0 | 0 | 0 | 0 | 0 | 0 | 0 | 0 | 12 | 1
NO |  | 74 | 2016 | 3 | 5 | 5 |  | 45 Northeast Sub | Lawrence Sub | 138 | 138 | Steel Tower | 0 | 5.27 | 1 |  | 0 | 0 | 0 | 0 | 0 | 0 | 0 | 0 | 0 | 0 | 0 | 0 | 0 | 0 | 0 | 0 | 0 | 0 | 0 | 0 | 0 | 0 | 0 | 12 | 1
NO |  | 74 | 2016 | 3 | 6 | 6 |  | 46 Sunnyside Sub | Geist Sub | 138 | 138 | Wood Pole | 3.4 | 0 | 1 |  | 0 | 0 | 0 | 0 | 0 | 0 | 0 | 0 | 0 | 0 | 0 | 0 | 0 | 0 | 0 | 0 | 0 | 0 | 0 | 0 | 0 | 0 | 0 | 12 | 1
NO |  | 74 | 2016 | 3 | 7 | 7 |  | 47 Sunnyside | Post Road | 138 | 138 | Wood Pole | 2.41 | 0 | 1 |  | 0 | 0 | 0 | 0 | 0 | 0 | 0 | 0 | 0 | 0 | 0 | 0 | 0 | 0 | 0 | 0 | 0 | 0 | 0 | 0 | 0 | 0 | 0 | 12 | 1
NO |  | 74 | 2016 | 3 | 8 | 8 |  | 79 Post Road | Lawrence | 138 | 138 | Wood Pole | 2.65 | 0 | 1 |  | 0 | 0 | 0 | 0 | 0 | 0 | 0 | 0 | 0 | 0 | 0 | 0 | 0 | 0 | 0 | 0 | 0 | 0 | 0 | 0 | 0 | 0 | 0 | 12 | 1
NO |  | 74 | 2016 | 3 | 9 | 9 |  | 48 East Sub | Lawrence Sub | 138 | 138 | Steel Tower | 0 | 2.81 | 1 |  | 0 | 0 | 0 | 0 | 0 | 0 | 0 | 0 | 0 | 0 | 0 | 0 | 0 | 0 | 0 | 0 | 0 | 0 | 0 | 0 | 0 | 0 | 0 | 12 | 1
NO |  | 74 | 2016 | 3 | 10 | 10 |  | 49 Tobey Sub | East Sub | 138 | 138 | Wood Pole | 2.76 | 0 | 1 |  | 0 | 0 | 0 | 0 | 0 | 0 | 0 | 0 | 0 | 0 | 0 | 0 | 0 | 0 | 0 | 0 | 0 | 0 | 0 | 0 | 0 | 0 | 0 | 12 | 1
NO |  | 74 | 2016 | 3 | 11 | 11 |  | 50 Sunnyside Sub | German Church Sub | 138 | 138 | Wood H-Frame | 3.15 | 0 | 1 |  | 0 | 0 | 0 | 0 | 0 | 0 | 0 | 0 | 0 | 0 | 0 | 0 | 0 | 0 | 0 | 0 | 0 | 0 | 0 | 0 | 0 | 0 | 0 | 12 | 1
NO |  | 74 | 2016 | 3 | 12 | 12 |  | 50 Sunnyside Sub | German Church Sub | 138 | 138 | Wood Pole | 0.47 | 0 | 1 |  | 0 | 0 | 0 | 0 | 0 | 0 | 0 | 0 | 0 | 0 | 0 | 0 | 0 | 0 | 0 | 0 | 0 | 0 | 0 | 0 | 0 | 0 | 0 | 12 | 1
NO |  | 74 | 2016 | 3 | 13 | 13 |  | 51 German Church Sub | Cumberland Sub | 138 | 138 | Wood Pole | 1.66 | 0 | 1 |  | 0 | 0 | 0 | 0 | 0 | 0 | 0 | 0 | 0 | 0 | 0 | 0 | 0 | 0 | 0 | 0 | 0 | 0 | 0 | 0 | 0 | 0 | 0 | 12 | 1
NO |  | 74 | 2016 | 3 | 14 | 14 |  | 51 German Church Sub | Cumberland Sub | 138 | 138 | Wood H-Frame | 2.58 | 0 | 1 |  | 0 | 0 | 0 | 0 | 0 | 0 | 0 | 0 | 0 | 0 | 0 | 0 | 0 | 0 | 0 | 0 | 0 | 0 | 0 | 0 | 0 | 0 | 0 | 12 | 1
NO |  | 74 | 2016 | 3 | 15 | 15 |  | 52 Ford Sub | Cumberland Sub | 138 | 138 | Wood Pole | 5.73 | 0 | 1 |  | 0 | 0 | 0 | 0 | 0 | 0 | 0 | 0 | 0 | 0 | 0 | 0 | 0 | 0 | 0 | 0 | 0 | 0 | 0 | 0 | 0 | 0 | 0 | 12 | 1
NO |  | 74 | 2016 | 3 | 16 | 16 |  | 53 Ford Sub | Harvester Foundry Sub | 138 | 138 | Wood Pole | 2.34 | 0 | 1 |  | 0 | 0 | 0 | 0 | 0 | 0 | 0 | 0 | 0 | 0 | 0 | 0 | 0 | 0 | 0 | 0 | 0 | 0 | 0 | 0 | 0 | 0 | 0 | 12 | 1
NO |  | 74 | 2016 | 3 | 17 | 17 |  | 54 Geist Sub | Castleton Sub | 138 | 138 | Wood Pole | 3.82 | 0 | 1 |  | 0 | 0 | 0 | 0 | 0 | 0 | 0 | 0 | 0 | 0 | 0 | 0 | 0 | 0 | 0 | 0 | 0 | 0 | 0 | 0 | 0 | 0 | 0 | 12 | 1
NO |  | 74 | 2016 | 3 | 18 | 18 |  | 55 Castleton Sub | River Road Sub | 138 | 138 | Wood Pole | 3.1 | 0 | 1 |  | 0 | 0 | 0 | 0 | 0 | 0 | 0 | 0 | 0 | 0 | 0 | 0 | 0 | 0 | 0 | 0 | 0 | 0 | 0 | 0 | 0 | 0 | 0 | 12 | 1
NO |  | 74 | 2016 | 3 | 19 | 19 |  | 56 Guion Sub | Pike Sub | 138 | 138 | Steel Tower | 0.06 | 0 | 1 |  | 0 | 0 | 0 | 0 | 0 | 0 | 0 | 0 | 0 | 0 | 0 | 0 | 0 | 0 | 0 | 0 | 0 | 0 | 0 | 0 | 0 | 0 | 0 | 12 | 1
NO |  | 74 | 2016 | 3 | 20 | 20 |  | 56 Guion Sub | Pike Sub | 138 | 138 | Wood H-Frame | 3.1 | 0 | 1 |  | 0 | 0 | 0 | 0 | 0 | 0 | 0 | 0 | 0 | 0 | 0 | 0 | 0 | 0 | 0 | 0 | 0 | 0 | 0 | 0 | 0 | 0 | 0 | 12 | 1
NO |  | 74 | 2016 | 3 | 21 | 21 |  | 57 Carmel Tap (Duke) | River Road Sub | 138 | 138 | Wood Pole | 0.53 | 0 | 1 |  | 0 | 0 | 0 | 0 | 0 | 0 | 0 | 0 | 0 | 0 | 0 | 0 | 0 | 0 | 0 | 0 | 0 | 0 | 0 | 0 | 0 | 0 | 0 | 12 | 1
NO |  | 74 | 2016 | 3 | 22 | 22 |  | 57 Carmel Tap (Duke) | North Sub | 138 | 138 | Wood Pole | 3.21 | 0 | 1 |  | 0 | 0 | 0 | 0 | 0 | 0 | 0 | 0 | 0 | 0 | 0 | 0 | 0 | 0 | 0 | 0 | 0 | 0 | 0 | 0 | 0 | 0 | 0 | 12 | 1
NO |  | 74 | 2016 | 3 | 23 | 23 |  | 58 Royalton Tap | Pike Sub | 138 | 138 | Wood Pole | 5.45 | 0 | 1 |  | 0 | 0 | 0 | 0 | 0 | 0 | 0 | 0 | 0 | 0 | 0 | 0 | 0 | 0 | 0 | 0 | 0 | 0 | 0 | 0 | 0 | 0 | 0 | 12 | 1
NO |  | 74 | 2016 | 3 | 24 | 24 |  | 58 Royalton Tap | Royalton Sub | 138 | 138 | Steel Pole | 0.02 | 0 | 1 |  | 0 | 0 | 0 | 0 | 0 | 0 | 0 | 0 | 0 | 0 | 0 | 0 | 0 | 0 | 0 | 0 | 0 | 0 | 0 | 0 | 0 | 0 | 0 | 12 | 1
NO |  | 74 | 2016 | 3 | 25 | 25 |  | 58 Royalton Tap | Pike Sub | 138 | 138 | Steel Pole | 0.22 | 0 | 1 |  | 0 | 0 | 0 | 0 | 0 | 0 | 0 | 0 | 0 | 0 | 0 | 0 | 0 | 0 | 0 | 0 | 0 | 0 | 0 | 0 | 0 | 0 | 0 | 12 | 1
NO |  | 74 | 2016 | 3 | 26 | 26 |  | 59 Southwest Sub | Sanitation Southport | 138 | 138 | Steel Tower | 7.3 | 0 | 1 |  | 0 | 0 | 0 | 0 | 0 | 0 | 0 | 0 | 0 | 0 | 0 | 0 | 0 | 0 | 0 | 0 | 0 | 0 | 0 | 0 | 0 | 0 | 0 | 12 | 1
NO |  | 74 | 2016 | 3 | 27 | 27 |  | 59 Souhtwest Sub | Sanitation Southport | 138 | 138 | Wood Pole | 0.49 | 0 | 1 |  | 0 | 0 | 0 | 0 | 0 | 0 | 0 | 0 | 0 | 0 | 0 | 0 | 0 | 0 | 0 | 0 | 0 | 0 | 0 | 0 | 0 | 0 | 0 | 12 | 1
NO |  | 74 | 2016 | 3 | 28 | 28 |  | 60 Thompson Sub | Camby Sub | 138 | 138 | Wood Pole | 0.63 | 0 | 1 |  | 0 | 0 | 0 | 0 | 0 | 0 | 0 | 0 | 0 | 0 | 0 | 0 | 0 | 0 | 0 | 0 | 0 | 0 | 0 | 0 | 0 | 0 | 0 | 12 | 1
NO |  | 74 | 2016 | 3 | 29 | 29 |  | 60 Thompson Sub | Camby Sub | 138 | 138 | Wood H-Frams | 1.73 | 0 | 1 |  | 0 | 0 | 0 | 0 | 0 | 0 | 0 | 0 | 0 | 0 | 0 | 0 | 0 | 0 | 0 | 0 | 0 | 0 | 0 | 0 | 0 | 0 | 0 | 12 | 1
NO |  | 74 | 2016 | 3 | 30 | 30 |  | 60 Thompson Sub | Camby Sub | 138 | 138 | Steel Tower | 0.19 | 0 | 1 |  | 0 | 0 | 0 | 0 | 0 | 0 | 0 | 0 | 0 | 0 | 0 | 0 | 0 | 0 | 0 | 0 | 0 | 0 | 0 | 0 | 0 | 0 | 0 | 12 | 1
NO |  | 74 | 2016 | 3 | 31 | 31 |  | 84 Camby | Mooresville (East) Sub | 138 | 138 | Wood Pole | 5.28 | 0 | 1 |  | 0 | 0 | 0 | 0 | 0 | 0 | 0 | 0 | 0 | 0 | 0 | 0 | 0 | 0 | 0 | 0 | 0 | 0 | 0 | 0 | 0 | 0 | 0 | 12 | 1
NO |  | 74 | 2016 | 3 | 32 | 32 |  | 61 Center Sub | Lilly-South Sub | 138 | 138 | Wood H-Frame | 0.18 | 0 | 1 |  | 0 | 0 | 0 | 0 | 0 | 0 | 0 | 0 | 0 | 0 | 0 | 0 | 0 | 0 | 0 | 0 | 0 | 0 | 0 | 0 | 0 | 0 | 0 | 12 | 1
NO |  | 74 | 2016 | 3 | 33 | 33 |  | 61 Center Sub | Lilly-South Sub | 138 | 138 | Wood Pole | 1.08 | 0 | 1 |  | 0 | 0 | 0 | 0 | 0 | 0 | 0 | 0 | 0 | 0 | 0 | 0 | 0 | 0 | 0 | 0 | 0 | 0 | 0 | 0 | 0 | 0 | 0 | 12 | 1
NO |  | 74 | 2016 | 3 | 34 | 34 |  | 62 Gardner Lane | Sheffield Sub | 138 | 138 | Wood Pole | 1.83 | 0 | 1 |  | 0 | 0 | 0 | 0 | 0 | 0 | 0 | 0 | 0 | 0 | 0 | 0 | 0 | 0 | 0 | 0 | 0 | 0 | 0 | 0 | 0 | 0 | 0 | 12 | 1
NO |  | 74 | 2016 | 3 | 35 | 35 |  | 62 Gardner Lane | Sheffield Sub | 138 | 138 | Steel Pole | 0.27 | 0 | 1 |  | 0 | 0 | 0 | 0 | 0 | 0 | 0 | 0 | 0 | 0 | 0 | 0 | 0 | 0 | 0 | 0 | 0 | 0 | 0 | 0 | 0 | 0 | 0 | 12 | 1
NO |  | 74 | 2016 | 4 | 1 | 1 |  | 63 West Sub | Park Fletcher | 138 | 138 | Steel Tower | 0 | 2.05 | 1 |  | 0 | 0 | 0 | 0 | 0 | 0 | 0 | 0 | 0 | 0 | 0 | 0 | 0 | 0 | 0 | 0 | 0 | 0 | 0 | 0 | 0 | 0 | 0 | 12 | 1
NO |  | 74 | 2016 | 4 | 2 | 2 |  | 63 West Sub | Park Fletcher | 138 | 138 | Wood Pole | 3.23 | 0 | 1 |  | 0 | 0 | 0 | 0 | 0 | 0 | 0 | 0 | 0 | 0 | 0 | 0 | 0 | 0 | 0 | 0 | 0 | 0 | 0 | 0 | 0 | 0 | 0 | 12 | 1
NO |  | 74 | 2016 | 4 | 3 | 3 |  | 64 Rockville Sub | Allison No. 4 | 138 | 138 | Wood Pole | 4.28 | 0 | 1 |  | 0 | 0 | 0 | 0 | 0 | 0 | 0 | 0 | 0 | 0 | 0 | 0 | 0 | 0 | 0 | 0 | 0 | 0 | 0 | 0 | 0 | 0 | 0 | 12 | 1
NO |  | 74 | 2016 | 4 | 4 | 4 |  | 65 Sheffield Sub | Mill Street | 138 | 138 | Wood Pole | 3.1 | 0 | 1 |  | 0 | 0 | 0 | 0 | 0 | 0 | 0 | 0 | 0 | 0 | 0 | 0 | 0 | 0 | 0 | 0 | 0 | 0 | 0 | 0 | 0 | 0 | 0 | 12 | 1
NO |  | 74 | 2016 | 4 | 5 | 5 |  | 66 Northeast Sub | Castleton Sub | 138 | 138 | Wood Pole | 6.16 | 0 | 1 |  | 0 | 0 | 0 | 0 | 0 | 0 | 0 | 0 | 0 | 0 | 0 | 0 | 0 | 0 | 0 | 0 | 0 | 0 | 0 | 0 | 0 | 0 | 0 | 12 | 1
NO |  | 74 | 2016 | 4 | 6 | 6 |  | 67 Dow Agro Sub | Georgetown Sub | 138 | 138 | Wood Pole | 1.62 | 0 | 1 |  | 0 | 0 | 0 | 0 | 0 | 0 | 0 | 0 | 0 | 0 | 0 | 0 | 0 | 0 | 0 | 0 | 0 | 0 | 0 | 0 | 0 | 0 | 0 | 12 | 1
NO |  | 74 | 2016 | 4 | 7 | 7 |  | 81 Lafayette Road Sub | Dow Agro Sub | 138 | 138 | Wood Pole | 2.1 | 0 | 1 |  | 0 | 0 | 0 | 0 | 0 | 0 | 0 | 0 | 0 | 0 | 0 | 0 | 0 | 0 | 0 | 0 | 0 | 0 | 0 | 0 | 0 | 0 | 0 | 12 | 1
NO |  | 74 | 2016 | 4 | 8 | 8 |  | 81 Lafayette Road Sub | Dow Agro Sub | 138 | 138 | Steel Pole | 0.88 | 0 | 1 |  | 0 | 0 | 0 | 0 | 0 | 0 | 0 | 0 | 0 | 0 | 0 | 0 | 0 | 0 | 0 | 0 | 0 | 0 | 0 | 0 | 0 | 0 | 0 | 12 | 1
NO |  | 74 | 2016 | 4 | 9 | 9 |  | 68 German Church Sub | Tobey Sub | 138 | 138 | Wood Pole | 2.88 | 0 | 1 |  | 0 | 0 | 0 | 0 | 0 | 0 | 0 | 0 | 0 | 0 | 0 | 0 | 0 | 0 | 0 | 0 | 0 | 0 | 0 | 0 | 0 | 0 | 0 | 12 | 1
NO |  | 74 | 2016 | 4 | 10 | 10 |  | 69 Gardner Lane Sub | Lilly South Sub | 138 | 138 | Steel Pole | 0.5 | 0 | 1 |  | 0 | 0 | 0 | 0 | 0 | 0 | 0 | 0 | 0 | 0 | 0 | 0 | 0 | 0 | 0 | 0 | 0 | 0 | 0 | 0 | 0 | 0 | 0 | 12 | 1
NO |  | 74 | 2016 | 4 | 11 | 11 |  | 69 Gardner Lane Sub | Lilly South Sub | 138 | 138 | Wood Pole | 1.08 | 0 | 1 |  | 0 | 0 | 0 | 0 | 0 | 0 | 0 | 0 | 0 | 0 | 0 | 0 | 0 | 0 | 0 | 0 | 0 | 0 | 0 | 0 | 0 | 0 | 0 | 12 | 1
NO |  | 74 | 2016 | 4 | 12 | 12 |  | 70 Allison No. 4 | West Sub | 138 | 138 | Wood Pole | 1.03 | 0 | 1 |  | 0 | 0 | 0 | 0 | 0 | 0 | 0 | 0 | 0 | 0 | 0 | 0 | 0 | 0 | 0 | 0 | 0 | 0 | 0 | 0 | 0 | 0 | 0 | 12 | 1
NO |  | 74 | 2016 | 4 | 13 | 13 |  | 71 North Sub | Northeast | 138 | 138 | Wood Pole | 0.11 | 0 | 1 |  | 0 | 0 | 0 | 0 | 0 | 0 | 0 | 0 | 0 | 0 | 0 | 0 | 0 | 0 | 0 | 0 | 0 | 0 | 0 | 0 | 0 | 0 | 0 | 12 | 1
NO |  | 74 | 2016 | 4 | 14 | 14 |  | 71 North Sub | Northeast | 138 | 138 | Steel Tower | 5.57 | 0 | 1 |  | 0 | 0 | 0 | 0 | 0 | 0 | 0 | 0 | 0 | 0 | 0 | 0 | 0 | 0 | 0 | 0 | 0 | 0 | 0 | 0 | 0 | 0 | 0 | 12 | 1
NO |  | 74 | 2016 | 4 | 15 | 15 |  | 72 Southeast Sub | East Sub | 138 | 138 | Steel Tower | 0 | 3.26 | 1 |  | 0 | 0 | 0 | 0 | 0 | 0 | 0 | 0 | 0 | 0 | 0 | 0 | 0 | 0 | 0 | 0 | 0 | 0 | 0 | 0 | 0 | 0 | 0 | 12 | 1
NO |  | 74 | 2016 | 4 | 16 | 16 |  | 72 Southeast Sub | East Sub | 138 | 138 | Wood Pole | 0.48 | 0 | 1 |  | 0 | 0 | 0 | 0 | 0 | 0 | 0 | 0 | 0 | 0 | 0 | 0 | 0 | 0 | 0 | 0 | 0 | 0 | 0 | 0 | 0 | 0 | 0 | 12 | 1
NO |  | 74 | 2016 | 4 | 17 | 17 |  | 72 Southeast Sub | East Sub | 138 | 138 | Wood H-Frame | 0.78 | 0 | 1 |  | 0 | 0 | 0 | 0 | 0 | 0 | 0 | 0 | 0 | 0 | 0 | 0 | 0 | 0 | 0 | 0 | 0 | 0 | 0 | 0 | 0 | 0 | 0 | 12 | 1
NO |  | 74 | 2016 | 4 | 18 | 18 |  | 73 Center Sub | Prospect Sub | 138 | 138 | Wood Pole | 4.31 | 0 | 1 |  | 0 | 0 | 0 | 0 | 0 | 0 | 0 | 0 | 0 | 0 | 0 | 0 | 0 | 0 | 0 | 0 | 0 | 0 | 0 | 0 | 0 | 0 | 0 | 12 | 1
NO |  | 74 | 2016 | 4 | 19 | 19 |  | 74 Sanitation Belmont | Southwest Sub | 138 | 138 | Steel Tower | 1.21 | 0.58 | 1 |  | 0 | 0 | 0 | 0 | 0 | 0 | 0 | 0 | 0 | 0 | 0 | 0 | 0 | 0 | 0 | 0 | 0 | 0 | 0 | 0 | 0 | 0 | 0 | 12 | 1
NO |  | 74 | 2016 | 4 | 20 | 20 |  | 74 Sanitation Belmont | Southwest Sub | 138 | 138 | Wood Pole | 0.36 | 0 | 1 |  | 0 | 0 | 0 | 0 | 0 | 0 | 0 | 0 | 0 | 0 | 0 | 0 | 0 | 0 | 0 | 0 | 0 | 0 | 0 | 0 | 0 | 0 | 0 | 12 | 1
NO |  | 74 | 2016 | 4 | 21 | 21 |  | 75 Williams St. Sub | Prospect Sub | 138 | 138 | Wood Pole | 1.73 | 0 | 1 |  | 0 | 0 | 0 | 0 | 0 | 0 | 0 | 0 | 0 | 0 | 0 | 0 | 0 | 0 | 0 | 0 | 0 | 0 | 0 | 0 | 0 | 0 | 0 | 12 | 1
NO |  | 74 | 2016 | 4 | 22 | 22 |  | 76 Southport Sub | Edgewood | 138 | 138 | Wood Pole | 3.2 | 0 | 1 |  | 0 | 0 | 0 | 0 | 0 | 0 | 0 | 0 | 0 | 0 | 0 | 0 | 0 | 0 | 0 | 0 | 0 | 0 | 0 | 0 | 0 | 0 | 0 | 12 | 1
NO |  | 74 | 2016 | 4 | 23 | 23 |  | 76 Southport Sub | Edgewood Sub | 138 | 138 | Steel Pole | 0.12 | 0 | 1 |  | 0 | 0 | 0 | 0 | 0 | 0 | 0 | 0 | 0 | 0 | 0 | 0 | 0 | 0 | 0 | 0 | 0 | 0 | 0 | 0 | 0 | 0 | 0 | 12 | 1
NO |  | 74 | 2016 | 4 | 24 | 24 |  | 77 Thompson Sub | United Airlines | 138 | 138 | Wood Pole | 1.02 | 0 | 1 |  | 0 | 0 | 0 | 0 | 0 | 0 | 0 | 0 | 0 | 0 | 0 | 0 | 0 | 0 | 0 | 0 | 0 | 0 | 0 | 0 | 0 | 0 | 0 | 12 | 1
NO |  | 74 | 2016 | 4 | 25 | 25 |  | 77 Thompson Sub | United Airlines | 138 | 138 | Wood H-Frame | 2.93 | 0 | 1 |  | 0 | 0 | 0 | 0 | 0 | 0 | 0 | 0 | 0 | 0 | 0 | 0 | 0 | 0 | 0 | 0 | 0 | 0 | 0 | 0 | 0 | 0 | 0 | 12 | 1
NO |  | 74 | 2016 | 4 | 26 | 26 |  | 77 Thompson Sub | United Airlines | 138 | 138 | Steel Pole | 2.57 | 0 | 1 |  | 0 | 0 | 0 | 0 | 0 | 0 | 0 | 0 | 0 | 0 | 0 | 0 | 0 | 0 | 0 | 0 | 0 | 0 | 0 | 0 | 0 | 0 | 0 | 12 | 1
NO |  | 74 | 2016 | 4 | 27 | 27 |  | 78 Crawfordsville Rd Sub | Teppco Tap | 138 | 138 | Wood-H Frame | 1.02 | 0 | 1 |  | 0 | 0 | 0 | 0 | 0 | 0 | 0 | 0 | 0 | 0 | 0 | 0 | 0 | 0 | 0 | 0 | 0 | 0 | 0 | 0 | 0 | 0 | 0 | 12 | 1
NO |  | 74 | 2016 | 4 | 28 | 28 |  | 78 Teppco Tap | Rockville Rd Sub | 138 | 138 | Wood-H Frame | 0.69 | 0 | 1 |  | 0 | 0 | 0 | 0 | 0 | 0 | 0 | 0 | 0 | 0 | 0 | 0 | 0 | 0 | 0 | 0 | 0 | 0 | 0 | 0 | 0 | 0 | 0 | 12 | 1
NO |  | 74 | 2016 | 4 | 29 | 29 |  | 78 Teppco Tap | Teppco Substation | 138 | 138 | Wood Pole | 2.42 | 0 | 1 |  | 0 | 0 | 0 | 0 | 0 | 0 | 0 | 0 | 0 | 0 | 0 | 0 | 0 | 0 | 0 | 0 | 0 | 0 | 0 | 0 | 0 | 0 | 0 | 12 | 1
NO |  | 74 | 2016 | 4 | 30 | 30 |  | 84 Mooresville East Sub | Camby Sub | 138 | 138 | Wood Pole | 5.28 | 0 | 1 |  | 0 | 0 | 0 | 0 | 0 | 0 | 0 | 0 | 0 | 0 | 0 | 0 | 0 | 0 | 0 | 0 | 0 | 0 | 0 | 0 | 0 | 0 | 0 | 12 | 1
NO |  | 74 | 2016 | 4 | 31 | 31 |  | 98 HSS Combust Turbine | HSS Plant (North) | 138 | 138 | Steel Tower | 0 | 0.35 | 1 |  | 0 | 0 | 0 | 0 | 0 | 0 | 0 | 0 | 0 | 0 | 0 | 0 | 0 | 0 | 0 | 0 | 0 | 0 | 0 | 0 | 0 | 0 | 0 | 12 | 1
NO |  | 74 | 2016 | 4 | 32 | 32 |  | 99 HSS Plant (North) | HSS Plant (South) | 138 | 138 | Wood H-Frame | 0.07 | 0 | 1 |  | 0 | 0 | 0 | 0 | 0 | 0 | 0 | 0 | 0 | 0 | 0 | 0 | 0 | 0 | 0 | 0 | 0 | 0 | 0 | 0 | 0 | 0 | 0 | 12 | 1
NO |  | 74 | 2016 | 4 | 33 | 33 |  | 86 Georgetown | North Sub | 138 | 138 | Steel Tower | 0 | 4.42 | 1 |  | 0 | 0 | 0 | 0 | 0 | 0 | 0 | 0 | 0 | 0 | 0 | 0 | 0 | 0 | 0 | 0 | 0 | 0 | 0 | 0 | 0 | 0 | 0 | 12 | 1
NO |  | 74 | 2016 | 4 | 34 | 34 |  | 58 Royalton Tap | Lafayette Rd. Sub | 138 | 138 | Steel Pole | 0.25 | 0 | 1 |  | 0 | 0 | 0 | 0 | 0 | 0 | 0 | 0 | 0 | 0 | 0 | 0 | 0 | 0 | 0 | 0 | 0 | 0 | 0 | 0 | 0 | 0 | 0 | 12 | 1
NO |  | 74 | 2016 | 4 | 35 | 35 |  | 86 Georgetown | North Sub | 138 | 138 | Wood Pole | 2.58 | 0 | 1 |  | 0 | 0 | 0 | 0 | 0 | 0 | 0 | 0 | 0 | 0 | 0 | 0 | 0 | 0 | 0 | 0 | 0 | 0 | 0 | 0 | 0 | 0 | 0 | 12 | 1
NO |  | 74 | 2016 | 5 | 1 | 1 |  | 85 Bridgeport Sub | United Airlines | 138 | 138 | Wood Pole | 0.82 | 0 | 1 |  | 0 | 0 | 0 | 0 | 0 | 0 | 0 | 0 | 0 | 0 | 0 | 0 | 0 | 0 | 0 | 0 | 0 | 0 | 0 | 0 | 0 | 0 | 0 | 12 | 1
NO |  | 74 | 2016 | 5 | 2 | 2 |  | 85 Bridgeport Sub | United Airlines | 138 | 138 | Wood H-Frame | 1.32 | 0 | 1 |  | 0 | 0 | 0 | 0 | 0 | 0 | 0 | 0 | 0 | 0 | 0 | 0 | 0 | 0 | 0 | 0 | 0 | 0 | 0 | 0 | 0 | 0 | 0 | 12 | 1
NO |  | 74 | 2016 | 5 | 3 | 3 |  | 80 Cumberland Sub | Indian Creek Sub | 138 | 138 | Wood Pole | 8.7 | 0 | 1 |  | 0 | 0 | 0 | 0 | 0 | 0 | 0 | 0 | 0 | 0 | 0 | 0 | 0 | 0 | 0 | 0 | 0 | 0 | 0 | 0 | 0 | 0 | 0 | 12 | 1
NO |  | 74 | 2016 | 5 | 4 | 4 |  | 95 Eagle Valley CCGT Sub | Frankiln Township Sub | 138 | 138 | Steel tower | 0 | 23.46 | 1 |  | 0 | 0 | 0 | 0 | 0 | 0 | 0 | 0 | 0 | 0 | 0 | 0 | 0 | 0 | 0 | 0 | 0 | 0 | 0 | 0 | 0 | 0 | 0 | 12 | 1
NO |  | 74 | 2016 | 5 | 5 | 5 |  | 95 Eagle Valley CCGT Sub | Frankiln Township Sub | 138 | 138 | Steel Pole | 1.04 | 0 | 1 |  | 0 | 0 | 0 | 0 | 0 | 0 | 0 | 0 | 0 | 0 | 0 | 0 | 0 | 0 | 0 | 0 | 0 | 0 | 0 | 0 | 0 | 0 | 0 | 12 | 1
NO |  | 74 | 2016 | 5 | 6 | 6 |  | 138KV - Cost of LInes |  | 0 | 0 |  | 0 | 0 | 0 | 138 kv | 4614176 | 79973143 | 84587319 | 0 | 0 | 0 | 0 | 0 | 0 | 0 | 0 | 0 | 0 | 0 | 0 | 0 | 0 | 0 | 0 | 0 | 0 | 0 | 0 | 12 | 1
NO |  | 74 | 2016 | 5 | 9 | 9 |  | Expenses applicable to all | lines | 0 | 0 |  | 0 | 0 | 0 |  | 0 | 0 | 0 | 4294784 | 886615 | 0 | 5181399 | 0 | 0 | 0 | 0 | 0 | 0 | 0 | 0 | 0 | 0 | 0 | 0 | 0 | 0 | 0 | 0 | 12 | 1
NO |  | 77 | 2016 | 0 | 1 | 1 |  | Smithburg | Deans | 500 | 500 | Steel H Frame | 17.91 | 0 | 1 | 2493 ACAR | 0 | 0 | 0 | 0 | 0 | 0 | 0 | 0 | 0 | 0 | 0 | 0 | 0 | 0 | 0 | 0 | 0 | 0 | 0 | 0 | 0 | 0 | 0 | 12 | 1
NO |  | 77 | 2016 | 0 | 2 | 2 |  |  |  | 0 | 0 |  | 0 | 0 | 0 |  | 8712031 | 15700415 | 24412446 | 0 | 0 | 0 | 0 | 0 | 0 | 0 | 0 | 0 | 0 | 0 | 0 | 0 | 0 | 0 | 0 | 0 | 0 | 0 | 0 | 12 | 1
NO |  | 77 | 2016 | 0 | 3 | 3 |  | Total 500 KV Lines |  | 0 | 0 |  | 17.91 | 0 | 1 |  | 8712031 | 15700415 | 24412446 | 0 | 0 | 0 | 0 | 0 | 0 | 0 | 0 | 0 | 0 | 0 | 0 | 0 | 0 | 0 | 0 | 0 | 0 | 0 | 0 | 12 | 1
NO |  | 77 | 2016 | 0 | 5 | 5 |  | Atlantic | Freneau | 230 | 230 |  | 13.15 | 0 | 1 |  | 0 | 0 | 0 | 0 | 0 | 0 | 0 | 0 | 0 | 0 | 0 | 0 | 0 | 0 | 0 | 0 | 0 | 0 | 0 | 0 | 0 | 0 | 0 | 12 | 1
NO |  | 77 | 2016 | 0 | 6 | 6 |  | Atlantic | Larrabee | 230 | 230 | Steel Tower | 11.6 | 0 | 2 | 1590 ACSR | 0 | 0 | 0 | 0 | 0 | 0 | 0 | 0 | 0 | 0 | 0 | 0 | 0 | 0 | 0 | 0 | 0 | 0 | 0 | 0 | 0 | 0 | 0 | 12 | 1
NO |  | 77 | 2016 | 0 | 7 | 7 |  | Atlantic | Ocean View #1 | 230 | 230 | Wood H Frame | 4.61 | 0 | 2 | 1590 ACSR | 0 | 0 | 0 | 0 | 0 | 0 | 0 | 0 | 0 | 0 | 0 | 0 | 0 | 0 | 0 | 0 | 0 | 0 | 0 | 0 | 0 | 0 | 0 | 12 | 1
NO |  | 77 | 2016 | 0 | 8 | 8 |  | Atlantic | Ocean View #2 | 230 | 230 | Wood H Frame | 4.61 | 0 | 2 | 1590 ACSR | 0 | 0 | 0 | 0 | 0 | 0 | 0 | 0 | 0 | 0 | 0 | 0 | 0 | 0 | 0 | 0 | 0 | 0 | 0 | 0 | 0 | 0 | 0 | 12 | 1
NO |  | 77 | 2016 | 0 | 9 | 9 |  | Atlantic | Red Bank #1 | 230 | 230 | Steel Tower | 7.06 | 0 | 2 | 1590 ACSR | 0 | 0 | 0 | 0 | 0 | 0 | 0 | 0 | 0 | 0 | 0 | 0 | 0 | 0 | 0 | 0 | 0 | 0 | 0 | 0 | 0 | 0 | 0 | 12 | 1
NO |  | 77 | 2016 | 0 | 10 | 10 |  | Atlantic | Red Bank #2 | 230 | 230 | Steel Tower | 7.66 | 0 | 2 | 1590 ACSR | 0 | 0 | 0 | 0 | 0 | 0 | 0 | 0 | 0 | 0 | 0 | 0 | 0 | 0 | 0 | 0 | 0 | 0 | 0 | 0 | 0 | 0 | 0 | 12 | 1
NO |  | 77 | 2016 | 0 | 11 | 11 |  | Atlantic | Smithburg | 230 | 230 |  | 23.67 | 0 | 1 |  | 0 | 0 | 0 | 0 | 0 | 0 | 0 | 0 | 0 | 0 | 0 | 0 | 0 | 0 | 0 | 0 | 0 | 0 | 0 | 0 | 0 | 0 | 0 | 12 | 1
NO |  | 77 | 2016 | 0 | 12 | 12 |  | Atlantic | South River | 230 | 230 |  | 18.85 | 0 | 1 |  | 0 | 0 | 0 | 0 | 0 | 0 | 0 | 0 | 0 | 0 | 0 | 0 | 0 | 0 | 0 | 0 | 0 | 0 | 0 | 0 | 0 | 0 | 0 | 12 | 1
NO |  | 77 | 2016 | 0 | 13 | 13 |  | Bridgewater | Gillette-Lake Nelson | 230 | 230 |  | 9.68 | 0 | 1 |  | 0 | 0 | 0 | 0 | 0 | 0 | 0 | 0 | 0 | 0 | 0 | 0 | 0 | 0 | 0 | 0 | 0 | 0 | 0 | 0 | 0 | 0 | 0 | 12 | 1
NO |  | 77 | 2016 | 0 | 14 | 14 |  | Branchburg | East Femington | 230 | 230 |  | 3.17 | 0 | 1 |  | 0 | 0 | 0 | 0 | 0 | 0 | 0 | 0 | 0 | 0 | 0 | 0 | 0 | 0 | 0 | 0 | 0 | 0 | 0 | 0 | 0 | 0 | 0 | 12 | 1
NO |  | 77 | 2016 | 0 | 15 | 15 |  | Buckingham | Rocktown Rd | 230 | 230 |  | 0.25 | 0 | 1 |  | 0 | 0 | 0 | 0 | 0 | 0 | 0 | 0 | 0 | 0 | 0 | 0 | 0 | 0 | 0 | 0 | 0 | 0 | 0 | 0 | 0 | 0 | 0 | 12 | 1
NO |  | 77 | 2016 | 0 | 16 | 16 |  | Chester | West Wharton | 230 | 230 | Steel Tower | 10.38 | 0 | 1 | 1590 ACSR | 0 | 0 | 0 | 0 | 0 | 0 | 0 | 0 | 0 | 0 | 0 | 0 | 0 | 0 | 0 | 0 | 0 | 0 | 0 | 0 | 0 | 0 | 0 | 12 | 1
NO |  | 77 | 2016 | 0 | 17 | 17 |  | Chester | Glen Gardner | 230 | 230 |  | 15.34 | 0 | 1 |  | 0 | 0 | 0 | 0 | 0 | 0 | 0 | 0 | 0 | 0 | 0 | 0 | 0 | 0 | 0 | 0 | 0 | 0 | 0 | 0 | 0 | 0 | 0 | 12 | 1
NO |  | 77 | 2016 | 0 | 18 | 18 |  | Cedar | Oyster Creek | 230 | 230 |  | 0.08 | 0 | 1 |  | 0 | 0 | 0 | 0 | 0 | 0 | 0 | 0 | 0 | 0 | 0 | 0 | 0 | 0 | 0 | 0 | 0 | 0 | 0 | 0 | 0 | 0 | 0 | 12 | 1
NO |  | 77 | 2016 | 0 | 19 | 19 |  | Clarksville (PSE&G) | Windsor | 230 | 230 |  | 7.44 | 0 | 1 |  | 0 | 0 | 0 | 0 | 0 | 0 | 0 | 0 | 0 | 0 | 0 | 0 | 0 | 0 | 0 | 0 | 0 | 0 | 0 | 0 | 0 | 0 | 0 | 12 | 1
NO |  | 77 | 2016 | 0 | 20 | 20 |  | Clarksville | Lawrence | 230 | 230 |  | 3.71 | 0 | 1 |  | 0 | 0 | 0 | 0 | 0 | 0 | 0 | 0 | 0 | 0 | 0 | 0 | 0 | 0 | 0 | 0 | 0 | 0 | 0 | 0 | 0 | 0 | 0 | 12 | 1
NO |  | 77 | 2016 | 0 | 21 | 21 |  | Cookstown | Lumbertown (PSE&G) | 230 | 230 | Steel Tower | 10.93 | 0 | 1 | 1590 ACSR | 0 | 0 | 0 | 0 | 0 | 0 | 0 | 0 | 0 | 0 | 0 | 0 | 0 | 0 | 0 | 0 | 0 | 0 | 0 | 0 | 0 | 0 | 0 | 12 | 1
NO |  | 77 | 2016 | 0 | 22 | 22 |  | Cookstown | Larrabee-Whitings | 230 | 230 |  | 39.75 | 0 | 1 |  | 0 | 0 | 0 | 0 | 0 | 0 | 0 | 0 | 0 | 0 | 0 | 0 | 0 | 0 | 0 | 0 | 0 | 0 | 0 | 0 | 0 | 0 | 0 | 12 | 1
NO |  | 77 | 2016 | 0 | 23 | 23 |  | East Flemington | Pleasant Valley (PSG&E) | 230 | 230 |  | 3.18 | 0 | 1 |  | 0 | 0 | 0 | 0 | 0 | 0 | 0 | 0 | 0 | 0 | 0 | 0 | 0 | 0 | 0 | 0 | 0 | 0 | 0 | 0 | 0 | 0 | 0 | 12 | 1
NO |  | 77 | 2016 | 0 | 24 | 24 |  | East Windsor | Windsor | 230 | 230 |  | 2.53 | 0 | 1 |  | 0 | 0 | 0 | 0 | 0 | 0 | 0 | 0 | 0 | 0 | 0 | 0 | 0 | 0 | 0 | 0 | 0 | 0 | 0 | 0 | 0 | 0 | 0 | 12 | 1
NO |  | 77 | 2016 | 0 | 25 | 25 |  | Englishtown | Smithburg | 230 | 230 |  | 7.25 | 0 | 1 |  | 0 | 0 | 0 | 0 | 0 | 0 | 0 | 0 | 0 | 0 | 0 | 0 | 0 | 0 | 0 | 0 | 0 | 0 | 0 | 0 | 0 | 0 | 0 | 12 | 1
NO |  | 77 | 2016 | 0 | 26 | 26 |  | Freneau | Parlin | 230 | 230 | Steel Tower | 13.07 | 0 | 1 | 1590 ACSR | 0 | 0 | 0 | 0 | 0 | 0 | 0 | 0 | 0 | 0 | 0 | 0 | 0 | 0 | 0 | 0 | 0 | 0 | 0 | 0 | 0 | 0 | 0 | 12 | 1
NO |  | 77 | 2016 | 0 | 27 | 27 |  | Gilbert | Glen Gardner | 230 | 230 | Steel Tower | 15.88 | 0 | 1 | 1590 ACSR | 0 | 0 | 0 | 0 | 0 | 0 | 0 | 0 | 0 | 0 | 0 | 0 | 0 | 0 | 0 | 0 | 0 | 0 | 0 | 0 | 0 | 0 | 0 | 12 | 1
NO |  | 77 | 2016 | 0 | 28 | 28 |  | Gilbert | Martins Creek | 230 | 230 | Steel Tower | 18.58 | 0 | 1 | 1590 ACSR | 0 | 0 | 0 | 0 | 0 | 0 | 0 | 0 | 0 | 0 | 0 | 0 | 0 | 0 | 0 | 0 | 0 | 0 | 0 | 0 | 0 | 0 | 0 | 12 | 1
NO |  | 77 | 2016 | 0 | 29 | 29 |  | Gilbert | Morristown | 230 | 230 | Steel Tower | 51.21 | 0 | 1 | 1590 ACSR | 0 | 0 | 0 | 0 | 0 | 0 | 0 | 0 | 0 | 0 | 0 | 0 | 0 | 0 | 0 | 0 | 0 | 0 | 0 | 0 | 0 | 0 | 0 | 12 | 1
NO |  | 77 | 2016 | 0 | 30 | 30 |  | Gilbert | Springfield | 230 | 230 |  | 0.22 | 0 | 1 |  | 0 | 0 | 0 | 0 | 0 | 0 | 0 | 0 | 0 | 0 | 0 | 0 | 0 | 0 | 0 | 0 | 0 | 0 | 0 | 0 | 0 | 0 | 0 | 12 | 1
NO |  | 77 | 2016 | 0 | 31 | 31 |  | Gillette | DOT Summit, Traynor #1 | 230 | 230 |  | 5.9 | 0 | 1 |  | 0 | 0 | 0 | 0 | 0 | 0 | 0 | 0 | 0 | 0 | 0 | 0 | 0 | 0 | 0 | 0 | 0 | 0 | 0 | 0 | 0 | 0 | 0 | 12 | 1
NO |  | 77 | 2016 | 0 | 32 | 32 |  | Gillette | DOT Summit, Traynor #2 | 230 | 230 |  | 5.9 | 0 | 1 |  | 0 | 0 | 0 | 0 | 0 | 0 | 0 | 0 | 0 | 0 | 0 | 0 | 0 | 0 | 0 | 0 | 0 | 0 | 0 | 0 | 0 | 0 | 0 | 12 | 1
NO |  | 77 | 2016 | 0 | 33 | 33 |  | Gillette | Greenbrook | 230 | 230 |  | 6.06 | 0 | 1 |  | 0 | 0 | 0 | 0 | 0 | 0 | 0 | 0 | 0 | 0 | 0 | 0 | 0 | 0 | 0 | 0 | 0 | 0 | 0 | 0 | 0 | 0 | 0 | 12 | 1
NO |  | 77 | 2016 | 0 | 34 | 34 |  | Greenbrook | Lake Nelson | 230 | 230 |  | 3.63 | 0 | 1 |  | 0 | 0 | 0 | 0 | 0 | 0 | 0 | 0 | 0 | 0 | 0 | 0 | 0 | 0 | 0 | 0 | 0 | 0 | 0 | 0 | 0 | 0 | 0 | 12 | 1
NO |  | 77 | 2016 | 0 | 35 | 35 |  | Greystone | Whippany #1 | 230 | 230 |  | 7.84 | 0 | 1 |  | 0 | 0 | 0 | 0 | 0 | 0 | 0 | 0 | 0 | 0 | 0 | 0 | 0 | 0 | 0 | 0 | 0 | 0 | 0 | 0 | 0 | 0 | 0 | 12 | 1
NO |  | 77 | 2016 | 0 | 36 | 36 |  | TOTAL |  | 0 | 0 |  | 2654.49 | 0 | 71 |  | 37302563 | 577594444 | 614897007 | 1213610 | 9358301 | 10834359 | 21406270 | 0 | 0 | 0 | 0 | 0 | 0 | 0 | 0 | 0 | 0 | 0 | 0 | 0 | 0 | 0 | 0 | 12 | 1
NO |  | 77 | 2016 | 1 | 1 | 1 |  | Greystone | Whippany #2 | 230 | 230 |  | 7.86 | 0 | 1 |  | 0 | 0 | 0 | 0 | 0 | 0 | 0 | 0 | 0 | 0 | 0 | 0 | 0 | 0 | 0 | 0 | 0 | 0 | 0 | 0 | 0 | 0 | 0 | 12 | 1
NO |  | 77 | 2016 | 1 | 2 | 2 |  | Greystone | Portland | 230 | 230 |  | 33.1 | 0 | 1 |  | 0 | 0 | 0 | 0 | 0 | 0 | 0 | 0 | 0 | 0 | 0 | 0 | 0 | 0 | 0 | 0 | 0 | 0 | 0 | 0 | 0 | 0 | 0 | 12 | 1
NO |  | 77 | 2016 | 1 | 3 | 3 |  | Greystone | West Wharton | 230 | 230 |  | 8.03 | 0 | 1 |  | 0 | 0 | 0 | 0 | 0 | 0 | 0 | 0 | 0 | 0 | 0 | 0 | 0 | 0 | 0 | 0 | 0 | 0 | 0 | 0 | 0 | 0 | 0 | 12 | 1
NO |  | 77 | 2016 | 1 | 4 | 4 |  | Kittany | Yards Creek | 230 | 230 |  | 0.09 | 0 | 1 |  | 0 | 0 | 0 | 0 | 0 | 0 | 0 | 0 | 0 | 0 | 0 | 0 | 0 | 0 | 0 | 0 | 0 | 0 | 0 | 0 | 0 | 0 | 0 | 12 | 1
NO |  | 77 | 2016 | 1 | 5 | 5 |  | Kittatinny Tap | Pohatcong | 230 | 230 | Steel Tower | 17.73 | 0 | 1 | 1590 ACSR | 0 | 0 | 0 | 0 | 0 | 0 | 0 | 0 | 0 | 0 | 0 | 0 | 0 | 0 | 0 | 0 | 0 | 0 | 0 | 0 | 0 | 0 | 0 | 12 | 1
NO |  | 77 | 2016 | 1 | 6 | 6 |  | Kittatinny | Newton | 230 | 230 |  | 2.09 | 0 | 1 |  | 0 | 0 | 0 | 0 | 0 | 0 | 0 | 0 | 0 | 0 | 0 | 0 | 0 | 0 | 0 | 0 | 0 | 0 | 0 | 0 | 0 | 0 | 0 | 12 | 1
NO |  | 77 | 2016 | 1 | 7 | 7 |  | Kittatinny | Portland | 230 | 230 |  | 7.78 | 0 | 1 |  | 0 | 0 | 0 | 0 | 0 | 0 | 0 | 0 | 0 | 0 | 0 | 0 | 0 | 0 | 0 | 0 | 0 | 0 | 0 | 0 | 0 | 0 | 0 | 12 | 1
NO |  | 77 | 2016 | 1 | 8 | 8 |  | Lake Nelson | Raritan River #1 | 230 | 230 |  | 7.89 | 0 | 1 |  | 0 | 0 | 0 | 0 | 0 | 0 | 0 | 0 | 0 | 0 | 0 | 0 | 0 | 0 | 0 | 0 | 0 | 0 | 0 | 0 | 0 | 0 | 0 | 12 | 1
NO |  | 77 | 2016 | 1 | 9 | 9 |  | Lake Nelson | Raritan River #2 | 230 | 230 |  | 7.9 | 0 | 1 |  | 0 | 0 | 0 | 0 | 0 | 0 | 0 | 0 | 0 | 0 | 0 | 0 | 0 | 0 | 0 | 0 | 0 | 0 | 0 | 0 | 0 | 0 | 0 | 12 | 1
NO |  | 77 | 2016 | 1 | 10 | 10 |  | Lakewood | Larrabee #1 | 230 | 230 | Steel Tower | 5.24 | 0 | 1 | 1590 ACSR | 0 | 0 | 0 | 0 | 0 | 0 | 0 | 0 | 0 | 0 | 0 | 0 | 0 | 0 | 0 | 0 | 0 | 0 | 0 | 0 | 0 | 0 | 0 | 12 | 1
NO |  | 77 | 2016 | 1 | 11 | 11 |  | Lakewood | Larrabee #2 | 230 | 230 |  | 5.25 | 0 | 1 |  | 0 | 0 | 0 | 0 | 0 | 0 | 0 | 0 | 0 | 0 | 0 | 0 | 0 | 0 | 0 | 0 | 0 | 0 | 0 | 0 | 0 | 0 | 0 | 12 | 1
NO |  | 77 | 2016 | 1 | 12 | 12 |  | Lakewood | Leisure Village #1 | 230 | 230 | Steel Tower | 2.39 | 0 | 1 | 1590 ACSR | 0 | 0 | 0 | 0 | 0 | 0 | 0 | 0 | 0 | 0 | 0 | 0 | 0 | 0 | 0 | 0 | 0 | 0 | 0 | 0 | 0 | 0 | 0 | 12 | 1
NO |  | 77 | 2016 | 1 | 13 | 13 |  | Lakewood | Leisure Village #2 | 230 | 230 |  | 2.37 | 0 | 1 | 1590 ASCR | 0 | 0 | 0 | 0 | 0 | 0 | 0 | 0 | 0 | 0 | 0 | 0 | 0 | 0 | 0 | 0 | 0 | 0 | 0 | 0 | 0 | 0 | 0 | 12 | 1
NO |  | 77 | 2016 | 1 | 14 | 14 |  | Larrabee | Smithburg #1 | 230 | 230 |  | 12.05 | 0 | 1 |  | 0 | 0 | 0 | 0 | 0 | 0 | 0 | 0 | 0 | 0 | 0 | 0 | 0 | 0 | 0 | 0 | 0 | 0 | 0 | 0 | 0 | 0 | 0 | 12 | 1
NO |  | 77 | 2016 | 1 | 15 | 15 |  | Larrabee | Smithburg #2 | 230 | 230 |  | 12.01 | 0 | 1 |  | 0 | 0 | 0 | 0 | 0 | 0 | 0 | 0 | 0 | 0 | 0 | 0 | 0 | 0 | 0 | 0 | 0 | 0 | 0 | 0 | 0 | 0 | 0 | 12 | 1
NO |  | 77 | 2016 | 1 | 16 | 16 |  | Lawrence | Pleasant Valley | 230 | 230 |  | 12.32 | 0 | 1 |  | 0 | 0 | 0 | 0 | 0 | 0 | 0 | 0 | 0 | 0 | 0 | 0 | 0 | 0 | 0 | 0 | 0 | 0 | 0 | 0 | 0 | 0 | 0 | 12 | 1
NO |  | 77 | 2016 | 1 | 17 | 17 |  | Leisure Village | Manitou #1 | 230 | 230 |  | 7.17 | 0 | 1 |  | 0 | 0 | 0 | 0 | 0 | 0 | 0 | 0 | 0 | 0 | 0 | 0 | 0 | 0 | 0 | 0 | 0 | 0 | 0 | 0 | 0 | 0 | 0 | 12 | 1
NO |  | 77 | 2016 | 1 | 18 | 18 |  | Leisure Village | Manitou #2 | 230 | 230 |  | 7.15 | 0 | 1 |  | 0 | 0 | 0 | 0 | 0 | 0 | 0 | 0 | 0 | 0 | 0 | 0 | 0 | 0 | 0 | 0 | 0 | 0 | 0 | 0 | 0 | 0 | 0 | 12 | 1
NO |  | 77 | 2016 | 1 | 19 | 19 |  | Manitou | Oyster Creek #1 | 230 | 230 | Steel Tower | 11.08 | 0 | 1 | 1590 ACSR | 0 | 0 | 0 | 0 | 0 | 0 | 0 | 0 | 0 | 0 | 0 | 0 | 0 | 0 | 0 | 0 | 0 | 0 | 0 | 0 | 0 | 0 | 0 | 12 | 1
NO |  | 77 | 2016 | 1 | 20 | 20 |  | Manitou | Oyster Creek #2 | 230 | 230 |  | 11.06 | 0 | 1 |  | 0 | 0 | 0 | 0 | 0 | 0 | 0 | 0 | 0 | 0 | 0 | 0 | 0 | 0 | 0 | 0 | 0 | 0 | 0 | 0 | 0 | 0 | 0 | 12 | 1
NO |  | 77 | 2016 | 1 | 21 | 21 |  | Manitou | Whitings | 230 | 230 |  | 8.77 | 0 | 1 |  | 0 | 0 | 0 | 0 | 0 | 0 | 0 | 0 | 0 | 0 | 0 | 0 | 0 | 0 | 0 | 0 | 0 | 0 | 0 | 0 | 0 | 0 | 0 | 12 | 1
NO |  | 77 | 2016 | 1 | 22 | 22 |  | Morristown | Whippany | 230 | 230 | Steel Pole | 6.73 | 0 | 1 | 1590 ACSR | 0 | 0 | 0 | 0 | 0 | 0 | 0 | 0 | 0 | 0 | 0 | 0 | 0 | 0 | 0 | 0 | 0 | 0 | 0 | 0 | 0 | 0 | 0 | 12 | 1
NO |  | 77 | 2016 | 1 | 23 | 23 |  | Montville | Newton | 230 | 230 |  | 2.1 | 0 | 1 |  | 0 | 0 | 0 | 0 | 0 | 0 | 0 | 0 | 0 | 0 | 0 | 0 | 0 | 0 | 0 | 0 | 0 | 0 | 0 | 0 | 0 | 0 | 0 | 12 | 1
NO |  | 77 | 2016 | 1 | 24 | 24 |  | Parlin | Raritan River | 230 | 230 |  | 4.53 | 0 | 1 |  | 0 | 0 | 0 | 0 | 0 | 0 | 0 | 0 | 0 | 0 | 0 | 0 | 0 | 0 | 0 | 0 | 0 | 0 | 0 | 0 | 0 | 0 | 0 | 12 | 1
NO |  | 77 | 2016 | 1 | 25 | 25 |  | Pleasant Valley | Rocktown Rd | 230 | 230 |  | 0.27 | 0 | 1 |  | 0 | 0 | 0 | 0 | 0 | 0 | 0 | 0 | 0 | 0 | 0 | 0 | 0 | 0 | 0 | 0 | 0 | 0 | 0 | 0 | 0 | 0 | 0 | 12 | 1
NO |  | 77 | 2016 | 1 | 26 | 26 |  | Pohatcong | DOT West Wharton | 230 | 230 |  | 18.85 | 0 | 1 |  | 0 | 0 | 0 | 0 | 0 | 0 | 0 | 0 | 0 | 0 | 0 | 0 | 0 | 0 | 0 | 0 | 0 | 0 | 0 | 0 | 0 | 0 | 0 | 12 | 1
NO |  | 77 | 2016 | 1 | 27 | 27 |  | Raritan River | Werner | 230 | 230 | Steel Tower | 4.23 | 0 | 2 | 1590 ACSR | 0 | 0 | 0 | 0 | 0 | 0 | 0 | 0 | 0 | 0 | 0 | 0 | 0 | 0 | 0 | 0 | 0 | 0 | 0 | 0 | 0 | 0 | 0 | 12 | 1
NO |  | 77 | 2016 | 1 | 28 | 28 |  | Raritan River | South River | 230 | 230 |  | 3.82 | 0 | 1 |  | 0 | 0 | 0 | 0 | 0 | 0 | 0 | 0 | 0 | 0 | 0 | 0 | 0 | 0 | 0 | 0 | 0 | 0 | 0 | 0 | 0 | 0 | 0 | 12 | 1
NO |  | 77 | 2016 | 1 | 29 | 29 |  | Red Bank | NJ Transi Red Bank | 230 | 230 |  | 0.43 | 0 | 1 |  | 0 | 0 | 0 | 0 | 0 | 0 | 0 | 0 | 0 | 0 | 0 | 0 | 0 | 0 | 0 | 0 | 0 | 0 | 0 | 0 | 0 | 0 | 0 | 12 | 1
NO |  | 77 | 2016 | 1 | 30 | 30 |  | Smithburg | East Windsor | 230 | 230 |  | 8.99 | 0 | 1 |  | 0 | 0 | 0 | 0 | 0 | 0 | 0 | 0 | 0 | 0 | 0 | 0 | 0 | 0 | 0 | 0 | 0 | 0 | 0 | 0 | 0 | 0 | 0 | 12 | 1
NO |  | 77 | 2016 | 1 | 31 | 31 |  | Whippany | Traynor #1 | 230 | 230 | Steel Tower | 9.41 | 0 | 2 | 1590 ACSR | 0 | 0 | 0 | 0 | 0 | 0 | 0 | 0 | 0 | 0 | 0 | 0 | 0 | 0 | 0 | 0 | 0 | 0 | 0 | 0 | 0 | 0 | 0 | 12 | 1
NO |  | 77 | 2016 | 1 | 32 | 32 |  | Whippany | Traynor #2 | 230 | 230 |  | 9.38 | 0 | 0 |  | 0 | 0 | 0 | 0 | 0 | 0 | 0 | 0 | 0 | 0 | 0 | 0 | 0 | 0 | 0 | 0 | 0 | 0 | 0 | 0 | 0 | 0 | 0 | 12 | 1
NO |  | 77 | 2016 | 1 | 33 | 33 |  | Whippany | Roseland | 230 | 230 | Steel Tower | 2.66 | 0 | 1 | 1033.5 ACSR | 0 | 0 | 0 | 0 | 0 | 0 | 0 | 0 | 0 | 0 | 0 | 0 | 0 | 0 | 0 | 0 | 0 | 0 | 0 | 0 | 0 | 0 | 0 | 12 | 1
NO |  | 77 | 2016 | 1 | 34 | 34 |  |  |  | 0 | 0 |  | 0 | 0 | 0 |  | 15252750 | 151854130 | 167106880 | 0 | 0 | 0 | 0 | 0 | 0 | 0 | 0 | 0 | 0 | 0 | 0 | 0 | 0 | 0 | 0 | 0 | 0 | 0 | 0 | 12 | 1
NO |  | 77 | 2016 | 1 | 35 | 35 |  | Total 230 KV Lines |  | 0 | 0 |  | 593.92 | 0 | 70 |  | 15252750 | 151854130 | 167106880 | 0 | 0 | 0 | 0 | 0 | 0 | 0 | 0 | 0 | 0 | 0 | 0 | 0 | 0 | 0 | 0 | 0 | 0 | 0 | 0 | 12 | 1
SI/NO | A | 77 | 2016 | 2 | 2 | 2 |  | 115 kv Lines |  | 115 | 115 | Various | 160.74 | 0 | 0 |  | 1419131 | 56950194 | 58369325 | 0 | 0 | 0 | 1453935.8838 | 0 | 0 | 0 | 0 | 0 | 0 | 0 | 0 | 0 | 0 | 0 | 0 | 0 | 0 | 0 | 0 | 12 | 1
SI/NO | A | 77 | 2016 | 2 | 4 | 4 |  | 34.5 KV Lines |  | 34.5 | 34.5 | Various | 1881.92 | 0 | 0 |  | 11918651 | 353089705 | 365008356 | 0 | 0 | 0 | 9092082.9849 | 0 | 0 | 0 | 0 | 0 | 0 | 0 | 0 | 0 | 0 | 0 | 0 | 0 | 0 | 0 | 0 | 12 | 1
NO |  | 77 | 2016 | 2 | 7 | 7 |  | Operation and Maintenance |  | 0 | 0 |  | 0 | 0 | 0 |  | 0 | 0 | 0 | 1213610 | 9358301 | 10834359 | 21406270 | 0 | 0 | 0 | 0 | 0 | 0 | 0 | 0 | 0 | 0 | 0 | 0 | 0 | 0 | 0 | 0 | 12 | 1
NO |  | 77 | 2016 | 2 | 8 | 8 |  | Expense |  | 0 | 0 |  | 0 | 0 | 0 |  | 0 | 0 | 0 | 0 | 0 | 0 | 0 | 0 | 0 | 0 | 0 | 0 | 0 | 0 | 0 | 0 | 0 | 0 | 0 | 0 | 0 | 0 | 0 | 12 | 1
NO |  | 79 | 2016 | 0 | 1 | 1 |  | Missouri (Overhead Lines): |  | 0 | 0 |  | 0 | 0 | 0 |  | 0 | 0 | 0 | 0 | 0 | 0 | 0 | 0 | 0 | 0 | 0 | 0 | 0 | 0 | 0 | 0 | 0 | 0 | 0 | 0 | 0 | 0 | 0 | 12 | 1
NO |  | 79 | 2016 | 0 | 2 | 2 |  | Stilwell | Sibley | 345 | 345 | Wd-H-Frame | 5.22 | 0 | 1 | 795M-AL | 76506 | 506682 | 583188 | 0 | 0 | 0 | 0 | 0 | 0 | 0 | 0 | 0 | 0 | 0 | 0 | 0 | 0 | 0 | 0 | 0 | 0 | 0 | 0 | 12 | 1
NO |  | 79 | 2016 | 0 | 3 | 3 |  | Sibley | Overton | 345 | 345 | Wd-H-Frame | 73.02 | 0 | 1 | 795M-AL | 445796 | 6126905 | 6572701 | 0 | 0 | 0 | 0 | 0 | 0 | 0 | 0 | 0 | 0 | 0 | 0 | 0 | 0 | 0 | 0 | 0 | 0 | 0 | 0 | 12 | 1
NO |  | 79 | 2016 | 0 | 4 | 4 |  | Hawthorn | Nashua-St. Joe | 345 | 345 | Wd-H-Frame | 31.33 | 0 | 1 | 795M-AL | 771067 | 6271566 | 7042633 | 0 | 0 | 0 | 0 | 0 | 0 | 0 | 0 | 0 | 0 | 0 | 0 | 0 | 0 | 0 | 0 | 0 | 0 | 0 | 0 | 12 | 1
NO |  | 79 | 2016 | 0 | 5 | 5 |  | River X Iatan | Stranger Creek Jct | 345 | 345 | Tower | 0.51 | 0 | 1 | 954M-AL | 0 | 3269095 | 3269095 | 0 | 0 | 0 | 0 | 0 | 0 | 0 | 0 | 0 | 0 | 0 | 0 | 0 | 0 | 0 | 0 | 0 | 0 | 0 | 0 | 12 | 1
NO |  | 79 | 2016 | 0 | 6 | 6 |  | Iatan | Stranger Creek Jct | 345 | 345 | Wd-H-Frame | 1.38 | 0 | 1 | 954M-AL | 0 | 554941 | 554941 | 0 | 0 | 0 | 0 | 0 | 0 | 0 | 0 | 0 | 0 | 0 | 0 | 0 | 0 | 0 | 0 | 0 | 0 | 0 | 0 | 12 | 1
NO |  | 79 | 2016 | 0 | 7 | 7 |  | Hawthorn | Sibley | 345 | 345 | Wd-H-Frame | 17.76 | 0 | 1 | 795M-AL | 456349 | 2844778 | 3301127 | 0 | 0 | 0 | 0 | 0 | 0 | 0 | 0 | 0 | 0 | 0 | 0 | 0 | 0 | 0 | 0 | 0 | 0 | 0 | 0 | 12 | 1
NO |  | 79 | 2016 | 0 | 8 | 8 |  | DC River X Hawthorn | Nashua/Sibley | 345 | 345 | Tower | 0.57 | 0 | 2 | 795M-AL | 3592 | 580777 | 584369 | 0 | 0 | 0 | 0 | 0 | 0 | 0 | 0 | 0 | 0 | 0 | 0 | 0 | 0 | 0 | 0 | 0 | 0 | 0 | 0 | 12 | 1
NO |  | 79 | 2016 | 0 | 9 | 9 |  | River X Hawthorn | Sibley | 345 | 345 | Tower | 0.44 | 0 | 1 | 795M-AL | 27465 | 396367 | 423832 | 0 | 0 | 0 | 0 | 0 | 0 | 0 | 0 | 0 | 0 | 0 | 0 | 0 | 0 | 0 | 0 | 0 | 0 | 0 | 0 | 12 | 1
NO |  | 79 | 2016 | 0 | 10 | 10 |  | Total 345 Kv |  | 0 | 0 |  | 130.23 | 0 | 9 |  | 1780775 | 20551111 | 22331886 | 0 | 0 | 0 | 0 | 0 | 0 | 0 | 0 | 0 | 0 | 0 | 0 | 0 | 0 | 0 | 0 | 0 | 0 | 0 | 0 | 12 | 1
NO |  | 79 | 2016 | 0 | 11 | 11 |  | Commom R/W | Hawthorn Plant | 161 | 161 |  | 0 | 0 | 0 |  | 52652 | 0 | 52652 | 0 | 0 | 0 | 0 | 0 | 0 | 0 | 0 | 0 | 0 | 0 | 0 | 0 | 0 | 0 | 0 | 0 | 0 | 0 | 0 | 12 | 1
NO |  | 79 | 2016 | 0 | 12 | 12 |  | Hawthorn | Blue Valley Tower | 161 | 161 | Tower | 1.82 | 0 | 1 | 1192M-AL | 1348 | 326387 | 327735 | 0 | 0 | 0 | 0 | 0 | 0 | 0 | 0 | 0 | 0 | 0 | 0 | 0 | 0 | 0 | 0 | 0 | 0 | 0 | 0 | 12 | 1
NO |  | 79 | 2016 | 0 | 13 | 13 |  | Hawthorn | Leeds Tower | 161 | 161 | Wd-H-Frame | 1.37 | 0 | 1 | 1192M-AL | 48173 | 560559 | 608732 | 0 | 0 | 0 | 0 | 0 | 0 | 0 | 0 | 0 | 0 | 0 | 0 | 0 | 0 | 0 | 0 | 0 | 0 | 0 | 0 | 12 | 1
NO |  | 79 | 2016 | 0 | 14 | 14 |  | Blue Valley Tower | Blue Valley | 161 | 161 | Tower | 0.51 | 0 | 3 | 1192M-AL | 82960 | 291126 | 374086 | 0 | 0 | 0 | 0 | 0 | 0 | 0 | 0 | 0 | 0 | 0 | 0 | 0 | 0 | 0 | 0 | 0 | 0 | 0 | 0 | 12 | 1
NO |  | 79 | 2016 | 0 | 15 | 15 |  | Hawthorn | Randolph-Avon | 161 | 161 | Wd-H-Frame | 5.08 | 0 | 1 | 1192M-AL | 52016 | 1665564 | 1717580 | 0 | 0 | 0 | 0 | 0 | 0 | 0 | 0 | 0 | 0 | 0 | 0 | 0 | 0 | 0 | 0 | 0 | 0 | 0 | 0 | 12 | 1
NO |  | 79 | 2016 | 0 | 16 | 16 |  | TC River X | Hawthorn | 161 | 161 | Tower | 0.54 | 0 | 3 | 1192M-AL | 2533 | 548053 | 550586 | 0 | 0 | 0 | 0 | 0 | 0 | 0 | 0 | 0 | 0 | 0 | 0 | 0 | 0 | 0 | 0 | 0 | 0 | 0 | 0 | 12 | 1
NO |  | 79 | 2016 | 0 | 17 | 17 |  | DC River X | Northeast | 161 | 161 | Tower | 0.36 | 0 | 2 | 1192M-AL | 0 | 171236 | 171236 | 0 | 0 | 0 | 0 | 0 | 0 | 0 | 0 | 0 | 0 | 0 | 0 | 0 | 0 | 0 | 0 | 0 | 0 | 0 | 0 | 12 | 1
NO |  | 79 | 2016 | 0 | 18 | 18 |  | Blue Valley | Winchester Jct | 161 | 161 | Wd-H-Frame | 7.9 | 0 | 1 | 1192M-AL | 228268 | 1279514 | 1507782 | 0 | 0 | 0 | 0 | 0 | 0 | 0 | 0 | 0 | 0 | 0 | 0 | 0 | 0 | 0 | 0 | 0 | 0 | 0 | 0 | 12 | 1
NO |  | 79 | 2016 | 0 | 19 | 19 |  | Leeds Tower | Loma Vista | 161 | 161 | Wd-H-Frame | 11.25 | 0 | 1 | 1192M-AL | 208401 | 923413 | 1131814 | 0 | 0 | 0 | 0 | 0 | 0 | 0 | 0 | 0 | 0 | 0 | 0 | 0 | 0 | 0 | 0 | 0 | 0 | 0 | 0 | 12 | 1
NO |  | 79 | 2016 | 0 | 20 | 20 |  | Southtown | Bunker Ridge | 161 | 161 | Wd-H-Frame | 3.08 | 0 | 1 | 1192M-AL | 44167 | 365322 | 409489 | 0 | 0 | 0 | 0 | 0 | 0 | 0 | 0 | 0 | 0 | 0 | 0 | 0 | 0 | 0 | 0 | 0 | 0 | 0 | 0 | 12 | 1
NO |  | 79 | 2016 | 0 | 21 | 21 |  | Northeast | Grand Ave | 161 | 161 | Wd-H-Frame | 0.13 | 0 | 1 | 1192M-AL | 31656 | 668852 | 700508 | 0 | 0 | 0 | 0 | 0 | 0 | 0 | 0 | 0 | 0 | 0 | 0 | 0 | 0 | 0 | 0 | 0 | 0 | 0 | 0 | 12 | 1
NO |  | 79 | 2016 | 0 | 22 | 22 |  | BIue Mills Jct | Blue Mills #2 | 161 | 161 | Wood Pole | 0.23 | 0 | 1 | 795M-AL | 0 | 53208 | 53208 | 0 | 0 | 0 | 0 | 0 | 0 | 0 | 0 | 0 | 0 | 0 | 0 | 0 | 0 | 0 | 0 | 0 | 0 | 0 | 0 | 12 | 1
NO |  | 79 | 2016 | 0 | 23 | 23 |  | Leeds | Roeland Park | 161 | 161 | Wd-H-Frame | 2.31 | 0 | 1 | 1192M-AL | 76527 | 379468 | 455995 | 0 | 0 | 0 | 0 | 0 | 0 | 0 | 0 | 0 | 0 | 0 | 0 | 0 | 0 | 0 | 0 | 0 | 0 | 0 | 0 | 12 | 1
NO |  | 79 | 2016 | 0 | 24 | 24 |  | DC Southtown | Hickman/Grandview | 161 | 161 | Wd-H-Frame | 0.11 | 0 | 2 | 1192M-AL | 0 | 77369 | 77369 | 0 | 0 | 0 | 0 | 0 | 0 | 0 | 0 | 0 | 0 | 0 | 0 | 0 | 0 | 0 | 0 | 0 | 0 | 0 | 0 | 12 | 1
NO |  | 79 | 2016 | 0 | 25 | 25 |  | DC Montrose | Loma Vista | 161 | 161 | Tower | 0.97 | 0 | 2 | 1192M-AL | 0 | 430933 | 430933 | 0 | 0 | 0 | 0 | 0 | 0 | 0 | 0 | 0 | 0 | 0 | 0 | 0 | 0 | 0 | 0 | 0 | 0 | 0 | 0 | 12 | 1
NO |  | 79 | 2016 | 0 | 26 | 26 |  | Grand Ave | Navy-Terrace | 161 | 161 | Wd-H-Frame | 1.95 | 0 | 1 | 1192M-AL | 85667 | 849433 | 935100 | 0 | 0 | 0 | 0 | 0 | 0 | 0 | 0 | 0 | 0 | 0 | 0 | 0 | 0 | 0 | 0 | 0 | 0 | 0 | 0 | 12 | 1
NO |  | 79 | 2016 | 0 | 27 | 27 |  | Common R/W | Hawthorn-Southtown | 161 | 161 |  | 0 | 0 | 0 |  | 79514 | 0 | 79514 | 0 | 0 | 0 | 0 | 0 | 0 | 0 | 0 | 0 | 0 | 0 | 0 | 0 | 0 | 0 | 0 | 0 | 0 | 0 | 0 | 12 | 1
NO |  | 79 | 2016 | 0 | 28 | 28 |  | Northeast | Crosstown | 161 | 161 | Stl Pl / Tower | 0.19 | 0 | 1 | 1192M-AL | 0 | 204924 | 204924 | 0 | 0 | 0 | 0 | 0 | 0 | 0 | 0 | 0 | 0 | 0 | 0 | 0 | 0 | 0 | 0 | 0 | 0 | 0 | 0 | 12 | 1
NO |  | 79 | 2016 | 0 | 29 | 29 |  | Maywood | Weatherby | 161 | 161 | Stl PI/Wd-H-Fr | 5.19 | 0 | 1 | 1192M-AL | 188104 | 451991 | 640095 | 0 | 0 | 0 | 0 | 0 | 0 | 0 | 0 | 0 | 0 | 0 | 0 | 0 | 0 | 0 | 0 | 0 | 0 | 0 | 0 | 12 | 1
NO |  | 79 | 2016 | 0 | 30 | 30 |  | DC NE-Grand Ave | Hawthorn-Crosstown | 161 | 161 | Tower | 0.21 | 0 | 2 | 1192M-AL | 0 | 60727 | 60727 | 0 | 0 | 0 | 0 | 0 | 0 | 0 | 0 | 0 | 0 | 0 | 0 | 0 | 0 | 0 | 0 | 0 | 0 | 0 | 0 | 12 | 1
NO |  | 79 | 2016 | 0 | 31 | 31 |  | Henry | Rw Montrose-Stilwell | 161 | 161 | Wd-Pole | 0 | 0 | 1 |  | 0 | 0 | 0 | 0 | 0 | 0 | 0 | 0 | 0 | 0 | 0 | 0 | 0 | 0 | 0 | 0 | 0 | 0 | 0 | 0 | 0 | 0 | 0 | 12 | 1
NO |  | 79 | 2016 | 0 | 32 | 32 |  | Montrose | Loma Vista #9 | 161 | 161 | Wd-H-Frame | 57.26 | 0 | 1 | 1192M-AL | 305069 | 2806537 | 3111606 | 0 | 0 | 0 | 0 | 0 | 0 | 0 | 0 | 0 | 0 | 0 | 0 | 0 | 0 | 0 | 0 | 0 | 0 | 0 | 0 | 12 | 1
NO |  | 79 | 2016 | 0 | 33 | 33 |  | Montrose | Loma Vista #11 | 161 | 161 | Wd-H-Frame | 57.29 | 0 | 1 | 1192M-AL | 313956 | 3773581 | 4087537 | 0 | 0 | 0 | 0 | 0 | 0 | 0 | 0 | 0 | 0 | 0 | 0 | 0 | 0 | 0 | 0 | 0 | 0 | 0 | 0 | 12 | 1
NO |  | 79 | 2016 | 0 | 34 | 34 |  | Montrose | Stilwell #13 | 161 | 161 | Wd-H-Frame | 50 | 0 | 1 | 1192M-AL | 144576 | 3387391 | 3531967 | 0 | 0 | 0 | 0 | 0 | 0 | 0 | 0 | 0 | 0 | 0 | 0 | 0 | 0 | 0 | 0 | 0 | 0 | 0 | 0 | 12 | 1
NO |  | 79 | 2016 | 0 | 35 | 35 |  | Montrose | Archie-Stilwell | 161 | 161 | Wd-H-Frame | 48.15 | 0 | 1 | 1192M-AL | 140512 | 2897970 | 3038482 | 0 | 0 | 0 | 0 | 0 | 0 | 0 | 0 | 0 | 0 | 0 | 0 | 0 | 0 | 0 | 0 | 0 | 0 | 0 | 0 | 12 | 1
NO |  | 79 | 2016 | 0 | 36 | 36 |  | TOTAL |  | 0 | 0 |  | 1813.24 | 0 | 194 |  | 25623471 | 253446664 | 279070135 | 266515 | 2363008 | 2403265 | 5032788 | 0 | 0 | 0 | 0 | 0 | 0 | 0 | 0 | 0 | 0 | 0 | 0 | 0 | 0 | 0 | 0 | 12 | 1
NO |  | 79 | 2016 | 1 | 1 | 1 |  | Southtown | Grandview | 161 | 161 | Wd-H-Frame | 7.71 | 0 | 1 | 1192M-AL | 26674 | 952886 | 979560 | 0 | 0 | 0 | 0 | 0 | 0 | 0 | 0 | 0 | 0 | 0 | 0 | 0 | 0 | 0 | 0 | 0 | 0 | 0 | 0 | 12 | 1
NO |  | 79 | 2016 | 1 | 2 | 2 |  | Stilwell | Hickman | 161 | 161 | Wd-H-Frame | 6.64 | 0 | 1 | 1192M-AL | 202848 | 885932 | 1088780 | 0 | 0 | 0 | 0 | 0 | 0 | 0 | 0 | 0 | 0 | 0 | 0 | 0 | 0 | 0 | 0 | 0 | 0 | 0 | 0 | 12 | 1
NO |  | 79 | 2016 | 1 | 3 | 3 |  | Hawthorn | Blue Valley | 161 | 161 | Wd-H-Frame | 1.71 | 0 | 1 | 1192M-AL | 0 | 143189 | 143189 | 0 | 0 | 0 | 0 | 0 | 0 | 0 | 0 | 0 | 0 | 0 | 0 | 0 | 0 | 0 | 0 | 0 | 0 | 0 | 0 | 12 | 1
NO |  | 79 | 2016 | 1 | 4 | 4 |  | Hawthorn | Missouri City | 161 | 161 | Wd-H-Frame | 14.35 | 0 | 1 | 556M-AL | 54414 | 1682189 | 1736603 | 0 | 0 | 0 | 0 | 0 | 0 | 0 | 0 | 0 | 0 | 0 | 0 | 0 | 0 | 0 | 0 | 0 | 0 | 0 | 0 | 12 | 1
NO |  | 79 | 2016 | 1 | 5 | 5 |  | Missouri City | Moberly | 161 | 161 | Wd-H-Frame | 90.23 | 0 | 1 | 556M-AL | 111599 | 4348302 | 4459901 | 0 | 0 | 0 | 0 | 0 | 0 | 0 | 0 | 0 | 0 | 0 | 0 | 0 | 0 | 0 | 0 | 0 | 0 | 0 | 0 | 12 | 1
NO |  | 79 | 2016 | 1 | 6 | 6 |  | Salisbury | Norton | 161 | 161 | Wd-H-Frame | 22.28 | 0 | 1 | 795M-AL | 69438 | 1501258 | 1570696 | 0 | 0 | 0 | 0 | 0 | 0 | 0 | 0 | 0 | 0 | 0 | 0 | 0 | 0 | 0 | 0 | 0 | 0 | 0 | 0 | 12 | 1
NO |  | 79 | 2016 | 1 | 7 | 7 |  | Norton | Malta Bend-South Waverly | 161 | 161 | Wd-H-Frame | 14.18 | 0 | 1 | 795M-AL | 68625 | 895612 | 964237 | 0 | 0 | 0 | 0 | 0 | 0 | 0 | 0 | 0 | 0 | 0 | 0 | 0 | 0 | 0 | 0 | 0 | 0 | 0 | 0 | 12 | 1
NO |  | 79 | 2016 | 1 | 8 | 8 |  | Nashua | St Joseph | 161 | 161 | Wd-H-Frame | 0 | 0 | 0 |  | 0 | 0 | 0 | 0 | 0 | 0 | 0 | 0 | 0 | 0 | 0 | 0 | 0 | 0 | 0 | 0 | 0 | 0 | 0 | 0 | 0 | 0 | 0 | 12 | 1
NO |  | 79 | 2016 | 1 | 9 | 9 |  | Montrose | Clinton | 161 | 161 | Wd-H-Frame | 12.22 | 0 | 1 | 795M-AL | 70936 | 1864418 | 1935354 | 0 | 0 | 0 | 0 | 0 | 0 | 0 | 0 | 0 | 0 | 0 | 0 | 0 | 0 | 0 | 0 | 0 | 0 | 0 | 0 | 12 | 1
NO |  | 79 | 2016 | 1 | 10 | 10 |  | Midtown | Forest | 161 | 161 | Steel Pole | 1.62 | 0 | 1 | 1192M-AL | 0 | 462310 | 462310 | 0 | 0 | 0 | 0 | 0 | 0 | 0 | 0 | 0 | 0 | 0 | 0 | 0 | 0 | 0 | 0 | 0 | 0 | 0 | 0 | 12 | 1
NO |  | 79 | 2016 | 1 | 11 | 11 |  | Forest | Southtown | 161 | 161 | Steel Pole | 3.24 | 0 | 1 | 1192M-AL | 0 | 817929 | 817929 | 0 | 0 | 0 | 0 | 0 | 0 | 0 | 0 | 0 | 0 | 0 | 0 | 0 | 0 | 0 | 0 | 0 | 0 | 0 | 0 | 12 | 1
NO |  | 79 | 2016 | 1 | 12 | 12 |  | Blue Mills Jct | Blue Mills #1 | 161 | 161 | Wd-H-Frame | 0.21 | 0 | 1 | 795M-AL | 2839 | 25805 | 28644 | 0 | 0 | 0 | 0 | 0 | 0 | 0 | 0 | 0 | 0 | 0 | 0 | 0 | 0 | 0 | 0 | 0 | 0 | 0 | 0 | 12 | 1
NO |  | 79 | 2016 | 1 | 13 | 13 |  | Midtown | Crosstown | 161 | 161 | Steel Pole | 7.88 | 0 | 1 | 1192M-AL | 1910102 | 6436424 | 8346526 | 0 | 0 | 0 | 0 | 0 | 0 | 0 | 0 | 0 | 0 | 0 | 0 | 0 | 0 | 0 | 0 | 0 | 0 | 0 | 0 | 12 | 1
NO |  | 79 | 2016 | 1 | 14 | 14 |  | Terrace | State Line | 161 | 161 | Wd-H-Frame | 0.78 | 0 | 1 | 1192M-AL | 0 | 273908 | 273908 | 0 | 0 | 0 | 0 | 0 | 0 | 0 | 0 | 0 | 0 | 0 | 0 | 0 | 0 | 0 | 0 | 0 | 0 | 0 | 0 | 12 | 1
NO |  | 79 | 2016 | 1 | 15 | 15 |  | Barry | Line Creek | 161 | 161 | Wood Pole | 4.19 | 0 | 1 | 1192M-AL | 356681 | 538125 | 894806 | 0 | 0 | 0 | 0 | 0 | 0 | 0 | 0 | 0 | 0 | 0 | 0 | 0 | 0 | 0 | 0 | 0 | 0 | 0 | 0 | 12 | 1
NO |  | 79 | 2016 | 1 | 16 | 16 |  | Winchester Jct | Southtown | 161 | 161 | Wd-H-Frame | 7.47 | 0 | 1 | 1192M-AL | 26316 | 1258704 | 1285020 | 0 | 0 | 0 | 0 | 0 | 0 | 0 | 0 | 0 | 0 | 0 | 0 | 0 | 0 | 0 | 0 | 0 | 0 | 0 | 0 | 12 | 1
NO |  | 79 | 2016 | 1 | 17 | 17 |  | Winchester Jct | Swope #1 | 161 | 161 | Wd-H-Frame | 0.39 | 0 | 1 | 1192M-AL | 20400 | 165304 | 185704 | 0 | 0 | 0 | 0 | 0 | 0 | 0 | 0 | 0 | 0 | 0 | 0 | 0 | 0 | 0 | 0 | 0 | 0 | 0 | 0 | 12 | 1
NO |  | 79 | 2016 | 1 | 18 | 18 |  | DC NKC | NE / Avondale | 161 | 161 | Steel Pole | 1.16 | 0 | 2 | 1192M-AL | 85589 | 905470 | 991059 | 0 | 0 | 0 | 0 | 0 | 0 | 0 | 0 | 0 | 0 | 0 | 0 | 0 | 0 | 0 | 0 | 0 | 0 | 0 | 0 | 12 | 1
NO |  | 79 | 2016 | 1 | 19 | 19 |  | Northeast | NKC | 161 | 161 | Steel Pole | 0.16 | 0 | 1 | 1192M-AL | 0 | 151542 | 151542 | 0 | 0 | 0 | 0 | 0 | 0 | 0 | 0 | 0 | 0 | 0 | 0 | 0 | 0 | 0 | 0 | 0 | 0 | 0 | 0 | 12 | 1
NO |  | 79 | 2016 | 1 | 20 | 20 |  | DC Martin City | Redel / Grandview | 161 | 161 | Steel Pole | 0.36 | 0 | 2 | 1192M-AL | 0 | 219013 | 219013 | 0 | 0 | 0 | 0 | 0 | 0 | 0 | 0 | 0 | 0 | 0 | 0 | 0 | 0 | 0 | 0 | 0 | 0 | 0 | 0 | 12 | 1
NO |  | 79 | 2016 | 1 | 21 | 21 |  | Southtown | Hickman | 161 | 161 | Wd-H-Frame | 5.71 | 0 | 1 | 1192M-AL | 73499 | 887791 | 961290 | 0 | 0 | 0 | 0 | 0 | 0 | 0 | 0 | 0 | 0 | 0 | 0 | 0 | 0 | 0 | 0 | 0 | 0 | 0 | 0 | 12 | 1
NO |  | 79 | 2016 | 1 | 22 | 22 |  | Martin CIty | Grandview | 161 | 161 | Wd-H-Frame | 1.34 | 0 | 1 | 1192M-AL | 0 | 112884 | 112884 | 0 | 0 | 0 | 0 | 0 | 0 | 0 | 0 | 0 | 0 | 0 | 0 | 0 | 0 | 0 | 0 | 0 | 0 | 0 | 0 | 12 | 1
NO |  | 79 | 2016 | 1 | 23 | 23 |  | Line Creek | Riverside | 161 | 161 | Wd-Stl-Pole | 4.2 | 0 | 1 | 1192M-AL | 1195041 | 1204296 | 2399337 | 0 | 0 | 0 | 0 | 0 | 0 | 0 | 0 | 0 | 0 | 0 | 0 | 0 | 0 | 0 | 0 | 0 | 0 | 0 | 0 | 12 | 1
NO |  | 79 | 2016 | 1 | 24 | 24 |  | Hawthorn | Independence | 161 | 161 | Steel Pole | 1.75 | 0 | 1 | 1192M-AL | 6 | 15 | 21 | 0 | 0 | 0 | 0 | 0 | 0 | 0 | 0 | 0 | 0 | 0 | 0 | 0 | 0 | 0 | 0 | 0 | 0 | 0 | 0 | 12 | 1
NO |  | 79 | 2016 | 1 | 25 | 25 |  | Birmingham | Claycomo | 161 | 161 | Wd-H-Frame | 4.39 | 0 | 1 | 1192M-AL | 122386 | 1463521 | 1585907 | 0 | 0 | 0 | 0 | 0 | 0 | 0 | 0 | 0 | 0 | 0 | 0 | 0 | 0 | 0 | 0 | 0 | 0 | 0 | 0 | 12 | 1
NO |  | 79 | 2016 | 1 | 26 | 26 |  | Avondale | NKC | 161 | 161 | Wd-H-Frame | 2.14 | 0 | 1 | 1192M-AL | 0 | 244264 | 244264 | 0 | 0 | 0 | 0 | 0 | 0 | 0 | 0 | 0 | 0 | 0 | 0 | 0 | 0 | 0 | 0 | 0 | 0 | 0 | 0 | 12 | 1
NO |  | 79 | 2016 | 1 | 27 | 27 |  | Northeast | Avondale | 161 | 161 | Wd-H-Frame | 2.1 | 0 | 1 | 1192M-AL | 0 | 112511 | 112511 | 0 | 0 | 0 | 0 | 0 | 0 | 0 | 0 | 0 | 0 | 0 | 0 | 0 | 0 | 0 | 0 | 0 | 0 | 0 | 0 | 12 | 1
NO |  | 79 | 2016 | 1 | 28 | 28 |  | Avondale Jct | Riverside | 161 | 161 | Wd-St PI/H Fr | 4.47 | 0 | 1 | 1192M-AL | 76838 | 1089378 | 1166216 | 0 | 0 | 0 | 0 | 0 | 0 | 0 | 0 | 0 | 0 | 0 | 0 | 0 | 0 | 0 | 0 | 0 | 0 | 0 | 0 | 12 | 1
NO |  | 79 | 2016 | 1 | 29 | 29 |  | Northeast | Grand West | 161 | 161 | Steel Pole | 1.51 | 0 | 1 | 1192M-AL | 37215 | 1140396 | 1177611 | 0 | 0 | 0 | 0 | 0 | 0 | 0 | 0 | 0 | 0 | 0 | 0 | 0 | 0 | 0 | 0 | 0 | 0 | 0 | 0 | 12 | 1
NO |  | 79 | 2016 | 1 | 30 | 30 |  | Bunker Ridge | Loma Vista | 161 | 161 | Wd-H-Frame | 0.78 | 0 | 1 | 1192M-AL | 77428 | 84905 | 162333 | 0 | 0 | 0 | 0 | 0 | 0 | 0 | 0 | 0 | 0 | 0 | 0 | 0 | 0 | 0 | 0 | 0 | 0 | 0 | 0 | 12 | 1
NO |  | 79 | 2016 | 1 | 31 | 31 |  | DC Bunker Ridge | Southtown/Loma Vista | 161 | 161 | Steel Pole | 1.31 | 0 | 2 | 1192M-AL | 0 | 428525 | 428525 | 0 | 0 | 0 | 0 | 0 | 0 | 0 | 0 | 0 | 0 | 0 | 0 | 0 | 0 | 0 | 0 | 0 | 0 | 0 | 0 | 12 | 1
NO |  | 79 | 2016 | 1 | 32 | 32 |  | Weatherby | Tiffany | 161 | 161 | Stl PI/Wd-H-Fr | 3.95 | 0 | 1 | 1192M-AL | 112393 | 450485 | 562878 | 0 | 0 | 0 | 0 | 0 | 0 | 0 | 0 | 0 | 0 | 0 | 0 | 0 | 0 | 0 | 0 | 0 | 0 | 0 | 0 | 12 | 1
NO |  | 79 | 2016 | 1 | 33 | 33 |  | Tiffany | Roanridge | 161 | 161 | Steel Pole | 1.64 | 0 | 1 | 1192M-AL | 44957 | 360450 | 405407 | 0 | 0 | 0 | 0 | 0 | 0 | 0 | 0 | 0 | 0 | 0 | 0 | 0 | 0 | 0 | 0 | 0 | 0 | 0 | 0 | 12 | 1
NO |  | 79 | 2016 | 1 | 34 | 34 |  | Roanridge | Barry | 161 | 161 | Steel Pole | 2.35 | 0 | 1 | 1192M-AL | 95111 | 574894 | 670005 | 0 | 0 | 0 | 0 | 0 | 0 | 0 | 0 | 0 | 0 | 0 | 0 | 0 | 0 | 0 | 0 | 0 | 0 | 0 | 0 | 12 | 1
NO |  | 79 | 2016 | 1 | 35 | 35 |  | Roanridge | Nashua | 161 | 161 | Stl PI/Wd-H-Fr | 4.99 | 0 | 1 | 1192M-AL | 188750 | 411620 | 600370 | 0 | 0 | 0 | 0 | 0 | 0 | 0 | 0 | 0 | 0 | 0 | 0 | 0 | 0 | 0 | 0 | 0 | 0 | 0 | 0 | 12 | 1
NO |  | 79 | 2016 | 2 | 1 | 1 |  | DC Roanridge | Barry/Nashua | 161 | 161 | Steel Pole | 0.95 | 0 | 2 | 1192M-AL | 0 | 514888 | 514888 | 0 | 0 | 0 | 0 | 0 | 0 | 0 | 0 | 0 | 0 | 0 | 0 | 0 | 0 | 0 | 0 | 0 | 0 | 0 | 0 | 12 | 1
NO |  | 79 | 2016 | 2 | 2 | 2 |  | Hawthorn | Leeds #27 | 161 | 161 | StlPI/StI-H-Fr | 6.19 | 0 | 1 | 1192M-AL | 822714 | 3539571 | 4362285 | 0 | 0 | 0 | 0 | 0 | 0 | 0 | 0 | 0 | 0 | 0 | 0 | 0 | 0 | 0 | 0 | 0 | 0 | 0 | 0 | 12 | 1
NO |  | 79 | 2016 | 2 | 3 | 3 |  | Gladstone | Shoal Creek | 161 | 161 | Wd/StI Pole | 3.7 | 0 | 1 | 1192M-AL | 134856 | 811837 | 946693 | 0 | 0 | 0 | 0 | 0 | 0 | 0 | 0 | 0 | 0 | 0 | 0 | 0 | 0 | 0 | 0 | 0 | 0 | 0 | 0 | 12 | 1
NO |  | 79 | 2016 | 2 | 4 | 4 |  | Shoal Creek | Nashua | 161 | 161 | Wd-H-Frame | 6.85 | 0 | 1 | 1192M-AL | 845342 | 1300546 | 2145888 | 0 | 0 | 0 | 0 | 0 | 0 | 0 | 0 | 0 | 0 | 0 | 0 | 0 | 0 | 0 | 0 | 0 | 0 | 0 | 0 | 12 | 1
NO |  | 79 | 2016 | 2 | 5 | 5 |  | Shoal Creek | Claycomo | 161 | 161 | Wd/StI Pole | 4.33 | 0 | 1 | 1192M-AL | 197910 | 581293 | 779203 | 0 | 0 | 0 | 0 | 0 | 0 | 0 | 0 | 0 | 0 | 0 | 0 | 0 | 0 | 0 | 0 | 0 | 0 | 0 | 0 | 12 | 1
NO |  | 79 | 2016 | 2 | 6 | 6 |  | Hawthorn | Levee | 161 | 161 | Steel Pole | 0.36 | 0 | 1 | 1192M-AL | 0 | 204426 | 204426 | 0 | 0 | 0 | 0 | 0 | 0 | 0 | 0 | 0 | 0 | 0 | 0 | 0 | 0 | 0 | 0 | 0 | 0 | 0 | 0 | 12 | 1
NO |  | 79 | 2016 | 2 | 7 | 7 |  | Levee | Northeast #17 | 161 | 161 | StI PIWd-H-Fr | 5.32 | 0 | 1 | 1192M-AL | 12198 | 1446958 | 1459156 | 0 | 0 | 0 | 0 | 0 | 0 | 0 | 0 | 0 | 0 | 0 | 0 | 0 | 0 | 0 | 0 | 0 | 0 | 0 | 0 | 12 | 1
NO |  | 79 | 2016 | 2 | 8 | 8 |  | Hawthorn | Chouteau | 161 | 161 | StI/Wd-H-Fr | 2.85 | 0 | 1 | 1192M-AL | 31708 | 1200858 | 1232566 | 0 | 0 | 0 | 0 | 0 | 0 | 0 | 0 | 0 | 0 | 0 | 0 | 0 | 0 | 0 | 0 | 0 | 0 | 0 | 0 | 12 | 1
NO |  | 79 | 2016 | 2 | 9 | 9 |  | Chouteau | Northeast #5 | 161 | 161 | Wd-H-Frame | 2.37 | 0 | 1 | 1192M-AL | 19393 | 992620 | 1012013 | 0 | 0 | 0 | 0 | 0 | 0 | 0 | 0 | 0 | 0 | 0 | 0 | 0 | 0 | 0 | 0 | 0 | 0 | 0 | 0 | 12 | 1
NO |  | 79 | 2016 | 2 | 10 | 10 |  | DC Hawthorn | Leeds/Chouteau | 161 | 161 | Steel Pole | 0.39 | 0 | 2 | 1192M-AL | 0 | 490453 | 490453 | 0 | 0 | 0 | 0 | 0 | 0 | 0 | 0 | 0 | 0 | 0 | 0 | 0 | 0 | 0 | 0 | 0 | 0 | 0 | 0 | 12 | 1
NO |  | 79 | 2016 | 2 | 11 | 11 |  | Malta Bend | S Waverly | 161 | 161 |  | 7.63 | 0 | 1 |  | 29156 | 248484 | 277640 | 0 | 0 | 0 | 0 | 0 | 0 | 0 | 0 | 0 | 0 | 0 | 0 | 0 | 0 | 0 | 0 | 0 | 0 | 0 | 0 | 12 | 1
NO |  | 79 | 2016 | 2 | 12 | 12 |  | Martin City | Redel | 161 | 161 | Wd-H-Fr | 0.62 | 0 | 1 | 1192M-AL | 0 | 48266 | 48266 | 0 | 0 | 0 | 0 | 0 | 0 | 0 | 0 | 0 | 0 | 0 | 0 | 0 | 0 | 0 | 0 | 0 | 0 | 0 | 0 | 12 | 1
NO |  | 79 | 2016 | 2 | 13 | 13 |  | Leeds | Independence | 161 | 161 | Steel Pole | 1.15 | 0 | 1 | 1192M-AL | 9 | 4 | 13 | 0 | 0 | 0 | 0 | 0 | 0 | 0 | 0 | 0 | 0 | 0 | 0 | 0 | 0 | 0 | 0 | 0 | 0 | 0 | 0 | 12 | 1
NO |  | 79 | 2016 | 2 | 14 | 14 |  | DC Leeds | Hawthorn/Independence | 161 | 161 | Steel Pole | 1.03 | 0 | 2 | 1192M-AL | 0 | 122935 | 122935 | 0 | 0 | 0 | 0 | 0 | 0 | 0 | 0 | 0 | 0 | 0 | 0 | 0 | 0 | 0 | 0 | 0 | 0 | 0 | 0 | 12 | 1
NO |  | 79 | 2016 | 2 | 15 | 15 |  | Winchester Jct | Swope #2 | 161 | 161 | Wd-H-Fr | 0.48 | 0 | 1 | 1192M-AL | 0 | 229104 | 229104 | 0 | 0 | 0 | 0 | 0 | 0 | 0 | 0 | 0 | 0 | 0 | 0 | 0 | 0 | 0 | 0 | 0 | 0 | 0 | 0 | 12 | 1
NO |  | 79 | 2016 | 2 | 16 | 16 |  | Avondale | Gladstone | 161 | 161 | Wd Pole/H-Fr | 5.74 | 0 | 1 | 1192M-AL | 5970 | 1113462 | 1119432 | 0 | 0 | 0 | 0 | 0 | 0 | 0 | 0 | 0 | 0 | 0 | 0 | 0 | 0 | 0 | 0 | 0 | 0 | 0 | 0 | 12 | 1
NO |  | 79 | 2016 | 2 | 17 | 17 |  | Southtown | Bendix | 161 | 161 | Wd-H-Fr | 1.35 | 0 | 1 | 1192M-AL | 51926 | 443901 | 495827 | 0 | 0 | 0 | 0 | 0 | 0 | 0 | 0 | 0 | 0 | 0 | 0 | 0 | 0 | 0 | 0 | 0 | 0 | 0 | 0 | 12 | 1
NO |  | 79 | 2016 | 2 | 18 | 18 |  | Bendix | Tomahawk | 161 | 161 | Wd-H-Frame | 4.15 | 0 | 1 | 1192M-AL | 80782 | 694157 | 774939 | 0 | 0 | 0 | 0 | 0 | 0 | 0 | 0 | 0 | 0 | 0 | 0 | 0 | 0 | 0 | 0 | 0 | 0 | 0 | 0 | 12 | 1
NO |  | 79 | 2016 | 2 | 19 | 19 |  | Tomahawk | Mission Jct | 161 | 161 | Wd-H-Frame | 3.14 | 0 | 1 | 1192M-AL | 24504 | 424905 | 449409 | 0 | 0 | 0 | 0 | 0 | 0 | 0 | 0 | 0 | 0 | 0 | 0 | 0 | 0 | 0 | 0 | 0 | 0 | 0 | 0 | 12 | 1
NO |  | 79 | 2016 | 2 | 20 | 20 |  | Total 161 Kv |  | 0 | 0 |  | 553.91 | 0 | 90 |  | 9372652 | 68676481 | 78049133 | 0 | 0 | 0 | 0 | 0 | 0 | 0 | 0 | 0 | 0 | 0 | 0 | 0 | 0 | 0 | 0 | 0 | 0 | 0 | 0 | 12 | 1
NO |  | 79 | 2016 | 2 | 21 | 21 |  | Various 66 Kv |  | 0 | 0 |  | 68.8 | 0 | 0 |  | 458508 | 15081546 | 15540054 | 0 | 0 | 0 | 0 | 0 | 0 | 0 | 0 | 0 | 0 | 0 | 0 | 0 | 0 | 0 | 0 | 0 | 0 | 0 | 0 | 12 | 1
SI/NO | A | 79 | 2016 | 2 | 22 | 22 |  | Total 66 Kv |  | 0 | 0 |  | 68.8 | 0 | 0 |  | 458508 | 15081546 | 15540054 | 0 | 0 | 0 | 387091.0302 | 0 | 0 | 0 | 0 | 0 | 0 | 0 | 0 | 0 | 0 | 0 | 0 | 0 | 0 | 0 | 0 | 12 | 1
NO |  | 79 | 2016 | 2 | 23 | 23 |  | Various 33 Kv |  | 0 | 0 |  | 166.17 | 0 | 0 |  | 300726 | 14064089 | 14364815 | 0 | 0 | 0 | 0 | 0 | 0 | 0 | 0 | 0 | 0 | 0 | 0 | 0 | 0 | 0 | 0 | 0 | 0 | 0 | 0 | 12 | 1
SI/NO | A | 79 | 2016 | 2 | 24 | 24 |  | Total 33 Kv |  | 0 | 0 |  | 166.17 | 0 | 0 |  | 300726 | 14064089 | 14364815 | 0 | 0 | 0 | 357816.7127 | 0 | 0 | 0 | 0 | 0 | 0 | 0 | 0 | 0 | 0 | 0 | 0 | 0 | 0 | 0 | 0 | 12 | 1
NO |  | 79 | 2016 | 2 | 25 | 25 |  | Underground Lines: |  | 0 | 0 |  | 0 | 0 | 0 |  | 0 | 0 | 0 | 0 | 0 | 0 | 0 | 0 | 0 | 0 | 0 | 0 | 0 | 0 | 0 | 0 | 0 | 0 | 0 | 0 | 0 | 0 | 0 | 12 | 1
NO |  | 79 | 2016 | 2 | 26 | 26 |  | Grand Ave | Guinotte Ts | 161 | 161 | Ug Const | 4.04 | 0 | 1 | 2500M-CO | 0 | 535502 | 535502 | 0 | 0 | 0 | 0 | 0 | 0 | 0 | 0 | 0 | 0 | 0 | 0 | 0 | 0 | 0 | 0 | 0 | 0 | 0 | 0 | 12 | 1
NO |  | 79 | 2016 | 2 | 27 | 27 |  | Midtown | Brush Creek Ts | 161 | 161 | Ug Const | 6.25 | 0 | 1 | 2500M-CO | 0 | 995631 | 995631 | 0 | 0 | 0 | 0 | 0 | 0 | 0 | 0 | 0 | 0 | 0 | 0 | 0 | 0 | 0 | 0 | 0 | 0 | 0 | 0 | 12 | 1
NO |  | 79 | 2016 | 2 | 28 | 28 |  | Midtown | Roe Ts | 161 | 161 | Ug Const | 6 | 0 | 1 | 2500M-CO | 0 | 1218806 | 1218806 | 0 | 0 | 0 | 0 | 0 | 0 | 0 | 0 | 0 | 0 | 0 | 0 | 0 | 0 | 0 | 0 | 0 | 0 | 0 | 0 | 12 | 1
NO |  | 79 | 2016 | 2 | 29 | 29 |  | Grand Ave | Crosstown | 161 | 161 | Ug Const | 5.83 | 0 | 1 | 2500M-CO | 0 | 1063478 | 1063478 | 0 | 0 | 0 | 0 | 0 | 0 | 0 | 0 | 0 | 0 | 0 | 0 | 0 | 0 | 0 | 0 | 0 | 0 | 0 | 0 | 12 | 1
NO |  | 79 | 2016 | 2 | 30 | 30 |  | Crosstown | Guinotte TS | 161 | 161 | Ug Const | 7.84 | 0 | 1 | 2500M-CO | 0 | 1350708 | 1350708 | 0 | 0 | 0 | 0 | 0 | 0 | 0 | 0 | 0 | 0 | 0 | 0 | 0 | 0 | 0 | 0 | 0 | 0 | 0 | 0 | 12 | 1
NO |  | 79 | 2016 | 2 | 31 | 31 |  | Grand Ave | Navy/Terrace | 161 | 161 | Ug Const | 0.56 | 0 | 1 | 2500M-CO | 0 | 148974 | 148974 | 0 | 0 | 0 | 0 | 0 | 0 | 0 | 0 | 0 | 0 | 0 | 0 | 0 | 0 | 0 | 0 | 0 | 0 | 0 | 0 | 12 | 1
NO |  | 79 | 2016 | 2 | 32 | 32 |  | Total 161 Kv Underground |  | 0 | 0 |  | 30.52 | 0 | 6 |  | 0 | 5313099 | 5313099 | 0 | 0 | 0 | 0 | 0 | 0 | 0 | 0 | 0 | 0 | 0 | 0 | 0 | 0 | 0 | 0 | 0 | 0 | 0 | 0 | 12 | 1
NO |  | 79 | 2016 | 2 | 35 | 35 |  | Kansas (Overhead Lines) |  | 0 | 0 |  | 0 | 0 | 0 |  | 0 | 0 | 0 | 0 | 0 | 0 | 0 | 0 | 0 | 0 | 0 | 0 | 0 | 0 | 0 | 0 | 0 | 0 | 0 | 0 | 0 | 0 | 0 | 12 | 1
NO |  | 79 | 2016 | 3 | 1 | 1 |  | Swissvale | Stilwell | 345 | 345 | Wd-H-Frame | 34.51 | 0 | 1 | 795M-AL | 207326 | 3174408 | 3381734 | 0 | 0 | 0 | 0 | 0 | 0 | 0 | 0 | 0 | 0 | 0 | 0 | 0 | 0 | 0 | 0 | 0 | 0 | 0 | 0 | 12 | 1
NO |  | 79 | 2016 | 3 | 2 | 2 |  | Stilwell | Sibley | 345 | 345 | Wd-H-Frame | 3.05 | 0 | 1 | 795M-AL | 37478 | 294818 | 332296 | 0 | 0 | 0 | 0 | 0 | 0 | 0 | 0 | 0 | 0 | 0 | 0 | 0 | 0 | 0 | 0 | 0 | 0 | 0 | 0 | 12 | 1
NO |  | 79 | 2016 | 3 | 3 | 3 |  | LaCygne | Stilwell | 345 | 345 | Wd-H-Frame | 30.78 | 0 | 1 | 795M-AL | 369948 | 9786441 | 10156389 | 0 | 0 | 0 | 0 | 0 | 0 | 0 | 0 | 0 | 0 | 0 | 0 | 0 | 0 | 0 | 0 | 0 | 0 | 0 | 0 | 12 | 1
NO |  | 79 | 2016 | 3 | 4 | 4 |  | LaCygne | W. Gardner | 345 | 345 | Wd-H-Frame | 40.38 | 0 | 1 | 954M-AL | 681536 | 13261894 | 13943430 | 0 | 0 | 0 | 0 | 0 | 0 | 0 | 0 | 0 | 0 | 0 | 0 | 0 | 0 | 0 | 0 | 0 | 0 | 0 | 0 | 12 | 1
NO |  | 79 | 2016 | 3 | 5 | 5 |  | DC Craig | Gardner/Cedar Ck | 345 | 345 | Steel Pole | 2.06 | 0 | 2 | 954M-AL | 0 | 803493 | 803493 | 0 | 0 | 0 | 0 | 0 | 0 | 0 | 0 | 0 | 0 | 0 | 0 | 0 | 0 | 0 | 0 | 0 | 0 | 0 | 0 | 12 | 1
NO |  | 79 | 2016 | 3 | 6 | 6 |  | River X Iatan | Stranger Creek Jct | 345 | 345 | Tower | 0.4 | 0 | 1 | 954M-AL | 0 | 559252 | 559252 | 0 | 0 | 0 | 0 | 0 | 0 | 0 | 0 | 0 | 0 | 0 | 0 | 0 | 0 | 0 | 0 | 0 | 0 | 0 | 0 | 12 | 1
NO |  | 79 | 2016 | 3 | 7 | 7 |  | Iatan | Stranger Creek Jct | 345 | 345 | Wd-H-Frame | 11.9 | 0 | 1 | 954M-AL | 447286 | 3340245 | 3787531 | 0 | 0 | 0 | 0 | 0 | 0 | 0 | 0 | 0 | 0 | 0 | 0 | 0 | 0 | 0 | 0 | 0 | 0 | 0 | 0 | 12 | 1
NO |  | 79 | 2016 | 3 | 8 | 8 |  | Stranger Creek Jct | Craig | 345 | 345 | Wd-H-Frame | 28.14 | 0 | 1 | 954M-AL | 1313316 | 4324929 | 5638245 | 0 | 0 | 0 | 0 | 0 | 0 | 0 | 0 | 0 | 0 | 0 | 0 | 0 | 0 | 0 | 0 | 0 | 0 | 0 | 0 | 12 | 1
NO |  | 79 | 2016 | 3 | 9 | 9 |  | Craig | W. Gardner | 345 | 345 | Wd-H-Frame | 16.19 | 0 | 1 | 954M-AL | 1135735 | 1302665 | 2438400 | 0 | 0 | 0 | 0 | 0 | 0 | 0 | 0 | 0 | 0 | 0 | 0 | 0 | 0 | 0 | 0 | 0 | 0 | 0 | 0 | 12 | 1
NO |  | 79 | 2016 | 3 | 10 | 10 |  | DC W Gardner | LaCygne/Craig | 345 | 345 | Steel Pole | 0.05 | 0 | 2 | 954M-AL | 0 | 75237 | 75237 | 0 | 0 | 0 | 0 | 0 | 0 | 0 | 0 | 0 | 0 | 0 | 0 | 0 | 0 | 0 | 0 | 0 | 0 | 0 | 0 | 12 | 1
NO |  | 79 | 2016 | 3 | 11 | 11 |  | DC W Gardner | LaCygne/Ottawa | 345 | 345 | St Pole/H-Fr | 0.49 | 0 | 2 | 954M-AL | 0 | 369569 | 369569 | 0 | 0 | 0 | 0 | 0 | 0 | 0 | 0 | 0 | 0 | 0 | 0 | 0 | 0 | 0 | 0 | 0 | 0 | 0 | 0 | 12 | 1
NO |  | 79 | 2016 | 3 | 12 | 12 |  | Wolf Creek |  | 345 | 345 |  | 0 | 0 | 0 |  | 355 | 103731 | 104086 | 0 | 0 | 0 | 0 | 0 | 0 | 0 | 0 | 0 | 0 | 0 | 0 | 0 | 0 | 0 | 0 | 0 | 0 | 0 | 0 | 12 | 1
NO |  | 79 | 2016 | 3 | 13 | 13 |  | Total 345 Kv |  | 0 | 0 |  | 167.95 | 0 | 14 |  | 4192980 | 37396682 | 41589662 | 0 | 0 | 0 | 0 | 0 | 0 | 0 | 0 | 0 | 0 | 0 | 0 | 0 | 0 | 0 | 0 | 0 | 0 | 0 | 0 | 12 | 1
NO |  | 79 | 2016 | 3 | 14 | 14 |  | Leeds | Roeland Pk | 161 | 161 | Wd-H-Frame | 0.17 | 0 | 1 | 1192M-AL | 1783 | 24020 | 25803 | 0 | 0 | 0 | 0 | 0 | 0 | 0 | 0 | 0 | 0 | 0 | 0 | 0 | 0 | 0 | 0 | 0 | 0 | 0 | 0 | 12 | 1
NO |  | 79 | 2016 | 3 | 15 | 15 |  | Greenwood | Shawnee | 161 | 161 | Wd-H-Frame | 3.12 | 0 | 1 | 1192M-AL | 7793 | 306456 | 314249 | 0 | 0 | 0 | 0 | 0 | 0 | 0 | 0 | 0 | 0 | 0 | 0 | 0 | 0 | 0 | 0 | 0 | 0 | 0 | 0 | 12 | 1
NO |  | 79 | 2016 | 3 | 16 | 16 |  | Oxford | Olathe | 161 | 161 | Steel Pole | 3.08 | 0 | 1 | 1192M-AL | 43596 | 234725 | 278321 | 0 | 0 | 0 | 0 | 0 | 0 | 0 | 0 | 0 | 0 | 0 | 0 | 0 | 0 | 0 | 0 | 0 | 0 | 0 | 0 | 12 | 1
NO |  | 79 | 2016 | 3 | 17 | 17 |  | Mission Jct | Kenilworth | 161 | 161 | Wd-H-Frame | 4.79 | 0 | 1 | 1192M-AL | 113727 | 466594 | 580321 | 0 | 0 | 0 | 0 | 0 | 0 | 0 | 0 | 0 | 0 | 0 | 0 | 0 | 0 | 0 | 0 | 0 | 0 | 0 | 0 | 12 | 1
NO |  | 79 | 2016 | 3 | 18 | 18 |  | Overland Pk | Roeland Pk | 161 | 161 | Wd-H-Frame | 9.43 | 0 | 1 | 556M-AL | 280583 | 3809055 | 4089638 | 0 | 0 | 0 | 0 | 0 | 0 | 0 | 0 | 0 | 0 | 0 | 0 | 0 | 0 | 0 | 0 | 0 | 0 | 0 | 0 | 12 | 1
NO |  | 79 | 2016 | 3 | 19 | 19 |  | Common R/W | Shawnee-Fisher Jct | 161 | 161 |  | 0 | 0 | 0 |  | 17541 | 0 | 17541 | 0 | 0 | 0 | 0 | 0 | 0 | 0 | 0 | 0 | 0 | 0 | 0 | 0 | 0 | 0 | 0 | 0 | 0 | 0 | 0 | 12 | 1
NO |  | 79 | 2016 | 3 | 20 | 20 |  | Maywood | Weatherby | 161 | 161 | Wd-H-Frame | 5.77 | 0 | 1 | 1192M-AL | 159387 | 787316 | 946703 | 0 | 0 | 0 | 0 | 0 | 0 | 0 | 0 | 0 | 0 | 0 | 0 | 0 | 0 | 0 | 0 | 0 | 0 | 0 | 0 | 12 | 1
NO |  | 79 | 2016 | 3 | 21 | 21 |  | Montrose | Stilwell #13 | 161 | 161 | Wd-H-Frame | 3.26 | 0 | 1 | 1192M-AL | 10350 | 233736 | 244086 | 0 | 0 | 0 | 0 | 0 | 0 | 0 | 0 | 0 | 0 | 0 | 0 | 0 | 0 | 0 | 0 | 0 | 0 | 0 | 0 | 12 | 1
NO |  | 79 | 2016 | 3 | 22 | 22 |  | Montrose | Archie-Stilwell | 161 | 161 | Wd-H-Frame | 3.14 | 0 | 1 | 1192M-AL | 9967 | 94796 | 104763 | 0 | 0 | 0 | 0 | 0 | 0 | 0 | 0 | 0 | 0 | 0 | 0 | 0 | 0 | 0 | 0 | 0 | 0 | 0 | 0 | 12 | 1
NO |  | 79 | 2016 | 3 | 23 | 23 |  | Stilwell | Hickman | 161 | 161 | Wd-H-Frame | 6.94 | 0 | 1 | 1192M-AL | 58747 | 868861 | 927608 | 0 | 0 | 0 | 0 | 0 | 0 | 0 | 0 | 0 | 0 | 0 | 0 | 0 | 0 | 0 | 0 | 0 | 0 | 0 | 0 | 12 | 1
NO |  | 79 | 2016 | 3 | 24 | 24 |  | Brookridge | Overland Pk | 161 | 161 | Wd-H-Frame | 2.04 | 0 | 1 | 1192M-AL | 39850 | 898636 | 938486 | 0 | 0 | 0 | 0 | 0 | 0 | 0 | 0 | 0 | 0 | 0 | 0 | 0 | 0 | 0 | 0 | 0 | 0 | 0 | 0 | 12 | 1
NO |  | 79 | 2016 | 3 | 25 | 25 |  | Stilwell | Antioch | 161 | 161 | Wd-H-Frame | 8.45 | 0 | 1 | 1192M-AL | 70033 | 2104293 | 2174326 | 0 | 0 | 0 | 0 | 0 | 0 | 0 | 0 | 0 | 0 | 0 | 0 | 0 | 0 | 0 | 0 | 0 | 0 | 0 | 0 | 12 | 1
NO |  | 79 | 2016 | 3 | 26 | 26 |  | Wagstaff | Centennial | 161 | 161 | Wd-H-Frame | 11.33 | 0 | 1 | 397M-AL | 27346 | 1658719 | 1686065 | 0 | 0 | 0 | 0 | 0 | 0 | 0 | 0 | 0 | 0 | 0 | 0 | 0 | 0 | 0 | 0 | 0 | 0 | 0 | 0 | 12 | 1
NO |  | 79 | 2016 | 3 | 27 | 27 |  | Paola | Marmaton | 161 | 161 | Wd-H-Frame | 51.53 | 0 | 1 | 336M-AL | 50149 | 7011114 | 7061263 | 0 | 0 | 0 | 0 | 0 | 0 | 0 | 0 | 0 | 0 | 0 | 0 | 0 | 0 | 0 | 0 | 0 | 0 | 0 | 0 | 12 | 1
NO |  | 79 | 2016 | 3 | 28 | 28 |  | Paola | S. Ottawa | 161 | 161 | Wd-H-Frame | 21.81 | 0 | 1 | 397M-AL | 32288 | 1530306 | 1562594 | 0 | 0 | 0 | 0 | 0 | 0 | 0 | 0 | 0 | 0 | 0 | 0 | 0 | 0 | 0 | 0 | 0 | 0 | 0 | 0 | 12 | 1
NO |  | 79 | 2016 | 3 | 29 | 29 |  | Merriam | Greenwood | 161 | 161 | Wd-H-Frame | 4.73 | 0 | 1 | 477M-AL | 341849 | 581281 | 923130 | 0 | 0 | 0 | 0 | 0 | 0 | 0 | 0 | 0 | 0 | 0 | 0 | 0 | 0 | 0 | 0 | 0 | 0 | 0 | 0 | 12 | 1
NO |  | 79 | 2016 | 3 | 30 | 30 |  | Greenwood | Midland | 161 | 161 | Wd-H-Frame | 2.23 | 0 | 1 | 795M-AL | 130229 | 316318 | 446547 | 0 | 0 | 0 | 0 | 0 | 0 | 0 | 0 | 0 | 0 | 0 | 0 | 0 | 0 | 0 | 0 | 0 | 0 | 0 | 0 | 12 | 1
NO |  | 79 | 2016 | 3 | 31 | 31 |  | Greenwood | Metropolitan | 161 | 161 | Wd-H-Frame | 4.98 | 0 | 1 | 1192M-AL | 362037 | 699200 | 1061237 | 0 | 0 | 0 | 0 | 0 | 0 | 0 | 0 | 0 | 0 | 0 | 0 | 0 | 0 | 0 | 0 | 0 | 0 | 0 | 0 | 12 | 1
NO |  | 79 | 2016 | 3 | 32 | 32 |  | Kenilworth | Lenexa | 161 | 161 | Wood Pole | 11.43 | 0 | 1 | 1192M-AL | 178955 | 1169247 | 1348202 | 0 | 0 | 0 | 0 | 0 | 0 | 0 | 0 | 0 | 0 | 0 | 0 | 0 | 0 | 0 | 0 | 0 | 0 | 0 | 0 | 12 | 1
NO |  | 79 | 2016 | 3 | 33 | 33 |  | College | Olathe | 161 | 161 | Wood Pole | 3.72 | 0 | 1 | 1192M-AL | 0 | 284381 | 284381 | 0 | 0 | 0 | 0 | 0 | 0 | 0 | 0 | 0 | 0 | 0 | 0 | 0 | 0 | 0 | 0 | 0 | 0 | 0 | 0 | 12 | 1
NO |  | 79 | 2016 | 3 | 34 | 34 |  | Craig | Lenexa | 161 | 161 | Steel Pole | 0.22 | 0 | 1 | 954M-AL | 0 | 26461 | 26461 | 0 | 0 | 0 | 0 | 0 | 0 | 0 | 0 | 0 | 0 | 0 | 0 | 0 | 0 | 0 | 0 | 0 | 0 | 0 | 0 | 12 | 1
NO |  | 79 | 2016 | 3 | 35 | 35 |  | Craig | College | 161 | 161 | Wd-H-Frame | 0.47 | 0 | 1 | 1192M-AL | 82697 | 534891 | 617588 | 0 | 0 | 0 | 0 | 0 | 0 | 0 | 0 | 0 | 0 | 0 | 0 | 0 | 0 | 0 | 0 | 0 | 0 | 0 | 0 | 12 | 1
NO |  | 79 | 2016 | 4 | 1 | 1 |  | Craig | Greenwood #3 | 161 | 161 | Wd-H-Frame | 3.98 | 0 | 1 | 1192M-AL | 151667 | 226775 | 378442 | 0 | 0 | 0 | 0 | 0 | 0 | 0 | 0 | 0 | 0 | 0 | 0 | 0 | 0 | 0 | 0 | 0 | 0 | 0 | 0 | 12 | 1
NO |  | 79 | 2016 | 4 | 2 | 2 |  | DC Craig-Greenwood | Lenexa-Kenilworth | 161 | 161 | Steel Pole | 0.11 | 0 | 2 | 1192M-AL | 77465 | 105989 | 183454 | 0 | 0 | 0 | 0 | 0 | 0 | 0 | 0 | 0 | 0 | 0 | 0 | 0 | 0 | 0 | 0 | 0 | 0 | 0 | 0 | 12 | 1
NO |  | 79 | 2016 | 4 | 3 | 3 |  | DC Craig | Lenexa/Greenwood | 161 | 161 | Steel Pole | 2.73 | 0 | 2 | 1192M-AL | 443416 | 808963 | 1252379 | 0 | 0 | 0 | 0 | 0 | 0 | 0 | 0 | 0 | 0 | 0 | 0 | 0 | 0 | 0 | 0 | 0 | 0 | 0 | 0 | 12 | 1
NO |  | 79 | 2016 | 4 | 4 | 4 |  | DC Moonlight | Murlen/Gardner | 161 | 161 | StI-Wd-Pole | 0.39 | 0 | 2 | 1192M-AL | 4753 | 174943 | 179696 | 0 | 0 | 0 | 0 | 0 | 0 | 0 | 0 | 0 | 0 | 0 | 0 | 0 | 0 | 0 | 0 | 0 | 0 | 0 | 0 | 12 | 1
NO |  | 79 | 2016 | 4 | 5 | 5 |  | Moonlight | W. Gardner | 161 | 161 | Steel Pole | 6.34 | 0 | 1 | 1192M-AL | 128482 | 913258 | 1041740 | 0 | 0 | 0 | 0 | 0 | 0 | 0 | 0 | 0 | 0 | 0 | 0 | 0 | 0 | 0 | 0 | 0 | 0 | 0 | 0 | 12 | 1
NO |  | 79 | 2016 | 4 | 6 | 6 |  | Switzer | Riley | 161 | 161 | Steel Pole | 1.82 | 0 | 1 | 1192M-AL | 19114 | 516447 | 535561 | 0 | 0 | 0 | 0 | 0 | 0 | 0 | 0 | 0 | 0 | 0 | 0 | 0 | 0 | 0 | 0 | 0 | 0 | 0 | 0 | 12 | 1
NO |  | 79 | 2016 | 4 | 7 | 7 |  | Switzer | Olathe | 161 | 161 | Steel Pole | 4.59 | 0 | 1 | 1192M-AL | 33616 | 2591007 | 2624623 | 0 | 0 | 0 | 0 | 0 | 0 | 0 | 0 | 0 | 0 | 0 | 0 | 0 | 0 | 0 | 0 | 0 | 0 | 0 | 0 | 12 | 1
NO |  | 79 | 2016 | 4 | 8 | 8 |  | DC Switzer | Riley/Olathe | 161 | 161 | Steel Pole | 0.22 | 0 | 2 | 1192M-AL | 105478 | 136435 | 241913 | 0 | 0 | 0 | 0 | 0 | 0 | 0 | 0 | 0 | 0 | 0 | 0 | 0 | 0 | 0 | 0 | 0 | 0 | 0 | 0 | 12 | 1
NO |  | 79 | 2016 | 4 | 9 | 9 |  | DC Oxford | Antioch/Olathe | 161 | 161 | Wood Pole | 1.3 | 0 | 2 | 1192M-AL | 123083 | 432663 | 555746 | 0 | 0 | 0 | 0 | 0 | 0 | 0 | 0 | 0 | 0 | 0 | 0 | 0 | 0 | 0 | 0 | 0 | 0 | 0 | 0 | 12 | 1
NO |  | 79 | 2016 | 4 | 10 | 10 |  | Olathe | Murlen | 161 | 161 | StI-Wd-Pole | 4.58 | 0 | 1 | 1192M-AL | 253076 | 469613 | 722689 | 0 | 0 | 0 | 0 | 0 | 0 | 0 | 0 | 0 | 0 | 0 | 0 | 0 | 0 | 0 | 0 | 0 | 0 | 0 | 0 | 12 | 1
NO |  | 79 | 2016 | 4 | 11 | 11 |  | Kenilworth | Overland Pk | 161 | 161 | Wd-H-Frame | 3.28 | 0 | 1 | 1192M-AL | 166187 | 674120 | 840307 | 0 | 0 | 0 | 0 | 0 | 0 | 0 | 0 | 0 | 0 | 0 | 0 | 0 | 0 | 0 | 0 | 0 | 0 | 0 | 0 | 12 | 1
NO |  | 79 | 2016 | 4 | 12 | 12 |  | DC Overland Pk | Brookrdg/Kenilworth | 161 | 161 | Wd-H-Frame | 0.12 | 0 | 2 | 556M-AL | 8588 | 67273 | 75861 | 0 | 0 | 0 | 0 | 0 | 0 | 0 | 0 | 0 | 0 | 0 | 0 | 0 | 0 | 0 | 0 | 0 | 0 | 0 | 0 | 12 | 1
NO |  | 79 | 2016 | 4 | 13 | 13 |  | Centennial | Paola | 161 | 161 | Wood Pole | 2.86 | 0 | 1 | 1192M-AL | 0 | 405443 | 405443 | 0 | 0 | 0 | 0 | 0 | 0 | 0 | 0 | 0 | 0 | 0 | 0 | 0 | 0 | 0 | 0 | 0 | 0 | 0 | 0 | 12 | 1
NO |  | 79 | 2016 | 4 | 14 | 14 |  | Gardner | Ottawa | 161 | 161 | Wd-H-Frame | 24.34 | 0 | 1 | 1192M-AL | 591458 | 3769481 | 4360939 | 0 | 0 | 0 | 0 | 0 | 0 | 0 | 0 | 0 | 0 | 0 | 0 | 0 | 0 | 0 | 0 | 0 | 0 | 0 | 0 | 12 | 1
NO |  | 79 | 2016 | 4 | 15 | 15 |  | Stilwell | Spring Hill | 161 | 161 | Wd-H-Frame | 9.35 | 0 | 1 | 1192M-AL | 353000 | 1924670 | 2277670 | 0 | 0 | 0 | 0 | 0 | 0 | 0 | 0 | 0 | 0 | 0 | 0 | 0 | 0 | 0 | 0 | 0 | 0 | 0 | 0 | 12 | 1
NO |  | 79 | 2016 | 4 | 16 | 16 |  | DC Stilwell | Redel/Spring Hill | 161 | 161 | Wd-H-Frame | 1.31 | 0 | 2 | 1192M-AL | 0 | 571565 | 571565 | 0 | 0 | 0 | 0 | 0 | 0 | 0 | 0 | 0 | 0 | 0 | 0 | 0 | 0 | 0 | 0 | 0 | 0 | 0 | 0 | 12 | 1
NO |  | 79 | 2016 | 4 | 17 | 17 |  | Antioch | Oxford | 161 | 161 | Wd-H-Frame | 4.9 | 0 | 1 | 1192M-AL | 0 | 1433019 | 1433019 | 0 | 0 | 0 | 0 | 0 | 0 | 0 | 0 | 0 | 0 | 0 | 0 | 0 | 0 | 0 | 0 | 0 | 0 | 0 | 0 | 12 | 1
NO |  | 79 | 2016 | 4 | 18 | 18 |  | W Gardner | Cedar Creek | 161 | 161 | StI PI/StI-H-F | 14.46 | 0 | 1 | 1192M-AL | 301786 | 3644673 | 3946459 | 0 | 0 | 0 | 0 | 0 | 0 | 0 | 0 | 0 | 0 | 0 | 0 | 0 | 0 | 0 | 0 | 0 | 0 | 0 | 0 | 12 | 1
NO |  | 79 | 2016 | 4 | 19 | 19 |  | Martin City | Redel | 161 | 161 | Wd-H-Frame | 2.74 | 0 | 1 | 1192M-AL | 2838 | 390654 | 393492 | 0 | 0 | 0 | 0 | 0 | 0 | 0 | 0 | 0 | 0 | 0 | 0 | 0 | 0 | 0 | 0 | 0 | 0 | 0 | 0 | 12 | 1
NO |  | 79 | 2016 | 4 | 20 | 20 |  | Redel | Stilwell | 161 | 161 | Wd-H-Frame | 4.21 | 0 | 1 | 1192M-AL | 4647 | 843349 | 847996 | 0 | 0 | 0 | 0 | 0 | 0 | 0 | 0 | 0 | 0 | 0 | 0 | 0 | 0 | 0 | 0 | 0 | 0 | 0 | 0 | 12 | 1
NO |  | 79 | 2016 | 4 | 21 | 21 |  | Craig | Pflumm | 161 | 161 | Steel Pole | 4.99 | 0 | 1 | 954M-AL | 430140 | 3464497 | 3894637 | 0 | 0 | 0 | 0 | 0 | 0 | 0 | 0 | 0 | 0 | 0 | 0 | 0 | 0 | 0 | 0 | 0 | 0 | 0 | 0 | 12 | 1
NO |  | 79 | 2016 | 4 | 22 | 22 |  | Pflumm | Overland Park | 161 | 161 | Steel Pole | 1.83 | 0 | 1 | 954M-AL | 175242 | 1358783 | 1534025 | 0 | 0 | 0 | 0 | 0 | 0 | 0 | 0 | 0 | 0 | 0 | 0 | 0 | 0 | 0 | 0 | 0 | 0 | 0 | 0 | 12 | 1
NO |  | 79 | 2016 | 4 | 23 | 23 |  | Metropolitan | Maywood | 161 | 161 | StI-Wd-H-Fr | 5.6 | 0 | 1 | 1192M-AL | 0 | 936225 | 936225 | 0 | 0 | 0 | 0 | 0 | 0 | 0 | 0 | 0 | 0 | 0 | 0 | 0 | 0 | 0 | 0 | 0 | 0 | 0 | 0 | 12 | 1
NO |  | 79 | 2016 | 4 | 24 | 24 |  | Cedar Creek | Greenwood | 161 | 161 | StI-Wd-Pole | 9.89 | 0 | 1 | 1192M-AL | 368060 | 1753723 | 2121783 | 0 | 0 | 0 | 0 | 0 | 0 | 0 | 0 | 0 | 0 | 0 | 0 | 0 | 0 | 0 | 0 | 0 | 0 | 0 | 0 | 12 | 1
NO |  | 79 | 2016 | 4 | 25 | 25 |  | DC Craig | Overland Park/College | 161 | 161 | Steel Pole | 1.77 | 0 | 2 | 1192M-AL | 235117 | 977135 | 1212252 | 0 | 0 | 0 | 0 | 0 | 0 | 0 | 0 | 0 | 0 | 0 | 0 | 0 | 0 | 0 | 0 | 0 | 0 | 0 | 0 | 12 | 1
NO |  | 79 | 2016 | 4 | 26 | 26 |  | Lenexa Tap | Craig-Greenwood | 161 | 161 | Steel Pole | 0.06 | 0 | 1 | 1192M-AL | 0 | 31755 | 31755 | 0 | 0 | 0 | 0 | 0 | 0 | 0 | 0 | 0 | 0 | 0 | 0 | 0 | 0 | 0 | 0 | 0 | 0 | 0 | 0 | 12 | 1
NO |  | 79 | 2016 | 4 | 27 | 27 |  | DC Riley | Brookridge/Switzer | 161 | 161 | Steel Pole | 1.53 | 0 | 2 | 1192M-AL | 1382519 | 920621 | 2303140 | 0 | 0 | 0 | 0 | 0 | 0 | 0 | 0 | 0 | 0 | 0 | 0 | 0 | 0 | 0 | 0 | 0 | 0 | 0 | 0 | 12 | 1
NO |  | 79 | 2016 | 4 | 28 | 28 |  | Brookridge | Riley | 161 | 161 | Steel Pole | 2.56 | 0 | 1 | 1192M-AL | 26805 | 702929 | 729734 | 0 | 0 | 0 | 0 | 0 | 0 | 0 | 0 | 0 | 0 | 0 | 0 | 0 | 0 | 0 | 0 | 0 | 0 | 0 | 0 | 12 | 1
NO |  | 79 | 2016 | 4 | 29 | 29 |  | Craig | Cedar Creek | 161 | 161 | StI-Wd-H-Fr | 1.3 | 0 | 1 | 1192M-AL | 0 | 310977 | 310977 | 0 | 0 | 0 | 0 | 0 | 0 | 0 | 0 | 0 | 0 | 0 | 0 | 0 | 0 | 0 | 0 | 0 | 0 | 0 | 0 | 12 | 1
NO |  | 79 | 2016 | 4 | 30 | 30 |  | Tomahawk | Mission Jct | 161 | 161 | Wd-H-Frame | 1.73 | 0 | 1 | 1192M-AL | 80554 | 439181 | 519735 | 0 | 0 | 0 | 0 | 0 | 0 | 0 | 0 | 0 | 0 | 0 | 0 | 0 | 0 | 0 | 0 | 0 | 0 | 0 | 0 | 12 | 1
NO |  | 79 | 2016 | 4 | 31 | 31 |  | Riley | Sprint | 161 | 161 | Steel Pole | 0.9 | 0 | 1 | 1192M-AL | 0 | 300706 | 300706 | 0 | 0 | 0 | 0 | 0 | 0 | 0 | 0 | 0 | 0 | 0 | 0 | 0 | 0 | 0 | 0 | 0 | 0 | 0 | 0 | 12 | 1
NO |  | 79 | 2016 | 4 | 32 | 32 |  | Sprint | Mission Jct | 161 | 161 | Steel Pole | 2.63 | 0 | 1 | 1192M-AL | 0 | 820623 | 820623 | 0 | 0 | 0 | 0 | 0 | 0 | 0 | 0 | 0 | 0 | 0 | 0 | 0 | 0 | 0 | 0 | 0 | 0 | 0 | 0 | 12 | 1
NO |  | 79 | 2016 | 4 | 33 | 33 |  | Bucyrus | Wagstaff | 161 | 161 | Wd-H-Frame | 4.22 | 0 | 1 | 1192M-AL | 11139 | 571623 | 582762 | 0 | 0 | 0 | 0 | 0 | 0 | 0 | 0 | 0 | 0 | 0 | 0 | 0 | 0 | 0 | 0 | 0 | 0 | 0 | 0 | 12 | 1
NO |  | 79 | 2016 | 4 | 34 | 34 |  | Stilwell | Bucyrus | 161 | 161 | Wd-H-Frame | 3.05 | 0 | 1 | 1192M-AL | 0 | 562714 | 562714 | 0 | 0 | 0 | 0 | 0 | 0 | 0 | 0 | 0 | 0 | 0 | 0 | 0 | 0 | 0 | 0 | 0 | 0 | 0 | 0 | 12 | 1
NO |  | 79 | 2016 | 4 | 35 | 35 |  | Bucyrus | N Louisburg | 161 | 161 | Steel Pole | 7.85 | 0 | 1 | 1192M-AL | 381708 | 2559953 | 2941661 | 0 | 0 | 0 | 0 | 0 | 0 | 0 | 0 | 0 | 0 | 0 | 0 | 0 | 0 | 0 | 0 | 0 | 0 | 0 | 0 | 12 | 1
NO |  | 79 | 2016 | 5 | 1 | 1 |  | Paola | Osawatomie | 161 | 161 | Steel Pole | 0.32 | 0 | 1 | 954M-AL | 0 | 222129 | 222129 | 0 | 0 | 0 | 0 | 0 | 0 | 0 | 0 | 0 | 0 | 0 | 0 | 0 | 0 | 0 | 0 | 0 | 0 | 0 | 0 | 12 | 1
NO |  | 79 | 2016 | 5 | 2 | 2 |  | W Gardner | Cedar Niles | 161 | 161 | Steel Pole | 8.2 | 0 | 1 | 1192M-AL | 629412 | 2929962 | 3559374 | 0 | 0 | 0 | 0 | 0 | 0 | 0 | 0 | 0 | 0 | 0 | 0 | 0 | 0 | 0 | 0 | 0 | 0 | 0 | 0 | 12 | 1
NO |  | 79 | 2016 | 5 | 3 | 3 |  | DC SE Ottawa | Gardner/S Ottawa | 161 | 161 | StI-H-Frame | 1.34 | 0 | 2 | 1192M-AL | 0 | 67 | 67 | 0 | 0 | 0 | 0 | 0 | 0 | 0 | 0 | 0 | 0 | 0 | 0 | 0 | 0 | 0 | 0 | 0 | 0 | 0 | 0 | 12 | 1
NO |  | 79 | 2016 | 5 | 4 | 4 |  | Moonlight | Quarry | 161 | 161 | Wd-StI Pole | 4.82 | 0 | 1 | 1192M-AL | 241093 | 628541 | 869634 | 0 | 0 | 0 | 0 | 0 | 0 | 0 | 0 | 0 | 0 | 0 | 0 | 0 | 0 | 0 | 0 | 0 | 0 | 0 | 0 | 12 | 1
NO |  | 79 | 2016 | 5 | 5 | 5 |  | Quarry | Murlen | 161 | 161 | Wd/StI Pole | 5.62 | 0 | 1 | 1192M-AL | 241093 | 3216315 | 3457408 | 0 | 0 | 0 | 0 | 0 | 0 | 0 | 0 | 0 | 0 | 0 | 0 | 0 | 0 | 0 | 0 | 0 | 0 | 0 | 0 | 12 | 1
NO |  | 79 | 2016 | 5 | 6 | 6 |  | SE Ottawa | S Ottawa | 161 | 161 | Wd Frm/StI Pl | 1.46 | 0 | 1 | 1192M-AL | 0 | 444155 | 444155 | 0 | 0 | 0 | 0 | 0 | 0 | 0 | 0 | 0 | 0 | 0 | 0 | 0 | 0 | 0 | 0 | 0 | 0 | 0 | 0 | 12 | 1
NO |  | 79 | 2016 | 5 | 7 | 7 |  | W Gardner | Bull Creek | 161 | 161 |  | 0.26 | 0 | 1 | 954M-AL | 0 | 90512 | 90512 | 0 | 0 | 0 | 0 | 0 | 0 | 0 | 0 | 0 | 0 | 0 | 0 | 0 | 0 | 0 | 0 | 0 | 0 | 0 | 0 | 12 | 1
NO |  | 79 | 2016 | 5 | 8 | 8 |  | Underground Lines: |  | 0 | 0 |  | 0 | 0 | 0 |  | 0 | 0 | 0 | 0 | 0 | 0 | 0 | 0 | 0 | 0 | 0 | 0 | 0 | 0 | 0 | 0 | 0 | 0 | 0 | 0 | 0 | 0 | 0 | 12 | 1
NO |  | 79 | 2016 | 5 | 9 | 9 |  | Midtown | Roe | 161 | 161 | Ug Const | 5.51 | 0 | 1 | 2500M-CO | 0 | 721097 | 721097 | 0 | 0 | 0 | 0 | 0 | 0 | 0 | 0 | 0 | 0 | 0 | 0 | 0 | 0 | 0 | 0 | 0 | 0 | 0 | 0 | 12 | 1
NO |  | 79 | 2016 | 5 | 10 | 10 |  | Total 161 Kv |  | 0 | 0 |  | 333.71 | 0 | 74 |  | 8990443 | 67704969 | 76695412 | 0 | 0 | 0 | 0 | 0 | 0 | 0 | 0 | 0 | 0 | 0 | 0 | 0 | 0 | 0 | 0 | 0 | 0 | 0 | 0 | 12 | 1
NO |  | 79 | 2016 | 5 | 11 | 11 |  | Windfarm | Spearville | 230 | 230 | Steel Pole | 0.31 | 0 | 1 | 1192M-AL | 0 | 401068 | 401068 | 0 | 0 | 0 | 0 | 0 | 0 | 0 | 0 | 0 | 0 | 0 | 0 | 0 | 0 | 0 | 0 | 0 | 0 | 0 | 0 | 12 | 1
NO |  | 79 | 2016 | 5 | 12 | 12 |  | Total 230 Kv |  | 0 | 0 |  | 0.31 | 0 | 1 |  | 0 | 401068 | 401068 | 0 | 0 | 0 | 0 | 0 | 0 | 0 | 0 | 0 | 0 | 0 | 0 | 0 | 0 | 0 | 0 | 0 | 0 | 0 | 0 | 12 | 1
NO |  | 79 | 2016 | 5 | 13 | 13 |  | Various 66 Kv |  | 0 | 0 |  | 3.01 | 0 | 0 |  | 0 | 415977 | 415977 | 0 | 0 | 0 | 0 | 0 | 0 | 0 | 0 | 0 | 0 | 0 | 0 | 0 | 0 | 0 | 0 | 0 | 0 | 0 | 0 | 12 | 1
SI/NO | A | 79 | 2016 | 5 | 14 | 14 |  | Total 66 Kv |  | 0 | 0 |  | 3.01 | 0 | 0 |  | 0 | 415977 | 415977 | 0 | 0 | 0 | 10361.6735 | 0 | 0 | 0 | 0 | 0 | 0 | 0 | 0 | 0 | 0 | 0 | 0 | 0 | 0 | 0 | 0 | 12 | 1
NO |  | 79 | 2016 | 5 | 15 | 15 |  | Various 33 Kv |  | 0 | 0 |  | 358.63 | 0 | 0 |  | 527387 | 23841642 | 24369029 | 0 | 0 | 0 | 0 | 0 | 0 | 0 | 0 | 0 | 0 | 0 | 0 | 0 | 0 | 0 | 0 | 0 | 0 | 0 | 0 | 12 | 1
SI/NO | A | 79 | 2016 | 5 | 16 | 16 |  | Total 33 Kv |  | 0 | 0 |  | 358.63 | 0 | 0 |  | 527387 | 23841642 | 24369029 | 0 | 0 | 0 | 607014.1417 | 0 | 0 | 0 | 0 | 0 | 0 | 0 | 0 | 0 | 0 | 0 | 0 | 0 | 0 | 0 | 0 | 12 | 1
NO |  | 79 | 2016 | 5 | 17 | 17 |  | Transmission Line Expenses |  | 0 | 0 |  | 0 | 0 | 0 |  | 0 | 0 | 0 | 0 | 0 | 0 | 0 | 0 | 0 | 0 | 0 | 0 | 0 | 0 | 0 | 0 | 0 | 0 | 0 | 0 | 0 | 0 | 0 | 12 | 1
NO |  | 79 | 2016 | 5 | 18 | 18 |  | Overhead |  | 0 | 0 |  | 0 | 0 | 0 |  | 0 | 0 | 0 | 260361 | 2287700 | 2403265 | 4951326 | 0 | 0 | 0 | 0 | 0 | 0 | 0 | 0 | 0 | 0 | 0 | 0 | 0 | 0 | 0 | 0 | 12 | 1
NO |  | 79 | 2016 | 5 | 19 | 19 |  | Underground |  | 0 | 0 |  | 0 | 0 | 0 |  | 0 | 0 | 0 | 6154 | 75308 | 0 | 81462 | 0 | 0 | 0 | 0 | 0 | 0 | 0 | 0 | 0 | 0 | 0 | 0 | 0 | 0 | 0 | 0 | 12 | 1
NO |  | 80 | 2016 | 0 | 1 | 1 |  | 345 kV LINES: |  | 0 | 0 |  | 0 | 0 | 0 |  | 0 | 0 | 0 | 0 | 0 | 0 | 0 | 0 | 0 | 0 | 0 | 0 | 0 | 0 | 0 | 0 | 0 | 0 | 0 | 0 | 0 | 0 | 0 | 12 | 1
NO |  | 80 | 2016 | 0 | 2 | 2 |  | 01 Wichita KPL-KGE Tie | Wichita Sub | 345 | 345 | HFW | 60.67 | 0 | 1 | 795.0 ACSR | 359223 | 10358562 | 10717785 | 0 | 0 | 0 | 0 | 0 | 0 | 0 | 0 | 0 | 0 | 0 | 0 | 0 | 0 | 0 | 0 | 0 | 0 | 0 | 0 | 12 | 1
NO |  | 80 | 2016 | 0 | 4 | 4 |  | 09 Wichita | Woodring KGE-OGE Tie | 345 | 345 | HFW | 29.67 | 0 | 1 | 795.0 ACSR | 812818 | 13766938 | 14579756 | 0 | 0 | 0 | 0 | 0 | 0 | 0 | 0 | 0 | 0 | 0 | 0 | 0 | 0 | 0 | 0 | 0 | 0 | 0 | 0 | 12 | 1
NO |  | 80 | 2016 | 0 | 5 | 5 |  | 09 Wichita | Woodring KGE-OGE Tie | 345 | 345 | HFS | 30.32 | 0 | 1 | 795.0 ACSR | 0 | 0 | 0 | 0 | 0 | 0 | 0 | 0 | 0 | 0 | 0 | 0 | 0 | 0 | 0 | 0 | 0 | 0 | 660800606 | 0 | 0 | 0 | 0 | 12 | 1
NO |  | 80 | 2016 | 0 | 7 | 7 |  | 10 Wichita Sub | Benton Sub | 345 | 345 | HFW | 19.76 | 0 | 1 | 954.0 ACSR | 532700 | 2514222 | 3046922 | 0 | 0 | 0 | 0 | 0 | 0 | 0 | 0 | 0 | 0 | 0 | 0 | 0 | 0 | 0 | 0 | 0 | 0 | 0 | 0 | 12 | 1
NO |  | 80 | 2016 | 0 | 8 | 8 |  | 10 Benton Sub | Rose Hill Sub | 345 | 345 | HFW | 9.87 | 0 | 1 | 954.0 ACSR | 0 | 0 | 0 | 0 | 0 | 0 | 0 | 0 | 0 | 0 | 0 | 0 | 0 | 0 | 0 | 0 | 0 | 0 | 660800607 | 0 | 0 | 0 | 0 | 12 | 1
NO |  | 80 | 2016 | 0 | 9 | 9 |  | 10 Benton Sub | Rose Hill Sub | 345 | 345 | ST | 5.6 | 0 | 1 | 954.0 ACSR | 0 | 0 | 0 | 0 | 0 | 0 | 0 | 0 | 0 | 0 | 0 | 0 | 0 | 0 | 0 | 0 | 0 | 0 | 660800608 | 0 | 0 | 0 | 0 | 12 | 1
NO |  | 80 | 2016 | 0 | 11 | 11 |  | 11 Rose Hill Sub | Latham Sub | 345 | 345 | HFW | 30.44 | 0 | 1 | 954.0 ACSR | 575940 | 12466458 | 13042398 | 0 | 0 | 0 | 0 | 0 | 0 | 0 | 0 | 0 | 0 | 0 | 0 | 0 | 0 | 0 | 0 | 0 | 0 | 0 | 0 | 12 | 1
NO |  | 80 | 2016 | 0 | 12 | 12 |  | 11 Latham Sub | Str 593 | 345 | 345 | HFS | 6.88 | 0 | 1 | 954.0 ACSR | 0 | 0 | 0 | 0 | 0 | 0 | 0 | 0 | 0 | 0 | 0 | 0 | 0 | 0 | 0 | 0 | 0 | 0 | 660800609 | 0 | 0 | 0 | 0 | 12 | 1
NO |  | 80 | 2016 | 0 | 13 | 13 |  | Str 593 | Caney Sub | 345 | 345 | HFW | 1.18 | 0 | 1 | 954.0 ACSR | 0 | 0 | 0 | 0 | 0 | 0 | 0 | 0 | 0 | 0 | 0 | 0 | 0 | 0 | 0 | 0 | 0 | 0 | 660800610 | 0 | 0 | 0 | 0 | 12 | 1
NO |  | 80 | 2016 | 0 | 14 | 14 |  | Caney Sub | Neosho Sub | 345 | 345 | HFW | 75.75 | 0 | 1 | 954.0 ACSR | 0 | 0 | 0 | 0 | 0 | 0 | 0 | 0 | 0 | 0 | 0 | 0 | 0 | 0 | 0 | 0 | 0 | 0 | 660800611 | 0 | 0 | 0 | 0 | 12 | 1
NO |  | 80 | 2016 | 0 | 16 | 16 |  | 12 Neosho 345 Sub | LaCygne KGE-KCPL Tie | 345 | 345 | HFW | 82.44 | 0 | 1 | 954.0 ACSR | 466761 | 5804258 | 6271019 | 0 | 0 | 0 | 0 | 0 | 0 | 0 | 0 | 0 | 0 | 0 | 0 | 0 | 0 | 0 | 0 | 0 | 0 | 0 | 0 | 12 | 1
NO |  | 80 | 2016 | 0 | 17 | 17 |  | 12 Neosho 345 Sub | LaCygne KGE-KCPL Tie | 345 | 345 | ST | 1.08 | 0 | 1 | 954.0 ACSR | 0 | 0 | 0 | 0 | 0 | 0 | 0 | 0 | 0 | 0 | 0 | 0 | 0 | 0 | 0 | 0 | 0 | 0 | 660800612 | 0 | 0 | 0 | 0 | 12 | 1
NO |  | 80 | 2016 | 0 | 19 | 19 |  | 13 Neosho 345 Sub | Northeastern KGE-AEP Tie | 345 | 345 | HFW | 23.53 | 0 | 1 | 795.0 ACSR | 131636 | 1584454 | 1716090 | 0 | 0 | 0 | 0 | 0 | 0 | 0 | 0 | 0 | 0 | 0 | 0 | 0 | 0 | 0 | 0 | 0 | 0 | 0 | 0 | 12 | 1
NO |  | 80 | 2016 | 0 | 21 | 21 |  | 14 Neosho 345 Sub | Morgan KGE-AECI Tie | 345 | 345 | HFW | 31.01 | 0 | 1 | 795.0 ACSR | 225488 | 2032318 | 2257806 | 0 | 0 | 0 | 0 | 0 | 0 | 0 | 0 | 0 | 0 | 0 | 0 | 0 | 0 | 0 | 0 | 0 | 0 | 0 | 0 | 12 | 1
NO |  | 80 | 2016 | 0 | 23 | 23 |  | 15 LaCygne KGE-KCPL Tie | Wolf Creek Sub | 345 | 345 | ST | 3 | 0 | 1 | 954.0 ACSR | 918643 | 12603184 | 13521827 | 0 | 0 | 0 | 0 | 0 | 0 | 0 | 0 | 0 | 0 | 0 | 0 | 0 | 0 | 0 | 0 | 0 | 0 | 0 | 0 | 12 | 1
NO |  | 80 | 2016 | 0 | 24 | 24 |  | 15 LaCygne KGE-KCPL Tie | Wolf Creek Sub | 345 | 345 | HFW, MPS | 56.71 | 0 | 1 | 954.0 ACSR | 0 | 0 | 0 | 0 | 0 | 0 | 0 | 0 | 0 | 0 | 0 | 0 | 0 | 0 | 0 | 0 | 0 | 0 | 660800613 | 0 | 0 | 0 | 0 | 12 | 1
NO |  | 80 | 2016 | 0 | 25 | 25 |  | 15 Wolf Creek Sub | Benton Sub | 345 | 345 | ST | 3.22 | 0 | 1 | 954.0 ACSR | 0 | 0 | 0 | 0 | 0 | 0 | 0 | 0 | 0 | 0 | 0 | 0 | 0 | 0 | 0 | 0 | 0 | 0 | 660800614 | 0 | 0 | 0 | 0 | 12 | 1
NO |  | 80 | 2016 | 0 | 26 | 26 |  | 15 Wolf Creek Sub | Benton Sub | 345 | 345 | HFW | 94.73 | 0 | 1 | 954.0 ACSR | 0 | 0 | 0 | 0 | 0 | 0 | 0 | 0 | 0 | 0 | 0 | 0 | 0 | 0 | 0 | 0 | 0 | 0 | 660800615 | 0 | 0 | 0 | 0 | 12 | 1
NO |  | 80 | 2016 | 0 | 28 | 28 |  | 16 Wolf Creek Sub | Rose Hill Sub | 345 | 345 | HFW | 97.89 | 0 | 1 | 954.0 ACSR | 2034038 | 16340463 | 18374501 | 0 | 0 | 0 | 0 | 0 | 0 | 0 | 0 | 0 | 0 | 0 | 0 | 0 | 0 | 0 | 0 | 0 | 0 | 0 | 0 | 12 | 1
NO |  | 80 | 2016 | 0 | 30 | 30 |  | 19S Reno County Sub | Wichita 345 Sub | 345 | 345 | ST | 43.16 | 0 | 1 | 1192.5 ACSR | 3095629 | 55460030 | 58555659 | 0 | 0 | 0 | 0 | 0 | 0 | 0 | 0 | 0 | 0 | 0 | 0 | 0 | 0 | 0 | 0 | 0 | 0 | 0 | 0 | 12 | 1
NO |  | 80 | 2016 | 0 | 32 | 32 |  | 20 Rose Hill Sub | KGE-OKGE Tie | 345 | 345 | SPS | 17.11 | 0 | 1 | 1590 KCM-ACSR | 4331777 | 63213450 | 67545227 | 0 | 0 | 0 | 0 | 0 | 0 | 0 | 0 | 0 | 0 | 0 | 0 | 0 | 0 | 0 | 0 | 0 | 0 | 0 | 0 | 12 | 1
NO |  | 80 | 2016 | 0 | 33 | 33 |  | 20 Rose Hill Sub | KGE-OKGE Tie | 345 | 345 | SHF | 32.36 | 0 | 1 | 1590 KCM-ACSR | 0 | 0 | 0 | 0 | 0 | 0 | 0 | 0 | 0 | 0 | 0 | 0 | 0 | 0 | 0 | 0 | 0 | 0 | 660800616 | 0 | 0 | 0 | 0 | 12 | 1
NO |  | 80 | 2016 | 0 | 35 | 35 |  | TOTAL 345 kV LINES |  | 0 | 0 |  | 756.38 | 0 | 22 |  | 13484653 | 196144337 | 209628990 | 0 | 0 | 0 | 0 | 0 | 0 | 0 | 0 | 0 | 0 | 0 | 0 | 0 | 0 | 0 | 0 | 0 | 0 | 0 | 0 | 12 | 1
NO |  | 80 | 2016 | 0 | 36 | 36 |  | TOTAL |  | 0 | 0 |  | 2469.88 | 66.48 | 146 |  | 50465522 | 572369369 | 622834891 | 0 | 0 | 0 | 0 | 0 | 0 | 0 | 0 | 0 | 0 | 0 | 0 | 0 | 0 | 0 | 0 | 0 | 0 | 0 | 0 | 12 | 1
NO |  | 80 | 2016 | 1 | 1 | 1 |  | 161 kV LINES: |  | 0 | 0 |  | 0 | 0 | 0 |  | 0 | 0 | 0 | 0 | 0 | 0 | 0 | 0 | 0 | 0 | 0 | 0 | 0 | 0 | 0 | 0 | 0 | 0 | 0 | 0 | 0 | 0 | 0 | 12 | 1
NO |  | 80 | 2016 | 1 | 2 | 2 |  | 04 KPL-KGE Tie | Midian Sub | 161 | 161 | HFW | 93.43 | 0 | 1 | 250 CU | 908761 | 4120414 | 5029175 | 0 | 0 | 0 | 0 | 0 | 0 | 0 | 0 | 0 | 0 | 0 | 0 | 0 | 0 | 0 | 0 | 0 | 0 | 0 | 0 | 12 | 1
NO |  | 80 | 2016 | 1 | 4 | 4 |  | 07 Neosho SES Sub | Riverton KGE-EDE Tie | 161 | 161 | ST | 2.23 | 0 | 1 | 636.0 ACSR | 3928 | 41734 | 45662 | 0 | 0 | 0 | 0 | 0 | 0 | 0 | 0 | 0 | 0 | 0 | 0 | 0 | 0 | 0 | 0 | 0 | 0 | 0 | 0 | 12 | 1
NO |  | 80 | 2016 | 1 | 5 | 5 |  | 07 Neosho SES Sub | Riverton KGE-EDE Tie | 161 | 161 | ST | 0.21 | 0 | 1 | 795.0 ACSR | 0 | 0 | 0 | 0 | 0 | 0 | 0 | 0 | 0 | 0 | 0 | 0 | 0 | 0 | 0 | 0 | 0 | 0 | 660800617 | 0 | 0 | 0 | 0 | 12 | 1
NO |  | 80 | 2016 | 1 | 7 | 7 |  | 08 Neosho Sub | Marmaton Sub | 161 | 161 | HFW | 38.88 | 0 | 1 | 336.0 ACSR | 18272 | 2214450 | 2232722 | 0 | 0 | 0 | 0 | 0 | 0 | 0 | 0 | 0 | 0 | 0 | 0 | 0 | 0 | 0 | 0 | 0 | 0 | 0 | 0 | 12 | 1
NO |  | 80 | 2016 | 1 | 8 | 8 |  | 08 Neosho Sub | Marmaton Sub | 161 | 161 | ST | 0 | 0.21 | 2 | 336.0 ACSR | 0 | 0 | 0 | 0 | 0 | 0 | 0 | 0 | 0 | 0 | 0 | 0 | 0 | 0 | 0 | 0 | 0 | 0 | 660800618 | 0 | 0 | 0 | 0 | 12 | 1
NO |  | 80 | 2016 | 1 | 10 | 10 |  | 09 Marmaton Sub | Litchfield Sub | 161 | 161 | HFW | 40.62 | 0 | 1 | 795.0 ACSR | 163726 | 2648395 | 2812121 | 0 | 0 | 0 | 0 | 0 | 0 | 0 | 0 | 0 | 0 | 0 | 0 | 0 | 0 | 0 | 0 | 0 | 0 | 0 | 0 | 12 | 1
NO |  | 80 | 2016 | 1 | 11 | 11 |  | 09 Litchfield Sub | Asbury KGE-EDE Tie | 161 | 161 | HFW | 1.51 | 0 | 1 | 795.0 ACSR | 0 | 0 | 0 | 0 | 0 | 0 | 0 | 0 | 0 | 0 | 0 | 0 | 0 | 0 | 0 | 0 | 0 | 0 | 660800619 | 0 | 0 | 0 | 0 | 12 | 1
NO |  | 80 | 2016 | 1 | 13 | 13 |  | 10 Neosho 161 Sub | Neosho 345 Sub | 161 | 161 | HFW | 0.3 | 0 | 1 | 954.0 ACSR | 0 | 1367604 | 1367604 | 0 | 0 | 0 | 0 | 0 | 0 | 0 | 0 | 0 | 0 | 0 | 0 | 0 | 0 | 0 | 0 | 0 | 0 | 0 | 0 | 12 | 1
NO |  | 80 | 2016 | 1 | 15 | 15 |  | 11 Neosho | Baker | 161 | 161 | SPW,MPW | 20.91 | 0 | 1 | 795.0 ACSR | 134505 | 3399673 | 3534178 | 0 | 0 | 0 | 0 | 0 | 0 | 0 | 0 | 0 | 0 | 0 | 0 | 0 | 0 | 0 | 0 | 0 | 0 | 0 | 0 | 12 | 1
NO |  | 80 | 2016 | 1 | 16 | 16 |  | 11Baker | Litchfield Sub | 161 | 161 | SPW,MPW | 15.48 | 0 | 1 | 795.0 ACSR | 0 | 0 | 0 | 0 | 0 | 0 | 0 | 0 | 0 | 0 | 0 | 0 | 0 | 0 | 0 | 0 | 0 | 0 | 660800620 | 0 | 0 | 0 | 0 | 12 | 1
NO |  | 80 | 2016 | 1 | 18 | 18 |  | TOTAL 161 kV LINES |  | 0 | 0 |  | 213.57 | 0.21 | 11 |  | 1229192 | 13792270 | 15021462 | 0 | 0 | 0 | 0 | 0 | 0 | 0 | 0 | 0 | 0 | 0 | 0 | 0 | 0 | 0 | 0 | 0 | 0 | 0 | 0 | 12 | 1
NO |  | 80 | 2016 | 1 | 20 | 20 |  | 138 kV LINES: |  | 0 | 0 |  | 0 | 0 | 0 |  | 0 | 0 | 0 | 0 | 0 | 0 | 0 | 0 | 0 | 0 | 0 | 0 | 0 | 0 | 0 | 0 | 0 | 0 | 0 | 0 | 0 | 0 | 0 | 12 | 1
NO |  | 80 | 2016 | 1 | 21 | 21 |  | 01 Neosho Sub | Altoona Sub | 138 | 138 | SPW | 0.46 | 0 | 1 | 795.0 ACSR | 89537 | 4821749 | 4911286 | 0 | 0 | 0 | 0 | 0 | 0 | 0 | 0 | 0 | 0 | 0 | 0 | 0 | 0 | 0 | 0 | 0 | 0 | 0 | 0 | 12 | 1
NO |  | 80 | 2016 | 1 | 22 | 22 |  | 01 Neosho Sub | Altoona Sub | 138 | 138 | ST | 32.85 | 0 | 1 | 266.8 ACSR | 0 | 0 | 0 | 0 | 0 | 0 | 0 | 0 | 0 | 0 | 0 | 0 | 0 | 0 | 0 | 0 | 0 | 0 | 660800621 | 0 | 0 | 0 | 0 | 12 | 1
NO |  | 80 | 2016 | 1 | 23 | 23 |  | 01 Altoona Sub | Butler Sub | 138 | 138 | ST & HFW | 70.62 | 0 | 1 | 266.8 ACSR | 0 | 0 | 0 | 0 | 0 | 0 | 0 | 0 | 0 | 0 | 0 | 0 | 0 | 0 | 0 | 0 | 0 | 0 | 660800622 | 0 | 0 | 0 | 0 | 12 | 1
NO |  | 80 | 2016 | 1 | 24 | 24 |  | 01 Butler Sub | Midian Sub | 138 | 138 | ST | 3 | 0 | 1 | 477.0 ACSR | 0 | 0 | 0 | 0 | 0 | 0 | 0 | 0 | 0 | 0 | 0 | 0 | 0 | 0 | 0 | 0 | 0 | 0 | 660800623 | 0 | 0 | 0 | 0 | 12 | 1
NO |  | 80 | 2016 | 1 | 26 | 26 |  | 02 El Paso Sub | Weaver Sub | 138 | 138 | HFW | 12.83 | 0 | 1 | 477.0 ACSR | 89729 | 1343890 | 1433619 | 0 | 0 | 0 | 0 | 0 | 0 | 0 | 0 | 0 | 0 | 0 | 0 | 0 | 0 | 0 | 0 | 0 | 0 | 0 | 0 | 12 | 1
NO |  | 80 | 2016 | 1 | 27 | 27 |  | 02 El Paso Sub | Weaver Sub | 138 | 138 | ST | 0.05 | 0 | 1 | 477.0 ACSR | 0 | 0 | 0 | 0 | 0 | 0 | 0 | 0 | 0 | 0 | 0 | 0 | 0 | 0 | 0 | 0 | 0 | 0 | 660800624 | 0 | 0 | 0 | 0 | 12 | 1
NO |  | 80 | 2016 | 1 | 29 | 29 |  | 03 Murray Gill Sub | El Paso Sub | 138 | 138 | HFW | 9.18 | 0 | 1 | 954.0 ACSR | 54863 | 933509 | 988372 | 0 | 0 | 0 | 0 | 0 | 0 | 0 | 0 | 0 | 0 | 0 | 0 | 0 | 0 | 0 | 0 | 0 | 0 | 0 | 0 | 12 | 1
NO |  | 80 | 2016 | 1 | 30 | 30 |  | 03 Murray Gill Sub | El Paso Sub | 138 | 138 | ST | 1.69 | 0 | 1 | 954.0 ACSR | 0 | 0 | 0 | 0 | 0 | 0 | 0 | 0 | 0 | 0 | 0 | 0 | 0 | 0 | 0 | 0 | 0 | 0 | 660800625 | 0 | 0 | 0 | 0 | 12 | 1
NO |  | 80 | 2016 | 1 | 32 | 32 |  | 04 Weaver Sub | Butler Sub | 138 | 138 | SPW | 2.28 | 0 | 1 | 477.0 ACSR | 88159 | 899702 | 987861 | 0 | 0 | 0 | 0 | 0 | 0 | 0 | 0 | 0 | 0 | 0 | 0 | 0 | 0 | 0 | 0 | 0 | 0 | 0 | 0 | 12 | 1
NO |  | 80 | 2016 | 1 | 33 | 33 |  | 04 Weaver Sub | Butler Sub | 138 | 138 | HFW | 15 | 0 | 1 | 477.0 ACSR | 0 | 0 | 0 | 0 | 0 | 0 | 0 | 0 | 0 | 0 | 0 | 0 | 0 | 0 | 0 | 0 | 0 | 0 | 660800626 | 0 | 0 | 0 | 0 | 12 | 1
NO |  | 80 | 2016 | 1 | 34 | 34 |  | 04 Weaver Sub | Butler Sub | 138 | 138 | SPS | 15.94 | 0 | 1 | 477.0 ACSR | 0 | 0 | 0 | 0 | 0 | 0 | 0 | 0 | 0 | 0 | 0 | 0 | 0 | 0 | 0 | 0 | 0 | 0 | 660800627 | 0 | 0 | 0 | 0 | 12 | 1
NO |  | 80 | 2016 | 1 | 35 | 35 |  | 04 Weaver Sub | Butler Sub | 138 | 138 | ST | 0.81 | 0 | 1 | 477.0 ACSR | 0 | 0 | 0 | 0 | 0 | 0 | 0 | 0 | 0 | 0 | 0 | 0 | 0 | 0 | 0 | 0 | 0 | 0 | 660800628 | 0 | 0 | 0 | 0 | 12 | 1
NO |  | 80 | 2016 | 2 | 2 | 2 |  | 05A El Paso Sub | Sumner County Sub | 138 | 138 | HFW | 0.04 | 0.04 | 2 | 477.0 ACSR | 266586 | 7622690 | 7889276 | 0 | 0 | 0 | 0 | 0 | 0 | 0 | 0 | 0 | 0 | 0 | 0 | 0 | 0 | 0 | 0 | 0 | 0 | 0 | 0 | 12 | 1
NO |  | 80 | 2016 | 2 | 3 | 3 |  | 05A El Paso Sub | Creswell Sub | 138 | 138 | HFW | 37.18 | 0 | 1 | 477.0 ACSR | 0 | 0 | 0 | 0 | 0 | 0 | 0 | 0 | 0 | 0 | 0 | 0 | 0 | 0 | 0 | 0 | 0 | 0 | 660800629 | 0 | 0 | 0 | 0 | 12 | 1
NO |  | 80 | 2016 | 2 | 4 | 4 |  | 05A El Paso Sub | Creswell Sub | 138 | 138 | ST | 0.07 | 0 | 1 | 3" SP AL | 0 | 0 | 0 | 0 | 0 | 0 | 0 | 0 | 0 | 0 | 0 | 0 | 0 | 0 | 0 | 0 | 0 | 0 | 660800630 | 0 | 0 | 0 | 0 | 12 | 1
NO |  | 80 | 2016 | 2 | 5 | 5 |  | 05A El Paso Sub | Creswell Sub | 138 | 138 | ST | 0 | 0.03 | 1 | 477.0 ACSR | 0 | 0 | 0 | 0 | 0 | 0 | 0 | 0 | 0 | 0 | 0 | 0 | 0 | 0 | 0 | 0 | 0 | 0 | 660800631 | 0 | 0 | 0 | 0 | 12 | 1
NO |  | 80 | 2016 | 2 | 6 | 6 |  | 05A El Paso Sub | Creswell Sub | 138 | 138 | CONC | 0.62 | 0.62 | 1 | 477.0 ACSR | 0 | 0 | 0 | 0 | 0 | 0 | 0 | 0 | 0 | 0 | 0 | 0 | 0 | 0 | 0 | 0 | 0 | 0 | 660800632 | 0 | 0 | 0 | 0 | 12 | 1
NO |  | 80 | 2016 | 2 | 7 | 7 |  | 05A El Paso Sub | Creswell Sub | 138 | 138 | SHF | 0 | 6.33 | 2 | 1192.5 ACSR | 0 | 0 | 0 | 0 | 0 | 0 | 0 | 0 | 0 | 0 | 0 | 0 | 0 | 0 | 0 | 0 | 0 | 0 | 660800633 | 0 | 0 | 0 | 0 | 12 | 1
NO |  | 80 | 2016 | 2 | 8 | 8 |  | 05B Creswell Sub | White Eagle KGE-OGE Tie | 138 | 138 | HFW | 6.07 | 0 | 1 | 477.0 ACSR | 0 | 0 | 0 | 0 | 0 | 0 | 0 | 0 | 0 | 0 | 0 | 0 | 0 | 0 | 0 | 0 | 0 | 0 | 660800634 | 0 | 0 | 0 | 0 | 12 | 1
NO |  | 80 | 2016 | 2 | 10 | 10 |  | 06 Murray Gill Sub | Hoover Sub | 138 | 138 | SPW | 0.19 | 0 | 1 | 954.0 ACSR | 2916226 | 1532673 | 4448899 | 0 | 0 | 0 | 0 | 0 | 0 | 0 | 0 | 0 | 0 | 0 | 0 | 0 | 0 | 0 | 0 | 0 | 0 | 0 | 0 | 12 | 1
NO |  | 80 | 2016 | 2 | 11 | 11 |  | 06 Murray Gill Sub | Hoover Sub | 138 | 138 | SPS | 6.02 | 0 | 1 | 1192.5 ACSR | 0 | 0 | 0 | 0 | 0 | 0 | 0 | 0 | 0 | 0 | 0 | 0 | 0 | 0 | 0 | 0 | 0 | 0 | 660800635 | 0 | 0 | 0 | 0 | 12 | 1
NO |  | 80 | 2016 | 2 | 12 | 12 |  | 06 Murray Gill Sub | Hoover Sub | 138 | 138 | ST | 1.8 | 0 | 1 | 954.0 ACSR | 0 | 0 | 0 | 0 | 0 | 0 | 0 | 0 | 0 | 0 | 0 | 0 | 0 | 0 | 0 | 0 | 0 | 0 | 660800636 | 0 | 0 | 0 | 0 | 12 | 1
NO |  | 80 | 2016 | 2 | 13 | 13 |  | 06 Murray Gill Sub | Hoover Sub | 138 | 138 | ST | 0.06 | 1.51 | 1 | 954.0 ACSR | 0 | 0 | 0 | 0 | 0 | 0 | 0 | 0 | 0 | 0 | 0 | 0 | 0 | 0 | 0 | 0 | 0 | 0 | 660800637 | 0 | 0 | 0 | 0 | 12 | 1
NO |  | 80 | 2016 | 2 | 15 | 15 |  | 07 Gordon Evans Sub | Cowskin Sub | 138 | 138 | SPS | 2.68 | 0 | 1 | 666.0 ACSR | 89233 | 970374 | 1059607 | 0 | 0 | 0 | 0 | 0 | 0 | 0 | 0 | 0 | 0 | 0 | 0 | 0 | 0 | 0 | 0 | 0 | 0 | 0 | 0 | 12 | 1
NO |  | 80 | 2016 | 2 | 16 | 16 |  | 07 Gordon Evans Sub | Cowskin Sub | 138 | 138 | HFW | 3.92 | 0 | 1 | 666.0 ACSR | 0 | 0 | 0 | 0 | 0 | 0 | 0 | 0 | 0 | 0 | 0 | 0 | 0 | 0 | 0 | 0 | 0 | 0 | 660800638 | 0 | 0 | 0 | 0 | 12 | 1
NO |  | 80 | 2016 | 2 | 17 | 17 |  | 07 Gordon Evans Sub | Cowskin Sub | 138 | 138 | ST | 0.03 | 0 | 1 | 666.0 ACSR | 0 | 0 | 0 | 0 | 0 | 0 | 0 | 0 | 0 | 0 | 0 | 0 | 0 | 0 | 0 | 0 | 0 | 0 | 660800639 | 0 | 0 | 0 | 0 | 12 | 1
NO |  | 80 | 2016 | 2 | 18 | 18 |  | 07 Gordon Evans Sub | Cowskin Sub | 138 | 138 | ST | 0 | 0.06 | 1 | 954.0 ACSR | 0 | 0 | 0 | 0 | 0 | 0 | 0 | 0 | 0 | 0 | 0 | 0 | 0 | 0 | 0 | 0 | 0 | 0 | 660800640 | 0 | 0 | 0 | 0 | 12 | 1
NO |  | 80 | 2016 | 2 | 20 | 20 |  | 08 Gordan Evans Sub | Hoover Sub | 138 | 138 | HFW | 12.01 | 0 | 1 | 666.0 ACSR | 396669 | 6250922 | 6647591 | 0 | 0 | 0 | 0 | 0 | 0 | 0 | 0 | 0 | 0 | 0 | 0 | 0 | 0 | 0 | 0 | 0 | 0 | 0 | 0 | 12 | 1
NO |  | 80 | 2016 | 2 | 21 | 21 |  | 08 Gordan Evans Sub | Hoover Sub | 138 | 138 | ST | 0.62 | 0 | 2 | 666.0 ACSR | 0 | 0 | 0 | 0 | 0 | 0 | 0 | 0 | 0 | 0 | 0 | 0 | 0 | 0 | 0 | 0 | 0 | 0 | 660800641 | 0 | 0 | 0 | 0 | 12 | 1
NO |  | 80 | 2016 | 2 | 22 | 22 |  | 08 Gordan Evans Sub | Hoover Sub | 138 | 138 | ST | 0.03 | 0 | 1 | 666.0 ACSR | 0 | 0 | 0 | 0 | 0 | 0 | 0 | 0 | 0 | 0 | 0 | 0 | 0 | 0 | 0 | 0 | 0 | 0 | 660800642 | 0 | 0 | 0 | 0 | 12 | 1
NO |  | 80 | 2016 | 2 | 24 | 24 |  | 09 Benton Sub | Chisholm Sub | 138 | 138 | SPS | 4.64 | 0 | 1 | 477.0 ACSR | 165352 | 1798728 | 1964080 | 0 | 0 | 0 | 0 | 0 | 0 | 0 | 0 | 0 | 0 | 0 | 0 | 0 | 0 | 0 | 0 | 0 | 0 | 0 | 0 | 12 | 1
NO |  | 80 | 2016 | 2 | 25 | 25 |  | 09 Benton Sub | Chisholm Sub | 138 | 138 | HFW | 4.99 | 0 | 1 | 666.0 ACSR | 0 | 0 | 0 | 0 | 0 | 0 | 0 | 0 | 0 | 0 | 0 | 0 | 0 | 0 | 0 | 0 | 0 | 0 | 660800643 | 0 | 0 | 0 | 0 | 12 | 1
NO |  | 80 | 2016 | 2 | 27 | 27 |  | 10 Benton Sub | Northeast Sub | 138 | 138 | ST | 0.04 | 0 | 1 | 3" SP AL | 161521 | 577423 | 738944 | 0 | 0 | 0 | 0 | 0 | 0 | 0 | 0 | 0 | 0 | 0 | 0 | 0 | 0 | 0 | 0 | 0 | 0 | 0 | 0 | 12 | 1
NO |  | 80 | 2016 | 2 | 28 | 28 |  | 10 Benton Sub | Northeast Sub | 138 | 138 | HFW | 3.98 | 0 | 1 | 666.0 ACSR | 0 | 0 | 0 | 0 | 0 | 0 | 0 | 0 | 0 | 0 | 0 | 0 | 0 | 0 | 0 | 0 | 0 | 0 | 660800644 | 0 | 0 | 0 | 0 | 12 | 1
NO |  | 80 | 2016 | 2 | 29 | 29 |  | 10 Benton Sub | Northeast Sub | 138 | 138 | SPS | 0 | 4.64 | 1 | 477.0 ACSR | 0 | 0 | 0 | 0 | 0 | 0 | 0 | 0 | 0 | 0 | 0 | 0 | 0 | 0 | 0 | 0 | 0 | 0 | 660800645 | 0 | 0 | 0 | 0 | 12 | 1
NO |  | 80 | 2016 | 2 | 30 | 30 |  | 10 Benton Sub | Northeast Sub | 138 | 138 | ST | 1.23 | 0 | 1 | 666.0 ACSR | 0 | 0 | 0 | 0 | 0 | 0 | 0 | 0 | 0 | 0 | 0 | 0 | 0 | 0 | 0 | 0 | 0 | 0 | 660800646 | 0 | 0 | 0 | 0 | 12 | 1
NO |  | 80 | 2016 | 2 | 32 | 32 |  | 11 Gordon Evans Sub | Halstead Sub | 138 | 138 | SPS | 0 | 14.62 | 1 | 1192.5 ACSR | 55863 | 2148834 | 2204697 | 0 | 0 | 0 | 0 | 0 | 0 | 0 | 0 | 0 | 0 | 0 | 0 | 0 | 0 | 0 | 0 | 0 | 0 | 0 | 0 | 12 | 1
NO |  | 80 | 2016 | 2 | 33 | 33 |  | 11 Gordon Evans Sub | Halstead Sub | 138 | 138 | SPS | 0.06 | 0 | 1 | 1192.5 ACSR | 0 | 0 | 0 | 0 | 0 | 0 | 0 | 0 | 0 | 0 | 0 | 0 | 0 | 0 | 0 | 0 | 0 | 0 | 660800647 | 0 | 0 | 0 | 0 | 12 | 1
NO |  | 80 | 2016 | 2 | 35 | 35 |  | 12 Gordon Evans Sub | Chisholm Sub | 138 | 138 | HFW | 7.86 | 0 | 1 | 666.0 ACSR | 526915 | 7279967 | 7806882 | 0 | 0 | 0 | 0 | 0 | 0 | 0 | 0 | 0 | 0 | 0 | 0 | 0 | 0 | 0 | 0 | 0 | 0 | 0 | 0 | 12 | 1
NO |  | 80 | 2016 | 3 | 1 | 1 |  | 12 Gordon Evans Sub | Chisholm Sub | 138 | 138 | ST | 0.44 | 0 | 1 | 666.0 ACSR | 0 | 0 | 0 | 0 | 0 | 0 | 0 | 0 | 0 | 0 | 0 | 0 | 0 | 0 | 0 | 0 | 0 | 0 | 660800648 | 0 | 0 | 0 | 0 | 12 | 1
NO |  | 80 | 2016 | 3 | 2 | 2 |  | 12 Gordon Evans Sub | Chisholm Sub | 138 | 138 | SPS | 3.94 | 0 | 1 | 954.0 ACSR | 0 | 0 | 0 | 0 | 0 | 0 | 0 | 0 | 0 | 0 | 0 | 0 | 0 | 0 | 0 | 0 | 0 | 0 | 660800649 | 0 | 0 | 0 | 0 | 12 | 1
NO |  | 80 | 2016 | 3 | 4 | 4 |  | 13 Murray Gill Sub | Clearwater Sub | 138 | 138 | SHF | 7.96 | 0 | 1 | 1192.5 ACSR | 50179 | 8206195 | 8256374 | 0 | 0 | 0 | 0 | 0 | 0 | 0 | 0 | 0 | 0 | 0 | 0 | 0 | 0 | 0 | 0 | 0 | 0 | 0 | 0 | 12 | 1
NO |  | 80 | 2016 | 3 | 5 | 5 |  | 13 Clearwater Sub | Harper Sub | 138 | 138 | HFW | 6.12 | 0 | 1 | 266.8 ACSR | 0 | 0 | 0 | 0 | 0 | 0 | 0 | 0 | 0 | 0 | 0 | 0 | 0 | 0 | 0 | 0 | 0 | 0 | 660800650 | 0 | 0 | 0 | 0 | 12 | 1
NO |  | 80 | 2016 | 3 | 7 | 7 |  | 14 Halstead Sub | Moundridge Sub | 138 | 138 | SPS | 2.18 | 8.98 | 1 | 1192.5 ACSR | 17325 | 1667830 | 1685155 | 0 | 0 | 0 | 0 | 0 | 0 | 0 | 0 | 0 | 0 | 0 | 0 | 0 | 0 | 0 | 0 | 0 | 0 | 0 | 0 | 12 | 1
NO |  | 80 | 2016 | 3 | 9 | 9 |  | 15 Neosho Sub | Liberty/Dearing Sub | 138 | 138 | HFW | 41.19 | 0 | 1 | 795.0 ACSR | 83755 | 1938294 | 2022049 | 0 | 0 | 0 | 0 | 0 | 0 | 0 | 0 | 0 | 0 | 0 | 0 | 0 | 0 | 0 | 0 | 0 | 0 | 0 | 0 | 12 | 1
NO |  | 80 | 2016 | 3 | 11 | 11 |  | 16 Altoona Sub | Tioga Sub | 138 | 138 | HFW | 16.38 | 0 | 1 | 477.0 ACSR | 45415 | 601500 | 646915 | 0 | 0 | 0 | 0 | 0 | 0 | 0 | 0 | 0 | 0 | 0 | 0 | 0 | 0 | 0 | 0 | 0 | 0 | 0 | 0 | 12 | 1
NO |  | 80 | 2016 | 3 | 13 | 13 |  | 17 Dearing Sub | Bartlesville KGE-AEP Tie | 138 | 138 | HFW | 3.91 | 0 | 1 | 795.0 ACSR | 8283 | 1708760 | 1717043 | 0 | 0 | 0 | 0 | 0 | 0 | 0 | 0 | 0 | 0 | 0 | 0 | 0 | 0 | 0 | 0 | 0 | 0 | 0 | 0 | 12 | 1
NO |  | 80 | 2016 | 3 | 15 | 15 |  | 18 Northeast Sub | Weaver Sub | 138 | 138 | SPS | 0.27 | 0 | 1 | 795.0 ACSR | 265589 | 1365898 | 1631487 | 0 | 0 | 0 | 0 | 0 | 0 | 0 | 0 | 0 | 0 | 0 | 0 | 0 | 0 | 0 | 0 | 0 | 0 | 0 | 0 | 12 | 1
NO |  | 80 | 2016 | 3 | 16 | 16 |  | 18 Northeast Sub | Weaver Sub | 138 | 138 | ST | 0 | 0.84 | 1 | 795.0 ACSR | 0 | 0 | 0 | 0 | 0 | 0 | 0 | 0 | 0 | 0 | 0 | 0 | 0 | 0 | 0 | 0 | 0 | 0 | 660800651 | 0 | 0 | 0 | 0 | 12 | 1
NO |  | 80 | 2016 | 3 | 17 | 17 |  | 18 Northeast Sub | Weaver Sub | 138 | 138 | SPW | 0.29 | 0 | 1 | 795.0 ACSR | 0 | 0 | 0 | 0 | 0 | 0 | 0 | 0 | 0 | 0 | 0 | 0 | 0 | 0 | 0 | 0 | 0 | 0 | 660800652 | 0 | 0 | 0 | 0 | 12 | 1
NO |  | 80 | 2016 | 3 | 18 | 18 |  | 18 Northeast Sub | Weaver Sub | 138 | 138 | HFW | 10.29 | 0 | 1 | 795.0 ACSR | 0 | 0 | 0 | 0 | 0 | 0 | 0 | 0 | 0 | 0 | 0 | 0 | 0 | 0 | 0 | 0 | 0 | 0 | 660800653 | 0 | 0 | 0 | 0 | 12 | 1
NO |  | 80 | 2016 | 3 | 20 | 20 |  | 19 Gordon Evans Sub | Wichita 345 Sub | 138 | 138 | ST | 0.19 | 0 | 1 | 795.0 ACSR | 0 | 34081 | 34081 | 0 | 0 | 0 | 0 | 0 | 0 | 0 | 0 | 0 | 0 | 0 | 0 | 0 | 0 | 0 | 0 | 0 | 0 | 0 | 0 | 12 | 1
NO |  | 80 | 2016 | 3 | 22 | 22 |  | 20 Dearing Sub | Montgomery Sub | 138 | 138 | HFW | 11.45 | 0 | 1 | 795.0 ACSR | 33611 | 466492 | 500103 | 0 | 0 | 0 | 0 | 0 | 0 | 0 | 0 | 0 | 0 | 0 | 0 | 0 | 0 | 0 | 0 | 0 | 0 | 0 | 0 | 12 | 1
NO |  | 80 | 2016 | 3 | 24 | 24 |  | 21 Rose Hill Sub | El Paso Sub | 138 | 138 | SPS | 0 | 6.52 | 1 | 954.0 ACSR | 125051 | 1298016 | 1423067 | 0 | 0 | 0 | 0 | 0 | 0 | 0 | 0 | 0 | 0 | 0 | 0 | 0 | 0 | 0 | 0 | 0 | 0 | 0 | 0 | 12 | 1
NO |  | 80 | 2016 | 3 | 25 | 25 |  | 21 Rose Hill Sub | El Paso Sub | 138 | 138 | HFW | 1.74 | 0 | 1 | 954.0 ACSR | 0 | 0 | 0 | 0 | 0 | 0 | 0 | 0 | 0 | 0 | 0 | 0 | 0 | 0 | 0 | 0 | 0 | 0 | 660800654 | 0 | 0 | 0 | 0 | 12 | 1
NO |  | 80 | 2016 | 3 | 26 | 26 |  | 21 Rose Hill Sub | El Paso Sub | 138 | 138 | ST | 0.11 | 0 | 1 | 954.0 ACSR | 0 | 0 | 0 | 0 | 0 | 0 | 0 | 0 | 0 | 0 | 0 | 0 | 0 | 0 | 0 | 0 | 0 | 0 | 660800655 | 0 | 0 | 0 | 0 | 12 | 1
NO |  | 80 | 2016 | 3 | 28 | 28 |  | 22 Murray Gill Sub | Waco Jct | 138 | 138 | SPW | 0.65 | 0 | 1 | 954.0 ACSR | 742786 | 9379417 | 10122203 | 0 | 0 | 0 | 0 | 0 | 0 | 0 | 0 | 0 | 0 | 0 | 0 | 0 | 0 | 0 | 0 | 0 | 0 | 0 | 0 | 12 | 1
NO |  | 80 | 2016 | 3 | 29 | 29 |  | 22 Waco Jct | Waco Sub | 138 | 138 | SPW | 1.23 | 1.23 | 2 | 954.0 ACSR | 0 | 0 | 0 | 0 | 0 | 0 | 0 | 0 | 0 | 0 | 0 | 0 | 0 | 0 | 0 | 0 | 0 | 0 | 660800656 | 0 | 0 | 0 | 0 | 12 | 1
NO |  | 80 | 2016 | 3 | 30 | 30 |  | 22 Waco Jct | Centennial Sub | 138 | 138 | SPW | 8.37 | 0 | 1 | 954.0 ACSR | 0 | 0 | 0 | 0 | 0 | 0 | 0 | 0 | 0 | 0 | 0 | 0 | 0 | 0 | 0 | 0 | 0 | 0 | 660800657 | 0 | 0 | 0 | 0 | 12 | 1
NO |  | 80 | 2016 | 3 | 31 | 31 |  | 22 Centennial Sub | Cowskin Sub | 138 | 138 | ST | 0.02 | 0 | 1 | 3" SP AL | 0 | 0 | 0 | 0 | 0 | 0 | 0 | 0 | 0 | 0 | 0 | 0 | 0 | 0 | 0 | 0 | 0 | 0 | 660800658 | 0 | 0 | 0 | 0 | 12 | 1
NO |  | 80 | 2016 | 3 | 32 | 32 |  | 22 Centennial Sub | Cowskin Sub | 138 | 138 | SPW,SPS | 3.26 | 0 | 1 | Various | 0 | 0 | 0 | 0 | 0 | 0 | 0 | 0 | 0 | 0 | 0 | 0 | 0 | 0 | 0 | 660800659 | 0 | 0 | 660800660 | 0 | 0 | 0 | 0 | 12 | 1
NO |  | 80 | 2016 | 3 | 34 | 34 |  | 23 Canal Sub | 17th Street Sub | 138 | 138 | SPW | 4.4 | 0 | 1 | 954.0 ACSR | 0 | 1252251 | 1252251 | 0 | 0 | 0 | 0 | 0 | 0 | 0 | 0 | 0 | 0 | 0 | 0 | 0 | 0 | 0 | 0 | 0 | 0 | 0 | 0 | 12 | 1
NO |  | 80 | 2016 | 3 | 35 | 35 |  | 23 Canal Sub | 17th Street Sub | 138 | 138 | SPS | 0.47 | 0 | 1 | 954.0 ACSR | 0 | 0 | 0 | 0 | 0 | 0 | 0 | 0 | 0 | 0 | 0 | 0 | 0 | 0 | 0 | 0 | 0 | 0 | 660800661 | 0 | 0 | 0 | 0 | 12 | 1
NO |  | 80 | 2016 | 4 | 2 | 2 |  | 24 Neosho 345 Sub | Neosho SES Sub | 138 | 138 | HFW | 0.3 | 0 | 1 | 1192.5 ACSR | 0 | 1138073 | 1138073 | 0 | 0 | 0 | 0 | 0 | 0 | 0 | 0 | 0 | 0 | 0 | 0 | 0 | 0 | 0 | 0 | 0 | 0 | 0 | 0 | 12 | 1
NO |  | 80 | 2016 | 4 | 4 | 4 |  | 25 Montgomery Sub | Taylor Sub | 138 | 138 | SPW | 1.86 | 0 | 1 | 954.0 ACSR | 81747 | 3651610 | 3733357 | 0 | 0 | 0 | 0 | 0 | 0 | 0 | 0 | 0 | 0 | 0 | 0 | 0 | 0 | 0 | 0 | 0 | 0 | 0 | 0 | 12 | 1
NO |  | 80 | 2016 | 4 | 5 | 5 |  | 25 Taylor Sub | Altoona Sub | 138 | 138 | SPW | 2.75 | 0 | 1 | 954.0 ACSR | 0 | 0 | 0 | 0 | 0 | 0 | 0 | 0 | 0 | 0 | 0 | 0 | 0 | 0 | 0 | 0 | 0 | 0 | 660800662 | 0 | 0 | 0 | 0 | 12 | 1
NO |  | 80 | 2016 | 4 | 6 | 6 |  | 25 Taylor Sub | Altoona Sub | 138 | 138 | HFW | 7.54 | 0 | 1 | 954.0 ACSR | 0 | 0 | 0 | 0 | 0 | 0 | 0 | 0 | 0 | 0 | 0 | 0 | 0 | 0 | 0 | 0 | 0 | 0 | 660800663 | 0 | 0 | 0 | 0 | 12 | 1
NO |  | 80 | 2016 | 4 | 7 | 7 |  | 25 Montgomery Sub | Altoona Sub | 138 | 138 | HFW | 10.63 | 0 | 1 | 954.0 ACSR | 0 | 0 | 0 | 0 | 0 | 0 | 0 | 0 | 0 | 0 | 0 | 0 | 0 | 0 | 0 | 0 | 0 | 0 | 660800664 | 0 | 0 | 0 | 0 | 12 | 1
NO |  | 80 | 2016 | 4 | 8 | 8 |  | 25 Montgomery Sub | Altoona Sub | 138 | 138 | ST | 0.71 | 0 | 1 | 954.0 ACSR | 0 | 0 | 0 | 0 | 0 | 0 | 0 | 0 | 0 | 0 | 0 | 0 | 0 | 0 | 0 | 0 | 0 | 0 | 660800665 | 0 | 0 | 0 | 0 | 12 | 1
NO |  | 80 | 2016 | 4 | 10 | 10 |  | 26 Northeast Sub | Benton Sub | 138 | 138 | SPW | 3.04 | 0 | 1 | 954.0 ACSR | 386692 | 2257740 | 2644432 | 0 | 0 | 0 | 0 | 0 | 0 | 0 | 0 | 0 | 0 | 0 | 0 | 0 | 0 | 0 | 0 | 0 | 0 | 0 | 0 | 12 | 1
NO |  | 80 | 2016 | 4 | 11 | 11 |  | 26 Northeast Sub | Benton Sub | 138 | 138 | HFW | 4.72 | 0 | 1 | 954.0 ACSR | 0 | 0 | 0 | 0 | 0 | 0 | 0 | 0 | 0 | 0 | 0 | 0 | 0 | 0 | 0 | 0 | 0 | 0 | 660800666 | 0 | 0 | 0 | 0 | 12 | 1
NO |  | 80 | 2016 | 4 | 12 | 12 |  | 26 Northeast Sub | Benton Sub | 138 | 138 | ST | 0.05 | 0 | 1 | 954.0 ACSR | 0 | 0 | 0 | 0 | 0 | 0 | 0 | 0 | 0 | 0 | 0 | 0 | 0 | 0 | 0 | 0 | 0 | 0 | 660800667 | 0 | 0 | 0 | 0 | 12 | 1
NO |  | 80 | 2016 | 4 | 13 | 13 |  | 26 Northeast Sub | Benton Sub | 138 | 138 | ST | 0 | 1.23 | 1 | 666.0 ACSR | 0 | 0 | 0 | 0 | 0 | 0 | 0 | 0 | 0 | 0 | 0 | 0 | 0 | 0 | 0 | 0 | 0 | 0 | 660800668 | 0 | 0 | 0 | 0 | 12 | 1
NO |  | 80 | 2016 | 4 | 14 | 14 |  | 26 Benton Sub | Midian Sub | 138 | 138 | HFW | 14.08 | 0 | 1 | 954.0 ACSR | 0 | 0 | 0 | 0 | 0 | 0 | 0 | 0 | 0 | 0 | 0 | 0 | 0 | 0 | 0 | 0 | 0 | 0 | 660800669 | 0 | 0 | 0 | 0 | 12 | 1
NO |  | 80 | 2016 | 4 | 15 | 15 |  | 26 Benton Sub | Midian Sub | 138 | 138 | ST | 0.02 | 0 | 1 | 954.0 ACSR | 0 | 0 | 0 | 0 | 0 | 0 | 0 | 0 | 0 | 0 | 0 | 0 | 0 | 0 | 0 | 0 | 0 | 0 | 660800670 | 0 | 0 | 0 | 0 | 12 | 1
NO |  | 80 | 2016 | 4 | 17 | 17 |  | 27 Rose Hill Sub | Weaver Sub | 138 | 138 | SPS | 0.72 | 0 | 1 | 954.0 ACSR | 32973 | 662421 | 695394 | 0 | 0 | 0 | 0 | 0 | 0 | 0 | 0 | 0 | 0 | 0 | 0 | 0 | 0 | 0 | 0 | 0 | 0 | 0 | 0 | 12 | 1
NO |  | 80 | 2016 | 4 | 18 | 18 |  | 27 Rose Hill Sub | Weaver Sub | 138 | 138 | HFW | 1.18 | 0 | 1 | 954.0 ACSR | 0 | 0 | 0 | 0 | 0 | 0 | 0 | 0 | 0 | 0 | 0 | 0 | 0 | 0 | 0 | 0 | 0 | 0 | 660800671 | 0 | 0 | 0 | 0 | 12 | 1
NO |  | 80 | 2016 | 4 | 19 | 19 |  | 27 Rose Hill Sub | Weaver Sub | 138 | 138 | ST | 0.02 | 0 | 1 | 954.0 ACSR | 0 | 0 | 0 | 0 | 0 | 0 | 0 | 0 | 0 | 0 | 0 | 0 | 0 | 0 | 0 | 0 | 0 | 0 | 660800672 | 0 | 0 | 0 | 0 | 12 | 1
NO |  | 80 | 2016 | 4 | 20 | 20 |  | 27 Rose Hill Sub | Weaver Sub | 138 | 138 | ST | 0.02 | 5.47 | 1 | 954.0 ACSR | 0 | 0 | 0 | 0 | 0 | 0 | 0 | 0 | 0 | 0 | 0 | 0 | 0 | 0 | 0 | 0 | 0 | 0 | 660800673 | 0 | 0 | 0 | 0 | 12 | 1
NO |  | 80 | 2016 | 4 | 22 | 22 |  | 28 El Paso Sub | Stearman Sub | 138 | 138 | SPW | 5.19 | 0 | 1 | 954.0 ACSR | 132779 | 3519412 | 3652191 | 0 | 0 | 0 | 0 | 0 | 0 | 0 | 0 | 0 | 0 | 0 | 0 | 0 | 0 | 0 | 0 | 0 | 0 | 0 | 0 | 12 | 1
NO |  | 80 | 2016 | 4 | 23 | 23 |  | 28 El Paso Sub | Stearman Sub | 138 | 138 | SPS | 0.3 | 0 | 1 | 954.0 ACSR | 0 | 0 | 0 | 0 | 0 | 0 | 0 | 0 | 0 | 0 | 0 | 0 | 0 | 0 | 0 | 0 | 0 | 0 | 660800674 | 0 | 0 | 0 | 0 | 12 | 1
NO |  | 80 | 2016 | 4 | 24 | 24 |  | 28 Stearman Sub | Boeing Sub | 138 | 138 | SPS | 0 | 0.28 | 1 | 954.0 ACSR | 0 | 0 | 0 | 0 | 0 | 0 | 0 | 0 | 0 | 0 | 0 | 0 | 0 | 0 | 0 | 0 | 0 | 0 | 660800675 | 0 | 0 | 0 | 0 | 12 | 1
NO |  | 80 | 2016 | 4 | 25 | 25 |  | 28 El Paso Sub | Boeing Sub | 138 | 138 | SPW | 1.12 | 0 | 1 | 954.0 ACSR | 0 | 0 | 0 | 0 | 0 | 0 | 0 | 0 | 0 | 0 | 0 | 0 | 0 | 0 | 0 | 0 | 0 | 0 | 660800676 | 0 | 0 | 0 | 0 | 12 | 1
NO |  | 80 | 2016 | 4 | 26 | 26 |  | 28 El Paso Sub | Boeing Sub | 138 | 138 | SPS | 0.52 | 0 | 1 | 477.0 ACSR | 0 | 0 | 0 | 0 | 0 | 0 | 0 | 0 | 0 | 0 | 0 | 0 | 0 | 0 | 0 | 0 | 0 | 0 | 660800677 | 0 | 0 | 0 | 0 | 12 | 1
NO |  | 80 | 2016 | 4 | 27 | 27 |  | 28 El Paso Sub | Boeing Sub | 138 | 138 | ST | 0 | 0.11 | 1 | 954.0 ACSR | 0 | 0 | 0 | 0 | 0 | 0 | 0 | 0 | 0 | 0 | 0 | 0 | 0 | 0 | 0 | 0 | 0 | 0 | 660800678 | 0 | 0 | 0 | 0 | 12 | 1
NO |  | 80 | 2016 | 4 | 28 | 28 |  | 28 Boeing Sub | Canal Sub | 138 | 138 | SPW | 3.18 | 0 | 1 | 954.0 ACSR | 0 | 0 | 0 | 0 | 0 | 0 | 0 | 0 | 0 | 0 | 0 | 0 | 0 | 0 | 0 | 0 | 0 | 0 | 660800679 | 0 | 0 | 0 | 0 | 12 | 1
NO |  | 80 | 2016 | 4 | 29 | 29 |  | 28 Boeing Sub | Canal Sub | 138 | 138 | SPS | 0.18 | 0 | 1 | 954.0 ACSR | 0 | 0 | 0 | 0 | 0 | 0 | 0 | 0 | 0 | 0 | 0 | 0 | 0 | 0 | 0 | 0 | 0 | 0 | 660800680 | 0 | 0 | 0 | 0 | 12 | 1
NO |  | 80 | 2016 | 4 | 30 | 30 |  | 28 Boeing Sub | Canal Sub | 138 | 138 | SPS | 0 | 0.52 | 1 | 477.0 ACSR | 0 | 0 | 0 | 0 | 0 | 0 | 0 | 0 | 0 | 0 | 0 | 0 | 0 | 0 | 0 | 0 | 0 | 0 | 660800681 | 0 | 0 | 0 | 0 | 12 | 1
NO |  | 80 | 2016 | 4 | 32 | 32 |  | 29 Chisholm Sub | 17th Street Sub | 138 | 138 | SPS | 0.28 | 0 | 1 | 954.0 ACSR | 119828 | 1920448 | 2040276 | 0 | 0 | 0 | 0 | 0 | 0 | 0 | 0 | 0 | 0 | 0 | 0 | 0 | 0 | 0 | 0 | 0 | 0 | 0 | 0 | 12 | 1
NO |  | 80 | 2016 | 4 | 33 | 33 |  | 29 Chisholm Sub | 17th Street Sub | 138 | 138 | HFW | 1.53 | 0 | 1 | 954.0 ACSR | 0 | 0 | 0 | 0 | 0 | 0 | 0 | 0 | 0 | 0 | 0 | 0 | 0 | 0 | 0 | 0 | 0 | 0 | 660800682 | 0 | 0 | 0 | 0 | 12 | 1
NO |  | 80 | 2016 | 4 | 34 | 34 |  | 29 Chisholm Sub | 17th Street Sub | 138 | 138 | CONC | 4.09 | 0 | 1 | 954.0 ACSR | 0 | 0 | 0 | 0 | 0 | 0 | 0 | 0 | 0 | 0 | 0 | 0 | 0 | 0 | 0 | 0 | 0 | 0 | 660800683 | 0 | 0 | 0 | 0 | 12 | 1
NO |  | 80 | 2016 | 5 | 1 | 1 |  | 30 El Paso Sub | 64th Street Sub | 138 | 138 | ST | 0.27 | 0 | 1 | 954.0 ACSR | 5688 | 2560488 | 2566176 | 0 | 0 | 0 | 0 | 0 | 0 | 0 | 0 | 0 | 0 | 0 | 0 | 0 | 0 | 0 | 0 | 0 | 0 | 0 | 0 | 12 | 1
NO |  | 80 | 2016 | 5 | 2 | 2 |  | 30 El Paso Sub | 64th Street Sub | 138 | 138 | SPW | 5.77 | 0 | 1 | 954.0 ACSR | 0 | 0 | 0 | 0 | 0 | 0 | 0 | 0 | 0 | 0 | 0 | 0 | 0 | 0 | 0 | 0 | 0 | 0 | 660800684 | 0 | 0 | 0 | 0 | 12 | 1
NO |  | 80 | 2016 | 5 | 3 | 3 |  | 30 El Paso Sub | 64th Street Sub | 138 | 138 | SPW | 0.92 | 0 | 1 | 477.0 ACSR | 0 | 0 | 0 | 0 | 0 | 0 | 0 | 0 | 0 | 0 | 0 | 0 | 0 | 0 | 0 | 0 | 0 | 0 | 660800685 | 0 | 0 | 0 | 0 | 12 | 1
NO |  | 80 | 2016 | 5 | 4 | 4 |  | 30 El Paso Sub | 64th Street Sub | 138 | 138 | ST | 0.99 | 0 | 1 | 477.0 ACSR | 0 | 0 | 0 | 0 | 0 | 0 | 0 | 0 | 0 | 0 | 0 | 0 | 0 | 0 | 0 | 0 | 0 | 0 | 660800686 | 0 | 0 | 0 | 0 | 12 | 1
NO |  | 80 | 2016 | 5 | 6 | 6 |  | 31 Rose Hill Sub | Stearman Sub | 138 | 138 | SPS | 10.19 | 0 | 2 | 954.0 ACSR | 1519628 | 7193608 | 8713236 | 0 | 0 | 0 | 0 | 0 | 0 | 0 | 0 | 0 | 0 | 0 | 0 | 0 | 0 | 0 | 0 | 0 | 0 | 0 | 0 | 12 | 1
NO |  | 80 | 2016 | 5 | 7 | 7 |  | 31 Rose Hill Sub | Stearman Sub | 138 | 138 | SPS | 1.45 | 0 | 1 | 954.0 ACSR | 0 | 0 | 0 | 0 | 0 | 0 | 0 | 0 | 0 | 0 | 0 | 0 | 0 | 0 | 0 | 0 | 0 | 0 | 660800687 | 0 | 0 | 0 | 0 | 12 | 1
NO |  | 80 | 2016 | 5 | 9 | 9 |  | 32 Gordon Evans Sub | Wichita 345 Sub | 138 | 138 | HFW | 0.11 | 0 | 1 | 954.0 ACSR | 0 | 51985 | 51985 | 0 | 0 | 0 | 0 | 0 | 0 | 0 | 0 | 0 | 0 | 0 | 0 | 0 | 0 | 0 | 0 | 0 | 0 | 0 | 0 | 12 | 1
NO |  | 80 | 2016 | 5 | 11 | 11 |  | 33 64th Street Sub | Weaver Sub | 138 | 138 | ST | 0 | 0.25 | 1 | 954.0 ACSR | 4962910 | 15287644 | 20250554 | 0 | 0 | 0 | 0 | 0 | 0 | 0 | 0 | 0 | 0 | 0 | 0 | 0 | 0 | 0 | 0 | 0 | 0 | 0 | 0 | 12 | 1
NO |  | 80 | 2016 | 5 | 12 | 12 |  | 33 64th Street Sub | Weaver Sub | 138 | 138 | SPW | 10.01 | 0 | 1 | 954.0 ACSR | 0 | 0 | 0 | 0 | 0 | 0 | 0 | 0 | 0 | 0 | 0 | 0 | 0 | 0 | 0 | 0 | 0 | 0 | 660800688 | 0 | 0 | 0 | 0 | 12 | 1
NO |  | 80 | 2016 | 5 | 13 | 13 |  | 33 64th Street Sub | Weaver Sub | 138 | 138 | SPW | 0 | 0.92 | 1 | 954.0 ACSR | 0 | 0 | 0 | 0 | 0 | 0 | 0 | 0 | 0 | 0 | 0 | 0 | 0 | 0 | 0 | 0 | 0 | 0 | 660800689 | 0 | 0 | 0 | 0 | 12 | 1
NO |  | 80 | 2016 | 5 | 14 | 14 |  | 33 Springdale Tap | Springdale Sub | 138 | 138 | SPW | 0.06 | 0 | 1 | 954.0 ACSR | 0 | 0 | 0 | 0 | 0 | 0 | 0 | 0 | 0 | 0 | 0 | 0 | 0 | 0 | 0 | 0 | 0 | 0 | 660800690 | 0 | 0 | 0 | 0 | 12 | 1
NO |  | 80 | 2016 | 5 | 15 | 15 |  | 33 Harry St Sub So Tap | Harry St Sub | 138 | 138 | SPW | 0.12 | 0 | 1 | 954.0 ACSR | 0 | 0 | 0 | 0 | 0 | 0 | 0 | 0 | 0 | 0 | 0 | 0 | 0 | 0 | 0 | 0 | 0 | 0 | 660800691 | 0 | 0 | 0 | 0 | 12 | 1
NO |  | 80 | 2016 | 5 | 17 | 17 |  | 34 Crisholm Sub | Grant Sub | 69 | 138 | SPW | 2.31 | 0 | 1 | 954.0 ACSR | 0 | 989228 | 989228 | 0 | 0 | 0 | 0 | 0 | 0 | 0 | 0 | 0 | 0 | 0 | 0 | 0 | 0 | 0 | 0 | 0 | 0 | 0 | 0 | 12 | 1
NO |  | 80 | 2016 | 5 | 19 | 19 |  | 36 Sumner County Sub | Timber Jct Sub | 138 | 138 | SPW | 12 | 0 | 1 | 1192.5 ACSR | 1049582 | 8517630 | 9567212 | 0 | 0 | 0 | 0 | 0 | 0 | 0 | 0 | 0 | 0 | 0 | 0 | 0 | 0 | 0 | 0 | 0 | 0 | 0 | 0 | 12 | 1
NO |  | 80 | 2016 | 5 | 20 | 20 |  | 36 Timber Jct Sub | TC Rock Sub | 138 | 138 | SPW | 1.12 | 0 | 2 | 1192.5 ACSR | 0 | 0 | 0 | 0 | 0 | 0 | 0 | 0 | 0 | 0 | 0 | 0 | 0 | 0 | 0 | 0 | 0 | 0 | 660800692 | 0 | 0 | 0 | 0 | 12 | 1
NO |  | 80 | 2016 | 5 | 22 | 22 |  | 38 Bently West Sub | 38 Bentley East Sub | 138 | 138 | SPW | 3.41 | 0 | 1 | 1192.5 ACSR | 958 | 189 | 1147 | 0 | 0 | 0 | 0 | 0 | 0 | 0 | 0 | 0 | 0 | 0 | 0 | 0 | 0 | 0 | 0 | 0 | 0 | 0 | 0 | 12 | 1
NO |  | 80 | 2016 | 5 | 24 | 24 |  | TOTAL 138 kV LINES |  | 0 | 0 |  | 496.47 | 54.2 | 113 |  | 14565432 | 111849671 | 126415103 | 0 | 0 | 0 | 0 | 0 | 0 | 0 | 0 | 0 | 0 | 0 | 0 | 0 | 0 | 0 | 0 | 0 | 0 | 0 | 0 | 12 | 1
SI/NO | A | 80 | 2016 | 5 | 26 | 26 |  | 69 kV Lines |  | 69 | 69 |  | 937.04 | 12.07 | 0 |  | 19981396 | 246831923 | 266813319 | 0 | 0 | 0 | 6646118.638 | 0 | 0 | 0 | 0 | 0 | 0 | 0 | 0 | 0 | 0 | 0 | 0 | 0 | 0 | 0 | 0 | 12 | 1
SI/NO | A | 80 | 2016 | 5 | 28 | 28 |  | 34.5 kV LINES |  | 34.5 | 34.5 |  | 66.42 | 0 | 0 |  | 1204849 | 3751168 | 4956017 | 0 | 0 | 0 | 123450.6474 | 0 | 0 | 0 | 0 | 0 | 0 | 0 | 0 | 0 | 0 | 0 | 0 | 0 | 0 | 0 | 0 | 12 | 1
NO |  | 81 | 2016 | 0 | 1 | 1 |  | 0700 BIG SANDY, KY | AMOS WV | 765 | 765 | 3 | 0.13 | 0 | 1 | 954 MCMA | 0 | 0 | 0 | 0 | 0 | 0 | 0 | 0 | 0 | 0 | 0 | 0 | 0 | 0 | 0 | 0 | 0 | 0 | 0 | 0 | 0 | 0 | 0 | 12 | 1
NO |  | 81 | 2016 | 0 | 2 | 2 |  | 0701 BIG SANDY, KY | SARGENTS, OH | 765 | 765 | 3 | 24.2 | 0 | 1 | 954 MCMA | 0 | 0 | 0 | 0 | 0 | 0 | 0 | 0 | 0 | 0 | 0 | 0 | 0 | 0 | 0 | 0 | 0 | 0 | 0 | 0 | 0 | 0 | 0 | 12 | 1
NO |  | 81 | 2016 | 0 | 3 | 3 |  | 0701 BIG SANDY, KY | SARGENTS, OH | 765 | 765 | 3 | 4.79 | 0 | 1 |  | 0 | 0 | 0 | 0 | 0 | 0 | 0 | 0 | 0 | 0 | 0 | 0 | 0 | 0 | 0 | 0 | 0 | 0 | 0 | 0 | 0 | 0 | 0 | 12 | 1
NO |  | 81 | 2016 | 0 | 4 | 4 |  | 0702 BIG SANDY, KY | BROADFORD, VA | 765 | 765 | 3 | 12.65 | 0 | 1 | 4-954 KCM ACSR | 0 | 0 | 0 | 0 | 0 | 0 | 0 | 0 | 0 | 0 | 0 | 0 | 0 | 0 | 0 | 0 | 0 | 0 | 0 | 0 | 0 | 0 | 0 | 12 | 1
NO |  | 81 | 2016 | 0 | 5 | 5 |  | 0702 BIG SANDY, KY | BROADFORD, VA | 765 | 765 | 3 | 3.04 | 0 | 1 |  | 0 | 0 | 0 | 0 | 0 | 0 | 0 | 0 | 0 | 0 | 0 | 0 | 0 | 0 | 0 | 0 | 0 | 0 | 0 | 0 | 0 | 0 | 0 | 12 | 1
NO |  | 81 | 2016 | 0 | 6 | 6 |  | 0702 BIG SANDY, KY | BROADFORD, VA | 765 | 765 | 3 | 58.26 | 0 | 1 |  | 0 | 0 | 0 | 0 | 0 | 0 | 0 | 0 | 0 | 0 | 0 | 0 | 0 | 0 | 0 | 0 | 0 | 0 | 0 | 0 | 0 | 0 | 0 | 12 | 1
NO |  | 81 | 2016 | 0 | 7 | 7 |  | 0703 HANGING ROCK, OH | JEFFERSON, IN | 765 | 765 | 3 | 154.74 | 0 | 1 | 1351.5 KCM ACSR | 0 | 0 | 0 | 0 | 0 | 0 | 0 | 0 | 0 | 0 | 0 | 0 | 0 | 0 | 0 | 0 | 0 | 0 | 0 | 0 | 0 | 0 | 0 | 12 | 1
NO |  | 81 | 2016 | 0 | 8 | 8 |  | 0300 BIG SANDY, KY | TRI-STATE, WV | 345 | 345 | 3 | 8.36 | 0 | 1 | 954 KCM ACSR | 0 | 0 | 0 | 0 | 0 | 0 | 0 | 0 | 0 | 0 | 0 | 0 | 0 | 0 | 0 | 0 | 0 | 0 | 0 | 0 | 0 | 0 | 0 | 12 | 1
NO |  | 81 | 2016 | 0 | 9 | 9 |  | 0600 HAZARD, KY PINEVILLE, | PINEVILLE, KY | 161 | 161 | 1 | 45.62 | 0 | 1 | 500 KCM CU | 0 | 0 | 0 | 0 | 0 | 0 | 0 | 0 | 0 | 0 | 0 | 0 | 0 | 0 | 0 | 0 | 0 | 0 | 0 | 0 | 0 | 0 | 0 | 12 | 1
NO |  | 81 | 2016 | 0 | 10 | 10 |  | 0600 HAZARD, KY | PINEVILLE, KY | 161 | 161 | 3 | 0.72 | 0 | 1 | 759 KCM ACSR | 0 | 0 | 0 | 0 | 0 | 0 | 0 | 0 | 0 | 0 | 0 | 0 | 0 | 0 | 0 | 0 | 0 | 0 | 0 | 0 | 0 | 0 | 0 | 12 | 1
NO |  | 81 | 2016 | 0 | 11 | 11 |  | 0135 WOOTEN | ARNOLD DELVINTA (LGE) | 161 | 161 | 1 | 1.09 | 0 | 1 | 795 KCM ACSR | 0 | 0 | 0 | 0 | 0 | 0 | 0 | 0 | 0 | 0 | 0 | 0 | 0 | 0 | 0 | 0 | 0 | 0 | 0 | 0 | 0 | 0 | 0 | 12 | 1
NO |  | 81 | 2016 | 0 | 12 | 12 |  | 0136 WOOTEN EXTENSION |  | 161 | 161 | 3 | 0 | 0 | 1 | 795 KCM ACSR | 0 | 0 | 0 | 0 | 0 | 0 | 0 | 0 | 0 | 0 | 0 | 0 | 0 | 0 | 0 | 0 | 0 | 0 | 0 | 0 | 0 | 0 | 0 | 12 | 1
NO |  | 81 | 2016 | 0 | 13 | 13 |  | 0100 BIG SANDY, KY | BELLEFONTE | 138 | 138 | 3 | 12.08 | 0 | 1 | 556.5 KCM ACSR | 0 | 0 | 0 | 0 | 0 | 0 | 0 | 0 | 0 | 0 | 0 | 0 | 0 | 0 | 0 | 0 | 0 | 0 | 0 | 0 | 0 | 0 | 0 | 12 | 1
NO |  | 81 | 2016 | 0 | 14 | 14 |  | 0100 BIG SANDY, KY | BELLEFONTE | 138 | 138 | 3 | 14.77 | 0 | 1 | 795 KCM ACSR | 0 | 0 | 0 | 0 | 0 | 0 | 0 | 0 | 0 | 0 | 0 | 0 | 0 | 0 | 0 | 0 | 0 | 0 | 0 | 0 | 0 | 0 | 0 | 12 | 1
NO |  | 81 | 2016 | 0 | 15 | 15 |  | 0100 BIG SANDY, KY | BELLEFONTE | 138 | 138 | 3 | 16.3 | 0 | 2 | 795 KCM ACSR | 0 | 0 | 0 | 0 | 0 | 0 | 0 | 0 | 0 | 0 | 0 | 0 | 0 | 0 | 0 | 0 | 0 | 0 | 0 | 0 | 0 | 0 | 0 | 12 | 1
NO |  | 81 | 2016 | 0 | 16 | 16 |  | 0101 BIG SANDY, KY | W HUNTINGTON, WV | 138 | 138 | 3 | 0.33 | 0 | 1 | 1033.5 KCM ACSR | 0 | 0 | 0 | 0 | 0 | 0 | 0 | 0 | 0 | 0 | 0 | 0 | 0 | 0 | 0 | 0 | 0 | 0 | 0 | 0 | 0 | 0 | 0 | 12 | 1
NO |  | 81 | 2016 | 0 | 17 | 17 |  | 0102 BELLEFONTE, KY | N PROCTORVILLE, OH | 138 | 138 | 3 | 1.1 | 1.1 | 1 | 397.5 MA | 0 | 0 | 0 | 0 | 0 | 0 | 0 | 0 | 0 | 0 | 0 | 0 | 0 | 0 | 0 | 0 | 0 | 0 | 0 | 0 | 0 | 0 | 0 | 12 | 1
NO |  | 81 | 2016 | 0 | 18 | 18 |  | 0103 HAZARD, KY | BEAVER CREEK, KY | 138 | 138 | 3 | 5.91 | 0 | 1 | 397.5 MCMCU | 0 | 0 | 0 | 0 | 0 | 0 | 0 | 0 | 0 | 0 | 0 | 0 | 0 | 0 | 0 | 0 | 0 | 0 | 0 | 0 | 0 | 0 | 0 | 12 | 1
NO |  | 81 | 2016 | 0 | 19 | 19 |  | 0103 HAZARD, KY | BEAVER CREEK, KY | 138 | 138 | 3 | 23.25 | 0 | 1 |  | 0 | 0 | 0 | 0 | 0 | 0 | 0 | 0 | 0 | 0 | 0 | 0 | 0 | 0 | 0 | 0 | 0 | 0 | 0 | 0 | 0 | 0 | 0 | 12 | 1
NO |  | 81 | 2016 | 0 | 20 | 20 |  | 0105 CLINCH RIVER, VA | BEAVER CREEK, KY | 138 | 138 | 3 | 2.3 | 0 | 1 | 636 MCMA | 0 | 0 | 0 | 0 | 0 | 0 | 0 | 0 | 0 | 0 | 0 | 0 | 0 | 0 | 0 | 0 | 0 | 0 | 0 | 0 | 0 | 0 | 0 | 12 | 1
NO |  | 81 | 2016 | 0 | 21 | 21 |  | 0105 CLINCH RIVER, VA | BEAVER CREEK, KY | 138 | 138 | 1 | 16.09 | 16.92 | 1 |  | 0 | 0 | 0 | 0 | 0 | 0 | 0 | 0 | 0 | 0 | 0 | 0 | 0 | 0 | 0 | 0 | 0 | 0 | 0 | 0 | 0 | 0 | 0 | 12 | 1
NO |  | 81 | 2016 | 0 | 22 | 22 |  | 0107 LOGAN, WV | SPRIGG, KY | 138 | 138 | 3 | 0.64 | 0 | 2 | 397 MCMA | 0 | 0 | 0 | 0 | 0 | 0 | 0 | 0 | 0 | 0 | 0 | 0 | 0 | 0 | 0 | 0 | 0 | 0 | 0 | 0 | 0 | 0 | 0 | 12 | 1
NO |  | 81 | 2016 | 0 | 23 | 23 |  | 0110 BEAVER CREEK, KY | BIG SANDY, KY | 138 | 138 | 3 | 32.43 | 0 | 1 | 397.5 MCMA | 0 | 0 | 0 | 0 | 0 | 0 | 0 | 0 | 0 | 0 | 0 | 0 | 0 | 0 | 0 | 0 | 0 | 0 | 0 | 0 | 0 | 0 | 0 | 12 | 1
NO |  | 81 | 2016 | 0 | 24 | 24 |  | 0110 BEAVER CREEK, KY | BIG SANDY, KY | 138 | 138 | 1 | 10.05 | 0 | 1 |  | 0 | 0 | 0 | 0 | 0 | 0 | 0 | 0 | 0 | 0 | 0 | 0 | 0 | 0 | 0 | 0 | 0 | 0 | 0 | 0 | 0 | 0 | 0 | 12 | 1
NO |  | 81 | 2016 | 0 | 25 | 25 |  | 0110 BEAVER CREEK, KY | BIG SANDY, KY | 138 | 138 | 1 | 16.41 | 0.33 | 1 |  | 0 | 0 | 0 | 0 | 0 | 0 | 0 | 0 | 0 | 0 | 0 | 0 | 0 | 0 | 0 | 0 | 0 | 0 | 0 | 0 | 0 | 0 | 0 | 12 | 1
NO |  | 81 | 2016 | 0 | 26 | 26 |  | 0111 TRI STATE, WV | BELLEFONTE, KY | 138 | 138 | 3 | 0.71 | 14.41 | 1 | 795 MCMA | 0 | 0 | 0 | 0 | 0 | 0 | 0 | 0 | 0 | 0 | 0 | 0 | 0 | 0 | 0 | 0 | 0 | 0 | 0 | 0 | 0 | 0 | 0 | 12 | 1
NO |  | 81 | 2016 | 0 | 27 | 27 |  | 0111 TRI STATE, WV | BELLEFONTE, KY | 138 | 138 | 1 | 0.38 | 0 | 1 |  | 0 | 0 | 0 | 0 | 0 | 0 | 0 | 0 | 0 | 0 | 0 | 0 | 0 | 0 | 0 | 0 | 0 | 0 | 0 | 0 | 0 | 0 | 0 | 12 | 1
NO |  | 81 | 2016 | 0 | 28 | 28 |  | 0113 CHADWICK | KY ELECTRIC STEEL | 138 | 138 | 1 | 7.9 | 0 | 1 | 795 MCMA | 0 | 0 | 0 | 0 | 0 | 0 | 0 | 0 | 0 | 0 | 0 | 0 | 0 | 0 | 0 | 0 | 0 | 0 | 0 | 0 | 0 | 0 | 0 | 12 | 1
NO |  | 81 | 2016 | 0 | 29 | 29 |  | 0115 CHADWICK | COALTON | 138 | 138 | 1 | 0.98 | 0 | 1 | 795 MCMA | 0 | 0 | 0 | 0 | 0 | 0 | 0 | 0 | 0 | 0 | 0 | 0 | 0 | 0 | 0 | 0 | 0 | 0 | 0 | 0 | 0 | 0 | 0 | 12 | 1
NO |  | 81 | 2016 | 0 | 30 | 30 |  | 0133 CHADWICK EXTENSION |  | 138 | 138 |  | 0 | 0 | 0 |  | 0 | 0 | 0 | 0 | 0 | 0 | 0 | 0 | 0 | 0 | 0 | 0 | 0 | 0 | 0 | 0 | 0 | 0 | 0 | 0 | 0 | 0 | 0 | 12 | 1
NO |  | 81 | 2016 | 0 | 31 | 31 |  | 0117 MILBROOK PARK, OH | FULLERTON | 138 | 138 | 1 | 5.08 | 1.58 | 1 | 556.5 MCM | 0 | 0 | 0 | 0 | 0 | 0 | 0 | 0 | 0 | 0 | 0 | 0 | 0 | 0 | 0 | 0 | 0 | 0 | 0 | 0 | 0 | 0 | 0 | 12 | 1
NO |  | 81 | 2016 | 0 | 32 | 32 |  | 0116 BEAVER CREEK | SPICEWOOD | 138 | 138 | 1 | 25.83 | 0 | 1 | 795 MCMA | 0 | 0 | 0 | 0 | 0 | 0 | 0 | 0 | 0 | 0 | 0 | 0 | 0 | 0 | 0 | 0 | 0 | 0 | 0 | 0 | 0 | 0 | 0 | 12 | 1
NO |  | 81 | 2016 | 0 | 33 | 33 |  | 0116 BEAVER CREEK | SPICEWOOD | 138 | 138 | 3 | 0.63 | 0 | 0 | 1590 KCM | 0 | 0 | 0 | 0 | 0 | 0 | 0 | 0 | 0 | 0 | 0 | 0 | 0 | 0 | 0 | 0 | 0 | 0 | 0 | 0 | 0 | 0 | 0 | 12 | 1
NO |  | 81 | 2016 | 0 | 34 | 34 |  | 0120 HATFIELD | SPRIGG | 138 | 138 | 1 | 5.88 | 0 | 1 | 1033 MCM | 0 | 0 | 0 | 0 | 0 | 0 | 0 | 0 | 0 | 0 | 0 | 0 | 0 | 0 | 0 | 0 | 0 | 0 | 0 | 0 | 0 | 0 | 0 | 12 | 1
NO |  | 81 | 2016 | 0 | 35 | 35 |  | 0121 HATFIELD | INEZ | 138 | 138 | 1 | 14.67 | 0 | 1 | 10335 VAR | 0 | 0 | 0 | 0 | 0 | 0 | 0 | 0 | 0 | 0 | 0 | 0 | 0 | 0 | 0 | 0 | 0 | 0 | 0 | 0 | 0 | 0 | 0 | 12 | 1
NO |  | 81 | 2016 | 0 | 36 | 36 |  | TOTAL |  | 0 | 0 |  | 1278.57 | 40.5 | 56 |  | 33061224 | 335052491 | 368113715 | 117014 | 1831274 | 0 | 1948288 | 0 | 0 | 0 | 0 | 0 | 0 | 0 | 0 | 0 | 0 | 0 | 0 | 0 | 0 | 0 | 0 | 12 | 1
NO |  | 81 | 2016 | 1 | 1 | 1 |  | 0122 INEZ | LOVELY | 138 | 138 | 1 | 6.86 | 0 | 1 | 10335 VAR | 0 | 0 | 0 | 0 | 0 | 0 | 0 | 0 | 0 | 0 | 0 | 0 | 0 | 0 | 0 | 0 | 0 | 0 | 0 | 0 | 0 | 0 | 0 | 12 | 1
NO |  | 81 | 2016 | 1 | 2 | 2 |  | 0126 INEZ | MARTIKI | 138 | 138 | 1 | 0.33 | 0 | 1 | 10335 VAR | 0 | 0 | 0 | 0 | 0 | 0 | 0 | 0 | 0 | 0 | 0 | 0 | 0 | 0 | 0 | 0 | 0 | 0 | 0 | 0 | 0 | 0 | 0 | 12 | 1
NO |  | 81 | 2016 | 1 | 3 | 3 |  | 0127 BIG SANDY | INEZ | 138 | 138 | 3 | 23 | 0 | 1 | 795 MCMA | 0 | 0 | 0 | 0 | 0 | 0 | 0 | 0 | 0 | 0 | 0 | 0 | 0 | 0 | 0 | 0 | 0 | 0 | 0 | 0 | 0 | 0 | 0 | 12 | 1
NO |  | 81 | 2016 | 1 | 4 | 4 |  | 0106 DORTON | FLEMING | 138 | 138 | 1 | 6.81 | 0 | 1 | 795 MCMA | 0 | 0 | 0 | 0 | 0 | 0 | 0 | 0 | 0 | 0 | 0 | 0 | 0 | 0 | 0 | 0 | 0 | 0 | 0 | 0 | 0 | 0 | 0 | 12 | 1
NO |  | 81 | 2016 | 1 | 5 | 5 |  | 0106 DORTON | FLEMING | 138 | 138 | 3 | 0.83 | 0 | 0 | 795 MCMA | 0 | 0 | 0 | 0 | 0 | 0 | 0 | 0 | 0 | 0 | 0 | 0 | 0 | 0 | 0 | 0 | 0 | 0 | 0 | 0 | 0 | 0 | 0 | 12 | 1
NO |  | 81 | 2016 | 1 | 6 | 6 |  | 0108 BEAVER CREEK | SPRIGG #1 | 138 | 138 | 1 | 32.6 | 0 | 1 | 397 MCMA | 0 | 0 | 0 | 0 | 0 | 0 | 0 | 0 | 0 | 0 | 0 | 0 | 0 | 0 | 0 | 0 | 0 | 0 | 0 | 0 | 0 | 0 | 0 | 12 | 1
NO |  | 81 | 2016 | 1 | 7 | 7 |  | 0124 BIG SANDY | SOUTH NEAL | 138 | 138 | 1 | 0.01 | 0 | 1 | 10335 VAR | 0 | 0 | 0 | 0 | 0 | 0 | 0 | 0 | 0 | 0 | 0 | 0 | 0 | 0 | 0 | 0 | 0 | 0 | 0 | 0 | 0 | 0 | 0 | 12 | 1
NO |  | 81 | 2016 | 1 | 8 | 8 |  | 0109 BEAVER CREEK | SPRIGG #3 | 138 | 138 |  | 0 | 0 | 0 |  | 0 | 0 | 0 | 0 | 0 | 0 | 0 | 0 | 0 | 0 | 0 | 0 | 0 | 0 | 0 | 0 | 0 | 0 | 0 | 0 | 0 | 0 | 0 | 12 | 1
NO |  | 81 | 2016 | 1 | 9 | 9 |  | 0125 BELLEFONTE | AK STEEL OXYGEN PLANT | 138 | 138 | 3 | 0.22 | 0 | 2 | 795 ACSR | 0 | 0 | 0 | 0 | 0 | 0 | 0 | 0 | 0 | 0 | 0 | 0 | 0 | 0 | 0 | 0 | 0 | 0 | 0 | 0 | 0 | 0 | 0 | 12 | 1
NO |  | 81 | 2016 | 1 | 10 | 10 |  | 0130 JOHNS CREEK | SPRIGG | 138 | 138 | 3 | 13 | 0 | 0 | 1033 MCM | 0 | 0 | 0 | 0 | 0 | 0 | 0 | 0 | 0 | 0 | 0 | 0 | 0 | 0 | 0 | 0 | 0 | 0 | 0 | 0 | 0 | 0 | 0 | 12 | 1
NO |  | 81 | 2016 | 1 | 11 | 11 |  | 0131 BAKER | BIG SANDY EXT. | 138 | 138 | 3 | 1 | 0 | 1 | 1351 KCM | 0 | 0 | 0 | 0 | 0 | 0 | 0 | 0 | 0 | 0 | 0 | 0 | 0 | 0 | 0 | 0 | 0 | 0 | 0 | 0 | 0 | 0 | 0 | 12 | 1
NO |  | 81 | 2016 | 1 | 12 | 12 |  | 0128 INEZ | JOHNS CREEK | 138 | 138 | 3 | 17 | 0 | 0 | 2-556.5 MCM | 0 | 0 | 0 | 0 | 0 | 0 | 0 | 0 | 0 | 0 | 0 | 0 | 0 | 0 | 0 | 0 | 0 | 0 | 0 | 0 | 0 | 0 | 0 | 12 | 1
NO |  | 81 | 2016 | 1 | 13 | 13 |  | 0129 BEAVER CREEK | JOHNS CREEK | 138 | 138 | 3 | 22 | 0 | 0 | 1033 MCM | 0 | 0 | 0 | 0 | 0 | 0 | 0 | 0 | 0 | 0 | 0 | 0 | 0 | 0 | 0 | 0 | 0 | 0 | 0 | 0 | 0 | 0 | 0 | 12 | 1
NO |  | 81 | 2016 | 1 | 14 | 14 |  | 0132 GRANGSTON LOOP |  | 138 | 138 | 1 | 2.01 | 0 | 2 | 556.5 KCM ACSR | 0 | 0 | 0 | 0 | 0 | 0 | 0 | 0 | 0 | 0 | 0 | 0 | 0 | 0 | 0 | 0 | 0 | 0 | 0 | 0 | 0 | 0 | 0 | 12 | 1
NO |  | 81 | 2016 | 1 | 15 | 15 |  | 0137 HAYS BRANCH | MORGAN FORK | 138 | 138 | 3 | 8.3 | 0 | 1 | 795 ACSR | 0 | 0 | 0 | 0 | 0 | 0 | 0 | 0 | 0 | 0 | 0 | 0 | 0 | 0 | 0 | 0 | 0 | 0 | 0 | 0 | 0 | 0 | 0 | 12 | 1
NO |  | 81 | 2016 | 1 | 16 | 16 |  | 0138 SOFT SHELL | BEAVER CREEK | 138 | 138 | 3 | 1.4 | 0 | 2 | 1590 ACSR | 0 | 0 | 0 | 0 | 0 | 0 | 0 | 0 | 0 | 0 | 0 | 0 | 0 | 0 | 0 | 0 | 0 | 0 | 0 | 0 | 0 | 0 | 0 | 12 | 1
NO |  | 81 | 2016 | 1 | 17 | 17 |  | 0138 SOFT SHELL | SPICEWOOD | 138 | 138 | 3 | 1.4 | 0 | 2 | 1590 ACSR | 0 | 0 | 0 | 0 | 0 | 0 | 0 | 0 | 0 | 0 | 0 | 0 | 0 | 0 | 0 | 0 | 0 | 0 | 0 | 0 | 0 | 0 | 0 | 12 | 1
NO |  | 81 | 2016 | 1 | 18 | 18 |  | 0139 MORGAN FORK | BETSY LANE | 138 | 138 | 3 | 0.1 | 0 | 1 | 795 ACSR | 0 | 0 | 0 | 0 | 0 | 0 | 0 | 0 | 0 | 0 | 0 | 0 | 0 | 0 | 0 | 0 | 0 | 0 | 0 | 0 | 0 | 0 | 0 | 12 | 1
NO |  | 81 | 2016 | 1 | 19 | 19 |  | 0139 MORGAN FORK | BEAVER CREEK | 138 | 138 | 3 | 0.1 | 0 | 1 | 795 ACSR | 0 | 0 | 0 | 0 | 0 | 0 | 0 | 0 | 0 | 0 | 0 | 0 | 0 | 0 | 0 | 0 | 0 | 0 | 0 | 0 | 0 | 0 | 0 | 12 | 1
NO |  | 81 | 2016 | 1 | 20 | 20 |  | 0140 BONNYMAN | SOFT SHELL | 138 | 138 | 3 | 0.88 | 0 | 2 | 1590 KCM ACSS | 0 | 0 | 0 | 0 | 0 | 0 | 0 | 0 | 0 | 0 | 0 | 0 | 0 | 0 | 0 | 0 | 0 | 0 | 0 | 0 | 0 | 0 | 0 | 12 | 1
NO |  | 81 | 2016 | 1 | 21 | 21 |  | 0140 BONNYMAN | SOFT SHELL | 138 | 138 | 1 | 19.15 | 0 | 1 | 1590 KCM ACSS | 0 | 0 | 0 | 0 | 0 | 0 | 0 | 0 | 0 | 0 | 0 | 0 | 0 | 0 | 0 | 0 | 0 | 0 | 0 | 0 | 0 | 0 | 0 | 12 | 1
SI/SI | A | 81 | 2016 | 1 | 23 | 23 |  | LINES < 132KV |  | 69 | 69 |  | 594.25 | 6.16 | 0 |  | 0 | 0 | 70267855.8691 | 0 | 0 | 0 | 914100.0729 | 0 | 0 | 0 | 0 | 0 | 0 | 0 | 0 | 0 | 0 | 0 | 0 | 0 | 0 | 0 | 0 | 12 | 1
NO |  | 81 | 2016 | 1 | 25 | 25 |  | Line cost and expense are | not available by individual | 0 | 0 |  | 0 | 0 | 0 |  | 33061224 | 335052491 | 368113715 | 117014 | 1831274 | 0 | 1948288 | 0 | 0 | 0 | 0 | 0 | 0 | 0 | 0 | 0 | 0 | 0 | 0 | 0 | 0 | 0 | 0 | 12 | 1
NO |  | 81 | 2016 | 1 | 26 | 26 |  | transmission line | Total shown in Column j - p | 0 | 0 |  | 0 | 0 | 0 |  | 0 | 0 | 0 | 0 | 0 | 0 | 0 | 0 | 0 | 0 | 0 | 0 | 0 | 0 | 0 | 0 | 0 | 0 | 0 | 0 | 0 | 0 | 0 | 12 | 1
NO |  | 82 | 2016 | 0 | 1 | 1 |  | Pocket | Pineville | 500 | 500 | ST | 35.48 | 0 | 0 | 954 mcm | 3117591 | 15708717 | 18826308 | 0 | 0 | 0 | 0 | 0 | 0 | 0 | 0 | 0 | 0 | 0 | 660820566 | 0 | 0 | 0 | 0 | 0 | 0 | 0 | 0 | 12 | 1
NO |  | 82 | 2016 | 0 | 2 | 2 |  | Pocket | Phipps Bend | 500 | 500 | ST | 21.39 | 0 | 0 | 954 mcm | 280371 | 7950059 | 8230430 | 0 | 0 | 0 | 0 | 0 | 0 | 0 | 0 | 0 | 0 | 0 | 660820567 | 0 | 0 | 0 | 0 | 0 | 0 | 0 | 0 | 12 | 1
NO |  | 82 | 2016 | 0 | 3 | 3 |  | Ghent Plant | Brown North | 345 | 345 | ST | 113.87 | 0 | 0 | 795 mcm | 2495681 | 17210224 | 19705905 | 0 | 0 | 0 | 0 | 0 | 0 | 0 | 0 | 0 | 0 | 0 | 660820582 | 0 | 0 | 0 | 0 | 0 | 0 | 0 | 0 | 12 | 1
NO |  | 82 | 2016 | 0 | 4 | 4 |  | Ghent Plant | Batesville | 345 | 345 | ST | 7.8 | 0 | 0 | 954 mcm | 437159 | 6218091 | 6655250 | 0 | 0 | 0 | 0 | 0 | 0 | 0 | 0 | 0 | 0 | 0 | 660820568 | 0 | 0 | 0 | 0 | 0 | 0 | 0 | 0 | 12 | 1
NO |  | 82 | 2016 | 0 | 5 | 5 |  | Brown Plant | Elmer Smith | 345 | 345 | HF,SP,ST | 171.06 | 0 | 0 | 954 mcm | 5420411 | 68475616 | 73896027 | 0 | 0 | 0 | 0 | 0 | 0 | 0 | 0 | 0 | 0 | 0 | 660820569 | 0 | 0 | 0 | 0 | 0 | 0 | 0 | 0 | 12 | 1
NO |  | 82 | 2016 | 0 | 6 | 6 |  | Brown North | K.U. Park | 345 | 345 | ST | 102.47 | 0 | 2 | 954 mcm | 1111580 | 26077449 | 27189029 | 0 | 0 | 0 | 0 | 0 | 0 | 0 | 0 | 0 | 0 | 0 | 0 | 0 | 0 | 0 | 0 | 0 | 0 | 0 | 0 | 12 | 1
NO |  | 82 | 2016 | 0 | 7 | 7 |  | Green River | AEC Buss | 161 | 161 | HF,ST,WP | 183.09 | 0 | 0 | 556 mcm | 1284446 | 24115064 | 25399510 | 0 | 0 | 0 | 0 | 0 | 0 | 0 | 0 | 0 | 0 | 0 | 660820570 | 0 | 0 | 0 | 0 | 0 | 0 | 0 | 0 | 12 | 1
NO |  | 82 | 2016 | 0 | 8 | 8 |  | Green River | Morganfield | 161 | 161 | HF,WP | 55.38 | 0 | 0 | 556 mcm | 268660 | 4715563 | 4984223 | 0 | 0 | 0 | 0 | 0 | 0 | 0 | 0 | 0 | 0 | 0 | 660820571 | 0 | 0 | 0 | 0 | 0 | 0 | 0 | 0 | 12 | 1
NO |  | 82 | 2016 | 0 | 9 | 9 |  | Elihu | Dorchester | 161 | 161 | HF,ST | 86.06 | 0 | 0 | 556 mcm | 264089 | 10334084 | 10598173 | 0 | 0 | 0 | 0 | 0 | 0 | 0 | 0 | 0 | 0 | 0 | 660820572 | 0 | 0 | 0 | 0 | 0 | 0 | 0 | 0 | 12 | 1
NO |  | 82 | 2016 | 0 | 10 | 10 |  | Lake Reba | Dorchester | 161 | 161 | HF,ST | 99.15 | 0 | 1 | 556 mcm | 559988 | 7794483 | 8354471 | 0 | 0 | 0 | 0 | 0 | 0 | 0 | 0 | 0 | 0 | 0 | 0 | 0 | 0 | 0 | 0 | 0 | 0 | 0 | 0 | 12 | 1
NO |  | 82 | 2016 | 0 | 11 | 11 |  | Pineville | Harlan | 161 | 161 | HF,WP | 48.34 | 0 | 0 | 795 mcm | 300849 | 6888249 | 7189098 | 0 | 0 | 0 | 0 | 0 | 0 | 0 | 0 | 0 | 0 | 0 | 660820573 | 0 | 0 | 0 | 0 | 0 | 0 | 0 | 0 | 12 | 1
NO |  | 82 | 2016 | 0 | 12 | 12 |  | Pineville 149 | Pineville 192 | 161 | 161 | HF | 0.12 | 0 | 1 | 954 mcm | 0 | 153285 | 153285 | 0 | 0 | 0 | 0 | 0 | 0 | 0 | 0 | 0 | 0 | 0 | 0 | 0 | 0 | 0 | 0 | 0 | 0 | 0 | 0 | 12 | 1
NO |  | 82 | 2016 | 0 | 13 | 13 |  | East Ky. Power Cooperative | Taylor County | 161 | 161 | SP | 3.97 | 0 | 1 | 556 mcm | 261988 | 307188 | 569176 | 0 | 0 | 0 | 0 | 0 | 0 | 0 | 0 | 0 | 0 | 0 | 0 | 0 | 0 | 0 | 0 | 0 | 0 | 0 | 0 | 12 | 1
NO |  | 82 | 2016 | 0 | 14 | 14 |  | Imboden | Harlan | 161 | 161 | HF,SP,WP,ST | 43.82 | 0 | 0 | 795 mcm | 84143 | 6488082 | 6572225 | 0 | 0 | 0 | 0 | 0 | 0 | 0 | 0 | 0 | 0 | 0 | 660820574 | 0 | 0 | 0 | 0 | 0 | 0 | 0 | 0 | 12 | 1
NO |  | 82 | 2016 | 0 | 15 | 15 |  | Ghent Plant | Brown Plant | 138 | 138 | ST | 90.47 | 0 | 0 | 954 mcm | 419701 | 6470788 | 6890489 | 0 | 0 | 0 | 0 | 0 | 0 | 0 | 0 | 0 | 0 | 0 | 660820575 | 0 | 0 | 0 | 0 | 0 | 0 | 0 | 0 | 12 | 1
NO |  | 82 | 2016 | 0 | 16 | 16 |  | Brown Plant | Green River | 138 | 138 | HF,SP,WP,ST | 169.43 | 0 | 0 | 556 mcm | 450425 | 15506810 | 15957235 | 0 | 0 | 0 | 0 | 0 | 0 | 0 | 0 | 0 | 0 | 0 | 660820576 | 0 | 0 | 0 | 0 | 0 | 0 | 0 | 0 | 12 | 1
NO |  | 82 | 2016 | 0 | 17 | 17 |  | Kenton | Rodburn | 138 | 138 | HF | 45.74 | 0 | 1 | 397 mcm | 98119 | 3886708 | 3984827 | 0 | 0 | 0 | 0 | 0 | 0 | 0 | 0 | 0 | 0 | 0 | 0 | 0 | 0 | 0 | 0 | 0 | 0 | 0 | 0 | 12 | 1
NO |  | 82 | 2016 | 0 | 18 | 18 |  | Green River | Brown North | 138 | 138 | HF,SP,ST | 166.68 | 0 | 0 | 795 mcm | 734488 | 17809808 | 18544296 | 0 | 0 | 0 | 0 | 0 | 0 | 0 | 0 | 0 | 0 | 0 | 660820577 | 0 | 0 | 0 | 0 | 0 | 0 | 0 | 0 | 12 | 1
NO |  | 82 | 2016 | 0 | 19 | 19 |  | Fawkes | Rodburn | 138 | 138 | HF,ST,WP | 64.52 | 0 | 1 | 556 mcm | 579168 | 3736703 | 4315871 | 0 | 0 | 0 | 0 | 0 | 0 | 0 | 0 | 0 | 0 | 0 | 0 | 0 | 0 | 0 | 0 | 0 | 0 | 0 | 0 | 12 | 1
NO |  | 82 | 2016 | 0 | 20 | 20 |  | Clifty Creek | Carrollton | 138 | 138 | HF,SP,ST,WP | 144.71 | 0 | 0 | 795 mcm | 891092 | 33124157 | 34015249 | 0 | 0 | 0 | 0 | 0 | 0 | 0 | 0 | 0 | 0 | 0 | 660820578 | 0 | 0 | 0 | 0 | 0 | 0 | 0 | 0 | 12 | 1
NO |  | 82 | 2016 | 0 | 21 | 21 |  | Brown Plant | Lake Reba | 138 | 138 | HF,SP | 29.44 | 0 | 1 | 556 mcm | 80240 | 3056413 | 3136653 | 0 | 0 | 0 | 0 | 0 | 0 | 0 | 0 | 0 | 0 | 0 | 0 | 0 | 0 | 0 | 0 | 0 | 0 | 0 | 0 | 12 | 1
NO |  | 82 | 2016 | 0 | 22 | 22 |  | Brown Plant | Haefling | 138 | 138 | HF,SP,ST,WP | 29.32 | 0 | 0 | 795 mcm | 191989 | 5440318 | 5632307 | 0 | 0 | 0 | 0 | 0 | 0 | 0 | 0 | 0 | 0 | 0 | 660820579 | 0 | 0 | 0 | 0 | 0 | 0 | 0 | 0 | 12 | 1
NO |  | 82 | 2016 | 0 | 23 | 23 |  | Ghent Plant | Kenton Station | 138 | 138 | HF,WF | 72.78 | 0 | 1 | 795 mcm | 446861 | 8797506 | 9244367 | 0 | 0 | 0 | 0 | 0 | 0 | 0 | 0 | 0 | 0 | 0 | 0 | 0 | 0 | 0 | 0 | 0 | 0 | 0 | 0 | 12 | 1
NO |  | 82 | 2016 | 0 | 24 | 24 |  | Ghent Plant | Adams | 138 | 138 | HF,SP,ST | 56.77 | 0 | 0 | 795 mcm | 245501 | 7025200 | 7270701 | 0 | 0 | 0 | 0 | 0 | 0 | 0 | 0 | 0 | 0 | 0 | 660820580 | 0 | 0 | 0 | 0 | 0 | 0 | 0 | 0 | 12 | 1
NO |  | 82 | 2016 | 0 | 25 | 25 |  | Hardin County | Rogersville | 138 | 138 | HF | 10.24 | 0 | 1 | 795 mcm | 245092 | 909759 | 1154851 | 0 | 0 | 0 | 0 | 0 | 0 | 0 | 0 | 0 | 0 | 0 | 0 | 0 | 0 | 0 | 0 | 0 | 0 | 0 | 0 | 12 | 1
NO |  | 82 | 2016 | 0 | 26 | 26 |  | Virginia City | Clinch River (AEP Int. Pt) | 138 | 138 | HF | 7.89 | 0 | 1 | 795 mcm | 344980 | 4788455 | 5133435 | 0 | 0 | 0 | 0 | 0 | 0 | 0 | 0 | 0 | 0 | 0 | 0 | 0 | 0 | 0 | 0 | 0 | 0 | 0 | 0 | 12 | 1
SI/NO | A | 82 | 2016 | 0 | 27 | 27 |  | 69KV Lines |  | 69 | 69 | Various | 2208.47 | 0 | 0 | Various | 8877919 | 214760531 | 223638450 | 0 | 0 | 0 | 5570665.1987 | 0 | 0 | 0 | 0 | 0 | 0 | 0 | 660820581 | 0 | 0 | 0 | 0 | 0 | 0 | 0 | 0 | 12 | 1
NO |  | 82 | 2016 | 0 | 35 | 35 |  | Exp Applicable to All Lines |  | 0 | 0 |  | 0 | 0 | 0 |  | 0 | 0 | 0 | 606327 | 5959249 | 148901 | 6714477 | 0 | 0 | 0 | 0 | 0 | 0 | 0 | 0 | 0 | 0 | 0 | 0 | 0 | 0 | 0 | 0 | 12 | 1
NO |  | 82 | 2016 | 0 | 36 | 36 |  | TOTAL |  | 0 | 0 |  | 4068.46 | 0 | 11 |  | 29492531 | 527749310 | 557241841 | 606327 | 5959249 | 148901 | 6714477 | 0 | 0 | 0 | 0 | 0 | 0 | 0 | 0 | 0 | 0 | 0 | 0 | 0 | 0 | 0 | 0 | 12 | 1
NO |  | 83 | 2016 | 0 | 1 | 1 |  | STATE OF TENNESSEE |  | 0 | 0 |  | 0 | 0 | 0 |  | 0 | 0 | 0 | 0 | 0 | 0 | 0 | 0 | 0 | 0 | 0 | 0 | 0 | 0 | 0 | 0 | 0 | 0 | 0 | 0 | 0 | 0 | 0 | 12 | 1
NO |  | 83 | 2016 | 0 | 2 | 2 |  | Holston Ordance Tap #2, TN |  | 138 | 138 | 1 | 0.07 | 0 | 1 | 4/0 ACSR | 0 | 0 | 0 | 0 | 0 | 0 | 0 | 0 | 0 | 0 | 0 | 0 | 0 | 0 | 0 | 0 | 0 | 0 | 0 | 0 | 0 | 0 | 0 | 12 | 1
NO |  | 83 | 2016 | 0 | 3 | 3 |  | Short Hills Tap, TN |  | 138 | 138 | 1 | 0.04 | 0 | 1 | 556KCM ACSR | 0 | 0 | 0 | 0 | 0 | 0 | 0 | 0 | 0 | 0 | 0 | 0 | 0 | 0 | 0 | 0 | 0 | 0 | 0 | 0 | 0 | 0 | 0 | 12 | 1
NO |  | 83 | 2016 | 0 | 4 | 4 |  | Broadford, VA | Nagel, TN | 138 | 138 | 1 | 11.76 | 0.01 | 1 | 556KCM ACSR | 0 | 0 | 0 | 0 | 0 | 0 | 0 | 0 | 0 | 0 | 0 | 0 | 0 | 0 | 0 | 0 | 0 | 0 | 0 | 0 | 0 | 0 | 0 | 12 | 1
NO |  | 83 | 2016 | 0 | 5 | 5 |  |  |  | 0 | 0 | 1 | 0.11 | 0 | 0 |  | 0 | 0 | 0 | 0 | 0 | 0 | 0 | 0 | 0 | 0 | 0 | 0 | 0 | 0 | 0 | 0 | 0 | 0 | 0 | 0 | 0 | 0 | 0 | 12 | 1
NO |  | 83 | 2016 | 0 | 6 | 6 |  | North Bristol, VA | West Kingsport, TN | 138 | 138 | 1 | 1.92 | 2.92 | 1 | 556KCM ACSR | 0 | 0 | 0 | 0 | 0 | 0 | 0 | 0 | 0 | 0 | 0 | 0 | 0 | 0 | 0 | 0 | 0 | 0 | 0 | 0 | 0 | 0 | 0 | 12 | 1
NO |  | 83 | 2016 | 0 | 7 | 7 |  | Holston, TN | Reedy Creek, TN | 138 | 138 | 1 | 0 | 7.4 | 1 | 556KCM ACSR | 0 | 0 | 0 | 0 | 0 | 0 | 0 | 0 | 0 | 0 | 0 | 0 | 0 | 0 | 0 | 0 | 0 | 0 | 0 | 0 | 0 | 0 | 0 | 12 | 1
NO |  | 83 | 2016 | 0 | 8 | 8 |  | Clinch River, VA | Moreland Drive, TN | 138 | 138 | 1 | 7.83 | 0 | 1 | 556KCM ACSR | 0 | 0 | 0 | 0 | 0 | 0 | 0 | 0 | 0 | 0 | 0 | 0 | 0 | 0 | 0 | 0 | 0 | 0 | 0 | 0 | 0 | 0 | 0 | 12 | 1
NO |  | 83 | 2016 | 0 | 9 | 9 |  | Nagel, TN | Reedy Creek, TN | 138 | 138 | 1 | 0 | 5.61 | 1 | 556KCM ACSR | 0 | 0 | 0 | 0 | 0 | 0 | 0 | 0 | 0 | 0 | 0 | 0 | 0 | 0 | 0 | 0 | 0 | 0 | 0 | 0 | 0 | 0 | 0 | 12 | 1
NO |  | 83 | 2016 | 0 | 10 | 10 |  | Nagel, TN | West Kingsport, TN | 138 | 138 | 1 | 0 | 3.25 | 1 | 556KCM ACSR | 0 | 0 | 0 | 0 | 0 | 0 | 0 | 0 | 0 | 0 | 0 | 0 | 0 | 0 | 0 | 0 | 0 | 0 | 0 | 0 | 0 | 0 | 0 | 12 | 1
NO |  | 83 | 2016 | 0 | 11 | 11 |  | Industry Drive, TN | West Kingsport, TN | 138 | 138 | 1 | 0.37 | 0 | 1 | 795KCM ACSR | 0 | 0 | 0 | 0 | 0 | 0 | 0 | 0 | 0 | 0 | 0 | 0 | 0 | 0 | 0 | 0 | 0 | 0 | 0 | 0 | 0 | 0 | 0 | 12 | 1
SI/SI | A | 83 | 2016 | 0 | 14 | 14 |  | Lines < 132 KV |  | 0 | 0 |  | 30.86 | 0.08 | 0 |  | 0 | 0 | 3817484.0797 | 0 | 0 | 0 | 60239.9097 | 0 | 0 | 0 | 0 | 0 | 0 | 0 | 0 | 0 | 0 | 0 | 0 | 0 | 0 | 0 | 0 | 12 | 1
NO |  | 83 | 2016 | 0 | 16 | 16 |  | Line cost and expense are | not available by individual | 0 | 0 |  | 0 | 0 | 0 |  | 714128 | 6256281 | 6970409 | 3503 | 138719 | 0 | 142222 | 0 | 0 | 0 | 0 | 0 | 0 | 0 | 0 | 0 | 0 | 0 | 0 | 0 | 0 | 0 | 0 | 12 | 1
NO |  | 83 | 2016 | 0 | 17 | 17 |  | transmission line | Total shown in Column j-p | 0 | 0 |  | 0 | 0 | 0 |  | 0 | 0 | 0 | 0 | 0 | 0 | 0 | 0 | 0 | 0 | 0 | 0 | 0 | 0 | 0 | 0 | 0 | 0 | 0 | 0 | 0 | 0 | 0 | 12 | 1
NO |  | 83 | 2016 | 0 | 36 | 36 |  | TOTAL |  | 0 | 0 |  | 52.96 | 19.27 | 9 |  | 714128 | 6256281 | 6970409 | 3503 | 138719 | 0 | 142222 | 0 | 0 | 0 | 0 | 0 | 0 | 0 | 0 | 0 | 0 | 0 | 0 | 0 | 0 | 0 | 0 | 12 | 1
SI/SI | A | 84 | 2016 | 0 | 1 | 1 |  | SYSTEM-WIDE | SYSTEM-WIDE | 34.5 | 34.5 | S.P. WOOD | 63.7 | 26 | 26 |  | 51657 | 2533560 | 2585217 | 18681 | 59705 | 0 | 78386 | 0 | 0 | 0 | 0 | 0 | 0 | 0 | 0 | 0 | 0 | 0 | 0 | 0 | 0 | 0 | 0 | 12 | 1
NO |  | 84 | 2016 | 0 | 36 | 36 |  | TOTAL |  | 0 | 0 |  | 63.7 | 26 | 26 |  | 51657 | 2533560 | 2585217 | 18681 | 59705 | 0 | 78386 | 0 | 0 | 0 | 0 | 0 | 0 | 0 | 0 | 0 | 0 | 0 | 0 | 0 | 0 | 0 | 0 | 12 | 1
NO |  | 88 | 2016 | 0 | 1 | 1 |  | Mill Creek Sub | Paddy's West Sub | 345 | 345 | ST | 15.94 | 0 | 2 | 954 mcm | 113337 | 5584658 | 5697995 | 0 | 0 | 0 | 0 | 0 | 0 | 0 | 0 | 0 | 0 | 0 | 0 | 0 | 0 | 0 | 0 | 0 | 0 | 0 | 0 | 12 | 1
NO |  | 88 | 2016 | 0 | 2 | 2 |  | Paddy's West Sub | Kenzig Road | 345 | 345 | ST,SP | 5.64 | 0 | 1 | 1024.5 mcm | 102753 | 6299799 | 6402552 | 0 | 0 | 0 | 0 | 0 | 0 | 0 | 0 | 0 | 0 | 0 | 0 | 0 | 0 | 0 | 0 | 0 | 0 | 0 | 0 | 12 | 1
NO |  | 88 | 2016 | 0 | 3 | 3 |  | Trimble County Sub | Clifty Creek Sub | 345 | 345 | ST,WP | 12.35 | 0 | 2 | 954 mcm | 0 | 3479667 | 3479667 | 0 | 0 | 0 | 0 | 0 | 0 | 0 | 0 | 0 | 0 | 0 | 0 | 0 | 0 | 0 | 0 | 0 | 0 | 0 | 0 | 12 | 1
NO |  | 88 | 2016 | 0 | 4 | 4 |  | Blue Lick Sub | Middletown Sub | 345 | 345 | ST | 0.12 | 19.22 | 1 | 954 mcm | 0 | 2075035 | 2075035 | 0 | 0 | 0 | 0 | 0 | 0 | 0 | 0 | 0 | 0 | 0 | 0 | 0 | 0 | 0 | 0 | 0 | 0 | 0 | 0 | 12 | 1
NO |  | 88 | 2016 | 0 | 5 | 5 |  | Buckner | Wises Landing | 345 | 345 | ST,SP | 0.32 | 13.11 | 1 | 954 mcm | 0 | 2990335 | 2990335 | 0 | 0 | 0 | 0 | 0 | 0 | 0 | 0 | 0 | 0 | 0 | 0 | 0 | 0 | 0 | 0 | 0 | 0 | 0 | 0 | 12 | 1
NO |  | 88 | 2016 | 0 | 6 | 6 |  | Middletown | Buckner | 345 | 345 | ST,SP | 0.16 | 14.13 | 1 | 954 mcm | 0 | 2917402 | 2917402 | 0 | 0 | 0 | 0 | 0 | 0 | 0 | 0 | 0 | 0 | 0 | 0 | 0 | 0 | 0 | 0 | 0 | 0 | 0 | 0 | 12 | 1
NO |  | 88 | 2016 | 0 | 7 | 7 |  | Middletown Sub | Trimble County Sub | 345 | 345 | ST | 27.96 | 0 | 1 | 954 mcm | 479907 | 8519860 | 8999767 | 0 | 0 | 0 | 0 | 0 | 0 | 0 | 0 | 0 | 0 | 0 | 0 | 0 | 0 | 0 | 0 | 0 | 0 | 0 | 0 | 12 | 1
NO |  | 88 | 2016 | 0 | 8 | 8 |  | Mill Creek Sub | Blue Lick Sub | 345 | 345 | ST | 0.24 | 11.8 | 1 | 954 mcm | 0 | 2276783 | 2276783 | 0 | 0 | 0 | 0 | 0 | 0 | 0 | 0 | 0 | 0 | 0 | 0 | 0 | 0 | 0 | 0 | 0 | 0 | 0 | 0 | 12 | 1
NO |  | 88 | 2016 | 0 | 9 | 9 |  | Mill Creek Sub | Middletown Sub | 345 | 345 | ST | 31.36 | 0 | 1 | 954 mcm | 314954 | 4264302 | 4579256 | 0 | 0 | 0 | 0 | 0 | 0 | 0 | 0 | 0 | 0 | 0 | 0 | 0 | 0 | 0 | 0 | 0 | 0 | 0 | 0 | 12 | 1
NO |  | 88 | 2016 | 0 | 10 | 10 |  | Paddy's Run Sub | T.V.A. Tower | 161 | 161 | ST | 66.16 | 50.25 | 2 | 500 mcm | 98666 | 3451385 | 3550051 | 0 | 0 | 0 | 0 | 0 | 0 | 0 | 0 | 0 | 0 | 0 | 0 | 0 | 0 | 0 | 0 | 0 | 0 | 0 | 0 | 12 | 1
NO |  | 88 | 2016 | 0 | 11 | 11 |  | Appl Park Switching Station | Middletown Sub | 138 | 138 | ST | 0.08 | 12.56 | 1 | 795 mcm | 102525 | 927549 | 1030074 | 0 | 0 | 0 | 0 | 0 | 0 | 0 | 0 | 0 | 0 | 0 | 0 | 0 | 0 | 0 | 0 | 0 | 0 | 0 | 0 | 12 | 1
NO |  | 88 | 2016 | 0 | 12 | 12 |  | Appl Park Switching Station | Ethel Sub | 138 | 138 | WP,ST | 1.95 | 0 | 1 | 795 mcm | 862 | 566587 | 567449 | 0 | 0 | 0 | 0 | 0 | 0 | 0 | 0 | 0 | 0 | 0 | 0 | 0 | 0 | 0 | 0 | 0 | 0 | 0 | 0 | 12 | 1
NO |  | 88 | 2016 | 0 | 13 | 13 |  | Ashbottom Sub | Appl Park Switching Station | 138 | 138 | ST | 4.61 | 1.3 | 1 | 795 mcm | 42502 | 490157 | 532659 | 0 | 0 | 0 | 0 | 0 | 0 | 0 | 0 | 0 | 0 | 0 | 0 | 0 | 0 | 0 | 0 | 0 | 0 | 0 | 0 | 12 | 1
NO |  | 88 | 2016 | 0 | 14 | 14 |  | Grade Lane | Fern Valley Sub | 138 | 138 | ST,SP | 2.79 | 0 | 1 | 795 mcm | 0 | 411830 | 411830 | 0 | 0 | 0 | 0 | 0 | 0 | 0 | 0 | 0 | 0 | 0 | 0 | 0 | 0 | 0 | 0 | 0 | 0 | 0 | 0 | 12 | 1
NO |  | 88 | 2016 | 0 | 15 | 15 |  | Ashbottom | Grade Lane | 138 | 138 | ST,SP | 0.92 | 0 | 1 | 795 mcm | 0 | 186861 | 186861 | 0 | 0 | 0 | 0 | 0 | 0 | 0 | 0 | 0 | 0 | 0 | 0 | 0 | 0 | 0 | 0 | 0 | 0 | 0 | 0 | 12 | 1
NO |  | 88 | 2016 | 0 | 16 | 16 |  | Ashbottom Sub | Manslick Sub | 138 | 138 | WP,ST | 3.43 | 0 | 1 | 795 mcm | 0 | 769868 | 769868 | 0 | 0 | 0 | 0 | 0 | 0 | 0 | 0 | 0 | 0 | 0 | 0 | 0 | 0 | 0 | 0 | 0 | 0 | 0 | 0 | 12 | 1
NO |  | 88 | 2016 | 0 | 17 | 17 |  | Ashby Sub | Pleasure Ridge Park Sub | 138 | 138 | WP,SP,CP | 2.82 | 0 | 1 | 1272 mcm | 0 | 1021519 | 1021519 | 0 | 0 | 0 | 0 | 0 | 0 | 0 | 0 | 0 | 0 | 0 | 0 | 0 | 0 | 0 | 0 | 0 | 0 | 0 | 0 | 12 | 1
NO |  | 88 | 2016 | 0 | 18 | 18 |  | Beargrass Sub | Lyndon South Sub | 138 | 138 | ST | 0.1 | 7.33 | 1 | 795 mcm | 0 | 121569 | 121569 | 0 | 0 | 0 | 0 | 0 | 0 | 0 | 0 | 0 | 0 | 0 | 0 | 0 | 0 | 0 | 0 | 0 | 0 | 0 | 0 | 12 | 1
NO |  | 88 | 2016 | 0 | 19 | 19 |  | Beargrass Sub | Middletown Sub | 138 | 138 | ST | 9.06 | 5.53 | 2 | 795 mcm | 159406 | 1513146 | 1672552 | 0 | 0 | 0 | 0 | 0 | 0 | 0 | 0 | 0 | 0 | 0 | 0 | 0 | 0 | 0 | 0 | 0 | 0 | 0 | 0 | 12 | 1
NO |  | 88 | 2016 | 0 | 20 | 20 |  | Beargrass Sub | Northside Sub | 138 | 138 | ST,SP | 6.37 | 0 | 1 | 1024.5 mcm | 67983 | 3560055 | 3628038 | 0 | 0 | 0 | 0 | 0 | 0 | 0 | 0 | 0 | 0 | 0 | 0 | 0 | 0 | 0 | 0 | 0 | 0 | 0 | 0 | 12 | 1
NO |  | 88 | 2016 | 0 | 21 | 21 |  | Beargrass Sub | Northside Sub | 138 | 138 | ST | 0.23 | 6.11 | 1 | 1024.5 mcm | 6427 | 1210499 | 1216926 | 0 | 0 | 0 | 0 | 0 | 0 | 0 | 0 | 0 | 0 | 0 | 0 | 0 | 0 | 0 | 0 | 0 | 0 | 0 | 0 | 12 | 1
NO |  | 88 | 2016 | 0 | 22 | 22 |  | Breckenridge Sub | Hurstbourne Sub | 138 | 138 | WP,SP,CP | 3.89 | 0.17 | 1 | 1272 mcm | 15419 | 1425739 | 1441158 | 0 | 0 | 0 | 0 | 0 | 0 | 0 | 0 | 0 | 0 | 0 | 0 | 0 | 0 | 0 | 0 | 0 | 0 | 0 | 0 | 12 | 1
NO |  | 88 | 2016 | 0 | 23 | 23 |  | Campground | Cane Run Switching Station | 138 | 138 | ST | 3.08 | 3.29 | 2 | 795 mcm | 8216 | 253452 | 261668 | 0 | 0 | 0 | 0 | 0 | 0 | 0 | 0 | 0 | 0 | 0 | 0 | 0 | 0 | 0 | 0 | 0 | 0 | 0 | 0 | 12 | 1
NO |  | 88 | 2016 | 0 | 24 | 24 |  | Canal Sub | Waterside West | 138 | 138 | ST | 0.23 | 0.87 | 1 | 795 mcm | 0 | 258996 | 258996 | 0 | 0 | 0 | 0 | 0 | 0 | 0 | 0 | 0 | 0 | 0 | 0 | 0 | 0 | 0 | 0 | 0 | 0 | 0 | 0 | 12 | 1
NO |  | 88 | 2016 | 0 | 25 | 25 |  | Cane Run Switching Station | Ashbottom Sub | 138 | 138 | ST | 9.64 | 7.87 | 3 | 795 mcm | 38205 | 1462865 | 1501070 | 0 | 0 | 0 | 0 | 0 | 0 | 0 | 0 | 0 | 0 | 0 | 0 | 0 | 0 | 0 | 0 | 0 | 0 | 0 | 0 | 12 | 1
NO |  | 88 | 2016 | 0 | 26 | 26 |  | Cane Run | Cane Run Switching Station | 138 | 138 | ST,WP | 2.39 | 0 | 2 | 795 mcm | 18788 | 1612294 | 1631082 | 0 | 0 | 0 | 0 | 0 | 0 | 0 | 0 | 0 | 0 | 0 | 0 | 0 | 0 | 0 | 0 | 0 | 0 | 0 | 0 | 12 | 1
NO |  | 88 | 2016 | 0 | 27 | 27 |  | Cane Run | Cane Run Switching Station | 138 | 138 | ST,WP | 2.28 | 0 | 2 | 795 mcm | 0 | 180493 | 180493 | 0 | 0 | 0 | 0 | 0 | 0 | 0 | 0 | 0 | 0 | 0 | 0 | 0 | 0 | 0 | 0 | 0 | 0 | 0 | 0 | 12 | 1
NO |  | 88 | 2016 | 0 | 28 | 28 |  | Cane Run | Cane Run Switching Station | 138 | 138 | ST | 1.37 | 2.26 | 1 | 954 mcm | 0 | 584089 | 584089 | 0 | 0 | 0 | 0 | 0 | 0 | 0 | 0 | 0 | 0 | 0 | 0 | 0 | 0 | 0 | 0 | 0 | 0 | 0 | 0 | 12 | 1
NO |  | 88 | 2016 | 0 | 29 | 29 |  | Cane Run | Cane Run Switching Station | 138 | 138 | ST | 0.11 | 2.19 | 1 | 954 mcm | 0 | 320876 | 320876 | 0 | 0 | 0 | 0 | 0 | 0 | 0 | 0 | 0 | 0 | 0 | 0 | 0 | 0 | 0 | 0 | 0 | 0 | 0 | 0 | 12 | 1
NO |  | 88 | 2016 | 0 | 30 | 30 |  | Cane Run Switching Station | International | 138 | 138 | ST,SP,WP | 2.25 | 0 | 1 | 795 mcm | 0 | 574206 | 574206 | 0 | 0 | 0 | 0 | 0 | 0 | 0 | 0 | 0 | 0 | 0 | 0 | 0 | 0 | 0 | 0 | 0 | 0 | 0 | 0 | 12 | 1
NO |  | 88 | 2016 | 0 | 31 | 31 |  | Centerfield Sub | Trimble County Sub | 138 | 138 | WP,ST | 15.08 | 0.67 | 1 | 795 mcm | 85784 | 3154430 | 3240214 | 0 | 0 | 0 | 0 | 0 | 0 | 0 | 0 | 0 | 0 | 0 | 0 | 0 | 0 | 0 | 0 | 0 | 0 | 0 | 0 | 12 | 1
NO |  | 88 | 2016 | 0 | 32 | 32 |  | Dixie Sub | Algonquin Sub | 138 | 138 | WP,SP | 0.8 | 0 | 1 | 795 mcm | 1446 | 383276 | 384722 | 0 | 0 | 0 | 0 | 0 | 0 | 0 | 0 | 0 | 0 | 0 | 0 | 0 | 0 | 0 | 0 | 0 | 0 | 0 | 0 | 12 | 1
NO |  | 88 | 2016 | 0 | 33 | 33 |  | Ethel Sub | Breckenridge Sub | 138 | 138 | WP,ST,SP | 3.9 | 0 | 1 | 1272 mcm | 27072 | 1179516 | 1206588 | 0 | 0 | 0 | 0 | 0 | 0 | 0 | 0 | 0 | 0 | 0 | 0 | 0 | 0 | 0 | 0 | 0 | 0 | 0 | 0 | 12 | 1
NO |  | 88 | 2016 | 0 | 34 | 34 |  | Fern Valley Sub | Okolona Sub | 138 | 138 | WP,SP | 1.4 | 0 | 1 | 1272 mcm | 0 | 437651 | 437651 | 0 | 0 | 0 | 0 | 0 | 0 | 0 | 0 | 0 | 0 | 0 | 0 | 0 | 0 | 0 | 0 | 0 | 0 | 0 | 0 | 12 | 1
NO |  | 88 | 2016 | 0 | 35 | 35 |  | Fern Valley Sub | Watterson Sub | 138 | 138 | ST | 3.92 | 1.36 | 1 | 795 mcm | 2054 | 57683 | 59737 | 0 | 0 | 0 | 0 | 0 | 0 | 0 | 0 | 0 | 0 | 0 | 0 | 0 | 0 | 0 | 0 | 0 | 0 | 0 | 0 | 12 | 1
NO |  | 88 | 2016 | 0 | 36 | 36 |  | TOTAL |  | 0 | 0 |  | 676.34 | 243.64 | 88 |  | 9343438 | 203393494 | 212736932 | 336947 | 1945145 | 55635 | 2337727 | 0 | 0 | 0 | 0 | 0 | 0 | 0 | 0 | 0 | 0 | 0 | 0 | 0 | 0 | 0 | 0 | 12 | 1
NO |  | 88 | 2016 | 1 | 1 | 1 |  | Hurstbourne Sub | Bluegrass Sub | 138 | 138 | SP,WP | 2.02 | 0 | 1 | 1272 mcm | 37300 | 1164786 | 1202086 | 0 | 0 | 0 | 0 | 0 | 0 | 0 | 0 | 0 | 0 | 0 | 0 | 0 | 0 | 0 | 0 | 0 | 0 | 0 | 0 | 12 | 1
NO |  | 88 | 2016 | 1 | 2 | 2 |  | Knob Creek Sub | Tip Top Sub | 138 | 138 | WP,ST,CP | 11.79 | 0 | 1 | 636 mcm | 7955 | 1877231 | 1885186 | 0 | 0 | 0 | 0 | 0 | 0 | 0 | 0 | 0 | 0 | 0 | 0 | 0 | 0 | 0 | 0 | 0 | 0 | 0 | 0 | 12 | 1
NO |  | 88 | 2016 | 1 | 3 | 3 |  | Lyndon South Sub | Middletown Sub | 138 | 138 | ST,SP | 5.58 | 0 | 1 | 795 mcm | 35941 | 1844783 | 1880724 | 0 | 0 | 0 | 0 | 0 | 0 | 0 | 0 | 0 | 0 | 0 | 0 | 0 | 0 | 0 | 0 | 0 | 0 | 0 | 0 | 12 | 1
NO |  | 88 | 2016 | 1 | 4 | 4 |  | Magazine Sub | Hancock Sub | 138 | 138 | SP,WP | 2.38 | 0.04 | 1 | 1272 mcm | 0 | 1805684 | 1805684 | 0 | 0 | 0 | 0 | 0 | 0 | 0 | 0 | 0 | 0 | 0 | 0 | 0 | 0 | 0 | 0 | 0 | 0 | 0 | 0 | 12 | 1
NO |  | 88 | 2016 | 1 | 5 | 5 |  | Magazine Sub | Waterside West | 138 | 138 | ST,SP,WP | 3.38 | 0 | 1 | 795 mcm | 2600 | 1232065 | 1234665 | 0 | 0 | 0 | 0 | 0 | 0 | 0 | 0 | 0 | 0 | 0 | 0 | 0 | 0 | 0 | 0 | 0 | 0 | 0 | 0 | 12 | 1
NO |  | 88 | 2016 | 1 | 6 | 6 |  | Manslick Sub | Mill Creek Sub | 138 | 138 | WP,ST | 10.52 | 0 | 1 | 636 mcm | 16570 | 1481079 | 1497649 | 0 | 0 | 0 | 0 | 0 | 0 | 0 | 0 | 0 | 0 | 0 | 0 | 0 | 0 | 0 | 0 | 0 | 0 | 0 | 0 | 12 | 1
NO |  | 88 | 2016 | 1 | 7 | 7 |  | Middletown Sub | Centerfield Sub | 138 | 138 | WP,ST | 12.26 | 0 | 1 | 795 mcm | 42761 | 1340447 | 1383208 | 0 | 0 | 0 | 0 | 0 | 0 | 0 | 0 | 0 | 0 | 0 | 0 | 0 | 0 | 0 | 0 | 0 | 0 | 0 | 0 | 12 | 1
NO |  | 88 | 2016 | 1 | 8 | 8 |  | Mill Creek Sub | Ashby Sub | 138 | 138 | WP,SP | 5.56 | 0 | 1 | 1272 mcm | 528 | 1932380 | 1932908 | 0 | 0 | 0 | 0 | 0 | 0 | 0 | 0 | 0 | 0 | 0 | 0 | 0 | 0 | 0 | 0 | 0 | 0 | 0 | 0 | 12 | 1
NO |  | 88 | 2016 | 1 | 9 | 9 |  | Mill Creek Sub | Knob Creek Sub | 138 | 138 | WP,ST | 2.8 | 3.59 | 1 | 636 mcm | 10855 | 426592 | 437447 | 0 | 0 | 0 | 0 | 0 | 0 | 0 | 0 | 0 | 0 | 0 | 0 | 0 | 0 | 0 | 0 | 0 | 0 | 0 | 0 | 12 | 1
NO |  | 88 | 2016 | 1 | 10 | 10 |  | Mill Creek Sub | Kosmosdale Prim. Meter Stn. | 138 | 138 | WP,ST | 1.27 | 0.44 | 2 | 840.2 mcm | 0 | 1250243 | 1250243 | 0 | 0 | 0 | 0 | 0 | 0 | 0 | 0 | 0 | 0 | 0 | 0 | 0 | 0 | 0 | 0 | 0 | 0 | 0 | 0 | 12 | 1
NO |  | 88 | 2016 | 1 | 11 | 11 |  | Mud Lane Sub | Blue Lick Sub | 138 | 138 | SP,WP | 5.45 | 0 | 1 | 840.2 mcm | 46432 | 2601256 | 2647688 | 0 | 0 | 0 | 0 | 0 | 0 | 0 | 0 | 0 | 0 | 0 | 0 | 0 | 0 | 0 | 0 | 0 | 0 | 0 | 0 | 12 | 1
NO |  | 88 | 2016 | 1 | 12 | 12 |  | Okolona Sub | Mud Lane Sub | 138 | 138 | WP,ST | 3.86 | 0.18 | 1 | 1272 mcm | 79825 | 1363940 | 1443765 | 0 | 0 | 0 | 0 | 0 | 0 | 0 | 0 | 0 | 0 | 0 | 0 | 0 | 0 | 0 | 0 | 0 | 0 | 0 | 0 | 12 | 1
NO |  | 88 | 2016 | 1 | 13 | 13 |  | Paddy's Run Sub | Campground | 138 | 138 | ST | 0.45 | 0 | 1 | 795 mcm | 1455 | 64918 | 66373 | 0 | 0 | 0 | 0 | 0 | 0 | 0 | 0 | 0 | 0 | 0 | 0 | 0 | 0 | 0 | 0 | 0 | 0 | 0 | 0 | 12 | 1
NO |  | 88 | 2016 | 1 | 14 | 14 |  | Paddy's Run Sub | Dixie Sub | 138 | 138 | WP,SP | 3.58 | 0 | 1 | 795 mcm | 27351 | 989664 | 1017015 | 0 | 0 | 0 | 0 | 0 | 0 | 0 | 0 | 0 | 0 | 0 | 0 | 0 | 0 | 0 | 0 | 0 | 0 | 0 | 0 | 12 | 1
NO |  | 88 | 2016 | 1 | 15 | 15 |  | Paddy's Run Sub | Ohio Falls Sub | 138 | 138 | ST | 12.41 | 0.39 | 3 | 300 mcm | 81226 | 3670576 | 3751802 | 0 | 0 | 0 | 0 | 0 | 0 | 0 | 0 | 0 | 0 | 0 | 0 | 0 | 0 | 0 | 0 | 0 | 0 | 0 | 0 | 12 | 1
NO |  | 88 | 2016 | 1 | 16 | 16 |  | Paddy's Run Sub | Paddy's West Sub | 138 | 138 | ST | 0.69 | 0.12 | 2 | 954 mcm | 2763 | 421996 | 424759 | 0 | 0 | 0 | 0 | 0 | 0 | 0 | 0 | 0 | 0 | 0 | 0 | 0 | 0 | 0 | 0 | 0 | 0 | 0 | 0 | 12 | 1
NO |  | 88 | 2016 | 1 | 17 | 17 |  | Plainview Sub | Hurstbourne Sub | 138 | 138 | WP,SP | 2.18 | 0 | 1 | 1272 mcm | 3591 | 766819 | 770410 | 0 | 0 | 0 | 0 | 0 | 0 | 0 | 0 | 0 | 0 | 0 | 0 | 0 | 0 | 0 | 0 | 0 | 0 | 0 | 0 | 12 | 1
NO |  | 88 | 2016 | 1 | 18 | 18 |  | Paddy's West Sub | PSI Connection Gallagher | 138 | 138 | SP | 0.42 | 0 | 1 | 954 mcm | 0 | 219011 | 219011 | 0 | 0 | 0 | 0 | 0 | 0 | 0 | 0 | 0 | 0 | 0 | 0 | 0 | 0 | 0 | 0 | 0 | 0 | 0 | 0 | 12 | 1
NO |  | 88 | 2016 | 1 | 19 | 19 |  | Northside Sub | Clifty Creek Sub | 138 | 138 | ST,WP | 32.54 | 0 | 1 | 336.4 mcm | 73852 | 1550541 | 1624393 | 0 | 0 | 0 | 0 | 0 | 0 | 0 | 0 | 0 | 0 | 0 | 0 | 0 | 0 | 0 | 0 | 0 | 0 | 0 | 0 | 12 | 1
NO |  | 88 | 2016 | 1 | 20 | 20 |  | Northside Sub | Tower No. 43 at P.S.I. | 0 | 0 |  | 0 | 0 | 0 |  | 0 | 0 | 0 | 0 | 0 | 0 | 0 | 0 | 0 | 0 | 0 | 0 | 0 | 0 | 0 | 0 | 0 | 0 | 0 | 0 | 0 | 0 | 0 | 12 | 1
NO |  | 88 | 2016 | 1 | 21 | 21 |  |  | Connection | 138 | 138 | ST | 0.19 | 0.04 | 1 | 954 mcm | 0 | 45884 | 45884 | 0 | 0 | 0 | 0 | 0 | 0 | 0 | 0 | 0 | 0 | 0 | 0 | 0 | 0 | 0 | 0 | 0 | 0 | 0 | 0 | 12 | 1
NO |  | 88 | 2016 | 1 | 22 | 22 |  | Clifty Creek Sub | Tower No.220 Connection | 0 | 0 |  | 0 | 0 | 0 |  | 0 | 0 | 0 | 0 | 0 | 0 | 0 | 0 | 0 | 0 | 0 | 0 | 0 | 0 | 0 | 0 | 0 | 0 | 0 | 0 | 0 | 0 | 0 | 12 | 1
NO |  | 88 | 2016 | 1 | 23 | 23 |  |  | with CG&E Co. | 138 | 138 | ST | 4.24 | 2.5 | 1 | 336.4 mcm | 22743 | 889814 | 912557 | 0 | 0 | 0 | 0 | 0 | 0 | 0 | 0 | 0 | 0 | 0 | 0 | 0 | 0 | 0 | 0 | 0 | 0 | 0 | 0 | 12 | 1
NO |  | 88 | 2016 | 1 | 24 | 24 |  | Watterson Sub | Middletown Sub | 138 | 138 | ST,WP | 7.2 | 0.22 | 1 | 840.2 mcm | 0 | 361979 | 361979 | 0 | 0 | 0 | 0 | 0 | 0 | 0 | 0 | 0 | 0 | 0 | 0 | 0 | 0 | 0 | 0 | 0 | 0 | 0 | 0 | 12 | 1
NO |  | 88 | 2016 | 1 | 25 | 25 |  | Tip Top Sub | Cloverport Sub | 138 | 138 | WP,SP,ST | 32.81 | 2.74 | 1 | 397.5 mcm | 48020 | 2379329 | 2427349 | 0 | 0 | 0 | 0 | 0 | 0 | 0 | 0 | 0 | 0 | 0 | 0 | 0 | 0 | 0 | 0 | 0 | 0 | 0 | 0 | 12 | 1
NO |  | 88 | 2016 | 1 | 26 | 26 |  | Waterside West | Beargrass Sub | 138 | 138 | ST,SP | 2.08 | 0 | 2 | 795 mcm | 17950 | 567097 | 585047 | 0 | 0 | 0 | 0 | 0 | 0 | 0 | 0 | 0 | 0 | 0 | 0 | 0 | 0 | 0 | 0 | 0 | 0 | 0 | 0 | 12 | 1
NO |  | 88 | 2016 | 1 | 27 | 27 |  | Waterside West | Beargrass Sub | 138 | 138 | SP | 0.25 | 1.81 | 1 | 795 mcm | 0 | 913129 | 913129 | 0 | 0 | 0 | 0 | 0 | 0 | 0 | 0 | 0 | 0 | 0 | 0 | 0 | 0 | 0 | 0 | 0 | 0 | 0 | 0 | 12 | 1
NO |  | 88 | 2016 | 1 | 28 | 28 |  | Mill Creek Sub | Cane Run Sub | 138 | 138 | ST,SP | 1.55 | 13.15 | 1 | 954 mcm | 20979 | 1089717 | 1110696 | 0 | 0 | 0 | 0 | 0 | 0 | 0 | 0 | 0 | 0 | 0 | 0 | 0 | 0 | 0 | 0 | 0 | 0 | 0 | 0 | 12 | 1
NO |  | 88 | 2016 | 1 | 29 | 29 |  | Mill Creek | East Fort Knox | 345 | 345 | HF,ST | 6.89 | 0 | 1 | 954 mcm | 941552 | 8321901 | 9263453 | 0 | 0 | 0 | 0 | 0 | 0 | 0 | 0 | 0 | 0 | 0 | 0 | 0 | 0 | 0 | 0 | 0 | 0 | 0 | 0 | 12 | 1
NO |  | 88 | 2016 | 1 | 30 | 30 |  | Middletown | Old Henry | 138 | 138 | ST | 3.76 | 0 | 1 | 954 mcm | 0 | 4715373 | 4715373 | 0 | 0 | 0 | 0 | 0 | 0 | 0 | 0 | 0 | 0 | 0 | 0 | 0 | 0 | 0 | 0 | 0 | 0 | 0 | 0 | 12 | 1
NO |  | 88 | 2016 | 1 | 31 | 31 |  | Old Henry | Collins | 138 | 138 | SP | 3.8 | 0.2 | 1 | 954 mcm | 10100 | 2116725 | 2126825 | 0 | 0 | 0 | 0 | 0 | 0 | 0 | 0 | 0 | 0 | 0 | 0 | 0 | 0 | 0 | 0 | 0 | 0 | 0 | 0 | 12 | 1
NO |  | 88 | 2016 | 1 | 32 | 32 |  | Trimble County | Speed | 345 | 345 | ST,SP | 2.48 | 0 | 1 | 954 mcm | 188845 | 15468099 | 15656944 | 0 | 0 | 0 | 0 | 0 | 0 | 0 | 0 | 0 | 0 | 0 | 0 | 0 | 0 | 0 | 0 | 0 | 0 | 0 | 0 | 12 | 1
NO |  | 88 | 2016 | 1 | 33 | 33 |  | Trimble County | Ghent | 345 | 345 | ST,SP | 0.04 | 2.44 | 1 | 954 mcm | 389275 | 1362919 | 1752194 | 0 | 0 | 0 | 0 | 0 | 0 | 0 | 0 | 0 | 0 | 0 | 0 | 0 | 0 | 0 | 0 | 0 | 0 | 0 | 0 | 12 | 1
NO |  | 88 | 2016 | 1 | 34 | 34 |  | Kenzig Road | Northside | 345 | 345 | ST,SP | 9.19 | 0.31 | 1 | 954 mcm | 0 | 357406 | 357406 | 0 | 0 | 0 | 0 | 0 | 0 | 0 | 0 | 0 | 0 | 0 | 0 | 0 | 0 | 0 | 0 | 0 | 0 | 0 | 0 | 12 | 1
NO |  | 88 | 2016 | 1 | 35 | 35 |  | Kenzig Road | Speed Tap | 345 | 345 | SP | 0.86 | 0 | 1 | 954 mcm | 0 | 8462751 | 8462751 | 0 | 0 | 0 | 0 | 0 | 0 | 0 | 0 | 0 | 0 | 0 | 0 | 0 | 0 | 0 | 0 | 0 | 0 | 0 | 0 | 12 | 1
NO |  | 88 | 2016 | 2 | 1 | 1 |  | Kenzig Road | Ramsey Tap | 345 | 345 | SP | 0.07 | 0.8 | 1 | 954 mcm | 0 | 303590 | 303590 | 0 | 0 | 0 | 0 | 0 | 0 | 0 | 0 | 0 | 0 | 0 | 0 | 0 | 0 | 0 | 0 | 0 | 0 | 0 | 0 | 12 | 1
NO |  | 88 | 2016 | 2 | 2 | 2 |  | Overhead Lines under |  | 0 | 0 |  | 0 | 0 | 0 |  | 0 | 0 | 0 | 0 | 0 | 0 | 0 | 0 | 0 | 0 | 0 | 0 | 0 | 0 | 0 | 0 | 0 | 0 | 0 | 0 | 0 | 0 | 0 | 12 | 1
SI/NO | A | 88 | 2016 | 2 | 3 | 3 |  | 132KV |  | 69 | 69 | WP,ST | 232.12 | 54.65 | 0 | Various | 5546663 | 56761859 | 62308522 | 0 | 0 | 0 | 1552058.3115 | 0 | 0 | 0 | 0 | 0 | 0 | 0 | 0 | 0 | 0 | 0 | 0 | 0 | 0 | 0 | 0 | 12 | 1
NO |  | 88 | 2016 | 2 | 4 | 4 |  | Ashbottom Sub | Grade Lane Sub | 138 | 138 | Undg. (26) | 0.58 | 0 | 1 | 1500 Kcmil cu | 0 | 1042460 | 1042460 | 0 | 0 | 0 | 0 | 0 | 0 | 0 | 0 | 0 | 0 | 0 | 0 | 0 | 0 | 0 | 0 | 0 | 0 | 0 | 0 | 12 | 1
NO |  | 88 | 2016 | 2 | 5 | 5 |  | Waterside West | Canal Sub | 138 | 138 | Undg. (26) | 0.75 | 0 | 1 | 1750 mcm ho | 0 | 584760 | 584760 | 0 | 0 | 0 | 0 | 0 | 0 | 0 | 0 | 0 | 0 | 0 | 0 | 0 | 0 | 0 | 0 | 0 | 0 | 0 | 0 | 12 | 1
NO |  | 88 | 2016 | 2 | 6 | 6 |  | Magazine Sub | Waterside West | 138 | 138 | Undg. (26) | 0.75 | 0 | 1 | 1500 mcm ho | 0 | 584626 | 584626 | 0 | 0 | 0 | 0 | 0 | 0 | 0 | 0 | 0 | 0 | 0 | 0 | 0 | 0 | 0 | 0 | 0 | 0 | 0 | 0 | 12 | 1
NO |  | 88 | 2016 | 2 | 7 | 7 |  | Waterside West | Beargrass Sub | 138 | 138 | Undg. (26) | 0.93 | 0 | 1 | 1500 mcm cu | 0 | 1659275 | 1659275 | 0 | 0 | 0 | 0 | 0 | 0 | 0 | 0 | 0 | 0 | 0 | 0 | 0 | 0 | 0 | 0 | 0 | 0 | 0 | 0 | 12 | 1
NO |  | 88 | 2016 | 2 | 8 | 8 |  | Waterside West | Beargrass Sub | 138 | 138 | Undg. (26) | 0.93 | 0 | 1 | 1500 mcm ho | 0 | 1465974 | 1465974 | 0 | 0 | 0 | 0 | 0 | 0 | 0 | 0 | 0 | 0 | 0 | 0 | 0 | 0 | 0 | 0 | 0 | 0 | 0 | 0 | 12 | 1
NO |  | 88 | 2016 | 2 | 9 | 9 |  | Underground Lines under |  | 0 | 0 |  | 0 | 0 | 0 |  | 0 | 0 | 0 | 0 | 0 | 0 | 0 | 0 | 0 | 0 | 0 | 0 | 0 | 0 | 0 | 0 | 0 | 0 | 0 | 0 | 0 | 0 | 0 | 12 | 1
SI/NO | S | 88 | 2016 | 2 | 10 | 10 |  | 132KV |  | 69 | 69 | Undg. (26) | 2.78 | 0 | 0 | Various | 0 | 3410384 | 3410384 | 0 | 0 | 0 | 84950.0945 | 0 | 0 | 0 | 0 | 0 | 0 | 0 | 0 | 0 | 0 | 0 | 0 | 0 | 0 | 0 | 0 | 12 | 1
NO |  | 88 | 2016 | 2 | 35 | 35 |  | Exp Applicable to All Lines |  | 0 | 0 |  | 0 | 0 | 0 |  | 0 | 0 | 0 | 336947 | 1945145 | 55635 | 2337727 | 0 | 0 | 0 | 0 | 0 | 0 | 0 | 0 | 0 | 0 | 0 | 0 | 0 | 0 | 0 | 0 | 12 | 1
NO |  | 89 | 2016 | 0 | 36 | 36 |  | TOTAL |  | 0 | 0 |  | 0 | 0 | 0 |  | 0 | 0 | 0 | 0 | 0 | 0 | 0 | 0 | 0 | 0 | 0 | 0 | 0 | 0 | 0 | 0 | 0 | 0 | 0 | 0 | 0 | 0 | 0 | 12 | 1
NO |  | 90 | 2016 | 0 | 1 | 1 |  | Orient - at USA and Canada |  | 0 | 0 |  | 0 | 0 | 0 |  | 0 | 0 | 0 | 0 | 0 | 0 | 0 | 0 | 0 | 0 | 0 | 0 | 0 | 0 | 0 | 0 | 0 | 0 | 0 | 0 | 0 | 0 | 0 | 12 | 0
NO |  | 90 | 2016 | 0 | 2 | 2 |  | Border | Wiscasset | 345 | 345 | Wood H-Frame | 176.44 | 0 | 2 | 850.8 MCMACSR | 0 | 0 | 0 | 0 | 0 | 0 | 0 | 0 | 0 | 0 | 0 | 0 | 0 | 0 | 0 | 0 | 0 | 0 | 0 | 0 | 0 | 0 | 0 | 12 | 0
NO |  | 90 | 2016 | 0 | 3 | 3 |  |  |  | 0 | 0 | Steel Tower | 2.5 | 3 | 2 | 900 MCMACSR | 519124 | 37257205 | 37776329 | 0 | 0 | 0 | 0 | 0 | 0 | 0 | 0 | 0 | 0 | 0 | 0 | 0 | 0 | 0 | 0 | 0 | 0 | 0 | 0 | 12 | 0
NO |  | 90 | 2016 | 0 | 36 | 36 |  | TOTAL |  | 0 | 0 |  | 178.94 | 3 | 4 |  | 519124 | 37257205 | 37776329 | 0 | 0 | 0 | 0 | 0 | 0 | 0 | 0 | 0 | 0 | 0 | 0 | 0 | 0 | 0 | 0 | 0 | 0 | 0 | 0 | 12 | 0
NO |  | 93 | 2016 | 0 | 1 | 1 |  | Various |  | 115 | 115 | various | 121.67 | 0 | 40 |  | 0 | 0 | 0 | 0 | 0 | 0 | 0 | 0 | 0 | 0 | 0 | 0 | 0 | 0 | 0 | 0 | 0 | 0 | 0 | 0 | 0 | 0 | 0 | 12 | 1
NO |  | 93 | 2016 | 0 | 2 | 2 |  | Various |  | 69 | 69 | various | 21.69 | 0 | 6 |  | 0 | 0 | 0 | 0 | 0 | 0 | 0 | 0 | 0 | 0 | 0 | 0 | 0 | 0 | 0 | 0 | 0 | 0 | 0 | 0 | 0 | 0 | 0 | 12 | 1
NO |  | 93 | 2016 | 0 | 3 | 3 |  | Various |  | 46 | 46 |  | 26.82 | 0 | 0 |  | 0 | 0 | 0 | 0 | 0 | 0 | 0 | 0 | 0 | 0 | 0 | 0 | 0 | 0 | 0 | 0 | 0 | 0 | 0 | 0 | 0 | 0 | 0 | 12 | 1
NO |  | 93 | 2016 | 0 | 4 | 4 |  | Various |  | 34.5 | 34.5 |  | 5.52 | 0 | 0 |  | 0 | 0 | 0 | 0 | 0 | 0 | 0 | 0 | 0 | 0 | 0 | 0 | 0 | 0 | 0 | 0 | 0 | 0 | 0 | 0 | 0 | 0 | 0 | 12 | 1
NO |  | 93 | 2016 | 0 | 5 | 5 |  | Various |  | 23 | 23 |  | 687.21 | 0 | 0 |  | 0 | 0 | 0 | 0 | 0 | 0 | 0 | 0 | 0 | 0 | 0 | 0 | 0 | 0 | 0 | 0 | 0 | 0 | 0 | 0 | 0 | 0 | 0 | 12 | 1
NO |  | 93 | 2016 | 0 | 6 | 6 |  | Various | less than 23 | 23 | 23 |  | 277.28 | 0 | 0 |  | 0 | 0 | 0 | 703394 | 119940 | 44542 | 867876 | 0 | 0 | 0 | 0 | 0 | 0 | 0 | 0 | 0 | 0 | 0 | 0 | 0 | 0 | 0 | 0 | 12 | 1
NO |  | 93 | 2016 | 0 | 7 | 7 |  | All Lines |  | 0 | 0 |  | 0 | 0 | 0 |  | 964523 | 58359140 | 59323663 | 0 | 0 | 0 | 0 | 0 | 0 | 0 | 0 | 0 | 0 | 0 | 0 | 0 | 0 | 0 | 0 | 0 | 0 | 0 | 0 | 12 | 1
SI/SI | A | 93 | 2016 | 0 | 36 | 36 |  | TOTAL |  | 0 | 0 |  | 1140.19 | 0 | 46 |  | 964523 | 58359140 | 59323663 | 703394 | 119940 | 44542 | 867876 | 0 | 0 | 0 | 0 | 0 | 0 | 0 | 0 | 0 | 0 | 0 | 0 | 0 | 0 | 0 | 0 | 12 | 1
NO |  | 95 | 2016 | 0 | 1 | 1 |  | AVS | Charlie Creek | 345 | 345 | 3 | 26.57 | 0 | 1 | 2306.2 KcMIL | 0 | 0 | 0 | 0 | 0 | 0 | 0 | 0 | 0 | 0 | 0 | 0 | 0 | 0 | 0 | 0 | 0 | 0 | 0 | 0 | 0 | 0 | 0 | 12 | 1
NO |  | 95 | 2016 | 0 | 2 | 2 |  | Coyote | Center | 345 | 345 | 2 | 11.43 | 0 | 1 | 2-954 MCM | 0 | 0 | 0 | 0 | 0 | 0 | 0 | 0 | 0 | 0 | 0 | 0 | 0 | 0 | 0 | 0 | 0 | 0 | 0 | 0 | 0 | 0 | 0 | 12 | 1
NO |  | 95 | 2016 | 0 | 3 | 3 |  | Coyote Switch Yard |  | 345 | 345 | 2 | 1.04 | 0 | 1 | 2-954 MCM | 0 | 0 | 0 | 0 | 0 | 0 | 0 | 0 | 0 | 0 | 0 | 0 | 0 | 0 | 0 | 0 | 0 | 0 | 0 | 0 | 0 | 0 | 0 | 12 | 1
NO |  | 95 | 2016 | 0 | 4 | 4 |  | Center | Jamestown | 345 | 345 | 2 | 10.69 | 0 | 1 | 2-1272 MCM | 0 | 0 | 0 | 0 | 0 | 0 | 0 | 0 | 660950197 | 0 | 0 | 0 | 0 | 0 | 0 | 0 | 0 | 0 | 0 | 0 | 0 | 0 | 0 | 12 | 1
NO |  | 95 | 2016 | 0 | 5 | 5 |  | Big Stone Plant | Sisseton | 230 | 230 | 2 | 47.55 | 0 | 1 | 954 MCM | 0 | 0 | 0 | 0 | 0 | 0 | 0 | 0 | 0 | 0 | 0 | 0 | 0 | 0 | 0 | 0 | 0 | 0 | 0 | 0 | 0 | 0 | 0 | 12 | 1
NO |  | 95 | 2016 | 0 | 6 | 6 |  | Heskett Station | East Bismarck | 230 | 230 | 2 | 10.49 | 0 | 1 | 795 MCM | 0 | 0 | 0 | 0 | 0 | 0 | 0 | 0 | 0 | 0 | 0 | 0 | 0 | 0 | 0 | 0 | 0 | 0 | 0 | 0 | 0 | 0 | 0 | 12 | 1
NO |  | 95 | 2016 | 0 | 7 | 7 |  | Bismarck | Wishek | 230 | 230 | 2 | 67.41 | 0 | 1 | 795 MCM | 0 | 0 | 0 | 0 | 0 | 0 | 0 | 0 | 0 | 0 | 0 | 0 | 0 | 0 | 0 | 0 | 0 | 0 | 0 | 0 | 0 | 0 | 0 | 12 | 1
NO |  | 95 | 2016 | 0 | 8 | 8 |  | Wishek | Ellendale | 230 | 230 | 2 | 54.99 | 0 | 1 | 795 MCM | 0 | 0 | 0 | 0 | 0 | 0 | 0 | 0 | 0 | 0 | 0 | 0 | 0 | 0 | 0 | 0 | 0 | 0 | 0 | 0 | 0 | 0 | 0 | 12 | 1
NO |  | 95 | 2016 | 0 | 9 | 9 |  | Heskett Station | WAPA Tie | 230 | 230 | 2 | 1.15 | 0 | 1 | 954 MCM | 0 | 0 | 0 | 0 | 0 | 0 | 0 | 0 | 0 | 0 | 0 | 0 | 0 | 0 | 0 | 0 | 0 | 0 | 0 | 0 | 0 | 0 | 0 | 12 | 1
NO |  | 95 | 2016 | 0 | 10 | 10 |  | Montana Border | South Dakota Border | 230 | 230 | 2 | 86.19 | 0 | 1 | 954 MCM | 0 | 0 | 0 | 0 | 0 | 0 | 0 | 0 | 0 | 0 | 0 | 0 | 0 | 0 | 0 | 0 | 0 | 0 | 0 | 0 | 0 | 0 | 0 | 12 | 1
NO |  | 95 | 2016 | 0 | 11 | 11 |  | Merricourt Windfarm | Ellendale | 230 | 230 | 2 | 29.69 | 0 | 1 | 954 MCM | 0 | 0 | 0 | 0 | 0 | 0 | 0 | 0 | 0 | 0 | 0 | 0 | 0 | 0 | 0 | 0 | 0 | 0 | 0 | 0 | 0 | 0 | 0 | 12 | 1
NO |  | 95 | 2016 | 0 | 13 | 13 |  | Lines Below 132 Kilovolts |  | 115 | 115 | 2 | 616.9 | 4.12 | 0 | Various | 0 | 0 | 0 | 0 | 0 | 0 | 0 | 0 | 0 | 0 | 0 | 0 | 0 | 0 | 660950198 | 0 | 0 | 0 | 0 | 0 | 0 | 0 | 0 | 12 | 1
NO |  | 95 | 2016 | 0 | 14 | 14 |  |  |  | 69 | 69 | Various | 95.06 | 1.33 | 1 | Various | 0 | 0 | 0 | 0 | 0 | 0 | 0 | 0 | 0 | 0 | 0 | 0 | 0 | 0 | 0 | 0 | 0 | 0 | 0 | 0 | 0 | 0 | 0 | 12 | 1
NO |  | 95 | 2016 | 0 | 15 | 15 |  |  |  | 41.6 | 69 | 2 | 86.44 | 17.19 | 1 | 4/0 ACSR | 0 | 0 | 0 | 0 | 0 | 0 | 0 | 0 | 0 | 0 | 0 | 0 | 0 | 0 | 0 | 0 | 0 | 0 | 0 | 0 | 0 | 0 | 0 | 12 | 1
NO |  | 95 | 2016 | 0 | 16 | 16 |  |  |  | 57 | 69 | 2 | 3.34 | 0 | 1 | 4/0 ACSR | 0 | 0 | 0 | 0 | 0 | 0 | 0 | 0 | 0 | 0 | 0 | 0 | 0 | 0 | 0 | 0 | 0 | 0 | 0 | 0 | 0 | 0 | 0 | 12 | 1
NO |  | 95 | 2016 | 0 | 17 | 17 |  |  |  | 57 | 60 | Various | 899.38 | 0.89 | 1 | Various | 0 | 0 | 0 | 0 | 0 | 0 | 0 | 0 | 0 | 0 | 0 | 0 | 0 | 0 | 0 | 0 | 0 | 0 | 0 | 0 | 0 | 0 | 0 | 12 | 1
NO |  | 95 | 2016 | 0 | 18 | 18 |  |  |  | 33 | 60 | 1 | 18.38 | 0 | 1 | 4/0 ACSR | 0 | 0 | 0 | 0 | 0 | 0 | 0 | 0 | 0 | 0 | 0 | 0 | 0 | 0 | 0 | 0 | 0 | 0 | 0 | 0 | 0 | 0 | 0 | 12 | 1
NO |  | 95 | 2016 | 0 | 19 | 19 |  |  |  | 57 | 57 | 1 | 2.61 | 0 | 2 | 4/0 ACSR | 0 | 0 | 0 | 0 | 0 | 0 | 0 | 0 | 0 | 0 | 0 | 0 | 0 | 0 | 0 | 0 | 0 | 0 | 0 | 0 | 0 | 0 | 0 | 12 | 1
NO |  | 95 | 2016 | 0 | 20 | 20 |  |  |  | 41.6 | 0 | Various | 1044.83 | 23.29 | 0 | Various | 0 | 0 | 0 | 0 | 0 | 0 | 0 | 0 | 0 | 0 | 660950199 | 0 | 0 | 0 | 660950200 | 0 | 0 | 0 | 0 | 0 | 0 | 0 | 0 | 12 | 1
NO |  | 95 | 2016 | 0 | 21 | 21 |  |  |  | 33 | 35 | 1 | 28.99 | 0 | 1 | Various | 0 | 0 | 0 | 0 | 0 | 0 | 0 | 0 | 0 | 0 | 0 | 0 | 0 | 0 | 0 | 0 | 0 | 0 | 0 | 0 | 0 | 0 | 0 | 12 | 1
NO |  | 95 | 2016 | 0 | 23 | 23 |  |  |  | 0 | 0 |  | 0 | 0 | 0 |  | 3232160 | 138382919 | 141615079 | 6306644 | 1024365 | 94729 | 7425738 | 0 | 0 | 0 | 0 | 0 | 0 | 0 | 0 | 0 | 660950201 | 660950202 | 660950203 | 0 | 0 | 0 | 0 | 12 | 1
NO |  | 95 | 2016 | 0 | 36 | 36 |  | TOTAL |  | 0 | 0 |  | 3143.13 | 46.82 | 19 |  | 3232160 | 138382919 | 141615079 | 6306644 | 1024365 | 94729 | 7425738 | 0 | 0 | 0 | 0 | 0 | 0 | 0 | 0 | 0 | 0 | 0 | 0 | 0 | 0 | 0 | 0 | 12 | 1
NO |  | 96 | 2016 | 0 | 1 | 1 |  | Alburtis | Branchburg | 500 | 500 | Steel Tower | 5.02 | 0 | 1 | 2493 ACAR | 0 | 0 | 0 | 0 | 0 | 0 | 0 | 0 | 0 | 0 | 0 | 0 | 0 | 0 | 0 | 0 | 0 | 0 | 0 | 0 | 0 | 0 | 0 | 12 | 1
NO |  | 96 | 2016 | 0 | 2 | 2 |  | Conastone | Hunterstown | 500 | 500 | Steel Tower | 40.15 | 0 | 1 | 2493 ACAR | 0 | 0 | 0 | 0 | 0 | 0 | 0 | 0 | 0 | 0 | 0 | 0 | 0 | 0 | 0 | 0 | 0 | 0 | 0 | 0 | 0 | 0 | 0 | 12 | 1
NO |  | 96 | 2016 | 0 | 3 | 3 |  | Conemaugh | Hunterstown | 500 | 500 | Steel Tower | 112.02 | 0 | 1 | 2493 ACAR | 0 | 0 | 0 | 0 | 0 | 0 | 0 | 0 | 0 | 0 | 0 | 0 | 0 | 0 | 0 | 0 | 0 | 0 | 0 | 0 | 0 | 0 | 0 | 12 | 1
NO |  | 96 | 2016 | 0 | 4 | 4 |  | Juniata | Three Mile Island | 500 | 500 | Steel Tower | 27.22 | 0 | 1 | 2493 ACAR | 0 | 0 | 0 | 0 | 0 | 0 | 0 | 0 | 0 | 0 | 0 | 0 | 0 | 0 | 0 | 0 | 0 | 0 | 0 | 0 | 0 | 0 | 0 | 12 | 1
NO |  | 96 | 2016 | 0 | 5 | 5 |  | Juniata | Alburtis | 500 | 500 | Steel Tower | 61.19 | 0 | 1 | 2493 ACAR | 0 | 0 | 0 | 0 | 0 | 0 | 0 | 0 | 0 | 0 | 0 | 0 | 0 | 0 | 0 | 0 | 0 | 0 | 0 | 0 | 0 | 0 | 0 | 12 | 1
NO |  | 96 | 2016 | 0 | 6 | 6 |  | Three Mile Island | Hosensack | 500 | 500 | Steel Tower | 74.7 | 0 | 1 | 2493 ACAR | 0 | 0 | 0 | 0 | 0 | 0 | 0 | 0 | 0 | 0 | 0 | 0 | 0 | 0 | 0 | 0 | 0 | 0 | 0 | 0 | 0 | 0 | 0 | 12 | 1
NO |  | 96 | 2016 | 0 | 7 | 7 |  | Three Mile Island | Peach Bottom | 500 | 500 | Steel Tower | 18.34 | 0 | 1 | 2493 ACAR | 0 | 0 | 0 | 0 | 0 | 0 | 0 | 0 | 0 | 0 | 0 | 0 | 0 | 0 | 0 | 0 | 0 | 0 | 0 | 0 | 0 | 0 | 0 | 12 | 1
NO |  | 96 | 2016 | 0 | 8 | 8 |  |  |  | 0 | 0 |  | 0 | 0 | 0 |  | 9554106 | 39485666 | 49039772 | 0 | 0 | 0 | 0 | 0 | 0 | 0 | 0 | 0 | 0 | 0 | 0 | 0 | 0 | 0 | 0 | 0 | 0 | 0 | 0 | 12 | 1
NO |  | 96 | 2016 | 0 | 9 | 9 |  | Total 500 KV Lines |  | 0 | 0 |  | 338.64 | 0 | 7 |  | 9554106 | 39485666 | 49039772 | 0 | 0 | 0 | 0 | 0 | 0 | 0 | 0 | 0 | 0 | 0 | 0 | 0 | 0 | 0 | 0 | 0 | 0 | 0 | 0 | 12 | 1
NO |  | 96 | 2016 | 0 | 11 | 11 |  | Alburtis | Hosensack | 230 | 230 | Steel Tower | 6.61 | 0 | 1 |  | 0 | 0 | 0 | 0 | 0 | 0 | 0 | 0 | 0 | 0 | 0 | 0 | 0 | 0 | 0 | 0 | 0 | 0 | 0 | 0 | 0 | 0 | 0 | 12 | 1
NO |  | 96 | 2016 | 0 | 12 | 12 |  | Alburtis | Lyons | 230 | 230 | Steel Tower | 15.78 | 0 | 1 |  | 0 | 0 | 0 | 0 | 0 | 0 | 0 | 0 | 0 | 0 | 0 | 0 | 0 | 0 | 0 | 0 | 0 | 0 | 0 | 0 | 0 | 0 | 0 | 12 | 1
NO |  | 96 | 2016 | 0 | 13 | 13 |  | Berks | South Reading | 230 | 230 | Steel Tower | 9.6 | 0 | 1 | 1590 ACSR | 0 | 0 | 0 | 0 | 0 | 0 | 0 | 0 | 0 | 0 | 0 | 0 | 0 | 0 | 0 | 0 | 0 | 0 | 0 | 0 | 0 | 0 | 0 | 12 | 1
NO |  | 96 | 2016 | 0 | 14 | 14 |  | Berks | South Lebanon | 230 | 230 | Steel Tower | 19.7 | 0 | 1 |  | 0 | 0 | 0 | 0 | 0 | 0 | 0 | 0 | 0 | 0 | 0 | 0 | 0 | 0 | 0 | 0 | 0 | 0 | 0 | 0 | 0 | 0 | 0 | 12 | 1
NO |  | 96 | 2016 | 0 | 15 | 15 |  | Brunner Island | Yorkana | 230 | 230 | Steel Tower | 12.6 | 0 | 1 |  | 0 | 0 | 0 | 0 | 0 | 0 | 0 | 0 | 0 | 0 | 0 | 0 | 0 | 0 | 0 | 0 | 0 | 0 | 0 | 0 | 0 | 0 | 0 | 12 | 1
NO |  | 96 | 2016 | 0 | 16 | 16 |  | Copperstone | North Lebanon | 230 | 230 | Steel Tower | 17.84 | 0 | 1 |  | 0 | 0 | 0 | 0 | 0 | 0 | 0 | 0 | 0 | 0 | 0 | 0 | 0 | 0 | 0 | 0 | 0 | 0 | 0 | 0 | 0 | 0 | 0 | 12 | 1
NO |  | 96 | 2016 | 0 | 17 | 17 |  | Copperstone | Middletown Junction #2 | 230 | 230 | Steel Tower | 6.7 | 0 | 1 |  | 0 | 0 | 0 | 0 | 0 | 0 | 0 | 0 | 0 | 0 | 0 | 0 | 0 | 0 | 0 | 0 | 0 | 0 | 0 | 0 | 0 | 0 | 0 | 12 | 1
NO |  | 96 | 2016 | 0 | 18 | 18 |  | Dauphin | Hummelstown | 230 | 230 | Steel Tower | 14.88 | 0 | 1 | 1033.5 ACSR | 0 | 0 | 0 | 0 | 0 | 0 | 0 | 0 | 0 | 0 | 0 | 0 | 0 | 0 | 0 | 0 | 0 | 0 | 0 | 0 | 0 | 0 | 0 | 12 | 1
NO |  | 96 | 2016 | 0 | 19 | 19 |  | Dauphin | Juniata | 230 | 230 | Steel Tower | 11.2 | 0 | 1 |  | 0 | 0 | 0 | 0 | 0 | 0 | 0 | 0 | 0 | 0 | 0 | 0 | 0 | 0 | 0 | 0 | 0 | 0 | 0 | 0 | 0 | 0 | 0 | 12 | 1
NO |  | 96 | 2016 | 0 | 20 | 20 |  | Gilbert | Springfield | 230 | 230 | Steel Tower | 11.41 | 0 | 1 |  | 0 | 0 | 0 | 0 | 0 | 0 | 0 | 0 | 0 | 0 | 0 | 0 | 0 | 0 | 0 | 0 | 0 | 0 | 0 | 0 | 0 | 0 | 0 | 12 | 1
NO |  | 96 | 2016 | 0 | 21 | 21 |  | Hosensack | South Reading | 230 | 230 | Steel Tower | 27.4 | 0 | 1 |  | 0 | 0 | 0 | 0 | 0 | 0 | 0 | 0 | 0 | 0 | 0 | 0 | 0 | 0 | 0 | 0 | 0 | 0 | 0 | 0 | 0 | 0 | 0 | 12 | 1
NO |  | 96 | 2016 | 0 | 22 | 22 |  | Hosensack | North Temple | 230 | 230 | Steel Tower | 23.06 | 0 | 1 | 1108.6 ACAR | 0 | 0 | 0 | 0 | 0 | 0 | 0 | 0 | 0 | 0 | 0 | 0 | 0 | 0 | 0 | 0 | 0 | 0 | 0 | 0 | 0 | 0 | 0 | 12 | 1
NO |  | 96 | 2016 | 0 | 23 | 23 |  | Hosensack | Springfield | 230 | 230 | Steel Tower | 9.32 | 0 | 1 | 1590 ACSR | 0 | 0 | 0 | 0 | 0 | 0 | 0 | 0 | 0 | 0 | 0 | 0 | 0 | 0 | 0 | 0 | 0 | 0 | 0 | 0 | 0 | 0 | 0 | 12 | 1
NO |  | 96 | 2016 | 0 | 24 | 24 |  | Hummelstown | Middletown Jct | 230 | 230 | Steel Tower | 6.79 | 0 | 1 |  | 0 | 0 | 0 | 0 | 0 | 0 | 0 | 0 | 0 | 0 | 0 | 0 | 0 | 0 | 0 | 0 | 0 | 0 | 0 | 0 | 0 | 0 | 0 | 12 | 1
NO |  | 96 | 2016 | 0 | 25 | 25 |  | Hummelstown | North Hershey | 230 | 230 | Steel Tower | 6.44 | 0 | 1 |  | 0 | 0 | 0 | 0 | 0 | 0 | 0 | 0 | 0 | 0 | 0 | 0 | 0 | 0 | 0 | 0 | 0 | 0 | 0 | 0 | 0 | 0 | 0 | 12 | 1
NO |  | 96 | 2016 | 0 | 26 | 26 |  | Ironwood | South Lebanon | 230 | 230 | Steel Tower | 2.8 | 0 | 1 | 1590 ACSR | 0 | 0 | 0 | 0 | 0 | 0 | 0 | 0 | 0 | 0 | 0 | 0 | 0 | 0 | 0 | 0 | 0 | 0 | 0 | 0 | 0 | 0 | 0 | 12 | 1
NO |  | 96 | 2016 | 0 | 27 | 27 |  | Jackson | Yorkana | 230 | 230 | Wood H Frame | 18.99 | 0 | 1 | 1590 ACSR | 0 | 0 | 0 | 0 | 0 | 0 | 0 | 0 | 0 | 0 | 0 | 0 | 0 | 0 | 0 | 0 | 0 | 0 | 0 | 0 | 0 | 0 | 0 | 12 | 1
NO |  | 96 | 2016 | 0 | 28 | 28 |  | Jackson | Hunterstown | 230 | 230 | Wood H Frame | 18.43 | 0 | 1 | 1590 ACSR | 0 | 0 | 0 | 0 | 0 | 0 | 0 | 0 | 0 | 0 | 0 | 0 | 0 | 0 | 0 | 0 | 0 | 0 | 0 | 0 | 0 | 0 | 0 | 12 | 1
NO |  | 96 | 2016 | 0 | 29 | 29 |  | Jackson | Three Mile island | 230 | 230 | Steel Tower | 18.05 | 0 | 1 |  | 0 | 0 | 0 | 0 | 0 | 0 | 0 | 0 | 0 | 0 | 0 | 0 | 0 | 0 | 0 | 0 | 0 | 0 | 0 | 0 | 0 | 0 | 0 | 12 | 1
NO |  | 96 | 2016 | 0 | 30 | 30 |  | Lyons | North Temple | 230 | 230 | Steel Tower | 12.06 | 0 | 1 |  | 0 | 0 | 0 | 0 | 0 | 0 | 0 | 0 | 0 | 0 | 0 | 0 | 0 | 0 | 0 | 0 | 0 | 0 | 0 | 0 | 0 | 0 | 0 | 12 | 1
NO |  | 96 | 2016 | 0 | 31 | 31 |  | Middletown Junction | South Lebanon | 230 | 230 | Steel Tower | 24.45 | 0 | 1 | 1033.5 ACSR | 0 | 0 | 0 | 0 | 0 | 0 | 0 | 0 | 0 | 0 | 0 | 0 | 0 | 0 | 0 | 0 | 0 | 0 | 0 | 0 | 0 | 0 | 0 | 12 | 1
NO |  | 96 | 2016 | 0 | 32 | 32 |  | Martins Creek | Portland | 230 | 230 | Steel Tower | 4.18 | 0 | 1 | 1590 ACSR | 0 | 0 | 0 | 0 | 0 | 0 | 0 | 0 | 0 | 0 | 0 | 0 | 0 | 0 | 0 | 0 | 0 | 0 | 0 | 0 | 0 | 0 | 0 | 12 | 1
NO |  | 96 | 2016 | 0 | 33 | 33 |  | Martins Creek | Northwood | 230 | 230 | Steel Tower | 0.61 | 0 | 1 |  | 0 | 0 | 0 | 0 | 0 | 0 | 0 | 0 | 0 | 0 | 0 | 0 | 0 | 0 | 0 | 0 | 0 | 0 | 0 | 0 | 0 | 0 | 0 | 12 | 1
NO |  | 96 | 2016 | 0 | 34 | 34 |  | North Lebanon | Northkill | 230 | 230 | Steel Tower | 17.48 | 0 | 0 |  | 0 | 0 | 0 | 0 | 0 | 0 | 0 | 0 | 0 | 0 | 0 | 0 | 0 | 0 | 0 | 0 | 0 | 0 | 0 | 0 | 0 | 0 | 0 | 12 | 1
NO |  | 96 | 2016 | 0 | 35 | 35 |  | North Temple | Northkill | 230 | 230 | Steel Tower | 11.81 | 0 | 1 | 1033.5 ACSR | 0 | 0 | 0 | 0 | 0 | 0 | 0 | 0 | 0 | 0 | 0 | 0 | 0 | 0 | 0 | 0 | 0 | 0 | 0 | 0 | 0 | 0 | 0 | 12 | 1
NO |  | 96 | 2016 | 0 | 36 | 36 |  | TOTAL |  | 0 | 0 |  | 1496.5 | 0 | 36 |  | 28808909 | 200240038 | 229048947 | 200302 | 3988135 | 1063834 | 5252271 | 0 | 0 | 0 | 0 | 0 | 0 | 0 | 0 | 0 | 0 | 0 | 0 | 0 | 0 | 0 | 0 | 12 | 1
NO |  | 96 | 2016 | 1 | 1 | 1 |  | North Temple | Ontelaunee | 230 | 230 | Steel Tower | 1.26 | 0 | 1 | 1590 ACSR | 0 | 0 | 0 | 0 | 0 | 0 | 0 | 0 | 0 | 0 | 0 | 0 | 0 | 0 | 0 | 0 | 0 | 0 | 0 | 0 | 0 | 0 | 0 | 12 | 1
NO |  | 96 | 2016 | 1 | 2 | 2 |  | North Temple | Ironwood to N Hershey | 230 | 230 | Steel Tower | 45.79 | 0 | 1 | 1590 ACSR | 0 | 0 | 0 | 0 | 0 | 0 | 0 | 0 | 0 | 0 | 0 | 0 | 0 | 0 | 0 | 0 | 0 | 0 | 0 | 0 | 0 | 0 | 0 | 12 | 1
NO |  | 96 | 2016 | 1 | 3 | 3 |  | Northwood | Quarry | 230 | 230 | Steel Tower | 0.58 | 0 | 1 |  | 0 | 0 | 0 | 0 | 0 | 0 | 0 | 0 | 0 | 0 | 0 | 0 | 0 | 0 | 0 | 0 | 0 | 0 | 0 | 0 | 0 | 0 | 0 | 12 | 1
NO |  | 96 | 2016 | 1 | 4 | 4 |  | Three Mile Island | Middletown Junction #1 | 230 | 230 | Steel Tower | 1.44 | 0 | 0 |  | 0 | 0 | 0 | 0 | 0 | 0 | 0 | 0 | 0 | 0 | 0 | 0 | 0 | 0 | 0 | 0 | 0 | 0 | 0 | 0 | 0 | 0 | 0 | 12 | 1
NO |  | 96 | 2016 | 1 | 5 | 5 |  | Three Mile Island | Middletown Junction#2 | 230 | 230 | Steel Tower | 1.53 | 0 | 1 | 1033.5 ACSR | 0 | 0 | 0 | 0 | 0 | 0 | 0 | 0 | 0 | 0 | 0 | 0 | 0 | 0 | 0 | 0 | 0 | 0 | 0 | 0 | 0 | 0 | 0 | 12 | 1
NO |  | 96 | 2016 | 1 | 6 | 6 |  |  |  | 0 | 0 |  | 0 | 0 | 0 |  | 6432507 | 40356219 | 46788726 | 0 | 0 | 0 | 0 | 0 | 0 | 0 | 0 | 0 | 0 | 0 | 0 | 0 | 0 | 0 | 0 | 0 | 0 | 0 | 0 | 12 | 1
NO |  | 96 | 2016 | 1 | 7 | 7 |  | Total 230 KV Lines |  | 0 | 0 |  | 378.79 | 0 | 28 |  | 6432507 | 40356219 | 46788726 | 0 | 0 | 0 | 0 | 0 | 0 | 0 | 0 | 0 | 0 | 0 | 0 | 0 | 0 | 0 | 0 | 0 | 0 | 0 | 0 | 12 | 1
NO |  | 96 | 2016 | 1 | 9 | 9 |  | Germantown, PA | MD State Line | 138 | 138 | Wood H Frame | 2.73 | 0 | 1 | 556.5 ACSR | 0 | 0 | 0 | 0 | 0 | 0 | 0 | 0 | 0 | 0 | 0 | 0 | 0 | 0 | 0 | 0 | 0 | 0 | 0 | 0 | 0 | 0 | 0 | 12 | 1
NO |  | 96 | 2016 | 1 | 10 | 10 |  |  |  | 0 | 0 |  | 0 | 0 | 0 |  | 18195 | 204418 | 222613 | 0 | 0 | 0 | 0 | 0 | 0 | 0 | 0 | 0 | 0 | 0 | 0 | 0 | 0 | 0 | 0 | 0 | 0 | 0 | 0 | 12 | 1
NO |  | 96 | 2016 | 1 | 11 | 11 |  | Total 138 KV Lines |  | 0 | 0 |  | 2.73 | 0 | 1 |  | 18195 | 204418 | 222613 | 0 | 0 | 0 | 0 | 0 | 0 | 0 | 0 | 0 | 0 | 0 | 0 | 0 | 0 | 0 | 0 | 0 | 0 | 0 | 0 | 12 | 1
SI/NO | A | 96 | 2016 | 1 | 13 | 13 |  | 115 KV Lines |  | 115 | 115 |  | 358.06 | 0 | 0 |  | 5385262 | 39461918 | 44847180 | 0 | 0 | 0 | 1117109.4456 | 0 | 0 | 0 | 0 | 0 | 0 | 0 | 0 | 0 | 0 | 0 | 0 | 0 | 0 | 0 | 0 | 12 | 1
SI/NO | A | 96 | 2016 | 1 | 14 | 14 |  | 69 KV Lines |  | 69 | 69 |  | 418.28 | 0 | 0 |  | 5738289 | 75118602 | 80856891 | 0 | 0 | 0 | 2014084.2005 | 0 | 0 | 0 | 0 | 0 | 0 | 0 | 0 | 0 | 0 | 0 | 0 | 0 | 0 | 0 | 0 | 12 | 1
SI/NO | A | 96 | 2016 | 1 | 15 | 15 |  | 34.5 KV Lines |  | 34.5 | 34.5 |  | 0 | 0 | 0 |  | 1680550 | 5613215 | 7293765 | 0 | 0 | 0 | 181682.1877 | 0 | 0 | 0 | 0 | 0 | 0 | 0 | 0 | 0 | 0 | 0 | 0 | 0 | 0 | 0 | 0 | 12 | 1
NO |  | 96 | 2016 | 1 | 17 | 17 |  | Operation and Maintenance |  | 0 | 0 |  | 0 | 0 | 0 |  | 0 | 0 | 0 | 200302 | 3988135 | 1063834 | 5252271 | 0 | 0 | 0 | 0 | 0 | 0 | 0 | 0 | 0 | 0 | 0 | 0 | 0 | 0 | 0 | 0 | 12 | 1
NO |  | 96 | 2016 | 1 | 18 | 18 |  | Expense |  | 0 | 0 |  | 0 | 0 | 0 |  | 0 | 0 | 0 | 0 | 0 | 0 | 0 | 0 | 0 | 0 | 0 | 0 | 0 | 0 | 0 | 0 | 0 | 0 | 0 | 0 | 0 | 0 | 0 | 12 | 1
NO |  | 98 | 2016 | 0 | 1 | 1 |  | Kettle River | Denham | 500 | 500 | Steel Tower | 7.78 | 0 | 1 | 3-1192 ACSR | 462475 | 1741198 | 2203673 | 0 | 0 | 0 | 0 | 660980174 | 0 | 0 | 0 | 0 | 0 | 0 | 0 | 0 | 0 | 0 | 0 | 0 | 0 | 0 | 0 | 12 | 1
NO |  | 98 | 2016 | 0 | 3 | 3 |  | Monticello | Quarry | 345 | 345 | Steel Pole | 28.77 | 0 | 1 | 2-954 ACSS | 2469851 | 10319919 | 12789770 | 0 | 0 | 0 | 0 | 660980175 | 0 | 0 | 0 | 0 | 0 | 0 | 0 | 0 | 0 | 0 | 0 | 0 | 0 | 0 | 0 | 12 | 1
NO |  | 98 | 2016 | 0 | 4 | 4 |  | Quarry | Alexandria | 345 | 345 | Steel Pole | 77.45 | 0 | 1 | 2-954 ACSS | 0 | 36650276 | 36650276 | 0 | 0 | 0 | 0 | 660980176 | 0 | 0 | 0 | 0 | 0 | 0 | 0 | 0 | 0 | 0 | 0 | 0 | 0 | 0 | 0 | 12 | 1
NO |  | 98 | 2016 | 0 | 5 | 5 |  | Alexandria | ND Border | 345 | 345 | Steel Pole | 100.7 | 0 | 1 | 2-954 ACSS | 0 | 36768537 | 36768537 | 0 | 0 | 0 | 0 | 660980177 | 0 | 0 | 0 | 0 | 0 | 0 | 0 | 0 | 0 | 0 | 0 | 0 | 0 | 0 | 0 | 12 | 1
NO |  | 98 | 2016 | 0 | 6 | 6 |  | ND Border | Fargo | 345 | 345 | Steel Pole | 34.9 | 0 | 1 | 2-954 ACSS | 0 | 14643844 | 14643844 | 0 | 0 | 0 | 0 | 660980178 | 0 | 0 | 0 | 0 | 0 | 0 | 0 | 0 | 0 | 0 | 0 | 0 | 0 | 0 | 0 | 12 | 1
NO |  | 98 | 2016 | 0 | 8 | 8 |  | Square Butte (MN Portion) | Arrowhead DC Line | 250 | 250 | Steel Tower | 231.43 | 0 | 1 | 2839 ACSR | 988287 | 18745171 | 19733458 | 0 | 0 | 0 | 0 | 660980179 | 0 | 0 | 0 | 0 | 0 | 0 | 0 | 0 | 0 | 0 | 0 | 0 | 0 | 0 | 0 | 12 | 1
NO |  | 98 | 2016 | 0 | 9 | 9 |  | Square Butte (ND Portion) | Arrowhead DC Line | 250 | 250 | Steel Tower | 234.1 | 0 | 1 | 2839 ACSR | 1322744 | 30036149 | 31358893 | 0 | 0 | 0 | 0 | 660980180 | 0 | 0 | 0 | 0 | 0 | 0 | 0 | 0 | 0 | 0 | 0 | 0 | 0 | 0 | 0 | 12 | 1
NO |  | 98 | 2016 | 0 | 11 | 11 |  | Calumet | McCarthy Lake | 230 | 230 | H-Frame-Wd | 3.31 | 0 | 1 | 1590 ACSR | 15902664 | 101885796 | 117788460 | 0 | 0 | 0 | 0 | 0 | 0 | 0 | 0 | 0 | 0 | 0 | 0 | 0 | 0 | 0 | 0 | 0 | 0 | 0 | 0 | 12 | 1
NO |  | 98 | 2016 | 0 | 12 | 12 |  | Boswell | Calumet | 230 | 230 | H-Frame-Wd | 25.83 | 0 | 1 | 1590 ACSR | 0 | 0 | 0 | 0 | 0 | 0 | 0 | 0 | 0 | 0 | 0 | 0 | 0 | 0 | 0 | 0 | 0 | 0 | 0 | 0 | 0 | 0 | 0 | 12 | 1
NO |  | 98 | 2016 | 0 | 13 | 13 |  | Bison West | Bison | 230 | 230 | H-Frame-Wd | 11.02 | 0 | 1 | 1780 ACSS | 0 | 0 | 0 | 0 | 0 | 0 | 0 | 0 | 0 | 0 | 0 | 0 | 0 | 0 | 0 | 0 | 0 | 0 | 0 | 0 | 0 | 0 | 0 | 12 | 1
NO |  | 98 | 2016 | 0 | 14 | 14 |  | Forbes | Minntac | 230 | 230 | H-Frame-Wd | 25.5 | 0.55 | 1 | 954 ACSR | 0 | 0 | 0 | 0 | 0 | 0 | 0 | 0 | 0 | 0 | 0 | 0 | 0 | 0 | 0 | 0 | 0 | 0 | 0 | 0 | 0 | 0 | 0 | 12 | 1
NO |  | 98 | 2016 | 0 | 15 | 15 |  | Bison | Square Butte | 230 | 230 | H-Frame-Wd | 22.15 | 0 | 1 | 1780 ACSR | 0 | 0 | 0 | 0 | 0 | 0 | 0 | 0 | 0 | 0 | 0 | 0 | 0 | 0 | 0 | 0 | 0 | 0 | 0 | 0 | 0 | 0 | 0 | 12 | 1
NO |  | 98 | 2016 | 0 | 16 | 16 |  | Boswell | Zemple | 230 | 230 | H-Frame-Steel | 51.08 | 0 | 1 | 795 ACSS | 0 | 0 | 0 | 0 | 0 | 0 | 0 | 0 | 0 | 0 | 0 | 0 | 0 | 0 | 0 | 0 | 0 | 0 | 0 | 0 | 0 | 0 | 0 | 12 | 1
NO |  | 98 | 2016 | 0 | 17 | 17 |  | Boswell | Blackberry | 230 | 230 | H-Frame-Wd | 18.41 | 0.29 | 1 | 1590 ACSR | 0 | 0 | 0 | 0 | 0 | 0 | 0 | 0 | 0 | 0 | 0 | 0 | 0 | 0 | 0 | 0 | 0 | 0 | 0 | 0 | 0 | 0 | 0 | 12 | 1
NO |  | 98 | 2016 | 0 | 18 | 18 |  | Bear Creek | Kettle River | 230 | 230 | H-Frame-Wd | 11.79 | 0 | 1 | 795 ACSR | 0 | 0 | 0 | 0 | 0 | 0 | 0 | 0 | 0 | 0 | 0 | 0 | 0 | 0 | 0 | 0 | 0 | 0 | 0 | 0 | 0 | 0 | 0 | 12 | 1
NO |  | 98 | 2016 | 0 | 19 | 19 |  | Hubbard | Shell River | 230 | 230 | H-Frame-Wd | 4.53 | 0 | 1 | 795 ACSR | 0 | 0 | 0 | 0 | 0 | 0 | 0 | 0 | 0 | 0 | 0 | 0 | 0 | 0 | 0 | 0 | 0 | 0 | 0 | 0 | 0 | 0 | 0 | 12 | 1
NO |  | 98 | 2016 | 0 | 20 | 20 |  | Riverton | Staples | 230 | 230 | H-Frame-Wd | 35.96 | 0 | 1 | 795 ACSR | 0 | 0 | 0 | 0 | 0 | 0 | 0 | 0 | 0 | 0 | 0 | 0 | 0 | 0 | 0 | 0 | 0 | 0 | 0 | 0 | 0 | 0 | 0 | 12 | 1
NO |  | 98 | 2016 | 0 | 21 | 21 |  | Cass Lake | Winton | 230 | 230 | H-Frame-Steel | 19.32 | 0 | 1 | 795 ACSS | 0 | 0 | 0 | 0 | 0 | 0 | 0 | 0 | 0 | 0 | 0 | 0 | 0 | 0 | 0 | 0 | 0 | 0 | 0 | 0 | 0 | 0 | 0 | 12 | 1
NO |  | 98 | 2016 | 0 | 22 | 22 |  | Arrowhead | Forbes | 230 | 230 | H-Frame-Wd | 47.48 | 0 | 1 | 1033 ACSS/TW | 0 | 0 | 0 | 0 | 0 | 0 | 0 | 0 | 0 | 0 | 0 | 0 | 0 | 0 | 0 | 0 | 0 | 0 | 0 | 0 | 0 | 0 | 0 | 12 | 1
NO |  | 98 | 2016 | 0 | 23 | 23 |  | Riverton | Badoura | 230 | 230 | H-Frame-Wd | 46.41 | 0 | 1 | 795 ACSR | 0 | 0 | 0 | 0 | 0 | 0 | 0 | 0 | 0 | 0 | 0 | 0 | 0 | 0 | 0 | 0 | 0 | 0 | 0 | 0 | 0 | 0 | 0 | 12 | 1
NO |  | 98 | 2016 | 0 | 24 | 24 |  | Riverton | Blackberry | 230 | 230 | H-Frame-Wd | 67.18 | 0 | 1 | 795 ACSR | 0 | 0 | 0 | 0 | 0 | 0 | 0 | 0 | 0 | 0 | 0 | 0 | 0 | 0 | 0 | 0 | 0 | 0 | 0 | 0 | 0 | 0 | 0 | 12 | 1
NO |  | 98 | 2016 | 0 | 25 | 25 |  | Blackberry | Forbes | 230 | 230 | H-Frame-Wd | 34.33 | 0 | 1 | 954 ACSR | 0 | 0 | 0 | 0 | 0 | 0 | 0 | 0 | 0 | 0 | 0 | 0 | 0 | 0 | 0 | 0 | 0 | 0 | 0 | 0 | 0 | 0 | 0 | 12 | 1
NO |  | 98 | 2016 | 0 | 26 | 26 |  | Boswell | Shannon | 230 | 230 | H-Frame-Wd | 16.39 | 0 | 1 | 1590 ACSR | 0 | 0 | 0 | 0 | 0 | 0 | 0 | 0 | 0 | 0 | 0 | 0 | 0 | 0 | 0 | 0 | 0 | 0 | 0 | 0 | 0 | 0 | 0 | 12 | 1
NO |  | 98 | 2016 | 0 | 27 | 27 |  | Boswell | Blackberry | 230 | 230 | H-Frame-Wd | 18.8 | 2.4 | 1 | 1431 ACSR | 0 | 0 | 0 | 0 | 0 | 0 | 0 | 0 | 0 | 0 | 0 | 0 | 0 | 0 | 0 | 0 | 0 | 0 | 0 | 0 | 0 | 0 | 0 | 12 | 1
NO |  | 98 | 2016 | 0 | 28 | 28 |  | Shannon | Minntac | 230 | 230 | H-Frame-Wd | 23.11 | 0.55 | 1 | 954 ACSR | 0 | 0 | 0 | 0 | 0 | 0 | 0 | 0 | 0 | 0 | 0 | 0 | 0 | 0 | 0 | 0 | 0 | 0 | 0 | 0 | 0 | 0 | 0 | 12 | 1
NO |  | 98 | 2016 | 0 | 29 | 29 |  | Shannon | Littlefork | 230 | 230 | H-Frame-Wd | 89.08 | 0 | 1 | 954 ACSR | 0 | 0 | 0 | 0 | 0 | 0 | 0 | 0 | 0 | 0 | 0 | 0 | 0 | 0 | 0 | 0 | 0 | 0 | 0 | 0 | 0 | 0 | 0 | 12 | 1
NO |  | 98 | 2016 | 0 | 30 | 30 |  | Arrowhead | Blackberry | 230 | 230 | H-Frame-Wd | 71.9 | 0 | 1 | 954 ACSR | 0 | 0 | 0 | 0 | 0 | 0 | 0 | 0 | 0 | 0 | 0 | 0 | 0 | 0 | 0 | 0 | 0 | 0 | 0 | 0 | 0 | 0 | 0 | 12 | 1
NO |  | 98 | 2016 | 0 | 31 | 31 |  | Badoura | Hubbard | 230 | 230 | H-Frame-Wd | 14.98 | 0 | 1 | 795 ACSR | 0 | 0 | 0 | 0 | 0 | 0 | 0 | 0 | 0 | 0 | 0 | 0 | 0 | 0 | 0 | 0 | 0 | 0 | 0 | 0 | 0 | 0 | 0 | 12 | 1
NO |  | 98 | 2016 | 0 | 32 | 32 |  | Arrowhead | Bear Creek | 230 | 230 | H-Frame-Wd | 55.23 | 0 | 1 | 795 ACSR | 0 | 0 | 0 | 0 | 0 | 0 | 0 | 0 | 0 | 0 | 0 | 0 | 0 | 0 | 0 | 0 | 0 | 0 | 0 | 0 | 0 | 0 | 0 | 12 | 1
NO |  | 98 | 2016 | 0 | 34 | 34 |  | Taconite Harbor | Dunka Road | 138 | 138 | Steel Tower | 61.21 | 0 | 1 | 477ACSR | 119285 | 2514507 | 2633792 | 0 | 0 | 0 | 0 | 0 | 0 | 0 | 0 | 0 | 0 | 0 | 0 | 0 | 0 | 0 | 0 | 0 | 0 | 0 | 0 | 12 | 1
NO |  | 98 | 2016 | 0 | 35 | 35 |  | Taconite Harbor | Erie | 138 | 138 | Steel Tower | 61.2 | 60 | 1 | 477 ACSR | 0 | 477535 | 477535 | 0 | 0 | 0 | 0 | 0 | 0 | 0 | 0 | 0 | 0 | 0 | 0 | 0 | 0 | 0 | 0 | 0 | 0 | 0 | 0 | 12 | 1
NO |  | 98 | 2016 | 0 | 36 | 36 |  | TOTAL |  | 0 | 0 |  | 2768.14 | 96.78 | 117 |  | 32608825 | 387341163 | 419949988 | 0 | 0 | 0 | 0 | 0 | 0 | 0 | 0 | 0 | 0 | 0 | 0 | 0 | 0 | 0 | 0 | 0 | 0 | 0 | 0 | 12 | 1
NO |  | 98 | 2016 | 1 | 1 | 1 |  | Hoyt Lakes | Laskin | 138 | 138 | H-Frame-Wd | 7.96 | 0 | 1 | 636 ACSR | 105246 | 1943009 | 2048255 | 0 | 0 | 0 | 0 | 0 | 0 | 0 | 0 | 0 | 0 | 0 | 0 | 0 | 0 | 0 | 0 | 0 | 0 | 0 | 0 | 12 | 1
SI/NO | A | 98 | 2016 | 1 | 3 | 3 |  | Fond du Lac | Hibbard | 115 | 115 | H-Frame-Wd | 11.69 | 0.42 | 1 | 2/0 CU | 181682 | 771526 | 953208 | 0 | 0 | 0 | 23743.6927 | 0 | 0 | 0 | 0 | 0 | 0 | 0 | 0 | 0 | 0 | 0 | 0 | 0 | 0 | 0 | 0 | 12 | 1
SI/NO | A | 98 | 2016 | 1 | 4 | 4 |  | Switch Structure | Straight River | 115 | 115 | Steel Pole | 0.11 | 0 | 1 | 336 ACSR | 0 | 410785 | 410785 | 0 | 0 | 0 | 10232.3447 | 0 | 0 | 0 | 0 | 0 | 0 | 0 | 0 | 0 | 0 | 0 | 0 | 0 | 0 | 0 | 0 | 12 | 1
SI/NO | A | 98 | 2016 | 1 | 5 | 5 |  | Various |  | 115 | 115 | H-Frame-Wd | 18.41 | 0 | 5 | 1272 ACSR | 194854 | 2189000 | 2383854 | 0 | 0 | 0 | 59380.0061 | 660980181 | 0 | 0 | 0 | 0 | 0 | 0 | 0 | 0 | 0 | 0 | 0 | 0 | 0 | 0 | 0 | 12 | 1
SI/NO | A | 98 | 2016 | 1 | 6 | 6 |  | Various |  | 115 | 115 | H-Frame-Wd | 1.88 | 0 | 2 | 1590 ACSR | 17731 | 397577 | 415308 | 0 | 0 | 0 | 10345.0092 | 660980182 | 0 | 0 | 0 | 0 | 0 | 0 | 0 | 0 | 0 | 0 | 0 | 0 | 0 | 0 | 0 | 12 | 1
SI/NO | A | 98 | 2016 | 1 | 7 | 7 |  | Various |  | 115 | 115 | H-Frame-Wd | 367.77 | 0.96 | 21 | 336 ACSR | 1587111 | 22576452 | 24163563 | 0 | 0 | 0 | 601896.1385 | 660980183 | 0 | 0 | 0 | 0 | 0 | 0 | 0 | 0 | 0 | 0 | 0 | 0 | 0 | 0 | 0 | 12 | 1
SI/NO | A | 98 | 2016 | 1 | 8 | 8 |  | Various |  | 115 | 115 | H-Frame-Wd | 342.46 | 3.14 | 13 | 4/0 CU | 1895020 | 37034222 | 38929242 | 0 | 0 | 0 | 969698.0712 | 660980184 | 0 | 0 | 0 | 0 | 0 | 0 | 0 | 0 | 0 | 0 | 0 | 0 | 0 | 0 | 0 | 12 | 1
SI/NO | A | 98 | 2016 | 1 | 9 | 9 |  | Various |  | 115 | 115 | H-Frame-Wd | 435.68 | 17.03 | 35 | 636 ACSR | 6769832 | 64246736 | 71016568 | 0 | 0 | 0 | 1768969.1727 | 660980185 | 0 | 0 | 0 | 0 | 0 | 0 | 0 | 0 | 0 | 0 | 0 | 0 | 0 | 0 | 0 | 12 | 1
SI/NO | A | 98 | 2016 | 1 | 10 | 10 |  | Various |  | 115 | 115 | H-Frame-Wd | 15.54 | 2.96 | 4 | 954 ACSR | 363402 | 1796940 | 2160342 | 0 | 0 | 0 | 53812.4906 | 660980186 | 0 | 0 | 0 | 0 | 0 | 0 | 0 | 0 | 0 | 0 | 0 | 0 | 0 | 0 | 0 | 12 | 1
SI/NO | A | 98 | 2016 | 1 | 11 | 11 |  | Various |  | 115 | 115 | Steel Pole | 15.11 | 8.48 | 2 | 636 ACSR | 228641 | 2144090 | 2372731 | 0 | 0 | 0 | 59102.9405 | 660980187 | 0 | 0 | 0 | 0 | 0 | 0 | 0 | 0 | 0 | 0 | 0 | 0 | 0 | 0 | 0 | 12 | 1
SI/NO | A | 98 | 2016 | 1 | 13 | 13 |  | UPA | Hinckley | 69 | 69 | Sgl Pole-Wd | 0.2 | 0 | 1 | 336 ACSR | 0 | 47894 | 47894 | 0 | 0 | 0 | 1193.0034 | 0 | 0 | 0 | 0 | 0 | 0 | 0 | 0 | 0 | 0 | 0 | 0 | 0 | 0 | 0 | 0 | 12 | 1
NO |  | 99 | 2016 | 0 | 1 | 1 |  | 500 KV Transmission Network |  | 0 | 0 |  | 0 | 0 | 0 |  | 14770095 | 23312909 | 38083004 | 491894 | 580439 | 0 | 1072333 | 0 | 0 | 0 | 0 | 0 | 0 | 0 | 0 | 0 | 0 | 0 | 0 | 0 | 0 | 0 | 0 | 12 | 1
NO |  | 99 | 2016 | 0 | 2 | 2 |  | Plant Daniel | LA State line | 500 | 500 | Tower | 78.69 | 0 | 1 | 1033.5ACSR | 0 | 0 | 0 | 0 | 0 | 0 | 0 | 0 | 0 | 0 | 0 | 0 | 0 | 0 | 0 | 0 | 0 | 0 | 0 | 0 | 0 | 0 | 0 | 12 | 1
NO |  | 99 | 2016 | 0 | 3 | 3 |  | TOTAL | 500 KV Trans. System | 0 | 0 |  | 78.69 | 0 | 1 |  | 14770095 | 23312909 | 38083004 | 491894 | 580439 | 0 | 1072333 | 0 | 0 | 0 | 0 | 0 | 0 | 0 | 0 | 0 | 0 | 0 | 0 | 0 | 0 | 0 | 0 | 12 | 1
NO |  | 99 | 2016 | 0 | 5 | 5 |  | 230 KV Trans Network |  | 0 | 0 |  | 0 | 0 | 0 |  | 0 | 0 | 0 | 0 | 0 | 0 | 0 | 0 | 0 | 0 | 0 | 0 | 0 | 0 | 0 | 0 | 0 | 0 | 0 | 0 | 0 | 0 | 0 | 12 | 1
NO |  | 99 | 2016 | 0 | 6 | 6 |  | Meridian NE | Laurel East | 230 | 230 | Tower | 62.72 | 0 | 1 | 1033.5ACSR | 0 | 0 | 0 | 0 | 0 | 0 | 0 | 0 | 0 | 0 | 0 | 0 | 0 | 0 | 0 | 0 | 0 | 0 | 0 | 0 | 0 | 0 | 0 | 12 | 1
NO |  | 99 | 2016 | 0 | 7 | 7 |  | Alabama State Line | ALGreene County Steam Plant | 230 | 230 | Tower | 57.5 | 0 | 1 | 1351.5ACSR | 0 | 0 | 0 | 0 | 0 | 0 | 0 | 0 | 0 | 0 | 0 | 0 | 0 | 0 | 0 | 0 | 0 | 0 | 0 | 0 | 0 | 0 | 0 | 12 | 1
NO |  | 99 | 2016 | 0 | 8 | 8 |  | Plant Watson | Wade-AL State Line | 230 | 230 | Tower | 45.15 | 1.6 | 1 | 1351.5ACSR | 0 | 0 | 0 | 0 | 0 | 0 | 0 | 0 | 0 | 0 | 0 | 0 | 0 | 0 | 0 | 0 | 0 | 0 | 0 | 0 | 0 | 0 | 0 | 12 | 1
NO |  | 99 | 2016 | 0 | 9 | 9 |  | Plant Berry | AL State Line | 230 | 230 | Tower | 29.78 | 0 | 1 | 1351.5ACSR | 0 | 0 | 0 | 0 | 0 | 0 | 0 | 0 | 0 | 0 | 0 | 0 | 0 | 0 | 0 | 0 | 0 | 0 | 0 | 0 | 0 | 0 | 0 | 12 | 1
NO |  | 99 | 2016 | 0 | 10 | 10 |  | AL Greene County | Sykes Swt Sta AL State Line | 230 | 230 | Tower | 47.34 | 0 | 1 | 1351.5ACSR | 0 | 0 | 0 | 0 | 0 | 0 | 0 | 0 | 0 | 0 | 0 | 0 | 0 | 0 | 0 | 0 | 0 | 0 | 0 | 0 | 0 | 0 | 0 | 12 | 1
NO |  | 99 | 2016 | 0 | 11 | 11 |  | AL State Line Sykes Swt Sta | Hattiesburg SW Bogalusa | 230 | 230 | Tower | 144.68 | 0.9 | 1 | 1033.5ACSR,1351.5 | 0 | 0 | 0 | 0 | 0 | 0 | 0 | 0 | 0 | 0 | 0 | 0 | 0 | 0 | 0 | 0 | 0 | 0 | 0 | 0 | 0 | 0 | 0 | 12 | 1
NO |  | 99 | 2016 | 0 | 12 | 12 |  | Plant Watson Kiln | LA State Line | 230 | 230 | Tower | 42.34 | 0 | 1 | 1351.5SSAC,1033 | 0 | 0 | 0 | 0 | 0 | 0 | 0 | 0 | 0 | 0 | 0 | 0 | 0 | 0 | 0 | 0 | 0 | 0 | 0 | 0 | 0 | 0 | 0 | 12 | 1
NO |  | 99 | 2016 | 0 | 13 | 13 |  | Plant Watson Oc Springs NE | Moss Pt East AL State Line | 230 | 230 | Tower | 41.31 | 0 | 1 | 1351.5ACSR | 0 | 0 | 0 | 0 | 0 | 0 | 0 | 0 | 0 | 0 | 0 | 0 | 0 | 0 | 0 | 0 | 0 | 0 | 0 | 0 | 0 | 0 | 0 | 12 | 1
NO |  | 99 | 2016 | 0 | 14 | 14 |  | Plant Watson Hurricane Crek | Hattiesburg SW Line | 230 | 230 | Tower | 66.41 | 0 | 1 | 1351.5ACSR | 0 | 0 | 0 | 0 | 0 | 0 | 0 | 0 | 0 | 0 | 0 | 0 | 0 | 0 | 0 | 0 | 0 | 0 | 0 | 0 | 0 | 0 | 0 | 12 | 1
NO |  | 99 | 2016 | 0 | 15 | 15 |  | Kiln | Carriere Southwest | 230 | 230 | Concrete | 23.8 | 0 | 1 | 1351.5,54/19ACSR | 0 | 0 | 0 | 0 | 0 | 0 | 0 | 0 | 0 | 0 | 0 | 0 | 0 | 0 | 0 | 0 | 0 | 0 | 0 | 0 | 0 | 0 | 0 | 12 | 1
NO |  | 99 | 2016 | 0 | 16 | 16 |  | Wade Plant Daniel | Plant Daniel Moss Pt East | 230 | 230 | Tower | 19.64 | 0 | 1 | 2-795ACSR,1351.5 | 0 | 0 | 0 | 0 | 0 | 0 | 0 | 0 | 0 | 0 | 0 | 0 | 0 | 0 | 0 | 0 | 0 | 0 | 0 | 0 | 0 | 0 | 0 | 12 | 1
NO |  | 99 | 2016 | 0 | 17 | 17 |  | Plant Daniel | Ocean Springs Norteast | 230 | 230 | Tower | 17.16 | 0 | 1 | 1351.5SSAC | 0 | 0 | 0 | 0 | 0 | 0 | 0 | 0 | 0 | 0 | 0 | 0 | 0 | 0 | 0 | 0 | 0 | 0 | 0 | 0 | 0 | 0 | 0 | 12 | 1
NO |  | 99 | 2016 | 0 | 18 | 18 |  | Plant Daniel | AL State Line (Big Creek) | 230 | 500 | Tower | 13 | 0 | 1 | 3-1033.5ACSR | 0 | 0 | 0 | 0 | 0 | 0 | 0 | 0 | 0 | 0 | 0 | 0 | 0 | 0 | 0 | 0 | 0 | 0 | 0 | 0 | 0 | 0 | 0 | 12 | 1
NO |  | 99 | 2016 | 0 | 19 | 19 |  | Plant Sweatt | Enterprise DENA | 230 | 230 | Steel Poles | 13.2 | 0 | 1 | 1-1033.5 SSAC | 0 | 0 | 0 | 0 | 0 | 0 | 0 | 0 | 0 | 0 | 0 | 0 | 0 | 0 | 0 | 0 | 0 | 0 | 0 | 0 | 0 | 0 | 0 | 12 | 1
NO |  | 99 | 2016 | 0 | 20 | 20 |  | Enterprise Loop Interconect | Enterpise Loop Interconnect | 230 | 230 | HF Concrete | 5.73 | 0 | 1 | 1351.5ACSR | 0 | 0 | 0 | 0 | 0 | 0 | 0 | 0 | 0 | 0 | 0 | 0 | 0 | 0 | 0 | 0 | 0 | 0 | 0 | 0 | 0 | 0 | 0 | 12 | 1
NO |  | 99 | 2016 | 0 | 21 | 21 |  | Plant Ratcliffe | Lauderdale East | 230 | 230 | HF Concrete | 17.7 | 0 | 1 | 1033.5SSAC | 0 | 0 | 0 | 0 | 0 | 0 | 0 | 0 | 0 | 0 | 0 | 0 | 0 | 0 | 0 | 0 | 0 | 0 | 0 | 0 | 0 | 0 | 0 | 12 | 1
NO |  | 99 | 2016 | 0 | 22 | 22 |  | Plant Ratcliffe | Lauderdale West | 230 | 230 | HF Concrete | 19.3 | 0 | 1 | 1033.5SSAC | 0 | 0 | 0 | 0 | 0 | 0 | 0 | 0 | 0 | 0 | 0 | 0 | 0 | 0 | 0 | 0 | 0 | 0 | 0 | 0 | 0 | 0 | 0 | 12 | 1
NO |  | 99 | 2016 | 0 | 23 | 23 |  | Lauderdale East | Vimville | 230 | 230 | HF Concrete | 5.97 | 0 | 1 | 1351.5 ACSR | 0 | 0 | 0 | 0 | 0 | 0 | 0 | 0 | 0 | 0 | 0 | 0 | 0 | 0 | 0 | 0 | 0 | 0 | 0 | 0 | 0 | 0 | 0 | 12 | 1
NO |  | 99 | 2016 | 0 | 24 | 24 |  | all lines |  | 0 | 0 |  | 0 | 0 | 0 |  | 27582648 | 119513089 | 147095737 | 12402 | 881753 | 11513 | 905668 | 0 | 0 | 0 | 0 | 0 | 0 | 0 | 0 | 0 | 0 | 0 | 0 | 0 | 0 | 0 | 0 | 12 | 1
NO |  | 99 | 2016 | 0 | 25 | 25 |  | Plant Sweatt | Vimville | 230 | 230 | HF Concrete | 13.93 | 0 | 1 | 1351.5 ACSR | 0 | 0 | 0 | 0 | 0 | 0 | 0 | 0 | 0 | 0 | 0 | 0 | 0 | 0 | 0 | 0 | 0 | 0 | 0 | 0 | 0 | 0 | 0 | 12 | 1
NO |  | 99 | 2016 | 0 | 26 | 26 |  | TOTAL | Total 230KV Trans. system | 230 | 0 |  | 686.66 | 2.5 | 19 |  | 27582648 | 119513089 | 147095737 | 12402 | 881753 | 11513 | 905668 | 0 | 0 | 0 | 0 | 0 | 0 | 0 | 0 | 0 | 0 | 0 | 0 | 0 | 0 | 0 | 0 | 12 | 1
SI/SI | A | 99 | 2016 | 0 | 28 | 28 |  |  | 115 KV Transmission System | 115 | 115 | Wood/Concrete | 1188.82 | 6.99 | 33 | Various | 22783908 | 185829856 | 208613764 | 106375 | 2508867 | 98702 | 2713944 | 0 | 0 | 0 | 0 | 0 | 0 | 0 | 0 | 0 | 0 | 0 | 0 | 0 | 0 | 0 | 0 | 12 | 1
NO |  | 99 | 2016 | 0 | 29 | 29 |  | TOTAL | 115 KV Transmission System | 0 | 0 |  | 1188.82 | 6.99 | 33 |  | 22783908 | 185829856 | 208613764 | 106375 | 2508867 | 98702 | 2713944 | 0 | 0 | 0 | 0 | 0 | 0 | 0 | 0 | 0 | 0 | 0 | 0 | 0 | 0 | 0 | 0 | 12 | 1
SI/SI | A | 99 | 2016 | 0 | 31 | 31 |  |  | 46 KV Transmission System | 46 | 46 | Pole wood | 253.53 | 4.85 | 4 | Various | 3699161 | 19349517 | 23048678 | 25757 | 381958 | 23900 | 431615 | 0 | 0 | 0 | 0 | 0 | 0 | 0 | 0 | 0 | 0 | 0 | 0 | 0 | 0 | 0 | 0 | 12 | 1
NO |  | 99 | 2016 | 0 | 32 | 32 |  | TOTAL | 46 KV Transmission System | 0 | 0 |  | 253.53 | 4.85 | 4 |  | 3699161 | 19349517 | 23048678 | 25757 | 381958 | 23900 | 431615 | 0 | 0 | 0 | 0 | 0 | 0 | 0 | 0 | 0 | 0 | 0 | 0 | 0 | 0 | 0 | 0 | 12 | 1
NO |  | 99 | 2016 | 0 | 36 | 36 |  | TOTAL |  | 0 | 0 |  | 2207.7 | 14.34 | 57 |  | 68835812 | 348005371 | 416841183 | 636428 | 4353017 | 134115 | 5123560 | 0 | 0 | 0 | 0 | 0 | 0 | 0 | 0 | 0 | 0 | 0 | 0 | 0 | 0 | 0 | 0 | 12 | 1
NO |  | 100 | 2016 | 0 | 1 | 1 |  | BWSES | River Crossing 5200 | 500 | 0 | Steel Tower | 2.33 | 0 | 1 | 3070 AASCR | 0 | 0 | 0 | 0 | 0 | 0 | 0 | 0 | 0 | 0 | 0 | 0 | 0 | 0 | 0 | 0 | 0 | 0 | 0 | 0 | 0 | 0 | 0 | 12 | 1
NO |  | 100 | 2016 | 0 | 2 | 2 |  | Franklin | Louisiana State Line 5521 | 500 | 0 | Steel Tower | 51.38 | 0 | 1 | 954 ACSR | 0 | 0 | 0 | 0 | 0 | 0 | 0 | 0 | 0 | 0 | 0 | 0 | 0 | 0 | 0 | 0 | 0 | 0 | 0 | 0 | 0 | 0 | 0 | 12 | 1
NO |  | 100 | 2016 | 0 | 3 | 3 |  | Grand Gulf | BWSES 5620 | 500 | 0 | Steel Tower | 21.46 | 0 | 1 | 954 ACSR | 0 | 0 | 0 | 0 | 0 | 0 | 0 | 0 | 0 | 0 | 0 | 0 | 0 | 0 | 0 | 0 | 0 | 0 | 0 | 0 | 0 | 0 | 0 | 12 | 1
NO |  | 100 | 2016 | 0 | 4 | 4 |  | Grand Gulf | Franklin 5640 | 500 | 0 | Steel Tower | 43.46 | 0 | 1 | 954 ACSR | 0 | 0 | 0 | 0 | 0 | 0 | 0 | 0 | 0 | 0 | 0 | 0 | 0 | 0 | 0 | 0 | 0 | 0 | 0 | 0 | 0 | 0 | 0 | 12 | 1
NO |  | 100 | 2016 | 0 | 5 | 5 |  | Ray Braswell | BWSES 6880 | 500 | 0 | Steel Tower | 35.73 | 0 | 1 | 954 ACSR | 0 | 0 | 0 | 0 | 0 | 0 | 0 | 0 | 0 | 0 | 0 | 0 | 0 | 0 | 0 | 0 | 0 | 0 | 0 | 0 | 0 | 0 | 0 | 12 | 1
NO |  | 100 | 2016 | 0 | 6 | 6 |  | Ray Braswell | West Point 6960 | 500 | 0 | Steel Tower | 105.16 | 0 | 1 | 954 ACSR | 0 | 0 | 0 | 0 | 0 | 0 | 0 | 0 | 0 | 0 | 0 | 0 | 0 | 0 | 0 | 0 | 0 | 0 | 0 | 0 | 0 | 0 | 0 | 12 | 1
NO |  | 100 | 2016 | 0 | 7 | 7 |  | Ray Braswell-Franklin | Willow Glen 6980 | 500 | 0 | Steel Tower | 96.48 | 0 | 1 | 954 ACSR | 0 | 0 | 0 | 0 | 0 | 0 | 0 | 0 | 0 | 0 | 0 | 0 | 0 | 0 | 0 | 0 | 0 | 0 | 0 | 0 | 0 | 0 | 0 | 12 | 1
NO |  | 100 | 2016 | 0 | 8 | 8 |  |  | Total 500Kv Lines | 0 | 0 |  | 0 | 0 | 0 |  | 12931985 | 53111220 | 66043205 | 0 | 0 | 0 | 0 | 0 | 0 | 0 | 0 | 0 | 0 | 0 | 0 | 0 | 0 | 0 | 0 | 0 | 0 | 0 | 0 | 12 | 1
NO |  | 100 | 2016 | 0 | 10 | 10 |  | Getwell | Twinkletown 5007 | 230 | 0 | Sngle Conc Pls | 19.3 | 1.42 | 1 | 1272 ACSR | 0 | 0 | 0 | 0 | 0 | 0 | 0 | 0 | 0 | 0 | 0 | 0 | 0 | 0 | 0 | 0 | 0 | 0 | 0 | 0 | 0 | 0 | 0 | 12 | 1
NO |  | 100 | 2016 | 0 | 11 | 11 |  | Yandell Rd | Bozeman Rd 5112 | 230 | 0 | Sngle Sl P & T | 4.03 | 0 | 1 | 1272 ACSR | 0 | 0 | 0 | 0 | 0 | 0 | 0 | 0 | 0 | 0 | 0 | 0 | 0 | 0 | 0 | 0 | 0 | 0 | 0 | 0 | 0 | 0 | 0 | 12 | 1
NO |  | 100 | 2016 | 0 | 12 | 12 |  | Canton | Pickens 5270 | 230 | 0 | Sngle Conc Pls | 26.09 | 1.91 | 1 | 1272 ACSR | 0 | 0 | 0 | 0 | 0 | 0 | 0 | 0 | 0 | 0 | 0 | 0 | 0 | 0 | 0 | 0 | 0 | 0 | 0 | 0 | 0 | 0 | 0 | 12 | 1
NO |  | 100 | 2016 | 0 | 13 | 13 |  | South Canton | Ragsdale 5271 | 230 | 0 | Sngle Conc Pls | 1.89 | 1.2 | 2 | 1272 ACSR | 0 | 0 | 0 | 0 | 0 | 0 | 0 | 0 | 0 | 0 | 0 | 0 | 0 | 0 | 0 | 0 | 0 | 0 | 0 | 0 | 0 | 0 | 0 | 12 | 1
NO |  | 100 | 2016 | 0 | 14 | 14 |  | Freeport | Tunica 5525 | 230 | 0 | Steel Tower | 31.87 | 0 | 1 | 1272 ACSR | 0 | 0 | 0 | 0 | 0 | 0 | 0 | 0 | 0 | 0 | 0 | 0 | 0 | 0 | 0 | 0 | 0 | 0 | 0 | 0 | 0 | 0 | 0 | 12 | 1
NO |  | 100 | 2016 | 0 | 15 | 15 |  | GASES | Bagby 5540 | 230 | 0 | Steel Tower | 3.68 | 0 | 1 | 1272 ACSR | 0 | 0 | 0 | 0 | 0 | 0 | 0 | 0 | 0 | 0 | 0 | 0 | 0 | 0 | 0 | 0 | 0 | 0 | 0 | 0 | 0 | 0 | 0 | 12 | 1
NO |  | 100 | 2016 | 0 | 16 | 16 |  | GASES | Indianola 5580 | 230 | 0 | Wood H-Frame | 33.67 | 0 | 1 | 1272 ACSR | 0 | 0 | 0 | 0 | 0 | 0 | 0 | 0 | 0 | 0 | 0 | 0 | 0 | 0 | 0 | 0 | 0 | 0 | 0 | 0 | 0 | 0 | 0 | 12 | 1
NO |  | 100 | 2016 | 0 | 17 | 17 |  | Grenada | Batesville 5840 | 230 | 0 | Wood H-Frame | 37.65 | 0 | 1 | 1272 ACSR | 0 | 0 | 0 | 0 | 0 | 0 | 0 | 0 | 0 | 0 | 0 | 0 | 0 | 0 | 0 | 0 | 0 | 0 | 0 | 0 | 0 | 0 | 0 | 12 | 1
NO |  | 100 | 2016 | 0 | 18 | 18 |  | Horn Lake | Freeport 5942 | 230 | 0 | Wood H-Frame | 3.84 | 0 | 1 | 1272 ACSR | 0 | 0 | 0 | 0 | 0 | 0 | 0 | 0 | 0 | 0 | 0 | 0 | 0 | 0 | 0 | 0 | 0 | 0 | 0 | 0 | 0 | 0 | 0 | 12 | 1
NO |  | 100 | 2016 | 0 | 19 | 19 |  | Indianola | Tillatoba 6020 | 230 | 0 | Steel Tower | 56.36 | 0 | 1 | 1272 ACSR | 0 | 0 | 0 | 0 | 0 | 0 | 0 | 0 | 0 | 0 | 0 | 0 | 0 | 0 | 0 | 0 | 0 | 0 | 0 | 0 | 0 | 0 | 0 | 12 | 1
NO |  | 100 | 2016 | 0 | 20 | 20 |  | Horn Lake | Getwell 6186 | 230 | 0 | Sngle Conc Pls | 8.57 | 0 | 1 | 1272 ACSR | 0 | 0 | 0 | 0 | 0 | 0 | 0 | 0 | 0 | 0 | 0 | 0 | 0 | 0 | 0 | 0 | 0 | 0 | 0 | 0 | 0 | 0 | 0 | 12 | 1
NO |  | 100 | 2016 | 0 | 21 | 21 |  | Luckney-Grants Ferry | Rankin 6298 | 230 | 0 | Steel Poles | 13.18 | 0 | 1 | 1272 ACSR | 0 | 0 | 0 | 0 | 0 | 0 | 0 | 0 | 0 | 0 | 0 | 0 | 0 | 0 | 0 | 0 | 0 | 0 | 0 | 0 | 0 | 0 | 0 | 12 | 1
NO |  | 100 | 2016 | 0 | 22 | 22 |  | Lula | Batesville 6300 | 230 | 0 | Steel Tower | 39.81 | 0 | 1 | 1272 ACSR | 0 | 0 | 0 | 0 | 0 | 0 | 0 | 0 | 0 | 0 | 0 | 0 | 0 | 0 | 0 | 0 | 0 | 0 | 0 | 0 | 0 | 0 | 0 | 12 | 1
NO |  | 100 | 2016 | 0 | 23 | 23 |  | Mcadams | Indianola 6410 | 230 | 0 | Wood H-Frame | 67.61 | 0 | 1 | 1272 ACSR | 0 | 0 | 0 | 0 | 0 | 0 | 0 | 0 | 0 | 0 | 0 | 0 | 0 | 0 | 0 | 0 | 0 | 0 | 0 | 0 | 0 | 0 | 0 | 12 | 1
NO |  | 100 | 2016 | 0 | 24 | 24 |  | McAdams | Kosciusko 6415 | 230 | 0 | Steel Tower | 1.28 | 0 | 1 | 1272 ACSR | 0 | 0 | 0 | 0 | 0 | 0 | 0 | 0 | 0 | 0 | 0 | 0 | 0 | 0 | 0 | 0 | 0 | 0 | 0 | 0 | 0 | 0 | 0 | 12 | 1
NO |  | 100 | 2016 | 0 | 25 | 25 |  | Mcadams | Pickens 6416 | 230 | 0 | Wood H-Frame | 16.18 | 0 | 1 | 1272 ACSR | 0 | 0 | 0 | 0 | 0 | 0 | 0 | 0 | 0 | 0 | 0 | 0 | 0 | 0 | 0 | 0 | 0 | 0 | 0 | 0 | 0 | 0 | 0 | 12 | 1
NO |  | 100 | 2016 | 0 | 26 | 26 |  | Ray Braswell | GASES Part 1 6900 | 230 | 0 | Wood H-Frame | 1.77 | 3.36 | 1 | 1272 ACSR | 0 | 0 | 0 | 0 | 0 | 0 | 0 | 0 | 0 | 0 | 0 | 0 | 0 | 0 | 0 | 0 | 0 | 0 | 0 | 0 | 0 | 0 | 0 | 12 | 1
NO |  | 100 | 2016 | 0 | 27 | 27 |  | Ray Braswell | GASES Part 2 6901 | 230 | 0 | Wood H-Frame | 75.52 | 8.38 | 1 | 1272 ACSR | 0 | 0 | 0 | 0 | 0 | 0 | 0 | 0 | 0 | 0 | 0 | 0 | 0 | 0 | 0 | 0 | 0 | 0 | 0 | 0 | 0 | 0 | 0 | 12 | 1
NO |  | 100 | 2016 | 0 | 28 | 28 |  | Rex Brown SES | Brandon 7000 | 230 | 0 | Wood H-Frame | 22.95 | 1.62 | 1 | 1272 ACSR | 0 | 0 | 0 | 0 | 0 | 0 | 0 | 0 | 0 | 0 | 0 | 0 | 0 | 0 | 0 | 0 | 0 | 0 | 0 | 0 | 0 | 0 | 0 | 12 | 1
NO |  | 100 | 2016 | 0 | 29 | 29 |  | Rex Brown SES | Hoy Road 7060 | 230 | 0 | Wood H-Frame | 28.06 | 1.76 | 1 | 1272 ACSR | 0 | 0 | 0 | 0 | 0 | 0 | 0 | 0 | 0 | 0 | 0 | 0 | 0 | 0 | 0 | 0 | 0 | 0 | 0 | 0 | 0 | 0 | 0 | 12 | 1
NO |  | 100 | 2016 | 0 | 30 | 30 |  | Rex Brown SES | Ray Braswell 7100 | 230 | 0 | Wood H-Frame | 9.31 | 0 | 1 | 1272 ACSR | 0 | 0 | 0 | 0 | 0 | 0 | 0 | 0 | 0 | 0 | 0 | 0 | 0 | 0 | 0 | 0 | 0 | 0 | 0 | 0 | 0 | 0 | 0 | 12 | 1
NO |  | 100 | 2016 | 0 | 31 | 31 |  | South Jackson | Rankin 7350 | 230 | 0 | Steel Pole | 17.86 | 0 | 1 | 1272 ACSR | 0 | 0 | 0 | 0 | 0 | 0 | 0 | 0 | 0 | 0 | 0 | 0 | 0 | 0 | 0 | 0 | 0 | 0 | 0 | 0 | 0 | 0 | 0 | 12 | 1
NO |  | 100 | 2016 | 0 | 32 | 32 |  | South Jackson | Ray Braswell 7370 | 230 | 0 | Sngle Conc Pls | 9.46 | 0 | 1 | 1272 ACSR | 0 | 0 | 0 | 0 | 0 | 0 | 0 | 0 | 0 | 0 | 0 | 0 | 0 | 0 | 0 | 0 | 0 | 0 | 0 | 0 | 0 | 0 | 0 | 12 | 1
NO |  | 100 | 2016 | 0 | 33 | 33 |  | South Jackson | Ray Braswell 7375 | 230 | 0 | Steel Poles | 13.52 | 0 | 1 | 1272 ACSR | 0 | 0 | 0 | 0 | 0 | 0 | 0 | 0 | 0 | 0 | 0 | 0 | 0 | 0 | 0 | 0 | 0 | 0 | 0 | 0 | 0 | 0 | 0 | 12 | 1
NO |  | 100 | 2016 | 0 | 34 | 34 |  | Tunica | Ritchie 7490 | 230 | 0 | Steel Tower | 20.93 | 0 | 1 | 1272 ACSR | 0 | 0 | 0 | 0 | 0 | 0 | 0 | 0 | 0 | 0 | 0 | 0 | 0 | 0 | 0 | 0 | 0 | 0 | 0 | 0 | 0 | 0 | 0 | 12 | 1
NO |  | 100 | 2016 | 0 | 35 | 35 |  | North Oakland | Tillatoba 9875 | 230 | 0 | Wood H-Frame | 9.02 | 0 | 1 | 1272 ACSR | 0 | 0 | 0 | 0 | 0 | 0 | 0 | 0 | 0 | 0 | 0 | 0 | 0 | 0 | 0 | 0 | 0 | 0 | 0 | 0 | 0 | 0 | 0 | 12 | 1
NO |  | 100 | 2016 | 0 | 36 | 36 |  | TOTAL |  | 0 | 0 |  | 2898.58 | 19.65 | 36 |  | 84357674 | 468584492 | 552942166 | 6065801 | 3100728 | 156783 | 9323312 | 0 | 0 | 0 | 0 | 0 | 0 | 0 | 0 | 0 | 0 | 0 | 0 | 0 | 0 | 0 | 0 | 12 | 1
NO |  | 100 | 2016 | 1 | 1 | 1 |  | 230kV Tie Lines |  | 230 | 0 | VARIOUS | 8.05 | 0 | 1 | VARIOUS | 0 | 0 | 0 | 0 | 0 | 0 | 0 | 0 | 0 | 0 | 0 | 0 | 0 | 0 | 0 | 0 | 0 | 0 | 0 | 0 | 0 | 0 | 0 | 12 | 1
NO |  | 100 | 2016 | 1 | 2 | 2 |  |  | Total 230Kv Lines | 0 | 0 |  | 0 | 0 | 0 |  | 37023561 | 115000099 | 152023660 | 0 | 0 | 0 | 0 | 0 | 0 | 0 | 0 | 0 | 0 | 0 | 0 | 0 | 0 | 0 | 0 | 0 | 0 | 0 | 0 | 12 | 1
NO |  | 100 | 2016 | 1 | 4 | 4 |  | Horn Lake | Memphis 5960 | 161 | 0 | Wood H-Frame | 5.56 | 0 | 1 | 666 ACSR | 0 | 0 | 0 | 0 | 0 | 0 | 0 | 0 | 0 | 0 | 0 | 0 | 0 | 0 | 0 | 0 | 0 | 0 | 0 | 0 | 0 | 0 | 0 | 12 | 1
NO |  | 100 | 2016 | 1 | 5 | 5 |  |  | Total 161Kv Lines | 0 | 0 |  | 0 | 0 | 0 |  | 17892 | 627489 | 645381 | 0 | 0 | 0 | 0 | 0 | 0 | 0 | 0 | 0 | 0 | 0 | 0 | 0 | 0 | 0 | 0 | 0 | 0 | 0 | 0 | 12 | 1
SI/NO | A | 100 | 2016 | 1 | 7 | 7 |  |  | Total 115Kv Lines | 0 | 0 |  | 1955.56 | 0 | 0 |  | 34384236 | 299845684 | 334229920 | 0 | 0 | 0 | 8325415.3466 | 0 | 0 | 0 | 0 | 0 | 0 | 0 | 0 | 0 | 0 | 0 | 0 | 0 | 0 | 0 | 0 | 12 | 1
NO |  | 100 | 2016 | 1 | 9 | 9 |  | Transmission Lines |  | 0 | 0 |  | 0 | 0 | 0 |  | 0 | 0 | 0 | 0 | 0 | 0 | 0 | 0 | 0 | 0 | 0 | 0 | 0 | 0 | 0 | 0 | 0 | 0 | 0 | 0 | 0 | 0 | 0 | 12 | 1
NO |  | 100 | 2016 | 1 | 10 | 10 |  |  |  | 0 | 0 |  | 0 | 0 | 0 |  | 0 | 0 | 0 | 6065801 | 3100728 | 156783 | 9323312 | 0 | 0 | 0 | 0 | 0 | 0 | 0 | 0 | 0 | 0 | 0 | 0 | 0 | 0 | 0 | 0 | 12 | 1
NO |  | 101 | 2016 | 0 | 1 | 1 |  | AIRCO | ARROYO | 138 | 138 | 2,3 | 2.15 | 0 | 1 | 1 | 0 | 0 | 0 | 0 | 0 | 0 | 0 | 0 | 0 | 0 | 0 | 0 | 0 | 0 | 0 | 661010064 | 0 | 0 | 0 | 0 | 0 | 0 | 0 | 12 | 1
NO |  | 101 | 2016 | 0 | 2 | 2 |  | ALBRIGHT | GARRETT | 138 | 138 | 2 | 9.07 | 0 | 1 | 1 | 0 | 0 | 0 | 0 | 0 | 0 | 0 | 0 | 0 | 0 | 0 | 0 | 0 | 0 | 0 | 0 | 0 | 0 | 0 | 0 | 0 | 0 | 0 | 12 | 1
NO |  | 101 | 2016 | 0 | 3 | 3 |  | ALBRIGHT | CHEAT LAKE | 138 | 138 | 1,2,3 | 21.28 | 0 | 1 | 1 | 0 | 0 | 0 | 0 | 0 | 0 | 0 | 0 | 0 | 0 | 0 | 0 | 0 | 0 | 0 | 0 | 0 | 0 | 0 | 0 | 0 | 0 | 0 | 12 | 1
NO |  | 101 | 2016 | 0 | 4 | 4 |  | ALBRIGHT | ELLIOTSVILLE | 138 | 138 | 2,3 | 17.01 | 0 | 1 | 1 | 0 | 0 | 0 | 0 | 0 | 0 | 0 | 0 | 0 | 0 | 0 | 0 | 0 | 0 | 0 | 0 | 0 | 0 | 0 | 0 | 0 | 0 | 0 | 12 | 1
NO |  | 101 | 2016 | 0 | 5 | 5 |  | ALBRIGHT | PRUNTYTOWN | 138 | 138 | 2,3 | 25.37 | 0 | 1 | 3 | 0 | 0 | 0 | 0 | 0 | 0 | 0 | 0 | 0 | 0 | 0 | 0 | 0 | 0 | 0 | 0 | 0 | 0 | 0 | 0 | 0 | 0 | 0 | 12 | 1
NO |  | 101 | 2016 | 0 | 6 | 6 |  | ALBRIGHT | WILLIAM | 138 | 138 | 1,2,3 | 25.14 | 0 | 1 | 1 | 0 | 0 | 0 | 0 | 0 | 0 | 0 | 0 | 0 | 0 | 0 | 0 | 0 | 0 | 0 | 0 | 0 | 0 | 0 | 0 | 0 | 0 | 0 | 12 | 1
NO |  | 101 | 2016 | 0 | 7 | 7 |  | ALBRIGHT | CROSS SCHOOL | 138 | 138 |  | 8.91 | 0 | 1 |  | 0 | 0 | 0 | 0 | 0 | 0 | 0 | 0 | 0 | 0 | 0 | 0 | 0 | 0 | 0 | 0 | 0 | 0 | 0 | 0 | 0 | 0 | 0 | 12 | 1
NO |  | 101 | 2016 | 0 | 8 | 8 |  | ALBRIGHT | GRAFTON | 138 | 138 |  | 28.91 | 0 | 1 |  | 0 | 0 | 0 | 0 | 0 | 0 | 0 | 0 | 0 | 0 | 0 | 0 | 0 | 0 | 0 | 0 | 0 | 0 | 0 | 0 | 0 | 0 | 0 | 12 | 1
NO |  | 101 | 2016 | 0 | 9 | 9 |  | ALBRIGHT | KELSO GAP | 138 | 138 |  | 11.69 | 0 | 1 |  | 0 | 0 | 0 | 0 | 0 | 0 | 0 | 0 | 0 | 0 | 0 | 0 | 0 | 0 | 0 | 0 | 0 | 0 | 0 | 0 | 0 | 0 | 0 | 12 | 1
NO |  | 101 | 2016 | 0 | 10 | 10 |  | ARROYO | QUAKER STATE | 138 | 138 | 2 | 2.55 | 0 | 1 | 1 | 0 | 0 | 0 | 0 | 0 | 0 | 0 | 0 | 0 | 0 | 0 | 0 | 0 | 0 | 0 | 0 | 0 | 0 | 0 | 0 | 0 | 0 | 0 | 12 | 1
NO |  | 101 | 2016 | 0 | 11 | 11 |  | ARROYO | ARROYO-E.LIVERPOOL-WYLIE RI | 138 | 138 |  | 10.07 | 0 | 1 |  | 0 | 0 | 0 | 0 | 0 | 0 | 0 | 0 | 0 | 0 | 0 | 0 | 0 | 0 | 0 | 0 | 0 | 0 | 0 | 0 | 0 | 0 | 0 | 12 | 1
NO |  | 101 | 2016 | 0 | 12 | 12 |  | BACK FORK | CRUPPERNECK | 138 | 138 | 1,2 | 21.7 | 0 | 1 | 1 | 0 | 0 | 0 | 0 | 0 | 0 | 0 | 0 | 0 | 0 | 0 | 0 | 0 | 0 | 0 | 0 | 0 | 0 | 0 | 0 | 0 | 0 | 0 | 12 | 1
NO |  | 101 | 2016 | 0 | 13 | 13 |  | BARNETTS RUN | GLEN FALLS | 138 | 138 |  | 7.79 | 0 | 1 |  | 0 | 0 | 0 | 0 | 0 | 0 | 0 | 0 | 0 | 0 | 0 | 0 | 0 | 0 | 0 | 0 | 0 | 0 | 0 | 0 | 0 | 0 | 0 | 12 | 1
NO |  | 101 | 2016 | 0 | 14 | 14 |  | BARNETTS RUN | SHINNS RUN | 138 | 138 | 2 | 2.03 | 0 | 1 | 1,3 | 0 | 0 | 0 | 0 | 0 | 0 | 0 | 0 | 0 | 0 | 0 | 0 | 0 | 0 | 0 | 0 | 0 | 0 | 0 | 0 | 0 | 0 | 0 | 12 | 1
NO |  | 101 | 2016 | 0 | 15 | 15 |  | BELMONT | EDGELAWN | 138 | 138 | 1,2,3 | 15.76 | 0 | 1 | 3 | 0 | 0 | 0 | 0 | 0 | 0 | 0 | 0 | 0 | 0 | 0 | 0 | 0 | 0 | 0 | 0 | 0 | 0 | 0 | 0 | 0 | 0 | 0 | 12 | 1
NO |  | 101 | 2016 | 0 | 16 | 16 |  | BELMONT | OAK GROVE 608 | 138 | 138 | 1,3 | 3.28 | 0 | 1 | 3 | 0 | 0 | 0 | 0 | 0 | 0 | 0 | 0 | 0 | 0 | 0 | 0 | 0 | 0 | 0 | 0 | 0 | 0 | 0 | 0 | 0 | 0 | 0 | 12 | 1
NO |  | 101 | 2016 | 0 | 17 | 17 |  | BELMONT | OAK GROVE 606 | 138 | 138 | 1,2,3 | 3.08 | 0 | 1 | 2,3 | 0 | 0 | 0 | 0 | 0 | 0 | 0 | 0 | 0 | 0 | 0 | 0 | 0 | 0 | 0 | 0 | 0 | 0 | 0 | 0 | 0 | 0 | 0 | 12 | 1
NO |  | 101 | 2016 | 0 | 18 | 18 |  | BELMONT | TRISSLER 604 | 138 | 138 | 1,3 | 11.86 | 0 | 1 | 3 | 0 | 0 | 0 | 0 | 0 | 0 | 0 | 0 | 0 | 0 | 0 | 0 | 0 | 0 | 0 | 0 | 0 | 0 | 0 | 0 | 0 | 0 | 0 | 12 | 1
NO |  | 101 | 2016 | 0 | 19 | 19 |  | BELMONT | TRISSLER 648 | 138 | 138 | 2,3 | 13.07 | 0 | 1 | 1,3 | 0 | 0 | 0 | 0 | 0 | 0 | 0 | 0 | 0 | 0 | 0 | 0 | 0 | 0 | 0 | 0 | 0 | 0 | 0 | 0 | 0 | 0 | 0 | 12 | 1
NO |  | 101 | 2016 | 0 | 20 | 20 |  | BRANDONVILLE JCT | ALBRIGHT-HAZELTON-LAKE LYNN | 138 | 138 | 2,3 | 31.62 | 0 | 1 | 1 | 0 | 0 | 0 | 0 | 0 | 0 | 0 | 0 | 0 | 0 | 0 | 0 | 0 | 0 | 0 | 0 | 0 | 0 | 0 | 0 | 0 | 0 | 0 | 12 | 1
NO |  | 101 | 2016 | 0 | 21 | 21 |  | BROOKHAVEN | PIERPOINT | 138 | 138 | 2,3 | 3.18 | 0 | 1 |  | 0 | 0 | 0 | 0 | 0 | 0 | 0 | 0 | 0 | 0 | 0 | 0 | 0 | 0 | 0 | 0 | 0 | 0 | 0 | 0 | 0 | 0 | 0 | 12 | 1
NO |  | 101 | 2016 | 0 | 22 | 22 |  | BROOKHAVEN | PRICE HILL | 138 | 138 | 2,3 | 5.11 | 0 | 1 |  | 0 | 0 | 0 | 0 | 0 | 0 | 0 | 0 | 0 | 0 | 0 | 0 | 0 | 0 | 0 | 0 | 0 | 0 | 0 | 0 | 0 | 0 | 0 | 12 | 1
NO |  | 101 | 2016 | 0 | 23 | 23 |  | BUCKHANNON | FRENCH CREEK | 138 | 138 | 2 | 6.67 | 0 | 1 | 3 | 0 | 0 | 0 | 0 | 0 | 0 | 0 | 0 | 0 | 0 | 0 | 0 | 0 | 0 | 0 | 0 | 0 | 0 | 0 | 0 | 0 | 0 | 0 | 12 | 1
NO |  | 101 | 2016 | 0 | 24 | 24 |  | BUCKHANNON | RIDER | 138 | 138 |  | 18.17 | 0 | 0 |  | 0 | 0 | 0 | 0 | 0 | 0 | 0 | 0 | 0 | 0 | 0 | 0 | 0 | 0 | 0 | 0 | 0 | 0 | 0 | 0 | 0 | 0 | 0 | 12 | 1
NO |  | 101 | 2016 | 0 | 25 | 25 |  | BUCKHANNON | LOUGHS LANE | 138 | 138 | 1,2 | 22.76 | 0 | 1 | 2,3 | 0 | 0 | 0 | 0 | 0 | 0 | 0 | 0 | 0 | 0 | 0 | 0 | 0 | 0 | 0 | 0 | 0 | 0 | 0 | 0 | 0 | 0 | 0 | 12 | 1
NO |  | 101 | 2016 | 0 | 26 | 26 |  | BUFFALO JCT | WEIRTON-CECIL-WINDSOR | 138 | 138 | 2,3 | 23.54 | 0 | 1 | 1,3 | 0 | 0 | 0 | 0 | 0 | 0 | 0 | 0 | 0 | 0 | 0 | 0 | 0 | 0 | 0 | 0 | 0 | 0 | 0 | 0 | 0 | 0 | 0 | 12 | 1
NO |  | 101 | 2016 | 0 | 27 | 27 |  | CHEAT LAKE | LAKE LYNN | 138 | 138 | 1,3 | 2.93 | 0 | 1 |  | 0 | 0 | 0 | 0 | 0 | 0 | 0 | 0 | 0 | 0 | 0 | 0 | 0 | 0 | 0 | 0 | 0 | 0 | 0 | 0 | 0 | 0 | 0 | 12 | 1
NO |  | 101 | 2016 | 0 | 28 | 28 |  | COLLINS FERRY | LAKE LYNN | 138 | 138 | 1,2,3 | 7.61 | 0 | 1 | 1 | 0 | 0 | 0 | 0 | 0 | 0 | 0 | 0 | 0 | 0 | 0 | 0 | 0 | 0 | 0 | 0 | 0 | 0 | 0 | 0 | 0 | 0 | 0 | 12 | 1
NO |  | 101 | 2016 | 0 | 29 | 29 |  | COLLINS FERRY | OSAGE | 138 | 138 | 2 | 3.05 | 0 | 1 | 1 | 0 | 0 | 0 | 0 | 0 | 0 | 0 | 0 | 0 | 0 | 0 | 0 | 0 | 0 | 0 | 0 | 0 | 0 | 0 | 0 | 0 | 0 | 0 | 12 | 1
NO |  | 101 | 2016 | 0 | 30 | 30 |  | CRUPPERNECK | GRASSY FALLS | 138 | 138 | 2 | 7.97 | 0 | 1 | 2,3 | 0 | 0 | 0 | 0 | 0 | 0 | 0 | 0 | 0 | 0 | 0 | 0 | 0 | 0 | 0 | 0 | 0 | 0 | 0 | 0 | 0 | 0 | 0 | 12 | 1
NO |  | 101 | 2016 | 0 | 31 | 31 |  | DUTCH FORK | WINDSOR | 138 | 138 |  | 8.82 | 0 | 0 |  | 0 | 0 | 0 | 0 | 0 | 0 | 0 | 0 | 0 | 0 | 0 | 0 | 0 | 0 | 0 | 0 | 0 | 0 | 0 | 0 | 0 | 0 | 0 | 12 | 1
NO |  | 101 | 2016 | 0 | 32 | 32 |  | DUPONT | WASHINGTON-MP | 138 | 138 | 2,3 | 1.62 | 0 | 1 | 3,4 | 0 | 0 | 0 | 0 | 0 | 0 | 0 | 0 | 0 | 0 | 0 | 0 | 0 | 0 | 0 | 0 | 0 | 0 | 0 | 0 | 0 | 0 | 0 | 12 | 1
NO |  | 101 | 2016 | 0 | 33 | 33 |  | EDGELAWN | DUPONT | 138 | 138 | 2,3 | 8.8 | 0 | 1 | 3 | 0 | 0 | 0 | 0 | 0 | 0 | 0 | 0 | 0 | 0 | 0 | 0 | 0 | 0 | 0 | 0 | 0 | 0 | 0 | 0 | 0 | 0 | 0 | 12 | 1
NO |  | 101 | 2016 | 0 | 34 | 34 |  | EDGELAWN | GOFF RUN | 138 | 138 | 2,3 | 35.39 | 0 | 1 | 1 | 0 | 0 | 0 | 0 | 0 | 0 | 0 | 0 | 0 | 0 | 0 | 0 | 0 | 0 | 0 | 0 | 0 | 0 | 0 | 0 | 0 | 0 | 0 | 12 | 1
NO |  | 101 | 2016 | 0 | 35 | 35 |  | ELDORA | EVERSON | 138 | 138 |  | 3.8 | 0 | 1 |  | 0 | 0 | 0 | 0 | 0 | 0 | 0 | 0 | 0 | 0 | 0 | 0 | 0 | 0 | 0 | 0 | 0 | 0 | 0 | 0 | 0 | 0 | 0 | 12 | 1
NO |  | 101 | 2016 | 0 | 36 | 36 |  | TOTAL |  | 0 | 0 |  | 1750.82 | 0 | 115 |  | 18970523 | 228999386 | 247969909 | 12719 | 5522001 | 294055 | 5828775 | 0 | 0 | 0 | 0 | 0 | 0 | 0 | 0 | 0 | 0 | 0 | 0 | 0 | 0 | 0 | 0 | 12 | 1
NO |  | 101 | 2016 | 1 | 1 | 1 |  | ENON 304 JCT | GILBOA-GRASSEY FALLS | 138 | 138 | 2 | 25.1 | 0 | 1 | 3 | 0 | 0 | 0 | 0 | 0 | 0 | 0 | 0 | 0 | 0 | 0 | 0 | 0 | 0 | 0 | 0 | 0 | 0 | 0 | 0 | 0 | 0 | 0 | 12 | 1
NO |  | 101 | 2016 | 1 | 2 | 2 |  | FAIRVIEW | WHITELEY | 138 | 138 | 2 | 9.25 | 0 | 1 | 3,5 | 0 | 0 | 0 | 0 | 0 | 0 | 0 | 0 | 0 | 0 | 0 | 0 | 0 | 0 | 0 | 0 | 0 | 0 | 0 | 0 | 0 | 0 | 0 | 12 | 1
NO |  | 101 | 2016 | 1 | 3 | 3 |  | FAIRVIEW | RICHWOOD HILL | 138 | 138 |  | 18.27 | 0 | 1 |  | 0 | 0 | 0 | 0 | 0 | 0 | 0 | 0 | 0 | 0 | 0 | 0 | 0 | 0 | 0 | 0 | 0 | 0 | 0 | 0 | 0 | 0 | 0 | 12 | 1
NO |  | 101 | 2016 | 1 | 4 | 4 |  | FINZEL | HAZELTON | 138 | 138 |  | 2.54 | 0 | 0 |  | 0 | 0 | 0 | 0 | 0 | 0 | 0 | 0 | 0 | 0 | 0 | 0 | 0 | 0 | 0 | 0 | 0 | 0 | 0 | 0 | 0 | 0 | 0 | 12 | 1
NO |  | 101 | 2016 | 1 | 5 | 5 |  | FORT MARTIN RESERVE | LAKE LYNN | 138 | 138 |  | 5.33 | 0 | 1 |  | 0 | 0 | 0 | 0 | 0 | 0 | 0 | 0 | 0 | 0 | 0 | 0 | 0 | 0 | 0 | 0 | 0 | 0 | 0 | 0 | 0 | 0 | 0 | 12 | 1
NO |  | 101 | 2016 | 1 | 6 | 6 |  | FRENCH CREEK | PICKENS | 138 | 138 | 1,2 | 19.66 | 0 | 1 | 3 | 0 | 0 | 0 | 0 | 0 | 0 | 0 | 0 | 0 | 0 | 0 | 0 | 0 | 0 | 0 | 0 | 0 | 0 | 0 | 0 | 0 | 0 | 0 | 12 | 1
NO |  | 101 | 2016 | 1 | 7 | 7 |  | FRENCH CREEK | SUTTON | 138 | 138 | 2 | 34.43 | 0 | 1 | 2,3,4 | 0 | 0 | 0 | 0 | 0 | 0 | 0 | 0 | 0 | 0 | 0 | 0 | 0 | 0 | 0 | 0 | 0 | 0 | 0 | 0 | 0 | 0 | 0 | 12 | 1
NO |  | 101 | 2016 | 1 | 8 | 8 |  | GILBOA | KANAWHA RIVER | 138 | 138 | 2 | 16.06 | 0 | 1 | 3 | 0 | 0 | 0 | 0 | 0 | 0 | 0 | 0 | 0 | 0 | 0 | 0 | 0 | 0 | 0 | 0 | 0 | 0 | 0 | 0 | 0 | 0 | 0 | 12 | 1
NO |  | 101 | 2016 | 1 | 9 | 9 |  | GLEN FALLS | RIDER | 138 | 138 |  | 15.47 | 0 | 0 |  | 0 | 0 | 0 | 0 | 0 | 0 | 0 | 0 | 0 | 0 | 0 | 0 | 0 | 0 | 0 | 0 | 0 | 0 | 0 | 0 | 0 | 0 | 0 | 12 | 1
NO |  | 101 | 2016 | 1 | 10 | 10 |  | GLEN FALLS | FAIRVIEW | 138 | 138 | 2,3 | 40.17 | 0 | 1 | 1,2 | 0 | 0 | 0 | 0 | 0 | 0 | 0 | 0 | 0 | 0 | 0 | 0 | 0 | 0 | 0 | 0 | 0 | 0 | 0 | 0 | 0 | 0 | 0 | 12 | 1
NO |  | 101 | 2016 | 1 | 11 | 11 |  | GLEN FALLS | OAK MOUND | 138 | 138 | 1,2,3 | 6.04 | 0 | 1 | 2,3 | 0 | 0 | 0 | 0 | 0 | 0 | 0 | 0 | 0 | 0 | 0 | 0 | 0 | 0 | 0 | 0 | 0 | 0 | 0 | 0 | 0 | 0 | 0 | 12 | 1
NO |  | 101 | 2016 | 1 | 12 | 12 |  | GLEN FALLS | WALDO RUN | 138 | 138 | 1,2,3 | 19.12 | 0 | 1 | 2,3 | 0 | 0 | 0 | 0 | 0 | 0 | 0 | 0 | 0 | 0 | 0 | 0 | 0 | 0 | 0 | 0 | 0 | 0 | 0 | 0 | 0 | 0 | 0 | 12 | 1
NO |  | 101 | 2016 | 1 | 13 | 13 |  | GOFF RUN | GLENVILLE | 138 | 138 | 1,2,3 | 29.83 | 0 | 1 | 1 | 0 | 0 | 0 | 0 | 0 | 0 | 0 | 0 | 0 | 0 | 0 | 0 | 0 | 0 | 0 | 0 | 0 | 0 | 0 | 0 | 0 | 0 | 0 | 12 | 1
NO |  | 101 | 2016 | 1 | 14 | 14 |  | GORDON | WINDSOR | 138 | 138 |  | 8.81 | 0 | 0 |  | 0 | 0 | 0 | 0 | 0 | 0 | 0 | 0 | 0 | 0 | 0 | 0 | 0 | 0 | 0 | 0 | 0 | 0 | 0 | 0 | 0 | 0 | 0 | 12 | 1
NO |  | 101 | 2016 | 1 | 15 | 15 |  | GRAFTON | PRUNTYTOWN | 138 | 138 |  | 2.99 | 0 | 1 |  | 0 | 0 | 0 | 0 | 0 | 0 | 0 | 0 | 0 | 0 | 0 | 0 | 0 | 0 | 0 | 0 | 0 | 0 | 0 | 0 | 0 | 0 | 0 | 12 | 1
NO |  | 101 | 2016 | 1 | 16 | 16 |  | GRASSY FALLS | MCCLUNG | 138 | 138 | 1,2 | 10.29 | 0 | 1 | 3 | 0 | 0 | 0 | 0 | 0 | 0 | 0 | 0 | 0 | 0 | 0 | 0 | 0 | 0 | 0 | 0 | 0 | 0 | 0 | 0 | 0 | 0 | 0 | 12 | 1
NO |  | 101 | 2016 | 1 | 17 | 17 |  | KELSO GAP | PARR RUN | 138 | 138 |  | 5.98 | 0 | 1 |  | 0 | 0 | 0 | 0 | 0 | 0 | 0 | 0 | 0 | 0 | 0 | 0 | 0 | 0 | 0 | 0 | 0 | 0 | 0 | 0 | 0 | 0 | 0 | 12 | 1
NO |  | 101 | 2016 | 1 | 18 | 18 |  | LAKE LYNN | PEIRPONT | 138 | 138 | 1,2,3 | 5.85 | 0 | 1 | 2,3 | 0 | 0 | 0 | 0 | 0 | 0 | 0 | 0 | 0 | 0 | 0 | 0 | 0 | 0 | 0 | 0 | 0 | 0 | 0 | 0 | 0 | 0 | 0 | 12 | 1
NO |  | 101 | 2016 | 1 | 19 | 19 |  | LAMBERTON | TRISSLER | 138 | 138 | 2,3 | 25.44 | 0 | 1 | 2,3 | 0 | 0 | 0 | 0 | 0 | 0 | 0 | 0 | 0 | 0 | 0 | 0 | 0 | 0 | 0 | 0 | 0 | 0 | 0 | 0 | 0 | 0 | 0 | 12 | 1
NO |  | 101 | 2016 | 1 | 20 | 20 |  | LAMBERTON | WALDO RUN | 138 | 138 |  | 24.25 | 0 | 1 |  | 0 | 0 | 0 | 0 | 0 | 0 | 0 | 0 | 0 | 0 | 0 | 0 | 0 | 0 | 0 | 0 | 0 | 0 | 0 | 0 | 0 | 0 | 0 | 12 | 1
NO |  | 101 | 2016 | 1 | 21 | 21 |  | LEADSVILLE | LAUGHS LANE | 138 | 138 |  | 5.79 | 0 | 1 |  | 0 | 0 | 0 | 0 | 0 | 0 | 0 | 0 | 0 | 0 | 0 | 0 | 0 | 0 | 0 | 0 | 0 | 0 | 0 | 0 | 0 | 0 | 0 | 12 | 1
NO |  | 101 | 2016 | 1 | 22 | 22 |  | LEADSVILLE | PRUNTTOWN | 138 | 138 |  | 30.2 | 0 | 1 |  | 0 | 0 | 0 | 0 | 0 | 0 | 0 | 0 | 0 | 0 | 0 | 0 | 0 | 0 | 0 | 0 | 0 | 0 | 0 | 0 | 0 | 0 | 0 | 12 | 1
NO |  | 101 | 2016 | 1 | 23 | 23 |  | LONG REACH | PADEN CITY | 138 | 138 | 2,3 | 12.84 | 0 | 1 | 1,2,6 | 0 | 0 | 0 | 0 | 0 | 0 | 0 | 0 | 0 | 0 | 0 | 0 | 0 | 0 | 0 | 0 | 0 | 0 | 0 | 0 | 0 | 0 | 0 | 12 | 1
NO |  | 101 | 2016 | 1 | 24 | 24 |  | LONG REACH | UNION CARBIDE MP | 138 | 138 |  | 0.05 | 0 | 1 |  | 0 | 0 | 0 | 0 | 0 | 0 | 0 | 0 | 0 | 0 | 0 | 0 | 0 | 0 | 0 | 0 | 0 | 0 | 0 | 0 | 0 | 0 | 0 | 12 | 1
NO |  | 101 | 2016 | 1 | 25 | 25 |  | LOUGHS LANE | PICKENS | 138 | 138 |  | 47.24 | 0 | 1 |  | 0 | 0 | 0 | 0 | 0 | 0 | 0 | 0 | 0 | 0 | 0 | 0 | 0 | 0 | 0 | 0 | 0 | 0 | 0 | 0 | 0 | 0 | 0 | 12 | 1
NO |  | 101 | 2016 | 1 | 26 | 26 |  | LOUGHS LANE | WILLIAM | 138 | 138 | 2,3 | 33.71 | 0 | 1 | 2 | 0 | 0 | 0 | 0 | 0 | 0 | 0 | 0 | 0 | 0 | 0 | 0 | 0 | 0 | 0 | 0 | 0 | 0 | 0 | 0 | 0 | 0 | 0 | 12 | 1
NO |  | 101 | 2016 | 1 | 27 | 27 |  | MAHANS LANE | TIDD | 138 | 138 |  | 1.05 | 0 | 0 |  | 0 | 0 | 0 | 0 | 0 | 0 | 0 | 0 | 0 | 0 | 0 | 0 | 0 | 0 | 0 | 0 | 0 | 0 | 0 | 0 | 0 | 0 | 0 | 12 | 1
NO |  | 101 | 2016 | 1 | 28 | 28 |  | MAHANS LANE | WEIRTON | 138 | 138 |  | 5.1 | 0 | 0 |  | 0 | 0 | 0 | 0 | 0 | 0 | 0 | 0 | 0 | 0 | 0 | 0 | 0 | 0 | 0 | 0 | 0 | 0 | 0 | 0 | 0 | 0 | 0 | 12 | 1
NO |  | 101 | 2016 | 1 | 29 | 29 |  | MCALPIN | GLEN FALLS | 138 | 138 | 1,3 | 4.45 | 0 | 1 | 1,3 | 0 | 0 | 0 | 0 | 0 | 0 | 0 | 0 | 0 | 0 | 0 | 0 | 0 | 0 | 0 | 0 | 0 | 0 | 0 | 0 | 0 | 0 | 0 | 12 | 1
NO |  | 101 | 2016 | 1 | 30 | 30 |  | MOBLEY | RICHWOOD HILL | 138 | 138 |  | 2.26 | 0 | 0 |  | 0 | 0 | 0 | 0 | 0 | 0 | 0 | 0 | 0 | 0 | 0 | 0 | 0 | 0 | 0 | 0 | 0 | 0 | 0 | 0 | 0 | 0 | 0 | 12 | 1
NO |  | 101 | 2016 | 1 | 31 | 31 |  | OAK GROVE | PARKERSBURG | 138 | 138 | 1,2,3 | 15.41 | 0 | 1 | 2,3 | 0 | 0 | 0 | 0 | 0 | 0 | 0 | 0 | 0 | 0 | 0 | 0 | 0 | 0 | 0 | 0 | 0 | 0 | 0 | 0 | 0 | 0 | 0 | 12 | 1
NO |  | 101 | 2016 | 1 | 32 | 32 |  | OAK GROVE | WILLIAMS CREEK | 138 | 138 | 1,2 | 7.5 | 0 | 1 |  | 0 | 0 | 0 | 0 | 0 | 0 | 0 | 0 | 0 | 0 | 0 | 0 | 0 | 0 | 0 | 0 | 0 | 0 | 0 | 0 | 0 | 0 | 0 | 12 | 1
NO |  | 101 | 2016 | 1 | 33 | 33 |  | OAKMOUND | RIDER | 138 | 138 |  | 6.43 | 0 | 1 |  | 0 | 0 | 0 | 0 | 0 | 0 | 0 | 0 | 0 | 0 | 0 | 0 | 0 | 0 | 0 | 0 | 0 | 0 | 0 | 0 | 0 | 0 | 0 | 12 | 1
NO |  | 101 | 2016 | 1 | 34 | 34 |  | PADEN CITY | NATRIUM | 138 | 138 | 2,3 | 16.65 | 0 | 1 | 1,2,6 | 0 | 0 | 0 | 0 | 0 | 0 | 0 | 0 | 0 | 0 | 0 | 0 | 0 | 0 | 0 | 0 | 0 | 0 | 0 | 0 | 0 | 0 | 0 | 12 | 1
NO |  | 101 | 2016 | 1 | 35 | 35 |  | PARKERSBURG | CORNER | 138 | 138 | 3 | 0.35 | 0 | 1 | 2 | 0 | 0 | 0 | 0 | 0 | 0 | 0 | 0 | 0 | 0 | 0 | 0 | 0 | 0 | 0 | 0 | 0 | 0 | 0 | 0 | 0 | 0 | 0 | 12 | 1
NO |  | 101 | 2016 | 2 | 1 | 1 |  | PICKENS | BACK FORK | 138 | 138 | 2 | 16.55 | 0 | 1 | 1 | 0 | 0 | 0 | 0 | 0 | 0 | 0 | 0 | 0 | 0 | 0 | 0 | 0 | 0 | 0 | 0 | 0 | 0 | 0 | 0 | 0 | 0 | 0 | 12 | 1
NO |  | 101 | 2016 | 2 | 2 | 2 |  | PICKENS | LINWOOD | 138 | 138 |  | 20.45 | 0 | 1 |  | 0 | 0 | 0 | 0 | 0 | 0 | 0 | 0 | 0 | 0 | 0 | 0 | 0 | 0 | 0 | 0 | 0 | 0 | 0 | 0 | 0 | 0 | 0 | 12 | 1
NO |  | 101 | 2016 | 2 | 3 | 3 |  | POWELL MT | CRUPPERNECK | 138 | 138 |  | 16.57 | 0 | 1 |  | 0 | 0 | 0 | 0 | 0 | 0 | 0 | 0 | 0 | 0 | 0 | 0 | 0 | 0 | 0 | 0 | 0 | 0 | 0 | 0 | 0 | 0 | 0 | 12 | 1
NO |  | 101 | 2016 | 2 | 4 | 4 |  | POWELL MT | GOFF RUN | 138 | 138 |  | 40.37 | 0 | 1 |  | 0 | 0 | 0 | 0 | 0 | 0 | 0 | 0 | 0 | 0 | 0 | 0 | 0 | 0 | 0 | 0 | 0 | 0 | 0 | 0 | 0 | 0 | 0 | 12 | 1
NO |  | 101 | 2016 | 2 | 5 | 5 |  | PRICE HILL | PRUNTYTOWN | 138 | 138 | 2,3 | 23.25 | 0 | 1 | 1,3 | 0 | 0 | 0 | 0 | 0 | 0 | 0 | 0 | 0 | 0 | 0 | 0 | 0 | 0 | 0 | 0 | 0 | 0 | 0 | 0 | 0 | 0 | 0 | 12 | 1
NO |  | 101 | 2016 | 2 | 6 | 6 |  | PRUNTYTOWN | BUCKHANNON | 138 | 138 | 1,2,3 | 29.45 | 0 | 1 | 1,2 | 0 | 0 | 0 | 0 | 0 | 0 | 0 | 0 | 0 | 0 | 0 | 0 | 0 | 0 | 0 | 0 | 0 | 0 | 0 | 0 | 0 | 0 | 0 | 12 | 1
NO |  | 101 | 2016 | 2 | 7 | 7 |  | PRUNTYTOWN | QUIET DELL | 138 | 138 | 1,2,3 | 18.13 | 0 | 1 | 3 | 0 | 0 | 0 | 0 | 0 | 0 | 0 | 0 | 0 | 0 | 0 | 0 | 0 | 0 | 0 | 0 | 0 | 0 | 0 | 0 | 0 | 0 | 0 | 12 | 1
NO |  | 101 | 2016 | 2 | 8 | 8 |  | PRUNTYTOWN | SHINNS RUN | 138 | 138 | 1,2,3 | 8.48 | 0 | 1 | 1,3 | 0 | 0 | 0 | 0 | 0 | 0 | 0 | 0 | 0 | 0 | 0 | 0 | 0 | 0 | 0 | 0 | 0 | 0 | 0 | 0 | 0 | 0 | 0 | 12 | 1
NO |  | 101 | 2016 | 2 | 9 | 9 |  | QUIET DELL | OAKMOUND | 138 | 138 |  | 4.14 | 0 | 0 |  | 0 | 0 | 0 | 0 | 0 | 0 | 0 | 0 | 0 | 0 | 0 | 0 | 0 | 0 | 0 | 0 | 0 | 0 | 0 | 0 | 0 | 0 | 0 | 12 | 1
NO |  | 101 | 2016 | 2 | 10 | 10 |  | RICHWOOD HILL | WILLOW ISLAND | 138 | 138 |  | 43.47 | 0 | 1 |  | 0 | 0 | 0 | 0 | 0 | 0 | 0 | 0 | 0 | 0 | 0 | 0 | 0 | 0 | 0 | 0 | 0 | 0 | 0 | 0 | 0 | 0 | 0 | 12 | 1
NO |  | 101 | 2016 | 2 | 11 | 11 |  | RIDER | WESTON | 138 | 138 |  | 11.17 | 0 | 0 |  | 0 | 0 | 0 | 0 | 0 | 0 | 0 | 0 | 0 | 0 | 0 | 0 | 0 | 0 | 0 | 0 | 0 | 0 | 0 | 0 | 0 | 0 | 0 | 12 | 1
NO |  | 101 | 2016 | 2 | 12 | 12 |  | RIVERVIEW | WILLIAMS CREEK | 138 | 138 |  | 6.43 | 0 | 1 |  | 0 | 0 | 0 | 0 | 0 | 0 | 0 | 0 | 0 | 0 | 0 | 0 | 0 | 0 | 0 | 0 | 0 | 0 | 0 | 0 | 0 | 0 | 0 | 12 | 1
NO |  | 101 | 2016 | 2 | 13 | 13 |  | RIVESVILLE | EVERSON | 138 | 138 | 1,2,3 | 12 | 0 | 1 | 3 | 0 | 0 | 0 | 0 | 0 | 0 | 0 | 0 | 0 | 0 | 0 | 0 | 0 | 0 | 0 | 0 | 0 | 0 | 0 | 0 | 0 | 0 | 0 | 12 | 1
NO |  | 101 | 2016 | 2 | 14 | 14 |  | RIVESVILLE | FAIRVIEW | 138 | 138 | 1,2,3 | 11.4 | 0 | 1 | 1 | 0 | 0 | 0 | 0 | 0 | 0 | 0 | 0 | 0 | 0 | 0 | 0 | 0 | 0 | 0 | 0 | 0 | 0 | 0 | 0 | 0 | 0 | 0 | 12 | 1
NO |  | 101 | 2016 | 2 | 15 | 15 |  | RIVESVILLE | OSAGE | 138 | 138 | 1,2,3 | 12.36 | 0 | 1 | 1,3,8 | 0 | 0 | 0 | 0 | 0 | 0 | 0 | 0 | 0 | 0 | 0 | 0 | 0 | 0 | 0 | 0 | 0 | 0 | 0 | 0 | 0 | 0 | 0 | 12 | 1
NO |  | 101 | 2016 | 2 | 16 | 16 |  | RIVESVILLE | PRUNTYTOWN | 138 | 138 | 1,2,3 | 20.75 | 0 | 1 | 1,2,3 | 0 | 0 | 0 | 0 | 0 | 0 | 0 | 0 | 0 | 0 | 0 | 0 | 0 | 0 | 0 | 0 | 0 | 0 | 0 | 0 | 0 | 0 | 0 | 12 | 1
NO |  | 101 | 2016 | 2 | 17 | 17 |  | SENECA CAVERNS | NORTH PETERSBURG | 138 | 138 | 1,2 | 23.08 | 0 | 1 | 3 | 0 | 0 | 0 | 0 | 0 | 0 | 0 | 0 | 0 | 0 | 0 | 0 | 0 | 0 | 0 | 0 | 0 | 0 | 0 | 0 | 0 | 0 | 0 | 12 | 1
NO |  | 101 | 2016 | 2 | 18 | 18 |  | SUTTON | POWELL MT | 138 | 138 | 1,2 | 23 | 0 | 1 | 1,2,3,4 | 0 | 0 | 0 | 0 | 0 | 0 | 0 | 0 | 0 | 0 | 0 | 0 | 0 | 0 | 0 | 0 | 0 | 0 | 0 | 0 | 0 | 0 | 0 | 12 | 1
NO |  | 101 | 2016 | 2 | 19 | 19 |  | TIDD | WEIRTON | 138 | 138 |  | 12.79 | 0 | 1 |  | 0 | 0 | 0 | 0 | 0 | 0 | 0 | 0 | 0 | 0 | 0 | 0 | 0 | 0 | 0 | 0 | 0 | 0 | 0 | 0 | 0 | 0 | 0 | 12 | 1
NO |  | 101 | 2016 | 2 | 20 | 20 |  | TRISSLER | EDGELAWN | 138 | 138 | 2,3 | 3.07 | 0 | 1 | 3 | 0 | 0 | 0 | 0 | 0 | 0 | 0 | 0 | 0 | 0 | 0 | 0 | 0 | 0 | 0 | 0 | 0 | 0 | 0 | 0 | 0 | 0 | 0 | 12 | 1
NO |  | 101 | 2016 | 2 | 21 | 21 |  | TRISSLER | PARKERSBURG | 138 | 138 | 1,3 | 6.17 | 0 | 1 | 2,3 | 0 | 0 | 0 | 0 | 0 | 0 | 0 | 0 | 0 | 0 | 0 | 0 | 0 | 0 | 0 | 0 | 0 | 0 | 0 | 0 | 0 | 0 | 0 | 12 | 1
NO |  | 101 | 2016 | 2 | 22 | 22 |  | WASHINGTON-MP | AGA GAS | 138 | 138 |  | 0.24 | 0 | 1 |  | 0 | 0 | 0 | 0 | 0 | 0 | 0 | 0 | 0 | 0 | 0 | 0 | 0 | 0 | 0 | 0 | 0 | 0 | 0 | 0 | 0 | 0 | 0 | 12 | 1
NO |  | 101 | 2016 | 2 | 23 | 23 |  | WASHINGTON | CORNER | 138 | 138 |  | 1.41 | 0 | 0 |  | 0 | 0 | 0 | 0 | 0 | 0 | 0 | 0 | 0 | 0 | 0 | 0 | 0 | 0 | 0 | 0 | 0 | 0 | 0 | 0 | 0 | 0 | 0 | 12 | 1
NO |  | 101 | 2016 | 2 | 24 | 24 |  | WEIRTON | WYLIE RIDGE #1 | 138 | 138 | 2,3 | 5.68 | 0 | 1 | 1 | 0 | 0 | 0 | 0 | 0 | 0 | 0 | 0 | 0 | 0 | 0 | 0 | 0 | 0 | 0 | 0 | 0 | 0 | 0 | 0 | 0 | 0 | 0 | 12 | 1
NO |  | 101 | 2016 | 2 | 25 | 25 |  | WEIRTON | WYLIE RIDGE #2 | 138 | 138 |  | 3.61 | 0 | 1 |  | 0 | 0 | 0 | 0 | 0 | 0 | 0 | 0 | 0 | 0 | 0 | 0 | 0 | 0 | 0 | 0 | 0 | 0 | 0 | 0 | 0 | 0 | 0 | 12 | 1
NO |  | 101 | 2016 | 2 | 26 | 26 |  | WEIRTON | WYLIE RIDGE-S TORONTO | 138 | 138 |  | 6.59 | 0 | 1 |  | 0 | 0 | 0 | 0 | 0 | 0 | 0 | 0 | 0 | 0 | 0 | 0 | 0 | 0 | 0 | 0 | 0 | 0 | 0 | 0 | 0 | 0 | 0 | 12 | 1
NO |  | 101 | 2016 | 2 | 27 | 27 |  | WEST MILFORD | RIDER | 138 | 138 |  | 0.19 | 0 | 0 |  | 0 | 0 | 0 | 0 | 0 | 0 | 0 | 0 | 0 | 0 | 0 | 0 | 0 | 0 | 0 | 0 | 0 | 0 | 0 | 0 | 0 | 0 | 0 | 12 | 1
NO |  | 101 | 2016 | 2 | 28 | 28 |  | WESTON | GLENVILLE | 138 | 138 | 3 | 30.74 | 0 | 1 | 3 | 0 | 0 | 0 | 0 | 0 | 0 | 0 | 0 | 0 | 0 | 0 | 0 | 0 | 0 | 0 | 0 | 0 | 0 | 0 | 0 | 0 | 0 | 0 | 12 | 1
NO |  | 101 | 2016 | 2 | 29 | 29 |  | WHITEHALL JCT | ELDORA-MCALPIN-PRUNTYTWN | 138 | 138 |  | 18.26 | 0 | 1 |  | 0 | 0 | 0 | 0 | 0 | 0 | 0 | 0 | 0 | 0 | 0 | 0 | 0 | 0 | 0 | 0 | 0 | 0 | 0 | 0 | 0 | 0 | 0 | 12 | 1
NO |  | 101 | 2016 | 2 | 30 | 30 |  | WILLIAM | SENECA CAVERNS | 138 | 138 | 1,2 | 35.23 | 0 | 1 | 1 | 0 | 0 | 0 | 0 | 0 | 0 | 0 | 0 | 0 | 0 | 0 | 0 | 0 | 0 | 0 | 0 | 0 | 0 | 0 | 0 | 0 | 0 | 0 | 12 | 1
NO |  | 101 | 2016 | 2 | 31 | 31 |  | WILLOW ISLAND | BELMONT 614 | 138 | 138 | 1,2,3 | 2.02 | 0 | 1 | 3 | 0 | 0 | 0 | 0 | 0 | 0 | 0 | 0 | 0 | 0 | 0 | 0 | 0 | 0 | 0 | 0 | 0 | 0 | 0 | 0 | 0 | 0 | 0 | 12 | 1
NO |  | 101 | 2016 | 2 | 32 | 32 |  | WILLOW ISLAND | BELMONT618 | 138 | 138 | 1,2,3 | 2.39 | 0 | 1 | 3 | 0 | 0 | 0 | 0 | 0 | 0 | 0 | 0 | 0 | 0 | 0 | 0 | 0 | 0 | 0 | 0 | 0 | 0 | 0 | 0 | 0 | 0 | 0 | 12 | 1
NO |  | 101 | 2016 | 2 | 33 | 33 |  | WILLOW ISLAND | LONG REACH | 138 | 138 | 1,2 | 16.66 | 0 | 1 | 1,3,6 | 0 | 0 | 0 | 0 | 0 | 0 | 0 | 0 | 0 | 0 | 0 | 0 | 0 | 0 | 0 | 0 | 0 | 0 | 0 | 0 | 0 | 0 | 0 | 12 | 1
NO |  | 101 | 2016 | 2 | 34 | 34 |  | WILLOW ISLAND | MILL CREEK | 138 | 138 | 2,3 | 4.6 | 0 | 1 | 3 | 0 | 0 | 0 | 0 | 0 | 0 | 0 | 0 | 0 | 0 | 0 | 0 | 0 | 0 | 0 | 0 | 0 | 0 | 0 | 0 | 0 | 0 | 0 | 12 | 1
NO |  | 101 | 2016 | 2 | 35 | 35 |  | WYLIE RIDGE | ARROYO | 138 | 138 | 2,3 | 9.85 | 0 | 1 | 1,3 | 0 | 0 | 0 | 0 | 0 | 0 | 0 | 0 | 0 | 0 | 0 | 0 | 0 | 0 | 0 | 0 | 0 | 0 | 0 | 0 | 0 | 0 | 0 | 12 | 1
NO |  | 101 | 2016 | 3 | 1 | 1 |  | WEIRTON | TIN MILL | 138 | 138 |  | 1.56 | 0 | 0 |  | 0 | 0 | 0 | 0 | 0 | 0 | 0 | 0 | 0 | 0 | 0 | 0 | 0 | 0 | 0 | 0 | 0 | 0 | 0 | 0 | 0 | 0 | 0 | 12 | 1
NO |  | 101 | 2016 | 3 | 2 | 2 |  | WEIRTON | STRIP STEEL | 138 | 138 |  | 0.23 | 0 | 0 |  | 0 | 0 | 0 | 0 | 0 | 0 | 0 | 0 | 0 | 0 | 0 | 0 | 0 | 0 | 0 | 0 | 0 | 0 | 0 | 0 | 0 | 0 | 0 | 12 | 1
NO |  | 101 | 2016 | 3 | 3 | 3 |  | WYLIE RIDGE | SMITH | 138 | 138 |  | 3.3 | 0 | 1 |  | 15711953 | 177883462 | 193595415 | 0 | 0 | 0 | 0 | 0 | 0 | 0 | 0 | 0 | 0 | 0 | 0 | 0 | 0 | 0 | 0 | 0 | 0 | 0 | 0 | 12 | 1
NO |  | 101 | 2016 | 3 | 5 | 5 |  | SUBTOTAL WEST VIRGINIA 138 |  | 0 | 0 |  | 1451.31 | 0 | 94 |  | 15711953 | 177883462 | 193595415 | 0 | 0 | 0 | 0 | 0 | 0 | 0 | 0 | 0 | 0 | 0 | 0 | 0 | 0 | 0 | 0 | 0 | 0 | 0 | 0 | 12 | 1
NO |  | 101 | 2016 | 3 | 6 | 6 |  | TIDD | WYLIE RIDGE | 345 | 345 | 3 | 8.05 | 0 | 1 | 3 | 0 | 0 | 0 | 0 | 0 | 0 | 0 | 0 | 0 | 0 | 0 | 0 | 0 | 0 | 0 | 0 | 0 | 0 | 0 | 0 | 0 | 0 | 0 | 12 | 1
NO |  | 101 | 2016 | 3 | 7 | 7 |  | TORONTO | WYLIE RIDGE | 345 | 345 | 3 | 2.95 | 0 | 1 | 3 | 360495 | 1756731 | 2117226 | 0 | 0 | 0 | 0 | 0 | 0 | 0 | 0 | 0 | 0 | 0 | 0 | 0 | 0 | 0 | 0 | 0 | 0 | 0 | 0 | 12 | 1
NO |  | 101 | 2016 | 3 | 9 | 9 |  | SUBTOTAL WEST VIRGINIA 345 |  | 0 | 0 |  | 11 | 0 | 2 |  | 360495 | 1756731 | 2117226 | 0 | 0 | 0 | 0 | 0 | 0 | 0 | 0 | 0 | 0 | 0 | 0 | 0 | 0 | 0 | 0 | 0 | 0 | 0 | 0 | 12 | 1
NO |  | 101 | 2016 | 3 | 11 | 11 |  | PLEASANTS | BELMONT #1 | 500 | 500 | 3 | 2.06 | 0 | 1 | 9 | 0 | 0 | 0 | 0 | 0 | 0 | 0 | 0 | 0 | 0 | 0 | 0 | 0 | 0 | 0 | 0 | 0 | 0 | 0 | 0 | 0 | 0 | 0 | 12 | 1
NO |  | 101 | 2016 | 3 | 12 | 12 |  | PLEASANTS | BELMONT #2 | 500 | 500 | 3 | 2.01 | 0 | 1 | 9 | 0 | 0 | 0 | 0 | 0 | 0 | 0 | 0 | 0 | 0 | 0 | 0 | 0 | 0 | 0 | 0 | 0 | 0 | 0 | 0 | 0 | 0 | 0 | 12 | 1
NO |  | 101 | 2016 | 3 | 13 | 13 |  | WYLIE RIDGE | CRANBERRY | 500 | 500 | 3 | 3.4 | 0 | 1 | 9 | 0 | 0 | 0 | 0 | 0 | 0 | 0 | 0 | 0 | 0 | 0 | 0 | 0 | 0 | 0 | 0 | 0 | 0 | 0 | 0 | 0 | 0 | 0 | 12 | 1
NO |  | 101 | 2016 | 3 | 14 | 14 |  | FORT MARTIN | FORT MARTIN PS 1 | 500 | 500 | 3 | 0.54 | 0 | 1 | 9 | 0 | 0 | 0 | 0 | 0 | 0 | 0 | 0 | 0 | 0 | 0 | 0 | 0 | 0 | 0 | 0 | 0 | 0 | 0 | 0 | 0 | 0 | 0 | 12 | 1
NO |  | 101 | 2016 | 3 | 15 | 15 |  | FORT MARTIN | FORT MARTIN PS 2 | 500 | 500 | 3 | 0.53 | 0 | 1 | 9 | 0 | 0 | 0 | 0 | 0 | 0 | 0 | 0 | 0 | 0 | 0 | 0 | 0 | 0 | 0 | 0 | 0 | 0 | 0 | 0 | 0 | 0 | 0 | 12 | 1
NO |  | 101 | 2016 | 3 | 16 | 16 |  | FORT MARTIN | NORTH LONGVIEW | 500 | 500 | 3 | 0.08 | 0 | 1 |  | 0 | 0 | 0 | 0 | 0 | 0 | 0 | 0 | 0 | 0 | 0 | 0 | 0 | 0 | 0 | 0 | 0 | 0 | 0 | 0 | 0 | 0 | 0 | 12 | 1
NO |  | 101 | 2016 | 3 | 17 | 17 |  | FORT MARTIN | RONCO | 500 | 500 | 3 | 0.06 | 0 | 1 |  | 0 | 0 | 0 | 0 | 0 | 0 | 0 | 0 | 0 | 0 | 0 | 0 | 0 | 0 | 0 | 0 | 0 | 0 | 0 | 0 | 0 | 0 | 0 | 12 | 1
NO |  | 101 | 2016 | 3 | 18 | 18 |  | GREENLAND GAP | MEADOWBROOK | 500 | 500 | 3 | 43.75 | 0 | 1 | 9 | 0 | 0 | 0 | 0 | 0 | 0 | 0 | 0 | 0 | 0 | 0 | 0 | 0 | 0 | 0 | 0 | 0 | 0 | 0 | 0 | 0 | 0 | 0 | 12 | 1
NO |  | 101 | 2016 | 3 | 19 | 19 |  | GREENLAND GAP | MT STORM | 500 | 500 | 3 | 3.17 | 0 | 1 | 9 | 0 | 0 | 0 | 0 | 0 | 0 | 0 | 0 | 0 | 0 | 0 | 0 | 0 | 0 | 0 | 0 | 0 | 0 | 0 | 0 | 0 | 0 | 0 | 12 | 1
NO |  | 101 | 2016 | 3 | 20 | 20 |  | HARRISON | BELMONT | 500 | 500 | 3 | 54.47 | 0 | 1 | 9 | 0 | 0 | 0 | 0 | 0 | 0 | 0 | 0 | 0 | 0 | 0 | 0 | 0 | 0 | 0 | 0 | 0 | 0 | 0 | 0 | 0 | 0 | 0 | 12 | 1
NO |  | 101 | 2016 | 3 | 21 | 21 |  | HARRISON | HARRISON PS 1 | 500 | 500 | 3 | 0.2 | 0 | 1 | 9 | 0 | 0 | 0 | 0 | 0 | 0 | 0 | 0 | 0 | 0 | 0 | 0 | 0 | 0 | 0 | 0 | 0 | 0 | 0 | 0 | 0 | 0 | 0 | 12 | 1
NO |  | 101 | 2016 | 3 | 22 | 22 |  | HARRISON | HARRISON PS 2 | 500 | 500 | 3 | 0.19 | 0 | 1 | 9 | 0 | 0 | 0 | 0 | 0 | 0 | 0 | 0 | 0 | 0 | 0 | 0 | 0 | 0 | 0 | 0 | 0 | 0 | 0 | 0 | 0 | 0 | 0 | 12 | 1
NO |  | 101 | 2016 | 3 | 23 | 23 |  | HARRISON | HARRISON PS 3 | 500 | 500 | 3 | 0.18 | 0 | 1 | 9 | 0 | 0 | 0 | 0 | 0 | 0 | 0 | 0 | 0 | 0 | 0 | 0 | 0 | 0 | 0 | 0 | 0 | 0 | 0 | 0 | 0 | 0 | 0 | 12 | 1
NO |  | 101 | 2016 | 3 | 24 | 24 |  | HARRISON | PRUNTYTOWN | 500 | 500 | 3 | 14.75 | 0 | 1 | 9 | 0 | 0 | 0 | 0 | 0 | 0 | 0 | 0 | 0 | 0 | 0 | 0 | 0 | 0 | 0 | 0 | 0 | 0 | 0 | 0 | 0 | 0 | 0 | 12 | 1
NO |  | 101 | 2016 | 3 | 25 | 25 |  | HARRISON | WYLIE RIDGE | 500 | 500 | 3 | 27.48 | 0 | 1 | 9 | 0 | 0 | 0 | 0 | 0 | 0 | 0 | 0 | 0 | 0 | 0 | 0 | 0 | 0 | 0 | 0 | 0 | 0 | 0 | 0 | 0 | 0 | 0 | 12 | 1
NO |  | 101 | 2016 | 3 | 26 | 26 |  | MT MORRIS 502 JCT | HARRISON | 500 | 500 | 3 | 28.55 | 0 | 1 | 9 | 0 | 0 | 0 | 0 | 0 | 0 | 0 | 0 | 0 | 0 | 0 | 0 | 0 | 0 | 0 | 0 | 0 | 0 | 0 | 0 | 0 | 0 | 0 | 12 | 1
NO |  | 101 | 2016 | 3 | 27 | 27 |  | MT STORM | VALLEY | 500 | 500 | 3 | 33.63 | 0 | 1 | 9 | 0 | 0 | 0 | 0 | 0 | 0 | 0 | 0 | 0 | 0 | 0 | 0 | 0 | 0 | 0 | 0 | 0 | 0 | 0 | 0 | 0 | 0 | 0 | 12 | 1
NO |  | 101 | 2016 | 3 | 28 | 28 |  | MT STORM | PRUNTYTOWN | 500 | 500 | 3 | 45.64 | 0 | 1 | 9 | 0 | 0 | 0 | 0 | 0 | 0 | 0 | 0 | 0 | 0 | 0 | 0 | 0 | 0 | 0 | 0 | 0 | 0 | 0 | 0 | 0 | 0 | 0 | 12 | 1
NO |  | 101 | 2016 | 3 | 29 | 29 |  | PRUNTYTOWN | FORT MARTIN | 500 | 500 | 3 | 27.82 | 0 | 1 | 9 | 0 | 0 | 0 | 0 | 0 | 0 | 0 | 0 | 0 | 0 | 0 | 0 | 0 | 0 | 0 | 0 | 0 | 0 | 0 | 0 | 0 | 0 | 0 | 12 | 1
NO |  | 101 | 2016 | 3 | 30 | 30 |  |  |  | 0 | 0 |  | 0 | 0 | 0 |  | 2898075 | 49359193 | 52257268 | 0 | 0 | 0 | 0 | 0 | 0 | 0 | 0 | 0 | 0 | 0 | 0 | 0 | 0 | 0 | 0 | 0 | 0 | 0 | 0 | 12 | 1
NO |  | 101 | 2016 | 3 | 31 | 31 |  | SUBTOTAL WEST VIRGINIA 500 |  | 0 | 0 |  | 288.51 | 0 | 19 |  | 2898075 | 49359193 | 52257268 | 0 | 0 | 0 | 0 | 0 | 0 | 0 | 0 | 0 | 0 | 0 | 0 | 0 | 0 | 0 | 0 | 0 | 0 | 0 | 0 | 12 | 1
NO |  | 101 | 2016 | 3 | 32 | 32 |  |  |  | 0 | 0 |  | 0 | 0 | 0 |  | 0 | 0 | 0 | 12719 | 5522001 | 294055 | 5828775 | 0 | 0 | 0 | 0 | 0 | 0 | 0 | 0 | 0 | 0 | 0 | 0 | 0 | 0 | 0 | 0 | 12 | 1
NO |  | 101 | 2016 | 3 | 33 | 33 |  | Total Expenses |  | 0 | 0 |  | 1750.82 | 0 | 115 |  | 18970523 | 228999386 | 247969909 | 12719 | 5522001 | 294055 | 5828775 | 0 | 0 | 0 | 0 | 0 | 0 | 0 | 0 | 0 | 0 | 0 | 0 | 0 | 0 | 0 | 0 | 12 | 1
NO |  | 105 | 2016 | 0 | 1 | 1 |  | Albion, IL | Keensburg, IL | 138 | 138 | 2 | 11.68 | 0 | 1 |  | 0 | 0 | 0 | 0 | 0 | 0 | 0 | 0 | 0 | 0 | 0 | 0 | 0 | 0 | 0 | 0 | 0 | 0 | 0 | 0 | 0 | 0 | 0 | 12 | 1
NO |  | 105 | 2016 | 0 | 2 | 2 |  | Keensburg, IL | South Division, Mt. CarmeI | 138 | 138 | 1 | 6.2 | 0 | 1 | 477mcm | 0 | 0 | 0 | 0 | 0 | 0 | 0 | 0 | 0 | 0 | 0 | 0 | 0 | 0 | 0 | 0 | 0 | 0 | 0 | 0 | 0 | 0 | 0 | 12 | 1
NO |  | 105 | 2016 | 0 | 3 | 3 |  | South Division, Mt. Carmel | Third Street, Mt. Carmel | 138 | 138 | 1 | 1.38 | 0 | 2 | 477mcm | 0 | 0 | 0 | 0 | 0 | 0 | 0 | 0 | 0 | 0 | 0 | 0 | 0 | 0 | 0 | 0 | 0 | 0 | 0 | 0 | 0 | 0 | 0 | 12 | 1
NO |  | 105 | 2016 | 0 | 4 | 4 |  |  |  | 69 | 69 |  | 0 | 0 | 0 |  | 0 | 0 | 0 | 0 | 0 | 0 | 0 | 0 | 0 | 0 | 0 | 0 | 0 | 0 | 0 | 0 | 0 | 0 | 0 | 0 | 0 | 0 | 0 | 12 | 1
NO |  | 105 | 2016 | 0 | 36 | 36 |  | TOTAL |  | 0 | 0 |  | 19.26 | 0 | 4 |  | 0 | 0 | 0 | 0 | 0 | 0 | 0 | 0 | 0 | 0 | 0 | 0 | 0 | 0 | 0 | 0 | 0 | 0 | 0 | 0 | 0 | 0 | 0 | 12 | 1
NO |  | 107 | 2016 | 0 | 1 | 1 |  | Line 315 Cumberland, RI | Structure 385, | 0 | 0 |  | 0 | 0 | 0 |  | 0 | 0 | 0 | 0 | 0 | 0 | 0 | 0 | 0 | 0 | 0 | 0 | 0 | 0 | 0 | 0 | 0 | 0 | 0 | 0 | 0 | 0 | 0 | 12 | 1
NO |  | 107 | 2016 | 0 | 2 | 2 |  | Wrentham, Massachusetts | Woonsocket, Rhode Island | 345 | 345 | WHF | 7.9 | 0 | 1 | 954MCM | 779241 | 5203425 | 5982666 | 0 | 0 | 0 | 0 | 0 | 0 | 0 | 0 | 0 | 0 | 0 | 0 | 0 | 0 | 0 | 0 | 0 | 0 | 0 | 0 | 12 | 1
NO |  | 107 | 2016 | 0 | 3 | 3 |  | State Line |  | 0 | 0 |  | 0 | 0 | 0 |  | 0 | 0 | 0 | 0 | 0 | 0 | 0 | 0 | 0 | 0 | 0 | 0 | 0 | 0 | 0 | 0 | 0 | 0 | 0 | 0 | 0 | 0 | 0 | 12 | 1
NO |  | 107 | 2016 | 0 | 4 | 4 |  | Line 332 West Farnum Sub | Kent County Substations | 0 | 0 |  | 0 | 0 | 0 |  | 0 | 0 | 0 | 0 | 0 | 0 | 0 | 0 | 0 | 0 | 0 | 0 | 0 | 0 | 0 | 0 | 0 | 0 | 0 | 0 | 0 | 0 | 0 | 12 | 1
NO |  | 107 | 2016 | 0 | 5 | 5 |  | Substations, North | Warwick, Rhode Island | 345 | 345 | WPHF | 21.36 | 0 | 1 | 954MCM | 0 | 16411301 | 16411301 | 0 | 0 | 0 | 0 | 0 | 0 | 0 | 0 | 0 | 0 | 0 | 0 | 0 | 0 | 0 | 0 | 0 | 0 | 0 | 0 | 12 | 1
NO |  | 107 | 2016 | 0 | 6 | 6 |  | Smithfield, Rhode Island |  | 0 | 0 |  | 0 | 0 | 0 |  | 0 | 0 | 0 | 0 | 0 | 0 | 0 | 0 | 0 | 0 | 0 | 0 | 0 | 0 | 0 | 0 | 0 | 0 | 0 | 0 | 0 | 0 | 0 | 12 | 1
NO |  | 107 | 2016 | 0 | 7 | 7 |  | Line 347 & 336 Connecticut | Sherman Road Substations | 0 | 0 |  | 0 | 0 | 0 |  | 0 | 0 | 0 | 0 | 0 | 0 | 0 | 0 | 0 | 0 | 0 | 0 | 0 | 0 | 0 | 0 | 0 | 0 | 0 | 0 | 0 | 0 | 0 | 12 | 1
NO |  | 107 | 2016 | 0 | 8 | 8 |  | Line | Burrillville,Rhode Island | 345 | 345 | H-Frame | 8.47 | 0 | 1 | 1024 Alum | 437151 | 8015331 | 8452482 | 0 | 0 | 0 | 0 | 0 | 0 | 0 | 0 | 0 | 0 | 0 | 0 | 0 | 0 | 0 | 0 | 0 | 0 | 0 | 0 | 12 | 1
NO |  | 107 | 2016 | 0 | 10 | 10 |  | Line 359 West Farnum | Line 359 Kent County | 345 | 345 | Steel | 21.38 | 0 | 1 | 954 kcm ACSR 45 | 0 | 88328530 | 88328530 | 0 | 0 | 0 | 0 | 0 | 0 | 0 | 0 | 0 | 0 | 0 | 0 | 0 | 0 | 0 | 0 | 0 | 0 | 0 | 0 | 12 | 1
NO |  | 107 | 2016 | 0 | 12 | 12 |  | Line 328 & 333 Sherman Road | West Farnum Substations | 0 | 0 |  | 0 | 0 | 0 |  | 0 | 0 | 0 | 0 | 0 | 0 | 0 | 0 | 0 | 0 | 0 | 0 | 0 | 0 | 0 | 0 | 0 | 0 | 0 | 0 | 0 | 0 | 0 | 12 | 1
NO |  | 107 | 2016 | 0 | 13 | 13 |  | Burrillville, Rhode Island | North Smithfield, | 345 | 345 | H-Frame | 9.46 | 0 | 1 | 1024 Alum | 926280 | 30256861 | 31183141 | 0 | 0 | 0 | 0 | 0 | 0 | 0 | 0 | 0 | 0 | 0 | 0 | 0 | 0 | 0 | 0 | 0 | 0 | 0 | 0 | 12 | 1
NO |  | 107 | 2016 | 0 | 14 | 14 |  |  | Rhode Island | 0 | 0 |  | 0 | 0 | 0 |  | 0 | 0 | 0 | 0 | 0 | 0 | 0 | 0 | 0 | 0 | 0 | 0 | 0 | 0 | 0 | 0 | 0 | 0 | 0 | 0 | 0 | 0 | 0 | 12 | 1
SI/SI | A | 107 | 2016 | 0 | 15 | 15 |  | Various |  | 115 | 115 | Various | 236.82 | 0 | 92 |  | 4918896 | 116397352 | 121316248 | 404856 | 2198370 | 103987 | 2707213 | 0 | 0 | 0 | 0 | 0 | 0 | 0 | 0 | 0 | 0 | 0 | 0 | 0 | 0 | 0 | 0 | 12 | 1
SI/NO | S | 107 | 2016 | 0 | 16 | 16 |  | Various |  | 115 | 115 | Underground | 22.66 | 0 | 8 |  | 253600 | 32160766 | 32414366 | 0 | 0 | 0 | 807417.4214 | 0 | 0 | 0 | 0 | 0 | 0 | 0 | 0 | 0 | 0 | 0 | 0 | 0 | 0 | 0 | 0 | 12 | 1
SI/NO | A | 107 | 2016 | 0 | 17 | 17 |  | Various |  | 69 | 69 | Wood Pole | 13.52 | 0 | 5 |  | 32619 | 1206243 | 1238862 | 0 | 0 | 0 | 30859.1185 | 0 | 0 | 0 | 0 | 0 | 0 | 0 | 0 | 0 | 0 | 0 | 0 | 0 | 0 | 0 | 0 | 12 | 1
NO |  | 107 | 2016 | 0 | 20 | 20 |  |  | sub T lines | 34.5 | 34.5 |  | 63.44 | 0 | 0 |  | 0 | 0 | 0 | 0 | 0 | 0 | 0 | 0 | 0 | 0 | 0 | 0 | 0 | 0 | 0 | 0 | 0 | 0 | 0 | 0 | 0 | 0 | 0 | 12 | 1
NO |  | 107 | 2016 | 0 | 21 | 21 |  |  |  | 23 | 23 |  | 210.91 | 0 | 0 |  | 0 | 0 | 0 | 0 | 0 | 0 | 0 | 0 | 0 | 0 | 0 | 0 | 0 | 0 | 0 | 0 | 0 | 0 | 0 | 0 | 0 | 0 | 0 | 12 | 1
NO |  | 107 | 2016 | 0 | 22 | 22 |  |  |  | 11 | 11 |  | 95.66 | 0 | 0 |  | 0 | 0 | 0 | 0 | 0 | 0 | 0 | 0 | 0 | 0 | 0 | 0 | 0 | 0 | 0 | 0 | 0 | 0 | 0 | 0 | 0 | 0 | 0 | 12 | 1
NO |  | 107 | 2016 | 0 | 36 | 36 |  | TOTAL |  | 0 | 0 |  | 711.58 | 0 | 110 |  | 7347787 | 297979809 | 305327596 | 404856 | 2198370 | 103987 | 2707213 | 0 | 0 | 0 | 0 | 0 | 0 | 0 | 0 | 0 | 0 | 0 | 0 | 0 | 0 | 0 | 0 | 12 | 1
NO |  | 108 | 2016 | 0 | 1 | 1 |  | Apex | Harry Allen | 500 | 500 | S-Tower | 3.29 | 0 | 1 | (3) Lapwing 1590k | 0 | 0 | 0 | 0 | 0 | 0 | 0 | 0 | 0 | 0 | 0 | 0 | 0 | 0 | 0 | 0 | 0 | 0 | 0 | 0 | 0 | 0 | 0 | 12 | 1
NO |  | 108 | 2016 | 0 | 2 | 2 |  | Crystal | Harry Allen | 500 | 500 | S-Tower | 5.92 | 0 | 1 | (3) Lapwing 1590k | 0 | 0 | 0 | 0 | 0 | 0 | 0 | 0 | 0 | 0 | 0 | 0 | 0 | 0 | 0 | 0 | 0 | 0 | 0 | 0 | 0 | 0 | 0 | 12 | 1
NO |  | 108 | 2016 | 0 | 3 | 3 |  | Crystal | McCullough | 500 | 500 | S-Tower | 13.36 | 0 | 1 | (2) Bluebird | 0 | 0 | 0 | 0 | 0 | 0 | 0 | 0 | 0 | 0 | 0 | 0 | 661080312 | 0 | 0 | 0 | 0 | 0 | 0 | 0 | 0 | 0 | 0 | 12 | 1
NO |  | 108 | 2016 | 0 | 4 | 4 |  | Crystal | Navajo | 500 | 500 | S-Tower | 58.2 | 0 | 1 | (2) Bluebird | 0 | 0 | 0 | 0 | 0 | 0 | 0 | 0 | 0 | 0 | 0 | 0 | 661080313 | 0 | 0 | 0 | 0 | 0 | 0 | 0 | 0 | 0 | 0 | 12 | 1
NO |  | 108 | 2016 | 0 | 5 | 5 |  | Harry Allen | Harry Allen Combined Cycle | 500 | 500 | S-Pole | 0.41 | 0 | 0 | (3) Lapwing 1590k | 0 | 0 | 0 | 0 | 0 | 0 | 0 | 0 | 0 | 0 | 0 | 0 | 0 | 0 | 0 | 0 | 0 | 0 | 0 | 0 | 0 | 0 | 0 | 12 | 1
NO |  | 108 | 2016 | 0 | 6 | 6 |  | Harry Allen | Lenzie #1 | 500 | 500 | S-Pole | 5.25 | 0 | 1 | (3) Lapwing 1590k | 0 | 0 | 0 | 0 | 0 | 0 | 0 | 0 | 0 | 0 | 0 | 0 | 0 | 0 | 0 | 0 | 0 | 0 | 0 | 0 | 0 | 0 | 0 | 12 | 1
NO |  | 108 | 2016 | 0 | 7 | 7 |  | Harry Allen | Lenzie #2 | 500 | 500 | S-Pole | 5.25 | 0 | 1 | (3) Lapwing 1590k | 0 | 0 | 0 | 0 | 0 | 0 | 0 | 0 | 0 | 0 | 0 | 0 | 0 | 0 | 0 | 0 | 0 | 0 | 0 | 0 | 0 | 0 | 0 | 12 | 1
NO |  | 108 | 2016 | 0 | 8 | 8 |  | Harry Allen | Mead | 500 | 500 | S-Pole | 48 | 0 | 1 | (3) Lapwing 1590k | 0 | 0 | 0 | 0 | 0 | 0 | 0 | 0 | 0 | 0 | 0 | 0 | 0 | 0 | 0 | 0 | 0 | 0 | 0 | 0 | 0 | 0 | 0 | 12 | 1
NO |  | 108 | 2016 | 0 | 9 | 9 |  | Harry Allen | Silverhawk | 500 | 500 | S-Pole | 3.29 | 0 | 1 | (3) Lapwing 1590k | 0 | 0 | 0 | 0 | 0 | 0 | 0 | 0 | 0 | 0 | 0 | 0 | 0 | 0 | 0 | 0 | 0 | 0 | 0 | 0 | 0 | 0 | 0 | 12 | 1
NO |  | 108 | 2016 | 0 | 10 | 10 |  | Harry Allen | Robinson Summit | 500 | 500 | S-Tower | 231 | 0 | 1 | (3) Lapwing 1590k | 0 | 0 | 0 | 0 | 0 | 0 | 0 | 0 | 0 | 0 | 0 | 0 | 661080314 | 0 | 0 | 0 | 0 | 0 | 0 | 0 | 0 | 0 | 0 | 12 | 1
NO |  | 108 | 2016 | 0 | 11 | 11 |  | Laughlin | Mohave #1 | 500 | 500 | S-Pole | 0.22 | 0 | 0 |  | 0 | 0 | 0 | 0 | 0 | 0 | 0 | 0 | 0 | 0 | 0 | 0 | 0 | 0 | 0 | 0 | 0 | 0 | 0 | 0 | 0 | 0 | 0 | 12 | 1
NO |  | 108 | 2016 | 0 | 12 | 12 |  | Laughlin | Mohave #2 | 500 | 500 | S-Pole | 0.22 | 0 | 0 |  | 0 | 0 | 0 | 0 | 0 | 0 | 0 | 0 | 0 | 0 | 0 | 0 | 0 | 0 | 0 | 0 | 0 | 0 | 0 | 0 | 0 | 0 | 0 | 12 | 1
NO |  | 108 | 2016 | 0 | 13 | 13 |  | Lenzie | Northwest | 500 | 500 | S-Tower | 26.6 | 0 | 1 | (3) Lapwing 1590k | 0 | 0 | 0 | 0 | 0 | 0 | 0 | 0 | 0 | 0 | 0 | 0 | 0 | 0 | 0 | 0 | 0 | 0 | 0 | 0 | 0 | 0 | 0 | 12 | 1
NO |  | 108 | 2016 | 0 | 14 | 14 |  | 500 KV Costs |  | 0 | 0 |  | 0 | 0 | 0 |  | 0 | 0 | 0 | 0 | 0 | 0 | 0 | 0 | 0 | 0 | 0 | 0 | 0 | 0 | 0 | 0 | 0 | 0 | 0 | 0 | 0 | 0 | 0 | 12 | 1
NO |  | 108 | 2016 | 0 | 15 | 15 |  | 500 KV Subtotal |  | 0 | 0 |  | 401.01 | 0 | 10 |  | 0 | 0 | 0 | 0 | 0 | 0 | 0 | 0 | 0 | 0 | 0 | 0 | 0 | 0 | 0 | 0 | 0 | 0 | 0 | 0 | 0 | 0 | 0 | 12 | 1
NO |  | 108 | 2016 | 0 | 16 | 16 |  | Harry Allen | Redbutte | 345 | 345 | H-Steel | 69.39 | 0 | 1 | (2) Cardinal 954k | 0 | 0 | 0 | 0 | 0 | 0 | 0 | 0 | 0 | 0 | 0 | 0 | 0 | 0 | 0 | 0 | 0 | 0 | 0 | 0 | 0 | 0 | 0 | 12 | 1
NO |  | 108 | 2016 | 0 | 17 | 17 |  | 345 KV Costs |  | 0 | 0 |  | 0 | 0 | 0 |  | 0 | 0 | 0 | 0 | 0 | 0 | 0 | 0 | 0 | 0 | 0 | 0 | 0 | 0 | 0 | 0 | 0 | 0 | 0 | 0 | 0 | 0 | 0 | 12 | 1
NO |  | 108 | 2016 | 0 | 18 | 18 |  | 345 KV Subtotal |  | 0 | 0 |  | 69.39 | 0 | 1 |  | 0 | 0 | 0 | 0 | 0 | 0 | 0 | 0 | 0 | 0 | 0 | 0 | 0 | 0 | 0 | 0 | 0 | 0 | 0 | 0 | 0 | 0 | 0 | 12 | 1
NO |  | 108 | 2016 | 0 | 19 | 19 |  | Arden | Avera | 230 | 230 | S-Steel | 9.27 | 0 | 1 | (2) Cardinal 954k | 0 | 0 | 0 | 0 | 0 | 0 | 0 | 0 | 0 | 0 | 0 | 0 | 0 | 0 | 0 | 0 | 0 | 0 | 0 | 0 | 0 | 0 | 0 | 12 | 1
NO |  | 108 | 2016 | 0 | 20 | 20 |  | Arden | Beltway | 230 | 230 | S-Steel | 18.52 | 0 | 1 | (2) Cardinal 954k | 0 | 0 | 0 | 0 | 0 | 0 | 0 | 0 | 0 | 0 | 0 | 0 | 0 | 0 | 0 | 0 | 0 | 0 | 0 | 0 | 0 | 0 | 0 | 12 | 1
NO |  | 108 | 2016 | 0 | 21 | 21 |  | Arden | Bighorn #1 | 230 | 230 | S-Steel | 37.3 | 0 | 1 |  | 0 | 0 | 0 | 0 | 0 | 0 | 0 | 0 | 0 | 0 | 0 | 0 | 0 | 0 | 0 | 0 | 0 | 0 | 0 | 0 | 0 | 0 | 0 | 12 | 1
NO |  | 108 | 2016 | 0 | 22 | 22 |  | Arden | Bighorn #2 | 230 | 230 | S-Steel | 37.3 | 0 | 1 |  | 0 | 0 | 0 | 0 | 0 | 0 | 0 | 0 | 0 | 0 | 0 | 0 | 0 | 0 | 0 | 0 | 0 | 0 | 0 | 0 | 0 | 0 | 0 | 12 | 1
NO |  | 108 | 2016 | 0 | 23 | 23 |  | Arden | Decatur | 230 | 230 | S-Steel | 7.25 | 0 | 1 | Cardinal 954kcm | 0 | 0 | 0 | 0 | 0 | 0 | 0 | 0 | 0 | 0 | 0 | 0 | 0 | 0 | 0 | 0 | 0 | 0 | 0 | 0 | 0 | 0 | 0 | 12 | 1
NO |  | 108 | 2016 | 0 | 24 | 24 |  | Arden | Magnolia | 230 | 230 | S-Steel | 6.74 | 0 | 1 | (2) Cardinal 954k | 0 | 0 | 0 | 0 | 0 | 0 | 0 | 0 | 0 | 0 | 0 | 0 | 0 | 0 | 0 | 0 | 0 | 0 | 0 | 0 | 0 | 0 | 0 | 12 | 1
NO |  | 108 | 2016 | 0 | 25 | 25 |  | Arden | Mead | 230 | 230 | S-Steel | 24.2 | 0 | 0 | Cardinal 954kcm | 0 | 0 | 0 | 0 | 0 | 0 | 0 | 0 | 0 | 0 | 0 | 0 | 0 | 0 | 0 | 0 | 0 | 0 | 0 | 0 | 0 | 0 | 0 | 12 | 1
NO |  | 108 | 2016 | 0 | 26 | 26 |  | Arden | Sinatra | 230 | 230 | Underground | 9.36 | 0 | 1 | Cardinal 954kcm 5 | 0 | 0 | 0 | 0 | 0 | 0 | 0 | 0 | 0 | 0 | 0 | 0 | 0 | 0 | 0 | 0 | 0 | 0 | 0 | 0 | 0 | 0 | 0 | 12 | 1
NO |  | 108 | 2016 | 0 | 27 | 27 |  | Arden | Tolson | 230 | 230 | S-Steel | 5 | 0 | 1 | Cardinal 954kcm 5 | 0 | 0 | 0 | 0 | 0 | 0 | 0 | 0 | 0 | 0 | 0 | 0 | 0 | 0 | 0 | 0 | 0 | 0 | 0 | 0 | 0 | 0 | 0 | 12 | 1
NO |  | 108 | 2016 | 0 | 28 | 28 |  | Avera | Northwest | 230 | 230 | S-Steel | 22.2 | 0 | 1 | (2) Cardinal 954k | 0 | 0 | 0 | 0 | 0 | 0 | 0 | 0 | 0 | 0 | 0 | 0 | 0 | 0 | 0 | 0 | 0 | 0 | 0 | 0 | 0 | 0 | 0 | 12 | 1
NO |  | 108 | 2016 | 0 | 29 | 29 |  | Basic | Clark East | 230 | 230 | H-Wood | 5.04 | 0 | 1 | Cardinal 954kcm 5 | 0 | 0 | 0 | 0 | 0 | 0 | 0 | 0 | 0 | 0 | 0 | 0 | 0 | 0 | 0 | 0 | 0 | 0 | 0 | 0 | 0 | 0 | 0 | 12 | 1
NO |  | 108 | 2016 | 0 | 30 | 30 |  | Basic | Clark West | 230 | 230 | H-Wood | 3.29 | 2.31 | 1 | Cardinal 954kcm 5 | 0 | 0 | 0 | 0 | 0 | 0 | 0 | 0 | 0 | 0 | 0 | 0 | 0 | 0 | 0 | 0 | 0 | 0 | 0 | 0 | 0 | 0 | 0 | 12 | 1
NO |  | 108 | 2016 | 0 | 31 | 31 |  | Beltway | Northwest | 230 | 230 | S-Pole | 13.02 | 0 | 1 | (2) Cardinal 954k | 0 | 0 | 0 | 0 | 0 | 0 | 0 | 0 | 0 | 0 | 0 | 0 | 0 | 0 | 0 | 0 | 0 | 0 | 0 | 0 | 0 | 0 | 0 | 12 | 1
NO |  | 108 | 2016 | 0 | 32 | 32 |  | Bighorn | Silverstate PV Power | 230 | 230 | H-Frame | 0.1 | 0 | 1 | 954kcm acsr | 0 | 0 | 0 | 0 | 0 | 0 | 0 | 0 | 0 | 0 | 0 | 0 | 0 | 0 | 0 | 0 | 0 | 0 | 0 | 0 | 0 | 0 | 0 | 12 | 1
NO |  | 108 | 2016 | 0 | 33 | 33 |  | Clark | Faulkner | 230 | 230 | S-Pole | 4.54 | 0 | 1 |  | 0 | 0 | 0 | 0 | 0 | 0 | 0 | 0 | 0 | 0 | 0 | 0 | 0 | 0 | 0 | 0 | 0 | 0 | 0 | 0 | 0 | 0 | 0 | 12 | 1
NO |  | 108 | 2016 | 0 | 34 | 34 |  | Clark | Faulkner #2 | 230 | 230 | S-Pole | 4.65 | 0 | 1 | Cardinal 954kcm 5 | 0 | 0 | 0 | 0 | 0 | 0 | 0 | 0 | 0 | 0 | 0 | 0 | 0 | 0 | 0 | 0 | 0 | 0 | 0 | 0 | 0 | 0 | 0 | 12 | 1
NO |  | 108 | 2016 | 0 | 35 | 35 |  | Clark | Winterwood | 230 | 230 | S-Steel | 5.08 | 0 | 1 | Cardinal 954kcm 5 | 0 | 0 | 0 | 0 | 0 | 0 | 0 | 0 | 0 | 0 | 0 | 0 | 0 | 0 | 0 | 0 | 0 | 0 | 0 | 0 | 0 | 0 | 0 | 12 | 1
NO |  | 108 | 2016 | 0 | 36 | 36 |  | TOTAL |  | 0 | 0 |  | 1906.41 | 54.61 | 162 |  | 136900121 | 553348510 | 690248631 | 8265379 | 43721 | 44724723 | 53033823 | 0 | 0 | 0 | 0 | 0 | 0 | 0 | 0 | 0 | 0 | 0 | 0 | 0 | 0 | 0 | 0 | 12 | 1
NO |  | 108 | 2016 | 1 | 1 | 1 |  | Crystal | Harry Allen #2 | 230 | 230 | S-Steel | 8.68 | 0 | 1 |  | 0 | 0 | 0 | 0 | 0 | 0 | 0 | 0 | 0 | 0 | 0 | 0 | 0 | 0 | 0 | 0 | 0 | 0 | 0 | 0 | 0 | 0 | 0 | 12 | 1
NO |  | 108 | 2016 | 1 | 2 | 2 |  | Crystal | Harry Allen #3 | 230 | 230 | S-Steel | 8.68 | 0 | 1 |  | 0 | 0 | 0 | 0 | 0 | 0 | 0 | 0 | 0 | 0 | 0 | 0 | 0 | 0 | 0 | 0 | 0 | 0 | 0 | 0 | 0 | 0 | 0 | 12 | 1
NO |  | 108 | 2016 | 1 | 3 | 3 |  | Decatur | Sinatra | 230 | 230 | Underground | 3.98 | 0 | 1 | Cardinal 954kcm 5 | 0 | 0 | 0 | 0 | 0 | 0 | 0 | 0 | 0 | 0 | 0 | 0 | 0 | 0 | 0 | 0 | 0 | 0 | 0 | 0 | 0 | 0 | 0 | 12 | 1
NO |  | 108 | 2016 | 1 | 4 | 4 |  | Decatur | Westside | 230 | 230 | S-Steel | 6.6 | 0 | 1 | (2) Cardinal 954k | 0 | 0 | 0 | 0 | 0 | 0 | 0 | 0 | 0 | 0 | 0 | 0 | 0 | 0 | 0 | 0 | 0 | 0 | 0 | 0 | 0 | 0 | 0 | 12 | 1
NO |  | 108 | 2016 | 1 | 5 | 5 |  | Eldorado | Merchant | 230 | 230 | S-Steel | 0 | 0 | 1 |  | 0 | 0 | 0 | 0 | 0 | 0 | 0 | 0 | 0 | 0 | 0 | 0 | 0 | 0 | 0 | 0 | 0 | 0 | 0 | 0 | 0 | 0 | 0 | 12 | 1
NO |  | 108 | 2016 | 1 | 6 | 6 |  | Eldorado | Nevada Solar One | 230 | 230 | S-Steel | 2.26 | 0 | 1 | (2) Cardinal 954k | 0 | 0 | 0 | 0 | 0 | 0 | 0 | 0 | 0 | 0 | 0 | 0 | 0 | 0 | 0 | 0 | 0 | 0 | 0 | 0 | 0 | 0 | 0 | 12 | 1
NO |  | 108 | 2016 | 1 | 7 | 7 |  | Equestrian | Faulkner | 230 | 230 | S-Steel | 7.52 | 0 | 1 |  | 0 | 0 | 0 | 0 | 0 | 0 | 0 | 0 | 0 | 0 | 0 | 0 | 0 | 0 | 0 | 0 | 0 | 0 | 0 | 0 | 0 | 0 | 0 | 12 | 1
NO |  | 108 | 2016 | 1 | 8 | 8 |  | Equestrian | Mead | 230 | 230 | S-Steel | 9.65 | 0 | 1 |  | 0 | 0 | 0 | 0 | 0 | 0 | 0 | 0 | 0 | 0 | 0 | 0 | 0 | 0 | 0 | 0 | 0 | 0 | 0 | 0 | 0 | 0 | 0 | 12 | 1
NO |  | 108 | 2016 | 1 | 9 | 9 |  | Equestrian | Mead | 230 | 230 | S-Steel | 17 | 0 | 1 |  | 0 | 0 | 0 | 0 | 0 | 0 | 0 | 0 | 0 | 0 | 0 | 0 | 0 | 0 | 0 | 0 | 0 | 0 | 0 | 0 | 0 | 0 | 0 | 12 | 1
NO |  | 108 | 2016 | 1 | 10 | 10 |  | Faulkner | Greenway | 230 | 230 | S-Steel | 6.87 | 0 | 1 | Cardinal 954kcm 5 | 0 | 0 | 0 | 0 | 0 | 0 | 0 | 0 | 0 | 0 | 0 | 0 | 0 | 0 | 0 | 0 | 0 | 0 | 0 | 0 | 0 | 0 | 0 | 12 | 1
NO |  | 108 | 2016 | 1 | 11 | 11 |  | Faulkner | McCullough | 230 | 230 | S-Steel | 17.3 | 0 | 1 |  | 0 | 0 | 0 | 0 | 0 | 0 | 0 | 0 | 0 | 0 | 0 | 0 | 0 | 0 | 0 | 0 | 0 | 0 | 0 | 0 | 0 | 0 | 0 | 12 | 1
NO |  | 108 | 2016 | 1 | 12 | 12 |  | Faulkner | Tolson | 230 | 230 | Underground | 7.03 | 0 | 1 | OVERHEAD: (2) Car | 0 | 0 | 0 | 0 | 0 | 0 | 0 | 0 | 0 | 0 | 0 | 0 | 0 | 0 | 0 | 0 | 0 | 0 | 0 | 0 | 0 | 0 | 0 | 12 | 1
NO |  | 108 | 2016 | 1 | 13 | 13 |  | Grand teton | Harry Allen | 230 | 230 | S-Steel | 25.21 | 0 | 1 |  | 0 | 0 | 0 | 0 | 0 | 0 | 0 | 0 | 0 | 0 | 0 | 0 | 0 | 0 | 0 | 0 | 0 | 0 | 0 | 0 | 0 | 0 | 0 | 12 | 1
NO |  | 108 | 2016 | 1 | 14 | 14 |  | Grand Teton - Iron Mountain | Iron Mountain | 230 | 230 | S-Steel | 2.28 | 0 | 1 |  | 0 | 0 | 0 | 0 | 0 | 0 | 0 | 0 | 0 | 0 | 0 | 0 | 0 | 0 | 0 | 0 | 0 | 0 | 0 | 0 | 0 | 0 | 0 | 12 | 1
NO |  | 108 | 2016 | 1 | 15 | 15 |  | Greenway | Mead | 230 | 230 | S-Steel | 14.01 | 0 | 1 | Cardinal 954kcm 5 | 0 | 0 | 0 | 0 | 0 | 0 | 0 | 0 | 0 | 0 | 0 | 0 | 0 | 0 | 0 | 0 | 0 | 0 | 0 | 0 | 0 | 0 | 0 | 12 | 1
NO |  | 108 | 2016 | 1 | 16 | 16 |  | Harry Allen | Pecos #1 South | 230 | 230 | H-Steel | 17.5 | 0 | 1 | (2) Cardinal 954k | 0 | 0 | 0 | 0 | 0 | 0 | 0 | 0 | 0 | 0 | 0 | 0 | 0 | 0 | 0 | 0 | 0 | 0 | 0 | 0 | 0 | 0 | 0 | 12 | 1
NO |  | 108 | 2016 | 1 | 17 | 17 |  | Harry Allen | Pecos #2 North | 230 | 230 | H-Steel | 17.8 | 0 | 1 | (2) Cardinal 954k | 0 | 0 | 0 | 0 | 0 | 0 | 0 | 0 | 0 | 0 | 0 | 0 | 0 | 0 | 0 | 0 | 0 | 0 | 0 | 0 | 0 | 0 | 0 | 12 | 1
NO |  | 108 | 2016 | 1 | 18 | 18 |  | Harry Allen | Pecos #3 Center | 230 | 230 | S-Steel | 7 | 10.5 | 1 |  | 0 | 0 | 0 | 0 | 0 | 0 | 0 | 0 | 0 | 0 | 0 | 0 | 0 | 0 | 0 | 0 | 0 | 0 | 0 | 0 | 0 | 0 | 0 | 12 | 1
NO |  | 108 | 2016 | 1 | 19 | 19 |  | Harry Allen | Reid Gardner #1 | 230 | 230 | H-Wood | 24.6 | 0 | 1 | (2) Cardinal 954k | 0 | 0 | 0 | 0 | 0 | 0 | 0 | 0 | 0 | 0 | 0 | 0 | 0 | 0 | 0 | 0 | 0 | 0 | 0 | 0 | 0 | 0 | 0 | 12 | 1
NO |  | 108 | 2016 | 1 | 20 | 20 |  | Harry Allen | Playa Solar | 230 | 230 | S-Steel | 0.35 | 0 | 0 | (2) Cardinal 954k | 0 | 0 | 0 | 0 | 0 | 0 | 0 | 0 | 0 | 0 | 0 | 0 | 0 | 0 | 0 | 0 | 0 | 0 | 0 | 0 | 0 | 0 | 0 | 12 | 1
NO |  | 108 | 2016 | 1 | 21 | 21 |  | Harry Allen | Reid Gardner #2 | 230 | 230 | H-Wood | 24.6 | 0 | 1 | (2) Cardinal 954k | 0 | 0 | 0 | 0 | 0 | 0 | 0 | 0 | 0 | 0 | 0 | 0 | 0 | 0 | 0 | 0 | 0 | 0 | 0 | 0 | 0 | 0 | 0 | 12 | 1
NO |  | 108 | 2016 | 1 | 22 | 22 |  | Iron Mountain | Nortwest #1 | 230 | 230 | H-Wood | 7.76 | 0 | 1 | (2) Cardinal 954k | 0 | 0 | 0 | 0 | 0 | 0 | 0 | 0 | 0 | 0 | 0 | 0 | 0 | 0 | 0 | 0 | 0 | 0 | 0 | 0 | 0 | 0 | 0 | 12 | 1
NO |  | 108 | 2016 | 1 | 23 | 23 |  | Iron Mountain | Northwest #2 | 230 | 230 | H-Wood | 7.76 | 0 | 1 | (2) Cardinal 954k | 0 | 0 | 0 | 0 | 0 | 0 | 0 | 0 | 0 | 0 | 0 | 0 | 0 | 0 | 0 | 0 | 0 | 0 | 0 | 0 | 0 | 0 | 0 | 12 | 1
NO |  | 108 | 2016 | 1 | 24 | 24 |  | Iron Mountain | Pecos | 230 | 230 | S-Steel | 9.25 | 0 | 1 |  | 0 | 0 | 0 | 0 | 0 | 0 | 0 | 0 | 0 | 0 | 0 | 0 | 0 | 0 | 0 | 0 | 0 | 0 | 0 | 0 | 0 | 0 | 0 | 12 | 1
NO |  | 108 | 2016 | 1 | 25 | 25 |  | Magnolia | Eldorado | 230 | 230 | H-Steel | 23.1 | 0 | 1 | (2) Cardinal 954k | 0 | 0 | 0 | 0 | 0 | 0 | 0 | 0 | 0 | 0 | 0 | 0 | 0 | 0 | 0 | 0 | 0 | 0 | 0 | 0 | 0 | 0 | 0 | 12 | 1
NO |  | 108 | 2016 | 1 | 26 | 26 |  | McCullough | Mead #1 | 230 | 230 | S-Steel | 21 | 0 | 1 |  | 0 | 0 | 0 | 0 | 0 | 0 | 0 | 0 | 0 | 0 | 0 | 0 | 0 | 0 | 0 | 0 | 0 | 0 | 0 | 0 | 0 | 0 | 0 | 12 | 1
NO |  | 108 | 2016 | 1 | 27 | 27 |  | McCullough | Mead #2 | 230 | 230 | S-Steel | 21 | 0 | 1 |  | 0 | 0 | 0 | 0 | 0 | 0 | 0 | 0 | 0 | 0 | 0 | 0 | 0 | 0 | 0 | 0 | 0 | 0 | 0 | 0 | 0 | 0 | 0 | 12 | 1
NO |  | 108 | 2016 | 1 | 28 | 28 |  | McCullough | Merchant | 230 | 230 | S-Steel | 0 | 0 | 1 | Cardinal 954kcm 5 | 0 | 0 | 0 | 0 | 0 | 0 | 0 | 0 | 0 | 0 | 0 | 0 | 0 | 0 | 0 | 0 | 0 | 0 | 0 | 0 | 0 | 0 | 0 | 12 | 1
NO |  | 108 | 2016 | 1 | 29 | 29 |  | McCullough | Tolson | 230 | 230 | S-Poles | 19.2 | 0 | 1 | Cardinal 954kcm 5 | 0 | 0 | 0 | 0 | 0 | 0 | 0 | 0 | 0 | 0 | 0 | 0 | 0 | 0 | 0 | 0 | 0 | 0 | 0 | 0 | 0 | 0 | 0 | 12 | 1
NO |  | 108 | 2016 | 1 | 30 | 30 |  | McCullough | Nevada Solar One | 230 | 230 | S-Steel | 3.67 | 0 | 0 | Cardinal 954kcm 5 | 0 | 0 | 0 | 0 | 0 | 0 | 0 | 0 | 0 | 0 | 0 | 0 | 0 | 0 | 0 | 0 | 0 | 0 | 0 | 0 | 0 | 0 | 0 | 12 | 1
NO |  | 108 | 2016 | 1 | 31 | 31 |  | Mead | SNWA Eastside | 230 | 230 | S-Steel | 0 | 0 | 1 |  | 0 | 0 | 0 | 0 | 0 | 0 | 0 | 0 | 0 | 0 | 0 | 0 | 0 | 0 | 0 | 0 | 0 | 0 | 0 | 0 | 0 | 0 | 0 | 12 | 1
NO |  | 108 | 2016 | 1 | 32 | 32 |  | Merchant | Nevada Solar One | 230 | 230 | H-Steel | 0 | 0 | 1 |  | 0 | 0 | 0 | 0 | 0 | 0 | 0 | 0 | 0 | 0 | 0 | 0 | 0 | 0 | 0 | 0 | 0 | 0 | 0 | 0 | 0 | 0 | 0 | 12 | 1
NO |  | 108 | 2016 | 1 | 33 | 33 |  | Northwest | VEA Interconnection | 230 | 230 | S-Steel | 0.12 | 0 | 1 | (2) Cardinal 954k | 0 | 0 | 0 | 0 | 0 | 0 | 0 | 0 | 0 | 0 | 0 | 0 | 0 | 0 | 0 | 0 | 0 | 0 | 0 | 0 | 0 | 0 | 0 | 12 | 1
NO |  | 108 | 2016 | 1 | 34 | 34 |  | Northwest | Westside | 230 | 230 | S-Steel | 14.3 | 0 | 1 | (2) Cardinal 954k | 0 | 0 | 0 | 0 | 0 | 0 | 0 | 0 | 0 | 0 | 0 | 0 | 0 | 0 | 0 | 0 | 0 | 0 | 0 | 0 | 0 | 0 | 0 | 12 | 1
NO |  | 108 | 2016 | 1 | 35 | 35 |  | Nevada Solar One | Boulder Solar | 0 | 0 | S-Steel | 0.01 | 0 | 0 | (2) Cardinal 954k | 0 | 0 | 0 | 0 | 0 | 0 | 0 | 0 | 0 | 0 | 0 | 0 | 0 | 0 | 0 | 0 | 0 | 0 | 0 | 0 | 0 | 0 | 0 | 12 | 1
NO |  | 108 | 2016 | 2 | 1 | 1 |  | 230 KV Costs |  | 0 | 0 |  | 0 | 0 | 0 |  | 0 | 0 | 0 | 0 | 0 | 0 | 0 | 0 | 0 | 0 | 0 | 0 | 0 | 0 | 0 | 0 | 0 | 0 | 0 | 0 | 0 | 0 | 0 | 12 | 1
NO |  | 108 | 2016 | 2 | 2 | 2 |  | 230 KV Subtotal |  | 0 | 0 |  | 568.95 | 12.81 | 48 |  | 0 | 0 | 0 | 0 | 0 | 0 | 0 | 0 | 0 | 0 | 0 | 0 | 0 | 0 | 0 | 0 | 0 | 0 | 0 | 0 | 0 | 0 | 0 | 12 | 1
NO |  | 108 | 2016 | 2 | 3 | 3 |  | Allen | Pecos | 138 | 138 | S-Steel | 5.27 | 0 | 1 | Cardinal 954kcm A | 0 | 0 | 0 | 0 | 0 | 0 | 0 | 0 | 0 | 0 | 0 | 0 | 0 | 0 | 0 | 0 | 0 | 0 | 0 | 0 | 0 | 0 | 0 | 12 | 1
NO |  | 108 | 2016 | 2 | 4 | 4 |  | Allen | Washburn | 138 | 138 | S-Steel | 1.74 | 0 | 1 |  | 0 | 0 | 0 | 0 | 0 | 0 | 0 | 0 | 0 | 0 | 0 | 0 | 0 | 0 | 0 | 0 | 0 | 0 | 0 | 0 | 0 | 0 | 0 | 12 | 1
NO |  | 108 | 2016 | 2 | 5 | 5 |  | Andrews | Pecos | 138 | 138 | S-Steel | 3.53 | 0 | 1 |  | 0 | 0 | 0 | 0 | 0 | 0 | 0 | 0 | 0 | 0 | 0 | 0 | 0 | 0 | 0 | 0 | 0 | 0 | 0 | 0 | 0 | 0 | 0 | 12 | 1
NO |  | 108 | 2016 | 2 | 6 | 6 |  | Anthem | Magnolia | 138 | 138 | S-Steel | 9.72 | 0 | 1 | Cardinal 954kcm A | 0 | 0 | 0 | 0 | 0 | 0 | 0 | 0 | 0 | 0 | 0 | 0 | 0 | 0 | 0 | 0 | 0 | 0 | 0 | 0 | 0 | 0 | 0 | 12 | 1
NO |  | 108 | 2016 | 2 | 7 | 7 |  | Anthem | Wilson | 138 | 138 | S-Steel | 1.71 | 0 | 1 |  | 0 | 0 | 0 | 0 | 0 | 0 | 0 | 0 | 0 | 0 | 0 | 0 | 0 | 0 | 0 | 0 | 0 | 0 | 0 | 0 | 0 | 0 | 0 | 12 | 1
NO |  | 108 | 2016 | 2 | 8 | 8 |  | Arden | Camero | 138 | 138 | S-Steel | 3.11 | 0 | 1 | Cardinal 954kcm 5 | 0 | 0 | 0 | 0 | 0 | 0 | 0 | 0 | 0 | 0 | 0 | 0 | 0 | 0 | 0 | 0 | 0 | 0 | 0 | 0 | 0 | 0 | 0 | 12 | 1
NO |  | 108 | 2016 | 2 | 9 | 9 |  | Arden | Frias | 138 | 138 | S-Steel | 1.4 | 0 | 1 | Cardinal 954kcm A | 0 | 0 | 0 | 0 | 0 | 0 | 0 | 0 | 0 | 0 | 0 | 0 | 0 | 0 | 0 | 0 | 0 | 0 | 0 | 0 | 0 | 0 | 0 | 12 | 1
NO |  | 108 | 2016 | 2 | 10 | 10 |  | Arden | Haven | 138 | 138 | S-Steel | 4.55 | 0 | 1 | Magnolia 954kcm 3 | 0 | 0 | 0 | 0 | 0 | 0 | 0 | 0 | 0 | 0 | 0 | 0 | 0 | 0 | 0 | 0 | 0 | 0 | 0 | 0 | 0 | 0 | 0 | 12 | 1
NO |  | 108 | 2016 | 2 | 11 | 11 |  | Arden | Mountains Edge | 138 | 138 | S-Steel | 1.96 | 0 | 1 | Magnolia 954 kcm | 0 | 0 | 0 | 0 | 0 | 0 | 0 | 0 | 0 | 0 | 0 | 0 | 0 | 0 | 0 | 0 | 0 | 0 | 0 | 0 | 0 | 0 | 0 | 12 | 1
NO |  | 108 | 2016 | 2 | 12 | 12 |  | Artesian | Lincoln | 138 | 138 | S-Steel | 4.83 | 0 | 1 |  | 0 | 0 | 0 | 0 | 0 | 0 | 0 | 0 | 0 | 0 | 0 | 0 | 0 | 0 | 0 | 0 | 0 | 0 | 0 | 0 | 0 | 0 | 0 | 12 | 1
NO |  | 108 | 2016 | 2 | 13 | 13 |  | Artesian | Winterwood | 138 | 138 | H-Wood | 5.78 | 0 | 1 | Magnolia 954kcm 3 | 0 | 0 | 0 | 0 | 0 | 0 | 0 | 0 | 0 | 0 | 0 | 0 | 0 | 0 | 0 | 0 | 0 | 0 | 0 | 0 | 0 | 0 | 0 | 12 | 1
NO |  | 108 | 2016 | 2 | 14 | 14 |  | Avera | Quail | 138 | 138 | S-Steel | 2.35 | 0 | 1 | Cardinal 954kcm 5 | 0 | 0 | 0 | 0 | 0 | 0 | 0 | 0 | 0 | 0 | 0 | 0 | 0 | 0 | 0 | 0 | 0 | 0 | 0 | 0 | 0 | 0 | 0 | 12 | 1
NO |  | 108 | 2016 | 2 | 15 | 15 |  | Avera | Redrock | 138 | 138 | S-Steel | 5.79 | 0 | 1 |  | 0 | 0 | 0 | 0 | 0 | 0 | 0 | 0 | 0 | 0 | 0 | 0 | 0 | 0 | 0 | 0 | 0 | 0 | 0 | 0 | 0 | 0 | 0 | 12 | 1
NO |  | 108 | 2016 | 2 | 16 | 16 |  | Avera | Sparta | 138 | 138 | S-Steel | 1.78 | 0 | 1 |  | 0 | 0 | 0 | 0 | 0 | 0 | 0 | 0 | 0 | 0 | 0 | 0 | 0 | 0 | 0 | 0 | 0 | 0 | 0 | 0 | 0 | 0 | 0 | 12 | 1
NO |  | 108 | 2016 | 2 | 17 | 17 |  | Avera | Tomsik | 138 | 138 | S-Steel | 2.4 | 0 | 1 | Magnolia 954kcm 3 | 0 | 0 | 0 | 0 | 0 | 0 | 0 | 0 | 0 | 0 | 0 | 0 | 0 | 0 | 0 | 0 | 0 | 0 | 0 | 0 | 0 | 0 | 0 | 12 | 1
NO |  | 108 | 2016 | 2 | 18 | 18 |  | Bellagio | Polaris | 138 | 138 | S-Steel | 0.47 | 0 | 1 | Magnolia 954kcm 3 | 0 | 0 | 0 | 0 | 0 | 0 | 0 | 0 | 0 | 0 | 0 | 0 | 0 | 0 | 0 | 0 | 0 | 0 | 0 | 0 | 0 | 0 | 0 | 12 | 1
NO |  | 108 | 2016 | 2 | 19 | 19 |  | Bellagio | Sinatra | 138 | 138 | S-Steel | 0.55 | 0 | 1 | Magnolia 954kcm | 0 | 0 | 0 | 0 | 0 | 0 | 0 | 0 | 0 | 0 | 0 | 0 | 0 | 0 | 0 | 0 | 0 | 0 | 0 | 0 | 0 | 0 | 0 | 12 | 1
NO |  | 108 | 2016 | 2 | 20 | 20 |  | Beltway | Hualapai | 138 | 138 | S-Steel | 2.98 | 0 | 1 | Magnolia 954kcm 3 | 0 | 0 | 0 | 0 | 0 | 0 | 0 | 0 | 0 | 0 | 0 | 0 | 0 | 0 | 0 | 0 | 0 | 0 | 0 | 0 | 0 | 0 | 0 | 12 | 1
NO |  | 108 | 2016 | 2 | 21 | 21 |  | Beltway | Summerlin | 138 | 138 | S-Steel | 2.14 | 0 | 1 | Magnolia 954kcm 3 | 0 | 0 | 0 | 0 | 0 | 0 | 0 | 0 | 0 | 0 | 0 | 0 | 0 | 0 | 0 | 0 | 0 | 0 | 0 | 0 | 0 | 0 | 0 | 12 | 1
NO |  | 108 | 2016 | 2 | 22 | 22 |  | Beltway | Village | 138 | 138 | S-Steel | 2.06 | 0 | 1 | Cardinal 954kcm 5 | 0 | 0 | 0 | 0 | 0 | 0 | 0 | 0 | 0 | 0 | 0 | 0 | 0 | 0 | 0 | 0 | 0 | 0 | 0 | 0 | 0 | 0 | 0 | 12 | 1
NO |  | 108 | 2016 | 2 | 23 | 23 |  | Bicentennial | Keehn | 138 | 138 | S-Steel | 8.04 | 0 | 1 | Cardinal 954kcm 5 | 0 | 0 | 0 | 0 | 0 | 0 | 0 | 0 | 0 | 0 | 0 | 0 | 0 | 0 | 0 | 0 | 0 | 0 | 0 | 0 | 0 | 0 | 0 | 12 | 1
NO |  | 108 | 2016 | 2 | 24 | 24 |  | Bicentennial | Wilson | 138 | 138 | S-Steel | 9.23 | 0 | 1 | Cardinal 954kcm 5 | 0 | 0 | 0 | 0 | 0 | 0 | 0 | 0 | 0 | 0 | 0 | 0 | 0 | 0 | 0 | 0 | 0 | 0 | 0 | 0 | 0 | 0 | 0 | 12 | 1
NO |  | 108 | 2016 | 2 | 25 | 25 |  | Burnham | Ford | 138 | 138 | S-Steel | 5.36 | 0 | 1 | Cardinal 954kcm 5 | 0 | 0 | 0 | 0 | 0 | 0 | 0 | 0 | 0 | 0 | 0 | 0 | 0 | 0 | 0 | 0 | 0 | 0 | 0 | 0 | 0 | 0 | 0 | 12 | 1
NO |  | 108 | 2016 | 2 | 26 | 26 |  | Burnham | Pebble | 138 | 138 | S-Steel | 1.96 | 0 | 1 | Magnolia 954kcm 3 | 0 | 0 | 0 | 0 | 0 | 0 | 0 | 0 | 0 | 0 | 0 | 0 | 0 | 0 | 0 | 0 | 0 | 0 | 0 | 0 | 0 | 0 | 0 | 12 | 1
NO |  | 108 | 2016 | 2 | 27 | 27 |  | Cabana | Clark | 138 | 138 | S-Steel | 0.33 | 2 | 1 | Cardinal 954kcm 5 | 0 | 0 | 0 | 0 | 0 | 0 | 0 | 0 | 0 | 0 | 0 | 0 | 0 | 0 | 0 | 0 | 0 | 0 | 0 | 0 | 0 | 0 | 0 | 12 | 1
NO |  | 108 | 2016 | 2 | 28 | 28 |  | Cabana | Winterwood | 138 | 138 | S-Steel | 0.61 | 2 | 1 | Cardinal 954kcm 5 | 0 | 0 | 0 | 0 | 0 | 0 | 0 | 0 | 0 | 0 | 0 | 0 | 0 | 0 | 0 | 0 | 0 | 0 | 0 | 0 | 0 | 0 | 0 | 12 | 1
NO |  | 108 | 2016 | 2 | 29 | 29 |  | Cactus | Frias | 138 | 138 | S-Steel | 1.91 | 0 | 1 | Cardinal 954kcm 5 | 0 | 0 | 0 | 0 | 0 | 0 | 0 | 0 | 0 | 0 | 0 | 0 | 0 | 0 | 0 | 0 | 0 | 0 | 0 | 0 | 0 | 0 | 0 | 12 | 1
NO |  | 108 | 2016 | 2 | 30 | 30 |  | Cactus | Tolson | 138 | 138 | S-Steel | 2.39 | 0 | 1 | Cardinal 954kcm 5 | 0 | 0 | 0 | 0 | 0 | 0 | 0 | 0 | 0 | 0 | 0 | 0 | 0 | 0 | 0 | 0 | 0 | 0 | 0 | 0 | 0 | 0 | 0 | 12 | 1
NO |  | 108 | 2016 | 2 | 31 | 31 |  | Caesar's | Decatur | 138 | 138 | S-Steel | 2.29 | 0 | 1 |  | 0 | 0 | 0 | 0 | 0 | 0 | 0 | 0 | 0 | 0 | 0 | 0 | 0 | 0 | 0 | 0 | 0 | 0 | 0 | 0 | 0 | 0 | 0 | 12 | 1
NO |  | 108 | 2016 | 2 | 32 | 32 |  | Ceasar's | Venetian | 138 | 138 | S-Steel | 1.83 | 0 | 0 |  | 0 | 0 | 0 | 0 | 0 | 0 | 0 | 0 | 0 | 0 | 0 | 0 | 0 | 0 | 0 | 0 | 0 | 0 | 0 | 0 | 0 | 0 | 0 | 12 | 1
NO |  | 108 | 2016 | 2 | 33 | 33 |  | Camero | Railroad | 138 | 138 | S-Steel | 3.5 | 0 | 1 |  | 0 | 0 | 0 | 0 | 0 | 0 | 0 | 0 | 0 | 0 | 0 | 0 | 0 | 0 | 0 | 0 | 0 | 0 | 0 | 0 | 0 | 0 | 0 | 12 | 1
NO |  | 108 | 2016 | 2 | 34 | 34 |  | Canyon Tap of Mercury | Northwest | 138 | 138 |  | 0.01 | 0 | 0 |  | 0 | 0 | 0 | 0 | 0 | 0 | 0 | 0 | 0 | 0 | 0 | 0 | 0 | 0 | 0 | 0 | 0 | 0 | 0 | 0 | 0 | 0 | 0 | 12 | 1
NO |  | 108 | 2016 | 2 | 35 | 35 |  | Cheyenne | El Capitan | 138 | 138 | S-Steel | 3.28 | 0 | 1 | Cardinal 954kcm 5 | 0 | 0 | 0 | 0 | 0 | 0 | 0 | 0 | 0 | 0 | 0 | 0 | 0 | 0 | 0 | 0 | 0 | 0 | 0 | 0 | 0 | 0 | 0 | 12 | 1
NO |  | 108 | 2016 | 3 | 1 | 1 |  | Cheyenne | Lone Mountain | 138 | 138 | S-Steel | 2.18 | 0 | 1 | Magnolia 954kcm 3 | 0 | 0 | 0 | 0 | 0 | 0 | 0 | 0 | 0 | 0 | 0 | 0 | 0 | 0 | 0 | 0 | 0 | 0 | 0 | 0 | 0 | 0 | 0 | 12 | 1
NO |  | 108 | 2016 | 3 | 2 | 2 |  | Cheyenne | Vegas | 138 | 138 | S-Steel | 5.38 | 0 | 1 | Cardinal 954kcm 5 | 0 | 0 | 0 | 0 | 0 | 0 | 0 | 0 | 0 | 0 | 0 | 0 | 0 | 0 | 0 | 0 | 0 | 0 | 0 | 0 | 0 | 0 | 0 | 12 | 1
NO |  | 108 | 2016 | 3 | 3 | 3 |  | Clark/Russel | Claymont | 138 | 138 | S-Wood | 7.39 | 0 | 1 | Magnolia 954kcm 3 | 0 | 0 | 0 | 0 | 0 | 0 | 0 | 0 | 0 | 0 | 0 | 0 | 0 | 0 | 0 | 0 | 0 | 0 | 0 | 0 | 0 | 0 | 0 | 12 | 1
NO |  | 108 | 2016 | 3 | 4 | 4 |  | Clark | Claymont | 138 | 138 | S-Steel | 6.08 | 0 | 1 | Magnolia 954kcm 3 | 0 | 0 | 0 | 0 | 0 | 0 | 0 | 0 | 0 | 0 | 0 | 0 | 0 | 0 | 0 | 0 | 0 | 0 | 0 | 0 | 0 | 0 | 0 | 12 | 1
NO |  | 108 | 2016 | 3 | 5 | 5 |  | Clark | Concourse | 138 | 138 | S-Steel | 4.89 | 0 | 1 |  | 0 | 0 | 0 | 0 | 0 | 0 | 0 | 0 | 0 | 0 | 0 | 0 | 0 | 0 | 0 | 0 | 0 | 0 | 0 | 0 | 0 | 0 | 0 | 12 | 1
NO |  | 108 | 2016 | 3 | 6 | 6 |  | Clark | Green Valley | 138 | 138 | S-Steel | 3.07 | 0 | 1 | Magnolia 954kcm 3 | 0 | 0 | 0 | 0 | 0 | 0 | 0 | 0 | 0 | 0 | 0 | 0 | 0 | 0 | 0 | 0 | 0 | 0 | 0 | 0 | 0 | 0 | 0 | 12 | 1
NO |  | 108 | 2016 | 3 | 7 | 7 |  | Clark | Spencer North | 138 | 138 | S-Wood | 0 | 5.21 | 1 | Magnolia 954kcm 3 | 0 | 0 | 0 | 0 | 0 | 0 | 0 | 0 | 0 | 0 | 0 | 0 | 0 | 0 | 0 | 0 | 0 | 0 | 0 | 0 | 0 | 0 | 0 | 12 | 1
NO |  | 108 | 2016 | 3 | 8 | 8 |  | Clark | Spencer South | 138 | 138 | S-Steel | 5.21 | 0 | 1 | 954kcm 37 AAC | 0 | 0 | 0 | 0 | 0 | 0 | 0 | 0 | 0 | 0 | 0 | 0 | 0 | 0 | 0 | 0 | 0 | 0 | 0 | 0 | 0 | 0 | 0 | 12 | 1
NO |  | 108 | 2016 | 3 | 9 | 9 |  | Clark | Warmsprings | 138 | 138 | S-Steel | 3.94 | 0 | 1 | Magnolia 954kcm 3 | 0 | 0 | 0 | 0 | 0 | 0 | 0 | 0 | 0 | 0 | 0 | 0 | 0 | 0 | 0 | 0 | 0 | 0 | 0 | 0 | 0 | 0 | 0 | 12 | 1
NO |  | 108 | 2016 | 3 | 10 | 10 |  | Claymont | Spencer | 138 | 138 | S-Steel | 0.77 | 0 | 1 | Magnolia 954kcm 3 | 0 | 0 | 0 | 0 | 0 | 0 | 0 | 0 | 0 | 0 | 0 | 0 | 0 | 0 | 0 | 0 | 0 | 0 | 0 | 0 | 0 | 0 | 0 | 12 | 1
NO |  | 108 | 2016 | 3 | 11 | 11 |  | Claymont | Strip | 138 | 138 | S-Steel | 1.86 | 0 | 1 | Cardinal 954kcm 5 | 0 | 0 | 0 | 0 | 0 | 0 | 0 | 0 | 0 | 0 | 0 | 0 | 0 | 0 | 0 | 0 | 0 | 0 | 0 | 0 | 0 | 0 | 0 | 12 | 1
NO |  | 108 | 2016 | 3 | 12 | 12 |  | Cold Creek Tap of Mercury | Northwest | 138 | 138 | S-Steel | 0.04 | 0 | 1 |  | 0 | 0 | 0 | 0 | 0 | 0 | 0 | 0 | 0 | 0 | 0 | 0 | 0 | 0 | 0 | 0 | 0 | 0 | 0 | 0 | 0 | 0 | 0 | 12 | 1
NO |  | 108 | 2016 | 3 | 13 | 13 |  | Commerce | Garces | 138 | 138 | S-Steel | 0.33 | 0 | 1 | Magnolia 954kcm 3 | 0 | 0 | 0 | 0 | 0 | 0 | 0 | 0 | 0 | 0 | 0 | 0 | 0 | 0 | 0 | 0 | 0 | 0 | 0 | 0 | 0 | 0 | 0 | 12 | 1
NO |  | 108 | 2016 | 3 | 14 | 14 |  | Commerce | Shadow | 138 | 138 | S-Steel | 1.78 | 0 | 1 | Magnolia 954kcm 3 | 0 | 0 | 0 | 0 | 0 | 0 | 0 | 0 | 0 | 0 | 0 | 0 | 0 | 0 | 0 | 0 | 0 | 0 | 0 | 0 | 0 | 0 | 0 | 12 | 1
NO |  | 108 | 2016 | 3 | 15 | 15 |  | Sinatra | Suzanne | 138 | 138 | Underground | 2.35 | 0 | 0 |  | 0 | 0 | 0 | 0 | 0 | 0 | 0 | 0 | 0 | 0 | 0 | 0 | 0 | 0 | 0 | 0 | 0 | 0 | 0 | 0 | 0 | 0 | 0 | 12 | 1
NO |  | 108 | 2016 | 3 | 16 | 16 |  | Concourse | Suzanne | 138 | 138 | S-Steel | 4.73 | 0 | 1 |  | 0 | 0 | 0 | 0 | 0 | 0 | 0 | 0 | 0 | 0 | 0 | 0 | 0 | 0 | 0 | 0 | 0 | 0 | 0 | 0 | 0 | 0 | 0 | 12 | 1
NO |  | 108 | 2016 | 3 | 17 | 17 |  | Craig | Las Vegas Cogen | 138 | 138 | H-Wood | 0.26 | 0.84 | 1 | Cardinal 954kcm 5 | 0 | 0 | 0 | 0 | 0 | 0 | 0 | 0 | 0 | 0 | 0 | 0 | 0 | 0 | 0 | 0 | 0 | 0 | 0 | 0 | 0 | 0 | 0 | 12 | 1
NO |  | 108 | 2016 | 3 | 18 | 18 |  | Craig | Pecos | 138 | 138 | S-Steel | 3.68 | 0 | 1 | Magnolia 954kcm 3 | 0 | 0 | 0 | 0 | 0 | 0 | 0 | 0 | 0 | 0 | 0 | 0 | 0 | 0 | 0 | 0 | 0 | 0 | 0 | 0 | 0 | 0 | 0 | 12 | 1
NO |  | 108 | 2016 | 3 | 19 | 19 |  | Decatur | Durango | 138 | 138 | S-Steel | 3.59 | 0 | 1 | Cardinal 954kcm 5 | 0 | 0 | 0 | 0 | 0 | 0 | 0 | 0 | 0 | 0 | 0 | 0 | 0 | 0 | 0 | 0 | 0 | 0 | 0 | 0 | 0 | 0 | 0 | 12 | 1
NO |  | 108 | 2016 | 3 | 20 | 20 |  | Decatur | Polaris | 138 | 138 | S-Steel | 2.28 | 0 | 1 | Magnolia 954kcm 3 | 0 | 0 | 0 | 0 | 0 | 0 | 0 | 0 | 0 | 0 | 0 | 0 | 0 | 0 | 0 | 0 | 0 | 0 | 0 | 0 | 0 | 0 | 0 | 12 | 1
NO |  | 108 | 2016 | 3 | 21 | 21 |  | Durango | Peace | 138 | 138 | S-Steel | 2.57 | 0 | 1 | Cardinal 954kcm 5 | 0 | 0 | 0 | 0 | 0 | 0 | 0 | 0 | 0 | 0 | 0 | 0 | 0 | 0 | 0 | 0 | 0 | 0 | 0 | 0 | 0 | 0 | 0 | 12 | 1
NO |  | 108 | 2016 | 3 | 22 | 22 |  | Durango | Westside | 138 | 138 | S-Steel | 3.31 | 0 | 1 | Cardinal 954kcm 5 | 0 | 0 | 0 | 0 | 0 | 0 | 0 | 0 | 0 | 0 | 0 | 0 | 0 | 0 | 0 | 0 | 0 | 0 | 0 | 0 | 0 | 0 | 0 | 12 | 1
NO |  | 108 | 2016 | 3 | 23 | 23 |  | El Capitan | Northwest | 138 | 138 | S-Steel | 7.81 | 0 | 1 | Cardinal 954kcm 5 | 0 | 0 | 0 | 0 | 0 | 0 | 0 | 0 | 0 | 0 | 0 | 0 | 0 | 0 | 0 | 0 | 0 | 0 | 0 | 0 | 0 | 0 | 0 | 12 | 1
NO |  | 108 | 2016 | 3 | 24 | 24 |  | Elkhorn | Northwest | 138 | 138 | S-Steel | 5.32 | 0 | 1 | Cardinal 954kcm 5 | 0 | 0 | 0 | 0 | 0 | 0 | 0 | 0 | 0 | 0 | 0 | 0 | 0 | 0 | 0 | 0 | 0 | 0 | 0 | 0 | 0 | 0 | 0 | 12 | 1
NO |  | 108 | 2016 | 3 | 25 | 25 |  | Faulkner | Warmsprings | 138 | 138 | S-Steel | 2.52 | 0 | 1 |  | 0 | 0 | 0 | 0 | 0 | 0 | 0 | 0 | 0 | 0 | 0 | 0 | 0 | 0 | 0 | 0 | 0 | 0 | 0 | 0 | 0 | 0 | 0 | 12 | 1
NO |  | 108 | 2016 | 3 | 26 | 26 |  | Faulkner | Wigwam | 138 | 138 | Underground | 2.73 | 0 | 1 |  | 0 | 0 | 0 | 0 | 0 | 0 | 0 | 0 | 0 | 0 | 0 | 0 | 0 | 0 | 0 | 0 | 0 | 0 | 0 | 0 | 0 | 0 | 0 | 12 | 1
NO |  | 108 | 2016 | 3 | 27 | 27 |  | Faulkner | Wilson | 138 | 138 | Underground | 8.04 | 0 | 1 |  | 0 | 0 | 0 | 0 | 0 | 0 | 0 | 0 | 0 | 0 | 0 | 0 | 0 | 0 | 0 | 0 | 0 | 0 | 0 | 0 | 0 | 0 | 0 | 12 | 1
NO |  | 108 | 2016 | 3 | 28 | 28 |  | Ford | Haven | 138 | 138 | S-Steel | 2.07 | 0 | 1 | Magnolia 954kcm 3 | 0 | 0 | 0 | 0 | 0 | 0 | 0 | 0 | 0 | 0 | 0 | 0 | 0 | 0 | 0 | 0 | 0 | 0 | 0 | 0 | 0 | 0 | 0 | 12 | 1
NO |  | 108 | 2016 | 3 | 29 | 29 |  | Garces | Swenson | 138 | 138 | S-Steel | 4.25 | 0 | 1 |  | 0 | 0 | 0 | 0 | 0 | 0 | 0 | 0 | 0 | 0 | 0 | 0 | 0 | 0 | 0 | 0 | 0 | 0 | 0 | 0 | 0 | 0 | 0 | 12 | 1
NO |  | 108 | 2016 | 3 | 30 | 30 |  | Gilmore(GIL) | Leavitt | 138 | 138 | S-Steel | 2.12 | 0 | 1 | Cardinal 954kcm 5 | 0 | 0 | 0 | 0 | 0 | 0 | 0 | 0 | 0 | 0 | 0 | 0 | 0 | 0 | 0 | 0 | 0 | 0 | 0 | 0 | 0 | 0 | 0 | 12 | 1
NO |  | 108 | 2016 | 3 | 31 | 31 |  | Gilmore(GIL) | Tropical | 138 | 138 | S-Steel | 3.74 | 0 | 1 | Cardinal 954kcm 5 | 0 | 0 | 0 | 0 | 0 | 0 | 0 | 0 | 0 | 0 | 0 | 0 | 0 | 0 | 0 | 0 | 0 | 0 | 0 | 0 | 0 | 0 | 0 | 12 | 1
NO |  | 108 | 2016 | 3 | 32 | 32 |  | Green Valley | Wigwam | 138 | 138 | S-Steel | 2.74 | 0 | 1 | Magnoolia 954kcm | 0 | 0 | 0 | 0 | 0 | 0 | 0 | 0 | 0 | 0 | 0 | 0 | 0 | 0 | 0 | 0 | 0 | 0 | 0 | 0 | 0 | 0 | 0 | 12 | 1
NO |  | 108 | 2016 | 3 | 33 | 33 |  | Gypsum | Mountain View Solar | 138 | 138 | S-Steel | 0.19 | 0 | 0 | Linnet | 0 | 0 | 0 | 0 | 0 | 0 | 0 | 0 | 0 | 0 | 0 | 0 | 0 | 0 | 0 | 0 | 0 | 0 | 0 | 0 | 0 | 0 | 0 | 12 | 1
NO |  | 108 | 2016 | 3 | 34 | 34 |  | Gypsum | NCA1 | 138 | 138 | S-Steel | 0.57 | 0 | 1 |  | 0 | 0 | 0 | 0 | 0 | 0 | 0 | 0 | 0 | 0 | 0 | 0 | 0 | 0 | 0 | 0 | 0 | 0 | 0 | 0 | 0 | 0 | 0 | 12 | 1
NO |  | 108 | 2016 | 3 | 35 | 35 |  | Gypsum | Pecos | 138 | 138 | S-Steel | 11.45 | 0 | 1 |  | 0 | 0 | 0 | 0 | 0 | 0 | 0 | 0 | 0 | 0 | 0 | 0 | 0 | 0 | 0 | 0 | 0 | 0 | 0 | 0 | 0 | 0 | 0 | 12 | 1
NO |  | 108 | 2016 | 4 | 1 | 1 |  | Highland | Las Vegas Cogen | 138 | 138 | H-Wood | 4.98 | 4.2 | 1 | Cardinal 954kcm 5 | 0 | 0 | 0 | 0 | 0 | 0 | 0 | 0 | 0 | 0 | 0 | 0 | 0 | 0 | 0 | 0 | 0 | 0 | 0 | 0 | 0 | 0 | 0 | 12 | 1
NO |  | 108 | 2016 | 4 | 2 | 2 |  | Hualapai | Hualapai | 138 | 138 | S-Steel | 2 | 0 | 1 | Cardinal 954kcm 5 | 0 | 0 | 0 | 0 | 0 | 0 | 0 | 0 | 0 | 0 | 0 | 0 | 0 | 0 | 0 | 0 | 0 | 0 | 0 | 0 | 0 | 0 | 0 | 12 | 1
NO |  | 108 | 2016 | 4 | 3 | 3 |  | Indian Springs Tap of Mercu | Northwest | 138 | 138 | S-Steel | 1.04 | 0 | 1 |  | 0 | 0 | 0 | 0 | 0 | 0 | 0 | 0 | 0 | 0 | 0 | 0 | 0 | 0 | 0 | 0 | 0 | 0 | 0 | 0 | 0 | 0 | 0 | 12 | 1
NO |  | 108 | 2016 | 4 | 4 | 4 |  | Iron Mountain | Lorenzi | 138 | 138 | S-Steel | 7.78 | 0 | 1 |  | 0 | 0 | 0 | 0 | 0 | 0 | 0 | 0 | 0 | 0 | 0 | 0 | 0 | 0 | 0 | 0 | 0 | 0 | 0 | 0 | 0 | 0 | 0 | 12 | 1
NO |  | 108 | 2016 | 4 | 5 | 5 |  | Iron Mountain | Regena | 138 | 138 | S-Steel | 5.93 | 0 | 1 |  | 0 | 0 | 0 | 0 | 0 | 0 | 0 | 0 | 0 | 0 | 0 | 0 | 0 | 0 | 0 | 0 | 0 | 0 | 0 | 0 | 0 | 0 | 0 | 12 | 1
NO |  | 108 | 2016 | 4 | 6 | 6 |  | Iron Mountain | Skelton | 138 | 138 | S-Steel | 0 | 4.49 | 1 |  | 0 | 0 | 0 | 0 | 0 | 0 | 0 | 0 | 0 | 0 | 0 | 0 | 0 | 0 | 0 | 0 | 0 | 0 | 0 | 0 | 0 | 0 | 0 | 12 | 1
NO |  | 108 | 2016 | 4 | 7 | 7 |  | Iron Mountain | Washburn | 138 | 138 | S-Steel | 5.91 | 0 | 1 |  | 0 | 0 | 0 | 0 | 0 | 0 | 0 | 0 | 0 | 0 | 0 | 0 | 0 | 0 | 0 | 0 | 0 | 0 | 0 | 0 | 0 | 0 | 0 | 12 | 1
NO |  | 108 | 2016 | 4 | 8 | 8 |  | Jackass Flats | Mercury | 138 | 138 | S-Steel | 18.02 | 0 | 1 | Penguin 4/0 6/1 A | 0 | 0 | 0 | 0 | 0 | 0 | 0 | 0 | 0 | 0 | 0 | 0 | 0 | 0 | 0 | 0 | 0 | 0 | 0 | 0 | 0 | 0 | 0 | 12 | 1
NO |  | 108 | 2016 | 4 | 9 | 9 |  | Keehn | Magnolia | 138 | 138 | S-Steel | 3.73 | 0 | 1 | Cardinal 954kcm A | 0 | 0 | 0 | 0 | 0 | 0 | 0 | 0 | 0 | 0 | 0 | 0 | 0 | 0 | 0 | 0 | 0 | 0 | 0 | 0 | 0 | 0 | 0 | 12 | 1
NO |  | 108 | 2016 | 4 | 10 | 10 |  | Leavitt | Miller | 138 | 138 | S-Steel | 1.78 | 0 | 1 | Magnolia 954kcm 3 | 0 | 0 | 0 | 0 | 0 | 0 | 0 | 0 | 0 | 0 | 0 | 0 | 0 | 0 | 0 | 0 | 0 | 0 | 0 | 0 | 0 | 0 | 0 | 12 | 1
NO |  | 108 | 2016 | 4 | 11 | 11 |  | Lincoln | Pecos | 138 | 138 | S-Steel | 5.04 | 0 | 1 |  | 0 | 0 | 0 | 0 | 0 | 0 | 0 | 0 | 0 | 0 | 0 | 0 | 0 | 0 | 0 | 0 | 0 | 0 | 0 | 0 | 0 | 0 | 0 | 12 | 1
NO |  | 108 | 2016 | 4 | 12 | 12 |  | Lone Mountain | Summerlin | 138 | 138 | S-Steel | 5.03 | 0 | 1 | Magnolia 954kcm 3 | 0 | 0 | 0 | 0 | 0 | 0 | 0 | 0 | 0 | 0 | 0 | 0 | 0 | 0 | 0 | 0 | 0 | 0 | 0 | 0 | 0 | 0 | 0 | 12 | 1
NO |  | 108 | 2016 | 4 | 13 | 13 |  | Lorenzi | Tenaya | 138 | 138 | S-Steel | 3.21 | 0 | 1 | Magnolia 954kcm 3 | 0 | 0 | 0 | 0 | 0 | 0 | 0 | 0 | 0 | 0 | 0 | 0 | 0 | 0 | 0 | 0 | 0 | 0 | 0 | 0 | 0 | 0 | 0 | 12 | 1
NO |  | 108 | 2016 | 4 | 14 | 14 |  | McDonald | Procyon | 138 | 138 | S-Steel | 1.71 | 0 | 1 |  | 0 | 0 | 0 | 0 | 0 | 0 | 0 | 0 | 0 | 0 | 0 | 0 | 0 | 0 | 0 | 0 | 0 | 0 | 0 | 0 | 0 | 0 | 0 | 12 | 1
NO |  | 108 | 2016 | 4 | 15 | 15 |  | McDonald | Quail | 138 | 138 | S-Steel | 3.92 | 0 | 1 | Cardinal 954kcm 5 | 0 | 0 | 0 | 0 | 0 | 0 | 0 | 0 | 0 | 0 | 0 | 0 | 0 | 0 | 0 | 0 | 0 | 0 | 0 | 0 | 0 | 0 | 0 | 12 | 1
NO |  | 108 | 2016 | 4 | 16 | 16 |  | Mercury | Northwest | 138 | 138 | S-Steel | 47.13 | 0 | 1 | Penguin 4/0 6/1 A | 0 | 0 | 0 | 0 | 0 | 0 | 0 | 0 | 0 | 0 | 0 | 0 | 0 | 0 | 0 | 0 | 0 | 0 | 0 | 0 | 0 | 0 | 0 | 12 | 1
NO |  | 108 | 2016 | 4 | 17 | 17 |  | Michael Way | Pecos | 138 | 138 | Underground | 0.76 | 0 | 0 |  | 0 | 0 | 0 | 0 | 0 | 0 | 0 | 0 | 0 | 0 | 0 | 0 | 0 | 0 | 0 | 0 | 0 | 0 | 0 | 0 | 0 | 0 | 0 | 12 | 1
NO |  | 108 | 2016 | 4 | 18 | 18 |  | Michael Way | Pecos | 138 | 138 | S-Steel | 15.02 | 0 | 1 | Magnolia 954kcm 3 | 0 | 0 | 0 | 0 | 0 | 0 | 0 | 0 | 0 | 0 | 0 | 0 | 0 | 0 | 0 | 0 | 0 | 0 | 0 | 0 | 0 | 0 | 0 | 12 | 1
NO |  | 108 | 2016 | 4 | 19 | 19 |  | Tropical T Tap | Tropical | 138 | 138 | S-Steel | 0.05 | 0 | 0 | Cardinal 954kcm | 0 | 0 | 0 | 0 | 0 | 0 | 0 | 0 | 0 | 0 | 0 | 0 | 0 | 0 | 0 | 0 | 0 | 0 | 0 | 0 | 0 | 0 | 0 | 12 | 1
NO |  | 108 | 2016 | 4 | 20 | 20 |  | Mountain's Edge | Riley | 138 | 138 | S-Steel | 3.81 | 0 | 1 |  | 0 | 0 | 0 | 0 | 0 | 0 | 0 | 0 | 0 | 0 | 0 | 0 | 0 | 0 | 0 | 0 | 0 | 0 | 0 | 0 | 0 | 0 | 0 | 12 | 1
NO |  | 108 | 2016 | 4 | 21 | 21 |  | Peace | Sparta | 138 | 138 | S-Steel | 1.99 | 0 | 1 |  | 0 | 0 | 0 | 0 | 0 | 0 | 0 | 0 | 0 | 0 | 0 | 0 | 0 | 0 | 0 | 0 | 0 | 0 | 0 | 0 | 0 | 0 | 0 | 12 | 1
NO |  | 108 | 2016 | 4 | 22 | 22 |  | Pebble | Tolson | 138 | 138 | S-Steel | 2.33 | 0 | 1 | Magnolia 954kcm 3 | 0 | 0 | 0 | 0 | 0 | 0 | 0 | 0 | 0 | 0 | 0 | 0 | 0 | 0 | 0 | 0 | 0 | 0 | 0 | 0 | 0 | 0 | 0 | 12 | 1
NO |  | 108 | 2016 | 4 | 23 | 23 |  | Pebble | Wilson | 138 | 138 | S-Steel | 3.3 | 0 | 1 | Magnolia 954kcm 3 | 0 | 0 | 0 | 0 | 0 | 0 | 0 | 0 | 0 | 0 | 0 | 0 | 0 | 0 | 0 | 0 | 0 | 0 | 0 | 0 | 0 | 0 | 0 | 12 | 1
NO |  | 108 | 2016 | 4 | 24 | 24 |  | Pecos | Shadow | 138 | 138 | S-Steel | 7.17 | 3.43 | 1 | Cardinal 954kcm 5 | 0 | 0 | 0 | 0 | 0 | 0 | 0 | 0 | 0 | 0 | 0 | 0 | 0 | 0 | 0 | 0 | 0 | 0 | 0 | 0 | 0 | 0 | 0 | 12 | 1
NO |  | 108 | 2016 | 4 | 25 | 25 |  | Pecos | SNWA Lamb #1 | 138 | 138 | S-Steel | 2.23 | 0 | 1 |  | 0 | 0 | 0 | 0 | 0 | 0 | 0 | 0 | 0 | 0 | 0 | 0 | 0 | 0 | 0 | 0 | 0 | 0 | 0 | 0 | 0 | 0 | 0 | 12 | 1
NO |  | 108 | 2016 | 4 | 26 | 26 |  | Pecos | SNWA Lamb #2 | 138 | 138 | S-Steel | 2.23 | 0 | 1 |  | 0 | 0 | 0 | 0 | 0 | 0 | 0 | 0 | 0 | 0 | 0 | 0 | 0 | 0 | 0 | 0 | 0 | 0 | 0 | 0 | 0 | 0 | 0 | 12 | 1
NO |  | 108 | 2016 | 4 | 27 | 27 |  | Pecos | Tropical | 138 | 138 | S-Steel | 2.52 | 0 | 1 | Cardinal 954kcm 5 | 0 | 0 | 0 | 0 | 0 | 0 | 0 | 0 | 0 | 0 | 0 | 0 | 0 | 0 | 0 | 0 | 0 | 0 | 0 | 0 | 0 | 0 | 0 | 12 | 1
NO |  | 108 | 2016 | 4 | 28 | 28 |  | Procyon | Railroad | 138 | 138 | S-Steel | 4.2 | 0 | 1 |  | 0 | 0 | 0 | 0 | 0 | 0 | 0 | 0 | 0 | 0 | 0 | 0 | 0 | 0 | 0 | 0 | 0 | 0 | 0 | 0 | 0 | 0 | 0 | 12 | 1
NO |  | 108 | 2016 | 4 | 29 | 29 |  | Radar Tap of Mercury | Northwest | 138 | 138 | S-Steel | 0.02 | 0 | 1 |  | 0 | 0 | 0 | 0 | 0 | 0 | 0 | 0 | 0 | 0 | 0 | 0 | 0 | 0 | 0 | 0 | 0 | 0 | 0 | 0 | 0 | 0 | 0 | 12 | 1
NO |  | 108 | 2016 | 4 | 30 | 30 |  | Silver Flag Tap | Silver Flag | 138 | 138 | S-Steel | 0.01 | 0 | 0 | Penguin 4/0 | 0 | 0 | 0 | 0 | 0 | 0 | 0 | 0 | 0 | 0 | 0 | 0 | 0 | 0 | 0 | 0 | 0 | 0 | 0 | 0 | 0 | 0 | 0 | 12 | 1
NO |  | 108 | 2016 | 4 | 31 | 31 |  | Redrock | Village | 138 | 138 | S-Steel | 1.72 | 0 | 1 | Cardinal 954kcm 5 | 0 | 0 | 0 | 0 | 0 | 0 | 0 | 0 | 0 | 0 | 0 | 0 | 0 | 0 | 0 | 0 | 0 | 0 | 0 | 0 | 0 | 0 | 0 | 12 | 1
NO |  | 108 | 2016 | 4 | 32 | 32 |  | Regena | Skelton | 138 | 138 | S-Steel | 1.99 | 0 | 1 |  | 0 | 0 | 0 | 0 | 0 | 0 | 0 | 0 | 0 | 0 | 0 | 0 | 0 | 0 | 0 | 0 | 0 | 0 | 0 | 0 | 0 | 0 | 0 | 12 | 1
NO |  | 108 | 2016 | 4 | 33 | 33 |  | Riley | Robindale | 138 | 138 | S-Steel | 4.69 | 0 | 1 |  | 0 | 0 | 0 | 0 | 0 | 0 | 0 | 0 | 0 | 0 | 0 | 0 | 0 | 0 | 0 | 0 | 0 | 0 | 0 | 0 | 0 | 0 | 0 | 12 | 1
NO |  | 108 | 2016 | 4 | 34 | 34 |  | Robindale | Tomsik | 138 | 138 | S-Steel | 2.24 | 0 | 1 |  | 0 | 0 | 0 | 0 | 0 | 0 | 0 | 0 | 0 | 0 | 0 | 0 | 0 | 0 | 0 | 0 | 0 | 0 | 0 | 0 | 0 | 0 | 0 | 12 | 1
NO |  | 108 | 2016 | 4 | 35 | 35 |  | Saguaro | Warmsprings | 138 | 138 | S-Steel | 4.39 | 0 | 1 | Cardinal 954kcm 5 | 0 | 0 | 0 | 0 | 0 | 0 | 0 | 0 | 0 | 0 | 0 | 0 | 0 | 0 | 0 | 0 | 0 | 0 | 0 | 0 | 0 | 0 | 0 | 12 | 1
NO |  | 108 | 2016 | 5 | 1 | 1 |  | Snow Mountain Tap of Mercur | Northwest | 138 | 138 | S-Steel | 0.02 | 0 | 1 |  | 0 | 0 | 0 | 0 | 0 | 0 | 0 | 0 | 0 | 0 | 0 | 0 | 0 | 0 | 0 | 0 | 0 | 0 | 0 | 0 | 0 | 0 | 0 | 12 | 1
NO |  | 108 | 2016 | 5 | 2 | 2 |  | Spencer | Swenson | 138 | 138 | S-Steel | 2.09 | 0 | 1 |  | 0 | 0 | 0 | 0 | 0 | 0 | 0 | 0 | 0 | 0 | 0 | 0 | 0 | 0 | 0 | 0 | 0 | 0 | 0 | 0 | 0 | 0 | 0 | 12 | 1
NO |  | 108 | 2016 | 5 | 3 | 3 |  | Strip | Venetian | 138 | 138 | Underground | 0.5 | 0 | 1 |  | 0 | 0 | 0 | 0 | 0 | 0 | 0 | 0 | 0 | 0 | 0 | 0 | 0 | 0 | 0 | 0 | 0 | 0 | 0 | 0 | 0 | 0 | 0 | 12 | 1
NO |  | 108 | 2016 | 5 | 4 | 4 |  | Sunrise | Winterwood North | 138 | 138 | S-Steel | 1.01 | 0 | 1 | Cardinal 954kcm 5 | 0 | 0 | 0 | 0 | 0 | 0 | 0 | 0 | 0 | 0 | 0 | 0 | 0 | 0 | 0 | 0 | 0 | 0 | 0 | 0 | 0 | 0 | 0 | 12 | 1
NO |  | 108 | 2016 | 5 | 5 | 5 |  | Sunrise | Winterwood South | 138 | 138 | S-Steel | 1.01 | 0 | 1 | Cardinal 954kcm 5 | 0 | 0 | 0 | 0 | 0 | 0 | 0 | 0 | 0 | 0 | 0 | 0 | 0 | 0 | 0 | 0 | 0 | 0 | 0 | 0 | 0 | 0 | 0 | 12 | 1
NO |  | 108 | 2016 | 5 | 6 | 6 |  | Tenaya | Westside | 138 | 138 | S-Steel | 4.34 | 0 | 1 | Magnolia 954kcm 3 | 0 | 0 | 0 | 0 | 0 | 0 | 0 | 0 | 0 | 0 | 0 | 0 | 0 | 0 | 0 | 0 | 0 | 0 | 0 | 0 | 0 | 0 | 0 | 12 | 1
NO |  | 108 | 2016 | 5 | 7 | 7 |  | Vegas | Westside | 138 | 138 | S-Steel | 1.97 | 0 | 1 | Magnolia 954kcm 3 | 0 | 0 | 0 | 0 | 0 | 0 | 0 | 0 | 0 | 0 | 0 | 0 | 0 | 0 | 0 | 0 | 0 | 0 | 0 | 0 | 0 | 0 | 0 | 12 | 1
NO |  | 108 | 2016 | 5 | 8 | 8 |  | 138 KV Costs |  | 0 | 0 |  | 0 | 0 | 0 |  | 0 | 0 | 0 | 0 | 0 | 0 | 0 | 0 | 0 | 0 | 0 | 0 | 0 | 0 | 0 | 0 | 0 | 0 | 0 | 0 | 0 | 0 | 0 | 12 | 1
NO |  | 108 | 2016 | 5 | 9 | 9 |  | 138 KV Subtotal |  | 0 | 0 |  | 412.92 | 22.17 | 103 |  | 0 | 0 | 0 | 0 | 0 | 0 | 0 | 0 | 0 | 0 | 0 | 0 | 0 | 0 | 0 | 0 | 0 | 0 | 0 | 0 | 0 | 0 | 0 | 12 | 1
SI/SI | A | 108 | 2016 | 5 | 10 | 10 |  | 69 KV Costs |  | 0 | 0 |  | 454.14 | 19.63 | 0 |  | 0 | 0 | 65916200.5456 | 0 | 0 | 0 | 5064534.6554 | 0 | 0 | 0 | 0 | 0 | 0 | 0 | 0 | 0 | 0 | 0 | 0 | 0 | 0 | 0 | 0 | 12 | 1
NO |  | 108 | 2016 | 5 | 11 | 11 |  | 69 KV Subtotal |  | 0 | 0 |  | 454.14 | 19.63 | 0 |  | 0 | 0 | 0 | 0 | 0 | 0 | 0 | 0 | 0 | 0 | 0 | 0 | 0 | 0 | 0 | 0 | 0 | 0 | 0 | 0 | 0 | 0 | 0 | 12 | 1
NO |  | 108 | 2016 | 5 | 13 | 13 |  |  |  | 0 | 0 |  | 0 | 0 | 0 |  | 136900121 | 553348510 | 690248631 | 8265379 | 43721 | 44724723 | 53033823 | 0 | 0 | 0 | 0 | 0 | 0 | 0 | 0 | 0 | 0 | 0 | 0 | 0 | 0 | 0 | 0 | 12 | 1
NO |  | 108 | 2016 | 5 | 14 | 14 |  | Total Transmission Costs |  | 0 | 0 |  | 1906.41 | 54.61 | 162 |  | 136900121 | 553348510 | 690248631 | 8265379 | 43721 | 44724723 | 53033823 | 0 | 0 | 0 | 0 | 0 | 0 | 0 | 0 | 0 | 0 | 0 | 0 | 0 | 0 | 0 | 0 | 12 | 1
NO |  | 110 | 2016 | 0 | 1 | 1 |  | Monroe, NH Converter 1 | Streetore 314 @ VT/NH | 450 | 450 | hframe | 6.06 | 0 | 1 | 2839.8 | 0 | 6218340 | 6218340 | 0 | 0 | 0 | 0 | 0 | 0 | 661100065 | 661100066 | 0 | 0 | 0 | 0 | 0 | 0 | 0 | 0 | 0 | 0 | 0 | 0 | 12 | 0
NO |  | 110 | 2016 | 0 | 36 | 36 |  | TOTAL |  | 0 | 0 |  | 6.06 | 0 | 1 |  | 0 | 6218340 | 6218340 | 0 | 0 | 0 | 0 | 0 | 0 | 0 | 0 | 0 | 0 | 0 | 0 | 0 | 0 | 0 | 0 | 0 | 0 | 0 | 0 | 12 | 0
NO |  | 113 | 2016 | 0 | 1 | 1 |  | Line 301 A Belchertown/Lud | Carpenter Hill, Charlton | 345 | 345 | WHF | 23.1 | 0 | 1 | 900 MCM AL | 442855 | 7659270 | 8102125 | 0 | 0 | 0 | 0 | 0 | 0 | 0 | 0 | 0 | 0 | 0 | 0 | 0 | 0 | 0 | 0 | 0 | 0 | 0 | 0 | 12 | 0
NO |  | 113 | 2016 | 0 | 2 | 2 |  | Ludlow | MA & Vt | 0 | 0 |  | 0 | 0 | 0 |  | 0 | 0 | 0 | 0 | 0 | 0 | 0 | 0 | 0 | 0 | 0 | 0 | 0 | 0 | 0 | 0 | 0 | 0 | 0 | 0 | 0 | 0 | 0 | 12 | 0
NO |  | 113 | 2016 | 0 | 4 | 4 |  | Line 302 Carpenter Hill Sub | Millbury #3 Sub | 345 | 345 | WHF | 15.9 | 0 | 1 | 900 MCM AL | 459734 | 4950838 | 5410572 | 0 | 0 | 0 | 0 | 0 | 0 | 0 | 0 | 0 | 0 | 0 | 0 | 0 | 0 | 0 | 0 | 0 | 0 | 0 | 0 | 12 | 0
NO |  | 113 | 2016 | 0 | 6 | 6 |  | 303/3520 Line Brayton Pt | ANP Station-W Medway Sub | 345 | 345 | WHF | 7.7 | 0 | 1 | 900 MCM AL | 3317 | 16528775 | 16532092 | 0 | 0 | 0 | 0 | 0 | 0 | 0 | 0 | 0 | 661130912 | 0 | 0 | 0 | 0 | 0 | 0 | 0 | 0 | 0 | 0 | 12 | 0
NO |  | 113 | 2016 | 0 | 7 | 7 |  | Plainville | Bellingham | 0 | 0 |  | 0 | 0 | 0 |  | 0 | 0 | 0 | 0 | 0 | 0 | 0 | 0 | 0 | 0 | 0 | 0 | 0 | 0 | 0 | 0 | 0 | 0 | 0 | 0 | 0 | 0 | 0 | 12 | 0
NO |  | 113 | 2016 | 0 | 9 | 9 |  | Line 308/313 Wachusett | Millbury #3 Sub | 345 | 345 | WHF, SP, SPHF | 25.2 | 0 | 1 | 1113 ACSR | 809563 | 18632890 | 19442453 | 0 | 0 | 0 | 0 | 0 | 0 | 0 | 0 | 0 | 0 | 0 | 0 | 0 | 0 | 0 | 0 | 0 | 0 | 0 | 0 | 12 | 0
NO |  | 113 | 2016 | 0 | 12 | 12 |  | Line 314 Sandy Pond Sub | Millbury #3 Sub | 345 | 345 | SPHF | 23.2 | 0 | 1 | 1113 MCM ACSR | 0 | 19454281 | 19454281 | 0 | 0 | 0 | 0 | 0 | 0 | 0 | 0 | 0 | 0 | 0 | 0 | 0 | 661130913 | 0 | 0 | 0 | 0 | 0 | 0 | 12 | 0
NO |  | 113 | 2016 | 0 | 14 | 14 |  | Line 315 Brayton Pt Sub | Rhode Island State Line | 345 | 345 | WHF | 29.9 | 0 | 1 | 954 MCM ACSR | 82970 | 12404793 | 12487763 | 0 | 0 | 0 | 0 | 0 | 0 | 0 | 0 | 0 | 0 | 0 | 0 | 0 | 0 | 0 | 0 | 0 | 0 | 0 | 0 | 12 | 0
NO |  | 113 | 2016 | 0 | 15 | 15 |  |  | (Wrentham/Cumberland) | 0 | 0 |  | 0 | 0 | 0 | 1024.5 ACAR | 0 | 0 | 0 | 0 | 0 | 0 | 0 | 0 | 0 | 0 | 0 | 0 | 0 | 0 | 0 | 0 | 0 | 0 | 0 | 0 | 0 | 0 | 0 | 12 | 0
NO |  | 113 | 2016 | 0 | 17 | 17 |  | Line 323 Millbury #3 Sub | Milford/Medway Town Line | 345 | 345 | WHF | 14.3 | 0 | 1 | 900 MCM AL | 492566 | 6021082 | 6513648 | 0 | 0 | 0 | 0 | 0 | 0 | 0 | 0 | 0 | 0 | 0 | 0 | 0 | 0 | 0 | 0 | 0 | 0 | 0 | 0 | 12 | 0
NO |  | 113 | 2016 | 0 | 18 | 18 |  |  |  | 0 | 0 | SPHF | 0 | 0 | 0 |  | 0 | 0 | 0 | 0 | 0 | 0 | 0 | 0 | 0 | 0 | 0 | 0 | 0 | 0 | 0 | 0 | 0 | 0 | 0 | 0 | 0 | 0 | 0 | 12 | 0
NO |  | 113 | 2016 | 0 | 20 | 20 |  | Line 326 Scobie Pond | New Hampshire State Line | 345 | 345 | WHF | 12.4 | 0 | 1 | 900 MCM AL | 1106146 | 4988955 | 6095101 | 0 | 0 | 0 | 0 | 0 | 0 | 0 | 0 | 0 | 0 | 0 | 0 | 0 | 0 | 0 | 0 | 0 | 0 | 0 | 0 | 12 | 0
NO |  | 113 | 2016 | 0 | 21 | 21 |  |  | (Tyngsboro/Hudson) | 0 | 0 |  | 0 | 0 | 0 |  | 0 | 0 | 0 | 0 | 0 | 0 | 0 | 0 | 0 | 0 | 0 | 0 | 0 | 0 | 0 | 0 | 0 | 0 | 0 | 0 | 0 | 0 | 0 | 12 | 0
NO |  | 113 | 2016 | 0 | 23 | 23 |  | Line 327 Brayton Point | Berry Street Station | 345 | 345 | WHF | 25.2 | 0 | 1 | 1113 MCM AL | 0 | 2185842 | 2185842 | 0 | 0 | 0 | 0 | 0 | 0 | 0 | 0 | 0 | 0 | 0 | 0 | 0 | 0 | 0 | 0 | 0 | 0 | 0 | 0 | 12 | 0
NO |  | 113 | 2016 | 0 | 24 | 24 |  | Station |  | 0 | 0 |  | 0 | 0 | 0 | 900 MCM AL | 0 | 0 | 0 | 0 | 0 | 0 | 0 | 0 | 0 | 0 | 0 | 0 | 0 | 0 | 0 | 0 | 0 | 0 | 0 | 0 | 0 | 0 | 0 | 12 | 0
NO |  | 113 | 2016 | 0 | 26 | 26 |  | Line 337/338 Sandy Pond Sub | Tewksbury Sub to Str 67 MA) | 345 | 345 | WHF | 23.4 | 0 | 1 | 954 MCM ACSR | 809563 | 9204388 | 10013951 | 0 | 0 | 0 | 0 | 0 | 0 | 0 | 0 | 0 | 0 | 0 | 0 | 0 | 0 | 0 | 0 | 0 | 0 | 0 | 0 | 12 | 0
NO |  | 113 | 2016 | 0 | 27 | 27 |  | Ayer | (Burlington/Billerica) | 0 | 0 |  | 0 | 0 | 0 | 1113 ACSR | 0 | 0 | 0 | 0 | 0 | 0 | 0 | 0 | 0 | 0 | 0 | 0 | 0 | 0 | 0 | 0 | 0 | 0 | 0 | 0 | 0 | 0 | 0 | 12 | 0
NO |  | 113 | 2016 | 0 | 29 | 29 |  | Line 339 Tewksbury #22 | Golden Hill Sub, Saugus | 345 | 345 | WHF | 15.9 | 0 | 1 | 1590 MCM ACSR | 676337 | 11353979 | 12030316 | 0 | 0 | 0 | 0 | 0 | 0 | 0 | 0 | 0 | 0 | 0 | 0 | 0 | 661130914 | 0 | 0 | 0 | 0 | 0 | 0 | 12 | 0
NO |  | 113 | 2016 | 0 | 31 | 31 |  | Line 343 Millbury #3 Sub | Sandy Pond Sub, Ayer Wachus | 345 | 345 | WHF, SP | 23.2 | 0 | 1 | 1113 MCM AL | 278860 | 9200600 | 9479460 | 0 | 0 | 0 | 0 | 0 | 0 | 0 | 0 | 0 | 0 | 0 | 0 | 0 | 0 | 0 | 0 | 0 | 0 | 0 | 0 | 12 | 0
NO |  | 113 | 2016 | 0 | 34 | 34 |  | Line 357 Millbury #3 Sub | Milford/ W Medway Town Line | 345 | 345 | SPHF | 14.3 | 0 | 1 | 1113 MCM ACSR | 0 | 9790256 | 9790256 | 0 | 0 | 0 | 0 | 0 | 0 | 0 | 0 | 0 | 0 | 0 | 0 | 0 | 661130915 | 0 | 0 | 0 | 0 | 0 | 0 | 12 | 0
NO |  | 113 | 2016 | 0 | 36 | 36 |  | TOTAL |  | 0 | 0 |  | 2456.04 | 0 | 458 |  | 24624995 | 731719346 | 756344341 | 1934102 | 21771492 | 3956072 | 27661666 | 0 | 0 | 0 | 0 | 0 | 0 | 0 | 0 | 0 | 0 | 0 | 0 | 0 | 0 | 0 | 0 | 12 | 0
NO |  | 113 | 2016 | 1 | 1 | 1 |  | Line 394 Ward Hill Sub #22 | To Amesbury/ | 345 | 345 | SPHF, WHF | 17.1 | 0 | 1 | 1590 ACSR | 1072556 | 23287638 | 24360194 | 0 | 0 | 0 | 0 | 0 | 0 | 0 | 0 | 0 | 0 | 0 | 0 | 0 | 0 | 0 | 0 | 0 | 0 | 0 | 0 | 12 | 0
NO |  | 113 | 2016 | 1 | 2 | 2 |  | Seabrook | Hampton, NH Town Line | 0 | 0 | WHF | 0 | 0 | 0 | 2156 ACSR | 0 | 0 | 0 | 0 | 0 | 0 | 0 | 0 | 0 | 0 | 0 | 0 | 0 | 0 | 0 | 0 | 0 | 0 | 0 | 0 | 0 | 0 | 0 | 12 | 0
NO |  | 113 | 2016 | 1 | 4 | 4 |  | Ln 3512/3521 HVDC Converter | Sandy Pond Sub | 345 | 345 | SPHF | 0.5 | 0 | 1 | 1590 MCM ACSR | 0 | 1294567 | 1294567 | 0 | 0 | 0 | 0 | 0 | 0 | 0 | 0 | 0 | 0 | 0 | 0 | 0 | 0 | 0 | 0 | 0 | 0 | 0 | 0 | 12 | 0
NO |  | 113 | 2016 | 1 | 5 | 5 |  | Tie Line |  | 0 | 0 |  | 0 | 0 | 0 |  | 0 | 0 | 0 | 0 | 0 | 0 | 0 | 0 | 0 | 0 | 0 | 0 | 0 | 0 | 0 | 0 | 0 | 0 | 0 | 0 | 0 | 0 | 0 | 12 | 0
NO |  | 113 | 2016 | 1 | 7 | 7 |  | Line 331 Titicut St Sub | Tower 5C, Walpole | 345 | 345 | WHF | 23.4 | 0 | 1 | 2335 ACAR | 0 | 6376664 | 6376664 | 0 | 0 | 0 | 0 | 0 | 0 | 0 | 0 | 0 | 0 | 0 | 0 | 0 | 0 | 0 | 0 | 0 | 0 | 0 | 0 | 12 | 0
NO |  | 113 | 2016 | 1 | 9 | 9 |  | Line 344 Bridgewater Sub | Easton | 345 | 345 | DCST | 19.1 | 0 | 1 | 1703 MCM ACAR | 1624747 | 4068120 | 5692867 | 0 | 0 | 0 | 0 | 0 | 0 | 0 | 0 | 0 | 0 | 0 | 0 | 0 | 0 | 0 | 0 | 0 | 0 | 0 | 0 | 12 | 0
NO |  | 113 | 2016 | 1 | 10 | 10 |  | Line 344 Easton | Tower 6 Walpole combined | 0 | 0 |  | 0 | 0 | 0 |  | 0 | 0 | 0 | 0 | 0 | 0 | 0 | 0 | 0 | 0 | 0 | 0 | 0 | 0 | 0 | 0 | 0 | 0 | 0 | 0 | 0 | 0 | 0 | 12 | 0
NO |  | 113 | 2016 | 1 | 12 | 12 |  | Line 349 Wakefield Junction | Golden Hill Sub | 345 | 345 | WHF | 2.6 | 0 | 1 | 1590 MCM ACSR | 0 | 0 | 0 | 0 | 0 | 0 | 0 | 0 | 0 | 0 | 0 | 0 | 0 | 0 | 0 | 0 | 0 | 0 | 0 | 0 | 0 | 0 | 0 | 12 | 0
NO |  | 113 | 2016 | 1 | 14 | 14 |  | Line 355 Titicut St Sub | Bridgewater Sub | 345 | 345 | DCST | 4.5 | 0 | 1 | 1703 MCM ACAR | 148899 | 1071400 | 1220299 | 0 | 0 | 0 | 0 | 0 | 0 | 0 | 0 | 0 | 0 | 0 | 0 | 0 | 0 | 0 | 0 | 0 | 0 | 0 | 0 | 12 | 0
NO |  | 113 | 2016 | 1 | 16 | 16 |  | Line 397 PSNH Portion | Tewks-Ward Hall SeabrookLn | 345 | 345 | ST | 15 | 0 | 1 | 1590 MCM ACSR | 0 | 2510571 | 2510571 | 0 | 0 | 0 | 0 | 0 | 0 | 0 | 0 | 0 | 0 | 0 | 0 | 0 | 661130916 | 0 | 0 | 0 | 0 | 0 | 0 | 12 | 0
NO |  | 113 | 2016 | 1 | 18 | 18 |  | Line A201/B202 Comerford | No Litchfield Switchyard | 230 | 230 | ST | 212.8 | 0 | 1 | 795 MCM ACSR | 599619 | 10796142 | 11395761 | 0 | 0 | 0 | 0 | 0 | 0 | 0 | 0 | 0 | 661130917 | 0 | 0 | 0 | 0 | 0 | 0 | 0 | 0 | 0 | 0 | 12 | 0
NO |  | 113 | 2016 | 1 | 21 | 21 |  | Line C203/D204 Moore Sta | Comerford Station | 230 | 230 | WPHF | 13.2 | 0 | 1 | 554 AL, (SP) | 22205 | 5613591 | 5635796 | 0 | 0 | 0 | 0 | 0 | 0 | 0 | 0 | 0 | 0 | 0 | 0 | 0 | 661130918 | 0 | 0 | 0 | 0 | 0 | 0 | 12 | 0
NO |  | 113 | 2016 | 1 | 22 | 22 |  |  |  | 0 | 0 |  | 0 | 0 | 0 | 795 MCM ACSR | 0 | 0 | 0 | 0 | 0 | 0 | 0 | 0 | 0 | 0 | 0 | 0 | 0 | 0 | 0 | 0 | 0 | 0 | 0 | 0 | 0 | 0 | 0 | 12 | 0
NO |  | 113 | 2016 | 1 | 24 | 24 |  | Tap D204 Str 7A Littleton | PSNH Littleton Sub | 230 | 230 | WHF | 0.2 | 0 | 1 | 795 MCM ACSR | 0 | 66233 | 66233 | 0 | 0 | 0 | 0 | 0 | 0 | 0 | 0 | 0 | 0 | 0 | 0 | 0 | 661130919 | 0 | 0 | 0 | 0 | 0 | 0 | 12 | 0
NO |  | 113 | 2016 | 1 | 25 | 25 |  |  |  | 0 | 0 |  | 0 | 0 | 0 | 350 AL | 0 | 0 | 0 | 0 | 0 | 0 | 0 | 0 | 0 | 0 | 0 | 0 | 0 | 0 | 0 | 0 | 0 | 0 | 0 | 0 | 0 | 0 | 0 | 12 | 0
NO |  | 113 | 2016 | 1 | 27 | 27 |  | Line E205/E205w Pownal/Pete | Bear Swamp Upper Switchyard | 230 | 230 | WHF | 101.3 | 0 | 1 | 350 AL | 669422 | 50486701 | 51156123 | 0 | 0 | 0 | 0 | 0 | 0 | 0 | 0 | 0 | 0 | 0 | 0 | 0 | 0 | 0 | 0 | 0 | 0 | 0 | 0 | 12 | 0
NO |  | 113 | 2016 | 1 | 28 | 28 |  | NYS State Line | Tie Line To Pratts Junction | 0 | 0 |  | 0 | 0 | 0 | 795 ACSS | 0 | 0 | 0 | 0 | 0 | 0 | 0 | 0 | 0 | 0 | 0 | 0 | 0 | 0 | 0 | 0 | 0 | 0 | 0 | 0 | 0 | 0 | 0 | 12 | 0
NO |  | 113 | 2016 | 1 | 29 | 29 |  | MA and VT |  | 0 | 0 |  | 0 | 0 | 0 |  | 0 | 0 | 0 | 0 | 0 | 0 | 0 | 0 | 0 | 0 | 0 | 0 | 0 | 0 | 0 | 0 | 0 | 0 | 0 | 0 | 0 | 0 | 0 | 12 | 0
NO |  | 113 | 2016 | 1 | 31 | 31 |  | Line G207/H208 | Comerford | 0 | 0 |  | 0 | 0 | 0 | 1590 MCM ACSR | 0 | 0 | 0 | 0 | 0 | 0 | 0 | 0 | 0 | 0 | 0 | 0 | 0 | 0 | 0 | 0 | 0 | 0 | 0 | 0 | 0 | 0 | 0 | 12 | 0
NO |  | 113 | 2016 | 1 | 32 | 32 |  | HVDC Convertor | 230 kv Switch Yard | 230 | 230 | SP | 0.9 | 0 | 1 |  | 0 | 0 | 0 | 0 | 0 | 0 | 0 | 0 | 0 | 0 | 0 | 0 | 0 | 0 | 0 | 0 | 0 | 0 | 0 | 0 | 0 | 0 | 0 | 12 | 0
NO |  | 113 | 2016 | 1 | 35 | 35 |  | Lines N214/O215 No. Litchd | Tewksbury Sub (MA) | 230 | 230 | ST | 40.2 | 0 | 1 | 795 MCM ACSR | 87978 | 1022437 | 1110415 | 0 | 0 | 0 | 0 | 0 | 0 | 0 | 0 | 0 | 0 | 0 | 0 | 0 | 0 | 0 | 0 | 0 | 0 | 0 | 0 | 12 | 0
NO |  | 113 | 2016 | 2 | 1 | 1 |  | Litchfield Switchyard | Tewksbury Sub (NH) | 230 | 230 | ST | 0 | 0 | 0 | 1113 MCM ACSR | 64526 | 2534535 | 2599061 | 0 | 0 | 0 | 0 | 0 | 0 | 0 | 0 | 0 | 0 | 0 | 0 | 0 | 0 | 0 | 0 | 0 | 0 | 0 | 0 | 12 | 0
NO |  | 113 | 2016 | 2 | 2 | 2 |  |  |  | 0 | 0 |  | 0 | 0 | 0 |  | 0 | 0 | 0 | 1934102 | 21771492 | 3956072 | 27661666 | 0 | 0 | 0 | 0 | 0 | 0 | 0 | 0 | 0 | 0 | 0 | 0 | 0 | 0 | 0 | 0 | 12 | 0
NO |  | 113 | 2016 | 2 | 11 | 11 |  | Sub T |  | 0 | 0 |  | 0 | 0 | 0 |  | 0 | 0 | 0 | 0 | 0 | 0 | 0 | 0 | 0 | 0 | 0 | 0 | 0 | 0 | 0 | 0 | 0 | 0 | 0 | 0 | 0 | 0 | 0 | 12 | 0
NO |  | 113 | 2016 | 2 | 12 | 12 |  | Various |  | 115 | 115 | Various | 1220.5 | 0 | 226 |  | 13652897 | 394496933 | 408149830 | 0 | 0 | 0 | 0 | 0 | 0 | 0 | 0 | 0 | 0 | 0 | 0 | 0 | 0 | 0 | 0 | 0 | 0 | 0 | 0 | 12 | 0
NO |  | 113 | 2016 | 2 | 13 | 13 |  | Various |  | 69 | 69 | Various | 506.5 | 0 | 86 |  | 822271 | 60822996 | 61645267 | 0 | 0 | 0 | 0 | 0 | 0 | 0 | 0 | 0 | 0 | 0 | 0 | 0 | 0 | 0 | 0 | 0 | 0 | 0 | 0 | 12 | 0
NO |  | 113 | 2016 | 2 | 14 | 14 |  | Various |  | 23 | 23 | Various | 0.14 | 0 | 5 |  | 200288 | 3891387 | 4091675 | 0 | 0 | 0 | 0 | 0 | 0 | 0 | 0 | 0 | 0 | 0 | 0 | 0 | 0 | 0 | 0 | 0 | 0 | 0 | 0 | 12 | 0
NO |  | 113 | 2016 | 2 | 15 | 15 |  | Various |  | 115 | 115 | Underground | 24.4 | 0 | 115 |  | 497676 | 31003482 | 31501158 | 0 | 0 | 0 | 0 | 0 | 0 | 0 | 0 | 0 | 0 | 0 | 0 | 0 | 0 | 0 | 0 | 0 | 0 | 0 | 0 | 12 | 0
NO |  | 114 | 2016 | 0 | 1 | 1 |  | Michoud Ses | St Tammy Parish Li 0084 | 230 | 0 | Guyed Alum Twr | 20 | 3.38 | 1 | 1780 ACSR | 0 | 0 | 0 | 0 | 0 | 0 | 0 | 0 | 0 | 0 | 0 | 0 | 0 | 0 | 0 | 0 | 0 | 0 | 0 | 0 | 0 | 0 | 0 | 12 | 1
NO |  | 114 | 2016 | 0 | 2 | 2 |  | Market St Station | Michoud Ses 0097 | 230 | 0 | Steel Pole | 13.09 | 0 | 1 | 1800 ACSR | 0 | 0 | 0 | 0 | 0 | 0 | 0 | 0 | 0 | 0 | 0 | 0 | 0 | 0 | 0 | 0 | 0 | 0 | 0 | 0 | 0 | 0 | 0 | 12 | 1
NO |  | 114 | 2016 | 0 | 3 | 3 |  | Midtown Sub | Michoud Ses 0096 | 230 | 0 | Steel Pole | 16.96 | 4 | 1 | 1800 ACSR | 0 | 0 | 0 | 0 | 0 | 0 | 0 | 0 | 0 | 0 | 0 | 0 | 0 | 0 | 0 | 0 | 0 | 0 | 0 | 0 | 0 | 0 | 0 | 12 | 1
NO |  | 114 | 2016 | 0 | 4 | 4 |  | Midtown Sub | Orlns/Jef Prsh Ln 0089 | 230 | 0 | Steel Pole | 3.5 | 0 | 1 | 1800 ACSR | 0 | 0 | 0 | 0 | 0 | 0 | 0 | 0 | 0 | 0 | 0 | 0 | 0 | 0 | 0 | 0 | 0 | 0 | 0 | 0 | 0 | 0 | 0 | 12 | 1
NO |  | 114 | 2016 | 0 | 5 | 5 |  | Market St Station | Orleans/Jeff 0087 | 230 | 0 | Steel Pole | 6.79 | 0 | 1 | 1780 ACSR | 0 | 0 | 0 | 0 | 0 | 0 | 0 | 0 | 0 | 0 | 0 | 0 | 0 | 0 | 0 | 0 | 0 | 0 | 0 | 0 | 0 | 0 | 0 | 12 | 1
NO |  | 114 | 2016 | 0 | 6 | 6 |  | Michoud SES | Kaiser 0099 | 230 | 0 | Steel Pole | 3.3 | 0 | 2 | 954 ACSS | 0 | 0 | 0 | 0 | 0 | 0 | 0 | 0 | 0 | 0 | 0 | 0 | 0 | 0 | 0 | 0 | 0 | 0 | 0 | 0 | 0 | 0 | 0 | 12 | 1
NO |  | 114 | 2016 | 0 | 7 | 7 |  | Midtown Sub | Orleans To Jeff Pa 0095 | 230 | 0 | Steel Pole | 3.79 | 0 | 1 | 1780 ACSR | 0 | 0 | 0 | 0 | 0 | 0 | 0 | 0 | 0 | 0 | 0 | 0 | 0 | 0 | 0 | 0 | 0 | 0 | 0 | 0 | 0 | 0 | 0 | 12 | 1
NO |  | 114 | 2016 | 0 | 8 | 8 |  | Twr 2002 Orleans | Twr 2002 Je 0083 | 230 | 0 | Steel Towers | 1.48 | 0 | 2 | 1780 ACSR | 0 | 0 | 0 | 0 | 0 | 0 | 0 | 0 | 0 | 0 | 0 | 0 | 0 | 0 | 0 | 0 | 0 | 0 | 0 | 0 | 0 | 0 | 0 | 12 | 1
NO |  | 114 | 2016 | 0 | 9 | 9 |  | Lower Coast | Churchill Jct 0199 | 230 | 0 | Steel Towers | 2.4 | 0 | 1 | 1780 ACSR | 0 | 0 | 0 | 0 | 0 | 0 | 0 | 0 | 0 | 0 | 0 | 0 | 0 | 0 | 0 | 0 | 0 | 0 | 0 | 0 | 0 | 0 | 0 | 12 | 1
NO |  | 114 | 2016 | 0 | 10 | 10 |  | Under River Crossing | 230/115kV 0164.5 | 230 | 0 | CONDUIT | 0.31 | 0 | 1 | COOPER | 0 | 0 | 0 | 0 | 0 | 0 | 0 | 0 | 0 | 0 | 0 | 0 | 0 | 0 | 0 | 0 | 0 | 0 | 0 | 0 | 0 | 0 | 0 | 12 | 1
NO |  | 114 | 2016 | 0 | 11 | 11 |  |  | Total 230kv Lines | 0 | 0 |  | 0 | 0 | 0 |  | 2502848 | 54686268 | 57189116 | 0 | 0 | 0 | 0 | 0 | 0 | 0 | 0 | 0 | 0 | 0 | 0 | 0 | 0 | 0 | 0 | 0 | 0 | 0 | 0 | 12 | 1
SI/NO | A | 114 | 2016 | 0 | 13 | 13 |  |  | Total 115kv Lines | 0 | 0 |  | 68.02 | 0 | 0 |  | 253493 | 29860217 | 30113710 | 0 | 0 | 0 | 750109.8148 | 0 | 0 | 0 | 0 | 0 | 0 | 0 | 0 | 0 | 0 | 0 | 0 | 0 | 0 | 0 | 0 | 12 | 1
SI/NO | A | 114 | 2016 | 0 | 15 | 15 |  |  | Total 69kv Lines | 0 | 0 |  | 3.75 | 0 | 0 |  | 0 | 986631 | 986631 | 0 | 0 | 0 | 24576.2344 | 0 | 0 | 0 | 0 | 0 | 0 | 0 | 0 | 0 | 0 | 0 | 0 | 0 | 0 | 0 | 0 | 12 | 1
NO |  | 114 | 2016 | 0 | 17 | 17 |  | Total Transmission Lines |  | 0 | 0 |  | 143.39 | 7.38 | 12 |  | 2756341 | 85533116 | 88289457 | 0 | 0 | 0 | 0 | 0 | 0 | 0 | 0 | 0 | 0 | 0 | 0 | 0 | 0 | 0 | 0 | 0 | 0 | 0 | 0 | 12 | 1
NO |  | 114 | 2016 | 0 | 18 | 18 |  |  |  | 0 | 0 |  | 0 | 0 | 0 |  | 0 | 0 | 0 | 488972 | 4216174 | 2382 | 4707528 | 0 | 0 | 0 | 0 | 0 | 0 | 0 | 0 | 0 | 0 | 0 | 0 | 0 | 0 | 0 | 0 | 12 | 1
NO |  | 114 | 2016 | 0 | 36 | 36 |  | TOTAL |  | 0 | 0 |  | 143.39 | 7.38 | 12 |  | 2756341 | 85533116 | 88289457 | 488972 | 4216174 | 2382 | 4707528 | 0 | 0 | 0 | 0 | 0 | 0 | 0 | 0 | 0 | 0 | 0 | 0 | 0 | 0 | 0 | 0 | 12 | 1
NO |  | 115 | 2016 | 0 | 1 | 1 |  | Homer City | Watercure (30) | 345 | 345 | H.Frame | 5.23 | 0 | 1 | 1033 ACSR | 0 | 0 | 0 | 0 | 0 | 0 | 0 | 0 | 0 | 0 | 0 | 0 | 0 | 0 | 0 | 0 | 0 | 0 | 0 | 0 | 0 | 0 | 0 | 12 | 1
NO |  | 115 | 2016 | 0 | 2 | 2 |  |  |  | 345 | 345 | H.Frame | 167.58 | 0 | 0 | 2156 ACSR | 0 | 0 | 0 | 0 | 0 | 0 | 0 | 0 | 0 | 0 | 0 | 0 | 0 | 0 | 0 | 0 | 0 | 0 | 0 | 0 | 0 | 0 | 0 | 12 | 1
NO |  | 115 | 2016 | 0 | 3 | 3 |  |  |  | 345 | 345 | Stl.Tower | 5.69 | 0 | 0 | 1033 ACSR | 0 | 0 | 0 | 0 | 0 | 0 | 0 | 0 | 0 | 0 | 0 | 0 | 0 | 0 | 0 | 0 | 0 | 0 | 0 | 0 | 0 | 0 | 0 | 12 | 1
NO |  | 115 | 2016 | 0 | 4 | 4 |  |  |  | 345 | 345 | Stl.Tower | 3.31 | 0 | 0 | 2156 ACSR | 0 | 0 | 0 | 0 | 0 | 0 | 0 | 0 | 0 | 0 | 0 | 0 | 0 | 0 | 0 | 0 | 0 | 0 | 0 | 0 | 0 | 0 | 0 | 12 | 1
NO |  | 115 | 2016 | 0 | 5 | 5 |  | Watercure | Oakdale (31) | 345 | 345 | H. Frame | 2.12 | 0 | 1 | 1033 ACSR | 0 | 0 | 0 | 0 | 0 | 0 | 0 | 0 | 0 | 0 | 0 | 0 | 0 | 0 | 0 | 0 | 0 | 0 | 0 | 0 | 0 | 0 | 0 | 12 | 1
NO |  | 115 | 2016 | 0 | 6 | 6 |  |  |  | 345 | 345 | H. Frame | 41.71 | 0 | 0 | 2156 ACSR | 0 | 0 | 0 | 0 | 0 | 0 | 0 | 0 | 0 | 0 | 0 | 0 | 0 | 0 | 0 | 0 | 0 | 0 | 0 | 0 | 0 | 0 | 0 | 12 | 1
NO |  | 115 | 2016 | 0 | 7 | 7 |  |  |  | 345 | 345 | Stl.Tower | 0.99 | 0 | 0 | 1033 ACSR | 0 | 0 | 0 | 0 | 0 | 0 | 0 | 0 | 0 | 0 | 0 | 0 | 0 | 0 | 0 | 0 | 0 | 0 | 0 | 0 | 0 | 0 | 0 | 12 | 1
NO |  | 115 | 2016 | 0 | 8 | 8 |  |  |  | 0 | 345 | Stl.Tower | 0.56 | 0 | 0 | 2156 ACSR | 0 | 0 | 0 | 0 | 0 | 0 | 0 | 0 | 0 | 0 | 0 | 0 | 0 | 0 | 0 | 0 | 0 | 0 | 0 | 0 | 0 | 0 | 0 | 12 | 1
NO |  | 115 | 2016 | 0 | 9 | 9 |  |  |  | 345 | 345 | Stl. Tower | 0.2 | 0 | 0 | 1280 ACSR | 0 | 0 | 0 | 0 | 0 | 0 | 0 | 0 | 0 | 0 | 0 | 0 | 0 | 0 | 0 | 0 | 0 | 0 | 0 | 0 | 0 | 0 | 0 | 12 | 1
NO |  | 115 | 2016 | 0 | 10 | 10 |  | Oakdale | Fraser (32) | 345 | 345 | H. Frame | 53.6 | 0 | 1 | 1033 ACSR | 0 | 0 | 0 | 0 | 0 | 0 | 0 | 0 | 0 | 0 | 0 | 0 | 0 | 0 | 0 | 0 | 0 | 0 | 0 | 0 | 0 | 0 | 0 | 12 | 1
NO |  | 115 | 2016 | 0 | 11 | 11 |  |  |  | 345 | 345 | Stl.Tower | 0.21 | 0 | 0 | 1033 ACSR | 0 | 0 | 0 | 0 | 0 | 0 | 0 | 0 | 0 | 0 | 0 | 0 | 0 | 0 | 0 | 0 | 0 | 0 | 0 | 0 | 0 | 0 | 0 | 12 | 1
NO |  | 115 | 2016 | 0 | 12 | 12 |  | Fraser | Coopers Corners (33) | 345 | 345 | H.Frame | 24.36 | 0 | 1 | 1033 ACSR | 0 | 0 | 0 | 0 | 0 | 0 | 0 | 0 | 0 | 0 | 0 | 0 | 0 | 0 | 0 | 0 | 0 | 0 | 0 | 0 | 0 | 0 | 0 | 12 | 1
NO |  | 115 | 2016 | 0 | 13 | 13 |  |  |  | 345 | 345 | H.Frame | 0.02 | 0 | 0 | 1431 ACSR | 0 | 0 | 0 | 0 | 0 | 0 | 0 | 0 | 0 | 0 | 0 | 0 | 0 | 0 | 0 | 0 | 0 | 0 | 0 | 0 | 0 | 0 | 0 | 12 | 1
NO |  | 115 | 2016 | 0 | 14 | 14 |  |  |  | 345 | 345 | H.Frame | 21.03 | 0 | 0 | 2156 ACSR | 0 | 0 | 0 | 0 | 0 | 0 | 0 | 0 | 0 | 0 | 0 | 0 | 0 | 0 | 0 | 0 | 0 | 0 | 0 | 0 | 0 | 0 | 0 | 12 | 1
NO |  | 115 | 2016 | 0 | 15 | 15 |  |  |  | 345 | 345 | Stl. Tower | 0.95 | 0 | 0 | 2156 ACSR | 0 | 0 | 0 | 0 | 0 | 0 | 0 | 0 | 0 | 0 | 0 | 0 | 0 | 0 | 0 | 0 | 0 | 0 | 0 | 0 | 0 | 0 | 0 | 12 | 1
NO |  | 115 | 2016 | 0 | 16 | 16 |  |  |  | 345 | 345 | Stl. Tower | 0.14 | 0 | 0 | 1431 ACSR | 0 | 0 | 0 | 0 | 0 | 0 | 0 | 0 | 0 | 0 | 0 | 0 | 0 | 0 | 0 | 0 | 0 | 0 | 0 | 0 | 0 | 0 | 0 | 12 | 1
NO |  | 115 | 2016 | 0 | 17 | 17 |  |  |  | 345 | 345 | Stl. Tower | 0.5 | 0 | 0 | 1033 ACSR | 0 | 0 | 0 | 0 | 0 | 0 | 0 | 0 | 0 | 0 | 0 | 0 | 0 | 0 | 0 | 0 | 0 | 0 | 0 | 0 | 0 | 0 | 0 | 12 | 1
NO |  | 115 | 2016 | 0 | 18 | 18 |  | Clarks Corner | Oakdale (36) | 345 | 345 | Stl. Tower | 22.22 | 0 | 1 | 1280 ACSR | 0 | 0 | 0 | 0 | 0 | 0 | 0 | 0 | 0 | 0 | 0 | 0 | 0 | 0 | 0 | 0 | 0 | 0 | 0 | 0 | 0 | 0 | 0 | 12 | 1
NO |  | 115 | 2016 | 0 | 19 | 19 |  | Stolle Rd | Homer City (37) | 345 | 345 | H. Frame | 153.66 | 0 | 1 | 1033 ACSR | 0 | 0 | 0 | 0 | 0 | 0 | 0 | 0 | 0 | 0 | 0 | 0 | 0 | 0 | 0 | 0 | 0 | 0 | 0 | 0 | 0 | 0 | 0 | 12 | 1
NO |  | 115 | 2016 | 0 | 20 | 20 |  |  |  | 345 | 345 | H. Frame | 6.68 | 0 | 0 | 2156 ACSR | 0 | 0 | 0 | 0 | 0 | 0 | 0 | 0 | 0 | 0 | 0 | 0 | 0 | 0 | 0 | 0 | 0 | 0 | 0 | 0 | 0 | 0 | 0 | 12 | 1
NO |  | 115 | 2016 | 0 | 21 | 21 |  |  |  | 345 | 345 | Stl. Tower | 2.14 | 0 | 0 | 1033 ACSR | 0 | 0 | 0 | 0 | 0 | 0 | 0 | 0 | 0 | 0 | 0 | 0 | 0 | 0 | 0 | 0 | 0 | 0 | 0 | 0 | 0 | 0 | 0 | 12 | 1
NO |  | 115 | 2016 | 0 | 22 | 22 |  | Kintigh | Niagara (38) | 345 | 345 | Stl. Tower | 0.6 | 0 | 0 | 1192 ACSR | 0 | 0 | 0 | 0 | 0 | 0 | 0 | 0 | 0 | 0 | 0 | 0 | 0 | 0 | 0 | 0 | 0 | 0 | 0 | 0 | 0 | 0 | 0 | 12 | 1
NO |  | 115 | 2016 | 0 | 23 | 23 |  |  |  | 345 | 345 | H.Frame | 17.29 | 0 | 1 | 1192 ACSR | 0 | 0 | 0 | 0 | 0 | 0 | 0 | 0 | 0 | 0 | 0 | 0 | 0 | 0 | 0 | 0 | 0 | 0 | 0 | 0 | 0 | 0 | 0 | 12 | 1
NO |  | 115 | 2016 | 0 | 24 | 24 |  | Kintigh | Station 80 (39) | 345 | 345 | H.Frame | 17.08 | 0 | 1 | 1192 ACSR | 0 | 0 | 0 | 0 | 0 | 0 | 0 | 0 | 0 | 0 | 0 | 0 | 0 | 0 | 0 | 0 | 0 | 0 | 0 | 0 | 0 | 0 | 0 | 12 | 1
NO |  | 115 | 2016 | 0 | 25 | 25 |  |  |  | 345 | 345 | Stl. Tower | 0.62 | 0 | 0 | 1192 ACSR | 0 | 0 | 0 | 0 | 0 | 0 | 0 | 0 | 0 | 0 | 0 | 0 | 0 | 0 | 0 | 0 | 0 | 0 | 0 | 0 | 0 | 0 | 0 | 12 | 1
NO |  | 115 | 2016 | 0 | 26 | 26 |  |  | (46) | 345 | 345 | Stl. Tower | 2.73 | 0 | 1 | 1280 ACSR | 0 | 0 | 0 | 0 | 0 | 0 | 0 | 0 | 0 | 0 | 0 | 0 | 0 | 0 | 0 | 0 | 0 | 0 | 0 | 0 | 0 | 0 | 0 | 12 | 1
NO |  | 115 | 2016 | 0 | 27 | 27 |  |  | (L716) | 345 | 345 | Stl. Tower | 2.43 | 0 | 1 | 1280 ACSR | 0 | 0 | 0 | 0 | 0 | 0 | 0 | 0 | 0 | 0 | 0 | 0 | 0 | 0 | 0 | 0 | 0 | 0 | 0 | 0 | 0 | 0 | 0 | 12 | 1
NO |  | 115 | 2016 | 0 | 28 | 28 |  |  |  | 345 | 345 | H.Frame | 0.16 | 0 | 0 | 1280 ACSR | 0 | 0 | 0 | 0 | 0 | 0 | 0 | 0 | 0 | 0 | 0 | 0 | 0 | 0 | 0 | 0 | 0 | 0 | 0 | 0 | 0 | 0 | 0 | 12 | 1
NO |  | 115 | 2016 | 0 | 29 | 29 |  | Meyer | Canandaigua (60) | 230 | 230 | H.Frame | 12.89 | 0 | 1 | 1033 ACSR | 0 | 0 | 0 | 0 | 0 | 0 | 0 | 0 | 0 | 0 | 0 | 0 | 0 | 0 | 0 | 0 | 0 | 0 | 0 | 0 | 0 | 0 | 0 | 12 | 1
NO |  | 115 | 2016 | 0 | 30 | 30 |  | Niagara | Robinson Rd (64) | 230 | 230 | H. Frame | 17.46 | 0 | 1 | 1192 ACSR | 0 | 0 | 0 | 0 | 0 | 0 | 0 | 0 | 0 | 0 | 0 | 0 | 0 | 0 | 0 | 0 | 0 | 0 | 0 | 0 | 0 | 0 | 0 | 12 | 1
NO |  | 115 | 2016 | 0 | 31 | 31 |  |  |  | 230 | 230 | Stl. Tower | 0.5 | 0 | 0 | 1192 ACSR | 0 | 0 | 0 | 0 | 0 | 0 | 0 | 0 | 0 | 0 | 0 | 0 | 0 | 0 | 0 | 0 | 0 | 0 | 0 | 0 | 0 | 0 | 0 | 12 | 1
NO |  | 115 | 2016 | 0 | 32 | 32 |  | Robinson Road | Stolle Road (65) | 230 | 230 | H.Frame | 30.8 | 0 | 1 | 1192 ACSR | 0 | 0 | 0 | 0 | 0 | 0 | 0 | 0 | 0 | 0 | 0 | 0 | 0 | 0 | 0 | 0 | 0 | 0 | 0 | 0 | 0 | 0 | 0 | 12 | 1
NO |  | 115 | 2016 | 0 | 33 | 33 |  | Stolle Road | New Gardenville (66) | 230 | 230 | H. Frame | 3.04 | 0 | 1 | 1192 ACSR | 0 | 0 | 0 | 0 | 0 | 0 | 0 | 0 | 0 | 0 | 0 | 0 | 0 | 0 | 0 | 0 | 0 | 0 | 0 | 0 | 0 | 0 | 0 | 12 | 1
NO |  | 115 | 2016 | 0 | 34 | 34 |  |  |  | 230 | 230 | Stl. Tower | 9.4 | 0 | 1 | 1192 ACSR | 0 | 0 | 0 | 0 | 0 | 0 | 0 | 0 | 0 | 0 | 0 | 0 | 0 | 0 | 0 | 0 | 0 | 0 | 0 | 0 | 0 | 0 | 0 | 12 | 1
NO |  | 115 | 2016 | 0 | 35 | 35 |  | Stolle Road | High Sheldon (67) | 230 | 230 | H. Frame | 11.47 | 0 | 1 | 1033 ACSR | 0 | 0 | 0 | 0 | 0 | 0 | 0 | 0 | 0 | 0 | 0 | 0 | 0 | 0 | 0 | 0 | 0 | 0 | 0 | 0 | 0 | 0 | 0 | 12 | 1
NO |  | 115 | 2016 | 0 | 36 | 36 |  | TOTAL |  | 0 | 0 |  | 4513.58 | 0 | 385 |  | 44211505 | 474460619 | 518672124 | 0 | 0 | 0 | 0 | 0 | 0 | 0 | 0 | 0 | 0 | 0 | 0 | 0 | 0 | 0 | 0 | 0 | 0 | 0 | 0 | 12 | 1
NO |  | 115 | 2016 | 1 | 1 | 1 |  | Canandaigua | Stoney Ridge (68) | 230 | 230 | H. Frame | 50.93 | 0 | 1 | 1033 ACSR | 0 | 0 | 0 | 0 | 0 | 0 | 0 | 0 | 0 | 0 | 0 | 0 | 0 | 0 | 0 | 0 | 0 | 0 | 0 | 0 | 0 | 0 | 0 | 12 | 1
NO |  | 115 | 2016 | 1 | 2 | 2 |  | Watercure | Hillside (69) | 230 | 230 | H. Frame | 1.24 | 0 | 1 | 1033 ACSR | 0 | 0 | 0 | 0 | 0 | 0 | 0 | 0 | 0 | 0 | 0 | 0 | 0 | 0 | 0 | 0 | 0 | 0 | 0 | 0 | 0 | 0 | 0 | 12 | 1
NO |  | 115 | 2016 | 1 | 3 | 3 |  |  |  | 230 | 230 | Stl. Tower | 0.63 | 0 | 0 | 1192 ACSR | 0 | 0 | 0 | 0 | 0 | 0 | 0 | 0 | 0 | 0 | 0 | 0 | 0 | 0 | 0 | 0 | 0 | 0 | 0 | 0 | 0 | 0 | 0 | 12 | 1
NO |  | 115 | 2016 | 1 | 4 | 4 |  |  |  | 230 | 230 | Stl. Tower | 0.13 | 0 | 0 | 1033 ACSR | 0 | 0 | 0 | 0 | 0 | 0 | 0 | 0 | 0 | 0 | 0 | 0 | 0 | 0 | 0 | 0 | 0 | 0 | 0 | 0 | 0 | 0 | 0 | 12 | 1
NO |  | 115 | 2016 | 1 | 5 | 5 |  | Hillside | East Towanda (70) | 230 | 230 | H. Frame | 11.1 | 0 | 1 | 1033 ACSR | 0 | 0 | 0 | 0 | 0 | 0 | 0 | 0 | 0 | 0 | 0 | 0 | 0 | 0 | 0 | 0 | 0 | 0 | 0 | 0 | 0 | 0 | 0 | 12 | 1
NO |  | 115 | 2016 | 1 | 6 | 6 |  |  |  | 230 | 230 | Stl. Tower | 1 | 0 | 0 | 1192 ACSR | 0 | 0 | 0 | 0 | 0 | 0 | 0 | 0 | 0 | 0 | 0 | 0 | 0 | 0 | 0 | 0 | 0 | 0 | 0 | 0 | 0 | 0 | 0 | 12 | 1
NO |  | 115 | 2016 | 1 | 7 | 7 |  | Watercure | Oakdale (71) | 230 | 230 | H. Frame | 42.27 | 0 | 1 | 1192 ACSR | 0 | 0 | 0 | 0 | 0 | 0 | 0 | 0 | 0 | 0 | 0 | 0 | 0 | 0 | 0 | 0 | 0 | 0 | 0 | 0 | 0 | 0 | 0 | 12 | 1
NO |  | 115 | 2016 | 1 | 8 | 8 |  |  |  | 230 | 230 | Stl. Tower | 0.23 | 0 | 0 | 1192 ACSR | 0 | 0 | 0 | 0 | 0 | 0 | 0 | 0 | 0 | 0 | 0 | 0 | 0 | 0 | 0 | 0 | 0 | 0 | 0 | 0 | 0 | 0 | 0 | 12 | 1
NO |  | 115 | 2016 | 1 | 9 | 9 |  | Hillside | Stoney Ridge (72) | 230 | 230 | H. Frame | 0.14 | 0 | 1 | 1033 ACSR | 0 | 0 | 0 | 0 | 0 | 0 | 0 | 0 | 0 | 0 | 0 | 0 | 0 | 0 | 0 | 0 | 0 | 0 | 0 | 0 | 0 | 0 | 0 | 12 | 1
NO |  | 115 | 2016 | 1 | 10 | 10 |  |  |  | 230 | 230 | Stl. Tower | 0.2 | 0 | 0 | 1033 ACSR | 0 | 0 | 0 | 0 | 0 | 0 | 0 | 0 | 0 | 0 | 0 | 0 | 0 | 0 | 0 | 0 | 0 | 0 | 0 | 0 | 0 | 0 | 0 | 12 | 1
NO |  | 115 | 2016 | 1 | 11 | 11 |  | High Sheldon | Wethersfield (81) | 230 | 230 | Stl. Tower | 12.46 | 0 | 1 | 795 ACSR | 0 | 0 | 0 | 0 | 0 | 0 | 0 | 0 | 0 | 0 | 0 | 0 | 0 | 0 | 0 | 0 | 0 | 0 | 0 | 0 | 0 | 0 | 0 | 12 | 1
NO |  | 115 | 2016 | 1 | 12 | 12 |  | Meyer | Wethersfield (85/87) | 230 | 230 | H.Frame | 27.3 | 0 | 1 | 795 ACSR | 0 | 0 | 0 | 0 | 0 | 0 | 0 | 0 | 0 | 0 | 0 | 0 | 0 | 0 | 0 | 0 | 0 | 0 | 0 | 0 | 0 | 0 | 0 | 12 | 1
NO |  | 115 | 2016 | 1 | 13 | 13 |  |  |  | 230 | 230 | Stl. Tower | 1.9 | 0 | 0 | 795 ACSR | 0 | 0 | 0 | 0 | 0 | 0 | 0 | 0 | 0 | 0 | 0 | 0 | 0 | 0 | 0 | 0 | 0 | 0 | 0 | 0 | 0 | 0 | 0 | 12 | 1
NO |  | 115 | 2016 | 1 | 15 | 15 |  |  |  | 115 | 0 | Overhead | 1452 | 0 | 124 |  | 0 | 0 | 0 | 0 | 0 | 0 | 0 | 0 | 0 | 0 | 0 | 0 | 0 | 0 | 0 | 0 | 0 | 0 | 0 | 0 | 0 | 0 | 0 | 12 | 1
NO |  | 115 | 2016 | 1 | 16 | 16 |  |  |  | 0 | 0 | Underground | 3 | 0 | 1 |  | 0 | 0 | 0 | 0 | 0 | 0 | 0 | 0 | 0 | 0 | 0 | 0 | 0 | 0 | 0 | 0 | 0 | 0 | 0 | 0 | 0 | 0 | 0 | 12 | 1
NO |  | 115 | 2016 | 1 | 17 | 17 |  |  |  | 69 | 0 | Overhead | 12 | 0 | 2 |  | 0 | 0 | 0 | 0 | 0 | 0 | 0 | 0 | 0 | 0 | 0 | 0 | 0 | 0 | 0 | 0 | 0 | 0 | 0 | 0 | 0 | 0 | 0 | 12 | 1
NO |  | 115 | 2016 | 1 | 18 | 18 |  |  |  | 0 | 0 | Underground | 0 | 0 | 1 |  | 0 | 0 | 0 | 0 | 0 | 0 | 0 | 0 | 0 | 0 | 0 | 0 | 0 | 0 | 0 | 0 | 0 | 0 | 0 | 0 | 0 | 0 | 0 | 12 | 1
NO |  | 115 | 2016 | 1 | 19 | 19 |  |  |  | 46 | 0 | Overhead | 673.29 | 0 | 53 |  | 0 | 0 | 0 | 0 | 0 | 0 | 0 | 0 | 0 | 0 | 0 | 0 | 0 | 0 | 0 | 0 | 0 | 0 | 0 | 0 | 0 | 0 | 0 | 12 | 1
NO |  | 115 | 2016 | 1 | 20 | 20 |  |  |  | 0 | 0 | Underground | 0.52 | 0 | 1 |  | 0 | 0 | 0 | 0 | 0 | 0 | 0 | 0 | 0 | 0 | 0 | 0 | 0 | 0 | 0 | 0 | 0 | 0 | 0 | 0 | 0 | 0 | 0 | 12 | 1
NO |  | 115 | 2016 | 1 | 21 | 21 |  |  |  | 34.5 | 0 | Overhead | 1577 | 0 | 169 |  | 0 | 0 | 0 | 0 | 0 | 0 | 0 | 0 | 0 | 0 | 0 | 0 | 0 | 0 | 0 | 0 | 0 | 0 | 0 | 0 | 0 | 0 | 0 | 12 | 1
NO |  | 115 | 2016 | 1 | 22 | 22 |  |  |  | 0 | 0 | Underground | 6.87 | 0 | 11 |  | 0 | 0 | 0 | 0 | 0 | 0 | 0 | 0 | 0 | 0 | 0 | 0 | 0 | 0 | 0 | 0 | 0 | 0 | 0 | 0 | 0 | 0 | 0 | 12 | 1
NO |  | 115 | 2016 | 1 | 23 | 23 |  |  |  | 0 | 0 |  | 0 | 0 | 0 |  | 44211505 | 474460619 | 518672124 | 0 | 0 | 0 | 0 | 0 | 0 | 0 | 0 | 0 | 0 | 0 | 0 | 0 | 0 | 0 | 0 | 0 | 0 | 0 | 0 | 12 | 1
NO |  | 117 | 2016 | 0 | 1 | 1 |  | Homer City T6110 | Stolle 37 | 345 | 345 | Wood H Frames | 37.3 | 0 | 1 | 2-1192.5 ACSR | 1897017 | 11153202 | 13050219 | 0 | 0 | 0 | 0 | 0 | 0 | 0 | 0 | 0 | 0 | 0 | 0 | 0 | 0 | 0 | 0 | 0 | 0 | 0 | 0 | 12 | 1
NO |  | 117 | 2016 | 0 | 2 | 2 |  |  |  | 0 | 0 | Steel Towers | 0 | 0 | 0 |  | 0 | 0 | 0 | 0 | 0 | 0 | 0 | 0 | 0 | 0 | 0 | 0 | 0 | 0 | 0 | 0 | 0 | 0 | 0 | 0 | 0 | 0 | 0 | 12 | 1
NO |  | 117 | 2016 | 0 | 4 | 4 |  | Marcy T4130 | New Scotland 18 T390 | 345 | 345 | Steel Towers | 84.34 | 0 | 1 | 2-795 ACSR | 0 | 0 | 0 | 0 | 0 | 0 | 0 | 0 | 0 | 0 | 0 | 0 | 0 | 0 | 0 | 0 | 0 | 0 | 0 | 0 | 0 | 0 | 0 | 12 | 1
NO |  | 117 | 2016 | 0 | 5 | 5 |  | Edic T4070 | New Scotland 14 | 345 | 345 | Steel Towers | 83.24 | 0 | 1 | 2-795 ACSR | 3377678 | 50208005 | 53585683 | 0 | 0 | 0 | 0 | 0 | 0 | 0 | 0 | 0 | 0 | 0 | 0 | 0 | 0 | 0 | 0 | 0 | 0 | 0 | 0 | 12 | 1
NO |  | 117 | 2016 | 0 | 7 | 7 |  | Nine Mile Point T2350 | Clay 8 & 9 T373-374 | 345 | 345 | Wood H Frames | 26.5 | 0 | 1 | 2167 ACSR | 1220242 | 8602547 | 9822789 | 0 | 0 | 0 | 0 | 0 | 0 | 0 | 0 | 0 | 0 | 0 | 0 | 0 | 0 | 0 | 0 | 0 | 0 | 0 | 0 | 12 | 1
NO |  | 117 | 2016 | 0 | 8 | 8 |  |  |  | 0 | 0 | Steel Towers | 0 | 0 | 0 |  | 0 | 0 | 0 | 0 | 0 | 0 | 0 | 0 | 0 | 0 | 0 | 0 | 0 | 0 | 0 | 0 | 0 | 0 | 0 | 0 | 0 | 0 | 0 | 12 | 1
NO |  | 117 | 2016 | 0 | 10 | 10 |  | Clay T2060 | Dewitt 13 | 345 | 345 | Steel Towers | 15.07 | 0 | 1 | 2167 ACSR | 900555 | 4393859 | 5294414 | 0 | 0 | 0 | 0 | 0 | 0 | 0 | 0 | 0 | 0 | 0 | 0 | 0 | 0 | 0 | 0 | 0 | 0 | 0 | 0 | 12 | 1
NO |  | 117 | 2016 | 0 | 12 | 12 |  | Athens T5320 | Pleasant Valley #91 | 345 | 345 | Steel Towers | 39.02 | 0 | 0 |  | 0 | 0 | 0 | 0 | 0 | 0 | 0 | 0 | 0 | 0 | 0 | 0 | 0 | 0 | 0 | 0 | 0 | 0 | 0 | 0 | 0 | 0 | 0 | 12 | 1
NO |  | 117 | 2016 | 0 | 13 | 13 |  | Leeds T5330 | Pleasant Valley #92 | 345 | 345 | Steel Towers | 38.84 | 0 | 1 | 2-1351.5 ACSR | 0 | 154118 | 154118 | 0 | 0 | 0 | 0 | 0 | 0 | 0 | 0 | 0 | 0 | 0 | 0 | 0 | 0 | 0 | 0 | 0 | 0 | 0 | 0 | 12 | 1
NO |  | 117 | 2016 | 0 | 16 | 16 |  | Oswego T2420 | Lafayette 17 T391 | 345 | 345 | Wood H Frames | 47.55 | 0 | 1 | 2-1192.5 ACSR | 5625110 | 20595182 | 26220292 | 0 | 0 | 0 | 0 | 0 | 0 | 0 | 0 | 0 | 0 | 0 | 0 | 0 | 0 | 0 | 0 | 0 | 0 | 0 | 0 | 12 | 1
NO |  | 117 | 2016 | 0 | 17 | 17 |  |  |  | 0 | 0 | Steel Towers | 0 | 0 | 0 | 2-2500 CU | 0 | 0 | 0 | 0 | 0 | 0 | 0 | 0 | 0 | 0 | 0 | 0 | 0 | 0 | 0 | 0 | 0 | 0 | 0 | 0 | 0 | 0 | 0 | 12 | 1
NO |  | 117 | 2016 | 0 | 19 | 19 |  | Oswego T2470 | Volney 11 T392 | 345 | 345 | Wood H Frames | 13.4 | 0 | 1 | 2-1192.5 ACSR | 1743552 | 3798316 | 5541868 | 0 | 0 | 0 | 0 | 0 | 0 | 0 | 0 | 0 | 0 | 0 | 0 | 0 | 0 | 0 | 0 | 0 | 0 | 0 | 0 | 12 | 1
NO |  | 117 | 2016 | 0 | 20 | 20 |  |  |  | 0 | 0 | Steel Towers | 0 | 0 | 0 |  | 0 | 0 | 0 | 0 | 0 | 0 | 0 | 0 | 0 | 0 | 0 | 0 | 0 | 0 | 0 | 0 | 0 | 0 | 0 | 0 | 0 | 0 | 0 | 12 | 1
NO |  | 117 | 2016 | 0 | 22 | 22 |  | Oswego T2480 | Volney 12 T393 | 345 | 345 | Wood H Frames | 13.4 | 0 | 1 | 2-1192.5 ACSR | 0 | 4028181 | 4028181 | 0 | 0 | 0 | 0 | 0 | 0 | 0 | 0 | 0 | 0 | 0 | 0 | 0 | 0 | 0 | 0 | 0 | 0 | 0 | 0 | 12 | 1
NO |  | 117 | 2016 | 0 | 23 | 23 |  |  |  | 0 | 0 | Steel Towers | 0 | 0 | 0 |  | 0 | 0 | 0 | 0 | 0 | 0 | 0 | 0 | 0 | 0 | 0 | 0 | 0 | 0 | 0 | 0 | 0 | 0 | 0 | 0 | 0 | 0 | 0 | 12 | 1
NO |  | 117 | 2016 | 0 | 25 | 25 |  | Independence T5560 | Scriba 25 Clay 26 | 345 | 345 | Towers | 29.52 | 2.8 | 2 | 2-1192.5 ACSR | 0 | 28088916 | 28088916 | 0 | 0 | 0 | 0 | 0 | 0 | 0 | 0 | 0 | 0 | 0 | 0 | 0 | 0 | 0 | 0 | 0 | 0 | 0 | 0 | 12 | 1
NO |  | 117 | 2016 | 0 | 26 | 26 |  |  |  | 0 | 0 | Wood H Frames | 0 | 0 | 0 |  | 0 | 0 | 0 | 0 | 0 | 0 | 0 | 0 | 0 | 0 | 0 | 0 | 0 | 0 | 0 | 0 | 0 | 0 | 0 | 0 | 0 | 0 | 0 | 12 | 1
NO |  | 117 | 2016 | 0 | 28 | 28 |  | Volney T2720 | Clay 6 T-402 | 345 | 345 | Wood H Frames | 18.5 | 0 | 1 | 2167 ACSR | 0 | 887691 | 887691 | 0 | 0 | 0 | 0 | 0 | 0 | 0 | 0 | 0 | 0 | 0 | 0 | 0 | 0 | 0 | 0 | 0 | 0 | 0 | 0 | 12 | 1
NO |  | 117 | 2016 | 0 | 29 | 29 |  |  |  | 0 | 0 | Steel Towers | 0 | 0 | 0 |  | 0 | 0 | 0 | 0 | 0 | 0 | 0 | 0 | 0 | 0 | 0 | 0 | 0 | 0 | 0 | 0 | 0 | 0 | 0 | 0 | 0 | 0 | 0 | 12 | 1
NO |  | 117 | 2016 | 0 | 31 | 31 |  | Dewitt T2150 | Lafayette 3 | 345 | 345 | Wood H Frames | 8.49 | 0 | 1 | 2-1192.5 ACSR | 541168 | 4659547 | 5200715 | 0 | 0 | 0 | 0 | 0 | 0 | 0 | 0 | 0 | 0 | 0 | 0 | 0 | 0 | 0 | 0 | 0 | 0 | 0 | 0 | 12 | 1
NO |  | 117 | 2016 | 0 | 32 | 32 |  |  |  | 0 | 0 | Steel Towers | 0 | 0 | 0 |  | 0 | 0 | 0 | 0 | 0 | 0 | 0 | 0 | 0 | 0 | 0 | 0 | 0 | 0 | 0 | 0 | 0 | 0 | 0 | 0 | 0 | 0 | 0 | 12 | 1
NO |  | 117 | 2016 | 0 | 34 | 34 |  | Lafayette T6470 | Oakdale 4 | 345 | 345 | Wood H Frames | 38.64 | 0 | 1 | 2-1192.5 ACSR | 523794 | 27275543 | 27799337 | 0 | 0 | 0 | 0 | 0 | 0 | 0 | 0 | 0 | 0 | 0 | 0 | 0 | 0 | 0 | 0 | 0 | 0 | 0 | 0 | 12 | 1
NO |  | 117 | 2016 | 0 | 35 | 35 |  |  |  | 0 | 0 | Steel Towers | 0 | 0 | 0 |  | 0 | 0 | 0 | 0 | 0 | 0 | 0 | 0 | 0 | 0 | 0 | 0 | 0 | 0 | 0 | 0 | 0 | 0 | 0 | 0 | 0 | 0 | 0 | 12 | 1
NO |  | 117 | 2016 | 0 | 36 | 36 |  | TOTAL |  | 0 | 0 |  | 10582.11 | 361.39 | 47 |  | 89279221 | 1362030353 | 1451309574 | 0 | 0 | 0 | 0 | 0 | 0 | 0 | 0 | 0 | 0 | 0 | 0 | 0 | 0 | 0 | 0 | 0 | 0 | 0 | 0 | 12 | 1
NO |  | 117 | 2016 | 1 | 2 | 2 |  | Volney T4280 | Marcy 19 | 345 | 345 | Wood H Frames | 65.3 | 0 | 1 | 4-1351.5 ACSR | 2640639 | 84286 | 2724925 | 0 | 0 | 0 | 0 | 0 | 0 | 0 | 0 | 0 | 0 | 0 | 0 | 0 | 0 | 0 | 0 | 0 | 0 | 0 | 0 | 12 | 1
NO |  | 117 | 2016 | 1 | 3 | 3 |  |  |  | 0 | 0 | Steel Towers | 0 | 0 | 0 | 2-1192.5 ACSR | 0 | 0 | 0 | 0 | 0 | 0 | 0 | 0 | 0 | 0 | 0 | 0 | 0 | 0 | 0 | 0 | 0 | 0 | 0 | 0 | 0 | 0 | 0 | 12 | 1
NO |  | 117 | 2016 | 1 | 5 | 5 |  | Scriba T2550 | Volney #21 | 345 | 345 | WoodPoles | 8.9 | 0 | 0 |  | 0 | 0 | 0 | 0 | 0 | 0 | 0 | 0 | 0 | 0 | 0 | 0 | 0 | 0 | 0 | 0 | 0 | 0 | 0 | 0 | 0 | 0 | 0 | 12 | 1
NO |  | 117 | 2016 | 1 | 6 | 6 |  | Scriba T2540 | Volney 20 | 345 | 345 | Wood Poles | 8.81 | 8.8 | 2 | 2-1192.5 ACSR | 208643 | 3891586 | 4100229 | 0 | 0 | 0 | 0 | 0 | 0 | 0 | 0 | 0 | 0 | 0 | 0 | 0 | 0 | 0 | 0 | 0 | 0 | 0 | 0 | 12 | 1
NO |  | 117 | 2016 | 1 | 7 | 7 |  |  |  | 0 | 0 |  | 0 | 0 | 0 | 2167 ACSR | 0 | 0 | 0 | 0 | 0 | 0 | 0 | 0 | 0 | 0 | 0 | 0 | 0 | 0 | 0 | 0 | 0 | 0 | 0 | 0 | 0 | 0 | 0 | 12 | 1
NO |  | 117 | 2016 | 1 | 9 | 9 |  | Nine Mile Point T2370 | Scriba 9 | 345 | 345 | Wood Poles | 0.4 | 0 | 1 | 2-1192.5 ACSR | 0 | 442025 | 442025 | 0 | 0 | 0 | 0 | 0 | 0 | 0 | 0 | 0 | 0 | 0 | 0 | 0 | 0 | 0 | 0 | 0 | 0 | 0 | 0 | 12 | 1
NO |  | 117 | 2016 | 1 | 10 | 10 |  |  |  | 0 | 0 | Steel Towers | 0 | 0 | 0 | 2167 ACSR | 0 | 0 | 0 | 0 | 0 | 0 | 0 | 0 | 0 | 0 | 0 | 0 | 0 | 0 | 0 | 0 | 0 | 0 | 0 | 0 | 0 | 0 | 0 | 12 | 1
NO |  | 117 | 2016 | 1 | 12 | 12 |  | New Scotland T5450 | Alps 2 | 345 | 345 | Steel H Frame | 30.81 | 0 | 1 | 2-1192.5 ACSR | 2587038 | 16609222 | 19196260 | 0 | 0 | 0 | 0 | 0 | 0 | 0 | 0 | 0 | 0 | 0 | 0 | 0 | 0 | 0 | 0 | 0 | 0 | 0 | 0 | 12 | 1
NO |  | 117 | 2016 | 1 | 13 | 13 |  |  |  | 0 | 0 |  | 0 | 0 | 0 | 3-1590 ACSR | 0 | 0 | 0 | 0 | 0 | 0 | 0 | 0 | 0 | 0 | 0 | 0 | 0 | 0 | 0 | 0 | 0 | 0 | 0 | 0 | 0 | 0 | 0 | 12 | 1
NO |  | 117 | 2016 | 1 | 15 | 15 |  | Reynolds Road T5560 | Alps 1 | 345 | 345 | Wood Poles | 11.12 | 0 | 1 | 2-1192.5 ACSR | 608370 | 4648858 | 5257228 | 0 | 0 | 0 | 0 | 0 | 0 | 0 | 0 | 0 | 0 | 0 | 0 | 0 | 0 | 0 | 0 | 0 | 0 | 0 | 0 | 12 | 1
NO |  | 117 | 2016 | 1 | 16 | 16 |  |  |  | 0 | 0 | Wood H Frames | 0 | 0 | 0 |  | 0 | 0 | 0 | 0 | 0 | 0 | 0 | 0 | 0 | 0 | 0 | 0 | 0 | 0 | 0 | 0 | 0 | 0 | 0 | 0 | 0 | 0 | 0 | 12 | 1
NO |  | 117 | 2016 | 1 | 17 | 17 |  |  |  | 0 | 0 | Steel Towers | 0 | 0 | 0 |  | 0 | 0 | 0 | 0 | 0 | 0 | 0 | 0 | 0 | 0 | 0 | 0 | 0 | 0 | 0 | 0 | 0 | 0 | 0 | 0 | 0 | 0 | 0 | 12 | 1
NO |  | 117 | 2016 | 1 | 19 | 19 |  | Leeds T5310 | Hurley Ave 301 Roseton | 345 | 345 | Steel Towers | 0.06 | 0 | 1 | 2-1033.5 ACSR | 0 | 59438 | 59438 | 0 | 0 | 0 | 0 | 0 | 0 | 0 | 0 | 0 | 0 | 0 | 0 | 0 | 0 | 0 | 0 | 0 | 0 | 0 | 0 | 12 | 1
NO |  | 117 | 2016 | 1 | 21 | 21 |  | New Scotland T5480 | Leeds 93-94 | 345 | 345 | Steel Towers | 51.6 | 0 | 2 | 2-795 ACSR | 2018970 | 12714760 | 14733730 | 0 | 0 | 0 | 0 | 0 | 0 | 0 | 0 | 0 | 0 | 0 | 0 | 0 | 0 | 0 | 0 | 0 | 0 | 0 | 0 | 12 | 1
NO |  | 117 | 2016 | 1 | 22 | 22 |  | T5490 |  | 0 | 0 |  | 0 | 0 | 0 |  | 0 | 0 | 0 | 0 | 0 | 0 | 0 | 0 | 0 | 0 | 0 | 0 | 0 | 0 | 0 | 0 | 0 | 0 | 0 | 0 | 0 | 0 | 0 | 12 | 1
NO |  | 117 | 2016 | 1 | 23 | 23 |  | Reynolds T6420 ,T6480 | Empire #5 | 345 | 345 | Steel Towers | 8.1 | 0 | 1 | 2-1192.5 ACSR | 0 | 0 | 0 | 0 | 0 | 0 | 0 | 0 | 0 | 0 | 0 | 0 | 0 | 0 | 0 | 0 | 0 | 0 | 0 | 0 | 0 | 0 | 0 | 12 | 1
NO |  | 117 | 2016 | 1 | 25 | 25 |  | Alps T5030 | Berkshire #393 | 345 | 345 | Steel Towers | 8.77 | 0 | 1 | 2-1192.5 ACSR | 3571519 | 21258080 | 24829599 | 0 | 0 | 0 | 0 | 0 | 0 | 0 | 0 | 0 | 0 | 0 | 0 | 0 | 0 | 0 | 0 | 0 | 0 | 0 | 0 | 12 | 1
NO |  | 117 | 2016 | 1 | 26 | 26 |  | Independence T2760 | Scriba #25 | 345 | 345 | Steel Towers | 2.8 | 0 | 1 | 2-1192.5 ACSR | 28088916 | 0 | 28088916 | 0 | 0 | 0 | 0 | 0 | 0 | 0 | 0 | 0 | 0 | 0 | 0 | 0 | 0 | 0 | 0 | 0 | 0 | 0 | 0 | 12 | 1
NO |  | 117 | 2016 | 1 | 28 | 28 |  | Leeds T6160 | Athens #95 | 345 | 345 | Steel Towers | 0.5 | 0 | 1 | 2-795 ACSR | 0 | 0 | 0 | 0 | 0 | 0 | 0 | 0 | 0 | 0 | 0 | 0 | 0 | 0 | 0 | 0 | 0 | 0 | 0 | 0 | 0 | 0 | 0 | 12 | 1
NO |  | 117 | 2016 | 1 | 30 | 30 |  | Dunkirk - T1110 | South Ripley 68 | 230 | 230 | Wood Poles | 31.38 | 0 | 1 | 1192.5 ACSR | 587933 | 2109106 | 2697039 | 0 | 0 | 0 | 0 | 0 | 0 | 0 | 0 | 0 | 0 | 0 | 0 | 0 | 0 | 0 | 0 | 0 | 0 | 0 | 0 | 12 | 1
NO |  | 117 | 2016 | 1 | 31 | 31 |  | South Ripley T1180 | Erie 69 | 0 | 0 | Wood H Frames | 4.7 | 0 | 1 | 1192.5 ACSR | 0 | 0 | 0 | 0 | 0 | 0 | 0 | 0 | 0 | 0 | 0 | 0 | 0 | 0 | 0 | 0 | 0 | 0 | 0 | 0 | 0 | 0 | 0 | 12 | 1
NO |  | 117 | 2016 | 1 | 34 | 34 |  | Beck- Packard #76 T1070 | T107 Erie | 230 | 230 | Steel Towers | 4.55 | 0 | 0 |  | 26139 | 490510 | 516649 | 0 | 0 | 0 | 0 | 0 | 0 | 0 | 0 | 0 | 0 | 0 | 0 | 0 | 0 | 0 | 0 | 0 | 0 | 0 | 0 | 12 | 1
NO |  | 117 | 2016 | 1 | 35 | 35 |  |  |  | 0 | 0 | Wood H frames | 0 | 0 | 0 |  | 0 | 0 | 0 | 0 | 0 | 0 | 0 | 0 | 0 | 0 | 0 | 0 | 0 | 0 | 0 | 0 | 0 | 0 | 0 | 0 | 0 | 0 | 0 | 12 | 1
NO |  | 117 | 2016 | 2 | 1 | 1 |  | Elm St. Buffalo , NY T1140 | Gardenville NY | 230 | 230 | Underground | 6.2 | 0 | 1 |  | 51513 | 91992 | 143505 | 0 | 0 | 0 | 0 | 0 | 0 | 0 | 0 | 0 | 0 | 0 | 0 | 0 | 0 | 0 | 0 | 0 | 0 | 0 | 0 | 12 | 1
NO |  | 117 | 2016 | 2 | 2 | 2 |  | #71 |  | 0 | 0 |  | 0 | 0 | 0 |  | 0 | 0 | 0 | 0 | 0 | 0 | 0 | 0 | 0 | 0 | 0 | 0 | 0 | 0 | 0 | 0 | 0 | 0 | 0 | 0 | 0 | 0 | 0 | 12 | 1
NO |  | 117 | 2016 | 2 | 3 | 3 |  | Elm St. Buffalo, NY T1150 | Gardenville, NY | 230 | 230 | Underground | 6.1 | 0 | 1 |  | 0 | 91992 | 91992 | 0 | 0 | 0 | 0 | 0 | 0 | 0 | 0 | 0 | 0 | 0 | 0 | 0 | 0 | 0 | 0 | 0 | 0 | 0 | 0 | 12 | 1
NO |  | 117 | 2016 | 2 | 4 | 4 |  | #72 |  | 0 | 0 |  | 0 | 0 | 0 |  | 0 | 0 | 0 | 0 | 0 | 0 | 0 | 0 | 0 | 0 | 0 | 0 | 0 | 0 | 0 | 0 | 0 | 0 | 0 | 0 | 0 | 0 | 0 | 12 | 1
NO |  | 117 | 2016 | 2 | 6 | 6 |  | Gardenville T1240 | Dunkirk 73 | 230 | 230 | Wood Poles | 47.22 | 0 | 1 | 1192.5 ACSR | 3628032 | 6930032 | 10558064 | 0 | 0 | 0 | 0 | 0 | 0 | 0 | 0 | 0 | 0 | 0 | 0 | 0 | 0 | 0 | 0 | 0 | 0 | 0 | 0 | 12 | 1
NO |  | 117 | 2016 | 2 | 7 | 7 |  | Gardenville T1250 | Dunkirk 74 | 0 | 0 | Wood H Frames | 0 | 47.22 | 1 |  | 0 | 0 | 0 | 0 | 0 | 0 | 0 | 0 | 0 | 0 | 0 | 0 | 0 | 0 | 0 | 0 | 0 | 0 | 0 | 0 | 0 | 0 | 0 | 12 | 1
NO |  | 117 | 2016 | 2 | 8 | 8 |  |  |  | 0 | 0 | Steel Towers | 0 | 0 | 0 |  | 0 | 0 | 0 | 0 | 0 | 0 | 0 | 0 | 0 | 0 | 0 | 0 | 0 | 0 | 0 | 0 | 0 | 0 | 0 | 0 | 0 | 0 | 0 | 12 | 1
NO |  | 117 | 2016 | 2 | 10 | 10 |  | Packard 61 T1710 | Packard 61 | 230 | 230 | Steel Towers | 3.42 | 0 | 1 | 1431 ACSR | 68648 | 574375 | 643023 | 0 | 0 | 0 | 0 | 0 | 0 | 0 | 0 | 0 | 0 | 0 | 0 | 0 | 0 | 0 | 0 | 0 | 0 | 0 | 0 | 12 | 1
NO |  | 117 | 2016 | 2 | 11 | 11 |  |  |  | 0 | 0 | Wood H Frames | 0 | 0 | 0 |  | 0 | 0 | 0 | 0 | 0 | 0 | 0 | 0 | 0 | 0 | 0 | 0 | 0 | 0 | 0 | 0 | 0 | 0 | 0 | 0 | 0 | 0 | 0 | 12 | 1
NO |  | 117 | 2016 | 2 | 12 | 12 |  | Packard 62 T1720 | Packard 62 | 230 | 230 | Steel Towers | 3.47 | 0 | 1 | 1431 ACSR | 0 | 347181 | 347181 | 0 | 0 | 0 | 0 | 0 | 0 | 0 | 0 | 0 | 0 | 0 | 0 | 0 | 0 | 0 | 0 | 0 | 0 | 0 | 0 | 12 | 1
NO |  | 117 | 2016 | 2 | 13 | 13 |  |  |  | 0 | 0 | Wood H Fs | 0 | 0 | 0 |  | 0 | 0 | 0 | 0 | 0 | 0 | 0 | 0 | 0 | 0 | 0 | 0 | 0 | 0 | 0 | 0 | 0 | 0 | 0 | 0 | 0 | 0 | 0 | 12 | 1
NO |  | 117 | 2016 | 2 | 14 | 14 |  | Packard T1790 | Huntley 77 | 230 | 230 | Steel Towers | 12.14 | 12.1 | 2 | 1192.5 ACSR | 1239863 | 4411847 | 5651710 | 0 | 0 | 0 | 0 | 0 | 0 | 0 | 0 | 0 | 0 | 0 | 0 | 0 | 0 | 0 | 0 | 0 | 0 | 0 | 0 | 12 | 1
NO |  | 117 | 2016 | 2 | 15 | 15 |  | Packard T1800 | Huntley 78 | 0 | 0 |  | 0 | 0 | 0 | 1158.4 ACSR | 0 | 0 | 0 | 0 | 0 | 0 | 0 | 0 | 0 | 0 | 0 | 0 | 0 | 0 | 0 | 0 | 0 | 0 | 0 | 0 | 0 | 0 | 0 | 12 | 1
NO |  | 117 | 2016 | 2 | 16 | 16 |  |  |  | 0 | 0 |  | 0 | 0 | 0 | 1192.5 ACSR | 0 | 0 | 0 | 0 | 0 | 0 | 0 | 0 | 0 | 0 | 0 | 0 | 0 | 0 | 0 | 0 | 0 | 0 | 0 | 0 | 0 | 0 | 0 | 12 | 1
NO |  | 117 | 2016 | 2 | 18 | 18 |  | Edic T4090 | Porter 17 T304 | 230 | 230 | Wood Poles | 0.42 | 0 | 1 | 2-795 ACSR | 0 | 114101 | 114101 | 0 | 0 | 0 | 0 | 0 | 0 | 0 | 0 | 0 | 0 | 0 | 0 | 0 | 0 | 0 | 0 | 0 | 0 | 0 | 0 | 12 | 1
NO |  | 117 | 2016 | 2 | 19 | 19 |  |  |  | 0 | 0 | Wood H Frames | 0 | 0 | 0 | 2167 ACSR | 0 | 0 | 0 | 0 | 0 | 0 | 0 | 0 | 0 | 0 | 0 | 0 | 0 | 0 | 0 | 0 | 0 | 0 | 0 | 0 | 0 | 0 | 0 | 12 | 1
NO |  | 117 | 2016 | 2 | 20 | 20 |  |  |  | 0 | 0 | Steel Towers | 0 | 0 | 0 |  | 0 | 0 | 0 | 0 | 0 | 0 | 0 | 0 | 0 | 0 | 0 | 0 | 0 | 0 | 0 | 0 | 0 | 0 | 0 | 0 | 0 | 0 | 0 | 12 | 1
NO |  | 117 | 2016 | 2 | 22 | 22 |  | Adirondack T6340 | Chases Lake 13 T328 | 230 | 230 | Wood H Frames | 11.1 | 0 | 1 | 795 ACSR | 523366 | 4235031 | 4758397 | 0 | 0 | 0 | 0 | 0 | 0 | 0 | 0 | 0 | 0 | 0 | 0 | 0 | 0 | 0 | 0 | 0 | 0 | 0 | 0 | 12 | 1
NO |  | 117 | 2016 | 2 | 23 | 23 |  | Chases Lake T6350 | Porter 11 | 0 | 0 | Steel Towers | 43.3 | 0 | 1 | 795 ACSR | 0 | 0 | 0 | 0 | 0 | 0 | 0 | 0 | 0 | 0 | 0 | 0 | 0 | 0 | 0 | 0 | 0 | 0 | 0 | 0 | 0 | 0 | 0 | 12 | 1
NO |  | 117 | 2016 | 2 | 25 | 25 |  | Adirondack T4010 | Porter 12 T329 | 230 | 230 | Wood H Frames | 0 | 54.5 | 1 | 795 ACSR | 0 | 3927780 | 3927780 | 0 | 0 | 0 | 0 | 0 | 0 | 0 | 0 | 0 | 0 | 0 | 0 | 0 | 0 | 0 | 0 | 0 | 0 | 0 | 0 | 12 | 1
NO |  | 117 | 2016 | 2 | 26 | 26 |  |  |  | 0 | 0 | Steel Towers | 0 | 0 | 0 |  | 0 | 0 | 0 | 0 | 0 | 0 | 0 | 0 | 0 | 0 | 0 | 0 | 0 | 0 | 0 | 0 | 0 | 0 | 0 | 0 | 0 | 0 | 0 | 12 | 1
NO |  | 117 | 2016 | 2 | 28 | 28 |  | Porter T4200 | Rotterdam 30 T 333 | 230 | 230 | Wood H Frames | 71.53 | 0 | 1 | 795 ACSR | 788373 | 6081185 | 6869558 | 0 | 0 | 0 | 0 | 0 | 0 | 0 | 0 | 0 | 0 | 0 | 0 | 0 | 0 | 0 | 0 | 0 | 0 | 0 | 0 | 12 | 1
NO |  | 117 | 2016 | 2 | 29 | 29 |  |  |  | 0 | 0 | Steel Towers | 0 | 0 | 0 | 795 ACSR | 0 | 0 | 0 | 0 | 0 | 0 | 0 | 0 | 0 | 0 | 0 | 0 | 0 | 0 | 0 | 0 | 0 | 0 | 0 | 0 | 0 | 0 | 0 | 12 | 1
NO |  | 117 | 2016 | 2 | 31 | 31 |  | Porter T4210 | Rotterdam 31 T366 | 230 | 230 | Wood H Frames | 71.16 | 0 | 1 | 795 ACSR | 178309 | 10194089 | 10372398 | 0 | 0 | 0 | 0 | 0 | 0 | 0 | 0 | 0 | 0 | 0 | 0 | 0 | 0 | 0 | 0 | 0 | 0 | 0 | 0 | 12 | 1
NO |  | 117 | 2016 | 2 | 32 | 32 |  |  |  | 0 | 0 | Wood Poles | 0 | 0 | 0 |  | 0 | 0 | 0 | 0 | 0 | 0 | 0 | 0 | 0 | 0 | 0 | 0 | 0 | 0 | 0 | 0 | 0 | 0 | 0 | 0 | 0 | 0 | 0 | 12 | 1
NO |  | 117 | 2016 | 2 | 34 | 34 |  | Rotterdam T5630 | Bear Swamp E205 | 230 | 230 | Wood H Frames | 43.78 | 0 | 1 | 795 ACSR | 1048577 | 19440573 | 20489150 | 0 | 0 | 0 | 0 | 0 | 0 | 0 | 0 | 0 | 0 | 0 | 0 | 0 | 0 | 0 | 0 | 0 | 0 | 0 | 0 | 12 | 1
NO |  | 117 | 2016 | 2 | 35 | 35 |  |  |  | 0 | 0 | Steel Towers | 0 | 0 | 0 | 1033.5 ACSR | 0 | 0 | 0 | 0 | 0 | 0 | 0 | 0 | 0 | 0 | 0 | 0 | 0 | 0 | 0 | 0 | 0 | 0 | 0 | 0 | 0 | 0 | 0 | 12 | 1
NO |  | 117 | 2016 | 3 | 2 | 2 |  | Beck T1070 | Packard 76 | 230 | 230 | Wood H Frames | 4.55 | 0 | 1 | 1158.4 ACSR | 26140 | 490510 | 516650 | 0 | 0 | 0 | 0 | 0 | 0 | 0 | 0 | 0 | 0 | 0 | 0 | 0 | 0 | 0 | 0 | 0 | 0 | 0 | 0 | 12 | 1
NO |  | 117 | 2016 | 3 | 3 | 3 |  |  |  | 0 | 0 | Steel Towers | 0 | 0 | 0 | 1192.5 ACSR | 0 | 0 | 0 | 0 | 0 | 0 | 0 | 0 | 0 | 0 | 0 | 0 | 0 | 0 | 0 | 0 | 0 | 0 | 0 | 0 | 0 | 0 | 0 | 12 | 1
NO |  | 117 | 2016 | 3 | 5 | 5 |  | Huntley T1400 | Gardenville 79 | 230 | 230 | Wood H Frames | 20.63 | 0 | 1 | 1192.5 ACSR | 0 | 0 | 0 | 0 | 0 | 0 | 0 | 0 | 0 | 0 | 0 | 0 | 0 | 0 | 0 | 0 | 0 | 0 | 0 | 0 | 0 | 0 | 0 | 12 | 1
NO |  | 117 | 2016 | 3 | 6 | 6 |  |  |  | 0 | 0 | Steel Towers | 0 | 0 | 0 | 795 ACSR | 1053701 | 9017164 | 10070865 | 0 | 0 | 0 | 0 | 0 | 0 | 0 | 0 | 0 | 0 | 0 | 0 | 0 | 0 | 0 | 0 | 0 | 0 | 0 | 0 | 12 | 1
NO |  | 117 | 2016 | 3 | 7 | 7 |  | Huntley T1410 | Gardenville 80 | 230 | 230 | Wood H Frames | 20.63 | 0 | 1 | 1192.5 ACSR | 0 | 0 | 0 | 0 | 0 | 0 | 0 | 0 | 0 | 0 | 0 | 0 | 0 | 0 | 0 | 0 | 0 | 0 | 0 | 0 | 0 | 0 | 0 | 12 | 1
NO |  | 117 | 2016 | 3 | 8 | 8 |  |  |  | 0 | 0 | Steel Towers | 0 | 0 | 0 | 795 ACSR | 0 | 0 | 0 | 0 | 0 | 0 | 0 | 0 | 0 | 0 | 0 | 0 | 0 | 0 | 0 | 0 | 0 | 0 | 0 | 0 | 0 | 0 | 0 | 12 | 1
NO |  | 117 | 2016 | 3 | 10 | 10 |  | Huntley T1370 | Elm Street #70 | 230 | 230 | Steel Towers | 7.9 | 0 | 0 | 1192.5 ACSR | 0 | 0 | 0 | 0 | 0 | 0 | 0 | 0 | 0 | 0 | 0 | 0 | 0 | 0 | 0 | 0 | 0 | 0 | 0 | 0 | 0 | 0 | 0 | 12 | 1
NO |  | 117 | 2016 | 3 | 11 | 11 |  |  |  | 0 | 0 | Wood H Frames | 0 | 0 | 0 | 795 ACSR | 0 | 0 | 0 | 0 | 0 | 0 | 0 | 0 | 0 | 0 | 0 | 0 | 0 | 0 | 0 | 0 | 0 | 0 | 0 | 0 | 0 | 0 | 0 | 12 | 1
SI/NO | A | 117 | 2016 | 3 | 20 | 20 |  | Lines Operated at 115kV |  | 0 | 0 | Wood H Frames | 17.99 | 0 | 0 |  | 17968091 | 494911100 | 512879191 | 0 | 0 | 0 | 12775434.0117 | 0 | 0 | 0 | 0 | 0 | 0 | 0 | 0 | 0 | 0 | 0 | 0 | 0 | 0 | 0 | 0 | 12 | 1
SI/NO | A | 117 | 2016 | 3 | 21 | 21 |  |  |  | 0 | 0 | Wood Poles | 8.43 | 0 | 0 |  | 19593 | 149364797 | 149384390 | 0 | 0 | 0 | 3721052.5409 | 0 | 0 | 0 | 0 | 0 | 0 | 0 | 0 | 0 | 0 | 0 | 0 | 0 | 0 | 0 | 0 | 12 | 1
SI/NO | A | 117 | 2016 | 3 | 22 | 22 |  |  |  | 0 | 0 | Steel Towers | 4755.28 | 121.43 | 0 |  | 0 | 0 | 0 | 0 | 0 | 0 | 0 | 0 | 0 | 0 | 0 | 0 | 0 | 0 | 0 | 0 | 0 | 0 | 0 | 0 | 0 | 0 | 0 | 12 | 1
SI/NO | S | 117 | 2016 | 3 | 23 | 23 |  |  |  | 0 | 0 | Underground | 18.3 | 0 | 0 |  | 0 | 166018245 | 166018245 | 0 | 0 | 0 | 4135389.3294 | 0 | 0 | 0 | 0 | 0 | 0 | 0 | 0 | 0 | 0 | 0 | 0 | 0 | 0 | 0 | 0 | 12 | 1
SI/NO | A | 117 | 2016 | 3 | 25 | 25 |  | Lines Operated at 69kV |  | 0 | 0 | Steel Poles | 265.26 | 24.19 | 0 |  | 2294539 | 26032111 | 28326650 | 0 | 0 | 0 | 705595.4973 | 0 | 0 | 0 | 0 | 0 | 0 | 0 | 0 | 0 | 0 | 0 | 0 | 0 | 0 | 0 | 0 | 12 | 1
SI/NO | A | 117 | 2016 | 3 | 26 | 26 |  | Lines Operated at 46kV |  | 0 | 0 | Wood Poles | 317.32 | 0.41 | 0 |  | 1050637 | 42365728 | 43416365 | 0 | 0 | 0 | 1081468.9225 | 0 | 0 | 0 | 0 | 0 | 0 | 0 | 0 | 0 | 0 | 0 | 0 | 0 | 0 | 0 | 0 | 12 | 1
SI/NO | A | 117 | 2016 | 3 | 27 | 27 |  | Lines Operated at 34.5kV |  | 0 | 0 | Wood H Frames | 3508.52 | 81.04 | 0 |  | 1188511 | 163389509 | 164578020 | 0 | 0 | 0 | 4099514.4104 | 0 | 0 | 0 | 0 | 0 | 0 | 0 | 0 | 0 | 0 | 0 | 0 | 0 | 0 | 0 | 0 | 12 | 1
SI/NO | A | 117 | 2016 | 3 | 28 | 28 |  | Lines Operated at 23kV |  | 0 | 0 | Wood Poles | 473.4 | 7.94 | 0 |  | 1157039 | 26048835 | 27205874 | 0 | 0 | 0 | 677677.8121 | 0 | 0 | 0 | 0 | 0 | 0 | 0 | 0 | 0 | 0 | 0 | 0 | 0 | 0 | 0 | 0 | 12 | 1
NO |  | 117 | 2016 | 3 | 29 | 29 |  | Lines Operated at <23kV |  | 0 | 0 | Wood Poles | 112.45 | 0.96 | 0 |  | 827006 | 1799198 | 2626204 | 0 | 0 | 0 | 0 | 0 | 0 | 0 | 0 | 0 | 0 | 0 | 0 | 0 | 0 | 0 | 0 | 0 | 0 | 0 | 0 | 12 | 1
NO |  | 119 | 2016 | 0 | 1 | 1 |  | Dumont (AEP) | Stillwell Sub. | 345 | 345 | steel tower | 2.86 | 0 | 1 | 900MCM ACSR | 0 | 0 | 0 | 0 | 0 | 0 | 0 | 0 | 0 | 0 | 0 | 0 | 0 | 0 | 0 | 0 | 0 | 0 | 0 | 0 | 0 | 0 | 0 | 12 | 1
NO |  | 119 | 2016 | 0 | 2 | 2 |  | Dune Acres Sub. | Babcock Sub. | 345 | 345 | steel tower | 7.71 | 0 | 1 | 2156MCM ACSR | 0 | 0 | 0 | 0 | 0 | 0 | 0 | 0 | 0 | 0 | 0 | 0 | 0 | 0 | 0 | 0 | 0 | 0 | 0 | 0 | 0 | 0 | 0 | 12 | 1
NO |  | 119 | 2016 | 0 | 3 | 3 |  | Babcock Sub. | Lake George Sub. | 345 | 345 | steel tower | 11.74 | 0 | 1 | 2156MCM ACSR | 0 | 0 | 0 | 0 | 0 | 0 | 0 | 0 | 0 | 0 | 0 | 0 | 0 | 0 | 0 | 0 | 0 | 0 | 0 | 0 | 0 | 0 | 0 | 12 | 1
NO |  | 119 | 2016 | 0 | 4 | 4 |  | Munster Sub. | Burnham (CECO) | 345 | 345 | steel pole | 0.47 | 0 | 1 | 2156MCM ACSR | 0 | 0 | 0 | 0 | 0 | 0 | 0 | 0 | 0 | 0 | 0 | 0 | 0 | 0 | 0 | 0 | 0 | 0 | 0 | 0 | 0 | 0 | 0 | 12 | 1
NO |  | 119 | 2016 | 0 | 5 | 5 |  |  |  | 0 | 0 | steel tower | 0.15 | 0 | 0 |  | 0 | 0 | 0 | 0 | 0 | 0 | 0 | 0 | 0 | 0 | 0 | 0 | 0 | 0 | 0 | 0 | 0 | 0 | 0 | 0 | 0 | 0 | 0 | 12 | 1
NO |  | 119 | 2016 | 0 | 6 | 6 |  | Michigan City Gen. Station | Babcock Sub. | 345 | 345 | steel pole | 1.23 | 0 | 1 | 2156MCM ACSR | 0 | 0 | 0 | 0 | 0 | 0 | 0 | 0 | 0 | 0 | 0 | 0 | 0 | 0 | 0 | 0 | 0 | 0 | 0 | 0 | 0 | 0 | 0 | 12 | 1
NO |  | 119 | 2016 | 0 | 7 | 7 |  |  |  | 0 | 0 | steel tower | 18.13 | 0 | 0 |  | 0 | 0 | 0 | 0 | 0 | 0 | 0 | 0 | 0 | 0 | 0 | 0 | 0 | 0 | 0 | 0 | 0 | 0 | 0 | 0 | 0 | 0 | 0 | 12 | 1
NO |  | 119 | 2016 | 0 | 8 | 8 |  | Michigan City Gen. Station | Dune Acres Sub. | 345 | 345 | steel pole | 8.64 | 1.23 | 1 | 2156MCM ACSR | 0 | 0 | 0 | 0 | 0 | 0 | 0 | 0 | 0 | 0 | 0 | 0 | 0 | 0 | 0 | 0 | 0 | 0 | 0 | 0 | 0 | 0 | 0 | 12 | 1
NO |  | 119 | 2016 | 0 | 9 | 9 |  |  |  | 0 | 0 | steel tower | 1.76 | 0 | 0 |  | 0 | 0 | 0 | 0 | 0 | 0 | 0 | 0 | 0 | 0 | 0 | 0 | 0 | 0 | 0 | 0 | 0 | 0 | 0 | 0 | 0 | 0 | 0 | 12 | 1
NO |  | 119 | 2016 | 0 | 10 | 10 |  | Schahfer Gen. Station | Tower Road Sub. | 345 | 345 | steel tower | 19.86 | 0 | 1 | 2156MCM ACSR | 0 | 0 | 0 | 0 | 0 | 0 | 0 | 0 | 0 | 0 | 0 | 0 | 0 | 0 | 0 | 0 | 0 | 0 | 0 | 0 | 0 | 0 | 0 | 12 | 1
NO |  | 119 | 2016 | 0 | 11 | 11 |  | Schahfer Gen. Station | Lake George Sub. | 345 | 345 | steel tower | 31.87 | 0 | 1 | 2156MCM ACSR | 0 | 0 | 0 | 0 | 0 | 0 | 0 | 0 | 0 | 0 | 0 | 0 | 0 | 0 | 0 | 0 | 0 | 0 | 0 | 0 | 0 | 0 | 0 | 12 | 1
NO |  | 119 | 2016 | 0 | 12 | 12 |  | Burr Oak Sub. | Leesburg Sub. | 345 | 345 | steel tower | 28.16 | 0 | 1 | 2156MCM ACSR | 0 | 0 | 0 | 0 | 0 | 0 | 0 | 0 | 0 | 0 | 0 | 0 | 0 | 0 | 0 | 0 | 0 | 0 | 0 | 0 | 0 | 0 | 0 | 12 | 1
NO |  | 119 | 2016 | 0 | 13 | 13 |  | Dune Acres Sub. | Gary Avenue | 345 | 345 | steel pole | 13.88 | 0 | 1 | 2156MCM ACSR | 0 | 0 | 0 | 0 | 0 | 0 | 0 | 0 | 0 | 0 | 0 | 0 | 0 | 0 | 0 | 0 | 0 | 0 | 0 | 0 | 0 | 0 | 0 | 12 | 1
NO |  | 119 | 2016 | 0 | 14 | 14 |  |  |  | 0 | 0 | steel tower | 13.09 | 0 | 0 |  | 0 | 0 | 0 | 0 | 0 | 0 | 0 | 0 | 0 | 0 | 0 | 0 | 0 | 0 | 0 | 0 | 0 | 0 | 0 | 0 | 0 | 0 | 0 | 12 | 1
NO |  | 119 | 2016 | 0 | 15 | 15 |  | Sheffield Sub. | State Line Gen. Sta. (CECO) | 345 | 345 | steel pole | 0.47 | 0 | 1 | 2156MCM ACSR | 0 | 0 | 0 | 0 | 0 | 0 | 0 | 0 | 0 | 0 | 0 | 0 | 0 | 0 | 0 | 0 | 0 | 0 | 0 | 0 | 0 | 0 | 0 | 12 | 1
NO |  | 119 | 2016 | 0 | 16 | 16 |  |  |  | 0 | 0 | steel tower | 1.41 | 0 | 0 |  | 0 | 0 | 0 | 0 | 0 | 0 | 0 | 0 | 0 | 0 | 0 | 0 | 0 | 0 | 0 | 0 | 0 | 0 | 0 | 0 | 0 | 0 | 0 | 12 | 1
NO |  | 119 | 2016 | 0 | 17 | 17 |  | Sheffield Sub. | Burnham (CECO) | 345 | 345 | steel pole | 0.46 | 0 | 1 | 2156MCM ACSR | 0 | 0 | 0 | 0 | 0 | 0 | 0 | 0 | 0 | 0 | 0 | 0 | 0 | 0 | 0 | 0 | 0 | 0 | 0 | 0 | 0 | 0 | 0 | 12 | 1
NO |  | 119 | 2016 | 0 | 18 | 18 |  |  |  | 0 | 0 | steel tower | 0 | 1.41 | 0 |  | 0 | 0 | 0 | 0 | 0 | 0 | 0 | 0 | 0 | 0 | 0 | 0 | 0 | 0 | 0 | 0 | 0 | 0 | 0 | 0 | 0 | 0 | 0 | 12 | 1
NO |  | 119 | 2016 | 0 | 19 | 19 |  | Schahfer Gen. Station | Burr Oak Sub. | 345 | 345 | steel tower | 32.46 | 0 | 1 | 2156MCM ACSR | 0 | 0 | 0 | 0 | 0 | 0 | 0 | 0 | 0 | 0 | 0 | 0 | 0 | 0 | 0 | 0 | 0 | 0 | 0 | 0 | 0 | 0 | 0 | 12 | 1
NO |  | 119 | 2016 | 0 | 20 | 20 |  | Babcock Sub. | Stillwell Sub. | 345 | 345 | steel tower | 21.37 | 7.4 | 1 | 900MCM ACSR | 0 | 0 | 0 | 0 | 0 | 0 | 0 | 0 | 0 | 0 | 0 | 0 | 0 | 0 | 0 | 0 | 0 | 0 | 0 | 0 | 0 | 0 | 0 | 12 | 1
NO |  | 119 | 2016 | 0 | 21 | 21 |  | Schahfer Gen. Station | Green Acres Sub. | 345 | 345 | steel tower | 0.88 | 25.75 | 1 | 2156MCM ACSR | 0 | 0 | 0 | 0 | 0 | 0 | 0 | 0 | 0 | 0 | 0 | 0 | 0 | 0 | 0 | 0 | 0 | 0 | 0 | 0 | 0 | 0 | 0 | 12 | 1
NO |  | 119 | 2016 | 0 | 22 | 22 |  | Leesburg Sub. | Deedsville (CINERGY) | 345 | 345 | steel tower | 17.68 | 0 | 1 | 954MCM ACSR | 0 | 0 | 0 | 0 | 0 | 0 | 0 | 0 | 0 | 0 | 0 | 0 | 0 | 0 | 0 | 0 | 0 | 0 | 0 | 0 | 0 | 0 | 0 | 12 | 1
NO |  | 119 | 2016 | 0 | 23 | 23 |  | Sheffield Sub. | Gary Avenue | 345 | 345 | steel pole | 5.9 | 1.74 | 1 | 2156MCM ACSR | 0 | 0 | 0 | 0 | 0 | 0 | 0 | 0 | 0 | 0 | 0 | 0 | 0 | 0 | 0 | 0 | 0 | 0 | 0 | 0 | 0 | 0 | 0 | 12 | 1
NO |  | 119 | 2016 | 0 | 24 | 24 |  | Schahfer Gen. Station | St. John Sub. | 345 | 345 | steel pole | 16 | 0 | 1 | 2156MCM ACSR | 0 | 0 | 0 | 0 | 0 | 0 | 0 | 0 | 0 | 0 | 0 | 0 | 0 | 0 | 0 | 0 | 0 | 0 | 0 | 0 | 0 | 0 | 0 | 12 | 1
NO |  | 119 | 2016 | 0 | 25 | 25 |  |  |  | 0 | 0 | steel tower | 15.01 | 0 | 0 |  | 0 | 0 | 0 | 0 | 0 | 0 | 0 | 0 | 0 | 0 | 0 | 0 | 0 | 0 | 0 | 0 | 0 | 0 | 0 | 0 | 0 | 0 | 0 | 12 | 1
NO |  | 119 | 2016 | 0 | 26 | 26 |  | Lake George Sub. | Munster Sub. | 345 | 345 | steel pole | 3.24 | 8.23 | 1 | 2156MCM ACSR | 0 | 0 | 0 | 0 | 0 | 0 | 0 | 0 | 0 | 0 | 0 | 0 | 0 | 0 | 0 | 0 | 0 | 0 | 0 | 0 | 0 | 0 | 0 | 12 | 1
NO |  | 119 | 2016 | 0 | 27 | 27 |  |  |  | 0 | 0 | steel tower | 3.28 | 0 | 0 |  | 0 | 0 | 0 | 0 | 0 | 0 | 0 | 0 | 0 | 0 | 0 | 0 | 0 | 0 | 0 | 0 | 0 | 0 | 0 | 0 | 0 | 0 | 0 | 12 | 1
NO |  | 119 | 2016 | 0 | 28 | 28 |  | Tower Road | Babcock Sub. | 345 | 345 | steel tower | 6.97 | 0 | 1 | 2156MCM ACSR | 0 | 0 | 0 | 0 | 0 | 0 | 0 | 0 | 0 | 0 | 0 | 0 | 0 | 0 | 0 | 0 | 0 | 0 | 0 | 0 | 0 | 0 | 0 | 12 | 1
NO |  | 119 | 2016 | 0 | 29 | 29 |  | Leesburg Sub. | Hiple, F. G. Sub. | 345 | 345 | steel pole | 22.66 | 0 | 1 | 2156MCM ACSR | 0 | 0 | 0 | 0 | 0 | 0 | 0 | 0 | 0 | 0 | 0 | 0 | 0 | 0 | 0 | 0 | 0 | 0 | 0 | 0 | 0 | 0 | 0 | 12 | 1
NO |  | 119 | 2016 | 0 | 30 | 30 |  | Praxair Inc #6 - Whiting E | Whting Clean Energy, Inc | 138 | 138 | steel pole | 0.83 | 0 | 1 | 2156 MCM ACSR | 0 | 0 | 0 | 0 | 0 | 0 | 0 | 0 | 0 | 0 | 0 | 0 | 0 | 0 | 0 | 0 | 0 | 0 | 0 | 0 | 0 | 0 | 0 | 12 | 1
NO |  | 119 | 2016 | 0 | 31 | 31 |  | Batavia (METC) | Barton Lake Sub. | 138 | 138 | wood pole | 0.96 | 0 | 1 | 900MCM ACSR | 0 | 0 | 0 | 0 | 0 | 0 | 0 | 0 | 0 | 0 | 0 | 0 | 0 | 0 | 0 | 0 | 0 | 0 | 0 | 0 | 0 | 0 | 0 | 12 | 1
NO |  | 119 | 2016 | 0 | 32 | 32 |  | State Line Gen. Sta. (CECO) | Wolf Lake Sub. | 138 | 138 | steel tower | 0.09 | 0 | 1 | 336 ACSS | 0 | 0 | 0 | 0 | 0 | 0 | 0 | 0 | 0 | 0 | 0 | 0 | 0 | 0 | 0 | 0 | 0 | 0 | 0 | 0 | 0 | 0 | 0 | 12 | 1
NO |  | 119 | 2016 | 0 | 33 | 33 |  |  |  | 0 | 0 | steel pole | 0.91 | 0 | 0 | 900 MCM ACSR | 0 | 0 | 0 | 0 | 0 | 0 | 0 | 0 | 0 | 0 | 0 | 0 | 0 | 0 | 0 | 0 | 0 | 0 | 0 | 0 | 0 | 0 | 0 | 12 | 1
NO |  | 119 | 2016 | 0 | 34 | 34 |  |  |  | 0 | 0 |  | 0 | 0 | 0 | 954 KCM ACSR | 0 | 0 | 0 | 0 | 0 | 0 | 0 | 0 | 0 | 0 | 0 | 0 | 0 | 0 | 0 | 0 | 0 | 0 | 0 | 0 | 0 | 0 | 0 | 12 | 1
NO |  | 119 | 2016 | 0 | 35 | 35 |  | Sheffield Sub. | Calumet | 138 | 138 | steel tower | 2.4 | 0 | 1 | 900MCM ACSR | 0 | 0 | 0 | 0 | 0 | 0 | 0 | 0 | 0 | 0 | 0 | 0 | 0 | 0 | 0 | 0 | 0 | 0 | 0 | 0 | 0 | 0 | 0 | 12 | 1
NO |  | 119 | 2016 | 0 | 36 | 36 |  | TOTAL |  | 0 | 0 |  | 890.52 | 218.87 | 128 |  | 596335 | 179999235 | 180595570 | 0 | 0 | 0 | 0 | 0 | 0 | 0 | 0 | 0 | 0 | 0 | 0 | 0 | 0 | 0 | 0 | 0 | 0 | 0 | 0 | 12 | 1
NO |  | 119 | 2016 | 1 | 1 | 1 |  | Aetna Sub. | Dune Acres Sub. | 138 | 138 | steel tower | 12.36 | 0 | 1 | 900MCM ACSR | 0 | 0 | 0 | 0 | 0 | 0 | 0 | 0 | 0 | 0 | 0 | 0 | 0 | 0 | 0 | 0 | 0 | 0 | 0 | 0 | 0 | 0 | 0 | 12 | 1
NO |  | 119 | 2016 | 1 | 2 | 2 |  |  | Praxair Inc. #5-Burns Harb. | 0 | 0 |  | 0 | 0 | 0 |  | 0 | 0 | 0 | 0 | 0 | 0 | 0 | 0 | 0 | 0 | 0 | 0 | 0 | 0 | 0 | 0 | 0 | 0 | 0 | 0 | 0 | 0 | 0 | 12 | 1
NO |  | 119 | 2016 | 1 | 3 | 3 |  | Aetna Sub. | Dune Acres Sub. | 138 | 138 | steel tower | 0.4 | 11.23 | 1 | 900MCM ACSR | 0 | 0 | 0 | 0 | 0 | 0 | 0 | 0 | 0 | 0 | 0 | 0 | 0 | 0 | 0 | 0 | 0 | 0 | 0 | 0 | 0 | 0 | 0 | 12 | 1
NO |  | 119 | 2016 | 1 | 4 | 4 |  | Monticello Sub. | SpringBoro (Duke) | 138 | 138 | steel tower | 4.4 | 0 | 1 | 900MCM ACSR | 0 | 0 | 0 | 0 | 0 | 0 | 0 | 0 | 0 | 0 | 0 | 0 | 0 | 0 | 0 | 0 | 0 | 0 | 0 | 0 | 0 | 0 | 0 | 12 | 1
NO |  | 119 | 2016 | 1 | 5 | 5 |  |  |  | 0 | 0 | wood H-frame | 6.59 | 0 | 0 |  | 0 | 0 | 0 | 0 | 0 | 0 | 0 | 0 | 0 | 0 | 0 | 0 | 0 | 0 | 0 | 0 | 0 | 0 | 0 | 0 | 0 | 0 | 0 | 12 | 1
NO |  | 119 | 2016 | 1 | 6 | 6 |  | Roxana Sub. | mittal Steel IN Harbor #2 | 138 | 138 | steel pole | 0.24 | 0 | 1 | 300MCM CU | 0 | 0 | 0 | 0 | 0 | 0 | 0 | 0 | 0 | 0 | 0 | 0 | 0 | 0 | 0 | 0 | 0 | 0 | 0 | 0 | 0 | 0 | 0 | 12 | 1
NO |  | 119 | 2016 | 1 | 7 | 7 |  |  |  | 0 | 0 | steel tower | 3.81 | 0 | 0 | 400MCM CU | 0 | 0 | 0 | 0 | 0 | 0 | 0 | 0 | 0 | 0 | 0 | 0 | 0 | 0 | 0 | 0 | 0 | 0 | 0 | 0 | 0 | 0 | 0 | 12 | 1
NO |  | 119 | 2016 | 1 | 8 | 8 |  | Hiple, F. G. Sub. | LaGrange Sub. | 138 | 138 | wood pole | 13.29 | 0 | 1 | 900MCM ACSR | 0 | 0 | 0 | 0 | 0 | 0 | 0 | 0 | 0 | 0 | 0 | 0 | 0 | 0 | 0 | 0 | 0 | 0 | 0 | 0 | 0 | 0 | 0 | 12 | 1
NO |  | 119 | 2016 | 1 | 9 | 9 |  | Burns Ditch Sub. | Miller Sub. | 138 | 138 | steel tower | 8.01 | 0 | 1 | 900MCM ACSR | 0 | 0 | 0 | 0 | 0 | 0 | 0 | 0 | 0 | 0 | 0 | 0 | 0 | 0 | 0 | 0 | 0 | 0 | 0 | 0 | 0 | 0 | 0 | 12 | 1
NO |  | 119 | 2016 | 1 | 10 | 10 |  | Chicago Ave. Sub. | Praxair Inc. #1- | 138 | 138 | steel pole | 0.24 | 0 | 1 | 900MCM ACSR | 0 | 0 | 0 | 0 | 0 | 0 | 0 | 0 | 0 | 0 | 0 | 0 | 0 | 0 | 0 | 0 | 0 | 0 | 0 | 0 | 0 | 0 | 0 | 12 | 1
NO |  | 119 | 2016 | 1 | 11 | 11 |  |  | East Chicago | 0 | 0 | wood pole | 2.21 | 0 | 0 |  | 0 | 0 | 0 | 0 | 0 | 0 | 0 | 0 | 0 | 0 | 0 | 0 | 0 | 0 | 0 | 0 | 0 | 0 | 0 | 0 | 0 | 0 | 0 | 12 | 1
NO |  | 119 | 2016 | 1 | 12 | 12 |  | Maple Sub. | LNG Plant | 138 | 138 | steel tower | 7.08 | 0 | 1 | 300MCM CU | 0 | 0 | 0 | 0 | 0 | 0 | 0 | 0 | 0 | 0 | 0 | 0 | 0 | 0 | 0 | 0 | 0 | 0 | 0 | 0 | 0 | 0 | 0 | 12 | 1
NO |  | 119 | 2016 | 1 | 13 | 13 |  |  |  | 0 | 0 | wood pole | 0.73 | 0 | 0 | 336.4MCM ACSR | 0 | 0 | 0 | 0 | 0 | 0 | 0 | 0 | 0 | 0 | 0 | 0 | 0 | 0 | 0 | 0 | 0 | 0 | 0 | 0 | 0 | 0 | 0 | 12 | 1
NO |  | 119 | 2016 | 1 | 14 | 14 |  |  |  | 0 | 0 |  | 0 | 0 | 0 | 397.5MCM ACSR | 0 | 0 | 0 | 0 | 0 | 0 | 0 | 0 | 0 | 0 | 0 | 0 | 0 | 0 | 0 | 0 | 0 | 0 | 0 | 0 | 0 | 0 | 0 | 12 | 1
NO |  | 119 | 2016 | 1 | 15 | 15 |  | Michigan City Gen. Station | LaPorte Jct (AEP) | 138 | 138 | steel tower | 22.79 | 0 | 1 | 397.5MCM ACSR | 0 | 0 | 0 | 0 | 0 | 0 | 0 | 0 | 0 | 0 | 0 | 0 | 0 | 0 | 0 | 0 | 0 | 0 | 0 | 0 | 0 | 0 | 0 | 12 | 1
NO |  | 119 | 2016 | 1 | 16 | 16 |  |  | Olive (AEP) | 0 | 0 |  | 0 | 0 | 0 |  | 0 | 0 | 0 | 0 | 0 | 0 | 0 | 0 | 0 | 0 | 0 | 0 | 0 | 0 | 0 | 0 | 0 | 0 | 0 | 0 | 0 | 0 | 0 | 12 | 1
NO |  | 119 | 2016 | 1 | 17 | 17 |  | Michigan City Gen. Station | Trail Creek | 138 | 138 | steel tower | 0.26 | 6.41 | 1 | 397.5MCM ACSR | 0 | 0 | 0 | 0 | 0 | 0 | 0 | 0 | 0 | 0 | 0 | 0 | 0 | 0 | 0 | 0 | 0 | 0 | 0 | 0 | 0 | 0 | 0 | 12 | 1
NO |  | 119 | 2016 | 1 | 18 | 18 |  | Michigan City Gen. Station | Luchtman Rd. Sub. | 138 | 138 | steel tower | 5.04 | 0 | 1 | 300MCM CU | 0 | 0 | 0 | 0 | 0 | 0 | 0 | 0 | 0 | 0 | 0 | 0 | 0 | 0 | 0 | 0 | 0 | 0 | 0 | 0 | 0 | 0 | 0 | 12 | 1
NO |  | 119 | 2016 | 1 | 19 | 19 |  |  |  | 0 | 0 | wood pole | 0.02 | 0 | 0 | 397.5MCM ACSR | 0 | 0 | 0 | 0 | 0 | 0 | 0 | 0 | 0 | 0 | 0 | 0 | 0 | 0 | 0 | 0 | 0 | 0 | 0 | 0 | 0 | 0 | 0 | 12 | 1
NO |  | 119 | 2016 | 1 | 20 | 20 |  | New Carlisle Sub. | Maple Sub. | 138 | 138 | steel tower | 5.29 | 9.82 | 1 | 300MCM CU | 0 | 0 | 0 | 0 | 0 | 0 | 0 | 0 | 0 | 0 | 0 | 0 | 0 | 0 | 0 | 0 | 0 | 0 | 0 | 0 | 0 | 0 | 0 | 12 | 1
NO |  | 119 | 2016 | 1 | 21 | 21 |  |  |  | 0 | 0 |  | 0 | 0 | 0 | 397.5MCM ACSR | 0 | 0 | 0 | 0 | 0 | 0 | 0 | 0 | 0 | 0 | 0 | 0 | 0 | 0 | 0 | 0 | 0 | 0 | 0 | 0 | 0 | 0 | 0 | 12 | 1
NO |  | 119 | 2016 | 1 | 22 | 22 |  | Miller Sub. | US Steel - Tin Mill | 138 | 138 | steel tower | 4.87 | 0 | 1 | 900MCM ACSR | 0 | 0 | 0 | 0 | 0 | 0 | 0 | 0 | 0 | 0 | 0 | 0 | 0 | 0 | 0 | 0 | 0 | 0 | 0 | 0 | 0 | 0 | 0 | 12 | 1
NO |  | 119 | 2016 | 1 | 23 | 23 |  | Aetna Sub. | Praxair Inc. #3-Lakeside | 138 | 138 | steel tower | 7.41 | 0 | 1 | 400MCM CU | 0 | 0 | 0 | 0 | 0 | 0 | 0 | 0 | 0 | 0 | 0 | 0 | 0 | 0 | 0 | 0 | 0 | 0 | 0 | 0 | 0 | 0 | 0 | 12 | 1
NO |  | 119 | 2016 | 1 | 24 | 24 |  |  |  | 0 | 0 |  | 0 | 0 | 0 | 900MCM ACSR | 0 | 0 | 0 | 0 | 0 | 0 | 0 | 0 | 0 | 0 | 0 | 0 | 0 | 0 | 0 | 0 | 0 | 0 | 0 | 0 | 0 | 0 | 0 | 12 | 1
NO |  | 119 | 2016 | 1 | 25 | 25 |  | Burr Oak Sub. | Plymouth Sub. | 138 | 138 | steel tower | 8.14 | 0 | 1 | 954MCM ACSR | 0 | 0 | 0 | 0 | 0 | 0 | 0 | 0 | 0 | 0 | 0 | 0 | 0 | 0 | 0 | 0 | 0 | 0 | 0 | 0 | 0 | 0 | 0 | 12 | 1
NO |  | 119 | 2016 | 1 | 26 | 26 |  |  |  | 0 | 0 | wood pole | 0.1 | 0 | 0 | 300MCM CU | 0 | 0 | 0 | 0 | 0 | 0 | 0 | 0 | 0 | 0 | 0 | 0 | 0 | 0 | 0 | 0 | 0 | 0 | 0 | 0 | 0 | 0 | 0 | 12 | 1
NO |  | 119 | 2016 | 1 | 27 | 27 |  |  |  | 0 | 0 |  | 0 | 0 | 0 | 397.5MCM ACSR | 0 | 0 | 0 | 0 | 0 | 0 | 0 | 0 | 0 | 0 | 0 | 0 | 0 | 0 | 0 | 0 | 0 | 0 | 0 | 0 | 0 | 0 | 0 | 12 | 1
NO |  | 119 | 2016 | 1 | 28 | 28 |  | Valparaiso | Starke | 138 | 138 | steel tower | 15.3 | 0 | 1 | 336.4 MCM ACSR | 0 | 0 | 0 | 0 | 0 | 0 | 0 | 0 | 0 | 0 | 0 | 0 | 0 | 0 | 0 | 0 | 0 | 0 | 0 | 0 | 0 | 0 | 0 | 12 | 1
NO |  | 119 | 2016 | 1 | 29 | 29 |  | Plymouth Sub. | Kosciusko Sub. | 138 | 138 | steel tower | 20.1 | 2.24 | 1 | 336.4 MCM ACSR | 0 | 0 | 0 | 0 | 0 | 0 | 0 | 0 | 0 | 0 | 0 | 0 | 0 | 0 | 0 | 0 | 0 | 0 | 0 | 0 | 0 | 0 | 0 | 12 | 1
NO |  | 119 | 2016 | 1 | 30 | 30 |  |  | Leesburg Sub. | 0 | 0 | wood pole | 7.78 | 0 | 0 | 397.5 MCM ACSR | 0 | 0 | 0 | 0 | 0 | 0 | 0 | 0 | 0 | 0 | 0 | 0 | 0 | 0 | 0 | 0 | 0 | 0 | 0 | 0 | 0 | 0 | 0 | 12 | 1
NO |  | 119 | 2016 | 1 | 31 | 31 |  |  | Northwest-Kosciusko Co REMC | 0 | 0 |  | 0 | 0 | 0 | 900 MCM ACSR | 0 | 0 | 0 | 0 | 0 | 0 | 0 | 0 | 0 | 0 | 0 | 0 | 0 | 0 | 0 | 0 | 0 | 0 | 0 | 0 | 0 | 0 | 0 | 12 | 1
NO |  | 119 | 2016 | 1 | 32 | 32 |  | Lake George Sub. | Miller Sub. | 138 | 138 | steel tower | 5.49 | 0 | 1 | 900MCM ACSR | 0 | 0 | 0 | 0 | 0 | 0 | 0 | 0 | 0 | 0 | 0 | 0 | 0 | 0 | 0 | 0 | 0 | 0 | 0 | 0 | 0 | 0 | 0 | 12 | 1
NO |  | 119 | 2016 | 1 | 33 | 33 |  | Munster Sub. | Hartsdale Sub. | 138 | 138 | steel pole | 2.63 | 0 | 1 | 397.5MCM ACSR | 0 | 0 | 0 | 0 | 0 | 0 | 0 | 0 | 0 | 0 | 0 | 0 | 0 | 0 | 0 | 0 | 0 | 0 | 0 | 0 | 0 | 0 | 0 | 12 | 1
NO |  | 119 | 2016 | 1 | 34 | 34 |  |  |  | 0 | 0 | wood H-frame | 2.64 | 0 | 0 | 900MCM ACSR | 0 | 0 | 0 | 0 | 0 | 0 | 0 | 0 | 0 | 0 | 0 | 0 | 0 | 0 | 0 | 0 | 0 | 0 | 0 | 0 | 0 | 0 | 0 | 12 | 1
NO |  | 119 | 2016 | 1 | 35 | 35 |  | Marktown | Whiting Clean Energy, INC | 138 | 138 | steel pole | 1 | 0 | 1 | 2156 MCM ACSR | 0 | 0 | 0 | 0 | 0 | 0 | 0 | 0 | 0 | 0 | 0 | 0 | 0 | 0 | 0 | 0 | 0 | 0 | 0 | 0 | 0 | 0 | 0 | 12 | 1
NO |  | 119 | 2016 | 2 | 1 | 1 |  | Mitchell Gen. Station | Roxana Sub. | 138 | 138 | steel pole | 0.09 | 0 | 1 | 3158 KCM AL | 0 | 0 | 0 | 0 | 0 | 0 | 0 | 0 | 0 | 0 | 0 | 0 | 0 | 0 | 0 | 0 | 0 | 0 | 0 | 0 | 0 | 0 | 0 | 12 | 1
NO |  | 119 | 2016 | 2 | 2 | 2 |  |  |  | 0 | 0 | steel tower | 4.08 | 0 | 0 | 900 MCM ACSR | 0 | 0 | 0 | 0 | 0 | 0 | 0 | 0 | 0 | 0 | 0 | 0 | 0 | 0 | 0 | 0 | 0 | 0 | 0 | 0 | 0 | 0 | 0 | 12 | 1
NO |  | 119 | 2016 | 2 | 3 | 3 |  |  |  | 0 | 0 | underground | 0.57 | 0 | 0 | 400 MCM CU | 0 | 0 | 0 | 0 | 0 | 0 | 0 | 0 | 0 | 0 | 0 | 0 | 0 | 0 | 0 | 0 | 0 | 0 | 0 | 0 | 0 | 0 | 0 | 12 | 1
NO |  | 119 | 2016 | 2 | 4 | 4 |  | Mitchell Gen. Station | US Steel - Tin Mill | 138 | 138 | steel tower | 3.29 | 1.2 | 1 | 900 MCM ACSR | 0 | 0 | 0 | 0 | 0 | 0 | 0 | 0 | 0 | 0 | 0 | 0 | 0 | 0 | 0 | 0 | 0 | 0 | 0 | 0 | 0 | 0 | 0 | 12 | 1
NO |  | 119 | 2016 | 2 | 5 | 5 |  | Michigan City Gen. Station | Maple Sub. | 138 | 138 | steel tower | 12.29 | 4.76 | 1 | 900MCM ACSR | 0 | 0 | 0 | 0 | 0 | 0 | 0 | 0 | 0 | 0 | 0 | 0 | 0 | 0 | 0 | 0 | 0 | 0 | 0 | 0 | 0 | 0 | 0 | 12 | 1
NO |  | 119 | 2016 | 2 | 6 | 6 |  | DeKalb Sub. | Auburn (AEP) | 138 | 138 | wood H-frame | 5.01 | 0 | 1 | 397.5MCM ACSR | 0 | 0 | 0 | 0 | 0 | 0 | 0 | 0 | 0 | 0 | 0 | 0 | 0 | 0 | 0 | 0 | 0 | 0 | 0 | 0 | 0 | 0 | 0 | 12 | 1
NO |  | 119 | 2016 | 2 | 7 | 7 |  | Chicago Ave. Sub. | Mittal Steel IN Harbor #5 | 138 | 138 | steel tower | 2.01 | 0 | 1 | 900MCM ACSR | 0 | 0 | 0 | 0 | 0 | 0 | 0 | 0 | 0 | 0 | 0 | 0 | 0 | 0 | 0 | 0 | 0 | 0 | 0 | 0 | 0 | 0 | 0 | 12 | 1
NO |  | 119 | 2016 | 2 | 8 | 8 |  | Marktown Sub. | Mittal Steel IN Harbor #5 | 138 | 138 | steel pole | 0.13 | 0 | 1 | 954 MCM ACSR | 0 | 0 | 0 | 0 | 0 | 0 | 0 | 0 | 0 | 0 | 0 | 0 | 0 | 0 | 0 | 0 | 0 | 0 | 0 | 0 | 0 | 0 | 0 | 12 | 1
NO |  | 119 | 2016 | 2 | 9 | 9 |  |  |  | 0 | 0 | steel tower | 1.65 | 0 | 0 |  | 0 | 0 | 0 | 0 | 0 | 0 | 0 | 0 | 0 | 0 | 0 | 0 | 0 | 0 | 0 | 0 | 0 | 0 | 0 | 0 | 0 | 0 | 0 | 12 | 1
NO |  | 119 | 2016 | 2 | 10 | 10 |  | Chicago Ave. Sub. | Praxair Inc. #3-Lakeside | 138 | 138 | steel tower | 1.43 | 0.18 | 1 | 400MCM CU | 0 | 0 | 0 | 0 | 0 | 0 | 0 | 0 | 0 | 0 | 0 | 0 | 0 | 0 | 0 | 0 | 0 | 0 | 0 | 0 | 0 | 0 | 0 | 12 | 1
NO |  | 119 | 2016 | 2 | 11 | 11 |  |  |  | 0 | 0 |  | 0 | 0 | 0 | 900MCM ACSR | 0 | 0 | 0 | 0 | 0 | 0 | 0 | 0 | 0 | 0 | 0 | 0 | 0 | 0 | 0 | 0 | 0 | 0 | 0 | 0 | 0 | 0 | 0 | 12 | 1
NO |  | 119 | 2016 | 2 | 12 | 12 |  | East Winamac Sub. | Monticello Sub. | 138 | 138 | steel tower | 24.08 | 0 | 1 | 300MCM CU | 0 | 0 | 0 | 0 | 0 | 0 | 0 | 0 | 0 | 0 | 0 | 0 | 0 | 0 | 0 | 0 | 0 | 0 | 0 | 0 | 0 | 0 | 0 | 12 | 1
NO |  | 119 | 2016 | 2 | 13 | 13 |  | Chicago Ave. Sub. | Mittal Steel IN Harbor #7 | 138 | 138 | steel tower | 0.34 | 2.41 | 1 | 900MCM ACSR | 0 | 0 | 0 | 0 | 0 | 0 | 0 | 0 | 0 | 0 | 0 | 0 | 0 | 0 | 0 | 0 | 0 | 0 | 0 | 0 | 0 | 0 | 0 | 12 | 1
NO |  | 119 | 2016 | 2 | 14 | 14 |  | St John | Enbridge - Griffith Term E | 138 | 138 | steel pole | 5.4 | 0 | 1 | 900MCM ACSR | 0 | 0 | 0 | 0 | 0 | 0 | 0 | 0 | 0 | 0 | 0 | 0 | 0 | 0 | 0 | 0 | 0 | 0 | 0 | 0 | 0 | 0 | 0 | 12 | 1
NO |  | 119 | 2016 | 2 | 15 | 15 |  | Roxana Sub. | Praxair Inc. #1- | 138 | 138 | steel tower | 0.17 | 2.05 | 1 | 300MCM CU | 0 | 0 | 0 | 0 | 0 | 0 | 0 | 0 | 0 | 0 | 0 | 0 | 0 | 0 | 0 | 0 | 0 | 0 | 0 | 0 | 0 | 0 | 0 | 12 | 1
NO |  | 119 | 2016 | 2 | 16 | 16 |  |  | East Chicago | 0 | 0 |  | 0 | 0 | 0 | 400MCM CU | 0 | 0 | 0 | 0 | 0 | 0 | 0 | 0 | 0 | 0 | 0 | 0 | 0 | 0 | 0 | 0 | 0 | 0 | 0 | 0 | 0 | 0 | 0 | 12 | 1
NO |  | 119 | 2016 | 2 | 17 | 17 |  |  |  | 0 | 0 |  | 0 | 0 | 0 | 900MCM ACSR | 0 | 0 | 0 | 0 | 0 | 0 | 0 | 0 | 0 | 0 | 0 | 0 | 0 | 0 | 0 | 0 | 0 | 0 | 0 | 0 | 0 | 0 | 0 | 12 | 1
NO |  | 119 | 2016 | 2 | 18 | 18 |  | Dune Acres Sub. | Burns Ditch Sub. | 138 | 138 | steel tower | 4.13 | 0 | 1 | 900MCM ACSR | 0 | 0 | 0 | 0 | 0 | 0 | 0 | 0 | 0 | 0 | 0 | 0 | 0 | 0 | 0 | 0 | 0 | 0 | 0 | 0 | 0 | 0 | 0 | 12 | 1
NO |  | 119 | 2016 | 2 | 19 | 19 |  | Michigan City Gen. Station | Dune Acres Sub. | 138 | 138 | steel tower | 11.65 | 0 | 1 | 300MCM CU | 0 | 0 | 0 | 0 | 0 | 0 | 0 | 0 | 0 | 0 | 0 | 0 | 0 | 0 | 0 | 0 | 0 | 0 | 0 | 0 | 0 | 0 | 0 | 12 | 1
NO |  | 119 | 2016 | 2 | 20 | 20 |  |  |  | 0 | 0 |  | 0 | 0 | 0 | 397.5MCM ACSR | 0 | 0 | 0 | 0 | 0 | 0 | 0 | 0 | 0 | 0 | 0 | 0 | 0 | 0 | 0 | 0 | 0 | 0 | 0 | 0 | 0 | 0 | 0 | 12 | 1
NO |  | 119 | 2016 | 2 | 21 | 21 |  | Marktown Sub. | Mittal Steel IN Harbor #2 | 138 | 138 | steel tower | 0.5 | 0 | 1 | 954 KCM ACSR | 0 | 0 | 0 | 0 | 0 | 0 | 0 | 0 | 0 | 0 | 0 | 0 | 0 | 0 | 0 | 0 | 0 | 0 | 0 | 0 | 0 | 0 | 0 | 12 | 1
NO |  | 119 | 2016 | 2 | 22 | 22 |  | Miller Sub. | Beta Steel Arc Furnace | 138 | 138 | steel pole | 0.35 | 0 | 1 | 900MCM ACSR | 0 | 0 | 0 | 0 | 0 | 0 | 0 | 0 | 0 | 0 | 0 | 0 | 0 | 0 | 0 | 0 | 0 | 0 | 0 | 0 | 0 | 0 | 0 | 12 | 1
NO |  | 119 | 2016 | 2 | 23 | 23 |  |  |  | 0 | 0 | steel tower | 0.37 | 8.29 | 0 |  | 0 | 0 | 0 | 0 | 0 | 0 | 0 | 0 | 0 | 0 | 0 | 0 | 0 | 0 | 0 | 0 | 0 | 0 | 0 | 0 | 0 | 0 | 0 | 12 | 1
NO |  | 119 | 2016 | 2 | 24 | 24 |  | Michigan City Gen. Station | Dune Acres Sub. | 138 | 138 | steel tower | 0.91 | 10.73 | 1 | 300MCM CU | 0 | 0 | 0 | 0 | 0 | 0 | 0 | 0 | 0 | 0 | 0 | 0 | 0 | 0 | 0 | 0 | 0 | 0 | 0 | 0 | 0 | 0 | 0 | 12 | 1
NO |  | 119 | 2016 | 2 | 25 | 25 |  |  |  | 0 | 0 |  | 0 | 0 | 0 | 397.5MCM ACSR | 0 | 0 | 0 | 0 | 0 | 0 | 0 | 0 | 0 | 0 | 0 | 0 | 0 | 0 | 0 | 0 | 0 | 0 | 0 | 0 | 0 | 0 | 0 | 12 | 1
NO |  | 119 | 2016 | 2 | 26 | 26 |  |  |  | 0 | 0 |  | 0 | 0 | 0 | 900MCM ACSR | 0 | 0 | 0 | 0 | 0 | 0 | 0 | 0 | 0 | 0 | 0 | 0 | 0 | 0 | 0 | 0 | 0 | 0 | 0 | 0 | 0 | 0 | 0 | 12 | 1
NO |  | 119 | 2016 | 2 | 27 | 27 |  | Northeast Sub. | Leesburg Sub. | 138 | 138 | steel tower | 9.93 | 0 | 1 | 397.5MCM ACSR | 0 | 0 | 0 | 0 | 0 | 0 | 0 | 0 | 0 | 0 | 0 | 0 | 0 | 0 | 0 | 0 | 0 | 0 | 0 | 0 | 0 | 0 | 0 | 12 | 1
NO |  | 119 | 2016 | 2 | 28 | 28 |  |  |  | 0 | 0 |  | 0 | 0 | 0 | 900MCM ACSR | 0 | 0 | 0 | 0 | 0 | 0 | 0 | 0 | 0 | 0 | 0 | 0 | 0 | 0 | 0 | 0 | 0 | 0 | 0 | 0 | 0 | 0 | 0 | 12 | 1
NO |  | 119 | 2016 | 2 | 29 | 29 |  | Mitchell Gen. Station | Mitchell Gen. Station | 138 | 138 | steel tower | 0.1 | 0 | 1 | 900MCM ACSR | 0 | 0 | 0 | 0 | 0 | 0 | 0 | 0 | 0 | 0 | 0 | 0 | 0 | 0 | 0 | 0 | 0 | 0 | 0 | 0 | 0 | 0 | 0 | 12 | 1
NO |  | 119 | 2016 | 2 | 30 | 30 |  | Reynolds Sub. | Magnetation | 138 | 138 | steel pole | 0.4 | 0 | 1 | 900MCM ACSR | 0 | 0 | 0 | 0 | 0 | 0 | 0 | 0 | 0 | 0 | 0 | 0 | 0 | 0 | 0 | 0 | 0 | 0 | 0 | 0 | 0 | 0 | 0 | 12 | 1
NO |  | 119 | 2016 | 2 | 31 | 31 |  |  |  | 0 | 0 | steel tower | 5.59 | 0 | 0 | 954MCM ACSR | 0 | 0 | 0 | 0 | 0 | 0 | 0 | 0 | 0 | 0 | 0 | 0 | 0 | 0 | 0 | 0 | 0 | 0 | 0 | 0 | 0 | 0 | 0 | 12 | 1
NO |  | 119 | 2016 | 2 | 32 | 32 |  | Dune Acres Sub. | Mittal Steel Burns Harbor | 138 | 138 | steel tower | 1.17 | 0 | 1 | 1590MCM ACSR | 0 | 0 | 0 | 0 | 0 | 0 | 0 | 0 | 0 | 0 | 0 | 0 | 0 | 0 | 0 | 0 | 0 | 0 | 0 | 0 | 0 | 0 | 0 | 12 | 1
NO |  | 119 | 2016 | 2 | 33 | 33 |  | Dune Acres Sub. | Mittal Steel Burns Harbor | 138 | 138 | steel tower | 0 | 1.17 | 1 | 1590MCM ACSR | 0 | 0 | 0 | 0 | 0 | 0 | 0 | 0 | 0 | 0 | 0 | 0 | 0 | 0 | 0 | 0 | 0 | 0 | 0 | 0 | 0 | 0 | 0 | 12 | 1
NO |  | 119 | 2016 | 2 | 34 | 34 |  | Marktown Sub. | Mittal Steel IN Harbor #3-4 | 138 | 138 | steel tower | 0.23 | 0 | 1 | 900MCM ACSR | 0 | 0 | 0 | 0 | 0 | 0 | 0 | 0 | 0 | 0 | 0 | 0 | 0 | 0 | 0 | 0 | 0 | 0 | 0 | 0 | 0 | 0 | 0 | 12 | 1
NO |  | 119 | 2016 | 2 | 35 | 35 |  | Schahfer Gen. Station | Jasper Co ROMC. | 138 | 138 | wood pole | 19.62 | 0 | 1 | 336.4MCM ACSR | 0 | 0 | 0 | 0 | 0 | 0 | 0 | 0 | 0 | 0 | 0 | 0 | 0 | 0 | 0 | 0 | 0 | 0 | 0 | 0 | 0 | 0 | 0 | 12 | 1
NO |  | 119 | 2016 | 3 | 1 | 1 |  |  |  | 0 | 0 |  | 0 | 0 | 0 | 397.5MCM ACSR | 0 | 0 | 0 | 0 | 0 | 0 | 0 | 0 | 0 | 0 | 0 | 0 | 0 | 0 | 0 | 0 | 0 | 0 | 0 | 0 | 0 | 0 | 0 | 12 | 1
NO |  | 119 | 2016 | 3 | 2 | 2 |  | Trail Creek Sub. | LaPorte-St. Joseph Co. Line | 138 | 138 | steel tower | 0.35 | 12.75 | 1 | 397.5MCM ACSR | 0 | 0 | 0 | 0 | 0 | 0 | 0 | 0 | 0 | 0 | 0 | 0 | 0 | 0 | 0 | 0 | 0 | 0 | 0 | 0 | 0 | 0 | 0 | 12 | 1
NO |  | 119 | 2016 | 3 | 3 | 3 |  |  | Jct. W/AEP EL CO | 0 | 0 | wood pole | 3.17 | 0 | 0 |  | 0 | 0 | 0 | 0 | 0 | 0 | 0 | 0 | 0 | 0 | 0 | 0 | 0 | 0 | 0 | 0 | 0 | 0 | 0 | 0 | 0 | 0 | 0 | 12 | 1
NO |  | 119 | 2016 | 3 | 4 | 4 |  | State Line Gen. Sta. (CECO) | Roxana Sub. | 138 | 138 | steel tower | 5.58 | 1.97 | 1 | 900MCM ACSR | 0 | 0 | 0 | 0 | 0 | 0 | 0 | 0 | 0 | 0 | 0 | 0 | 0 | 0 | 0 | 0 | 0 | 0 | 0 | 0 | 0 | 0 | 0 | 12 | 1
NO |  | 119 | 2016 | 3 | 5 | 5 |  |  |  | 0 | 0 |  | 0 | 0 | 0 | 300MCM CU | 0 | 0 | 0 | 0 | 0 | 0 | 0 | 0 | 0 | 0 | 0 | 0 | 0 | 0 | 0 | 0 | 0 | 0 | 0 | 0 | 0 | 0 | 0 | 12 | 1
NO |  | 119 | 2016 | 3 | 6 | 6 |  | Aetna Sub. | Lake George Sub. | 138 | 138 | steel tower | 0 | 4.95 | 1 | 900MCM ACSR | 0 | 0 | 0 | 0 | 0 | 0 | 0 | 0 | 0 | 0 | 0 | 0 | 0 | 0 | 0 | 0 | 0 | 0 | 0 | 0 | 0 | 0 | 0 | 12 | 1
NO |  | 119 | 2016 | 3 | 7 | 7 |  | Northport Sub. | Albion (AEP) | 138 | 138 | steel tower | 10.42 | 0 | 1 | 397.5MCM ACSR | 0 | 0 | 0 | 0 | 0 | 0 | 0 | 0 | 0 | 0 | 0 | 0 | 0 | 0 | 0 | 0 | 0 | 0 | 0 | 0 | 0 | 0 | 0 | 12 | 1
NO |  | 119 | 2016 | 3 | 8 | 8 |  | Goodland Sub. | Reynolds Sub. | 138 | 138 | steel tower | 17.72 | 0 | 1 | 397.5MCM ACSR | 0 | 0 | 0 | 0 | 0 | 0 | 0 | 0 | 0 | 0 | 0 | 0 | 0 | 0 | 0 | 0 | 0 | 0 | 0 | 0 | 0 | 0 | 0 | 12 | 1
NO |  | 119 | 2016 | 3 | 9 | 9 |  |  |  | 0 | 0 | wood pole | 4.31 | 0 | 0 | 900MCM ACSR | 0 | 0 | 0 | 0 | 0 | 0 | 0 | 0 | 0 | 0 | 0 | 0 | 0 | 0 | 0 | 0 | 0 | 0 | 0 | 0 | 0 | 0 | 0 | 12 | 1
NO |  | 119 | 2016 | 3 | 10 | 10 |  | Marktown Sub. | Mittal Steel IN.Harbor-No7 | 138 | 138 | steel tower | 0 | 0.79 | 1 | 900MCM ACSR | 0 | 0 | 0 | 0 | 0 | 0 | 0 | 0 | 0 | 0 | 0 | 0 | 0 | 0 | 0 | 0 | 0 | 0 | 0 | 0 | 0 | 0 | 0 | 12 | 1
NO |  | 119 | 2016 | 3 | 11 | 11 |  | Chicago Ave. Sub. | US Steel - Stockton | 138 | 138 | steel tower | 0.22 | 1.93 | 1 | 400MCM CU | 0 | 0 | 0 | 0 | 0 | 0 | 0 | 0 | 0 | 0 | 0 | 0 | 0 | 0 | 0 | 0 | 0 | 0 | 0 | 0 | 0 | 0 | 0 | 12 | 1
NO |  | 119 | 2016 | 3 | 12 | 12 |  |  |  | 0 | 0 |  | 0 | 0 | 0 | 900MCM ACSR | 0 | 0 | 0 | 0 | 0 | 0 | 0 | 0 | 0 | 0 | 0 | 0 | 0 | 0 | 0 | 0 | 0 | 0 | 0 | 0 | 0 | 0 | 0 | 12 | 1
NO |  | 119 | 2016 | 3 | 13 | 13 |  | Mitchell Gen. Station | US Steel - Coke Plant | 138 | 138 | steel tower | 0.64 | 4.97 | 1 | 900MCM ACSR | 0 | 0 | 0 | 0 | 0 | 0 | 0 | 0 | 0 | 0 | 0 | 0 | 0 | 0 | 0 | 0 | 0 | 0 | 0 | 0 | 0 | 0 | 0 | 12 | 1
NO |  | 119 | 2016 | 3 | 14 | 14 |  | Aetna Sub. | US Steel - West Mill | 138 | 138 | steel tower | 0.65 | 3.17 | 1 | 400MCM CU | 0 | 0 | 0 | 0 | 0 | 0 | 0 | 0 | 0 | 0 | 0 | 0 | 0 | 0 | 0 | 0 | 0 | 0 | 0 | 0 | 0 | 0 | 0 | 12 | 1
NO |  | 119 | 2016 | 3 | 15 | 15 |  |  |  | 0 | 0 |  | 0 | 0 | 0 | 900MCM ACSR | 0 | 0 | 0 | 0 | 0 | 0 | 0 | 0 | 0 | 0 | 0 | 0 | 0 | 0 | 0 | 0 | 0 | 0 | 0 | 0 | 0 | 0 | 0 | 12 | 1
NO |  | 119 | 2016 | 3 | 16 | 16 |  | Lake George Sub. | Taney Sub. | 138 | 138 | steel pole | 3.37 | 0 | 1 | 2156MCM ACSR | 0 | 0 | 0 | 0 | 0 | 0 | 0 | 0 | 0 | 0 | 0 | 0 | 0 | 0 | 0 | 0 | 0 | 0 | 0 | 0 | 0 | 0 | 0 | 12 | 1
NO |  | 119 | 2016 | 3 | 17 | 17 |  |  |  | 0 | 0 | steel tower | 2.9 | 0 | 0 | 900MCM ACSR | 0 | 0 | 0 | 0 | 0 | 0 | 0 | 0 | 0 | 0 | 0 | 0 | 0 | 0 | 0 | 0 | 0 | 0 | 0 | 0 | 0 | 0 | 0 | 12 | 1
NO |  | 119 | 2016 | 3 | 18 | 18 |  |  |  | 0 | 0 | wood pole | 0.12 | 0 | 0 |  | 0 | 0 | 0 | 0 | 0 | 0 | 0 | 0 | 0 | 0 | 0 | 0 | 0 | 0 | 0 | 0 | 0 | 0 | 0 | 0 | 0 | 0 | 0 | 12 | 1
NO |  | 119 | 2016 | 3 | 19 | 19 |  | Lake George Sub. | Highland Sub. | 138 | 138 | steel pole | 4.82 | 3.37 | 1 | 2156MCM ACSR | 0 | 0 | 0 | 0 | 0 | 0 | 0 | 0 | 0 | 0 | 0 | 0 | 0 | 0 | 0 | 0 | 0 | 0 | 0 | 0 | 0 | 0 | 0 | 12 | 1
NO |  | 119 | 2016 | 3 | 20 | 20 |  |  |  | 0 | 0 | steel tower | 0 | 2.84 | 0 | 900MCM ACSR | 0 | 0 | 0 | 0 | 0 | 0 | 0 | 0 | 0 | 0 | 0 | 0 | 0 | 0 | 0 | 0 | 0 | 0 | 0 | 0 | 0 | 0 | 0 | 12 | 1
NO |  | 119 | 2016 | 3 | 21 | 21 |  | Hendricks Sub. | US Steel - Stockton | 138 | 138 | steel tower | 0.04 | 1.48 | 1 | 400MCM CU | 0 | 0 | 0 | 0 | 0 | 0 | 0 | 0 | 0 | 0 | 0 | 0 | 0 | 0 | 0 | 0 | 0 | 0 | 0 | 0 | 0 | 0 | 0 | 12 | 1
NO |  | 119 | 2016 | 3 | 22 | 22 |  |  |  | 0 | 0 |  | 0 | 0 | 0 | 900MCM ACSR | 0 | 0 | 0 | 0 | 0 | 0 | 0 | 0 | 0 | 0 | 0 | 0 | 0 | 0 | 0 | 0 | 0 | 0 | 0 | 0 | 0 | 0 | 0 | 12 | 1
NO |  | 119 | 2016 | 3 | 23 | 23 |  | Miller Sub. | US Steel - Coke Plant | 138 | 138 | steel pole | 0.06 | 0 | 1 | 900MCM ACSR | 0 | 0 | 0 | 0 | 0 | 0 | 0 | 0 | 0 | 0 | 0 | 0 | 0 | 0 | 0 | 0 | 0 | 0 | 0 | 0 | 0 | 0 | 0 | 12 | 1
NO |  | 119 | 2016 | 3 | 24 | 24 |  |  |  | 0 | 0 | steel tower | 0.19 | 2.09 | 0 |  | 0 | 0 | 0 | 0 | 0 | 0 | 0 | 0 | 0 | 0 | 0 | 0 | 0 | 0 | 0 | 0 | 0 | 0 | 0 | 0 | 0 | 0 | 0 | 12 | 1
NO |  | 119 | 2016 | 3 | 25 | 25 |  | Lake George Sub. | Tower Road Sub. | 138 | 138 | steel tower | 5.93 | 0 | 1 | 2156MCM ACSR | 0 | 0 | 0 | 0 | 0 | 0 | 0 | 0 | 0 | 0 | 0 | 0 | 0 | 0 | 0 | 0 | 0 | 0 | 0 | 0 | 0 | 0 | 0 | 12 | 1
NO |  | 119 | 2016 | 3 | 26 | 26 |  |  |  | 0 | 0 | wood H-frame | 8.06 | 0 | 0 | 397.5MCM ACSR | 0 | 0 | 0 | 0 | 0 | 0 | 0 | 0 | 0 | 0 | 0 | 0 | 0 | 0 | 0 | 0 | 0 | 0 | 0 | 0 | 0 | 0 | 0 | 12 | 1
NO |  | 119 | 2016 | 3 | 27 | 27 |  |  |  | 0 | 0 |  | 0 | 0 | 0 | 900MCM ACSR | 0 | 0 | 0 | 0 | 0 | 0 | 0 | 0 | 0 | 0 | 0 | 0 | 0 | 0 | 0 | 0 | 0 | 0 | 0 | 0 | 0 | 0 | 0 | 12 | 1
NO |  | 119 | 2016 | 3 | 28 | 28 |  | Lake George Sub. | Liberty Park Sub. | 138 | 138 | steel tower | 5.9 | 0 | 1 | 397.5MCM ACSR | 0 | 0 | 0 | 0 | 0 | 0 | 0 | 0 | 0 | 0 | 0 | 0 | 0 | 0 | 0 | 0 | 0 | 0 | 0 | 0 | 0 | 0 | 0 | 12 | 1
NO |  | 119 | 2016 | 3 | 29 | 29 |  |  |  | 0 | 0 | wood H-frame | 5.86 | 0 | 0 | 900MCM ACSR | 0 | 0 | 0 | 0 | 0 | 0 | 0 | 0 | 0 | 0 | 0 | 0 | 0 | 0 | 0 | 0 | 0 | 0 | 0 | 0 | 0 | 0 | 0 | 12 | 1
NO |  | 119 | 2016 | 3 | 30 | 30 |  | St. John Sub. | Liberty Park Sub. | 138 | 138 | wood H-frame | 2.01 | 0 | 1 | 397.5MCM ACSR | 0 | 0 | 0 | 0 | 0 | 0 | 0 | 0 | 0 | 0 | 0 | 0 | 0 | 0 | 0 | 0 | 0 | 0 | 0 | 0 | 0 | 0 | 0 | 12 | 1
NO |  | 119 | 2016 | 3 | 31 | 31 |  |  |  | 0 | 0 | wood pole | 0.22 | 0 | 0 |  | 0 | 0 | 0 | 0 | 0 | 0 | 0 | 0 | 0 | 0 | 0 | 0 | 0 | 0 | 0 | 0 | 0 | 0 | 0 | 0 | 0 | 0 | 0 | 12 | 1
NO |  | 119 | 2016 | 3 | 32 | 32 |  | Marktown Sub. | BP Whiting Refinery | 138 | 138 | steel pole | 0.87 | 0 | 1 | 900MCM ACSR | 0 | 0 | 0 | 0 | 0 | 0 | 0 | 0 | 0 | 0 | 0 | 0 | 0 | 0 | 0 | 0 | 0 | 0 | 0 | 0 | 0 | 0 | 0 | 12 | 1
NO |  | 119 | 2016 | 3 | 33 | 33 |  | Roxana Sub. | Calumet Sub. | 138 | 138 | steel tower | 0.42 | 2.04 | 1 | 900MCM ACSR | 0 | 0 | 0 | 0 | 0 | 0 | 0 | 0 | 0 | 0 | 0 | 0 | 0 | 0 | 0 | 0 | 0 | 0 | 0 | 0 | 0 | 0 | 0 | 12 | 1
NO |  | 119 | 2016 | 3 | 34 | 34 |  | Morrison Ditch | Sheldon South | 138 | 138 | wood pole | 1.88 | 0 | 1 | 900MCM ACSR | 0 | 0 | 0 | 0 | 0 | 0 | 0 | 0 | 0 | 0 | 0 | 0 | 0 | 0 | 0 | 0 | 0 | 0 | 0 | 0 | 0 | 0 | 0 | 12 | 1
NO |  | 119 | 2016 | 3 | 35 | 35 |  |  |  | 0 | 0 |  | 0 | 0 | 0 | 954MCM ACSR | 0 | 0 | 0 | 0 | 0 | 0 | 0 | 0 | 0 | 0 | 0 | 0 | 0 | 0 | 0 | 0 | 0 | 0 | 0 | 0 | 0 | 0 | 0 | 12 | 1
NO |  | 119 | 2016 | 4 | 1 | 1 |  | Tower Road Sub. | Flint Lake Sub. | 138 | 138 | steel tower | 5.55 | 0 | 1 | 954MCM ACSR | 0 | 0 | 0 | 0 | 0 | 0 | 0 | 0 | 0 | 0 | 0 | 0 | 0 | 0 | 0 | 0 | 0 | 0 | 0 | 0 | 0 | 0 | 0 | 12 | 1
NO |  | 119 | 2016 | 4 | 2 | 2 |  | Flint Lake Sub. | Luchtman Rd. Sub. | 138 | 138 | steel tower | 11.75 | 0 | 1 | 397.5MCM ACSR | 0 | 0 | 0 | 0 | 0 | 0 | 0 | 0 | 0 | 0 | 0 | 0 | 0 | 0 | 0 | 0 | 0 | 0 | 0 | 0 | 0 | 0 | 0 | 12 | 1
NO |  | 119 | 2016 | 4 | 3 | 3 |  |  |  | 0 | 0 | wood pole | 0.85 | 0 | 0 |  | 0 | 0 | 0 | 0 | 0 | 0 | 0 | 0 | 0 | 0 | 0 | 0 | 0 | 0 | 0 | 0 | 0 | 0 | 0 | 0 | 0 | 0 | 0 | 12 | 1
NO |  | 119 | 2016 | 4 | 4 | 4 |  | Schahfer Gen. Station | Schahfer Gen. Construction | 138 | 138 | steel tower | 3.06 | 0 | 1 | 397.5MCM ACSR | 0 | 0 | 0 | 0 | 0 | 0 | 0 | 0 | 0 | 0 | 0 | 0 | 0 | 0 | 0 | 0 | 0 | 0 | 0 | 0 | 0 | 0 | 0 | 12 | 1
NO |  | 119 | 2016 | 4 | 5 | 5 |  |  | Starke Sub. | 0 | 0 | wood pole | 25.89 | 0 | 0 |  | 0 | 0 | 0 | 0 | 0 | 0 | 0 | 0 | 0 | 0 | 0 | 0 | 0 | 0 | 0 | 0 | 0 | 0 | 0 | 0 | 0 | 0 | 0 | 12 | 1
NO |  | 119 | 2016 | 4 | 6 | 6 |  |  | Thayer Sub. | 0 | 0 |  | 0 | 0 | 0 |  | 0 | 0 | 0 | 0 | 0 | 0 | 0 | 0 | 0 | 0 | 0 | 0 | 0 | 0 | 0 | 0 | 0 | 0 | 0 | 0 | 0 | 0 | 0 | 12 | 1
NO |  | 119 | 2016 | 4 | 7 | 7 |  | Dune Acres | Babcock Sub. | 138 | 138 | steel pole | 0.35 | 0 | 1 | 900MCM ACSR | 0 | 0 | 0 | 0 | 0 | 0 | 0 | 0 | 0 | 0 | 0 | 0 | 0 | 0 | 0 | 0 | 0 | 0 | 0 | 0 | 0 | 0 | 0 | 12 | 1
NO |  | 119 | 2016 | 4 | 8 | 8 |  |  |  | 0 | 0 | steel tower | 0 | 7.36 | 0 |  | 0 | 0 | 0 | 0 | 0 | 0 | 0 | 0 | 0 | 0 | 0 | 0 | 0 | 0 | 0 | 0 | 0 | 0 | 0 | 0 | 0 | 0 | 0 | 12 | 1
NO |  | 119 | 2016 | 4 | 9 | 9 |  | Sheffield Sub. | BP Whiting Refinery | 138 | 138 | steel pole | 1.57 | 0 | 1 | 900MCM ACSR | 0 | 0 | 0 | 0 | 0 | 0 | 0 | 0 | 0 | 0 | 0 | 0 | 0 | 0 | 0 | 0 | 0 | 0 | 0 | 0 | 0 | 0 | 0 | 12 | 1
NO |  | 119 | 2016 | 4 | 10 | 10 |  | Sheffield Sub. | Marktown Sub. | 138 | 138 | steel pole | 0.47 | 1.91 | 1 | 900MCM ACSR | 0 | 0 | 0 | 0 | 0 | 0 | 0 | 0 | 0 | 0 | 0 | 0 | 0 | 0 | 0 | 0 | 0 | 0 | 0 | 0 | 0 | 0 | 0 | 12 | 1
NO |  | 119 | 2016 | 4 | 11 | 11 |  | Dune Acres Sub. | Beta Steel Arc Furnace | 138 | 138 | steel pole | 0.37 | 0 | 1 | 900MCM ACSR | 0 | 0 | 0 | 0 | 0 | 0 | 0 | 0 | 0 | 0 | 0 | 0 | 0 | 0 | 0 | 0 | 0 | 0 | 0 | 0 | 0 | 0 | 0 | 12 | 1
NO |  | 119 | 2016 | 4 | 12 | 12 |  |  |  | 0 | 0 | steel tower | 0 | 3.46 | 0 |  | 0 | 0 | 0 | 0 | 0 | 0 | 0 | 0 | 0 | 0 | 0 | 0 | 0 | 0 | 0 | 0 | 0 | 0 | 0 | 0 | 0 | 0 | 0 | 12 | 1
NO |  | 119 | 2016 | 4 | 13 | 13 |  | Northeast Sub. | Goshen Jct. Sub. | 138 | 138 | wood pole | 8.78 | 0 | 1 | 900MCM ACSR | 0 | 0 | 0 | 0 | 0 | 0 | 0 | 0 | 0 | 0 | 0 | 0 | 0 | 0 | 0 | 0 | 0 | 0 | 0 | 0 | 0 | 0 | 0 | 12 | 1
NO |  | 119 | 2016 | 4 | 14 | 14 |  | Kosciusko Sub. | Leesburg Sub. | 138 | 138 | steel tower | 5.07 | 1.19 | 1 | 397.5MCM ACSR | 0 | 0 | 0 | 0 | 0 | 0 | 0 | 0 | 0 | 0 | 0 | 0 | 0 | 0 | 0 | 0 | 0 | 0 | 0 | 0 | 0 | 0 | 0 | 12 | 1
NO |  | 119 | 2016 | 4 | 15 | 15 |  |  |  | 0 | 0 | wood pole | 1.17 | 0 | 0 | 900MCM ACSR | 0 | 0 | 0 | 0 | 0 | 0 | 0 | 0 | 0 | 0 | 0 | 0 | 0 | 0 | 0 | 0 | 0 | 0 | 0 | 0 | 0 | 0 | 0 | 12 | 1
NO |  | 119 | 2016 | 4 | 16 | 16 |  | Burr Oak Sub. | East Winamac Sub. | 138 | 138 | steel tower | 15.57 | 0 | 1 | 954MCM ACSR | 0 | 0 | 0 | 0 | 0 | 0 | 0 | 0 | 0 | 0 | 0 | 0 | 0 | 0 | 0 | 0 | 0 | 0 | 0 | 0 | 0 | 0 | 0 | 12 | 1
NO |  | 119 | 2016 | 4 | 17 | 17 |  |  |  | 0 | 0 |  | 0 | 0 | 0 | 300MCM ACSR | 0 | 0 | 0 | 0 | 0 | 0 | 0 | 0 | 0 | 0 | 0 | 0 | 0 | 0 | 0 | 0 | 0 | 0 | 0 | 0 | 0 | 0 | 0 | 12 | 1
NO |  | 119 | 2016 | 4 | 18 | 18 |  |  |  | 0 | 0 |  | 0 | 0 | 0 | 397MCM ACSR | 0 | 0 | 0 | 0 | 0 | 0 | 0 | 0 | 0 | 0 | 0 | 0 | 0 | 0 | 0 | 0 | 0 | 0 | 0 | 0 | 0 | 0 | 0 | 12 | 1
NO |  | 119 | 2016 | 4 | 19 | 19 |  | South Prairie Sub. | Westwood (Duke) | 138 | 138 | wood pole | 17.24 | 0 | 1 | 397.5MCM ACSR | 0 | 0 | 0 | 0 | 0 | 0 | 0 | 0 | 0 | 0 | 0 | 0 | 0 | 0 | 0 | 0 | 0 | 0 | 0 | 0 | 0 | 0 | 0 | 12 | 1
NO |  | 119 | 2016 | 4 | 20 | 20 |  | Dune Acres Sub. | Praxair Inc. #5-Burns Harb. | 138 | 138 | steel tower | 0.02 | 2.6 | 1 | 900MCM ACSR | 0 | 0 | 0 | 0 | 0 | 0 | 0 | 0 | 0 | 0 | 0 | 0 | 0 | 0 | 0 | 0 | 0 | 0 | 0 | 0 | 0 | 0 | 0 | 12 | 1
NO |  | 119 | 2016 | 4 | 21 | 21 |  | Lake George Sub. | Ainsworth Sub. | 138 | 138 | steel tower | 0.27 | 5.04 | 1 | 900MCM ACSR | 0 | 0 | 0 | 0 | 0 | 0 | 0 | 0 | 0 | 0 | 0 | 0 | 0 | 0 | 0 | 0 | 0 | 0 | 0 | 0 | 0 | 0 | 0 | 12 | 1
NO |  | 119 | 2016 | 4 | 22 | 22 |  |  | Green Acres Sub. | 0 | 0 |  | 0 | 0 | 0 |  | 0 | 0 | 0 | 0 | 0 | 0 | 0 | 0 | 0 | 0 | 0 | 0 | 0 | 0 | 0 | 0 | 0 | 0 | 0 | 0 | 0 | 0 | 0 | 12 | 1
NO |  | 119 | 2016 | 4 | 23 | 23 |  | Schahfer Gen. Station | Tower Road Sub. | 138 | 138 | steel pole | 0.36 | 0 | 1 | 2156MCM ACSR | 0 | 0 | 0 | 0 | 0 | 0 | 0 | 0 | 0 | 0 | 0 | 0 | 0 | 0 | 0 | 0 | 0 | 0 | 0 | 0 | 0 | 0 | 0 | 12 | 1
NO |  | 119 | 2016 | 4 | 24 | 24 |  |  |  | 0 | 0 | steel tower | 0.4 | 21.9 | 0 | 900MCM ACSR | 0 | 0 | 0 | 0 | 0 | 0 | 0 | 0 | 0 | 0 | 0 | 0 | 0 | 0 | 0 | 0 | 0 | 0 | 0 | 0 | 0 | 0 | 0 | 12 | 1
NO |  | 119 | 2016 | 4 | 25 | 25 |  | LaGrange Sub. | Northport Sub. | 138 | 138 | steel tower | 8.47 | 0 | 1 | 397.5MCM ACSR | 0 | 0 | 0 | 0 | 0 | 0 | 0 | 0 | 0 | 0 | 0 | 0 | 0 | 0 | 0 | 0 | 0 | 0 | 0 | 0 | 0 | 0 | 0 | 12 | 1
NO |  | 119 | 2016 | 4 | 26 | 26 |  | Green Acres Sub. | St. John Sub. | 138 | 138 | concrete pole | 4.01 | 0 | 1 | 900MCM ACSR | 0 | 0 | 0 | 0 | 0 | 0 | 0 | 0 | 0 | 0 | 0 | 0 | 0 | 0 | 0 | 0 | 0 | 0 | 0 | 0 | 0 | 0 | 0 | 12 | 1
NO |  | 119 | 2016 | 4 | 27 | 27 |  |  |  | 0 | 0 | steel pole | 3.75 | 0 | 0 | 954 MCM ACSR | 0 | 0 | 0 | 0 | 0 | 0 | 0 | 0 | 0 | 0 | 0 | 0 | 0 | 0 | 0 | 0 | 0 | 0 | 0 | 0 | 0 | 0 | 0 | 12 | 1
NO |  | 119 | 2016 | 4 | 28 | 28 |  |  |  | 0 | 0 | wood pole | 0.78 | 0 | 0 |  | 0 | 0 | 0 | 0 | 0 | 0 | 0 | 0 | 0 | 0 | 0 | 0 | 0 | 0 | 0 | 0 | 0 | 0 | 0 | 0 | 0 | 0 | 0 | 12 | 1
NO |  | 119 | 2016 | 4 | 29 | 29 |  | Hendricks Sub. | US Steel - West Mill | 138 | 138 | steel tower | 0.06 | 2.43 | 1 | 400MCM CU | 0 | 0 | 0 | 0 | 0 | 0 | 0 | 0 | 0 | 0 | 0 | 0 | 0 | 0 | 0 | 0 | 0 | 0 | 0 | 0 | 0 | 0 | 0 | 12 | 1
NO |  | 119 | 2016 | 4 | 30 | 30 |  |  |  | 0 | 0 |  | 0 | 0 | 0 | 900MCM ACSR | 0 | 0 | 0 | 0 | 0 | 0 | 0 | 0 | 0 | 0 | 0 | 0 | 0 | 0 | 0 | 0 | 0 | 0 | 0 | 0 | 0 | 0 | 0 | 12 | 1
NO |  | 119 | 2016 | 4 | 31 | 31 |  | Chicago Ave. Sub. | Mittal Steel IN Harbor-No8 | 138 | 138 | steel pole | 0.9 | 0 | 1 | 900MCM ACSR | 0 | 0 | 0 | 0 | 0 | 0 | 0 | 0 | 0 | 0 | 0 | 0 | 0 | 0 | 0 | 0 | 0 | 0 | 0 | 0 | 0 | 0 | 0 | 12 | 1
NO |  | 119 | 2016 | 4 | 32 | 32 |  |  |  | 0 | 0 | steel tower | 1.04 | 0 | 0 |  | 0 | 0 | 0 | 0 | 0 | 0 | 0 | 0 | 0 | 0 | 0 | 0 | 0 | 0 | 0 | 0 | 0 | 0 | 0 | 0 | 0 | 0 | 0 | 12 | 1
NO |  | 119 | 2016 | 4 | 33 | 33 |  | Mitchell Gen. Station | Mittal Steel IN Harbor-NO8 | 138 | 138 | steel pole | 0.94 | 0 | 1 | 900 MCM ACSR | 0 | 0 | 0 | 0 | 0 | 0 | 0 | 0 | 0 | 0 | 0 | 0 | 0 | 0 | 0 | 0 | 0 | 0 | 0 | 0 | 0 | 0 | 0 | 12 | 1
NO |  | 119 | 2016 | 4 | 34 | 34 |  |  |  | 0 | 0 | steel tower | 0.16 | 1.94 | 0 |  | 0 | 0 | 0 | 0 | 0 | 0 | 0 | 0 | 0 | 0 | 0 | 0 | 0 | 0 | 0 | 0 | 0 | 0 | 0 | 0 | 0 | 0 | 0 | 12 | 1
NO |  | 119 | 2016 | 4 | 35 | 35 |  | Mitchell Gen. Station | Chicago Ave. Sub. | 138 | 138 | steel tower | 0.33 | 0.93 | 1 | 900MCM ACSR | 0 | 0 | 0 | 0 | 0 | 0 | 0 | 0 | 0 | 0 | 0 | 0 | 0 | 0 | 0 | 0 | 0 | 0 | 0 | 0 | 0 | 0 | 0 | 12 | 1
NO |  | 119 | 2016 | 5 | 1 | 1 |  | Wolf Lake Sub. | Sheffield Sub. | 138 | 138 | steel tower | 1.92 | 0.59 | 1 | 336 ACSS | 0 | 0 | 0 | 0 | 0 | 0 | 0 | 0 | 0 | 0 | 0 | 0 | 0 | 0 | 0 | 0 | 0 | 0 | 0 | 0 | 0 | 0 | 0 | 12 | 1
NO |  | 119 | 2016 | 5 | 2 | 2 |  |  |  | 0 | 0 | wood pole | 0.19 | 0 | 0 | 954 KCM ACSS | 0 | 0 | 0 | 0 | 0 | 0 | 0 | 0 | 0 | 0 | 0 | 0 | 0 | 0 | 0 | 0 | 0 | 0 | 0 | 0 | 0 | 0 | 0 | 12 | 1
NO |  | 119 | 2016 | 5 | 3 | 3 |  | Munster Sub. | Kenwood Sub. | 138 | 138 | steel pole | 1.68 | 2.13 | 1 | 900MCM ACSR | 0 | 0 | 0 | 0 | 0 | 0 | 0 | 0 | 0 | 0 | 0 | 0 | 0 | 0 | 0 | 0 | 0 | 0 | 0 | 0 | 0 | 0 | 0 | 12 | 1
NO |  | 119 | 2016 | 5 | 4 | 4 |  |  |  | 0 | 0 | steel tower | 2.67 | 0 | 0 | 300MCM CU | 0 | 0 | 0 | 0 | 0 | 0 | 0 | 0 | 0 | 0 | 0 | 0 | 0 | 0 | 0 | 0 | 0 | 0 | 0 | 0 | 0 | 0 | 0 | 12 | 1
NO |  | 119 | 2016 | 5 | 5 | 5 |  |  |  | 0 | 0 | wood pole | 0.21 | 0 | 0 |  | 0 | 0 | 0 | 0 | 0 | 0 | 0 | 0 | 0 | 0 | 0 | 0 | 0 | 0 | 0 | 0 | 0 | 0 | 0 | 0 | 0 | 0 | 0 | 12 | 1
NO |  | 119 | 2016 | 5 | 6 | 6 |  | Munster Sub. | Taney Sub. | 138 | 138 | steel pole | 0 | 8.48 | 1 | 2156MCM ACSR | 0 | 0 | 0 | 0 | 0 | 0 | 0 | 0 | 0 | 0 | 0 | 0 | 0 | 0 | 0 | 0 | 0 | 0 | 0 | 0 | 0 | 0 | 0 | 12 | 1
NO |  | 119 | 2016 | 5 | 7 | 7 |  |  |  | 0 | 0 | wood pole | 0.11 | 0 | 0 | 900MCM ACSR | 0 | 0 | 0 | 0 | 0 | 0 | 0 | 0 | 0 | 0 | 0 | 0 | 0 | 0 | 0 | 0 | 0 | 0 | 0 | 0 | 0 | 0 | 0 | 12 | 1
NO |  | 119 | 2016 | 5 | 8 | 8 |  | Plymouth Sub. | Stillwell Sub. | 138 | 138 | steel tower | 19.27 | 0 | 1 | 300MCM CU | 0 | 0 | 0 | 0 | 0 | 0 | 0 | 0 | 0 | 0 | 0 | 0 | 0 | 0 | 0 | 0 | 0 | 0 | 0 | 0 | 0 | 0 | 0 | 12 | 1
NO |  | 119 | 2016 | 5 | 9 | 9 |  |  |  | 0 | 0 | wood pole | 1.25 | 0 | 0 | 954 MCM ACSR | 0 | 0 | 0 | 0 | 0 | 0 | 0 | 0 | 0 | 0 | 0 | 0 | 0 | 0 | 0 | 0 | 0 | 0 | 0 | 0 | 0 | 0 | 0 | 12 | 1
NO |  | 119 | 2016 | 5 | 10 | 10 |  | Stillwell Sub. | LNG Plant | 138 | 138 | steel tower | 7.07 | 0 | 1 | 300MCM CU | 0 | 0 | 0 | 0 | 0 | 0 | 0 | 0 | 0 | 0 | 0 | 0 | 0 | 0 | 0 | 0 | 0 | 0 | 0 | 0 | 0 | 0 | 0 | 12 | 1
NO |  | 119 | 2016 | 5 | 11 | 11 |  |  |  | 0 | 0 | wood pole | 0.73 | 0 | 0 | 336.4MCM ACSR | 0 | 0 | 0 | 0 | 0 | 0 | 0 | 0 | 0 | 0 | 0 | 0 | 0 | 0 | 0 | 0 | 0 | 0 | 0 | 0 | 0 | 0 | 0 | 12 | 1
NO |  | 119 | 2016 | 5 | 12 | 12 |  | Tower Road Sub. | Babcock Sub. | 138 | 138 | steel pole | 0.14 | 0 | 1 | 2156MCM ACSR | 0 | 0 | 0 | 0 | 0 | 0 | 0 | 0 | 0 | 0 | 0 | 0 | 0 | 0 | 0 | 0 | 0 | 0 | 0 | 0 | 0 | 0 | 0 | 12 | 1
NO |  | 119 | 2016 | 5 | 13 | 13 |  |  |  | 0 | 0 | steel tower | 0 | 4.06 | 0 | 900MCM ACSR | 0 | 0 | 0 | 0 | 0 | 0 | 0 | 0 | 0 | 0 | 0 | 0 | 0 | 0 | 0 | 0 | 0 | 0 | 0 | 0 | 0 | 0 | 0 | 12 | 1
NO |  | 119 | 2016 | 5 | 14 | 14 |  |  |  | 0 | 0 | wood pole | 0.14 | 0 | 0 |  | 0 | 0 | 0 | 0 | 0 | 0 | 0 | 0 | 0 | 0 | 0 | 0 | 0 | 0 | 0 | 0 | 0 | 0 | 0 | 0 | 0 | 0 | 0 | 12 | 1
NO |  | 119 | 2016 | 5 | 15 | 15 |  | Highland Sub. | Kenwood Sub. | 138 | 138 | steel pole | 0.33 | 2.7 | 1 | 900MCM ACSR | 0 | 0 | 0 | 0 | 0 | 0 | 0 | 0 | 0 | 0 | 0 | 0 | 0 | 0 | 0 | 0 | 0 | 0 | 0 | 0 | 0 | 0 | 0 | 12 | 1
NO |  | 119 | 2016 | 5 | 16 | 16 |  | St. John Sub. | Kreitzburg Sub. | 138 | 138 | concrete pole | 2.44 | 0 | 1 | 2156MCM ACSR | 0 | 0 | 0 | 0 | 0 | 0 | 0 | 0 | 0 | 0 | 0 | 0 | 0 | 0 | 0 | 0 | 0 | 0 | 0 | 0 | 0 | 0 | 0 | 12 | 1
NO |  | 119 | 2016 | 5 | 17 | 17 |  |  |  | 0 | 0 | steel pole | 0.39 | 2.18 | 0 | 900MCM ACSR | 0 | 0 | 0 | 0 | 0 | 0 | 0 | 0 | 0 | 0 | 0 | 0 | 0 | 0 | 0 | 0 | 0 | 0 | 0 | 0 | 0 | 0 | 0 | 12 | 1
NO |  | 119 | 2016 | 5 | 18 | 18 |  | Aetna Sub. | Miller Sub. | 138 | 138 | steel tower | 0.2 | 0.33 | 1 | 900MCM ACSR | 0 | 0 | 0 | 0 | 0 | 0 | 0 | 0 | 0 | 0 | 0 | 0 | 0 | 0 | 0 | 0 | 0 | 0 | 0 | 0 | 0 | 0 | 0 | 12 | 1
NO |  | 119 | 2016 | 5 | 19 | 19 |  | Hiple, F. G. Sub. | Goshen Jct. Sub. | 138 | 138 | wood pole | 15.92 | 0 | 1 | 900MCM ACSR | 0 | 0 | 0 | 0 | 0 | 0 | 0 | 0 | 0 | 0 | 0 | 0 | 0 | 0 | 0 | 0 | 0 | 0 | 0 | 0 | 0 | 0 | 0 | 12 | 1
NO |  | 119 | 2016 | 5 | 20 | 20 |  | Gary Avenue | Chicago Ave | 138 | 138 | steel pole | 0.2 | 0 | 1 | 3158KCM AL | 0 | 0 | 0 | 0 | 0 | 0 | 0 | 0 | 0 | 0 | 0 | 0 | 0 | 0 | 0 | 0 | 0 | 0 | 0 | 0 | 0 | 0 | 0 | 12 | 1
NO |  | 119 | 2016 | 5 | 21 | 21 |  |  |  | 0 | 0 | underground | 0.57 | 0 | 0 | 900MCM ACSR | 0 | 0 | 0 | 0 | 0 | 0 | 0 | 0 | 0 | 0 | 0 | 0 | 0 | 0 | 0 | 0 | 0 | 0 | 0 | 0 | 0 | 0 | 0 | 12 | 1
NO |  | 119 | 2016 | 5 | 22 | 22 |  | Goodland | Morrison Ditch | 138 | 138 | wood pole | 12.32 | 0 | 1 | 900MCM ACSR | 0 | 0 | 0 | 0 | 0 | 0 | 0 | 0 | 0 | 0 | 0 | 0 | 0 | 0 | 0 | 0 | 0 | 0 | 0 | 0 | 0 | 0 | 0 | 12 | 1
NO |  | 119 | 2016 | 5 | 23 | 23 |  |  |  | 0 | 0 |  | 0 | 0 | 0 | 954MCM ACSR | 0 | 0 | 0 | 0 | 0 | 0 | 0 | 0 | 0 | 0 | 0 | 0 | 0 | 0 | 0 | 0 | 0 | 0 | 0 | 0 | 0 | 0 | 0 | 12 | 1
NO |  | 119 | 2016 | 5 | 24 | 24 |  | Tower Road | Flint Lake | 138 | 138 | steel pole | 5.57 | 0 | 1 | 954MCM ACSR | 0 | 0 | 0 | 0 | 0 | 0 | 0 | 0 | 0 | 0 | 0 | 0 | 0 | 0 | 0 | 0 | 0 | 0 | 0 | 0 | 0 | 0 | 0 | 12 | 1
NO |  | 119 | 2016 | 5 | 25 | 25 |  | Marktown | Praxair INC #6-Whiting East | 138 | 138 | steel pole | 0.19 | 0 | 1 | 2156MCM ACSR | 0 | 0 | 0 | 0 | 0 | 0 | 0 | 0 | 0 | 0 | 0 | 0 | 0 | 0 | 0 | 0 | 0 | 0 | 0 | 0 | 0 | 0 | 0 | 12 | 1
NO |  | 119 | 2016 | 5 | 26 | 26 |  | Hartsdale | Enbridge - Griffith Term E | 138 | 138 | steel pole | 1.23 | 0 | 0 | 900MCM ACSR | 0 | 0 | 0 | 0 | 0 | 0 | 0 | 0 | 0 | 0 | 0 | 0 | 0 | 0 | 0 | 0 | 0 | 0 | 0 | 0 | 0 | 0 | 0 | 12 | 1
NO |  | 119 | 2016 | 5 | 27 | 27 |  | Reynolds | Magnetation | 138 | 138 | steel pole | 0.42 | 0 | 0 | 900 MCM ACSR | 0 | 0 | 0 | 0 | 0 | 0 | 0 | 0 | 0 | 0 | 0 | 0 | 0 | 0 | 0 | 0 | 0 | 0 | 0 | 0 | 0 | 0 | 0 | 12 | 1
NO |  | 119 | 2016 | 5 | 28 | 28 |  |  |  | 138 | 138 | steel tower | 0.36 | 0 | 0 | 954 MCM ACSR | 0 | 0 | 0 | 0 | 0 | 0 | 0 | 0 | 0 | 0 | 0 | 0 | 0 | 0 | 0 | 0 | 0 | 0 | 0 | 0 | 0 | 0 | 0 | 12 | 1
NO |  | 119 | 2016 | 5 | 29 | 29 |  | Flint Lake | Valparaiso | 138 | 138 | steel tower | 6.09 | 0 | 0 | 397.5 MCM ACSR | 0 | 0 | 0 | 0 | 0 | 0 | 0 | 0 | 0 | 0 | 0 | 0 | 0 | 0 | 0 | 0 | 0 | 0 | 0 | 0 | 0 | 0 | 0 | 12 | 1
NO |  | 119 | 2016 | 5 | 30 | 30 |  |  |  | 0 | 0 |  | 0 | 0 | 0 | 397.5 MCM ACSR | 0 | 0 | 0 | 0 | 0 | 0 | 0 | 0 | 0 | 0 | 0 | 0 | 0 | 0 | 0 | 0 | 0 | 0 | 0 | 0 | 0 | 0 | 0 | 12 | 1
NO |  | 119 | 2016 | 5 | 31 | 31 |  | Bailly Gen. Sta. - Unit 7 | Dune Acres Sub. | 138 | 138 | steel tower | 1.55 | 0 | 1 | 900MCM ACSR | 0 | 0 | 0 | 0 | 0 | 0 | 0 | 0 | 0 | 0 | 0 | 0 | 0 | 0 | 0 | 0 | 0 | 0 | 0 | 0 | 0 | 0 | 0 | 12 | 1
NO |  | 119 | 2016 | 5 | 32 | 32 |  | Bailly Gen. Sta. - Unit 8 | Dune Acres Sub. | 138 | 138 | steel tower | 1.52 | 0 | 1 | 1590MCM ACSR | 0 | 0 | 0 | 0 | 0 | 0 | 0 | 0 | 0 | 0 | 0 | 0 | 0 | 0 | 0 | 0 | 0 | 0 | 0 | 0 | 0 | 0 | 0 | 12 | 1
NO |  | 119 | 2016 | 5 | 33 | 33 |  | Bailly Gen. Sta. - R.A.T. | Dune Acres Sub. | 138 | 138 | steel tower | 1.5 | 0 | 1 | 900MCM ACSR | 0 | 0 | 0 | 0 | 0 | 0 | 0 | 0 | 0 | 0 | 0 | 0 | 0 | 0 | 0 | 0 | 0 | 0 | 0 | 0 | 0 | 0 | 0 | 12 | 1
NO |  | 119 | 2016 | 5 | 34 | 34 |  | Roxana Sub. | Steel Pole #9126(138501) | 138 | 138 | steel pole | 0.1 | 1.04 | 1 | 900MCM ACSR | 0 | 0 | 0 | 0 | 0 | 0 | 0 | 0 | 0 | 0 | 0 | 0 | 0 | 0 | 0 | 0 | 0 | 0 | 0 | 0 | 0 | 0 | 0 | 12 | 1
NO |  | 119 | 2016 | 5 | 35 | 35 |  |  |  | 0 | 0 | steel tower | 0.22 | 0 | 0 |  | 0 | 0 | 0 | 0 | 0 | 0 | 0 | 0 | 0 | 0 | 0 | 0 | 0 | 0 | 0 | 0 | 0 | 0 | 0 | 0 | 0 | 0 | 0 | 12 | 1
NO |  | 119 | 2016 | 6 | 1 | 1 |  | Roxana Sub. | Tower #4068(138702) | 138 | 138 | steel tower | 1.41 | 0 | 1 | 900 MCM ACSR | 0 | 0 | 0 | 0 | 0 | 0 | 0 | 0 | 0 | 0 | 0 | 0 | 0 | 0 | 0 | 0 | 0 | 0 | 0 | 0 | 0 | 0 | 0 | 12 | 1
NO |  | 119 | 2016 | 6 | 2 | 2 |  | Marktown Sub | Tower #246(138703) | 138 | 138 | steel tower | 0.21 | 0 | 1 | 400MCM CU | 0 | 0 | 0 | 0 | 0 | 0 | 0 | 0 | 0 | 0 | 0 | 0 | 0 | 0 | 0 | 0 | 0 | 0 | 0 | 0 | 0 | 0 | 0 | 12 | 1
NO |  | 119 | 2016 | 6 | 3 | 3 |  | Tap to Mittal Steel #8 | CokeEnergy (O/S 3/8/00) | 138 | 138 | steel tower | 1.27 | 0 | 1 | 336.4 MCM ACSR | 0 | 0 | 0 | 0 | 0 | 0 | 0 | 0 | 0 | 0 | 0 | 0 | 0 | 0 | 0 | 0 | 0 | 0 | 0 | 0 | 0 | 0 | 0 | 12 | 1
SI/NO | A | 119 | 2016 | 6 | 6 | 6 |  | 69KV |  | 0 | 0 |  | 0 | 0 | 0 |  | 596335 | 179999235 | 180595570 | 0 | 0 | 0 | 4498499.506 | 0 | 0 | 0 | 0 | 0 | 0 | 0 | 0 | 0 | 0 | 0 | 0 | 0 | 0 | 0 | 0 | 12 | 1
NO |  | 120 | 2016 | 0 | 1 | 1 |  | (5702)FORBES | RIEL | 500 | 500 | TOWER | 203.78 | 0 | 1 | 9-1192 ACSR 45/7 | 1723334 | 65307062 | 67030396 | 0 | 0 | 0 | 0 | 0 | 0 | 0 | 0 | 0 | 0 | 0 | 0 | 0 | 0 | 0 | 0 | 0 | 0 | 0 | 0 | 12 | 1
NO |  | 120 | 2016 | 0 | 2 | 2 |  | (5703)CHISAGO CO | FORBES | 500 | 500 | TOWER | 61.45 | 0 | 1 | 9-1192 ACSR 45/7 | 2237403 | 15571270 | 17808674 | 0 | 0 | 0 | 0 | 0 | 0 | 0 | 0 | 0 | 0 | 0 | 0 | 0 | 0 | 0 | 0 | 0 | 0 | 0 | 0 | 12 | 1
NO |  | 120 | 2016 | 0 | 3 | 3 |  | (0953)SPLIT ROCK | LAKEFIELD JCT | 345 | 345 | SINGLE POLE | 22.67 | 0 | 1 | 6-397.5 ACSR 26/7 | 7693156 | 121643804 | 129336959 | 0 | 0 | 0 | 0 | 0 | 0 | 0 | 0 | 0 | 0 | 0 | 0 | 0 | 0 | 0 | 0 | 0 | 0 | 0 | 0 | 12 | 1
NO |  | 120 | 2016 | 0 | 4 | 4 |  |  |  | 345 | 345 | SINGLE POLE | 4.43 | 0 | 1 | 6-954 KCMIL ACSR | 0 | 0 | 0 | 0 | 0 | 0 | 0 | 0 | 0 | 0 | 0 | 0 | 0 | 0 | 0 | 0 | 0 | 0 | 0 | 0 | 0 | 0 | 0 | 12 | 1
NO |  | 120 | 2016 | 0 | 5 | 5 |  |  |  | 345 | 345 | SINGLE POLE | 60.85 | 0 | 1 | 6-954 ACSS/TW 20/ | 0 | 0 | 0 | 0 | 0 | 0 | 0 | 0 | 0 | 0 | 0 | 0 | 0 | 0 | 0 | 0 | 0 | 0 | 0 | 0 | 0 | 0 | 0 | 12 | 1
NO |  | 120 | 2016 | 0 | 6 | 6 |  |  |  | 345 | 345 | TOWER | 0.22 | 0 | 1 | 6-954 ACSS/TW 20/ | 0 | 0 | 0 | 0 | 0 | 0 | 0 | 0 | 0 | 0 | 0 | 0 | 0 | 0 | 0 | 0 | 0 | 0 | 0 | 0 | 0 | 0 | 0 | 12 | 1
NO |  | 120 | 2016 | 0 | 7 | 7 |  | (0954)ALEXANDRIA SWITCHING | QUARRY | 345 | 345 | 2 POLE | 17.33 | 0 | 1 | 6-954ACSS/TW 20/7 | 4188381 | 66051104 | 70239485 | 0 | 0 | 0 | 0 | 661200684 | 0 | 0 | 0 | 0 | 0 | 0 | 0 | 0 | 0 | 0 | 0 | 0 | 0 | 0 | 0 | 12 | 1
NO |  | 120 | 2016 | 0 | 8 | 8 |  |  |  | 345 | 345 | SINGLE POLE | 63.89 | 0 | 1 | 6-954 ACSS/TW 20/ | 0 | 0 | 0 | 0 | 0 | 0 | 0 | 0 | 0 | 0 | 0 | 0 | 0 | 0 | 0 | 0 | 0 | 0 | 0 | 0 | 0 | 0 | 0 | 12 | 1
NO |  | 120 | 2016 | 0 | 9 | 9 |  | (0955)ALEXANDRIA SWITCHING | BISON | 345 | 345 | 2 POLE | 6.53 | 0 | 1 | 6-954 ACSS/TW 20/ | 7557629 | 106672367 | 114229996 | 0 | 0 | 0 | 0 | 661200685 | 0 | 0 | 0 | 0 | 0 | 0 | 0 | 0 | 0 | 0 | 0 | 0 | 0 | 0 | 0 | 12 | 1
NO |  | 120 | 2016 | 0 | 10 | 10 |  |  |  | 345 | 345 | SINGLE POLE | 132.25 | 0 | 1 | 6-954 ACSS/TW 20/ | 0 | 0 | 0 | 0 | 0 | 0 | 0 | 0 | 0 | 0 | 0 | 0 | 0 | 0 | 0 | 0 | 0 | 0 | 0 | 0 | 0 | 0 | 0 | 12 | 1
NO |  | 120 | 2016 | 0 | 11 | 11 |  | (0956)CEDAR MOUNTAIN | LYON CO | 345 | 345 | SINGLE POLE | 49.49 | 0 | 1 | 6-954 ACSS/TW 20/ | 4706305 | 65839990 | 70546295 | 0 | 0 | 0 | 0 | 661200673 | 0 | 0 | 0 | 0 | 0 | 0 | 0 | 0 | 0 | 0 | 0 | 0 | 0 | 0 | 0 | 12 | 1
NO |  | 120 | 2016 | 0 | 12 | 12 |  | (0957)CEDAR MOUNTAIN | LYON CO | 345 | 345 | SINGLE POLE | 0 | 49.49 | 1 | 6-954 ACSS/TW 20/ | 0 | 0 | 0 | 0 | 0 | 0 | 0 | 661200674 | 0 | 0 | 0 | 0 | 0 | 0 | 0 | 0 | 0 | 0 | 0 | 0 | 0 | 0 | 0 | 12 | 1
NO |  | 120 | 2016 | 0 | 13 | 13 |  | (0958)CEDAR MOUNTAIN | HELENA | 345 | 345 | SINGLE POLE | 73.1 | 0 | 1 | 6-954 ACSS/TW 20/ | 10380378 | 112135762 | 122516140 | 0 | 0 | 0 | 0 | 661200675 | 0 | 0 | 0 | 0 | 0 | 0 | 0 | 0 | 0 | 0 | 0 | 0 | 0 | 0 | 0 | 12 | 1
NO |  | 120 | 2016 | 0 | 14 | 14 |  | (0959)CEDAR MOUNTAIN | HELENA | 345 | 345 | SINGLE POLE | 0 | 73.06 | 1 | 6-954 ACSS/TW 20/ | 0 | 0 | 0 | 0 | 0 | 0 | 0 | 661200676 | 0 | 0 | 0 | 0 | 0 | 0 | 0 | 0 | 0 | 0 | 0 | 0 | 0 | 0 | 0 | 12 | 1
NO |  | 120 | 2016 | 0 | 15 | 15 |  | (0960)CHUB LAKE | HELENA | 345 | 345 | SINGLE POLE | 20.87 | 0 | 1 | 6-954 ACSS/TW 20/ | 6877878 | 36163577 | 43041454 | 0 | 0 | 0 | 0 | 661200677 | 0 | 0 | 0 | 0 | 0 | 0 | 0 | 0 | 0 | 0 | 0 | 0 | 0 | 0 | 0 | 12 | 1
NO |  | 120 | 2016 | 0 | 16 | 16 |  | (0961)CHUB LAKE | HAMPTON | 345 | 345 | SINGLE POLE | 18.1 | 0 | 1 | 6-954 ACSS/TW 20/ | 5759895 | 37681201 | 43441096 | 0 | 0 | 0 | 0 | 661200678 | 0 | 0 | 0 | 0 | 0 | 0 | 0 | 0 | 0 | 0 | 0 | 0 | 0 | 0 | 0 | 12 | 1
NO |  | 120 | 2016 | 0 | 17 | 17 |  | (0962)HAZEL CREEK | LYON CO | 345 | 345 | SINGLE POLE | 24.54 | 0 | 1 | 6-954 ACSS/TW 20/ | 339775 | 27093463 | 27433238 | 0 | 0 | 0 | 0 | 661200679 | 0 | 0 | 0 | 0 | 0 | 0 | 0 | 0 | 0 | 0 | 0 | 0 | 0 | 0 | 0 | 12 | 1
NO |  | 120 | 2016 | 0 | 18 | 18 |  | (0964)HAMPTON | NORTH ROCHESTER | 345 | 345 | SINGLE POLE | 37.85 | 0 | 1 | 6-397.5 TACSR-VR2 | 8295643 | 54839560 | 63135203 | 0 | 0 | 0 | 0 | 661200688 | 0 | 0 | 0 | 0 | 0 | 0 | 0 | 0 | 0 | 0 | 0 | 0 | 0 | 0 | 0 | 12 | 1
NO |  | 120 | 2016 | 0 | 19 | 19 |  | (0965)BRIGGS ROAD | NORTH ROCHESTER | 345 | 345 | 2 POLE | 3.12 | 0 | 1 | 6-954 ACSS/TW 20/ | 5000736 | 60752372 | 65753108 | 0 | 0 | 0 | 0 | 661200687 | 0 | 0 | 0 | 0 | 0 | 0 | 0 | 0 | 0 | 0 | 0 | 0 | 0 | 0 | 0 | 12 | 1
NO |  | 120 | 2016 | 0 | 20 | 20 |  |  |  | 345 | 345 | 3 POLE | 1.7 | 0 | 1 | 6-954 ACSS/TW 20 | 0 | 0 | 0 | 0 | 0 | 0 | 0 | 0 | 0 | 0 | 0 | 0 | 0 | 0 | 0 | 0 | 0 | 0 | 0 | 0 | 0 | 0 | 0 | 12 | 1
NO |  | 120 | 2016 | 0 | 21 | 21 |  |  |  | 345 | 345 | SINGLE POLE | 38.54 | 0 | 1 | 6-954 ACSS/TW 20/ | 0 | 0 | 0 | 0 | 0 | 0 | 0 | 0 | 0 | 0 | 0 | 0 | 0 | 0 | 0 | 0 | 0 | 0 | 0 | 0 | 0 | 0 | 0 | 12 | 1
NO |  | 120 | 2016 | 0 | 22 | 22 |  | (0970)BROOKINGS CO | WHITE | 345 | 345 | SINGLE POLE | 0.38 | 0 | 1 | 6-795 KCMIL ACSS | 0 | 1215849 | 1215849 | 0 | 0 | 0 | 0 | 0 | 0 | 0 | 0 | 0 | 0 | 0 | 0 | 0 | 0 | 0 | 0 | 0 | 0 | 0 | 0 | 12 | 1
NO |  | 120 | 2016 | 0 | 23 | 23 |  | (0971)BROOKINGS CO | WHITE | 345 | 345 | SINGLE POLE | 0.42 | 0 | 1 | 6-795 KCMIL ACSS | 13748 | 933240 | 946988 | 0 | 0 | 0 | 0 | 0 | 0 | 0 | 0 | 0 | 0 | 0 | 0 | 0 | 0 | 0 | 0 | 0 | 0 | 0 | 0 | 12 | 1
NO |  | 120 | 2016 | 0 | 24 | 24 |  | (0972)BROOKINGS CO | LYON CO | 345 | 345 | SINGLE POLE | 59.3 | 0 | 1 | 6-954 KCMIL ACSS/ | 859142 | 77150244 | 78009386 | 0 | 0 | 0 | 0 | 661200680 | 0 | 0 | 0 | 0 | 0 | 0 | 0 | 0 | 0 | 0 | 0 | 0 | 0 | 0 | 0 | 12 | 1
NO |  | 120 | 2016 | 0 | 25 | 25 |  | (0973)MONTICELLO | QUARRY | 345 | 345 | SINGLE POLE | 30.04 | 0 | 1 | 6-954 KCMIL ACSS/ | 5175862 | 10969295 | 16145156 | 0 | 0 | 0 | 0 | 661200686 | 0 | 0 | 0 | 0 | 0 | 0 | 0 | 0 | 0 | 0 | 0 | 0 | 0 | 0 | 0 | 12 | 1
NO |  | 120 | 2016 | 0 | 26 | 26 |  | (0974)MANKATO ENERGY CTR | WILMARTH | 345 | 345 | SINGLE POLE | 0.22 | 0 | 1 | 6-795 KCMIL ACSR | 0 | 888655 | 888655 | 0 | 0 | 0 | 0 | 0 | 0 | 0 | 0 | 0 | 0 | 0 | 0 | 0 | 0 | 0 | 0 | 0 | 0 | 0 | 0 | 12 | 1
NO |  | 120 | 2016 | 0 | 27 | 27 |  | (0975)A.S. KING | RED ROCK | 345 | 345 | K-FRAME | 3.54 | 0 | 1 | 6-795 KCMIL ACSR | 401128 | 2587137 | 2988265 | 0 | 0 | 0 | 0 | 0 | 0 | 0 | 0 | 0 | 0 | 0 | 0 | 0 | 0 | 0 | 0 | 0 | 0 | 0 | 0 | 12 | 1
NO |  | 120 | 2016 | 0 | 28 | 28 |  |  |  | 345 | 345 | TOWER | 21.8 | 0 | 1 | 6-795 KCMIL ACSR | 0 | 0 | 0 | 0 | 0 | 0 | 0 | 0 | 0 | 0 | 0 | 0 | 0 | 0 | 0 | 0 | 0 | 0 | 0 | 0 | 0 | 0 | 0 | 12 | 1
NO |  | 120 | 2016 | 0 | 29 | 29 |  | (0976)PARKERS LAKE | PRAIRIE ISLAND | 345 | 345 | K-FRAME | 21.11 | 0 | 1 | 6-795 KCMIL ACSR | 2319556 | 12563142 | 14882698 | 0 | 0 | 0 | 0 | 0 | 0 | 0 | 0 | 0 | 0 | 0 | 0 | 0 | 0 | 0 | 0 | 0 | 0 | 0 | 0 | 12 | 1
NO |  | 120 | 2016 | 0 | 30 | 30 |  |  |  | 345 | 345 | K-FRAME | 6.16 | 0 | 1 | 6-954 KCMIL ACSR | 0 | 0 | 0 | 0 | 0 | 0 | 0 | 0 | 0 | 0 | 0 | 0 | 0 | 0 | 0 | 0 | 0 | 0 | 0 | 0 | 0 | 0 | 0 | 12 | 1
NO |  | 120 | 2016 | 0 | 31 | 31 |  |  |  | 345 | 345 | SINGLE POLE | 5.45 | 0 | 1 | 6-795 KCMIL ACSR | 0 | 0 | 0 | 0 | 0 | 0 | 0 | 0 | 0 | 0 | 0 | 0 | 0 | 0 | 0 | 0 | 0 | 0 | 0 | 0 | 0 | 0 | 0 | 12 | 1
NO |  | 120 | 2016 | 0 | 32 | 32 |  |  |  | 345 | 345 | TOWER | 34.87 | 0 | 1 | 6-795 KCMIL ACSR | 0 | 0 | 0 | 0 | 0 | 0 | 0 | 0 | 0 | 0 | 0 | 0 | 0 | 0 | 0 | 0 | 0 | 0 | 0 | 0 | 0 | 0 | 0 | 12 | 1
NO |  | 120 | 2016 | 0 | 33 | 33 |  | (0977)A.S. KING | TERMINAL | 345 | 345 | SINGLE POLE | 2.82 | 0 | 1 | 6-795 KCMIL ACSR | 2273876 | 4469860 | 6743736 | 0 | 0 | 0 | 0 | 0 | 0 | 0 | 0 | 0 | 0 | 0 | 0 | 0 | 0 | 0 | 0 | 0 | 0 | 0 | 0 | 12 | 1
NO |  | 120 | 2016 | 0 | 34 | 34 |  |  |  | 345 | 345 | TOWER | 20 | 0 | 1 | 6-795 KCMIL ACSR | 0 | 0 | 0 | 0 | 0 | 0 | 0 | 0 | 0 | 0 | 0 | 0 | 0 | 0 | 0 | 0 | 0 | 0 | 0 | 0 | 0 | 0 | 0 | 12 | 1
NO |  | 120 | 2016 | 0 | 35 | 35 |  | (0978)MONTICELLO | PARKERS LAKE | 345 | 345 | H-FRAME | 16.9 | 0 | 1 | 6-954 KCMIL ACSR | 882197 | 16151541 | 17033738 | 0 | 0 | 0 | 0 | 0 | 0 | 0 | 0 | 0 | 0 | 0 | 0 | 0 | 0 | 0 | 0 | 0 | 0 | 0 | 0 | 12 | 1
NO |  | 120 | 2016 | 0 | 36 | 36 |  | TOTAL |  | 0 | 0 |  | 5038 | 587.62 | 126 |  | 119338509 | 2020597118 | 2139935626 | 1263292 | 9213075 | 2879927 | 13356294 | 0 | 0 | 0 | 0 | 0 | 0 | 0 | 0 | 0 | 0 | 0 | 0 | 0 | 0 | 0 | 0 | 12 | 1
NO |  | 120 | 2016 | 1 | 1 | 1 |  |  |  | 345 | 345 | K-FRAME | 3.37 | 0 | 1 | 6-954 KCMIL ACSR | 0 | 0 | 0 | 0 | 0 | 0 | 0 | 0 | 0 | 0 | 0 | 0 | 0 | 0 | 0 | 0 | 0 | 0 | 0 | 0 | 0 | 0 | 0 | 12 | 1
NO |  | 120 | 2016 | 1 | 2 | 2 |  |  |  | 345 | 345 | SINGLE POLE | 0.59 | 0 | 1 | 6-954 KCMIL ACSR | 0 | 0 | 0 | 0 | 0 | 0 | 0 | 0 | 0 | 0 | 0 | 0 | 0 | 0 | 0 | 0 | 0 | 0 | 0 | 0 | 0 | 0 | 0 | 12 | 1
NO |  | 120 | 2016 | 1 | 3 | 3 |  |  |  | 345 | 345 | TOWER | 16.28 | 0 | 1 | 6-954 KCMIL ACSR | 0 | 0 | 0 | 0 | 0 | 0 | 0 | 0 | 0 | 0 | 0 | 0 | 0 | 0 | 0 | 0 | 0 | 0 | 0 | 0 | 0 | 0 | 0 | 12 | 1
NO |  | 120 | 2016 | 1 | 4 | 4 |  | (0979)PRAIRIE ISLAND | ADAMS | 345 | 345 | H-FRAME | 19.62 | 0 | 1 | 6-795 KCMIL ACSR | 187240 | 23307161 | 23494401 | 0 | 0 | 0 | 0 | 0 | 0 | 0 | 0 | 0 | 0 | 0 | 0 | 0 | 0 | 0 | 0 | 0 | 0 | 0 | 0 | 12 | 1
NO |  | 120 | 2016 | 1 | 5 | 5 |  |  |  | 345 | 345 | K-FRAME | 54.26 | 0 | 1 | 6-795 KCMIL ACSR | 0 | 0 | 0 | 0 | 0 | 0 | 0 | 0 | 0 | 0 | 0 | 0 | 0 | 0 | 0 | 0 | 0 | 0 | 0 | 0 | 0 | 0 | 0 | 12 | 1
NO |  | 120 | 2016 | 1 | 6 | 6 |  |  |  | 345 | 345 | TOWER | 2.4 | 0 | 1 | 6-954 KCMIL ACSR | 0 | 0 | 0 | 0 | 0 | 0 | 0 | 0 | 0 | 0 | 0 | 0 | 0 | 0 | 0 | 0 | 0 | 0 | 0 | 0 | 0 | 0 | 0 | 12 | 1
NO |  | 120 | 2016 | 1 | 7 | 7 |  | (0980)CHISAGO CO | COON CREEK | 345 | 345 | SINGLE POLE | 4.61 | 2.82 | 1 | 6-795 KCMIL ACSR | 5394714 | 13782883 | 19177597 | 0 | 0 | 0 | 0 | 0 | 0 | 0 | 0 | 0 | 0 | 0 | 0 | 0 | 0 | 0 | 0 | 0 | 0 | 0 | 0 | 12 | 1
NO |  | 120 | 2016 | 1 | 8 | 8 |  |  |  | 345 | 345 | SINGLE POLE | 26.11 | 0 | 1 | 6-954 KCMIL ACSR | 0 | 0 | 0 | 0 | 0 | 0 | 0 | 0 | 0 | 0 | 0 | 0 | 0 | 0 | 0 | 0 | 0 | 0 | 0 | 0 | 0 | 0 | 0 | 12 | 1
NO |  | 120 | 2016 | 1 | 9 | 9 |  |  |  | 345 | 345 | TOWER | 6.87 | 11.3 | 1 | 6-795 KCMIL ACSR | 0 | 0 | 0 | 0 | 0 | 0 | 0 | 0 | 0 | 0 | 0 | 0 | 0 | 0 | 0 | 0 | 0 | 0 | 0 | 0 | 0 | 0 | 0 | 12 | 1
NO |  | 120 | 2016 | 1 | 10 | 10 |  |  |  | 345 | 345 | TOWER | 5.27 | 0.55 | 1 | 6-954 KCMIL ACSR | 0 | 0 | 0 | 0 | 0 | 0 | 0 | 0 | 0 | 0 | 0 | 0 | 0 | 0 | 0 | 0 | 0 | 0 | 0 | 0 | 0 | 0 | 0 | 12 | 1
NO |  | 120 | 2016 | 1 | 11 | 11 |  | (0981)A.S. KING | EAU CLAIRE | 345 | 345 | K-FRAME | 3.69 | 0 | 1 | 6-795 KCMIL ACSR | 24099 | 872818 | 896916 | 0 | 0 | 0 | 0 | 0 | 0 | 0 | 0 | 0 | 0 | 0 | 0 | 0 | 0 | 0 | 0 | 0 | 0 | 0 | 0 | 12 | 1
NO |  | 120 | 2016 | 1 | 12 | 12 |  |  |  | 345 | 345 | TOWER | 0.72 | 15.19 | 1 | 6-795 KCMIL ACSR | 0 | 0 | 0 | 0 | 0 | 0 | 0 | 0 | 0 | 0 | 0 | 0 | 0 | 0 | 0 | 0 | 0 | 0 | 0 | 0 | 0 | 0 | 0 | 12 | 1
NO |  | 120 | 2016 | 1 | 13 | 13 |  | (0982)BLUE LAKE | LAKEFIELD JCT | 345 | 345 | 2 POLE | 0.72 | 0 | 1 | 6-795 KCMIL ACSR | 1478561 | 25759282 | 27237843 | 0 | 0 | 0 | 0 | 0 | 0 | 0 | 0 | 0 | 0 | 0 | 0 | 0 | 0 | 0 | 0 | 0 | 0 | 0 | 0 | 12 | 1
NO |  | 120 | 2016 | 1 | 14 | 14 |  |  |  | 345 | 345 | H-FRAME | 11.24 | 0 | 1 | 6-795 KCMIL ACSR | 0 | 0 | 0 | 0 | 0 | 0 | 0 | 0 | 0 | 0 | 0 | 0 | 0 | 0 | 0 | 0 | 0 | 0 | 0 | 0 | 0 | 0 | 0 | 12 | 1
NO |  | 120 | 2016 | 1 | 15 | 15 |  |  |  | 345 | 345 | K-FRAME | 94.83 | 0 | 1 | 6-795 KCMIL ACSR | 0 | 0 | 0 | 0 | 0 | 0 | 0 | 0 | 0 | 0 | 0 | 0 | 0 | 0 | 0 | 0 | 0 | 0 | 0 | 0 | 0 | 0 | 0 | 12 | 1
NO |  | 120 | 2016 | 1 | 16 | 16 |  |  |  | 345 | 345 | SINGLE POLE | 9.95 | 0 | 1 | 6-795 KCMIL ACSR | 0 | 0 | 0 | 0 | 0 | 0 | 0 | 0 | 0 | 0 | 0 | 0 | 0 | 0 | 0 | 0 | 0 | 0 | 0 | 0 | 0 | 0 | 0 | 12 | 1
NO |  | 120 | 2016 | 1 | 17 | 17 |  |  |  | 345 | 345 | TOWER | 14.03 | 0 | 1 | 6-795 KCMIL ACSR | 0 | 0 | 0 | 0 | 0 | 0 | 0 | 0 | 0 | 0 | 0 | 0 | 0 | 0 | 0 | 0 | 0 | 0 | 0 | 0 | 0 | 0 | 0 | 12 | 1
NO |  | 120 | 2016 | 1 | 18 | 18 |  | (0984)SHERBURNE CO | TERMINAL | 345 | 345 | K-FRAME | 19.79 | 0 | 1 | 6-954 KCMIL ACSR | 667056 | 9635244 | 10302300 | 0 | 0 | 0 | 0 | 0 | 0 | 0 | 0 | 0 | 0 | 0 | 0 | 0 | 0 | 0 | 0 | 0 | 0 | 0 | 0 | 12 | 1
NO |  | 120 | 2016 | 1 | 19 | 19 |  |  |  | 345 | 345 | SINGLE POLE | 0 | 4.61 | 1 | 6-795 KCMIL ACSR | 0 | 0 | 0 | 0 | 0 | 0 | 0 | 0 | 0 | 0 | 0 | 0 | 0 | 0 | 0 | 0 | 0 | 0 | 0 | 0 | 0 | 0 | 0 | 12 | 1
NO |  | 120 | 2016 | 1 | 20 | 20 |  |  |  | 345 | 345 | SINGLE POLE | 14.81 | 0 | 1 | 6-954 KCMIL ACSR | 0 | 0 | 0 | 0 | 0 | 0 | 0 | 0 | 0 | 0 | 0 | 0 | 0 | 0 | 0 | 0 | 0 | 0 | 0 | 0 | 0 | 0 | 0 | 12 | 1
NO |  | 120 | 2016 | 1 | 21 | 21 |  |  |  | 345 | 345 | TOWER | 0 | 9.02 | 1 | 6-795 KCMIL ACSR | 0 | 0 | 0 | 0 | 0 | 0 | 0 | 0 | 0 | 0 | 0 | 0 | 0 | 0 | 0 | 0 | 0 | 0 | 0 | 0 | 0 | 0 | 0 | 12 | 1
NO |  | 120 | 2016 | 1 | 22 | 22 |  |  |  | 345 | 345 | TOWER | 8.84 | 0 | 1 | 6-954 KCMIL ACSR | 0 | 0 | 0 | 0 | 0 | 0 | 0 | 0 | 0 | 0 | 0 | 0 | 0 | 0 | 0 | 0 | 0 | 0 | 0 | 0 | 0 | 0 | 0 | 12 | 1
NO |  | 120 | 2016 | 1 | 23 | 23 |  | (0985)SHERBURNE CO | COON CREEK | 345 | 345 | H-FRAME | 16.26 | 1.12 | 1 | 6-954 KCMIL ACSR | 17816 | 15547729 | 15565545 | 0 | 0 | 0 | 0 | 0 | 0 | 0 | 0 | 0 | 0 | 0 | 0 | 0 | 0 | 0 | 0 | 0 | 0 | 0 | 0 | 12 | 1
NO |  | 120 | 2016 | 1 | 24 | 24 |  |  |  | 345 | 345 | K-FRAME | 3.36 | 0 | 1 | 6-954 KCMIL ACSR | 0 | 0 | 0 | 0 | 0 | 0 | 0 | 0 | 0 | 0 | 0 | 0 | 0 | 0 | 0 | 0 | 0 | 0 | 0 | 0 | 0 | 0 | 0 | 12 | 1
NO |  | 120 | 2016 | 1 | 25 | 25 |  |  |  | 345 | 345 | SINGLE POLE | 0.29 | 0.51 | 1 | 6-954 KCMIL ACSR | 0 | 0 | 0 | 0 | 0 | 0 | 0 | 0 | 0 | 0 | 0 | 0 | 0 | 0 | 0 | 0 | 0 | 0 | 0 | 0 | 0 | 0 | 0 | 12 | 1
NO |  | 120 | 2016 | 1 | 26 | 26 |  |  |  | 345 | 345 | TOWER | 5.79 | 5.79 | 1 | 6-954 KCMIL ACSR | 0 | 0 | 0 | 0 | 0 | 0 | 0 | 0 | 0 | 0 | 0 | 0 | 0 | 0 | 0 | 0 | 0 | 0 | 0 | 0 | 0 | 0 | 0 | 12 | 1
NO |  | 120 | 2016 | 1 | 27 | 27 |  | (0986)PRAIRIE ISLAND | RED ROCK | 345 | 345 | K-FRAME | 21.23 | 0 | 1 | 6-795 KCMIL ACSR | 661692 | 6976971 | 7638662 | 0 | 0 | 0 | 0 | 0 | 0 | 0 | 0 | 0 | 0 | 0 | 0 | 0 | 0 | 0 | 0 | 0 | 0 | 0 | 0 | 12 | 1
NO |  | 120 | 2016 | 1 | 28 | 28 |  |  |  | 345 | 345 | SINGLE POLE | 5.91 | 0 | 1 | 6-795 KCMIL ACSR | 0 | 0 | 0 | 0 | 0 | 0 | 0 | 0 | 0 | 0 | 0 | 0 | 0 | 0 | 0 | 0 | 0 | 0 | 0 | 0 | 0 | 0 | 0 | 12 | 1
NO |  | 120 | 2016 | 1 | 29 | 29 |  |  |  | 345 | 345 | TOWER | 2.25 | 0 | 1 | 6-795 KCMIL ACSR | 0 | 0 | 0 | 0 | 0 | 0 | 0 | 0 | 0 | 0 | 0 | 0 | 0 | 0 | 0 | 0 | 0 | 0 | 0 | 0 | 0 | 0 | 0 | 12 | 1
NO |  | 120 | 2016 | 1 | 30 | 30 |  |  |  | 345 | 345 | TOWER | 0.12 | 2.4 | 1 | 6-954 KCMIL ACSR | 0 | 0 | 0 | 0 | 0 | 0 | 0 | 0 | 0 | 0 | 0 | 0 | 0 | 0 | 0 | 0 | 0 | 0 | 0 | 0 | 0 | 0 | 0 | 12 | 1
NO |  | 120 | 2016 | 1 | 31 | 31 |  | (0987)PRAIRIE ISLAND | RED ROCK | 345 | 345 | K-FRAME | 18.32 | 0 | 1 | 6-795 KCMIL ACSR | 0 | 2942385 | 2942385 | 0 | 0 | 0 | 0 | 0 | 0 | 0 | 0 | 0 | 0 | 0 | 0 | 0 | 0 | 0 | 0 | 0 | 0 | 0 | 0 | 12 | 1
NO |  | 120 | 2016 | 1 | 32 | 32 |  |  |  | 345 | 345 | SINGLE POLE | 2.35 | 6.5 | 1 | 6-795 KCMIL ACSR | 0 | 0 | 0 | 0 | 0 | 0 | 0 | 0 | 0 | 0 | 0 | 0 | 0 | 0 | 0 | 0 | 0 | 0 | 0 | 0 | 0 | 0 | 0 | 12 | 1
NO |  | 120 | 2016 | 1 | 33 | 33 |  |  |  | 345 | 345 | TOWER | 0 | 2.25 | 1 | 6-795 KCMIL ACSR | 0 | 0 | 0 | 0 | 0 | 0 | 0 | 0 | 0 | 0 | 0 | 0 | 0 | 0 | 0 | 0 | 0 | 0 | 0 | 0 | 0 | 0 | 0 | 12 | 1
NO |  | 120 | 2016 | 1 | 34 | 34 |  |  |  | 345 | 345 | TOWER | 0.15 | 2.37 | 1 | 6-954 KCMIL ACSR | 0 | 0 | 0 | 0 | 0 | 0 | 0 | 0 | 0 | 0 | 0 | 0 | 0 | 0 | 0 | 0 | 0 | 0 | 0 | 0 | 0 | 0 | 0 | 12 | 1
NO |  | 120 | 2016 | 1 | 35 | 35 |  | (0988)BLUE LAKE | PARKERS LAKE | 345 | 345 | SINGLE POLE | 0 | 2.11 | 1 | 6-795 KCMIL ACSR | 0 | 478209 | 478209 | 0 | 0 | 0 | 0 | 0 | 0 | 0 | 0 | 0 | 0 | 0 | 0 | 0 | 0 | 0 | 0 | 0 | 0 | 0 | 0 | 12 | 1
NO |  | 120 | 2016 | 2 | 1 | 1 |  |  |  | 345 | 345 | TOWER | 0 | 12.67 | 1 | 6-795 KCMIL ACSR | 0 | 0 | 0 | 0 | 0 | 0 | 0 | 0 | 0 | 0 | 0 | 0 | 0 | 0 | 0 | 0 | 0 | 0 | 0 | 0 | 0 | 0 | 0 | 12 | 1
NO |  | 120 | 2016 | 2 | 2 | 2 |  | (0989)BLUE LAKE | RED ROCK | 345 | 345 | H-FRAME | 0.9 | 0 | 1 | 6-795 KCMIL ACSR | 353005 | 3108909 | 3461914 | 0 | 0 | 0 | 0 | 0 | 0 | 0 | 0 | 0 | 0 | 0 | 0 | 0 | 0 | 0 | 0 | 0 | 0 | 0 | 0 | 12 | 1
NO |  | 120 | 2016 | 2 | 3 | 3 |  |  |  | 345 | 345 | K-FRAME | 2.77 | 0 | 1 | 6-795 KCMIL ACSR | 0 | 0 | 0 | 0 | 0 | 0 | 0 | 0 | 0 | 0 | 0 | 0 | 0 | 0 | 0 | 0 | 0 | 0 | 0 | 0 | 0 | 0 | 0 | 12 | 1
NO |  | 120 | 2016 | 2 | 4 | 4 |  |  |  | 345 | 345 | SINGLE POLE | 0 | 0.83 | 1 | 6-795 KCMIL ACSR | 0 | 0 | 0 | 0 | 0 | 0 | 0 | 0 | 0 | 0 | 0 | 0 | 0 | 0 | 0 | 0 | 0 | 0 | 0 | 0 | 0 | 0 | 0 | 12 | 1
NO |  | 120 | 2016 | 2 | 5 | 5 |  |  |  | 345 | 345 | TOWER | 9.12 | 17.16 | 1 | 6-795 KCMIL ACSR | 0 | 0 | 0 | 0 | 0 | 0 | 0 | 0 | 0 | 0 | 0 | 0 | 0 | 0 | 0 | 0 | 0 | 0 | 0 | 0 | 0 | 0 | 0 | 12 | 1
NO |  | 120 | 2016 | 2 | 6 | 6 |  | (0991)MONTICELLO | SHERBURNE CO | 345 | 345 | TOWER | 0 | 5.81 | 1 | 6-954 KCMIL ACSR | 0 | 196978 | 196978 | 0 | 0 | 0 | 0 | 0 | 0 | 0 | 0 | 0 | 0 | 0 | 0 | 0 | 0 | 0 | 0 | 0 | 0 | 0 | 0 | 12 | 1
NO |  | 120 | 2016 | 2 | 7 | 7 |  | (0992)SHERBURNE CO | COON CREEK | 345 | 345 | K-FRAME | 16.93 | 0.66 | 1 | 6-954 KCMIL ACSR | 472775 | 3455294 | 3928069 | 0 | 0 | 0 | 0 | 0 | 0 | 0 | 0 | 0 | 0 | 0 | 0 | 0 | 0 | 0 | 0 | 0 | 0 | 0 | 0 | 12 | 1
NO |  | 120 | 2016 | 2 | 8 | 8 |  |  |  | 345 | 345 | SINGLE POLE | 0 | 14.18 | 1 | 6-954 KCMIL ACSR | 0 | 0 | 0 | 0 | 0 | 0 | 0 | 0 | 0 | 0 | 0 | 0 | 0 | 0 | 0 | 0 | 0 | 0 | 0 | 0 | 0 | 0 | 0 | 12 | 1
NO |  | 120 | 2016 | 2 | 9 | 9 |  |  |  | 345 | 345 | TOWER | 0 | 11.62 | 1 | 6-954 KCMIL ACSR | 0 | 0 | 0 | 0 | 0 | 0 | 0 | 0 | 0 | 0 | 0 | 0 | 0 | 0 | 0 | 0 | 0 | 0 | 0 | 0 | 0 | 0 | 0 | 12 | 1
NO |  | 120 | 2016 | 2 | 10 | 10 |  | (0994)A.S. KING | CHISAGO CO | 345 | 345 | SINGLE POLE | 0 | 26.11 | 1 | 6-954 KCMIL ACSR | 0 | 1648291 | 1648291 | 0 | 0 | 0 | 0 | 0 | 0 | 0 | 0 | 0 | 0 | 0 | 0 | 0 | 0 | 0 | 0 | 0 | 0 | 0 | 0 | 12 | 1
NO |  | 120 | 2016 | 2 | 11 | 11 |  |  |  | 345 | 345 | TOWER | 0 | 5.51 | 1 | 6-795 KCMIL ACSR | 0 | 0 | 0 | 0 | 0 | 0 | 0 | 0 | 0 | 0 | 0 | 0 | 0 | 0 | 0 | 0 | 0 | 0 | 0 | 0 | 0 | 0 | 0 | 12 | 1
NO |  | 120 | 2016 | 2 | 12 | 12 |  |  |  | 345 | 345 | TOWER | 0 | 1.11 | 1 | 6-795 KCMIL ACSR | 0 | 0 | 0 | 0 | 0 | 0 | 0 | 0 | 0 | 0 | 0 | 0 | 0 | 0 | 0 | 0 | 0 | 0 | 0 | 0 | 0 | 0 | 0 | 12 | 1
NO |  | 120 | 2016 | 2 | 13 | 13 |  |  |  | 345 | 345 | TOWER | 0 | 5.45 | 1 | 6-954 KCMIL ACSR | 0 | 0 | 0 | 0 | 0 | 0 | 0 | 0 | 0 | 0 | 0 | 0 | 0 | 0 | 0 | 0 | 0 | 0 | 0 | 0 | 0 | 0 | 0 | 12 | 1
NO |  | 120 | 2016 | 2 | 14 | 14 |  | (0996)DICKINSON | PARKERS LAKE | 345 | 345 | TOWER | 0.13 | 9.62 | 1 | 6-954 ACSR 54/7 | 0 | 564837 | 564837 | 0 | 0 | 0 | 0 | 0 | 0 | 0 | 0 | 0 | 0 | 0 | 0 | 0 | 0 | 0 | 0 | 0 | 0 | 0 | 0 | 12 | 1
NO |  | 120 | 2016 | 2 | 15 | 15 |  | (0997)SPLIT ROCK | WHITE | 345 | 345 | SINGLE POLE | 4.46 | 0 | 1 | 6-954 ACSS/TW 20/ | 139860 | 8455822 | 8595682 | 0 | 0 | 0 | 0 | 0 | 0 | 0 | 0 | 0 | 0 | 0 | 0 | 0 | 0 | 0 | 0 | 0 | 0 | 0 | 0 | 12 | 1
NO |  | 120 | 2016 | 2 | 16 | 16 |  |  |  | 345 | 345 | TOWER | 0.45 | 0.24 | 1 | 6-954 ACSS/TW 20/ | 0 | 0 | 0 | 0 | 0 | 0 | 0 | 0 | 0 | 0 | 0 | 0 | 0 | 0 | 0 | 0 | 0 | 0 | 0 | 0 | 0 | 0 | 0 | 12 | 1
NO |  | 120 | 2016 | 2 | 17 | 17 |  | (0998)SIOUX CITY | SPLIT ROCK | 345 | 345 | SINGLE POLE | 0 | 0.63 | 1 | 6-954 KCMIL ACSS/ | 0 | 670200 | 670200 | 0 | 0 | 0 | 0 | 0 | 0 | 0 | 0 | 0 | 0 | 0 | 0 | 0 | 0 | 0 | 0 | 0 | 0 | 0 | 0 | 12 | 1
NO |  | 120 | 2016 | 2 | 18 | 18 |  |  |  | 345 | 345 | SINGLE POLE | 0 | 4.43 | 1 | 6-954 KCMIL ACSS | 0 | 0 | 0 | 0 | 0 | 0 | 0 | 0 | 0 | 0 | 0 | 0 | 0 | 0 | 0 | 0 | 0 | 0 | 0 | 0 | 0 | 0 | 0 | 12 | 1
NO |  | 120 | 2016 | 2 | 19 | 19 |  | (0900)GRANITE FALLS | BLUE LAKE | 230 | 230 | H-FRAME | 1.35 | 0 | 1 | 3-795 KCMIL ACSR | 437164 | 8094209 | 8531374 | 0 | 0 | 0 | 0 | 0 | 0 | 0 | 0 | 0 | 0 | 0 | 0 | 0 | 0 | 0 | 0 | 0 | 0 | 0 | 0 | 12 | 1
NO |  | 120 | 2016 | 2 | 20 | 20 |  |  |  | 230 | 230 | SINGLE POLE | 3.36 | 0 | 1 | 3-795 KCMIL ACSR | 0 | 0 | 0 | 0 | 0 | 0 | 0 | 0 | 0 | 0 | 0 | 0 | 0 | 0 | 0 | 0 | 0 | 0 | 0 | 0 | 0 | 0 | 0 | 12 | 1
NO |  | 120 | 2016 | 2 | 21 | 21 |  |  |  | 230 | 230 | TOWER | 103.04 | 0 | 1 | 3-795 KCMIL ACSR | 0 | 0 | 0 | 0 | 0 | 0 | 0 | 0 | 0 | 0 | 0 | 0 | 0 | 0 | 0 | 0 | 0 | 0 | 0 | 0 | 0 | 0 | 0 | 12 | 1
NO |  | 120 | 2016 | 2 | 22 | 22 |  | (0902)RED ROCK | BEAR CREEK | 230 | 230 | K-FRAME | 2.66 | 0 | 1 | 3-795 KCMIL ACSR | 437738 | 8161304 | 8599043 | 0 | 0 | 0 | 0 | 0 | 0 | 0 | 0 | 0 | 0 | 0 | 0 | 0 | 0 | 0 | 0 | 0 | 0 | 0 | 0 | 12 | 1
NO |  | 120 | 2016 | 2 | 23 | 23 |  |  |  | 230 | 230 | SINGLE POLE | 63.8 | 0 | 1 | 3-795 KCMIL ACSR | 0 | 0 | 0 | 0 | 0 | 0 | 0 | 0 | 0 | 0 | 0 | 0 | 0 | 0 | 0 | 0 | 0 | 0 | 0 | 0 | 0 | 0 | 0 | 12 | 1
NO |  | 120 | 2016 | 2 | 24 | 24 |  | (0909)AUDUBON | HUBBARD | 230 | 230 | H-FRAME | 31.12 | 0 | 1 | 3-795 KCMIL ACSR | 57863 | 6002680 | 6060544 | 0 | 0 | 0 | 0 | 0 | 0 | 0 | 0 | 0 | 0 | 0 | 0 | 0 | 0 | 0 | 0 | 0 | 0 | 0 | 0 | 12 | 1
NO |  | 120 | 2016 | 2 | 25 | 25 |  |  |  | 230 | 230 | SINGLE POLE | 7.42 | 0 | 1 | 3-795 KCMIL ACSR | 0 | 0 | 0 | 0 | 0 | 0 | 0 | 0 | 0 | 0 | 0 | 0 | 0 | 0 | 0 | 0 | 0 | 0 | 0 | 0 | 0 | 0 | 0 | 12 | 1
NO |  | 120 | 2016 | 2 | 26 | 26 |  | (0910)MAPLE RIVER | WAHPETON | 230 | 230 | TOWER | 3.59 | 0 | 1 | 3-795 KCMIL ACSR | 55625 | 283964 | 339589 | 0 | 0 | 0 | 0 | 0 | 0 | 0 | 0 | 0 | 0 | 0 | 0 | 0 | 0 | 0 | 0 | 0 | 0 | 0 | 0 | 12 | 1
NO |  | 120 | 2016 | 2 | 27 | 27 |  | (0911)MAPLE RIVER | SHEYENNE | 230 | 230 | H-FRAME | 4.2 | 0 | 1 | 3-795 KCMIL ACSR | 31735 | 834626 | 866361 | 0 | 0 | 0 | 0 | 0 | 0 | 0 | 0 | 0 | 0 | 0 | 0 | 0 | 0 | 0 | 0 | 0 | 0 | 0 | 0 | 12 | 1
NO |  | 120 | 2016 | 2 | 28 | 28 |  |  |  | 230 | 230 | TOWER | 0.03 | 3.72 | 1 | 3-795 KCMIL ACSR | 0 | 0 | 0 | 0 | 0 | 0 | 0 | 0 | 0 | 0 | 0 | 0 | 0 | 0 | 0 | 0 | 0 | 0 | 0 | 0 | 0 | 0 | 0 | 12 | 1
NO |  | 120 | 2016 | 2 | 29 | 29 |  | (0912)DRAYTON | LETELLIER | 230 | 230 | H-FRAME | 28.66 | 0 | 1 | 3-954 KCMIL ACSR | 57281 | 2871019 | 2928301 | 0 | 0 | 0 | 0 | 0 | 0 | 0 | 0 | 0 | 0 | 0 | 0 | 0 | 0 | 0 | 0 | 0 | 0 | 0 | 0 | 12 | 1
NO |  | 120 | 2016 | 2 | 30 | 30 |  |  |  | 230 | 230 | SINGLE POLE | 0.07 | 0 | 1 | 3-954 KCMIL ACSR | 0 | 0 | 0 | 0 | 0 | 0 | 0 | 0 | 0 | 0 | 0 | 0 | 0 | 0 | 0 | 0 | 0 | 0 | 0 | 0 | 0 | 0 | 0 | 12 | 1
NO |  | 120 | 2016 | 2 | 31 | 31 |  | (0915)FARGO | SHEYENNE | 230 | 230 | H-FRAME | 2.88 | 0 | 1 | 3-795 KCMIL ACSR | 21223 | 1071447 | 1092670 | 0 | 0 | 0 | 0 | 0 | 0 | 0 | 0 | 0 | 0 | 0 | 0 | 0 | 0 | 0 | 0 | 0 | 0 | 0 | 0 | 12 | 1
NO |  | 120 | 2016 | 2 | 32 | 32 |  |  |  | 230 | 230 | TOWER | 1.17 | 0.19 | 1 | 3-795 KCMIL ACSR | 0 | 0 | 0 | 0 | 0 | 0 | 0 | 0 | 0 | 0 | 0 | 0 | 0 | 0 | 0 | 0 | 0 | 0 | 0 | 0 | 0 | 0 | 0 | 12 | 1
NO |  | 120 | 2016 | 2 | 33 | 33 |  | (0916)GRAND FORKS | PRAIRIE | 230 | 230 | H-FRAME | 5.81 | 0 | 1 | 3-954 KCMIL ACSR | 24662 | 1501259 | 1525920 | 0 | 0 | 0 | 0 | 0 | 0 | 0 | 0 | 0 | 0 | 0 | 0 | 0 | 0 | 0 | 0 | 0 | 0 | 0 | 0 | 12 | 1
NO |  | 120 | 2016 | 2 | 34 | 34 |  |  |  | 230 | 230 | SINGLE POLE | 1.01 | 0 | 1 | 3-954 KCMIL ACSR | 0 | 0 | 0 | 0 | 0 | 0 | 0 | 0 | 0 | 0 | 0 | 0 | 0 | 0 | 0 | 0 | 0 | 0 | 0 | 0 | 0 | 0 | 0 | 12 | 1
NO |  | 120 | 2016 | 2 | 35 | 35 |  | (0918)SIOUX FALLS | SPLIT ROCK | 230 | 230 | SINGLE POLE | 0.96 | 0 | 1 | 3-795 KCMIL ACSS | 531676 | 605867 | 1137542 | 0 | 0 | 0 | 0 | 0 | 0 | 0 | 0 | 0 | 0 | 0 | 0 | 0 | 0 | 0 | 0 | 0 | 0 | 0 | 0 | 12 | 1
NO |  | 120 | 2016 | 3 | 1 | 1 |  | (0919)PAYNESVILLE TRANS | WILLMAR | 230 | 230 | H-FRAME | 2.49 | 0 | 1 | 3-795 KCMIL ACSR | 302577 | 7615686 | 7918263 | 0 | 0 | 0 | 0 | 0 | 0 | 0 | 0 | 0 | 0 | 0 | 0 | 0 | 0 | 0 | 0 | 0 | 0 | 0 | 0 | 12 | 1
NO |  | 120 | 2016 | 3 | 2 | 2 |  |  |  | 230 | 230 | SINGLE POLE | 27.24 | 0 | 1 | 3-795 KCMIL ACSR | 0 | 0 | 0 | 0 | 0 | 0 | 0 | 0 | 0 | 0 | 0 | 0 | 0 | 0 | 0 | 0 | 0 | 0 | 0 | 0 | 0 | 0 | 0 | 12 | 1
NO |  | 120 | 2016 | 3 | 3 | 3 |  | (0920)RUGBY | GLENBOROUGH | 230 | 230 | H-FRAME | 56.5 | 0 | 1 | 3-954 KCMIL ACSR | 1288507 | 12636162 | 13924670 | 0 | 0 | 0 | 0 | 0 | 0 | 0 | 0 | 0 | 0 | 0 | 0 | 0 | 0 | 0 | 0 | 0 | 0 | 0 | 0 | 12 | 1
NO |  | 120 | 2016 | 3 | 4 | 4 |  |  |  | 230 | 230 | SINGLE POLE | 0.15 | 0 | 1 | 3-954 KCMIL ACSR | 0 | 0 | 0 | 0 | 0 | 0 | 0 | 0 | 0 | 0 | 0 | 0 | 0 | 0 | 0 | 0 | 0 | 0 | 0 | 0 | 0 | 0 | 0 | 12 | 1
NO |  | 120 | 2016 | 3 | 5 | 5 |  | (0921)RED ROCK | BEAR CREEK | 230 | 230 | SINGLE POLE | 10.92 | 0.09 | 1 | 3-1272 ACSR 45/7 | 0 | 0 | 0 | 0 | 0 | 0 | 0 | 0 | 0 | 0 | 0 | 0 | 0 | 0 | 0 | 0 | 0 | 0 | 0 | 0 | 0 | 0 | 0 | 12 | 1
NO |  | 120 | 2016 | 3 | 6 | 6 |  |  |  | 230 | 230 | TOWER | 2.78 | 0 | 1 | 3-1272 ACSR 45/7 | 0 | 0 | 0 | 0 | 0 | 0 | 0 | 0 | 0 | 0 | 0 | 0 | 0 | 0 | 0 | 0 | 0 | 0 | 0 | 0 | 0 | 0 | 0 | 12 | 1
NO |  | 120 | 2016 | 3 | 7 | 7 |  | (0922)BOSWELL | CASS LAKE | 230 | 230 | SINGLE POLE | 51.46 | 0 | 1 | 3-795 KCMIL ACSS | 1023124 | 23387110 | 24410234 | 0 | 0 | 0 | 0 | 661200682 | 0 | 0 | 0 | 0 | 0 | 0 | 0 | 0 | 0 | 0 | 0 | 0 | 0 | 0 | 0 | 12 | 1
NO |  | 120 | 2016 | 3 | 8 | 8 |  | (0923)WILTON | CASS LAKE | 230 | 230 | SINGLE POLE | 19.32 | 0 | 1 | 3-795 KCMIL ACSS | 884508 | 9194724 | 10079232 | 0 | 0 | 0 | 0 | 661200683 | 0 | 0 | 0 | 0 | 0 | 0 | 0 | 0 | 0 | 0 | 0 | 0 | 0 | 0 | 0 | 12 | 1
NO |  | 120 | 2016 | 3 | 9 | 9 |  | (0963)HAZEL CREEK | MINNESOTA VALLEY | 230 | 345 | SINGLE POLE | 4.97 | 0 | 1 | 6-954 ACSS/TW 20/ | 355907 | 9162305 | 9518212 | 0 | 0 | 0 | 0 | 661200681 | 0 | 0 | 0 | 0 | 0 | 0 | 0 | 0 | 0 | 0 | 0 | 0 | 0 | 0 | 0 | 12 | 1
NO |  | 120 | 2016 | 3 | 10 | 10 |  | (5300)SOUTH BEND | WINNEBAGO | 161 | 161 | H-FRAME | 29.46 | 0 | 1 | 3-477 KCMIL ACSR | 143079 | 1706835 | 1849914 | 0 | 0 | 0 | 0 | 0 | 0 | 0 | 0 | 0 | 0 | 0 | 0 | 0 | 0 | 0 | 0 | 0 | 0 | 0 | 0 | 12 | 1
NO |  | 120 | 2016 | 3 | 11 | 11 |  |  |  | 161 | 161 | SINGLE POLE | 0.65 | 0 | 1 | 3-477 KCMIL ACSR | 0 | 0 | 0 | 0 | 0 | 0 | 0 | 0 | 0 | 0 | 0 | 0 | 0 | 0 | 0 | 0 | 0 | 0 | 0 | 0 | 0 | 0 | 0 | 12 | 1
NO |  | 120 | 2016 | 3 | 12 | 12 |  | (5301)SPLIT ROCK | ELK | 161 | 161 | H-FRAME | 18.67 | 0 | 1 | 3-477 ACSR 26/7 | 59271 | 2015147 | 2074419 | 0 | 0 | 0 | 0 | 0 | 0 | 0 | 0 | 0 | 0 | 0 | 0 | 0 | 0 | 0 | 0 | 0 | 0 | 0 | 0 | 12 | 1
NO |  | 120 | 2016 | 3 | 13 | 13 |  |  |  | 161 | 161 | SINGLE POLE | 0.87 | 0 | 1 | 3-2312 KCMIL ACSR | 0 | 0 | 0 | 0 | 0 | 0 | 0 | 0 | 0 | 0 | 0 | 0 | 0 | 0 | 0 | 0 | 0 | 0 | 0 | 0 | 0 | 0 | 0 | 12 | 1
NO |  | 120 | 2016 | 3 | 14 | 14 |  |  |  | 161 | 161 | SINGLE POLE | 0.53 | 0 | 1 | 3-477 KCMIL ACSR | 0 | 0 | 0 | 0 | 0 | 0 | 0 | 0 | 0 | 0 | 0 | 0 | 0 | 0 | 0 | 0 | 0 | 0 | 0 | 0 | 0 | 0 | 0 | 12 | 1
NO |  | 120 | 2016 | 3 | 15 | 15 |  | (5305)LAWRENCE CREEK | ST CROIX FALLS | 161 | 161 | SINGLE POLE | 1.57 | 0 | 1 | 3-795 KCMIL ACSS | 52746 | 9823670 | 9876416 | 0 | 0 | 0 | 0 | 0 | 0 | 0 | 0 | 0 | 0 | 0 | 0 | 0 | 0 | 0 | 0 | 0 | 0 | 0 | 0 | 12 | 1
NO |  | 120 | 2016 | 3 | 16 | 16 |  |  |  | 161 | 161 | UNDERGROUND | 0.58 | 0 | 1 | 3000 KCMIL CU | 0 | 0 | 0 | 0 | 0 | 0 | 0 | 0 | 0 | 0 | 0 | 0 | 0 | 0 | 0 | 0 | 0 | 0 | 0 | 0 | 0 | 0 | 0 | 12 | 1
NO |  | 120 | 2016 | 3 | 17 | 17 |  | (5306)BYRON | PLEASANT VALLEY | 161 | 161 | SINGLE POLE | 16.6 | 0 | 1 | 3-795 KCMIL ACSS | 477246 | 6134098 | 6611344 | 0 | 0 | 0 | 0 | 0 | 0 | 0 | 0 | 0 | 0 | 0 | 0 | 0 | 0 | 0 | 0 | 0 | 0 | 0 | 0 | 12 | 1
NO |  | 120 | 2016 | 3 | 18 | 18 |  | (5309)CHESTER | NORTH ROCHESTER | 161 | 161 | SINGLE POLE | 11.41 | 0 | 1 | 6-397.5 TACSR 26/ | 523196 | 12354325 | 12877521 | 0 | 0 | 0 | 0 | 661200689 | 0 | 0 | 0 | 0 | 0 | 0 | 0 | 0 | 0 | 0 | 0 | 0 | 0 | 0 | 0 | 12 | 1
NO |  | 120 | 2016 | 3 | 19 | 19 |  |  |  | 161 | 161 | SINGLE POLE | 1.87 | 14.39 | 1 | 6-954 KCMIL ACSS | 0 | 0 | 0 | 0 | 0 | 0 | 0 | 0 | 0 | 0 | 0 | 0 | 0 | 0 | 0 | 0 | 0 | 0 | 0 | 0 | 0 | 0 | 0 | 12 | 1
NO |  | 120 | 2016 | 3 | 20 | 20 |  | (5310)NORTH ROCHESTER | NORTHERN HILLS | 161 | 161 | SINGLE POLE | 15.12 | 0 | 1 | 3-795 KCMIL ACSS | 663115 | 9559256 | 10222370 | 0 | 0 | 0 | 0 | 661200525 | 0 | 0 | 0 | 0 | 0 | 0 | 0 | 0 | 0 | 0 | 0 | 0 | 0 | 0 | 0 | 12 | 1
NO |  | 120 | 2016 | 3 | 21 | 21 |  |  |  | 161 | 161 | Y-FRAME | 0.39 | 0 | 1 | 3-795 KCMIL ACSS | 0 | 0 | 0 | 0 | 0 | 0 | 0 | 0 | 0 | 0 | 0 | 0 | 0 | 0 | 0 | 0 | 0 | 0 | 0 | 0 | 0 | 0 | 0 | 12 | 1
SI/NO | A | 120 | 2016 | 3 | 23 | 23 |  | Summary of 115 kV System |  | 115 | 115 | Overhead | 1460.3 | 134.21 | 0 |  | 19761545 | 625089640 | 644851185 | 0 | 0 | 0 | 16062756.8946 | 661200716 | 0 | 0 | 0 | 0 | 0 | 0 | 0 | 0 | 0 | 0 | 0 | 0 | 0 | 0 | 0 | 12 | 1
NO |  | 120 | 2016 | 3 | 24 | 24 |  |  |  | 115 | 115 | Underground | 13.22 | 0 | 0 |  | 0 | 0 | 0 | 0 | 0 | 0 | 0 | 0 | 0 | 0 | 0 | 0 | 0 | 0 | 0 | 0 | 0 | 0 | 0 | 0 | 0 | 0 | 0 | 12 | 1
SI/NO | A | 120 | 2016 | 3 | 25 | 25 |  | Summary of 69 kV System |  | 69 | 69 | Overhead | 1475.03 | 97.52 | 0 |  | 5629813 | 219792439 | 225422252 | 0 | 0 | 0 | 5615098.3618 | 0 | 0 | 0 | 0 | 0 | 0 | 0 | 0 | 0 | 0 | 0 | 0 | 0 | 0 | 0 | 0 | 12 | 1
NO |  | 120 | 2016 | 3 | 26 | 26 |  |  |  | 69 | 69 | Underground | 1.62 | 0 | 0 |  | 0 | 0 | 0 | 0 | 0 | 0 | 0 | 0 | 0 | 0 | 0 | 0 | 0 | 0 | 0 | 0 | 0 | 0 | 0 | 0 | 0 | 0 | 0 | 12 | 1
SI/NO | A | 120 | 2016 | 3 | 27 | 27 |  | Summary of 34.5 kV System |  | 34.5 | 34.5 | Overhead | 60.05 | 32.38 | 0 |  | 436068 | 28615838 | 29051906 | 0 | 0 | 0 | 723661.0776 | 0 | 0 | 0 | 0 | 0 | 0 | 0 | 0 | 0 | 0 | 0 | 0 | 0 | 0 | 0 | 0 | 12 | 1
NO |  | 120 | 2016 | 3 | 28 | 28 |  |  |  | 34.5 | 34.5 | Underground | 0.59 | 0 | 0 |  | 0 | 0 | 0 | 0 | 0 | 0 | 0 | 0 | 0 | 0 | 0 | 0 | 0 | 0 | 0 | 0 | 0 | 0 | 0 | 0 | 0 | 0 | 0 | 12 | 1
NO |  | 120 | 2016 | 3 | 29 | 29 |  | All lines |  | 0 | 0 |  | 0 | 0 | 0 |  | 0 | 0 | 0 | 1263292 | 9213075 | 2879927 | 13356294 | 0 | 0 | 0 | 0 | 0 | 0 | 0 | 0 | 0 | 0 | 0 | 0 | 0 | 0 | 0 | 0 | 12 | 1
NO |  | 121 | 2016 | 0 | 1 | 1 |  | (W3101)A.S. KING | EAU CLAIRE | 345 | 345 | SINGLE POLE | 63.84 | 0 | 1 | 6-795 KCMIL ACSR | 426269 | 21938426 | 22364695 | 0 | 0 | 0 | 0 | 0 | 0 | 0 | 0 | 0 | 0 | 0 | 0 | 0 | 0 | 0 | 0 | 0 | 0 | 0 | 0 | 12 | 1
NO |  | 121 | 2016 | 0 | 2 | 2 |  | (W3102)ARPIN | EAU CLAIRE | 345 | 345 | SINGLE POLE | 78.43 | 0 | 1 | 6-795 KCMIL ACSR | 340838 | 36308132 | 36648969 | 0 | 0 | 0 | 0 | 0 | 0 | 0 | 0 | 0 | 0 | 0 | 0 | 0 | 0 | 0 | 0 | 0 | 0 | 0 | 0 | 12 | 1
NO |  | 121 | 2016 | 0 | 3 | 3 |  |  |  | 345 | 345 | TOWER | 1.6 | 0 | 1 | 6-795 KCMIL ACSR | 0 | 0 | 0 | 0 | 0 | 0 | 0 | 0 | 0 | 0 | 0 | 0 | 0 | 0 | 0 | 0 | 0 | 0 | 0 | 0 | 0 | 0 | 0 | 12 | 1
NO |  | 121 | 2016 | 0 | 4 | 4 |  | (W3103)BRIGGS ROAD | NORTH ROCHESTER | 345 | 345 | H-FRAME | 5.86 | 0 | 1 | 6-954 KCMIL ACSS/ | 8775245 | 114988011 | 123763257 | 0 | 0 | 0 | 0 | 661210215 | 0 | 0 | 0 | 0 | 0 | 0 | 0 | 0 | 0 | 0 | 0 | 0 | 0 | 0 | 0 | 12 | 1
NO |  | 121 | 2016 | 0 | 5 | 5 |  |  |  | 345 | 345 | SINGLE POLE | 42.76 | 0 | 1 | 6-954 KCMIL ACSS/ | 0 | 0 | 0 | 0 | 0 | 0 | 0 | 0 | 0 | 0 | 0 | 0 | 0 | 0 | 0 | 0 | 0 | 0 | 0 | 0 | 0 | 0 | 0 | 12 | 1
NO |  | 121 | 2016 | 0 | 6 | 6 |  | (W3201)LA CROSSE | BRIGGS ROAD | 161 | 161 | SINGLE POLE | 3.97 | 0.04 | 1 | 3-795 KCMIL ACSS | 25111 | 688016 | 713127 | 0 | 0 | 0 | 0 | 0 | 0 | 0 | 0 | 0 | 0 | 0 | 0 | 0 | 0 | 0 | 0 | 0 | 0 | 0 | 0 | 12 | 1
NO |  | 121 | 2016 | 0 | 7 | 7 |  | (W3203)EAU CLAIRE | LA CROSSE | 161 | 161 | 5 POLE | 0.68 | 0 | 1 | 3-477 KCMIL ACSR | 485486 | 8964451 | 9449937 | 0 | 0 | 0 | 0 | 0 | 0 | 0 | 0 | 0 | 0 | 0 | 0 | 0 | 0 | 0 | 0 | 0 | 0 | 0 | 0 | 12 | 1
NO |  | 121 | 2016 | 0 | 8 | 8 |  |  |  | 161 | 161 | H-FRAME | 1.79 | 0 | 1 | 3-477 KCMIL ACSR | 0 | 0 | 0 | 0 | 0 | 0 | 0 | 0 | 0 | 0 | 0 | 0 | 0 | 0 | 0 | 0 | 0 | 0 | 0 | 0 | 0 | 0 | 0 | 12 | 1
NO |  | 121 | 2016 | 0 | 9 | 9 |  |  |  | 161 | 161 | SINGLE POLE | 69.24 | 0.56 | 1 | 3-477 KCMIL ACSR | 0 | 0 | 0 | 0 | 0 | 0 | 0 | 0 | 0 | 0 | 0 | 0 | 0 | 0 | 0 | 0 | 0 | 0 | 0 | 0 | 0 | 0 | 0 | 12 | 1
NO |  | 121 | 2016 | 0 | 10 | 10 |  |  |  | 161 | 161 | SINGLE POLE | 0.17 | 8.41 | 1 | 3-795 KCMIL ACSS | 0 | 0 | 0 | 0 | 0 | 0 | 0 | 0 | 0 | 0 | 0 | 0 | 0 | 0 | 0 | 0 | 0 | 0 | 0 | 0 | 0 | 0 | 0 | 12 | 1
NO |  | 121 | 2016 | 0 | 11 | 11 |  | (W3204)JACKSON CO | TREMVAL | 161 | 161 | SINGLE POLE | 1.08 | 0.02 | 1 | 3-795 KCMIL ACSR | 159903 | 1525522 | 1685425 | 0 | 0 | 0 | 0 | 0 | 0 | 0 | 0 | 0 | 0 | 0 | 0 | 0 | 0 | 0 | 0 | 0 | 0 | 0 | 0 | 12 | 1
NO |  | 121 | 2016 | 0 | 12 | 12 |  |  |  | 161 | 161 | H-FRAME | 22.59 | 0 | 1 | 3-795 KCMIL ACSR | 0 | 0 | 0 | 0 | 0 | 0 | 0 | 0 | 0 | 0 | 0 | 0 | 0 | 0 | 0 | 0 | 0 | 0 | 0 | 0 | 0 | 0 | 0 | 12 | 1
NO |  | 121 | 2016 | 0 | 13 | 13 |  | (W3205)COULEE AVENUE | LA CROSSE | 161 | 161 | H-FRAME | 1.09 | 0 | 1 | 3-477 KCMIL ACSR | 96279 | 2186715 | 2282994 | 0 | 0 | 0 | 0 | 0 | 0 | 0 | 0 | 0 | 0 | 0 | 0 | 0 | 0 | 0 | 0 | 0 | 0 | 0 | 0 | 12 | 1
NO |  | 121 | 2016 | 0 | 14 | 14 |  |  |  | 161 | 161 | SINGLE POLE | 7.23 | 0 | 1 | 3-477 KCMIL ACSR | 0 | 0 | 0 | 0 | 0 | 0 | 0 | 0 | 0 | 0 | 0 | 0 | 0 | 0 | 0 | 0 | 0 | 0 | 0 | 0 | 0 | 0 | 0 | 12 | 1
NO |  | 121 | 2016 | 0 | 15 | 15 |  | (W3206)COULEE AVENUE | GENOA | 161 | 161 | H-FRAME | 0 | 0.44 | 1 | 3-795 KCMIL ACSS | 0 | 428954 | 428954 | 0 | 0 | 0 | 0 | 0 | 0 | 0 | 0 | 0 | 0 | 0 | 0 | 0 | 0 | 0 | 0 | 0 | 0 | 0 | 0 | 12 | 1
NO |  | 121 | 2016 | 0 | 16 | 16 |  |  |  | 161 | 161 | SINGLE POLE | 0.67 | 0.64 | 1 | 3-795 KCMIL ACSS | 0 | 0 | 0 | 0 | 0 | 0 | 0 | 0 | 0 | 0 | 0 | 0 | 0 | 0 | 0 | 0 | 0 | 0 | 0 | 0 | 0 | 0 | 0 | 12 | 1
NO |  | 121 | 2016 | 0 | 17 | 17 |  | (W3207)LA CROSSE | MONROE CO | 161 | 161 | H-FRAME | 0.75 | 0.01 | 1 | 3-795 KCMIL ACSR | 226595 | 2125334 | 2351929 | 0 | 0 | 0 | 0 | 0 | 0 | 0 | 0 | 0 | 0 | 0 | 0 | 0 | 0 | 0 | 0 | 0 | 0 | 0 | 0 | 12 | 1
NO |  | 121 | 2016 | 0 | 18 | 18 |  |  |  | 161 | 161 | SINGLE POLE | 26.03 | 0 | 1 | 3-795 KCMIL ACSR | 0 | 0 | 0 | 0 | 0 | 0 | 0 | 0 | 0 | 0 | 0 | 0 | 0 | 0 | 0 | 0 | 0 | 0 | 0 | 0 | 0 | 0 | 0 | 12 | 1
NO |  | 121 | 2016 | 0 | 19 | 19 |  | (W3209)CRYSTAL CAVE | APPLE RIVER | 161 | 161 | SINGLE POLE | 1.05 | 0 | 1 | 3-795 KCMIL ACSS | 276200 | 6377696 | 6653896 | 0 | 0 | 0 | 0 | 0 | 0 | 0 | 0 | 0 | 0 | 0 | 0 | 0 | 0 | 0 | 0 | 0 | 0 | 0 | 0 | 12 | 1
NO |  | 121 | 2016 | 0 | 20 | 20 |  |  |  | 161 | 161 | SINGLE POLE | 39.44 | 0 | 1 | 3-954 KCMIL ACSR | 0 | 0 | 0 | 0 | 0 | 0 | 0 | 0 | 0 | 0 | 0 | 0 | 0 | 0 | 0 | 0 | 0 | 0 | 0 | 0 | 0 | 0 | 0 | 12 | 1
NO |  | 121 | 2016 | 0 | 21 | 21 |  | (W3210)EAU CLAIRE | ELK MOUND | 161 | 161 | H-FRAME | 4.14 | 0 | 1 | 3-795 KCMIL ACSS | 20271 | 3002184 | 3022455 | 0 | 0 | 0 | 0 | 0 | 0 | 0 | 0 | 0 | 0 | 0 | 0 | 0 | 0 | 0 | 0 | 0 | 0 | 0 | 0 | 12 | 1
NO |  | 121 | 2016 | 0 | 22 | 22 |  |  |  | 161 | 161 | SINGLE POLE | 3.59 | 0 | 1 | 3-795 KCMIL ACSR | 0 | 0 | 0 | 0 | 0 | 0 | 0 | 0 | 0 | 0 | 0 | 0 | 0 | 0 | 0 | 0 | 0 | 0 | 0 | 0 | 0 | 0 | 0 | 12 | 1
NO |  | 121 | 2016 | 0 | 23 | 23 |  | (W3211)EAU CLAIRE | GRAVEL ISLAND | 161 | 161 | SINGLE POLE | 1.8 | 0.03 | 1 | 3-4/0 AWG ACSR | 113405 | 6754197 | 6867602 | 0 | 0 | 0 | 0 | 0 | 0 | 0 | 0 | 0 | 0 | 0 | 0 | 0 | 0 | 0 | 0 | 0 | 0 | 0 | 0 | 12 | 1
NO |  | 121 | 2016 | 0 | 24 | 24 |  | (W3213)EAU CLAIRE | RED CEDAR | 161 | 161 | H-FRAME | 4.84 | 0.15 | 1 | 3-795 KCMIL ACSS | 352275 | 6688969 | 7041245 | 0 | 0 | 0 | 0 | 0 | 0 | 0 | 0 | 0 | 0 | 0 | 0 | 0 | 0 | 0 | 0 | 0 | 0 | 0 | 0 | 12 | 1
NO |  | 121 | 2016 | 0 | 25 | 25 |  |  |  | 161 | 161 | SINGLE POLE | 19.91 | 0 | 1 | 3-795 KCMIL ACSS | 0 | 0 | 0 | 0 | 0 | 0 | 0 | 0 | 0 | 0 | 0 | 0 | 0 | 0 | 0 | 0 | 0 | 0 | 0 | 0 | 0 | 0 | 0 | 12 | 1
NO |  | 121 | 2016 | 0 | 26 | 26 |  | (W3214)HYDRO LANE | WHEATON | 161 | 161 | SINGLE POLE | 12.7 | 1.95 | 1 | 3-795 KCMIL ACSS | 485031 | 3597264 | 4082295 | 0 | 0 | 0 | 0 | 0 | 0 | 0 | 0 | 0 | 0 | 0 | 0 | 0 | 0 | 0 | 0 | 0 | 0 | 0 | 0 | 12 | 1
NO |  | 121 | 2016 | 0 | 27 | 27 |  | (W3215)CRYSTAL CAVE | RED CEDAR | 161 | 161 | H-FRAME | 0.8 | 0.06 | 1 | 3-795 KCMIL ACSS | 35141 | 742156 | 777296 | 0 | 0 | 0 | 0 | 0 | 0 | 0 | 0 | 0 | 0 | 0 | 0 | 0 | 0 | 0 | 0 | 0 | 0 | 0 | 0 | 12 | 1
NO |  | 121 | 2016 | 0 | 28 | 28 |  |  |  | 161 | 161 | SINGLE POLE | 26.4 | 1.5 | 1 | 3-795 KCMIL ACSS | 0 | 0 | 0 | 0 | 0 | 0 | 0 | 0 | 0 | 0 | 0 | 0 | 0 | 0 | 0 | 0 | 0 | 0 | 0 | 0 | 0 | 0 | 0 | 12 | 1
NO |  | 121 | 2016 | 0 | 29 | 29 |  | (W3216)STONE LAKE | STINSON | 161 | 161 | 3 POLE | 0.1 | 0.52 | 1 | 3-795 KCMIL ACSS | 30345 | 47869 | 78214 | 0 | 0 | 0 | 0 | 0 | 0 | 0 | 0 | 0 | 0 | 0 | 0 | 0 | 0 | 0 | 0 | 0 | 0 | 0 | 0 | 12 | 1
NO |  | 121 | 2016 | 0 | 30 | 30 |  |  |  | 161 | 161 | SINGLE POLE | 0 | 19.74 | 1 | 3-795 KCMIL ACSS | 0 | 0 | 0 | 0 | 0 | 0 | 0 | 0 | 0 | 0 | 0 | 0 | 0 | 0 | 0 | 0 | 0 | 0 | 0 | 0 | 0 | 0 | 0 | 12 | 1
NO |  | 121 | 2016 | 0 | 31 | 31 |  | (W3217)GINGLES | STONE LAKE | 161 | 161 | SINGLE POLE | 63.63 | 0 | 1 | 3-795 KCMIL ACSR | 603813 | 20126880 | 20730693 | 0 | 0 | 0 | 0 | 0 | 0 | 0 | 0 | 0 | 0 | 0 | 0 | 0 | 0 | 0 | 0 | 0 | 0 | 0 | 0 | 12 | 1
NO |  | 121 | 2016 | 0 | 32 | 32 |  |  |  | 161 | 161 | SPECIAL | 0.09 | 0 | 1 | 3-795 KCMIL ACSR | 0 | 0 | 0 | 0 | 0 | 0 | 0 | 0 | 0 | 0 | 0 | 0 | 0 | 0 | 0 | 0 | 0 | 0 | 0 | 0 | 0 | 0 | 0 | 12 | 1
NO |  | 121 | 2016 | 0 | 33 | 33 |  | (W3218)LAWRENCE CREEK | POPLAR LAKE | 161 | 161 | SINGLE POLE | 0.08 | 0 | 1 | 3-795 KCMIL ACSS | 0 | 15403741 | 15403741 | 0 | 0 | 0 | 0 | 0 | 0 | 0 | 0 | 0 | 0 | 0 | 0 | 0 | 0 | 0 | 0 | 0 | 0 | 0 | 0 | 12 | 1
NO |  | 121 | 2016 | 0 | 34 | 34 |  |  |  | 161 | 161 | UNDERGROUND | 2.38 | 0 | 1 | 3000 KCMIL CU | 0 | 0 | 0 | 0 | 0 | 0 | 0 | 0 | 0 | 0 | 0 | 0 | 0 | 0 | 0 | 0 | 0 | 0 | 0 | 0 | 0 | 0 | 0 | 12 | 1
NO |  | 121 | 2016 | 0 | 35 | 35 |  | (W3219)EAU CLAIRE | GRAVEL ISLAND | 161 | 161 | SINGLE POLE | 3.17 | 0 | 1 | 3-795 KCMIL ACSS | 0 | 0 | 0 | 0 | 0 | 0 | 0 | 0 | 0 | 0 | 0 | 0 | 0 | 0 | 0 | 0 | 0 | 0 | 0 | 0 | 0 | 0 | 0 | 12 | 1
NO |  | 121 | 2016 | 0 | 36 | 36 |  | TOTAL |  | 0 | 0 |  | 2272.8 | 247.07 | 40 |  | 25997084 | 639336696 | 665333780 | 819270 | 2683918 | 725224 | 4228412 | 0 | 0 | 0 | 0 | 0 | 0 | 0 | 0 | 0 | 0 | 0 | 0 | 0 | 0 | 0 | 0 | 12 | 1
NO |  | 121 | 2016 | 1 | 1 | 1 |  | (W3220)EAU CLAIRE | GRAVEL ISLAND | 161 | 161 | SINGLE POLE | 3.44 | 0.32 | 1 | 3-795 KCMIL ACSS | 0 | 0 | 0 | 0 | 0 | 0 | 0 | 0 | 0 | 0 | 0 | 0 | 0 | 0 | 0 | 0 | 0 | 0 | 0 | 0 | 0 | 0 | 0 | 12 | 1
NO |  | 121 | 2016 | 1 | 2 | 2 |  | (W3221)RADISSON | STONE LAKE | 161 | 161 | 2 POLE | 0.12 | 0 | 1 | 3-795 KCMIL ACSS | 585973 | 18113764 | 18699737 | 0 | 0 | 0 | 0 | 0 | 0 | 0 | 0 | 0 | 0 | 0 | 0 | 0 | 0 | 0 | 0 | 0 | 0 | 0 | 0 | 12 | 1
NO |  | 121 | 2016 | 1 | 3 | 3 |  |  |  | 161 | 161 | 3 POLE | 0.19 | 0 | 1 | 3-795 KCMIL ACSS | 0 | 0 | 0 | 0 | 0 | 0 | 0 | 0 | 0 | 0 | 0 | 0 | 0 | 0 | 0 | 0 | 0 | 0 | 0 | 0 | 0 | 0 | 0 | 12 | 1
NO |  | 121 | 2016 | 1 | 4 | 4 |  |  |  | 161 | 161 | SINGLE POLE | 12.49 | 5.57 | 1 | 3-795 KCMIL ACSS | 0 | 0 | 0 | 0 | 0 | 0 | 0 | 0 | 0 | 0 | 0 | 0 | 0 | 0 | 0 | 0 | 0 | 0 | 0 | 0 | 0 | 0 | 0 | 12 | 1
NO |  | 121 | 2016 | 1 | 5 | 5 |  | (W3222)OSPREY | RADISSON | 161 | 161 | SINGLE POLE | 35.98 | 0 | 1 | 3-795 KCMIL ACSS | 1160263 | 35994729 | 37154993 | 0 | 0 | 0 | 0 | 0 | 0 | 0 | 0 | 0 | 0 | 0 | 0 | 0 | 0 | 0 | 0 | 0 | 0 | 0 | 0 | 12 | 1
SI/NO | A | 121 | 2016 | 1 | 7 | 7 |  | Summary of 115 kV System |  | 115 | 115 | Overhead | 385.78 | 32.12 | 0 |  | 3343259 | 116830234 | 120173493 | 0 | 0 | 0 | 2993431.1173 | 0 | 0 | 0 | 0 | 0 | 0 | 0 | 0 | 0 | 0 | 0 | 0 | 0 | 0 | 0 | 0 | 12 | 1
NO |  | 121 | 2016 | 1 | 8 | 8 |  |  |  | 115 | 161 | Overhead | 36.48 | 0 | 0 |  | 0 | 0 | 0 | 0 | 0 | 0 | 0 | 0 | 0 | 0 | 0 | 0 | 0 | 0 | 0 | 0 | 0 | 0 | 0 | 0 | 0 | 0 | 0 | 12 | 1
SI/NO | A | 121 | 2016 | 1 | 9 | 9 |  | Summary of 88 kV System |  | 88 | 88 | Overhead | 70.49 | 4.88 | 0 |  | 239696 | 8985532 | 9225227 | 0 | 0 | 0 | 229793.4501 | 0 | 0 | 0 | 0 | 0 | 0 | 0 | 0 | 0 | 0 | 0 | 0 | 0 | 0 | 0 | 0 | 12 | 1
NO |  | 121 | 2016 | 1 | 10 | 10 |  |  |  | 88 | 115 | Overhead | 1.51 | 0.33 | 0 |  | 0 | 0 | 0 | 0 | 0 | 0 | 0 | 0 | 0 | 0 | 0 | 0 | 0 | 0 | 0 | 0 | 0 | 0 | 0 | 0 | 0 | 0 | 0 | 12 | 1
SI/NO | A | 121 | 2016 | 1 | 11 | 11 |  | Summary of 69 kV System |  | 69 | 69 | Overhead | 914.87 | 156.35 | 0 |  | 7535369 | 176058469 | 183593838 | 0 | 0 | 0 | 4573184.1016 | 0 | 0 | 0 | 0 | 0 | 0 | 0 | 0 | 0 | 0 | 0 | 0 | 0 | 0 | 0 | 0 | 12 | 1
NO |  | 121 | 2016 | 1 | 12 | 12 |  |  |  | 69 | 69 | Underground | 0.87 | 0 | 0 |  | 0 | 0 | 0 | 0 | 0 | 0 | 0 | 0 | 0 | 0 | 0 | 0 | 0 | 0 | 0 | 0 | 0 | 0 | 0 | 0 | 0 | 0 | 0 | 12 | 1
SI/NO | A | 121 | 2016 | 1 | 13 | 13 |  | Summary of 34.5 kV System |  | 34.5 | 34.5 | Overhead | 282.19 | 13.43 | 0 |  | 672386 | 30832513 | 31504899 | 0 | 0 | 0 | 784763.284 | 0 | 0 | 0 | 0 | 0 | 0 | 0 | 0 | 0 | 0 | 0 | 0 | 0 | 0 | 0 | 0 | 12 | 1
NO |  | 121 | 2016 | 1 | 14 | 14 |  |  |  | 34.5 | 69 | Overhead | 9.66 | 0 | 0 |  | 0 | 0 | 0 | 0 | 0 | 0 | 0 | 0 | 0 | 0 | 0 | 0 | 0 | 0 | 0 | 0 | 0 | 0 | 0 | 0 | 0 | 0 | 0 | 12 | 1
SI/NO | A | 121 | 2016 | 1 | 15 | 15 |  | Summary of 23 kV System |  | 23 | 23 | Overhead | 6.83 | 0 | 0 |  | 7931 | 626938 | 634869 | 0 | 0 | 0 | 15814.1082 | 0 | 0 | 0 | 0 | 0 | 0 | 0 | 0 | 0 | 0 | 0 | 0 | 0 | 0 | 0 | 0 | 12 | 1
NO |  | 121 | 2016 | 1 | 35 | 35 |  | All Lines |  | 0 | 0 |  | 0 | 0 | 0 |  | 0 | 0 | 0 | 819270 | 2683918 | 725224 | 4228412 | 0 | 0 | 0 | 0 | 0 | 0 | 0 | 0 | 0 | 0 | 0 | 0 | 0 | 0 | 0 | 0 | 12 | 1
NO |  | 122 | 2016 | 0 | 1 | 1 |  | Colstrip 4 | Switchyard | 500 | 500 | St. Tower | 0.66 | 0 | 1 | 795 KCM ACSR | 0 | 0 | 0 | 0 | 0 | 0 | 0 | 0 | 0 | 0 | 0 | 0 | 0 | 0 | 0 | 0 | 0 | 0 | 0 | 0 | 0 | 0 | 0 | 12 | 0
NO |  | 122 | 2016 | 0 | 2 | 2 |  | Colstrip | Broadview A | 500 | 500 | St. Tower | 112.07 | 0 | 1 | 795 KCM ACSR | 470715 | 11393381 | 11864096 | 0 | 0 | 0 | 0 | 661220111 | 0 | 0 | 0 | 0 | 0 | 0 | 0 | 0 | 0 | 0 | 0 | 0 | 0 | 0 | 0 | 12 | 0
NO |  | 122 | 2016 | 0 | 3 | 3 |  | Colstrip | Broadview B | 500 | 500 | St. Tower | 115.87 | 0 | 1 | 795 KCM ACSR | 593662 | 15051362 | 15645024 | 0 | 0 | 0 | 0 | 661220112 | 0 | 0 | 0 | 0 | 0 | 0 | 0 | 0 | 0 | 0 | 0 | 0 | 0 | 0 | 0 | 12 | 0
NO |  | 122 | 2016 | 0 | 4 | 4 |  | Broadview | Townsend A | 500 | 500 | St. Tower | 133.39 | 0 | 1 | 795 KCM ACSR | 900048 | 13855456 | 14755504 | 0 | 0 | 0 | 0 | 661220113 | 0 | 0 | 0 | 0 | 0 | 0 | 0 | 0 | 0 | 0 | 0 | 0 | 0 | 0 | 0 | 12 | 0
NO |  | 122 | 2016 | 0 | 5 | 5 |  | Broadview | Townsend B | 500 | 500 | St. Tower | 133.37 | 0 | 1 | 795 KCM ACSR | 936763 | 13680057 | 14616820 | 44648 | 208522 | 171009 | 424179 | 661220114 | 0 | 0 | 0 | 0 | 0 | 0 | 0 | 0 | 0 | 0 | 0 | 0 | 0 | 0 | 0 | 12 | 0
NO |  | 122 | 2016 | 0 | 6 | 6 |  | Billings | Great Falls | 230 | 230 | Wood H Frame | 187.88 | 0 | 1 | 1272 KCM ACSR | 337778 | 11226466 | 11564244 | 0 | 0 | 0 | 0 | 0 | 0 | 0 | 0 | 0 | 0 | 0 | 0 | 0 | 0 | 0 | 0 | 0 | 0 | 0 | 0 | 12 | 0
NO |  | 122 | 2016 | 0 | 7 | 7 |  | Broadview | Alkali Creek Sub | 230 | 230 | Wood H Frame | 18.4 | 0 | 1 | 1272 KCM ACSR | 21848 | 1002293 | 1024141 | 0 | 0 | 0 | 0 | 0 | 0 | 0 | 0 | 0 | 0 | 0 | 0 | 0 | 0 | 0 | 0 | 0 | 0 | 0 | 0 | 12 | 0
NO |  | 122 | 2016 | 0 | 8 | 8 |  | Alkali Creek Sub | Laurel Baseline | 230 | 230 | Steel, Sgl Pol | 4.7 | 0 | 1 | 1272 KCM ACSR | 578771 | 1359019 | 1937790 | 48292 | 61082 | 43933 | 153307 | 0 | 0 | 0 | 0 | 0 | 0 | 0 | 0 | 0 | 0 | 0 | 0 | 0 | 0 | 0 | 0 | 12 | 0
NO |  | 122 | 2016 | 0 | 9 | 9 |  | Colstrip | Billings | 230 | 230 | Wood H Frame | 93.73 | 0 | 1 | 1272 KCM ACSR | 308152 | 5296181 | 5604333 | 161 | 51343 | 0 | 51504 | 0 | 0 | 0 | 0 | 0 | 0 | 0 | 0 | 0 | 0 | 0 | 0 | 0 | 0 | 0 | 0 | 12 | 0
NO |  | 122 | 2016 | 0 | 10 | 10 |  | Billings | Yellowtail | 230 | 230 | Wood H Frame | 41.12 | 0 | 1 | 1272 KCM ACSR | 41629 | 3236860 | 3278489 | 4953 | 15321 | 0 | 20274 | 0 | 0 | 0 | 0 | 0 | 0 | 0 | 0 | 0 | 0 | 0 | 0 | 0 | 0 | 0 | 0 | 12 | 0
NO |  | 122 | 2016 | 0 | 11 | 11 |  | Hot Springs | Idaho Border | 230 | 230 | Wood H Frame | 276.35 | 0 | 1 | 1272 KCM ACSR | 5482298 | 9653033 | 15135331 | 1682 | 32453 | 530155 | 564290 | 0 | 0 | 0 | 0 | 0 | 0 | 0 | 0 | 0 | 0 | 0 | 0 | 0 | 0 | 0 | 0 | 12 | 0
NO |  | 122 | 2016 | 0 | 12 | 12 |  | Ovando | Great Falls | 230 | 230 | Wood H Frame | 105.62 | 0 | 1 | 1272 KCM ACSR | 288681 | 6524399 | 6813080 | 4776 | 260575 | 0 | 265351 | 0 | 0 | 0 | 0 | 0 | 0 | 0 | 0 | 0 | 0 | 0 | 0 | 0 | 0 | 0 | 0 | 12 | 0
NO |  | 122 | 2016 | 0 | 13 | 13 |  | Anaconda | Billings | 230 | 230 | Wood H Frame | 224.79 | 0 | 1 | 1272 KCM ACSR | 464117 | 12850774 | 13314891 | 15494 | 7634 | 0 | 23128 | 0 | 0 | 0 | 0 | 0 | 0 | 0 | 0 | 0 | 0 | 0 | 0 | 0 | 0 | 0 | 0 | 12 | 0
NO |  | 122 | 2016 | 0 | 14 | 14 |  | Kerr | Anaconda A | 161 | 161 | Wood H Frame | 149.37 | 0 | 1 | 350 MCM CU | 180728 | 9102079 | 9282807 | 5498 | 28766 | 0 | 34264 | 0 | 0 | 0 | 0 | 0 | 0 | 0 | 0 | 0 | 0 | 0 | 0 | 0 | 0 | 0 | 0 | 12 | 0
NO |  | 122 | 2016 | 0 | 15 | 15 |  | Anaconda | Monida | 161 | 161 | Wood H Frame | 126.47 | 0 | 1 | 250 MCM CU | 65469 | 4098488 | 4163957 | 4973 | 29308 | 16326 | 50607 | 0 | 0 | 0 | 0 | 0 | 0 | 0 | 0 | 0 | 0 | 0 | 0 | 0 | 0 | 0 | 0 | 12 | 0
NO |  | 122 | 2016 | 0 | 16 | 16 |  | Anaconda | Billings | 161 | 161 | Wood H Frame | 235.68 | 0 | 1 | 556.5 MCM ACSR | 187837 | 10929980 | 11117817 | 0 | 0 | 0 | 0 | 0 | 0 | 0 | 0 | 0 | 0 | 0 | 0 | 0 | 0 | 0 | 0 | 0 | 0 | 0 | 0 | 12 | 0
NO |  | 122 | 2016 | 0 | 17 | 17 |  | Anaconda | Butte | 161 | 161 | Wood H Frame | 23.73 | 0 | 1 | 556.5 MCM ACSR | 10667 | 757969 | 768636 | 0 | 0 | 0 | 0 | 0 | 0 | 0 | 0 | 0 | 0 | 0 | 0 | 0 | 0 | 0 | 0 | 0 | 0 | 0 | 0 | 12 | 0
NO |  | 122 | 2016 | 0 | 18 | 18 |  | Clyde Park | Bozeman | 161 | 161 | Wood H Frame | 54.81 | 0 | 1 | 556.5 MCM ACSR | 448934 | 1838649 | 2287583 | 0 | 0 | 0 | 0 | 0 | 0 | 0 | 0 | 0 | 0 | 0 | 0 | 0 | 0 | 0 | 0 | 0 | 0 | 0 | 0 | 12 | 0
NO |  | 122 | 2016 | 0 | 19 | 19 |  | Missoula | Hamilton A | 161 | 161 | Wood H Frame | 53.58 | 0 | 1 | 556.5 MCM ACSR | 652145 | 2057030 | 2709175 | 0 | 0 | 0 | 0 | 0 | 0 | 0 | 0 | 0 | 0 | 0 | 0 | 0 | 0 | 0 | 0 | 0 | 0 | 0 | 0 | 12 | 0
NO |  | 122 | 2016 | 0 | 20 | 20 |  | Clyde Park | Emmigrant | 161 | 161 | Wood H Frame | 40.03 | 0 | 1 | 556.5 MCM ACSR | 720093 | 3484741 | 4204834 | 0 | 0 | 0 | 0 | 0 | 0 | 0 | 0 | 0 | 0 | 0 | 0 | 0 | 0 | 0 | 0 | 0 | 0 | 0 | 0 | 12 | 0
NO |  | 122 | 2016 | 0 | 21 | 21 |  | Bozeman | Ennis | 161 | 161 | Wood H Frame | 53.33 | 0 | 1 | 556.5 MCM ACSR | 1476730 | 5393665 | 6870395 | 0 | 0 | 0 | 0 | 0 | 0 | 0 | 0 | 0 | 0 | 0 | 0 | 0 | 0 | 0 | 0 | 0 | 0 | 0 | 0 | 12 | 0
NO |  | 122 | 2016 | 0 | 22 | 22 |  | Kerr | Anaconda B | 161 | 161 | Wood H Frame | 150.35 | 0 | 1 | 556.5 MCM ACSR | 965547 | 6578593 | 7544140 | 48040 | 278052 | 0 | 326092 | 0 | 0 | 0 | 0 | 0 | 0 | 0 | 0 | 0 | 0 | 0 | 0 | 0 | 0 | 0 | 0 | 12 | 0
NO |  | 122 | 2016 | 0 | 23 | 23 |  | Rattlesnake | Missoula #4 | 161 | 161 | Wood H Frame | 55.61 | 0 | 1 | 556.5 MCM ACSR | 2684587 | 3113798 | 5798385 | 0 | 0 | 0 | 0 | 0 | 0 | 0 | 0 | 0 | 0 | 0 | 0 | 0 | 0 | 0 | 0 | 0 | 0 | 0 | 0 | 12 | 0
NO |  | 122 | 2016 | 0 | 24 | 24 |  | Dillon | Salmon-Ennis | 161 | 161 | Wood H Frame | 81.62 | 0 | 1 | 556.5 MCM ACSR | 1360447 | 5911281 | 7271728 | 40065 | 52851 | 0 | 92916 | 0 | 0 | 0 | 0 | 0 | 0 | 0 | 0 | 0 | 0 | 0 | 0 | 0 | 0 | 0 | 0 | 12 | 0
NO |  | 122 | 2016 | 0 | 25 | 25 |  | Rainbow | Havre | 161 | 161 | Wood H Frame | 93.79 | 0 | 1 | 636 MCM ACSR | 895988 | 2704277 | 3600265 | 0 | 0 | 0 | 0 | 0 | 0 | 0 | 0 | 0 | 0 | 0 | 0 | 0 | 0 | 0 | 0 | 0 | 0 | 0 | 0 | 12 | 0
NO |  | 122 | 2016 | 0 | 26 | 26 |  | Three Rivers | Jackrabbit | 161 | 161 | SAHP Single Pe | 28.81 | 0 | 1 | 556 KCMIL ACSR | 1643626 | 7858388 | 9502014 | 84 | 40602 | 0 | 40686 | 0 | 0 | 0 | 0 | 0 | 0 | 0 | 0 | 0 | 0 | 0 | 0 | 0 | 0 | 0 | 0 | 12 | 0
NO |  | 122 | 2016 | 0 | 27 | 27 |  | Jackrabbit | Meadow Village | 161 | 161 | Wood H & Steee | 36.78 | 0 | 1 | 556 KCMIL ACSR | 28599 | 1154928 | 1183527 | 0 | 0 | 0 | 0 | 0 | 0 | 0 | 0 | 0 | 0 | 0 | 0 | 0 | 0 | 0 | 0 | 0 | 0 | 0 | 0 | 12 | 0
NO |  | 122 | 2016 | 0 | 28 | 28 |  | All 115 kV |  | 115 | 115 | Various | 342.09 | 0 | 0 |  | 604878 | 11545039 | 12149917 | 49978 | 204993 | 25 | 254996 | 0 | 0 | 0 | 0 | 0 | 0 | 0 | 0 | 0 | 0 | 0 | 0 | 0 | 0 | 0 | 0 | 12 | 0
NO |  | 122 | 2016 | 0 | 29 | 29 |  | All 100 kV |  | 100 | 100 | Various | 1735.13 | 0 | 0 |  | 5466865 | 107170696 | 112637561 | 267540 | 1183683 | 48916 | 1500139 | 0 | 0 | 0 | 0 | 0 | 0 | 0 | 0 | 0 | 0 | 0 | 0 | 0 | 0 | 0 | 0 | 12 | 0
NO |  | 122 | 2016 | 0 | 30 | 30 |  | All 69 kV |  | 69 | 69 | Various | 1355.8 | 0 | 0 |  | 2247617 | 60542658 | 62790275 | 156127 | 449259 | 14541 | 619927 | 0 | 0 | 0 | 0 | 0 | 0 | 0 | 0 | 0 | 0 | 0 | 0 | 0 | 0 | 0 | 0 | 12 | 0
NO |  | 122 | 2016 | 0 | 31 | 31 |  | All 50 kV |  | 50 | 50 | Various | 752.21 | 0 | 0 |  | 3208510 | 33892656 | 37101166 | 342706 | 424117 | 23754 | 790577 | 0 | 0 | 0 | 0 | 0 | 0 | 0 | 0 | 0 | 0 | 0 | 0 | 0 | 0 | 0 | 0 | 12 | 0
NO |  | 122 | 2016 | 0 | 32 | 32 |  | Big Stone, SD | Gary, SD | 230 | 230 | H-Wood | 18.2 | 0 | 1 | 1272 MCM | 8674 | 1278111 | 1286785 | 0 | 0 | 0 | 0 | 661220115 | 0 | 0 | 0 | 0 | 0 | 0 | 0 | 0 | 0 | 0 | 0 | 0 | 0 | 0 | 0 | 12 | 0
NO |  | 122 | 2016 | 0 | 33 | 33 |  | Coyote, ND | Center, ND | 345 | 345 | H-Wood | 23.1 | 0 | 1 | 954 MCM | 223226 | 3211876 | 3435102 | 0 | 0 | 0 | 0 | 661220116 | 0 | 0 | 0 | 0 | 0 | 0 | 0 | 0 | 0 | 0 | 0 | 0 | 0 | 0 | 0 | 12 | 0
NO |  | 122 | 2016 | 0 | 34 | 34 |  | Neal, IA | Hinton, IA | 345 | 345 | H-Wood | 23.59 | 0 | 1 | 954 MCM | 16579 | 616871 | 633450 | 0 | 0 | 0 | 0 | 661220117 | 0 | 0 | 0 | 0 | 0 | 0 | 0 | 0 | 0 | 0 | 0 | 0 | 0 | 0 | 0 | 12 | 0
NO |  | 122 | 2016 | 0 | 35 | 35 |  | Less non-NWE 345 kV partial |  | 0 | 0 |  | -21.54 | 0 | 0 |  | 0 | 0 | 0 | 0 | 0 | 0 | 0 | 0 | 0 | 0 | 0 | 0 | 0 | 0 | 0 | 0 | 0 | 0 | 0 | 0 | 0 | 0 | 0 | 12 | 0
NO |  | 122 | 2016 | 0 | 36 | 36 |  | TOTAL |  | 0 | 0 |  | 8054.62 | 0 | 30 |  | 34940144 | 461663225 | 496603369 | -1681712 | 3774262 | 853847 | 2946397 | 0 | 0 | 0 | 0 | 0 | 0 | 0 | 0 | 0 | 0 | 0 | 0 | 0 | 0 | 0 | 0 | 12 | 0
NO |  | 122 | 2016 | 1 | 1 | 1 |  | Various |  | 115 | 0 | Various | 339.37 | 0 | 0 |  | 0 | 0 | 0 | 0 | 0 | 0 | 0 | 0 | 0 | 0 | 0 | 0 | 0 | 0 | 0 | 0 | 0 | 0 | 0 | 0 | 0 | 0 | 0 | 12 | 0
NO |  | 122 | 2016 | 1 | 2 | 2 |  | Various |  | 69 | 0 | Various | 259.95 | 0 | 0 |  | 0 | 0 | 0 | 0 | 0 | 0 | 0 | 0 | 0 | 0 | 0 | 0 | 0 | 0 | 0 | 0 | 0 | 0 | 0 | 0 | 0 | 0 | 0 | 12 | 0
NO |  | 122 | 2016 | 1 | 3 | 3 |  | Various |  | 34.5 | 0 | Various | 594.81 | 0 | 0 | Various | 1417936 | 73220785 | 74638721 | -2716729 | 445701 | 5188 | -2265840 | 0 | 0 | 0 | 0 | 0 | 0 | 0 | 0 | 0 | 0 | 0 | 0 | 0 | 0 | 0 | 0 | 12 | 0
SI/SI | A | 123 | 2016 | 0 | 1 | 1 |  | 34KV LINES & LESS |  | 34 | 34 | WOOD | 27.7 | 0.5 | 1 | VARIOUS | 42125 | 2005979 | 2048104 | 3816 | 7098 | 0 | 10914 | 0 | 0 | 0 | 0 | 0 | 0 | 0 | 0 | 0 | 0 | 0 | 0 | 0 | 0 | 0 | 0 | 12 | 1
SI/SI | A | 123 | 2016 | 0 | 4 | 4 |  | 69KV LINES |  | 69 | 69 | WOOD | 118.67 | 4.84 | 1 | VARIOUS | 230205 | 8230796 | 8461001 | 15762 | 29324 | 0 | 45086 | 0 | 0 | 0 | 0 | 0 | 0 | 0 | 0 | 0 | 0 | 0 | 0 | 0 | 0 | 0 | 0 | 12 | 1
SI/SI | S | 123 | 2016 | 0 | 6 | 6 |  | 69KV LINES |  | 69 | 69 | UNDERGROUND | 0.3 | 0 | 1 | 1200 MCM | 15285 | 439264 | 454549 | 847 | 1576 | 0 | 2423 | 0 | 0 | 0 | 0 | 0 | 0 | 0 | 0 | 0 | 0 | 0 | 0 | 0 | 0 | 0 | 0 | 12 | 1
NO |  | 123 | 2016 | 0 | 36 | 36 |  | TOTAL |  | 0 | 0 |  | 146.67 | 5.34 | 3 |  | 287615 | 10676039 | 10963654 | 20425 | 37998 | 0 | 58423 | 0 | 0 | 0 | 0 | 0 | 0 | 0 | 0 | 0 | 0 | 0 | 0 | 0 | 0 | 0 | 0 | 12 | 1
NO |  | 126 | 2016 | 0 | 1 | 1 |  | Avon | Lake Avenue No. 1 S-25 | 0 | 0 |  | 0 | 0 | 0 |  | 0 | 0 | 0 | 0 | 0 | 0 | 0 | 0 | 0 | 0 | 0 | 0 | 0 | 0 | 0 | 0 | 0 | 0 | 0 | 0 | 0 | 0 | 0 | 12 | 1
NO |  | 126 | 2016 | 0 | 2 | 2 |  | Avon | Lake Avenue No. 2 S-22 | 0 | 0 |  | 0 | 0 | 0 |  | 0 | 0 | 0 | 0 | 0 | 0 | 0 | 0 | 0 | 0 | 0 | 0 | 0 | 0 | 0 | 0 | 0 | 0 | 0 | 0 | 0 | 0 | 0 | 12 | 1
NO |  | 126 | 2016 | 0 | 3 | 3 |  | Beaver | Lake Avenue No.1 S-25 | 0 | 0 |  | 0 | 0 | 0 |  | 0 | 0 | 0 | 0 | 0 | 0 | 0 | 0 | 0 | 0 | 0 | 0 | 0 | 0 | 0 | 0 | 0 | 0 | 0 | 0 | 0 | 0 | 0 | 12 | 1
NO |  | 126 | 2016 | 0 | 4 | 4 |  | Beave | Lake Avenue No. 2 S-22 | 0 | 0 |  | 0 | 0 | 0 |  | 0 | 0 | 0 | 0 | 0 | 0 | 0 | 0 | 0 | 0 | 0 | 0 | 0 | 0 | 0 | 0 | 0 | 0 | 0 | 0 | 0 | 0 | 0 | 12 | 1
NO |  | 126 | 2016 | 0 | 5 | 5 |  | Beaver | Carlisle | 0 | 0 |  | 0 | 0 | 0 |  | 0 | 0 | 0 | 0 | 0 | 0 | 0 | 0 | 0 | 0 | 0 | 0 | 0 | 0 | 0 | 0 | 0 | 0 | 0 | 0 | 0 | 0 | 0 | 12 | 1
NO |  | 126 | 2016 | 0 | 6 | 6 |  | Beaver | Davis-Besse (TE) | 0 | 0 |  | 0 | 0 | 0 |  | 0 | 0 | 0 | 0 | 0 | 0 | 0 | 0 | 0 | 0 | 0 | 0 | 0 | 0 | 0 | 0 | 0 | 0 | 0 | 0 | 0 | 0 | 0 | 12 | 1
NO |  | 126 | 2016 | 0 | 7 | 7 |  | Beaver | Hayes | 0 | 0 |  | 0 | 0 | 0 |  | 0 | 0 | 0 | 0 | 0 | 0 | 0 | 0 | 0 | 0 | 0 | 0 | 0 | 0 | 0 | 0 | 0 | 0 | 0 | 0 | 0 | 0 | 0 | 12 | 1
NO |  | 126 | 2016 | 0 | 8 | 8 |  | Beaver Valley | Hanna | 0 | 0 |  | 0 | 0 | 0 |  | 0 | 0 | 0 | 0 | 0 | 0 | 0 | 0 | 0 | 0 | 0 | 0 | 0 | 0 | 0 | 0 | 0 | 0 | 0 | 0 | 0 | 0 | 0 | 12 | 1
NO |  | 126 | 2016 | 0 | 9 | 9 |  | Beaver Valley | Sammis | 0 | 0 |  | 0 | 0 | 0 |  | 0 | 0 | 0 | 0 | 0 | 0 | 0 | 0 | 0 | 0 | 0 | 0 | 0 | 0 | 0 | 0 | 0 | 0 | 0 | 0 | 0 | 0 | 0 | 12 | 1
NO |  | 126 | 2016 | 0 | 10 | 10 |  | Canton Central | Hanna | 0 | 0 |  | 0 | 0 | 0 |  | 0 | 0 | 0 | 0 | 0 | 0 | 0 | 0 | 0 | 0 | 0 | 0 | 0 | 0 | 0 | 0 | 0 | 0 | 0 | 0 | 0 | 0 | 0 | 12 | 1
NO |  | 126 | 2016 | 0 | 11 | 11 |  | Carlisle | North Medina | 0 | 0 |  | 0 | 0 | 0 |  | 0 | 0 | 0 | 0 | 0 | 0 | 0 | 0 | 0 | 0 | 0 | 0 | 0 | 0 | 0 | 0 | 0 | 0 | 0 | 0 | 0 | 0 | 0 | 12 | 1
NO |  | 126 | 2016 | 0 | 12 | 12 |  | Chamberlin | Harding | 0 | 0 |  | 0 | 0 | 0 |  | 0 | 0 | 0 | 0 | 0 | 0 | 0 | 0 | 0 | 0 | 0 | 0 | 0 | 0 | 0 | 0 | 0 | 0 | 0 | 0 | 0 | 0 | 0 | 12 | 1
NO |  | 126 | 2016 | 0 | 13 | 13 |  | Chamberlin | Hanna #1 | 0 | 0 |  | 0 | 0 | 0 |  | 0 | 0 | 0 | 0 | 0 | 0 | 0 | 0 | 0 | 0 | 0 | 0 | 0 | 0 | 0 | 0 | 0 | 0 | 0 | 0 | 0 | 0 | 0 | 12 | 1
NO |  | 126 | 2016 | 0 | 14 | 14 |  | Davis Besse | Hayes | 0 | 0 |  | 0 | 0 | 0 |  | 0 | 0 | 0 | 0 | 0 | 0 | 0 | 0 | 0 | 0 | 0 | 0 | 0 | 0 | 0 | 0 | 0 | 0 | 0 | 0 | 0 | 0 | 0 | 12 | 1
NO |  | 126 | 2016 | 0 | 15 | 15 |  | Galion | Ohio Central | 0 | 0 |  | 0 | 0 | 0 |  | 0 | 0 | 0 | 0 | 0 | 0 | 0 | 0 | 0 | 0 | 0 | 0 | 0 | 0 | 0 | 0 | 0 | 0 | 0 | 0 | 0 | 0 | 0 | 12 | 1
NO |  | 126 | 2016 | 0 | 16 | 16 |  | Galion | South Berwick | 0 | 0 |  | 0 | 0 | 0 |  | 0 | 0 | 0 | 0 | 0 | 0 | 0 | 0 | 0 | 0 | 0 | 0 | 0 | 0 | 0 | 0 | 0 | 0 | 0 | 0 | 0 | 0 | 0 | 12 | 1
NO |  | 126 | 2016 | 0 | 17 | 17 |  | Glenwillow | Mansfield | 0 | 0 |  | 0 | 0 | 0 |  | 0 | 0 | 0 | 0 | 0 | 0 | 0 | 0 | 0 | 0 | 0 | 0 | 0 | 0 | 0 | 0 | 0 | 0 | 0 | 0 | 0 | 0 | 0 | 12 | 1
NO |  | 126 | 2016 | 0 | 18 | 18 |  | Hanna | Mansfield | 0 | 0 |  | 0 | 0 | 0 |  | 0 | 0 | 0 | 0 | 0 | 0 | 0 | 0 | 0 | 0 | 0 | 0 | 0 | 0 | 0 | 0 | 0 | 0 | 0 | 0 | 0 | 0 | 0 | 12 | 1
NO |  | 126 | 2016 | 0 | 19 | 19 |  | Hanna | Juniper | 0 | 0 |  | 0 | 0 | 0 |  | 0 | 0 | 0 | 0 | 0 | 0 | 0 | 0 | 0 | 0 | 0 | 0 | 0 | 0 | 0 | 0 | 0 | 0 | 0 | 0 | 0 | 0 | 0 | 12 | 1
NO |  | 126 | 2016 | 0 | 20 | 20 |  | Hanna | Highland | 0 | 0 |  | 0 | 0 | 0 |  | 0 | 0 | 0 | 0 | 0 | 0 | 0 | 0 | 0 | 0 | 0 | 0 | 0 | 0 | 0 | 0 | 0 | 0 | 0 | 0 | 0 | 0 | 0 | 12 | 1
NO |  | 126 | 2016 | 0 | 21 | 21 |  | Harmon | S. Canton | 0 | 0 |  | 0 | 0 | 0 |  | 0 | 0 | 0 | 0 | 0 | 0 | 0 | 0 | 0 | 0 | 0 | 0 | 0 | 0 | 0 | 0 | 0 | 0 | 0 | 0 | 0 | 0 | 0 | 12 | 1
NO |  | 126 | 2016 | 0 | 22 | 22 |  | Harmon | Star | 0 | 0 |  | 0 | 0 | 0 |  | 0 | 0 | 0 | 0 | 0 | 0 | 0 | 0 | 0 | 0 | 0 | 0 | 0 | 0 | 0 | 0 | 0 | 0 | 0 | 0 | 0 | 0 | 0 | 12 | 1
NO |  | 126 | 2016 | 0 | 23 | 23 |  | Highland | Niles | 0 | 0 |  | 0 | 0 | 0 |  | 0 | 0 | 0 | 0 | 0 | 0 | 0 | 0 | 0 | 0 | 0 | 0 | 0 | 0 | 0 | 0 | 0 | 0 | 0 | 0 | 0 | 0 | 0 | 12 | 1
NO |  | 126 | 2016 | 0 | 24 | 24 |  | Hyatt (OP) | Tangy | 0 | 0 |  | 0 | 0 | 0 |  | 0 | 0 | 0 | 0 | 0 | 0 | 0 | 0 | 0 | 0 | 0 | 0 | 0 | 0 | 0 | 0 | 0 | 0 | 0 | 0 | 0 | 0 | 0 | 12 | 1
NO |  | 126 | 2016 | 0 | 25 | 25 |  | Juniper | Star | 0 | 0 |  | 0 | 0 | 0 |  | 0 | 0 | 0 | 0 | 0 | 0 | 0 | 0 | 0 | 0 | 0 | 0 | 0 | 0 | 0 | 0 | 0 | 0 | 0 | 0 | 0 | 0 | 0 | 12 | 1
NO |  | 126 | 2016 | 0 | 26 | 26 |  | Mansfield | Highland | 0 | 0 |  | 0 | 0 | 0 |  | 0 | 0 | 0 | 0 | 0 | 0 | 0 | 0 | 0 | 0 | 0 | 0 | 0 | 0 | 0 | 0 | 0 | 0 | 0 | 0 | 0 | 0 | 0 | 12 | 1
NO |  | 126 | 2016 | 0 | 27 | 27 |  | Marysfield | Tangy | 0 | 0 |  | 0 | 0 | 0 |  | 0 | 0 | 0 | 0 | 0 | 0 | 0 | 0 | 0 | 0 | 0 | 0 | 0 | 0 | 0 | 0 | 0 | 0 | 0 | 0 | 0 | 0 | 0 | 12 | 1
NO |  | 126 | 2016 | 0 | 28 | 28 |  | Niles | Shenago | 0 | 0 |  | 0 | 0 | 0 |  | 0 | 0 | 0 | 0 | 0 | 0 | 0 | 0 | 0 | 0 | 0 | 0 | 0 | 0 | 0 | 0 | 0 | 0 | 0 | 0 | 0 | 0 | 0 | 12 | 1
NO |  | 126 | 2016 | 0 | 29 | 29 |  | North Medina | Star | 0 | 0 |  | 0 | 0 | 0 |  | 0 | 0 | 0 | 0 | 0 | 0 | 0 | 0 | 0 | 0 | 0 | 0 | 0 | 0 | 0 | 0 | 0 | 0 | 0 | 0 | 0 | 0 | 0 | 12 | 1
NO |  | 126 | 2016 | 0 | 30 | 30 |  | W.H. Sammis | Highland | 0 | 0 |  | 0 | 0 | 0 |  | 0 | 0 | 0 | 0 | 0 | 0 | 0 | 0 | 0 | 0 | 0 | 0 | 0 | 0 | 0 | 0 | 0 | 0 | 0 | 0 | 0 | 0 | 0 | 12 | 1
NO |  | 126 | 2016 | 0 | 31 | 31 |  | W.H. Sammis | South Canton (OP) | 0 | 0 |  | 0 | 0 | 0 |  | 0 | 0 | 0 | 0 | 0 | 0 | 0 | 0 | 0 | 0 | 0 | 0 | 0 | 0 | 0 | 0 | 0 | 0 | 0 | 0 | 0 | 0 | 0 | 12 | 1
NO |  | 126 | 2016 | 0 | 32 | 32 |  | W.H. Sammis | Star | 0 | 0 |  | 0 | 0 | 0 |  | 0 | 0 | 0 | 0 | 0 | 0 | 0 | 0 | 0 | 0 | 0 | 0 | 0 | 0 | 0 | 0 | 0 | 0 | 0 | 0 | 0 | 0 | 0 | 12 | 1
NO |  | 126 | 2016 | 0 | 33 | 33 |  | W.H. Sammis | Toronto | 0 | 0 |  | 0 | 0 | 0 |  | 0 | 0 | 0 | 0 | 0 | 0 | 0 | 0 | 0 | 0 | 0 | 0 | 0 | 0 | 0 | 0 | 0 | 0 | 0 | 0 | 0 | 0 | 0 | 12 | 1
NO |  | 126 | 2016 | 0 | 34 | 34 |  | W.H. Sammis | Wylie Ridge | 0 | 0 |  | 0 | 0 | 0 |  | 0 | 0 | 0 | 0 | 0 | 0 | 0 | 0 | 0 | 0 | 0 | 0 | 0 | 0 | 0 | 0 | 0 | 0 | 0 | 0 | 0 | 0 | 0 | 12 | 1
NO |  | 126 | 2016 | 0 | 35 | 35 |  | West Lorain | Beaver | 0 | 0 |  | 0 | 0 | 0 |  | 0 | 0 | 0 | 0 | 0 | 0 | 0 | 0 | 0 | 0 | 0 | 0 | 0 | 0 | 0 | 0 | 0 | 0 | 0 | 0 | 0 | 0 | 0 | 12 | 1
NO |  | 126 | 2016 | 0 | 36 | 36 |  | TOTAL |  | 0 | 0 |  | 4997.55 | 0 | 0 |  | 88428694 | 82890288 | 171318982 | 16040 | 669867 | 0 | 685907 | 0 | 0 | 0 | 0 | 0 | 0 | 0 | 0 | 0 | 0 | 0 | 0 | 0 | 0 | 0 | 0 | 12 | 1
NO |  | 126 | 2016 | 1 | 1 | 1 |  |  |  | 0 | 0 |  | 710.83 | 0 | 0 |  | 31815882 | 218016 | 32033898 | 0 | 0 | 0 | 0 | 0 | 0 | 0 | 0 | 0 | 0 | 0 | 0 | 0 | 0 | 0 | 0 | 0 | 0 | 0 | 0 | 12 | 1
NO |  | 126 | 2016 | 1 | 2 | 2 |  | Total 345 KV Lines |  | 0 | 0 |  | 710.83 | 0 | 0 |  | 31815882 | 218016 | 32033898 | 0 | 0 | 0 | 0 | 0 | 0 | 0 | 0 | 0 | 0 | 0 | 0 | 0 | 661260026 | 0 | 0 | 0 | 0 | 0 | 0 | 12 | 1
NO |  | 126 | 2016 | 1 | 4 | 4 |  | AEP Negley | Redurban | 0 | 0 |  | 0 | 0 | 0 |  | 0 | 0 | 0 | 0 | 0 | 0 | 0 | 0 | 0 | 0 | 0 | 0 | 0 | 0 | 0 | 0 | 0 | 0 | 0 | 0 | 0 | 0 | 0 | 12 | 1
NO |  | 126 | 2016 | 1 | 5 | 5 |  | AEP Negley | Torrey | 0 | 0 |  | 0 | 0 | 0 |  | 0 | 0 | 0 | 0 | 0 | 0 | 0 | 0 | 0 | 0 | 0 | 0 | 0 | 0 | 0 | 0 | 0 | 0 | 0 | 0 | 0 | 0 | 0 | 12 | 1
NO |  | 126 | 2016 | 1 | 6 | 6 |  | AEP Reedurban | West Canton | 0 | 0 |  | 0 | 0 | 0 |  | 0 | 0 | 0 | 0 | 0 | 0 | 0 | 0 | 0 | 0 | 0 | 0 | 0 | 0 | 0 | 0 | 0 | 0 | 0 | 0 | 0 | 0 | 0 | 12 | 1
NO |  | 126 | 2016 | 1 | 7 | 7 |  | AEP Sunnyside | Torrey | 0 | 0 |  | 0 | 0 | 0 |  | 0 | 0 | 0 | 0 | 0 | 0 | 0 | 0 | 0 | 0 | 0 | 0 | 0 | 0 | 0 | 0 | 0 | 0 | 0 | 0 | 0 | 0 | 0 | 12 | 1
NO |  | 126 | 2016 | 1 | 8 | 8 |  | American Steel | Bluebell | 0 | 0 |  | 0 | 0 | 0 |  | 0 | 0 | 0 | 0 | 0 | 0 | 0 | 0 | 0 | 0 | 0 | 0 | 0 | 0 | 0 | 0 | 0 | 0 | 0 | 0 | 0 | 0 | 0 | 12 | 1
NO |  | 126 | 2016 | 1 | 9 | 9 |  | Aetna | West Akron | 0 | 0 |  | 0 | 0 | 0 |  | 0 | 0 | 0 | 0 | 0 | 0 | 0 | 0 | 0 | 0 | 0 | 0 | 0 | 0 | 0 | 0 | 0 | 0 | 0 | 0 | 0 | 0 | 0 | 12 | 1
NO |  | 126 | 2016 | 1 | 10 | 10 |  | Avery | Hayes | 0 | 0 |  | 0 | 0 | 0 |  | 0 | 0 | 0 | 0 | 0 | 0 | 0 | 0 | 0 | 0 | 0 | 0 | 0 | 0 | 0 | 0 | 0 | 0 | 0 | 0 | 0 | 0 | 0 | 12 | 1
NO |  | 126 | 2016 | 1 | 11 | 11 |  | Avery | Shinrock | 0 | 0 |  | 0 | 0 | 0 |  | 0 | 0 | 0 | 0 | 0 | 0 | 0 | 0 | 0 | 0 | 0 | 0 | 0 | 0 | 0 | 0 | 0 | 0 | 0 | 0 | 0 | 0 | 0 | 12 | 1
NO |  | 126 | 2016 | 1 | 12 | 12 |  | B&W | Barberton | 0 | 0 |  | 0 | 0 | 0 |  | 0 | 0 | 0 | 0 | 0 | 0 | 0 | 0 | 0 | 0 | 0 | 0 | 0 | 0 | 0 | 0 | 0 | 0 | 0 | 0 | 0 | 0 | 0 | 12 | 1
NO |  | 126 | 2016 | 1 | 13 | 13 |  | Babb | Valley | 0 | 0 |  | 0 | 0 | 0 |  | 0 | 0 | 0 | 0 | 0 | 0 | 0 | 0 | 0 | 0 | 0 | 0 | 0 | 0 | 0 | 0 | 0 | 0 | 0 | 0 | 0 | 0 | 0 | 12 | 1
NO |  | 126 | 2016 | 1 | 14 | 14 |  | Babb | E. Akron | 0 | 0 |  | 0 | 0 | 0 |  | 0 | 0 | 0 | 0 | 0 | 0 | 0 | 0 | 0 | 0 | 0 | 0 | 0 | 0 | 0 | 0 | 0 | 0 | 0 | 0 | 0 | 0 | 0 | 12 | 1
NO |  | 126 | 2016 | 1 | 15 | 15 |  | Babb | W. Akron | 0 | 0 |  | 0 | 0 | 0 |  | 0 | 0 | 0 | 0 | 0 | 0 | 0 | 0 | 0 | 0 | 0 | 0 | 0 | 0 | 0 | 0 | 0 | 0 | 0 | 0 | 0 | 0 | 0 | 12 | 1
NO |  | 126 | 2016 | 1 | 16 | 16 |  | Barberton | Cloverdale | 0 | 0 |  | 0 | 0 | 0 |  | 0 | 0 | 0 | 0 | 0 | 0 | 0 | 0 | 0 | 0 | 0 | 0 | 0 | 0 | 0 | 0 | 0 | 0 | 0 | 0 | 0 | 0 | 0 | 12 | 1
NO |  | 126 | 2016 | 1 | 17 | 17 |  | Barberton | Star, North | 0 | 0 |  | 0 | 0 | 0 |  | 0 | 0 | 0 | 0 | 0 | 0 | 0 | 0 | 0 | 0 | 0 | 0 | 0 | 0 | 0 | 0 | 0 | 0 | 0 | 0 | 0 | 0 | 0 | 12 | 1
NO |  | 126 | 2016 | 1 | 18 | 18 |  | Barberton | Star, South | 0 | 0 |  | 0 | 0 | 0 |  | 0 | 0 | 0 | 0 | 0 | 0 | 0 | 0 | 0 | 0 | 0 | 0 | 0 | 0 | 0 | 0 | 0 | 0 | 0 | 0 | 0 | 0 | 0 | 12 | 1
NO |  | 126 | 2016 | 1 | 19 | 19 |  | Barberton | West Akron | 0 | 0 |  | 0 | 0 | 0 |  | 0 | 0 | 0 | 0 | 0 | 0 | 0 | 0 | 0 | 0 | 0 | 0 | 0 | 0 | 0 | 0 | 0 | 0 | 0 | 0 | 0 | 0 | 0 | 12 | 1
NO |  | 126 | 2016 | 1 | 20 | 20 |  | Beatty | London | 0 | 0 |  | 0 | 0 | 0 |  | 0 | 0 | 0 | 0 | 0 | 0 | 0 | 0 | 0 | 0 | 0 | 0 | 0 | 0 | 0 | 0 | 0 | 0 | 0 | 0 | 0 | 0 | 0 | 12 | 1
NO |  | 126 | 2016 | 1 | 21 | 21 |  | Beaver | Henrietta | 0 | 0 |  | 0 | 0 | 0 |  | 0 | 0 | 0 | 0 | 0 | 0 | 0 | 0 | 0 | 0 | 0 | 0 | 0 | 0 | 0 | 0 | 0 | 0 | 0 | 0 | 0 | 0 | 0 | 12 | 1
NO |  | 126 | 2016 | 1 | 22 | 22 |  | Beaver | Black River | 0 | 0 |  | 0 | 0 | 0 |  | 0 | 0 | 0 | 0 | 0 | 0 | 0 | 0 | 0 | 0 | 0 | 0 | 0 | 0 | 0 | 0 | 0 | 0 | 0 | 0 | 0 | 0 | 0 | 12 | 1
NO |  | 126 | 2016 | 1 | 23 | 23 |  | Beaver | Ford | 0 | 0 |  | 0 | 0 | 0 |  | 0 | 0 | 0 | 0 | 0 | 0 | 0 | 0 | 0 | 0 | 0 | 0 | 0 | 0 | 0 | 0 | 0 | 0 | 0 | 0 | 0 | 0 | 0 | 12 | 1
NO |  | 126 | 2016 | 1 | 24 | 24 |  | Beaver | Johnson | 0 | 0 |  | 0 | 0 | 0 |  | 0 | 0 | 0 | 0 | 0 | 0 | 0 | 0 | 0 | 0 | 0 | 0 | 0 | 0 | 0 | 0 | 0 | 0 | 0 | 0 | 0 | 0 | 0 | 12 | 1
NO |  | 126 | 2016 | 1 | 25 | 25 |  | Beaver | NASA | 0 | 0 |  | 0 | 0 | 0 |  | 0 | 0 | 0 | 0 | 0 | 0 | 0 | 0 | 0 | 0 | 0 | 0 | 0 | 0 | 0 | 0 | 0 | 0 | 0 | 0 | 0 | 0 | 0 | 12 | 1
NO |  | 126 | 2016 | 1 | 26 | 26 |  | Berlin Lake | Bluebell | 0 | 0 |  | 0 | 0 | 0 |  | 0 | 0 | 0 | 0 | 0 | 0 | 0 | 0 | 0 | 0 | 0 | 0 | 0 | 0 | 0 | 0 | 0 | 0 | 0 | 0 | 0 | 0 | 0 | 12 | 1
NO |  | 126 | 2016 | 1 | 27 | 27 |  | Berlin Lake | Niles #1 | 0 | 0 |  | 0 | 0 | 0 |  | 0 | 0 | 0 | 0 | 0 | 0 | 0 | 0 | 0 | 0 | 0 | 0 | 0 | 0 | 0 | 0 | 0 | 0 | 0 | 0 | 0 | 0 | 0 | 12 | 1
NO |  | 126 | 2016 | 1 | 28 | 28 |  | Black River | Charleston | 0 | 0 |  | 0 | 0 | 0 |  | 0 | 0 | 0 | 0 | 0 | 0 | 0 | 0 | 0 | 0 | 0 | 0 | 0 | 0 | 0 | 0 | 0 | 0 | 0 | 0 | 0 | 0 | 0 | 12 | 1
NO |  | 126 | 2016 | 1 | 29 | 29 |  | Black River | Republic Arc | 0 | 0 |  | 0 | 0 | 0 |  | 0 | 0 | 0 | 0 | 0 | 0 | 0 | 0 | 0 | 0 | 0 | 0 | 0 | 0 | 0 | 0 | 0 | 0 | 0 | 0 | 0 | 0 | 0 | 12 | 1
NO |  | 126 | 2016 | 1 | 30 | 30 |  | Black River | Republic Vine | 0 | 0 |  | 0 | 0 | 0 |  | 0 | 0 | 0 | 0 | 0 | 0 | 0 | 0 | 0 | 0 | 0 | 0 | 0 | 0 | 0 | 0 | 0 | 0 | 0 | 0 | 0 | 0 | 0 | 12 | 1
NO |  | 126 | 2016 | 1 | 31 | 31 |  | Black River | Lake Avenue No. 1 | 0 | 0 |  | 0 | 0 | 0 |  | 0 | 0 | 0 | 0 | 0 | 0 | 0 | 0 | 0 | 0 | 0 | 0 | 0 | 0 | 0 | 0 | 0 | 0 | 0 | 0 | 0 | 0 | 0 | 12 | 1
NO |  | 126 | 2016 | 1 | 32 | 32 |  | Black River | Lake Avenue No.2 | 0 | 0 |  | 0 | 0 | 0 |  | 0 | 0 | 0 | 0 | 0 | 0 | 0 | 0 | 0 | 0 | 0 | 0 | 0 | 0 | 0 | 0 | 0 | 0 | 0 | 0 | 0 | 0 | 0 | 12 | 1
NO |  | 126 | 2016 | 1 | 33 | 33 |  | Blue Jacket | Kirby | 0 | 0 |  | 0 | 0 | 0 |  | 0 | 0 | 0 | 0 | 0 | 0 | 0 | 0 | 0 | 0 | 0 | 0 | 0 | 0 | 0 | 0 | 0 | 0 | 0 | 0 | 0 | 0 | 0 | 12 | 1
NO |  | 126 | 2016 | 1 | 34 | 34 |  | Bluebell | Canton Cent. (OP) | 0 | 0 |  | 0 | 0 | 0 |  | 0 | 0 | 0 | 0 | 0 | 0 | 0 | 0 | 0 | 0 | 0 | 0 | 0 | 0 | 0 | 0 | 0 | 0 | 0 | 0 | 0 | 0 | 0 | 12 | 1
NO |  | 126 | 2016 | 1 | 35 | 35 |  | Bluebell | Highland | 0 | 0 |  | 0 | 0 | 0 |  | 0 | 0 | 0 | 0 | 0 | 0 | 0 | 0 | 0 | 0 | 0 | 0 | 0 | 0 | 0 | 0 | 0 | 0 | 0 | 0 | 0 | 0 | 0 | 12 | 1
NO |  | 126 | 2016 | 2 | 1 | 1 |  | Bluebell | Knox | 0 | 0 |  | 0 | 0 | 0 |  | 0 | 0 | 0 | 0 | 0 | 0 | 0 | 0 | 0 | 0 | 0 | 0 | 0 | 0 | 0 | 0 | 0 | 0 | 0 | 0 | 0 | 0 | 0 | 12 | 1
NO |  | 126 | 2016 | 2 | 2 | 2 |  | Bluebell | Pidgeon | 0 | 0 |  | 0 | 0 | 0 |  | 0 | 0 | 0 | 0 | 0 | 0 | 0 | 0 | 0 | 0 | 0 | 0 | 0 | 0 | 0 | 0 | 0 | 0 | 0 | 0 | 0 | 0 | 0 | 12 | 1
NO |  | 126 | 2016 | 2 | 3 | 3 |  | Boardman | Shenango (OH) | 0 | 0 |  | 0 | 0 | 0 |  | 0 | 0 | 0 | 0 | 0 | 0 | 0 | 0 | 0 | 0 | 0 | 0 | 0 | 0 | 0 | 0 | 0 | 0 | 0 | 0 | 0 | 0 | 0 | 12 | 1
NO |  | 126 | 2016 | 2 | 4 | 4 |  | Boardman | Toronto | 0 | 0 |  | 0 | 0 | 0 |  | 0 | 0 | 0 | 0 | 0 | 0 | 0 | 0 | 0 | 0 | 0 | 0 | 0 | 0 | 0 | 0 | 0 | 0 | 0 | 0 | 0 | 0 | 0 | 12 | 1
NO |  | 126 | 2016 | 2 | 5 | 5 |  | Boardman | Wickliffe | 0 | 0 |  | 0 | 0 | 0 |  | 0 | 0 | 0 | 0 | 0 | 0 | 0 | 0 | 0 | 0 | 0 | 0 | 0 | 0 | 0 | 0 | 0 | 0 | 0 | 0 | 0 | 0 | 0 | 12 | 1
NO |  | 126 | 2016 | 2 | 6 | 6 |  | Brady | Darrow | 0 | 0 |  | 0 | 0 | 0 |  | 0 | 0 | 0 | 0 | 0 | 0 | 0 | 0 | 0 | 0 | 0 | 0 | 0 | 0 | 0 | 0 | 0 | 0 | 0 | 0 | 0 | 0 | 0 | 12 | 1
NO |  | 126 | 2016 | 2 | 7 | 7 |  | Brady | Hanna | 0 | 0 |  | 0 | 0 | 0 |  | 0 | 0 | 0 | 0 | 0 | 0 | 0 | 0 | 0 | 0 | 0 | 0 | 0 | 0 | 0 | 0 | 0 | 0 | 0 | 0 | 0 | 0 | 0 | 12 | 1
NO |  | 126 | 2016 | 2 | 8 | 8 |  | Brookside | Cloverdale | 0 | 0 |  | 0 | 0 | 0 |  | 0 | 0 | 0 | 0 | 0 | 0 | 0 | 0 | 0 | 0 | 0 | 0 | 0 | 0 | 0 | 0 | 0 | 0 | 0 | 0 | 0 | 0 | 0 | 12 | 1
NO |  | 126 | 2016 | 2 | 9 | 9 |  | Brookside | Henrietta | 0 | 0 |  | 0 | 0 | 0 |  | 0 | 0 | 0 | 0 | 0 | 0 | 0 | 0 | 0 | 0 | 0 | 0 | 0 | 0 | 0 | 0 | 0 | 0 | 0 | 0 | 0 | 0 | 0 | 12 | 1
NO |  | 126 | 2016 | 2 | 10 | 10 |  | Brookside | Leaside | 0 | 0 |  | 0 | 0 | 0 |  | 0 | 0 | 0 | 0 | 0 | 0 | 0 | 0 | 0 | 0 | 0 | 0 | 0 | 0 | 0 | 0 | 0 | 0 | 0 | 0 | 0 | 0 | 0 | 12 | 1
NO |  | 126 | 2016 | 2 | 11 | 11 |  | Brookside | Howard | 0 | 0 |  | 0 | 0 | 0 |  | 0 | 0 | 0 | 0 | 0 | 0 | 0 | 0 | 0 | 0 | 0 | 0 | 0 | 0 | 0 | 0 | 0 | 0 | 0 | 0 | 0 | 0 | 0 | 12 | 1
NO |  | 126 | 2016 | 2 | 12 | 12 |  | Brookside | Longview East | 0 | 0 |  | 0 | 0 | 0 |  | 0 | 0 | 0 | 0 | 0 | 0 | 0 | 0 | 0 | 0 | 0 | 0 | 0 | 0 | 0 | 0 | 0 | 0 | 0 | 0 | 0 | 0 | 0 | 12 | 1
NO |  | 126 | 2016 | 2 | 13 | 13 |  | Brookside | Longview, West | 0 | 0 |  | 0 | 0 | 0 |  | 0 | 0 | 0 | 0 | 0 | 0 | 0 | 0 | 0 | 0 | 0 | 0 | 0 | 0 | 0 | 0 | 0 | 0 | 0 | 0 | 0 | 0 | 0 | 12 | 1
NO |  | 126 | 2016 | 2 | 14 | 14 |  | Brookside | Nottingham | 0 | 0 |  | 0 | 0 | 0 |  | 0 | 0 | 0 | 0 | 0 | 0 | 0 | 0 | 0 | 0 | 0 | 0 | 0 | 0 | 0 | 0 | 0 | 0 | 0 | 0 | 0 | 0 | 0 | 12 | 1
NO |  | 126 | 2016 | 2 | 15 | 15 |  | Brunswick | North Medina | 0 | 0 |  | 0 | 0 | 0 |  | 0 | 0 | 0 | 0 | 0 | 0 | 0 | 0 | 0 | 0 | 0 | 0 | 0 | 0 | 0 | 0 | 0 | 0 | 0 | 0 | 0 | 0 | 0 | 12 | 1
NO |  | 126 | 2016 | 2 | 16 | 16 |  | Brunswick | West Akron | 0 | 0 |  | 0 | 0 | 0 |  | 0 | 0 | 0 | 0 | 0 | 0 | 0 | 0 | 0 | 0 | 0 | 0 | 0 | 0 | 0 | 0 | 0 | 0 | 0 | 0 | 0 | 0 | 0 | 12 | 1
NO |  | 126 | 2016 | 2 | 17 | 17 |  | Canton Cent. (OP) | Cloverdale | 0 | 0 |  | 0 | 0 | 0 |  | 0 | 0 | 0 | 0 | 0 | 0 | 0 | 0 | 0 | 0 | 0 | 0 | 0 | 0 | 0 | 0 | 0 | 0 | 0 | 0 | 0 | 0 | 0 | 12 | 1
NO |  | 126 | 2016 | 2 | 18 | 18 |  | Cardington | Galion | 0 | 0 |  | 0 | 0 | 0 |  | 0 | 0 | 0 | 0 | 0 | 0 | 0 | 0 | 0 | 0 | 0 | 0 | 0 | 0 | 0 | 0 | 0 | 0 | 0 | 0 | 0 | 0 | 0 | 12 | 1
NO |  | 126 | 2016 | 2 | 19 | 19 |  | Carlisle | Gates | 0 | 0 |  | 0 | 0 | 0 |  | 0 | 0 | 0 | 0 | 0 | 0 | 0 | 0 | 0 | 0 | 0 | 0 | 0 | 0 | 0 | 0 | 0 | 0 | 0 | 0 | 0 | 0 | 0 | 12 | 1
NO |  | 126 | 2016 | 2 | 20 | 20 |  | Carlisle | Johnson | 0 | 0 |  | 0 | 0 | 0 |  | 0 | 0 | 0 | 0 | 0 | 0 | 0 | 0 | 0 | 0 | 0 | 0 | 0 | 0 | 0 | 0 | 0 | 0 | 0 | 0 | 0 | 0 | 0 | 12 | 1
NO |  | 126 | 2016 | 2 | 21 | 21 |  | Carlisle | Lorain Q24 | 0 | 0 |  | 0 | 0 | 0 |  | 0 | 0 | 0 | 0 | 0 | 0 | 0 | 0 | 0 | 0 | 0 | 0 | 0 | 0 | 0 | 0 | 0 | 0 | 0 | 0 | 0 | 0 | 0 | 12 | 1
NO |  | 126 | 2016 | 2 | 22 | 22 |  | Carlisle | Shinrock | 0 | 0 |  | 0 | 0 | 0 |  | 0 | 0 | 0 | 0 | 0 | 0 | 0 | 0 | 0 | 0 | 0 | 0 | 0 | 0 | 0 | 0 | 0 | 0 | 0 | 0 | 0 | 0 | 0 | 12 | 1
NO |  | 126 | 2016 | 2 | 23 | 23 |  | Chamberlin | Hudson Muni East | 0 | 0 |  | 0 | 0 | 0 |  | 0 | 0 | 0 | 0 | 0 | 0 | 0 | 0 | 0 | 0 | 0 | 0 | 0 | 0 | 0 | 0 | 0 | 0 | 0 | 0 | 0 | 0 | 0 | 12 | 1
NO |  | 126 | 2016 | 2 | 24 | 24 |  | Chamberlin | Theiss | 0 | 0 |  | 0 | 0 | 0 |  | 0 | 0 | 0 | 0 | 0 | 0 | 0 | 0 | 0 | 0 | 0 | 0 | 0 | 0 | 0 | 0 | 0 | 0 | 0 | 0 | 0 | 0 | 0 | 12 | 1
NO |  | 126 | 2016 | 2 | 25 | 25 |  | Chamberlin | West Akron | 0 | 0 |  | 0 | 0 | 0 |  | 0 | 0 | 0 | 0 | 0 | 0 | 0 | 0 | 0 | 0 | 0 | 0 | 0 | 0 | 0 | 0 | 0 | 0 | 0 | 0 | 0 | 0 | 0 | 12 | 1
NO |  | 126 | 2016 | 2 | 26 | 26 |  | Clark | E. Springfield | 0 | 0 |  | 0 | 0 | 0 |  | 0 | 0 | 0 | 0 | 0 | 0 | 0 | 0 | 0 | 0 | 0 | 0 | 0 | 0 | 0 | 0 | 0 | 0 | 0 | 0 | 0 | 0 | 0 | 12 | 1
NO |  | 126 | 2016 | 2 | 27 | 27 |  | Clark | Greene | 0 | 0 |  | 0 | 0 | 0 |  | 0 | 0 | 0 | 0 | 0 | 0 | 0 | 0 | 0 | 0 | 0 | 0 | 0 | 0 | 0 | 0 | 0 | 0 | 0 | 0 | 0 | 0 | 0 | 12 | 1
NO |  | 126 | 2016 | 2 | 28 | 28 |  | Clark | Urbana | 0 | 0 |  | 0 | 0 | 0 |  | 0 | 0 | 0 | 0 | 0 | 0 | 0 | 0 | 0 | 0 | 0 | 0 | 0 | 0 | 0 | 0 | 0 | 0 | 0 | 0 | 0 | 0 | 0 | 12 | 1
NO |  | 126 | 2016 | 2 | 29 | 29 |  | Cloverdale | East Wooster | 0 | 0 |  | 0 | 0 | 0 |  | 0 | 0 | 0 | 0 | 0 | 0 | 0 | 0 | 0 | 0 | 0 | 0 | 0 | 0 | 0 | 0 | 0 | 0 | 0 | 0 | 0 | 0 | 0 | 12 | 1
NO |  | 126 | 2016 | 2 | 30 | 30 |  | Cloverdale | Harmon 1 | 0 | 0 |  | 0 | 0 | 0 |  | 0 | 0 | 0 | 0 | 0 | 0 | 0 | 0 | 0 | 0 | 0 | 0 | 0 | 0 | 0 | 0 | 0 | 0 | 0 | 0 | 0 | 0 | 0 | 12 | 1
NO |  | 126 | 2016 | 2 | 31 | 31 |  | Cloverdale | Harmon 2 | 0 | 0 |  | 0 | 0 | 0 |  | 0 | 0 | 0 | 0 | 0 | 0 | 0 | 0 | 0 | 0 | 0 | 0 | 0 | 0 | 0 | 0 | 0 | 0 | 0 | 0 | 0 | 0 | 0 | 12 | 1
NO |  | 126 | 2016 | 2 | 32 | 32 |  | Cloverdale | Holloway | 0 | 0 |  | 0 | 0 | 0 |  | 0 | 0 | 0 | 0 | 0 | 0 | 0 | 0 | 0 | 0 | 0 | 0 | 0 | 0 | 0 | 0 | 0 | 0 | 0 | 0 | 0 | 0 | 0 | 12 | 1
NO |  | 126 | 2016 | 2 | 33 | 33 |  | Cloverdale | Star | 0 | 0 |  | 0 | 0 | 0 |  | 0 | 0 | 0 | 0 | 0 | 0 | 0 | 0 | 0 | 0 | 0 | 0 | 0 | 0 | 0 | 0 | 0 | 0 | 0 | 0 | 0 | 0 | 0 | 12 | 1
NO |  | 126 | 2016 | 2 | 34 | 34 |  | Cloverdale | Torrey | 0 | 0 |  | 0 | 0 | 0 |  | 0 | 0 | 0 | 0 | 0 | 0 | 0 | 0 | 0 | 0 | 0 | 0 | 0 | 0 | 0 | 0 | 0 | 0 | 0 | 0 | 0 | 0 | 0 | 12 | 1
NO |  | 126 | 2016 | 2 | 35 | 35 |  | Cloverdale | Yager | 0 | 0 |  | 0 | 0 | 0 |  | 0 | 0 | 0 | 0 | 0 | 0 | 0 | 0 | 0 | 0 | 0 | 0 | 0 | 0 | 0 | 0 | 0 | 0 | 0 | 0 | 0 | 0 | 0 | 12 | 1
NO |  | 126 | 2016 | 3 | 1 | 1 |  | Crissinger | Roberts | 0 | 0 |  | 0 | 0 | 0 |  | 0 | 0 | 0 | 0 | 0 | 0 | 0 | 0 | 0 | 0 | 0 | 0 | 0 | 0 | 0 | 0 | 0 | 0 | 0 | 0 | 0 | 0 | 0 | 12 | 1
NO |  | 126 | 2016 | 3 | 2 | 2 |  | Crissinger | Tangy | 0 | 0 |  | 0 | 0 | 0 |  | 0 | 0 | 0 | 0 | 0 | 0 | 0 | 0 | 0 | 0 | 0 | 0 | 0 | 0 | 0 | 0 | 0 | 0 | 0 | 0 | 0 | 0 | 0 | 12 | 1
NO |  | 126 | 2016 | 3 | 3 | 3 |  | Crossland | Masury | 0 | 0 |  | 0 | 0 | 0 |  | 0 | 0 | 0 | 0 | 0 | 0 | 0 | 0 | 0 | 0 | 0 | 0 | 0 | 0 | 0 | 0 | 0 | 0 | 0 | 0 | 0 | 0 | 0 | 12 | 1
NO |  | 126 | 2016 | 3 | 4 | 4 |  | Crossland | Sharon | 0 | 0 |  | 0 | 0 | 0 |  | 0 | 0 | 0 | 0 | 0 | 0 | 0 | 0 | 0 | 0 | 0 | 0 | 0 | 0 | 0 | 0 | 0 | 0 | 0 | 0 | 0 | 0 | 0 | 12 | 1
NO |  | 126 | 2016 | 3 | 5 | 5 |  | Dale | South Akron | 0 | 0 |  | 0 | 0 | 0 |  | 0 | 0 | 0 | 0 | 0 | 0 | 0 | 0 | 0 | 0 | 0 | 0 | 0 | 0 | 0 | 0 | 0 | 0 | 0 | 0 | 0 | 0 | 0 | 12 | 1
NO |  | 126 | 2016 | 3 | 6 | 6 |  | Dale | West Akron | 0 | 0 |  | 0 | 0 | 0 |  | 0 | 0 | 0 | 0 | 0 | 0 | 0 | 0 | 0 | 0 | 0 | 0 | 0 | 0 | 0 | 0 | 0 | 0 | 0 | 0 | 0 | 0 | 0 | 12 | 1
NO |  | 126 | 2016 | 3 | 7 | 7 |  | Darrow | Hudson Muni East | 0 | 0 |  | 0 | 0 | 0 |  | 0 | 0 | 0 | 0 | 0 | 0 | 0 | 0 | 0 | 0 | 0 | 0 | 0 | 0 | 0 | 0 | 0 | 0 | 0 | 0 | 0 | 0 | 0 | 12 | 1
NO |  | 126 | 2016 | 3 | 8 | 8 |  | Delaware | Tangy | 0 | 0 |  | 0 | 0 | 0 |  | 0 | 0 | 0 | 0 | 0 | 0 | 0 | 0 | 0 | 0 | 0 | 0 | 0 | 0 | 0 | 0 | 0 | 0 | 0 | 0 | 0 | 0 | 0 | 12 | 1
NO |  | 126 | 2016 | 3 | 9 | 9 |  | Dobbins | Toronto | 0 | 0 |  | 0 | 0 | 0 |  | 0 | 0 | 0 | 0 | 0 | 0 | 0 | 0 | 0 | 0 | 0 | 0 | 0 | 0 | 0 | 0 | 0 | 0 | 0 | 0 | 0 | 0 | 0 | 12 | 1
NO |  | 126 | 2016 | 3 | 10 | 10 |  | East Akron | Gilchrist | 0 | 0 |  | 0 | 0 | 0 |  | 0 | 0 | 0 | 0 | 0 | 0 | 0 | 0 | 0 | 0 | 0 | 0 | 0 | 0 | 0 | 0 | 0 | 0 | 0 | 0 | 0 | 0 | 0 | 12 | 1
NO |  | 126 | 2016 | 3 | 11 | 11 |  | East Akron | Knox | 0 | 0 |  | 0 | 0 | 0 |  | 0 | 0 | 0 | 0 | 0 | 0 | 0 | 0 | 0 | 0 | 0 | 0 | 0 | 0 | 0 | 0 | 0 | 0 | 0 | 0 | 0 | 0 | 0 | 12 | 1
NO |  | 126 | 2016 | 3 | 12 | 12 |  | East Akron | Hanna | 0 | 0 |  | 0 | 0 | 0 |  | 0 | 0 | 0 | 0 | 0 | 0 | 0 | 0 | 0 | 0 | 0 | 0 | 0 | 0 | 0 | 0 | 0 | 0 | 0 | 0 | 0 | 0 | 0 | 12 | 1
NO |  | 126 | 2016 | 3 | 13 | 13 |  | East Akron | West Ravenna | 0 | 0 |  | 0 | 0 | 0 |  | 0 | 0 | 0 | 0 | 0 | 0 | 0 | 0 | 0 | 0 | 0 | 0 | 0 | 0 | 0 | 0 | 0 | 0 | 0 | 0 | 0 | 0 | 0 | 12 | 1
NO |  | 126 | 2016 | 3 | 14 | 14 |  | Empire | Longview | 0 | 0 |  | 0 | 0 | 0 |  | 0 | 0 | 0 | 0 | 0 | 0 | 0 | 0 | 0 | 0 | 0 | 0 | 0 | 0 | 0 | 0 | 0 | 0 | 0 | 0 | 0 | 0 | 0 | 12 | 1
NO |  | 126 | 2016 | 3 | 15 | 15 |  | East Akron | Knox | 0 | 0 |  | 0 | 0 | 0 |  | 0 | 0 | 0 | 0 | 0 | 0 | 0 | 0 | 0 | 0 | 0 | 0 | 0 | 0 | 0 | 0 | 0 | 0 | 0 | 0 | 0 | 0 | 0 | 12 | 1
NO |  | 126 | 2016 | 3 | 16 | 16 |  | East Springfield | London #1 1S | 0 | 0 |  | 0 | 0 | 0 |  | 0 | 0 | 0 | 0 | 0 | 0 | 0 | 0 | 0 | 0 | 0 | 0 | 0 | 0 | 0 | 0 | 0 | 0 | 0 | 0 | 0 | 0 | 0 | 12 | 1
NO |  | 126 | 2016 | 3 | 17 | 17 |  | East Springfield | London #2 1N | 0 | 0 |  | 0 | 0 | 0 |  | 0 | 0 | 0 | 0 | 0 | 0 | 0 | 0 | 0 | 0 | 0 | 0 | 0 | 0 | 0 | 0 | 0 | 0 | 0 | 0 | 0 | 0 | 0 | 12 | 1
NO |  | 126 | 2016 | 3 | 18 | 18 |  | East Springfield | Tangy | 0 | 0 |  | 0 | 0 | 0 |  | 0 | 0 | 0 | 0 | 0 | 0 | 0 | 0 | 0 | 0 | 0 | 0 | 0 | 0 | 0 | 0 | 0 | 0 | 0 | 0 | 0 | 0 | 0 | 12 | 1
NO |  | 126 | 2016 | 3 | 19 | 19 |  | Evergreen | Highland #1 | 0 | 0 |  | 0 | 0 | 0 |  | 0 | 0 | 0 | 0 | 0 | 0 | 0 | 0 | 0 | 0 | 0 | 0 | 0 | 0 | 0 | 0 | 0 | 0 | 0 | 0 | 0 | 0 | 0 | 12 | 1
NO |  | 126 | 2016 | 3 | 20 | 20 |  | Evergreen | Highland #2 | 0 | 0 |  | 0 | 0 | 0 |  | 0 | 0 | 0 | 0 | 0 | 0 | 0 | 0 | 0 | 0 | 0 | 0 | 0 | 0 | 0 | 0 | 0 | 0 | 0 | 0 | 0 | 0 | 0 | 12 | 1
NO |  | 126 | 2016 | 3 | 21 | 21 |  | Evergreen | Highland #3 | 0 | 0 |  | 0 | 0 | 0 |  | 0 | 0 | 0 | 0 | 0 | 0 | 0 | 0 | 0 | 0 | 0 | 0 | 0 | 0 | 0 | 0 | 0 | 0 | 0 | 0 | 0 | 0 | 0 | 12 | 1
NO |  | 126 | 2016 | 3 | 22 | 22 |  | Evergreen | Ivanhoe | 0 | 0 |  | 0 | 0 | 0 |  | 0 | 0 | 0 | 0 | 0 | 0 | 0 | 0 | 0 | 0 | 0 | 0 | 0 | 0 | 0 | 0 | 0 | 0 | 0 | 0 | 0 | 0 | 0 | 12 | 1
NO |  | 126 | 2016 | 3 | 23 | 23 |  | Hagan | Knox | 0 | 0 |  | 0 | 0 | 0 |  | 0 | 0 | 0 | 0 | 0 | 0 | 0 | 0 | 0 | 0 | 0 | 0 | 0 | 0 | 0 | 0 | 0 | 0 | 0 | 0 | 0 | 0 | 0 | 12 | 1
NO |  | 126 | 2016 | 3 | 24 | 24 |  | Hagan | Sammis | 0 | 0 |  | 0 | 0 | 0 |  | 0 | 0 | 0 | 0 | 0 | 0 | 0 | 0 | 0 | 0 | 0 | 0 | 0 | 0 | 0 | 0 | 0 | 0 | 0 | 0 | 0 | 0 | 0 | 12 | 1
NO |  | 126 | 2016 | 3 | 25 | 25 |  | Hagan | Utica | 0 | 0 |  | 0 | 0 | 0 |  | 0 | 0 | 0 | 0 | 0 | 0 | 0 | 0 | 0 | 0 | 0 | 0 | 0 | 0 | 0 | 0 | 0 | 0 | 0 | 0 | 0 | 0 | 0 | 12 | 1
NO |  | 126 | 2016 | 3 | 26 | 26 |  | Harmon | Nottingham | 0 | 0 |  | 0 | 0 | 0 |  | 0 | 0 | 0 | 0 | 0 | 0 | 0 | 0 | 0 | 0 | 0 | 0 | 0 | 0 | 0 | 0 | 0 | 0 | 0 | 0 | 0 | 0 | 0 | 12 | 1
NO |  | 126 | 2016 | 3 | 27 | 27 |  | Harmon | Yeager | 0 | 0 |  | 0 | 0 | 0 |  | 0 | 0 | 0 | 0 | 0 | 0 | 0 | 0 | 0 | 0 | 0 | 0 | 0 | 0 | 0 | 0 | 0 | 0 | 0 | 0 | 0 | 0 | 0 | 12 | 1
NO |  | 126 | 2016 | 3 | 28 | 28 |  | Holloway | Nottingham No. 1 | 0 | 0 |  | 0 | 0 | 0 |  | 0 | 0 | 0 | 0 | 0 | 0 | 0 | 0 | 0 | 0 | 0 | 0 | 0 | 0 | 0 | 0 | 0 | 0 | 0 | 0 | 0 | 0 | 0 | 12 | 1
NO |  | 126 | 2016 | 3 | 29 | 29 |  | Holloway | Nottingham No. 2 | 0 | 0 |  | 0 | 0 | 0 |  | 0 | 0 | 0 | 0 | 0 | 0 | 0 | 0 | 0 | 0 | 0 | 0 | 0 | 0 | 0 | 0 | 0 | 0 | 0 | 0 | 0 | 0 | 0 | 12 | 1
NO |  | 126 | 2016 | 3 | 30 | 30 |  | Holloway | Nottingham No. 3 | 0 | 0 |  | 0 | 0 | 0 |  | 0 | 0 | 0 | 0 | 0 | 0 | 0 | 0 | 0 | 0 | 0 | 0 | 0 | 0 | 0 | 0 | 0 | 0 | 0 | 0 | 0 | 0 | 0 | 12 | 1
NO |  | 126 | 2016 | 3 | 31 | 31 |  | Holloway | Nottingham No. 4 | 0 | 0 |  | 0 | 0 | 0 |  | 0 | 0 | 0 | 0 | 0 | 0 | 0 | 0 | 0 | 0 | 0 | 0 | 0 | 0 | 0 | 0 | 0 | 0 | 0 | 0 | 0 | 0 | 0 | 12 | 1
NO |  | 126 | 2016 | 3 | 32 | 32 |  | Holloway | Nottingham No.5 | 0 | 0 |  | 0 | 0 | 0 |  | 0 | 0 | 0 | 0 | 0 | 0 | 0 | 0 | 0 | 0 | 0 | 0 | 0 | 0 | 0 | 0 | 0 | 0 | 0 | 0 | 0 | 0 | 0 | 12 | 1
NO |  | 126 | 2016 | 3 | 33 | 33 |  | Holloway | Nottingham No. 6 | 0 | 0 |  | 0 | 0 | 0 |  | 0 | 0 | 0 | 0 | 0 | 0 | 0 | 0 | 0 | 0 | 0 | 0 | 0 | 0 | 0 | 0 | 0 | 0 | 0 | 0 | 0 | 0 | 0 | 12 | 1
NO |  | 126 | 2016 | 3 | 34 | 34 |  | Johnson | Lake Avenue No. 1 | 0 | 0 |  | 0 | 0 | 0 |  | 0 | 0 | 0 | 0 | 0 | 0 | 0 | 0 | 0 | 0 | 0 | 0 | 0 | 0 | 0 | 0 | 0 | 0 | 0 | 0 | 0 | 0 | 0 | 12 | 1
NO |  | 126 | 2016 | 3 | 35 | 35 |  | Johnson | Lake Avenue No. 2 | 0 | 0 |  | 0 | 0 | 0 |  | 0 | 0 | 0 | 0 | 0 | 0 | 0 | 0 | 0 | 0 | 0 | 0 | 0 | 0 | 0 | 0 | 0 | 0 | 0 | 0 | 0 | 0 | 0 | 12 | 1
NO |  | 126 | 2016 | 4 | 1 | 1 |  | Knox | Nottingham | 0 | 0 |  | 0 | 0 | 0 |  | 0 | 0 | 0 | 0 | 0 | 0 | 0 | 0 | 0 | 0 | 0 | 0 | 0 | 0 | 0 | 0 | 0 | 0 | 0 | 0 | 0 | 0 | 0 | 12 | 1
NO |  | 126 | 2016 | 4 | 2 | 2 |  | Longview | Nottingham | 0 | 0 |  | 0 | 0 | 0 |  | 0 | 0 | 0 | 0 | 0 | 0 | 0 | 0 | 0 | 0 | 0 | 0 | 0 | 0 | 0 | 0 | 0 | 0 | 0 | 0 | 0 | 0 | 0 | 12 | 1
NO |  | 126 | 2016 | 4 | 3 | 3 |  | Ford | New Departure | 0 | 0 |  | 0 | 0 | 0 |  | 0 | 0 | 0 | 0 | 0 | 0 | 0 | 0 | 0 | 0 | 0 | 0 | 0 | 0 | 0 | 0 | 0 | 0 | 0 | 0 | 0 | 0 | 0 | 12 | 1
NO |  | 126 | 2016 | 4 | 4 | 4 |  | Galion | Longview | 0 | 0 |  | 0 | 0 | 0 |  | 0 | 0 | 0 | 0 | 0 | 0 | 0 | 0 | 0 | 0 | 0 | 0 | 0 | 0 | 0 | 0 | 0 | 0 | 0 | 0 | 0 | 0 | 0 | 12 | 1
NO |  | 126 | 2016 | 4 | 5 | 5 |  | Galion | Leaside | 0 | 0 |  | 0 | 0 | 0 |  | 0 | 0 | 0 | 0 | 0 | 0 | 0 | 0 | 0 | 0 | 0 | 0 | 0 | 0 | 0 | 0 | 0 | 0 | 0 | 0 | 0 | 0 | 0 | 12 | 1
NO |  | 126 | 2016 | 4 | 6 | 6 |  | Galion | Roberts, North | 0 | 0 |  | 0 | 0 | 0 |  | 0 | 0 | 0 | 0 | 0 | 0 | 0 | 0 | 0 | 0 | 0 | 0 | 0 | 0 | 0 | 0 | 0 | 0 | 0 | 0 | 0 | 0 | 0 | 12 | 1
NO |  | 126 | 2016 | 4 | 7 | 7 |  | Galion | Roberts, South | 0 | 0 |  | 0 | 0 | 0 |  | 0 | 0 | 0 | 0 | 0 | 0 | 0 | 0 | 0 | 0 | 0 | 0 | 0 | 0 | 0 | 0 | 0 | 0 | 0 | 0 | 0 | 0 | 0 | 12 | 1
NO |  | 126 | 2016 | 4 | 8 | 8 |  | Gates | Johnson | 0 | 0 |  | 0 | 0 | 0 |  | 0 | 0 | 0 | 0 | 0 | 0 | 0 | 0 | 0 | 0 | 0 | 0 | 0 | 0 | 0 | 0 | 0 | 0 | 0 | 0 | 0 | 0 | 0 | 12 | 1
NO |  | 126 | 2016 | 4 | 9 | 9 |  | Gilchrist | South Akron | 0 | 0 |  | 0 | 0 | 0 |  | 0 | 0 | 0 | 0 | 0 | 0 | 0 | 0 | 0 | 0 | 0 | 0 | 0 | 0 | 0 | 0 | 0 | 0 | 0 | 0 | 0 | 0 | 0 | 12 | 1
NO |  | 126 | 2016 | 4 | 10 | 10 |  | Greenfield | Hayes #1W | 0 | 0 |  | 0 | 0 | 0 |  | 0 | 0 | 0 | 0 | 0 | 0 | 0 | 0 | 0 | 0 | 0 | 0 | 0 | 0 | 0 | 0 | 0 | 0 | 0 | 0 | 0 | 0 | 0 | 12 | 1
NO |  | 126 | 2016 | 4 | 11 | 11 |  | Greenfield | Hayes #2N | 0 | 0 |  | 0 | 0 | 0 |  | 0 | 0 | 0 | 0 | 0 | 0 | 0 | 0 | 0 | 0 | 0 | 0 | 0 | 0 | 0 | 0 | 0 | 0 | 0 | 0 | 0 | 0 | 0 | 12 | 1
NO |  | 126 | 2016 | 4 | 12 | 12 |  | Greenfield | Lakeview | 0 | 0 |  | 0 | 0 | 0 |  | 0 | 0 | 0 | 0 | 0 | 0 | 0 | 0 | 0 | 0 | 0 | 0 | 0 | 0 | 0 | 0 | 0 | 0 | 0 | 0 | 0 | 0 | 0 | 12 | 1
NO |  | 126 | 2016 | 4 | 13 | 13 |  | Greenfield | NASA | 0 | 0 |  | 0 | 0 | 0 |  | 0 | 0 | 0 | 0 | 0 | 0 | 0 | 0 | 0 | 0 | 0 | 0 | 0 | 0 | 0 | 0 | 0 | 0 | 0 | 0 | 0 | 0 | 0 | 12 | 1
NO |  | 126 | 2016 | 4 | 14 | 14 |  | Greenfield | New Departure | 0 | 0 |  | 0 | 0 | 0 |  | 0 | 0 | 0 | 0 | 0 | 0 | 0 | 0 | 0 | 0 | 0 | 0 | 0 | 0 | 0 | 0 | 0 | 0 | 0 | 0 | 0 | 0 | 0 | 12 | 1
NO |  | 126 | 2016 | 4 | 15 | 15 |  | Hanna | Newton Falls | 0 | 0 |  | 0 | 0 | 0 |  | 0 | 0 | 0 | 0 | 0 | 0 | 0 | 0 | 0 | 0 | 0 | 0 | 0 | 0 | 0 | 0 | 0 | 0 | 0 | 0 | 0 | 0 | 0 | 12 | 1
NO |  | 126 | 2016 | 4 | 16 | 16 |  | Hanna | Shalersville | 0 | 0 |  | 0 | 0 | 0 |  | 0 | 0 | 0 | 0 | 0 | 0 | 0 | 0 | 0 | 0 | 0 | 0 | 0 | 0 | 0 | 0 | 0 | 0 | 0 | 0 | 0 | 0 | 0 | 12 | 1
NO |  | 126 | 2016 | 4 | 17 | 17 |  | Hanna | West Ravenna No.1 | 0 | 0 |  | 0 | 0 | 0 |  | 0 | 0 | 0 | 0 | 0 | 0 | 0 | 0 | 0 | 0 | 0 | 0 | 0 | 0 | 0 | 0 | 0 | 0 | 0 | 0 | 0 | 0 | 0 | 12 | 1
NO |  | 126 | 2016 | 4 | 18 | 18 |  | Hanna | West Ravenna No. 2 | 0 | 0 |  | 0 | 0 | 0 |  | 0 | 0 | 0 | 0 | 0 | 0 | 0 | 0 | 0 | 0 | 0 | 0 | 0 | 0 | 0 | 0 | 0 | 0 | 0 | 0 | 0 | 0 | 0 | 12 | 1
NO |  | 126 | 2016 | 4 | 19 | 19 |  | Harper | West Akron | 0 | 0 |  | 0 | 0 | 0 |  | 0 | 0 | 0 | 0 | 0 | 0 | 0 | 0 | 0 | 0 | 0 | 0 | 0 | 0 | 0 | 0 | 0 | 0 | 0 | 0 | 0 | 0 | 0 | 12 | 1
NO |  | 126 | 2016 | 4 | 20 | 20 |  | Highland | Mahoningside | 0 | 0 |  | 0 | 0 | 0 |  | 0 | 0 | 0 | 0 | 0 | 0 | 0 | 0 | 0 | 0 | 0 | 0 | 0 | 0 | 0 | 0 | 0 | 0 | 0 | 0 | 0 | 0 | 0 | 12 | 1
NO |  | 126 | 2016 | 4 | 21 | 21 |  | Highland | GM | 0 | 0 |  | 0 | 0 | 0 |  | 0 | 0 | 0 | 0 | 0 | 0 | 0 | 0 | 0 | 0 | 0 | 0 | 0 | 0 | 0 | 0 | 0 | 0 | 0 | 0 | 0 | 0 | 0 | 12 | 1
NO |  | 126 | 2016 | 4 | 22 | 22 |  | Highland | Salt Springs | 0 | 0 |  | 0 | 0 | 0 |  | 0 | 0 | 0 | 0 | 0 | 0 | 0 | 0 | 0 | 0 | 0 | 0 | 0 | 0 | 0 | 0 | 0 | 0 | 0 | 0 | 0 | 0 | 0 | 12 | 1
NO |  | 126 | 2016 | 4 | 23 | 23 |  | Hunt | North Star Steel | 0 | 0 |  | 0 | 0 | 0 |  | 0 | 0 | 0 | 0 | 0 | 0 | 0 | 0 | 0 | 0 | 0 | 0 | 0 | 0 | 0 | 0 | 0 | 0 | 0 | 0 | 0 | 0 | 0 | 12 | 1
NO |  | 126 | 2016 | 4 | 24 | 24 |  | Ivanhoe | Mahoningside | 0 | 0 |  | 0 | 0 | 0 |  | 0 | 0 | 0 | 0 | 0 | 0 | 0 | 0 | 0 | 0 | 0 | 0 | 0 | 0 | 0 | 0 | 0 | 0 | 0 | 0 | 0 | 0 | 0 | 12 | 1
NO |  | 126 | 2016 | 4 | 25 | 25 |  | Ivanhoe | Packard | 0 | 0 |  | 0 | 0 | 0 |  | 0 | 0 | 0 | 0 | 0 | 0 | 0 | 0 | 0 | 0 | 0 | 0 | 0 | 0 | 0 | 0 | 0 | 0 | 0 | 0 | 0 | 0 | 0 | 12 | 1
NO |  | 126 | 2016 | 4 | 26 | 26 |  | Kirby | Roberts | 0 | 0 |  | 0 | 0 | 0 |  | 0 | 0 | 0 | 0 | 0 | 0 | 0 | 0 | 0 | 0 | 0 | 0 | 0 | 0 | 0 | 0 | 0 | 0 | 0 | 0 | 0 | 0 | 0 | 12 | 1
NO |  | 126 | 2016 | 4 | 27 | 27 |  | Kirby | Tangy | 0 | 0 |  | 0 | 0 | 0 |  | 0 | 0 | 0 | 0 | 0 | 0 | 0 | 0 | 0 | 0 | 0 | 0 | 0 | 0 | 0 | 0 | 0 | 0 | 0 | 0 | 0 | 0 | 0 | 12 | 1
NO |  | 126 | 2016 | 4 | 28 | 28 |  | Lakeview | Ottawa | 0 | 0 |  | 0 | 0 | 0 |  | 0 | 0 | 0 | 0 | 0 | 0 | 0 | 0 | 0 | 0 | 0 | 0 | 0 | 0 | 0 | 0 | 0 | 0 | 0 | 0 | 0 | 0 | 0 | 12 | 1
NO |  | 126 | 2016 | 4 | 29 | 29 |  | Lincoln Park | Lowellville | 0 | 0 |  | 0 | 0 | 0 |  | 0 | 0 | 0 | 0 | 0 | 0 | 0 | 0 | 0 | 0 | 0 | 0 | 0 | 0 | 0 | 0 | 0 | 0 | 0 | 0 | 0 | 0 | 0 | 12 | 1
NO |  | 126 | 2016 | 4 | 30 | 30 |  | Lincoln Park | Masury | 0 | 0 |  | 0 | 0 | 0 |  | 0 | 0 | 0 | 0 | 0 | 0 | 0 | 0 | 0 | 0 | 0 | 0 | 0 | 0 | 0 | 0 | 0 | 0 | 0 | 0 | 0 | 0 | 0 | 12 | 1
NO |  | 126 | 2016 | 4 | 31 | 31 |  | London | Tangy | 0 | 0 |  | 0 | 0 | 0 |  | 0 | 0 | 0 | 0 | 0 | 0 | 0 | 0 | 0 | 0 | 0 | 0 | 0 | 0 | 0 | 0 | 0 | 0 | 0 | 0 | 0 | 0 | 0 | 12 | 1
NO |  | 126 | 2016 | 4 | 32 | 32 |  | Lowellville | Dobbins | 0 | 0 |  | 0 | 0 | 0 |  | 0 | 0 | 0 | 0 | 0 | 0 | 0 | 0 | 0 | 0 | 0 | 0 | 0 | 0 | 0 | 0 | 0 | 0 | 0 | 0 | 0 | 0 | 0 | 12 | 1
NO |  | 126 | 2016 | 4 | 33 | 33 |  | Masury | Maysville (OH) | 0 | 0 |  | 0 | 0 | 0 |  | 0 | 0 | 0 | 0 | 0 | 0 | 0 | 0 | 0 | 0 | 0 | 0 | 0 | 0 | 0 | 0 | 0 | 0 | 0 | 0 | 0 | 0 | 0 | 12 | 1
NO |  | 126 | 2016 | 4 | 34 | 34 |  | Masury | Salt Springs | 0 | 0 |  | 0 | 0 | 0 |  | 0 | 0 | 0 | 0 | 0 | 0 | 0 | 0 | 0 | 0 | 0 | 0 | 0 | 0 | 0 | 0 | 0 | 0 | 0 | 0 | 0 | 0 | 0 | 12 | 1
NO |  | 126 | 2016 | 4 | 35 | 35 |  | Masury | Shenango | 0 | 0 |  | 0 | 0 | 0 |  | 0 | 0 | 0 | 0 | 0 | 0 | 0 | 0 | 0 | 0 | 0 | 0 | 0 | 0 | 0 | 0 | 0 | 0 | 0 | 0 | 0 | 0 | 0 | 12 | 1
NO |  | 126 | 2016 | 5 | 1 | 1 |  | Newton Falls | GM | 0 | 0 |  | 0 | 0 | 0 |  | 0 | 0 | 0 | 0 | 0 | 0 | 0 | 0 | 0 | 0 | 0 | 0 | 0 | 0 | 0 | 0 | 0 | 0 | 0 | 0 | 0 | 0 | 0 | 12 | 1
NO |  | 126 | 2016 | 5 | 2 | 2 |  | Niles Central | Packard | 0 | 0 |  | 0 | 0 | 0 |  | 0 | 0 | 0 | 0 | 0 | 0 | 0 | 0 | 0 | 0 | 0 | 0 | 0 | 0 | 0 | 0 | 0 | 0 | 0 | 0 | 0 | 0 | 0 | 12 | 1
NO |  | 126 | 2016 | 5 | 3 | 3 |  | Niles | Niles Central | 0 | 0 |  | 0 | 0 | 0 |  | 0 | 0 | 0 | 0 | 0 | 0 | 0 | 0 | 0 | 0 | 0 | 0 | 0 | 0 | 0 | 0 | 0 | 0 | 0 | 0 | 0 | 0 | 0 | 12 | 1
NO |  | 126 | 2016 | 5 | 4 | 4 |  | Niles | Evergreen | 0 | 0 |  | 0 | 0 | 0 |  | 0 | 0 | 0 | 0 | 0 | 0 | 0 | 0 | 0 | 0 | 0 | 0 | 0 | 0 | 0 | 0 | 0 | 0 | 0 | 0 | 0 | 0 | 0 | 12 | 1
NO |  | 126 | 2016 | 5 | 5 | 5 |  | Niles | Salt Springs Ckt #1 | 0 | 0 |  | 0 | 0 | 0 |  | 0 | 0 | 0 | 0 | 0 | 0 | 0 | 0 | 0 | 0 | 0 | 0 | 0 | 0 | 0 | 0 | 0 | 0 | 0 | 0 | 0 | 0 | 0 | 12 | 1
NO |  | 126 | 2016 | 5 | 6 | 6 |  | Niles | Salt Springs Ckt #2 | 0 | 0 |  | 0 | 0 | 0 |  | 0 | 0 | 0 | 0 | 0 | 0 | 0 | 0 | 0 | 0 | 0 | 0 | 0 | 0 | 0 | 0 | 0 | 0 | 0 | 0 | 0 | 0 | 0 | 12 | 1
NO |  | 126 | 2016 | 5 | 7 | 7 |  | North Medina | West Akron | 0 | 0 |  | 0 | 0 | 0 |  | 0 | 0 | 0 | 0 | 0 | 0 | 0 | 0 | 0 | 0 | 0 | 0 | 0 | 0 | 0 | 0 | 0 | 0 | 0 | 0 | 0 | 0 | 0 | 12 | 1
NO |  | 126 | 2016 | 5 | 8 | 8 |  | Nottingham | Yager No. 1 | 0 | 0 |  | 0 | 0 | 0 |  | 0 | 0 | 0 | 0 | 0 | 0 | 0 | 0 | 0 | 0 | 0 | 0 | 0 | 0 | 0 | 0 | 0 | 0 | 0 | 0 | 0 | 0 | 0 | 12 | 1
NO |  | 126 | 2016 | 5 | 9 | 9 |  | Nottingham | Yager No. 2 | 0 | 0 |  | 0 | 0 | 0 |  | 0 | 0 | 0 | 0 | 0 | 0 | 0 | 0 | 0 | 0 | 0 | 0 | 0 | 0 | 0 | 0 | 0 | 0 | 0 | 0 | 0 | 0 | 0 | 12 | 1
NO |  | 126 | 2016 | 5 | 10 | 10 |  | Pine | Wadsworth Muni | 0 | 0 |  | 0 | 0 | 0 |  | 0 | 0 | 0 | 0 | 0 | 0 | 0 | 0 | 0 | 0 | 0 | 0 | 0 | 0 | 0 | 0 | 0 | 0 | 0 | 0 | 0 | 0 | 0 | 12 | 1
NO |  | 126 | 2016 | 5 | 11 | 11 |  | Pine | West Akron | 0 | 0 |  | 0 | 0 | 0 |  | 0 | 0 | 0 | 0 | 0 | 0 | 0 | 0 | 0 | 0 | 0 | 0 | 0 | 0 | 0 | 0 | 0 | 0 | 0 | 0 | 0 | 0 | 0 | 12 | 1
NO |  | 126 | 2016 | 5 | 12 | 12 |  | Republic Arc | Republic Vine | 0 | 0 |  | 0 | 0 | 0 |  | 0 | 0 | 0 | 0 | 0 | 0 | 0 | 0 | 0 | 0 | 0 | 0 | 0 | 0 | 0 | 0 | 0 | 0 | 0 | 0 | 0 | 0 | 0 | 12 | 1
NO |  | 126 | 2016 | 5 | 13 | 13 |  | Riverbend | Salt Springs | 0 | 0 |  | 0 | 0 | 0 |  | 0 | 0 | 0 | 0 | 0 | 0 | 0 | 0 | 0 | 0 | 0 | 0 | 0 | 0 | 0 | 0 | 0 | 0 | 0 | 0 | 0 | 0 | 0 | 12 | 1
NO |  | 126 | 2016 | 5 | 14 | 14 |  | Riverbend | Wickliffe | 0 | 0 |  | 0 | 0 | 0 |  | 0 | 0 | 0 | 0 | 0 | 0 | 0 | 0 | 0 | 0 | 0 | 0 | 0 | 0 | 0 | 0 | 0 | 0 | 0 | 0 | 0 | 0 | 0 | 12 | 1
NO |  | 126 | 2016 | 5 | 15 | 15 |  | Sammis | Boardman | 0 | 0 |  | 0 | 0 | 0 |  | 0 | 0 | 0 | 0 | 0 | 0 | 0 | 0 | 0 | 0 | 0 | 0 | 0 | 0 | 0 | 0 | 0 | 0 | 0 | 0 | 0 | 0 | 0 | 12 | 1
NO |  | 126 | 2016 | 5 | 16 | 16 |  | Sammis | Toronto | 0 | 0 |  | 0 | 0 | 0 |  | 0 | 0 | 0 | 0 | 0 | 0 | 0 | 0 | 0 | 0 | 0 | 0 | 0 | 0 | 0 | 0 | 0 | 0 | 0 | 0 | 0 | 0 | 0 | 12 | 1
NO |  | 126 | 2016 | 5 | 17 | 17 |  | Sammis | Pidgeon | 0 | 0 |  | 0 | 0 | 0 |  | 0 | 0 | 0 | 0 | 0 | 0 | 0 | 0 | 0 | 0 | 0 | 0 | 0 | 0 | 0 | 0 | 0 | 0 | 0 | 0 | 0 | 0 | 0 | 12 | 1
NO |  | 126 | 2016 | 5 | 18 | 18 |  | Seville | Star | 0 | 0 |  | 0 | 0 | 0 |  | 0 | 0 | 0 | 0 | 0 | 0 | 0 | 0 | 0 | 0 | 0 | 0 | 0 | 0 | 0 | 0 | 0 | 0 | 0 | 0 | 0 | 0 | 0 | 12 | 1
NO |  | 126 | 2016 | 5 | 19 | 19 |  | Seville | West Medina | 0 | 0 |  | 0 | 0 | 0 |  | 0 | 0 | 0 | 0 | 0 | 0 | 0 | 0 | 0 | 0 | 0 | 0 | 0 | 0 | 0 | 0 | 0 | 0 | 0 | 0 | 0 | 0 | 0 | 12 | 1
NO |  | 126 | 2016 | 5 | 20 | 20 |  | South Akron | Firestone | 0 | 0 |  | 0 | 0 | 0 |  | 0 | 0 | 0 | 0 | 0 | 0 | 0 | 0 | 0 | 0 | 0 | 0 | 0 | 0 | 0 | 0 | 0 | 0 | 0 | 0 | 0 | 0 | 0 | 12 | 1
NO |  | 126 | 2016 | 5 | 21 | 21 |  | South Akron | Toronto | 0 | 0 |  | 0 | 0 | 0 |  | 0 | 0 | 0 | 0 | 0 | 0 | 0 | 0 | 0 | 0 | 0 | 0 | 0 | 0 | 0 | 0 | 0 | 0 | 0 | 0 | 0 | 0 | 0 | 12 | 1
NO |  | 126 | 2016 | 5 | 22 | 22 |  | Star | Wadsworth | 0 | 0 |  | 0 | 0 | 0 |  | 0 | 0 | 0 | 0 | 0 | 0 | 0 | 0 | 0 | 0 | 0 | 0 | 0 | 0 | 0 | 0 | 0 | 0 | 0 | 0 | 0 | 0 | 0 | 12 | 1
NO |  | 126 | 2016 | 5 | 23 | 23 |  | Star | Tusc | 0 | 0 |  | 0 | 0 | 0 |  | 0 | 0 | 0 | 0 | 0 | 0 | 0 | 0 | 0 | 0 | 0 | 0 | 0 | 0 | 0 | 0 | 0 | 0 | 0 | 0 | 0 | 0 | 0 | 12 | 1
NO |  | 126 | 2016 | 5 | 24 | 24 |  | Tusc | Urban | 0 | 0 |  | 0 | 0 | 0 |  | 0 | 0 | 0 | 0 | 0 | 0 | 0 | 0 | 0 | 0 | 0 | 0 | 0 | 0 | 0 | 0 | 0 | 0 | 0 | 0 | 0 | 0 | 0 | 12 | 1
NO |  | 126 | 2016 | 5 | 25 | 25 |  | Theiss | Valley | 0 | 0 |  | 0 | 0 | 0 |  | 0 | 0 | 0 | 0 | 0 | 0 | 0 | 0 | 0 | 0 | 0 | 0 | 0 | 0 | 0 | 0 | 0 | 0 | 0 | 0 | 0 | 0 | 0 | 12 | 1
NO |  | 126 | 2016 | 5 | 26 | 26 |  | Urban | Firestone | 0 | 0 |  | 0 | 0 | 0 |  | 0 | 0 | 0 | 0 | 0 | 0 | 0 | 0 | 0 | 0 | 0 | 0 | 0 | 0 | 0 | 0 | 0 | 0 | 0 | 0 | 0 | 0 | 0 | 12 | 1
NO |  | 126 | 2016 | 5 | 27 | 27 |  | Visteon | Greenfield | 0 | 0 |  | 0 | 0 | 0 |  | 0 | 0 | 0 | 0 | 0 | 0 | 0 | 0 | 0 | 0 | 0 | 0 | 0 | 0 | 0 | 0 | 0 | 0 | 0 | 0 | 0 | 0 | 0 | 12 | 1
NO |  | 126 | 2016 | 5 | 28 | 28 |  | WCI | Evergreen B-21 | 0 | 0 |  | 0 | 0 | 0 |  | 0 | 0 | 0 | 0 | 0 | 0 | 0 | 0 | 0 | 0 | 0 | 0 | 0 | 0 | 0 | 0 | 0 | 0 | 0 | 0 | 0 | 0 | 0 | 12 | 1
NO |  | 126 | 2016 | 5 | 29 | 29 |  | WCI | Evergreen B-22 | 0 | 0 |  | 0 | 0 | 0 |  | 0 | 0 | 0 | 0 | 0 | 0 | 0 | 0 | 0 | 0 | 0 | 0 | 0 | 0 | 0 | 0 | 0 | 0 | 0 | 0 | 0 | 0 | 0 | 12 | 1
NO |  | 126 | 2016 | 5 | 30 | 30 |  | WCI | Evergreen B-65 | 0 | 0 |  | 0 | 0 | 0 |  | 0 | 0 | 0 | 0 | 0 | 0 | 0 | 0 | 0 | 0 | 0 | 0 | 0 | 0 | 0 | 0 | 0 | 0 | 0 | 0 | 0 | 0 | 0 | 12 | 1
NO |  | 126 | 2016 | 5 | 31 | 31 |  | West Akron | Pleasnt Valley East | 0 | 0 |  | 0 | 0 | 0 |  | 0 | 0 | 0 | 0 | 0 | 0 | 0 | 0 | 0 | 0 | 0 | 0 | 0 | 0 | 0 | 0 | 0 | 0 | 0 | 0 | 0 | 0 | 0 | 12 | 1
NO |  | 126 | 2016 | 5 | 32 | 32 |  | Wellington | Wellington Brookside | 0 | 0 |  | 0 | 0 | 0 |  | 0 | 0 | 0 | 0 | 0 | 0 | 0 | 0 | 0 | 0 | 0 | 0 | 0 | 0 | 0 | 0 | 0 | 0 | 0 | 0 | 0 | 0 | 0 | 12 | 1
NO |  | 126 | 2016 | 5 | 33 | 33 |  |  |  | 0 | 0 |  | 2250.11 | 0 | 0 |  | 29438747 | 12214515 | 41653262 | 0 | 0 | 0 | 0 | 0 | 0 | 0 | 0 | 0 | 0 | 0 | 0 | 0 | 0 | 0 | 0 | 0 | 0 | 0 | 0 | 12 | 1
NO |  | 126 | 2016 | 5 | 34 | 34 |  | TOTAL 138 KV Lines |  | 0 | 0 |  | 2250.11 | 0 | 0 |  | 29438747 | 12214515 | 41653262 | 0 | 0 | 0 | 0 | 0 | 0 | 0 | 0 | 0 | 0 | 0 | 0 | 0 | 661260027 | 661260028 | 0 | 0 | 0 | 0 | 0 | 12 | 1
SI/NO | A | 126 | 2016 | 6 | 2 | 2 |  | 69 kv . Lines |  | 0 | 0 | Various | 1659.05 | 0 | 0 |  | 22477826 | 1986922 | 24464748 | 0 | 0 | 0 | 609398.4298 | 0 | 0 | 0 | 0 | 0 | 0 | 0 | 0 | 0 | 661260029 | 0 | 0 | 0 | 0 | 0 | 0 | 12 | 1
SI/NO | A | 126 | 2016 | 6 | 3 | 3 |  | 34.5 kv Lines |  | 0 | 0 | Various | 55.39 | 0 | 0 |  | 1991565 | 22274427 | 24265992 | 0 | 0 | 0 | 604447.5677 | 0 | 0 | 0 | 0 | 0 | 0 | 0 | 0 | 0 | 0 | 0 | 0 | 0 | 0 | 0 | 0 | 12 | 1
SI/NO | A | 126 | 2016 | 6 | 4 | 4 |  | 23 kv Trans. |  | 0 | 0 | Various | 322.17 | 0 | 0 |  | 2704674 | 46196408 | 48901082 | 0 | 0 | 0 | 1218089.0883 | 0 | 0 | 0 | 0 | 0 | 0 | 0 | 0 | 0 | 0 | 0 | 0 | 0 | 0 | 0 | 0 | 12 | 1
NO |  | 126 | 2016 | 6 | 6 | 6 |  | Operation and Maintenance |  | 0 | 0 |  | 0 | 0 | 0 |  | 0 | 0 | 0 | 16040 | 669867 | 0 | 685907 | 0 | 0 | 0 | 0 | 0 | 0 | 0 | 0 | 0 | 0 | 0 | 0 | 0 | 0 | 0 | 0 | 12 | 1
NO |  | 126 | 2016 | 6 | 7 | 7 |  | Expense |  | 0 | 0 |  | 0 | 0 | 0 |  | 0 | 0 | 0 | 0 | 0 | 0 | 0 | 0 | 0 | 0 | 0 | 0 | 0 | 0 | 0 | 0 | 0 | 0 | 0 | 0 | 0 | 0 | 0 | 12 | 1
NO |  | 127 | 2016 | 0 | 1 | 1 |  | Ohio Power Company |  | 0 | 0 |  | 0 | 0 | 0 |  | 0 | 0 | 0 | 0 | 0 | 0 | 0 | 0 | 0 | 0 | 0 | 0 | 0 | 0 | 0 | 0 | 0 | 0 | 0 | 0 | 0 | 0 | 0 | 12 | 1
NO |  | 127 | 2016 | 0 | 2 | 2 |  | 0168 BAKER | DON MARQUIS | 765 | 765 | 3 | 26.41 | 0 | 1 | 954 ACSR | 0 | 0 | 0 | 0 | 0 | 0 | 0 | 0 | 0 | 0 | 0 | 0 | 0 | 0 | 0 | 0 | 0 | 0 | 0 | 0 | 0 | 0 | 0 | 12 | 1
NO |  | 127 | 2016 | 0 | 3 | 3 |  | 0168 BAKER | DON MARQUIS | 765 | 765 | 3 | 10.32 | 0 | 1 | 954 ACSR | 0 | 0 | 0 | 0 | 0 | 0 | 0 | 0 | 0 | 0 | 0 | 0 | 0 | 0 | 0 | 0 | 0 | 0 | 0 | 0 | 0 | 0 | 0 | 12 | 1
NO |  | 127 | 2016 | 0 | 4 | 4 |  | 0171 KAMMER | DUMONT | 765 | 765 | 3 | 99.7 | 0 | 1 | 954 ACSR | 0 | 0 | 0 | 0 | 0 | 0 | 0 | 0 | 0 | 0 | 0 | 0 | 0 | 0 | 0 | 0 | 0 | 0 | 0 | 0 | 0 | 0 | 0 | 12 | 1
NO |  | 127 | 2016 | 0 | 5 | 5 |  | 0171 KAMMER | DUMONT | 765 | 765 | 3 | 126.26 | 0 | 1 | 954 ACSR | 0 | 0 | 0 | 0 | 0 | 0 | 0 | 0 | 0 | 0 | 0 | 0 | 0 | 0 | 0 | 0 | 0 | 0 | 0 | 0 | 0 | 0 | 0 | 12 | 1
NO |  | 127 | 2016 | 0 | 6 | 6 |  | 0194 AMOS | NORTH PROCTORVILLE | 765 | 765 | 3 | 5.3 | 0 | 1 | 1351.5 AC | 0 | 0 | 0 | 0 | 0 | 0 | 0 | 0 | 0 | 0 | 0 | 0 | 0 | 0 | 0 | 0 | 0 | 0 | 0 | 0 | 0 | 0 | 0 | 12 | 1
NO |  | 127 | 2016 | 0 | 7 | 7 |  | 0195 GAVIN | MARYSVILLE | 765 | 765 | 3 | 124.4 | 0 | 1 | 1351.5 AC | 0 | 0 | 0 | 0 | 0 | 0 | 0 | 0 | 0 | 0 | 0 | 0 | 0 | 0 | 0 | 0 | 0 | 0 | 0 | 0 | 0 | 0 | 0 | 12 | 1
NO |  | 127 | 2016 | 0 | 8 | 8 |  | 0232 AMOS | GAVIN | 765 | 765 | 3 | 0.49 | 0 | 1 | 1351.5 AC | 0 | 0 | 0 | 0 | 0 | 0 | 0 | 0 | 0 | 0 | 0 | 0 | 0 | 0 | 0 | 0 | 0 | 0 | 0 | 0 | 0 | 0 | 0 | 12 | 1
NO |  | 127 | 2016 | 0 | 9 | 9 |  | 0233 GAVIN | KAMMER | 765 | 765 | 3 | 2.62 | 0 | 1 | 1351.5 AC | 0 | 0 | 0 | 0 | 0 | 0 | 0 | 0 | 0 | 0 | 0 | 0 | 0 | 0 | 0 | 0 | 0 | 0 | 0 | 0 | 0 | 0 | 0 | 12 | 1
NO |  | 127 | 2016 | 0 | 10 | 10 |  | 0263 KAMMER | SOUTH CANTON | 765 | 765 | 3 | 0.24 | 0 | 1 | 1351.5 AC | 0 | 0 | 0 | 0 | 0 | 0 | 0 | 0 | 0 | 0 | 0 | 0 | 0 | 0 | 0 | 0 | 0 | 0 | 0 | 0 | 0 | 0 | 0 | 12 | 1
NO |  | 127 | 2016 | 0 | 11 | 11 |  | 0263 KAMMER | SOUTH CANTON | 765 | 765 | 3 | 78.44 | 0 | 1 | 1351.5 AC | 0 | 0 | 0 | 0 | 0 | 0 | 0 | 0 | 0 | 0 | 0 | 0 | 0 | 0 | 0 | 0 | 0 | 0 | 0 | 0 | 0 | 0 | 0 | 12 | 1
NO |  | 127 | 2016 | 0 | 12 | 12 |  | 0269 NORTH PROCTORV | HANGING ROCK | 765 | 765 | 3 | 25.99 | 0 | 1 | 1351.5 AC | 0 | 0 | 0 | 0 | 0 | 0 | 0 | 0 | 0 | 0 | 0 | 0 | 0 | 0 | 0 | 0 | 0 | 0 | 0 | 0 | 0 | 0 | 0 | 12 | 1
NO |  | 127 | 2016 | 0 | 13 | 13 |  | 0270 HANGING ROCK | JEFFERSON | 765 | 765 | 3 | 6.14 | 0 | 1 | 1351.5 AC | 0 | 0 | 0 | 0 | 0 | 0 | 0 | 0 | 0 | 0 | 0 | 0 | 0 | 0 | 0 | 0 | 0 | 0 | 0 | 0 | 0 | 0 | 0 | 12 | 1
NO |  | 127 | 2016 | 0 | 14 | 14 |  | 0047 SPORN | MUSKINGUM | 345 | 345 | 3 | 0 | 0 | 1 | 1275 ACSR | 0 | 0 | 0 | 0 | 0 | 0 | 0 | 0 | 0 | 0 | 0 | 0 | 0 | 0 | 0 | 0 | 0 | 0 | 0 | 0 | 0 | 0 | 0 | 12 | 1
NO |  | 127 | 2016 | 0 | 15 | 15 |  | 0047 SPORN | MUSKINGUM | 345 | 345 | 1 | 41.34 | 0 | 2 | 2-959.6 KCM | 0 | 0 | 0 | 0 | 0 | 0 | 0 | 0 | 0 | 0 | 0 | 0 | 0 | 0 | 0 | 0 | 0 | 0 | 0 | 0 | 0 | 0 | 0 | 12 | 1
NO |  | 127 | 2016 | 0 | 16 | 16 |  | 0048 MUSKINGUM | CENTRAL | 345 | 345 | 3 | 28.1 | 0 | 1 | 2303 ACAR | 0 | 0 | 0 | 0 | 0 | 0 | 0 | 0 | 0 | 0 | 0 | 0 | 0 | 0 | 0 | 0 | 0 | 0 | 0 | 0 | 0 | 0 | 0 | 12 | 1
NO |  | 127 | 2016 | 0 | 17 | 17 |  | 0048 MUSKINGUM | CENTRAL | 345 | 345 | 3 | 53.94 | 0 | 2 | 2303 ACAR | 0 | 0 | 0 | 0 | 0 | 0 | 0 | 0 | 0 | 0 | 0 | 0 | 0 | 0 | 0 | 0 | 0 | 0 | 0 | 0 | 0 | 0 | 0 | 12 | 1
NO |  | 127 | 2016 | 0 | 18 | 18 |  | 0052 CENTRAL | EAST LIMA | 345 | 345 | 3 | 2.68 | 0 | 1 | 1275 ACSR | 0 | 0 | 0 | 0 | 0 | 0 | 0 | 0 | 0 | 0 | 0 | 0 | 0 | 0 | 0 | 0 | 0 | 0 | 0 | 0 | 0 | 0 | 0 | 12 | 1
NO |  | 127 | 2016 | 0 | 19 | 19 |  | 0052 CENTRAL | EAST LIMA | 345 | 345 | 3 | 71.26 | 0 | 2 | 2303 ACAR | 0 | 0 | 0 | 0 | 0 | 0 | 0 | 0 | 0 | 0 | 0 | 0 | 0 | 0 | 0 | 0 | 0 | 0 | 0 | 0 | 0 | 0 | 0 | 12 | 1
NO |  | 127 | 2016 | 0 | 20 | 20 |  | 0070 EAST LIMA | SORENSON | 345 | 345 | 3 | 42.58 | 0 | 1 | 1275 ACSR | 0 | 0 | 0 | 0 | 0 | 0 | 0 | 0 | 0 | 0 | 0 | 0 | 0 | 0 | 0 | 0 | 0 | 0 | 0 | 0 | 0 | 0 | 0 | 12 | 1
NO |  | 127 | 2016 | 0 | 21 | 21 |  | 0079 MUSKINGUM | TIDD | 345 | 345 | 3 | 70.22 | 0 | 1 | 1414 ACSR | 0 | 0 | 0 | 0 | 0 | 0 | 0 | 0 | 0 | 0 | 0 | 0 | 0 | 0 | 0 | 0 | 0 | 0 | 0 | 0 | 0 | 0 | 0 | 12 | 1
NO |  | 127 | 2016 | 0 | 22 | 22 |  | 0079 MUSKINGUM | TIDD | 345 | 345 | 3 | 83.12 | 0 | 1 | 1414 ACSR | 0 | 0 | 0 | 0 | 0 | 0 | 0 | 0 | 0 | 0 | 0 | 0 | 0 | 0 | 0 | 0 | 0 | 0 | 0 | 0 | 0 | 0 | 0 | 12 | 1
NO |  | 127 | 2016 | 0 | 23 | 23 |  | 0079 MUSKINGUM | TIDD | 345 | 345 | 1 | 0.41 | 0 | 1 | 1851 KCM | 0 | 0 | 0 | 0 | 0 | 0 | 0 | 0 | 0 | 0 | 0 | 0 | 0 | 0 | 0 | 0 | 0 | 0 | 0 | 0 | 0 | 0 | 0 | 12 | 1
NO |  | 127 | 2016 | 0 | 24 | 24 |  | 0079 MUSKINGUM | TIDD | 345 | 345 | 1 | 0.39 | 0 | 1 | 2303 KCM | 0 | 0 | 0 | 0 | 0 | 0 | 0 | 0 | 0 | 0 | 0 | 0 | 0 | 0 | 0 | 0 | 0 | 0 | 0 | 0 | 0 | 0 | 0 | 12 | 1
NO |  | 127 | 2016 | 0 | 25 | 25 |  | 0088 KAMMER EXT. NO. 1 |  | 345 | 345 | 3 | 0.2 | 0 | 1 | 1414 ACSR | 0 | 0 | 0 | 0 | 0 | 0 | 0 | 0 | 0 | 0 | 0 | 0 | 0 | 0 | 0 | 0 | 0 | 0 | 0 | 0 | 0 | 0 | 0 | 12 | 1
NO |  | 127 | 2016 | 0 | 26 | 26 |  | 0088 KAMMER EXT. NO. 1 (WV) |  | 345 | 345 | 3 | 0.38 | 0 | 1 | 1414 ACSR | 0 | 0 | 0 | 0 | 0 | 0 | 0 | 0 | 0 | 0 | 0 | 0 | 0 | 0 | 0 | 0 | 0 | 0 | 0 | 0 | 0 | 0 | 0 | 12 | 1
NO |  | 127 | 2016 | 0 | 27 | 27 |  | 0104 TIDD | CANTON CENTRAL | 345 | 345 | 3 | 51.3 | 0 | 1 | 954 ACSR | 0 | 0 | 0 | 0 | 0 | 0 | 0 | 0 | 0 | 0 | 0 | 0 | 0 | 0 | 0 | 0 | 0 | 0 | 0 | 0 | 0 | 0 | 0 | 12 | 1
NO |  | 127 | 2016 | 0 | 28 | 28 |  | 0104 TIDD | CANTON CENTRAL | 345 | 345 | 1 | 0.2 | 0 | 1 | 954 ACSR | 0 | 0 | 0 | 0 | 0 | 0 | 0 | 0 | 0 | 0 | 0 | 0 | 0 | 0 | 0 | 0 | 0 | 0 | 0 | 0 | 0 | 0 | 0 | 12 | 1
NO |  | 127 | 2016 | 0 | 29 | 29 |  | 0106 CANTON CENTRAL | JUNIPER | 345 | 345 | 3 | 4.06 | 0 | 1 | 954 ACSR | 0 | 0 | 0 | 0 | 0 | 0 | 0 | 0 | 0 | 0 | 0 | 0 | 0 | 0 | 0 | 0 | 0 | 0 | 0 | 0 | 0 | 0 | 0 | 12 | 1
NO |  | 127 | 2016 | 0 | 30 | 30 |  | 0106 CANTON CENTRAL | JUNIPER | 345 | 345 | 3 | 1.36 | 0 | 1 | 954 ACSR | 0 | 0 | 0 | 0 | 0 | 0 | 0 | 0 | 0 | 0 | 0 | 0 | 0 | 0 | 0 | 0 | 0 | 0 | 0 | 0 | 0 | 0 | 0 | 12 | 1
NO |  | 127 | 2016 | 0 | 31 | 31 |  | 0106 CANTON CENTRAL | JUNIPER | 345 | 345 | 3 | 0.55 | 0 | 2 | 954 ACSR | 0 | 0 | 0 | 0 | 0 | 0 | 0 | 0 | 0 | 0 | 0 | 0 | 0 | 0 | 0 | 0 | 0 | 0 | 0 | 0 | 0 | 0 | 0 | 12 | 1
NO |  | 127 | 2016 | 0 | 32 | 32 |  | 0119 MUSKINGUM | OHIO CENTRAL | 345 | 345 | 3 | 30.73 | 0 | 1 | 1414 ACSR | 0 | 0 | 0 | 0 | 0 | 0 | 0 | 0 | 0 | 0 | 0 | 0 | 0 | 0 | 0 | 0 | 0 | 0 | 0 | 0 | 0 | 0 | 0 | 12 | 1
NO |  | 127 | 2016 | 0 | 33 | 33 |  | 0119 MUSKINGUM | OHIO CENTRAL | 345 | 345 | 3 | 12.51 | 0 | 1 | 954 ACSR | 0 | 0 | 0 | 0 | 0 | 0 | 0 | 0 | 0 | 0 | 0 | 0 | 0 | 0 | 0 | 0 | 0 | 0 | 0 | 0 | 0 | 0 | 0 | 12 | 1
NO |  | 127 | 2016 | 0 | 34 | 34 |  | 0142 KAMMER EXT. NO. 2 |  | 345 | 345 | 3 | 0.15 | 0 | 1 | 1414 ACSR | 0 | 0 | 0 | 0 | 0 | 0 | 0 | 0 | 0 | 0 | 0 | 0 | 0 | 0 | 0 | 0 | 0 | 0 | 0 | 0 | 0 | 0 | 0 | 12 | 1
NO |  | 127 | 2016 | 0 | 35 | 35 |  | 0142 KAMMER EXT. NO. 2 (WV) |  | 345 | 345 | 3 | 0.05 | 0 | 1 | 1414 ACSR | 0 | 0 | 0 | 0 | 0 | 0 | 0 | 0 | 0 | 0 | 0 | 0 | 0 | 0 | 0 | 0 | 0 | 0 | 0 | 0 | 0 | 0 | 0 | 12 | 1
NO |  | 127 | 2016 | 0 | 36 | 36 |  | TOTAL |  | 0 | 0 |  | 7409.57 | 160.65 | 661 |  | 97950530 | 932533459 | 1030483989 | 148644 | 15768567 | 0 | 15917211 | 0 | 0 | 0 | 0 | 0 | 0 | 0 | 0 | 0 | 0 | 0 | 0 | 0 | 0 | 0 | 0 | 12 | 1
NO |  | 127 | 2016 | 1 | 1 | 1 |  | 0161 OHIO CENTRAL | FOSTORIA CENTRAL | 345 | 345 | 3 | 100.56 | 0 | 1 | 954 ACSR | 0 | 0 | 0 | 0 | 0 | 0 | 0 | 0 | 0 | 0 | 0 | 0 | 0 | 0 | 0 | 0 | 0 | 0 | 0 | 0 | 0 | 0 | 0 | 12 | 1
NO |  | 127 | 2016 | 1 | 2 | 2 |  | 0161 OHIO CENTRAL | FOSTORIA CENTRAL | 345 | 345 | 3 | 5.99 | 0 | 1 | 954 ACSR | 0 | 0 | 0 | 0 | 0 | 0 | 0 | 0 | 0 | 0 | 0 | 0 | 0 | 0 | 0 | 0 | 0 | 0 | 0 | 0 | 0 | 0 | 0 | 12 | 1
NO |  | 127 | 2016 | 1 | 3 | 3 |  | 0162 FOSTORIA CENTRAL | EAST LIMA | 345 | 345 | 3 | 34.47 | 0 | 1 | 954 ACSR | 0 | 0 | 0 | 0 | 0 | 0 | 0 | 0 | 0 | 0 | 0 | 0 | 0 | 0 | 0 | 0 | 0 | 0 | 0 | 0 | 0 | 0 | 0 | 12 | 1
NO |  | 127 | 2016 | 1 | 4 | 4 |  | 0162 FOSTORIA CENTRAL | EAST LIMA | 345 | 345 | 3 | 5.35 | 0 | 1 | 954 ACSR | 0 | 0 | 0 | 0 | 0 | 0 | 0 | 0 | 0 | 0 | 0 | 0 | 0 | 0 | 0 | 0 | 0 | 0 | 0 | 0 | 0 | 0 | 0 | 12 | 1
NO |  | 127 | 2016 | 1 | 5 | 5 |  | 0163 FOSTORIA CENTRAL | PEMBERVILLE | 345 | 345 | 3 | 19.29 | 0 | 2 | 954 ACSR | 0 | 0 | 0 | 0 | 0 | 0 | 0 | 0 | 0 | 0 | 0 | 0 | 0 | 0 | 0 | 0 | 0 | 0 | 0 | 0 | 0 | 0 | 0 | 12 | 1
NO |  | 127 | 2016 | 1 | 6 | 6 |  | 0166 SOUTH CANTON | SAMMIS | 345 | 345 | 3 | 0.74 | 0 | 1 | 954 ACSR | 0 | 0 | 0 | 0 | 0 | 0 | 0 | 0 | 0 | 0 | 0 | 0 | 0 | 0 | 0 | 0 | 0 | 0 | 0 | 0 | 0 | 0 | 0 | 12 | 1
NO |  | 127 | 2016 | 1 | 7 | 7 |  | 0167 SOUTH CANTON | STAR | 345 | 345 | 3 | 0.75 | 0 | 1 | 954 ACSR | 0 | 0 | 0 | 0 | 0 | 0 | 0 | 0 | 0 | 0 | 0 | 0 | 0 | 0 | 0 | 0 | 0 | 0 | 0 | 0 | 0 | 0 | 0 | 12 | 1
NO |  | 127 | 2016 | 1 | 8 | 8 |  | 0172 SOUTHWEST LIMA EXTEN |  | 345 | 345 | 3 | 14.62 | 0 | 2 | 1414 ACSR | 0 | 0 | 0 | 0 | 0 | 0 | 0 | 0 | 0 | 0 | 0 | 0 | 0 | 0 | 0 | 0 | 0 | 0 | 0 | 0 | 0 | 0 | 0 | 12 | 1
NO |  | 127 | 2016 | 1 | 9 | 9 |  | 0172 SOUTHWEST LIMA EXTEN |  | 345 | 345 | 3 | 0.06 | 0 | 2 | 1708 KCM | 0 | 0 | 0 | 0 | 0 | 0 | 0 | 0 | 0 | 0 | 0 | 0 | 0 | 0 | 0 | 0 | 0 | 0 | 0 | 0 | 0 | 0 | 0 | 12 | 1
NO |  | 127 | 2016 | 1 | 10 | 10 |  | 0173 SOUTHWEST LIMA | MIAMI | 345 | 345 | 3 | 18.04 | 0 | 1 | 954 ACSR | 0 | 0 | 0 | 0 | 0 | 0 | 0 | 0 | 0 | 0 | 0 | 0 | 0 | 0 | 0 | 0 | 0 | 0 | 0 | 0 | 0 | 0 | 0 | 12 | 1
NO |  | 127 | 2016 | 1 | 11 | 11 |  | 0173 SOUTHWEST LIMA | MIAMI | 345 | 345 | 3 | 0.97 | 0 | 1 | 954 ACSR | 0 | 0 | 0 | 0 | 0 | 0 | 0 | 0 | 0 | 0 | 0 | 0 | 0 | 0 | 0 | 0 | 0 | 0 | 0 | 0 | 0 | 0 | 0 | 12 | 1
NO |  | 127 | 2016 | 1 | 12 | 12 |  | 0208 TIDD | COLLIER | 345 | 345 | 3 | 0.16 | 0 | 2 | 954 ACSR | 0 | 0 | 0 | 0 | 0 | 0 | 0 | 0 | 0 | 0 | 0 | 0 | 0 | 0 | 0 | 0 | 0 | 0 | 0 | 0 | 0 | 0 | 0 | 12 | 1
NO |  | 127 | 2016 | 1 | 13 | 13 |  | 0208 TIDD | COLLIER | 345 | 345 | 3 | 0.15 | 0 | 1 | 2-636 KCM | 0 | 0 | 0 | 0 | 0 | 0 | 0 | 0 | 0 | 0 | 0 | 0 | 0 | 0 | 0 | 0 | 0 | 0 | 0 | 0 | 0 | 0 | 0 | 12 | 1
NO |  | 127 | 2016 | 1 | 14 | 14 |  | 0248 MARYSVILLE EXT NO |  | 345 | 345 | 3 | 4.22 | 0 | 2 | 1275 ACSR | 0 | 0 | 0 | 0 | 0 | 0 | 0 | 0 | 0 | 0 | 0 | 0 | 0 | 0 | 0 | 0 | 0 | 0 | 0 | 0 | 0 | 0 | 0 | 12 | 1
NO |  | 127 | 2016 | 1 | 15 | 15 |  | 0249 MARYSVILLE EXT NO |  | 345 | 345 | 3 | 4.84 | 0 | 2 | 2303 ACAR | 0 | 0 | 0 | 0 | 0 | 0 | 0 | 0 | 0 | 0 | 0 | 0 | 0 | 0 | 0 | 0 | 0 | 0 | 0 | 0 | 0 | 0 | 0 | 12 | 1
NO |  | 127 | 2016 | 1 | 16 | 16 |  | 0279 SOUTH CANTON | CANTON CENTRAL | 345 | 345 | 3 | 8.16 | 0 | 2 | 954 ACSR | 0 | 0 | 0 | 0 | 0 | 0 | 0 | 0 | 0 | 0 | 0 | 0 | 0 | 0 | 0 | 0 | 0 | 0 | 0 | 0 | 0 | 0 | 0 | 12 | 1
NO |  | 127 | 2016 | 1 | 17 | 17 |  | 0365 WATERFORD EXTENSION | MUSKINGUM-SPORN | 345 | 345 | 3 | 0.98 | 0 | 0 | 954 ACSR | 0 | 0 | 0 | 0 | 0 | 0 | 0 | 0 | 0 | 0 | 0 | 0 | 0 | 0 | 0 | 0 | 0 | 0 | 0 | 0 | 0 | 0 | 0 | 12 | 1
NO |  | 127 | 2016 | 1 | 18 | 18 |  | 0366 BEVERLY EXTENSION |  | 345 | 345 | 3 | 0.1 | 0 | 0 |  | 0 | 0 | 0 | 0 | 0 | 0 | 0 | 0 | 0 | 0 | 0 | 0 | 0 | 0 | 0 | 0 | 0 | 0 | 0 | 0 | 0 | 0 | 0 | 12 | 1
NO |  | 127 | 2016 | 1 | 19 | 19 |  | 0001 LIMA | FT WAYNE | 138 | 138 | 1 | 0.1 | 0 | 2 | 397.5 ACS | 0 | 0 | 0 | 0 | 0 | 0 | 0 | 0 | 0 | 0 | 0 | 0 | 0 | 0 | 0 | 0 | 0 | 0 | 0 | 0 | 0 | 0 | 0 | 12 | 1
NO |  | 127 | 2016 | 1 | 20 | 20 |  | 0001 LIMA | FT WAYNE | 138 | 138 | 3 | 43.58 | 0 | 2 | 397.5 ACS | 0 | 0 | 0 | 0 | 0 | 0 | 0 | 0 | 0 | 0 | 0 | 0 | 0 | 0 | 0 | 0 | 0 | 0 | 0 | 0 | 0 | 0 | 0 | 12 | 1
NO |  | 127 | 2016 | 1 | 21 | 21 |  | 0004 HOWARD | ASHLAND | 138 | 138 | 3 | 6.15 | 0 | 1 | 397.5 ACS | 0 | 0 | 0 | 0 | 0 | 0 | 0 | 0 | 0 | 0 | 0 | 0 | 0 | 0 | 0 | 0 | 0 | 0 | 0 | 0 | 0 | 0 | 0 | 12 | 1
NO |  | 127 | 2016 | 1 | 22 | 22 |  | 0004 HOWARD | ASHLAND | 138 | 138 | 3 | 1.84 | 0 | 2 | 397.5 ACS | 0 | 0 | 0 | 0 | 0 | 0 | 0 | 0 | 0 | 0 | 0 | 0 | 0 | 0 | 0 | 0 | 0 | 0 | 0 | 0 | 0 | 0 | 0 | 12 | 1
NO |  | 127 | 2016 | 1 | 23 | 23 |  | 0005 WINDSOR | CANTON | 138 | 138 | 3 | 54.39 | 0 | 1 | 556.5 ACS | 0 | 0 | 0 | 0 | 0 | 0 | 0 | 0 | 0 | 0 | 0 | 0 | 0 | 0 | 0 | 0 | 0 | 0 | 0 | 0 | 0 | 0 | 0 | 12 | 1
NO |  | 127 | 2016 | 1 | 24 | 24 |  | 0005 WINDSOR | CANTON | 138 | 138 | 1 | 0.08 | 0 | 1 | 636 ACSR | 0 | 0 | 0 | 0 | 0 | 0 | 0 | 0 | 0 | 0 | 0 | 0 | 0 | 0 | 0 | 0 | 0 | 0 | 0 | 0 | 0 | 0 | 0 | 12 | 1
NO |  | 127 | 2016 | 1 | 25 | 25 |  | 0006 WINDSOR | CANTON (WV) | 138 | 138 | 3 | 0.32 | 0 | 1 | 556.5 ACS | 0 | 0 | 0 | 0 | 0 | 0 | 0 | 0 | 0 | 0 | 0 | 0 | 0 | 0 | 0 | 0 | 0 | 0 | 0 | 0 | 0 | 0 | 0 | 12 | 1
NO |  | 127 | 2016 | 1 | 26 | 26 |  | 0007 PHILO | HOWARD | 138 | 138 | 1 | 0.05 | 0 | 2 | 556.5 ACS | 0 | 0 | 0 | 0 | 0 | 0 | 0 | 0 | 0 | 0 | 0 | 0 | 0 | 0 | 0 | 0 | 0 | 0 | 0 | 0 | 0 | 0 | 0 | 12 | 1
NO |  | 127 | 2016 | 1 | 27 | 27 |  | 0007 PHILO | HOWARD | 138 | 138 | 3 | 80.62 | 0 | 2 | 556.5 ACS | 0 | 0 | 0 | 0 | 0 | 0 | 0 | 0 | 0 | 0 | 0 | 0 | 0 | 0 | 0 | 0 | 0 | 0 | 0 | 0 | 0 | 0 | 0 | 12 | 1
NO |  | 127 | 2016 | 1 | 28 | 28 |  | 0007 PHILO | HOWARD | 138 | 138 | 1 | 0.11 | 0 | 2 | 556.5 ACS | 0 | 0 | 0 | 0 | 0 | 0 | 0 | 0 | 0 | 0 | 0 | 0 | 0 | 0 | 0 | 0 | 0 | 0 | 0 | 0 | 0 | 0 | 0 | 12 | 1
NO |  | 127 | 2016 | 1 | 29 | 29 |  | 0010 FOSTORIA | PEMBERVILLE | 138 | 138 | 3 | 18.49 | 0 | 2 | 336.4 ACS | 0 | 0 | 0 | 0 | 0 | 0 | 0 | 0 | 0 | 0 | 0 | 0 | 0 | 0 | 0 | 0 | 0 | 0 | 0 | 0 | 0 | 0 | 0 | 12 | 1
NO |  | 127 | 2016 | 1 | 30 | 30 |  | 0010 FOSTORIA | PEMBERVILLE | 138 | 138 | 3 | 0.06 | 0 | 1 | 477 ACSR | 0 | 0 | 0 | 0 | 0 | 0 | 0 | 0 | 0 | 0 | 0 | 0 | 0 | 0 | 0 | 0 | 0 | 0 | 0 | 0 | 0 | 0 | 0 | 12 | 1
NO |  | 127 | 2016 | 1 | 31 | 31 |  | 0010 FOSTORIA | PEMBERVILLE | 138 | 138 | 1 | 0 | 0 | 1 | 556.5 ACS | 0 | 0 | 0 | 0 | 0 | 0 | 0 | 0 | 0 | 0 | 0 | 0 | 0 | 0 | 0 | 0 | 0 | 0 | 0 | 0 | 0 | 0 | 0 | 12 | 1
NO |  | 127 | 2016 | 1 | 32 | 32 |  | 0011 PHILO | RUTLAND | 138 | 138 | 3 | 65.7 | 0 | 2 | 397.5 ACS | 0 | 0 | 0 | 0 | 0 | 0 | 0 | 0 | 0 | 0 | 0 | 0 | 0 | 0 | 0 | 0 | 0 | 0 | 0 | 0 | 0 | 0 | 0 | 12 | 1
NO |  | 127 | 2016 | 1 | 33 | 33 |  | 0016 SOUTH POINT | TURNER | 138 | 138 | 3 | 0.48 | 0 | 2 | 397.5 ACS | 0 | 0 | 0 | 0 | 0 | 0 | 0 | 0 | 0 | 0 | 0 | 0 | 0 | 0 | 0 | 0 | 0 | 0 | 0 | 0 | 0 | 0 | 0 | 12 | 1
NO |  | 127 | 2016 | 1 | 34 | 34 |  | 0018 PHILO | TORREY | 138 | 138 | 3 | 69.32 | 0 | 1 | 1033.5 AC | 0 | 0 | 0 | 0 | 0 | 0 | 0 | 0 | 0 | 0 | 0 | 0 | 0 | 0 | 0 | 0 | 0 | 0 | 0 | 0 | 0 | 0 | 0 | 12 | 1
NO |  | 127 | 2016 | 1 | 35 | 35 |  | 0018 PHILO | TORREY | 138 | 138 | 1 | 0.04 | 0 | 1 | 397.5 KCM | 0 | 0 | 0 | 0 | 0 | 0 | 0 | 0 | 0 | 0 | 0 | 0 | 0 | 0 | 0 | 0 | 0 | 0 | 0 | 0 | 0 | 0 | 0 | 12 | 1
NO |  | 127 | 2016 | 2 | 1 | 1 |  | 0018 PHILO | TORREY | 138 | 138 | 1 | 1.37 | 0 | 1 | 397.5 KCM | 0 | 0 | 0 | 0 | 0 | 0 | 0 | 0 | 0 | 0 | 0 | 0 | 0 | 0 | 0 | 0 | 0 | 0 | 0 | 0 | 0 | 0 | 0 | 12 | 1
NO |  | 127 | 2016 | 2 | 2 | 2 |  | 0019 CROOKSVILLE | WEST LANCASTER | 138 | 138 | 3 | 30.7 | 0 | 2 | 397.5 ACS | 0 | 0 | 0 | 0 | 0 | 0 | 0 | 0 | 0 | 0 | 0 | 0 | 0 | 0 | 0 | 0 | 0 | 0 | 0 | 0 | 0 | 0 | 0 | 12 | 1
NO |  | 127 | 2016 | 2 | 3 | 3 |  | 0020 PHILO | CANTON | 138 | 138 | 3 | 73.3 | 0 | 1 | 1033.5 AC | 0 | 0 | 0 | 0 | 0 | 0 | 0 | 0 | 0 | 0 | 0 | 0 | 0 | 0 | 0 | 0 | 0 | 0 | 0 | 0 | 0 | 0 | 0 | 12 | 1
NO |  | 127 | 2016 | 2 | 4 | 4 |  | 0020 PHILO | CANTON | 138 | 138 | 1 | 0.74 | 0 | 1 | 336.4 KCM | 0 | 0 | 0 | 0 | 0 | 0 | 0 | 0 | 0 | 0 | 0 | 0 | 0 | 0 | 0 | 0 | 0 | 0 | 0 | 0 | 0 | 0 | 0 | 12 | 1
NO |  | 127 | 2016 | 2 | 5 | 5 |  | 0025 TIDD | WAGENHALS | 138 | 138 | 3 | 53.29 | 0 | 1 | 1033.5 AC | 0 | 0 | 0 | 0 | 0 | 0 | 0 | 0 | 0 | 0 | 0 | 0 | 0 | 0 | 0 | 0 | 0 | 0 | 0 | 0 | 0 | 0 | 0 | 12 | 1
NO |  | 127 | 2016 | 2 | 6 | 6 |  | 0025 TIDD | WAGENHALS | 138 | 138 | 1 | 0.15 | 0 | 1 | 556.5 KCM | 0 | 0 | 0 | 0 | 0 | 0 | 0 | 0 | 0 | 0 | 0 | 0 | 0 | 0 | 0 | 0 | 0 | 0 | 0 | 0 | 0 | 0 | 0 | 12 | 1
NO |  | 127 | 2016 | 2 | 7 | 7 |  | 0025 TIDD | WAGENHALS | 138 | 138 | 1 | 0.02 | 0 | 1 | 1033.5 KCM | 0 | 0 | 0 | 0 | 0 | 0 | 0 | 0 | 0 | 0 | 0 | 0 | 0 | 0 | 0 | 0 | 0 | 0 | 0 | 0 | 0 | 0 | 0 | 12 | 1
NO |  | 127 | 2016 | 2 | 8 | 8 |  | 0028 PORTSMOUTH | TRENTON NO. 2 | 138 | 138 | 1 | 67.32 | 0 | 1 | 477 ACSR | 0 | 0 | 0 | 0 | 0 | 0 | 0 | 0 | 0 | 0 | 0 | 0 | 0 | 0 | 0 | 0 | 0 | 0 | 0 | 0 | 0 | 0 | 0 | 12 | 1
NO |  | 127 | 2016 | 2 | 9 | 9 |  | 0028 PORTSMOUTH | TRENTON NO. 2 | 138 | 138 | 3 | 0.24 | 0 | 1 | 477 ACSR | 0 | 0 | 0 | 0 | 0 | 0 | 0 | 0 | 0 | 0 | 0 | 0 | 0 | 0 | 0 | 0 | 0 | 0 | 0 | 0 | 0 | 0 | 0 | 12 | 1
NO |  | 127 | 2016 | 2 | 10 | 10 |  | 0028 PORTSMOUTH | TRENTON NO. 2 | 138 | 138 | 3 | 0.45 | 0 | 2 | 6X477 ACS | 0 | 0 | 0 | 0 | 0 | 0 | 0 | 0 | 0 | 0 | 0 | 0 | 0 | 0 | 0 | 0 | 0 | 0 | 0 | 0 | 0 | 0 | 0 | 12 | 1
NO |  | 127 | 2016 | 2 | 11 | 11 |  | 0028 PORTSMOUTH | TRENTON NO. 2 | 138 | 138 | 1 | 0.38 | 0 | 2 | 6X477 KCM | 0 | 0 | 0 | 0 | 0 | 0 | 0 | 0 | 0 | 0 | 0 | 0 | 0 | 0 | 0 | 0 | 0 | 0 | 0 | 0 | 0 | 0 | 0 | 12 | 1
NO |  | 127 | 2016 | 2 | 12 | 12 |  | 0032 TRENTON | MUNCIE | 138 | 138 | 3 | 24.62 | 0 | 1 | 397.5 ACS | 0 | 0 | 0 | 0 | 0 | 0 | 0 | 0 | 0 | 0 | 0 | 0 | 0 | 0 | 0 | 0 | 0 | 0 | 0 | 0 | 0 | 0 | 0 | 12 | 1
NO |  | 127 | 2016 | 2 | 13 | 13 |  | 0033 RUTLAND | SPORN | 138 | 138 | 3 | 4.81 | 0 | 2 | 397.5 ACS | 0 | 0 | 0 | 0 | 0 | 0 | 0 | 0 | 0 | 0 | 0 | 0 | 0 | 0 | 0 | 0 | 0 | 0 | 0 | 0 | 0 | 0 | 0 | 12 | 1
NO |  | 127 | 2016 | 2 | 14 | 14 |  | 0034 SPORN | SOUTH POINT | 138 | 138 | 3 | 8.91 | 0 | 1 | 397.5 ACS | 0 | 0 | 0 | 0 | 0 | 0 | 0 | 0 | 0 | 0 | 0 | 0 | 0 | 0 | 0 | 0 | 0 | 0 | 0 | 0 | 0 | 0 | 0 | 12 | 1
NO |  | 127 | 2016 | 2 | 15 | 15 |  | 0034 SPORN | SOUTH POINT | 138 | 138 | 3 | 40.41 | 0 | 2 | 397.5 ACS | 0 | 0 | 0 | 0 | 0 | 0 | 0 | 0 | 0 | 0 | 0 | 0 | 0 | 0 | 0 | 0 | 0 | 0 | 0 | 0 | 0 | 0 | 0 | 12 | 1
NO |  | 127 | 2016 | 2 | 16 | 16 |  | 0034 SPORN | SOUTH POINT | 138 | 138 | 1 | 0.79 | 0 | 1 | 397.5 KCM | 0 | 0 | 0 | 0 | 0 | 0 | 0 | 0 | 0 | 0 | 0 | 0 | 0 | 0 | 0 | 0 | 0 | 0 | 0 | 0 | 0 | 0 | 0 | 12 | 1
NO |  | 127 | 2016 | 2 | 17 | 17 |  | 0036 SPORN | PORTSMOUTH | 138 | 138 | 1 | 0.2 | 0 | 1 | 477 KCM | 0 | 0 | 0 | 0 | 0 | 0 | 0 | 0 | 0 | 0 | 0 | 0 | 0 | 0 | 0 | 0 | 0 | 0 | 0 | 0 | 0 | 0 | 0 | 12 | 1
NO |  | 127 | 2016 | 2 | 18 | 18 |  | 0036 SPORN | PORTSMOUTH | 138 | 138 | 3 | 0 | 0 | 1 | 477 ACSR | 0 | 0 | 0 | 0 | 0 | 0 | 0 | 0 | 0 | 0 | 0 | 0 | 0 | 0 | 0 | 0 | 0 | 0 | 0 | 0 | 0 | 0 | 0 | 12 | 1
NO |  | 127 | 2016 | 2 | 19 | 19 |  | 0036 SPORN | PORTSMOUTH | 138 | 138 | 3 | 48.39 | 0 | 2 | 477 ACSR | 0 | 0 | 0 | 0 | 0 | 0 | 0 | 0 | 0 | 0 | 0 | 0 | 0 | 0 | 0 | 0 | 0 | 0 | 0 | 0 | 0 | 0 | 0 | 12 | 1
NO |  | 127 | 2016 | 2 | 20 | 20 |  | 0036 SPORN | PORTSMOUTH | 138 | 138 | 1 | 0.26 | 0 | 1 | 1033.5 KCM | 0 | 0 | 0 | 0 | 0 | 0 | 0 | 0 | 0 | 0 | 0 | 0 | 0 | 0 | 0 | 0 | 0 | 0 | 0 | 0 | 0 | 0 | 0 | 12 | 1
NO |  | 127 | 2016 | 2 | 21 | 21 |  | 0037 HILLSBORO | MAYSVILLE | 138 | 138 | 2 | 33.54 | 0 | 1 | 477 ACSR | 0 | 0 | 0 | 0 | 0 | 0 | 0 | 0 | 0 | 0 | 0 | 0 | 0 | 0 | 0 | 0 | 0 | 0 | 0 | 0 | 0 | 0 | 0 | 12 | 1
NO |  | 127 | 2016 | 2 | 22 | 22 |  | 0038 CROOKSVILLE | NORTH NEWARK | 138 | 138 | 1 | 30.67 | 0 | 1 | 397.5 ACS | 0 | 0 | 0 | 0 | 0 | 0 | 0 | 0 | 0 | 0 | 0 | 0 | 0 | 0 | 0 | 0 | 0 | 0 | 0 | 0 | 0 | 0 | 0 | 12 | 1
NO |  | 127 | 2016 | 2 | 23 | 23 |  | 0038 CROOKSVILLE | NORTH NEWARK | 138 | 138 | 3 | 0.58 | 0 | 2 | 397.5 ACS | 0 | 0 | 0 | 0 | 0 | 0 | 0 | 0 | 0 | 0 | 0 | 0 | 0 | 0 | 0 | 0 | 0 | 0 | 0 | 0 | 0 | 0 | 0 | 12 | 1
NO |  | 127 | 2016 | 2 | 24 | 24 |  | 0039 WEST LANCASTER | SOUTH BALTIMORE | 138 | 138 | 1 | 9.82 | 0 | 1 | 397.5 ACS | 0 | 0 | 0 | 0 | 0 | 0 | 0 | 0 | 0 | 0 | 0 | 0 | 0 | 0 | 0 | 0 | 0 | 0 | 0 | 0 | 0 | 0 | 0 | 12 | 1
NO |  | 127 | 2016 | 2 | 25 | 25 |  | 0041 NORTH NEWARK | WEST MT. VERNON | 138 | 138 | 1 | 18.95 | 0 | 1 | 477 ACSR | 0 | 0 | 0 | 0 | 0 | 0 | 0 | 0 | 0 | 0 | 0 | 0 | 0 | 0 | 0 | 0 | 0 | 0 | 0 | 0 | 0 | 0 | 0 | 12 | 1
NO |  | 127 | 2016 | 2 | 26 | 26 |  | 0041 NORTH NEWARK | WEST MT. VERNON | 138 | 138 | 3 | 2.81 | 0 | 2 | 477 ACSR | 0 | 0 | 0 | 0 | 0 | 0 | 0 | 0 | 0 | 0 | 0 | 0 | 0 | 0 | 0 | 0 | 0 | 0 | 0 | 0 | 0 | 0 | 0 | 12 | 1
NO |  | 127 | 2016 | 2 | 27 | 27 |  | 0042 SOUTH BALTIMORE | NORTH NEWARK | 138 | 138 | 1 | 20.5 | 0 | 1 | 397.5 ACS | 0 | 0 | 0 | 0 | 0 | 0 | 0 | 0 | 0 | 0 | 0 | 0 | 0 | 0 | 0 | 0 | 0 | 0 | 0 | 0 | 0 | 0 | 0 | 12 | 1
NO |  | 127 | 2016 | 2 | 28 | 28 |  | 0042 SOUTH BALTIMORE | NORTH NEWARK | 138 | 138 | 1 | 0.54 | 0 | 1 | 397.5 ACS | 0 | 0 | 0 | 0 | 0 | 0 | 0 | 0 | 0 | 0 | 0 | 0 | 0 | 0 | 0 | 0 | 0 | 0 | 0 | 0 | 0 | 0 | 0 | 12 | 1
NO |  | 127 | 2016 | 2 | 29 | 29 |  | 0042 SOUTH BALTIMORE | NORTH NEWARK | 138 | 138 | 3 | 0.05 | 0 | 1 | 397.5 ACS | 0 | 0 | 0 | 0 | 0 | 0 | 0 | 0 | 0 | 0 | 0 | 0 | 0 | 0 | 0 | 0 | 0 | 0 | 0 | 0 | 0 | 0 | 0 | 12 | 1
NO |  | 127 | 2016 | 2 | 30 | 30 |  | 0042 SOUTH BALTIMORE | NORTH NEWARK | 138 | 138 | 3 | 0.08 | 0 | 2 | 795 ACSR | 0 | 0 | 0 | 0 | 0 | 0 | 0 | 0 | 0 | 0 | 0 | 0 | 0 | 0 | 0 | 0 | 0 | 0 | 0 | 0 | 0 | 0 | 0 | 12 | 1
NO |  | 127 | 2016 | 2 | 31 | 31 |  | 0043 BELLEFONTE EXT. |  | 138 | 138 | 3 | 2.8 | 0 | 2 | 397.5 ACS | 0 | 0 | 0 | 0 | 0 | 0 | 0 | 0 | 0 | 0 | 0 | 0 | 0 | 0 | 0 | 0 | 0 | 0 | 0 | 0 | 0 | 0 | 0 | 12 | 1
NO |  | 127 | 2016 | 2 | 32 | 32 |  | 0044 SUMMERFIELD | NATRIUM | 138 | 138 | 3 | 27.07 | 0 | 2 | 556.5 ACS | 0 | 0 | 0 | 0 | 0 | 0 | 0 | 0 | 0 | 0 | 0 | 0 | 0 | 0 | 0 | 0 | 0 | 0 | 0 | 0 | 0 | 0 | 0 | 12 | 1
NO |  | 127 | 2016 | 2 | 33 | 33 |  | 0045 PHILO | MUSKINGUM | 138 | 138 | 3 | 23.16 | 0 | 2 | 636 ACSR | 0 | 0 | 0 | 0 | 0 | 0 | 0 | 0 | 0 | 0 | 0 | 0 | 0 | 0 | 0 | 0 | 0 | 0 | 0 | 0 | 0 | 0 | 0 | 12 | 1
NO |  | 127 | 2016 | 2 | 34 | 34 |  | 0046 MUSKINGUM | SUMMERFIELD | 138 | 138 | 3 | 25.31 | 0 | 2 | 556.5 ACS | 0 | 0 | 0 | 0 | 0 | 0 | 0 | 0 | 0 | 0 | 0 | 0 | 0 | 0 | 0 | 0 | 0 | 0 | 0 | 0 | 0 | 0 | 0 | 12 | 1
NO |  | 127 | 2016 | 2 | 35 | 35 |  | 0049 FOSTORIA | EAST LIMA | 138 | 138 | 1 | 0.06 | 0 | 1 | 397.5 ACS | 0 | 0 | 0 | 0 | 0 | 0 | 0 | 0 | 0 | 0 | 0 | 0 | 0 | 0 | 0 | 0 | 0 | 0 | 0 | 0 | 0 | 0 | 0 | 12 | 1
NO |  | 127 | 2016 | 3 | 1 | 1 |  | 0049 FOSTORIA | EAST LIMA | 138 | 138 | 1 | 0.45 | 0 | 1 | 336.4 KCM | 0 | 0 | 0 | 0 | 0 | 0 | 0 | 0 | 0 | 0 | 0 | 0 | 0 | 0 | 0 | 0 | 0 | 0 | 0 | 0 | 0 | 0 | 0 | 12 | 1
NO |  | 127 | 2016 | 3 | 2 | 2 |  | 0049 FOSTORIA | EAST LIMA | 138 | 138 | 1 | 0.36 | 0 | 1 | 795 KCM | 0 | 0 | 0 | 0 | 0 | 0 | 0 | 0 | 0 | 0 | 0 | 0 | 0 | 0 | 0 | 0 | 0 | 0 | 0 | 0 | 0 | 0 | 0 | 12 | 1
NO |  | 127 | 2016 | 3 | 3 | 3 |  | 0049 FOSTORIA | EAST LIMA | 138 | 138 | 3 | 40.06 | 0 | 2 | 397.5 ACS | 0 | 0 | 0 | 0 | 0 | 0 | 0 | 0 | 0 | 0 | 0 | 0 | 0 | 0 | 0 | 0 | 0 | 0 | 0 | 0 | 0 | 0 | 0 | 12 | 1
NO |  | 127 | 2016 | 3 | 4 | 4 |  | 0050 EAST LIMA | LIMA | 138 | 138 | 3 | 4.43 | 0 | 2 | 397.5 ACS | 0 | 0 | 0 | 0 | 0 | 0 | 0 | 0 | 0 | 0 | 0 | 0 | 0 | 0 | 0 | 0 | 0 | 0 | 0 | 0 | 0 | 0 | 0 | 12 | 1
NO |  | 127 | 2016 | 3 | 5 | 5 |  | 0055 TORREY | WOOSTER | 138 | 138 | 1 | 26.39 | 0 | 1 | 556.5 ACS | 0 | 0 | 0 | 0 | 0 | 0 | 0 | 0 | 0 | 0 | 0 | 0 | 0 | 0 | 0 | 0 | 0 | 0 | 0 | 0 | 0 | 0 | 0 | 12 | 1
NO |  | 127 | 2016 | 3 | 6 | 6 |  | 0055 TORREY | WOOSTER | 138 | 138 | 3 | 2.3 | 0 | 1 | 556.5 ACS | 0 | 0 | 0 | 0 | 0 | 0 | 0 | 0 | 0 | 0 | 0 | 0 | 0 | 0 | 0 | 0 | 0 | 0 | 0 | 0 | 0 | 0 | 0 | 12 | 1
NO |  | 127 | 2016 | 3 | 7 | 7 |  | 0056 WEST MT. VERNON | SOUTH KENTON | 138 | 138 | 1 | 59.06 | 0 | 1 | 477 ACSR | 0 | 0 | 0 | 0 | 0 | 0 | 0 | 0 | 0 | 0 | 0 | 0 | 0 | 0 | 0 | 0 | 0 | 0 | 0 | 0 | 0 | 0 | 0 | 12 | 1
NO |  | 127 | 2016 | 3 | 8 | 8 |  | 0057 SOUTH KENTON | STERLING | 138 | 138 | 3 | 0.09 | 0 | 1 | 336.4 ACS | 0 | 0 | 0 | 0 | 0 | 0 | 0 | 0 | 0 | 0 | 0 | 0 | 0 | 0 | 0 | 0 | 0 | 0 | 0 | 0 | 0 | 0 | 0 | 12 | 1
NO |  | 127 | 2016 | 3 | 9 | 9 |  | 0057 SOUTH KENTON | STERLING | 138 | 138 | 1 | 24.58 | 0 | 1 | 477 KCM | 0 | 0 | 0 | 0 | 0 | 0 | 0 | 0 | 0 | 0 | 0 | 0 | 0 | 0 | 0 | 0 | 0 | 0 | 0 | 0 | 0 | 0 | 0 | 12 | 1
NO |  | 127 | 2016 | 3 | 10 | 10 |  | 0058 SOUTH POINT | PORTSMOUTH | 138 | 138 | 3 | 0.04 | 0 | 1 | 397.5 ACS | 0 | 0 | 0 | 0 | 0 | 0 | 0 | 0 | 0 | 0 | 0 | 0 | 0 | 0 | 0 | 0 | 0 | 0 | 0 | 0 | 0 | 0 | 0 | 12 | 1
NO |  | 127 | 2016 | 3 | 11 | 11 |  | 0058 SOUTH POINT | PORTSMOUTH | 138 | 138 | 3 | 34.26 | 0 | 2 | 397.5 ACS | 0 | 0 | 0 | 0 | 0 | 0 | 0 | 0 | 0 | 0 | 0 | 0 | 0 | 0 | 0 | 0 | 0 | 0 | 0 | 0 | 0 | 0 | 0 | 12 | 1
NO |  | 127 | 2016 | 3 | 12 | 12 |  | 0058 SOUTH POINT | PORTSMOUTH | 138 | 138 | 1 | 0.31 | 0 | 2 | 397.5 KCM | 0 | 0 | 0 | 0 | 0 | 0 | 0 | 0 | 0 | 0 | 0 | 0 | 0 | 0 | 0 | 0 | 0 | 0 | 0 | 0 | 0 | 0 | 0 | 12 | 1
NO |  | 127 | 2016 | 3 | 13 | 13 |  | 0059 PHILO | CROOKSVILLE | 138 | 138 | 3 | 15.37 | 0 | 2 | 336.4 ACS | 0 | 0 | 0 | 0 | 0 | 0 | 0 | 0 | 0 | 0 | 0 | 0 | 0 | 0 | 0 | 0 | 0 | 0 | 0 | 0 | 0 | 0 | 0 | 12 | 1
NO |  | 127 | 2016 | 3 | 14 | 14 |  | 0060 LIMA | STERLING | 138 | 138 | 1 | 0 | 0 | 1 | 4/0 CU. | 0 | 0 | 0 | 0 | 0 | 0 | 0 | 0 | 0 | 0 | 0 | 0 | 0 | 0 | 0 | 0 | 0 | 0 | 0 | 0 | 0 | 0 | 0 | 12 | 1
NO |  | 127 | 2016 | 3 | 15 | 15 |  | 0060 LIMA | STERLING | 138 | 138 | 3 | 0 | 0 | 1 | 795 ACSR | 0 | 0 | 0 | 0 | 0 | 0 | 0 | 0 | 0 | 0 | 0 | 0 | 0 | 0 | 0 | 0 | 0 | 0 | 0 | 0 | 0 | 0 | 0 | 12 | 1
NO |  | 127 | 2016 | 3 | 16 | 16 |  | 0061 EAST LIMA | WEST LIMA | 138 | 138 | 1 | 0.15 | 0 | 2 | 556.5 ACS | 0 | 0 | 0 | 0 | 0 | 0 | 0 | 0 | 0 | 0 | 0 | 0 | 0 | 0 | 0 | 0 | 0 | 0 | 0 | 0 | 0 | 0 | 0 | 12 | 1
NO |  | 127 | 2016 | 3 | 17 | 17 |  | 0061 EAST LIMA | WEST LIMA | 138 | 138 | 3 | 11.19 | 0 | 2 | 556.5 ACS | 0 | 0 | 0 | 0 | 0 | 0 | 0 | 0 | 0 | 0 | 0 | 0 | 0 | 0 | 0 | 0 | 0 | 0 | 0 | 0 | 0 | 0 | 0 | 12 | 1
NO |  | 127 | 2016 | 3 | 18 | 18 |  | 0061 EAST LIMA | WEST LIMA | 138 | 138 | 3 | 1.05 | 0 | 3 | 556.5 ACS | 0 | 0 | 0 | 0 | 0 | 0 | 0 | 0 | 0 | 0 | 0 | 0 | 0 | 0 | 0 | 0 | 0 | 0 | 0 | 0 | 0 | 0 | 0 | 12 | 1
NO |  | 127 | 2016 | 3 | 19 | 19 |  | 0063 TORREY | MASSILLON | 138 | 138 | 3 | 0.29 | 0 | 2 | 1033.5 AC | 0 | 0 | 0 | 0 | 0 | 0 | 0 | 0 | 0 | 0 | 0 | 0 | 0 | 0 | 0 | 0 | 0 | 0 | 0 | 0 | 0 | 0 | 0 | 12 | 1
NO |  | 127 | 2016 | 3 | 20 | 20 |  | 0066 WAGENHALS | WEST CANTON | 138 | 138 | 3 | 9.16 | 0 | 1 | 556.5 ACS | 0 | 0 | 0 | 0 | 0 | 0 | 0 | 0 | 0 | 0 | 0 | 0 | 0 | 0 | 0 | 0 | 0 | 0 | 0 | 0 | 0 | 0 | 0 | 12 | 1
NO |  | 127 | 2016 | 3 | 21 | 21 |  | 0066 WAGENHALS | WEST CANTON | 138 | 138 | 3 | 0.85 | 0 | 2 | 795 ACSR | 0 | 0 | 0 | 0 | 0 | 0 | 0 | 0 | 0 | 0 | 0 | 0 | 0 | 0 | 0 | 0 | 0 | 0 | 0 | 0 | 0 | 0 | 0 | 12 | 1
NO |  | 127 | 2016 | 3 | 22 | 22 |  | 0067 TORREY | AKRON | 138 | 138 | 3 | 0.28 | 0 | 1 | 556.5 ACS | 0 | 0 | 0 | 0 | 0 | 0 | 0 | 0 | 0 | 0 | 0 | 0 | 0 | 0 | 0 | 0 | 0 | 0 | 0 | 0 | 0 | 0 | 0 | 12 | 1
NO |  | 127 | 2016 | 3 | 23 | 23 |  | 0069 TIDD | SOUTH CADIZ | 138 | 138 | 1 | 16.59 | 0 | 1 | 477 ACSR | 0 | 0 | 0 | 0 | 0 | 0 | 0 | 0 | 0 | 0 | 0 | 0 | 0 | 0 | 0 | 0 | 0 | 0 | 0 | 0 | 0 | 0 | 0 | 12 | 1
NO |  | 127 | 2016 | 3 | 24 | 24 |  | 0071 AKRON | CANTON | 138 | 138 | 3 | 3.75 | 0 | 1 | 200 CU | 0 | 0 | 0 | 0 | 0 | 0 | 0 | 0 | 0 | 0 | 0 | 0 | 0 | 0 | 0 | 0 | 0 | 0 | 0 | 0 | 0 | 0 | 0 | 12 | 1
NO |  | 127 | 2016 | 3 | 25 | 25 |  | 0072 TIDD | WEIRTON NO. 2 | 138 | 138 | 1 | 5.88 | 0 | 1 | 556.5 ACS | 0 | 0 | 0 | 0 | 0 | 0 | 0 | 0 | 0 | 0 | 0 | 0 | 0 | 0 | 0 | 0 | 0 | 0 | 0 | 0 | 0 | 0 | 0 | 12 | 1
NO |  | 127 | 2016 | 3 | 26 | 26 |  | 0072 TIDD | WEIRTON NO. 2 | 138 | 138 | 3 | 0.38 | 0 | 1 | 556.5 ACS | 0 | 0 | 0 | 0 | 0 | 0 | 0 | 0 | 0 | 0 | 0 | 0 | 0 | 0 | 0 | 0 | 0 | 0 | 0 | 0 | 0 | 0 | 0 | 12 | 1
NO |  | 127 | 2016 | 3 | 27 | 27 |  | 0073 WEIRTON | SOUTH TORONTO | 69 | 138 | 3 | 0.48 | 0 | 2 | 219.9 ACS | 0 | 0 | 0 | 0 | 0 | 0 | 0 | 0 | 0 | 0 | 0 | 0 | 0 | 0 | 0 | 0 | 0 | 0 | 0 | 0 | 0 | 0 | 0 | 12 | 1
NO |  | 127 | 2016 | 3 | 28 | 28 |  | 0073 WEIRTON | SOUTH TORONTO | 138 | 138 | 3 | 0.14 | 0 | 1 | 556.5 ACS | 0 | 0 | 0 | 0 | 0 | 0 | 0 | 0 | 0 | 0 | 0 | 0 | 0 | 0 | 0 | 0 | 0 | 0 | 0 | 0 | 0 | 0 | 0 | 12 | 1
NO |  | 127 | 2016 | 3 | 29 | 29 |  | 0075 SPORN | KAISER NO. 1 | 138 | 138 | 3 | 4.25 | 0 | 2 | 795 ACSR | 0 | 0 | 0 | 0 | 0 | 0 | 0 | 0 | 0 | 0 | 0 | 0 | 0 | 0 | 0 | 0 | 0 | 0 | 0 | 0 | 0 | 0 | 0 | 12 | 1
NO |  | 127 | 2016 | 3 | 30 | 30 |  | 0076 LUCASVILLE | SARGENTS | 138 | 138 | 1 | 11.31 | 0 | 1 | 636 ACSR | 0 | 0 | 0 | 0 | 0 | 0 | 0 | 0 | 0 | 0 | 0 | 0 | 0 | 0 | 0 | 0 | 0 | 0 | 0 | 0 | 0 | 0 | 0 | 12 | 1
NO |  | 127 | 2016 | 3 | 31 | 31 |  | 0076 LUCASVILLE | SARGENTS | 138 | 138 | 1 | 0.57 | 0 | 1 | 636 KCM | 0 | 0 | 0 | 0 | 0 | 0 | 0 | 0 | 0 | 0 | 0 | 0 | 0 | 0 | 0 | 0 | 0 | 0 | 0 | 0 | 0 | 0 | 0 | 12 | 1
NO |  | 127 | 2016 | 3 | 32 | 32 |  | 0078 TIDD | WINDSOR JCT. | 138 | 138 | 3 | 3.77 | 0 | 1 | 1780 ACSR | 0 | 0 | 0 | 0 | 0 | 0 | 0 | 0 | 0 | 0 | 0 | 0 | 0 | 0 | 0 | 0 | 0 | 0 | 0 | 0 | 0 | 0 | 0 | 12 | 1
NO |  | 127 | 2016 | 3 | 33 | 33 |  | 0080 NEWCOMERSTOWN | SOUTH COSHOCTON | 138 | 138 | 1 | 13.12 | 0 | 1 | 336.4 ACS | 0 | 0 | 0 | 0 | 0 | 0 | 0 | 0 | 0 | 0 | 0 | 0 | 0 | 0 | 0 | 0 | 0 | 0 | 0 | 0 | 0 | 0 | 0 | 12 | 1
NO |  | 127 | 2016 | 3 | 34 | 34 |  | 0080 NEWCOMERSTOWN | SOUTH COSHOCTON | 138 | 138 | 3 | 1.21 | 0 | 0 | 336.4 ACS | 0 | 0 | 0 | 0 | 0 | 0 | 0 | 0 | 0 | 0 | 0 | 0 | 0 | 0 | 0 | 0 | 0 | 0 | 0 | 0 | 0 | 0 | 0 | 12 | 1
NO |  | 127 | 2016 | 3 | 35 | 35 |  | 0081 FORD MOTOR EXT |  | 138 | 138 | 3 | 0.25 | 0 | 2 | 397.5 ACS | 0 | 0 | 0 | 0 | 0 | 0 | 0 | 0 | 0 | 0 | 0 | 0 | 0 | 0 | 0 | 0 | 0 | 0 | 0 | 0 | 0 | 0 | 0 | 12 | 1
NO |  | 127 | 2016 | 4 | 1 | 1 |  | 0086 SPORN | KAISER NO. 2 | 138 | 138 | 3 | 5.67 | 0 | 2 | 795 ACSR | 0 | 0 | 0 | 0 | 0 | 0 | 0 | 0 | 0 | 0 | 0 | 0 | 0 | 0 | 0 | 0 | 0 | 0 | 0 | 0 | 0 | 0 | 0 | 12 | 1
NO |  | 127 | 2016 | 4 | 2 | 2 |  | 0087 WINDSOR JUNCTION | TILTONVILLE | 138 | 138 | 3 | 3.81 | 0 | 1 | 556.5 ACS | 0 | 0 | 0 | 0 | 0 | 0 | 0 | 0 | 0 | 0 | 0 | 0 | 0 | 0 | 0 | 0 | 0 | 0 | 0 | 0 | 0 | 0 | 0 | 12 | 1
NO |  | 127 | 2016 | 4 | 3 | 3 |  | 0087 WINDSOR JUNCTION | TILTONVILLE | 138 | 138 | 3 | 0.3 | 0 | 2 | 556.5 ACS | 0 | 0 | 0 | 0 | 0 | 0 | 0 | 0 | 0 | 0 | 0 | 0 | 0 | 0 | 0 | 0 | 0 | 0 | 0 | 0 | 0 | 0 | 0 | 12 | 1
NO |  | 127 | 2016 | 4 | 4 | 4 |  | 0089 WEST PHILO EXT. NO. 1 |  | 138 | 138 | 1 | 0.05 | 0 | 1 | 397.5 ACS | 0 | 0 | 0 | 0 | 0 | 0 | 0 | 0 | 0 | 0 | 0 | 0 | 0 | 0 | 0 | 0 | 0 | 0 | 0 | 0 | 0 | 0 | 0 | 12 | 1
NO |  | 127 | 2016 | 4 | 5 | 5 |  | 0090 WEST PHILO EXT. NO. 1 |  | 138 | 138 | 1 | 0.13 | 0 | 1 | 397.5 ACS | 0 | 0 | 0 | 0 | 0 | 0 | 0 | 0 | 0 | 0 | 0 | 0 | 0 | 0 | 0 | 0 | 0 | 0 | 0 | 0 | 0 | 0 | 0 | 12 | 1
NO |  | 127 | 2016 | 4 | 6 | 6 |  | 0091 KAMMER | OHIO FERRO ALLOYS | 138 | 138 | 1 | 2.45 | 0 | 1 | 556.5 ACS | 0 | 0 | 0 | 0 | 0 | 0 | 0 | 0 | 0 | 0 | 0 | 0 | 0 | 0 | 0 | 0 | 0 | 0 | 0 | 0 | 0 | 0 | 0 | 12 | 1
NO |  | 127 | 2016 | 4 | 7 | 7 |  | 0091 KAMMER | OHIO FERRO ALLOYS (WV) | 138 | 138 | 3 | 0.71 | 0 | 1 | 556.5 ACS | 0 | 0 | 0 | 0 | 0 | 0 | 0 | 0 | 0 | 0 | 0 | 0 | 0 | 0 | 0 | 0 | 0 | 0 | 0 | 0 | 0 | 0 | 0 | 12 | 1
NO |  | 127 | 2016 | 4 | 8 | 8 |  | 0095 PORTSMOUTH | TRENTON NO. 1 | 138 | 138 | 1 | 63.74 | 0 | 1 | 477 ACSR | 0 | 0 | 0 | 0 | 0 | 0 | 0 | 0 | 0 | 0 | 0 | 0 | 0 | 0 | 0 | 0 | 0 | 0 | 0 | 0 | 0 | 0 | 0 | 12 | 1
NO |  | 127 | 2016 | 4 | 9 | 9 |  | 0095 PORTSMOUTH | TRENTON NO. 1 | 138 | 138 | 1 | 0.25 | 0 | 1 | 477 KCM | 0 | 0 | 0 | 0 | 0 | 0 | 0 | 0 | 0 | 0 | 0 | 0 | 0 | 0 | 0 | 0 | 0 | 0 | 0 | 0 | 0 | 0 | 0 | 12 | 1
NO |  | 127 | 2016 | 4 | 10 | 10 |  | 0095 PORTSMOUTH | TRENTON NO. 1 | 138 | 138 | 3 | 1.04 | 0 | 1 | 477 ACSR | 0 | 0 | 0 | 0 | 0 | 0 | 0 | 0 | 0 | 0 | 0 | 0 | 0 | 0 | 0 | 0 | 0 | 0 | 0 | 0 | 0 | 0 | 0 | 12 | 1
NO |  | 127 | 2016 | 4 | 11 | 11 |  | 0095 PORTSMOUTH | TRENTON NO. 1 | 138 | 138 | 3 | 0.24 | 0 | 2 | 477 ACSR | 0 | 0 | 0 | 0 | 0 | 0 | 0 | 0 | 0 | 0 | 0 | 0 | 0 | 0 | 0 | 0 | 0 | 0 | 0 | 0 | 0 | 0 | 0 | 12 | 1
NO |  | 127 | 2016 | 4 | 12 | 12 |  | 0096 THIVENER | BUCKEYE CO-OP | 138 | 138 | 1 | 4.94 | 0 | 1 | 219.9 ACS | 0 | 0 | 0 | 0 | 0 | 0 | 0 | 0 | 0 | 0 | 0 | 0 | 0 | 0 | 0 | 0 | 0 | 0 | 0 | 0 | 0 | 0 | 0 | 12 | 1
NO |  | 127 | 2016 | 4 | 13 | 13 |  | 0096 THIVENER | BUCKEYE CO-OP | 138 | 138 | 1 | 1.22 | 0 | 1 | 219.9 KCM | 0 | 0 | 0 | 0 | 0 | 0 | 0 | 0 | 0 | 0 | 0 | 0 | 0 | 0 | 0 | 0 | 0 | 0 | 0 | 0 | 0 | 0 | 0 | 12 | 1
NO |  | 127 | 2016 | 4 | 14 | 14 |  | 0097 MERCERVILLE | APPLE GROVE | 138 | 138 | 3 | 5.11 | 0 | 2 | 397.5 ACS | 0 | 0 | 0 | 0 | 0 | 0 | 0 | 0 | 0 | 0 | 0 | 0 | 0 | 0 | 0 | 0 | 0 | 0 | 0 | 0 | 0 | 0 | 0 | 12 | 1
NO |  | 127 | 2016 | 4 | 15 | 15 |  | 0098 MILLWOOD EXT. |  | 138 | 138 | 1 | 0.1 | 0 | 1 | 500 CU. | 0 | 0 | 0 | 0 | 0 | 0 | 0 | 0 | 0 | 0 | 0 | 0 | 0 | 0 | 0 | 0 | 0 | 0 | 0 | 0 | 0 | 0 | 0 | 12 | 1
NO |  | 127 | 2016 | 4 | 16 | 16 |  | 0101 THIVENER EXT. |  | 138 | 138 | 1 | 0.09 | 0 | 1 | 219.9 ACS | 0 | 0 | 0 | 0 | 0 | 0 | 0 | 0 | 0 | 0 | 0 | 0 | 0 | 0 | 0 | 0 | 0 | 0 | 0 | 0 | 0 | 0 | 0 | 12 | 1
NO |  | 127 | 2016 | 4 | 17 | 17 |  | 0102 MEIGS EXT. NO. 1 |  | 138 | 138 | 1 | 0.1 | 0 | 1 | 219.9 ACS | 0 | 0 | 0 | 0 | 0 | 0 | 0 | 0 | 0 | 0 | 0 | 0 | 0 | 0 | 0 | 0 | 0 | 0 | 0 | 0 | 0 | 0 | 0 | 12 | 1
NO |  | 127 | 2016 | 4 | 18 | 18 |  | 0103 MEIGS EXT NO. 2 |  | 138 | 138 | 1 | 0.1 | 0 | 1 | 219.9 ACS | 0 | 0 | 0 | 0 | 0 | 0 | 0 | 0 | 0 | 0 | 0 | 0 | 0 | 0 | 0 | 0 | 0 | 0 | 0 | 0 | 0 | 0 | 0 | 12 | 1
NO |  | 127 | 2016 | 4 | 19 | 19 |  | 0103 MEIGS EXT NO. 2 |  | 138 | 138 | 3 | 0.07 | 0 | 1 | 556.5 ACS | 0 | 0 | 0 | 0 | 0 | 0 | 0 | 0 | 0 | 0 | 0 | 0 | 0 | 0 | 0 | 0 | 0 | 0 | 0 | 0 | 0 | 0 | 0 | 12 | 1
NO |  | 127 | 2016 | 4 | 20 | 20 |  | 0108 OHIO CENTRAL | NORTH NEWARK | 138 | 138 | 3 | 0.33 | 0 | 2 | 397.5 ACS | 0 | 0 | 0 | 0 | 0 | 0 | 0 | 0 | 0 | 0 | 0 | 0 | 0 | 0 | 0 | 0 | 0 | 0 | 0 | 0 | 0 | 0 | 0 | 12 | 1
NO |  | 127 | 2016 | 4 | 21 | 21 |  | 0108 OHIO CENTRAL | NORTH NEWARK | 138 | 138 | 1 | 21.3 | 0 | 1 | 556.5 ACS | 0 | 0 | 0 | 0 | 0 | 0 | 0 | 0 | 0 | 0 | 0 | 0 | 0 | 0 | 0 | 0 | 0 | 0 | 0 | 0 | 0 | 0 | 0 | 12 | 1
NO |  | 127 | 2016 | 4 | 22 | 22 |  | 0110 NORTH STRASBURG EXT |  | 138 | 138 | 1 | 0.06 | 0 | 1 | 1033.5 AC | 0 | 0 | 0 | 0 | 0 | 0 | 0 | 0 | 0 | 0 | 0 | 0 | 0 | 0 | 0 | 0 | 0 | 0 | 0 | 0 | 0 | 0 | 0 | 12 | 1
NO |  | 127 | 2016 | 4 | 23 | 23 |  | 0111 NORTH STRASBURG EXT |  | 138 | 138 | 1 | 0.06 | 0 | 1 | 1033.5 AC | 0 | 0 | 0 | 0 | 0 | 0 | 0 | 0 | 0 | 0 | 0 | 0 | 0 | 0 | 0 | 0 | 0 | 0 | 0 | 0 | 0 | 0 | 0 | 12 | 1
NO |  | 127 | 2016 | 4 | 24 | 24 |  | 0112 ZANESVILLE EXT. |  | 138 | 138 | 3 | 6.48 | 0 | 2 | 336.4 ACS | 0 | 0 | 0 | 0 | 0 | 0 | 0 | 0 | 0 | 0 | 0 | 0 | 0 | 0 | 0 | 0 | 0 | 0 | 0 | 0 | 0 | 0 | 0 | 12 | 1
NO |  | 127 | 2016 | 4 | 25 | 25 |  | 0113 HOWARD | BUCYRUS CENTER | 138 | 138 | 3 | 16.3 | 0 | 1 | 556.5 ACS | 0 | 0 | 0 | 0 | 0 | 0 | 0 | 0 | 0 | 0 | 0 | 0 | 0 | 0 | 0 | 0 | 0 | 0 | 0 | 0 | 0 | 0 | 0 | 12 | 1
NO |  | 127 | 2016 | 4 | 26 | 26 |  | 0113 HOWARD | BUCYRUS CENTER | 138 | 138 | 3 | 0.27 | 0 | 2 | 556.5 ACS | 0 | 0 | 0 | 0 | 0 | 0 | 0 | 0 | 0 | 0 | 0 | 0 | 0 | 0 | 0 | 0 | 0 | 0 | 0 | 0 | 0 | 0 | 0 | 12 | 1
NO |  | 127 | 2016 | 4 | 27 | 27 |  | 0114 SOUTH PEMBERVILLE | FREEMONT | 138 | 138 | 1 | 14.18 | 0 | 1 | 556.5 ACS | 0 | 0 | 0 | 0 | 0 | 0 | 0 | 0 | 0 | 0 | 0 | 0 | 0 | 0 | 0 | 0 | 0 | 0 | 0 | 0 | 0 | 0 | 0 | 12 | 1
NO |  | 127 | 2016 | 4 | 28 | 28 |  | 0114 SOUTH PEMBERVILLE | FREEMONT | 138 | 138 | 3 | 1.29 | 0 | 2 | 556.5 ACS | 0 | 0 | 0 | 0 | 0 | 0 | 0 | 0 | 0 | 0 | 0 | 0 | 0 | 0 | 0 | 0 | 0 | 0 | 0 | 0 | 0 | 0 | 0 | 12 | 1
NO |  | 127 | 2016 | 4 | 29 | 29 |  | 0115 SUMMERFIELD | BERNE | 138 | 138 | 1 | 3.42 | 0 | 1 | 4/0 ACSR | 0 | 0 | 0 | 0 | 0 | 0 | 0 | 0 | 0 | 0 | 0 | 0 | 0 | 0 | 0 | 0 | 0 | 0 | 0 | 0 | 0 | 0 | 0 | 12 | 1
NO |  | 127 | 2016 | 4 | 30 | 30 |  | 0115 SUMMERFIELD | BERNE | 138 | 138 | 3 | 0.13 | 0 | 0 | 1351.5 ACSR | 0 | 0 | 0 | 0 | 0 | 0 | 0 | 0 | 0 | 0 | 0 | 0 | 0 | 0 | 0 | 0 | 0 | 0 | 0 | 0 | 0 | 0 | 0 | 12 | 1
NO |  | 127 | 2016 | 4 | 31 | 31 |  | 0118 SOUTH COSHOCTON | WOOSTER | 138 | 138 | 1 | 39.51 | 0 | 1 | 477 ACSR | 0 | 0 | 0 | 0 | 0 | 0 | 0 | 0 | 0 | 0 | 0 | 0 | 0 | 0 | 0 | 0 | 0 | 0 | 0 | 0 | 0 | 0 | 0 | 12 | 1
NO |  | 127 | 2016 | 4 | 32 | 32 |  | 0120 OHIO CENTRAL | COSHOCTON JCT. | 138 | 138 | 3 | 0.2 | 0 | 1 | 556.5 ACS | 0 | 0 | 0 | 0 | 0 | 0 | 0 | 0 | 0 | 0 | 0 | 0 | 0 | 0 | 0 | 0 | 0 | 0 | 0 | 0 | 0 | 0 | 0 | 12 | 1
NO |  | 127 | 2016 | 4 | 33 | 33 |  | 0120 OHIO CENTRAL | COSHOCTON JCT. | 138 | 138 | 3 | 14.34 | 0 | 2 | 636 ACSR | 0 | 0 | 0 | 0 | 0 | 0 | 0 | 0 | 0 | 0 | 0 | 0 | 0 | 0 | 0 | 0 | 0 | 0 | 0 | 0 | 0 | 0 | 0 | 12 | 1
NO |  | 127 | 2016 | 4 | 34 | 34 |  | 0120 OHIO CENTRAL | COSHOCTON JCT. | 138 | 138 | 1 | 0.18 | 0 | 1 | 636 KCM | 0 | 0 | 0 | 0 | 0 | 0 | 0 | 0 | 0 | 0 | 0 | 0 | 0 | 0 | 0 | 0 | 0 | 0 | 0 | 0 | 0 | 0 | 0 | 12 | 1
NO |  | 127 | 2016 | 4 | 35 | 35 |  | 0122 KAMMER | ORMET NO. 1 | 138 | 138 | 3 | 1.71 | 0 | 2 | 1033.5 AC | 0 | 0 | 0 | 0 | 0 | 0 | 0 | 0 | 0 | 0 | 0 | 0 | 0 | 0 | 0 | 0 | 0 | 0 | 0 | 0 | 0 | 0 | 0 | 12 | 1
NO |  | 127 | 2016 | 5 | 1 | 1 |  | 0123 FINDLAY CENTER EXT. |  | 138 | 138 | 3 | 6.87 | 0 | 1 | 556.5 ACS | 0 | 0 | 0 | 0 | 0 | 0 | 0 | 0 | 0 | 0 | 0 | 0 | 0 | 0 | 0 | 0 | 0 | 0 | 0 | 0 | 0 | 0 | 0 | 12 | 1
NO |  | 127 | 2016 | 5 | 2 | 2 |  | 0125 TIDD | WEIRTON NO. 1 | 138 | 138 | 3 | 0.41 | 0 | 2 | 556.5 ACS | 0 | 0 | 0 | 0 | 0 | 0 | 0 | 0 | 0 | 0 | 0 | 0 | 0 | 0 | 0 | 0 | 0 | 0 | 0 | 0 | 0 | 0 | 0 | 12 | 1
NO |  | 127 | 2016 | 5 | 3 | 3 |  | 0126 ARROYO | EAST LIVERPOOL | 138 | 138 | 3 | 0.15 | 0 | 1 | 556.5 ACS | 0 | 0 | 0 | 0 | 0 | 0 | 0 | 0 | 0 | 0 | 0 | 0 | 0 | 0 | 0 | 0 | 0 | 0 | 0 | 0 | 0 | 0 | 0 | 12 | 1
NO |  | 127 | 2016 | 5 | 4 | 4 |  | 0128 TIDD | NATRIUM | 138 | 138 | 3 | 0.36 | 0 | 1 | 556.5 ACS | 0 | 0 | 0 | 0 | 0 | 0 | 0 | 0 | 0 | 0 | 0 | 0 | 0 | 0 | 0 | 0 | 0 | 0 | 0 | 0 | 0 | 0 | 0 | 12 | 1
NO |  | 127 | 2016 | 5 | 5 | 5 |  | 0129 HOWARD | FOSTORIA | 138 | 138 | 3 | 44.54 | 0 | 2 | 397.5 ACSR | 0 | 0 | 0 | 0 | 0 | 0 | 0 | 0 | 0 | 0 | 0 | 0 | 0 | 0 | 0 | 0 | 0 | 0 | 0 | 0 | 0 | 0 | 0 | 12 | 1
NO |  | 127 | 2016 | 5 | 6 | 6 |  | 0129 HOWARD | FOSTORIA | 138 | 138 | 1 | 0.17 | 0 | 2 | 397.5 ACSR | 0 | 0 | 0 | 0 | 0 | 0 | 0 | 0 | 0 | 0 | 0 | 0 | 0 | 0 | 0 | 0 | 0 | 0 | 0 | 0 | 0 | 0 | 0 | 12 | 1
NO |  | 127 | 2016 | 5 | 7 | 7 |  | 0129 HOWARD | FOSTORIA | 138 | 138 | 1 | 0.1 | 0 | 2 | 959.6 ACSR/TW | 0 | 0 | 0 | 0 | 0 | 0 | 0 | 0 | 0 | 0 | 0 | 0 | 0 | 0 | 0 | 0 | 0 | 0 | 0 | 0 | 0 | 0 | 0 | 12 | 1
NO |  | 127 | 2016 | 5 | 8 | 8 |  | 0130 EAST WHEELERSB | TEXAS EASTERN | 138 | 138 | 1 | 1.99 | 0 | 1 | 4/0 ACSR | 0 | 0 | 0 | 0 | 0 | 0 | 0 | 0 | 0 | 0 | 0 | 0 | 0 | 0 | 0 | 0 | 0 | 0 | 0 | 0 | 0 | 0 | 0 | 12 | 1
NO |  | 127 | 2016 | 5 | 9 | 9 |  | 0131 KAMMER | ORMET NO. 2 | 138 | 138 | 3 | 1.55 | 0 | 2 | 1033.5 AC | 0 | 0 | 0 | 0 | 0 | 0 | 0 | 0 | 0 | 0 | 0 | 0 | 0 | 0 | 0 | 0 | 0 | 0 | 0 | 0 | 0 | 0 | 0 | 12 | 1
NO |  | 127 | 2016 | 5 | 10 | 10 |  | 0133 SUNNYSIDE | WAGENHALS NO. 1 | 138 | 138 | 3 | 1.62 | 0 | 1 | 1033.5 AC | 0 | 0 | 0 | 0 | 0 | 0 | 0 | 0 | 0 | 0 | 0 | 0 | 0 | 0 | 0 | 0 | 0 | 0 | 0 | 0 | 0 | 0 | 0 | 12 | 1
NO |  | 127 | 2016 | 5 | 11 | 11 |  | 0133 SUNNYSIDE | WAGENHALS NO. 1 | 138 | 138 | 1 | 2.05 | 0 | 1 | 397.5 ACS | 0 | 0 | 0 | 0 | 0 | 0 | 0 | 0 | 0 | 0 | 0 | 0 | 0 | 0 | 0 | 0 | 0 | 0 | 0 | 0 | 0 | 0 | 0 | 12 | 1
NO |  | 127 | 2016 | 5 | 12 | 12 |  | 0134 TIDD | WHEELING STEEL | 138 | 138 | 3 | 5.12 | 0 | 2 | 556.5 ACS | 0 | 0 | 0 | 0 | 0 | 0 | 0 | 0 | 0 | 0 | 0 | 0 | 0 | 0 | 0 | 0 | 0 | 0 | 0 | 0 | 0 | 0 | 0 | 12 | 1
NO |  | 127 | 2016 | 5 | 13 | 13 |  | 0141 MILLBROOK | SILOAM | 138 | 138 | 3 | 1.6 | 0 | 2 | 556.5 ACS | 0 | 0 | 0 | 0 | 0 | 0 | 0 | 0 | 0 | 0 | 0 | 0 | 0 | 0 | 0 | 0 | 0 | 0 | 0 | 0 | 0 | 0 | 0 | 12 | 1
NO |  | 127 | 2016 | 5 | 14 | 14 |  | 0141 MILLBROOK | SILOAM | 138 | 138 | 1 | 0.05 | 0 | 1 | 954 ACSR | 0 | 0 | 0 | 0 | 0 | 0 | 0 | 0 | 0 | 0 | 0 | 0 | 0 | 0 | 0 | 0 | 0 | 0 | 0 | 0 | 0 | 0 | 0 | 12 | 1
NO |  | 127 | 2016 | 5 | 15 | 15 |  | 0143 ZANESVILLE | OHIO CENTRAL | 138 | 138 | 1 | 10.51 | 0 | 1 | 556.5 ACS | 0 | 0 | 0 | 0 | 0 | 0 | 0 | 0 | 0 | 0 | 0 | 0 | 0 | 0 | 0 | 0 | 0 | 0 | 0 | 0 | 0 | 0 | 0 | 12 | 1
NO |  | 127 | 2016 | 5 | 16 | 16 |  | 0143 ZANESVILLE | OHIO CENTRAL | 138 | 138 | 3 | 2.32 | 0 | 1 | 556.5 ACS | 0 | 0 | 0 | 0 | 0 | 0 | 0 | 0 | 0 | 0 | 0 | 0 | 0 | 0 | 0 | 0 | 0 | 0 | 0 | 0 | 0 | 0 | 0 | 12 | 1
NO |  | 127 | 2016 | 5 | 17 | 17 |  | 0144 TORREY | TIMKEN | 138 | 138 | 1 | 0.8 | 0 | 1 | 1033.5 AC | 0 | 0 | 0 | 0 | 0 | 0 | 0 | 0 | 0 | 0 | 0 | 0 | 0 | 0 | 0 | 0 | 0 | 0 | 0 | 0 | 0 | 0 | 0 | 12 | 1
NO |  | 127 | 2016 | 5 | 18 | 18 |  | 0144 TORREY | TIMKEN | 138 | 138 | 3 | 0.86 | 0 | 1 | 1033.5 AC | 0 | 0 | 0 | 0 | 0 | 0 | 0 | 0 | 0 | 0 | 0 | 0 | 0 | 0 | 0 | 0 | 0 | 0 | 0 | 0 | 0 | 0 | 0 | 12 | 1
NO |  | 127 | 2016 | 5 | 19 | 19 |  | 0145 CANTON CENTRAL | TIMKEN | 138 | 138 | 1 | 0.74 | 0 | 1 | 1033.5 AC | 0 | 0 | 0 | 0 | 0 | 0 | 0 | 0 | 0 | 0 | 0 | 0 | 0 | 0 | 0 | 0 | 0 | 0 | 0 | 0 | 0 | 0 | 0 | 12 | 1
NO |  | 127 | 2016 | 5 | 20 | 20 |  | 0145 CANTON CENTRAL | TIMKEN | 138 | 138 | 3 | 5.52 | 0 | 1 | 636 ACSR | 0 | 0 | 0 | 0 | 0 | 0 | 0 | 0 | 0 | 0 | 0 | 0 | 0 | 0 | 0 | 0 | 0 | 0 | 0 | 0 | 0 | 0 | 0 | 12 | 1
NO |  | 127 | 2016 | 5 | 21 | 21 |  | 0146 EAST LIMA | WESTMINSTER | 138 | 138 | 3 | 8.38 | 0 | 2 | 636 ACSR | 0 | 0 | 0 | 0 | 0 | 0 | 0 | 0 | 0 | 0 | 0 | 0 | 0 | 0 | 0 | 0 | 0 | 0 | 0 | 0 | 0 | 0 | 0 | 12 | 1
NO |  | 127 | 2016 | 5 | 22 | 22 |  | 0147 SUNNYSIDE | WAGENHALS NO. 2 | 138 | 138 | 1 | 2.03 | 0 | 1 | 397.5 ACS | 0 | 0 | 0 | 0 | 0 | 0 | 0 | 0 | 0 | 0 | 0 | 0 | 0 | 0 | 0 | 0 | 0 | 0 | 0 | 0 | 0 | 0 | 0 | 12 | 1
NO |  | 127 | 2016 | 5 | 23 | 23 |  | 0147 SUNNYSIDE | WAGENHALS NO. 2 | 0 | 0 | 3 | 0.18 | 0 | 0 | 397.5 ACS | 0 | 0 | 0 | 0 | 0 | 0 | 0 | 0 | 0 | 0 | 0 | 0 | 0 | 0 | 0 | 0 | 0 | 0 | 0 | 0 | 0 | 0 | 0 | 12 | 1
NO |  | 127 | 2016 | 5 | 24 | 24 |  | 0149 CANTON CENTRAL | WAGENHALS | 138 | 138 | 3 | 2.02 | 0 | 2 | 1033.5 AC | 0 | 0 | 0 | 0 | 0 | 0 | 0 | 0 | 0 | 0 | 0 | 0 | 0 | 0 | 0 | 0 | 0 | 0 | 0 | 0 | 0 | 0 | 0 | 12 | 1
NO |  | 127 | 2016 | 5 | 25 | 25 |  | 0151 SOUTH CANTON | TORREY | 138 | 138 | 3 | 1.26 | 0 | 1 | 1780 ACSR | 0 | 0 | 0 | 0 | 0 | 0 | 0 | 0 | 0 | 0 | 0 | 0 | 0 | 0 | 0 | 0 | 0 | 0 | 0 | 0 | 0 | 0 | 0 | 12 | 1
NO |  | 127 | 2016 | 5 | 26 | 26 |  | 0151 SOUTH CANTON | TORREY | 138 | 138 | 3 | 1.6 | 0 | 2 | 556.5 ACS | 0 | 0 | 0 | 0 | 0 | 0 | 0 | 0 | 0 | 0 | 0 | 0 | 0 | 0 | 0 | 0 | 0 | 0 | 0 | 0 | 0 | 0 | 0 | 12 | 1
NO |  | 127 | 2016 | 5 | 27 | 27 |  | 0152 MALAGA | SPEIDEL | 69 | 138 | 1 | 11.99 | 0 | 1 | 556.5 ACS | 0 | 0 | 0 | 0 | 0 | 0 | 0 | 0 | 0 | 0 | 0 | 0 | 0 | 0 | 0 | 0 | 0 | 0 | 0 | 0 | 0 | 0 | 0 | 12 | 1
NO |  | 127 | 2016 | 5 | 28 | 28 |  | 0153 BRIDGEVILLE EXT. |  | 138 | 138 | 1 | 1.88 | 0 | 1 | 336.4 ACS | 0 | 0 | 0 | 0 | 0 | 0 | 0 | 0 | 0 | 0 | 0 | 0 | 0 | 0 | 0 | 0 | 0 | 0 | 0 | 0 | 0 | 0 | 0 | 12 | 1
NO |  | 127 | 2016 | 5 | 29 | 29 |  | 0156 TIFFIN CENTER EXT. |  | 138 | 138 | 1 | 0 | 0 | 1 | 556.5 ACS | 0 | 0 | 0 | 0 | 0 | 0 | 0 | 0 | 0 | 0 | 0 | 0 | 0 | 0 | 0 | 0 | 0 | 0 | 0 | 0 | 0 | 0 | 0 | 12 | 1
NO |  | 127 | 2016 | 5 | 30 | 30 |  | 0156 TIFFIN CENTER EXT. |  | 69 | 138 | 1 | 0 | 0 | 2 | 556.5 ACS | 0 | 0 | 0 | 0 | 0 | 0 | 0 | 0 | 0 | 0 | 0 | 0 | 0 | 0 | 0 | 0 | 0 | 0 | 0 | 0 | 0 | 0 | 0 | 12 | 1
NO |  | 127 | 2016 | 5 | 31 | 31 |  | 0158 ROBINSON PARK | RICHLAND | 138 | 138 | 1 | 14.94 | 0 | 1 | 636 ACSR | 0 | 0 | 0 | 0 | 0 | 0 | 0 | 0 | 0 | 0 | 0 | 0 | 0 | 0 | 0 | 0 | 0 | 0 | 0 | 0 | 0 | 0 | 0 | 12 | 1
NO |  | 127 | 2016 | 5 | 32 | 32 |  | 0159 EAST LIMA | RICHLAND | 138 | 138 | 2 | 27.74 | 0 | 1 | 636 ACSR | 0 | 0 | 0 | 0 | 0 | 0 | 0 | 0 | 0 | 0 | 0 | 0 | 0 | 0 | 0 | 0 | 0 | 0 | 0 | 0 | 0 | 0 | 0 | 12 | 1
NO |  | 127 | 2016 | 5 | 33 | 33 |  | 0164 FOSTORIA CENTRAL | FOSTORIA | 138 | 138 | 3 | 0.08 | 0 | 1 | 1033.5 AC | 0 | 0 | 0 | 0 | 0 | 0 | 0 | 0 | 0 | 0 | 0 | 0 | 0 | 0 | 0 | 0 | 0 | 0 | 0 | 0 | 0 | 0 | 0 | 12 | 1
NO |  | 127 | 2016 | 5 | 34 | 34 |  | 0164 FOSTORIA CENTRAL | FOSTORIA | 138 | 138 | 3 | 1.48 | 0 | 2 | 1033.5 AC | 0 | 0 | 0 | 0 | 0 | 0 | 0 | 0 | 0 | 0 | 0 | 0 | 0 | 0 | 0 | 0 | 0 | 0 | 0 | 0 | 0 | 0 | 0 | 12 | 1
NO |  | 127 | 2016 | 5 | 35 | 35 |  | 0169 SOUTH CALDWELL | SOUTH CUMBERLAND | 138 | 138 | 1 | 10.83 | 0 | 1 | 556.5 ACSR | 0 | 0 | 0 | 0 | 0 | 0 | 0 | 0 | 0 | 0 | 0 | 0 | 0 | 0 | 0 | 0 | 0 | 0 | 0 | 0 | 0 | 0 | 0 | 12 | 1
NO |  | 127 | 2016 | 6 | 1 | 1 |  | 0170 HANGING ROCK EXT. |  | 138 | 138 | 3 | 4.33 | 0 | 1 | 636 ACSR | 0 | 0 | 0 | 0 | 0 | 0 | 0 | 0 | 0 | 0 | 0 | 0 | 0 | 0 | 0 | 0 | 0 | 0 | 0 | 0 | 0 | 0 | 0 | 12 | 1
NO |  | 127 | 2016 | 6 | 2 | 2 |  | 0174 CANTON CENTRAL | BLUEBELL | 138 | 138 | 1 | 0.25 | 0 | 1 | 795 ACSR | 0 | 0 | 0 | 0 | 0 | 0 | 0 | 0 | 0 | 0 | 0 | 0 | 0 | 0 | 0 | 0 | 0 | 0 | 0 | 0 | 0 | 0 | 0 | 12 | 1
NO |  | 127 | 2016 | 6 | 3 | 3 |  | 0174 CANTON CENTRAL | BLUEBELL | 138 | 138 | 3 | 0.11 | 0 | 0 | 795 ACSR | 0 | 0 | 0 | 0 | 0 | 0 | 0 | 0 | 0 | 0 | 0 | 0 | 0 | 0 | 0 | 0 | 0 | 0 | 0 | 0 | 0 | 0 | 0 | 12 | 1
NO |  | 127 | 2016 | 6 | 4 | 4 |  | 0175 CANTON CENTRAL | CLOVERDALE | 138 | 138 | 1 | 0.38 | 0 | 1 | 795 ACSR | 0 | 0 | 0 | 0 | 0 | 0 | 0 | 0 | 0 | 0 | 0 | 0 | 0 | 0 | 0 | 0 | 0 | 0 | 0 | 0 | 0 | 0 | 0 | 12 | 1
NO |  | 127 | 2016 | 6 | 5 | 5 |  | 0176 TIDD | STEUBENVILLE | 138 | 138 | 3 | 7.3 | 0 | 1 | 795 ACSR | 0 | 0 | 0 | 0 | 0 | 0 | 0 | 0 | 0 | 0 | 0 | 0 | 0 | 0 | 0 | 0 | 0 | 0 | 0 | 0 | 0 | 0 | 0 | 12 | 1
NO |  | 127 | 2016 | 6 | 6 | 6 |  | 0177 SOUTHWEST LIMA | STERLING | 138 | 138 | 3 | 5.14 | 0 | 2 | 1590 ACSR | 0 | 0 | 0 | 0 | 0 | 0 | 0 | 0 | 0 | 0 | 0 | 0 | 0 | 0 | 0 | 0 | 0 | 0 | 0 | 0 | 0 | 0 | 0 | 12 | 1
NO |  | 127 | 2016 | 6 | 7 | 7 |  | 0177 SOUTHWEST LIMA | STERLING | 34 | 138 | 1 | 0.18 | 0 | 2 | 4/0 CU. | 0 | 0 | 0 | 0 | 0 | 0 | 0 | 0 | 0 | 0 | 0 | 0 | 0 | 0 | 0 | 0 | 0 | 0 | 0 | 0 | 0 | 0 | 0 | 12 | 1
NO |  | 127 | 2016 | 6 | 8 | 8 |  | 0177 SOUTHWEST LIMA | STERLING | 34 | 138 | 1 | 0.02 | 0 | 1 | 336.4 ACSR | 0 | 0 | 0 | 0 | 0 | 0 | 0 | 0 | 0 | 0 | 0 | 0 | 0 | 0 | 0 | 0 | 0 | 0 | 0 | 0 | 0 | 0 | 0 | 12 | 1
NO |  | 127 | 2016 | 6 | 9 | 9 |  | 0177 SOUTHWEST LIMA | STERLING | 138 | 138 | 1 | 0.05 | 0 | 1 | 556.5 ACS | 0 | 0 | 0 | 0 | 0 | 0 | 0 | 0 | 0 | 0 | 0 | 0 | 0 | 0 | 0 | 0 | 0 | 0 | 0 | 0 | 0 | 0 | 0 | 12 | 1
NO |  | 127 | 2016 | 6 | 10 | 10 |  | 0178 SOUTHWEST LIMA | WEST LIMA | 138 | 138 | 3 | 0.88 | 0 | 2 | 556.5 ACS | 0 | 0 | 0 | 0 | 0 | 0 | 0 | 0 | 0 | 0 | 0 | 0 | 0 | 0 | 0 | 0 | 0 | 0 | 0 | 0 | 0 | 0 | 0 | 12 | 1
NO |  | 127 | 2016 | 6 | 11 | 11 |  | 0180 OHIO CENTRAL EXT NO. 1 |  | 138 | 138 | 1 | 0.46 | 0 | 1 | 556.5 ACS | 0 | 0 | 0 | 0 | 0 | 0 | 0 | 0 | 0 | 0 | 0 | 0 | 0 | 0 | 0 | 0 | 0 | 0 | 0 | 0 | 0 | 0 | 0 | 12 | 1
NO |  | 127 | 2016 | 6 | 12 | 12 |  | 0181 OHIO CENTRAL EXT NO. 2 |  | 138 | 138 | 1 | 0.45 | 0 | 1 | 556.6 ACS | 0 | 0 | 0 | 0 | 0 | 0 | 0 | 0 | 0 | 0 | 0 | 0 | 0 | 0 | 0 | 0 | 0 | 0 | 0 | 0 | 0 | 0 | 0 | 12 | 1
NO |  | 127 | 2016 | 6 | 13 | 13 |  | 0182 SOUTH CANTON | WEST CANTON | 138 | 138 | 1 | 5.2 | 0 | 2 | 795 ACSR | 0 | 0 | 0 | 0 | 0 | 0 | 0 | 0 | 0 | 0 | 0 | 0 | 0 | 0 | 0 | 0 | 0 | 0 | 0 | 0 | 0 | 0 | 0 | 12 | 1
NO |  | 127 | 2016 | 6 | 14 | 14 |  | 0182 SOUTH CANTON | WEST CANTON | 138 | 138 | 1 | 0.13 | 0 | 2 | 664.8 KCM | 0 | 0 | 0 | 0 | 0 | 0 | 0 | 0 | 0 | 0 | 0 | 0 | 0 | 0 | 0 | 0 | 0 | 0 | 0 | 0 | 0 | 0 | 0 | 12 | 1
NO |  | 127 | 2016 | 6 | 15 | 15 |  | 0182 SOUTH CANTON | WEST CANTON | 138 | 138 | 3 | 2.59 | 0 | 1 | 795 ACSR | 0 | 0 | 0 | 0 | 0 | 0 | 0 | 0 | 0 | 0 | 0 | 0 | 0 | 0 | 0 | 0 | 0 | 0 | 0 | 0 | 0 | 0 | 0 | 12 | 1
NO |  | 127 | 2016 | 6 | 16 | 16 |  | 0182 SOUTH CANTON | WEST CANTON | 138 | 138 | 3 | 1.45 | 0 | 2 | 795 ACSR | 0 | 0 | 0 | 0 | 0 | 0 | 0 | 0 | 0 | 0 | 0 | 0 | 0 | 0 | 0 | 0 | 0 | 0 | 0 | 0 | 0 | 0 | 0 | 12 | 1
NO |  | 127 | 2016 | 6 | 17 | 17 |  | 0182 SOUTH CANTON | WEST CANTON | 138 | 138 | 3 | 0.68 | 0 | 2 | 664.8 KCM | 0 | 0 | 0 | 0 | 0 | 0 | 0 | 0 | 0 | 0 | 0 | 0 | 0 | 0 | 0 | 0 | 0 | 0 | 0 | 0 | 0 | 0 | 0 | 12 | 1
NO |  | 127 | 2016 | 6 | 18 | 18 |  | 0183 KAMMER | WEST BELLAIRE | 138 | 138 | 3 | 12.93 | 0 | 1 | 1033.5 AC | 0 | 0 | 0 | 0 | 0 | 0 | 0 | 0 | 0 | 0 | 0 | 0 | 0 | 0 | 0 | 0 | 0 | 0 | 0 | 0 | 0 | 0 | 0 | 12 | 1
NO |  | 127 | 2016 | 6 | 19 | 19 |  | 0183 KAMMER | WEST BELLAIRE | 69 | 138 | 3 | 0.33 | 0 | 2 | 954 ACSR | 0 | 0 | 0 | 0 | 0 | 0 | 0 | 0 | 0 | 0 | 0 | 0 | 0 | 0 | 0 | 0 | 0 | 0 | 0 | 0 | 0 | 0 | 0 | 12 | 1
NO |  | 127 | 2016 | 6 | 20 | 20 |  | 0186 EAST ZANESVILLE EXT. |  | 138 | 138 | 1 | 0.04 | 0 | 1 | 556.5 ACS | 0 | 0 | 0 | 0 | 0 | 0 | 0 | 0 | 0 | 0 | 0 | 0 | 0 | 0 | 0 | 0 | 0 | 0 | 0 | 0 | 0 | 0 | 0 | 12 | 1
NO |  | 127 | 2016 | 6 | 21 | 21 |  | 0187 WEST BELLAIRE | BRUES | 138 | 138 | 3 | 4.26 | 0 | 1 | 556.5 ACS | 0 | 0 | 0 | 0 | 0 | 0 | 0 | 0 | 0 | 0 | 0 | 0 | 0 | 0 | 0 | 0 | 0 | 0 | 0 | 0 | 0 | 0 | 0 | 12 | 1
NO |  | 127 | 2016 | 6 | 22 | 22 |  | 0188 WEST BELLAIRE | TILTONVILLE | 138 | 138 | 1 | 11.3 | 0 | 1 | 795 ACSR | 0 | 0 | 0 | 0 | 0 | 0 | 0 | 0 | 0 | 0 | 0 | 0 | 0 | 0 | 0 | 0 | 0 | 0 | 0 | 0 | 0 | 0 | 0 | 12 | 1
NO |  | 127 | 2016 | 6 | 23 | 23 |  | 0188 WEST BELLAIRE | TILTONVILLE | 138 | 138 | 3 | 0.5 | 0 | 1 | 795 ACSR | 0 | 0 | 0 | 0 | 0 | 0 | 0 | 0 | 0 | 0 | 0 | 0 | 0 | 0 | 0 | 0 | 0 | 0 | 0 | 0 | 0 | 0 | 0 | 12 | 1
NO |  | 127 | 2016 | 6 | 24 | 24 |  | 0188 WEST BELLAIRE | TILTONVILLE | 0 | 0 | 3 | 0.19 | 0 | 0 | 1033.5 ACSR | 0 | 0 | 0 | 0 | 0 | 0 | 0 | 0 | 0 | 0 | 0 | 0 | 0 | 0 | 0 | 0 | 0 | 0 | 0 | 0 | 0 | 0 | 0 | 12 | 1
NO |  | 127 | 2016 | 6 | 25 | 25 |  | 0189 CROOKSVILLE TIE |  | 138 | 138 | 1 | 0.2 | 0 | 1 | 556.5 ACS | 0 | 0 | 0 | 0 | 0 | 0 | 0 | 0 | 0 | 0 | 0 | 0 | 0 | 0 | 0 | 0 | 0 | 0 | 0 | 0 | 0 | 0 | 0 | 12 | 1
NO |  | 127 | 2016 | 6 | 26 | 26 |  | 0190 SOUTHWEST LIMA | WEST MOULTON | 138 | 138 | 1 | 13.33 | 0 | 1 | 636 ACSR | 0 | 0 | 0 | 0 | 0 | 0 | 0 | 0 | 0 | 0 | 0 | 0 | 0 | 0 | 0 | 0 | 0 | 0 | 0 | 0 | 0 | 0 | 0 | 12 | 1
NO |  | 127 | 2016 | 6 | 27 | 27 |  | 0196 FREMONT CENTER | FREMONT | 138 | 138 | 1 | 3.12 | 0 | 1 | 795 ACSR | 0 | 0 | 0 | 0 | 0 | 0 | 0 | 0 | 0 | 0 | 0 | 0 | 0 | 0 | 0 | 0 | 0 | 0 | 0 | 0 | 0 | 0 | 0 | 12 | 1
NO |  | 127 | 2016 | 6 | 28 | 28 |  | 0196 FREMONT CENTER | FREMONT | 138 | 138 | 3 | 2.68 | 0 | 1 | 795 ACSR | 0 | 0 | 0 | 0 | 0 | 0 | 0 | 0 | 0 | 0 | 0 | 0 | 0 | 0 | 0 | 0 | 0 | 0 | 0 | 0 | 0 | 0 | 0 | 12 | 1
NO |  | 127 | 2016 | 6 | 29 | 29 |  | 0198 N. PROCTORVILLE | EAST HUNTINGTON | 138 | 138 | 3 | 3.86 | 0 | 1 | 795 ACSR | 0 | 0 | 0 | 0 | 0 | 0 | 0 | 0 | 0 | 0 | 0 | 0 | 0 | 0 | 0 | 0 | 0 | 0 | 0 | 0 | 0 | 0 | 0 | 12 | 1
NO |  | 127 | 2016 | 6 | 30 | 30 |  | 0198 N. PROCTORVILLE | EAST HUNTINGTON | 34 | 138 | 3 | 0.08 | 0 | 2 | 795 ACSR | 0 | 0 | 0 | 0 | 0 | 0 | 0 | 0 | 0 | 0 | 0 | 0 | 0 | 0 | 0 | 0 | 0 | 0 | 0 | 0 | 0 | 0 | 0 | 12 | 1
NO |  | 127 | 2016 | 6 | 31 | 31 |  | 0200 CAMPBELL ROAD | MIDWEST CO-OP | 138 | 138 | 1 | 0.15 | 0 | 1 | 336.4 ACS | 0 | 0 | 0 | 0 | 0 | 0 | 0 | 0 | 0 | 0 | 0 | 0 | 0 | 0 | 0 | 0 | 0 | 0 | 0 | 0 | 0 | 0 | 0 | 12 | 1
NO |  | 127 | 2016 | 6 | 32 | 32 |  | 0201 N. PROCTORVILLE | SOUTH POINT | 138 | 138 | 3 | 0.04 | 0 | 1 | 795 ACSR | 0 | 0 | 0 | 0 | 0 | 0 | 0 | 0 | 0 | 0 | 0 | 0 | 0 | 0 | 0 | 0 | 0 | 0 | 0 | 0 | 0 | 0 | 0 | 12 | 1
NO |  | 127 | 2016 | 6 | 33 | 33 |  | 0201 N. PROCTORVILLE | SOUTH POINT | 138 | 138 | 3 | 10.83 | 0 | 2 | 795 ACSR | 0 | 0 | 0 | 0 | 0 | 0 | 0 | 0 | 0 | 0 | 0 | 0 | 0 | 0 | 0 | 0 | 0 | 0 | 0 | 0 | 0 | 0 | 0 | 12 | 1
NO |  | 127 | 2016 | 6 | 34 | 34 |  | 0202 MUSKINGUM | WOLF CREEK | 138 | 138 | 1 | 0 | 0 | 1 | 556.5 ACS | 0 | 0 | 0 | 0 | 0 | 0 | 0 | 0 | 0 | 0 | 0 | 0 | 0 | 0 | 0 | 0 | 0 | 0 | 0 | 0 | 0 | 0 | 0 | 12 | 1
NO |  | 127 | 2016 | 6 | 35 | 35 |  | 0202 MUSKINGUM | WOLF CREEK | 138 | 138 | 3 | 0 | 0 | 1 | 636 ACSR | 0 | 0 | 0 | 0 | 0 | 0 | 0 | 0 | 0 | 0 | 0 | 0 | 0 | 0 | 0 | 0 | 0 | 0 | 0 | 0 | 0 | 0 | 0 | 12 | 1
NO |  | 127 | 2016 | 7 | 1 | 1 |  | 0202 MUSKINGUM | WOLF CREEK | 138 | 138 | 3 | 0.76 | 0 | 1 | 1233.6 ACSR | 0 | 0 | 0 | 0 | 0 | 0 | 0 | 0 | 0 | 0 | 0 | 0 | 0 | 0 | 0 | 0 | 0 | 0 | 0 | 0 | 0 | 0 | 0 | 12 | 1
NO |  | 127 | 2016 | 7 | 2 | 2 |  | 0203 SWITZER EXT. NO. 1 |  | 138 | 138 | 1 | 0 | 0 | 1 | 556.5 ACS | 0 | 0 | 0 | 0 | 0 | 0 | 0 | 0 | 0 | 0 | 0 | 0 | 0 | 0 | 0 | 0 | 0 | 0 | 0 | 0 | 0 | 0 | 0 | 12 | 1
NO |  | 127 | 2016 | 7 | 3 | 3 |  | 0204 SWITZER EXT. NO. 2 |  | 138 | 138 | 1 | 0 | 0 | 1 | 556.5 ACS | 0 | 0 | 0 | 0 | 0 | 0 | 0 | 0 | 0 | 0 | 0 | 0 | 0 | 0 | 0 | 0 | 0 | 0 | 0 | 0 | 0 | 0 | 0 | 12 | 1
NO |  | 127 | 2016 | 7 | 4 | 4 |  | 0210 BUCKLEY ROAD EXT. |  | 138 | 138 | 1 | 0.09 | 0 | 1 | 795 ACSR | 0 | 0 | 0 | 0 | 0 | 0 | 0 | 0 | 0 | 0 | 0 | 0 | 0 | 0 | 0 | 0 | 0 | 0 | 0 | 0 | 0 | 0 | 0 | 12 | 1
NO |  | 127 | 2016 | 7 | 5 | 5 |  | 0210 BUCKLEY ROAD EXT. |  | 138 | 138 | 1 | 2.62 | 0 | 1 | 795 ACSR | 0 | 0 | 0 | 0 | 0 | 0 | 0 | 0 | 0 | 0 | 0 | 0 | 0 | 0 | 0 | 0 | 0 | 0 | 0 | 0 | 0 | 0 | 0 | 12 | 1
NO |  | 127 | 2016 | 7 | 6 | 6 |  | 0213 WINDSOR EXT. NO. 2 |  | 0 | 138 | 1 | 0.11 | 0 | 1 |  | 0 | 0 | 0 | 0 | 0 | 0 | 0 | 0 | 0 | 0 | 0 | 0 | 0 | 0 | 0 | 0 | 0 | 0 | 0 | 0 | 0 | 0 | 0 | 12 | 1
NO |  | 127 | 2016 | 7 | 7 | 7 |  | 0221 DARRAH | NORTH PROCTORVILLE | 138 | 138 | 3 | 3.51 | 0 | 1 | 1033.5 AC | 0 | 0 | 0 | 0 | 0 | 0 | 0 | 0 | 0 | 0 | 0 | 0 | 0 | 0 | 0 | 0 | 0 | 0 | 0 | 0 | 0 | 0 | 0 | 12 | 1
NO |  | 127 | 2016 | 7 | 8 | 8 |  | 0223 DEXTER | MEIGS NO. 2 | 138 | 138 | 1 | 5.53 | 0 | 1 | 556.5 ACS | 0 | 0 | 0 | 0 | 0 | 0 | 0 | 0 | 0 | 0 | 0 | 0 | 0 | 0 | 0 | 0 | 0 | 0 | 0 | 0 | 0 | 0 | 0 | 12 | 1
NO |  | 127 | 2016 | 7 | 9 | 9 |  | 0224 NORTH RUTLAND | MEIGS NO. 1 | 138 | 138 | 1 | 3.84 | 0 | 1 | 556.5 ACS | 0 | 0 | 0 | 0 | 0 | 0 | 0 | 0 | 0 | 0 | 0 | 0 | 0 | 0 | 0 | 0 | 0 | 0 | 0 | 0 | 0 | 0 | 0 | 12 | 1
NO |  | 127 | 2016 | 7 | 10 | 10 |  | 0225 AMITY | ACADEMIA | 138 | 138 | 3 | 0.14 | 0 | 1 | 556.5 ACS | 0 | 0 | 0 | 0 | 0 | 0 | 0 | 0 | 0 | 0 | 0 | 0 | 0 | 0 | 0 | 0 | 0 | 0 | 0 | 0 | 0 | 0 | 0 | 12 | 1
NO |  | 127 | 2016 | 7 | 11 | 11 |  | 0225 AMITY | ACADEMIA | 138 | 138 | 3 | 6.33 | 0 | 2 | 795 ACSR | 0 | 0 | 0 | 0 | 0 | 0 | 0 | 0 | 0 | 0 | 0 | 0 | 0 | 0 | 0 | 0 | 0 | 0 | 0 | 0 | 0 | 0 | 0 | 12 | 1
NO |  | 127 | 2016 | 7 | 12 | 12 |  | 0226 ACADEMIA | WEST MT. VERNON | 138 | 138 | 3 | 0.15 | 0 | 2 | 556.5 ACS | 0 | 0 | 0 | 0 | 0 | 0 | 0 | 0 | 0 | 0 | 0 | 0 | 0 | 0 | 0 | 0 | 0 | 0 | 0 | 0 | 0 | 0 | 0 | 12 | 1
NO |  | 127 | 2016 | 7 | 13 | 13 |  | 0226 ACADEMIA | WEST MT. VERNON | 138 | 138 | 3 | 5.95 | 0 | 1 | 795 ACSR | 0 | 0 | 0 | 0 | 0 | 0 | 0 | 0 | 0 | 0 | 0 | 0 | 0 | 0 | 0 | 0 | 0 | 0 | 0 | 0 | 0 | 0 | 0 | 12 | 1
NO |  | 127 | 2016 | 7 | 14 | 14 |  | 0229 CANNELVILLE | GURNSEY MUSKINGUM C | 138 | 138 | 1 | 0.11 | 0 | 1 | 336.4 ACS | 0 | 0 | 0 | 0 | 0 | 0 | 0 | 0 | 0 | 0 | 0 | 0 | 0 | 0 | 0 | 0 | 0 | 0 | 0 | 0 | 0 | 0 | 0 | 12 | 1
NO |  | 127 | 2016 | 7 | 15 | 15 |  | 0230 FAIRCREST EXT. |  | 138 | 138 | 1 | 0.04 | 0 | 1 | 1033.5 AC | 0 | 0 | 0 | 0 | 0 | 0 | 0 | 0 | 0 | 0 | 0 | 0 | 0 | 0 | 0 | 0 | 0 | 0 | 0 | 0 | 0 | 0 | 0 | 12 | 1
NO |  | 127 | 2016 | 7 | 16 | 16 |  | 0235 WEST MILLERSPORT | HEATH | 138 | 138 | 1 | 8.95 | 0 | 1 | 795 ACSR | 0 | 0 | 0 | 0 | 0 | 0 | 0 | 0 | 0 | 0 | 0 | 0 | 0 | 0 | 0 | 0 | 0 | 0 | 0 | 0 | 0 | 0 | 0 | 12 | 1
NO |  | 127 | 2016 | 7 | 17 | 17 |  | 0235 WEST MILLERSPORT | HEATH | 138 | 138 | 3 | 3.06 | 0 | 1 | 795 ACSR | 0 | 0 | 0 | 0 | 0 | 0 | 0 | 0 | 0 | 0 | 0 | 0 | 0 | 0 | 0 | 0 | 0 | 0 | 0 | 0 | 0 | 0 | 0 | 12 | 1
NO |  | 127 | 2016 | 7 | 18 | 18 |  | 0238 NORTH PROCTORVILLE | EXTENSION | 138 | 138 | 3 | 3.54 | 0 | 1 | 556.5 ACS | 0 | 0 | 0 | 0 | 0 | 0 | 0 | 0 | 0 | 0 | 0 | 0 | 0 | 0 | 0 | 0 | 0 | 0 | 0 | 0 | 0 | 0 | 0 | 12 | 1
NO |  | 127 | 2016 | 7 | 19 | 19 |  | 0240 NORTH CROWN CITY EXT |  | 138 | 138 | 1 | 0.24 | 0 | 1 | 556.5 ACS | 0 | 0 | 0 | 0 | 0 | 0 | 0 | 0 | 0 | 0 | 0 | 0 | 0 | 0 | 0 | 0 | 0 | 0 | 0 | 0 | 0 | 0 | 0 | 12 | 1
NO |  | 127 | 2016 | 7 | 20 | 20 |  | 0241 NORTH CROWN CITY EXT |  | 138 | 138 | 1 | 0.24 | 0 | 1 | 556.5 ACS | 0 | 0 | 0 | 0 | 0 | 0 | 0 | 0 | 0 | 0 | 0 | 0 | 0 | 0 | 0 | 0 | 0 | 0 | 0 | 0 | 0 | 0 | 0 | 12 | 1
NO |  | 127 | 2016 | 7 | 21 | 21 |  | 0242 HEATH EXT. NO. 2 |  | 138 | 138 | 3 | 1.29 | 0 | 1 | 795 ACSR | 0 | 0 | 0 | 0 | 0 | 0 | 0 | 0 | 0 | 0 | 0 | 0 | 0 | 0 | 0 | 0 | 0 | 0 | 0 | 0 | 0 | 0 | 0 | 12 | 1
NO |  | 127 | 2016 | 7 | 22 | 22 |  | 0243 HEATH EXT. NO. 1 |  | 138 | 138 | 3 | 1.29 | 0 | 1 | 556.5 ACS | 0 | 0 | 0 | 0 | 0 | 0 | 0 | 0 | 0 | 0 | 0 | 0 | 0 | 0 | 0 | 0 | 0 | 0 | 0 | 0 | 0 | 0 | 0 | 12 | 1
NO |  | 127 | 2016 | 7 | 23 | 23 |  | 0244 EAST SIDE EXT. |  | 138 | 138 | 1 | 0.24 | 0 | 2 | 795 ACSR | 0 | 0 | 0 | 0 | 0 | 0 | 0 | 0 | 0 | 0 | 0 | 0 | 0 | 0 | 0 | 0 | 0 | 0 | 0 | 0 | 0 | 0 | 0 | 12 | 1
NO |  | 127 | 2016 | 7 | 24 | 24 |  | 0244 EAST SIDE EXT. |  | 138 | 138 | 3 | 0.08 | 0 | 2 | 795 ACSR | 0 | 0 | 0 | 0 | 0 | 0 | 0 | 0 | 0 | 0 | 0 | 0 | 0 | 0 | 0 | 0 | 0 | 0 | 0 | 0 | 0 | 0 | 0 | 12 | 1
NO |  | 127 | 2016 | 7 | 25 | 25 |  | 0245 SOUTHEAST CANTON | SUNNYSIDE | 138 | 138 | 3 | 2.31 | 0 | 2 | 1033.5 AC | 0 | 0 | 0 | 0 | 0 | 0 | 0 | 0 | 0 | 0 | 0 | 0 | 0 | 0 | 0 | 0 | 0 | 0 | 0 | 0 | 0 | 0 | 0 | 12 | 1
NO |  | 127 | 2016 | 7 | 26 | 26 |  | 0247 SOUTHEAST CANTON | WACO | 138 | 138 | 3 | 2.12 | 0 | 2 | 1033.5 AC | 0 | 0 | 0 | 0 | 0 | 0 | 0 | 0 | 0 | 0 | 0 | 0 | 0 | 0 | 0 | 0 | 0 | 0 | 0 | 0 | 0 | 0 | 0 | 12 | 1
NO |  | 127 | 2016 | 7 | 27 | 27 |  | 0252 WEST DOVER EXT. NO. |  | 138 | 138 | 1 | 0.1 | 0 | 1 | 1033.5 AC | 0 | 0 | 0 | 0 | 0 | 0 | 0 | 0 | 0 | 0 | 0 | 0 | 0 | 0 | 0 | 0 | 0 | 0 | 0 | 0 | 0 | 0 | 0 | 12 | 1
NO |  | 127 | 2016 | 7 | 28 | 28 |  | 0253 WEST DOVER EXT. NO. |  | 138 | 138 | 1 | 0.09 | 0 | 1 | 1033.5 AC | 0 | 0 | 0 | 0 | 0 | 0 | 0 | 0 | 0 | 0 | 0 | 0 | 0 | 0 | 0 | 0 | 0 | 0 | 0 | 0 | 0 | 0 | 0 | 12 | 1
NO |  | 127 | 2016 | 7 | 29 | 29 |  | 0254 BUCKEYE CO-OP EXT. A |  | 138 | 138 | 1 | 0.21 | 0 | 1 | 556.5 ACS | 0 | 0 | 0 | 0 | 0 | 0 | 0 | 0 | 0 | 0 | 0 | 0 | 0 | 0 | 0 | 0 | 0 | 0 | 0 | 0 | 0 | 0 | 0 | 12 | 1
NO |  | 127 | 2016 | 7 | 30 | 30 |  | 0257 GREENLAWN EXT. |  | 138 | 138 | 1 | 0.97 | 0 | 2 | 795 ACSR | 0 | 0 | 0 | 0 | 0 | 0 | 0 | 0 | 0 | 0 | 0 | 0 | 0 | 0 | 0 | 0 | 0 | 0 | 0 | 0 | 0 | 0 | 0 | 12 | 1
NO |  | 127 | 2016 | 7 | 31 | 31 |  | 0257 GREENLAWN EXT. |  | 138 | 138 | 3 | 0.12 | 0 | 0 | 795 ACSR | 0 | 0 | 0 | 0 | 0 | 0 | 0 | 0 | 0 | 0 | 0 | 0 | 0 | 0 | 0 | 0 | 0 | 0 | 0 | 0 | 0 | 0 | 0 | 12 | 1
NO |  | 127 | 2016 | 7 | 32 | 32 |  | 0260 EAST PROCTORVILLE EXT. |  | 138 | 138 | 3 | 0.13 | 0 | 2 | 1033.5 AC | 0 | 0 | 0 | 0 | 0 | 0 | 0 | 0 | 0 | 0 | 0 | 0 | 0 | 0 | 0 | 0 | 0 | 0 | 0 | 0 | 0 | 0 | 0 | 12 | 1
NO |  | 127 | 2016 | 7 | 33 | 33 |  | 0264 FREMONT | SANDUSKY BAY | 69 | 138 | 1 | 11.88 | 0 | 1 | 795 ACSR | 0 | 0 | 0 | 0 | 0 | 0 | 0 | 0 | 0 | 0 | 0 | 0 | 0 | 0 | 0 | 0 | 0 | 0 | 0 | 0 | 0 | 0 | 0 | 12 | 1
NO |  | 127 | 2016 | 7 | 34 | 34 |  | 0264 FREMONT | SANDUSKY BAY | 69 | 138 | 3 | 0.25 | 0 | 0 | 795 ACSR | 0 | 0 | 0 | 0 | 0 | 0 | 0 | 0 | 0 | 0 | 0 | 0 | 0 | 0 | 0 | 0 | 0 | 0 | 0 | 0 | 0 | 0 | 0 | 12 | 1
NO |  | 127 | 2016 | 7 | 35 | 35 |  | 0265 WEST DOVER | SUGARCREEK | 138 | 138 | 1 | 4.07 | 0 | 1 | 795 ACSR | 0 | 0 | 0 | 0 | 0 | 0 | 0 | 0 | 0 | 0 | 0 | 0 | 0 | 0 | 0 | 0 | 0 | 0 | 0 | 0 | 0 | 0 | 0 | 12 | 1
NO |  | 127 | 2016 | 8 | 1 | 1 |  | 0267 NORTH PORTSMOUTH | CENTRAL PORTSMOUTH | 138 | 138 | 1 | 6.04 | 0 | 1 | 795 ACSR | 0 | 0 | 0 | 0 | 0 | 0 | 0 | 0 | 0 | 0 | 0 | 0 | 0 | 0 | 0 | 0 | 0 | 0 | 0 | 0 | 0 | 0 | 0 | 12 | 1
NO |  | 127 | 2016 | 8 | 2 | 2 |  | 0273 BUCKLEY ROAD | FREMONT CENTER | 69 | 138 | 1 | 0.9 | 0 | 2 | 556.5 ACS | 0 | 0 | 0 | 0 | 0 | 0 | 0 | 0 | 0 | 0 | 0 | 0 | 0 | 0 | 0 | 0 | 0 | 0 | 0 | 0 | 0 | 0 | 0 | 12 | 1
NO |  | 127 | 2016 | 8 | 3 | 3 |  | 0274 WAYVIEW | HOOVER NORTH | 69 | 138 | 3 | 0.02 | 0 | 1 | 795 ACSR | 0 | 0 | 0 | 0 | 0 | 0 | 0 | 0 | 0 | 0 | 0 | 0 | 0 | 0 | 0 | 0 | 0 | 0 | 0 | 0 | 0 | 0 | 0 | 12 | 1
NO |  | 127 | 2016 | 8 | 4 | 4 |  | 0274 WAYVIEW | HOOVER NORTH | 69 | 138 | 3 | 1.04 | 0 | 2 | 795 ACSR | 0 | 0 | 0 | 0 | 0 | 0 | 0 | 0 | 0 | 0 | 0 | 0 | 0 | 0 | 0 | 0 | 0 | 0 | 0 | 0 | 0 | 0 | 0 | 12 | 1
NO |  | 127 | 2016 | 8 | 5 | 5 |  | 0275 WEST CANTON JCT. | WAYVIEW | 138 | 138 | 1 | 1.11 | 0 | 1 | 795 ACSR | 0 | 0 | 0 | 0 | 0 | 0 | 0 | 0 | 0 | 0 | 0 | 0 | 0 | 0 | 0 | 0 | 0 | 0 | 0 | 0 | 0 | 0 | 0 | 12 | 1
NO |  | 127 | 2016 | 8 | 6 | 6 |  | 0275 WEST CANTON JCT. | WAYVIEW | 138 | 138 | 1 | 1.8 | 0 | 2 | 795 ACSR | 0 | 0 | 0 | 0 | 0 | 0 | 0 | 0 | 0 | 0 | 0 | 0 | 0 | 0 | 0 | 0 | 0 | 0 | 0 | 0 | 0 | 0 | 0 | 12 | 1
NO |  | 127 | 2016 | 8 | 7 | 7 |  | 0275 WEST CANTON JCT. | WAYVIEW | 138 | 138 | 3 | 1.89 | 0 | 1 | 795 ACSR | 0 | 0 | 0 | 0 | 0 | 0 | 0 | 0 | 0 | 0 | 0 | 0 | 0 | 0 | 0 | 0 | 0 | 0 | 0 | 0 | 0 | 0 | 0 | 12 | 1
NO |  | 127 | 2016 | 8 | 8 | 8 |  | 0276 BELDEN VILLAGE EXT. |  | 138 | 138 | 1 | 1.51 | 0 | 1 | 795 ACSR | 0 | 0 | 0 | 0 | 0 | 0 | 0 | 0 | 0 | 0 | 0 | 0 | 0 | 0 | 0 | 0 | 0 | 0 | 0 | 0 | 0 | 0 | 0 | 12 | 1
NO |  | 127 | 2016 | 8 | 9 | 9 |  | 0280 EAST AMSTERDAM | CARROLL CO-OP | 69 | 138 | 1 | 7.98 | 0 | 1 | 795 ACSR | 0 | 0 | 0 | 0 | 0 | 0 | 0 | 0 | 0 | 0 | 0 | 0 | 0 | 0 | 0 | 0 | 0 | 0 | 0 | 0 | 0 | 0 | 0 | 12 | 1
NO |  | 127 | 2016 | 8 | 10 | 10 |  | 0282 SOUTH POINT TIE |  | 138 | 138 | 1 | 0.09 | 0 | 1 | 795 ACSR | 0 | 0 | 0 | 0 | 0 | 0 | 0 | 0 | 0 | 0 | 0 | 0 | 0 | 0 | 0 | 0 | 0 | 0 | 0 | 0 | 0 | 0 | 0 | 12 | 1
NO |  | 127 | 2016 | 8 | 11 | 11 |  | 0286 WEST CANTON TIE |  | 138 | 138 | 1 | 0.16 | 0 | 2 | 795 ACSR | 0 | 0 | 0 | 0 | 0 | 0 | 0 | 0 | 0 | 0 | 0 | 0 | 0 | 0 | 0 | 0 | 0 | 0 | 0 | 0 | 0 | 0 | 0 | 12 | 1
NO |  | 127 | 2016 | 8 | 12 | 12 |  | 0289 OHIO CENTRAL EXT. NO. |  | 138 | 138 | 1 | 0.27 | 0 | 1 | 636 ACSR | 0 | 0 | 0 | 0 | 0 | 0 | 0 | 0 | 0 | 0 | 0 | 0 | 0 | 0 | 0 | 0 | 0 | 0 | 0 | 0 | 0 | 0 | 0 | 12 | 1
NO |  | 127 | 2016 | 8 | 13 | 13 |  | 0290 SOUTH CANTON EXT. NO. |  | 138 | 138 | 3 | 0.71 | 0 | 2 | 1033.5 AC | 0 | 0 | 0 | 0 | 0 | 0 | 0 | 0 | 0 | 0 | 0 | 0 | 0 | 0 | 0 | 0 | 0 | 0 | 0 | 0 | 0 | 0 | 0 | 12 | 1
NO |  | 127 | 2016 | 8 | 14 | 14 |  | 0294 SOUTH CANTON EXT. NO. |  | 138 | 138 | 3 | 0.31 | 0 | 2 | 1033.5 AC | 0 | 0 | 0 | 0 | 0 | 0 | 0 | 0 | 0 | 0 | 0 | 0 | 0 | 0 | 0 | 0 | 0 | 0 | 0 | 0 | 0 | 0 | 0 | 12 | 1
NO |  | 127 | 2016 | 8 | 15 | 15 |  | 0295 BROADACRE EXT. |  | 138 | 138 | 1 | 0.04 | 0 | 2 | 1780 ACSR | 0 | 0 | 0 | 0 | 0 | 0 | 0 | 0 | 0 | 0 | 0 | 0 | 0 | 0 | 0 | 0 | 0 | 0 | 0 | 0 | 0 | 0 | 0 | 12 | 1
NO |  | 127 | 2016 | 8 | 16 | 16 |  | 0307 WEST VAN WERT | DELPHOS CENTER | 69 | 138 | 1 | 1.7 | 0 | 1 | 795 ACSR | 0 | 0 | 0 | 0 | 0 | 0 | 0 | 0 | 0 | 0 | 0 | 0 | 0 | 0 | 0 | 0 | 0 | 0 | 0 | 0 | 0 | 0 | 0 | 12 | 1
NO |  | 127 | 2016 | 8 | 17 | 17 |  | 0313 BUCKEYE COOP EXT. W |  | 138 | 138 | 1 | 0.85 | 0 | 1 | 556.5 ACS | 0 | 0 | 0 | 0 | 0 | 0 | 0 | 0 | 0 | 0 | 0 | 0 | 0 | 0 | 0 | 0 | 0 | 0 | 0 | 0 | 0 | 0 | 0 | 12 | 1
NO |  | 127 | 2016 | 8 | 18 | 18 |  | 0316 ORDANANCE JCT. EXT. |  | 138 | 138 | 1 | 0.1 | 0 | 2 | 1590 ACSR | 0 | 0 | 0 | 0 | 0 | 0 | 0 | 0 | 0 | 0 | 0 | 0 | 0 | 0 | 0 | 0 | 0 | 0 | 0 | 0 | 0 | 0 | 0 | 12 | 1
NO |  | 127 | 2016 | 8 | 19 | 19 |  | 0317 GUERNSEY | MUSKINGUM CO-OP EXT. | 138 | 138 | 1 | 0.12 | 0 | 1 | 556.5 ACS | 0 | 0 | 0 | 0 | 0 | 0 | 0 | 0 | 0 | 0 | 0 | 0 | 0 | 0 | 0 | 0 | 0 | 0 | 0 | 0 | 0 | 0 | 0 | 12 | 1
NO |  | 127 | 2016 | 8 | 20 | 20 |  | 0318 BUCKEYE CO-OP EXT. M |  | 138 | 138 | 1 | 0.15 | 0 | 1 | 556.5 ACS | 0 | 0 | 0 | 0 | 0 | 0 | 0 | 0 | 0 | 0 | 0 | 0 | 0 | 0 | 0 | 0 | 0 | 0 | 0 | 0 | 0 | 0 | 0 | 12 | 1
NO |  | 127 | 2016 | 8 | 21 | 21 |  | 0320 HEDDING ROAD | MORROW CO-OP | 138 | 138 | 1 | 0.09 | 0 | 1 | 795 ACSR | 0 | 0 | 0 | 0 | 0 | 0 | 0 | 0 | 0 | 0 | 0 | 0 | 0 | 0 | 0 | 0 | 0 | 0 | 0 | 0 | 0 | 0 | 0 | 12 | 1
NO |  | 127 | 2016 | 8 | 22 | 22 |  | 0324 WEST MILLERSPORT | SOUTH CENTRAL POWER | 138 | 138 | 1 | 0.2 | 0 | 1 | 556.5 ACS | 0 | 0 | 0 | 0 | 0 | 0 | 0 | 0 | 0 | 0 | 0 | 0 | 0 | 0 | 0 | 0 | 0 | 0 | 0 | 0 | 0 | 0 | 0 | 12 | 1
NO |  | 127 | 2016 | 8 | 23 | 23 |  | 0325 SHELBY MUNICIPAL EXT. |  | 138 | 138 | 3 | 0.53 | 0 | 1 | 336.4 ACS | 0 | 0 | 0 | 0 | 0 | 0 | 0 | 0 | 0 | 0 | 0 | 0 | 0 | 0 | 0 | 0 | 0 | 0 | 0 | 0 | 0 | 0 | 0 | 12 | 1
NO |  | 127 | 2016 | 8 | 24 | 24 |  | 0326 BLOOMFIELD | GUERNSEY MUSKINGUM C | 138 | 138 | 1 | 0.41 | 0 | 1 | 336.4 ACS | 0 | 0 | 0 | 0 | 0 | 0 | 0 | 0 | 0 | 0 | 0 | 0 | 0 | 0 | 0 | 0 | 0 | 0 | 0 | 0 | 0 | 0 | 0 | 12 | 1
NO |  | 127 | 2016 | 8 | 25 | 25 |  | 0327 NORTH CENTRAL CO-OP |  | 138 | 138 | 1 | 0.45 | 0 | 1 | 336.4 ACS | 0 | 0 | 0 | 0 | 0 | 0 | 0 | 0 | 0 | 0 | 0 | 0 | 0 | 0 | 0 | 0 | 0 | 0 | 0 | 0 | 0 | 0 | 0 | 12 | 1
NO |  | 127 | 2016 | 8 | 26 | 26 |  | 0328 NORTH CHESIRE | EXTENSION NO. 2 | 138 | 138 |  | 0 | 0 | 0 |  | 0 | 0 | 0 | 0 | 0 | 0 | 0 | 0 | 0 | 0 | 0 | 0 | 0 | 0 | 0 | 0 | 0 | 0 | 0 | 0 | 0 | 0 | 0 | 12 | 1
NO |  | 127 | 2016 | 8 | 27 | 27 |  | 0329 TYCOON EXT. |  | 138 | 138 | 1 | 0.29 | 0 | 1 | 556.5 ACS | 0 | 0 | 0 | 0 | 0 | 0 | 0 | 0 | 0 | 0 | 0 | 0 | 0 | 0 | 0 | 0 | 0 | 0 | 0 | 0 | 0 | 0 | 0 | 12 | 1
NO |  | 127 | 2016 | 8 | 28 | 28 |  | 0331 LICKING CO-OP EXT. |  | 138 | 138 | 1 | 0.04 | 0 | 1 | 336.4 ACS | 0 | 0 | 0 | 0 | 0 | 0 | 0 | 0 | 0 | 0 | 0 | 0 | 0 | 0 | 0 | 0 | 0 | 0 | 0 | 0 | 0 | 0 | 0 | 12 | 1
NO |  | 127 | 2016 | 8 | 29 | 29 |  | 0333 ASHLEY EXT |  | 69 | 138 | 1 | 0.62 | 0 | 1 | 336.4 ACS | 0 | 0 | 0 | 0 | 0 | 0 | 0 | 0 | 0 | 0 | 0 | 0 | 0 | 0 | 0 | 0 | 0 | 0 | 0 | 0 | 0 | 0 | 0 | 12 | 1
NO |  | 127 | 2016 | 8 | 30 | 30 |  | 0334 NORTH CHESIRE | EXTENTION NO. 1 | 138 | 138 | 3 | 0.38 | 0 | 2 | 1033.5 AC | 0 | 0 | 0 | 0 | 0 | 0 | 0 | 0 | 0 | 0 | 0 | 0 | 0 | 0 | 0 | 0 | 0 | 0 | 0 | 0 | 0 | 0 | 0 | 12 | 1
NO |  | 127 | 2016 | 8 | 31 | 31 |  | 0336 SHUFFEL ROAD | TIMKEN RESEARCH | 69 | 138 | 3 | 0.66 | 0 | 1 | 795 ACSR | 0 | 0 | 0 | 0 | 0 | 0 | 0 | 0 | 0 | 0 | 0 | 0 | 0 | 0 | 0 | 0 | 0 | 0 | 0 | 0 | 0 | 0 | 0 | 12 | 1
NO |  | 127 | 2016 | 8 | 32 | 32 |  | 0337 TIMKEN, RICHVILLE EX |  | 138 | 138 | 1 | 1.11 | 0 | 2 | 1033.5 AC | 0 | 0 | 0 | 0 | 0 | 0 | 0 | 0 | 0 | 0 | 0 | 0 | 0 | 0 | 0 | 0 | 0 | 0 | 0 | 0 | 0 | 0 | 0 | 12 | 1
NO |  | 127 | 2016 | 8 | 33 | 33 |  | 0338 CONESVILLE COAL PREP |  | 138 | 138 | 1 | 0.63 | 0 | 1 | 1033.5 AC | 0 | 0 | 0 | 0 | 0 | 0 | 0 | 0 | 0 | 0 | 0 | 0 | 0 | 0 | 0 | 0 | 0 | 0 | 0 | 0 | 0 | 0 | 0 | 12 | 1
NO |  | 127 | 2016 | 8 | 34 | 34 |  | 0339 A.G.A. GAS EXT. |  | 138 | 138 | 1 | 0.16 | 0 | 1 | 336.4 ACS | 0 | 0 | 0 | 0 | 0 | 0 | 0 | 0 | 0 | 0 | 0 | 0 | 0 | 0 | 0 | 0 | 0 | 0 | 0 | 0 | 0 | 0 | 0 | 12 | 1
NO |  | 127 | 2016 | 8 | 35 | 35 |  | 0342 EAST WOOSTER EXT. NO. |  | 138 | 138 | 3 | 5.15 | 0 | 2 | 556.5 ACS | 0 | 0 | 0 | 0 | 0 | 0 | 0 | 0 | 0 | 0 | 0 | 0 | 0 | 0 | 0 | 0 | 0 | 0 | 0 | 0 | 0 | 0 | 0 | 12 | 1
NO |  | 127 | 2016 | 9 | 1 | 1 |  | 0343 EAST WOOSTER EXT. |  | 138 | 138 | 1 | 0.18 | 0 | 1 | 795 ACSR | 0 | 0 | 0 | 0 | 0 | 0 | 0 | 0 | 0 | 0 | 0 | 0 | 0 | 0 | 0 | 0 | 0 | 0 | 0 | 0 | 0 | 0 | 0 | 12 | 1
NO |  | 127 | 2016 | 9 | 2 | 2 |  | 0343 EAST WOOSTER EXT. |  | 138 | 138 | 1 | 0.43 | 0 | 2 | 795 ACSR | 0 | 0 | 0 | 0 | 0 | 0 | 0 | 0 | 0 | 0 | 0 | 0 | 0 | 0 | 0 | 0 | 0 | 0 | 0 | 0 | 0 | 0 | 0 | 12 | 1
NO |  | 127 | 2016 | 9 | 3 | 3 |  | 0344 WAGENHALS | LTV STEEL NO. 1 | 138 | 138 | 3 | 0.65 | 0 | 1 | 1033.5 AC | 0 | 0 | 0 | 0 | 0 | 0 | 0 | 0 | 0 | 0 | 0 | 0 | 0 | 0 | 0 | 0 | 0 | 0 | 0 | 0 | 0 | 0 | 0 | 12 | 1
NO |  | 127 | 2016 | 9 | 4 | 4 |  | 0345 WAGENHALS | LTV STEEL NO. 2 | 138 | 138 | 3 | 0.68 | 0 | 1 | 1033.5 AC | 0 | 0 | 0 | 0 | 0 | 0 | 0 | 0 | 0 | 0 | 0 | 0 | 0 | 0 | 0 | 0 | 0 | 0 | 0 | 0 | 0 | 0 | 0 | 12 | 1
NO |  | 127 | 2016 | 9 | 5 | 5 |  | 0346 FOSTORIA TIE |  | 138 | 138 | 1 | 0.02 | 0 | 1 | 336.4 ACS | 0 | 0 | 0 | 0 | 0 | 0 | 0 | 0 | 0 | 0 | 0 | 0 | 0 | 0 | 0 | 0 | 0 | 0 | 0 | 0 | 0 | 0 | 0 | 12 | 1
NO |  | 127 | 2016 | 9 | 6 | 6 |  | 0347 FOSTORIA CENTRAL EXT. |  | 138 | 138 | 3 | 0.1 | 0 | 2 | 1033.5 AC | 0 | 0 | 0 | 0 | 0 | 0 | 0 | 0 | 0 | 0 | 0 | 0 | 0 | 0 | 0 | 0 | 0 | 0 | 0 | 0 | 0 | 0 | 0 | 12 | 1
NO |  | 127 | 2016 | 9 | 7 | 7 |  | 0348 FOSTORIA CENTRAL EXT. |  | 138 | 138 | 3 | 0.1 | 0 | 1 | 1033.5 AC | 0 | 0 | 0 | 0 | 0 | 0 | 0 | 0 | 0 | 0 | 0 | 0 | 0 | 0 | 0 | 0 | 0 | 0 | 0 | 0 | 0 | 0 | 0 | 12 | 1
NO |  | 127 | 2016 | 9 | 8 | 8 |  | 0349 FOSTORIA POWER EXT. |  | 138 | 138 | 3 | 0.1 | 0 | 3 | 336.4 ACS | 0 | 0 | 0 | 0 | 0 | 0 | 0 | 0 | 0 | 0 | 0 | 0 | 0 | 0 | 0 | 0 | 0 | 0 | 0 | 0 | 0 | 0 | 0 | 12 | 1
NO |  | 127 | 2016 | 9 | 9 | 9 |  | 0350 HANCOCK WOOD CO-OP |  | 138 | 138 | 1 | 0.03 | 0 | 1 | 556.5 ACS | 0 | 0 | 0 | 0 | 0 | 0 | 0 | 0 | 0 | 0 | 0 | 0 | 0 | 0 | 0 | 0 | 0 | 0 | 0 | 0 | 0 | 0 | 0 | 12 | 1
NO |  | 127 | 2016 | 9 | 10 | 10 |  | 0351 EAST LEIPSIC EXT |  | 138 | 138 | 1 | 6.57 | 0 | 2 | 795 ACSR | 0 | 0 | 0 | 0 | 0 | 0 | 0 | 0 | 0 | 0 | 0 | 0 | 0 | 0 | 0 | 0 | 0 | 0 | 0 | 0 | 0 | 0 | 0 | 12 | 1
NO |  | 127 | 2016 | 9 | 11 | 11 |  | 0352 BUCKEYE CO-OP EXT |  | 138 | 138 | 1 | 0.09 | 0 | 1 | 336.4 ACS | 0 | 0 | 0 | 0 | 0 | 0 | 0 | 0 | 0 | 0 | 0 | 0 | 0 | 0 | 0 | 0 | 0 | 0 | 0 | 0 | 0 | 0 | 0 | 12 | 1
NO |  | 127 | 2016 | 9 | 12 | 12 |  | 0353 STERLING | FOUNDRY PARK | 138 | 138 | 1 | 0.91 | 0 | 1 | 795 ACSR | 0 | 0 | 0 | 0 | 0 | 0 | 0 | 0 | 0 | 0 | 0 | 0 | 0 | 0 | 0 | 0 | 0 | 0 | 0 | 0 | 0 | 0 | 0 | 12 | 1
NO |  | 127 | 2016 | 9 | 13 | 13 |  | 0354 GAVIN EXT. NO. 1 |  | 138 | 138 | 3 | 3.1 | 0 | 2 | 1033.5 AC | 0 | 0 | 0 | 0 | 0 | 0 | 0 | 0 | 0 | 0 | 0 | 0 | 0 | 0 | 0 | 0 | 0 | 0 | 0 | 0 | 0 | 0 | 0 | 12 | 1
NO |  | 127 | 2016 | 9 | 14 | 14 |  | 0355 GAVIN EXT. NO. 2 |  | 138 | 138 | 3 | 2.97 | 0 | 2 | 1033.5 AC | 0 | 0 | 0 | 0 | 0 | 0 | 0 | 0 | 0 | 0 | 0 | 0 | 0 | 0 | 0 | 0 | 0 | 0 | 0 | 0 | 0 | 0 | 0 | 12 | 1
NO |  | 127 | 2016 | 9 | 15 | 15 |  | 0358 LICKING REC. EXT. A |  | 138 | 138 | 1 | 0.24 | 0 | 1 | 556.5 ACS | 0 | 0 | 0 | 0 | 0 | 0 | 0 | 0 | 0 | 0 | 0 | 0 | 0 | 0 | 0 | 0 | 0 | 0 | 0 | 0 | 0 | 0 | 0 | 12 | 1
NO |  | 127 | 2016 | 9 | 16 | 16 |  | 0359 BUCKHORN | HOLMES | 138 | 138 | 1 | 0.98 | 0 | 1 | 336.4 ACS | 0 | 0 | 0 | 0 | 0 | 0 | 0 | 0 | 0 | 0 | 0 | 0 | 0 | 0 | 0 | 0 | 0 | 0 | 0 | 0 | 0 | 0 | 0 | 12 | 1
NO |  | 127 | 2016 | 9 | 17 | 17 |  | 0360 ADAMS RUAL ELECTRICK | EMERALD | 138 | 138 | 1 | 0.75 | 0 | 1 | 556.5 ACSR | 0 | 0 | 0 | 0 | 0 | 0 | 0 | 0 | 0 | 0 | 0 | 0 | 0 | 0 | 0 | 0 | 0 | 0 | 0 | 0 | 0 | 0 | 0 | 12 | 1
NO |  | 127 | 2016 | 9 | 18 | 18 |  | 0361 RILEY CREEK | PAULDING PUTNAM | 138 | 138 | 3 | 1.2 | 0 | 1 | 336.4 ACS | 0 | 0 | 0 | 0 | 0 | 0 | 0 | 0 | 0 | 0 | 0 | 0 | 0 | 0 | 0 | 0 | 0 | 0 | 0 | 0 | 0 | 0 | 0 | 12 | 1
NO |  | 127 | 2016 | 9 | 19 | 19 |  | 0363 MEIGS NO. 2 | WILKESVILLE | 138 | 138 |  | 1.6 | 0 | 1 |  | 0 | 0 | 0 | 0 | 0 | 0 | 0 | 0 | 0 | 0 | 0 | 0 | 0 | 0 | 0 | 0 | 0 | 0 | 0 | 0 | 0 | 0 | 0 | 12 | 1
NO |  | 127 | 2016 | 9 | 20 | 20 |  | 0364 NORTH CENTRAL CO-OP |  | 138 | 138 |  | 1.84 | 0 | 1 | 556.5 ACS | 0 | 0 | 0 | 0 | 0 | 0 | 0 | 0 | 0 | 0 | 0 | 0 | 0 | 0 | 0 | 0 | 0 | 0 | 0 | 0 | 0 | 0 | 0 | 12 | 1
NO |  | 127 | 2016 | 9 | 21 | 21 |  | 0368 BALL HOLLOW | WASHINGTON CO-OP | 138 | 138 |  | 0.05 | 0 | 1 | 556.5 ACS | 0 | 0 | 0 | 0 | 0 | 0 | 0 | 0 | 0 | 0 | 0 | 0 | 0 | 0 | 0 | 0 | 0 | 0 | 0 | 0 | 0 | 0 | 0 | 12 | 1
NO |  | 127 | 2016 | 9 | 22 | 22 |  | 0371 SPENCER RIDGE | BUCKINGHAM COAL | 138 | 138 | 1 | 0.12 | 0 | 1 | 4/0 ACSR | 0 | 0 | 0 | 0 | 0 | 0 | 0 | 0 | 0 | 0 | 0 | 0 | 0 | 0 | 0 | 0 | 0 | 0 | 0 | 0 | 0 | 0 | 0 | 12 | 1
NO |  | 127 | 2016 | 9 | 23 | 23 |  | 0370 BUCKEYE CO-OP EXT |  | 138 | 138 | 3 | 0.1 | 0 | 2 | 397.5 ACS | 0 | 0 | 0 | 0 | 0 | 0 | 0 | 0 | 0 | 0 | 0 | 0 | 0 | 0 | 0 | 0 | 0 | 0 | 0 | 0 | 0 | 0 | 0 | 12 | 1
NO |  | 127 | 2016 | 9 | 24 | 24 |  | 0372 NORTH BELLVILLE LOOP |  | 138 | 138 | 1 | 0.11 | 0 | 2 | 556.5 ACS | 0 | 0 | 0 | 0 | 0 | 0 | 0 | 0 | 0 | 0 | 0 | 0 | 0 | 0 | 0 | 0 | 0 | 0 | 0 | 0 | 0 | 0 | 0 | 12 | 1
NO |  | 127 | 2016 | 9 | 25 | 25 |  | 0375 HANTHORN RD | G.O. ETHANOL | 0 | 138 | 3 | 0.34 | 0 | 1 | 556.5 ACS | 0 | 0 | 0 | 0 | 0 | 0 | 0 | 0 | 0 | 0 | 0 | 0 | 0 | 0 | 0 | 0 | 0 | 0 | 0 | 0 | 0 | 0 | 0 | 12 | 1
NO |  | 127 | 2016 | 9 | 26 | 26 |  | 0376 WARNER EXTENSION | SUNNYSIDE-TORREY | 138 | 138 | 1 | 0.3 | 0 | 1 | 397.5 ACS | 0 | 0 | 0 | 0 | 0 | 0 | 0 | 0 | 0 | 0 | 0 | 0 | 0 | 0 | 0 | 0 | 0 | 0 | 0 | 0 | 0 | 0 | 0 | 12 | 1
NO |  | 127 | 2016 | 9 | 27 | 27 |  | 0377 YELLOWBUSH |  | 138 | 138 | 3 | 0.04 | 0 | 1 | 795 ACSR | 0 | 0 | 0 | 0 | 0 | 0 | 0 | 0 | 0 | 0 | 0 | 0 | 0 | 0 | 0 | 0 | 0 | 0 | 0 | 0 | 0 | 0 | 0 | 12 | 1
NO |  | 127 | 2016 | 9 | 29 | 29 |  | LINES < 132KV |  | 0 | 0 |  | 2384.84 | 0 | 0 |  | 0 | 0 | 0 | 0 | 0 | 0 | 0 | 0 | 0 | 0 | 0 | 0 | 0 | 0 | 0 | 0 | 0 | 0 | 0 | 0 | 0 | 0 | 0 | 12 | 1
NO |  | 127 | 2016 | 9 | 31 | 31 |  | Columbus Southern Power Co |  | 0 | 0 |  | 0 | 0 | 0 |  | 0 | 0 | 0 | 0 | 0 | 0 | 0 | 661270102 | 0 | 0 | 0 | 0 | 0 | 0 | 0 | 0 | 0 | 0 | 0 | 0 | 0 | 0 | 0 | 12 | 1
NO |  | 127 | 2016 | 9 | 32 | 32 |  | FULLY OWNED TRANS LINES: |  | 0 | 0 |  | 0 | 0 | 0 |  | 0 | 0 | 0 | 0 | 0 | 0 | 0 | 0 | 0 | 0 | 0 | 0 | 0 | 0 | 0 | 0 | 0 | 0 | 0 | 0 | 0 | 0 | 0 | 12 | 1
NO |  | 127 | 2016 | 9 | 33 | 33 |  | BEATTY | HAYDEN | 345 | 345 | 1 | 0 | 0 | 1 | 2-954 ACSR | 0 | 0 | 0 | 0 | 0 | 0 | 0 | 0 | 0 | 0 | 0 | 0 | 0 | 0 | 0 | 0 | 0 | 0 | 0 | 0 | 0 | 0 | 0 | 12 | 1
NO |  | 127 | 2016 | 9 | 34 | 34 |  | 9032 BEATTY | HAYDEN | 345 | 345 | 3 | 17 | 0 | 1 | 2-954 ACSR | 0 | 0 | 0 | 0 | 0 | 0 | 0 | 0 | 0 | 0 | 0 | 0 | 0 | 0 | 0 | 0 | 0 | 0 | 0 | 0 | 0 | 0 | 0 | 12 | 1
NO |  | 127 | 2016 | 9 | 35 | 35 |  | 9034 CONESVILLE | CORRIDOR | 345 | 345 | 3 | 54 | 0 | 1 | 2-954 ACSR | 0 | 0 | 0 | 0 | 0 | 0 | 0 | 0 | 0 | 0 | 0 | 0 | 0 | 0 | 0 | 0 | 0 | 0 | 0 | 0 | 0 | 0 | 0 | 12 | 1
NO |  | 127 | 2016 | 10 | 1 | 1 |  | C633 POINT N | STR. 96-1 | 345 | 345 | 1,3 | 4.24 | 0 | 1 | 2-954 ACSR | 0 | 0 | 0 | 0 | 0 | 0 | 0 | 0 | 0 | 0 | 0 | 0 | 0 | 0 | 0 | 0 | 0 | 0 | 0 | 0 | 0 | 0 | 0 | 12 | 1
NO |  | 127 | 2016 | 10 | 2 | 2 |  | C633B KIRK | CORRIDOR | 345 | 345 | 2 | 18.38 | 0 | 2 | 600 CU PIPT | 0 | 0 | 0 | 0 | 0 | 0 | 0 | 0 | 0 | 0 | 0 | 0 | 0 | 0 | 0 | 0 | 0 | 0 | 0 | 0 | 0 | 0 | 0 | 12 | 1
NO |  | 127 | 2016 | 10 | 3 | 3 |  | HAYDEN | HYATT | 345 | 345 | 1 | 0 | 0 | 1 | 2-954 ACSR | 0 | 0 | 0 | 0 | 0 | 0 | 0 | 0 | 0 | 0 | 0 | 0 | 0 | 0 | 0 | 0 | 0 | 0 | 0 | 0 | 0 | 0 | 0 | 12 | 1
NO |  | 127 | 2016 | 10 | 4 | 4 |  | HAYDEN | HYATT | 345 | 345 | 2 | 0 | 0 | 1 | 2-954 ACSR | 0 | 0 | 0 | 0 | 0 | 0 | 0 | 0 | 0 | 0 | 0 | 0 | 0 | 0 | 0 | 0 | 0 | 0 | 0 | 0 | 0 | 0 | 0 | 12 | 1
NO |  | 127 | 2016 | 10 | 5 | 5 |  | 9037 HAYDEN | HYATT | 345 | 345 | 3 | 12 | 0 | 1 | 2-954 ACSR | 0 | 0 | 0 | 0 | 0 | 0 | 0 | 0 | 0 | 0 | 0 | 0 | 0 | 0 | 0 | 0 | 0 | 0 | 0 | 0 | 0 | 0 | 0 | 12 | 1
NO |  | 127 | 2016 | 10 | 6 | 6 |  | 9037 HAYDEN | HYATT | 138 | 345 | 3 | 9.41 | 0 | 0 | 2-954 ACSR | 0 | 0 | 0 | 0 | 0 | 0 | 0 | 0 | 0 | 0 | 0 | 0 | 0 | 0 | 0 | 0 | 0 | 0 | 0 | 0 | 0 | 0 | 0 | 12 | 1
NO |  | 127 | 2016 | 10 | 7 | 7 |  | 9038 HAYDEN | ROBERTS | 345 | 345 | 1 | 11.53 | 0 | 1 | 2-954 ACSR | 0 | 0 | 0 | 0 | 0 | 0 | 0 | 0 | 0 | 0 | 0 | 0 | 0 | 0 | 0 | 0 | 0 | 0 | 0 | 0 | 0 | 0 | 0 | 12 | 1
NO |  | 127 | 2016 | 10 | 8 | 8 |  | 9039 POINT Z HYATT | CORRIDOR | 345 | 345 | 3 | 21 | 0 | 1 | 2-954 ACSR | 0 | 0 | 0 | 0 | 0 | 0 | 0 | 0 | 0 | 0 | 0 | 0 | 0 | 0 | 0 | 0 | 0 | 0 | 0 | 0 | 0 | 0 | 0 | 12 | 1
NO |  | 127 | 2016 | 10 | 9 | 9 |  | C613 KIRK EXT #1 (NORTH) |  | 345 | 345 | 1 | 0.25 | 0 | 1 | 636 ACSR 26/7 | 0 | 0 | 0 | 0 | 0 | 0 | 0 | 0 | 0 | 0 | 0 | 0 | 0 | 0 | 0 | 0 | 0 | 0 | 0 | 0 | 0 | 0 | 0 | 12 | 1
NO |  | 127 | 2016 | 10 | 10 | 10 |  | C614 KIRK EXT #2 (SOUTH) |  | 345 | 345 | 1 | 0.25 | 0 | 1 | 636 ACSR 26/7 | 0 | 0 | 0 | 0 | 0 | 0 | 0 | 0 | 0 | 0 | 0 | 0 | 0 | 0 | 0 | 0 | 0 | 0 | 0 | 0 | 0 | 0 | 0 | 12 | 1
NO |  | 127 | 2016 | 10 | 11 | 11 |  | 8790 DAVIDSON | DUBLIN | 138 | 138 | 4 | 3.15 | 0 | 1 | 2000 CU KCM | 0 | 0 | 0 | 0 | 0 | 0 | 0 | 0 | 0 | 0 | 0 | 0 | 0 | 0 | 0 | 0 | 0 | 0 | 0 | 0 | 0 | 0 | 0 | 12 | 1
NO |  | 127 | 2016 | 10 | 12 | 12 |  | C710 DUBLIN | SAWMILL | 138 | 138 | 1 | 6.4 | 0 | 1 | 636 ACSR 26/7 | 0 | 0 | 0 | 0 | 0 | 0 | 0 | 0 | 0 | 0 | 0 | 0 | 0 | 0 | 0 | 0 | 0 | 0 | 0 | 0 | 0 | 0 | 0 | 12 | 1
NO |  | 127 | 2016 | 10 | 13 | 13 |  | C795 KIMBERLY EXTENSION |  | 138 | 138 | 1 | 0.56 | 0 | 2 | 636 ACSR 26/7 | 0 | 0 | 0 | 0 | 0 | 0 | 0 | 0 | 0 | 0 | 0 | 0 | 0 | 0 | 0 | 0 | 0 | 0 | 0 | 0 | 0 | 0 | 0 | 12 | 1
NO |  | 127 | 2016 | 10 | 14 | 14 |  | C796 DON MARQUIS LOOP #1 |  | 138 | 138 | 1 | 6.6 | 0 | 1 | 1033.5 KCM | 0 | 0 | 0 | 0 | 0 | 0 | 0 | 0 | 0 | 0 | 0 | 0 | 0 | 0 | 0 | 0 | 0 | 0 | 0 | 0 | 0 | 0 | 0 | 12 | 1
NO |  | 127 | 2016 | 10 | 15 | 15 |  | C798 DON MARQUIS LOOP #2 |  | 138 | 138 | 1 | 0.65 | 0 | 1 | 1033.5 KCM | 0 | 0 | 0 | 0 | 0 | 0 | 0 | 0 | 0 | 0 | 0 | 0 | 0 | 0 | 0 | 0 | 0 | 0 | 0 | 0 | 0 | 0 | 0 | 12 | 1
NO |  | 127 | 2016 | 10 | 16 | 16 |  | C799 GREIF EXTENSION |  | 138 | 138 | 4 | 0.66 | 0 | 2 | 2000 kcm CU | 0 | 0 | 0 | 0 | 0 | 0 | 0 | 0 | 0 | 0 | 0 | 0 | 0 | 0 | 0 | 0 | 0 | 0 | 0 | 0 | 0 | 0 | 0 | 12 | 1
NO |  | 127 | 2016 | 10 | 17 | 17 |  | C800 LICK | JACKSON | 138 | 138 | 1 | 1.09 | 0 | 0 |  | 0 | 0 | 0 | 0 | 0 | 0 | 0 | 0 | 0 | 0 | 0 | 0 | 0 | 0 | 0 | 0 | 0 | 0 | 0 | 0 | 0 | 0 | 0 | 12 | 1
NO |  | 127 | 2016 | 10 | 18 | 18 |  | C850 WILLOW ISLAND | MILL CREEK | 138 | 138 | 1 | 9.14 | 0 | 1 | 954 ACSR 45/7 | 0 | 0 | 0 | 0 | 0 | 0 | 0 | 0 | 0 | 0 | 0 | 0 | 0 | 0 | 0 | 0 | 0 | 0 | 0 | 0 | 0 | 0 | 0 | 12 | 1
NO |  | 127 | 2016 | 10 | 19 | 19 |  | C851 MILL CREEK | RIVERVIEW | 138 | 138 | 1 | 10.8 | 0 | 1 | 954 ACSR 45/7 | 0 | 0 | 0 | 0 | 0 | 0 | 0 | 0 | 0 | 0 | 0 | 0 | 0 | 0 | 0 | 0 | 0 | 0 | 0 | 0 | 0 | 0 | 0 | 12 | 1
NO |  | 127 | 2016 | 10 | 20 | 20 |  | C852 RIVERVIEW | CORNER | 138 | 138 | 1 | 7.09 | 0 | 1 | 954 ACSR 45/7 | 0 | 0 | 0 | 0 | 0 | 0 | 0 | 0 | 0 | 0 | 0 | 0 | 0 | 0 | 0 | 0 | 0 | 0 | 0 | 0 | 0 | 0 | 0 | 12 | 1
NO |  | 127 | 2016 | 10 | 21 | 21 |  | C853 CORNER | SHELL | 138 | 138 | 1 | 2.13 | 0 | 1 | 336.4 ACSR 26/7 | 0 | 0 | 0 | 0 | 0 | 0 | 0 | 0 | 0 | 0 | 0 | 0 | 0 | 0 | 0 | 0 | 0 | 0 | 0 | 0 | 0 | 0 | 0 | 12 | 1
NO |  | 127 | 2016 | 10 | 22 | 22 |  | C854 PARKERSBURG | CORNER | 138 | 138 | 1 | 7.67 | 0 | 1 | 336.4&954 ACSR | 0 | 0 | 0 | 0 | 0 | 0 | 0 | 0 | 0 | 0 | 0 | 0 | 0 | 0 | 0 | 0 | 0 | 0 | 0 | 0 | 0 | 0 | 0 | 12 | 1
NO |  | 127 | 2016 | 10 | 23 | 23 |  | C855 MUSKINGUM | CORNER | 138 | 138 | 1 | 15.79 | 0 | 1 | 556.5 ACSR 26/7 | 0 | 0 | 0 | 0 | 0 | 0 | 0 | 0 | 0 | 0 | 0 | 0 | 0 | 0 | 0 | 0 | 0 | 0 | 0 | 0 | 0 | 0 | 0 | 12 | 1
NO |  | 127 | 2016 | 10 | 24 | 24 |  | C856 BELMONT | RIVERVIEW | 138 | 138 | 1 | 0.86 | 0 | 1 | 954 ACSR 45/7 | 0 | 0 | 0 | 0 | 0 | 0 | 0 | 0 | 0 | 0 | 0 | 0 | 0 | 0 | 0 | 0 | 0 | 0 | 0 | 0 | 0 | 0 | 0 | 12 | 1
NO |  | 127 | 2016 | 10 | 25 | 25 |  | C857 WASHINGTON | CORNER | 138 | 138 | 1 | 6.51 | 0 | 1 | 954 ACSR 45/7 | 0 | 0 | 0 | 0 | 0 | 0 | 0 | 0 | 0 | 0 | 0 | 0 | 0 | 0 | 0 | 0 | 0 | 0 | 0 | 0 | 0 | 0 | 0 | 12 | 1
NO |  | 127 | 2016 | 10 | 26 | 26 |  | C858 RIVERVIEW | ELKEM METALS | 138 | 138 | 1 | 0.8 | 0 | 1 | 954 ACSR 45/7 | 0 | 0 | 0 | 0 | 0 | 0 | 0 | 0 | 0 | 0 | 0 | 0 | 0 | 0 | 0 | 0 | 0 | 0 | 0 | 0 | 0 | 0 | 0 | 12 | 1
NO |  | 127 | 2016 | 10 | 27 | 27 |  | COMMONLY OWNED: (A) |  | 0 | 0 |  | 0 | 0 | 0 |  | 0 | 0 | 0 | 0 | 0 | 0 | 0 | 0 | 0 | 0 | 0 | 0 | 0 | 0 | 0 | 0 | 0 | 0 | 0 | 0 | 0 | 0 | 0 | 12 | 1
NO |  | 127 | 2016 | 10 | 28 | 28 |  | 9001 BECKJORD | PIERCE | 345 | 345 | 3 | 0 | 0 | 1 | 1414 ACSR | 0 | 0 | 0 | 0 | 0 | 0 | 0 | 0 | 0 | 0 | 0 | 0 | 0 | 0 | 0 | 0 | 0 | 0 | 0 | 0 | 0 | 0 | 0 | 12 | 1
NO |  | 127 | 2016 | 10 | 29 | 29 |  | 9006 GREENE | BEATTY | 345 | 345 | 3 | 49 | 0 | 1 | 2-1024 ACAR | 0 | 0 | 0 | 0 | 0 | 0 | 0 | 0 | 0 | 0 | 0 | 0 | 0 | 0 | 0 | 0 | 0 | 0 | 0 | 0 | 0 | 0 | 0 | 12 | 1
NO |  | 127 | 2016 | 10 | 30 | 30 |  | 9007 MARQUIS | POINT X | 345 | 345 | 3 | 45.61 | 0 | 1 | 2-983 ACAR | 0 | 0 | 0 | 0 | 0 | 0 | 0 | 0 | 0 | 0 | 0 | 0 | 0 | 0 | 0 | 0 | 0 | 0 | 0 | 0 | 0 | 0 | 0 | 12 | 1
NO |  | 127 | 2016 | 10 | 31 | 31 |  | 9007 MARQUIS | POINT X | 345 | 345 | 1 | 0.39 | 0 | 1 | 2-954 KCM | 0 | 0 | 0 | 0 | 0 | 0 | 0 | 0 | 0 | 0 | 0 | 0 | 0 | 0 | 0 | 0 | 0 | 0 | 0 | 0 | 0 | 0 | 0 | 12 | 1
NO |  | 127 | 2016 | 10 | 32 | 32 |  | 9010 STUART | POINT M-KILLEN | 345 | 345 | 3 | 13 | 0 | 1 | 2-983 ACAR | 0 | 0 | 0 | 0 | 0 | 0 | 0 | 0 | 0 | 0 | 0 | 0 | 0 | 0 | 0 | 0 | 0 | 0 | 0 | 0 | 0 | 0 | 0 | 12 | 1
NO |  | 127 | 2016 | 10 | 33 | 33 |  | STUART | FOSTER | 345 | 345 | 3 | 55 | 0 | 1 | 2-1024 ACAR | 0 | 0 | 0 | 0 | 0 | 0 | 0 | 0 | 0 | 0 | 0 | 0 | 0 | 0 | 0 | 0 | 0 | 0 | 0 | 0 | 0 | 0 | 0 | 12 | 1
NO |  | 127 | 2016 | 10 | 34 | 34 |  | 9011 STUART | FOSTER | 345 | 345 | 3 | 1 | 0 | 1 | 2-1024 ACAR | 0 | 0 | 0 | 0 | 0 | 0 | 0 | 0 | 0 | 0 | 0 | 0 | 0 | 0 | 0 | 0 | 0 | 0 | 0 | 0 | 0 | 0 | 0 | 12 | 1
NO |  | 127 | 2016 | 10 | 35 | 35 |  | 9041 STUART | ZIMMER | 345 | 345 | 3 | 35 | 0 | 1 | 2-954 ACSR | 0 | 0 | 0 | 0 | 0 | 0 | 0 | 0 | 0 | 0 | 0 | 0 | 0 | 0 | 0 | 0 | 0 | 0 | 0 | 0 | 0 | 0 | 0 | 12 | 1
NO |  | 127 | 2016 | 11 | 1 | 1 |  | 9044 ZIMMER | PORT UNION | 345 | 345 | 3 | 10 | 0 | 1 | 2-954 ACSR | 0 | 0 | 0 | 0 | 0 | 0 | 0 | 0 | 0 | 0 | 0 | 0 | 0 | 0 | 0 | 0 | 0 | 0 | 0 | 0 | 0 | 0 | 0 | 12 | 1
NO |  | 127 | 2016 | 11 | 2 | 2 |  | 9049 KILLEN-POINT O | MARQUIS | 345 | 345 |  | 0 | 0 | 0 |  | 0 | 0 | 0 | 0 | 0 | 0 | 0 | 0 | 0 | 0 | 0 | 0 | 0 | 0 | 0 | 0 | 0 | 0 | 0 | 0 | 0 | 0 | 0 | 12 | 1
NO |  | 127 | 2016 | 11 | 3 | 3 |  | POINT O-KILLEN | MARQUIS | 345 | 345 | 3 | 32 | 0 | 1 | 2-983 ACAR | 0 | 0 | 0 | 0 | 0 | 0 | 0 | 0 | 0 | 0 | 0 | 0 | 0 | 0 | 0 | 0 | 0 | 0 | 0 | 0 | 0 | 0 | 0 | 12 | 1
NO |  | 127 | 2016 | 11 | 4 | 4 |  | POINT Y | BEATTY | 345 | 345 | 3 | 15 | 0 | 1 | 2-983 ACAR | 0 | 0 | 0 | 0 | 0 | 0 | 0 | 0 | 0 | 0 | 0 | 0 | 0 | 0 | 0 | 0 | 0 | 0 | 0 | 0 | 0 | 0 | 0 | 12 | 1
NO |  | 127 | 2016 | 11 | 5 | 5 |  | 9742 POINT Y | BEATTY | 345 | 345 | 3 | 0 | 4 | 1 | 2-983 ACAR | 0 | 0 | 0 | 0 | 0 | 0 | 0 | 0 | 0 | 0 | 0 | 0 | 0 | 0 | 0 | 0 | 0 | 0 | 0 | 0 | 0 | 0 | 0 | 12 | 1
NO |  | 127 | 2016 | 11 | 6 | 6 |  | COMMONLY OWNED: (B) |  | 0 | 0 |  | 0 | 0 | 0 |  | 0 | 0 | 0 | 0 | 0 | 0 | 0 | 0 | 0 | 0 | 0 | 0 | 0 | 0 | 0 | 0 | 0 | 0 | 0 | 0 | 0 | 0 | 0 | 12 | 1
NO |  | 127 | 2016 | 11 | 7 | 7 |  | 9031 BEATTY | BIXBY | 345 | 345 | 3 | 13 | 0 | 1 | 2-954 ACSR | 0 | 0 | 0 | 0 | 0 | 0 | 0 | 0 | 0 | 0 | 0 | 0 | 0 | 0 | 0 | 0 | 0 | 0 | 0 | 0 | 0 | 0 | 0 | 12 | 1
NO |  | 127 | 2016 | 11 | 8 | 8 |  | STUART | TOWER 2 | 345 | 345 | 3 | 0 | 0 | 1 | 2-954 ACSR | 0 | 0 | 0 | 0 | 0 | 0 | 0 | 0 | 0 | 0 | 0 | 0 | 0 | 0 | 0 | 0 | 0 | 0 | 0 | 0 | 0 | 0 | 0 | 12 | 1
NO |  | 127 | 2016 | 11 | 9 | 9 |  | 9042 TOWER 2 | POINT Y | 345 | 345 | 3 | 75 | 0 | 1 | 2-954 ACSR | 0 | 0 | 0 | 0 | 0 | 0 | 0 | 0 | 0 | 0 | 0 | 0 | 0 | 0 | 0 | 0 | 0 | 0 | 0 | 0 | 0 | 0 | 0 | 12 | 1
NO |  | 127 | 2016 | 11 | 10 | 10 |  | 9043 CONESVILLE | TOWER 71 | 345 | 345 | 2 | 42.76 | 0 | 1 | 2-954 ACSR | 0 | 0 | 0 | 0 | 0 | 0 | 0 | 0 | 0 | 0 | 0 | 0 | 0 | 0 | 0 | 0 | 0 | 0 | 0 | 0 | 0 | 0 | 0 | 12 | 1
NO |  | 127 | 2016 | 11 | 11 | 11 |  | 9043 TOWER 71 | BIXBY | 345 | 345 | 3 | 0 | 15 | 1 | 2-954 ACSR | 0 | 0 | 0 | 0 | 0 | 0 | 0 | 0 | 0 | 0 | 0 | 0 | 0 | 0 | 0 | 0 | 0 | 0 | 0 | 0 | 0 | 0 | 0 | 12 | 1
NO |  | 127 | 2016 | 11 | 12 | 12 |  | 9043 CONESVILLE | BIXBY | 345 | 345 | 1 | 5.08 | 0 | 2 | 2.954 ACSR | 0 | 0 | 0 | 0 | 0 | 0 | 0 | 0 | 0 | 0 | 0 | 0 | 0 | 0 | 0 | 0 | 0 | 0 | 0 | 0 | 0 | 0 | 0 | 12 | 1
NO |  | 127 | 2016 | 11 | 13 | 13 |  | 9043 CONESVILLE | BIXBY | 345 | 345 | 1 | 2.96 | 0 | 1 | 965 KCM | 0 | 0 | 0 | 0 | 0 | 0 | 0 | 0 | 0 | 0 | 0 | 0 | 0 | 0 | 0 | 0 | 0 | 0 | 0 | 0 | 0 | 0 | 0 | 12 | 1
NO |  | 127 | 2016 | 11 | 14 | 14 |  | 9043 CONESVILLE | BIXBY | 345 | 345 | 1 | 0.2 | 0 | 1 | 954 KCM | 0 | 0 | 0 | 0 | 0 | 0 | 0 | 0 | 0 | 0 | 0 | 0 | 0 | 0 | 0 | 0 | 0 | 0 | 0 | 0 | 0 | 0 | 0 | 12 | 1
NO |  | 127 | 2016 | 11 | 15 | 15 |  | POINT X | TOWER 27 | 345 | 345 | 3 | 17 | 0 | 1 | 2-954 ACSR | 0 | 0 | 0 | 0 | 0 | 0 | 0 | 0 | 0 | 0 | 0 | 0 | 0 | 0 | 0 | 0 | 0 | 0 | 0 | 0 | 0 | 0 | 0 | 12 | 1
NO |  | 127 | 2016 | 11 | 16 | 16 |  | 9707 TOWER 27 | BIXBY | 345 | 345 | 3 | 0 | 9 | 1 | 2-954 ACSR | 0 | 0 | 0 | 0 | 0 | 0 | 0 | 0 | 0 | 0 | 0 | 0 | 0 | 0 | 0 | 0 | 0 | 0 | 0 | 0 | 0 | 0 | 0 | 12 | 1
NO |  | 127 | 2016 | 11 | 17 | 17 |  | COMMONLY OWNED: (C) |  | 0 | 0 |  | 0 | 0 | 0 |  | 0 | 0 | 0 | 0 | 0 | 0 | 0 | 0 | 0 | 0 | 0 | 0 | 0 | 0 | 0 | 0 | 0 | 0 | 0 | 0 | 0 | 0 | 0 | 12 | 1
NO |  | 127 | 2016 | 11 | 18 | 18 |  | 9040 CONESVILLE | POINT Z | 345 | 345 | 3 | 57 | 0 | 1 | 2-954 ACSR | 0 | 0 | 0 | 0 | 0 | 0 | 0 | 0 | 0 | 0 | 0 | 0 | 0 | 0 | 0 | 0 | 0 | 0 | 0 | 0 | 0 | 0 | 0 | 12 | 1
NO |  | 127 | 2016 | 11 | 19 | 19 |  | COMMONLY OWNED: (D) |  | 0 | 0 |  | 0 | 0 | 0 |  | 0 | 0 | 0 | 0 | 0 | 0 | 0 | 0 | 0 | 0 | 0 | 0 | 0 | 0 | 0 | 0 | 0 | 0 | 0 | 0 | 0 | 0 | 0 | 12 | 1
NO |  | 127 | 2016 | 11 | 20 | 20 |  | POINT Z | HYATT | 345 | 345 | 3 | 9 | 0 | 1 | 2-954 ACSR | 0 | 0 | 0 | 0 | 0 | 0 | 0 | 0 | 0 | 0 | 0 | 0 | 0 | 0 | 0 | 0 | 0 | 0 | 0 | 0 | 0 | 0 | 0 | 12 | 1
NO |  | 127 | 2016 | 11 | 21 | 21 |  | POINT Z | HYATT | 345 | 345 | 1 | 2 | 0 | 1 | 2-954 ACSR | 0 | 0 | 0 | 0 | 0 | 0 | 0 | 0 | 0 | 0 | 0 | 0 | 0 | 0 | 0 | 0 | 0 | 0 | 0 | 0 | 0 | 0 | 0 | 12 | 1
NO |  | 127 | 2016 | 11 | 22 | 22 |  | 9740 POINT Z | HYATT | 345 | 345 | 2 | 0 | 0 | 1 | 2-954 ACSR | 0 | 0 | 0 | 0 | 0 | 0 | 0 | 0 | 0 | 0 | 0 | 0 | 0 | 0 | 0 | 0 | 0 | 0 | 0 | 0 | 0 | 0 | 0 | 12 | 1
NO |  | 127 | 2016 | 11 | 23 | 23 |  | COMMONLY OWNED: (E) |  | 0 | 0 |  | 0 | 0 | 0 |  | 0 | 0 | 0 | 0 | 0 | 0 | 0 | 0 | 0 | 0 | 0 | 0 | 0 | 0 | 0 | 0 | 0 | 0 | 0 | 0 | 0 | 0 | 0 | 12 | 1
NO |  | 127 | 2016 | 11 | 24 | 24 |  | STUART | ZIMMER | 345 | 345 | 3 | 1 | 0 | 1 | 2-954 ACSR | 0 | 0 | 0 | 0 | 0 | 0 | 0 | 0 | 0 | 0 | 0 | 0 | 0 | 0 | 0 | 0 | 0 | 0 | 0 | 0 | 0 | 0 | 0 | 12 | 1
NO |  | 127 | 2016 | 11 | 25 | 25 |  | 9045 ZIMMER-SILVER GROVE | RED BANK | 345 | 345 | 3 | 33 | 2 | 1 | 2-954 ACSR | 0 | 0 | 0 | 0 | 0 | 0 | 0 | 0 | 0 | 0 | 0 | 0 | 0 | 0 | 0 | 0 | 0 | 0 | 0 | 0 | 0 | 0 | 0 | 12 | 1
NO |  | 127 | 2016 | 11 | 26 | 26 |  | 9145 ZIMMER-SILVER GROVE | RED BANK | 345 | 345 | 3 | 0 | 0 | 1 | 2-954 ACSR | 0 | 0 | 0 | 0 | 0 | 0 | 0 | 0 | 0 | 0 | 0 | 0 | 0 | 0 | 0 | 0 | 0 | 0 | 0 | 0 | 0 | 0 | 0 | 12 | 1
NO |  | 127 | 2016 | 11 | 27 | 27 |  | 9046 RED BANK | TERMINAL | 345 | 345 | 3 | 7 | 0 | 1 | 2-954 ACSR | 0 | 0 | 0 | 0 | 0 | 0 | 0 | 0 | 0 | 0 | 0 | 0 | 0 | 0 | 0 | 0 | 0 | 0 | 0 | 0 | 0 | 0 | 0 | 12 | 1
NO |  | 127 | 2016 | 11 | 28 | 28 |  | 9053 ZIMMER | PIERCE | 345 | 345 | 3 | 1 | 36 | 1 | 2-954 ACSR | 0 | 0 | 0 | 0 | 0 | 0 | 0 | 0 | 0 | 0 | 0 | 0 | 0 | 0 | 0 | 0 | 0 | 0 | 0 | 0 | 0 | 0 | 0 | 12 | 1
NO |  | 127 | 2016 | 11 | 29 | 29 |  | COMMONLY OWNED: (F) |  | 0 | 0 |  | 0 | 0 | 0 |  | 0 | 0 | 0 | 0 | 0 | 0 | 0 | 0 | 0 | 0 | 0 | 0 | 0 | 0 | 0 | 0 | 0 | 0 | 0 | 0 | 0 | 0 | 0 | 12 | 1
NO |  | 127 | 2016 | 11 | 30 | 30 |  | C633A BIXBY | POINT N | 345 | 345 | 3 | 2.51 | 0 | 1 | 636 ACSR | 0 | 0 | 0 | 0 | 0 | 0 | 0 | 0 | 0 | 0 | 0 | 0 | 0 | 0 | 0 | 0 | 0 | 0 | 0 | 0 | 0 | 0 | 0 | 12 | 1
NO |  | 127 | 2016 | 11 | 31 | 31 |  | COMMONLY OWNED: (G) |  | 0 | 0 |  | 0 | 0 | 0 |  | 0 | 0 | 0 | 0 | 0 | 0 | 0 | 0 | 0 | 0 | 0 | 0 | 0 | 0 | 0 | 0 | 0 | 0 | 0 | 0 | 0 | 0 | 0 | 12 | 1
NO |  | 127 | 2016 | 11 | 32 | 32 |  | PIERCE | FOSTER | 345 | 345 | 3 | 24 | 0 | 1 | 2-1024 ACAR | 0 | 0 | 0 | 0 | 0 | 0 | 0 | 0 | 0 | 0 | 0 | 0 | 0 | 0 | 0 | 0 | 0 | 0 | 0 | 0 | 0 | 0 | 0 | 12 | 1
NO |  | 127 | 2016 | 11 | 33 | 33 |  | COMMONLY OWNED: (H) |  | 0 | 0 |  | 0 | 0 | 0 |  | 0 | 0 | 0 | 0 | 0 | 0 | 0 | 0 | 0 | 0 | 0 | 0 | 0 | 0 | 0 | 0 | 0 | 0 | 0 | 0 | 0 | 0 | 0 | 12 | 1
NO |  | 127 | 2016 | 11 | 34 | 34 |  | 9009 STUART | GREENE | 345 | 345 | 3 | 79 | 0 | 1 | 2-1024 ACAR | 0 | 0 | 0 | 0 | 0 | 0 | 0 | 0 | 0 | 0 | 0 | 0 | 0 | 0 | 0 | 0 | 0 | 0 | 0 | 0 | 0 | 0 | 0 | 12 | 1
NO |  | 127 | 2016 | 11 | 35 | 35 |  | ROBERTS | BETHEL | 138 | 138 | 1 | 0 | 0 | 2 | 636 ACSR | 0 | 0 | 0 | 0 | 0 | 0 | 0 | 0 | 0 | 0 | 0 | 0 | 0 | 0 | 0 | 0 | 0 | 0 | 0 | 0 | 0 | 0 | 0 | 12 | 1
NO |  | 127 | 2016 | 12 | 1 | 1 |  | 8001 ROBERTS | BETHEL | 138 | 138 | 3 | 5 | 0 | 2 | 636 ACSR | 0 | 0 | 0 | 0 | 0 | 0 | 0 | 0 | 0 | 0 | 0 | 0 | 0 | 0 | 0 | 0 | 0 | 0 | 0 | 0 | 0 | 0 | 0 | 12 | 1
NO |  | 127 | 2016 | 12 | 2 | 2 |  | 8002 ROBERTS | KENNY | 138 | 138 | 4 | 3 | 0 | 1 | 2500 ALUM | 0 | 0 | 0 | 0 | 0 | 0 | 0 | 0 | 0 | 0 | 0 | 0 | 0 | 0 | 0 | 0 | 0 | 0 | 0 | 0 | 0 | 0 | 0 | 12 | 1
NO |  | 127 | 2016 | 12 | 3 | 3 |  | C789 BEAVER 138KV EXTENSION |  | 138 | 138 |  | 0 | 0 | 0 | 0 | 0 | 0 | 0 | 0 | 0 | 0 | 0 | 0 | 0 | 0 | 0 | 0 | 0 | 0 | 0 | 0 | 0 | 0 | 0 | 0 | 0 | 0 | 0 | 12 | 1
NO |  | 127 | 2016 | 12 | 4 | 4 |  | BETHEL | LINWORTH | 138 | 138 | 3 | 0 | 3 | 1 | 636 ACSR | 0 | 0 | 0 | 0 | 0 | 0 | 0 | 0 | 0 | 0 | 0 | 0 | 0 | 0 | 0 | 0 | 0 | 0 | 0 | 0 | 0 | 0 | 0 | 12 | 1
NO |  | 127 | 2016 | 12 | 5 | 5 |  | 8004 BETHEL | LINWORTH | 138 | 138 | 1 | 2 | 0 | 1 | 636 AA | 0 | 0 | 0 | 0 | 0 | 0 | 0 | 0 | 0 | 0 | 0 | 0 | 0 | 0 | 0 | 0 | 0 | 0 | 0 | 0 | 0 | 0 | 0 | 12 | 1
NO |  | 127 | 2016 | 12 | 6 | 6 |  | 8005 PICWAY | HARRISON | 138 | 138 | 3 | 1 | 0 | 1 | 636 ACSR | 0 | 0 | 0 | 0 | 0 | 0 | 0 | 0 | 0 | 0 | 0 | 0 | 0 | 0 | 0 | 0 | 0 | 0 | 0 | 0 | 0 | 0 | 0 | 12 | 1
NO |  | 127 | 2016 | 12 | 7 | 7 |  | 8008 GROVES | BEXLEY | 138 | 138 | 1 | 0 | 0 | 1 | 636 ACSR | 0 | 0 | 0 | 0 | 0 | 0 | 0 | 0 | 0 | 0 | 0 | 0 | 0 | 0 | 0 | 0 | 0 | 0 | 0 | 0 | 0 | 0 | 0 | 12 | 1
NO |  | 127 | 2016 | 12 | 8 | 8 |  | 8009 BEXLEY | ST. CLAIR | 138 | 138 | 1 | 4 | 0 | 1 | 636 AA | 0 | 0 | 0 | 0 | 0 | 0 | 0 | 0 | 0 | 0 | 0 | 0 | 0 | 0 | 0 | 0 | 0 | 0 | 0 | 0 | 0 | 0 | 0 | 12 | 1
NO |  | 127 | 2016 | 12 | 9 | 9 |  | BIXBY | LSII | 138 | 138 | 1 | 1 | 2 | 1 | 636 ACSR | 0 | 0 | 0 | 0 | 0 | 0 | 0 | 0 | 0 | 0 | 0 | 0 | 0 | 0 | 0 | 0 | 0 | 0 | 0 | 0 | 0 | 0 | 0 | 12 | 1
NO |  | 127 | 2016 | 12 | 10 | 10 |  | BIXBY | LSII | 138 | 138 | 2 | 2 | 0 | 1 | 636 ACSR | 0 | 0 | 0 | 0 | 0 | 0 | 0 | 0 | 0 | 0 | 0 | 0 | 0 | 0 | 0 | 0 | 0 | 0 | 0 | 0 | 0 | 0 | 0 | 12 | 1
NO |  | 127 | 2016 | 12 | 11 | 11 |  | 8010 BIXBY | LSII | 138 | 138 | 3 | 0 | 0 | 1 | 636 ACSR | 0 | 0 | 0 | 0 | 0 | 0 | 0 | 0 | 0 | 0 | 0 | 0 | 0 | 0 | 0 | 0 | 0 | 0 | 0 | 0 | 0 | 0 | 0 | 12 | 1
NO |  | 127 | 2016 | 12 | 12 | 12 |  | BIXBY | W. LANCASTER | 138 | 138 | 2 | 0 | 0 | 1 | 4/O CWC | 0 | 0 | 0 | 0 | 0 | 0 | 0 | 0 | 0 | 0 | 0 | 0 | 0 | 0 | 0 | 0 | 0 | 0 | 0 | 0 | 0 | 0 | 0 | 12 | 1
NO |  | 127 | 2016 | 12 | 13 | 13 |  | BIXBY | W. LANCASTER | 138 | 138 | 2 | 0 | 0 | 1 | 954 ACSR | 0 | 0 | 0 | 0 | 0 | 0 | 0 | 0 | 0 | 0 | 0 | 0 | 0 | 0 | 0 | 0 | 0 | 0 | 0 | 0 | 0 | 0 | 0 | 12 | 1
NO |  | 127 | 2016 | 12 | 14 | 14 |  | 8011 BIXBY | W. LANCASTER | 138 | 138 | 2 | 0 | 0 | 1 | 636 ACSR | 0 | 0 | 0 | 0 | 0 | 0 | 0 | 0 | 0 | 0 | 0 | 0 | 0 | 0 | 0 | 0 | 0 | 0 | 0 | 0 | 0 | 0 | 0 | 12 | 1
NO |  | 127 | 2016 | 12 | 15 | 15 |  | 8013 ROSS | DELANO | 138 | 138 | 2 | 4.25 | 0 | 1 | 336.4 ACSR | 0 | 0 | 0 | 0 | 0 | 0 | 0 | 0 | 0 | 0 | 0 | 0 | 0 | 0 | 0 | 0 | 0 | 0 | 0 | 0 | 0 | 0 | 0 | 12 | 1
NO |  | 127 | 2016 | 12 | 16 | 16 |  | 8013 ROSS | DELANO | 138 | 138 | 1 | 0.32 | 0 | 1 | 556.5 ACSR 18/1 | 0 | 0 | 0 | 0 | 0 | 0 | 0 | 0 | 0 | 0 | 0 | 0 | 0 | 0 | 0 | 0 | 0 | 0 | 0 | 0 | 0 | 0 | 0 | 12 | 1
NO |  | 127 | 2016 | 12 | 17 | 17 |  | 8013 ROSS | DELANO | 138 | 138 | 1 | 0.75 | 0 | 1 | 336.4 ACSR | 0 | 0 | 0 | 0 | 0 | 0 | 0 | 0 | 0 | 0 | 0 | 0 | 0 | 0 | 0 | 0 | 0 | 0 | 0 | 0 | 0 | 0 | 0 | 12 | 1
NO |  | 127 | 2016 | 12 | 18 | 18 |  | CIRCLEVILLE | HARRISON | 138 | 138 | 2 | 14 | 0 | 1 | 336.4 ACSR | 0 | 0 | 0 | 0 | 0 | 0 | 0 | 0 | 0 | 0 | 0 | 0 | 0 | 0 | 0 | 0 | 0 | 0 | 0 | 0 | 0 | 0 | 0 | 12 | 1
NO |  | 127 | 2016 | 12 | 19 | 19 |  | 8014 CIRCLEVILLE | HARRISON | 138 | 138 | 3 | 1 | 0 | 1 | 636 ACSR | 0 | 0 | 0 | 0 | 0 | 0 | 0 | 0 | 0 | 0 | 0 | 0 | 0 | 0 | 0 | 0 | 0 | 0 | 0 | 0 | 0 | 0 | 0 | 12 | 1
NO |  | 127 | 2016 | 12 | 20 | 20 |  | LSII | MARION | 138 | 138 | 1 | 2.17 | 0 | 1 | 636 ACSR | 0 | 0 | 0 | 0 | 0 | 0 | 0 | 0 | 0 | 0 | 0 | 0 | 0 | 0 | 0 | 0 | 0 | 0 | 0 | 0 | 0 | 0 | 0 | 12 | 1
NO |  | 127 | 2016 | 12 | 21 | 21 |  | 8015 LSII | MARION | 138 | 138 | 3 | 3 | 0 | 1 | 636 ACSR | 0 | 0 | 0 | 0 | 0 | 0 | 0 | 0 | 0 | 0 | 0 | 0 | 0 | 0 | 0 | 0 | 0 | 0 | 0 | 0 | 0 | 0 | 0 | 12 | 1
NO |  | 127 | 2016 | 12 | 22 | 22 |  | 8016 MARION | CANAL | 138 | 138 | 4 | 4 | 0 | 1 | 600 CU PIPT | 0 | 0 | 0 | 0 | 0 | 0 | 0 | 0 | 0 | 0 | 0 | 0 | 0 | 0 | 0 | 0 | 0 | 0 | 0 | 0 | 0 | 0 | 0 | 12 | 1
NO |  | 127 | 2016 | 12 | 23 | 23 |  | 8017 ST CLAIR | CLINTON | 138 | 138 | 4 | 4 | 0 | 1 | 600 CU PIPT | 0 | 0 | 0 | 0 | 0 | 0 | 0 | 0 | 0 | 0 | 0 | 0 | 0 | 0 | 0 | 0 | 0 | 0 | 0 | 0 | 0 | 0 | 0 | 12 | 1
NO |  | 127 | 2016 | 12 | 24 | 24 |  | HARRISON | MARION | 138 | 138 | 2 | 7 | 0 | 1 | 636 ACSR | 0 | 0 | 0 | 0 | 0 | 0 | 0 | 0 | 0 | 0 | 0 | 0 | 0 | 0 | 0 | 0 | 0 | 0 | 0 | 0 | 0 | 0 | 0 | 12 | 1
NO |  | 127 | 2016 | 12 | 25 | 25 |  | 8018 HARRISON | MARION | 138 | 138 | 3 | 0 | 3 | 1 | 636 ACSR | 0 | 0 | 0 | 0 | 0 | 0 | 0 | 0 | 0 | 0 | 0 | 0 | 0 | 0 | 0 | 0 | 0 | 0 | 0 | 0 | 0 | 0 | 0 | 12 | 1
NO |  | 127 | 2016 | 12 | 26 | 26 |  | 8019 BIXBY | GROVES-ASTOR | 138 | 138 | 1 | 8.68 | 0 | 1 | 636 AAA | 0 | 0 | 0 | 0 | 0 | 0 | 0 | 0 | 0 | 0 | 0 | 0 | 0 | 0 | 0 | 0 | 0 | 0 | 0 | 0 | 0 | 0 | 0 | 12 | 1
NO |  | 127 | 2016 | 12 | 27 | 27 |  | 8020 POSTON | HARRISON | 138 | 138 | 2 | 53.98 | 0 | 1 | 636 ACSR | 0 | 0 | 0 | 0 | 0 | 0 | 0 | 0 | 0 | 0 | 0 | 0 | 0 | 0 | 0 | 0 | 0 | 0 | 0 | 0 | 0 | 0 | 0 | 12 | 1
NO |  | 127 | 2016 | 12 | 28 | 28 |  | 8021 BEATTY | WILSON (EAST) | 138 | 138 | 3 | 7 | 1 | 1 | 636 ACSR | 0 | 0 | 0 | 0 | 0 | 0 | 0 | 0 | 0 | 0 | 0 | 0 | 0 | 0 | 0 | 0 | 0 | 0 | 0 | 0 | 0 | 0 | 0 | 12 | 1
NO |  | 127 | 2016 | 12 | 29 | 29 |  | BEATTY | WILSON (WEST) | 138 | 138 | 3 | 0 | 1 | 2 | 636 ACSR | 0 | 0 | 0 | 0 | 0 | 0 | 0 | 0 | 0 | 0 | 0 | 0 | 0 | 0 | 0 | 0 | 0 | 0 | 0 | 0 | 0 | 0 | 0 | 12 | 1
NO |  | 127 | 2016 | 12 | 30 | 30 |  | 8022 BEATTY | WILSON (WEST) | 138 | 138 | 3 | 0 | 9 | 1 | 636 ACSR | 0 | 0 | 0 | 0 | 0 | 0 | 0 | 0 | 0 | 0 | 0 | 0 | 0 | 0 | 0 | 0 | 0 | 0 | 0 | 0 | 0 | 0 | 0 | 12 | 1
NO |  | 127 | 2016 | 12 | 31 | 31 |  | 8023 WAVERLY | SARGENTS | 138 | 138 | 2 | 16 | 0 | 1 | 636 ACSR | 0 | 0 | 0 | 0 | 0 | 0 | 0 | 0 | 0 | 0 | 0 | 0 | 0 | 0 | 0 | 0 | 0 | 0 | 0 | 0 | 0 | 0 | 0 | 12 | 1
NO |  | 127 | 2016 | 12 | 32 | 32 |  | 8024 WAVERLY | ADAMS-SEAMAN | 138 | 138 | 2 | 24.73 | 0 | 1 | 336.4 ACSR | 0 | 0 | 0 | 0 | 0 | 0 | 0 | 0 | 0 | 0 | 0 | 0 | 0 | 0 | 0 | 0 | 0 | 0 | 0 | 0 | 0 | 0 | 0 | 12 | 1
NO |  | 127 | 2016 | 12 | 33 | 33 |  | 8024 WAVERLY | ADAMS-SEAMAN | 138 | 138 | 2 | 11 | 0 | 1 | 636 ACSR | 0 | 0 | 0 | 0 | 0 | 0 | 0 | 0 | 0 | 0 | 0 | 0 | 0 | 0 | 0 | 0 | 0 | 0 | 0 | 0 | 0 | 0 | 0 | 12 | 1
NO |  | 127 | 2016 | 12 | 34 | 34 |  | 8024 WAVERLY | ADAMS-SEAMAN | 138 | 138 | 1 | 0.1 | 0 | 1 | 336.4 KCM | 0 | 0 | 0 | 0 | 0 | 0 | 0 | 0 | 0 | 0 | 0 | 0 | 0 | 0 | 0 | 0 | 0 | 0 | 0 | 0 | 0 | 0 | 0 | 12 | 1
NO |  | 127 | 2016 | 12 | 35 | 35 |  | 8024 WAVERLY | ADAMS-SEAMAN | 138 | 138 | 1 | 0.14 | 0 | 1 | 1236.4 KCM | 0 | 0 | 0 | 0 | 0 | 0 | 0 | 0 | 0 | 0 | 0 | 0 | 0 | 0 | 0 | 0 | 0 | 0 | 0 | 0 | 0 | 0 | 0 | 12 | 1
NO |  | 127 | 2016 | 13 | 1 | 1 |  | 8025 CIRCLEVILLE | SCIPPO | 138 | 138 | 2 | 0.96 | 0 | 1 | 336.4 ACSR | 0 | 0 | 0 | 0 | 0 | 0 | 0 | 0 | 0 | 0 | 0 | 0 | 0 | 0 | 0 | 0 | 0 | 0 | 0 | 0 | 0 | 0 | 0 | 12 | 1
NO |  | 127 | 2016 | 13 | 2 | 2 |  | 8025 CIRCLEVILLE | SCIPPO | 138 | 138 | 1 | 0 | 0 | 1 | 636 ACSR | 0 | 0 | 0 | 0 | 0 | 0 | 0 | 0 | 0 | 0 | 0 | 0 | 0 | 0 | 0 | 0 | 0 | 0 | 0 | 0 | 0 | 0 | 0 | 12 | 1
NO |  | 127 | 2016 | 13 | 3 | 3 |  | 8025 CIRCLEVILLE | SCIPPO | 138 | 138 | 1 | 0.62 | 0 | 1 | 336.4 KCM | 0 | 0 | 0 | 0 | 0 | 0 | 0 | 0 | 0 | 0 | 0 | 0 | 0 | 0 | 0 | 0 | 0 | 0 | 0 | 0 | 0 | 0 | 0 | 12 | 1
NO |  | 127 | 2016 | 13 | 4 | 4 |  | POSTON | LICK | 138 | 138 | 1 | 0 | 0 | 1 | 636 ACSR | 0 | 0 | 0 | 0 | 0 | 0 | 0 | 0 | 0 | 0 | 0 | 0 | 0 | 0 | 0 | 0 | 0 | 0 | 0 | 0 | 0 | 0 | 0 | 12 | 1
NO |  | 127 | 2016 | 13 | 5 | 5 |  | 8026 POSTON | LICK | 138 | 138 | 3 | 35 | 0 | 1 | 636 ACSR | 0 | 0 | 0 | 0 | 0 | 0 | 0 | 0 | 0 | 0 | 0 | 0 | 0 | 0 | 0 | 0 | 0 | 0 | 0 | 0 | 0 | 0 | 0 | 12 | 1
NO |  | 127 | 2016 | 13 | 6 | 6 |  | WAVERLY | LICK | 138 | 138 | 1 | 0 | 0 | 1 | 636 ACSR | 0 | 0 | 0 | 0 | 0 | 0 | 0 | 0 | 0 | 0 | 0 | 0 | 0 | 0 | 0 | 0 | 0 | 0 | 0 | 0 | 0 | 0 | 0 | 12 | 1
NO |  | 127 | 2016 | 13 | 7 | 7 |  | WAVERLY | LICK | 138 | 138 | 2 | 16 | 0 | 1 | 636 ACSR | 0 | 0 | 0 | 0 | 0 | 0 | 0 | 0 | 0 | 0 | 0 | 0 | 0 | 0 | 0 | 0 | 0 | 0 | 0 | 0 | 0 | 0 | 0 | 12 | 1
NO |  | 127 | 2016 | 13 | 8 | 8 |  | 8027 WAVERLY | LICK | 138 | 138 | 3 | 11 | 0 | 1 | 636 ACSR | 0 | 0 | 0 | 0 | 0 | 0 | 0 | 0 | 0 | 0 | 0 | 0 | 0 | 0 | 0 | 0 | 0 | 0 | 0 | 0 | 0 | 0 | 0 | 12 | 1
NO |  | 127 | 2016 | 13 | 9 | 9 |  | MORSE | GENOA-KARL | 138 | 138 | 3 | 4 | 0 | 1 | 1272 ACSR | 0 | 0 | 0 | 0 | 0 | 0 | 0 | 0 | 0 | 0 | 0 | 0 | 0 | 0 | 0 | 0 | 0 | 0 | 0 | 0 | 0 | 0 | 0 | 12 | 1
NO |  | 127 | 2016 | 13 | 10 | 10 |  | 8028 MORSE | GENOA-KARL | 138 | 138 | 1 | 5 | 0 | 1 | 636 ACSR | 0 | 0 | 0 | 0 | 0 | 0 | 0 | 0 | 0 | 0 | 0 | 0 | 0 | 0 | 0 | 0 | 0 | 0 | 0 | 0 | 0 | 0 | 0 | 12 | 1
NO |  | 127 | 2016 | 13 | 11 | 11 |  | MORSE | GENOA-KARL | 138 | 138 | 2 | 2 | 0 | 1 | 600 CU PIPT | 0 | 0 | 0 | 0 | 0 | 0 | 0 | 0 | 0 | 0 | 0 | 0 | 0 | 0 | 0 | 0 | 0 | 0 | 0 | 0 | 0 | 0 | 0 | 12 | 1
NO |  | 127 | 2016 | 13 | 12 | 12 |  | 8029 OSU | HESS | 138 | 138 | 4 | 1 | 0 | 1 | 636 ACSR | 0 | 0 | 0 | 0 | 0 | 0 | 0 | 0 | 0 | 0 | 0 | 0 | 0 | 0 | 0 | 0 | 0 | 0 | 0 | 0 | 0 | 0 | 0 | 12 | 1
NO |  | 127 | 2016 | 13 | 13 | 13 |  | 8030 WILSON | FIFTH-HESS | 138 | 138 | 3 | 3 | 0 | 1 | 600 CU PIPT | 0 | 0 | 0 | 0 | 0 | 0 | 0 | 0 | 0 | 0 | 0 | 0 | 0 | 0 | 0 | 0 | 0 | 0 | 0 | 0 | 0 | 0 | 0 | 12 | 1
NO |  | 127 | 2016 | 13 | 14 | 14 |  | WILSON | FIFTH-HESS | 138 | 138 | 4 | 2 | 0 | 1 | 636 ACSR | 0 | 0 | 0 | 0 | 0 | 0 | 0 | 0 | 0 | 0 | 0 | 0 | 0 | 0 | 0 | 0 | 0 | 0 | 0 | 0 | 0 | 0 | 0 | 12 | 1
NO |  | 127 | 2016 | 13 | 15 | 15 |  | WILSON | ROBERTS | 138 | 138 | 3 | 5 | 0 | 1 | 636 ACSR | 0 | 0 | 0 | 0 | 0 | 0 | 0 | 0 | 0 | 0 | 0 | 0 | 0 | 0 | 0 | 0 | 0 | 0 | 0 | 0 | 0 | 0 | 0 | 12 | 1
NO |  | 127 | 2016 | 13 | 16 | 16 |  | 8031 WILSON | ROBERTS | 138 | 138 | 1 | 0 | 0 | 1 | 636 ACSR | 0 | 0 | 0 | 0 | 0 | 0 | 0 | 0 | 0 | 0 | 0 | 0 | 0 | 0 | 0 | 0 | 0 | 0 | 0 | 0 | 0 | 0 | 0 | 12 | 1
NO |  | 127 | 2016 | 13 | 17 | 17 |  | WILSON | ROBERTS | 138 | 138 | 1 | 1 | 0 | 2 | 636 ACSR | 0 | 0 | 0 | 0 | 0 | 0 | 0 | 0 | 0 | 0 | 0 | 0 | 0 | 0 | 0 | 0 | 0 | 0 | 0 | 0 | 0 | 0 | 0 | 12 | 1
NO |  | 127 | 2016 | 13 | 18 | 18 |  | BIXBY | BUCKEYE STEEL | 138 | 138 | 3 | 3 | 1 | 1 | 636 ACSR | 0 | 0 | 0 | 0 | 0 | 0 | 0 | 0 | 0 | 0 | 0 | 0 | 0 | 0 | 0 | 0 | 0 | 0 | 0 | 0 | 0 | 0 | 0 | 12 | 1
NO |  | 127 | 2016 | 13 | 19 | 19 |  | BIXBY | BUCKEYE STEEL | 138 | 138 | 2 | 2 | 0 | 1 | 636 AA | 0 | 0 | 0 | 0 | 0 | 0 | 0 | 0 | 0 | 0 | 0 | 0 | 0 | 0 | 0 | 0 | 0 | 0 | 0 | 0 | 0 | 0 | 0 | 12 | 1
NO |  | 127 | 2016 | 13 | 20 | 20 |  | 8032 BIXBY | BUCKEYE STEEL | 138 | 138 | 1 | 1.17 | 0 | 1 | 1250 CU PIPT | 0 | 0 | 0 | 0 | 0 | 0 | 0 | 0 | 0 | 0 | 0 | 0 | 0 | 0 | 0 | 0 | 0 | 0 | 0 | 0 | 0 | 0 | 0 | 12 | 1
NO |  | 127 | 2016 | 13 | 21 | 21 |  | 8033 GAY | VINE | 138 | 138 | 4 | 2 | 0 | 1 | 954 ACSR | 0 | 0 | 0 | 0 | 0 | 0 | 0 | 0 | 0 | 0 | 0 | 0 | 0 | 0 | 0 | 0 | 0 | 0 | 0 | 0 | 0 | 0 | 0 | 12 | 1
NO |  | 127 | 2016 | 13 | 22 | 22 |  | EAST BROAD | GAHANNA | 138 | 138 | 1 | 0.03 | 1.03 | 1 | 636 AA | 0 | 0 | 0 | 0 | 0 | 0 | 0 | 0 | 0 | 0 | 0 | 0 | 0 | 0 | 0 | 0 | 0 | 0 | 0 | 0 | 0 | 0 | 0 | 12 | 1
NO |  | 127 | 2016 | 13 | 23 | 23 |  | 8034 EAST BROAD | GAHANNA | 138 | 138 | 2 | 1 | 0 | 1 | 336.4 ACSR | 0 | 0 | 0 | 0 | 0 | 0 | 0 | 0 | 0 | 0 | 0 | 0 | 0 | 0 | 0 | 0 | 0 | 0 | 0 | 0 | 0 | 0 | 0 | 12 | 1
NO |  | 127 | 2016 | 13 | 24 | 24 |  | EAST BROAD | GAHANNA | 138 | 138 | 2 | 3 | 0 | 1 | 636 ACSR | 0 | 0 | 0 | 0 | 0 | 0 | 0 | 0 | 0 | 0 | 0 | 0 | 0 | 0 | 0 | 0 | 0 | 0 | 0 | 0 | 0 | 0 | 0 | 12 | 1
NO |  | 127 | 2016 | 13 | 25 | 25 |  | 8035 HYATT | SAWMILL | 138 | 138 | 1 | 5.42 | 0 | 2 | 1590 ACSR | 0 | 0 | 0 | 0 | 0 | 0 | 0 | 0 | 0 | 0 | 0 | 0 | 0 | 0 | 0 | 0 | 0 | 0 | 0 | 0 | 0 | 0 | 0 | 12 | 1
NO |  | 127 | 2016 | 13 | 26 | 26 |  | 8036 GAHANNA | MORSE | 138 | 138 | 2 | 5 | 0 | 1 | 636 ACSR | 0 | 0 | 0 | 0 | 0 | 0 | 0 | 0 | 0 | 0 | 0 | 0 | 0 | 0 | 0 | 0 | 0 | 0 | 0 | 0 | 0 | 0 | 0 | 12 | 1
NO |  | 127 | 2016 | 13 | 27 | 27 |  | GAHANNA | MORSE | 138 | 138 | 2 | 0 | 0 | 1 | 1272 ACSR | 0 | 0 | 0 | 0 | 0 | 0 | 0 | 0 | 0 | 0 | 0 | 0 | 0 | 0 | 0 | 0 | 0 | 0 | 0 | 0 | 0 | 0 | 0 | 12 | 1
NO |  | 127 | 2016 | 13 | 28 | 28 |  | CORRIDOR | MORSE-BLENDON | 138 | 138 | 3 | 0 | 7 | 1 | 1272 ACSR | 0 | 0 | 0 | 0 | 0 | 0 | 0 | 0 | 0 | 0 | 0 | 0 | 0 | 0 | 0 | 0 | 0 | 0 | 0 | 0 | 0 | 0 | 0 | 12 | 1
NO |  | 127 | 2016 | 13 | 29 | 29 |  | 8037 CORRIDOR | MORSE-BLENDON | 138 | 138 | 1 | 1 | 0 | 2 | 1272 ACSR | 0 | 0 | 0 | 0 | 0 | 0 | 0 | 0 | 0 | 0 | 0 | 0 | 0 | 0 | 0 | 0 | 0 | 0 | 0 | 0 | 0 | 0 | 0 | 12 | 1
NO |  | 127 | 2016 | 13 | 30 | 30 |  | 8038 CORRIDOR | MORSE | 138 | 138 | 3 | 7 | 0 | 1 | 1272 ACSR | 0 | 0 | 0 | 0 | 0 | 0 | 0 | 0 | 0 | 0 | 0 | 0 | 0 | 0 | 0 | 0 | 0 | 0 | 0 | 0 | 0 | 0 | 0 | 12 | 1
NO |  | 127 | 2016 | 13 | 31 | 31 |  | 8039 KIRK | EAST BROAD | 138 | 138 | 3 | 10 | 0 | 1 | 1272 ACSR | 0 | 0 | 0 | 0 | 0 | 0 | 0 | 0 | 0 | 0 | 0 | 0 | 0 | 0 | 0 | 0 | 0 | 0 | 0 | 0 | 0 | 0 | 0 | 12 | 1
NO |  | 127 | 2016 | 13 | 32 | 32 |  | 8040 KIRK | EAST BROAD | 138 | 138 | 3 | 0 | 10 | 1 | 600 CU PIPT | 0 | 0 | 0 | 0 | 0 | 0 | 0 | 0 | 0 | 0 | 0 | 0 | 0 | 0 | 0 | 0 | 0 | 0 | 0 | 0 | 0 | 0 | 0 | 12 | 1
NO |  | 127 | 2016 | 13 | 33 | 33 |  | 8041 CANAL | MOUND | 138 | 138 | 4 | 2 | 0 | 1 | 1272 ACSR | 0 | 0 | 0 | 0 | 0 | 0 | 0 | 0 | 0 | 0 | 0 | 0 | 0 | 0 | 0 | 0 | 0 | 0 | 0 | 0 | 0 | 0 | 0 | 12 | 1
NO |  | 127 | 2016 | 13 | 34 | 34 |  | 8043 CONESVILLE | TRENT | 138 | 138 | 3 | 52 | 0 | 1 | 1272 ACSR | 0 | 0 | 0 | 0 | 0 | 0 | 0 | 0 | 0 | 0 | 0 | 0 | 0 | 0 | 0 | 0 | 0 | 0 | 0 | 0 | 0 | 0 | 0 | 12 | 1
NO |  | 127 | 2016 | 13 | 35 | 35 |  | CONESVILLE | TRENT | 138 | 138 | 1 | 0 | 0 | 1 | 1272 ACSR | 0 | 0 | 0 | 0 | 0 | 0 | 0 | 0 | 0 | 0 | 0 | 0 | 0 | 0 | 0 | 0 | 0 | 0 | 0 | 0 | 0 | 0 | 0 | 12 | 1
NO |  | 127 | 2016 | 14 | 1 | 1 |  | TRENT | DELAWARE | 138 | 138 | 3 | 12.61 | 0 | 1 | 1272 ACSR | 0 | 0 | 0 | 0 | 0 | 0 | 0 | 0 | 0 | 0 | 0 | 0 | 0 | 0 | 0 | 0 | 0 | 0 | 0 | 0 | 0 | 0 | 0 | 12 | 1
NO |  | 127 | 2016 | 14 | 2 | 2 |  | 8044 TRENT | DELAWARE | 138 | 138 | 1 | 0.39 | 0 | 1 | 1272 ACSR | 0 | 0 | 0 | 0 | 0 | 0 | 0 | 0 | 0 | 0 | 0 | 0 | 0 | 0 | 0 | 0 | 0 | 0 | 0 | 0 | 0 | 0 | 0 | 12 | 1
NO |  | 127 | 2016 | 14 | 3 | 3 |  | 8046 ST. CLAIR | MIFFLIN STELZER | 138 | 138 | 1 | 7 | 0 | 1 | 636 AA | 0 | 0 | 0 | 0 | 0 | 0 | 0 | 0 | 0 | 0 | 0 | 0 | 0 | 0 | 0 | 0 | 0 | 0 | 0 | 0 | 0 | 0 | 0 | 12 | 1
NO |  | 127 | 2016 | 14 | 4 | 4 |  | KENNY | KARL | 138 | 138 | 3 | 1 | 0 | 1 | 1272 ACSR | 0 | 0 | 0 | 0 | 0 | 0 | 0 | 0 | 0 | 0 | 0 | 0 | 0 | 0 | 0 | 0 | 0 | 0 | 0 | 0 | 0 | 0 | 0 | 12 | 1
NO |  | 127 | 2016 | 14 | 5 | 5 |  | KENNY | KARL | 138 | 138 | 3 | 3 | 0 | 1 | 336.4 ACSR | 0 | 0 | 0 | 0 | 0 | 0 | 0 | 0 | 0 | 0 | 0 | 0 | 0 | 0 | 0 | 0 | 0 | 0 | 0 | 0 | 0 | 0 | 0 | 12 | 1
NO |  | 127 | 2016 | 14 | 6 | 6 |  | 8047 KENNY | KARL | 138 | 138 | 4 | 3 | 0 | 1 | 2500 ALUM | 0 | 0 | 0 | 0 | 0 | 0 | 0 | 0 | 0 | 0 | 0 | 0 | 0 | 0 | 0 | 0 | 0 | 0 | 0 | 0 | 0 | 0 | 0 | 12 | 1
NO |  | 127 | 2016 | 14 | 7 | 7 |  | MORSE | CLINTON | 138 | 138 | 3 | 0 | 5 | 1 | 1272 ACSR | 0 | 0 | 0 | 0 | 0 | 0 | 0 | 0 | 0 | 0 | 0 | 0 | 0 | 0 | 0 | 0 | 0 | 0 | 0 | 0 | 0 | 0 | 0 | 12 | 1
NO |  | 127 | 2016 | 14 | 8 | 8 |  | MORSE | CLINTON | 138 | 138 | 3 | 0 | 3 | 1 | 636 ACSR | 0 | 0 | 0 | 0 | 0 | 0 | 0 | 0 | 0 | 0 | 0 | 0 | 0 | 0 | 0 | 0 | 0 | 0 | 0 | 0 | 0 | 0 | 0 | 12 | 1
NO |  | 127 | 2016 | 14 | 9 | 9 |  | 8048 MORSE | HUNTLEY-CLINTON | 138 | 138 | 3 | 3 | 0 | 1 | 636 AA | 0 | 0 | 0 | 0 | 0 | 0 | 0 | 0 | 0 | 0 | 0 | 0 | 0 | 0 | 0 | 0 | 0 | 0 | 0 | 0 | 0 | 0 | 0 | 12 | 1
NO |  | 127 | 2016 | 14 | 10 | 10 |  | BIXBY | GROVES | 138 | 138 | 3 | 3 | 0 | 2 | 636 ACSR | 0 | 0 | 0 | 0 | 0 | 0 | 0 | 0 | 0 | 0 | 0 | 0 | 0 | 0 | 0 | 0 | 0 | 0 | 0 | 0 | 0 | 0 | 0 | 12 | 1
NO |  | 127 | 2016 | 14 | 11 | 11 |  | BIXBY | GROVES | 138 | 138 | 1 | 1 | 0 | 2 | 636 ACSR | 0 | 0 | 0 | 0 | 0 | 0 | 0 | 0 | 0 | 0 | 0 | 0 | 0 | 0 | 0 | 0 | 0 | 0 | 0 | 0 | 0 | 0 | 0 | 12 | 1
NO |  | 127 | 2016 | 14 | 12 | 12 |  | BIXBY | GROVES | 138 | 138 | 3 | 0 | 0 | 1 | 1272 ACSR | 0 | 0 | 0 | 0 | 0 | 0 | 0 | 0 | 0 | 0 | 0 | 0 | 0 | 0 | 0 | 0 | 0 | 0 | 0 | 0 | 0 | 0 | 0 | 12 | 1
NO |  | 127 | 2016 | 14 | 13 | 13 |  | 8049 BIXBY | GROVES | 138 | 138 | 1 | 0 | 0 | 1 | 336.4 ACSR | 0 | 0 | 0 | 0 | 0 | 0 | 0 | 0 | 0 | 0 | 0 | 0 | 0 | 0 | 0 | 0 | 0 | 0 | 0 | 0 | 0 | 0 | 0 | 12 | 1
NO |  | 127 | 2016 | 14 | 14 | 14 |  | POSTON | STROUDS RUN-CROOKSVILLE | 138 | 138 | 1 | 0 | 0 | 1 | 1272 KCM | 0 | 0 | 0 | 0 | 0 | 0 | 0 | 0 | 0 | 0 | 0 | 0 | 0 | 0 | 0 | 0 | 0 | 0 | 0 | 0 | 0 | 0 | 0 | 12 | 1
NO |  | 127 | 2016 | 14 | 15 | 15 |  | 8051 POSTON | STROUDS RUN-CROOKSVILLE | 138 | 138 | 2 | 7 | 0 | 1 | 636 ACSR | 0 | 0 | 0 | 0 | 0 | 0 | 0 | 0 | 0 | 0 | 0 | 0 | 0 | 0 | 0 | 0 | 0 | 0 | 0 | 0 | 0 | 0 | 0 | 12 | 1
NO |  | 127 | 2016 | 14 | 16 | 16 |  | 8052 HYATT | DELAWARE | 138 | 138 | 2 | 4 | 0 | 1 | 636 ACSR | 0 | 0 | 0 | 0 | 0 | 0 | 0 | 0 | 0 | 0 | 0 | 0 | 0 | 0 | 0 | 0 | 0 | 0 | 0 | 0 | 0 | 0 | 0 | 12 | 1
NO |  | 127 | 2016 | 14 | 17 | 17 |  | 8053 BEATTY | CANAL | 138 | 138 | 1 | 11.34 | 2 | 1 | 636 AA | 0 | 0 | 0 | 0 | 0 | 0 | 0 | 0 | 0 | 0 | 0 | 0 | 0 | 0 | 0 | 0 | 0 | 0 | 0 | 0 | 0 | 0 | 0 | 12 | 1
NO |  | 127 | 2016 | 14 | 18 | 18 |  | 8055 CONESVILLE | OHIO CENTRAL | 138 | 138 | 2 | 12 | 0 | 1 | 636 ACSR | 0 | 0 | 0 | 0 | 0 | 0 | 0 | 0 | 0 | 0 | 0 | 0 | 0 | 0 | 0 | 0 | 0 | 0 | 0 | 0 | 0 | 0 | 0 | 12 | 1
NO |  | 127 | 2016 | 14 | 19 | 19 |  | 8056 EAST BROAD | ASTOR | 138 | 138 | 1 | 2.92 | 0 | 1 | 636 AA | 0 | 0 | 0 | 0 | 0 | 0 | 0 | 0 | 0 | 0 | 0 | 0 | 0 | 0 | 0 | 0 | 0 | 0 | 0 | 0 | 0 | 0 | 0 | 12 | 1
NO |  | 127 | 2016 | 14 | 20 | 20 |  | 8056 EAST BRAOD | ASTOR | 138 | 138 | 1 | 0.1 | 0 | 2 | 795 KCM | 0 | 0 | 0 | 0 | 0 | 0 | 0 | 0 | 0 | 0 | 0 | 0 | 0 | 0 | 0 | 0 | 0 | 0 | 0 | 0 | 0 | 0 | 0 | 12 | 1
NO |  | 127 | 2016 | 14 | 21 | 21 |  | 8057 HARRISON | BEATTY | 138 | 138 | 1,3 | 8.57 | 0.12 | 1 | 336.4 ACSR | 0 | 0 | 0 | 0 | 0 | 0 | 0 | 0 | 0 | 0 | 0 | 0 | 0 | 0 | 0 | 0 | 0 | 0 | 0 | 0 | 0 | 0 | 0 | 12 | 1
NO |  | 127 | 2016 | 14 | 22 | 22 |  | 8058 HARRISON | S CENTRAL REA | 138 | 138 | 1 | 0 | 0 | 1 | 636 AA | 0 | 0 | 0 | 0 | 0 | 0 | 0 | 0 | 0 | 0 | 0 | 0 | 0 | 0 | 0 | 0 | 0 | 0 | 0 | 0 | 0 | 0 | 0 | 12 | 1
NO |  | 127 | 2016 | 14 | 23 | 23 |  | 8060 BEATTY | MCCOMB | 138 | 138 | 1 | 2 | 3 | 1 | 636 AA | 0 | 0 | 0 | 0 | 0 | 0 | 0 | 0 | 0 | 0 | 0 | 0 | 0 | 0 | 0 | 0 | 0 | 0 | 0 | 0 | 0 | 0 | 0 | 12 | 1
NO |  | 127 | 2016 | 14 | 24 | 24 |  | MORSE | STELZER | 138 | 138 | 4 | 2 | 0 | 1 | 2500 CU PIPT | 0 | 0 | 0 | 0 | 0 | 0 | 0 | 0 | 0 | 0 | 0 | 0 | 0 | 0 | 0 | 0 | 0 | 0 | 0 | 0 | 0 | 0 | 0 | 12 | 1
NO |  | 127 | 2016 | 14 | 25 | 25 |  | 8061 MORSE | STELZER | 138 | 138 | 1 | 2 | 0 | 1 | 636 AA | 0 | 0 | 0 | 0 | 0 | 0 | 0 | 0 | 0 | 0 | 0 | 0 | 0 | 0 | 0 | 0 | 0 | 0 | 0 | 0 | 0 | 0 | 0 | 12 | 1
NO |  | 127 | 2016 | 14 | 26 | 26 |  | 8062 HUNTLEY | LINWORTH | 138 | 138 | 1 | 3.32 | 1 | 1 | 636 ACSR | 0 | 0 | 0 | 0 | 0 | 0 | 0 | 0 | 0 | 0 | 0 | 0 | 0 | 0 | 0 | 0 | 0 | 0 | 0 | 0 | 0 | 0 | 0 | 12 | 1
NO |  | 127 | 2016 | 14 | 27 | 27 |  | 8065 HYATT | GENOA | 138 | 138 | 1 | 5 | 9 | 1 | 636 ACSR | 0 | 0 | 0 | 0 | 0 | 0 | 0 | 0 | 0 | 0 | 0 | 0 | 0 | 0 | 0 | 0 | 0 | 0 | 0 | 0 | 0 | 0 | 0 | 12 | 1
NO |  | 127 | 2016 | 14 | 28 | 28 |  | BUCKEYE STEEL | GAY | 138 | 138 | 1 | 3 | 0 | 1 | 636 AA | 0 | 0 | 0 | 0 | 0 | 0 | 0 | 0 | 0 | 0 | 0 | 0 | 0 | 0 | 0 | 0 | 0 | 0 | 0 | 0 | 0 | 0 | 0 | 12 | 1
NO |  | 127 | 2016 | 14 | 29 | 29 |  | 8066 BUCKEYE STEEL | GAY | 138 | 138 | 4 | 1 | 0 | 1 | 1259 CU PIPT | 0 | 0 | 0 | 0 | 0 | 0 | 0 | 0 | 0 | 0 | 0 | 0 | 0 | 0 | 0 | 0 | 0 | 0 | 0 | 0 | 0 | 0 | 0 | 12 | 1
NO |  | 127 | 2016 | 14 | 30 | 30 |  | POSTON | ELLIOT-DEXTER | 138 | 138 | 1 | 0 | 0 | 1 | 1272 KCM | 0 | 0 | 0 | 0 | 0 | 0 | 0 | 0 | 0 | 0 | 0 | 0 | 0 | 0 | 0 | 0 | 0 | 0 | 0 | 0 | 0 | 0 | 0 | 12 | 1
NO |  | 127 | 2016 | 14 | 31 | 31 |  | 8067 POSTON | ELLIOT-DEXTER | 138 | 138 | 2 | 4.03 | 0 | 1 | 636 ACSR | 0 | 0 | 0 | 0 | 0 | 0 | 0 | 0 | 0 | 0 | 0 | 0 | 0 | 0 | 0 | 0 | 0 | 0 | 0 | 0 | 0 | 0 | 0 | 12 | 1
NO |  | 127 | 2016 | 14 | 32 | 32 |  | 8068 HYATT | HUNTLEY | 138 | 138 | 1 | 12 | 0 | 1 | 636 ACSR | 0 | 0 | 0 | 0 | 0 | 0 | 0 | 0 | 0 | 0 | 0 | 0 | 0 | 0 | 0 | 0 | 0 | 0 | 0 | 0 | 0 | 0 | 0 | 12 | 1
NO |  | 127 | 2016 | 14 | 33 | 33 |  | LICK | ADDISON | 138 | 138 | 2 | 29 | 0 | 1 | 336.4 ACSR | 0 | 0 | 0 | 0 | 0 | 0 | 0 | 0 | 0 | 0 | 0 | 0 | 0 | 0 | 0 | 0 | 0 | 0 | 0 | 0 | 0 | 0 | 0 | 12 | 1
NO |  | 127 | 2016 | 14 | 34 | 34 |  | 8069 LICK | ADDISON | 138 | 138 | 1 | 0 | 0 | 1 | 336.4 ACSR | 0 | 0 | 0 | 0 | 0 | 0 | 0 | 0 | 0 | 0 | 0 | 0 | 0 | 0 | 0 | 0 | 0 | 0 | 0 | 0 | 0 | 0 | 0 | 12 | 1
NO |  | 127 | 2016 | 14 | 35 | 35 |  | SCIPPO | SCIOTO TRAIL - DUPONT | 138 | 138 | 1 | 1 | 0 | 1 | 636 ACSR | 0 | 0 | 0 | 0 | 0 | 0 | 0 | 0 | 0 | 0 | 0 | 0 | 0 | 0 | 0 | 0 | 0 | 0 | 0 | 0 | 0 | 0 | 0 | 12 | 1
NO |  | 127 | 2016 | 15 | 1 | 1 |  | SCIPPO | SCIOTO TRAIL - DUPONT | 138 | 138 | 2 | 0 | 1 | 1 | 636 ACSR | 0 | 0 | 0 | 0 | 0 | 0 | 0 | 0 | 0 | 0 | 0 | 0 | 0 | 0 | 0 | 0 | 0 | 0 | 0 | 0 | 0 | 0 | 0 | 12 | 1
NO |  | 127 | 2016 | 15 | 2 | 2 |  | 8070 SCIPPO | SCIOTO TRAIL-DUPONT | 138 | 138 | 2 | 1 | 0 | 1 | 336 ACSR | 0 | 0 | 0 | 0 | 0 | 0 | 0 | 0 | 0 | 0 | 0 | 0 | 0 | 0 | 0 | 0 | 0 | 0 | 0 | 0 | 0 | 0 | 0 | 12 | 1
NO |  | 127 | 2016 | 15 | 3 | 3 |  | 8071 DELANO | SCIOTO TRAIL | 138 | 138 | 2 | 8.45 | 0 | 1 | 336.4 ACSR | 0 | 0 | 0 | 0 | 0 | 0 | 0 | 0 | 0 | 0 | 0 | 0 | 0 | 0 | 0 | 0 | 0 | 0 | 0 | 0 | 0 | 0 | 0 | 12 | 1
NO |  | 127 | 2016 | 15 | 4 | 4 |  | 8071 DELANO | SCIOTO TRAIL | 138 | 138 | 1 | 1 | 0 | 1 | 636 ACSR | 0 | 0 | 0 | 0 | 0 | 0 | 0 | 0 | 0 | 0 | 0 | 0 | 0 | 0 | 0 | 0 | 0 | 0 | 0 | 0 | 0 | 0 | 0 | 12 | 1
NO |  | 127 | 2016 | 15 | 5 | 5 |  | 8071 DELANO | SCIOTO TRAIL | 138 | 138 | 2 | 0.31 | 0 | 1 | 556.5 ACSR 18.1 | 0 | 0 | 0 | 0 | 0 | 0 | 0 | 0 | 0 | 0 | 0 | 0 | 0 | 0 | 0 | 0 | 0 | 0 | 0 | 0 | 0 | 0 | 0 | 12 | 1
NO |  | 127 | 2016 | 15 | 6 | 6 |  | 8071 DELANO | SCIOTO TRAIL | 138 | 138 | 1 | 2.55 | 0 | 1 | 336.4 KCM | 0 | 0 | 0 | 0 | 0 | 0 | 0 | 0 | 0 | 0 | 0 | 0 | 0 | 0 | 0 | 0 | 0 | 0 | 0 | 0 | 0 | 0 | 0 | 12 | 1
NO |  | 127 | 2016 | 15 | 7 | 7 |  | SAWMILL | BETHEL | 138 | 138 | 1 | 0 | 0 | 1 | 636 ACSR | 0 | 0 | 0 | 0 | 0 | 0 | 0 | 0 | 0 | 0 | 0 | 0 | 0 | 0 | 0 | 0 | 0 | 0 | 0 | 0 | 0 | 0 | 0 | 12 | 1
NO |  | 127 | 2016 | 15 | 8 | 8 |  | 8072 SAWMILL | BETHEL | 138 | 138 | 3 | 5 | 0 | 1 | 636 ACSR | 0 | 0 | 0 | 0 | 0 | 0 | 0 | 0 | 0 | 0 | 0 | 0 | 0 | 0 | 0 | 0 | 0 | 0 | 0 | 0 | 0 | 0 | 0 | 12 | 1
NO |  | 127 | 2016 | 15 | 9 | 9 |  | 8074 SCIPPO | HARGUS | 138 | 138 | 1 | 1 | 0 | 1 | 636 ACSR | 0 | 0 | 0 | 0 | 0 | 0 | 0 | 0 | 0 | 0 | 0 | 0 | 0 | 0 | 0 | 0 | 0 | 0 | 0 | 0 | 0 | 0 | 0 | 12 | 1
NO |  | 127 | 2016 | 15 | 10 | 10 |  | 8075 MOUND | ST. CLAIR | 138 | 138 | 4 | 2 | 0 | 1 | 600 CU PIPT | 0 | 0 | 0 | 0 | 0 | 0 | 0 | 0 | 0 | 0 | 0 | 0 | 0 | 0 | 0 | 0 | 0 | 0 | 0 | 0 | 0 | 0 | 0 | 12 | 1
NO |  | 127 | 2016 | 15 | 11 | 11 |  | WAVERLY | MULBERRY ROSS | 138 | 138 | 1 | 2 | 0 | 1 | 636 ACSR | 0 | 0 | 0 | 0 | 0 | 0 | 0 | 0 | 0 | 0 | 0 | 0 | 0 | 0 | 0 | 0 | 0 | 0 | 0 | 0 | 0 | 0 | 0 | 12 | 1
NO |  | 127 | 2016 | 15 | 12 | 12 |  | 8077 WAVERLY | MULBERRY ROSS | 138 | 138 | 1 | 2.06 | 0 | 1 | 636 ACSR | 0 | 0 | 0 | 0 | 0 | 0 | 0 | 0 | 0 | 0 | 0 | 0 | 0 | 0 | 0 | 0 | 0 | 0 | 0 | 0 | 0 | 0 | 0 | 12 | 1
NO |  | 127 | 2016 | 15 | 13 | 13 |  | 8078 MCCOMB | SULLIVANT-GAY | 138 | 138 |  | 8 | 0 | 2 | 636 ACSR | 0 | 0 | 0 | 0 | 0 | 0 | 0 | 0 | 0 | 0 | 0 | 0 | 0 | 0 | 0 | 0 | 0 | 0 | 0 | 0 | 0 | 0 | 0 | 12 | 1
NO |  | 127 | 2016 | 15 | 14 | 14 |  | MULBERRY | ROSS | 138 | 138 | 1 | 0 | 2 | 1 | 636 ACSR | 0 | 0 | 0 | 0 | 0 | 0 | 0 | 0 | 0 | 0 | 0 | 0 | 0 | 0 | 0 | 0 | 0 | 0 | 0 | 0 | 0 | 0 | 0 | 12 | 1
NO |  | 127 | 2016 | 15 | 15 | 15 |  | MULBERRY | ROSS | 138 | 138 | 2 | 3 | 0 | 1 | 636 ACSR | 0 | 0 | 0 | 0 | 0 | 0 | 0 | 0 | 0 | 0 | 0 | 0 | 0 | 0 | 0 | 0 | 0 | 0 | 0 | 0 | 0 | 0 | 0 | 12 | 1
NO |  | 127 | 2016 | 15 | 16 | 16 |  | 8079 MULBERRY | ROSS | 138 | 138 | 1 | 1 | 0 | 1 | 636 ACSR | 0 | 0 | 0 | 0 | 0 | 0 | 0 | 0 | 0 | 0 | 0 | 0 | 0 | 0 | 0 | 0 | 0 | 0 | 0 | 0 | 0 | 0 | 0 | 12 | 1
NO |  | 127 | 2016 | 15 | 17 | 17 |  | 8080 EAST BROAD | BEXLEY | 138 | 138 | 1 | 6 | 0 | 1 | 954 ACSR | 0 | 0 | 0 | 0 | 0 | 0 | 0 | 0 | 0 | 0 | 0 | 0 | 0 | 0 | 0 | 0 | 0 | 0 | 0 | 0 | 0 | 0 | 0 | 12 | 1
NO |  | 127 | 2016 | 15 | 18 | 18 |  | EAST BROAD | BEXLEY | 138 | 138 | 2 | 0 | 0 | 1 | 954 ACSR | 0 | 0 | 0 | 0 | 0 | 0 | 0 | 0 | 0 | 0 | 0 | 0 | 0 | 0 | 0 | 0 | 0 | 0 | 0 | 0 | 0 | 0 | 0 | 12 | 1
NO |  | 127 | 2016 | 15 | 19 | 19 |  | 8081 HYATT | ROSS | 138 | 138 | 1 | 1 | 0 | 1 | 1272 ACSR | 0 | 0 | 0 | 0 | 0 | 0 | 0 | 0 | 0 | 0 | 0 | 0 | 0 | 0 | 0 | 0 | 0 | 0 | 0 | 0 | 0 | 0 | 0 | 12 | 1
NO |  | 127 | 2016 | 15 | 20 | 20 |  | 8082 CORRIDOR | GENOA | 138 | 138 | 1 | 0 | 0 | 1 | 1272 ACSR | 0 | 0 | 0 | 0 | 0 | 0 | 0 | 0 | 0 | 0 | 0 | 0 | 0 | 0 | 0 | 0 | 0 | 0 | 0 | 0 | 0 | 0 | 0 | 12 | 1
NO |  | 127 | 2016 | 15 | 21 | 21 |  | 8083 CORRIDOR | GAHANNA | 138 | 138 | 1 | 0 | 0 | 1 | 1272 ACSR | 0 | 0 | 0 | 0 | 0 | 0 | 0 | 0 | 0 | 0 | 0 | 0 | 0 | 0 | 0 | 0 | 0 | 0 | 0 | 0 | 0 | 0 | 0 | 12 | 1
NO |  | 127 | 2016 | 15 | 22 | 22 |  | KIRK | W. MILLERSPORT | 138 | 138 | 3 | 0 | 8 | 1 | 1272 ACSR | 0 | 0 | 0 | 0 | 0 | 0 | 0 | 0 | 0 | 0 | 0 | 0 | 0 | 0 | 0 | 0 | 0 | 0 | 0 | 0 | 0 | 0 | 0 | 12 | 1
NO |  | 127 | 2016 | 15 | 23 | 23 |  | KIRK | W. MILLERSPORT | 138 | 138 | 3 | 0 | 0 | 1 | 636 ACSR | 0 | 0 | 0 | 0 | 0 | 0 | 0 | 0 | 0 | 0 | 0 | 0 | 0 | 0 | 0 | 0 | 0 | 0 | 0 | 0 | 0 | 0 | 0 | 12 | 1
NO |  | 127 | 2016 | 15 | 24 | 24 |  | 8086 CONESVILLE | KIRK | 138 | 138 | 1 | 2.53 | 0 | 1 | 1272 KCM | 0 | 0 | 0 | 0 | 0 | 0 | 0 | 0 | 0 | 0 | 0 | 0 | 0 | 0 | 0 | 0 | 0 | 0 | 0 | 0 | 0 | 0 | 0 | 12 | 1
NO |  | 127 | 2016 | 15 | 25 | 25 |  | 8086 CONESVILLE | KIRK | 138 | 138 | 2 | 0 | 0 | 1 | 1272 ACSR | 0 | 0 | 0 | 0 | 0 | 0 | 0 | 0 | 0 | 0 | 0 | 0 | 0 | 0 | 0 | 0 | 0 | 0 | 0 | 0 | 0 | 0 | 0 | 12 | 1
NO |  | 127 | 2016 | 15 | 26 | 26 |  | 8086 CONESVILLE | KIRK | 138 | 138 | 3 | 37.88 | 0 | 2 | 1272 ACSR | 0 | 0 | 0 | 0 | 0 | 0 | 0 | 0 | 0 | 0 | 0 | 0 | 0 | 0 | 0 | 0 | 0 | 0 | 0 | 0 | 0 | 0 | 0 | 12 | 1
NO |  | 127 | 2016 | 15 | 27 | 27 |  | 8086 CONESVILLE | KIRK | 138 | 138 | 3 | 5.47 | 0 | 1 | 1272 ACSR | 0 | 0 | 0 | 0 | 0 | 0 | 0 | 0 | 0 | 0 | 0 | 0 | 0 | 0 | 0 | 0 | 0 | 0 | 0 | 0 | 0 | 0 | 0 | 12 | 1
NO |  | 127 | 2016 | 15 | 28 | 28 |  | 8088 HESS | VINE | 138 | 138 | 4 | 2 | 0 | 1 | 1250 CU PIPT | 0 | 0 | 0 | 0 | 0 | 0 | 0 | 0 | 0 | 0 | 0 | 0 | 0 | 0 | 0 | 0 | 0 | 0 | 0 | 0 | 0 | 0 | 0 | 12 | 1
NO |  | 127 | 2016 | 15 | 29 | 29 |  | 8092 VINE | CITY OF COLUMBUS EAST | 138 | 138 | 1 | 1.28 | 0 | 1 | 983.1 ACAR | 0 | 0 | 0 | 0 | 0 | 0 | 0 | 0 | 0 | 0 | 0 | 0 | 0 | 0 | 0 | 0 | 0 | 0 | 0 | 0 | 0 | 0 | 0 | 12 | 1
NO |  | 127 | 2016 | 15 | 30 | 30 |  | POSTON | W. LANCASTER | 138 | 138 | 2 | 12 | 0 | 1 | 636 ACSR | 0 | 0 | 0 | 0 | 0 | 0 | 0 | 0 | 0 | 0 | 0 | 0 | 0 | 0 | 0 | 0 | 0 | 0 | 0 | 0 | 0 | 0 | 0 | 12 | 1
NO |  | 127 | 2016 | 15 | 31 | 31 |  | POSTON | W. LANCASTER | 138 | 138 | 1 | 0 | 0 | 1 | 636 ACSR | 0 | 0 | 0 | 0 | 0 | 0 | 0 | 0 | 0 | 0 | 0 | 0 | 0 | 0 | 0 | 0 | 0 | 0 | 0 | 0 | 0 | 0 | 0 | 12 | 1
NO |  | 127 | 2016 | 15 | 32 | 32 |  | 8096 POSTON | W. LANCASTER | 138 | 138 | 2 | 23 | 0 | 1 | 336 ACSR | 0 | 0 | 0 | 0 | 0 | 0 | 0 | 0 | 0 | 0 | 0 | 0 | 0 | 0 | 0 | 0 | 0 | 0 | 0 | 0 | 0 | 0 | 0 | 12 | 1
NO |  | 127 | 2016 | 15 | 33 | 33 |  | 8098 VINE | CITY OF COLUMBUS WEST | 138 | 138 | 1 | 1 | 0 | 1 | 983.1 ACSR | 0 | 0 | 0 | 0 | 0 | 0 | 0 | 0 | 0 | 0 | 0 | 0 | 0 | 0 | 0 | 0 | 0 | 0 | 0 | 0 | 0 | 0 | 0 | 12 | 1
NO |  | 127 | 2016 | 15 | 34 | 34 |  | ST. CLAIR | VINE | 138 | 138 | 1 | 1 | 0 | 1 | 954 ACSR | 0 | 0 | 0 | 0 | 0 | 0 | 0 | 0 | 0 | 0 | 0 | 0 | 0 | 0 | 0 | 0 | 0 | 0 | 0 | 0 | 0 | 0 | 0 | 12 | 1
NO |  | 127 | 2016 | 15 | 35 | 35 |  | 8099 ST. CLAIR | VINE | 138 | 138 | 4 | 1 | 0 | 1 | 2750 CU KCM | 0 | 0 | 0 | 0 | 0 | 0 | 0 | 0 | 0 | 0 | 0 | 0 | 0 | 0 | 0 | 0 | 0 | 0 | 0 | 0 | 0 | 0 | 0 | 12 | 1
NO |  | 127 | 2016 | 16 | 1 | 1 |  | 8102 CLINTON | OSU | 138 | 138 | 4 | 4 | 0 | 1 | 600 CU PIPT | 0 | 0 | 0 | 0 | 0 | 0 | 0 | 0 | 0 | 0 | 0 | 0 | 0 | 0 | 0 | 0 | 0 | 0 | 0 | 0 | 0 | 0 | 0 | 12 | 1
NO |  | 127 | 2016 | 16 | 2 | 2 |  | 8105 DAVIDSON RD | ROBERTS-BETHEL | 138 | 138 | 1 | 0 | 0 | 2 | 636 ACSR | 0 | 0 | 0 | 0 | 0 | 0 | 0 | 0 | 0 | 0 | 0 | 0 | 0 | 0 | 0 | 0 | 0 | 0 | 0 | 0 | 0 | 0 | 0 | 12 | 1
NO |  | 127 | 2016 | 16 | 3 | 3 |  | 8129 OSU | HESS | 138 | 138 | 4 | 1 | 0 | 1 | 600 CU PIPT | 0 | 0 | 0 | 0 | 0 | 0 | 0 | 0 | 0 | 0 | 0 | 0 | 0 | 0 | 0 | 0 | 0 | 0 | 0 | 0 | 0 | 0 | 0 | 12 | 1
NO |  | 127 | 2016 | 16 | 4 | 4 |  | 8712 SCIPPO | EAST SCIPPO | 138 | 138 |  | 0 | 0 | 0 | 636 ACSR | 0 | 0 | 0 | 0 | 0 | 0 | 0 | 0 | 0 | 0 | 0 | 0 | 0 | 0 | 0 | 0 | 0 | 0 | 0 | 0 | 0 | 0 | 0 | 12 | 1
NO |  | 127 | 2016 | 16 | 5 | 5 |  | 8788 FISHER 138KV |  | 138 | 138 | 3 | 0.42 | 0 | 1 | 636 ACSR | 0 | 0 | 0 | 0 | 0 | 0 | 0 | 0 | 0 | 0 | 0 | 0 | 0 | 0 | 0 | 0 | 0 | 0 | 0 | 0 | 0 | 0 | 0 | 12 | 1
NO |  | 127 | 2016 | 16 | 6 | 6 |  | C792 CLAYBURNE | KENWORTH | 138 | 138 | 1 | 0.32 | 0 | 1 | 565.5 ACSR 18/1 | 0 | 0 | 0 | 0 | 0 | 0 | 0 | 0 | 0 | 0 | 0 | 0 | 0 | 0 | 0 | 0 | 0 | 0 | 0 | 0 | 0 | 0 | 0 | 12 | 1
NO |  | 127 | 2016 | 16 | 7 | 7 |  | C793 DELANO | KENWORTH | 138 | 138 | 1 | 0.31 | 0 | 1 | 556.5 ACSR 18/1 | 0 | 0 | 0 | 0 | 0 | 0 | 0 | 0 | 0 | 0 | 0 | 0 | 0 | 0 | 0 | 0 | 0 | 0 | 0 | 0 | 0 | 0 | 0 | 12 | 1
NO |  | 127 | 2016 | 16 | 8 | 8 |  | C794 BOLTON EXTENSION |  | 138 | 138 |  | 0 | 0 | 0 |  | 0 | 0 | 0 | 0 | 0 | 0 | 0 | 0 | 0 | 0 | 0 | 0 | 0 | 0 | 0 | 0 | 0 | 0 | 0 | 0 | 0 | 0 | 0 | 12 | 1
NO |  | 127 | 2016 | 16 | 9 | 9 |  | 380039 GAHANNA LOOP |  | 138 | 138 |  | 0 | 0 | 0 |  | 0 | 0 | 0 | 0 | 0 | 0 | 0 | 0 | 0 | 0 | 0 | 0 | 0 | 0 | 0 | 0 | 0 | 0 | 0 | 0 | 0 | 0 | 0 | 12 | 1
NO |  | 127 | 2016 | 16 | 11 | 11 |  | TRANSMISSION LINES | LESS THAN 132 KV | 0 | 0 |  | 512.27 | 22.5 | 0 |  | 0 | 0 | 0 | 0 | 0 | 0 | 0 | 0 | 0 | 0 | 0 | 0 | 0 | 0 | 0 | 0 | 0 | 0 | 0 | 0 | 0 | 0 | 0 | 12 | 1
NO |  | 127 | 2016 | 16 | 13 | 13 |  | Line costs and expenses are | not available by individual | 0 | 0 |  | 0 | 0 | 0 |  | 97950530 | 932533459 | 1030483989 | 148644 | 15768567 | 0 | 15917211 | 0 | 0 | 0 | 0 | 0 | 0 | 0 | 0 | 0 | 0 | 0 | 0 | 0 | 0 | 0 | 0 | 12 | 1
NO |  | 127 | 2016 | 16 | 14 | 14 |  | transmission line. | Total shown in Column j-p | 0 | 0 |  | 0 | 0 | 0 |  | 0 | 0 | 0 | 0 | 0 | 0 | 0 | 0 | 0 | 0 | 0 | 0 | 0 | 0 | 0 | 0 | 0 | 0 | 0 | 0 | 0 | 0 | 0 | 12 | 1
NO |  | 128 | 2016 | 0 | 1 | 1 |  | Kyger Creek | Ohio-W.VA | 0 | 0 |  | 0 | 0 | 0 |  | 0 | 0 | 0 | 0 | 0 | 0 | 0 | 0 | 0 | 0 | 0 | 0 | 0 | 0 | 0 | 0 | 0 | 0 | 0 | 0 | 0 | 0 | 0 | 12 | 0
NO |  | 128 | 2016 | 0 | 2 | 2 |  |  | State Line | 0 | 0 |  | 0 | 0 | 0 | 1.75in. | 0 | 0 | 0 | 0 | 0 | 0 | 0 | 0 | 0 | 0 | 0 | 0 | 0 | 0 | 0 | 0 | 0 | 0 | 0 | 0 | 0 | 0 | 0 | 12 | 0
NO |  | 128 | 2016 | 0 | 3 | 3 |  |  | Sporn | 345 | 330 | Steel Tower | 0.4 | 0 | 2 | ACSR | 0 | 81232 | 81232 | 0 | 0 | 0 | 0 | 0 | 0 | 0 | 0 | 0 | 0 | 0 | 0 | 0 | 0 | 0 | 0 | 0 | 0 | 0 | 0 | 12 | 0
NO |  | 128 | 2016 | 0 | 6 | 6 |  | Kyger Creek | X-530(DOE) | 345 | 330 | Steel Tower | 50.4 | 0 | 2 | " | 254459 | 3576700 | 3831159 | 0 | 0 | 0 | 0 | 0 | 0 | 0 | 0 | 0 | 0 | 0 | 0 | 0 | 0 | 0 | 0 | 0 | 0 | 0 | 0 | 12 | 0
NO |  | 128 | 2016 | 0 | 8 | 8 |  | Kyger Creek | Don Marquis | 345 | 330 | Steel Tower | 0.8 | 48.3 | 1 |  | 0 | 0 | 0 | 0 | 0 | 0 | 0 | 0 | 0 | 0 | 0 | 0 | 0 | 0 | 0 | 0 | 0 | 0 | 0 | 0 | 0 | 0 | 0 | 12 | 0
NO |  | 128 | 2016 | 0 | 10 | 10 |  | Kyger Creek | Pierce | 345 | 330 | Steel Tower | 119.8 | 0 | 1 | " | 244852 | 3397636 | 3642488 | 0 | 0 | 0 | 0 | 0 | 0 | 0 | 0 | 0 | 0 | 0 | 0 | 0 | 0 | 0 | 0 | 0 | 0 | 0 | 0 | 12 | 0
NO |  | 128 | 2016 | 0 | 12 | 12 |  | Pierce | X-530(DOE) | 345 | 330 | Steel Tower | 71.5 | 0 | 2 | " | 389206 | 5533748 | 5922954 | 0 | 0 | 0 | 0 | 0 | 0 | 0 | 0 | 0 | 0 | 0 | 0 | 0 | 0 | 0 | 0 | 0 | 0 | 0 | 0 | 12 | 0
NO |  | 128 | 2016 | 0 | 14 | 14 |  | Ind.-Kentucky |  | 0 | 0 |  | 0 | 0 | 0 |  | 0 | 0 | 0 | 0 | 0 | 0 | 0 | 0 | 0 | 0 | 0 | 0 | 0 | 0 | 0 | 0 | 0 | 0 | 0 | 0 | 0 | 0 | 0 | 12 | 0
NO |  | 128 | 2016 | 0 | 15 | 15 |  | State Line |  | 0 | 0 |  | 0 | 0 | 0 |  | 0 | 0 | 0 | 0 | 0 | 0 | 0 | 0 | 0 | 0 | 0 | 0 | 0 | 0 | 0 | 0 | 0 | 0 | 0 | 0 | 0 | 0 | 0 | 12 | 0
NO |  | 128 | 2016 | 0 | 16 | 16 |  | (Clifty Creek) | Pierce | 345 | 330 | Steel Tower | 69.6 | 0 | 2 | " | 341839 | 4922293 | 5264132 | 0 | 0 | 0 | 0 | 0 | 0 | 0 | 0 | 0 | 0 | 0 | 0 | 0 | 0 | 0 | 0 | 0 | 0 | 0 | 0 | 12 | 0
NO |  | 128 | 2016 | 0 | 18 | 18 |  | Ind.-Kentucky |  | 0 | 0 |  | 0 | 0 | 0 |  | 0 | 0 | 0 | 0 | 0 | 0 | 0 | 0 | 0 | 0 | 0 | 0 | 0 | 0 | 0 | 0 | 0 | 0 | 0 | 0 | 0 | 0 | 0 | 12 | 0
NO |  | 128 | 2016 | 0 | 19 | 19 |  | State Line |  | 0 | 0 |  | 0 | 0 | 0 |  | 0 | 0 | 0 | 0 | 0 | 0 | 0 | 0 | 0 | 0 | 0 | 0 | 0 | 0 | 0 | 0 | 0 | 0 | 0 | 0 | 0 | 0 | 0 | 12 | 0
NO |  | 128 | 2016 | 0 | 20 | 20 |  | (Dearborn) | Pierce | 345 | 330 | Steel Tower | 33 | 0 | 1 | " | 221853 | 2391061 | 2612914 | 0 | 0 | 0 | 0 | 0 | 0 | 0 | 0 | 0 | 0 | 0 | 0 | 0 | 0 | 0 | 0 | 0 | 0 | 0 | 0 | 12 | 0
NO |  | 128 | 2016 | 0 | 22 | 22 |  | Ind.-Kentucky |  | 0 | 0 |  | 0 | 0 | 0 |  | 0 | 0 | 0 | 0 | 0 | 0 | 0 | 0 | 0 | 0 | 0 | 0 | 0 | 0 | 0 | 0 | 0 | 0 | 0 | 0 | 0 | 0 | 0 | 12 | 0
NO |  | 128 | 2016 | 0 | 23 | 23 |  | State Line |  | 0 | 0 |  | 0 | 0 | 0 |  | 0 | 0 | 0 | 0 | 0 | 0 | 0 | 0 | 0 | 0 | 0 | 0 | 0 | 0 | 0 | 0 | 0 | 0 | 0 | 0 | 0 | 0 | 0 | 12 | 0
NO |  | 128 | 2016 | 0 | 24 | 24 |  | (Dearborn) | Buffington (CG&E) | 345 | 330 | Steel Tower | 0 | 16 | 1 | " | 0 | 0 | 0 | 0 | 0 | 0 | 0 | 661280004 | 0 | 0 | 0 | 0 | 0 | 0 | 0 | 0 | 0 | 0 | 0 | 0 | 0 | 0 | 0 | 12 | 0
NO |  | 128 | 2016 | 0 | 27 | 27 |  | Pierce | Buffington (CG&E) | 345 | 330 | Steel Tower | 0 | 17 | 1 | " | 0 | 0 | 0 | 0 | 0 | 0 | 0 | 661280005 | 0 | 0 | 0 | 0 | 0 | 0 | 0 | 0 | 0 | 0 | 0 | 0 | 0 | 0 | 0 | 12 | 0
NO |  | 128 | 2016 | 0 | 29 | 29 |  | Expenses Applicable |  | 0 | 0 |  | 0 | 0 | 0 |  | 0 | 0 | 0 | 0 | 0 | 0 | 0 | 0 | 0 | 0 | 0 | 0 | 0 | 0 | 0 | 0 | 0 | 0 | 0 | 0 | 0 | 0 | 0 | 12 | 0
NO |  | 128 | 2016 | 0 | 30 | 30 |  | To All Lines |  | 0 | 0 |  | 0 | 0 | 0 |  | 0 | 0 | 0 | 5990796 | 0 | 0 | 5990796 | 0 | 0 | 0 | 0 | 0 | 0 | 0 | 0 | 0 | 0 | 0 | 0 | 0 | 0 | 0 | 0 | 12 | 0
NO |  | 128 | 2016 | 0 | 36 | 36 |  | TOTAL |  | 0 | 0 |  | 345.5 | 81.3 | 13 |  | 1452209 | 19902670 | 21354879 | 5990796 | 0 | 0 | 5990796 | 0 | 0 | 0 | 0 | 0 | 0 | 0 | 0 | 0 | 0 | 0 | 0 | 0 | 0 | 0 | 0 | 12 | 0
NO |  | 129 | 2016 | 0 | 1 | 1 |  | Bayview | Kellam (6750) | 69 | 69 | Wood | 20.5 | 0 | 1 | 336 ACSR | 0 | 0 | 0 | 0 | 0 | 0 | 0 | 0 | 0 | 0 | 0 | 0 | 0 | 0 | 0 | 0 | 0 | 0 | 0 | 0 | 0 | 0 | 0 | 12 | 0
NO |  | 129 | 2016 | 0 | 2 | 2 |  | Tasley | Oakhall (6790) | 69 | 69 | Wood | 19.3 | 0 | 1 | 477 ACSR | 0 | 0 | 0 | 0 | 0 | 0 | 0 | 0 | 0 | 0 | 0 | 0 | 0 | 0 | 0 | 0 | 0 | 0 | 0 | 0 | 0 | 0 | 0 | 12 | 0
NO |  | 129 | 2016 | 0 | 3 | 3 |  | Tasley | Oakhall (6778) | 69 | 69 | Wood | 19 | 0 | 1 | 954 ACSR | 0 | 0 | 0 | 0 | 0 | 0 | 0 | 0 | 0 | 0 | 0 | 0 | 0 | 0 | 0 | 0 | 0 | 0 | 0 | 0 | 0 | 0 | 0 | 12 | 0
NO |  | 129 | 2016 | 0 | 4 | 4 |  | Wattsville | Chincoteague (6745) | 69 | 69 | Wood | 9.1 | 0 | 1 | 336 ACSR | 0 | 0 | 0 | 0 | 0 | 0 | 0 | 0 | 0 | 0 | 0 | 0 | 0 | 0 | 0 | 0 | 0 | 0 | 0 | 0 | 0 | 0 | 0 | 12 | 0
NO |  | 129 | 2016 | 0 | 5 | 5 |  | Wattsville | Chincoteague (6746) | 69 | 69 | Wood | 9.1 | 0 | 1 | 336 ACSR | 0 | 0 | 0 | 0 | 0 | 0 | 0 | 0 | 0 | 0 | 0 | 0 | 0 | 0 | 0 | 0 | 0 | 0 | 0 | 0 | 0 | 0 | 0 | 12 | 0
NO |  | 129 | 2016 | 0 | 6 | 6 |  | Wallops Tap | Wallops Island (6748) | 69 | 69 | Wood | 3.5 | 0 | 1 | 336 ACSR | 0 | 0 | 0 | 0 | 0 | 0 | 0 | 0 | 0 | 0 | 0 | 0 | 0 | 0 | 0 | 0 | 0 | 0 | 0 | 0 | 0 | 0 | 0 | 12 | 0
NO |  | 129 | 2016 | 0 | 7 | 7 |  | Tasley | Kellam (6703) | 69 | 69 | Steel | 14.4 | 0 | 1 | 954 ACSR | 0 | 0 | 0 | 0 | 0 | 0 | 0 | 0 | 0 | 0 | 0 | 0 | 0 | 0 | 0 | 0 | 0 | 0 | 0 | 0 | 0 | 0 | 0 | 12 | 0
NO |  | 129 | 2016 | 0 | 8 | 8 |  | Tasley | Kellam (6721) | 69 | 69 | Steel | 14.39 | 0 | 1 | 954 ACSR | 0 | 0 | 0 | 0 | 0 | 0 | 0 | 0 | 0 | 0 | 0 | 0 | 0 | 0 | 0 | 0 | 0 | 0 | 0 | 0 | 0 | 0 | 0 | 12 | 0
NO |  | 129 | 2016 | 0 | 9 | 9 |  |  |  | 0 | 0 |  | 0 | 0 | 0 |  | 4383068 | 22006616 | 26389684 | 655368 | 0 | 0 | 655368 | 0 | 0 | 0 | 0 | 0 | 0 | 0 | 0 | 0 | 0 | 0 | 0 | 0 | 0 | 0 | 0 | 12 | 0
NO |  | 129 | 2016 | 0 | 10 | 10 |  | TOTAL |  | 0 | 0 |  | 109.29 | 0 | 8 |  | 4383068 | 22006616 | 26389684 | 655368 | 0 | 0 | 655368 | 0 | 0 | 0 | 0 | 0 | 0 | 0 | 0 | 0 | 0 | 0 | 0 | 0 | 0 | 0 | 0 | 12 | 0
NO |  | 129 | 2016 | 0 | 36 | 36 |  | TOTAL |  | 0 | 0 |  | 109.29 | 0 | 8 |  | 4383068 | 22006616 | 26389684 | 655368 | 0 | 0 | 655368 | 0 | 0 | 0 | 0 | 0 | 0 | 0 | 0 | 0 | 0 | 0 | 0 | 0 | 0 | 0 | 0 | 12 | 0
NO |  | 130 | 2016 | 0 | 1 | 1 |  | Blue Mtn Lake | Ft Smith | 500 | 500 | (3) Tower | 46.85 | 0 | 1 | 1024500ACSR | 179736 | 3109820 | 3289556 | 288559 | 57794 | 0 | 346353 | 0 | 0 | 0 | 0 | 0 | 0 | 0 | 0 | 0 | 0 | 0 | 0 | 0 | 0 | 0 | 0 | 12 | 1
NO |  | 130 | 2016 | 0 | 3 | 3 |  | Muskogee | Pittsburgh | 345 | 345 | (3) Tower | 216.31 | 30.47 | 1 | 2167000ACSR | 3627622 | 77132577 | 80760199 | 9268306 | 1856313 | 0 | 11124619 | 0 | 0 | 0 | 0 | 0 | 0 | 0 | 0 | 0 | 0 | 0 | 0 | 0 | 0 | 0 | 0 | 12 | 1
NO |  | 130 | 2016 | 0 | 4 | 4 |  | Kendrick | Cimarron | 345 | 345 | (3) Tower | 64.31 | 0 | 1 | 2167000ACSR | 441999 | 5249783 | 5691782 | 0 | 0 | 0 | 0 | 0 | 0 | 0 | 0 | 0 | 0 | 0 | 0 | 0 | 0 | 0 | 0 | 0 | 0 | 0 | 0 | 12 | 1
NO |  | 130 | 2016 | 0 | 5 | 5 |  | Cimarron | Draper Lake | 345 | 345 | (3) Tower | 89.41 | 2.68 | 1 | 795000ACSR | 2645296 | 13661082 | 16306378 | 0 | 0 | 0 | 0 | 0 | 0 | 0 | 0 | 0 | 0 | 0 | 0 | 0 | 0 | 0 | 0 | 0 | 0 | 0 | 0 | 12 | 1
NO |  | 130 | 2016 | 0 | 6 | 6 |  | Cimarron | Kansas Border | 345 | 345 | (3) Tower | 91.5 | 0 | 1 | 795000ACSR | 348353 | 26607258 | 26955611 | 0 | 0 | 0 | 0 | 0 | 0 | 0 | 0 | 0 | 0 | 0 | 0 | 0 | 0 | 0 | 0 | 0 | 0 | 0 | 0 | 12 | 1
NO |  | 130 | 2016 | 0 | 7 | 7 |  | Draper Lake | Seminole | 345 | 345 | (3) Tower | 44.46 | 44.46 | 1 | 795000ACSR | 224979 | 6677789 | 6902768 | 0 | 0 | 0 | 0 | 0 | 0 | 0 | 0 | 0 | 0 | 0 | 0 | 0 | 0 | 0 | 0 | 0 | 0 | 0 | 0 | 12 | 1
NO |  | 130 | 2016 | 0 | 8 | 8 |  | Seminole Plant | Ashland | 345 | 345 | (3) Tower | 40.29 | 0 | 1 | 795000ACSR | 150971 | 3580545 | 3731516 | 0 | 0 | 0 | 0 | 0 | 0 | 0 | 0 | 0 | 0 | 0 | 0 | 0 | 0 | 0 | 0 | 0 | 0 | 0 | 0 | 12 | 1
NO |  | 130 | 2016 | 0 | 9 | 9 |  | Horseshoe Lake | Draper Lake | 345 | 345 | (3) Tower | 15.86 | 0 | 1 | 795000ACSR | 323506 | 5002616 | 5326122 | 0 | 0 | 0 | 0 | 0 | 0 | 0 | 0 | 0 | 0 | 0 | 0 | 0 | 0 | 0 | 0 | 0 | 0 | 0 | 0 | 12 | 1
NO |  | 130 | 2016 | 0 | 10 | 10 |  | Horseshoe Lake | Seminole Plant | 345 | 345 | (3) Tower | 69.64 | 55.3 | 1 | 795000ACSR | 370628 | 9825737 | 10196365 | 0 | 0 | 0 | 0 | 0 | 0 | 0 | 0 | 0 | 0 | 0 | 0 | 0 | 0 | 0 | 0 | 0 | 0 | 0 | 0 | 12 | 1
NO |  | 130 | 2016 | 0 | 11 | 11 |  | Pecan Creek | Riverside | 345 | 345 | (3) Tower | 32.02 | 3.61 | 1 | 795000ACSR | 418049 | 6766743 | 7184792 | 0 | 0 | 0 | 0 | 0 | 0 | 0 | 0 | 0 | 0 | 0 | 0 | 0 | 0 | 0 | 0 | 0 | 0 | 0 | 0 | 12 | 1
NO |  | 130 | 2016 | 0 | 12 | 12 |  | Sooner | Woodring | 345 | 345 | (3) Tower | 43.18 | 0 | 1 | 795000ACSR | 391482 | 15093326 | 15484808 | 0 | 0 | 0 | 0 | 0 | 0 | 0 | 0 | 0 | 0 | 0 | 0 | 0 | 0 | 0 | 0 | 0 | 0 | 0 | 0 | 12 | 1
NO |  | 130 | 2016 | 0 | 13 | 13 |  | Sooner | Northwest | 345 | 345 | (3) Tower | 69.58 | 0 | 2 | 795000ACSR | 1124708 | 19129222 | 20253930 | 0 | 0 | 0 | 0 | 0 | 0 | 0 | 0 | 0 | 0 | 0 | 0 | 0 | 0 | 0 | 0 | 0 | 0 | 0 | 0 | 12 | 1
NO |  | 130 | 2016 | 0 | 14 | 14 |  | RedBud | Arcadia | 345 | 345 | (3) Tower | 5.09 | 0 | 1 | 795000ACSR | 162923 | 12352 | 175275 | 0 | 0 | 0 | 0 | 0 | 0 | 0 | 0 | 0 | 0 | 0 | 0 | 0 | 0 | 0 | 0 | 0 | 0 | 0 | 0 | 12 | 1
NO |  | 130 | 2016 | 0 | 15 | 15 |  | Northwest | Woodward District EHV | 345 | 345 | (1) Steel | 120.02 | 0 | 1 | 1590ACSR | 16870809 | 165211616 | 182082425 | 0 | 0 | 0 | 0 | 0 | 0 | 0 | 0 | 0 | 0 | 0 | 0 | 0 | 0 | 0 | 0 | 0 | 0 | 0 | 0 | 12 | 1
NO |  | 130 | 2016 | 0 | 16 | 16 |  | Sooner | Rose Hill | 345 | 345 | (1) Steel | 43.87 | 0 | 1 | 1590ACSR | 1934669 | 42002323 | 43936992 | 0 | 0 | 0 | 0 | 0 | 0 | 0 | 0 | 0 | 0 | 0 | 0 | 0 | 0 | 0 | 0 | 0 | 0 | 0 | 0 | 12 | 1
NO |  | 130 | 2016 | 0 | 17 | 17 |  | Sooner | Cleveland | 345 | 345 | (1) Steel | 36.07 | 0 | 1 | 21590ACSR | 3239518 | 39504417 | 42743935 | 0 | 0 | 0 | 0 | 0 | 0 | 0 | 0 | 0 | 0 | 0 | 0 | 0 | 0 | 0 | 0 | 0 | 0 | 0 | 0 | 12 | 1
NO |  | 130 | 2016 | 0 | 18 | 18 |  | Sunnyside | Hugo | 345 | 345 | (1) Steel | 123.51 | 0 | 1 | 1590ACSR | 11155580 | 132677894 | 143833474 | 0 | 0 | 0 | 0 | 0 | 0 | 0 | 0 | 0 | 0 | 0 | 0 | 0 | 0 | 0 | 0 | 0 | 0 | 0 | 0 | 12 | 1
NO |  | 130 | 2016 | 0 | 19 | 19 |  | Seminole | Muskogee | 345 | 345 | (1) Steel | 103.5 | 13.8 | 1 | 21590ACSR | 8888428 | 108376452 | 117264880 | 0 | 0 | 0 | 0 | 0 | 0 | 0 | 0 | 0 | 0 | 0 | 0 | 0 | 0 | 0 | 0 | 0 | 0 | 0 | 0 | 12 | 1
NO |  | 130 | 2016 | 0 | 20 | 20 |  | Woodward District EHV | Thistle | 345 | 345 | (1) Steel | 76.14 | 76 | 1 | 21590ACSR | 9947205 | 122699039 | 132646244 | 0 | 0 | 0 | 0 | 0 | 0 | 0 | 0 | 0 | 0 | 0 | 0 | 0 | 0 | 0 | 0 | 0 | 0 | 0 | 0 | 12 | 1
NO |  | 130 | 2016 | 0 | 21 | 21 |  | Woodward District EHV | Beaver County | 345 | 345 | (1) Steel | 99.3 | 99.07 | 2 | 21590ACSR | 12386587 | 131316750 | 143703337 | 0 | 0 | 0 | 0 | 0 | 0 | 0 | 0 | 0 | 0 | 0 | 0 | 0 | 0 | 0 | 0 | 0 | 0 | 0 | 0 | 12 | 1
NO |  | 130 | 2016 | 0 | 22 | 22 |  | Woodward District EHV | Border | 345 | 345 | (1) Steel | 94.49 | 0 | 1 | 21590ACSR | 6228237 | 87107777 | 93336014 | 0 | 0 | 0 | 0 | 0 | 0 | 0 | 0 | 0 | 0 | 0 | 0 | 0 | 0 | 0 | 0 | 0 | 0 | 0 | 0 | 12 | 1
NO |  | 130 | 2016 | 0 | 23 | 23 |  | Crossroads Wind | Tatonga | 345 | 345 | (1) Steel | 10.15 | 0 | 1 | 795A33ACSR | 0 | 8400508 | 8400508 | 0 | 0 | 0 | 0 | 0 | 0 | 0 | 0 | 0 | 0 | 0 | 0 | 0 | 0 | 0 | 0 | 0 | 0 | 0 | 0 | 12 | 1
NO |  | 130 | 2016 | 0 | 24 | 24 |  | Mathewson | Cimarron Line 2 | 345 | 345 | (1) Steel | 16.09 | 15.03 | 1 | 2-1590ACSR | 19335 | 21464982 | 21484317 | 0 | 0 | 0 | 0 | 0 | 0 | 0 | 0 | 0 | 0 | 0 | 0 | 0 | 0 | 0 | 0 | 0 | 0 | 0 | 0 | 12 | 1
NO |  | 130 | 2016 | 0 | 25 | 25 |  | AES Cogen | Fort Smith | 161 | 161 | (2) Wood | 48.86 | 0 | 1 | 477000ACSR | 439777 | 4591006 | 5030783 | 1902746 | 381094 | 0 | 2283840 | 0 | 0 | 0 | 0 | 0 | 0 | 0 | 0 | 0 | 0 | 0 | 0 | 0 | 0 | 0 | 0 | 12 | 1
NO |  | 130 | 2016 | 0 | 26 | 26 |  | Muskogee | Pecan Creek | 161 | 161 | (2) Wood | 28.3 | 0 | 1 | 795000ACSR | 169215 | 6541149 | 6710364 | 0 | 0 | 0 | 0 | 0 | 0 | 0 | 0 | 0 | 0 | 0 | 0 | 0 | 0 | 0 | 0 | 0 | 0 | 0 | 0 | 12 | 1
NO |  | 130 | 2016 | 0 | 27 | 27 |  | Muskogee | Boudinot Tap | 161 | 161 | (2) Wood | 24.3 | 0 | 1 | 636000ACSR | 195749 | 4839996 | 5035745 | 0 | 0 | 0 | 0 | 0 | 0 | 0 | 0 | 0 | 0 | 0 | 0 | 0 | 0 | 0 | 0 | 0 | 0 | 0 | 0 | 12 | 1
NO |  | 130 | 2016 | 0 | 28 | 28 |  | Muskogee | SPA Tap | 161 | 161 | (2) Wood | 4.73 | 0 | 1 | 636000ACSR | 84437 | 440630 | 525067 | 0 | 0 | 0 | 0 | 0 | 0 | 0 | 0 | 0 | 0 | 0 | 0 | 0 | 0 | 0 | 0 | 0 | 0 | 0 | 0 | 12 | 1
NO |  | 130 | 2016 | 0 | 29 | 29 |  | VBI | Massard | 161 | 161 | (2) Wood | 9.17 | 0 | 1 | 636000ACSR | 62595 | 1181668 | 1244263 | 0 | 0 | 0 | 0 | 0 | 0 | 0 | 0 | 0 | 0 | 0 | 0 | 0 | 0 | 0 | 0 | 0 | 0 | 0 | 0 | 12 | 1
NO |  | 130 | 2016 | 0 | 30 | 30 |  | VBI | Third Street | 161 | 161 | (1) Wood | 9.47 | 0 | 1 | 636000ACSR | 13946 | 2391981 | 2405927 | 0 | 0 | 0 | 0 | 0 | 0 | 0 | 0 | 0 | 0 | 0 | 0 | 0 | 0 | 0 | 0 | 0 | 0 | 0 | 0 | 12 | 1
NO |  | 130 | 2016 | 0 | 31 | 31 |  | Fort Smith | Third Street | 161 | 161 | (1) Wood | 6.86 | 0 | 1 | 795000ACSR | 60636 | 1340734 | 1401370 | 0 | 0 | 0 | 0 | 0 | 0 | 0 | 0 | 0 | 0 | 0 | 0 | 0 | 0 | 0 | 0 | 0 | 0 | 0 | 0 | 12 | 1
NO |  | 130 | 2016 | 0 | 32 | 32 |  | Fort Smith | Massard | 161 | 161 | (1) Wood | 15.79 | 0 | 1 | 795000ACSR | 69501 | 3826318 | 3895819 | 0 | 0 | 0 | 0 | 0 | 0 | 0 | 0 | 0 | 0 | 0 | 0 | 0 | 0 | 0 | 0 | 0 | 0 | 0 | 0 | 12 | 1
NO |  | 130 | 2016 | 0 | 33 | 33 |  | Macksteel Tap | Macksteel #2 | 161 | 161 | (1) Steel | 0.55 | 0 | 1 | 795AS22ACSR | 2506 | 330740 | 333246 | 0 | 0 | 0 | 0 | 0 | 0 | 0 | 0 | 0 | 0 | 0 | 0 | 0 | 0 | 0 | 0 | 0 | 0 | 0 | 0 | 12 | 1
NO |  | 130 | 2016 | 0 | 34 | 34 |  | Fort Smith | Quanex | 161 | 161 | (1) Wood | 4.38 | 0 | 1 | 1590000ACSR | 803768 | 2376604 | 3180372 | 0 | 0 | 0 | 0 | 0 | 0 | 0 | 0 | 0 | 0 | 0 | 0 | 0 | 0 | 0 | 0 | 0 | 0 | 0 | 0 | 12 | 1
NO |  | 130 | 2016 | 0 | 35 | 35 |  | Muskogee Tie | North/South | 161 | 161 | (1) Wood | 0.84 | 0 | 1 | 477AS33ACSR | 0 | 230287 | 230287 | 0 | 0 | 0 | 0 | 0 | 0 | 0 | 0 | 0 | 0 | 0 | 0 | 0 | 0 | 0 | 0 | 0 | 0 | 0 | 0 | 12 | 1
NO |  | 130 | 2016 | 0 | 36 | 36 |  | TOTAL |  | 0 | 0 |  | 5187.7 | 530.02 | 106 |  | 112837820 | 1654768928 | 1767606748 | 33652896 | 6740207 | 48854 | 40441957 | 0 | 0 | 0 | 0 | 0 | 0 | 0 | 0 | 0 | 0 | 0 | 0 | 0 | 0 | 0 | 0 | 12 | 1
NO |  | 130 | 2016 | 1 | 1 | 1 |  | Grand Prairie Tap | Grand Prairie (AVEC) | 161 | 161 | (1) Wood | 0.13 | 0 | 1 | 477000ACSR | 0 | 161550 | 161550 | 0 | 0 | 0 | 0 | 0 | 0 | 0 | 0 | 0 | 0 | 0 | 0 | 0 | 0 | 0 | 0 | 0 | 0 | 0 | 0 | 12 | 1
NO |  | 130 | 2016 | 1 | 2 | 2 |  | VBI | Helberg | 161 | 161 | (1) Wood | 31.32 | 0 | 1 | 795AS33ACSR | 589932 | 5617669 | 6207601 | 0 | 0 | 0 | 0 | 0 | 0 | 0 | 0 | 0 | 0 | 0 | 0 | 0 | 0 | 0 | 0 | 0 | 0 | 0 | 0 | 12 | 1
NO |  | 130 | 2016 | 1 | 3 | 3 |  | Little Spadra | Spadra Clarkesville | 161 | 161 | (1) Steel | 5.96 | 0 | 1 | 795AS33ACSR | 631152 | 3711585 | 4342737 | 0 | 0 | 0 | 0 | 0 | 0 | 0 | 0 | 0 | 0 | 0 | 0 | 0 | 0 | 0 | 0 | 0 | 0 | 0 | 0 | 12 | 1
NO |  | 130 | 2016 | 1 | 4 | 4 |  | Muskogee Port Tap | Muskogee Port | 161 | 161 | (1) Steel | 1.78 | 0 | 1 | 795AS33ACSR | 107755 | 1345848 | 1453603 | 0 | 0 | 0 | 0 | 0 | 0 | 0 | 0 | 0 | 0 | 0 | 0 | 0 | 0 | 0 | 0 | 0 | 0 | 0 | 0 | 12 | 1
NO |  | 130 | 2016 | 1 | 5 | 5 |  | Gerber Tap | Gerber Rd Tap | 161 | 161 | (1) Steel | 0.4 | 0 | 1 | 477000AS33 | 0 | 156953 | 156953 | 0 | 0 | 0 | 0 | 0 | 0 | 0 | 0 | 0 | 0 | 0 | 0 | 0 | 0 | 0 | 0 | 0 | 0 | 0 | 0 | 12 | 1
NO |  | 130 | 2016 | 1 | 6 | 6 |  | Helburg | Altus | 161 | 161 | (1) Steel | 5.76 | 0 | 1 | 795AS33ACSR | 809392 | 1659772 | 2469164 | 0 | 0 | 0 | 0 | 0 | 0 | 0 | 0 | 0 | 0 | 0 | 0 | 0 | 0 | 0 | 0 | 0 | 0 | 0 | 0 | 12 | 1
NO |  | 130 | 2016 | 1 | 7 | 7 |  | Massard | Oak Park | 161 | 161 | (1) Steel | 7.76 | 0 | 1 | 795ACSR | 1794881 | 4543705 | 6338586 | 0 | 0 | 0 | 0 | 0 | 0 | 0 | 0 | 0 | 0 | 0 | 0 | 0 | 0 | 0 | 0 | 0 | 0 | 0 | 0 | 12 | 1
NO |  | 130 | 2016 | 1 | 8 | 8 |  | Altus | Littla Spadra | 161 | 161 | (1) Steel | 20.6 | 0 | 1 | 795AS33ACSR | 697704 | 2330140 | 3027844 | 0 | 0 | 0 | 0 | 0 | 0 | 0 | 0 | 0 | 0 | 0 | 0 | 0 | 0 | 0 | 0 | 0 | 0 | 0 | 0 | 12 | 1
NO |  | 130 | 2016 | 1 | 9 | 9 |  | Igo | Razorback | 161 | 161 | (1) Steel | 9.52 | 0 | 1 | 795000ACSR | 127987 | 8611825 | 8739812 | 0 | 0 | 0 | 0 | 0 | 0 | 0 | 0 | 0 | 0 | 0 | 0 | 0 | 0 | 0 | 0 | 0 | 0 | 0 | 0 | 12 | 1
NO |  | 130 | 2016 | 1 | 10 | 10 |  | Razorback | Short Mountain | 161 | 161 | (1) Steel | 12.91 | 0 | 1 | 795000ACSR | 100003 | 9404482 | 9504485 | 0 | 0 | 0 | 0 | 0 | 0 | 0 | 0 | 0 | 0 | 0 | 0 | 0 | 0 | 0 | 0 | 0 | 0 | 0 | 0 | 12 | 1
NO |  | 130 | 2016 | 1 | 11 | 11 |  | Branch | Short Mountain | 161 | 161 | (1) Steel | 10.68 | 0 | 1 | 795AS33ACSR | 79779 | 5483676 | 5563455 | 0 | 0 | 0 | 0 | 0 | 0 | 0 | 0 | 0 | 0 | 0 | 0 | 0 | 0 | 0 | 0 | 0 | 0 | 0 | 0 | 12 | 1
NO |  | 130 | 2016 | 1 | 13 | 13 |  | Arklahoma | Danville | 154 | 154 | (2) Wood | 0 | 0 | 0 | 250V12CU | 101 | 5567115 | 5567216 | 0 | 0 | 0 | 0 | 0 | 0 | 0 | 0 | 0 | 0 | 0 | 0 | 0 | 0 | 0 | 0 | 0 | 0 | 0 | 0 | 12 | 1
NO |  | 130 | 2016 | 1 | 15 | 15 |  | Osage | S 4th St Enid | 138 | 138 | (2) Wood | 49.3 | 0 | 1 | 3364000ACSR | 247370 | 3612597 | 3859967 | 12589191 | 2521440 | 0 | 15110631 | 0 | 0 | 0 | 0 | 0 | 0 | 0 | 0 | 0 | 0 | 0 | 0 | 0 | 0 | 0 | 0 | 12 | 1
NO |  | 130 | 2016 | 1 | 16 | 16 |  | Horseshoe Lake | Draper | 138 | 138 | (2) Wood | 381.07 | 44.48 | 1 | 795000ACSR | 3494074 | 91391213 | 94885287 | 0 | 0 | 0 | 0 | 0 | 0 | 0 | 0 | 0 | 0 | 0 | 0 | 0 | 0 | 0 | 0 | 0 | 0 | 0 | 0 | 12 | 1
NO |  | 130 | 2016 | 1 | 17 | 17 |  | Horseshoe Lake | Maud Tap | 138 | 138 | (2) Wood | 39.48 | 0 | 1 | 336400ACSR | 89815 | 4403522 | 4493337 | 0 | 0 | 0 | 0 | 0 | 0 | 0 | 0 | 0 | 0 | 0 | 0 | 0 | 0 | 0 | 0 | 0 | 0 | 0 | 0 | 12 | 1
NO |  | 130 | 2016 | 1 | 18 | 18 |  | Seminole | Arbuckle | 138 | 138 | (2) Wood | 63.75 | 6.34 | 1 | 336400ACSR | 139510 | 11053373 | 11192883 | 0 | 0 | 0 | 0 | 0 | 0 | 0 | 0 | 0 | 0 | 0 | 0 | 0 | 0 | 0 | 0 | 0 | 0 | 0 | 0 | 12 | 1
NO |  | 130 | 2016 | 1 | 19 | 19 |  | Horseshoe Lake | Sooner | 138 | 138 | (2) Wood | 234.4 | 32.12 | 1 | 477000ACSR | 1110849 | 39622776 | 40733625 | 0 | 0 | 0 | 0 | 0 | 0 | 0 | 0 | 0 | 0 | 0 | 0 | 0 | 0 | 0 | 0 | 0 | 0 | 0 | 0 | 12 | 1
NO |  | 130 | 2016 | 1 | 20 | 20 |  | Osage | KG&E | 138 | 138 | (2) Wood | 34.26 | 0 | 1 | 477000ACSR | 75662 | 3674394 | 3750056 | 0 | 0 | 0 | 0 | 0 | 0 | 0 | 0 | 0 | 0 | 0 | 0 | 0 | 0 | 0 | 0 | 0 | 0 | 0 | 0 | 12 | 1
NO |  | 130 | 2016 | 1 | 21 | 21 |  | Cleo Corner Tap | Cleo Pipeline | 138 | 138 | (1) Steel | 3.34 | 0 | 2 | 795SCSR | 1057 | 1250979 | 1252036 | 0 | 0 | 0 | 0 | 0 | 0 | 0 | 0 | 0 | 0 | 0 | 0 | 0 | 0 | 0 | 0 | 0 | 0 | 0 | 0 | 12 | 1
NO |  | 130 | 2016 | 1 | 22 | 22 |  | Horseshoe Lake | Lincoln County | 138 | 138 | (2) Wood | 59.67 | 0 | 1 | 636000ACSR | 342296 | 9811097 | 10153393 | 0 | 0 | 0 | 0 | 0 | 0 | 0 | 0 | 0 | 0 | 0 | 0 | 0 | 0 | 0 | 0 | 0 | 0 | 0 | 0 | 12 | 1
NO |  | 130 | 2016 | 1 | 23 | 23 |  | Bristow | Riverside | 138 | 138 | (2) Wood | 48.15 | 5.06 | 1 | 795000ACSR | 719738 | 10803445 | 11523183 | 0 | 0 | 0 | 0 | 0 | 0 | 0 | 0 | 0 | 0 | 0 | 0 | 0 | 0 | 0 | 0 | 0 | 0 | 0 | 0 | 12 | 1
NO |  | 130 | 2016 | 1 | 24 | 24 |  | Earlywine | Sunnyside | 138 | 138 | (2) Wood | 229.6 | 1.91 | 1 | 795000ACSR | 1464874 | 27410082 | 28874956 | 0 | 0 | 0 | 0 | 0 | 0 | 0 | 0 | 0 | 0 | 0 | 0 | 0 | 0 | 0 | 0 | 0 | 0 | 0 | 0 | 12 | 1
NO |  | 130 | 2016 | 1 | 25 | 25 |  | Arbuckle | Chickasaw | 138 | 138 | (2) Wood | 31.28 | 0 | 1 | 477000ACSR | 173451 | 4916616 | 5090067 | 0 | 0 | 0 | 0 | 0 | 0 | 0 | 0 | 0 | 0 | 0 | 0 | 0 | 0 | 0 | 0 | 0 | 0 | 0 | 0 | 12 | 1
NO |  | 130 | 2016 | 1 | 26 | 26 |  | Cimarron | Cornville | 138 | 138 | (2) Wood | 8.7 | 2.72 | 1 | 795000ACSR | 36475 | 614536 | 651011 | 0 | 0 | 0 | 0 | 0 | 0 | 0 | 0 | 0 | 0 | 0 | 0 | 0 | 0 | 0 | 0 | 0 | 0 | 0 | 0 | 12 | 1
NO |  | 130 | 2016 | 1 | 27 | 27 |  | Chicasaw | Russet | 138 | 138 | (2) Wood | 38.54 | 0 | 1 | 477000ACSR | 756614 | 4885423 | 5642037 | 0 | 0 | 0 | 0 | 0 | 0 | 0 | 0 | 0 | 0 | 0 | 0 | 0 | 0 | 0 | 0 | 0 | 0 | 0 | 0 | 12 | 1
NO |  | 130 | 2016 | 1 | 28 | 28 |  | Osage | Shidler | 138 | 138 | (2) Wood | 19.67 | 0 | 1 | 477000ACSR | 22778 | 2251214 | 2273992 | 0 | 0 | 0 | 0 | 0 | 0 | 0 | 0 | 0 | 0 | 0 | 0 | 0 | 0 | 0 | 0 | 0 | 0 | 0 | 0 | 12 | 1
NO |  | 130 | 2016 | 1 | 29 | 29 |  | Maud Tap | Paoli | 138 | 138 | (2) Wood | 58.44 | 0 | 1 | 795000ACSR | 197456 | 4789922 | 4987378 | 0 | 0 | 0 | 0 | 0 | 0 | 0 | 0 | 0 | 0 | 0 | 0 | 0 | 0 | 0 | 0 | 0 | 0 | 0 | 0 | 12 | 1
NO |  | 130 | 2016 | 1 | 30 | 30 |  | Arbuckle | Brown Tap | 138 | 138 | (2) Wood | 65.51 | 0 | 1 | 477000ACSR | 132882 | 5633430 | 5766312 | 0 | 0 | 0 | 0 | 0 | 0 | 0 | 0 | 0 | 0 | 0 | 0 | 0 | 0 | 0 | 0 | 0 | 0 | 0 | 0 | 12 | 1
NO |  | 130 | 2016 | 1 | 31 | 31 |  | Cleo Corner | Woodward District EHV | 138 | 138 | (2) Wood | 57 | 4.3 | 1 | 266800ACSR | 48837 | 2997499 | 3046336 | 0 | 0 | 0 | 0 | 0 | 0 | 0 | 0 | 0 | 0 | 0 | 0 | 0 | 0 | 0 | 0 | 0 | 0 | 0 | 0 | 12 | 1
NO |  | 130 | 2016 | 1 | 32 | 32 |  | Bristow | Cushing Tap | 138 | 138 | (2) Wood | 26.83 | 0 | 1 | 477000ACSR | 61515 | 2903248 | 2964763 | 0 | 0 | 0 | 0 | 0 | 0 | 0 | 0 | 0 | 0 | 0 | 0 | 0 | 0 | 0 | 0 | 0 | 0 | 0 | 0 | 12 | 1
NO |  | 130 | 2016 | 1 | 33 | 33 |  | Brown Spa | Yuba WFEC Interconnect | 138 | 138 | (2) Wood | 41.35 | 0 | 1 | 477000ACSR | 140854 | 4302145 | 4442999 | 0 | 0 | 0 | 0 | 0 | 0 | 0 | 0 | 0 | 0 | 0 | 0 | 0 | 0 | 0 | 0 | 0 | 0 | 0 | 0 | 12 | 1
NO |  | 130 | 2016 | 1 | 34 | 34 |  | Fixico | PSO Tap | 138 | 138 | (1) Wood | 1.43 | 0 | 1 | 477000ACSR | 88803 | 71610 | 160413 | 0 | 0 | 0 | 0 | 0 | 0 | 0 | 0 | 0 | 0 | 0 | 0 | 0 | 0 | 0 | 0 | 0 | 0 | 0 | 0 | 12 | 1
NO |  | 130 | 2016 | 1 | 35 | 35 |  | El Reno | WFEC@Taloga | 138 | 138 | (2) Wood | 80.07 | 0 | 1 | 477000ACSR | 406865 | 7015779 | 7422644 | 0 | 0 | 0 | 0 | 0 | 0 | 0 | 0 | 0 | 0 | 0 | 0 | 0 | 0 | 0 | 0 | 0 | 0 | 0 | 0 | 12 | 1
NO |  | 130 | 2016 | 2 | 1 | 1 |  | Arbuckle | Park Lane | 138 | 138 | (2) Wood | 22.73 | 0 | 1 | 795000ACSR | 14237 | 1245031 | 1259268 | 0 | 0 | 0 | 0 | 0 | 0 | 0 | 0 | 0 | 0 | 0 | 0 | 0 | 0 | 0 | 0 | 0 | 0 | 0 | 0 | 12 | 1
NO |  | 130 | 2016 | 2 | 2 | 2 |  | S. 4th St Sub | Cleo Corner | 138 | 138 | (2) Wood | 30.96 | 0 | 1 | 795000ACSR | 63508 | 2316499 | 2380007 | 0 | 0 | 0 | 0 | 0 | 0 | 0 | 0 | 0 | 0 | 0 | 0 | 0 | 0 | 0 | 0 | 0 | 0 | 0 | 0 | 12 | 1
NO |  | 130 | 2016 | 2 | 3 | 3 |  | Woodring | Glenwood | 138 | 138 | (2) Wood | 16.5 | 0 | 1 | 795000ACSR | 193208 | 3222615 | 3415823 | 0 | 0 | 0 | 0 | 0 | 0 | 0 | 0 | 0 | 0 | 0 | 0 | 0 | 0 | 0 | 0 | 0 | 0 | 0 | 0 | 12 | 1
NO |  | 130 | 2016 | 2 | 4 | 4 |  | Breckinridge Tap | NE Enid Sub | 138 | 138 | (2) Steel | 6.73 | 0 | 1 | 795000ACSR | 55301 | 1378967 | 1434268 | 0 | 0 | 0 | 0 | 0 | 0 | 0 | 0 | 0 | 0 | 0 | 0 | 0 | 0 | 0 | 0 | 0 | 0 | 0 | 0 | 12 | 1
NO |  | 130 | 2016 | 2 | 5 | 5 |  | Dewey | Iodine | 138 | 138 | (1) Wood | 23.47 | 0 | 1 | 795000ACSR | 82284 | 1338020 | 1420304 | 0 | 0 | 0 | 0 | 0 | 0 | 0 | 0 | 0 | 0 | 0 | 0 | 0 | 0 | 0 | 0 | 0 | 0 | 0 | 0 | 12 | 1
NO |  | 130 | 2016 | 2 | 6 | 6 |  | Polecat Creek Tap | Polecat Creek Sub | 138 | 138 | (2) Steel | 1.55 | 0 | 1 | 477000ACSR | 513 | 732828 | 733341 | 0 | 0 | 0 | 0 | 0 | 0 | 0 | 0 | 0 | 0 | 0 | 0 | 0 | 0 | 0 | 0 | 0 | 0 | 0 | 0 | 12 | 1
NO |  | 130 | 2016 | 2 | 7 | 7 |  | SE 15th | Glendale Sub | 138 | 138 | (2) Steel | 2.05 | 0 | 1 | 795000ACSR | 233786 | 558618 | 792404 | 0 | 0 | 0 | 0 | 0 | 0 | 0 | 0 | 0 | 0 | 0 | 0 | 0 | 0 | 0 | 0 | 0 | 0 | 0 | 0 | 12 | 1
NO |  | 130 | 2016 | 2 | 8 | 8 |  | Glenwood | NE Enid | 138 | 138 | (1) Steel | 8.07 | 0 | 1 | 795000ACSR | 16760 | 2779178 | 2795938 | 0 | 0 | 0 | 0 | 0 | 0 | 0 | 0 | 0 | 0 | 0 | 0 | 0 | 0 | 0 | 0 | 0 | 0 | 0 | 0 | 12 | 1
NO |  | 130 | 2016 | 2 | 9 | 9 |  | Division | Piedmont | 138 | 138 | (1) Steel | 7.99 | 0.81 | 1 | 795000ACSR | 1426429 | 3386386 | 4812815 | 0 | 0 | 0 | 0 | 0 | 0 | 0 | 0 | 0 | 0 | 0 | 0 | 0 | 0 | 0 | 0 | 0 | 0 | 0 | 0 | 12 | 1
NO |  | 130 | 2016 | 2 | 10 | 10 |  | Chitwood | Louis Garber | 138 | 138 | (1) Steel | 5.84 | 0 | 1 | 795000ACSR | 1179261 | 2863404 | 4042665 | 0 | 0 | 0 | 0 | 0 | 0 | 0 | 0 | 0 | 0 | 0 | 0 | 0 | 0 | 0 | 0 | 0 | 0 | 0 | 0 | 12 | 1
NO |  | 130 | 2016 | 2 | 11 | 11 |  | Woodward District EHV | Iodine | 138 | 138 | (1) Steel | 13.56 | 2.32 | 1 | 795000ACSR | 623718 | 6303808 | 6927526 | 0 | 0 | 0 | 0 | 0 | 0 | 0 | 0 | 0 | 0 | 0 | 0 | 0 | 0 | 0 | 0 | 0 | 0 | 0 | 0 | 12 | 1
NO |  | 130 | 2016 | 2 | 12 | 12 |  | Centennial | Woodward District | 138 | 138 | (1) Steel | 33.17 | 0 | 1 | 477000ACSR | 201920 | 9391133 | 9593053 | 0 | 0 | 0 | 0 | 0 | 0 | 0 | 0 | 0 | 0 | 0 | 0 | 0 | 0 | 0 | 0 | 0 | 0 | 0 | 0 | 12 | 1
NO |  | 130 | 2016 | 2 | 13 | 13 |  | Arcadia Tap | Louis Garber | 138 | 138 | (1) Steel | 5.7 | 0 | 1 | 795000ACSR | 0 | 1314850 | 1314850 | 0 | 0 | 0 | 0 | 0 | 0 | 0 | 0 | 0 | 0 | 0 | 0 | 0 | 0 | 0 | 0 | 0 | 0 | 0 | 0 | 12 | 1
NO |  | 130 | 2016 | 2 | 14 | 14 |  | Enid Industrial Tap | Enid Industrial | 138 | 138 | (1) Steel | 2.61 | 0 | 1 | 795000ACSR | 74210 | 1292449 | 1366659 | 0 | 0 | 0 | 0 | 0 | 0 | 0 | 0 | 0 | 0 | 0 | 0 | 0 | 0 | 0 | 0 | 0 | 0 | 0 | 0 | 12 | 1
NO |  | 130 | 2016 | 2 | 15 | 15 |  | Warwick | Bellcow | 138 | 138 | (1) Steel | 10.8 | 0 | 1 | 1020AL23 | 1241141 | 4904823 | 6145964 | 0 | 0 | 0 | 0 | 0 | 0 | 0 | 0 | 0 | 0 | 0 | 0 | 0 | 0 | 0 | 0 | 0 | 0 | 0 | 0 | 12 | 1
NO |  | 130 | 2016 | 2 | 16 | 16 |  | McClain Sub | 134th & Penn Tap | 138 | 138 | (1) Steel | 4.99 | 0 | 1 | 477000AS33 | 376600 | 7079520 | 7456120 | 0 | 0 | 0 | 0 | 0 | 0 | 0 | 0 | 0 | 0 | 0 | 0 | 0 | 0 | 0 | 0 | 0 | 0 | 0 | 0 | 12 | 1
NO |  | 130 | 2016 | 2 | 17 | 17 |  | Cowboy Hill Tap | Cowboy Hill | 138 | 138 | (1) Steel | 1.07 | 0 | 1 | 477000ACSR | 267915 | 521766 | 789681 | 0 | 0 | 0 | 0 | 0 | 0 | 0 | 0 | 0 | 0 | 0 | 0 | 0 | 0 | 0 | 0 | 0 | 0 | 0 | 0 | 12 | 1
NO |  | 130 | 2016 | 2 | 18 | 18 |  | Bennington | Bluebird | 138 | 138 | (1) Steel | 4.1 | 0 | 1 | 477000AS33 | 104979 | 1881764 | 1986743 | 0 | 0 | 0 | 0 | 0 | 0 | 0 | 0 | 0 | 0 | 0 | 0 | 0 | 0 | 0 | 0 | 0 | 0 | 0 | 0 | 12 | 1
NO |  | 130 | 2016 | 2 | 19 | 19 |  | OU Spirit Wind Farm | Woodward District EHV | 138 | 138 | (1) Steel | 7.42 | 0 | 1 | 795000AS33 | 0 | 3422613 | 3422613 | 0 | 0 | 0 | 0 | 0 | 0 | 0 | 0 | 0 | 0 | 0 | 0 | 0 | 0 | 0 | 0 | 0 | 0 | 0 | 0 | 12 | 1
NO |  | 130 | 2016 | 2 | 20 | 20 |  | Woodward Dist EHV | Woodward Dist Line 1 | 138 | 138 | (1) Steel | 4.4 | 0 | 1 | 795000AS33 | 57670 | 3660185 | 3717855 | 0 | 0 | 0 | 0 | 0 | 0 | 0 | 0 | 0 | 0 | 0 | 0 | 0 | 0 | 0 | 0 | 0 | 0 | 0 | 0 | 12 | 1
NO |  | 130 | 2016 | 2 | 21 | 21 |  | Woodward Dist EHV | Woodward Dist Line 2 | 138 | 138 | (1) Steel | 8.86 | 0 | 1 | 795000AS33 | 153144 | 4802978 | 4956122 | 0 | 0 | 0 | 0 | 0 | 0 | 0 | 0 | 0 | 0 | 0 | 0 | 0 | 0 | 0 | 0 | 0 | 0 | 0 | 0 | 12 | 1
NO |  | 130 | 2016 | 2 | 22 | 22 |  | Johnston County | Caney Creek | 138 | 138 | (1) Steel | 27.07 | 0 | 1 | 795000ACSR | 478910 | 13859716 | 14338626 | 0 | 0 | 0 | 0 | 0 | 0 | 0 | 0 | 0 | 0 | 0 | 0 | 0 | 0 | 0 | 0 | 0 | 0 | 0 | 0 | 12 | 1
NO |  | 130 | 2016 | 2 | 23 | 23 |  | Bellcow | Bristow | 138 | 138 | (1) Steel | 33.45 | 0 | 1 | 795000AS33 | 875783 | 3848641 | 4724424 | 0 | 0 | 0 | 0 | 0 | 0 | 0 | 0 | 0 | 0 | 0 | 0 | 0 | 0 | 0 | 0 | 0 | 0 | 0 | 0 | 12 | 1
NO |  | 130 | 2016 | 2 | 24 | 24 |  | Cottonwood Creek | Crescent | 138 | 138 | (1) Steel | 13.6 | 0 | 1 | 795000ACSR | 0 | 60653 | 60653 | 0 | 0 | 0 | 0 | 0 | 0 | 0 | 0 | 0 | 0 | 0 | 0 | 0 | 0 | 0 | 0 | 0 | 0 | 0 | 0 | 12 | 1
NO |  | 130 | 2016 | 2 | 25 | 25 |  | Renfrow | Grant County | 138 | 138 | (1) Steel | 11.29 | 0 | 1 | 795000ACSR | 261101 | 4440420 | 4701521 | 0 | 0 | 0 | 0 | 0 | 0 | 0 | 0 | 0 | 0 | 0 | 0 | 0 | 0 | 0 | 0 | 0 | 0 | 0 | 0 | 12 | 1
NO |  | 130 | 2016 | 2 | 26 | 26 |  | Cushing Tap | Stillwater | 138 | 138 | (2) Wood | 23.21 | 0 | 1 | 477000ACSR | 188787 | 3828490 | 4017277 | 0 | 0 | 0 | 0 | 0 | 0 | 0 | 0 | 0 | 0 | 0 | 0 | 0 | 0 | 0 | 0 | 0 | 0 | 0 | 0 | 12 | 1
NO |  | 130 | 2016 | 2 | 27 | 27 |  | Spring Valley Tap | Knipe | 138 | 138 | (2) Wood | 8.69 | 0 | 1 | 795000ACSR | 49194 | 718189 | 767383 | 0 | 0 | 0 | 0 | 0 | 0 | 0 | 0 | 0 | 0 | 0 | 0 | 0 | 0 | 0 | 0 | 0 | 0 | 0 | 0 | 12 | 1
NO |  | 130 | 2016 | 2 | 28 | 28 |  | Deadman Creek Tap | Deadman Creek | 138 | 138 | (1) Steel | 5.27 | 0 | 1 | 795000ACSR | 81541 | 1033933 | 1115474 | 0 | 0 | 0 | 0 | 0 | 0 | 0 | 0 | 0 | 0 | 0 | 0 | 0 | 0 | 0 | 0 | 0 | 0 | 0 | 0 | 12 | 1
NO |  | 130 | 2016 | 2 | 29 | 29 |  | Tall Bear Tap | Tall Bear | 138 | 138 | (1) Steel | 1.61 | 0 | 1 | 795000ACSR | 616 | 3080417 | 3081033 | 0 | 0 | 0 | 0 | 0 | 0 | 0 | 0 | 0 | 0 | 0 | 0 | 0 | 0 | 0 | 0 | 0 | 0 | 0 | 0 | 12 | 1
NO |  | 130 | 2016 | 2 | 30 | 30 |  | Greenwood | Linwood | 138 | 138 | (1) Wood | 7.85 | 0 | 1 | 795000ACSR | 266026 | 5213068 | 5479094 | 0 | 0 | 0 | 0 | 0 | 0 | 0 | 0 | 0 | 0 | 0 | 0 | 0 | 0 | 0 | 0 | 0 | 0 | 0 | 0 | 12 | 1
NO |  | 130 | 2016 | 2 | 31 | 31 |  | Bristow | Pecan Creek | 138 | 138 | (2) Wood | 47.02 | 5.74 | 1 | 636000ACSR | 0 | 4465052 | 4465052 | 0 | 0 | 0 | 0 | 0 | 0 | 0 | 0 | 0 | 0 | 0 | 0 | 0 | 0 | 0 | 0 | 0 | 0 | 0 | 0 | 12 | 1
NO |  | 130 | 2016 | 2 | 32 | 32 |  | Renfrow | Chikaskia | 138 | 138 | (1) Steel | 28.1 | 0 | 1 | 795000ACSR | 1047625 | 10293773 | 11341398 | 0 | 0 | 0 | 0 | 0 | 0 | 0 | 0 | 0 | 0 | 0 | 0 | 0 | 0 | 0 | 0 | 0 | 0 | 0 | 0 | 12 | 1
NO |  | 130 | 2016 | 2 | 33 | 33 |  | Park Lane | South Ada | 138 | 138 | (1) Steel | 4.31 | 0 | 1 | 795000ACSR | 0 | 3360355 | 3360355 | 0 | 0 | 0 | 0 | 0 | 0 | 0 | 0 | 0 | 0 | 0 | 0 | 0 | 0 | 0 | 0 | 0 | 0 | 0 | 0 | 12 | 1
NO |  | 130 | 2016 | 2 | 34 | 34 |  | South Ada | Harden City | 138 | 138 | (1) Steel | 10.96 | 0 | 1 | 795000ACSR | 383559 | 4700193 | 5083752 | 0 | 0 | 0 | 0 | 0 | 0 | 0 | 0 | 0 | 0 | 0 | 0 | 0 | 0 | 0 | 0 | 0 | 0 | 0 | 0 | 12 | 1
NO |  | 130 | 2016 | 2 | 35 | 35 |  | Harden City | East Fitts | 138 | 138 | (1) Steel | 3.27 | 0 | 1 | 795000ACSR | 58537 | 1892705 | 1951242 | 0 | 0 | 0 | 0 | 0 | 0 | 0 | 0 | 0 | 0 | 0 | 0 | 0 | 0 | 0 | 0 | 0 | 0 | 0 | 0 | 12 | 1
NO |  | 130 | 2016 | 3 | 1 | 1 |  | East Fitts | Lula | 138 | 138 | (1) Steel | 9.37 | 0 | 1 | 795000ACSR | 400829 | 4578416 | 4979245 | 0 | 0 | 0 | 0 | 0 | 0 | 0 | 0 | 0 | 0 | 0 | 0 | 0 | 0 | 0 | 0 | 0 | 0 | 0 | 0 | 12 | 1
NO |  | 130 | 2016 | 3 | 2 | 2 |  | Roman Nose | Darlington | 138 | 138 | (1) Steel | 13.2 | 0 | 1 | 1590ASCR | 223996 | 8041540 | 8265536 | 0 | 0 | 0 | 0 | 0 | 0 | 0 | 0 | 0 | 0 | 0 | 0 | 0 | 0 | 0 | 0 | 0 | 0 | 0 | 0 | 12 | 1
SI/SI | A | 130 | 2016 | 3 | 4 | 4 |  | 69 KV |  | 69 | 69 |  | 1333.31 | 83.8 | 0 |  | 4481521 | 146244991 | 150726512 | 9604094 | 1923566 | 0 | 11527660 | 0 | 0 | 0 | 0 | 0 | 0 | 0 | 0 | 0 | 0 | 0 | 0 | 0 | 0 | 0 | 0 | 12 | 1
NO |  | 130 | 2016 | 3 | 5 | 5 |  | Undistributed Rents |  | 0 | 0 |  | 0 | 0 | 0 |  | 0 | 0 | 0 | 0 | 0 | 48854 | 48854 | 0 | 0 | 0 | 0 | 0 | 0 | 0 | 0 | 0 | 0 | 0 | 0 | 0 | 0 | 0 | 0 | 12 | 1
NO |  | 131 | 2016 | 0 | 1 | 1 |  | Bowline Point (L67) | West Haverstraw Trans str. | 345 | 345 | Underground | 1.69 | 0 | 1 | 2000 kCM Cu. | 0 | 0 | 0 | 0 | 0 | 0 | 0 | 0 | 0 | 0 | 0 | 0 | 0 | 0 | 0 | 0 | 0 | 0 | 0 | 0 | 0 | 0 | 0 | 12 | 1
NO |  | 131 | 2016 | 0 | 2 | 2 |  | Bowline Point (L68) | West Haverstraw Trans str. | 345 | 345 | Underground | 1.69 | 0 | 1 | 2000 kCM Cu. | 0 | 0 | 0 | 0 | 0 | 0 | 0 | 0 | 0 | 0 | 0 | 0 | 0 | 0 | 0 | 0 | 0 | 0 | 0 | 0 | 0 | 0 | 0 | 12 | 1
NO |  | 131 | 2016 | 0 | 3 | 3 |  | West Haverstraw (L 67, 68) | Ladentown | 345 | 345 | Steel Pole | 4.98 | 4.98 | 2 | 2-2493 kCM ACAR | 0 | 0 | 0 | 0 | 0 | 0 | 0 | 0 | 0 | 0 | 0 | 0 | 0 | 0 | 0 | 0 | 0 | 0 | 0 | 0 | 0 | 0 | 0 | 12 | 1
NO |  | 131 | 2016 | 0 | 4 | 4 |  | West Haverstraw 345 KV(L671 | Tap Line 67 | 345 | 345 | Frame | 0.01 | 0 | 1 | 2-2493 kCM ACAR | 0 | 0 | 0 | 0 | 0 | 0 | 0 | 0 | 0 | 0 | 0 | 0 | 0 | 0 | 0 | 0 | 0 | 0 | 0 | 0 | 0 | 0 | 0 | 12 | 1
NO |  | 131 | 2016 | 0 | 5 | 5 |  | Ramapo 345 KV (L69, 70) | NY/NJ Stateline | 345 | 345 | Steel Tower | 3.46 | 3.46 | 2 | 2-1590 kCM ACSR | 0 | 0 | 0 | 0 | 0 | 0 | 0 | 0 | 0 | 0 | 0 | 0 | 0 | 0 | 0 | 0 | 0 | 0 | 0 | 0 | 0 | 0 | 0 | 12 | 1
NO |  | 131 | 2016 | 0 | 6 | 6 |  | Ramapo 345 KV (L77) | Rock Tavern (CHG&E) | 345 | 345 | Steel Tower | 24.88 | 24.88 | 1 | 2-1590 kCM ACSR | 0 | 0 | 0 | 0 | 0 | 0 | 0 | 0 | 0 | 0 | 0 | 0 | 0 | 0 | 0 | 0 | 0 | 0 | 0 | 0 | 0 | 0 | 0 | 12 | 1
NO |  | 131 | 2016 | 0 | 7 | 7 |  | Ramapo 345 kv (L76) | Sugarloaf 345 KV | 345 | 345 | Steel Tower | 15 | 0 | 1 | 2-1590-KCM ACSR | 0 | 0 | 0 | 0 | 0 | 0 | 0 | 0 | 0 | 0 | 0 | 0 | 0 | 0 | 0 | 0 | 0 | 0 | 0 | 0 | 0 | 0 | 0 | 12 | 1
NO |  | 131 | 2016 | 0 | 8 | 8 |  | Ramapo 345 KV (W72) | Ladentown | 345 | 345 | Steel Pole | 0 | 5.28 | 1 | 2-2493 kCM ACAR | 0 | 0 | 0 | 0 | 0 | 0 | 0 | 0 | 0 | 0 | 0 | 0 | 0 | 0 | 0 | 0 | 0 | 0 | 0 | 0 | 0 | 0 | 0 | 12 | 1
NO |  | 131 | 2016 | 0 | 9 | 9 |  | Ladentown (Y88) | Buchanan (Con Ed) | 345 | 345 | Steel Pole | 0 | 9.37 | 1 | 2-2493 kCM ACAR | 0 | 0 | 0 | 0 | 0 | 0 | 0 | 0 | 0 | 0 | 0 | 0 | 0 | 0 | 0 | 0 | 0 | 0 | 0 | 0 | 0 | 0 | 0 | 12 | 1
NO |  | 131 | 2016 | 0 | 10 | 10 |  | Ramapo 345 KV (L94) | Buchanan (Con Ed) | 345 | 345 | Steel Pole | 14.65 | 0 | 1 | 2-2493 kCM ACAR | 0 | 0 | 0 | 0 | 0 | 0 | 0 | 0 | 0 | 0 | 0 | 0 | 0 | 0 | 0 | 0 | 0 | 0 | 0 | 0 | 0 | 0 | 0 | 12 | 1
NO |  | 131 | 2016 | 0 | 11 | 11 |  | Ramapo 138 KV (L26) | Sugarloaf | 138 | 115 | Wood | 1.07 | 0 | 1 | 1272 kCM ACSR | 0 | 0 | 0 | 0 | 0 | 0 | 0 | 0 | 0 | 0 | 0 | 0 | 0 | 0 | 0 | 0 | 0 | 0 | 0 | 0 | 0 | 0 | 0 | 12 | 1
NO |  | 131 | 2016 | 0 | 12 | 12 |  | Ramapo 138 KV (L26) | Sugarloaf | 138 | 115 | Steel Tower | 0.86 | 0 | 1 | 1033.5 kCM ACSR | 0 | 0 | 0 | 0 | 0 | 0 | 0 | 0 | 0 | 0 | 0 | 0 | 0 | 0 | 0 | 0 | 0 | 0 | 0 | 0 | 0 | 0 | 0 | 12 | 1
NO |  | 131 | 2016 | 0 | 13 | 13 |  | Ramapo 138 KV (L26) | Sugarloaf | 138 | 115 | Steel Tower | 7.63 | 0 | 1 | 2-336.4 kCM ACSR | 0 | 0 | 0 | 0 | 0 | 0 | 0 | 0 | 0 | 0 | 0 | 0 | 0 | 0 | 0 | 0 | 0 | 0 | 0 | 0 | 0 | 0 | 0 | 12 | 1
NO |  | 131 | 2016 | 0 | 14 | 14 |  | Sterling Forrest | Sugarloaf | 138 | 115 | Steel Tower | 7.34 | 0 | 1 | 2-336.4KCM ACSR | 0 | 0 | 0 | 0 | 0 | 0 | 0 | 0 | 0 | 0 | 0 | 0 | 0 | 0 | 0 | 0 | 0 | 0 | 0 | 0 | 0 | 0 | 0 | 12 | 1
NO |  | 131 | 2016 | 0 | 15 | 15 |  | Shoemaker 138 KV (L27) | Chester 138 KV | 138 | 138 | Steel Pole | 0 | 0.86 | 1 | 1033.5 kCM ACSR | 0 | 0 | 0 | 0 | 0 | 0 | 0 | 0 | 0 | 0 | 0 | 0 | 0 | 0 | 0 | 0 | 0 | 0 | 0 | 0 | 0 | 0 | 0 | 12 | 1
NO |  | 131 | 2016 | 0 | 16 | 16 |  | Shoemaker 138 KV (L27) | Chester 138 KV | 138 | 138 | Wood | 5.32 | 0 | 1 | 795 kCM ACSR | 0 | 0 | 0 | 0 | 0 | 0 | 0 | 0 | 0 | 0 | 0 | 0 | 0 | 0 | 0 | 0 | 0 | 0 | 0 | 0 | 0 | 0 | 0 | 12 | 1
NO |  | 131 | 2016 | 0 | 17 | 17 |  | Shoemaker 138 KV (L27) | Chester 138 KV | 138 | 115 | Steel Tower | 2.18 | 0 | 1 | 2-336.4 kCM ACSR | 0 | 0 | 0 | 0 | 0 | 0 | 0 | 0 | 0 | 0 | 0 | 0 | 0 | 0 | 0 | 0 | 0 | 0 | 0 | 0 | 0 | 0 | 0 | 12 | 1
NO |  | 131 | 2016 | 0 | 18 | 18 |  | Shoemaker 138 KV (L27) | Chester 138 KV | 138 | 138 | Wood | 1.34 | 0 | 1 | 794 kCM ACSR | 0 | 0 | 0 | 0 | 0 | 0 | 0 | 0 | 0 | 0 | 0 | 0 | 0 | 0 | 0 | 0 | 0 | 0 | 0 | 0 | 0 | 0 | 0 | 12 | 1
NO |  | 131 | 2016 | 0 | 19 | 19 |  | Chester 138 KV (L271) | Sugarloaf | 138 | 138 | Wood | 2.4 | 0 | 1 | 795 kCM ACSR | 0 | 0 | 0 | 0 | 0 | 0 | 0 | 0 | 0 | 0 | 0 | 0 | 0 | 0 | 0 | 0 | 0 | 0 | 0 | 0 | 0 | 0 | 0 | 12 | 1
NO |  | 131 | 2016 | 0 | 20 | 20 |  | SugarLoaf 345KV (l28) | Sugarloaf 138KV | 138 | 138 | Steel tower | 0.1 | 0 | 0 |  | 0 | 0 | 0 | 0 | 0 | 0 | 0 | 0 | 0 | 0 | 0 | 0 | 0 | 0 | 0 | 0 | 0 | 0 | 0 | 0 | 0 | 0 | 0 | 12 | 1
NO |  | 131 | 2016 | 0 | 21 | 21 |  | Middletown Tap (L29) | Shoemaker | 138 | 138 | Steel Pole | 0.87 | 0 | 1 | 2-1033.5 kCM ACSR | 0 | 0 | 0 | 0 | 0 | 0 | 0 | 0 | 0 | 0 | 0 | 0 | 0 | 0 | 0 | 0 | 0 | 0 | 0 | 0 | 0 | 0 | 0 | 12 | 1
NO |  | 131 | 2016 | 0 | 22 | 22 |  | Ramapo 138 KV (L51) | NY/NJ Stateline | 138 | 138 | Wood | 0 | 1.21 | 1 | 1272 kCM ACSR | 0 | 0 | 0 | 0 | 0 | 0 | 0 | 0 | 0 | 0 | 0 | 0 | 0 | 0 | 0 | 0 | 0 | 0 | 0 | 0 | 0 | 0 | 0 | 12 | 1
NO |  | 131 | 2016 | 0 | 23 | 23 |  | Ramapo 138 KV (L51) | NY/NJ Stateline | 138 | 138 | Steel Tower | 0 | 0.86 | 1 | 1033.5 kCM ACSR | 0 | 0 | 0 | 0 | 0 | 0 | 0 | 0 | 0 | 0 | 0 | 0 | 0 | 0 | 0 | 0 | 0 | 0 | 0 | 0 | 0 | 0 | 0 | 12 | 1
NO |  | 131 | 2016 | 0 | 24 | 24 |  | Ramapo 138 KV (L51) | NY/NJ Stateline | 138 | 138 | Steel Tower | 1.11 | 0 | 1 | 1033.5 kCM ACSR | 0 | 0 | 0 | 0 | 0 | 0 | 0 | 0 | 0 | 0 | 0 | 0 | 0 | 0 | 0 | 0 | 0 | 0 | 0 | 0 | 0 | 0 | 0 | 12 | 1
NO |  | 131 | 2016 | 0 | 25 | 25 |  | Ramapo 138 KV (L52) | Hillburn | 138 | 138 | Wood & Steel | 1.98 | 0 | 1 | 1272 kCM ACSR | 0 | 0 | 0 | 0 | 0 | 0 | 0 | 0 | 0 | 0 | 0 | 0 | 0 | 0 | 0 | 0 | 0 | 0 | 0 | 0 | 0 | 0 | 0 | 12 | 1
NO |  | 131 | 2016 | 0 | 26 | 26 |  | Lovett 138 KV (L53) | West Haverstraw 138 KV | 138 | 138 | Underground | 0.92 | 0 | 1 | 2000 kCM Cu. | 0 | 0 | 0 | 0 | 0 | 0 | 0 | 0 | 0 | 0 | 0 | 0 | 0 | 0 | 0 | 0 | 0 | 0 | 0 | 0 | 0 | 0 | 0 | 12 | 1
NO |  | 131 | 2016 | 0 | 27 | 27 |  | Lovett 138 KV (L53) | West Haverstraw 138 KV | 138 | 138 | Steel Tower | 3.31 | 0 | 1 | 795 kCM ACSR | 0 | 0 | 0 | 0 | 0 | 0 | 0 | 0 | 0 | 0 | 0 | 0 | 0 | 0 | 0 | 0 | 0 | 0 | 0 | 0 | 0 | 0 | 0 | 12 | 1
NO |  | 131 | 2016 | 0 | 28 | 28 |  | West Haverstraw 138KV(L530) | New Hempstead | 138 | 138 | Wood & Steel | 4.21 | 0 | 1 | 795 kCM ACSR | 0 | 0 | 0 | 0 | 0 | 0 | 0 | 0 | 0 | 0 | 0 | 0 | 0 | 0 | 0 | 0 | 0 | 0 | 0 | 0 | 0 | 0 | 0 | 12 | 1
NO |  | 131 | 2016 | 0 | 29 | 29 |  | New Hempstead (L531) | New Square No. Trans Str. | 138 | 138 | Wood & Steel | 0.5 | 0 | 1 | 795 kCM ACSR | 0 | 0 | 0 | 0 | 0 | 0 | 0 | 0 | 0 | 0 | 0 | 0 | 0 | 0 | 0 | 0 | 0 | 0 | 0 | 0 | 0 | 0 | 0 | 12 | 1
NO |  | 131 | 2016 | 0 | 30 | 30 |  | New Sq No Trans Str. (L531) | New Square No. Trans Str. | 138 | 138 | Underground | 0.58 | 0 | 1 |  | 0 | 0 | 0 | 0 | 0 | 0 | 0 | 0 | 0 | 0 | 0 | 0 | 0 | 0 | 0 | 0 | 0 | 0 | 0 | 0 | 0 | 0 | 0 | 12 | 1
NO |  | 131 | 2016 | 0 | 31 | 31 |  | New Sq So Trans Str. (L531) | Burns 138 KV | 138 | 138 | Steel Tower | 1.57 | 0 | 1 | 795.kCM ACSR | 0 | 0 | 0 | 0 | 0 | 0 | 0 | 0 | 0 | 0 | 0 | 0 | 0 | 0 | 0 | 0 | 0 | 0 | 0 | 0 | 0 | 0 | 0 | 12 | 1
NO |  | 131 | 2016 | 0 | 32 | 32 |  | Lovett 138 KV (L54) | Stony Point 138 KV | 138 | 138 | Underground | 0.93 | 0 | 1 | 2000 kCM Cu. | 0 | 0 | 0 | 0 | 0 | 0 | 0 | 0 | 0 | 0 | 0 | 0 | 0 | 0 | 0 | 0 | 0 | 0 | 0 | 0 | 0 | 0 | 0 | 12 | 1
NO |  | 131 | 2016 | 0 | 33 | 33 |  | Lovett 138 KV (L54) | Stony Point 138 KV | 138 | 138 | Steel Tower | 0 | 1.39 | 1 | 795 kCM ACSR | 0 | 0 | 0 | 0 | 0 | 0 | 0 | 0 | 0 | 0 | 0 | 0 | 0 | 0 | 0 | 0 | 0 | 0 | 0 | 0 | 0 | 0 | 0 | 12 | 1
NO |  | 131 | 2016 | 0 | 34 | 34 |  | West Haverstraw 138 KV(L541 | New Square No. Trans Str. | 138 | 138 | Wood & Steel | 4.71 | 0 | 1 | 795 kCM ACSR | 0 | 0 | 0 | 0 | 0 | 0 | 0 | 0 | 0 | 0 | 0 | 0 | 0 | 0 | 0 | 0 | 0 | 0 | 0 | 0 | 0 | 0 | 0 | 12 | 1
NO |  | 131 | 2016 | 0 | 35 | 35 |  | New Square No. Trans (L541) | New Square So. Trans Str. | 138 | 138 | Underground | 0.58 | 0 | 0 |  | 0 | 0 | 0 | 0 | 0 | 0 | 0 | 0 | 0 | 0 | 0 | 0 | 0 | 0 | 0 | 0 | 0 | 0 | 0 | 0 | 0 | 0 | 0 | 12 | 1
NO |  | 131 | 2016 | 0 | 36 | 36 |  | TOTAL |  | 0 | 0 |  | 371.42 | 145.2 | 175 |  | 0 | 0 | 0 | 0 | 0 | 0 | 0 | 0 | 0 | 0 | 0 | 0 | 0 | 0 | 0 | 0 | 0 | 0 | 0 | 0 | 0 | 0 | 0 | 12 | 1
NO |  | 131 | 2016 | 1 | 1 | 1 |  | New Square So. Trans (L541) | Burns 138 KV | 138 | 138 | Steel Tower | 1.57 | 0 | 0 | 795 kCM ACSR | 0 | 0 | 0 | 0 | 0 | 0 | 0 | 0 | 0 | 0 | 0 | 0 | 0 | 0 | 0 | 0 | 0 | 0 | 0 | 0 | 0 | 0 | 0 | 12 | 1
NO |  | 131 | 2016 | 1 | 2 | 2 |  | Stoney Point 138 KV (L542) | West Haverstraw 138 KV | 138 | 138 | Steel Tower | 0 | 1.94 | 1 | 795 kCM ACSR | 0 | 0 | 0 | 0 | 0 | 0 | 0 | 0 | 0 | 0 | 0 | 0 | 0 | 0 | 0 | 0 | 0 | 0 | 0 | 0 | 0 | 0 | 0 | 12 | 1
NO |  | 131 | 2016 | 1 | 3 | 3 |  | Lovett 138 KV (L56) | Minisceongo Switch | 138 | 138 | Wood & Steel | 0.32 | 3.38 | 1 | 795 kCM ACSR | 0 | 0 | 0 | 0 | 0 | 0 | 0 | 0 | 0 | 0 | 0 | 0 | 0 | 0 | 0 | 0 | 0 | 0 | 0 | 0 | 0 | 0 | 0 | 12 | 1
NO |  | 131 | 2016 | 1 | 4 | 4 |  | Minisceongo Switch (L56) | Bowline 138 KV | 138 | 138 | Underground | 0.67 | 0 | 1 | 2000 kCM Cu. | 0 | 0 | 0 | 0 | 0 | 0 | 0 | 0 | 0 | 0 | 0 | 0 | 0 | 0 | 0 | 0 | 0 | 0 | 0 | 0 | 0 | 0 | 0 | 12 | 1
NO |  | 131 | 2016 | 1 | 5 | 5 |  | Bowline 138 KV (L561) | Minisceongo Switch | 138 | 138 | Underground | 0.67 | 0 | 1 | 2000 kCM Cu. | 0 | 0 | 0 | 0 | 0 | 0 | 0 | 0 | 0 | 0 | 0 | 0 | 0 | 0 | 0 | 0 | 0 | 0 | 0 | 0 | 0 | 0 | 0 | 12 | 1
NO |  | 131 | 2016 | 1 | 6 | 6 |  | Minisceongo Switch (L561) | Congers | 138 | 138 | Wood | 0 | 6.32 | 1 | 1272 kCM ACSR | 0 | 0 | 0 | 0 | 0 | 0 | 0 | 0 | 0 | 0 | 0 | 0 | 0 | 0 | 0 | 0 | 0 | 0 | 0 | 0 | 0 | 0 | 0 | 12 | 1
NO |  | 131 | 2016 | 1 | 7 | 7 |  | Congers (L563) | West Nyack | 138 | 138 | Wood | 2.37 | 2.37 | 1 | 1272 kCM ACSR | 0 | 0 | 0 | 0 | 0 | 0 | 0 | 0 | 0 | 0 | 0 | 0 | 0 | 0 | 0 | 0 | 0 | 0 | 0 | 0 | 0 | 0 | 0 | 12 | 1
NO |  | 131 | 2016 | 1 | 8 | 8 |  | Congers (L563) | Snake Hill | 138 | 138 | Steel | 0.1 | 0.1 | 1 | 795 Kcm ACSR | 0 | 0 | 0 | 0 | 0 | 0 | 0 | 0 | 0 | 0 | 0 | 0 | 0 | 0 | 0 | 0 | 0 | 0 | 0 | 0 | 0 | 0 | 0 | 12 | 1
NO |  | 131 | 2016 | 1 | 9 | 9 |  | Snake Hill(L562) | West Nyack | 138 | 138 | Steel | 0.1 | 0.1 | 1 | 1272 Kcm ACSR | 0 | 0 | 0 | 0 | 0 | 0 | 0 | 0 | 0 | 0 | 0 | 0 | 0 | 0 | 0 | 0 | 0 | 0 | 0 | 0 | 0 | 0 | 0 | 12 | 1
NO |  | 131 | 2016 | 1 | 10 | 10 |  | Snake HILL(L562) | West Nyack | 138 | 138 | Wood & Steel | 0.38 | 0 | 1 | 1272 KCM ACSR | 0 | 0 | 0 | 0 | 0 | 0 | 0 | 0 | 0 | 0 | 0 | 0 | 0 | 0 | 0 | 0 | 0 | 0 | 0 | 0 | 0 | 0 | 0 | 12 | 1
NO |  | 131 | 2016 | 1 | 11 | 11 |  | Snake HILL(L562) | West Nyack | 138 | 138 | Wood & Steel | 0.44 | 0 | 1 | 795KCM ACSR | 0 | 0 | 0 | 0 | 0 | 0 | 0 | 0 | 0 | 0 | 0 | 0 | 0 | 0 | 0 | 0 | 0 | 0 | 0 | 0 | 0 | 0 | 0 | 12 | 1
NO |  | 131 | 2016 | 1 | 12 | 12 |  | Ramapo 138 KV (L60) | Tallman 138 KV | 138 | 138 | Wood & Steel | 0 | 1.6 | 1 | 1272 kCM ACSS | 0 | 0 | 0 | 0 | 0 | 0 | 0 | 0 | 0 | 0 | 0 | 0 | 0 | 0 | 0 | 0 | 0 | 0 | 0 | 0 | 0 | 0 | 0 | 12 | 1
NO |  | 131 | 2016 | 1 | 13 | 13 |  | Ramapo 138 KV (L60) | Tallman 138 KV | 138 | 138 | Wood & Steel | 2.7 | 0 | 1 | 1272 kCM ACSS | 0 | 0 | 0 | 0 | 0 | 0 | 0 | 0 | 0 | 0 | 0 | 0 | 0 | 0 | 0 | 0 | 0 | 0 | 0 | 0 | 0 | 0 | 0 | 12 | 1
NO |  | 131 | 2016 | 1 | 14 | 14 |  | Tallman 138 KV (L602) | Monsey 138 KV | 138 | 138 | Wood & Steel | 3.2 | 0 | 1 | 1272 kCM ACSS | 0 | 0 | 0 | 0 | 0 | 0 | 0 | 0 | 0 | 0 | 0 | 0 | 0 | 0 | 0 | 0 | 0 | 0 | 0 | 0 | 0 | 0 | 0 | 12 | 1
NO |  | 131 | 2016 | 1 | 15 | 15 |  | Monsey 138 KV (L601) | Burns 138 KV | 138 | 138 | Wood & Steel | 2.9 | 0 | 1 | 1272 kCM ACSS | 0 | 0 | 0 | 0 | 0 | 0 | 0 | 0 | 0 | 0 | 0 | 0 | 0 | 0 | 0 | 0 | 0 | 0 | 0 | 0 | 0 | 0 | 0 | 12 | 1
NO |  | 131 | 2016 | 1 | 16 | 16 |  | West Haverstraw 345KV(194E) | West Haverstraw 138 KV | 138 | 138 | Underground | 0.13 | 0 | 1 | 2000 kCM Cu. | 0 | 0 | 0 | 0 | 0 | 0 | 0 | 0 | 0 | 0 | 0 | 0 | 0 | 0 | 0 | 0 | 0 | 0 | 0 | 0 | 0 | 0 | 0 | 12 | 1
NO |  | 131 | 2016 | 1 | 17 | 17 |  | West Haverstraw 345KV(194W) | West Haverstraw 138 KV | 138 | 138 | Underground | 0.13 | 0 | 1 | 2000 kCM Cu. | 0 | 0 | 0 | 0 | 0 | 0 | 0 | 0 | 0 | 0 | 0 | 0 | 0 | 0 | 0 | 0 | 0 | 0 | 0 | 0 | 0 | 0 | 0 | 12 | 1
NO |  | 131 | 2016 | 1 | 18 | 18 |  | Burns (L702) | Corporte Drive | 138 | 138 | Wood | 0.25 | 0 | 1 | 795 kCM ACSR | 0 | 0 | 0 | 0 | 0 | 0 | 0 | 0 | 0 | 0 | 0 | 0 | 0 | 0 | 0 | 0 | 0 | 0 | 0 | 0 | 0 | 0 | 0 | 12 | 1
NO |  | 131 | 2016 | 1 | 19 | 19 |  | Burns (L702) | Corporte Drive | 138 | 138 | Wood & Steel | 4.1 | 0.66 | 1 | 556.5 kCM ACSR | 0 | 0 | 0 | 0 | 0 | 0 | 0 | 0 | 0 | 0 | 0 | 0 | 0 | 0 | 0 | 0 | 0 | 0 | 0 | 0 | 0 | 0 | 0 | 12 | 1
NO |  | 131 | 2016 | 1 | 20 | 20 |  | Burns (L702) | Corporte Drive | 138 | 138 | Steel Pole | 3.28 | 0 | 1 | 1590 kCM ACSR | 0 | 0 | 0 | 0 | 0 | 0 | 0 | 0 | 0 | 0 | 0 | 0 | 0 | 0 | 0 | 0 | 0 | 0 | 0 | 0 | 0 | 0 | 0 | 12 | 1
NO |  | 131 | 2016 | 1 | 21 | 21 |  | Burns (L702) | Corporte Drive | 138 | 138 | Underground | 1.86 | 0 | 1 | 3500 KCM XLPE | 0 | 0 | 0 | 0 | 0 | 0 | 0 | 0 | 0 | 0 | 0 | 0 | 0 | 0 | 0 | 0 | 0 | 0 | 0 | 0 | 0 | 0 | 0 | 12 | 1
NO |  | 131 | 2016 | 1 | 22 | 22 |  | Corporate Drive | NY/NJ Stateline | 138 | 138 | Underground | 1.86 | 0 | 1 | 3500KCM XLPE | 0 | 0 | 0 | 0 | 0 | 0 | 0 | 0 | 0 | 0 | 0 | 0 | 0 | 0 | 0 | 0 | 0 | 0 | 0 | 0 | 0 | 0 | 0 | 12 | 1
NO |  | 131 | 2016 | 1 | 23 | 23 |  | Corporate Drive | NY/NJ Stateline | 138 | 138 | Steel Pole | 1.3 | 0 | 1 | 1590 kCM ACSR | 0 | 0 | 0 | 0 | 0 | 0 | 0 | 0 | 0 | 0 | 0 | 0 | 0 | 0 | 0 | 0 | 0 | 0 | 0 | 0 | 0 | 0 | 0 | 12 | 1
NO |  | 131 | 2016 | 1 | 24 | 24 |  | Sugarloaf (CHG&E) (SL) | Sugarloaf | 115 | 115 | Wood | 0 | 0 | 0 | 795 kCM ACSR | 0 | 0 | 0 | 0 | 0 | 0 | 0 | 0 | 0 | 0 | 0 | 0 | 0 | 0 | 0 | 0 | 0 | 0 | 0 | 0 | 0 | 0 | 0 | 12 | 1
NO |  | 131 | 2016 | 1 | 25 | 25 |  | Vic.Monroe (L's SL94&SL95) | Vic. Oxford Tap(CHG&E Lines | 0 | 115 | Steel Tower | 0 | 0 | 0 | 2/0 CW Cu. | 0 | 0 | 0 | 0 | 0 | 0 | 0 | 0 | 0 | 0 | 0 | 0 | 0 | 0 | 0 | 0 | 0 | 0 | 0 | 0 | 0 | 0 | 0 | 12 | 1
NO |  | 131 | 2016 | 1 | 26 | 26 |  | Swinging Bridge (L9) | Mongaup | 69 | 69 | Wood | 3.2 | 0 | 1 | #2 Cu. | 0 | 0 | 0 | 0 | 0 | 0 | 0 | 0 | 0 | 0 | 0 | 0 | 0 | 0 | 0 | 0 | 0 | 0 | 0 | 0 | 0 | 0 | 0 | 12 | 1
NO |  | 131 | 2016 | 1 | 27 | 27 |  | Shoemaker 69 KV (L11) | Westtown | 69 | 69 | Wood Steel | 10 | 0 | 1 | 336.4 kCM ACSS | 0 | 0 | 0 | 0 | 0 | 0 | 0 | 0 | 0 | 0 | 0 | 0 | 0 | 0 | 0 | 0 | 0 | 0 | 0 | 0 | 0 | 0 | 0 | 12 | 1
NO |  | 131 | 2016 | 1 | 28 | 28 |  | Westtown (L111) | Port Jervis 69 KV | 34.5 | 69 | Wood Steel | 12 | 0 | 1 | 366.4 kCM ACSS | 0 | 0 | 0 | 0 | 0 | 0 | 0 | 0 | 0 | 0 | 0 | 0 | 0 | 0 | 0 | 0 | 0 | 0 | 0 | 0 | 0 | 0 | 0 | 12 | 1
NO |  | 131 | 2016 | 1 | 29 | 29 |  | Mongaup (L12) | Shoemaker | 69 | 69 | Steel Tower | 21.11 | 0 | 1 | 4/0 Cu. | 0 | 0 | 0 | 0 | 0 | 0 | 0 | 0 | 0 | 0 | 0 | 0 | 0 | 0 | 0 | 0 | 0 | 0 | 0 | 0 | 0 | 0 | 0 | 12 | 1
NO |  | 131 | 2016 | 1 | 30 | 30 |  | Mongaup (L13) | Cuddebackville | 69 | 69 | Steel Tower | 0 | 10.03 | 1 | 4/0 Cu. | 0 | 0 | 0 | 0 | 0 | 0 | 0 | 0 | 0 | 0 | 0 | 0 | 0 | 0 | 0 | 0 | 0 | 0 | 0 | 0 | 0 | 0 | 0 | 12 | 1
NO |  | 131 | 2016 | 1 | 31 | 31 |  | Cuddebackville (L131) | Mongaup | 69 | 69 | Steel Tower | 0 | 11.08 | 1 | 4/0 Cu. | 0 | 0 | 0 | 0 | 0 | 0 | 0 | 0 | 0 | 0 | 0 | 0 | 0 | 0 | 0 | 0 | 0 | 0 | 0 | 0 | 0 | 0 | 0 | 12 | 1
NO |  | 131 | 2016 | 1 | 32 | 32 |  | Shoemaker 69 KV (L14) | Westtown | 69 | 69 | Wood & Steel | 0 | 10 | 1 | 336.4 kCM ACSS | 0 | 0 | 0 | 0 | 0 | 0 | 0 | 0 | 0 | 0 | 0 | 0 | 0 | 0 | 0 | 0 | 0 | 0 | 0 | 0 | 0 | 0 | 0 | 12 | 1
NO |  | 131 | 2016 | 1 | 33 | 33 |  | Westtown (L14) | Port Jervis 69 KV | 0 | 69 | Wood & Steel | 0 | 12 | 1 | 336.4 kCM ACSS | 0 | 0 | 0 | 0 | 0 | 0 | 0 | 0 | 0 | 0 | 0 | 0 | 0 | 0 | 0 | 0 | 0 | 0 | 0 | 0 | 0 | 0 | 0 | 12 | 1
NO |  | 131 | 2016 | 1 | 34 | 34 |  | Mongaup (L15) | Rio | 69 | 69 | Steel Tower | 5.29 | 0 | 1 | 4/0 Cu. | 0 | 0 | 0 | 0 | 0 | 0 | 0 | 0 | 0 | 0 | 0 | 0 | 0 | 0 | 0 | 0 | 0 | 0 | 0 | 0 | 0 | 0 | 0 | 12 | 1
NO |  | 131 | 2016 | 1 | 35 | 35 |  | Hartley Road(L24) | Shoemaker | 69 | 115 | Steel/Pole | 2.89 | 0 | 1 |  | 0 | 0 | 0 | 0 | 0 | 0 | 0 | 0 | 0 | 0 | 0 | 0 | 0 | 0 | 0 | 0 | 0 | 0 | 0 | 0 | 0 | 0 | 0 | 12 | 1
NO |  | 131 | 2016 | 2 | 1 | 1 |  | SugarLoaf(L241) | Hartley Road | 69 | 115 | Wood | 2.34 | 0 | 0 |  | 0 | 0 | 0 | 0 | 0 | 0 | 0 | 0 | 0 | 0 | 0 | 0 | 0 | 0 | 0 | 0 | 0 | 0 | 0 | 0 | 0 | 0 | 0 | 12 | 1
NO |  | 131 | 2016 | 2 | 2 | 2 |  | Sugarloaf(L241) | Hartley Road | 69 | 115 | Steel/Pole | 7.05 | 0 | 1 |  | 0 | 0 | 0 | 0 | 0 | 0 | 0 | 0 | 0 | 0 | 0 | 0 | 0 | 0 | 0 | 0 | 0 | 0 | 0 | 0 | 0 | 0 | 0 | 12 | 1
NO |  | 131 | 2016 | 2 | 3 | 3 |  | Sugarloaf (L24, 25) | Shoemaker | 69 | 115 | Steel Tower | 9.66 | 0 | 2 | 336.4 kCM ACSR | 0 | 0 | 0 | 0 | 0 | 0 | 0 | 0 | 0 | 0 | 0 | 0 | 0 | 0 | 0 | 0 | 0 | 0 | 0 | 0 | 0 | 0 | 0 | 12 | 1
NO |  | 131 | 2016 | 2 | 4 | 4 |  | Sugarloaf (L24, 25) | Shoemaker | 69 | 115 | Wood | 2.34 | 0 | 2 | 795 kCM ACSR | 0 | 0 | 0 | 0 | 0 | 0 | 0 | 0 | 0 | 0 | 0 | 0 | 0 | 0 | 0 | 0 | 0 | 0 | 0 | 0 | 0 | 0 | 0 | 12 | 1
NO |  | 131 | 2016 | 2 | 5 | 5 |  | Hillburn (L31) | Sloatsburg | 69 | 69 | Wood | 1.76 | 0 | 1 | 795 kCM ACSR | 0 | 0 | 0 | 0 | 0 | 0 | 0 | 0 | 0 | 0 | 0 | 0 | 0 | 0 | 0 | 0 | 0 | 0 | 0 | 0 | 0 | 0 | 0 | 12 | 1
NO |  | 131 | 2016 | 2 | 6 | 6 |  | Hillburn (L31) | Sloatsburg | 69 | 69 | Wood & Steel | 1.24 | 0 | 1 | 795 kCM ACSR | 0 | 0 | 0 | 0 | 0 | 0 | 0 | 0 | 0 | 0 | 0 | 0 | 0 | 0 | 0 | 0 | 0 | 0 | 0 | 0 | 0 | 0 | 0 | 12 | 1
NO |  | 131 | 2016 | 2 | 7 | 7 |  | Sloatsburg (L311) | Harriman | 69 | 69 | Wood | 3.31 | 0.4 | 1 | 795 kCM ACSR | 0 | 0 | 0 | 0 | 0 | 0 | 0 | 0 | 0 | 0 | 0 | 0 | 0 | 0 | 0 | 0 | 0 | 0 | 0 | 0 | 0 | 0 | 0 | 12 | 1
NO |  | 131 | 2016 | 2 | 8 | 8 |  | Sloatsburg (L311) | Harriman | 69 | 69 | Wood & Steel | 8.95 | 0 | 1 | 795 kCM ACSR | 0 | 0 | 0 | 0 | 0 | 0 | 0 | 0 | 0 | 0 | 0 | 0 | 0 | 0 | 0 | 0 | 0 | 0 | 0 | 0 | 0 | 0 | 0 | 12 | 1
NO |  | 131 | 2016 | 2 | 9 | 9 |  | Harriman (L312) | Monroe | 69 | 69 | Wood & Steel | 3.04 | 0 | 1 | 795 kCM ACSR&1272 | 0 | 0 | 0 | 0 | 0 | 0 | 0 | 0 | 0 | 0 | 0 | 0 | 0 | 0 | 0 | 0 | 0 | 0 | 0 | 0 | 0 | 0 | 0 | 12 | 1
NO |  | 131 | 2016 | 2 | 10 | 10 |  | Monroe (L313) | Sugarloaf | 69 | 69 | Wood | 4.49 | 0 | 1 | kCM ACSS at ends | 0 | 0 | 0 | 0 | 0 | 0 | 0 | 0 | 0 | 0 | 0 | 0 | 0 | 0 | 0 | 0 | 0 | 0 | 0 | 0 | 0 | 0 | 0 | 12 | 1
NO |  | 131 | 2016 | 2 | 11 | 11 |  | NJ/NY Stateline (L43) | Blue Hill | 69 | 69 | Underground | 0.6 | 0 | 1 | 750 kCM AI. | 0 | 0 | 0 | 0 | 0 | 0 | 0 | 0 | 0 | 0 | 0 | 0 | 0 | 0 | 0 | 0 | 0 | 0 | 0 | 0 | 0 | 0 | 0 | 12 | 1
NO |  | 131 | 2016 | 2 | 12 | 12 |  | NJ/NY Stateline (L44) | Blue Hill | 69 | 69 | Underground | 0.6 | 0 | 1 | 750 kCM AI. | 0 | 0 | 0 | 0 | 0 | 0 | 0 | 0 | 0 | 0 | 0 | 0 | 0 | 0 | 0 | 0 | 0 | 0 | 0 | 0 | 0 | 0 | 0 | 12 | 1
NO |  | 131 | 2016 | 2 | 13 | 13 |  | NJ/NY Stateline (L46) | NY/NJ Stateline | 69 | 69 | Wood | 0.03 | 0 | 1 | 795 kCM ACSR | 0 | 0 | 0 | 0 | 0 | 0 | 0 | 0 | 0 | 0 | 0 | 0 | 0 | 0 | 0 | 0 | 0 | 0 | 0 | 0 | 0 | 0 | 0 | 12 | 1
NO |  | 131 | 2016 | 2 | 14 | 14 |  | Burns (L49) | Nanuet | 69 | 69 | Wood & Steel | 2.59 | 0 | 1 | 795 kCM ACSR | 0 | 0 | 0 | 0 | 0 | 0 | 0 | 0 | 0 | 0 | 0 | 0 | 0 | 0 | 0 | 0 | 0 | 0 | 0 | 0 | 0 | 0 | 0 | 12 | 1
NO |  | 131 | 2016 | 2 | 15 | 15 |  | Nanuet (L491) | NY/NJ Stateline | 69 | 69 | Wood & Steel | 3.03 | 0 | 1 | 795 kCM ACSR | 0 | 0 | 0 | 0 | 0 | 0 | 0 | 0 | 0 | 0 | 0 | 0 | 0 | 0 | 0 | 0 | 0 | 0 | 0 | 0 | 0 | 0 | 0 | 12 | 1
NO |  | 131 | 2016 | 2 | 16 | 16 |  | Tap (L491) | Pearl River | 69 | 69 | Wood & Steel | 0.11 | 0 | 1 | 4/0 Cu. | 0 | 0 | 0 | 0 | 0 | 0 | 0 | 0 | 0 | 0 | 0 | 0 | 0 | 0 | 0 | 0 | 0 | 0 | 0 | 0 | 0 | 0 | 0 | 12 | 1
NO |  | 131 | 2016 | 2 | 17 | 17 |  | Lovett 69KV (L55) | Cedar Switch | 69 | 69 | Wood & Steel | 2.21 | 0 | 1 | 556.5 kCM ACSR | 0 | 0 | 0 | 0 | 0 | 0 | 0 | 0 | 0 | 0 | 0 | 0 | 0 | 0 | 0 | 0 | 0 | 0 | 0 | 0 | 0 | 0 | 0 | 12 | 1
NO |  | 131 | 2016 | 2 | 18 | 18 |  | Cedar Switch (L551) | West Nyack | 69 | 69 | Wood | 9.74 | 0 | 1 | 795 kCM ACSR | 0 | 0 | 0 | 0 | 0 | 0 | 0 | 0 | 0 | 0 | 0 | 0 | 0 | 0 | 0 | 0 | 0 | 0 | 0 | 0 | 0 | 0 | 0 | 12 | 1
NO |  | 131 | 2016 | 2 | 19 | 19 |  | Cedar Switch (L551) | West Nyack | 69 | 69 | Wood & Steel | 0.74 | 0 | 1 | 795 kCM ACSR | 0 | 0 | 0 | 0 | 0 | 0 | 0 | 0 | 0 | 0 | 0 | 0 | 0 | 0 | 0 | 0 | 0 | 0 | 0 | 0 | 0 | 0 | 0 | 12 | 1
NO |  | 131 | 2016 | 2 | 20 | 20 |  | Hillburn (L65) | NY/NJ Stateline | 69 | 69 | Wood | 0.12 | 0 | 1 | 1033.5 kCM ACSR | 0 | 0 | 0 | 0 | 0 | 0 | 0 | 0 | 0 | 0 | 0 | 0 | 0 | 0 | 0 | 0 | 0 | 0 | 0 | 0 | 0 | 0 | 0 | 12 | 1
NO |  | 131 | 2016 | 2 | 21 | 21 |  | Hillburn (L65) | NY/NJ Stateline | 69 | 69 | Steel Tower | 0 | 1.07 | 1 | 1033.5 kCM ACSR | 0 | 0 | 0 | 0 | 0 | 0 | 0 | 0 | 0 | 0 | 0 | 0 | 0 | 0 | 0 | 0 | 0 | 0 | 0 | 0 | 0 | 0 | 0 | 12 | 1
NO |  | 131 | 2016 | 2 | 22 | 22 |  | West Nyack (L701) | NY/NJ Stateline | 69 | 69 | Steel Pole | 0 | 4.63 | 1 | 1590 kCM ACSR | 0 | 0 | 0 | 0 | 0 | 0 | 0 | 0 | 0 | 0 | 0 | 0 | 0 | 0 | 0 | 0 | 0 | 0 | 0 | 0 | 0 | 0 | 0 | 12 | 1
NO |  | 131 | 2016 | 2 | 23 | 23 |  | Cedar Switch (L71) | Grassy Point | 69 | 69 | Wood | 0.47 | 0 | 1 | 336.4 kCM ACSR | 0 | 0 | 0 | 0 | 0 | 0 | 0 | 0 | 0 | 0 | 0 | 0 | 0 | 0 | 0 | 0 | 0 | 0 | 0 | 0 | 0 | 0 | 0 | 12 | 1
NO |  | 131 | 2016 | 2 | 24 | 24 |  | Aluf (L748) | Orangeburg | 69 | 69 | Wood | 0.26 | 0 | 1 | 795 kCM ACSR | 0 | 0 | 0 | 0 | 0 | 0 | 0 | 0 | 0 | 0 | 0 | 0 | 0 | 0 | 0 | 0 | 0 | 0 | 0 | 0 | 0 | 0 | 0 | 12 | 1
NO |  | 131 | 2016 | 2 | 25 | 25 |  | Orangeburg (L749) | Rockland County Sewer Dist. | 69 | 69 | Wood | 0.56 | 0 | 1 | 556.5 kCM ACSR | 0 | 0 | 0 | 0 | 0 | 0 | 0 | 0 | 0 | 0 | 0 | 0 | 0 | 0 | 0 | 0 | 0 | 0 | 0 | 0 | 0 | 0 | 0 | 12 | 1
NO |  | 131 | 2016 | 2 | 26 | 26 |  | West Nyack (L75) | Aluf | 69 | 69 | Wood & Steel | 3.48 | 0 | 1 | 795 kCM ACSR | 0 | 0 | 0 | 0 | 0 | 0 | 0 | 0 | 0 | 0 | 0 | 0 | 0 | 0 | 0 | 0 | 0 | 0 | 0 | 0 | 0 | 0 | 0 | 12 | 1
NO |  | 131 | 2016 | 2 | 27 | 27 |  | Rockland Co. Sewer Dist. | Sparkill | 69 | 69 | Wood | 1.2 | 0 | 1 | 556.5 kCM ACSR | 0 | 0 | 0 | 0 | 0 | 0 | 0 | 0 | 0 | 0 | 0 | 0 | 0 | 0 | 0 | 0 | 0 | 0 | 0 | 0 | 0 | 0 | 0 | 12 | 1
NO |  | 131 | 2016 | 2 | 28 | 28 |  | Sparkill (L751) | NY/NJ Stateline | 69 | 69 | Wood & Steel | 1.43 | 0 | 1 | 336.4 kCM ACSR | 0 | 0 | 0 | 0 | 0 | 0 | 0 | 0 | 0 | 0 | 0 | 0 | 0 | 0 | 0 | 0 | 0 | 0 | 0 | 0 | 0 | 0 | 0 | 12 | 1
NO |  | 131 | 2016 | 2 | 29 | 29 |  | Hillburn (L89) | NY/NJ Stateline | 69 | 69 | Wood & Steel | 0 | 1.24 | 1 | 795 kCM ACSR | 0 | 0 | 0 | 0 | 0 | 0 | 0 | 0 | 0 | 0 | 0 | 0 | 0 | 0 | 0 | 0 | 0 | 0 | 0 | 0 | 0 | 0 | 0 | 12 | 1
NO |  | 131 | 2016 | 2 | 30 | 30 |  | Hillburn (L89) | NY/NJ Stateline | 69 | 69 | Wood & Steel | 0.01 | 0 | 1 | 795 kCM ACSR | 0 | 0 | 0 | 0 | 0 | 0 | 0 | 0 | 0 | 0 | 0 | 0 | 0 | 0 | 0 | 0 | 0 | 0 | 0 | 0 | 0 | 0 | 0 | 12 | 1
NO |  | 131 | 2016 | 2 | 31 | 31 |  | Hillburn (L89) | NY/NJ Stateline | 69 | 69 | Wood | 4.36 | 0 | 1 | 795 kCM ACSR | 0 | 0 | 0 | 0 | 0 | 0 | 0 | 0 | 0 | 0 | 0 | 0 | 0 | 0 | 0 | 0 | 0 | 0 | 0 | 0 | 0 | 0 | 0 | 12 | 1
NO |  | 131 | 2016 | 2 | 32 | 32 |  | Monroe (L96) | Blooming Grove | 69 | 69 | Wood | 2.86 | 0 | 1 | 2/0 Cu. | 0 | 0 | 0 | 0 | 0 | 0 | 0 | 0 | 0 | 0 | 0 | 0 | 0 | 0 | 0 | 0 | 0 | 0 | 0 | 0 | 0 | 0 | 0 | 12 | 1
NO |  | 131 | 2016 | 2 | 33 | 33 |  | Monroe (L96) | Blooming Grove | 69 | 69 | Wood | 1.42 | 0 | 1 | 1/0 Cu. | 0 | 0 | 0 | 0 | 0 | 0 | 0 | 0 | 0 | 0 | 0 | 0 | 0 | 0 | 0 | 0 | 0 | 0 | 0 | 0 | 0 | 0 | 0 | 12 | 1
NO |  | 131 | 2016 | 2 | 34 | 34 |  | Sterling Forest (L98) | Lake Road | 69 | 69 | Wood | 1.34 | 0 | 1 | 795 kCM ACSR | 0 | 0 | 0 | 0 | 0 | 0 | 0 | 0 | 0 | 0 | 0 | 0 | 0 | 0 | 0 | 0 | 0 | 0 | 0 | 0 | 0 | 0 | 0 | 12 | 1
NO |  | 131 | 2016 | 2 | 35 | 35 |  | Sterling Forest (L98) | Lake Road | 69 | 69 | Wood | 3.19 | 0 | 1 | 4/0 ACSR | 0 | 0 | 0 | 0 | 0 | 0 | 0 | 0 | 0 | 0 | 0 | 0 | 0 | 0 | 0 | 0 | 0 | 0 | 0 | 0 | 0 | 0 | 0 | 12 | 1
NO |  | 131 | 2016 | 3 | 1 | 1 |  | Lake Road (L981) | Blue Lake | 69 | 69 | Wood | 0.37 | 0 | 1 | 795 kCM ACSR | 0 | 0 | 0 | 0 | 0 | 0 | 0 | 0 | 0 | 0 | 0 | 0 | 0 | 0 | 0 | 0 | 0 | 0 | 0 | 0 | 0 | 0 | 0 | 12 | 1
NO |  | 131 | 2016 | 3 | 2 | 2 |  | Lake Road (L981) | Blue Lake | 69 | 69 | Wood | 0.16 | 0 | 1 | 336.4 kCM ACSR | 0 | 0 | 0 | 0 | 0 | 0 | 0 | 0 | 0 | 0 | 0 | 0 | 0 | 0 | 0 | 0 | 0 | 0 | 0 | 0 | 0 | 0 | 0 | 12 | 1
NO |  | 131 | 2016 | 3 | 3 | 3 |  | Blue Lake(l982) | WatchTower Transition STR | 69 | 69 | Underground | 0.51 | 0 | 0 |  | 0 | 0 | 0 | 0 | 0 | 0 | 0 | 0 | 0 | 0 | 0 | 0 | 0 | 0 | 0 | 0 | 0 | 0 | 0 | 0 | 0 | 0 | 0 | 12 | 1
NO |  | 131 | 2016 | 3 | 4 | 4 |  | WatchTower Tran Str (L982) | NY/NJ Stateline | 69 | 69 | Wood | 0 | 0 | 0 | 795 kCM ACSR | 0 | 0 | 0 | 0 | 0 | 0 | 0 | 0 | 0 | 0 | 0 | 0 | 0 | 0 | 0 | 0 | 0 | 0 | 0 | 0 | 0 | 0 | 0 | 12 | 1
NO |  | 131 | 2016 | 3 | 5 | 5 |  | Sterling Forest (L99) | Hunt | 69 | 69 | Wood | 3.18 | 0.73 | 1 | 795 kCM ACSR | 0 | 0 | 0 | 0 | 0 | 0 | 0 | 0 | 0 | 0 | 0 | 0 | 0 | 0 | 0 | 0 | 0 | 0 | 0 | 0 | 0 | 0 | 0 | 12 | 1
NO |  | 131 | 2016 | 3 | 6 | 6 |  | Hunt (L991) | Wisner | 69 | 69 | Wood | 3.52 | 0 | 1 | 795 kCM ACSR | 0 | 0 | 0 | 0 | 0 | 0 | 0 | 0 | 0 | 0 | 0 | 0 | 0 | 0 | 0 | 0 | 0 | 0 | 0 | 0 | 0 | 0 | 0 | 12 | 1
NO |  | 131 | 2016 | 3 | 7 | 7 |  | Wisner (L993) | Sugarloaf | 69 | 69 | Wood | 4.5 | 0 | 1 | 795 kCM ACSR | 0 | 0 | 0 | 0 | 0 | 0 | 0 | 0 | 0 | 0 | 0 | 0 | 0 | 0 | 0 | 0 | 0 | 0 | 0 | 0 | 0 | 0 | 0 | 12 | 1
NO |  | 131 | 2016 | 3 | 8 | 8 |  | Shoemaker (L119) | East Walkill | 69 | 69 | Wood | 2.4 | 0 | 1 | 795 kCM ACSR | 0 | 0 | 0 | 0 | 0 | 0 | 0 | 0 | 0 | 0 | 0 | 0 | 0 | 0 | 0 | 0 | 0 | 0 | 0 | 0 | 0 | 0 | 0 | 12 | 1
NO |  | 131 | 2016 | 3 | 9 | 9 |  | Shoemaker (L119) | East Walkill | 69 | 69 | Wood & Steel | 1.8 | 0 | 1 | 795 kCM ACSR | 0 | 0 | 0 | 0 | 0 | 0 | 0 | 0 | 0 | 0 | 0 | 0 | 0 | 0 | 0 | 0 | 0 | 0 | 0 | 0 | 0 | 0 | 0 | 12 | 1
NO |  | 131 | 2016 | 3 | 10 | 10 |  | Shoemaker (L120) | Silver Lake | 69 | 69 | Wood | 3.14 | 0 | 1 | 795 kCM ACSR | 0 | 0 | 0 | 0 | 0 | 0 | 0 | 0 | 0 | 0 | 0 | 0 | 0 | 0 | 0 | 0 | 0 | 0 | 0 | 0 | 0 | 0 | 0 | 12 | 1
NO |  | 131 | 2016 | 3 | 11 | 11 |  | East Walkill (L121) | Silver Lake | 69 | 69 | Wood & Stell | 0 | 1.8 | 1 | 795 kCM ACSR | 0 | 0 | 0 | 0 | 0 | 0 | 0 | 0 | 0 | 0 | 0 | 0 | 0 | 0 | 0 | 0 | 0 | 0 | 0 | 0 | 0 | 0 | 0 | 12 | 1
NO |  | 131 | 2016 | 3 | 12 | 12 |  | East Walkill (L121) | Silver Lake | 69 | 69 | Wood | 0.74 | 0 | 1 | 795 kCm ACSR | 0 | 0 | 0 | 0 | 0 | 0 | 0 | 0 | 0 | 0 | 0 | 0 | 0 | 0 | 0 | 0 | 0 | 0 | 0 | 0 | 0 | 0 | 0 | 12 | 1
NO |  | 131 | 2016 | 3 | 13 | 13 |  | Silver Lake (L122 | Washington Heights | 69 | 69 | Wood | 1.38 | 0 | 1 | 795 kCM ACSR | 0 | 0 | 0 | 0 | 0 | 0 | 0 | 0 | 0 | 0 | 0 | 0 | 0 | 0 | 0 | 0 | 0 | 0 | 0 | 0 | 0 | 0 | 0 | 12 | 1
NO |  | 131 | 2016 | 3 | 14 | 14 |  | Blooming Grove (WM) | Maybrook (CHG&E) | 69 | 69 | Wood | 2.43 | 0 | 1 | 1/0 Cu. | 0 | 0 | 0 | 0 | 0 | 0 | 0 | 0 | 0 | 0 | 0 | 0 | 0 | 0 | 0 | 0 | 0 | 0 | 0 | 0 | 0 | 0 | 0 | 12 | 1
NO |  | 131 | 2016 | 3 | 15 | 15 |  | Lovett 69kV (L40) | N.Y. Trap Rock (Tompkins C) | 34.5 | 34.5 | Wood | 0.34 | 0 | 1 | #2 Cu. | 0 | 0 | 0 | 0 | 0 | 0 | 0 | 0 | 0 | 0 | 0 | 0 | 0 | 0 | 0 | 0 | 0 | 0 | 0 | 0 | 0 | 0 | 0 | 12 | 1
NO |  | 131 | 2016 | 3 | 16 | 16 |  | NJ/NY Stateline (L45) | Pearl River | 0 | 34.5 | Wood & Steel | 1.28 | 0 | 1 | 795 kCM ACSR | 0 | 0 | 0 | 0 | 0 | 0 | 0 | 0 | 0 | 0 | 0 | 0 | 0 | 0 | 0 | 0 | 0 | 0 | 0 | 0 | 0 | 0 | 0 | 12 | 1
NO |  | 131 | 2016 | 3 | 17 | 17 |  | Burns (L50) | Pearl River | 34.5 | 34.5 | Wood & Steel | 0 | 1.8 | 1 | 4/0 Cu. | 0 | 0 | 0 | 0 | 0 | 0 | 0 | 0 | 0 | 0 | 0 | 0 | 0 | 0 | 0 | 0 | 0 | 0 | 0 | 0 | 0 | 0 | 0 | 12 | 1
NO |  | 131 | 2016 | 3 | 18 | 18 |  | Burns (L50) | Pearl River | 34.5 | 34.5 | Wood & Steel | 0 | 0.82 | 1 | 795 kCM ACSR | 0 | 0 | 0 | 0 | 0 | 0 | 0 | 0 | 0 | 0 | 0 | 0 | 0 | 0 | 0 | 0 | 0 | 0 | 0 | 0 | 0 | 0 | 0 | 12 | 1
NO |  | 131 | 2016 | 3 | 19 | 19 |  | Burns (L50) | Pearl River | 34.5 | 34.5 | Wood & Steel | 0 | 1.65 | 1 | 4/0 Cu. | 0 | 0 | 0 | 0 | 0 | 0 | 0 | 0 | 0 | 0 | 0 | 0 | 0 | 0 | 0 | 0 | 0 | 0 | 0 | 0 | 0 | 0 | 0 | 12 | 1
NO |  | 131 | 2016 | 3 | 20 | 20 |  | NJ/NY Stateline (L73) | NY/NJ Stateline | 0 | 34.5 | Steel Tower | 0 | 0 | 0 | 2/0 Cu. | 0 | 0 | 0 | 0 | 0 | 0 | 0 | 0 | 0 | 0 | 0 | 0 | 0 | 0 | 0 | 0 | 0 | 0 | 0 | 0 | 0 | 0 | 0 | 12 | 1
NO |  | 131 | 2016 | 3 | 21 | 21 |  | NJ/NY Stateline (L73) | Airmont | 0 | 34.5 | Wood & Steel | 0 | 0 | 0 | 2/0 Cu. | 0 | 0 | 0 | 0 | 0 | 0 | 0 | 0 | 0 | 0 | 0 | 0 | 0 | 0 | 0 | 0 | 0 | 0 | 0 | 0 | 0 | 0 | 0 | 12 | 1
NO |  | 131 | 2016 | 3 | 22 | 22 |  | Airmont (L731) | Burns | 0 | 34.5 | Wood & Steel | 0 | 0 | 0 | 2/0 CU. | 0 | 0 | 0 | 0 | 0 | 0 | 0 | 0 | 0 | 0 | 0 | 0 | 0 | 0 | 0 | 0 | 0 | 0 | 0 | 0 | 0 | 0 | 0 | 12 | 1
NO |  | 131 | 2016 | 3 | 23 | 23 |  | Airmont (L731) | Burns | 0 | 34.5 | Steel Tower | 0 | 0 | 0 | 4/0 Cu. | 0 | 0 | 0 | 0 | 0 | 0 | 0 | 0 | 0 | 0 | 0 | 0 | 0 | 0 | 0 | 0 | 0 | 0 | 0 | 0 | 0 | 0 | 0 | 12 | 1
NO |  | 131 | 2016 | 3 | 24 | 24 |  | NJ/NY Stateline (L74) | NY/NJ Stateline | 0 | 34.5 | Steel Tower | 0 | 0 | 0 | 2/0 Cu. | 0 | 0 | 0 | 0 | 0 | 0 | 0 | 0 | 0 | 0 | 0 | 0 | 0 | 0 | 0 | 0 | 0 | 0 | 0 | 0 | 0 | 0 | 0 | 12 | 1
NO |  | 131 | 2016 | 3 | 25 | 25 |  | NJ/NY Stateline (L74) | Monsey | 0 | 34.5 | Wood & Steel | 0 | 0 | 0 | 2/0 Cu. | 0 | 0 | 0 | 0 | 0 | 0 | 0 | 0 | 0 | 0 | 0 | 0 | 0 | 0 | 0 | 0 | 0 | 0 | 0 | 0 | 0 | 0 | 0 | 12 | 1
NO |  | 131 | 2016 | 3 | 26 | 26 |  | Monsey (L741) | Burns | 0 | 34.5 | Steel Tower | 0 | 0 | 0 | 2/0 Cu. | 0 | 0 | 0 | 0 | 0 | 0 | 0 | 0 | 0 | 0 | 0 | 0 | 0 | 0 | 0 | 0 | 0 | 0 | 0 | 0 | 0 | 0 | 0 | 12 | 1
NO |  | 131 | 2016 | 3 | 27 | 27 |  | Monsey (L741) | Burns | 0 | 34.5 | Steel Tower | 0 | 0 | 0 | 4/0 Cu. | 0 | 0 | 0 | 0 | 0 | 0 | 0 | 0 | 0 | 0 | 0 | 0 | 0 | 0 | 0 | 0 | 0 | 0 | 0 | 0 | 0 | 0 | 0 | 12 | 1
NO |  | 131 | 2016 | 3 | 28 | 28 |  | Harriman (L841) | Long Pond (Dean tap) | 34.5 | 34.5 | Wood | 0.9 | 0 | 1 | 2/0 Cu. | 0 | 0 | 0 | 0 | 0 | 0 | 0 | 0 | 0 | 0 | 0 | 0 | 0 | 0 | 0 | 0 | 0 | 0 | 0 | 0 | 0 | 0 | 0 | 12 | 1
NO |  | 131 | 2016 | 3 | 29 | 29 |  | Harriman (L841) | Long Pond (Dean tap) | 34.5 | 69 | Wood | 0.45 | 0.45 | 1 | 336.4kCM ACSR | 0 | 0 | 0 | 0 | 0 | 0 | 0 | 0 | 0 | 0 | 0 | 0 | 0 | 0 | 0 | 0 | 0 | 0 | 0 | 0 | 0 | 0 | 0 | 12 | 1
NO |  | 131 | 2016 | 3 | 30 | 30 |  | Harriman (L841) | Long Pond (Dean tap) | 34.5 | 34.5 | Wood & Steel | 0.75 | 0.75 | 1 | 2/0 cu. | 0 | 0 | 0 | 0 | 0 | 0 | 0 | 0 | 0 | 0 | 0 | 0 | 0 | 0 | 0 | 0 | 0 | 0 | 0 | 0 | 0 | 0 | 0 | 12 | 1
NO |  | 131 | 2016 | 3 | 31 | 31 |  | Harriman (L841) | Long Pond (Dean tap) | 34.5 | 34.5 | Wood & Steel | 2.89 | 2.89 | 1 | 4/0 ACSR | 0 | 0 | 0 | 0 | 0 | 0 | 0 | 0 | 0 | 0 | 0 | 0 | 0 | 0 | 0 | 0 | 0 | 0 | 0 | 0 | 0 | 0 | 0 | 12 | 1
NO |  | 131 | 2016 | 3 | 32 | 32 |  | Harriman (L841) | Long Pond (Dean tap) | 34.5 | 69 | Wood | 0.34 | 0.34 | 1 | 336.4kCM ACSR | 0 | 0 | 0 | 0 | 0 | 0 | 0 | 0 | 0 | 0 | 0 | 0 | 0 | 0 | 0 | 0 | 0 | 0 | 0 | 0 | 0 | 0 | 0 | 12 | 1
NO |  | 131 | 2016 | 3 | 33 | 33 |  | Harriman (L841) | Long Pond (Dean tap) | 34.5 | 34.5 | Wood & Steel | 0.63 | 0 | 1 | 4/0 ACSR | 0 | 0 | 0 | 0 | 0 | 0 | 0 | 0 | 0 | 0 | 0 | 0 | 0 | 0 | 0 | 0 | 0 | 0 | 0 | 0 | 0 | 0 | 0 | 12 | 1
NO |  | 131 | 2016 | 3 | 34 | 34 |  | Harriman (L841) | Long Pond (Dean tap) | 34.5 | 69 | Wood | 0.68 | 0.68 | 1 | 477 AAC | 0 | 0 | 0 | 0 | 0 | 0 | 0 | 0 | 0 | 0 | 0 | 0 | 0 | 0 | 0 | 0 | 0 | 0 | 0 | 0 | 0 | 0 | 0 | 12 | 1
NO |  | 131 | 2016 | 3 | 35 | 35 |  | Long Pond (Dean tap) L841 | Highand Falls | 34.5 | 34.5 | Wood | 3.33 | 0 | 1 | 2/0 Cu. | 0 | 0 | 0 | 0 | 0 | 0 | 0 | 0 | 0 | 0 | 0 | 0 | 0 | 0 | 0 | 0 | 0 | 0 | 0 | 0 | 0 | 0 | 0 | 12 | 1
NO |  | 131 | 2016 | 4 | 1 | 1 |  | Long Pond (Dean tap) L841 | Highland Falls | 34.5 | 34.5 | Wood | 1.33 | 0 | 1 | 4/0 ACSR | 0 | 0 | 0 | 0 | 0 | 0 | 0 | 0 | 0 | 0 | 0 | 0 | 0 | 0 | 0 | 0 | 0 | 0 | 0 | 0 | 0 | 0 | 0 | 12 | 1
NO |  | 131 | 2016 | 4 | 2 | 2 |  | Long Pond (Dean tap) L841 | Highland Falls | 34.5 | 34.5 | Wood & Steel | 0.11 | 0.11 | 1 | 4/0 ACSR | 0 | 0 | 0 | 0 | 0 | 0 | 0 | 0 | 0 | 0 | 0 | 0 | 0 | 0 | 0 | 0 | 0 | 0 | 0 | 0 | 0 | 0 | 0 | 12 | 1
NO |  | 131 | 2016 | 4 | 3 | 3 |  | Harriman (L851) | Long Pond (Dean tap) | 34.5 | 34.5 | Wood | 0.01 | 0 | 1 | 795 kCM ACSR | 0 | 0 | 0 | 0 | 0 | 0 | 0 | 0 | 0 | 0 | 0 | 0 | 0 | 0 | 0 | 0 | 0 | 0 | 0 | 0 | 0 | 0 | 0 | 12 | 1
NO |  | 131 | 2016 | 4 | 4 | 4 |  | Harriman (L851) | Long Pond (Dean tap) | 34.5 | 34.5 | Wood | 0.01 | 0 | 1 | 556 kCM ACSR | 0 | 0 | 0 | 0 | 0 | 0 | 0 | 0 | 0 | 0 | 0 | 0 | 0 | 0 | 0 | 0 | 0 | 0 | 0 | 0 | 0 | 0 | 0 | 12 | 1
NO |  | 131 | 2016 | 4 | 5 | 5 |  | Harriman(L851) | Long Pond (Dean Tap) | 34.5 | 34.5 | Wood | 0.45 | 0.45 | 1 | #2 Cu. | 0 | 0 | 0 | 0 | 0 | 0 | 0 | 0 | 0 | 0 | 0 | 0 | 0 | 0 | 0 | 0 | 0 | 0 | 0 | 0 | 0 | 0 | 0 | 12 | 1
NO |  | 131 | 2016 | 4 | 6 | 6 |  | Harriman(lL851) | Long Pond (Dean Tap) | 34.5 | 34.5 | Wood | 0.88 | 0 | 1 |  | 0 | 0 | 0 | 0 | 0 | 0 | 0 | 0 | 0 | 0 | 0 | 0 | 0 | 0 | 0 | 0 | 0 | 0 | 0 | 0 | 0 | 0 | 0 | 12 | 1
NO |  | 131 | 2016 | 4 | 7 | 7 |  | Cuddebackville( L3)DX5-3-34 | Wurtsboro | 34.5 | 34 | Wood | 10.09 | 0 | 1 | #1 Cu. Solid | 0 | 0 | 0 | 0 | 0 | 0 | 0 | 0 | 0 | 0 | 0 | 0 | 0 | 0 | 0 | 0 | 0 | 0 | 0 | 0 | 0 | 0 | 0 | 12 | 1
NO |  | 131 | 2016 | 4 | 8 | 8 |  | Cuddebackville (L3)DX5-3-34 | Wurtsboro | 34.5 | 34.5 | Wood | 0.93 | 0 | 1 | 2/0 Cu. | 0 | 0 | 0 | 0 | 0 | 0 | 0 | 0 | 0 | 0 | 0 | 0 | 0 | 0 | 0 | 0 | 0 | 0 | 0 | 0 | 0 | 0 | 0 | 12 | 1
NO |  | 131 | 2016 | 4 | 9 | 9 |  | Wurtsboro (L3) (DX5-3-34) | Summitville | 34.5 | 34.5 | Wood | 3.58 | 0 | 1 | 1/0 Cu. | 0 | 0 | 0 | 0 | 0 | 0 | 0 | 0 | 0 | 0 | 0 | 0 | 0 | 0 | 0 | 0 | 0 | 0 | 0 | 0 | 0 | 0 | 0 | 12 | 1
NO |  | 131 | 2016 | 4 | 10 | 10 |  | Wurtsboro (L3) (DX5-3-34) | Summitville | 34.5 | 34.5 | Wood | 0.25 | 0 | 1 | 2/0 Cu. | 0 | 0 | 0 | 0 | 0 | 0 | 0 | 0 | 0 | 0 | 0 | 0 | 0 | 0 | 0 | 0 | 0 | 0 | 0 | 0 | 0 | 0 | 0 | 12 | 1
NO |  | 131 | 2016 | 4 | 11 | 11 |  | Cuddebackville(L4)(DX5-4-34 | Otisville | 34.5 | 34.5 | Wood | 4.1 | 0 | 1 | 336.4 kCM ACSR | 0 | 0 | 0 | 0 | 0 | 0 | 0 | 0 | 0 | 0 | 0 | 0 | 0 | 0 | 0 | 0 | 0 | 0 | 0 | 0 | 0 | 0 | 0 | 12 | 1
NO |  | 131 | 2016 | 4 | 12 | 12 |  | Otisville (L4) (DX5-4-34) | Pocatello | 34.5 | 34.5 | Wood | 4.17 | 0 | 1 | 336.4 kCM ACSR | 0 | 0 | 0 | 0 | 0 | 0 | 0 | 0 | 0 | 0 | 0 | 0 | 0 | 0 | 0 | 0 | 0 | 0 | 0 | 0 | 0 | 0 | 0 | 12 | 1
NO |  | 131 | 2016 | 4 | 13 | 13 |  | Otisville (L4) (DX5-4-34) | Pocatello | 34.5 | 34.5 | Wood | 2.14 | 0 | 1 | 2/0 Cu. | 0 | 0 | 0 | 0 | 0 | 0 | 0 | 0 | 0 | 0 | 0 | 0 | 0 | 0 | 0 | 0 | 0 | 0 | 0 | 0 | 0 | 0 | 0 | 12 | 1
NO |  | 131 | 2016 | 4 | 14 | 14 |  | Pocatello (L4) (DX) | Shoemaker | 34.5 | 34.5 | Wood | 0.26 | 0 | 1 | 2/0 Cu. | 0 | 0 | 0 | 0 | 0 | 0 | 0 | 0 | 0 | 0 | 0 | 0 | 0 | 0 | 0 | 0 | 0 | 0 | 0 | 0 | 0 | 0 | 0 | 12 | 1
NO |  | 131 | 2016 | 4 | 15 | 15 |  | Pocatello (L4) (DX) | Shoemaker | 34.5 | 34.5 | Steel Tower | 0.52 | 0 | 1 | 4/0 Cu. | 0 | 0 | 0 | 0 | 0 | 0 | 0 | 0 | 0 | 0 | 0 | 0 | 0 | 0 | 0 | 0 | 0 | 0 | 0 | 0 | 0 | 0 | 0 | 12 | 1
NO |  | 131 | 2016 | 4 | 16 | 16 |  | Pocatello (L4) (DX) | Shoemaker | 34.5 | 34.5 | Steel Tower | 1.33 | 0 | 1 | 2/0 Cu. | 0 | 0 | 0 | 0 | 0 | 0 | 0 | 0 | 0 | 0 | 0 | 0 | 0 | 0 | 0 | 0 | 0 | 0 | 0 | 0 | 0 | 0 | 0 | 12 | 1
NO |  | 131 | 2016 | 4 | 17 | 17 |  | Wurtsboro (L6) (DX) | Bloomingburg | 34.5 | 34.5 | Wood | 2.72 | 0 | 1 | 1/0 Cu. Solid | 0 | 0 | 0 | 0 | 0 | 0 | 0 | 0 | 0 | 0 | 0 | 0 | 0 | 0 | 0 | 0 | 0 | 0 | 0 | 0 | 0 | 0 | 0 | 12 | 1
NO |  | 131 | 2016 | 4 | 18 | 18 |  | Wurtsboro (L6) (DX) | Bloomingburg | 34.5 | 34.5 | Wood | 0.26 | 0 | 1 | 2/0 Cu. | 0 | 0 | 0 | 0 | 0 | 0 | 0 | 0 | 0 | 0 | 0 | 0 | 0 | 0 | 0 | 0 | 0 | 0 | 0 | 0 | 0 | 0 | 0 | 12 | 1
NO |  | 131 | 2016 | 4 | 19 | 19 |  | Bloomingburg (L6) (DX) | Pocatello | 34.5 | 34.5 | Wood | 4.82 | 0 | 1 | 1/0 Cu. Solid | 0 | 0 | 0 | 0 | 0 | 0 | 0 | 0 | 0 | 0 | 0 | 0 | 0 | 0 | 0 | 0 | 0 | 0 | 0 | 0 | 0 | 0 | 0 | 12 | 1
NO |  | 131 | 2016 | 4 | 20 | 20 |  | BloomingBurg (L6) (DX) | Pocatello | 34.5 | 34.5 | Wood | 1.59 | 2.14 | 1 | 2/0 Cu. | 0 | 0 | 0 | 0 | 0 | 0 | 0 | 0 | 0 | 0 | 0 | 0 | 0 | 0 | 0 | 0 | 0 | 0 | 0 | 0 | 0 | 0 | 0 | 12 | 1
NO |  | 131 | 2016 | 4 | 21 | 21 |  | Pocatello(L6) (DX) | Shoemaker | 34.5 | 34.5 | Wood | 0 | 0.27 | 1 | 2/0 Cu. | 0 | 0 | 0 | 0 | 0 | 0 | 0 | 0 | 0 | 0 | 0 | 0 | 0 | 0 | 0 | 0 | 0 | 0 | 0 | 0 | 0 | 0 | 0 | 12 | 1
NO |  | 131 | 2016 | 4 | 22 | 22 |  | Pocatello (L6) (DX) | Shoemaker | 34.5 | 34.5 | Steel Tower | 0 | 0.52 | 1 | 4/0 Cu. | 0 | 0 | 0 | 0 | 0 | 0 | 0 | 0 | 0 | 0 | 0 | 0 | 0 | 0 | 0 | 0 | 0 | 0 | 0 | 0 | 0 | 0 | 0 | 12 | 1
NO |  | 131 | 2016 | 4 | 23 | 23 |  | Pocatello (L6) (DX) | Shoemaker | 34.5 | 34.5 | Wood & Steel | 0 | 1.36 | 1 | 2/0 Cu. | 0 | 0 | 0 | 0 | 0 | 0 | 0 | 0 | 0 | 0 | 0 | 0 | 0 | 0 | 0 | 0 | 0 | 0 | 0 | 0 | 0 | 0 | 0 | 12 | 1
NO |  | 131 | 2016 | 4 | 24 | 24 |  | Port Jervis (L7) DX5-10-34 | NY/PA Stateline | 34.5 | 34.5 | Wood | 0.45 | 0 | 1 | 2/0 Cu. | 0 | 0 | 0 | 0 | 0 | 0 | 0 | 0 | 0 | 0 | 0 | 0 | 0 | 0 | 0 | 0 | 0 | 0 | 0 | 0 | 0 | 0 | 0 | 12 | 1
NO |  | 131 | 2016 | 4 | 25 | 25 |  | Port Jervis (L7) DX5-10-34 | NY/PA Stateline | 34.5 | 34.5 | Wood | 0.07 | 0 | 1 | 134.6 kCM ACSR | 0 | 0 | 0 | 0 | 0 | 0 | 0 | 0 | 0 | 0 | 0 | 0 | 0 | 0 | 0 | 0 | 0 | 0 | 0 | 0 | 0 | 0 | 0 | 12 | 1
NO |  | 131 | 2016 | 4 | 26 | 26 |  | Rio (L18) (DX) | Port Jervis | 34.5 | 34.5 | Steel Tower | 1.69 | 0 | 1 | 4/0 Cu. | 0 | 0 | 0 | 0 | 0 | 0 | 0 | 0 | 0 | 0 | 0 | 0 | 0 | 0 | 0 | 0 | 0 | 0 | 0 | 0 | 0 | 0 | 0 | 12 | 1
NO |  | 131 | 2016 | 4 | 27 | 27 |  | Rio (L18) (DX) | Port Jervis | 34.5 | 34.5 | Wood | 3.83 | 0 | 1 | 2/0 Cu. | 0 | 0 | 0 | 0 | 0 | 0 | 0 | 0 | 0 | 0 | 0 | 0 | 0 | 0 | 0 | 0 | 0 | 0 | 0 | 0 | 0 | 0 | 0 | 12 | 1
NO |  | 131 | 2016 | 4 | 28 | 28 |  | Rio (L18) (DX) | Port Jervis | 34.5 | 34.5 | Wood | 0.75 | 0 | 1 | 336.4 kCM ACSR | 0 | 0 | 0 | 0 | 0 | 0 | 0 | 0 | 0 | 0 | 0 | 0 | 0 | 0 | 0 | 0 | 0 | 0 | 0 | 0 | 0 | 0 | 0 | 12 | 1
NO |  | 131 | 2016 | 4 | 29 | 29 |  | Rio (L18) (DX) | Port Jervis | 34.5 | 34.5 | Steel | 0.77 | 0 | 1 | 336.4 kCM ACSS | 0 | 0 | 0 | 0 | 0 | 0 | 0 | 0 | 0 | 0 | 0 | 0 | 0 | 0 | 0 | 0 | 0 | 0 | 0 | 0 | 0 | 0 | 0 | 12 | 1
NO |  | 131 | 2016 | 4 | 30 | 30 |  | Shoemaker (l19,20) (DX) | Genung Street | 34.5 | 34.5 | Steel Tower | 0 | 0 | 0 | 4/0 Cu. | 0 | 0 | 0 | 0 | 0 | 0 | 0 | 0 | 0 | 0 | 0 | 0 | 0 | 0 | 0 | 0 | 0 | 0 | 0 | 0 | 0 | 0 | 0 | 12 | 1
NO |  | 131 | 2016 | 4 | 31 | 31 |  | Vic. West Haverstraw (L39) | N.Y. Trap Rock(Short Clove) | 34.5 | 34.5 | Wood | 0.57 | 0 | 1 | 795 kCM ACSR | 0 | 0 | 0 | 0 | 0 | 0 | 0 | 0 | 0 | 0 | 0 | 0 | 0 | 0 | 0 | 0 | 0 | 0 | 0 | 0 | 0 | 0 | 0 | 12 | 1
NO |  | 131 | 2016 | 4 | 32 | 32 |  | Vic. West Haverstraw (L39) | N.Y. Trap Rock(Short Clove) | 34.5 | 34.5 | Steel Tower | 0.76 | 0 | 1 | 2/0 Cu. | 0 | 0 | 0 | 0 | 0 | 0 | 0 | 0 | 0 | 0 | 0 | 0 | 0 | 0 | 0 | 0 | 0 | 0 | 0 | 0 | 0 | 0 | 0 | 12 | 1
NO |  | 131 | 2016 | 4 | 33 | 33 |  | Vic. West Haverstraw (L39) | N.Y. Trap Rock(Short Clove) | 34.5 | 34.5 | Wood | 3.08 | 0 | 1 | 2/0 Cu. | 0 | 0 | 0 | 0 | 0 | 0 | 0 | 0 | 0 | 0 | 0 | 0 | 0 | 0 | 0 | 0 | 0 | 0 | 0 | 0 | 0 | 0 | 0 | 12 | 1
NO |  | 131 | 2016 | 4 | 34 | 34 |  | Monroe (L82) (DX) | Chester | 34.5 | 34.5 | Steel Tower | 0 | 0 | 0 | 2/0 Cu. | 0 | 0 | 0 | 0 | 0 | 0 | 0 | 0 | 0 | 0 | 0 | 0 | 0 | 0 | 0 | 0 | 0 | 0 | 0 | 0 | 0 | 0 | 0 | 12 | 1
NO |  | 131 | 2016 | 4 | 35 | 35 |  | Vic. of Chester (L82) | Vic. of Chester Cable | 34.5 | 34.5 | Steel Tower | 0 | 0 | 0 | 2/0 Cu. | 0 | 0 | 0 | 0 | 0 | 0 | 0 | 0 | 0 | 0 | 0 | 0 | 0 | 0 | 0 | 0 | 0 | 0 | 0 | 0 | 0 | 0 | 0 | 12 | 1
NO |  | 131 | 2016 | 5 | 1 | 1 |  | Goshen (L822) (DX89-11-34) | Florida | 34.5 | 34.5 | Wood | 0 | 0 | 0 | #2 Cu. | 0 | 0 | 0 | 0 | 0 | 0 | 0 | 0 | 0 | 0 | 0 | 0 | 0 | 0 | 0 | 0 | 0 | 0 | 0 | 0 | 0 | 0 | 0 | 12 | 1
NO |  | 131 | 2016 | 5 | 2 | 2 |  | Florida (L823) (DX89-11-34) | Pole WFG122(Form. Glenmere) | 34.5 | 34.5 | Wood | 0 | 0 | 0 | #2 Cu. | 0 | 0 | 0 | 0 | 0 | 0 | 0 | 0 | 0 | 0 | 0 | 0 | 0 | 0 | 0 | 0 | 0 | 0 | 0 | 0 | 0 | 0 | 0 | 12 | 1
NO |  | 131 | 2016 | 5 | 3 | 3 |  | Monroe (L83) (DX) | Chester Tap | 34.5 | 34.5 | Steel Tower | 0 | 0 | 0 | 2/0 Cu. | 0 | 0 | 0 | 0 | 0 | 0 | 0 | 0 | 0 | 0 | 0 | 0 | 0 | 0 | 0 | 0 | 0 | 0 | 0 | 0 | 0 | 0 | 0 | 12 | 1
NO |  | 131 | 2016 | 5 | 4 | 4 |  | Chester Tap (L83) (DX) | Vic. Rt. 94, Chester | 34.5 | 34.5 | Wood Steel | 0 | 0 | 0 | 2/0 Cu. | 0 | 0 | 0 | 0 | 0 | 0 | 0 | 0 | 0 | 0 | 0 | 0 | 0 | 0 | 0 | 0 | 0 | 0 | 0 | 0 | 0 | 0 | 0 | 12 | 1
NO |  | 131 | 2016 | 5 | 5 | 5 |  | Pole WFG122 (Form. Glenmere | Pine Island | 34.5 | 34.5 | Wood | 0 | 0 | 0 | #2 Cu. | 0 | 0 | 0 | 0 | 0 | 0 | 0 | 0 | 0 | 0 | 0 | 0 | 0 | 0 | 0 | 0 | 0 | 0 | 0 | 0 | 0 | 0 | 0 | 12 | 1
NO |  | 131 | 2016 | 5 | 6 | 6 |  | Chester Tap(l91)(DX89-10-34 | Chester Cable | 34.5 | 34.5 | Wood | 0.96 | 0 | 1 | 477 kCM Al. | 0 | 0 | 0 | 0 | 0 | 0 | 0 | 0 | 0 | 0 | 0 | 0 | 0 | 0 | 0 | 0 | 0 | 0 | 0 | 0 | 0 | 0 | 0 | 12 | 1
NO |  | 131 | 2016 | 5 | 7 | 7 |  | Decker Switch Tap L6(L100) | Bullville | 34.5 | 34.5 | Wood | 0 | 0 | 0 | #2 Cu. | 0 | 0 | 0 | 0 | 0 | 0 | 0 | 0 | 0 | 0 | 0 | 0 | 0 | 0 | 0 | 0 | 0 | 0 | 0 | 0 | 0 | 0 | 0 | 12 | 1
NO |  | 131 | 2016 | 5 | 8 | 8 |  | Pocatello (L101) (DX) | Middletown State Hospital | 34.5 | 34.5 | Wood | 0 | 0 | 0 | #2 Cu. | 0 | 0 | 0 | 0 | 0 | 0 | 0 | 0 | 0 | 0 | 0 | 0 | 0 | 0 | 0 | 0 | 0 | 0 | 0 | 0 | 0 | 0 | 0 | 12 | 1
NO |  | 131 | 2016 | 5 | 9 | 9 |  | SugarLoaf (L241) | Hartley Road | 69 | 115 | Wood | 0 | 0 | 0 | 795 KCM ACSR | 0 | 0 | 0 | 0 | 0 | 0 | 0 | 0 | 0 | 0 | 0 | 0 | 0 | 0 | 0 | 0 | 0 | 0 | 0 | 0 | 0 | 0 | 0 | 12 | 1
NO |  | 131 | 2016 | 5 | 10 | 10 |  | Ramapo (L28) | Sugarloaf 138kV | 138 | 345 | Steel Tower | 0 | 0 | 0 | 2-1590 ACSR | 0 | 0 | 0 | 0 | 0 | 0 | 0 | 0 | 0 | 0 | 0 | 0 | 0 | 0 | 0 | 0 | 0 | 0 | 0 | 0 | 0 | 0 | 0 | 12 | 1
NO |  | 131 | 2016 | 5 | 11 | 11 |  | Ramapo (L28) | Sugarloaf 138kV | 138 | 138 | Wood | 0 | 0 | 0 | 795 ACSR | 0 | 0 | 0 | 0 | 0 | 0 | 0 | 0 | 0 | 0 | 0 | 0 | 0 | 0 | 0 | 0 | 0 | 0 | 0 | 0 | 0 | 0 | 0 | 12 | 1
NO |  | 131 | 2016 | 5 | 12 | 12 |  | Hartley Road (L24) | Shoemaker | 69 | 115 | Steel Twr/Pole | 0 | 0 | 0 | 336.4 kCM ACSR | 0 | 0 | 0 | 0 | 0 | 0 | 0 | 0 | 0 | 0 | 0 | 0 | 0 | 0 | 0 | 0 | 0 | 0 | 0 | 0 | 0 | 0 | 0 | 12 | 1
NO |  | 131 | 2016 | 5 | 13 | 13 |  | SugarLoaf (L241) | Hartley Road | 69 | 115 | Steel Twr/Pole | 0 | 0 | 0 | 336.4 kCM ACSR | 0 | 0 | 0 | 0 | 0 | 0 | 0 | 0 | 0 | 0 | 0 | 0 | 0 | 0 | 0 | 0 | 0 | 0 | 0 | 0 | 0 | 0 | 0 | 12 | 1
NO |  | 131 | 2016 | 5 | 14 | 14 |  | Harriman (L851) | Long Pond (Dean Tap) | 34.5 | 34.5 | Wood | 0 | 0 | 0 | 2/0 cu. | 0 | 0 | 0 | 0 | 0 | 0 | 0 | 0 | 0 | 0 | 0 | 0 | 0 | 0 | 0 | 0 | 0 | 0 | 0 | 0 | 0 | 0 | 0 | 12 | 1
NO |  | 131 | 2016 | 5 | 15 | 15 |  | Harriman (L851) | Long Pond (Dean Tap) | 34.5 | 34.5 | Wood | 0 | 0 | 1 | 336.4 kCM ACSR | 0 | 0 | 0 | 0 | 0 | 0 | 0 | 0 | 0 | 0 | 0 | 0 | 0 | 0 | 0 | 0 | 0 | 0 | 0 | 0 | 0 | 0 | 0 | 12 | 1
NO |  | 131 | 2016 | 5 | 16 | 16 |  | Harriman (L851) | Long Pond (Dean Tap) | 34.5 | 34.5 | Wood & Steel | 0 | 3.64 | 1 | 2/0 cu. | 0 | 0 | 0 | 0 | 0 | 0 | 0 | 0 | 0 | 0 | 0 | 0 | 0 | 0 | 0 | 0 | 0 | 0 | 0 | 0 | 0 | 0 | 0 | 12 | 1
NO |  | 131 | 2016 | 5 | 17 | 17 |  | Harriman (L851) | Long Pond (Dean Tap) | 34.5 | 69 | Wood | 0 | 0.34 | 1 | 336.4 kCM ACSR | 0 | 0 | 0 | 0 | 0 | 0 | 0 | 0 | 0 | 0 | 0 | 0 | 0 | 0 | 0 | 0 | 0 | 0 | 0 | 0 | 0 | 0 | 0 | 12 | 1
NO |  | 131 | 2016 | 5 | 18 | 18 |  | Harriman (L851) | Long Pond (Dean Tap) | 34.5 | 69 | Wood | 0 | 0.63 | 1 | 4/0 ACSR | 0 | 0 | 0 | 0 | 0 | 0 | 0 | 0 | 0 | 0 | 0 | 0 | 0 | 0 | 0 | 0 | 0 | 0 | 0 | 0 | 0 | 0 | 0 | 12 | 1
NO |  | 131 | 2016 | 5 | 19 | 19 |  | Harriman (L851) | Long Pond (Dean Tap) | 34.5 | 69 | Wood | 0 | 0.68 | 1 | 477 AAC | 0 | 0 | 0 | 0 | 0 | 0 | 0 | 0 | 0 | 0 | 0 | 0 | 0 | 0 | 0 | 0 | 0 | 0 | 0 | 0 | 0 | 0 | 0 | 12 | 1
NO |  | 131 | 2016 | 5 | 20 | 20 |  | Long Pond (DeanTap) (L851) | West Point #2 (Delafield) | 34.5 | 69 | Wood | 0 | 0 | 1 | 4/0 ACSR | 0 | 0 | 0 | 0 | 0 | 0 | 0 | 0 | 0 | 0 | 0 | 0 | 0 | 0 | 0 | 0 | 0 | 0 | 0 | 0 | 0 | 0 | 0 | 12 | 1
NO |  | 131 | 2016 | 5 | 21 | 21 |  | Long Pond (DeanTap) (L851) | West Point #2 (Delafield) | 34.5 | 69 | Wood | 0 | 0.71 | 1 | 556.5 kCM ACSR | 0 | 0 | 0 | 0 | 0 | 0 | 0 | 0 | 0 | 0 | 0 | 0 | 0 | 0 | 0 | 0 | 0 | 0 | 0 | 0 | 0 | 0 | 0 | 12 | 1
NO |  | 131 | 2016 | 5 | 22 | 22 |  | Long Pond (DeanTap) (L851) | West Point #2 (Delafield) | 34.5 | 34.5 | Wood | 0 | 0.31 | 1 | 477 AAC | 0 | 0 | 0 | 0 | 0 | 0 | 0 | 0 | 0 | 0 | 0 | 0 | 0 | 0 | 0 | 0 | 0 | 0 | 0 | 0 | 0 | 0 | 0 | 12 | 1
NO |  | 131 | 2016 | 5 | 23 | 23 |  | Long Pond (DeanTap) (L851) | West Point #2 (Delafield) | 34.5 | 69 | Wood | 0 | 0.53 | 1 | 556.5 kCM ACSR | 0 | 0 | 0 | 0 | 0 | 0 | 0 | 0 | 0 | 0 | 0 | 0 | 0 | 0 | 0 | 0 | 0 | 0 | 0 | 0 | 0 | 0 | 0 | 12 | 1
NO |  | 131 | 2016 | 5 | 24 | 24 |  | WestPoint #2-Delafield-L853 | Highland Falls | 34.5 | 69 | Wood | 0 | 0.53 | 1 | 795 kCM ACSR | 0 | 0 | 0 | 0 | 0 | 0 | 0 | 0 | 0 | 0 | 0 | 0 | 0 | 0 | 0 | 0 | 0 | 0 | 0 | 0 | 0 | 0 | 0 | 12 | 1
NO |  | 131 | 2016 | 5 | 25 | 25 |  | WestPoint #2-Delafield-L853 | Highland Falls | 34.5 | 34.5 | Wood | 0 | 0.31 | 1 | 477 AAC | 0 | 0 | 0 | 0 | 0 | 0 | 0 | 0 | 0 | 0 | 0 | 0 | 0 | 0 | 0 | 0 | 0 | 0 | 0 | 0 | 0 | 0 | 0 | 12 | 1
NO |  | 131 | 2016 | 5 | 26 | 26 |  | WestPoint #2-Delafield-L853 | Highland Falls | 34.5 | 69 | Wood | 0 | 1.42 | 1 | 795 kCM ACSR | 0 | 0 | 0 | 0 | 0 | 0 | 0 | 0 | 0 | 0 | 0 | 0 | 0 | 0 | 0 | 0 | 0 | 0 | 0 | 0 | 0 | 0 | 0 | 12 | 1
NO |  | 131 | 2016 | 5 | 27 | 27 |  | WestPoint #2-Delafield-L853 | Highland Falls | 34.5 | 34.5 | Wood & Steel | 0 | 0.13 | 1 | 2/0 Cu. | 0 | 0 | 0 | 0 | 0 | 0 | 0 | 0 | 0 | 0 | 0 | 0 | 0 | 0 | 0 | 0 | 0 | 0 | 0 | 0 | 0 | 0 | 0 | 12 | 1
NO |  | 131 | 2016 | 5 | 28 | 28 |  | Long Pond (Dean Tap)L92 | Dean | 34.5 | 69 | Wood | 0 | 0 | 1 | 477 AAC | 0 | 0 | 0 | 0 | 0 | 0 | 0 | 0 | 0 | 0 | 0 | 0 | 0 | 0 | 0 | 0 | 0 | 0 | 0 | 0 | 0 | 0 | 0 | 12 | 1
NO |  | 132 | 2016 | 0 | 1 | 1 |  | Alexandria | MN Border | 345 | 345 | Steel Tower | 101 | 0 | 1 |  | 2915087 | 30122780 | 33037867 | 0 | 0 | 0 | 0 | 0 | 0 | 0 | 0 | 0 | 0 | 0 | 0 | 0 | 0 | 0 | 0 | 0 | 0 | 0 | 0 | 12 | 1
NO |  | 132 | 2016 | 0 | 2 | 2 |  | Brookings | MN Border | 345 | 345 | Steel Tower | 10 | 0 | 1 |  | 92821 | 1047704 | 1140525 | 0 | 0 | 0 | 0 | 0 | 0 | 0 | 0 | 0 | 0 | 0 | 0 | 0 | 0 | 0 | 0 | 0 | 0 | 0 | 0 | 12 | 1
NO |  | 132 | 2016 | 0 | 3 | 3 |  | Cedar Mountain | Helena | 345 | 345 | Steel Tower | 73 | 0 | 2 |  | 1383694 | 6464002 | 7847696 | 0 | 0 | 0 | 0 | 0 | 0 | 0 | 0 | 0 | 0 | 0 | 0 | 0 | 0 | 0 | 0 | 0 | 0 | 0 | 0 | 12 | 1
NO |  | 132 | 2016 | 0 | 4 | 4 |  | Cedar Mountain | Lyon County | 345 | 345 | Steel Tower | 49 | 0 | 2 |  | 487170 | 4014089 | 4501259 | 0 | 0 | 0 | 0 | 0 | 0 | 0 | 0 | 0 | 0 | 0 | 0 | 0 | 0 | 0 | 0 | 0 | 0 | 0 | 0 | 12 | 1
NO |  | 132 | 2016 | 0 | 5 | 5 |  | Center | Maple River | 345 | 345 | Alum Tower | 48 | 0 | 1 |  | 0 | 5458744 | 5458744 | 0 | 0 | 0 | 0 | 0 | 0 | 0 | 0 | 0 | 0 | 0 | 0 | 0 | 0 | 0 | 0 | 0 | 0 | 0 | 0 | 12 | 1
NO |  | 132 | 2016 | 0 | 6 | 6 |  | Chub Lake | Hampton | 345 | 345 | Steel Tower | 18 | 0 | 1 |  | 490734 | 2421900 | 2912634 | 0 | 0 | 0 | 0 | 0 | 0 | 0 | 0 | 0 | 0 | 0 | 0 | 0 | 0 | 0 | 0 | 0 | 0 | 0 | 0 | 12 | 1
NO |  | 132 | 2016 | 0 | 7 | 7 |  | Helena | Chub Lake | 345 | 345 | Steel Tower | 21 | 0 | 1 |  | 870767 | 2155513 | 3026280 | 0 | 0 | 0 | 0 | 0 | 0 | 0 | 0 | 0 | 0 | 0 | 0 | 0 | 0 | 0 | 0 | 0 | 0 | 0 | 0 | 12 | 1
NO |  | 132 | 2016 | 0 | 8 | 8 |  | Lyon County | Hazel Creek | 345 | 345 | Steel Tower | 25 | 0 | 1 |  | 154916 | 2003641 | 2158557 | 0 | 0 | 0 | 0 | 0 | 0 | 0 | 0 | 0 | 0 | 0 | 0 | 0 | 0 | 0 | 0 | 0 | 0 | 0 | 0 | 12 | 1
NO |  | 132 | 2016 | 0 | 9 | 9 |  | Lyon County | MN Border | 345 | 345 | Steel Tower | 49 | 0 | 1 |  | 129305 | 3735215 | 3864520 | 0 | 0 | 0 | 0 | 0 | 0 | 0 | 0 | 0 | 0 | 0 | 0 | 0 | 0 | 0 | 0 | 0 | 0 | 0 | 0 | 12 | 1
NO |  | 132 | 2016 | 0 | 10 | 10 |  | MN Border | Bison | 345 | 345 | Steel Tower | 35 | 0 | 1 |  | 617532 | 8185871 | 8803403 | 0 | 0 | 0 | 0 | 0 | 0 | 0 | 0 | 0 | 0 | 0 | 0 | 0 | 0 | 0 | 0 | 0 | 0 | 0 | 0 | 12 | 1
NO |  | 132 | 2016 | 0 | 11 | 11 |  | Monticello | Quarry Sub | 345 | 345 | Steel Tower | 29 | 0 | 1 |  | 2308828 | 8197180 | 10506008 | 0 | 0 | 0 | 0 | 0 | 0 | 0 | 0 | 0 | 0 | 0 | 0 | 0 | 0 | 0 | 0 | 0 | 0 | 0 | 0 | 12 | 1
NO |  | 132 | 2016 | 0 | 12 | 12 |  | St Cloud | Alexandria | 345 | 345 | Steel Tower | 77 | 0 | 1 |  | 2677317 | 23273915 | 25951232 | 0 | 0 | 0 | 0 | 0 | 0 | 0 | 0 | 0 | 0 | 0 | 0 | 0 | 0 | 0 | 0 | 0 | 0 | 0 | 0 | 12 | 1
NO |  | 132 | 2016 | 0 | 14 | 14 |  | Fergus Falls | Inman | 230 | 230 | Wood H | 19 | 0 | 1 |  | 0 | 2024040 | 2024040 | 0 | 0 | 0 | 0 | 0 | 0 | 0 | 0 | 0 | 0 | 0 | 0 | 0 | 0 | 0 | 0 | 0 | 0 | 0 | 0 | 12 | 1
NO |  | 132 | 2016 | 0 | 15 | 15 |  | Fergus Falls | Wahpeton | 230 | 230 | Wood H | 29 | 0 | 1 |  | 0 | 2198157 | 2198157 | 0 | 0 | 0 | 0 | 0 | 0 | 0 | 0 | 0 | 0 | 0 | 0 | 0 | 0 | 0 | 0 | 0 | 0 | 0 | 0 | 12 | 1
NO |  | 132 | 2016 | 0 | 16 | 16 |  | Wahpeton | Hankinson | 230 | 230 | Wood H | 26 | 0 | 1 |  | 0 | 1273238 | 1273238 | 0 | 0 | 0 | 0 | 0 | 0 | 0 | 0 | 0 | 0 | 0 | 0 | 0 | 0 | 0 | 0 | 0 | 0 | 0 | 0 | 12 | 1
NO |  | 132 | 2016 | 0 | 17 | 17 |  | Hankinson | Forman | 230 | 230 | Wood H | 36 | 0 | 1 |  | 2160 | 1579053 | 1581213 | 0 | 0 | 0 | 0 | 0 | 0 | 0 | 0 | 0 | 0 | 0 | 0 | 0 | 0 | 0 | 0 | 0 | 0 | 0 | 0 | 12 | 1
NO |  | 132 | 2016 | 0 | 18 | 18 |  | Forman | Ellendale | 230 | 230 | Wood H | 47 | 0 | 1 |  | 0 | 4726800 | 4726800 | 0 | 0 | 0 | 0 | 0 | 0 | 0 | 0 | 0 | 0 | 0 | 0 | 0 | 0 | 0 | 0 | 0 | 0 | 0 | 0 | 12 | 1
NO |  | 132 | 2016 | 0 | 19 | 19 |  | Audubon (W 1/10) | Badoura | 230 | 230 | Wood H | 6 | 0 | 1 |  | 0 | 414677 | 414677 | 0 | 0 | 0 | 0 | 0 | 0 | 0 | 0 | 0 | 0 | 0 | 0 | 0 | 0 | 0 | 0 | 0 | 0 | 0 | 0 | 12 | 1
NO |  | 132 | 2016 | 0 | 20 | 20 |  | Audubon | Sheyenne | 230 | 230 | Wood H | 42 | 0 | 1 |  | 0 | 1690121 | 1690121 | 0 | 0 | 0 | 0 | 0 | 0 | 0 | 0 | 0 | 0 | 0 | 0 | 0 | 0 | 0 | 0 | 0 | 0 | 0 | 0 | 12 | 1
NO |  | 132 | 2016 | 0 | 21 | 21 |  | Winger (E 1/3) | Wilton | 230 | 230 | Alum Tower | 18 | 0 | 1 |  | 0 | 1852883 | 1852883 | 0 | 0 | 0 | 0 | 0 | 0 | 0 | 0 | 0 | 0 | 0 | 0 | 0 | 0 | 0 | 0 | 0 | 0 | 0 | 0 | 12 | 1
NO |  | 132 | 2016 | 0 | 22 | 22 |  | Grand Forks (M 1/3) | Winnipeg | 230 | 230 | Wood H | 27 | 0 | 1 |  | 0 | 913195 | 913195 | 0 | 0 | 0 | 0 | 0 | 0 | 0 | 0 | 0 | 0 | 0 | 0 | 0 | 0 | 0 | 0 | 0 | 0 | 0 | 0 | 12 | 1
NO |  | 132 | 2016 | 0 | 23 | 23 |  | Big Stone (N 1/3) | Hankinson | 230 | 230 | Wood H | 23 | 0 | 1 |  | 0 | 803584 | 803584 | 0 | 0 | 0 | 0 | 0 | 0 | 0 | 0 | 0 | 0 | 0 | 0 | 0 | 0 | 0 | 0 | 0 | 0 | 0 | 0 | 12 | 1
NO |  | 132 | 2016 | 0 | 24 | 24 |  | Big Stone (S 1/4) | Blair | 230 | 230 | Wood H | 15 | 0 | 1 |  | 0 | 867131 | 867131 | 0 | 0 | 0 | 0 | 0 | 0 | 0 | 0 | 0 | 0 | 0 | 0 | 0 | 0 | 0 | 0 | 0 | 0 | 0 | 0 | 12 | 1
NO |  | 132 | 2016 | 0 | 25 | 25 |  | Harvey | Coal Creek | 230 | 230 | Wood H | 75 | 0 | 1 |  | 0 | 10672352 | 10672352 | 0 | 0 | 0 | 0 | 0 | 0 | 0 | 0 | 0 | 0 | 0 | 0 | 0 | 0 | 0 | 0 | 0 | 0 | 0 | 0 | 12 | 1
NO |  | 132 | 2016 | 0 | 26 | 26 |  | Balta | Harvey | 230 | 230 | Wood H | 22 | 0 | 1 |  | 0 | 4433901 | 4433901 | 0 | 0 | 0 | 0 | 0 | 0 | 0 | 0 | 0 | 0 | 0 | 0 | 0 | 0 | 0 | 0 | 0 | 0 | 0 | 0 | 12 | 1
NO |  | 132 | 2016 | 0 | 27 | 27 |  | Rugby | Balta | 230 | 230 | Steel H | 18 | 0 | 1 |  | 0 | 3486133 | 3486133 | 0 | 0 | 0 | 0 | 0 | 0 | 0 | 0 | 0 | 0 | 0 | 0 | 0 | 0 | 0 | 0 | 0 | 0 | 0 | 0 | 12 | 1
NO |  | 132 | 2016 | 0 | 28 | 28 |  | Wilton | Cass Lake | 230 | 230 | Steel H | 19 | 0 | 1 |  | 489732 | 4363737 | 4853469 | 0 | 0 | 0 | 0 | 0 | 0 | 0 | 0 | 0 | 0 | 0 | 0 | 0 | 0 | 0 | 0 | 0 | 0 | 0 | 0 | 12 | 1
NO |  | 132 | 2016 | 0 | 29 | 29 |  | Cass Lake | Boswell | 230 | 230 | Steel H | 51 | 0 | 1 |  | 567058 | 10910674 | 11477732 | 0 | 0 | 0 | 0 | 0 | 0 | 0 | 0 | 0 | 0 | 0 | 0 | 0 | 0 | 0 | 0 | 0 | 0 | 0 | 0 | 12 | 1
NO |  | 132 | 2016 | 0 | 30 | 30 |  | Hazel Creek | MN Valley | 230 | 345 | Steel Tower | 5 | 0 | 1 |  | 47577 | 704552 | 752129 | 0 | 0 | 0 | 0 | 0 | 0 | 0 | 0 | 0 | 0 | 0 | 0 | 0 | 0 | 0 | 0 | 0 | 0 | 0 | 0 | 12 | 1
SI/NO | A | 132 | 2016 | 0 | 32 | 32 |  |  | Total | 115 | 115 | Wood H | 459 | 0 | 0 |  | 9395 | 11066559 | 11075954 | 0 | 0 | 0 | 275893.6645 | 0 | 0 | 0 | 0 | 0 | 0 | 0 | 0 | 0 | 0 | 0 | 0 | 0 | 0 | 0 | 0 | 12 | 1
SI/NO | A | 132 | 2016 | 0 | 33 | 33 |  |  | Total | 115 | 115 | SWP | 415 | 0 | 0 |  | 994389 | 29360743 | 30355132 | 0 | 0 | 0 | 756123.4548 | 0 | 0 | 0 | 0 | 0 | 0 | 0 | 0 | 0 | 0 | 0 | 0 | 0 | 0 | 0 | 0 | 12 | 1
SI/NO | A | 132 | 2016 | 0 | 34 | 34 |  |  | Total | 115 | 115 | Steel Tower | 4 | 0 | 0 |  | 15584 | 187124 | 202708 | 0 | 0 | 0 | 5049.3035 | 0 | 0 | 0 | 0 | 0 | 0 | 0 | 0 | 0 | 0 | 0 | 0 | 0 | 0 | 0 | 0 | 12 | 1
SI/NO | A | 132 | 2016 | 0 | 35 | 35 |  |  | Total | 69 | 69 |  | 209 | 0 | 0 |  | 0 | 6454471 | 6454471 | 0 | 0 | 0 | 160776.0069 | 0 | 0 | 0 | 0 | 0 | 0 | 0 | 0 | 0 | 0 | 0 | 0 | 0 | 0 | 0 | 0 | 12 | 1
NO |  | 132 | 2016 | 0 | 36 | 36 |  | TOTAL |  | 0 | 0 |  | 5863 | 0 | 31 |  | 14260492 | 301041440 | 315301932 | 6072451 | 1869813 | 49879 | 7992143 | 0 | 0 | 0 | 0 | 0 | 0 | 0 | 0 | 0 | 0 | 0 | 0 | 0 | 0 | 0 | 0 | 12 | 1
SI/NO | A | 132 | 2016 | 1 | 1 | 1 |  |  | Total | 41.6 | 41.6 | SWP | 3762 | 0 | 0 |  | 6426 | 103905088 | 103911514 | 0 | 0 | 0 | 2588357.4796 | 0 | 0 | 0 | 0 | 0 | 0 | 0 | 0 | 0 | 0 | 0 | 0 | 0 | 0 | 0 | 0 | 12 | 1
SI/NO | S | 132 | 2016 | 1 | 2 | 2 |  |  | Total | 41.6 | 41.6 | Underground | 1 | 0 | 0 |  | 0 | 72673 | 72673 | 0 | 0 | 0 | 1810.2296 | 0 | 0 | 0 | 0 | 0 | 0 | 0 | 0 | 0 | 0 | 0 | 0 | 0 | 0 | 0 | 0 | 12 | 1
NO |  | 132 | 2016 | 1 | 3 | 3 |  |  |  | 0 | 0 |  | 0 | 0 | 0 |  | 0 | 0 | 0 | 6072451 | 1869813 | 49879 | 7992143 | 0 | 0 | 0 | 0 | 0 | 0 | 0 | 0 | 0 | 0 | 0 | 0 | 661320229 | 0 | 0 | 0 | 12 | 1
NO |  | 133 | 2016 | 0 | 1 | 1 |  | A.E.C. Windfarm | Pittsburg-Tesla | 230 | 0 | T | 0 | 0 | 2 | 1113AAC | 0 | 0 | 0 | 0 | 0 | 0 | 0 | 0 | 0 | 0 | 0 | 661330471 | 661330472 | 661330473 | 0 | 0 | 0 | 0 | 0 | 0 | 0 | 0 | 0 | 12 | 0
NO |  | 133 | 2016 | 0 | 2 | 2 |  | (Ralph Tap) | #2 | 0 | 0 |  | 0 | 0 | 0 |  | 0 | 0 | 0 | 0 | 0 | 0 | 0 | 0 | 0 | 0 | 0 | 0 | 0 | 0 | 0 | 0 | 0 | 0 | 0 | 0 | 0 | 0 | 0 | 12 | 0
NO |  | 133 | 2016 | 0 | 3 | 3 |  | American Canyon | American Canyon- | 0 | 0 |  | 0 | 0 | 0 |  | 0 | 0 | 0 | 0 | 0 | 0 | 0 | 0 | 0 | 0 | 0 | 0 | 0 | 0 | 0 | 0 | 0 | 0 | 0 | 0 | 0 | 0 | 0 | 12 | 0
NO |  | 133 | 2016 | 0 | 4 | 4 |  |  | Sobrante | 230 | 0 | T | 0 | 0 | 2 | 2300AL | 0 | 0 | 0 | 0 | 0 | 0 | 0 | 0 | 0 | 0 | 0 | 0 | 0 | 0 | 0 | 661330474 | 0 | 0 | 0 | 0 | 0 | 0 | 0 | 12 | 0
NO |  | 133 | 2016 | 0 | 5 | 5 |  | American-Canyon | American | 230 | 0 | T | 0 | 0 | 2 | 2156SSAC | 0 | 0 | 0 | 0 | 0 | 0 | 0 | 0 | 0 | 0 | 0 | 0 | 0 | 0 | 0 | 0 | 0 | 0 | 0 | 0 | 0 | 0 | 0 | 12 | 0
NO |  | 133 | 2016 | 0 | 6 | 6 |  | Sobrante | Carquinez | 0 | 0 |  | 0 | 0 | 0 |  | 0 | 0 | 0 | 0 | 0 | 0 | 0 | 0 | 0 | 0 | 0 | 0 | 0 | 0 | 0 | 0 | 0 | 0 | 0 | 0 | 0 | 0 | 0 | 12 | 0
NO |  | 133 | 2016 | 0 | 7 | 7 |  |  | Straits | 0 | 0 |  | 0 | 0 | 0 |  | 0 | 0 | 0 | 0 | 0 | 0 | 0 | 0 | 0 | 0 | 0 | 0 | 0 | 0 | 0 | 0 | 0 | 0 | 0 | 0 | 0 | 0 | 0 | 12 | 0
NO |  | 133 | 2016 | 0 | 8 | 8 |  | American-Canyon | Sobrante | 230 | 0 | T | 0 | 0 | 2 | AL2300 | 0 | 0 | 0 | 0 | 0 | 0 | 0 | 0 | 0 | 0 | 0 | 0 | 0 | 0 | 0 | 661330475 | 0 | 0 | 0 | 0 | 0 | 0 | 0 | 12 | 0
NO |  | 133 | 2016 | 0 | 9 | 9 |  | Sobrante | Sub | 0 | 0 |  | 0 | 0 | 0 |  | 0 | 0 | 0 | 0 | 0 | 0 | 0 | 0 | 0 | 0 | 0 | 0 | 0 | 0 | 0 | 0 | 0 | 0 | 0 | 0 | 0 | 0 | 0 | 12 | 0
NO |  | 133 | 2016 | 0 | 10 | 10 |  | Arco | Midway | 230 | 0 | T | 0 | 0 | 1 | 795ACSR | 0 | 0 | 0 | 0 | 0 | 0 | 0 | 0 | 0 | 0 | 0 | 0 | 0 | 0 | 0 | 0 | 0 | 0 | 0 | 0 | 0 | 0 | 0 | 12 | 0
NO |  | 133 | 2016 | 0 | 11 | 11 |  | Balch PP | McCall | 230 | 0 | T | 0 | 0 | 1 | 954AL | 0 | 0 | 0 | 0 | 0 | 0 | 0 | 0 | 0 | 0 | 0 | 0 | 0 | 0 | 0 | 0 | 0 | 0 | 0 | 0 | 0 | 0 | 0 | 12 | 0
NO |  | 133 | 2016 | 0 | 12 | 12 |  | Haas PP | McCall | 230 | 0 | T | 0 | 0 | 1 | 795ACSR | 0 | 0 | 0 | 0 | 0 | 0 | 0 | 0 | 0 | 0 | 0 | 0 | 0 | 0 | 0 | 0 | 0 | 0 | 0 | 0 | 0 | 0 | 0 | 12 | 0
NO |  | 133 | 2016 | 0 | 13 | 13 |  |  |  | 230 | 0 | T | 0 | 0 | 1 | 954AL | 0 | 0 | 0 | 0 | 0 | 0 | 0 | 0 | 0 | 0 | 0 | 0 | 0 | 0 | 0 | 0 | 0 | 0 | 0 | 0 | 0 | 0 | 0 | 12 | 0
NO |  | 133 | 2016 | 0 | 14 | 14 |  | Belden PP | Rock Crk. Jct. | 230 | 0 | T | 0 | 0 | 1 | 795ACSR | 0 | 0 | 0 | 0 | 0 | 0 | 0 | 0 | 0 | 0 | 0 | 0 | 0 | 0 | 0 | 0 | 0 | 0 | 0 | 0 | 0 | 0 | 0 | 12 | 0
NO |  | 133 | 2016 | 0 | 15 | 15 |  |  | #1 | 0 | 0 |  | 0 | 0 | 0 |  | 0 | 0 | 0 | 0 | 0 | 0 | 0 | 0 | 0 | 0 | 0 | 0 | 0 | 0 | 0 | 0 | 0 | 0 | 0 | 0 | 0 | 0 | 0 | 12 | 0
NO |  | 133 | 2016 | 0 | 16 | 16 |  | Belden PP | Butte County | 0 | 0 |  | 0 | 0 | 0 |  | 0 | 0 | 0 | 0 | 0 | 0 | 0 | 0 | 0 | 0 | 0 | 0 | 0 | 0 | 0 | 0 | 0 | 0 | 0 | 0 | 0 | 0 | 0 | 12 | 0
NO |  | 133 | 2016 | 0 | 17 | 17 |  |  | Table Mtn. | 230 | 0 | T | 0 | 0 | 1 | 795ACSR | 0 | 0 | 0 | 0 | 0 | 0 | 0 | 0 | 0 | 0 | 0 | 0 | 0 | 0 | 0 | 0 | 0 | 0 | 0 | 0 | 0 | 0 | 0 | 12 | 0
NO |  | 133 | 2016 | 0 | 18 | 18 |  | Bellota | Gregg #1 | 230 | 0 | T | 0 | 0 | 1 | 500CU | 0 | 0 | 0 | 0 | 0 | 0 | 0 | 0 | 0 | 0 | 0 | 0 | 0 | 0 | 0 | 0 | 0 | 0 | 0 | 0 | 0 | 0 | 0 | 12 | 0
NO |  | 133 | 2016 | 0 | 19 | 19 |  |  |  | 230 | 0 | T | 0 | 0 | 1 | 650CU | 0 | 0 | 0 | 0 | 0 | 0 | 0 | 0 | 0 | 0 | 0 | 0 | 0 | 0 | 0 | 0 | 0 | 0 | 0 | 0 | 0 | 0 | 0 | 12 | 0
NO |  | 133 | 2016 | 0 | 20 | 20 |  |  |  | 230 | 0 | T | 0 | 0 | 1 | 795ACSR | 0 | 0 | 0 | 0 | 0 | 0 | 0 | 0 | 0 | 0 | 0 | 0 | 0 | 0 | 0 | 0 | 0 | 0 | 0 | 0 | 0 | 0 | 0 | 12 | 0
NO |  | 133 | 2016 | 0 | 21 | 21 |  |  |  | 230 | 0 | T | 0 | 0 | 1 | 1113AL | 0 | 0 | 0 | 0 | 0 | 0 | 0 | 0 | 0 | 0 | 0 | 0 | 0 | 0 | 0 | 0 | 0 | 0 | 0 | 0 | 0 | 0 | 0 | 12 | 0
NO |  | 133 | 2016 | 0 | 22 | 22 |  |  | #2 | 230 | 0 | T | 0 | 0 | 1 | 500CU | 0 | 0 | 0 | 0 | 0 | 0 | 0 | 0 | 0 | 0 | 0 | 0 | 0 | 0 | 0 | 0 | 0 | 0 | 0 | 0 | 0 | 0 | 0 | 12 | 0
NO |  | 133 | 2016 | 0 | 23 | 23 |  |  |  | 230 | 0 | T | 0 | 0 | 1 | 795ACSR | 0 | 0 | 0 | 0 | 0 | 0 | 0 | 0 | 0 | 0 | 0 | 0 | 0 | 0 | 0 | 0 | 0 | 0 | 0 | 0 | 0 | 0 | 0 | 12 | 0
NO |  | 133 | 2016 | 0 | 24 | 24 |  |  |  | 230 | 0 | T | 0 | 0 | 1 | 1113AL | 0 | 0 | 0 | 0 | 0 | 0 | 0 | 0 | 0 | 0 | 0 | 0 | 0 | 0 | 0 | 0 | 0 | 0 | 0 | 0 | 0 | 0 | 0 | 12 | 0
NO |  | 133 | 2016 | 0 | 25 | 25 |  | Bellota | Tesla #1 | 230 | 0 | T | 0 | 0 | 1 | 954SSAC | 0 | 0 | 0 | 0 | 0 | 0 | 0 | 0 | 0 | 0 | 0 | 0 | 0 | 0 | 0 | 0 | 0 | 0 | 0 | 0 | 0 | 0 | 0 | 12 | 0
NO |  | 133 | 2016 | 0 | 26 | 26 |  |  | #2 | 230 | 0 | T | 0 | 0 | 1 | 954SSAC | 0 | 0 | 0 | 0 | 0 | 0 | 0 | 0 | 0 | 0 | 0 | 0 | 0 | 0 | 0 | 0 | 0 | 0 | 0 | 0 | 0 | 0 | 0 | 12 | 0
NO |  | 133 | 2016 | 0 | 27 | 27 |  |  |  | 230 | 0 | SSP | 0 | 0 | 1 | 954SSAC | 0 | 0 | 0 | 0 | 0 | 0 | 0 | 0 | 0 | 0 | 0 | 0 | 0 | 0 | 0 | 0 | 0 | 0 | 0 | 0 | 0 | 0 | 0 | 12 | 0
NO |  | 133 | 2016 | 0 | 28 | 28 |  |  |  | 230 | 0 | T | 0 | 0 | 1 | 954SSAC | 0 | 0 | 0 | 0 | 0 | 0 | 0 | 0 | 0 | 0 | 0 | 0 | 0 | 0 | 0 | 0 | 0 | 0 | 0 | 0 | 0 | 0 | 0 | 12 | 0
NO |  | 133 | 2016 | 0 | 29 | 29 |  | Black PP | Pit #5 PP | 230 | 0 | T | 0 | 0 | 1 | 795ACSR | 0 | 0 | 0 | 0 | 0 | 0 | 0 | 0 | 0 | 0 | 0 | 0 | 0 | 0 | 0 | 0 | 0 | 0 | 0 | 0 | 0 | 0 | 0 | 12 | 0
NO |  | 133 | 2016 | 0 | 30 | 30 |  | Bottle Rock PP |  | 230 | 0 | T | 0 | 0 | 1 | 1113AL | 0 | 0 | 0 | 0 | 0 | 0 | 0 | 0 | 0 | 0 | 0 | 0 | 0 | 0 | 0 | 661330476 | 0 | 0 | 0 | 0 | 0 | 0 | 0 | 12 | 0
NO |  | 133 | 2016 | 0 | 31 | 31 |  | Bucks Crk PP |  | 230 | 0 | T | 0 | 0 | 1 | 795ACSR | 0 | 0 | 0 | 0 | 0 | 0 | 0 | 0 | 0 | 0 | 0 | 0 | 0 | 0 | 0 | 0 | 0 | 0 | 0 | 0 | 0 | 0 | 0 | 12 | 0
NO |  | 133 | 2016 | 0 | 32 | 32 |  | Caribou PH #2 | Table Mtn. | 230 | 0 | T | 0 | 0 | 1 | 795ACSR | 0 | 0 | 0 | 0 | 0 | 0 | 0 | 0 | 0 | 0 | 0 | 0 | 0 | 0 | 0 | 0 | 0 | 0 | 0 | 0 | 0 | 0 | 0 | 12 | 0
NO |  | 133 | 2016 | 0 | 33 | 33 |  |  |  | 230 | 0 | T | 0 | 0 | 1 | 1113AL | 0 | 0 | 0 | 0 | 0 | 0 | 0 | 0 | 0 | 0 | 0 | 0 | 0 | 0 | 0 | 0 | 0 | 0 | 0 | 0 | 0 | 0 | 0 | 12 | 0
NO |  | 133 | 2016 | 0 | 34 | 34 |  |  |  | 230 | 0 | T | 0 | 0 | 1 | 954AL | 0 | 0 | 0 | 0 | 0 | 0 | 0 | 0 | 0 | 0 | 0 | 0 | 0 | 0 | 0 | 0 | 0 | 0 | 0 | 0 | 0 | 0 | 0 | 12 | 0
NO |  | 133 | 2016 | 0 | 35 | 35 |  | Castle Rock Jct. | Fulton #1 | 230 | 0 | SSP | 0 | 0 | 1 | 1113AL | 0 | 0 | 0 | 0 | 0 | 0 | 0 | 0 | 0 | 0 | 0 | 0 | 0 | 0 | 0 | 0 | 0 | 0 | 0 | 0 | 0 | 0 | 0 | 12 | 0
NO |  | 133 | 2016 | 0 | 36 | 36 |  | TOTAL |  | 0 | 0 |  | 13746.93 | 4391.37 | 381 |  | 210818257 | 4142071208 | 4353511087 | 13982099 | 84142859 | 0 | 98124958 | 0 | 0 | 0 | 0 | 0 | 0 | 0 | 0 | 0 | 0 | 0 | 0 | 0 | 0 | 0 | 0 | 12 | 0
NO |  | 133 | 2016 | 1 | 1 | 1 |  | Castle Rock | Fulton #2 | 230 | 0 | T | 0 | 0 | 0 | 1113AL | 0 | 0 | 0 | 0 | 0 | 0 | 0 | 0 | 0 | 0 | 0 | 0 | 0 | 0 | 0 | 0 | 0 | 0 | 0 | 0 | 0 | 0 | 0 | 12 | 0
NO |  | 133 | 2016 | 1 | 2 | 2 |  | Junction |  | 0 | 0 |  | 0 | 0 | 0 |  | 0 | 0 | 0 | 0 | 0 | 0 | 0 | 0 | 0 | 0 | 0 | 0 | 0 | 0 | 0 | 0 | 0 | 0 | 0 | 0 | 0 | 0 | 0 | 12 | 0
NO |  | 133 | 2016 | 1 | 3 | 3 |  |  |  | 230 | 0 | SSP | 0 | 0 | 1 |  | 0 | 0 | 0 | 0 | 0 | 0 | 0 | 0 | 0 | 0 | 0 | 0 | 0 | 0 | 0 | 0 | 0 | 0 | 0 | 0 | 0 | 0 | 0 | 12 | 0
NO |  | 133 | 2016 | 1 | 4 | 4 |  | Castle Rock | Lakeville Sub #1 | 230 | 0 | T | 0 | 0 | 2 | 2300AL | 0 | 0 | 0 | 0 | 0 | 0 | 0 | 0 | 0 | 0 | 0 | 0 | 0 | 0 | 0 | 661330477 | 0 | 0 | 0 | 0 | 0 | 0 | 0 | 12 | 0
NO |  | 133 | 2016 | 1 | 5 | 5 |  |  |  | 230 | 0 | T | 0 | 0 | 1 | 1113AL | 0 | 0 | 0 | 0 | 0 | 0 | 0 | 0 | 0 | 0 | 0 | 0 | 0 | 0 | 0 | 661330478 | 0 | 0 | 0 | 0 | 0 | 0 | 0 | 12 | 0
NO |  | 133 | 2016 | 1 | 6 | 6 |  |  |  | 230 | 0 | UG | 0 | 0 | 1 | 3500AL | 0 | 0 | 0 | 0 | 0 | 0 | 0 | 0 | 0 | 0 | 0 | 0 | 0 | 0 | 0 | 661330479 | 0 | 0 | 0 | 0 | 0 | 0 | 0 | 12 | 0
NO |  | 133 | 2016 | 1 | 7 | 7 |  | Castle Rock | Lakeville Sub #2 | 230 | 0 | T | 0 | 0 | 1 | 2300AL | 0 | 0 | 0 | 0 | 0 | 0 | 0 | 0 | 0 | 0 | 0 | 0 | 0 | 0 | 0 | 661330480 | 0 | 0 | 0 | 0 | 0 | 0 | 0 | 12 | 0
NO |  | 133 | 2016 | 1 | 8 | 8 |  |  |  | 230 | 0 | T | 0 | 0 | 1 | 1113AL | 0 | 0 | 0 | 0 | 0 | 0 | 0 | 0 | 0 | 0 | 0 | 0 | 0 | 0 | 0 | 661330481 | 0 | 0 | 0 | 0 | 0 | 0 | 0 | 12 | 0
NO |  | 133 | 2016 | 1 | 10 | 10 |  | Center of | American Canyon- | 230 | 0 | T | 0 | 0 | 2 | 2156SSAC | 0 | 0 | 0 | 0 | 0 | 0 | 0 | 0 | 0 | 0 | 0 | 0 | 0 | 0 | 0 | 0 | 0 | 0 | 0 | 0 | 0 | 0 | 0 | 12 | 0
NO |  | 133 | 2016 | 1 | 11 | 11 |  | Carquinez Straits | Sobrante | 0 | 0 |  | 0 | 0 | 0 |  | 0 | 0 | 0 | 0 | 0 | 0 | 0 | 0 | 0 | 0 | 0 | 0 | 0 | 0 | 0 | 0 | 0 | 0 | 0 | 0 | 0 | 0 | 0 | 12 | 0
NO |  | 133 | 2016 | 1 | 13 | 13 |  | Contra Costa | Contra Costa | 0 | 0 |  | 0 | 0 | 0 |  | 0 | 0 | 0 | 0 | 0 | 0 | 0 | 0 | 0 | 0 | 0 | 0 | 0 | 0 | 0 | 0 | 0 | 0 | 0 | 0 | 0 | 0 | 0 | 12 | 0
NO |  | 133 | 2016 | 1 | 14 | 14 |  | PP | Sub #1 & 2 | 230 | 0 | T | 0 | 0 | 1 | 795ACSR | 0 | 0 | 0 | 0 | 0 | 0 | 0 | 0 | 0 | 0 | 0 | 0 | 0 | 0 | 0 | 0 | 0 | 0 | 0 | 0 | 0 | 0 | 0 | 12 | 0
NO |  | 133 | 2016 | 1 | 15 | 15 |  | Contra Costa | Newark #1 | 0 | 0 |  | 0 | 0 | 0 |  | 0 | 0 | 0 | 0 | 0 | 0 | 0 | 0 | 0 | 0 | 0 | 0 | 0 | 0 | 0 | 0 | 0 | 0 | 0 | 0 | 0 | 0 | 0 | 12 | 0
NO |  | 133 | 2016 | 1 | 16 | 16 |  | PP | and #2 | 230 | 0 | T | 0 | 0 | 2 | 954ACSR | 0 | 0 | 0 | 0 | 0 | 0 | 0 | 0 | 0 | 0 | 0 | 0 | 0 | 0 | 0 | 0 | 0 | 0 | 0 | 0 | 0 | 0 | 0 | 12 | 0
NO |  | 133 | 2016 | 1 | 17 | 17 |  |  |  | 230 | 0 | T | 0 | 0 | 2 | 795ACSR | 0 | 0 | 0 | 0 | 0 | 0 | 0 | 0 | 0 | 0 | 0 | 0 | 0 | 0 | 0 | 0 | 0 | 0 | 0 | 0 | 0 | 0 | 0 | 12 | 0
NO |  | 133 | 2016 | 1 | 18 | 18 |  |  |  | 230 | 0 | T | 0 | 0 | 2 | 1113AL | 0 | 0 | 0 | 0 | 0 | 0 | 0 | 0 | 0 | 0 | 0 | 0 | 0 | 0 | 0 | 0 | 0 | 0 | 0 | 0 | 0 | 0 | 0 | 12 | 0
NO |  | 133 | 2016 | 1 | 19 | 19 |  | Contra Costa | Newark #3 | 0 | 0 |  | 0 | 0 | 0 |  | 0 | 0 | 0 | 0 | 0 | 0 | 0 | 0 | 0 | 0 | 0 | 0 | 0 | 0 | 0 | 0 | 0 | 0 | 0 | 0 | 0 | 0 | 0 | 12 | 0
NO |  | 133 | 2016 | 1 | 20 | 20 |  | PP | Research Sub | 230 | 0 | SSP | 0 | 0 | 1 | 1113AL | 0 | 0 | 0 | 0 | 0 | 0 | 0 | 0 | 0 | 0 | 0 | 0 | 0 | 0 | 0 | 0 | 0 | 0 | 0 | 0 | 0 | 0 | 0 | 12 | 0
NO |  | 133 | 2016 | 1 | 21 | 21 |  | Contra Costa | Tesla #1 | 230 | 0 | T | 0 | 0 | 1 | 954ACSR | 0 | 0 | 0 | 0 | 0 | 0 | 0 | 0 | 0 | 0 | 0 | 0 | 0 | 0 | 0 | 0 | 0 | 0 | 0 | 0 | 0 | 0 | 0 | 12 | 0
NO |  | 133 | 2016 | 1 | 22 | 22 |  | PP |  | 230 | 0 | T | 0 | 0 | 1 | 1113AL | 0 | 0 | 0 | 0 | 0 | 0 | 0 | 0 | 0 | 0 | 0 | 0 | 0 | 0 | 0 | 0 | 0 | 0 | 0 | 0 | 0 | 0 | 0 | 12 | 0
NO |  | 133 | 2016 | 1 | 23 | 23 |  | Contra Costa | Tesla #2 | 230 | 0 | T | 0 | 0 | 1 | 1113AL | 0 | 0 | 0 | 0 | 0 | 0 | 0 | 0 | 0 | 0 | 0 | 0 | 0 | 0 | 0 | 0 | 0 | 0 | 0 | 0 | 0 | 0 | 0 | 12 | 0
NO |  | 133 | 2016 | 1 | 24 | 24 |  | Contra Costa |  | 0 | 0 |  | 0 | 0 | 0 |  | 0 | 0 | 0 | 0 | 0 | 0 | 0 | 0 | 0 | 0 | 0 | 0 | 0 | 0 | 0 | 0 | 0 | 0 | 0 | 0 | 0 | 0 | 0 | 12 | 0
NO |  | 133 | 2016 | 1 | 25 | 25 |  | PP |  | 230 | 0 |  | 0 | 0 | 1 | 954ACSR | 0 | 0 | 0 | 0 | 0 | 0 | 0 | 0 | 0 | 0 | 0 | 0 | 0 | 0 | 0 | 0 | 0 | 0 | 0 | 0 | 0 | 0 | 0 | 12 | 0
NO |  | 133 | 2016 | 1 | 26 | 26 |  | Contra Costa | Tesla #2 | 0 | 0 |  | 0 | 0 | 0 |  | 0 | 0 | 0 | 0 | 0 | 0 | 0 | 0 | 0 | 0 | 0 | 0 | 0 | 0 | 0 | 0 | 0 | 0 | 0 | 0 | 0 | 0 | 0 | 12 | 0
NO |  | 133 | 2016 | 1 | 27 | 27 |  | PP | Windmaster | 0 | 0 |  | 0 | 0 | 0 |  | 0 | 0 | 0 | 0 | 0 | 0 | 0 | 0 | 0 | 0 | 0 | 0 | 0 | 0 | 0 | 0 | 0 | 0 | 0 | 0 | 0 | 0 | 0 | 12 | 0
NO |  | 133 | 2016 | 1 | 28 | 28 |  |  | Sub | 230 | 0 | T | 0 | 0 | 1 | 1113AL | 0 | 0 | 0 | 0 | 0 | 0 | 0 | 0 | 0 | 0 | 0 | 0 | 0 | 0 | 0 | 0 | 0 | 0 | 0 | 0 | 0 | 0 | 0 | 12 | 0
NO |  | 133 | 2016 | 1 | 29 | 29 |  | Contra Costa | Brentwood Sub | 230 | 0 | T | 0 | 0 | 1 | 1113AL | 0 | 0 | 0 | 0 | 0 | 0 | 0 | 0 | 0 | 0 | 0 | 0 | 0 | 0 | 0 | 0 | 0 | 0 | 0 | 0 | 0 | 0 | 0 | 12 | 0
NO |  | 133 | 2016 | 1 | 30 | 30 |  | PP | Tesla #1 & 2 | 230 | 0 | T | 0 | 0 | 1 | 1113AL | 0 | 0 | 0 | 0 | 0 | 0 | 0 | 0 | 0 | 0 | 0 | 0 | 0 | 0 | 0 | 0 | 0 | 0 | 0 | 0 | 0 | 0 | 0 | 12 | 0
NO |  | 133 | 2016 | 1 | 31 | 31 |  | Contra Costa | San Mateo | 230 | 0 | T | 0 | 0 | 2 | 954ACSR | 0 | 0 | 0 | 0 | 0 | 0 | 0 | 0 | 0 | 0 | 0 | 0 | 0 | 0 | 0 | 0 | 0 | 0 | 0 | 0 | 0 | 0 | 0 | 12 | 0
NO |  | 133 | 2016 | 1 | 32 | 32 |  | PP | #1 & #2 | 230 | 0 | T | 0 | 0 | 2 | 2300AL | 0 | 0 | 0 | 0 | 0 | 0 | 0 | 0 | 0 | 0 | 0 | 0 | 0 | 0 | 0 | 0 | 0 | 0 | 0 | 0 | 0 | 0 | 0 | 12 | 0
NO |  | 133 | 2016 | 1 | 33 | 33 |  |  |  | 230 | 0 | T | 0 | 0 | 2 | 954ACSR | 0 | 0 | 0 | 0 | 0 | 0 | 0 | 0 | 0 | 0 | 0 | 0 | 0 | 0 | 0 | 0 | 0 | 0 | 0 | 0 | 0 | 0 | 0 | 12 | 0
NO |  | 133 | 2016 | 1 | 34 | 34 |  |  |  | 230 | 0 | T | 0 | 0 | 2 | 1113AL | 0 | 0 | 0 | 0 | 0 | 0 | 0 | 0 | 0 | 0 | 0 | 0 | 0 | 0 | 0 | 0 | 0 | 0 | 0 | 0 | 0 | 0 | 0 | 12 | 0
NO |  | 133 | 2016 | 1 | 35 | 35 |  |  |  | 230 | 0 | T | 0 | 0 | 2 | 954ACSR | 0 | 0 | 0 | 0 | 0 | 0 | 0 | 0 | 0 | 0 | 0 | 0 | 0 | 0 | 0 | 0 | 0 | 0 | 0 | 0 | 0 | 0 | 0 | 12 | 0
NO |  | 133 | 2016 | 2 | 1 | 1 |  | Contra Costa | San Mateo | 230 | 0 | T | 0 | 0 | 2 | 954ACSR | 0 | 0 | 0 | 0 | 0 | 0 | 0 | 0 | 0 | 0 | 0 | 0 | 0 | 0 | 0 | 0 | 0 | 0 | 0 | 0 | 0 | 0 | 0 | 12 | 0
NO |  | 133 | 2016 | 2 | 2 | 2 |  | PP | #1 & #2 | 230 | 0 | T | 0 | 0 | 2 | 954ACSR | 0 | 0 | 0 | 0 | 0 | 0 | 0 | 0 | 0 | 0 | 0 | 0 | 0 | 0 | 0 | 0 | 0 | 0 | 0 | 0 | 0 | 0 | 0 | 12 | 0
NO |  | 133 | 2016 | 2 | 3 | 3 |  | Cottonwood | Vaca-Dixon #1 | 230 | 0 | T | 0 | 0 | 1 | 954ACSR | 0 | 0 | 0 | 0 | 0 | 0 | 0 | 0 | 0 | 0 | 0 | 0 | 0 | 0 | 0 | 0 | 0 | 0 | 0 | 0 | 0 | 0 | 0 | 12 | 0
NO |  | 133 | 2016 | 2 | 4 | 4 |  |  | #2 | 230 | 0 | T | 0 | 0 | 1 | 954ACSR | 0 | 0 | 0 | 0 | 0 | 0 | 0 | 0 | 0 | 0 | 0 | 0 | 0 | 0 | 0 | 0 | 0 | 0 | 0 | 0 | 0 | 0 | 0 | 12 | 0
NO |  | 133 | 2016 | 2 | 5 | 5 |  | Cottonwood | Vac-Dixon #2 | 230 | 0 | T | 0 | 0 | 1 | 1113AL | 0 | 0 | 0 | 0 | 0 | 0 | 0 | 0 | 0 | 0 | 0 | 0 | 0 | 0 | 0 | 0 | 0 | 0 | 0 | 0 | 0 | 0 | 0 | 12 | 0
NO |  | 133 | 2016 | 2 | 6 | 6 |  | Diablo Cyn PP | Gates | 500 | 0 | T | 0 | 0 | 1 | 2300AL | 0 | 0 | 0 | 0 | 0 | 0 | 0 | 0 | 0 | 0 | 0 | 0 | 0 | 0 | 0 | 0 | 0 | 0 | 0 | 0 | 0 | 0 | 0 | 12 | 0
NO |  | 133 | 2016 | 2 | 7 | 7 |  | Diablo Cyn PP | Mesa | 230 | 0 | T | 0 | 0 | 1 | 1113AL | 0 | 0 | 0 | 0 | 0 | 0 | 0 | 0 | 0 | 0 | 0 | 0 | 0 | 0 | 0 | 0 | 0 | 0 | 0 | 0 | 0 | 0 | 0 | 12 | 0
NO |  | 133 | 2016 | 2 | 8 | 8 |  | Diablo Cyn PP | Midway | 500 | 0 | T | 0 | 0 | 1 | 2300AL | 0 | 0 | 0 | 0 | 0 | 0 | 0 | 0 | 0 | 0 | 0 | 0 | 0 | 0 | 0 | 0 | 0 | 0 | 0 | 0 | 0 | 0 | 0 | 12 | 0
NO |  | 133 | 2016 | 2 | 9 | 9 |  | Diablo Cyn PP | Midway #3 | 500 | 0 | T | 0 | 0 | 1 | 2300AL | 0 | 0 | 0 | 0 | 0 | 0 | 0 | 0 | 0 | 0 | 0 | 0 | 0 | 0 | 0 | 0 | 0 | 0 | 0 | 0 | 0 | 0 | 0 | 12 | 0
NO |  | 133 | 2016 | 2 | 10 | 10 |  | Diablo Cyn PP #1 | D.C. Smith Yard | 500 | 0 | T | 0 | 0 | 1 | 2300AL | 0 | 0 | 0 | 0 | 0 | 0 | 0 | 0 | 0 | 0 | 0 | 0 | 0 | 0 | 0 | 0 | 0 | 0 | 0 | 0 | 0 | 0 | 0 | 12 | 0
NO |  | 133 | 2016 | 2 | 11 | 11 |  | Diablo Cyn PP #2 | D.C. Switch Yard | 500 | 0 | T | 0 | 0 | 1 | 2300AL | 0 | 0 | 0 | 0 | 0 | 0 | 0 | 0 | 0 | 0 | 0 | 0 | 0 | 0 | 0 | 0 | 0 | 0 | 0 | 0 | 0 | 0 | 0 | 12 | 0
NO |  | 133 | 2016 | 2 | 12 | 12 |  | Fulton | Ignacio #1 | 230 | 0 | T | 0 | 0 | 1 | 1113AL | 0 | 0 | 0 | 0 | 0 | 0 | 0 | 0 | 0 | 0 | 0 | 0 | 0 | 0 | 0 | 0 | 0 | 0 | 0 | 0 | 0 | 0 | 0 | 12 | 0
NO |  | 133 | 2016 | 2 | 13 | 13 |  |  |  | 230 | 0 | SSP | 0 | 0 | 1 | 1113AL | 0 | 0 | 0 | 0 | 0 | 0 | 0 | 0 | 0 | 0 | 0 | 0 | 0 | 0 | 0 | 0 | 0 | 0 | 0 | 0 | 0 | 0 | 0 | 12 | 0
NO |  | 133 | 2016 | 2 | 14 | 14 |  | Fulton | Ignacio #2 | 230 | 0 | T | 0 | 0 | 1 | 1113AL | 0 | 0 | 0 | 0 | 0 | 0 | 0 | 0 | 0 | 0 | 0 | 0 | 0 | 0 | 0 | 0 | 0 | 0 | 0 | 0 | 0 | 0 | 0 | 12 | 0
NO |  | 133 | 2016 | 2 | 15 | 15 |  |  |  | 230 | 0 | SSP | 0 | 0 | 1 | 1113AL | 0 | 0 | 0 | 0 | 0 | 0 | 0 | 0 | 0 | 0 | 0 | 0 | 0 | 0 | 0 | 0 | 0 | 0 | 0 | 0 | 0 | 0 | 0 | 12 | 0
NO |  | 133 | 2016 | 2 | 16 | 16 |  | Gates | Gregg | 230 | 0 | T | 0 | 0 | 1 | 1113AL | 0 | 0 | 0 | 0 | 0 | 0 | 0 | 0 | 0 | 0 | 0 | 0 | 0 | 0 | 0 | 0 | 0 | 0 | 0 | 0 | 0 | 0 | 0 | 12 | 0
NO |  | 133 | 2016 | 2 | 17 | 17 |  | Gates | Arco | 230 | 0 | T | 0 | 0 | 1 | 795ACSR | 0 | 0 | 0 | 0 | 0 | 0 | 0 | 0 | 0 | 0 | 0 | 0 | 0 | 0 | 0 | 0 | 0 | 0 | 0 | 0 | 0 | 0 | 0 | 12 | 0
NO |  | 133 | 2016 | 2 | 18 | 18 |  | Gates | McCall | 230 | 0 | T | 0 | 0 | 1 | 1113AL | 0 | 0 | 0 | 0 | 0 | 0 | 0 | 0 | 0 | 0 | 0 | 0 | 0 | 0 | 0 | 0 | 0 | 0 | 0 | 0 | 0 | 0 | 0 | 12 | 0
NO |  | 133 | 2016 | 2 | 19 | 19 |  | Gates | Panoche #1 | 230 | 0 | T | 0 | 0 | 1 | 795ACSR | 0 | 0 | 0 | 0 | 0 | 0 | 0 | 0 | 0 | 0 | 0 | 0 | 0 | 0 | 0 | 0 | 0 | 0 | 0 | 0 | 0 | 0 | 0 | 12 | 0
NO |  | 133 | 2016 | 2 | 20 | 20 |  |  |  | 230 | 0 | SWP | 0 | 0 | 1 | 795ACSR | 0 | 0 | 0 | 0 | 0 | 0 | 0 | 0 | 0 | 0 | 0 | 0 | 0 | 0 | 0 | 0 | 0 | 0 | 0 | 0 | 0 | 0 | 0 | 12 | 0
NO |  | 133 | 2016 | 2 | 21 | 21 |  |  | #2 | 230 | 0 | T | 0 | 0 | 1 | 795ACSR | 0 | 0 | 0 | 0 | 0 | 0 | 0 | 0 | 0 | 0 | 0 | 0 | 0 | 0 | 0 | 0 | 0 | 0 | 0 | 0 | 0 | 0 | 0 | 12 | 0
NO |  | 133 | 2016 | 2 | 22 | 22 |  | Geysers ll | Castle Rock | 230 | 0 | T | 0 | 0 | 2 | 1113AL | 0 | 0 | 0 | 0 | 0 | 0 | 0 | 0 | 0 | 0 | 0 | 0 | 0 | 0 | 0 | 0 | 0 | 0 | 0 | 0 | 0 | 0 | 0 | 12 | 0
NO |  | 133 | 2016 | 2 | 23 | 23 |  | Castle Rock | Jct.- Fulton | 0 | 0 |  | 0 | 0 | 0 |  | 0 | 0 | 0 | 0 | 0 | 0 | 0 | 0 | 0 | 0 | 0 | 0 | 0 | 0 | 0 | 0 | 0 | 0 | 0 | 0 | 0 | 0 | 0 | 12 | 0
NO |  | 133 | 2016 | 2 | 24 | 24 |  | Jct. Cir. | Cir. #2 | 0 | 0 |  | 0 | 0 | 0 |  | 0 | 0 | 0 | 0 | 0 | 0 | 0 | 0 | 0 | 0 | 0 | 0 | 0 | 0 | 0 | 0 | 0 | 0 | 0 | 0 | 0 | 0 | 0 | 12 | 0
NO |  | 133 | 2016 | 2 | 25 | 25 |  | Geysers 20 | Geysers 13 | 230 | 0 | T | 0 | 0 | 1 | 1431AL | 0 | 0 | 0 | 0 | 0 | 0 | 0 | 0 | 0 | 0 | 0 | 0 | 0 | 0 | 0 | 0 | 0 | 0 | 0 | 0 | 0 | 0 | 0 | 12 | 0
NO |  | 133 | 2016 | 2 | 26 | 26 |  |  | Tap | 0 | 0 |  | 0 | 0 | 0 |  | 0 | 0 | 0 | 0 | 0 | 0 | 0 | 0 | 0 | 0 | 0 | 0 | 0 | 0 | 0 | 0 | 0 | 0 | 0 | 0 | 0 | 0 | 0 | 12 | 0
NO |  | 133 | 2016 | 2 | 27 | 27 |  | Geysers 16 | NCPA Tap | 230 | 0 | T | 0 | 0 | 1 | 1113AL | 0 | 0 | 0 | 0 | 0 | 0 | 0 | 0 | 0 | 0 | 0 | 0 | 0 | 0 | 0 | 0 | 0 | 0 | 0 | 0 | 0 | 0 | 0 | 12 | 0
NO |  | 133 | 2016 | 2 | 28 | 28 |  | Geysers 12 PP | Geysers 14 | 230 | 0 | T | 0 | 0 | 1 | 1113AL | 0 | 0 | 0 | 0 | 0 | 0 | 0 | 0 | 0 | 0 | 0 | 0 | 0 | 0 | 0 | 0 | 0 | 0 | 0 | 0 | 0 | 0 | 0 | 12 | 0
NO |  | 133 | 2016 | 2 | 29 | 29 |  |  | Castle Rock | 0 | 0 |  | 0 | 0 | 0 |  | 0 | 0 | 0 | 0 | 0 | 0 | 0 | 0 | 0 | 0 | 0 | 0 | 0 | 0 | 0 | 0 | 0 | 0 | 0 | 0 | 0 | 0 | 0 | 12 | 0
NO |  | 133 | 2016 | 2 | 30 | 30 |  | Geysers PP | Castle Rock | 230 | 0 | T | 0 | 0 | 2 | 1113AL | 0 | 0 | 0 | 0 | 0 | 0 | 0 | 0 | 0 | 0 | 0 | 0 | 0 | 0 | 0 | 0 | 0 | 0 | 0 | 0 | 0 | 0 | 0 | 12 | 0
NO |  | 133 | 2016 | 2 | 31 | 31 |  | (Unit #14) | Lakeville | 0 | 0 |  | 0 | 0 | 0 |  | 0 | 0 | 0 | 0 | 0 | 0 | 0 | 0 | 0 | 0 | 0 | 0 | 0 | 0 | 0 | 0 | 0 | 0 | 0 | 0 | 0 | 0 | 0 | 12 | 0
NO |  | 133 | 2016 | 2 | 32 | 32 |  | Geysers PP | Castle Rock | 230 | 0 | T | 0 | 0 | 1 | 1113AL | 0 | 0 | 0 | 0 | 0 | 0 | 0 | 0 | 0 | 0 | 0 | 0 | 0 | 0 | 0 | 0 | 0 | 0 | 0 | 0 | 0 | 0 | 0 | 12 | 0
NO |  | 133 | 2016 | 2 | 33 | 33 |  | (Unit #5 & 6) | Jct. | 0 | 0 |  | 0 | 0 | 0 |  | 0 | 0 | 0 | 0 | 0 | 0 | 0 | 0 | 0 | 0 | 0 | 0 | 0 | 0 | 0 | 0 | 0 | 0 | 0 | 0 | 0 | 0 | 0 | 12 | 0
NO |  | 133 | 2016 | 2 | 34 | 34 |  | Geysers PP | Castle Rock | 230 | 0 | T | 0 | 0 | 1 | 1113AL | 0 | 0 | 0 | 0 | 0 | 0 | 0 | 0 | 0 | 0 | 0 | 0 | 0 | 0 | 0 | 0 | 0 | 0 | 0 | 0 | 0 | 0 | 0 | 12 | 0
NO |  | 133 | 2016 | 2 | 35 | 35 |  | (Unit ll) | Jct. | 0 | 0 |  | 0 | 0 | 0 |  | 0 | 0 | 0 | 0 | 0 | 0 | 0 | 0 | 0 | 0 | 0 | 0 | 0 | 0 | 0 | 0 | 0 | 0 | 0 | 0 | 0 | 0 | 0 | 12 | 0
NO |  | 133 | 2016 | 3 | 1 | 1 |  | Geysers PP | Castle Rock | 230 | 0 | T | 0 | 0 | 1 | 1113AL | 0 | 0 | 0 | 0 | 0 | 0 | 0 | 0 | 0 | 0 | 0 | 0 | 0 | 0 | 0 | 0 | 0 | 0 | 0 | 0 | 0 | 0 | 0 | 12 | 0
NO |  | 133 | 2016 | 3 | 2 | 2 |  | (Unit 9 & 10) | Jct. | 0 | 0 |  | 0 | 0 | 0 |  | 0 | 0 | 0 | 0 | 0 | 0 | 0 | 0 | 0 | 0 | 0 | 0 | 0 | 0 | 0 | 0 | 0 | 0 | 0 | 0 | 0 | 0 | 0 | 12 | 0
NO |  | 133 | 2016 | 3 | 3 | 3 |  | Geysers PP | Geysers PP | 0 | 0 |  | 0 | 0 | 0 |  | 0 | 0 | 0 | 0 | 0 | 0 | 0 | 0 | 0 | 0 | 0 | 0 | 0 | 0 | 0 | 0 | 0 | 0 | 0 | 0 | 0 | 0 | 0 | 12 | 0
NO |  | 133 | 2016 | 3 | 4 | 4 |  | (Unit 13) | (Unit (9) | 0 | 0 |  | 0 | 0 | 0 |  | 0 | 0 | 0 | 0 | 0 | 0 | 0 | 0 | 0 | 0 | 0 | 0 | 0 | 0 | 0 | 0 | 0 | 0 | 0 | 0 | 0 | 0 | 0 | 12 | 0
NO |  | 133 | 2016 | 3 | 5 | 5 |  |  | Castle Rock | 0 | 0 |  | 0 | 0 | 0 |  | 0 | 0 | 0 | 0 | 0 | 0 | 0 | 0 | 0 | 0 | 0 | 0 | 0 | 0 | 0 | 0 | 0 | 0 | 0 | 0 | 0 | 0 | 0 | 12 | 0
NO |  | 133 | 2016 | 3 | 6 | 6 |  |  | Jct. | 230 | 0 | T | 0 | 0 | 1 | 1431AL | 0 | 0 | 0 | 0 | 0 | 0 | 0 | 0 | 0 | 0 | 0 | 0 | 0 | 0 | 0 | 0 | 0 | 0 | 0 | 0 | 0 | 0 | 0 | 12 | 0
NO |  | 133 | 2016 | 3 | 7 | 7 |  |  |  | 230 | 0 | UG | 0 | 0 | 1 | 3500AL | 0 | 0 | 0 | 0 | 0 | 0 | 0 | 0 | 0 | 0 | 0 | 0 | 0 | 0 | 0 | 0 | 0 | 0 | 0 | 0 | 0 | 0 | 0 | 12 | 0
NO |  | 133 | 2016 | 3 | 8 | 8 |  | Geysers PP | Occidental | 0 | 0 |  | 0 | 0 | 0 |  | 0 | 0 | 0 | 0 | 0 | 0 | 0 | 0 | 0 | 0 | 0 | 0 | 0 | 0 | 0 | 0 | 0 | 0 | 0 | 0 | 0 | 0 | 0 | 12 | 0
NO |  | 133 | 2016 | 3 | 9 | 9 |  | (Unit (9) | Petroleum | 0 | 0 |  | 0 | 0 | 0 |  | 0 | 0 | 0 | 0 | 0 | 0 | 0 | 0 | 0 | 0 | 0 | 0 | 0 | 0 | 0 | 0 | 0 | 0 | 0 | 0 | 0 | 0 | 0 | 12 | 0
NO |  | 133 | 2016 | 3 | 10 | 10 |  | Geysers PP | Geothermal | 0 | 0 |  | 0 | 0 | 0 |  | 0 | 0 | 0 | 0 | 0 | 0 | 0 | 0 | 0 | 0 | 0 | 0 | 0 | 0 | 0 | 0 | 0 | 0 | 0 | 0 | 0 | 0 | 0 | 12 | 0
NO |  | 133 | 2016 | 3 | 11 | 11 |  | (Unit 13) | PP #1 | 230 | 0 | T | 0 | 0 | 1 | 1113AL | 0 | 0 | 0 | 0 | 0 | 0 | 0 | 0 | 0 | 0 | 0 | 0 | 0 | 0 | 0 | 0 | 0 | 0 | 0 | 0 | 0 | 0 | 0 | 12 | 0
NO |  | 133 | 2016 | 3 | 12 | 12 |  | Geysers PP | Castle Rock | 230 | 0 | T | 0 | 0 | 1 | 1113AL | 0 | 0 | 0 | 0 | 0 | 0 | 0 | 0 | 0 | 0 | 0 | 0 | 0 | 0 | 0 | 0 | 0 | 0 | 0 | 0 | 0 | 0 | 0 | 12 | 0
NO |  | 133 | 2016 | 3 | 13 | 13 |  | (Unit 14) | Jct. | 230 | 0 | T | 0 | 0 | 1 | 1113AL | 0 | 0 | 0 | 0 | 0 | 0 | 0 | 0 | 0 | 0 | 0 | 0 | 0 | 0 | 0 | 0 | 0 | 0 | 0 | 0 | 0 | 0 | 0 | 12 | 0
NO |  | 133 | 2016 | 3 | 14 | 14 |  | Geysers PP | Geysers PP | 0 | 0 |  | 0 | 0 | 0 |  | 0 | 0 | 0 | 0 | 0 | 0 | 0 | 0 | 0 | 0 | 0 | 0 | 0 | 0 | 0 | 0 | 0 | 0 | 0 | 0 | 0 | 0 | 0 | 12 | 0
NO |  | 133 | 2016 | 3 | 15 | 15 |  | (Unit 17) | (Unit 11) | 0 | 0 |  | 0 | 0 | 0 |  | 0 | 0 | 0 | 0 | 0 | 0 | 0 | 0 | 0 | 0 | 0 | 0 | 0 | 0 | 0 | 0 | 0 | 0 | 0 | 0 | 0 | 0 | 0 | 12 | 0
NO |  | 133 | 2016 | 3 | 16 | 16 |  |  | Castle Rock | 0 | 0 |  | 0 | 0 | 0 |  | 0 | 0 | 0 | 0 | 0 | 0 | 0 | 0 | 0 | 0 | 0 | 0 | 0 | 0 | 0 | 0 | 0 | 0 | 0 | 0 | 0 | 0 | 0 | 12 | 0
NO |  | 133 | 2016 | 3 | 17 | 17 |  |  | Jct. | 230 | 0 | T | 0 | 0 | 1 | 1113AL | 0 | 0 | 0 | 0 | 0 | 0 | 0 | 0 | 0 | 0 | 0 | 0 | 0 | 0 | 0 | 0 | 0 | 0 | 0 | 0 | 0 | 0 | 0 | 12 | 0
NO |  | 133 | 2016 | 3 | 18 | 18 |  | Geysers PP | Geysers PP | 0 | 0 |  | 0 | 0 | 0 |  | 0 | 0 | 0 | 0 | 0 | 0 | 0 | 0 | 0 | 0 | 0 | 0 | 0 | 0 | 0 | 0 | 0 | 0 | 0 | 0 | 0 | 0 | 0 | 12 | 0
NO |  | 133 | 2016 | 3 | 19 | 19 |  | (Unit 18) | (Unit 14) | 0 | 0 |  | 0 | 0 | 0 |  | 0 | 0 | 0 | 0 | 0 | 0 | 0 | 0 | 0 | 0 | 0 | 0 | 0 | 0 | 0 | 0 | 0 | 0 | 0 | 0 | 0 | 0 | 0 | 12 | 0
NO |  | 133 | 2016 | 3 | 20 | 20 |  |  | Castle Rock | 0 | 0 |  | 0 | 0 | 0 |  | 0 | 0 | 0 | 0 | 0 | 0 | 0 | 0 | 0 | 0 | 0 | 0 | 0 | 0 | 0 | 0 | 0 | 0 | 0 | 0 | 0 | 0 | 0 | 12 | 0
NO |  | 133 | 2016 | 3 | 21 | 21 |  |  | Jct. | 230 | 0 | T | 0 | 0 | 1 | 1113AL | 0 | 0 | 0 | 0 | 0 | 0 | 0 | 0 | 0 | 0 | 0 | 0 | 0 | 0 | 0 | 0 | 0 | 0 | 0 | 0 | 0 | 0 | 0 | 12 | 0
NO |  | 133 | 2016 | 3 | 22 | 22 |  | Gregg | Ashlan Av. | 230 | 0 | T | 0 | 0 | 1 | 794ACSR | 0 | 0 | 0 | 0 | 0 | 0 | 0 | 0 | 0 | 0 | 0 | 0 | 0 | 0 | 0 | 0 | 0 | 0 | 0 | 0 | 0 | 0 | 0 | 12 | 0
NO |  | 133 | 2016 | 3 | 23 | 23 |  |  | Sub. | 230 | 0 | T | 0 | 0 | 1 | 1113AL | 0 | 0 | 0 | 0 | 0 | 0 | 0 | 0 | 0 | 0 | 0 | 0 | 0 | 0 | 0 | 0 | 0 | 0 | 0 | 0 | 0 | 0 | 0 | 12 | 0
NO |  | 133 | 2016 | 3 | 24 | 24 |  | Gregg-Ashlan | Figarden Sub #1 | 0 | 0 |  | 0 | 0 | 0 |  | 0 | 0 | 0 | 0 | 0 | 0 | 0 | 0 | 0 | 0 | 0 | 0 | 0 | 0 | 0 | 0 | 0 | 0 | 0 | 0 | 0 | 0 | 0 | 12 | 0
NO |  | 133 | 2016 | 3 | 25 | 25 |  | Av. Sub |  | 230 | 0 | UG | 0 | 0 | 1 | 1250 OFPA | 0 | 0 | 0 | 0 | 0 | 0 | 0 | 0 | 0 | 0 | 0 | 0 | 0 | 0 | 0 | 0 | 0 | 0 | 0 | 0 | 0 | 0 | 0 | 12 | 0
NO |  | 133 | 2016 | 3 | 26 | 26 |  | Gregg | Herndon #1 | 230 | 0 | T | 0 | 0 | 1 | Pipe type | 0 | 0 | 0 | 0 | 0 | 0 | 0 | 0 | 0 | 0 | 0 | 0 | 0 | 0 | 0 | 0 | 0 | 0 | 0 | 0 | 0 | 0 | 0 | 12 | 0
NO |  | 133 | 2016 | 3 | 27 | 27 |  |  | & #2 | 230 | 0 |  | 0 | 0 | 1 |  | 0 | 0 | 0 | 0 | 0 | 0 | 0 | 0 | 0 | 0 | 0 | 0 | 0 | 0 | 0 | 0 | 0 | 0 | 0 | 0 | 0 | 0 | 0 | 12 | 0
NO |  | 133 | 2016 | 3 | 28 | 28 |  | Helms | Gregg #1 | 230 | 0 | T | 0 | 0 | 1 | 1113AL | 0 | 0 | 0 | 0 | 0 | 0 | 0 | 0 | 0 | 0 | 0 | 0 | 0 | 0 | 0 | 661330482 | 0 | 0 | 0 | 0 | 0 | 0 | 0 | 12 | 0
NO |  | 133 | 2016 | 3 | 29 | 29 |  |  |  | 230 | 0 | T | 0 | 0 | 1 | 1113AL | 0 | 0 | 0 | 0 | 0 | 0 | 0 | 0 | 0 | 0 | 0 | 0 | 0 | 0 | 0 | 661330483 | 0 | 0 | 0 | 0 | 0 | 0 | 0 | 12 | 0
NO |  | 133 | 2016 | 3 | 30 | 30 |  |  | #2 | 230 | 0 | T | 0 | 0 | 1 | 1271ACSR | 0 | 0 | 0 | 0 | 0 | 0 | 0 | 0 | 0 | 0 | 0 | 0 | 0 | 0 | 0 | 661330484 | 0 | 0 | 0 | 0 | 0 | 0 | 0 | 12 | 0
NO |  | 133 | 2016 | 3 | 31 | 31 |  |  |  | 230 | 0 |  | 0 | 0 | 1 |  | 0 | 0 | 0 | 0 | 0 | 0 | 0 | 0 | 0 | 0 | 0 | 0 | 0 | 0 | 0 | 0 | 0 | 0 | 0 | 0 | 0 | 0 | 0 | 12 | 0
NO |  | 133 | 2016 | 3 | 32 | 32 |  | Herndon-Ashlan | Figarden Sub #2 | 0 | 0 |  | 0 | 0 | 0 |  | 0 | 0 | 0 | 0 | 0 | 0 | 0 | 0 | 0 | 0 | 0 | 0 | 0 | 0 | 0 | 0 | 0 | 0 | 0 | 0 | 0 | 0 | 0 | 12 | 0
NO |  | 133 | 2016 | 3 | 33 | 33 |  | Av. |  | 230 | 0 | UG | 0 | 0 | 1 | 1250 OFPA | 0 | 0 | 0 | 0 | 0 | 0 | 0 | 0 | 0 | 0 | 0 | 0 | 0 | 0 | 0 | 661330485 | 0 | 0 | 0 | 0 | 0 | 0 | 0 | 12 | 0
NO |  | 133 | 2016 | 3 | 34 | 34 |  | Herndon | Ashland Av. | 230 | 0 | T | 0 | 0 | 1 | Pipe type | 0 | 0 | 0 | 0 | 0 | 0 | 0 | 0 | 0 | 0 | 0 | 0 | 0 | 0 | 0 | 661330486 | 0 | 0 | 0 | 0 | 0 | 0 | 0 | 12 | 0
NO |  | 133 | 2016 | 3 | 35 | 35 |  | Herndon | Kearney | 230 | 0 | T | 0 | 0 | 1 | 795ACSR | 0 | 0 | 0 | 0 | 0 | 0 | 0 | 0 | 0 | 0 | 0 | 0 | 0 | 0 | 0 | 0 | 0 | 0 | 0 | 0 | 0 | 0 | 0 | 12 | 0
NO |  | 133 | 2016 | 4 | 1 | 1 |  | Ignacio | American | 230 | 0 | T | 0 | 0 | 1 | 1113AL | 0 | 0 | 0 | 0 | 0 | 0 | 0 | 0 | 0 | 0 | 0 | 0 | 0 | 0 | 0 | 0 | 0 | 0 | 0 | 0 | 0 | 0 | 0 | 12 | 0
NO |  | 133 | 2016 | 4 | 2 | 2 |  | Jct. | Canyon Jct. | 0 | 0 |  | 0 | 0 | 0 |  | 0 | 0 | 0 | 0 | 0 | 0 | 0 | 0 | 0 | 0 | 0 | 0 | 0 | 0 | 0 | 0 | 0 | 0 | 0 | 0 | 0 | 0 | 0 | 12 | 0
NO |  | 133 | 2016 | 4 | 3 | 3 |  | Ignacio | Ignacio | 230 | 0 | T | 0 | 0 | 2 | 1113AL | 0 | 0 | 0 | 0 | 0 | 0 | 0 | 0 | 0 | 0 | 0 | 0 | 0 | 0 | 0 | 0 | 0 | 0 | 0 | 0 | 0 | 0 | 0 | 12 | 0
NO |  | 133 | 2016 | 4 | 4 | 4 |  | Jct. | Sub | 0 | 0 |  | 0 | 0 | 0 |  | 0 | 0 | 0 | 0 | 0 | 0 | 0 | 0 | 0 | 0 | 0 | 0 | 0 | 0 | 0 | 0 | 0 | 0 | 0 | 0 | 0 | 0 | 0 | 12 | 0
NO |  | 133 | 2016 | 4 | 5 | 5 |  | Ignacio | Ignacio | 230 | 0 | T | 0 | 0 | 2 | 1113AL | 0 | 0 | 0 | 0 | 0 | 0 | 0 | 0 | 0 | 0 | 0 | 0 | 661330487 | 0 | 0 | 0 | 0 | 0 | 0 | 0 | 0 | 0 | 0 | 12 | 0
NO |  | 133 | 2016 | 4 | 6 | 6 |  | Loop Cir. | Loop Cir. | 0 | 0 |  | 0 | 0 | 0 |  | 0 | 0 | 0 | 0 | 0 | 0 | 0 | 0 | 0 | 0 | 0 | 0 | 0 | 0 | 0 | 0 | 0 | 0 | 0 | 0 | 0 | 0 | 0 | 12 | 0
NO |  | 133 | 2016 | 4 | 7 | 7 |  | 1 & 2 | 1 & 2 | 0 | 0 |  | 0 | 0 | 0 |  | 0 | 0 | 0 | 0 | 0 | 0 | 0 | 0 | 0 | 0 | 0 | 0 | 0 | 0 | 0 | 0 | 0 | 0 | 0 | 0 | 0 | 0 | 0 | 12 | 0
NO |  | 133 | 2016 | 4 | 8 | 8 |  | Indian Springs | Round Mt. Sub. | 500 | 0 | T | 0 | 0 | 1 | 1113AL | 0 | 0 | 0 | 0 | 0 | 0 | 0 | 0 | 0 | 0 | 0 | 0 | 0 | 0 | 0 | 0 | 0 | 0 | 0 | 0 | 0 | 0 | 0 | 12 | 0
NO |  | 133 | 2016 | 4 | 9 | 9 |  | Lakeville Sub | Ignacio Jct. | 230 | 0 | T | 0 | 0 | 2 | 1852ACSR | 0 | 0 | 0 | 0 | 0 | 0 | 0 | 0 | 0 | 0 | 0 | 0 | 0 | 0 | 0 | 0 | 0 | 0 | 0 | 0 | 0 | 0 | 0 | 12 | 0
NO |  | 133 | 2016 | 4 | 10 | 10 |  | Lakeville | Ignacio #2 | 230 | 0 | UG | 0 | 0 | 2 | 3500AL | 0 | 0 | 0 | 0 | 0 | 0 | 0 | 0 | 0 | 0 | 0 | 0 | 0 | 0 | 0 | 0 | 0 | 0 | 0 | 0 | 0 | 0 | 0 | 12 | 0
NO |  | 133 | 2016 | 4 | 11 | 11 |  | Los Banos Sub | Midway Sub | 0 | 0 |  | 0 | 0 | 0 | 2300AL | 0 | 0 | 0 | 0 | 0 | 0 | 0 | 0 | 0 | 0 | 0 | 0 | 0 | 0 | 0 | 0 | 0 | 0 | 0 | 0 | 0 | 0 | 0 | 12 | 0
NO |  | 133 | 2016 | 4 | 12 | 12 |  |  | #1 | 500 | 0 | T | 0 | 0 | 1 | 1113AL | 0 | 0 | 0 | 0 | 0 | 0 | 0 | 0 | 0 | 0 | 0 | 0 | 0 | 0 | 0 | 0 | 0 | 0 | 0 | 0 | 0 | 0 | 0 | 12 | 0
NO |  | 133 | 2016 | 4 | 13 | 13 |  |  | #2 | 500 | 0 | T | 0 | 0 | 1 | 1113AL | 0 | 0 | 0 | 0 | 0 | 0 | 0 | 0 | 0 | 0 | 0 | 0 | 0 | 0 | 0 | 0 | 0 | 0 | 0 | 0 | 0 | 0 | 0 | 12 | 0
NO |  | 133 | 2016 | 4 | 14 | 14 |  | Los Banos Sub | Panoche | 230 | 0 | T | 0 | 0 | 1 | 1113AL | 0 | 0 | 0 | 0 | 0 | 0 | 0 | 0 | 0 | 0 | 0 | 0 | 0 | 0 | 0 | 0 | 0 | 0 | 0 | 0 | 0 | 0 | 0 | 12 | 0
NO |  | 133 | 2016 | 4 | 15 | 15 |  | Los Banos Sub | San Luis | 0 | 0 |  | 0 | 0 | 0 |  | 0 | 0 | 0 | 0 | 0 | 0 | 0 | 0 | 0 | 0 | 0 | 0 | 0 | 0 | 0 | 0 | 0 | 0 | 0 | 0 | 0 | 0 | 0 | 12 | 0
NO |  | 133 | 2016 | 4 | 16 | 16 |  |  | Pumps #1 | 230 | 0 | T | 0 | 0 | 1 | 2500HPCU | 0 | 0 | 0 | 0 | 0 | 0 | 0 | 0 | 0 | 0 | 0 | 0 | 0 | 0 | 0 | 0 | 0 | 0 | 0 | 0 | 0 | 0 | 0 | 12 | 0
NO |  | 133 | 2016 | 4 | 17 | 17 |  |  | #2 | 230 | 0 | T | 0 | 0 | 1 |  | 0 | 0 | 0 | 0 | 0 | 0 | 0 | 0 | 0 | 0 | 0 | 0 | 0 | 0 | 0 | 661330488 | 0 | 0 | 0 | 0 | 0 | 0 | 0 | 12 | 0
NO |  | 133 | 2016 | 4 | 18 | 18 |  | Martin | Embarcadero | 0 | 0 |  | 0 | 0 | 0 |  | 0 | 0 | 0 | 0 | 0 | 0 | 0 | 0 | 0 | 0 | 0 | 0 | 0 | 0 | 0 | 0 | 0 | 0 | 0 | 0 | 0 | 0 | 0 | 12 | 0
NO |  | 133 | 2016 | 4 | 19 | 19 |  |  | #1 (HZ) | 230 | 0 | UG | 0 | 0 | 1 | 2500CU | 0 | 0 | 0 | 0 | 0 | 0 | 0 | 0 | 0 | 0 | 0 | 0 | 0 | 0 | 0 | 0 | 0 | 0 | 0 | 0 | 0 | 0 | 0 | 12 | 0
NO |  | 133 | 2016 | 4 | 20 | 20 |  | Martin | Embarcadero | 0 | 0 |  | 0 | 0 | 0 |  | 0 | 0 | 0 | 0 | 0 | 0 | 0 | 0 | 0 | 0 | 0 | 0 | 0 | 0 | 0 | 0 | 0 | 0 | 0 | 0 | 0 | 0 | 0 | 12 | 0
NO |  | 133 | 2016 | 4 | 21 | 21 |  |  | #2 (HZ) | 230 | 0 | UG | 0 | 0 | 1 | 2500CU | 0 | 0 | 0 | 0 | 0 | 0 | 0 | 0 | 0 | 0 | 0 | 0 | 0 | 0 | 0 | 0 | 0 | 0 | 0 | 0 | 0 | 0 | 0 | 12 | 0
NO |  | 133 | 2016 | 4 | 22 | 22 |  | Melones | Warnerville | 0 | 0 |  | 0 | 0 | 0 |  | 0 | 0 | 0 | 0 | 0 | 0 | 0 | 0 | 0 | 0 | 0 | 0 | 0 | 0 | 0 | 0 | 0 | 0 | 0 | 0 | 0 | 0 | 0 | 12 | 0
NO |  | 133 | 2016 | 4 | 23 | 23 |  |  | Jct. #1 & 2 | 230 | 0 | T | 0 | 0 | 2 | 1113AL | 0 | 0 | 0 | 0 | 0 | 0 | 0 | 0 | 0 | 0 | 0 | 0 | 0 | 0 | 0 | 0 | 0 | 0 | 0 | 0 | 0 | 0 | 0 | 12 | 0
NO |  | 133 | 2016 | 4 | 24 | 24 |  | Metcalf | Monta Vista | 230 | 0 | T | 0 | 0 | 2 | 1113AL | 0 | 0 | 0 | 0 | 0 | 0 | 0 | 0 | 0 | 0 | 0 | 0 | 0 | 0 | 0 | 0 | 0 | 0 | 0 | 0 | 0 | 0 | 0 | 12 | 0
NO |  | 133 | 2016 | 4 | 25 | 25 |  | Metcalf | Monta Vista | 230 | 0 | SSP | 0 | 0 | 1 | 1113AL | 0 | 0 | 0 | 0 | 0 | 0 | 0 | 0 | 0 | 0 | 0 | 0 | 0 | 0 | 0 | 0 | 0 | 0 | 0 | 0 | 0 | 0 | 0 | 12 | 0
NO |  | 133 | 2016 | 4 | 26 | 26 |  | Metcalf | Monta Vista | 230 | 0 | T | 0 | 0 | 1 | 2300AL | 0 | 0 | 0 | 0 | 0 | 0 | 0 | 0 | 0 | 0 | 0 | 0 | 0 | 0 | 0 | 0 | 0 | 0 | 0 | 0 | 0 | 0 | 0 | 12 | 0
NO |  | 133 | 2016 | 4 | 27 | 27 |  | Metcalf | Moss Landg#1&#2 | 230 | 0 | T | 0 | 0 | 2 | 795ACSR | 0 | 0 | 0 | 0 | 0 | 0 | 0 | 0 | 0 | 0 | 0 | 0 | 0 | 0 | 0 | 0 | 0 | 0 | 0 | 0 | 0 | 0 | 0 | 12 | 0
NO |  | 133 | 2016 | 4 | 28 | 28 |  | Metcalf | Newark #1&#2 | 230 | 0 | T | 0 | 0 | 2 | 795ACSR | 0 | 0 | 0 | 0 | 0 | 0 | 0 | 0 | 0 | 0 | 0 | 0 | 0 | 0 | 0 | 0 | 0 | 0 | 0 | 0 | 0 | 0 | 0 | 12 | 0
NO |  | 133 | 2016 | 4 | 29 | 29 |  |  |  | 230 | 0 | T | 0 | 0 | 2 | 1113AL | 0 | 0 | 0 | 0 | 0 | 0 | 0 | 0 | 0 | 0 | 0 | 0 | 0 | 0 | 0 | 0 | 0 | 0 | 0 | 0 | 0 | 0 | 0 | 12 | 0
NO |  | 133 | 2016 | 4 | 30 | 30 |  | Midddle Fork PP | Gold Hill | 230 | 0 | T | 0 | 0 | 1 | 795ACSR | 0 | 0 | 0 | 0 | 0 | 0 | 0 | 0 | 0 | 0 | 0 | 0 | 0 | 0 | 0 | 0 | 0 | 0 | 0 | 0 | 0 | 0 | 0 | 12 | 0
NO |  | 133 | 2016 | 4 | 31 | 31 |  |  |  | 230 | 0 | H | 0 | 0 | 1 | 795ACSR | 0 | 0 | 0 | 0 | 0 | 0 | 0 | 0 | 0 | 0 | 0 | 0 | 0 | 0 | 0 | 0 | 0 | 0 | 0 | 0 | 0 | 0 | 0 | 12 | 0
NO |  | 133 | 2016 | 4 | 32 | 32 |  |  |  | 230 | 0 | T | 0 | 0 | 1 | 1113AL | 0 | 0 | 0 | 0 | 0 | 0 | 0 | 0 | 0 | 0 | 0 | 0 | 0 | 0 | 0 | 0 | 0 | 0 | 0 | 0 | 0 | 0 | 0 | 12 | 0
NO |  | 133 | 2016 | 4 | 33 | 33 |  | Middle Fork PP | Gold Hill | 230 | 0 | WH | 0 | 0 | 1 | 1113AL | 0 | 0 | 0 | 0 | 0 | 0 | 0 | 0 | 0 | 0 | 0 | 0 | 0 | 0 | 0 | 0 | 0 | 0 | 0 | 0 | 0 | 0 | 0 | 12 | 0
NO |  | 133 | 2016 | 4 | 34 | 34 |  | Middle Fork- | Orangevale | 0 | 0 |  | 0 | 0 | 0 |  | 0 | 0 | 0 | 0 | 0 | 0 | 0 | 0 | 0 | 0 | 0 | 0 | 0 | 0 | 0 | 0 | 0 | 0 | 0 | 0 | 0 | 0 | 0 | 12 | 0
NO |  | 133 | 2016 | 4 | 35 | 35 |  | Gold Hill | Sub (SMUD) | 230 | 0 | T | 0 | 0 | 1 | 1113AL | 0 | 0 | 0 | 0 | 0 | 0 | 0 | 0 | 0 | 0 | 0 | 0 | 661330489 | 0 | 0 | 0 | 0 | 0 | 0 | 0 | 0 | 0 | 0 | 12 | 0
NO |  | 133 | 2016 | 5 | 1 | 1 |  | Middle Fork - | Pocket Sub | 0 | 0 |  | 0 | 0 | 0 |  | 0 | 0 | 0 | 0 | 0 | 0 | 0 | 0 | 0 | 0 | 0 | 0 | 0 | 0 | 0 | 0 | 0 | 0 | 0 | 0 | 0 | 0 | 0 | 12 | 0
NO |  | 133 | 2016 | 5 | 2 | 2 |  | Gold Hill | (SMUD) | 230 | 0 | T | 0 | 0 | 1 | 1113AL | 0 | 0 | 0 | 0 | 0 | 0 | 0 | 0 | 0 | 0 | 0 | 0 | 0 | 661330490 | 0 | 0 | 0 | 0 | 0 | 0 | 0 | 0 | 0 | 12 | 0
NO |  | 133 | 2016 | 5 | 3 | 3 |  |  |  | 230 | 0 |  | 0 | 0 | 1 | 1113AL | 0 | 0 | 0 | 0 | 0 | 0 | 0 | 0 | 0 | 0 | 0 | 0 | 0 | 0 | 0 | 0 | 0 | 0 | 0 | 0 | 0 | 0 | 0 | 12 | 0
NO |  | 133 | 2016 | 5 | 5 | 5 |  | Midway | Kern PP #1 | 230 | 0 | T | 0 | 0 | 1 | 795ACSR | 0 | 0 | 0 | 0 | 0 | 0 | 0 | 0 | 0 | 0 | 0 | 0 | 0 | 0 | 0 | 0 | 0 | 0 | 0 | 0 | 0 | 0 | 0 | 12 | 0
NO |  | 133 | 2016 | 5 | 6 | 6 |  | Midway | Kern PP #2 | 230 | 0 | T | 0 | 0 | 1 | 795ACSR | 0 | 0 | 0 | 0 | 0 | 0 | 0 | 0 | 0 | 0 | 0 | 0 | 0 | 0 | 0 | 0 | 0 | 0 | 0 | 0 | 0 | 0 | 0 | 12 | 0
NO |  | 133 | 2016 | 5 | 7 | 7 |  | Midway | Kern PP #3 | 230 | 0 | T | 0 | 0 | 1 | 1113AL | 0 | 0 | 0 | 0 | 0 | 0 | 0 | 0 | 0 | 0 | 0 | 0 | 0 | 0 | 0 | 0 | 0 | 0 | 0 | 0 | 0 | 0 | 0 | 12 | 0
NO |  | 133 | 2016 | 5 | 8 | 8 |  | Midway | Kern PP #4 | 230 | 0 | T | 0 | 0 | 1 | 1113AL | 0 | 0 | 0 | 0 | 0 | 0 | 0 | 0 | 0 | 0 | 0 | 0 | 0 | 0 | 0 | 0 | 0 | 0 | 0 | 0 | 0 | 0 | 0 | 12 | 0
NO |  | 133 | 2016 | 5 | 9 | 9 |  | Midway | Whirlwind | 500 | 0 | T | 0 | 0 | 1 | 2300AL | 0 | 0 | 0 | 0 | 0 | 0 | 0 | 0 | 0 | 0 | 0 | 0 | 0 | 0 | 0 | 0 | 0 | 0 | 0 | 0 | 0 | 0 | 0 | 12 | 0
NO |  | 133 | 2016 | 5 | 10 | 10 |  | Midway | Wheeler Ridge | 0 | 0 |  | 0 | 0 | 0 |  | 0 | 0 | 0 | 0 | 0 | 0 | 0 | 0 | 0 | 0 | 0 | 0 | 0 | 0 | 0 | 0 | 0 | 0 | 0 | 0 | 0 | 0 | 0 | 12 | 0
NO |  | 133 | 2016 | 5 | 11 | 11 |  |  | #1 | 230 | 0 | T | 0 | 0 | 1 | 1113AL | 0 | 0 | 0 | 0 | 0 | 0 | 0 | 0 | 0 | 0 | 0 | 0 | 0 | 0 | 0 | 0 | 0 | 0 | 0 | 0 | 0 | 0 | 0 | 12 | 0
NO |  | 133 | 2016 | 5 | 12 | 12 |  |  | #2 | 230 | 0 | T | 0 | 0 | 1 | 1113AL | 0 | 0 | 0 | 0 | 0 | 0 | 0 | 0 | 0 | 0 | 0 | 0 | 0 | 0 | 0 | 0 | 0 | 0 | 0 | 0 | 0 | 0 | 0 | 12 | 0
NO |  | 133 | 2016 | 5 | 13 | 13 |  | Midway-Kern #1 | Stockdale Sub | 0 | 0 |  | 0 | 0 | 0 |  | 0 | 0 | 0 | 0 | 0 | 0 | 0 | 0 | 0 | 0 | 0 | 0 | 0 | 0 | 0 | 0 | 0 | 0 | 0 | 0 | 0 | 0 | 0 | 12 | 0
NO |  | 133 | 2016 | 5 | 14 | 14 |  |  | #1 | 230 | 0 | T | 0 | 0 | 1 | 795ACSR | 0 | 0 | 0 | 0 | 0 | 0 | 0 | 0 | 0 | 0 | 0 | 0 | 0 | 0 | 0 | 0 | 0 | 0 | 0 | 0 | 0 | 0 | 0 | 12 | 0
NO |  | 133 | 2016 | 5 | 15 | 15 |  |  |  | 230 | 0 | T | 0 | 0 | 1 | 1113AL | 0 | 0 | 0 | 0 | 0 | 0 | 0 | 0 | 0 | 0 | 0 | 0 | 0 | 0 | 0 | 0 | 0 | 0 | 0 | 0 | 0 | 0 | 0 | 12 | 0
NO |  | 133 | 2016 | 5 | 16 | 16 |  |  |  | 230 | 0 | SSP | 0 | 0 | 1 | 1113AL | 0 | 0 | 0 | 0 | 0 | 0 | 0 | 0 | 0 | 0 | 0 | 0 | 0 | 0 | 0 | 0 | 0 | 0 | 0 | 0 | 0 | 0 | 0 | 12 | 0
NO |  | 133 | 2016 | 5 | 17 | 17 |  | Midway -Kern #3 | Stockdale Sub | 0 | 0 |  | 0 | 0 | 0 |  | 0 | 0 | 0 | 0 | 0 | 0 | 0 | 0 | 0 | 0 | 0 | 0 | 0 | 0 | 0 | 0 | 0 | 0 | 0 | 0 | 0 | 0 | 0 | 12 | 0
NO |  | 133 | 2016 | 5 | 18 | 18 |  |  | #2 | 230 | 0 | T | 0 | 0 | 1 | 1113AL | 0 | 0 | 0 | 0 | 0 | 0 | 0 | 0 | 0 | 0 | 0 | 0 | 0 | 0 | 0 | 0 | 0 | 0 | 0 | 0 | 0 | 0 | 0 | 12 | 0
NO |  | 133 | 2016 | 5 | 19 | 19 |  | Midway-Wheeler | Buena Vista | 0 | 0 |  | 0 | 0 | 0 |  | 0 | 0 | 0 | 0 | 0 | 0 | 0 | 0 | 0 | 0 | 0 | 0 | 0 | 0 | 0 | 0 | 0 | 0 | 0 | 0 | 0 | 0 | 0 | 12 | 0
NO |  | 133 | 2016 | 5 | 20 | 20 |  | Ridge #1 & 2 | Pump Plant | 0 | 0 |  | 0 | 0 | 0 |  | 0 | 0 | 0 | 0 | 0 | 0 | 0 | 0 | 0 | 0 | 0 | 0 | 0 | 0 | 0 | 0 | 0 | 0 | 0 | 0 | 0 | 0 | 0 | 12 | 0
NO |  | 133 | 2016 | 5 | 21 | 21 |  |  | (State DWR) | 230 | 0 | T | 0 | 0 | 2 | 1113AL | 0 | 0 | 0 | 0 | 0 | 0 | 0 | 0 | 0 | 0 | 0 | 0 | 0 | 0 | 0 | 0 | 0 | 0 | 0 | 0 | 0 | 0 | 0 | 12 | 0
NO |  | 133 | 2016 | 5 | 22 | 22 |  | Midway-Wheeler | Wheeler Ridge | 0 | 0 |  | 0 | 0 | 0 |  | 0 | 0 | 0 | 0 | 0 | 0 | 0 | 0 | 0 | 0 | 0 | 0 | 0 | 0 | 0 | 0 | 0 | 0 | 0 | 0 | 0 | 0 | 0 | 12 | 0
NO |  | 133 | 2016 | 5 | 23 | 23 |  | Ridge #1 & 2 | Pump Plant | 0 | 0 |  | 0 | 0 | 0 |  | 0 | 0 | 0 | 0 | 0 | 0 | 0 | 0 | 0 | 0 | 0 | 0 | 0 | 0 | 0 | 0 | 0 | 0 | 0 | 0 | 0 | 0 | 0 | 12 | 0
NO |  | 133 | 2016 | 5 | 24 | 24 |  |  | (State DWR) | 230 | 0 | T | 0 | 0 | 2 | 1113AL | 0 | 0 | 0 | 0 | 0 | 0 | 0 | 0 | 0 | 0 | 0 | 0 | 0 | 0 | 0 | 0 | 0 | 0 | 0 | 0 | 0 | 0 | 0 | 12 | 0
NO |  | 133 | 2016 | 5 | 25 | 25 |  | Midway-Wheeler | Wind Gap Pump | 0 | 0 |  | 0 | 0 | 0 |  | 0 | 0 | 0 | 0 | 0 | 0 | 0 | 0 | 0 | 0 | 0 | 0 | 0 | 0 | 0 | 0 | 0 | 0 | 0 | 0 | 0 | 0 | 0 | 12 | 0
NO |  | 133 | 2016 | 5 | 26 | 26 |  | Ridge #1 & 2 | (State DWR) | 230 | 0 | T | 0 | 0 | 2 | 1113AL | 0 | 0 | 0 | 0 | 0 | 0 | 0 | 0 | 0 | 0 | 0 | 0 | 0 | 0 | 0 | 0 | 0 | 0 | 0 | 0 | 0 | 0 | 0 | 12 | 0
NO |  | 133 | 2016 | 5 | 27 | 27 |  | Monta Vista | Jefferson | 230 | 0 | T | 0 | 0 | 2 | 1113AL | 0 | 0 | 0 | 0 | 0 | 0 | 0 | 0 | 0 | 0 | 0 | 0 | 0 | 0 | 0 | 0 | 0 | 0 | 0 | 0 | 0 | 0 | 0 | 12 | 0
NO |  | 133 | 2016 | 5 | 28 | 28 |  | Moraga | Newark | 230 | 0 | T | 0 | 0 | 0 | 954ACSR | 0 | 0 | 0 | 0 | 0 | 0 | 0 | 0 | 0 | 0 | 0 | 0 | 0 | 0 | 0 | 0 | 0 | 0 | 0 | 0 | 0 | 0 | 0 | 12 | 0
NO |  | 133 | 2016 | 5 | 29 | 29 |  |  |  | 230 | 0 | T | 0 | 0 | 0 | 954ACSR | 0 | 0 | 0 | 0 | 0 | 0 | 0 | 0 | 0 | 0 | 0 | 0 | 0 | 0 | 0 | 0 | 0 | 0 | 0 | 0 | 0 | 0 | 0 | 12 | 0
NO |  | 133 | 2016 | 5 | 30 | 30 |  |  |  | 230 | 0 | T | 0 | 0 | 0 | 1113AL | 0 | 0 | 0 | 0 | 0 | 0 | 0 | 0 | 0 | 0 | 0 | 0 | 0 | 0 | 0 | 0 | 0 | 0 | 0 | 0 | 0 | 0 | 0 | 12 | 0
NO |  | 133 | 2016 | 5 | 31 | 31 |  |  |  | 230 | 0 | T | 0 | 0 | 0 | 954ACSR | 0 | 0 | 0 | 0 | 0 | 0 | 0 | 0 | 0 | 0 | 0 | 0 | 0 | 0 | 0 | 0 | 0 | 0 | 0 | 0 | 0 | 0 | 0 | 12 | 0
NO |  | 133 | 2016 | 5 | 32 | 32 |  |  |  | 230 | 0 | T | 0 | 0 | 0 | 795ACSR | 0 | 0 | 0 | 0 | 0 | 0 | 0 | 0 | 0 | 0 | 0 | 0 | 0 | 0 | 0 | 0 | 0 | 0 | 0 | 0 | 0 | 0 | 0 | 12 | 0
NO |  | 133 | 2016 | 5 | 33 | 33 |  |  |  | 230 | 0 | T | 0 | 0 | 0 | 1113AL | 0 | 0 | 0 | 0 | 0 | 0 | 0 | 0 | 0 | 0 | 0 | 0 | 0 | 0 | 0 | 0 | 0 | 0 | 0 | 0 | 0 | 0 | 0 | 12 | 0
NO |  | 133 | 2016 | 5 | 34 | 34 |  |  |  | 230 | 0 | T | 0 | 0 | 0 | 1113AL | 0 | 0 | 0 | 0 | 0 | 0 | 0 | 0 | 0 | 0 | 0 | 0 | 0 | 0 | 0 | 0 | 0 | 0 | 0 | 0 | 0 | 0 | 0 | 12 | 0
NO |  | 133 | 2016 | 5 | 35 | 35 |  | Morro Bay PP | Gates | 230 | 0 | T | 0 | 0 | 2 | 1113AL | 0 | 0 | 0 | 0 | 0 | 0 | 0 | 0 | 0 | 0 | 0 | 0 | 0 | 0 | 0 | 661330491 | 0 | 0 | 0 | 0 | 0 | 0 | 0 | 12 | 0
NO |  | 133 | 2016 | 6 | 1 | 1 |  | Morro Bay PP | Midway | 230 | 0 | T | 0 | 0 | 2 | 1113ACSS | 0 | 0 | 0 | 0 | 0 | 0 | 0 | 0 | 0 | 0 | 0 | 0 | 0 | 0 | 0 | 0 | 0 | 0 | 0 | 0 | 0 | 0 | 0 | 12 | 0
NO |  | 133 | 2016 | 6 | 2 | 2 |  | Morro Bay PP | Mesa | 230 | 0 | T | 0 | 0 | 1 | 1113AL | 0 | 0 | 0 | 0 | 0 | 0 | 0 | 0 | 0 | 0 | 0 | 0 | 0 | 0 | 0 | 0 | 0 | 0 | 0 | 0 | 0 | 0 | 0 | 12 | 0
NO |  | 133 | 2016 | 6 | 3 | 3 |  | Morro Bay PP-MESA | Diablo Cyn PP | 230 | 0 | T | 0 | 0 | 2 | 1113AL | 0 | 0 | 0 | 0 | 0 | 0 | 0 | 0 | 0 | 0 | 0 | 0 | 0 | 0 | 0 | 0 | 0 | 0 | 0 | 0 | 0 | 0 | 0 | 12 | 0
NO |  | 133 | 2016 | 6 | 4 | 4 |  | Moss Landing PH | Los Banos Sub | 230 | 0 | T | 0 | 0 | 1 | 2300AL | 0 | 0 | 0 | 0 | 0 | 0 | 0 | 0 | 0 | 0 | 0 | 0 | 0 | 0 | 0 | 0 | 0 | 0 | 0 | 0 | 0 | 0 | 0 | 12 | 0
NO |  | 133 | 2016 | 6 | 5 | 5 |  | Moss Landing PH | Panoche #1 | 230 | 0 | T | 0 | 0 | 1 | 795ACSR | 0 | 0 | 0 | 0 | 0 | 0 | 0 | 0 | 0 | 0 | 0 | 0 | 0 | 0 | 0 | 0 | 0 | 0 | 0 | 0 | 0 | 0 | 0 | 12 | 0
NO |  | 133 | 2016 | 6 | 6 | 6 |  |  |  | 230 | 0 | T | 0 | 0 | 2 | 2300AL | 0 | 0 | 0 | 0 | 0 | 0 | 0 | 0 | 0 | 0 | 0 | 0 | 0 | 0 | 0 | 0 | 0 | 0 | 0 | 0 | 0 | 0 | 0 | 12 | 0
NO |  | 133 | 2016 | 6 | 7 | 7 |  | Moss Landing PH | Panoche #2 | 230 | 0 | T | 0 | 0 | 1 | 795ACSR | 0 | 0 | 0 | 0 | 0 | 0 | 0 | 0 | 0 | 0 | 0 | 0 | 0 | 0 | 0 | 0 | 0 | 0 | 0 | 0 | 0 | 0 | 0 | 12 | 0
NO |  | 133 | 2016 | 6 | 8 | 8 |  | Moss Landing | Moss Landing | 0 | 0 |  | 0 | 0 | 0 |  | 0 | 0 | 0 | 0 | 0 | 0 | 0 | 0 | 0 | 0 | 0 | 0 | 0 | 0 | 0 | 0 | 0 | 0 | 0 | 0 | 0 | 0 | 0 | 12 | 0
NO |  | 133 | 2016 | 6 | 9 | 9 |  | 230KV SW. | 115KV SW. | 230 | 0 | T | 0 | 0 | 0 | 2300AL | 0 | 0 | 0 | 0 | 0 | 0 | 0 | 0 | 0 | 0 | 0 | 0 | 0 | 0 | 0 | 0 | 0 | 0 | 0 | 0 | 0 | 0 | 0 | 12 | 0
NO |  | 133 | 2016 | 6 | 10 | 10 |  | Moss Landing | Los Banos | 500 | 0 | T | 0 | 0 | 1 | 2300AL | 0 | 0 | 0 | 0 | 0 | 0 | 0 | 0 | 0 | 0 | 0 | 0 | 0 | 0 | 0 | 0 | 0 | 0 | 0 | 0 | 0 | 0 | 0 | 12 | 0
NO |  | 133 | 2016 | 6 | 11 | 11 |  | Moss Landing | Metcalf | 500 | 0 | T | 0 | 0 | 1 | 2300AL | 0 | 0 | 0 | 0 | 0 | 0 | 0 | 0 | 0 | 0 | 0 | 0 | 0 | 0 | 0 | 0 | 0 | 0 | 0 | 0 | 0 | 0 | 0 | 12 | 0
NO |  | 133 | 2016 | 6 | 12 | 12 |  | Newark | San Mateo | 230 | 0 | T | 0 | 0 | 2 | 1113AL | 0 | 0 | 0 | 0 | 0 | 0 | 0 | 0 | 0 | 0 | 0 | 0 | 0 | 0 | 0 | 0 | 0 | 0 | 0 | 0 | 0 | 0 | 0 | 12 | 0
NO |  | 133 | 2016 | 6 | 13 | 13 |  |  |  | 230 | 0 |  | 0 | 0 | 1 | 1113AL | 0 | 0 | 0 | 0 | 0 | 0 | 0 | 0 | 0 | 0 | 0 | 0 | 0 | 0 | 0 | 0 | 0 | 0 | 0 | 0 | 0 | 0 | 0 | 12 | 0
NO |  | 133 | 2016 | 6 | 14 | 14 |  | NCPA 1&2 Tap Line | CR Collector Line | 230 | 0 | T | 0 | 0 | 2 | 1113AL | 0 | 0 | 0 | 0 | 0 | 0 | 0 | 0 | 0 | 0 | 0 | 0 | 0 | 0 | 0 | 0 | 0 | 0 | 0 | 0 | 0 | 0 | 0 | 12 | 0
NO |  | 133 | 2016 | 6 | 15 | 15 |  | Panoche | Kearney | 230 | 0 | T | 0 | 0 | 1 | 1113AL | 0 | 0 | 0 | 0 | 0 | 0 | 0 | 0 | 0 | 0 | 0 | 0 | 0 | 0 | 0 | 0 | 0 | 0 | 0 | 0 | 0 | 0 | 0 | 12 | 0
NO |  | 133 | 2016 | 6 | 16 | 16 |  | Panoche-Kearney | McMullin Sub | 230 | 0 | T | 0 | 0 | 1 | 1113ACSS | 0 | 0 | 0 | 0 | 0 | 0 | 0 | 0 | 0 | 0 | 0 | 0 | 0 | 0 | 0 | 0 | 0 | 0 | 0 | 0 | 0 | 0 | 0 | 12 | 0
NO |  | 133 | 2016 | 6 | 17 | 17 |  | Panoche | McCall | 230 | 0 | T | 0 | 0 | 1 | 795ACSR | 0 | 0 | 0 | 0 | 0 | 0 | 0 | 0 | 0 | 0 | 0 | 0 | 0 | 0 | 0 | 0 | 0 | 0 | 0 | 0 | 0 | 0 | 0 | 12 | 0
NO |  | 133 | 2016 | 6 | 18 | 18 |  | Panoche | McCall | 230 | 0 | T | 0 | 0 | 1 | 1113AL | 0 | 0 | 0 | 0 | 0 | 0 | 0 | 0 | 0 | 0 | 0 | 0 | 0 | 0 | 0 | 0 | 0 | 0 | 0 | 0 | 0 | 0 | 0 | 12 | 0
NO |  | 133 | 2016 | 6 | 19 | 19 |  | Pittsburg PP | Moraga #1 & 2 | 230 | 0 | T | 0 | 0 | 2 | 954ACSR | 0 | 0 | 0 | 0 | 0 | 0 | 0 | 0 | 0 | 0 | 0 | 0 | 0 | 0 | 0 | 0 | 0 | 0 | 0 | 0 | 0 | 0 | 0 | 12 | 0
NO |  | 133 | 2016 | 6 | 20 | 20 |  |  |  | 230 | 0 |  | 0 | 0 | 2 | 954AL | 0 | 0 | 0 | 0 | 0 | 0 | 0 | 0 | 0 | 0 | 0 | 0 | 0 | 0 | 0 | 0 | 0 | 0 | 0 | 0 | 0 | 0 | 0 | 12 | 0
NO |  | 133 | 2016 | 6 | 21 | 21 |  | Pittsburg PP | Moraga #3 | 230 | 0 | T | 0 | 0 | 1 | 954AL | 0 | 0 | 0 | 0 | 0 | 0 | 0 | 0 | 0 | 0 | 0 | 0 | 0 | 0 | 0 | 0 | 0 | 0 | 0 | 0 | 0 | 0 | 0 | 12 | 0
NO |  | 133 | 2016 | 6 | 22 | 22 |  |  |  | 230 | 0 | T | 0 | 0 | 1 | 954ACSR | 0 | 0 | 0 | 0 | 0 | 0 | 0 | 0 | 0 | 0 | 0 | 0 | 0 | 0 | 0 | 0 | 0 | 0 | 0 | 0 | 0 | 0 | 0 | 12 | 0
NO |  | 133 | 2016 | 6 | 23 | 23 |  |  |  | 230 | 0 | T | 0 | 0 | 1 | 1113AL | 0 | 0 | 0 | 0 | 0 | 0 | 0 | 0 | 0 | 0 | 0 | 0 | 0 | 0 | 0 | 0 | 0 | 0 | 0 | 0 | 0 | 0 | 0 | 12 | 0
NO |  | 133 | 2016 | 6 | 24 | 24 |  | Pittsburg-Panoche | Los Banos | 230 | 0 | T | 0 | 0 | 1 | 1113AL | 0 | 0 | 0 | 0 | 0 | 0 | 0 | 0 | 0 | 0 | 0 | 0 | 0 | 0 | 0 | 0 | 0 | 0 | 0 | 0 | 0 | 0 | 0 | 12 | 0
NO |  | 133 | 2016 | 6 | 25 | 25 |  | Pittsburg PP | Sobrante Sub | 230 | 0 | T | 0 | 0 | 2 | 954AL | 0 | 0 | 0 | 0 | 0 | 0 | 0 | 0 | 0 | 0 | 0 | 0 | 0 | 0 | 0 | 0 | 0 | 0 | 0 | 0 | 0 | 0 | 0 | 12 | 0
NO |  | 133 | 2016 | 6 | 26 | 26 |  | Pittsburg PP | Tesla Sub | 230 | 0 | T | 0 | 0 | 2 | 2300AL | 0 | 0 | 0 | 0 | 0 | 0 | 0 | 0 | 0 | 0 | 0 | 0 | 0 | 0 | 0 | 0 | 0 | 0 | 0 | 0 | 0 | 0 | 0 | 12 | 0
NO |  | 133 | 2016 | 6 | 27 | 27 |  | Pittsburg PP | Newark | 230 | 0 | T | 0 | 0 | 1 | 954AL | 0 | 0 | 0 | 0 | 0 | 0 | 0 | 0 | 0 | 0 | 0 | 0 | 0 | 0 | 0 | 0 | 0 | 0 | 0 | 0 | 0 | 0 | 0 | 12 | 0
NO |  | 133 | 2016 | 6 | 28 | 28 |  |  |  | 230 | 0 | T | 0 | 0 | 1 | 1113AL | 0 | 0 | 0 | 0 | 0 | 0 | 0 | 0 | 0 | 0 | 0 | 0 | 0 | 0 | 0 | 0 | 0 | 0 | 0 | 0 | 0 | 0 | 0 | 12 | 0
NO |  | 133 | 2016 | 6 | 29 | 29 |  |  |  | 230 | 0 | T | 0 | 0 | 1 | 1113AL | 0 | 0 | 0 | 0 | 0 | 0 | 0 | 0 | 0 | 0 | 0 | 0 | 0 | 0 | 0 | 0 | 0 | 0 | 0 | 0 | 0 | 0 | 0 | 12 | 0
NO |  | 133 | 2016 | 6 | 30 | 30 |  |  |  | 230 | 0 | T | 0 | 0 | 1 | 954AL | 0 | 0 | 0 | 0 | 0 | 0 | 0 | 0 | 0 | 0 | 0 | 0 | 0 | 0 | 0 | 0 | 0 | 0 | 0 | 0 | 0 | 0 | 0 | 12 | 0
NO |  | 133 | 2016 | 6 | 31 | 31 |  |  |  | 230 | 0 | T | 0 | 0 | 1 | 795ACSR | 0 | 0 | 0 | 0 | 0 | 0 | 0 | 0 | 0 | 0 | 0 | 0 | 0 | 0 | 0 | 0 | 0 | 0 | 0 | 0 | 0 | 0 | 0 | 12 | 0
NO |  | 133 | 2016 | 6 | 32 | 32 |  |  |  | 230 | 0 | T | 0 | 0 | 1 | 1113AL | 0 | 0 | 0 | 0 | 0 | 0 | 0 | 0 | 0 | 0 | 0 | 0 | 0 | 0 | 0 | 661330492 | 0 | 0 | 0 | 0 | 0 | 0 | 0 | 12 | 0
NO |  | 133 | 2016 | 6 | 34 | 34 |  | Pit # 1- | Sierra Pacific | 0 | 0 |  | 0 | 0 | 0 |  | 0 | 0 | 0 | 0 | 0 | 0 | 0 | 0 | 0 | 0 | 0 | 0 | 0 | 0 | 0 | 0 | 0 | 0 | 0 | 0 | 0 | 0 | 0 | 12 | 0
NO |  | 133 | 2016 | 6 | 35 | 35 |  | Cottonwood | Industry | 230 | 0 | T | 0 | 0 | 1 | 7954CSR | 0 | 0 | 0 | 0 | 0 | 0 | 0 | 0 | 0 | 0 | 0 | 0 | 0 | 0 | 0 | 0 | 0 | 0 | 0 | 0 | 0 | 0 | 0 | 12 | 0
NO |  | 133 | 2016 | 7 | 1 | 1 |  | Pit # 1 PP | Vaca-Dixon | 230 | 0 | T | 0 | 0 | 1 | 1113AL | 0 | 0 | 0 | 0 | 0 | 0 | 0 | 0 | 0 | 0 | 0 | 0 | 0 | 0 | 0 | 0 | 0 | 0 | 0 | 0 | 0 | 0 | 0 | 12 | 0
NO |  | 133 | 2016 | 7 | 2 | 2 |  |  |  | 230 | 0 | T | 0 | 0 | 1 | 954ACSR | 0 | 0 | 0 | 0 | 0 | 0 | 0 | 0 | 0 | 0 | 0 | 0 | 0 | 0 | 0 | 0 | 0 | 0 | 0 | 0 | 0 | 0 | 0 | 12 | 0
NO |  | 133 | 2016 | 7 | 4 | 4 |  | Pit # 1 PP | Vaca-Dixon | 230 | 0 | T | 0 | 0 | 1 | 954AL | 0 | 0 | 0 | 0 | 0 | 0 | 0 | 0 | 0 | 0 | 0 | 0 | 0 | 0 | 0 | 0 | 0 | 0 | 0 | 0 | 0 | 0 | 0 | 12 | 0
NO |  | 133 | 2016 | 7 | 5 | 5 |  |  |  | 230 | 0 | WH | 0 | 0 | 1 | 795ACSR | 0 | 0 | 0 | 0 | 0 | 0 | 0 | 0 | 0 | 0 | 0 | 0 | 0 | 0 | 0 | 0 | 0 | 0 | 0 | 0 | 0 | 0 | 0 | 12 | 0
NO |  | 133 | 2016 | 7 | 6 | 6 |  | Pit # 1 PP | Vaca-Dixon | 230 | 0 | T | 0 | 0 | 1 | 795ACSR | 0 | 0 | 0 | 0 | 0 | 0 | 0 | 0 | 0 | 0 | 0 | 0 | 0 | 0 | 0 | 0 | 0 | 0 | 0 | 0 | 0 | 0 | 0 | 12 | 0
NO |  | 133 | 2016 | 7 | 7 | 7 |  |  |  | 230 | 0 | T | 0 | 0 | 1 | 643.7CU | 0 | 0 | 0 | 0 | 0 | 0 | 0 | 0 | 0 | 0 | 0 | 0 | 0 | 0 | 0 | 0 | 0 | 0 | 0 | 0 | 0 | 0 | 0 | 12 | 0
NO |  | 133 | 2016 | 7 | 8 | 8 |  |  |  | 230 | 0 | T | 0 | 0 | 1 | 518ACSR | 0 | 0 | 0 | 0 | 0 | 0 | 0 | 0 | 0 | 0 | 0 | 0 | 0 | 0 | 0 | 0 | 0 | 0 | 0 | 0 | 0 | 0 | 0 | 12 | 0
NO |  | 133 | 2016 | 7 | 10 | 10 |  |  |  | 230 | 0 | T | 0 | 0 | 1 | 954ACSR | 0 | 0 | 0 | 0 | 0 | 0 | 0 | 0 | 0 | 0 | 0 | 0 | 0 | 0 | 0 | 0 | 0 | 0 | 0 | 0 | 0 | 0 | 0 | 12 | 0
NO |  | 133 | 2016 | 7 | 11 | 11 |  |  |  | 230 | 0 | T | 0 | 0 | 1 | 954AL | 0 | 0 | 0 | 0 | 0 | 0 | 0 | 0 | 0 | 0 | 0 | 0 | 0 | 0 | 0 | 0 | 0 | 0 | 0 | 0 | 0 | 0 | 0 | 12 | 0
NO |  | 133 | 2016 | 7 | 12 | 12 |  |  |  | 230 | 0 | T | 0 | 0 | 1 | 795ACSR | 0 | 0 | 0 | 0 | 0 | 0 | 0 | 0 | 0 | 0 | 0 | 0 | 0 | 0 | 0 | 0 | 0 | 0 | 0 | 0 | 0 | 0 | 0 | 12 | 0
NO |  | 133 | 2016 | 7 | 13 | 13 |  |  |  | 230 | 0 | T | 0 | 0 | 1 | 643.7CU | 0 | 0 | 0 | 0 | 0 | 0 | 0 | 0 | 0 | 0 | 0 | 0 | 0 | 0 | 0 | 0 | 0 | 0 | 0 | 0 | 0 | 0 | 0 | 12 | 0
NO |  | 133 | 2016 | 7 | 14 | 14 |  |  |  | 230 | 0 | SH | 0 | 0 | 1 | 518ACSR | 0 | 0 | 0 | 0 | 0 | 0 | 0 | 0 | 0 | 0 | 0 | 0 | 0 | 0 | 0 | 0 | 0 | 0 | 0 | 0 | 0 | 0 | 0 | 12 | 0
NO |  | 133 | 2016 | 7 | 15 | 15 |  |  |  | 230 | 0 | T | 0 | 0 | 1 | 518ACSR | 0 | 0 | 0 | 0 | 0 | 0 | 0 | 0 | 0 | 0 | 0 | 0 | 0 | 0 | 0 | 0 | 0 | 0 | 0 | 0 | 0 | 0 | 0 | 12 | 0
NO |  | 133 | 2016 | 7 | 16 | 16 |  |  |  | 230 | 0 | T | 0 | 0 | 1 | 500CU | 0 | 0 | 0 | 0 | 0 | 0 | 0 | 0 | 0 | 0 | 0 | 0 | 0 | 0 | 0 | 0 | 0 | 0 | 0 | 0 | 0 | 0 | 0 | 12 | 0
NO |  | 133 | 2016 | 7 | 17 | 17 |  | Pit # 4 PP | Round Mtn. | 230 | 0 | T | 0 | 0 | 1 | 795ACSR | 0 | 0 | 0 | 0 | 0 | 0 | 0 | 0 | 0 | 0 | 0 | 0 | 0 | 0 | 0 | 0 | 0 | 0 | 0 | 0 | 0 | 0 | 0 | 12 | 0
NO |  | 133 | 2016 | 7 | 18 | 18 |  |  |  | 230 | 0 | WH | 0 | 0 | 1 | 795ACSR | 0 | 0 | 0 | 0 | 0 | 0 | 0 | 0 | 0 | 0 | 0 | 0 | 0 | 0 | 0 | 0 | 0 | 0 | 0 | 0 | 0 | 0 | 0 | 12 | 0
NO |  | 133 | 2016 | 7 | 19 | 19 |  |  |  | 230 | 0 | T | 0 | 0 | 1 | 380.5CU | 0 | 0 | 0 | 0 | 0 | 0 | 0 | 0 | 0 | 0 | 0 | 0 | 0 | 0 | 0 | 0 | 0 | 0 | 0 | 0 | 0 | 0 | 0 | 12 | 0
NO |  | 133 | 2016 | 7 | 20 | 20 |  |  |  | 230 | 0 | WH | 0 | 0 | 1 | 380.5CU | 0 | 0 | 0 | 0 | 0 | 0 | 0 | 0 | 0 | 0 | 0 | 0 | 0 | 0 | 0 | 0 | 0 | 0 | 0 | 0 | 0 | 0 | 0 | 12 | 0
NO |  | 133 | 2016 | 7 | 21 | 21 |  |  |  | 230 | 0 | T | 0 | 0 | 1 | 518ACSR | 0 | 0 | 0 | 0 | 0 | 0 | 0 | 0 | 0 | 0 | 0 | 0 | 0 | 0 | 0 | 0 | 0 | 0 | 0 | 0 | 0 | 0 | 0 | 12 | 0
NO |  | 133 | 2016 | 7 | 22 | 22 |  |  |  | 230 | 0 | WH | 0 | 0 | 1 | 1113AL | 0 | 0 | 0 | 0 | 0 | 0 | 0 | 0 | 0 | 0 | 0 | 0 | 0 | 0 | 0 | 0 | 0 | 0 | 0 | 0 | 0 | 0 | 0 | 12 | 0
NO |  | 133 | 2016 | 7 | 23 | 23 |  | Pit # 5 PP | Mega Renewable- | 0 | 0 |  | 0 | 0 | 0 |  | 0 | 0 | 0 | 0 | 0 | 0 | 0 | 0 | 0 | 0 | 0 | 0 | 0 | 0 | 0 | 0 | 0 | 0 | 0 | 0 | 0 | 0 | 0 | 12 | 0
NO |  | 133 | 2016 | 7 | 24 | 24 |  |  | able Sub | 230 | 0 | WH | 0 | 0 | 1 | 518ACSR | 0 | 0 | 0 | 0 | 0 | 0 | 0 | 0 | 0 | 0 | 0 | 0 | 0 | 0 | 0 | 0 | 0 | 0 | 0 | 0 | 0 | 0 | 0 | 12 | 0
NO |  | 133 | 2016 | 7 | 25 | 25 |  | Pit # 5 PP | Round Mtn. | 230 | 0 | T | 0 | 0 | 1 | 795ACSR | 0 | 0 | 0 | 0 | 0 | 0 | 0 | 0 | 0 | 0 | 0 | 0 | 0 | 0 | 0 | 0 | 0 | 0 | 0 | 0 | 0 | 0 | 0 | 12 | 0
NO |  | 133 | 2016 | 7 | 26 | 26 |  |  |  | 230 | 0 | T | 0 | 0 | 1 | 795ACSR | 0 | 0 | 0 | 0 | 0 | 0 | 0 | 0 | 0 | 0 | 0 | 0 | 0 | 0 | 0 | 0 | 0 | 0 | 0 | 0 | 0 | 0 | 0 | 12 | 0
NO |  | 133 | 2016 | 7 | 27 | 27 |  |  |  | 230 | 0 | WH | 0 | 0 | 1 | 380.5CU | 0 | 0 | 0 | 0 | 0 | 0 | 0 | 0 | 0 | 0 | 0 | 0 | 0 | 0 | 0 | 0 | 0 | 0 | 0 | 0 | 0 | 0 | 0 | 12 | 0
NO |  | 133 | 2016 | 7 | 28 | 28 |  |  |  | 230 | 0 | T | 0 | 0 | 1 | 380.5CU | 0 | 0 | 0 | 0 | 0 | 0 | 0 | 0 | 0 | 0 | 0 | 0 | 0 | 0 | 0 | 0 | 0 | 0 | 0 | 0 | 0 | 0 | 0 | 12 | 0
NO |  | 133 | 2016 | 7 | 29 | 29 |  |  |  | 230 | 0 | T | 0 | 0 | 1 | 380.5CU | 0 | 0 | 0 | 0 | 0 | 0 | 0 | 0 | 0 | 0 | 0 | 0 | 0 | 0 | 0 | 0 | 0 | 0 | 0 | 0 | 0 | 0 | 0 | 12 | 0
NO |  | 133 | 2016 | 7 | 30 | 30 |  |  |  | 230 | 0 | WH | 0 | 0 | 1 | 380.5CU | 0 | 0 | 0 | 0 | 0 | 0 | 0 | 0 | 0 | 0 | 0 | 0 | 0 | 0 | 0 | 0 | 0 | 0 | 0 | 0 | 0 | 0 | 0 | 12 | 0
NO |  | 133 | 2016 | 7 | 31 | 31 |  |  |  | 230 | 0 | WH | 0 | 0 | 1 | 1113AL | 0 | 0 | 0 | 0 | 0 | 0 | 0 | 0 | 0 | 0 | 0 | 0 | 0 | 0 | 0 | 0 | 0 | 0 | 0 | 0 | 0 | 0 | 0 | 12 | 0
NO |  | 133 | 2016 | 7 | 32 | 32 |  | Pit # 5 PP | Round Mtn. | 230 | 0 | WH | 0 | 0 | 1 | 1113AL | 0 | 0 | 0 | 0 | 0 | 0 | 0 | 0 | 0 | 0 | 0 | 0 | 0 | 0 | 0 | 0 | 0 | 0 | 0 | 0 | 0 | 0 | 0 | 12 | 0
NO |  | 133 | 2016 | 7 | 33 | 33 |  |  |  | 230 | 0 | T | 0 | 0 | 1 | 1113AL | 0 | 0 | 0 | 0 | 0 | 0 | 0 | 0 | 0 | 0 | 0 | 0 | 0 | 0 | 0 | 0 | 0 | 0 | 0 | 0 | 0 | 0 | 0 | 12 | 0
NO |  | 133 | 2016 | 7 | 34 | 34 |  | Pit # 5 PP | Roaring Crk. | 0 | 0 |  | 0 | 0 | 0 |  | 0 | 0 | 0 | 0 | 0 | 0 | 0 | 0 | 0 | 0 | 0 | 0 | 0 | 0 | 0 | 0 | 0 | 0 | 0 | 0 | 0 | 0 | 0 | 12 | 0
NO |  | 133 | 2016 | 7 | 35 | 35 |  | Round Mtn. | Sub | 230 | 0 | WH | 0 | 0 | 1 | 1113AL | 0 | 0 | 0 | 0 | 0 | 0 | 0 | 0 | 0 | 0 | 0 | 0 | 0 | 0 | 0 | 0 | 0 | 0 | 0 | 0 | 0 | 0 | 0 | 12 | 0
NO |  | 133 | 2016 | 8 | 1 | 1 |  | Pit # 6 PP | Pit # 6 Jct. | 230 | 0 | T | 0 | 0 | 1 | 1113AL | 0 | 0 | 0 | 0 | 0 | 0 | 0 | 0 | 0 | 0 | 0 | 0 | 0 | 0 | 0 | 0 | 0 | 0 | 0 | 0 | 0 | 0 | 0 | 12 | 0
NO |  | 133 | 2016 | 8 | 2 | 2 |  |  |  | 230 | 0 | WH | 0 | 0 | 1 | 1113AL | 0 | 0 | 0 | 0 | 0 | 0 | 0 | 0 | 0 | 0 | 0 | 0 | 0 | 0 | 0 | 0 | 0 | 0 | 0 | 0 | 0 | 0 | 0 | 12 | 0
NO |  | 133 | 2016 | 8 | 3 | 3 |  | Pit # 7 PP | Pit # 7 Jct. | 230 | 0 | T | 0 | 0 | 1 | 795ACSR | 0 | 0 | 0 | 0 | 0 | 0 | 0 | 0 | 0 | 0 | 0 | 0 | 0 | 0 | 0 | 0 | 0 | 0 | 0 | 0 | 0 | 0 | 0 | 12 | 0
NO |  | 133 | 2016 | 8 | 4 | 4 |  | Pit # 7 PP | Pit # 7 Jct. | 230 | 0 | WH | 0 | 0 | 1 | 795ACSR | 0 | 0 | 0 | 0 | 0 | 0 | 0 | 0 | 0 | 0 | 0 | 0 | 0 | 0 | 0 | 0 | 0 | 0 | 0 | 0 | 0 | 0 | 0 | 12 | 0
NO |  | 133 | 2016 | 8 | 5 | 5 |  | Pittsburg- | Rossmoor Sub | 0 | 0 |  | 0 | 0 | 0 |  | 0 | 0 | 0 | 0 | 0 | 0 | 0 | 0 | 0 | 0 | 0 | 0 | 0 | 0 | 0 | 0 | 0 | 0 | 0 | 0 | 0 | 0 | 0 | 12 | 0
NO |  | 133 | 2016 | 8 | 6 | 6 |  | Moraga #1 |  | 230 | 0 | T | 0 | 0 | 1 | 795ACSR | 0 | 0 | 0 | 0 | 0 | 0 | 0 | 0 | 0 | 0 | 0 | 0 | 0 | 0 | 0 | 0 | 0 | 0 | 0 | 0 | 0 | 0 | 0 | 12 | 0
NO |  | 133 | 2016 | 8 | 7 | 7 |  | Pittsburg- | Roosmoor Sub | 0 | 0 |  | 0 | 0 | 0 |  | 0 | 0 | 0 | 0 | 0 | 0 | 0 | 0 | 0 | 0 | 0 | 0 | 0 | 0 | 0 | 0 | 0 | 0 | 0 | 0 | 0 | 0 | 0 | 12 | 0
NO |  | 133 | 2016 | 8 | 8 | 8 |  | Moraga #2 |  | 230 | 0 | T | 0 | 0 | 1 | 1113AL | 0 | 0 | 0 | 0 | 0 | 0 | 0 | 0 | 0 | 0 | 0 | 0 | 0 | 0 | 0 | 0 | 0 | 0 | 0 | 0 | 0 | 0 | 0 | 12 | 0
NO |  | 133 | 2016 | 8 | 9 | 9 |  | Pit-Vaca Dixon | Sierra Pacific | 0 | 0 |  | 0 | 0 | 0 |  | 0 | 0 | 0 | 0 | 0 | 0 | 0 | 0 | 0 | 0 | 0 | 0 | 0 | 0 | 0 | 0 | 0 | 0 | 0 | 0 | 0 | 0 | 0 | 12 | 0
NO |  | 133 | 2016 | 8 | 10 | 10 |  |  | Industry | 230 | 0 | T | 0 | 0 | 1 | 715.5ACSR | 0 | 0 | 0 | 0 | 0 | 0 | 0 | 0 | 0 | 0 | 0 | 0 | 0 | 0 | 0 | 0 | 0 | 0 | 0 | 0 | 0 | 0 | 0 | 12 | 0
NO |  | 133 | 2016 | 8 | 12 | 12 |  | Rancho Seco | Bellota Sub | 0 | 0 |  | 0 | 0 | 0 |  | 0 | 0 | 0 | 0 | 0 | 0 | 0 | 0 | 0 | 0 | 0 | 0 | 0 | 0 | 0 | 0 | 0 | 0 | 0 | 0 | 0 | 0 | 0 | 12 | 0
NO |  | 133 | 2016 | 8 | 13 | 13 |  | PP (SMUD) |  | 230 | 0 | T | 0 | 0 | 2 | 2300AL | 0 | 0 | 0 | 0 | 0 | 0 | 0 | 0 | 0 | 0 | 0 | 0 | 0 | 0 | 0 | 0 | 0 | 0 | 0 | 0 | 0 | 0 | 0 | 12 | 0
NO |  | 133 | 2016 | 8 | 14 | 14 |  | Rancho Seco | Stagg Sub | 230 | 0 | T | 0 | 0 | 1 | 954AL | 0 | 0 | 0 | 0 | 0 | 0 | 0 | 0 | 0 | 0 | 0 | 0 | 0 | 661330493 | 0 | 0 | 0 | 0 | 0 | 0 | 0 | 0 | 0 | 12 | 0
NO |  | 133 | 2016 | 8 | 15 | 15 |  | PP (SMUD) | and | 230 | 0 | T | 0 | 0 | 1 | 1113AL | 0 | 0 | 0 | 0 | 0 | 0 | 0 | 0 | 0 | 0 | 0 | 0 | 0 | 0 | 0 | 0 | 0 | 0 | 0 | 0 | 0 | 0 | 0 | 12 | 0
NO |  | 133 | 2016 | 8 | 16 | 16 |  |  | Tesla Sub | 230 | 0 | T | 0 | 0 | 2 | 1113AL | 0 | 0 | 0 | 0 | 0 | 0 | 0 | 0 | 0 | 0 | 0 | 0 | 0 | 0 | 0 | 0 | 0 | 0 | 0 | 0 | 0 | 0 | 0 | 12 | 0
NO |  | 133 | 2016 | 8 | 17 | 17 |  | Rio Oso | Bellota #1 | 230 | 0 | T | 0 | 0 | 2 | 795ACSR | 0 | 0 | 0 | 0 | 0 | 0 | 0 | 0 | 0 | 0 | 0 | 0 | 0 | 0 | 0 | 0 | 0 | 0 | 0 | 0 | 0 | 0 | 0 | 12 | 0
NO |  | 133 | 2016 | 8 | 18 | 18 |  |  | and #2 | 230 | 0 | T | 0 | 0 | 2 | 1113AL | 0 | 0 | 0 | 0 | 0 | 0 | 0 | 0 | 0 | 0 | 0 | 0 | 0 | 0 | 0 | 0 | 0 | 0 | 0 | 0 | 0 | 0 | 0 | 12 | 0
NO |  | 133 | 2016 | 8 | 19 | 19 |  |  |  | 230 | 0 | T | 0 | 0 | 1 | 1113AL | 0 | 0 | 0 | 0 | 0 | 0 | 0 | 0 | 0 | 0 | 0 | 0 | 0 | 0 | 0 | 0 | 0 | 0 | 0 | 0 | 0 | 0 | 0 | 12 | 0
NO |  | 133 | 2016 | 8 | 20 | 20 |  |  |  | 230 | 0 | T | 0 | 0 | 1 | 1113AL | 0 | 0 | 0 | 0 | 0 | 0 | 0 | 0 | 0 | 0 | 0 | 0 | 0 | 0 | 0 | 0 | 0 | 0 | 0 | 0 | 0 | 0 | 0 | 12 | 0
NO |  | 133 | 2016 | 8 | 21 | 21 |  |  |  | 230 | 0 | T | 0 | 0 | 1 | 795ACSR | 0 | 0 | 0 | 0 | 0 | 0 | 0 | 0 | 0 | 0 | 0 | 0 | 0 | 0 | 0 | 0 | 0 | 0 | 0 | 0 | 0 | 0 | 0 | 12 | 0
NO |  | 133 | 2016 | 8 | 22 | 22 |  | Rio Oso Sub | T. 10/44 | 230 | 0 | T | 0 | 0 | 1 | 1113AL | 0 | 0 | 0 | 0 | 0 | 0 | 0 | 0 | 0 | 0 | 0 | 0 | 0 | 0 | 0 | 0 | 0 | 0 | 0 | 0 | 0 | 0 | 0 | 12 | 0
NO |  | 133 | 2016 | 8 | 23 | 23 |  |  | (SMUD) | 230 | 0 | T | 0 | 0 | 1 | 1113AL | 0 | 0 | 0 | 0 | 0 | 0 | 0 | 0 | 0 | 0 | 0 | 0 | 0 | 0 | 0 | 0 | 0 | 0 | 0 | 0 | 0 | 0 | 0 | 12 | 0
NO |  | 133 | 2016 | 8 | 24 | 24 |  | Rio Oso Sub | Tesla Sub | 230 | 0 | T | 0 | 0 | 1 | 1113AL | 0 | 0 | 0 | 0 | 0 | 0 | 0 | 0 | 0 | 0 | 0 | 0 | 0 | 661330494 | 0 | 0 | 0 | 0 | 0 | 0 | 0 | 0 | 0 | 12 | 0
NO |  | 133 | 2016 | 8 | 25 | 25 |  | Rio Oso-Tesla | Eight Mile | 230 | 0 | LST | 0 | 0 | 1 | 1113 | 0 | 0 | 0 | 0 | 0 | 0 | 0 | 0 | 0 | 0 | 0 | 0 | 0 | 0 | 0 | 0 | 0 | 0 | 0 | 0 | 0 | 0 | 0 | 12 | 0
NO |  | 133 | 2016 | 8 | 26 | 26 |  | T.77/323A | Substation | 0 | 0 |  | 0 | 0 | 0 |  | 0 | 0 | 0 | 0 | 0 | 0 | 0 | 0 | 0 | 0 | 0 | 0 | 0 | 0 | 0 | 0 | 0 | 0 | 0 | 0 | 0 | 0 | 0 | 12 | 0
NO |  | 133 | 2016 | 8 | 27 | 27 |  | Rock Creek PP | Riso Oso #1 | 230 | 0 | T | 0 | 0 | 1 | 795ACSR | 0 | 0 | 0 | 0 | 0 | 0 | 0 | 0 | 0 | 0 | 0 | 0 | 0 | 0 | 0 | 0 | 0 | 0 | 0 | 0 | 0 | 0 | 0 | 12 | 0
NO |  | 133 | 2016 | 8 | 28 | 28 |  | Rock Creek PP | Riso Oso #2 | 230 | 0 | T | 0 | 0 | 1 | 795ACSR | 0 | 0 | 0 | 0 | 0 | 0 | 0 | 0 | 0 | 0 | 0 | 0 | 0 | 0 | 0 | 0 | 0 | 0 | 0 | 0 | 0 | 0 | 0 | 12 | 0
NO |  | 133 | 2016 | 8 | 29 | 29 |  | Round Mountain | Cottonwood | 230 | 0 | T | 0 | 0 | 1 | 795ACSR | 0 | 0 | 0 | 0 | 0 | 0 | 0 | 0 | 0 | 0 | 0 | 0 | 0 | 0 | 0 | 0 | 0 | 0 | 0 | 0 | 0 | 0 | 0 | 12 | 0
NO |  | 133 | 2016 | 8 | 30 | 30 |  |  |  | 230 | 0 | WH | 0 | 0 | 1 | 795ACSR | 0 | 0 | 0 | 0 | 0 | 0 | 0 | 0 | 0 | 0 | 0 | 0 | 0 | 0 | 0 | 0 | 0 | 0 | 0 | 0 | 0 | 0 | 0 | 12 | 0
NO |  | 133 | 2016 | 8 | 31 | 31 |  | Round Mountain | Table Mtn. #1 | 500 | 0 | T | 0 | 0 | 1 | 1825ACSR | 0 | 0 | 0 | 0 | 0 | 0 | 0 | 0 | 0 | 0 | 0 | 0 | 0 | 0 | 0 | 0 | 0 | 0 | 0 | 0 | 0 | 0 | 0 | 12 | 0
NO |  | 133 | 2016 | 8 | 32 | 32 |  |  |  | 500 | 0 | T | 0 | 0 | 1 | 2300AL | 0 | 0 | 0 | 0 | 0 | 0 | 0 | 0 | 0 | 0 | 0 | 0 | 0 | 0 | 0 | 0 | 0 | 0 | 0 | 0 | 0 | 0 | 0 | 12 | 0
NO |  | 133 | 2016 | 8 | 33 | 33 |  | Round Mountain | Table Mtn. #2 | 500 | 0 | T | 0 | 0 | 1 | 1825ACSR | 0 | 0 | 0 | 0 | 0 | 0 | 0 | 0 | 0 | 0 | 0 | 0 | 0 | 0 | 0 | 0 | 0 | 0 | 0 | 0 | 0 | 0 | 0 | 12 | 0
NO |  | 133 | 2016 | 8 | 34 | 34 |  |  |  | 500 | 0 | T | 0 | 0 | 1 | 2300AL | 0 | 0 | 0 | 0 | 0 | 0 | 0 | 0 | 0 | 0 | 0 | 0 | 0 | 0 | 0 | 0 | 0 | 0 | 0 | 0 | 0 | 0 | 0 | 12 | 0
NO |  | 133 | 2016 | 8 | 35 | 35 |  | San Mateo Sub | Martin Sub | 230 | 0 | UG | 0 | 0 | 1 | 2500HPCU | 0 | 0 | 0 | 0 | 0 | 0 | 0 | 0 | 0 | 0 | 0 | 0 | 0 | 0 | 0 | 661330495 | 0 | 0 | 0 | 0 | 0 | 0 | 0 | 12 | 0
NO |  | 133 | 2016 | 9 | 1 | 1 |  | Stockdale | Bakersfield | 0 | 0 |  | 0 | 0 | 0 |  | 0 | 0 | 0 | 0 | 0 | 0 | 0 | 0 | 0 | 0 | 0 | 0 | 0 | 0 | 0 | 0 | 0 | 0 | 0 | 0 | 0 | 0 | 0 | 12 | 0
NO |  | 133 | 2016 | 9 | 2 | 2 |  |  | #1 | 230 | 0 | T | 0 | 0 | 1 | 1113AL | 0 | 0 | 0 | 0 | 0 | 0 | 0 | 0 | 0 | 0 | 0 | 0 | 0 | 0 | 0 | 661330496 | 0 | 0 | 0 | 0 | 0 | 0 | 0 | 12 | 0
NO |  | 133 | 2016 | 9 | 3 | 3 |  | Stockdale | Bakersfield | 0 | 0 |  | 0 | 0 | 0 |  | 0 | 0 | 0 | 0 | 0 | 0 | 0 | 0 | 0 | 0 | 0 | 0 | 0 | 0 | 0 | 0 | 0 | 0 | 0 | 0 | 0 | 0 | 0 | 12 | 0
NO |  | 133 | 2016 | 9 | 4 | 4 |  |  | #1 | 230 | 0 | SSP | 0 | 0 | 1 | 1113AL | 0 | 0 | 0 | 0 | 0 | 0 | 0 | 0 | 0 | 0 | 0 | 0 | 0 | 0 | 0 | 0 | 0 | 0 | 0 | 0 | 0 | 0 | 0 | 12 | 0
NO |  | 133 | 2016 | 9 | 5 | 5 |  |  | #2 | 230 | 0 | T | 0 | 0 | 1 | 1113AL | 0 | 0 | 0 | 0 | 0 | 0 | 0 | 0 | 0 | 0 | 0 | 0 | 0 | 0 | 0 | 0 | 0 | 0 | 0 | 0 | 0 | 0 | 0 | 12 | 0
NO |  | 133 | 2016 | 9 | 6 | 6 |  |  |  | 230 | 0 | SSP | 0 | 0 | 1 | 1113AL | 0 | 0 | 0 | 0 | 0 | 0 | 0 | 0 | 0 | 0 | 0 | 0 | 0 | 0 | 0 | 0 | 0 | 0 | 0 | 0 | 0 | 0 | 0 | 12 | 0
NO |  | 133 | 2016 | 9 | 7 | 7 |  | Table Mtn. | Rio Oso #1 | 230 | 0 | T | 0 | 0 | 1 | 1113AL | 0 | 0 | 0 | 0 | 0 | 0 | 0 | 0 | 0 | 0 | 0 | 0 | 0 | 0 | 0 | 0 | 0 | 0 | 0 | 0 | 0 | 0 | 0 | 12 | 0
NO |  | 133 | 2016 | 9 | 8 | 8 |  | Table Mtn. | Rio Oso #2 | 230 | 0 | T | 0 | 0 | 1 | 1113AL | 0 | 0 | 0 | 0 | 0 | 0 | 0 | 0 | 0 | 0 | 0 | 0 | 0 | 0 | 0 | 0 | 0 | 0 | 0 | 0 | 0 | 0 | 0 | 12 | 0
NO |  | 133 | 2016 | 9 | 9 | 9 |  | Table Mtn. | Tesla Sub | 500 | 0 | T | 0 | 0 | 1 | 2300AL | 0 | 0 | 0 | 0 | 0 | 0 | 0 | 0 | 0 | 0 | 0 | 0 | 0 | 0 | 0 | 0 | 0 | 0 | 0 | 0 | 0 | 0 | 0 | 12 | 0
NO |  | 133 | 2016 | 9 | 10 | 10 |  | Tesla Sub |  | 500 | 0 | T | 0 | 0 | 1 | 1852ACSR | 0 | 0 | 0 | 0 | 0 | 0 | 0 | 0 | 0 | 0 | 0 | 0 | 0 | 0 | 0 | 0 | 0 | 0 | 0 | 0 | 0 | 0 | 0 | 12 | 0
NO |  | 133 | 2016 | 9 | 11 | 11 |  | Table Mtn. | Vaca-Dixon | 500 | 0 | T | 0 | 0 | 1 |  | 0 | 0 | 0 | 0 | 0 | 0 | 0 | 0 | 0 | 0 | 0 | 0 | 0 | 0 | 0 | 0 | 0 | 0 | 0 | 0 | 0 | 0 | 0 | 12 | 0
NO |  | 133 | 2016 | 9 | 12 | 12 |  | Tesla Sub | Lawrence Lab | 230 | 0 | T | 0 | 0 | 1 | 2300AL | 0 | 0 | 0 | 0 | 0 | 0 | 0 | 0 | 0 | 0 | 0 | 0 | 0 | 0 | 0 | 0 | 0 | 0 | 0 | 0 | 0 | 0 | 0 | 12 | 0
NO |  | 133 | 2016 | 9 | 13 | 13 |  |  |  | 230 | 0 | SSP | 0 | 0 | 1 | 1113AL | 0 | 0 | 0 | 0 | 0 | 0 | 0 | 0 | 0 | 0 | 0 | 0 | 0 | 0 | 0 | 0 | 0 | 0 | 0 | 0 | 0 | 0 | 0 | 12 | 0
NO |  | 133 | 2016 | 9 | 14 | 14 |  | Tesla Sub | Los Banos Sub | 0 | 0 |  | 0 | 0 | 0 |  | 0 | 0 | 0 | 0 | 0 | 0 | 0 | 0 | 0 | 0 | 0 | 0 | 0 | 0 | 0 | 0 | 0 | 0 | 0 | 0 | 0 | 0 | 0 | 12 | 0
NO |  | 133 | 2016 | 9 | 15 | 15 |  |  | #1 | 500 | 0 | T | 0 | 0 | 1 | 2300AL | 0 | 0 | 0 | 0 | 0 | 0 | 0 | 0 | 0 | 0 | 0 | 0 | 0 | 0 | 0 | 0 | 0 | 0 | 0 | 0 | 0 | 0 | 0 | 12 | 0
NO |  | 133 | 2016 | 9 | 16 | 16 |  |  | Los Banos Sub | 0 | 0 |  | 0 | 0 | 0 |  | 0 | 0 | 0 | 0 | 0 | 0 | 0 | 0 | 0 | 0 | 0 | 0 | 0 | 0 | 0 | 0 | 0 | 0 | 0 | 0 | 0 | 0 | 0 | 12 | 0
NO |  | 133 | 2016 | 9 | 17 | 17 |  |  | #2 | 500 | 0 | T | 0 | 0 | 1 | 2300AL | 0 | 0 | 0 | 0 | 0 | 0 | 0 | 0 | 0 | 0 | 0 | 0 | 0 | 0 | 0 | 0 | 0 | 0 | 0 | 0 | 0 | 0 | 0 | 12 | 0
NO |  | 133 | 2016 | 9 | 18 | 18 |  | Tesla Sub | Metcalf Sub | 500 | 0 | T | 0 | 0 | 1 | 2300AL | 0 | 0 | 0 | 0 | 0 | 0 | 0 | 0 | 0 | 0 | 0 | 0 | 0 | 0 | 0 | 0 | 0 | 0 | 0 | 0 | 0 | 0 | 0 | 12 | 0
NO |  | 133 | 2016 | 9 | 19 | 19 |  | Tesla | Midway #1 | 230 | 0 | T | 0 | 0 | 1 | 1113AL | 0 | 0 | 0 | 0 | 0 | 0 | 0 | 0 | 0 | 0 | 0 | 0 | 0 | 0 | 0 | 0 | 0 | 0 | 0 | 0 | 0 | 0 | 0 | 12 | 0
NO |  | 133 | 2016 | 9 | 20 | 20 |  |  |  | 230 | 0 | T | 0 | 0 | 1 | 795ACSR | 0 | 0 | 0 | 0 | 0 | 0 | 0 | 0 | 0 | 0 | 0 | 0 | 0 | 0 | 0 | 0 | 0 | 0 | 0 | 0 | 0 | 0 | 0 | 12 | 0
NO |  | 133 | 2016 | 9 | 21 | 21 |  | Tesla | Midway #2 | 230 | 0 | T | 0 | 0 | 1 | 1113AL | 0 | 0 | 0 | 0 | 0 | 0 | 0 | 0 | 0 | 0 | 0 | 0 | 0 | 0 | 0 | 0 | 0 | 0 | 0 | 0 | 0 | 0 | 0 | 12 | 0
NO |  | 133 | 2016 | 9 | 22 | 22 |  |  |  | 230 | 0 | T | 0 | 0 | 1 | 795ACSR | 0 | 0 | 0 | 0 | 0 | 0 | 0 | 0 | 0 | 0 | 0 | 0 | 0 | 0 | 0 | 0 | 0 | 0 | 0 | 0 | 0 | 0 | 0 | 12 | 0
NO |  | 133 | 2016 | 9 | 23 | 23 |  |  |  | 230 | 0 | T | 0 | 0 | 2 | 795ACSR | 0 | 0 | 0 | 0 | 0 | 0 | 0 | 0 | 0 | 0 | 0 | 0 | 0 | 0 | 0 | 0 | 0 | 0 | 0 | 0 | 0 | 0 | 0 | 12 | 0
NO |  | 133 | 2016 | 9 | 24 | 24 |  | Tesla | Parker (MID) | 230 | 0 | T | 0 | 0 | 1 | 795ACSR | 0 | 0 | 0 | 0 | 0 | 0 | 0 | 0 | 0 | 0 | 0 | 0 | 0 | 0 | 0 | 0 | 0 | 0 | 0 | 0 | 0 | 0 | 0 | 12 | 0
NO |  | 133 | 2016 | 9 | 25 | 25 |  |  |  | 230 | 0 | T | 0 | 0 | 2 | 795ACSR | 0 | 0 | 0 | 0 | 0 | 0 | 0 | 0 | 0 | 0 | 0 | 0 | 0 | 0 | 0 | 0 | 0 | 0 | 0 | 0 | 0 | 0 | 0 | 12 | 0
NO |  | 133 | 2016 | 9 | 26 | 26 |  |  |  | 230 | 0 | T | 0 | 0 | 1 | 954AL | 0 | 0 | 0 | 0 | 0 | 0 | 0 | 0 | 0 | 0 | 0 | 0 | 0 | 661330497 | 0 | 0 | 0 | 0 | 0 | 0 | 0 | 0 | 0 | 12 | 0
NO |  | 133 | 2016 | 9 | 27 | 27 |  |  |  | 230 | 0 | T | 0 | 0 | 1 | 954AL | 0 | 0 | 0 | 0 | 0 | 0 | 0 | 0 | 0 | 0 | 0 | 0 | 0 | 661330498 | 0 | 0 | 0 | 0 | 0 | 0 | 0 | 0 | 0 | 12 | 0
NO |  | 133 | 2016 | 9 | 28 | 28 |  | Tesla | USBR Tracy | 0 | 0 |  | 0 | 0 | 0 |  | 0 | 0 | 0 | 0 | 0 | 0 | 0 | 0 | 0 | 0 | 0 | 0 | 0 | 0 | 0 | 0 | 0 | 0 | 0 | 0 | 0 | 0 | 0 | 12 | 0
NO |  | 133 | 2016 | 9 | 29 | 29 |  |  | #1 & 2 | 230 | 0 | T | 0 | 0 | 2 | 954ACSR | 0 | 0 | 0 | 0 | 0 | 0 | 0 | 0 | 0 | 0 | 0 | 0 | 0 | 0 | 0 | 0 | 0 | 0 | 0 | 0 | 0 | 0 | 0 | 12 | 0
NO |  | 133 | 2016 | 9 | 30 | 30 |  | Tesla | Newark #1 | 230 | 0 | T | 0 | 0 | 1 | 2300AL | 0 | 0 | 0 | 0 | 0 | 0 | 0 | 0 | 0 | 0 | 0 | 0 | 0 | 0 | 0 | 661330499 | 0 | 0 | 0 | 0 | 0 | 0 | 0 | 12 | 0
NO |  | 133 | 2016 | 9 | 31 | 31 |  | Tesla | Newark #2 | 230 | 0 | T | 0 | 0 | 1 | 2300AL | 0 | 0 | 0 | 0 | 0 | 0 | 0 | 0 | 0 | 0 | 0 | 0 | 0 | 0 | 0 | 661330500 | 0 | 0 | 0 | 0 | 0 | 0 | 0 | 12 | 0
NO |  | 133 | 2016 | 9 | 32 | 32 |  | Tiger Creek | Bellota #1 | 230 | 0 | T | 0 | 0 | 1 | 518ACSR | 0 | 0 | 0 | 0 | 0 | 0 | 0 | 0 | 0 | 0 | 0 | 0 | 0 | 0 | 0 | 0 | 0 | 0 | 0 | 0 | 0 | 0 | 0 | 12 | 0
NO |  | 133 | 2016 | 9 | 33 | 33 |  |  |  | 230 | 0 | T | 0 | 0 | 1 | 795ACSR | 0 | 0 | 0 | 0 | 0 | 0 | 0 | 0 | 0 | 0 | 0 | 0 | 0 | 0 | 0 | 0 | 0 | 0 | 0 | 0 | 0 | 0 | 0 | 12 | 0
NO |  | 133 | 2016 | 9 | 34 | 34 |  |  |  | 230 | 0 | T | 0 | 0 | 1 | 500CU | 0 | 0 | 0 | 0 | 0 | 0 | 0 | 0 | 0 | 0 | 0 | 0 | 0 | 0 | 0 | 0 | 0 | 0 | 0 | 0 | 0 | 0 | 0 | 12 | 0
NO |  | 133 | 2016 | 9 | 35 | 35 |  |  |  | 230 | 0 | T | 0 | 0 | 1 | 643.7CU | 0 | 0 | 0 | 0 | 0 | 0 | 0 | 0 | 0 | 0 | 0 | 0 | 0 | 0 | 0 | 0 | 0 | 0 | 0 | 0 | 0 | 0 | 0 | 12 | 0
NO |  | 133 | 2016 | 10 | 1 | 1 |  | Tiger Creek | Bellota #2 | 230 | 0 | T | 0 | 0 | 1 | 518ACSR | 0 | 0 | 0 | 0 | 0 | 0 | 0 | 0 | 0 | 0 | 0 | 0 | 0 | 0 | 0 | 0 | 0 | 0 | 0 | 0 | 0 | 0 | 0 | 12 | 0
NO |  | 133 | 2016 | 10 | 2 | 2 |  |  |  | 230 | 0 | T | 0 | 0 | 1 | 518ACSR | 0 | 0 | 0 | 0 | 0 | 0 | 0 | 0 | 0 | 0 | 0 | 0 | 0 | 0 | 0 | 0 | 0 | 0 | 0 | 0 | 0 | 0 | 0 | 12 | 0
NO |  | 133 | 2016 | 10 | 3 | 3 |  | Tiger Creek | Bellota #2 | 230 | 0 | T | 0 | 0 | 2 | 1113AL | 0 | 0 | 0 | 0 | 0 | 0 | 0 | 0 | 0 | 0 | 0 | 0 | 0 | 0 | 0 | 0 | 0 | 0 | 0 | 0 | 0 | 0 | 0 | 12 | 0
NO |  | 133 | 2016 | 10 | 4 | 4 |  |  |  | 230 | 0 | T | 0 | 0 | 1 | 500CU | 0 | 0 | 0 | 0 | 0 | 0 | 0 | 0 | 0 | 0 | 0 | 0 | 0 | 0 | 0 | 0 | 0 | 0 | 0 | 0 | 0 | 0 | 0 | 12 | 0
NO |  | 133 | 2016 | 10 | 5 | 5 |  | Tiger Creek | Bellota #2 | 230 | 0 | T | 0 | 0 | 1 | 643.7CU | 0 | 0 | 0 | 0 | 0 | 0 | 0 | 0 | 0 | 0 | 0 | 0 | 0 | 0 | 0 | 0 | 0 | 0 | 0 | 0 | 0 | 0 | 0 | 12 | 0
NO |  | 133 | 2016 | 10 | 6 | 6 |  | U.S. Windpower | Contra Costa- | 0 | 0 |  | 0 | 0 | 0 |  | 0 | 0 | 0 | 0 | 0 | 0 | 0 | 0 | 0 | 0 | 0 | 0 | 0 | 0 | 0 | 0 | 0 | 0 | 0 | 0 | 0 | 0 | 0 | 12 | 0
NO |  | 133 | 2016 | 10 | 7 | 7 |  | Sub | Tesla #1 | 230 | 0 | T | 0 | 0 | 1 | 1113AC | 0 | 0 | 0 | 0 | 0 | 0 | 0 | 0 | 0 | 0 | 0 | 0 | 0 | 0 | 0 | 0 | 0 | 0 | 0 | 0 | 0 | 0 | 0 | 12 | 0
NO |  | 133 | 2016 | 10 | 8 | 8 |  | Vac Dixon | Vac Dixon | 0 | 0 |  | 0 | 0 | 0 |  | 0 | 0 | 0 | 0 | 0 | 0 | 0 | 0 | 0 | 0 | 0 | 0 | 0 | 0 | 0 | 0 | 0 | 0 | 0 | 0 | 0 | 0 | 0 | 12 | 0
NO |  | 133 | 2016 | 10 | 9 | 9 |  | Moraga Cir.#1 | Moraga Cir. #1 | 230 | 0 | T | 0 | 0 | 2 | 1113AL | 0 | 0 | 0 | 0 | 0 | 0 | 0 | 0 | 0 | 0 | 0 | 0 | 0 | 0 | 0 | 0 | 0 | 0 | 0 | 0 | 0 | 0 | 0 | 12 | 0
NO |  | 133 | 2016 | 10 | 10 | 10 |  | Vac Dixon | Moraga Sub | 0 | 0 |  | 0 | 0 | 0 |  | 0 | 0 | 0 | 0 | 0 | 0 | 0 | 0 | 0 | 0 | 0 | 0 | 0 | 0 | 0 | 0 | 0 | 0 | 0 | 0 | 0 | 0 | 0 | 12 | 0
NO |  | 133 | 2016 | 10 | 11 | 11 |  | Moraga Cir.#2 | Bus Structure | 230 | 0 | T | 0 | 0 | 2 | 1113AL | 0 | 0 | 0 | 0 | 0 | 0 | 0 | 0 | 0 | 0 | 0 | 0 | 0 | 0 | 0 | 0 | 0 | 0 | 0 | 0 | 0 | 0 | 0 | 12 | 0
NO |  | 133 | 2016 | 10 | 12 | 12 |  | Vac Dixon | Contra Costa | 0 | 0 |  | 0 | 0 | 0 |  | 0 | 0 | 0 | 0 | 0 | 0 | 0 | 0 | 0 | 0 | 0 | 0 | 0 | 0 | 0 | 0 | 0 | 0 | 0 | 0 | 0 | 0 | 0 | 12 | 0
NO |  | 133 | 2016 | 10 | 13 | 13 |  |  | Sub #1 | 230 | 0 | T | 0 | 0 | 1 | 500CU | 0 | 0 | 0 | 0 | 0 | 0 | 0 | 0 | 0 | 0 | 0 | 0 | 0 | 0 | 0 | 0 | 0 | 0 | 0 | 0 | 0 | 0 | 0 | 12 | 0
NO |  | 133 | 2016 | 10 | 14 | 14 |  |  |  | 230 | 0 | T | 0 | 0 | 1 | 643.7CU | 0 | 0 | 0 | 0 | 0 | 0 | 0 | 0 | 0 | 0 | 0 | 0 | 0 | 0 | 0 | 0 | 0 | 0 | 0 | 0 | 0 | 0 | 0 | 12 | 0
NO |  | 133 | 2016 | 10 | 15 | 15 |  |  |  | 230 | 0 | T | 0 | 0 | 1 | 795ACSR | 0 | 0 | 0 | 0 | 0 | 0 | 0 | 0 | 0 | 0 | 0 | 0 | 0 | 0 | 0 | 0 | 0 | 0 | 0 | 0 | 0 | 0 | 0 | 12 | 0
NO |  | 133 | 2016 | 10 | 16 | 16 |  |  |  | 230 | 0 | T | 0 | 0 | 1 | 954ACSR | 0 | 0 | 0 | 0 | 0 | 0 | 0 | 0 | 0 | 0 | 0 | 0 | 0 | 0 | 0 | 0 | 0 | 0 | 0 | 0 | 0 | 0 | 0 | 12 | 0
NO |  | 133 | 2016 | 10 | 17 | 17 |  |  |  | 230 | 0 | T | 0 | 0 | 1 | 1113SSAC | 0 | 0 | 0 | 0 | 0 | 0 | 0 | 0 | 0 | 0 | 0 | 0 | 0 | 0 | 0 | 0 | 0 | 0 | 0 | 0 | 0 | 0 | 0 | 12 | 0
NO |  | 133 | 2016 | 10 | 18 | 18 |  | Vac Dixon | Contra Costa | 0 | 0 |  | 0 | 0 | 0 |  | 0 | 0 | 0 | 0 | 0 | 0 | 0 | 0 | 0 | 0 | 0 | 0 | 0 | 0 | 0 | 0 | 0 | 0 | 0 | 0 | 0 | 0 | 0 | 12 | 0
NO |  | 133 | 2016 | 10 | 19 | 19 |  |  | Power #2 | 230 | 0 | T | 0 | 0 | 1 | 643.7CU | 0 | 0 | 0 | 0 | 0 | 0 | 0 | 0 | 0 | 0 | 0 | 0 | 0 | 0 | 0 | 0 | 0 | 0 | 0 | 0 | 0 | 0 | 0 | 12 | 0
NO |  | 133 | 2016 | 10 | 20 | 20 |  |  |  | 230 | 0 | T | 0 | 0 | 1 | 795ACSR | 0 | 0 | 0 | 0 | 0 | 0 | 0 | 0 | 0 | 0 | 0 | 0 | 0 | 0 | 0 | 0 | 0 | 0 | 0 | 0 | 0 | 0 | 0 | 12 | 0
NO |  | 133 | 2016 | 10 | 21 | 21 |  |  |  | 230 | 0 | T | 0 | 0 | 1 | 954ACSR | 0 | 0 | 0 | 0 | 0 | 0 | 0 | 0 | 0 | 0 | 0 | 0 | 0 | 0 | 0 | 0 | 0 | 0 | 0 | 0 | 0 | 0 | 0 | 12 | 0
NO |  | 133 | 2016 | 10 | 22 | 22 |  |  |  | 230 | 0 | T | 0 | 0 | 1 | 1113SSAC | 0 | 0 | 0 | 0 | 0 | 0 | 0 | 0 | 0 | 0 | 0 | 0 | 0 | 0 | 0 | 0 | 0 | 0 | 0 | 0 | 0 | 0 | 0 | 12 | 0
NO |  | 133 | 2016 | 10 | 24 | 24 |  | Vac Dixon- | Peabody Sub | 0 | 0 |  | 0 | 0 | 0 |  | 0 | 0 | 0 | 0 | 0 | 0 | 0 | 0 | 0 | 0 | 0 | 0 | 0 | 0 | 0 | 0 | 0 | 0 | 0 | 0 | 0 | 0 | 0 | 12 | 0
NO |  | 133 | 2016 | 10 | 25 | 25 |  | Contra Costa |  | 0 | 0 |  | 0 | 0 | 0 |  | 0 | 0 | 0 | 0 | 0 | 0 | 0 | 0 | 0 | 0 | 0 | 0 | 0 | 0 | 0 | 0 | 0 | 0 | 0 | 0 | 0 | 0 | 0 | 12 | 0
NO |  | 133 | 2016 | 10 | 26 | 26 |  | #1 and 2 |  | 230 | 0 | T | 0 | 0 | 2 | 1113AL | 0 | 0 | 0 | 0 | 0 | 0 | 0 | 0 | 0 | 0 | 0 | 0 | 0 | 0 | 0 | 0 | 0 | 0 | 0 | 0 | 0 | 0 | 0 | 12 | 0
NO |  | 133 | 2016 | 10 | 27 | 27 |  | Vac Dixon | Lakeville | 230 | 0 | T | 0 | 0 | 2 | 1113AL | 0 | 0 | 0 | 0 | 0 | 0 | 0 | 0 | 0 | 0 | 0 | 0 | 0 | 0 | 0 | 0 | 0 | 0 | 0 | 0 | 0 | 0 | 0 | 12 | 0
NO |  | 133 | 2016 | 10 | 28 | 28 |  |  |  | 230 | 0 | T | 0 | 0 | 2 | 954ACSR | 0 | 0 | 0 | 0 | 0 | 0 | 0 | 0 | 0 | 0 | 0 | 0 | 0 | 0 | 0 | 0 | 0 | 0 | 0 | 0 | 0 | 0 | 0 | 12 | 0
NO |  | 133 | 2016 | 10 | 29 | 29 |  | Vac Dixon | Moraga #1 | 230 | 0 | T | 0 | 0 | 2 | 1113AL | 0 | 0 | 0 | 0 | 0 | 0 | 0 | 0 | 0 | 0 | 0 | 0 | 0 | 0 | 0 | 0 | 0 | 0 | 0 | 0 | 0 | 0 | 0 | 12 | 0
NO |  | 133 | 2016 | 10 | 30 | 30 |  |  |  | 230 | 0 | T | 0 | 0 | 1 | 1113AL | 0 | 0 | 0 | 0 | 0 | 0 | 0 | 0 | 0 | 0 | 0 | 0 | 0 | 0 | 0 | 0 | 0 | 0 | 0 | 0 | 0 | 0 | 0 | 12 | 0
NO |  | 133 | 2016 | 10 | 31 | 31 |  |  |  | 230 | 0 | T | 0 | 0 | 1 | 954ACSR | 0 | 0 | 0 | 0 | 0 | 0 | 0 | 0 | 0 | 0 | 0 | 0 | 0 | 0 | 0 | 0 | 0 | 0 | 0 | 0 | 0 | 0 | 0 | 12 | 0
NO |  | 133 | 2016 | 10 | 32 | 32 |  |  |  | 230 | 0 | T | 0 | 0 | 1 | 954AL | 0 | 0 | 0 | 0 | 0 | 0 | 0 | 0 | 0 | 0 | 0 | 0 | 0 | 0 | 0 | 0 | 0 | 0 | 0 | 0 | 0 | 0 | 0 | 12 | 0
NO |  | 133 | 2016 | 10 | 33 | 33 |  | Vac Dixon | Moraga #1 | 230 | 0 | T | 0 | 0 | 1 | Other | 0 | 0 | 0 | 0 | 0 | 0 | 0 | 0 | 0 | 0 | 0 | 0 | 0 | 0 | 0 | 0 | 0 | 0 | 0 | 0 | 0 | 0 | 0 | 12 | 0
NO |  | 133 | 2016 | 11 | 1 | 1 |  | Vac Dixon | Moraga #2 | 230 | 0 | T | 0 | 0 | 2 | 1113AL | 0 | 0 | 0 | 0 | 0 | 0 | 0 | 0 | 0 | 0 | 0 | 0 | 0 | 0 | 0 | 0 | 0 | 0 | 0 | 0 | 0 | 0 | 0 | 12 | 0
NO |  | 133 | 2016 | 11 | 2 | 2 |  |  |  | 230 | 0 | T | 0 | 0 | 1 | 954ACSR | 0 | 0 | 0 | 0 | 0 | 0 | 0 | 0 | 0 | 0 | 0 | 0 | 0 | 0 | 0 | 0 | 0 | 0 | 0 | 0 | 0 | 0 | 0 | 12 | 0
NO |  | 133 | 2016 | 11 | 3 | 3 |  |  |  | 230 | 0 | T | 0 | 0 | 1 | 954AL | 0 | 0 | 0 | 0 | 0 | 0 | 0 | 0 | 0 | 0 | 0 | 0 | 0 | 0 | 0 | 0 | 0 | 0 | 0 | 0 | 0 | 0 | 0 | 12 | 0
NO |  | 133 | 2016 | 11 | 4 | 4 |  |  |  | 230 | 0 | T | 0 | 0 | 1 | Other | 0 | 0 | 0 | 0 | 0 | 0 | 0 | 0 | 0 | 0 | 0 | 0 | 0 | 0 | 0 | 0 | 0 | 0 | 0 | 0 | 0 | 0 | 0 | 12 | 0
NO |  | 133 | 2016 | 11 | 5 | 5 |  | Vac Dixon | Telsa | 500 | 0 | T | 0 | 0 | 1 | 1855ACSR | 0 | 0 | 0 | 0 | 0 | 0 | 0 | 0 | 0 | 0 | 0 | 0 | 0 | 0 | 0 | 0 | 0 | 0 | 0 | 0 | 0 | 0 | 0 | 12 | 0
NO |  | 133 | 2016 | 11 | 6 | 6 |  |  |  | 500 | 0 | T | 0 | 0 | 1 | 2300AL | 0 | 0 | 0 | 0 | 0 | 0 | 0 | 0 | 0 | 0 | 0 | 0 | 0 | 0 | 0 | 0 | 0 | 0 | 0 | 0 | 0 | 0 | 0 | 12 | 0
NO |  | 133 | 2016 | 11 | 7 | 7 |  | Walnut (TID) | Los Banos | 230 | 0 | T | 0 | 0 | 2 | 795ACSR | 0 | 0 | 0 | 0 | 0 | 0 | 0 | 0 | 0 | 0 | 0 | 0 | 0 | 0 | 0 | 0 | 0 | 0 | 0 | 0 | 0 | 0 | 0 | 12 | 0
NO |  | 133 | 2016 | 11 | 8 | 8 |  |  |  | 230 | 0 | T | 0 | 0 | 2 | 1113AL | 0 | 0 | 0 | 0 | 0 | 0 | 0 | 0 | 0 | 0 | 0 | 0 | 0 | 0 | 0 | 0 | 0 | 0 | 0 | 0 | 0 | 0 | 0 | 12 | 0
NO |  | 133 | 2016 | 11 | 9 | 9 |  |  |  | 230 | 0 | T | 0 | 0 | 1 | 954AL | 0 | 0 | 0 | 0 | 0 | 0 | 0 | 0 | 0 | 0 | 0 | 0 | 0 | 0 | 0 | 0 | 0 | 0 | 0 | 0 | 0 | 0 | 0 | 12 | 0
NO |  | 133 | 2016 | 11 | 10 | 10 |  |  |  | 230 | 0 | T | 0 | 0 | 1 | 954AL | 0 | 0 | 0 | 0 | 0 | 0 | 0 | 0 | 0 | 0 | 0 | 0 | 0 | 661330501 | 0 | 0 | 0 | 0 | 0 | 0 | 0 | 0 | 0 | 12 | 0
NO |  | 133 | 2016 | 11 | 11 | 11 |  | Newark | Los Esteros | 230 | 0 | P | 0 | 0 | 2 | 2-2300 AL | 0 | 0 | 0 | 0 | 0 | 0 | 0 | 0 | 0 | 0 | 0 | 0 | 0 | 0 | 0 | 0 | 0 | 0 | 0 | 0 | 0 | 0 | 0 | 12 | 0
NO |  | 133 | 2016 | 11 | 12 | 12 |  | Los Esteros | Metcalf | 230 | 0 | P | 0 | 0 | 0 | 2-2300 AL | 0 | 0 | 0 | 0 | 0 | 0 | 0 | 0 | 0 | 0 | 0 | 0 | 0 | 0 | 0 | 0 | 0 | 0 | 0 | 0 | 0 | 0 | 0 | 12 | 0
NO |  | 133 | 2016 | 11 | 13 | 13 |  | Newark | Los Esteros | 230 | 0 | UG Duct Bank | 0 | 0 | 1 | 2-2500 kcmil CU X | 0 | 0 | 0 | 0 | 0 | 0 | 0 | 0 | 0 | 0 | 0 | 0 | 0 | 0 | 0 | 0 | 0 | 0 | 0 | 0 | 0 | 0 | 0 | 12 | 0
NO |  | 133 | 2016 | 11 | 14 | 14 |  | Los Esteros | Metcalf | 230 | 0 | UG Duct Bank | 0 | 0 | 1 | 2-2500 kcmil CU X | 0 | 0 | 0 | 0 | 0 | 0 | 0 | 0 | 0 | 0 | 0 | 0 | 0 | 0 | 0 | 0 | 0 | 0 | 0 | 0 | 0 | 0 | 0 | 12 | 0
NO |  | 133 | 2016 | 11 | 15 | 15 |  | Cayetano | Vineyard | 230 | 0 | UG Duct Bank | 0 | 0 | 2 | 2000 kcmil CU XLP | 0 | 0 | 0 | 0 | 0 | 0 | 0 | 0 | 0 | 0 | 0 | 0 | 0 | 0 | 0 | 0 | 0 | 0 | 0 | 0 | 0 | 0 | 0 | 12 | 0
NO |  | 133 | 2016 | 11 | 16 | 16 |  | Vineyard | Newark | 230 | 0 | UG Duct Bank | 0 | 0 | 2 | 2000 kcmil CU XLP | 0 | 0 | 0 | 0 | 0 | 0 | 0 | 0 | 0 | 0 | 0 | 0 | 0 | 0 | 0 | 0 | 0 | 0 | 0 | 0 | 0 | 0 | 0 | 12 | 0
NO |  | 133 | 2016 | 11 | 17 | 17 |  | Contra Costa | Cayetano | 230 | 0 | UG Duct Bank | 0 | 0 | 2 | 1000 sq.mm CU XLP | 0 | 0 | 0 | 0 | 0 | 0 | 0 | 0 | 0 | 0 | 0 | 0 | 0 | 0 | 0 | 0 | 0 | 0 | 0 | 0 | 0 | 0 | 0 | 12 | 0
NO |  | 133 | 2016 | 11 | 18 | 18 |  | Cayetano | Vineyard | 230 | 0 | UG Duct Bank | 0 | 0 | 2 | 1000 sq.mm CU XL | 0 | 0 | 0 | 0 | 0 | 0 | 0 | 0 | 0 | 0 | 0 | 0 | 0 | 0 | 0 | 0 | 0 | 0 | 0 | 0 | 0 | 0 | 0 | 12 | 0
NO |  | 133 | 2016 | 11 | 19 | 19 |  | North Dublin Substation | North Dublin Transition Sta | 230 | 0 | T | 0 | 0 | 2 | 954ACSR | 0 | 0 | 0 | 0 | 0 | 0 | 0 | 0 | 0 | 0 | 0 | 0 | 0 | 0 | 0 | 0 | 0 | 0 | 0 | 0 | 0 | 0 | 0 | 12 | 0
NO |  | 133 | 2016 | 11 | 20 | 20 |  | Jefferson | Martin | 230 | 0 | P | 0 | 0 | 2 | 954ACSR | 0 | 0 | 0 | 0 | 0 | 0 | 0 | 0 | 0 | 0 | 0 | 0 | 0 | 0 | 0 | 0 | 0 | 0 | 0 | 0 | 0 | 0 | 0 | 12 | 0
NO |  | 133 | 2016 | 11 | 21 | 21 |  | Birds Landing Switching Sub | High Winds Sub | 230 | 0 | P | 0 | 0 | 1 | 1113AL | 0 | 0 | 0 | 0 | 0 | 0 | 0 | 0 | 0 | 0 | 0 | 0 | 0 | 0 | 0 | 0 | 0 | 0 | 0 | 0 | 0 | 0 | 0 | 12 | 0
NO |  | 133 | 2016 | 11 | 22 | 22 |  | North Dublin Substation | Cayetano | 230 | 0 | UG Duct Bank | 0 | 0 | 1 | 2000 kcmil CU XLP | 0 | 0 | 0 | 0 | 0 | 0 | 0 | 0 | 0 | 0 | 0 | 0 | 0 | 0 | 0 | 0 | 0 | 0 | 0 | 0 | 0 | 0 | 0 | 12 | 0
NO |  | 133 | 2016 | 11 | 23 | 23 |  | North Dublin Substation | Vineyard | 230 | 0 | UG Duct Bank | 0 | 0 | 1 | 2000 kcmil CU XLP | 0 | 0 | 0 | 0 | 0 | 0 | 0 | 0 | 0 | 0 | 0 | 0 | 0 | 0 | 0 | 0 | 0 | 0 | 0 | 0 | 0 | 0 | 0 | 12 | 0
NO |  | 133 | 2016 | 11 | 24 | 24 |  | Shiloh II | Birds Landing Sw Sta | 230 | 0 | P | 0 | 0 | 1 | 1431 AAC | 0 | 0 | 0 | 0 | 0 | 0 | 0 | 0 | 0 | 0 | 0 | 0 | 0 | 0 | 0 | 0 | 0 | 0 | 0 | 0 | 0 | 0 | 0 | 12 | 0
NO |  | 133 | 2016 | 11 | 25 | 25 |  | Panoche Energy Center | Panoche Sub | 230 | 0 | P | 0 | 0 | 1 | 2-1113 AAC | 0 | 0 | 0 | 0 | 0 | 0 | 0 | 0 | 0 | 0 | 0 | 0 | 0 | 0 | 0 | 0 | 0 | 0 | 0 | 0 | 0 | 0 | 0 | 12 | 0
NO |  | 133 | 2016 | 11 | 26 | 26 |  | Embarcadero GIS Termination | North Transition Manhole | 230 | 0 | UG | 0 | 0 | 1 | 2500XLPE | 0 | 0 | 0 | 0 | 0 | 0 | 0 | 0 | 0 | 0 | 0 | 0 | 0 | 0 | 0 | 0 | 0 | 0 | 0 | 0 | 0 | 0 | 0 | 12 | 0
NO |  | 133 | 2016 | 11 | 27 | 27 |  | N TransitionManhole SpearSt | South Transition Manhole | 230 | 0 | UG | 0 | 0 | 1 | 1400XLPE | 0 | 0 | 0 | 0 | 0 | 0 | 0 | 0 | 0 | 0 | 0 | 0 | 0 | 0 | 0 | 0 | 0 | 0 | 0 | 0 | 0 | 0 | 0 | 12 | 0
NO |  | 133 | 2016 | 11 | 28 | 28 |  | S Transition Manhole 23rdSt | Potrero GIS Termination | 230 | 0 | UG | 0 | 0 | 1 | 2500XLPE | 0 | 0 | 0 | 0 | 0 | 0 | 0 | 0 | 0 | 0 | 0 | 0 | 0 | 0 | 0 | 0 | 0 | 0 | 0 | 0 | 0 | 0 | 0 | 12 | 0
NO |  | 133 | 2016 | 11 | 30 | 30 |  | Sum Lines above Towers |  | 500 | 0 |  | 1325.89 | 0 | 0 |  | 24381459 | 399602220 | 424276857 | 913182 | 6644078 | 0 | 7557260 | 0 | 0 | 0 | 0 | 0 | 0 | 0 | 0 | 0 | 0 | 0 | 0 | 0 | 0 | 0 | 0 | 12 | 0
NO |  | 133 | 2016 | 11 | 31 | 31 |  |  |  | 230 | 0 |  | 3050.28 | 1913.98 | 0 |  | 64993155 | 1522537727 | 1587530882 | 2779830 | 20225334 | 0 | 23005164 | 0 | 0 | 0 | 0 | 0 | 0 | 0 | 0 | 0 | 0 | 0 | 0 | 0 | 0 | 0 | 0 | 12 | 0
NO |  | 133 | 2016 | 11 | 32 | 32 |  |  |  | 115 | 0 |  | 2024.75 | 1544.35 | 0 |  | 31205023 | 399271411 | 430476434 | 2122051 | 15439503 | 0 | 17561554 | 0 | 0 | 0 | 0 | 0 | 0 | 0 | 0 | 0 | 0 | 0 | 0 | 0 | 0 | 0 | 0 | 12 | 0
NO |  | 133 | 2016 | 11 | 33 | 33 |  |  |  | 70 | 0 |  | 153.68 | 51.27 | 0 |  | 1669393 | 19324667 | 20994060 | 105449 | 767218 | 0 | 872667 | 0 | 0 | 0 | 0 | 0 | 0 | 0 | 0 | 0 | 0 | 0 | 0 | 0 | 0 | 0 | 0 | 12 | 0
NO |  | 133 | 2016 | 11 | 34 | 34 |  |  |  | 60 | 0 |  | 207.67 | 253.68 | 0 |  | 4570395 | 37833972 | 42404367 | 128807 | 937165 | 0 | 1065972 | 0 | 0 | 0 | 0 | 0 | 0 | 0 | 0 | 0 | 0 | 0 | 0 | 0 | 0 | 0 | 0 | 12 | 0
NO |  | 133 | 2016 | 11 | 35 | 35 |  | Sum Lines above Poles |  | 0 | 0 |  | 0 | 0 | 0 |  | 0 | 0 | 0 | 0 | 0 | 0 | 0 | 0 | 0 | 0 | 0 | 0 | 0 | 0 | 0 | 0 | 0 | 0 | 0 | 0 | 0 | 0 | 0 | 12 | 0
NO |  | 133 | 2016 | 12 | 1 | 1 |  |  |  | 500 | 0 |  | 1.78 | 0 | 0 |  | 0 | 0 | 0 | 0 | 0 | 0 | 0 | 0 | 0 | 0 | 0 | 0 | 0 | 0 | 0 | 0 | 0 | 0 | 0 | 0 | 0 | 0 | 0 | 12 | 0
NO |  | 133 | 2016 | 12 | 2 | 2 |  |  |  | 230 | 0 |  | 251.64 | 33.03 | 0 |  | 0 | 0 | 0 | 0 | 0 | 0 | 0 | 0 | 0 | 0 | 0 | 0 | 0 | 0 | 0 | 0 | 0 | 0 | 0 | 0 | 0 | 0 | 0 | 12 | 0
NO |  | 133 | 2016 | 12 | 3 | 3 |  |  |  | 115 | 0 |  | 2197.4 | 298.07 | 0 |  | 46059950 | 426086568 | 472146518 | 1749586 | 12729542 | 0 | 14479128 | 0 | 0 | 0 | 0 | 0 | 0 | 0 | 0 | 0 | 0 | 0 | 0 | 0 | 0 | 0 | 0 | 12 | 0
NO |  | 133 | 2016 | 12 | 4 | 4 |  |  |  | 70 | 0 |  | 1285.89 | 42.63 | 0 |  | 10704631 | 161050674 | 171755305 | 1015883 | 7391305 | 0 | 8407188 | 0 | 0 | 0 | 0 | 0 | 0 | 0 | 0 | 0 | 0 | 0 | 0 | 0 | 0 | 0 | 0 | 12 | 0
NO |  | 133 | 2016 | 12 | 5 | 5 |  |  |  | 60 | 0 |  | 3156.19 | 254.36 | 0 |  | 24341564 | 399730491 | 424072055 | 2603391 | 18941611 | 0 | 21545002 | 0 | 0 | 0 | 0 | 0 | 0 | 0 | 0 | 0 | 0 | 0 | 0 | 0 | 0 | 0 | 0 | 12 | 0
NO |  | 133 | 2016 | 12 | 7 | 7 |  | Other Undground |  | 230 | 0 |  | 3.33 | 0 | 0 |  | 2790742 | 238509403 | 241300145 | 83680 | 34828 | 0 | 118508 | 0 | 0 | 0 | 0 | 0 | 0 | 0 | 0 | 0 | 0 | 0 | 0 | 0 | 0 | 0 | 0 | 12 | 0
NO |  | 133 | 2016 | 12 | 8 | 8 |  | Transmission Lines |  | 115 | 0 |  | 83.96 | 0 | 0 |  | 101945 | 447670146 | 448100535 | 2360123 | 982282 | 0 | 3342405 | 0 | 0 | 0 | 0 | 0 | 0 | 0 | 0 | 0 | 0 | 0 | 0 | 0 | 0 | 0 | 0 | 12 | 0
NO |  | 133 | 2016 | 12 | 9 | 9 |  |  |  | 70 | 0 |  | 0 | 0 | 0 |  | 0 | 0 | 0 | 0 | 0 | 0 | 0 | 0 | 0 | 0 | 0 | 0 | 0 | 0 | 0 | 0 | 0 | 0 | 0 | 0 | 0 | 0 | 0 | 12 | 0
NO |  | 133 | 2016 | 12 | 10 | 10 |  |  |  | 60 | 0 |  | 4.47 | 0 | 0 |  | 0 | 18344348 | 18344348 | 120117 | 49993 | 0 | 170110 | 661330502 | 0 | 0 | 0 | 0 | 0 | 0 | 0 | 0 | 0 | 0 | 0 | 0 | 0 | 0 | 0 | 12 | 0
NO |  | 133 | 2016 | 12 | 12 | 12 |  | Transmission Roads |  | 0 | 0 |  | 0 | 0 | 0 |  | 0 | 72109581 | 72109581 | 0 | 0 | 0 | 0 | 0 | 0 | 0 | 0 | 0 | 0 | 0 | 0 | 0 | 0 | 0 | 0 | 0 | 0 | 0 | 0 | 12 | 0
NO |  | 133 | 2016 | 12 | 13 | 13 |  | and Trails |  | 0 | 0 |  | 0 | 0 | 0 |  | 0 | 0 | 0 | 0 | 0 | 0 | 0 | 661330503 | 0 | 0 | 0 | 0 | 0 | 0 | 0 | 0 | 0 | 0 | 0 | 0 | 0 | 0 | 0 | 12 | 0
NO |  | 134 | 2016 | 0 | 1 | 1 |  | MALIN, OR | PG&E ROUND MTN, CA | 500 | 500 | Steel Tower | 47 | 0 | 1 | 3-1852 ACSR 51/27 | 0 | 0 | 0 | 0 | 0 | 0 | 0 | 661342027 | 0 | 0 | 0 | 0 | 0 | 0 | 0 | 0 | 0 | 0 | 0 | 0 | 0 | 0 | 0 | 12 | 1
NO |  | 134 | 2016 | 0 | 2 | 2 |  | DIXONVILLE, OR | MERIDIAN, OR | 500 | 500 | Steel Tower | 74 | 0 | 1 | 3-1272 ACSR 36/1 | 0 | 0 | 0 | 0 | 0 | 0 | 0 | 661342028 | 0 | 0 | 0 | 0 | 0 | 0 | 0 | 0 | 0 | 0 | 0 | 0 | 0 | 0 | 0 | 12 | 1
NO |  | 134 | 2016 | 0 | 3 | 3 |  | CAPTAIN JACK, OR | MALIN, OR | 500 | 500 | Steel Tower | 7 | 0 | 1 | 3-1272 ACSR 36/1 | 0 | 0 | 0 | 0 | 0 | 0 | 0 | 0 | 0 | 0 | 0 | 0 | 0 | 0 | 0 | 0 | 0 | 0 | 0 | 0 | 0 | 0 | 0 | 12 | 1
NO |  | 134 | 2016 | 0 | 4 | 4 |  | KLAMATH CO-GEN, OR | CAPTAIN JACK, OR | 500 | 500 | Steel Tower | 26 | 0 | 1 | 3-1272 ACSR 54/19 | 0 | 0 | 0 | 0 | 0 | 0 | 0 | 0 | 0 | 0 | 0 | 0 | 0 | 0 | 0 | 0 | 0 | 0 | 0 | 0 | 0 | 0 | 0 | 12 | 1
NO |  | 134 | 2016 | 0 | 5 | 5 |  | MERIDIAN, OR | KLAMATH CO-GEN, OR | 500 | 500 | Steel Tower | 58 | 0 | 1 | 3-1272 ACSR 54/19 | 0 | 0 | 0 | 0 | 0 | 0 | 0 | 0 | 0 | 0 | 0 | 0 | 0 | 0 | 0 | 0 | 0 | 0 | 0 | 0 | 0 | 0 | 0 | 12 | 1
NO |  | 134 | 2016 | 0 | 6 | 6 |  | ALVEY, OR | DIXONVILLE, OR | 500 | 500 | Steel Tower | 58 | 0 | 1 | 3-2250 AAC /91 | 0 | 0 | 0 | 0 | 0 | 0 | 0 | 661342029 | 0 | 0 | 0 | 0 | 0 | 0 | 0 | 0 | 0 | 0 | 0 | 0 | 0 | 0 | 0 | 12 | 1
NO |  | 134 | 2016 | 0 | 7 | 7 |  | MIDPOINT, ID | MALIN, OR | 500 | 500 | Steel Tower | 447 | 0 | 1 | 3-1272 ACSR 36/1 | 0 | 0 | 0 | 0 | 0 | 0 | 0 | 661342030 | 0 | 0 | 0 | 0 | 0 | 0 | 0 | 0 | 0 | 0 | 0 | 0 | 0 | 0 | 0 | 12 | 1
NO |  | 134 | 2016 | 0 | 8 | 8 |  | COLSTRIP 4, MT | SWITCHYARD, MT | 500 | 500 | Steel Tower | 1 | 0 | 1 | 795 KCM ACSR | 0 | 0 | 0 | 0 | 0 | 0 | 0 | 661342031 | 0 | 0 | 0 | 0 | 0 | 0 | 0 | 0 | 0 | 0 | 0 | 0 | 0 | 0 | 0 | 12 | 1
NO |  | 134 | 2016 | 0 | 9 | 9 |  | COLSTRIP, MT | BROADVIEW A, MT | 500 | 500 | Steel Tower | 112 | 0 | 1 | 795 KCM ACSR 26/7 | 0 | 0 | 0 | 0 | 0 | 0 | 0 | 661342032 | 0 | 0 | 0 | 0 | 0 | 0 | 0 | 0 | 0 | 0 | 0 | 0 | 0 | 0 | 0 | 12 | 1
NO |  | 134 | 2016 | 0 | 10 | 10 |  | COLSTRIP, MT | BROADVIEW B, MT | 500 | 500 | Steel Tower | 116 | 0 | 1 | 795 KCM ACSR 26/7 | 0 | 0 | 0 | 0 | 0 | 0 | 0 | 661342033 | 0 | 0 | 0 | 0 | 0 | 0 | 0 | 0 | 0 | 0 | 0 | 0 | 0 | 0 | 0 | 12 | 1
NO |  | 134 | 2016 | 0 | 11 | 11 |  | BROADVIEW, MT | TOWNSEND A, MT | 500 | 500 | Steel Tower | 133 | 0 | 1 | 795 KCM ACSR 26/7 | 0 | 0 | 0 | 0 | 0 | 0 | 0 | 661342034 | 0 | 0 | 0 | 0 | 0 | 0 | 0 | 0 | 0 | 0 | 0 | 0 | 0 | 0 | 0 | 12 | 1
NO |  | 134 | 2016 | 0 | 12 | 12 |  | BROADVIEW, MT | TOWNSEND B, MT | 500 | 500 | Steel Tower | 133 | 0 | 1 | 795 KCM ACSR 26/7 | 0 | 0 | 0 | 0 | 0 | 0 | 0 | 661342035 | 0 | 0 | 0 | 0 | 0 | 0 | 0 | 0 | 0 | 0 | 0 | 0 | 0 | 0 | 0 | 12 | 1
NO |  | 134 | 2016 | 0 | 13 | 13 |  | 500kV costs and expenses |  | 0 | 0 |  | 0 | 0 | 0 |  | 13339699 | 233448416 | 246788115 | 0 | 1701963 | 295737 | 1997700 | 0 | 0 | 0 | 0 | 0 | 0 | 0 | 0 | 0 | 0 | 0 | 0 | 0 | 0 | 0 | 0 | 12 | 1
NO |  | 134 | 2016 | 0 | 15 | 15 |  | Subtotal 500kV |  | 0 | 0 |  | 1212 | 0 | 12 |  | 13339699 | 233448416 | 246788115 | 0 | 1701963 | 295737 | 1997700 | 0 | 0 | 0 | 0 | 0 | 0 | 0 | 0 | 0 | 0 | 0 | 0 | 0 | 0 | 0 | 0 | 12 | 1
NO |  | 134 | 2016 | 0 | 17 | 17 |  | 90TH SOUTH, UT | CAMP WILLIAMS #3, UT | 345 | 345 | Steel - SP | 11 | 0 | 1 |  | 0 | 0 | 0 | 0 | 0 | 0 | 0 | 0 | 0 | 0 | 0 | 0 | 0 | 0 | 0 | 661342036 | 0 | 0 | 0 | 0 | 0 | 0 | 0 | 12 | 1
NO |  | 134 | 2016 | 0 | 18 | 18 |  | 90TH SOUTH, UT | CAMP WILLIAMS #4, UT | 345 | 345 |  | 0 | 11 | 1 |  | 0 | 0 | 0 | 0 | 0 | 0 | 0 | 0 | 0 | 0 | 0 | 0 | 0 | 0 | 0 | 661342037 | 0 | 0 | 0 | 0 | 0 | 0 | 0 | 12 | 1
NO |  | 134 | 2016 | 0 | 19 | 19 |  | 90TH SOUTH, UT | CAMP WILLIAMS #1, UT | 345 | 345 | Steel - SP | 11 | 0 | 1 | 1272 ACSR 45/7 | 0 | 0 | 0 | 0 | 0 | 0 | 0 | 0 | 0 | 0 | 0 | 0 | 0 | 0 | 0 | 0 | 0 | 0 | 0 | 0 | 0 | 0 | 0 | 12 | 1
NO |  | 134 | 2016 | 0 | 20 | 20 |  | 90TH SOUTH, UT | TERMINAL, UT | 345 | 345 |  | 0 | 16 | 1 | 1272 ACSR 45/7 | 0 | 0 | 0 | 0 | 0 | 0 | 0 | 0 | 0 | 0 | 0 | 0 | 0 | 0 | 0 | 0 | 0 | 0 | 0 | 0 | 0 | 0 | 0 | 12 | 1
NO |  | 134 | 2016 | 0 | 21 | 21 |  | TERMINAL, UT | CAMP WILLIAMS #2, UT | 345 | 345 | Steel - SP | 15 | 11 | 1 | 1272 ACSR 45/7 | 0 | 0 | 0 | 0 | 0 | 0 | 0 | 0 | 0 | 0 | 0 | 0 | 0 | 0 | 0 | 0 | 0 | 0 | 0 | 0 | 0 | 0 | 0 | 12 | 1
NO |  | 134 | 2016 | 0 | 22 | 22 |  | TERMINAL, UT | BORAH, ID | 345 | 345 | Wood - H | 138 | 0 | 1 | 954 ACSR 45/7 | 0 | 0 | 0 | 0 | 0 | 0 | 0 | 0 | 0 | 0 | 0 | 0 | 0 | 0 | 0 | 0 | 0 | 0 | 0 | 0 | 0 | 0 | 0 | 12 | 1
NO |  | 134 | 2016 | 0 | 23 | 23 |  | TERMINAL, UT | BORAH, ID | 345 | 345 | Steel - SP | 0 | 47 | 1 | 1272 ACSR 45/7 | 0 | 0 | 0 | 0 | 0 | 0 | 0 | 0 | 0 | 0 | 0 | 0 | 0 | 0 | 0 | 0 | 0 | 0 | 0 | 0 | 0 | 0 | 0 | 12 | 1
NO |  | 134 | 2016 | 0 | 24 | 24 |  | BEN LOMOND, UT | POPULUS #1, ID | 345 | 345 |  | 0 | 82 | 1 | 1272 ACSR 45/7 | 0 | 0 | 0 | 0 | 0 | 0 | 0 | 0 | 0 | 0 | 0 | 0 | 0 | 0 | 0 | 0 | 0 | 0 | 0 | 0 | 0 | 0 | 0 | 12 | 1
NO |  | 134 | 2016 | 0 | 25 | 25 |  | BEN LOMOND, UT | POPULUS #2, ID | 345 | 345 | Steel - SP | 86 | 0 | 1 | 1272 ACSR 45/7 | 0 | 0 | 0 | 0 | 0 | 0 | 0 | 0 | 0 | 0 | 0 | 0 | 0 | 0 | 0 | 0 | 0 | 0 | 0 | 0 | 0 | 0 | 0 | 12 | 1
NO |  | 134 | 2016 | 0 | 26 | 26 |  | BEN LOMOND, UT | CAMP WILLIAMS, UT | 345 | 345 | Steel - SP | 69 | 0 | 1 | 1272 ACSR 45/7 | 0 | 0 | 0 | 0 | 0 | 0 | 0 | 0 | 0 | 0 | 0 | 0 | 0 | 0 | 0 | 0 | 0 | 0 | 0 | 0 | 0 | 0 | 0 | 12 | 1
NO |  | 134 | 2016 | 0 | 27 | 27 |  | BEN LOMOND, UT | TERMINAL, UT | 345 | 345 |  | 47 | 0 | 1 | 1272 ACSR 45/7 | 0 | 0 | 0 | 0 | 0 | 0 | 0 | 0 | 0 | 0 | 0 | 0 | 0 | 0 | 0 | 0 | 0 | 0 | 0 | 0 | 0 | 0 | 0 | 12 | 1
NO |  | 134 | 2016 | 0 | 28 | 28 |  | BEN LOMOND, UT | TERMINAL, UT | 345 | 345 | Steel - SP | 0 | 47 | 1 | 1272 ACSR 45/7 | 0 | 0 | 0 | 0 | 0 | 0 | 0 | 0 | 0 | 0 | 0 | 0 | 0 | 0 | 0 | 0 | 0 | 0 | 0 | 0 | 0 | 0 | 0 | 12 | 1
NO |  | 134 | 2016 | 0 | 29 | 29 |  | CAMP WILLIAMS, UT | MONA #3, UT | 345 | 345 | Wood - H | 47 | 0 | 1 | 954 ACSR 45/7 | 0 | 0 | 0 | 0 | 0 | 0 | 0 | 0 | 0 | 0 | 0 | 0 | 0 | 0 | 0 | 0 | 0 | 0 | 0 | 0 | 0 | 0 | 0 | 12 | 1
NO |  | 134 | 2016 | 0 | 30 | 30 |  | CAMP WILLIAMS, UT | MONA #1, UT | 345 | 345 | Wood - H | 47 | 0 | 1 | 1272 ACSR 45/7 | 0 | 0 | 0 | 0 | 0 | 0 | 0 | 0 | 0 | 0 | 0 | 0 | 0 | 0 | 0 | 0 | 0 | 0 | 0 | 0 | 0 | 0 | 0 | 12 | 1
NO |  | 134 | 2016 | 0 | 31 | 31 |  | CAMP WILLIAMS, UT | MONA #2, UT | 345 | 345 | Steel Tower | 47 | 0 | 1 | 954 ACSR 45/7 | 0 | 0 | 0 | 0 | 0 | 0 | 0 | 0 | 0 | 0 | 0 | 0 | 0 | 0 | 0 | 0 | 0 | 0 | 0 | 0 | 0 | 0 | 0 | 12 | 1
NO |  | 134 | 2016 | 0 | 32 | 32 |  | CAMP WILLIAMS, UT | MONA #4, UT | 345 | 345 |  | 5 | 42 | 1 | 954 ACSR 45/7 | 0 | 0 | 0 | 0 | 0 | 0 | 0 | 0 | 0 | 0 | 0 | 0 | 0 | 0 | 0 | 0 | 0 | 0 | 0 | 0 | 0 | 0 | 0 | 12 | 1
NO |  | 134 | 2016 | 0 | 33 | 33 |  | CURRANT CREEK, UT | MONA, UT | 345 | 345 | Steel - SP | 1 | 0 | 1 | 954 ACSR 54/7 | 0 | 0 | 0 | 0 | 0 | 0 | 0 | 0 | 0 | 0 | 0 | 0 | 0 | 0 | 0 | 0 | 0 | 0 | 0 | 0 | 0 | 0 | 0 | 12 | 1
NO |  | 134 | 2016 | 0 | 34 | 34 |  | EMERY, UT | CAMP WILLIAMS, UT | 345 | 345 | Steel Tower | 121 | 0 | 1 | 1272 ACSR 45/7 | 0 | 0 | 0 | 0 | 0 | 0 | 0 | 0 | 0 | 0 | 0 | 0 | 0 | 0 | 0 | 0 | 0 | 0 | 0 | 0 | 0 | 0 | 0 | 12 | 1
NO |  | 134 | 2016 | 0 | 35 | 35 |  | EMERY, UT | HUNTINGTON, UT | 345 | 345 | Wood - H | 20 | 0 | 1 | 954 ACSR 45/7 | 0 | 0 | 0 | 0 | 0 | 0 | 0 | 0 | 0 | 0 | 0 | 0 | 0 | 0 | 0 | 0 | 0 | 0 | 0 | 0 | 0 | 0 | 0 | 12 | 1
NO |  | 134 | 2016 | 0 | 36 | 36 |  | TOTAL |  | 0 | 0 |  | 16964 | 654 | 284 |  | 234140526 | 3437321298 | 3671461824 | 523824 | 17542520 | 2406374 | 20472718 | 0 | 0 | 0 | 0 | 0 | 0 | 0 | 0 | 0 | 0 | 0 | 0 | 0 | 0 | 0 | 0 | 12 | 1
NO |  | 134 | 2016 | 1 | 1 | 1 |  | EMERY, UT | SIGURD #1, UT | 345 | 345 | Steel - H | 74 | 0 | 1 | 954 ACSR 45/7 | 0 | 0 | 0 | 0 | 0 | 0 | 0 | 0 | 0 | 0 | 0 | 0 | 0 | 0 | 0 | 0 | 0 | 0 | 0 | 0 | 0 | 0 | 0 | 12 | 1
NO |  | 134 | 2016 | 1 | 2 | 2 |  | EMERY, UT | SIGURD #2, UT | 345 | 345 | Steel - H | 75 | 0 | 1 | 954 ACSR 54/7 | 0 | 0 | 0 | 0 | 0 | 0 | 0 | 0 | 0 | 0 | 0 | 0 | 0 | 0 | 0 | 0 | 0 | 0 | 0 | 0 | 0 | 0 | 0 | 12 | 1
NO |  | 134 | 2016 | 1 | 3 | 3 |  | FOUR CORNERS, NM | PINTO, UT | 345 | 345 | Wood - H | 100 | 0 | 1 | 795 ACSR 45/7 | 0 | 0 | 0 | 0 | 0 | 0 | 0 | 0 | 0 | 0 | 0 | 0 | 0 | 0 | 0 | 0 | 0 | 0 | 0 | 0 | 0 | 0 | 0 | 12 | 1
NO |  | 134 | 2016 | 1 | 4 | 4 |  | GOSHEN, ID | KINPORT, ID | 345 | 345 | Wood - H | 41 | 0 | 1 | 795 ACSR 26/7 | 0 | 0 | 0 | 0 | 0 | 0 | 0 | 661342038 | 0 | 0 | 0 | 0 | 0 | 0 | 0 | 0 | 0 | 0 | 0 | 0 | 0 | 0 | 0 | 12 | 1
NO |  | 134 | 2016 | 1 | 5 | 5 |  | HUNTINGTON, UT | HUNT PLANT 1, UT | 345 | 345 | Steel Tower | 1 | 0 | 1 | 2156 ACSR 8419 | 0 | 0 | 0 | 0 | 0 | 0 | 0 | 0 | 0 | 0 | 0 | 0 | 0 | 0 | 0 | 0 | 0 | 0 | 0 | 0 | 0 | 0 | 0 | 12 | 1
NO |  | 134 | 2016 | 1 | 6 | 6 |  | HUNTINGTON, UT | HUNT PLANT 2, UT | 345 | 345 | Steel Tower | 1 | 0 | 1 | 2156 ACSR 8419 | 0 | 0 | 0 | 0 | 0 | 0 | 0 | 0 | 0 | 0 | 0 | 0 | 0 | 0 | 0 | 0 | 0 | 0 | 0 | 0 | 0 | 0 | 0 | 12 | 1
NO |  | 134 | 2016 | 1 | 7 | 7 |  | HUNTINGTON, UT | PINTO, UT | 345 | 345 | Steel - SP | 158 | 0 | 1 | 795 ACSR 45/7 | 0 | 0 | 0 | 0 | 0 | 0 | 0 | 0 | 0 | 0 | 0 | 0 | 0 | 0 | 0 | 0 | 0 | 0 | 0 | 0 | 0 | 0 | 0 | 12 | 1
NO |  | 134 | 2016 | 1 | 8 | 8 |  | HUNTINGTON, UT | SPANISH FORK, UT | 345 | 345 | Steel Tower | 78 | 0 | 1 | 1272 ACSR 45/7 | 0 | 0 | 0 | 0 | 0 | 0 | 0 | 0 | 0 | 0 | 0 | 0 | 0 | 0 | 0 | 0 | 0 | 0 | 0 | 0 | 0 | 0 | 0 | 12 | 1
NO |  | 134 | 2016 | 1 | 9 | 9 |  | JIM BRIDGER, WY | BORAH, ID | 345 | 345 | Steel Tower | 240 | 0 | 1 | 1272 ACSR 36/1 | 0 | 0 | 0 | 0 | 0 | 0 | 0 | 661342039 | 0 | 0 | 0 | 0 | 0 | 0 | 0 | 0 | 0 | 0 | 0 | 0 | 0 | 0 | 0 | 12 | 1
NO |  | 134 | 2016 | 1 | 10 | 10 |  | JIM BRIDGER, WY | KINPORT, ID | 345 | 345 | Steel - SP | 234 | 0 | 1 | 1272 ACSR 36/1 | 0 | 0 | 0 | 0 | 0 | 0 | 0 | 661342040 | 0 | 0 | 0 | 0 | 0 | 0 | 0 | 0 | 0 | 0 | 0 | 0 | 0 | 0 | 0 | 12 | 1
NO |  | 134 | 2016 | 1 | 11 | 11 |  | MONA, UT | SIGURD #1, UT | 345 | 345 | Wood - H | 69 | 0 | 1 | 795 ACSR 45/7 | 0 | 0 | 0 | 0 | 0 | 0 | 0 | 0 | 0 | 0 | 0 | 0 | 0 | 0 | 0 | 0 | 0 | 0 | 0 | 0 | 0 | 0 | 0 | 12 | 1
NO |  | 134 | 2016 | 1 | 12 | 12 |  | MONA, UT | SIGURD #2, UT | 345 | 345 | Steel - SP | 0 | 69 | 1 | 954 ACSR 45/7 | 0 | 0 | 0 | 0 | 0 | 0 | 0 | 0 | 0 | 0 | 0 | 0 | 0 | 0 | 0 | 0 | 0 | 0 | 0 | 0 | 0 | 0 | 0 | 12 | 1
NO |  | 134 | 2016 | 1 | 13 | 13 |  | MONA, UT | HUNTINGTON, UT | 345 | 345 | Steel - SP | 60 | 0 | 1 | 954 ACSR 54/7 | 0 | 0 | 0 | 0 | 0 | 0 | 0 | 0 | 0 | 0 | 0 | 0 | 0 | 0 | 0 | 0 | 0 | 0 | 0 | 0 | 0 | 0 | 0 | 12 | 1
NO |  | 134 | 2016 | 1 | 14 | 14 |  | SIGURD, UT | UT/NV STATE LINE | 345 | 345 | Steel Tower | 190 | 0 | 1 | 954 ACSR 54/7 | 0 | 0 | 0 | 0 | 0 | 0 | 0 | 0 | 0 | 0 | 0 | 0 | 0 | 0 | 0 | 0 | 0 | 0 | 0 | 0 | 0 | 0 | 0 | 12 | 1
NO |  | 134 | 2016 | 1 | 15 | 15 |  | SPANISH FORK, UT | CAMP WILLIAMS, UT | 345 | 345 |  | 0 | 35 | 1 | 1272 ACSR 45/7 | 0 | 0 | 0 | 0 | 0 | 0 | 0 | 0 | 0 | 0 | 0 | 0 | 0 | 0 | 0 | 0 | 0 | 0 | 0 | 0 | 0 | 0 | 0 | 12 | 1
NO |  | 134 | 2016 | 1 | 16 | 16 |  | TERMINAL, UT | CAMP WILLIAMS, UT | 345 | 345 |  | 0 | 23 | 1 | 1272 ACSR 45/7 | 0 | 0 | 0 | 0 | 0 | 0 | 0 | 0 | 0 | 0 | 0 | 0 | 0 | 0 | 0 | 0 | 0 | 0 | 0 | 0 | 0 | 0 | 0 | 12 | 1
NO |  | 134 | 2016 | 1 | 17 | 17 |  | CLOVER, UT | OQUIRRH, UT | 345 | 345 | Steel Tower | 100 | 0 | 1 | 1949 ACSR 45/7 | 0 | 0 | 0 | 0 | 0 | 0 | 0 | 0 | 0 | 0 | 0 | 0 | 0 | 0 | 0 | 0 | 0 | 0 | 0 | 0 | 0 | 0 | 0 | 12 | 1
NO |  | 134 | 2016 | 1 | 18 | 18 |  | RED BUTTE, UT | SIGURD, UT | 345 | 345 | Steel - H | 170 | 0 | 1 | 2-954 ACSR 54/7 | 0 | 0 | 0 | 0 | 0 | 0 | 0 | 0 | 0 | 0 | 0 | 0 | 0 | 0 | 0 | 0 | 0 | 0 | 0 | 0 | 0 | 0 | 0 | 12 | 1
NO |  | 134 | 2016 | 1 | 19 | 19 |  | JIM BRIDGER, WY | GOSHEN, ID | 345 | 345 | Steel Tower | 226 | 0 | 1 | 1272 ACSR 36/1 | 0 | 0 | 0 | 0 | 0 | 0 | 0 | 661342069 | 0 | 0 | 0 | 0 | 0 | 0 | 0 | 0 | 0 | 0 | 0 | 0 | 0 | 0 | 0 | 12 | 1
NO |  | 134 | 2016 | 1 | 20 | 20 |  | BORAH, ID | MIDPOINT #1, ID | 345 | 345 | Wood - H | 82 | 0 | 1 | 1272 ACSR 45/7 | 0 | 0 | 0 | 0 | 0 | 0 | 0 | 661342041 | 0 | 0 | 0 | 0 | 0 | 0 | 0 | 0 | 0 | 0 | 0 | 0 | 0 | 0 | 0 | 12 | 1
NO |  | 134 | 2016 | 1 | 21 | 21 |  | BORAH, ID | MIDPOINT #2, ID | 345 | 345 | Wood - H | 78 | 0 | 1 | 1272 ACSR 45/7 | 0 | 0 | 0 | 0 | 0 | 0 | 0 | 661342070 | 0 | 0 | 0 | 0 | 0 | 0 | 0 | 0 | 0 | 0 | 0 | 0 | 0 | 0 | 0 | 12 | 1
NO |  | 134 | 2016 | 1 | 22 | 22 |  | KINPORT, ID | MIDPOINT, ID | 345 | 345 | Steel - SP | 113 | 0 | 1 | 1272 ACSR 45/7 | 0 | 0 | 0 | 0 | 0 | 0 | 0 | 661342042 | 0 | 0 | 0 | 0 | 0 | 0 | 0 | 0 | 0 | 0 | 0 | 0 | 0 | 0 | 0 | 12 | 1
NO |  | 134 | 2016 | 1 | 23 | 23 |  | 345kV costs and expenses |  | 0 | 0 |  | 0 | 0 | 0 |  | 152505245 | 1656245596 | 1808750841 | 213156 | 1466262 | 718689 | 2398107 | 0 | 0 | 0 | 0 | 0 | 0 | 0 | 0 | 0 | 0 | 0 | 0 | 0 | 0 | 0 | 0 | 12 | 1
NO |  | 134 | 2016 | 1 | 25 | 25 |  | Subtotal 345kV |  | 0 | 0 |  | 2755 | 383 | 41 |  | 152505245 | 1656245596 | 1808750841 | 213156 | 1466262 | 718689 | 2398107 | 0 | 0 | 0 | 0 | 0 | 0 | 0 | 0 | 0 | 0 | 0 | 0 | 0 | 0 | 0 | 0 | 12 | 1
NO |  | 134 | 2016 | 1 | 27 | 27 |  | ALVEY, OR | DIXONVILLE, OR | 230 | 230 | Wood - H | 59 | 0 | 1 | 1272 ACSR 36/1 | 0 | 0 | 0 | 0 | 0 | 0 | 0 | 0 | 0 | 0 | 0 | 0 | 0 | 0 | 0 | 0 | 0 | 0 | 0 | 0 | 0 | 0 | 0 | 12 | 1
NO |  | 134 | 2016 | 1 | 28 | 28 |  | ANTELOPE, ID | ANACONDA, MT | 230 | 230 | Wood - H | 76 | 0 | 1 | 1272 ACSR 45/7 | 0 | 0 | 0 | 0 | 0 | 0 | 0 | 0 | 0 | 0 | 0 | 0 | 0 | 0 | 0 | 0 | 0 | 0 | 0 | 0 | 0 | 0 | 0 | 12 | 1
NO |  | 134 | 2016 | 1 | 29 | 29 |  | ANTELOPE, ID | LOST RIVER, ID | 230 | 230 | Wood - H | 20 | 0 | 1 | 795 ACSR 45/7 | 0 | 0 | 0 | 0 | 0 | 0 | 0 | 0 | 0 | 0 | 0 | 0 | 0 | 0 | 0 | 0 | 0 | 0 | 0 | 0 | 0 | 0 | 0 | 12 | 1
NO |  | 134 | 2016 | 1 | 30 | 30 |  | ARROWHEAD, WY | FIREHOLE, WY | 230 | 230 | Wood - H | 9 | 0 | 1 | 795 ACSR 26/7 | 0 | 0 | 0 | 0 | 0 | 0 | 0 | 0 | 0 | 0 | 0 | 0 | 0 | 0 | 0 | 0 | 0 | 0 | 0 | 0 | 0 | 0 | 0 | 12 | 1
NO |  | 134 | 2016 | 1 | 31 | 31 |  | ATLANTIC CITY, WY | COLUMBIA GENEVA, WY | 230 | 230 | Wood - H | 1 | 0 | 1 | 1272 ACSR 36/1 | 0 | 0 | 0 | 0 | 0 | 0 | 0 | 0 | 0 | 0 | 0 | 0 | 0 | 0 | 0 | 0 | 0 | 0 | 0 | 0 | 0 | 0 | 0 | 12 | 1
NO |  | 134 | 2016 | 1 | 32 | 32 |  | BEN LOMOND, UT | NAUGHTON #1, WY | 230 | 230 | Wood - H | 88 | 0 | 1 | 795 ACSR 26/7 | 0 | 0 | 0 | 0 | 0 | 0 | 0 | 0 | 0 | 0 | 0 | 0 | 0 | 0 | 0 | 0 | 0 | 0 | 0 | 0 | 0 | 0 | 0 | 12 | 1
NO |  | 134 | 2016 | 1 | 33 | 33 |  | BEN LOMOND, UT | NAUGHTON #2, WY | 230 | 230 | Wood - H | 88 | 0 | 1 | 795 ACSR 26/7 | 0 | 0 | 0 | 0 | 0 | 0 | 0 | 0 | 0 | 0 | 0 | 0 | 0 | 0 | 0 | 0 | 0 | 0 | 0 | 0 | 0 | 0 | 0 | 12 | 1
NO |  | 134 | 2016 | 1 | 34 | 34 |  | BIRCH CREEK, UT | RAILROAD, WY | 230 | 230 | Wood - H | 19 | 0 | 1 | 954 ACSR 54/7 | 0 | 0 | 0 | 0 | 0 | 0 | 0 | 0 | 0 | 0 | 0 | 0 | 0 | 0 | 0 | 0 | 0 | 0 | 0 | 0 | 0 | 0 | 0 | 12 | 1
NO |  | 134 | 2016 | 1 | 35 | 35 |  | BITTER CREEK, WY | MONELL, WY | 230 | 230 | Wood - H | 3 | 0 | 1 | 795 ACSR 26/7 | 0 | 0 | 0 | 0 | 0 | 0 | 0 | 0 | 0 | 0 | 0 | 0 | 0 | 0 | 0 | 0 | 0 | 0 | 0 | 0 | 0 | 0 | 0 | 12 | 1
NO |  | 134 | 2016 | 2 | 1 | 1 |  | BRIDGER PUMP, WY | MANS FACE, WY | 230 | 230 | Wood - H | 1 | 0 | 1 | 1272 ACSR 36/1 | 0 | 0 | 0 | 0 | 0 | 0 | 0 | 0 | 0 | 0 | 0 | 0 | 0 | 0 | 0 | 0 | 0 | 0 | 0 | 0 | 0 | 0 | 0 | 12 | 1
NO |  | 134 | 2016 | 2 | 2 | 2 |  | BUFFALO, WY | CASPER, WY | 230 | 230 | Wood - H | 107 | 0 | 1 | 1272 ACSR 36/1 | 0 | 0 | 0 | 0 | 0 | 0 | 0 | 0 | 0 | 0 | 0 | 0 | 0 | 0 | 0 | 0 | 0 | 0 | 0 | 0 | 0 | 0 | 0 | 12 | 1
NO |  | 134 | 2016 | 2 | 3 | 3 |  | CASPER, WY | DAVE JOHNSTON, WY | 230 | 230 | Wood - H | 36 | 0 | 1 |  | 0 | 0 | 0 | 0 | 0 | 0 | 0 | 661342043 | 0 | 0 | 0 | 0 | 0 | 0 | 0 | 661342044 | 0 | 0 | 0 | 0 | 0 | 0 | 0 | 12 | 1
NO |  | 134 | 2016 | 2 | 4 | 4 |  | CASPER, WY | RIVERTON, WY | 230 | 230 | Wood - H | 110 | 0 | 1 | 1272 ACSR 36/1 | 0 | 0 | 0 | 0 | 0 | 0 | 0 | 0 | 0 | 0 | 0 | 0 | 0 | 0 | 0 | 0 | 0 | 0 | 0 | 0 | 0 | 0 | 0 | 12 | 1
NO |  | 134 | 2016 | 2 | 5 | 5 |  | CHAPPEL CREEK, WY | CRAVEN CREEK, WY | 230 | 230 | Steel - SP | 30 | 0 | 1 | 954 ACSR 54/7 | 0 | 0 | 0 | 0 | 0 | 0 | 0 | 0 | 0 | 0 | 0 | 0 | 0 | 0 | 0 | 0 | 0 | 0 | 0 | 0 | 0 | 0 | 0 | 12 | 1
NO |  | 134 | 2016 | 2 | 6 | 6 |  | CHAPPEL CREEK, WY | JONAH GAS, WY | 230 | 230 | Wood - H | 32 | 0 | 1 | 1272 ACSR 45/7 | 0 | 0 | 0 | 0 | 0 | 0 | 0 | 0 | 0 | 0 | 0 | 0 | 0 | 0 | 0 | 0 | 0 | 0 | 0 | 0 | 0 | 0 | 0 | 12 | 1
NO |  | 134 | 2016 | 2 | 7 | 7 |  | CHAPPEL CREEK, WY | RILEY RIDGE, WY | 230 | 230 | Wood - H | 29 | 6 | 1 | 1272 ACSR 45/7 | 0 | 0 | 0 | 0 | 0 | 0 | 0 | 0 | 0 | 0 | 0 | 0 | 0 | 0 | 0 | 0 | 0 | 0 | 0 | 0 | 0 | 0 | 0 | 12 | 1
NO |  | 134 | 2016 | 2 | 8 | 8 |  | CRAVEN CREEK, WY | PIONEER, WY | 230 | 230 | Wood - H | 2 | 0 | 1 | 1272 ACSR 45/7 | 0 | 0 | 0 | 0 | 0 | 0 | 0 | 0 | 0 | 0 | 0 | 0 | 0 | 0 | 0 | 0 | 0 | 0 | 0 | 0 | 0 | 0 | 0 | 12 | 1
NO |  | 134 | 2016 | 2 | 9 | 9 |  | DAVE JOHNSTON, WY | SPENCE, WY | 230 | 230 | Wood - H | 31 | 0 | 1 | 1272 ACSR 45/7 | 0 | 0 | 0 | 0 | 0 | 0 | 0 | 0 | 0 | 0 | 0 | 0 | 0 | 0 | 0 | 0 | 0 | 0 | 0 | 0 | 0 | 0 | 0 | 12 | 1
NO |  | 134 | 2016 | 2 | 10 | 10 |  | DAVE JOHNSTON, WY | WYODAK, WY | 230 | 230 | Wood - H | 69 | 0 | 1 | 1272 ACSR 36/1 | 0 | 0 | 0 | 0 | 0 | 0 | 0 | 0 | 0 | 0 | 0 | 0 | 0 | 0 | 0 | 0 | 0 | 0 | 0 | 0 | 0 | 0 | 0 | 12 | 1
NO |  | 134 | 2016 | 2 | 11 | 11 |  | DIXONVILLE 500kV, OR | DIXONVILLE 230kV, OR | 230 | 230 | Wood - H | 1 | 0 | 1 | 1272 ACSR 36/1 | 0 | 0 | 0 | 0 | 0 | 0 | 0 | 0 | 0 | 0 | 0 | 0 | 0 | 0 | 0 | 0 | 0 | 0 | 0 | 0 | 0 | 0 | 0 | 12 | 1
NO |  | 134 | 2016 | 2 | 12 | 12 |  | DIXONVILLE, OR | RESTON (BPA), OR | 230 | 230 | Wood - H | 17 | 0 | 1 | 795 ACSR 26/7 | 0 | 0 | 0 | 0 | 0 | 0 | 0 | 0 | 0 | 0 | 0 | 0 | 0 | 0 | 0 | 0 | 0 | 0 | 0 | 0 | 0 | 0 | 0 | 12 | 1
NO |  | 134 | 2016 | 2 | 13 | 13 |  | FAIRVIEW (BPA), OR | ISTHMUS, OR | 230 | 230 | Wood - H | 12 | 0 | 1 | 1272 ACSR 36/1 | 0 | 0 | 0 | 0 | 0 | 0 | 0 | 0 | 0 | 0 | 0 | 0 | 0 | 0 | 0 | 0 | 0 | 0 | 0 | 0 | 0 | 0 | 0 | 12 | 1
NO |  | 134 | 2016 | 2 | 14 | 14 |  | FIREHOLE, WY | MONUMENT, WY | 230 | 230 | Wood - H | 49 | 0 | 1 | 1272 ACSR 45/7 | 0 | 0 | 0 | 0 | 0 | 0 | 0 | 0 | 0 | 0 | 0 | 0 | 0 | 0 | 0 | 0 | 0 | 0 | 0 | 0 | 0 | 0 | 0 | 12 | 1
NO |  | 134 | 2016 | 2 | 15 | 15 |  | FRY, OR | BETHEL, OR | 230 | 230 | Wood - H | 26 | 0 | 1 | 1272 ACSR 36/1 | 0 | 0 | 0 | 0 | 0 | 0 | 0 | 0 | 0 | 0 | 0 | 0 | 0 | 0 | 0 | 0 | 0 | 0 | 0 | 0 | 0 | 0 | 0 | 12 | 1
NO |  | 134 | 2016 | 2 | 16 | 16 |  | FRY, OR | ALVEY, OR | 230 | 230 | Wood - H | 45 | 0 | 1 | 1272 ACSR 36/1 | 0 | 0 | 0 | 0 | 0 | 0 | 0 | 0 | 0 | 0 | 0 | 0 | 0 | 0 | 0 | 0 | 0 | 0 | 0 | 0 | 0 | 0 | 0 | 12 | 1
NO |  | 134 | 2016 | 2 | 17 | 17 |  | GLEN CANYON, AZ | SIGURD, UT | 230 | 230 | Wood - H | 159 | 0 | 1 | 954 ACSR 45/7 | 0 | 0 | 0 | 0 | 0 | 0 | 0 | 0 | 0 | 0 | 0 | 0 | 0 | 0 | 0 | 0 | 0 | 0 | 0 | 0 | 0 | 0 | 0 | 12 | 1
NO |  | 134 | 2016 | 2 | 18 | 18 |  | GONDER, UT - NV STATE | PAVANT, UT | 230 | 230 | Wood - H | 98 | 0 | 1 | 795 ACSR 45/7 | 0 | 0 | 0 | 0 | 0 | 0 | 0 | 661342045 | 0 | 0 | 0 | 0 | 0 | 0 | 0 | 0 | 0 | 0 | 0 | 0 | 0 | 0 | 0 | 12 | 1
NO |  | 134 | 2016 | 2 | 19 | 19 |  | BUFFALO, WY | SHERIDAN (MDU), WY | 230 | 230 | Wood - H | 40 | 0 | 1 | 795 ACSR 26/7 | 0 | 0 | 0 | 0 | 0 | 0 | 0 | 0 | 0 | 0 | 0 | 0 | 0 | 0 | 0 | 0 | 0 | 0 | 0 | 0 | 0 | 0 | 0 | 12 | 1
NO |  | 134 | 2016 | 2 | 20 | 20 |  | DIXONVILLE, OR | GRANTS PASS, OR | 230 | 230 | Wood - H | 62 | 0 | 1 | 1272 ACSR 36/1 | 0 | 0 | 0 | 0 | 0 | 0 | 0 | 0 | 0 | 0 | 0 | 0 | 0 | 0 | 0 | 0 | 0 | 0 | 0 | 0 | 0 | 0 | 0 | 12 | 1
NO |  | 134 | 2016 | 2 | 21 | 21 |  | HURRICANE, OR | WALLA WALLA, WA | 230 | 230 | Wood - H | 78 | 0 | 1 | 1272 ACSR 36/1 | 0 | 0 | 0 | 0 | 0 | 0 | 0 | 661342046 | 0 | 0 | 0 | 0 | 0 | 0 | 0 | 0 | 0 | 0 | 0 | 0 | 0 | 0 | 0 | 12 | 1
NO |  | 134 | 2016 | 2 | 22 | 22 |  | POINT OF ROCKS, WY | DAVE JOHNSTON, WY | 230 | 230 | Wood - H | 209 | 0 | 1 | 1272 ACSR 36/1 | 0 | 0 | 0 | 0 | 0 | 0 | 0 | 0 | 0 | 0 | 0 | 0 | 0 | 0 | 0 | 0 | 0 | 0 | 0 | 0 | 0 | 0 | 0 | 12 | 1
NO |  | 134 | 2016 | 2 | 23 | 23 |  | JIM BRIDGER, WY | SPENCE, WY | 230 | 230 | Wood - H | 149 | 0 | 1 | 1272 ACSR 36/1 | 0 | 0 | 0 | 0 | 0 | 0 | 0 | 0 | 0 | 0 | 0 | 0 | 0 | 0 | 0 | 0 | 0 | 0 | 0 | 0 | 0 | 0 | 0 | 12 | 1
NO |  | 134 | 2016 | 2 | 24 | 24 |  | KLAMATH FALLS, OR | MALIN, OR | 230 | 230 | Wood - H | 35 | 0 | 1 | 1272 ACSR 36/1 | 0 | 0 | 0 | 0 | 0 | 0 | 0 | 0 | 0 | 0 | 0 | 0 | 0 | 0 | 0 | 0 | 0 | 0 | 0 | 0 | 0 | 0 | 0 | 12 | 1
NO |  | 134 | 2016 | 2 | 25 | 25 |  | LIMA, WY | ROBERSON, WY | 230 | 230 | Wood - H | 2 | 0 | 1 | 1272 ACSR 45/7 | 0 | 0 | 0 | 0 | 0 | 0 | 0 | 0 | 0 | 0 | 0 | 0 | 0 | 0 | 0 | 0 | 0 | 0 | 0 | 0 | 0 | 0 | 0 | 12 | 1
NO |  | 134 | 2016 | 2 | 26 | 26 |  | LONE PINE, OR | KLAMATH FALLS, OR | 230 | 230 | Wood - H | 76 | 0 | 1 | 795 ACSR 26/7 | 0 | 0 | 0 | 0 | 0 | 0 | 0 | 0 | 0 | 0 | 0 | 0 | 0 | 0 | 0 | 0 | 0 | 0 | 0 | 0 | 0 | 0 | 0 | 12 | 1
NO |  | 134 | 2016 | 2 | 27 | 27 |  | LONE PINE, OR | MERIDIAN #1, OR | 230 | 230 | Steel - SP | 5 | 0 | 1 | 1272 ACSR 54/19 | 0 | 0 | 0 | 0 | 0 | 0 | 0 | 0 | 0 | 0 | 0 | 0 | 0 | 0 | 0 | 0 | 0 | 0 | 0 | 0 | 0 | 0 | 0 | 12 | 1
NO |  | 134 | 2016 | 2 | 28 | 28 |  | LONE PINE, OR | MERIDIAN #2, OR | 230 | 230 | Steel - SP | 5 | 0 | 1 | 1272 ACSR 36/1 | 0 | 0 | 0 | 0 | 0 | 0 | 0 | 0 | 0 | 0 | 0 | 0 | 0 | 0 | 0 | 0 | 0 | 0 | 0 | 0 | 0 | 0 | 0 | 12 | 1
NO |  | 134 | 2016 | 2 | 29 | 29 |  | MCNARY (BPA), WA | WALLA WALLA, WA | 230 | 230 | Wood - H | 56 | 0 | 1 | 1272 ACSR 36/1 | 0 | 0 | 0 | 0 | 0 | 0 | 0 | 0 | 0 | 0 | 0 | 0 | 0 | 0 | 0 | 0 | 0 | 0 | 0 | 0 | 0 | 0 | 0 | 12 | 1
NO |  | 134 | 2016 | 2 | 30 | 30 |  | MERIDIAN, OR | GRANTS PASS, OR | 230 | 230 | Wood - H | 35 | 0 | 1 | 1272 ACSR 36/1 | 0 | 0 | 0 | 0 | 0 | 0 | 0 | 0 | 0 | 0 | 0 | 0 | 0 | 0 | 0 | 0 | 0 | 0 | 0 | 0 | 0 | 0 | 0 | 12 | 1
NO |  | 134 | 2016 | 2 | 31 | 31 |  | HIGH PLAINS, WY | STANDPIPE, WY | 230 | 230 | Wood - H | 38 | 0 | 1 | 1272 ACSR 45/7 | 0 | 0 | 0 | 0 | 0 | 0 | 0 | 0 | 0 | 0 | 0 | 0 | 0 | 0 | 0 | 0 | 0 | 0 | 0 | 0 | 0 | 0 | 0 | 12 | 1
NO |  | 134 | 2016 | 2 | 32 | 32 |  | MONUMENT, WY | EXXON, WY | 230 | 230 | Wood - H | 13 | 0 | 1 | 1272 ACSR 36/1 | 0 | 0 | 0 | 0 | 0 | 0 | 0 | 0 | 0 | 0 | 0 | 0 | 0 | 0 | 0 | 0 | 0 | 0 | 0 | 0 | 0 | 0 | 0 | 12 | 1
NO |  | 134 | 2016 | 2 | 33 | 33 |  | MONUMENT, WY | CRAVEN CREEK, WY | 230 | 230 | Wood - H | 20 | 0 | 1 | 1272 ACSR 45/7 | 0 | 0 | 0 | 0 | 0 | 0 | 0 | 0 | 0 | 0 | 0 | 0 | 0 | 0 | 0 | 0 | 0 | 0 | 0 | 0 | 0 | 0 | 0 | 12 | 1
NO |  | 134 | 2016 | 2 | 34 | 34 |  | NAUGHTON, WY | TREASURETON, ID | 230 | 230 | Wood - H | 80 | 0 | 1 | 1272 ACSR 45/7 | 0 | 0 | 0 | 0 | 0 | 0 | 0 | 0 | 0 | 0 | 0 | 0 | 0 | 0 | 0 | 0 | 0 | 0 | 0 | 0 | 0 | 0 | 0 | 12 | 1
NO |  | 134 | 2016 | 2 | 35 | 35 |  | NAUGHTON, WY | MONUMENT, WY | 230 | 230 | Wood - H | 30 | 0 | 1 | 1272 ACSR 36/1 | 0 | 0 | 0 | 0 | 0 | 0 | 0 | 0 | 0 | 0 | 0 | 0 | 0 | 0 | 0 | 0 | 0 | 0 | 0 | 0 | 0 | 0 | 0 | 12 | 1
NO |  | 134 | 2016 | 3 | 1 | 1 |  | NAUGHTON, WY | CRAVEN CREEK, WY | 230 | 230 | Wood - H | 16 | 0 | 1 | 954 ACSR 54/7 | 0 | 0 | 0 | 0 | 0 | 0 | 0 | 0 | 0 | 0 | 0 | 0 | 0 | 0 | 0 | 0 | 0 | 0 | 0 | 0 | 0 | 0 | 0 | 12 | 1
NO |  | 134 | 2016 | 3 | 2 | 2 |  | PALISADES SS, WY | BLUE RIM, WY | 230 | 230 | Wood - H | 4 | 0 | 1 | 1272 ACSR 36/1 | 0 | 0 | 0 | 0 | 0 | 0 | 0 | 0 | 0 | 0 | 0 | 0 | 0 | 0 | 0 | 0 | 0 | 0 | 0 | 0 | 0 | 0 | 0 | 12 | 1
NO |  | 134 | 2016 | 3 | 3 | 3 |  | PAROWAN VALLEY, UT | SIGURD, UT | 230 | 230 | Wood - H | 94 | 0 | 1 | 795 ACSR 45/7 | 0 | 0 | 0 | 0 | 0 | 0 | 0 | 0 | 0 | 0 | 0 | 0 | 0 | 0 | 0 | 0 | 0 | 0 | 0 | 0 | 0 | 0 | 0 | 12 | 1
NO |  | 134 | 2016 | 3 | 4 | 4 |  | PAROWAN VALLEY, UT | WEST CEDAR, UT | 230 | 230 | Wood - H | 26 | 0 | 1 | 795 ACSR 45/7 | 0 | 0 | 0 | 0 | 0 | 0 | 0 | 0 | 0 | 0 | 0 | 0 | 0 | 0 | 0 | 0 | 0 | 0 | 0 | 0 | 0 | 0 | 0 | 12 | 1
NO |  | 134 | 2016 | 3 | 5 | 5 |  | PAVANT, UT | SIGURD, UT | 230 | 230 | Wood - H | 43 | 0 | 1 | 795 ACSR 45/7 | 0 | 0 | 0 | 0 | 0 | 0 | 0 | 0 | 0 | 0 | 0 | 0 | 0 | 0 | 0 | 0 | 0 | 0 | 0 | 0 | 0 | 0 | 0 | 12 | 1
NO |  | 134 | 2016 | 3 | 6 | 6 |  | JIM BRIDGER, WY | ROCK SPRINGS, WY | 230 | 230 | Wood - H | 35 | 0 | 1 | 1272 ACSR 45/7 | 0 | 0 | 0 | 0 | 0 | 0 | 0 | 0 | 0 | 0 | 0 | 0 | 0 | 0 | 0 | 0 | 0 | 0 | 0 | 0 | 0 | 0 | 0 | 12 | 1
NO |  | 134 | 2016 | 3 | 7 | 7 |  | POMONA, WA | UNION GAP, WA | 230 | 230 | Wood - H | 8 | 0 | 1 | 1272 ACSR 36/1 | 0 | 0 | 0 | 0 | 0 | 0 | 0 | 0 | 0 | 0 | 0 | 0 | 0 | 0 | 0 | 0 | 0 | 0 | 0 | 0 | 0 | 0 | 0 | 12 | 1
NO |  | 134 | 2016 | 3 | 8 | 8 |  | RIVERTON, WY | ROCK SPRINGS, WY | 230 | 230 | Wood - H | 118 | 0 | 1 | 1272 ACSR 36/1 | 0 | 0 | 0 | 0 | 0 | 0 | 0 | 0 | 0 | 0 | 0 | 0 | 0 | 0 | 0 | 0 | 0 | 0 | 0 | 0 | 0 | 0 | 0 | 12 | 1
NO |  | 134 | 2016 | 3 | 9 | 9 |  | RIVERTON, WY | THERMOPOLIS, WY | 230 | 230 | Wood - H | 51 | 0 | 1 | 1272 ACSR 36/1 | 0 | 0 | 0 | 0 | 0 | 0 | 0 | 0 | 0 | 0 | 0 | 0 | 0 | 0 | 0 | 0 | 0 | 0 | 0 | 0 | 0 | 0 | 0 | 12 | 1
NO |  | 134 | 2016 | 3 | 10 | 10 |  | ROCK SPRINGS, WY | FLAMING GORGE, UT | 230 | 230 | Wood - H | 55 | 0 | 1 | 1272 ACSR 36/1 | 0 | 0 | 0 | 0 | 0 | 0 | 0 | 0 | 0 | 0 | 0 | 0 | 0 | 0 | 0 | 0 | 0 | 0 | 0 | 0 | 0 | 0 | 0 | 12 | 1
NO |  | 134 | 2016 | 3 | 11 | 11 |  | ROCK SPRINGS, WY | JIM BRIDGER, WY | 230 | 230 | Wood - H | 35 | 0 | 1 | 1272 ACSR 36/1 | 0 | 0 | 0 | 0 | 0 | 0 | 0 | 0 | 0 | 0 | 0 | 0 | 0 | 0 | 0 | 0 | 0 | 0 | 0 | 0 | 0 | 0 | 0 | 12 | 1
NO |  | 134 | 2016 | 3 | 12 | 12 |  | ROCK SPRINGS, WY | MONUMENT, WY | 230 | 230 | Wood - H | 41 | 0 | 1 | 1272 ACSR 36/1 | 0 | 0 | 0 | 0 | 0 | 0 | 0 | 0 | 0 | 0 | 0 | 0 | 0 | 0 | 0 | 0 | 0 | 0 | 0 | 0 | 0 | 0 | 0 | 12 | 1
NO |  | 134 | 2016 | 3 | 13 | 13 |  | SHIRLEY BASIN, WY | DUNLAP RANCH, WY | 230 | 230 | Wood - H | 12 | 0 | 1 | 795 ACSR 26/7 | 0 | 0 | 0 | 0 | 0 | 0 | 0 | 0 | 0 | 0 | 0 | 0 | 0 | 0 | 0 | 0 | 0 | 0 | 0 | 0 | 0 | 0 | 0 | 12 | 1
NO |  | 134 | 2016 | 3 | 14 | 14 |  | SWIFT No. 1, WA | SWIFT No. 2, WA | 230 | 230 | Wood - H | 2 | 0 | 1 | 954 ACSR 45/7 | 0 | 0 | 0 | 0 | 0 | 0 | 0 | 0 | 0 | 0 | 0 | 0 | 0 | 0 | 0 | 0 | 0 | 0 | 0 | 0 | 0 | 0 | 0 | 12 | 1
NO |  | 134 | 2016 | 3 | 15 | 15 |  | SWIFT No. 2, WA | WOODLAND (BPA) SS, WA | 230 | 230 | Wood - H | 23 | 0 | 1 | 954 ACSR 45/7 | 0 | 0 | 0 | 0 | 0 | 0 | 0 | 0 | 0 | 0 | 0 | 0 | 0 | 0 | 0 | 0 | 0 | 0 | 0 | 0 | 0 | 0 | 0 | 12 | 1
NO |  | 134 | 2016 | 3 | 16 | 16 |  | TALBOT, WA | MARENGO II, WA | 230 | 230 | Wood - H | 7 | 0 | 1 | 795 ACSR 26/7 | 0 | 0 | 0 | 0 | 0 | 0 | 0 | 0 | 0 | 0 | 0 | 0 | 0 | 0 | 0 | 0 | 0 | 0 | 0 | 0 | 0 | 0 | 0 | 12 | 1
NO |  | 134 | 2016 | 3 | 17 | 17 |  | TAP TO HANNA, OR | NICKEL MOUNTAIN, OR | 230 | 230 | Wood - H | 9 | 0 | 1 | 795 ACSR 26/7 | 0 | 0 | 0 | 0 | 0 | 0 | 0 | 0 | 0 | 0 | 0 | 0 | 0 | 0 | 0 | 0 | 0 | 0 | 0 | 0 | 0 | 0 | 0 | 12 | 1
NO |  | 134 | 2016 | 3 | 18 | 18 |  | THERMOPOLIS, WY | YELLOWTAIL, MT | 230 | 230 | Wood - H | 176 | 0 | 1 | 1272 ACSR 36/1 | 0 | 0 | 0 | 0 | 0 | 0 | 0 | 0 | 0 | 0 | 0 | 0 | 0 | 0 | 0 | 0 | 0 | 0 | 0 | 0 | 0 | 0 | 0 | 12 | 1
NO |  | 134 | 2016 | 3 | 19 | 19 |  | TREASURETON, ID | BRADY, ID | 230 | 230 | Wood - H | 66 | 0 | 1 | 795 ACSR 26/7 | 0 | 0 | 0 | 0 | 0 | 0 | 0 | 0 | 0 | 0 | 0 | 0 | 0 | 0 | 0 | 0 | 0 | 0 | 0 | 0 | 0 | 0 | 0 | 12 | 1
NO |  | 134 | 2016 | 3 | 20 | 20 |  | TROUTDALE (BPA), OR | GRESHAM (PGE), OR | 230 | 230 | Steel Tower | 6 | 0 | 1 | 954 ACSR 45/7 | 0 | 0 | 0 | 0 | 0 | 0 | 0 | 0 | 0 | 0 | 0 | 0 | 0 | 0 | 0 | 0 | 0 | 0 | 0 | 0 | 0 | 0 | 0 | 12 | 1
NO |  | 134 | 2016 | 3 | 21 | 21 |  | TROUTDALE (BPA), OR | LINNEMAN (PGE), OR | 230 | 230 |  | 0 | 7 | 1 | 900 ACSR 54/7 | 0 | 0 | 0 | 0 | 0 | 0 | 0 | 0 | 0 | 0 | 0 | 0 | 0 | 0 | 0 | 0 | 0 | 0 | 0 | 0 | 0 | 0 | 0 | 12 | 1
NO |  | 134 | 2016 | 3 | 22 | 22 |  | UNION GAP, WA | MIDWAY (BPA), WA | 230 | 230 | Wood - H | 39 | 0 | 1 | 954 ACSR 45/7 | 0 | 0 | 0 | 0 | 0 | 0 | 0 | 0 | 0 | 0 | 0 | 0 | 0 | 0 | 0 | 0 | 0 | 0 | 0 | 0 | 0 | 0 | 0 | 12 | 1
NO |  | 134 | 2016 | 3 | 23 | 23 |  | WALLA WALLA, WA | LEWISTON (AVISTA), ID | 230 | 230 | Wood - H | 45 | 0 | 1 | 1272 ACSR 36/1 | 0 | 0 | 0 | 0 | 0 | 0 | 0 | 0 | 0 | 0 | 0 | 0 | 0 | 0 | 0 | 0 | 0 | 0 | 0 | 0 | 0 | 0 | 0 | 12 | 1
NO |  | 134 | 2016 | 3 | 24 | 24 |  | WALLA WALLA, WA | WANAPUM (GPUD), WA | 230 | 230 | Wood - H | 33 | 0 | 1 | 1272 ACSR 36/1 | 0 | 0 | 0 | 0 | 0 | 0 | 0 | 0 | 0 | 0 | 0 | 0 | 0 | 0 | 0 | 0 | 0 | 0 | 0 | 0 | 0 | 0 | 0 | 12 | 1
NO |  | 134 | 2016 | 3 | 25 | 25 |  | WANAPUM (GPUD), WA | POMONA, WA | 230 | 230 | Wood - H | 37 | 0 | 1 | 1272 ACSR 36/1 | 0 | 0 | 0 | 0 | 0 | 0 | 0 | 0 | 0 | 0 | 0 | 0 | 0 | 0 | 0 | 0 | 0 | 0 | 0 | 0 | 0 | 0 | 0 | 12 | 1
NO |  | 134 | 2016 | 3 | 26 | 26 |  | WINDSTAR, WY | GLENROCK, WY | 230 | 230 | Wood - H | 13 | 0 | 1 | 1272 ACSR 45/7 | 0 | 0 | 0 | 0 | 0 | 0 | 0 | 0 | 0 | 0 | 0 | 0 | 0 | 0 | 0 | 0 | 0 | 0 | 0 | 0 | 0 | 0 | 0 | 12 | 1
NO |  | 134 | 2016 | 3 | 27 | 27 |  | WYODAK, WY | BUFFALO, WY | 230 | 230 | Wood - H | 69 | 0 | 1 | 1272 ACSR 36/1 | 0 | 0 | 0 | 0 | 0 | 0 | 0 | 0 | 0 | 0 | 0 | 0 | 0 | 0 | 0 | 0 | 0 | 0 | 0 | 0 | 0 | 0 | 0 | 12 | 1
NO |  | 134 | 2016 | 3 | 28 | 28 |  | YAMSAY (BPA), OR | KLAMATH FALLS, OR | 230 | 230 | Wood - H | 63 | 0 | 1 | 795 ACSR 26/7 | 0 | 0 | 0 | 0 | 0 | 0 | 0 | 0 | 0 | 0 | 0 | 0 | 0 | 0 | 0 | 0 | 0 | 0 | 0 | 0 | 0 | 0 | 0 | 12 | 1
NO |  | 134 | 2016 | 3 | 29 | 29 |  | SHERIDAN (MDU), WY | YELLOWTAIL, MT | 230 | 230 | Wood - H | 62 | 0 | 1 | 795 ACSR 26/7 | 0 | 0 | 0 | 0 | 0 | 0 | 0 | 0 | 0 | 0 | 0 | 0 | 0 | 0 | 0 | 0 | 0 | 0 | 0 | 0 | 0 | 0 | 0 | 12 | 1
NO |  | 134 | 2016 | 3 | 30 | 30 |  | 230kV costs and expenses |  | 0 | 0 |  | 0 | 0 | 0 |  | 19453961 | 389392423 | 408846384 | 30060 | 3400325 | 431233 | 3861618 | 0 | 0 | 0 | 0 | 0 | 0 | 0 | 0 | 0 | 0 | 0 | 0 | 0 | 0 | 0 | 0 | 12 | 1
NO |  | 134 | 2016 | 3 | 32 | 32 |  | Subtotal 230kV |  | 0 | 0 |  | 3338 | 13 | 73 |  | 19453961 | 389392423 | 408846384 | 30060 | 3400325 | 431233 | 3861618 | 0 | 0 | 0 | 0 | 0 | 0 | 0 | 0 | 0 | 0 | 0 | 0 | 0 | 0 | 0 | 0 | 12 | 1
NO |  | 134 | 2016 | 3 | 34 | 34 |  | BIG GRASSY, ID | JEFFERSON, ID | 161 | 161 | Wood - H | 0 | 21 | 1 | 250HH CU /7 | 0 | 0 | 0 | 0 | 0 | 0 | 0 | 661342074 | 0 | 0 | 0 | 0 | 0 | 0 | 0 | 0 | 0 | 0 | 0 | 0 | 0 | 0 | 0 | 12 | 1
NO |  | 134 | 2016 | 3 | 35 | 35 |  | ANTELOPE, ID | GOSHEN, ID | 161 | 161 | Wood - H | 45 | 0 | 1 | 397.5 ACSR 26/7 | 0 | 0 | 0 | 0 | 0 | 0 | 0 | 661342048 | 0 | 0 | 0 | 0 | 0 | 0 | 0 | 0 | 0 | 0 | 0 | 0 | 0 | 0 | 0 | 12 | 1
NO |  | 134 | 2016 | 4 | 1 | 1 |  | BONNEVILLE, ID | EAGLEROCK, ID | 161 | 161 | Wood - SP | 9 | 0 | 1 | 954 ACSR 45/7 | 0 | 0 | 0 | 0 | 0 | 0 | 0 | 0 | 0 | 0 | 0 | 0 | 0 | 0 | 0 | 0 | 0 | 0 | 0 | 0 | 0 | 0 | 0 | 12 | 1
NO |  | 134 | 2016 | 4 | 2 | 2 |  | GOSHEN, ID | GRACE, ID | 161 | 161 | Wood - H | 57 | 0 | 1 | 250HH CU /7 | 0 | 0 | 0 | 0 | 0 | 0 | 0 | 0 | 0 | 0 | 0 | 0 | 0 | 0 | 0 | 0 | 0 | 0 | 0 | 0 | 0 | 0 | 0 | 12 | 1
NO |  | 134 | 2016 | 4 | 3 | 3 |  | GOSHEN, ID | RIGBY, ID | 161 | 161 | Wood - H | 31 | 0 | 1 | 397.5 ACSR 26/7 | 0 | 0 | 0 | 0 | 0 | 0 | 0 | 0 | 0 | 0 | 0 | 0 | 0 | 0 | 0 | 0 | 0 | 0 | 0 | 0 | 0 | 0 | 0 | 12 | 1
NO |  | 134 | 2016 | 4 | 4 | 4 |  | GOSHEN, ID | SUGARMILL, ID | 161 | 161 | Wood - SP | 17 | 0 | 1 | 795 AAC /37 | 0 | 0 | 0 | 0 | 0 | 0 | 0 | 0 | 0 | 0 | 0 | 0 | 0 | 0 | 0 | 0 | 0 | 0 | 0 | 0 | 0 | 0 | 0 | 12 | 1
NO |  | 134 | 2016 | 4 | 5 | 5 |  | SUGARMILL, ID | RIGBY, ID | 161 | 161 | Wood - SP | 17 | 0 | 1 | 397.5 ACSR 26/7 | 0 | 0 | 0 | 0 | 0 | 0 | 0 | 0 | 0 | 0 | 0 | 0 | 0 | 0 | 0 | 0 | 0 | 0 | 0 | 0 | 0 | 0 | 0 | 12 | 1
NO |  | 134 | 2016 | 4 | 6 | 6 |  | EAGLEROCK, ID | GOSHEN, ID | 161 | 161 | Wood - H | 15 | 0 | 1 | 1272 ACSR 45/7 | 0 | 0 | 0 | 0 | 0 | 0 | 0 | 0 | 0 | 0 | 0 | 0 | 0 | 0 | 0 | 0 | 0 | 0 | 0 | 0 | 0 | 0 | 0 | 12 | 1
NO |  | 134 | 2016 | 4 | 7 | 7 |  | YELLOWTAIL, MT | RIMROCK, MT | 161 | 161 | Wood - H | 46 | 0 | 1 | 556.5 ACSR 26/7 | 0 | 0 | 0 | 0 | 0 | 0 | 0 | 0 | 0 | 0 | 0 | 0 | 0 | 0 | 0 | 0 | 0 | 0 | 0 | 0 | 0 | 0 | 0 | 12 | 1
NO |  | 134 | 2016 | 4 | 8 | 8 |  | RIGBY, ID | JEFFERSON, ID | 161 | 161 | Wood - SP | 18 | 0 | 1 | 397.5 ACSR 26/7 | 0 | 0 | 0 | 0 | 0 | 0 | 0 | 0 | 0 | 0 | 0 | 0 | 0 | 0 | 0 | 0 | 0 | 0 | 0 | 0 | 0 | 0 | 0 | 12 | 1
NO |  | 134 | 2016 | 4 | 9 | 9 |  | GOSHEN, ID | JEFFERSON, ID | 161 | 161 | Wood - H | 0 | 30 | 1 | 250HH CU /7 | 0 | 0 | 0 | 0 | 0 | 0 | 0 | 661342071 | 0 | 0 | 0 | 0 | 0 | 0 | 0 | 0 | 0 | 0 | 0 | 0 | 0 | 0 | 0 | 12 | 1
NO |  | 134 | 2016 | 4 | 10 | 10 |  | 161kV costs and expenses |  | 0 | 0 |  | 0 | 0 | 0 |  | 623490 | 25826911 | 26450401 | 0 | 236815 | 1925 | 238740 | 0 | 0 | 0 | 0 | 0 | 0 | 0 | 0 | 0 | 0 | 0 | 0 | 0 | 0 | 0 | 0 | 12 | 1
NO |  | 134 | 2016 | 4 | 12 | 12 |  | Subtotal 161kV |  | 0 | 0 |  | 255 | 51 | 11 |  | 623490 | 25826911 | 26450401 | 0 | 236815 | 1925 | 238740 | 0 | 0 | 0 | 0 | 0 | 0 | 0 | 0 | 0 | 0 | 0 | 0 | 0 | 0 | 0 | 0 | 12 | 1
NO |  | 134 | 2016 | 4 | 14 | 14 |  | 90TH SOUTH, UT | SANDY, UT | 138 | 138 | Steel - SP | 1 | 0 | 1 | 795 AAC /37 | 0 | 0 | 0 | 0 | 0 | 0 | 0 | 0 | 0 | 0 | 0 | 0 | 0 | 0 | 0 | 0 | 0 | 0 | 0 | 0 | 0 | 0 | 0 | 12 | 1
NO |  | 134 | 2016 | 4 | 15 | 15 |  | 90TH SOUTH, UT | DUMAS #1, UT | 138 | 138 | Wood - H | 12 | 0 | 1 | 795 AAC /37 | 0 | 0 | 0 | 0 | 0 | 0 | 0 | 0 | 0 | 0 | 0 | 0 | 0 | 0 | 0 | 0 | 0 | 0 | 0 | 0 | 0 | 0 | 0 | 12 | 1
NO |  | 134 | 2016 | 4 | 16 | 16 |  | 90TH SOUTH, UT | DUMAS #2, UT | 138 | 138 | Wood - H | 6 | 0 | 1 | 795 AAC /37 | 0 | 0 | 0 | 0 | 0 | 0 | 0 | 0 | 0 | 0 | 0 | 0 | 0 | 0 | 0 | 0 | 0 | 0 | 0 | 0 | 0 | 0 | 0 | 12 | 1
NO |  | 134 | 2016 | 4 | 17 | 17 |  | 90TH SOUTH, UT | OQUIRRH, UT | 138 | 138 | Wood - SP | 10 | 0 | 1 | 795 ACSR 26/7 | 0 | 0 | 0 | 0 | 0 | 0 | 0 | 0 | 0 | 0 | 0 | 0 | 0 | 0 | 0 | 0 | 0 | 0 | 0 | 0 | 0 | 0 | 0 | 12 | 1
NO |  | 134 | 2016 | 4 | 18 | 18 |  | ABAJO, UT | PINTO, UT | 138 | 138 | Wood - H | 44 | 0 | 1 | 397.5 ACSR 26/7 | 0 | 0 | 0 | 0 | 0 | 0 | 0 | 0 | 0 | 0 | 0 | 0 | 0 | 0 | 0 | 0 | 0 | 0 | 0 | 0 | 0 | 0 | 0 | 12 | 1
NO |  | 134 | 2016 | 4 | 19 | 19 |  | ABAJO, UT | RESOLUTE, UT | 138 | 138 | Wood - SP | 10 | 0 | 1 | 795 ACSR 26/7 | 0 | 0 | 0 | 0 | 0 | 0 | 0 | 0 | 0 | 0 | 0 | 0 | 0 | 0 | 0 | 0 | 0 | 0 | 0 | 0 | 0 | 0 | 0 | 12 | 1
NO |  | 134 | 2016 | 4 | 20 | 20 |  | AGRIUM, UT | THREEMILE KNOLL, ID | 138 | 138 | Wood - H | 4 | 0 | 1 | 397.5 ACSR 26/7 | 0 | 0 | 0 | 0 | 0 | 0 | 0 | 0 | 0 | 0 | 0 | 0 | 0 | 0 | 0 | 0 | 0 | 0 | 0 | 0 | 0 | 0 | 0 | 12 | 1
NO |  | 134 | 2016 | 4 | 21 | 21 |  | ANSCHTZ CO-GEN, WY | EVANSTON, WY | 138 | 138 | Wood - H | 22 | 0 | 1 | 795 ACSR 26/7 | 0 | 0 | 0 | 0 | 0 | 0 | 0 | 0 | 0 | 0 | 0 | 0 | 0 | 0 | 0 | 0 | 0 | 0 | 0 | 0 | 0 | 0 | 0 | 12 | 1
NO |  | 134 | 2016 | 4 | 22 | 22 |  | ANTELOPE, ID | SCOVILLE #1, ID | 138 | 138 | Wood - H | 1 | 0 | 1 | 397.5 ACSR 26/7 | 0 | 0 | 0 | 0 | 0 | 0 | 0 | 661342049 | 0 | 0 | 0 | 0 | 0 | 0 | 0 | 0 | 0 | 0 | 0 | 0 | 0 | 0 | 0 | 12 | 1
NO |  | 134 | 2016 | 4 | 23 | 23 |  | ANTELOPE, ID | SCOVILLE #2, ID | 138 | 138 | Wood - H | 1 | 0 | 1 | 397.5 ACSR 26/7 | 0 | 0 | 0 | 0 | 0 | 0 | 0 | 661342050 | 0 | 0 | 0 | 0 | 0 | 0 | 0 | 0 | 0 | 0 | 0 | 0 | 0 | 0 | 0 | 12 | 1
NO |  | 134 | 2016 | 4 | 24 | 24 |  | ASHGROVE, UT | CLOVER, UT | 138 | 138 | Wood - H | 26 | 0 | 1 | 397.5 ACSR 26/7 | 0 | 0 | 0 | 0 | 0 | 0 | 0 | 0 | 0 | 0 | 0 | 0 | 0 | 0 | 0 | 0 | 0 | 0 | 0 | 0 | 0 | 0 | 0 | 12 | 1
NO |  | 134 | 2016 | 4 | 25 | 25 |  | ASHLEY, UT | CARBON, UT | 138 | 138 | Wood - H | 102 | 0 | 1 | 397.5 ACSR 26/7 | 0 | 0 | 0 | 0 | 0 | 0 | 0 | 0 | 0 | 0 | 0 | 0 | 0 | 0 | 0 | 0 | 0 | 0 | 0 | 0 | 0 | 0 | 0 | 12 | 1
NO |  | 134 | 2016 | 4 | 26 | 26 |  | ASHLEY, UT | VERNAL, UT | 138 | 138 | Wood - H | 12 | 0 | 1 | 397.5 ACSR 26/7 | 0 | 0 | 0 | 0 | 0 | 0 | 0 | 0 | 0 | 0 | 0 | 0 | 0 | 0 | 0 | 0 | 0 | 0 | 0 | 0 | 0 | 0 | 0 | 12 | 1
NO |  | 134 | 2016 | 4 | 27 | 27 |  | BANGERTER, UT | OQUIRRH, UT | 138 | 138 | Wood - H | 0 | 6 | 1 |  | 0 | 0 | 0 | 0 | 0 | 0 | 0 | 0 | 0 | 0 | 0 | 0 | 0 | 0 | 0 | 661342051 | 0 | 0 | 0 | 0 | 0 | 0 | 0 | 12 | 1
NO |  | 134 | 2016 | 4 | 28 | 28 |  | BDO, UT | BDO TAP, UT | 138 | 138 | Wood - SP | 1 | 0 | 1 | 397.5 ACSR 26/7 | 0 | 0 | 0 | 0 | 0 | 0 | 0 | 0 | 0 | 0 | 0 | 0 | 0 | 0 | 0 | 0 | 0 | 0 | 0 | 0 | 0 | 0 | 0 | 12 | 1
NO |  | 134 | 2016 | 4 | 29 | 29 |  | BEN LOMOND, UT | BRIGHAM CITY, UT | 138 | 138 | Wood - H | 14 | 0 | 1 | 1272 ACSR 45/7 | 0 | 0 | 0 | 0 | 0 | 0 | 0 | 0 | 0 | 0 | 0 | 0 | 0 | 0 | 0 | 0 | 0 | 0 | 0 | 0 | 0 | 0 | 0 | 12 | 1
NO |  | 134 | 2016 | 4 | 30 | 30 |  | BEN LOMOND #1, UT | EL MONTE, UT | 138 | 138 | Steel - SP | 14 | 0 | 1 | 795 ACSR 45/7 | 0 | 0 | 0 | 0 | 0 | 0 | 0 | 0 | 0 | 0 | 0 | 0 | 0 | 0 | 0 | 0 | 0 | 0 | 0 | 0 | 0 | 0 | 0 | 12 | 1
NO |  | 134 | 2016 | 4 | 31 | 31 |  | BEN LOMOND #2, UT | EL MONTE, UT | 138 | 138 |  | 0 | 13 | 1 | 795 ACSR 45/7 | 0 | 0 | 0 | 0 | 0 | 0 | 0 | 0 | 0 | 0 | 0 | 0 | 0 | 0 | 0 | 0 | 0 | 0 | 0 | 0 | 0 | 0 | 0 | 12 | 1
NO |  | 134 | 2016 | 4 | 32 | 32 |  | BEN LOMOND, UT | HONEYVILLE, UT | 138 | 138 | Steel Tower | 22 | 0 | 1 | 250 CUHD /12 | 0 | 0 | 0 | 0 | 0 | 0 | 0 | 0 | 0 | 0 | 0 | 0 | 0 | 0 | 0 | 0 | 0 | 0 | 0 | 0 | 0 | 0 | 0 | 12 | 1
NO |  | 134 | 2016 | 4 | 33 | 33 |  | BEN LOMOND, UT | SYRACUSE #1, UT | 138 | 230 | Steel Tower | 7 | 13 | 1 | 795 AAC /37 | 0 | 0 | 0 | 0 | 0 | 0 | 0 | 0 | 0 | 0 | 0 | 0 | 0 | 0 | 0 | 0 | 0 | 0 | 0 | 0 | 0 | 0 | 0 | 12 | 1
NO |  | 134 | 2016 | 4 | 34 | 34 |  | BEN LOMOND, UT | ANGEL, UT | 138 | 138 | Steel - SP | 28 | 0 | 1 | 397.5 ACSR 26/7 | 0 | 0 | 0 | 0 | 0 | 0 | 0 | 0 | 0 | 0 | 0 | 0 | 0 | 0 | 0 | 0 | 0 | 0 | 0 | 0 | 0 | 0 | 0 | 12 | 1
NO |  | 134 | 2016 | 4 | 35 | 35 |  | BEN LOMOND, UT | W ZIRCONIUM, UT | 138 | 138 | Wood - SP | 14 | 0 | 1 | 795 AAC /37 | 0 | 0 | 0 | 0 | 0 | 0 | 0 | 0 | 0 | 0 | 0 | 0 | 0 | 0 | 0 | 0 | 0 | 0 | 0 | 0 | 0 | 0 | 0 | 12 | 1
NO |  | 134 | 2016 | 5 | 1 | 1 |  | BEN LOMOND, UT | WHEELON, UT | 138 | 138 | Steel Tower | 42 | 0 | 1 | 250 CUHD /12 | 0 | 0 | 0 | 0 | 0 | 0 | 0 | 0 | 0 | 0 | 0 | 0 | 0 | 0 | 0 | 0 | 0 | 0 | 0 | 0 | 0 | 0 | 0 | 12 | 1
NO |  | 134 | 2016 | 5 | 2 | 2 |  | BEN LOMOND, UT | SYRACUSE, UT | 138 | 138 | Steel Tower | 25 | 0 | 1 | 1272 ACSR 45/7 | 0 | 0 | 0 | 0 | 0 | 0 | 0 | 0 | 0 | 0 | 0 | 0 | 0 | 0 | 0 | 0 | 0 | 0 | 0 | 0 | 0 | 0 | 0 | 12 | 1
NO |  | 134 | 2016 | 5 | 3 | 3 |  | BONANZA, UT | CHAPITA, UT | 138 | 138 | Wood - H | 9 | 0 | 1 | 795 ACSR 26/7 | 0 | 0 | 0 | 0 | 0 | 0 | 0 | 0 | 0 | 0 | 0 | 0 | 0 | 0 | 0 | 0 | 0 | 0 | 0 | 0 | 0 | 0 | 0 | 12 | 1
NO |  | 134 | 2016 | 5 | 4 | 4 |  | BRIDGERLAND, UT | GREEN CANYON, UT | 138 | 138 | Wood - SP | 16 | 0 | 1 | 1272 ACSR 45/7 | 0 | 0 | 0 | 0 | 0 | 0 | 0 | 0 | 0 | 0 | 0 | 0 | 0 | 0 | 0 | 0 | 0 | 0 | 0 | 0 | 0 | 0 | 0 | 12 | 1
NO |  | 134 | 2016 | 5 | 5 | 5 |  | BRIGHAM CITY, UT | WHEELON, UT | 138 | 138 | Wood - H | 24 | 0 | 1 | 795 ACSR 26/7 | 0 | 0 | 0 | 0 | 0 | 0 | 0 | 0 | 0 | 0 | 0 | 0 | 0 | 0 | 0 | 0 | 0 | 0 | 0 | 0 | 0 | 0 | 0 | 12 | 1
NO |  | 134 | 2016 | 5 | 6 | 6 |  | BUTLERVILLE, UT | 90TH SOUTH, UT | 138 | 138 | Steel - SP | 9 | 0 | 1 | 795 AAC /37 | 0 | 0 | 0 | 0 | 0 | 0 | 0 | 0 | 0 | 0 | 0 | 0 | 0 | 0 | 0 | 0 | 0 | 0 | 0 | 0 | 0 | 0 | 0 | 12 | 1
NO |  | 134 | 2016 | 5 | 7 | 7 |  | CAMERON, UT | PAROWAN, UT | 138 | 138 | Wood - H | 35 | 0 | 1 | 397.5 ACSR 26/7 | 0 | 0 | 0 | 0 | 0 | 0 | 0 | 0 | 0 | 0 | 0 | 0 | 0 | 0 | 0 | 0 | 0 | 0 | 0 | 0 | 0 | 0 | 0 | 12 | 1
NO |  | 134 | 2016 | 5 | 8 | 8 |  | CAMERON, UT | SIGURD, UT | 138 | 138 | Wood - H | 64 | 0 | 1 | 397.5 ACSR 26/7 | 0 | 0 | 0 | 0 | 0 | 0 | 0 | 0 | 0 | 0 | 0 | 0 | 0 | 0 | 0 | 0 | 0 | 0 | 0 | 0 | 0 | 0 | 0 | 12 | 1
NO |  | 134 | 2016 | 5 | 9 | 9 |  | CANYON COMP, WY | STR 204, WY | 138 | 138 | Wood - H | 12 | 0 | 1 | 795 ACSR 26/7 | 0 | 0 | 0 | 0 | 0 | 0 | 0 | 0 | 0 | 0 | 0 | 0 | 0 | 0 | 0 | 0 | 0 | 0 | 0 | 0 | 0 | 0 | 0 | 12 | 1
NO |  | 134 | 2016 | 5 | 10 | 10 |  | CARBON, UT | HELPER #2, UT | 138 | 138 | Wood - H | 2 | 0 | 1 | 556.5 ACSR 26/7 | 0 | 0 | 0 | 0 | 0 | 0 | 0 | 0 | 0 | 0 | 0 | 0 | 0 | 0 | 0 | 0 | 0 | 0 | 0 | 0 | 0 | 0 | 0 | 12 | 1
NO |  | 134 | 2016 | 5 | 11 | 11 |  | CARBON, UT | SPANISH FORK #1, UT | 138 | 138 | Steel Tower | 54 | 0 | 1 | 795 ACSR 26/7 | 0 | 0 | 0 | 0 | 0 | 0 | 0 | 0 | 0 | 0 | 0 | 0 | 0 | 0 | 0 | 0 | 0 | 0 | 0 | 0 | 0 | 0 | 0 | 12 | 1
NO |  | 134 | 2016 | 5 | 12 | 12 |  | CARBON, UT | SPANISH FORK #2, UT | 138 | 138 | Steel Tower | 52 | 0 | 1 | 1272 ACSR 45/7 | 0 | 0 | 0 | 0 | 0 | 0 | 0 | 0 | 0 | 0 | 0 | 0 | 0 | 0 | 0 | 0 | 0 | 0 | 0 | 0 | 0 | 0 | 0 | 12 | 1
NO |  | 134 | 2016 | 5 | 13 | 13 |  | CARBON, UT | MOAB, UT | 138 | 138 | Wood - H | 120 | 0 | 1 | 954 ACSR 54/7 | 0 | 0 | 0 | 0 | 0 | 0 | 0 | 0 | 0 | 0 | 0 | 0 | 0 | 0 | 0 | 0 | 0 | 0 | 0 | 0 | 0 | 0 | 0 | 12 | 1
NO |  | 134 | 2016 | 5 | 14 | 14 |  | CLEAR CREEK, WY | PAINTER, UT | 138 | 138 | Wood - SP | 5 | 0 | 1 | 795 ACSR 26/7 | 0 | 0 | 0 | 0 | 0 | 0 | 0 | 0 | 0 | 0 | 0 | 0 | 0 | 0 | 0 | 0 | 0 | 0 | 0 | 0 | 0 | 0 | 0 | 12 | 1
NO |  | 134 | 2016 | 5 | 15 | 15 |  | CLOVER, UT | NEBO, UT | 138 | 138 | Wood - SP | 8 | 0 | 1 | 1272 ACSR 45/7 | 0 | 0 | 0 | 0 | 0 | 0 | 0 | 0 | 0 | 0 | 0 | 0 | 0 | 0 | 0 | 0 | 0 | 0 | 0 | 0 | 0 | 0 | 0 | 12 | 1
NO |  | 134 | 2016 | 5 | 16 | 16 |  | COLUMBIA, UT | SUNNYSIDE, UT | 138 | 138 | Wood - H | 2 | 0 | 1 | 397.5 ACSR 26/7 | 0 | 0 | 0 | 0 | 0 | 0 | 0 | 0 | 0 | 0 | 0 | 0 | 0 | 0 | 0 | 0 | 0 | 0 | 0 | 0 | 0 | 0 | 0 | 12 | 1
NO |  | 134 | 2016 | 5 | 17 | 17 |  | COTTONWOOD, UT | MCCLELLAND, UT | 138 | 138 | Steel - SP | 6 | 0 | 1 | 795 AAC /37 | 0 | 0 | 0 | 0 | 0 | 0 | 0 | 0 | 0 | 0 | 0 | 0 | 0 | 0 | 0 | 0 | 0 | 0 | 0 | 0 | 0 | 0 | 0 | 12 | 1
NO |  | 134 | 2016 | 5 | 18 | 18 |  | COTTONWOOD, UT | HAMMER, UT | 138 | 138 | Wood - SP | 5 | 0 | 1 | 795 AAC /37 | 0 | 0 | 0 | 0 | 0 | 0 | 0 | 0 | 0 | 0 | 0 | 0 | 0 | 0 | 0 | 0 | 0 | 0 | 0 | 0 | 0 | 0 | 0 | 12 | 1
NO |  | 134 | 2016 | 5 | 19 | 19 |  | COTTONWOOD, UT | SILVER CREEK, UT | 138 | 138 | Wood - SP | 29 | 0 | 1 | 397.5 ACSR 26/7 | 0 | 0 | 0 | 0 | 0 | 0 | 0 | 0 | 0 | 0 | 0 | 0 | 0 | 0 | 0 | 0 | 0 | 0 | 0 | 0 | 0 | 0 | 0 | 12 | 1
NO |  | 134 | 2016 | 5 | 20 | 20 |  | CUTLER, UT | WHEELON, UT | 138 | 138 | Wood - SP | 1 | 0 | 1 | 250 CUHD /12 | 0 | 0 | 0 | 0 | 0 | 0 | 0 | 0 | 0 | 0 | 0 | 0 | 0 | 0 | 0 | 0 | 0 | 0 | 0 | 0 | 0 | 0 | 0 | 12 | 1
NO |  | 134 | 2016 | 5 | 21 | 21 |  | DRY CREEK, UT | SPANISH FORK, UT | 138 | 138 | Steel - SP | 5 | 0 | 1 | 1272 ACSR 45/7 | 0 | 0 | 0 | 0 | 0 | 0 | 0 | 0 | 0 | 0 | 0 | 0 | 0 | 0 | 0 | 0 | 0 | 0 | 0 | 0 | 0 | 0 | 0 | 12 | 1
NO |  | 134 | 2016 | 5 | 22 | 22 |  | DUMAS, UT | WESTFIELD, UT | 138 | 138 | Wood - SP | 18 | 0 | 1 | 795 ACSR 26/7 | 0 | 0 | 0 | 0 | 0 | 0 | 0 | 0 | 0 | 0 | 0 | 0 | 0 | 0 | 0 | 0 | 0 | 0 | 0 | 0 | 0 | 0 | 0 | 12 | 1
NO |  | 134 | 2016 | 5 | 23 | 23 |  | DYNAMO, UT | TRI-CITY #1, UT | 138 | 138 | Steel - SP | 2 | 0 | 1 | 795 ACSR 26/7 | 0 | 0 | 0 | 0 | 0 | 0 | 0 | 0 | 0 | 0 | 0 | 0 | 0 | 0 | 0 | 0 | 0 | 0 | 0 | 0 | 0 | 0 | 0 | 12 | 1
NO |  | 134 | 2016 | 5 | 24 | 24 |  | DYNAMO, UT | TRI-CITY #2, UT | 138 | 138 |  | 0 | 3 | 1 | 795 ACSR 26/7 | 0 | 0 | 0 | 0 | 0 | 0 | 0 | 0 | 0 | 0 | 0 | 0 | 0 | 0 | 0 | 0 | 0 | 0 | 0 | 0 | 0 | 0 | 0 | 12 | 1
NO |  | 134 | 2016 | 5 | 25 | 25 |  | EAST LAYTON, UT | 105 TAP, UT | 138 | 138 | Steel - SP | 15 | 0 | 1 | 795 ACSR 26/7 | 0 | 0 | 0 | 0 | 0 | 0 | 0 | 0 | 0 | 0 | 0 | 0 | 0 | 0 | 0 | 0 | 0 | 0 | 0 | 0 | 0 | 0 | 0 | 12 | 1
NO |  | 134 | 2016 | 5 | 26 | 26 |  | EBAY TAP, UT | OQUIRRH, UT | 138 | 138 | Wood - SP | 1 | 0 | 1 | 795 ACSR 26/7 | 0 | 0 | 0 | 0 | 0 | 0 | 0 | 0 | 0 | 0 | 0 | 0 | 0 | 0 | 0 | 0 | 0 | 0 | 0 | 0 | 0 | 0 | 0 | 12 | 1
NO |  | 134 | 2016 | 5 | 27 | 27 |  | EL MONTE, UT | STR 30B, UT | 138 | 138 | Steel - SP | 4 | 0 | 1 | 1272 ACSR 45/7 | 0 | 0 | 0 | 0 | 0 | 0 | 0 | 0 | 0 | 0 | 0 | 0 | 0 | 0 | 0 | 0 | 0 | 0 | 0 | 0 | 0 | 0 | 0 | 12 | 1
NO |  | 134 | 2016 | 5 | 28 | 28 |  | EL MONTE, UT | PIONEER, UT | 138 | 138 | Steel - SP | 1 | 0 | 1 | 1272 ACSR 45/7 | 0 | 0 | 0 | 0 | 0 | 0 | 0 | 0 | 0 | 0 | 0 | 0 | 0 | 0 | 0 | 0 | 0 | 0 | 0 | 0 | 0 | 0 | 0 | 12 | 1
NO |  | 134 | 2016 | 5 | 29 | 29 |  | EVANSTON, WY | RAILROAD, UT | 138 | 138 | Wood - SP | 3 | 0 | 1 | 795 ACSR 26/7 | 0 | 0 | 0 | 0 | 0 | 0 | 0 | 0 | 0 | 0 | 0 | 0 | 0 | 0 | 0 | 0 | 0 | 0 | 0 | 0 | 0 | 0 | 0 | 12 | 1
NO |  | 134 | 2016 | 5 | 30 | 30 |  | FRANKLIN, ID | TREASURETON, ID | 138 | 138 | Wood - SP | 10 | 0 | 1 | 795 ACSR 26/7 | 0 | 0 | 0 | 0 | 0 | 0 | 0 | 0 | 0 | 0 | 0 | 0 | 0 | 0 | 0 | 0 | 0 | 0 | 0 | 0 | 0 | 0 | 0 | 12 | 1
NO |  | 134 | 2016 | 5 | 31 | 31 |  | FRANKLIN, ID | GREEN CANYON, UT | 138 | 138 | Wood - SP | 25 | 0 | 1 | 397.5 ACSR 26/7 | 0 | 0 | 0 | 0 | 0 | 0 | 0 | 0 | 0 | 0 | 0 | 0 | 0 | 0 | 0 | 0 | 0 | 0 | 0 | 0 | 0 | 0 | 0 | 12 | 1
NO |  | 134 | 2016 | 5 | 32 | 32 |  | GADSBY, UT | THIRD WEST, UT | 138 | 138 | Wood - SP | 1 | 0 | 1 | 1272 AAC /61 | 0 | 0 | 0 | 0 | 0 | 0 | 0 | 0 | 0 | 0 | 0 | 0 | 0 | 0 | 0 | 0 | 0 | 0 | 0 | 0 | 0 | 0 | 0 | 12 | 1
NO |  | 134 | 2016 | 5 | 33 | 33 |  | GADSBY, UT | TERMINAL, UT | 138 | 138 | Wood - SP | 6 | 0 | 1 | 1272 ACSR 45/7 | 0 | 0 | 0 | 0 | 0 | 0 | 0 | 0 | 0 | 0 | 0 | 0 | 0 | 0 | 0 | 0 | 0 | 0 | 0 | 0 | 0 | 0 | 0 | 12 | 1
NO |  | 134 | 2016 | 5 | 34 | 34 |  | GADSBY, UT | JORDAN, UT | 138 | 138 | Wood - SP | 1 | 0 | 1 | 1272 ACSR 45/7 | 0 | 0 | 0 | 0 | 0 | 0 | 0 | 0 | 0 | 0 | 0 | 0 | 0 | 0 | 0 | 0 | 0 | 0 | 0 | 0 | 0 | 0 | 0 | 12 | 1
NO |  | 134 | 2016 | 5 | 35 | 35 |  | GREEN CANYON, UT | NIBLEY, UT | 138 | 138 | Wood - SP | 7 | 0 | 1 | 1272 ACSR 45/7 | 0 | 0 | 0 | 0 | 0 | 0 | 0 | 0 | 0 | 0 | 0 | 0 | 0 | 0 | 0 | 0 | 0 | 0 | 0 | 0 | 0 | 0 | 0 | 12 | 1
NO |  | 134 | 2016 | 6 | 1 | 1 |  | GREEN CANYON, UT | WHEELON, UT | 138 | 138 | Wood - SP | 19 | 0 | 1 | 397.5 ACSR 26/7 | 0 | 0 | 0 | 0 | 0 | 0 | 0 | 0 | 0 | 0 | 0 | 0 | 0 | 0 | 0 | 0 | 0 | 0 | 0 | 0 | 0 | 0 | 0 | 12 | 1
NO |  | 134 | 2016 | 6 | 2 | 2 |  | HALE, UT | MIDWAY, UT | 138 | 138 | Wood - H | 19 | 0 | 1 | 397.5 ACSR 26/7 | 0 | 0 | 0 | 0 | 0 | 0 | 0 | 0 | 0 | 0 | 0 | 0 | 0 | 0 | 0 | 0 | 0 | 0 | 0 | 0 | 0 | 0 | 0 | 12 | 1
NO |  | 134 | 2016 | 6 | 3 | 3 |  | HALE, UT | TANNER, UT | 138 | 138 | Wood - H | 7 | 0 | 1 | 1272 ACSR 45/7 | 0 | 0 | 0 | 0 | 0 | 0 | 0 | 0 | 0 | 0 | 0 | 0 | 0 | 0 | 0 | 0 | 0 | 0 | 0 | 0 | 0 | 0 | 0 | 12 | 1
NO |  | 134 | 2016 | 6 | 4 | 4 |  | HALE, UT | SPANISH FORK, UT | 138 | 138 | Wood - H | 18 | 0 | 1 | 1272 ACSR 45/7 | 0 | 0 | 0 | 0 | 0 | 0 | 0 | 0 | 0 | 0 | 0 | 0 | 0 | 0 | 0 | 0 | 0 | 0 | 0 | 0 | 0 | 0 | 0 | 12 | 1
NO |  | 134 | 2016 | 6 | 5 | 5 |  | HAMMER, UT | BUTLERVILLE, UT | 138 | 138 |  | 0 | 2 | 1 | 795 ACSR 26/7 | 0 | 0 | 0 | 0 | 0 | 0 | 0 | 0 | 0 | 0 | 0 | 0 | 0 | 0 | 0 | 0 | 0 | 0 | 0 | 0 | 0 | 0 | 0 | 12 | 1
NO |  | 134 | 2016 | 6 | 6 | 6 |  | HONEYVILLE, UT | LAMPO, UT | 138 | 138 | Wood - H | 25 | 0 | 1 | 397.5 ACSR 26/7 | 0 | 0 | 0 | 0 | 0 | 0 | 0 | 0 | 0 | 0 | 0 | 0 | 0 | 0 | 0 | 0 | 0 | 0 | 0 | 0 | 0 | 0 | 0 | 12 | 1
NO |  | 134 | 2016 | 6 | 7 | 7 |  | HONEYVILLE, UT | WHEELON, UT | 138 | 138 |  | 0 | 14 | 1 | 250 CUHD /12 | 0 | 0 | 0 | 0 | 0 | 0 | 0 | 0 | 0 | 0 | 0 | 0 | 0 | 0 | 0 | 0 | 0 | 0 | 0 | 0 | 0 | 0 | 0 | 12 | 1
NO |  | 134 | 2016 | 6 | 8 | 8 |  | HUNTINGTON, UT | MCFADDEN, UT | 138 | 138 | Wood - H | 7 | 0 | 1 | 397.5 ACSR 26/7 | 0 | 0 | 0 | 0 | 0 | 0 | 0 | 0 | 0 | 0 | 0 | 0 | 0 | 0 | 0 | 0 | 0 | 0 | 0 | 0 | 0 | 0 | 0 | 12 | 1
NO |  | 134 | 2016 | 6 | 9 | 9 |  | JERUSALEM, UT | NEBO, UT | 138 | 138 | Wood - H | 26 | 0 | 1 | 397.5 ACSR 26/7 | 0 | 0 | 0 | 0 | 0 | 0 | 0 | 0 | 0 | 0 | 0 | 0 | 0 | 0 | 0 | 0 | 0 | 0 | 0 | 0 | 0 | 0 | 0 | 12 | 1
NO |  | 134 | 2016 | 6 | 10 | 10 |  | JORDAN, UT | THIRDWEST, UT | 138 | 138 | Wood - SP | 1 | 0 | 1 | 1272 AAC /61 | 0 | 0 | 0 | 0 | 0 | 0 | 0 | 0 | 0 | 0 | 0 | 0 | 0 | 0 | 0 | 0 | 0 | 0 | 0 | 0 | 0 | 0 | 0 | 12 | 1
NO |  | 134 | 2016 | 6 | 11 | 11 |  | JORDAN, UT | MCCLELLAND, UT | 138 | 138 | Wood - SP | 5 | 0 | 1 | 795 AAC /37 | 0 | 0 | 0 | 0 | 0 | 0 | 0 | 0 | 0 | 0 | 0 | 0 | 0 | 0 | 0 | 0 | 0 | 0 | 0 | 0 | 0 | 0 | 0 | 12 | 1
NO |  | 134 | 2016 | 6 | 12 | 12 |  | JORDAN, UT | TERMINAL, UT | 138 | 138 | Wood - SP | 6 | 0 | 1 | 1272 AAC /91 | 0 | 0 | 0 | 0 | 0 | 0 | 0 | 0 | 0 | 0 | 0 | 0 | 0 | 0 | 0 | 0 | 0 | 0 | 0 | 0 | 0 | 0 | 0 | 12 | 1
NO |  | 134 | 2016 | 6 | 13 | 13 |  | BARNEYS, UT | GRINDING, UT | 138 | 138 | Wood - SP | 1 | 0 | 1 | 1272 AAC /61 | 0 | 0 | 0 | 0 | 0 | 0 | 0 | 0 | 0 | 0 | 0 | 0 | 0 | 0 | 0 | 0 | 0 | 0 | 0 | 0 | 0 | 0 | 0 | 12 | 1
NO |  | 134 | 2016 | 6 | 14 | 14 |  | KEARNS, UT | TAYLORSVILLE, UT | 138 | 138 | Wood - SP | 3 | 0 | 1 | 795 ACSR 26/7 | 0 | 0 | 0 | 0 | 0 | 0 | 0 | 0 | 0 | 0 | 0 | 0 | 0 | 0 | 0 | 0 | 0 | 0 | 0 | 0 | 0 | 0 | 0 | 12 | 1
NO |  | 134 | 2016 | 6 | 15 | 15 |  | KEARNS, UT | WEST VALLEY, UT | 138 | 138 | Wood - SP | 2 | 0 | 1 |  | 0 | 0 | 0 | 0 | 0 | 0 | 0 | 0 | 0 | 0 | 0 | 0 | 0 | 0 | 0 | 661342052 | 0 | 0 | 0 | 0 | 0 | 0 | 0 | 12 | 1
NO |  | 134 | 2016 | 6 | 16 | 16 |  | LONE PEAK, UT | CAMP WILLIAMS, UT | 138 | 138 |  | 0 | 8 | 1 | 1272 ACSR 45/7 | 0 | 0 | 0 | 0 | 0 | 0 | 0 | 0 | 0 | 0 | 0 | 0 | 0 | 0 | 0 | 0 | 0 | 0 | 0 | 0 | 0 | 0 | 0 | 12 | 1
NO |  | 134 | 2016 | 6 | 17 | 17 |  | MCCLELLAND, UT | MID VALLEY, UT | 138 | 138 | Wood - SP | 6 | 0 | 1 | 795 AAC 26/7 | 0 | 0 | 0 | 0 | 0 | 0 | 0 | 0 | 0 | 0 | 0 | 0 | 0 | 0 | 0 | 0 | 0 | 0 | 0 | 0 | 0 | 0 | 0 | 12 | 1
NO |  | 134 | 2016 | 6 | 18 | 18 |  | MCFADDEN, UT | BLACKHAWK, UT | 138 | 138 | Wood - H | 11 | 0 | 1 | 795 AAC 26/7 | 0 | 0 | 0 | 0 | 0 | 0 | 0 | 0 | 0 | 0 | 0 | 0 | 0 | 0 | 0 | 0 | 0 | 0 | 0 | 0 | 0 | 0 | 0 | 12 | 1
NO |  | 134 | 2016 | 6 | 19 | 19 |  | MID VALLEY, UT | TAYLORSVILLE, UT | 138 | 138 | Wood - SP | 4 | 2 | 1 | 1272 ACSR /61 | 0 | 0 | 0 | 0 | 0 | 0 | 0 | 0 | 0 | 0 | 0 | 0 | 0 | 0 | 0 | 0 | 0 | 0 | 0 | 0 | 0 | 0 | 0 | 12 | 1
NO |  | 134 | 2016 | 6 | 20 | 20 |  | MID VALLEY #2, UT | COTTONWOOD, UT | 138 | 138 | Wood - SP | 5 | 0 | 1 |  | 0 | 0 | 0 | 0 | 0 | 0 | 0 | 0 | 0 | 0 | 0 | 0 | 0 | 0 | 0 | 661342053 | 0 | 0 | 0 | 0 | 0 | 0 | 0 | 12 | 1
NO |  | 134 | 2016 | 6 | 21 | 21 |  | MID VALLEY #1, UT | COTTONWOOD, UT | 138 | 138 | Wood - SP | 3 | 0 | 1 |  | 0 | 0 | 0 | 0 | 0 | 0 | 0 | 0 | 0 | 0 | 0 | 0 | 0 | 0 | 0 | 661342054 | 0 | 0 | 0 | 0 | 0 | 0 | 0 | 12 | 1
NO |  | 134 | 2016 | 6 | 22 | 22 |  | MID VALLEY, UT | 90TH SOUTH, UT | 138 | 138 | Wood - H | 9 | 0 | 1 | 1272 ACSR 45/7 | 0 | 0 | 0 | 0 | 0 | 0 | 0 | 0 | 0 | 0 | 0 | 0 | 0 | 0 | 0 | 0 | 0 | 0 | 0 | 0 | 0 | 0 | 0 | 12 | 1
NO |  | 134 | 2016 | 6 | 23 | 23 |  | MIDDLETON, UT | ST GEORGE, UT | 138 | 138 | Wood - H | 1 | 0 | 1 | 397.5 ACSR 26/7 | 0 | 0 | 0 | 0 | 0 | 0 | 0 | 0 | 0 | 0 | 0 | 0 | 0 | 0 | 0 | 0 | 0 | 0 | 0 | 0 | 0 | 0 | 0 | 12 | 1
NO |  | 134 | 2016 | 6 | 24 | 24 |  | MOAB, UT | PINTO, UT | 138 | 138 | Wood - H | 68 | 0 | 1 | 397.5 ACSR 26/7 | 0 | 0 | 0 | 0 | 0 | 0 | 0 | 0 | 0 | 0 | 0 | 0 | 0 | 0 | 0 | 0 | 0 | 0 | 0 | 0 | 0 | 0 | 0 | 12 | 1
NO |  | 134 | 2016 | 6 | 25 | 25 |  | NAUGHTON, WY | CANYON COMP, WY | 138 | 138 | Wood - H | 36 | 0 | 1 | 795 AAC 26/7 | 0 | 0 | 0 | 0 | 0 | 0 | 0 | 0 | 0 | 0 | 0 | 0 | 0 | 0 | 0 | 0 | 0 | 0 | 0 | 0 | 0 | 0 | 0 | 12 | 1
NO |  | 134 | 2016 | 6 | 26 | 26 |  | NAUGHTON, WY | PAINTER, WY | 138 | 138 | Wood - H | 48 | 0 | 1 | 795 AAC 26/7 | 0 | 0 | 0 | 0 | 0 | 0 | 0 | 0 | 0 | 0 | 0 | 0 | 0 | 0 | 0 | 0 | 0 | 0 | 0 | 0 | 0 | 0 | 0 | 12 | 1
NO |  | 134 | 2016 | 6 | 27 | 27 |  | NEBO, UT | DRY CREEK, UT | 138 | 138 | Wood - H | 33 | 0 | 1 | 795 AAC 26/7 | 0 | 0 | 0 | 0 | 0 | 0 | 0 | 0 | 0 | 0 | 0 | 0 | 0 | 0 | 0 | 0 | 0 | 0 | 0 | 0 | 0 | 0 | 0 | 12 | 1
NO |  | 134 | 2016 | 6 | 28 | 28 |  | NUCOR STEEL, UT | WHEELON, UT | 138 | 138 | Wood - H | 10 | 0 | 1 | 397.5 ACSR 26/7 | 0 | 0 | 0 | 0 | 0 | 0 | 0 | 0 | 0 | 0 | 0 | 0 | 0 | 0 | 0 | 0 | 0 | 0 | 0 | 0 | 0 | 0 | 0 | 12 | 1
NO |  | 134 | 2016 | 6 | 29 | 29 |  | ONEIDA, ID | OVID, UT | 138 | 138 | Wood - H | 23 | 0 | 1 | 336.4 ACSR 26/7 | 0 | 0 | 0 | 0 | 0 | 0 | 0 | 0 | 0 | 0 | 0 | 0 | 0 | 0 | 0 | 0 | 0 | 0 | 0 | 0 | 0 | 0 | 0 | 12 | 1
NO |  | 134 | 2016 | 6 | 30 | 30 |  | ONIEDA, ID | GRACE, ID | 138 | 138 | Wood - H | 19 | 0 | 1 | 250 CUHD /12 | 0 | 0 | 0 | 0 | 0 | 0 | 0 | 0 | 0 | 0 | 0 | 0 | 0 | 0 | 0 | 0 | 0 | 0 | 0 | 0 | 0 | 0 | 0 | 12 | 1
NO |  | 134 | 2016 | 6 | 31 | 31 |  | GRINDING, UT | OQUIRRH, UT | 138 | 138 | Wood - SP | 7 | 0 | 1 | 795 ACSR 45/7 | 0 | 0 | 0 | 0 | 0 | 0 | 0 | 0 | 0 | 0 | 0 | 0 | 0 | 0 | 0 | 0 | 0 | 0 | 0 | 0 | 0 | 0 | 0 | 12 | 1
NO |  | 134 | 2016 | 6 | 32 | 32 |  | GRINDING, UT | TOOELE, UT | 138 | 138 | Wood - SP | 14 | 0 | 1 | 795 ACSR 45/7 | 0 | 0 | 0 | 0 | 0 | 0 | 0 | 0 | 0 | 0 | 0 | 0 | 0 | 0 | 0 | 0 | 0 | 0 | 0 | 0 | 0 | 0 | 0 | 12 | 1
NO |  | 134 | 2016 | 6 | 33 | 33 |  | OQUIRRH, UT | TOOELE, UT | 138 | 138 | Steel - SP | 23 | 0 | 1 | 1272 ACSR 45/7 | 0 | 0 | 0 | 0 | 0 | 0 | 0 | 0 | 0 | 0 | 0 | 0 | 0 | 0 | 0 | 0 | 0 | 0 | 0 | 0 | 0 | 0 | 0 | 12 | 1
NO |  | 134 | 2016 | 6 | 34 | 34 |  | OQUIRRH, UT | BARNEY, UT | 138 | 138 | Wood - H | 5 | 0 | 1 | 795 AAC 26/7 | 0 | 0 | 0 | 0 | 0 | 0 | 0 | 0 | 0 | 0 | 0 | 0 | 0 | 0 | 0 | 0 | 0 | 0 | 0 | 0 | 0 | 0 | 0 | 12 | 1
NO |  | 134 | 2016 | 6 | 35 | 35 |  | OQUIRRH, UT | BINGHAM CANYON, UT | 138 | 138 | Wood - H | 8 | 0 | 1 | 1557.4 ACSR/TW | 0 | 0 | 0 | 0 | 0 | 0 | 0 | 0 | 661342055 | 0 | 0 | 0 | 0 | 0 | 0 | 0 | 0 | 0 | 0 | 0 | 0 | 0 | 0 | 12 | 1
NO |  | 134 | 2016 | 7 | 1 | 1 |  | PAINTER, UT | RAILROAD, UT | 138 | 138 | Wood - H | 7 | 0 | 1 | 1272 ACSR 45/7 | 0 | 0 | 0 | 0 | 0 | 0 | 0 | 0 | 0 | 0 | 0 | 0 | 0 | 0 | 0 | 0 | 0 | 0 | 0 | 0 | 0 | 0 | 0 | 12 | 1
NO |  | 134 | 2016 | 7 | 2 | 2 |  | PAROWAN, UT | WEST CEDAR, UT | 138 | 138 | Wood - H | 21 | 0 | 1 | 397.5 ACSR 26/7 | 0 | 0 | 0 | 0 | 0 | 0 | 0 | 0 | 0 | 0 | 0 | 0 | 0 | 0 | 0 | 0 | 0 | 0 | 0 | 0 | 0 | 0 | 0 | 12 | 1
NO |  | 134 | 2016 | 7 | 3 | 3 |  | PARRISH, UT | TERMINAL #1, UT | 138 | 138 | Steel - SP | 16 | 0 | 1 | 795 AAC 45/7 | 0 | 0 | 0 | 0 | 0 | 0 | 0 | 0 | 0 | 0 | 0 | 0 | 0 | 0 | 0 | 0 | 0 | 0 | 0 | 0 | 0 | 0 | 0 | 12 | 1
NO |  | 134 | 2016 | 7 | 4 | 4 |  | PARRISH, UT | TERMINAL #2, UT | 138 | 138 |  | 0 | 14 | 1 | 795 AAC 26/7 | 0 | 0 | 0 | 0 | 0 | 0 | 0 | 0 | 0 | 0 | 0 | 0 | 0 | 0 | 0 | 0 | 0 | 0 | 0 | 0 | 0 | 0 | 0 | 12 | 1
NO |  | 134 | 2016 | 7 | 5 | 5 |  | PARRISH #105, UT | TERMINAL, UT | 138 | 138 | Steel - SP | 14 | 0 | 1 | 795 AAC 45/7 | 0 | 0 | 0 | 0 | 0 | 0 | 0 | 0 | 0 | 0 | 0 | 0 | 0 | 0 | 0 | 0 | 0 | 0 | 0 | 0 | 0 | 0 | 0 | 12 | 1
NO |  | 134 | 2016 | 7 | 6 | 6 |  | PARRISH, UT | TAP TO N SALT LAKE, UT | 138 | 138 | Steel - SP | 0 | 8 | 1 | 795 AAC 26/7 | 0 | 0 | 0 | 0 | 0 | 0 | 0 | 0 | 0 | 0 | 0 | 0 | 0 | 0 | 0 | 0 | 0 | 0 | 0 | 0 | 0 | 0 | 0 | 12 | 1
NO |  | 134 | 2016 | 7 | 7 | 7 |  | RAILROAD, UT | CANYON COMP, WY | 138 | 138 | Wood - H | 17 | 0 | 1 | 795 ACSR 26/7 | 0 | 0 | 0 | 0 | 0 | 0 | 0 | 0 | 0 | 0 | 0 | 0 | 0 | 0 | 0 | 0 | 0 | 0 | 0 | 0 | 0 | 0 | 0 | 12 | 1
NO |  | 134 | 2016 | 7 | 8 | 8 |  | CENTRAL (UAMPS) #2, UT | SAINT GEORGE, UT | 138 | 138 | Steel - SP | 20 | 0 | 1 | 1272 ACSR 45/7 | 0 | 0 | 0 | 0 | 0 | 0 | 0 | 661342056 | 0 | 0 | 0 | 0 | 0 | 0 | 0 | 0 | 0 | 0 | 0 | 0 | 0 | 0 | 0 | 12 | 1
NO |  | 134 | 2016 | 7 | 9 | 9 |  | CENTRAL (UAMPS) #3, UT | SAINT GEORGE, UT | 138 | 138 | Steel - SP | 0 | 20 | 1 | 1272 ACSR 45/7 | 0 | 0 | 0 | 0 | 0 | 0 | 0 | 661342057 | 0 | 0 | 0 | 0 | 0 | 0 | 0 | 0 | 0 | 0 | 0 | 0 | 0 | 0 | 0 | 12 | 1
NO |  | 134 | 2016 | 7 | 10 | 10 |  | RED BUTTE, UT | ST GEORGE, UT | 138 | 138 | Steel - SP | 1 | 0 | 1 | 1272 ACSR 45/7 | 0 | 0 | 0 | 0 | 0 | 0 | 0 | 0 | 0 | 0 | 0 | 0 | 0 | 0 | 0 | 0 | 0 | 0 | 0 | 0 | 0 | 0 | 0 | 12 | 1
NO |  | 134 | 2016 | 7 | 11 | 11 |  | RED BUTTE, UT | WEST CEDAR, UT | 138 | 138 | Wood - H | 49 | 0 | 1 | 397.5 ACSR 26/7 | 0 | 0 | 0 | 0 | 0 | 0 | 0 | 0 | 0 | 0 | 0 | 0 | 0 | 0 | 0 | 0 | 0 | 0 | 0 | 0 | 0 | 0 | 0 | 12 | 1
NO |  | 134 | 2016 | 7 | 12 | 12 |  | RIVERDALE, UT | EAST LAYTON, UT | 138 | 138 | Steel - SP | 0 | 7 | 1 | 795 AAC 26/7 | 0 | 0 | 0 | 0 | 0 | 0 | 0 | 0 | 0 | 0 | 0 | 0 | 0 | 0 | 0 | 0 | 0 | 0 | 0 | 0 | 0 | 0 | 0 | 12 | 1
NO |  | 134 | 2016 | 7 | 13 | 13 |  | SHICK, UT | PARRISH, UT | 138 | 138 | Wood - H | 0 | 10 | 1 | 250 CUHD /12 | 0 | 0 | 0 | 0 | 0 | 0 | 0 | 0 | 0 | 0 | 0 | 0 | 0 | 0 | 0 | 0 | 0 | 0 | 0 | 0 | 0 | 0 | 0 | 12 | 1
NO |  | 134 | 2016 | 7 | 14 | 14 |  | SILVER CREEK, UT | JORDANELLE, UT | 138 | 138 | Wood - SP | 10 | 0 | 1 | 795 AAC 26/7 | 0 | 0 | 0 | 0 | 0 | 0 | 0 | 0 | 0 | 0 | 0 | 0 | 0 | 0 | 0 | 0 | 0 | 0 | 0 | 0 | 0 | 0 | 0 | 12 | 1
NO |  | 134 | 2016 | 7 | 15 | 15 |  | SPANISH FORK, UT | TANNER, UT | 138 | 138 | Wood - H | 10 | 0 | 1 | 1272 ACSR 45/7 | 0 | 0 | 0 | 0 | 0 | 0 | 0 | 0 | 0 | 0 | 0 | 0 | 0 | 0 | 0 | 0 | 0 | 0 | 0 | 0 | 0 | 0 | 0 | 12 | 1
NO |  | 134 | 2016 | 7 | 16 | 16 |  | SUNRISE, UT | OQUIRRH, UT | 138 | 138 | Wood - SP | 0 | 2 | 1 |  | 0 | 0 | 0 | 0 | 0 | 0 | 0 | 0 | 0 | 0 | 0 | 0 | 0 | 0 | 0 | 661342058 | 0 | 0 | 0 | 0 | 0 | 0 | 0 | 12 | 1
NO |  | 134 | 2016 | 7 | 17 | 17 |  | SYRACUSE, UT | CLEARFIELD SOUTH, UT | 138 | 138 | Steel - SP | 1 | 0 | 1 | 1272 ACSR 45/7 | 0 | 0 | 0 | 0 | 0 | 0 | 0 | 0 | 0 | 0 | 0 | 0 | 0 | 0 | 0 | 0 | 0 | 0 | 0 | 0 | 0 | 0 | 0 | 12 | 1
NO |  | 134 | 2016 | 7 | 18 | 18 |  | SYRACUSE, UT | PARRISH, UT | 138 | 138 | Steel Tower | 15 | 0 | 1 | 1272 ACSR 45/7 | 0 | 0 | 0 | 0 | 0 | 0 | 0 | 0 | 0 | 0 | 0 | 0 | 0 | 0 | 0 | 0 | 0 | 0 | 0 | 0 | 0 | 0 | 0 | 12 | 1
NO |  | 134 | 2016 | 7 | 19 | 19 |  | SYRACUSE, UT | ANGEL #1, UT | 138 | 138 |  | 0 | 9 | 1 | 250 CUHD /12 | 0 | 0 | 0 | 0 | 0 | 0 | 0 | 0 | 0 | 0 | 0 | 0 | 0 | 0 | 0 | 0 | 0 | 0 | 0 | 0 | 0 | 0 | 0 | 12 | 1
NO |  | 134 | 2016 | 7 | 20 | 20 |  | TAP TO ANGEL NORTH, UT | TAP TO PARRISH, UT | 138 | 138 | Wood - H | 13 | 0 | 1 | 795 AAC /37 | 0 | 0 | 0 | 0 | 0 | 0 | 0 | 0 | 0 | 0 | 0 | 0 | 0 | 0 | 0 | 0 | 0 | 0 | 0 | 0 | 0 | 0 | 0 | 12 | 1
NO |  | 134 | 2016 | 7 | 21 | 21 |  | TAYLORSVILLE , UT | 90TH SOUTH, UT | 138 | 138 | Wood - SP | 6 | 2 | 1 | 795 AAC /37 | 0 | 0 | 0 | 0 | 0 | 0 | 0 | 0 | 0 | 0 | 0 | 0 | 0 | 0 | 0 | 0 | 0 | 0 | 0 | 0 | 0 | 0 | 0 | 12 | 1
NO |  | 134 | 2016 | 7 | 22 | 22 |  | TERMINAL, UT | KENNECOTT, UT | 138 | 138 | Steel - SP | 9 | 0 | 1 | 795 AAC 26/7 | 0 | 0 | 0 | 0 | 0 | 0 | 0 | 0 | 0 | 0 | 0 | 0 | 0 | 0 | 0 | 0 | 0 | 0 | 0 | 0 | 0 | 0 | 0 | 12 | 1
NO |  | 134 | 2016 | 7 | 23 | 23 |  | TERMINAL, UT | ROWLEY, UT | 138 | 138 | Wood - H | 53 | 0 | 1 | 795 AAC /37 | 0 | 0 | 0 | 0 | 0 | 0 | 0 | 0 | 0 | 0 | 0 | 0 | 0 | 0 | 0 | 0 | 0 | 0 | 0 | 0 | 0 | 0 | 0 | 12 | 1
NO |  | 134 | 2016 | 7 | 24 | 24 |  | TERMINAL, UT | MIDVALLEY #1, UT | 138 | 138 | Wood - H | 7 | 0 | 1 | 1272 ACSR 45/7 | 0 | 0 | 0 | 0 | 0 | 0 | 0 | 0 | 0 | 0 | 0 | 0 | 0 | 0 | 0 | 0 | 0 | 0 | 0 | 0 | 0 | 0 | 0 | 12 | 1
NO |  | 134 | 2016 | 7 | 25 | 25 |  | TERMINAL, UT | MIDVALLEY #2, UT | 138 | 138 | Wood - H | 7 | 0 | 1 | 1272 AAC /61 | 0 | 0 | 0 | 0 | 0 | 0 | 0 | 0 | 0 | 0 | 0 | 0 | 0 | 0 | 0 | 0 | 0 | 0 | 0 | 0 | 0 | 0 | 0 | 12 | 1
NO |  | 134 | 2016 | 7 | 26 | 26 |  | TERMINAL, UT | TOOELE, UT | 138 | 138 | Wood - H | 24 | 6 | 1 | 397.5 ACSR 26/7 | 0 | 0 | 0 | 0 | 0 | 0 | 0 | 0 | 0 | 0 | 0 | 0 | 0 | 0 | 0 | 0 | 0 | 0 | 0 | 0 | 0 | 0 | 0 | 12 | 1
NO |  | 134 | 2016 | 7 | 27 | 27 |  | TERMINAL, UT | WEST VALLEY, UT | 138 | 138 | Wood - SP | 7 | 0 | 1 |  | 0 | 0 | 0 | 0 | 0 | 0 | 0 | 0 | 0 | 0 | 0 | 0 | 0 | 0 | 0 | 661342059 | 0 | 0 | 0 | 0 | 0 | 0 | 0 | 12 | 1
NO |  | 134 | 2016 | 7 | 28 | 28 |  | THREEMILE KNOLL, ID | GRACE #1, ID | 138 | 138 | Wood - H | 17 | 0 | 1 | 250 CUHD /12 | 0 | 0 | 0 | 0 | 0 | 0 | 0 | 0 | 0 | 0 | 0 | 0 | 0 | 0 | 0 | 0 | 0 | 0 | 0 | 0 | 0 | 0 | 0 | 12 | 1
NO |  | 134 | 2016 | 7 | 29 | 29 |  | THREEMILE KNOLL, ID | GRACE #2, ID | 138 | 138 | Wood - H | 17 | 0 | 1 | 1272 ACSR 45/7 | 0 | 0 | 0 | 0 | 0 | 0 | 0 | 0 | 0 | 0 | 0 | 0 | 0 | 0 | 0 | 0 | 0 | 0 | 0 | 0 | 0 | 0 | 0 | 12 | 1
NO |  | 134 | 2016 | 7 | 30 | 30 |  | THREEMILE KNOLL, ID | MONSANTO #1, ID | 138 | 138 | Wood - H | 2 | 0 | 1 | 1272 AAC /61 | 0 | 0 | 0 | 0 | 0 | 0 | 0 | 0 | 0 | 0 | 0 | 0 | 0 | 0 | 0 | 0 | 0 | 0 | 0 | 0 | 0 | 0 | 0 | 12 | 1
NO |  | 134 | 2016 | 7 | 31 | 31 |  | THREEMILE KNOLL, ID | MONSANTO #2, ID | 138 | 138 | Steel - SP | 2 | 0 | 1 | 1272 ACSR 45/7 | 0 | 0 | 0 | 0 | 0 | 0 | 0 | 0 | 0 | 0 | 0 | 0 | 0 | 0 | 0 | 0 | 0 | 0 | 0 | 0 | 0 | 0 | 0 | 12 | 1
NO |  | 134 | 2016 | 7 | 32 | 32 |  | TIMP #1, UT | DYNAMO, UT | 138 | 138 | Steel - SP | 2 | 0 | 1 |  | 0 | 0 | 0 | 0 | 0 | 0 | 0 | 0 | 0 | 0 | 0 | 0 | 0 | 0 | 0 | 661342060 | 0 | 0 | 0 | 0 | 0 | 0 | 0 | 12 | 1
NO |  | 134 | 2016 | 7 | 33 | 33 |  | TIMP #2, UT | DYNAMO, UT | 138 | 138 |  | 0 | 2 | 1 |  | 0 | 0 | 0 | 0 | 0 | 0 | 0 | 0 | 0 | 0 | 0 | 0 | 0 | 0 | 0 | 661342061 | 0 | 0 | 0 | 0 | 0 | 0 | 0 | 12 | 1
NO |  | 134 | 2016 | 7 | 34 | 34 |  | TIMP, UT | HALE, UT | 138 | 138 | Steel - SP | 4 | 0 | 1 |  | 0 | 0 | 0 | 0 | 0 | 0 | 0 | 0 | 0 | 0 | 0 | 0 | 0 | 0 | 0 | 661342062 | 0 | 0 | 0 | 0 | 0 | 0 | 0 | 12 | 1
NO |  | 134 | 2016 | 7 | 35 | 35 |  | TIMP, UT | SPANISH FORK, UT | 138 | 138 | Wood - H | 23 | 0 | 1 |  | 0 | 0 | 0 | 0 | 0 | 0 | 0 | 0 | 0 | 0 | 0 | 0 | 0 | 0 | 0 | 661342063 | 0 | 0 | 0 | 0 | 0 | 0 | 0 | 12 | 1
NO |  | 134 | 2016 | 8 | 1 | 1 |  | TIMP, UT | VINEYARD, UT | 138 | 138 | Wood - SP | 2 | 0 | 0 | 1272 ACSR 45/7 | 0 | 0 | 0 | 0 | 0 | 0 | 0 | 0 | 0 | 0 | 0 | 0 | 0 | 0 | 0 | 0 | 0 | 0 | 0 | 0 | 0 | 0 | 0 | 12 | 1
NO |  | 134 | 2016 | 8 | 2 | 2 |  | TREASURETON, ID | GRACE, ID | 138 | 138 | Steel Tower | 25 | 0 | 1 | 250 CUHD /12 | 0 | 0 | 0 | 0 | 0 | 0 | 0 | 0 | 0 | 0 | 0 | 0 | 0 | 0 | 0 | 0 | 0 | 0 | 0 | 0 | 0 | 0 | 0 | 12 | 1
NO |  | 134 | 2016 | 8 | 3 | 3 |  | TREASURETON, ID | GRACE #2, ID | 138 | 138 |  | 0 | 25 | 1 | 250 CUHD /12 | 0 | 0 | 0 | 0 | 0 | 0 | 0 | 0 | 0 | 0 | 0 | 0 | 0 | 0 | 0 | 0 | 0 | 0 | 0 | 0 | 0 | 0 | 0 | 12 | 1
NO |  | 134 | 2016 | 8 | 4 | 4 |  | TREASURETON, ID | ONEIDA, ID | 138 | 138 | Wood - H | 6 | 0 | 1 | 250 CUHD /12 | 0 | 0 | 0 | 0 | 0 | 0 | 0 | 0 | 0 | 0 | 0 | 0 | 0 | 0 | 0 | 0 | 0 | 0 | 0 | 0 | 0 | 0 | 0 | 12 | 1
NO |  | 134 | 2016 | 8 | 5 | 5 |  | TRI-CITY, UT | SUNRISE, ID | 138 | 138 | Wood - SP | 22 | 0 | 1 |  | 0 | 0 | 0 | 0 | 0 | 0 | 0 | 0 | 0 | 0 | 0 | 0 | 0 | 0 | 0 | 661342064 | 0 | 0 | 0 | 0 | 0 | 0 | 0 | 12 | 1
NO |  | 134 | 2016 | 8 | 6 | 6 |  | TRI-CITY, UT | BANGERTER, UT | 138 | 138 | Wood - SP | 6 | 12 | 1 |  | 0 | 0 | 0 | 0 | 0 | 0 | 0 | 0 | 0 | 0 | 0 | 0 | 0 | 0 | 0 | 661342065 | 0 | 0 | 0 | 0 | 0 | 0 | 0 | 12 | 1
NO |  | 134 | 2016 | 8 | 7 | 7 |  | TRI-CITY, UT | WESTFIELD, UT | 138 | 138 | Wood - H | 15 | 0 | 1 | 1272 ACSR 45/7 | 0 | 0 | 0 | 0 | 0 | 0 | 0 | 0 | 0 | 0 | 0 | 0 | 0 | 0 | 0 | 0 | 0 | 0 | 0 | 0 | 0 | 0 | 0 | 12 | 1
NO |  | 134 | 2016 | 8 | 8 | 8 |  | WEST CEDAR, UT | THREE PEAKS, UT | 138 | 138 | Wood - SP | 20 | 0 | 1 | 795 AAC 26/7 | 0 | 0 | 0 | 0 | 0 | 0 | 0 | 0 | 0 | 0 | 0 | 0 | 0 | 0 | 0 | 0 | 0 | 0 | 0 | 0 | 0 | 0 | 0 | 12 | 1
NO |  | 134 | 2016 | 8 | 9 | 9 |  | WEST VALLEY, UT | OQUIRRH, UT | 138 | 138 | Wood - H | 9 | 0 | 1 |  | 0 | 0 | 0 | 0 | 0 | 0 | 0 | 0 | 0 | 0 | 0 | 0 | 0 | 0 | 0 | 661342066 | 0 | 0 | 0 | 0 | 0 | 0 | 0 | 12 | 1
NO |  | 134 | 2016 | 8 | 10 | 10 |  | WESTFIELD, UT | HALE, UT | 138 | 138 | Wood - H | 14 | 0 | 1 | 795 AAC 26/7 | 0 | 0 | 0 | 0 | 0 | 0 | 0 | 0 | 0 | 0 | 0 | 0 | 0 | 0 | 0 | 0 | 0 | 0 | 0 | 0 | 0 | 0 | 0 | 12 | 1
NO |  | 134 | 2016 | 8 | 11 | 11 |  | WHEELON, UT | AMERICAN FALLS, ID | 138 | 138 | Wood - H | 86 | 0 | 1 | 250 CUHD /12 | 0 | 0 | 0 | 0 | 0 | 0 | 0 | 661342067 | 0 | 0 | 0 | 0 | 0 | 0 | 0 | 0 | 0 | 0 | 0 | 0 | 0 | 0 | 0 | 12 | 1
NO |  | 134 | 2016 | 8 | 12 | 12 |  | WHEELON #1, UT | TREASURETON, ID | 138 | 138 | Steel Tower | 29 | 0 | 1 | 250 CUHD /12 | 0 | 0 | 0 | 0 | 0 | 0 | 0 | 0 | 0 | 0 | 0 | 0 | 0 | 0 | 0 | 0 | 0 | 0 | 0 | 0 | 0 | 0 | 0 | 12 | 1
NO |  | 134 | 2016 | 8 | 13 | 13 |  | WHEELON #2, UT | TREASURETON, ID | 138 | 138 |  | 0 | 29 | 1 | 250 CUHD /12 | 0 | 0 | 0 | 0 | 0 | 0 | 0 | 0 | 0 | 0 | 0 | 0 | 0 | 0 | 0 | 0 | 0 | 0 | 0 | 0 | 0 | 0 | 0 | 12 | 1
NO |  | 134 | 2016 | 8 | 14 | 14 |  | WHEELON #3, UT | TREASURETON, ID | 138 | 138 | Wood - H | 29 | 0 | 1 | 250 CUHD /12 | 0 | 0 | 0 | 0 | 0 | 0 | 0 | 0 | 0 | 0 | 0 | 0 | 0 | 0 | 0 | 0 | 0 | 0 | 0 | 0 | 0 | 0 | 0 | 12 | 1
NO |  | 134 | 2016 | 8 | 15 | 15 |  | FORT DOUGLAS, UT | MCCLELLAND, UT | 138 | 138 | Wood - SP | 3 | 0 | 1 |  | 0 | 0 | 0 | 0 | 0 | 0 | 0 | 0 | 0 | 0 | 0 | 0 | 0 | 0 | 0 | 661342072 | 0 | 0 | 0 | 0 | 0 | 0 | 0 | 12 | 1
NO |  | 134 | 2016 | 8 | 16 | 16 |  | CAMERON, UT | MILFORD, UT | 138 | 138 | Wood - SP | 25 | 0 | 1 | 397.5 ACSR 26/7 | 0 | 0 | 0 | 0 | 0 | 0 | 0 | 0 | 0 | 0 | 0 | 0 | 0 | 0 | 0 | 0 | 0 | 0 | 0 | 0 | 0 | 0 | 0 | 12 | 1
NO |  | 134 | 2016 | 8 | 17 | 17 |  | EAGLE MOUNTAIN, UT | PONY EXPRESS, UT | 138 | 138 | Wood - SP | 10 | 0 | 1 | 795 ACSR 26/7 | 0 | 0 | 0 | 0 | 0 | 0 | 0 | 0 | 0 | 0 | 0 | 0 | 0 | 0 | 0 | 0 | 0 | 0 | 0 | 0 | 0 | 0 | 0 | 12 | 1
NO |  | 134 | 2016 | 8 | 18 | 18 |  | CLOVER, UT | BURRASTON PONDS METERING, U | 138 | 138 | Wood - SP | 2 | 0 | 1 | 397.5 ACSR 26/7 | 0 | 0 | 0 | 0 | 0 | 0 | 0 | 0 | 661342068 | 0 | 0 | 0 | 0 | 0 | 0 | 0 | 0 | 0 | 0 | 0 | 0 | 0 | 0 | 12 | 1
NO |  | 134 | 2016 | 8 | 19 | 19 |  | CROYDON, UT | RAILROAD, WY | 138 | 138 | Wood - SP | 38 | 0 | 1 | 1272 ACSR 45/7 | 0 | 0 | 0 | 0 | 0 | 0 | 0 | 0 | 0 | 0 | 0 | 0 | 0 | 0 | 0 | 0 | 0 | 0 | 0 | 0 | 0 | 0 | 0 | 12 | 1
NO |  | 134 | 2016 | 8 | 20 | 20 |  | GRAPHITE, UT | MOUNTAIN VIEW, UT | 138 | 138 | Wood - SP | 1 | 0 | 1 | 397.5 ACSR 26/7 | 0 | 0 | 0 | 0 | 0 | 0 | 0 | 0 | 0 | 0 | 0 | 0 | 0 | 0 | 0 | 0 | 0 | 0 | 0 | 0 | 0 | 0 | 0 | 12 | 1
NO |  | 134 | 2016 | 8 | 21 | 21 |  | HIGHLAND, UT | BULL RIVER (LEHI #5), UT | 138 | 138 | Wood - SP | 5 | 0 | 1 | 1272 ACSR 45/7 | 0 | 0 | 0 | 0 | 0 | 0 | 0 | 0 | 0 | 0 | 0 | 0 | 0 | 0 | 0 | 0 | 0 | 0 | 0 | 0 | 0 | 0 | 0 | 12 | 1
NO |  | 134 | 2016 | 8 | 22 | 22 |  | 138kV costs and expenses |  | 0 | 0 |  | 0 | 0 | 0 |  | 24075933 | 379880040 | 403955973 | 163186 | 1568566 | 187509 | 1919261 | 0 | 0 | 0 | 0 | 0 | 0 | 0 | 0 | 0 | 0 | 0 | 0 | 0 | 0 | 0 | 0 | 12 | 1
NO |  | 134 | 2016 | 8 | 24 | 24 |  | Subtotal 138kV |  | 0 | 0 |  | 2163 | 207 | 147 |  | 24075933 | 379880040 | 403955973 | 163186 | 1568566 | 187509 | 1919261 | 0 | 0 | 0 | 0 | 0 | 0 | 0 | 0 | 0 | 0 | 0 | 0 | 0 | 0 | 0 | 0 | 12 | 1
SI/SI | A | 134 | 2016 | 8 | 26 | 26 |  | All 115kV Lines |  | 0 | 0 |  | 1666 | 0 | 0 |  | 5201683 | 193141097 | 198342780 | 62881 | 3584058 | 467033 | 4113972 | 0 | 0 | 0 | 0 | 0 | 0 | 0 | 0 | 0 | 0 | 0 | 0 | 0 | 0 | 0 | 0 | 12 | 1
SI/SI | A | 134 | 2016 | 8 | 28 | 28 |  | All 69kV Lines |  | 0 | 0 |  | 2923 | 0 | 0 |  | 8296714 | 281925085 | 290221799 | 23430 | 3203969 | 221169 | 3448568 | 0 | 0 | 0 | 0 | 0 | 0 | 0 | 0 | 0 | 0 | 0 | 0 | 0 | 0 | 0 | 0 | 12 | 1
SI/SI | A | 134 | 2016 | 8 | 30 | 30 |  | All 57kV Lines |  | 0 | 0 |  | 111 | 0 | 0 |  | 52655 | 12078789 | 12131444 | 2336 | 59219 | 1320 | 62875 | 0 | 0 | 0 | 0 | 0 | 0 | 0 | 0 | 0 | 0 | 0 | 0 | 0 | 0 | 0 | 0 | 12 | 1
SI/SI | A | 134 | 2016 | 8 | 32 | 32 |  | All 46kV Lines |  | 0 | 0 |  | 2541 | 0 | 0 |  | 10591146 | 265382941 | 275974087 | 28775 | 2321343 | 81759 | 2431877 | 0 | 0 | 0 | 0 | 0 | 0 | 0 | 0 | 0 | 0 | 0 | 0 | 0 | 0 | 0 | 0 | 12 | 1
NO |  | 135 | 2016 | 0 | 1 | 1 |  | 500 kv lines |  | 0 | 0 |  | 0 | 0 | 0 |  | 25889420 | 128544403 | 154433823 | 0 | 0 | 0 | 0 | 0 | 0 | 0 | 0 | 0 | 0 | 0 | 0 | 0 | 0 | 0 | 0 | 0 | 0 | 0 | 0 | 12 | 1
NO |  | 135 | 2016 | 0 | 3 | 3 |  | 220 kv lines |  | 0 | 0 |  | 0 | 0 | 0 |  | 25502790 | 258533666 | 284036456 | 0 | 0 | 0 | 0 | 0 | 0 | 0 | 0 | 0 | 0 | 0 | 0 | 0 | 0 | 0 | 0 | 0 | 0 | 0 | 0 | 12 | 1
NO |  | 135 | 2016 | 0 | 5 | 5 |  | 132 kv lines |  | 0 | 0 |  | 0 | 0 | 0 |  | 3692527 | 35540019 | 39232546 | 0 | 0 | 0 | 0 | 0 | 0 | 0 | 0 | 0 | 0 | 0 | 0 | 0 | 0 | 0 | 0 | 0 | 0 | 0 | 0 | 12 | 1
SI/NO | A | 135 | 2016 | 0 | 7 | 7 |  | 66 kv lines |  | 0 | 0 |  | 0 | 0 | 0 |  | 1808330 | 83111813 | 84920143 | 0 | 0 | 0 | 2115296.7447 | 0 | 0 | 0 | 0 | 0 | 0 | 0 | 0 | 0 | 0 | 0 | 0 | 0 | 0 | 0 | 0 | 12 | 1
SI/NO | A | 135 | 2016 | 0 | 9 | 9 |  | 13.2 kv lines |  | 0 | 0 |  | 0 | 0 | 0 |  | 2706 | 1579041 | 1581747 | 0 | 0 | 0 | 39400.1254 | 0 | 0 | 0 | 0 | 0 | 0 | 0 | 0 | 0 | 0 | 0 | 0 | 0 | 0 | 0 | 0 | 12 | 1
NO |  | 135 | 2016 | 0 | 11 | 11 |  | NONE |  | 0 | 0 |  | 0 | 0 | 0 |  | 940103 | 1036475 | 1976578 | 0 | 0 | 0 | 0 | 0 | 0 | 0 | 0 | 0 | 0 | 0 | 0 | 0 | 0 | 0 | 0 | 0 | 0 | 0 | 0 | 12 | 1
NO |  | 135 | 2016 | 0 | 36 | 36 |  | TOTAL |  | 0 | 0 |  | 1156.23 | 109.06 | 307 |  | 57835876 | 508345417 | 566181293 | 0 | 0 | 0 | 0 | 0 | 0 | 0 | 0 | 0 | 0 | 0 | 0 | 0 | 0 | 0 | 0 | 0 | 0 | 0 | 0 | 12 | 1
NO |  | 135 | 2016 | 1 | 1 | 1 |  | OWNED BY PECO ENERGY |  | 0 | 0 |  | 0 | 0 | 0 |  | 0 | 0 | 0 | 0 | 0 | 0 | 0 | 0 | 0 | 0 | 0 | 0 | 0 | 0 | 0 | 0 | 0 | 0 | 0 | 0 | 0 | 0 | 0 | 12 | 1
NO |  | 135 | 2016 | 1 | 2 | 2 |  | Branchburg Sub - 7501 | Deans Sub | 500 | 500 | SAC | 8.51 | 0 | 1 | 2493 MCM ACAR | 0 | 0 | 0 | 0 | 0 | 0 | 0 | 0 | 0 | 0 | 0 | 661350148 | 0 | 0 | 0 | 0 | 0 | 0 | 0 | 0 | 0 | 0 | 0 | 12 | 1
NO |  | 135 | 2016 | 1 | 3 | 3 |  | New Freedom Sub - 7502 | Deans Sub | 500 | 500 | SAC | 28.51 | 0 | 1 | 2493 MCM ACAR | 0 | 0 | 0 | 0 | 0 | 0 | 0 | 0 | 0 | 0 | 0 | 661350149 | 0 | 0 | 0 | 0 | 0 | 0 | 0 | 0 | 0 | 0 | 0 | 12 | 1
NO |  | 135 | 2016 | 1 | 4 | 4 |  | Salem Sub - 7503 | New Freedom Sub | 500 | 500 | SAC | 21.39 | 0 | 1 | 2493 MCM ACAR | 0 | 0 | 0 | 0 | 0 | 0 | 0 | 0 | 0 | 0 | 0 | 661350150 | 0 | 0 | 0 | 0 | 0 | 0 | 0 | 0 | 0 | 0 | 0 | 12 | 1
NO |  | 135 | 2016 | 1 | 5 | 5 |  | Salem Sub - 7504 | Keeney Sub | 500 | 500 | SAC | 5.81 | 0 | 1 | 2493 MCM ACAR | 0 | 0 | 0 | 0 | 0 | 0 | 0 | 0 | 0 | 0 | 0 | 661350151 | 0 | 0 | 0 | 0 | 0 | 0 | 0 | 0 | 0 | 0 | 0 | 12 | 1
NO |  | 135 | 2016 | 1 | 6 | 6 |  | Hope Creek - 7504 | Keeney Sub | 0 | 0 |  | 0 | 0 | 0 |  | 0 | 0 | 0 | 0 | 0 | 0 | 0 | 0 | 0 | 0 | 0 | 0 | 0 | 0 | 0 | 0 | 0 | 0 | 0 | 0 | 0 | 0 | 0 | 12 | 1
NO |  | 135 | 2016 | 1 | 7 | 7 |  | Peach Bottom N. Sub 7508 | Metropol. Edison | 500 | 500 | ST | 10.93 | 0 | 1 | 2493 MCM ACAR | 0 | 0 | 0 | 0 | 0 | 0 | 0 | 0 | 0 | 0 | 0 | 0 | 0 | 0 | 0 | 0 | 0 | 0 | 0 | 0 | 0 | 0 | 0 | 12 | 1
NO |  | 135 | 2016 | 1 | 8 | 8 |  | Bradford Sub - 7509 | Newlineville Sub | 0 | 0 | ST | 0 | 0 | 0 |  | 0 | 0 | 0 | 0 | 0 | 0 | 0 | 0 | 0 | 0 | 0 | 0 | 0 | 0 | 0 | 0 | 0 | 0 | 0 | 0 | 0 | 0 | 0 | 12 | 1
NO |  | 135 | 2016 | 1 | 9 | 9 |  | Limerick Sub - 7511 | Whitpain Sub | 500 | 500 | ST | 14.3 | 0 | 1 | 2493 MCM ACAR | 0 | 0 | 0 | 0 | 0 | 0 | 0 | 0 | 0 | 0 | 0 | 0 | 0 | 0 | 0 | 0 | 0 | 0 | 0 | 0 | 0 | 0 | 0 | 12 | 1
NO |  | 135 | 2016 | 1 | 10 | 10 |  |  |  | 0 | 0 | TS | 1.48 | 0 | 1 |  | 0 | 0 | 0 | 0 | 0 | 0 | 0 | 0 | 0 | 0 | 0 | 0 | 0 | 0 | 0 | 0 | 0 | 0 | 0 | 0 | 0 | 0 | 0 | 12 | 1
NO |  | 135 | 2016 | 1 | 11 | 11 |  | Peach Bottom S. Sub - 7512 | Balt. Gas & Elec | 500 | 500 | ST | 6.24 | 0 | 1 | 2493 MCM ACAR | 0 | 0 | 0 | 0 | 0 | 0 | 0 | 0 | 0 | 0 | 0 | 0 | 0 | 0 | 0 | 0 | 0 | 0 | 0 | 0 | 0 | 0 | 0 | 12 | 1
NO |  | 135 | 2016 | 1 | 12 | 12 |  | Peach Bottom N. Sub - 7513 | Limerick 500kv Sub | 500 | 500 | ST | 56.64 | 0 | 1 | 2493 MCM ACAR | 0 | 0 | 0 | 0 | 0 | 0 | 0 | 0 | 0 | 0 | 0 | 0 | 0 | 0 | 0 | 0 | 0 | 0 | 0 | 0 | 0 | 0 | 0 | 12 | 1
NO |  | 135 | 2016 | 1 | 14 | 14 |  | Conemaugh Sub - 7515 | Conastone Sub | 500 | 500 | ST | 28.03 | 0 | 1 | 2493 MCM ACAR | 0 | 0 | 0 | 0 | 0 | 0 | 0 | 0 | 0 | 0 | 0 | 661350152 | 0 | 0 | 0 | 0 | 0 | 0 | 0 | 0 | 0 | 0 | 0 | 12 | 1
NO |  | 135 | 2016 | 1 | 17 | 17 |  |  |  | 0 | 0 | TS | 0.85 | 0 | 1 |  | 0 | 0 | 0 | 0 | 0 | 0 | 0 | 0 | 0 | 0 | 0 | 0 | 0 | 0 | 0 | 0 | 0 | 0 | 0 | 0 | 0 | 0 | 0 | 12 | 1
NO |  | 135 | 2016 | 1 | 18 | 18 |  | Elroy Sub - 7517 | Branchburg Sub | 500 | 500 | ST | 19.85 | 0 | 1 | 2493 MCM ACAR | 0 | 0 | 0 | 0 | 0 | 0 | 0 | 0 | 0 | 0 | 0 | 0 | 0 | 0 | 0 | 0 | 0 | 0 | 0 | 0 | 0 | 0 | 0 | 12 | 1
NO |  | 135 | 2016 | 1 | 19 | 19 |  |  |  | 0 | 0 | TS | 3.58 | 0 | 1 |  | 0 | 0 | 0 | 0 | 0 | 0 | 0 | 0 | 0 | 0 | 0 | 0 | 0 | 0 | 0 | 0 | 0 | 0 | 0 | 0 | 0 | 0 | 0 | 12 | 1
NO |  | 135 | 2016 | 1 | 20 | 20 |  | Elroy Sub - 7518 | Hosensack Sub | 500 | 500 | SAC | 17.63 | 0 | 1 | 2493 MCM ACAR | 0 | 0 | 0 | 0 | 0 | 0 | 0 | 0 | 0 | 0 | 0 | 0 | 0 | 0 | 0 | 0 | 0 | 0 | 0 | 0 | 0 | 0 | 0 | 12 | 1
NO |  | 135 | 2016 | 1 | 21 | 21 |  | Peach Bottom Sub - 7521 | Pt. oc Conn with | 500 | 500 | SAC | 6.26 | 0 | 1 | 2493 MCM ACAR | 0 | 0 | 0 | 0 | 0 | 0 | 0 | 0 | 0 | 0 | 0 | 0 | 0 | 0 | 0 | 0 | 0 | 0 | 0 | 0 | 0 | 0 | 0 | 12 | 1
NO |  | 135 | 2016 | 1 | 22 | 22 |  |  | CPCO at PA-MD | 0 | 0 |  | 0 | 0 | 0 |  | 0 | 0 | 0 | 0 | 0 | 0 | 0 | 0 | 0 | 0 | 0 | 0 | 0 | 0 | 0 | 0 | 0 | 0 | 0 | 0 | 0 | 0 | 0 | 12 | 1
NO |  | 135 | 2016 | 1 | 23 | 23 |  |  | Stateline | 0 | 0 |  | 0 | 0 | 0 |  | 0 | 0 | 0 | 0 | 0 | 0 | 0 | 0 | 0 | 0 | 0 | 0 | 0 | 0 | 0 | 0 | 0 | 0 | 0 | 0 | 0 | 0 | 0 | 12 | 1
NO |  | 135 | 2016 | 1 | 24 | 24 |  | Peach Bottom S. Sub - 7522 | PB N. Sub | 500 | 500 | ST | 1.81 | 0 | 2 | 2493 MCM ACAR | 0 | 0 | 0 | 0 | 0 | 0 | 0 | 0 | 0 | 0 | 0 | 0 | 0 | 0 | 0 | 0 | 0 | 0 | 0 | 0 | 0 | 0 | 0 | 12 | 1
NO |  | 135 | 2016 | 1 | 25 | 25 |  | Peach Bottom Gen. - 7523 | PB N. Sub | 500 | 500 | ST | 0.46 | 0 | 1 | 2493 MCM ACAR | 0 | 0 | 0 | 0 | 0 | 0 | 0 | 0 | 0 | 0 | 0 | 0 | 0 | 0 | 0 | 0 | 0 | 0 | 0 | 0 | 0 | 0 | 0 | 12 | 1
NO |  | 135 | 2016 | 1 | 26 | 26 |  | Peach Bottom Gen. - 7524 | PB N. Sub | 500 | 500 | ST | 0.44 | 0 | 1 | 2493 MCM ACAR | 0 | 0 | 0 | 0 | 0 | 0 | 0 | 0 | 0 | 0 | 0 | 0 | 0 | 0 | 0 | 0 | 0 | 0 | 0 | 0 | 0 | 0 | 0 | 12 | 1
NO |  | 135 | 2016 | 1 | 27 | 27 |  | Limerick transf. |  | 0 | 0 |  | 0 | 0 | 0 |  | 0 | 0 | 0 | 0 | 0 | 0 | 0 | 0 | 0 | 0 | 0 | 0 | 0 | 0 | 0 | 0 | 0 | 0 | 0 | 0 | 0 | 0 | 0 | 12 | 1
NO |  | 135 | 2016 | 1 | 28 | 28 |  | Switch Yard - 7526 | Limerick Sub | 500 | 500 | TS | 15.79 | 0 | 1 | 2493 MCM ACAR | 0 | 0 | 0 | 0 | 0 | 0 | 0 | 0 | 0 | 0 | 0 | 0 | 0 | 0 | 0 | 0 | 0 | 0 | 0 | 0 | 0 | 0 | 0 | 12 | 1
NO |  | 135 | 2016 | 1 | 29 | 29 |  | Limerick Sub - 7527 | Whitpain Sub | 500 | 500 | TS | 0.34 | 0 | 1 | 2493 MCM ACAR | 0 | 0 | 0 | 0 | 0 | 0 | 0 | 0 | 0 | 0 | 0 | 0 | 0 | 0 | 0 | 0 | 0 | 0 | 0 | 0 | 0 | 0 | 0 | 12 | 1
NO |  | 135 | 2016 | 1 | 30 | 30 |  | Limerick Sub - 7528 | Whitpain Sub | 500 | 500 | ST | 0.93 | 0 | 1 | 2493 MCM ACAR | 0 | 0 | 0 | 0 | 0 | 0 | 0 | 0 | 0 | 0 | 0 | 0 | 0 | 0 | 0 | 0 | 0 | 0 | 0 | 0 | 0 | 0 | 0 | 12 | 1
NO |  | 135 | 2016 | 1 | 31 | 31 |  |  |  | 500 | 500 | TS | 14.83 | 0 | 1 | 2493 MCM ACAR | 0 | 0 | 0 | 0 | 0 | 0 | 0 | 0 | 0 | 0 | 0 | 0 | 0 | 0 | 0 | 0 | 0 | 0 | 0 | 0 | 0 | 0 | 0 | 12 | 1
NO |  | 135 | 2016 | 1 | 32 | 32 |  | Pch Btm-PA St Line-7930 | Keeney-Del. State Line | 500 | 500 | SAC | 24.06 | 0 | 1 | 2493 MCM ACAR | 0 | 0 | 0 | 0 | 0 | 0 | 0 | 0 | 0 | 0 | 0 | 0 | 0 | 0 | 0 | 0 | 0 | 0 | 0 | 0 | 0 | 0 | 0 | 12 | 1
NO |  | 135 | 2016 | 2 | 2 | 2 |  | OWNED BY PECO ENERGY |  | 0 | 0 |  | 0 | 0 | 0 |  | 0 | 0 | 0 | 0 | 0 | 0 | 0 | 0 | 0 | 0 | 0 | 0 | 0 | 0 | 0 | 0 | 0 | 0 | 0 | 0 | 0 | 0 | 0 | 12 | 1
NO |  | 135 | 2016 | 2 | 3 | 3 |  | Nottingham Sub - 7001 | Daleville Sub & | 220 | 220 | ST | 24.73 | 0 | 1 | 795 MCM ACSR | 0 | 0 | 0 | 0 | 0 | 0 | 0 | 0 | 0 | 0 | 0 | 0 | 0 | 0 | 0 | 0 | 0 | 0 | 0 | 0 | 0 | 0 | 0 | 12 | 1
NO |  | 135 | 2016 | 2 | 4 | 4 |  |  | Bradford Sub | 0 | 0 |  | 0 | 0 | 0 |  | 0 | 0 | 0 | 0 | 0 | 0 | 0 | 0 | 0 | 0 | 0 | 0 | 0 | 0 | 0 | 0 | 0 | 0 | 0 | 0 | 0 | 0 | 0 | 12 | 1
NO |  | 135 | 2016 | 2 | 5 | 5 |  | PEPCO | Clay | 230 | 230 | ST | 15.93 | 0 | 0 | 795 MCM ACSR | 0 | 0 | 0 | 0 | 0 | 0 | 0 | 0 | 0 | 0 | 0 | 0 | 0 | 0 | 0 | 0 | 0 | 0 | 0 | 0 | 0 | 0 | 0 | 12 | 1
NO |  | 135 | 2016 | 2 | 6 | 6 |  | PEPCO | Clay | 230 | 230 | TS | 6.95 | 0 | 0 | 795 MCM ACSR | 0 | 0 | 0 | 0 | 0 | 0 | 0 | 0 | 0 | 0 | 0 | 0 | 0 | 0 | 0 | 0 | 0 | 0 | 0 | 0 | 0 | 0 | 0 | 12 | 1
NO |  | 135 | 2016 | 2 | 7 | 7 |  | Clay | Jennersville-Bradford | 230 | 230 | ST | 16.05 | 0 | 0 | 795 MCM ACSR | 0 | 0 | 0 | 0 | 0 | 0 | 0 | 0 | 0 | 0 | 0 | 0 | 0 | 0 | 0 | 0 | 0 | 0 | 0 | 0 | 0 | 0 | 0 | 12 | 1
NO |  | 135 | 2016 | 2 | 8 | 8 |  | Clay | Jennersville-Bradford | 230 | 230 | TS | 6.94 | 0 | 0 | 795 MCM ACSR | 0 | 0 | 0 | 0 | 0 | 0 | 0 | 0 | 0 | 0 | 0 | 0 | 0 | 0 | 0 | 0 | 0 | 0 | 0 | 0 | 0 | 0 | 0 | 12 | 1
NO |  | 135 | 2016 | 2 | 9 | 9 |  | West Nottingham Twp-7003 |  | 220 | 220 | ST | 25 | 0 | 1 | 795 MCM ACSR | 0 | 0 | 0 | 0 | 0 | 0 | 0 | 0 | 0 | 0 | 0 | 0 | 0 | 0 | 0 | 0 | 0 | 0 | 0 | 0 | 0 | 0 | 0 | 12 | 1
NO |  | 135 | 2016 | 2 | 10 | 10 |  | Bradford Sub - 7004 | Chichester Sub | 220 | 500 | ST | 12.72 | 0 | 1 | 2493 MCM ACAR | 0 | 0 | 0 | 0 | 0 | 0 | 0 | 0 | 0 | 0 | 0 | 0 | 0 | 0 | 0 | 0 | 0 | 0 | 0 | 0 | 0 | 0 | 0 | 12 | 1
NO |  | 135 | 2016 | 2 | 11 | 11 |  |  |  | 0 | 0 | TS | 6.22 | 0 | 1 |  | 0 | 0 | 0 | 0 | 0 | 0 | 0 | 0 | 0 | 0 | 0 | 0 | 0 | 0 | 0 | 0 | 0 | 0 | 0 | 0 | 0 | 0 | 0 | 12 | 1
NO |  | 135 | 2016 | 2 | 12 | 12 |  |  |  | 0 | 0 | HFW | 0.12 | 0 | 1 |  | 0 | 0 | 0 | 0 | 0 | 0 | 0 | 0 | 0 | 0 | 0 | 0 | 0 | 0 | 0 | 0 | 0 | 0 | 0 | 0 | 0 | 0 | 0 | 12 | 1
NO |  | 135 | 2016 | 2 | 13 | 13 |  |  |  | 0 | 0 | WP | 0.05 | 0 | 1 | 1590 MCM ACSR | 0 | 0 | 0 | 0 | 0 | 0 | 0 | 0 | 0 | 0 | 0 | 0 | 0 | 0 | 0 | 0 | 0 | 0 | 0 | 0 | 0 | 0 | 0 | 12 | 1
NO |  | 135 | 2016 | 2 | 14 | 14 |  | Chichester Sub-7005 | Altantic City Elec. Co | 220 | 220 | TS | 0.48 | 0 | 1 | 795 MCM ACSR | 0 | 0 | 0 | 0 | 0 | 0 | 0 | 0 | 0 | 0 | 0 | 0 | 0 | 0 | 0 | 0 | 0 | 0 | 0 | 0 | 0 | 0 | 0 | 12 | 1
NO |  | 135 | 2016 | 2 | 15 | 15 |  |  |  | 220 | 220 | AT | 2.7 | 0 | 1 | 795 MCM ACSR | 0 | 0 | 0 | 0 | 0 | 0 | 0 | 0 | 0 | 0 | 0 | 0 | 0 | 0 | 0 | 0 | 0 | 0 | 0 | 0 | 0 | 0 | 0 | 12 | 1
NO |  | 135 | 2016 | 2 | 16 | 16 |  |  |  | 0 | 0 | ST | 0.88 | 0 | 1 | 851 MCM ACSR | 0 | 0 | 0 | 0 | 0 | 0 | 0 | 0 | 0 | 0 | 0 | 0 | 0 | 0 | 0 | 0 | 0 | 0 | 0 | 0 | 0 | 0 | 0 | 12 | 1
NO |  | 135 | 2016 | 2 | 17 | 17 |  | Chichester Sub - 7006 | Delmarva Power & Light Co. | 220 | 220 | AT | 0.65 | 0.09 | 1 | 1590 MCM ACSR | 0 | 0 | 0 | 0 | 0 | 0 | 0 | 0 | 0 | 0 | 0 | 661350153 | 0 | 0 | 0 | 0 | 0 | 0 | 0 | 0 | 0 | 0 | 0 | 12 | 1
NO |  | 135 | 2016 | 2 | 18 | 18 |  |  |  | 220 | 220 | TS | 0.85 | 0 | 1 | 1590 MCM ACSR | 0 | 0 | 0 | 0 | 0 | 0 | 0 | 0 | 0 | 0 | 0 | 0 | 0 | 0 | 0 | 0 | 0 | 0 | 0 | 0 | 0 | 0 | 0 | 12 | 1
NO |  | 135 | 2016 | 2 | 19 | 19 |  |  |  | 0 | 0 | TS | 3.53 | 0 | 1 | 1590 MCM ACSR | 0 | 0 | 0 | 0 | 0 | 0 | 0 | 0 | 0 | 0 | 0 | 661350154 | 0 | 0 | 0 | 0 | 0 | 0 | 0 | 0 | 0 | 0 | 0 | 12 | 1
NO |  | 135 | 2016 | 2 | 20 | 20 |  |  |  | 0 | 0 | TS | 1.43 | 0 | 0 | 1590 MCM ACSR | 0 | 0 | 0 | 0 | 0 | 0 | 0 | 0 | 0 | 0 | 0 | 0 | 0 | 0 | 0 | 0 | 0 | 0 | 0 | 0 | 0 | 0 | 0 | 12 | 1
NO |  | 135 | 2016 | 2 | 21 | 21 |  | Nottingham Sub - 7008 | Balt. Gas & Elec | 220 | 220 | ST | 1 | 0 | 1 | 851 MCM ACSR | 0 | 0 | 0 | 0 | 0 | 0 | 0 | 0 | 0 | 0 | 0 | 0 | 0 | 0 | 0 | 0 | 0 | 0 | 0 | 0 | 0 | 0 | 0 | 12 | 1
NO |  | 135 | 2016 | 2 | 22 | 22 |  |  | Co. Graceton, MD | 0 | 0 | HFW | 0.27 | 0 | 1 | 795 MCM ACSR | 0 | 0 | 0 | 0 | 0 | 0 | 0 | 0 | 0 | 0 | 0 | 0 | 0 | 0 | 0 | 0 | 0 | 0 | 0 | 0 | 0 | 0 | 0 | 12 | 1
NO |  | 135 | 2016 | 2 | 23 | 23 |  |  |  | 0 | 0 | ST | 17.95 | 0 | 1 | 795 MCM ACSR | 0 | 0 | 0 | 0 | 0 | 0 | 0 | 0 | 0 | 0 | 0 | 0 | 0 | 0 | 0 | 0 | 0 | 0 | 0 | 0 | 0 | 0 | 0 | 12 | 1
NO |  | 135 | 2016 | 2 | 24 | 24 |  | PEPCO | Nottingham Sub | 0 | 0 |  | 0 | 0 | 0 |  | 0 | 0 | 0 | 0 | 0 | 0 | 0 | 0 | 0 | 0 | 0 | 0 | 0 | 0 | 0 | 0 | 0 | 0 | 0 | 0 | 0 | 0 | 0 | 12 | 1
NO |  | 135 | 2016 | 2 | 25 | 25 |  | West Nottingham TWP -7009 |  | 220 | 220 | ST | 0.18 | 0 | 1 | 795 MCM ACSR | 0 | 0 | 0 | 0 | 0 | 0 | 0 | 0 | 0 | 0 | 0 | 661350155 | 0 | 0 | 0 | 0 | 0 | 0 | 0 | 0 | 0 | 0 | 0 | 12 | 1
NO |  | 135 | 2016 | 2 | 26 | 26 |  | Whitpain Sub - 7010 | PA Power & Light Co. | 220 | 220 | ST | 4.43 | 0 | 1 | 795 MCM ACSR | 0 | 0 | 0 | 0 | 0 | 0 | 0 | 0 | 0 | 0 | 0 | 0 | 0 | 0 | 0 | 0 | 0 | 0 | 0 | 0 | 0 | 0 | 0 | 12 | 1
NO |  | 135 | 2016 | 2 | 27 | 27 |  |  | Towamencin Twp | 0 | 0 | TS | 0.45 | 0 | 1 |  | 0 | 0 | 0 | 0 | 0 | 0 | 0 | 0 | 0 | 0 | 0 | 0 | 0 | 0 | 0 | 0 | 0 | 0 | 0 | 0 | 0 | 0 | 0 | 12 | 1
NO |  | 135 | 2016 | 2 | 28 | 28 |  |  |  | 0 | 0 |  | 0.65 | 0 | 1 |  | 0 | 0 | 0 | 0 | 0 | 0 | 0 | 0 | 0 | 0 | 0 | 0 | 0 | 0 | 0 | 0 | 0 | 0 | 0 | 0 | 0 | 0 | 0 | 12 | 1
NO |  | 135 | 2016 | 2 | 29 | 29 |  | Chichester Sub - 7011 | Delmarva Power & | 220 | 220 | AT | 0 | 0 | 0 | 1590 MCM ACSR | 0 | 0 | 0 | 0 | 0 | 0 | 0 | 0 | 0 | 0 | 0 | 0 | 0 | 0 | 0 | 0 | 0 | 0 | 0 | 0 | 0 | 0 | 0 | 12 | 1
NO |  | 135 | 2016 | 2 | 30 | 30 |  |  | Light Co | 0 | 0 | ST | 1.89 | 0 | 1 |  | 0 | 0 | 0 | 0 | 0 | 0 | 0 | 0 | 0 | 0 | 0 | 661350156 | 0 | 0 | 0 | 0 | 0 | 0 | 0 | 0 | 0 | 0 | 0 | 12 | 1
NO |  | 135 | 2016 | 2 | 31 | 31 |  | Buckingham Sub - 7012 | PSE&G | 0 | 0 | ST | 0 | 0 | 0 |  | 0 | 0 | 0 | 0 | 0 | 0 | 0 | 0 | 0 | 0 | 0 | 0 | 0 | 0 | 0 | 0 | 0 | 0 | 0 | 0 | 0 | 0 | 0 | 12 | 1
NO |  | 135 | 2016 | 2 | 32 | 32 |  |  | Lambertville, NJ | 220 | 220 | ST | 8.67 | 0 | 1 | 795 MCM ACSR | 0 | 0 | 0 | 0 | 0 | 0 | 0 | 0 | 0 | 0 | 0 | 0 | 0 | 0 | 0 | 0 | 0 | 0 | 0 | 0 | 0 | 0 | 0 | 12 | 1
NO |  | 135 | 2016 | 3 | 1 | 1 |  | OWNED BY PECO ENERGY |  | 0 | 0 |  | 0 | 0 | 0 |  | 0 | 0 | 0 | 0 | 0 | 0 | 0 | 0 | 0 | 0 | 0 | 0 | 0 | 0 | 0 | 0 | 0 | 0 | 0 | 0 | 0 | 0 | 0 | 12 | 1
NO |  | 135 | 2016 | 3 | 2 | 2 |  | Bradford Sub - 7013 | Plymouth Mtg Sub | 220 | 220 | TS | 18.84 | 0 | 1 | 795 MCM ACSR | 0 | 0 | 0 | 0 | 0 | 0 | 0 | 0 | 0 | 0 | 0 | 0 | 0 | 0 | 0 | 0 | 0 | 0 | 0 | 0 | 0 | 0 | 0 | 12 | 1
NO |  | 135 | 2016 | 3 | 3 | 3 |  |  |  | 220 | 220 | TS | 1.82 | 0 | 1 | 795 MCM ACSR | 0 | 0 | 0 | 0 | 0 | 0 | 0 | 0 | 0 | 0 | 0 | 0 | 0 | 0 | 0 | 0 | 0 | 0 | 0 | 0 | 0 | 0 | 0 | 12 | 1
NO |  | 135 | 2016 | 3 | 4 | 4 |  |  |  | 220 | 220 | TS | 0.13 | 0 | 1 | 1590 MDM ACSR | 0 | 0 | 0 | 0 | 0 | 0 | 0 | 0 | 0 | 0 | 0 | 0 | 0 | 0 | 0 | 0 | 0 | 0 | 0 | 0 | 0 | 0 | 0 | 12 | 1
NO |  | 135 | 2016 | 3 | 5 | 5 |  |  |  | 220 | 220 | TS | 0.02 | 0 | 1 | 1000 MCM AL | 0 | 0 | 0 | 0 | 0 | 0 | 0 | 0 | 0 | 0 | 0 | 0 | 0 | 0 | 0 | 0 | 0 | 0 | 0 | 0 | 0 | 0 | 0 | 12 | 1
NO |  | 135 | 2016 | 3 | 6 | 6 |  |  |  | 220 | 220 | TS | 20.41 | 0 | 1 | 795 MCM ACSR | 0 | 0 | 0 | 0 | 0 | 0 | 0 | 0 | 0 | 0 | 0 | 0 | 0 | 0 | 0 | 0 | 0 | 0 | 0 | 0 | 0 | 0 | 0 | 12 | 1
NO |  | 135 | 2016 | 3 | 7 | 7 |  |  |  | 220 | 220 | TS | 0.37 | 0 | 1 | 795 MCM ACSR | 0 | 0 | 0 | 0 | 0 | 0 | 0 | 0 | 0 | 0 | 0 | 0 | 0 | 0 | 0 | 0 | 0 | 0 | 0 | 0 | 0 | 0 | 0 | 12 | 1
NO |  | 135 | 2016 | 3 | 8 | 8 |  |  |  | 220 | 220 | TS | 1.83 | 0 | 1 | 1000 MCM AL | 0 | 0 | 0 | 0 | 0 | 0 | 0 | 0 | 0 | 0 | 0 | 0 | 0 | 0 | 0 | 0 | 0 | 0 | 0 | 0 | 0 | 0 | 0 | 12 | 1
NO |  | 135 | 2016 | 3 | 9 | 9 |  | Plymouth Meeting Sta. -7014 | Whitpain Sub | 220 | 220 | TS | 10.24 | 0 | 2 | 795 MCM ACSR | 0 | 0 | 0 | 0 | 0 | 0 | 0 | 0 | 0 | 0 | 0 | 0 | 0 | 0 | 0 | 0 | 0 | 0 | 0 | 0 | 0 | 0 | 0 | 12 | 1
NO |  | 135 | 2016 | 3 | 10 | 10 |  |  |  | 0 | 0 | AT | 5.11 | 0 | 1 | 1590 MCM ACSR | 0 | 0 | 0 | 0 | 0 | 0 | 0 | 0 | 0 | 0 | 0 | 0 | 0 | 0 | 0 | 0 | 0 | 0 | 0 | 0 | 0 | 0 | 0 | 12 | 1
NO |  | 135 | 2016 | 3 | 12 | 12 |  | Whitpain Sub - 7016 | North Wales Sub | 220 | 220 | ST | 0.05 | 0 | 1 |  | 0 | 0 | 0 | 0 | 0 | 0 | 0 | 0 | 0 | 0 | 0 | 0 | 0 | 0 | 0 | 0 | 0 | 0 | 0 | 0 | 0 | 0 | 0 | 12 | 1
NO |  | 135 | 2016 | 3 | 13 | 13 |  |  |  | 0 | 0 | AT | 0.71 | 0 | 1 |  | 0 | 0 | 0 | 0 | 0 | 0 | 0 | 0 | 0 | 0 | 0 | 0 | 0 | 0 | 0 | 0 | 0 | 0 | 0 | 0 | 0 | 0 | 0 | 12 | 1
NO |  | 135 | 2016 | 3 | 14 | 14 |  |  |  | 0 | 0 | HFS | 1.84 | 0 | 1 | 1590 MCM ACSR | 0 | 0 | 0 | 0 | 0 | 0 | 0 | 0 | 0 | 0 | 0 | 0 | 0 | 0 | 0 | 0 | 0 | 0 | 0 | 0 | 0 | 0 | 0 | 12 | 1
NO |  | 135 | 2016 | 3 | 15 | 15 |  |  |  | 0 | 0 | WFS | 0.33 | 0 | 1 |  | 0 | 0 | 0 | 0 | 0 | 0 | 0 | 0 | 0 | 0 | 0 | 0 | 0 | 0 | 0 | 0 | 0 | 0 | 0 | 0 | 0 | 0 | 0 | 12 | 1
NO |  | 135 | 2016 | 3 | 16 | 16 |  |  |  | 0 | 0 | TS | 0.6 | 0 | 1 |  | 0 | 0 | 0 | 0 | 0 | 0 | 0 | 0 | 0 | 0 | 0 | 0 | 0 | 0 | 0 | 0 | 0 | 0 | 0 | 0 | 0 | 0 | 0 | 12 | 1
NO |  | 135 | 2016 | 3 | 17 | 17 |  | Whitpain Sub - 7017 | Waneeta Sub | 220 | 220 | AT | 2.37 | 0 | 1 | 1590 MCM ACSR | 0 | 0 | 0 | 0 | 0 | 0 | 0 | 0 | 0 | 0 | 0 | 0 | 0 | 0 | 0 | 0 | 0 | 0 | 0 | 0 | 0 | 0 | 0 | 12 | 1
NO |  | 135 | 2016 | 3 | 18 | 18 |  |  | & | 0 | 0 | ST | 0.2 | 0 | 1 | 795 MCM ACSR | 0 | 0 | 0 | 0 | 0 | 0 | 0 | 0 | 0 | 0 | 0 | 0 | 0 | 0 | 0 | 0 | 0 | 0 | 0 | 0 | 0 | 0 | 0 | 12 | 1
NO |  | 135 | 2016 | 3 | 19 | 19 |  |  |  | 0 | 0 | TS | 1.31 | 0 | 1 | 795 MCM ACSR | 0 | 0 | 0 | 0 | 0 | 0 | 0 | 0 | 0 | 0 | 0 | 0 | 0 | 0 | 0 | 0 | 0 | 0 | 0 | 0 | 0 | 0 | 0 | 12 | 1
NO |  | 135 | 2016 | 3 | 20 | 20 |  |  | Whitemarsh Sub | 0 | 0 | WFS | 0.52 | 0 | 1 | 1590 MCM ACSR | 0 | 0 | 0 | 0 | 0 | 0 | 0 | 0 | 0 | 0 | 0 | 0 | 0 | 0 | 0 | 0 | 0 | 0 | 0 | 0 | 0 | 0 | 0 | 12 | 1
NO |  | 135 | 2016 | 3 | 21 | 21 |  |  |  | 0 | 0 | WFS | 2.55 | 0 | 1 | 795 MCM ACSR | 0 | 0 | 0 | 0 | 0 | 0 | 0 | 0 | 0 | 0 | 0 | 661350157 | 0 | 0 | 0 | 0 | 0 | 0 | 0 | 0 | 0 | 0 | 0 | 12 | 1
NO |  | 135 | 2016 | 3 | 22 | 22 |  |  |  | 0 | 0 | HFS | 0.53 | 0.38 | 1 | 1590 MCM ACSR | 0 | 0 | 0 | 0 | 0 | 0 | 0 | 0 | 0 | 0 | 0 | 661350158 | 0 | 0 | 0 | 0 | 0 | 0 | 0 | 0 | 0 | 0 | 0 | 12 | 1
NO |  | 135 | 2016 | 3 | 23 | 23 |  |  |  | 0 | 0 | HFS | 0.85 | 4.08 | 1 | 795 MCM ACSR | 0 | 0 | 0 | 0 | 0 | 0 | 0 | 0 | 0 | 0 | 0 | 661350159 | 0 | 0 | 0 | 0 | 0 | 0 | 0 | 0 | 0 | 0 | 0 | 12 | 1
NO |  | 135 | 2016 | 3 | 24 | 24 |  |  |  | 0 | 0 | TS | 0.03 | 0 | 1 | 1590 MCM ACSR | 0 | 0 | 0 | 0 | 0 | 0 | 0 | 0 | 0 | 0 | 0 | 0 | 0 | 0 | 0 | 0 | 0 | 0 | 0 | 0 | 0 | 0 | 0 | 12 | 1
NO |  | 135 | 2016 | 3 | 26 | 26 |  | Plymouth Meeting - 7020 | Waneeta Sub | 220 | 220 | TS | 6.25 | 0 | 1 | 1590 MCM ACSR | 0 | 0 | 0 | 0 | 0 | 0 | 0 | 0 | 0 | 0 | 0 | 0 | 0 | 0 | 0 | 0 | 0 | 0 | 0 | 0 | 0 | 0 | 0 | 12 | 1
NO |  | 135 | 2016 | 3 | 27 | 27 |  |  | & | 0 | 0 | TS | 1.2 | 0 | 1 | 1192.5MCMSSAC | 0 | 0 | 0 | 0 | 0 | 0 | 0 | 0 | 0 | 0 | 0 | 0 | 0 | 0 | 0 | 0 | 0 | 0 | 0 | 0 | 0 | 0 | 0 | 12 | 1
NO |  | 135 | 2016 | 3 | 28 | 28 |  |  | Whitemarch | 0 | 0 | TS | 0.94 | 0 | 1 | 795 MCM ACSR | 0 | 0 | 0 | 0 | 0 | 0 | 0 | 0 | 0 | 0 | 0 | 0 | 0 | 0 | 0 | 0 | 0 | 0 | 0 | 0 | 0 | 0 | 0 | 12 | 1
NO |  | 135 | 2016 | 3 | 29 | 29 |  |  |  | 0 | 0 | ST | 3.28 | 0 | 1 | 1590 MCM ACSR | 0 | 0 | 0 | 0 | 0 | 0 | 0 | 0 | 0 | 0 | 0 | 0 | 0 | 0 | 0 | 0 | 0 | 0 | 0 | 0 | 0 | 0 | 0 | 12 | 1
NO |  | 135 | 2016 | 3 | 30 | 30 |  |  |  | 0 | 0 | HFS | 6.13 | 0 | 1 | 1590 MCM ACSR | 0 | 0 | 0 | 0 | 0 | 0 | 0 | 0 | 0 | 0 | 0 | 0 | 0 | 0 | 0 | 0 | 0 | 0 | 0 | 0 | 0 | 0 | 0 | 12 | 1
NO |  | 135 | 2016 | 3 | 31 | 31 |  |  |  | 0 | 0 | U | 1.86 | 0 | 1 | 2000 MCMCUPTC | 0 | 0 | 0 | 0 | 0 | 0 | 0 | 0 | 0 | 0 | 0 | 0 | 0 | 0 | 0 | 0 | 0 | 0 | 0 | 0 | 0 | 0 | 0 | 12 | 1
NO |  | 135 | 2016 | 3 | 35 | 35 |  | Buckingham Sub - 7021 | Byberry Sub | 220 | 220 | AT | 11.91 | 0 | 1 |  | 0 | 0 | 0 | 0 | 0 | 0 | 0 | 0 | 0 | 0 | 0 | 0 | 0 | 0 | 0 | 0 | 0 | 0 | 0 | 0 | 0 | 0 | 0 | 12 | 1
NO |  | 135 | 2016 | 4 | 1 | 1 |  |  |  | 0 | 0 | HFS | 5.61 | 0 | 1 | 1590 MCM ACSR | 0 | 0 | 0 | 0 | 0 | 0 | 0 | 0 | 0 | 0 | 0 | 0 | 0 | 0 | 0 | 0 | 0 | 0 | 0 | 0 | 0 | 0 | 0 | 12 | 1
NO |  | 135 | 2016 | 4 | 2 | 2 |  |  |  | 0 | 0 | WFS | 2.82 | 0 | 1 |  | 0 | 0 | 0 | 0 | 0 | 0 | 0 | 0 | 0 | 0 | 0 | 0 | 0 | 0 | 0 | 0 | 0 | 0 | 0 | 0 | 0 | 0 | 0 | 12 | 1
NO |  | 135 | 2016 | 4 | 3 | 3 |  |  |  | 0 | 0 | TS | 0.16 | 0 | 1 | 1590 MCM ACSR | 0 | 0 | 0 | 0 | 0 | 0 | 0 | 0 | 0 | 0 | 0 | 0 | 0 | 0 | 0 | 0 | 0 | 0 | 0 | 0 | 0 | 0 | 0 | 12 | 1
NO |  | 135 | 2016 | 4 | 4 | 4 |  |  |  | 0 | 0 | ST | 31.77 | 0 | 1 |  | 0 | 0 | 0 | 0 | 0 | 0 | 0 | 0 | 0 | 0 | 0 | 0 | 0 | 0 | 0 | 0 | 0 | 0 | 0 | 0 | 0 | 0 | 0 | 12 | 1
NO |  | 135 | 2016 | 4 | 5 | 5 |  | Peach Bottom N. Sub - 7022 | Newlinville Sub | 220 | 500 | ST | 32.45 | 0 | 1 | 2493 MCM ACSR | 0 | 0 | 0 | 0 | 0 | 0 | 0 | 0 | 0 | 0 | 0 | 0 | 0 | 0 | 0 | 0 | 0 | 0 | 0 | 0 | 0 | 0 | 0 | 12 | 1
NO |  | 135 | 2016 | 4 | 6 | 6 |  |  |  | 220 | 500 | ST | 0.65 | 0 | 1 | 2505 MCM ACSR | 0 | 0 | 0 | 0 | 0 | 0 | 0 | 0 | 0 | 0 | 0 | 0 | 0 | 0 | 0 | 0 | 0 | 0 | 0 | 0 | 0 | 0 | 0 | 12 | 1
NO |  | 135 | 2016 | 4 | 7 | 7 |  |  |  | 220 | 220 | ST | 0.36 | 0 | 1 | 959.6 MCM ACSS | 0 | 0 | 0 | 0 | 0 | 0 | 0 | 0 | 0 | 0 | 0 | 0 | 0 | 0 | 0 | 0 | 0 | 0 | 0 | 0 | 0 | 0 | 0 | 12 | 1
NO |  | 135 | 2016 | 4 | 8 | 8 |  | Plymouth Meeting Sub - 7023 | Parrish Sub | 220 | 220 | ST | 1.85 | 0 | 1 | 1590 MCM ACSR | 0 | 0 | 0 | 0 | 0 | 0 | 0 | 0 | 0 | 0 | 0 | 0 | 0 | 0 | 0 | 0 | 0 | 0 | 0 | 0 | 0 | 0 | 0 | 12 | 1
NO |  | 135 | 2016 | 4 | 9 | 9 |  |  |  | 0 | 0 | AT | 5.37 | 0 | 1 |  | 0 | 0 | 0 | 0 | 0 | 0 | 0 | 0 | 0 | 0 | 0 | 0 | 0 | 0 | 0 | 0 | 0 | 0 | 0 | 0 | 0 | 0 | 0 | 12 | 1
NO |  | 135 | 2016 | 4 | 10 | 10 |  |  |  | 0 | 0 | HFS | 0 | 4.83 | 1 |  | 0 | 0 | 0 | 0 | 0 | 0 | 0 | 0 | 0 | 0 | 0 | 661350160 | 0 | 0 | 0 | 0 | 0 | 0 | 0 | 0 | 0 | 0 | 0 | 12 | 1
NO |  | 135 | 2016 | 4 | 11 | 11 |  |  |  | 0 | 0 | AT | 0.03 | 0 | 1 | 795 MCM ACSR | 0 | 0 | 0 | 0 | 0 | 0 | 0 | 0 | 0 | 0 | 0 | 0 | 0 | 0 | 0 | 0 | 0 | 0 | 0 | 0 | 0 | 0 | 0 | 12 | 1
NO |  | 135 | 2016 | 4 | 12 | 12 |  | Parrish Sub - 7024 | Grays Ferry Sub | 220 | 220 | WFS | 1.26 | 0 | 1 | 1590 MCM ACSR | 0 | 0 | 0 | 0 | 0 | 0 | 0 | 0 | 0 | 0 | 0 | 0 | 0 | 0 | 0 | 0 | 0 | 0 | 0 | 0 | 0 | 0 | 0 | 12 | 1
NO |  | 135 | 2016 | 4 | 13 | 13 |  |  |  | 0 | 0 | HFS | 1.2 | 0.23 | 1 |  | 0 | 0 | 0 | 0 | 0 | 0 | 0 | 0 | 0 | 0 | 0 | 661350161 | 0 | 0 | 0 | 0 | 0 | 0 | 0 | 0 | 0 | 0 | 0 | 12 | 1
NO |  | 135 | 2016 | 4 | 14 | 14 |  | Bradford Sub - 7025 | Newlinville Sub | 220 | 220 | AT | 9.32 | 9.23 | 2 | 1590 MCM ACSR | 0 | 0 | 0 | 0 | 0 | 0 | 0 | 0 | 0 | 0 | 0 | 661350162 | 0 | 0 | 0 | 0 | 0 | 0 | 0 | 0 | 0 | 0 | 0 | 12 | 1
NO |  | 135 | 2016 | 4 | 15 | 15 |  |  |  | 0 | 0 | ST | 0.07 | 0 | 1 | 795 MCM ACSR | 0 | 0 | 0 | 0 | 0 | 0 | 0 | 0 | 0 | 0 | 0 | 0 | 0 | 0 | 0 | 0 | 0 | 0 | 0 | 0 | 0 | 0 | 0 | 12 | 1
NO |  | 135 | 2016 | 4 | 16 | 16 |  | Grays Ferry Sub - 7028 | Schuykill Sub | 220 | 220 | U | 0.2 | 0 | 1 | 2500 MCMCUPTC | 0 | 0 | 0 | 0 | 0 | 0 | 0 | 0 | 0 | 0 | 0 | 0 | 0 | 0 | 0 | 0 | 0 | 0 | 0 | 0 | 0 | 0 | 0 | 12 | 1
NO |  | 135 | 2016 | 4 | 17 | 17 |  |  |  | 0 | 0 | U | 0.15 | 0 | 1 | 2500 MCMCUPTC | 0 | 0 | 0 | 0 | 0 | 0 | 0 | 0 | 0 | 0 | 0 | 0 | 0 | 0 | 0 | 0 | 0 | 0 | 0 | 0 | 0 | 0 | 0 | 12 | 1
NO |  | 135 | 2016 | 4 | 18 | 18 |  | Master Sub - 7029 | Parrish Sub | 220 | 220 | AT | 0.01 | 0 | 1 | 1590 MCM ACSR | 0 | 0 | 0 | 0 | 0 | 0 | 0 | 0 | 0 | 0 | 0 | 0 | 0 | 0 | 0 | 0 | 0 | 0 | 0 | 0 | 0 | 0 | 0 | 12 | 1
NO |  | 135 | 2016 | 4 | 19 | 19 |  |  |  | 0 | 0 | HFS | 0.05 | 0 | 1 |  | 0 | 0 | 0 | 0 | 0 | 0 | 0 | 0 | 0 | 0 | 0 | 0 | 0 | 0 | 0 | 0 | 0 | 0 | 0 | 0 | 0 | 0 | 0 | 12 | 1
NO |  | 135 | 2016 | 4 | 20 | 20 |  |  |  | 0 | 0 | WFS | 0.14 | 0 | 1 |  | 0 | 0 | 0 | 0 | 0 | 0 | 0 | 0 | 0 | 0 | 0 | 0 | 0 | 0 | 0 | 0 | 0 | 0 | 0 | 0 | 0 | 0 | 0 | 12 | 1
NO |  | 135 | 2016 | 4 | 21 | 21 |  |  |  | 0 | 0 | ST | 0.06 | 0 | 1 |  | 0 | 0 | 0 | 0 | 0 | 0 | 0 | 0 | 0 | 0 | 0 | 0 | 0 | 0 | 0 | 0 | 0 | 0 | 0 | 0 | 0 | 0 | 0 | 12 | 1
NO |  | 135 | 2016 | 4 | 22 | 22 |  |  |  | 0 | 0 | HFS | 0 | 0.68 | 1 |  | 0 | 0 | 0 | 0 | 0 | 0 | 0 | 0 | 0 | 0 | 0 | 0 | 0 | 0 | 0 | 0 | 0 | 0 | 0 | 0 | 0 | 0 | 0 | 12 | 1
NO |  | 135 | 2016 | 4 | 23 | 23 |  | Waneeta Sub - 7030 | Richmond Sub | 220 | 220 | TS | 2.24 | 0 | 1 | 1690 kcmil ACSS | 0 | 0 | 0 | 0 | 0 | 0 | 0 | 0 | 0 | 0 | 0 | 0 | 0 | 0 | 0 | 0 | 0 | 0 | 0 | 0 | 0 | 0 | 0 | 12 | 1
NO |  | 135 | 2016 | 4 | 24 | 24 |  |  |  | 0 | 0 | U | 0.95 | 0 | 1 | 2500 MCMCUPTC | 0 | 0 | 0 | 0 | 0 | 0 | 0 | 0 | 0 | 0 | 0 | 0 | 0 | 0 | 0 | 0 | 0 | 0 | 0 | 0 | 0 | 0 | 0 | 12 | 1
NO |  | 135 | 2016 | 4 | 25 | 25 |  |  |  | 0 | 0 | U | 0.95 | 0 | 1 | 2500 MCMCUPTC | 0 | 0 | 0 | 0 | 0 | 0 | 0 | 0 | 0 | 0 | 0 | 0 | 0 | 0 | 0 | 0 | 0 | 0 | 0 | 0 | 0 | 0 | 0 | 12 | 1
NO |  | 135 | 2016 | 4 | 26 | 26 |  | Richmond Sub - 7030 | PSE&G Co near | 220 | 220 | ST | 0.48 | 0 | 1 | 1590 MCM ACSR | 0 | 0 | 0 | 0 | 0 | 0 | 0 | 0 | 0 | 0 | 0 | 0 | 0 | 0 | 0 | 0 | 0 | 0 | 0 | 0 | 0 | 0 | 0 | 12 | 1
NO |  | 135 | 2016 | 4 | 27 | 27 |  |  | Camden, NJ | 0 | 0 | TS | 0.1 | 0 | 0 | 1590 MCM ACSR | 0 | 0 | 0 | 0 | 0 | 0 | 0 | 0 | 0 | 0 | 0 | 0 | 0 | 0 | 0 | 0 | 0 | 0 | 0 | 0 | 0 | 0 | 0 | 12 | 1
NO |  | 135 | 2016 | 4 | 28 | 28 |  | Limerick 220KV Switchyar-2 | Limerick 230KV Sub | 220 | 220 | TS | 0.09 | 0 | 1 | 1590 MCM ACSR | 0 | 0 | 0 | 0 | 0 | 0 | 0 | 0 | 0 | 0 | 0 | 0 | 0 | 0 | 0 | 0 | 0 | 0 | 0 | 0 | 0 | 0 | 0 | 12 | 1
NO |  | 135 | 2016 | 4 | 29 | 29 |  | Limerick 500KV Sub - 7033 | Limerick 230KV Sub | 220 | 220 | TS | 0.45 | 0 | 1 | 1590 MCM ACSR | 0 | 0 | 0 | 0 | 0 | 0 | 0 | 0 | 0 | 0 | 0 | 0 | 0 | 0 | 0 | 0 | 0 | 0 | 0 | 0 | 0 | 0 | 0 | 12 | 1
NO |  | 135 | 2016 | 4 | 30 | 30 |  | Limerick 230KV Sub - 7034 | Cromby Sub | 220 | 220 | TS | 15.09 | 0 | 2 | 1590 MCM ACSR | 0 | 0 | 0 | 0 | 0 | 0 | 0 | 0 | 0 | 0 | 0 | 0 | 0 | 0 | 0 | 0 | 0 | 0 | 0 | 0 | 0 | 0 | 0 | 12 | 1
NO |  | 135 | 2016 | 4 | 35 | 35 |  | Cromby Sub - 7036 | Plymouth Mtg. Sub | 220 | 220 | TS | 14.01 | 0 | 1 | 1590 MCM ACSR | 0 | 0 | 0 | 0 | 0 | 0 | 0 | 0 | 0 | 0 | 0 | 0 | 0 | 0 | 0 | 0 | 0 | 0 | 0 | 0 | 0 | 0 | 0 | 12 | 1
NO |  | 135 | 2016 | 5 | 1 | 1 |  | North Phila. Sub - 7040 | Waneeta Sub | 220 | 220 | ST | 0.04 | 0 | 1 | 1590 MCM ACSR | 0 | 0 | 0 | 0 | 0 | 0 | 0 | 0 | 0 | 0 | 0 | 0 | 0 | 0 | 0 | 0 | 0 | 0 | 0 | 0 | 0 | 0 | 0 | 12 | 1
NO |  | 135 | 2016 | 5 | 2 | 2 |  |  |  | 0 | 0 | ST | 0 | 0.18 | 1 | 795 MCM ACSR | 0 | 0 | 0 | 0 | 0 | 0 | 0 | 0 | 0 | 0 | 0 | 661350163 | 0 | 0 | 0 | 0 | 0 | 0 | 0 | 0 | 0 | 0 | 0 | 12 | 1
NO |  | 135 | 2016 | 5 | 3 | 3 |  |  |  | 0 | 0 | WFS | 0.3 | 1.23 | 1 |  | 0 | 0 | 0 | 0 | 0 | 0 | 0 | 0 | 0 | 0 | 0 | 661350164 | 0 | 0 | 0 | 0 | 0 | 0 | 0 | 0 | 0 | 0 | 0 | 12 | 1
NO |  | 135 | 2016 | 5 | 4 | 4 |  |  |  | 0 | 0 | HFS | 0 | 0.29 | 1 |  | 0 | 0 | 0 | 0 | 0 | 0 | 0 | 0 | 0 | 0 | 0 | 661350165 | 0 | 0 | 0 | 0 | 0 | 0 | 0 | 0 | 0 | 0 | 0 | 12 | 1
NO |  | 135 | 2016 | 5 | 6 | 6 |  | Master Sub - 7041 | North Phila Sub | 220 | 220 | TS | 0.01 | 0 | 1 | 1590 MCM ACSR | 0 | 0 | 0 | 0 | 0 | 0 | 0 | 0 | 0 | 0 | 0 | 0 | 0 | 0 | 0 | 0 | 0 | 0 | 0 | 0 | 0 | 0 | 0 | 12 | 1
NO |  | 135 | 2016 | 5 | 7 | 7 |  |  |  | 0 | 0 | TS | 0.05 | 0 | 1 | 795 MCM ACSR | 0 | 0 | 0 | 0 | 0 | 0 | 0 | 0 | 0 | 0 | 0 | 0 | 0 | 0 | 0 | 0 | 0 | 0 | 0 | 0 | 0 | 0 | 0 | 12 | 1
NO |  | 135 | 2016 | 5 | 8 | 8 |  |  |  | 0 | 0 | HFS | 2.56 | 0 | 1 |  | 0 | 0 | 0 | 0 | 0 | 0 | 0 | 0 | 0 | 0 | 0 | 661350166 | 0 | 0 | 0 | 0 | 0 | 0 | 0 | 0 | 0 | 0 | 0 | 12 | 1
NO |  | 135 | 2016 | 5 | 9 | 9 |  |  |  | 0 | 0 | WFS | 0.25 | 0 | 1 | 795 MCM ACSR | 0 | 0 | 0 | 0 | 0 | 0 | 0 | 0 | 0 | 0 | 0 | 0 | 0 | 0 | 0 | 0 | 0 | 0 | 0 | 0 | 0 | 0 | 0 | 12 | 1
NO |  | 135 | 2016 | 5 | 11 | 11 |  | Croydon Sub - 7042 | Holmesburg Sub | 220 | 220 | TS | 5.8 | 0 | 1 | 1590 MCM ACSR | 0 | 0 | 0 | 0 | 0 | 0 | 0 | 0 | 0 | 0 | 0 | 0 | 0 | 0 | 0 | 0 | 0 | 0 | 0 | 0 | 0 | 0 | 0 | 12 | 1
NO |  | 135 | 2016 | 5 | 12 | 12 |  |  | & | 0 | 0 | HFS | 0 | 9.32 | 1 |  | 0 | 0 | 0 | 0 | 0 | 0 | 0 | 0 | 0 | 0 | 0 | 0 | 0 | 0 | 0 | 0 | 0 | 0 | 0 | 0 | 0 | 0 | 0 | 12 | 1
NO |  | 135 | 2016 | 5 | 13 | 13 |  |  | Emilie Sub | 0 | 0 | AT | 0.01 | 0 | 1 |  | 0 | 0 | 0 | 0 | 0 | 0 | 0 | 0 | 0 | 0 | 0 | 0 | 0 | 0 | 0 | 0 | 0 | 0 | 0 | 0 | 0 | 0 | 0 | 12 | 1
NO |  | 135 | 2016 | 5 | 14 | 14 |  |  |  | 0 | 0 | WFS | 0.08 | 0 | 0 |  | 0 | 0 | 0 | 0 | 0 | 0 | 0 | 0 | 0 | 0 | 0 | 0 | 0 | 0 | 0 | 0 | 0 | 0 | 0 | 0 | 0 | 0 | 0 | 12 | 1
NO |  | 135 | 2016 | 5 | 15 | 15 |  | Emilie - 7043 | Croydon Sub | 220 | 220 | ST | 0.08 | 0 | 1 | 1590 MCM ACSR | 0 | 0 | 0 | 0 | 0 | 0 | 0 | 0 | 0 | 0 | 0 | 0 | 0 | 0 | 0 | 0 | 0 | 0 | 0 | 0 | 0 | 0 | 0 | 12 | 1
NO |  | 135 | 2016 | 5 | 16 | 16 |  |  |  | 0 | 0 | TS | 5.71 | 0 | 1 | 1590 MCM ACSR | 0 | 0 | 0 | 0 | 0 | 0 | 0 | 0 | 0 | 0 | 0 | 0 | 0 | 0 | 0 | 0 | 0 | 0 | 0 | 0 | 0 | 0 | 0 | 12 | 1
NO |  | 135 | 2016 | 5 | 17 | 17 |  | Croydon Sub - 7044 | Cox's Corner Sub | 220 | 220 | ST | 0.63 | 0 | 1 | 1192.5 MCM ACSS/W | 0 | 0 | 0 | 0 | 0 | 0 | 0 | 0 | 0 | 0 | 0 | 0 | 0 | 0 | 0 | 0 | 0 | 0 | 0 | 0 | 0 | 0 | 0 | 12 | 1
NO |  | 135 | 2016 | 5 | 18 | 18 |  |  |  | 0 | 0 | TS | 0.09 | 0.7 | 1 | 1590 MCM ACSR | 0 | 0 | 0 | 0 | 0 | 0 | 0 | 0 | 0 | 0 | 0 | 661350167 | 0 | 0 | 0 | 0 | 0 | 0 | 0 | 0 | 0 | 0 | 0 | 12 | 1
NO |  | 135 | 2016 | 5 | 19 | 19 |  | North Wales Sub - 7045 | Buckingham Sub | 220 | 220 | TS | 7.99 | 0 | 1 | 1590 MCM ACSR | 0 | 0 | 0 | 0 | 0 | 0 | 0 | 0 | 0 | 0 | 0 | 0 | 0 | 0 | 0 | 0 | 0 | 0 | 0 | 0 | 0 | 0 | 0 | 12 | 1
NO |  | 135 | 2016 | 5 | 20 | 20 |  |  |  | 0 | 0 | ST | 5.54 | 0 | 1 | 1590 MCM ACSR | 0 | 0 | 0 | 0 | 0 | 0 | 0 | 0 | 0 | 0 | 0 | 0 | 0 | 0 | 0 | 0 | 0 | 0 | 0 | 0 | 0 | 0 | 0 | 12 | 1
NO |  | 135 | 2016 | 5 | 21 | 21 |  | Whitpain Sub - 7046 | Heaton Sub | 220 | 220 | TS | 8.74 | 0 | 1 | 1590 MCM ACSR | 0 | 0 | 0 | 0 | 0 | 0 | 0 | 0 | 0 | 0 | 0 | 0 | 0 | 0 | 0 | 0 | 0 | 0 | 0 | 0 | 0 | 0 | 0 | 12 | 1
NO |  | 135 | 2016 | 5 | 22 | 22 |  |  |  | 0 | 0 | ST | 2.17 | 0 | 1 | 1590 MCM ACSR | 0 | 0 | 0 | 0 | 0 | 0 | 0 | 0 | 0 | 0 | 0 | 0 | 0 | 0 | 0 | 0 | 0 | 0 | 0 | 0 | 0 | 0 | 0 | 12 | 1
NO |  | 135 | 2016 | 5 | 23 | 23 |  |  |  | 0 | 0 | ST | 0 | 2.4 | 0 |  | 0 | 0 | 0 | 0 | 0 | 0 | 0 | 0 | 0 | 0 | 0 | 661350168 | 0 | 0 | 0 | 0 | 0 | 0 | 0 | 0 | 0 | 0 | 0 | 12 | 1
NO |  | 135 | 2016 | 5 | 24 | 24 |  |  |  | 0 | 0 | ST | 0 | 0.53 | 1 |  | 0 | 0 | 0 | 0 | 0 | 0 | 0 | 0 | 0 | 0 | 0 | 661350169 | 0 | 0 | 0 | 0 | 0 | 0 | 0 | 0 | 0 | 0 | 0 | 12 | 1
NO |  | 135 | 2016 | 5 | 25 | 25 |  | Eddystone Sub - 7049 | Chichester Sub | 220 | 220 | TS | 5.8 | 0 | 1 | 1590 MCM ACSR | 0 | 0 | 0 | 0 | 0 | 0 | 0 | 0 | 0 | 0 | 0 | 661350170 | 0 | 0 | 0 | 0 | 0 | 0 | 0 | 0 | 0 | 0 | 0 | 12 | 1
NO |  | 135 | 2016 | 5 | 26 | 26 |  |  |  | 0 | 0 | TS | 0 | 1.25 | 2 |  | 0 | 0 | 0 | 0 | 0 | 0 | 0 | 0 | 0 | 0 | 0 | 661350171 | 0 | 0 | 0 | 0 | 0 | 0 | 0 | 0 | 0 | 0 | 0 | 12 | 1
NO |  | 135 | 2016 | 5 | 27 | 27 |  | Concord Sub - 7050 | Middletown Sub | 220 | 220 | TS | 8.92 | 0 | 1 | 1590 MCM ACSR | 0 | 0 | 0 | 0 | 0 | 0 | 0 | 0 | 0 | 0 | 0 | 0 | 0 | 0 | 0 | 0 | 0 | 0 | 0 | 0 | 0 | 0 | 0 | 12 | 1
NO |  | 135 | 2016 | 5 | 28 | 28 |  |  |  | 220 | 220 | HFS | 0.23 | 0 | 1 | 1590 MCM ACSR | 0 | 0 | 0 | 0 | 0 | 0 | 0 | 0 | 0 | 0 | 0 | 0 | 0 | 0 | 0 | 0 | 0 | 0 | 0 | 0 | 0 | 0 | 0 | 12 | 1
NO |  | 135 | 2016 | 5 | 29 | 29 |  |  |  | 220 | 220 | U | 4.21 | 0 | 1 | 3000 MCM CU | 0 | 0 | 0 | 0 | 0 | 0 | 0 | 0 | 0 | 0 | 0 | 0 | 0 | 0 | 0 | 0 | 0 | 0 | 0 | 0 | 0 | 0 | 0 | 12 | 1
NO |  | 135 | 2016 | 5 | 31 | 31 |  | Eddystone Sub - 7051 | Grays Ferry Sub | 220 | 220 | HFS | 1.21 | 0 | 1 | 1590 MCM ACSR | 0 | 0 | 0 | 0 | 0 | 0 | 0 | 0 | 0 | 0 | 0 | 0 | 0 | 0 | 0 | 0 | 0 | 0 | 0 | 0 | 0 | 0 | 0 | 12 | 1
NO |  | 135 | 2016 | 5 | 32 | 32 |  |  | & | 0 | 0 | TS | 10.16 | 0 | 1 |  | 0 | 0 | 0 | 0 | 0 | 0 | 0 | 0 | 0 | 0 | 0 | 0 | 0 | 0 | 0 | 0 | 0 | 0 | 0 | 0 | 0 | 0 | 0 | 12 | 1
NO |  | 135 | 2016 | 5 | 33 | 33 |  |  | Island Rd Sub | 220 | 220 | ST | 0.08 | 0 | 1 |  | 0 | 0 | 0 | 0 | 0 | 0 | 0 | 0 | 0 | 0 | 0 | 0 | 0 | 0 | 0 | 0 | 0 | 0 | 0 | 0 | 0 | 0 | 0 | 12 | 1
NO |  | 135 | 2016 | 5 | 34 | 34 |  |  |  | 0 | 0 | AT | 0.01 | 0 | 1 |  | 0 | 0 | 0 | 0 | 0 | 0 | 0 | 0 | 0 | 0 | 0 | 0 | 0 | 0 | 0 | 0 | 0 | 0 | 0 | 0 | 0 | 0 | 0 | 12 | 1
NO |  | 135 | 2016 | 5 | 35 | 35 |  | Eddystone Sub - 7052 | Grays Ferry Sub | 220 | 220 | AT | 0.13 | 0 | 1 | 1590 MCM ACSR | 0 | 0 | 0 | 0 | 0 | 0 | 0 | 0 | 0 | 0 | 0 | 0 | 0 | 0 | 0 | 0 | 0 | 0 | 0 | 0 | 0 | 0 | 0 | 12 | 1
NO |  | 135 | 2016 | 6 | 1 | 1 |  |  |  | 0 | 0 | TS | 10.96 | 0 | 1 |  | 0 | 0 | 0 | 0 | 0 | 0 | 0 | 0 | 0 | 0 | 0 | 661350172 | 0 | 0 | 0 | 0 | 0 | 0 | 0 | 0 | 0 | 0 | 0 | 12 | 1
NO |  | 135 | 2016 | 6 | 2 | 2 |  |  |  | 0 | 0 | U | 1.72 | 0 | 0 |  | 0 | 0 | 0 | 0 | 0 | 0 | 0 | 0 | 0 | 0 | 0 | 0 | 0 | 0 | 0 | 0 | 0 | 0 | 0 | 0 | 0 | 0 | 0 | 12 | 1
NO |  | 135 | 2016 | 6 | 3 | 3 |  | Grays Ferry Sub - 7053 | Passyunk Sub | 220 | 220 | U | 1.53 | 0 | 1 | 100 MCMCUPTC | 0 | 0 | 0 | 0 | 0 | 0 | 0 | 0 | 0 | 0 | 0 | 0 | 0 | 0 | 0 | 0 | 0 | 0 | 0 | 0 | 0 | 0 | 0 | 12 | 1
NO |  | 135 | 2016 | 6 | 4 | 4 |  | Heaton Sub - 7054 | Buckingham Sub | 220 | 132 | ST | 0.61 | 0 | 1 | 795 MCM ACSR | 0 | 0 | 0 | 0 | 0 | 0 | 0 | 0 | 0 | 0 | 0 | 0 | 0 | 0 | 0 | 0 | 0 | 0 | 0 | 0 | 0 | 0 | 0 | 12 | 1
NO |  | 135 | 2016 | 6 | 5 | 5 |  |  |  | 0 | 0 | WFS | 4.52 | 0 | 1 |  | 0 | 0 | 0 | 0 | 0 | 0 | 0 | 0 | 0 | 0 | 0 | 0 | 0 | 0 | 0 | 0 | 0 | 0 | 0 | 0 | 0 | 0 | 0 | 12 | 1
NO |  | 135 | 2016 | 6 | 6 | 6 |  |  |  | 0 | 0 | HFS | 0.9 | 0 | 1 |  | 0 | 0 | 0 | 0 | 0 | 0 | 0 | 0 | 0 | 0 | 0 | 0 | 0 | 0 | 0 | 0 | 0 | 0 | 0 | 0 | 0 | 0 | 0 | 12 | 1
NO |  | 135 | 2016 | 6 | 7 | 7 |  |  |  | 0 | 0 | TS | 4.23 | 0 | 1 | 1590 MCM ACSR | 0 | 0 | 0 | 0 | 0 | 0 | 0 | 0 | 0 | 0 | 0 | 0 | 0 | 0 | 0 | 0 | 0 | 0 | 0 | 0 | 0 | 0 | 0 | 12 | 1
NO |  | 135 | 2016 | 6 | 8 | 8 |  |  |  | 0 | 0 | TS | 0.08 | 0 | 1 |  | 0 | 0 | 0 | 0 | 0 | 0 | 0 | 0 | 0 | 0 | 0 | 0 | 0 | 0 | 0 | 0 | 0 | 0 | 0 | 0 | 0 | 0 | 0 | 12 | 1
NO |  | 135 | 2016 | 6 | 9 | 9 |  | Whitpain Sub - 7055 | Roxborough Sub & | 220 | 220 | AT | 0 | 5.04 | 1 | 1590 MCM ACSR | 0 | 0 | 0 | 0 | 0 | 0 | 0 | 0 | 0 | 0 | 0 | 661350173 | 0 | 0 | 0 | 0 | 0 | 0 | 0 | 0 | 0 | 0 | 0 | 12 | 1
NO |  | 135 | 2016 | 6 | 10 | 10 |  |  | Westmoreland Sub & | 0 | 0 | ST | 3 | 0 | 1 |  | 0 | 0 | 0 | 0 | 0 | 0 | 0 | 0 | 0 | 0 | 0 | 0 | 0 | 0 | 0 | 0 | 0 | 0 | 0 | 0 | 0 | 0 | 0 | 12 | 1
NO |  | 135 | 2016 | 6 | 11 | 11 |  |  | North Phila Sub | 0 | 0 | WFS | 0.03 | 0 | 1 |  | 0 | 0 | 0 | 0 | 0 | 0 | 0 | 0 | 0 | 0 | 0 | 0 | 0 | 0 | 0 | 0 | 0 | 0 | 0 | 0 | 0 | 0 | 0 | 12 | 1
NO |  | 135 | 2016 | 6 | 12 | 12 |  |  |  | 0 | 0 | HFS | 1.17 | 0 | 1 |  | 0 | 0 | 0 | 0 | 0 | 0 | 0 | 0 | 0 | 0 | 0 | 0 | 0 | 0 | 0 | 0 | 0 | 0 | 0 | 0 | 0 | 0 | 0 | 12 | 1
NO |  | 135 | 2016 | 6 | 13 | 13 |  |  |  | 0 | 0 | HFS | 0.51 | 0 | 1 |  | 0 | 0 | 0 | 0 | 0 | 0 | 0 | 0 | 0 | 0 | 0 | 661350174 | 0 | 0 | 0 | 0 | 0 | 0 | 0 | 0 | 0 | 0 | 0 | 12 | 1
NO |  | 135 | 2016 | 6 | 14 | 14 |  |  |  | 0 | 0 | TS | 7.1 | 0 | 1 |  | 0 | 0 | 0 | 0 | 0 | 0 | 0 | 0 | 0 | 0 | 0 | 0 | 0 | 0 | 0 | 0 | 0 | 0 | 0 | 0 | 0 | 0 | 0 | 12 | 1
NO |  | 135 | 2016 | 6 | 15 | 15 |  | Morton Sub - 7056 | Middletown Sub | 220 | 220 |  | 0 | 0 | 0 |  | 0 | 0 | 0 | 0 | 0 | 0 | 0 | 0 | 0 | 0 | 0 | 0 | 0 | 0 | 0 | 0 | 0 | 0 | 0 | 0 | 0 | 0 | 0 | 12 | 1
NO |  | 135 | 2016 | 6 | 16 | 16 |  | Heaton - 7057 | Woodbourne | 220 | 220 | TS | 1.88 | 0 | 1 | 1590 MCM ACSR | 0 | 0 | 0 | 0 | 0 | 0 | 0 | 0 | 0 | 0 | 0 | 0 | 0 | 0 | 0 | 0 | 0 | 0 | 0 | 0 | 0 | 0 | 0 | 12 | 1
NO |  | 135 | 2016 | 6 | 17 | 17 |  |  |  | 0 | 0 | WFS | 10.82 | 0 | 1 |  | 0 | 0 | 0 | 0 | 0 | 0 | 0 | 0 | 0 | 0 | 0 | 0 | 0 | 0 | 0 | 0 | 0 | 0 | 0 | 0 | 0 | 0 | 0 | 12 | 1
NO |  | 135 | 2016 | 6 | 19 | 19 |  | Concord Sub - 7059 | Clay Sub 220-01 | 220 | 220 | ST | 6.95 | 0 | 1 | 795 MCM ACSR | 0 | 0 | 0 | 0 | 0 | 0 | 0 | 0 | 0 | 0 | 0 | 0 | 0 | 0 | 0 | 0 | 0 | 0 | 0 | 0 | 0 | 0 | 0 | 12 | 1
NO |  | 135 | 2016 | 6 | 21 | 21 |  | Blue Grass Sub - 7416 | Holmesburg Sub | 132 | 132 | WFS | 2.7 | 0 | 1 | 795 MCM ACSR | 0 | 0 | 0 | 0 | 0 | 0 | 0 | 0 | 0 | 0 | 0 | 0 | 0 | 0 | 0 | 0 | 0 | 0 | 0 | 0 | 0 | 0 | 0 | 12 | 1
NO |  | 135 | 2016 | 6 | 22 | 22 |  | Byberry Sub - 7418 | Blue Grass Sub | 132 | 132 | ST | 3.32 | 0 | 1 |  | 0 | 0 | 0 | 0 | 0 | 0 | 0 | 0 | 0 | 0 | 0 | 0 | 0 | 0 | 0 | 0 | 0 | 0 | 0 | 0 | 0 | 0 | 0 | 12 | 1
NO |  | 135 | 2016 | 6 | 23 | 23 |  |  |  | 132 | 132 | WFS | 0.43 | 0 | 1 | 477 MCM ACSR | 0 | 0 | 0 | 0 | 0 | 0 | 0 | 0 | 0 | 0 | 0 | 0 | 0 | 0 | 0 | 0 | 0 | 0 | 0 | 0 | 0 | 0 | 0 | 12 | 1
NO |  | 135 | 2016 | 6 | 24 | 24 |  |  |  | 0 | 0 | WP | 0.29 | 0 | 1 | 795 MCM ACSR | 0 | 0 | 0 | 0 | 0 | 0 | 0 | 0 | 0 | 0 | 0 | 0 | 0 | 0 | 0 | 0 | 0 | 0 | 0 | 0 | 0 | 0 | 0 | 12 | 1
NO |  | 135 | 2016 | 6 | 25 | 25 |  |  |  | 0 | 0 | TS | 0.95 | 0 | 1 |  | 0 | 0 | 0 | 0 | 0 | 0 | 0 | 0 | 0 | 0 | 0 | 0 | 0 | 0 | 0 | 0 | 0 | 0 | 0 | 0 | 0 | 0 | 0 | 12 | 1
NO |  | 135 | 2016 | 6 | 26 | 26 |  |  |  | 0 | 0 | HFW | 0.05 | 0 | 1 |  | 0 | 0 | 0 | 0 | 0 | 0 | 0 | 0 | 0 | 0 | 0 | 0 | 0 | 0 | 0 | 0 | 0 | 0 | 0 | 0 | 0 | 0 | 0 | 12 | 1
NO |  | 135 | 2016 | 6 | 27 | 27 |  | Waneeta Sub - 7419 | Blue Grass Sub | 132 | 132 | ST | 6.32 | 0 | 1 | 477 MCM ACSR | 0 | 0 | 0 | 0 | 0 | 0 | 0 | 0 | 0 | 0 | 0 | 0 | 0 | 0 | 0 | 0 | 0 | 0 | 0 | 0 | 0 | 0 | 0 | 12 | 1
NO |  | 135 | 2016 | 6 | 28 | 28 |  |  |  | 132 | 132 | WFS | 2.1 | 0 | 1 | 795 MCM ACSR | 0 | 0 | 0 | 0 | 0 | 0 | 0 | 0 | 0 | 0 | 0 | 0 | 0 | 0 | 0 | 0 | 0 | 0 | 0 | 0 | 0 | 0 | 0 | 12 | 1
NO |  | 135 | 2016 | 6 | 29 | 29 |  |  |  | 0 | 0 | WP | 0.34 | 0 | 1 | 477 MCM ACSR | 0 | 0 | 0 | 0 | 0 | 0 | 0 | 0 | 0 | 0 | 0 | 0 | 0 | 0 | 0 | 0 | 0 | 0 | 0 | 0 | 0 | 0 | 0 | 12 | 1
NO |  | 135 | 2016 | 6 | 30 | 30 |  |  |  | 0 | 0 | TS | 1.57 | 0 | 1 |  | 0 | 0 | 0 | 0 | 0 | 0 | 0 | 0 | 0 | 0 | 0 | 0 | 0 | 0 | 0 | 0 | 0 | 0 | 0 | 0 | 0 | 0 | 0 | 12 | 1
NO |  | 135 | 2016 | 6 | 31 | 31 |  |  |  | 0 | 0 | HFW | 0.05 | 0 | 1 |  | 0 | 0 | 0 | 0 | 0 | 0 | 0 | 0 | 0 | 0 | 0 | 0 | 0 | 0 | 0 | 0 | 0 | 0 | 0 | 0 | 0 | 0 | 0 | 12 | 1
NO |  | 135 | 2016 | 6 | 32 | 32 |  |  |  | 0 | 0 | U | 2.42 | 0 | 1 |  | 0 | 0 | 0 | 0 | 0 | 0 | 0 | 0 | 0 | 0 | 0 | 0 | 0 | 0 | 0 | 0 | 0 | 0 | 0 | 0 | 0 | 0 | 0 | 12 | 1
NO |  | 135 | 2016 | 6 | 33 | 33 |  | Emilie Sub - 7421 | PSE&G Co. | 132 | 132 | ST | 5.32 | 0 | 1 | 477 MCM ACSR | 0 | 0 | 0 | 0 | 0 | 0 | 0 | 0 | 0 | 0 | 0 | 0 | 0 | 0 | 0 | 0 | 0 | 0 | 0 | 0 | 0 | 0 | 0 | 12 | 1
NO |  | 135 | 2016 | 6 | 34 | 34 |  |  |  | 132 | 132 | TP | 0.19 | 0 | 1 | 477 MCM ACSR | 0 | 0 | 0 | 0 | 0 | 0 | 0 | 0 | 0 | 0 | 0 | 0 | 0 | 0 | 0 | 0 | 0 | 0 | 0 | 0 | 0 | 0 | 0 | 12 | 1
NO |  | 135 | 2016 | 6 | 35 | 35 |  |  | Trenton, NJ | 132 | 132 | ST | 5.54 | 0 | 1 | 795 MCM ACSR | 0 | 0 | 0 | 0 | 0 | 0 | 0 | 0 | 0 | 0 | 0 | 0 | 0 | 0 | 0 | 0 | 0 | 0 | 0 | 0 | 0 | 0 | 0 | 12 | 1
NO |  | 135 | 2016 | 7 | 1 | 1 |  |  |  | 132 | 132 | TP | 0.6 | 0 | 1 | 795 MCM ACSR | 0 | 0 | 0 | 0 | 0 | 0 | 0 | 0 | 0 | 0 | 0 | 0 | 0 | 0 | 0 | 0 | 0 | 0 | 0 | 0 | 0 | 0 | 0 | 12 | 1
NO |  | 135 | 2016 | 7 | 2 | 2 |  |  |  | 132 | 132 | ST | 5.13 | 0 | 1 | 1590 MCM ACSR | 0 | 0 | 0 | 0 | 0 | 0 | 0 | 0 | 0 | 0 | 0 | 0 | 0 | 0 | 0 | 0 | 0 | 0 | 0 | 0 | 0 | 0 | 0 | 12 | 1
NO |  | 135 | 2016 | 7 | 3 | 3 |  |  |  | 132 | 132 | U | 0.11 | 0 | 1 | 3158 MCM XLP CU | 0 | 0 | 0 | 0 | 0 | 0 | 0 | 0 | 0 | 0 | 0 | 0 | 0 | 0 | 0 | 0 | 0 | 0 | 0 | 0 | 0 | 0 | 0 | 12 | 1
NO |  | 135 | 2016 | 7 | 4 | 4 |  | Byberry Sub - 7422 | Emilie Sub | 132 | 132 | ST | 8.8 | 10 | 1 | 477 MCM ACSR | 0 | 0 | 0 | 0 | 0 | 0 | 0 | 0 | 0 | 0 | 0 | 661350176 | 0 | 0 | 0 | 0 | 0 | 0 | 0 | 0 | 0 | 0 | 0 | 12 | 1
NO |  | 135 | 2016 | 7 | 5 | 5 |  | Delaware Sub - 7426 | Waneeta Sub | 132 | 132 | U | 3.44 | 0 | 1 | 2000 MCMCUPTC | 0 | 0 | 0 | 0 | 0 | 0 | 0 | 0 | 0 | 0 | 0 | 0 | 0 | 0 | 0 | 0 | 0 | 0 | 0 | 0 | 0 | 0 | 0 | 12 | 1
NO |  | 135 | 2016 | 7 | 6 | 6 |  | Plymouth Meeting Sub - 7431 | Llanerch Sub | 132 | 132 | TS | 0.42 | 0 | 1 | 900 kcmil ACSS | 0 | 0 | 0 | 0 | 0 | 0 | 0 | 0 | 0 | 0 | 0 | 0 | 0 | 0 | 0 | 0 | 0 | 0 | 0 | 0 | 0 | 0 | 0 | 12 | 1
NO |  | 135 | 2016 | 7 | 7 | 7 |  |  |  | 0 | 0 | HFW | 1.17 | 0 | 1 | 477 MCM ACSR | 0 | 0 | 0 | 0 | 0 | 0 | 0 | 0 | 0 | 0 | 0 | 0 | 0 | 0 | 0 | 0 | 0 | 0 | 0 | 0 | 0 | 0 | 0 | 12 | 1
NO |  | 135 | 2016 | 7 | 8 | 8 |  |  |  | 0 | 0 | TS | 4.58 | 0 | 1 | 900 kcmil ACSS | 0 | 0 | 0 | 0 | 0 | 0 | 0 | 0 | 0 | 0 | 0 | 0 | 0 | 0 | 0 | 0 | 0 | 0 | 0 | 0 | 0 | 0 | 0 | 12 | 1
NO |  | 135 | 2016 | 7 | 9 | 9 |  |  |  | 0 | 0 | ST | 1.26 | 0 | 1 | 900 kcmil ACSS | 0 | 0 | 0 | 0 | 0 | 0 | 0 | 0 | 0 | 0 | 0 | 0 | 0 | 0 | 0 | 0 | 0 | 0 | 0 | 0 | 0 | 0 | 0 | 12 | 1
NO |  | 135 | 2016 | 7 | 10 | 10 |  |  |  | 0 | 0 | WFS | 1.95 | 0 | 1 | 477 MCM ACSR | 0 | 0 | 0 | 0 | 0 | 0 | 0 | 0 | 0 | 0 | 0 | 0 | 0 | 0 | 0 | 0 | 0 | 0 | 0 | 0 | 0 | 0 | 0 | 12 | 1
NO |  | 135 | 2016 | 7 | 11 | 11 |  |  |  | 0 | 0 | HFS | 0.22 | 0 | 1 | 477 MCM ACSR | 0 | 0 | 0 | 0 | 0 | 0 | 0 | 0 | 0 | 0 | 0 | 0 | 0 | 0 | 0 | 0 | 0 | 0 | 0 | 0 | 0 | 0 | 0 | 12 | 1
NO |  | 135 | 2016 | 7 | 12 | 12 |  |  |  | 0 | 0 | TS | 0.16 | 0 | 1 | 477 MCM ACSR | 0 | 0 | 0 | 0 | 0 | 0 | 0 | 0 | 0 | 0 | 0 | 0 | 0 | 0 | 0 | 0 | 0 | 0 | 0 | 0 | 0 | 0 | 0 | 12 | 1
NO |  | 135 | 2016 | 7 | 13 | 13 |  |  |  | 0 | 0 | TS | 0.21 | 0 | 1 | 795 MCM ACSR | 0 | 0 | 0 | 0 | 0 | 0 | 0 | 0 | 0 | 0 | 0 | 0 | 0 | 0 | 0 | 0 | 0 | 0 | 0 | 0 | 0 | 0 | 0 | 12 | 1
NO |  | 135 | 2016 | 7 | 14 | 14 |  |  |  | 0 | 0 | ST | 2.3 | 0 | 1 | 795 MCM ACSR | 0 | 0 | 0 | 0 | 0 | 0 | 0 | 0 | 0 | 0 | 0 | 0 | 0 | 0 | 0 | 0 | 0 | 0 | 0 | 0 | 0 | 0 | 0 | 12 | 1
NO |  | 135 | 2016 | 7 | 15 | 15 |  |  |  | 0 | 0 | TS | 1.08 | 0 | 1 | 795 MCM ACSR | 0 | 0 | 0 | 0 | 0 | 0 | 0 | 0 | 0 | 0 | 0 | 0 | 0 | 0 | 0 | 0 | 0 | 0 | 0 | 0 | 0 | 0 | 0 | 12 | 1
NO |  | 135 | 2016 | 7 | 16 | 16 |  |  |  | 0 | 0 | U | 1 | 0 | 1 | 200 MCMCUPTC | 0 | 0 | 0 | 0 | 0 | 0 | 0 | 0 | 0 | 0 | 0 | 0 | 0 | 0 | 0 | 0 | 0 | 0 | 0 | 0 | 0 | 0 | 0 | 12 | 1
NO |  | 135 | 2016 | 7 | 17 | 17 |  | North Wales Sub - 7432 | Buckingham Sub | 132 | 132 | TS | 0 | 0 | 0 | 795 MCM ACSR | 0 | 0 | 0 | 0 | 0 | 0 | 0 | 0 | 0 | 0 | 0 | 0 | 0 | 0 | 0 | 0 | 0 | 0 | 0 | 0 | 0 | 0 | 0 | 12 | 1
NO |  | 135 | 2016 | 7 | 18 | 18 |  |  |  | 0 | 0 | ST | 0 | 0 | 0 | 795 MCM ACSR | 0 | 0 | 0 | 0 | 0 | 0 | 0 | 0 | 0 | 0 | 0 | 0 | 0 | 0 | 0 | 0 | 0 | 0 | 0 | 0 | 0 | 0 | 0 | 12 | 1
NO |  | 135 | 2016 | 7 | 19 | 19 |  |  |  | 0 | 0 | HFS | 0 | 0 | 0 | 795 MCM ACSR | 0 | 0 | 0 | 0 | 0 | 0 | 0 | 0 | 0 | 0 | 0 | 0 | 0 | 0 | 0 | 0 | 0 | 0 | 0 | 0 | 0 | 0 | 0 | 12 | 1
NO |  | 135 | 2016 | 7 | 20 | 20 |  |  |  | 0 | 0 | HFW | 0 | 0 | 0 | 795 MCM ACSR | 0 | 0 | 0 | 0 | 0 | 0 | 0 | 0 | 0 | 0 | 0 | 0 | 0 | 0 | 0 | 0 | 0 | 0 | 0 | 0 | 0 | 0 | 0 | 12 | 1
NO |  | 135 | 2016 | 7 | 21 | 21 |  | Cromby Sub - 7433 | Perkiomen | 132 | 132 | ST | 15.29 | 0 | 1 | 795 MCM ACSR | 0 | 0 | 0 | 0 | 0 | 0 | 0 | 0 | 0 | 0 | 0 | 0 | 0 | 0 | 0 | 0 | 0 | 0 | 0 | 0 | 0 | 0 | 0 | 12 | 1
NO |  | 135 | 2016 | 7 | 22 | 22 |  |  |  | 0 | 0 | TS | 0.05 | 0.1 | 1 | 795 MCM ACSR | 0 | 0 | 0 | 0 | 0 | 0 | 0 | 0 | 0 | 0 | 0 | 661350177 | 0 | 0 | 0 | 0 | 0 | 0 | 0 | 0 | 0 | 0 | 0 | 12 | 1
NO |  | 135 | 2016 | 7 | 23 | 23 |  |  |  | 0 | 0 | AT | 0.68 | 0 | 1 |  | 0 | 0 | 0 | 0 | 0 | 0 | 0 | 0 | 0 | 0 | 0 | 0 | 0 | 0 | 0 | 0 | 0 | 0 | 0 | 0 | 0 | 0 | 0 | 12 | 1
NO |  | 135 | 2016 | 7 | 24 | 24 |  |  |  | 0 | 0 | HFW | 0.01 | 0 | 1 | 795 MCM ACSR | 0 | 0 | 0 | 0 | 0 | 0 | 0 | 0 | 0 | 0 | 0 | 0 | 0 | 0 | 0 | 0 | 0 | 0 | 0 | 0 | 0 | 0 | 0 | 12 | 1
NO |  | 135 | 2016 | 7 | 25 | 25 |  | Cromby Sub - 7434 | Heaton Sub | 132 | 220 | TS | 63 | 0 | 1 | 1590 MCM ACSR | 0 | 0 | 0 | 0 | 0 | 0 | 0 | 0 | 0 | 0 | 0 | 0 | 0 | 0 | 0 | 0 | 0 | 0 | 0 | 0 | 0 | 0 | 0 | 12 | 1
NO |  | 135 | 2016 | 7 | 26 | 26 |  |  |  | 0 | 0 |  | 3.63 | 0 | 1 |  | 0 | 0 | 0 | 0 | 0 | 0 | 0 | 0 | 0 | 0 | 0 | 661350178 | 0 | 0 | 0 | 0 | 0 | 0 | 0 | 0 | 0 | 0 | 0 | 12 | 1
NO |  | 135 | 2016 | 7 | 27 | 27 |  |  |  | 0 | 0 |  | 7.35 | 0 | 1 |  | 0 | 0 | 0 | 0 | 0 | 0 | 0 | 0 | 0 | 0 | 0 | 661350179 | 0 | 0 | 0 | 0 | 0 | 0 | 0 | 0 | 0 | 0 | 0 | 12 | 1
NO |  | 135 | 2016 | 7 | 28 | 28 |  | Eddystone Sub - 7440 | Chichester Sub | 132 | 132 | ST | 0.8 | 0 | 1 |  | 0 | 0 | 0 | 0 | 0 | 0 | 0 | 0 | 0 | 0 | 0 | 0 | 0 | 0 | 0 | 0 | 0 | 0 | 0 | 0 | 0 | 0 | 0 | 12 | 1
NO |  | 135 | 2016 | 7 | 29 | 29 |  |  |  | 0 | 0 | AT | 0.7 | 0 | 1 |  | 0 | 0 | 0 | 0 | 0 | 0 | 0 | 0 | 0 | 0 | 0 | 0 | 0 | 0 | 0 | 0 | 0 | 0 | 0 | 0 | 0 | 0 | 0 | 12 | 1
NO |  | 135 | 2016 | 7 | 30 | 30 |  |  |  | 0 | 0 | WFS | 0.18 | 0 | 1 |  | 0 | 0 | 0 | 0 | 0 | 0 | 0 | 0 | 0 | 0 | 0 | 0 | 0 | 0 | 0 | 0 | 0 | 0 | 0 | 0 | 0 | 0 | 0 | 12 | 1
NO |  | 135 | 2016 | 7 | 31 | 31 |  |  |  | 0 | 0 | TS | 0 | 4.42 | 1 | 795 MCM ACSR | 0 | 0 | 0 | 0 | 0 | 0 | 0 | 0 | 0 | 0 | 0 | 661350180 | 0 | 0 | 0 | 0 | 0 | 0 | 0 | 0 | 0 | 0 | 0 | 12 | 1
NO |  | 135 | 2016 | 7 | 32 | 32 |  |  |  | 0 | 0 | U | 0.38 | 0 | 1 | 1750 MCMALOFC | 0 | 0 | 0 | 0 | 0 | 0 | 0 | 0 | 0 | 0 | 0 | 0 | 0 | 0 | 0 | 0 | 0 | 0 | 0 | 0 | 0 | 0 | 0 | 12 | 1
NO |  | 135 | 2016 | 7 | 33 | 33 |  |  |  | 0 | 0 | U | 0.09 | 0 | 1 |  | 0 | 0 | 0 | 0 | 0 | 0 | 0 | 0 | 0 | 0 | 0 | 0 | 0 | 0 | 0 | 0 | 0 | 0 | 0 | 0 | 0 | 0 | 0 | 12 | 1
NO |  | 135 | 2016 | 7 | 34 | 34 |  |  |  | 0 | 0 | TS | 0.21 | 0 | 1 | 795 MCM ACSR | 0 | 0 | 0 | 0 | 0 | 0 | 0 | 0 | 0 | 0 | 0 | 0 | 0 | 0 | 0 | 0 | 0 | 0 | 0 | 0 | 0 | 0 | 0 | 12 | 1
NO |  | 135 | 2016 | 7 | 35 | 35 |  |  |  | 0 | 0 | TS | 0 | 0.82 | 1 | 795 MCM ACSR | 0 | 0 | 0 | 0 | 0 | 0 | 0 | 0 | 0 | 0 | 0 | 0 | 0 | 0 | 0 | 0 | 0 | 0 | 0 | 0 | 0 | 0 | 0 | 12 | 1
NO |  | 135 | 2016 | 8 | 1 | 1 |  |  |  | 0 | 0 | U | 0.54 | 0 | 1 | 2000 MCMCUOTC | 0 | 0 | 0 | 0 | 0 | 0 | 0 | 0 | 0 | 0 | 0 | 0 | 0 | 0 | 0 | 0 | 0 | 0 | 0 | 0 | 0 | 0 | 0 | 12 | 1
NO |  | 135 | 2016 | 8 | 2 | 2 |  |  |  | 0 | 0 | U | 0.38 | 0 | 1 | 1750 MCMALOFC | 0 | 0 | 0 | 0 | 0 | 0 | 0 | 0 | 0 | 0 | 0 | 0 | 0 | 0 | 0 | 0 | 0 | 0 | 0 | 0 | 0 | 0 | 0 | 12 | 1
NO |  | 135 | 2016 | 8 | 3 | 3 |  | Eddystone Sub - 7442 | Llanerch Sub | 132 | 132 | HFS | 1.13 | 2.78 | 1 |  | 0 | 0 | 0 | 0 | 0 | 0 | 0 | 0 | 0 | 0 | 0 | 661350183 | 0 | 0 | 0 | 0 | 0 | 0 | 0 | 0 | 0 | 0 | 0 | 12 | 1
NO |  | 135 | 2016 | 8 | 4 | 4 |  |  |  | 0 | 0 | WFS | 3.64 | 0 | 1 | 795 MCM ACSR | 0 | 0 | 0 | 0 | 0 | 0 | 0 | 0 | 0 | 0 | 0 | 0 | 0 | 0 | 0 | 0 | 0 | 0 | 0 | 0 | 0 | 0 | 0 | 12 | 1
NO |  | 135 | 2016 | 8 | 5 | 5 |  |  |  | 0 | 0 | U | 4.15 | 0 | 1 | 2000 MCMCUPTC | 0 | 0 | 0 | 0 | 0 | 0 | 0 | 0 | 0 | 0 | 0 | 0 | 0 | 0 | 0 | 0 | 0 | 0 | 0 | 0 | 0 | 0 | 0 | 12 | 1
NO |  | 135 | 2016 | 8 | 6 | 6 |  |  |  | 0 | 0 | ST | 0.53 | 0 | 1 | 795 MCM ACSR | 0 | 0 | 0 | 0 | 0 | 0 | 0 | 0 | 0 | 0 | 0 | 0 | 0 | 0 | 0 | 0 | 0 | 0 | 0 | 0 | 0 | 0 | 0 | 12 | 1
NO |  | 135 | 2016 | 8 | 7 | 7 |  |  |  | 0 | 0 | TS | 0 | 5.46 | 1 |  | 0 | 0 | 0 | 0 | 0 | 0 | 0 | 0 | 0 | 0 | 0 | 661350184 | 0 | 0 | 0 | 0 | 0 | 0 | 0 | 0 | 0 | 0 | 0 | 12 | 1
NO |  | 135 | 2016 | 8 | 8 | 8 |  |  |  | 0 | 0 | U | 4.62 | 0 | 1 | 2000 MCMCUPTC | 0 | 0 | 0 | 0 | 0 | 0 | 0 | 0 | 0 | 0 | 0 | 0 | 0 | 0 | 0 | 0 | 0 | 0 | 0 | 0 | 0 | 0 | 0 | 12 | 1
NO |  | 135 | 2016 | 8 | 9 | 9 |  |  |  | 0 | 0 | HFS | 0.22 | 0 | 1 |  | 0 | 0 | 0 | 0 | 0 | 0 | 0 | 0 | 0 | 0 | 0 | 0 | 0 | 0 | 0 | 0 | 0 | 0 | 0 | 0 | 0 | 0 | 0 | 12 | 1
NO |  | 135 | 2016 | 8 | 10 | 10 |  | Eddystone 220 Sub - 7443 | Eddystone 132 Sub | 132 | 132 | WP | 0.06 | 0 | 1 | 1590 MCM ACSR | 0 | 0 | 0 | 0 | 0 | 0 | 0 | 0 | 0 | 0 | 0 | 0 | 0 | 0 | 0 | 0 | 0 | 0 | 0 | 0 | 0 | 0 | 0 | 12 | 1
NO |  | 135 | 2016 | 8 | 11 | 11 |  |  |  | 0 | 0 | TS | 0.01 | 0 | 1 |  | 0 | 0 | 0 | 0 | 0 | 0 | 0 | 0 | 0 | 0 | 0 | 0 | 0 | 0 | 0 | 0 | 0 | 0 | 0 | 0 | 0 | 0 | 0 | 12 | 1
NO |  | 135 | 2016 | 8 | 12 | 12 |  | Eddystone Sub 7445 | MasterSub | 132 | 132 | ST | 0 | 0.53 | 1 |  | 0 | 0 | 0 | 0 | 0 | 0 | 0 | 0 | 0 | 0 | 0 | 661350185 | 0 | 0 | 0 | 0 | 0 | 0 | 0 | 0 | 0 | 0 | 0 | 12 | 1
NO |  | 135 | 2016 | 8 | 13 | 13 |  |  |  | 0 | 0 | HFS | 0 | 0.22 | 1 | 795 MCM ACSR | 0 | 0 | 0 | 0 | 0 | 0 | 0 | 0 | 0 | 0 | 0 | 661350186 | 0 | 0 | 0 | 0 | 0 | 0 | 0 | 0 | 0 | 0 | 0 | 12 | 1
NO |  | 135 | 2016 | 8 | 14 | 14 |  |  |  | 0 | 0 | WFS | 0.11 | 0 | 1 |  | 0 | 0 | 0 | 0 | 0 | 0 | 0 | 0 | 0 | 0 | 0 | 0 | 0 | 0 | 0 | 0 | 0 | 0 | 0 | 0 | 0 | 0 | 0 | 12 | 1
NO |  | 135 | 2016 | 8 | 15 | 15 |  |  |  | 0 | 0 | HFS | 0 | 12.86 | 1 |  | 0 | 0 | 0 | 0 | 0 | 0 | 0 | 0 | 0 | 0 | 0 | 661350187 | 0 | 0 | 0 | 0 | 0 | 0 | 0 | 0 | 0 | 0 | 0 | 12 | 1
NO |  | 135 | 2016 | 8 | 16 | 16 |  | Plymouth Meeting Sub 7498 | Montco RR 130-34 | 132 | 132 | TS | 0.92 | 0 | 1 | 477 MCM ACSR | 0 | 0 | 0 | 0 | 0 | 0 | 0 | 0 | 0 | 0 | 0 | 0 | 0 | 0 | 0 | 0 | 0 | 0 | 0 | 0 | 0 | 0 | 0 | 12 | 1
NO |  | 135 | 2016 | 8 | 19 | 19 |  | Middletown Sub - 7001 | Newtown Square & Goshen | 66 | 66 | WP | 16.33 | 0 | 1 | 556 MCM AAC | 0 | 0 | 0 | 0 | 0 | 0 | 0 | 0 | 0 | 0 | 0 | 0 | 0 | 0 | 0 | 0 | 0 | 0 | 0 | 0 | 0 | 0 | 0 | 12 | 1
NO |  | 135 | 2016 | 8 | 20 | 20 |  | Goshen-7001 | Planebrook | 66 | 66 | WP | 6.4 | 0 | 0 | 556 MCM AAC | 0 | 0 | 0 | 0 | 0 | 0 | 0 | 0 | 0 | 0 | 0 | 0 | 0 | 0 | 0 | 0 | 0 | 0 | 0 | 0 | 0 | 0 | 0 | 12 | 1
NO |  | 135 | 2016 | 8 | 21 | 21 |  | Richmond Sub 7104 | Westmoreland Sub | 66 | 66 | U | 6.27 | 0 | 1 | 2000 MCM CU | 0 | 0 | 0 | 0 | 0 | 0 | 0 | 0 | 0 | 0 | 0 | 0 | 0 | 0 | 0 | 0 | 0 | 0 | 0 | 0 | 0 | 0 | 0 | 12 | 1
NO |  | 135 | 2016 | 8 | 22 | 22 |  |  |  | 66 | 66 | U | 6.61 | 0 | 1 | 1500 MCMCUPTC | 0 | 0 | 0 | 0 | 0 | 0 | 0 | 0 | 0 | 0 | 0 | 0 | 0 | 0 | 0 | 0 | 0 | 0 | 0 | 0 | 0 | 0 | 0 | 12 | 1
NO |  | 135 | 2016 | 8 | 26 | 26 |  | Richmond Sub 7106 | Byberry Sub | 66 | 66 | U | 3.83 | 0 | 1 | 1500 MCM CU | 0 | 0 | 0 | 0 | 0 | 0 | 0 | 0 | 0 | 0 | 0 | 0 | 0 | 0 | 0 | 0 | 0 | 0 | 0 | 0 | 0 | 0 | 0 | 12 | 1
NO |  | 135 | 2016 | 8 | 27 | 27 |  |  |  | 0 | 0 | ST | 0.21 | 6.06 | 1 | 477 MCM ACSR | 0 | 0 | 0 | 0 | 0 | 0 | 0 | 0 | 0 | 0 | 0 | 661350188 | 0 | 0 | 0 | 0 | 0 | 0 | 0 | 0 | 0 | 0 | 0 | 12 | 1
NO |  | 135 | 2016 | 8 | 28 | 28 |  |  |  | 0 | 0 |  | 0 | 3.32 | 1 | 500 MCM CU | 0 | 0 | 0 | 0 | 0 | 0 | 0 | 0 | 0 | 0 | 0 | 661350189 | 0 | 0 | 0 | 0 | 0 | 0 | 0 | 0 | 0 | 0 | 0 | 12 | 1
NO |  | 135 | 2016 | 8 | 29 | 29 |  |  |  | 0 | 0 | WFS | 0.18 | 0 | 1 |  | 0 | 0 | 0 | 0 | 0 | 0 | 0 | 0 | 0 | 0 | 0 | 0 | 0 | 0 | 0 | 0 | 0 | 0 | 0 | 0 | 0 | 0 | 0 | 12 | 1
NO |  | 135 | 2016 | 8 | 30 | 30 |  |  |  | 66 | 66 | WFS | 0 | 1.11 | 1 | #4/0 CU | 0 | 0 | 0 | 0 | 0 | 0 | 0 | 0 | 0 | 0 | 0 | 661350190 | 0 | 0 | 0 | 0 | 0 | 0 | 0 | 0 | 0 | 0 | 0 | 12 | 1
NO |  | 135 | 2016 | 8 | 31 | 31 |  | Richmond Sub - 7112 | Holmesburg Sub | 66 | 66 | HFS | 2.37 | 0 | 1 |  | 0 | 0 | 0 | 0 | 0 | 0 | 0 | 0 | 0 | 0 | 0 | 0 | 0 | 0 | 0 | 0 | 0 | 0 | 0 | 0 | 0 | 0 | 0 | 12 | 1
NO |  | 135 | 2016 | 8 | 32 | 32 |  |  |  | 0 | 0 | HFS | 0.04 | 0 | 1 | 336 MCM ACSR | 0 | 0 | 0 | 0 | 0 | 0 | 0 | 0 | 0 | 0 | 0 | 0 | 0 | 0 | 0 | 0 | 0 | 0 | 0 | 0 | 0 | 0 | 0 | 12 | 1
NO |  | 135 | 2016 | 8 | 33 | 33 |  |  |  | 0 | 0 | WFS | 0.29 | 0 | 1 |  | 0 | 0 | 0 | 0 | 0 | 0 | 0 | 0 | 0 | 0 | 0 | 0 | 0 | 0 | 0 | 0 | 0 | 0 | 0 | 0 | 0 | 0 | 0 | 12 | 1
NO |  | 135 | 2016 | 8 | 34 | 34 |  |  |  | 0 | 0 | U | 1.29 | 0 | 1 | 1100 MCMCUOFC | 0 | 0 | 0 | 0 | 0 | 0 | 0 | 0 | 0 | 0 | 0 | 0 | 0 | 0 | 0 | 0 | 0 | 0 | 0 | 0 | 0 | 0 | 0 | 12 | 1
NO |  | 135 | 2016 | 8 | 35 | 35 |  |  |  | 0 | 0 |  | 0.28 | 0 | 1 |  | 0 | 0 | 0 | 0 | 0 | 0 | 0 | 0 | 0 | 0 | 0 | 0 | 0 | 0 | 0 | 0 | 0 | 0 | 0 | 0 | 0 | 0 | 0 | 12 | 1
NO |  | 135 | 2016 | 9 | 1 | 1 |  |  |  | 220 | 220 | HFS | 1.49 | 5.27 | 1 | 795 MCM ACSR | 0 | 0 | 0 | 0 | 0 | 0 | 0 | 0 | 0 | 0 | 0 | 661350191 | 0 | 0 | 0 | 0 | 0 | 0 | 0 | 0 | 0 | 0 | 0 | 12 | 1
NO |  | 135 | 2016 | 9 | 2 | 2 |  |  |  | 0 | 0 | WFS | 0.18 | 0 | 1 |  | 0 | 0 | 0 | 0 | 0 | 0 | 0 | 0 | 0 | 0 | 0 | 661350192 | 0 | 0 | 0 | 0 | 0 | 0 | 0 | 0 | 0 | 0 | 0 | 12 | 1
NO |  | 135 | 2016 | 9 | 3 | 3 |  |  |  | 0 | 0 | TS | 0.27 | 0 | 1 | 795 MCM ACSR | 0 | 0 | 0 | 0 | 0 | 0 | 0 | 0 | 0 | 0 | 0 | 0 | 0 | 0 | 0 | 0 | 0 | 0 | 0 | 0 | 0 | 0 | 0 | 12 | 1
NO |  | 135 | 2016 | 9 | 4 | 4 |  | Westmoreland Sub - 7115 | Master Sub | 66 | 66 | U | 0.64 | 0 | 1 | 1500 MCMCUPTC | 0 | 0 | 0 | 0 | 0 | 0 | 0 | 0 | 0 | 0 | 0 | 0 | 0 | 0 | 0 | 0 | 0 | 0 | 0 | 0 | 0 | 0 | 0 | 12 | 1
NO |  | 135 | 2016 | 9 | 5 | 5 |  |  |  | 0 | 0 | U | 2.56 | 0 | 1 | 2000 MCMCUPTC | 0 | 0 | 0 | 0 | 0 | 0 | 0 | 0 | 0 | 0 | 0 | 0 | 0 | 0 | 0 | 0 | 0 | 0 | 0 | 0 | 0 | 0 | 0 | 12 | 1
NO |  | 135 | 2016 | 9 | 6 | 6 |  |  |  | 0 | 0 | U | 2.08 | 0 | 1 | 750 MCMCUPTC | 0 | 0 | 0 | 0 | 0 | 0 | 0 | 0 | 0 | 0 | 0 | 0 | 0 | 0 | 0 | 0 | 0 | 0 | 0 | 0 | 0 | 0 | 0 | 12 | 1
NO |  | 135 | 2016 | 9 | 7 | 7 |  |  |  | 0 | 0 | U | 2.08 | 0 | 1 | 750 MCMCUPTC | 0 | 0 | 0 | 0 | 0 | 0 | 0 | 0 | 0 | 0 | 0 | 0 | 0 | 0 | 0 | 0 | 0 | 0 | 0 | 0 | 0 | 0 | 0 | 12 | 1
NO |  | 135 | 2016 | 9 | 9 | 9 |  | Schuykill Sub - 7122 | Master Sub | 66 | 66 | U | 2.47 | 0 | 1 | 1500MCMCUPTC | 0 | 0 | 0 | 0 | 0 | 0 | 0 | 0 | 0 | 0 | 0 | 0 | 0 | 0 | 0 | 0 | 0 | 0 | 0 | 0 | 0 | 0 | 0 | 12 | 1
NO |  | 135 | 2016 | 9 | 10 | 10 |  |  |  | 0 | 0 | U | 1.62 | 0 | 1 | 2000 MCMCUPTC | 0 | 0 | 0 | 0 | 0 | 0 | 0 | 0 | 0 | 0 | 0 | 0 | 0 | 0 | 0 | 0 | 0 | 0 | 0 | 0 | 0 | 0 | 0 | 12 | 1
NO |  | 135 | 2016 | 9 | 11 | 11 |  | Schuykill Sub - 7123 | Llanerch Sub | 66 | 66 | HFS | 0.32 | 3.15 | 1 |  | 0 | 0 | 0 | 0 | 0 | 0 | 0 | 0 | 0 | 0 | 0 | 661350193 | 0 | 0 | 0 | 0 | 0 | 0 | 0 | 0 | 0 | 0 | 0 | 12 | 1
NO |  | 135 | 2016 | 9 | 12 | 12 |  |  |  | 0 | 0 | WFS | 1.46 | 0 | 1 |  | 0 | 0 | 0 | 0 | 0 | 0 | 0 | 0 | 0 | 0 | 0 | 0 | 0 | 0 | 0 | 0 | 0 | 0 | 0 | 0 | 0 | 0 | 0 | 12 | 1
NO |  | 135 | 2016 | 9 | 13 | 13 |  |  |  | 0 | 0 | HFS | 0 | 0.18 | 1 | 795 MCM ACSR | 0 | 0 | 0 | 0 | 0 | 0 | 0 | 0 | 0 | 0 | 0 | 661350194 | 0 | 0 | 0 | 0 | 0 | 0 | 0 | 0 | 0 | 0 | 0 | 12 | 1
NO |  | 135 | 2016 | 9 | 14 | 14 |  |  |  | 0 | 0 | ST | 0.03 | 0 | 1 |  | 0 | 0 | 0 | 0 | 0 | 0 | 0 | 0 | 0 | 0 | 0 | 0 | 0 | 0 | 0 | 0 | 0 | 0 | 0 | 0 | 0 | 0 | 0 | 12 | 1
NO |  | 135 | 2016 | 9 | 15 | 15 |  |  |  | 66 | 66 | U | 0.14 | 0 | 1 | 200 MCMCUPL | 0 | 0 | 0 | 0 | 0 | 0 | 0 | 0 | 0 | 0 | 0 | 0 | 0 | 0 | 0 | 0 | 0 | 0 | 0 | 0 | 0 | 0 | 0 | 12 | 1
NO |  | 135 | 2016 | 9 | 16 | 16 |  |  |  | 0 | 0 | HFS | 0 | 0.78 | 1 | 795 MCM ACSR | 0 | 0 | 0 | 0 | 0 | 0 | 0 | 0 | 0 | 0 | 0 | 661350195 | 0 | 0 | 0 | 0 | 0 | 0 | 0 | 0 | 0 | 0 | 0 | 12 | 1
NO |  | 135 | 2016 | 9 | 17 | 17 |  | Schuykill Sub - 7124 | Island Road Sub | 66 | 66 | ST | 3.89 | 0 | 1 | #2/0 CU | 0 | 0 | 0 | 0 | 0 | 0 | 0 | 0 | 0 | 0 | 0 | 0 | 0 | 0 | 0 | 0 | 0 | 0 | 0 | 0 | 0 | 0 | 0 | 12 | 1
NO |  | 135 | 2016 | 9 | 18 | 18 |  |  |  | 0 | 0 | U | 0.65 | 0 | 1 | 700 MCMCUPTC | 0 | 0 | 0 | 0 | 0 | 0 | 0 | 0 | 0 | 0 | 0 | 0 | 0 | 0 | 0 | 0 | 0 | 0 | 0 | 0 | 0 | 0 | 0 | 12 | 1
NO |  | 135 | 2016 | 9 | 19 | 19 |  |  |  | 0 | 0 | U | 0.02 | 0 | 1 | 1000 MCMALSD | 0 | 0 | 0 | 0 | 0 | 0 | 0 | 0 | 0 | 0 | 0 | 0 | 0 | 0 | 0 | 0 | 0 | 0 | 0 | 0 | 0 | 0 | 0 | 12 | 1
NO |  | 135 | 2016 | 9 | 20 | 20 |  |  |  | 0 | 0 | U | 0.65 | 0 | 1 | 700 MCMCUPTC | 0 | 0 | 0 | 0 | 0 | 0 | 0 | 0 | 0 | 0 | 0 | 0 | 0 | 0 | 0 | 0 | 0 | 0 | 0 | 0 | 0 | 0 | 0 | 12 | 1
NO |  | 135 | 2016 | 9 | 21 | 21 |  |  |  | 0 | 0 | WFS | 1.34 | 0 | 1 |  | 0 | 0 | 0 | 0 | 0 | 0 | 0 | 0 | 0 | 0 | 0 | 0 | 0 | 0 | 0 | 0 | 0 | 0 | 0 | 0 | 0 | 0 | 0 | 12 | 1
NO |  | 135 | 2016 | 9 | 24 | 24 |  | Upper Darby Sub - 7125 | Llanerch Sub 6657 | 66 | 66 | WFS | 2.12 | 0 | 2 | 795 ACSR | 0 | 0 | 0 | 0 | 0 | 0 | 0 | 0 | 0 | 0 | 0 | 0 | 0 | 0 | 0 | 0 | 0 | 0 | 0 | 0 | 0 | 0 | 0 | 12 | 1
NO |  | 135 | 2016 | 9 | 25 | 25 |  |  |  | 0 | 0 | U | 0.14 | 0 | 1 |  | 0 | 0 | 0 | 0 | 0 | 0 | 0 | 0 | 0 | 0 | 0 | 0 | 0 | 0 | 0 | 0 | 0 | 0 | 0 | 0 | 0 | 0 | 0 | 12 | 1
NO |  | 135 | 2016 | 9 | 26 | 26 |  | Westmoreland Sub - 7126 | Schuykill Sub | 66 | 66 | U | 0 | 0 | 0 |  | 0 | 0 | 0 | 0 | 0 | 0 | 0 | 0 | 0 | 0 | 0 | 0 | 0 | 0 | 0 | 0 | 0 | 0 | 0 | 0 | 0 | 0 | 0 | 12 | 1
NO |  | 135 | 2016 | 9 | 27 | 27 |  |  |  | 0 | 0 | U | 0 | 0 | 0 |  | 0 | 0 | 0 | 0 | 0 | 0 | 0 | 0 | 0 | 0 | 0 | 0 | 0 | 0 | 0 | 0 | 0 | 0 | 0 | 0 | 0 | 0 | 0 | 12 | 1
NO |  | 135 | 2016 | 9 | 28 | 28 |  |  |  | 0 | 0 | U | 0 | 0 | 0 |  | 0 | 0 | 0 | 0 | 0 | 0 | 0 | 0 | 0 | 0 | 0 | 0 | 0 | 0 | 0 | 0 | 0 | 0 | 0 | 0 | 0 | 0 | 0 | 12 | 1
NO |  | 135 | 2016 | 9 | 29 | 29 |  | Southwark Sub - 7130 | Schuykill Sub | 66 | 66 | U | 1.9 | 0 | 1 | 1500 MCMCUOFC | 0 | 0 | 0 | 0 | 0 | 0 | 0 | 0 | 0 | 0 | 0 | 0 | 0 | 0 | 0 | 0 | 0 | 0 | 0 | 0 | 0 | 0 | 0 | 12 | 1
NO |  | 135 | 2016 | 9 | 30 | 30 |  |  |  | 0 | 0 | U | 3.45 | 0 | 1 | 1500 MCMCUOFC | 0 | 0 | 0 | 0 | 0 | 0 | 0 | 0 | 0 | 0 | 0 | 0 | 0 | 0 | 0 | 0 | 0 | 0 | 0 | 0 | 0 | 0 | 0 | 12 | 1
NO |  | 135 | 2016 | 9 | 31 | 31 |  |  |  | 0 | 0 | U | 1.68 | 0 | 1 | 1500 MCMCUOFC | 0 | 0 | 0 | 0 | 0 | 0 | 0 | 0 | 0 | 0 | 0 | 0 | 0 | 0 | 0 | 0 | 0 | 0 | 0 | 0 | 0 | 0 | 0 | 12 | 1
NO |  | 135 | 2016 | 9 | 32 | 32 |  |  |  | 0 | 0 | U | 3.14 | 0 | 1 | 1500 MCMCUOFC | 0 | 0 | 0 | 0 | 0 | 0 | 0 | 0 | 0 | 0 | 0 | 0 | 0 | 0 | 0 | 0 | 0 | 0 | 0 | 0 | 0 | 0 | 0 | 12 | 1
NO |  | 135 | 2016 | 9 | 33 | 33 |  | Southwark Sub - 7131 | Island Road Sub | 66 | 66 | U | 4.4 | 0 | 1 | 1500 MCMCUOFC | 0 | 0 | 0 | 0 | 0 | 0 | 0 | 0 | 0 | 0 | 0 | 0 | 0 | 0 | 0 | 0 | 0 | 0 | 0 | 0 | 0 | 0 | 0 | 12 | 1
NO |  | 135 | 2016 | 9 | 34 | 34 |  |  |  | 0 | 0 | U | 2.58 | 0 | 1 | 1500 MCMCUOFC | 0 | 0 | 0 | 0 | 0 | 0 | 0 | 0 | 0 | 0 | 0 | 0 | 0 | 0 | 0 | 0 | 0 | 0 | 0 | 0 | 0 | 0 | 0 | 12 | 1
NO |  | 135 | 2016 | 9 | 35 | 35 |  | Southwark Sub - 7132 | Delaware Sub | 66 | 66 | U | 4.12 | 0 | 1 | 1500 MCMCUPTC | 0 | 0 | 0 | 0 | 0 | 0 | 0 | 0 | 0 | 0 | 0 | 0 | 0 | 0 | 0 | 0 | 0 | 0 | 0 | 0 | 0 | 0 | 0 | 12 | 1
NO |  | 135 | 2016 | 10 | 1 | 1 |  | Delaware Sub - 7134 | North Phila Sub | 66 | 66 | U | 3.64 | 0 | 1 | 1500 MCMCUPTC | 0 | 0 | 0 | 0 | 0 | 0 | 0 | 0 | 0 | 0 | 0 | 0 | 0 | 0 | 0 | 0 | 0 | 0 | 0 | 0 | 0 | 0 | 0 | 12 | 1
NO |  | 135 | 2016 | 10 | 2 | 2 |  | North Phila Sub - 7135 | Westmoreland Sub | 66 | 66 | U | 1.61 | 0 | 1 | 1500 MCMCUPTC | 0 | 0 | 0 | 0 | 0 | 0 | 0 | 0 | 0 | 0 | 0 | 0 | 0 | 0 | 0 | 0 | 0 | 0 | 0 | 0 | 0 | 0 | 0 | 12 | 1
NO |  | 135 | 2016 | 10 | 3 | 3 |  | Eddystone Sub 7141 | Chester Sub | 66 | 66 | TS | 2.93 | 0 | 1 | 795 MCM ACSR | 0 | 0 | 0 | 0 | 0 | 0 | 0 | 0 | 0 | 0 | 0 | 0 | 0 | 0 | 0 | 0 | 0 | 0 | 0 | 0 | 0 | 0 | 0 | 12 | 1
NO |  | 135 | 2016 | 10 | 4 | 4 |  |  |  | 0 | 0 | AT | 0.02 | 0 | 1 | 795 MCM ACSR | 0 | 0 | 0 | 0 | 0 | 0 | 0 | 0 | 0 | 0 | 0 | 0 | 0 | 0 | 0 | 0 | 0 | 0 | 0 | 0 | 0 | 0 | 0 | 12 | 1
NO |  | 135 | 2016 | 10 | 5 | 5 |  |  |  | 0 | 0 | U | 0.89 | 0 | 1 | 1500 MCMCUPTC | 0 | 0 | 0 | 0 | 0 | 0 | 0 | 0 | 0 | 0 | 0 | 0 | 0 | 0 | 0 | 0 | 0 | 0 | 0 | 0 | 0 | 0 | 0 | 12 | 1
NO |  | 135 | 2016 | 10 | 6 | 6 |  |  |  | 0 | 0 | U | 0.11 | 0 | 1 | 1250 MCM ALSD | 0 | 0 | 0 | 0 | 0 | 0 | 0 | 0 | 0 | 0 | 0 | 0 | 0 | 0 | 0 | 0 | 0 | 0 | 0 | 0 | 0 | 0 | 0 | 12 | 1
NO |  | 135 | 2016 | 10 | 7 | 7 |  |  |  | 0 | 0 | WFS | 0.04 | 0 | 1 | 795 MCM ACSR | 0 | 0 | 0 | 0 | 0 | 0 | 0 | 0 | 0 | 0 | 0 | 0 | 0 | 0 | 0 | 0 | 0 | 0 | 0 | 0 | 0 | 0 | 0 | 12 | 1
NO |  | 135 | 2016 | 10 | 8 | 8 |  | Woodlyn Sub - 7142 | Upper Darby Sub | 66 | 66 | U | 0 | 0 | 1 | 500 MCMCUOFC | 0 | 0 | 0 | 0 | 0 | 0 | 0 | 0 | 0 | 0 | 0 | 0 | 0 | 0 | 0 | 0 | 0 | 0 | 0 | 0 | 0 | 0 | 0 | 12 | 1
NO |  | 135 | 2016 | 10 | 9 | 9 |  |  |  | 0 | 0 | U | 0 | 0 | 0 | 1100 MCMCUOFC | 0 | 0 | 0 | 0 | 0 | 0 | 0 | 0 | 0 | 0 | 0 | 0 | 0 | 0 | 0 | 0 | 0 | 0 | 0 | 0 | 0 | 0 | 0 | 12 | 1
NO |  | 135 | 2016 | 10 | 10 | 10 |  | Goshen - Middle 7143 | Newtown Sub | 0 | 0 | U | 0 | 0 | 0 | 1500 MCMCUOFC | 0 | 0 | 0 | 0 | 0 | 0 | 0 | 0 | 0 | 0 | 0 | 0 | 0 | 0 | 0 | 0 | 0 | 0 | 0 | 0 | 0 | 0 | 0 | 12 | 1
NO |  | 135 | 2016 | 10 | 11 | 11 |  | Chester Sub - 7144 | Chichester Sub | 66 | 66 | TS | 0.7 | 0 | 1 | 795 MCM ACSR | 0 | 0 | 0 | 0 | 0 | 0 | 0 | 0 | 0 | 0 | 0 | 0 | 0 | 0 | 0 | 0 | 0 | 0 | 0 | 0 | 0 | 0 | 0 | 12 | 1
NO |  | 135 | 2016 | 10 | 12 | 12 |  |  |  | 0 | 0 | ST | 0.36 | 0 | 1 | 795 MCM ACSR | 0 | 0 | 0 | 0 | 0 | 0 | 0 | 0 | 0 | 0 | 0 | 0 | 0 | 0 | 0 | 0 | 0 | 0 | 0 | 0 | 0 | 0 | 0 | 12 | 1
NO |  | 135 | 2016 | 10 | 13 | 13 |  |  |  | 0 | 0 | AT | 0 | 1.24 | 1 | 795 ACSR | 0 | 0 | 0 | 0 | 0 | 0 | 0 | 0 | 0 | 0 | 0 | 661350196 | 0 | 0 | 0 | 0 | 0 | 0 | 0 | 0 | 0 | 0 | 0 | 12 | 1
NO |  | 135 | 2016 | 10 | 14 | 14 |  |  |  | 0 | 0 | U | 0.35 | 0 | 1 | 1500 MCMCUPTC | 0 | 0 | 0 | 0 | 0 | 0 | 0 | 0 | 0 | 0 | 0 | 0 | 0 | 0 | 0 | 0 | 0 | 0 | 0 | 0 | 0 | 0 | 0 | 12 | 1
NO |  | 135 | 2016 | 10 | 15 | 15 |  |  |  | 0 | 0 | U | 2.78 | 0 | 1 | 1500 MCMCUPTC | 0 | 0 | 0 | 0 | 0 | 0 | 0 | 0 | 0 | 0 | 0 | 0 | 0 | 0 | 0 | 0 | 0 | 0 | 0 | 0 | 0 | 0 | 0 | 12 | 1
NO |  | 135 | 2016 | 10 | 16 | 16 |  |  |  | 0 | 0 | WP | 0.08 | 0 | 1 | 795 MCM ACSR | 0 | 0 | 0 | 0 | 0 | 0 | 0 | 0 | 0 | 0 | 0 | 0 | 0 | 0 | 0 | 0 | 0 | 0 | 0 | 0 | 0 | 0 | 0 | 12 | 1
NO |  | 135 | 2016 | 10 | 17 | 17 |  |  |  | 0 | 0 | WP | 0.23 | 0 | 0 | 477 KCMD ACSR | 0 | 0 | 0 | 0 | 0 | 0 | 0 | 0 | 0 | 0 | 0 | 0 | 0 | 0 | 0 | 0 | 0 | 0 | 0 | 0 | 0 | 0 | 0 | 12 | 1
NO |  | 135 | 2016 | 10 | 18 | 18 |  |  |  | 0 | 0 | SP | 0.77 | 0 | 0 | 447 KCMD ACSR | 0 | 0 | 0 | 0 | 0 | 0 | 0 | 0 | 0 | 0 | 0 | 0 | 0 | 0 | 0 | 0 | 0 | 0 | 0 | 0 | 0 | 0 | 0 | 12 | 1
NO |  | 135 | 2016 | 10 | 19 | 19 |  | Chichester Sub - 7145 | Delaware Power & Light | 66 | 66 | U | 0.3 | 0 | 1 | 1500 KCMIL CU OFC | 0 | 0 | 0 | 0 | 0 | 0 | 0 | 0 | 0 | 0 | 0 | 0 | 0 | 0 | 0 | 0 | 0 | 0 | 0 | 0 | 0 | 0 | 0 | 12 | 1
NO |  | 135 | 2016 | 10 | 20 | 20 |  |  |  | 0 | 0 | ST | 0.8 | 0 | 1 | 395.5 KCMIL ACSR | 0 | 0 | 0 | 0 | 0 | 0 | 0 | 0 | 0 | 0 | 0 | 0 | 0 | 0 | 0 | 0 | 0 | 0 | 0 | 0 | 0 | 0 | 0 | 12 | 1
NO |  | 135 | 2016 | 10 | 21 | 21 |  |  |  | 0 | 0 | WP | 1.25 | 0 | 1 | 556 KCMIL AAC | 0 | 0 | 0 | 0 | 0 | 0 | 0 | 0 | 0 | 0 | 0 | 0 | 0 | 0 | 0 | 0 | 0 | 0 | 0 | 0 | 0 | 0 | 0 | 12 | 1
NO |  | 135 | 2016 | 10 | 22 | 22 |  |  |  | 0 | 0 | ST | 0.57 | 0 | 1 | 477 KCMIL ACSR | 0 | 0 | 0 | 0 | 0 | 0 | 0 | 0 | 0 | 0 | 0 | 0 | 0 | 0 | 0 | 0 | 0 | 0 | 0 | 0 | 0 | 0 | 0 | 12 | 1
NO |  | 135 | 2016 | 10 | 23 | 23 |  | Chester Sub - 7147 | Woodlyn Sub | 66 | 66 | U | 0 | 0 | 0 |  | 0 | 0 | 0 | 0 | 0 | 0 | 0 | 0 | 0 | 0 | 0 | 0 | 0 | 0 | 0 | 0 | 0 | 0 | 0 | 0 | 0 | 0 | 0 | 12 | 1
NO |  | 135 | 2016 | 10 | 24 | 24 |  | Island Rd Sub - 7148 | Eddystone Sub | 0 | 0 |  | 0 | 0 | 0 |  | 0 | 0 | 0 | 0 | 0 | 0 | 0 | 0 | 0 | 0 | 0 | 0 | 0 | 0 | 0 | 0 | 0 | 0 | 0 | 0 | 0 | 0 | 0 | 12 | 1
NO |  | 135 | 2016 | 10 | 25 | 25 |  | Westmoreland Sub - 7168 | Whitemarsh Sub | 66 | 132 | TS | 0 | 0.63 | 2 | 795 MCM ACSR | 0 | 0 | 0 | 0 | 0 | 0 | 0 | 0 | 0 | 0 | 0 | 661350197 | 0 | 0 | 0 | 0 | 0 | 0 | 0 | 0 | 0 | 0 | 0 | 12 | 1
NO |  | 135 | 2016 | 10 | 26 | 26 |  |  |  | 0 | 0 | ST | 0.3 | 0 | 1 |  | 0 | 0 | 0 | 0 | 0 | 0 | 0 | 0 | 0 | 0 | 0 | 0 | 0 | 0 | 0 | 0 | 0 | 0 | 0 | 0 | 0 | 0 | 0 | 12 | 1
NO |  | 135 | 2016 | 10 | 27 | 27 |  |  |  | 0 | 0 | ST | 0.25 | 0 | 2 | 500 MCM CU | 0 | 0 | 0 | 0 | 0 | 0 | 0 | 0 | 0 | 0 | 0 | 0 | 0 | 0 | 0 | 0 | 0 | 0 | 0 | 0 | 0 | 0 | 0 | 12 | 1
NO |  | 135 | 2016 | 10 | 28 | 28 |  |  |  | 0 | 0 | ST | 0 | 4.31 | 2 |  | 0 | 0 | 0 | 0 | 0 | 0 | 0 | 0 | 0 | 0 | 0 | 661350198 | 0 | 0 | 0 | 0 | 0 | 0 | 0 | 0 | 0 | 0 | 0 | 12 | 1
NO |  | 135 | 2016 | 10 | 29 | 29 |  |  |  | 0 | 0 | HFS | 0 | 4.86 | 2 |  | 0 | 0 | 0 | 0 | 0 | 0 | 0 | 0 | 0 | 0 | 0 | 661350199 | 0 | 0 | 0 | 0 | 0 | 0 | 0 | 0 | 0 | 0 | 0 | 12 | 1
NO |  | 135 | 2016 | 10 | 30 | 30 |  |  |  | 0 | 0 | HFS | 0.34 | 0 | 1 | 795 MCM ACSR | 0 | 0 | 0 | 0 | 0 | 0 | 0 | 0 | 0 | 0 | 0 | 0 | 0 | 0 | 0 | 0 | 0 | 0 | 0 | 0 | 0 | 0 | 0 | 12 | 1
NO |  | 135 | 2016 | 10 | 31 | 31 |  | Roxburo Sub - 7169 | Westmoreland Sub | 66 | 66 | TS | 1.51 | 0 | 1 | 795 MCM ACSR | 0 | 0 | 0 | 0 | 0 | 0 | 0 | 0 | 0 | 0 | 0 | 0 | 0 | 0 | 0 | 0 | 0 | 0 | 0 | 0 | 0 | 0 | 0 | 12 | 1
NO |  | 135 | 2016 | 10 | 32 | 32 |  |  |  | 0 | 0 | ST | 4.86 | 0 | 2 | 500 MCM CU | 0 | 0 | 0 | 0 | 0 | 0 | 0 | 0 | 0 | 0 | 0 | 661350200 | 0 | 0 | 0 | 0 | 0 | 0 | 0 | 0 | 0 | 0 | 0 | 12 | 1
NO |  | 135 | 2016 | 10 | 33 | 33 |  |  |  | 0 | 0 | U | 0.08 | 0 | 1 | 1250 MCMCUSD | 0 | 0 | 0 | 0 | 0 | 0 | 0 | 0 | 0 | 0 | 0 | 0 | 0 | 0 | 0 | 0 | 0 | 0 | 0 | 0 | 0 | 0 | 0 | 12 | 1
NO |  | 135 | 2016 | 10 | 34 | 34 |  |  |  | 66 | 66 | HFS | 0 | 0.5 | 2 | 795 MCM ACSR | 0 | 0 | 0 | 0 | 0 | 0 | 0 | 0 | 0 | 0 | 0 | 0 | 0 | 0 | 0 | 0 | 0 | 0 | 0 | 0 | 0 | 0 | 0 | 12 | 1
NO |  | 135 | 2016 | 10 | 35 | 35 |  |  |  | 66 | 66 | ST | 2.97 | 0 | 1 | 795 MCM ACSR | 0 | 0 | 0 | 0 | 0 | 0 | 0 | 0 | 0 | 0 | 0 | 0 | 0 | 0 | 0 | 0 | 0 | 0 | 0 | 0 | 0 | 0 | 0 | 12 | 1
NO |  | 135 | 2016 | 11 | 1 | 1 |  | Plymouth Meeting Sub 7171 | Barbadoes Sub | 66 | 66 | ST | 0 | 0 | 0 |  | 0 | 0 | 0 | 0 | 0 | 0 | 0 | 0 | 0 | 0 | 0 | 0 | 0 | 0 | 0 | 0 | 0 | 0 | 0 | 0 | 0 | 0 | 0 | 12 | 1
NO |  | 135 | 2016 | 11 | 2 | 2 |  | Barbadoes Sub - 7172 | Cromby Sub | 66 | 66 | ST | 0 | 0 | 0 |  | 0 | 0 | 0 | 0 | 0 | 0 | 0 | 0 | 0 | 0 | 0 | 0 | 0 | 0 | 0 | 0 | 0 | 0 | 0 | 0 | 0 | 0 | 0 | 12 | 1
NO |  | 135 | 2016 | 11 | 3 | 3 |  | Plymouth Meeting Sub -7174 | Cromby Sub | 66 | 66 | ST | 0 | 0 | 0 |  | 0 | 0 | 0 | 0 | 0 | 0 | 0 | 0 | 0 | 0 | 0 | 0 | 0 | 0 | 0 | 0 | 0 | 0 | 0 | 0 | 0 | 0 | 0 | 12 | 1
NO |  | 135 | 2016 | 11 | 4 | 4 |  |  |  | 0 | 0 | HFW | 0 | 0 | 0 |  | 0 | 0 | 0 | 0 | 0 | 0 | 0 | 0 | 0 | 0 | 0 | 0 | 0 | 0 | 0 | 0 | 0 | 0 | 0 | 0 | 0 | 0 | 0 | 12 | 1
NO |  | 135 | 2016 | 11 | 5 | 5 |  |  |  | 0 | 0 | WP | 0 | 0 | 0 |  | 0 | 0 | 0 | 0 | 0 | 0 | 0 | 0 | 0 | 0 | 0 | 0 | 0 | 0 | 0 | 0 | 0 | 0 | 0 | 0 | 0 | 0 | 0 | 12 | 1
NO |  | 135 | 2016 | 11 | 6 | 6 |  | Passyunk Sub - 7177 | Southwark Sub | 66 | 66 | U | 3.14 | 0 | 1 |  | 0 | 0 | 0 | 0 | 0 | 0 | 0 | 0 | 0 | 0 | 0 | 0 | 0 | 0 | 0 | 0 | 0 | 0 | 0 | 0 | 0 | 0 | 0 | 12 | 1
NO |  | 135 | 2016 | 11 | 7 | 7 |  | Cromby Sub - 7180 | Moser Sub -6680 | 66 | 66 | WP | 3.3 | 0 | 1 | 4/0 CU | 0 | 0 | 0 | 0 | 0 | 0 | 0 | 0 | 0 | 0 | 0 | 0 | 0 | 0 | 0 | 0 | 0 | 0 | 0 | 0 | 0 | 0 | 0 | 12 | 1
NO |  | 135 | 2016 | 11 | 8 | 8 |  |  |  | 0 | 0 | HFW | 2.8 | 0 | 1 | 4/0 CU | 0 | 0 | 0 | 0 | 0 | 0 | 0 | 0 | 0 | 0 | 0 | 0 | 0 | 0 | 0 | 0 | 0 | 0 | 0 | 0 | 0 | 0 | 0 | 12 | 1
NO |  | 135 | 2016 | 11 | 9 | 9 |  |  |  | 0 | 0 | ST | 0.34 | 0 | 1 | 336.4 ACSR | 0 | 0 | 0 | 0 | 0 | 0 | 0 | 0 | 0 | 0 | 0 | 0 | 0 | 0 | 0 | 0 | 0 | 0 | 0 | 0 | 0 | 0 | 0 | 12 | 1
NO |  | 135 | 2016 | 11 | 10 | 10 |  |  |  | 0 | 0 | WP | 0.6 | 0 | 1 | 336.4 ACSR | 0 | 0 | 0 | 0 | 0 | 0 | 0 | 0 | 0 | 0 | 0 | 0 | 0 | 0 | 0 | 0 | 0 | 0 | 0 | 0 | 0 | 0 | 0 | 12 | 1
NO |  | 135 | 2016 | 11 | 11 | 11 |  |  |  | 0 | 0 | TS | 1.77 | 0 | 2 | 336.4 ACSR | 0 | 0 | 0 | 0 | 0 | 0 | 0 | 0 | 0 | 0 | 0 | 0 | 0 | 0 | 0 | 0 | 0 | 0 | 0 | 0 | 0 | 0 | 0 | 12 | 1
NO |  | 135 | 2016 | 11 | 12 | 12 |  |  |  | 0 | 0 | U | 2 | 0 | 1 | 2000 MCM CU | 0 | 0 | 0 | 0 | 0 | 0 | 0 | 0 | 0 | 0 | 0 | 0 | 0 | 0 | 0 | 0 | 0 | 0 | 0 | 0 | 0 | 0 | 0 | 12 | 1
NO |  | 135 | 2016 | 11 | 13 | 13 |  | Cromby Sub - 7181 | Moser Sub 6681 | 66 | 66 | ST | 7.64 | 0 | 2 | 336.4 ACSR | 0 | 0 | 0 | 0 | 0 | 0 | 0 | 0 | 0 | 0 | 0 | 0 | 0 | 0 | 0 | 0 | 0 | 0 | 0 | 0 | 0 | 0 | 0 | 12 | 1
NO |  | 135 | 2016 | 11 | 14 | 14 |  |  |  | 0 | 0 | HFW | 2.1 | 0 | 1 | 477 ACSR | 0 | 0 | 0 | 0 | 0 | 0 | 0 | 0 | 0 | 0 | 0 | 0 | 0 | 0 | 0 | 0 | 0 | 0 | 0 | 0 | 0 | 0 | 0 | 12 | 1
NO |  | 135 | 2016 | 11 | 15 | 15 |  |  |  | 0 | 0 | U | 0.97 | 0 | 1 | 1100 CUOFC | 0 | 0 | 0 | 0 | 0 | 0 | 0 | 0 | 0 | 0 | 0 | 0 | 0 | 0 | 0 | 0 | 0 | 0 | 0 | 0 | 0 | 0 | 0 | 12 | 1
NO |  | 135 | 2016 | 11 | 19 | 19 |  | Bradford Sub - 7190 | Cromby Sub | 66 | 66 |  | 0 | 0 | 0 |  | 0 | 0 | 0 | 0 | 0 | 0 | 0 | 0 | 0 | 0 | 0 | 0 | 0 | 0 | 0 | 0 | 0 | 0 | 0 | 0 | 0 | 0 | 0 | 12 | 1
NO |  | 135 | 2016 | 11 | 20 | 20 |  | Tredyffrin - 6905 | Newtown Square | 66 | 66 | WP | 6.22 | 0 | 1 | 566 MCM AL | 0 | 0 | 0 | 0 | 0 | 0 | 0 | 0 | 0 | 0 | 0 | 0 | 0 | 0 | 0 | 0 | 0 | 0 | 0 | 0 | 0 | 0 | 0 | 12 | 1
NO |  | 135 | 2016 | 11 | 21 | 21 |  |  |  | 0 | 0 | U | 0.48 | 0 | 0 | 2000 MCMCU | 0 | 0 | 0 | 0 | 0 | 0 | 0 | 0 | 0 | 0 | 0 | 0 | 0 | 0 | 0 | 0 | 0 | 0 | 0 | 0 | 0 | 0 | 0 | 12 | 1
NO |  | 135 | 2016 | 11 | 26 | 26 |  | Planebrook | Eagle | 69 | 0 | WP | 9.65 | 0 | 0 | 795 ACSR | 0 | 0 | 0 | 0 | 0 | 0 | 0 | 0 | 0 | 0 | 0 | 0 | 0 | 0 | 0 | 0 | 0 | 0 | 0 | 0 | 0 | 0 | 0 | 12 | 1
NO |  | 135 | 2016 | 11 | 27 | 27 |  | Cromby | Eagle | 69 | 0 | WP | 10.3 | 0 | 0 | 795 ACSR | 0 | 0 | 0 | 0 | 0 | 0 | 0 | 0 | 0 | 0 | 0 | 0 | 0 | 0 | 0 | 0 | 0 | 0 | 0 | 0 | 0 | 0 | 0 | 12 | 1
NO |  | 135 | 2016 | 11 | 28 | 28 |  | Chester | Blueball | 69 | 0 | WP/TS | 0.03 | 0 | 0 | 795 ACSR | 0 | 0 | 0 | 0 | 0 | 0 | 0 | 0 | 0 | 0 | 0 | 0 | 0 | 0 | 0 | 0 | 0 | 0 | 0 | 0 | 0 | 0 | 0 | 12 | 1
NO |  | 135 | 2016 | 11 | 29 | 29 |  |  |  | 69 | 0 | TS | 0.27 | 0 | 0 | 477 ACSR | 0 | 0 | 0 | 0 | 0 | 0 | 0 | 0 | 0 | 0 | 0 | 0 | 0 | 0 | 0 | 0 | 0 | 0 | 0 | 0 | 0 | 0 | 0 | 12 | 1
NO |  | 135 | 2016 | 11 | 30 | 30 |  |  |  | 69 | 0 | WP | 0.79 | 0 | 0 | 397.5 ACSR | 0 | 0 | 0 | 0 | 0 | 0 | 0 | 0 | 0 | 0 | 0 | 0 | 0 | 0 | 0 | 0 | 0 | 0 | 0 | 0 | 0 | 0 | 0 | 12 | 1
NO |  | 135 | 2016 | 11 | 31 | 31 |  |  |  | 69 | 0 | TS | 1.27 | 0 | 0 | 556 AAL | 0 | 0 | 0 | 0 | 0 | 0 | 0 | 0 | 0 | 0 | 0 | 0 | 0 | 0 | 0 | 0 | 0 | 0 | 0 | 0 | 0 | 0 | 0 | 12 | 1
NO |  | 135 | 2016 | 11 | 32 | 32 |  |  |  | 69 | 0 | U | 0.3 | 0 | 0 | 1500 CU XLP | 0 | 0 | 0 | 0 | 0 | 0 | 0 | 0 | 0 | 0 | 0 | 0 | 0 | 0 | 0 | 0 | 0 | 0 | 0 | 0 | 0 | 0 | 0 | 12 | 1
NO |  | 135 | 2016 | 11 | 34 | 34 |  | Eddystone Sub - 7051 | Island Road | 230 | 0 | TS | 5.98 | 0 | 0 | 1590 ACSR | 0 | 0 | 0 | 0 | 0 | 0 | 0 | 0 | 0 | 0 | 0 | 0 | 0 | 0 | 0 | 0 | 0 | 0 | 0 | 0 | 0 | 0 | 0 | 12 | 1
NO |  | 136 | 2016 | 0 | 1 | 1 |  | Conemaugh | Juniata | 500 | 500 | Steel Tower | 106.17 | 15.86 | 1 | 2493 MCM ACAR | 0 | 0 | 0 | 0 | 0 | 0 | 0 | 0 | 0 | 0 | 0 | 0 | 0 | 0 | 0 | 0 | 0 | 0 | 0 | 0 | 0 | 0 | 0 | 12 | 1
NO |  | 136 | 2016 | 0 | 2 | 2 |  | Cabot | Keystone | 500 | 500 | Steel Tower | 0.05 | 0 | 1 |  | 0 | 0 | 0 | 0 | 0 | 0 | 0 | 0 | 0 | 0 | 0 | 0 | 0 | 0 | 0 | 0 | 0 | 0 | 0 | 0 | 0 | 0 | 0 | 12 | 1
NO |  | 136 | 2016 | 0 | 3 | 3 |  | Conemaugh | Keystone | 500 | 500 | Steel Tower | 25.83 | 0 | 1 | 2493 MCM ACAR | 0 | 0 | 0 | 0 | 0 | 0 | 0 | 0 | 0 | 0 | 0 | 0 | 0 | 0 | 0 | 0 | 0 | 0 | 0 | 0 | 0 | 0 | 0 | 12 | 1
NO |  | 136 | 2016 | 0 | 4 | 4 |  | Juniata | Keystone | 500 | 500 | Steel Tower | 102.4 | 15.98 | 1 | 2493 MCM ACAR | 0 | 0 | 0 | 0 | 0 | 0 | 0 | 0 | 0 | 0 | 0 | 0 | 0 | 0 | 0 | 0 | 0 | 0 | 0 | 0 | 0 | 0 | 0 | 12 | 1
NO |  | 136 | 2016 | 0 | 5 | 5 |  |  |  | 0 | 0 |  | 0 | 0 | 0 |  | 1719996 | 33213921 | 34933917 | 0 | 0 | 0 | 0 | 0 | 0 | 0 | 0 | 0 | 0 | 0 | 0 | 0 | 0 | 0 | 0 | 0 | 0 | 0 | 0 | 12 | 1
NO |  | 136 | 2016 | 0 | 6 | 6 |  | Total 500 KV Lines |  | 0 | 0 |  | 234.45 | 31.84 | 4 |  | 1719996 | 33213921 | 34933917 | 0 | 0 | 0 | 0 | 0 | 0 | 0 | 0 | 0 | 0 | 0 | 0 | 0 | 0 | 0 | 0 | 0 | 0 | 0 | 0 | 12 | 1
NO |  | 136 | 2016 | 0 | 8 | 8 |  | Erie South | Erie West | 345 | 345 | Steel Tower | 20.27 | 0 | 1 | 1033.5 MCM ACSR | 0 | 0 | 0 | 0 | 0 | 0 | 0 | 0 | 0 | 0 | 0 | 0 | 0 | 0 | 0 | 0 | 0 | 0 | 0 | 0 | 0 | 0 | 0 | 12 | 1
NO |  | 136 | 2016 | 0 | 9 | 9 |  | Perry-Ashtabula | Erie West #29 | 345 | 345 | Steel Tower | 7.15 | 0 | 1 | 1033.5 MCM ACSR | 0 | 0 | 0 | 0 | 0 | 0 | 0 | 0 | 0 | 0 | 0 | 0 | 0 | 0 | 0 | 0 | 0 | 0 | 0 | 0 | 0 | 0 | 0 | 12 | 1
NO |  | 136 | 2016 | 0 | 10 | 10 |  | Handsome Lake | Wayne | 345 | 345 | Steel Tower | 19.4 | 0 | 1 |  | 0 | 0 | 0 | 0 | 0 | 0 | 0 | 0 | 0 | 0 | 0 | 0 | 0 | 0 | 0 | 0 | 0 | 0 | 0 | 0 | 0 | 0 | 0 | 12 | 1
NO |  | 136 | 2016 | 0 | 11 | 11 |  | Armstrong | Handsome lake | 345 | 345 | Steel Tower | 32.93 | 0 | 1 |  | 0 | 0 | 0 | 0 | 0 | 0 | 0 | 0 | 0 | 0 | 0 | 0 | 0 | 0 | 0 | 0 | 0 | 0 | 0 | 0 | 0 | 0 | 0 | 12 | 1
NO |  | 136 | 2016 | 0 | 12 | 12 |  | Armstrong | Homer City | 345 | 345 | Steel Tower | 32.81 | 0 | 1 |  | 0 | 0 | 0 | 0 | 0 | 0 | 0 | 0 | 0 | 0 | 0 | 0 | 0 | 0 | 0 | 0 | 0 | 0 | 0 | 0 | 0 | 0 | 0 | 12 | 1
NO |  | 136 | 2016 | 0 | 13 | 13 |  | Erie West | Wayne | 345 | 345 | Steel Tower | 35.7 | 0 | 1 |  | 0 | 0 | 0 | 0 | 0 | 0 | 0 | 0 | 0 | 0 | 0 | 0 | 0 | 0 | 0 | 0 | 0 | 0 | 0 | 0 | 0 | 0 | 0 | 12 | 1
NO |  | 136 | 2016 | 0 | 14 | 14 |  |  |  | 0 | 0 |  | 0 | 0 | 0 |  | 1164578 | 29629648 | 30794226 | 0 | 0 | 0 | 0 | 0 | 0 | 0 | 0 | 0 | 0 | 0 | 0 | 0 | 0 | 0 | 0 | 0 | 0 | 0 | 0 | 12 | 1
NO |  | 136 | 2016 | 0 | 15 | 15 |  | Total 345 KV Lines |  | 0 | 0 |  | 148.26 | 0 | 6 |  | 1164578 | 29629648 | 30794226 | 0 | 0 | 0 | 0 | 0 | 0 | 0 | 0 | 0 | 0 | 0 | 0 | 0 | 0 | 0 | 0 | 0 | 0 | 0 | 0 | 12 | 1
NO |  | 136 | 2016 | 0 | 17 | 17 |  | Altoona | Raystown | 230 | 230 | Steel Tower | 16.95 | 0 | 1 | 1033.5 MCM ACSR | 0 | 0 | 0 | 0 | 0 | 0 | 0 | 0 | 0 | 0 | 0 | 0 | 0 | 0 | 0 | 0 | 0 | 0 | 0 | 0 | 0 | 0 | 0 | 12 | 1
NO |  | 136 | 2016 | 0 | 18 | 18 |  | Altoona | Bear Rocks | 230 | 230 | Steel Tower | 15.84 | 0 | 1 |  | 0 | 0 | 0 | 0 | 0 | 0 | 0 | 0 | 0 | 0 | 0 | 0 | 0 | 0 | 0 | 0 | 0 | 0 | 0 | 0 | 0 | 0 | 0 | 12 | 1
NO |  | 136 | 2016 | 0 | 19 | 19 |  | Asylum Twp | East Towanda | 230 | 230 | Steel Tower | 0.05 | 0 | 1 |  | 0 | 0 | 0 | 0 | 0 | 0 | 0 | 0 | 0 | 0 | 0 | 0 | 0 | 0 | 0 | 0 | 0 | 0 | 0 | 0 | 0 | 0 | 0 | 12 | 1
NO |  | 136 | 2016 | 0 | 20 | 20 |  | Bear Rocks | Johnstown | 230 | 230 | Steel Tower | 20.44 | 0 | 1 |  | 0 | 0 | 0 | 0 | 0 | 0 | 0 | 0 | 0 | 0 | 0 | 0 | 0 | 0 | 0 | 0 | 0 | 0 | 0 | 0 | 0 | 0 | 0 | 12 | 1
NO |  | 136 | 2016 | 0 | 21 | 21 |  | Dauphin | Juniata 1087 | 230 | 230 | Steel Tower | 6.02 | 0 | 1 |  | 0 | 0 | 0 | 0 | 0 | 0 | 0 | 0 | 0 | 0 | 0 | 0 | 0 | 0 | 0 | 0 | 0 | 0 | 0 | 0 | 0 | 0 | 0 | 12 | 1
NO |  | 136 | 2016 | 0 | 22 | 22 |  | East Towanda | Marshall | 230 | 230 | Steel Tower | 37.17 | 0 | 1 |  | 0 | 0 | 0 | 0 | 0 | 0 | 0 | 0 | 0 | 0 | 0 | 0 | 0 | 0 | 0 | 0 | 0 | 0 | 0 | 0 | 0 | 0 | 0 | 12 | 1
NO |  | 136 | 2016 | 0 | 23 | 23 |  | Elko | Squab Hollow | 230 | 230 | Wood H Frame | 4.03 | 0 | 1 | 1033.5 MCM ACSR | 0 | 0 | 0 | 0 | 0 | 0 | 0 | 0 | 0 | 0 | 0 | 0 | 0 | 0 | 0 | 0 | 0 | 0 | 0 | 0 | 0 | 0 | 0 | 12 | 1
NO |  | 136 | 2016 | 0 | 24 | 24 |  | Erie East | South Ripley Sub | 230 | 230 | Wood H Frame | 4.48 | 0 | 1 | 1033.5 MCM ACSR | 0 | 0 | 0 | 0 | 0 | 0 | 0 | 0 | 0 | 0 | 0 | 0 | 0 | 0 | 0 | 0 | 0 | 0 | 0 | 0 | 0 | 0 | 0 | 12 | 1
NO |  | 136 | 2016 | 0 | 25 | 25 |  | Erie East | Four Mile Jct | 230 | 230 | Wood H Frame | 9.31 | 0 | 1 | 1033.5 MCM ACSR | 0 | 0 | 0 | 0 | 0 | 0 | 0 | 0 | 0 | 0 | 0 | 0 | 0 | 0 | 0 | 0 | 0 | 0 | 0 | 0 | 0 | 0 | 0 | 12 | 1
NO |  | 136 | 2016 | 0 | 26 | 26 |  | Erie South | Four Mile Jct | 230 | 230 | Steel Tower | 4.44 | 0 | 1 |  | 0 | 0 | 0 | 0 | 0 | 0 | 0 | 0 | 0 | 0 | 0 | 0 | 0 | 0 | 0 | 0 | 0 | 0 | 0 | 0 | 0 | 0 | 0 | 12 | 1
NO |  | 136 | 2016 | 0 | 27 | 27 |  | East Towanda | Hillside | 230 | 230 | Wood H Frame | 21.5 | 0 | 1 | 1033.5 MCM ACSR | 0 | 0 | 0 | 0 | 0 | 0 | 0 | 0 | 0 | 0 | 0 | 0 | 0 | 0 | 0 | 0 | 0 | 0 | 0 | 0 | 0 | 0 | 0 | 12 | 1
NO |  | 136 | 2016 | 0 | 28 | 28 |  | East Towanda | North Meshoppen | 230 | 230 | Steel Tower | 22.09 | 0 | 1 |  | 0 | 0 | 0 | 0 | 0 | 0 | 0 | 0 | 0 | 0 | 0 | 0 | 0 | 0 | 0 | 0 | 0 | 0 | 0 | 0 | 0 | 0 | 0 | 12 | 1
NO |  | 136 | 2016 | 0 | 29 | 29 |  | Lackawanna | North Meshoppen | 230 | 230 | Steel Tower | 26.91 | 0 | 1 |  | 0 | 0 | 0 | 0 | 0 | 0 | 0 | 0 | 0 | 0 | 0 | 0 | 0 | 0 | 0 | 0 | 0 | 0 | 0 | 0 | 0 | 0 | 0 | 12 | 1
NO |  | 136 | 2016 | 0 | 30 | 30 |  | Glade | Warren | 230 | 230 | Steel Tower | 11.52 | 0 | 1 |  | 0 | 0 | 0 | 0 | 0 | 0 | 0 | 0 | 0 | 0 | 0 | 0 | 0 | 0 | 0 | 0 | 0 | 0 | 0 | 0 | 0 | 0 | 0 | 12 | 1
NO |  | 136 | 2016 | 0 | 31 | 31 |  | Erie South | Warren | 230 | 230 | Wood H Frame | 50.15 | 0 | 1 | 1033.5 MCM ACSR | 0 | 0 | 0 | 0 | 0 | 0 | 0 | 0 | 0 | 0 | 0 | 0 | 0 | 0 | 0 | 0 | 0 | 0 | 0 | 0 | 0 | 0 | 0 | 12 | 1
NO |  | 136 | 2016 | 0 | 32 | 32 |  | Forest | Glade | 230 | 230 | Wood H Frame | 35.8 | 0 | 1 | 1033.5 MCM ACSR | 0 | 0 | 0 | 0 | 0 | 0 | 0 | 0 | 0 | 0 | 0 | 0 | 0 | 0 | 0 | 0 | 0 | 0 | 0 | 0 | 0 | 0 | 0 | 12 | 1
NO |  | 136 | 2016 | 0 | 33 | 33 |  | Forest | Squab Hollow | 230 | 230 | Steel Tower | 7.94 | 0 | 1 |  | 0 | 0 | 0 | 0 | 0 | 0 | 0 | 0 | 0 | 0 | 0 | 0 | 0 | 0 | 0 | 0 | 0 | 0 | 0 | 0 | 0 | 0 | 0 | 12 | 1
NO |  | 136 | 2016 | 0 | 34 | 34 |  | Glade Tap | Lewis Run | 230 | 230 | Wood H Frame | 23.18 | 0 | 1 | 1590 MCM ACSR | 0 | 0 | 0 | 0 | 0 | 0 | 0 | 0 | 0 | 0 | 0 | 0 | 0 | 0 | 0 | 0 | 0 | 0 | 0 | 0 | 0 | 0 | 0 | 12 | 1
NO |  | 136 | 2016 | 0 | 35 | 35 |  | Homer City | Seward | 230 | 230 | Wood H Frame | 14.81 | 0 | 1 | 636 MCM ACSR | 0 | 0 | 0 | 0 | 0 | 0 | 0 | 0 | 0 | 0 | 0 | 0 | 0 | 0 | 0 | 0 | 0 | 0 | 0 | 0 | 0 | 0 | 0 | 12 | 1
NO |  | 136 | 2016 | 0 | 36 | 36 |  | TOTAL |  | 0 | 0 |  | 2761.07 | 31.84 | 46 |  | 12966916 | 351745810 | 364712726 | 655359 | 8289563 | 3671920 | 12616842 | 0 | 0 | 0 | 0 | 0 | 0 | 0 | 0 | 0 | 0 | 0 | 0 | 0 | 0 | 0 | 0 | 12 | 1
NO |  | 136 | 2016 | 1 | 1 | 1 |  | Johnstown | Homer City | 230 | 230 | Steel Tower | 19.3 | 0 | 1 | 636 MCM ACSR | 0 | 0 | 0 | 0 | 0 | 0 | 0 | 0 | 0 | 0 | 0 | 0 | 0 | 0 | 0 | 0 | 0 | 0 | 0 | 0 | 0 | 0 | 0 | 12 | 1
NO |  | 136 | 2016 | 1 | 2 | 2 |  | Homer City | Hooversville | 230 | 230 | Wood H Frame | 34.48 | 0 | 1 | 1590 MCM ACSR | 0 | 0 | 0 | 0 | 0 | 0 | 0 | 0 | 0 | 0 | 0 | 0 | 0 | 0 | 0 | 0 | 0 | 0 | 0 | 0 | 0 | 0 | 0 | 12 | 1
NO |  | 136 | 2016 | 1 | 3 | 3 |  | Juniata | Lewistown | 230 | 230 | Wood H Frame | 24.67 | 0 | 1 |  | 0 | 0 | 0 | 0 | 0 | 0 | 0 | 0 | 0 | 0 | 0 | 0 | 0 | 0 | 0 | 0 | 0 | 0 | 0 | 0 | 0 | 0 | 0 | 12 | 1
NO |  | 136 | 2016 | 1 | 4 | 4 |  | Keystone | Homer City | 230 | 230 | Wood C Frame | 13.02 | 0 | 1 | 636 MCM ACSR | 0 | 0 | 0 | 0 | 0 | 0 | 0 | 0 | 0 | 0 | 0 | 0 | 0 | 0 | 0 | 0 | 0 | 0 | 0 | 0 | 0 | 0 | 0 | 12 | 1
NO |  | 136 | 2016 | 1 | 5 | 5 |  | Lewistown | Yeagertown No. 1 | 230 | 230 | Wood C Frame | 5.24 | 0 | 1 | 1033.5 MCM ACSR | 0 | 0 | 0 | 0 | 0 | 0 | 0 | 0 | 0 | 0 | 0 | 0 | 0 | 0 | 0 | 0 | 0 | 0 | 0 | 0 | 0 | 0 | 0 | 12 | 1
NO |  | 136 | 2016 | 1 | 6 | 6 |  | Lewistown | Yeagertown No.2 | 230 | 230 | Steel Tower | 5.3 | 0 | 1 | 1033.5 MCM ACSR | 0 | 0 | 0 | 0 | 0 | 0 | 0 | 0 | 0 | 0 | 0 | 0 | 0 | 0 | 0 | 0 | 0 | 0 | 0 | 0 | 0 | 0 | 0 | 12 | 1
NO |  | 136 | 2016 | 1 | 7 | 7 |  | Marshall | Moshannon | 230 | 230 | Steel Tower | 68.68 | 0 | 1 |  | 0 | 0 | 0 | 0 | 0 | 0 | 0 | 0 | 0 | 0 | 0 | 0 | 0 | 0 | 0 | 0 | 0 | 0 | 0 | 0 | 0 | 0 | 0 | 12 | 1
NO |  | 136 | 2016 | 1 | 8 | 8 |  | Raystown | Lewistown | 230 | 230 | Steel Tower | 27.33 | 0 | 1 | 1033.5 MCM ACSR | 0 | 0 | 0 | 0 | 0 | 0 | 0 | 0 | 0 | 0 | 0 | 0 | 0 | 0 | 0 | 0 | 0 | 0 | 0 | 0 | 0 | 0 | 0 | 12 | 1
NO |  | 136 | 2016 | 1 | 9 | 9 |  | Seward | Johnstown | 230 | 230 | Wood H Frame | 6.68 | 0 | 1 | 1033.5 MCM ACSR | 0 | 0 | 0 | 0 | 0 | 0 | 0 | 0 | 0 | 0 | 0 | 0 | 0 | 0 | 0 | 0 | 0 | 0 | 0 | 0 | 0 | 0 | 0 | 12 | 1
NO |  | 136 | 2016 | 1 | 10 | 10 |  | Shawville | Elko | 230 | 230 | Wood H Frame | 28.56 | 0 | 1 | 1033.5 MCM ACSR | 0 | 0 | 0 | 0 | 0 | 0 | 0 | 0 | 0 | 0 | 0 | 0 | 0 | 0 | 0 | 0 | 0 | 0 | 0 | 0 | 0 | 0 | 0 | 12 | 1
NO |  | 136 | 2016 | 1 | 11 | 11 |  | Shawville | Moshannon | 230 | 230 | Wood H Frame | 11.95 | 0 | 1 | 1033.5 MCM ACSR | 0 | 0 | 0 | 0 | 0 | 0 | 0 | 0 | 0 | 0 | 0 | 0 | 0 | 0 | 0 | 0 | 0 | 0 | 0 | 0 | 0 | 0 | 0 | 12 | 1
NO |  | 136 | 2016 | 1 | 12 | 12 |  | Shawville | Shingletown | 230 | 230 | Steel Tower | 40.69 | 0 | 1 | 1033.5 MCM ACSR | 0 | 0 | 0 | 0 | 0 | 0 | 0 | 0 | 0 | 0 | 0 | 0 | 0 | 0 | 0 | 0 | 0 | 0 | 0 | 0 | 0 | 0 | 0 | 12 | 1
NO |  | 136 | 2016 | 1 | 13 | 13 |  | Shingletown | Lewistown | 230 | 230 | Steel Tower | 26.12 | 0 | 1 | 1033.5 MCM ACSR | 0 | 0 | 0 | 0 | 0 | 0 | 0 | 0 | 0 | 0 | 0 | 0 | 0 | 0 | 0 | 0 | 0 | 0 | 0 | 0 | 0 | 0 | 0 | 12 | 1
NO |  | 136 | 2016 | 1 | 14 | 14 |  |  |  | 0 | 0 |  | 0 | 0 | 0 |  | 2660659 | 58674644 | 61335303 | 0 | 0 | 0 | 0 | 0 | 0 | 0 | 0 | 0 | 0 | 0 | 0 | 0 | 0 | 0 | 0 | 0 | 0 | 0 | 0 | 12 | 1
NO |  | 136 | 2016 | 1 | 15 | 15 |  | Total 230 KV Lines |  | 0 | 0 |  | 644.65 | 0 | 32 |  | 2660659 | 58674644 | 61335303 | 0 | 0 | 0 | 0 | 0 | 0 | 0 | 0 | 0 | 0 | 0 | 0 | 0 | 0 | 0 | 0 | 0 | 0 | 0 | 0 | 12 | 1
NO |  | 136 | 2016 | 1 | 17 | 17 |  | Armstrong | Brookville | 138 | 138 | Wood H Frame | 0.54 | 0 | 1 |  | 0 | 0 | 0 | 0 | 0 | 0 | 0 | 0 | 0 | 0 | 0 | 0 | 0 | 0 | 0 | 0 | 0 | 0 | 0 | 0 | 0 | 0 | 0 | 12 | 1
NO |  | 136 | 2016 | 1 | 18 | 18 |  | Blairsville | Social Hall | 138 | 138 | Wood H Frame | 4.73 | 0 | 1 | 636 MCM ACSR | 0 | 0 | 0 | 0 | 0 | 0 | 0 | 0 | 0 | 0 | 0 | 0 | 0 | 0 | 0 | 0 | 0 | 0 | 0 | 0 | 0 | 0 | 0 | 12 | 1
NO |  | 136 | 2016 | 1 | 19 | 19 |  | Brookville | Elko | 138 | 138 | Wood H Frame | 0.54 | 0 | 1 | 636 MCM ACSR | 0 | 0 | 0 | 0 | 0 | 0 | 0 | 0 | 0 | 0 | 0 | 0 | 0 | 0 | 0 | 0 | 0 | 0 | 0 | 0 | 0 | 0 | 0 | 12 | 1
NO |  | 136 | 2016 | 1 | 20 | 20 |  | Roxbury | Grand Point West Penn | 138 | 138 | Wood H Frame | 5.57 | 0 | 1 | 636 MCM ACSR | 0 | 0 | 0 | 0 | 0 | 0 | 0 | 0 | 0 | 0 | 0 | 0 | 0 | 0 | 0 | 0 | 0 | 0 | 0 | 0 | 0 | 0 | 0 | 12 | 1
NO |  | 136 | 2016 | 1 | 21 | 21 |  |  |  | 0 | 0 |  | 0 | 0 | 0 |  | 61061 | 863756 | 924817 | 0 | 0 | 0 | 0 | 0 | 0 | 0 | 0 | 0 | 0 | 0 | 0 | 0 | 0 | 0 | 0 | 0 | 0 | 0 | 0 | 12 | 1
NO |  | 136 | 2016 | 1 | 22 | 22 |  | Total 138 KV Lines |  | 0 | 0 |  | 11.38 | 0 | 4 |  | 61061 | 863756 | 924817 | 0 | 0 | 0 | 0 | 0 | 0 | 0 | 0 | 0 | 0 | 0 | 0 | 0 | 0 | 0 | 0 | 0 | 0 | 0 | 0 | 12 | 1
SI/NO | A | 136 | 2016 | 1 | 24 | 24 |  | 115 kv Lines | Various | 115 | 115 |  | 1355.71 | 0 | 0 |  | 6020392 | 180397147 | 186417539 | 0 | 0 | 0 | 4643520.3648 | 0 | 0 | 0 | 0 | 0 | 0 | 0 | 0 | 0 | 0 | 0 | 0 | 0 | 0 | 0 | 0 | 12 | 1
SI/NO | A | 136 | 2016 | 1 | 26 | 26 |  | 46 kv Lines | Various | 46 | 46 |  | 366.62 | 0 | 0 |  | 1340230 | 48966694 | 50306924 | 0 | 0 | 0 | 1253107.5528 | 0 | 0 | 0 | 0 | 0 | 0 | 0 | 0 | 0 | 0 | 0 | 0 | 0 | 0 | 0 | 0 | 12 | 1
NO |  | 136 | 2016 | 1 | 28 | 28 |  | Operation and Maintenance |  | 0 | 0 |  | 0 | 0 | 0 |  | 0 | 0 | 0 | 655359 | 8289563 | 3671920 | 12616842 | 0 | 0 | 0 | 0 | 0 | 0 | 0 | 0 | 0 | 0 | 0 | 0 | 0 | 0 | 0 | 0 | 12 | 1
NO |  | 136 | 2016 | 1 | 29 | 29 |  | Expense |  | 0 | 0 |  | 0 | 0 | 0 |  | 0 | 0 | 0 | 0 | 0 | 0 | 0 | 0 | 0 | 0 | 0 | 0 | 0 | 0 | 0 | 0 | 0 | 0 | 0 | 0 | 0 | 0 | 0 | 12 | 1
NO |  | 137 | 2016 | 0 | 1 | 1 |  | Beaver Valley | Hanna | 0 | 0 |  | 0 | 0 | 0 |  | 0 | 0 | 0 | 0 | 0 | 0 | 0 | 0 | 0 | 0 | 0 | 0 | 0 | 0 | 0 | 0 | 0 | 0 | 0 | 0 | 0 | 0 | 0 | 12 | 1
NO |  | 137 | 2016 | 0 | 2 | 2 |  | Beaver Valley | Mansfield #1 | 0 | 0 |  | 0 | 0 | 0 |  | 0 | 0 | 0 | 0 | 0 | 0 | 0 | 0 | 0 | 0 | 0 | 0 | 0 | 0 | 0 | 0 | 0 | 0 | 0 | 0 | 0 | 0 | 0 | 12 | 1
NO |  | 137 | 2016 | 0 | 3 | 3 |  | Beaver Valley | Mansfield #2 | 0 | 0 |  | 0 | 0 | 0 |  | 0 | 0 | 0 | 0 | 0 | 0 | 0 | 0 | 0 | 0 | 0 | 0 | 0 | 0 | 0 | 0 | 0 | 0 | 0 | 0 | 0 | 0 | 0 | 12 | 1
NO |  | 137 | 2016 | 0 | 4 | 4 |  | Beaver Valley | Sammis | 0 | 0 |  | 0 | 0 | 0 |  | 0 | 0 | 0 | 0 | 0 | 0 | 0 | 0 | 0 | 0 | 0 | 0 | 0 | 0 | 0 | 0 | 0 | 0 | 0 | 0 | 0 | 0 | 0 | 12 | 1
NO |  | 137 | 2016 | 0 | 5 | 5 |  | Crescent | Mansfield | 0 | 0 |  | 0 | 0 | 0 |  | 0 | 0 | 0 | 0 | 0 | 0 | 0 | 0 | 0 | 0 | 0 | 0 | 0 | 0 | 0 | 0 | 0 | 0 | 0 | 0 | 0 | 0 | 0 | 12 | 1
NO |  | 137 | 2016 | 0 | 6 | 6 |  | Glenwillow | Mansfield | 0 | 0 |  | 0 | 0 | 0 |  | 0 | 0 | 0 | 0 | 0 | 0 | 0 | 0 | 0 | 0 | 0 | 0 | 0 | 0 | 0 | 0 | 0 | 0 | 0 | 0 | 0 | 0 | 0 | 12 | 1
NO |  | 137 | 2016 | 0 | 7 | 7 |  | Hanna | Mansfield | 0 | 0 |  | 0 | 0 | 0 |  | 0 | 0 | 0 | 0 | 0 | 0 | 0 | 0 | 0 | 0 | 0 | 0 | 0 | 0 | 0 | 0 | 0 | 0 | 0 | 0 | 0 | 0 | 0 | 12 | 1
NO |  | 137 | 2016 | 0 | 8 | 8 |  | Hoytdale | Shenango (PA) | 0 | 0 |  | 0 | 0 | 0 |  | 0 | 0 | 0 | 0 | 0 | 0 | 0 | 0 | 0 | 0 | 0 | 0 | 0 | 0 | 0 | 0 | 0 | 0 | 0 | 0 | 0 | 0 | 0 | 12 | 1
NO |  | 137 | 2016 | 0 | 9 | 9 |  | Mansfield | Hoytdale | 0 | 0 |  | 0 | 0 | 0 |  | 0 | 0 | 0 | 0 | 0 | 0 | 0 | 0 | 0 | 0 | 0 | 0 | 0 | 0 | 0 | 0 | 0 | 0 | 0 | 0 | 0 | 0 | 0 | 12 | 1
NO |  | 137 | 2016 | 0 | 10 | 10 |  | Mansfield | Highland | 0 | 0 |  | 0 | 0 | 0 |  | 0 | 0 | 0 | 0 | 0 | 0 | 0 | 0 | 0 | 0 | 0 | 0 | 0 | 0 | 0 | 0 | 0 | 0 | 0 | 0 | 0 | 0 | 0 | 12 | 1
NO |  | 137 | 2016 | 0 | 11 | 11 |  | Niles | Shenago | 0 | 0 |  | 0 | 0 | 0 |  | 0 | 0 | 0 | 0 | 0 | 0 | 0 | 0 | 0 | 0 | 0 | 0 | 0 | 0 | 0 | 0 | 0 | 0 | 0 | 0 | 0 | 0 | 0 | 12 | 1
NO |  | 137 | 2016 | 0 | 12 | 12 |  |  |  | 0 | 0 |  | 112.75 | 0 | 0 |  | 1521908 | 0 | 1521908 | 0 | 0 | 0 | 0 | 0 | 0 | 0 | 0 | 0 | 0 | 0 | 0 | 0 | 0 | 0 | 0 | 0 | 0 | 0 | 0 | 12 | 1
NO |  | 137 | 2016 | 0 | 13 | 13 |  | TOTAL 345 KV Lines |  | 0 | 0 |  | 112.75 | 0 | 0 |  | 1521908 | 0 | 1521908 | 0 | 0 | 0 | 0 | 0 | 0 | 0 | 0 | 0 | 0 | 0 | 0 | 0 | 661370033 | 0 | 0 | 0 | 0 | 0 | 0 | 12 | 1
NO |  | 137 | 2016 | 0 | 15 | 15 |  | Boardman | Shenango | 0 | 0 |  | 0 | 0 | 0 |  | 0 | 0 | 0 | 0 | 0 | 0 | 0 | 0 | 0 | 0 | 0 | 0 | 0 | 0 | 0 | 0 | 0 | 0 | 0 | 0 | 0 | 0 | 0 | 12 | 1
NO |  | 137 | 2016 | 0 | 16 | 16 |  | Cedar Street | Shenago | 0 | 0 |  | 0 | 0 | 0 |  | 0 | 0 | 0 | 0 | 0 | 0 | 0 | 0 | 0 | 0 | 0 | 0 | 0 | 0 | 0 | 0 | 0 | 0 | 0 | 0 | 0 | 0 | 0 | 12 | 1
NO |  | 137 | 2016 | 0 | 17 | 17 |  | Campbell | McDowell | 0 | 0 |  | 0 | 0 | 0 |  | 0 | 0 | 0 | 0 | 0 | 0 | 0 | 0 | 0 | 0 | 0 | 0 | 0 | 0 | 0 | 0 | 0 | 0 | 0 | 0 | 0 | 0 | 0 | 12 | 1
NO |  | 137 | 2016 | 0 | 18 | 18 |  | Cranberry | Hoytdale | 0 | 0 |  | 0 | 0 | 0 |  | 0 | 0 | 0 | 0 | 0 | 0 | 0 | 0 | 0 | 0 | 0 | 0 | 0 | 0 | 0 | 0 | 0 | 0 | 0 | 0 | 0 | 0 | 0 | 12 | 1
NO |  | 137 | 2016 | 0 | 19 | 19 |  | Cranberry | Maple | 0 | 0 |  | 0 | 0 | 0 |  | 0 | 0 | 0 | 0 | 0 | 0 | 0 | 0 | 0 | 0 | 0 | 0 | 0 | 0 | 0 | 0 | 0 | 0 | 0 | 0 | 0 | 0 | 0 | 12 | 1
NO |  | 137 | 2016 | 0 | 20 | 20 |  | Cranberry | Pine #1 | 0 | 0 |  | 0 | 0 | 0 |  | 0 | 0 | 0 | 0 | 0 | 0 | 0 | 0 | 0 | 0 | 0 | 0 | 0 | 0 | 0 | 0 | 0 | 0 | 0 | 0 | 0 | 0 | 0 | 12 | 1
NO |  | 137 | 2016 | 0 | 21 | 21 |  | Cranberry | Pine #2 | 0 | 0 |  | 0 | 0 | 0 |  | 0 | 0 | 0 | 0 | 0 | 0 | 0 | 0 | 0 | 0 | 0 | 0 | 0 | 0 | 0 | 0 | 0 | 0 | 0 | 0 | 0 | 0 | 0 | 12 | 1
NO |  | 137 | 2016 | 0 | 22 | 22 |  | Crossland | Deferco Farrell | 0 | 0 |  | 0 | 0 | 0 |  | 0 | 0 | 0 | 0 | 0 | 0 | 0 | 0 | 0 | 0 | 0 | 0 | 0 | 0 | 0 | 0 | 0 | 0 | 0 | 0 | 0 | 0 | 0 | 12 | 1
NO |  | 137 | 2016 | 0 | 23 | 23 |  | Crossland | Masury | 0 | 0 |  | 0 | 0 | 0 |  | 0 | 0 | 0 | 0 | 0 | 0 | 0 | 0 | 0 | 0 | 0 | 0 | 0 | 0 | 0 | 0 | 0 | 0 | 0 | 0 | 0 | 0 | 0 | 12 | 1
NO |  | 137 | 2016 | 0 | 24 | 24 |  | Crossland | Sharon | 0 | 0 |  | 0 | 0 | 0 |  | 0 | 0 | 0 | 0 | 0 | 0 | 0 | 0 | 0 | 0 | 0 | 0 | 0 | 0 | 0 | 0 | 0 | 0 | 0 | 0 | 0 | 0 | 0 | 12 | 1
NO |  | 137 | 2016 | 0 | 25 | 25 |  | Crossland | Shenago #1 | 0 | 0 |  | 0 | 0 | 0 |  | 0 | 0 | 0 | 0 | 0 | 0 | 0 | 0 | 0 | 0 | 0 | 0 | 0 | 0 | 0 | 0 | 0 | 0 | 0 | 0 | 0 | 0 | 0 | 12 | 1
NO |  | 137 | 2016 | 0 | 26 | 26 |  | Crossland | Shenago #2 | 0 | 0 |  | 0 | 0 | 0 |  | 0 | 0 | 0 | 0 | 0 | 0 | 0 | 0 | 0 | 0 | 0 | 0 | 0 | 0 | 0 | 0 | 0 | 0 | 0 | 0 | 0 | 0 | 0 | 12 | 1
NO |  | 137 | 2016 | 0 | 27 | 27 |  | Hoytdale Steel | Hoytdale | 0 | 0 |  | 0 | 0 | 0 |  | 0 | 0 | 0 | 0 | 0 | 0 | 0 | 0 | 0 | 0 | 0 | 0 | 0 | 0 | 0 | 0 | 0 | 0 | 0 | 0 | 0 | 0 | 0 | 12 | 1
NO |  | 137 | 2016 | 0 | 28 | 28 |  | Hoytdale | Maple | 0 | 0 |  | 0 | 0 | 0 |  | 0 | 0 | 0 | 0 | 0 | 0 | 0 | 0 | 0 | 0 | 0 | 0 | 0 | 0 | 0 | 0 | 0 | 0 | 0 | 0 | 0 | 0 | 0 | 12 | 1
NO |  | 137 | 2016 | 0 | 29 | 29 |  | Krendale | Maple | 0 | 0 |  | 0 | 0 | 0 |  | 0 | 0 | 0 | 0 | 0 | 0 | 0 | 0 | 0 | 0 | 0 | 0 | 0 | 0 | 0 | 0 | 0 | 0 | 0 | 0 | 0 | 0 | 0 | 12 | 1
NO |  | 137 | 2016 | 0 | 30 | 30 |  | Masury | Maysville | 0 | 0 |  | 0 | 0 | 0 |  | 0 | 0 | 0 | 0 | 0 | 0 | 0 | 0 | 0 | 0 | 0 | 0 | 0 | 0 | 0 | 0 | 0 | 0 | 0 | 0 | 0 | 0 | 0 | 12 | 1
NO |  | 137 | 2016 | 0 | 31 | 31 |  | Masury | Shenago | 0 | 0 |  | 0 | 0 | 0 |  | 0 | 0 | 0 | 0 | 0 | 0 | 0 | 0 | 0 | 0 | 0 | 0 | 0 | 0 | 0 | 0 | 0 | 0 | 0 | 0 | 0 | 0 | 0 | 12 | 1
NO |  | 137 | 2016 | 0 | 32 | 32 |  | Newcastle | Cedar St | 0 | 0 |  | 0 | 0 | 0 |  | 0 | 0 | 0 | 0 | 0 | 0 | 0 | 0 | 0 | 0 | 0 | 0 | 0 | 0 | 0 | 0 | 0 | 0 | 0 | 0 | 0 | 0 | 0 | 12 | 1
NO |  | 137 | 2016 | 0 | 33 | 33 |  | Newcastle | Hoytdale #1 | 0 | 0 |  | 0 | 0 | 0 |  | 0 | 0 | 0 | 0 | 0 | 0 | 0 | 0 | 0 | 0 | 0 | 0 | 0 | 0 | 0 | 0 | 0 | 0 | 0 | 0 | 0 | 0 | 0 | 12 | 1
NO |  | 137 | 2016 | 0 | 34 | 34 |  | Newcastle | Hoytdale #2 | 0 | 0 |  | 0 | 0 | 0 |  | 0 | 0 | 0 | 0 | 0 | 0 | 0 | 0 | 0 | 0 | 0 | 0 | 0 | 0 | 0 | 0 | 0 | 0 | 0 | 0 | 0 | 0 | 0 | 12 | 1
NO |  | 137 | 2016 | 0 | 35 | 35 |  | Sharon | Shenago | 0 | 0 |  | 0 | 0 | 0 |  | 0 | 0 | 0 | 0 | 0 | 0 | 0 | 0 | 0 | 0 | 0 | 0 | 0 | 0 | 0 | 0 | 0 | 0 | 0 | 0 | 0 | 0 | 0 | 12 | 1
NO |  | 137 | 2016 | 0 | 36 | 36 |  | TOTAL |  | 0 | 0 |  | 709.4 | 0 | 0 |  | 8670927 | 5644909 | 14315836 | 4448 | 45265 | 0 | 49713 | 0 | 0 | 0 | 0 | 0 | 0 | 0 | 0 | 0 | 0 | 0 | 0 | 0 | 0 | 0 | 0 | 12 | 1
NO |  | 137 | 2016 | 1 | 1 | 1 |  | Shenago | Mcdowell | 0 | 0 |  | 0 | 0 | 0 |  | 0 | 0 | 0 | 0 | 0 | 0 | 0 | 0 | 0 | 0 | 0 | 0 | 0 | 0 | 0 | 0 | 0 | 0 | 0 | 0 | 0 | 0 | 0 | 12 | 1
NO |  | 137 | 2016 | 1 | 2 | 2 |  |  |  | 0 | 0 |  | 182.07 | 0 | 0 |  | 4416944 | 0 | 4416944 | 0 | 0 | 0 | 0 | 0 | 0 | 0 | 0 | 0 | 0 | 0 | 0 | 0 | 0 | 0 | 0 | 0 | 0 | 0 | 0 | 12 | 1
NO |  | 137 | 2016 | 1 | 3 | 3 |  | TOTAL 138 KV Lines |  | 0 | 0 |  | 182.07 | 0 | 0 |  | 4416944 | 0 | 4416944 | 0 | 0 | 0 | 0 | 0 | 0 | 0 | 0 | 0 | 0 | 0 | 0 | 0 | 661370034 | 0 | 0 | 0 | 0 | 0 | 0 | 12 | 1
SI/NO | A | 137 | 2016 | 1 | 5 | 5 |  | 69 kv Lines | Various | 69 | 69 |  | 414.58 | 0 | 0 |  | 2622670 | 1025364 | 3648034 | 0 | 0 | 0 | 90869.7769 | 0 | 0 | 0 | 0 | 0 | 0 | 0 | 0 | 0 | 661370035 | 0 | 0 | 0 | 0 | 0 | 0 | 12 | 1
SI/NO | A | 137 | 2016 | 1 | 6 | 6 |  | 23 kv Lines | Various | 23 | 23 |  | 0 | 0 | 0 |  | 109405 | 4619545 | 4728950 | 0 | 0 | 0 | 117794.5796 | 0 | 0 | 0 | 0 | 0 | 0 | 0 | 0 | 0 | 0 | 0 | 0 | 0 | 0 | 0 | 0 | 12 | 1
NO |  | 137 | 2016 | 1 | 7 | 7 |  |  |  | 0 | 0 |  | 0 | 0 | 0 |  | 0 | 0 | 0 | 4448 | 45265 | 0 | 49713 | 0 | 0 | 0 | 0 | 0 | 0 | 0 | 0 | 0 | 0 | 0 | 0 | 0 | 0 | 0 | 0 | 12 | 1
NO |  | 137 | 2016 | 1 | 8 | 8 |  | Operation and Maintenance |  | 0 | 0 |  | 0 | 0 | 0 |  | 0 | 0 | 0 | 0 | 0 | 0 | 0 | 0 | 0 | 0 | 0 | 0 | 0 | 0 | 0 | 0 | 0 | 0 | 0 | 0 | 0 | 0 | 0 | 12 | 1
NO |  | 137 | 2016 | 1 | 9 | 9 |  | Expense |  | 0 | 0 |  | 0 | 0 | 0 |  | 0 | 0 | 0 | 0 | 0 | 0 | 0 | 0 | 0 | 0 | 0 | 0 | 0 | 0 | 0 | 0 | 0 | 0 | 0 | 0 | 0 | 0 | 0 | 12 | 1
NO |  | 138 | 2016 | 0 | 1 | 1 |  | Alburtis | Branchbg #5016 (H) | 500 | 500 | Steel Tower | 20.87 | 0 | 1 | 2,493 (A) | 822685 | 5114764 | 5937449 | 0 | 0 | 0 | 0 | 661380571 | 0 | 0 | 0 | 0 | 0 | 0 | 0 | 0 | 0 | 0 | 0 | 0 | 0 | 0 | 0 | 12 | 1
NO |  | 138 | 2016 | 0 | 2 | 2 |  | Alburtis | Hosensack #5027 | 500 | 500 | Steel Tower | 4.18 | 0 | 1 | 2,493 (A) | 278715 | 3500594 | 3779309 | 0 | 0 | 0 | 0 | 0 | 0 | 0 | 0 | 0 | 0 | 0 | 0 | 0 | 0 | 0 | 0 | 0 | 0 | 0 | 0 | 12 | 1
NO |  | 138 | 2016 | 0 | 3 | 3 |  |  |  | 0 | 0 | Steel Pole | 0.57 | 0 | 1 | 2,493 (A) | 0 | 0 | 0 | 0 | 0 | 0 | 0 | 0 | 0 | 0 | 0 | 0 | 0 | 0 | 0 | 0 | 0 | 0 | 0 | 0 | 0 | 0 | 0 | 12 | 1
NO |  | 138 | 2016 | 0 | 4 | 4 |  | Conemaugh | Conastone #5013(L) | 500 | 500 | Steel Tower | 3.05 | 0 | 1 | 2,493 (A) | 57830 | 367844 | 425674 | 0 | 0 | 0 | 0 | 0 | 0 | 0 | 0 | 0 | 0 | 0 | 0 | 0 | 0 | 0 | 0 | 0 | 0 | 0 | 0 | 12 | 1
NO |  | 138 | 2016 | 0 | 5 | 5 |  | Conemaugh | Juniata #5005 (H) | 500 | 500 | Steel Tower | 15.91 | 0 | 1 | 2,493 (A) | 168278 | 1961201 | 2129479 | 0 | 0 | 0 | 0 | 0 | 0 | 0 | 0 | 0 | 0 | 0 | 0 | 0 | 0 | 0 | 0 | 0 | 0 | 0 | 0 | 12 | 1
NO |  | 138 | 2016 | 0 | 6 | 6 |  | Juniata | Alburtis #5009(H) | 500 | 500 | Steel Tower | 26.26 | 0 | 1 | 2,493 (A) | 574205 | 5455470 | 6029675 | 0 | 0 | 0 | 0 | 0 | 0 | 0 | 0 | 0 | 0 | 0 | 0 | 0 | 0 | 0 | 0 | 0 | 0 | 0 | 0 | 12 | 1
NO |  | 138 | 2016 | 0 | 7 | 7 |  | Juniata | Sunbury #5046 | 500 | 500 | Steel Tower | 37.66 | 0 | 1 | 2,493 (A) | 624978 | 9669609 | 10294587 | 0 | 0 | 0 | 0 | 0 | 0 | 0 | 0 | 0 | 0 | 0 | 0 | 0 | 0 | 0 | 0 | 0 | 0 | 0 | 0 | 12 | 1
NO |  | 138 | 2016 | 0 | 8 | 8 |  |  |  | 0 | 0 | Steel Pole | 0.49 | 0 | 1 | 2,493 (F) | 0 | 0 | 0 | 0 | 0 | 0 | 0 | 0 | 0 | 0 | 0 | 0 | 0 | 0 | 0 | 0 | 0 | 0 | 0 | 0 | 0 | 0 | 0 | 12 | 1
NO |  | 138 | 2016 | 0 | 9 | 9 |  |  |  | 0 | 0 | "H" Frame | 0 | 0 | 0 |  | 0 | 0 | 0 | 0 | 0 | 0 | 0 | 0 | 0 | 0 | 0 | 0 | 0 | 0 | 0 | 0 | 0 | 0 | 0 | 0 | 0 | 0 | 0 | 12 | 1
NO |  | 138 | 2016 | 0 | 10 | 10 |  | Juniata | Three Mile Island | 0 | 0 |  | 0 | 0 | 0 |  | 0 | 0 | 0 | 0 | 0 | 0 | 0 | 0 | 0 | 0 | 0 | 0 | 0 | 0 | 0 | 0 | 0 | 0 | 0 | 0 | 0 | 0 | 0 | 12 | 1
NO |  | 138 | 2016 | 0 | 11 | 11 |  |  | #5008(H) | 500 | 500 | Steel Tower | 16.8 | 0 | 1 | 2,493 (A) | 329104 | 2016631 | 2345735 | 0 | 0 | 0 | 0 | 0 | 0 | 0 | 0 | 0 | 0 | 0 | 0 | 0 | 0 | 0 | 0 | 0 | 0 | 0 | 0 | 12 | 1
NO |  | 138 | 2016 | 0 | 12 | 12 |  | Keystone | Juniata #5004 (H) | 500 | 500 | Steel Tower | 15.92 | 0 | 1 | 2,493 (A) | 168358 | 2010982 | 2179340 | 0 | 0 | 0 | 0 | 0 | 0 | 0 | 0 | 0 | 0 | 0 | 0 | 0 | 0 | 0 | 0 | 0 | 0 | 0 | 0 | 12 | 1
NO |  | 138 | 2016 | 0 | 13 | 13 |  | Sunbury | Susquehanna #2 | 0 | 0 |  | 0 | 0 | 0 |  | 0 | 0 | 0 | 0 | 0 | 0 | 0 | 0 | 0 | 0 | 0 | 0 | 0 | 0 | 0 | 0 | 0 | 0 | 0 | 0 | 0 | 0 | 0 | 12 | 1
NO |  | 138 | 2016 | 0 | 14 | 14 |  |  | #5045 (K) | 500 | 500 | Steel Pole | 44.2 | 0 | 1 | 2,493 (F) | 574233 | 3204875 | 3779108 | 0 | 0 | 0 | 0 | 0 | 0 | 0 | 0 | 0 | 0 | 0 | 0 | 0 | 0 | 0 | 0 | 0 | 0 | 0 | 0 | 12 | 1
NO |  | 138 | 2016 | 0 | 15 | 15 |  |  |  | 0 | 0 | "H" Frame | 0 | 0 | 0 |  | 0 | 0 | 0 | 0 | 0 | 0 | 0 | 0 | 0 | 0 | 0 | 0 | 0 | 0 | 0 | 0 | 0 | 0 | 0 | 0 | 0 | 0 | 0 | 12 | 1
NO |  | 138 | 2016 | 0 | 16 | 16 |  | Susquehanna | Wescosville #5043 | 500 | 500 | Steel Tower | 8.49 | 0 | 1 | 2,493 (A) | 5055804 | 25802835 | 30858639 | 0 | 0 | 0 | 0 | 0 | 0 | 0 | 0 | 0 | 0 | 0 | 0 | 0 | 0 | 0 | 0 | 0 | 0 | 0 | 0 | 12 | 1
NO |  | 138 | 2016 | 0 | 17 | 17 |  |  |  | 0 | 0 | Steel Pole | 0.12 | 0 | 1 | 1,590 (B) | 697204 | 8155487 | 8852691 | 0 | 0 | 0 | 0 | 0 | 0 | 0 | 0 | 0 | 0 | 0 | 0 | 0 | 0 | 0 | 0 | 0 | 0 | 0 | 0 | 12 | 1
NO |  | 138 | 2016 | 0 | 18 | 18 |  |  |  | 0 | 0 | Steel Pole | 3.49 | 0 | 1 | 1,590 (B) | 0 | 0 | 0 | 0 | 0 | 0 | 0 | 0 | 0 | 0 | 0 | 0 | 0 | 0 | 0 | 0 | 0 | 0 | 0 | 0 | 0 | 0 | 0 | 12 | 1
NO |  | 138 | 2016 | 0 | 19 | 19 |  |  |  | 0 | 0 | "H" Frame | 0 | 0 | 0 |  | 0 | 0 | 0 | 0 | 0 | 0 | 0 | 0 | 0 | 0 | 0 | 0 | 0 | 0 | 0 | 0 | 0 | 0 | 0 | 0 | 0 | 0 | 0 | 12 | 1
NO |  | 138 | 2016 | 0 | 20 | 20 |  |  |  | 0 | 0 | Steel Pole | 55 | 0 | 1 | 2,493 (F) | 0 | 0 | 0 | 0 | 0 | 0 | 0 | 0 | 0 | 0 | 0 | 0 | 0 | 0 | 0 | 0 | 0 | 0 | 0 | 0 | 0 | 0 | 0 | 12 | 1
NO |  | 138 | 2016 | 0 | 21 | 21 |  |  |  | 0 | 0 | "H" Frame | 0 | 0 | 0 |  | 0 | 0 | 0 | 0 | 0 | 0 | 0 | 0 | 0 | 0 | 0 | 0 | 0 | 0 | 0 | 0 | 0 | 0 | 0 | 0 | 0 | 0 | 0 | 12 | 1
NO |  | 138 | 2016 | 0 | 22 | 22 |  | Three Mile | Peach Bottom #5007 | 500 | 500 | Steel Tower | 10.1 | 0 | 1 | 2,493 (A) | 239853 | 5614765 | 5854618 | 0 | 0 | 0 | 0 | 0 | 0 | 0 | 0 | 0 | 0 | 0 | 0 | 0 | 0 | 0 | 0 | 0 | 0 | 0 | 0 | 12 | 1
NO |  | 138 | 2016 | 0 | 23 | 23 |  | Island |  | 500 | 500 | Steel Tower | 1.05 | 0 | 1 | 2,505 (A) | 294198 | 2470824 | 2765022 | 0 | 0 | 0 | 0 | 0 | 0 | 0 | 0 | 0 | 0 | 0 | 0 | 0 | 0 | 0 | 0 | 0 | 0 | 0 | 0 | 12 | 1
NO |  | 138 | 2016 | 0 | 24 | 24 |  | Wescosville | Alburtis #5044 | 500 | 500 | Steel Pole | 5.8 | 0 | 1 | 1,590 (G) | 1627813 | 10701751 | 12329564 | 0 | 0 | 0 | 0 | 0 | 0 | 0 | 0 | 0 | 0 | 0 | 0 | 0 | 0 | 0 | 0 | 0 | 0 | 0 | 0 | 12 | 1
NO |  | 138 | 2016 | 0 | 25 | 25 |  |  |  | 0 | 0 | "H" Frame | 0 | 0 | 0 |  | 0 | 0 | 0 | 0 | 0 | 0 | 0 | 0 | 0 | 0 | 0 | 0 | 0 | 0 | 0 | 0 | 0 | 0 | 0 | 0 | 0 | 0 | 0 | 12 | 1
NO |  | 138 | 2016 | 0 | 26 | 26 |  |  |  | 0 | 0 | Steel Pole | 2.75 | 0 | 1 | 2,493 (F) | 0 | 0 | 0 | 0 | 0 | 0 | 0 | 0 | 0 | 0 | 0 | 0 | 0 | 0 | 0 | 0 | 0 | 0 | 0 | 0 | 0 | 0 | 0 | 12 | 1
NO |  | 138 | 2016 | 0 | 27 | 27 |  |  |  | 0 | 0 | "H" Frame | 0 | 0 | 0 |  | 0 | 0 | 0 | 0 | 0 | 0 | 0 | 0 | 0 | 0 | 0 | 0 | 0 | 0 | 0 | 0 | 0 | 0 | 0 | 0 | 0 | 0 | 0 | 12 | 1
NO |  | 138 | 2016 | 0 | 28 | 28 |  |  |  | 0 | 0 | Steel Pole | 2.75 | 0 | 1 | 1,590 (G) | 0 | 0 | 0 | 0 | 0 | 0 | 0 | 0 | 0 | 0 | 0 | 0 | 0 | 0 | 0 | 0 | 0 | 0 | 0 | 0 | 0 | 0 | 0 | 12 | 1
NO |  | 138 | 2016 | 0 | 29 | 29 |  | Hosensack | Steel City | 500 | 500 | Steel Tower | 20.04 | 0 | 1 | 2,493 (F) | 979504 | 5352326 | 6331830 | 0 | 0 | 0 | 0 | 0 | 0 | 0 | 0 | 0 | 0 | 0 | 0 | 0 | 0 | 0 | 0 | 0 | 0 | 0 | 0 | 12 | 1
NO |  | 138 | 2016 | 0 | 30 | 30 |  | Susquehanna | Lackawanna | 500 | 500 | Steel Pole | 14 | 0 | 1 | 1590 (G) | 2367205 | 480020635 | 482387840 | 0 | 0 | 0 | 0 | 0 | 0 | 0 | 0 | 0 | 0 | 0 | 0 | 0 | 0 | 0 | 0 | 0 | 0 | 0 | 0 | 12 | 1
NO |  | 138 | 2016 | 0 | 31 | 31 |  |  |  | 0 | 0 | Steel Pole | 30.07 | 0 | 1 | 2493 (F) | 0 | 0 | 0 | 0 | 0 | 0 | 0 | 0 | 0 | 0 | 0 | 0 | 0 | 0 | 0 | 0 | 0 | 0 | 0 | 0 | 0 | 0 | 0 | 12 | 1
NO |  | 138 | 2016 | 0 | 34 | 34 |  | Acahela | Pocono | 230 | 230 | Steel Pole | 20.09 | 0 | 1 | 1,590 (B) | 11170169 | 62161058 | 73331227 | 0 | 0 | 0 | 0 | 0 | 0 | 0 | 0 | 0 | 0 | 0 | 0 | 0 | 0 | 0 | 0 | 0 | 0 | 0 | 0 | 12 | 1
NO |  | 138 | 2016 | 0 | 35 | 35 |  | Berks | South Lebanon | 230 | 230 | Steel Pole | 6.82 | 0 | 2 | 1,590 (B) | 79288 | 12233322 | 12312610 | 0 | 0 | 0 | 0 | 0 | 0 | 0 | 0 | 0 | 0 | 0 | 0 | 0 | 0 | 0 | 0 | 0 | 0 | 0 | 0 | 12 | 1
NO |  | 138 | 2016 | 0 | 36 | 36 |  | TOTAL |  | 0 | 0 |  | 4033.11 | 197.4 | 421 |  | 174536408 | 2310480664 | 2485017072 | 0 | 11331046 | 0 | 11331046 | 0 | 0 | 0 | 0 | 0 | 0 | 0 | 0 | 0 | 0 | 0 | 0 | 0 | 0 | 0 | 0 | 12 | 1
NO |  | 138 | 2016 | 1 | 1 | 1 |  | Brunner Island | Middletown Jct. #1 | 230 | 230 | Steel Tower | 5.53 | 0 | 1 | 1,033.5 (B) | 65904 | 936468 | 1002372 | 0 | 0 | 0 | 0 | 0 | 0 | 0 | 0 | 0 | 0 | 0 | 0 | 0 | 0 | 0 | 0 | 0 | 0 | 0 | 0 | 12 | 1
NO |  | 138 | 2016 | 1 | 2 | 2 |  |  |  | 0 | 0 | Steel Tower | 0.54 | 0 | 1 | 1,113 (B) | 0 | 0 | 0 | 0 | 0 | 0 | 0 | 0 | 0 | 0 | 0 | 0 | 0 | 0 | 0 | 0 | 0 | 0 | 0 | 0 | 0 | 0 | 0 | 12 | 1
NO |  | 138 | 2016 | 1 | 3 | 3 |  | Brunner Island | Middletown Jct. #2 | 230 | 230 | Steel Tower | 0.57 | 4.96 | 1 | 1,033.5 (B) | 65904 | 1316263 | 1382167 | 0 | 0 | 0 | 0 | 0 | 0 | 0 | 0 | 0 | 0 | 0 | 0 | 0 | 0 | 0 | 0 | 0 | 0 | 0 | 0 | 12 | 1
NO |  | 138 | 2016 | 1 | 4 | 4 |  |  |  | 0 | 0 | Steel Tower | 0.54 | 0 | 1 | 1,113 (B) | 0 | 0 | 0 | 0 | 0 | 0 | 0 | 0 | 0 | 0 | 0 | 0 | 0 | 0 | 0 | 0 | 0 | 0 | 0 | 0 | 0 | 0 | 0 | 12 | 1
NO |  | 138 | 2016 | 1 | 5 | 5 |  | Brunner Island | South Manheim | 230 | 230 | Steel Tower | 17.23 | 0 | 1 | 1,033.5 (B) | 403641 | 3357509 | 3761150 | 0 | 0 | 0 | 0 | 0 | 0 | 0 | 0 | 0 | 0 | 0 | 0 | 0 | 0 | 0 | 0 | 0 | 0 | 0 | 0 | 12 | 1
NO |  | 138 | 2016 | 1 | 6 | 6 |  |  |  | 0 | 0 | Steel Tower | 0.53 | 0 | 1 | 1,113 (B) | 0 | 0 | 0 | 0 | 0 | 0 | 0 | 0 | 0 | 0 | 0 | 0 | 0 | 0 | 0 | 0 | 0 | 0 | 0 | 0 | 0 | 0 | 0 | 12 | 1
NO |  | 138 | 2016 | 1 | 7 | 7 |  |  |  | 0 | 0 | Steel Pole | 0.16 | 0 | 1 | 1,590 (D) | 0 | 0 | 0 | 0 | 0 | 0 | 0 | 0 | 0 | 0 | 0 | 0 | 0 | 0 | 0 | 0 | 0 | 0 | 0 | 0 | 0 | 0 | 0 | 12 | 1
NO |  | 138 | 2016 | 1 | 8 | 8 |  |  |  | 0 | 0 | Steel Pole | 0.54 | 0 | 1 | 2,493 (E) | 0 | 0 | 0 | 0 | 0 | 0 | 0 | 0 | 0 | 0 | 0 | 0 | 0 | 0 | 0 | 0 | 0 | 0 | 0 | 0 | 0 | 0 | 0 | 12 | 1
NO |  | 138 | 2016 | 1 | 9 | 9 |  | Brunner Island | W. Hempfield | 230 | 230 | Steel Tower | 2.1 | 0 | 1 | 1,033.5 (B) | 199922 | 2109304 | 2309226 | 0 | 0 | 0 | 0 | 0 | 0 | 0 | 0 | 0 | 0 | 0 | 0 | 0 | 0 | 0 | 0 | 0 | 0 | 0 | 0 | 12 | 1
NO |  | 138 | 2016 | 1 | 10 | 10 |  |  |  | 0 | 0 | Steel Tower | 0.53 | 0 | 1 | 1,113 (B) | 0 | 0 | 0 | 0 | 0 | 0 | 0 | 0 | 0 | 0 | 0 | 0 | 0 | 0 | 0 | 0 | 0 | 0 | 0 | 0 | 0 | 0 | 0 | 12 | 1
NO |  | 138 | 2016 | 1 | 11 | 11 |  |  |  | 0 | 0 | Steel Pole | 0.15 | 0.15 | 1 | 1,033.5 (B) | 0 | 0 | 0 | 0 | 0 | 0 | 0 | 0 | 0 | 0 | 0 | 0 | 0 | 0 | 0 | 0 | 0 | 0 | 0 | 0 | 0 | 0 | 0 | 12 | 1
NO |  | 138 | 2016 | 1 | 12 | 12 |  |  |  | 0 | 0 | Steel Tower | 11.5 | 0 | 1 | 795 (B) | 0 | 0 | 0 | 0 | 0 | 0 | 0 | 0 | 0 | 0 | 0 | 0 | 0 | 0 | 0 | 0 | 0 | 0 | 0 | 0 | 0 | 0 | 0 | 12 | 1
NO |  | 138 | 2016 | 1 | 13 | 13 |  | Brunner Island | West Shore #1 & #2 | 230 | 230 | Steel Tower | 16.36 | 16.3 | 2 | 1,590 (B) | 2082095 | 37565290 | 39647385 | 0 | 0 | 0 | 0 | 0 | 0 | 0 | 0 | 0 | 0 | 0 | 0 | 0 | 0 | 0 | 0 | 0 | 0 | 0 | 0 | 12 | 1
NO |  | 138 | 2016 | 1 | 14 | 14 |  | Brunner Island | Yorkanna | 230 | 230 | Steel Tower | 0 | 0.64 | 1 | 1,033.5 (B) | 100 | 17157 | 17257 | 0 | 0 | 0 | 0 | 0 | 0 | 0 | 0 | 0 | 0 | 0 | 0 | 0 | 0 | 0 | 0 | 0 | 0 | 0 | 0 | 12 | 1
NO |  | 138 | 2016 | 1 | 15 | 15 |  | Bushkill | Blooming Grove | 230 | 230 | Steel Tower | 21.7 | 0 | 1 | 795 (B) | 219050 | 9064677 | 9283727 | 0 | 0 | 0 | 0 | 0 | 0 | 0 | 0 | 0 | 0 | 0 | 0 | 0 | 0 | 0 | 0 | 0 | 0 | 0 | 0 | 12 | 1
NO |  | 138 | 2016 | 1 | 16 | 16 |  |  |  | 0 | 0 | Wood Pole | 0.11 | 0 | 1 | 795 (B) | 0 | 0 | 0 | 0 | 0 | 0 | 0 | 0 | 0 | 0 | 0 | 0 | 0 | 0 | 0 | 0 | 0 | 0 | 0 | 0 | 0 | 0 | 0 | 12 | 1
NO |  | 138 | 2016 | 1 | 17 | 17 |  | Bushkill | Kittatinny (I) | 230 | 230 | Steel Tower | 10.9 | 0 | 1 | 1,590 (B) | 27846 | 1063885 | 1091731 | 0 | 0 | 0 | 0 | 0 | 0 | 0 | 0 | 0 | 0 | 0 | 0 | 0 | 0 | 0 | 0 | 0 | 0 | 0 | 0 | 12 | 1
NO |  | 138 | 2016 | 1 | 18 | 18 |  | Cumberland | West Shore | 230 | 230 | Steel Tower | 11.63 | 0 | 1 | 1,033.5 (B) | 202162 | 769138 | 971300 | 0 | 0 | 0 | 0 | 0 | 0 | 0 | 0 | 0 | 0 | 0 | 0 | 0 | 0 | 0 | 0 | 0 | 0 | 0 | 0 | 12 | 1
NO |  | 138 | 2016 | 1 | 19 | 19 |  |  |  | 0 | 0 | Steel Pole | 0 | 0.09 | 1 | 1,590 (B) | 0 | 0 | 0 | 0 | 0 | 0 | 0 | 0 | 0 | 0 | 0 | 0 | 0 | 0 | 0 | 0 | 0 | 0 | 0 | 0 | 0 | 0 | 0 | 12 | 1
NO |  | 138 | 2016 | 1 | 20 | 20 |  | Eldred | Frackville | 230 | 230 | Steel Tower | 12.06 | 0 | 1 | 795 (E) | 90343 | 2041156 | 2131499 | 0 | 0 | 0 | 0 | 0 | 0 | 0 | 0 | 0 | 0 | 0 | 0 | 0 | 0 | 0 | 0 | 0 | 0 | 0 | 0 | 12 | 1
NO |  | 138 | 2016 | 1 | 21 | 21 |  |  |  | 0 | 0 | Steel Pole | 0.09 | 0 | 1 | 1,590 (B) | 0 | 0 | 0 | 0 | 0 | 0 | 0 | 0 | 0 | 0 | 0 | 0 | 0 | 0 | 0 | 0 | 0 | 0 | 0 | 0 | 0 | 0 | 0 | 12 | 1
NO |  | 138 | 2016 | 1 | 22 | 22 |  | Elimsport | Lycoming #1 | 230 | 230 | Steel Pole | 0.23 | 0 | 1 | 1,590 (B) | 63858 | 452384 | 516242 | 0 | 0 | 0 | 0 | 0 | 0 | 0 | 0 | 0 | 0 | 0 | 0 | 0 | 0 | 0 | 0 | 0 | 0 | 0 | 0 | 12 | 1
NO |  | 138 | 2016 | 1 | 23 | 23 |  |  |  | 0 | 0 | Steel Pole | 0.08 | 0 | 1 | 795 (B) | 0 | 0 | 0 | 0 | 0 | 0 | 0 | 0 | 0 | 0 | 0 | 0 | 0 | 0 | 0 | 0 | 0 | 0 | 0 | 0 | 0 | 0 | 0 | 12 | 1
NO |  | 138 | 2016 | 1 | 24 | 24 |  |  |  | 0 | 0 | Steel Tower | 3.53 | 0 | 1 | 795 (B) | 0 | 0 | 0 | 0 | 0 | 0 | 0 | 0 | 0 | 0 | 0 | 0 | 0 | 0 | 0 | 0 | 0 | 0 | 0 | 0 | 0 | 0 | 0 | 12 | 1
NO |  | 138 | 2016 | 1 | 25 | 25 |  |  |  | 0 | 0 | Steel Tower | 0.32 | 0 | 1 | 1,033.5 (B) | 0 | 0 | 0 | 0 | 0 | 0 | 0 | 0 | 0 | 0 | 0 | 0 | 0 | 0 | 0 | 0 | 0 | 0 | 0 | 0 | 0 | 0 | 0 | 12 | 1
NO |  | 138 | 2016 | 1 | 26 | 26 |  | Elimsport | Lycoming #2 | 230 | 230 | Steel Pole | 0.09 | 3.85 | 1 | 1,033.5 (B) | 2830 | 992868 | 995698 | 0 | 0 | 0 | 0 | 0 | 0 | 0 | 0 | 0 | 0 | 0 | 0 | 0 | 0 | 0 | 0 | 0 | 0 | 0 | 0 | 12 | 1
NO |  | 138 | 2016 | 1 | 27 | 27 |  |  |  | 0 | 0 | Steel Pole | 0.09 | 0 | 1 | 1,590 (B) | 0 | 0 | 0 | 0 | 0 | 0 | 0 | 0 | 0 | 0 | 0 | 0 | 0 | 0 | 0 | 0 | 0 | 0 | 0 | 0 | 0 | 0 | 0 | 12 | 1
NO |  | 138 | 2016 | 1 | 28 | 28 |  |  |  | 0 | 0 | Wood Pole | 0.12 | 0 | 1 | 1,590 (B) | 0 | 0 | 0 | 0 | 0 | 0 | 0 | 0 | 0 | 0 | 0 | 0 | 0 | 0 | 0 | 0 | 0 | 0 | 0 | 0 | 0 | 0 | 0 | 12 | 1
NO |  | 138 | 2016 | 1 | 29 | 29 |  | Elimsport | Lycoming #3 | 230 | 230 | Steel Tower | 3.85 | 0 | 1 | 1,033.5 (B) | 42438 | 1400807 | 1443245 | 0 | 0 | 0 | 0 | 0 | 0 | 0 | 0 | 0 | 0 | 0 | 0 | 0 | 0 | 0 | 0 | 0 | 0 | 0 | 0 | 12 | 1
NO |  | 138 | 2016 | 1 | 30 | 30 |  |  |  | 0 | 0 | Steel Pole | 0.1 | 0 | 1 | 1,033.5 (B) | 0 | 0 | 0 | 0 | 0 | 0 | 0 | 0 | 0 | 0 | 0 | 0 | 0 | 0 | 0 | 0 | 0 | 0 | 0 | 0 | 0 | 0 | 0 | 12 | 1
NO |  | 138 | 2016 | 1 | 31 | 31 |  |  |  | 0 | 0 | Steel Pole | 0.14 | 0 | 1 | 1,590 (B) | 0 | 0 | 0 | 0 | 0 | 0 | 0 | 0 | 0 | 0 | 0 | 0 | 0 | 0 | 0 | 0 | 0 | 0 | 0 | 0 | 0 | 0 | 0 | 12 | 1
NO |  | 138 | 2016 | 1 | 32 | 32 |  | Fox Hill | Shawnee | 230 | 230 | Steel Tower | 8.01 | 0.26 | 1 | 795 (B) | 187901 | 731056 | 918957 | 0 | 0 | 0 | 0 | 0 | 0 | 0 | 0 | 0 | 0 | 0 | 0 | 0 | 0 | 0 | 0 | 0 | 0 | 0 | 0 | 12 | 1
NO |  | 138 | 2016 | 1 | 33 | 33 |  | Frackville | Columbia | 230 | 500 | Steel Tower | 25.82 | 0 | 1 | 2,493 (A) | 1507902 | 14487277 | 15995179 | 0 | 0 | 0 | 0 | 0 | 0 | 0 | 0 | 0 | 0 | 0 | 0 | 0 | 0 | 0 | 0 | 0 | 0 | 0 | 0 | 12 | 1
NO |  | 138 | 2016 | 1 | 34 | 34 |  |  |  | 230 | 230 | Steel Pole | 0.04 | 0 | 1 | 1,590 (B) | 0 | 0 | 0 | 0 | 0 | 0 | 0 | 0 | 0 | 0 | 0 | 0 | 0 | 0 | 0 | 0 | 0 | 0 | 0 | 0 | 0 | 0 | 0 | 12 | 1
NO |  | 138 | 2016 | 1 | 35 | 35 |  |  |  | 0 | 0 | Wood Pole | 0.78 | 0 | 1 | 1,590 (B) | 0 | 0 | 0 | 0 | 0 | 0 | 0 | 0 | 0 | 0 | 0 | 0 | 0 | 0 | 0 | 0 | 0 | 0 | 0 | 0 | 0 | 0 | 0 | 12 | 1
NO |  | 138 | 2016 | 2 | 1 | 1 |  | Harwood | East Palmerton | 230 | 230 | Steel Pole | 0.86 | 0 | 1 | 1,590 (B) | 21039 | 7868453 | 7889492 | 0 | 0 | 0 | 0 | 0 | 0 | 0 | 0 | 0 | 0 | 0 | 0 | 0 | 0 | 0 | 0 | 0 | 0 | 0 | 0 | 12 | 1
NO |  | 138 | 2016 | 2 | 2 | 2 |  |  |  | 0 | 0 | Steel Tower | 0 | 29.49 | 1 | 1,590 (B) | 0 | 0 | 0 | 0 | 0 | 0 | 0 | 0 | 0 | 0 | 0 | 0 | 0 | 0 | 0 | 0 | 0 | 0 | 0 | 0 | 0 | 0 | 0 | 12 | 1
NO |  | 138 | 2016 | 2 | 3 | 3 |  | Hosensack | Buxmont #3 | 230 | 230 | Steel Tower | 11.03 | 0 | 1 | 1,590 (D) | 316356 | 4147593 | 4463949 | 0 | 0 | 0 | 0 | 0 | 0 | 0 | 0 | 0 | 0 | 0 | 0 | 0 | 0 | 0 | 0 | 0 | 0 | 0 | 0 | 12 | 1
NO |  | 138 | 2016 | 2 | 4 | 4 |  |  |  | 0 | 0 | Steel Pole | 4.64 | 0 | 1 | 1,590 (D) | 0 | 0 | 0 | 0 | 0 | 0 | 0 | 0 | 0 | 0 | 0 | 0 | 0 | 0 | 0 | 0 | 0 | 0 | 0 | 0 | 0 | 0 | 0 | 12 | 1
NO |  | 138 | 2016 | 2 | 5 | 5 |  | Hosensack | Wescosville #3 | 230 | 230 | Steel Tower | 9.5 | 0 | 1 | 795 (B) | 304813 | 21871765 | 22176578 | 0 | 0 | 0 | 0 | 0 | 0 | 0 | 0 | 0 | 0 | 0 | 0 | 0 | 0 | 0 | 0 | 0 | 0 | 0 | 0 | 12 | 1
NO |  | 138 | 2016 | 2 | 6 | 6 |  |  |  | 0 | 0 | Wood Pole | 0.15 | 0 | 1 | 795 (B) | 0 | 0 | 0 | 0 | 0 | 0 | 0 | 0 | 0 | 0 | 0 | 0 | 0 | 0 | 0 | 0 | 0 | 0 | 0 | 0 | 0 | 0 | 0 | 12 | 1
NO |  | 138 | 2016 | 2 | 7 | 7 |  |  |  | 0 | 0 | Steel Pole | 0.07 | 0 | 1 | 795 (B) | 0 | 0 | 0 | 0 | 0 | 0 | 0 | 0 | 0 | 0 | 0 | 0 | 0 | 0 | 0 | 0 | 0 | 0 | 0 | 0 | 0 | 0 | 0 | 12 | 1
NO |  | 138 | 2016 | 2 | 8 | 8 |  | Hummelstown | Middletown Jct. #1 | 230 | 230 | Steel Tower | 7 | 0 | 1 | 795 (B) | 77445 | 1696972 | 1774417 | 0 | 0 | 0 | 0 | 0 | 0 | 0 | 0 | 0 | 0 | 0 | 0 | 0 | 0 | 0 | 0 | 0 | 0 | 0 | 0 | 12 | 1
NO |  | 138 | 2016 | 2 | 9 | 9 |  | Hummelstown | N. Hershey | 230 | 230 | Steel Pole | 0.16 | 0 | 2 | 1,590 (B) | 28413 | 462696 | 491109 | 0 | 0 | 0 | 0 | 0 | 0 | 0 | 0 | 0 | 0 | 0 | 0 | 0 | 0 | 0 | 0 | 0 | 0 | 0 | 0 | 12 | 1
NO |  | 138 | 2016 | 2 | 10 | 10 |  |  |  | 0 | 0 | Steel Tower | 3.2 | 0 | 2 | 1,590 (B) | 0 | 0 | 0 | 0 | 0 | 0 | 0 | 0 | 0 | 0 | 0 | 0 | 0 | 0 | 0 | 0 | 0 | 0 | 0 | 0 | 0 | 0 | 0 | 12 | 1
NO |  | 138 | 2016 | 2 | 11 | 11 |  | Hummelstown | Steelton Tap | 230 | 230 | Steel Tower | 1.12 | 0 | 1 | 1,108.6 (B) | 310770 | 1381313 | 1692083 | 0 | 0 | 0 | 0 | 0 | 0 | 0 | 0 | 0 | 0 | 0 | 0 | 0 | 0 | 0 | 0 | 0 | 0 | 0 | 0 | 12 | 1
NO |  | 138 | 2016 | 2 | 12 | 12 |  |  |  | 0 | 0 | Wood Pole | 5.43 | 0 | 1 | 1,108.6 (B) | 0 | 0 | 0 | 0 | 0 | 0 | 0 | 0 | 0 | 0 | 0 | 0 | 0 | 0 | 0 | 0 | 0 | 0 | 0 | 0 | 0 | 0 | 0 | 12 | 1
NO |  | 138 | 2016 | 2 | 13 | 13 |  |  |  | 0 | 0 | Wood Pole | 0.11 | 0 | 1 | 1,590 (B) | 0 | 0 | 0 | 0 | 0 | 0 | 0 | 0 | 0 | 0 | 0 | 0 | 0 | 0 | 0 | 0 | 0 | 0 | 0 | 0 | 0 | 0 | 0 | 12 | 1
NO |  | 138 | 2016 | 2 | 14 | 14 |  |  |  | 0 | 0 | Wood Pole | 0.1 | 0 | 1 | 795 (B) | 0 | 0 | 0 | 0 | 0 | 0 | 0 | 0 | 0 | 0 | 0 | 0 | 0 | 0 | 0 | 0 | 0 | 0 | 0 | 0 | 0 | 0 | 0 | 12 | 1
NO |  | 138 | 2016 | 2 | 15 | 15 |  | Jenkins | Acahela | 230 | 230 | Steel Pole | 14.93 | 0 | 1 | 1,590 (B) | 7159771 | 39931555 | 47091326 | 0 | 0 | 0 | 0 | 0 | 0 | 0 | 0 | 0 | 0 | 0 | 0 | 0 | 0 | 0 | 0 | 0 | 0 | 0 | 0 | 12 | 1
NO |  | 138 | 2016 | 2 | 16 | 16 |  | Jenkins | Stanton | 230 | 230 | Steel Tower | 0 | 8.54 | 1 | 1,590 (B) | 241944 | 11221295 | 11463239 | 0 | 0 | 0 | 0 | 0 | 0 | 0 | 0 | 0 | 0 | 0 | 0 | 0 | 0 | 0 | 0 | 0 | 0 | 0 | 0 | 12 | 1
NO |  | 138 | 2016 | 2 | 17 | 17 |  | Juniata | Cumberland #1 | 230 | 230 | Steel Tower | 14.02 | 0 | 1 | 1,033.5 (B) | 213908 | 1592245 | 1806153 | 0 | 0 | 0 | 0 | 0 | 0 | 0 | 0 | 0 | 0 | 0 | 0 | 0 | 0 | 0 | 0 | 0 | 0 | 0 | 0 | 12 | 1
NO |  | 138 | 2016 | 2 | 18 | 18 |  |  |  | 0 | 0 | Steel Pole | 0.09 | 0 | 1 | 1,590 (B) | 0 | 0 | 0 | 0 | 0 | 0 | 0 | 0 | 0 | 0 | 0 | 0 | 0 | 0 | 0 | 0 | 0 | 0 | 0 | 0 | 0 | 0 | 0 | 12 | 1
NO |  | 138 | 2016 | 2 | 19 | 19 |  |  |  | 0 | 0 | Wood Pole | 0.09 | 0 | 1 | 1,033.5 (B) | 0 | 0 | 0 | 0 | 0 | 0 | 0 | 0 | 0 | 0 | 0 | 0 | 0 | 0 | 0 | 0 | 0 | 0 | 0 | 0 | 0 | 0 | 0 | 12 | 1
NO |  | 138 | 2016 | 2 | 20 | 20 |  | Lackawanna | Peckville #3 | 230 | 230 | Steel Pole | 0.4 | 0 | 1 | 1,590 (B) | 12393 | 2967393 | 2979786 | 0 | 0 | 0 | 0 | 0 | 0 | 0 | 0 | 0 | 0 | 0 | 0 | 0 | 0 | 0 | 0 | 0 | 0 | 0 | 0 | 12 | 1
NO |  | 138 | 2016 | 2 | 21 | 21 |  |  |  | 0 | 0 | Wood Pole | 2.57 | 0 | 1 | 1,033.5 (B) | 0 | 0 | 0 | 0 | 0 | 0 | 0 | 0 | 0 | 0 | 0 | 0 | 0 | 0 | 0 | 0 | 0 | 0 | 0 | 0 | 0 | 0 | 0 | 12 | 1
NO |  | 138 | 2016 | 2 | 22 | 22 |  | Lewistown | Juniata | 230 | 230 | Steel Tower | 0.92 | 0 | 2 | 1,033.5 (B) | 9162 | 96632 | 105794 | 0 | 0 | 0 | 0 | 0 | 0 | 0 | 0 | 0 | 0 | 0 | 0 | 0 | 0 | 0 | 0 | 0 | 0 | 0 | 0 | 12 | 1
NO |  | 138 | 2016 | 2 | 23 | 23 |  | Manor | Otter Creek | 230 | 230 | Steel Tower | 5.75 | 0 | 1 | 795 (B) | 81452 | 1021676 | 1103128 | 0 | 0 | 0 | 0 | 0 | 0 | 0 | 0 | 0 | 0 | 0 | 0 | 0 | 0 | 0 | 0 | 0 | 0 | 0 | 0 | 12 | 1
NO |  | 138 | 2016 | 2 | 24 | 24 |  | Manor | Graceton (J) | 230 | 230 | Steel Tower | 16.4 | 0 | 1 | 795 (B) | 514161 | 30263535 | 30777696 | 0 | 0 | 0 | 0 | 0 | 0 | 0 | 0 | 0 | 0 | 0 | 0 | 0 | 0 | 0 | 0 | 0 | 0 | 0 | 0 | 12 | 1
NO |  | 138 | 2016 | 2 | 25 | 25 |  | Manor | Millwood | 230 | 230 | Steel Tower | 4.81 | 6.03 | 1 | 1,033.5 (B) | 135633 | 1180224 | 1315857 | 0 | 0 | 0 | 0 | 0 | 0 | 0 | 0 | 0 | 0 | 0 | 0 | 0 | 0 | 0 | 0 | 0 | 0 | 0 | 0 | 12 | 1
NO |  | 138 | 2016 | 2 | 26 | 26 |  |  |  | 0 | 0 | Steel Pole | 0.17 | 11.76 | 1 | 1,590 (B) | 0 | 0 | 0 | 0 | 0 | 0 | 0 | 0 | 0 | 0 | 0 | 0 | 0 | 0 | 0 | 0 | 0 | 0 | 0 | 0 | 0 | 0 | 0 | 12 | 1
NO |  | 138 | 2016 | 2 | 27 | 27 |  | Martins Creek | Gilbert (P2016) | 230 | 230 | Wood Pole | 0.43 | 0 | 1 | 1,590 (D) | 22979 | 304862 | 327841 | 0 | 0 | 0 | 0 | 0 | 0 | 0 | 0 | 0 | 0 | 0 | 0 | 0 | 0 | 0 | 0 | 0 | 0 | 0 | 0 | 12 | 1
NO |  | 138 | 2016 | 2 | 28 | 28 |  |  |  | 0 | 0 | H-Frame | 0.09 | 0 | 1 | 1,590 (B) | 0 | 0 | 0 | 0 | 0 | 0 | 0 | 0 | 0 | 0 | 0 | 0 | 0 | 0 | 0 | 0 | 0 | 0 | 0 | 0 | 0 | 0 | 0 | 12 | 1
NO |  | 138 | 2016 | 2 | 29 | 29 |  | Martins Creek | Monroe | 230 | 230 | Steel Pole | 0.39 | 0.46 | 1 | 1,590 (B) | 754353 | 1660514 | 2414867 | 0 | 0 | 0 | 0 | 0 | 0 | 0 | 0 | 0 | 0 | 0 | 0 | 0 | 0 | 0 | 0 | 0 | 0 | 0 | 0 | 12 | 1
NO |  | 138 | 2016 | 2 | 30 | 30 |  |  |  | 0 | 0 | Steel Tower | 0 | 14.55 | 1 | 1,590 (B) | 0 | 0 | 0 | 0 | 0 | 0 | 0 | 0 | 0 | 0 | 0 | 0 | 0 | 0 | 0 | 0 | 0 | 0 | 0 | 0 | 0 | 0 | 0 | 12 | 1
NO |  | 138 | 2016 | 2 | 31 | 31 |  |  |  | 0 | 0 | Steel Tower | 16.11 | 0 | 1 | 795 (B) | 0 | 0 | 0 | 0 | 0 | 0 | 0 | 0 | 0 | 0 | 0 | 0 | 0 | 0 | 0 | 0 | 0 | 0 | 0 | 0 | 0 | 0 | 0 | 12 | 1
NO |  | 138 | 2016 | 2 | 32 | 32 |  | Martins Creek | Northwood (1011) | 230 | 230 | Steel Pole | 0.12 | 0 | 1 | 1,590 (B) | 210053 | 379125 | 589178 | 0 | 0 | 0 | 0 | 0 | 0 | 0 | 0 | 0 | 0 | 0 | 0 | 0 | 0 | 0 | 0 | 0 | 0 | 0 | 0 | 12 | 1
NO |  | 138 | 2016 | 2 | 33 | 33 |  |  |  | 0 | 0 | Steel Pole | 0 | 0.29 | 1 | 1,590 (B) | 0 | 0 | 0 | 0 | 0 | 0 | 0 | 0 | 0 | 0 | 0 | 0 | 0 | 0 | 0 | 0 | 0 | 0 | 0 | 0 | 0 | 0 | 0 | 12 | 1
NO |  | 138 | 2016 | 2 | 34 | 34 |  |  |  | 0 | 0 | Steel Tower | 0 | 10.32 | 1 | 1,033.5 (B) | 0 | 0 | 0 | 0 | 0 | 0 | 0 | 0 | 0 | 0 | 0 | 0 | 0 | 0 | 0 | 0 | 0 | 0 | 0 | 0 | 0 | 0 | 0 | 12 | 1
NO |  | 138 | 2016 | 2 | 35 | 35 |  | Martins Creek | Portland (1008) | 230 | 500 | Steel Tower | 3.98 | 0 | 1 | 2,493 (A) | 133414 | 975866 | 1109280 | 0 | 0 | 0 | 0 | 0 | 0 | 0 | 0 | 0 | 0 | 0 | 0 | 0 | 0 | 0 | 0 | 0 | 0 | 0 | 0 | 12 | 1
NO |  | 138 | 2016 | 3 | 1 | 1 |  |  |  | 0 | 0 | Steel Pole | 0.51 | 0 | 1 | 1,590 (A) | 0 | 0 | 0 | 0 | 0 | 0 | 0 | 0 | 0 | 0 | 0 | 0 | 0 | 0 | 0 | 0 | 0 | 0 | 0 | 0 | 0 | 0 | 0 | 12 | 1
NO |  | 138 | 2016 | 3 | 2 | 2 |  | Martins Creek | Quarry #2 | 230 | 230 | Steel Pole | 0.41 | 0 | 1 | 1,590 (B) | 601360 | 2482017 | 3083377 | 0 | 0 | 0 | 0 | 0 | 0 | 0 | 0 | 0 | 0 | 0 | 0 | 0 | 0 | 0 | 0 | 0 | 0 | 0 | 0 | 12 | 1
NO |  | 138 | 2016 | 3 | 3 | 3 |  |  |  | 0 | 0 | Steel Tower | 14.61 | 0 | 1 | 1,033.5 (B) | 0 | 0 | 0 | 0 | 0 | 0 | 0 | 0 | 0 | 0 | 0 | 0 | 0 | 0 | 0 | 0 | 0 | 0 | 0 | 0 | 0 | 0 | 0 | 12 | 1
NO |  | 138 | 2016 | 3 | 4 | 4 |  |  |  | 0 | 0 | Steel Pole | 6.02 | 0 | 1 | 1,033.5 (B) | 0 | 0 | 0 | 0 | 0 | 0 | 0 | 0 | 0 | 0 | 0 | 0 | 0 | 0 | 0 | 0 | 0 | 0 | 0 | 0 | 0 | 0 | 0 | 12 | 1
NO |  | 138 | 2016 | 3 | 5 | 5 |  | Martins Creek | Siegfried #1 | 230 | 500 | Steel Tower | 22.25 | 0 | 1 | 2,493 (B) | 663622 | 4741629 | 5405251 | 0 | 0 | 0 | 0 | 0 | 0 | 0 | 0 | 0 | 0 | 0 | 0 | 0 | 0 | 0 | 0 | 0 | 0 | 0 | 0 | 12 | 1
NO |  | 138 | 2016 | 3 | 6 | 6 |  |  |  | 0 | 0 | Steel Tower | 0.64 | 0 | 1 | 1,590 (B) | 0 | 0 | 0 | 0 | 0 | 0 | 0 | 0 | 0 | 0 | 0 | 0 | 0 | 0 | 0 | 0 | 0 | 0 | 0 | 0 | 0 | 0 | 0 | 12 | 1
NO |  | 138 | 2016 | 3 | 7 | 7 |  |  |  | 0 | 0 | Steel Pole | 0.65 | 0 | 1 | 1,590 (B) | 0 | 0 | 0 | 0 | 0 | 0 | 0 | 0 | 0 | 0 | 0 | 0 | 0 | 0 | 0 | 0 | 0 | 0 | 0 | 0 | 0 | 0 | 0 | 12 | 1
NO |  | 138 | 2016 | 3 | 8 | 8 |  | Martins Creek | Siegfried #2 | 230 | 230 | Steel Tower | 10.62 | 0 | 1 | 795 (B) | 556639 | 21432589 | 21989228 | 0 | 0 | 0 | 0 | 0 | 0 | 0 | 0 | 0 | 0 | 0 | 0 | 0 | 0 | 0 | 0 | 0 | 0 | 0 | 0 | 12 | 1
NO |  | 138 | 2016 | 3 | 9 | 9 |  |  |  | 0 | 0 | Steel Tower | 14.85 | 0 | 1 | 1,590 (B) | 0 | 0 | 0 | 0 | 0 | 0 | 0 | 0 | 0 | 0 | 0 | 0 | 0 | 0 | 0 | 0 | 0 | 0 | 0 | 0 | 0 | 0 | 0 | 12 | 1
NO |  | 138 | 2016 | 3 | 10 | 10 |  |  |  | 0 | 0 | Steel Pole | 0.07 | 0 | 1 | 795 (B) | 0 | 0 | 0 | 0 | 0 | 0 | 0 | 0 | 0 | 0 | 0 | 0 | 0 | 0 | 0 | 0 | 0 | 0 | 0 | 0 | 0 | 0 | 0 | 12 | 1
NO |  | 138 | 2016 | 3 | 11 | 11 |  |  |  | 0 | 0 | Steel Pole | 0.56 | 0 | 1 | 1,590 (B) | 0 | 0 | 0 | 0 | 0 | 0 | 0 | 0 | 0 | 0 | 0 | 0 | 0 | 0 | 0 | 0 | 0 | 0 | 0 | 0 | 0 | 0 | 0 | 12 | 1
NO |  | 138 | 2016 | 3 | 12 | 12 |  | Millwood | South Akron | 230 | 230 | Steel Tower | 20.37 | 6.14 | 1 | 1,033.5 (B) | 578225 | 5779479 | 6357704 | 0 | 0 | 0 | 0 | 0 | 0 | 0 | 0 | 0 | 0 | 0 | 0 | 0 | 0 | 0 | 0 | 0 | 0 | 0 | 0 | 12 | 1
NO |  | 138 | 2016 | 3 | 13 | 13 |  |  |  | 0 | 0 | Steel Pole | 0.14 | 14.29 | 1 | 1,590 (D) | 0 | 0 | 0 | 0 | 0 | 0 | 0 | 0 | 0 | 0 | 0 | 0 | 0 | 0 | 0 | 0 | 0 | 0 | 0 | 0 | 0 | 0 | 0 | 12 | 1
NO |  | 138 | 2016 | 3 | 14 | 14 |  | Monroe | Fox Hill Tie | 230 | 230 | Steel Tower | 0 | 0.11 | 1 | 795 (B) | 0 | 52873 | 52873 | 0 | 0 | 0 | 0 | 0 | 0 | 0 | 0 | 0 | 0 | 0 | 0 | 0 | 0 | 0 | 0 | 0 | 0 | 0 | 0 | 12 | 1
NO |  | 138 | 2016 | 3 | 15 | 15 |  | Montour | Columbia | 230 | 500 | Steel Tower | 9.26 | 0 | 1 | 2,493 (A) | 445408 | 4063728 | 4509136 | 0 | 0 | 0 | 0 | 0 | 0 | 0 | 0 | 0 | 0 | 0 | 0 | 0 | 0 | 0 | 0 | 0 | 0 | 0 | 0 | 12 | 1
NO |  | 138 | 2016 | 3 | 16 | 16 |  |  |  | 230 | 230 | Steel Pole | 0.19 | 0.85 | 1 | 1,590 (B) | 0 | 0 | 0 | 0 | 0 | 0 | 0 | 0 | 0 | 0 | 0 | 0 | 0 | 0 | 0 | 0 | 0 | 0 | 0 | 0 | 0 | 0 | 0 | 12 | 1
NO |  | 138 | 2016 | 3 | 17 | 17 |  | Montour | Elimsport | 230 | 230 | Steel Tower | 14.48 | 0 | 2 | 1,590 (D) | 926090 | 9091233 | 10017323 | 0 | 0 | 0 | 0 | 0 | 0 | 0 | 0 | 0 | 0 | 0 | 0 | 0 | 0 | 0 | 0 | 0 | 0 | 0 | 0 | 12 | 1
NO |  | 138 | 2016 | 3 | 18 | 18 |  |  |  | 0 | 0 | Steel Pole | 7.84 | 0 | 2 | 1,590 (B) | 0 | 0 | 0 | 0 | 0 | 0 | 0 | 0 | 0 | 0 | 0 | 0 | 0 | 0 | 0 | 0 | 0 | 0 | 0 | 0 | 0 | 0 | 0 | 12 | 1
NO |  | 138 | 2016 | 3 | 19 | 19 |  | Montour | Mountain (H) | 230 | 230 | Steel Pole | 2.5 | 0 | 2 | 1,590 (D) | 76180 | 2452704 | 2528884 | 0 | 0 | 0 | 0 | 0 | 0 | 0 | 0 | 0 | 0 | 0 | 0 | 0 | 0 | 0 | 0 | 0 | 0 | 0 | 0 | 12 | 1
NO |  | 138 | 2016 | 3 | 20 | 20 |  |  |  | 0 | 0 | Steel Pole | 0.97 | 0 | 1 | 1,590 (D) | 0 | 0 | 0 | 0 | 0 | 0 | 0 | 0 | 0 | 0 | 0 | 0 | 0 | 0 | 0 | 0 | 0 | 0 | 0 | 0 | 0 | 0 | 0 | 12 | 1
NO |  | 138 | 2016 | 3 | 21 | 21 |  | Montour | Sunbury | 230 | 230 | Steel Tower | 10.29 | 0 | 2 | 1,033.5 (B) | 483508 | 10289613 | 10773121 | 0 | 0 | 0 | 0 | 0 | 0 | 0 | 0 | 0 | 0 | 0 | 0 | 0 | 0 | 0 | 0 | 0 | 0 | 0 | 0 | 12 | 1
NO |  | 138 | 2016 | 3 | 22 | 22 |  |  |  | 0 | 0 | Steel Tower | 10.79 | 0 | 1 | 1,590 (B) | 0 | 0 | 0 | 0 | 0 | 0 | 0 | 0 | 0 | 0 | 0 | 0 | 0 | 0 | 0 | 0 | 0 | 0 | 0 | 0 | 0 | 0 | 0 | 12 | 1
NO |  | 138 | 2016 | 3 | 23 | 23 |  |  |  | 0 | 0 | Steel Pole | 1.85 | 0 | 1 | 1,590 (B) | 0 | 0 | 0 | 0 | 0 | 0 | 0 | 0 | 0 | 0 | 0 | 0 | 0 | 0 | 0 | 0 | 0 | 0 | 0 | 0 | 0 | 0 | 0 | 12 | 1
NO |  | 138 | 2016 | 3 | 24 | 24 |  | Montour | Susquehanna | 230 | 230 | Steel Tower | 27.84 | 0 | 2 | 1,590 (B) | 1061098 | 11085213 | 12146311 | 0 | 0 | 0 | 0 | 0 | 0 | 0 | 0 | 0 | 0 | 0 | 0 | 0 | 0 | 0 | 0 | 0 | 0 | 0 | 0 | 12 | 1
NO |  | 138 | 2016 | 3 | 25 | 25 |  |  |  | 0 | 0 | Steel Pole | 1.32 | 0 | 2 | 1,590 (B) | 0 | 0 | 0 | 0 | 0 | 0 | 0 | 0 | 0 | 0 | 0 | 0 | 0 | 0 | 0 | 0 | 0 | 0 | 0 | 0 | 0 | 0 | 0 | 12 | 1
NO |  | 138 | 2016 | 3 | 26 | 26 |  |  |  | 0 | 0 | Steel Tower | 1.9 | 0 | 2 | 1,590 (D) | 0 | 0 | 0 | 0 | 0 | 0 | 0 | 0 | 0 | 0 | 0 | 0 | 0 | 0 | 0 | 0 | 0 | 0 | 0 | 0 | 0 | 0 | 0 | 12 | 1
NO |  | 138 | 2016 | 3 | 27 | 27 |  | Mountain | Lackawanna | 230 | 230 | Steel Tower | 0 | 25.38 | 1 | 1,590 (B) | 3949 | 768014 | 771963 | 0 | 0 | 0 | 0 | 0 | 0 | 0 | 0 | 0 | 0 | 0 | 0 | 0 | 0 | 0 | 0 | 0 | 0 | 0 | 0 | 12 | 1
NO |  | 138 | 2016 | 3 | 28 | 28 |  |  |  | 0 | 0 | Steel Tower | 0 | 0.34 | 1 | 1,590 (B) | 0 | 0 | 0 | 0 | 0 | 0 | 0 | 0 | 0 | 0 | 0 | 0 | 0 | 0 | 0 | 0 | 0 | 0 | 0 | 0 | 0 | 0 | 0 | 12 | 1
NO |  | 138 | 2016 | 3 | 29 | 29 |  | Otter Creek | Conastone (J) | 230 | 230 | Steel Tower | 17.05 | 0 | 1 | 795 (B) | 293845 | 633469 | 927314 | 0 | 0 | 0 | 0 | 0 | 0 | 0 | 0 | 0 | 0 | 0 | 0 | 0 | 0 | 0 | 0 | 0 | 0 | 0 | 0 | 12 | 1
NO |  | 138 | 2016 | 3 | 30 | 30 |  |  |  | 0 | 0 | Steel Pole | 0.16 | 0 | 1 | 1,590 (B) | 0 | 0 | 0 | 0 | 0 | 0 | 0 | 0 | 0 | 0 | 0 | 0 | 0 | 0 | 0 | 0 | 0 | 0 | 0 | 0 | 0 | 0 | 0 | 12 | 1
NO |  | 138 | 2016 | 3 | 31 | 31 |  | Paupack | Blooming Grove | 230 | 230 | Steel Pole | 14.65 | 0 | 1 | 1,590 (D) | 149283 | 7925064 | 8074347 | 0 | 0 | 0 | 0 | 0 | 0 | 0 | 0 | 0 | 0 | 0 | 0 | 0 | 0 | 0 | 0 | 0 | 0 | 0 | 0 | 12 | 1
NO |  | 138 | 2016 | 3 | 32 | 32 |  | Peckville | Paupack | 230 | 230 | Steel Pole | 13.5 | 0 | 1 | 1,590 (D) | 184820 | 6769590 | 6954410 | 0 | 0 | 0 | 0 | 0 | 0 | 0 | 0 | 0 | 0 | 0 | 0 | 0 | 0 | 0 | 0 | 0 | 0 | 0 | 0 | 12 | 1
NO |  | 138 | 2016 | 3 | 33 | 33 |  |  |  | 0 | 0 | Steel Pole | 3.07 | 0 | 1 | 795 (D) | 0 | 0 | 0 | 0 | 0 | 0 | 0 | 0 | 0 | 0 | 0 | 0 | 0 | 0 | 0 | 0 | 0 | 0 | 0 | 0 | 0 | 0 | 0 | 12 | 1
NO |  | 138 | 2016 | 3 | 34 | 34 |  | Paupack | Pocono | 230 | 230 | Steel Pole | 0 | 0 | 1 |  | 7862213 | 51662688 | 59524901 | 0 | 0 | 0 | 0 | 0 | 0 | 0 | 0 | 0 | 0 | 0 | 0 | 0 | 0 | 0 | 0 | 0 | 0 | 0 | 0 | 12 | 1
NO |  | 138 | 2016 | 3 | 35 | 35 |  | Quarry | Northwood (1012)(H) | 230 | 230 | Steel Pole | 0.55 | 5.31 | 1 | 1,033.5 (B) | 397336 | 237170 | 634506 | 0 | 0 | 0 | 0 | 0 | 0 | 0 | 0 | 0 | 0 | 0 | 0 | 0 | 0 | 0 | 0 | 0 | 0 | 0 | 0 | 12 | 1
NO |  | 138 | 2016 | 4 | 1 | 1 |  |  |  | 0 | 0 | Steel Tower | 0 | 4.45 | 1 | 1,033.5 (B) | 0 | 0 | 0 | 0 | 0 | 0 | 0 | 0 | 0 | 0 | 0 | 0 | 0 | 0 | 0 | 0 | 0 | 0 | 0 | 0 | 0 | 0 | 0 | 12 | 1
NO |  | 138 | 2016 | 4 | 2 | 2 |  | Shawnee | Bushkill | 230 | 230 | Steel Tower | 2.25 | 0 | 1 | 795 (B) | 25006 | 374723 | 399729 | 0 | 0 | 0 | 0 | 0 | 0 | 0 | 0 | 0 | 0 | 0 | 0 | 0 | 0 | 0 | 0 | 0 | 0 | 0 | 0 | 12 | 1
NO |  | 138 | 2016 | 4 | 3 | 3 |  | Siegfried | East Palmerton #3 | 230 | 230 | Steel Tower | 0.7 | 7.33 | 1 | 1,590 (B) | 16990 | 725105 | 742095 | 0 | 0 | 0 | 0 | 0 | 0 | 0 | 0 | 0 | 0 | 0 | 0 | 0 | 0 | 0 | 0 | 0 | 0 | 0 | 0 | 12 | 1
NO |  | 138 | 2016 | 4 | 4 | 4 |  |  |  | 0 | 0 | Wood Pole | 0.1 | 0.35 | 1 | 1,590 (B) | 0 | 0 | 0 | 0 | 0 | 0 | 0 | 0 | 0 | 0 | 0 | 0 | 0 | 0 | 0 | 0 | 0 | 0 | 0 | 0 | 0 | 0 | 0 | 12 | 1
NO |  | 138 | 2016 | 4 | 5 | 5 |  | Siegfried | Frackville | 230 | 230 | Wood Pole | 0.13 | 0 | 1 | 795 (B) | 280764 | 4533195 | 4813959 | 0 | 0 | 0 | 0 | 0 | 0 | 0 | 0 | 0 | 0 | 0 | 0 | 0 | 0 | 0 | 0 | 0 | 0 | 0 | 0 | 12 | 1
NO |  | 138 | 2016 | 4 | 6 | 6 |  |  |  | 230 | 230 | Steel Tower | 39.66 | 0.84 | 1 | 795 (B) | 0 | 0 | 0 | 0 | 0 | 0 | 0 | 0 | 0 | 0 | 0 | 0 | 0 | 0 | 0 | 0 | 0 | 0 | 0 | 0 | 0 | 0 | 0 | 12 | 1
NO |  | 138 | 2016 | 4 | 7 | 7 |  | Siegfried | Harwood | 230 | 230 | Steel Pole | 0.1 | 0 | 1 | 1,590 (B) | 1515038 | 7855228 | 9370266 | 0 | 0 | 0 | 0 | 0 | 0 | 0 | 0 | 0 | 0 | 0 | 0 | 0 | 0 | 0 | 0 | 0 | 0 | 0 | 0 | 12 | 1
NO |  | 138 | 2016 | 4 | 8 | 8 |  |  |  | 0 | 0 | Steel Tower | 37.45 | 0 | 1 | 1,590 (B) | 0 | 0 | 0 | 0 | 0 | 0 | 0 | 0 | 0 | 0 | 0 | 0 | 0 | 0 | 0 | 0 | 0 | 0 | 0 | 0 | 0 | 0 | 0 | 12 | 1
NO |  | 138 | 2016 | 4 | 9 | 9 |  | South Akron | Berks | 230 | 500 | Steel Tower | 7.26 | 0 | 1 | 2,493 (A) | 1583690 | 4395947 | 5979637 | 0 | 0 | 0 | 0 | 0 | 0 | 0 | 0 | 0 | 0 | 0 | 0 | 0 | 0 | 0 | 0 | 0 | 0 | 0 | 0 | 12 | 1
NO |  | 138 | 2016 | 4 | 10 | 10 |  |  |  | 230 | 230 | Steel Tower | 0.11 | 0 | 1 | 1,590 (B) | 0 | 0 | 0 | 0 | 0 | 0 | 0 | 0 | 0 | 0 | 0 | 0 | 0 | 0 | 0 | 0 | 0 | 0 | 0 | 0 | 0 | 0 | 0 | 12 | 1
NO |  | 138 | 2016 | 4 | 11 | 11 |  |  |  | 230 | 500 | Steel Tower | 0.08 | 0 | 1 | 1,590 (B) | 0 | 0 | 0 | 0 | 0 | 0 | 0 | 0 | 0 | 0 | 0 | 0 | 0 | 0 | 0 | 0 | 0 | 0 | 0 | 0 | 0 | 0 | 0 | 12 | 1
NO |  | 138 | 2016 | 4 | 12 | 12 |  |  |  | 230 | 230 | Steel Pole | 12.73 | 0 | 1 | 1,590 (B) | 0 | 0 | 0 | 0 | 0 | 0 | 0 | 0 | 0 | 0 | 0 | 0 | 0 | 0 | 0 | 0 | 0 | 0 | 0 | 0 | 0 | 0 | 0 | 12 | 1
NO |  | 138 | 2016 | 4 | 13 | 13 |  | South Akron | South Reading | 230 | 230 | Steel Pole | 12.51 | 0 | 2 | 1,590 (B) | 0 | 16397399 | 16397399 | 0 | 0 | 0 | 0 | 0 | 0 | 0 | 0 | 0 | 0 | 0 | 0 | 0 | 0 | 0 | 0 | 0 | 0 | 0 | 0 | 12 | 1
NO |  | 138 | 2016 | 4 | 14 | 14 |  |  |  | 0 | 0 | Steel Tower | 9.62 | 0 | 1 | 1,033 (B) | 0 | 0 | 0 | 0 | 0 | 0 | 0 | 0 | 0 | 0 | 0 | 0 | 0 | 0 | 0 | 0 | 0 | 0 | 0 | 0 | 0 | 0 | 0 | 12 | 1
NO |  | 138 | 2016 | 4 | 15 | 15 |  | South Manheim | South Akron #4 | 230 | 230 | Steel Tower | 11.21 | 0 | 1 | 1,033.5 (B) | 363346 | 1049484 | 1412830 | 0 | 0 | 0 | 0 | 0 | 0 | 0 | 0 | 0 | 0 | 0 | 0 | 0 | 0 | 0 | 0 | 0 | 0 | 0 | 0 | 12 | 1
NO |  | 138 | 2016 | 4 | 16 | 16 |  |  |  | 0 | 0 | Steel Pole | 0.1 | 0.05 | 1 | 1,590 (D) | 0 | 0 | 0 | 0 | 0 | 0 | 0 | 0 | 0 | 0 | 0 | 0 | 0 | 0 | 0 | 0 | 0 | 0 | 0 | 0 | 0 | 0 | 0 | 12 | 1
NO |  | 138 | 2016 | 4 | 17 | 17 |  |  |  | 0 | 0 | Steel Pole | 0.53 | 0 | 1 | 2,493 (E) | 0 | 0 | 0 | 0 | 0 | 0 | 0 | 0 | 0 | 0 | 0 | 0 | 0 | 0 | 0 | 0 | 0 | 0 | 0 | 0 | 0 | 0 | 0 | 12 | 1
NO |  | 138 | 2016 | 4 | 18 | 18 |  | South Reading | Berks | 230 | 500 | Steel Tower | 0 | 5.93 | 1 | 2,493 (A) | 267495 | 1869071 | 2136566 | 0 | 0 | 0 | 0 | 0 | 0 | 0 | 0 | 0 | 0 | 0 | 0 | 0 | 0 | 0 | 0 | 0 | 0 | 0 | 0 | 12 | 1
NO |  | 138 | 2016 | 4 | 19 | 19 |  |  |  | 230 | 230 | Steel Pole | 0.14 | 0.13 | 1 | 1,590 (B) | 0 | 0 | 0 | 0 | 0 | 0 | 0 | 0 | 0 | 0 | 0 | 0 | 0 | 0 | 0 | 0 | 0 | 0 | 0 | 0 | 0 | 0 | 0 | 12 | 1
NO |  | 138 | 2016 | 4 | 20 | 20 |  |  |  | 230 | 230 | Steel Pole | 0.05 | 0 | 1 | 1,590 (B) | 0 | 0 | 0 | 0 | 0 | 0 | 0 | 0 | 0 | 0 | 0 | 0 | 0 | 0 | 0 | 0 | 0 | 0 | 0 | 0 | 0 | 0 | 0 | 12 | 1
NO |  | 138 | 2016 | 4 | 21 | 21 |  | Stanton | Lackawanna | 230 | 230 | Steel Tower | 13.36 | 0 | 1 | 1,590 (B) | 340891 | 5338166 | 5679057 | 0 | 0 | 0 | 0 | 0 | 0 | 0 | 0 | 0 | 0 | 0 | 0 | 0 | 0 | 0 | 0 | 0 | 0 | 0 | 0 | 12 | 1
NO |  | 138 | 2016 | 4 | 22 | 22 |  | Stanton | Susquehanna #1 (H) | 230 | 230 | Steel Tower | 12.26 | 0 | 1 | 1,590 (B) | 295094 | 4772603 | 5067697 | 0 | 0 | 0 | 0 | 0 | 0 | 0 | 0 | 0 | 0 | 0 | 0 | 0 | 0 | 0 | 0 | 0 | 0 | 0 | 0 | 12 | 1
NO |  | 138 | 2016 | 4 | 23 | 23 |  |  |  | 0 | 0 | Steel Tower | 0 | 0.08 | 1 | 1,590 (B) | 0 | 0 | 0 | 0 | 0 | 0 | 0 | 0 | 0 | 0 | 0 | 0 | 0 | 0 | 0 | 0 | 0 | 0 | 0 | 0 | 0 | 0 | 0 | 12 | 1
NO |  | 138 | 2016 | 4 | 24 | 24 |  |  |  | 0 | 0 | Steel Pole | 0 | 0.87 | 1 | 1,590 (B) | 0 | 0 | 0 | 0 | 0 | 0 | 0 | 0 | 0 | 0 | 0 | 0 | 0 | 0 | 0 | 0 | 0 | 0 | 0 | 0 | 0 | 0 | 0 | 12 | 1
NO |  | 138 | 2016 | 4 | 25 | 25 |  | Steel City | Quarry #1 & #2 | 230 | 230 | Steel Pole | 2.33 | 0 | 2 | 1,590 (D) | -36 | -3068 | -3104 | 0 | 0 | 0 | 0 | 0 | 0 | 0 | 0 | 0 | 0 | 0 | 0 | 0 | 0 | 0 | 0 | 0 | 0 | 0 | 0 | 12 | 1
NO |  | 138 | 2016 | 4 | 26 | 26 |  | Sunbury | Elimsport | 230 | 230 | Steel Tower | 25.23 | 0 | 1 | 795 (B) | 213748 | 1318552 | 1532300 | 0 | 0 | 0 | 0 | 0 | 0 | 0 | 0 | 0 | 0 | 0 | 0 | 0 | 0 | 0 | 0 | 0 | 0 | 0 | 0 | 12 | 1
NO |  | 138 | 2016 | 4 | 27 | 27 |  |  |  | 0 | 0 | Steel Pole | 0.35 | 0 | 1 | 795 (B) | 0 | 0 | 0 | 0 | 0 | 0 | 0 | 0 | 0 | 0 | 0 | 0 | 0 | 0 | 0 | 0 | 0 | 0 | 0 | 0 | 0 | 0 | 0 | 12 | 1
NO |  | 138 | 2016 | 4 | 28 | 28 |  |  |  | 0 | 0 | Steel Pole | 0.09 | 0 | 1 | 1,590 (B) | 0 | 0 | 0 | 0 | 0 | 0 | 0 | 0 | 0 | 0 | 0 | 0 | 0 | 0 | 0 | 0 | 0 | 0 | 0 | 0 | 0 | 0 | 0 | 12 | 1
NO |  | 138 | 2016 | 4 | 29 | 29 |  | Sunbury | Eldred | 230 | 230 | Steel Tower | 24.75 | 0 | 1 | 795 (E) | 164435 | 3575278 | 3739713 | 0 | 0 | 0 | 0 | 0 | 0 | 0 | 0 | 0 | 0 | 0 | 0 | 0 | 0 | 0 | 0 | 0 | 0 | 0 | 0 | 12 | 1
NO |  | 138 | 2016 | 4 | 30 | 30 |  |  |  | 0 | 0 | Steel Pole | 0.1 | 0 | 1 | 1,590 (B) | 0 | 0 | 0 | 0 | 0 | 0 | 0 | 0 | 0 | 0 | 0 | 0 | 0 | 0 | 0 | 0 | 0 | 0 | 0 | 0 | 0 | 0 | 0 | 12 | 1
NO |  | 138 | 2016 | 4 | 31 | 31 |  | Sunbury | Susquehanna #1 | 230 | 230 | Steel Tower | 43.78 | 0 | 1 | 1,033.5 (B) | 145078 | 2687362 | 2832440 | 0 | 0 | 0 | 0 | 0 | 0 | 0 | 0 | 0 | 0 | 0 | 0 | 0 | 0 | 0 | 0 | 0 | 0 | 0 | 0 | 12 | 1
NO |  | 138 | 2016 | 4 | 32 | 32 |  |  |  | 0 | 0 | Steel Pole | 0.14 | 0 | 1 | 1,590 (B) | 0 | 0 | 0 | 0 | 0 | 0 | 0 | 0 | 0 | 0 | 0 | 0 | 0 | 0 | 0 | 0 | 0 | 0 | 0 | 0 | 0 | 0 | 0 | 12 | 1
NO |  | 138 | 2016 | 4 | 33 | 33 |  | Susquehanna | Harwood #1 | 230 | 230 | Steel Tower | 12.52 | 0 | 1 | 1,113 (C) | 394906 | 4323564 | 4718470 | 0 | 0 | 0 | 0 | 0 | 0 | 0 | 0 | 0 | 0 | 0 | 0 | 0 | 0 | 0 | 0 | 0 | 0 | 0 | 0 | 12 | 1
NO |  | 138 | 2016 | 4 | 34 | 34 |  |  |  | 0 | 0 | Steel Pole | 0.43 | 0 | 1 | 1,113 (C) | 0 | 0 | 0 | 0 | 0 | 0 | 0 | 0 | 0 | 0 | 0 | 0 | 0 | 0 | 0 | 0 | 0 | 0 | 0 | 0 | 0 | 0 | 0 | 12 | 1
NO |  | 138 | 2016 | 4 | 35 | 35 |  | Susquehanna | Harwood #2 | 230 | 230 | Steel Tower | 0 | 12.94 | 1 | 1,113 (C) | 0 | 1779313 | 1779313 | 0 | 0 | 0 | 0 | 0 | 0 | 0 | 0 | 0 | 0 | 0 | 0 | 0 | 0 | 0 | 0 | 0 | 0 | 0 | 0 | 12 | 1
NO |  | 138 | 2016 | 5 | 1 | 1 |  | Susquehanna | Jenkins | 230 | 230 | Steel Tower | 26.11 | 0 | 1 | 1,033.5 (B) | 738949 | 2934282 | 3673231 | 0 | 0 | 0 | 0 | 0 | 0 | 0 | 0 | 0 | 0 | 0 | 0 | 0 | 0 | 0 | 0 | 0 | 0 | 0 | 0 | 12 | 1
NO |  | 138 | 2016 | 5 | 2 | 2 |  |  |  | 0 | 0 | Steel Pole | 0.29 | 0 | 1 | 1,590 (B) | 0 | 0 | 0 | 0 | 0 | 0 | 0 | 0 | 0 | 0 | 0 | 0 | 0 | 0 | 0 | 0 | 0 | 0 | 0 | 0 | 0 | 0 | 0 | 12 | 1
NO |  | 138 | 2016 | 5 | 3 | 3 |  | Susquehanna | T10 | 230 | 230 | Steel Pole | 2.7 | 0 | 1 | 1,590 (D) | 3477341 | 21367546 | 24844887 | 0 | 0 | 0 | 0 | 0 | 0 | 0 | 0 | 0 | 0 | 0 | 0 | 0 | 0 | 0 | 0 | 0 | 0 | 0 | 0 | 12 | 1
NO |  | 138 | 2016 | 5 | 4 | 4 |  | W. Hempfield | Manor #2 | 230 | 230 | Steel Tower | 0.08 | 0 | 1 | 1,033.5 (B) | 80644 | 880628 | 961272 | 0 | 0 | 0 | 0 | 0 | 0 | 0 | 0 | 0 | 0 | 0 | 0 | 0 | 0 | 0 | 0 | 0 | 0 | 0 | 0 | 12 | 1
NO |  | 138 | 2016 | 5 | 5 | 5 |  |  |  | 0 | 0 | Steel Pole | 0.12 | 0 | 1 | 1,033.5 (B) | 0 | 0 | 0 | 0 | 0 | 0 | 0 | 0 | 0 | 0 | 0 | 0 | 0 | 0 | 0 | 0 | 0 | 0 | 0 | 0 | 0 | 0 | 0 | 12 | 1
NO |  | 138 | 2016 | 5 | 6 | 6 |  |  |  | 0 | 0 | Steel Tower | 8.79 | 0 | 1 | 795 (B) | 0 | 0 | 0 | 0 | 0 | 0 | 0 | 0 | 0 | 0 | 0 | 0 | 0 | 0 | 0 | 0 | 0 | 0 | 0 | 0 | 0 | 0 | 0 | 12 | 1
NO |  | 138 | 2016 | 5 | 7 | 7 |  |  |  | 0 | 0 | Steel Pole | 0.12 | 0 | 1 | 1,590 (B) | 0 | 0 | 0 | 0 | 0 | 0 | 0 | 0 | 0 | 0 | 0 | 0 | 0 | 0 | 0 | 0 | 0 | 0 | 0 | 0 | 0 | 0 | 0 | 12 | 1
NO |  | 138 | 2016 | 5 | 8 | 8 |  | West Shore | Steelton | 230 | 230 | Steel Pole | 2.81 | 0 | 1 | 1,590 (B) | 1169393 | 7635631 | 8805024 | 0 | 0 | 0 | 0 | 0 | 0 | 0 | 0 | 0 | 0 | 0 | 0 | 0 | 0 | 0 | 0 | 0 | 0 | 0 | 0 | 12 | 1
NO |  | 138 | 2016 | 5 | 9 | 9 |  |  |  | 0 | 0 | Wood Pole | 9.44 | 0 | 1 | 1,590 (B) | 0 | 0 | 0 | 0 | 0 | 0 | 0 | 0 | 0 | 0 | 0 | 0 | 0 | 0 | 0 | 0 | 0 | 0 | 0 | 0 | 0 | 0 | 0 | 12 | 1
NO |  | 138 | 2016 | 5 | 10 | 10 |  |  |  | 0 | 0 | Wood Pole | 0.09 | 0 | 1 | 795 (B) | 0 | 0 | 0 | 0 | 0 | 0 | 0 | 0 | 0 | 0 | 0 | 0 | 0 | 0 | 0 | 0 | 0 | 0 | 0 | 0 | 0 | 0 | 0 | 12 | 1
NO |  | 138 | 2016 | 5 | 11 | 11 |  | Whitpain | Buxmont (H) | 230 | 230 | Steel Tower | 7.67 | 0 | 1 | 795 (B) | 281107 | 1143073 | 1424180 | 0 | 0 | 0 | 0 | 0 | 0 | 0 | 0 | 0 | 0 | 0 | 0 | 0 | 0 | 0 | 0 | 0 | 0 | 0 | 0 | 12 | 1
NO |  | 138 | 2016 | 5 | 12 | 12 |  |  |  | 0 | 0 | Steel Pole | 0.09 | 4.32 | 1 | 1,590 (B) | 0 | 0 | 0 | 0 | 0 | 0 | 0 | 0 | 0 | 0 | 0 | 0 | 0 | 0 | 0 | 0 | 0 | 0 | 0 | 0 | 0 | 0 | 0 | 12 | 1
NO |  | 138 | 2016 | 5 | 13 | 13 |  | Yorkanna | Otter Creek | 230 | 230 | Steel Pole | 10.77 | 0 | 1 | 1,590 (B) | 1819410 | 10752347 | 12571757 | 0 | 0 | 0 | 0 | 0 | 0 | 0 | 0 | 0 | 0 | 0 | 0 | 0 | 0 | 0 | 0 | 0 | 0 | 0 | 0 | 12 | 1
NO |  | 138 | 2016 | 5 | 14 | 14 |  |  |  | 0 | 0 | H Frame | 0.34 | 0 | 1 | 1,590 (B) | 0 | 0 | 0 | 0 | 0 | 0 | 0 | 0 | 0 | 0 | 0 | 0 | 0 | 0 | 0 | 0 | 0 | 0 | 0 | 0 | 0 | 0 | 0 | 12 | 1
NO |  | 138 | 2016 | 5 | 15 | 15 |  | Costs/Expenses 138kV |  | 0 | 0 |  | 153.2 | 0 | 37 |  | 7523979 | 85875089 | 93399068 | 0 | 390198 | 0 | 390198 | 0 | 0 | 0 | 0 | 0 | 0 | 0 | 0 | 0 | 0 | 0 | 0 | 0 | 0 | 0 | 0 | 12 | 1
SI/SI | A | 138 | 2016 | 5 | 16 | 16 |  | Costs/Expenses 69kV |  | 0 | 0 |  | 2663.42 | 0 | 191 |  | 97736185 | 1128289147 | 1226025332 | 0 | 6954436 | 0 | 6954436 | 0 | 0 | 0 | 0 | 0 | 0 | 0 | 0 | 0 | 0 | 0 | 0 | 0 | 0 | 0 | 0 | 12 | 1
NO |  | 138 | 2016 | 5 | 17 | 17 |  | Expenses - 230kV |  | 0 | 0 |  | 0 | 0 | 0 |  | 0 | 0 | 0 | 0 | 530016 | 0 | 530016 | 0 | 0 | 0 | 0 | 0 | 0 | 0 | 0 | 0 | 0 | 0 | 0 | 0 | 0 | 0 | 0 | 12 | 1
NO |  | 138 | 2016 | 5 | 18 | 18 |  | Expenses - 500kV |  | 0 | 0 |  | 0 | 0 | 0 |  | 0 | 0 | 0 | 0 | 3456396 | 0 | 3456396 | 0 | 0 | 0 | 0 | 0 | 0 | 0 | 0 | 0 | 0 | 0 | 0 | 0 | 0 | 0 | 0 | 12 | 1
NO |  | 138 | 2016 | 5 | 19 | 19 |  | Total 230kV Construction |  | 0 | 0 |  | 4033.11 | 197.4 | 421 |  | 174536408 | 2310480664 | 2485017072 | 0 | 11331046 | 0 | 11331046 | 0 | 0 | 0 | 0 | 0 | 0 | 0 | 0 | 0 | 0 | 0 | 0 | 0 | 0 | 0 | 0 | 12 | 1
NO |  | 140 | 2016 | 0 | 36 | 36 |  | TOTAL |  | 0 | 0 |  | 0 | 0 | 0 |  | 0 | 0 | 0 | 0 | 0 | 0 | 0 | 0 | 0 | 0 | 0 | 0 | 0 | 0 | 0 | 0 | 0 | 0 | 0 | 0 | 0 | 0 | 0 | 12 | 0
NO |  | 141 | 2016 | 0 | 1 | 1 |  | 500KV LINES |  | 0 | 0 |  | 0 | 0 | 0 |  | 0 | 0 | 0 | 0 | 0 | 0 | 0 | 0 | 0 | 0 | 0 | 0 | 0 | 0 | 0 | 0 | 0 | 0 | 0 | 0 | 0 | 0 | 0 | 12 | 1
NO |  | 141 | 2016 | 0 | 2 | 2 |  | GRIZZLY | ROUND BUTTE | 500 | 500 | ST. TOWER | 15.6 | 0 | 1 | 1780MCMACSR | 50953 | 1645820 | 1696773 | 0 | 0 | 0 | 0 | 0 | 0 | 0 | 0 | 0 | 0 | 0 | 0 | 0 | 0 | 0 | 0 | 0 | 0 | 0 | 0 | 12 | 1
NO |  | 141 | 2016 | 0 | 3 | 3 |  | GRIZZLY | MALIN | 500 | 500 | ST. TOWER | 178.5 | 0 | 1 | 1780MCMACSR | 275427 | 17485375 | 17760802 | 0 | 0 | 0 | 0 | 0 | 0 | 0 | 0 | 0 | 0 | 0 | 0 | 0 | 0 | 0 | 0 | 0 | 0 | 0 | 0 | 12 | 1
NO |  | 141 | 2016 | 0 | 4 | 4 |  | JOHN DAY | GRIZZLY '1' | 500 | 500 |  | 0 | 0 | 1 |  | 0 | 148889 | 148889 | 0 | 0 | 0 | 0 | 661410351 | 0 | 0 | 0 | 0 | 0 | 0 | 0 | 0 | 0 | 0 | 0 | 0 | 0 | 0 | 0 | 12 | 1
NO |  | 141 | 2016 | 0 | 5 | 5 |  | JOHN DAY | GRIZZLY '2' | 500 | 500 |  | 0 | 0 | 1 |  | 0 | 148889 | 148889 | 0 | 0 | 0 | 0 | 661410352 | 0 | 0 | 0 | 0 | 0 | 0 | 0 | 0 | 0 | 0 | 0 | 0 | 0 | 0 | 0 | 12 | 1
NO |  | 141 | 2016 | 0 | 6 | 6 |  | MISCELLANEOUS | MISCELLANEOUS | 500 | 0 |  | 0 | 0 | 0 |  | 5904 | 0 | 5904 | 0 | 0 | 0 | 0 | 0 | 0 | 0 | 0 | 0 | 0 | 0 | 0 | 0 | 0 | 0 | 0 | 0 | 0 | 0 | 0 | 12 | 1
NO |  | 141 | 2016 | 0 | 7 | 7 |  | CARTY | GRASSLAND | 500 | 500 | ST. TOWER | 0.75 | 0 | 0 | 1780MCMACSR | 0 | 10355181 | 10355181 | 0 | 0 | 0 | 0 | 661410426 | 0 | 0 | 0 | 0 | 0 | 0 | 0 | 0 | 0 | 0 | 0 | 0 | 0 | 0 | 0 | 12 | 1
NO |  | 141 | 2016 | 0 | 8 | 8 |  | GRASSLAND | BPA SLATT | 500 | 500 | ST.TOWER | 16.82 | 0 | 0 | 1780MCMACSR | 0 | 0 | 0 | 0 | 0 | 0 | 0 | 0 | 0 | 0 | 0 | 0 | 0 | 0 | 0 | 0 | 0 | 0 | 0 | 0 | 0 | 0 | 0 | 12 | 1
NO |  | 141 | 2016 | 0 | 9 | 9 |  | BOARDMAN | GRASSLAND | 500 | 500 | ST. TOWER | 0.94 | 0 | 1 | 1780MCMACSR | 0 | 6364682 | 6364682 | 0 | 0 | 0 | 0 | 661410353 | 0 | 0 | 0 | 0 | 0 | 0 | 0 | 0 | 0 | 0 | 0 | 0 | 0 | 0 | 0 | 12 | 1
NO |  | 141 | 2016 | 0 | 10 | 10 |  | COYOTE SPRINGS | BPA SLATT | 500 | 500 |  | 0 | 0 | 2 |  | 0 | 3624934 | 3624934 | 0 | 0 | 0 | 0 | 661410354 | 0 | 0 | 0 | 0 | 0 | 0 | 0 | 0 | 0 | 0 | 0 | 0 | 0 | 0 | 0 | 12 | 1
NO |  | 141 | 2016 | 0 | 11 | 11 |  | COLSTRIP PROJECT: |  | 0 | 0 |  | 0 | 0 | 0 |  | 0 | 0 | 0 | 0 | 0 | 0 | 0 | 661410355 | 0 | 0 | 0 | 0 | 0 | 0 | 0 | 0 | 0 | 0 | 0 | 0 | 0 | 0 | 0 | 12 | 1
NO |  | 141 | 2016 | 0 | 12 | 12 |  | COLSTRIP SWYD. | BROADVIEW 'A' | 500 | 500 | ST. TOWER | 0 | 112.3 | 1 |  | 0 | 0 | 0 | 0 | 0 | 0 | 0 | 0 | 0 | 0 | 0 | 0 | 0 | 0 | 0 | 0 | 0 | 0 | 0 | 0 | 0 | 0 | 0 | 12 | 1
NO |  | 141 | 2016 | 0 | 13 | 13 |  | COLSTRIP SWYD. | BROADVIEW 'B' | 500 | 500 | ST. TOWER | 0 | 115.8 | 1 |  | 0 | 0 | 0 | 0 | 0 | 0 | 0 | 0 | 0 | 0 | 0 | 0 | 0 | 0 | 0 | 0 | 0 | 0 | 0 | 0 | 0 | 0 | 0 | 12 | 1
NO |  | 141 | 2016 | 0 | 14 | 14 |  | BROADVIEW SWYD. | TOWNSEND 'A' | 500 | 500 | ST. TOWER | 0 | 133.4 | 1 |  | 0 | 0 | 0 | 0 | 0 | 0 | 0 | 0 | 0 | 0 | 0 | 0 | 0 | 0 | 0 | 0 | 0 | 0 | 0 | 0 | 0 | 0 | 0 | 12 | 1
NO |  | 141 | 2016 | 0 | 15 | 15 |  | BROADVIEW SWYD. | TOWNSEND 'B' | 500 | 500 | ST. TOWER | 0 | 133.4 | 1 |  | 0 | 0 | 0 | 0 | 0 | 0 | 0 | 0 | 0 | 0 | 0 | 0 | 0 | 0 | 0 | 0 | 0 | 0 | 0 | 0 | 0 | 0 | 0 | 12 | 1
NO |  | 141 | 2016 | 0 | 16 | 16 |  | Colstrip Project Costs | Project Lines | 0 | 0 |  | 0 | 0 | 0 |  | 1194326 | 43101062 | 44295388 | 0 | 0 | 0 | 0 | 0 | 0 | 0 | 0 | 0 | 0 | 0 | 0 | 0 | 0 | 0 | 0 | 0 | 0 | 0 | 0 | 12 | 1
NO |  | 141 | 2016 | 0 | 17 | 17 |  | Tot 500KV Line Expenses |  | 0 | 0 |  | 0 | 0 | 0 |  | 0 | 0 | 0 | 1142485 | 320015 | 879035 | 2341535 | 661410356 | 0 | 0 | 0 | 0 | 0 | 0 | 0 | 0 | 0 | 0 | 0 | 0 | 0 | 0 | 0 | 12 | 1
NO |  | 141 | 2016 | 0 | 19 | 19 |  | BIGLOW CANYON WF | JOHN DAY | 230 | 230 |  | 0 | 0 | 1 |  | 0 | 3040852 | 3040852 | 0 | 0 | 0 | 0 | 661410357 | 0 | 0 | 0 | 0 | 0 | 0 | 0 | 0 | 0 | 0 | 0 | 0 | 0 | 0 | 0 | 12 | 1
NO |  | 141 | 2016 | 0 | 20 | 20 |  | TUCANNON WF | CENTRAL FERRY BPA | 230 | 230 | H-WOOD | 20.7 | 0 | 1 | 795KCMAAC | 0 | 1956263 | 1956263 | 0 | 0 | 0 | 0 | 0 | 0 | 0 | 0 | 0 | 0 | 0 | 0 | 0 | 0 | 0 | 0 | 0 | 0 | 0 | 0 | 12 | 1
NO |  | 141 | 2016 | 0 | 22 | 22 |  | PELTON 230KV PROJECT LINES: |  | 0 | 0 |  | 0 | 0 | 0 |  | 0 | 0 | 0 | 0 | 0 | 0 | 0 | 0 | 0 | 0 | 0 | 0 | 0 | 0 | 0 | 0 | 0 | 0 | 0 | 0 | 0 | 0 | 0 | 12 | 1
NO |  | 141 | 2016 | 0 | 23 | 23 |  | PELTON | ROUND BUTTE | 230 | 230 | H-WOOD | 7.87 | 0 | 1 | 795MCMACSR | 7579 | 356927 | 364506 | 0 | 0 | 0 | 0 | 661410358 | 0 | 0 | 0 | 0 | 0 | 0 | 0 | 0 | 0 | 0 | 0 | 0 | 0 | 0 | 0 | 12 | 1
NO |  | 141 | 2016 | 0 | 25 | 25 |  | NON PROJECT 230KV: |  | 0 | 0 |  | 0 | 0 | 0 |  | 0 | 0 | 0 | 0 | 0 | 0 | 0 | 0 | 0 | 0 | 0 | 0 | 0 | 0 | 0 | 0 | 0 | 0 | 0 | 0 | 0 | 0 | 0 | 12 | 1
NO |  | 141 | 2016 | 0 | 26 | 26 |  | BETHEL | ROUND BUTTE | 230 | 230 | H-WOOD | 53.85 | 0 | 1 | 1272MCMACSR | 0 | 0 | 0 | 0 | 0 | 0 | 0 | 0 | 0 | 0 | 0 | 0 | 0 | 0 | 0 | 0 | 0 | 0 | 0 | 0 | 0 | 0 | 0 | 12 | 1
NO |  | 141 | 2016 | 0 | 27 | 27 |  |  |  | 230 | 230 | ST. TOWER | 44.85 | 0 | 1 | 1272MCMACSR | 0 | 0 | 0 | 0 | 0 | 0 | 0 | 0 | 0 | 0 | 0 | 0 | 0 | 0 | 0 | 0 | 0 | 0 | 0 | 0 | 0 | 0 | 0 | 12 | 1
NO |  | 141 | 2016 | 0 | 28 | 28 |  | ROUND BUTTE | BPA REDMOND | 230 | 230 | H-WOOD | 23.58 | 0 | 1 | 795MCMACSR | 0 | 0 | 0 | 0 | 0 | 0 | 0 | 0 | 0 | 0 | 0 | 0 | 0 | 0 | 0 | 0 | 0 | 0 | 0 | 0 | 0 | 0 | 0 | 12 | 1
NO |  | 141 | 2016 | 0 | 29 | 29 |  | BETHEL | BPA TIE (SANTIAM) | 230 | 230 | H-WOOD | 3.64 | 0 | 1 | 795MCMACSR | 0 | 0 | 0 | 0 | 0 | 0 | 0 | 0 | 0 | 0 | 0 | 0 | 0 | 0 | 0 | 0 | 0 | 0 | 0 | 0 | 0 | 0 | 0 | 12 | 1
NO |  | 141 | 2016 | 0 | 30 | 30 |  | BETHEL | McLOUGHLIN | 230 | 230 | H-WOOD | 35.57 | 0 | 1 | 1272MCMACSR | 0 | 0 | 0 | 0 | 0 | 0 | 0 | 0 | 0 | 0 | 0 | 0 | 0 | 0 | 0 | 0 | 0 | 0 | 0 | 0 | 0 | 0 | 0 | 12 | 1
NO |  | 141 | 2016 | 0 | 31 | 31 |  | CARVER | GRESHAM | 230 | 230 | H-WOOD | 7.17 | 0 | 1 | 1272MCMAAC | 0 | 0 | 0 | 0 | 0 | 0 | 0 | 0 | 0 | 0 | 0 | 0 | 0 | 0 | 0 | 0 | 0 | 0 | 0 | 0 | 0 | 0 | 0 | 12 | 1
NO |  | 141 | 2016 | 0 | 32 | 32 |  | McLOUGHLIN | CARVER #1 | 230 | 230 | H-WOOD | 4.95 | 0 | 1 | 1272MCMAAC | 0 | 0 | 0 | 0 | 0 | 0 | 0 | 0 | 0 | 0 | 0 | 0 | 0 | 0 | 0 | 0 | 0 | 0 | 0 | 0 | 0 | 0 | 0 | 12 | 1
NO |  | 141 | 2016 | 0 | 33 | 33 |  | McLOUGHLIN | CARVER #2 | 230 | 230 | ST. MONOP | 4.88 | 0 | 1 | 1272MCMACSS | 0 | 0 | 0 | 0 | 0 | 0 | 0 | 0 | 0 | 0 | 0 | 0 | 0 | 0 | 0 | 0 | 0 | 0 | 0 | 0 | 0 | 0 | 0 | 12 | 1
NO |  | 141 | 2016 | 0 | 34 | 34 |  | BPA KEELER | ST. MARY'S W. | 230 | 230 | H-WOOD | 2.89 | 0 | 1 | 1590MCMACSRTW | 0 | 0 | 0 | 0 | 0 | 0 | 0 | 0 | 0 | 0 | 0 | 0 | 0 | 0 | 0 | 0 | 0 | 0 | 0 | 0 | 0 | 0 | 0 | 12 | 1
NO |  | 141 | 2016 | 0 | 35 | 35 |  |  |  | 230 | 230 | ST. TOWER | 3.78 | 0 | 2 | 1590MCMACSRTW | 0 | 0 | 0 | 0 | 0 | 0 | 0 | 0 | 0 | 0 | 0 | 0 | 0 | 0 | 0 | 0 | 0 | 0 | 0 | 0 | 0 | 0 | 0 | 12 | 1
NO |  | 141 | 2016 | 0 | 36 | 36 |  | TOTAL |  | 0 | 0 |  | 611.14 | 536.65 | 58 |  | 10552540 | 159853047 | 170405587 | 2359629 | 660942 | 1106555 | 4127126 | 0 | 0 | 0 | 0 | 0 | 0 | 0 | 0 | 0 | 0 | 0 | 0 | 0 | 0 | 0 | 0 | 12 | 1
NO |  | 141 | 2016 | 1 | 1 | 1 |  | BLUE LAKE | TROUTDALE BPA | 230 | 230 | H-WOOD | 0.84 | 0 | 1 | 1780MCMACSR | 0 | 0 | 0 | 0 | 0 | 0 | 0 | 0 | 0 | 0 | 0 | 0 | 0 | 0 | 0 | 0 | 0 | 0 | 0 | 0 | 0 | 0 | 0 | 12 | 1
NO |  | 141 | 2016 | 1 | 2 | 2 |  |  |  | 230 | 230 | ST. MONOP | 0.58 | 0 | 1 | 1780MCMACSR | 0 | 0 | 0 | 0 | 0 | 0 | 0 | 0 | 0 | 0 | 0 | 0 | 0 | 0 | 0 | 0 | 0 | 0 | 0 | 0 | 0 | 0 | 0 | 12 | 1
NO |  | 141 | 2016 | 1 | 3 | 3 |  | PEARL BPA | SHERWOOD | 230 | 230 | ST. TOWER | 0 | 4.72 | 2 | 2388MCMAACTW | 0 | 0 | 0 | 0 | 0 | 0 | 0 | 661410359 | 0 | 0 | 0 | 0 | 0 | 0 | 0 | 0 | 0 | 0 | 0 | 0 | 0 | 0 | 0 | 12 | 1
NO |  | 141 | 2016 | 1 | 4 | 4 |  |  |  | 230 | 230 | ST. TOWER | 0.16 | 0 | 1 | 2388MCMAACTW | 0 | 0 | 0 | 0 | 0 | 0 | 0 | 0 | 0 | 0 | 0 | 0 | 0 | 0 | 0 | 0 | 0 | 0 | 0 | 0 | 0 | 0 | 0 | 12 | 1
NO |  | 141 | 2016 | 1 | 5 | 5 |  | GRESHAM | LINNEMAN | 230 | 230 | ST. TOWER | 0.31 | 0 | 1 | 1272MCMAAC | 0 | 0 | 0 | 0 | 0 | 0 | 0 | 0 | 0 | 0 | 0 | 0 | 0 | 0 | 0 | 0 | 0 | 0 | 0 | 0 | 0 | 0 | 0 | 12 | 1
NO |  | 141 | 2016 | 1 | 6 | 6 |  | McLOUGHLIN | SHERWOOD | 230 | 230 | ST. TOWER | 11.51 | 0 | 1 | 1272MCMAAC | 0 | 0 | 0 | 0 | 0 | 0 | 0 | 0 | 0 | 0 | 0 | 0 | 0 | 0 | 0 | 0 | 0 | 0 | 0 | 0 | 0 | 0 | 0 | 12 | 1
NO |  | 141 | 2016 | 1 | 7 | 7 |  |  |  | 230 | 230 | H-TOWER | 0.6 | 0 | 1 | 1780MCMACSR | 0 | 0 | 0 | 0 | 0 | 0 | 0 | 0 | 0 | 0 | 0 | 0 | 0 | 0 | 0 | 0 | 0 | 0 | 0 | 0 | 0 | 0 | 0 | 12 | 1
NO |  | 141 | 2016 | 1 | 8 | 8 |  | NON PROJECT 230KV (Cont.): |  | 0 | 0 |  | 0 | 0 | 0 |  | 0 | 0 | 0 | 0 | 0 | 0 | 0 | 0 | 0 | 0 | 0 | 0 | 0 | 0 | 0 | 0 | 0 | 0 | 0 | 0 | 0 | 0 | 0 | 12 | 1
NO |  | 141 | 2016 | 1 | 9 | 9 |  | McLOUGHLIN | SHERWOOD | 230 | 230 | ST. TOWER | 0 | 4.4 | 2 | 1272MCMAAC | 0 | 0 | 0 | 0 | 0 | 0 | 0 | 0 | 0 | 0 | 0 | 0 | 0 | 0 | 0 | 0 | 0 | 0 | 0 | 0 | 0 | 0 | 0 | 12 | 1
NO |  | 141 | 2016 | 1 | 10 | 10 |  | ST. MARY'S W. | MURRAYHILL | 230 | 230 | ST. TOWER | 5.92 | 0 | 1 | 1272MCMAAC | 0 | 0 | 0 | 0 | 0 | 0 | 0 | 0 | 0 | 0 | 0 | 0 | 0 | 0 | 0 | 0 | 0 | 0 | 0 | 0 | 0 | 0 | 0 | 12 | 1
NO |  | 141 | 2016 | 1 | 11 | 11 |  | HORIZON | KEELER BPA | 230 | 230 | ST. MONOP | 1.47 | 0 | 1 | 1272MCMACSS | 0 | 0 | 0 | 0 | 0 | 0 | 0 | 0 | 0 | 0 | 0 | 0 | 0 | 0 | 0 | 0 | 0 | 0 | 0 | 0 | 0 | 0 | 0 | 12 | 1
NO |  | 141 | 2016 | 1 | 12 | 12 |  | MURRAYHILL | SHERWOOD | 230 | 230 | ST. TOWER | 5.68 | 0 | 2 | 1272MCMAAC | 0 | 0 | 0 | 0 | 0 | 0 | 0 | 0 | 0 | 0 | 0 | 0 | 0 | 0 | 0 | 0 | 0 | 0 | 0 | 0 | 0 | 0 | 0 | 12 | 1
NO |  | 141 | 2016 | 1 | 13 | 13 |  | PORT WESTWARD | TROJAN #1 | 230 | 230 | ST. MONOP | 18.78 | 0 | 1 | 2156MCMACSS | 0 | 0 | 0 | 0 | 0 | 0 | 0 | 0 | 0 | 0 | 0 | 0 | 0 | 0 | 0 | 0 | 0 | 0 | 0 | 0 | 0 | 0 | 0 | 12 | 1
NO |  | 141 | 2016 | 1 | 14 | 14 |  | PORT WESTWARD | TROJAN #2 | 230 | 230 | ST. MONOP | 9.39 | 0 | 1 | 2156MCMACSS | 0 | 0 | 0 | 0 | 0 | 0 | 0 | 0 | 0 | 0 | 0 | 0 | 0 | 0 | 0 | 0 | 0 | 0 | 0 | 0 | 0 | 0 | 0 | 12 | 1
NO |  | 141 | 2016 | 1 | 15 | 15 |  | TROJAN | ST. MARY'S W. | 230 | 230 | H-WOOD | 0.1 | 0 | 1 | 1272MCMAAC | 0 | 0 | 0 | 0 | 0 | 0 | 0 | 0 | 0 | 0 | 0 | 0 | 0 | 0 | 0 | 0 | 0 | 0 | 0 | 0 | 0 | 0 | 0 | 12 | 1
NO |  | 141 | 2016 | 1 | 16 | 16 |  |  |  | 230 | 230 | ST. TOWER | 8.07 | 0 | 1 | 1590MCMAAC | 0 | 0 | 0 | 0 | 0 | 0 | 0 | 0 | 0 | 0 | 0 | 0 | 0 | 0 | 0 | 0 | 0 | 0 | 0 | 0 | 0 | 0 | 0 | 12 | 1
NO |  | 141 | 2016 | 1 | 17 | 17 |  |  |  | 0 | 0 | ST.TOWER | 0 | 32.2 | 1 | 1590MCMAAC | 0 | 0 | 0 | 0 | 0 | 0 | 0 | 0 | 0 | 0 | 0 | 0 | 0 | 0 | 0 | 0 | 0 | 0 | 0 | 0 | 0 | 0 | 0 | 12 | 1
NO |  | 141 | 2016 | 1 | 18 | 18 |  | TROJAN | RIVERGATE | 230 | 230 | ST. TOWER | 32.2 | 0 | 2 | 1590MCMAAC | 0 | 0 | 0 | 0 | 0 | 0 | 0 | 0 | 0 | 0 | 0 | 0 | 0 | 0 | 0 | 0 | 0 | 0 | 0 | 0 | 0 | 0 | 0 | 12 | 1
NO |  | 141 | 2016 | 1 | 19 | 19 |  |  |  | 230 | 230 | ST. TOWER | 2.88 | 0 | 2 | 1272MCMACSR | 0 | 0 | 0 | 0 | 0 | 0 | 0 | 0 | 0 | 0 | 0 | 0 | 0 | 0 | 0 | 0 | 0 | 0 | 0 | 0 | 0 | 0 | 0 | 12 | 1
NO |  | 141 | 2016 | 1 | 21 | 21 |  | Tot Nonproj 230kv Costs |  | 0 | 0 |  | 0 | 0 | 0 |  | 8863277 | 68135178 | 76998455 | 0 | 0 | 0 | 0 | 0 | 0 | 0 | 0 | 0 | 0 | 0 | 0 | 0 | 0 | 0 | 0 | 0 | 0 | 0 | 0 | 12 | 1
NO |  | 141 | 2016 | 1 | 23 | 23 |  | GRESHAM | TROUTDALE BPA | 230 | 230 | ST. TOWER | 0 | 0.43 | 1 | 954KCMACSR | 0 | 0 | 0 | 0 | 0 | 0 | 0 | 661410360 | 0 | 0 | 0 | 0 | 0 | 0 | 0 | 0 | 0 | 0 | 0 | 0 | 0 | 0 | 0 | 12 | 1
NO |  | 141 | 2016 | 1 | 24 | 24 |  | BOARDMAN | PPL DALREED | 230 | 230 | H-WOOD | 16.76 | 0 | 1 | 795KCMAAC | 0 | 615564 | 615564 | 0 | 0 | 0 | 0 | 661410361 | 0 | 0 | 0 | 0 | 0 | 0 | 0 | 0 | 0 | 0 | 0 | 0 | 0 | 0 | 0 | 12 | 1
NO |  | 141 | 2016 | 1 | 26 | 26 |  | Tot 230KV LINE EXPENSES |  | 0 | 0 |  | 0 | 0 | 0 |  | 0 | 0 | 0 | 1217144 | 340927 | 161700 | 1719771 | 0 | 0 | 0 | 0 | 0 | 0 | 0 | 0 | 0 | 0 | 0 | 0 | 0 | 0 | 0 | 0 | 12 | 1
NO |  | 141 | 2016 | 1 | 28 | 28 |  | PROJECT 115 KV LINES |  | 0 | 0 |  | 0 | 0 | 0 |  | 0 | 0 | 0 | 0 | 0 | 0 | 0 | 0 | 0 | 0 | 0 | 0 | 0 | 0 | 0 | 0 | 0 | 0 | 0 | 0 | 0 | 0 | 0 | 12 | 1
SI/NO | A | 141 | 2016 | 1 | 29 | 29 |  | FARADAY | MCLOUGHLIN | 115 | 115 | H-WOOD | 14.7 | 0 | 1 | 795KCMACSR | 0 | 871841 | 871841 | 0 | 0 | 0 | 21716.9021 | 0 | 0 | 0 | 0 | 0 | 0 | 0 | 0 | 0 | 0 | 0 | 0 | 0 | 0 | 0 | 0 | 12 | 1
SI/NO | A | 141 | 2016 | 1 | 30 | 30 |  | NORTH FORK | FARADAY | 115 | 115 | H-WOOD | 2.79 | 0 | 1 | 556KCMACSR | 120302 | 621351 | 741653 | 0 | 0 | 0 | 18474.0171 | 0 | 0 | 0 | 0 | 0 | 0 | 0 | 0 | 0 | 0 | 0 | 0 | 0 | 0 | 0 | 0 | 12 | 1
SI/NO | A | 141 | 2016 | 1 | 31 | 31 |  | OAK GROVE | FARADAY | 115 | 115 | DC LATTICE | 18.68 | 0 | 2 | 250CU | 12477 | 503937 | 516414 | 0 | 0 | 0 | 12863.4834 | 0 | 0 | 0 | 0 | 0 | 0 | 0 | 0 | 0 | 0 | 0 | 0 | 0 | 0 | 0 | 0 | 12 | 1
SI/NO | A | 141 | 2016 | 1 | 32 | 32 |  | OAK GROVE | MCLOUGHLIN | 115 | 115 | H-WOOD | 14.7 | 0 | 2 | 795KCMACSR | 0 | 0 | 0 | 0 | 0 | 0 | 0 | 0 | 0 | 0 | 0 | 0 | 0 | 0 | 0 | 0 | 0 | 0 | 0 | 0 | 0 | 0 | 0 | 12 | 1
SI/NO | A | 141 | 2016 | 1 | 33 | 33 |  |  |  | 115 | 115 | DC LATTICE | 18.68 | 0 | 2 | 250CU | 22295 | 876302 | 898597 | 0 | 0 | 0 | 22383.3739 | 0 | 0 | 0 | 0 | 0 | 0 | 0 | 0 | 0 | 0 | 0 | 0 | 0 | 0 | 0 | 0 | 12 | 1
NO |  | 141 | 2016 | 1 | 34 | 34 |  | Tot 115KV LINE EXPENSES |  | 0 | 0 |  | 0 | 0 | 0 |  | 0 | 0 | 0 | 0 | 0 | 65820 | 65820 | 0 | 0 | 0 | 0 | 0 | 0 | 0 | 0 | 0 | 0 | 0 | 0 | 0 | 0 | 0 | 0 | 12 | 1
NO |  | 142 | 2016 | 0 | 1 | 1 |  | BEDINGTON | DOUBS | 500 | 500 | 3 | 26.14 | 0 | 1 | 1 | 0 | 0 | 0 | 0 | 0 | 0 | 0 | 0 | 0 | 0 | 0 | 0 | 0 | 0 | 0 | 0 | 0 | 0 | 0 | 0 | 0 | 0 | 0 | 12 | 1
NO |  | 142 | 2016 | 0 | 2 | 2 |  | BISMARK | DOUBS | 500 | 500 |  | 2.86 | 0 | 1 |  | 0 | 0 | 0 | 0 | 0 | 0 | 0 | 0 | 0 | 0 | 0 | 0 | 0 | 0 | 0 | 0 | 0 | 0 | 0 | 0 | 0 | 0 | 0 | 12 | 1
NO |  | 142 | 2016 | 0 | 3 | 3 |  | BLACK OAK | BEDINGTON | 500 | 500 |  | 0.09 | 0 | 0 |  | 0 | 0 | 0 | 0 | 0 | 0 | 0 | 0 | 0 | 0 | 0 | 0 | 0 | 0 | 0 | 0 | 0 | 0 | 0 | 0 | 0 | 0 | 0 | 12 | 1
NO |  | 142 | 2016 | 0 | 4 | 4 |  | DOUBS | BRIGHTON | 500 | 500 | 3 | 6.33 | 0 | 1 | 1,2 | 0 | 0 | 0 | 0 | 0 | 0 | 0 | 0 | 0 | 0 | 0 | 0 | 0 | 0 | 0 | 0 | 0 | 0 | 0 | 0 | 0 | 0 | 0 | 12 | 1
NO |  | 142 | 2016 | 0 | 5 | 5 |  | DOUBS | GOOSE CREEK | 500 | 500 | 3 | 15.29 | 0 | 1 | 1,2 | 0 | 0 | 0 | 0 | 0 | 0 | 0 | 0 | 0 | 0 | 0 | 0 | 0 | 0 | 0 | 0 | 0 | 0 | 0 | 0 | 0 | 0 | 0 | 12 | 1
NO |  | 142 | 2016 | 0 | 6 | 6 |  | HATFIELD | BLACK OAK | 500 | 500 | 3 | 33.96 | 0 | 1 | 1 | 0 | 0 | 0 | 0 | 0 | 0 | 0 | 0 | 0 | 0 | 0 | 0 | 0 | 0 | 0 | 0 | 0 | 0 | 0 | 0 | 0 | 0 | 0 | 12 | 1
NO |  | 142 | 2016 | 0 | 7 | 7 |  |  |  | 0 | 0 |  | 0 | 0 | 0 |  | 1955512 | 27795999 | 29751511 | 0 | 0 | 0 | 0 | 0 | 0 | 0 | 0 | 0 | 0 | 0 | 0 | 0 | 0 | 0 | 0 | 0 | 0 | 0 | 0 | 12 | 1
NO |  | 142 | 2016 | 0 | 8 | 8 |  | SUBTOTAL MARYLAND 500 |  | 0 | 0 |  | 84.67 | 0 | 5 |  | 1955512 | 27795999 | 29751511 | 0 | 0 | 0 | 0 | 0 | 0 | 0 | 0 | 0 | 0 | 0 | 0 | 0 | 0 | 0 | 0 | 0 | 0 | 0 | 0 | 12 | 1
NO |  | 142 | 2016 | 0 | 9 | 9 |  | AQUEDUCT | DICKERSON H | 230 | 230 | 3 | 1.44 | 0 | 1 |  | 0 | 0 | 0 | 0 | 0 | 0 | 0 | 0 | 0 | 0 | 0 | 0 | 0 | 0 | 0 | 0 | 0 | 0 | 0 | 0 | 0 | 0 | 0 | 12 | 1
NO |  | 142 | 2016 | 0 | 10 | 10 |  | AQUEDUCT | DOUBS | 230 | 230 | 3 | 6.66 | 0 | 1 |  | 0 | 0 | 0 | 0 | 0 | 0 | 0 | 0 | 0 | 0 | 0 | 0 | 0 | 0 | 0 | 0 | 0 | 0 | 0 | 0 | 0 | 0 | 0 | 12 | 1
NO |  | 142 | 2016 | 0 | 11 | 11 |  | CARROLL | MOUNT AIRY | 230 | 230 | 1,2 | 12.72 | 0 | 1 | 4 | 0 | 0 | 0 | 0 | 0 | 0 | 0 | 0 | 0 | 0 | 0 | 0 | 0 | 0 | 0 | 0 | 0 | 0 | 0 | 0 | 0 | 0 | 0 | 12 | 1
NO |  | 142 | 2016 | 0 | 12 | 12 |  | DAMASCUS | MONTGOMERY | 230 | 230 | 1,2 | 4.97 | 0 | 1 | 4 | 0 | 0 | 0 | 0 | 0 | 0 | 0 | 0 | 0 | 0 | 0 | 0 | 0 | 0 | 0 | 0 | 0 | 0 | 0 | 0 | 0 | 0 | 0 | 12 | 1
NO |  | 142 | 2016 | 0 | 13 | 13 |  | DOUBS | DICKERSON H | 230 | 230 | 3 | 8 | 0 | 1 | 0 | 0 | 0 | 0 | 0 | 0 | 0 | 0 | 0 | 0 | 0 | 0 | 0 | 0 | 0 | 0 | 0 | 0 | 0 | 0 | 0 | 0 | 0 | 0 | 12 | 1
NO |  | 142 | 2016 | 0 | 14 | 14 |  | DOUBS | LIME KILN | 230 | 230 |  | 6.69 | 0 | 1 |  | 0 | 0 | 0 | 0 | 0 | 0 | 0 | 0 | 0 | 0 | 0 | 0 | 0 | 0 | 0 | 0 | 0 | 0 | 0 | 0 | 0 | 0 | 0 | 12 | 1
NO |  | 142 | 2016 | 0 | 15 | 15 |  | DOUBS | LIME KILN 1 | 230 | 230 | 2,3 | 6.71 | 0 | 1 | 4 | 0 | 0 | 0 | 0 | 0 | 0 | 0 | 0 | 0 | 0 | 0 | 0 | 0 | 0 | 0 | 0 | 0 | 0 | 0 | 0 | 0 | 0 | 0 | 12 | 1
NO |  | 142 | 2016 | 0 | 16 | 16 |  | DOUBS | MONOCACY | 230 | 230 | 1,3 | 24.88 | 0 | 1 | 4 | 0 | 0 | 0 | 0 | 0 | 0 | 0 | 0 | 0 | 0 | 0 | 0 | 0 | 0 | 0 | 0 | 0 | 0 | 0 | 0 | 0 | 0 | 0 | 12 | 1
NO |  | 142 | 2016 | 0 | 17 | 17 |  | FREDERICK A | MONOCACY | 230 | 230 | 1 | 1.75 | 0 | 1 |  | 0 | 0 | 0 | 0 | 0 | 0 | 0 | 0 | 0 | 0 | 0 | 0 | 0 | 0 | 0 | 0 | 0 | 0 | 0 | 0 | 0 | 0 | 0 | 12 | 1
NO |  | 142 | 2016 | 0 | 18 | 18 |  | FROSTOWN JCT | BOONSBORO, DOUBS, RINGOLD | 230 | 230 | 2 | 31.25 | 0 | 1 | 4 | 0 | 0 | 0 | 0 | 0 | 0 | 0 | 0 | 0 | 0 | 0 | 0 | 0 | 0 | 0 | 0 | 0 | 0 | 0 | 0 | 0 | 0 | 0 | 12 | 1
NO |  | 142 | 2016 | 0 | 19 | 19 |  | LIME KILN | MCCAIN | 230 | 230 | 1,2 | 4.21 | 0 | 1 | 4 | 0 | 0 | 0 | 0 | 0 | 0 | 0 | 0 | 0 | 0 | 0 | 0 | 0 | 0 | 0 | 0 | 0 | 0 | 0 | 0 | 0 | 0 | 0 | 12 | 1
NO |  | 142 | 2016 | 0 | 20 | 20 |  | LIME KILN | MONOCACY | 230 | 230 | 1 | 6.67 | 0 | 1 |  | 0 | 0 | 0 | 0 | 0 | 0 | 0 | 0 | 0 | 0 | 0 | 0 | 0 | 0 | 0 | 0 | 0 | 0 | 0 | 0 | 0 | 0 | 0 | 12 | 1
NO |  | 142 | 2016 | 0 | 21 | 21 |  | LIME KILN | MONTGOMERY | 230 | 230 | 2 | 12.28 | 0 | 1 |  | 0 | 0 | 0 | 0 | 0 | 0 | 0 | 0 | 0 | 0 | 0 | 0 | 0 | 0 | 0 | 0 | 0 | 0 | 0 | 0 | 0 | 0 | 0 | 12 | 1
NO |  | 142 | 2016 | 0 | 22 | 22 |  | MCCAIN | FREDRICK | 230 | 230 | 2 | 5.57 | 0 | 1 |  | 0 | 0 | 0 | 0 | 0 | 0 | 0 | 0 | 0 | 0 | 0 | 0 | 0 | 0 | 0 | 0 | 0 | 0 | 0 | 0 | 0 | 0 | 0 | 12 | 1
NO |  | 142 | 2016 | 0 | 23 | 23 |  | MONOCACY | EAGLEHEAD | 230 | 230 | 1,2 | 6.86 | 0 | 1 | 4 | 0 | 0 | 0 | 0 | 0 | 0 | 0 | 0 | 0 | 0 | 0 | 0 | 0 | 0 | 0 | 0 | 0 | 0 | 0 | 0 | 0 | 0 | 0 | 12 | 1
NO |  | 142 | 2016 | 0 | 24 | 24 |  | MONOCACY | RINGGOLD | 230 | 230 | 1,2,3 | 23.55 | 0 | 1 | 4 | 0 | 0 | 0 | 0 | 0 | 0 | 0 | 0 | 0 | 0 | 0 | 0 | 0 | 0 | 0 | 0 | 0 | 0 | 0 | 0 | 0 | 0 | 0 | 12 | 1
NO |  | 142 | 2016 | 0 | 25 | 25 |  | MOUNT AIRY | DAMASCUS | 230 | 230 | 1,2 | 10.41 | 0 | 1 | 4 | 0 | 0 | 0 | 0 | 0 | 0 | 0 | 0 | 0 | 0 | 0 | 0 | 0 | 0 | 0 | 0 | 0 | 0 | 0 | 0 | 0 | 0 | 0 | 12 | 1
NO |  | 142 | 2016 | 0 | 26 | 26 |  | MOUNT AIRY | NEW MARKET | 230 | 230 | 1,2,3 | 5.87 | 0 | 1 | 4 | 0 | 0 | 0 | 0 | 0 | 0 | 0 | 0 | 0 | 0 | 0 | 0 | 0 | 0 | 0 | 0 | 0 | 0 | 0 | 0 | 0 | 0 | 0 | 12 | 1
NO |  | 142 | 2016 | 0 | 27 | 27 |  | NEW MARKET | EAGLEHEAD | 230 | 230 | 1,2 | 8.11 | 0 | 1 | 4 | 0 | 0 | 0 | 0 | 0 | 0 | 0 | 0 | 0 | 0 | 0 | 0 | 0 | 0 | 0 | 0 | 0 | 0 | 0 | 0 | 0 | 0 | 0 | 12 | 1
NO |  | 142 | 2016 | 0 | 28 | 28 |  |  |  | 0 | 0 |  | 0 | 0 | 0 |  | 17650227 | 32172055 | 49822282 | 0 | 0 | 0 | 0 | 0 | 0 | 0 | 0 | 0 | 0 | 0 | 0 | 0 | 0 | 0 | 0 | 0 | 0 | 0 | 0 | 12 | 1
NO |  | 142 | 2016 | 0 | 29 | 29 |  | SUBTOTAL MARYLAND 230 |  | 0 | 0 |  | 188.6 | 0 | 19 |  | 17650227 | 32172055 | 49822282 | 0 | 0 | 0 | 0 | 0 | 0 | 0 | 0 | 0 | 0 | 0 | 0 | 0 | 0 | 0 | 0 | 0 | 0 | 0 | 0 | 12 | 1
NO |  | 142 | 2016 | 0 | 31 | 31 |  | ALBRIGHT | CROSS SCHOOL | 138 | 138 | 2 | 26.75 | 0 | 1 | 5,6 | 0 | 0 | 0 | 0 | 0 | 0 | 0 | 0 | 0 | 0 | 0 | 0 | 0 | 0 | 0 | 0 | 0 | 0 | 0 | 0 | 0 | 0 | 0 | 12 | 1
NO |  | 142 | 2016 | 0 | 32 | 32 |  | ALBRIGHT | GARRETT | 138 | 138 | 2 | 6.4 | 0 | 1 | 5 | 0 | 0 | 0 | 0 | 0 | 0 | 0 | 0 | 0 | 0 | 0 | 0 | 0 | 0 | 0 | 0 | 0 | 0 | 0 | 0 | 0 | 0 | 0 | 12 | 1
NO |  | 142 | 2016 | 0 | 33 | 33 |  | ALBRIGHT | KELSO GAP | 138 | 138 | 2 | 10.56 | 0 | 1 | 5 | 0 | 0 | 0 | 0 | 0 | 0 | 0 | 0 | 0 | 0 | 0 | 0 | 0 | 0 | 0 | 0 | 0 | 0 | 0 | 0 | 0 | 0 | 0 | 12 | 1
NO |  | 142 | 2016 | 0 | 34 | 34 |  | ALBRIGHT | WILLIAM | 138 | 138 | 2 | 4.53 | 0 | 1 | 5 | 0 | 0 | 0 | 0 | 0 | 0 | 0 | 0 | 0 | 0 | 0 | 0 | 0 | 0 | 0 | 0 | 0 | 0 | 0 | 0 | 0 | 0 | 0 | 12 | 1
NO |  | 142 | 2016 | 0 | 35 | 35 |  | ANTIETAM | EAST HAGERSTOWN | 138 | 138 | 1,2,3 | 9.94 | 0 | 1 | 6 | 0 | 0 | 0 | 0 | 0 | 0 | 0 | 0 | 0 | 0 | 0 | 0 | 0 | 0 | 0 | 0 | 0 | 0 | 0 | 0 | 0 | 0 | 0 | 12 | 1
NO |  | 142 | 2016 | 0 | 36 | 36 |  | TOTAL |  | 0 | 0 |  | 1256.64 | 106.02 | 122 |  | 46098642 | 212496334 | 258594976 | 49867 | 6095102 | 271631 | 6416600 | 0 | 0 | 0 | 0 | 0 | 0 | 0 | 0 | 0 | 0 | 0 | 0 | 0 | 0 | 0 | 0 | 12 | 1
NO |  | 142 | 2016 | 1 | 1 | 1 |  | ANTIETAM | REID | 138 | 138 | 1,2,3 | 6.76 | 0 | 1 | 6 | 0 | 0 | 0 | 0 | 0 | 0 | 0 | 0 | 0 | 0 | 0 | 0 | 0 | 0 | 0 | 0 | 0 | 0 | 0 | 0 | 0 | 0 | 0 | 12 | 1
NO |  | 142 | 2016 | 1 | 2 | 2 |  | BEDINGTON | MARLOWE 3 | 138 | 138 | 2 | 3.25 | 0 | 1 | 6 | 0 | 0 | 0 | 0 | 0 | 0 | 0 | 0 | 0 | 0 | 0 | 0 | 0 | 0 | 0 | 0 | 0 | 0 | 0 | 0 | 0 | 0 | 0 | 12 | 1
NO |  | 142 | 2016 | 1 | 3 | 3 |  | BEDINGTON | MARLOWE 2 | 138 | 138 | 2 | 7.09 | 0 | 1 | 6 | 0 | 0 | 0 | 0 | 0 | 0 | 0 | 0 | 0 | 0 | 0 | 0 | 0 | 0 | 0 | 0 | 0 | 0 | 0 | 0 | 0 | 0 | 0 | 12 | 1
NO |  | 142 | 2016 | 1 | 4 | 4 |  | BEDINGTON | REID | 138 | 138 | 1 | 11.21 | 0 | 1 | 6 | 0 | 0 | 0 | 0 | 0 | 0 | 0 | 0 | 0 | 0 | 0 | 0 | 0 | 0 | 0 | 0 | 0 | 0 | 0 | 0 | 0 | 0 | 0 | 12 | 1
NO |  | 142 | 2016 | 1 | 5 | 5 |  | BLACK OAK | CROSS SCHOOL | 138 | 138 |  | 8.59 | 0 | 1 |  | 0 | 0 | 0 | 0 | 0 | 0 | 0 | 0 | 0 | 0 | 0 | 0 | 0 | 0 | 0 | 0 | 0 | 0 | 0 | 0 | 0 | 0 | 0 | 12 | 1
NO |  | 142 | 2016 | 1 | 6 | 6 |  | BLACK OAK | CUMBERLAND | 138 | 138 |  | 0.53 | 0 | 1 |  | 0 | 0 | 0 | 0 | 0 | 0 | 0 | 0 | 0 | 0 | 0 | 0 | 0 | 0 | 0 | 0 | 0 | 0 | 0 | 0 | 0 | 0 | 0 | 12 | 1
NO |  | 142 | 2016 | 1 | 7 | 7 |  | CARROLL | GERMANTOWN | 138 | 138 | 1,2 | 16.17 | 0 | 1 | 5,6 | 0 | 0 | 0 | 0 | 0 | 0 | 0 | 0 | 0 | 0 | 0 | 0 | 0 | 0 | 0 | 0 | 0 | 0 | 0 | 0 | 0 | 0 | 0 | 12 | 1
NO |  | 142 | 2016 | 1 | 8 | 8 |  | CARROLL | LEHIGH PORTLAND CEMENT | 138 | 138 | 1 | 0.37 | 0 | 1 | 5 | 0 | 0 | 0 | 0 | 0 | 0 | 0 | 0 | 0 | 0 | 0 | 0 | 0 | 0 | 0 | 0 | 0 | 0 | 0 | 0 | 0 | 0 | 0 | 12 | 1
NO |  | 142 | 2016 | 1 | 9 | 9 |  | CATOCTIN | MONOCACY | 138 | 138 | 1,2 | 16.14 | 0 | 1 | 6,7 | 0 | 0 | 0 | 0 | 0 | 0 | 0 | 0 | 0 | 0 | 0 | 0 | 0 | 0 | 0 | 0 | 0 | 0 | 0 | 0 | 0 | 0 | 0 | 12 | 1
NO |  | 142 | 2016 | 1 | 10 | 10 |  | CHERRY RUN | MCCONNELLSBURG | 138 | 138 | 2,3 | 5.03 | 0 | 1 | 6 | 0 | 0 | 0 | 0 | 0 | 0 | 0 | 0 | 0 | 0 | 0 | 0 | 0 | 0 | 0 | 0 | 0 | 0 | 0 | 0 | 0 | 0 | 0 | 12 | 1
NO |  | 142 | 2016 | 1 | 11 | 11 |  | EAST HAGERSTOWN | RINGGOLD | 138 | 138 | 1,2 | 7.61 | 0 | 1 | 6 | 0 | 0 | 0 | 0 | 0 | 0 | 0 | 0 | 0 | 0 | 0 | 0 | 0 | 0 | 0 | 0 | 0 | 0 | 0 | 0 | 0 | 0 | 0 | 12 | 1
NO |  | 142 | 2016 | 1 | 12 | 12 |  | FINZEL TO FROSTBURG | RIDGELY | 138 | 138 |  | 12.86 | 0 | 1 |  | 0 | 0 | 0 | 0 | 0 | 0 | 0 | 0 | 0 | 0 | 0 | 0 | 0 | 0 | 0 | 0 | 0 | 0 | 0 | 0 | 0 | 0 | 0 | 12 | 1
NO |  | 142 | 2016 | 1 | 13 | 13 |  | GARRETT | RIDGELEY | 138 | 138 | 1,2,3 | 31.89 | 0 | 1 | 5 | 0 | 0 | 0 | 0 | 0 | 0 | 0 | 0 | 0 | 0 | 0 | 0 | 0 | 0 | 0 | 0 | 0 | 0 | 0 | 0 | 0 | 0 | 0 | 12 | 1
NO |  | 142 | 2016 | 1 | 14 | 14 |  | HALFWAY | PARAMOUNT NO. 1 | 138 | 138 | 1 | 6.69 | 0 | 1 | 6 | 0 | 0 | 0 | 0 | 0 | 0 | 0 | 0 | 0 | 0 | 0 | 0 | 0 | 0 | 0 | 0 | 0 | 0 | 0 | 0 | 0 | 0 | 0 | 12 | 1
NO |  | 142 | 2016 | 1 | 15 | 15 |  | HALFWAY | MARLOW | 138 | 138 |  | 5.33 | 0 | 1 |  | 0 | 0 | 0 | 0 | 0 | 0 | 0 | 0 | 0 | 0 | 0 | 0 | 0 | 0 | 0 | 0 | 0 | 0 | 0 | 0 | 0 | 0 | 0 | 12 | 1
NO |  | 142 | 2016 | 1 | 16 | 16 |  | HAZELTON | JENNINGS TO FINZEL | 138 | 138 | 1,3 | 25.22 | 0 | 1 | 6 | 0 | 0 | 0 | 0 | 0 | 0 | 0 | 0 | 0 | 0 | 0 | 0 | 0 | 0 | 0 | 0 | 0 | 0 | 0 | 0 | 0 | 0 | 0 | 12 | 1
NO |  | 142 | 2016 | 1 | 17 | 17 |  | JUNCTION | BLACK OAK | 138 | 138 | 2 | 0.48 | 0 | 1 | 5,6 | 0 | 0 | 0 | 0 | 0 | 0 | 0 | 0 | 0 | 0 | 0 | 0 | 0 | 0 | 0 | 0 | 0 | 0 | 0 | 0 | 0 | 0 | 0 | 12 | 1
NO |  | 142 | 2016 | 1 | 18 | 18 |  | KELSO GAP | PARR RUN | 138 | 138 | 2 | 11.18 | 0 | 1 |  | 0 | 0 | 0 | 0 | 0 | 0 | 0 | 0 | 0 | 0 | 0 | 0 | 0 | 0 | 0 | 0 | 0 | 0 | 0 | 0 | 0 | 0 | 0 | 12 | 1
NO |  | 142 | 2016 | 1 | 19 | 19 |  | MARLOWE | BOONSBORO | 138 | 138 | 1,2 | 11.8 | 0 | 1 | 5,8 | 0 | 0 | 0 | 0 | 0 | 0 | 0 | 0 | 0 | 0 | 0 | 0 | 0 | 0 | 0 | 0 | 0 | 0 | 0 | 0 | 0 | 0 | 0 | 12 | 1
NO |  | 142 | 2016 | 1 | 20 | 20 |  | MESSICK ROAD | MORGAN | 138 | 138 | 1,2 | 17.69 | 0 | 1 | 5,6 | 0 | 0 | 0 | 0 | 0 | 0 | 0 | 0 | 0 | 0 | 0 | 0 | 0 | 0 | 0 | 0 | 0 | 0 | 0 | 0 | 0 | 0 | 0 | 12 | 1
NO |  | 142 | 2016 | 1 | 21 | 21 |  | MESSICK ROAD | RIDGELEY | 138 | 138 | 1,2 | 3.19 | 0 | 1 | 5,6 | 0 | 0 | 0 | 0 | 0 | 0 | 0 | 0 | 0 | 0 | 0 | 0 | 0 | 0 | 0 | 0 | 0 | 0 | 0 | 0 | 0 | 0 | 0 | 12 | 1
NO |  | 142 | 2016 | 1 | 22 | 22 |  | MILLVILLE | DOUBS | 138 | 138 | 2 | 0.65 | 0 | 1 | 6 | 0 | 0 | 0 | 0 | 0 | 0 | 0 | 0 | 0 | 0 | 0 | 0 | 0 | 0 | 0 | 0 | 0 | 0 | 0 | 0 | 0 | 0 | 0 | 12 | 1
NO |  | 142 | 2016 | 1 | 23 | 23 |  | PARAMOUNT NO. 1 | REID | 138 | 138 | 1,3 | 1.8 | 0 | 1 | 6 | 0 | 0 | 0 | 0 | 0 | 0 | 0 | 0 | 0 | 0 | 0 | 0 | 0 | 0 | 0 | 0 | 0 | 0 | 0 | 0 | 0 | 0 | 0 | 12 | 1
NO |  | 142 | 2016 | 1 | 24 | 24 |  | REID | GUILFORD | 138 | 138 | 2 | 0.43 | 0 | 1 | 6 | 0 | 0 | 0 | 0 | 0 | 0 | 0 | 0 | 0 | 0 | 0 | 0 | 0 | 0 | 0 | 0 | 0 | 0 | 0 | 0 | 0 | 0 | 0 | 12 | 1
NO |  | 142 | 2016 | 1 | 25 | 25 |  | REID | RINGGOLD 1 | 138 | 138 | 2 | 7.43 | 0 | 1 | 6 | 0 | 0 | 0 | 0 | 0 | 0 | 0 | 0 | 0 | 0 | 0 | 0 | 0 | 0 | 0 | 0 | 0 | 0 | 0 | 0 | 0 | 0 | 0 | 12 | 1
NO |  | 142 | 2016 | 1 | 26 | 26 |  | RIDGELEY | CUMBERLAND | 138 | 138 | 3 | 0.13 | 0 | 1 | 6,7 | 0 | 0 | 0 | 0 | 0 | 0 | 0 | 0 | 0 | 0 | 0 | 0 | 0 | 0 | 0 | 0 | 0 | 0 | 0 | 0 | 0 | 0 | 0 | 12 | 1
NO |  | 142 | 2016 | 1 | 27 | 27 |  | RINGGOLD | CATOCTIN | 138 | 138 | 2 | 9.74 | 0 | 1 | 6,7 | 0 | 0 | 0 | 0 | 0 | 0 | 0 | 0 | 0 | 0 | 0 | 0 | 0 | 0 | 0 | 0 | 0 | 0 | 0 | 0 | 0 | 0 | 0 | 12 | 1
NO |  | 142 | 2016 | 1 | 28 | 28 |  | RINGGOLD | WEST WAYNESBORO | 138 | 138 | 2 | 3.99 | 0 | 1 | 5 | 0 | 0 | 0 | 0 | 0 | 0 | 0 | 0 | 0 | 0 | 0 | 0 | 0 | 0 | 0 | 0 | 0 | 0 | 0 | 0 | 0 | 0 | 0 | 12 | 1
NO |  | 142 | 2016 | 1 | 29 | 29 |  |  |  | 0 | 0 |  | 0 | 0 | 0 |  | 6956829 | 45169352 | 52126181 | 0 | 0 | 0 | 0 | 0 | 0 | 0 | 0 | 0 | 0 | 0 | 0 | 0 | 0 | 0 | 0 | 0 | 0 | 0 | 0 | 12 | 1
NO |  | 142 | 2016 | 1 | 30 | 30 |  | SUBTOTAL MARYLAND 138 |  | 0 | 0 |  | 291.43 | 0 | 33 |  | 6956829 | 45169352 | 52126181 | 0 | 0 | 0 | 0 | 0 | 0 | 0 | 0 | 0 | 0 | 0 | 0 | 0 | 0 | 0 | 0 | 0 | 0 | 0 | 0 | 12 | 1
NO |  | 142 | 2016 | 1 | 32 | 32 |  | SDC1 DEEP CREEK | GARRETT-PENN MAR | 115 | 115 | 2 | 1.93 | 0 | 1 |  | 0 | 0 | 0 | 0 | 0 | 0 | 0 | 0 | 0 | 0 | 0 | 0 | 0 | 0 | 0 | 0 | 0 | 0 | 0 | 0 | 0 | 0 | 0 | 12 | 1
NO |  | 142 | 2016 | 1 | 34 | 34 |  | SUBTOTAL MARYLAND 115 KV |  | 0 | 0 |  | 1.93 | 0 | 1 |  | 0 | 0 | 0 | 0 | 0 | 0 | 0 | 0 | 0 | 0 | 0 | 0 | 0 | 0 | 0 | 0 | 0 | 0 | 0 | 0 | 0 | 0 | 0 | 12 | 1
NO |  | 142 | 2016 | 2 | 1 | 1 |  | BLACK OAK | BEDINGTON | 500 | 500 | 3 | 0.71 | 0 | 1 | 1 | 0 | 0 | 0 | 0 | 0 | 0 | 0 | 0 | 0 | 0 | 0 | 0 | 0 | 0 | 0 | 0 | 0 | 0 | 0 | 0 | 0 | 0 | 0 | 12 | 1
NO |  | 142 | 2016 | 2 | 2 | 2 |  | MEADOWBROOK | FRONT ROYAL | 500 | 500 | 3 | 5.28 | 0 | 1 |  | 0 | 0 | 0 | 0 | 0 | 0 | 0 | 0 | 0 | 0 | 0 | 0 | 0 | 0 | 0 | 0 | 0 | 0 | 0 | 0 | 0 | 0 | 0 | 12 | 1
NO |  | 142 | 2016 | 2 | 3 | 3 |  | GREENLAND GAP | MEADOWBROOK | 500 | 500 | 3 | 12.4 | 0 | 1 | 1 | 0 | 0 | 0 | 0 | 0 | 0 | 0 | 0 | 0 | 0 | 0 | 0 | 0 | 0 | 0 | 0 | 0 | 0 | 0 | 0 | 0 | 0 | 0 | 12 | 1
NO |  | 142 | 2016 | 2 | 4 | 4 |  | MT STORM | VALLEY | 500 | 500 | 3 | 30.75 | 0 | 1 | 3 | 0 | 0 | 0 | 0 | 0 | 0 | 0 | 0 | 0 | 0 | 0 | 0 | 0 | 0 | 0 | 0 | 0 | 0 | 0 | 0 | 0 | 0 | 0 | 12 | 1
NO |  | 142 | 2016 | 2 | 5 | 5 |  |  |  | 0 | 0 |  | 0 | 0 | 0 |  | 485700 | 5128449 | 5614149 | 0 | 0 | 0 | 139844.2193 | 0 | 0 | 0 | 0 | 0 | 0 | 0 | 0 | 0 | 0 | 0 | 0 | 0 | 0 | 0 | 0 | 12 | 1
NO |  | 142 | 2016 | 2 | 6 | 6 |  | SUBTOTAL VIRGINIA 500 |  | 0 | 0 |  | 49.14 | 0 | 4 |  | 485700 | 5128449 | 5614149 | 0 | 0 | 0 | 0 | 0 | 0 | 0 | 0 | 0 | 0 | 0 | 0 | 0 | 0 | 0 | 0 | 0 | 0 | 0 | 0 | 12 | 1
NO |  | 142 | 2016 | 2 | 8 | 8 |  | BARTONVILLE | MEADOWBROOK | 138 | 138 |  | 6.04 | 0 | 1 |  | 0 | 0 | 0 | 0 | 0 | 0 | 0 | 0 | 0 | 0 | 0 | 0 | 0 | 0 | 0 | 0 | 0 | 0 | 0 | 0 | 0 | 0 | 0 | 12 | 1
NO |  | 142 | 2016 | 2 | 9 | 9 |  | BARTONVILLE | STEPHENSON | 138 | 138 |  | 12.49 | 0 | 1 |  | 0 | 0 | 0 | 0 | 0 | 0 | 0 | 0 | 0 | 0 | 0 | 0 | 0 | 0 | 0 | 0 | 0 | 0 | 0 | 0 | 0 | 0 | 0 | 12 | 1
NO |  | 142 | 2016 | 2 | 10 | 10 |  | CATOCTIN | CARROLL CUB | 138 | 138 |  | 12.68 | 0 | 1 |  | 0 | 0 | 0 | 0 | 0 | 0 | 0 | 0 | 0 | 0 | 0 | 0 | 0 | 0 | 0 | 0 | 0 | 0 | 0 | 0 | 0 | 0 | 0 | 12 | 1
NO |  | 142 | 2016 | 2 | 11 | 11 |  | DOUBLE TOLL GATE | GREENWOOD | 138 | 138 |  | 7.84 | 0 | 1 |  | 0 | 0 | 0 | 0 | 0 | 0 | 0 | 0 | 0 | 0 | 0 | 0 | 0 | 0 | 0 | 0 | 0 | 0 | 0 | 0 | 0 | 0 | 0 | 12 | 1
NO |  | 142 | 2016 | 2 | 12 | 12 |  | DOUBLE TOLL GATE | MILLVILLE | 138 | 138 | 1,2 | 14.7 | 0 | 1 | 5 | 0 | 0 | 0 | 0 | 0 | 0 | 0 | 0 | 0 | 0 | 0 | 0 | 0 | 0 | 0 | 0 | 0 | 0 | 0 | 0 | 0 | 0 | 0 | 12 | 1
NO |  | 142 | 2016 | 2 | 13 | 13 |  | GORE | HAMPSHIRE | 138 | 138 | 2 | 1.98 | 0 | 1 | 5 | 0 | 0 | 0 | 0 | 0 | 0 | 0 | 0 | 0 | 0 | 0 | 0 | 0 | 0 | 0 | 0 | 0 | 0 | 0 | 0 | 0 | 0 | 0 | 12 | 1
NO |  | 142 | 2016 | 2 | 14 | 14 |  | GORE | STONEWALL | 138 | 138 |  | 15.2 | 0 | 1 |  | 0 | 0 | 0 | 0 | 0 | 0 | 0 | 0 | 0 | 0 | 0 | 0 | 0 | 0 | 0 | 0 | 0 | 0 | 0 | 0 | 0 | 0 | 0 | 12 | 1
NO |  | 142 | 2016 | 2 | 15 | 15 |  | GREENWOOD | REDBUD | 138 | 138 | 1,2 | 5.57 | 0 | 1 | 5,6 | 0 | 0 | 0 | 0 | 0 | 0 | 0 | 0 | 0 | 0 | 0 | 0 | 0 | 0 | 0 | 0 | 0 | 0 | 0 | 0 | 0 | 0 | 0 | 12 | 1
NO |  | 142 | 2016 | 2 | 16 | 16 |  | HAMPSHIRE | MEADOWBROOK | 138 | 138 |  | 14.43 | 0 | 1 |  | 0 | 0 | 0 | 0 | 0 | 0 | 0 | 0 | 0 | 0 | 0 | 0 | 0 | 0 | 0 | 0 | 0 | 0 | 0 | 0 | 0 | 0 | 0 | 12 | 1
NO |  | 142 | 2016 | 2 | 17 | 17 |  | INWOOD | STONEWALL | 138 | 138 | 2 | 1.43 | 0 | 1 | 5 | 0 | 0 | 0 | 0 | 0 | 0 | 0 | 0 | 0 | 0 | 0 | 0 | 0 | 0 | 0 | 0 | 0 | 0 | 0 | 0 | 0 | 0 | 0 | 12 | 1
NO |  | 142 | 2016 | 2 | 18 | 18 |  | MEADOWBROOK | DOUBLE TOLL GATE #1 | 138 | 138 |  | 7.45 | 0 | 1 |  | 0 | 0 | 0 | 0 | 0 | 0 | 0 | 0 | 0 | 0 | 0 | 0 | 0 | 0 | 0 | 0 | 0 | 0 | 0 | 0 | 0 | 0 | 0 | 12 | 1
NO |  | 142 | 2016 | 2 | 19 | 19 |  | MEADOWBROOK | DOUBLE TOLL GATE #2 | 138 | 138 |  | 7.45 | 0 | 1 |  | 0 | 0 | 0 | 0 | 0 | 0 | 0 | 0 | 0 | 0 | 0 | 0 | 0 | 0 | 0 | 0 | 0 | 0 | 0 | 0 | 0 | 0 | 0 | 12 | 1
NO |  | 142 | 2016 | 2 | 20 | 20 |  | MEADOW BROOK | REDBUD | 138 | 138 | 1,2 | 16.43 | 0 | 1 | 6,9 | 0 | 0 | 0 | 0 | 0 | 0 | 0 | 0 | 0 | 0 | 0 | 0 | 0 | 0 | 0 | 0 | 0 | 0 | 0 | 0 | 0 | 0 | 0 | 12 | 1
NO |  | 142 | 2016 | 2 | 21 | 21 |  | MEADOWBOOK | RIVERTON | 138 | 138 | 1,2,3 | 8.33 | 0 | 1 | 6 | 0 | 0 | 0 | 0 | 0 | 0 | 0 | 0 | 0 | 0 | 0 | 0 | 0 | 0 | 0 | 0 | 0 | 0 | 0 | 0 | 0 | 0 | 0 | 12 | 1
NO |  | 142 | 2016 | 2 | 22 | 22 |  | MEADOW BROOK | STRASBURG | 138 | 138 | 2,3 | 9.36 | 0 | 1 |  | 0 | 0 | 0 | 0 | 0 | 0 | 0 | 0 | 0 | 0 | 0 | 0 | 0 | 0 | 0 | 0 | 0 | 0 | 0 | 0 | 0 | 0 | 0 | 12 | 1
NO |  | 142 | 2016 | 2 | 23 | 23 |  | PAGE | NORTH SHENANDOAH | 138 | 138 | 1,2 | 23.01 | 0 | 1 | 5 | 0 | 0 | 0 | 0 | 0 | 0 | 0 | 0 | 0 | 0 | 0 | 0 | 0 | 0 | 0 | 0 | 0 | 0 | 0 | 0 | 0 | 0 | 0 | 12 | 1
NO |  | 142 | 2016 | 2 | 24 | 24 |  | PAGE | SPERRYVILLE | 138 | 138 |  | 13.77 | 0 | 1 |  | 0 | 0 | 0 | 0 | 0 | 0 | 0 | 0 | 0 | 0 | 0 | 0 | 0 | 0 | 0 | 0 | 0 | 0 | 0 | 0 | 0 | 0 | 0 | 12 | 1
NO |  | 142 | 2016 | 2 | 25 | 25 |  | RIVERTON | DOUBLE TOLL GATE | 138 | 138 | 2,3 | 7.07 | 0 | 1 |  | 0 | 0 | 0 | 0 | 0 | 0 | 0 | 0 | 0 | 0 | 0 | 0 | 0 | 0 | 0 | 0 | 0 | 0 | 0 | 0 | 0 | 0 | 0 | 12 | 1
NO |  | 142 | 2016 | 2 | 26 | 26 |  | RIVERTON | PAGE | 138 | 138 | 2,3 | 26.74 | 0 | 1 |  | 0 | 0 | 0 | 0 | 0 | 0 | 0 | 0 | 0 | 0 | 0 | 0 | 0 | 0 | 0 | 0 | 0 | 0 | 0 | 0 | 0 | 0 | 0 | 12 | 1
NO |  | 142 | 2016 | 2 | 27 | 27 |  | RIVERTON | VISCOSE | 138 | 138 |  | 7.13 | 0 | 1 |  | 0 | 0 | 0 | 0 | 0 | 0 | 0 | 0 | 0 | 0 | 0 | 0 | 0 | 0 | 0 | 0 | 0 | 0 | 0 | 0 | 0 | 0 | 0 | 12 | 1
NO |  | 142 | 2016 | 2 | 28 | 28 |  | STEPHENSON | STONEWALL | 138 | 138 | 1,2 | 2.11 | 0 | 1 |  | 0 | 0 | 0 | 0 | 0 | 0 | 0 | 0 | 0 | 0 | 0 | 0 | 0 | 0 | 0 | 0 | 0 | 0 | 0 | 0 | 0 | 0 | 0 | 12 | 1
NO |  | 142 | 2016 | 2 | 29 | 29 |  | STONEWALL | MILLVILLE | 138 | 138 | 2 | 3.11 | 0 | 1 |  | 0 | 0 | 0 | 0 | 0 | 0 | 0 | 0 | 0 | 0 | 0 | 0 | 0 | 0 | 0 | 0 | 0 | 0 | 0 | 0 | 0 | 0 | 0 | 12 | 1
NO |  | 142 | 2016 | 2 | 30 | 30 |  |  |  | 0 | 0 |  | 0 | 0 | 0 |  | 9170869 | 43606283 | 52777152 | 0 | 0 | 0 | 0 | 0 | 0 | 0 | 0 | 0 | 0 | 0 | 0 | 0 | 0 | 0 | 0 | 0 | 0 | 0 | 0 | 12 | 1
NO |  | 142 | 2016 | 2 | 31 | 31 |  | SUBTOTAL VIRGINIA 138 |  | 0 | 0 |  | 224.32 | 0 | 22 |  | 9170869 | 43606283 | 52777152 | 0 | 0 | 0 | 0 | 0 | 0 | 0 | 0 | 0 | 0 | 0 | 0 | 0 | 0 | 0 | 0 | 0 | 0 | 0 | 0 | 12 | 1
NO |  | 142 | 2016 | 2 | 33 | 33 |  | MERCK5 ENDLESS CAVERNS | NORTH SHENANDOAH | 115 | 115 | 3 | 0.31 | 0 | 1 |  | 0 | 0 | 0 | 0 | 0 | 0 | 0 | 0 | 0 | 0 | 0 | 0 | 0 | 0 | 0 | 0 | 0 | 0 | 0 | 0 | 0 | 0 | 0 | 12 | 1
NO |  | 142 | 2016 | 2 | 34 | 34 |  | GORDONSVILLE | PRATTS | 115 | 115 | 2 | 17.97 | 0 | 1 |  | 0 | 0 | 0 | 0 | 0 | 0 | 0 | 0 | 0 | 0 | 0 | 0 | 0 | 0 | 0 | 0 | 0 | 0 | 0 | 0 | 0 | 0 | 0 | 12 | 1
NO |  | 142 | 2016 | 2 | 35 | 35 |  | SUBTOTAL VIRGINIA 115 |  | 0 | 0 |  | 18.28 | 0 | 2 |  | 0 | 0 | 0 | 0 | 0 | 0 | 0 | 0 | 0 | 0 | 0 | 0 | 0 | 0 | 0 | 0 | 0 | 0 | 0 | 0 | 0 | 0 | 0 | 12 | 1
NO |  | 142 | 2016 | 3 | 3 | 3 |  | BEDINGTON | DOUBS | 500 | 500 | 3 | 6.04 | 0 | 1 | 1 | 0 | 0 | 0 | 0 | 0 | 0 | 0 | 0 | 0 | 0 | 0 | 0 | 0 | 0 | 0 | 0 | 0 | 0 | 0 | 0 | 0 | 0 | 0 | 12 | 1
NO |  | 142 | 2016 | 3 | 4 | 4 |  | BLACK OAK | BEDINGTON | 500 | 500 | 3 | 59.22 | 0 | 1 | 1 | 0 | 0 | 0 | 0 | 0 | 0 | 0 | 0 | 0 | 0 | 0 | 0 | 0 | 0 | 0 | 0 | 0 | 0 | 0 | 0 | 0 | 0 | 0 | 12 | 1
NO |  | 142 | 2016 | 3 | 5 | 5 |  |  |  | 0 | 0 |  | 0 | 0 | 0 |  | 1088323 | 10052465 | 11140788 | 0 | 0 | 0 | 277508.6306 | 0 | 0 | 0 | 0 | 0 | 0 | 0 | 0 | 0 | 0 | 0 | 0 | 0 | 0 | 0 | 0 | 12 | 1
NO |  | 142 | 2016 | 3 | 6 | 6 |  | SUBTOTAL WEST VIRGINIA 500 |  | 0 | 0 |  | 65.26 | 0 | 2 |  | 1088323 | 10052465 | 11140788 | 0 | 0 | 0 | 0 | 0 | 0 | 0 | 0 | 0 | 0 | 0 | 0 | 0 | 0 | 0 | 0 | 0 | 0 | 0 | 0 | 12 | 1
NO |  | 142 | 2016 | 3 | 8 | 8 |  | BAKER | HARDY | 138 | 138 |  | 14.38 | 0 | 1 |  | 0 | 0 | 0 | 0 | 0 | 0 | 0 | 0 | 0 | 0 | 0 | 0 | 0 | 0 | 0 | 0 | 0 | 0 | 0 | 0 | 0 | 0 | 0 | 12 | 1
NO |  | 142 | 2016 | 3 | 9 | 9 |  | BEDINGTON | MARLOWE 3 | 138 | 138 | 2,3 | 6.11 | 3.11 | 1 | 6 | 0 | 0 | 0 | 0 | 0 | 0 | 0 | 0 | 0 | 0 | 0 | 0 | 0 | 0 | 0 | 0 | 0 | 0 | 0 | 0 | 0 | 0 | 0 | 12 | 1
NO |  | 142 | 2016 | 3 | 10 | 10 |  | BEDINGTON | MARLOWE 2 | 138 | 138 | 2,3 | 8.76 | 6.77 | 1 | 6 | 0 | 0 | 0 | 0 | 0 | 0 | 0 | 0 | 0 | 0 | 0 | 0 | 0 | 0 | 0 | 0 | 0 | 0 | 0 | 0 | 0 | 0 | 0 | 12 | 1
NO |  | 142 | 2016 | 3 | 11 | 11 |  | BEDINGTON | OPEQUON 2 | 138 | 138 | 2,3 | 8.44 | 0 | 1 | 6 | 0 | 0 | 0 | 0 | 0 | 0 | 0 | 0 | 0 | 0 | 0 | 0 | 0 | 0 | 0 | 0 | 0 | 0 | 0 | 0 | 0 | 0 | 0 | 12 | 1
NO |  | 142 | 2016 | 3 | 12 | 12 |  | BEDINGTON | REID | 138 | 138 | 1 | 9.2 | 11.59 | 1 | 6 | 0 | 0 | 0 | 0 | 0 | 0 | 0 | 0 | 0 | 0 | 0 | 0 | 0 | 0 | 0 | 0 | 0 | 0 | 0 | 0 | 0 | 0 | 0 | 12 | 1
NO |  | 142 | 2016 | 3 | 13 | 13 |  | BEDINGTON | SHEPHERDSTOWN 1 | 138 | 138 | 1,2,3 | 8.66 | 0 | 1 | 5,6 | 0 | 0 | 0 | 0 | 0 | 0 | 0 | 0 | 0 | 0 | 0 | 0 | 0 | 0 | 0 | 0 | 0 | 0 | 0 | 0 | 0 | 0 | 0 | 12 | 1
NO |  | 142 | 2016 | 3 | 14 | 14 |  | BEDINGTON | EAGLE | 138 | 138 |  | 4.02 | 0 | 1 |  | 0 | 0 | 0 | 0 | 0 | 0 | 0 | 0 | 0 | 0 | 0 | 0 | 0 | 0 | 0 | 0 | 0 | 0 | 0 | 0 | 0 | 0 | 0 | 12 | 1
NO |  | 142 | 2016 | 3 | 15 | 15 |  | BLACK OAK | CUMBERLAND | 138 | 138 |  | 16.56 | 0 | 1 |  | 0 | 0 | 0 | 0 | 0 | 0 | 0 | 0 | 0 | 0 | 0 | 0 | 0 | 0 | 0 | 0 | 0 | 0 | 0 | 0 | 0 | 0 | 0 | 12 | 1
NO |  | 142 | 2016 | 3 | 16 | 16 |  | CHERRY RUN | MCCONNELLSBURG | 138 | 138 | 2,3 | 3.33 | 32.62 | 1 | 6 | 0 | 0 | 0 | 0 | 0 | 0 | 0 | 0 | 0 | 0 | 0 | 0 | 0 | 0 | 0 | 0 | 0 | 0 | 0 | 0 | 0 | 0 | 0 | 12 | 1
NO |  | 142 | 2016 | 3 | 17 | 17 |  | CHEERY RUN | MORGAN | 138 | 138 |  | 8.03 | 0 | 1 |  | 0 | 0 | 0 | 0 | 0 | 0 | 0 | 0 | 0 | 0 | 0 | 0 | 0 | 0 | 0 | 0 | 0 | 0 | 0 | 0 | 0 | 0 | 0 | 12 | 1
NO |  | 142 | 2016 | 3 | 18 | 18 |  | DOUBLE TOLL GATE | MILLVILLE | 138 | 138 | 2 | 9.48 | 14.58 | 1 | 5 | 0 | 0 | 0 | 0 | 0 | 0 | 0 | 0 | 0 | 0 | 0 | 0 | 0 | 0 | 0 | 0 | 0 | 0 | 0 | 0 | 0 | 0 | 0 | 12 | 1
NO |  | 142 | 2016 | 3 | 19 | 19 |  | FINZEL | FROSTBURG-RIDGELEY | 138 | 138 |  | 0.8 | 0 | 1 |  | 0 | 0 | 0 | 0 | 0 | 0 | 0 | 0 | 0 | 0 | 0 | 0 | 0 | 0 | 0 | 0 | 0 | 0 | 0 | 0 | 0 | 0 | 0 | 12 | 1
NO |  | 142 | 2016 | 3 | 20 | 20 |  | FRENCH'S MILL | HAMPSHIRE | 138 | 138 | 2 | 8.95 | 0 | 1 | 5 | 0 | 0 | 0 | 0 | 0 | 0 | 0 | 0 | 0 | 0 | 0 | 0 | 0 | 0 | 0 | 0 | 0 | 0 | 0 | 0 | 0 | 0 | 0 | 12 | 1
NO |  | 142 | 2016 | 3 | 21 | 21 |  | GORE | HAMPSHIRE | 138 | 138 | 2 | 4.45 | 1.98 | 1 | 5 | 0 | 0 | 0 | 0 | 0 | 0 | 0 | 0 | 0 | 0 | 0 | 0 | 0 | 0 | 0 | 0 | 0 | 0 | 0 | 0 | 0 | 0 | 0 | 12 | 1
NO |  | 142 | 2016 | 3 | 22 | 22 |  | HAMPSHIRE | RIDGELEY | 138 | 138 | 2,3 | 29.76 | 0 | 1 | 7 | 0 | 0 | 0 | 0 | 0 | 0 | 0 | 0 | 0 | 0 | 0 | 0 | 0 | 0 | 0 | 0 | 0 | 0 | 0 | 0 | 0 | 0 | 0 | 12 | 1
NO |  | 142 | 2016 | 3 | 23 | 23 |  | HAMPSHIRE | MEADOWBROOK | 138 | 138 |  | 5.05 | 0 | 1 |  | 0 | 0 | 0 | 0 | 0 | 0 | 0 | 0 | 0 | 0 | 0 | 0 | 0 | 0 | 0 | 0 | 0 | 0 | 0 | 0 | 0 | 0 | 0 | 12 | 1
NO |  | 142 | 2016 | 3 | 24 | 24 |  | HARDY | PETERSBURG | 138 | 138 | 2 | 8.29 | 0 | 1 | 6 | 0 | 0 | 0 | 0 | 0 | 0 | 0 | 0 | 0 | 0 | 0 | 0 | 0 | 0 | 0 | 0 | 0 | 0 | 0 | 0 | 0 | 0 | 0 | 12 | 1
NO |  | 142 | 2016 | 3 | 25 | 25 |  | HARMONY JCT | BEDINGTON | 138 | 138 | 1 | 19.92 | 0 | 1 | 6 | 0 | 0 | 0 | 0 | 0 | 0 | 0 | 0 | 0 | 0 | 0 | 0 | 0 | 0 | 0 | 0 | 0 | 0 | 0 | 0 | 0 | 0 | 0 | 12 | 1
NO |  | 142 | 2016 | 3 | 26 | 26 |  | INWOOD | KEARNEYSVILLE | 138 | 138 | 1,2 | 11.58 | 0 | 1 | 5,6 | 0 | 0 | 0 | 0 | 0 | 0 | 0 | 0 | 0 | 0 | 0 | 0 | 0 | 0 | 0 | 0 | 0 | 0 | 0 | 0 | 0 | 0 | 0 | 12 | 1
NO |  | 142 | 2016 | 3 | 27 | 27 |  | INWOOD | STONEWALL | 138 | 138 | 1,2 | 6.41 | 1.42 | 1 | 5,6 | 0 | 0 | 0 | 0 | 0 | 0 | 0 | 0 | 0 | 0 | 0 | 0 | 0 | 0 | 0 | 0 | 0 | 0 | 0 | 0 | 0 | 0 | 0 | 12 | 1
NO |  | 142 | 2016 | 3 | 28 | 28 |  | JUNCTION | BLACK OAK | 138 | 138 | 2 | 18.19 | 0.48 | 1 | 5,6 | 0 | 0 | 0 | 0 | 0 | 0 | 0 | 0 | 0 | 0 | 0 | 0 | 0 | 0 | 0 | 0 | 0 | 0 | 0 | 0 | 0 | 0 | 0 | 12 | 1
NO |  | 142 | 2016 | 3 | 29 | 29 |  | JUNCTION | FRENCH'S MILL | 138 | 138 | 2 | 11.29 | 0 | 1 | 5 | 0 | 0 | 0 | 0 | 0 | 0 | 0 | 0 | 0 | 0 | 0 | 0 | 0 | 0 | 0 | 0 | 0 | 0 | 0 | 0 | 0 | 0 | 0 | 12 | 1
NO |  | 142 | 2016 | 3 | 30 | 30 |  | JUNCTION | HARDY | 138 | 138 | 2 | 21.48 | 0 | 1 | 5 | 0 | 0 | 0 | 0 | 0 | 0 | 0 | 0 | 0 | 0 | 0 | 0 | 0 | 0 | 0 | 0 | 0 | 0 | 0 | 0 | 0 | 0 | 0 | 12 | 1
NO |  | 142 | 2016 | 3 | 31 | 31 |  | KEARNEYSVILLE | OPEQUON | 138 | 138 | 1,2 | 5.25 | 0 | 1 | 5,6 | 0 | 0 | 0 | 0 | 0 | 0 | 0 | 0 | 0 | 0 | 0 | 0 | 0 | 0 | 0 | 0 | 0 | 0 | 0 | 0 | 0 | 0 | 0 | 12 | 1
NO |  | 142 | 2016 | 3 | 32 | 32 |  | MARLOWE | BOONSBORO | 138 | 138 | 1 | 0.4 | 11.8 | 1 | 5 | 0 | 0 | 0 | 0 | 0 | 0 | 0 | 0 | 0 | 0 | 0 | 0 | 0 | 0 | 0 | 0 | 0 | 0 | 0 | 0 | 0 | 0 | 0 | 12 | 1
NO |  | 142 | 2016 | 3 | 33 | 33 |  | MESSICK ROAD | MORGAN | 138 | 138 | 2 | 10.87 | 17.7 | 1 | 5 | 0 | 0 | 0 | 0 | 0 | 0 | 0 | 0 | 0 | 0 | 0 | 0 | 0 | 0 | 0 | 0 | 0 | 0 | 0 | 0 | 0 | 0 | 0 | 12 | 1
NO |  | 142 | 2016 | 3 | 34 | 34 |  | MESSICK ROAD | RIDGELEY | 138 | 138 | 1,2 | 1.82 | 3.19 | 1 | 5,6 | 0 | 0 | 0 | 0 | 0 | 0 | 0 | 0 | 0 | 0 | 0 | 0 | 0 | 0 | 0 | 0 | 0 | 0 | 0 | 0 | 0 | 0 | 0 | 12 | 1
NO |  | 142 | 2016 | 3 | 35 | 35 |  | MILLVILLE | DOUBS | 138 | 138 | 2 | 14.68 | 0.65 | 1 | 6 | 0 | 0 | 0 | 0 | 0 | 0 | 0 | 0 | 0 | 0 | 0 | 0 | 0 | 0 | 0 | 0 | 0 | 0 | 0 | 0 | 0 | 0 | 0 | 12 | 1
NO |  | 142 | 2016 | 4 | 1 | 1 |  | PARR RUN | JUNCTION | 138 | 138 | 2,3 | 16.48 | 0 | 1 | 5,6 | 0 | 0 | 0 | 0 | 0 | 0 | 0 | 0 | 0 | 0 | 0 | 0 | 0 | 0 | 0 | 0 | 0 | 0 | 0 | 0 | 0 | 0 | 0 | 12 | 1
NO |  | 142 | 2016 | 4 | 2 | 2 |  | RIDGELEY | CUMBERLAND | 138 | 138 | 3 | 0.85 | 0.13 | 1 | 6,7 | 0 | 0 | 0 | 0 | 0 | 0 | 0 | 0 | 0 | 0 | 0 | 0 | 0 | 0 | 0 | 0 | 0 | 0 | 0 | 0 | 0 | 0 | 0 | 12 | 1
NO |  | 142 | 2016 | 4 | 3 | 3 |  | SENECA CAVERNS | NORTH PETERSBURG | 138 | 138 | 1,2 | 14.28 | 0 | 1 | 6 | 0 | 0 | 0 | 0 | 0 | 0 | 0 | 0 | 0 | 0 | 0 | 0 | 0 | 0 | 0 | 0 | 0 | 0 | 0 | 0 | 0 | 0 | 0 | 12 | 1
NO |  | 142 | 2016 | 4 | 4 | 4 |  | SHEPHERDSTOWN | SLEEPY HOLLOW | 138 | 138 | 1,2 | 7.48 | 0 | 1 |  | 0 | 0 | 0 | 0 | 0 | 0 | 0 | 0 | 0 | 0 | 0 | 0 | 0 | 0 | 0 | 0 | 0 | 0 | 0 | 0 | 0 | 0 | 0 | 12 | 1
NO |  | 142 | 2016 | 4 | 5 | 5 |  | SLEEPY HOLLOW | MILLVILLE | 138 | 138 | 2 | 4.25 | 0 | 1 | 5 | 0 | 0 | 0 | 0 | 0 | 0 | 0 | 0 | 0 | 0 | 0 | 0 | 0 | 0 | 0 | 0 | 0 | 0 | 0 | 0 | 0 | 0 | 0 | 12 | 1
NO |  | 142 | 2016 | 4 | 6 | 6 |  | SMITH | MARLOWE | 138 | 138 |  | 0.41 | 0 | 0 |  | 0 | 0 | 0 | 0 | 0 | 0 | 0 | 0 | 0 | 0 | 0 | 0 | 0 | 0 | 0 | 0 | 0 | 0 | 0 | 0 | 0 | 0 | 0 | 12 | 1
NO |  | 142 | 2016 | 4 | 7 | 7 |  | STONEWALL | MILLVILLE | 138 | 138 |  | 13.1 | 0 | 1 |  | 0 | 0 | 0 | 0 | 0 | 0 | 0 | 0 | 0 | 0 | 0 | 0 | 0 | 0 | 0 | 0 | 0 | 0 | 0 | 0 | 0 | 0 | 0 | 12 | 1
NO |  | 142 | 2016 | 4 | 8 | 8 |  |  |  | 0 | 0 |  | 0 | 0 | 0 |  | 8791182 | 48571731 | 57362913 | 0 | 0 | 0 | 0 | 0 | 0 | 0 | 0 | 0 | 0 | 0 | 0 | 0 | 0 | 0 | 0 | 0 | 0 | 0 | 0 | 12 | 1
NO |  | 142 | 2016 | 4 | 9 | 9 |  | SUBTOTAL WEST VIRGINIA 138 |  | 0 | 0 |  | 333.01 | 106.02 | 34 |  | 8791182 | 48571731 | 57362913 | 0 | 0 | 0 | 1428866.9196 | 0 | 0 | 0 | 0 | 0 | 0 | 0 | 0 | 0 | 0 | 0 | 0 | 0 | 0 | 0 | 0 | 12 | 1
NO |  | 142 | 2016 | 4 | 11 | 11 |  | Operation and Maintenance |  | 0 | 0 |  | 0 | 0 | 0 |  | 0 | 0 | 0 | 49867 | 6095102 | 271631 | 6416600 | 0 | 0 | 0 | 0 | 0 | 0 | 0 | 0 | 0 | 0 | 0 | 0 | 0 | 0 | 0 | 0 | 12 | 1
NO |  | 142 | 2016 | 4 | 12 | 12 |  | Expenses (All States) |  | 0 | 0 |  | 0 | 0 | 0 |  | 0 | 0 | 0 | 0 | 0 | 0 | 0 | 0 | 0 | 0 | 0 | 0 | 0 | 0 | 0 | 0 | 0 | 0 | 0 | 0 | 0 | 0 | 0 | 12 | 1
NO |  | 143 | 2016 | 0 | 1 | 1 |  | Tower Lines-500,000V |  | 0 | 0 |  | 0 | 0 | 0 |  | 0 | 0 | 0 | 0 | 0 | 0 | 0 | 0 | 0 | 0 | 0 | 0 | 0 | 0 | 0 | 0 | 0 | 0 | 0 | 0 | 0 | 0 | 0 | 12 | 1
NO |  | 143 | 2016 | 0 | 2 | 2 |  | Conemaugh Gen. Station, PA | MD-PA State line | 500 | 0 | Tower | 34.07 | 0 | 1 | 2,493 MCM | 482125 | 4900836 | 5382961 | 24260 | 0 | 0 | 24260 | 0 | 0 | 0 | 0 | 0 | 661430635 | 0 | 0 | 0 | 0 | 0 | 0 | 0 | 0 | 0 | 0 | 12 | 1
NO |  | 143 | 2016 | 0 | 3 | 3 |  | Sub. 66, MD | Mt. Airy, Tap | 500 | 0 | Tower | 18.13 | 0 | 2 | 1,590 MCM | 3152420 | 14398030 | 17550450 | 0 | 0 | 0 | 0 | 0 | 0 | 0 | 0 | 0 | 0 | 0 | 0 | 0 | 0 | 0 | 0 | 0 | 0 | 0 | 0 | 12 | 1
NO |  | 143 | 2016 | 0 | 4 | 4 |  | Sub. 66, MD | High Ridge, BG&E | 500 | 0 | Tower | 2.63 | 0 | 1 | 1,590 MCM | 2804971 | 6402701 | 9207672 | 0 | 0 | 0 | 0 | 0 | 0 | 0 | 0 | 0 | 0 | 0 | 0 | 0 | 0 | 0 | 0 | 0 | 0 | 0 | 0 | 12 | 1
NO |  | 143 | 2016 | 0 | 5 | 5 |  |  |  | 0 | 0 | Steel Pole | 7.69 | 0 | 0 | A.C.S.R. | 8200902 | 18746121 | 26947023 | 0 | 0 | 0 | 0 | 0 | 0 | 0 | 0 | 0 | 0 | 0 | 0 | 0 | 0 | 0 | 0 | 0 | 0 | 0 | 0 | 12 | 1
NO |  | 143 | 2016 | 0 | 6 | 6 |  | Chalk Point Gen. Sta., MD | Calvert Cliffs, BG&E | 500 | 0 | Tower | 7.3 | 0 | 1 | 1,590 MCM | 1405898 | 13865484 | 15271382 | 0 | 0 | 0 | 0 | 0 | 0 | 0 | 0 | 0 | 0 | 0 | 0 | 0 | 0 | 0 | 0 | 0 | 0 | 0 | 0 | 12 | 1
NO |  | 143 | 2016 | 0 | 7 | 7 |  |  |  | 0 | 0 | Steel Pole | 2.21 | 0 | 0 | A. C. S. R. | 145438 | 1426858 | 1572296 | 0 | 0 | 0 | 0 | 0 | 0 | 0 | 0 | 0 | 0 | 0 | 0 | 0 | 0 | 0 | 0 | 0 | 0 | 0 | 0 | 12 | 1
NO |  | 143 | 2016 | 0 | 8 | 8 |  | Chalk Point Gen. Sta., MD | Sub. 202, MD | 500 | 0 | Tower | 19.43 | 0 | 1 | 1,590 MCM | 1600070 | 16581249 | 18181319 | 0 | 0 | 0 | 0 | 0 | 0 | 0 | 0 | 0 | 0 | 0 | 0 | 0 | 0 | 0 | 0 | 0 | 0 | 0 | 0 | 12 | 1
NO |  | 143 | 2016 | 0 | 9 | 9 |  | Sub. 202, MD | Possum Point | 500 | 0 | Tower | 32.45 | 0 | 1 | 1,590 MCM | 4219187 | 24550661 | 28769848 | 0 | 0 | 0 | 0 | 0 | 0 | 0 | 0 | 0 | 0 | 0 | 0 | 0 | 0 | 0 | 0 | 0 | 0 | 0 | 0 | 12 | 1
NO |  | 143 | 2016 | 0 | 10 | 10 |  |  | (VEPCO Tie), VA | 0 | 0 |  | 0 | 0 | 0 | A.C.S.R. | 0 | 0 | 0 | 0 | 0 | 0 | 0 | 0 | 0 | 0 | 0 | 0 | 0 | 0 | 0 | 0 | 0 | 0 | 0 | 0 | 0 | 0 | 0 | 12 | 1
NO |  | 143 | 2016 | 0 | 11 | 11 |  | Tower Lines-230,000V |  | 0 | 0 |  | 0 | 0 | 0 |  | 0 | 0 | 0 | 0 | 0 | 0 | 0 | 0 | 0 | 0 | 0 | 0 | 0 | 0 | 0 | 0 | 0 | 0 | 0 | 0 | 0 | 0 | 0 | 12 | 1
NO |  | 143 | 2016 | 0 | 12 | 12 |  | Panda Gen. Station, MD | Sub 202, MD | 230 | 0 | Tower | 0 | 2.47 | 1 | 1,590 MCM | 0 | 0 | 0 | 0 | 0 | 0 | 0 | 0 | 0 | 0 | 0 | 0 | 661430439 | 0 | 0 | 0 | 0 | 0 | 0 | 0 | 0 | 0 | 0 | 12 | 1
NO |  | 143 | 2016 | 0 | 13 | 13 |  |  |  | 0 | 0 | Steel Pole | 4.96 | 0 | 0 | A. C. C. R. | 0 | 680092 | 680092 | 0 | 0 | 0 | 0 | 0 | 0 | 0 | 0 | 0 | 661430440 | 0 | 0 | 0 | 0 | 0 | 0 | 0 | 0 | 0 | 0 | 12 | 1
NO |  | 143 | 2016 | 0 | 14 | 14 |  | Dickerson Gen. Station | Potomac River | 0 | 0 |  | 0 | 0 | 0 |  | 0 | 0 | 0 | 0 | 0 | 0 | 0 | 0 | 0 | 0 | 0 | 0 | 0 | 0 | 0 | 0 | 0 | 0 | 0 | 0 | 0 | 0 | 0 | 12 | 1
NO |  | 143 | 2016 | 0 | 15 | 15 |  | MD East Line | (VEPCO Tie), VA | 230 | 0 | Tower | 7.25 | 0 | 1 | 1,033.5 MCM | 229029 | 1888180 | 2117209 | 0 | 0 | 0 | 0 | 0 | 0 | 0 | 0 | 0 | 0 | 0 | 0 | 0 | 0 | 0 | 0 | 0 | 0 | 0 | 0 | 12 | 1
NO |  | 143 | 2016 | 0 | 16 | 16 |  | Dickerson Gen. Station | Sub. 118, MD | 0 | 0 |  | 0 | 0 | 0 |  | 0 | 0 | 0 | 0 | 0 | 0 | 0 | 0 | 0 | 0 | 0 | 0 | 0 | 0 | 0 | 0 | 0 | 0 | 0 | 0 | 0 | 0 | 0 | 12 | 1
NO |  | 143 | 2016 | 0 | 17 | 17 |  | MD South Line |  | 230 | 0 | Tower | 10.71 | 0 | 2 | 1,590 MCM | 141162 | 4760068 | 4901230 | 0 | 0 | 0 | 0 | 0 | 0 | 0 | 0 | 0 | 0 | 0 | 0 | 0 | 0 | 0 | 0 | 0 | 0 | 0 | 0 | 12 | 1
NO |  | 143 | 2016 | 0 | 19 | 19 |  | Station H | Sub. 118, MD | 0 | 0 |  | 0 | 0 | 0 |  | 0 | 0 | 0 | 0 | 0 | 0 | 0 | 0 | 0 | 0 | 0 | 0 | 0 | 0 | 0 | 0 | 0 | 0 | 0 | 0 | 0 | 0 | 0 | 12 | 1
NO |  | 143 | 2016 | 0 | 20 | 20 |  | MD North Line |  | 230 | 0 | Tower | 10.13 | 0 | 2 | 1,590 MCM | 141162 | 21495854 | 21637016 | 0 | 0 | 0 | 0 | 0 | 0 | 0 | 0 | 0 | 0 | 0 | 0 | 0 | 0 | 0 | 0 | 0 | 0 | 0 | 0 | 12 | 1
NO |  | 143 | 2016 | 0 | 22 | 22 |  | Dickerson Gen. Station | Station H | 0 | 0 | Single Pole | 0 | 0 | 0 |  | 0 | 0 | 0 | 0 | 0 | 0 | 0 | 0 | 0 | 0 | 0 | 0 | 0 | 0 | 0 | 0 | 0 | 0 | 0 | 0 | 0 | 0 | 0 | 12 | 1
NO |  | 143 | 2016 | 0 | 23 | 23 |  | North Line |  | 230 | 0 | Steel | 0.6 | 0 | 1 | 1,590 MCM | 0 | 549459 | 549459 | 0 | 0 | 0 | 0 | 0 | 0 | 0 | 0 | 0 | 0 | 0 | 0 | 0 | 0 | 0 | 0 | 0 | 0 | 0 | 0 | 12 | 1
NO |  | 143 | 2016 | 0 | 24 | 24 |  | South Line |  | 230 | 0 | Steel | 0.67 | 0 | 1 | A.C.S.R. | 0 | 13505803 | 13505803 | 0 | 0 | 0 | 0 | 0 | 0 | 0 | 0 | 0 | 0 | 0 | 0 | 0 | 0 | 0 | 0 | 0 | 0 | 0 | 0 | 12 | 1
NO |  | 143 | 2016 | 0 | 25 | 25 |  | Sub. 118, MD | Sub. 165, MD | 0 | 0 |  | 0 | 0 | 0 |  | 0 | 0 | 0 | 0 | 0 | 0 | 0 | 0 | 0 | 0 | 0 | 0 | 0 | 0 | 0 | 0 | 0 | 0 | 0 | 0 | 0 | 0 | 0 | 12 | 1
NO |  | 143 | 2016 | 0 | 26 | 26 |  | North Line |  | 230 | 0 | Tower | 11.32 | 0 | 2 | 1,590 MCM | 220694 | 1862333 | 2083027 | 0 | 0 | 0 | 0 | 0 | 0 | 0 | 0 | 0 | 0 | 0 | 0 | 0 | 0 | 0 | 0 | 0 | 0 | 0 | 0 | 12 | 1
NO |  | 143 | 2016 | 0 | 27 | 27 |  | South Line |  | 230 | 0 | Tower | 11.32 | 0 | 2 | A.C.S.R | 222194 | 965289 | 1187483 | 0 | 0 | 0 | 0 | 0 | 0 | 0 | 0 | 0 | 0 | 0 | 0 | 0 | 0 | 0 | 0 | 0 | 0 | 0 | 0 | 12 | 1
NO |  | 143 | 2016 | 0 | 30 | 30 |  | Sub. 165, MD | Sub. 66, MD | 0 | 0 |  | 0 | 0 | 0 |  | 0 | 0 | 0 | 0 | 0 | 0 | 0 | 0 | 0 | 0 | 0 | 0 | 0 | 0 | 0 | 0 | 0 | 0 | 0 | 0 | 0 | 0 | 0 | 12 | 1
NO |  | 143 | 2016 | 0 | 31 | 31 |  | North Line |  | 230 | 0 | Tower | 3.56 | 0 | 2 | 1,590 MCM | 67656 | 515269 | 582925 | 0 | 0 | 0 | 0 | 0 | 0 | 0 | 0 | 0 | 0 | 0 | 0 | 0 | 0 | 0 | 0 | 0 | 0 | 0 | 0 | 12 | 1
NO |  | 143 | 2016 | 0 | 32 | 32 |  | South Line |  | 230 | 0 | Tower | 3.55 | 0 | 2 | A.C.S.R. | 67656 | 323490 | 391146 | 0 | 0 | 0 | 0 | 0 | 0 | 0 | 0 | 0 | 0 | 0 | 0 | 0 | 0 | 0 | 0 | 0 | 0 | 0 | 0 | 12 | 1
NO |  | 143 | 2016 | 0 | 33 | 33 |  | Sub. 66, MD | Sub 120, MD | 0 | 0 |  | 0 | 0 | 0 |  | 0 | 0 | 0 | 0 | 0 | 0 | 0 | 0 | 0 | 0 | 0 | 0 | 0 | 0 | 0 | 0 | 0 | 0 | 0 | 0 | 0 | 0 | 0 | 12 | 1
NO |  | 143 | 2016 | 0 | 34 | 34 |  | North Line |  | 230 | 0 | Tower | 10.19 | 0 | 2 | 1,590 MCM | 178712 | 1638226 | 1816938 | 0 | 0 | 0 | 0 | 0 | 0 | 0 | 0 | 0 | 0 | 0 | 0 | 0 | 0 | 0 | 0 | 0 | 0 | 0 | 0 | 12 | 1
NO |  | 143 | 2016 | 0 | 35 | 35 |  | South Line |  | 230 | 0 | Tower | 10.19 | 0 | 2 | A.C.S.R. | 178713 | 842011 | 1020724 | 0 | 0 | 0 | 0 | 0 | 0 | 0 | 0 | 0 | 0 | 0 | 0 | 0 | 0 | 0 | 0 | 0 | 0 | 0 | 0 | 12 | 1
NO |  | 143 | 2016 | 0 | 36 | 36 |  | TOTAL |  | 0 | 0 |  | 653.63 | 144.57 | 119 |  | 31038216 | 549160893 | 580199109 | 6598054 | 4466598 | 7616596 | 18681248 | 0 | 0 | 0 | 0 | 0 | 0 | 0 | 0 | 0 | 0 | 0 | 0 | 0 | 0 | 0 | 0 | 12 | 1
NO |  | 143 | 2016 | 1 | 2 | 2 |  | Sub. 120, MD | Sub. 162, MD | 0 | 0 |  | 0 | 0 | 0 |  | 0 | 0 | 0 | 0 | 0 | 0 | 0 | 0 | 0 | 0 | 0 | 0 | 0 | 0 | 0 | 0 | 0 | 0 | 0 | 0 | 0 | 0 | 0 | 12 | 1
NO |  | 143 | 2016 | 1 | 3 | 3 |  | North Line |  | 230 | 0 | Tower | 0 | 9.44 | 1 | 1,590 MCM | 316891 | 440921 | 757812 | 0 | 0 | 0 | 0 | 0 | 0 | 0 | 0 | 0 | 0 | 0 | 0 | 0 | 0 | 0 | 0 | 0 | 0 | 0 | 0 | 12 | 1
NO |  | 143 | 2016 | 1 | 4 | 4 |  | South Line |  | 230 | 0 | Tower | 0 | 9.45 | 1 | A.C.S.R. | 165661 | 418248 | 583909 | 0 | 0 | 0 | 0 | 0 | 0 | 0 | 0 | 0 | 0 | 0 | 0 | 0 | 0 | 0 | 0 | 0 | 0 | 0 | 0 | 12 | 1
NO |  | 143 | 2016 | 1 | 5 | 5 |  | Sub. 120, MD | Sub. 122, MD | 0 | 0 |  | 0 | 0 | 0 |  | 0 | 0 | 0 | 0 | 0 | 0 | 0 | 0 | 0 | 0 | 0 | 0 | 0 | 0 | 0 | 0 | 0 | 0 | 0 | 0 | 0 | 0 | 0 | 12 | 1
NO |  | 143 | 2016 | 1 | 6 | 6 |  | East Line |  | 230 | 0 | Tower | 20.81 | 0 | 1 | 1,590 MCM | 307267 | 894214 | 1201481 | 0 | 0 | 0 | 0 | 0 | 0 | 0 | 0 | 0 | 0 | 0 | 0 | 0 | 0 | 0 | 0 | 0 | 0 | 0 | 0 | 12 | 1
NO |  | 143 | 2016 | 1 | 7 | 7 |  | West Line |  | 230 | 0 | Tower | 20.67 | 0 | 1 | A.C.S.R. | 307267 | 932995 | 1240262 | 0 | 0 | 0 | 0 | 0 | 0 | 0 | 0 | 0 | 0 | 0 | 0 | 0 | 0 | 0 | 0 | 0 | 0 | 0 | 0 | 12 | 1
NO |  | 143 | 2016 | 1 | 8 | 8 |  | Sub. 162, MD | Sub. 122, MD | 0 | 0 |  | 0 | 0 | 0 |  | 0 | 0 | 0 | 0 | 0 | 0 | 0 | 0 | 0 | 0 | 0 | 0 | 0 | 0 | 0 | 0 | 0 | 0 | 0 | 0 | 0 | 0 | 0 | 12 | 1
NO |  | 143 | 2016 | 1 | 9 | 9 |  | East Line |  | 230 | 0 | Tower | 0 | 11.26 | 1 | 1,590 MCM | 141606 | 446050 | 587656 | 0 | 0 | 0 | 0 | 0 | 0 | 0 | 0 | 0 | 0 | 0 | 0 | 0 | 0 | 0 | 0 | 0 | 0 | 0 | 0 | 12 | 1
NO |  | 143 | 2016 | 1 | 11 | 11 |  | Sub. 162, MD | Chalk Point Generating | 0 | 0 |  | 0 | 0 | 0 |  | 0 | 0 | 0 | 0 | 0 | 0 | 0 | 0 | 0 | 0 | 0 | 0 | 0 | 0 | 0 | 0 | 0 | 0 | 0 | 0 | 0 | 0 | 0 | 12 | 1
NO |  | 143 | 2016 | 1 | 12 | 12 |  | West |  | 230 | 0 | Tower | 0 | 33.34 | 1 | 1,590 MCM | 269414 | 1637581 | 1906995 | 0 | 0 | 0 | 0 | 0 | 0 | 0 | 0 | 0 | 0 | 0 | 0 | 0 | 0 | 0 | 0 | 0 | 0 | 0 | 0 | 12 | 1
NO |  | 143 | 2016 | 1 | 14 | 14 |  | Sub. 122, MD | Chalk Point Generating | 0 | 0 |  | 0 | 0 | 0 |  | 0 | 0 | 0 | 0 | 0 | 0 | 0 | 0 | 0 | 0 | 0 | 0 | 0 | 0 | 0 | 0 | 0 | 0 | 0 | 0 | 0 | 0 | 0 | 12 | 1
NO |  | 143 | 2016 | 1 | 15 | 15 |  | East Line | Station, MD | 230 | 0 | Tower | 22.14 | 0 | 1 | 1,590 MCM | 127808 | 931387 | 1059195 | 0 | 0 | 0 | 0 | 0 | 0 | 0 | 0 | 0 | 0 | 0 | 0 | 0 | 0 | 0 | 0 | 0 | 0 | 0 | 0 | 12 | 1
NO |  | 143 | 2016 | 1 | 16 | 16 |  |  |  | 0 | 0 |  | 0 | 0 | 0 | A. C. S. R. | 0 | 0 | 0 | 0 | 0 | 0 | 0 | 0 | 0 | 0 | 0 | 0 | 0 | 0 | 0 | 0 | 0 | 0 | 0 | 0 | 0 | 0 | 0 | 12 | 1
NO |  | 143 | 2016 | 1 | 17 | 17 |  | Sub. 122, MD | Aquasco Sub. 200, MD | 0 | 0 |  | 0 | 0 | 0 |  | 0 | 0 | 0 | 0 | 0 | 0 | 0 | 0 | 0 | 0 | 0 | 0 | 0 | 0 | 0 | 0 | 0 | 0 | 0 | 0 | 0 | 0 | 0 | 12 | 1
NO |  | 143 | 2016 | 1 | 18 | 18 |  | East Line |  | 0 | 0 | Tower | 17.89 | 0 | 1 | 1,590 MCM | 102246 | 904966 | 1007212 | 0 | 0 | 0 | 0 | 0 | 0 | 0 | 0 | 0 | 0 | 0 | 0 | 0 | 0 | 0 | 0 | 0 | 0 | 0 | 0 | 12 | 1
NO |  | 143 | 2016 | 1 | 19 | 19 |  | West Line |  | 0 | 0 | Tower | 17.89 | 0 | 1 | 1,590 MCM | 102246 | 904965 | 1007211 | 0 | 0 | 0 | 0 | 0 | 0 | 0 | 0 | 0 | 0 | 0 | 0 | 0 | 0 | 0 | 0 | 0 | 0 | 0 | 0 | 12 | 1
NO |  | 143 | 2016 | 1 | 20 | 20 |  | Aquasco Sub. 200, MD | Chalk Point Generating, MD | 0 | 0 |  | 0 | 0 | 0 |  | 0 | 0 | 0 | 0 | 0 | 0 | 0 | 0 | 0 | 0 | 0 | 0 | 0 | 0 | 0 | 0 | 0 | 0 | 0 | 0 | 0 | 0 | 0 | 12 | 1
NO |  | 143 | 2016 | 1 | 21 | 21 |  | East Line |  | 0 | 0 | Tower | 4.21 | 0 | 1 | 1,590 MCM | 25562 | 224129 | 249691 | 0 | 0 | 0 | 0 | 0 | 0 | 0 | 0 | 0 | 0 | 0 | 0 | 0 | 0 | 0 | 0 | 0 | 0 | 0 | 0 | 12 | 1
NO |  | 143 | 2016 | 1 | 22 | 22 |  | West Line |  | 0 | 0 | Tower | 4.18 | 0 | 1 | 1,590 MCM | 25562 | 590132 | 615694 | 0 | 0 | 0 | 0 | 0 | 0 | 0 | 0 | 0 | 0 | 0 | 0 | 0 | 0 | 0 | 0 | 0 | 0 | 0 | 0 | 12 | 1
NO |  | 143 | 2016 | 1 | 23 | 23 |  | Sub. 122, MD | Sub. 166, MD | 0 | 0 |  | 0 | 0 | 0 |  | 0 | 0 | 0 | 0 | 0 | 0 | 0 | 0 | 0 | 0 | 0 | 0 | 0 | 0 | 0 | 0 | 0 | 0 | 0 | 0 | 0 | 0 | 0 | 12 | 1
NO |  | 143 | 2016 | 1 | 24 | 24 |  | West Line |  | 230 | 0 | Tower | 0 | 10.28 | 1 | 1,590 MCM | 85904 | 387242 | 473146 | 0 | 0 | 0 | 0 | 0 | 0 | 0 | 0 | 0 | 0 | 0 | 0 | 0 | 0 | 0 | 0 | 0 | 0 | 0 | 0 | 12 | 1
NO |  | 143 | 2016 | 1 | 25 | 25 |  | East Line |  | 230 | 0 | Tower | 10.3 | 0 | 2 | A.C.S.R. | 171806 | 987645 | 1159451 | 0 | 0 | 0 | 0 | 0 | 0 | 0 | 0 | 0 | 0 | 0 | 0 | 0 | 0 | 0 | 0 | 0 | 0 | 0 | 0 | 12 | 1
NO |  | 143 | 2016 | 1 | 26 | 26 |  | Morgantown Generating | Sub. 196, MD | 0 | 0 |  | 0 | 0 | 0 |  | 0 | 0 | 0 | 0 | 0 | 0 | 0 | 0 | 0 | 0 | 0 | 0 | 0 | 0 | 0 | 0 | 0 | 0 | 0 | 0 | 0 | 0 | 0 | 12 | 1
NO |  | 143 | 2016 | 1 | 27 | 27 |  | Station, MD |  | 0 | 0 |  | 0 | 0 | 0 |  | 0 | 0 | 0 | 0 | 0 | 0 | 0 | 0 | 0 | 0 | 0 | 0 | 0 | 0 | 0 | 0 | 0 | 0 | 0 | 0 | 0 | 0 | 0 | 12 | 1
NO |  | 143 | 2016 | 1 | 28 | 28 |  | East Line |  | 230 | 0 | Tower | 13.2 | 0 | 1 | 1,590 MCM | 101285 | 536642 | 637927 | 0 | 0 | 0 | 0 | 0 | 0 | 0 | 0 | 0 | 0 | 0 | 0 | 0 | 0 | 0 | 0 | 0 | 0 | 0 | 0 | 12 | 1
NO |  | 143 | 2016 | 1 | 29 | 29 |  | West Line |  | 230 | 0 | Tower | 13.16 | 0 | 1 | A.C.S.R. | 101284 | 549530 | 650814 | 0 | 0 | 0 | 0 | 0 | 0 | 0 | 0 | 0 | 0 | 0 | 0 | 0 | 0 | 0 | 0 | 0 | 0 | 0 | 0 | 12 | 1
NO |  | 143 | 2016 | 1 | 30 | 30 |  | Sub. 196, MD | Sub. 232, MD | 0 | 0 |  | 0 | 0 | 0 | 1,590 MCM | 0 | 0 | 0 | 0 | 0 | 0 | 0 | 0 | 0 | 0 | 0 | 0 | 0 | 0 | 0 | 0 | 0 | 0 | 0 | 0 | 0 | 0 | 0 | 12 | 1
NO |  | 143 | 2016 | 1 | 31 | 31 |  | East Line |  | 230 | 0 | Tower | 2.22 | 0 | 1 | A.C.S.R. | 135359 | 1111973 | 1247332 | 0 | 0 | 0 | 0 | 0 | 0 | 0 | 0 | 0 | 661430448 | 0 | 0 | 0 | 0 | 0 | 0 | 0 | 0 | 0 | 0 | 12 | 1
NO |  | 143 | 2016 | 1 | 32 | 32 |  | Morgantown Generating | Sub. 232, MD | 0 | 0 |  | 0 | 0 | 0 | 1,590 MCM | 0 | 2976604 | 2976604 | 0 | 0 | 0 | 0 | 0 | 0 | 0 | 0 | 0 | 0 | 0 | 0 | 0 | 0 | 0 | 0 | 0 | 0 | 0 | 0 | 12 | 1
NO |  | 143 | 2016 | 1 | 33 | 33 |  | Station, MD |  | 230 | 0 | Tower | 0 | 15.35 | 1 | A.C.S.R. | 0 | 0 | 0 | 0 | 0 | 0 | 0 | 0 | 0 | 0 | 0 | 0 | 0 | 661430449 | 0 | 0 | 0 | 0 | 0 | 0 | 0 | 0 | 0 | 12 | 1
NO |  | 143 | 2016 | 1 | 34 | 34 |  | Morgantown Generating | Sub. 166, MD | 0 | 0 |  | 0 | 0 | 0 |  | 0 | 0 | 0 | 0 | 0 | 0 | 0 | 0 | 0 | 0 | 0 | 0 | 0 | 0 | 0 | 0 | 0 | 0 | 0 | 0 | 0 | 0 | 0 | 12 | 1
NO |  | 143 | 2016 | 1 | 35 | 35 |  | Station, MD |  | 0 | 0 |  | 0 | 0 | 0 | 1,590 MCM | 236644 | 1317276 | 1553920 | 0 | 0 | 0 | 0 | 0 | 0 | 0 | 0 | 0 | 0 | 0 | 0 | 0 | 0 | 0 | 0 | 0 | 0 | 0 | 0 | 12 | 1
NO |  | 143 | 2016 | 2 | 1 | 1 |  | West Line |  | 230 | 0 | Tower | 0 | 26.41 | 1 | A.C.S.R. | 236644 | 1171348 | 1407992 | 0 | 0 | 0 | 0 | 0 | 0 | 0 | 0 | 0 | 0 | 0 | 0 | 0 | 0 | 0 | 0 | 0 | 0 | 0 | 0 | 12 | 1
NO |  | 143 | 2016 | 2 | 2 | 2 |  | Sub. 196, MD | Sub. 122, MD | 0 | 0 |  | 0 | 0 | 0 | 1,590 MCM | 0 | 0 | 0 | 0 | 0 | 0 | 0 | 0 | 0 | 0 | 0 | 0 | 0 | 0 | 0 | 0 | 0 | 0 | 0 | 0 | 0 | 0 | 0 | 12 | 1
NO |  | 143 | 2016 | 2 | 3 | 3 |  | West Line |  | 230 | 0 | Tower | 23.51 | 0 | 1 | A.C.S.R. | 221263 | 1395039 | 1616302 | 0 | 0 | 0 | 0 | 0 | 0 | 0 | 0 | 0 | 0 | 0 | 0 | 0 | 0 | 0 | 0 | 0 | 0 | 0 | 0 | 12 | 1
NO |  | 143 | 2016 | 2 | 5 | 5 |  | Sub. 166, MD | Sub. 202, MD | 0 | 0 |  | 0 | 0 | 0 |  | 0 | 0 | 0 | 0 | 0 | 0 | 0 | 0 | 0 | 0 | 0 | 0 | 0 | 0 | 0 | 0 | 0 | 0 | 0 | 0 | 0 | 0 | 0 | 12 | 1
NO |  | 143 | 2016 | 2 | 6 | 6 |  | North Line |  | 230 | 0 | Tower | 4.44 | 0 | 2 | 1,590 MCM | 331112 | 1620445 | 1951557 | 0 | 0 | 0 | 0 | 0 | 0 | 0 | 0 | 0 | 0 | 0 | 0 | 0 | 0 | 0 | 0 | 0 | 0 | 0 | 0 | 12 | 1
NO |  | 143 | 2016 | 2 | 7 | 7 |  | South Line |  | 230 | 0 | Tower | 4.41 | 0 | 1 | A.C.S.R. | 165556 | 754580 | 920136 | 0 | 0 | 0 | 0 | 0 | 0 | 0 | 0 | 0 | 0 | 0 | 0 | 0 | 0 | 0 | 0 | 0 | 0 | 0 | 0 | 12 | 1
NO |  | 143 | 2016 | 2 | 8 | 8 |  | Sub. 202, MD | Sub. 84, MD | 0 | 0 |  | 0 | 0 | 0 |  | 0 | 0 | 0 | 0 | 0 | 0 | 0 | 0 | 0 | 0 | 0 | 0 | 0 | 0 | 0 | 0 | 0 | 0 | 0 | 0 | 0 | 0 | 0 | 12 | 1
NO |  | 143 | 2016 | 2 | 9 | 9 |  | North Line |  | 230 | 0 | Tower | 6.25 | 0 | 2 | 1,590 MCM | 373295 | 26257425 | 26630720 | 0 | 0 | 0 | 0 | 0 | 0 | 0 | 0 | 0 | 0 | 0 | 0 | 0 | 0 | 0 | 0 | 0 | 0 | 0 | 0 | 12 | 1
NO |  | 143 | 2016 | 2 | 10 | 10 |  | South Line |  | 230 | 0 | Tower | 6.28 | 0 | 2 | A.C.S.R. | 373294 | 9807056 | 10180350 | 0 | 0 | 0 | 0 | 0 | 0 | 0 | 0 | 0 | 0 | 0 | 0 | 0 | 0 | 0 | 0 | 0 | 0 | 0 | 0 | 12 | 1
NO |  | 143 | 2016 | 2 | 11 | 11 |  | Sub. 122, MD | Sub. 123, MD | 0 | 0 |  | 0 | 0 | 0 |  | 0 | 0 | 0 | 0 | 0 | 0 | 0 | 0 | 0 | 0 | 0 | 0 | 0 | 0 | 0 | 0 | 0 | 0 | 0 | 0 | 0 | 0 | 0 | 12 | 1
NO |  | 143 | 2016 | 2 | 12 | 12 |  | North Line |  | 230 | 0 | Tower | 4.66 | 0 | 2 | 1,590 MCM | 108678 | 6683153 | 6791831 | 0 | 0 | 0 | 0 | 0 | 0 | 0 | 0 | 0 | 0 | 0 | 0 | 0 | 0 | 0 | 0 | 0 | 0 | 0 | 0 | 12 | 1
NO |  | 143 | 2016 | 2 | 13 | 13 |  | South Line |  | 230 | 0 | Tower | 4.66 | 0 | 2 | A.C.C.R. | 108680 | 6259335 | 6368015 | 0 | 0 | 0 | 0 | 0 | 0 | 0 | 0 | 0 | 0 | 0 | 0 | 0 | 0 | 0 | 0 | 0 | 0 | 0 | 0 | 12 | 1
NO |  | 143 | 2016 | 2 | 14 | 14 |  | Chalk Point Generating | Sub. 195, MD | 0 | 0 |  | 0 | 0 | 0 | 1,590 MCM | 0 | 0 | 0 | 0 | 0 | 0 | 0 | 0 | 0 | 0 | 0 | 0 | 0 | 0 | 0 | 0 | 0 | 0 | 0 | 0 | 0 | 0 | 0 | 12 | 1
NO |  | 143 | 2016 | 2 | 15 | 15 |  | Station, MD |  | 230 | 0 | Tower | 11.19 | 0 | 2 | A.C.S.R. | 156366 | 1270678 | 1427044 | 0 | 0 | 0 | 0 | 0 | 0 | 0 | 0 | 0 | 0 | 0 | 0 | 0 | 0 | 0 | 0 | 0 | 0 | 0 | 0 | 12 | 1
NO |  | 143 | 2016 | 2 | 16 | 16 |  | Sub. 195, MD | Morgantown Generating | 0 | 0 |  | 0 | 0 | 0 | 1,590 MCM | 0 | 0 | 0 | 0 | 0 | 0 | 0 | 0 | 0 | 0 | 0 | 0 | 0 | 0 | 0 | 0 | 0 | 0 | 0 | 0 | 0 | 0 | 0 | 12 | 1
NO |  | 143 | 2016 | 2 | 17 | 17 |  |  | Station, MD | 230 | 0 | Tower | 9.91 | 0 | 2 | A.C.S.R. | 143484 | 1455190 | 1598674 | 0 | 0 | 0 | 0 | 0 | 0 | 0 | 0 | 0 | 0 | 0 | 0 | 0 | 0 | 0 | 0 | 0 | 0 | 0 | 0 | 12 | 1
NO |  | 143 | 2016 | 2 | 18 | 18 |  | Sub. 118, MD | Sub. 121, MD | 0 | 0 |  | 0 | 0 | 0 |  | 0 | 0 | 0 | 0 | 0 | 0 | 0 | 0 | 0 | 0 | 0 | 0 | 0 | 0 | 0 | 0 | 0 | 0 | 0 | 0 | 0 | 0 | 0 | 12 | 1
NO |  | 143 | 2016 | 2 | 19 | 19 |  | North Line |  | 230 | 0 | Steel Pole | 11.35 | 0 | 2 | 1,590 MCM | 412340 | 6597191 | 7009531 | 0 | 0 | 0 | 0 | 0 | 0 | 0 | 0 | 0 | 0 | 0 | 0 | 0 | 0 | 0 | 0 | 0 | 0 | 0 | 0 | 12 | 1
NO |  | 143 | 2016 | 2 | 20 | 20 |  | South Line |  | 230 | 0 | Steel Pole | 11.35 | 0 | 2 | A.C.S.R.M | 412340 | 12603455 | 13015795 | 0 | 0 | 0 | 0 | 0 | 0 | 0 | 0 | 0 | 0 | 0 | 0 | 0 | 0 | 0 | 0 | 0 | 0 | 0 | 0 | 12 | 1
NO |  | 143 | 2016 | 2 | 21 | 21 |  | Sub. 165, MD | Sub. 158, MD | 0 | 0 |  | 0 | 0 | 0 |  | 0 | 0 | 0 | 0 | 0 | 0 | 0 | 0 | 0 | 0 | 0 | 0 | 0 | 0 | 0 | 0 | 0 | 0 | 0 | 0 | 0 | 0 | 0 | 12 | 1
NO |  | 143 | 2016 | 2 | 22 | 22 |  | West Line |  | 230 | 0 | Tower | 4.32 | 0 | 2 | 1,033.5 MCM | 676173 | 359765 | 1035938 | 0 | 0 | 0 | 0 | 0 | 0 | 0 | 0 | 0 | 0 | 0 | 0 | 0 | 0 | 0 | 0 | 0 | 0 | 0 | 0 | 12 | 1
NO |  | 143 | 2016 | 2 | 23 | 23 |  | East Line |  | 230 | 0 | Tower | 4.34 | 0 | 2 | A.C.S.R. | 676173 | 1135337 | 1811510 | 0 | 0 | 0 | 0 | 0 | 0 | 0 | 0 | 0 | 0 | 0 | 0 | 0 | 0 | 0 | 0 | 0 | 0 | 0 | 0 | 12 | 1
NO |  | 143 | 2016 | 2 | 24 | 24 |  | Sub. 120, MD | Sub. 163, MD | 0 | 0 |  | 0 | 0 | 0 |  | 0 | 0 | 0 | 0 | 0 | 0 | 0 | 0 | 0 | 0 | 0 | 0 | 0 | 0 | 0 | 0 | 0 | 0 | 0 | 0 | 0 | 0 | 0 | 12 | 1
NO |  | 143 | 2016 | 2 | 25 | 25 |  | East Line |  | 230 | 0 | Tower | 6.3 | 0 | 2 | 1,590 MCM | 39765 | 21239027 | 21278792 | 0 | 0 | 0 | 0 | 0 | 0 | 0 | 0 | 0 | 0 | 0 | 0 | 0 | 0 | 0 | 0 | 0 | 0 | 0 | 0 | 12 | 1
NO |  | 143 | 2016 | 2 | 27 | 27 |  | West Line |  | 230 | 0 | Steel Pole | 6.3 | 0 | 2 | 1,590 MCM | 39763 | 6863147 | 6902910 | 0 | 0 | 0 | 0 | 0 | 0 | 0 | 0 | 0 | 0 | 0 | 0 | 0 | 0 | 0 | 0 | 0 | 0 | 0 | 0 | 12 | 1
NO |  | 143 | 2016 | 2 | 29 | 29 |  | Sub. 232, MD | Sub. 166, MD | 230 | 0 | Tower | 11.5 | 0 | 2 | 1,590 MCM | 0 | 1037473 | 1037473 | 0 | 0 | 0 | 0 | 0 | 0 | 0 | 0 | 0 | 661430450 | 0 | 0 | 0 | 0 | 0 | 0 | 0 | 0 | 0 | 0 | 12 | 1
NO |  | 143 | 2016 | 2 | 32 | 32 |  | Sub. 163, MD | Sub. 27, MD | 0 | 0 |  | 0 | 0 | 0 |  | 0 | 0 | 0 | 0 | 0 | 0 | 0 | 0 | 0 | 0 | 0 | 0 | 0 | 0 | 0 | 0 | 0 | 0 | 0 | 0 | 0 | 0 | 0 | 12 | 1
NO |  | 143 | 2016 | 2 | 33 | 33 |  | East Line |  | 230 | 0 | Tower | 3.29 | 0 | 2 | 1,590 MCM | 20156 | 382069 | 402225 | 0 | 0 | 0 | 0 | 0 | 0 | 0 | 0 | 0 | 0 | 0 | 0 | 0 | 0 | 0 | 0 | 0 | 0 | 0 | 0 | 12 | 1
NO |  | 143 | 2016 | 2 | 35 | 35 |  | West Line |  | 230 | 0 | Steel Pole | 3.29 | 0 | 2 | 1,590 MCM | 20155 | 3379926 | 3400081 | 0 | 0 | 0 | 0 | 0 | 0 | 0 | 0 | 0 | 0 | 0 | 0 | 0 | 0 | 0 | 0 | 0 | 0 | 0 | 0 | 12 | 1
NO |  | 143 | 2016 | 3 | 2 | 2 |  | Pipe Type Cable Lines- |  | 0 | 0 |  | 0 | 0 | 0 |  | 0 | 0 | 0 | 0 | 0 | 0 | 0 | 0 | 0 | 0 | 0 | 0 | 0 | 0 | 0 | 0 | 0 | 0 | 0 | 0 | 0 | 0 | 0 | 12 | 1
NO |  | 143 | 2016 | 3 | 3 | 3 |  | 230,000V |  | 0 | 0 |  | 0 | 0 | 0 |  | 0 | 0 | 0 | 0 | 0 | 0 | 0 | 0 | 0 | 0 | 0 | 0 | 0 | 0 | 0 | 0 | 0 | 0 | 0 | 0 | 0 | 0 | 0 | 12 | 1
NO |  | 143 | 2016 | 3 | 4 | 4 |  | Benning Generating | Sub. 123, MD | 230 | 0 | Underground | 10.32 | 0 | 2 | 2,500 MCM | 0 | 4871511 | 4871511 | 0 | 0 | 0 | 0 | 0 | 0 | 0 | 0 | 0 | 0 | 0 | 0 | 0 | 0 | 0 | 0 | 0 | 0 | 0 | 0 | 12 | 1
NO |  | 143 | 2016 | 3 | 5 | 5 |  | Station, D.C. |  | 0 | 0 | Construction | 0 | 0 | 0 |  | 0 | 0 | 0 | 0 | 0 | 0 | 0 | 0 | 0 | 0 | 0 | 0 | 0 | 0 | 0 | 0 | 0 | 0 | 0 | 0 | 0 | 0 | 0 | 12 | 1
NO |  | 143 | 2016 | 3 | 7 | 7 |  | Benning Generating | Sub. 123, MD | 230 | 0 | Underground | 10.73 | 0 | 2 | 3,000 MCM | 0 | 5908195 | 5908195 | 0 | 0 | 0 | 0 | 0 | 0 | 0 | 0 | 0 | 0 | 0 | 0 | 0 | 0 | 0 | 0 | 0 | 0 | 0 | 0 | 12 | 1
NO |  | 143 | 2016 | 3 | 8 | 8 |  | Station, D.C. |  | 0 | 0 | Construction | 0 | 0 | 0 |  | 0 | 0 | 0 | 0 | 0 | 0 | 0 | 0 | 0 | 0 | 0 | 0 | 0 | 0 | 0 | 0 | 0 | 0 | 0 | 0 | 0 | 0 | 0 | 12 | 1
NO |  | 143 | 2016 | 3 | 10 | 10 |  | Buzzard Point Generating | Sub. 123, MD | 230 | 0 | Underground | 10.57 | 0 | 1 | 1,500 MCM | 0 | 3324563 | 3324563 | 0 | 0 | 0 | 0 | 0 | 0 | 0 | 0 | 0 | 0 | 0 | 0 | 0 | 0 | 0 | 0 | 0 | 0 | 0 | 0 | 12 | 1
NO |  | 143 | 2016 | 3 | 11 | 11 |  | Station, D.C. |  | 0 | 0 | Construction | 0 | 0 | 0 | Cu. | 0 | 0 | 0 | 0 | 0 | 0 | 0 | 0 | 0 | 0 | 0 | 0 | 0 | 0 | 0 | 0 | 0 | 0 | 0 | 0 | 0 | 0 | 0 | 12 | 1
NO |  | 143 | 2016 | 3 | 12 | 12 |  | Buzzard Point Generating | Sub. 136, MD | 230 | 0 | Underground | 7.14 | 0 | 2 | 3,000 MCM | 0 | 9453121 | 9453121 | 0 | 0 | 0 | 0 | 0 | 0 | 0 | 0 | 0 | 0 | 0 | 0 | 0 | 0 | 0 | 0 | 0 | 0 | 0 | 0 | 12 | 1
NO |  | 143 | 2016 | 3 | 13 | 13 |  | Station, D.C. |  | 0 | 0 | Construction | 0 | 0 | 0 | Cu. | 0 | 0 | 0 | 0 | 0 | 0 | 0 | 0 | 0 | 0 | 0 | 0 | 0 | 0 | 0 | 0 | 0 | 0 | 0 | 0 | 0 | 0 | 0 | 12 | 1
NO |  | 143 | 2016 | 3 | 14 | 14 |  |  |  | 0 | 0 |  | 0 | 0 | 0 |  | 0 | 5570061 | 5570061 | 0 | 0 | 0 | 0 | 0 | 0 | 0 | 0 | 0 | 0 | 0 | 0 | 0 | 0 | 0 | 0 | 0 | 0 | 0 | 0 | 12 | 1
NO |  | 143 | 2016 | 3 | 16 | 16 |  | Potomac River Generating | Sub. 84, MD | 230 | 0 | Underground | 12.39 | 0 | 2 | 3,000 MCM | 326312 | 24554071 | 24880383 | 0 | 0 | 0 | 0 | 0 | 0 | 0 | 0 | 0 | 0 | 0 | 0 | 0 | 0 | 0 | 0 | 0 | 0 | 0 | 0 | 12 | 1
NO |  | 143 | 2016 | 3 | 17 | 17 |  | Station, VA |  | 0 | 0 | Construction | 0 | 0 | 0 | Cu. | 0 | 0 | 0 | 0 | 0 | 0 | 0 | 0 | 0 | 0 | 0 | 0 | 0 | 0 | 0 | 0 | 0 | 0 | 0 | 0 | 0 | 0 | 0 | 12 | 1
NO |  | 143 | 2016 | 3 | 18 | 18 |  | Sub. 136, D.C. | Sub. 84, MD | 230 | 0 | UDG Construct. | 13.92 | 0 | 2 | 3,000 MCM Cu. | 0 | 16380764 | 16380764 | 0 | 0 | 0 | 0 | 0 | 0 | 0 | 0 | 0 | 0 | 0 | 0 | 0 | 0 | 0 | 0 | 0 | 0 | 0 | 0 | 12 | 1
NO |  | 143 | 2016 | 3 | 19 | 19 |  | Potomac River Generating | Sub. 84, MD | 230 | 0 | UDG Construct. | 13.66 | 0 | 2 | 3,000 MCM Cu. | 0 | 35419428 | 35419428 | 0 | 0 | 0 | 0 | 0 | 0 | 0 | 0 | 0 | 0 | 0 | 0 | 0 | 0 | 0 | 0 | 0 | 0 | 0 | 0 | 12 | 1
NO |  | 143 | 2016 | 3 | 20 | 20 |  | Station, VA |  | 0 | 0 |  | 0 | 0 | 0 |  | 0 | 0 | 0 | 0 | 0 | 0 | 0 | 0 | 0 | 0 | 0 | 0 | 0 | 0 | 0 | 0 | 0 | 0 | 0 | 0 | 0 | 0 | 0 | 12 | 1
NO |  | 143 | 2016 | 3 | 21 | 21 |  |  |  | 0 | 0 |  | 0 | 0 | 0 |  | 0 | 32273212 | 32273212 | 0 | 0 | 0 | 0 | 0 | 0 | 0 | 0 | 0 | 0 | 0 | 0 | 0 | 0 | 0 | 0 | 0 | 0 | 0 | 0 | 12 | 1
NO |  | 143 | 2016 | 3 | 22 | 22 |  |  |  | 0 | 0 |  | 0 | 0 | 0 |  | 0 | 34532997 | 34532997 | 0 | 0 | 0 | 0 | 0 | 0 | 0 | 0 | 0 | 0 | 0 | 0 | 0 | 0 | 0 | 0 | 0 | 0 | 0 | 0 | 12 | 1
NO |  | 143 | 2016 | 3 | 23 | 23 |  | Buzzard Point Generating | Sub.123 | 230 | 0 | Underground | 10.65 | 0 | 1 | 3,000 kcmil Cu. | 0 | 0 | 0 | 0 | 0 | 0 | 0 | 0 | 0 | 0 | 0 | 0 | 0 | 0 | 0 | 0 | 0 | 0 | 0 | 0 | 0 | 0 | 0 | 12 | 1
NO |  | 143 | 2016 | 3 | 24 | 24 |  | Station, D.C. |  | 0 | 0 |  | 0 | 0 | 0 |  | 0 | 0 | 0 | 0 | 0 | 0 | 0 | 0 | 0 | 0 | 0 | 0 | 0 | 0 | 0 | 0 | 0 | 0 | 0 | 0 | 0 | 0 | 0 | 12 | 1
NO |  | 143 | 2016 | 3 | 25 | 25 |  | Pipe Type Cable Lines- |  | 0 | 0 |  | 0 | 0 | 0 |  | 0 | 0 | 0 | 0 | 0 | 0 | 0 | 0 | 0 | 0 | 0 | 0 | 0 | 0 | 0 | 0 | 0 | 0 | 0 | 0 | 0 | 0 | 0 | 12 | 1
NO |  | 143 | 2016 | 3 | 26 | 26 |  | 138,000V |  | 0 | 0 |  | 0 | 0 | 0 |  | 0 | 0 | 0 | 0 | 0 | 0 | 0 | 0 | 0 | 0 | 0 | 0 | 0 | 0 | 0 | 0 | 0 | 0 | 0 | 0 | 0 | 0 | 0 | 12 | 1
NO |  | 143 | 2016 | 3 | 27 | 27 |  | Sub. 121, MD | Sub. 6, MD | 138 | 0 | Underground | 9.23 | 0 | 2 | 1,250 MCM | 14866 | 4249936 | 4264802 | 0 | 0 | 0 | 0 | 0 | 0 | 0 | 0 | 0 | 0 | 0 | 0 | 0 | 0 | 0 | 0 | 0 | 0 | 0 | 0 | 12 | 1
NO |  | 143 | 2016 | 3 | 28 | 28 |  |  |  | 0 | 0 | Construction | 0 | 0 | 0 | Cu. | 0 | 0 | 0 | 0 | 0 | 0 | 0 | 0 | 0 | 0 | 0 | 0 | 0 | 0 | 0 | 0 | 0 | 0 | 0 | 0 | 0 | 0 | 0 | 12 | 1
NO |  | 143 | 2016 | 3 | 29 | 29 |  | Sub. 121, MD | Sub. 129, D.C. | 138 | 0 | Underground | 17.63 | 0 | 2 | 1,250 MCM | 0 | 10646212 | 10646212 | 0 | 0 | 0 | 0 | 661430441 | 0 | 0 | 0 | 0 | 0 | 0 | 0 | 0 | 0 | 0 | 0 | 0 | 0 | 0 | 0 | 12 | 1
NO |  | 143 | 2016 | 3 | 30 | 30 |  |  |  | 0 | 0 | Construction | 0 | 0 | 0 | Cu. | 0 | 0 | 0 | 0 | 0 | 0 | 0 | 0 | 0 | 0 | 0 | 0 | 0 | 0 | 0 | 0 | 0 | 0 | 0 | 0 | 0 | 0 | 0 | 12 | 1
NO |  | 143 | 2016 | 3 | 31 | 31 |  | Sub. 6, MD | Sub. 129, D.C. | 138 | 0 | Underground | 4.89 | 0 | 1 | 1,250 MCM | 0 | 11764931 | 11764931 | 0 | 0 | 0 | 0 | 0 | 0 | 0 | 0 | 0 | 0 | 0 | 0 | 0 | 0 | 0 | 0 | 0 | 0 | 0 | 0 | 12 | 1
NO |  | 143 | 2016 | 3 | 32 | 32 |  |  |  | 0 | 0 | Construction | 0 | 0 | 0 | Cu. | 0 | 0 | 0 | 0 | 0 | 0 | 0 | 0 | 0 | 0 | 0 | 0 | 0 | 0 | 0 | 0 | 0 | 0 | 0 | 0 | 0 | 0 | 0 | 12 | 1
NO |  | 143 | 2016 | 3 | 34 | 34 |  | Pipe Type Cable Lines- |  | 0 | 0 |  | 0 | 0 | 0 |  | 0 | 0 | 0 | 0 | 0 | 0 | 0 | 0 | 0 | 0 | 0 | 0 | 0 | 0 | 0 | 0 | 0 | 0 | 0 | 0 | 0 | 0 | 0 | 12 | 1
NO |  | 143 | 2016 | 3 | 35 | 35 |  | 138,000V (continued) |  | 0 | 0 |  | 0 | 0 | 0 |  | 0 | 0 | 0 | 0 | 0 | 0 | 0 | 0 | 0 | 0 | 0 | 0 | 0 | 0 | 0 | 0 | 0 | 0 | 0 | 0 | 0 | 0 | 0 | 12 | 1
NO |  | 143 | 2016 | 4 | 1 | 1 |  | Sub. 6, MD | Sub. 2, D.C. | 138 | 0 | Underground | 9.61 | 0 | 1 | 1,250 MCM | 0 | 13194893 | 13194893 | 0 | 0 | 0 | 0 | 0 | 0 | 0 | 0 | 0 | 0 | 0 | 0 | 0 | 0 | 0 | 0 | 0 | 0 | 0 | 0 | 12 | 1
NO |  | 143 | 2016 | 4 | 2 | 2 |  |  |  | 0 | 0 | Construction | 0 | 0 | 0 | Cu. | 0 | 0 | 0 | 0 | 0 | 0 | 0 | 0 | 0 | 0 | 0 | 0 | 0 | 0 | 0 | 0 | 0 | 0 | 0 | 0 | 0 | 0 | 0 | 12 | 1
NO |  | 143 | 2016 | 4 | 3 | 3 |  | Sub. 129, D.C. | Sub. 2, D.C. | 138 | 0 | Underground | 4.76 | 0 | 1 | 1,250 MCM | 0 | 1433307 | 1433307 | 0 | 0 | 0 | 0 | 0 | 0 | 0 | 0 | 0 | 0 | 0 | 0 | 0 | 0 | 0 | 0 | 0 | 0 | 0 | 0 | 12 | 1
NO |  | 143 | 2016 | 4 | 4 | 4 |  |  |  | 0 | 0 | Construction | 0 | 0 | 0 | Cu. | 0 | 0 | 0 | 0 | 0 | 0 | 0 | 0 | 0 | 0 | 0 | 0 | 0 | 0 | 0 | 0 | 0 | 0 | 0 | 0 | 0 | 0 | 0 | 12 | 1
NO |  | 143 | 2016 | 4 | 5 | 5 |  | Sub. 2, D.C. | Sub. 52, D.C. | 138 | 0 | Underground | 0.4 | 0 | 1 | 1,250 MCM | 0 | 238516 | 238516 | 0 | 0 | 0 | 0 | 0 | 0 | 0 | 0 | 0 | 0 | 0 | 0 | 0 | 0 | 0 | 0 | 0 | 0 | 0 | 0 | 12 | 1
NO |  | 143 | 2016 | 4 | 6 | 6 |  |  |  | 0 | 0 | Construction | 0 | 0 | 0 | Cu. | 0 | 0 | 0 | 0 | 0 | 0 | 0 | 0 | 0 | 0 | 0 | 0 | 0 | 0 | 0 | 0 | 0 | 0 | 0 | 0 | 0 | 0 | 0 | 12 | 1
NO |  | 143 | 2016 | 4 | 7 | 7 |  | Sub. 52, D.C. | Buzzard Point Generating | 138 | 0 | Underground | 3.39 | 0 | 1 | 1,250 MCM | 0 | 2727723 | 2727723 | 0 | 0 | 0 | 0 | 0 | 0 | 0 | 0 | 0 | 0 | 0 | 0 | 0 | 0 | 0 | 0 | 0 | 0 | 0 | 0 | 12 | 1
NO |  | 143 | 2016 | 4 | 8 | 8 |  |  | Station, D.C. | 0 | 0 | Construction | 0 | 0 | 0 | Cu. | 0 | 0 | 0 | 0 | 0 | 0 | 0 | 0 | 0 | 0 | 0 | 0 | 0 | 0 | 0 | 0 | 0 | 0 | 0 | 0 | 0 | 0 | 0 | 12 | 1
NO |  | 143 | 2016 | 4 | 9 | 9 |  | Sub. 52, D.C. | Buzzard Point Generating | 138 | 0 | Underground | 3.15 | 0 | 1 | 1,250 MCM | 0 | 2984095 | 2984095 | 0 | 0 | 0 | 0 | 0 | 0 | 0 | 0 | 0 | 0 | 0 | 0 | 0 | 0 | 0 | 0 | 0 | 0 | 0 | 0 | 12 | 1
NO |  | 143 | 2016 | 4 | 10 | 10 |  |  | Station, D.C. | 0 | 0 | Construction | 0 | 0 | 0 | Cu. | 0 | 0 | 0 | 0 | 0 | 0 | 0 | 0 | 0 | 0 | 0 | 0 | 0 | 0 | 0 | 0 | 0 | 0 | 0 | 0 | 0 | 0 | 0 | 12 | 1
NO |  | 143 | 2016 | 4 | 11 | 11 |  | Sub. 2, D.C. | Sub. 18, D.C. | 138 | 0 | Underground | 2.48 | 0 | 1 | 1,250 MCM | 0 | 1543856 | 1543856 | 0 | 0 | 0 | 0 | 0 | 0 | 0 | 0 | 0 | 0 | 0 | 0 | 0 | 0 | 0 | 0 | 0 | 0 | 0 | 0 | 12 | 1
NO |  | 143 | 2016 | 4 | 12 | 12 |  |  |  | 0 | 0 | Construction | 0 | 0 | 0 | Cu. | 0 | 0 | 0 | 0 | 0 | 0 | 0 | 0 | 0 | 0 | 0 | 0 | 0 | 0 | 0 | 0 | 0 | 0 | 0 | 0 | 0 | 0 | 0 | 12 | 1
NO |  | 143 | 2016 | 4 | 13 | 13 |  | Sub. 18, D.C. | Sub. 52, D.C. | 138 | 0 | Underground | 1.86 | 0 | 1 | 1,250 MCM | 0 | 1266990 | 1266990 | 0 | 0 | 0 | 0 | 0 | 0 | 0 | 0 | 0 | 0 | 0 | 0 | 0 | 0 | 0 | 0 | 0 | 0 | 0 | 0 | 12 | 1
NO |  | 143 | 2016 | 4 | 14 | 14 |  |  |  | 0 | 0 | Construction | 0 | 0 | 0 | Cu. | 0 | 0 | 0 | 0 | 0 | 0 | 0 | 0 | 0 | 0 | 0 | 0 | 0 | 0 | 0 | 0 | 0 | 0 | 0 | 0 | 0 | 0 | 0 | 12 | 1
NO |  | 143 | 2016 | 4 | 15 | 15 |  | Sub. 18, D.C. | Buzzard Point Generating | 138 | 0 | Underground | 1.63 | 0 | 1 | 1,250 MCM | 0 | 669447 | 669447 | 0 | 0 | 0 | 0 | 0 | 0 | 0 | 0 | 0 | 0 | 0 | 0 | 0 | 0 | 0 | 0 | 0 | 0 | 0 | 0 | 12 | 1
NO |  | 143 | 2016 | 4 | 16 | 16 |  |  | Station, D.C. | 0 | 0 | Construction | 0 | 0 | 0 | Cu. | 0 | 0 | 0 | 0 | 0 | 0 | 0 | 0 | 0 | 0 | 0 | 0 | 0 | 0 | 0 | 0 | 0 | 0 | 0 | 0 | 0 | 0 | 0 | 12 | 1
NO |  | 143 | 2016 | 4 | 17 | 17 |  | Sub. 18, D.C. | Buzzard Point Generating | 138 | 0 | Underground | 1.34 | 0 | 1 | 1,250 MCM | 0 | 1672164 | 1672164 | 0 | 0 | 0 | 0 | 0 | 0 | 0 | 0 | 0 | 0 | 0 | 0 | 0 | 0 | 0 | 0 | 0 | 0 | 0 | 0 | 12 | 1
NO |  | 143 | 2016 | 4 | 18 | 18 |  |  | Station, D.C. | 0 | 0 | Construction | 0 | 0 | 0 | Cu. | 0 | 0 | 0 | 0 | 0 | 0 | 0 | 0 | 0 | 0 | 0 | 0 | 0 | 0 | 0 | 0 | 0 | 0 | 0 | 0 | 0 | 0 | 0 | 12 | 1
NO |  | 143 | 2016 | 4 | 19 | 19 |  |  |  | 138 | 0 | Underground | 0 | 0 | 0 |  | 0 | 40775445 | 40775445 | 0 | 0 | 0 | 0 | 0 | 0 | 0 | 0 | 0 | 0 | 0 | 0 | 0 | 0 | 0 | 0 | 0 | 0 | 0 | 0 | 12 | 1
NO |  | 143 | 2016 | 4 | 20 | 20 |  |  |  | 0 | 0 | Construction | 0 | 0 | 0 |  | 0 | 0 | 0 | 0 | 0 | 0 | 0 | 0 | 0 | 0 | 0 | 0 | 0 | 0 | 0 | 0 | 0 | 0 | 0 | 0 | 0 | 0 | 0 | 12 | 1
SI/NO | A | 143 | 2016 | 4 | 23 | 23 |  | Steel Pole Lines |  | 115 | 0 | Single Pole | 0 | 26.57 | 6 | 1,033.5 MCM | 0 | 2066285 | 2066285 | 0 | 0 | 0 | 51469.6017 | 0 | 0 | 0 | 0 | 0 | 0 | 661430442 | 0 | 0 | 0 | 0 | 0 | 0 | 0 | 0 | 0 | 12 | 1
NO |  | 143 | 2016 | 4 | 24 | 24 |  |  |  | 0 | 0 | Steel | 0 | 0 | 0 | A.C.S.R. | 0 | 0 | 0 | 0 | 0 | 0 | 0 | 0 | 0 | 0 | 0 | 0 | 0 | 0 | 0 | 0 | 0 | 0 | 0 | 0 | 0 | 0 | 0 | 12 | 1
SI/NO | S | 143 | 2016 | 4 | 27 | 27 |  | 115 KV Pipe Type |  | 115 | 0 | Underground | 11.5 | 0 | 5 | 750 MCM | 0 | 5277017 | 5277017 | 0 | 0 | 0 | 131446.5154 | 0 | 0 | 0 | 0 | 0 | 0 | 0 | 0 | 0 | 0 | 0 | 0 | 0 | 0 | 0 | 0 | 12 | 1
NO |  | 143 | 2016 | 4 | 28 | 28 |  | Cable Lines |  | 0 | 0 | Construction | 0 | 0 | 0 | Cu. | 0 | 0 | 0 | 0 | 0 | 0 | 0 | 0 | 0 | 0 | 0 | 0 | 0 | 0 | 0 | 0 | 0 | 0 | 0 | 0 | 0 | 0 | 0 | 12 | 1
NO |  | 143 | 2016 | 5 | 2 | 2 |  | Expenses (excluding those |  | 0 | 0 |  | 0 | 0 | 0 |  | 0 | 0 | 0 | 0 | 0 | 0 | 0 | 0 | 0 | 0 | 0 | 0 | 0 | 0 | 0 | 0 | 0 | 0 | 0 | 0 | 0 | 0 | 0 | 12 | 1
NO |  | 143 | 2016 | 5 | 3 | 3 |  | applicable to jointly owned |  | 0 | 0 |  | 0 | 0 | 0 |  | 0 | 0 | 0 | 0 | 0 | 0 | 0 | 0 | 0 | 0 | 0 | 0 | 0 | 0 | 0 | 0 | 0 | 0 | 0 | 0 | 0 | 0 | 0 | 12 | 1
NO |  | 143 | 2016 | 5 | 4 | 4 |  | line) |  | 0 | 0 |  | 0 | 0 | 0 |  | 0 | 0 | 0 | 0 | 0 | 0 | 0 | 0 | 0 | 0 | 0 | 0 | 0 | 0 | 0 | 0 | 0 | 0 | 0 | 0 | 0 | 0 | 0 | 12 | 1
NO |  | 143 | 2016 | 5 | 33 | 33 |  | Expenses (excluding those |  | 0 | 0 |  | 0 | 0 | 0 |  | 0 | 0 | 0 | 0 | 0 | 0 | 0 | 0 | 0 | 0 | 0 | 0 | 0 | 0 | 0 | 0 | 0 | 0 | 0 | 0 | 0 | 0 | 0 | 12 | 1
NO |  | 143 | 2016 | 5 | 34 | 34 |  | applicable to jointly owned |  | 0 | 0 |  | 0 | 0 | 0 |  | 0 | 0 | 0 | 0 | 0 | 0 | 0 | 0 | 0 | 0 | 0 | 0 | 0 | 0 | 0 | 0 | 0 | 0 | 0 | 0 | 0 | 0 | 0 | 12 | 1
NO |  | 143 | 2016 | 5 | 35 | 35 |  | line) |  | 0 | 0 |  | 0 | 0 | 0 |  | 0 | 0 | 0 | 6573794 | 4466598 | 7616596 | 18656988 | 0 | 0 | 0 | 0 | 0 | 0 | 0 | 0 | 0 | 0 | 0 | 0 | 0 | 0 | 0 | 0 | 12 | 1
NO |  | 144 | 2016 | 0 | 1 | 1 |  | 69kV Summary |  | 69 | 69 |  | 0 | 0 | 0 |  | 0 | 0 | 0 | 0 | 0 | 0 | 0 | 0 | 0 | 0 | 0 | 0 | 0 | 0 | 0 | 0 | 0 | 0 | 0 | 0 | 0 | 0 | 0 | 12 | 1
NO |  | 144 | 2016 | 0 | 2 | 2 |  |  |  | 69 | 69 |  | 0 | 0 | 0 |  | 0 | 0 | 0 | 0 | 0 | 0 | 0 | 0 | 0 | 0 | 0 | 0 | 0 | 0 | 0 | 0 | 0 | 0 | 0 | 0 | 0 | 0 | 0 | 12 | 1
NO |  | 144 | 2016 | 0 | 3 | 3 |  |  |  | 69 | 69 |  | 0 | 0 | 0 |  | 0 | 0 | 0 | 0 | 0 | 0 | 0 | 0 | 0 | 0 | 0 | 0 | 0 | 0 | 0 | 0 | 0 | 0 | 0 | 0 | 0 | 0 | 0 | 12 | 1
NO |  | 144 | 2016 | 0 | 4 | 4 |  |  |  | 69 | 69 |  | 0 | 0 | 0 |  | 0 | 0 | 0 | 0 | 0 | 0 | 0 | 0 | 0 | 0 | 0 | 0 | 0 | 0 | 0 | 0 | 0 | 0 | 0 | 0 | 0 | 0 | 0 | 12 | 1
NO |  | 144 | 2016 | 0 | 5 | 5 |  |  |  | 69 | 69 |  | 0 | 0 | 0 |  | 0 | 0 | 0 | 0 | 0 | 0 | 0 | 0 | 0 | 0 | 0 | 0 | 0 | 0 | 0 | 0 | 0 | 0 | 0 | 0 | 0 | 0 | 0 | 12 | 1
NO |  | 144 | 2016 | 0 | 6 | 6 |  |  |  | 69 | 69 | Tower | 89.53 | 45.62 | 0 |  | 0 | 0 | 0 | 0 | 0 | 0 | 0 | 0 | 0 | 0 | 0 | 0 | 0 | 0 | 0 | 0 | 0 | 0 | 0 | 0 | 0 | 0 | 0 | 12 | 1
NO |  | 144 | 2016 | 0 | 7 | 7 |  |  |  | 69 | 69 | Underground | 0 | 1.67 | 0 |  | 0 | 0 | 0 | 0 | 0 | 0 | 0 | 0 | 0 | 0 | 0 | 0 | 0 | 0 | 0 | 0 | 0 | 0 | 0 | 0 | 0 | 0 | 0 | 12 | 1
NO |  | 144 | 2016 | 0 | 8 | 8 |  |  |  | 69 | 69 | H-Frame | 102.3 | 44.15 | 0 |  | 0 | 0 | 0 | 0 | 0 | 0 | 0 | 0 | 0 | 0 | 0 | 0 | 0 | 0 | 0 | 0 | 0 | 0 | 0 | 0 | 0 | 0 | 0 | 12 | 1
NO |  | 144 | 2016 | 0 | 9 | 9 |  |  |  | 69 | 69 | Pole | 2045.67 | 66.59 | 0 |  | 0 | 0 | 0 | 0 | 0 | 0 | 0 | 0 | 0 | 0 | 0 | 0 | 0 | 0 | 0 | 0 | 0 | 0 | 0 | 0 | 0 | 0 | 0 | 12 | 1
SI/NO | A | 144 | 2016 | 0 | 10 | 10 |  |  |  | 0 | 0 |  | 0 | 0 | 0 |  | 13293491 | 375298847 | 388592338 | 0 | 0 | 0 | 9679542.1976 | 0 | 0 | 0 | 0 | 0 | 0 | 0 | 0 | 0 | 0 | 0 | 0 | 0 | 0 | 0 | 0 | 12 | 1
NO |  | 144 | 2016 | 0 | 11 | 11 |  | 138kV |  | 0 | 0 |  | 0 | 0 | 0 |  | 0 | 0 | 0 | 0 | 0 | 0 | 0 | 0 | 0 | 0 | 0 | 0 | 0 | 0 | 0 | 0 | 0 | 0 | 0 | 0 | 0 | 0 | 0 | 12 | 1
NO |  | 144 | 2016 | 0 | 12 | 12 |  | 13801 DRESSER SUB | FIVE POINTS | 138 | 138 | Tower | 18.37 | 0 | 1 | 954ACSR45X7 | 0 | 0 | 0 | 0 | 0 | 0 | 0 | 0 | 0 | 0 | 0 | 0 | 0 | 0 | 0 | 0 | 0 | 0 | 0 | 0 | 0 | 0 | 0 | 12 | 1
NO |  | 144 | 2016 | 0 | 13 | 13 |  |  |  | 138 | 138 | Pole | 0.09 | 0 | 0 | 900ACSR54X7 | 0 | 0 | 0 | 0 | 0 | 0 | 0 | 0 | 0 | 0 | 0 | 0 | 0 | 0 | 0 | 0 | 0 | 0 | 0 | 0 | 0 | 0 | 0 | 12 | 1
NO |  | 144 | 2016 | 0 | 14 | 14 |  |  |  | 138 | 138 | Pole | 0.02 | 0 | 0 | 954ACSR45X7 | 0 | 0 | 0 | 0 | 0 | 0 | 0 | 0 | 0 | 0 | 0 | 0 | 0 | 0 | 0 | 0 | 0 | 0 | 0 | 0 | 0 | 0 | 0 | 12 | 1
NO |  | 144 | 2016 | 0 | 15 | 15 |  | 13802 DRESSER SUB | STAUNTON | 138 | 138 |  | 0 | 0 | 0 |  | 0 | 0 | 0 | 0 | 0 | 0 | 0 | 0 | 0 | 0 | 0 | 0 | 0 | 0 | 0 | 0 | 0 | 0 | 0 | 0 | 0 | 0 | 0 | 12 | 1
NO |  | 144 | 2016 | 0 | 16 | 16 |  |  |  | 138 | 138 |  | 0 | 0 | 0 |  | 0 | 0 | 0 | 0 | 0 | 0 | 0 | 0 | 0 | 0 | 0 | 0 | 0 | 0 | 0 | 0 | 0 | 0 | 0 | 0 | 0 | 0 | 0 | 12 | 1
NO |  | 144 | 2016 | 0 | 17 | 17 |  |  |  | 138 | 138 |  | 0 | 0 | 0 |  | 0 | 0 | 0 | 0 | 0 | 0 | 0 | 0 | 0 | 0 | 0 | 0 | 0 | 0 | 0 | 0 | 0 | 0 | 0 | 0 | 0 | 0 | 0 | 12 | 1
NO |  | 144 | 2016 | 0 | 18 | 18 |  |  |  | 138 | 138 | Tower | 12.72 | 0 | 1 | 336ACSR26X7 | 0 | 0 | 0 | 0 | 0 | 0 | 0 | 0 | 0 | 0 | 0 | 0 | 0 | 0 | 0 | 0 | 0 | 0 | 0 | 0 | 0 | 0 | 0 | 12 | 1
NO |  | 144 | 2016 | 0 | 19 | 19 |  |  |  | 138 | 138 | H-Frame | 9.08 | 0 | 0 | 336ACSR26X7 | 0 | 0 | 0 | 0 | 0 | 0 | 0 | 0 | 0 | 0 | 0 | 0 | 0 | 0 | 0 | 0 | 0 | 0 | 0 | 0 | 0 | 0 | 0 | 12 | 1
NO |  | 144 | 2016 | 0 | 20 | 20 |  |  |  | 138 | 138 | Pole | 0.74 | 0 | 0 | 336ACSR26X7 | 0 | 0 | 0 | 0 | 0 | 0 | 0 | 0 | 0 | 0 | 0 | 0 | 0 | 0 | 0 | 0 | 0 | 0 | 0 | 0 | 0 | 0 | 0 | 12 | 1
NO |  | 144 | 2016 | 0 | 21 | 21 |  | 13803 FIVE POINTS | STRUCTURE 808-0163 | 138 | 138 |  | 0 | 0 | 1 |  | 0 | 0 | 0 | 0 | 0 | 0 | 0 | 0 | 0 | 0 | 0 | 0 | 0 | 0 | 0 | 0 | 0 | 0 | 0 | 0 | 0 | 0 | 0 | 12 | 1
NO |  | 144 | 2016 | 0 | 22 | 22 |  |  |  | 138 | 138 | Tower | 18.85 | 0 | 2 | 397ACSR30X7 | 0 | 0 | 0 | 0 | 0 | 0 | 0 | 0 | 0 | 0 | 0 | 0 | 0 | 0 | 0 | 0 | 0 | 0 | 0 | 0 | 0 | 0 | 0 | 12 | 1
NO |  | 144 | 2016 | 0 | 23 | 23 |  |  |  | 138 | 138 | H-Frame | 3.18 | 0 | 1 | 397ACSR30X7 | 0 | 0 | 0 | 0 | 0 | 0 | 0 | 0 | 0 | 0 | 0 | 0 | 0 | 0 | 0 | 0 | 0 | 0 | 0 | 0 | 0 | 0 | 0 | 12 | 1
NO |  | 144 | 2016 | 0 | 24 | 24 |  | 13804 FIVE POINTS | NEW CASTLE | 138 | 230 | Tower | 3.34 | 9.7 | 2 | 300CUB19 | 0 | 0 | 0 | 0 | 0 | 0 | 0 | 0 | 0 | 0 | 0 | 0 | 0 | 0 | 0 | 0 | 0 | 0 | 0 | 0 | 0 | 0 | 0 | 12 | 1
NO |  | 144 | 2016 | 0 | 25 | 25 |  |  |  | 138 | 230 | Tower | 0.13 | 2.14 | 2 | 397ACSR30X7 | 0 | 0 | 0 | 0 | 0 | 0 | 0 | 0 | 0 | 0 | 0 | 0 | 0 | 0 | 0 | 0 | 0 | 0 | 0 | 0 | 0 | 0 | 0 | 12 | 1
NO |  | 144 | 2016 | 0 | 26 | 26 |  |  |  | 138 | 230 | Tower | 0 | 1.45 | 2 | 900ACSR54X7 | 0 | 0 | 0 | 0 | 0 | 0 | 0 | 0 | 0 | 0 | 0 | 0 | 0 | 0 | 0 | 0 | 0 | 0 | 0 | 0 | 0 | 0 | 0 | 12 | 1
NO |  | 144 | 2016 | 0 | 27 | 27 |  | 13805 NOBLESVILLE GS | NEW CASTLE | 138 | 138 | Tower | 0 | 15.98 | 1 | 795ACSR26X7 | 0 | 0 | 0 | 0 | 0 | 0 | 0 | 0 | 0 | 0 | 0 | 0 | 0 | 0 | 0 | 0 | 0 | 0 | 0 | 0 | 0 | 0 | 0 | 12 | 1
NO |  | 144 | 2016 | 0 | 28 | 28 |  | 13806 WABASH RIVER GS | LAFAYETTE | 138 | 138 | Pole | 3.45 | 0 | 1 | 954ACSR/OVAL | 0 | 0 | 0 | 0 | 0 | 0 | 0 | 0 | 0 | 0 | 0 | 0 | 0 | 0 | 0 | 0 | 0 | 0 | 0 | 0 | 0 | 0 | 0 | 12 | 1
NO |  | 144 | 2016 | 0 | 29 | 29 |  |  |  | 138 | 138 | H-Frame | 1.4 | 0 | 1 | 954ACSR/OVAL | 0 | 0 | 0 | 0 | 0 | 0 | 0 | 0 | 0 | 0 | 0 | 0 | 0 | 0 | 0 | 0 | 0 | 0 | 0 | 0 | 0 | 0 | 0 | 12 | 1
NO |  | 144 | 2016 | 0 | 30 | 30 |  |  |  | 138 | 138 | Pole | 1.05 | 0.66 | 2 | 4/0ACSR6X1 | 0 | 0 | 0 | 0 | 0 | 0 | 0 | 0 | 0 | 0 | 0 | 0 | 0 | 0 | 0 | 0 | 0 | 0 | 0 | 0 | 0 | 0 | 0 | 12 | 1
NO |  | 144 | 2016 | 0 | 31 | 31 |  |  |  | 138 | 138 | Tower | 0.33 | 0 | 1 | 954ACSR/OVAL | 0 | 0 | 0 | 0 | 0 | 0 | 0 | 0 | 0 | 0 | 0 | 0 | 0 | 0 | 0 | 0 | 0 | 0 | 0 | 0 | 0 | 0 | 0 | 12 | 1
NO |  | 144 | 2016 | 0 | 32 | 32 |  |  |  | 138 | 138 | Tower | 2.94 | 0 | 2 | 954ACSR45X7 | 0 | 0 | 0 | 0 | 0 | 0 | 0 | 0 | 0 | 0 | 0 | 0 | 0 | 0 | 0 | 0 | 0 | 0 | 0 | 0 | 0 | 0 | 0 | 12 | 1
NO |  | 144 | 2016 | 0 | 33 | 33 |  |  |  | 138 | 138 | Tower | 1.25 | 0 | 1 | 4/0CUB7 | 0 | 0 | 0 | 0 | 0 | 0 | 0 | 0 | 0 | 0 | 0 | 0 | 0 | 0 | 0 | 0 | 0 | 0 | 0 | 0 | 0 | 0 | 0 | 12 | 1
NO |  | 144 | 2016 | 0 | 34 | 34 |  |  |  | 138 | 138 | H-Frame | 0.4 | 0 | 1 | 954ACSR45X7 | 0 | 0 | 0 | 0 | 0 | 0 | 0 | 0 | 0 | 0 | 0 | 0 | 0 | 0 | 0 | 0 | 0 | 0 | 0 | 0 | 0 | 0 | 0 | 12 | 1
NO |  | 144 | 2016 | 0 | 35 | 35 |  |  |  | 138 | 138 | Pole | 0.01 | 0 | 1 | 954ACSR45X7 | 0 | 0 | 0 | 0 | 0 | 0 | 0 | 0 | 0 | 0 | 0 | 0 | 0 | 0 | 0 | 0 | 0 | 0 | 0 | 0 | 0 | 0 | 0 | 12 | 1
NO |  | 144 | 2016 | 0 | 36 | 36 |  | TOTAL |  | 0 | 0 |  | 4652.08 | 501.68 | 462 |  | 37034562 | 729390090 | 766424652 | 762246 | 10223316 | 0 | 10985562 | 0 | 0 | 0 | 0 | 0 | 0 | 0 | 0 | 0 | 0 | 0 | 0 | 0 | 0 | 0 | 0 | 12 | 1
NO |  | 144 | 2016 | 1 | 1 | 1 |  | 13806 WABASH RIVER GS | LAFAYETTE (CONT) | 138 | 138 | H-Frame | 0.17 | 0 | 1 | 397ACSR30X7 | 0 | 0 | 0 | 0 | 0 | 0 | 0 | 0 | 0 | 0 | 0 | 0 | 0 | 0 | 0 | 0 | 0 | 0 | 0 | 0 | 0 | 0 | 0 | 12 | 1
NO |  | 144 | 2016 | 1 | 4 | 4 |  | 13808 WABASH RIVER GS | LAFAYETTE | 138 | 138 | Pole | 7.38 | 0 | 1 | 954ACSR45X7 | 0 | 0 | 0 | 0 | 0 | 0 | 0 | 0 | 0 | 0 | 0 | 0 | 0 | 0 | 0 | 0 | 0 | 0 | 0 | 0 | 0 | 0 | 0 | 12 | 1
NO |  | 144 | 2016 | 1 | 5 | 5 |  |  |  | 138 | 138 | H-Frame | 3.03 | 0 | 1 | 954ACSR45X7 | 0 | 0 | 0 | 0 | 0 | 0 | 0 | 0 | 0 | 0 | 0 | 0 | 0 | 0 | 0 | 0 | 0 | 0 | 0 | 0 | 0 | 0 | 0 | 12 | 1
NO |  | 144 | 2016 | 1 | 6 | 6 |  |  |  | 138 | 138 | H-Frame | 6.06 | 0 | 1 | 397ACSR30X7 | 0 | 0 | 0 | 0 | 0 | 0 | 0 | 0 | 0 | 0 | 0 | 0 | 0 | 0 | 0 | 0 | 0 | 0 | 0 | 0 | 0 | 0 | 0 | 12 | 1
NO |  | 144 | 2016 | 1 | 7 | 7 |  |  |  | 138 | 138 | H-Frame | 2.05 | 0 | 1 | 4/0CUB7 | 0 | 0 | 0 | 0 | 0 | 0 | 0 | 0 | 0 | 0 | 0 | 0 | 0 | 0 | 0 | 0 | 0 | 0 | 0 | 0 | 0 | 0 | 0 | 12 | 1
NO |  | 144 | 2016 | 1 | 8 | 8 |  |  |  | 138 | 138 | H-Frame | 0.15 | 0 | 1 | 477ACSR26X7 | 0 | 0 | 0 | 0 | 0 | 0 | 0 | 0 | 0 | 0 | 0 | 0 | 0 | 0 | 0 | 0 | 0 | 0 | 0 | 0 | 0 | 0 | 0 | 12 | 1
NO |  | 144 | 2016 | 1 | 9 | 9 |  |  |  | 138 | 138 |  | 0 | 0 | 0 |  | 0 | 0 | 0 | 0 | 0 | 0 | 0 | 0 | 0 | 0 | 0 | 0 | 0 | 0 | 0 | 0 | 0 | 0 | 0 | 0 | 0 | 0 | 0 | 12 | 1
NO |  | 144 | 2016 | 1 | 10 | 10 |  |  |  | 138 | 138 |  | 0 | 0 | 0 |  | 0 | 0 | 0 | 0 | 0 | 0 | 0 | 0 | 0 | 0 | 0 | 0 | 0 | 0 | 0 | 0 | 0 | 0 | 0 | 0 | 0 | 0 | 0 | 12 | 1
NO |  | 144 | 2016 | 1 | 11 | 11 |  | 13810 KOKOMO HIGHLAND PARK | WABASH | 138 | 138 | Pole | 0 | 0.32 | 2 | 397ACSR30X7 | 0 | 0 | 0 | 0 | 0 | 0 | 0 | 0 | 0 | 0 | 0 | 0 | 0 | 0 | 0 | 0 | 0 | 0 | 0 | 0 | 0 | 0 | 0 | 12 | 1
NO |  | 144 | 2016 | 1 | 12 | 12 |  |  |  | 138 | 138 | Tower | 0 | 9.85 | 2 | 397ACSR30X7 | 0 | 0 | 0 | 0 | 0 | 0 | 0 | 0 | 0 | 0 | 0 | 0 | 0 | 0 | 0 | 0 | 0 | 0 | 0 | 0 | 0 | 0 | 0 | 12 | 1
NO |  | 144 | 2016 | 1 | 13 | 13 |  | 13811 KOKOMO HIGHLAND PARK | WABASH | 138 | 138 | Tower | 10.97 | 0.29 | 2 | 397ACSR30X7 | 0 | 0 | 0 | 0 | 0 | 0 | 0 | 0 | 0 | 0 | 0 | 0 | 0 | 0 | 0 | 0 | 0 | 0 | 0 | 0 | 0 | 0 | 0 | 12 | 1
NO |  | 144 | 2016 | 1 | 14 | 14 |  | 13813 DRESSER | FIVE POINTS | 138 | 138 | Pole | 0.41 | 0 | 1 | 4/0CUB19 | 0 | 0 | 0 | 0 | 0 | 0 | 0 | 0 | 0 | 0 | 0 | 0 | 0 | 0 | 0 | 0 | 0 | 0 | 0 | 0 | 0 | 0 | 0 | 12 | 1
NO |  | 144 | 2016 | 1 | 15 | 15 |  |  |  | 138 | 138 | Pole | 0.77 | 0 | 2 | 954ACSR45X7 | 0 | 0 | 0 | 0 | 0 | 0 | 0 | 0 | 0 | 0 | 0 | 0 | 0 | 0 | 0 | 0 | 0 | 0 | 0 | 0 | 0 | 0 | 0 | 12 | 1
NO |  | 144 | 2016 | 1 | 16 | 16 |  |  |  | 138 | 138 | Tower | 0.18 | 0 | 1 | 336ACSR26X7 | 0 | 0 | 0 | 0 | 0 | 0 | 0 | 0 | 0 | 0 | 0 | 0 | 0 | 0 | 0 | 0 | 0 | 0 | 0 | 0 | 0 | 0 | 0 | 12 | 1
NO |  | 144 | 2016 | 1 | 17 | 17 |  |  |  | 138 | 138 | Tower | 2.88 | 0 | 1 | 397ACSR30X7 | 0 | 0 | 0 | 0 | 0 | 0 | 0 | 0 | 0 | 0 | 0 | 0 | 0 | 0 | 0 | 0 | 0 | 0 | 0 | 0 | 0 | 0 | 0 | 12 | 1
NO |  | 144 | 2016 | 1 | 18 | 18 |  |  |  | 138 | 138 | Tower | 17.59 | 0 | 1 | 4/0CUB19 | 0 | 0 | 0 | 0 | 0 | 0 | 0 | 0 | 0 | 0 | 0 | 0 | 0 | 0 | 0 | 0 | 0 | 0 | 0 | 0 | 0 | 0 | 0 | 12 | 1
NO |  | 144 | 2016 | 1 | 19 | 19 |  |  |  | 138 | 138 | Tower | 0.07 | 0 | 1 | 954ACSR45X7 | 0 | 0 | 0 | 0 | 0 | 0 | 0 | 0 | 0 | 0 | 0 | 0 | 0 | 0 | 0 | 0 | 0 | 0 | 0 | 0 | 0 | 0 | 0 | 12 | 1
NO |  | 144 | 2016 | 1 | 20 | 20 |  |  |  | 138 | 138 | H-Frame | 0.03 | 0 | 1 | 954ACSR45X7 | 0 | 0 | 0 | 0 | 0 | 0 | 0 | 0 | 0 | 0 | 0 | 0 | 0 | 0 | 0 | 0 | 0 | 0 | 0 | 0 | 0 | 0 | 0 | 12 | 1
NO |  | 144 | 2016 | 1 | 21 | 21 |  |  |  | 138 | 138 |  | 0 | 0 | 0 | 954ACSR45X7 | 0 | 0 | 0 | 0 | 0 | 0 | 0 | 0 | 0 | 0 | 0 | 0 | 0 | 0 | 0 | 0 | 0 | 0 | 0 | 0 | 0 | 0 | 0 | 12 | 1
NO |  | 144 | 2016 | 1 | 22 | 22 |  | 13815 EDWARDSPORT | OAKLAND CITY | 138 | 138 | Tower | 1.12 | 0 | 1 | 954ACSR45X7 | 0 | 0 | 0 | 0 | 0 | 0 | 0 | 0 | 0 | 0 | 0 | 0 | 0 | 0 | 0 | 0 | 0 | 0 | 0 | 0 | 0 | 0 | 0 | 12 | 1
NO |  | 144 | 2016 | 1 | 23 | 23 |  |  |  | 138 | 138 | H-Frame | 0.87 | 0 | 0 | 954ACSR45X7 | 0 | 0 | 0 | 0 | 0 | 0 | 0 | 0 | 0 | 0 | 0 | 0 | 0 | 0 | 0 | 0 | 0 | 0 | 0 | 0 | 0 | 0 | 0 | 12 | 1
NO |  | 144 | 2016 | 1 | 24 | 24 |  | 13816 WABASH | HUNTINGTON I&ME JCT | 138 | 138 | Pole | 0.82 | 0 | 1 | 477ACSR26X7 | 0 | 0 | 0 | 0 | 0 | 0 | 0 | 0 | 0 | 0 | 0 | 0 | 0 | 0 | 0 | 0 | 0 | 0 | 0 | 0 | 0 | 0 | 0 | 12 | 1
NO |  | 144 | 2016 | 1 | 25 | 25 |  |  |  | 138 | 138 | H-Frame | 16.15 | 0 | 1 | 397ACSR30X7 | 0 | 0 | 0 | 0 | 0 | 0 | 0 | 0 | 0 | 0 | 0 | 0 | 0 | 0 | 0 | 0 | 0 | 0 | 0 | 0 | 0 | 0 | 0 | 12 | 1
NO |  | 144 | 2016 | 1 | 26 | 26 |  | 13817 WABASH | HUNTINGTON I&ME JCT | 138 | 138 | H-Frame | 3.58 | 0 | 1 | 397ACSR30X7 | 0 | 0 | 0 | 0 | 0 | 0 | 0 | 0 | 0 | 0 | 0 | 0 | 0 | 0 | 0 | 0 | 0 | 0 | 0 | 0 | 0 | 0 | 0 | 12 | 1
NO |  | 144 | 2016 | 1 | 27 | 27 |  | 13818 WABASH RIVER GS | LAFAYETTE | 138 | 138 | Pole | 1.25 | 0 | 1 | 954ACSR45X7 | 0 | 0 | 0 | 0 | 0 | 0 | 0 | 0 | 0 | 0 | 0 | 0 | 0 | 0 | 0 | 0 | 0 | 0 | 0 | 0 | 0 | 0 | 0 | 12 | 1
NO |  | 144 | 2016 | 1 | 28 | 28 |  |  |  | 138 | 138 | Pole | 0.29 | 0 | 1 | 477ACSR26X7 | 0 | 0 | 0 | 0 | 0 | 0 | 0 | 0 | 0 | 0 | 0 | 0 | 0 | 0 | 0 | 0 | 0 | 0 | 0 | 0 | 0 | 0 | 0 | 12 | 1
NO |  | 144 | 2016 | 1 | 29 | 29 |  | 13819 WABASH RIVER GS | LAFAYETTE | 138 | 138 | Pole | 0.12 | 0 | 1 | 4/0CUB7 | 0 | 0 | 0 | 0 | 0 | 0 | 0 | 0 | 0 | 0 | 0 | 0 | 0 | 0 | 0 | 0 | 0 | 0 | 0 | 0 | 0 | 0 | 0 | 12 | 1
NO |  | 144 | 2016 | 1 | 30 | 30 |  |  |  | 138 | 138 | Pole | 20.26 | 0 | 1 | 954ACSR45X7 | 0 | 0 | 0 | 0 | 0 | 0 | 0 | 0 | 0 | 0 | 0 | 0 | 0 | 0 | 0 | 0 | 0 | 0 | 0 | 0 | 0 | 0 | 0 | 12 | 1
NO |  | 144 | 2016 | 1 | 31 | 31 |  |  |  | 138 | 138 | ST | 0.06 | 0 | 1 | 954ACSR45X7 | 0 | 0 | 0 | 0 | 0 | 0 | 0 | 0 | 0 | 0 | 0 | 0 | 0 | 0 | 0 | 0 | 0 | 0 | 0 | 0 | 0 | 0 | 0 | 12 | 1
NO |  | 144 | 2016 | 1 | 32 | 32 |  |  |  | 138 | 138 | H-Frame | 0.24 | 0 | 1 | 4/0CUB7 | 0 | 0 | 0 | 0 | 0 | 0 | 0 | 0 | 0 | 0 | 0 | 0 | 0 | 0 | 0 | 0 | 0 | 0 | 0 | 0 | 0 | 0 | 0 | 12 | 1
NO |  | 144 | 2016 | 1 | 33 | 33 |  |  |  | 138 | 138 | H-Frame | 0.05 | 0 | 1 | 477ACSR26X7 | 0 | 0 | 0 | 0 | 0 | 0 | 0 | 0 | 0 | 0 | 0 | 0 | 0 | 0 | 0 | 0 | 0 | 0 | 0 | 0 | 0 | 0 | 0 | 12 | 1
NO |  | 144 | 2016 | 1 | 34 | 34 |  |  |  | 138 | 138 | H-Frame | 0.85 | 0 | 1 | 954ACSR45X7 | 0 | 0 | 0 | 0 | 0 | 0 | 0 | 0 | 0 | 0 | 0 | 0 | 0 | 0 | 0 | 0 | 0 | 0 | 0 | 0 | 0 | 0 | 0 | 12 | 1
NO |  | 144 | 2016 | 1 | 35 | 35 |  |  |  | 138 | 138 |  | 0 | 0 | 0 |  | 0 | 0 | 0 | 0 | 0 | 0 | 0 | 0 | 0 | 0 | 0 | 0 | 0 | 0 | 0 | 0 | 0 | 0 | 0 | 0 | 0 | 0 | 0 | 12 | 1
NO |  | 144 | 2016 | 2 | 1 | 1 |  |  |  | 138 | 138 |  | 0 | 0 | 0 |  | 0 | 0 | 0 | 0 | 0 | 0 | 0 | 0 | 0 | 0 | 0 | 0 | 0 | 0 | 0 | 0 | 0 | 0 | 0 | 0 | 0 | 0 | 0 | 12 | 1
NO |  | 144 | 2016 | 2 | 2 | 2 |  | 13820 WABASH RIVER GS | LAFAYETTE | 138 | 138 | Pole | 1.11 | 0 | 1 | 954ACSR45X7 | 0 | 0 | 0 | 0 | 0 | 0 | 0 | 0 | 0 | 0 | 0 | 0 | 0 | 0 | 0 | 0 | 0 | 0 | 0 | 0 | 0 | 0 | 0 | 12 | 1
NO |  | 144 | 2016 | 2 | 3 | 3 |  |  |  | 138 | 138 | Pole | 0.66 | 0 | 0 | 397ACSR30X7 | 0 | 0 | 0 | 0 | 0 | 0 | 0 | 0 | 0 | 0 | 0 | 0 | 0 | 0 | 0 | 0 | 0 | 0 | 0 | 0 | 0 | 0 | 0 | 12 | 1
NO |  | 144 | 2016 | 2 | 4 | 4 |  |  |  | 138 | 138 | Tower | 0.89 | 0 | 0 | 397ACSR30X7 | 0 | 0 | 0 | 0 | 0 | 0 | 0 | 0 | 0 | 0 | 0 | 0 | 0 | 0 | 0 | 0 | 0 | 0 | 0 | 0 | 0 | 0 | 0 | 12 | 1
NO |  | 144 | 2016 | 2 | 5 | 5 |  |  |  | 138 | 138 | Tower | 0 | 3.16 | 0 | 954ACSR45X7 | 0 | 0 | 0 | 0 | 0 | 0 | 0 | 0 | 0 | 0 | 0 | 0 | 0 | 0 | 0 | 0 | 0 | 0 | 0 | 0 | 0 | 0 | 0 | 12 | 1
NO |  | 144 | 2016 | 2 | 6 | 6 |  |  |  | 138 | 138 | H-Frame | 3.15 | 0 | 0 | 397ACSR30X7 | 0 | 0 | 0 | 0 | 0 | 0 | 0 | 0 | 0 | 0 | 0 | 0 | 0 | 0 | 0 | 0 | 0 | 0 | 0 | 0 | 0 | 0 | 0 | 12 | 1
NO |  | 144 | 2016 | 2 | 7 | 7 |  |  |  | 138 | 138 | H-Frame | 1.61 | 2.16 | 0 | 954ACSR45X7 | 0 | 0 | 0 | 0 | 0 | 0 | 0 | 0 | 0 | 0 | 0 | 0 | 0 | 0 | 0 | 0 | 0 | 0 | 0 | 0 | 0 | 0 | 0 | 12 | 1
NO |  | 144 | 2016 | 2 | 8 | 8 |  |  |  | 138 | 138 | Pole | 2.16 | 0 | 0 | 477ACSR26X7 | 0 | 0 | 0 | 0 | 0 | 0 | 0 | 0 | 0 | 0 | 0 | 0 | 0 | 0 | 0 | 0 | 0 | 0 | 0 | 0 | 0 | 0 | 0 | 12 | 1
NO |  | 144 | 2016 | 2 | 9 | 9 |  | 13821 DRESSER | GALLAGHER | 138 | 138 | Pole | 1.86 | 0 | 1 | 954ACSR45X7 | 0 | 0 | 0 | 0 | 0 | 0 | 0 | 0 | 0 | 0 | 0 | 0 | 0 | 0 | 0 | 0 | 0 | 0 | 0 | 0 | 0 | 0 | 0 | 12 | 1
NO |  | 144 | 2016 | 2 | 10 | 10 |  |  |  | 138 | 138 | H-Frame | 8.09 | 0 | 1 | 397ACSR30X7 | 0 | 0 | 0 | 0 | 0 | 0 | 0 | 0 | 0 | 0 | 0 | 0 | 0 | 0 | 0 | 0 | 0 | 0 | 0 | 0 | 0 | 0 | 0 | 12 | 1
NO |  | 144 | 2016 | 2 | 11 | 11 |  |  |  | 138 | 138 | H-Frame | 0 | 1.51 | 2 | 795ACSR26X7 | 0 | 0 | 0 | 0 | 0 | 0 | 0 | 0 | 0 | 0 | 0 | 0 | 0 | 0 | 0 | 0 | 0 | 0 | 0 | 0 | 0 | 0 | 0 | 12 | 1
NO |  | 144 | 2016 | 2 | 12 | 12 |  |  |  | 138 | 138 | H-Frame | 31.14 | 0 | 1 | 954ACSR45X7 | 0 | 0 | 0 | 0 | 0 | 0 | 0 | 0 | 0 | 0 | 0 | 0 | 0 | 0 | 0 | 0 | 0 | 0 | 0 | 0 | 0 | 0 | 0 | 12 | 1
NO |  | 144 | 2016 | 2 | 13 | 13 |  |  |  | 138 | 138 | Pole | 9.97 | 0 | 1 | 336ACSR26X7 | 0 | 0 | 0 | 0 | 0 | 0 | 0 | 0 | 0 | 0 | 0 | 0 | 0 | 0 | 0 | 0 | 0 | 0 | 0 | 0 | 0 | 0 | 0 | 12 | 1
NO |  | 144 | 2016 | 2 | 14 | 14 |  |  |  | 138 | 138 |  | 0 | 0 | 0 |  | 0 | 0 | 0 | 0 | 0 | 0 | 0 | 0 | 0 | 0 | 0 | 0 | 0 | 0 | 0 | 0 | 0 | 0 | 0 | 0 | 0 | 0 | 0 | 12 | 1
NO |  | 144 | 2016 | 2 | 15 | 15 |  | 13822 DRESSER | GALLAGHER | 138 | 138 |  | 0 | 0 | 0 |  | 0 | 0 | 0 | 0 | 0 | 0 | 0 | 0 | 0 | 0 | 0 | 0 | 0 | 0 | 0 | 0 | 0 | 0 | 0 | 0 | 0 | 0 | 0 | 12 | 1
NO |  | 144 | 2016 | 2 | 16 | 16 |  |  |  | 138 | 138 | Tower | 0.23 | 0 | 2 | 250CUB12 | 0 | 0 | 0 | 0 | 0 | 0 | 0 | 0 | 0 | 0 | 0 | 0 | 0 | 0 | 0 | 0 | 0 | 0 | 0 | 0 | 0 | 0 | 0 | 12 | 1
NO |  | 144 | 2016 | 2 | 17 | 17 |  |  |  | 138 | 138 | Tower | 3.46 | 4.01 | 2 | 477ACSR26X7 | 0 | 0 | 0 | 0 | 0 | 0 | 0 | 0 | 0 | 0 | 0 | 0 | 0 | 0 | 0 | 0 | 0 | 0 | 0 | 0 | 0 | 0 | 0 | 12 | 1
NO |  | 144 | 2016 | 2 | 18 | 18 |  |  |  | 138 | 138 | H-Frame | 44.64 | 0 | 1 | 250CUB12 | 0 | 0 | 0 | 0 | 0 | 0 | 0 | 0 | 0 | 0 | 0 | 0 | 0 | 0 | 0 | 0 | 0 | 0 | 0 | 0 | 0 | 0 | 0 | 12 | 1
NO |  | 144 | 2016 | 2 | 19 | 19 |  |  |  | 138 | 138 | H-Frame | 0.33 | 0 | 1 | 397ACSR30X7 | 0 | 0 | 0 | 0 | 0 | 0 | 0 | 0 | 0 | 0 | 0 | 0 | 0 | 0 | 0 | 0 | 0 | 0 | 0 | 0 | 0 | 0 | 0 | 12 | 1
NO |  | 144 | 2016 | 2 | 20 | 20 |  |  |  | 138 | 138 | H-Frame | 0.02 | 0 | 1 | 954ACSR45X7 | 0 | 0 | 0 | 0 | 0 | 0 | 0 | 0 | 0 | 0 | 0 | 0 | 0 | 0 | 0 | 0 | 0 | 0 | 0 | 0 | 0 | 0 | 0 | 12 | 1
NO |  | 144 | 2016 | 2 | 21 | 21 |  |  |  | 138 | 138 | Pole | 0.81 | 0 | 1 | 250CUB12 | 0 | 0 | 0 | 0 | 0 | 0 | 0 | 0 | 0 | 0 | 0 | 0 | 0 | 0 | 0 | 0 | 0 | 0 | 0 | 0 | 0 | 0 | 0 | 12 | 1
NO |  | 144 | 2016 | 2 | 22 | 22 |  |  |  | 138 | 138 | Pole | 0.4 | 0 | 1 | 397ACSR30X7 | 0 | 0 | 0 | 0 | 0 | 0 | 0 | 0 | 0 | 0 | 0 | 0 | 0 | 0 | 0 | 0 | 0 | 0 | 0 | 0 | 0 | 0 | 0 | 12 | 1
NO |  | 144 | 2016 | 2 | 23 | 23 |  |  |  | 138 | 138 | Pole | 0.35 | 0 | 1 | 477ACSR26X7 | 0 | 0 | 0 | 0 | 0 | 0 | 0 | 0 | 0 | 0 | 0 | 0 | 0 | 0 | 0 | 0 | 0 | 0 | 0 | 0 | 0 | 0 | 0 | 12 | 1
NO |  | 144 | 2016 | 2 | 24 | 24 |  |  |  | 138 | 138 | Pole | 0.07 | 0 | 1 | 954ACSR45X7 | 0 | 0 | 0 | 0 | 0 | 0 | 0 | 0 | 0 | 0 | 0 | 0 | 0 | 0 | 0 | 0 | 0 | 0 | 0 | 0 | 0 | 0 | 0 | 12 | 1
NO |  | 144 | 2016 | 2 | 25 | 25 |  | 13823 EDWARDSPORT | SEYMOUR | 138 | 138 | Pole | 2.39 | 0.61 | 1 | 397ACSR30X7 | 0 | 0 | 0 | 0 | 0 | 0 | 0 | 0 | 0 | 0 | 0 | 0 | 0 | 0 | 0 | 0 | 0 | 0 | 0 | 0 | 0 | 0 | 0 | 12 | 1
NO |  | 144 | 2016 | 2 | 26 | 26 |  |  |  | 138 | 138 | Tower | 0 | 0.25 | 0 | 250CUB12 | 0 | 0 | 0 | 0 | 0 | 0 | 0 | 0 | 0 | 0 | 0 | 0 | 0 | 0 | 0 | 0 | 0 | 0 | 0 | 0 | 0 | 0 | 0 | 12 | 1
NO |  | 144 | 2016 | 2 | 27 | 27 |  |  |  | 138 | 138 | Tower | 0.12 | 2.18 | 2 | 397ACSR30X7 | 0 | 0 | 0 | 0 | 0 | 0 | 0 | 0 | 0 | 0 | 0 | 0 | 0 | 0 | 0 | 0 | 0 | 0 | 0 | 0 | 0 | 0 | 0 | 12 | 1
NO |  | 144 | 2016 | 2 | 28 | 28 |  |  |  | 138 | 138 | H-Frame | 36.24 | 0 | 0 | 397ACSR30X7 | 0 | 0 | 0 | 0 | 0 | 0 | 0 | 0 | 0 | 0 | 0 | 0 | 0 | 0 | 0 | 0 | 0 | 0 | 0 | 0 | 0 | 0 | 0 | 12 | 1
NO |  | 144 | 2016 | 2 | 29 | 29 |  |  |  | 138 | 0 |  | 0 | 0 | 0 |  | 0 | 0 | 0 | 0 | 0 | 0 | 0 | 0 | 0 | 0 | 0 | 0 | 0 | 0 | 0 | 0 | 0 | 0 | 0 | 0 | 0 | 0 | 0 | 12 | 1
NO |  | 144 | 2016 | 2 | 30 | 30 |  | 13824 EDWARDSPORT | GALLAGHER GS | 138 | 230 | H-Frame | 0 | 18.79 | 2 | 477ACSR26X7 | 0 | 0 | 0 | 0 | 0 | 0 | 0 | 0 | 0 | 0 | 0 | 0 | 0 | 0 | 0 | 0 | 0 | 0 | 0 | 0 | 0 | 0 | 0 | 12 | 1
NO |  | 144 | 2016 | 2 | 31 | 31 |  |  |  | 138 | 138 | Pole | 3.19 | 0 | 1 | 477ACSR26X7 | 0 | 0 | 0 | 0 | 0 | 0 | 0 | 0 | 0 | 0 | 0 | 0 | 0 | 0 | 0 | 0 | 0 | 0 | 0 | 0 | 0 | 0 | 0 | 12 | 1
NO |  | 144 | 2016 | 2 | 32 | 32 |  |  |  | 138 | 138 | H-Frame | 7.57 | 0 | 1 | 336ACSR26X7 | 0 | 0 | 0 | 0 | 0 | 0 | 0 | 0 | 0 | 0 | 0 | 0 | 0 | 0 | 0 | 0 | 0 | 0 | 0 | 0 | 0 | 0 | 0 | 12 | 1
NO |  | 144 | 2016 | 2 | 33 | 33 |  |  |  | 138 | 138 | H-Frame | 57.81 | 0 | 1 | 477ACSR26X7 | 0 | 0 | 0 | 0 | 0 | 0 | 0 | 0 | 0 | 0 | 0 | 0 | 0 | 0 | 0 | 0 | 0 | 0 | 0 | 0 | 0 | 0 | 0 | 12 | 1
NO |  | 144 | 2016 | 2 | 34 | 34 |  |  |  | 138 | 138 |  | 0 | 0 | 0 |  | 0 | 0 | 0 | 0 | 0 | 0 | 0 | 0 | 0 | 0 | 0 | 0 | 0 | 0 | 0 | 0 | 0 | 0 | 0 | 0 | 0 | 0 | 0 | 12 | 1
NO |  | 144 | 2016 | 2 | 35 | 35 |  | 13825 EDWARDSPORT GS | OAKLAND CITY | 138 | 138 | Pole | 4.29 | 0.09 | 1 | 954ACSR45X7 | 0 | 0 | 0 | 0 | 0 | 0 | 0 | 0 | 0 | 0 | 0 | 0 | 0 | 0 | 0 | 0 | 0 | 0 | 0 | 0 | 0 | 0 | 0 | 12 | 1
NO |  | 144 | 2016 | 3 | 1 | 1 |  | 13825 EDWARDSPORT GS | OAKLAND CITY (cont'd) | 138 | 138 | Tower | 2.59 | 0.32 | 0 | 477ACSR26X7 | 0 | 0 | 0 | 0 | 0 | 0 | 0 | 0 | 0 | 0 | 0 | 0 | 0 | 0 | 0 | 0 | 0 | 0 | 0 | 0 | 0 | 0 | 0 | 12 | 1
NO |  | 144 | 2016 | 3 | 2 | 2 |  |  |  | 138 | 138 | H-Frame | 21.78 | 0.28 | 0 | 954ACSR45X7 | 0 | 0 | 0 | 0 | 0 | 0 | 0 | 0 | 0 | 0 | 0 | 0 | 0 | 0 | 0 | 0 | 0 | 0 | 0 | 0 | 0 | 0 | 0 | 12 | 1
NO |  | 144 | 2016 | 3 | 3 | 3 |  |  |  | 138 | 138 |  | 0 | 0 | 0 |  | 0 | 0 | 0 | 0 | 0 | 0 | 0 | 0 | 0 | 0 | 0 | 0 | 0 | 0 | 0 | 0 | 0 | 0 | 0 | 0 | 0 | 0 | 0 | 12 | 1
NO |  | 144 | 2016 | 3 | 4 | 4 |  | 13827 GALLAGHER | PADDY'S WEST LG&E | 138 | 138 | Pole | 1.75 | 0 | 1 | 954ACSR45X7B | 0 | 0 | 0 | 0 | 0 | 0 | 0 | 0 | 0 | 0 | 0 | 0 | 0 | 0 | 0 | 0 | 0 | 0 | 0 | 0 | 0 | 0 | 0 | 12 | 1
NO |  | 144 | 2016 | 3 | 5 | 5 |  |  |  | 138 | 138 | Tower | 0.26 | 0 | 1 | 954ACSR45X7B | 0 | 0 | 0 | 0 | 0 | 0 | 0 | 0 | 0 | 0 | 0 | 0 | 0 | 0 | 0 | 0 | 0 | 0 | 0 | 0 | 0 | 0 | 0 | 12 | 1
NO |  | 144 | 2016 | 3 | 6 | 6 |  | 13828 SEYMOUR | MADISON | 138 | 138 | H-Frame | 16.48 | 0 | 1 | 397ACSR30X7 | 0 | 0 | 0 | 0 | 0 | 0 | 0 | 0 | 0 | 0 | 0 | 0 | 0 | 0 | 0 | 0 | 0 | 0 | 0 | 0 | 0 | 0 | 0 | 12 | 1
NO |  | 144 | 2016 | 3 | 7 | 7 |  | 13829 EDWARDSPORT | SEYMOUR | 138 | 138 |  | 0 | 0 | 1 |  | 0 | 0 | 0 | 0 | 0 | 0 | 0 | 0 | 0 | 0 | 0 | 0 | 0 | 0 | 0 | 0 | 0 | 0 | 0 | 0 | 0 | 0 | 0 | 12 | 1
NO |  | 144 | 2016 | 3 | 8 | 8 |  |  |  | 138 | 138 | Pole | 8.46 | 0.1 | 2 | 954ACSR45X7 | 0 | 0 | 0 | 0 | 0 | 0 | 0 | 0 | 0 | 0 | 0 | 0 | 0 | 0 | 0 | 0 | 0 | 0 | 0 | 0 | 0 | 0 | 0 | 12 | 1
NO |  | 144 | 2016 | 3 | 9 | 9 |  |  |  | 138 | 138 | Tower | 0.04 | 0 | 1 | 954ACSR45X7 | 0 | 0 | 0 | 0 | 0 | 0 | 0 | 0 | 0 | 0 | 0 | 0 | 0 | 0 | 0 | 0 | 0 | 0 | 0 | 0 | 0 | 0 | 0 | 12 | 1
NO |  | 144 | 2016 | 3 | 10 | 10 |  |  |  | 138 | 138 | H-Frame | 19.55 | 0 | 1 | 954ACSR45X7 | 0 | 0 | 0 | 0 | 0 | 0 | 0 | 0 | 0 | 0 | 0 | 0 | 0 | 0 | 0 | 0 | 0 | 0 | 0 | 0 | 0 | 0 | 0 | 12 | 1
NO |  | 144 | 2016 | 3 | 11 | 11 |  |  |  | 138 | 138 | Pole | 1.64 | 0 | 1 | 477ACSR26X7 | 0 | 0 | 0 | 0 | 0 | 0 | 0 | 0 | 0 | 0 | 0 | 0 | 0 | 0 | 0 | 0 | 0 | 0 | 0 | 0 | 0 | 0 | 0 | 12 | 1
NO |  | 144 | 2016 | 3 | 12 | 12 |  |  |  | 138 | 138 |  | 0 | 0 | 0 |  | 0 | 0 | 0 | 0 | 0 | 0 | 0 | 0 | 0 | 0 | 0 | 0 | 0 | 0 | 0 | 0 | 0 | 0 | 0 | 0 | 0 | 0 | 0 | 12 | 1
NO |  | 144 | 2016 | 3 | 13 | 13 |  | 13830 COLMUBUS | SEYMOUR | 138 | 138 | H-Frame | 14.3 | 0 | 2 | 397ACSR30X7 | 0 | 0 | 0 | 0 | 0 | 0 | 0 | 0 | 0 | 0 | 0 | 0 | 0 | 0 | 0 | 0 | 0 | 0 | 0 | 0 | 0 | 0 | 0 | 12 | 1
NO |  | 144 | 2016 | 3 | 14 | 14 |  |  |  | 138 | 138 | Pole | 0.52 | 0 | 1 | 397ACSR30X7 | 0 | 0 | 0 | 0 | 0 | 0 | 0 | 0 | 0 | 0 | 0 | 0 | 0 | 0 | 0 | 0 | 0 | 0 | 0 | 0 | 0 | 0 | 0 | 12 | 1
NO |  | 144 | 2016 | 3 | 15 | 15 |  |  |  | 138 | 138 | Pole | 0.22 | 0 | 1 | 954ACSR45X7 | 0 | 0 | 0 | 0 | 0 | 0 | 0 | 0 | 0 | 0 | 0 | 0 | 0 | 0 | 0 | 0 | 0 | 0 | 0 | 0 | 0 | 0 | 0 | 12 | 1
NO |  | 144 | 2016 | 3 | 16 | 16 |  | 13831 COLUMBUS | BATESVILLE | 138 | 138 | Tower | 0.09 | 0 | 1 | 397ACSR30X7 | 0 | 0 | 0 | 0 | 0 | 0 | 0 | 0 | 0 | 0 | 0 | 0 | 0 | 0 | 0 | 0 | 0 | 0 | 0 | 0 | 0 | 0 | 0 | 12 | 1
NO |  | 144 | 2016 | 3 | 17 | 17 |  |  |  | 138 | 138 | Tower | 0.14 | 0 | 1 | 900ACS454X7 | 0 | 0 | 0 | 0 | 0 | 0 | 0 | 0 | 0 | 0 | 0 | 0 | 0 | 0 | 0 | 0 | 0 | 0 | 0 | 0 | 0 | 0 | 0 | 12 | 1
NO |  | 144 | 2016 | 3 | 18 | 18 |  |  |  | 138 | 138 | H-Frame | 34.52 | 0 | 1 | 397ACSR30X7 | 0 | 0 | 0 | 0 | 0 | 0 | 0 | 0 | 0 | 0 | 0 | 0 | 0 | 0 | 0 | 0 | 0 | 0 | 0 | 0 | 0 | 0 | 0 | 12 | 1
NO |  | 144 | 2016 | 3 | 19 | 19 |  |  |  | 138 | 138 | H-Frame | 1.13 | 0 | 1 | 900ACSR54X7 | 0 | 0 | 0 | 0 | 0 | 0 | 0 | 0 | 0 | 0 | 0 | 0 | 0 | 0 | 0 | 0 | 0 | 0 | 0 | 0 | 0 | 0 | 0 | 12 | 1
NO |  | 144 | 2016 | 3 | 20 | 20 |  | 13832 SHELBYVILLE | GREENDALE | 138 | 138 | Tower | 8.99 | 0 | 1 | 397ACSR30X7 | 0 | 0 | 0 | 0 | 0 | 0 | 0 | 0 | 0 | 0 | 0 | 0 | 0 | 0 | 0 | 0 | 0 | 0 | 0 | 0 | 0 | 0 | 0 | 12 | 1
NO |  | 144 | 2016 | 3 | 21 | 21 |  |  |  | 138 | 138 | Tower | 7.84 | 0 | 1 | 795ACSR26X7 | 0 | 0 | 0 | 0 | 0 | 0 | 0 | 0 | 0 | 0 | 0 | 0 | 0 | 0 | 0 | 0 | 0 | 0 | 0 | 0 | 0 | 0 | 0 | 12 | 1
NO |  | 144 | 2016 | 3 | 22 | 22 |  |  |  | 138 | 138 | H-Frame | 6.85 | 0 | 1 | 954ACSR45X7 | 0 | 0 | 0 | 0 | 0 | 0 | 0 | 0 | 0 | 0 | 0 | 0 | 0 | 0 | 0 | 0 | 0 | 0 | 0 | 0 | 0 | 0 | 0 | 12 | 1
NO |  | 144 | 2016 | 3 | 23 | 23 |  | 13833 CONNERSVILLE | BATESVILLE | 138 | 138 | Pole | 0.17 | 0 | 1 | 477ACSR26X7 | 0 | 0 | 0 | 0 | 0 | 0 | 0 | 0 | 0 | 0 | 0 | 0 | 0 | 0 | 0 | 0 | 0 | 0 | 0 | 0 | 0 | 0 | 0 | 12 | 1
NO |  | 144 | 2016 | 3 | 24 | 24 |  |  |  | 138 | 138 | H-Frame | 30.5 | 0 | 2 | 477ACSR26X7 | 0 | 0 | 0 | 0 | 0 | 0 | 0 | 0 | 0 | 0 | 0 | 0 | 0 | 0 | 0 | 0 | 0 | 0 | 0 | 0 | 0 | 0 | 0 | 12 | 1
NO |  | 144 | 2016 | 3 | 25 | 25 |  |  |  | 138 | 138 | Pole | 0.06 | 0 | 1 | 336AAACB19 | 0 | 0 | 0 | 0 | 0 | 0 | 0 | 0 | 0 | 0 | 0 | 0 | 0 | 0 | 0 | 0 | 0 | 0 | 0 | 0 | 0 | 0 | 0 | 12 | 1
NO |  | 144 | 2016 | 3 | 26 | 26 |  |  |  | 138 | 138 |  | 0 | 0 | 0 |  | 0 | 0 | 0 | 0 | 0 | 0 | 0 | 0 | 0 | 0 | 0 | 0 | 0 | 0 | 0 | 0 | 0 | 0 | 0 | 0 | 0 | 0 | 0 | 12 | 1
NO |  | 144 | 2016 | 3 | 27 | 27 |  | 13835 CONNERSVILLE | NEW CASTLE | 138 | 138 | Tower | 0.83 | 3.75 | 2 | 477ACSR26X7 | 0 | 0 | 0 | 0 | 0 | 0 | 0 | 0 | 0 | 0 | 0 | 0 | 0 | 0 | 0 | 0 | 0 | 0 | 0 | 0 | 0 | 0 | 0 | 12 | 1
NO |  | 144 | 2016 | 3 | 28 | 28 |  |  |  | 138 | 138 | H-Frame | 18.68 | 0 | 1 | 477ACSR26X7 | 0 | 0 | 0 | 0 | 0 | 0 | 0 | 0 | 0 | 0 | 0 | 0 | 0 | 0 | 0 | 0 | 0 | 0 | 0 | 0 | 0 | 0 | 0 | 12 | 1
NO |  | 144 | 2016 | 3 | 29 | 29 |  | 13836 BLOOMINGTON | BEDFORD | 138 | 138 | Tower | 0 | 1.86 | 2 | 477ACSR26X7 | 0 | 0 | 0 | 0 | 0 | 0 | 0 | 0 | 0 | 0 | 0 | 0 | 0 | 0 | 0 | 0 | 0 | 0 | 0 | 0 | 0 | 0 | 0 | 12 | 1
NO |  | 144 | 2016 | 3 | 30 | 30 |  |  |  | 138 | 138 | H-Frame | 10.57 | 0 | 1 | 477ACSR26X7 | 0 | 0 | 0 | 0 | 0 | 0 | 0 | 0 | 0 | 0 | 0 | 0 | 0 | 0 | 0 | 0 | 0 | 0 | 0 | 0 | 0 | 0 | 0 | 12 | 1
NO |  | 144 | 2016 | 3 | 31 | 31 |  |  |  | 138 | 138 | Pole | 0.06 | 0 | 1 | 477ACSR26X7 | 0 | 0 | 0 | 0 | 0 | 0 | 0 | 0 | 0 | 0 | 0 | 0 | 0 | 0 | 0 | 0 | 0 | 0 | 0 | 0 | 0 | 0 | 0 | 12 | 1
NO |  | 144 | 2016 | 3 | 32 | 32 |  |  |  | 138 | 138 | Pole | 0.66 | 0 | 2 | 954ACSR45X7 | 0 | 0 | 0 | 0 | 0 | 0 | 0 | 0 | 0 | 0 | 0 | 0 | 0 | 0 | 0 | 0 | 0 | 0 | 0 | 0 | 0 | 0 | 0 | 12 | 1
NO |  | 144 | 2016 | 3 | 33 | 33 |  | 13837 BLOOMINGTON | BEDFORD | 138 | 138 | Pole | 0.32 | 0 | 1 | 477ACSR26X7 | 0 | 0 | 0 | 0 | 0 | 0 | 0 | 0 | 0 | 0 | 0 | 0 | 0 | 0 | 0 | 0 | 0 | 0 | 0 | 0 | 0 | 0 | 0 | 12 | 1
NO |  | 144 | 2016 | 3 | 34 | 34 |  |  |  | 138 | 138 | Tower | 2.48 | 0 | 2 | 477ACSR26X7 | 0 | 0 | 0 | 0 | 0 | 0 | 0 | 0 | 0 | 0 | 0 | 0 | 0 | 0 | 0 | 0 | 0 | 0 | 0 | 0 | 0 | 0 | 0 | 12 | 1
NO |  | 144 | 2016 | 3 | 35 | 35 |  |  |  | 138 | 138 | H-Frame | 20.46 | 0 | 1 | 477ACSR26X7 | 0 | 0 | 0 | 0 | 0 | 0 | 0 | 0 | 0 | 0 | 0 | 0 | 0 | 0 | 0 | 0 | 0 | 0 | 0 | 0 | 0 | 0 | 0 | 12 | 1
NO |  | 144 | 2016 | 4 | 1 | 1 |  | 13837 BLOOMINGTON | BEDFORD (cont'd) | 138 | 138 | Pole | 0.22 | 0 | 1 | 954ACSR45X7 | 0 | 0 | 0 | 0 | 0 | 0 | 0 | 0 | 0 | 0 | 0 | 0 | 0 | 0 | 0 | 0 | 0 | 0 | 0 | 0 | 0 | 0 | 0 | 12 | 1
NO |  | 144 | 2016 | 4 | 2 | 2 |  | 13838 EDWARDSPORT | OAKLAND CITY | 138 | 138 | Pole | 4.54 | 0 | 2 | 954ACSR45X7 | 0 | 0 | 0 | 0 | 0 | 0 | 0 | 0 | 0 | 0 | 0 | 0 | 0 | 0 | 0 | 0 | 0 | 0 | 0 | 0 | 0 | 0 | 0 | 12 | 1
NO |  | 144 | 2016 | 4 | 3 | 3 |  |  |  | 138 | 138 | Pole | 0.4 | 0 | 2 | 397ACSR30X7 | 0 | 0 | 0 | 0 | 0 | 0 | 0 | 0 | 0 | 0 | 0 | 0 | 0 | 0 | 0 | 0 | 0 | 0 | 0 | 0 | 0 | 0 | 0 | 12 | 1
NO |  | 144 | 2016 | 4 | 4 | 4 |  |  |  | 138 | 138 | Pole | 2.35 | 0.53 | 2 | 477ACSR26X7 | 0 | 0 | 0 | 0 | 0 | 0 | 0 | 0 | 0 | 0 | 0 | 0 | 0 | 0 | 0 | 0 | 0 | 0 | 0 | 0 | 0 | 0 | 0 | 12 | 1
NO |  | 144 | 2016 | 4 | 5 | 5 |  |  |  | 138 | 138 |  | 0 | 0 | 0 |  | 0 | 0 | 0 | 0 | 0 | 0 | 0 | 0 | 0 | 0 | 0 | 0 | 0 | 0 | 0 | 0 | 0 | 0 | 0 | 0 | 0 | 0 | 0 | 12 | 1
NO |  | 144 | 2016 | 4 | 6 | 6 |  |  |  | 138 | 138 | Tower | 0.01 | 2.51 | 2 | 477ACSR26X7 | 0 | 0 | 0 | 0 | 0 | 0 | 0 | 0 | 0 | 0 | 0 | 0 | 0 | 0 | 0 | 0 | 0 | 0 | 0 | 0 | 0 | 0 | 0 | 12 | 1
NO |  | 144 | 2016 | 4 | 7 | 7 |  |  |  | 138 | 138 | H-Frame | 10.71 | 0 | 2 | 397ACSR30X7 | 0 | 0 | 0 | 0 | 0 | 0 | 0 | 0 | 0 | 0 | 0 | 0 | 0 | 0 | 0 | 0 | 0 | 0 | 0 | 0 | 0 | 0 | 0 | 12 | 1
NO |  | 144 | 2016 | 4 | 8 | 8 |  |  |  | 138 | 138 | H-Frame | 2.35 | 0 | 1 | 477ACSR26X7 | 0 | 0 | 0 | 0 | 0 | 0 | 0 | 0 | 0 | 0 | 0 | 0 | 0 | 0 | 0 | 0 | 0 | 0 | 0 | 0 | 0 | 0 | 0 | 12 | 1
NO |  | 144 | 2016 | 4 | 9 | 9 |  |  |  | 138 | 138 |  | 0 | 0 | 0 |  | 0 | 0 | 0 | 0 | 0 | 0 | 0 | 0 | 0 | 0 | 0 | 0 | 0 | 0 | 0 | 0 | 0 | 0 | 0 | 0 | 0 | 0 | 0 | 12 | 1
NO |  | 144 | 2016 | 4 | 10 | 10 |  | 13839 COLUMBUS | BATESVILLE | 138 | 138 | H-Frame | 3.87 | 0 | 1 | 477ACSR26X7 | 0 | 0 | 0 | 0 | 0 | 0 | 0 | 0 | 0 | 0 | 0 | 0 | 0 | 0 | 0 | 0 | 0 | 0 | 0 | 0 | 0 | 0 | 0 | 12 | 1
NO |  | 144 | 2016 | 4 | 11 | 11 |  |  |  | 138 | 138 | Pole | 0.16 | 0 | 1 | 477ACSR26X7 | 0 | 0 | 0 | 0 | 0 | 0 | 0 | 0 | 0 | 0 | 0 | 0 | 0 | 0 | 0 | 0 | 0 | 0 | 0 | 0 | 0 | 0 | 0 | 12 | 1
NO |  | 144 | 2016 | 4 | 12 | 12 |  | 13840 DRESSER | GALLAGHER | 138 | 138 |  | 0 | 0 | 0 |  | 0 | 0 | 0 | 0 | 0 | 0 | 0 | 0 | 0 | 0 | 0 | 0 | 0 | 0 | 0 | 0 | 0 | 0 | 0 | 0 | 0 | 0 | 0 | 12 | 1
NO |  | 144 | 2016 | 4 | 13 | 13 |  |  |  | 138 | 138 | Tower | 3.29 | 0 | 1 | 250CUB12 | 0 | 0 | 0 | 0 | 0 | 0 | 0 | 0 | 0 | 0 | 0 | 0 | 0 | 0 | 0 | 0 | 0 | 0 | 0 | 0 | 0 | 0 | 0 | 12 | 1
NO |  | 144 | 2016 | 4 | 14 | 14 |  |  |  | 138 | 138 | H-Frame | 25.24 | 0 | 1 | 250CUB12 | 0 | 0 | 0 | 0 | 0 | 0 | 0 | 0 | 0 | 0 | 0 | 0 | 0 | 0 | 0 | 0 | 0 | 0 | 0 | 0 | 0 | 0 | 0 | 12 | 1
NO |  | 144 | 2016 | 4 | 15 | 15 |  |  |  | 138 | 138 | H-Frame | 0.43 | 0 | 1 | 397ACSR30X7 | 0 | 0 | 0 | 0 | 0 | 0 | 0 | 0 | 0 | 0 | 0 | 0 | 0 | 0 | 0 | 0 | 0 | 0 | 0 | 0 | 0 | 0 | 0 | 12 | 1
NO |  | 144 | 2016 | 4 | 16 | 16 |  |  |  | 138 | 138 | H-Frame | 1.79 | 0 | 2 | 795ACSR26X7 | 0 | 0 | 0 | 0 | 0 | 0 | 0 | 0 | 0 | 0 | 0 | 0 | 0 | 0 | 0 | 0 | 0 | 0 | 0 | 0 | 0 | 0 | 0 | 12 | 1
NO |  | 144 | 2016 | 4 | 17 | 17 |  |  |  | 138 | 138 | Pole | 0.13 | 0 | 1 | 336ACSR26X7 | 0 | 0 | 0 | 0 | 0 | 0 | 0 | 0 | 0 | 0 | 0 | 0 | 0 | 0 | 0 | 0 | 0 | 0 | 0 | 0 | 0 | 0 | 0 | 12 | 1
NO |  | 144 | 2016 | 4 | 18 | 18 |  |  |  | 138 | 138 | Pole | 0.35 | 0 | 1 | 397ACSR30X7 | 0 | 0 | 0 | 0 | 0 | 0 | 0 | 0 | 0 | 0 | 0 | 0 | 0 | 0 | 0 | 0 | 0 | 0 | 0 | 0 | 0 | 0 | 0 | 12 | 1
NO |  | 144 | 2016 | 4 | 19 | 19 |  | 13842 NOBLESVILLE GS | NEW CASTLE | 138 | 138 | Tower | 1.58 | 0 | 2 | 300CUB19 | 0 | 0 | 0 | 0 | 0 | 0 | 0 | 0 | 0 | 0 | 0 | 0 | 0 | 0 | 0 | 0 | 0 | 0 | 0 | 0 | 0 | 0 | 0 | 12 | 1
NO |  | 144 | 2016 | 4 | 20 | 20 |  |  |  | 138 | 138 | Tower | 9.47 | 0 | 2 | 477ACSR26X7 | 0 | 0 | 0 | 0 | 0 | 0 | 0 | 0 | 0 | 0 | 0 | 0 | 0 | 0 | 0 | 0 | 0 | 0 | 0 | 0 | 0 | 0 | 0 | 12 | 1
NO |  | 144 | 2016 | 4 | 21 | 21 |  | 13843 FIVE POINTS | NEW CASTLE | 138 | 138 | Pole | 0.44 | 0 | 1 | 336ACSR26X7 | 0 | 0 | 0 | 0 | 0 | 0 | 0 | 0 | 0 | 0 | 0 | 0 | 0 | 0 | 0 | 0 | 0 | 0 | 0 | 0 | 0 | 0 | 0 | 12 | 1
NO |  | 144 | 2016 | 4 | 22 | 22 |  | 13845 WABASH RIVER STA | DRESSER | 138 | 138 | Tower | 1.39 | 0 | 2 | 477ACSR26X7 | 0 | 0 | 0 | 0 | 0 | 0 | 0 | 0 | 0 | 0 | 0 | 0 | 0 | 0 | 0 | 0 | 0 | 0 | 0 | 0 | 0 | 0 | 0 | 12 | 1
NO |  | 144 | 2016 | 4 | 23 | 23 |  |  |  | 138 | 138 | H-Frame | 5.77 | 0 | 1 | 477ACSR26X7 | 0 | 0 | 0 | 0 | 0 | 0 | 0 | 0 | 0 | 0 | 0 | 0 | 0 | 0 | 0 | 0 | 0 | 0 | 0 | 0 | 0 | 0 | 0 | 12 | 1
NO |  | 144 | 2016 | 4 | 24 | 24 |  |  |  | 138 | 138 | Pole | 2.32 | 0 | 1 | 477ACSR26X7 | 0 | 0 | 0 | 0 | 0 | 0 | 0 | 0 | 0 | 0 | 0 | 0 | 0 | 0 | 0 | 0 | 0 | 0 | 0 | 0 | 0 | 0 | 0 | 12 | 1
NO |  | 144 | 2016 | 4 | 25 | 25 |  | 13846 WABASH RIVER GS | LAFAYETTE | 138 | 138 | Tower | 1.67 | 0 | 2 | 477ACSR26X7 | 0 | 0 | 0 | 0 | 0 | 0 | 0 | 0 | 0 | 0 | 0 | 0 | 0 | 0 | 0 | 0 | 0 | 0 | 0 | 0 | 0 | 0 | 0 | 12 | 1
NO |  | 144 | 2016 | 4 | 26 | 26 |  |  |  | 138 | 230 | Tower | 0 | 7.49 | 3 | 565ACSS20X7 | 0 | 0 | 0 | 0 | 0 | 0 | 0 | 0 | 0 | 0 | 0 | 0 | 0 | 0 | 0 | 0 | 0 | 0 | 0 | 0 | 0 | 0 | 0 | 12 | 1
NO |  | 144 | 2016 | 4 | 27 | 27 |  |  |  | 138 | 138 | H-Frame | 1.36 | 0 | 1 | 477ACSR26X7 | 0 | 0 | 0 | 0 | 0 | 0 | 0 | 0 | 0 | 0 | 0 | 0 | 0 | 0 | 0 | 0 | 0 | 0 | 0 | 0 | 0 | 0 | 0 | 12 | 1
NO |  | 144 | 2016 | 4 | 28 | 28 |  |  |  | 138 | 138 | H-Frame | 39.73 | 0 | 1 | 565ACSS20X7 | 0 | 0 | 0 | 0 | 0 | 0 | 0 | 0 | 0 | 0 | 0 | 0 | 0 | 0 | 0 | 0 | 0 | 0 | 0 | 0 | 0 | 0 | 0 | 12 | 1
NO |  | 144 | 2016 | 4 | 29 | 29 |  | 13847 WABASH RIVER | TERRE HAUTE EAST | 138 | 138 | Tower | 0.76 | 0 | 1 | 336ACSR26X7 | 0 | 0 | 0 | 0 | 0 | 0 | 0 | 0 | 0 | 0 | 0 | 0 | 0 | 0 | 0 | 0 | 0 | 0 | 0 | 0 | 0 | 0 | 0 | 12 | 1
NO |  | 144 | 2016 | 4 | 30 | 30 |  |  |  | 138 | 230 | Tower | 0 | 5.33 | 3 | 477ACSR26X7 | 0 | 0 | 0 | 0 | 0 | 0 | 0 | 0 | 0 | 0 | 0 | 0 | 0 | 0 | 0 | 0 | 0 | 0 | 0 | 0 | 0 | 0 | 0 | 12 | 1
NO |  | 144 | 2016 | 4 | 31 | 31 |  |  |  | 138 | 230 | Tower | 0 | 6.3 | 2 | 954ACSSTW20X7 | 0 | 0 | 0 | 0 | 0 | 0 | 0 | 0 | 0 | 0 | 0 | 0 | 0 | 0 | 0 | 0 | 0 | 0 | 0 | 0 | 0 | 0 | 0 | 12 | 1
NO |  | 144 | 2016 | 4 | 32 | 32 |  |  |  | 138 | 138 | H-Frame | 0 | 2.85 | 1 | 4/0CUB7 | 0 | 0 | 0 | 0 | 0 | 0 | 0 | 0 | 0 | 0 | 0 | 0 | 0 | 0 | 0 | 0 | 0 | 0 | 0 | 0 | 0 | 0 | 0 | 12 | 1
NO |  | 144 | 2016 | 4 | 33 | 33 |  |  |  | 138 | 138 | H-Frame | 2.76 | 0 | 1 | 954ACSR45X7 | 0 | 0 | 0 | 0 | 0 | 0 | 0 | 0 | 0 | 0 | 0 | 0 | 0 | 0 | 0 | 0 | 0 | 0 | 0 | 0 | 0 | 0 | 0 | 12 | 1
NO |  | 144 | 2016 | 4 | 34 | 34 |  |  |  | 138 | 138 | Pole | 1.57 | 0 | 1 | 477ACSR26X7 | 0 | 0 | 0 | 0 | 0 | 0 | 0 | 0 | 0 | 0 | 0 | 0 | 0 | 0 | 0 | 0 | 0 | 0 | 0 | 0 | 0 | 0 | 0 | 12 | 1
NO |  | 144 | 2016 | 4 | 35 | 35 |  |  |  | 138 | 138 | Pole | 0.04 | 0 | 1 | 954ACSSTW20X7 | 0 | 0 | 0 | 0 | 0 | 0 | 0 | 0 | 0 | 0 | 0 | 0 | 0 | 0 | 0 | 0 | 0 | 0 | 0 | 0 | 0 | 0 | 0 | 12 | 1
NO |  | 144 | 2016 | 5 | 1 | 1 |  | 13848 KOKOMO HIGHLAND PARK | WABASH | 138 | 138 | H-Frame | 22.93 | 0 | 1 | 954ACSR45X7 | 0 | 0 | 0 | 0 | 0 | 0 | 0 | 0 | 0 | 0 | 0 | 0 | 0 | 0 | 0 | 0 | 0 | 0 | 0 | 0 | 0 | 0 | 0 | 12 | 1
NO |  | 144 | 2016 | 5 | 2 | 2 |  |  |  | 138 | 138 | Tower | 2.94 | 0 | 1 | 397ACSR30X7 | 0 | 0 | 0 | 0 | 0 | 0 | 0 | 0 | 0 | 0 | 0 | 0 | 0 | 0 | 0 | 0 | 0 | 0 | 0 | 0 | 0 | 0 | 0 | 12 | 1
NO |  | 144 | 2016 | 5 | 3 | 3 |  | 13849 CADIZ 138 | ANDERSON CT (IMPA) | 138 | 138 | Tower | 2.41 | 0 | 2 | 477ACSR26X7 | 0 | 0 | 0 | 0 | 0 | 0 | 0 | 0 | 0 | 0 | 0 | 0 | 0 | 0 | 0 | 0 | 0 | 0 | 0 | 0 | 0 | 0 | 0 | 12 | 1
NO |  | 144 | 2016 | 5 | 4 | 4 |  |  |  | 138 | 138 | H-Frame | 10.22 | 0 | 1 | 477ACSR26X7 | 0 | 0 | 0 | 0 | 0 | 0 | 0 | 0 | 0 | 0 | 0 | 0 | 0 | 0 | 0 | 0 | 0 | 0 | 0 | 0 | 0 | 0 | 0 | 12 | 1
NO |  | 144 | 2016 | 5 | 5 | 5 |  |  |  | 138 | 138 | Pole | 0.09 | 0 | 1 | 477ACSR26X7 | 0 | 0 | 0 | 0 | 0 | 0 | 0 | 0 | 0 | 0 | 0 | 0 | 0 | 0 | 0 | 0 | 0 | 0 | 0 | 0 | 0 | 0 | 0 | 12 | 1
NO |  | 144 | 2016 | 5 | 6 | 6 |  | 13850 GALLAGHER GS | MADISON | 138 | 138 | Pole | 1.38 | 0 | 1 | 477ACSR26X7 | 0 | 0 | 0 | 0 | 0 | 0 | 0 | 0 | 0 | 0 | 0 | 0 | 0 | 0 | 0 | 0 | 0 | 0 | 0 | 0 | 0 | 0 | 0 | 12 | 1
NO |  | 144 | 2016 | 5 | 7 | 7 |  |  |  | 138 | 138 | Pole | 0 | 0.01 | 2 | 954AACB37 | 0 | 0 | 0 | 0 | 0 | 0 | 0 | 0 | 0 | 0 | 0 | 0 | 0 | 0 | 0 | 0 | 0 | 0 | 0 | 0 | 0 | 0 | 0 | 12 | 1
NO |  | 144 | 2016 | 5 | 8 | 8 |  |  |  | 138 | 138 | Pole | 0.69 | 0.66 | 1 | 954ACSR45X7 | 0 | 0 | 0 | 0 | 0 | 0 | 0 | 0 | 0 | 0 | 0 | 0 | 0 | 0 | 0 | 0 | 0 | 0 | 0 | 0 | 0 | 0 | 0 | 12 | 1
NO |  | 144 | 2016 | 5 | 9 | 9 |  |  |  | 138 | 138 | Tower | 15.35 | 3.69 | 2 | 477ACSR26X7 | 0 | 0 | 0 | 0 | 0 | 0 | 0 | 0 | 0 | 0 | 0 | 0 | 0 | 0 | 0 | 0 | 0 | 0 | 0 | 0 | 0 | 0 | 0 | 12 | 1
NO |  | 144 | 2016 | 5 | 10 | 10 |  |  |  | 138 | 138 | Tower | 0.01 | 0 | 2 | 954AACB37 | 0 | 0 | 0 | 0 | 0 | 0 | 0 | 0 | 0 | 0 | 0 | 0 | 0 | 0 | 0 | 0 | 0 | 0 | 0 | 0 | 0 | 0 | 0 | 12 | 1
NO |  | 144 | 2016 | 5 | 11 | 11 |  | 13851 SEYMOUR | MADISON | 138 | 138 | H-Frame | 11.77 | 0 | 1 | 397ACSR30X7 | 0 | 0 | 0 | 0 | 0 | 0 | 0 | 0 | 0 | 0 | 0 | 0 | 0 | 0 | 0 | 0 | 0 | 0 | 0 | 0 | 0 | 0 | 0 | 12 | 1
NO |  | 144 | 2016 | 5 | 12 | 12 |  |  |  | 138 | 138 | H-Frame | 3.11 | 0 | 1 | 477ACSR26X7 | 0 | 0 | 0 | 0 | 0 | 0 | 0 | 0 | 0 | 0 | 0 | 0 | 0 | 0 | 0 | 0 | 0 | 0 | 0 | 0 | 0 | 0 | 0 | 12 | 1
NO |  | 144 | 2016 | 5 | 13 | 13 |  |  |  | 138 | 138 | Pole | 0.36 | 0 | 1 | 397ACSR30X7 | 0 | 0 | 0 | 0 | 0 | 0 | 0 | 0 | 0 | 0 | 0 | 0 | 0 | 0 | 0 | 0 | 0 | 0 | 0 | 0 | 0 | 0 | 0 | 12 | 1
NO |  | 144 | 2016 | 5 | 14 | 14 |  |  |  | 138 | 138 | Pole | 1.11 | 0 | 1 | 477ACSR26X7 | 0 | 0 | 0 | 0 | 0 | 0 | 0 | 0 | 0 | 0 | 0 | 0 | 0 | 0 | 0 | 0 | 0 | 0 | 0 | 0 | 0 | 0 | 0 | 12 | 1
NO |  | 144 | 2016 | 5 | 15 | 15 |  | 13852 DRESSER | GALLAGHER GS | 138 | 138 | Tower | 4.69 | 0 | 1 | 477ACSR26X7 | 0 | 0 | 0 | 0 | 0 | 0 | 0 | 0 | 0 | 0 | 0 | 0 | 0 | 0 | 0 | 0 | 0 | 0 | 0 | 0 | 0 | 0 | 0 | 12 | 1
NO |  | 144 | 2016 | 5 | 16 | 16 |  | 13853 PLAINFIELD | NOBLESVILLE | 138 | 138 | Pole | 3.81 | 0 | 1 | 954ACSR45X7 | 0 | 0 | 0 | 0 | 0 | 0 | 0 | 0 | 0 | 0 | 0 | 0 | 0 | 0 | 0 | 0 | 0 | 0 | 0 | 0 | 0 | 0 | 0 | 12 | 1
NO |  | 144 | 2016 | 5 | 17 | 17 |  |  |  | 138 | 138 |  | 0 | 0 | 0 |  | 0 | 0 | 0 | 0 | 0 | 0 | 0 | 0 | 0 | 0 | 0 | 0 | 0 | 0 | 0 | 0 | 0 | 0 | 0 | 0 | 0 | 0 | 0 | 12 | 1
NO |  | 144 | 2016 | 5 | 18 | 18 |  |  |  | 138 | 138 |  | 0 | 0 | 0 |  | 0 | 0 | 0 | 0 | 0 | 0 | 0 | 0 | 0 | 0 | 0 | 0 | 0 | 0 | 0 | 0 | 0 | 0 | 0 | 0 | 0 | 0 | 0 | 12 | 1
NO |  | 144 | 2016 | 5 | 19 | 19 |  |  |  | 138 | 138 |  | 0 | 0 | 0 |  | 0 | 0 | 0 | 0 | 0 | 0 | 0 | 0 | 0 | 0 | 0 | 0 | 0 | 0 | 0 | 0 | 0 | 0 | 0 | 0 | 0 | 0 | 0 | 12 | 1
NO |  | 144 | 2016 | 5 | 20 | 20 |  | 13854 MADISON | WILMINGTON | 138 | 138 | H-Frame | 19.68 | 0 | 1 | 397ACSR30X7 | 0 | 0 | 0 | 0 | 0 | 0 | 0 | 0 | 0 | 0 | 0 | 0 | 0 | 0 | 0 | 0 | 0 | 0 | 0 | 0 | 0 | 0 | 0 | 12 | 1
NO |  | 144 | 2016 | 5 | 21 | 21 |  | 13855 FAIRVIEW | GHENT GS | 138 | 138 | Tower | 7.78 | 0 | 1 | 795SSAC26X7 | 0 | 0 | 0 | 0 | 0 | 0 | 0 | 0 | 0 | 0 | 0 | 0 | 0 | 0 | 0 | 0 | 0 | 0 | 0 | 0 | 0 | 0 | 0 | 12 | 1
NO |  | 144 | 2016 | 5 | 22 | 22 |  | 13856 EDWARDSPORT | LINTON | 138 | 138 |  | 0 | 0 | 0 |  | 0 | 0 | 0 | 0 | 0 | 0 | 0 | 0 | 0 | 0 | 0 | 0 | 0 | 0 | 0 | 0 | 0 | 0 | 0 | 0 | 0 | 0 | 0 | 12 | 1
NO |  | 144 | 2016 | 5 | 23 | 23 |  |  |  | 138 | 138 | Pole | 21.45 | 0 | 1 | 477ACSR26X7 | 0 | 0 | 0 | 0 | 0 | 0 | 0 | 0 | 0 | 0 | 0 | 0 | 0 | 0 | 0 | 0 | 0 | 0 | 0 | 0 | 0 | 0 | 0 | 12 | 1
NO |  | 144 | 2016 | 5 | 24 | 24 |  |  |  | 138 | 138 | H-Frame | 0.09 | 0 | 0 | 954ACSR45X7 | 0 | 0 | 0 | 0 | 0 | 0 | 0 | 0 | 0 | 0 | 0 | 0 | 0 | 0 | 0 | 0 | 0 | 0 | 0 | 0 | 0 | 0 | 0 | 12 | 1
NO |  | 144 | 2016 | 5 | 25 | 25 |  |  |  | 138 | 138 |  | 0 | 0 | 0 |  | 0 | 0 | 0 | 0 | 0 | 0 | 0 | 0 | 0 | 0 | 0 | 0 | 0 | 0 | 0 | 0 | 0 | 0 | 0 | 0 | 0 | 0 | 0 | 12 | 1
NO |  | 144 | 2016 | 5 | 26 | 26 |  |  |  | 138 | 138 | Tower | 0.36 | 0 | 1 | 477ACSR26X7 | 0 | 0 | 0 | 0 | 0 | 0 | 0 | 0 | 0 | 0 | 0 | 0 | 0 | 0 | 0 | 0 | 0 | 0 | 0 | 0 | 0 | 0 | 0 | 12 | 1
NO |  | 144 | 2016 | 5 | 27 | 27 |  |  |  | 138 | 138 |  | 0 | 0 | 0 |  | 0 | 0 | 0 | 0 | 0 | 0 | 0 | 0 | 0 | 0 | 0 | 0 | 0 | 0 | 0 | 0 | 0 | 0 | 0 | 0 | 0 | 0 | 0 | 12 | 1
NO |  | 144 | 2016 | 5 | 28 | 28 |  |  |  | 138 | 138 | H-Frame | 8.51 | 0 | 2 | 397ACSR30X7 | 0 | 0 | 0 | 0 | 0 | 0 | 0 | 0 | 0 | 0 | 0 | 0 | 0 | 0 | 0 | 0 | 0 | 0 | 0 | 0 | 0 | 0 | 0 | 12 | 1
NO |  | 144 | 2016 | 5 | 29 | 29 |  |  |  | 138 | 138 |  | 0 | 0 | 0 |  | 0 | 0 | 0 | 0 | 0 | 0 | 0 | 0 | 0 | 0 | 0 | 0 | 0 | 0 | 0 | 0 | 0 | 0 | 0 | 0 | 0 | 0 | 0 | 12 | 1
NO |  | 144 | 2016 | 5 | 30 | 30 |  |  |  | 138 | 138 | Pole | 0.77 | 0 | 1 | 954ACSR45X7 | 0 | 0 | 0 | 0 | 0 | 0 | 0 | 0 | 0 | 0 | 0 | 0 | 0 | 0 | 0 | 0 | 0 | 0 | 0 | 0 | 0 | 0 | 0 | 12 | 1
NO |  | 144 | 2016 | 5 | 31 | 31 |  | 13857 GALLAGHER GS | MADISON | 138 | 138 |  | 0 | 0 | 0 |  | 0 | 0 | 0 | 0 | 0 | 0 | 0 | 0 | 0 | 0 | 0 | 0 | 0 | 0 | 0 | 0 | 0 | 0 | 0 | 0 | 0 | 0 | 0 | 12 | 1
NO |  | 144 | 2016 | 5 | 32 | 32 |  |  |  | 138 | 345 | Tower | 0.02 | 33.84 | 2 | 954ACSR45X7 | 0 | 0 | 0 | 0 | 0 | 0 | 0 | 0 | 0 | 0 | 0 | 0 | 0 | 0 | 0 | 0 | 0 | 0 | 0 | 0 | 0 | 0 | 0 | 12 | 1
NO |  | 144 | 2016 | 5 | 33 | 33 |  |  |  | 138 | 138 | Pole | 0.27 | 0.19 | 2 | 954ACSR45X7 | 0 | 0 | 0 | 0 | 0 | 0 | 0 | 0 | 0 | 0 | 0 | 0 | 0 | 0 | 0 | 0 | 0 | 0 | 0 | 0 | 0 | 0 | 0 | 12 | 1
NO |  | 144 | 2016 | 5 | 34 | 34 |  |  |  | 138 | 138 | H-Frame | 3.92 | 0 | 1 | 477ACSR26X7 | 0 | 0 | 0 | 0 | 0 | 0 | 0 | 0 | 0 | 0 | 0 | 0 | 0 | 0 | 0 | 0 | 0 | 0 | 0 | 0 | 0 | 0 | 0 | 12 | 1
NO |  | 144 | 2016 | 5 | 35 | 35 |  |  |  | 138 | 138 | H-Frame | 0.27 | 0 | 1 | 954ACSR45X7 | 0 | 0 | 0 | 0 | 0 | 0 | 0 | 0 | 0 | 0 | 0 | 0 | 0 | 0 | 0 | 0 | 0 | 0 | 0 | 0 | 0 | 0 | 0 | 12 | 1
NO |  | 144 | 2016 | 6 | 1 | 1 |  | 13857 GALLAGHER GS | MADISON (cont'd) | 138 | 138 | Pole | 0.04 | 0 | 1 | 477ACSR26X7 | 0 | 0 | 0 | 0 | 0 | 0 | 0 | 0 | 0 | 0 | 0 | 0 | 0 | 0 | 0 | 0 | 0 | 0 | 0 | 0 | 0 | 0 | 0 | 12 | 1
NO |  | 144 | 2016 | 6 | 2 | 2 |  |  |  | 138 | 138 |  | 0 | 0 | 0 |  | 0 | 0 | 0 | 0 | 0 | 0 | 0 | 0 | 0 | 0 | 0 | 0 | 0 | 0 | 0 | 0 | 0 | 0 | 0 | 0 | 0 | 0 | 0 | 12 | 1
NO |  | 144 | 2016 | 6 | 3 | 3 |  | 13858 MADISON | WILMINGTON | 138 | 138 | H-Frame | 9.39 | 0 | 1 | 477ACSR26X7 | 0 | 0 | 0 | 0 | 0 | 0 | 0 | 0 | 0 | 0 | 0 | 0 | 0 | 0 | 0 | 0 | 0 | 0 | 0 | 0 | 0 | 0 | 0 | 12 | 1
NO |  | 144 | 2016 | 6 | 4 | 4 |  |  |  | 138 | 138 | H-Frame | 14.3 | 0 | 1 | 954ACSR45X7 | 0 | 0 | 0 | 0 | 0 | 0 | 0 | 0 | 0 | 0 | 0 | 0 | 0 | 0 | 0 | 0 | 0 | 0 | 0 | 0 | 0 | 0 | 0 | 12 | 1
NO |  | 144 | 2016 | 6 | 5 | 5 |  | 13859 DRESSER | STAUNTON | 138 | 138 | Tower | 4.57 | 0 | 1 | 4/0CUB19 | 0 | 0 | 0 | 0 | 0 | 0 | 0 | 0 | 0 | 0 | 0 | 0 | 0 | 0 | 0 | 0 | 0 | 0 | 0 | 0 | 0 | 0 | 0 | 12 | 1
NO |  | 144 | 2016 | 6 | 6 | 6 |  |  |  | 138 | 138 | Tower | 4.57 | 0 | 1 | 954ACSR45X7 | 0 | 0 | 0 | 0 | 0 | 0 | 0 | 0 | 0 | 0 | 0 | 0 | 0 | 0 | 0 | 0 | 0 | 0 | 0 | 0 | 0 | 0 | 0 | 12 | 1
NO |  | 144 | 2016 | 6 | 7 | 7 |  |  |  | 138 | 138 | H-Frame | 0.09 | 0 | 1 | 336ACSR26X7 | 0 | 0 | 0 | 0 | 0 | 0 | 0 | 0 | 0 | 0 | 0 | 0 | 0 | 0 | 0 | 0 | 0 | 0 | 0 | 0 | 0 | 0 | 0 | 12 | 1
NO |  | 144 | 2016 | 6 | 8 | 8 |  |  |  | 138 | 138 | H-Frame | 5.28 | 0 | 1 | 954ACSR45X7 | 0 | 0 | 0 | 0 | 0 | 0 | 0 | 0 | 0 | 0 | 0 | 0 | 0 | 0 | 0 | 0 | 0 | 0 | 0 | 0 | 0 | 0 | 0 | 12 | 1
NO |  | 144 | 2016 | 6 | 9 | 9 |  |  |  | 138 | 138 | Pole | 0.14 | 0 | 1 | 336ACSR26X7 | 0 | 0 | 0 | 0 | 0 | 0 | 0 | 0 | 0 | 0 | 0 | 0 | 0 | 0 | 0 | 0 | 0 | 0 | 0 | 0 | 0 | 0 | 0 | 12 | 1
NO |  | 144 | 2016 | 6 | 10 | 10 |  |  |  | 138 | 138 | Pole | 3.02 | 0 | 1 | 477ACSR26X7 | 0 | 0 | 0 | 0 | 0 | 0 | 0 | 0 | 0 | 0 | 0 | 0 | 0 | 0 | 0 | 0 | 0 | 0 | 0 | 0 | 0 | 0 | 0 | 12 | 1
NO |  | 144 | 2016 | 6 | 11 | 11 |  |  |  | 138 | 138 | Pole | 0.73 | 0 | 1 | 954ACSR45X7 | 0 | 0 | 0 | 0 | 0 | 0 | 0 | 0 | 0 | 0 | 0 | 0 | 0 | 0 | 0 | 0 | 0 | 0 | 0 | 0 | 0 | 0 | 0 | 12 | 1
NO |  | 144 | 2016 | 6 | 12 | 12 |  | 13860 EDWARDSPORT | VINCENNES | 138 | 138 | Tower | 0.32 | 0 | 2 | 954ACSR45X7 | 0 | 0 | 0 | 0 | 0 | 0 | 0 | 0 | 0 | 0 | 0 | 0 | 0 | 0 | 0 | 0 | 0 | 0 | 0 | 0 | 0 | 0 | 0 | 12 | 1
NO |  | 144 | 2016 | 6 | 13 | 13 |  |  |  | 138 | 138 | H-Frame | 0.37 | 0 | 2 | 954ACSR45X7 | 0 | 0 | 0 | 0 | 0 | 0 | 0 | 0 | 0 | 0 | 0 | 0 | 0 | 0 | 0 | 0 | 0 | 0 | 0 | 0 | 0 | 0 | 0 | 12 | 1
NO |  | 144 | 2016 | 6 | 14 | 14 |  |  |  | 138 | 138 | Pole | 15.76 | 0 | 1 | 954ACSR45X7 | 0 | 0 | 0 | 0 | 0 | 0 | 0 | 0 | 0 | 0 | 0 | 0 | 0 | 0 | 0 | 0 | 0 | 0 | 0 | 0 | 0 | 0 | 0 | 12 | 1
NO |  | 144 | 2016 | 6 | 15 | 15 |  | 13861 DRESSER | FIVE POINTS | 138 | 138 | Tower | 17.1 | 0 | 1 | 954ACSR45X7 | 0 | 0 | 0 | 0 | 0 | 0 | 0 | 0 | 0 | 0 | 0 | 0 | 0 | 0 | 0 | 0 | 0 | 0 | 0 | 0 | 0 | 0 | 0 | 12 | 1
NO |  | 144 | 2016 | 6 | 16 | 16 |  |  |  | 138 | 138 | H-Frame | 0.09 | 0 | 1 | 954ACSR45X7 | 0 | 0 | 0 | 0 | 0 | 0 | 0 | 0 | 0 | 0 | 0 | 0 | 0 | 0 | 0 | 0 | 0 | 0 | 0 | 0 | 0 | 0 | 0 | 12 | 1
NO |  | 144 | 2016 | 6 | 17 | 17 |  |  |  | 138 | 138 | Pole | 3.66 | 0 | 2 | 954ACSR45X7 | 0 | 0 | 0 | 0 | 0 | 0 | 0 | 0 | 0 | 0 | 0 | 0 | 0 | 0 | 0 | 0 | 0 | 0 | 0 | 0 | 0 | 0 | 0 | 12 | 1
NO |  | 144 | 2016 | 6 | 18 | 18 |  | 13862 EDWARDSPORT | OAKLAND CITY | 138 | 138 | H-Frame | 3.7 | 0 | 1 | 336ACSR26X7 | 0 | 0 | 0 | 0 | 0 | 0 | 0 | 0 | 0 | 0 | 0 | 0 | 0 | 0 | 0 | 0 | 0 | 0 | 0 | 0 | 0 | 0 | 0 | 12 | 1
NO |  | 144 | 2016 | 6 | 19 | 19 |  |  |  | 138 | 138 | Pole | 1.97 | 0 | 1 | 336ACSR26X7 | 0 | 0 | 0 | 0 | 0 | 0 | 0 | 0 | 0 | 0 | 0 | 0 | 0 | 0 | 0 | 0 | 0 | 0 | 0 | 0 | 0 | 0 | 0 | 12 | 1
NO |  | 144 | 2016 | 6 | 20 | 20 |  |  |  | 138 | 138 | Pole | 1.08 | 0 | 1 | 4/0ACSR6X1 | 0 | 0 | 0 | 0 | 0 | 0 | 0 | 0 | 0 | 0 | 0 | 0 | 0 | 0 | 0 | 0 | 0 | 0 | 0 | 0 | 0 | 0 | 0 | 12 | 1
NO |  | 144 | 2016 | 6 | 21 | 21 |  | 13863 GIBSON GS | OAKLAND CITY | 138 | 138 | H-Frame | 4.57 | 0 | 1 | 954ACSR45X7 | 0 | 0 | 0 | 0 | 0 | 0 | 0 | 0 | 0 | 0 | 0 | 0 | 0 | 0 | 0 | 0 | 0 | 0 | 0 | 0 | 0 | 0 | 0 | 12 | 1
NO |  | 144 | 2016 | 6 | 22 | 22 |  |  |  | 138 | 138 | Pole | 1.48 | 0 | 1 | 954ACSR45X7 | 0 | 0 | 0 | 0 | 0 | 0 | 0 | 0 | 0 | 0 | 0 | 0 | 0 | 0 | 0 | 0 | 0 | 0 | 0 | 0 | 0 | 0 | 0 | 12 | 1
NO |  | 144 | 2016 | 6 | 23 | 23 |  | 13864 SHELBYVILLE | GREENDALE | 138 | 138 | Tower | 8.09 | 0 | 1 | 397ACSR30X7 | 0 | 0 | 0 | 0 | 0 | 0 | 0 | 0 | 0 | 0 | 0 | 0 | 0 | 0 | 0 | 0 | 0 | 0 | 0 | 0 | 0 | 0 | 0 | 12 | 1
NO |  | 144 | 2016 | 6 | 24 | 24 |  |  |  | 138 | 138 | H-Frame | 0.1 | 0 | 1 | 954ACSR45X7 | 0 | 0 | 0 | 0 | 0 | 0 | 0 | 0 | 0 | 0 | 0 | 0 | 0 | 0 | 0 | 0 | 0 | 0 | 0 | 0 | 0 | 0 | 0 | 12 | 1
NO |  | 144 | 2016 | 6 | 25 | 25 |  | 13865 SHELBYVILLE | GREENDALE | 138 | 138 | Pole | 0.48 | 0 | 1 | 954ACSR45X7 | 0 | 0 | 0 | 0 | 0 | 0 | 0 | 0 | 0 | 0 | 0 | 0 | 0 | 0 | 0 | 0 | 0 | 0 | 0 | 0 | 0 | 0 | 0 | 12 | 1
NO |  | 144 | 2016 | 6 | 26 | 26 |  |  |  | 138 | 138 | Tower | 14.35 | 0 | 1 | 397ACSR30X7 | 0 | 0 | 0 | 0 | 0 | 0 | 0 | 0 | 0 | 0 | 0 | 0 | 0 | 0 | 0 | 0 | 0 | 0 | 0 | 0 | 0 | 0 | 0 | 12 | 1
NO |  | 144 | 2016 | 6 | 27 | 27 |  |  |  | 138 | 138 |  | 0 | 0 | 0 |  | 0 | 0 | 0 | 0 | 0 | 0 | 0 | 0 | 0 | 0 | 0 | 0 | 0 | 0 | 0 | 0 | 0 | 0 | 0 | 0 | 0 | 0 | 0 | 12 | 1
NO |  | 144 | 2016 | 6 | 28 | 28 |  | 13866 GALLAGHER | SPEED | 138 | 138 | Pole | 5.28 | 0 | 1 | 954ACSR45X7 | 0 | 0 | 0 | 0 | 0 | 0 | 0 | 0 | 0 | 0 | 0 | 0 | 0 | 0 | 0 | 0 | 0 | 0 | 0 | 0 | 0 | 0 | 0 | 12 | 1
NO |  | 144 | 2016 | 6 | 29 | 29 |  |  |  | 138 | 138 |  | 0 | 0 | 0 |  | 0 | 0 | 0 | 0 | 0 | 0 | 0 | 0 | 0 | 0 | 0 | 0 | 0 | 0 | 0 | 0 | 0 | 0 | 0 | 0 | 0 | 0 | 0 | 12 | 1
NO |  | 144 | 2016 | 6 | 30 | 30 |  | 13867 DRESSER | FIVE POINTS | 138 | 138 | Tower | 24.39 | 0 | 1 | 4/0CUB196W | 0 | 0 | 0 | 0 | 0 | 0 | 0 | 0 | 0 | 0 | 0 | 0 | 0 | 0 | 0 | 0 | 0 | 0 | 0 | 0 | 0 | 0 | 0 | 12 | 1
NO |  | 144 | 2016 | 6 | 31 | 31 |  |  |  | 138 | 138 | H-Frame | 0.01 | 0 | 1 | 954ACSR45X7 | 0 | 0 | 0 | 0 | 0 | 0 | 0 | 0 | 0 | 0 | 0 | 0 | 0 | 0 | 0 | 0 | 0 | 0 | 0 | 0 | 0 | 0 | 0 | 12 | 1
NO |  | 144 | 2016 | 6 | 32 | 32 |  |  |  | 138 | 183 | Pole | 0.07 | 0 | 1 | 954ACSR45X7 | 0 | 0 | 0 | 0 | 0 | 0 | 0 | 0 | 0 | 0 | 0 | 0 | 0 | 0 | 0 | 0 | 0 | 0 | 0 | 0 | 0 | 0 | 0 | 12 | 1
NO |  | 144 | 2016 | 6 | 33 | 33 |  | 13870 CARMEL SE | CARMEL SE JCT | 138 | 138 | Pole | 1.79 | 0 | 1 | 954ACSR45X7 | 0 | 0 | 0 | 0 | 0 | 0 | 0 | 0 | 0 | 0 | 0 | 0 | 0 | 0 | 0 | 0 | 0 | 0 | 0 | 0 | 0 | 0 | 0 | 12 | 1
NO |  | 144 | 2016 | 6 | 34 | 34 |  | 13871 BEDFORD | BLOOMINGTON ROGERS ST | 138 | 138 | Pole | 20.3 | 0 | 2 | 954ACSR45X7 | 0 | 0 | 0 | 0 | 0 | 0 | 0 | 0 | 0 | 0 | 0 | 0 | 0 | 0 | 0 | 0 | 0 | 0 | 0 | 0 | 0 | 0 | 0 | 12 | 1
NO |  | 144 | 2016 | 6 | 35 | 35 |  |  |  | 138 | 138 |  | 0.1 | 0 | 0 |  | 0 | 0 | 0 | 0 | 0 | 0 | 0 | 0 | 0 | 0 | 0 | 0 | 0 | 0 | 0 | 0 | 0 | 0 | 0 | 0 | 0 | 0 | 0 | 12 | 1
NO |  | 144 | 2016 | 7 | 1 | 1 |  | 13872 FIVE POINTS | NEW CASTLE | 138 | 138 | Pole | 0.05 | 0 | 1 | 954ACSR45X7 | 0 | 0 | 0 | 0 | 0 | 0 | 0 | 0 | 0 | 0 | 0 | 0 | 0 | 0 | 0 | 0 | 0 | 0 | 0 | 0 | 0 | 0 | 0 | 12 | 1
NO |  | 144 | 2016 | 7 | 2 | 2 |  |  |  | 138 | 138 | Tower | 2.43 | 0 | 2 | 300CUB19 | 0 | 0 | 0 | 0 | 0 | 0 | 0 | 0 | 0 | 0 | 0 | 0 | 0 | 0 | 0 | 0 | 0 | 0 | 0 | 0 | 0 | 0 | 0 | 12 | 1
NO |  | 144 | 2016 | 7 | 3 | 3 |  |  |  | 138 | 138 | Tower | 0.08 | 0 | 1 | 477ACSR26X7 | 0 | 0 | 0 | 0 | 0 | 0 | 0 | 0 | 0 | 0 | 0 | 0 | 0 | 0 | 0 | 0 | 0 | 0 | 0 | 0 | 0 | 0 | 0 | 12 | 1
NO |  | 144 | 2016 | 7 | 4 | 4 |  | 13873 FIVE POINTS | NEW CASTLE | 138 | 138 | Tower | 6.91 | 0 | 1 | 954SSAC54X7 | 0 | 0 | 0 | 0 | 0 | 0 | 0 | 0 | 0 | 0 | 0 | 0 | 0 | 0 | 0 | 0 | 0 | 0 | 0 | 0 | 0 | 0 | 0 | 12 | 1
NO |  | 144 | 2016 | 7 | 5 | 5 |  |  |  | 138 | 138 | Pole | 0.09 | 0 | 1 | 954SSAC54X7 | 0 | 0 | 0 | 0 | 0 | 0 | 0 | 0 | 0 | 0 | 0 | 0 | 0 | 0 | 0 | 0 | 0 | 0 | 0 | 0 | 0 | 0 | 0 | 12 | 1
NO |  | 144 | 2016 | 7 | 6 | 6 |  | 13874 SHELBYVILLE | GREENDALE | 138 | 138 | Tower | 14.79 | 0 | 1 | 397ACSR30X7 | 0 | 0 | 0 | 0 | 0 | 0 | 0 | 0 | 0 | 0 | 0 | 0 | 0 | 0 | 0 | 0 | 0 | 0 | 0 | 0 | 0 | 0 | 0 | 12 | 1
NO |  | 144 | 2016 | 7 | 7 | 7 |  |  |  | 138 | 138 | Pole | 0.25 | 0 | 1 | 397ACSR30X7 | 0 | 0 | 0 | 0 | 0 | 0 | 0 | 0 | 0 | 0 | 0 | 0 | 0 | 0 | 0 | 0 | 0 | 0 | 0 | 0 | 0 | 0 | 0 | 12 | 1
NO |  | 144 | 2016 | 7 | 8 | 8 |  |  |  | 138 | 138 | Pole | 0.1 | 0 | 1 | 954ACSR45X7 | 0 | 0 | 0 | 0 | 0 | 0 | 0 | 0 | 0 | 0 | 0 | 0 | 0 | 0 | 0 | 0 | 0 | 0 | 0 | 0 | 0 | 0 | 0 | 12 | 1
NO |  | 144 | 2016 | 7 | 9 | 9 |  | 13876 WABASH RIVER GS | LAFAYETTE | 138 | 138 | Pole | 0.55 | 0 | 1 | 336ACSR26X7 | 0 | 0 | 0 | 0 | 0 | 0 | 0 | 0 | 0 | 0 | 0 | 0 | 0 | 0 | 0 | 0 | 0 | 0 | 0 | 0 | 0 | 0 | 0 | 12 | 1
NO |  | 144 | 2016 | 7 | 10 | 10 |  |  |  | 138 | 138 | Pole | 0.13 | 0 | 1 | 954ACSR/OVAL | 0 | 0 | 0 | 0 | 0 | 0 | 0 | 0 | 0 | 0 | 0 | 0 | 0 | 0 | 0 | 0 | 0 | 0 | 0 | 0 | 0 | 0 | 0 | 12 | 1
NO |  | 144 | 2016 | 7 | 11 | 11 |  |  |  | 138 | 138 | Tower | 1.18 | 0 | 1 | 336ACSR26X7 | 0 | 0 | 0 | 0 | 0 | 0 | 0 | 0 | 0 | 0 | 0 | 0 | 0 | 0 | 0 | 0 | 0 | 0 | 0 | 0 | 0 | 0 | 0 | 12 | 1
NO |  | 144 | 2016 | 7 | 12 | 12 |  |  |  | 138 | 138 | Tower | 2.57 | 0 | 1 | 954ACSR/OVAL | 0 | 0 | 0 | 0 | 0 | 0 | 0 | 0 | 0 | 0 | 0 | 0 | 0 | 0 | 0 | 0 | 0 | 0 | 0 | 0 | 0 | 0 | 0 | 12 | 1
NO |  | 144 | 2016 | 7 | 13 | 13 |  |  |  | 138 | 138 | H-Frame | 0.64 | 0 | 1 | 954ACSR/OVAL | 0 | 0 | 0 | 0 | 0 | 0 | 0 | 0 | 0 | 0 | 0 | 0 | 0 | 0 | 0 | 0 | 0 | 0 | 0 | 0 | 0 | 0 | 0 | 12 | 1
NO |  | 144 | 2016 | 7 | 14 | 14 |  |  |  | 138 | 138 | Pole | 0.43 | 0 | 1 | 4/0AAACB7 | 0 | 0 | 0 | 0 | 0 | 0 | 0 | 0 | 0 | 0 | 0 | 0 | 0 | 0 | 0 | 0 | 0 | 0 | 0 | 0 | 0 | 0 | 0 | 12 | 1
NO |  | 144 | 2016 | 7 | 15 | 15 |  |  |  | 138 | 138 | Pole | 0.25 | 0 | 2 | 477AAACB19 | 0 | 0 | 0 | 0 | 0 | 0 | 0 | 0 | 0 | 0 | 0 | 0 | 0 | 0 | 0 | 0 | 0 | 0 | 0 | 0 | 0 | 0 | 0 | 12 | 1
NO |  | 144 | 2016 | 7 | 16 | 16 |  | 13877 WABASH RIVER | LAFAYETTE | 138 | 138 | Pole | 2.89 | 0 | 1 | 900ACSR54X7 | 0 | 0 | 0 | 0 | 0 | 0 | 0 | 0 | 0 | 0 | 0 | 0 | 0 | 0 | 0 | 0 | 0 | 0 | 0 | 0 | 0 | 0 | 0 | 12 | 1
NO |  | 144 | 2016 | 7 | 17 | 17 |  |  |  | 138 | 138 | Pole | 0.01 | 0.13 | 2 | 954ACSR/OVAL | 0 | 0 | 0 | 0 | 0 | 0 | 0 | 0 | 0 | 0 | 0 | 0 | 0 | 0 | 0 | 0 | 0 | 0 | 0 | 0 | 0 | 0 | 0 | 12 | 1
NO |  | 144 | 2016 | 7 | 18 | 18 |  |  |  | 138 | 138 | Tower | 0.05 | 2.43 | 2 | 900ACSR54X7 | 0 | 0 | 0 | 0 | 0 | 0 | 0 | 0 | 0 | 0 | 0 | 0 | 0 | 0 | 0 | 0 | 0 | 0 | 0 | 0 | 0 | 0 | 0 | 12 | 1
NO |  | 144 | 2016 | 7 | 19 | 19 |  |  |  | 138 | 138 | Tower | 0.01 | 1.26 | 2 | 954ACSR/OVAL | 0 | 0 | 0 | 0 | 0 | 0 | 0 | 0 | 0 | 0 | 0 | 0 | 0 | 0 | 0 | 0 | 0 | 0 | 0 | 0 | 0 | 0 | 0 | 12 | 1
NO |  | 144 | 2016 | 7 | 20 | 20 |  |  |  | 138 | 138 | H-Frame | 0 | 0.04 | 2 | 900ACSR54X7 | 0 | 0 | 0 | 0 | 0 | 0 | 0 | 0 | 0 | 0 | 0 | 0 | 0 | 0 | 0 | 0 | 0 | 0 | 0 | 0 | 0 | 0 | 0 | 12 | 1
NO |  | 144 | 2016 | 7 | 21 | 21 |  | 13878 WABASH RIVER | LAFAYETTE | 138 | 138 | Pole | 2.97 | 0 | 1 | 900ACSR54X7 | 0 | 0 | 0 | 0 | 0 | 0 | 0 | 0 | 0 | 0 | 0 | 0 | 0 | 0 | 0 | 0 | 0 | 0 | 0 | 0 | 0 | 0 | 0 | 12 | 1
NO |  | 144 | 2016 | 7 | 22 | 22 |  |  |  | 138 | 138 | Tower | 0.32 | 1.34 | 2 | 900ACSR54X7 | 0 | 0 | 0 | 0 | 0 | 0 | 0 | 0 | 0 | 0 | 0 | 0 | 0 | 0 | 0 | 0 | 0 | 0 | 0 | 0 | 0 | 0 | 0 | 12 | 1
NO |  | 144 | 2016 | 7 | 23 | 23 |  | 13879 KOKOMO HP | KOKOMO CHRYSLER SOUTH | 138 | 138 |  | 0 | 0 | 0 |  | 0 | 0 | 0 | 0 | 0 | 0 | 0 | 0 | 0 | 0 | 0 | 0 | 0 | 0 | 0 | 0 | 0 | 0 | 0 | 0 | 0 | 0 | 0 | 12 | 1
NO |  | 144 | 2016 | 7 | 24 | 24 |  |  |  | 138 | 138 | Tower | 2.9 | 0 | 2 | 397ACSR30X7 | 0 | 0 | 0 | 0 | 0 | 0 | 0 | 0 | 0 | 0 | 0 | 0 | 0 | 0 | 0 | 0 | 0 | 0 | 0 | 0 | 0 | 0 | 0 | 12 | 1
NO |  | 144 | 2016 | 7 | 25 | 25 |  | 13880 COLUMBUS | SEYMOUR | 138 | 138 | Pole | 6.95 | 0 | 1 | 477ACSR26X7 | 0 | 0 | 0 | 0 | 0 | 0 | 0 | 0 | 0 | 0 | 0 | 0 | 0 | 0 | 0 | 0 | 0 | 0 | 0 | 0 | 0 | 0 | 0 | 12 | 1
NO |  | 144 | 2016 | 7 | 26 | 26 |  |  |  | 138 | 138 |  | 0 | 0 | 0 |  | 0 | 0 | 0 | 0 | 0 | 0 | 0 | 0 | 0 | 0 | 0 | 0 | 0 | 0 | 0 | 0 | 0 | 0 | 0 | 0 | 0 | 0 | 0 | 12 | 1
NO |  | 144 | 2016 | 7 | 27 | 27 |  | 13881 GALLAGHER GS | SPEED | 138 | 138 | Pole | 1.03 | 0 | 1 | 954ACSR45X7 | 0 | 0 | 0 | 0 | 0 | 0 | 0 | 0 | 0 | 0 | 0 | 0 | 0 | 0 | 0 | 0 | 0 | 0 | 0 | 0 | 0 | 0 | 0 | 12 | 1
NO |  | 144 | 2016 | 7 | 28 | 28 |  |  |  | 138 | 138 | Tower | 5.26 | 0 | 1 | 477ACSR26X7 | 0 | 0 | 0 | 0 | 0 | 0 | 0 | 0 | 0 | 0 | 0 | 0 | 0 | 0 | 0 | 0 | 0 | 0 | 0 | 0 | 0 | 0 | 0 | 12 | 1
NO |  | 144 | 2016 | 7 | 29 | 29 |  |  |  | 138 | 138 | H-Frame | 0.49 | 0 | 1 | 336ACSR26X7 | 0 | 0 | 0 | 0 | 0 | 0 | 0 | 0 | 0 | 0 | 0 | 0 | 0 | 0 | 0 | 0 | 0 | 0 | 0 | 0 | 0 | 0 | 0 | 12 | 1
NO |  | 144 | 2016 | 7 | 30 | 30 |  |  |  | 138 | 138 | Pole | 0.08 | 0 | 1 | 336ACSR26X7 | 0 | 0 | 0 | 0 | 0 | 0 | 0 | 0 | 0 | 0 | 0 | 0 | 0 | 0 | 0 | 0 | 0 | 0 | 0 | 0 | 0 | 0 | 0 | 12 | 1
NO |  | 144 | 2016 | 7 | 31 | 31 |  |  |  | 138 | 138 |  | 0 | 0 | 0 |  | 0 | 0 | 0 | 0 | 0 | 0 | 0 | 0 | 0 | 0 | 0 | 0 | 0 | 0 | 0 | 0 | 0 | 0 | 0 | 0 | 0 | 0 | 0 | 12 | 1
NO |  | 144 | 2016 | 7 | 32 | 32 |  | 13884 WABASH | HUNTINGTON I&ME | 138 | 138 | Pole | 0 | 0.82 | 2 | 477ACSR26X7 | 0 | 0 | 0 | 0 | 0 | 0 | 0 | 0 | 0 | 0 | 0 | 0 | 0 | 0 | 0 | 0 | 0 | 0 | 0 | 0 | 0 | 0 | 0 | 12 | 1
NO |  | 144 | 2016 | 7 | 33 | 33 |  |  |  | 138 | 138 | H-Frame | 5.44 | 0 | 1 | 397ACSR30X7 | 0 | 0 | 0 | 0 | 0 | 0 | 0 | 0 | 0 | 0 | 0 | 0 | 0 | 0 | 0 | 0 | 0 | 0 | 0 | 0 | 0 | 0 | 0 | 12 | 1
NO |  | 144 | 2016 | 7 | 34 | 34 |  | 13885 EDWARDSPORT | GALLAGHER GS | 138 | 230 | A | 0.05 | 0 | 1 | 477ACSR26X7 | 0 | 0 | 0 | 0 | 0 | 0 | 0 | 0 | 0 | 0 | 0 | 0 | 0 | 0 | 0 | 0 | 0 | 0 | 0 | 0 | 0 | 0 | 0 | 12 | 1
NO |  | 144 | 2016 | 7 | 35 | 35 |  |  |  | 138 | 138 | H-Frame | 0 | 1.69 | 2 | 477ACSR26X7 | 0 | 0 | 0 | 0 | 0 | 0 | 0 | 0 | 0 | 0 | 0 | 0 | 0 | 0 | 0 | 0 | 0 | 0 | 0 | 0 | 0 | 0 | 0 | 12 | 1
NO |  | 144 | 2016 | 8 | 1 | 1 |  | 13885 EDWARDSPORT | GALLAGHER GS (cont'd) | 138 | 138 |  | 0 | 0 | 0 |  | 0 | 0 | 0 | 0 | 0 | 0 | 0 | 0 | 0 | 0 | 0 | 0 | 0 | 0 | 0 | 0 | 0 | 0 | 0 | 0 | 0 | 0 | 0 | 12 | 1
NO |  | 144 | 2016 | 8 | 2 | 2 |  |  |  | 138 | 138 | Pole | 0.01 | 0 | 1 | 954ACSR45X7 | 0 | 0 | 0 | 0 | 0 | 0 | 0 | 0 | 0 | 0 | 0 | 0 | 0 | 0 | 0 | 0 | 0 | 0 | 0 | 0 | 0 | 0 | 0 | 12 | 1
NO |  | 144 | 2016 | 8 | 3 | 3 |  |  |  | 138 | 138 | Tower | 4.1 | 0 | 2 | 477ACSR26X7 | 0 | 0 | 0 | 0 | 0 | 0 | 0 | 0 | 0 | 0 | 0 | 0 | 0 | 0 | 0 | 0 | 0 | 0 | 0 | 0 | 0 | 0 | 0 | 12 | 1
NO |  | 144 | 2016 | 8 | 4 | 4 |  |  |  | 138 | 138 | Tower | 0.11 | 0 | 1 | 954ACSR45X7 | 0 | 0 | 0 | 0 | 0 | 0 | 0 | 0 | 0 | 0 | 0 | 0 | 0 | 0 | 0 | 0 | 0 | 0 | 0 | 0 | 0 | 0 | 0 | 12 | 1
NO |  | 144 | 2016 | 8 | 5 | 5 |  |  |  | 138 | 138 | H-Frame | 2.79 | 0 | 1 | 954ACSR45X7 | 0 | 0 | 0 | 0 | 0 | 0 | 0 | 0 | 0 | 0 | 0 | 0 | 0 | 0 | 0 | 0 | 0 | 0 | 0 | 0 | 0 | 0 | 0 | 12 | 1
NO |  | 144 | 2016 | 8 | 6 | 6 |  | 13886 NOBLESVILLE GS | NEW CASTLE | 138 | 138 | Pole | 1.37 | 0 | 1 | 477ACSR26X7 | 0 | 0 | 0 | 0 | 0 | 0 | 0 | 0 | 0 | 0 | 0 | 0 | 0 | 0 | 0 | 0 | 0 | 0 | 0 | 0 | 0 | 0 | 0 | 12 | 1
NO |  | 144 | 2016 | 8 | 7 | 7 |  |  |  | 138 | 138 | Tower | 1.4 | 0 | 0 | 477ACSR26X7 | 0 | 0 | 0 | 0 | 0 | 0 | 0 | 0 | 0 | 0 | 0 | 0 | 0 | 0 | 0 | 0 | 0 | 0 | 0 | 0 | 0 | 0 | 0 | 12 | 1
NO |  | 144 | 2016 | 8 | 8 | 8 |  |  |  | 138 | 138 | H-Frame | 11.94 | 0 | 0 | 477ACSR26X7 | 0 | 0 | 0 | 0 | 0 | 0 | 0 | 0 | 0 | 0 | 0 | 0 | 0 | 0 | 0 | 0 | 0 | 0 | 0 | 0 | 0 | 0 | 0 | 12 | 1
NO |  | 144 | 2016 | 8 | 9 | 9 |  | 13887 KOKOMO HP SUB 234 | WABASH | 138 | 138 | Pole | 0 | 0.32 | 2 | 397ACSR30X7 | 0 | 0 | 0 | 0 | 0 | 0 | 0 | 0 | 0 | 0 | 0 | 0 | 0 | 0 | 0 | 0 | 0 | 0 | 0 | 0 | 0 | 0 | 0 | 12 | 1
NO |  | 144 | 2016 | 8 | 10 | 10 |  |  |  | 138 | 138 | Tower | 0 | 3.51 | 2 | 397ACSR30X7 | 0 | 0 | 0 | 0 | 0 | 0 | 0 | 0 | 0 | 0 | 0 | 0 | 0 | 0 | 0 | 0 | 0 | 0 | 0 | 0 | 0 | 0 | 0 | 12 | 1
NO |  | 144 | 2016 | 8 | 11 | 11 |  | 13888 DRESSER | GALLAGHER | 138 | 138 | Tower | 1.48 | 0 | 1 | 954ACSR45X7 | 0 | 0 | 0 | 0 | 0 | 0 | 0 | 0 | 0 | 0 | 0 | 0 | 0 | 0 | 0 | 0 | 0 | 0 | 0 | 0 | 0 | 0 | 0 | 12 | 1
NO |  | 144 | 2016 | 8 | 12 | 12 |  |  |  | 138 | 138 | H-Frame | 2.83 | 0 | 1 | 954ACSR45X7 | 0 | 0 | 0 | 0 | 0 | 0 | 0 | 0 | 0 | 0 | 0 | 0 | 0 | 0 | 0 | 0 | 0 | 0 | 0 | 0 | 0 | 0 | 0 | 12 | 1
NO |  | 144 | 2016 | 8 | 13 | 13 |  |  |  | 138 | 138 | Pole | 2.16 | 0 | 1 | 336ACSR26X7 | 0 | 0 | 0 | 0 | 0 | 0 | 0 | 0 | 0 | 0 | 0 | 0 | 0 | 0 | 0 | 0 | 0 | 0 | 0 | 0 | 0 | 0 | 0 | 12 | 1
NO |  | 144 | 2016 | 8 | 14 | 14 |  | 13889 NOBLESVILLE GS | NEW CASTLE | 138 | 138 | Tower | 2.03 | 0 | 1 | 477ACSR26X7 | 0 | 0 | 0 | 0 | 0 | 0 | 0 | 0 | 0 | 0 | 0 | 0 | 0 | 0 | 0 | 0 | 0 | 0 | 0 | 0 | 0 | 0 | 0 | 12 | 1
NO |  | 144 | 2016 | 8 | 15 | 15 |  | 13890 GALLAGHER GS | SPEED | 138 | 138 |  | 0 | 0 | 0 |  | 0 | 0 | 0 | 0 | 0 | 0 | 0 | 0 | 0 | 0 | 0 | 0 | 0 | 0 | 0 | 0 | 0 | 0 | 0 | 0 | 0 | 0 | 0 | 12 | 1
NO |  | 144 | 2016 | 8 | 16 | 16 |  |  |  | 138 | 138 | Tower | 0.02 | 0.72 | 2 | 954ACSR45X7 | 0 | 0 | 0 | 0 | 0 | 0 | 0 | 0 | 0 | 0 | 0 | 0 | 0 | 0 | 0 | 0 | 0 | 0 | 0 | 0 | 0 | 0 | 0 | 12 | 1
NO |  | 144 | 2016 | 8 | 17 | 17 |  |  |  | 138 | 138 | Pole | 2.26 | 0 | 1 | 477ACSR26X7 | 0 | 0 | 0 | 0 | 0 | 0 | 0 | 0 | 0 | 0 | 0 | 0 | 0 | 0 | 0 | 0 | 0 | 0 | 0 | 0 | 0 | 0 | 0 | 12 | 1
NO |  | 144 | 2016 | 8 | 18 | 18 |  |  |  | 138 | 138 | Pole | 6.1 | 0 | 1 | 954ACSR45X7 | 0 | 0 | 0 | 0 | 0 | 0 | 0 | 0 | 0 | 0 | 0 | 0 | 0 | 0 | 0 | 0 | 0 | 0 | 0 | 0 | 0 | 0 | 0 | 12 | 1
NO |  | 144 | 2016 | 8 | 19 | 19 |  | 13891 WABASH RIVER GS | LAFAYETTE | 138 | 138 | H-Frame | 10.17 | 0 | 1 | 900ACSR45X7 | 0 | 0 | 0 | 0 | 0 | 0 | 0 | 0 | 0 | 0 | 0 | 0 | 0 | 0 | 0 | 0 | 0 | 0 | 0 | 0 | 0 | 0 | 0 | 12 | 1
NO |  | 144 | 2016 | 8 | 20 | 20 |  |  |  | 138 | 138 | H-Frame | 3.44 | 0 | 1 | 954ACSR45X7 | 0 | 0 | 0 | 0 | 0 | 0 | 0 | 0 | 0 | 0 | 0 | 0 | 0 | 0 | 0 | 0 | 0 | 0 | 0 | 0 | 0 | 0 | 0 | 12 | 1
NO |  | 144 | 2016 | 8 | 21 | 21 |  |  |  | 138 | 138 | Pole | 0.2 | 0 | 1 | 954ACSR45X7 | 0 | 0 | 0 | 0 | 0 | 0 | 0 | 0 | 0 | 0 | 0 | 0 | 0 | 0 | 0 | 0 | 0 | 0 | 0 | 0 | 0 | 0 | 0 | 12 | 1
NO |  | 144 | 2016 | 8 | 22 | 22 |  | 13892 GALLAGHER GS | MADISON | 138 | 345 | Tower | 0 | 1.89 | 2 | 954ACSR45X7 | 0 | 0 | 0 | 0 | 0 | 0 | 0 | 0 | 0 | 0 | 0 | 0 | 0 | 0 | 0 | 0 | 0 | 0 | 0 | 0 | 0 | 0 | 0 | 12 | 1
NO |  | 144 | 2016 | 8 | 23 | 23 |  |  |  | 138 | 138 | H-Frame | 2.89 | 0 | 1 | 954ACSR45X7 | 0 | 0 | 0 | 0 | 0 | 0 | 0 | 0 | 0 | 0 | 0 | 0 | 0 | 0 | 0 | 0 | 0 | 0 | 0 | 0 | 0 | 0 | 0 | 12 | 1
NO |  | 144 | 2016 | 8 | 24 | 24 |  | 13893 DRESSER | FIVE POINTS | 138 | 138 | Pole | 0.49 | 0 | 1 | 477ACSR26X7 | 0 | 0 | 0 | 0 | 0 | 0 | 0 | 0 | 0 | 0 | 0 | 0 | 0 | 0 | 0 | 0 | 0 | 0 | 0 | 0 | 0 | 0 | 0 | 12 | 1
NO |  | 144 | 2016 | 8 | 25 | 25 |  | 13894 FIVE POINTS | NEW CASTLE | 138 | 138 | Pole | 0.15 | 0 | 1 | 477ACSR26X7 | 0 | 0 | 0 | 0 | 0 | 0 | 0 | 0 | 0 | 0 | 0 | 0 | 0 | 0 | 0 | 0 | 0 | 0 | 0 | 0 | 0 | 0 | 0 | 12 | 1
NO |  | 144 | 2016 | 8 | 26 | 26 |  |  |  | 138 | 138 | Tower | 17.75 | 0 | 1 | 300CUB19 | 0 | 0 | 0 | 0 | 0 | 0 | 0 | 0 | 0 | 0 | 0 | 0 | 0 | 0 | 0 | 0 | 0 | 0 | 0 | 0 | 0 | 0 | 0 | 12 | 1
NO |  | 144 | 2016 | 8 | 27 | 27 |  |  |  | 138 | 138 | Tower | 0.25 | 0 | 1 | 477ACSR26X7 | 0 | 0 | 0 | 0 | 0 | 0 | 0 | 0 | 0 | 0 | 0 | 0 | 0 | 0 | 0 | 0 | 0 | 0 | 0 | 0 | 0 | 0 | 0 | 12 | 1
NO |  | 144 | 2016 | 8 | 28 | 28 |  |  |  | 138 | 138 | Pole | 0.16 | 0 | 1 | 954ACSR45X7 | 0 | 0 | 0 | 0 | 0 | 0 | 0 | 0 | 0 | 0 | 0 | 0 | 0 | 0 | 0 | 0 | 0 | 0 | 0 | 0 | 0 | 0 | 0 | 12 | 1
NO |  | 144 | 2016 | 8 | 29 | 29 |  | 13895 GIBSON GS | OAKLAND CITY | 138 | 345 | H-Frame | 6.57 | 10.18 | 2 | 954ACSR45X7 | 0 | 0 | 0 | 0 | 0 | 0 | 0 | 0 | 0 | 0 | 0 | 0 | 0 | 0 | 0 | 0 | 0 | 0 | 0 | 0 | 0 | 0 | 0 | 12 | 1
NO |  | 144 | 2016 | 8 | 30 | 30 |  |  |  | 138 | 138 |  | 0 | 0 | 0 |  | 0 | 0 | 0 | 0 | 0 | 0 | 0 | 0 | 0 | 0 | 0 | 0 | 0 | 0 | 0 | 0 | 0 | 0 | 0 | 0 | 0 | 0 | 0 | 12 | 1
NO |  | 144 | 2016 | 8 | 31 | 31 |  |  |  | 138 | 138 | Pole | 4.74 | 0 | 2 | 954ACSR45X7 | 0 | 0 | 0 | 0 | 0 | 0 | 0 | 0 | 0 | 0 | 0 | 0 | 0 | 0 | 0 | 0 | 0 | 0 | 0 | 0 | 0 | 0 | 0 | 12 | 1
NO |  | 144 | 2016 | 8 | 32 | 32 |  | 13896 SHELBYVILLE | GREENDALE | 138 | 138 |  | 0 | 0 | 0 |  | 0 | 0 | 0 | 0 | 0 | 0 | 0 | 0 | 0 | 0 | 0 | 0 | 0 | 0 | 0 | 0 | 0 | 0 | 0 | 0 | 0 | 0 | 0 | 12 | 1
NO |  | 144 | 2016 | 8 | 33 | 33 |  |  |  | 138 | 138 | Pole | 0.68 | 0 | 1 | 954ACSR45X7 | 0 | 0 | 0 | 0 | 0 | 0 | 0 | 0 | 0 | 0 | 0 | 0 | 0 | 0 | 0 | 0 | 0 | 0 | 0 | 0 | 0 | 0 | 0 | 12 | 1
NO |  | 144 | 2016 | 8 | 34 | 34 |  |  |  | 138 | 138 | Tower | 3.66 | 0 | 1 | 397ACSR30X7 | 0 | 0 | 0 | 0 | 0 | 0 | 0 | 0 | 0 | 0 | 0 | 0 | 0 | 0 | 0 | 0 | 0 | 0 | 0 | 0 | 0 | 0 | 0 | 12 | 1
NO |  | 144 | 2016 | 8 | 35 | 35 |  |  |  | 138 | 138 |  | 0 | 0 | 0 |  | 0 | 0 | 0 | 0 | 0 | 0 | 0 | 0 | 0 | 0 | 0 | 0 | 0 | 0 | 0 | 0 | 0 | 0 | 0 | 0 | 0 | 0 | 0 | 12 | 1
NO |  | 144 | 2016 | 9 | 1 | 1 |  | HE WORTHINGTON JCT | HE WORTHINGTON | 138 | 138 | Pole | 13.4 | 0 | 1 | 477ACSR45X7 | 0 | 0 | 0 | 0 | 0 | 0 | 0 | 0 | 0 | 0 | 0 | 0 | 0 | 0 | 0 | 0 | 0 | 0 | 0 | 0 | 0 | 0 | 0 | 12 | 1
NO |  | 144 | 2016 | 9 | 2 | 2 |  |  |  | 0 | 0 |  | 0 | 0 | 0 |  | 7852207 | 156840117 | 164692324 | 0 | 0 | 0 | 0 | 0 | 0 | 0 | 0 | 0 | 0 | 0 | 0 | 0 | 0 | 0 | 0 | 0 | 0 | 0 | 0 | 12 | 1
NO |  | 144 | 2016 | 9 | 3 | 3 |  | 230KV |  | 0 | 0 |  | 0 | 0 | 0 |  | 0 | 0 | 0 | 0 | 0 | 0 | 0 | 0 | 0 | 0 | 0 | 0 | 0 | 0 | 0 | 0 | 0 | 0 | 0 | 0 | 0 | 0 | 0 | 12 | 1
NO |  | 144 | 2016 | 9 | 4 | 4 |  | 23001 WABASH RIVER GS | KOKOMO HIGHLAND PARK | 230 | 230 | Pole | 0.25 | 0 | 1 | 900ACSR54X7 | 0 | 0 | 0 | 0 | 0 | 0 | 0 | 0 | 0 | 0 | 0 | 0 | 0 | 0 | 0 | 0 | 0 | 0 | 0 | 0 | 0 | 0 | 0 | 12 | 1
NO |  | 144 | 2016 | 9 | 5 | 5 |  |  |  | 230 | 230 | Pole | 0.07 | 0 | 1 | 954ACSR45X7 | 0 | 0 | 0 | 0 | 0 | 0 | 0 | 0 | 0 | 0 | 0 | 0 | 0 | 0 | 0 | 0 | 0 | 0 | 0 | 0 | 0 | 0 | 0 | 12 | 1
NO |  | 144 | 2016 | 9 | 6 | 6 |  |  |  | 230 | 230 | Tower | 5.87 | 0 | 2 | 900ACSR54X7 | 0 | 0 | 0 | 0 | 0 | 0 | 0 | 0 | 0 | 0 | 0 | 0 | 0 | 0 | 0 | 0 | 0 | 0 | 0 | 0 | 0 | 0 | 0 | 12 | 1
NO |  | 144 | 2016 | 9 | 7 | 7 |  |  |  | 230 | 230 | Tower | 1.83 | 0 | 3 | 900ACSR54X7 | 0 | 0 | 0 | 0 | 0 | 0 | 0 | 0 | 0 | 0 | 0 | 0 | 0 | 0 | 0 | 0 | 0 | 0 | 0 | 0 | 0 | 0 | 0 | 12 | 1
NO |  | 144 | 2016 | 9 | 8 | 8 |  |  |  | 230 | 230 | H-Frame | 38.26 | 0 | 1 | 900ACSR54X7 | 0 | 0 | 0 | 0 | 0 | 0 | 0 | 0 | 0 | 0 | 0 | 0 | 0 | 0 | 0 | 0 | 0 | 0 | 0 | 0 | 0 | 0 | 0 | 12 | 1
NO |  | 144 | 2016 | 9 | 9 | 9 |  | 23002 WABASH RIVER GS | COLUMBUS | 230 | 230 | H-Frame | 10.86 | 0 | 1 | 900ACSR54X7 | 0 | 0 | 0 | 0 | 0 | 0 | 0 | 0 | 0 | 0 | 0 | 0 | 0 | 0 | 0 | 0 | 0 | 0 | 0 | 0 | 0 | 0 | 0 | 12 | 1
NO |  | 144 | 2016 | 9 | 10 | 10 |  |  |  | 230 | 230 | Tower | 1.41 | 0 | 1 | 900ACSR54X7 | 0 | 0 | 0 | 0 | 0 | 0 | 0 | 0 | 0 | 0 | 0 | 0 | 0 | 0 | 0 | 0 | 0 | 0 | 0 | 0 | 0 | 0 | 0 | 12 | 1
NO |  | 144 | 2016 | 9 | 11 | 11 |  |  |  | 230 | 230 | Tower | 5.98 | 0 | 2 | 954ACSSTW20X7 | 0 | 0 | 0 | 0 | 0 | 0 | 0 | 0 | 0 | 0 | 0 | 0 | 0 | 0 | 0 | 0 | 0 | 0 | 0 | 0 | 0 | 0 | 0 | 12 | 1
NO |  | 144 | 2016 | 9 | 12 | 12 |  |  |  | 230 | 230 |  | 0 | 0 | 0 |  | 0 | 0 | 0 | 0 | 0 | 0 | 0 | 0 | 0 | 0 | 0 | 0 | 0 | 0 | 0 | 0 | 0 | 0 | 0 | 0 | 0 | 0 | 0 | 12 | 1
NO |  | 144 | 2016 | 9 | 13 | 13 |  | 23003 WABASH RIVER GS | LAFAYETTE | 230 | 230 | Tower | 7.12 | 0 | 1 | 900ACSR54X7 | 0 | 0 | 0 | 0 | 0 | 0 | 0 | 0 | 0 | 0 | 0 | 0 | 0 | 0 | 0 | 0 | 0 | 0 | 0 | 0 | 0 | 0 | 0 | 12 | 1
NO |  | 144 | 2016 | 9 | 14 | 14 |  |  |  | 230 | 230 | H-Frame | 19.15 | 0 | 1 | 900ACSR54X7 | 0 | 0 | 0 | 0 | 0 | 0 | 0 | 0 | 0 | 0 | 0 | 0 | 0 | 0 | 0 | 0 | 0 | 0 | 0 | 0 | 0 | 0 | 0 | 12 | 1
NO |  | 144 | 2016 | 9 | 15 | 15 |  | 23004 GALLAGHER | COLUMBUS | 230 | 230 | Tower | 16.56 | 51.38 | 2 | 954ACSR45X7 | 0 | 0 | 0 | 0 | 0 | 0 | 0 | 0 | 0 | 0 | 0 | 0 | 0 | 0 | 0 | 0 | 0 | 0 | 0 | 0 | 0 | 0 | 0 | 12 | 1
NO |  | 144 | 2016 | 9 | 16 | 16 |  | 23005 GALLAGHER GS | FIVE POINTS | 230 | 230 | Tower | 34.34 | 33.23 | 2 | 954ACSR45X7 | 0 | 0 | 0 | 0 | 0 | 0 | 0 | 0 | 0 | 0 | 0 | 0 | 0 | 0 | 0 | 0 | 0 | 0 | 0 | 0 | 0 | 0 | 0 | 12 | 1
NO |  | 144 | 2016 | 9 | 17 | 17 |  |  |  | 230 | 230 | H-Frame | 0.52 | 0.11 | 2 | 954ACSR45X7 | 0 | 0 | 0 | 0 | 0 | 0 | 0 | 0 | 0 | 0 | 0 | 0 | 0 | 0 | 0 | 0 | 0 | 0 | 0 | 0 | 0 | 0 | 0 | 12 | 1
NO |  | 144 | 2016 | 9 | 18 | 18 |  | 23006 GALLAGHER GS | FIVE POINTS | 230 | 230 | Pole | 1.17 | 0 | 2 | 954ACSR45X7 | 0 | 0 | 0 | 0 | 0 | 0 | 0 | 0 | 0 | 0 | 0 | 0 | 0 | 0 | 0 | 0 | 0 | 0 | 0 | 0 | 0 | 0 | 0 | 12 | 1
NO |  | 144 | 2016 | 9 | 19 | 19 |  |  |  | 230 | 230 | Tower | 0.03 | 0 | 2 | 900ACSR54X7 | 0 | 0 | 0 | 0 | 0 | 0 | 0 | 0 | 0 | 0 | 0 | 0 | 0 | 0 | 0 | 0 | 0 | 0 | 0 | 0 | 0 | 0 | 0 | 12 | 1
NO |  | 144 | 2016 | 9 | 20 | 20 |  |  |  | 230 | 230 | Tower | 25.1 | 4.9 | 2 | 954ACSR45X7 | 0 | 0 | 0 | 0 | 0 | 0 | 0 | 0 | 0 | 0 | 0 | 0 | 0 | 0 | 0 | 0 | 0 | 0 | 0 | 0 | 0 | 0 | 0 | 12 | 1
NO |  | 144 | 2016 | 9 | 21 | 21 |  | 23007 GEIST | NOBLESVILLE | 230 | 230 | H-Frame | 6.04 | 0 | 1 | 900ACSR54X7 | 0 | 0 | 0 | 0 | 0 | 0 | 0 | 0 | 0 | 0 | 0 | 0 | 0 | 0 | 0 | 0 | 0 | 0 | 0 | 0 | 0 | 0 | 0 | 12 | 1
NO |  | 144 | 2016 | 9 | 22 | 22 |  |  |  | 230 | 230 | Pole | 1.5 | 0 | 1 | 954ACSR45X7 | 0 | 0 | 0 | 0 | 0 | 0 | 0 | 0 | 0 | 0 | 0 | 0 | 0 | 0 | 0 | 0 | 0 | 0 | 0 | 0 | 0 | 0 | 0 | 12 | 1
NO |  | 144 | 2016 | 9 | 23 | 23 |  |  |  | 230 | 230 | Tower | 3.84 | 0 | 1 | 900ACSR54X7 | 0 | 0 | 0 | 0 | 0 | 0 | 0 | 0 | 0 | 0 | 0 | 0 | 0 | 0 | 0 | 0 | 0 | 0 | 0 | 0 | 0 | 0 | 0 | 12 | 1
NO |  | 144 | 2016 | 9 | 24 | 24 |  |  |  | 230 | 230 |  | 0 | 0 | 0 |  | 0 | 0 | 0 | 0 | 0 | 0 | 0 | 0 | 0 | 0 | 0 | 0 | 0 | 0 | 0 | 0 | 0 | 0 | 0 | 0 | 0 | 0 | 0 | 12 | 1
NO |  | 144 | 2016 | 9 | 25 | 25 |  | 23008 NOBLESVILLE | KOKOMO HIGHLAND PARK | 230 | 230 | Pole | 11.76 | 0 | 1 | 900ACSR54X7 | 0 | 0 | 0 | 0 | 0 | 0 | 0 | 0 | 0 | 0 | 0 | 0 | 0 | 0 | 0 | 0 | 0 | 0 | 0 | 0 | 0 | 0 | 0 | 12 | 1
NO |  | 144 | 2016 | 9 | 26 | 26 |  |  |  | 230 | 230 | H-Frame | 6.11 | 0 | 2 | 900ACSR54X7 | 0 | 0 | 0 | 0 | 0 | 0 | 0 | 0 | 0 | 0 | 0 | 0 | 0 | 0 | 0 | 0 | 0 | 0 | 0 | 0 | 0 | 0 | 0 | 12 | 1
NO |  | 144 | 2016 | 9 | 27 | 27 |  |  |  | 230 | 230 | Tower | 0.3 | 0 | 1 | 900ACSR54X7 | 0 | 0 | 0 | 0 | 0 | 0 | 0 | 0 | 0 | 0 | 0 | 0 | 0 | 0 | 0 | 0 | 0 | 0 | 0 | 0 | 0 | 0 | 0 | 12 | 1
NO |  | 144 | 2016 | 9 | 28 | 28 |  | 23009 KOKOMO HP | NEW LONDON SW STA | 230 | 230 | Pole | 0.09 | 0 | 2 | 900ACSR54X7 | 0 | 0 | 0 | 0 | 0 | 0 | 0 | 0 | 0 | 0 | 0 | 0 | 0 | 0 | 0 | 0 | 0 | 0 | 0 | 0 | 0 | 0 | 0 | 12 | 1
NO |  | 144 | 2016 | 9 | 29 | 29 |  |  |  | 230 | 230 | Tower | 0.5 | 0.08 | 2 | 900ACSR54X7 | 0 | 0 | 0 | 0 | 0 | 0 | 0 | 0 | 0 | 0 | 0 | 0 | 0 | 0 | 0 | 0 | 0 | 0 | 0 | 0 | 0 | 0 | 0 | 12 | 1
NO |  | 144 | 2016 | 9 | 30 | 30 |  |  |  | 230 | 230 | H-Frame | 6.71 | 0 | 1 | 900ACSR54X7 | 0 | 0 | 0 | 0 | 0 | 0 | 0 | 0 | 0 | 0 | 0 | 0 | 0 | 0 | 0 | 0 | 0 | 0 | 0 | 0 | 0 | 0 | 0 | 12 | 1
NO |  | 144 | 2016 | 9 | 31 | 31 |  | 23011 CAYUGA | VEEDERSBURG WEST | 230 | 230 | Tower | 0 | 6.07 | 2 | 900ACSR54X7 | 0 | 0 | 0 | 0 | 0 | 0 | 0 | 0 | 0 | 0 | 0 | 0 | 0 | 0 | 0 | 0 | 0 | 0 | 0 | 0 | 0 | 0 | 0 | 12 | 1
NO |  | 144 | 2016 | 9 | 32 | 32 |  |  |  | 230 | 230 | H-Frame | 12.3 | 0 | 1 | 900ACSR54X7 | 0 | 0 | 0 | 0 | 0 | 0 | 0 | 0 | 0 | 0 | 0 | 0 | 0 | 0 | 0 | 0 | 0 | 0 | 0 | 0 | 0 | 0 | 0 | 12 | 1
NO |  | 144 | 2016 | 9 | 33 | 33 |  | 23015 LAFAYETTE 230 | WALTON SUB | 230 | 230 | Tower | 0.81 | 0 | 1 | 900ACSR54X7 | 0 | 0 | 0 | 0 | 0 | 0 | 0 | 0 | 0 | 0 | 0 | 0 | 0 | 0 | 0 | 0 | 0 | 0 | 0 | 0 | 0 | 0 | 0 | 12 | 1
NO |  | 144 | 2016 | 9 | 34 | 34 |  |  |  | 230 | 230 | H-Frame | 17.22 | 0 | 1 | 900ACSR54X7 | 0 | 0 | 0 | 0 | 0 | 0 | 0 | 0 | 0 | 0 | 0 | 0 | 0 | 0 | 0 | 0 | 0 | 0 | 0 | 0 | 0 | 0 | 0 | 12 | 1
NO |  | 144 | 2016 | 9 | 35 | 35 |  | 23016 NEW LONDON | KOKOMO WEBSTER ST | 230 | 230 | Pole | 3.61 | 0.26 | 2 | 565ACSS20X7B | 0 | 0 | 0 | 0 | 0 | 0 | 0 | 0 | 0 | 0 | 0 | 0 | 0 | 0 | 0 | 0 | 0 | 0 | 0 | 0 | 0 | 0 | 0 | 12 | 1
NO |  | 144 | 2016 | 10 | 1 | 1 |  | 23016 NEW LONDON | KOKOMO WEBSTER ST (cont'd) | 230 | 230 | Tower | 3.66 | 0.41 | 2 | 565ACSS20X7B | 0 | 0 | 0 | 0 | 0 | 0 | 0 | 0 | 0 | 0 | 0 | 0 | 0 | 0 | 0 | 0 | 0 | 0 | 0 | 0 | 0 | 0 | 0 | 12 | 1
NO |  | 144 | 2016 | 10 | 2 | 2 |  |  |  | 230 | 230 | H-Frame | 4.47 | 0 | 1 | 565ACSS20X7B | 0 | 0 | 0 | 0 | 0 | 0 | 0 | 0 | 0 | 0 | 0 | 0 | 0 | 0 | 0 | 0 | 0 | 0 | 0 | 0 | 0 | 0 | 0 | 12 | 1
NO |  | 144 | 2016 | 10 | 3 | 3 |  |  |  | 230 | 230 |  | 0 | 0 | 0 |  | 0 | 0 | 0 | 0 | 0 | 0 | 0 | 0 | 0 | 0 | 0 | 0 | 0 | 0 | 0 | 0 | 0 | 0 | 0 | 0 | 0 | 0 | 0 | 12 | 1
NO |  | 144 | 2016 | 10 | 4 | 4 |  | 23017 STAUNTON | SPENCER-BLOOMINGTON | 230 | 230 | H-Frame | 34.67 | 0 | 2 | 900ACSR54X7 | 0 | 0 | 0 | 0 | 0 | 0 | 0 | 0 | 0 | 0 | 0 | 0 | 0 | 0 | 0 | 0 | 0 | 0 | 0 | 0 | 0 | 0 | 0 | 12 | 1
NO |  | 144 | 2016 | 10 | 5 | 5 |  |  |  | 230 | 230 | Tower | 0.64 | 1.03 | 2 | 900ACSR54X7 | 0 | 0 | 0 | 0 | 0 | 0 | 0 | 0 | 0 | 0 | 0 | 0 | 0 | 0 | 0 | 0 | 0 | 0 | 0 | 0 | 0 | 0 | 0 | 12 | 1
NO |  | 144 | 2016 | 10 | 6 | 6 |  |  |  | 230 | 230 |  | 0 | 0 | 0 |  | 0 | 0 | 0 | 0 | 0 | 0 | 0 | 0 | 0 | 0 | 0 | 0 | 0 | 0 | 0 | 0 | 0 | 0 | 0 | 0 | 0 | 0 | 0 | 12 | 1
NO |  | 144 | 2016 | 10 | 7 | 7 |  | 23018 BLOOMINGTON 230 | COLUMBUS DENOIS CREEK | 230 | 230 | Tower | 0.93 | 0 | 1 | 900ACSR54X7 | 0 | 0 | 0 | 0 | 0 | 0 | 0 | 0 | 0 | 0 | 0 | 0 | 0 | 0 | 0 | 0 | 0 | 0 | 0 | 0 | 0 | 0 | 0 | 12 | 1
NO |  | 144 | 2016 | 10 | 8 | 8 |  |  |  | 230 | 230 | H-Frame | 31.61 | 0 | 1 | 900ACSR54X7 | 0 | 0 | 0 | 0 | 0 | 0 | 0 | 0 | 0 | 0 | 0 | 0 | 0 | 0 | 0 | 0 | 0 | 0 | 0 | 0 | 0 | 0 | 0 | 12 | 1
NO |  | 144 | 2016 | 10 | 9 | 9 |  | 23019 COLUMBUS | GREENWOOD CLARK TWP | 230 | 230 | Pole | 0 | 1.16 | 2 | 954ACSR45X7 | 0 | 0 | 0 | 0 | 0 | 0 | 0 | 0 | 0 | 0 | 0 | 0 | 0 | 0 | 0 | 0 | 0 | 0 | 0 | 0 | 0 | 0 | 0 | 12 | 1
NO |  | 144 | 2016 | 10 | 10 | 10 |  |  |  | 230 | 230 | Tower | 0 | 5.47 | 2 | 954ACSR/OVAL | 0 | 0 | 0 | 0 | 0 | 0 | 0 | 0 | 0 | 0 | 0 | 0 | 0 | 0 | 0 | 0 | 0 | 0 | 0 | 0 | 0 | 0 | 0 | 12 | 1
NO |  | 144 | 2016 | 10 | 11 | 11 |  |  |  | 230 | 230 | Tower | 0.24 | 23.09 | 1 | 954ACSR45X7 | 0 | 0 | 0 | 0 | 0 | 0 | 0 | 0 | 0 | 0 | 0 | 0 | 0 | 0 | 0 | 0 | 0 | 0 | 0 | 0 | 0 | 0 | 0 | 12 | 1
NO |  | 144 | 2016 | 10 | 12 | 12 |  |  |  | 230 | 230 | H-Frame | 0.04 | 0 | 1 | 954ACSR45X7 | 0 | 0 | 0 | 0 | 0 | 0 | 0 | 0 | 0 | 0 | 0 | 0 | 0 | 0 | 0 | 0 | 0 | 0 | 0 | 0 | 0 | 0 | 0 | 12 | 1
NO |  | 144 | 2016 | 10 | 13 | 13 |  | 23020 KOKOMO WEBSTER ST | WALTON | 230 | 230 | Pole | 0 | 0.04 | 2 | 336ACSR26X7 | 0 | 0 | 0 | 0 | 0 | 0 | 0 | 0 | 0 | 0 | 0 | 0 | 0 | 0 | 0 | 0 | 0 | 0 | 0 | 0 | 0 | 0 | 0 | 12 | 1
NO |  | 144 | 2016 | 10 | 14 | 14 |  |  |  | 230 | 230 | Pole | 0 | 3.57 | 2 | 900ACSR54X7 | 0 | 0 | 0 | 0 | 0 | 0 | 0 | 0 | 0 | 0 | 0 | 0 | 0 | 0 | 0 | 0 | 0 | 0 | 0 | 0 | 0 | 0 | 0 | 12 | 1
NO |  | 144 | 2016 | 10 | 15 | 15 |  |  |  | 230 | 230 | Tower | 0 | 3.5 | 2 | 900ACSR54X7 | 0 | 0 | 0 | 0 | 0 | 0 | 0 | 0 | 0 | 0 | 0 | 0 | 0 | 0 | 0 | 0 | 0 | 0 | 0 | 0 | 0 | 0 | 0 | 12 | 1
NO |  | 144 | 2016 | 10 | 16 | 16 |  |  |  | 230 | 230 | H-Frame | 11.45 | 0 | 1 | 900ACSR45X7 | 0 | 0 | 0 | 0 | 0 | 0 | 0 | 0 | 0 | 0 | 0 | 0 | 0 | 0 | 0 | 0 | 0 | 0 | 0 | 0 | 0 | 0 | 0 | 12 | 1
NO |  | 144 | 2016 | 10 | 17 | 17 |  |  |  | 230 | 230 | H-Frame | 0.16 | 0.27 | 2 | 900ACSR54X7 | 0 | 0 | 0 | 0 | 0 | 0 | 0 | 0 | 0 | 0 | 0 | 0 | 0 | 0 | 0 | 0 | 0 | 0 | 0 | 0 | 0 | 0 | 0 | 12 | 1
NO |  | 144 | 2016 | 10 | 18 | 18 |  | 23021 GREENTOWN | PERU SE - WALTON | 230 | 230 | Tower | 3.85 | 0 | 1 | 954ACSR45X7 | 0 | 0 | 0 | 0 | 0 | 0 | 0 | 0 | 0 | 0 | 0 | 0 | 0 | 0 | 0 | 0 | 0 | 0 | 0 | 0 | 0 | 0 | 0 | 12 | 1
NO |  | 144 | 2016 | 10 | 19 | 19 |  | 23025 WABASH RIVER | CLINTON 230 | 230 | 230 | Tower | 3.96 | 0 | 1 | 900ACSR54X7 | 0 | 0 | 0 | 0 | 0 | 0 | 0 | 0 | 0 | 0 | 0 | 0 | 0 | 0 | 0 | 0 | 0 | 0 | 0 | 0 | 0 | 0 | 0 | 12 | 1
NO |  | 144 | 2016 | 10 | 20 | 20 |  |  |  | 230 | 230 | H-Frame | 9.49 | 0 | 1 | 900ACSR54X7 | 0 | 0 | 0 | 0 | 0 | 0 | 0 | 0 | 0 | 0 | 0 | 0 | 0 | 0 | 0 | 0 | 0 | 0 | 0 | 0 | 0 | 0 | 0 | 12 | 1
NO |  | 144 | 2016 | 10 | 21 | 21 |  | 23026 GALLAGHER GS | FIVE POINTS | 230 | 230 | Tower | 0 | 6.86 | 2 | 954ACSR/OVAL | 0 | 0 | 0 | 0 | 0 | 0 | 0 | 0 | 0 | 0 | 0 | 0 | 0 | 0 | 0 | 0 | 0 | 0 | 0 | 0 | 0 | 0 | 0 | 12 | 1
NO |  | 144 | 2016 | 10 | 22 | 22 |  | 23027 LAFAYETTE 230 | VEEDERSBURG | 230 | 230 | Pole | 0.15 | 0 | 2 | 900ACSR54X7 | 0 | 0 | 0 | 0 | 0 | 0 | 0 | 0 | 0 | 0 | 0 | 0 | 0 | 0 | 0 | 0 | 0 | 0 | 0 | 0 | 0 | 0 | 0 | 12 | 1
NO |  | 144 | 2016 | 10 | 23 | 23 |  |  |  | 230 | 230 | Tower | 5.1 | 0 | 2 | 900ACSR54X7 | 0 | 0 | 0 | 0 | 0 | 0 | 0 | 0 | 0 | 0 | 0 | 0 | 0 | 0 | 0 | 0 | 0 | 0 | 0 | 0 | 0 | 0 | 0 | 12 | 1
NO |  | 144 | 2016 | 10 | 24 | 24 |  |  |  | 230 | 230 | H-Frame | 35.07 | 0 | 1 | 900ACSR54X7 | 0 | 0 | 0 | 0 | 0 | 0 | 0 | 0 | 0 | 0 | 0 | 0 | 0 | 0 | 0 | 0 | 0 | 0 | 0 | 0 | 0 | 0 | 0 | 12 | 1
NO |  | 144 | 2016 | 10 | 25 | 25 |  | 23028 KOKOMO HIGHLAND PARK | WHITESVILLE SOUTH | 230 | 230 | H-Frame | 48.99 | 0 | 1 | 900ACSR54X7 | 0 | 0 | 0 | 0 | 0 | 0 | 0 | 0 | 0 | 0 | 0 | 0 | 0 | 0 | 0 | 0 | 0 | 0 | 0 | 0 | 0 | 0 | 0 | 12 | 1
NO |  | 144 | 2016 | 10 | 26 | 26 |  | 23029 FRANKLIN | FIVE POINTS | 230 | 230 | Tower | 0 | 0.08 | 2 | 900ACSR54X7 | 0 | 0 | 0 | 0 | 0 | 0 | 0 | 0 | 0 | 0 | 0 | 0 | 0 | 0 | 0 | 0 | 0 | 0 | 0 | 0 | 0 | 0 | 0 | 12 | 1
NO |  | 144 | 2016 | 10 | 27 | 27 |  |  |  | 230 | 230 | Tower | 12.22 | 0 | 2 | 954ACSR/OVAL | 0 | 0 | 0 | 0 | 0 | 0 | 0 | 0 | 0 | 0 | 0 | 0 | 0 | 0 | 0 | 0 | 0 | 0 | 0 | 0 | 0 | 0 | 0 | 12 | 1
NO |  | 144 | 2016 | 10 | 28 | 28 |  |  |  | 230 | 230 | Tower | 0 | 6.34 | 2 | 954ACSR45X7 | 0 | 0 | 0 | 0 | 0 | 0 | 0 | 0 | 0 | 0 | 0 | 0 | 0 | 0 | 0 | 0 | 0 | 0 | 0 | 0 | 0 | 0 | 0 | 12 | 1
NO |  | 144 | 2016 | 10 | 29 | 29 |  | 23030 FIVE POINTS | GEIST | 230 | 230 | Pole | 0.09 | 0 | 1 | 900ACSR54X7 | 0 | 0 | 0 | 0 | 0 | 0 | 0 | 0 | 0 | 0 | 0 | 0 | 0 | 0 | 0 | 0 | 0 | 0 | 0 | 0 | 0 | 0 | 0 | 12 | 1
NO |  | 144 | 2016 | 10 | 30 | 30 |  |  |  | 230 | 230 | Tower | 13.87 | 0 | 1 | 900ACSR54X7 | 0 | 0 | 0 | 0 | 0 | 0 | 0 | 0 | 0 | 0 | 0 | 0 | 0 | 0 | 0 | 0 | 0 | 0 | 0 | 0 | 0 | 0 | 0 | 12 | 1
NO |  | 144 | 2016 | 10 | 31 | 31 |  |  |  | 230 | 230 | H-Frame | 13.4 | 0 | 2 | 900ACSR54X7 | 0 | 0 | 0 | 0 | 0 | 0 | 0 | 0 | 0 | 0 | 0 | 0 | 0 | 0 | 0 | 0 | 0 | 0 | 0 | 0 | 0 | 0 | 0 | 12 | 1
NO |  | 144 | 2016 | 10 | 32 | 32 |  | 23031 DENOIS CREEK | COLUMBUS | 230 | 230 | H-Frame | 4.93 | 0 | 1 | 900ACSR54X7 | 0 | 0 | 0 | 0 | 0 | 0 | 0 | 0 | 0 | 0 | 0 | 0 | 0 | 0 | 0 | 0 | 0 | 0 | 0 | 0 | 0 | 0 | 0 | 12 | 1
NO |  | 144 | 2016 | 10 | 33 | 33 |  | 23032 TIPTON | KOKOMO HIGHLAND PARK | 230 | 230 | Pole | 11.51 | 0 | 1 | 900ACSR54X7 | 0 | 0 | 0 | 0 | 0 | 0 | 0 | 0 | 0 | 0 | 0 | 0 | 0 | 0 | 0 | 0 | 0 | 0 | 0 | 0 | 0 | 0 | 0 | 12 | 1
NO |  | 144 | 2016 | 10 | 34 | 34 |  |  |  | 230 | 230 | Pole | 0.69 | 0 | 1 | 900ACSR/OVAL | 0 | 0 | 0 | 0 | 0 | 0 | 0 | 0 | 0 | 0 | 0 | 0 | 0 | 0 | 0 | 0 | 0 | 0 | 0 | 0 | 0 | 0 | 0 | 12 | 1
NO |  | 144 | 2016 | 10 | 35 | 35 |  |  |  | 230 | 230 | Tower | 2.19 | 0 | 1 | 900ACSR54X7 | 0 | 0 | 0 | 0 | 0 | 0 | 0 | 0 | 0 | 0 | 0 | 0 | 0 | 0 | 0 | 0 | 0 | 0 | 0 | 0 | 0 | 0 | 0 | 12 | 1
NO |  | 144 | 2016 | 11 | 1 | 1 |  |  |  | 0 | 0 |  | 0 | 0 | 0 |  | 4532433 | 65848578 | 70381011 | 0 | 0 | 0 | 0 | 0 | 0 | 0 | 0 | 0 | 0 | 0 | 0 | 0 | 0 | 0 | 0 | 0 | 0 | 0 | 0 | 12 | 1
NO |  | 144 | 2016 | 11 | 2 | 2 |  | 345kV |  | 0 | 0 |  | 0 | 0 | 0 |  | 0 | 0 | 0 | 0 | 0 | 0 | 0 | 0 | 0 | 0 | 0 | 0 | 0 | 0 | 0 | 0 | 0 | 0 | 0 | 0 | 0 | 0 | 0 | 12 | 1
NO |  | 144 | 2016 | 11 | 3 | 3 |  | 34502 CAYUGA 345 | AEP EUGENE | 345 | 345 | H-Frame | 3.17 | 0 | 1 | 954ACSR45X7B | 0 | 0 | 0 | 0 | 0 | 0 | 0 | 0 | 0 | 0 | 0 | 0 | 0 | 0 | 0 | 0 | 0 | 0 | 0 | 0 | 0 | 0 | 0 | 12 | 1
NO |  | 144 | 2016 | 11 | 4 | 4 |  | 34505 WESTWOOD | DEQUINE | 345 | 345 | Tower | 2.56 | 0 | 1 | 954ACSR45X7B | 0 | 0 | 0 | 0 | 0 | 0 | 0 | 0 | 0 | 0 | 0 | 0 | 0 | 0 | 0 | 0 | 0 | 0 | 0 | 0 | 0 | 0 | 0 | 12 | 1
NO |  | 144 | 2016 | 11 | 5 | 5 |  | 34506 GIBSON | BEDFORD 345 | 345 | 345 | H-Frame | 71.71 | 0 | 1 | 954ACSR45X7B | 0 | 0 | 0 | 0 | 0 | 0 | 0 | 0 | 0 | 0 | 0 | 0 | 0 | 0 | 0 | 0 | 0 | 0 | 0 | 0 | 0 | 0 | 0 | 12 | 1
NO |  | 144 | 2016 | 11 | 6 | 6 |  |  |  | 345 | 345 | Tower | 0.21 | 8.19 | 2 | 954ACSR45X7B | 0 | 0 | 0 | 0 | 0 | 0 | 0 | 0 | 0 | 0 | 0 | 0 | 0 | 0 | 0 | 0 | 0 | 0 | 0 | 0 | 0 | 0 | 0 | 12 | 1
NO |  | 144 | 2016 | 11 | 7 | 7 |  | 34507 GIBSON | PETERSBURG | 345 | 345 | H-Frame | 28.68 | 0 | 1 | 954ACSR45X7B | 0 | 0 | 0 | 0 | 0 | 0 | 0 | 0 | 0 | 0 | 0 | 0 | 0 | 0 | 0 | 0 | 0 | 0 | 0 | 0 | 0 | 0 | 0 | 12 | 1
NO |  | 144 | 2016 | 11 | 8 | 8 |  |  |  | 345 | 345 | Tower | 0.97 | 0 | 2 | 954ACSR45X7B | 0 | 0 | 0 | 0 | 0 | 0 | 0 | 0 | 0 | 0 | 0 | 0 | 0 | 0 | 0 | 0 | 0 | 0 | 0 | 0 | 0 | 0 | 0 | 12 | 1
NO |  | 144 | 2016 | 11 | 9 | 9 |  |  |  | 345 | 345 | H-Frame | 0.7 | 0 | 1 | 954ACSR45X7B | 0 | 0 | 0 | 0 | 0 | 0 | 0 | 0 | 0 | 0 | 0 | 0 | 0 | 0 | 0 | 0 | 0 | 0 | 0 | 0 | 0 | 0 | 0 | 12 | 1
NO |  | 144 | 2016 | 11 | 10 | 10 |  | 34508 GIBSON | WHEATLAND | 345 | 345 | H-Frame | 28.06 | 0 | 1 | 954ACSR45X7B | 0 | 0 | 0 | 0 | 0 | 0 | 0 | 0 | 0 | 0 | 0 | 0 | 0 | 0 | 0 | 0 | 0 | 0 | 0 | 0 | 0 | 0 | 0 | 12 | 1
NO |  | 144 | 2016 | 11 | 11 | 11 |  |  |  | 345 | 345 | Tower | 8.22 | 0 | 2 | 954ACSR45X7B | 0 | 0 | 0 | 0 | 0 | 0 | 0 | 0 | 0 | 0 | 0 | 0 | 0 | 0 | 0 | 0 | 0 | 0 | 0 | 0 | 0 | 0 | 0 | 12 | 1
NO |  | 144 | 2016 | 11 | 12 | 12 |  | 34509 GIBSON | ALBION (CIPS) | 345 | 345 | Tower | 0.71 | 0 | 1 | 954ACSR45X7B | 0 | 0 | 0 | 0 | 0 | 0 | 0 | 0 | 0 | 0 | 0 | 0 | 0 | 0 | 0 | 0 | 0 | 0 | 0 | 0 | 0 | 0 | 0 | 12 | 1
NO |  | 144 | 2016 | 11 | 13 | 13 |  | 34510 BATESVILLE | LGE GHENT | 345 | 345 | Tower | 1.36 | 0 | 2 | 954ACSR45X7B | 0 | 0 | 0 | 0 | 0 | 0 | 0 | 0 | 0 | 0 | 0 | 0 | 0 | 0 | 0 | 0 | 0 | 0 | 0 | 0 | 0 | 0 | 0 | 12 | 1
NO |  | 144 | 2016 | 11 | 14 | 14 |  |  |  | 345 | 345 | Tower | 3.86 | 0 | 1 | 954ACSR45X7B | 0 | 0 | 0 | 0 | 0 | 0 | 0 | 0 | 0 | 0 | 0 | 0 | 0 | 0 | 0 | 0 | 0 | 0 | 0 | 0 | 0 | 0 | 0 | 12 | 1
NO |  | 144 | 2016 | 11 | 15 | 15 |  |  |  | 345 | 345 | H-Frame | 32.16 | 0 | 1 | 954ACSR45X7B | 0 | 0 | 0 | 0 | 0 | 0 | 0 | 0 | 0 | 0 | 0 | 0 | 0 | 0 | 0 | 0 | 0 | 0 | 0 | 0 | 0 | 0 | 0 | 12 | 1
NO |  | 144 | 2016 | 11 | 16 | 16 |  | 34511 GIBSON | MEROM (HE) | 345 | 345 | H-Frame | 58.86 | 0 | 1 | 954ACSR45X7B | 0 | 0 | 0 | 0 | 0 | 0 | 0 | 0 | 0 | 0 | 0 | 0 | 0 | 0 | 0 | 0 | 0 | 0 | 0 | 0 | 0 | 0 | 0 | 12 | 1
NO |  | 144 | 2016 | 11 | 17 | 17 |  |  |  | 345 | 345 | Tower | 0 | 0.94 | 2 | 954ACSR45X7B | 0 | 0 | 0 | 0 | 0 | 0 | 0 | 0 | 0 | 0 | 0 | 0 | 0 | 0 | 0 | 0 | 0 | 0 | 0 | 0 | 0 | 0 | 0 | 12 | 1
NO |  | 144 | 2016 | 11 | 18 | 18 |  | 34516 GIBSON | FRANCISCO | 345 | 345 | H-Frame | 21.55 | 0 | 1 | 954ACSR45X7B | 0 | 0 | 0 | 0 | 0 | 0 | 0 | 0 | 0 | 0 | 0 | 0 | 0 | 0 | 0 | 0 | 0 | 0 | 0 | 0 | 0 | 0 | 0 | 12 | 1
NO |  | 144 | 2016 | 11 | 19 | 19 |  |  |  | 345 | 345 | Tower | 0.15 | 0 | 1 | 954ACSR45X7B | 0 | 0 | 0 | 0 | 0 | 0 | 0 | 0 | 0 | 0 | 0 | 0 | 0 | 0 | 0 | 0 | 0 | 0 | 0 | 0 | 0 | 0 | 0 | 12 | 1
NO |  | 144 | 2016 | 11 | 20 | 20 |  |  |  | 345 | 345 |  | 0 | 0 | 0 |  | 0 | 0 | 0 | 0 | 0 | 0 | 0 | 0 | 0 | 0 | 0 | 0 | 0 | 0 | 0 | 0 | 0 | 0 | 0 | 0 | 0 | 0 | 0 | 12 | 1
NO |  | 144 | 2016 | 11 | 21 | 21 |  | 34517 BEDFORD | COLUMBUS | 345 | 345 | H-Frame | 36.94 | 0 | 1 | 954ACSR45X7B | 0 | 0 | 0 | 0 | 0 | 0 | 0 | 0 | 0 | 0 | 0 | 0 | 0 | 0 | 0 | 0 | 0 | 0 | 0 | 0 | 0 | 0 | 0 | 12 | 1
NO |  | 144 | 2016 | 11 | 22 | 22 |  |  |  | 345 | 345 | Tower | 0 | 13.71 | 2 | 954ACSR45X7 | 0 | 0 | 0 | 0 | 0 | 0 | 0 | 0 | 0 | 0 | 0 | 0 | 0 | 0 | 0 | 0 | 0 | 0 | 0 | 0 | 0 | 0 | 0 | 12 | 1
NO |  | 144 | 2016 | 11 | 23 | 23 |  |  |  | 345 | 345 | Tower | 6.09 | 0.96 | 1 | 954ACSR45X7B | 0 | 0 | 0 | 0 | 0 | 0 | 0 | 0 | 0 | 0 | 0 | 0 | 0 | 0 | 0 | 0 | 0 | 0 | 0 | 0 | 0 | 0 | 0 | 12 | 1
NO |  | 144 | 2016 | 11 | 24 | 24 |  |  |  | 345 | 345 |  | 0 | 0 | 0 |  | 0 | 0 | 0 | 0 | 0 | 0 | 0 | 0 | 0 | 0 | 0 | 0 | 0 | 0 | 0 | 0 | 0 | 0 | 0 | 0 | 0 | 0 | 0 | 12 | 1
NO |  | 144 | 2016 | 11 | 25 | 25 |  | 34518 WALTON | LEESBURG (NIPSCO) | 345 | 345 | H-Frame | 26.4 | 0 | 2 | 954ACSR45X7B | 0 | 0 | 0 | 0 | 0 | 0 | 0 | 0 | 0 | 0 | 0 | 0 | 0 | 0 | 0 | 0 | 0 | 0 | 0 | 0 | 0 | 0 | 0 | 12 | 1
NO |  | 144 | 2016 | 11 | 26 | 26 |  |  |  | 345 | 345 |  | 0 | 0 | 0 |  | 0 | 0 | 0 | 0 | 0 | 0 | 0 | 0 | 0 | 0 | 0 | 0 | 0 | 0 | 0 | 0 | 0 | 0 | 0 | 0 | 0 | 0 | 0 | 12 | 1
NO |  | 144 | 2016 | 11 | 27 | 27 |  |  |  | 345 | 345 | Tower | 6.34 | 0 | 1 | 954ACSR45X7B | 0 | 0 | 0 | 0 | 0 | 0 | 0 | 0 | 0 | 0 | 0 | 0 | 0 | 0 | 0 | 0 | 0 | 0 | 0 | 0 | 0 | 0 | 0 | 12 | 1
NO |  | 144 | 2016 | 11 | 28 | 28 |  |  |  | 345 | 345 |  | 0 | 0 | 0 |  | 0 | 0 | 0 | 0 | 0 | 0 | 0 | 0 | 0 | 0 | 0 | 0 | 0 | 0 | 0 | 0 | 0 | 0 | 0 | 0 | 0 | 0 | 0 | 12 | 1
NO |  | 144 | 2016 | 11 | 29 | 29 |  | 34520 MEROM | DRESSER | 345 | 345 | H-Frame | 21.22 | 0 | 1 | 954ACSR45X7B | 0 | 0 | 0 | 0 | 0 | 0 | 0 | 0 | 0 | 0 | 0 | 0 | 0 | 0 | 0 | 0 | 0 | 0 | 0 | 0 | 0 | 0 | 0 | 12 | 1
NO |  | 144 | 2016 | 11 | 30 | 30 |  | 34521 BEDFORD LOST RIVER | PETERSBURG | 345 | 345 | H-Frame | 51.33 | 0 | 1 | 954ACSR45X7B | 0 | 0 | 0 | 0 | 0 | 0 | 0 | 0 | 0 | 0 | 0 | 0 | 0 | 0 | 0 | 0 | 0 | 0 | 0 | 0 | 0 | 0 | 0 | 12 | 1
NO |  | 144 | 2016 | 11 | 31 | 31 |  |  |  | 345 | 345 | Tower | 14.43 | 0 | 1 | 954ACSR45X7B | 0 | 0 | 0 | 0 | 0 | 0 | 0 | 0 | 0 | 0 | 0 | 0 | 0 | 0 | 0 | 0 | 0 | 0 | 0 | 0 | 0 | 0 | 0 | 12 | 1
NO |  | 144 | 2016 | 11 | 32 | 32 |  |  |  | 345 | 345 |  | 0 | 0 | 0 |  | 0 | 0 | 0 | 0 | 0 | 0 | 0 | 0 | 0 | 0 | 0 | 0 | 0 | 0 | 0 | 0 | 0 | 0 | 0 | 0 | 0 | 0 | 0 | 12 | 1
NO |  | 144 | 2016 | 11 | 33 | 33 |  | 34524 QUALITECH | WHITESTOWN | 345 | 345 | H-Frame | 11.52 | 0 | 1 | 954ACSR45X7B | 0 | 0 | 0 | 0 | 0 | 0 | 0 | 0 | 0 | 0 | 0 | 0 | 0 | 0 | 0 | 0 | 0 | 0 | 0 | 0 | 0 | 0 | 0 | 12 | 1
NO |  | 144 | 2016 | 11 | 34 | 34 |  |  |  | 345 | 345 |  | 0 | 0 | 0 |  | 0 | 0 | 0 | 0 | 0 | 0 | 0 | 0 | 0 | 0 | 0 | 0 | 0 | 0 | 0 | 0 | 0 | 0 | 0 | 0 | 0 | 0 | 0 | 12 | 1
NO |  | 144 | 2016 | 11 | 35 | 35 |  |  |  | 345 | 345 | Pole | 1.39 | 0 | 1 | 954ACSR45X7B | 0 | 0 | 0 | 0 | 0 | 0 | 0 | 0 | 0 | 0 | 0 | 0 | 0 | 0 | 0 | 0 | 0 | 0 | 0 | 0 | 0 | 0 | 0 | 12 | 1
NO |  | 144 | 2016 | 12 | 1 | 1 |  |  |  | 345 | 345 |  | 0 | 0 | 0 |  | 0 | 0 | 0 | 0 | 0 | 0 | 0 | 0 | 0 | 0 | 0 | 0 | 0 | 0 | 0 | 0 | 0 | 0 | 0 | 0 | 0 | 0 | 0 | 12 | 1
NO |  | 144 | 2016 | 12 | 2 | 2 |  | 34525 LG&E TRIMBLE JCT | GHENT GEN STA (KUCONN) | 345 | 345 | H-Frame | 2.22 | 0 | 1 | 2167ACSR72X7 | 0 | 0 | 0 | 0 | 0 | 0 | 0 | 0 | 0 | 0 | 0 | 0 | 0 | 0 | 0 | 0 | 0 | 0 | 0 | 0 | 0 | 0 | 0 | 12 | 1
NO |  | 144 | 2016 | 12 | 3 | 3 |  |  |  | 345 | 345 | H-Frame | 16.73 | 0 | 1 | 954ACSR45X7B | 0 | 0 | 0 | 0 | 0 | 0 | 0 | 0 | 0 | 0 | 0 | 0 | 0 | 0 | 0 | 0 | 0 | 0 | 0 | 0 | 0 | 0 | 0 | 12 | 1
NO |  | 144 | 2016 | 12 | 4 | 4 |  |  |  | 345 | 345 | Pole | 0.19 | 0 | 1 | 2167ACSR72X7 | 0 | 0 | 0 | 0 | 0 | 0 | 0 | 0 | 0 | 0 | 0 | 0 | 0 | 0 | 0 | 0 | 0 | 0 | 0 | 0 | 0 | 0 | 0 | 12 | 1
NO |  | 144 | 2016 | 12 | 5 | 5 |  |  |  | 345 | 345 | Tower | 14.15 | 0 | 1 | 2167ACSR72X7 | 0 | 0 | 0 | 0 | 0 | 0 | 0 | 0 | 0 | 0 | 0 | 0 | 0 | 0 | 0 | 0 | 0 | 0 | 0 | 0 | 0 | 0 | 0 | 12 | 1
NO |  | 144 | 2016 | 12 | 6 | 6 |  |  |  | 345 | 345 | Tower | 4.18 | 2.16 | 2 | 954ACSR45X7B | 0 | 0 | 0 | 0 | 0 | 0 | 0 | 0 | 0 | 0 | 0 | 0 | 0 | 0 | 0 | 0 | 0 | 0 | 0 | 0 | 0 | 0 | 0 | 12 | 1
NO |  | 144 | 2016 | 12 | 7 | 7 |  | 34528 EDWARDSPORT IGCC STA | AMO | 345 | 345 | H-Frame | 72.94 | 0 | 1 | 954ACSR45X7B | 0 | 0 | 0 | 0 | 0 | 0 | 0 | 0 | 0 | 0 | 0 | 0 | 0 | 0 | 0 | 0 | 0 | 0 | 0 | 0 | 0 | 0 | 0 | 12 | 1
NO |  | 144 | 2016 | 12 | 8 | 8 |  |  |  | 345 | 345 |  | 0 | 0 | 0 |  | 0 | 0 | 0 | 0 | 0 | 0 | 0 | 0 | 0 | 0 | 0 | 0 | 0 | 0 | 0 | 0 | 0 | 0 | 0 | 0 | 0 | 0 | 0 | 12 | 1
NO |  | 144 | 2016 | 12 | 9 | 9 |  | 34529 WESTWOOD | OLIVE | 345 | 345 | Tower | 0 | 2.65 | 2 | 954ACSR45X7B | 0 | 0 | 0 | 0 | 0 | 0 | 0 | 0 | 0 | 0 | 0 | 0 | 0 | 0 | 0 | 0 | 0 | 0 | 0 | 0 | 0 | 0 | 0 | 12 | 1
NO |  | 144 | 2016 | 12 | 10 | 10 |  | 34530 SPEED | LG&E TRIMBLE | 345 | 345 | Pole | 9.81 | 0 | 2 | 2167ACSR72X7 | 0 | 0 | 0 | 0 | 0 | 0 | 0 | 0 | 0 | 0 | 0 | 0 | 0 | 0 | 0 | 0 | 0 | 0 | 0 | 0 | 0 | 0 | 0 | 12 | 1
NO |  | 144 | 2016 | 12 | 11 | 11 |  |  |  | 345 | 345 | Tower | 11.63 | 0 | 1 | 2167ACSR72x7 | 0 | 0 | 0 | 0 | 0 | 0 | 0 | 0 | 0 | 0 | 0 | 0 | 0 | 0 | 0 | 0 | 0 | 0 | 0 | 0 | 0 | 0 | 0 | 12 | 1
NO |  | 144 | 2016 | 12 | 12 | 12 |  | 34531 AMO | QUALITECH | 345 | 345 | H-Frame | 13.46 | 0 | 1 | 954ACSR45X7B | 0 | 0 | 0 | 0 | 0 | 0 | 0 | 0 | 0 | 0 | 0 | 0 | 0 | 0 | 0 | 0 | 0 | 0 | 0 | 0 | 0 | 0 | 0 | 12 | 1
NO |  | 144 | 2016 | 12 | 13 | 13 |  |  |  | 345 | 345 | Tower | 0.96 | 0 | 1 | 954ACSR45X7B | 0 | 0 | 0 | 0 | 0 | 0 | 0 | 0 | 0 | 0 | 0 | 0 | 0 | 0 | 0 | 0 | 0 | 0 | 0 | 0 | 0 | 0 | 0 | 12 | 1
NO |  | 144 | 2016 | 12 | 14 | 14 |  | 34535 CAYUGA 345 | CAYUGA 212 | 345 | 345 | H-Frame | 1.12 | 0 | 1 | 954ACSR45X7B | 0 | 0 | 0 | 0 | 0 | 0 | 0 | 0 | 0 | 0 | 0 | 0 | 0 | 0 | 0 | 0 | 0 | 0 | 0 | 0 | 0 | 0 | 0 | 12 | 1
NO |  | 144 | 2016 | 12 | 15 | 15 |  | 34537 FRANCISCO | DUFF | 345 | 345 | H-Frame | 21.95 | 0 | 1 | 954ACSR45X7B | 0 | 0 | 0 | 0 | 0 | 0 | 0 | 0 | 0 | 0 | 0 | 0 | 0 | 0 | 0 | 0 | 0 | 0 | 0 | 0 | 0 | 0 | 0 | 12 | 1
NO |  | 144 | 2016 | 12 | 16 | 16 |  |  |  | 345 | 345 |  | 0 | 0 | 0 |  | 0 | 0 | 0 | 0 | 0 | 0 | 0 | 0 | 0 | 0 | 0 | 0 | 0 | 0 | 0 | 0 | 0 | 0 | 0 | 0 | 0 | 0 | 0 | 12 | 1
NO |  | 144 | 2016 | 12 | 17 | 17 |  |  |  | 345 | 345 | Tower | 0.43 | 0 | 0 | 954ACSR45X7B | 0 | 0 | 0 | 0 | 0 | 0 | 0 | 0 | 0 | 0 | 0 | 0 | 0 | 0 | 0 | 0 | 0 | 0 | 0 | 0 | 0 | 0 | 0 | 12 | 1
NO |  | 144 | 2016 | 12 | 18 | 18 |  |  |  | 345 | 345 |  | 0 | 0 | 0 |  | 0 | 0 | 0 | 0 | 0 | 0 | 0 | 0 | 0 | 0 | 0 | 0 | 0 | 0 | 0 | 0 | 0 | 0 | 0 | 0 | 0 | 0 | 0 | 12 | 1
NO |  | 144 | 2016 | 12 | 19 | 19 |  | 34539 HE RAMSEY | SPEED | 345 | 345 | H-Frame | 16.64 | 0 | 2 | 954ACSR45X7B | 0 | 0 | 0 | 0 | 0 | 0 | 0 | 0 | 0 | 0 | 0 | 0 | 0 | 0 | 0 | 0 | 0 | 0 | 0 | 0 | 0 | 0 | 0 | 12 | 1
NO |  | 144 | 2016 | 12 | 20 | 20 |  |  |  | 345 | 345 |  | 0 | 0 | 0 |  | 0 | 0 | 0 | 0 | 0 | 0 | 0 | 0 | 0 | 0 | 0 | 0 | 0 | 0 | 0 | 0 | 0 | 0 | 0 | 0 | 0 | 0 | 0 | 12 | 1
NO |  | 144 | 2016 | 12 | 21 | 21 |  |  |  | 345 | 345 | Tower | 11.36 | 0 | 1 | 954ACSR45X7B | 0 | 0 | 0 | 0 | 0 | 0 | 0 | 0 | 0 | 0 | 0 | 0 | 0 | 0 | 0 | 0 | 0 | 0 | 0 | 0 | 0 | 0 | 0 | 12 | 1
NO |  | 144 | 2016 | 12 | 22 | 22 |  | 34540 WHEATLAND SW STA | EDWARDSPORT IGCC STA | 345 | 345 | H-Frame | 10.85 | 0 | 1 | 954ACSR45X7B | 0 | 0 | 0 | 0 | 0 | 0 | 0 | 0 | 0 | 0 | 0 | 0 | 0 | 0 | 0 | 0 | 0 | 0 | 0 | 0 | 0 | 0 | 0 | 12 | 1
NO |  | 144 | 2016 | 12 | 23 | 23 |  | 34543 VECTREN DUFF | HE RAMSEY | 345 | 345 | H-Frame | 47.5 | 0 | 2 | 954ACSR45X7B | 0 | 0 | 0 | 0 | 0 | 0 | 0 | 0 | 0 | 0 | 0 | 0 | 0 | 0 | 0 | 0 | 0 | 0 | 0 | 0 | 0 | 0 | 0 | 12 | 1
NO |  | 144 | 2016 | 12 | 24 | 24 |  |  |  | 345 | 345 |  | 0 | 0 | 0 |  | 0 | 0 | 0 | 0 | 0 | 0 | 0 | 0 | 0 | 0 | 0 | 0 | 0 | 0 | 0 | 0 | 0 | 0 | 0 | 0 | 0 | 0 | 0 | 12 | 1
NO |  | 144 | 2016 | 12 | 25 | 25 |  |  |  | 0 | 0 |  | 0 | 0 | 0 |  | 11356431 | 131402548 | 142758979 | 0 | 0 | 0 | 0 | 0 | 0 | 0 | 0 | 0 | 0 | 0 | 0 | 0 | 0 | 0 | 0 | 0 | 0 | 0 | 0 | 12 | 1
NO |  | 144 | 2016 | 12 | 26 | 26 |  | Foot notes: |  | 0 | 0 |  | 0 | 0 | 0 |  | 0 | 0 | 0 | 0 | 0 | 0 | 0 | 0 | 0 | 0 | 0 | 0 | 0 | 0 | 0 | 0 | 0 | 0 | 0 | 0 | 0 | 0 | 0 | 12 | 1
NO |  | 144 | 2016 | 12 | 27 | 27 |  | Lower voltage lines that | are double ckt with higher | 0 | 0 |  | 0 | 0 | 0 |  | 0 | 0 | 0 | 0 | 0 | 0 | 0 | 0 | 0 | 0 | 0 | 0 | 0 | 0 | 0 | 0 | 0 | 0 | 0 | 0 | 0 | 0 | 0 | 12 | 1
NO |  | 144 | 2016 | 12 | 28 | 28 |  | voltage lines are reported | n column (g) | 0 | 0 |  | 0 | 0 | 0 |  | 0 | 0 | 0 | 0 | 0 | 0 | 0 | 0 | 0 | 0 | 0 | 0 | 0 | 0 | 0 | 0 | 0 | 0 | 0 | 0 | 0 | 0 | 0 | 12 | 1
NO |  | 144 | 2016 | 12 | 30 | 30 |  | O&M Expenses |  | 0 | 0 |  | 0 | 0 | 0 |  | 0 | 0 | 0 | 762246 | 10223316 | 0 | 10985562 | 0 | 0 | 0 | 0 | 0 | 0 | 0 | 0 | 0 | 0 | 0 | 0 | 0 | 0 | 0 | 0 | 12 | 1
NO |  | 145 | 2016 | 0 | 1 | 1 |  | (7005)FINNEY SW STA | LAMAR 345KV SW STA | 345 | 345 | H-FRAME | 2.94 | 0 | 1 | 6-795 KCMIL ACSR | 0 | 5092270 | 5092270 | 0 | 0 | 0 | 0 | 0 | 0 | 0 | 0 | 0 | 0 | 0 | 0 | 0 | 0 | 0 | 0 | 0 | 0 | 0 | 0 | 12 | 1
NO |  | 145 | 2016 | 0 | 2 | 2 |  |  |  | 345 | 345 | SINGLE POLE | 23.65 | 0 | 1 | 6-795 KCMIL ACSR | 0 | 0 | 0 | 0 | 0 | 0 | 0 | 0 | 0 | 0 | 0 | 0 | 0 | 0 | 0 | 0 | 0 | 0 | 0 | 0 | 0 | 0 | 0 | 12 | 1
NO |  | 145 | 2016 | 0 | 3 | 3 |  | (7015)COMANCHE | DANIELS PARK | 345 | 345 | SINGLE POLE | 114.4 | 0 | 1 | 6-954 KCMIL ACSR | 4119208 | 38826905 | 42946113 | 0 | 0 | 0 | 0 | 0 | 0 | 0 | 0 | 0 | 0 | 0 | 0 | 0 | 0 | 0 | 0 | 0 | 0 | 0 | 0 | 12 | 1
NO |  | 145 | 2016 | 0 | 4 | 4 |  | (7017)COMANCHE | DANIELS PARK | 345 | 345 | SINGLE POLE | 0.03 | 114.39 | 1 | 6-954 KCMIL ACSR | -301372 | 28041060 | 27739687 | 0 | 0 | 0 | 0 | 0 | 0 | 0 | 0 | 0 | 0 | 0 | 0 | 0 | 0 | 0 | 0 | 0 | 0 | 0 | 0 | 12 | 1
NO |  | 145 | 2016 | 0 | 5 | 5 |  | (7051)MIDWAY | WATERTON | 345 | 345 | SINGLE POLE | 8.91 | 0 | 1 | 6-1272 ACSR | 20044 | 7933131 | 7953175 | 0 | 0 | 0 | 0 | 0 | 0 | 0 | 0 | 0 | 0 | 0 | 0 | 0 | 0 | 0 | 0 | 0 | 0 | 0 | 0 | 12 | 1
NO |  | 145 | 2016 | 0 | 6 | 6 |  |  |  | 345 | 345 | SINGLE POLE | 72.68 | 0 | 1 | 6-954 KCMIL ACSR | 0 | 0 | 0 | 0 | 0 | 0 | 0 | 0 | 0 | 0 | 0 | 0 | 0 | 0 | 0 | 0 | 0 | 0 | 0 | 0 | 0 | 0 | 0 | 12 | 1
NO |  | 145 | 2016 | 0 | 7 | 7 |  | (7081)MISSILE SITE | SMOKY HILL | 345 | 345 | H-FRAME | 0.4 | 0 | 1 | 6-1272 ACSR | 1690893 | 41435581 | 43126474 | 0 | 0 | 0 | 0 | 0 | 0 | 0 | 0 | 0 | 0 | 0 | 0 | 0 | 0 | 0 | 0 | 0 | 0 | 0 | 0 | 12 | 1
NO |  | 145 | 2016 | 0 | 8 | 8 |  |  |  | 345 | 345 | SINGLE POLE | 41.49 | 0 | 1 | 6-1272 ACSR | 0 | 0 | 0 | 0 | 0 | 0 | 0 | 0 | 0 | 0 | 0 | 0 | 0 | 0 | 0 | 0 | 0 | 0 | 0 | 0 | 0 | 0 | 0 | 12 | 1
NO |  | 145 | 2016 | 0 | 9 | 9 |  | (7091)MISSILE SITE | PAWNEE SW YARD | 345 | 345 | SINGLE POLE | 51.47 | 0 | 1 | 6-1272 ACSR | 1745614 | 44499981 | 46245594 | 0 | 0 | 0 | 0 | 0 | 0 | 0 | 0 | 0 | 0 | 0 | 0 | 0 | 0 | 0 | 0 | 0 | 0 | 0 | 0 | 12 | 1
NO |  | 145 | 2016 | 0 | 10 | 10 |  | (7300)CRAIG SW YARD | RIFLE UTE | 345 | 345 | SINGLE POLE | 81.74 | 0 | 1 | 6-1272 ACSR | 264435 | 7311760 | 7576195 | 0 | 0 | 0 | 0 | 661450561 | 0 | 0 | 0 | 0 | 0 | 0 | 0 | 0 | 0 | 0 | 0 | 0 | 0 | 0 | 0 | 12 | 1
NO |  | 145 | 2016 | 0 | 11 | 11 |  | (7302)RIFLE UTE | UTE GRAND JCT | 345 | 345 | SINGLE POLE | 7.61 | 0 | 1 | 6-1272 ACSR | 1850289 | 26408340 | 28258628 | 0 | 0 | 0 | 0 | 661450562 | 0 | 0 | 0 | 0 | 0 | 0 | 0 | 0 | 0 | 0 | 0 | 0 | 0 | 0 | 0 | 12 | 1
NO |  | 145 | 2016 | 0 | 12 | 12 |  |  |  | 345 | 345 | TOWER | 48.86 | 0 | 1 | 6-1272 ACSR | 0 | 0 | 0 | 0 | 0 | 0 | 0 | 0 | 0 | 0 | 0 | 0 | 0 | 0 | 0 | 0 | 0 | 0 | 0 | 0 | 0 | 0 | 0 | 12 | 1
NO |  | 145 | 2016 | 0 | 13 | 13 |  | (7303)SAN JUAN | UTE GRAND JCT | 345 | 345 | STL.-LATTICE | 177.18 | 0 | 1 | 6-1272 ACSR | 179564 | 3805991 | 3985555 | 0 | 0 | 0 | 0 | 661450563 | 0 | 0 | 0 | 0 | 0 | 0 | 0 | 0 | 0 | 0 | 0 | 0 | 0 | 0 | 0 | 12 | 1
NO |  | 145 | 2016 | 0 | 14 | 14 |  | (3000)BLUE RIVER | HAYDEN | 230 | 345 | SINGLE POLE | 0.46 | 0 | 1 | 6-1272 ACSR | 526374 | 5517188 | 6043562 | 0 | 0 | 0 | 0 | 661450422 | 0 | 0 | 0 | 0 | 0 | 0 | 0 | 0 | 0 | 0 | 0 | 0 | 0 | 0 | 0 | 12 | 1
NO |  | 145 | 2016 | 0 | 15 | 15 |  |  |  | 230 | 345 | TOWER | 85.81 | 0 | 1 | 6-1272 ACSR | 0 | 0 | 0 | 0 | 0 | 0 | 0 | 0 | 0 | 0 | 0 | 0 | 0 | 0 | 0 | 0 | 0 | 0 | 0 | 0 | 0 | 0 | 0 | 12 | 1
NO |  | 145 | 2016 | 0 | 16 | 16 |  | (3005)SAN LUIS VALLEY | SAN LUIS VALLEY EAST | 230 | 230 | 3 POLE | 0.15 | 0.04 | 1 | 3-1272 ACSR | 0 | 11888 | 11888 | 0 | 0 | 0 | 0 | 0 | 0 | 0 | 0 | 0 | 0 | 0 | 0 | 0 | 0 | 0 | 0 | 0 | 0 | 0 | 0 | 12 | 1
NO |  | 145 | 2016 | 0 | 17 | 17 |  | (3006)PONCHA WAPA | SAN LUIS VALLEY | 230 | 230 | TOWER | 7.67 | 0 | 1 | 6-636 KCMIL ACSR | 295121 | 5294592 | 5589714 | 0 | 0 | 0 | 0 | 661450555 | 0 | 0 | 0 | 0 | 0 | 0 | 0 | 0 | 0 | 0 | 0 | 0 | 0 | 0 | 0 | 12 | 1
NO |  | 145 | 2016 | 0 | 18 | 18 |  |  |  | 230 | 230 | WOOD-H-FRAME | 54.63 | 0 | 1 | 6-636 KCMIL ACSR | 0 | 0 | 0 | 0 | 0 | 0 | 0 | 0 | 0 | 0 | 0 | 0 | 0 | 0 | 0 | 0 | 0 | 0 | 0 | 0 | 0 | 0 | 0 | 12 | 1
NO |  | 145 | 2016 | 0 | 19 | 19 |  | (3007)RIFLE | RIFLE UTE | 230 | 230 | SINGLE POLE | 3.35 | 0 | 1 | 3-1272 ACSR | 0 | 150855 | 150855 | 0 | 0 | 0 | 0 | 661450556 | 0 | 0 | 0 | 0 | 0 | 0 | 0 | 0 | 0 | 0 | 0 | 0 | 0 | 0 | 0 | 12 | 1
NO |  | 145 | 2016 | 0 | 20 | 20 |  | (3008)CRAIG SW YARD | HAYDEN | 230 | 345 | TOWER | 24.77 | 0.09 | 1 | 6-1272 ACSR | 0 | 907584 | 907584 | 0 | 0 | 0 | 0 | 661450557 | 0 | 0 | 0 | 0 | 0 | 0 | 0 | 0 | 0 | 0 | 0 | 0 | 0 | 0 | 0 | 12 | 1
NO |  | 145 | 2016 | 0 | 21 | 21 |  | (5003)CABIN CREEK | LOOKOUT | 230 | 230 | TOWER | 30.94 | 0 | 1 | 3-1033.5 ACSR | 126008 | 4410065 | 4536073 | 0 | 0 | 0 | 0 | 0 | 0 | 0 | 0 | 0 | 0 | 0 | 0 | 0 | 0 | 0 | 0 | 0 | 0 | 0 | 0 | 12 | 1
NO |  | 145 | 2016 | 0 | 22 | 22 |  | (5005)CABIN CREEK | LOOKOUT | 230 | 230 | SINGLE POLE | 0.06 | 0 | 1 | 3-1033.5 ACSR | 0 | 0 | 0 | 0 | 0 | 0 | 0 | 0 | 0 | 0 | 0 | 0 | 0 | 0 | 0 | 0 | 0 | 0 | 0 | 0 | 0 | 0 | 0 | 12 | 1
NO |  | 145 | 2016 | 0 | 23 | 23 |  |  |  | 230 | 230 | TOWER | 0 | 30.94 | 1 | 3-1033.5 ACSR | 0 | 0 | 0 | 0 | 0 | 0 | 0 | 0 | 0 | 0 | 0 | 0 | 0 | 0 | 0 | 0 | 0 | 0 | 0 | 0 | 0 | 0 | 0 | 12 | 1
NO |  | 145 | 2016 | 0 | 24 | 24 |  | (5007)CABINE CREEK | DILLON | 230 | 230 | SINGLE POLE | 0.05 | 0 | 1 | 6-636 KCMIL ACSR | 348227 | 4685481 | 5033708 | 0 | 0 | 0 | 0 | 0 | 0 | 0 | 0 | 0 | 0 | 0 | 0 | 0 | 0 | 0 | 0 | 0 | 0 | 0 | 0 | 12 | 1
NO |  | 145 | 2016 | 0 | 25 | 25 |  |  |  | 230 | 345 | SINGLE POLE | 18.23 | 0 | 1 | 6-636 KCMIL ACSR | 0 | 0 | 0 | 0 | 0 | 0 | 0 | 0 | 0 | 0 | 0 | 0 | 0 | 0 | 0 | 0 | 0 | 0 | 0 | 0 | 0 | 0 | 0 | 12 | 1
NO |  | 145 | 2016 | 0 | 26 | 26 |  |  |  | 230 | 345 | TOWER | 1.32 | 0 | 1 | 6-636 KCMIL ACSR | 0 | 0 | 0 | 0 | 0 | 0 | 0 | 0 | 0 | 0 | 0 | 0 | 0 | 0 | 0 | 0 | 0 | 0 | 0 | 0 | 0 | 0 | 0 | 12 | 1
NO |  | 145 | 2016 | 0 | 27 | 27 |  |  |  | 230 | 230 | TOWER | 0.22 | 1.99 | 1 | 6-636 KCMIL ACSR | 0 | 0 | 0 | 0 | 0 | 0 | 0 | 0 | 0 | 0 | 0 | 0 | 0 | 0 | 0 | 0 | 0 | 0 | 0 | 0 | 0 | 0 | 0 | 12 | 1
NO |  | 145 | 2016 | 0 | 28 | 28 |  | (5021)CHEROKEE SW YARD | RIDGE | 230 | 230 | SINGLE POLE | 0.53 | 0 | 1 | 3-1033.5 ACSR | 114060 | 2229910 | 2343970 | 0 | 0 | 0 | 0 | 0 | 0 | 0 | 0 | 0 | 0 | 0 | 0 | 0 | 0 | 0 | 0 | 0 | 0 | 0 | 0 | 12 | 1
NO |  | 145 | 2016 | 0 | 29 | 29 |  |  |  | 230 | 230 | TOWER | 8.42 | 0.06 | 1 | 3-1033.5 ACSR | 0 | 0 | 0 | 0 | 0 | 0 | 0 | 0 | 0 | 0 | 0 | 0 | 0 | 0 | 0 | 0 | 0 | 0 | 0 | 0 | 0 | 0 | 0 | 12 | 1
NO |  | 145 | 2016 | 0 | 30 | 30 |  | (5023)SODA LAKES | WATERTON | 230 | 230 | SINGLE POLE | 4 | 0 | 1 | 3-1033.5 ACSR | 263039 | 1438412 | 1701452 | 0 | 0 | 0 | 0 | 0 | 0 | 0 | 0 | 0 | 0 | 0 | 0 | 0 | 0 | 0 | 0 | 0 | 0 | 0 | 0 | 12 | 1
NO |  | 145 | 2016 | 0 | 31 | 31 |  |  |  | 230 | 230 | SINGLE POLE | 0.37 | 0 | 1 | 3-1272 ACSR | 0 | 0 | 0 | 0 | 0 | 0 | 0 | 0 | 0 | 0 | 0 | 0 | 0 | 0 | 0 | 0 | 0 | 0 | 0 | 0 | 0 | 0 | 0 | 12 | 1
NO |  | 145 | 2016 | 0 | 32 | 32 |  |  |  | 230 | 230 | TOWER | 12.14 | 0 | 1 | 3-1033.5 ACSR | 0 | 0 | 0 | 0 | 0 | 0 | 0 | 0 | 0 | 0 | 0 | 0 | 0 | 0 | 0 | 0 | 0 | 0 | 0 | 0 | 0 | 0 | 0 | 12 | 1
NO |  | 145 | 2016 | 0 | 33 | 33 |  | (5025)LOOKOUT | PLAINS END SW STA | 230 | 230 | SINGLE POLE | 4.18 | 0 | 1 | 3-1033.5 ACSR | 167372 | 930919 | 1098291 | 0 | 0 | 0 | 0 | 0 | 0 | 0 | 0 | 0 | 0 | 0 | 0 | 0 | 0 | 0 | 0 | 0 | 0 | 0 | 0 | 12 | 1
NO |  | 145 | 2016 | 0 | 34 | 34 |  |  |  | 230 | 230 | TOWER | 6.37 | 0 | 1 | 3-1033.5 ACSR | 0 | 0 | 0 | 0 | 0 | 0 | 0 | 0 | 0 | 0 | 0 | 0 | 0 | 0 | 0 | 0 | 0 | 0 | 0 | 0 | 0 | 0 | 0 | 12 | 1
NO |  | 145 | 2016 | 0 | 35 | 35 |  | (5027)LOOKOUT | PLAINS END SW STA | 230 | 230 | SINGLE POLE | 0.06 | 3.03 | 1 | 3-1033.5 ACSR | 133728 | 1446011 | 1579739 | 0 | 0 | 0 | 0 | 0 | 0 | 0 | 0 | 0 | 0 | 0 | 0 | 0 | 0 | 0 | 0 | 0 | 0 | 0 | 0 | 12 | 1
NO |  | 145 | 2016 | 0 | 36 | 36 |  | TOTAL |  | 0 | 0 |  | 3792.86 | 814.52 | 250 |  | 63495758 | 928878806 | 992374568 | 2297301 | 8045001 | 2320972 | 12663274 | 0 | 0 | 0 | 0 | 0 | 0 | 0 | 0 | 0 | 0 | 0 | 0 | 0 | 0 | 0 | 0 | 12 | 1
NO |  | 145 | 2016 | 1 | 1 | 1 |  |  |  | 230 | 230 | SINGLE POLE | 1.05 | 0 | 1 | 3-1272 ACSR | 0 | 0 | 0 | 0 | 0 | 0 | 0 | 0 | 0 | 0 | 0 | 0 | 0 | 0 | 0 | 0 | 0 | 0 | 0 | 0 | 0 | 0 | 0 | 12 | 1
NO |  | 145 | 2016 | 1 | 2 | 2 |  |  |  | 230 | 230 | TOWER | 0 | 6.35 | 1 | 3-1033.5 ACSR | 0 | 0 | 0 | 0 | 0 | 0 | 0 | 0 | 0 | 0 | 0 | 0 | 0 | 0 | 0 | 0 | 0 | 0 | 0 | 0 | 0 | 0 | 0 | 12 | 1
NO |  | 145 | 2016 | 1 | 3 | 3 |  | (5029)LOOKOUT | RIDGE | 230 | 230 | SINGLE POLE | 0.36 | 0 | 1 | 3-1033.5 ACSR | 167372 | 930919 | 1098291 | 0 | 0 | 0 | 0 | 0 | 0 | 0 | 0 | 0 | 0 | 0 | 0 | 0 | 0 | 0 | 0 | 0 | 0 | 0 | 0 | 12 | 1
NO |  | 145 | 2016 | 1 | 4 | 4 |  |  |  | 230 | 230 | TOWER | 5.06 | 6.24 | 1 | 3-1033.5 ACSR | 0 | 0 | 0 | 0 | 0 | 0 | 0 | 0 | 0 | 0 | 0 | 0 | 0 | 0 | 0 | 0 | 0 | 0 | 0 | 0 | 0 | 0 | 0 | 12 | 1
NO |  | 145 | 2016 | 1 | 5 | 5 |  | (5047)FT LUPTON | HENRY LAKE | 230 | 230 | TOWER | 6.96 | 0 | 1 | 3-1033.5 ACSR | 24928 | 843672 | 868600 | 0 | 0 | 0 | 0 | 0 | 0 | 0 | 0 | 0 | 0 | 0 | 0 | 0 | 0 | 0 | 0 | 0 | 0 | 0 | 0 | 12 | 1
NO |  | 145 | 2016 | 1 | 6 | 6 |  | (5055)CHEROKEE SW YARD | SILVER SADDLE | 230 | 230 | TOWER | 9.91 | 0 | 1 | 6-636 KCMIL ACSR | 192674 | 822986 | 1015661 | 0 | 0 | 0 | 0 | 0 | 0 | 0 | 0 | 0 | 0 | 0 | 0 | 0 | 0 | 0 | 0 | 0 | 0 | 0 | 0 | 12 | 1
NO |  | 145 | 2016 | 1 | 7 | 7 |  | (5057)CHEROKEE SW YARD | LACOMBE | 230 | 230 | SINGLE POLE | 4.31 | 0.04 | 1 | 6-954 KCMIL AAC | 0 | 3450626 | 3450626 | 0 | 0 | 0 | 0 | 0 | 0 | 0 | 0 | 0 | 0 | 0 | 0 | 0 | 0 | 0 | 0 | 0 | 0 | 0 | 0 | 12 | 1
NO |  | 145 | 2016 | 1 | 8 | 8 |  |  |  | 230 | 230 | UNDERGROUND | 0.28 | 0 | 1 | 2000 KCMIL CU | 0 | 0 | 0 | 0 | 0 | 0 | 0 | 0 | 0 | 0 | 0 | 0 | 0 | 0 | 0 | 0 | 0 | 0 | 0 | 0 | 0 | 0 | 0 | 12 | 1
NO |  | 145 | 2016 | 1 | 9 | 9 |  | (5067)CHEROKEE SW YARD | RIDGE | 230 | 230 | SINGLE POLE | 0.14 | 1.63 | 1 | 3-1033.5 ACSR | 0 | 558610 | 558610 | 0 | 0 | 0 | 0 | 0 | 0 | 0 | 0 | 0 | 0 | 0 | 0 | 0 | 0 | 0 | 0 | 0 | 0 | 0 | 0 | 12 | 1
NO |  | 145 | 2016 | 1 | 10 | 10 |  |  |  | 230 | 230 | TOWER | 0.16 | 7.19 | 1 | 3-1033.5 ACSR | 0 | 0 | 0 | 0 | 0 | 0 | 0 | 0 | 0 | 0 | 0 | 0 | 0 | 0 | 0 | 0 | 0 | 0 | 0 | 0 | 0 | 0 | 0 | 12 | 1
NO |  | 145 | 2016 | 1 | 11 | 11 |  | (5085)DANIELS PARK | WATERTON | 230 | 230 | SINGLE POLE | 0.83 | 0 | 1 | 3-1033.5 ACSR | 123657 | 1899638 | 2023295 | 0 | 0 | 0 | 0 | 0 | 0 | 0 | 0 | 0 | 0 | 0 | 0 | 0 | 0 | 0 | 0 | 0 | 0 | 0 | 0 | 12 | 1
NO |  | 145 | 2016 | 1 | 12 | 12 |  |  |  | 230 | 230 | SINGLE POLE | 4.32 | 0 | 1 | 3-1272 ACSR | 0 | 0 | 0 | 0 | 0 | 0 | 0 | 0 | 0 | 0 | 0 | 0 | 0 | 0 | 0 | 0 | 0 | 0 | 0 | 0 | 0 | 0 | 0 | 12 | 1
NO |  | 145 | 2016 | 1 | 13 | 13 |  |  |  | 230 | 230 | TOWER | 5.53 | 0 | 1 | 3-1033.5 ACSR | 0 | 0 | 0 | 0 | 0 | 0 | 0 | 0 | 0 | 0 | 0 | 0 | 0 | 0 | 0 | 0 | 0 | 0 | 0 | 0 | 0 | 0 | 0 | 12 | 1
NO |  | 145 | 2016 | 1 | 14 | 14 |  |  |  | 230 | 230 | TOWER | 2.65 | 0 | 1 | 3-1033.5 ACSR | 0 | 0 | 0 | 0 | 0 | 0 | 0 | 0 | 0 | 0 | 0 | 0 | 0 | 0 | 0 | 0 | 0 | 0 | 0 | 0 | 0 | 0 | 0 | 12 | 1
NO |  | 145 | 2016 | 1 | 15 | 15 |  | (5107)ARAPAHOE | DANIELS PARK | 230 | 230 | SINGLE POLE | 5.67 | 0 | 1 | 3-1033.5 ACSR | 232 | 3250336 | 3250568 | 0 | 0 | 0 | 0 | 0 | 0 | 0 | 0 | 0 | 0 | 0 | 0 | 0 | 0 | 0 | 0 | 0 | 0 | 0 | 0 | 12 | 1
NO |  | 145 | 2016 | 1 | 16 | 16 |  |  |  | 230 | 230 | TOWER | 8.51 | 6.79 | 1 | 3-1033.5 ACSR | 0 | 0 | 0 | 0 | 0 | 0 | 0 | 0 | 0 | 0 | 0 | 0 | 0 | 0 | 0 | 0 | 0 | 0 | 0 | 0 | 0 | 0 | 0 | 12 | 1
NO |  | 145 | 2016 | 1 | 17 | 17 |  | (5109)DANIELS PARK | WATERTON | 230 | 230 | SINGLE POLE | 0.11 | 8.88 | 1 | 6-1272 ACSR | 144655 | 2602384 | 2747039 | 0 | 0 | 0 | 0 | 0 | 0 | 0 | 0 | 0 | 0 | 0 | 0 | 0 | 0 | 0 | 0 | 0 | 0 | 0 | 0 | 12 | 1
NO |  | 145 | 2016 | 1 | 18 | 18 |  | (5111)DANIELS PARK | GREENWOOD | 230 | 230 | SINGLE POLE | 8.43 | 0 | 1 | 3-1272 ACSR | 79872 | 4165305 | 4245176 | 0 | 0 | 0 | 0 | 0 | 0 | 0 | 0 | 0 | 0 | 0 | 0 | 0 | 0 | 0 | 0 | 0 | 0 | 0 | 0 | 12 | 1
NO |  | 145 | 2016 | 1 | 19 | 19 |  | (5113)DANIELS PARK | MISSILE SITE | 230 | 345 | SINGLE POLE | 0 | 28.64 | 1 | 6-1272 ACSR | 0 | 6509908 | 6509908 | 0 | 0 | 0 | 0 | 0 | 0 | 0 | 0 | 0 | 0 | 0 | 0 | 0 | 0 | 0 | 0 | 0 | 0 | 0 | 0 | 12 | 1
NO |  | 145 | 2016 | 1 | 20 | 20 |  |  |  | 230 | 345 | SINGLE POLE | 8.58 | 0 | 1 | 6-636 KCMIL ACSR | 0 | 0 | 0 | 0 | 0 | 0 | 0 | 0 | 0 | 0 | 0 | 0 | 0 | 0 | 0 | 0 | 0 | 0 | 0 | 0 | 0 | 0 | 0 | 12 | 1
NO |  | 145 | 2016 | 1 | 21 | 21 |  |  |  | 230 | 230 | SINGLE POLE | 1.22 | 0.12 | 1 | 6-636 KCMIL ACSR | 0 | 0 | 0 | 0 | 0 | 0 | 0 | 0 | 0 | 0 | 0 | 0 | 0 | 0 | 0 | 0 | 0 | 0 | 0 | 0 | 0 | 0 | 0 | 12 | 1
NO |  | 145 | 2016 | 1 | 22 | 22 |  |  |  | 230 | 345 | TOWER | 3.58 | 0 | 1 | 6-1272 ACSR | 0 | 0 | 0 | 0 | 0 | 0 | 0 | 0 | 0 | 0 | 0 | 0 | 0 | 0 | 0 | 0 | 0 | 0 | 0 | 0 | 0 | 0 | 0 | 12 | 1
NO |  | 145 | 2016 | 1 | 23 | 23 |  |  |  | 230 | 230 | TOWER | 0.43 | 1.24 | 1 | 6-1272 ACSR | 0 | 0 | 0 | 0 | 0 | 0 | 0 | 0 | 0 | 0 | 0 | 0 | 0 | 0 | 0 | 0 | 0 | 0 | 0 | 0 | 0 | 0 | 0 | 12 | 1
NO |  | 145 | 2016 | 1 | 24 | 24 |  |  |  | 230 | 230 | TOWER | 0 | 10.19 | 1 | 6-636 KCMIL ACSR | 0 | 0 | 0 | 0 | 0 | 0 | 0 | 0 | 0 | 0 | 0 | 0 | 0 | 0 | 0 | 0 | 0 | 0 | 0 | 0 | 0 | 0 | 0 | 12 | 1
NO |  | 145 | 2016 | 1 | 25 | 25 |  |  |  | 230 | 345 | TOWER | 0.81 | 0 | 1 | 6-636 KCMIL ACSR | 0 | 0 | 0 | 0 | 0 | 0 | 0 | 0 | 0 | 0 | 0 | 0 | 0 | 0 | 0 | 0 | 0 | 0 | 0 | 0 | 0 | 0 | 0 | 12 | 1
NO |  | 145 | 2016 | 1 | 26 | 26 |  |  |  | 230 | 230 | TOWER | 0.16 | 6.92 | 1 | 6-636 KCMIL ACSR | 0 | 0 | 0 | 0 | 0 | 0 | 0 | 0 | 0 | 0 | 0 | 0 | 0 | 0 | 0 | 0 | 0 | 0 | 0 | 0 | 0 | 0 | 0 | 12 | 1
NO |  | 145 | 2016 | 1 | 27 | 27 |  | (5115)DANIELS PARK | SULPHUR | 230 | 230 | SINGLE POLE | 2.21 | 0 | 1 | 6-636 KCMIL ACSR | 300146 | 4419578 | 4719724 | 0 | 0 | 0 | 0 | 0 | 0 | 0 | 0 | 0 | 0 | 0 | 0 | 0 | 0 | 0 | 0 | 0 | 0 | 0 | 0 | 12 | 1
NO |  | 145 | 2016 | 1 | 28 | 28 |  |  |  | 230 | 230 | SINGLE POLE | 4.21 | 0.16 | 1 | 6-636 KCMIL ACSR | 0 | 0 | 0 | 0 | 0 | 0 | 0 | 0 | 0 | 0 | 0 | 0 | 0 | 0 | 0 | 0 | 0 | 0 | 0 | 0 | 0 | 0 | 0 | 12 | 1
NO |  | 145 | 2016 | 1 | 29 | 29 |  |  |  | 230 | 230 | TOWER | 6.36 | 0 | 1 | 6-636 KCMIL ACSR | 0 | 0 | 0 | 0 | 0 | 0 | 0 | 0 | 0 | 0 | 0 | 0 | 0 | 0 | 0 | 0 | 0 | 0 | 0 | 0 | 0 | 0 | 0 | 12 | 1
NO |  | 145 | 2016 | 1 | 30 | 30 |  | (5119)DANIELS PARK | JACKSON FULLER | 230 | 345 | SINGLE POLE | 0.13 | 43.99 | 1 | 6-954 KCMIL ACSR | -301372 | 28041060 | 27739687 | 0 | 0 | 0 | 0 | 0 | 0 | 0 | 0 | 0 | 0 | 0 | 0 | 0 | 0 | 0 | 0 | 0 | 0 | 0 | 0 | 12 | 1
NO |  | 145 | 2016 | 1 | 31 | 31 |  |  |  | 230 | 345 | TOWER | 0.14 | 0.06 | 1 | 6-954 KCMIL ACSR | 0 | 0 | 0 | 0 | 0 | 0 | 0 | 0 | 0 | 0 | 0 | 0 | 0 | 0 | 0 | 0 | 0 | 0 | 0 | 0 | 0 | 0 | 0 | 12 | 1
NO |  | 145 | 2016 | 1 | 32 | 32 |  | (5123)FOUNTAIN VALLEY NUG | MIDWAY | 230 | 230 | SINGLE POLE | 0.27 | 0 | 1 | 3-1033.5 ACSR | 0 | 18238 | 18238 | 0 | 0 | 0 | 0 | 0 | 0 | 0 | 0 | 0 | 0 | 0 | 0 | 0 | 0 | 0 | 0 | 0 | 0 | 0 | 0 | 12 | 1
NO |  | 145 | 2016 | 1 | 33 | 33 |  | (5129)JACKSON FULLER | MIDWAY | 230 | 345 | SINGLE POLE | 0.22 | 28.48 | 1 | 6-954 KCMIL ACSR | -301372 | 28041060 | 27739687 | 0 | 0 | 0 | 0 | 0 | 0 | 0 | 0 | 0 | 0 | 0 | 0 | 0 | 0 | 0 | 0 | 0 | 0 | 0 | 0 | 12 | 1
NO |  | 145 | 2016 | 1 | 34 | 34 |  | (5145)HARTSEL | MALTA | 230 | 230 | H-FRAME | 2.11 | 0 | 1 | 3-1033.5 ACSR | 262940 | 2926362 | 3189302 | 0 | 0 | 0 | 0 | 0 | 0 | 0 | 0 | 0 | 0 | 0 | 0 | 0 | 0 | 0 | 0 | 0 | 0 | 0 | 0 | 12 | 1
NO |  | 145 | 2016 | 1 | 35 | 35 |  |  |  | 230 | 230 | SINGLE POLE | 26.65 | 0 | 1 | 3-1033.5 ACSR | 0 | 0 | 0 | 0 | 0 | 0 | 0 | 0 | 0 | 0 | 0 | 0 | 0 | 0 | 0 | 0 | 0 | 0 | 0 | 0 | 0 | 0 | 0 | 12 | 1
NO |  | 145 | 2016 | 2 | 1 | 1 |  | (5149)BASALT | MALTA | 230 | 345 | SINGLE POLE | 50.93 | 0 | 1 | 6-1272 KCMIL ACSR | 1411375 | 20032045 | 21443420 | 0 | 0 | 0 | 0 | 0 | 0 | 0 | 0 | 0 | 0 | 0 | 0 | 0 | 0 | 0 | 0 | 0 | 0 | 0 | 0 | 12 | 1
NO |  | 145 | 2016 | 2 | 2 | 2 |  | (5163)SMOKY HILL | SULPHUR | 230 | 230 | SINGLE POLE | 2.61 | 1.47 | 1 | 6-636 KCMIL ACSR | 0 | 855174 | 855174 | 0 | 0 | 0 | 0 | 0 | 0 | 0 | 0 | 0 | 0 | 0 | 0 | 0 | 0 | 0 | 0 | 0 | 0 | 0 | 0 | 12 | 1
NO |  | 145 | 2016 | 2 | 3 | 3 |  |  |  | 230 | 230 | TOWER | 9.95 | 0.04 | 1 | 6-636 KCMIL ACSR | 0 | 0 | 0 | 0 | 0 | 0 | 0 | 0 | 0 | 0 | 0 | 0 | 0 | 0 | 0 | 0 | 0 | 0 | 0 | 0 | 0 | 0 | 0 | 12 | 1
NO |  | 145 | 2016 | 2 | 4 | 4 |  | (5165)BRICK CENTER | SMOKY HILL | 230 | 230 | SINGLE POLE | 14.8 | 0.64 | 1 | 6-636 KCMIL ACSR | 0 | 429484 | 429484 | 0 | 0 | 0 | 0 | 0 | 0 | 0 | 0 | 0 | 0 | 0 | 0 | 0 | 0 | 0 | 0 | 0 | 0 | 0 | 0 | 12 | 1
NO |  | 145 | 2016 | 2 | 5 | 5 |  | (5167)SMOKY HILL | SULLIVAN | 230 | 230 | SINGLE POLE | 0.9 | 0 | 1 | 3-1029 ACAR A | 394002 | 3989481 | 4383483 | 0 | 0 | 0 | 0 | 0 | 0 | 0 | 0 | 0 | 0 | 0 | 0 | 0 | 0 | 0 | 0 | 0 | 0 | 0 | 0 | 12 | 1
NO |  | 145 | 2016 | 2 | 6 | 6 |  |  |  | 230 | 230 | TOWER | 9.31 | 0.03 | 1 | 3-1029 ACAR A | 0 | 0 | 0 | 0 | 0 | 0 | 0 | 0 | 0 | 0 | 0 | 0 | 0 | 0 | 0 | 0 | 0 | 0 | 0 | 0 | 0 | 0 | 0 | 12 | 1
NO |  | 145 | 2016 | 2 | 7 | 7 |  |  |  | 230 | 230 | TOWER | 5.51 | 0 | 1 | 3-1033.5 ACSR | 0 | 0 | 0 | 0 | 0 | 0 | 0 | 0 | 0 | 0 | 0 | 0 | 0 | 0 | 0 | 0 | 0 | 0 | 0 | 0 | 0 | 0 | 0 | 12 | 1
NO |  | 145 | 2016 | 2 | 8 | 8 |  | (5169)JORDAN RD | SMOKY HILL | 230 | 230 | SINGLE POLE | 7.78 | 0 | 1 | 3-1033.5 ACSR | 366975 | 774420 | 1141395 | 0 | 0 | 0 | 0 | 0 | 0 | 0 | 0 | 0 | 0 | 0 | 0 | 0 | 0 | 0 | 0 | 0 | 0 | 0 | 0 | 12 | 1
NO |  | 145 | 2016 | 2 | 9 | 9 |  | (5171)SMOKY HILL | SPRUCE | 230 | 230 | SINGLE POLE | 0.28 | 0 | 1 | 6-636 KCMIL ACSR | 28916 | 1062599 | 1091515 | 0 | 0 | 0 | 0 | 0 | 0 | 0 | 0 | 0 | 0 | 0 | 0 | 0 | 0 | 0 | 0 | 0 | 0 | 0 | 0 | 12 | 1
NO |  | 145 | 2016 | 2 | 10 | 10 |  |  |  | 230 | 230 | SINGLE POLE | 0.09 | 0 | 1 | 6-636 KCMIL ACSR | 0 | 0 | 0 | 0 | 0 | 0 | 0 | 0 | 0 | 0 | 0 | 0 | 0 | 0 | 0 | 0 | 0 | 0 | 0 | 0 | 0 | 0 | 0 | 12 | 1
NO |  | 145 | 2016 | 2 | 11 | 11 |  |  |  | 230 | 230 | TOWER | 9.6 | 0 | 1 | 6-636 KCMIL ACSR | 0 | 0 | 0 | 0 | 0 | 0 | 0 | 0 | 0 | 0 | 0 | 0 | 0 | 0 | 0 | 0 | 0 | 0 | 0 | 0 | 0 | 0 | 0 | 12 | 1
NO |  | 145 | 2016 | 2 | 12 | 12 |  | (5177)SMOKY HILL | SPRUCE | 230 | 230 | SINGLE POLE | 0 | 0.27 | 1 | 6-636 KCMIL ACSR | 28916 | 1062599 | 1091515 | 0 | 0 | 0 | 0 | 0 | 0 | 0 | 0 | 0 | 0 | 0 | 0 | 0 | 0 | 0 | 0 | 0 | 0 | 0 | 0 | 12 | 1
NO |  | 145 | 2016 | 2 | 13 | 13 |  |  |  | 230 | 230 | TOWER | 0 | 9.6 | 1 | 6-636 KCMIL ACSR | 0 | 0 | 0 | 0 | 0 | 0 | 0 | 0 | 0 | 0 | 0 | 0 | 0 | 0 | 0 | 0 | 0 | 0 | 0 | 0 | 0 | 0 | 0 | 12 | 1
NO |  | 145 | 2016 | 2 | 14 | 14 |  | (5183)FT LUPTON | JAMES L GREEN | 230 | 230 | SINGLE POLE | 20.25 | 0 | 1 | 3-1272 ACSR | 0 | 0 | 0 | 0 | 0 | 0 | 0 | 0 | 0 | 0 | 0 | 0 | 0 | 0 | 0 | 0 | 0 | 0 | 0 | 0 | 0 | 0 | 0 | 12 | 1
NO |  | 145 | 2016 | 2 | 15 | 15 |  | (5185)CHAMBERS | SPRUCE | 230 | 230 | SINGLE POLE | 7.53 | 0 | 1 | 6-636 KCMIL ACSR | 0 | 864580 | 864580 | 0 | 0 | 0 | 0 | 0 | 0 | 0 | 0 | 0 | 0 | 0 | 0 | 0 | 0 | 0 | 0 | 0 | 0 | 0 | 0 | 12 | 1
NO |  | 145 | 2016 | 2 | 16 | 16 |  | (5187)CHAMBERS | SPRUCE | 230 | 230 | SINGLE POLE | 5.13 | 7.59 | 1 | 6-636 KCMIL ACSR | 1317843 | 8215073 | 9532916 | 0 | 0 | 0 | 0 | 0 | 0 | 0 | 0 | 0 | 0 | 0 | 0 | 0 | 0 | 0 | 0 | 0 | 0 | 0 | 0 | 12 | 1
NO |  | 145 | 2016 | 2 | 17 | 17 |  | (5189)BLUE SPRUCE NUG | SPRUCE | 230 | 230 | SINGLE POLE | 0.19 | 0 | 1 | 3-636 KCMIL ACSR | 0 | 220281 | 220281 | 0 | 0 | 0 | 0 | 0 | 0 | 0 | 0 | 0 | 0 | 0 | 0 | 0 | 0 | 0 | 0 | 0 | 0 | 0 | 0 | 12 | 1
NO |  | 145 | 2016 | 2 | 18 | 18 |  | (5203)RIFLE GENERATION | RIFLE | 230 | 230 | SINGLE POLE | 2.7 | 0 | 1 | 3-795 KCMIL ACSR | 21969 | 655698 | 677667 | 0 | 0 | 0 | 0 | 0 | 0 | 0 | 0 | 0 | 0 | 0 | 0 | 0 | 0 | 0 | 0 | 0 | 0 | 0 | 0 | 12 | 1
NO |  | 145 | 2016 | 2 | 19 | 19 |  | (5205)PARACHUTE | RIFLE | 230 | 230 | K-FRAME | 7.64 | 0 | 1 | 3-795 KCMIL ACSR | 0 | 74698 | 74698 | 0 | 0 | 0 | 0 | 0 | 0 | 0 | 0 | 0 | 0 | 0 | 0 | 0 | 0 | 0 | 0 | 0 | 0 | 0 | 0 | 12 | 1
NO |  | 145 | 2016 | 2 | 20 | 20 |  |  |  | 230 | 230 | SINGLE POLE | 11.1 | 0 | 1 | 3-795 KCMIL ACSR | 0 | 0 | 0 | 0 | 0 | 0 | 0 | 0 | 0 | 0 | 0 | 0 | 0 | 0 | 0 | 0 | 0 | 0 | 0 | 0 | 0 | 0 | 0 | 12 | 1
NO |  | 145 | 2016 | 2 | 21 | 21 |  |  |  | 230 | 345 | SINGLE POLE | 0.12 | 0 | 1 | 6-1272 ACSR | 0 | 0 | 0 | 0 | 0 | 0 | 0 | 0 | 0 | 0 | 0 | 0 | 0 | 0 | 0 | 0 | 0 | 0 | 0 | 0 | 0 | 0 | 0 | 12 | 1
NO |  | 145 | 2016 | 2 | 22 | 22 |  |  |  | 230 | 345 | TOWER | 1.58 | 0 | 1 | 6-1272 ACSR | 0 | 0 | 0 | 0 | 0 | 0 | 0 | 0 | 0 | 0 | 0 | 0 | 0 | 0 | 0 | 0 | 0 | 0 | 0 | 0 | 0 | 0 | 0 | 12 | 1
NO |  | 145 | 2016 | 2 | 23 | 23 |  | (5207)HOPKINS | RIFLE | 230 | 230 | H-FRAME | 0.63 | 0 | 1 | 3-1033.5 ACSR | 429447 | 7588716 | 8018163 | 0 | 0 | 0 | 0 | 0 | 0 | 0 | 0 | 0 | 0 | 0 | 0 | 0 | 0 | 0 | 0 | 0 | 0 | 0 | 0 | 12 | 1
NO |  | 145 | 2016 | 2 | 24 | 24 |  |  |  | 230 | 230 | SINGLE POLE | 15.74 | 0 | 1 | 3-1033.5 ACSR | 0 | 0 | 0 | 0 | 0 | 0 | 0 | 0 | 0 | 0 | 0 | 0 | 0 | 0 | 0 | 0 | 0 | 0 | 0 | 0 | 0 | 0 | 0 | 12 | 1
NO |  | 145 | 2016 | 2 | 25 | 25 |  |  |  | 230 | 230 | SINGLE POLE | 10.41 | 0 | 1 | 3-795 KCMIL ACSR | 0 | 0 | 0 | 0 | 0 | 0 | 0 | 0 | 0 | 0 | 0 | 0 | 0 | 0 | 0 | 0 | 0 | 0 | 0 | 0 | 0 | 0 | 0 | 12 | 1
NO |  | 145 | 2016 | 2 | 26 | 26 |  | (5245)HOPKINS | MALTA | 230 | 230 | H-FRAME | 2.36 | 0 | 1 | 3-795 KCMIL ACSR | 541045 | 11205615 | 11746659 | 0 | 0 | 0 | 0 | 0 | 0 | 0 | 0 | 0 | 0 | 0 | 0 | 0 | 0 | 0 | 0 | 0 | 0 | 0 | 0 | 12 | 1
NO |  | 145 | 2016 | 2 | 27 | 27 |  |  |  | 230 | 345 | SINGLE POLE | 3.37 | 0 | 1 | 3-795 KCMIL ACSR | 0 | 0 | 0 | 0 | 0 | 0 | 0 | 0 | 0 | 0 | 0 | 0 | 0 | 0 | 0 | 0 | 0 | 0 | 0 | 0 | 0 | 0 | 0 | 12 | 1
NO |  | 145 | 2016 | 2 | 28 | 28 |  |  |  | 230 | 230 | SINGLE POLE | 52.58 | 0 | 1 | 3-795 KCMIL ACSR | 0 | 0 | 0 | 0 | 0 | 0 | 0 | 0 | 0 | 0 | 0 | 0 | 0 | 0 | 0 | 0 | 0 | 0 | 0 | 0 | 0 | 0 | 0 | 12 | 1
NO |  | 145 | 2016 | 2 | 29 | 29 |  |  |  | 230 | 230 | TOWER | 1.29 | 0 | 1 | 3-795 KCMIL ACSR | 0 | 0 | 0 | 0 | 0 | 0 | 0 | 0 | 0 | 0 | 0 | 0 | 0 | 0 | 0 | 0 | 0 | 0 | 0 | 0 | 0 | 0 | 0 | 12 | 1
NO |  | 145 | 2016 | 2 | 30 | 30 |  | (5261)PLAINS END NUG | PLAINS END SW STA | 230 | 230 | SINGLE POLE | 0.08 | 0 | 1 | 3-1272 ACSR | 0 | 381969 | 381969 | 0 | 0 | 0 | 0 | 0 | 0 | 0 | 0 | 0 | 0 | 0 | 0 | 0 | 0 | 0 | 0 | 0 | 0 | 0 | 0 | 12 | 1
NO |  | 145 | 2016 | 2 | 31 | 31 |  | (5265)BEAVER CREEK EAST | STORY | 230 | 230 | SINGLE POLE | 0.48 | 0 | 1 | 3-954 KCMIL ACSR | 44672 | 2308938 | 2353610 | 0 | 0 | 0 | 0 | 0 | 0 | 0 | 0 | 0 | 0 | 0 | 0 | 0 | 0 | 0 | 0 | 0 | 0 | 0 | 0 | 12 | 1
NO |  | 145 | 2016 | 2 | 32 | 32 |  | (5267)COGENTRIX | PLAINS END SW STA | 230 | 230 | SINGLE POLE | 0.11 | 0 | 1 | 3-1272 ACSR | 2462 | 1403799 | 1406260 | 0 | 0 | 0 | 0 | 0 | 0 | 0 | 0 | 0 | 0 | 0 | 0 | 0 | 0 | 0 | 0 | 0 | 0 | 0 | 0 | 12 | 1
NO |  | 145 | 2016 | 2 | 33 | 33 |  | (5270)GREEN VALLEY | SPRUCE | 230 | 230 | SINGLE POLE | 19.51 | 0 | 1 | 3-954 kcmil ACSR | 1746950 | 6742322 | 8489272 | 0 | 0 | 0 | 0 | 0 | 0 | 0 | 0 | 0 | 0 | 0 | 0 | 0 | 0 | 0 | 0 | 0 | 0 | 0 | 0 | 12 | 1
NO |  | 145 | 2016 | 2 | 34 | 34 |  | (5271)GREEN VALLEY | ROCKY MOUNTAIN ENERGY CENTE | 230 | 345 | SINGLE POLE | 17.28 | 0 | 1 | 6-954 KCMIL ACSR | 395807 | 6771346 | 7167153 | 0 | 0 | 0 | 0 | 0 | 0 | 0 | 0 | 0 | 0 | 0 | 0 | 0 | 0 | 0 | 0 | 0 | 0 | 0 | 0 | 12 | 1
NO |  | 145 | 2016 | 2 | 35 | 35 |  |  |  | 230 | 230 | SINGLE POLE | 3.8 | 0.23 | 1 | 6-954 KCMIL ACSR | 0 | 0 | 0 | 0 | 0 | 0 | 0 | 0 | 0 | 0 | 0 | 0 | 0 | 0 | 0 | 0 | 0 | 0 | 0 | 0 | 0 | 0 | 0 | 12 | 1
NO |  | 145 | 2016 | 3 | 1 | 1 |  | (5275)GREEN VALLEY | SKYLINE | 230 | 230 | 2 POLE | 0.09 | 0.13 | 1 | 3-1033.5 ACSR | 192674 | 822986 | 1015661 | 0 | 0 | 0 | 0 | 0 | 0 | 0 | 0 | 0 | 0 | 0 | 0 | 0 | 0 | 0 | 0 | 0 | 0 | 0 | 0 | 12 | 1
NO |  | 145 | 2016 | 3 | 2 | 2 |  |  |  | 230 | 230 | SINGLE POLE | 16.18 | 0.46 | 1 | 3-1033.5 ACSR | 0 | 0 | 0 | 0 | 0 | 0 | 0 | 0 | 0 | 0 | 0 | 0 | 0 | 0 | 0 | 0 | 0 | 0 | 0 | 0 | 0 | 0 | 0 | 12 | 1
NO |  | 145 | 2016 | 3 | 3 | 3 |  | (5277)GREEN VALLEY | SPRUCE | 230 | 230 | SINGLE POLE | 4.77 | 16.11 | 1 | 6-636 KCMIL ACSR | 28916 | 1062599 | 1091515 | 0 | 0 | 0 | 0 | 0 | 0 | 0 | 0 | 0 | 0 | 0 | 0 | 0 | 0 | 0 | 0 | 0 | 0 | 0 | 0 | 12 | 1
NO |  | 145 | 2016 | 3 | 4 | 4 |  |  |  | 230 | 230 | TOWER | 2.56 | 0 | 1 | 6-636 KCMIL ACSR | 0 | 0 | 0 | 0 | 0 | 0 | 0 | 0 | 0 | 0 | 0 | 0 | 0 | 0 | 0 | 0 | 0 | 0 | 0 | 0 | 0 | 0 | 0 | 12 | 1
NO |  | 145 | 2016 | 3 | 5 | 5 |  | (5279)GREEN VALLEY | KEENESBURG | 230 | 230 | SINGLE POLE | 17.71 | 0.04 | 1 | 6-954 KCMIL ACSR | 0 | 327582 | 327582 | 0 | 0 | 0 | 0 | 0 | 0 | 0 | 0 | 0 | 0 | 0 | 0 | 0 | 0 | 0 | 0 | 0 | 0 | 0 | 0 | 12 | 1
NO |  | 145 | 2016 | 3 | 6 | 6 |  | (5281)GREENWOOD | LEETSDALE | 230 | 230 | TOWER | 4.31 | 1.6 | 1 | 3-1029 ACAR A | 0 | 2419161 | 2419161 | 0 | 0 | 0 | 0 | 0 | 0 | 0 | 0 | 0 | 0 | 0 | 0 | 0 | 0 | 0 | 0 | 0 | 0 | 0 | 0 | 12 | 1
NO |  | 145 | 2016 | 3 | 7 | 7 |  |  |  | 230 | 230 | TOWER | 1.26 | 0 | 1 | 3-1029 REV CONC | 0 | 0 | 0 | 0 | 0 | 0 | 0 | 0 | 0 | 0 | 0 | 0 | 0 | 0 | 0 | 0 | 0 | 0 | 0 | 0 | 0 | 0 | 0 | 12 | 1
NO |  | 145 | 2016 | 3 | 8 | 8 |  |  |  | 230 | 230 | UNDERGROUND | 0.51 | 0 | 1 | 1-2500 CU | 0 | 0 | 0 | 0 | 0 | 0 | 0 | 0 | 0 | 0 | 0 | 0 | 0 | 0 | 0 | 0 | 0 | 0 | 0 | 0 | 0 | 0 | 0 | 12 | 1
NO |  | 145 | 2016 | 3 | 9 | 9 |  |  |  | 230 | 230 | UNDERGROUND | 1.3 | 0 | 1 | 2500 REV CONC | 0 | 0 | 0 | 0 | 0 | 0 | 0 | 0 | 0 | 0 | 0 | 0 | 0 | 0 | 0 | 0 | 0 | 0 | 0 | 0 | 0 | 0 | 0 | 12 | 1
NO |  | 145 | 2016 | 3 | 10 | 10 |  | (5283)GREEN VALLEY | LEETSDALE | 230 | 230 | UNDERGROUND | 5.29 | 0 | 1 | 1500 KCMIL CS CU | 133728 | 7245093 | 7378821 | 0 | 0 | 0 | 0 | 0 | 0 | 0 | 0 | 0 | 0 | 0 | 0 | 0 | 0 | 0 | 0 | 0 | 0 | 0 | 0 | 12 | 1
NO |  | 145 | 2016 | 3 | 11 | 11 |  | (5285)LEETSDALE | SMOKY HILL | 230 | 230 | SINGLE POLE | 0.18 | 0.15 | 1 | 3-1029 ACAR A | 0 | 3747882 | 3747882 | 0 | 0 | 0 | 0 | 0 | 0 | 0 | 0 | 0 | 0 | 0 | 0 | 0 | 0 | 0 | 0 | 0 | 0 | 0 | 0 | 12 | 1
NO |  | 145 | 2016 | 3 | 12 | 12 |  |  |  | 230 | 230 | SINGLE POLE | 0.04 | 0.05 | 1 | 3-1033.5 ACSR | 0 | 0 | 0 | 0 | 0 | 0 | 0 | 0 | 0 | 0 | 0 | 0 | 0 | 0 | 0 | 0 | 0 | 0 | 0 | 0 | 0 | 0 | 0 | 12 | 1
NO |  | 145 | 2016 | 3 | 13 | 13 |  |  |  | 230 | 230 | TOWER | 2.13 | 3.55 | 1 | 3-1029 ACAR A | 0 | 0 | 0 | 0 | 0 | 0 | 0 | 0 | 0 | 0 | 0 | 0 | 0 | 0 | 0 | 0 | 0 | 0 | 0 | 0 | 0 | 0 | 0 | 12 | 1
NO |  | 145 | 2016 | 3 | 14 | 14 |  |  |  | 230 | 230 | TOWER | 0 | 9.51 | 1 | 3-1033.5 ACSR | 0 | 0 | 0 | 0 | 0 | 0 | 0 | 0 | 0 | 0 | 0 | 0 | 0 | 0 | 0 | 0 | 0 | 0 | 0 | 0 | 0 | 0 | 0 | 12 | 1
NO |  | 145 | 2016 | 3 | 15 | 15 |  | (5307)FT ST VRAIN | ISABELLE | 230 | 230 | SINGLE POLE | 1.28 | 0.3 | 1 | 6-1033.5 ACSR | 128048 | 1414980 | 1543028 | 0 | 0 | 0 | 0 | 0 | 0 | 0 | 0 | 0 | 0 | 0 | 0 | 0 | 0 | 0 | 0 | 0 | 0 | 0 | 0 | 12 | 1
NO |  | 145 | 2016 | 3 | 16 | 16 |  |  |  | 230 | 230 | TOWER | 22.77 | 0 | 1 | 6-1033.5 ACSR | 0 | 0 | 0 | 0 | 0 | 0 | 0 | 0 | 0 | 0 | 0 | 0 | 0 | 0 | 0 | 0 | 0 | 0 | 0 | 0 | 0 | 0 | 0 | 12 | 1
NO |  | 145 | 2016 | 3 | 17 | 17 |  | (5309)CHEROKEE SW YARD | HENRY LAKE | 230 | 230 | SINGLE POLE | 8.4 | 0.24 | 1 | 3-1033.5 ACSR | 24928 | 843672 | 868600 | 0 | 0 | 0 | 0 | 0 | 0 | 0 | 0 | 0 | 0 | 0 | 0 | 0 | 0 | 0 | 0 | 0 | 0 | 0 | 0 | 12 | 1
NO |  | 145 | 2016 | 3 | 18 | 18 |  |  |  | 230 | 230 | TOWER | 0 | 6.55 | 1 | 3-1029 ACAR A | 0 | 0 | 0 | 0 | 0 | 0 | 0 | 0 | 0 | 0 | 0 | 0 | 0 | 0 | 0 | 0 | 0 | 0 | 0 | 0 | 0 | 0 | 0 | 12 | 1
NO |  | 145 | 2016 | 3 | 19 | 19 |  |  |  | 230 | 230 | TOWER | 13.46 | 3.35 | 1 | 3-1033.5 ACSR | 0 | 0 | 0 | 0 | 0 | 0 | 0 | 0 | 0 | 0 | 0 | 0 | 0 | 0 | 0 | 0 | 0 | 0 | 0 | 0 | 0 | 0 | 0 | 12 | 1
NO |  | 145 | 2016 | 3 | 20 | 20 |  | (5311)FT LUPTON | FT ST VRAIN | 230 | 230 | TOWER | 15.12 | 0 | 1 | 3-1033.5 ACSR | 131623 | 1025041 | 1156664 | 0 | 0 | 0 | 0 | 0 | 0 | 0 | 0 | 0 | 0 | 0 | 0 | 0 | 0 | 0 | 0 | 0 | 0 | 0 | 0 | 12 | 1
NO |  | 145 | 2016 | 3 | 21 | 21 |  | (5313)FT ST VRAIN | AULT WAPA | 230 | 230 | SINGLE POLE | 31.19 | 0 | 1 | 3-1272 ACSR | 727996 | 5341854 | 6069850 | 0 | 0 | 0 | 0 | 0 | 0 | 0 | 0 | 0 | 0 | 0 | 0 | 0 | 0 | 0 | 0 | 0 | 0 | 0 | 0 | 12 | 1
NO |  | 145 | 2016 | 3 | 22 | 22 |  | (5315)FT ST VRAIN | WELD | 230 | 230 | H-FRAME | 0.44 | 0 | 1 | 3-1033.5 ACSR | 276050 | 1457510 | 1733560 | 0 | 0 | 0 | 0 | 0 | 0 | 0 | 0 | 0 | 0 | 0 | 0 | 0 | 0 | 0 | 0 | 0 | 0 | 0 | 0 | 12 | 1
NO |  | 145 | 2016 | 3 | 23 | 23 |  |  |  | 230 | 230 | SINGLE POLE | 15.13 | 0 | 1 | 3-1033.5 ACSR | 0 | 0 | 0 | 0 | 0 | 0 | 0 | 0 | 0 | 0 | 0 | 0 | 0 | 0 | 0 | 0 | 0 | 0 | 0 | 0 | 0 | 0 | 0 | 12 | 1
NO |  | 145 | 2016 | 3 | 24 | 24 |  | (5317)FT ST VRAIN | LONGS PEAK PRPA | 230 | 230 | SINGLE POLE | 0 | 0.03 | 1 | 3-954 KCMIL ACSR | 0 | 0 | 0 | 0 | 0 | 0 | 0 | 0 | 0 | 0 | 0 | 0 | 0 | 0 | 0 | 0 | 0 | 0 | 0 | 0 | 0 | 0 | 0 | 12 | 1
NO |  | 145 | 2016 | 3 | 25 | 25 |  | (5321)FT ST VRAIN | LONGS PEAK PRPA | 230 | 230 | SINGLE POLE | 0 | 0.05 | 1 | 3-954 KCMIL ACSR | 0 | 0 | 0 | 0 | 0 | 0 | 0 | 0 | 0 | 0 | 0 | 0 | 0 | 0 | 0 | 0 | 0 | 0 | 0 | 0 | 0 | 0 | 0 | 12 | 1
NO |  | 145 | 2016 | 3 | 26 | 26 |  | (5327) FT ST VRAIN | KEENESBURG | 230 | 345 | SINGLE POLE | 26.55 | 0 | 1 | 6-954 KCMIL ACSR | 0 | 18210434 | 18210434 | 0 | 0 | 0 | 0 | 0 | 0 | 0 | 0 | 0 | 0 | 0 | 0 | 0 | 0 | 0 | 0 | 0 | 0 | 0 | 0 | 12 | 1
NO |  | 145 | 2016 | 3 | 27 | 27 |  |  |  | 230 | 230 | SINGLE POLE | 0.32 | 0 | 1 | 6-954 KCMIL ACSR | 0 | 0 | 0 | 0 | 0 | 0 | 0 | 0 | 0 | 0 | 0 | 0 | 0 | 0 | 0 | 0 | 0 | 0 | 0 | 0 | 0 | 0 | 0 | 12 | 1
NO |  | 145 | 2016 | 3 | 28 | 28 |  | (5329)FT LUPTON | FT ST VRAIN | 230 | 230 | TOWER | 0.12 | 14.97 | 1 | 3-1033.5 ACSR | 131623 | 1025041 | 1156664 | 0 | 0 | 0 | 0 | 0 | 0 | 0 | 0 | 0 | 0 | 0 | 0 | 0 | 0 | 0 | 0 | 0 | 0 | 0 | 0 | 12 | 1
NO |  | 145 | 2016 | 3 | 29 | 29 |  | (5335)BOONE | MIDWAY | 230 | 230 | SINGLE POLE | 43.39 | 0 | 1 | 3-1033.5 ACSR | 34419 | 1810435 | 1844854 | 0 | 0 | 0 | 0 | 661450558 | 0 | 0 | 0 | 0 | 0 | 0 | 0 | 0 | 0 | 0 | 0 | 0 | 0 | 0 | 0 | 12 | 1
NO |  | 145 | 2016 | 3 | 30 | 30 |  | (5337)BOONE | LAMAR 230KV SW STA | 230 | 230 | SINGLE POLE | 98.21 | 0 | 1 | 3-1272 ACSR | 170088 | 3918930 | 4089018 | 0 | 0 | 0 | 0 | 661450559 | 0 | 0 | 0 | 0 | 0 | 0 | 0 | 0 | 0 | 0 | 0 | 0 | 0 | 0 | 0 | 12 | 1
NO |  | 145 | 2016 | 3 | 31 | 31 |  |  |  | 230 | 230 | SINGLE POLE | 0.57 | 0 | 1 | 3-636 KCMIL ACSR | 0 | 0 | 0 | 0 | 0 | 0 | 0 | 0 | 0 | 0 | 0 | 0 | 0 | 0 | 0 | 0 | 0 | 0 | 0 | 0 | 0 | 0 | 0 | 12 | 1
NO |  | 145 | 2016 | 3 | 32 | 32 |  | (5355)BRECKENRIDGE | DILLON | 230 | 230 | SINGLE POLE | 0.74 | 0 | 1 | 6-636 KCMIL ACSR | 313131 | 3079713 | 3392845 | 0 | 0 | 0 | 0 | 0 | 0 | 0 | 0 | 0 | 0 | 0 | 0 | 0 | 0 | 0 | 0 | 0 | 0 | 0 | 0 | 12 | 1
NO |  | 145 | 2016 | 3 | 33 | 33 |  |  |  | 230 | 345 | SINGLE POLE | 7.1 | 0 | 1 | 6-636 KCMIL ACSR | 0 | 0 | 0 | 0 | 0 | 0 | 0 | 0 | 0 | 0 | 0 | 0 | 0 | 0 | 0 | 0 | 0 | 0 | 0 | 0 | 0 | 0 | 0 | 12 | 1
NO |  | 145 | 2016 | 3 | 34 | 34 |  |  |  | 230 | 230 | TOWER | 1.36 | 0 | 1 | 6-636 KCMIL ACSR | 0 | 0 | 0 | 0 | 0 | 0 | 0 | 0 | 0 | 0 | 0 | 0 | 0 | 0 | 0 | 0 | 0 | 0 | 0 | 0 | 0 | 0 | 0 | 12 | 1
NO |  | 145 | 2016 | 3 | 35 | 35 |  |  |  | 230 | 345 | TOWER | 2.33 | 0 | 1 | 6-636 KCMIL ACSR | 0 | 0 | 0 | 0 | 0 | 0 | 0 | 0 | 0 | 0 | 0 | 0 | 0 | 0 | 0 | 0 | 0 | 0 | 0 | 0 | 0 | 0 | 0 | 12 | 1
NO |  | 145 | 2016 | 4 | 1 | 1 |  | (5359)DILLON | PTARMIGAN | 230 | 230 | SINGLE POLE | 6.39 | 0 | 1 | 3-1033.5 ACSR 45/ | 0 | 482343 | 482343 | 0 | 0 | 0 | 0 | 0 | 0 | 0 | 0 | 0 | 0 | 0 | 0 | 0 | 0 | 0 | 0 | 0 | 0 | 0 | 0 | 12 | 1
NO |  | 145 | 2016 | 4 | 2 | 2 |  | (5367)BLUE RIVER | PTARMIGAN | 230 | 230 | SINGLE POLE | 7.44 | 0 | 1 | 3-1033.5 ACSR 45/ | 167315 | 2118286 | 2285601 | 0 | 0 | 0 | 0 | 0 | 0 | 0 | 0 | 0 | 0 | 0 | 0 | 0 | 0 | 0 | 0 | 0 | 0 | 0 | 0 | 12 | 1
NO |  | 145 | 2016 | 4 | 3 | 3 |  | (5385)SPINDLE | VALMONT SW YARD | 230 | 230 | SINGLE POLE | 5.88 | 8.22 | 1 | 3-1033.5 ACSR 45/ | 128048 | 1414980 | 1543028 | 0 | 0 | 0 | 0 | 0 | 0 | 0 | 0 | 0 | 0 | 0 | 0 | 0 | 0 | 0 | 0 | 0 | 0 | 0 | 0 | 12 | 1
NO |  | 145 | 2016 | 4 | 4 | 4 |  |  |  | 230 | 230 | TOWER | 0 | 8.93 | 1 | 3-1033.5 ACSR 45/ | 0 | 0 | 0 | 0 | 0 | 0 | 0 | 0 | 0 | 0 | 0 | 0 | 0 | 0 | 0 | 0 | 0 | 0 | 0 | 0 | 0 | 0 | 0 | 12 | 1
NO |  | 145 | 2016 | 4 | 5 | 5 |  | (5389)PLAINS END SW STA | VALMONT SW YARD | 230 | 230 | SINGLE POLE | 9.75 | 0 | 1 | 3-1033.5 ACSR 45/ | 133728 | 1446011 | 1579739 | 0 | 0 | 0 | 0 | 0 | 0 | 0 | 0 | 0 | 0 | 0 | 0 | 0 | 0 | 0 | 0 | 0 | 0 | 0 | 0 | 12 | 1
NO |  | 145 | 2016 | 4 | 6 | 6 |  |  |  | 230 | 230 | SINGLE POLE | 8.21 | 1.05 | 1 | 3-1272 ACSR | 0 | 0 | 0 | 0 | 0 | 0 | 0 | 0 | 0 | 0 | 0 | 0 | 0 | 0 | 0 | 0 | 0 | 0 | 0 | 0 | 0 | 0 | 0 | 12 | 1
NO |  | 145 | 2016 | 4 | 7 | 7 |  | (5409)CF&I FURNACE | COMANCHE | 230 | 230 | SINGLE POLE | 2.73 | 0 | 1 | 3-1033.5 ACSR 45/ | 999 | 154280 | 155279 | 0 | 0 | 0 | 0 | 0 | 0 | 0 | 0 | 0 | 0 | 0 | 0 | 0 | 0 | 0 | 0 | 0 | 0 | 0 | 0 | 12 | 1
NO |  | 145 | 2016 | 4 | 8 | 8 |  | (5409)CF&I FURNACE | COMANCHE | 230 | 230 | TOWER | 0.28 | 0 | 1 | 3-1033.5 ACSR 45/ | 999 | 154280 | 155279 | 0 | 0 | 0 | 0 | 0 | 0 | 0 | 0 | 0 | 0 | 0 | 0 | 0 | 0 | 0 | 0 | 0 | 0 | 0 | 0 | 12 | 1
NO |  | 145 | 2016 | 4 | 9 | 9 |  | (5411)COMANCHE | MIDWAY | 230 | 230 | 2 POLE | 1.62 | 0 | 1 | 3-1033.5 ACSR 45/ | 550030 | 5859942 | 6409972 | 0 | 0 | 0 | 0 | 0 | 0 | 0 | 0 | 0 | 0 | 0 | 0 | 0 | 0 | 0 | 0 | 0 | 0 | 0 | 0 | 12 | 1
NO |  | 145 | 2016 | 4 | 10 | 10 |  |  |  | 230 | 230 | H-FRAME | 14.44 | 0 | 1 | 3-1033.5 ACSR 45/ | 0 | 0 | 0 | 0 | 0 | 0 | 0 | 0 | 0 | 0 | 0 | 0 | 0 | 0 | 0 | 0 | 0 | 0 | 0 | 0 | 0 | 0 | 0 | 12 | 1
NO |  | 145 | 2016 | 4 | 11 | 11 |  |  |  | 230 | 230 | SINGLE POLE | 32.69 | 0 | 1 | 3-1033.5 ACSR 45/ | 0 | 0 | 0 | 0 | 0 | 0 | 0 | 0 | 0 | 0 | 0 | 0 | 0 | 0 | 0 | 0 | 0 | 0 | 0 | 0 | 0 | 0 | 0 | 12 | 1
NO |  | 145 | 2016 | 4 | 12 | 12 |  | (5413)COMANCHE | MIDWAY | 230 | 230 | H-FRAME | 18.82 | 0.35 | 1 | 3-1033.5 ACSR 45/ | 483592 | 17899710 | 18383302 | 0 | 0 | 0 | 0 | 0 | 0 | 0 | 0 | 0 | 0 | 0 | 0 | 0 | 0 | 0 | 0 | 0 | 0 | 0 | 0 | 12 | 1
NO |  | 145 | 2016 | 4 | 13 | 13 |  |  |  | 230 | 230 | SINGLE POLE | 18.63 | 0 | 1 | 3-1033.5 ACSR 45/ | 0 | 0 | 0 | 0 | 0 | 0 | 0 | 0 | 0 | 0 | 0 | 0 | 0 | 0 | 0 | 0 | 0 | 0 | 0 | 0 | 0 | 0 | 0 | 12 | 1
NO |  | 145 | 2016 | 4 | 14 | 14 |  |  |  | 230 | 230 | SINGLE POLE | 10.83 | 0 | 1 | 3-1113 ACSR | 0 | 0 | 0 | 0 | 0 | 0 | 0 | 0 | 0 | 0 | 0 | 0 | 0 | 0 | 0 | 0 | 0 | 0 | 0 | 0 | 0 | 0 | 0 | 12 | 1
NO |  | 145 | 2016 | 4 | 15 | 15 |  | (5415)BOONE | COMANCHE | 230 | 230 | SINGLE POLE | 17 | 0 | 1 | 3-1033.5 ACSR | 254619 | 4275990 | 4530609 | 0 | 0 | 0 | 0 | 0 | 0 | 0 | 0 | 0 | 0 | 0 | 0 | 0 | 0 | 0 | 0 | 0 | 0 | 0 | 0 | 12 | 1
NO |  | 145 | 2016 | 4 | 16 | 16 |  |  |  | 230 | 230 | SINGLE POLE | 7.39 | 2.34 | 1 | 3-1033.5 ACSR 45/ | 0 | 0 | 0 | 0 | 0 | 0 | 0 | 0 | 0 | 0 | 0 | 0 | 0 | 0 | 0 | 0 | 0 | 0 | 0 | 0 | 0 | 0 | 0 | 12 | 1
NO |  | 145 | 2016 | 4 | 17 | 17 |  | (5435)GREENWOOD | JORDAN | 230 | 230 | UNDERGROUND | 6.23 | 0 | 1 | 1500 KCMIL CS CU | 333053 | 1402792 | 1735845 | 0 | 0 | 0 | 0 | 0 | 0 | 0 | 0 | 0 | 0 | 0 | 0 | 0 | 0 | 0 | 0 | 0 | 0 | 0 | 0 | 12 | 1
NO |  | 145 | 2016 | 4 | 18 | 18 |  | (5453)PAWNEE SW YARD | 5453-STR1 | 230 | 230 | SINGLE POLE | 0 | 0.06 | 1 | 3-1272 ACSR | 0 | 0 | 0 | 0 | 0 | 0 | 0 | 0 | 0 | 0 | 0 | 0 | 0 | 0 | 0 | 0 | 0 | 0 | 0 | 0 | 0 | 0 | 0 | 12 | 1
NO |  | 145 | 2016 | 4 | 19 | 19 |  | (5455)PAWNEE SW YARD | STORY | 230 | 230 | SINGLE POLE | 7.94 | 0 | 1 | 3-1272 ACSR | 44672 | 2308938 | 2353610 | 0 | 0 | 0 | 0 | 0 | 0 | 0 | 0 | 0 | 0 | 0 | 0 | 0 | 0 | 0 | 0 | 0 | 0 | 0 | 0 | 12 | 1
NO |  | 145 | 2016 | 4 | 20 | 20 |  |  |  | 230 | 345 | SINGLE POLE | 2.27 | 0 | 1 | 6-636 KCMIL ACSR | 0 | 0 | 0 | 0 | 0 | 0 | 0 | 0 | 0 | 0 | 0 | 0 | 0 | 0 | 0 | 0 | 0 | 0 | 0 | 0 | 0 | 0 | 0 | 12 | 1
NO |  | 145 | 2016 | 4 | 21 | 21 |  | (5457)MISSILE SITE | PAWNEE SW YARD | 230 | 345 | SINGLE POLE | 52.09 | 0 | 1 | 6-636 KCMIL ACSR | 66719 | 18394281 | 18461000 | 0 | 0 | 0 | 0 | 0 | 0 | 0 | 0 | 0 | 0 | 0 | 0 | 0 | 0 | 0 | 0 | 0 | 0 | 0 | 0 | 12 | 1
NO |  | 145 | 2016 | 4 | 22 | 22 |  |  |  | 230 | 230 | SINGLE POLE | 0.44 | 0 | 1 | 6-636 KCMIL ACSR | 0 | 0 | 0 | 0 | 0 | 0 | 0 | 0 | 0 | 0 | 0 | 0 | 0 | 0 | 0 | 0 | 0 | 0 | 0 | 0 | 0 | 0 | 0 | 12 | 1
NO |  | 145 | 2016 | 4 | 23 | 23 |  | (5461)MANCHIEF | PAWNEE SW YARD | 230 | 230 | SINGLE POLE | 0.35 | 0 | 1 | 3-1272 ACSR | 0 | 394347 | 394347 | 0 | 0 | 0 | 0 | 0 | 0 | 0 | 0 | 0 | 0 | 0 | 0 | 0 | 0 | 0 | 0 | 0 | 0 | 0 | 0 | 12 | 1
NO |  | 145 | 2016 | 4 | 24 | 24 |  | (5463)FT LUPTON | PAWNEE SW YARD | 230 | 230 | H-FRAME | 0.73 | 0 | 1 | 3-954 KCMIL ACSR | 44672 | 2308938 | 2353610 | 0 | 0 | 0 | 0 | 0 | 0 | 0 | 0 | 0 | 0 | 0 | 0 | 0 | 0 | 0 | 0 | 0 | 0 | 0 | 0 | 12 | 1
NO |  | 145 | 2016 | 4 | 25 | 25 |  |  |  | 230 | 230 | SINGLE POLE | 62.25 | 0 | 1 | 3-954 KCMIL ACSR | 0 | 0 | 0 | 0 | 0 | 0 | 0 | 0 | 0 | 0 | 0 | 0 | 0 | 0 | 0 | 0 | 0 | 0 | 0 | 0 | 0 | 0 | 0 | 12 | 1
NO |  | 145 | 2016 | 4 | 26 | 26 |  |  |  | 230 | 345 | SINGLE POLE | 2.28 | 0 | 1 | 6-636 KCMIL ACSR | 0 | 0 | 0 | 0 | 0 | 0 | 0 | 0 | 0 | 0 | 0 | 0 | 0 | 0 | 0 | 0 | 0 | 0 | 0 | 0 | 0 | 0 | 0 | 12 | 1
NO |  | 145 | 2016 | 4 | 27 | 27 |  | (5467)BRICK CENTER | PAWNEE SW YARD | 230 | 230 | SINGLE POLE | 0.85 | 0 | 1 | 6-636 KCMIL ACSR | 1217204 | 11125054 | 12342258 | 0 | 0 | 0 | 0 | 0 | 0 | 0 | 0 | 0 | 0 | 0 | 0 | 0 | 0 | 0 | 0 | 0 | 0 | 0 | 0 | 12 | 1
NO |  | 145 | 2016 | 4 | 28 | 28 |  |  |  | 230 | 345 | SINGLE POLE | 69.87 | 0 | 1 | 6-636 KCMIL ACSR | 0 | 0 | 0 | 0 | 0 | 0 | 0 | 0 | 0 | 0 | 0 | 0 | 0 | 0 | 0 | 0 | 0 | 0 | 0 | 0 | 0 | 0 | 0 | 12 | 1
NO |  | 145 | 2016 | 4 | 29 | 29 |  |  |  | 230 | 345 | SINGLE POLE | 0.22 | 50.81 | 1 | 6-636 KCMIL ACSR | 0 | 0 | 0 | 0 | 0 | 0 | 0 | 0 | 0 | 0 | 0 | 0 | 0 | 0 | 0 | 0 | 0 | 0 | 0 | 0 | 0 | 0 | 0 | 12 | 1
NO |  | 145 | 2016 | 4 | 30 | 30 |  |  |  | 230 | 230 | SINGLE POLE | 0 | 0.38 | 1 | 6-636 KCMIL ACSR | 0 | 0 | 0 | 0 | 0 | 0 | 0 | 0 | 0 | 0 | 0 | 0 | 0 | 0 | 0 | 0 | 0 | 0 | 0 | 0 | 0 | 0 | 0 | 12 | 1
NO |  | 145 | 2016 | 4 | 31 | 31 |  |  |  | 230 | 230 | TOWER | 0.03 | 0 | 1 | 6-636 KCMIL ACSR | 0 | 0 | 0 | 0 | 0 | 0 | 0 | 0 | 0 | 0 | 0 | 0 | 0 | 0 | 0 | 0 | 0 | 0 | 0 | 0 | 0 | 0 | 0 | 12 | 1
NO |  | 145 | 2016 | 4 | 32 | 32 |  |  |  | 230 | 345 | TOWER | 4.2 | 0 | 1 | 6-636 KCMIL ACSR | 0 | 0 | 0 | 0 | 0 | 0 | 0 | 0 | 0 | 0 | 0 | 0 | 0 | 0 | 0 | 0 | 0 | 0 | 0 | 0 | 0 | 0 | 0 | 12 | 1
NO |  | 145 | 2016 | 4 | 33 | 33 |  | (5487)BRECKENRIDGE | MALTA | 230 | 230 | SINGLE POLE | 1.41 | 0 | 1 | 6-636 KCMIL ACSR | 1308529 | 10898501 | 12207030 | 0 | 0 | 0 | 0 | 0 | 0 | 0 | 0 | 0 | 0 | 0 | 0 | 0 | 0 | 0 | 0 | 0 | 0 | 0 | 0 | 12 | 1
NO |  | 145 | 2016 | 4 | 34 | 34 |  |  |  | 230 | 345 | SINGLE POLE | 15.23 | 0 | 1 | 6-636 KCMIL ACSR | 0 | 0 | 0 | 0 | 0 | 0 | 0 | 0 | 0 | 0 | 0 | 0 | 0 | 0 | 0 | 0 | 0 | 0 | 0 | 0 | 0 | 0 | 0 | 12 | 1
NO |  | 145 | 2016 | 4 | 35 | 35 |  |  |  | 230 | 345 | TOWER | 21.21 | 0.04 | 1 | 6-636 KCMIL ACSR | 0 | 0 | 0 | 0 | 0 | 0 | 0 | 0 | 0 | 0 | 0 | 0 | 0 | 0 | 0 | 0 | 0 | 0 | 0 | 0 | 0 | 0 | 0 | 12 | 1
NO |  | 145 | 2016 | 5 | 1 | 1 |  |  |  | 230 | 230 | TOWER | 0.06 | 0 | 1 | 6-636 KCMIL ACSR | 0 | 0 | 0 | 0 | 0 | 0 | 0 | 0 | 0 | 0 | 0 | 0 | 0 | 0 | 0 | 0 | 0 | 0 | 0 | 0 | 0 | 0 | 0 | 12 | 1
NO |  | 145 | 2016 | 5 | 2 | 2 |  | (5503)RIFLE | PARACHUTE | 230 | 230 | H-FRAME | 19.14 | 0 | 1 | 3-1272 ACSR | 0 | 19994395 | 19994395 | 0 | 0 | 0 | 0 | 0 | 0 | 0 | 0 | 0 | 0 | 0 | 0 | 0 | 0 | 0 | 0 | 0 | 0 | 0 | 0 | 12 | 1
NO |  | 145 | 2016 | 5 | 3 | 3 |  |  |  | 230 | 230 | SINGLE POLE | 1.51 | 0 | 1 | 3-1272 ACSR | 0 | 0 | 0 | 0 | 0 | 0 | 0 | 0 | 0 | 0 | 0 | 0 | 0 | 0 | 0 | 0 | 0 | 0 | 0 | 0 | 0 | 0 | 0 | 12 | 1
NO |  | 145 | 2016 | 5 | 4 | 4 |  | (5505)PARACHUTE | STARKEY GULCH | 230 | 230 | SINGLE POLE | 4.83 | 0 | 1 | 3-954 KCMIL ACSR | 0 | 0 | 0 | 0 | 0 | 0 | 0 | 0 | 0 | 0 | 0 | 0 | 0 | 0 | 0 | 0 | 0 | 0 | 0 | 0 | 0 | 0 | 0 | 12 | 1
NO |  | 145 | 2016 | 5 | 5 | 5 |  | (5507)PARACHUTE | WHEELER | 230 | 230 | SINGLE POLE | 3.09 | 0 | 1 | 3-1033.5 ACSR | 0 | 3202 | 3202 | 0 | 0 | 0 | 0 | 0 | 0 | 0 | 0 | 0 | 0 | 0 | 0 | 0 | 0 | 0 | 0 | 0 | 0 | 0 | 0 | 12 | 1
NO |  | 145 | 2016 | 5 | 6 | 6 |  | (5509)CAMEO | PARACHUTE | 230 | 230 | H-FRAME | 5.85 | 0 | 1 | 3-795 KCMIL ACSR | 156578 | 841576 | 998153 | 0 | 0 | 0 | 0 | 0 | 0 | 0 | 0 | 0 | 0 | 0 | 0 | 0 | 0 | 0 | 0 | 0 | 0 | 0 | 0 | 12 | 1
NO |  | 145 | 2016 | 5 | 7 | 7 |  |  |  | 230 | 345 | H-FRAME | 0 | 0.08 | 1 | 3-795 KCMIL ACSR | 0 | 0 | 0 | 0 | 0 | 0 | 0 | 0 | 0 | 0 | 0 | 0 | 0 | 0 | 0 | 0 | 0 | 0 | 0 | 0 | 0 | 0 | 0 | 12 | 1
NO |  | 145 | 2016 | 5 | 8 | 8 |  |  |  | 230 | 230 | SINGLE POLE | 24.39 | 0 | 1 | 3-795 KCMIL ACSR | 0 | 0 | 0 | 0 | 0 | 0 | 0 | 0 | 0 | 0 | 0 | 0 | 0 | 0 | 0 | 0 | 0 | 0 | 0 | 0 | 0 | 0 | 0 | 12 | 1
NO |  | 145 | 2016 | 5 | 9 | 9 |  |  |  | 230 | 345 | TOWER | 0 | 1.58 | 1 | 6-1272 ACSR | 0 | 0 | 0 | 0 | 0 | 0 | 0 | 0 | 0 | 0 | 0 | 0 | 0 | 0 | 0 | 0 | 0 | 0 | 0 | 0 | 0 | 0 | 0 | 12 | 1
NO |  | 145 | 2016 | 5 | 10 | 10 |  | (5513)LAMAR TSG&T | LAMAR | 230 | 230 | SINGLE POLE | 0.36 | 0 | 1 | 3-1272 ACSR | 0 | 0 | 0 | 0 | 0 | 0 | 0 | 0 | 0 | 0 | 0 | 0 | 0 | 0 | 0 | 0 | 0 | 0 | 0 | 0 | 0 | 0 | 0 | 12 | 1
NO |  | 145 | 2016 | 5 | 11 | 11 |  | (55159)GOLDEN WEST TRANS | JACKSON FULLER | 230 | 230 | SINGLE POLE | 0.18 | 0 | 1 | 3-1272 ACSR | -39871 | 366 | -39505 | 0 | 0 | 0 | 0 | 0 | 0 | 0 | 0 | 0 | 0 | 0 | 0 | 0 | 0 | 0 | 0 | 0 | 0 | 0 | 0 | 12 | 1
NO |  | 145 | 2016 | 5 | 12 | 12 |  | (5525)FT LUPTON | GREEN VALLEY | 230 | 230 | SINGLE POLE | 9.3 | 0.17 | 1 | 6-636 KCMIL ACSR | 24928 | 843672 | 868600 | 0 | 0 | 0 | 0 | 0 | 0 | 0 | 0 | 0 | 0 | 0 | 0 | 0 | 0 | 0 | 0 | 0 | 0 | 0 | 0 | 12 | 1
NO |  | 145 | 2016 | 5 | 13 | 13 |  |  |  | 230 | 230 | TOWER | 0.16 | 7.73 | 1 | 6-1033.5 ACSR | 0 | 0 | 0 | 0 | 0 | 0 | 0 | 0 | 0 | 0 | 0 | 0 | 0 | 0 | 0 | 0 | 0 | 0 | 0 | 0 | 0 | 0 | 0 | 12 | 1
NO |  | 145 | 2016 | 5 | 14 | 14 |  |  |  | 230 | 230 | TOWER | 0.08 | 0.23 | 1 | 6-636 KCMIL ACSR | 0 | 0 | 0 | 0 | 0 | 0 | 0 | 0 | 0 | 0 | 0 | 0 | 0 | 0 | 0 | 0 | 0 | 0 | 0 | 0 | 0 | 0 | 0 | 12 | 1
NO |  | 145 | 2016 | 5 | 15 | 15 |  |  |  | 230 | 230 | TOWER | 0 | 6.75 | 1 | 6-636 KCMIL ACSR | 0 | 0 | 0 | 0 | 0 | 0 | 0 | 0 | 0 | 0 | 0 | 0 | 0 | 0 | 0 | 0 | 0 | 0 | 0 | 0 | 0 | 0 | 0 | 12 | 1
NO |  | 145 | 2016 | 5 | 16 | 16 |  | (5527)CHEROKEE SW YARD | JAMES L GREEN | 230 | 230 | SINGLE POLE | 12.55 | 0.03 | 1 | 3-1272 ACSR | 137228 | 10759378 | 10896606 | 0 | 0 | 0 | 0 | 0 | 0 | 0 | 0 | 0 | 0 | 0 | 0 | 0 | 0 | 0 | 0 | 0 | 0 | 0 | 0 | 12 | 1
NO |  | 145 | 2016 | 5 | 17 | 17 |  | (5529)FT LUPTON | J.M. SHAFER GEN STA | 230 | 230 | SINGLE POLE | 0.2 | 0 | 1 | 3-1033.5 ACSR | 10980 | 0 | 10980 | 0 | 0 | 0 | 0 | 0 | 0 | 0 | 0 | 0 | 0 | 0 | 0 | 0 | 0 | 0 | 0 | 0 | 0 | 0 | 0 | 12 | 1
NO |  | 145 | 2016 | 5 | 18 | 18 |  | (5555)GRAND JCT | UINTAH | 230 | 230 | SINGLE POLE | 17.46 | 0 | 1 | 3-1272 ACSR | 1029047 | 10029438 | 11058486 | 0 | 0 | 0 | 0 | 0 | 0 | 0 | 0 | 0 | 0 | 0 | 0 | 0 | 0 | 0 | 0 | 0 | 0 | 0 | 0 | 12 | 1
NO |  | 145 | 2016 | 5 | 19 | 19 |  | (5557)GRAND JCT | UTE GRAND JCT | 230 | 230 | SINGLE POLE | 12.11 | 0.25 | 1 | 3-1272 ACSR | 1433737 | 3958357 | 5392094 | 0 | 0 | 0 | 0 | 0 | 0 | 0 | 0 | 0 | 0 | 0 | 0 | 0 | 0 | 0 | 0 | 0 | 0 | 0 | 0 | 12 | 1
NO |  | 145 | 2016 | 5 | 20 | 20 |  | (5565)KEENESBURG | ROCKY MOUNTAIN ENERGY CENTE | 230 | 230 | SINGLE POLE | 0.12 | 3.71 | 1 | 3-954 KCMIL ACSR | 395807 | 6771346 | 7167153 | 0 | 0 | 0 | 0 | 0 | 0 | 0 | 0 | 0 | 0 | 0 | 0 | 0 | 0 | 0 | 0 | 0 | 0 | 0 | 0 | 12 | 1
NO |  | 145 | 2016 | 5 | 21 | 21 |  | (5607)CAMEO | UINTAH | 230 | 230 | SINGLE POLE | 32.03 | 0.1 | 1 | 3-1272 ACSR | 320529 | 5888907 | 6209436 | 0 | 0 | 0 | 0 | 0 | 0 | 0 | 0 | 0 | 0 | 0 | 0 | 0 | 0 | 0 | 0 | 0 | 0 | 0 | 0 | 12 | 1
NO |  | 145 | 2016 | 5 | 22 | 22 |  |  |  | 230 | 345 | SINGLE POLE | 1.86 | 0 | 1 | 3-1272 ACSR | 0 | 0 | 0 | 0 | 0 | 0 | 0 | 0 | 0 | 0 | 0 | 0 | 0 | 0 | 0 | 0 | 0 | 0 | 0 | 0 | 0 | 0 | 0 | 12 | 1
NO |  | 145 | 2016 | 5 | 23 | 23 |  | (5623)ARAPAHOE | DENVER TERM | 230 | 230 | SINGLE POLE | 6.99 | 0 | 1 | 3-1272 ACSR | 6102882 | 12227785 | 18330667 | 0 | 0 | 0 | 0 | 0 | 0 | 0 | 0 | 0 | 0 | 0 | 0 | 0 | 0 | 0 | 0 | 0 | 0 | 0 | 0 | 12 | 1
NO |  | 145 | 2016 | 5 | 24 | 24 |  | (5625)DENVER TERM | ELATI | 230 | 230 | SINGLE POLE | 0 | 0.22 | 1 | 6-1033.5 ACSR | 0 | 230708 | 230708 | 0 | 0 | 0 | 0 | 0 | 0 | 0 | 0 | 0 | 0 | 0 | 0 | 0 | 0 | 0 | 0 | 0 | 0 | 0 | 0 | 12 | 1
NO |  | 145 | 2016 | 5 | 25 | 25 |  |  |  | 230 | 230 | UNDERGROUND | 1.23 | 0 | 1 | 2250 KCMIL CS CU | 0 | 0 | 0 | 0 | 0 | 0 | 0 | 0 | 0 | 0 | 0 | 0 | 0 | 0 | 0 | 0 | 0 | 0 | 0 | 0 | 0 | 0 | 0 | 12 | 1
NO |  | 145 | 2016 | 5 | 26 | 26 |  | (5627)DENVER TERM | LACOMBE | 230 | 230 | SINGLE POLE | 1.98 | 0.05 | 1 | 6-954 KCMIL AAC | 0 | 3450626 | 3450626 | 0 | 0 | 0 | 0 | 0 | 0 | 0 | 0 | 0 | 0 | 0 | 0 | 0 | 0 | 0 | 0 | 0 | 0 | 0 | 0 | 12 | 1
NO |  | 145 | 2016 | 5 | 27 | 27 |  |  |  | 230 | 230 | UNDERGROUND | 0.28 | 0 | 1 | 2000 KCMIL CU | 0 | 0 | 0 | 0 | 0 | 0 | 0 | 0 | 0 | 0 | 0 | 0 | 0 | 0 | 0 | 0 | 0 | 0 | 0 | 0 | 0 | 0 | 0 | 12 | 1
NO |  | 145 | 2016 | 5 | 28 | 28 |  | (5629)DENVER TERM | LOOKOUT | 230 | 230 | SINGLE POLE | 5.61 | 0 | 1 | 3-1033.5 ACSR | 46334 | 6751822 | 6798156 | 0 | 0 | 0 | 0 | 0 | 0 | 0 | 0 | 0 | 0 | 0 | 0 | 0 | 0 | 0 | 0 | 0 | 0 | 0 | 0 | 12 | 1
NO |  | 145 | 2016 | 5 | 29 | 29 |  |  |  | 230 | 230 | SINGLE POLE | 0.73 | 0 | 1 | 3-1272 ACSR | 0 | 0 | 0 | 0 | 0 | 0 | 0 | 0 | 0 | 0 | 0 | 0 | 0 | 0 | 0 | 0 | 0 | 0 | 0 | 0 | 0 | 0 | 0 | 12 | 1
NO |  | 145 | 2016 | 5 | 30 | 30 |  |  |  | 230 | 230 | TOWER | 1.75 | 0 | 1 | 3-1033.5 ACSR | 0 | 0 | 0 | 0 | 0 | 0 | 0 | 0 | 0 | 0 | 0 | 0 | 0 | 0 | 0 | 0 | 0 | 0 | 0 | 0 | 0 | 0 | 0 | 12 | 1
NO |  | 145 | 2016 | 5 | 31 | 31 |  |  |  | 230 | 230 | TOWER | 1.63 | 0 | 1 | 3-1272 ACSR | 0 | 0 | 0 | 0 | 0 | 0 | 0 | 0 | 0 | 0 | 0 | 0 | 0 | 0 | 0 | 0 | 0 | 0 | 0 | 0 | 0 | 0 | 0 | 12 | 1
NO |  | 145 | 2016 | 5 | 32 | 32 |  |  |  | 230 | 230 | UNDERGROUND | 0.73 | 0 | 1 | 2500 KCMIL 5 SEG | 0 | 0 | 0 | 0 | 0 | 0 | 0 | 0 | 0 | 0 | 0 | 0 | 0 | 0 | 0 | 0 | 0 | 0 | 0 | 0 | 0 | 0 | 0 | 12 | 1
NO |  | 145 | 2016 | 5 | 33 | 33 |  | (5633)NIWOT | PLAINS END SW STA | 230 | 230 | SINGLE POLE | 1.53 | 16.71 | 1 | 3-1033.5 ACSR | 133728 | 1446011 | 1579739 | 0 | 0 | 0 | 0 | 0 | 0 | 0 | 0 | 0 | 0 | 0 | 0 | 0 | 0 | 0 | 0 | 0 | 0 | 0 | 0 | 12 | 1
NO |  | 145 | 2016 | 5 | 34 | 34 |  |  |  | 230 | 230 | SINGLE POLE | 0.01 | 0.14 | 1 | 6-1033.5 ACSR | 0 | 0 | 0 | 0 | 0 | 0 | 0 | 0 | 0 | 0 | 0 | 0 | 0 | 0 | 0 | 0 | 0 | 0 | 0 | 0 | 0 | 0 | 0 | 12 | 1
NO |  | 145 | 2016 | 5 | 35 | 35 |  | (5635)GUNBARREL | NIWOT | 230 | 230 | UNDERGROUND | 2.29 | 0 | 1 | 1000 KCMIL CR CU | 102028 | 8154349 | 8256378 | 0 | 0 | 0 | 0 | 0 | 0 | 0 | 0 | 0 | 0 | 0 | 0 | 0 | 0 | 0 | 0 | 0 | 0 | 0 | 0 | 12 | 1
NO |  | 145 | 2016 | 6 | 1 | 1 |  | (5637)ISABELLE | NIWOT | 230 | 230 | SINGLE POLE | 6.2 | 0.25 | 1 | 3-1033.5 ACSR | 128048 | 1414980 | 1543028 | 0 | 0 | 0 | 0 | 0 | 0 | 0 | 0 | 0 | 0 | 0 | 0 | 0 | 0 | 0 | 0 | 0 | 0 | 0 | 0 | 12 | 1
NO |  | 145 | 2016 | 6 | 2 | 2 |  |  |  | 230 | 230 | SINGLE POLE | 1.83 | 0.1 | 1 | 6-1033.5 ACSR | 0 | 0 | 0 | 0 | 0 | 0 | 0 | 0 | 0 | 0 | 0 | 0 | 0 | 0 | 0 | 0 | 0 | 0 | 0 | 0 | 0 | 0 | 0 | 12 | 1
NO |  | 145 | 2016 | 6 | 3 | 3 |  | (5639)GUNBARREL | NIWOT | 230 | 230 | UNDERGROUND | 2.3 | 0 | 1 | 1000 KCMIL CR CU | 427671 | 2151240 | 2578911 | 0 | 0 | 0 | 0 | 0 | 0 | 0 | 0 | 0 | 0 | 0 | 0 | 0 | 0 | 0 | 0 | 0 | 0 | 0 | 0 | 12 | 1
NO |  | 145 | 2016 | 6 | 4 | 4 |  | (5705)GREENWOOD | SULLIVAN | 230 | 230 | SINGLE POLE | 0.04 | 1.5 | 1 | 3-1029 ACAR A | 0 | 2419161 | 2419161 | 0 | 0 | 0 | 0 | 0 | 0 | 0 | 0 | 0 | 0 | 0 | 0 | 0 | 0 | 0 | 0 | 0 | 0 | 0 | 0 | 12 | 1
NO |  | 145 | 2016 | 6 | 5 | 5 |  |  |  | 230 | 230 | TOWER | 0 | 1.3 | 1 | 3-1029 REV CONC | 0 | 0 | 0 | 0 | 0 | 0 | 0 | 0 | 0 | 0 | 0 | 0 | 0 | 0 | 0 | 0 | 0 | 0 | 0 | 0 | 0 | 0 | 0 | 12 | 1
NO |  | 145 | 2016 | 6 | 6 | 6 |  |  |  | 230 | 230 | UNDERGROUND | 1.81 | 0 | 1 | 2500 REV CONC | 0 | 0 | 0 | 0 | 0 | 0 | 0 | 0 | 0 | 0 | 0 | 0 | 0 | 0 | 0 | 0 | 0 | 0 | 0 | 0 | 0 | 0 | 0 | 12 | 1
NO |  | 145 | 2016 | 6 | 7 | 7 |  | (5707)DANIELS PARK | GREENWOOD | 230 | 230 | SINGLE POLE | 0.03 | 8.41 | 1 | 3-1272 ACSR | 79872 | 4165305 | 4245176 | 0 | 0 | 0 | 0 | 0 | 0 | 0 | 0 | 0 | 0 | 0 | 0 | 0 | 0 | 0 | 0 | 0 | 0 | 0 | 0 | 12 | 1
NO |  | 145 | 2016 | 6 | 8 | 8 |  | (5735)SKY RANCH | SPRUCE | 230 | 230 | SINGLE POLE | 0 | 0.32 | 1 | 6-636 KCMIL ACSR | 28916 | 1062599 | 1091515 | 0 | 0 | 0 | 0 | 0 | 0 | 0 | 0 | 0 | 0 | 0 | 0 | 0 | 0 | 0 | 0 | 0 | 0 | 0 | 0 | 12 | 1
NO |  | 145 | 2016 | 6 | 9 | 9 |  |  |  | 230 | 230 | TOWER | 0.46 | 3.03 | 1 | 6-636 KCMIL ACSR | 0 | 0 | 0 | 0 | 0 | 0 | 0 | 0 | 0 | 0 | 0 | 0 | 0 | 0 | 0 | 0 | 0 | 0 | 0 | 0 | 0 | 0 | 0 | 12 | 1
NO |  | 145 | 2016 | 6 | 10 | 10 |  | (5747)PONCHA WAPA | PONCHA JCT | 230 | 230 | SINGLE POLE | 0.89 | 0 | 1 | 3-1272 ACSR | 199095 | 3301019 | 3500115 | 0 | 0 | 0 | 0 | 0 | 0 | 0 | 0 | 0 | 0 | 0 | 0 | 0 | 0 | 0 | 0 | 0 | 0 | 0 | 0 | 12 | 1
NO |  | 145 | 2016 | 6 | 11 | 11 |  | (5759)BARR LAKE | GREEN VALLEY | 230 | 230 | SINGLE POLE | 0.26 | 9.56 | 1 | 3-1033.5 ACSR | 192674 | 822986 | 1015661 | 0 | 0 | 0 | 0 | 0 | 0 | 0 | 0 | 0 | 0 | 0 | 0 | 0 | 0 | 0 | 0 | 0 | 0 | 0 | 0 | 12 | 1
NO |  | 145 | 2016 | 6 | 12 | 12 |  |  |  | 230 | 230 | TOWER | 0.63 | 0 | 1 | 6-636 KCMIL ACSR | 0 | 0 | 0 | 0 | 0 | 0 | 0 | 0 | 0 | 0 | 0 | 0 | 0 | 0 | 0 | 0 | 0 | 0 | 0 | 0 | 0 | 0 | 0 | 12 | 1
NO |  | 145 | 2016 | 6 | 13 | 13 |  | (5785)COOLEY MESA | WOLCOTT | 230 | 230 | H-FRAME | 14.31 | 0 | 1 | 3-1272 ACSR | 1173340 | 4795486 | 5968825 | 0 | 0 | 0 | 0 | 0 | 0 | 0 | 0 | 0 | 0 | 0 | 0 | 0 | 0 | 0 | 0 | 0 | 0 | 0 | 0 | 12 | 1
NO |  | 145 | 2016 | 6 | 14 | 14 |  | (5787)BASALT | COOLEY MESA | 230 | 230 | H-FRAME | 25.02 | 0 | 1 | 3-1272 ACSR | 1173340 | 4795486 | 5968825 | 0 | 0 | 0 | 0 | 0 | 0 | 0 | 0 | 0 | 0 | 0 | 0 | 0 | 0 | 0 | 0 | 0 | 0 | 0 | 0 | 12 | 1
NO |  | 145 | 2016 | 6 | 15 | 15 |  | (5803)TARRYALL | WATERTON | 230 | 230 | H-FRAME | 1.14 | 0 | 1 | 3-1033.5 ACSR | 262940 | 2926362 | 3189302 | 0 | 0 | 0 | 0 | 0 | 0 | 0 | 0 | 0 | 0 | 0 | 0 | 0 | 0 | 0 | 0 | 0 | 0 | 0 | 0 | 12 | 1
NO |  | 145 | 2016 | 6 | 16 | 16 |  |  |  | 230 | 230 | SINGLE POLE | 36.98 | 0.1 | 1 | 3-1033.5 ACSR | 0 | 0 | 0 | 0 | 0 | 0 | 0 | 0 | 0 | 0 | 0 | 0 | 0 | 0 | 0 | 0 | 0 | 0 | 0 | 0 | 0 | 0 | 0 | 12 | 1
NO |  | 145 | 2016 | 6 | 17 | 17 |  | (5811)FOIDEL CREEK | STEAMBOAT | 230 | 230 | SINGLE POLE | 15.38 | 0 | 1 | 3-1272 ACSR | 179931 | 4400308 | 4580240 | 0 | 0 | 0 | 0 | 0 | 0 | 0 | 0 | 0 | 0 | 0 | 0 | 0 | 0 | 0 | 0 | 0 | 0 | 0 | 0 | 12 | 1
NO |  | 145 | 2016 | 6 | 18 | 18 |  | (5813)FOIDEL CREEK | WOLCOTT | 230 | 230 | SINGLE POLE | 56.63 | 0 | 1 | 3-1272 ACSR | 639850 | 7875664 | 8515514 | 0 | 0 | 0 | 0 | 0 | 0 | 0 | 0 | 0 | 0 | 0 | 0 | 0 | 0 | 0 | 0 | 0 | 0 | 0 | 0 | 12 | 1
NO |  | 145 | 2016 | 6 | 19 | 19 |  | (5815)HAYDEN | FOIDEL CREEK | 230 | 230 | SINGLE POLE | 2.44 | 0 | 1 | 3-1272 ACSR | 0 | 968270 | 968270 | 0 | 0 | 0 | 0 | 661450560 | 0 | 0 | 0 | 0 | 0 | 0 | 0 | 0 | 0 | 0 | 0 | 0 | 0 | 0 | 0 | 12 | 1
NO |  | 145 | 2016 | 6 | 20 | 20 |  |  |  | 230 | 230 | TOWER | 9.67 | 0 | 1 | 3-1272 ACSR | 0 | 0 | 0 | 0 | 0 | 0 | 0 | 0 | 0 | 0 | 0 | 0 | 0 | 0 | 0 | 0 | 0 | 0 | 0 | 0 | 0 | 0 | 0 | 12 | 1
NO |  | 145 | 2016 | 6 | 21 | 21 |  | (5817)FOIDEL CREEK | STEAMBOAT | 230 | 230 | SINGLE POLE | 9.74 | 0.05 | 1 | 3-1272 ACSR | 1431937 | 2436149 | 3868087 | 0 | 0 | 0 | 0 | 0 | 0 | 0 | 0 | 0 | 0 | 0 | 0 | 0 | 0 | 0 | 0 | 0 | 0 | 0 | 0 | 12 | 1
NO |  | 145 | 2016 | 6 | 22 | 22 |  |  |  | 230 | 230 | TOWER | 9.05 | 0 | 1 | 3-1272 ACSR | 0 | 0 | 0 | 0 | 0 | 0 | 0 | 0 | 0 | 0 | 0 | 0 | 0 | 0 | 0 | 0 | 0 | 0 | 0 | 0 | 0 | 0 | 0 | 12 | 1
NO |  | 145 | 2016 | 6 | 23 | 23 |  | (5831)CRAIG SW YARD | CRAIG TRANSFER | 230 | 230 | SINGLE POLE | 0.55 | 0 | 1 | 3-1033.5 ACSR | 1547 | 505931 | 507478 | 0 | 0 | 0 | 0 | 0 | 0 | 0 | 0 | 0 | 0 | 0 | 0 | 0 | 0 | 0 | 0 | 0 | 0 | 0 | 0 | 12 | 1
NO |  | 145 | 2016 | 6 | 24 | 24 |  | (5851)LOOKOUT | SODA LAKES | 230 | 230 | TOWER | 7.9 | 0.37 | 1 | 3-1033.5 ACSR | 263039 | 1438412 | 1701452 | 0 | 0 | 0 | 0 | 0 | 0 | 0 | 0 | 0 | 0 | 0 | 0 | 0 | 0 | 0 | 0 | 0 | 0 | 0 | 0 | 12 | 1
NO |  | 145 | 2016 | 6 | 25 | 25 |  | (5875)BARR LAKE | REUNION | 230 | 230 | SINGLE POLE | 0 | 8.62 | 1 | 3-636 KCMIL ACSR | 192674 | 822986 | 1015661 | 0 | 0 | 0 | 0 | 0 | 0 | 0 | 0 | 0 | 0 | 0 | 0 | 0 | 0 | 0 | 0 | 0 | 0 | 0 | 0 | 12 | 1
NO |  | 145 | 2016 | 6 | 26 | 26 |  |  |  | 230 | 230 | TOWER | 0 | 0.63 | 1 | 3-1033.5 ACSR | 0 | 0 | 0 | 0 | 0 | 0 | 0 | 0 | 0 | 0 | 0 | 0 | 0 | 0 | 0 | 0 | 0 | 0 | 0 | 0 | 0 | 0 | 0 | 12 | 1
NO |  | 145 | 2016 | 6 | 27 | 27 |  |  |  | 230 | 230 | TOWER | 0 | 1 | 1 | 6-636 KCMIL ACSR | 0 | 0 | 0 | 0 | 0 | 0 | 0 | 0 | 0 | 0 | 0 | 0 | 0 | 0 | 0 | 0 | 0 | 0 | 0 | 0 | 0 | 0 | 0 | 12 | 1
NO |  | 145 | 2016 | 6 | 28 | 28 |  | (5877)REUNION | SILVER SADDLE | 230 | 230 | TOWER | 0 | 4.8 | 1 | 6-636 KCMIL ACSR | 192674 | 822986 | 1015661 | 0 | 0 | 0 | 0 | 0 | 0 | 0 | 0 | 0 | 0 | 0 | 0 | 0 | 0 | 0 | 0 | 0 | 0 | 0 | 0 | 12 | 1
NO |  | 145 | 2016 | 6 | 29 | 29 |  | (5921)NORTH YUMA | SPRING CANYON | 230 | 230 | SINGLE POLE | 40.42 | 0.06 | 1 | 3-1272 ACSR | 217601 | 3773123 | 3990724 | 0 | 0 | 0 | 0 | 0 | 0 | 0 | 0 | 0 | 0 | 0 | 0 | 0 | 0 | 0 | 0 | 0 | 0 | 0 | 0 | 12 | 1
NO |  | 145 | 2016 | 6 | 30 | 30 |  | (5925)SIDNEY | SPRING CANYON | 230 | 230 | SINGLE POLE | 0 | 0.06 | 1 | 3-1272 ACAR | 217601 | 3773123 | 3990724 | 0 | 0 | 0 | 0 | 0 | 0 | 0 | 0 | 0 | 0 | 0 | 0 | 0 | 0 | 0 | 0 | 0 | 0 | 0 | 0 | 12 | 1
NO |  | 145 | 2016 | 6 | 31 | 31 |  | (5953)FT ST VRAIN | SPINDLE | 230 | 230 | TOWER | 0.04 | 13.71 | 1 | 6-1033.5 ACSR | 128048 | 1414980 | 1543028 | 0 | 0 | 0 | 0 | 0 | 0 | 0 | 0 | 0 | 0 | 0 | 0 | 0 | 0 | 0 | 0 | 0 | 0 | 0 | 0 | 12 | 1
NO |  | 145 | 2016 | 6 | 32 | 32 |  | (5961)GREEN VALLEY | KEENESBURG | 230 | 230 | SINGLE POLE | 0 | 0.25 | 1 | 6-954 KCMIL ACSR | 0 | 216485 | 216485 | 0 | 0 | 0 | 0 | 0 | 0 | 0 | 0 | 0 | 0 | 0 | 0 | 0 | 0 | 0 | 0 | 0 | 0 | 0 | 0 | 12 | 1
NO |  | 145 | 2016 | 6 | 33 | 33 |  |  |  | 230 | 345 | SINGLE POLE | 0.26 | 17.44 | 1 | 6-954 KCMIL ACSR | 0 | 0 | 0 | 0 | 0 | 0 | 0 | 0 | 0 | 0 | 0 | 0 | 0 | 0 | 0 | 0 | 0 | 0 | 0 | 0 | 0 | 0 | 0 | 12 | 1
NO |  | 145 | 2016 | 6 | 34 | 34 |  | (5995)HARTSEL IREA | TARRYALL | 230 | 230 | K-FRAME | 0.7 | 0 | 1 | 3-1033.5 ACSR | 262940 | 2926362 | 3189302 | 0 | 0 | 0 | 0 | 0 | 0 | 0 | 0 | 0 | 0 | 0 | 0 | 0 | 0 | 0 | 0 | 0 | 0 | 0 | 0 | 12 | 1
NO |  | 145 | 2016 | 6 | 35 | 35 |  |  |  | 230 | 230 | SINGLE POLE | 24.76 | 0.24 | 1 | 3-1033.5 ACSR | 0 | 0 | 0 | 0 | 0 | 0 | 0 | 0 | 0 | 0 | 0 | 0 | 0 | 0 | 0 | 0 | 0 | 0 | 0 | 0 | 0 | 0 | 0 | 12 | 1
NO |  | 145 | 2016 | 7 | 1 | 1 |  | (3003)HAYDEN | MT HARRIS | 138 | 138 | SINGLE POLE | 0.47 | 0 | 1 | 3-556.5 ACSR | 138 | 403808 | 403946 | 0 | 0 | 0 | 0 | 0 | 0 | 0 | 0 | 0 | 0 | 0 | 0 | 0 | 0 | 0 | 0 | 0 | 0 | 0 | 0 | 12 | 1
NO |  | 145 | 2016 | 7 | 2 | 2 |  | (3014)COLLBRAN | RIFLE UTE | 138 | 138 | SINGLE POLE | 41.05 | 0 | 1 | 3-477 KCMIL ACSR | 144274 | 1042063 | 1186337 | 0 | 0 | 0 | 0 | 0 | 0 | 0 | 0 | 0 | 0 | 0 | 0 | 0 | 0 | 0 | 0 | 0 | 0 | 0 | 0 | 12 | 1
NO |  | 145 | 2016 | 7 | 3 | 3 |  |  |  | 138 | 138 | TOWER | 0.21 | 0 | 1 | 3-477 KCMIL ACSR | 0 | 0 | 0 | 0 | 0 | 0 | 0 | 0 | 0 | 0 | 0 | 0 | 0 | 0 | 0 | 0 | 0 | 0 | 0 | 0 | 0 | 0 | 0 | 12 | 1
NO |  | 145 | 2016 | 7 | 4 | 4 |  | (3015)COLLBRAN | UTE GRAND JCT | 138 | 138 | H-FRAME | 0.15 | 0 | 1 | 3-477 KCMIL ACSR | 85389 | 583639 | 669029 | 0 | 0 | 0 | 0 | 0 | 0 | 0 | 0 | 0 | 0 | 0 | 0 | 0 | 0 | 0 | 0 | 0 | 0 | 0 | 0 | 12 | 1
NO |  | 145 | 2016 | 7 | 5 | 5 |  |  |  | 138 | 138 | SINGLE POLE | 22.75 | 0 | 1 | 3-477 KCMIL ACSR | 0 | 0 | 0 | 0 | 0 | 0 | 0 | 0 | 0 | 0 | 0 | 0 | 0 | 0 | 0 | 0 | 0 | 0 | 0 | 0 | 0 | 0 | 0 | 12 | 1
SI/NO | A | 145 | 2016 | 7 | 7 | 7 |  | Summary of 115 kV System |  | 115 | 115 | Overhead | 739.99 | 146.37 | 0 |  | 16809928 | 201957300 | 218767228 | 0 | 0 | 0 | 5449326.7309 | 0 | 0 | 0 | 0 | 0 | 0 | 0 | 0 | 0 | 0 | 0 | 0 | 0 | 0 | 0 | 0 | 12 | 1
NO |  | 145 | 2016 | 7 | 8 | 8 |  |  |  | 115 | 230 | Overhead | 11.56 | 87.55 | 0 |  | 0 | 0 | 0 | 0 | 0 | 0 | 0 | 0 | 0 | 0 | 0 | 0 | 0 | 0 | 0 | 0 | 0 | 0 | 0 | 0 | 0 | 0 | 0 | 12 | 1
NO |  | 145 | 2016 | 7 | 9 | 9 |  |  |  | 115 | 115 | Underground | 27.9 | 0 | 0 |  | 0 | 0 | 0 | 0 | 0 | 0 | 0 | 0 | 0 | 0 | 0 | 0 | 0 | 0 | 0 | 0 | 0 | 0 | 0 | 0 | 0 | 0 | 0 | 12 | 1
NO |  | 145 | 2016 | 7 | 10 | 10 |  |  |  | 115 | 230 | Underground | 2.7 | 0 | 0 |  | 0 | 0 | 0 | 0 | 0 | 0 | 0 | 0 | 0 | 0 | 0 | 0 | 0 | 0 | 0 | 0 | 0 | 0 | 0 | 0 | 0 | 0 | 0 | 12 | 1
SI/NO | A | 145 | 2016 | 7 | 11 | 11 |  | Summary of 69 kV System |  | 69 | 230 | Overhead | 0.2 | 6.12 | 0 |  | 2913933 | 27871717 | 30785650 | 0 | 0 | 0 | 766847.3336 | 0 | 0 | 0 | 0 | 0 | 0 | 0 | 0 | 0 | 0 | 0 | 0 | 0 | 0 | 0 | 0 | 12 | 1
NO |  | 145 | 2016 | 7 | 12 | 12 |  |  |  | 69 | 115 | Overhead | 20.31 | 5.09 | 0 |  | 0 | 0 | 0 | 0 | 0 | 0 | 0 | 0 | 0 | 0 | 0 | 0 | 0 | 0 | 0 | 0 | 0 | 0 | 0 | 0 | 0 | 0 | 0 | 12 | 1
NO |  | 145 | 2016 | 7 | 13 | 13 |  |  |  | 69 | 69 | Overhead | 297.24 | 1.04 | 0 |  | 0 | 0 | 0 | 0 | 0 | 0 | 0 | 0 | 0 | 0 | 0 | 0 | 0 | 0 | 0 | 0 | 0 | 0 | 0 | 0 | 0 | 0 | 0 | 12 | 1
SI/NO | A | 145 | 2016 | 7 | 14 | 14 |  | Summary of 44 kV System |  | 44 | 44 | Overhead | 121.32 | 2.2 | 0 |  | 300305 | 18549909 | 18850215 | 0 | 0 | 0 | 469544.6453 | 0 | 0 | 0 | 0 | 0 | 0 | 0 | 0 | 0 | 0 | 0 | 0 | 0 | 0 | 0 | 0 | 12 | 1
NO |  | 145 | 2016 | 7 | 15 | 15 |  |  |  | 44 | 230 | Overhead | 0.04 | 0 | 0 |  | 0 | 0 | 0 | 0 | 0 | 0 | 0 | 0 | 0 | 0 | 0 | 0 | 0 | 0 | 0 | 0 | 0 | 0 | 0 | 0 | 0 | 0 | 0 | 12 | 1
NO |  | 145 | 2016 | 7 | 16 | 16 |  |  |  | 44 | 44 | Underground | 0.89 | 0 | 0 |  | 0 | 0 | 0 | 0 | 0 | 0 | 0 | 0 | 0 | 0 | 0 | 0 | 0 | 0 | 0 | 0 | 0 | 0 | 0 | 0 | 0 | 0 | 0 | 12 | 1
NO |  | 145 | 2016 | 7 | 19 | 19 |  |  |  | 0 | 0 |  | 0 | 0 | 0 |  | 0 | 0 | 0 | 2297301 | 8045001 | 2320972 | 12663274 | 0 | 0 | 0 | 0 | 0 | 0 | 0 | 0 | 0 | 0 | 0 | 0 | 0 | 0 | 0 | 0 | 12 | 1
NO |  | 146 | 2016 | 0 | 1 | 1 |  | Newington Station | Eliot S/S | 345 | 345 | SCHF | 4.74 | 0 | 1 | 2-1113 ACSR | 0 | 2038612 | 2038612 | 0 | 0 | 0 | 0 | 0 | 0 | 0 | 0 | 0 | 0 | 0 | 0 | 0 | 0 | 0 | 0 | 0 | 0 | 0 | 0 | 12 | 1
NO |  | 146 | 2016 | 0 | 2 | 2 |  |  |  | 0 | 0 | SCSP | 0.07 | 0 | 0 | 2-1113 ACSR | 0 | 0 | 0 | 0 | 0 | 0 | 0 | 0 | 0 | 0 | 0 | 0 | 0 | 0 | 0 | 0 | 0 | 0 | 0 | 0 | 0 | 0 | 0 | 12 | 1
NO |  | 146 | 2016 | 0 | 3 | 3 |  |  |  | 0 | 0 | DCSP | 0.17 | 0 | 0 | 2-1113 ACSR | 0 | 0 | 0 | 0 | 0 | 0 | 0 | 0 | 0 | 0 | 0 | 0 | 0 | 0 | 0 | 0 | 0 | 0 | 0 | 0 | 0 | 0 | 0 | 12 | 1
NO |  | 146 | 2016 | 0 | 4 | 4 |  |  |  | 0 | 0 | SCSPHF | 0.5 | 0 | 0 | 2-1113 ACSR | 0 | 0 | 0 | 0 | 0 | 0 | 0 | 0 | 0 | 0 | 0 | 0 | 0 | 0 | 0 | 0 | 0 | 0 | 0 | 0 | 0 | 0 | 0 | 12 | 1
NO |  | 146 | 2016 | 0 | 5 | 5 |  |  |  | 0 | 0 | DCLT | 1.04 | 0 | 0 | 1-4500 ACSR | 0 | 0 | 0 | 0 | 0 | 0 | 0 | 0 | 0 | 0 | 0 | 0 | 0 | 0 | 0 | 0 | 0 | 0 | 0 | 0 | 0 | 0 | 0 | 12 | 1
NO |  | 146 | 2016 | 0 | 6 | 6 |  | Eliot S/S | Deerfield S/S | 345 | 345 | SCHF | 14.9 | 0 | 1 | 2-1113 ACSR | 1196136 | 11921053 | 13117189 | 0 | 0 | 0 | 0 | 0 | 0 | 0 | 0 | 0 | 0 | 0 | 0 | 0 | 0 | 0 | 0 | 0 | 0 | 0 | 0 | 12 | 1
NO |  | 146 | 2016 | 0 | 7 | 7 |  |  |  | 0 | 0 | SCSP | 3.6 | 0 | 0 | 2-1113 ACSR | 0 | 0 | 0 | 0 | 0 | 0 | 0 | 0 | 0 | 0 | 0 | 0 | 0 | 0 | 0 | 0 | 0 | 0 | 0 | 0 | 0 | 0 | 0 | 12 | 1
NO |  | 146 | 2016 | 0 | 8 | 8 |  |  |  | 0 | 0 | DCSP | 0.1 | 0 | 0 | 2-1113 ACSR | 0 | 0 | 0 | 0 | 0 | 0 | 0 | 0 | 0 | 0 | 0 | 0 | 0 | 0 | 0 | 0 | 0 | 0 | 0 | 0 | 0 | 0 | 0 | 12 | 1
NO |  | 146 | 2016 | 0 | 9 | 9 |  |  |  | 0 | 0 | SCSPHF | 0.14 | 0 | 0 | 2-1113 ACSR | 0 | 0 | 0 | 0 | 0 | 0 | 0 | 0 | 0 | 0 | 0 | 0 | 0 | 0 | 0 | 0 | 0 | 0 | 0 | 0 | 0 | 0 | 0 | 12 | 1
NO |  | 146 | 2016 | 0 | 10 | 10 |  |  |  | 0 | 0 | DCLT | 0.5 | 0 | 0 | 2-1113 ACSR | 0 | 0 | 0 | 0 | 0 | 0 | 0 | 0 | 0 | 0 | 0 | 0 | 0 | 0 | 0 | 0 | 0 | 0 | 0 | 0 | 0 | 0 | 0 | 12 | 1
NO |  | 146 | 2016 | 0 | 11 | 11 |  | Timber Swamp S/S | Newington Station | 345 | 345 | SCSPHF | 10.24 | 0 | 1 | 2-1113 ACSR | 801246 | 5905131 | 6706377 | 0 | 0 | 0 | 0 | 0 | 0 | 0 | 0 | 0 | 0 | 0 | 0 | 0 | 0 | 0 | 0 | 0 | 0 | 0 | 0 | 12 | 1
NO |  | 146 | 2016 | 0 | 12 | 12 |  |  |  | 0 | 0 | SCSP | 2.54 | 0 | 0 | 2-1113 ACSR | 0 | 0 | 0 | 0 | 0 | 0 | 0 | 0 | 0 | 0 | 0 | 0 | 0 | 0 | 0 | 0 | 0 | 0 | 0 | 0 | 0 | 0 | 0 | 12 | 1
NO |  | 146 | 2016 | 0 | 13 | 13 |  | Scobie Pond S/S | NH/MA State Line | 345 | 345 | SCHF | 18.24 | 0 | 1 | 2-850.8 ACSR | 1020580 | 8726522 | 9747102 | 0 | 0 | 0 | 0 | 0 | 0 | 0 | 0 | 0 | 0 | 0 | 0 | 0 | 0 | 0 | 0 | 0 | 0 | 0 | 0 | 12 | 1
NO |  | 146 | 2016 | 0 | 14 | 14 |  |  | (Sandy Pond S/S) | 0 | 0 | SCSPHF | 0.05 | 0 | 0 | 2-850.8 ACSR | 0 | 0 | 0 | 0 | 0 | 0 | 0 | 0 | 0 | 0 | 0 | 0 | 0 | 0 | 0 | 0 | 0 | 0 | 0 | 0 | 0 | 0 | 0 | 12 | 1
NO |  | 146 | 2016 | 0 | 15 | 15 |  | Seabrook Station | Scobie Pond S/S | 345 | 345 | SCSPHF | 29.75 | 0 | 1 | 2-2156 ACSR | 3131942 | 11295277 | 14427219 | 0 | 0 | 0 | 0 | 0 | 0 | 0 | 0 | 0 | 0 | 0 | 0 | 0 | 0 | 0 | 0 | 0 | 0 | 0 | 0 | 12 | 1
NO |  | 146 | 2016 | 0 | 16 | 16 |  | Seabrook Station | Timber Swamp S/S | 345 | 345 | SCSP | 2.3 | 0 | 1 | 2-1113 ACSR | 708799 | 2486773 | 3195572 | 0 | 0 | 0 | 0 | 0 | 0 | 0 | 0 | 0 | 0 | 0 | 0 | 0 | 0 | 0 | 0 | 0 | 0 | 0 | 0 | 12 | 1
NO |  | 146 | 2016 | 0 | 17 | 17 |  |  |  | 0 | 0 | SCSPHF | 1.92 | 0 | 0 | 2-1113 ACSR | 0 | 0 | 0 | 0 | 0 | 0 | 0 | 0 | 0 | 0 | 0 | 0 | 0 | 0 | 0 | 0 | 0 | 0 | 0 | 0 | 0 | 0 | 0 | 12 | 1
NO |  | 146 | 2016 | 0 | 18 | 18 |  | Scobie Pond S/S | Deerfield S/S | 345 | 345 | SCHF | 18.43 | 0 | 1 | 2-850.8 ACSR | 0 | 2893064 | 2893064 | 0 | 0 | 0 | 0 | 0 | 0 | 0 | 0 | 0 | 0 | 0 | 0 | 0 | 0 | 0 | 0 | 0 | 0 | 0 | 0 | 12 | 1
NO |  | 146 | 2016 | 0 | 19 | 19 |  |  |  | 0 | 0 | SCSPHF | 0.19 | 0 | 0 | 2-850.8 ACSR | 0 | 0 | 0 | 0 | 0 | 0 | 0 | 0 | 0 | 0 | 0 | 0 | 0 | 0 | 0 | 0 | 0 | 0 | 0 | 0 | 0 | 0 | 0 | 12 | 1
NO |  | 146 | 2016 | 0 | 20 | 20 |  | Amherst S/S | Fitzwilliams S/S | 345 | 345 | SCHF | 30.9 | 0 | 1 | 2-850.8 ACSR | 807165 | 9291783 | 10098948 | 0 | 0 | 0 | 0 | 0 | 0 | 0 | 0 | 0 | 0 | 0 | 0 | 0 | 0 | 0 | 0 | 0 | 0 | 0 | 0 | 12 | 1
NO |  | 146 | 2016 | 0 | 21 | 21 |  |  |  | 0 | 0 | SCSPHF | 0.14 | 0 | 0 | 2-850.8 ACSR | 0 | 0 | 0 | 0 | 0 | 0 | 0 | 0 | 0 | 0 | 0 | 0 | 0 | 0 | 0 | 0 | 0 | 0 | 0 | 0 | 0 | 0 | 0 | 12 | 1
NO |  | 146 | 2016 | 0 | 22 | 22 |  |  |  | 0 | 0 | LSCHF | 0.79 | 0 | 0 | 2-850.8 ACSR | 0 | 0 | 0 | 0 | 0 | 0 | 0 | 0 | 0 | 0 | 0 | 0 | 0 | 0 | 0 | 0 | 0 | 0 | 0 | 0 | 0 | 0 | 0 | 12 | 1
NO |  | 146 | 2016 | 0 | 23 | 23 |  | Fitzwilliams S/S | NH/VT State Line | 345 | 345 | SCHF | 18.39 | 0 | 1 | 2-850.8 ACSR | 296602 | 11239804 | 11536406 | 0 | 0 | 0 | 0 | 0 | 0 | 0 | 0 | 0 | 0 | 0 | 0 | 0 | 0 | 0 | 0 | 0 | 0 | 0 | 0 | 12 | 1
NO |  | 146 | 2016 | 0 | 24 | 24 |  |  | (VT Yankee Station) | 0 | 0 | DCLT | 0.76 | 0 | 0 | 2500 AACSR | 0 | 0 | 0 | 0 | 0 | 0 | 0 | 0 | 0 | 0 | 0 | 0 | 0 | 0 | 0 | 0 | 0 | 0 | 0 | 0 | 0 | 0 | 0 | 12 | 1
NO |  | 146 | 2016 | 0 | 25 | 25 |  |  |  | 0 | 0 | LSCHF | 1.17 | 0 | 0 | 2-850.8 ACSR | 0 | 0 | 0 | 0 | 0 | 0 | 0 | 0 | 0 | 0 | 0 | 0 | 0 | 0 | 0 | 0 | 0 | 0 | 0 | 0 | 0 | 0 | 0 | 12 | 1
NO |  | 146 | 2016 | 0 | 26 | 26 |  | Scobie Pond S/S | Eagle S/S | 345 | 345 | SCHF | 9.76 | 0 | 1 | 2-850.8 ACSR | 395940 | 4293920 | 4689860 | 0 | 0 | 0 | 0 | 0 | 0 | 0 | 0 | 0 | 0 | 0 | 0 | 0 | 0 | 0 | 0 | 0 | 0 | 0 | 0 | 12 | 1
NO |  | 146 | 2016 | 0 | 27 | 27 |  | Eagle S/S | Amherst S/S | 345 | 345 | SCHF | 6.74 | 0 | 1 |  | 0 | 2977993 | 2977993 | 0 | 0 | 0 | 0 | 0 | 0 | 0 | 0 | 0 | 0 | 0 | 0 | 0 | 0 | 0 | 0 | 0 | 0 | 0 | 0 | 12 | 1
NO |  | 146 | 2016 | 0 | 28 | 28 |  | VT Yankee Station | Northfield Mountain Station | 345 | 345 | DCLT | 0.83 | 0 | 1 | 2500 AACSR | 223865 | 5072983 | 5296848 | 0 | 0 | 0 | 0 | 0 | 0 | 0 | 0 | 0 | 0 | 0 | 0 | 0 | 0 | 0 | 0 | 0 | 0 | 0 | 0 | 12 | 1
NO |  | 146 | 2016 | 0 | 29 | 29 |  |  |  | 0 | 0 | DCLT | 0.04 | 0 | 0 | 2-850.8 ACSR | 0 | 0 | 0 | 0 | 0 | 0 | 0 | 0 | 0 | 0 | 0 | 0 | 0 | 0 | 0 | 0 | 0 | 0 | 0 | 0 | 0 | 0 | 0 | 12 | 1
NO |  | 146 | 2016 | 0 | 30 | 30 |  |  |  | 0 | 0 | SCHF | 9.84 | 0 | 0 | 2-850.8 ACSR | 0 | 0 | 0 | 0 | 0 | 0 | 0 | 0 | 0 | 0 | 0 | 0 | 0 | 0 | 0 | 0 | 0 | 0 | 0 | 0 | 0 | 0 | 0 | 12 | 1
NO |  | 146 | 2016 | 0 | 31 | 31 |  | Deerfield S/S | NH/ME State Line | 345 | 345 | SCHF | 18.66 | 0 | 1 | 2-850.8 ACSR | 0 | 2940677 | 2940677 | 0 | 0 | 0 | 0 | 0 | 0 | 0 | 0 | 0 | 0 | 0 | 0 | 0 | 0 | 0 | 0 | 0 | 0 | 0 | 0 | 12 | 1
NO |  | 146 | 2016 | 0 | 32 | 32 |  |  | (Buxton, S/S) | 0 | 0 | SCSPHF | 0.03 | 0 | 0 | 2-850.8 ACSR | 0 | 0 | 0 | 0 | 0 | 0 | 0 | 0 | 0 | 0 | 0 | 0 | 0 | 0 | 0 | 0 | 0 | 0 | 0 | 0 | 0 | 0 | 0 | 12 | 1
NO |  | 146 | 2016 | 0 | 33 | 33 |  | Scobie Pond S/S | NH/ME State Line | 345 | 345 | SCHF | 37.12 | 0 | 1 | 2-850.8 ACSR | 908643 | 6093786 | 7002429 | 0 | 0 | 0 | 0 | 0 | 0 | 0 | 0 | 0 | 0 | 0 | 0 | 0 | 0 | 0 | 0 | 0 | 0 | 0 | 0 | 12 | 1
NO |  | 146 | 2016 | 0 | 34 | 34 |  |  | (Buxton, S/S) | 0 | 0 |  | 0 | 0 | 0 |  | 0 | 0 | 0 | 0 | 0 | 0 | 0 | 0 | 0 | 0 | 0 | 0 | 0 | 0 | 0 | 0 | 0 | 0 | 0 | 0 | 0 | 0 | 0 | 12 | 1
NO |  | 146 | 2016 | 0 | 35 | 35 |  | Seabrook Station | NH/MA State Line | 345 | 345 | SCSPHF | 7.7 | 0 | 1 |  | 729609 | 3491422 | 4221031 | 0 | 0 | 0 | 0 | 0 | 0 | 0 | 0 | 0 | 0 | 0 | 0 | 0 | 0 | 0 | 0 | 0 | 0 | 0 | 0 | 12 | 1
NO |  | 146 | 2016 | 0 | 36 | 36 |  | TOTAL |  | 0 | 0 |  | 1048.61 | 2.82 | 122 |  | 13647026 | 365923568 | 379570594 | 181339 | 7823017 | 137765 | 8142121 | 0 | 0 | 0 | 0 | 0 | 0 | 0 | 0 | 0 | 0 | 0 | 0 | 0 | 0 | 0 | 0 | 12 | 1
NO |  | 146 | 2016 | 1 | 1 | 1 |  |  | (Tewksbury S/S) | 0 | 0 |  | 0 | 0 | 0 |  | 0 | 0 | 0 | 0 | 0 | 0 | 0 | 0 | 0 | 0 | 0 | 0 | 0 | 0 | 0 | 0 | 0 | 0 | 0 | 0 | 0 | 0 | 0 | 12 | 1
NO |  | 146 | 2016 | 1 | 2 | 2 |  | Eliot S/S | CMP Border | 345 | 345 | SCSP | 0.15 | 0 | 1 | 2-1590 ACSR | 0 | 352037 | 352037 | 0 | 0 | 0 | 0 | 0 | 0 | 0 | 0 | 0 | 0 | 0 | 0 | 0 | 0 | 0 | 0 | 0 | 0 | 0 | 0 | 12 | 1
NO |  | 146 | 2016 | 1 | 4 | 4 |  | TOTAL 345,000 VOLTS |  | 0 | 0 |  | 252.44 | 0 | 16 |  | 10220527 | 91020837 | 101241364 | 0 | 0 | 0 | 0 | 0 | 0 | 0 | 0 | 0 | 0 | 0 | 0 | 0 | 0 | 0 | 0 | 0 | 0 | 0 | 0 | 12 | 1
NO |  | 146 | 2016 | 1 | 7 | 7 |  | Merrimack Station | Dunbarton Tap | 230 | 345 | SCHF | 8.46 | 0 | 1 | 795 ACSR | 114269 | 1433027 | 1547296 | 0 | 0 | 0 | 0 | 0 | 0 | 0 | 0 | 0 | 0 | 0 | 0 | 0 | 0 | 0 | 0 | 0 | 0 | 0 | 0 | 12 | 1
NO |  | 146 | 2016 | 1 | 8 | 8 |  | Littleton S/S | Littleton Tap | 230 | 345 | SCHF | 0.04 | 0 | 1 | 795 ACSR | 0 | 0 | 0 | 0 | 0 | 0 | 0 | 0 | 0 | 0 | 0 | 0 | 0 | 0 | 0 | 0 | 0 | 0 | 0 | 0 | 0 | 0 | 0 | 12 | 1
NO |  | 146 | 2016 | 1 | 10 | 10 |  | TOTAL 230,000 VOLTS |  | 0 | 0 |  | 8.5 | 0 | 2 |  | 114269 | 1433027 | 1547296 | 0 | 0 | 0 | 0 | 0 | 0 | 0 | 0 | 0 | 0 | 0 | 0 | 0 | 0 | 0 | 0 | 0 | 0 | 0 | 0 | 12 | 1
SI/NO | A | 146 | 2016 | 1 | 12 | 12 |  | 115 KV Overhead Lines |  | 115 | 115 |  | 787.67 | 2.82 | 104 |  | 3312230 | 273469704 | 276781934 | 0 | 0 | 0 | 6894429.3227 | 0 | 0 | 0 | 0 | 0 | 0 | 0 | 0 | 0 | 0 | 0 | 0 | 0 | 0 | 0 | 0 | 12 | 1
NO |  | 146 | 2016 | 1 | 34 | 34 |  | Oper. & Maint. Transm. Line |  | 0 | 0 |  | 0 | 0 | 0 |  | 0 | 0 | 0 | 181339 | 7823017 | 137765 | 8142121 | 0 | 0 | 0 | 0 | 0 | 0 | 0 | 0 | 0 | 0 | 0 | 0 | 0 | 0 | 0 | 0 | 12 | 1
SI/NO | A | 147 | 2016 | 0 | 1 | 1 |  | West Mesa | Window Rock | 115 | 115 | H Frame WD | 162.37 | 0 | 1 | 477 kcmil ACSR | 355970 | 7648672 | 8004642 | 0 | 0 | 0 | 199389.5979 | 0 | 0 | 0 | 0 | 0 | 0 | 0 | 0 | 0 | 0 | 0 | 0 | 0 | 0 | 0 | 0 | 12 | 1
SI/NO | A | 147 | 2016 | 0 | 2 | 2 |  | Reeves | Los Alamos | 115 | 115 | H Frame WD | 61.94 | 0 | 1 | 477 kcmil ACSR | 252671 | 5690638 | 5943309 | 0 | 0 | 0 | 148043.3468 | 0 | 0 | 0 | 0 | 0 | 0 | 0 | 0 | 0 | 0 | 0 | 0 | 0 | 0 | 0 | 0 | 12 | 1
SI/NO | A | 147 | 2016 | 0 | 3 | 3 |  | Alb 115KV Sys |  | 115 | 115 | H Frame WD | 172.05 | 0 | 1 | 595.6 kcmil ACSR | 943618 | 18988963 | 19932581 | 0 | 0 | 0 | 496505.5665 | 0 | 0 | 0 | 0 | 0 | 0 | 0 | 0 | 0 | 0 | 0 | 0 | 0 | 0 | 0 | 0 | 12 | 1
SI/NO | A | 147 | 2016 | 0 | 4 | 4 |  | Mimbres Station | Las Cruces | 115 | 115 | H Frame WD | 57.8 | 0 | 1 | 477 kcmil ACSR | 121260 | 619912 | 741172 | 0 | 0 | 0 | 18462.0358 | 0 | 0 | 0 | 0 | 0 | 0 | 0 | 0 | 0 | 0 | 0 | 0 | 0 | 0 | 0 | 0 | 12 | 1
SI/NO | A | 147 | 2016 | 0 | 5 | 5 |  | Mimbres Station | Hermanas | 115 | 115 | H Frame WD | 2.93 | 0 | 1 | 477 kc mil ACSR | 24875 | 593506 | 618381 | 0 | 0 | 0 | 15403.4045 | 0 | 0 | 0 | 0 | 0 | 0 | 0 | 0 | 0 | 0 | 0 | 0 | 0 | 0 | 0 | 0 | 12 | 1
SI/NO | A | 147 | 2016 | 0 | 6 | 6 |  | Mimbres Station | Hurley Tap | 115 | 115 | H Frame WD | 36.73 | 0 | 1 | 477 kcmil ACSR | 1013 | 1907725 | 1908738 | 0 | 0 | 0 | 47545.2247 | 0 | 0 | 0 | 0 | 0 | 0 | 0 | 0 | 0 | 0 | 0 | 0 | 0 | 0 | 0 | 0 | 12 | 1
SI/NO | A | 147 | 2016 | 0 | 7 | 7 |  | Person | El Cerro | 115 | 115 | H Frame WD | 10.32 | 0 | 0 |  | 0 | 440781 | 440781 | 0 | 0 | 0 | 10979.5224 | 0 | 0 | 0 | 0 | 0 | 0 | 0 | 0 | 0 | 0 | 0 | 0 | 0 | 0 | 0 | 0 | 12 | 1
SI/NO | A | 147 | 2016 | 0 | 8 | 8 |  | Hermanas | Hondale | 115 | 115 | Single WD PL | 8.5 | 0 | 1 | 477 kcmil ACSR | 147675 | 1517337 | 1665012 | 0 | 0 | 0 | 41474.1937 | 0 | 0 | 0 | 0 | 0 | 0 | 0 | 0 | 0 | 0 | 0 | 0 | 0 | 0 | 0 | 0 | 12 | 1
SI/NO | A | 147 | 2016 | 0 | 9 | 9 |  | Southern NM 115KV |  | 115 | 115 | HF-W,SP-W | 118.33 | 0 | 0 |  | 3548866 | 18435161 | 21984027 | 0 | 0 | 0 | 547605.5398 | 0 | 0 | 0 | 0 | 0 | 0 | 0 | 0 | 0 | 0 | 0 | 0 | 0 | 0 | 0 | 0 | 12 | 1
SI/NO | A | 147 | 2016 | 0 | 10 | 10 |  | Alamogordo | Holloman | 115 | 115 | H Frame WD | 8.94 | 0 | 0 |  | 1834 | 2567878 | 2569712 | 0 | 0 | 0 | 64009.5887 | 0 | 0 | 0 | 0 | 0 | 0 | 0 | 0 | 0 | 0 | 0 | 0 | 0 | 0 | 0 | 0 | 12 | 1
SI/NO | A | 147 | 2016 | 0 | 11 | 11 |  | Las Vegas 115KV |  | 115 | 115 | H Frame WD | 47.2 | 0 | 1 | 336.4 kcmil ACSR | 120380 | 2630899 | 2751279 | 0 | 0 | 0 | 68532.2858 | 0 | 0 | 0 | 0 | 0 | 0 | 0 | 0 | 0 | 0 | 0 | 0 | 0 | 0 | 0 | 0 | 12 | 1
SI/NO | A | 147 | 2016 | 0 | 12 | 12 |  | Santa Fe 115KV |  | 115 | 115 | H Frame WD | 81.88 | 0 | 1 | 477 kcmil ACSR | 2431595 | 23568432 | 26000027 | 0 | 0 | 0 | 647641.0723 | 0 | 0 | 0 | 0 | 0 | 0 | 0 | 0 | 0 | 0 | 0 | 0 | 0 | 0 | 0 | 0 | 12 | 1
SI/NO | A | 147 | 2016 | 0 | 13 | 13 |  | Person | Belen | 115 | 115 | H Frame WD | 26.9 | 0 | 1 | 477 kcmil ACSR | 24505 | 2436864 | 2461369 | 0 | 0 | 0 | 61310.8463 | 0 | 0 | 0 | 0 | 0 | 0 | 0 | 0 | 0 | 0 | 0 | 0 | 0 | 0 | 0 | 0 | 12 | 1
NO |  | 147 | 2016 | 0 | 14 | 14 |  | West Mesa | Ambrosia Lake | 230 | 230 | K Frame WD | 68.72 | 0 | 1 | 954 kcmil ACSR | 127854 | 8365907 | 8493761 | 0 | 0 | 0 | 0 | 0 | 0 | 0 | 0 | 0 | 0 | 0 | 0 | 0 | 0 | 0 | 0 | 0 | 0 | 0 | 0 | 12 | 1
NO |  | 147 | 2016 | 0 | 15 | 15 |  | Ambrosia Lake | Four Corners | 230 | 230 | K Frame WD | 111.17 | 0 | 1 | 954 kcmil ACSR | 150910 | 5032967 | 5183877 | 0 | 0 | 0 | 0 | 0 | 0 | 0 | 0 | 0 | 0 | 0 | 0 | 0 | 0 | 0 | 0 | 0 | 0 | 0 | 0 | 12 | 1
NO |  | 147 | 2016 | 0 | 16 | 16 |  | Kyrene Switchyard (9) |  | 230 | 230 | Steel | 0.45 | 0 | 1 | 2x2156 kcmil AC | 0 | 4014598 | 4014598 | 0 | 0 | 0 | 0 | 0 | 0 | 0 | 0 | 0 | 0 | 0 | 0 | 0 | 0 | 0 | 0 | 0 | 0 | 0 | 0 | 12 | 1
NO |  | 147 | 2016 | 0 | 17 | 17 |  | San Juan | Shiprock(8) | 345 | 345 | K Frame WD | 1.94 | 0 | 1 | 2x954 kcmil ACSR | 0 | 0 | 0 | 0 | 0 | 0 | 0 | 0 | 0 | 0 | 0 | 0 | 0 | 0 | 0 | 0 | 0 | 0 | 0 | 0 | 0 | 0 | 0 | 12 | 1
NO |  | 147 | 2016 | 0 | 18 | 18 |  | West Mesa | 4 Corners #1 | 345 | 345 | K Frame WD | 153.88 | 0 | 1 | 2x795 kcmil ACSR | 381713 | 9751925 | 10133638 | 0 | 0 | 0 | 0 | 0 | 0 | 0 | 0 | 0 | 0 | 0 | 0 | 0 | 0 | 0 | 0 | 0 | 0 | 0 | 0 | 12 | 1
NO |  | 147 | 2016 | 0 | 19 | 19 |  | West Mesa | San Juan | 345 | 345 | K Frame WD | 207.93 | 0 | 1 | 2x795 kcmil ACSR | 3116344 | 22054453 | 25170797 | 0 | 0 | 0 | 0 | 0 | 0 | 0 | 0 | 0 | 0 | 0 | 0 | 0 | 0 | 0 | 0 | 0 | 0 | 0 | 0 | 12 | 1
NO |  | 147 | 2016 | 0 | 20 | 20 |  | 4 Corners | San Juan (3) | 345 | 345 | K Frame WD | 10.4 | 0 | 1 | 2x795 kcmil ACSR | 63050 | 705014 | 768064 | 0 | 0 | 0 | 0 | 0 | 0 | 0 | 0 | 0 | 0 | 0 | 0 | 0 | 0 | 0 | 0 | 0 | 0 | 0 | 0 | 12 | 1
NO |  | 147 | 2016 | 0 | 21 | 21 |  | San Juan | Ojo SW Station | 345 | 345 | K Frame WD | 154.21 | 0 | 1 | 2x795 kcmil ACSR | 2535982 | 16542409 | 19078391 | 0 | 0 | 0 | 0 | 0 | 0 | 0 | 0 | 0 | 0 | 0 | 0 | 0 | 0 | 0 | 0 | 0 | 0 | 0 | 0 | 12 | 1
NO |  | 147 | 2016 | 0 | 22 | 22 |  | San Juan | Vail (2) | 345 | 345 | Steel Towers | 412 | 0 | 1 | 2x954 kcmil ACSR | 0 | 8177493 | 8177493 | 0 | 0 | 0 | 0 | 0 | 0 | 0 | 0 | 0 | 0 | 0 | 0 | 0 | 0 | 0 | 0 | 0 | 0 | 0 | 0 | 12 | 1
NO |  | 147 | 2016 | 0 | 23 | 23 |  | Sandia | West Mesa | 345 | 345 | K Frame WD | 23.98 | 0 | 1 | 795 kcmil ACSR | 939240 | 3960371 | 4899611 | 0 | 0 | 0 | 0 | 0 | 0 | 0 | 0 | 0 | 0 | 0 | 0 | 0 | 0 | 0 | 0 | 0 | 0 | 0 | 0 | 12 | 1
NO |  | 147 | 2016 | 0 | 24 | 24 |  | San Juan | McKinley (7) | 345 | 345 | Steel Delta | 96 | 0 | 1 | 2x954 kcmil ACSR | 1283 | 3172311 | 3173594 | 0 | 0 | 0 | 0 | 0 | 0 | 0 | 0 | 0 | 0 | 0 | 0 | 0 | 0 | 0 | 0 | 0 | 0 | 0 | 0 | 12 | 1
NO |  | 147 | 2016 | 0 | 25 | 25 |  | Hidalgo | Luna (5) | 345 | 345 | K Frame WD | 50.2 | 0 | 1 | 795 kcmil ACSR | 192350 | 1702764 | 1895114 | 0 | 0 | 0 | 0 | 0 | 0 | 0 | 0 | 0 | 0 | 0 | 0 | 0 | 0 | 0 | 0 | 0 | 0 | 0 | 0 | 12 | 1
NO |  | 147 | 2016 | 0 | 26 | 26 |  | McKinley | Springerville(7) | 345 | 345 | Steel Delta | 96 | 0 | 1 | 2x954 kcmil ACSR | 76962 | 4519341 | 4596303 | 0 | 0 | 0 | 0 | 0 | 0 | 0 | 0 | 0 | 0 | 0 | 0 | 0 | 0 | 0 | 0 | 0 | 0 | 0 | 0 | 12 | 1
NO |  | 147 | 2016 | 0 | 27 | 27 |  | Springerville | Coronado(7) | 345 | 345 | Lattice Steel | 21.84 | 0 | 1 | 2x954 kcmil ACSR | 108037 | 3755399 | 3863436 | 0 | 0 | 0 | 0 | 0 | 0 | 0 | 0 | 0 | 0 | 0 | 0 | 0 | 0 | 0 | 0 | 0 | 0 | 0 | 0 | 12 | 1
NO |  | 147 | 2016 | 0 | 28 | 28 |  | EIP BA | Blackwater | 345 | 345 | Lat tSteel TWR | 222.84 | 0 | 1 | 795 kcmil ACSR | 3622211 | 60550039 | 64172250 | 0 | 0 | 0 | 0 | 0 | 0 | 0 | 0 | 0 | 0 | 0 | 0 | 0 | 0 | 0 | 0 | 0 | 0 | 0 | 0 | 12 | 1
NO |  | 147 | 2016 | 0 | 29 | 29 |  | Amrad | Eddy (1) | 345 | 345 |  | 125 | 0 | 0 |  | 0 | 0 | 0 | 0 | 0 | 0 | 0 | 0 | 0 | 0 | 0 | 0 | 0 | 0 | 0 | 0 | 0 | 0 | 0 | 0 | 0 | 0 | 0 | 12 | 1
NO |  | 147 | 2016 | 0 | 30 | 30 |  | Norton | BA | 345 | 345 | K Frame WD | 42.3 | 0 | 1 | 2x795 kcmil ACSR | 917318 | 10315391 | 11232709 | 0 | 0 | 0 | 0 | 0 | 0 | 0 | 0 | 0 | 0 | 0 | 0 | 0 | 0 | 0 | 0 | 0 | 0 | 0 | 0 | 12 | 1
NO |  | 147 | 2016 | 0 | 31 | 31 |  | Palo Verde | West Wing I (6) | 500 | 500 | Steel Tower | 46.08 | 0 | 1 | 3x1780 kcmil ACSR | 0 | 1699280 | 1699280 | 0 | 0 | 0 | 0 | 0 | 0 | 0 | 0 | 0 | 0 | 0 | 0 | 0 | 0 | 0 | 0 | 0 | 0 | 0 | 0 | 12 | 1
NO |  | 147 | 2016 | 0 | 32 | 32 |  | Palo Verde | Kyrene (6) | 500 | 525 | Lattice Steel | 73 | 0 | 1 | 3x1780 kcmil AC | 0 | 5000688 | 5000688 | 0 | 0 | 0 | 0 | 0 | 0 | 0 | 0 | 0 | 0 | 0 | 0 | 0 | 0 | 0 | 0 | 0 | 0 | 0 | 0 | 12 | 1
NO |  | 147 | 2016 | 0 | 33 | 33 |  | Palo Verde | West Wing II (6) | 500 | 500 | Steel Tower | 46.08 | 0 | 1 | 3x1780 kcmil ACSR | 381698 | 2134972 | 2516670 | 0 | 0 | 0 | 0 | 0 | 0 | 0 | 0 | 0 | 0 | 0 | 0 | 0 | 0 | 0 | 0 | 0 | 0 | 0 | 0 | 12 | 1
SI/NO | A | 147 | 2016 | 0 | 34 | 34 |  | Panorama Station | Plains Electric | 115 | 115 | Steel | 4.36 | 0 | 1 | 477kcmil ACSR | 7024 | 1953037 | 1960061 | 0 | 0 | 0 | 48823.6419 | 0 | 0 | 0 | 0 | 0 | 0 | 0 | 0 | 0 | 0 | 0 | 0 | 0 | 0 | 0 | 0 | 12 | 1
SI/NO | A | 147 | 2016 | 0 | 35 | 35 |  | N. Bern Tap |  | 115 | 115 | Steel | 0.09 | 0 | 1 | 795 kcmil ACSR | 200 | 14426 | 14626 | 0 | 0 | 0 | 364.3226 | 0 | 0 | 0 | 0 | 0 | 0 | 0 | 0 | 0 | 0 | 0 | 0 | 0 | 0 | 0 | 0 | 12 | 1
NO |  | 147 | 2016 | 0 | 36 | 36 |  | TOTAL |  | 0 | 0 |  | 3285.8 | 0 | 47 |  | 38843875 | 318703707 | 357547582 | 286977 | 218904 | 10819608 | 11325489 | 0 | 0 | 0 | 0 | 0 | 0 | 0 | 0 | 0 | 0 | 0 | 0 | 0 | 0 | 0 | 0 | 12 | 1
SI/NO | A | 147 | 2016 | 1 | 1 | 1 |  | BA Switch Station | Rio Rancho Tap | 115 | 115 | Steel | 17.81 | 0 | 1 | 954 kcmil ACSR | 5744030 | 6586041 | 12330071 | 0 | 0 | 0 | 307132.7735 | 0 | 0 | 0 | 0 | 0 | 0 | 0 | 0 | 0 | 0 | 0 | 0 | 0 | 0 | 0 | 0 | 12 | 1
SI/NO | A | 147 | 2016 | 1 | 2 | 2 |  | W Mesa Reeves/Sara |  | 115 | 115 | Steel Tower | 3.84 | 0 | 1 | 477 kcmil ACSR | 0 | 0 | 0 | 0 | 0 | 0 | 0 | 0 | 0 | 0 | 0 | 0 | 0 | 0 | 0 | 0 | 0 | 0 | 0 | 0 | 0 | 0 | 0 | 12 | 1
SI/NO | A | 147 | 2016 | 1 | 3 | 3 |  | Pachmann | Progress | 115 | 115 | Steel | 6 | 0 | 1 | 795 kcmil ACSR | 10879 | 7320497 | 7331376 | 0 | 0 | 0 | 182619.0494 | 0 | 0 | 0 | 0 | 0 | 0 | 0 | 0 | 0 | 0 | 0 | 0 | 0 | 0 | 0 | 0 | 12 | 1
SI/NO | A | 147 | 2016 | 1 | 4 | 4 |  | Rio Puerco | Veranda | 115 | 115 | Steel | 12 | 0 | 1 | 795 kcmil ACSR | 2790678 | 4205056 | 6995734 | 0 | 0 | 0 | 174258.4602 | 0 | 0 | 0 | 0 | 0 | 0 | 0 | 0 | 0 | 0 | 0 | 0 | 0 | 0 | 0 | 0 | 12 | 1
SI/NO | A | 147 | 2016 | 1 | 5 | 5 |  | Rio Puerco | Progress | 115 | 115 | Steel | 8.28 | 0 | 0 | 795 kcmil ACSR | 0 | 963432 | 963432 | 0 | 0 | 0 | 23998.3648 | 0 | 0 | 0 | 0 | 0 | 0 | 0 | 0 | 0 | 0 | 0 | 0 | 0 | 0 | 0 | 0 | 12 | 1
SI/NO | A | 147 | 2016 | 1 | 6 | 6 |  | Belen 115KV |  | 115 | 115 | H Frame WD | 13 | 0 | 1 |  | -11312 | 2898468 | 2887156 | 0 | 0 | 0 | 71916.8795 | 0 | 0 | 0 | 0 | 0 | 0 | 0 | 0 | 0 | 0 | 0 | 0 | 0 | 0 | 0 | 0 | 12 | 1
SI/NO | A | 147 | 2016 | 1 | 7 | 7 |  | Albuquerque | Grants | 115 | 115 | H Frame WD | 65.42 | 0 | 1 | 266.8 kcmil ACSR | 114987 | 1214636 | 1329623 | 0 | 0 | 0 | 33119.9066 | 0 | 0 | 0 | 0 | 0 | 0 | 0 | 0 | 0 | 0 | 0 | 0 | 0 | 0 | 0 | 0 | 12 | 1
SI/NO | A | 147 | 2016 | 1 | 8 | 8 |  | Grants | Bluewater | 115 | 115 | H Frame WD | 11.17 | 0 | 1 | 266.8 kcmil ACSR | 13026 | 241207 | 254233 | 0 | 0 | 0 | 6332.7524 | 0 | 0 | 0 | 0 | 0 | 0 | 0 | 0 | 0 | 0 | 0 | 0 | 0 | 0 | 0 | 0 | 12 | 1
SI/NO | A | 147 | 2016 | 1 | 9 | 9 |  | Bluewater | Ambrosia | 115 | 115 | H Frame WD | 11.3 | 0 | 1 | 266.8 kcmil ACSR | 22490 | 1107699 | 1130189 | 0 | 0 | 0 | 28152.156 | 0 | 0 | 0 | 0 | 0 | 0 | 0 | 0 | 0 | 0 | 0 | 0 | 0 | 0 | 0 | 0 | 12 | 1
SI/NO | A | 147 | 2016 | 1 | 10 | 10 |  | Albuquerque | Algodones | 115 | 115 | H Frame WD | 28.38 | 0 | 1 | 397.5 kcmil ACSR | 509 | 280808 | 281317 | 0 | 0 | 0 | 7007.3944 | 0 | 0 | 0 | 0 | 0 | 0 | 0 | 0 | 0 | 0 | 0 | 0 | 0 | 0 | 0 | 0 | 12 | 1
SI/NO | A | 147 | 2016 | 1 | 11 | 11 |  | Algodones | Espanola | 115 | 115 | H Frame WD | 57.4 | 0 | 1 | 397.5 kcmil ACSR | 1796732 | 4021178 | 5817910 | 0 | 0 | 0 | 144919.7522 | 0 | 0 | 0 | 0 | 0 | 0 | 0 | 0 | 0 | 0 | 0 | 0 | 0 | 0 | 0 | 0 | 12 | 1
SI/NO | A | 147 | 2016 | 1 | 12 | 12 |  | Algodones | Moriarty | 115 | 115 | H Frame WD | 39.79 | 0 | 1 | 397.5 kcmil ACSR | 140260 | 2193316 | 2333576 | 0 | 0 | 0 | 58127.619 | 0 | 0 | 0 | 0 | 0 | 0 | 0 | 0 | 0 | 0 | 0 | 0 | 0 | 0 | 0 | 0 | 12 | 1
SI/NO | A | 147 | 2016 | 1 | 13 | 13 |  | Moriarty | Willard | 115 | 115 | Steel Sngl PL | 27.76 | 0 | 1 | 397.5 kcmil ACSR | 74857 | 2539383 | 2614240 | 0 | 0 | 0 | 65118.7476 | 0 | 0 | 0 | 0 | 0 | 0 | 0 | 0 | 0 | 0 | 0 | 0 | 0 | 0 | 0 | 0 | 12 | 1
SI/NO | A | 147 | 2016 | 1 | 14 | 14 |  | OJO | Espanola | 115 | 115 | H Frame WD | 5.5 | 0 | 1 | 397.5 kcmil ACSR | 43097 | 341759 | 384856 | 0 | 0 | 0 | 9586.4728 | 0 | 0 | 0 | 0 | 0 | 0 | 0 | 0 | 0 | 0 | 0 | 0 | 0 | 0 | 0 | 0 | 12 | 1
SI/NO | A | 147 | 2016 | 1 | 15 | 15 |  | Albuquerque | Belen | 115 | 115 | H Frame WD | 35.81 | 0 | 1 | 397.5 kcmil ACSR | 4804162 | 3768979 | 8573141 | 0 | 0 | 0 | 213550.4794 | 0 | 0 | 0 | 0 | 0 | 0 | 0 | 0 | 0 | 0 | 0 | 0 | 0 | 0 | 0 | 0 | 12 | 1
SI/NO | A | 147 | 2016 | 1 | 16 | 16 |  | Belen | Willard | 115 | 115 | H Frame WD | 51.5 | 0 | 1 | 410 kcmil ACSR | 2594253 | 15642988 | 18237241 | 0 | 0 | 0 | 454275.9251 | 0 | 0 | 0 | 0 | 0 | 0 | 0 | 0 | 0 | 0 | 0 | 0 | 0 | 0 | 0 | 0 | 12 | 1
SI/NO | A | 147 | 2016 | 1 | 17 | 17 |  | Ambrosia | Yah-Ta-Hey | 115 | 115 | H Frame WD | 61.36 | 0 | 0 |  | 0 | 3016562 | 3016562 | 0 | 0 | 0 | 75140.2854 | 0 | 0 | 0 | 0 | 0 | 0 | 0 | 0 | 0 | 0 | 0 | 0 | 0 | 0 | 0 | 0 | 12 | 1
SI/NO | A | 147 | 2016 | 1 | 18 | 18 |  | Luna | Picacho | 115 | 115 | H Frame WD | 59.62 | 0 | 0 |  | 108789 | 864295 | 973084 | 0 | 0 | 0 | 24238.7889 | 0 | 0 | 0 | 0 | 0 | 0 | 0 | 0 | 0 | 0 | 0 | 0 | 0 | 0 | 0 | 0 | 12 | 1
SI/NO | A | 147 | 2016 | 1 | 19 | 19 |  | Hollywood | Gavilan | 115 | 115 | H Frame WD | 5.5 | 0 | 0 |  | 0 | 381866 | 381866 | 0 | 0 | 0 | 9511.9942 | 0 | 0 | 0 | 0 | 0 | 0 | 0 | 0 | 0 | 0 | 0 | 0 | 0 | 0 | 0 | 0 | 12 | 1
SI/NO | A | 147 | 2016 | 1 | 20 | 20 |  | North | Mission | 115 | 115 | H Frame WD | 0 | 0 | 1 |  | 0 | 645984 | 645984 | 0 | 0 | 0 | 16090.9745 | 0 | 0 | 0 | 0 | 0 | 0 | 0 | 0 | 0 | 0 | 0 | 0 | 0 | 0 | 0 | 0 | 12 | 1
NO |  | 147 | 2016 | 1 | 22 | 22 |  | See 422-423.2 Footnote |  | 0 | 0 |  | 0 | 0 | 0 |  | 0 | 0 | 0 | 286977 | 218904 | 10819608 | 11325489 | 661470031 | 0 | 0 | 0 | 0 | 0 | 0 | 0 | 0 | 0 | 0 | 0 | 0 | 0 | 0 | 0 | 12 | 1
NO |  | 148 | 2016 | 0 | 1 | 1 |  | TL90-901 ONETA | CLARKSVILLE 345 (SWEPCO) | 345 | 345 | 3 | 16.21 | 0 | 1 | 2168.0 ACAR | 0 | 0 | 0 | 0 | 0 | 0 | 0 | 0 | 0 | 0 | 0 | 0 | 0 | 0 | 0 | 0 | 0 | 0 | 0 | 0 | 0 | 0 | 0 | 12 | 1
NO |  | 148 | 2016 | 0 | 2 | 2 |  | TL90-902 ONETA | RIVERSIDE POWER STATION 345 | 345 | 345 | 3 | 18.16 | 0 | 1 | 2156.0 ACSR | 0 | 0 | 0 | 0 | 0 | 0 | 0 | 0 | 0 | 0 | 0 | 0 | 0 | 0 | 0 | 0 | 0 | 0 | 0 | 0 | 0 | 0 | 0 | 12 | 1
NO |  | 148 | 2016 | 0 | 3 | 3 |  |  |  | 0 | 0 | 0 | 0 | 0 | 0 | 2168.0 ACAR | 0 | 0 | 0 | 0 | 0 | 0 | 0 | 0 | 0 | 0 | 0 | 0 | 0 | 0 | 0 | 0 | 0 | 0 | 0 | 0 | 0 | 0 | 0 | 12 | 1
NO |  | 148 | 2016 | 0 | 4 | 4 |  |  |  | 0 | 0 | 0 | 0 | 0 | 0 | 2267.0 ACAR | 0 | 0 | 0 | 0 | 0 | 0 | 0 | 0 | 0 | 0 | 0 | 0 | 0 | 0 | 0 | 0 | 0 | 0 | 0 | 0 | 0 | 0 | 0 | 12 | 1
NO |  | 148 | 2016 | 0 | 5 | 5 |  | TL90-903 NORTHEASTERN POWER | ONETA | 345 | 345 | 2 | 30.73 | 0 | 1 | 2267.0 ACAR | 0 | 0 | 0 | 0 | 0 | 0 | 0 | 0 | 0 | 0 | 0 | 0 | 0 | 0 | 0 | 0 | 0 | 0 | 0 | 0 | 0 | 0 | 0 | 12 | 1
NO |  | 148 | 2016 | 0 | 6 | 6 |  | STATION |  | 0 | 0 | 3 | 0.36 | 0 | 0 |  | 0 | 0 | 0 | 0 | 0 | 0 | 0 | 0 | 0 | 0 | 0 | 0 | 0 | 0 | 0 | 0 | 0 | 0 | 0 | 0 | 0 | 0 | 0 | 12 | 1
NO |  | 148 | 2016 | 0 | 7 | 7 |  | TL90-904 PITTSBURG 345 | VALLIANT 345 | 345 | 345 | 2 | 70.2 | 0 | 1 | 2x795.0 ACSR | 0 | 0 | 0 | 0 | 0 | 0 | 0 | 0 | 0 | 0 | 0 | 0 | 0 | 0 | 0 | 0 | 0 | 0 | 0 | 0 | 0 | 0 | 0 | 12 | 1
NO |  | 148 | 2016 | 0 | 8 | 8 |  | TL90-905 LYDIA (SWEPCO) | VALLIANT (PSO) | 345 | 345 | 1 | 0.04 | 0 | 1 | 2x795.0 ACSR | 0 | 0 | 0 | 0 | 0 | 0 | 0 | 0 | 0 | 0 | 0 | 0 | 0 | 0 | 0 | 0 | 0 | 0 | 0 | 0 | 0 | 0 | 0 | 12 | 1
NO |  | 148 | 2016 | 0 | 9 | 9 |  |  |  | 0 | 0 | 2 | 20.4 | 0 | 0 | 2x795.0 ACSR | 0 | 0 | 0 | 0 | 0 | 0 | 0 | 0 | 0 | 0 | 0 | 0 | 0 | 0 | 0 | 0 | 0 | 0 | 0 | 0 | 0 | 0 | 0 | 12 | 1
NO |  | 148 | 2016 | 0 | 10 | 10 |  | TL90-906 RIVERSIDE POWER | SAPULPA ROAD | 345 | 345 | 1 | 0.53 | 0 | 1 | 2156.0 ACSR | 0 | 0 | 0 | 0 | 0 | 0 | 0 | 0 | 0 | 0 | 0 | 0 | 0 | 0 | 0 | 0 | 0 | 0 | 0 | 0 | 0 | 0 | 0 | 12 | 1
NO |  | 148 | 2016 | 0 | 11 | 11 |  | STATION 345 |  | 0 | 0 | 2 | 7.78 | 0 | 0 | 2267.0 ACAR | 0 | 0 | 0 | 0 | 0 | 0 | 0 | 0 | 0 | 0 | 0 | 0 | 0 | 0 | 0 | 0 | 0 | 0 | 0 | 0 | 0 | 0 | 0 | 12 | 1
NO |  | 148 | 2016 | 0 | 12 | 12 |  |  |  | 0 | 0 | 3 | 0.87 | 0 | 0 |  | 0 | 0 | 0 | 0 | 0 | 0 | 0 | 0 | 0 | 0 | 0 | 0 | 0 | 0 | 0 | 0 | 0 | 0 | 0 | 0 | 0 | 0 | 0 | 12 | 1
NO |  | 148 | 2016 | 0 | 13 | 13 |  | TL90-907 RIVERSIDE POWER | REDBUD (OG&E) | 345 | 345 | 3 | 52.8 | 0 | 1 | 2167.0 ACSR | 0 | 0 | 0 | 0 | 0 | 0 | 0 | 0 | 0 | 0 | 0 | 0 | 0 | 0 | 0 | 0 | 0 | 0 | 0 | 0 | 0 | 0 | 0 | 12 | 1
NO |  | 148 | 2016 | 0 | 14 | 14 |  | STATION 345 |  | 0 | 0 | 0 | 0 | 0 | 0 | 2267.0 ACAR | 0 | 0 | 0 | 0 | 0 | 0 | 0 | 0 | 0 | 0 | 0 | 0 | 0 | 0 | 0 | 0 | 0 | 0 | 0 | 0 | 0 | 0 | 0 | 12 | 1
NO |  | 148 | 2016 | 0 | 15 | 15 |  | TL90-908 DELAWARE 345 | NORTHEASTERN STATION 345 | 345 | 345 | 2 | 28.22 | 0 | 1 | 2x795.0 ACSR | 0 | 0 | 0 | 0 | 0 | 0 | 0 | 0 | 0 | 0 | 0 | 0 | 0 | 0 | 0 | 0 | 0 | 0 | 0 | 0 | 0 | 0 | 0 | 12 | 1
NO |  | 148 | 2016 | 0 | 16 | 16 |  |  |  | 0 | 0 | 3 | 1.65 | 0 | 0 |  | 0 | 0 | 0 | 0 | 0 | 0 | 0 | 0 | 0 | 0 | 0 | 0 | 0 | 0 | 0 | 0 | 0 | 0 | 0 | 0 | 0 | 0 | 0 | 12 | 1
NO |  | 148 | 2016 | 0 | 17 | 17 |  | TL90-909 NORTHEASTERN | TULSA NORTH 345 | 345 | 345 | 3 | 22.51 | 0 | 1 | 2267.0 ACAR | 0 | 0 | 0 | 0 | 0 | 0 | 0 | 0 | 0 | 0 | 0 | 0 | 0 | 0 | 0 | 0 | 0 | 0 | 0 | 0 | 0 | 0 | 0 | 12 | 1
NO |  | 148 | 2016 | 0 | 18 | 18 |  | STATION |  | 0 | 0 | 0 | 0 | 0 | 0 |  | 0 | 0 | 0 | 0 | 0 | 0 | 0 | 0 | 0 | 0 | 0 | 0 | 0 | 0 | 0 | 0 | 0 | 0 | 0 | 0 | 0 | 0 | 0 | 12 | 1
NO |  | 148 | 2016 | 0 | 19 | 19 |  | TL90-914 TULSA NORTH 345 | WEKIWA | 345 | 345 | 2 | 17.5 | 0 | 1 | 2267.0 ACAR | 0 | 0 | 0 | 0 | 0 | 0 | 0 | 0 | 0 | 0 | 0 | 0 | 0 | 0 | 0 | 0 | 0 | 0 | 0 | 0 | 0 | 0 | 0 | 12 | 1
NO |  | 148 | 2016 | 0 | 20 | 20 |  | TL90-915 PITTSBURG 345 | SUNNYSIDE (OG&E) | 345 | 345 | 2 | 85.6 | 0 | 1 | 2x795.0 ACSR | 0 | 0 | 0 | 0 | 0 | 0 | 0 | 0 | 0 | 0 | 0 | 0 | 0 | 0 | 0 | 0 | 0 | 0 | 0 | 0 | 0 | 0 | 0 | 12 | 1
NO |  | 148 | 2016 | 0 | 21 | 21 |  |  |  | 0 | 0 | 3 | 1.8 | 0 | 0 | 2x954.0 ACSR | 0 | 0 | 0 | 0 | 0 | 0 | 0 | 0 | 0 | 0 | 0 | 0 | 0 | 0 | 0 | 0 | 0 | 0 | 0 | 0 | 0 | 0 | 0 | 12 | 1
NO |  | 148 | 2016 | 0 | 22 | 22 |  | TL90-916 LAWTON EASTSIDE | SUNNYSIDE (OG&E) | 345 | 345 | 2 | 69.36 | 1.77 | 1 | 2x795.0 ACSR | 0 | 0 | 0 | 0 | 0 | 0 | 0 | 0 | 0 | 0 | 0 | 0 | 0 | 0 | 0 | 0 | 0 | 0 | 0 | 0 | 0 | 0 | 0 | 12 | 1
NO |  | 148 | 2016 | 0 | 23 | 23 |  | 345 |  | 0 | 0 | 3 | 0.41 | 0 | 0 | 2x954.0 ACSR | 0 | 0 | 0 | 0 | 0 | 0 | 0 | 0 | 0 | 0 | 0 | 0 | 0 | 0 | 0 | 0 | 0 | 0 | 0 | 0 | 0 | 0 | 0 | 12 | 1
NO |  | 148 | 2016 | 0 | 24 | 24 |  | TL90-917 PITTSBURG 345 | SEMINOLE (OG&E) | 345 | 345 | 2 | 10.96 | 0 | 1 | 2x795.0 ACSR | 0 | 0 | 0 | 0 | 0 | 0 | 0 | 0 | 0 | 0 | 0 | 0 | 0 | 0 | 0 | 0 | 0 | 0 | 0 | 0 | 0 | 0 | 0 | 12 | 1
NO |  | 148 | 2016 | 0 | 25 | 25 |  | TL90-918 LAWTON EASTSIDE | OKLAUNION | 345 | 345 | 1 | 1.94 | 0.41 | 1 | 2x795.0 ACSR | 0 | 0 | 0 | 0 | 0 | 0 | 0 | 0 | 0 | 0 | 0 | 0 | 0 | 0 | 0 | 0 | 0 | 0 | 0 | 0 | 0 | 0 | 0 | 12 | 1
NO |  | 148 | 2016 | 0 | 26 | 26 |  | 345 |  | 0 | 0 | 2 | 50.1 | 0 | 0 | 2x954.0 ACSR | 0 | 0 | 0 | 0 | 0 | 0 | 0 | 0 | 0 | 0 | 0 | 0 | 0 | 0 | 0 | 0 | 0 | 0 | 0 | 0 | 0 | 0 | 0 | 12 | 1
NO |  | 148 | 2016 | 0 | 27 | 27 |  | TL90-919 LAWTON EASTSIDE | CIMARRON (OG&E) | 345 | 345 | 1 | 21.3 | 0 | 1 | 2x795.0 ACSR | 0 | 0 | 0 | 0 | 0 | 0 | 0 | 0 | 0 | 0 | 0 | 0 | 0 | 0 | 0 | 0 | 0 | 0 | 0 | 0 | 0 | 0 | 0 | 12 | 1
NO |  | 148 | 2016 | 0 | 28 | 28 |  | 345 |  | 0 | 0 | 0 | 0 | 0 | 0 |  | 0 | 0 | 0 | 0 | 0 | 0 | 0 | 0 | 0 | 0 | 0 | 0 | 0 | 0 | 0 | 0 | 0 | 0 | 0 | 0 | 0 | 0 | 0 | 12 | 1
NO |  | 148 | 2016 | 0 | 29 | 29 |  | TL90-921 CLARKSVILLE | MUSKOGEE (OG&E) | 345 | 345 | 3 | 2.54 | 0 | 1 | 2156.0 ACSR | 0 | 0 | 0 | 0 | 0 | 0 | 0 | 0 | 0 | 0 | 0 | 0 | 0 | 0 | 0 | 0 | 0 | 0 | 0 | 0 | 0 | 0 | 0 | 12 | 1
NO |  | 148 | 2016 | 0 | 30 | 30 |  | 345(SWEPCO) |  | 0 | 0 | 0 | 0 | 0 | 0 | 2168.0 ACAR | 0 | 0 | 0 | 0 | 0 | 0 | 0 | 0 | 0 | 0 | 0 | 0 | 0 | 0 | 0 | 0 | 0 | 0 | 0 | 0 | 0 | 0 | 0 | 12 | 1
NO |  | 148 | 2016 | 0 | 31 | 31 |  | TL90-922 DELAWARE 345 | NEOSHO (KG&E) | 345 | 345 | 2 | 24.48 | 0 | 1 | 2x795.0 ACSR | 0 | 0 | 0 | 0 | 0 | 0 | 0 | 0 | 0 | 0 | 0 | 0 | 0 | 0 | 0 | 0 | 0 | 0 | 0 | 0 | 0 | 0 | 0 | 12 | 1
NO |  | 148 | 2016 | 0 | 32 | 32 |  | TL90-923 RIVERSIDE STATION | Co-GENTRIX | 345 | 345 | 1 | 1 | 0 | 1 | 2-1272.0 ACSR | 0 | 0 | 0 | 0 | 0 | 0 | 0 | 0 | 0 | 0 | 0 | 0 | 0 | 0 | 0 | 0 | 0 | 0 | 0 | 0 | 0 | 0 | 0 | 12 | 1
NO |  | 148 | 2016 | 0 | 33 | 33 |  | TL90-924 ONETA | ONETA ENERGY CENTER (CAL | 345 | 345 | 2 | 0.14 | 0 | 1 | 2 -1272.0 ACSR | 0 | 0 | 0 | 0 | 0 | 0 | 0 | 0 | 0 | 0 | 0 | 0 | 0 | 0 | 0 | 0 | 0 | 0 | 0 | 0 | 0 | 0 | 0 | 12 | 1
NO |  | 148 | 2016 | 0 | 34 | 34 |  | TL90-925 ONETA | ONETA ENERGY CENTER (CAL | 345 | 345 | 2 | 0.15 | 0 | 1 | 2 -1272.0 ACSR | 0 | 0 | 0 | 0 | 0 | 0 | 0 | 0 | 0 | 0 | 0 | 0 | 0 | 0 | 0 | 0 | 0 | 0 | 0 | 0 | 0 | 0 | 0 | 12 | 1
NO |  | 148 | 2016 | 0 | 36 | 36 |  | TOTAL |  | 0 | 0 |  | 3101.09 | 222.07 | 194 |  | 38957312 | 412467369 | 451424681 | 254824 | 3175260 | 0 | 3430084 | 0 | 0 | 0 | 0 | 0 | 0 | 0 | 0 | 0 | 0 | 0 | 0 | 0 | 0 | 0 | 0 | 12 | 1
NO |  | 148 | 2016 | 1 | 1 | 1 |  | TL90-927 SAPULPA ROAD | WEKIWA | 345 | 345 | 1 | 0.2 | 0 | 1 | 2156.0 ACSR | 0 | 0 | 0 | 0 | 0 | 0 | 0 | 0 | 0 | 0 | 0 | 0 | 0 | 0 | 0 | 0 | 0 | 0 | 0 | 0 | 0 | 0 | 0 | 12 | 1
NO |  | 148 | 2016 | 1 | 2 | 2 |  |  |  | 0 | 0 | 2 | 10.18 | 0 | 0 | 2267.0 ACAR | 0 | 0 | 0 | 0 | 0 | 0 | 0 | 0 | 0 | 0 | 0 | 0 | 0 | 0 | 0 | 0 | 0 | 0 | 0 | 0 | 0 | 0 | 0 | 12 | 1
NO |  | 148 | 2016 | 1 | 3 | 3 |  |  |  | 0 | 0 | 3 | 1.37 | 0 | 0 |  | 0 | 0 | 0 | 0 | 0 | 0 | 0 | 0 | 0 | 0 | 0 | 0 | 0 | 0 | 0 | 0 | 0 | 0 | 0 | 0 | 0 | 0 | 0 | 12 | 1
NO |  | 148 | 2016 | 1 | 4 | 4 |  | SubTotal 345 kV Lines in OK |  | 0 | 0 |  | 569.49 | 2.18 | 21 |  | 0 | 0 | 0 | 0 | 0 | 0 | 0 | 0 | 0 | 0 | 0 | 0 | 0 | 0 | 0 | 0 | 0 | 0 | 0 | 0 | 0 | 0 | 0 | 12 | 1
NO |  | 148 | 2016 | 1 | 5 | 5 |  | TL81-609 OKLAUNION DC TIE | DC TERMINAL NORTH | 345 | 345 | 1 | 0.01 | 0 | 1 | 1926.9 ACSR | 0 | 0 | 0 | 0 | 0 | 0 | 0 | 0 | 0 | 0 | 0 | 0 | 0 | 0 | 0 | 0 | 0 | 0 | 0 | 0 | 0 | 0 | 0 | 12 | 1
NO |  | 148 | 2016 | 1 | 6 | 6 |  | TL90-918 LAWTON EASTSIDE | OKLAUNION | 345 | 345 | 2 | 14.35 | 0 | 1 | 2x795.0 ACSR | 0 | 0 | 0 | 0 | 0 | 0 | 0 | 0 | 0 | 0 | 0 | 0 | 0 | 0 | 0 | 0 | 0 | 0 | 0 | 0 | 0 | 0 | 0 | 12 | 1
NO |  | 148 | 2016 | 1 | 7 | 7 |  | 345 |  | 0 | 0 | 0 | 0 | 0 | 0 | 2x954.0 ACSR | 0 | 0 | 0 | 0 | 0 | 0 | 0 | 0 | 0 | 0 | 0 | 0 | 0 | 0 | 0 | 0 | 0 | 0 | 0 | 0 | 0 | 0 | 0 | 12 | 1
NO |  | 148 | 2016 | 1 | 8 | 8 |  | TL90-920 OKLAUNION | TUCO(SPS) | 345 | 345 | 2 | 0.88 | 0 | 1 | 2x795.0 ACSR | 0 | 0 | 0 | 0 | 0 | 0 | 0 | 0 | 0 | 0 | 0 | 0 | 0 | 0 | 0 | 0 | 0 | 0 | 0 | 0 | 0 | 0 | 0 | 12 | 1
NO |  | 148 | 2016 | 1 | 9 | 9 |  | SubTotal 345 kV Lines in TX |  | 0 | 0 |  | 15.24 | 0 | 3 |  | 0 | 0 | 0 | 0 | 0 | 0 | 0 | 0 | 0 | 0 | 0 | 0 | 0 | 0 | 0 | 0 | 0 | 0 | 0 | 0 | 0 | 0 | 0 | 12 | 1
NO |  | 148 | 2016 | 1 | 10 | 10 |  | TL90-910 TULSA NORTH 345 | GRDA #1 | 345 | 345 | 3 | 13.07 | 0 | 1 | 2267.0 ACAR | 0 | 0 | 0 | 0 | 0 | 0 | 0 | 0 | 0 | 0 | 0 | 0 | 0 | 0 | 0 | 0 | 0 | 0 | 0 | 0 | 0 | 0 | 0 | 12 | 1
NO |  | 148 | 2016 | 1 | 11 | 11 |  | SubTotal 345 kV Lines (Chan |  | 0 | 0 |  | 13.07 | 0 | 1 |  | 0 | 0 | 0 | 0 | 0 | 0 | 0 | 0 | 0 | 0 | 0 | 0 | 0 | 0 | 0 | 0 | 0 | 0 | 0 | 0 | 0 | 0 | 0 | 12 | 1
NO |  | 148 | 2016 | 1 | 12 | 12 |  | Total 345 kV Lines (All) |  | 0 | 0 |  | 597.8 | 2.18 | 25 |  | 0 | 0 | 0 | 0 | 0 | 0 | 0 | 0 | 0 | 0 | 0 | 0 | 0 | 0 | 0 | 0 | 0 | 0 | 0 | 0 | 0 | 0 | 0 | 12 | 1
NO |  | 148 | 2016 | 1 | 13 | 13 |  | TL85-100 ELK CITY | GRAPEVINE (SPS) | 230 | 230 | 2 | 34.12 | 0 | 1 | 795.0 ACSR | 0 | 0 | 0 | 0 | 0 | 0 | 0 | 0 | 0 | 0 | 0 | 0 | 0 | 0 | 0 | 0 | 0 | 0 | 0 | 0 | 0 | 0 | 0 | 12 | 1
NO |  | 148 | 2016 | 1 | 14 | 14 |  | Total 230 kV Lines (All) |  | 0 | 0 |  | 34.12 | 0 | 1 |  | 0 | 0 | 0 | 0 | 0 | 0 | 0 | 0 | 0 | 0 | 0 | 0 | 0 | 0 | 0 | 0 | 0 | 0 | 0 | 0 | 0 | 0 | 0 | 12 | 1
NO |  | 148 | 2016 | 1 | 15 | 15 |  | TL83-555 GROVE | NOEL (EDE) | 161 | 161 | 2 | 7.61 | 0.8 | 1 | (T2) 397 ACSR | 0 | 0 | 0 | 0 | 0 | 0 | 0 | 0 | 0 | 0 | 0 | 0 | 0 | 0 | 0 | 0 | 0 | 0 | 0 | 0 | 0 | 0 | 0 | 12 | 1
NO |  | 148 | 2016 | 1 | 16 | 16 |  |  |  | 0 | 0 | 0 | 0 | 0 | 0 | 795.0 ACSR | 0 | 0 | 0 | 0 | 0 | 0 | 0 | 0 | 0 | 0 | 0 | 0 | 0 | 0 | 0 | 0 | 0 | 0 | 0 | 0 | 0 | 0 | 0 | 12 | 1
NO |  | 148 | 2016 | 1 | 17 | 17 |  | Total 161 kV Lines (All) |  | 0 | 0 |  | 7.61 | 0.8 | 1 |  | 0 | 0 | 0 | 0 | 0 | 0 | 0 | 0 | 0 | 0 | 0 | 0 | 0 | 0 | 0 | 0 | 0 | 0 | 0 | 0 | 0 | 0 | 0 | 12 | 1
NO |  | 148 | 2016 | 1 | 18 | 18 |  | TL81-501 TULSA SE | KENOSHA | 138 | 138 | 1 | 10.54 | 0 | 1 | 477.0 ACSR | 0 | 0 | 0 | 0 | 0 | 0 | 0 | 0 | 0 | 0 | 0 | 0 | 0 | 0 | 0 | 0 | 0 | 0 | 0 | 0 | 0 | 0 | 0 | 12 | 1
NO |  | 148 | 2016 | 1 | 19 | 19 |  | TL81-502 FORD GLASS PLANT | TULSA SOUTHEAST | 138 | 138 | 1 | 4.92 | 4.35 | 1 | (T2) 423 (2-4/0) | 0 | 0 | 0 | 0 | 0 | 0 | 0 | 0 | 0 | 0 | 0 | 0 | 0 | 0 | 0 | 0 | 0 | 0 | 0 | 0 | 0 | 0 | 0 | 12 | 1
NO |  | 148 | 2016 | 1 | 20 | 20 |  |  |  | 0 | 0 | 2 | 0.74 | 0 | 0 | 556.5 ACSR | 0 | 0 | 0 | 0 | 0 | 0 | 0 | 0 | 0 | 0 | 0 | 0 | 0 | 0 | 0 | 0 | 0 | 0 | 0 | 0 | 0 | 0 | 0 | 12 | 1
NO |  | 148 | 2016 | 1 | 21 | 21 |  |  |  | 0 | 0 | 3 | 0.23 | 0 | 0 | 795.0 ACSR | 0 | 0 | 0 | 0 | 0 | 0 | 0 | 0 | 0 | 0 | 0 | 0 | 0 | 0 | 0 | 0 | 0 | 0 | 0 | 0 | 0 | 0 | 0 | 12 | 1
NO |  | 148 | 2016 | 1 | 22 | 22 |  | TL81-503 SOUTH HUDSON | TULSA SOUTHEAST | 138 | 138 | 1 | 1.22 | 0 | 1 | 556.5 ACSR | 0 | 0 | 0 | 0 | 0 | 0 | 0 | 0 | 0 | 0 | 0 | 0 | 0 | 0 | 0 | 0 | 0 | 0 | 0 | 0 | 0 | 0 | 0 | 12 | 1
NO |  | 148 | 2016 | 1 | 23 | 23 |  |  |  | 0 | 0 | 2 | 0.75 | 0 | 0 |  | 0 | 0 | 0 | 0 | 0 | 0 | 0 | 0 | 0 | 0 | 0 | 0 | 0 | 0 | 0 | 0 | 0 | 0 | 0 | 0 | 0 | 0 | 0 | 12 | 1
NO |  | 148 | 2016 | 1 | 24 | 24 |  | TL81-506 CLINTON JCT | WEATHERFORD WINDFARM | 138 | 138 | 1 | 0.9 | 0 | 1 | 477.0 ACSR | 0 | 0 | 0 | 0 | 0 | 0 | 0 | 0 | 0 | 0 | 0 | 0 | 0 | 0 | 0 | 0 | 0 | 0 | 0 | 0 | 0 | 0 | 0 | 12 | 1
NO |  | 148 | 2016 | 1 | 25 | 25 |  |  |  | 0 | 0 | 2 | 13.48 | 0 | 0 | 795.0 ACSR | 0 | 0 | 0 | 0 | 0 | 0 | 0 | 0 | 0 | 0 | 0 | 0 | 0 | 0 | 0 | 0 | 0 | 0 | 0 | 0 | 0 | 0 | 0 | 12 | 1
NO |  | 148 | 2016 | 1 | 26 | 26 |  | TL81-507 VALLIANT 345 | WEYCO VALLIANT | 138 | 138 | 1 | 2.72 | 0 | 1 | 477.0 ACSR | 0 | 0 | 0 | 0 | 0 | 0 | 0 | 0 | 0 | 0 | 0 | 0 | 0 | 0 | 0 | 0 | 0 | 0 | 0 | 0 | 0 | 0 | 0 | 12 | 1
NO |  | 148 | 2016 | 1 | 27 | 27 |  |  |  | 0 | 0 | 2 | 1.65 | 0 | 0 | 795.0 ACSR | 0 | 0 | 0 | 0 | 0 | 0 | 0 | 0 | 0 | 0 | 0 | 0 | 0 | 0 | 0 | 0 | 0 | 0 | 0 | 0 | 0 | 0 | 0 | 12 | 1
NO |  | 148 | 2016 | 1 | 28 | 28 |  | TL81-509 CORNVILLE | NORGE ROAD | 138 | 138 | 2 | 4.82 | 0 | 1 | 397.0 ACSR | 0 | 0 | 0 | 0 | 0 | 0 | 0 | 0 | 0 | 0 | 0 | 0 | 0 | 0 | 0 | 0 | 0 | 0 | 0 | 0 | 0 | 0 | 0 | 12 | 1
NO |  | 148 | 2016 | 1 | 29 | 29 |  |  |  | 0 | 0 | 3 | 0.07 | 0 | 0 |  | 0 | 0 | 0 | 0 | 0 | 0 | 0 | 0 | 0 | 0 | 0 | 0 | 0 | 0 | 0 | 0 | 0 | 0 | 0 | 0 | 0 | 0 | 0 | 12 | 1
NO |  | 148 | 2016 | 1 | 30 | 30 |  | TL81-510 ELK CITY | HOBART JCT. | 138 | 138 | 2 | 37.65 | 0 | 1 | 266.8 ACSR | 0 | 0 | 0 | 0 | 0 | 0 | 0 | 0 | 0 | 0 | 0 | 0 | 0 | 0 | 0 | 0 | 0 | 0 | 0 | 0 | 0 | 0 | 0 | 12 | 1
NO |  | 148 | 2016 | 1 | 31 | 31 |  |  |  | 0 | 0 | 0 | 0 | 0 | 0 | 4/0 ACSR | 0 | 0 | 0 | 0 | 0 | 0 | 0 | 0 | 0 | 0 | 0 | 0 | 0 | 0 | 0 | 0 | 0 | 0 | 0 | 0 | 0 | 0 | 0 | 12 | 1
NO |  | 148 | 2016 | 1 | 32 | 32 |  |  |  | 0 | 0 | 0 | 0 | 0 | 0 | 477.0 ACSR | 0 | 0 | 0 | 0 | 0 | 0 | 0 | 0 | 0 | 0 | 0 | 0 | 0 | 0 | 0 | 0 | 0 | 0 | 0 | 0 | 0 | 0 | 0 | 12 | 1
NO |  | 148 | 2016 | 1 | 33 | 33 |  | TL81-511 CLINTON JCT | ELK CITY | 138 | 138 | 2 | 24.1 | 0 | 1 | 477.0 ACSR | 0 | 0 | 0 | 0 | 0 | 0 | 0 | 0 | 0 | 0 | 0 | 0 | 0 | 0 | 0 | 0 | 0 | 0 | 0 | 0 | 0 | 0 | 0 | 12 | 1
NO |  | 148 | 2016 | 2 | 1 | 1 |  | TL81-512 BROKEN ARROW 81st | ONETA | 138 | 138 | 1 | 8.16 | 0 | 1 | (T2) 795 ACSR | 0 | 0 | 0 | 0 | 0 | 0 | 0 | 0 | 0 | 0 | 0 | 0 | 0 | 0 | 0 | 0 | 0 | 0 | 0 | 0 | 0 | 0 | 0 | 12 | 1
NO |  | 148 | 2016 | 2 | 2 | 2 |  |  |  | 0 | 0 | 0 | 0 | 0 | 0 | 1272.0 ACSR | 0 | 0 | 0 | 0 | 0 | 0 | 0 | 0 | 0 | 0 | 0 | 0 | 0 | 0 | 0 | 0 | 0 | 0 | 0 | 0 | 0 | 0 | 0 | 12 | 1
NO |  | 148 | 2016 | 2 | 3 | 3 |  |  |  | 0 | 0 | 0 | 0 | 0 | 0 | 1590.0 ACSR | 0 | 0 | 0 | 0 | 0 | 0 | 0 | 0 | 0 | 0 | 0 | 0 | 0 | 0 | 0 | 0 | 0 | 0 | 0 | 0 | 0 | 0 | 0 | 12 | 1
NO |  | 148 | 2016 | 2 | 4 | 4 |  |  |  | 0 | 0 | 0 | 0 | 0 | 0 | 477.0 ACSR | 0 | 0 | 0 | 0 | 0 | 0 | 0 | 0 | 0 | 0 | 0 | 0 | 0 | 0 | 0 | 0 | 0 | 0 | 0 | 0 | 0 | 0 | 0 | 12 | 1
NO |  | 148 | 2016 | 2 | 5 | 5 |  |  |  | 0 | 0 | 0 | 0 | 0 | 0 | 795.0 ACSR | 0 | 0 | 0 | 0 | 0 | 0 | 0 | 0 | 0 | 0 | 0 | 0 | 0 | 0 | 0 | 0 | 0 | 0 | 0 | 0 | 0 | 0 | 0 | 12 | 1
NO |  | 148 | 2016 | 2 | 6 | 6 |  | TL81-513 RIVERSIDE POWER | 96TH and YALE | 138 | 138 | 1 | 3.29 | 1.87 | 1 | 1272.0 ACSR | 0 | 0 | 0 | 0 | 0 | 0 | 0 | 0 | 0 | 0 | 0 | 0 | 0 | 0 | 0 | 0 | 0 | 0 | 0 | 0 | 0 | 0 | 0 | 12 | 1
NO |  | 148 | 2016 | 2 | 7 | 7 |  | STATION 138 |  | 0 | 0 | 2 | 3.27 | 0 | 0 | 266.8 ACSR | 0 | 0 | 0 | 0 | 0 | 0 | 0 | 0 | 0 | 0 | 0 | 0 | 0 | 0 | 0 | 0 | 0 | 0 | 0 | 0 | 0 | 0 | 0 | 12 | 1
NO |  | 148 | 2016 | 2 | 8 | 8 |  |  |  | 0 | 0 | 0 | 0 | 0 | 0 | 2x477.0 ACSR | 0 | 0 | 0 | 0 | 0 | 0 | 0 | 0 | 0 | 0 | 0 | 0 | 0 | 0 | 0 | 0 | 0 | 0 | 0 | 0 | 0 | 0 | 0 | 12 | 1
NO |  | 148 | 2016 | 2 | 9 | 9 |  |  |  | 0 | 0 | 0 | 0 | 0 | 0 | 2x795.0 ACSR | 0 | 0 | 0 | 0 | 0 | 0 | 0 | 0 | 0 | 0 | 0 | 0 | 0 | 0 | 0 | 0 | 0 | 0 | 0 | 0 | 0 | 0 | 0 | 12 | 1
NO |  | 148 | 2016 | 2 | 10 | 10 |  |  |  | 0 | 0 | 0 | 0 | 0 | 0 | 477.0 ACSR | 0 | 0 | 0 | 0 | 0 | 0 | 0 | 0 | 0 | 0 | 0 | 0 | 0 | 0 | 0 | 0 | 0 | 0 | 0 | 0 | 0 | 0 | 0 | 12 | 1
NO |  | 148 | 2016 | 2 | 11 | 11 |  | TL81-514 BIXBY 111TH | ONETA | 138 | 138 | 1 | 5.79 | 6 | 1 | 1272.0 ACSR | 0 | 0 | 0 | 0 | 0 | 0 | 0 | 0 | 0 | 0 | 0 | 0 | 0 | 0 | 0 | 0 | 0 | 0 | 0 | 0 | 0 | 0 | 0 | 12 | 1
NO |  | 148 | 2016 | 2 | 12 | 12 |  |  |  | 0 | 0 | 0 | 0 | 0 | 0 | 477.0 ACSR | 0 | 0 | 0 | 0 | 0 | 0 | 0 | 0 | 0 | 0 | 0 | 0 | 0 | 0 | 0 | 0 | 0 | 0 | 0 | 0 | 0 | 0 | 0 | 12 | 1
NO |  | 148 | 2016 | 2 | 13 | 13 |  | TL81-515 COMANCHE STATION | LAWTON EASTSIDE | 138 | 138 | 0 | 0 | 5.22 | 1 | 795.0 ACSR | 0 | 0 | 0 | 0 | 0 | 0 | 0 | 0 | 0 | 0 | 0 | 0 | 0 | 0 | 0 | 0 | 0 | 0 | 0 | 0 | 0 | 0 | 0 | 12 | 1
NO |  | 148 | 2016 | 2 | 14 | 14 |  | TL81-516 IDABEL | VALLIANT 345 | 138 | 138 | 2 | 18.29 | 0 | 1 | 795.0 ACSR | 0 | 0 | 0 | 0 | 0 | 0 | 0 | 0 | 0 | 0 | 0 | 0 | 0 | 0 | 0 | 0 | 0 | 0 | 0 | 0 | 0 | 0 | 0 | 12 | 1
NO |  | 148 | 2016 | 2 | 15 | 15 |  |  |  | 0 | 0 | 0 | 0 | 0 | 0 | 795.0 Self Dampi | 0 | 0 | 0 | 0 | 0 | 0 | 0 | 0 | 0 | 0 | 0 | 0 | 0 | 0 | 0 | 0 | 0 | 0 | 0 | 0 | 0 | 0 | 0 | 12 | 1
NO |  | 148 | 2016 | 2 | 16 | 16 |  | TL81-517 SWPA | Explorer Holdenville | 138 | 138 | 1 | 0.45 | 0 | 1 | 336.4 ACSR | 0 | 0 | 0 | 0 | 0 | 0 | 0 | 0 | 0 | 0 | 0 | 0 | 0 | 0 | 0 | 0 | 0 | 0 | 0 | 0 | 0 | 0 | 0 | 12 | 1
NO |  | 148 | 2016 | 2 | 17 | 17 |  |  |  | 0 | 0 | 0 | 0 | 0 | 0 | 397.0 ACSR | 0 | 0 | 0 | 0 | 0 | 0 | 0 | 0 | 0 | 0 | 0 | 0 | 0 | 0 | 0 | 0 | 0 | 0 | 0 | 0 | 0 | 0 | 0 | 12 | 1
NO |  | 148 | 2016 | 2 | 18 | 18 |  | TL81-518 TULSA NORTH | WEST EDISON | 138 | 138 | 1 | 9.47 | 0 | 1 | 477.0 ACSR | 0 | 0 | 0 | 0 | 0 | 0 | 0 | 0 | 0 | 0 | 0 | 0 | 0 | 0 | 0 | 0 | 0 | 0 | 0 | 0 | 0 | 0 | 0 | 12 | 1
NO |  | 148 | 2016 | 2 | 19 | 19 |  |  |  | 0 | 0 | 2 | 3.2 | 0 | 0 | 795.0 ACSR | 0 | 0 | 0 | 0 | 0 | 0 | 0 | 0 | 0 | 0 | 0 | 0 | 0 | 0 | 0 | 0 | 0 | 0 | 0 | 0 | 0 | 0 | 0 | 12 | 1
NO |  | 148 | 2016 | 2 | 20 | 20 |  | TL81-519 TULSA POWER | 36TH & LEWIS | 138 | 138 | 1 | 1.41 | 0 | 1 | 2156.0 ACSR | 0 | 0 | 0 | 0 | 0 | 0 | 0 | 0 | 0 | 0 | 0 | 0 | 0 | 0 | 0 | 0 | 0 | 0 | 0 | 0 | 0 | 0 | 0 | 12 | 1
NO |  | 148 | 2016 | 2 | 21 | 21 |  | STATION |  | 0 | 0 | 3 | 0.6 | 0 | 0 | 2x795.0 ACSR | 0 | 0 | 0 | 0 | 0 | 0 | 0 | 0 | 0 | 0 | 0 | 0 | 0 | 0 | 0 | 0 | 0 | 0 | 0 | 0 | 0 | 0 | 0 | 12 | 1
NO |  | 148 | 2016 | 2 | 22 | 22 |  | TL81-520 TULSA SOUTHEAST | 36TH & LEWIS | 138 | 138 | 1 | 8.58 | 0.1 | 1 | 1272.0 ACSR | 0 | 0 | 0 | 0 | 0 | 0 | 0 | 0 | 0 | 0 | 0 | 0 | 0 | 0 | 0 | 0 | 0 | 0 | 0 | 0 | 0 | 0 | 0 | 12 | 1
NO |  | 148 | 2016 | 2 | 23 | 23 |  |  |  | 0 | 0 | 0 | 0 | 0 | 0 | 477.0 ACSR | 0 | 0 | 0 | 0 | 0 | 0 | 0 | 0 | 0 | 0 | 0 | 0 | 0 | 0 | 0 | 0 | 0 | 0 | 0 | 0 | 0 | 0 | 0 | 12 | 1
NO |  | 148 | 2016 | 2 | 24 | 24 |  | TL81-521 SAPULPA ROAD | TULSA POWER STATION | 138 | 138 | 1 | 11.55 | 0.09 | 1 | (T2) 636 ACSR | 0 | 0 | 0 | 0 | 0 | 0 | 0 | 0 | 0 | 0 | 0 | 0 | 0 | 0 | 0 | 0 | 0 | 0 | 0 | 0 | 0 | 0 | 0 | 12 | 1
NO |  | 148 | 2016 | 2 | 25 | 25 |  |  |  | 0 | 0 | 2 | 1.59 | 0 | 0 | 477.0 ACSR | 0 | 0 | 0 | 0 | 0 | 0 | 0 | 0 | 0 | 0 | 0 | 0 | 0 | 0 | 0 | 0 | 0 | 0 | 0 | 0 | 0 | 0 | 0 | 12 | 1
NO |  | 148 | 2016 | 2 | 26 | 26 |  |  |  | 0 | 0 | 3 | 0.65 | 0 | 0 | 559.6 AAAC | 0 | 0 | 0 | 0 | 0 | 0 | 0 | 0 | 0 | 0 | 0 | 0 | 0 | 0 | 0 | 0 | 0 | 0 | 0 | 0 | 0 | 0 | 0 | 12 | 1
NO |  | 148 | 2016 | 2 | 27 | 27 |  |  |  | 0 | 0 | 0 | 0 | 0 | 0 | 795.0 ACSR | 0 | 0 | 0 | 0 | 0 | 0 | 0 | 0 | 0 | 0 | 0 | 0 | 0 | 0 | 0 | 0 | 0 | 0 | 0 | 0 | 0 | 0 | 0 | 12 | 1
NO |  | 148 | 2016 | 2 | 28 | 28 |  | TL81-522 RIVERSIDE POWER | TULSA POWER STATION | 138 | 138 | 1 | 1.12 | 3.04 | 1 | 556.5 ACSR | 0 | 0 | 0 | 0 | 0 | 0 | 0 | 0 | 0 | 0 | 0 | 0 | 0 | 0 | 0 | 0 | 0 | 0 | 0 | 0 | 0 | 0 | 0 | 12 | 1
NO |  | 148 | 2016 | 2 | 29 | 29 |  | STATION 138 |  | 0 | 0 | 2 | 5.39 | 0 | 0 | 795.0 ACSR | 0 | 0 | 0 | 0 | 0 | 0 | 0 | 0 | 0 | 0 | 0 | 0 | 0 | 0 | 0 | 0 | 0 | 0 | 0 | 0 | 0 | 0 | 0 | 12 | 1
NO |  | 148 | 2016 | 2 | 30 | 30 |  |  |  | 0 | 0 | 3 | 2.03 | 0 | 0 |  | 0 | 0 | 0 | 0 | 0 | 0 | 0 | 0 | 0 | 0 | 0 | 0 | 0 | 0 | 0 | 0 | 0 | 0 | 0 | 0 | 0 | 0 | 0 | 12 | 1
NO |  | 148 | 2016 | 2 | 31 | 31 |  | TL81-523 RIVERSIDE POWER | BEELINE (OG&E) | 138 | 138 | 3 | 1.9 | 1.9 | 1 | 1272.0 ACSR | 0 | 0 | 0 | 0 | 0 | 0 | 0 | 0 | 0 | 0 | 0 | 0 | 0 | 0 | 0 | 0 | 0 | 0 | 0 | 0 | 0 | 0 | 0 | 12 | 1
NO |  | 148 | 2016 | 2 | 32 | 32 |  | STATION 138 |  | 0 | 0 | 0 | 0 | 0 | 0 |  | 0 | 0 | 0 | 0 | 0 | 0 | 0 | 0 | 0 | 0 | 0 | 0 | 0 | 0 | 0 | 0 | 0 | 0 | 0 | 0 | 0 | 0 | 0 | 12 | 1
NO |  | 148 | 2016 | 3 | 1 | 1 |  | TL81-524 SAND SPRINGS | DENVER | 138 | 138 | 1 | 7.33 | 0 | 1 | 397.0 ACSR | 0 | 0 | 0 | 0 | 0 | 0 | 0 | 0 | 0 | 0 | 0 | 0 | 0 | 0 | 0 | 0 | 0 | 0 | 0 | 0 | 0 | 0 | 0 | 12 | 1
NO |  | 148 | 2016 | 3 | 2 | 2 |  |  |  | 0 | 0 | 0 | 0 | 0 | 0 | 477.0 ACSR | 0 | 0 | 0 | 0 | 0 | 0 | 0 | 0 | 0 | 0 | 0 | 0 | 0 | 0 | 0 | 0 | 0 | 0 | 0 | 0 | 0 | 0 | 0 | 12 | 1
NO |  | 148 | 2016 | 3 | 3 | 3 |  |  |  | 0 | 0 | 0 | 0 | 0 | 0 | 556.5 ACSR | 0 | 0 | 0 | 0 | 0 | 0 | 0 | 0 | 0 | 0 | 0 | 0 | 0 | 0 | 0 | 0 | 0 | 0 | 0 | 0 | 0 | 0 | 0 | 12 | 1
NO |  | 148 | 2016 | 3 | 4 | 4 |  |  |  | 0 | 0 | 0 | 0 | 0 | 0 | 636.0 ACSR | 0 | 0 | 0 | 0 | 0 | 0 | 0 | 0 | 0 | 0 | 0 | 0 | 0 | 0 | 0 | 0 | 0 | 0 | 0 | 0 | 0 | 0 | 0 | 12 | 1
NO |  | 148 | 2016 | 3 | 5 | 5 |  | TL81-525 TULSA STATION | DENVER | 138 | 138 | 1 | 5.55 | 0.41 | 1 | 477.0 ACSR | 0 | 0 | 0 | 0 | 0 | 0 | 0 | 0 | 0 | 0 | 0 | 0 | 0 | 0 | 0 | 0 | 0 | 0 | 0 | 0 | 0 | 0 | 0 | 12 | 1
NO |  | 148 | 2016 | 3 | 6 | 6 |  |  |  | 0 | 0 | 0 | 0 | 0 | 0 | 795.0 AAC | 0 | 0 | 0 | 0 | 0 | 0 | 0 | 0 | 0 | 0 | 0 | 0 | 0 | 0 | 0 | 0 | 0 | 0 | 0 | 0 | 0 | 0 | 0 | 12 | 1
NO |  | 148 | 2016 | 3 | 7 | 7 |  |  |  | 0 | 0 | 0 | 0 | 0 | 0 | 795.0 ACSR | 0 | 0 | 0 | 0 | 0 | 0 | 0 | 0 | 0 | 0 | 0 | 0 | 0 | 0 | 0 | 0 | 0 | 0 | 0 | 0 | 0 | 0 | 0 | 12 | 1
NO |  | 148 | 2016 | 3 | 8 | 8 |  | TL81-526 CATOOSA | PRYOR CREEK | 138 | 138 | 1 | 18.24 | 12.56 | 1 | (T2) 423 (2-4/0 | 0 | 0 | 0 | 0 | 0 | 0 | 0 | 0 | 0 | 0 | 0 | 0 | 0 | 0 | 0 | 0 | 0 | 0 | 0 | 0 | 0 | 0 | 0 | 12 | 1
NO |  | 148 | 2016 | 3 | 9 | 9 |  |  |  | 0 | 0 | 2 | 13.42 | 0 | 0 | 1272.0 ACSR | 0 | 0 | 0 | 0 | 0 | 0 | 0 | 0 | 0 | 0 | 0 | 0 | 0 | 0 | 0 | 0 | 0 | 0 | 0 | 0 | 0 | 0 | 0 | 12 | 1
NO |  | 148 | 2016 | 3 | 10 | 10 |  |  |  | 0 | 0 | 3 | 0.2 | 0 | 0 | 477.0 ACSR | 0 | 0 | 0 | 0 | 0 | 0 | 0 | 0 | 0 | 0 | 0 | 0 | 0 | 0 | 0 | 0 | 0 | 0 | 0 | 0 | 0 | 0 | 0 | 12 | 1
NO |  | 148 | 2016 | 3 | 11 | 11 |  |  |  | 0 | 0 | 0 | 0 | 0 | 0 | 795.0 ACSR | 0 | 0 | 0 | 0 | 0 | 0 | 0 | 0 | 0 | 0 | 0 | 0 | 0 | 0 | 0 | 0 | 0 | 0 | 0 | 0 | 0 | 0 | 0 | 12 | 1
NO |  | 148 | 2016 | 3 | 12 | 12 |  | TL81-527 LAWTON EASTSIDE | LAWTON 112TH & W. GORE | 138 | 138 | 1 | 16.06 | 0 | 1 | 795.0 ACSR | 0 | 0 | 0 | 0 | 0 | 0 | 0 | 0 | 0 | 0 | 0 | 0 | 0 | 0 | 0 | 0 | 0 | 0 | 0 | 0 | 0 | 0 | 0 | 12 | 1
NO |  | 148 | 2016 | 3 | 13 | 13 |  | TL81-528 TULSA NORTH 138 | WEKIWA | 138 | 138 | 1 | 5.82 | 0 | 1 | 1272.0 ACSR | 0 | 0 | 0 | 0 | 0 | 0 | 0 | 0 | 0 | 0 | 0 | 0 | 0 | 0 | 0 | 0 | 0 | 0 | 0 | 0 | 0 | 0 | 0 | 12 | 1
NO |  | 148 | 2016 | 3 | 14 | 14 |  |  |  | 0 | 0 | 2 | 9.01 | 0 | 0 | 266.8 ACSR | 0 | 0 | 0 | 0 | 0 | 0 | 0 | 0 | 0 | 0 | 0 | 0 | 0 | 0 | 0 | 0 | 0 | 0 | 0 | 0 | 0 | 0 | 0 | 12 | 1
NO |  | 148 | 2016 | 3 | 15 | 15 |  |  |  | 0 | 0 | 3 | 10.84 | 0 | 0 | 477.0 ACSR | 0 | 0 | 0 | 0 | 0 | 0 | 0 | 0 | 0 | 0 | 0 | 0 | 0 | 0 | 0 | 0 | 0 | 0 | 0 | 0 | 0 | 0 | 0 | 12 | 1
NO |  | 148 | 2016 | 3 | 16 | 16 |  |  |  | 0 | 0 | 0 | 0 | 0 | 0 | 636.0 ACSR | 0 | 0 | 0 | 0 | 0 | 0 | 0 | 0 | 0 | 0 | 0 | 0 | 0 | 0 | 0 | 0 | 0 | 0 | 0 | 0 | 0 | 0 | 0 | 12 | 1
NO |  | 148 | 2016 | 3 | 17 | 17 |  |  |  | 0 | 0 | 0 | 0 | 0 | 0 | 795.0 ACSR | 0 | 0 | 0 | 0 | 0 | 0 | 0 | 0 | 0 | 0 | 0 | 0 | 0 | 0 | 0 | 0 | 0 | 0 | 0 | 0 | 0 | 0 | 0 | 12 | 1
NO |  | 148 | 2016 | 3 | 18 | 18 |  | TL81-529 WEKIWA SUB | KEYSTONE (SWPA) | 138 | 138 | 2 | 1.98 | 0 | 1 | 477.0 ACSR | 0 | 0 | 0 | 0 | 0 | 0 | 0 | 0 | 0 | 0 | 0 | 0 | 0 | 0 | 0 | 0 | 0 | 0 | 0 | 0 | 0 | 0 | 0 | 12 | 1
NO |  | 148 | 2016 | 3 | 19 | 19 |  | TL81-530 RIVERSIDE 138 | RIVERSIDE 345 | 138 | 138 | 1 | 0.99 | 0 | 1 | 2 -2156.0 ACSR | 0 | 0 | 0 | 0 | 0 | 0 | 0 | 0 | 0 | 0 | 0 | 0 | 0 | 0 | 0 | 0 | 0 | 0 | 0 | 0 | 0 | 0 | 0 | 12 | 1
NO |  | 148 | 2016 | 3 | 20 | 20 |  | TL81-531 HOLLIS | HOLLIS (TNC INTERCONNECT) | 138 | 138 | 1 | 5.45 | 0 | 1 | 477.0 ACSR | 0 | 0 | 0 | 0 | 0 | 0 | 0 | 0 | 0 | 0 | 0 | 0 | 0 | 0 | 0 | 0 | 0 | 0 | 0 | 0 | 0 | 0 | 0 | 12 | 1
NO |  | 148 | 2016 | 3 | 21 | 21 |  | TL81-534 SHEFFIELD STEEL CO | WEKIWA | 138 | 138 | 1 | 5.38 | 0.69 | 1 | 1272.0 ACSR | 0 | 0 | 0 | 0 | 0 | 0 | 0 | 0 | 0 | 0 | 0 | 0 | 0 | 0 | 0 | 0 | 0 | 0 | 0 | 0 | 0 | 0 | 0 | 12 | 1
NO |  | 148 | 2016 | 3 | 22 | 22 |  |  |  | 0 | 0 | 2 | 1.33 | 0 | 0 | 795.0 ACSR | 0 | 0 | 0 | 0 | 0 | 0 | 0 | 0 | 0 | 0 | 0 | 0 | 0 | 0 | 0 | 0 | 0 | 0 | 0 | 0 | 0 | 0 | 0 | 12 | 1
NO |  | 148 | 2016 | 3 | 23 | 23 |  | TL81-536 SHIDLER | OSAGE (OG&E) | 138 | 138 | 2 | 5.34 | 0 | 1 | 477.0 ACSR | 0 | 0 | 0 | 0 | 0 | 0 | 0 | 0 | 0 | 0 | 0 | 0 | 0 | 0 | 0 | 0 | 0 | 0 | 0 | 0 | 0 | 0 | 0 | 12 | 1
NO |  | 148 | 2016 | 3 | 24 | 24 |  |  |  | 0 | 0 | 0 | 0 | 0 | 0 | 477.0 ACSR | 0 | 0 | 0 | 0 | 0 | 0 | 0 | 0 | 0 | 0 | 0 | 0 | 0 | 0 | 0 | 0 | 0 | 0 | 0 | 0 | 0 | 0 | 0 | 12 | 1
NO |  | 148 | 2016 | 3 | 25 | 25 |  | TL81-537 ELK CITY | ERICK (WFEC) | 138 | 138 | 1 | 29.14 | 0 | 1 | (T2) 423 (2-4/0 | 0 | 0 | 0 | 0 | 0 | 0 | 0 | 0 | 0 | 0 | 0 | 0 | 0 | 0 | 0 | 0 | 0 | 0 | 0 | 0 | 0 | 0 | 0 | 12 | 1
NO |  | 148 | 2016 | 3 | 26 | 26 |  | TL81-539 LONE OAK | MCALESTER | 138 | 138 | 1 | 19.36 | 0 | 1 | 4/0 ACSR | 0 | 0 | 0 | 0 | 0 | 0 | 0 | 0 | 0 | 0 | 0 | 0 | 0 | 0 | 0 | 0 | 0 | 0 | 0 | 0 | 0 | 0 | 0 | 12 | 1
NO |  | 148 | 2016 | 3 | 27 | 27 |  |  |  | 0 | 0 | 0 | 0 | 0 | 0 | 477.0 ACSS | 0 | 0 | 0 | 0 | 0 | 0 | 0 | 0 | 0 | 0 | 0 | 0 | 0 | 0 | 0 | 0 | 0 | 0 | 0 | 0 | 0 | 0 | 0 | 12 | 1
NO |  | 148 | 2016 | 3 | 28 | 28 |  |  |  | 0 | 0 | 0 | 0 | 0 | 0 | 556.5 ACSR | 0 | 0 | 0 | 0 | 0 | 0 | 0 | 0 | 0 | 0 | 0 | 0 | 0 | 0 | 0 | 0 | 0 | 0 | 0 | 0 | 0 | 0 | 0 | 12 | 1
NO |  | 148 | 2016 | 3 | 29 | 29 |  |  |  | 0 | 0 | 0 | 0 | 0 | 0 | 795.0 ACSR | 0 | 0 | 0 | 0 | 0 | 0 | 0 | 0 | 0 | 0 | 0 | 0 | 0 | 0 | 0 | 0 | 0 | 0 | 0 | 0 | 0 | 0 | 0 | 12 | 1
NO |  | 148 | 2016 | 3 | 30 | 30 |  | TL81-540 LAWTON EASTSIDE | LAWTON SHERIDAN ROAD | 138 | 138 | 1 | 7.16 | 0.16 | 1 | 1272.0 ACSR | 0 | 0 | 0 | 0 | 0 | 0 | 0 | 0 | 0 | 0 | 0 | 0 | 0 | 0 | 0 | 0 | 0 | 0 | 0 | 0 | 0 | 0 | 0 | 12 | 1
NO |  | 148 | 2016 | 3 | 31 | 31 |  | TL81-541 LAWTON SHERIDAN | LAWTON 112TH & W GORE | 138 | 138 | 1 | 11.95 | 0 | 1 | 1272.0 ACSR | 0 | 0 | 0 | 0 | 0 | 0 | 0 | 0 | 0 | 0 | 0 | 0 | 0 | 0 | 0 | 0 | 0 | 0 | 0 | 0 | 0 | 0 | 0 | 12 | 1
NO |  | 148 | 2016 | 3 | 32 | 32 |  | ROAD |  | 0 | 0 | 0 | 0 | 0 | 0 | 477.0 ACSR | 0 | 0 | 0 | 0 | 0 | 0 | 0 | 0 | 0 | 0 | 0 | 0 | 0 | 0 | 0 | 0 | 0 | 0 | 0 | 0 | 0 | 0 | 0 | 12 | 1
NO |  | 148 | 2016 | 3 | 33 | 33 |  | TL81-542 LAWTON 112TH W | SNYDER | 138 | 138 | 1 | 8.22 | 0.45 | 1 | 3/0 ACSR | 0 | 0 | 0 | 0 | 0 | 0 | 0 | 0 | 0 | 0 | 0 | 0 | 0 | 0 | 0 | 0 | 0 | 0 | 0 | 0 | 0 | 0 | 0 | 12 | 1
NO |  | 148 | 2016 | 3 | 34 | 34 |  | GORE |  | 0 | 0 | 2 | 20.4 | 0 | 0 | 477.0 ACSR | 0 | 0 | 0 | 0 | 0 | 0 | 0 | 0 | 0 | 0 | 0 | 0 | 0 | 0 | 0 | 0 | 0 | 0 | 0 | 0 | 0 | 0 | 0 | 12 | 1
NO |  | 148 | 2016 | 3 | 35 | 35 |  | TL81-543 LAWTON GOODYEAR | LAWTON 112TH & W. GORE | 138 | 138 | 1 | 0.59 | 0 | 1 | 477.0 ACSR | 0 | 0 | 0 | 0 | 0 | 0 | 0 | 0 | 0 | 0 | 0 | 0 | 0 | 0 | 0 | 0 | 0 | 0 | 0 | 0 | 0 | 0 | 0 | 12 | 1
NO |  | 148 | 2016 | 4 | 1 | 1 |  | TL81-544 KIMBERLY CLARK | RIVERSIDE 138 | 138 | 138 | 1 | 2.49 | 1.6 | 1 | 1272.0 ACSR | 0 | 0 | 0 | 0 | 0 | 0 | 0 | 0 | 0 | 0 | 0 | 0 | 0 | 0 | 0 | 0 | 0 | 0 | 0 | 0 | 0 | 0 | 0 | 12 | 1
NO |  | 148 | 2016 | 4 | 2 | 2 |  |  |  | 0 | 0 | 2 | 0.1 | 0 | 0 |  | 0 | 0 | 0 | 0 | 0 | 0 | 0 | 0 | 0 | 0 | 0 | 0 | 0 | 0 | 0 | 0 | 0 | 0 | 0 | 0 | 0 | 0 | 0 | 12 | 1
NO |  | 148 | 2016 | 4 | 3 | 3 |  | TL81-545 NORTHEASTERN POWER | VINITA JCT | 138 | 138 | 1 | 15.89 | 0 | 1 | (T2) 636 ACSR | 0 | 0 | 0 | 0 | 0 | 0 | 0 | 0 | 0 | 0 | 0 | 0 | 0 | 0 | 0 | 0 | 0 | 0 | 0 | 0 | 0 | 0 | 0 | 12 | 1
NO |  | 148 | 2016 | 4 | 4 | 4 |  | STATION |  | 0 | 0 | 2 | 32.23 | 0 | 0 | 1272.0 ACSR | 0 | 0 | 0 | 0 | 0 | 0 | 0 | 0 | 0 | 0 | 0 | 0 | 0 | 0 | 0 | 0 | 0 | 0 | 0 | 0 | 0 | 0 | 0 | 12 | 1
NO |  | 148 | 2016 | 4 | 5 | 5 |  |  |  | 0 | 0 | 0 | 0 | 0 | 0 | 477.0 ACSR | 0 | 0 | 0 | 0 | 0 | 0 | 0 | 0 | 0 | 0 | 0 | 0 | 0 | 0 | 0 | 0 | 0 | 0 | 0 | 0 | 0 | 0 | 0 | 12 | 1
NO |  | 148 | 2016 | 4 | 6 | 6 |  | TL81-546 MAID | PRYOR JCT. | 138 | 138 | 1 | 1.31 | 0 | 1 | 1272.0 ACSR | 0 | 0 | 0 | 0 | 0 | 0 | 0 | 0 | 0 | 0 | 0 | 0 | 0 | 0 | 0 | 0 | 0 | 0 | 0 | 0 | 0 | 0 | 0 | 12 | 1
NO |  | 148 | 2016 | 4 | 7 | 7 |  |  |  | 0 | 0 | 2 | 5.67 | 0 | 0 | 477.0 ACSS | 0 | 0 | 0 | 0 | 0 | 0 | 0 | 0 | 0 | 0 | 0 | 0 | 0 | 0 | 0 | 0 | 0 | 0 | 0 | 0 | 0 | 0 | 0 | 12 | 1
NO |  | 148 | 2016 | 4 | 8 | 8 |  | TL81-547 CATOOSA | MINGO ROAD AIRPORT | 138 | 138 | 1 | 2.44 | 0 | 1 | (T2) 636 ACSR | 0 | 0 | 0 | 0 | 0 | 0 | 0 | 0 | 0 | 0 | 0 | 0 | 0 | 0 | 0 | 0 | 0 | 0 | 0 | 0 | 0 | 0 | 0 | 12 | 1
NO |  | 148 | 2016 | 4 | 9 | 9 |  |  |  | 0 | 0 | 2 | 5.91 | 0 | 0 | 1272.0 ACSR | 0 | 0 | 0 | 0 | 0 | 0 | 0 | 0 | 0 | 0 | 0 | 0 | 0 | 0 | 0 | 0 | 0 | 0 | 0 | 0 | 0 | 0 | 0 | 12 | 1
NO |  | 148 | 2016 | 4 | 10 | 10 |  | TL81-548 AMERICAN AIRLINES | TULSA NORTH 138 | 138 | 138 | 1 | 8.82 | 0 | 1 | (T2) 397 ACSR | 0 | 0 | 0 | 0 | 0 | 0 | 0 | 0 | 0 | 0 | 0 | 0 | 0 | 0 | 0 | 0 | 0 | 0 | 0 | 0 | 0 | 0 | 0 | 12 | 1
NO |  | 148 | 2016 | 4 | 11 | 11 |  |  |  | 0 | 0 | 2 | 3.16 | 0 | 0 | (T2) 636 ACSR | 0 | 0 | 0 | 0 | 0 | 0 | 0 | 0 | 0 | 0 | 0 | 0 | 0 | 0 | 0 | 0 | 0 | 0 | 0 | 0 | 0 | 0 | 0 | 12 | 1
NO |  | 148 | 2016 | 4 | 12 | 12 |  |  |  | 0 | 0 | 0 | 0 | 0 | 0 | 1272.0 ACSR | 0 | 0 | 0 | 0 | 0 | 0 | 0 | 0 | 0 | 0 | 0 | 0 | 0 | 0 | 0 | 0 | 0 | 0 | 0 | 0 | 0 | 0 | 0 | 12 | 1
NO |  | 148 | 2016 | 4 | 13 | 13 |  | TL81-549 BARTLESVILLE | NOWATA | 138 | 138 | 1 | 14.36 | 0 | 1 | (T2) 397 ACSR | 0 | 0 | 0 | 0 | 0 | 0 | 0 | 0 | 0 | 0 | 0 | 0 | 0 | 0 | 0 | 0 | 0 | 0 | 0 | 0 | 0 | 0 | 0 | 12 | 1
NO |  | 148 | 2016 | 4 | 14 | 14 |  | SOUTHEAST |  | 0 | 0 | 2 | 0.15 | 0 | 0 | 795.0 ACSR | 0 | 0 | 0 | 0 | 0 | 0 | 0 | 0 | 0 | 0 | 0 | 0 | 0 | 0 | 0 | 0 | 0 | 0 | 0 | 0 | 0 | 0 | 0 | 12 | 1
NO |  | 148 | 2016 | 4 | 15 | 15 |  | TL81-550 RIVERSIDE POWER | TULSA POWER STATION | 138 | 138 | 1 | 12.36 | 0 | 1 | (T2) 636 ACSR | 0 | 0 | 0 | 0 | 0 | 0 | 0 | 0 | 0 | 0 | 0 | 0 | 0 | 0 | 0 | 0 | 0 | 0 | 0 | 0 | 0 | 0 | 0 | 12 | 1
NO |  | 148 | 2016 | 4 | 16 | 16 |  | STATION 138 |  | 0 | 0 | 2 | 1.65 | 0 | 0 | 1272.0 ACSR | 0 | 0 | 0 | 0 | 0 | 0 | 0 | 0 | 0 | 0 | 0 | 0 | 0 | 0 | 0 | 0 | 0 | 0 | 0 | 0 | 0 | 0 | 0 | 12 | 1
NO |  | 148 | 2016 | 4 | 17 | 17 |  |  |  | 0 | 0 | 0 | 0 | 0 | 0 | 2x795.0 ACSR | 0 | 0 | 0 | 0 | 0 | 0 | 0 | 0 | 0 | 0 | 0 | 0 | 0 | 0 | 0 | 0 | 0 | 0 | 0 | 0 | 0 | 0 | 0 | 12 | 1
NO |  | 148 | 2016 | 4 | 18 | 18 |  |  |  | 0 | 0 | 0 | 0 | 0 | 0 | 4/0 ACSR | 0 | 0 | 0 | 0 | 0 | 0 | 0 | 0 | 0 | 0 | 0 | 0 | 0 | 0 | 0 | 0 | 0 | 0 | 0 | 0 | 0 | 0 | 0 | 12 | 1
NO |  | 148 | 2016 | 4 | 19 | 19 |  |  |  | 0 | 0 | 0 | 0 | 0 | 0 | 795.0 ACSR | 0 | 0 | 0 | 0 | 0 | 0 | 0 | 0 | 0 | 0 | 0 | 0 | 0 | 0 | 0 | 0 | 0 | 0 | 0 | 0 | 0 | 0 | 0 | 12 | 1
NO |  | 148 | 2016 | 4 | 20 | 20 |  | TL81-551 BIXBY 111TH | KIMBERLY CLARK | 138 | 138 | 1 | 5.35 | 0.96 | 1 | 1272.0 ACSR | 0 | 0 | 0 | 0 | 0 | 0 | 0 | 0 | 0 | 0 | 0 | 0 | 0 | 0 | 0 | 0 | 0 | 0 | 0 | 0 | 0 | 0 | 0 | 12 | 1
NO |  | 148 | 2016 | 4 | 21 | 21 |  | TL81-553 81ST & GARNETT | TULSA SOUTHEAST | 138 | 138 | 1 | 3.23 | 5.26 | 1 | 1272.0 ACSR | 0 | 0 | 0 | 0 | 0 | 0 | 0 | 0 | 0 | 0 | 0 | 0 | 0 | 0 | 0 | 0 | 0 | 0 | 0 | 0 | 0 | 0 | 0 | 12 | 1
NO |  | 148 | 2016 | 4 | 22 | 22 |  |  |  | 0 | 0 | 0 | 0 | 0 | 0 | 477.0 ACSR | 0 | 0 | 0 | 0 | 0 | 0 | 0 | 0 | 0 | 0 | 0 | 0 | 0 | 0 | 0 | 0 | 0 | 0 | 0 | 0 | 0 | 0 | 0 | 12 | 1
NO |  | 148 | 2016 | 4 | 23 | 23 |  | TL81-554 GROVE | PRYOR JCT. | 138 | 138 | 1 | 1.8 | 0 | 1 | (T2) 397 ACSR | 0 | 0 | 0 | 0 | 0 | 0 | 0 | 0 | 0 | 0 | 0 | 0 | 0 | 0 | 0 | 0 | 0 | 0 | 0 | 0 | 0 | 0 | 0 | 12 | 1
NO |  | 148 | 2016 | 4 | 24 | 24 |  |  |  | 0 | 0 | 2 | 46.4 | 0 | 0 | 397.0 ACSR | 0 | 0 | 0 | 0 | 0 | 0 | 0 | 0 | 0 | 0 | 0 | 0 | 0 | 0 | 0 | 0 | 0 | 0 | 0 | 0 | 0 | 0 | 0 | 12 | 1
NO |  | 148 | 2016 | 4 | 25 | 25 |  |  |  | 0 | 0 | 0 | 0 | 0 | 0 | 795.0 ACSR | 0 | 0 | 0 | 0 | 0 | 0 | 0 | 0 | 0 | 0 | 0 | 0 | 0 | 0 | 0 | 0 | 0 | 0 | 0 | 0 | 0 | 0 | 0 | 12 | 1
NO |  | 148 | 2016 | 4 | 26 | 26 |  | TL81-556 EAST 61ST STREET | TULSA SOUTHEAST | 138 | 138 | 1 | 3.2 | 0 | 1 | 1272.0 ACSR | 0 | 0 | 0 | 0 | 0 | 0 | 0 | 0 | 0 | 0 | 0 | 0 | 0 | 0 | 0 | 0 | 0 | 0 | 0 | 0 | 0 | 0 | 0 | 12 | 1
NO |  | 148 | 2016 | 4 | 27 | 27 |  |  |  | 0 | 0 | 2 | 0.34 | 0 | 0 | 556.5 ACSR | 0 | 0 | 0 | 0 | 0 | 0 | 0 | 0 | 0 | 0 | 0 | 0 | 0 | 0 | 0 | 0 | 0 | 0 | 0 | 0 | 0 | 0 | 0 | 12 | 1
NO |  | 148 | 2016 | 4 | 28 | 28 |  | TL81-557 VINITA JCT | HOCKERVILLE (EDE) | 138 | 138 | 1 | 8.33 | 0 | 1 | (T2) 397 ACSR | 0 | 0 | 0 | 0 | 0 | 0 | 0 | 0 | 0 | 0 | 0 | 0 | 0 | 0 | 0 | 0 | 0 | 0 | 0 | 0 | 0 | 0 | 0 | 12 | 1
NO |  | 148 | 2016 | 4 | 29 | 29 |  |  |  | 0 | 0 | 2 | 28.03 | 0 | 0 | 795.0 ACSR | 0 | 0 | 0 | 0 | 0 | 0 | 0 | 0 | 0 | 0 | 0 | 0 | 0 | 0 | 0 | 0 | 0 | 0 | 0 | 0 | 0 | 0 | 0 | 12 | 1
NO |  | 148 | 2016 | 4 | 30 | 30 |  | TL81-558 MOUND ROAD | SHIDLER | 138 | 138 | 1 | 3.19 | 0 | 1 | 477.0 ACSR | 0 | 0 | 0 | 0 | 0 | 0 | 0 | 0 | 0 | 0 | 0 | 0 | 0 | 0 | 0 | 0 | 0 | 0 | 0 | 0 | 0 | 0 | 0 | 12 | 1
NO |  | 148 | 2016 | 4 | 31 | 31 |  |  |  | 0 | 0 | 2 | 38.23 | 0 | 0 | 795.0 ACSR | 0 | 0 | 0 | 0 | 0 | 0 | 0 | 0 | 0 | 0 | 0 | 0 | 0 | 0 | 0 | 0 | 0 | 0 | 0 | 0 | 0 | 0 | 0 | 12 | 1
NO |  | 148 | 2016 | 4 | 32 | 32 |  | TL81-559 BARTLESVILLE | BARTLESVILLE SOUTHEAST | 138 | 138 | 1 | 3.57 | 0 | 1 | 477.0 ACSR | 0 | 0 | 0 | 0 | 0 | 0 | 0 | 0 | 0 | 0 | 0 | 0 | 0 | 0 | 0 | 0 | 0 | 0 | 0 | 0 | 0 | 0 | 0 | 12 | 1
NO |  | 148 | 2016 | 4 | 33 | 33 |  | COMANCHE |  | 0 | 0 | 2 | 1.42 | 0 | 0 | 636.0 ACSR | 0 | 0 | 0 | 0 | 0 | 0 | 0 | 0 | 0 | 0 | 0 | 0 | 0 | 0 | 0 | 0 | 0 | 0 | 0 | 0 | 0 | 0 | 0 | 12 | 1
NO |  | 148 | 2016 | 4 | 34 | 34 |  |  |  | 0 | 0 | 0 | 0 | 0 | 0 | 795.0 ACSR | 0 | 0 | 0 | 0 | 0 | 0 | 0 | 0 | 0 | 0 | 0 | 0 | 0 | 0 | 0 | 0 | 0 | 0 | 0 | 0 | 0 | 0 | 0 | 12 | 1
NO |  | 148 | 2016 | 5 | 1 | 1 |  | TL81-560 ONETA | 81ST & GARNETT | 138 | 138 | 1 | 16.44 | 0 | 1 | (T2) 636 ACSR | 0 | 0 | 0 | 0 | 0 | 0 | 0 | 0 | 0 | 0 | 0 | 0 | 0 | 0 | 0 | 0 | 0 | 0 | 0 | 0 | 0 | 0 | 0 | 12 | 1
NO |  | 148 | 2016 | 5 | 2 | 2 |  |  |  | 0 | 0 | 0 | 0 | 0 | 0 | 1272.0 ACSR | 0 | 0 | 0 | 0 | 0 | 0 | 0 | 0 | 0 | 0 | 0 | 0 | 0 | 0 | 0 | 0 | 0 | 0 | 0 | 0 | 0 | 0 | 0 | 12 | 1
NO |  | 148 | 2016 | 5 | 3 | 3 |  |  |  | 0 | 0 | 0 | 0 | 0 | 0 | 795.0 ACSR | 0 | 0 | 0 | 0 | 0 | 0 | 0 | 0 | 0 | 0 | 0 | 0 | 0 | 0 | 0 | 0 | 0 | 0 | 0 | 0 | 0 | 0 | 0 | 12 | 1
NO |  | 148 | 2016 | 5 | 4 | 4 |  | TL81-561 CRAIG JCT. | IDABEL | 138 | 138 | 1 | 2.35 | 0 | 1 | 477.0 ACSR | 0 | 0 | 0 | 0 | 0 | 0 | 0 | 0 | 0 | 0 | 0 | 0 | 0 | 0 | 0 | 0 | 0 | 0 | 0 | 0 | 0 | 0 | 0 | 12 | 1
NO |  | 148 | 2016 | 5 | 5 | 5 |  |  |  | 0 | 0 | 2 | 17.32 | 0 | 0 | 795.0 ACSR | 0 | 0 | 0 | 0 | 0 | 0 | 0 | 0 | 0 | 0 | 0 | 0 | 0 | 0 | 0 | 0 | 0 | 0 | 0 | 0 | 0 | 0 | 0 | 12 | 1
NO |  | 148 | 2016 | 5 | 6 | 6 |  |  |  | 0 | 0 | 0 | 0 | 0 | 0 | 795.0 Self Dampi | 0 | 0 | 0 | 0 | 0 | 0 | 0 | 0 | 0 | 0 | 0 | 0 | 0 | 0 | 0 | 0 | 0 | 0 | 0 | 0 | 0 | 0 | 0 | 12 | 1
NO |  | 148 | 2016 | 5 | 7 | 7 |  | TL81-562 AMERICAN AIRLINES | MOHAWK | 138 | 138 | 1 | 5.52 | 0 | 1 | 1272.0 ACSR | 0 | 0 | 0 | 0 | 0 | 0 | 0 | 0 | 0 | 0 | 0 | 0 | 0 | 0 | 0 | 0 | 0 | 0 | 0 | 0 | 0 | 0 | 0 | 12 | 1
NO |  | 148 | 2016 | 5 | 8 | 8 |  |  |  | 0 | 0 | 2 | 0.51 | 0 | 0 |  | 0 | 0 | 0 | 0 | 0 | 0 | 0 | 0 | 0 | 0 | 0 | 0 | 0 | 0 | 0 | 0 | 0 | 0 | 0 | 0 | 0 | 0 | 0 | 12 | 1
NO |  | 148 | 2016 | 5 | 9 | 9 |  | TL81-563 EAST 61ST STREET | 96TH AND YALE | 138 | 138 | 1 | 2.58 | 0 | 1 | 1272.0 ACSR | 0 | 0 | 0 | 0 | 0 | 0 | 0 | 0 | 0 | 0 | 0 | 0 | 0 | 0 | 0 | 0 | 0 | 0 | 0 | 0 | 0 | 0 | 0 | 12 | 1
NO |  | 148 | 2016 | 5 | 10 | 10 |  |  |  | 0 | 0 | 2 | 3.03 | 0 | 0 |  | 0 | 0 | 0 | 0 | 0 | 0 | 0 | 0 | 0 | 0 | 0 | 0 | 0 | 0 | 0 | 0 | 0 | 0 | 0 | 0 | 0 | 0 | 0 | 12 | 1
NO |  | 148 | 2016 | 5 | 11 | 11 |  | TL81-564 DELAWARE 345 | CITY OF COFFEYVILLE B | 138 | 138 | 1 | 15.54 | 0 | 1 | 1272.0 ACSR | 0 | 0 | 0 | 0 | 0 | 0 | 0 | 0 | 0 | 0 | 0 | 0 | 0 | 0 | 0 | 0 | 0 | 0 | 0 | 0 | 0 | 0 | 0 | 12 | 1
NO |  | 148 | 2016 | 5 | 12 | 12 |  | TL81-565 COMANCHE POWER | LAWTON 112TH & W. GORE | 138 | 138 | 1 | 19.69 | 0 | 1 | (T2) 636 ACSR | 0 | 0 | 0 | 0 | 0 | 0 | 0 | 0 | 0 | 0 | 0 | 0 | 0 | 0 | 0 | 0 | 0 | 0 | 0 | 0 | 0 | 0 | 0 | 12 | 1
NO |  | 148 | 2016 | 5 | 13 | 13 |  | STATION |  | 0 | 0 | 0 | 0 | 0 | 0 |  | 0 | 0 | 0 | 0 | 0 | 0 | 0 | 0 | 0 | 0 | 0 | 0 | 0 | 0 | 0 | 0 | 0 | 0 | 0 | 0 | 0 | 0 | 0 | 12 | 1
NO |  | 148 | 2016 | 5 | 14 | 14 |  | TL81-566 BROKEN ARROW 81ST | FORD | 138 | 138 | 1 | 3.06 | 0 | 1 | 795.0 ACSR | 0 | 0 | 0 | 0 | 0 | 0 | 0 | 0 | 0 | 0 | 0 | 0 | 0 | 0 | 0 | 0 | 0 | 0 | 0 | 0 | 0 | 0 | 0 | 12 | 1
NO |  | 148 | 2016 | 5 | 15 | 15 |  | TL81-567 HENRYETTA | WELEETKA | 138 | 138 | 1 | 13.33 | 0 | 1 | 1272.0 ACSR | 0 | 0 | 0 | 0 | 0 | 0 | 0 | 0 | 0 | 0 | 0 | 0 | 0 | 0 | 0 | 0 | 0 | 0 | 0 | 0 | 0 | 0 | 0 | 12 | 1
NO |  | 148 | 2016 | 5 | 16 | 16 |  | TL81-568 AMERICAN AIRLINES | MINGO ROAD AIRPORT | 138 | 138 | 1 | 0.93 | 0.38 | 1 | 1272.0 ACSR | 0 | 0 | 0 | 0 | 0 | 0 | 0 | 0 | 0 | 0 | 0 | 0 | 0 | 0 | 0 | 0 | 0 | 0 | 0 | 0 | 0 | 0 | 0 | 12 | 1
NO |  | 148 | 2016 | 5 | 17 | 17 |  | TL81-569 WELEETKA POWER | SWPA WELEETKA STATION | 138 | 138 | 2 | 2.62 | 0 | 1 | 795.0 ACSR | 0 | 0 | 0 | 0 | 0 | 0 | 0 | 0 | 0 | 0 | 0 | 0 | 0 | 0 | 0 | 0 | 0 | 0 | 0 | 0 | 0 | 0 | 0 | 12 | 1
NO |  | 148 | 2016 | 5 | 18 | 18 |  | STATION |  | 0 | 0 |  | 0 | 0 | 0 |  | 0 | 0 | 0 | 0 | 0 | 0 | 0 | 0 | 0 | 0 | 0 | 0 | 0 | 0 | 0 | 0 | 0 | 0 | 0 | 0 | 0 | 0 | 0 | 12 | 1
NO |  | 148 | 2016 | 5 | 19 | 19 |  | TL81-570 WEATHERFORD JCT | WEATHERFORD SE | 138 | 138 | 1 | 0.13 | 0 | 1 | 795.0 ACSR | 0 | 0 | 0 | 0 | 0 | 0 | 0 | 0 | 0 | 0 | 0 | 0 | 0 | 0 | 0 | 0 | 0 | 0 | 0 | 0 | 0 | 0 | 0 | 12 | 1
NO |  | 148 | 2016 | 5 | 20 | 20 |  |  |  | 0 | 0 | 2 | 0.88 | 0 | 0 |  | 0 | 0 | 0 | 0 | 0 | 0 | 0 | 0 | 0 | 0 | 0 | 0 | 0 | 0 | 0 | 0 | 0 | 0 | 0 | 0 | 0 | 0 | 0 | 12 | 1
NO |  | 148 | 2016 | 5 | 21 | 21 |  | TL81-571 36TH & OLYMPIA | TULSA POWER STATION | 138 | 138 | 0 | 0 | 0.86 | 1 | (T2) 636 ACSR | 0 | 0 | 0 | 0 | 0 | 0 | 0 | 0 | 0 | 0 | 0 | 0 | 0 | 0 | 0 | 0 | 0 | 0 | 0 | 0 | 0 | 0 | 0 | 12 | 1
NO |  | 148 | 2016 | 5 | 22 | 22 |  | TL81-572 WEATHERFORD | WEATHERFORD SE | 138 | 138 | 1 | 2.81 | 0 | 1 | 4/0 ACSR | 0 | 0 | 0 | 0 | 0 | 0 | 0 | 0 | 0 | 0 | 0 | 0 | 0 | 0 | 0 | 0 | 0 | 0 | 0 | 0 | 0 | 0 | 0 | 12 | 1
NO |  | 148 | 2016 | 5 | 23 | 23 |  | WINDFARM |  | 0 | 0 | 2 | 7.09 | 0 | 0 | 477.0 ACSR | 0 | 0 | 0 | 0 | 0 | 0 | 0 | 0 | 0 | 0 | 0 | 0 | 0 | 0 | 0 | 0 | 0 | 0 | 0 | 0 | 0 | 0 | 0 | 12 | 1
NO |  | 148 | 2016 | 5 | 24 | 24 |  |  |  | 0 | 0 | 0 | 0 | 0 | 0 | 795.0 ACSR | 0 | 0 | 0 | 0 | 0 | 0 | 0 | 0 | 0 | 0 | 0 | 0 | 0 | 0 | 0 | 0 | 0 | 0 | 0 | 0 | 0 | 0 | 0 | 12 | 1
NO |  | 148 | 2016 | 5 | 25 | 25 |  | TL81-573 RIVERSIDE POWER | SAPULPA ROAD | 138 | 138 | 1 | 3.22 | 4.79 | 1 | (T2) 636 ACSR | 0 | 0 | 0 | 0 | 0 | 0 | 0 | 0 | 0 | 0 | 0 | 0 | 0 | 0 | 0 | 0 | 0 | 0 | 0 | 0 | 0 | 0 | 0 | 12 | 1
NO |  | 148 | 2016 | 5 | 26 | 26 |  | STATION 138 |  | 0 | 0 | 2 | 2.34 | 0 | 0 | 477.0 ACSR | 0 | 0 | 0 | 0 | 0 | 0 | 0 | 0 | 0 | 0 | 0 | 0 | 0 | 0 | 0 | 0 | 0 | 0 | 0 | 0 | 0 | 0 | 0 | 12 | 1
NO |  | 148 | 2016 | 5 | 27 | 27 |  |  |  | 0 | 0 | 0 | 0 | 0 | 0 | 795.0 ACSR | 0 | 0 | 0 | 0 | 0 | 0 | 0 | 0 | 0 | 0 | 0 | 0 | 0 | 0 | 0 | 0 | 0 | 0 | 0 | 0 | 0 | 0 | 0 | 12 | 1
NO |  | 148 | 2016 | 5 | 28 | 28 |  | TL81-574 SAND SPRINGS | SAPULPA ROAD | 138 | 138 | 3 | 4.24 | 5.15 | 1 | 1272.0 ACSR | 0 | 0 | 0 | 0 | 0 | 0 | 0 | 0 | 0 | 0 | 0 | 0 | 0 | 0 | 0 | 0 | 0 | 0 | 0 | 0 | 0 | 0 | 0 | 12 | 1
NO |  | 148 | 2016 | 5 | 29 | 29 |  |  |  | 0 | 0 | 0 | 0 | 0 | 0 | 556.5 ACSR | 0 | 0 | 0 | 0 | 0 | 0 | 0 | 0 | 0 | 0 | 0 | 0 | 0 | 0 | 0 | 0 | 0 | 0 | 0 | 0 | 0 | 0 | 0 | 12 | 1
NO |  | 148 | 2016 | 5 | 30 | 30 |  | TL81-575 RIVERSIDE 138 | RIVERSIDE 345 | 138 | 138 | 1 | 0.25 | 0.64 | 1 | 2 -2156.0 ACSR | 0 | 0 | 0 | 0 | 0 | 0 | 0 | 0 | 0 | 0 | 0 | 0 | 0 | 0 | 0 | 0 | 0 | 0 | 0 | 0 | 0 | 0 | 0 | 12 | 1
NO |  | 148 | 2016 | 5 | 31 | 31 |  | TL81-578 MAID | PRYOR CREEK | 138 | 138 | 1 | 2.57 | 0.69 | 1 | 1272.0 ACSR | 0 | 0 | 0 | 0 | 0 | 0 | 0 | 0 | 0 | 0 | 0 | 0 | 0 | 0 | 0 | 0 | 0 | 0 | 0 | 0 | 0 | 0 | 0 | 12 | 1
NO |  | 148 | 2016 | 5 | 32 | 32 |  | TL81-579 ALTUS JCT. | SNYDER | 138 | 138 | 1 | 25.72 | 0 | 1 | (T2) 397 ACSR | 0 | 0 | 0 | 0 | 0 | 0 | 0 | 0 | 0 | 0 | 0 | 0 | 0 | 0 | 0 | 0 | 0 | 0 | 0 | 0 | 0 | 0 | 0 | 12 | 1
NO |  | 148 | 2016 | 5 | 33 | 33 |  |  |  | 0 | 0 | 0 | 0 | 0 | 0 | 795.0 ACSR | 0 | 0 | 0 | 0 | 0 | 0 | 0 | 0 | 0 | 0 | 0 | 0 | 0 | 0 | 0 | 0 | 0 | 0 | 0 | 0 | 0 | 0 | 0 | 12 | 1
NO |  | 148 | 2016 | 5 | 34 | 34 |  | TL81-580 88TH & MINGO | TULSA NORTH | 138 | 138 | 1 | 2.87 | 6.5 | 1 | 556.5 ACSR | 0 | 0 | 0 | 0 | 0 | 0 | 0 | 0 | 0 | 0 | 0 | 0 | 0 | 0 | 0 | 0 | 0 | 0 | 0 | 0 | 0 | 0 | 0 | 12 | 1
NO |  | 148 | 2016 | 5 | 35 | 35 |  |  |  | 0 | 0 | 3 | 9.33 | 0 | 0 | 795.0 ACSR | 0 | 0 | 0 | 0 | 0 | 0 | 0 | 0 | 0 | 0 | 0 | 0 | 0 | 0 | 0 | 0 | 0 | 0 | 0 | 0 | 0 | 0 | 0 | 12 | 1
NO |  | 148 | 2016 | 6 | 1 | 1 |  | TL81-581 HUGO | VALLIANT 345 | 138 | 138 | 2 | 28.9 | 0 | 1 | 795.0 ACSR | 0 | 0 | 0 | 0 | 0 | 0 | 0 | 0 | 0 | 0 | 0 | 0 | 0 | 0 | 0 | 0 | 0 | 0 | 0 | 0 | 0 | 0 | 0 | 12 | 1
NO |  | 148 | 2016 | 6 | 2 | 2 |  | TL81-583 HOBART JCT | VETERANS (OMPA) | 138 | 138 | 2 | 32.41 | 0 | 1 | 477.0 ACSR | 0 | 0 | 0 | 0 | 0 | 0 | 0 | 0 | 0 | 0 | 0 | 0 | 0 | 0 | 0 | 0 | 0 | 0 | 0 | 0 | 0 | 0 | 0 | 12 | 1
NO |  | 148 | 2016 | 6 | 3 | 3 |  | TL81-599 NORTHEASTERN 138 | NORTHEASTERN 345 | 138 | 138 | 1 | 0.33 | 0 | 1 | 795.0 ACSR | 0 | 0 | 0 | 0 | 0 | 0 | 0 | 0 | 0 | 0 | 0 | 0 | 0 | 0 | 0 | 0 | 0 | 0 | 0 | 0 | 0 | 0 | 0 | 12 | 1
NO |  | 148 | 2016 | 6 | 4 | 4 |  | TL81-600 CARSON TAP NORTH |  | 138 | 138 | 1 | 0.1 | 0 | 1 | 1233.6 ACSR | 0 | 0 | 0 | 0 | 0 | 0 | 0 | 0 | 0 | 0 | 0 | 0 | 0 | 0 | 0 | 0 | 0 | 0 | 0 | 0 | 0 | 0 | 0 | 12 | 1
NO |  | 148 | 2016 | 6 | 5 | 5 |  | TL81-611 HERITAGE TRAIL | 138KV TAP | 138 | 138 | 1 | 0.17 | 0 | 1 | 477.0 ACSR | 0 | 0 | 0 | 0 | 0 | 0 | 0 | 0 | 0 | 0 | 0 | 0 | 0 | 0 | 0 | 0 | 0 | 0 | 0 | 0 | 0 | 0 | 0 | 12 | 1
NO |  | 148 | 2016 | 6 | 6 | 6 |  | TL81-801 CORNVILLE | MAUD (OG&E) | 138 | 138 | 2 | 60.37 | 5.79 | 1 | 1272.0 ACSR | 0 | 0 | 0 | 0 | 0 | 0 | 0 | 0 | 0 | 0 | 0 | 0 | 0 | 0 | 0 | 0 | 0 | 0 | 0 | 0 | 0 | 0 | 0 | 12 | 1
NO |  | 148 | 2016 | 6 | 7 | 7 |  |  |  | 0 | 0 | 0 | 0 | 0 | 0 | 3/0 S CUweld CU 1 | 0 | 0 | 0 | 0 | 0 | 0 | 0 | 0 | 0 | 0 | 0 | 0 | 0 | 0 | 0 | 0 | 0 | 0 | 0 | 0 | 0 | 0 | 0 | 12 | 1
NO |  | 148 | 2016 | 6 | 8 | 8 |  |  |  | 0 | 0 | 0 | 0 | 0 | 0 | 4/0 ACSR | 0 | 0 | 0 | 0 | 0 | 0 | 0 | 0 | 0 | 0 | 0 | 0 | 0 | 0 | 0 | 0 | 0 | 0 | 0 | 0 | 0 | 0 | 0 | 12 | 1
NO |  | 148 | 2016 | 6 | 9 | 9 |  |  |  | 0 | 0 | 0 | 0 | 0 | 0 | 795.0 ACSR | 0 | 0 | 0 | 0 | 0 | 0 | 0 | 0 | 0 | 0 | 0 | 0 | 0 | 0 | 0 | 0 | 0 | 0 | 0 | 0 | 0 | 0 | 0 | 12 | 1
NO |  | 148 | 2016 | 6 | 10 | 10 |  | TL81-802 OKMULGEE CITY | RIVERSIDE POWER STATION 138 | 138 | 138 | 1 | 28.31 | 1.9 | 1 | 1272.0 ACSR | 0 | 0 | 0 | 0 | 0 | 0 | 0 | 0 | 0 | 0 | 0 | 0 | 0 | 0 | 0 | 0 | 0 | 0 | 0 | 0 | 0 | 0 | 0 | 12 | 1
NO |  | 148 | 2016 | 6 | 11 | 11 |  |  |  | 0 | 0 | 0 | 0 | 0 | 0 | 477.0 ACSR | 0 | 0 | 0 | 0 | 0 | 0 | 0 | 0 | 0 | 0 | 0 | 0 | 0 | 0 | 0 | 0 | 0 | 0 | 0 | 0 | 0 | 0 | 0 | 12 | 1
NO |  | 148 | 2016 | 6 | 12 | 12 |  | TL81-803 SOUTHWESTERN POWER | ANADARKO (WFEC) | 138 | 138 | 2 | 7.37 | 0 | 1 | 795.0 ACSR | 0 | 0 | 0 | 0 | 0 | 0 | 0 | 0 | 0 | 0 | 0 | 0 | 0 | 0 | 0 | 0 | 0 | 0 | 0 | 0 | 0 | 0 | 0 | 12 | 1
NO |  | 148 | 2016 | 6 | 13 | 13 |  | STATION |  | 0 | 0 | 0 | 0 | 0 | 0 |  | 0 | 0 | 0 | 0 | 0 | 0 | 0 | 0 | 0 | 0 | 0 | 0 | 0 | 0 | 0 | 0 | 0 | 0 | 0 | 0 | 0 | 0 | 0 | 12 | 1
NO |  | 148 | 2016 | 6 | 14 | 14 |  | TL81-804 NORGE ROAD | SOUTHWESTERN POWER STATION | 138 | 138 | 2 | 22.35 | 0 | 1 | 397.0 ACSR | 0 | 0 | 0 | 0 | 0 | 0 | 0 | 0 | 0 | 0 | 0 | 0 | 0 | 0 | 0 | 0 | 0 | 0 | 0 | 0 | 0 | 0 | 0 | 12 | 1
NO |  | 148 | 2016 | 6 | 15 | 15 |  | TL81-805 OKMULGEE | WELEETKA | 138 | 138 | 1 | 0.16 | 0 | 1 | 477.0 ACSR | 0 | 0 | 0 | 0 | 0 | 0 | 0 | 0 | 0 | 0 | 0 | 0 | 0 | 0 | 0 | 0 | 0 | 0 | 0 | 0 | 0 | 0 | 0 | 12 | 1
NO |  | 148 | 2016 | 6 | 16 | 16 |  |  |  | 0 | 0 | 2 | 23.27 | 0 | 0 |  | 0 | 0 | 0 | 0 | 0 | 0 | 0 | 0 | 0 | 0 | 0 | 0 | 0 | 0 | 0 | 0 | 0 | 0 | 0 | 0 | 0 | 0 | 0 | 12 | 1
NO |  | 148 | 2016 | 6 | 17 | 17 |  | TL81-806 SAND SPRINGS | WILDHORSE | 138 | 138 | 1 | 6.56 | 0.8 | 1 | 266.8 ACSR | 0 | 0 | 0 | 0 | 0 | 0 | 0 | 0 | 0 | 0 | 0 | 0 | 0 | 0 | 0 | 0 | 0 | 0 | 0 | 0 | 0 | 0 | 0 | 12 | 1
NO |  | 148 | 2016 | 6 | 18 | 18 |  |  |  | 0 | 0 | 2 | 28.63 | 0 | 0 | 3/0 ACSR | 0 | 0 | 0 | 0 | 0 | 0 | 0 | 0 | 0 | 0 | 0 | 0 | 0 | 0 | 0 | 0 | 0 | 0 | 0 | 0 | 0 | 0 | 0 | 12 | 1
NO |  | 148 | 2016 | 6 | 19 | 19 |  |  |  | 0 | 0 |  | 0 | 0 | 0 | 4/0 ACSR | 0 | 0 | 0 | 0 | 0 | 0 | 0 | 0 | 0 | 0 | 0 | 0 | 0 | 0 | 0 | 0 | 0 | 0 | 0 | 0 | 0 | 0 | 0 | 12 | 1
NO |  | 148 | 2016 | 6 | 20 | 20 |  |  |  | 0 | 0 |  | 0 | 0 | 0 | 477.0 ACSR | 0 | 0 | 0 | 0 | 0 | 0 | 0 | 0 | 0 | 0 | 0 | 0 | 0 | 0 | 0 | 0 | 0 | 0 | 0 | 0 | 0 | 0 | 0 | 12 | 1
NO |  | 148 | 2016 | 6 | 21 | 21 |  |  |  | 0 | 0 |  | 0 | 0 | 0 | 795.0 ACSR | 0 | 0 | 0 | 0 | 0 | 0 | 0 | 0 | 0 | 0 | 0 | 0 | 0 | 0 | 0 | 0 | 0 | 0 | 0 | 0 | 0 | 0 | 0 | 12 | 1
NO |  | 148 | 2016 | 6 | 22 | 22 |  | TL81-807 ONETA | TULSA SOUTHEAST | 138 | 138 | 1 | 2.29 | 0 | 1 | (T2) 397 ACSR | 0 | 0 | 0 | 0 | 0 | 0 | 0 | 0 | 0 | 0 | 0 | 0 | 0 | 0 | 0 | 0 | 0 | 0 | 0 | 0 | 0 | 0 | 0 | 12 | 1
NO |  | 148 | 2016 | 6 | 23 | 23 |  |  |  | 0 | 0 | 2 | 3.05 | 0 | 0 | (T2) 795 ACSR | 0 | 0 | 0 | 0 | 0 | 0 | 0 | 0 | 0 | 0 | 0 | 0 | 0 | 0 | 0 | 0 | 0 | 0 | 0 | 0 | 0 | 0 | 0 | 12 | 1
NO |  | 148 | 2016 | 6 | 24 | 24 |  |  |  | 0 | 0 | 3 | 15.42 | 0 | 0 | 477.0 ACSR | 0 | 0 | 0 | 0 | 0 | 0 | 0 | 0 | 0 | 0 | 0 | 0 | 0 | 0 | 0 | 0 | 0 | 0 | 0 | 0 | 0 | 0 | 0 | 12 | 1
NO |  | 148 | 2016 | 6 | 25 | 25 |  |  |  | 0 | 0 | 0 | 0 | 0 | 0 | 795.0 ACSR | 0 | 0 | 0 | 0 | 0 | 0 | 0 | 0 | 0 | 0 | 0 | 0 | 0 | 0 | 0 | 0 | 0 | 0 | 0 | 0 | 0 | 0 | 0 | 12 | 1
NO |  | 148 | 2016 | 6 | 26 | 26 |  | TL81-808 36TH & OLYMPIA | SAND SPRINGS | 138 | 138 | 1 | 2.65 | 7.15 | 1 | (T2) 636 ACSR | 0 | 0 | 0 | 0 | 0 | 0 | 0 | 0 | 0 | 0 | 0 | 0 | 0 | 0 | 0 | 0 | 0 | 0 | 0 | 0 | 0 | 0 | 0 | 12 | 1
NO |  | 148 | 2016 | 6 | 27 | 27 |  |  |  | 0 | 0 | 3 | 1.05 | 0 | 0 | 556.5 ACSR | 0 | 0 | 0 | 0 | 0 | 0 | 0 | 0 | 0 | 0 | 0 | 0 | 0 | 0 | 0 | 0 | 0 | 0 | 0 | 0 | 0 | 0 | 0 | 12 | 1
NO |  | 148 | 2016 | 6 | 28 | 28 |  |  |  | 0 | 0 | 0 | 0 | 0 | 0 | 795.0 ACSR | 0 | 0 | 0 | 0 | 0 | 0 | 0 | 0 | 0 | 0 | 0 | 0 | 0 | 0 | 0 | 0 | 0 | 0 | 0 | 0 | 0 | 0 | 0 | 12 | 1
NO |  | 148 | 2016 | 6 | 29 | 29 |  | TL81-809 RIVERSIDE POWER | SOUTH HUDSON | 138 | 138 | 1 | 6.82 | 0 | 1 | 2x795.0 ACSR | 0 | 0 | 0 | 0 | 0 | 0 | 0 | 0 | 0 | 0 | 0 | 0 | 0 | 0 | 0 | 0 | 0 | 0 | 0 | 0 | 0 | 0 | 0 | 12 | 1
NO |  | 148 | 2016 | 6 | 30 | 30 |  | STATION 138 |  | 0 | 0 | 2 | 4.79 | 0 | 0 | 266.8 ACSR | 0 | 0 | 0 | 0 | 0 | 0 | 0 | 0 | 0 | 0 | 0 | 0 | 0 | 0 | 0 | 0 | 0 | 0 | 0 | 0 | 0 | 0 | 0 | 12 | 1
NO |  | 148 | 2016 | 6 | 31 | 31 |  |  |  | 0 | 0 | 3 | 1.37 | 0 | 0 | 2x795.0 ACSR | 0 | 0 | 0 | 0 | 0 | 0 | 0 | 0 | 0 | 0 | 0 | 0 | 0 | 0 | 0 | 0 | 0 | 0 | 0 | 0 | 0 | 0 | 0 | 12 | 1
NO |  | 148 | 2016 | 6 | 32 | 32 |  |  |  | 0 | 0 | 4 | 0.27 | 0 | 0 | 477.0 ACSR | 0 | 0 | 0 | 0 | 0 | 0 | 0 | 0 | 0 | 0 | 0 | 0 | 0 | 0 | 0 | 0 | 0 | 0 | 0 | 0 | 0 | 0 | 0 | 12 | 1
NO |  | 148 | 2016 | 6 | 33 | 33 |  |  |  | 0 | 0 | 0 | 0 | 0 | 0 | 789.4 CU Undergro | 0 | 0 | 0 | 0 | 0 | 0 | 0 | 0 | 0 | 0 | 0 | 0 | 0 | 0 | 0 | 0 | 0 | 0 | 0 | 0 | 0 | 0 | 0 | 12 | 1
NO |  | 148 | 2016 | 7 | 1 | 1 |  | TL81-810 CATOOSA | TULSA SOUTHEAST | 138 | 138 | 1 | 5.95 | 8.45 | 1 | (T2) 397 ACSR | 0 | 0 | 0 | 0 | 0 | 0 | 0 | 0 | 0 | 0 | 0 | 0 | 0 | 0 | 0 | 0 | 0 | 0 | 0 | 0 | 0 | 0 | 0 | 12 | 1
NO |  | 148 | 2016 | 7 | 2 | 2 |  |  |  | 0 | 0 | 3 | 4.32 | 0 | 0 | (T2) 477 ACSR | 0 | 0 | 0 | 0 | 0 | 0 | 0 | 0 | 0 | 0 | 0 | 0 | 0 | 0 | 0 | 0 | 0 | 0 | 0 | 0 | 0 | 0 | 0 | 12 | 1
NO |  | 148 | 2016 | 7 | 3 | 3 |  |  |  | 0 | 0 | 0 | 0 | 0 | 0 | 477.0 ACSR | 0 | 0 | 0 | 0 | 0 | 0 | 0 | 0 | 0 | 0 | 0 | 0 | 0 | 0 | 0 | 0 | 0 | 0 | 0 | 0 | 0 | 0 | 0 | 12 | 1
NO |  | 148 | 2016 | 7 | 4 | 4 |  |  |  | 0 | 0 | 0 | 0 | 0 | 0 | 556.5 ACSR | 0 | 0 | 0 | 0 | 0 | 0 | 0 | 0 | 0 | 0 | 0 | 0 | 0 | 0 | 0 | 0 | 0 | 0 | 0 | 0 | 0 | 0 | 0 | 12 | 1
NO |  | 148 | 2016 | 7 | 5 | 5 |  |  |  | 0 | 0 | 0 | 0 | 0 | 0 | 795.0 ACSR | 0 | 0 | 0 | 0 | 0 | 0 | 0 | 0 | 0 | 0 | 0 | 0 | 0 | 0 | 0 | 0 | 0 | 0 | 0 | 0 | 0 | 0 | 0 | 12 | 1
NO |  | 148 | 2016 | 7 | 6 | 6 |  | TL81-811 SAND SPRINGS | WEKIWA SUB | 138 | 138 | 1 | 6.1 | 9.01 | 1 | 1272.0 ACSR | 0 | 0 | 0 | 0 | 0 | 0 | 0 | 0 | 0 | 0 | 0 | 0 | 0 | 0 | 0 | 0 | 0 | 0 | 0 | 0 | 0 | 0 | 0 | 12 | 1
NO |  | 148 | 2016 | 7 | 7 | 7 |  |  |  | 0 | 0 | 3 | 3.8 | 0 | 0 | 477.0 ACSR | 0 | 0 | 0 | 0 | 0 | 0 | 0 | 0 | 0 | 0 | 0 | 0 | 0 | 0 | 0 | 0 | 0 | 0 | 0 | 0 | 0 | 0 | 0 | 12 | 1
NO |  | 148 | 2016 | 7 | 8 | 8 |  |  |  | 0 | 0 | 0 | 0 | 0 | 0 | 636.0 ACSR | 0 | 0 | 0 | 0 | 0 | 0 | 0 | 0 | 0 | 0 | 0 | 0 | 0 | 0 | 0 | 0 | 0 | 0 | 0 | 0 | 0 | 0 | 0 | 12 | 1
NO |  | 148 | 2016 | 7 | 9 | 9 |  |  |  | 0 | 0 | 1 | 0.03 | 0 | 0 | 795.0 ACSR | 0 | 0 | 0 | 0 | 0 | 0 | 0 | 0 | 0 | 0 | 0 | 0 | 0 | 0 | 0 | 0 | 0 | 0 | 0 | 0 | 0 | 0 | 0 | 12 | 1
NO |  | 148 | 2016 | 7 | 10 | 10 |  | TL81-812 SAPULPA ROAD | TULSA POWER STATION | 138 | 138 | 1 | 7.6 | 0 | 1 | (T2) 636 ACSR | 0 | 0 | 0 | 0 | 0 | 0 | 0 | 0 | 0 | 0 | 0 | 0 | 0 | 0 | 0 | 0 | 0 | 0 | 0 | 0 | 0 | 0 | 0 | 12 | 1
NO |  | 148 | 2016 | 7 | 11 | 11 |  |  |  | 0 | 0 | 3 | 3.79 | 0 | 0 | 1272.0 ACSR | 0 | 0 | 0 | 0 | 0 | 0 | 0 | 0 | 0 | 0 | 0 | 0 | 0 | 0 | 0 | 0 | 0 | 0 | 0 | 0 | 0 | 0 | 0 | 12 | 1
NO |  | 148 | 2016 | 7 | 12 | 12 |  |  |  | 0 | 0 | 0 | 0 | 0 | 0 | 477.0 ACSR | 0 | 0 | 0 | 0 | 0 | 0 | 0 | 0 | 0 | 0 | 0 | 0 | 0 | 0 | 0 | 0 | 0 | 0 | 0 | 0 | 0 | 0 | 0 | 12 | 1
NO |  | 148 | 2016 | 7 | 13 | 13 |  | TL81-813 SAND SPRINGS | SHEFFIELD STEEL | 138 | 138 | 3 | 0.86 | 0 | 1 | 1272.0 ACSR | 0 | 0 | 0 | 0 | 0 | 0 | 0 | 0 | 0 | 0 | 0 | 0 | 0 | 0 | 0 | 0 | 0 | 0 | 0 | 0 | 0 | 0 | 0 | 12 | 1
NO |  | 148 | 2016 | 7 | 14 | 14 |  | TL81-814 NORTHEASTERN POWER | TULSA NORTH 138 | 138 | 138 | 1 | 0.64 | 0 | 1 | 477.0 ACSR | 0 | 0 | 0 | 0 | 0 | 0 | 0 | 0 | 0 | 0 | 0 | 0 | 0 | 0 | 0 | 0 | 0 | 0 | 0 | 0 | 0 | 0 | 0 | 12 | 1
NO |  | 148 | 2016 | 7 | 15 | 15 |  | STATION |  | 0 | 0 | 3 | 21.01 | 0 | 0 | 556.5 ACSR | 0 | 0 | 0 | 0 | 0 | 0 | 0 | 0 | 0 | 0 | 0 | 0 | 0 | 0 | 0 | 0 | 0 | 0 | 0 | 0 | 0 | 0 | 0 | 12 | 1
NO |  | 148 | 2016 | 7 | 16 | 16 |  |  |  | 0 | 0 | 0 | 0 | 0 | 0 | 636.0 ACSR | 0 | 0 | 0 | 0 | 0 | 0 | 0 | 0 | 0 | 0 | 0 | 0 | 0 | 0 | 0 | 0 | 0 | 0 | 0 | 0 | 0 | 0 | 0 | 12 | 1
NO |  | 148 | 2016 | 7 | 17 | 17 |  |  |  | 0 | 0 | 0 | 0 | 0 | 0 | 795.0 ACSS | 0 | 0 | 0 | 0 | 0 | 0 | 0 | 0 | 0 | 0 | 0 | 0 | 0 | 0 | 0 | 0 | 0 | 0 | 0 | 0 | 0 | 0 | 0 | 12 | 1
NO |  | 148 | 2016 | 7 | 18 | 18 |  | TL81-815 NORTHEASTERN POWER | NOWATA | 138 | 138 | 1 | 0.17 | 0.3 | 1 | 795.0 ACSR | 0 | 0 | 0 | 0 | 0 | 0 | 0 | 0 | 0 | 0 | 0 | 0 | 0 | 0 | 0 | 0 | 0 | 0 | 0 | 0 | 0 | 0 | 0 | 12 | 1
NO |  | 148 | 2016 | 7 | 19 | 19 |  | STATION |  | 0 | 0 | 2 | 19.6 | 0 | 0 |  | 0 | 0 | 0 | 0 | 0 | 0 | 0 | 0 | 0 | 0 | 0 | 0 | 0 | 0 | 0 | 0 | 0 | 0 | 0 | 0 | 0 | 0 | 0 | 12 | 1
NO |  | 148 | 2016 | 7 | 20 | 20 |  |  |  | 0 | 0 | 3 | 0.12 | 0 | 0 |  | 0 | 0 | 0 | 0 | 0 | 0 | 0 | 0 | 0 | 0 | 0 | 0 | 0 | 0 | 0 | 0 | 0 | 0 | 0 | 0 | 0 | 0 | 0 | 12 | 1
NO |  | 148 | 2016 | 7 | 21 | 21 |  | TL81-816 BARTLESVILLE | NORTHEASTERN STATION | 138 | 138 | 1 | 23.36 | 0.81 | 1 | (T2) 636 ACSR | 0 | 0 | 0 | 0 | 0 | 0 | 0 | 0 | 0 | 0 | 0 | 0 | 0 | 0 | 0 | 0 | 0 | 0 | 0 | 0 | 0 | 0 | 0 | 12 | 1
NO |  | 148 | 2016 | 7 | 22 | 22 |  | SOUTHEAST |  | 0 | 0 | 0 | 0 | 0 | 0 | 1272.0 ACSR | 0 | 0 | 0 | 0 | 0 | 0 | 0 | 0 | 0 | 0 | 0 | 0 | 0 | 0 | 0 | 0 | 0 | 0 | 0 | 0 | 0 | 0 | 0 | 12 | 1
NO |  | 148 | 2016 | 7 | 23 | 23 |  | TL81-817 CATOOSA | NORTHEASTERN POWER STATION | 138 | 138 | 1 | 3.52 | 13.3 | 1 | 477.0 ACSR | 0 | 0 | 0 | 0 | 0 | 0 | 0 | 0 | 0 | 0 | 0 | 0 | 0 | 0 | 0 | 0 | 0 | 0 | 0 | 0 | 0 | 0 | 0 | 12 | 1
NO |  | 148 | 2016 | 7 | 24 | 24 |  |  |  | 0 | 0 | 3 | 9.33 | 0 | 0 | 636.0 ACSR | 0 | 0 | 0 | 0 | 0 | 0 | 0 | 0 | 0 | 0 | 0 | 0 | 0 | 0 | 0 | 0 | 0 | 0 | 0 | 0 | 0 | 0 | 0 | 12 | 1
NO |  | 148 | 2016 | 7 | 25 | 25 |  | TL81-818 SAND SPRINGS | BLUEBELL (OG&E) | 138 | 138 | 2 | 2.93 | 0 | 1 | 477.0 ACSR | 0 | 0 | 0 | 0 | 0 | 0 | 0 | 0 | 0 | 0 | 0 | 0 | 0 | 0 | 0 | 0 | 0 | 0 | 0 | 0 | 0 | 0 | 0 | 12 | 1
NO |  | 148 | 2016 | 7 | 26 | 26 |  | TL81-819 HOBART JCT | SOUTHWESTERN POWER STATION | 138 | 138 | 2 | 42.7 | 0 | 1 | 397.0 ACSR | 0 | 0 | 0 | 0 | 0 | 0 | 0 | 0 | 0 | 0 | 0 | 0 | 0 | 0 | 0 | 0 | 0 | 0 | 0 | 0 | 0 | 0 | 0 | 12 | 1
NO |  | 148 | 2016 | 7 | 27 | 27 |  |  |  | 0 | 0 | 0 | 0 | 0 | 0 | 4/0 ACSR | 0 | 0 | 0 | 0 | 0 | 0 | 0 | 0 | 0 | 0 | 0 | 0 | 0 | 0 | 0 | 0 | 0 | 0 | 0 | 0 | 0 | 0 | 0 | 12 | 1
NO |  | 148 | 2016 | 7 | 28 | 28 |  |  |  | 0 | 0 | 0 | 0 | 0 | 0 | 795.0 ACSR | 0 | 0 | 0 | 0 | 0 | 0 | 0 | 0 | 0 | 0 | 0 | 0 | 0 | 0 | 0 | 0 | 0 | 0 | 0 | 0 | 0 | 0 | 0 | 12 | 1
NO |  | 148 | 2016 | 7 | 29 | 29 |  | TL81-820 ALTUS JCT | RUSSELL (WFEC) | 138 | 138 | 2 | 4.96 | 7.15 | 1 | 477.0 ACSR | 0 | 0 | 0 | 0 | 0 | 0 | 0 | 0 | 0 | 0 | 0 | 0 | 0 | 0 | 0 | 0 | 0 | 0 | 0 | 0 | 0 | 0 | 0 | 12 | 1
NO |  | 148 | 2016 | 7 | 30 | 30 |  | TL81-821 CORNVILLE | DUNCAN 138 KV | 138 | 138 | 1 | 26.63 | 0.07 | 1 | 795.0 ACSR | 0 | 0 | 0 | 0 | 0 | 0 | 0 | 0 | 0 | 0 | 0 | 0 | 0 | 0 | 0 | 0 | 0 | 0 | 0 | 0 | 0 | 0 | 0 | 12 | 1
NO |  | 148 | 2016 | 7 | 31 | 31 |  |  |  | 0 | 0 | 2 | 24.33 | 0 | 0 | 266.8 ACSR | 0 | 0 | 0 | 0 | 0 | 0 | 0 | 0 | 0 | 0 | 0 | 0 | 0 | 0 | 0 | 0 | 0 | 0 | 0 | 0 | 0 | 0 | 0 | 12 | 1
NO |  | 148 | 2016 | 7 | 32 | 32 |  |  |  | 0 | 0 | 0 | 0 | 0 | 0 | 477.0 ACSR | 0 | 0 | 0 | 0 | 0 | 0 | 0 | 0 | 0 | 0 | 0 | 0 | 0 | 0 | 0 | 0 | 0 | 0 | 0 | 0 | 0 | 0 | 0 | 12 | 1
NO |  | 148 | 2016 | 7 | 33 | 33 |  |  |  | 0 | 0 | 0 | 0 | 0 | 0 | 795.0 ACSR | 0 | 0 | 0 | 0 | 0 | 0 | 0 | 0 | 0 | 0 | 0 | 0 | 0 | 0 | 0 | 0 | 0 | 0 | 0 | 0 | 0 | 0 | 0 | 12 | 1
NO |  | 148 | 2016 | 7 | 34 | 34 |  | TL81-822 NORTHEASTERN POWER | TULSA NORTH 138 | 138 | 138 | 1 | 0.31 | 21.26 | 1 | 477.0 ACSR | 0 | 0 | 0 | 0 | 0 | 0 | 0 | 0 | 0 | 0 | 0 | 0 | 0 | 0 | 0 | 0 | 0 | 0 | 0 | 0 | 0 | 0 | 0 | 12 | 1
NO |  | 148 | 2016 | 7 | 35 | 35 |  | STATION |  | 0 | 0 | 3 | 0.81 | 0 | 0 | 795.0 ACSR | 0 | 0 | 0 | 0 | 0 | 0 | 0 | 0 | 0 | 0 | 0 | 0 | 0 | 0 | 0 | 0 | 0 | 0 | 0 | 0 | 0 | 0 | 0 | 12 | 1
NO |  | 148 | 2016 | 8 | 1 | 1 |  | TL81-823 ATOKA | TUPELO (SWPA) | 138 | 138 | 2 | 33.22 | 0 | 1 | 266.8 ACSR | 0 | 0 | 0 | 0 | 0 | 0 | 0 | 0 | 0 | 0 | 0 | 0 | 0 | 0 | 0 | 0 | 0 | 0 | 0 | 0 | 0 | 0 | 0 | 12 | 1
NO |  | 148 | 2016 | 8 | 2 | 2 |  |  |  | 0 | 0 | 0 | 0 | 0 | 0 | 477.0 ACSR | 0 | 0 | 0 | 0 | 0 | 0 | 0 | 0 | 0 | 0 | 0 | 0 | 0 | 0 | 0 | 0 | 0 | 0 | 0 | 0 | 0 | 0 | 0 | 12 | 1
NO |  | 148 | 2016 | 8 | 3 | 3 |  | TL81-825 LAWTON EASTSIDE | SOUTHWESTERN STATION | 138 | 138 | 2 | 36.12 | 0 | 1 | 795.0 ACSR | 0 | 0 | 0 | 0 | 0 | 0 | 0 | 0 | 0 | 0 | 0 | 0 | 0 | 0 | 0 | 0 | 0 | 0 | 0 | 0 | 0 | 0 | 0 | 12 | 1
NO |  | 148 | 2016 | 8 | 4 | 4 |  | TL81-826 BARTLESVILLE | DEARING (KG&E) | 138 | 138 | 1 | 2.73 | 0 | 1 | 556.5 ACSR | 0 | 0 | 0 | 0 | 0 | 0 | 0 | 0 | 0 | 0 | 0 | 0 | 0 | 0 | 0 | 0 | 0 | 0 | 0 | 0 | 0 | 0 | 0 | 12 | 1
NO |  | 148 | 2016 | 8 | 5 | 5 |  | SOUTHEAST |  | 0 | 0 | 0 | 0 | 0 | 0 |  | 0 | 0 | 0 | 0 | 0 | 0 | 0 | 0 | 0 | 0 | 0 | 0 | 0 | 0 | 0 | 0 | 0 | 0 | 0 | 0 | 0 | 0 | 0 | 12 | 1
NO |  | 148 | 2016 | 8 | 6 | 6 |  | TL81-827 BARTLESVILLE | BARTLESVILLE SOUTHEAST | 138 | 138 | 2 | 11.35 | 7.37 | 1 | 266.8 ACSR | 0 | 0 | 0 | 0 | 0 | 0 | 0 | 0 | 0 | 0 | 0 | 0 | 0 | 0 | 0 | 0 | 0 | 0 | 0 | 0 | 0 | 0 | 0 | 12 | 1
NO |  | 148 | 2016 | 8 | 7 | 7 |  | COMANCHE |  | 0 | 0 | 0 | 0 | 0 | 0 | 477.0 ACSR | 0 | 0 | 0 | 0 | 0 | 0 | 0 | 0 | 0 | 0 | 0 | 0 | 0 | 0 | 0 | 0 | 0 | 0 | 0 | 0 | 0 | 0 | 0 | 12 | 1
NO |  | 148 | 2016 | 8 | 8 | 8 |  |  |  | 0 | 0 | 0 | 0 | 0 | 0 | 795.0 ACSR | 0 | 0 | 0 | 0 | 0 | 0 | 0 | 0 | 0 | 0 | 0 | 0 | 0 | 0 | 0 | 0 | 0 | 0 | 0 | 0 | 0 | 0 | 0 | 12 | 1
NO |  | 148 | 2016 | 8 | 9 | 9 |  | TL81-828 CATOOSA | NORTHEASTERN POWER STATION | 138 | 138 | 1 | 13.8 | 0 | 1 | 397.0 ACSR | 0 | 0 | 0 | 0 | 0 | 0 | 0 | 0 | 0 | 0 | 0 | 0 | 0 | 0 | 0 | 0 | 0 | 0 | 0 | 0 | 0 | 0 | 0 | 12 | 1
NO |  | 148 | 2016 | 8 | 10 | 10 |  |  |  | 0 | 0 | 2 | 9.78 | 0 | 0 | 477.0 ACSR | 0 | 0 | 0 | 0 | 0 | 0 | 0 | 0 | 0 | 0 | 0 | 0 | 0 | 0 | 0 | 0 | 0 | 0 | 0 | 0 | 0 | 0 | 0 | 12 | 1
NO |  | 148 | 2016 | 8 | 11 | 11 |  |  |  | 0 | 0 | 3 | 2.08 | 0 | 0 | 556.5 ACSR | 0 | 0 | 0 | 0 | 0 | 0 | 0 | 0 | 0 | 0 | 0 | 0 | 0 | 0 | 0 | 0 | 0 | 0 | 0 | 0 | 0 | 0 | 0 | 12 | 1
NO |  | 148 | 2016 | 8 | 12 | 12 |  |  |  | 0 | 0 | 0 | 0 | 0 | 0 | 795.0 ACSR | 0 | 0 | 0 | 0 | 0 | 0 | 0 | 0 | 0 | 0 | 0 | 0 | 0 | 0 | 0 | 0 | 0 | 0 | 0 | 0 | 0 | 0 | 0 | 12 | 1
NO |  | 148 | 2016 | 8 | 13 | 13 |  | TL81-829 88TH & MINGO | CATOOSA | 138 | 138 | 1 | 2.87 | 10.54 | 1 | 556.5 ACSR | 0 | 0 | 0 | 0 | 0 | 0 | 0 | 0 | 0 | 0 | 0 | 0 | 0 | 0 | 0 | 0 | 0 | 0 | 0 | 0 | 0 | 0 | 0 | 12 | 1
NO |  | 148 | 2016 | 8 | 14 | 14 |  |  |  | 0 | 0 | 3 | 9.33 | 0 | 0 | 795.0 ACSR | 0 | 0 | 0 | 0 | 0 | 0 | 0 | 0 | 0 | 0 | 0 | 0 | 0 | 0 | 0 | 0 | 0 | 0 | 0 | 0 | 0 | 0 | 0 | 12 | 1
NO |  | 148 | 2016 | 8 | 15 | 15 |  | TL81-833 CORNVILLE | CIMARRON (OG&E) | 138 | 138 | 1 | 4.85 | 3.25 | 1 | 1272.0 ACSR | 0 | 0 | 0 | 0 | 0 | 0 | 0 | 0 | 0 | 0 | 0 | 0 | 0 | 0 | 0 | 0 | 0 | 0 | 0 | 0 | 0 | 0 | 0 | 12 | 1
NO |  | 148 | 2016 | 8 | 16 | 16 |  |  |  | 0 | 0 | 2 | 19.77 | 0 | 0 | 795.0 ACSR | 0 | 0 | 0 | 0 | 0 | 0 | 0 | 0 | 0 | 0 | 0 | 0 | 0 | 0 | 0 | 0 | 0 | 0 | 0 | 0 | 0 | 0 | 0 | 12 | 1
NO |  | 148 | 2016 | 8 | 17 | 17 |  | TL81-834 LONE OAK | WELEETKA | 138 | 138 | 2 | 5.84 | 0 | 1 | 3/0 S CUweld CU 1 | 0 | 0 | 0 | 0 | 0 | 0 | 0 | 0 | 0 | 0 | 0 | 0 | 0 | 0 | 0 | 0 | 0 | 0 | 0 | 0 | 0 | 0 | 0 | 12 | 1
NO |  | 148 | 2016 | 8 | 18 | 18 |  |  |  | 0 | 0 | 0 | 0 | 0 | 0 | 477.0 ACSR | 0 | 0 | 0 | 0 | 0 | 0 | 0 | 0 | 0 | 0 | 0 | 0 | 0 | 0 | 0 | 0 | 0 | 0 | 0 | 0 | 0 | 0 | 0 | 12 | 1
NO |  | 148 | 2016 | 8 | 19 | 19 |  |  |  | 0 | 0 | 0 | 0 | 0 | 0 | 795.0 ACSR | 0 | 0 | 0 | 0 | 0 | 0 | 0 | 0 | 0 | 0 | 0 | 0 | 0 | 0 | 0 | 0 | 0 | 0 | 0 | 0 | 0 | 0 | 0 | 12 | 1
NO |  | 148 | 2016 | 8 | 20 | 20 |  | TL81-835 LONE OAK | BROKEN BOW (SWPA) | 138 | 138 | 2 | 47.84 | 0 | 1 | 477.0 ACSR | 0 | 0 | 0 | 0 | 0 | 0 | 0 | 0 | 0 | 0 | 0 | 0 | 0 | 0 | 0 | 0 | 0 | 0 | 0 | 0 | 0 | 0 | 0 | 12 | 1
NO |  | 148 | 2016 | 8 | 21 | 21 |  |  |  | 0 | 0 | 0 | 0 | 0 | 0 | 795.0 ACSR | 0 | 0 | 0 | 0 | 0 | 0 | 0 | 0 | 0 | 0 | 0 | 0 | 0 | 0 | 0 | 0 | 0 | 0 | 0 | 0 | 0 | 0 | 0 | 12 | 1
NO |  | 148 | 2016 | 8 | 22 | 22 |  | TL81-836 RED OAK | EUFAULA (SWPA) | 138 | 138 | 1 | 16.53 | 0 | 1 | 4/0 ACSR | 0 | 0 | 0 | 0 | 0 | 0 | 0 | 0 | 0 | 0 | 0 | 0 | 0 | 0 | 0 | 0 | 0 | 0 | 0 | 0 | 0 | 0 | 0 | 12 | 1
NO |  | 148 | 2016 | 8 | 23 | 23 |  |  |  | 0 | 0 | 2 | 26.59 | 0 | 0 | 477.0 ACSR | 0 | 0 | 0 | 0 | 0 | 0 | 0 | 0 | 0 | 0 | 0 | 0 | 0 | 0 | 0 | 0 | 0 | 0 | 0 | 0 | 0 | 0 | 0 | 12 | 1
NO |  | 148 | 2016 | 8 | 24 | 24 |  |  |  | 0 | 0 | 3 | 0.84 | 0 | 0 | 556.5 ACSR | 0 | 0 | 0 | 0 | 0 | 0 | 0 | 0 | 0 | 0 | 0 | 0 | 0 | 0 | 0 | 0 | 0 | 0 | 0 | 0 | 0 | 0 | 0 | 12 | 1
NO |  | 148 | 2016 | 8 | 25 | 25 |  |  |  | 0 | 0 | 0 | 0 | 0 | 0 | 795.0 ACSR | 0 | 0 | 0 | 0 | 0 | 0 | 0 | 0 | 0 | 0 | 0 | 0 | 0 | 0 | 0 | 0 | 0 | 0 | 0 | 0 | 0 | 0 | 0 | 12 | 1
NO |  | 148 | 2016 | 8 | 26 | 26 |  | TL81-837 OKMULGEE CITY | RIVERSIDE POWER STATION 138 | 138 | 138 | 2 | 26.11 | 1.9 | 1 | 795.0 ACSR | 0 | 0 | 0 | 0 | 0 | 0 | 0 | 0 | 0 | 0 | 0 | 0 | 0 | 0 | 0 | 0 | 0 | 0 | 0 | 0 | 0 | 0 | 0 | 12 | 1
NO |  | 148 | 2016 | 8 | 27 | 27 |  | TL81-838 CATOOSA | ONETA | 138 | 138 | 1 | 11.88 | 13.28 | 1 | (T2) 477 ACSR | 0 | 0 | 0 | 0 | 0 | 0 | 0 | 0 | 0 | 0 | 0 | 0 | 0 | 0 | 0 | 0 | 0 | 0 | 0 | 0 | 0 | 0 | 0 | 12 | 1
NO |  | 148 | 2016 | 8 | 28 | 28 |  |  |  | 0 | 0 | 2 | 3.39 | 0 | 0 | 477.0 ACSR | 0 | 0 | 0 | 0 | 0 | 0 | 0 | 0 | 0 | 0 | 0 | 0 | 0 | 0 | 0 | 0 | 0 | 0 | 0 | 0 | 0 | 0 | 0 | 12 | 1
NO |  | 148 | 2016 | 8 | 29 | 29 |  |  |  | 0 | 0 | 0 | 0 | 0 | 0 | 556.5 ACSR | 0 | 0 | 0 | 0 | 0 | 0 | 0 | 0 | 0 | 0 | 0 | 0 | 0 | 0 | 0 | 0 | 0 | 0 | 0 | 0 | 0 | 0 | 0 | 12 | 1
NO |  | 148 | 2016 | 8 | 30 | 30 |  |  |  | 0 | 0 | 3 | 0 | 0 | 0 | 1026 ACSR | 0 | 0 | 0 | 0 | 0 | 0 | 0 | 0 | 0 | 0 | 0 | 0 | 0 | 0 | 0 | 0 | 0 | 0 | 0 | 0 | 0 | 0 | 0 | 12 | 1
NO |  | 148 | 2016 | 8 | 31 | 31 |  | TL81-840 DUNCAN | LAWTON EASTSIDE | 138 | 138 | 2 | 21.59 | 0 | 1 | 266.8 ACSR | 0 | 0 | 0 | 0 | 0 | 0 | 0 | 0 | 0 | 0 | 0 | 0 | 0 | 0 | 0 | 0 | 0 | 0 | 0 | 0 | 0 | 0 | 0 | 12 | 1
NO |  | 148 | 2016 | 8 | 32 | 32 |  |  |  | 0 | 0 | 3 | 5.22 | 0 | 0 | 795.0 ACSR | 0 | 0 | 0 | 0 | 0 | 0 | 0 | 0 | 0 | 0 | 0 | 0 | 0 | 0 | 0 | 0 | 0 | 0 | 0 | 0 | 0 | 0 | 0 | 12 | 1
NO |  | 148 | 2016 | 8 | 33 | 33 |  | TL81-841 CORNVILLE | SOUTHWESTERN POWER STATION | 138 | 138 | 1 | 0.49 | 0 | 1 | 1272.0 ACSR | 0 | 0 | 0 | 0 | 0 | 0 | 0 | 0 | 0 | 0 | 0 | 0 | 0 | 0 | 0 | 0 | 0 | 0 | 0 | 0 | 0 | 0 | 0 | 12 | 1
NO |  | 148 | 2016 | 8 | 34 | 34 |  |  |  | 0 | 0 | 2 | 27.21 | 0 | 0 | 795.0 ACSR | 0 | 0 | 0 | 0 | 0 | 0 | 0 | 0 | 0 | 0 | 0 | 0 | 0 | 0 | 0 | 0 | 0 | 0 | 0 | 0 | 0 | 0 | 0 | 12 | 1
NO |  | 148 | 2016 | 8 | 35 | 35 |  |  |  | 0 | 0 | 3 | 3.25 | 0 | 0 |  | 0 | 0 | 0 | 0 | 0 | 0 | 0 | 0 | 0 | 0 | 0 | 0 | 0 | 0 | 0 | 0 | 0 | 0 | 0 | 0 | 0 | 0 | 0 | 12 | 1
NO |  | 148 | 2016 | 9 | 1 | 1 |  | TL81-842 WELEETKA | MAUD (OG&E) | 138 | 138 | 2 | 30.05 | 0 | 1 | 3/0 S CUweld CU 1 | 0 | 0 | 0 | 0 | 0 | 0 | 0 | 0 | 0 | 0 | 0 | 0 | 0 | 0 | 0 | 0 | 0 | 0 | 0 | 0 | 0 | 0 | 0 | 12 | 1
NO |  | 148 | 2016 | 9 | 2 | 2 |  |  |  | 0 | 0 | 0 | 0 | 0 | 0 | 477.0 ACSR | 0 | 0 | 0 | 0 | 0 | 0 | 0 | 0 | 0 | 0 | 0 | 0 | 0 | 0 | 0 | 0 | 0 | 0 | 0 | 0 | 0 | 0 | 0 | 12 | 1
NO |  | 148 | 2016 | 9 | 3 | 3 |  |  |  | 0 | 0 | 0 | 0 | 0 | 0 | 795.0 ACSR | 0 | 0 | 0 | 0 | 0 | 0 | 0 | 0 | 0 | 0 | 0 | 0 | 0 | 0 | 0 | 0 | 0 | 0 | 0 | 0 | 0 | 0 | 0 | 12 | 1
NO |  | 148 | 2016 | 9 | 4 | 4 |  | TL81-843 BARNSDALL TAP | TULSA NORTH 138 | 138 | 138 | 2 | 25.34 | 0 | 1 | 795.0 ACSR | 0 | 0 | 0 | 0 | 0 | 0 | 0 | 0 | 0 | 0 | 0 | 0 | 0 | 0 | 0 | 0 | 0 | 0 | 0 | 0 | 0 | 0 | 0 | 12 | 1
NO |  | 148 | 2016 | 9 | 5 | 5 |  | TL81-844 BARTLESVILLE | MOUND ROAD | 138 | 138 | 2 | 2.83 | 0.97 | 1 | 266.8 ACSR | 0 | 0 | 0 | 0 | 0 | 0 | 0 | 0 | 0 | 0 | 0 | 0 | 0 | 0 | 0 | 0 | 0 | 0 | 0 | 0 | 0 | 0 | 0 | 12 | 1
NO |  | 148 | 2016 | 9 | 6 | 6 |  | COMANCHE |  | 0 | 0 | 0 | 0 | 0 | 0 | 795.0 ACSR | 0 | 0 | 0 | 0 | 0 | 0 | 0 | 0 | 0 | 0 | 0 | 0 | 0 | 0 | 0 | 0 | 0 | 0 | 0 | 0 | 0 | 0 | 0 | 12 | 1
NO |  | 148 | 2016 | 9 | 7 | 7 |  | TL81-845 RUSSELL (WFEC) | LAKE PAULINE (TNC) | 138 | 138 | 1 | 0.26 | 0 | 1 | 477.0 ACSR | 0 | 0 | 0 | 0 | 0 | 0 | 0 | 0 | 0 | 0 | 0 | 0 | 0 | 0 | 0 | 0 | 0 | 0 | 0 | 0 | 0 | 0 | 0 | 12 | 1
NO |  | 148 | 2016 | 9 | 8 | 8 |  |  |  | 0 | 0 | 2 | 23.03 | 0 | 0 |  | 0 | 0 | 0 | 0 | 0 | 0 | 0 | 0 | 0 | 0 | 0 | 0 | 0 | 0 | 0 | 0 | 0 | 0 | 0 | 0 | 0 | 0 | 0 | 12 | 1
NO |  | 148 | 2016 | 9 | 9 | 9 |  | TL81-846 MOHAWK | TULSA NORTH 138 | 138 | 138 | 1 | 14.94 | 0 | 1 | 477.0 ACSR | 0 | 0 | 0 | 0 | 0 | 0 | 0 | 0 | 0 | 0 | 0 | 0 | 0 | 0 | 0 | 0 | 0 | 0 | 0 | 0 | 0 | 0 | 0 | 12 | 1
NO |  | 148 | 2016 | 9 | 10 | 10 |  | TL81-847 CRAIG JCT (PSO) | PATTERSON (SWEPCO) | 138 | 138 | 1 | 0.35 | 0 | 1 | 1272.0 ACSR | 0 | 0 | 0 | 0 | 0 | 0 | 0 | 0 | 0 | 0 | 0 | 0 | 0 | 0 | 0 | 0 | 0 | 0 | 0 | 0 | 0 | 0 | 0 | 12 | 1
NO |  | 148 | 2016 | 9 | 11 | 11 |  |  |  | 0 | 0 | 2 | 2.45 | 0 | 0 | 1590.0 ACSR | 0 | 0 | 0 | 0 | 0 | 0 | 0 | 0 | 0 | 0 | 0 | 0 | 0 | 0 | 0 | 0 | 0 | 0 | 0 | 0 | 0 | 0 | 0 | 12 | 1
NO |  | 148 | 2016 | 9 | 12 | 12 |  | TL81-848 LAWTON EASTSIDE | SOUTHWESTERN STATION | 138 | 138 | 1 | 1.11 | 0 | 1 | 2x397.0 ACSR | 0 | 0 | 0 | 0 | 0 | 0 | 0 | 0 | 0 | 0 | 0 | 0 | 0 | 0 | 0 | 0 | 0 | 0 | 0 | 0 | 0 | 0 | 0 | 12 | 1
NO |  | 148 | 2016 | 9 | 13 | 13 |  |  |  | 0 | 0 | 2 | 39.81 | 0 | 0 | 477.0 ACSR | 0 | 0 | 0 | 0 | 0 | 0 | 0 | 0 | 0 | 0 | 0 | 0 | 0 | 0 | 0 | 0 | 0 | 0 | 0 | 0 | 0 | 0 | 0 | 12 | 1
NO |  | 148 | 2016 | 9 | 14 | 14 |  |  |  | 0 | 0 | 0 | 0 | 0 | 0 | 795.0 ACSR | 0 | 0 | 0 | 0 | 0 | 0 | 0 | 0 | 0 | 0 | 0 | 0 | 0 | 0 | 0 | 0 | 0 | 0 | 0 | 0 | 0 | 0 | 0 | 12 | 1
NO |  | 148 | 2016 | 9 | 15 | 15 |  | TL81-849 OKMULGEE | HENRYETTA | 138 | 138 | 1 | 13.64 | 0.16 | 1 | 1272.0 ACSR | 0 | 0 | 0 | 0 | 0 | 0 | 0 | 0 | 0 | 0 | 0 | 0 | 0 | 0 | 0 | 0 | 0 | 0 | 0 | 0 | 0 | 0 | 0 | 12 | 1
NO |  | 148 | 2016 | 9 | 16 | 16 |  |  |  | 0 | 0 | 0 | 0 | 0 | 0 | 795.0 ACSR | 0 | 0 | 0 | 0 | 0 | 0 | 0 | 0 | 0 | 0 | 0 | 0 | 0 | 0 | 0 | 0 | 0 | 0 | 0 | 0 | 0 | 0 | 0 | 12 | 1
NO |  | 148 | 2016 | 9 | 17 | 17 |  | SubTotal 138 kV Lines in OK |  | 0 | 0 |  | 1794.29 | 177.13 | 118 |  | 0 | 0 | 0 | 0 | 0 | 0 | 0 | 0 | 0 | 0 | 0 | 0 | 0 | 0 | 0 | 0 | 0 | 0 | 0 | 0 | 0 | 0 | 0 | 12 | 1
NO |  | 148 | 2016 | 9 | 18 | 18 |  | TL81-531 HOLLIS | HOLLIS (TNC INTERCONNECT) | 138 | 138 | 1 | 11.63 | 0 | 1 | 477.0 ACSR | 0 | 0 | 0 | 0 | 0 | 0 | 0 | 0 | 0 | 0 | 0 | 0 | 0 | 0 | 0 | 0 | 0 | 0 | 0 | 0 | 0 | 0 | 0 | 12 | 1
NO |  | 148 | 2016 | 9 | 19 | 19 |  | SubTotal 138 kV Lines in TX |  | 0 | 0 |  | 11.63 | 0 | 1 |  | 0 | 0 | 0 | 0 | 0 | 0 | 0 | 0 | 0 | 0 | 0 | 0 | 0 | 0 | 0 | 0 | 0 | 0 | 0 | 0 | 0 | 0 | 0 | 12 | 1
NO |  | 148 | 2016 | 9 | 20 | 20 |  | TL81-504 CRAIG JCT | BROKEN BOW DAM (SWPA) | 138 | 138 | 1 | 6.74 | 2.35 | 1 | 795.0 ACSR | 0 | 0 | 0 | 0 | 0 | 0 | 0 | 0 | 0 | 0 | 0 | 0 | 0 | 0 | 0 | 0 | 0 | 0 | 0 | 0 | 0 | 0 | 0 | 12 | 1
NO |  | 148 | 2016 | 9 | 21 | 21 |  |  |  | 0 | 0 | 2 | 2.5 | 0 | 0 | 1590.0 ACSR | 0 | 0 | 0 | 0 | 0 | 0 | 0 | 0 | 0 | 0 | 0 | 0 | 0 | 0 | 0 | 0 | 0 | 0 | 0 | 0 | 0 | 0 | 0 | 12 | 1
NO |  | 148 | 2016 | 9 | 22 | 22 |  | TL81-535 WEATHERFORD JCT | JENSON (OG&E) | 138 | 138 | 1 | 0.02 | 2.41 | 1 | 795.0 ACSR | 0 | 0 | 0 | 0 | 0 | 0 | 0 | 0 | 0 | 0 | 0 | 0 | 0 | 0 | 0 | 0 | 0 | 0 | 0 | 0 | 0 | 0 | 0 | 12 | 1
NO |  | 148 | 2016 | 9 | 23 | 23 |  |  |  | 0 | 0 | 2 | 40.76 | 0 | 0 |  | 0 | 0 | 0 | 0 | 0 | 0 | 0 | 0 | 0 | 0 | 0 | 0 | 0 | 0 | 0 | 0 | 0 | 0 | 0 | 0 | 0 | 0 | 0 | 12 | 1
NO |  | 148 | 2016 | 9 | 24 | 24 |  | TL81-552 BARNSDALL TAP | MOUND ROAD | 138 | 138 | 1 | 0.54 | 0 | 1 | 1272.0 ACSR | 0 | 0 | 0 | 0 | 0 | 0 | 0 | 0 | 0 | 0 | 0 | 0 | 0 | 0 | 0 | 0 | 0 | 0 | 0 | 0 | 0 | 0 | 0 | 12 | 1
NO |  | 148 | 2016 | 9 | 25 | 25 |  |  |  | 0 | 0 | 2 | 14.26 | 0 | 0 | 795.0 ACSR | 0 | 0 | 0 | 0 | 0 | 0 | 0 | 0 | 0 | 0 | 0 | 0 | 0 | 0 | 0 | 0 | 0 | 0 | 0 | 0 | 0 | 0 | 0 | 12 | 1
NO |  | 148 | 2016 | 9 | 26 | 26 |  | SubTotal 138 kV Lines (Chan |  | 0 | 0 |  | 64.82 | 4.76 | 3 |  | 0 | 0 | 0 | 0 | 0 | 0 | 0 | 0 | 0 | 0 | 0 | 0 | 0 | 0 | 0 | 0 | 0 | 0 | 0 | 0 | 0 | 0 | 0 | 12 | 1
NO |  | 148 | 2016 | 9 | 27 | 27 |  | Total 138 kV Lines (All) |  | 0 | 0 |  | 1870.74 | 181.89 | 122 |  | 0 | 0 | 0 | 0 | 0 | 0 | 0 | 0 | 0 | 0 | 0 | 0 | 0 | 0 | 0 | 0 | 0 | 0 | 0 | 0 | 0 | 0 | 0 | 12 | 1
NO |  | 148 | 2016 | 9 | 28 | 28 |  | TL81-824 PRYOR JCT. | KERR HYDRO (GRDA) | 115 | 115 | 2 | 7.92 | 0 | 1 | 266.8 ACSR | 0 | 0 | 0 | 0 | 0 | 0 | 0 | 0 | 0 | 0 | 0 | 0 | 0 | 0 | 0 | 0 | 0 | 0 | 0 | 0 | 0 | 0 | 0 | 12 | 1
NO |  | 148 | 2016 | 9 | 29 | 29 |  |  |  | 0 | 0 | 3 | 2.57 | 0 | 0 | 556.5 ACSR | 0 | 0 | 0 | 0 | 0 | 0 | 0 | 0 | 0 | 0 | 0 | 0 | 0 | 0 | 0 | 0 | 0 | 0 | 0 | 0 | 0 | 0 | 0 | 12 | 1
NO |  | 148 | 2016 | 9 | 30 | 30 |  | Total 115 kV Lines (All) |  | 0 | 0 |  | 10.49 | 0 | 1 |  | 0 | 0 | 0 | 0 | 0 | 0 | 0 | 0 | 0 | 0 | 0 | 0 | 0 | 0 | 0 | 0 | 0 | 0 | 0 | 0 | 0 | 0 | 0 | 12 | 1
NO |  | 148 | 2016 | 9 | 31 | 31 |  | TL66-103 WELEETKA POWER | FIXICO(OG&E) | 69 | 69 | 1 | 11.16 | 0 | 1 | 1/0 ACSR | 0 | 0 | 0 | 0 | 0 | 0 | 0 | 0 | 0 | 0 | 0 | 0 | 0 | 0 | 0 | 0 | 0 | 0 | 0 | 0 | 0 | 0 | 0 | 12 | 1
NO |  | 148 | 2016 | 9 | 32 | 32 |  | STATION |  | 0 | 0 | 3 | 0.11 | 0 | 0 | 266.8 ACSR | 0 | 0 | 0 | 0 | 0 | 0 | 0 | 0 | 0 | 0 | 0 | 0 | 0 | 0 | 0 | 0 | 0 | 0 | 0 | 0 | 0 | 0 | 0 | 12 | 1
NO |  | 148 | 2016 | 9 | 33 | 33 |  |  |  | 0 | 0 | 0 | 0 | 0 | 0 | 3/0 CU Hard Drawn | 0 | 0 | 0 | 0 | 0 | 0 | 0 | 0 | 0 | 0 | 0 | 0 | 0 | 0 | 0 | 0 | 0 | 0 | 0 | 0 | 0 | 0 | 0 | 12 | 1
NO |  | 148 | 2016 | 10 | 1 | 1 |  | TL66-106 CHOUTEAU | TULSA SOUTHEAST | 69 | 69 | 2 | 3.15 | 0 | 1 | 266.8 ACSR | 0 | 0 | 0 | 0 | 0 | 0 | 0 | 0 | 0 | 0 | 0 | 0 | 0 | 0 | 0 | 0 | 0 | 0 | 0 | 0 | 0 | 0 | 0 | 12 | 1
NO |  | 148 | 2016 | 10 | 2 | 2 |  |  |  | 0 | 0 | 0 | 0 | 0 | 0 | 2/0 CU Hard Drawn | 0 | 0 | 0 | 0 | 0 | 0 | 0 | 0 | 0 | 0 | 0 | 0 | 0 | 0 | 0 | 0 | 0 | 0 | 0 | 0 | 0 | 0 | 0 | 12 | 1
NO |  | 148 | 2016 | 10 | 3 | 3 |  |  |  | 0 | 0 | 0 | 0 | 0 | 0 | 4/0 ACSR | 0 | 0 | 0 | 0 | 0 | 0 | 0 | 0 | 0 | 0 | 0 | 0 | 0 | 0 | 0 | 0 | 0 | 0 | 0 | 0 | 0 | 0 | 0 | 12 | 1
NO |  | 148 | 2016 | 10 | 4 | 4 |  |  |  | 0 | 0 | 0 | 0 | 0 | 0 | 477.0 ACSR | 0 | 0 | 0 | 0 | 0 | 0 | 0 | 0 | 0 | 0 | 0 | 0 | 0 | 0 | 0 | 0 | 0 | 0 | 0 | 0 | 0 | 0 | 0 | 12 | 1
NO |  | 148 | 2016 | 10 | 5 | 5 |  |  |  | 0 | 0 | 0 | 0 | 0 | 0 | 556.5 ACSR | 0 | 0 | 0 | 0 | 0 | 0 | 0 | 0 | 0 | 0 | 0 | 0 | 0 | 0 | 0 | 0 | 0 | 0 | 0 | 0 | 0 | 0 | 0 | 12 | 1
NO |  | 148 | 2016 | 10 | 6 | 6 |  | TL66-109 CATOOSA | DAWSON | 69 | 69 | 1 | 5.45 | 0 | 1 | 477.0 ACSR | 0 | 0 | 0 | 0 | 0 | 0 | 0 | 0 | 0 | 0 | 0 | 0 | 0 | 0 | 0 | 0 | 0 | 0 | 0 | 0 | 0 | 0 | 0 | 12 | 1
NO |  | 148 | 2016 | 10 | 7 | 7 |  |  |  | 0 | 0 | 2 | 1.74 | 0 | 0 | 477.0 ACSR | 0 | 0 | 0 | 0 | 0 | 0 | 0 | 0 | 0 | 0 | 0 | 0 | 0 | 0 | 0 | 0 | 0 | 0 | 0 | 0 | 0 | 0 | 0 | 12 | 1
NO |  | 148 | 2016 | 10 | 8 | 8 |  | TL66-111 LONE OAK | RED OAK | 69 | 69 | 2 | 18.69 | 8.93 | 1 | 4/0 ACSR | 0 | 0 | 0 | 0 | 0 | 0 | 0 | 0 | 0 | 0 | 0 | 0 | 0 | 0 | 0 | 0 | 0 | 0 | 0 | 0 | 0 | 0 | 0 | 12 | 1
NO |  | 148 | 2016 | 10 | 9 | 9 |  |  |  | 0 | 0 |  | 0 | 0 | 0 | 477.0 ACSR | 0 | 0 | 0 | 0 | 0 | 0 | 0 | 0 | 0 | 0 | 0 | 0 | 0 | 0 | 0 | 0 | 0 | 0 | 0 | 0 | 0 | 0 | 0 | 12 | 1
NO |  | 148 | 2016 | 10 | 10 | 10 |  | TL66-112 SAND SPRINGS | SUNRAY DX | 69 | 69 | 1 | 0.61 | 1.25 | 1 | 397.0 ACSR | 0 | 0 | 0 | 0 | 0 | 0 | 0 | 0 | 0 | 0 | 0 | 0 | 0 | 0 | 0 | 0 | 0 | 0 | 0 | 0 | 0 | 0 | 0 | 12 | 1
NO |  | 148 | 2016 | 10 | 11 | 11 |  |  |  | 0 | 0 | 2 | 3.12 | 0 | 0 | 266.8 ACSR | 0 | 0 | 0 | 0 | 0 | 0 | 0 | 0 | 0 | 0 | 0 | 0 | 0 | 0 | 0 | 0 | 0 | 0 | 0 | 0 | 0 | 0 | 0 | 12 | 1
NO |  | 148 | 2016 | 10 | 12 | 12 |  |  |  | 0 | 0 | 3 | 0.37 | 0 | 0 | 4/0 CU | 0 | 0 | 0 | 0 | 0 | 0 | 0 | 0 | 0 | 0 | 0 | 0 | 0 | 0 | 0 | 0 | 0 | 0 | 0 | 0 | 0 | 0 | 0 | 12 | 1
NO |  | 148 | 2016 | 10 | 13 | 13 |  |  |  | 0 | 0 |  | 0 | 0 | 0 | 477.0 ACSR | 0 | 0 | 0 | 0 | 0 | 0 | 0 | 0 | 0 | 0 | 0 | 0 | 0 | 0 | 0 | 0 | 0 | 0 | 0 | 0 | 0 | 0 | 0 | 12 | 1
NO |  | 148 | 2016 | 10 | 14 | 14 |  |  |  | 0 | 0 |  | 0 | 0 | 0 | 556.5 ACSR | 0 | 0 | 0 | 0 | 0 | 0 | 0 | 0 | 0 | 0 | 0 | 0 | 0 | 0 | 0 | 0 | 0 | 0 | 0 | 0 | 0 | 0 | 0 | 12 | 1
NO |  | 148 | 2016 | 10 | 15 | 15 |  |  |  | 0 | 0 |  | 0 | 0 | 0 | 636.0 ACSR | 0 | 0 | 0 | 0 | 0 | 0 | 0 | 0 | 0 | 0 | 0 | 0 | 0 | 0 | 0 | 0 | 0 | 0 | 0 | 0 | 0 | 0 | 0 | 12 | 1
NO |  | 148 | 2016 | 10 | 16 | 16 |  | TL66-113 BARTLESVILLE COMAN | BLAKE STATION | 69 | 69 | 2 | 12 | 4.71 | 1 | 4/0 ACSR | 0 | 0 | 0 | 0 | 0 | 0 | 0 | 0 | 0 | 0 | 0 | 0 | 0 | 0 | 0 | 0 | 0 | 0 | 0 | 0 | 0 | 0 | 0 | 12 | 1
NO |  | 148 | 2016 | 10 | 17 | 17 |  | TL66-117 ATOKA | McALESTER | 69 | 69 | 1 | 3.99 | 0 | 1 | 266.8 ACSR | 0 | 0 | 0 | 0 | 0 | 0 | 0 | 0 | 0 | 0 | 0 | 0 | 0 | 0 | 0 | 0 | 0 | 0 | 0 | 0 | 0 | 0 | 0 | 12 | 1
NO |  | 148 | 2016 | 10 | 18 | 18 |  |  |  | 0 | 0 | 2 | 43.35 | 0 | 0 | 3/0 ACSR | 0 | 0 | 0 | 0 | 0 | 0 | 0 | 0 | 0 | 0 | 0 | 0 | 0 | 0 | 0 | 0 | 0 | 0 | 0 | 0 | 0 | 0 | 0 | 12 | 1
NO |  | 148 | 2016 | 10 | 19 | 19 |  |  |  | 0 | 0 | 0 | 0 | 0 | 0 | 477.0 ACSR | 0 | 0 | 0 | 0 | 0 | 0 | 0 | 0 | 0 | 0 | 0 | 0 | 0 | 0 | 0 | 0 | 0 | 0 | 0 | 0 | 0 | 0 | 0 | 12 | 1
NO |  | 148 | 2016 | 10 | 20 | 20 |  | TL66-118 RED OAK | TALHINA WEST | 69 | 69 | 1 | 10.4 | 0 | 1 | 266.8 ACSR | 0 | 0 | 0 | 0 | 0 | 0 | 0 | 0 | 0 | 0 | 0 | 0 | 0 | 0 | 0 | 0 | 0 | 0 | 0 | 0 | 0 | 0 | 0 | 12 | 1
NO |  | 148 | 2016 | 10 | 21 | 21 |  |  |  | 0 | 0 | 2 | 4.33 | 0 | 0 | 4/0 ACSR | 0 | 0 | 0 | 0 | 0 | 0 | 0 | 0 | 0 | 0 | 0 | 0 | 0 | 0 | 0 | 0 | 0 | 0 | 0 | 0 | 0 | 0 | 0 | 12 | 1
NO |  | 148 | 2016 | 10 | 22 | 22 |  | TL66-119 HUGO | VALLIANT 345 KV | 69 | 69 | 1 | 2.13 | 0 | 1 | 4/0 ACSR | 0 | 0 | 0 | 0 | 0 | 0 | 0 | 0 | 0 | 0 | 0 | 0 | 0 | 0 | 0 | 0 | 0 | 0 | 0 | 0 | 0 | 0 | 0 | 12 | 1
NO |  | 148 | 2016 | 10 | 23 | 23 |  |  |  | 0 | 0 | 2 | 34.96 | 0 | 0 | 477.0 ACSR | 0 | 0 | 0 | 0 | 0 | 0 | 0 | 0 | 0 | 0 | 0 | 0 | 0 | 0 | 0 | 0 | 0 | 0 | 0 | 0 | 0 | 0 | 0 | 12 | 1
NO |  | 148 | 2016 | 10 | 24 | 24 |  | TL66-121 RED OAK (PSO) | HOWE (OG&E) | 69 | 69 | 2 | 0.16 | 0 | 1 | 4/0 ACSR | 0 | 0 | 0 | 0 | 0 | 0 | 0 | 0 | 0 | 0 | 0 | 0 | 0 | 0 | 0 | 0 | 0 | 0 | 0 | 0 | 0 | 0 | 0 | 12 | 1
NO |  | 148 | 2016 | 10 | 25 | 25 |  | TL66-130 ATOKA | HUGO | 69 | 69 | 1 | 4.3 | 0 | 1 | 1/0 ACSR | 0 | 0 | 0 | 0 | 0 | 0 | 0 | 0 | 0 | 0 | 0 | 0 | 0 | 0 | 0 | 0 | 0 | 0 | 0 | 0 | 0 | 0 | 0 | 12 | 1
NO |  | 148 | 2016 | 10 | 26 | 26 |  |  |  | 0 | 0 | 2 | 50.26 | 0 | 0 | 4/0 ACSR | 0 | 0 | 0 | 0 | 0 | 0 | 0 | 0 | 0 | 0 | 0 | 0 | 0 | 0 | 0 | 0 | 0 | 0 | 0 | 0 | 0 | 0 | 0 | 12 | 1
NO |  | 148 | 2016 | 10 | 27 | 27 |  |  |  | 0 | 0 | 0 | 0 | 0 | 0 | 477.0 ACSR | 0 | 0 | 0 | 0 | 0 | 0 | 0 | 0 | 0 | 0 | 0 | 0 | 0 | 0 | 0 | 0 | 0 | 0 | 0 | 0 | 0 | 0 | 0 | 12 | 1
NO |  | 148 | 2016 | 10 | 28 | 28 |  | TL66-131 TULSA POWER | SUNRAY DX | 69 | 69 | 1 | 3.14 | 0 | 1 | 477.0 ACSR | 0 | 0 | 0 | 0 | 0 | 0 | 0 | 0 | 0 | 0 | 0 | 0 | 0 | 0 | 0 | 0 | 0 | 0 | 0 | 0 | 0 | 0 | 0 | 12 | 1
NO |  | 148 | 2016 | 10 | 29 | 29 |  |  |  | 0 | 0 | 2 | 2.44 | 0 | 0 | 556.5 ACSR | 0 | 0 | 0 | 0 | 0 | 0 | 0 | 0 | 0 | 0 | 0 | 0 | 0 | 0 | 0 | 0 | 0 | 0 | 0 | 0 | 0 | 0 | 0 | 12 | 1
NO |  | 148 | 2016 | 10 | 30 | 30 |  |  |  | 0 | 0 |  | 0 | 0 | 0 | 636.0 ACSR | 0 | 0 | 0 | 0 | 0 | 0 | 0 | 0 | 0 | 0 | 0 | 0 | 0 | 0 | 0 | 0 | 0 | 0 | 0 | 0 | 0 | 0 | 0 | 12 | 1
NO |  | 148 | 2016 | 10 | 31 | 31 |  | TL66-138 WELEETKA STATION | OKEMAH | 69 | 69 | 2 | 11.83 | 0.11 | 1 | 4/0 ACSR | 0 | 0 | 0 | 0 | 0 | 0 | 0 | 0 | 0 | 0 | 0 | 0 | 0 | 0 | 0 | 0 | 0 | 0 | 0 | 0 | 0 | 0 | 0 | 12 | 1
NO |  | 148 | 2016 | 10 | 32 | 32 |  |  |  | 0 | 0 | 3 | 0.11 | 0 | 0 | 4/0 CU | 0 | 0 | 0 | 0 | 0 | 0 | 0 | 0 | 0 | 0 | 0 | 0 | 0 | 0 | 0 | 0 | 0 | 0 | 0 | 0 | 0 | 0 | 0 | 12 | 1
NO |  | 148 | 2016 | 10 | 33 | 33 |  | TL66-140 PRYOR JCT | PRYOR CITY(GRDA) | 69 | 69 | 1 | 4.65 | 0 | 1 | 397.0 ACSR | 0 | 0 | 0 | 0 | 0 | 0 | 0 | 0 | 0 | 0 | 0 | 0 | 0 | 0 | 0 | 0 | 0 | 0 | 0 | 0 | 0 | 0 | 0 | 12 | 1
NO |  | 148 | 2016 | 10 | 34 | 34 |  | TL66-141 CHOUTEAU | PRYOR CITY(GRDA) | 69 | 69 | 1 | 1.92 | 0 | 1 | 2/0 ACSR | 0 | 0 | 0 | 0 | 0 | 0 | 0 | 0 | 0 | 0 | 0 | 0 | 0 | 0 | 0 | 0 | 0 | 0 | 0 | 0 | 0 | 0 | 0 | 12 | 1
NO |  | 148 | 2016 | 10 | 35 | 35 |  |  |  | 0 | 0 | 2 | 11.39 | 0 | 0 | 4/0 ACSR | 0 | 0 | 0 | 0 | 0 | 0 | 0 | 0 | 0 | 0 | 0 | 0 | 0 | 0 | 0 | 0 | 0 | 0 | 0 | 0 | 0 | 0 | 0 | 12 | 1
NO |  | 148 | 2016 | 11 | 1 | 1 |  | TL66-142 PRYOR JCT | VINITA | 69 | 69 | 1 | 25.64 | 1.08 | 1 | 3/0 CU Hard Drawn | 0 | 0 | 0 | 0 | 0 | 0 | 0 | 0 | 0 | 0 | 0 | 0 | 0 | 0 | 0 | 0 | 0 | 0 | 0 | 0 | 0 | 0 | 0 | 12 | 1
NO |  | 148 | 2016 | 11 | 2 | 2 |  |  |  | 0 | 0 | 0 | 0 | 0 | 0 | 397.0 ACSR | 0 | 0 | 0 | 0 | 0 | 0 | 0 | 0 | 0 | 0 | 0 | 0 | 0 | 0 | 0 | 0 | 0 | 0 | 0 | 0 | 0 | 0 | 0 | 12 | 1
NO |  | 148 | 2016 | 11 | 3 | 3 |  |  |  | 0 | 0 | 0 | 0 | 0 | 0 | 477.0 ACSR | 0 | 0 | 0 | 0 | 0 | 0 | 0 | 0 | 0 | 0 | 0 | 0 | 0 | 0 | 0 | 0 | 0 | 0 | 0 | 0 | 0 | 0 | 0 | 12 | 1
NO |  | 148 | 2016 | 11 | 4 | 4 |  | TL66-145 VALLIANT 345 | GEORGIA PACIFIC | 69 | 69 | 1 | 12.19 | 1.5 | 1 | 4/0 ACSR | 0 | 0 | 0 | 0 | 0 | 0 | 0 | 0 | 0 | 0 | 0 | 0 | 0 | 0 | 0 | 0 | 0 | 0 | 0 | 0 | 0 | 0 | 0 | 12 | 1
NO |  | 148 | 2016 | 11 | 5 | 5 |  |  |  | 0 | 0 | 2 | 5.97 | 0 | 0 | 477.0 ACSR | 0 | 0 | 0 | 0 | 0 | 0 | 0 | 0 | 0 | 0 | 0 | 0 | 0 | 0 | 0 | 0 | 0 | 0 | 0 | 0 | 0 | 0 | 0 | 12 | 1
NO |  | 148 | 2016 | 11 | 6 | 6 |  | TL66-146 GRDA TAP (AFTON) | EXPLORER PIPELINE PUMP | 69 | 69 | 1 | 4.32 | 0 | 1 | 4/0 ACSR | 0 | 0 | 0 | 0 | 0 | 0 | 0 | 0 | 0 | 0 | 0 | 0 | 0 | 0 | 0 | 0 | 0 | 0 | 0 | 0 | 0 | 0 | 0 | 12 | 1
NO |  | 148 | 2016 | 11 | 7 | 7 |  | TL66-147 GRDA TAP (RAMONA) | RAMONA | 69 | 69 | 2 | 0.11 | 0 | 1 | 4/0 ACSR | 0 | 0 | 0 | 0 | 0 | 0 | 0 | 0 | 0 | 0 | 0 | 0 | 0 | 0 | 0 | 0 | 0 | 0 | 0 | 0 | 0 | 0 | 0 | 12 | 1
NO |  | 148 | 2016 | 11 | 8 | 8 |  | TL66-148 GRDA TAP (AFTON) | AFTON | 69 | 69 | 1 | 0.61 | 0 | 1 | 4/0 ACSR | 0 | 0 | 0 | 0 | 0 | 0 | 0 | 0 | 0 | 0 | 0 | 0 | 0 | 0 | 0 | 0 | 0 | 0 | 0 | 0 | 0 | 0 | 0 | 12 | 1
NO |  | 148 | 2016 | 11 | 9 | 9 |  | TL66-149 VINITA | VINITA JUNCTION | 69 | 69 | 1 | 0.04 | 2.81 | 1 | 397.0 ACSR | 0 | 0 | 0 | 0 | 0 | 0 | 0 | 0 | 0 | 0 | 0 | 0 | 0 | 0 | 0 | 0 | 0 | 0 | 0 | 0 | 0 | 0 | 0 | 12 | 1
NO |  | 148 | 2016 | 11 | 10 | 10 |  |  |  | 0 | 0 | 0 | 0 | 0 | 0 | 477.0 ACSR | 0 | 0 | 0 | 0 | 0 | 0 | 0 | 0 | 0 | 0 | 0 | 0 | 0 | 0 | 0 | 0 | 0 | 0 | 0 | 0 | 0 | 0 | 0 | 12 | 1
NO |  | 148 | 2016 | 11 | 11 | 11 |  | TL66-150 DAWSON | COLLINSVILLE (GRDA) | 69 | 69 | 1 | 6.46 | 0 | 1 | 4/0 ACSR | 0 | 0 | 0 | 0 | 0 | 0 | 0 | 0 | 0 | 0 | 0 | 0 | 0 | 0 | 0 | 0 | 0 | 0 | 0 | 0 | 0 | 0 | 0 | 12 | 1
NO |  | 148 | 2016 | 11 | 12 | 12 |  |  |  | 0 | 0 |  | 0 | 0 | 0 | 2/0 CU | 0 | 0 | 0 | 0 | 0 | 0 | 0 | 0 | 0 | 0 | 0 | 0 | 0 | 0 | 0 | 0 | 0 | 0 | 0 | 0 | 0 | 0 | 0 | 12 | 1
NO |  | 148 | 2016 | 11 | 13 | 13 |  | TL66-601 FREDERICK JCT | SNYDER | 69 | 69 | 1 | 0.06 | 0 | 1 | 1/0 ACSR | 0 | 0 | 0 | 0 | 0 | 0 | 0 | 0 | 0 | 0 | 0 | 0 | 0 | 0 | 0 | 0 | 0 | 0 | 0 | 0 | 0 | 0 | 0 | 12 | 1
NO |  | 148 | 2016 | 11 | 14 | 14 |  |  |  | 0 | 0 | 0 | 0 | 0 | 0 | 4/0 ACSR | 0 | 0 | 0 | 0 | 0 | 0 | 0 | 0 | 0 | 0 | 0 | 0 | 0 | 0 | 0 | 0 | 0 | 0 | 0 | 0 | 0 | 0 | 0 | 12 | 1
NO |  | 148 | 2016 | 11 | 15 | 15 |  | TL66-606 HOBART CITY | SNYDER | 69 | 69 | 1 | 5.38 | 0 | 1 | 3/0 ACSR | 0 | 0 | 0 | 0 | 0 | 0 | 0 | 0 | 0 | 0 | 0 | 0 | 0 | 0 | 0 | 0 | 0 | 0 | 0 | 0 | 0 | 0 | 0 | 12 | 1
NO |  | 148 | 2016 | 11 | 16 | 16 |  |  |  | 0 | 0 | 2 | 23.91 | 0 | 0 | 397.0 ACSR | 0 | 0 | 0 | 0 | 0 | 0 | 0 | 0 | 0 | 0 | 0 | 0 | 0 | 0 | 0 | 0 | 0 | 0 | 0 | 0 | 0 | 0 | 0 | 12 | 1
NO |  | 148 | 2016 | 11 | 17 | 17 |  | TL66-606A ROOSEVELT | AMOCO TAP | 69 | 69 | 1 | 0.66 | 0 | 0 | 3/0 ACSR | 0 | 0 | 0 | 0 | 0 | 0 | 0 | 0 | 0 | 0 | 0 | 0 | 0 | 0 | 0 | 0 | 0 | 0 | 0 | 0 | 0 | 0 | 0 | 12 | 1
NO |  | 148 | 2016 | 11 | 18 | 18 |  | TL66-607 FORT SILL | LAWTON EASTSIDE | 69 | 69 | 1 | 4.32 | 5.74 | 1 | 477.0 ACSR | 0 | 0 | 0 | 0 | 0 | 0 | 0 | 0 | 0 | 0 | 0 | 0 | 0 | 0 | 0 | 0 | 0 | 0 | 0 | 0 | 0 | 0 | 0 | 12 | 1
NO |  | 148 | 2016 | 11 | 19 | 19 |  | TL66-608 ALTUS JCT | SNYDER | 69 | 69 | 1 | 7.05 | 0.46 | 1 | 4/0 ACSR | 0 | 0 | 0 | 0 | 0 | 0 | 0 | 0 | 0 | 0 | 0 | 0 | 0 | 0 | 0 | 0 | 0 | 0 | 0 | 0 | 0 | 0 | 0 | 12 | 1
NO |  | 148 | 2016 | 11 | 20 | 20 |  |  |  | 0 | 0 | 2 | 21.89 | 0 | 0 | 477.0 ACSR | 0 | 0 | 0 | 0 | 0 | 0 | 0 | 0 | 0 | 0 | 0 | 0 | 0 | 0 | 0 | 0 | 0 | 0 | 0 | 0 | 0 | 0 | 0 | 12 | 1
NO |  | 148 | 2016 | 11 | 21 | 21 |  | TL66-609 CORNVILLE | LINDSAY WATER FLOOD | 69 | 69 | 1 | 0.76 | 0.29 | 1 | # 2A CW | 0 | 0 | 0 | 0 | 0 | 0 | 0 | 0 | 0 | 0 | 0 | 0 | 0 | 0 | 0 | 0 | 0 | 0 | 0 | 0 | 0 | 0 | 0 | 12 | 1
NO |  | 148 | 2016 | 11 | 22 | 22 |  |  |  | 0 | 0 | 0 | 0 | 0 | 0 | 1/0 ACSR | 0 | 0 | 0 | 0 | 0 | 0 | 0 | 0 | 0 | 0 | 0 | 0 | 0 | 0 | 0 | 0 | 0 | 0 | 0 | 0 | 0 | 0 | 0 | 12 | 1
NO |  | 148 | 2016 | 11 | 23 | 23 |  |  |  | 0 | 0 |  | 0 | 0 | 0 | 203.2 ACSR | 0 | 0 | 0 | 0 | 0 | 0 | 0 | 0 | 0 | 0 | 0 | 0 | 0 | 0 | 0 | 0 | 0 | 0 | 0 | 0 | 0 | 0 | 0 | 12 | 1
NO |  | 148 | 2016 | 11 | 24 | 24 |  |  |  | 0 | 0 |  | 0 | 0 | 0 | 266.8 ACSR | 0 | 0 | 0 | 0 | 0 | 0 | 0 | 0 | 0 | 0 | 0 | 0 | 0 | 0 | 0 | 0 | 0 | 0 | 0 | 0 | 0 | 0 | 0 | 12 | 1
NO |  | 148 | 2016 | 11 | 25 | 25 |  |  |  | 0 | 0 |  | 0 | 0 | 0 | 4/0 ACSR | 0 | 0 | 0 | 0 | 0 | 0 | 0 | 0 | 0 | 0 | 0 | 0 | 0 | 0 | 0 | 0 | 0 | 0 | 0 | 0 | 0 | 0 | 0 | 12 | 1
NO |  | 148 | 2016 | 11 | 26 | 26 |  | TL66-610 DUNCAN | COMANCHE(WFEC) | 69 | 69 | 1 | 10.94 | 0 | 1 | 4/0 ACSR | 0 | 0 | 0 | 0 | 0 | 0 | 0 | 0 | 0 | 0 | 0 | 0 | 0 | 0 | 0 | 0 | 0 | 0 | 0 | 0 | 0 | 0 | 0 | 12 | 1
NO |  | 148 | 2016 | 11 | 27 | 27 |  | TL66-611 HOBART CITY | HOBART JCT. | 69 | 69 | 2 | 1.86 | 0 | 1 | 397.0 ACSR | 0 | 0 | 0 | 0 | 0 | 0 | 0 | 0 | 0 | 0 | 0 | 0 | 0 | 0 | 0 | 0 | 0 | 0 | 0 | 0 | 0 | 0 | 0 | 12 | 1
NO |  | 148 | 2016 | 11 | 28 | 28 |  | TL66-612 SOUTHWESTERN | BINGER | 69 | 69 | 2 | 15.19 | 0 | 1 | 266.8 ACSR | 0 | 0 | 0 | 0 | 0 | 0 | 0 | 0 | 0 | 0 | 0 | 0 | 0 | 0 | 0 | 0 | 0 | 0 | 0 | 0 | 0 | 0 | 0 | 12 | 1
NO |  | 148 | 2016 | 11 | 29 | 29 |  | STATION |  | 0 | 0 |  | 0 | 0 | 0 | 397.0 ACSR | 0 | 0 | 0 | 0 | 0 | 0 | 0 | 0 | 0 | 0 | 0 | 0 | 0 | 0 | 0 | 0 | 0 | 0 | 0 | 0 | 0 | 0 | 0 | 12 | 1
NO |  | 148 | 2016 | 11 | 30 | 30 |  |  |  | 0 | 0 |  | 0 | 0 | 0 | 4/0 ACSR | 0 | 0 | 0 | 0 | 0 | 0 | 0 | 0 | 0 | 0 | 0 | 0 | 0 | 0 | 0 | 0 | 0 | 0 | 0 | 0 | 0 | 0 | 0 | 12 | 1
NO |  | 148 | 2016 | 11 | 31 | 31 |  | TL66-613 CORNVILLE | CYRIL | 69 | 69 | 1 | 0.1 | 4.5 | 1 | 4/0 ACSR | 0 | 0 | 0 | 0 | 0 | 0 | 0 | 0 | 0 | 0 | 0 | 0 | 0 | 0 | 0 | 0 | 0 | 0 | 0 | 0 | 0 | 0 | 0 | 12 | 1
NO |  | 148 | 2016 | 11 | 32 | 32 |  |  |  | 0 | 0 | 2 | 17.91 | 0 | 0 | 477.0 ACSR | 0 | 0 | 0 | 0 | 0 | 0 | 0 | 0 | 0 | 0 | 0 | 0 | 0 | 0 | 0 | 0 | 0 | 0 | 0 | 0 | 0 | 0 | 0 | 12 | 1
NO |  | 148 | 2016 | 11 | 33 | 33 |  | TL66-617 FORT SILL | PORTER HILL | 69 | 69 | 1 | 10.08 | 0 | 1 | 477.0 ACSR | 0 | 0 | 0 | 0 | 0 | 0 | 0 | 0 | 0 | 0 | 0 | 0 | 0 | 0 | 0 | 0 | 0 | 0 | 0 | 0 | 0 | 0 | 0 | 12 | 1
NO |  | 148 | 2016 | 11 | 34 | 34 |  | TL66-618 ELGIN JCT | PORTER HILL | 69 | 69 | 1 | 6.7 | 0 | 1 | 477.0 ACSR | 0 | 0 | 0 | 0 | 0 | 0 | 0 | 0 | 0 | 0 | 0 | 0 | 0 | 0 | 0 | 0 | 0 | 0 | 0 | 0 | 0 | 0 | 0 | 12 | 1
NO |  | 148 | 2016 | 12 | 1 | 1 |  | TL66-619 LAWTON EASTSIDE | LAWTON WOLF CREEK | 69 | 69 | 1 | 5.18 | 0 | 1 | 477.0 ACSR | 0 | 0 | 0 | 0 | 0 | 0 | 0 | 0 | 0 | 0 | 0 | 0 | 0 | 0 | 0 | 0 | 0 | 0 | 0 | 0 | 0 | 0 | 0 | 12 | 1
NO |  | 148 | 2016 | 12 | 2 | 2 |  |  |  | 0 | 0 | 2 | 3.5 | 0 | 0 |  | 0 | 0 | 0 | 0 | 0 | 0 | 0 | 0 | 0 | 0 | 0 | 0 | 0 | 0 | 0 | 0 | 0 | 0 | 0 | 0 | 0 | 0 | 0 | 12 | 1
NO |  | 148 | 2016 | 12 | 3 | 3 |  |  |  | 0 | 0 | 3 | 0.19 | 0 | 0 |  | 0 | 0 | 0 | 0 | 0 | 0 | 0 | 0 | 0 | 0 | 0 | 0 | 0 | 0 | 0 | 0 | 0 | 0 | 0 | 0 | 0 | 0 | 0 | 12 | 1
NO |  | 148 | 2016 | 12 | 4 | 4 |  | TL66-622 CLINTON CITY | WEATHERFORD | 69 | 69 | 1 | 16.64 | 0.2 | 1 | 397.0 ACSR | 0 | 0 | 0 | 0 | 0 | 0 | 0 | 0 | 0 | 0 | 0 | 0 | 0 | 0 | 0 | 0 | 0 | 0 | 0 | 0 | 0 | 0 | 0 | 12 | 1
NO |  | 148 | 2016 | 12 | 5 | 5 |  |  |  | 0 | 0 | 2 | 14.85 | 0 | 0 | 4/0 ACSR | 0 | 0 | 0 | 0 | 0 | 0 | 0 | 0 | 0 | 0 | 0 | 0 | 0 | 0 | 0 | 0 | 0 | 0 | 0 | 0 | 0 | 0 | 0 | 12 | 1
NO |  | 148 | 2016 | 12 | 6 | 6 |  |  |  | 0 | 0 | 3 | 0.22 | 0 | 0 | 477.0 ACSR | 0 | 0 | 0 | 0 | 0 | 0 | 0 | 0 | 0 | 0 | 0 | 0 | 0 | 0 | 0 | 0 | 0 | 0 | 0 | 0 | 0 | 0 | 0 | 12 | 1
NO |  | 148 | 2016 | 12 | 7 | 7 |  | TL66-624 FREDERICK JCT | VERNON MAIN STREET | 69 | 69 | 1 | 4.73 | 0 | 1 | 1/0 ACSR | 0 | 0 | 0 | 0 | 0 | 0 | 0 | 0 | 0 | 0 | 0 | 0 | 0 | 0 | 0 | 0 | 0 | 0 | 0 | 0 | 0 | 0 | 0 | 12 | 1
NO |  | 148 | 2016 | 12 | 8 | 8 |  |  |  | 0 | 0 | 2 | 20.22 | 0 | 0 | 238.9 ACSR | 0 | 0 | 0 | 0 | 0 | 0 | 0 | 0 | 0 | 0 | 0 | 0 | 0 | 0 | 0 | 0 | 0 | 0 | 0 | 0 | 0 | 0 | 0 | 12 | 1
NO |  | 148 | 2016 | 12 | 9 | 9 |  |  |  | 0 | 0 | 0 | 0 | 0 | 0 | 4/0 ACSR | 0 | 0 | 0 | 0 | 0 | 0 | 0 | 0 | 0 | 0 | 0 | 0 | 0 | 0 | 0 | 0 | 0 | 0 | 0 | 0 | 0 | 0 | 0 | 12 | 1
NO |  | 148 | 2016 | 12 | 10 | 10 |  | TL66-625 CYRIL | ELGIN JCT. | 69 | 69 | 2 | 9.01 | 0 | 1 | 477.0 ACSR | 0 | 0 | 0 | 0 | 0 | 0 | 0 | 0 | 0 | 0 | 0 | 0 | 0 | 0 | 0 | 0 | 0 | 0 | 0 | 0 | 0 | 0 | 0 | 12 | 1
NO |  | 148 | 2016 | 12 | 11 | 11 |  | TL66-626 CLINTON CITY | CLINTON JCT | 69 | 69 | 1 | 18.03 | 0 | 1 | 4/0 ACSR | 0 | 0 | 0 | 0 | 0 | 0 | 0 | 0 | 0 | 0 | 0 | 0 | 0 | 0 | 0 | 0 | 0 | 0 | 0 | 0 | 0 | 0 | 0 | 12 | 1
NO |  | 148 | 2016 | 12 | 12 | 12 |  |  |  | 0 | 0 | 0 | 0 | 0 | 0 | 477.0 ACSR | 0 | 0 | 0 | 0 | 0 | 0 | 0 | 0 | 0 | 0 | 0 | 0 | 0 | 0 | 0 | 0 | 0 | 0 | 0 | 0 | 0 | 0 | 0 | 12 | 1
NO |  | 148 | 2016 | 12 | 13 | 13 |  | TL66-627 DUKE | RUSSELL (WFEC) | 69 | 69 | 1 | 2.5 | 0 | 1 | 4/0 ACSR | 0 | 0 | 0 | 0 | 0 | 0 | 0 | 0 | 0 | 0 | 0 | 0 | 0 | 0 | 0 | 0 | 0 | 0 | 0 | 0 | 0 | 0 | 0 | 12 | 1
NO |  | 148 | 2016 | 12 | 14 | 14 |  | TL66-628 COMANCHE STATION | LAWTON EASTSIDE | 69 | 69 | 1 | 0.45 | 4.92 | 1 | 477.0 ACSR | 0 | 0 | 0 | 0 | 0 | 0 | 0 | 0 | 0 | 0 | 0 | 0 | 0 | 0 | 0 | 0 | 0 | 0 | 0 | 0 | 0 | 0 | 0 | 12 | 1
NO |  | 148 | 2016 | 12 | 15 | 15 |  |  |  | 0 | 0 | 0 | 0 | 0 | 0 | 795.0 ACSR | 0 | 0 | 0 | 0 | 0 | 0 | 0 | 0 | 0 | 0 | 0 | 0 | 0 | 0 | 0 | 0 | 0 | 0 | 0 | 0 | 0 | 0 | 0 | 12 | 1
NO |  | 148 | 2016 | 12 | 16 | 16 |  | TL66-629 COMANCHE POWER | WALTERS JCT | 69 | 69 | 1 | 16.43 | 0 | 1 | 397.0 ACSR | 0 | 0 | 0 | 0 | 0 | 0 | 0 | 0 | 0 | 0 | 0 | 0 | 0 | 0 | 0 | 0 | 0 | 0 | 0 | 0 | 0 | 0 | 0 | 12 | 1
NO |  | 148 | 2016 | 12 | 17 | 17 |  | STATION |  | 0 | 0 | 0 | 0 | 0 | 0 | 4/0 ACSR | 0 | 0 | 0 | 0 | 0 | 0 | 0 | 0 | 0 | 0 | 0 | 0 | 0 | 0 | 0 | 0 | 0 | 0 | 0 | 0 | 0 | 0 | 0 | 12 | 1
NO |  | 148 | 2016 | 12 | 18 | 18 |  |  |  | 0 | 0 | 0 | 0 | 0 | 0 | 477.0 ACSR | 0 | 0 | 0 | 0 | 0 | 0 | 0 | 0 | 0 | 0 | 0 | 0 | 0 | 0 | 0 | 0 | 0 | 0 | 0 | 0 | 0 | 0 | 0 | 12 | 1
NO |  | 148 | 2016 | 12 | 19 | 19 |  | TL66-630 WAURIKA | COMANCHE (WFEC) | 69 | 69 | 1 | 20.07 | 0.7 | 1 | 266.8 ACSR | 0 | 0 | 0 | 0 | 0 | 0 | 0 | 0 | 0 | 0 | 0 | 0 | 0 | 0 | 0 | 0 | 0 | 0 | 0 | 0 | 0 | 0 | 0 | 12 | 1
NO |  | 148 | 2016 | 12 | 20 | 20 |  |  |  | 0 | 0 |  | 0 | 0 | 0 | 397.0 ACSR | 0 | 0 | 0 | 0 | 0 | 0 | 0 | 0 | 0 | 0 | 0 | 0 | 0 | 0 | 0 | 0 | 0 | 0 | 0 | 0 | 0 | 0 | 0 | 12 | 1
NO |  | 148 | 2016 | 12 | 21 | 21 |  |  |  | 0 | 0 |  | 0 | 0 | 0 | 4/0 ACSR | 0 | 0 | 0 | 0 | 0 | 0 | 0 | 0 | 0 | 0 | 0 | 0 | 0 | 0 | 0 | 0 | 0 | 0 | 0 | 0 | 0 | 0 | 0 | 12 | 1
NO |  | 148 | 2016 | 12 | 22 | 22 |  |  |  | 0 | 0 |  | 0 | 0 | 0 | 477.0 ACSR | 0 | 0 | 0 | 0 | 0 | 0 | 0 | 0 | 0 | 0 | 0 | 0 | 0 | 0 | 0 | 0 | 0 | 0 | 0 | 0 | 0 | 0 | 0 | 12 | 1
NO |  | 148 | 2016 | 12 | 23 | 23 |  | TL66-631 ELK CITY | HAMMON JCT | 69 | 69 | 1 | 17.25 | 0 | 1 | 4/0 ACSR | 0 | 0 | 0 | 0 | 0 | 0 | 0 | 0 | 0 | 0 | 0 | 0 | 0 | 0 | 0 | 0 | 0 | 0 | 0 | 0 | 0 | 0 | 0 | 12 | 1
NO |  | 148 | 2016 | 12 | 24 | 24 |  |  |  | 0 | 0 | 2 | 0.95 | 0 | 0 | 477.0 ACSR | 0 | 0 | 0 | 0 | 0 | 0 | 0 | 0 | 0 | 0 | 0 | 0 | 0 | 0 | 0 | 0 | 0 | 0 | 0 | 0 | 0 | 0 | 0 | 12 | 1
NO |  | 148 | 2016 | 12 | 25 | 25 |  | TL66-632 WEATHERFORD | WEATHERFORD SE | 69 | 69 | 1 | 2.2 | 0 | 1 | 477.0 ACSR | 0 | 0 | 0 | 0 | 0 | 0 | 0 | 0 | 0 | 0 | 0 | 0 | 0 | 0 | 0 | 0 | 0 | 0 | 0 | 0 | 0 | 0 | 0 | 12 | 1
NO |  | 148 | 2016 | 12 | 26 | 26 |  | SubTotal 69 kV Lines (Old) |  | 0 | 0 |  | 580.33 | 37.2 | 44 |  | 0 | 0 | 0 | 0 | 0 | 0 | 0 | 0 | 0 | 0 | 0 | 0 | 0 | 0 | 0 | 0 | 0 | 0 | 0 | 0 | 0 | 0 | 0 | 12 | 1
NO |  | 148 | 2016 | 12 | 27 | 27 |  | Total 69 kV Lines (All) |  | 0 | 0 |  | 580.33 | 37.2 | 44 |  | 0 | 0 | 0 | 0 | 0 | 0 | 0 | 0 | 0 | 0 | 0 | 0 | 0 | 0 | 0 | 0 | 0 | 0 | 0 | 0 | 0 | 0 | 0 | 12 | 1
NO |  | 148 | 2016 | 12 | 29 | 29 |  | Line cost and expense are | not available by individual | 0 | 0 |  | 0 | 0 | 0 |  | 38957312 | 412467369 | 451424681 | 254824 | 3175260 | 0 | 3430084 | 0 | 0 | 0 | 0 | 0 | 0 | 0 | 0 | 0 | 0 | 0 | 0 | 0 | 0 | 0 | 0 | 12 | 1
NO |  | 148 | 2016 | 12 | 30 | 30 |  | transmission line | Total shown in Column j-p | 0 | 0 |  | 0 | 0 | 0 |  | 0 | 0 | 0 | 0 | 0 | 0 | 0 | 0 | 0 | 0 | 0 | 0 | 0 | 0 | 0 | 0 | 0 | 0 | 0 | 0 | 0 | 0 | 0 | 12 | 1
NO |  | 149 | 2016 | 0 | 1 | 1 |  |  | Summary | 0 | 0 |  | 0 | 0 | 0 |  | 0 | 0 | 0 | 0 | 0 | 0 | 0 | 0 | 661490045 | 0 | 0 | 0 | 0 | 0 | 0 | 0 | 0 | 0 | 0 | 0 | 0 | 0 | 0 | 12 | 1
NO |  | 149 | 2016 | 0 | 3 | 3 |  |  | Jointly Owned | 0 | 0 |  | 0 | 0 | 0 |  | 0 | 0 | 0 | 0 | 0 | 0 | 0 | 0 | 0 | 0 | 0 | 0 | 0 | 0 | 0 | 0 | 0 | 0 | 0 | 0 | 0 | 0 | 0 | 12 | 1
NO |  | 149 | 2016 | 0 | 4 | 4 |  |  | 500KV | 0 | 0 | SP | 13.65 | 0 | 0 |  | 0 | 21034 | 21034 | 9154 | 296188 | 0 | 305342 | 0 | 0 | 0 | 0 | 661490046 | 0 | 0 | 0 | 0 | 0 | 0 | 0 | 0 | 0 | 0 | 0 | 12 | 1
NO |  | 149 | 2016 | 0 | 5 | 5 |  |  | 500KV | 0 | 0 | ST | 45.42 | 0 | 0 |  | 22334176 | 56038564 | 78372740 | 30461 | 985558 | 0 | 1016019 | 0 | 0 | 0 | 0 | 0 | 0 | 0 | 0 | 0 | 0 | 0 | 0 | 0 | 0 | 0 | 0 | 12 | 1
NO |  | 149 | 2016 | 0 | 6 | 6 |  |  | 500KV | 0 | 0 | S/AT | 127.23 | 0 | 0 |  | 0 | 0 | 0 | 85328 | 2760734 | 0 | 2846062 | 0 | 0 | 0 | 0 | 0 | 0 | 0 | 0 | 0 | 0 | 0 | 0 | 0 | 0 | 0 | 0 | 12 | 1
NO |  | 149 | 2016 | 0 | 7 | 7 |  |  | 345KV | 0 | 0 | ST | 1.89 | 1.88 | 0 |  | 262539 | 2615068 | 2877607 | 2528 | 81804 | 0 | 84332 | 0 | 0 | 0 | 0 | 0 | 0 | 0 | 0 | 0 | 0 | 0 | 0 | 0 | 0 | 0 | 0 | 12 | 1
NO |  | 149 | 2016 | 0 | 9 | 9 |  |  | Wholly Owned | 0 | 0 |  | 0 | 0 | 0 |  | 0 | 0 | 0 | 0 | 0 | 0 | 0 | 0 | 0 | 0 | 0 | 0 | 0 | 0 | 0 | 0 | 0 | 0 | 0 | 0 | 0 | 0 | 0 | 12 | 1
NO |  | 149 | 2016 | 0 | 10 | 10 |  |  | 500KV | 0 | 0 | SP | 44.59 | 0 | 0 |  | 2177286 | 262364973 | 264542259 | 29905 | 967548 | 0 | 997453 | 0 | 0 | 0 | 0 | 0 | 0 | 0 | 0 | 0 | 0 | 0 | 0 | 0 | 0 | 0 | 0 | 12 | 1
NO |  | 149 | 2016 | 0 | 11 | 11 |  |  | 500KV | 0 | 0 | ST | 253.07 | 0 | 0 |  | 23814577 | 399913772 | 423728349 | 169723 | 5491306 | 0 | 5661029 | 0 | 0 | 0 | 0 | 0 | 0 | 0 | 0 | 0 | 0 | 0 | 0 | 0 | 0 | 0 | 0 | 12 | 1
NO |  | 149 | 2016 | 0 | 12 | 12 |  |  | 500KV | 0 | 0 | S/AT | 0.1 | 0 | 0 |  | 0 | 0 | 0 | 67 | 2170 | 0 | 2237 | 0 | 0 | 0 | 0 | 0 | 0 | 0 | 0 | 0 | 0 | 0 | 0 | 0 | 0 | 0 | 0 | 12 | 1
NO |  | 149 | 2016 | 0 | 13 | 13 |  |  | 345KV | 0 | 0 | HPFF | 21.61 | 0 | 0 |  | 352079 | 54458866 | 54810945 | 73907 | 985756 | 0 | 1059663 | 0 | 0 | 0 | 0 | 0 | 0 | 0 | 0 | 0 | 0 | 0 | 0 | 0 | 0 | 0 | 0 | 12 | 1
NO |  | 149 | 2016 | 0 | 14 | 14 |  |  | 345KV | 0 | 0 | SP | 7.01 | 7.01 | 0 |  | 0 | 0 | 0 | 9403 | 304217 | 0 | 313620 | 0 | 0 | 0 | 0 | 0 | 0 | 0 | 0 | 0 | 0 | 0 | 0 | 0 | 0 | 0 | 0 | 12 | 1
NO |  | 149 | 2016 | 0 | 15 | 15 |  |  | 230KV | 0 | 0 | AT | 22.59 | 10.55 | 0 |  | 0 | 1818326 | 1818326 | 22226 | 719097 | 120505 | 861828 | 0 | 0 | 0 | 0 | 0 | 0 | 0 | 0 | 0 | 0 | 0 | 0 | 0 | 0 | 0 | 0 | 12 | 1
NO |  | 149 | 2016 | 0 | 16 | 16 |  |  |  | 0 | 0 | ST | 230.38 | 118.12 | 0 |  | 27375598 | 366245298 | 393620896 | 233723 | 7562019 | 1267227 | 9062969 | 0 | 0 | 0 | 0 | 0 | 0 | 0 | 0 | 0 | 0 | 0 | 0 | 0 | 0 | 0 | 0 | 12 | 1
NO |  | 149 | 2016 | 0 | 17 | 17 |  |  |  | 0 | 0 | S/AT | 63.33 | 35.95 | 0 |  | 0 | 0 | 0 | 66583 | 2154253 | 361005 | 2581841 | 0 | 0 | 0 | 0 | 0 | 0 | 0 | 0 | 0 | 0 | 0 | 0 | 0 | 0 | 0 | 0 | 12 | 1
NO |  | 149 | 2016 | 0 | 18 | 18 |  |  |  | 0 | 0 | SP | 89.28 | 38.78 | 0 |  | 1794787 | 525854279 | 527649066 | 85888 | 2778863 | 465676 | 3330427 | 0 | 0 | 0 | 0 | 0 | 0 | 0 | 0 | 0 | 0 | 0 | 0 | 0 | 0 | 0 | 0 | 12 | 1
NO |  | 149 | 2016 | 0 | 19 | 19 |  |  |  | 0 | 0 | H | 2.2 | 0.12 | 0 |  | 0 | 0 | 0 | 1556 | 50341 | 8436 | 60333 | 0 | 0 | 0 | 0 | 0 | 0 | 0 | 0 | 0 | 0 | 0 | 0 | 0 | 0 | 0 | 0 | 12 | 1
NO |  | 149 | 2016 | 0 | 20 | 20 |  |  |  | 0 | 0 | HPFF | 171.74 | 0 | 0 |  | 3850126 | 1218508052 | 1222358178 | 587358 | 7834048 | 0 | 8421406 | 0 | 0 | 0 | 0 | 0 | 0 | 0 | 0 | 0 | 0 | 0 | 0 | 0 | 0 | 0 | 0 | 12 | 1
NO |  | 149 | 2016 | 0 | 21 | 21 |  |  |  | 0 | 0 | RRO | 20.11 | 15.02 | 0 |  | 0 | 107212114 | 107212114 | 23560 | 762278 | 127741 | 913579 | 0 | 0 | 0 | 0 | 0 | 0 | 0 | 0 | 0 | 0 | 0 | 0 | 0 | 0 | 0 | 0 | 12 | 1
NO |  | 149 | 2016 | 0 | 23 | 23 |  |  | 138KV | 0 | 0 | HPFF | 90.62 | 0 | 0 |  | 125056 | 276992571 | 277117627 | 309924 | 4133699 | 0 | 4443623 | 0 | 0 | 0 | 0 | 0 | 0 | 0 | 0 | 0 | 0 | 0 | 0 | 0 | 0 | 0 | 0 | 12 | 1
NO |  | 149 | 2016 | 0 | 24 | 24 |  |  |  | 0 | 0 | UCB | 0 | 0 | 0 |  | 0 | 70737 | 70737 | 0 | 0 | 0 | 0 | 0 | 0 | 0 | 0 | 0 | 0 | 0 | 0 | 0 | 0 | 0 | 0 | 0 | 0 | 0 | 0 | 12 | 1
NO |  | 149 | 2016 | 0 | 25 | 25 |  |  |  | 0 | 0 | HPGF | 0 | 0 | 0 |  | 0 | 6803148 | 6803148 | 0 | 0 | 0 | 0 | 0 | 0 | 0 | 0 | 0 | 0 | 0 | 0 | 0 | 0 | 0 | 0 | 0 | 0 | 0 | 0 | 12 | 1
NO |  | 149 | 2016 | 0 | 26 | 26 |  |  |  | 0 | 0 | ST | 58.8 | 54.07 | 0 |  | 2970355 | 17134189 | 20104544 | 75697 | 2449139 | 0 | 2524836 | 0 | 0 | 0 | 0 | 0 | 0 | 0 | 0 | 0 | 0 | 0 | 0 | 0 | 0 | 0 | 0 | 12 | 1
NO |  | 149 | 2016 | 0 | 27 | 27 |  |  |  | 0 | 0 | AT | 0 | 3.65 | 0 |  | 139946 | 0 | 139946 | 2448 | 79200 | 0 | 81648 | 0 | 0 | 0 | 0 | 0 | 0 | 0 | 0 | 0 | 0 | 0 | 0 | 0 | 0 | 0 | 0 | 12 | 1
NO |  | 149 | 2016 | 0 | 28 | 28 |  |  |  | 0 | 0 | SP | 1.35 | 0.04 | 0 |  | 0 | 20377780 | 20377780 | 932 | 30161 | 0 | 31093 | 0 | 0 | 0 | 0 | 0 | 0 | 0 | 0 | 0 | 0 | 0 | 0 | 0 | 0 | 0 | 0 | 12 | 1
NO |  | 149 | 2016 | 0 | 29 | 29 |  |  |  | 0 | 0 | S/AT | 0.24 | 0 | 0 |  | 0 | 0 | 0 | 161 | 5208 | 0 | 5369 | 0 | 0 | 0 | 0 | 0 | 0 | 0 | 0 | 0 | 0 | 0 | 0 | 0 | 0 | 0 | 0 | 12 | 1
NO |  | 149 | 2016 | 0 | 30 | 30 |  |  |  | 0 | 0 | H | 0 | 0 | 0 |  | 0 | 0 | 0 | 0 | 0 | 0 | 0 | 0 | 0 | 0 | 0 | 0 | 0 | 0 | 0 | 0 | 0 | 0 | 0 | 0 | 0 | 0 | 0 | 12 | 1
SI/SI | A | 149 | 2016 | 0 | 32 | 32 |  |  | 69kV | 0 | 0 | ST | 9.72 | 2.96 | 0 |  | 18640 | 36894138 | 36912778 | 8504 | 275140 | 0 | 283644 | 0 | 0 | 0 | 0 | 0 | 0 | 0 | 0 | 0 | 0 | 0 | 0 | 0 | 0 | 0 | 0 | 12 | 1
SI/SI | A | 149 | 2016 | 0 | 33 | 33 |  |  |  | 0 | 0 | UCB | 21.16 | 0 | 0 |  | 3758902 | 88941563 | 92700465 | 72385 | 965457 | 0 | 1037842 | 0 | 0 | 0 | 0 | 0 | 0 | 0 | 0 | 0 | 0 | 0 | 0 | 0 | 0 | 0 | 0 | 12 | 1
SI/SI | A | 149 | 2016 | 0 | 34 | 34 |  |  |  | 0 | 0 | WP | 254.73 | 0 | 0 |  | 5837404 | 566086131 | 571923535 | 170836 | 5527326 | 0 | 5698162 | 0 | 0 | 0 | 0 | 0 | 0 | 0 | 0 | 0 | 0 | 0 | 0 | 0 | 0 | 0 | 0 | 12 | 1
NO |  | 149 | 2016 | 0 | 35 | 35 |  |  |  | 0 | 0 | EPR | 0 | 0 | 0 |  | 0 | 0 | 0 | 0 | 0 | 0 | 0 | 0 | 0 | 0 | 0 | 0 | 0 | 0 | 0 | 0 | 0 | 0 | 0 | 0 | 0 | 0 | 0 | 12 | 1
NO |  | 149 | 2016 | 0 | 36 | 36 |  | TOTAL |  | 0 | 0 |  | 1550.83 | 288.15 | 515 |  | 94811471 | 4008350603 | 4103162074 | 2072257 | 47201510 | 2350590 | 51624357 | 0 | 0 | 0 | 0 | 0 | 0 | 0 | 0 | 0 | 0 | 0 | 0 | 0 | 0 | 0 | 0 | 12 | 1
NO |  | 149 | 2016 | 1 | 2 | 2 |  | Conemaugh | Maryland Border | 500 | 500 | ST | 29.21 | 0 | 2 | 2493 ACAR | 0 | 0 | 0 | 0 | 0 | 0 | 0 | 661490047 | 0 | 0 | 0 | 0 | 0 | 0 | 0 | 0 | 0 | 0 | 0 | 0 | 0 | 0 | 0 | 12 | 1
NO |  | 149 | 2016 | 1 | 4 | 4 |  | Hope Creek | Red Lion (River Crossing) | 500 | 500 | S/AT | 19.41 | 0 | 2 | 2493 ACAR | 0 | 0 | 0 | 0 | 0 | 0 | 0 | 661490048 | 0 | 0 | 0 | 0 | 0 | 0 | 0 | 0 | 0 | 0 | 0 | 0 | 0 | 0 | 0 | 12 | 1
NO |  | 149 | 2016 | 1 | 6 | 6 |  | Deans | Branchburg | 500 | 500 | ST | 16.21 | 0 | 2 | 2493 ACAR | 0 | 0 | 0 | 0 | 0 | 0 | 0 | 661490049 | 0 | 0 | 0 | 0 | 0 | 0 | 0 | 0 | 0 | 0 | 0 | 0 | 0 | 0 | 0 | 12 | 1
NO |  | 149 | 2016 | 1 | 7 | 7 |  |  |  | 500 | 500 | SP | 3.32 | 0 | 2 | 2493 ACAR | 0 | 0 | 0 | 0 | 0 | 0 | 0 | 0 | 0 | 0 | 0 | 0 | 0 | 0 | 0 | 0 | 0 | 0 | 0 | 0 | 0 | 0 | 0 | 12 | 1
NO |  | 149 | 2016 | 1 | 9 | 9 |  | East Windsor | Deans | 500 | 500 | SP | 9.13 | 0 | 2 | 2493 ACAR | 0 | 0 | 0 | 0 | 0 | 0 | 0 | 661490050 | 0 | 0 | 0 | 0 | 0 | 0 | 0 | 0 | 0 | 0 | 0 | 0 | 0 | 0 | 0 | 12 | 1
NO |  | 149 | 2016 | 1 | 10 | 10 |  |  |  | 500 | 500 | S/AT | 6.24 | 0 | 2 | 2493 ACAR | 0 | 0 | 0 | 0 | 0 | 0 | 0 | 0 | 0 | 0 | 0 | 0 | 0 | 0 | 0 | 0 | 0 | 0 | 0 | 0 | 0 | 0 | 0 | 12 | 1
NO |  | 149 | 2016 | 1 | 12 | 12 |  | Salem | New Freedom | 500 | 500 | S/AT | 50.28 | 0 | 2 | 2493 ACAR | 0 | 0 | 0 | 0 | 0 | 0 | 0 | 661490051 | 0 | 0 | 0 | 0 | 0 | 0 | 0 | 0 | 0 | 0 | 0 | 0 | 0 | 0 | 0 | 12 | 1
NO |  | 149 | 2016 | 1 | 14 | 14 |  | New Freedom | East Windsor | 500 | 500 | S/AT | 51.3 | 0 | 2 | 2493 ACAR | 0 | 0 | 0 | 0 | 0 | 0 | 0 | 661490052 | 0 | 0 | 0 | 0 | 0 | 0 | 0 | 0 | 0 | 0 | 0 | 0 | 0 | 0 | 0 | 12 | 1
NO |  | 149 | 2016 | 1 | 15 | 15 |  |  |  | 500 | 500 | SP | 1.2 | 0 | 2 | 2493 ACAR | 0 | 0 | 0 | 0 | 0 | 0 | 0 | 0 | 0 | 0 | 0 | 0 | 0 | 0 | 0 | 0 | 0 | 0 | 0 | 0 | 0 | 0 | 0 | 12 | 1
NO |  | 149 | 2016 | 1 | 17 | 17 |  | So. Mahwah | Ramapo | 345 | 345 | ST | 1.89 | 0 | 1 | 1590 ACSR | 0 | 0 | 0 | 0 | 0 | 0 | 0 | 661490053 | 0 | 0 | 0 | 0 | 0 | 0 | 0 | 0 | 0 | 0 | 0 | 0 | 0 | 0 | 0 | 12 | 1
NO |  | 149 | 2016 | 1 | 19 | 19 |  | Branchburg | Alburtis | 500 | 500 | ST | 49.07 | 0 | 2 | 2493 ACAR | 0 | 0 | 0 | 0 | 0 | 0 | 0 | 0 | 0 | 0 | 0 | 0 | 0 | 0 | 0 | 0 | 0 | 0 | 0 | 0 | 0 | 0 | 0 | 12 | 1
NO |  | 149 | 2016 | 1 | 21 | 21 |  | Branchburg | Elroy | 500 | 500 | ST | 14.68 | 0 | 2 | 2493 ACAR | 0 | 0 | 0 | 0 | 0 | 0 | 0 | 0 | 0 | 0 | 0 | 0 | 0 | 0 | 0 | 0 | 0 | 0 | 0 | 0 | 0 | 0 | 0 | 12 | 1
NO |  | 149 | 2016 | 1 | 22 | 22 |  |  |  | 500 | 500 | SP | 27.32 | 0 | 2 | 2493 ACAR | 0 | 0 | 0 | 0 | 0 | 0 | 0 | 0 | 0 | 0 | 0 | 0 | 0 | 0 | 0 | 0 | 0 | 0 | 0 | 0 | 0 | 0 | 0 | 12 | 1
NO |  | 149 | 2016 | 1 | 24 | 24 |  | Hopatcong | Ramapo | 500 | 500 | ST | 34.21 | 0 | 2 | 2493 ACAR | 0 | 0 | 0 | 0 | 0 | 0 | 0 | 0 | 0 | 0 | 0 | 0 | 0 | 0 | 0 | 0 | 0 | 0 | 0 | 0 | 0 | 0 | 0 | 12 | 1
NO |  | 149 | 2016 | 1 | 26 | 26 |  | Salem | Orchard | 500 | 500 | ST | 18.97 | 0 | 2 | 2493 ACAR | 0 | 0 | 0 | 0 | 0 | 0 | 0 | 0 | 0 | 0 | 0 | 0 | 0 | 0 | 0 | 0 | 0 | 0 | 0 | 0 | 0 | 0 | 0 | 12 | 1
NO |  | 149 | 2016 | 1 | 28 | 28 |  | Hope Creek | New Freedom | 500 | 500 | ST | 42.6 | 0 | 2 | 2493 ACAR | 0 | 0 | 0 | 0 | 0 | 0 | 0 | 0 | 0 | 0 | 0 | 0 | 0 | 0 | 0 | 0 | 0 | 0 | 0 | 0 | 0 | 0 | 0 | 12 | 1
NO |  | 149 | 2016 | 1 | 29 | 29 |  |  |  | 500 | 500 | SP | 0.27 | 0 | 2 | 2493 ACAR | 0 | 0 | 0 | 0 | 0 | 0 | 0 | 0 | 0 | 0 | 0 | 0 | 0 | 0 | 0 | 0 | 0 | 0 | 0 | 0 | 0 | 0 | 0 | 12 | 1
NO |  | 149 | 2016 | 1 | 31 | 31 |  | Salem | Hope Creek | 500 | 500 | ST | 0.33 | 0 | 2 | 2493 ACAR | 0 | 0 | 0 | 0 | 0 | 0 | 0 | 0 | 0 | 0 | 0 | 0 | 0 | 0 | 0 | 0 | 0 | 0 | 0 | 0 | 0 | 0 | 0 | 12 | 1
NO |  | 149 | 2016 | 1 | 32 | 32 |  |  |  | 500 | 500 | S/AT | 0.1 | 0 | 2 | 2493 ACAR | 0 | 0 | 0 | 0 | 0 | 0 | 0 | 0 | 0 | 0 | 0 | 0 | 0 | 0 | 0 | 0 | 0 | 0 | 0 | 0 | 0 | 0 | 0 | 12 | 1
NO |  | 149 | 2016 | 1 | 34 | 34 |  | Orchard | New Freedom | 500 | 500 | ST | 20.36 | 0 | 2 | 2493 ACAR | 0 | 0 | 0 | 0 | 0 | 0 | 0 | 0 | 0 | 0 | 0 | 0 | 0 | 0 | 0 | 0 | 0 | 0 | 0 | 0 | 0 | 0 | 0 | 12 | 1
NO |  | 149 | 2016 | 1 | 35 | 35 |  |  |  | 500 | 500 | SP | 2.45 | 0 | 2 | 1590 ACSR | 0 | 0 | 0 | 0 | 0 | 0 | 0 | 0 | 0 | 0 | 0 | 0 | 0 | 0 | 0 | 0 | 0 | 0 | 0 | 0 | 0 | 0 | 0 | 12 | 1
NO |  | 149 | 2016 | 2 | 2 | 2 |  | Hopatcong | Branchburg | 500 | 500 | ST | 40.03 | 0 | 2 | 2493 ACAR | 0 | 0 | 0 | 0 | 0 | 0 | 0 | 0 | 0 | 0 | 0 | 0 | 0 | 0 | 0 | 0 | 0 | 0 | 0 | 0 | 0 | 0 | 0 | 12 | 1
NO |  | 149 | 2016 | 2 | 4 | 4 |  | Roseland | Hopatcong | 500 | 500 | ST | 15.24 | 0 | 3 | 1590 ACSR | 0 | 0 | 0 | 0 | 0 | 0 | 0 | 0 | 0 | 0 | 0 | 0 | 0 | 0 | 0 | 0 | 0 | 0 | 0 | 0 | 0 | 0 | 0 | 12 | 1
NO |  | 149 | 2016 | 2 | 5 | 5 |  |  |  | 500 | 500 | SP | 9.95 | 0 | 3 | 2493 ACAR | 0 | 0 | 0 | 0 | 0 | 0 | 0 | 0 | 0 | 0 | 0 | 0 | 0 | 0 | 0 | 0 | 0 | 0 | 0 | 0 | 0 | 0 | 0 | 12 | 1
NO |  | 149 | 2016 | 2 | 7 | 7 |  | Hopatcong | Bushkill | 500 | 500 | ST | 17.58 | 0 | 3 | 1590 ACSR | 0 | 0 | 0 | 0 | 0 | 0 | 0 | 0 | 0 | 0 | 0 | 0 | 0 | 0 | 0 | 0 | 0 | 0 | 0 | 0 | 0 | 0 | 0 | 12 | 1
NO |  | 149 | 2016 | 2 | 8 | 8 |  |  |  | 500 | 500 | SP | 4.6 | 0 | 3 | 1590 ACSR | 0 | 0 | 0 | 0 | 0 | 0 | 0 | 0 | 0 | 0 | 0 | 0 | 0 | 0 | 0 | 0 | 0 | 0 | 0 | 0 | 0 | 0 | 0 | 12 | 1
NO |  | 149 | 2016 | 2 | 10 | 10 |  | Hudson | Farragut | 345 | 345 | HPFF | 5.31 | 0 | 1 | 2000 KCM CU | 0 | 0 | 0 | 0 | 0 | 0 | 0 | 0 | 0 | 0 | 0 | 0 | 0 | 0 | 0 | 0 | 0 | 0 | 0 | 0 | 0 | 0 | 0 | 12 | 1
NO |  | 149 | 2016 | 2 | 11 | 11 |  |  |  | 345 | 345 | HPFF | 5.36 | 0 | 1 | 2000 KCM CU | 0 | 0 | 0 | 0 | 0 | 0 | 0 | 0 | 0 | 0 | 0 | 0 | 0 | 0 | 0 | 0 | 0 | 0 | 0 | 0 | 0 | 0 | 0 | 12 | 1
NO |  | 149 | 2016 | 2 | 13 | 13 |  | Marion | Bergen | 345 | 345 | SP | 7.01 | 0 | 2 | 1590 ACSR | 0 | 0 | 0 | 0 | 0 | 0 | 0 | 0 | 0 | 0 | 0 | 0 | 0 | 0 | 0 | 0 | 0 | 0 | 0 | 0 | 0 | 0 | 0 | 12 | 1
NO |  | 149 | 2016 | 2 | 14 | 14 |  |  |  | 345 | 345 | SP | 0 | 7.01 | 2 | 1590 ACSR | 0 | 0 | 0 | 0 | 0 | 0 | 0 | 0 | 0 | 0 | 0 | 0 | 0 | 0 | 0 | 0 | 0 | 0 | 0 | 0 | 0 | 0 | 0 | 12 | 1
NO |  | 149 | 2016 | 2 | 16 | 16 |  | Waldwick | So. Mahwah | 345 | 345 | HPFF | 5.45 | 0 | 1 | 3500 KCM CU | 0 | 0 | 0 | 0 | 0 | 0 | 0 | 0 | 0 | 0 | 0 | 0 | 0 | 0 | 0 | 0 | 0 | 0 | 0 | 0 | 0 | 0 | 0 | 12 | 1
NO |  | 149 | 2016 | 2 | 17 | 17 |  |  |  | 345 | 345 | HPFF | 5.49 | 0 | 1 | 3500 KCM CU | 0 | 0 | 0 | 0 | 0 | 0 | 0 | 0 | 0 | 0 | 0 | 0 | 0 | 0 | 0 | 0 | 0 | 0 | 0 | 0 | 0 | 0 | 0 | 12 | 1
NO |  | 149 | 2016 | 2 | 19 | 19 |  | So. Mahwah | Ramapo | 345 | 345 | ST | 0 | 1.88 | 1 | 1590 ACSR | 0 | 0 | 0 | 0 | 0 | 0 | 0 | 0 | 0 | 0 | 0 | 0 | 0 | 0 | 0 | 0 | 0 | 0 | 0 | 0 | 0 | 0 | 0 | 12 | 1
NO |  | 149 | 2016 | 2 | 21 | 21 |  | Bergen | Bergen | 230 | 230 | SP | 0.1 | 0 | 1 | 1590 ACSR | 0 | 0 | 0 | 0 | 0 | 0 | 0 | 0 | 0 | 0 | 0 | 0 | 0 | 0 | 0 | 0 | 0 | 0 | 0 | 0 | 0 | 0 | 0 | 12 | 1
NO |  | 149 | 2016 | 2 | 23 | 23 |  | Mercer | Lawrence -to - Kuser Rd. | 230 | 230 | AT | 6.36 | 0 | 1 | 1590 ACSR | 0 | 0 | 0 | 0 | 0 | 0 | 0 | 0 | 0 | 0 | 0 | 0 | 0 | 0 | 0 | 0 | 0 | 0 | 0 | 0 | 0 | 0 | 0 | 12 | 1
NO |  | 149 | 2016 | 2 | 24 | 24 |  |  |  | 230 | 230 | ST | 4.02 | 0 | 1 | 1590 ACSR | 0 | 0 | 0 | 0 | 0 | 0 | 0 | 0 | 0 | 0 | 0 | 0 | 0 | 0 | 0 | 0 | 0 | 0 | 0 | 0 | 0 | 0 | 0 | 12 | 1
NO |  | 149 | 2016 | 2 | 26 | 26 |  | Essex | Hudson | 230 | 230 | ST | 2.81 | 0 | 1 | 1590 ACSR | 0 | 0 | 0 | 0 | 0 | 0 | 0 | 0 | 0 | 0 | 0 | 0 | 0 | 0 | 0 | 0 | 0 | 0 | 0 | 0 | 0 | 0 | 0 | 12 | 1
NO |  | 149 | 2016 | 2 | 27 | 27 |  |  |  | 230 | 230 | S/AT | 1.98 | 0 | 1 | 1590 ACSR | 0 | 0 | 0 | 0 | 0 | 0 | 0 | 0 | 0 | 0 | 0 | 0 | 0 | 0 | 0 | 0 | 0 | 0 | 0 | 0 | 0 | 0 | 0 | 12 | 1
NO |  | 149 | 2016 | 2 | 28 | 28 |  |  |  | 230 | 230 | RRO | 1.31 | 0 | 1 | 1590 ACSR | 0 | 0 | 0 | 0 | 0 | 0 | 0 | 0 | 0 | 0 | 0 | 0 | 0 | 0 | 0 | 0 | 0 | 0 | 0 | 0 | 0 | 0 | 0 | 12 | 1
NO |  | 149 | 2016 | 2 | 29 | 29 |  |  |  | 230 | 230 | SP | 0.16 | 0 | 1 | 1590 ACSR | 0 | 0 | 0 | 0 | 0 | 0 | 0 | 0 | 0 | 0 | 0 | 0 | 0 | 0 | 0 | 0 | 0 | 0 | 0 | 0 | 0 | 0 | 0 | 12 | 1
NO |  | 149 | 2016 | 2 | 31 | 31 |  | Linden | Gulf Oil (customer) | 230 | 230 | ST | 2.86 | 0 | 2 | 804.5 ACSR | 0 | 0 | 0 | 0 | 0 | 0 | 0 | 0 | 0 | 0 | 0 | 0 | 0 | 0 | 0 | 0 | 0 | 0 | 0 | 0 | 0 | 0 | 0 | 12 | 1
NO |  | 149 | 2016 | 2 | 32 | 32 |  |  |  | 230 | 230 | SP | 0.13 | 0 | 1 | 1590 ACSR | 0 | 0 | 0 | 0 | 0 | 0 | 0 | 0 | 0 | 0 | 0 | 0 | 0 | 0 | 0 | 0 | 0 | 0 | 0 | 0 | 0 | 0 | 0 | 12 | 1
NO |  | 149 | 2016 | 2 | 34 | 34 |  | Burlington | Camden -to- Cinnaminson | 230 | 230 | ST | 0.52 | 0 | 1 | 1590 ACSR | 0 | 0 | 0 | 0 | 0 | 0 | 0 | 0 | 0 | 0 | 0 | 0 | 0 | 0 | 0 | 0 | 0 | 0 | 0 | 0 | 0 | 0 | 0 | 12 | 1
NO |  | 149 | 2016 | 2 | 35 | 35 |  |  |  | 230 | 230 | ST | 2.36 | 0 | 1 | 1033.5 ACSS | 0 | 0 | 0 | 0 | 0 | 0 | 0 | 0 | 0 | 0 | 0 | 0 | 0 | 0 | 0 | 0 | 0 | 0 | 0 | 0 | 0 | 0 | 0 | 12 | 1
NO |  | 149 | 2016 | 3 | 1 | 1 |  | Burlington | Camden -to- Cinnaminson | 230 | 230 | S/AT | 0.16 | 0 | 1 | 1033.5 ACSS | 0 | 0 | 0 | 0 | 0 | 0 | 0 | 0 | 0 | 0 | 0 | 0 | 0 | 0 | 0 | 0 | 0 | 0 | 0 | 0 | 0 | 0 | 0 | 12 | 1
NO |  | 149 | 2016 | 3 | 2 | 2 |  |  |  | 230 | 230 | S/AT | 7.9 | 0 | 1 | 1590 ACSR | 0 | 0 | 0 | 0 | 0 | 0 | 0 | 0 | 0 | 0 | 0 | 0 | 0 | 0 | 0 | 0 | 0 | 0 | 0 | 0 | 0 | 0 | 0 | 12 | 1
NO |  | 149 | 2016 | 3 | 3 | 3 |  |  |  | 230 | 230 | SP | 2.72 | 0 | 1 | 1590 ACSR | 0 | 0 | 0 | 0 | 0 | 0 | 0 | 0 | 0 | 0 | 0 | 0 | 0 | 0 | 0 | 0 | 0 | 0 | 0 | 0 | 0 | 0 | 0 | 12 | 1
NO |  | 149 | 2016 | 3 | 5 | 5 |  | Bergen | Athenia | 230 | 345 | HPFF | 11.54 | 0 | 1 | 3500KCM CU | 0 | 0 | 0 | 0 | 0 | 0 | 0 | 0 | 0 | 0 | 0 | 0 | 0 | 0 | 0 | 0 | 0 | 0 | 0 | 0 | 0 | 0 | 0 | 12 | 1
NO |  | 149 | 2016 | 3 | 7 | 7 |  | Waldwick | Waldwick | 230 | 230 | HPFF | 0.14 | 0 | 1 | 3500 KCM CU | 0 | 0 | 0 | 0 | 0 | 0 | 0 | 0 | 0 | 0 | 0 | 0 | 0 | 0 | 0 | 0 | 0 | 0 | 0 | 0 | 0 | 0 | 0 | 12 | 1
NO |  | 149 | 2016 | 3 | 9 | 9 |  | Mercer | Trenton | 230 | 230 | AT | 4.03 | 0 | 1 | 1590 ACSR | 0 | 0 | 0 | 0 | 0 | 0 | 0 | 0 | 0 | 0 | 0 | 0 | 0 | 0 | 0 | 0 | 0 | 0 | 0 | 0 | 0 | 0 | 0 | 12 | 1
NO |  | 149 | 2016 | 3 | 11 | 11 |  | Cedar Grove | Athenia -to- Clifton | 230 | 230 | AT | 3.32 | 0 | 1 | 1590 ACSR | 0 | 0 | 0 | 0 | 0 | 0 | 0 | 0 | 0 | 0 | 0 | 0 | 0 | 0 | 0 | 0 | 0 | 0 | 0 | 0 | 0 | 0 | 0 | 12 | 1
NO |  | 149 | 2016 | 3 | 12 | 12 |  |  |  | 230 | 230 | ST | 0.25 | 0 | 1 | 1590 ACSR | 0 | 0 | 0 | 0 | 0 | 0 | 0 | 0 | 0 | 0 | 0 | 0 | 0 | 0 | 0 | 0 | 0 | 0 | 0 | 0 | 0 | 0 | 0 | 12 | 1
NO |  | 149 | 2016 | 3 | 13 | 13 |  |  |  | 230 | 230 | SP | 0.15 | 0 | 1 | 1590 ACSR | 0 | 0 | 0 | 0 | 0 | 0 | 0 | 0 | 0 | 0 | 0 | 0 | 0 | 0 | 0 | 0 | 0 | 0 | 0 | 0 | 0 | 0 | 0 | 12 | 1
NO |  | 149 | 2016 | 3 | 15 | 15 |  | Linden #2 | Tosco (Customer) | 230 | 230 | SP | 0.08 | 0 | 1 | 1590 ACSS | 0 | 0 | 0 | 0 | 0 | 0 | 0 | 0 | 0 | 0 | 0 | 0 | 0 | 0 | 0 | 0 | 0 | 0 | 0 | 0 | 0 | 0 | 0 | 12 | 1
NO |  | 149 | 2016 | 3 | 16 | 16 |  |  |  | 230 | 230 | ST | 0.77 | 0 | 1 | 1590 ACSS | 0 | 0 | 0 | 0 | 0 | 0 | 0 | 0 | 0 | 0 | 0 | 0 | 0 | 0 | 0 | 0 | 0 | 0 | 0 | 0 | 0 | 0 | 0 | 12 | 1
NO |  | 149 | 2016 | 3 | 18 | 18 |  | Burlington | Cinnaminson -to- Levittown | 230 | 230 | ST | 0.48 | 0 | 1 | 1590 ACSR | 0 | 0 | 0 | 0 | 0 | 0 | 0 | 0 | 0 | 0 | 0 | 0 | 0 | 0 | 0 | 0 | 0 | 0 | 0 | 0 | 0 | 0 | 0 | 12 | 1
NO |  | 149 | 2016 | 3 | 19 | 19 |  |  |  | 230 | 230 | ST | 8.3 | 0 | 1 | 1033.5 ACSS | 0 | 0 | 0 | 0 | 0 | 0 | 0 | 0 | 0 | 0 | 0 | 0 | 0 | 0 | 0 | 0 | 0 | 0 | 0 | 0 | 0 | 0 | 0 | 12 | 1
NO |  | 149 | 2016 | 3 | 20 | 20 |  |  |  | 230 | 230 | SP | 0.13 | 0 | 1 | 1033.5 ACSS | 0 | 0 | 0 | 0 | 0 | 0 | 0 | 0 | 0 | 0 | 0 | 0 | 0 | 0 | 0 | 0 | 0 | 0 | 0 | 0 | 0 | 0 | 0 | 12 | 1
NO |  | 149 | 2016 | 3 | 21 | 21 |  |  |  | 230 | 230 | SP | 0.02 | 0 | 1 | 1590 ACSR | 0 | 0 | 0 | 0 | 0 | 0 | 0 | 0 | 0 | 0 | 0 | 0 | 0 | 0 | 0 | 0 | 0 | 0 | 0 | 0 | 0 | 0 | 0 | 12 | 1
NO |  | 149 | 2016 | 3 | 23 | 23 |  | Kearny | Kingsland | 230 | 230 | H | 0 | 0.12 | 1 | 1590 ACSS | 0 | 0 | 0 | 0 | 0 | 0 | 0 | 0 | 0 | 0 | 0 | 0 | 0 | 0 | 0 | 0 | 0 | 0 | 0 | 0 | 0 | 0 | 0 | 12 | 1
NO |  | 149 | 2016 | 3 | 24 | 24 |  |  |  | 230 | 230 | ST | 0 | 0.92 | 1 | 1590 ACSR | 0 | 0 | 0 | 0 | 0 | 0 | 0 | 0 | 0 | 0 | 0 | 0 | 0 | 0 | 0 | 0 | 0 | 0 | 0 | 0 | 0 | 0 | 0 | 12 | 1
NO |  | 149 | 2016 | 3 | 25 | 25 |  |  |  | 230 | 230 | ST | 1.88 | 0.05 | 1 | 1590 ACSS | 0 | 0 | 0 | 0 | 0 | 0 | 0 | 0 | 0 | 0 | 0 | 0 | 0 | 0 | 0 | 0 | 0 | 0 | 0 | 0 | 0 | 0 | 0 | 12 | 1
NO |  | 149 | 2016 | 3 | 26 | 26 |  |  |  | 230 | 230 | S/AT | 0 | 0.47 | 1 | 1590 ACSS | 0 | 0 | 0 | 0 | 0 | 0 | 0 | 0 | 0 | 0 | 0 | 0 | 0 | 0 | 0 | 0 | 0 | 0 | 0 | 0 | 0 | 0 | 0 | 12 | 1
NO |  | 149 | 2016 | 3 | 27 | 27 |  |  |  | 230 | 230 | SP | 0 | 0.08 | 2 | 1033.5 ACSS | 0 | 0 | 0 | 0 | 0 | 0 | 0 | 0 | 0 | 0 | 0 | 0 | 0 | 0 | 0 | 0 | 0 | 0 | 0 | 0 | 0 | 0 | 0 | 12 | 1
NO |  | 149 | 2016 | 3 | 28 | 28 |  |  |  | 230 | 230 | SP | 0 | 1.07 | 1 | 1590 ACSR | 0 | 0 | 0 | 0 | 0 | 0 | 0 | 0 | 0 | 0 | 0 | 0 | 0 | 0 | 0 | 0 | 0 | 0 | 0 | 0 | 0 | 0 | 0 | 12 | 1
NO |  | 149 | 2016 | 3 | 30 | 30 |  | Branchburg | Somerville | 230 | 230 | ST | 8.99 | 0 | 1 | 1590 ACSS | 0 | 0 | 0 | 0 | 0 | 0 | 0 | 0 | 0 | 0 | 0 | 0 | 0 | 0 | 0 | 0 | 0 | 0 | 0 | 0 | 0 | 0 | 0 | 12 | 1
NO |  | 149 | 2016 | 3 | 31 | 31 |  |  |  | 230 | 230 | SP | 0.24 | 0 | 1 | 1590 ACSS | 0 | 0 | 0 | 0 | 0 | 0 | 0 | 0 | 0 | 0 | 0 | 0 | 0 | 0 | 0 | 0 | 0 | 0 | 0 | 0 | 0 | 0 | 0 | 12 | 1
NO |  | 149 | 2016 | 3 | 33 | 33 |  | Camden | Richmond | 230 | 230 | ST | 0.07 | 0 | 2 | 1590 ACSR | 0 | 0 | 0 | 0 | 0 | 0 | 0 | 0 | 0 | 0 | 0 | 0 | 0 | 0 | 0 | 0 | 0 | 0 | 0 | 0 | 0 | 0 | 0 | 12 | 1
NO |  | 149 | 2016 | 3 | 34 | 34 |  |  |  | 230 | 230 | RRO | 1.31 | 0 | 2 | 1590 ACSR | 0 | 0 | 0 | 0 | 0 | 0 | 0 | 0 | 0 | 0 | 0 | 0 | 0 | 0 | 0 | 0 | 0 | 0 | 0 | 0 | 0 | 0 | 0 | 12 | 1
NO |  | 149 | 2016 | 3 | 35 | 35 |  |  |  | 230 | 230 | SP | 0.15 | 0 | 2 | 1590 ACSR | 0 | 0 | 0 | 0 | 0 | 0 | 0 | 0 | 0 | 0 | 0 | 0 | 0 | 0 | 0 | 0 | 0 | 0 | 0 | 0 | 0 | 0 | 0 | 12 | 1
NO |  | 149 | 2016 | 4 | 2 | 2 |  | New Freedom | Silver Lake | 230 | 230 | ST | 5.59 | 0 | 1 | 1590 ACSR | 0 | 0 | 0 | 0 | 0 | 0 | 0 | 0 | 0 | 0 | 0 | 0 | 0 | 0 | 0 | 0 | 0 | 0 | 0 | 0 | 0 | 0 | 0 | 12 | 1
NO |  | 149 | 2016 | 4 | 3 | 3 |  |  |  | 230 | 230 | S/AT | 0.09 | 0 | 1 | 1590 ACSR | 0 | 0 | 0 | 0 | 0 | 0 | 0 | 0 | 0 | 0 | 0 | 0 | 0 | 0 | 0 | 0 | 0 | 0 | 0 | 0 | 0 | 0 | 0 | 12 | 1
NO |  | 149 | 2016 | 4 | 5 | 5 |  | Meadows | Athenia to Kingsland CookRd | 230 | 230 | ST | 3.62 | 0.32 | 1 | 1590 ACSR | 0 | 0 | 0 | 0 | 0 | 0 | 0 | 0 | 0 | 0 | 0 | 0 | 0 | 0 | 0 | 0 | 0 | 0 | 0 | 0 | 0 | 0 | 0 | 12 | 1
NO |  | 149 | 2016 | 4 | 6 | 6 |  |  |  | 230 | 230 | S/AT | 5.82 | 1.25 | 1 | 1590 ACSR | 0 | 0 | 0 | 0 | 0 | 0 | 0 | 0 | 0 | 0 | 0 | 0 | 0 | 0 | 0 | 0 | 0 | 0 | 0 | 0 | 0 | 0 | 0 | 12 | 1
NO |  | 149 | 2016 | 4 | 7 | 7 |  |  |  | 230 | 230 | AT | 0.54 | 0 | 1 | 1590 ACSR | 0 | 0 | 0 | 0 | 0 | 0 | 0 | 0 | 0 | 0 | 0 | 0 | 0 | 0 | 0 | 0 | 0 | 0 | 0 | 0 | 0 | 0 | 0 | 12 | 1
NO |  | 149 | 2016 | 4 | 9 | 9 |  | Cuthbert | Gloucester | 230 | 230 | HPFF | 5.7 | 0 | 1 | 3500 KCM CU | 0 | 0 | 0 | 0 | 0 | 0 | 0 | 0 | 0 | 0 | 0 | 0 | 0 | 0 | 0 | 0 | 0 | 0 | 0 | 0 | 0 | 0 | 0 | 12 | 1
NO |  | 149 | 2016 | 4 | 11 | 11 |  | Athenia | Bergen | 230 | 345 | HPFF | 10.52 | 0 | 1 | 3500 KCM CU | 0 | 0 | 0 | 0 | 0 | 0 | 0 | 0 | 0 | 0 | 0 | 0 | 0 | 0 | 0 | 0 | 0 | 0 | 0 | 0 | 0 | 0 | 0 | 12 | 1
NO |  | 149 | 2016 | 4 | 13 | 13 |  | Deans | Brunswick | 230 | 230 | S/AT | 3.53 | 0 | 1 | 1590 ACSR | 0 | 0 | 0 | 0 | 0 | 0 | 0 | 0 | 0 | 0 | 0 | 0 | 0 | 0 | 0 | 0 | 0 | 0 | 0 | 0 | 0 | 0 | 0 | 12 | 1
NO |  | 149 | 2016 | 4 | 15 | 15 |  | Croyden | Burlington | 230 | 230 | SP | 0.18 | 0 | 1 | 1590 ACSR | 0 | 0 | 0 | 0 | 0 | 0 | 0 | 0 | 0 | 0 | 0 | 0 | 0 | 0 | 0 | 0 | 0 | 0 | 0 | 0 | 0 | 0 | 0 | 12 | 1
NO |  | 149 | 2016 | 4 | 16 | 16 |  |  |  | 230 | 230 | H | 0.03 | 0 | 1 | 1590 ACSS | 0 | 0 | 0 | 0 | 0 | 0 | 0 | 0 | 0 | 0 | 0 | 0 | 0 | 0 | 0 | 0 | 0 | 0 | 0 | 0 | 0 | 0 | 0 | 12 | 1
NO |  | 149 | 2016 | 4 | 17 | 17 |  |  |  | 230 | 230 | H | 1.4 | 0 | 1 | 1192.5 ACSS | 0 | 0 | 0 | 0 | 0 | 0 | 0 | 0 | 0 | 0 | 0 | 0 | 0 | 0 | 0 | 0 | 0 | 0 | 0 | 0 | 0 | 0 | 0 | 12 | 1
NO |  | 149 | 2016 | 4 | 19 | 19 |  | Gloucester | Cuthbert BLVD | 230 | 230 | HPFF | 4.42 | 0 | 1 | 3000 KCM CU | 0 | 0 | 0 | 0 | 0 | 0 | 0 | 0 | 0 | 0 | 0 | 0 | 0 | 0 | 0 | 0 | 0 | 0 | 0 | 0 | 0 | 0 | 0 | 12 | 1
NO |  | 149 | 2016 | 4 | 21 | 21 |  | Roseland | Montville | 230 | 500 | SP | 0.06 | 7.21 | 1 | 1590 ACSR | 0 | 0 | 0 | 0 | 0 | 0 | 0 | 0 | 0 | 0 | 0 | 0 | 0 | 0 | 0 | 0 | 0 | 0 | 0 | 0 | 0 | 0 | 0 | 12 | 1
NO |  | 149 | 2016 | 4 | 23 | 23 |  | Levittown | Cox's Corner-to- Mr. Laurel | 230 | 230 | ST | 10.27 | 0 | 1 | 1590 ACSR | 0 | 0 | 0 | 0 | 0 | 0 | 0 | 0 | 0 | 0 | 0 | 0 | 0 | 0 | 0 | 0 | 0 | 0 | 0 | 0 | 0 | 0 | 0 | 12 | 1
NO |  | 149 | 2016 | 4 | 24 | 24 |  |  |  | 230 | 230 | S/AT | 0 | 0.55 | 1 | 1590 ACSR | 0 | 0 | 0 | 0 | 0 | 0 | 0 | 0 | 0 | 0 | 0 | 0 | 0 | 0 | 0 | 0 | 0 | 0 | 0 | 0 | 0 | 0 | 0 | 12 | 1
NO |  | 149 | 2016 | 4 | 25 | 25 |  |  |  | 230 | 230 | SP | 0.03 | 0 | 1 | 1590 ACSR | 0 | 0 | 0 | 0 | 0 | 0 | 0 | 0 | 0 | 0 | 0 | 0 | 0 | 0 | 0 | 0 | 0 | 0 | 0 | 0 | 0 | 0 | 0 | 12 | 1
NO |  | 149 | 2016 | 4 | 27 | 27 |  | Waldwick | Hawthorne | 230 | 230 | HPFF | 4.16 | 0 | 1 | 2000 KMC CU | 0 | 0 | 0 | 0 | 0 | 0 | 0 | 0 | 0 | 0 | 0 | 0 | 0 | 0 | 0 | 0 | 0 | 0 | 0 | 0 | 0 | 0 | 0 | 12 | 1
NO |  | 149 | 2016 | 4 | 28 | 28 |  |  |  | 230 | 230 | HPFF | 0.02 | 0 | 1 | 2500 KMC CU | 0 | 0 | 0 | 0 | 0 | 0 | 0 | 0 | 0 | 0 | 0 | 0 | 0 | 0 | 0 | 0 | 0 | 0 | 0 | 0 | 0 | 0 | 0 | 12 | 1
NO |  | 149 | 2016 | 4 | 30 | 30 |  | Transco Williams | Cedar Grove | 230 | 230 | AT | 7.24 | 0 | 1 | 1590 ACSR | 0 | 0 | 0 | 0 | 0 | 0 | 0 | 0 | 0 | 0 | 0 | 0 | 0 | 0 | 0 | 0 | 0 | 0 | 0 | 0 | 0 | 0 | 0 | 12 | 1
NO |  | 149 | 2016 | 4 | 31 | 31 |  |  |  | 230 | 230 | SP | 0.36 | 0 | 1 | 1590 ACSR | 0 | 0 | 0 | 0 | 0 | 0 | 0 | 0 | 0 | 0 | 0 | 0 | 0 | 0 | 0 | 0 | 0 | 0 | 0 | 0 | 0 | 0 | 0 | 12 | 1
NO |  | 149 | 2016 | 4 | 33 | 33 |  | Brunswick | Sunnymeade - Bennetts Lane | 230 | 230 | ST | 9.59 | 0 | 1 | 1590 ACSR | 0 | 0 | 0 | 0 | 0 | 0 | 0 | 0 | 0 | 0 | 0 | 0 | 0 | 0 | 0 | 0 | 0 | 0 | 0 | 0 | 0 | 0 | 0 | 12 | 1
NO |  | 149 | 2016 | 4 | 34 | 34 |  |  |  | 230 | 230 | SP | 0.64 | 0 | 1 | 1590 ACSR | 0 | 0 | 0 | 0 | 0 | 0 | 0 | 0 | 0 | 0 | 0 | 0 | 0 | 0 | 0 | 0 | 0 | 0 | 0 | 0 | 0 | 0 | 0 | 12 | 1
NO |  | 149 | 2016 | 5 | 1 | 1 |  | Hillsdale | Waldwick | 230 | 230 | HPFF | 5.41 | 0 | 1 | 3500 KCM CU | 0 | 0 | 0 | 0 | 0 | 0 | 0 | 0 | 0 | 0 | 0 | 0 | 0 | 0 | 0 | 0 | 0 | 0 | 0 | 0 | 0 | 0 | 0 | 12 | 1
NO |  | 149 | 2016 | 5 | 3 | 3 |  | Burlington | Cox's Corner (Mr. Laurel) | 230 | 230 | ST | 0.63 | 9.95 | 1 | 1590 ACSR | 0 | 0 | 0 | 0 | 0 | 0 | 0 | 0 | 0 | 0 | 0 | 0 | 0 | 0 | 0 | 0 | 0 | 0 | 0 | 0 | 0 | 0 | 0 | 12 | 1
NO |  | 149 | 2016 | 5 | 4 | 4 |  |  |  | 230 | 230 | ST | 2.53 | 0 | 2 | 1590 ACSR | 0 | 0 | 0 | 0 | 0 | 0 | 0 | 0 | 0 | 0 | 0 | 0 | 0 | 0 | 0 | 0 | 0 | 0 | 0 | 0 | 0 | 0 | 0 | 12 | 1
NO |  | 149 | 2016 | 5 | 5 | 5 |  |  |  | 230 | 230 | S/AT | 0.05 | 0 | 1 | 1590 ACSR | 0 | 0 | 0 | 0 | 0 | 0 | 0 | 0 | 0 | 0 | 0 | 0 | 0 | 0 | 0 | 0 | 0 | 0 | 0 | 0 | 0 | 0 | 0 | 12 | 1
NO |  | 149 | 2016 | 5 | 7 | 7 |  | Kearny | Hudson | 230 | 230 | ST | 0.4 | 0 | 1 | 1590 ACSS | 0 | 0 | 0 | 0 | 0 | 0 | 0 | 0 | 0 | 0 | 0 | 0 | 0 | 0 | 0 | 0 | 0 | 0 | 0 | 0 | 0 | 0 | 0 | 12 | 1
NO |  | 149 | 2016 | 5 | 8 | 8 |  |  |  | 230 | 230 | SP | 1.39 | 0 | 1 | 1590 ACSS | 0 | 0 | 0 | 0 | 0 | 0 | 0 | 0 | 0 | 0 | 0 | 0 | 0 | 0 | 0 | 0 | 0 | 0 | 0 | 0 | 0 | 0 | 0 | 12 | 1
NO |  | 149 | 2016 | 5 | 10 | 10 |  | Saddle Brook | Athenia | 230 | 345 | HPFF | 4.4 | 0 | 1 | 3500 KCM CU | 0 | 0 | 0 | 0 | 0 | 0 | 0 | 0 | 0 | 0 | 0 | 0 | 0 | 0 | 0 | 0 | 0 | 0 | 0 | 0 | 0 | 0 | 0 | 12 | 1
NO |  | 149 | 2016 | 5 | 12 | 12 |  | Deans | Linden #2 | 230 | 230 | ST | 11.01 | 0 | 1 | 1590 ACSR | 0 | 0 | 0 | 0 | 0 | 0 | 0 | 0 | 0 | 0 | 0 | 0 | 0 | 0 | 0 | 0 | 0 | 0 | 0 | 0 | 0 | 0 | 0 | 12 | 1
NO |  | 149 | 2016 | 5 | 13 | 13 |  |  |  | 230 | 230 | S/AT | 1 | 0 | 1 | 1590 ACSR | 0 | 0 | 0 | 0 | 0 | 0 | 0 | 0 | 0 | 0 | 0 | 0 | 0 | 0 | 0 | 0 | 0 | 0 | 0 | 0 | 0 | 0 | 0 | 12 | 1
NO |  | 149 | 2016 | 5 | 14 | 14 |  |  |  | 230 | 230 | RRO | 12.84 | 0 | 1 | 1590 ACSR | 0 | 0 | 0 | 0 | 0 | 0 | 0 | 0 | 0 | 0 | 0 | 0 | 0 | 0 | 0 | 0 | 0 | 0 | 0 | 0 | 0 | 0 | 0 | 12 | 1
NO |  | 149 | 2016 | 5 | 15 | 15 |  |  |  | 230 | 230 | SP | 1.6 | 0 | 1 | 1590 ACSR | 0 | 0 | 0 | 0 | 0 | 0 | 0 | 0 | 0 | 0 | 0 | 0 | 0 | 0 | 0 | 0 | 0 | 0 | 0 | 0 | 0 | 0 | 0 | 12 | 1
NO |  | 149 | 2016 | 5 | 17 | 17 |  | Lawrence | Lawrence | 230 | 230 | AT | 0 | 0.05 | 1 | 1590 ACSR | 0 | 0 | 0 | 0 | 0 | 0 | 0 | 0 | 0 | 0 | 0 | 0 | 0 | 0 | 0 | 0 | 0 | 0 | 0 | 0 | 0 | 0 | 0 | 12 | 1
NO |  | 149 | 2016 | 5 | 19 | 19 |  | Saddle Brook | Maywood | 230 | 230 | HPFF | 2.68 | 0 | 1 | 2000 KCM CU | 0 | 0 | 0 | 0 | 0 | 0 | 0 | 0 | 0 | 0 | 0 | 0 | 0 | 0 | 0 | 0 | 0 | 0 | 0 | 0 | 0 | 0 | 0 | 12 | 1
NO |  | 149 | 2016 | 5 | 20 | 20 |  |  |  | 230 | 230 | HPFF | 0.02 | 0 | 1 | 2500 KCM CU | 0 | 0 | 0 | 0 | 0 | 0 | 0 | 0 | 0 | 0 | 0 | 0 | 0 | 0 | 0 | 0 | 0 | 0 | 0 | 0 | 0 | 0 | 0 | 12 | 1
NO |  | 149 | 2016 | 5 | 22 | 22 |  | Springfield Rd. | Aldene | 230 | 230 | HPFF | 3.84 | 0 | 1 | 3000 KCM CU | 0 | 0 | 0 | 0 | 0 | 0 | 0 | 0 | 0 | 0 | 0 | 0 | 0 | 0 | 0 | 0 | 0 | 0 | 0 | 0 | 0 | 0 | 0 | 12 | 1
NO |  | 149 | 2016 | 5 | 24 | 24 |  | Kearny | Hudson | 230 | 230 | ST | 0 | 0.4 | 1 | 1590ACSS | 0 | 0 | 0 | 0 | 0 | 0 | 0 | 0 | 0 | 0 | 0 | 0 | 0 | 0 | 0 | 0 | 0 | 0 | 0 | 0 | 0 | 0 | 0 | 12 | 1
NO |  | 149 | 2016 | 5 | 25 | 25 |  |  |  | 230 | 230 | SP | 0 | 1.32 | 1 | 1590ACSS | 0 | 0 | 0 | 0 | 0 | 0 | 0 | 0 | 0 | 0 | 0 | 0 | 0 | 0 | 0 | 0 | 0 | 0 | 0 | 0 | 0 | 0 | 0 | 12 | 1
NO |  | 149 | 2016 | 5 | 27 | 27 |  | Kearny | Kearny | 230 | 230 | H | 0.05 | 0 | 1 | 1590 ACSR | 0 | 0 | 0 | 0 | 0 | 0 | 0 | 0 | 0 | 0 | 0 | 0 | 0 | 0 | 0 | 0 | 0 | 0 | 0 | 0 | 0 | 0 | 0 | 12 | 1
NO |  | 149 | 2016 | 5 | 28 | 28 |  |  |  | 230 | 230 | SP | 0.06 | 0 | 1 | 1590 ACSR | 0 | 0 | 0 | 0 | 0 | 0 | 0 | 0 | 0 | 0 | 0 | 0 | 0 | 0 | 0 | 0 | 0 | 0 | 0 | 0 | 0 | 0 | 0 | 12 | 1
NO |  | 149 | 2016 | 5 | 30 | 30 |  | Hudson | Hudson | 230 | 230 | SP | 0.11 | 0 | 1 | 1590ACSS | 0 | 0 | 0 | 0 | 0 | 0 | 0 | 0 | 0 | 0 | 0 | 0 | 0 | 0 | 0 | 0 | 0 | 0 | 0 | 0 | 0 | 0 | 0 | 12 | 1
NO |  | 149 | 2016 | 5 | 32 | 32 |  | Mercer | Trenton -to- Kuser Rd. | 230 | 230 | ST | 0.18 | 4.02 | 1 | 1590 ACSR | 0 | 0 | 0 | 0 | 0 | 0 | 0 | 0 | 0 | 0 | 0 | 0 | 0 | 0 | 0 | 0 | 0 | 0 | 0 | 0 | 0 | 0 | 0 | 12 | 1
NO |  | 149 | 2016 | 5 | 34 | 34 |  | Linden #2 | Linden | 230 | 230 | ST | 0.27 | 0 | 1 | 1590 ACSR | 0 | 0 | 0 | 0 | 0 | 0 | 0 | 0 | 0 | 0 | 0 | 0 | 0 | 0 | 0 | 0 | 0 | 0 | 0 | 0 | 0 | 0 | 0 | 12 | 1
NO |  | 149 | 2016 | 5 | 35 | 35 |  |  |  | 230 | 230 | SP | 0.02 | 0 | 1 | 1590 ACSR | 0 | 0 | 0 | 0 | 0 | 0 | 0 | 0 | 0 | 0 | 0 | 0 | 0 | 0 | 0 | 0 | 0 | 0 | 0 | 0 | 0 | 0 | 0 | 12 | 1
NO |  | 149 | 2016 | 6 | 2 | 2 |  | Bergen II | Ridgefield | 230 | 230 | SP | 1.01 | 0 | 1 | 1590 ACSS/AW | 0 | 0 | 0 | 0 | 0 | 0 | 0 | 0 | 0 | 0 | 0 | 0 | 0 | 0 | 0 | 0 | 0 | 0 | 0 | 0 | 0 | 0 | 0 | 12 | 1
NO |  | 149 | 2016 | 6 | 4 | 4 |  | Fanwood | Metuchen - New Dover, Pier | 230 | 230 | ST | 0.4 | 0 | 1 | 1590 ACSR | 0 | 0 | 0 | 0 | 0 | 0 | 0 | 0 | 0 | 0 | 0 | 0 | 0 | 0 | 0 | 0 | 0 | 0 | 0 | 0 | 0 | 0 | 0 | 12 | 1
NO |  | 149 | 2016 | 6 | 5 | 5 |  |  |  | 230 | 230 | S/AT | 3.97 | 0.77 | 1 | 1590 ACSR | 0 | 0 | 0 | 0 | 0 | 0 | 0 | 0 | 0 | 0 | 0 | 0 | 0 | 0 | 0 | 0 | 0 | 0 | 0 | 0 | 0 | 0 | 0 | 12 | 1
NO |  | 149 | 2016 | 6 | 6 | 6 |  |  |  | 230 | 230 | SP | 3.03 | 0 | 1 | 1590 ACSR | 0 | 0 | 0 | 0 | 0 | 0 | 0 | 0 | 0 | 0 | 0 | 0 | 0 | 0 | 0 | 0 | 0 | 0 | 0 | 0 | 0 | 0 | 0 | 12 | 1
NO |  | 149 | 2016 | 6 | 7 | 7 |  |  |  | 230 | 230 | H | 0.18 | 0 | 1 | 1590 ACSR | 0 | 0 | 0 | 0 | 0 | 0 | 0 | 0 | 0 | 0 | 0 | 0 | 0 | 0 | 0 | 0 | 0 | 0 | 0 | 0 | 0 | 0 | 0 | 12 | 1
NO |  | 149 | 2016 | 6 | 9 | 9 |  | Hudson | South Waterfront | 230 | 345 | HPFF | 3.42 | 0 | 1 | 3500KCM CU | 0 | 0 | 0 | 0 | 0 | 0 | 0 | 0 | 0 | 0 | 0 | 0 | 0 | 0 | 0 | 0 | 0 | 0 | 0 | 0 | 0 | 0 | 0 | 12 | 1
NO |  | 149 | 2016 | 6 | 11 | 11 |  | Bridgewater | Middlesex Switch Rack | 230 | 230 | ST | 6.21 | 0 | 1 | 1590 ACSR | 0 | 0 | 0 | 0 | 0 | 0 | 0 | 0 | 0 | 0 | 0 | 0 | 0 | 0 | 0 | 0 | 0 | 0 | 0 | 0 | 0 | 0 | 0 | 12 | 1
NO |  | 149 | 2016 | 6 | 13 | 13 |  | Branchburg | East Flemington | 230 | 230 | ST | 3.4 | 0 | 1 | 1590 ACSR | 0 | 0 | 0 | 0 | 0 | 0 | 0 | 0 | 0 | 0 | 0 | 0 | 0 | 0 | 0 | 0 | 0 | 0 | 0 | 0 | 0 | 0 | 0 | 12 | 1
NO |  | 149 | 2016 | 6 | 14 | 14 |  |  |  | 230 | 230 | ST | 0.04 | 0 | 1 | 1590 ACSS/AW | 0 | 0 | 0 | 0 | 0 | 0 | 0 | 0 | 0 | 0 | 0 | 0 | 0 | 0 | 0 | 0 | 0 | 0 | 0 | 0 | 0 | 0 | 0 | 12 | 1
NO |  | 149 | 2016 | 6 | 15 | 15 |  |  |  | 230 | 230 | ST | 6.36 | 0 | 1 | 795 ACSR | 0 | 0 | 0 | 0 | 0 | 0 | 0 | 0 | 0 | 0 | 0 | 0 | 0 | 0 | 0 | 0 | 0 | 0 | 0 | 0 | 0 | 0 | 0 | 12 | 1
NO |  | 149 | 2016 | 6 | 16 | 16 |  |  |  | 230 | 230 | SP | 0.44 | 0 | 1 | 795 ACSR | 0 | 0 | 0 | 0 | 0 | 0 | 0 | 0 | 0 | 0 | 0 | 0 | 0 | 0 | 0 | 0 | 0 | 0 | 0 | 0 | 0 | 0 | 0 | 12 | 1
NO |  | 149 | 2016 | 6 | 18 | 18 |  | Gloucester | Beaver Brook | 230 | 230 | SP | 3.46 | 0 | 1 | 1590 ACSR | 0 | 0 | 0 | 0 | 0 | 0 | 0 | 0 | 0 | 0 | 0 | 0 | 0 | 0 | 0 | 0 | 0 | 0 | 0 | 0 | 0 | 0 | 0 | 12 | 1
NO |  | 149 | 2016 | 6 | 19 | 19 |  |  |  | 230 | 230 | ST | 0.04 | 0 | 1 | 1590 ACSR | 0 | 0 | 0 | 0 | 0 | 0 | 0 | 0 | 0 | 0 | 0 | 0 | 0 | 0 | 0 | 0 | 0 | 0 | 0 | 0 | 0 | 0 | 0 | 12 | 1
NO |  | 149 | 2016 | 6 | 21 | 21 |  | Mercer | WF- Cogen | 230 | 230 | ST | 1.72 | 0.77 | 1 | 1590 ACSR | 0 | 0 | 0 | 0 | 0 | 0 | 0 | 0 | 0 | 0 | 0 | 0 | 0 | 0 | 0 | 0 | 0 | 0 | 0 | 0 | 0 | 0 | 0 | 12 | 1
NO |  | 149 | 2016 | 6 | 22 | 22 |  |  |  | 230 | 230 | ST | 0.86 | 0 | 1 | 795 ACSR | 0 | 0 | 0 | 0 | 0 | 0 | 0 | 0 | 0 | 0 | 0 | 0 | 0 | 0 | 0 | 0 | 0 | 0 | 0 | 0 | 0 | 0 | 0 | 12 | 1
NO |  | 149 | 2016 | 6 | 23 | 23 |  |  |  | 230 | 230 | SP | 0.06 | 0 | 1 | 1590 ACSR | 0 | 0 | 0 | 0 | 0 | 0 | 0 | 0 | 0 | 0 | 0 | 0 | 0 | 0 | 0 | 0 | 0 | 0 | 0 | 0 | 0 | 0 | 0 | 12 | 1
NO |  | 149 | 2016 | 6 | 25 | 25 |  | Roseland | Front Street | 230 | 230 | SP | 14.58 | 0 | 2 | 1590 ACSR | 0 | 0 | 0 | 0 | 0 | 0 | 0 | 0 | 0 | 0 | 0 | 0 | 0 | 0 | 0 | 0 | 0 | 0 | 0 | 0 | 0 | 0 | 0 | 12 | 1
NO |  | 149 | 2016 | 6 | 27 | 27 |  | Belleville | Hudson | 230 | 230 | SP | 1.09 | 0 | 1 | 1590ACSR | 0 | 0 | 0 | 0 | 0 | 0 | 0 | 0 | 0 | 0 | 0 | 0 | 0 | 0 | 0 | 0 | 0 | 0 | 0 | 0 | 0 | 0 | 0 | 12 | 1
NO |  | 149 | 2016 | 6 | 28 | 28 |  |  |  | 230 | 230 | ST | 3.54 | 0 | 1 | 1590ACSR | 0 | 0 | 0 | 0 | 0 | 0 | 0 | 0 | 0 | 0 | 0 | 0 | 0 | 0 | 0 | 0 | 0 | 0 | 0 | 0 | 0 | 0 | 0 | 12 | 1
NO |  | 149 | 2016 | 6 | 29 | 29 |  |  |  | 230 | 230 | ST | 0 | 1.2 | 1 | 1590ACSR | 0 | 0 | 0 | 0 | 0 | 0 | 0 | 0 | 0 | 0 | 0 | 0 | 0 | 0 | 0 | 0 | 0 | 0 | 0 | 0 | 0 | 0 | 0 | 12 | 1
NO |  | 149 | 2016 | 6 | 31 | 31 |  | Newport | Hoboken | 230 | 230 | HPFF | 2.14 | 0 | 1 | 2000KCM CU | 0 | 0 | 0 | 0 | 0 | 0 | 0 | 0 | 0 | 0 | 0 | 0 | 0 | 0 | 0 | 0 | 0 | 0 | 0 | 0 | 0 | 0 | 0 | 12 | 1
NO |  | 149 | 2016 | 6 | 33 | 33 |  | Essex | Nwk Bay Cogen | 230 | 230 | HPFF | 1.67 | 0 | 1 | 2000 KCM CU | 0 | 0 | 0 | 0 | 0 | 0 | 0 | 0 | 0 | 0 | 0 | 0 | 0 | 0 | 0 | 0 | 0 | 0 | 0 | 0 | 0 | 0 | 0 | 12 | 1
NO |  | 149 | 2016 | 6 | 35 | 35 |  | Maywood | New Milford | 230 | 230 | HPFF | 4.44 | 0 | 1 | 3500 KCM CU | 0 | 0 | 0 | 0 | 0 | 0 | 0 | 0 | 0 | 0 | 0 | 0 | 0 | 0 | 0 | 0 | 0 | 0 | 0 | 0 | 0 | 0 | 0 | 12 | 1
NO |  | 149 | 2016 | 7 | 2 | 2 |  | Gloucester | Camden Cogen | 230 | 230 | HPFF | 3.63 | 0 | 1 | 2000 KCM CU | 0 | 0 | 0 | 0 | 0 | 0 | 0 | 0 | 0 | 0 | 0 | 0 | 0 | 0 | 0 | 0 | 0 | 0 | 0 | 0 | 0 | 0 | 0 | 12 | 1
NO |  | 149 | 2016 | 7 | 4 | 4 |  | Roseland | West Orange | 230 | 230 | SP | 4.4 | 0 | 1 | 1590 ACSR | 0 | 0 | 0 | 0 | 0 | 0 | 0 | 0 | 0 | 0 | 0 | 0 | 0 | 0 | 0 | 0 | 0 | 0 | 0 | 0 | 0 | 0 | 0 | 12 | 1
NO |  | 149 | 2016 | 7 | 6 | 6 |  | McCarter | Stanley Terrace | 230 | 230 | HPFF | 0.01 | 0 | 1 | 3500 KCMIL CU | 0 | 0 | 0 | 0 | 0 | 0 | 0 | 0 | 0 | 0 | 0 | 0 | 0 | 0 | 0 | 0 | 0 | 0 | 0 | 0 | 0 | 0 | 0 | 12 | 1
NO |  | 149 | 2016 | 7 | 7 | 7 |  |  |  | 230 | 230 | HPFF | 5.1 | 0 | 1 | 3000 KCMIL AL | 0 | 0 | 0 | 0 | 0 | 0 | 0 | 0 | 0 | 0 | 0 | 0 | 0 | 0 | 0 | 0 | 0 | 0 | 0 | 0 | 0 | 0 | 0 | 12 | 1
NO |  | 149 | 2016 | 7 | 8 | 8 |  |  |  | 230 | 230 | HPFF | 1.71 | 0 | 1 | 2500 KCMIL CU | 0 | 0 | 0 | 0 | 0 | 0 | 0 | 0 | 0 | 0 | 0 | 0 | 0 | 0 | 0 | 0 | 0 | 0 | 0 | 0 | 0 | 0 | 0 | 12 | 1
NO |  | 149 | 2016 | 7 | 10 | 10 |  | Hudson | Penhorn | 230 | 230 | ST | 1.56 | 0 | 0 |  | 0 | 0 | 0 | 0 | 0 | 0 | 0 | 0 | 0 | 0 | 0 | 0 | 0 | 0 | 0 | 0 | 0 | 0 | 0 | 0 | 0 | 0 | 0 | 12 | 1
NO |  | 149 | 2016 | 7 | 11 | 11 |  |  |  | 230 | 230 | SP | 0.1 | 0 | 0 |  | 0 | 0 | 0 | 0 | 0 | 0 | 0 | 0 | 0 | 0 | 0 | 0 | 0 | 0 | 0 | 0 | 0 | 0 | 0 | 0 | 0 | 0 | 0 | 12 | 1
NO |  | 149 | 2016 | 7 | 13 | 13 |  | Kittatinny | Bushkill | 230 | 230 | ST | 8.36 | 0 | 1 | 1590 ACSR | 0 | 0 | 0 | 0 | 0 | 0 | 0 | 0 | 0 | 0 | 0 | 0 | 0 | 0 | 0 | 0 | 0 | 0 | 0 | 0 | 0 | 0 | 0 | 12 | 1
NO |  | 149 | 2016 | 7 | 14 | 14 |  |  |  | 230 | 230 | SP | 2.53 | 0 | 1 | 1590 ACSR | 0 | 0 | 0 | 0 | 0 | 0 | 0 | 0 | 0 | 0 | 0 | 0 | 0 | 0 | 0 | 0 | 0 | 0 | 0 | 0 | 0 | 0 | 0 | 12 | 1
NO |  | 149 | 2016 | 7 | 16 | 16 |  | Essex | McCarter | 230 | 230 | HPFF | 0.17 | 0 | 1 | 2000 KCM CU | 0 | 0 | 0 | 0 | 0 | 0 | 0 | 0 | 0 | 0 | 0 | 0 | 0 | 0 | 0 | 0 | 0 | 0 | 0 | 0 | 0 | 0 | 0 | 12 | 1
NO |  | 149 | 2016 | 7 | 17 | 17 |  |  |  | 230 | 230 | HPFF | 4.23 | 0 | 1 | 2500 KCM CU | 0 | 0 | 0 | 0 | 0 | 0 | 0 | 0 | 0 | 0 | 0 | 0 | 0 | 0 | 0 | 0 | 0 | 0 | 0 | 0 | 0 | 0 | 0 | 12 | 1
NO |  | 149 | 2016 | 7 | 18 | 18 |  |  |  | 230 | 230 | HPFF | 2.09 | 0 | 1 | 3000 KMC AL. | 0 | 0 | 0 | 0 | 0 | 0 | 0 | 0 | 0 | 0 | 0 | 0 | 0 | 0 | 0 | 0 | 0 | 0 | 0 | 0 | 0 | 0 | 0 | 12 | 1
NO |  | 149 | 2016 | 7 | 20 | 20 |  | New Freedom | Beaver Brook | 230 | 230 | ST | 6.29 | 0 | 1 | 1590 ACSR | 0 | 0 | 0 | 0 | 0 | 0 | 0 | 0 | 0 | 0 | 0 | 0 | 0 | 0 | 0 | 0 | 0 | 0 | 0 | 0 | 0 | 0 | 0 | 12 | 1
NO |  | 149 | 2016 | 7 | 21 | 21 |  |  |  | 230 | 230 | S/AT | 3.08 | 0 | 1 | 1590 ACSR | 0 | 0 | 0 | 0 | 0 | 0 | 0 | 0 | 0 | 0 | 0 | 0 | 0 | 0 | 0 | 0 | 0 | 0 | 0 | 0 | 0 | 0 | 0 | 12 | 1
NO |  | 149 | 2016 | 7 | 22 | 22 |  |  |  | 230 | 230 | SP | 3.9 | 0 | 1 | 1590 ACSR | 0 | 0 | 0 | 0 | 0 | 0 | 0 | 0 | 0 | 0 | 0 | 0 | 0 | 0 | 0 | 0 | 0 | 0 | 0 | 0 | 0 | 0 | 0 | 12 | 1
NO |  | 149 | 2016 | 7 | 24 | 24 |  | Athenia | Cedar Grove | 230 | 230 | AT | 0.19 | 3.27 | 1 | 1590 ACSR | 0 | 0 | 0 | 0 | 0 | 0 | 0 | 0 | 0 | 0 | 0 | 0 | 0 | 0 | 0 | 0 | 0 | 0 | 0 | 0 | 0 | 0 | 0 | 12 | 1
NO |  | 149 | 2016 | 7 | 25 | 25 |  |  |  | 230 | 230 | ST | 0 | 0.25 | 1 | 1590 ACSR | 0 | 0 | 0 | 0 | 0 | 0 | 0 | 0 | 0 | 0 | 0 | 0 | 0 | 0 | 0 | 0 | 0 | 0 | 0 | 0 | 0 | 0 | 0 | 12 | 1
NO |  | 149 | 2016 | 7 | 27 | 27 |  | Ridgefield | Leonia | 230 | 230 | HPFF | 2.86 | 0 | 1 | 2000 KCM CU | 0 | 0 | 0 | 0 | 0 | 0 | 0 | 0 | 0 | 0 | 0 | 0 | 0 | 0 | 0 | 0 | 0 | 0 | 0 | 0 | 0 | 0 | 0 | 12 | 1
NO |  | 149 | 2016 | 7 | 28 | 28 |  |  |  | 230 | 230 | HPFF | 0.09 | 0 | 1 | 2500 KCM CU | 0 | 0 | 0 | 0 | 0 | 0 | 0 | 0 | 0 | 0 | 0 | 0 | 0 | 0 | 0 | 0 | 0 | 0 | 0 | 0 | 0 | 0 | 0 | 12 | 1
NO |  | 149 | 2016 | 7 | 30 | 30 |  | Roseland | Kingsland | 230 | 230 | ST | 0 | 2.07 | 1 | 1590 ACSR | 0 | 0 | 0 | 0 | 0 | 0 | 0 | 0 | 0 | 0 | 0 | 0 | 0 | 0 | 0 | 0 | 0 | 0 | 0 | 0 | 0 | 0 | 0 | 12 | 1
NO |  | 149 | 2016 | 7 | 31 | 31 |  |  |  | 230 | 230 | ST | 0 | 0.09 | 1 | 1590 ACSS | 0 | 0 | 0 | 0 | 0 | 0 | 0 | 0 | 0 | 0 | 0 | 0 | 0 | 0 | 0 | 0 | 0 | 0 | 0 | 0 | 0 | 0 | 0 | 12 | 1
NO |  | 149 | 2016 | 7 | 32 | 32 |  |  |  | 230 | 230 | S/AT | 0 | 4.8 | 1 | 1590 ACSR | 0 | 0 | 0 | 0 | 0 | 0 | 0 | 0 | 0 | 0 | 0 | 0 | 0 | 0 | 0 | 0 | 0 | 0 | 0 | 0 | 0 | 0 | 0 | 12 | 1
NO |  | 149 | 2016 | 7 | 33 | 33 |  |  |  | 230 | 230 | SP | 0 | 10.32 | 1 | 1590 ACSS | 0 | 0 | 0 | 0 | 0 | 0 | 0 | 0 | 0 | 0 | 0 | 0 | 0 | 0 | 0 | 0 | 0 | 0 | 0 | 0 | 0 | 0 | 0 | 12 | 1
NO |  | 149 | 2016 | 7 | 35 | 35 |  | Jackson Road | Cedar Grove | 230 | 230 | HPFF | 3.78 | 0 | 1 | 2000 KCM CU | 0 | 0 | 0 | 0 | 0 | 0 | 0 | 0 | 0 | 0 | 0 | 0 | 0 | 0 | 0 | 0 | 0 | 0 | 0 | 0 | 0 | 0 | 0 | 12 | 1
NO |  | 149 | 2016 | 8 | 1 | 1 |  |  |  | 230 | 230 | HPFF | 0.02 | 0 | 1 | 2500 KCM CU | 0 | 0 | 0 | 0 | 0 | 0 | 0 | 0 | 0 | 0 | 0 | 0 | 0 | 0 | 0 | 0 | 0 | 0 | 0 | 0 | 0 | 0 | 0 | 12 | 1
NO |  | 149 | 2016 | 8 | 3 | 3 |  | South Waterfront | Newport | 230 | 230 | HPFF | 1.45 | 0 | 1 | 2000 KMC CU | 0 | 0 | 0 | 0 | 0 | 0 | 0 | 0 | 0 | 0 | 0 | 0 | 0 | 0 | 0 | 0 | 0 | 0 | 0 | 0 | 0 | 0 | 0 | 12 | 1
NO |  | 149 | 2016 | 8 | 5 | 5 |  | Rocktown | Buckingham | 230 | 230 | ST | 1.67 | 0 | 1 | 1590ACSR | 0 | 0 | 0 | 0 | 0 | 0 | 0 | 0 | 0 | 0 | 0 | 0 | 0 | 0 | 0 | 0 | 0 | 0 | 0 | 0 | 0 | 0 | 0 | 12 | 1
NO |  | 149 | 2016 | 8 | 6 | 6 |  |  |  | 230 | 230 | ST | 10.09 | 0 | 1 | 959.6ACSS/TW | 0 | 0 | 0 | 0 | 0 | 0 | 0 | 0 | 0 | 0 | 0 | 0 | 0 | 0 | 0 | 0 | 0 | 0 | 0 | 0 | 0 | 0 | 0 | 12 | 1
NO |  | 149 | 2016 | 8 | 7 | 7 |  |  |  | 230 | 230 | SP | 0.29 | 0 | 1 | 1590ACSS | 0 | 0 | 0 | 0 | 0 | 0 | 0 | 0 | 0 | 0 | 0 | 0 | 0 | 0 | 0 | 0 | 0 | 0 | 0 | 0 | 0 | 0 | 0 | 12 | 1
NO |  | 149 | 2016 | 8 | 9 | 9 |  | Roseland | West Orange | 230 | 230 | SP | 4.41 | 0 | 1 | 1590 ACSR | 0 | 0 | 0 | 0 | 0 | 0 | 0 | 0 | 0 | 0 | 0 | 0 | 0 | 0 | 0 | 0 | 0 | 0 | 0 | 0 | 0 | 0 | 0 | 12 | 1
NO |  | 149 | 2016 | 8 | 11 | 11 |  | Kearny | Essex | 230 | 230 | H | 0.31 | 0 | 1 | 1590 ACSR | 0 | 0 | 0 | 0 | 0 | 0 | 0 | 0 | 0 | 0 | 0 | 0 | 0 | 0 | 0 | 0 | 0 | 0 | 0 | 0 | 0 | 0 | 0 | 12 | 1
NO |  | 149 | 2016 | 8 | 12 | 12 |  |  |  | 230 | 230 | SP | 1.01 | 0 | 1 | 1590 ACSR | 0 | 0 | 0 | 0 | 0 | 0 | 0 | 0 | 0 | 0 | 0 | 0 | 0 | 0 | 0 | 0 | 0 | 0 | 0 | 0 | 0 | 0 | 0 | 12 | 1
NO |  | 149 | 2016 | 8 | 14 | 14 |  | Jackson Road | Hinchmans | 230 | 230 | HPFF | 4.03 | 0 | 1 | 2000 KCM CU | 0 | 0 | 0 | 0 | 0 | 0 | 0 | 0 | 0 | 0 | 0 | 0 | 0 | 0 | 0 | 0 | 0 | 0 | 0 | 0 | 0 | 0 | 0 | 12 | 1
NO |  | 149 | 2016 | 8 | 15 | 15 |  |  |  | 230 | 230 | HPFF | 0.02 | 0 | 1 | 2500 KCM CU | 0 | 0 | 0 | 0 | 0 | 0 | 0 | 0 | 0 | 0 | 0 | 0 | 0 | 0 | 0 | 0 | 0 | 0 | 0 | 0 | 0 | 0 | 0 | 12 | 1
NO |  | 149 | 2016 | 8 | 17 | 17 |  | Readington | Branchburg | 230 | 230 | ST | 4.65 | 0 | 1 | 1590 ACCR | 0 | 0 | 0 | 0 | 0 | 0 | 0 | 0 | 0 | 0 | 0 | 0 | 0 | 0 | 0 | 0 | 0 | 0 | 0 | 0 | 0 | 0 | 0 | 12 | 1
NO |  | 149 | 2016 | 8 | 18 | 18 |  |  |  | 230 | 230 | SP | 0.18 | 0 | 1 | 1590 ACCR | 0 | 0 | 0 | 0 | 0 | 0 | 0 | 0 | 0 | 0 | 0 | 0 | 0 | 0 | 0 | 0 | 0 | 0 | 0 | 0 | 0 | 0 | 0 | 12 | 1
NO |  | 149 | 2016 | 8 | 20 | 20 |  | Levittown | Camden | 230 | 230 | S/AT | 0.11 | 6.88 | 1 | 1590 ACSR | 0 | 0 | 0 | 0 | 0 | 0 | 0 | 0 | 0 | 0 | 0 | 0 | 0 | 0 | 0 | 0 | 0 | 0 | 0 | 0 | 0 | 0 | 0 | 12 | 1
NO |  | 149 | 2016 | 8 | 21 | 21 |  |  |  | 230 | 230 | SP | 0.26 | 2.66 | 1 | 1590 ACSR | 0 | 0 | 0 | 0 | 0 | 0 | 0 | 0 | 0 | 0 | 0 | 0 | 0 | 0 | 0 | 0 | 0 | 0 | 0 | 0 | 0 | 0 | 0 | 12 | 1
NO |  | 149 | 2016 | 8 | 23 | 23 |  | Kearny | Roseland | 230 | 230 | H | 0.04 | 0 | 2 | 1033.5 ACSS | 0 | 0 | 0 | 0 | 0 | 0 | 0 | 0 | 0 | 0 | 0 | 0 | 0 | 0 | 0 | 0 | 0 | 0 | 0 | 0 | 0 | 0 | 0 | 12 | 1
NO |  | 149 | 2016 | 8 | 24 | 24 |  |  |  | 230 | 230 | H | 0.07 | 0 | 1 | 1590 ACSR | 0 | 0 | 0 | 0 | 0 | 0 | 0 | 0 | 0 | 0 | 0 | 0 | 0 | 0 | 0 | 0 | 0 | 0 | 0 | 0 | 0 | 0 | 0 | 12 | 1
NO |  | 149 | 2016 | 8 | 25 | 25 |  |  |  | 230 | 230 | H | 0.12 | 0 | 1 | 1590 ACSS | 0 | 0 | 0 | 0 | 0 | 0 | 0 | 0 | 0 | 0 | 0 | 0 | 0 | 0 | 0 | 0 | 0 | 0 | 0 | 0 | 0 | 0 | 0 | 12 | 1
NO |  | 149 | 2016 | 8 | 26 | 26 |  |  |  | 230 | 230 | ST | 4.8 | 0 | 1 | 1590 ACSR | 0 | 0 | 0 | 0 | 0 | 0 | 0 | 0 | 0 | 0 | 0 | 0 | 0 | 0 | 0 | 0 | 0 | 0 | 0 | 0 | 0 | 0 | 0 | 12 | 1
NO |  | 149 | 2016 | 8 | 27 | 27 |  |  |  | 230 | 230 | ST | 0.67 | 0 | 1 | 1590 ACSS | 0 | 0 | 0 | 0 | 0 | 0 | 0 | 0 | 0 | 0 | 0 | 0 | 0 | 0 | 0 | 0 | 0 | 0 | 0 | 0 | 0 | 0 | 0 | 12 | 1
NO |  | 149 | 2016 | 8 | 28 | 28 |  |  |  | 230 | 230 | S/AT | 2.91 | 0 | 1 | 1590 ACSR | 0 | 0 | 0 | 0 | 0 | 0 | 0 | 0 | 0 | 0 | 0 | 0 | 0 | 0 | 0 | 0 | 0 | 0 | 0 | 0 | 0 | 0 | 0 | 12 | 1
NO |  | 149 | 2016 | 8 | 29 | 29 |  |  |  | 230 | 230 | S/AT | 1.72 | 0 | 1 | 1590 ACSS | 0 | 0 | 0 | 0 | 0 | 0 | 0 | 0 | 0 | 0 | 0 | 0 | 0 | 0 | 0 | 0 | 0 | 0 | 0 | 0 | 0 | 0 | 0 | 12 | 1
NO |  | 149 | 2016 | 8 | 30 | 30 |  |  |  | 230 | 230 | SP | 1 | 0 | 1 | 1590 ACSR | 0 | 0 | 0 | 0 | 0 | 0 | 0 | 0 | 0 | 0 | 0 | 0 | 0 | 0 | 0 | 0 | 0 | 0 | 0 | 0 | 0 | 0 | 0 | 12 | 1
NO |  | 149 | 2016 | 8 | 31 | 31 |  |  |  | 230 | 230 | SP | 10.57 | 0 | 1 | 1590 ACSS | 0 | 0 | 0 | 0 | 0 | 0 | 0 | 0 | 0 | 0 | 0 | 0 | 0 | 0 | 0 | 0 | 0 | 0 | 0 | 0 | 0 | 0 | 0 | 12 | 1
NO |  | 149 | 2016 | 8 | 33 | 33 |  | Montville | Newton | 230 | 500 | ST | 0 | 22.56 | 1 | 1590 ACSR | 0 | 0 | 0 | 0 | 0 | 0 | 0 | 0 | 0 | 0 | 0 | 0 | 0 | 0 | 0 | 0 | 0 | 0 | 0 | 0 | 0 | 0 | 0 | 12 | 1
NO |  | 149 | 2016 | 8 | 34 | 34 |  |  |  | 230 | 230 | ST | 2.09 | 0 | 1 | 2493 ACAR | 0 | 0 | 0 | 0 | 0 | 0 | 0 | 0 | 0 | 0 | 0 | 0 | 0 | 0 | 0 | 0 | 0 | 0 | 0 | 0 | 0 | 0 | 0 | 12 | 1
NO |  | 149 | 2016 | 8 | 35 | 35 |  |  |  | 230 | 500 | SP | 0 | 2.22 | 1 | 1590 ACSR | 0 | 0 | 0 | 0 | 0 | 0 | 0 | 0 | 0 | 0 | 0 | 0 | 0 | 0 | 0 | 0 | 0 | 0 | 0 | 0 | 0 | 0 | 0 | 12 | 1
NO |  | 149 | 2016 | 9 | 2 | 2 |  | Warinanco | Aldene | 230 | 230 | SP | 0.12 | 0 | 1 | 1590 ACSR | 0 | 0 | 0 | 0 | 0 | 0 | 0 | 0 | 0 | 0 | 0 | 0 | 0 | 0 | 0 | 0 | 0 | 0 | 0 | 0 | 0 | 0 | 0 | 12 | 1
NO |  | 149 | 2016 | 9 | 3 | 3 |  |  |  | 230 | 230 | ST | 0.66 | 0 | 1 | 1590 ACSR | 0 | 0 | 0 | 0 | 0 | 0 | 0 | 0 | 0 | 0 | 0 | 0 | 0 | 0 | 0 | 0 | 0 | 0 | 0 | 0 | 0 | 0 | 0 | 12 | 1
NO |  | 149 | 2016 | 9 | 4 | 4 |  |  |  | 230 | 230 | RRO | 2.3 | 0 | 1 | 1590 ACSR | 0 | 0 | 0 | 0 | 0 | 0 | 0 | 0 | 0 | 0 | 0 | 0 | 0 | 0 | 0 | 0 | 0 | 0 | 0 | 0 | 0 | 0 | 0 | 12 | 1
NO |  | 149 | 2016 | 9 | 6 | 6 |  | Hinchmans | Hawthorne | 230 | 230 | HPFF | 5.52 | 0 | 1 | 2000 KMC CU | 0 | 0 | 0 | 0 | 0 | 0 | 0 | 0 | 0 | 0 | 0 | 0 | 0 | 0 | 0 | 0 | 0 | 0 | 0 | 0 | 0 | 0 | 0 | 12 | 1
NO |  | 149 | 2016 | 9 | 7 | 7 |  |  |  | 230 | 230 | HPFF | 0.03 | 0 | 1 | 2500 KMC CU | 0 | 0 | 0 | 0 | 0 | 0 | 0 | 0 | 0 | 0 | 0 | 0 | 0 | 0 | 0 | 0 | 0 | 0 | 0 | 0 | 0 | 0 | 0 | 12 | 1
NO |  | 149 | 2016 | 9 | 9 | 9 |  | West Orange | Springfield | 230 | 230 | HPFF | 8.86 | 0 | 1 | 3000 KMC CU | 0 | 0 | 0 | 0 | 0 | 0 | 0 | 0 | 0 | 0 | 0 | 0 | 0 | 0 | 0 | 0 | 0 | 0 | 0 | 0 | 0 | 0 | 0 | 12 | 1
NO |  | 149 | 2016 | 9 | 11 | 11 |  | Branchburg | Bridgewater | 230 | 230 | ST | 2.67 | 8.82 | 1 | 1590 ACSS | 0 | 0 | 0 | 0 | 0 | 0 | 0 | 0 | 0 | 0 | 0 | 0 | 0 | 0 | 0 | 0 | 0 | 0 | 0 | 0 | 0 | 0 | 0 | 12 | 1
NO |  | 149 | 2016 | 9 | 12 | 12 |  |  |  | 230 | 230 | SP | 0.52 | 0.24 | 1 | 1590 ACSS | 0 | 0 | 0 | 0 | 0 | 0 | 0 | 0 | 0 | 0 | 0 | 0 | 0 | 0 | 0 | 0 | 0 | 0 | 0 | 0 | 0 | 0 | 0 | 12 | 1
NO |  | 149 | 2016 | 9 | 14 | 14 |  | Somerville | Bridgewater | 230 | 230 | ST | 0.14 | 2.53 | 1 | 1590 ACSS | 0 | 0 | 0 | 0 | 0 | 0 | 0 | 0 | 0 | 0 | 0 | 0 | 0 | 0 | 0 | 0 | 0 | 0 | 0 | 0 | 0 | 0 | 0 | 12 | 1
NO |  | 149 | 2016 | 9 | 15 | 15 |  |  |  | 230 | 230 | SP | 0 | 0.33 | 1 | 1590 ACSS | 0 | 0 | 0 | 0 | 0 | 0 | 0 | 0 | 0 | 0 | 0 | 0 | 0 | 0 | 0 | 0 | 0 | 0 | 0 | 0 | 0 | 0 | 0 | 12 | 1
NO |  | 149 | 2016 | 9 | 17 | 17 |  | Eagle Point | Mickleton | 230 | 230 | ST | 2.16 | 0 | 2 | 1033.5 ACSS | 0 | 0 | 0 | 0 | 0 | 0 | 0 | 0 | 0 | 0 | 0 | 0 | 0 | 0 | 0 | 0 | 0 | 0 | 0 | 0 | 0 | 0 | 0 | 12 | 1
NO |  | 149 | 2016 | 9 | 18 | 18 |  |  |  | 230 | 230 | ST | 1.09 | 0 | 2 | 1033.5 ACSR | 0 | 0 | 0 | 0 | 0 | 0 | 0 | 0 | 0 | 0 | 0 | 0 | 0 | 0 | 0 | 0 | 0 | 0 | 0 | 0 | 0 | 0 | 0 | 12 | 1
NO |  | 149 | 2016 | 9 | 19 | 19 |  |  |  | 230 | 230 | SP | 0.54 | 0.58 | 2 | 1033.5 ACSS | 0 | 0 | 0 | 0 | 0 | 0 | 0 | 0 | 0 | 0 | 0 | 0 | 0 | 0 | 0 | 0 | 0 | 0 | 0 | 0 | 0 | 0 | 0 | 12 | 1
NO |  | 149 | 2016 | 9 | 20 | 20 |  |  |  | 230 | 230 | SP | 2.78 | 0 | 2 | 1033.5 ACSR | 0 | 0 | 0 | 0 | 0 | 0 | 0 | 0 | 0 | 0 | 0 | 0 | 0 | 0 | 0 | 0 | 0 | 0 | 0 | 0 | 0 | 0 | 0 | 12 | 1
NO |  | 149 | 2016 | 9 | 21 | 21 |  |  |  | 230 | 230 | RRO | 1.74 | 0 | 2 | 1033.5 ACSS | 0 | 0 | 0 | 0 | 0 | 0 | 0 | 0 | 0 | 0 | 0 | 0 | 0 | 0 | 0 | 0 | 0 | 0 | 0 | 0 | 0 | 0 | 0 | 12 | 1
NO |  | 149 | 2016 | 9 | 23 | 23 |  | Fairlawn | Waldwick | 230 | 230 | HPFF | 5.42 | 0 | 1 | 3500 KMC CU | 0 | 0 | 0 | 0 | 0 | 0 | 0 | 0 | 0 | 0 | 0 | 0 | 0 | 0 | 0 | 0 | 0 | 0 | 0 | 0 | 0 | 0 | 0 | 12 | 1
NO |  | 149 | 2016 | 9 | 25 | 25 |  | Bergenfield | New Milford | 230 | 230 | HPFF | 0.1 | 0 | 1 | 2500 KMC CU | 0 | 0 | 0 | 0 | 0 | 0 | 0 | 0 | 0 | 0 | 0 | 0 | 0 | 0 | 0 | 0 | 0 | 0 | 0 | 0 | 0 | 0 | 0 | 12 | 1
NO |  | 149 | 2016 | 9 | 26 | 26 |  |  |  | 230 | 230 | HPFF | 2.6 | 0 | 1 | 2000 KMC CU | 0 | 0 | 0 | 0 | 0 | 0 | 0 | 0 | 0 | 0 | 0 | 0 | 0 | 0 | 0 | 0 | 0 | 0 | 0 | 0 | 0 | 0 | 0 | 12 | 1
NO |  | 149 | 2016 | 9 | 28 | 28 |  | Aldene | Stanley Terrace | 230 | 230 | HPFF | 1.88 | 0 | 1 | 2500 KMC CU | 0 | 0 | 0 | 0 | 0 | 0 | 0 | 0 | 0 | 0 | 0 | 0 | 0 | 0 | 0 | 0 | 0 | 0 | 0 | 0 | 0 | 0 | 0 | 12 | 1
NO |  | 149 | 2016 | 9 | 29 | 29 |  |  |  | 230 | 230 | HPFF | 4.41 | 0 | 1 | 2000 KMC CU | 0 | 0 | 0 | 0 | 0 | 0 | 0 | 0 | 0 | 0 | 0 | 0 | 0 | 0 | 0 | 0 | 0 | 0 | 0 | 0 | 0 | 0 | 0 | 12 | 1
NO |  | 149 | 2016 | 9 | 31 | 31 |  | Essex | New Jersey Transit Meadows | 230 | 230 | ST | 0.06 | 1.34 | 1 | 1590 ACSR | 0 | 0 | 0 | 0 | 0 | 0 | 0 | 0 | 0 | 0 | 0 | 0 | 0 | 0 | 0 | 0 | 0 | 0 | 0 | 0 | 0 | 0 | 0 | 12 | 1
NO |  | 149 | 2016 | 9 | 32 | 32 |  |  | Transit Meadows | 230 | 230 | S/AT | 0.21 | 0.19 | 1 | 1590 ACSR | 0 | 0 | 0 | 0 | 0 | 0 | 0 | 0 | 0 | 0 | 0 | 0 | 0 | 0 | 0 | 0 | 0 | 0 | 0 | 0 | 0 | 0 | 0 | 12 | 1
NO |  | 149 | 2016 | 9 | 34 | 34 |  | Kearny Box Frame | Kearny Unit 12 Frame | 230 | 230 | ST | 0.07 | 0 | 1 | 1590 ACSR | 0 | 0 | 0 | 0 | 0 | 0 | 0 | 0 | 0 | 0 | 0 | 0 | 0 | 0 | 0 | 0 | 0 | 0 | 0 | 0 | 0 | 0 | 0 | 12 | 1
NO |  | 149 | 2016 | 10 | 1 | 1 |  | Gloucester | Eagle Point | 230 | 230 | ST | 1.12 | 0 | 2 | 1033.5ACSS | 0 | 0 | 0 | 0 | 0 | 0 | 0 | 0 | 0 | 0 | 0 | 0 | 0 | 0 | 0 | 0 | 0 | 0 | 0 | 0 | 0 | 0 | 0 | 12 | 1
NO |  | 149 | 2016 | 10 | 2 | 2 |  |  |  | 230 | 230 | RRO | 0.52 | 0 | 2 | 1033.5ACSS | 0 | 0 | 0 | 0 | 0 | 0 | 0 | 0 | 0 | 0 | 0 | 0 | 0 | 0 | 0 | 0 | 0 | 0 | 0 | 0 | 0 | 0 | 0 | 12 | 1
NO |  | 149 | 2016 | 10 | 3 | 3 |  |  |  | 230 | 230 | SP | 1.27 | 0 | 2 | 1033.5ACSS | 0 | 0 | 0 | 0 | 0 | 0 | 0 | 0 | 0 | 0 | 0 | 0 | 0 | 0 | 0 | 0 | 0 | 0 | 0 | 0 | 0 | 0 | 0 | 12 | 1
NO |  | 149 | 2016 | 10 | 5 | 5 |  | Hudson | South Waterfront | 230 | 230 | HPFF | 2.92 | 0 | 1 | 3000 KCM CU | 0 | 0 | 0 | 0 | 0 | 0 | 0 | 0 | 0 | 0 | 0 | 0 | 0 | 0 | 0 | 0 | 0 | 0 | 0 | 0 | 0 | 0 | 0 | 12 | 1
NO |  | 149 | 2016 | 10 | 7 | 7 |  | Bergenfield | Leonia | 230 | 230 | HPFF | 2.57 | 0 | 1 | 2500 KCM CU | 0 | 0 | 0 | 0 | 0 | 0 | 0 | 0 | 0 | 0 | 0 | 0 | 0 | 0 | 0 | 0 | 0 | 0 | 0 | 0 | 0 | 0 | 0 | 12 | 1
NO |  | 149 | 2016 | 10 | 8 | 8 |  |  |  | 230 | 230 | HPFF | 1.68 | 0 | 1 | 2000 KCM CU | 0 | 0 | 0 | 0 | 0 | 0 | 0 | 0 | 0 | 0 | 0 | 0 | 0 | 0 | 0 | 0 | 0 | 0 | 0 | 0 | 0 | 0 | 0 | 12 | 1
NO |  | 149 | 2016 | 10 | 10 | 10 |  | Cox's Corner | Lumberton | 230 | 230 | ST | 0 | 4.31 | 1 | 1590 ACSR | 0 | 0 | 0 | 0 | 0 | 0 | 0 | 0 | 0 | 0 | 0 | 0 | 0 | 0 | 0 | 0 | 0 | 0 | 0 | 0 | 0 | 0 | 0 | 12 | 1
NO |  | 149 | 2016 | 10 | 12 | 12 |  | Athenia | Saddle Brook | 230 | 230 | HPFF | 4.79 | 0 | 1 | 3500 KCM CU | 0 | 0 | 0 | 0 | 0 | 0 | 0 | 0 | 0 | 0 | 0 | 0 | 0 | 0 | 0 | 0 | 0 | 0 | 0 | 0 | 0 | 0 | 0 | 12 | 1
NO |  | 149 | 2016 | 10 | 14 | 14 |  | East Flemington | Pleasant Valley | 230 | 230 | ST | 7.56 | 0 | 1 | 795 ACSR | 0 | 0 | 0 | 0 | 0 | 0 | 0 | 0 | 0 | 0 | 0 | 0 | 0 | 0 | 0 | 0 | 0 | 0 | 0 | 0 | 0 | 0 | 0 | 12 | 1
NO |  | 149 | 2016 | 10 | 15 | 15 |  |  |  | 230 | 230 | ST | 3.16 | 4.24 | 1 | 1590 ACSR | 0 | 0 | 0 | 0 | 0 | 0 | 0 | 0 | 0 | 0 | 0 | 0 | 0 | 0 | 0 | 0 | 0 | 0 | 0 | 0 | 0 | 0 | 0 | 12 | 1
NO |  | 149 | 2016 | 10 | 17 | 17 |  | South Waterfront | Newport | 230 | 230 | HPFF | 1.27 | 0 | 1 | 2000 KCM CU | 0 | 0 | 0 | 0 | 0 | 0 | 0 | 0 | 0 | 0 | 0 | 0 | 0 | 0 | 0 | 0 | 0 | 0 | 0 | 0 | 0 | 0 | 0 | 12 | 1
NO |  | 149 | 2016 | 10 | 19 | 19 |  | Camden | Cinnaminson | 230 | 230 | ST | 0.13 | 0 | 1 | 1590 ACSR | 0 | 0 | 0 | 0 | 0 | 0 | 0 | 0 | 0 | 0 | 0 | 0 | 0 | 0 | 0 | 0 | 0 | 0 | 0 | 0 | 0 | 0 | 0 | 12 | 1
NO |  | 149 | 2016 | 10 | 20 | 20 |  |  |  | 230 | 230 | ST | 4.29 | 0 | 1 | 1033.5 ACSS | 0 | 0 | 0 | 0 | 0 | 0 | 0 | 0 | 0 | 0 | 0 | 0 | 0 | 0 | 0 | 0 | 0 | 0 | 0 | 0 | 0 | 0 | 0 | 12 | 1
NO |  | 149 | 2016 | 10 | 21 | 21 |  |  |  | 230 | 230 | SP | 0.37 | 0 | 1 | 1590 ACSR | 0 | 0 | 0 | 0 | 0 | 0 | 0 | 0 | 0 | 0 | 0 | 0 | 0 | 0 | 0 | 0 | 0 | 0 | 0 | 0 | 0 | 0 | 0 | 12 | 1
NO |  | 149 | 2016 | 10 | 23 | 23 |  | Sewaren | Linden #2 - to - Minue St. | 230 | 230 | ST | 0 | 4.99 | 1 | 1590 ACSR | 0 | 0 | 0 | 0 | 0 | 0 | 0 | 0 | 0 | 0 | 0 | 0 | 0 | 0 | 0 | 0 | 0 | 0 | 0 | 0 | 0 | 0 | 0 | 12 | 1
NO |  | 149 | 2016 | 10 | 24 | 24 |  |  |  | 230 | 230 | SP | 0 | 0.89 | 2 | 1590 ACSR | 0 | 0 | 0 | 0 | 0 | 0 | 0 | 0 | 0 | 0 | 0 | 0 | 0 | 0 | 0 | 0 | 0 | 0 | 0 | 0 | 0 | 0 | 0 | 12 | 1
NO |  | 149 | 2016 | 10 | 26 | 26 |  | Hoboken | 49th Street Sub | 230 | 230 | HPFF | 3.33 | 0 | 1 | 1750 KCM CU | 0 | 0 | 0 | 0 | 0 | 0 | 0 | 0 | 0 | 0 | 0 | 0 | 0 | 0 | 0 | 0 | 0 | 0 | 0 | 0 | 0 | 0 | 0 | 12 | 1
NO |  | 149 | 2016 | 10 | 28 | 28 |  | 49th Street | Ridgefield | 230 | 230 | S/AT | 0.12 | 2.98 | 1 | 1590 ACSR | 0 | 0 | 0 | 0 | 0 | 0 | 0 | 0 | 0 | 0 | 0 | 0 | 0 | 0 | 0 | 0 | 0 | 0 | 0 | 0 | 0 | 0 | 0 | 12 | 1
NO |  | 149 | 2016 | 10 | 29 | 29 |  |  |  | 230 | 230 | ST | 0.22 | 0 | 1 | 1590 ACSR | 0 | 0 | 0 | 0 | 0 | 0 | 0 | 0 | 0 | 0 | 0 | 0 | 0 | 0 | 0 | 0 | 0 | 0 | 0 | 0 | 0 | 0 | 0 | 12 | 1
NO |  | 149 | 2016 | 10 | 31 | 31 |  | Front St. | Fanwood | 230 | 230 | SP | 0.91 | 0 | 1 | 1590 ACSR | 0 | 0 | 0 | 0 | 0 | 0 | 0 | 0 | 0 | 0 | 0 | 0 | 0 | 0 | 0 | 0 | 0 | 0 | 0 | 0 | 0 | 0 | 0 | 12 | 1
NO |  | 149 | 2016 | 10 | 33 | 33 |  | Deans | Metuchen -to- Person Ave. | 230 | 230 | ST | 8.28 | 0 | 1 | 1590 ACSR | 0 | 0 | 0 | 0 | 0 | 0 | 0 | 0 | 0 | 0 | 0 | 0 | 0 | 0 | 0 | 0 | 0 | 0 | 0 | 0 | 0 | 0 | 0 | 12 | 1
NO |  | 149 | 2016 | 10 | 34 | 34 |  |  |  | 230 | 230 | S/AT | 0.43 | 3.43 | 1 | 1590 ACSR | 0 | 0 | 0 | 0 | 0 | 0 | 0 | 0 | 0 | 0 | 0 | 0 | 0 | 0 | 0 | 0 | 0 | 0 | 0 | 0 | 0 | 0 | 0 | 12 | 1
NO |  | 149 | 2016 | 10 | 35 | 35 |  |  |  | 230 | 230 | SP | 0.48 | 0 | 1 | 1590 ACSR | 0 | 0 | 0 | 0 | 0 | 0 | 0 | 0 | 0 | 0 | 0 | 0 | 0 | 0 | 0 | 0 | 0 | 0 | 0 | 0 | 0 | 0 | 0 | 12 | 1
NO |  | 149 | 2016 | 11 | 2 | 2 |  | Lumberton | Cox's Corner | 230 | 230 | S/AT | 4.33 | 0 | 1 | 1590 ACSR | 0 | 0 | 0 | 0 | 0 | 0 | 0 | 0 | 0 | 0 | 0 | 0 | 0 | 0 | 0 | 0 | 0 | 0 | 0 | 0 | 0 | 0 | 0 | 12 | 1
NO |  | 149 | 2016 | 11 | 4 | 4 |  | Tosco | Linden VFT | 230 | 230 | SP | 0.01 | 0 | 1 | 1590 ACSR | 0 | 0 | 0 | 0 | 0 | 0 | 0 | 0 | 0 | 0 | 0 | 0 | 0 | 0 | 0 | 0 | 0 | 0 | 0 | 0 | 0 | 0 | 0 | 12 | 1
NO |  | 149 | 2016 | 11 | 5 | 5 |  |  |  | 230 | 230 | ST | 0.28 | 0 | 1 | 1590 ACSS | 0 | 0 | 0 | 0 | 0 | 0 | 0 | 0 | 0 | 0 | 0 | 0 | 0 | 0 | 0 | 0 | 0 | 0 | 0 | 0 | 0 | 0 | 0 | 12 | 1
NO |  | 149 | 2016 | 11 | 7 | 7 |  | Transco Williams | Roseland | 230 | 230 | AT | 0.09 | 0 | 1 | 1590 ACSR | 0 | 0 | 0 | 0 | 0 | 0 | 0 | 0 | 0 | 0 | 0 | 0 | 0 | 0 | 0 | 0 | 0 | 0 | 0 | 0 | 0 | 0 | 0 | 12 | 1
NO |  | 149 | 2016 | 11 | 8 | 8 |  |  |  | 230 | 230 | SP | 0.09 | 0 | 1 | 1590 ACSR | 0 | 0 | 0 | 0 | 0 | 0 | 0 | 0 | 0 | 0 | 0 | 0 | 0 | 0 | 0 | 0 | 0 | 0 | 0 | 0 | 0 | 0 | 0 | 12 | 1
NO |  | 149 | 2016 | 11 | 10 | 10 |  | Sewaren | Raritan Steel | 230 | 230 | HPFF | 4.44 | 0 | 1 | 1000 ALUM | 0 | 0 | 0 | 0 | 0 | 0 | 0 | 661490054 | 0 | 0 | 0 | 0 | 0 | 0 | 0 | 0 | 0 | 0 | 0 | 0 | 0 | 0 | 0 | 12 | 1
NO |  | 149 | 2016 | 11 | 12 | 12 |  | Newport | Hoboken | 230 | 230 | HPFF | 2.33 | 0 | 1 | 2000KCM CU | 0 | 0 | 0 | 0 | 0 | 0 | 0 | 0 | 0 | 0 | 0 | 0 | 0 | 0 | 0 | 0 | 0 | 0 | 0 | 0 | 0 | 0 | 0 | 12 | 1
NO |  | 149 | 2016 | 11 | 14 | 14 |  | Lumberton | Cookstown | 230 | 230 | S/AT | 17.85 | 0 | 1 | 1590 ACSR | 0 | 0 | 0 | 0 | 0 | 0 | 0 | 0 | 0 | 0 | 0 | 0 | 0 | 0 | 0 | 0 | 0 | 0 | 0 | 0 | 0 | 0 | 0 | 12 | 1
NO |  | 149 | 2016 | 11 | 15 | 15 |  |  |  | 230 | 230 | SP | 0.2 | 0 | 1 | 1590 ACSR | 0 | 0 | 0 | 0 | 0 | 0 | 0 | 0 | 0 | 0 | 0 | 0 | 0 | 0 | 0 | 0 | 0 | 0 | 0 | 0 | 0 | 0 | 0 | 12 | 1
NO |  | 149 | 2016 | 11 | 17 | 17 |  | Leonia | Bergen | 230 | 230 | HPFF | 2.99 | 0 | 1 | 2000 KMC CU | 0 | 0 | 0 | 0 | 0 | 0 | 0 | 0 | 0 | 0 | 0 | 0 | 0 | 0 | 0 | 0 | 0 | 0 | 0 | 0 | 0 | 0 | 0 | 12 | 1
NO |  | 149 | 2016 | 11 | 19 | 19 |  | Kittatinny | Newton | 230 | 230 | ST | 0 | 8.59 | 1 | 1590 ACSS/AW | 0 | 0 | 0 | 0 | 0 | 0 | 0 | 0 | 0 | 0 | 0 | 0 | 0 | 0 | 0 | 0 | 0 | 0 | 0 | 0 | 0 | 0 | 0 | 12 | 1
NO |  | 149 | 2016 | 11 | 20 | 20 |  |  |  | 230 | 230 | ST | 10.38 | 0 | 1 | 1590 ACSR | 0 | 0 | 0 | 0 | 0 | 0 | 0 | 0 | 0 | 0 | 0 | 0 | 0 | 0 | 0 | 0 | 0 | 0 | 0 | 0 | 0 | 0 | 0 | 12 | 1
NO |  | 149 | 2016 | 11 | 21 | 21 |  |  |  | 230 | 230 | SP | 0.44 | 0 | 1 | 1590 ACSR | 0 | 0 | 0 | 0 | 0 | 0 | 0 | 0 | 0 | 0 | 0 | 0 | 0 | 0 | 0 | 0 | 0 | 0 | 0 | 0 | 0 | 0 | 0 | 12 | 1
NO |  | 149 | 2016 | 11 | 22 | 22 |  |  |  | 230 | 230 | SP | 0.07 | 0 | 1 | 1590 ACSS/AW | 0 | 0 | 0 | 0 | 0 | 0 | 0 | 0 | 0 | 0 | 0 | 0 | 0 | 0 | 0 | 0 | 0 | 0 | 0 | 0 | 0 | 0 | 0 | 12 | 1
NO |  | 149 | 2016 | 11 | 24 | 24 |  | Sewaren | Metuchen-to-Woodbridge | 230 | 230 | SP | 6.83 | 0 | 2 | 1590 ACSR | 0 | 0 | 0 | 0 | 0 | 0 | 0 | 0 | 0 | 0 | 0 | 0 | 0 | 0 | 0 | 0 | 0 | 0 | 0 | 0 | 0 | 0 | 0 | 12 | 1
NO |  | 149 | 2016 | 11 | 26 | 26 |  | Roseland | Readington | 230 | 230 | ST | 25.11 | 0 | 1 | 1590 ACSR | 0 | 0 | 0 | 0 | 0 | 0 | 0 | 0 | 0 | 0 | 0 | 0 | 0 | 0 | 0 | 0 | 0 | 0 | 0 | 0 | 0 | 0 | 0 | 12 | 1
NO |  | 149 | 2016 | 11 | 28 | 28 |  | Cox's Corner | Silver Lake | 230 | 230 | ST | 12.22 | 0 | 1 | 1590 ACSR | 0 | 0 | 0 | 0 | 0 | 0 | 0 | 0 | 0 | 0 | 0 | 0 | 0 | 0 | 0 | 0 | 0 | 0 | 0 | 0 | 0 | 0 | 0 | 12 | 1
NO |  | 149 | 2016 | 11 | 30 | 30 |  | Linden VFT | Warinanco | 230 | 230 | ST | 1.8 | 0 | 1 | 1590 ACSR | 0 | 0 | 0 | 0 | 0 | 0 | 0 | 0 | 0 | 0 | 0 | 0 | 0 | 0 | 0 | 0 | 0 | 0 | 0 | 0 | 0 | 0 | 0 | 12 | 1
NO |  | 149 | 2016 | 11 | 31 | 31 |  |  |  | 230 | 230 | SP | 0.15 | 0 | 1 | 1590 ACSR | 0 | 0 | 0 | 0 | 0 | 0 | 0 | 0 | 0 | 0 | 0 | 0 | 0 | 0 | 0 | 0 | 0 | 0 | 0 | 0 | 0 | 0 | 0 | 12 | 1
NO |  | 149 | 2016 | 11 | 33 | 33 |  | Camden | Cuthbert BLVD | 230 | 230 | HPFF | 2.6 | 0 | 1 | 3000 KCM CU | 0 | 0 | 0 | 0 | 0 | 0 | 0 | 0 | 0 | 0 | 0 | 0 | 0 | 0 | 0 | 0 | 0 | 0 | 0 | 0 | 0 | 0 | 0 | 12 | 1
NO |  | 149 | 2016 | 11 | 35 | 35 |  | North Bergen | Bergen | 230 | 230 | S/AT | 2.14 | 0 | 1 | 1590 ACSR | 0 | 0 | 0 | 0 | 0 | 0 | 0 | 0 | 0 | 0 | 0 | 0 | 0 | 0 | 0 | 0 | 0 | 0 | 0 | 0 | 0 | 0 | 0 | 12 | 1
NO |  | 149 | 2016 | 12 | 2 | 2 |  | New Milford | Hillsdale | 230 | 230 | HPFF | 5.89 | 0 | 1 | 3500 KCM CU | 0 | 0 | 0 | 0 | 0 | 0 | 0 | 0 | 0 | 0 | 0 | 0 | 0 | 0 | 0 | 0 | 0 | 0 | 0 | 0 | 0 | 0 | 0 | 12 | 1
NO |  | 149 | 2016 | 12 | 4 | 4 |  | Brunswick | Bennets Lane -to- Adams | 230 | 230 | ST | 0.36 | 4.54 | 1 | 1590 ACSR | 0 | 0 | 0 | 0 | 0 | 0 | 0 | 0 | 0 | 0 | 0 | 0 | 0 | 0 | 0 | 0 | 0 | 0 | 0 | 0 | 0 | 0 | 0 | 12 | 1
NO |  | 149 | 2016 | 12 | 6 | 6 |  | Gloucester | Deptford | 230 | 230 | SP | 0.84 | 0 | 2 | 1033.5 ACSS | 0 | 0 | 0 | 0 | 0 | 0 | 0 | 0 | 0 | 0 | 0 | 0 | 0 | 0 | 0 | 0 | 0 | 0 | 0 | 0 | 0 | 0 | 0 | 12 | 1
NO |  | 149 | 2016 | 12 | 7 | 7 |  |  |  | 230 | 230 | RRO | 0 | 1.18 | 2 | 1033.5 ACSS | 0 | 0 | 0 | 0 | 0 | 0 | 0 | 0 | 0 | 0 | 0 | 0 | 0 | 0 | 0 | 0 | 0 | 0 | 0 | 0 | 0 | 0 | 0 | 12 | 1
NO |  | 149 | 2016 | 12 | 8 | 8 |  |  |  | 230 | 230 | ST | 0 | 1.2 | 2 | 1033.5 ACSS | 0 | 0 | 0 | 0 | 0 | 0 | 0 | 0 | 0 | 0 | 0 | 0 | 0 | 0 | 0 | 0 | 0 | 0 | 0 | 0 | 0 | 0 | 0 | 12 | 1
NO |  | 149 | 2016 | 12 | 10 | 10 |  | New Freedom | Cox's Corner | 230 | 230 | ST | 0.32 | 17.52 | 1 | 1590 ACSR | 0 | 0 | 0 | 0 | 0 | 0 | 0 | 0 | 0 | 0 | 0 | 0 | 0 | 0 | 0 | 0 | 0 | 0 | 0 | 0 | 0 | 0 | 0 | 12 | 1
NO |  | 149 | 2016 | 12 | 11 | 11 |  |  |  | 230 | 230 | S/AT | 0.09 | 0 | 1 | 1590 ACSR | 0 | 0 | 0 | 0 | 0 | 0 | 0 | 0 | 0 | 0 | 0 | 0 | 0 | 0 | 0 | 0 | 0 | 0 | 0 | 0 | 0 | 0 | 0 | 12 | 1
NO |  | 149 | 2016 | 12 | 13 | 13 |  | Deans | Westfield | 230 | 230 | ST | 0 | 0.42 | 1 | 1590 ACSR | 0 | 0 | 0 | 0 | 0 | 0 | 0 | 0 | 0 | 0 | 0 | 0 | 0 | 0 | 0 | 0 | 0 | 0 | 0 | 0 | 0 | 0 | 0 | 12 | 1
NO |  | 149 | 2016 | 12 | 14 | 14 |  |  |  | 230 | 230 | S/AT | 0.14 | 3.62 | 1 | 1590 ACSR | 0 | 0 | 0 | 0 | 0 | 0 | 0 | 0 | 0 | 0 | 0 | 0 | 0 | 0 | 0 | 0 | 0 | 0 | 0 | 0 | 0 | 0 | 0 | 12 | 1
NO |  | 149 | 2016 | 12 | 15 | 15 |  |  |  | 230 | 230 | RRO | 0.09 | 12.8 | 1 | 1590 ACSR | 0 | 0 | 0 | 0 | 0 | 0 | 0 | 0 | 0 | 0 | 0 | 0 | 0 | 0 | 0 | 0 | 0 | 0 | 0 | 0 | 0 | 0 | 0 | 12 | 1
NO |  | 149 | 2016 | 12 | 16 | 16 |  |  |  | 230 | 230 | SP | 2.93 | 0.77 | 1 | 1590 ACSR | 0 | 0 | 0 | 0 | 0 | 0 | 0 | 0 | 0 | 0 | 0 | 0 | 0 | 0 | 0 | 0 | 0 | 0 | 0 | 0 | 0 | 0 | 0 | 12 | 1
NO |  | 149 | 2016 | 12 | 17 | 17 |  |  |  | 230 | 230 | SP | 0.15 | 0 | 1 | 1590 ACSS/AW | 0 | 0 | 0 | 0 | 0 | 0 | 0 | 0 | 0 | 0 | 0 | 0 | 0 | 0 | 0 | 0 | 0 | 0 | 0 | 0 | 0 | 0 | 0 | 12 | 1
NO |  | 149 | 2016 | 12 | 19 | 19 |  | Depford | Thorofare | 230 | 230 | ST | 0 | 3.25 | 2 | 1033.5 ACSS | 0 | 0 | 0 | 0 | 0 | 0 | 0 | 0 | 0 | 0 | 0 | 0 | 0 | 0 | 0 | 0 | 0 | 0 | 0 | 0 | 0 | 0 | 0 | 12 | 1
NO |  | 149 | 2016 | 12 | 20 | 20 |  |  |  | 230 | 230 | RRO | 0 | 1.04 | 2 | 1033.5 ACSS | 0 | 0 | 0 | 0 | 0 | 0 | 0 | 0 | 0 | 0 | 0 | 0 | 0 | 0 | 0 | 0 | 0 | 0 | 0 | 0 | 0 | 0 | 0 | 12 | 1
NO |  | 149 | 2016 | 12 | 21 | 21 |  |  |  | 230 | 230 | SP | 1.84 | 0 | 2 | 1033.5 ACSS | 0 | 0 | 0 | 0 | 0 | 0 | 0 | 0 | 0 | 0 | 0 | 0 | 0 | 0 | 0 | 0 | 0 | 0 | 0 | 0 | 0 | 0 | 0 | 12 | 1
NO |  | 149 | 2016 | 12 | 23 | 23 |  | Sunnymeade | Branchburg -to- Sunnymeade | 230 | 230 | ST | 2.9 | 0 | 1 | 1590 ACSR | 0 | 0 | 0 | 0 | 0 | 0 | 0 | 0 | 0 | 0 | 0 | 0 | 0 | 0 | 0 | 0 | 0 | 0 | 0 | 0 | 0 | 0 | 0 | 12 | 1
NO |  | 149 | 2016 | 12 | 24 | 24 |  |  |  | 230 | 230 | SP | 4.05 | 0 | 1 | 1590 ACSS | 0 | 0 | 0 | 0 | 0 | 0 | 0 | 0 | 0 | 0 | 0 | 0 | 0 | 0 | 0 | 0 | 0 | 0 | 0 | 0 | 0 | 0 | 0 | 12 | 1
NO |  | 149 | 2016 | 12 | 26 | 26 |  | Sewaren | Metuchen | 230 | 230 | ST | 0.88 | 0 | 1 | 1590 ACSR | 0 | 0 | 0 | 0 | 0 | 0 | 0 | 0 | 0 | 0 | 0 | 0 | 0 | 0 | 0 | 0 | 0 | 0 | 0 | 0 | 0 | 0 | 0 | 12 | 1
NO |  | 149 | 2016 | 12 | 27 | 27 |  |  |  | 230 | 230 | SP | 0 | 6 | 2 | 1590 ACSR | 0 | 0 | 0 | 0 | 0 | 0 | 0 | 0 | 0 | 0 | 0 | 0 | 0 | 0 | 0 | 0 | 0 | 0 | 0 | 0 | 0 | 0 | 0 | 12 | 1
NO |  | 149 | 2016 | 12 | 29 | 29 |  | Bennets Lane | Branchburg | 230 | 230 | ST | 0.16 | 7.24 | 1 | 1590 ACSR | 0 | 0 | 0 | 0 | 0 | 0 | 0 | 0 | 0 | 0 | 0 | 0 | 0 | 0 | 0 | 0 | 0 | 0 | 0 | 0 | 0 | 0 | 0 | 12 | 1
NO |  | 149 | 2016 | 12 | 30 | 30 |  |  |  | 230 | 230 | SP | 0 | 3.89 | 1 | 1590 ACSS | 0 | 0 | 0 | 0 | 0 | 0 | 0 | 0 | 0 | 0 | 0 | 0 | 0 | 0 | 0 | 0 | 0 | 0 | 0 | 0 | 0 | 0 | 0 | 12 | 1
NO |  | 149 | 2016 | 12 | 31 | 31 |  |  |  | 230 | 230 | SP | 0 | 0.89 | 1 | 1590 ACSR | 0 | 0 | 0 | 0 | 0 | 0 | 0 | 0 | 0 | 0 | 0 | 0 | 0 | 0 | 0 | 0 | 0 | 0 | 0 | 0 | 0 | 0 | 0 | 12 | 1
NO |  | 149 | 2016 | 12 | 34 | 34 |  | Hudson | North Bergen | 230 | 230 | S/AT | 0 | 4.53 | 1 | 1590 ACSR | 0 | 0 | 0 | 0 | 0 | 0 | 0 | 0 | 0 | 0 | 0 | 0 | 0 | 0 | 0 | 0 | 0 | 0 | 0 | 0 | 0 | 0 | 0 | 12 | 1
NO |  | 149 | 2016 | 12 | 35 | 35 |  |  |  | 230 | 230 | SP | 0.24 | 0 | 1 | 1590 ACSR | 0 | 0 | 0 | 0 | 0 | 0 | 0 | 0 | 0 | 0 | 0 | 0 | 0 | 0 | 0 | 0 | 0 | 0 | 0 | 0 | 0 | 0 | 0 | 12 | 1
NO |  | 149 | 2016 | 13 | 1 | 1 |  |  |  | 230 | 230 | ST | 0.08 | 0 | 1 | 1590 ACSR | 0 | 0 | 0 | 0 | 0 | 0 | 0 | 0 | 0 | 0 | 0 | 0 | 0 | 0 | 0 | 0 | 0 | 0 | 0 | 0 | 0 | 0 | 0 | 12 | 1
NO |  | 149 | 2016 | 13 | 3 | 3 |  | Westfield | Aldene | 230 | 230 | SP | 2.69 | 0 | 1 | 1590 ACSR | 0 | 0 | 0 | 0 | 0 | 0 | 0 | 0 | 0 | 0 | 0 | 0 | 0 | 0 | 0 | 0 | 0 | 0 | 0 | 0 | 0 | 0 | 0 | 12 | 1
NO |  | 149 | 2016 | 13 | 4 | 4 |  |  |  | 230 | 230 | ST | 0.02 | 0 | 1 | 1590 ACSR | 0 | 0 | 0 | 0 | 0 | 0 | 0 | 0 | 0 | 0 | 0 | 0 | 0 | 0 | 0 | 0 | 0 | 0 | 0 | 0 | 0 | 0 | 0 | 12 | 1
NO |  | 149 | 2016 | 13 | 6 | 6 |  | Sewaren | Metuchen - Lafayette, Woodb | 230 | 230 | ST | 1.31 | 0 | 1 | 1590 ACSR | 0 | 0 | 0 | 0 | 0 | 0 | 0 | 0 | 0 | 0 | 0 | 0 | 0 | 0 | 0 | 0 | 0 | 0 | 0 | 0 | 0 | 0 | 0 | 12 | 1
NO |  | 149 | 2016 | 13 | 7 | 7 |  |  |  | 230 | 230 | S/AT | 5.12 | 0 | 1 | 1590 ACSR | 0 | 0 | 0 | 0 | 0 | 0 | 0 | 0 | 0 | 0 | 0 | 0 | 0 | 0 | 0 | 0 | 0 | 0 | 0 | 0 | 0 | 0 | 0 | 12 | 1
NO |  | 149 | 2016 | 13 | 8 | 8 |  |  |  | 230 | 230 | SP | 0.31 | 0 | 1 | 1590 ACSR | 0 | 0 | 0 | 0 | 0 | 0 | 0 | 0 | 0 | 0 | 0 | 0 | 0 | 0 | 0 | 0 | 0 | 0 | 0 | 0 | 0 | 0 | 0 | 12 | 1
NO |  | 149 | 2016 | 13 | 10 | 10 |  | Penhorn | 49th Street Sub Penhorn | 230 | 230 | ST | 0.05 | 0 | 1 | 1590 ACSR | 0 | 0 | 0 | 0 | 0 | 0 | 0 | 0 | 0 | 0 | 0 | 0 | 0 | 0 | 0 | 0 | 0 | 0 | 0 | 0 | 0 | 0 | 0 | 12 | 1
NO |  | 149 | 2016 | 13 | 11 | 11 |  |  |  | 230 | 230 | S/AT | 0.32 | 1.65 | 1 | 1590 ACSR | 0 | 0 | 0 | 0 | 0 | 0 | 0 | 0 | 0 | 0 | 0 | 0 | 0 | 0 | 0 | 0 | 0 | 0 | 0 | 0 | 0 | 0 | 0 | 12 | 1
NO |  | 149 | 2016 | 13 | 13 | 13 |  | Hoboken | 49th Street Sub Hoboken | 230 | 230 | HPFF | 3.27 | 0 | 1 | 2000 KCM CU | 0 | 0 | 0 | 0 | 0 | 0 | 0 | 0 | 0 | 0 | 0 | 0 | 0 | 0 | 0 | 0 | 0 | 0 | 0 | 0 | 0 | 0 | 0 | 12 | 1
NO |  | 149 | 2016 | 13 | 15 | 15 |  | Metuchen | Sewaren | 230 | 230 | ST | 0 | 1.31 | 1 | 1590 ACSR | 0 | 0 | 0 | 0 | 0 | 0 | 0 | 0 | 0 | 0 | 0 | 0 | 0 | 0 | 0 | 0 | 0 | 0 | 0 | 0 | 0 | 0 | 0 | 12 | 1
NO |  | 149 | 2016 | 13 | 16 | 16 |  |  |  | 230 | 230 | S/AT | 0.26 | 4.83 | 1 | 1590 ACSR | 0 | 0 | 0 | 0 | 0 | 0 | 0 | 0 | 0 | 0 | 0 | 0 | 0 | 0 | 0 | 0 | 0 | 0 | 0 | 0 | 0 | 0 | 0 | 12 | 1
NO |  | 149 | 2016 | 13 | 17 | 17 |  |  |  | 230 | 230 | SP | 0 | 0.31 | 1 | 1590 ACSR | 0 | 0 | 0 | 0 | 0 | 0 | 0 | 0 | 0 | 0 | 0 | 0 | 0 | 0 | 0 | 0 | 0 | 0 | 0 | 0 | 0 | 0 | 0 | 12 | 1
NO |  | 149 | 2016 | 13 | 19 | 19 |  | Roseland | Cedar Grove | 230 | 230 | AT | 0.43 | 7.23 | 1 | 1590 ACSR | 0 | 0 | 0 | 0 | 0 | 0 | 0 | 0 | 0 | 0 | 0 | 0 | 0 | 0 | 0 | 0 | 0 | 0 | 0 | 0 | 0 | 0 | 0 | 12 | 1
NO |  | 149 | 2016 | 13 | 21 | 21 |  | Gloucester | Camden | 230 | 230 | HPFF | 7.84 | 0 | 1 | 3500 KCM CU | 0 | 0 | 0 | 0 | 0 | 0 | 0 | 0 | 0 | 0 | 0 | 0 | 0 | 0 | 0 | 0 | 0 | 0 | 0 | 0 | 0 | 0 | 0 | 12 | 1
NO |  | 149 | 2016 | 13 | 23 | 23 |  | Athenia | Belleville | 230 | 230 | ST | 0.25 | 5.22 | 1 | 1590 ACSR | 0 | 0 | 0 | 0 | 0 | 0 | 0 | 0 | 0 | 0 | 0 | 0 | 0 | 0 | 0 | 0 | 0 | 0 | 0 | 0 | 0 | 0 | 0 | 12 | 1
NO |  | 149 | 2016 | 13 | 24 | 24 |  |  |  | 230 | 230 | AT | 0.39 | 0 | 1 | 1590 ACSR | 0 | 0 | 0 | 0 | 0 | 0 | 0 | 0 | 0 | 0 | 0 | 0 | 0 | 0 | 0 | 0 | 0 | 0 | 0 | 0 | 0 | 0 | 0 | 12 | 1
NO |  | 149 | 2016 | 13 | 26 | 26 |  | Linden | Linden | 230 | 230 | ST | 0.11 | 0 | 1 | 1590 ACSS/AW | 0 | 0 | 0 | 0 | 0 | 0 | 0 | 0 | 0 | 0 | 0 | 0 | 0 | 0 | 0 | 0 | 0 | 0 | 0 | 0 | 0 | 0 | 0 | 12 | 1
NO |  | 149 | 2016 | 13 | 28 | 28 |  | Smithburg | Deans | 230 | 230 | SP | 0.4 | 0 | 1 | 1590 ACSR | 0 | 0 | 0 | 0 | 0 | 0 | 0 | 0 | 0 | 0 | 0 | 0 | 0 | 0 | 0 | 0 | 0 | 0 | 0 | 0 | 0 | 0 | 0 | 12 | 1
NO |  | 149 | 2016 | 13 | 30 | 30 |  | Camden | Cuthbert Blvd | 230 | 230 | HPFF | 3.29 | 0 | 1 | 3500 KCM CU | 0 | 0 | 0 | 0 | 0 | 0 | 0 | 0 | 0 | 0 | 0 | 0 | 0 | 0 | 0 | 0 | 0 | 0 | 0 | 0 | 0 | 0 | 0 | 12 | 1
NO |  | 149 | 2016 | 13 | 32 | 32 |  | Pleasant Valley | Rocktown | 230 | 230 | ST | 2.39 | 0 | 1 | 1590ACSR | 0 | 0 | 0 | 0 | 0 | 0 | 0 | 0 | 0 | 0 | 0 | 0 | 0 | 0 | 0 | 0 | 0 | 0 | 0 | 0 | 0 | 0 | 0 | 12 | 1
NO |  | 149 | 2016 | 13 | 33 | 33 |  |  |  | 230 | 230 | SP | 0.41 | 0 | 1 | 1590ACSS | 0 | 0 | 0 | 0 | 0 | 0 | 0 | 0 | 0 | 0 | 0 | 0 | 0 | 0 | 0 | 0 | 0 | 0 | 0 | 0 | 0 | 0 | 0 | 12 | 1
NO |  | 149 | 2016 | 13 | 35 | 35 |  | Bergen | Bergen | 138 | 138 | SP | 0.15 | 0 | 1 | 1033.5 ACSS | 0 | 0 | 0 | 0 | 0 | 0 | 0 | 0 | 0 | 0 | 0 | 0 | 0 | 0 | 0 | 0 | 0 | 0 | 0 | 0 | 0 | 0 | 0 | 12 | 1
NO |  | 149 | 2016 | 14 | 2 | 2 |  | Mercer | Trenton | 138 | 230 | ST | 2 | 0 | 1 | 1590 ACSR | 0 | 0 | 0 | 0 | 0 | 0 | 0 | 0 | 0 | 0 | 0 | 0 | 0 | 0 | 0 | 0 | 0 | 0 | 0 | 0 | 0 | 0 | 0 | 12 | 1
NO |  | 149 | 2016 | 14 | 3 | 3 |  |  |  | 138 | 230 | AT | 0 | 3.65 | 1 | 1590 ACSR | 0 | 0 | 0 | 0 | 0 | 0 | 0 | 0 | 0 | 0 | 0 | 0 | 0 | 0 | 0 | 0 | 0 | 0 | 0 | 0 | 0 | 0 | 0 | 12 | 1
NO |  | 149 | 2016 | 14 | 5 | 5 |  | Bergen | Bergen | 138 | 138 | ST | 0.55 | 0 | 1 | 1590 ACSR | 0 | 0 | 0 | 0 | 0 | 0 | 0 | 0 | 0 | 0 | 0 | 0 | 0 | 0 | 0 | 0 | 0 | 0 | 0 | 0 | 0 | 0 | 0 | 12 | 1
NO |  | 149 | 2016 | 14 | 7 | 7 |  | Bayonne | Bayonne Cogen | 138 | 138 | HPFF | 3.69 | 0 | 1 | 2000 KCM CU | 0 | 0 | 0 | 0 | 0 | 0 | 0 | 0 | 0 | 0 | 0 | 0 | 0 | 0 | 0 | 0 | 0 | 0 | 0 | 0 | 0 | 0 | 0 | 12 | 1
NO |  | 149 | 2016 | 14 | 9 | 9 |  | Bergen | Bergen | 138 | 138 | ST | 0.63 | 0 | 1 | 1590 ACSS | 0 | 0 | 0 | 0 | 0 | 0 | 0 | 0 | 0 | 0 | 0 | 0 | 0 | 0 | 0 | 0 | 0 | 0 | 0 | 0 | 0 | 0 | 0 | 12 | 1
NO |  | 149 | 2016 | 14 | 11 | 11 |  | Americal Refuel | Foundry St. | 138 | 138 | HPFF | 1.27 | 0 | 1 | 2000 KCM CU | 0 | 0 | 0 | 0 | 0 | 0 | 0 | 0 | 0 | 0 | 0 | 0 | 0 | 0 | 0 | 0 | 0 | 0 | 0 | 0 | 0 | 0 | 0 | 12 | 1
NO |  | 149 | 2016 | 14 | 13 | 13 |  | Linden | Linden | 138 | 138 | SP | 0.08 | 0 | 1 | 1590 ACSR | 0 | 0 | 0 | 0 | 0 | 0 | 0 | 0 | 0 | 0 | 0 | 0 | 0 | 0 | 0 | 0 | 0 | 0 | 0 | 0 | 0 | 0 | 0 | 12 | 1
NO |  | 149 | 2016 | 14 | 15 | 15 |  | Marion | Jersey City | 138 | 138 | ST | 0.12 | 0 | 1 | 1033.5 ACSS | 0 | 0 | 0 | 0 | 0 | 0 | 0 | 0 | 0 | 0 | 0 | 0 | 0 | 0 | 0 | 0 | 0 | 0 | 0 | 0 | 0 | 0 | 0 | 12 | 1
NO |  | 149 | 2016 | 14 | 16 | 16 |  |  |  | 138 | 138 | SP | 0.16 | 0 | 1 | 1033.5 ACSS | 0 | 0 | 0 | 0 | 0 | 0 | 0 | 0 | 0 | 0 | 0 | 0 | 0 | 0 | 0 | 0 | 0 | 0 | 0 | 0 | 0 | 0 | 0 | 12 | 1
NO |  | 149 | 2016 | 14 | 17 | 17 |  | Jersey City | Bayonne | 138 | 345 | HPFF | 5.42 | 0 | 1 | 3500 KCM CU | 0 | 0 | 0 | 0 | 0 | 0 | 0 | 0 | 0 | 0 | 0 | 0 | 0 | 0 | 0 | 0 | 0 | 0 | 0 | 0 | 0 | 0 | 0 | 12 | 1
NO |  | 149 | 2016 | 14 | 19 | 19 |  | Essex | American Refuel | 138 | 138 | HPFF | 0.16 | 0 | 1 | 2000 KCM CU | 0 | 0 | 0 | 0 | 0 | 0 | 0 | 0 | 0 | 0 | 0 | 0 | 0 | 0 | 0 | 0 | 0 | 0 | 0 | 0 | 0 | 0 | 0 | 12 | 1
NO |  | 149 | 2016 | 14 | 21 | 21 |  | Devils Brook | Trenton -to- Plainsboro | 138 | 138 | ST | 0.34 | 0 | 1 | 1590 ACSR | 0 | 0 | 0 | 0 | 0 | 0 | 0 | 0 | 0 | 0 | 0 | 0 | 0 | 0 | 0 | 0 | 0 | 0 | 0 | 0 | 0 | 0 | 0 | 12 | 1
NO |  | 149 | 2016 | 14 | 22 | 22 |  |  |  | 138 | 138 | ST | 12.79 | 0 | 1 | 1033.5 ACSS | 0 | 0 | 0 | 0 | 0 | 0 | 0 | 0 | 0 | 0 | 0 | 0 | 0 | 0 | 0 | 0 | 0 | 0 | 0 | 0 | 0 | 0 | 0 | 12 | 1
NO |  | 149 | 2016 | 14 | 23 | 23 |  |  |  | 138 | 138 | SP | 0.09 | 0 | 1 | 1590 ACSR | 0 | 0 | 0 | 0 | 0 | 0 | 0 | 0 | 0 | 0 | 0 | 0 | 0 | 0 | 0 | 0 | 0 | 0 | 0 | 0 | 0 | 0 | 0 | 12 | 1
NO |  | 149 | 2016 | 14 | 24 | 24 |  |  |  | 138 | 138 | SP | 0.1 | 0 | 1 | 1590 ACSS | 0 | 0 | 0 | 0 | 0 | 0 | 0 | 0 | 0 | 0 | 0 | 0 | 0 | 0 | 0 | 0 | 0 | 0 | 0 | 0 | 0 | 0 | 0 | 12 | 1
NO |  | 149 | 2016 | 14 | 26 | 26 |  | No. Ave | Passaic Valley -to- Sewerag | 138 | 138 | HPFF | 0.58 | 0 | 1 | 2500 KCM CU | 0 | 0 | 0 | 0 | 0 | 0 | 0 | 0 | 0 | 0 | 0 | 0 | 0 | 0 | 0 | 0 | 0 | 0 | 0 | 0 | 0 | 0 | 0 | 12 | 1
NO |  | 149 | 2016 | 14 | 27 | 27 |  |  |  | 138 | 138 | HPFF | 3.91 | 0 | 1 | 2000 KCM CU | 0 | 0 | 0 | 0 | 0 | 0 | 0 | 0 | 0 | 0 | 0 | 0 | 0 | 0 | 0 | 0 | 0 | 0 | 0 | 0 | 0 | 0 | 0 | 12 | 1
NO |  | 149 | 2016 | 14 | 29 | 29 |  | Trenton | Ward Avenue -to-Yardville | 138 | 138 | ST | 5.91 | 0 | 1 | 1033.5 54/7 ACSS | 0 | 0 | 0 | 0 | 0 | 0 | 0 | 0 | 0 | 0 | 0 | 0 | 0 | 0 | 0 | 0 | 0 | 0 | 0 | 0 | 0 | 0 | 0 | 12 | 1
NO |  | 149 | 2016 | 14 | 31 | 31 |  | Newark | Federal Square | 138 | 138 | HPFF | 0.64 | 0 | 1 | 2000 KCM CU | 0 | 0 | 0 | 0 | 0 | 0 | 0 | 0 | 0 | 0 | 0 | 0 | 0 | 0 | 0 | 0 | 0 | 0 | 0 | 0 | 0 | 0 | 0 | 12 | 1
NO |  | 149 | 2016 | 14 | 33 | 33 |  | Essex | Newark | 138 | 138 | HPFF | 0.41 | 0 | 1 | 2000 KCM CU | 0 | 0 | 0 | 0 | 0 | 0 | 0 | 0 | 0 | 0 | 0 | 0 | 0 | 0 | 0 | 0 | 0 | 0 | 0 | 0 | 0 | 0 | 0 | 12 | 1
NO |  | 149 | 2016 | 14 | 34 | 34 |  |  |  | 138 | 138 | HPFF | 3.43 | 0 | 1 | 2000 KCM AL | 0 | 0 | 0 | 0 | 0 | 0 | 0 | 0 | 0 | 0 | 0 | 0 | 0 | 0 | 0 | 0 | 0 | 0 | 0 | 0 | 0 | 0 | 0 | 12 | 1
NO |  | 149 | 2016 | 15 | 1 | 1 |  | Edison | Brunswick | 138 | 138 | ST | 4.73 | 0 | 1 | 1033.5 ACSS | 0 | 0 | 0 | 0 | 0 | 0 | 0 | 0 | 0 | 0 | 0 | 0 | 0 | 0 | 0 | 0 | 0 | 0 | 0 | 0 | 0 | 0 | 0 | 12 | 1
NO |  | 149 | 2016 | 15 | 2 | 2 |  |  |  | 138 | 138 | S/AT | 0.07 | 0 | 1 | 1590 ACSR | 0 | 0 | 0 | 0 | 0 | 0 | 0 | 0 | 0 | 0 | 0 | 0 | 0 | 0 | 0 | 0 | 0 | 0 | 0 | 0 | 0 | 0 | 0 | 12 | 1
NO |  | 149 | 2016 | 15 | 4 | 4 |  | Bayonne | Passaic Valley Sewerage | 138 | 138 | HPFF | 2.33 | 0 | 1 | 2000 KCM CU | 0 | 0 | 0 | 0 | 0 | 0 | 0 | 0 | 0 | 0 | 0 | 0 | 0 | 0 | 0 | 0 | 0 | 0 | 0 | 0 | 0 | 0 | 0 | 12 | 1
NO |  | 149 | 2016 | 15 | 6 | 6 |  | Athenia | Fairlawn | 138 | 138 | HPFF | 4.05 | 0 | 1 | 1500 KCM CU | 0 | 0 | 0 | 0 | 0 | 0 | 0 | 0 | 0 | 0 | 0 | 0 | 0 | 0 | 0 | 0 | 0 | 0 | 0 | 0 | 0 | 0 | 0 | 12 | 1
NO |  | 149 | 2016 | 15 | 7 | 7 |  |  |  | 138 | 138 | HPFF | 5.51 | 0 | 1 | 1250 KCM CU | 0 | 0 | 0 | 0 | 0 | 0 | 0 | 0 | 0 | 0 | 0 | 0 | 0 | 0 | 0 | 0 | 0 | 0 | 0 | 0 | 0 | 0 | 0 | 12 | 1
NO |  | 149 | 2016 | 15 | 9 | 9 |  | Athenia | Kuller Rd | 138 | 138 | HPFF | 1.83 | 0 | 1 | 2000 KCM CU | 0 | 0 | 0 | 0 | 0 | 0 | 0 | 0 | 0 | 0 | 0 | 0 | 0 | 0 | 0 | 0 | 0 | 0 | 0 | 0 | 0 | 0 | 0 | 12 | 1
NO |  | 149 | 2016 | 15 | 11 | 11 |  | Bayway | Federal Square | 138 | 345 | HPFF | 9.13 | 0 | 1 | 3000 KCM CU | 0 | 0 | 0 | 0 | 0 | 0 | 0 | 0 | 0 | 0 | 0 | 0 | 0 | 0 | 0 | 0 | 0 | 0 | 0 | 0 | 0 | 0 | 0 | 12 | 1
NO |  | 149 | 2016 | 15 | 13 | 13 |  | Foundry St. | Newark | 138 | 138 | HPFF | 3.12 | 0 | 1 | 2000 KCM CU | 0 | 0 | 0 | 0 | 0 | 0 | 0 | 0 | 0 | 0 | 0 | 0 | 0 | 0 | 0 | 0 | 0 | 0 | 0 | 0 | 0 | 0 | 0 | 12 | 1
NO |  | 149 | 2016 | 15 | 15 | 15 |  | Trenton | Ward Ave -to- Yardville | 138 | 138 | ST | 0 | 5.98 | 1 | 1033.5 54/7 ACSS | 0 | 0 | 0 | 0 | 0 | 0 | 0 | 0 | 0 | 0 | 0 | 0 | 0 | 0 | 0 | 0 | 0 | 0 | 0 | 0 | 0 | 0 | 0 | 12 | 1
NO |  | 149 | 2016 | 15 | 17 | 17 |  | Marion | Bayonne | 138 | 138 | HPFF | 4.38 | 0 | 1 | 3000 KCMCU | 0 | 0 | 0 | 0 | 0 | 0 | 0 | 0 | 0 | 0 | 0 | 0 | 0 | 0 | 0 | 0 | 0 | 0 | 0 | 0 | 0 | 0 | 0 | 12 | 1
NO |  | 149 | 2016 | 15 | 19 | 19 |  | Kuller RD. | Fairlawn | 138 | 345 | HPFF | 5.72 | 0 | 1 | 3000 KCM CU | 0 | 0 | 0 | 0 | 0 | 0 | 0 | 0 | 0 | 0 | 0 | 0 | 0 | 0 | 0 | 0 | 0 | 0 | 0 | 0 | 0 | 0 | 0 | 12 | 1
NO |  | 149 | 2016 | 15 | 21 | 21 |  | Bergen #1 | Fairlawn | 138 | 345 | HPFF | 11.2 | 0 | 1 | 3000 KCM CU | 0 | 0 | 0 | 0 | 0 | 0 | 0 | 0 | 0 | 0 | 0 | 0 | 0 | 0 | 0 | 0 | 0 | 0 | 0 | 0 | 0 | 0 | 0 | 12 | 1
NO |  | 149 | 2016 | 15 | 23 | 23 |  | Brunswick | Trenton to Dey Rd Plainb | 138 | 138 | ST | 6.84 | 2.79 | 1 | 795 ACSR | 0 | 0 | 0 | 0 | 0 | 0 | 0 | 0 | 0 | 0 | 0 | 0 | 0 | 0 | 0 | 0 | 0 | 0 | 0 | 0 | 0 | 0 | 0 | 12 | 1
NO |  | 149 | 2016 | 15 | 24 | 24 |  |  |  | 138 | 138 | ST | 0.18 | 9.92 | 1 | 1033.5 ACSS | 0 | 0 | 0 | 0 | 0 | 0 | 0 | 0 | 0 | 0 | 0 | 0 | 0 | 0 | 0 | 0 | 0 | 0 | 0 | 0 | 0 | 0 | 0 | 12 | 1
NO |  | 149 | 2016 | 15 | 25 | 25 |  |  |  | 138 | 138 | ST | 0 | 0.39 | 1 | 1590 ACSR | 0 | 0 | 0 | 0 | 0 | 0 | 0 | 0 | 0 | 0 | 0 | 0 | 0 | 0 | 0 | 0 | 0 | 0 | 0 | 0 | 0 | 0 | 0 | 12 | 1
NO |  | 149 | 2016 | 15 | 27 | 27 |  | Newark | Doremus PL | 138 | 138 | HPFF | 5.02 | 0 | 1 | 2000 KCM CU | 0 | 0 | 0 | 0 | 0 | 0 | 0 | 0 | 0 | 0 | 0 | 0 | 0 | 0 | 0 | 0 | 0 | 0 | 0 | 0 | 0 | 0 | 0 | 12 | 1
NO |  | 149 | 2016 | 15 | 29 | 29 |  | Metuchen | Edison -to- Meadow Road | 138 | 138 | ST | 3.36 | 0 | 1 | 795 ACSR | 0 | 0 | 0 | 0 | 0 | 0 | 0 | 0 | 0 | 0 | 0 | 0 | 0 | 0 | 0 | 0 | 0 | 0 | 0 | 0 | 0 | 0 | 0 | 12 | 1
NO |  | 149 | 2016 | 15 | 30 | 30 |  |  |  | 138 | 138 | ST | 0.43 | 0 | 1 | 1033.5 ACSS | 0 | 0 | 0 | 0 | 0 | 0 | 0 | 0 | 0 | 0 | 0 | 0 | 0 | 0 | 0 | 0 | 0 | 0 | 0 | 0 | 0 | 0 | 0 | 12 | 1
NO |  | 149 | 2016 | 15 | 31 | 31 |  |  |  | 138 | 138 | S/AT | 0.07 | 0 | 1 | 1033.5 ACSS | 0 | 0 | 0 | 0 | 0 | 0 | 0 | 0 | 0 | 0 | 0 | 0 | 0 | 0 | 0 | 0 | 0 | 0 | 0 | 0 | 0 | 0 | 0 | 12 | 1
NO |  | 149 | 2016 | 15 | 33 | 33 |  | Doremus PL. | Bayway | 138 | 138 | HPFF | 5.68 | 0 | 1 | 3000 KCM CU | 0 | 0 | 0 | 0 | 0 | 0 | 0 | 0 | 0 | 0 | 0 | 0 | 0 | 0 | 0 | 0 | 0 | 0 | 0 | 0 | 0 | 0 | 0 | 12 | 1
NO |  | 149 | 2016 | 15 | 35 | 35 |  | Metuchen | Edison -to- Meadow Road | 138 | 138 | ST | 0.22 | 3.61 | 1 | 1033.5 ACSS | 0 | 0 | 0 | 0 | 0 | 0 | 0 | 0 | 0 | 0 | 0 | 0 | 0 | 0 | 0 | 0 | 0 | 0 | 0 | 0 | 0 | 0 | 0 | 12 | 1
NO |  | 149 | 2016 | 16 | 1 | 1 |  |  |  | 138 | 138 | S/AT | 0.07 | 0 | 1 | 1590 ACSR | 0 | 0 | 0 | 0 | 0 | 0 | 0 | 0 | 0 | 0 | 0 | 0 | 0 | 0 | 0 | 0 | 0 | 0 | 0 | 0 | 0 | 0 | 0 | 12 | 1
NO |  | 149 | 2016 | 16 | 3 | 3 |  | Bergen #1 | East Rutherford | 138 | 138 | HPFF | 6.7 | 0 | 1 | 3000 KCM CU | 0 | 0 | 0 | 0 | 0 | 0 | 0 | 0 | 0 | 0 | 0 | 0 | 0 | 0 | 0 | 0 | 0 | 0 | 0 | 0 | 0 | 0 | 0 | 12 | 1
NO |  | 149 | 2016 | 16 | 5 | 5 |  | Burlington Unit 12 | Burlington 138v Frame | 138 | 138 | SP | 0.21 | 0 | 1 | 795 ACSR | 0 | 0 | 0 | 0 | 0 | 0 | 0 | 0 | 0 | 0 | 0 | 0 | 0 | 0 | 0 | 0 | 0 | 0 | 0 | 0 | 0 | 0 | 0 | 12 | 1
NO |  | 149 | 2016 | 16 | 7 | 7 |  | Athenia | East Rutherford | 138 | 138 | HPFF | 3.74 | 0 | 1 | 3000 KCM CU | 0 | 0 | 0 | 0 | 0 | 0 | 0 | 0 | 0 | 0 | 0 | 0 | 0 | 0 | 0 | 0 | 0 | 0 | 0 | 0 | 0 | 0 | 0 | 12 | 1
NO |  | 149 | 2016 | 16 | 9 | 9 |  | Hudson | Marion | 138 | 138 | ST | 0.3 | 0 | 1 | 1590 ACSR | 0 | 0 | 0 | 0 | 0 | 0 | 0 | 0 | 0 | 0 | 0 | 0 | 0 | 0 | 0 | 0 | 0 | 0 | 0 | 0 | 0 | 0 | 0 | 12 | 1
NO |  | 149 | 2016 | 16 | 10 | 10 |  |  |  | 138 | 138 | SP | 0.15 | 0 | 1 | 1590 ACSR | 0 | 0 | 0 | 0 | 0 | 0 | 0 | 0 | 0 | 0 | 0 | 0 | 0 | 0 | 0 | 0 | 0 | 0 | 0 | 0 | 0 | 0 | 0 | 12 | 1
NO |  | 149 | 2016 | 16 | 12 | 12 |  | Hudson | Marion | 138 | 138 | ST | 0.24 | 0.15 | 1 | 1590 ACSR | 0 | 0 | 0 | 0 | 0 | 0 | 0 | 0 | 0 | 0 | 0 | 0 | 0 | 0 | 0 | 0 | 0 | 0 | 0 | 0 | 0 | 0 | 0 | 12 | 1
NO |  | 149 | 2016 | 16 | 13 | 13 |  |  |  | 138 | 138 | SP | 0.19 | 0.04 | 1 | 1590 ACSR | 0 | 0 | 0 | 0 | 0 | 0 | 0 | 0 | 0 | 0 | 0 | 0 | 0 | 0 | 0 | 0 | 0 | 0 | 0 | 0 | 0 | 0 | 0 | 12 | 1
NO |  | 149 | 2016 | 16 | 15 | 15 |  | Metuchen | Metuchen | 138 | 138 | SP | 0.07 | 0 | 1 | 1590 ACSR | 0 | 0 | 0 | 0 | 0 | 0 | 0 | 0 | 0 | 0 | 0 | 0 | 0 | 0 | 0 | 0 | 0 | 0 | 0 | 0 | 0 | 0 | 0 | 12 | 1
NO |  | 149 | 2016 | 16 | 17 | 17 |  | Essex | Essex | 138 | 138 | SP | 0.1 | 0 | 1 | 1590 ACSR | 0 | 0 | 0 | 0 | 0 | 0 | 0 | 0 | 0 | 0 | 0 | 0 | 0 | 0 | 0 | 0 | 0 | 0 | 0 | 0 | 0 | 0 | 0 | 12 | 1
NO |  | 149 | 2016 | 16 | 19 | 19 |  | Linden #1 | Bayway | 138 | 230 | ST | 1.51 | 0 | 1 | 1590 ACSR | 0 | 0 | 0 | 0 | 0 | 0 | 0 | 0 | 0 | 0 | 0 | 0 | 0 | 0 | 0 | 0 | 0 | 0 | 0 | 0 | 0 | 0 | 0 | 12 | 1
NO |  | 149 | 2016 | 16 | 20 | 20 |  | Bayway | North Ave. | 138 | 138 | HPFF | 2.7 | 0 | 1 | 2000 KCM CU | 0 | 0 | 0 | 0 | 0 | 0 | 0 | 0 | 0 | 0 | 0 | 0 | 0 | 0 | 0 | 0 | 0 | 0 | 0 | 0 | 0 | 0 | 0 | 12 | 1
NO |  | 149 | 2016 | 16 | 22 | 22 |  | Edison | Devils Brook | 138 | 138 | ST | 0.35 | 11.02 | 1 | 1033.5 ACSS | 0 | 0 | 0 | 0 | 0 | 0 | 0 | 0 | 0 | 0 | 0 | 0 | 0 | 0 | 0 | 0 | 0 | 0 | 0 | 0 | 0 | 0 | 0 | 12 | 1
NO |  | 149 | 2016 | 16 | 23 | 23 |  |  |  | 138 | 138 | S/AT | 0.03 | 0 | 1 | 1033.5 ACSS | 0 | 0 | 0 | 0 | 0 | 0 | 0 | 0 | 0 | 0 | 0 | 0 | 0 | 0 | 0 | 0 | 0 | 0 | 0 | 0 | 0 | 0 | 0 | 12 | 1
NO |  | 149 | 2016 | 16 | 24 | 24 |  |  |  | 138 | 138 | SP | 0.05 | 0 | 1 | 1590 ACSR | 0 | 0 | 0 | 0 | 0 | 0 | 0 | 0 | 0 | 0 | 0 | 0 | 0 | 0 | 0 | 0 | 0 | 0 | 0 | 0 | 0 | 0 | 0 | 12 | 1
NO |  | 149 | 2016 | 16 | 26 | 26 |  | Linden | Linden | 138 | 138 | ST | 0.15 | 0 | 1 | 1033.5 ACSS | 0 | 0 | 0 | 0 | 0 | 0 | 0 | 0 | 0 | 0 | 0 | 0 | 0 | 0 | 0 | 0 | 0 | 0 | 0 | 0 | 0 | 0 | 0 | 12 | 1
NO |  | 149 | 2016 | 16 | 28 | 28 |  | Linden | Linden | 138 | 138 | ST | 0.17 | 0 | 1 | 1590 ASSS/AW | 0 | 0 | 0 | 0 | 0 | 0 | 0 | 0 | 0 | 0 | 0 | 0 | 0 | 0 | 0 | 0 | 0 | 0 | 0 | 0 | 0 | 0 | 0 | 12 | 1
NO |  | 149 | 2016 | 16 | 30 | 30 |  | Linden #1 | Federal Square | 138 | 138 | ST | 0.34 | 0 | 1 | 1590 ACSR | 0 | 0 | 0 | 0 | 0 | 0 | 0 | 0 | 0 | 0 | 0 | 0 | 0 | 0 | 0 | 0 | 0 | 0 | 0 | 0 | 0 | 0 | 0 | 12 | 1
NO |  | 149 | 2016 | 16 | 31 | 31 |  |  |  | 138 | 230 | ST | 0.06 | 1.34 | 1 | 1590 ACSR | 0 | 0 | 0 | 0 | 0 | 0 | 0 | 0 | 0 | 0 | 0 | 0 | 0 | 0 | 0 | 0 | 0 | 0 | 0 | 0 | 0 | 0 | 0 | 12 | 1
NO |  | 149 | 2016 | 16 | 33 | 33 |  | Bayway | Linden #1 | 138 | 230 | ST | 0 | 0.98 | 1 | 1590 ACSR | 0 | 0 | 0 | 0 | 0 | 0 | 0 | 0 | 0 | 0 | 0 | 0 | 0 | 0 | 0 | 0 | 0 | 0 | 0 | 0 | 0 | 0 | 0 | 12 | 1
NO |  | 149 | 2016 | 16 | 34 | 34 |  |  |  | 138 | 138 | ST | 0.98 | 0 | 1 | 1590 ACSR | 0 | 0 | 0 | 0 | 0 | 0 | 0 | 0 | 0 | 0 | 0 | 0 | 0 | 0 | 0 | 0 | 0 | 0 | 0 | 0 | 0 | 0 | 0 | 12 | 1
NO |  | 149 | 2016 | 17 | 1 | 1 |  | Burlington | Ward Ave-to- Colonial | 138 | 138 | ST | 16.2 | 0 | 1 | 1033.5 54/7 ACSS | 0 | 0 | 0 | 0 | 0 | 0 | 0 | 0 | 0 | 0 | 0 | 0 | 0 | 0 | 0 | 0 | 0 | 0 | 0 | 0 | 0 | 0 | 0 | 12 | 1
NO |  | 149 | 2016 | 17 | 2 | 2 |  |  |  | 138 | 138 | ST | 0.3 | 0 | 1 | 1590 ACSR | 0 | 0 | 0 | 0 | 0 | 0 | 0 | 0 | 0 | 0 | 0 | 0 | 0 | 0 | 0 | 0 | 0 | 0 | 0 | 0 | 0 | 0 | 0 | 12 | 1
NO |  | 149 | 2016 | 17 | 4 | 4 |  | Burlington | Ward Ave-to-Bustleton | 138 | 138 | ST | 0 | 16.49 | 1 | 1033.5 54/7 ACSS | 0 | 0 | 0 | 0 | 0 | 0 | 0 | 0 | 0 | 0 | 0 | 0 | 0 | 0 | 0 | 0 | 0 | 0 | 0 | 0 | 0 | 0 | 0 | 12 | 1
NO |  | 149 | 2016 | 17 | 6 | 6 |  | LINDEN #1 | BAYWAY | 138 | 138 | ST | 0.1 | 1.4 | 1 | 1590 ACSR | 0 | 0 | 0 | 0 | 0 | 0 | 0 | 0 | 0 | 0 | 0 | 0 | 0 | 0 | 0 | 0 | 0 | 0 | 0 | 0 | 0 | 0 | 0 | 12 | 1
NO |  | 149 | 2016 | 17 | 8 | 8 |  | North Bridge First Circuit |  | 69 | 69 | WP | 4.09 | 0 | 1 | 800 AAC | 0 | 0 | 0 | 0 | 0 | 0 | 0 | 0 | 0 | 0 | 0 | 0 | 0 | 0 | 0 | 0 | 0 | 0 | 0 | 0 | 0 | 0 | 0 | 12 | 1
NO |  | 149 | 2016 | 17 | 10 | 10 |  | North Bridge Second Circuit |  | 69 | 69 | WP | 3.7 | 0 | 1 | 800 AAC | 0 | 0 | 0 | 0 | 0 | 0 | 0 | 0 | 0 | 0 | 0 | 0 | 0 | 0 | 0 | 0 | 0 | 0 | 0 | 0 | 0 | 0 | 0 | 12 | 1
NO |  | 149 | 2016 | 17 | 12 | 12 |  | Penns Neck | Lawrence | 69 | 69 | WP | 8.71 | 0 | 1 | 800 AAC | 0 | 0 | 0 | 0 | 0 | 0 | 0 | 0 | 0 | 0 | 0 | 0 | 0 | 0 | 0 | 0 | 0 | 0 | 0 | 0 | 0 | 0 | 0 | 12 | 1
NO |  | 149 | 2016 | 17 | 13 | 13 |  |  |  | 69 | 230 | ST | 0 | 2.96 | 1 | 477 ACSR | 0 | 0 | 0 | 0 | 0 | 0 | 0 | 0 | 0 | 0 | 0 | 0 | 0 | 0 | 0 | 0 | 0 | 0 | 0 | 0 | 0 | 0 | 0 | 12 | 1
NO |  | 149 | 2016 | 17 | 15 | 15 |  | Bennetts | Lawrence | 69 | 69 | WP | 8.39 | 0 | 1 | 800 AAC | 0 | 0 | 0 | 0 | 0 | 0 | 0 | 0 | 0 | 0 | 0 | 0 | 0 | 0 | 0 | 0 | 0 | 0 | 0 | 0 | 0 | 0 | 0 | 12 | 1
NO |  | 149 | 2016 | 17 | 16 | 16 |  |  |  | 69 | 36 | UCB | 0.45 | 0 | 1 | 1500 CU EPR | 0 | 0 | 0 | 0 | 0 | 0 | 0 | 0 | 0 | 0 | 0 | 0 | 0 | 0 | 0 | 0 | 0 | 0 | 0 | 0 | 0 | 0 | 0 | 12 | 1
NO |  | 149 | 2016 | 17 | 18 | 18 |  | Southampton | Medford | 69 | 69 | WP | 6.95 | 0 | 1 | 800 AAC | 0 | 0 | 0 | 0 | 0 | 0 | 0 | 0 | 0 | 0 | 0 | 0 | 0 | 0 | 0 | 0 | 0 | 0 | 0 | 0 | 0 | 0 | 0 | 12 | 1
NO |  | 149 | 2016 | 17 | 20 | 20 |  | Runnemede | Lawnside | 69 | 69 | WP | 7.24 | 0 | 1 | 800 AAC | 0 | 0 | 0 | 0 | 0 | 0 | 0 | 0 | 0 | 0 | 0 | 0 | 0 | 0 | 0 | 0 | 0 | 0 | 0 | 0 | 0 | 0 | 0 | 12 | 1
NO |  | 149 | 2016 | 17 | 21 | 21 |  |  |  | 69 | 69 | UCB | 0.31 | 0 | 1 | 1500 CU EPR | 0 | 0 | 0 | 0 | 0 | 0 | 0 | 0 | 0 | 0 | 0 | 0 | 0 | 0 | 0 | 0 | 0 | 0 | 0 | 0 | 0 | 0 | 0 | 12 | 1
NO |  | 149 | 2016 | 17 | 23 | 23 |  | Bennetts | Franklin | 69 | 69 | WP | 10.28 | 0 | 1 | 800 AAC | 0 | 0 | 0 | 0 | 0 | 0 | 0 | 0 | 0 | 0 | 0 | 0 | 0 | 0 | 0 | 0 | 0 | 0 | 0 | 0 | 0 | 0 | 0 | 12 | 1
NO |  | 149 | 2016 | 17 | 25 | 25 |  | Bennetts | Rutgets | 69 | 69 | WP | 14.88 | 0 | 1 | 800 AAC | 0 | 0 | 0 | 0 | 0 | 0 | 0 | 0 | 0 | 0 | 0 | 0 | 0 | 0 | 0 | 0 | 0 | 0 | 0 | 0 | 0 | 0 | 0 | 12 | 1
NO |  | 149 | 2016 | 17 | 27 | 27 |  | Lawnside | Mapleshade | 69 | 69 | WP | 8.79 | 0 | 1 | 800 AAC | 0 | 0 | 0 | 0 | 0 | 0 | 0 | 0 | 0 | 0 | 0 | 0 | 0 | 0 | 0 | 0 | 0 | 0 | 0 | 0 | 0 | 0 | 0 | 12 | 1
NO |  | 149 | 2016 | 17 | 29 | 29 |  | Hinchman Ave | Cedar Grove | 69 | 69 | WP | 8.26 | 0 | 1 | 800 AAC | 0 | 0 | 0 | 0 | 0 | 0 | 0 | 0 | 0 | 0 | 0 | 0 | 0 | 0 | 0 | 0 | 0 | 0 | 0 | 0 | 0 | 0 | 0 | 12 | 1
NO |  | 149 | 2016 | 17 | 31 | 31 |  | North Bridge St | Lake Nelson | 69 | 230 | ST | 3.03 | 0 | 1 | 800 AAC | 0 | 0 | 0 | 0 | 0 | 0 | 0 | 0 | 0 | 0 | 0 | 0 | 0 | 0 | 0 | 0 | 0 | 0 | 0 | 0 | 0 | 0 | 0 | 12 | 1
NO |  | 149 | 2016 | 17 | 32 | 32 |  |  |  | 69 | 69 | UCB | 0.28 | 0 | 1 | 1500 CU EPR | 0 | 0 | 0 | 0 | 0 | 0 | 0 | 0 | 0 | 0 | 0 | 0 | 0 | 0 | 0 | 0 | 0 | 0 | 0 | 0 | 0 | 0 | 0 | 12 | 1
NO |  | 149 | 2016 | 17 | 34 | 34 |  | J-634 Kingsland | East Rutherford | 69 | 69 | WP | 4.3 | 0 | 1 | 800 KCMIL | 0 | 0 | 0 | 0 | 0 | 0 | 0 | 0 | 0 | 0 | 0 | 0 | 0 | 0 | 0 | 0 | 0 | 0 | 0 | 0 | 0 | 0 | 0 | 12 | 1
NO |  | 149 | 2016 | 17 | 35 | 35 |  |  |  | 69 | 69 | UCB | 0.13 | 0 | 1 | 1500 CU EPR | 0 | 0 | 0 | 0 | 0 | 0 | 0 | 0 | 0 | 0 | 0 | 0 | 0 | 0 | 0 | 0 | 0 | 0 | 0 | 0 | 0 | 0 | 0 | 12 | 1
NO |  | 149 | 2016 | 18 | 2 | 2 |  | L-636 East Rutherford | Bergen | 69 | 69 | WP | 12.86 | 0 | 1 | 800 KCMIL | 0 | 0 | 0 | 0 | 0 | 0 | 0 | 0 | 0 | 0 | 0 | 0 | 0 | 0 | 0 | 0 | 0 | 0 | 0 | 0 | 0 | 0 | 0 | 12 | 1
NO |  | 149 | 2016 | 18 | 3 | 3 |  |  |  | 69 | 69 | UCB | 1.38 | 0 | 1 | 1500 CU EPR | 0 | 0 | 0 | 0 | 0 | 0 | 0 | 0 | 0 | 0 | 0 | 0 | 0 | 0 | 0 | 0 | 0 | 0 | 0 | 0 | 0 | 0 | 0 | 12 | 1
NO |  | 149 | 2016 | 18 | 5 | 5 |  | Camden Switch | Locust Street | 69 | 69 | WP | 5.73 | 0 | 1 | 800 KCMIL | 0 | 0 | 0 | 0 | 0 | 0 | 0 | 0 | 0 | 0 | 0 | 0 | 0 | 0 | 0 | 0 | 0 | 0 | 0 | 0 | 0 | 0 | 0 | 12 | 1
NO |  | 149 | 2016 | 18 | 6 | 6 |  |  |  | 69 | 69 | UCB | 0.64 | 0 | 1 | 3500 CU EPR | 0 | 0 | 0 | 0 | 0 | 0 | 0 | 0 | 0 | 0 | 0 | 0 | 0 | 0 | 0 | 0 | 0 | 0 | 0 | 0 | 0 | 0 | 0 | 12 | 1
NO |  | 149 | 2016 | 18 | 8 | 8 |  | Gloucester Switch | Locust Street | 69 | 69 | WP | 1.13 | 0 | 1 | 800 KCMIL | 0 | 0 | 0 | 0 | 0 | 0 | 0 | 0 | 0 | 0 | 0 | 0 | 0 | 0 | 0 | 0 | 0 | 0 | 0 | 0 | 0 | 0 | 0 | 12 | 1
NO |  | 149 | 2016 | 18 | 9 | 9 |  |  |  | 69 | 69 | UCB | 0.11 | 0 | 1 | 800 AAC | 0 | 0 | 0 | 0 | 0 | 0 | 0 | 0 | 0 | 0 | 0 | 0 | 0 | 0 | 0 | 0 | 0 | 0 | 0 | 0 | 0 | 0 | 0 | 12 | 1
NO |  | 149 | 2016 | 18 | 10 | 10 |  |  |  | 69 | 69 | ST | 0.6 | 0 | 1 | 1590 ACSS | 0 | 0 | 0 | 0 | 0 | 0 | 0 | 0 | 0 | 0 | 0 | 0 | 0 | 0 | 0 | 0 | 0 | 0 | 0 | 0 | 0 | 0 | 0 | 12 | 1
NO |  | 149 | 2016 | 18 | 12 | 12 |  | Mountain | Lake Nelson | 69 | 69 | UCB | 0.25 | 0 | 1 | 1500 CU EPR | 0 | 0 | 0 | 0 | 0 | 0 | 0 | 0 | 0 | 0 | 0 | 0 | 0 | 0 | 0 | 0 | 0 | 0 | 0 | 0 | 0 | 0 | 0 | 12 | 1
NO |  | 149 | 2016 | 18 | 13 | 13 |  |  |  | 69 | 69 | ST | 2.65 | 0 | 1 | 795 ACSR | 0 | 0 | 0 | 0 | 0 | 0 | 0 | 0 | 0 | 0 | 0 | 0 | 0 | 0 | 0 | 0 | 0 | 0 | 0 | 0 | 0 | 0 | 0 | 12 | 1
NO |  | 149 | 2016 | 18 | 14 | 14 |  |  |  | 69 | 69 | WP | 4.55 | 0 | 1 | 800 KCMIL | 0 | 0 | 0 | 0 | 0 | 0 | 0 | 0 | 0 | 0 | 0 | 0 | 0 | 0 | 0 | 0 | 0 | 0 | 0 | 0 | 0 | 0 | 0 | 12 | 1
NO |  | 149 | 2016 | 18 | 16 | 16 |  | Mountain | North Bridge | 69 | 69 | WP | 5.05 | 0 | 1 | 800 KCMIL | 0 | 0 | 0 | 0 | 0 | 0 | 0 | 0 | 0 | 0 | 0 | 0 | 0 | 0 | 0 | 0 | 0 | 0 | 0 | 0 | 0 | 0 | 0 | 12 | 1
NO |  | 149 | 2016 | 18 | 18 | 18 |  | North Bridge | Bridgewater | 69 | 69 | WP | 3.78 | 0 | 1 | 800 KCMIL | 0 | 0 | 0 | 0 | 0 | 0 | 0 | 0 | 0 | 0 | 0 | 0 | 0 | 0 | 0 | 0 | 0 | 0 | 0 | 0 | 0 | 0 | 0 | 12 | 1
NO |  | 149 | 2016 | 18 | 20 | 20 |  | Bridgewater | DuPont (B-626) | 69 | 69 | ST | 3.44 | 0 | 1 | 795 ACSR | 0 | 0 | 0 | 0 | 0 | 0 | 0 | 0 | 0 | 0 | 0 | 0 | 0 | 0 | 0 | 0 | 0 | 0 | 0 | 0 | 0 | 0 | 0 | 12 | 1
NO |  | 149 | 2016 | 18 | 21 | 21 |  |  |  | 69 | 69 | WP | 2.34 | 0 | 1 | 800 KCMIL | 0 | 0 | 0 | 0 | 0 | 0 | 0 | 0 | 0 | 0 | 0 | 0 | 0 | 0 | 0 | 0 | 0 | 0 | 0 | 0 | 0 | 0 | 0 | 12 | 1
NO |  | 149 | 2016 | 18 | 23 | 23 |  | Bergen (M-637) | Englewood | 69 | 69 | UCB | 1 | 0 | 1 | 1500 CU EPR | 0 | 0 | 0 | 0 | 0 | 0 | 0 | 0 | 0 | 0 | 0 | 0 | 0 | 0 | 0 | 0 | 0 | 0 | 0 | 0 | 0 | 0 | 0 | 12 | 1
NO |  | 149 | 2016 | 18 | 24 | 24 |  |  |  | 69 | 69 | WP | 4.66 | 0 | 1 | 800 KCMIL | 0 | 0 | 0 | 0 | 0 | 0 | 0 | 0 | 0 | 0 | 0 | 0 | 0 | 0 | 0 | 0 | 0 | 0 | 0 | 0 | 0 | 0 | 0 | 12 | 1
NO |  | 149 | 2016 | 18 | 26 | 26 |  | Bergenfield (U-645) | Teaneck | 69 | 69 | WP | 0.99 | 0 | 0 | 800 KCMIL | 0 | 0 | 0 | 0 | 0 | 0 | 0 | 0 | 0 | 0 | 0 | 0 | 0 | 0 | 0 | 0 | 0 | 0 | 0 | 0 | 0 | 0 | 0 | 12 | 1
NO |  | 149 | 2016 | 18 | 27 | 27 |  |  |  | 69 | 69 | UCB | 0.51 | 0 | 1 | 1500 CU EPR | 0 | 0 | 0 | 0 | 0 | 0 | 0 | 0 | 0 | 0 | 0 | 0 | 0 | 0 | 0 | 0 | 0 | 0 | 0 | 0 | 0 | 0 | 0 | 12 | 1
NO |  | 149 | 2016 | 18 | 29 | 29 |  | Montgomery Substation | Bennets Lane Switching Stat | 69 | 69 | WP | 9.9 | 0 | 1 | 800 KCMIL | 0 | 0 | 0 | 0 | 0 | 0 | 0 | 0 | 0 | 0 | 0 | 0 | 0 | 0 | 0 | 0 | 0 | 0 | 0 | 0 | 0 | 0 | 0 | 12 | 1
NO |  | 149 | 2016 | 18 | 31 | 31 |  | Mountain | South 2nd | 69 | 69 | WP | 4.89 | 0 | 1 | 800 KCMIL | 0 | 0 | 0 | 0 | 0 | 0 | 0 | 0 | 0 | 0 | 0 | 0 | 0 | 0 | 0 | 0 | 0 | 0 | 0 | 0 | 0 | 0 | 0 | 12 | 1
NO |  | 149 | 2016 | 18 | 32 | 32 |  |  |  | 69 | 69 | UCB | 0.08 | 0 | 1 | 1500 CU EPR | 0 | 0 | 0 | 0 | 0 | 0 | 0 | 0 | 0 | 0 | 0 | 0 | 0 | 0 | 0 | 0 | 0 | 0 | 0 | 0 | 0 | 0 | 0 | 12 | 1
NO |  | 149 | 2016 | 18 | 34 | 34 |  | Green Brook | South 2nd | 69 | 69 | WP | 2.8 | 0 | 1 | 800 KCMIL | 0 | 0 | 0 | 0 | 0 | 0 | 0 | 0 | 0 | 0 | 0 | 0 | 0 | 0 | 0 | 0 | 0 | 0 | 0 | 0 | 0 | 0 | 0 | 12 | 1
NO |  | 149 | 2016 | 18 | 35 | 35 |  |  |  | 69 | 69 | UCB | 0.13 | 0 | 1 | 1500 CU EPR | 0 | 0 | 0 | 0 | 0 | 0 | 0 | 0 | 0 | 0 | 0 | 0 | 0 | 0 | 0 | 0 | 0 | 0 | 0 | 0 | 0 | 0 | 0 | 12 | 1
NO |  | 149 | 2016 | 19 | 2 | 2 |  | Warren Point | 40th Street | 69 | 69 | WP | 2.1 | 0 | 1 | 800 KCMIL | 0 | 0 | 0 | 0 | 0 | 0 | 0 | 0 | 0 | 0 | 0 | 0 | 0 | 0 | 0 | 0 | 0 | 0 | 0 | 0 | 0 | 0 | 0 | 12 | 1
NO |  | 149 | 2016 | 19 | 3 | 3 |  |  |  | 69 | 69 | UCB | 0.8 | 0 | 1 | 1500 CU EPR | 0 | 0 | 0 | 0 | 0 | 0 | 0 | 0 | 0 | 0 | 0 | 0 | 0 | 0 | 0 | 0 | 0 | 0 | 0 | 0 | 0 | 0 | 0 | 12 | 1
NO |  | 149 | 2016 | 19 | 5 | 5 |  | 40th Street | East Rutherford | 69 | 69 | WP | 5.49 | 0 | 1 | 800 KCMIL | 0 | 0 | 0 | 0 | 0 | 0 | 0 | 0 | 0 | 0 | 0 | 0 | 0 | 0 | 0 | 0 | 0 | 0 | 0 | 0 | 0 | 0 | 0 | 12 | 1
NO |  | 149 | 2016 | 19 | 6 | 6 |  |  |  | 69 | 69 | UCB | 1.21 | 0 | 1 | 1500 CU EPR | 0 | 0 | 0 | 0 | 0 | 0 | 0 | 0 | 0 | 0 | 0 | 0 | 0 | 0 | 0 | 0 | 0 | 0 | 0 | 0 | 0 | 0 | 0 | 12 | 1
NO |  | 149 | 2016 | 19 | 8 | 8 |  | Paramus | Dumont | 69 | 69 | WP | 5.69 | 0 | 1 | 800 KCMIL | 0 | 0 | 0 | 0 | 0 | 0 | 0 | 0 | 0 | 0 | 0 | 0 | 0 | 0 | 0 | 0 | 0 | 0 | 0 | 0 | 0 | 0 | 0 | 12 | 1
NO |  | 149 | 2016 | 19 | 10 | 10 |  | Dumont | Bergenfield | 69 | 69 | UCB | 1.18 | 0 | 1 | 1500 CU EPR | 0 | 0 | 0 | 0 | 0 | 0 | 0 | 0 | 0 | 0 | 0 | 0 | 0 | 0 | 0 | 0 | 0 | 0 | 0 | 0 | 0 | 0 | 0 | 12 | 1
NO |  | 149 | 2016 | 19 | 12 | 12 |  | Fairlawn | Paramus | 69 | 69 | WP | 4.66 | 0 | 1 | 800 KCMIL | 0 | 0 | 0 | 0 | 0 | 0 | 0 | 0 | 0 | 0 | 0 | 0 | 0 | 0 | 0 | 0 | 0 | 0 | 0 | 0 | 0 | 0 | 0 | 12 | 1
NO |  | 149 | 2016 | 19 | 13 | 13 |  |  |  | 69 | 69 | UCB | 0.42 | 0 | 1 | 1500CU EPR | 0 | 0 | 0 | 0 | 0 | 0 | 0 | 0 | 0 | 0 | 0 | 0 | 0 | 0 | 0 | 0 | 0 | 0 | 0 | 0 | 0 | 0 | 0 | 12 | 1
NO |  | 149 | 2016 | 19 | 15 | 15 |  | Belleville | Branch Brook | 69 | 69 | WP | 2.92 | 0 | 1 | 800 KCMIL | 0 | 0 | 0 | 0 | 0 | 0 | 0 | 0 | 0 | 0 | 0 | 0 | 0 | 0 | 0 | 0 | 0 | 0 | 0 | 0 | 0 | 0 | 0 | 12 | 1
NO |  | 149 | 2016 | 19 | 16 | 16 |  |  |  | 69 | 69 | UCB | 1.23 | 0 | 1 | 1500 CU EPR | 0 | 0 | 0 | 0 | 0 | 0 | 0 | 0 | 0 | 0 | 0 | 0 | 0 | 0 | 0 | 0 | 0 | 0 | 0 | 0 | 0 | 0 | 0 | 12 | 1
NO |  | 149 | 2016 | 19 | 18 | 18 |  | Belleville | Branch Brook | 69 | 69 | WP | 3.41 | 0 | 1 | 800 KCMIL | 0 | 0 | 0 | 0 | 0 | 0 | 0 | 0 | 0 | 0 | 0 | 0 | 0 | 0 | 0 | 0 | 0 | 0 | 0 | 0 | 0 | 0 | 0 | 12 | 1
NO |  | 149 | 2016 | 19 | 19 | 19 |  |  |  | 69 | 69 | UCB | 1.67 | 0 | 1 | 1500 CU EPR | 0 | 0 | 0 | 0 | 0 | 0 | 0 | 0 | 0 | 0 | 0 | 0 | 0 | 0 | 0 | 0 | 0 | 0 | 0 | 0 | 0 | 0 | 0 | 12 | 1
NO |  | 149 | 2016 | 19 | 21 | 21 |  | South 2nd | Plainfield | 69 | 69 | WP | 1.5 | 0 | 1 | 800 KCMIL | 0 | 0 | 0 | 0 | 0 | 0 | 0 | 0 | 0 | 0 | 0 | 0 | 0 | 0 | 0 | 0 | 0 | 0 | 0 | 0 | 0 | 0 | 0 | 12 | 1
NO |  | 149 | 2016 | 19 | 22 | 22 |  |  |  | 69 | 69 | UCB | 0.16 | 0 | 1 | 1500 CU EPR | 0 | 0 | 0 | 0 | 0 | 0 | 0 | 0 | 0 | 0 | 0 | 0 | 0 | 0 | 0 | 0 | 0 | 0 | 0 | 0 | 0 | 0 | 0 | 12 | 1
NO |  | 149 | 2016 | 19 | 24 | 24 |  | Plainfield | Front St | 69 | 69 | WP | 3 | 0 | 1 | 800 KCMIL | 0 | 0 | 0 | 0 | 0 | 0 | 0 | 0 | 0 | 0 | 0 | 0 | 0 | 0 | 0 | 0 | 0 | 0 | 0 | 0 | 0 | 0 | 0 | 12 | 1
NO |  | 149 | 2016 | 19 | 25 | 25 |  |  |  | 69 | 69 | UCB | 0.38 | 0 | 1 | 1500 CU EPR | 0 | 0 | 0 | 0 | 0 | 0 | 0 | 0 | 0 | 0 | 0 | 0 | 0 | 0 | 0 | 0 | 0 | 0 | 0 | 0 | 0 | 0 | 0 | 12 | 1
NO |  | 149 | 2016 | 19 | 27 | 27 |  | Great Notch | Totowa | 69 | 69 | WP | 4.24 | 0 | 1 | 800 KCMIL | 0 | 0 | 0 | 0 | 0 | 0 | 0 | 0 | 0 | 0 | 0 | 0 | 0 | 0 | 0 | 0 | 0 | 0 | 0 | 0 | 0 | 0 | 0 | 12 | 1
NO |  | 149 | 2016 | 19 | 28 | 28 |  |  |  | 69 | 69 | UCB | 0.36 | 0 | 1 | 1500 CU EPR | 0 | 0 | 0 | 0 | 0 | 0 | 0 | 0 | 0 | 0 | 0 | 0 | 0 | 0 | 0 | 0 | 0 | 0 | 0 | 0 | 0 | 0 | 0 | 12 | 1
NO |  | 149 | 2016 | 19 | 30 | 30 |  | Ridge | Montgomery | 69 | 69 | WP | 3 | 0 | 1 | 800 KCMIL | 0 | 0 | 0 | 0 | 0 | 0 | 0 | 0 | 0 | 0 | 0 | 0 | 0 | 0 | 0 | 0 | 0 | 0 | 0 | 0 | 0 | 0 | 0 | 12 | 1
NO |  | 149 | 2016 | 19 | 31 | 31 |  |  |  | 69 | 69 | UCB | 1 | 0 | 1 | 1500 CU EPR | 0 | 0 | 0 | 0 | 0 | 0 | 0 | 0 | 0 | 0 | 0 | 0 | 0 | 0 | 0 | 0 | 0 | 0 | 0 | 0 | 0 | 0 | 0 | 12 | 1
NO |  | 149 | 2016 | 19 | 33 | 33 |  | Ridge | Dow Jones | 69 | 69 | WP | 1.34 | 0 | 1 | 800 KCMIL | 0 | 0 | 0 | 0 | 0 | 0 | 0 | 0 | 0 | 0 | 0 | 0 | 0 | 0 | 0 | 0 | 0 | 0 | 0 | 0 | 0 | 0 | 0 | 12 | 1
NO |  | 149 | 2016 | 19 | 34 | 34 |  |  |  | 69 | 69 | UCB | 0.2 | 0 | 1 | 1500CU EPR | 0 | 0 | 0 | 0 | 0 | 0 | 0 | 0 | 0 | 0 | 0 | 0 | 0 | 0 | 0 | 0 | 0 | 0 | 0 | 0 | 0 | 0 | 0 | 12 | 1
NO |  | 149 | 2016 | 20 | 1 | 1 |  | Ridge | Penns Neck | 69 | 69 | WP | 1.34 | 0 | 1 | 800 KCMIL | 0 | 0 | 0 | 0 | 0 | 0 | 0 | 0 | 0 | 0 | 0 | 0 | 0 | 0 | 0 | 0 | 0 | 0 | 0 | 0 | 0 | 0 | 0 | 12 | 1
NO |  | 149 | 2016 | 20 | 2 | 2 |  |  |  | 69 | 69 | UCB | 0.2 | 0 | 1 | 1500CU EPR | 0 | 0 | 0 | 0 | 0 | 0 | 0 | 0 | 0 | 0 | 0 | 0 | 0 | 0 | 0 | 0 | 0 | 0 | 0 | 0 | 0 | 0 | 0 | 12 | 1
NO |  | 149 | 2016 | 20 | 4 | 4 |  | Burlington | Mt Holly | 69 | 69 | WP | 7.05 | 0 | 1 | 800 KCMIL | 0 | 0 | 0 | 0 | 0 | 0 | 0 | 0 | 0 | 0 | 0 | 0 | 0 | 0 | 0 | 0 | 0 | 0 | 0 | 0 | 0 | 0 | 0 | 12 | 1
NO |  | 149 | 2016 | 20 | 5 | 5 |  |  |  | 69 | 69 | UCB | 0.2 | 0 | 1 | 1500CU EPR | 0 | 0 | 0 | 0 | 0 | 0 | 0 | 0 | 0 | 0 | 0 | 0 | 0 | 0 | 0 | 0 | 0 | 0 | 0 | 0 | 0 | 0 | 0 | 12 | 1
NO |  | 149 | 2016 | 20 | 7 | 7 |  | Mt Holly | Lumberton | 69 | 69 | WP | 6.99 | 0 | 1 | 800 KCMIL | 0 | 0 | 0 | 0 | 0 | 0 | 0 | 0 | 0 | 0 | 0 | 0 | 0 | 0 | 0 | 0 | 0 | 0 | 0 | 0 | 0 | 0 | 0 | 12 | 1
NO |  | 149 | 2016 | 20 | 8 | 8 |  |  |  | 69 | 69 | UCB | 0.5 | 0 | 1 | 1500CU EPR | 0 | 0 | 0 | 0 | 0 | 0 | 0 | 0 | 0 | 0 | 0 | 0 | 0 | 0 | 0 | 0 | 0 | 0 | 0 | 0 | 0 | 0 | 0 | 12 | 1
NO |  | 149 | 2016 | 20 | 10 | 10 |  | Fairlawn | Hawthorne | 69 | 69 | WP | 1.48 | 0 | 1 | 800 KCMIL | 0 | 0 | 0 | 0 | 0 | 0 | 0 | 0 | 0 | 0 | 0 | 0 | 0 | 0 | 0 | 0 | 0 | 0 | 0 | 0 | 0 | 0 | 0 | 12 | 1
NO |  | 149 | 2016 | 20 | 11 | 11 |  |  |  | 69 | 69 | UCB | 0.49 | 0 | 1 | 1500CU EPR | 0 | 0 | 0 | 0 | 0 | 0 | 0 | 0 | 0 | 0 | 0 | 0 | 0 | 0 | 0 | 0 | 0 | 0 | 0 | 0 | 0 | 0 | 0 | 12 | 1
NO |  | 149 | 2016 | 20 | 13 | 13 |  | Bergen | Tonnelle | 69 | 69 | WP | 2.49 | 0 | 1 | 800 KCMIL | 0 | 0 | 0 | 0 | 0 | 0 | 0 | 0 | 0 | 0 | 0 | 0 | 0 | 0 | 0 | 0 | 0 | 0 | 0 | 0 | 0 | 0 | 0 | 12 | 1
NO |  | 149 | 2016 | 20 | 14 | 14 |  |  |  | 69 | 69 | UCB | 0.78 | 0 | 1 | 1500CU EPR | 0 | 0 | 0 | 0 | 0 | 0 | 0 | 0 | 0 | 0 | 0 | 0 | 0 | 0 | 0 | 0 | 0 | 0 | 0 | 0 | 0 | 0 | 0 | 12 | 1
NO |  | 149 | 2016 | 20 | 16 | 16 |  | Tonnelle | Union City | 69 | 69 | WP | 1.72 | 0 | 1 | 800 KCMIL | 0 | 0 | 0 | 0 | 0 | 0 | 0 | 0 | 0 | 0 | 0 | 0 | 0 | 0 | 0 | 0 | 0 | 0 | 0 | 0 | 0 | 0 | 0 | 12 | 1
NO |  | 149 | 2016 | 20 | 17 | 17 |  |  |  | 69 | 69 | UCB | 1.42 | 0 | 1 | 1500CU EPR | 0 | 0 | 0 | 0 | 0 | 0 | 0 | 0 | 0 | 0 | 0 | 0 | 0 | 0 | 0 | 0 | 0 | 0 | 0 | 0 | 0 | 0 | 0 | 12 | 1
NO |  | 149 | 2016 | 20 | 19 | 19 |  | Union City | Penhorn | 69 | 69 | WP | 1.19 | 0 | 1 | 800 KCMIL | 0 | 0 | 0 | 0 | 0 | 0 | 0 | 0 | 0 | 0 | 0 | 0 | 0 | 0 | 0 | 0 | 0 | 0 | 0 | 0 | 0 | 0 | 0 | 12 | 1
NO |  | 149 | 2016 | 20 | 20 | 20 |  |  |  | 69 | 69 | UCB | 0.25 | 0 | 1 | 1500CU EPR | 0 | 0 | 0 | 0 | 0 | 0 | 0 | 0 | 0 | 0 | 0 | 0 | 0 | 0 | 0 | 0 | 0 | 0 | 0 | 0 | 0 | 0 | 0 | 12 | 1
NO |  | 149 | 2016 | 20 | 22 | 22 |  | Fairlawn | Spring Valley | 69 | 69 | WP | 5.33 | 0 | 1 | 800 KCMIL | 0 | 0 | 0 | 0 | 0 | 0 | 0 | 0 | 0 | 0 | 0 | 0 | 0 | 0 | 0 | 0 | 0 | 0 | 0 | 0 | 0 | 0 | 0 | 12 | 1
NO |  | 149 | 2016 | 20 | 23 | 23 |  |  |  | 69 | 69 | UCB | 0.61 | 0 | 1 | 1500CU EPR | 0 | 0 | 0 | 0 | 0 | 0 | 0 | 0 | 0 | 0 | 0 | 0 | 0 | 0 | 0 | 0 | 0 | 0 | 0 | 0 | 0 | 0 | 0 | 12 | 1
NO |  | 149 | 2016 | 20 | 25 | 25 |  | Paramus | Spring Valley | 69 | 69 | WP | 3.47 | 0 | 1 | 800 KCMIL | 0 | 0 | 0 | 0 | 0 | 0 | 0 | 0 | 0 | 0 | 0 | 0 | 0 | 0 | 0 | 0 | 0 | 0 | 0 | 0 | 0 | 0 | 0 | 12 | 1
NO |  | 149 | 2016 | 20 | 26 | 26 |  |  |  | 69 | 69 | UCB | 0.43 | 0 | 1 | 1500CU EPR | 0 | 0 | 0 | 0 | 0 | 0 | 0 | 0 | 0 | 0 | 0 | 0 | 0 | 0 | 0 | 0 | 0 | 0 | 0 | 0 | 0 | 0 | 0 | 12 | 1
NO |  | 149 | 2016 | 20 | 29 | 29 |  | Jackson | Hawthorne | 69 | 69 | WP | 10.45 | 0 | 1 | 800 KCMIL | 0 | 0 | 0 | 0 | 0 | 0 | 0 | 0 | 0 | 0 | 0 | 0 | 0 | 0 | 0 | 0 | 0 | 0 | 0 | 0 | 0 | 0 | 0 | 12 | 1
NO |  | 149 | 2016 | 20 | 30 | 30 |  |  |  | 69 | 69 | UCB | 0.08 | 0 | 1 | 1500CU EPR | 0 | 0 | 0 | 0 | 0 | 0 | 0 | 0 | 0 | 0 | 0 | 0 | 0 | 0 | 0 | 0 | 0 | 0 | 0 | 0 | 0 | 0 | 0 | 12 | 1
NO |  | 149 | 2016 | 20 | 32 | 32 |  | Riverside | Burlington | 69 | 69 | WP | 7.38 | 0 | 1 | 800 KCMIL | 0 | 0 | 0 | 0 | 0 | 0 | 0 | 0 | 0 | 0 | 0 | 0 | 0 | 0 | 0 | 0 | 0 | 0 | 0 | 0 | 0 | 0 | 0 | 12 | 1
NO |  | 149 | 2016 | 20 | 33 | 33 |  |  |  | 69 | 69 | UCB | 0.22 | 0 | 1 | 1500CU EPR | 0 | 0 | 0 | 0 | 0 | 0 | 0 | 0 | 0 | 0 | 0 | 0 | 0 | 0 | 0 | 0 | 0 | 0 | 0 | 0 | 0 | 0 | 0 | 12 | 1
NO |  | 149 | 2016 | 20 | 35 | 35 |  | Camden | Delair | 69 | 69 | WP | 1.6 | 0 | 1 | 800 KCMIL | 0 | 0 | 0 | 0 | 0 | 0 | 0 | 0 | 0 | 0 | 0 | 0 | 0 | 0 | 0 | 0 | 0 | 0 | 0 | 0 | 0 | 0 | 0 | 12 | 1
NO |  | 149 | 2016 | 21 | 1 | 1 |  |  |  | 69 | 69 | UCB | 0.28 | 0 | 1 | 1500CU EPR | 0 | 0 | 0 | 0 | 0 | 0 | 0 | 0 | 0 | 0 | 0 | 0 | 0 | 0 | 0 | 0 | 0 | 0 | 0 | 0 | 0 | 0 | 0 | 12 | 1
NO |  | 149 | 2016 | 21 | 3 | 3 |  | East Riverton | Riverton | 69 | 69 | WP | 2.84 | 0 | 1 | 800 KCMIL | 0 | 0 | 0 | 0 | 0 | 0 | 0 | 0 | 0 | 0 | 0 | 0 | 0 | 0 | 0 | 0 | 0 | 0 | 0 | 0 | 0 | 0 | 0 | 12 | 1
NO |  | 149 | 2016 | 21 | 4 | 4 |  |  |  | 69 | 69 | UCB | 0 | 0 | 1 | 1500CU EPR | 0 | 0 | 0 | 0 | 0 | 0 | 0 | 0 | 0 | 0 | 0 | 0 | 0 | 0 | 0 | 0 | 0 | 0 | 0 | 0 | 0 | 0 | 0 | 12 | 1
NO |  | 149 | 2016 | 21 | 6 | 6 |  | Delair | Riverton | 69 | 69 | WP | 7.57 | 0 | 1 | 800 KCMIL | 0 | 0 | 0 | 0 | 0 | 0 | 0 | 0 | 0 | 0 | 0 | 0 | 0 | 0 | 0 | 0 | 0 | 0 | 0 | 0 | 0 | 0 | 0 | 12 | 1
NO |  | 149 | 2016 | 21 | 7 | 7 |  |  |  | 69 | 69 | UCB | 0 | 0 | 1 | 1500CU EPR | 0 | 0 | 0 | 0 | 0 | 0 | 0 | 0 | 0 | 0 | 0 | 0 | 0 | 0 | 0 | 0 | 0 | 0 | 0 | 0 | 0 | 0 | 0 | 12 | 1
NO |  | 149 | 2016 | 21 | 9 | 9 |  | Burlington | Mount Holly | 69 | 69 | WP | 8.67 | 0 | 1 | 800 KCMIL | 0 | 0 | 0 | 0 | 0 | 0 | 0 | 0 | 0 | 0 | 0 | 0 | 0 | 0 | 0 | 0 | 0 | 0 | 0 | 0 | 0 | 0 | 0 | 12 | 1
NO |  | 149 | 2016 | 21 | 10 | 10 |  |  |  | 69 | 69 | UCB | 0.51 | 0 | 1 | 1500CU EPR | 0 | 0 | 0 | 0 | 0 | 0 | 0 | 0 | 0 | 0 | 0 | 0 | 0 | 0 | 0 | 0 | 0 | 0 | 0 | 0 | 0 | 0 | 0 | 12 | 1
NO |  | 149 | 2016 | 21 | 12 | 12 |  | Mount Holly | Lumberton | 69 | 69 | WP | 3.54 | 0 | 1 | 800 KCMIL | 0 | 0 | 0 | 0 | 0 | 0 | 0 | 0 | 0 | 0 | 0 | 0 | 0 | 0 | 0 | 0 | 0 | 0 | 0 | 0 | 0 | 0 | 0 | 12 | 1
NO |  | 149 | 2016 | 21 | 13 | 13 |  |  |  | 69 | 69 | UCB | 1.32 | 0 | 1 | 1500CU EPR | 0 | 0 | 0 | 0 | 0 | 0 | 0 | 0 | 0 | 0 | 0 | 0 | 0 | 0 | 0 | 0 | 0 | 0 | 0 | 0 | 0 | 0 | 0 | 12 | 1
NO |  | 149 | 2016 | 21 | 18 | 18 |  |  |  | 0 | 0 |  | -1550.83 | -288.15 | 0 |  | 0 | 0 | 0 | 0 | 0 | 0 | 0 | 0 | 0 | 0 | 0 | 0 | 661490055 | 661490056 | 0 | 0 | 0 | 0 | 0 | 0 | 0 | 0 | 0 | 12 | 1
NO |  | 150 | 2016 | 0 | 1 | 1 |  | 3rd Ac Trans Line |  | 500 | 500 |  | 0 | 0 | 0 |  | 0 | 0 | 0 | 0 | 0 | 0 | 0 | 661500719 | 0 | 0 | 0 | 0 | 0 | 0 | 0 | 0 | 0 | 0 | 0 | 0 | 0 | 0 | 0 | 12 | 1
NO |  | 150 | 2016 | 0 | 2 | 2 |  | Broadview S Y | Townsend A Line | 500 | 500 | SCST | 133.4 | 0 | 1 | 4-795 ACSR | 0 | 0 | 0 | 0 | 0 | 0 | 0 | 661500720 | 0 | 0 | 0 | 0 | 0 | 0 | 0 | 0 | 0 | 0 | 0 | 0 | 0 | 0 | 0 | 12 | 1
NO |  | 150 | 2016 | 0 | 3 | 3 |  | Broadview S Y | Townsend B Line | 500 | 500 | SCST | 133.4 | 0 | 1 | 4-795 ACSR | 0 | 0 | 0 | 0 | 0 | 0 | 0 | 661500721 | 0 | 0 | 0 | 0 | 0 | 0 | 0 | 0 | 0 | 0 | 0 | 0 | 0 | 0 | 0 | 12 | 1
NO |  | 150 | 2016 | 0 | 4 | 4 |  | Colstrip 3 | Switch Yard | 500 | 500 | SCST | 0.4 | 0 | 1 | 2-2250 ACSR | 0 | 0 | 0 | 0 | 0 | 0 | 0 | 661500722 | 0 | 0 | 0 | 0 | 0 | 0 | 0 | 0 | 0 | 0 | 0 | 0 | 0 | 0 | 0 | 12 | 1
NO |  | 150 | 2016 | 0 | 5 | 5 |  | Colstrip 4 | Switch Yard | 500 | 500 | SCST | 0.4 | 0 | 1 | 2-2250 ACSR | 0 | 0 | 0 | 0 | 0 | 0 | 0 | 661500723 | 0 | 0 | 0 | 0 | 0 | 0 | 0 | 0 | 0 | 0 | 0 | 0 | 0 | 0 | 0 | 12 | 1
NO |  | 150 | 2016 | 0 | 6 | 6 |  | Colstrip SY | Broadview A Line | 500 | 500 | SCST | 112.7 | 0 | 1 | 4-795 ACSR | 0 | 0 | 0 | 0 | 0 | 0 | 0 | 661500724 | 0 | 0 | 0 | 0 | 0 | 0 | 0 | 0 | 0 | 0 | 0 | 0 | 0 | 0 | 0 | 12 | 1
NO |  | 150 | 2016 | 0 | 7 | 7 |  | Colstrip SY | Broadview B Line | 500 | 500 | SCST | 115.9 | 0 | 1 | 4-795 ACSR | 0 | 0 | 0 | 0 | 0 | 0 | 0 | 661500725 | 0 | 0 | 0 | 0 | 0 | 0 | 0 | 0 | 0 | 0 | 0 | 0 | 0 | 0 | 0 | 12 | 1
NO |  | 150 | 2016 | 0 | 8 | 8 |  | 500 Kv Tot |  | 0 | 0 |  | 0 | 0 | 0 |  | 1753427 | 115592341 | 117345768 | 0 | 0 | 0 | 0 | 0 | 0 | 0 | 0 | 0 | 0 | 0 | 0 | 0 | 0 | 0 | 0 | 0 | 0 | 0 | 0 | 12 | 1
NO |  | 150 | 2016 | 0 | 9 | 9 |  | Bpa Covington | Berrydale | 230 | 230 | DCST,SCST | 4.06 | 0 | 2 | 2-1590 ACSS | 0 | 0 | 0 | 0 | 0 | 0 | 0 | 0 | 0 | 0 | 0 | 0 | 0 | 0 | 0 | 0 | 0 | 0 | 0 | 0 | 0 | 0 | 0 | 12 | 1
NO |  | 150 | 2016 | 0 | 10 | 10 |  | Bpa Covington | White River #2 | 230 | 230 | DCST | 9.25 | 0 | 1 | 2-1272 ACSR | 0 | 0 | 0 | 0 | 0 | 0 | 0 | 0 | 0 | 0 | 0 | 0 | 0 | 0 | 0 | 0 | 0 | 0 | 0 | 0 | 0 | 0 | 0 | 12 | 1
NO |  | 150 | 2016 | 0 | 11 | 11 |  | Bpa Custer | Portal Way | 230 | 230 | WHF | 0.06 | 0 | 1 | 795 ACSR | 0 | 0 | 0 | 0 | 0 | 0 | 0 | 0 | 0 | 0 | 0 | 0 | 0 | 0 | 0 | 0 | 0 | 0 | 0 | 0 | 0 | 0 | 0 | 12 | 1
NO |  | 150 | 2016 | 0 | 12 | 12 |  | Bpa Maple Valley | Talbot #1 | 230 | 230 | SCST | 0.18 | 0 | 1 | 2-1780 ACSR | 0 | 0 | 0 | 0 | 0 | 0 | 0 | 0 | 0 | 0 | 0 | 0 | 0 | 0 | 0 | 0 | 0 | 0 | 0 | 0 | 0 | 0 | 0 | 12 | 1
NO |  | 150 | 2016 | 0 | 13 | 13 |  | Bpa Maple Valley | Talbot #2 | 230 | 230 | SCST | 0.15 | 0 | 1 | 2-1780 ACSR | 0 | 0 | 0 | 0 | 0 | 0 | 0 | 0 | 0 | 0 | 0 | 0 | 0 | 0 | 0 | 0 | 0 | 0 | 0 | 0 | 0 | 0 | 0 | 12 | 1
NO |  | 150 | 2016 | 0 | 14 | 14 |  | Bpa Monroe | Novelty Hill | 230 | 230 | SCST, DCST | 0.27 | 0 | 1 | 1780 ACSR | 0 | 0 | 0 | 0 | 0 | 0 | 0 | 0 | 0 | 0 | 0 | 0 | 0 | 0 | 0 | 0 | 0 | 0 | 0 | 0 | 0 | 0 | 0 | 12 | 1
NO |  | 150 | 2016 | 0 | 15 | 15 |  | Bpa Olympia | Saint Clair | 230 | 230 | DCST | 3.62 | 0 | 2 | 1590 ACSS | 0 | 0 | 0 | 0 | 0 | 0 | 0 | 0 | 0 | 0 | 0 | 0 | 0 | 0 | 0 | 0 | 0 | 0 | 0 | 0 | 0 | 0 | 0 | 12 | 1
NO |  | 150 | 2016 | 0 | 16 | 16 |  | Bpa Shelton | South Bremerton | 230 | 230 | WHF | 0.8 | 0 | 1 | 1590 ACSR | 0 | 0 | 0 | 0 | 0 | 0 | 0 | 0 | 0 | 0 | 0 | 0 | 0 | 0 | 0 | 0 | 0 | 0 | 0 | 0 | 0 | 0 | 0 | 12 | 1
NO |  | 150 | 2016 | 0 | 17 | 17 |  | Cascade | White River | 230 | 230 | SCST, WHF | 68.99 | 0 | 1 | 1272 ACSR | 0 | 0 | 0 | 0 | 0 | 0 | 0 | 0 | 0 | 0 | 0 | 0 | 0 | 0 | 0 | 0 | 0 | 0 | 0 | 0 | 0 | 0 | 0 | 12 | 1
NO |  | 150 | 2016 | 0 | 18 | 18 |  | Christopher | O'Brien #4 | 230 | 230 | DCST | 4.75 | 0 | 1 | 2-1272 ACSR | 0 | 0 | 0 | 0 | 0 | 0 | 0 | 0 | 0 | 0 | 0 | 0 | 0 | 0 | 0 | 0 | 0 | 0 | 0 | 0 | 0 | 0 | 0 | 12 | 1
NO |  | 150 | 2016 | 0 | 19 | 19 |  | Colstrip 1 | Switch Yard | 230 | 230 | SCST | 0.4 | 0 | 1 | 1272 ACSR | 0 | 0 | 0 | 0 | 0 | 0 | 0 | 0 | 0 | 0 | 0 | 0 | 0 | 0 | 0 | 0 | 0 | 0 | 0 | 0 | 0 | 0 | 0 | 12 | 1
NO |  | 150 | 2016 | 0 | 20 | 20 |  | Colstrip 2 | Switch Yard | 230 | 230 | SCST | 0.4 | 0 | 1 | 1272 ACSR | 0 | 0 | 0 | 0 | 0 | 0 | 0 | 0 | 0 | 0 | 0 | 0 | 0 | 0 | 0 | 0 | 0 | 0 | 0 | 0 | 0 | 0 | 0 | 12 | 1
NO |  | 150 | 2016 | 0 | 21 | 21 |  | Dodge Junction | Phalen Gulch | 230 | 230 | WHF | 5.22 | 0 | 2 | 2-1272 ACSR | 0 | 0 | 0 | 0 | 0 | 0 | 0 | 0 | 0 | 0 | 0 | 0 | 0 | 0 | 0 | 0 | 0 | 0 | 0 | 0 | 0 | 0 | 0 | 12 | 1
NO |  | 150 | 2016 | 0 | 22 | 22 |  | Freddy/Epcor | Bpa South Tacoma #1 | 230 | 230 | UG CABLE | 0.97 | 0 | 1 | 1750 KCML | 0 | 0 | 0 | 0 | 0 | 0 | 0 | 661500726 | 0 | 0 | 0 | 0 | 0 | 0 | 0 | 0 | 0 | 0 | 0 | 0 | 0 | 0 | 0 | 12 | 1
NO |  | 150 | 2016 | 0 | 23 | 23 |  | Horse Ranch Tap | Bpa Monroe Snohomish | 230 | 230 | WHF, SCST | 3.48 | 0 | 1 | 1272 ACSR | 0 | 0 | 0 | 0 | 0 | 0 | 0 | 0 | 0 | 0 | 0 | 0 | 0 | 0 | 0 | 0 | 0 | 0 | 0 | 0 | 0 | 0 | 0 | 12 | 1
NO |  | 150 | 2016 | 0 | 24 | 24 |  | North Intertie |  | 230 | 230 |  | 0 | 0 | 0 |  | 0 | 0 | 0 | 0 | 0 | 0 | 0 | 661500727 | 0 | 0 | 0 | 0 | 0 | 0 | 0 | 0 | 0 | 0 | 0 | 0 | 0 | 0 | 0 | 12 | 1
NO |  | 150 | 2016 | 0 | 25 | 25 |  | Phalen Gulch | BPA Central Ferry | 230 | 230 | WHF | 2.08 | 0 | 2 | 1272 ACSR | 0 | 0 | 0 | 0 | 0 | 0 | 0 | 0 | 0 | 0 | 0 | 0 | 0 | 0 | 0 | 0 | 0 | 0 | 0 | 0 | 0 | 0 | 0 | 12 | 1
NO |  | 150 | 2016 | 0 | 26 | 26 |  | Poison Spring | Wind Ridge | 230 | 230 | HF2 | 4.1 | 0 | 1 | 1272 ACSR | 0 | 0 | 0 | 0 | 0 | 0 | 0 | 0 | 0 | 0 | 0 | 0 | 0 | 0 | 0 | 0 | 0 | 0 | 0 | 0 | 0 | 0 | 0 | 12 | 1
NO |  | 150 | 2016 | 0 | 27 | 27 |  | Rocky Reach | Cascade | 230 | 230 | WHF, SCST | 57.86 | 0 | 1 | 2-1590 ACSR | 0 | 0 | 0 | 0 | 0 | 0 | 0 | 0 | 0 | 0 | 0 | 0 | 0 | 0 | 0 | 0 | 0 | 0 | 0 | 0 | 0 | 0 | 0 | 12 | 1
NO |  | 150 | 2016 | 0 | 28 | 28 |  | Saint Clair | Bpa South Tacoma | 230 | 230 | DCST | 3.62 | 0 | 2 | 1590 ACSS | 0 | 0 | 0 | 0 | 0 | 0 | 0 | 0 | 0 | 0 | 0 | 0 | 0 | 0 | 0 | 0 | 0 | 0 | 0 | 0 | 0 | 0 | 0 | 12 | 1
NO |  | 150 | 2016 | 0 | 29 | 29 |  | Sammamish | Bpa Maple Valley #1 | 230 | 230 | DCST, SCST | 8.14 | 0 | 1 | 1780 ACSR | 0 | 0 | 0 | 0 | 0 | 0 | 0 | 0 | 0 | 0 | 0 | 0 | 0 | 0 | 0 | 0 | 0 | 0 | 0 | 0 | 0 | 0 | 0 | 12 | 1
NO |  | 150 | 2016 | 0 | 30 | 30 |  | Sammamish | Novelty Hill #2 | 230 | 230 | DCST, SCST | 7.91 | 0 | 1 | 1780 ACSR | 0 | 0 | 0 | 0 | 0 | 0 | 0 | 0 | 0 | 0 | 0 | 0 | 0 | 0 | 0 | 0 | 0 | 0 | 0 | 0 | 0 | 0 | 0 | 12 | 1
NO |  | 150 | 2016 | 0 | 31 | 31 |  | SCL Bothell | Sammamish | 230 | 230 | WHF | 13.28 | 0 | 1 | 1590 ACSS | 0 | 0 | 0 | 0 | 0 | 0 | 0 | 0 | 0 | 0 | 0 | 0 | 0 | 0 | 0 | 0 | 0 | 0 | 0 | 0 | 0 | 0 | 0 | 12 | 1
NO |  | 150 | 2016 | 0 | 32 | 32 |  | Sedro Woolley | Bpa Bellingham | 230 | 230 | WHF | 0.11 | 0 | 1 | 1.6" AACTW | 0 | 0 | 0 | 0 | 0 | 0 | 0 | 0 | 0 | 0 | 0 | 0 | 0 | 0 | 0 | 0 | 0 | 0 | 0 | 0 | 0 | 0 | 0 | 12 | 1
NO |  | 150 | 2016 | 0 | 33 | 33 |  | Sedro Woolley | Horseranch | 230 | 230 | SCST | 38.95 | 0 | 1 | 2-795 ACSR | 0 | 0 | 0 | 0 | 0 | 0 | 0 | 0 | 0 | 0 | 0 | 0 | 0 | 0 | 0 | 0 | 0 | 0 | 0 | 0 | 0 | 0 | 0 | 12 | 1
NO |  | 150 | 2016 | 0 | 34 | 34 |  | Sedro Woolley | March Point | 230 | 230 | SWP, DCST | 23.07 | 0 | 1 | 2-397.5 ACSR | 0 | 0 | 0 | 0 | 0 | 0 | 0 | 0 | 0 | 0 | 0 | 0 | 0 | 0 | 0 | 0 | 0 | 0 | 0 | 0 | 0 | 0 | 0 | 12 | 1
NO |  | 150 | 2016 | 0 | 35 | 35 |  | Sedro Woolley | SCL Bothell | 230 | 230 | WHF | 49.04 | 0 | 1 | 2-795 ACSR | 0 | 0 | 0 | 0 | 0 | 0 | 0 | 0 | 0 | 0 | 0 | 0 | 0 | 0 | 0 | 0 | 0 | 0 | 0 | 0 | 0 | 0 | 0 | 12 | 1
NO |  | 150 | 2016 | 0 | 36 | 36 |  | TOTAL |  | 0 | 0 |  | 2607.63 | 0 | 44 |  | 39036825 | 739464738 | 778501563 | 0 | 0 | 0 | 0 | 0 | 0 | 0 | 0 | 0 | 0 | 0 | 0 | 0 | 0 | 0 | 0 | 0 | 0 | 0 | 0 | 12 | 1
NO |  | 150 | 2016 | 1 | 1 | 1 |  | Sedro Woolley Tap |  | 230 | 230 | WHF | 0.17 | 0 | 1 | 1590 ACSR | 0 | 0 | 0 | 0 | 0 | 0 | 0 | 0 | 0 | 0 | 0 | 0 | 0 | 0 | 0 | 0 | 0 | 0 | 0 | 0 | 0 | 0 | 0 | 12 | 1
NO |  | 150 | 2016 | 1 | 2 | 2 |  | Talbot | Berrydale #3 | 230 | 230 | DCST | 15.78 | 0 | 2 | 2-1590 ACSR | 0 | 0 | 0 | 0 | 0 | 0 | 0 | 0 | 0 | 0 | 0 | 0 | 0 | 0 | 0 | 0 | 0 | 0 | 0 | 0 | 0 | 0 | 0 | 12 | 1
NO |  | 150 | 2016 | 1 | 3 | 3 |  | Talbot | O'Brien #3 | 230 | 230 | DCST | 7.22 | 0 | 2 | 2-1272 ACSR | 0 | 0 | 0 | 0 | 0 | 0 | 0 | 0 | 0 | 0 | 0 | 0 | 0 | 0 | 0 | 0 | 0 | 0 | 0 | 0 | 0 | 0 | 0 | 12 | 1
NO |  | 150 | 2016 | 1 | 4 | 4 |  | Wanapum | Wind Ridge | 230 | 230 | RHES-MOD,PSET | 21.11 | 0 | 1 | 2-1272 ACSR | 0 | 0 | 0 | 0 | 0 | 0 | 0 | 0 | 0 | 0 | 0 | 0 | 0 | 0 | 0 | 0 | 0 | 0 | 0 | 0 | 0 | 0 | 0 | 12 | 1
NO |  | 150 | 2016 | 1 | 5 | 5 |  | Wild Horse | Poison Spring | 230 | 230 | HF2 | 4.52 | 0 | 1 | 1272 ACSR | 0 | 0 | 0 | 0 | 0 | 0 | 0 | 0 | 0 | 0 | 0 | 0 | 0 | 0 | 0 | 0 | 0 | 0 | 0 | 0 | 0 | 0 | 0 | 12 | 1
NO |  | 150 | 2016 | 1 | 6 | 6 |  | 230 KV Tot |  | 0 | 0 |  | 0 | 0 | 0 |  | 8010308 | 192545567 | 200555875 | 0 | 0 | 0 | 0 | 0 | 0 | 0 | 0 | 0 | 0 | 0 | 0 | 0 | 0 | 0 | 0 | 0 | 0 | 0 | 0 | 12 | 1
SI/NO | A | 150 | 2016 | 1 | 7 | 7 |  | 115 KV Tot |  | 0 | 0 |  | 1674.4 | 0 | 0 |  | 29006667 | 406250555 | 435257222 | 0 | 0 | 0 | 10841929.2795 | 661500728 | 0 | 0 | 0 | 0 | 0 | 0 | 0 | 0 | 0 | 0 | 0 | 0 | 0 | 0 | 0 | 12 | 1
SI/NO | A | 150 | 2016 | 1 | 8 | 8 |  | 55 KV Tot |  | 0 | 0 |  | 77.47 | 0 | 0 |  | 266423 | 19803754 | 20070177 | 0 | 0 | 0 | 499932.9791 | 0 | 0 | 0 | 0 | 0 | 0 | 0 | 0 | 0 | 0 | 0 | 0 | 0 | 0 | 0 | 0 | 12 | 1
NO |  | 150 | 2016 | 1 | 9 | 9 |  | ARO as per FAS 143 |  | 0 | 0 |  | 0 | 0 | 0 |  | 0 | 5272521 | 5272521 | 0 | 0 | 0 | 0 | 661500729 | 0 | 0 | 0 | 0 | 0 | 0 | 0 | 0 | 0 | 0 | 0 | 0 | 0 | 0 | 0 | 12 | 1
NO |  | 151 | 2016 | 0 | 1 | 1 |  | RG&E System | Overhead 115KV | 115 | 115 |  | 248 | 0 | 0 |  | 0 | 0 | 0 | 0 | 0 | 0 | 0 | 0 | 0 | 0 | 0 | 0 | 0 | 0 | 0 | 0 | 0 | 0 | 0 | 0 | 0 | 0 | 0 | 12 | 1
NO |  | 151 | 2016 | 0 | 2 | 2 |  |  | Underground 115KV | 115 | 115 |  | 27 | 0 | 0 |  | 0 | 0 | 0 | 0 | 0 | 0 | 0 | 0 | 0 | 0 | 0 | 0 | 0 | 0 | 0 | 0 | 0 | 0 | 0 | 0 | 0 | 0 | 0 | 12 | 1
NO |  | 151 | 2016 | 0 | 3 | 3 |  |  | Overhead 34.5KV | 34.5 | 34.5 |  | 531 | 0 | 0 |  | 0 | 0 | 0 | 0 | 0 | 0 | 0 | 0 | 0 | 0 | 0 | 0 | 0 | 0 | 0 | 0 | 0 | 0 | 0 | 0 | 0 | 0 | 0 | 12 | 1
NO |  | 151 | 2016 | 0 | 4 | 4 |  |  | Underground 34.5KV | 34.5 | 34.5 |  | 182 | 0 | 0 |  | 0 | 0 | 0 | 0 | 0 | 0 | 0 | 0 | 0 | 0 | 0 | 0 | 0 | 0 | 0 | 0 | 0 | 0 | 0 | 0 | 0 | 0 | 0 | 12 | 1
NO |  | 151 | 2016 | 0 | 5 | 5 |  |  | Underground 11KV | 11 | 11 |  | 106 | 0 | 0 |  | 0 | 0 | 0 | 0 | 0 | 0 | 0 | 0 | 0 | 0 | 0 | 0 | 0 | 0 | 0 | 0 | 0 | 0 | 0 | 0 | 0 | 0 | 0 | 12 | 1
NO |  | 151 | 2016 | 0 | 31 | 31 |  |  |  | 0 | 0 |  | 0 | 0 | 0 |  | 14865446 | 266313551 | 281178997 | 0 | 0 | 0 | 0 | 0 | 0 | 0 | 0 | 0 | 0 | 0 | 0 | 0 | 0 | 0 | 0 | 0 | 0 | 0 | 0 | 12 | 1
SI/NO | A | 151 | 2016 | 0 | 36 | 36 |  | TOTAL |  | 0 | 0 |  | 1094 | 0 | 0 |  | 14865446 | 266313551 | 281178997 | 0 | 0 | 0 | 7003956.8473 | 0 | 0 | 0 | 0 | 0 | 0 | 0 | 0 | 0 | 0 | 0 | 0 | 0 | 0 | 0 | 0 | 12 | 1
NO |  | 152 | 2016 | 0 | 1 | 1 |  | NY/NJ Stateline (L69, 70) | South Mahwah | 345 | 345 | Steel Tower | 1.87 | 1.87 | 2 | 1590 KCM ACSR | 0 | 0 | 0 | 0 | 0 | 0 | 0 | 0 | 0 | 0 | 0 | 0 | 0 | 0 | 0 | 0 | 0 | 0 | 0 | 0 | 0 | 0 | 0 | 12 | 1
NO |  | 152 | 2016 | 0 | 2 | 2 |  | NY/NJ Stateline (L51) | South Mahwah | 138 | 138 | Steel Tower | 1.97 | 0 | 1 | 1033.5 KCM ACSR | 0 | 0 | 0 | 0 | 0 | 0 | 0 | 0 | 0 | 0 | 0 | 0 | 0 | 0 | 0 | 0 | 0 | 0 | 0 | 0 | 0 | 0 | 0 | 12 | 1
NO |  | 152 | 2016 | 0 | 3 | 3 |  | South Mahwah 138 KV (L585) | Allendale | 138 | 138 | Underground | 3.07 | 0 | 1 | 2500 kCM Al. | 0 | 0 | 0 | 0 | 0 | 0 | 0 | 0 | 0 | 0 | 0 | 0 | 0 | 0 | 0 | 0 | 0 | 0 | 0 | 0 | 0 | 0 | 0 | 12 | 1
NO |  | 152 | 2016 | 0 | 4 | 4 |  | South Mahwah 138 KV (L587) | Allendale | 138 | 138 | Underground | 3.05 | 0 | 1 | 2500 kCM Al. | 0 | 0 | 0 | 0 | 0 | 0 | 0 | 0 | 0 | 0 | 0 | 0 | 0 | 0 | 0 | 0 | 0 | 0 | 0 | 0 | 0 | 0 | 0 | 12 | 1
NO |  | 152 | 2016 | 0 | 5 | 5 |  | South Mahwah 138kV (L588) | Darlington | 138 | 138 | Underground | 2.37 | 0 | 1 | 2000 kCM Cu. | 0 | 0 | 0 | 0 | 0 | 0 | 0 | 0 | 0 | 0 | 0 | 0 | 0 | 0 | 0 | 0 | 0 | 0 | 0 | 0 | 0 | 0 | 0 | 12 | 1
NO |  | 152 | 2016 | 0 | 6 | 6 |  | South Mahwah 138kV (L589) | MaCauther BLVD | 138 | 138 | Underground | 0.97 | 0 | 1 | 2000 kCM Cu. | 0 | 0 | 0 | 0 | 0 | 0 | 0 | 0 | 0 | 0 | 0 | 0 | 0 | 0 | 0 | 0 | 0 | 0 | 0 | 0 | 0 | 0 | 0 | 12 | 1
NO |  | 152 | 2016 | 0 | 7 | 7 |  | MaCauther Blvd | Darlington | 138 | 138 | underground | 1.74 | 0 | 1 | 2000KCM Cu | 0 | 0 | 0 | 0 | 0 | 0 | 0 | 0 | 0 | 0 | 0 | 0 | 0 | 0 | 0 | 0 | 0 | 0 | 0 | 0 | 0 | 0 | 0 | 12 | 1
NO |  | 152 | 2016 | 0 | 8 | 8 |  | NY/NJ Stateline (L703) | Harings Corner | 138 | 138 | Steel Pole | 0.24 | 0 | 1 | 1592 KCM ACSR | 0 | 0 | 0 | 0 | 0 | 0 | 0 | 0 | 0 | 0 | 0 | 0 | 0 | 0 | 0 | 0 | 0 | 0 | 0 | 0 | 0 | 0 | 0 | 12 | 1
NO |  | 152 | 2016 | 0 | 9 | 9 |  | Montvale (L43) | NJ/NY Statleline | 69 | 69 | Undreground | 0.39 | 0 | 1 | 750 kCM AL | 0 | 0 | 0 | 0 | 0 | 0 | 0 | 0 | 0 | 0 | 0 | 0 | 0 | 0 | 0 | 0 | 0 | 0 | 0 | 0 | 0 | 0 | 0 | 12 | 1
NO |  | 152 | 2016 | 0 | 10 | 10 |  | Montvale (L44) | NJ/NY Stateline | 69 | 69 | Undreground | 0.39 | 0 | 1 | 750 kCM AL | 0 | 0 | 0 | 0 | 0 | 0 | 0 | 0 | 0 | 0 | 0 | 0 | 0 | 0 | 0 | 0 | 0 | 0 | 0 | 0 | 0 | 0 | 0 | 12 | 1
NO |  | 152 | 2016 | 0 | 11 | 11 |  | Harings Corner (L46) | NY/NJ Stateline | 69 | 69 | Wood | 1.69 | 0 | 1 | 795 KCM ACSR | 0 | 0 | 0 | 0 | 0 | 0 | 0 | 0 | 0 | 0 | 0 | 0 | 0 | 0 | 0 | 0 | 0 | 0 | 0 | 0 | 0 | 0 | 0 | 12 | 1
NO |  | 152 | 2016 | 0 | 12 | 12 |  | NY/NJ Stateline (L46) | Closter | 69 | 69 | Wood & Steel | 2.52 | 0 | 1 | 795 KCM ACSR | 0 | 0 | 0 | 0 | 0 | 0 | 0 | 0 | 0 | 0 | 0 | 0 | 0 | 0 | 0 | 0 | 0 | 0 | 0 | 0 | 0 | 0 | 0 | 12 | 1
NO |  | 152 | 2016 | 0 | 13 | 13 |  | NY/NJ Stateline (L491) | Montvale | 69 | 69 | Wood & Steel | 0 | 0.15 | 1 | 795 KCM ACSR | 0 | 0 | 0 | 0 | 0 | 0 | 0 | 0 | 0 | 0 | 0 | 0 | 0 | 0 | 0 | 0 | 0 | 0 | 0 | 0 | 0 | 0 | 0 | 12 | 1
NO |  | 152 | 2016 | 0 | 14 | 14 |  | South Mahwah 69KV (L57, 58) | Franklin Lakes | 69 | 69 | Wood Steel | 1.46 | 1.46 | 2 | 397.5 kCm ACSR | 0 | 0 | 0 | 0 | 0 | 0 | 0 | 0 | 0 | 0 | 0 | 0 | 0 | 0 | 0 | 0 | 0 | 0 | 0 | 0 | 0 | 0 | 0 | 12 | 1
NO |  | 152 | 2016 | 0 | 15 | 15 |  | South Mahwah 69KV (L57, 58) | Franklin Lakes | 69 | 69 | Steel Tower | 4.91 | 4.91 | 2 | 397.5 kCM ACSR | 0 | 0 | 0 | 0 | 0 | 0 | 0 | 0 | 0 | 0 | 0 | 0 | 0 | 0 | 0 | 0 | 0 | 0 | 0 | 0 | 0 | 0 | 0 | 12 | 1
NO |  | 152 | 2016 | 0 | 16 | 16 |  | Franklin Lakes (L570) | Oakland | 69 | 69 | Underground | 1.6 | 0 | 0 |  | 0 | 0 | 0 | 0 | 0 | 0 | 0 | 0 | 0 | 0 | 0 | 0 | 0 | 0 | 0 | 0 | 0 | 0 | 0 | 0 | 0 | 0 | 0 | 12 | 1
NO |  | 152 | 2016 | 0 | 17 | 17 |  | Franklin Lakes (L580) | Oakland | 69 | 69 | Underground | 1.6 | 0 | 1 | 1000 kCM Al. | 0 | 0 | 0 | 0 | 0 | 0 | 0 | 0 | 0 | 0 | 0 | 0 | 0 | 0 | 0 | 0 | 0 | 0 | 0 | 0 | 0 | 0 | 0 | 12 | 1
NO |  | 152 | 2016 | 0 | 18 | 18 |  | Franklin Lakes | Oakland | 0 | 0 | Underground | 0 | 0 | 1 | 1000 kCM Al. | 0 | 0 | 0 | 0 | 0 | 0 | 0 | 0 | 0 | 0 | 0 | 0 | 0 | 0 | 0 | 0 | 0 | 0 | 0 | 0 | 0 | 0 | 0 | 12 | 1
NO |  | 152 | 2016 | 0 | 19 | 19 |  | Closter (L61) | Cresskill | 69 | 69 | Wood Steel | 0 | 2.3 | 1 | 795 kCM ACSR | 0 | 0 | 0 | 0 | 0 | 0 | 0 | 0 | 0 | 0 | 0 | 0 | 0 | 0 | 0 | 0 | 0 | 0 | 0 | 0 | 0 | 0 | 0 | 12 | 1
NO |  | 152 | 2016 | 0 | 20 | 20 |  | NY/NJ Stateline (L65) | South Mahwah | 69 | 69 | Wood | 0.09 | 0 | 1 | 1033.5 KCM ACSR | 0 | 0 | 0 | 0 | 0 | 0 | 0 | 0 | 0 | 0 | 0 | 0 | 0 | 0 | 0 | 0 | 0 | 0 | 0 | 0 | 0 | 0 | 0 | 12 | 1
NO |  | 152 | 2016 | 0 | 21 | 21 |  | NY/NJ Stateline (L65) | South Mahwah | 69 | 69 | Steel Tower | 0 | 1.97 | 1 | 1033.5 KCM ACSR | 0 | 0 | 0 | 0 | 0 | 0 | 0 | 0 | 0 | 0 | 0 | 0 | 0 | 0 | 0 | 0 | 0 | 0 | 0 | 0 | 0 | 0 | 0 | 12 | 1
NO |  | 152 | 2016 | 0 | 22 | 22 |  | South Mahwah 69KV (L652) | Upper Saddle River | 69 | 69 | Underground | 0.7 | 0 | 1 | 1000 KCM AL | 0 | 0 | 0 | 0 | 0 | 0 | 0 | 0 | 0 | 0 | 0 | 0 | 0 | 0 | 0 | 0 | 0 | 0 | 0 | 0 | 0 | 0 | 0 | 12 | 1
NO |  | 152 | 2016 | 0 | 23 | 23 |  | South Mahwah 69KV (L652) | Upper Saddle River | 69 | 69 | Wood & Steel | 3.29 | 0 | 1 | 795 KCM ACSR | 0 | 0 | 0 | 0 | 0 | 0 | 0 | 0 | 0 | 0 | 0 | 0 | 0 | 0 | 0 | 0 | 0 | 0 | 0 | 0 | 0 | 0 | 0 | 12 | 1
NO |  | 152 | 2016 | 0 | 24 | 24 |  | Upper Saddle River (L654) | Grand Avenue | 69 | 69 | Wood & Steel | 1.97 | 0 | 1 | 795 KCM ACSR | 0 | 0 | 0 | 0 | 0 | 0 | 0 | 0 | 0 | 0 | 0 | 0 | 0 | 0 | 0 | 0 | 0 | 0 | 0 | 0 | 0 | 0 | 0 | 12 | 1
NO |  | 152 | 2016 | 0 | 25 | 25 |  | Grand Avenue (L656) | Montvale | 69 | 69 | Wood & Steel | 2.23 | 0 | 1 | 795 KCM ACSR | 0 | 0 | 0 | 0 | 0 | 0 | 0 | 0 | 0 | 0 | 0 | 0 | 0 | 0 | 0 | 0 | 0 | 0 | 0 | 0 | 0 | 0 | 0 | 12 | 1
NO |  | 152 | 2016 | 0 | 26 | 26 |  | Montvale (L658) | Harings Corner | 69 | 69 | Wood & Steel | 0.08 | 3.63 | 1 | 795 KCM ACSR | 0 | 0 | 0 | 0 | 0 | 0 | 0 | 0 | 0 | 0 | 0 | 0 | 0 | 0 | 0 | 0 | 0 | 0 | 0 | 0 | 0 | 0 | 0 | 12 | 1
NO |  | 152 | 2016 | 0 | 27 | 27 |  | Montvale (L658) | Harings Corner | 69 | 69 | Underground | 0.34 | 0 | 1 | 2000 KCM CU | 0 | 0 | 0 | 0 | 0 | 0 | 0 | 0 | 0 | 0 | 0 | 0 | 0 | 0 | 0 | 0 | 0 | 0 | 0 | 0 | 0 | 0 | 0 | 12 | 1
NO |  | 152 | 2016 | 0 | 28 | 28 |  | NY/NJ Stateline (L701) | Harings Corner | 69 | 69 | Steel Pole | 0 | 0.17 | 1 | 1590 KCM ACSR | 0 | 0 | 0 | 0 | 0 | 0 | 0 | 0 | 0 | 0 | 0 | 0 | 0 | 0 | 0 | 0 | 0 | 0 | 0 | 0 | 0 | 0 | 0 | 12 | 1
NO |  | 152 | 2016 | 0 | 29 | 29 |  | NY/NJ Stateline (L701) | Harings Corner | 69 | 69 | Wood & Steel | 0.09 | 0 | 1 | 795 KCM ACSR | 0 | 0 | 0 | 0 | 0 | 0 | 0 | 0 | 0 | 0 | 0 | 0 | 0 | 0 | 0 | 0 | 0 | 0 | 0 | 0 | 0 | 0 | 0 | 12 | 1
NO |  | 152 | 2016 | 0 | 30 | 30 |  | NY/NJ Stateline (L751) | Closter | 69 | 69 | Wood & Steel | 0 | 2.52 | 1 | 795 KCM ACSR | 0 | 0 | 0 | 0 | 0 | 0 | 0 | 0 | 0 | 0 | 0 | 0 | 0 | 0 | 0 | 0 | 0 | 0 | 0 | 0 | 0 | 0 | 0 | 12 | 1
NO |  | 152 | 2016 | 0 | 31 | 31 |  | Vic. Of Closter (L751) | Cresskill | 69 | 69 | Wood & Steel | 2.3 | 0 | 1 | 795 kCM ACSR | 0 | 0 | 0 | 0 | 0 | 0 | 0 | 0 | 0 | 0 | 0 | 0 | 0 | 0 | 0 | 0 | 0 | 0 | 0 | 0 | 0 | 0 | 0 | 12 | 1
NO |  | 152 | 2016 | 0 | 32 | 32 |  | NY/NJ Stateline (L89) | Ringwood | 69 | 69 | Wood & Steel | 2.29 | 0 | 1 | 795 KCM ACSR | 0 | 0 | 0 | 0 | 0 | 0 | 0 | 0 | 0 | 0 | 0 | 0 | 0 | 0 | 0 | 0 | 0 | 0 | 0 | 0 | 0 | 0 | 0 | 12 | 1
NO |  | 152 | 2016 | 0 | 33 | 33 |  | NY/NJ Stateline (L982) | Ringwood | 69 | 69 | Wood | 1.5 | 0 | 1 | 795 KCM ACSR | 0 | 0 | 0 | 0 | 0 | 0 | 0 | 0 | 0 | 0 | 0 | 0 | 0 | 0 | 0 | 0 | 0 | 0 | 0 | 0 | 0 | 0 | 0 | 12 | 1
NO |  | 152 | 2016 | 0 | 34 | 34 |  | Ringwood (L983) | West Milford | 69 | 69 | Wood | 0.48 | 0 | 1 | 795 kCM ACSR | 0 | 0 | 0 | 0 | 0 | 0 | 0 | 0 | 0 | 0 | 0 | 0 | 0 | 0 | 0 | 0 | 0 | 0 | 0 | 0 | 0 | 0 | 0 | 12 | 1
NO |  | 152 | 2016 | 0 | 35 | 35 |  | Ringwood (L983) | West Milford | 69 | 69 | Wood | 3.96 | 0 | 1 | 336.4 KCM ACSR | 0 | 0 | 0 | 0 | 0 | 0 | 0 | 0 | 0 | 0 | 0 | 0 | 0 | 0 | 0 | 0 | 0 | 0 | 0 | 0 | 0 | 0 | 0 | 12 | 1
NO |  | 152 | 2016 | 0 | 36 | 36 |  | TOTAL |  | 0 | 0 |  | 67.58 | 23.95 | 58 |  | 0 | 0 | 0 | 0 | 0 | 0 | 0 | 0 | 0 | 0 | 0 | 0 | 0 | 0 | 0 | 0 | 0 | 0 | 0 | 0 | 0 | 0 | 0 | 12 | 1
NO |  | 152 | 2016 | 1 | 1 | 1 |  | Ringwood (L983) | West Milford | 69 | 69 | Steel Tower | 0.25 | 0 | 1 | 795 kCM ACSR | 0 | 0 | 0 | 0 | 0 | 0 | 0 | 0 | 0 | 0 | 0 | 0 | 0 | 0 | 0 | 0 | 0 | 0 | 0 | 0 | 0 | 0 | 0 | 12 | 1
NO |  | 152 | 2016 | 1 | 2 | 2 |  | Ringwood (L984) | West Millford | 69 | 69 | Wood | 4.44 | 0 | 1 | 336.4 kCM ACSR | 0 | 0 | 0 | 0 | 0 | 0 | 0 | 0 | 0 | 0 | 0 | 0 | 0 | 0 | 0 | 0 | 0 | 0 | 0 | 0 | 0 | 0 | 0 | 12 | 1
NO |  | 152 | 2016 | 1 | 3 | 3 |  | Ringwood (L984) | West Milford | 69 | 69 | Steel Tower | 0 | 0.25 | 1 | 795 KCM ACSR | 0 | 0 | 0 | 0 | 0 | 0 | 0 | 0 | 0 | 0 | 0 | 0 | 0 | 0 | 0 | 0 | 0 | 0 | 0 | 0 | 0 | 0 | 0 | 12 | 1
NO |  | 152 | 2016 | 1 | 4 | 4 |  | South Mahwah 69kV (L36) | Ramsey | 0 | 34.5 | Wood | 0.08 | 0 | 1 | 795 kCm ACSR | 0 | 0 | 0 | 0 | 0 | 0 | 0 | 0 | 0 | 0 | 0 | 0 | 0 | 0 | 0 | 0 | 0 | 0 | 0 | 0 | 0 | 0 | 0 | 12 | 1
NO |  | 152 | 2016 | 1 | 5 | 5 |  | South Mahwah 69kV (L36) | Ramsey | 0 | 34.5 | Wood | 0.2 | 0 | 1 | 336.4 kCM ACSR | 0 | 0 | 0 | 0 | 0 | 0 | 0 | 0 | 0 | 0 | 0 | 0 | 0 | 0 | 0 | 0 | 0 | 0 | 0 | 0 | 0 | 0 | 0 | 12 | 1
NO |  | 152 | 2016 | 1 | 6 | 6 |  | South Mahwah 69kV (L36) | Ramsey | 0 | 34.5 | Wood & Steel | 0.04 | 0 | 1 | 4/0 Cu. | 0 | 0 | 0 | 0 | 0 | 0 | 0 | 0 | 0 | 0 | 0 | 0 | 0 | 0 | 0 | 0 | 0 | 0 | 0 | 0 | 0 | 0 | 0 | 12 | 1
NO |  | 152 | 2016 | 1 | 7 | 7 |  | South Mahwah 69kV (L36) | Ramsey | 0 | 34.5 | Wood & Steel | 1.22 | 0 | 1 | 250 kCM Cu. | 0 | 0 | 0 | 0 | 0 | 0 | 0 | 0 | 0 | 0 | 0 | 0 | 0 | 0 | 0 | 0 | 0 | 0 | 0 | 0 | 0 | 0 | 0 | 12 | 1
NO |  | 152 | 2016 | 1 | 8 | 8 |  | Harings Corner (L41) | West Norwood | 0 | 69 | Underground | 0.3 | 0 | 1 | 2000 kCm Cu. | 0 | 0 | 0 | 0 | 0 | 0 | 0 | 0 | 0 | 0 | 0 | 0 | 0 | 0 | 0 | 0 | 0 | 0 | 0 | 0 | 0 | 0 | 0 | 12 | 1
NO |  | 152 | 2016 | 1 | 9 | 9 |  | Harings Corner (L41) | West Noowood | 0 | 34.5 | Steel Tower | 2.34 | 0 | 1 | 2/0 Cu. | 0 | 0 | 0 | 0 | 0 | 0 | 0 | 0 | 0 | 0 | 0 | 0 | 0 | 0 | 0 | 0 | 0 | 0 | 0 | 0 | 0 | 0 | 0 | 12 | 1
NO |  | 152 | 2016 | 1 | 10 | 10 |  | Harings Corner (L41) | West Norwood | 0 | 34.5 | Wood & Steel | 1.06 | 0 | 1 | 4/0 ACSR | 0 | 0 | 0 | 0 | 0 | 0 | 0 | 0 | 0 | 0 | 0 | 0 | 0 | 0 | 0 | 0 | 0 | 0 | 0 | 0 | 0 | 0 | 0 | 12 | 1
NO |  | 152 | 2016 | 1 | 11 | 11 |  | Harings Corner (L42) | Cresskill | 34.5 | 69 | Underground | 0.26 | 0 | 1 | 2000 KCM CU | 0 | 0 | 0 | 0 | 0 | 0 | 0 | 0 | 0 | 0 | 0 | 0 | 0 | 0 | 0 | 0 | 0 | 0 | 0 | 0 | 0 | 0 | 0 | 12 | 1
NO |  | 152 | 2016 | 1 | 12 | 12 |  | Harings Corner (L42) | Cresskill | 0 | 34.5 | Steel Tower | 0 | 2.34 | 1 | 2/O CU | 0 | 0 | 0 | 0 | 0 | 0 | 0 | 0 | 0 | 0 | 0 | 0 | 0 | 0 | 0 | 0 | 0 | 0 | 0 | 0 | 0 | 0 | 0 | 12 | 1
NO |  | 152 | 2016 | 1 | 13 | 13 |  | Harings Corner (L42) | Cresskill | 0 | 34.5 | Wood & Steel | 0 | 1.06 | 1 | 4/0 ACSR | 0 | 0 | 0 | 0 | 0 | 0 | 0 | 0 | 0 | 0 | 0 | 0 | 0 | 0 | 0 | 0 | 0 | 0 | 0 | 0 | 0 | 0 | 0 | 12 | 1
NO |  | 152 | 2016 | 1 | 14 | 14 |  | Harings Corner (L42) | Cresskill | 0 | 34.5 | Wood & Steel | 2.28 | 0 | 1 | 4/0 ACSR | 0 | 0 | 0 | 0 | 0 | 0 | 0 | 0 | 0 | 0 | 0 | 0 | 0 | 0 | 0 | 0 | 0 | 0 | 0 | 0 | 0 | 0 | 0 | 12 | 1
NO |  | 152 | 2016 | 1 | 15 | 15 |  | NY/NJ Stateline (L45) | Harings Corner | 34.5 | 34.5 | Steel Tower | 3.73 | 0 | 1 | 4/0 CU | 0 | 0 | 0 | 0 | 0 | 0 | 0 | 0 | 0 | 0 | 0 | 0 | 0 | 0 | 0 | 0 | 0 | 0 | 0 | 0 | 0 | 0 | 0 | 12 | 1
NO |  | 152 | 2016 | 1 | 16 | 16 |  | NY/NJ Stateline (L45) | Harings Corner | 34.5 | 69 | Wood & Steel | 0.13 | 0 | 1 | 795 KCM ACSR | 0 | 0 | 0 | 0 | 0 | 0 | 0 | 0 | 0 | 0 | 0 | 0 | 0 | 0 | 0 | 0 | 0 | 0 | 0 | 0 | 0 | 0 | 0 | 12 | 1
NO |  | 152 | 2016 | 1 | 17 | 17 |  | NY/NJ Stateline (L45) | Harings Corner | 34.5 | 34.5 | Underground | 0.77 | 0 | 1 | 2000 KCM CU | 0 | 0 | 0 | 0 | 0 | 0 | 0 | 0 | 0 | 0 | 0 | 0 | 0 | 0 | 0 | 0 | 0 | 0 | 0 | 0 | 0 | 0 | 0 | 12 | 1
NO |  | 152 | 2016 | 1 | 18 | 18 |  | Ford (L73) | NJ/NY Stateline | 0 | 34.5 | Steel Tower | 0.24 | 0 | 1 | 2/0 Cu. | 0 | 0 | 0 | 0 | 0 | 0 | 0 | 0 | 0 | 0 | 0 | 0 | 0 | 0 | 0 | 0 | 0 | 0 | 0 | 0 | 0 | 0 | 0 | 12 | 1
NO |  | 152 | 2016 | 1 | 19 | 19 |  | NY/NJ Stateline (L73) | NJ/NY Stateline | 0 | 34.5 | Steel Tower | 1.08 | 0 | 1 | 2/0 Cu. | 0 | 0 | 0 | 0 | 0 | 0 | 0 | 0 | 0 | 0 | 0 | 0 | 0 | 0 | 0 | 0 | 0 | 0 | 0 | 0 | 0 | 0 | 0 | 12 | 1
NO |  | 152 | 2016 | 1 | 20 | 20 |  | Ford (L74) | NJ/NY Stateline | 0 | 34.5 | Steel Tower | 0 | 0.24 | 1 | 2/0 Cu. | 0 | 0 | 0 | 0 | 0 | 0 | 0 | 0 | 0 | 0 | 0 | 0 | 0 | 0 | 0 | 0 | 0 | 0 | 0 | 0 | 0 | 0 | 0 | 12 | 1
NO |  | 152 | 2016 | 1 | 21 | 21 |  | NY/NJ Stateline (L74) | NJ/NY Stateline | 0 | 34.5 | Steel Tower | 0 | 1.08 | 1 | 2/0 Cu. | 0 | 0 | 0 | 0 | 0 | 0 | 0 | 0 | 0 | 0 | 0 | 0 | 0 | 0 | 0 | 0 | 0 | 0 | 0 | 0 | 0 | 0 | 0 | 12 | 1
NO |  | 155 | 2016 | 0 | 1 | 1 |  | Miguel | East County | 500 | 500 | 3,1s | 52.96 | 0 | 1 | 2-2156 ACSR | 0 | 0 | 0 | 0 | 0 | 0 | 0 | 0 | 0 | 0 | 0 | 0 | 0 | 0 | 0 | 0 | 0 | 0 | 0 | 0 | 0 | 0 | 0 | 12 | 1
NO |  | 155 | 2016 | 0 | 2 | 2 |  | Imperial Valley |  | 500 | 500 | 3 | 51.5 | 0 | 1 | 2-2156 ACSR | 0 | 0 | 0 | 0 | 0 | 0 | 0 | 0 | 0 | 0 | 0 | 0 | 661550174 | 0 | 0 | 0 | 0 | 0 | 0 | 0 | 0 | 0 | 0 | 12 | 1
NO |  | 155 | 2016 | 0 | 3 | 3 |  |  | Colorado River | 500 | 500 | 1S | 24 | 0 | 1 | 2-2156 ACSR | 0 | 0 | 0 | 0 | 0 | 0 | 0 | 0 | 0 | 0 | 0 | 0 | 661550175 | 0 | 0 | 0 | 0 | 0 | 0 | 0 | 0 | 0 | 0 | 12 | 1
NO |  | 155 | 2016 | 0 | 4 | 4 |  | Colorado River | North Gila | 500 | 500 | 1S | 5.63 | 0 | 1 | 2-2156 ACSR | 0 | 0 | 0 | 0 | 0 | 0 | 0 | 0 | 0 | 0 | 0 | 0 | 661550176 | 0 | 0 | 0 | 0 | 0 | 0 | 0 | 0 | 0 | 0 | 12 | 1
NO |  | 155 | 2016 | 0 | 5 | 5 |  | North Gila | Palo Verde | 500 | 500 | 3 | 114.45 | 0 | 1 | 2-2156 ACSR | 0 | 0 | 0 | 0 | 0 | 0 | 0 | 0 | 0 | 0 | 0 | 0 | 0 | 0 | 0 | 0 | 0 | 0 | 0 | 0 | 0 | 0 | 0 | 12 | 1
NO |  | 155 | 2016 | 0 | 6 | 6 |  | Suncrest | Ocotillo Switchyard | 500 | 500 | 3 | 67.46 | 0 | 1 | 3-1033.5 ACSR | 0 | 0 | 0 | 0 | 0 | 0 | 0 | 0 | 0 | 0 | 0 | 0 | 0 | 0 | 0 | 0 | 0 | 0 | 0 | 0 | 0 | 0 | 0 | 12 | 1
NO |  | 155 | 2016 | 0 | 7 | 7 |  | East County | Imperial Valley | 500 | 500 | 3,1S | 30.94 | 0 | 1 | 2-2156 ACSR | 0 | 0 | 0 | 0 | 0 | 0 | 0 | 0 | 0 | 0 | 0 | 0 | 0 | 0 | 0 | 0 | 0 | 0 | 0 | 0 | 0 | 0 | 0 | 12 | 1
NO |  | 155 | 2016 | 0 | 8 | 8 |  | Ocotillo Switchyard | Imperial Valley | 500 | 500 | 3 | 21.6 | 0 | 1 | 3-1033.5 ACSR | 0 | 0 | 0 | 0 | 0 | 0 | 0 | 0 | 0 | 0 | 0 | 0 | 0 | 0 | 0 | 0 | 0 | 0 | 0 | 0 | 0 | 0 | 0 | 12 | 1
NO |  | 155 | 2016 | 0 | 9 | 9 |  | Ocotillo Switchyard | Ocotillo Express Sub | 500 | 500 | 3 | 0.06 | 0 | 1 | 2-1590 ACSR | 0 | 0 | 0 | 0 | 0 | 0 | 0 | 0 | 0 | 0 | 0 | 0 | 0 | 0 | 0 | 0 | 0 | 0 | 0 | 0 | 0 | 0 | 0 | 12 | 1
NO |  | 155 | 2016 | 0 | 10 | 10 |  | Total 500KV Pole Line Miles |  | 0 | 0 |  | 368.6 | 0 | 9 |  | 0 | 0 | 0 | 0 | 0 | 0 | 0 | 0 | 0 | 0 | 0 | 0 | 0 | 0 | 0 | 0 | 0 | 0 | 0 | 0 | 0 | 0 | 0 | 12 | 1
NO |  | 155 | 2016 | 0 | 11 | 11 |  | San Luis Rey Tap |  | 230 | 230 | 3 | 0 | 5.29 | 2 | 1033.5 ACSR | 0 | 0 | 0 | 0 | 0 | 0 | 0 | 0 | 0 | 0 | 0 | 0 | 0 | 0 | 0 | 0 | 0 | 0 | 0 | 0 | 0 | 0 | 0 | 12 | 1
NO |  | 155 | 2016 | 0 | 12 | 12 |  |  |  | 230 | 230 | 3 | 26.45 | 0 | 2 | 1033.5 ACSR | 0 | 0 | 0 | 0 | 0 | 0 | 0 | 0 | 0 | 0 | 0 | 0 | 0 | 0 | 0 | 0 | 0 | 0 | 0 | 0 | 0 | 0 | 0 | 12 | 1
NO |  | 155 | 2016 | 0 | 13 | 13 |  |  | Mission | 230 | 230 | 2W | 3.26 | 0 | 1 | 1033.5 ACSR | 0 | 0 | 0 | 0 | 0 | 0 | 0 | 0 | 0 | 0 | 0 | 0 | 0 | 0 | 0 | 0 | 0 | 0 | 0 | 0 | 0 | 0 | 0 | 12 | 1
NO |  | 155 | 2016 | 0 | 14 | 14 |  | San Luis Rey |  | 230 | 230 | 3 | 0.11 | 0 | 1 | 1033.5 ACSR | 0 | 0 | 0 | 0 | 0 | 0 | 0 | 0 | 0 | 0 | 0 | 0 | 0 | 0 | 0 | 0 | 0 | 0 | 0 | 0 | 0 | 0 | 0 | 12 | 1
NO |  | 155 | 2016 | 0 | 15 | 15 |  |  |  | 230 | 230 | 2S | 0.49 | 0 | 2 | 2-1033.5 ACSR | 0 | 0 | 0 | 0 | 0 | 0 | 0 | 0 | 0 | 0 | 0 | 0 | 0 | 0 | 0 | 0 | 0 | 0 | 0 | 0 | 0 | 0 | 0 | 12 | 1
NO |  | 155 | 2016 | 0 | 16 | 16 |  |  |  | 230 | 230 | 2W | 1 | 0 | 1 | 1033.5 ACSR | 0 | 0 | 0 | 0 | 0 | 0 | 0 | 0 | 0 | 0 | 0 | 0 | 0 | 0 | 0 | 0 | 0 | 0 | 0 | 0 | 0 | 0 | 0 | 12 | 1
NO |  | 155 | 2016 | 0 | 17 | 17 |  |  | San Onofre | 230 | 230 | 3 | 16.26 | 0 | 2 | 1033.5 ACSR | 0 | 0 | 0 | 0 | 0 | 0 | 0 | 0 | 0 | 0 | 0 | 0 | 0 | 0 | 0 | 0 | 0 | 0 | 0 | 0 | 0 | 0 | 0 | 12 | 1
NO |  | 155 | 2016 | 0 | 18 | 18 |  | San Luis Rey |  | 230 | 230 | 3 | 5.75 | 0 | 1 | 2-1033.5 ACSR | 0 | 0 | 0 | 0 | 0 | 0 | 0 | 0 | 0 | 0 | 0 | 0 | 0 | 0 | 0 | 0 | 0 | 0 | 0 | 0 | 0 | 0 | 0 | 12 | 1
NO |  | 155 | 2016 | 0 | 19 | 19 |  |  | Encina | 230 | 230 | 3 | 1.47 | 0 | 1 | 2-1109 ACAR | 0 | 0 | 0 | 0 | 0 | 0 | 0 | 0 | 0 | 0 | 0 | 0 | 0 | 0 | 0 | 0 | 0 | 0 | 0 | 0 | 0 | 0 | 0 | 12 | 1
NO |  | 155 | 2016 | 0 | 20 | 20 |  | San Luis Rey |  | 230 | 230 | 2W | 2.34 | 0 | 1 | 1033.5 ACSR | 0 | 0 | 0 | 0 | 0 | 0 | 0 | 0 | 0 | 0 | 0 | 0 | 0 | 0 | 0 | 0 | 0 | 0 | 0 | 0 | 0 | 0 | 0 | 12 | 1
NO |  | 155 | 2016 | 0 | 21 | 21 |  |  |  | 230 | 230 | 3 | 0 | 26.58 | 2 | 1033.5 ACSR | 0 | 0 | 0 | 0 | 0 | 0 | 0 | 0 | 0 | 0 | 0 | 0 | 0 | 0 | 0 | 0 | 0 | 0 | 0 | 0 | 0 | 0 | 0 | 12 | 1
NO |  | 155 | 2016 | 0 | 22 | 22 |  |  | Mission | 230 | 230 | 2W | 0 | 3.26 | 1 | 1033.5 ACSR | 0 | 0 | 0 | 0 | 0 | 0 | 0 | 0 | 0 | 0 | 0 | 0 | 0 | 0 | 0 | 0 | 0 | 0 | 0 | 0 | 0 | 0 | 0 | 12 | 1
NO |  | 155 | 2016 | 0 | 23 | 23 |  | San Luis Rey | San Onofre | 230 | 230 | 3 | 18.12 | 0 | 2 | 1033.5 ACSR | 0 | 0 | 0 | 0 | 0 | 0 | 0 | 0 | 0 | 0 | 0 | 0 | 0 | 0 | 0 | 0 | 0 | 0 | 0 | 0 | 0 | 0 | 0 | 12 | 1
NO |  | 155 | 2016 | 0 | 24 | 24 |  | San Onofre |  | 230 | 230 | 2S | 0.47 | 0 | 2 | 2-1033.5 ACSR | 0 | 0 | 0 | 0 | 0 | 0 | 0 | 0 | 0 | 0 | 0 | 0 | 0 | 0 | 0 | 0 | 0 | 0 | 0 | 0 | 0 | 0 | 0 | 12 | 1
NO |  | 155 | 2016 | 0 | 25 | 25 |  |  |  | 230 | 230 | 3 | 6 | 0 | 2 | 1033.5 ACSR | 0 | 0 | 0 | 0 | 0 | 0 | 0 | 0 | 0 | 0 | 0 | 0 | 0 | 0 | 0 | 0 | 0 | 0 | 0 | 0 | 0 | 0 | 0 | 12 | 1
NO |  | 155 | 2016 | 0 | 26 | 26 |  |  | Talega | 230 | 230 | 3 | 0.43 | 0 | 1 | 2-1033.5 ACSR | 0 | 0 | 0 | 0 | 0 | 0 | 0 | 0 | 0 | 0 | 0 | 0 | 0 | 0 | 0 | 0 | 0 | 0 | 0 | 0 | 0 | 0 | 0 | 12 | 1
NO |  | 155 | 2016 | 0 | 27 | 27 |  | San Onofre |  | 230 | 230 | 3 | 0 | 16.82 | 2 | 2-1033.5 ACSR | 0 | 0 | 0 | 0 | 0 | 0 | 0 | 0 | 0 | 0 | 0 | 0 | 0 | 0 | 0 | 0 | 0 | 0 | 0 | 0 | 0 | 0 | 0 | 12 | 1
NO |  | 155 | 2016 | 0 | 28 | 28 |  |  |  | 230 | 230 | 2W | 0.78 | 0 | 1 | 1033.5 ACSR | 0 | 0 | 0 | 0 | 0 | 0 | 0 | 0 | 0 | 0 | 0 | 0 | 0 | 0 | 0 | 0 | 0 | 0 | 0 | 0 | 0 | 0 | 0 | 12 | 1
NO |  | 155 | 2016 | 0 | 29 | 29 |  |  |  | 230 | 230 | 1S | 0.63 | 0 | 2 | 1033.5 ACSR | 0 | 0 | 0 | 0 | 0 | 0 | 0 | 0 | 0 | 0 | 0 | 0 | 0 | 0 | 0 | 0 | 0 | 0 | 0 | 0 | 0 | 0 | 0 | 12 | 1
NO |  | 155 | 2016 | 0 | 30 | 30 |  |  | Encina | 230 | 230 | 3 | 0 | 1.9 | 2 | 1033.5 ACSR | 0 | 0 | 0 | 0 | 0 | 0 | 0 | 0 | 0 | 0 | 0 | 0 | 0 | 0 | 0 | 0 | 0 | 0 | 0 | 0 | 0 | 0 | 0 | 12 | 1
NO |  | 155 | 2016 | 0 | 31 | 31 |  | Encina | Encina Hub | 230 | 230 | 1S | 0 | 1.44 | 2 | 2-1109 ACAR | 0 | 0 | 0 | 0 | 0 | 0 | 0 | 0 | 0 | 0 | 0 | 0 | 0 | 0 | 0 | 0 | 0 | 0 | 0 | 0 | 0 | 0 | 0 | 12 | 1
NO |  | 155 | 2016 | 0 | 32 | 32 |  | Encina Hub | San Luis Rey | 230 | 230 | 3 | 0 | 5.87 | 2 | 2-1033.5 ACSR | 0 | 0 | 0 | 0 | 0 | 0 | 0 | 0 | 0 | 0 | 0 | 0 | 0 | 0 | 0 | 0 | 0 | 0 | 0 | 0 | 0 | 0 | 0 | 12 | 1
NO |  | 155 | 2016 | 0 | 33 | 33 |  | Encina Hub |  | 230 | 230 | 1S,3 | 0 | 0.73 | 2 | 2-1109 ACAR | 0 | 0 | 0 | 0 | 0 | 0 | 0 | 0 | 0 | 0 | 0 | 0 | 0 | 0 | 0 | 0 | 0 | 0 | 0 | 0 | 0 | 0 | 0 | 12 | 1
NO |  | 155 | 2016 | 0 | 34 | 34 |  |  |  | 230 | 230 | 1S | 0 | 0.06 | 2 | 2-1109 ACAR | 0 | 0 | 0 | 0 | 0 | 0 | 0 | 0 | 0 | 0 | 0 | 0 | 0 | 0 | 0 | 0 | 0 | 0 | 0 | 0 | 0 | 0 | 0 | 12 | 1
NO |  | 155 | 2016 | 0 | 35 | 35 |  |  |  | 230 | 230 | 3 | 0 | 0.9 | 2 | 2-1109 ACAR | 0 | 0 | 0 | 0 | 0 | 0 | 0 | 0 | 0 | 0 | 0 | 0 | 0 | 0 | 0 | 0 | 0 | 0 | 0 | 0 | 0 | 0 | 0 | 12 | 1
NO |  | 155 | 2016 | 0 | 36 | 36 |  | TOTAL |  | 0 | 0 |  | 1700.17 | 412.5 | 434 |  | 185148691 | 2953892494 | 3139041185 | 14860154 | 18950023 | 2507242 | 36317419 | 0 | 0 | 0 | 0 | 0 | 0 | 0 | 0 | 0 | 0 | 0 | 0 | 0 | 0 | 0 | 0 | 12 | 1
NO |  | 155 | 2016 | 1 | 1 | 1 |  |  |  | 230 | 230 | 3 | 0 | 5.96 | 2 | 2-1109 ACAR | 0 | 0 | 0 | 0 | 0 | 0 | 0 | 0 | 0 | 0 | 0 | 0 | 0 | 0 | 0 | 0 | 0 | 0 | 0 | 0 | 0 | 0 | 0 | 12 | 1
NO |  | 155 | 2016 | 1 | 2 | 2 |  |  | Palomar | 230 | 230 | 1S | 0 | 0.8 | 2 | 2-900 ACSS | 0 | 0 | 0 | 0 | 0 | 0 | 0 | 0 | 0 | 0 | 0 | 0 | 0 | 0 | 0 | 0 | 0 | 0 | 0 | 0 | 0 | 0 | 0 | 12 | 1
NO |  | 155 | 2016 | 1 | 3 | 3 |  | Encina |  | 230 | 230 | 1S | 0 | 1.44 | 2 | 2-1109 ACAR | 0 | 0 | 0 | 0 | 0 | 0 | 0 | 0 | 0 | 0 | 0 | 0 | 0 | 0 | 0 | 0 | 0 | 0 | 0 | 0 | 0 | 0 | 0 | 12 | 1
NO |  | 155 | 2016 | 1 | 4 | 4 |  |  |  | 230 | 230 | 3 | 0 | 1 | 1 | 2-1109 ACAR | 0 | 0 | 0 | 0 | 0 | 0 | 0 | 0 | 0 | 0 | 0 | 0 | 0 | 0 | 0 | 0 | 0 | 0 | 0 | 0 | 0 | 0 | 0 | 12 | 1
NO |  | 155 | 2016 | 1 | 5 | 5 |  |  |  | 230 | 230 | 3 | 0 | 3.43 | 2 | 2-1109 ACAR | 0 | 0 | 0 | 0 | 0 | 0 | 0 | 0 | 0 | 0 | 0 | 0 | 0 | 0 | 0 | 0 | 0 | 0 | 0 | 0 | 0 | 0 | 0 | 12 | 1
NO |  | 155 | 2016 | 1 | 6 | 6 |  |  |  | 230 | 230 | 1S | 0 | 10.34 | 2 | 2-1109 ACAR | 0 | 0 | 0 | 0 | 0 | 0 | 0 | 0 | 0 | 0 | 0 | 0 | 0 | 0 | 0 | 0 | 0 | 0 | 0 | 0 | 0 | 0 | 0 | 12 | 1
NO |  | 155 | 2016 | 1 | 7 | 7 |  |  |  | 230 | 230 | 1S | 0 | 2 | 2 | 2-1109 ACAR | 0 | 0 | 0 | 0 | 0 | 0 | 0 | 0 | 0 | 0 | 0 | 0 | 0 | 0 | 0 | 0 | 0 | 0 | 0 | 0 | 0 | 0 | 0 | 12 | 1
NO |  | 155 | 2016 | 1 | 8 | 8 |  |  | Penasquitos | 230 | 230 | 1S | 0.1 | 0 | 1 | 2-1033.5 ACSR | 0 | 0 | 0 | 0 | 0 | 0 | 0 | 0 | 0 | 0 | 0 | 0 | 0 | 0 | 0 | 0 | 0 | 0 | 0 | 0 | 0 | 0 | 0 | 12 | 1
NO |  | 155 | 2016 | 1 | 9 | 9 |  | Penasquitos |  | 230 | 230 | 1S | 11.05 | 0 | 1 | 2-1109 ACAR | 0 | 0 | 0 | 0 | 0 | 0 | 0 | 0 | 0 | 0 | 0 | 0 | 0 | 0 | 0 | 0 | 0 | 0 | 0 | 0 | 0 | 0 | 0 | 12 | 1
NO |  | 155 | 2016 | 1 | 10 | 10 |  |  | Old Town | 230 | 230 | 1S | 0.47 | 0 | 1 | 2-1033.5 ACSR | 0 | 0 | 0 | 0 | 0 | 0 | 0 | 0 | 0 | 0 | 0 | 0 | 0 | 0 | 0 | 0 | 0 | 0 | 0 | 0 | 0 | 0 | 0 | 12 | 1
NO |  | 155 | 2016 | 1 | 11 | 11 |  | Palomar |  | 230 | 230 | 1S | 0 | 0.16 | 1 | 900 ACSS | 0 | 0 | 0 | 0 | 0 | 0 | 0 | 0 | 0 | 0 | 0 | 0 | 0 | 0 | 0 | 0 | 0 | 0 | 0 | 0 | 0 | 0 | 0 | 12 | 1
NO |  | 155 | 2016 | 1 | 12 | 12 |  |  | Escondido | 230 | 230 | 1S | 0 | 0.22 | 1 | 605 ACSS | 0 | 0 | 0 | 0 | 0 | 0 | 0 | 0 | 0 | 0 | 0 | 0 | 0 | 0 | 0 | 0 | 0 | 0 | 0 | 0 | 0 | 0 | 0 | 12 | 1
NO |  | 155 | 2016 | 1 | 13 | 13 |  | Palomar Generator |  | 230 | 230 | 1S | 0.16 | 0.16 | 2 | 900 ACSS | 0 | 0 | 0 | 0 | 0 | 0 | 0 | 0 | 0 | 0 | 0 | 0 | 0 | 0 | 0 | 0 | 0 | 0 | 0 | 0 | 0 | 0 | 0 | 12 | 1
NO |  | 155 | 2016 | 1 | 14 | 14 |  |  | Escondido | 230 | 230 | 1S | 0.21 | 0.22 | 2 | 605 ACSS | 0 | 0 | 0 | 0 | 0 | 0 | 0 | 0 | 0 | 0 | 0 | 0 | 0 | 0 | 0 | 0 | 0 | 0 | 0 | 0 | 0 | 0 | 0 | 12 | 1
NO |  | 155 | 2016 | 1 | 15 | 15 |  | East County | ECO GEN 1 | 230 | 230 | 1S | 0.15 | 0.15 | 2 | 1113 ACSS | 0 | 0 | 0 | 0 | 0 | 0 | 0 | 0 | 0 | 0 | 0 | 0 | 0 | 0 | 0 | 0 | 0 | 0 | 0 | 0 | 0 | 0 | 0 | 12 | 1
NO |  | 155 | 2016 | 1 | 16 | 16 |  | Miguel |  | 230 | 230 | 3 | 23.91 | 0 | 2 | 2-1033.5 ACSR | 0 | 0 | 0 | 0 | 0 | 0 | 0 | 0 | 0 | 0 | 0 | 0 | 0 | 0 | 0 | 0 | 0 | 0 | 0 | 0 | 0 | 0 | 0 | 12 | 1
NO |  | 155 | 2016 | 1 | 17 | 17 |  |  |  | 230 | 230 | 3 | 3.42 | 0 | 1 | 2-1109 ACAR | 0 | 0 | 0 | 0 | 0 | 0 | 0 | 0 | 0 | 0 | 0 | 0 | 0 | 0 | 0 | 0 | 0 | 0 | 0 | 0 | 0 | 0 | 0 | 12 | 1
NO |  | 155 | 2016 | 1 | 18 | 18 |  |  | Sycamore Canyon | 230 | 230 | 1S | 0.56 | 0 | 1 | 2-1033.5 ACSR | 0 | 0 | 0 | 0 | 0 | 0 | 0 | 0 | 0 | 0 | 0 | 0 | 0 | 0 | 0 | 0 | 0 | 0 | 0 | 0 | 0 | 0 | 0 | 12 | 1
NO |  | 155 | 2016 | 1 | 19 | 19 |  | Miguel |  | 230 | 230 | 3 | 0 | 23.91 | 2 | 2-1033.5 ACSR | 0 | 0 | 0 | 0 | 0 | 0 | 0 | 0 | 0 | 0 | 0 | 0 | 0 | 0 | 0 | 0 | 0 | 0 | 0 | 0 | 0 | 0 | 0 | 12 | 1
NO |  | 155 | 2016 | 1 | 20 | 20 |  | Miguel |  | 230 | 230 | 1S | 0 | 1.59 | 2 | 2-1033.5 ACSR | 0 | 0 | 0 | 0 | 0 | 0 | 0 | 0 | 0 | 0 | 0 | 0 | 0 | 0 | 0 | 0 | 0 | 0 | 0 | 0 | 0 | 0 | 0 | 12 | 1
NO |  | 155 | 2016 | 1 | 21 | 21 |  |  |  | 230 | 230 | 3 | 1.97 | 0 | 1 | 2-1109 ACAR | 0 | 0 | 0 | 0 | 0 | 0 | 0 | 0 | 0 | 0 | 0 | 0 | 0 | 0 | 0 | 0 | 0 | 0 | 0 | 0 | 0 | 0 | 0 | 12 | 1
NO |  | 155 | 2016 | 1 | 22 | 22 |  |  | Mission | 230 | 230 | 1S | 6.7 | 0 | 1 | 2-1109 ACAR | 0 | 0 | 0 | 0 | 0 | 0 | 0 | 0 | 0 | 0 | 0 | 0 | 0 | 0 | 0 | 0 | 0 | 0 | 0 | 0 | 0 | 0 | 0 | 12 | 1
NO |  | 155 | 2016 | 1 | 23 | 23 |  | Miguel |  | 230 | 230 | 3 | 7.52 | 0 | 1 | 1109 ACAR | 0 | 0 | 0 | 0 | 0 | 0 | 0 | 0 | 0 | 0 | 0 | 0 | 0 | 0 | 0 | 0 | 0 | 0 | 0 | 0 | 0 | 0 | 0 | 12 | 1
NO |  | 155 | 2016 | 1 | 24 | 24 |  |  |  | 230 | 230 | 1S | 14.78 | 0 | 1 | 636 ACSS | 0 | 0 | 0 | 0 | 0 | 0 | 0 | 0 | 0 | 0 | 0 | 0 | 0 | 0 | 0 | 0 | 0 | 0 | 0 | 0 | 0 | 0 | 0 | 12 | 1
NO |  | 155 | 2016 | 1 | 25 | 25 |  |  | Mission | 230 | 230 | 3 | 9.11 | 0 | 1 | 605 ACSS | 0 | 0 | 0 | 0 | 0 | 0 | 0 | 0 | 0 | 0 | 0 | 0 | 0 | 0 | 0 | 0 | 0 | 0 | 0 | 0 | 0 | 0 | 0 | 12 | 1
NO |  | 155 | 2016 | 1 | 26 | 26 |  |  |  | 230 | 230 | 3 | 0.45 | 0 | 1 | 1033.5 ACSR | 0 | 0 | 0 | 0 | 0 | 0 | 0 | 0 | 0 | 0 | 0 | 0 | 0 | 0 | 0 | 0 | 0 | 0 | 0 | 0 | 0 | 0 | 0 | 12 | 1
NO |  | 155 | 2016 | 1 | 27 | 27 |  |  |  | 230 | 230 | 1S | 1.59 | 0 | 1 | 1033.5 ACSR | 0 | 0 | 0 | 0 | 0 | 0 | 0 | 0 | 0 | 0 | 0 | 0 | 0 | 0 | 0 | 0 | 0 | 0 | 0 | 0 | 0 | 0 | 0 | 12 | 1
NO |  | 155 | 2016 | 1 | 28 | 28 |  | Old Town | Mission | 230 | 230 | 1S | 3.86 | 0 | 2 | 1109 ACAR | 0 | 0 | 0 | 0 | 0 | 0 | 0 | 0 | 0 | 0 | 0 | 0 | 0 | 0 | 0 | 0 | 0 | 0 | 0 | 0 | 0 | 0 | 0 | 12 | 1
NO |  | 155 | 2016 | 1 | 29 | 29 |  | Old Town | Mission | 230 | 230 | 1S | 0 | 3.85 | 2 | 1109 ACAR | 0 | 0 | 0 | 0 | 0 | 0 | 0 | 0 | 0 | 0 | 0 | 0 | 0 | 0 | 0 | 0 | 0 | 0 | 0 | 0 | 0 | 0 | 0 | 12 | 1
NO |  | 155 | 2016 | 1 | 30 | 30 |  | Silvergate |  | 230 | 230 | 4 | 0.69 | 0 | 1 | 1-3500 KCMIL CU | 0 | 0 | 0 | 0 | 0 | 0 | 0 | 0 | 0 | 0 | 0 | 0 | 0 | 0 | 0 | 0 | 0 | 0 | 0 | 0 | 0 | 0 | 0 | 12 | 1
NO |  | 155 | 2016 | 1 | 31 | 31 |  |  |  | 230 | 230 | 4 | 0.31 | 0 | 1 | 1-2500 KCMIL CU | 0 | 0 | 0 | 0 | 0 | 0 | 0 | 0 | 0 | 0 | 0 | 0 | 0 | 0 | 0 | 0 | 0 | 0 | 0 | 0 | 0 | 0 | 0 | 12 | 1
NO |  | 155 | 2016 | 1 | 32 | 32 |  |  |  | 230 | 230 | 4 | 5.04 | 0 | 1 | 1-3500 KCMIL CU | 0 | 0 | 0 | 0 | 0 | 0 | 0 | 0 | 0 | 0 | 0 | 0 | 0 | 0 | 0 | 0 | 0 | 0 | 0 | 0 | 0 | 0 | 0 | 12 | 1
NO |  | 155 | 2016 | 1 | 33 | 33 |  |  |  | 230 | 230 | 4 | 0.26 | 0 | 1 | 1-2500 KCMIL CU | 0 | 0 | 0 | 0 | 0 | 0 | 0 | 0 | 0 | 0 | 0 | 0 | 0 | 0 | 0 | 0 | 0 | 0 | 0 | 0 | 0 | 0 | 0 | 12 | 1
NO |  | 155 | 2016 | 1 | 34 | 34 |  |  | Old Town | 230 | 230 | 4 | 0.99 | 0 | 1 | 1-3500 KCMIL CU | 0 | 0 | 0 | 0 | 0 | 0 | 0 | 0 | 0 | 0 | 0 | 0 | 0 | 0 | 0 | 0 | 0 | 0 | 0 | 0 | 0 | 0 | 0 | 12 | 1
NO |  | 155 | 2016 | 1 | 35 | 35 |  | Silvergate |  | 230 | 230 | 4 | 0.69 | 0 | 1 | 1-3500 KCMIL CU | 0 | 0 | 0 | 0 | 0 | 0 | 0 | 0 | 0 | 0 | 0 | 0 | 0 | 0 | 0 | 0 | 0 | 0 | 0 | 0 | 0 | 0 | 0 | 12 | 1
NO |  | 155 | 2016 | 2 | 1 | 1 |  |  |  | 230 | 230 | 4 | 0.31 | 0 | 1 | 1-2500 KCMIL CU | 0 | 0 | 0 | 0 | 0 | 0 | 0 | 0 | 0 | 0 | 0 | 0 | 0 | 0 | 0 | 0 | 0 | 0 | 0 | 0 | 0 | 0 | 0 | 12 | 1
NO |  | 155 | 2016 | 2 | 2 | 2 |  |  |  | 230 | 230 | 4 | 5.04 | 0 | 1 | 1-3500 KCMIL CU | 0 | 0 | 0 | 0 | 0 | 0 | 0 | 0 | 0 | 0 | 0 | 0 | 0 | 0 | 0 | 0 | 0 | 0 | 0 | 0 | 0 | 0 | 0 | 12 | 1
NO |  | 155 | 2016 | 2 | 3 | 3 |  |  |  | 230 | 230 | 4 | 0.26 | 0 | 1 | 1-2500 KCMIL CU | 0 | 0 | 0 | 0 | 0 | 0 | 0 | 0 | 0 | 0 | 0 | 0 | 0 | 0 | 0 | 0 | 0 | 0 | 0 | 0 | 0 | 0 | 0 | 12 | 1
NO |  | 155 | 2016 | 2 | 4 | 4 |  |  | Old Town | 230 | 230 | 4 | 0.99 | 0 | 1 | 1-3500 KCMIL CU | 0 | 0 | 0 | 0 | 0 | 0 | 0 | 0 | 0 | 0 | 0 | 0 | 0 | 0 | 0 | 0 | 0 | 0 | 0 | 0 | 0 | 0 | 0 | 12 | 1
NO |  | 155 | 2016 | 2 | 5 | 5 |  | Escondido |  | 230 | 230 | 1S | 5.02 | 0 | 1 | 1033.5 ACSR | 0 | 0 | 0 | 0 | 0 | 0 | 0 | 0 | 0 | 0 | 0 | 0 | 0 | 0 | 0 | 0 | 0 | 0 | 0 | 0 | 0 | 0 | 0 | 12 | 1
NO |  | 155 | 2016 | 2 | 6 | 6 |  |  | Talega | 230 | 230 | 3 | 46.03 | 0 | 1 | 1033.5 ACSR | 0 | 0 | 0 | 0 | 0 | 0 | 0 | 0 | 0 | 0 | 0 | 0 | 0 | 0 | 0 | 0 | 0 | 0 | 0 | 0 | 0 | 0 | 0 | 12 | 1
NO |  | 155 | 2016 | 2 | 7 | 7 |  | Otay Mesa |  | 230 | 230 | 1S | 0.1 | 0 | 1 | 2-900 ACSS | 0 | 0 | 0 | 0 | 0 | 0 | 0 | 0 | 0 | 0 | 0 | 0 | 0 | 0 | 0 | 0 | 0 | 0 | 0 | 0 | 0 | 0 | 0 | 12 | 1
NO |  | 155 | 2016 | 2 | 8 | 8 |  |  | Tijuana | 230 | 230 | 3 | 1.61 | 0 | 1 | 2-1033.5 ACSR | 0 | 0 | 0 | 0 | 0 | 0 | 0 | 0 | 0 | 0 | 0 | 0 | 0 | 0 | 0 | 0 | 0 | 0 | 0 | 0 | 0 | 0 | 0 | 12 | 1
NO |  | 155 | 2016 | 2 | 9 | 9 |  | Otay Mesa | Miguel | 230 | 230 | 3, 1S | 0 | 8.92 | 2 | 2-900 ACSS | 0 | 0 | 0 | 0 | 0 | 0 | 0 | 0 | 0 | 0 | 0 | 0 | 0 | 0 | 0 | 0 | 0 | 0 | 0 | 0 | 0 | 0 | 0 | 12 | 1
NO |  | 155 | 2016 | 2 | 10 | 10 |  | Miguel |  | 230 | 230 | 1S | 0 | 24.61 | 2 | 2-1033.5 ACSR | 0 | 0 | 0 | 0 | 0 | 0 | 0 | 0 | 0 | 0 | 0 | 0 | 0 | 0 | 0 | 0 | 0 | 0 | 0 | 0 | 0 | 0 | 0 | 12 | 1
NO |  | 155 | 2016 | 2 | 11 | 11 |  |  |  | 230 | 230 | 3 | 0 | 0.67 | 2 | 2-605 ACSR | 0 | 0 | 0 | 0 | 0 | 0 | 0 | 0 | 0 | 0 | 0 | 0 | 0 | 0 | 0 | 0 | 0 | 0 | 0 | 0 | 0 | 0 | 0 | 12 | 1
NO |  | 155 | 2016 | 2 | 12 | 12 |  |  | Sycamore | 230 | 230 | 3 | 0 | 3.62 | 2 | 2-1109 ACAR | 0 | 0 | 0 | 0 | 0 | 0 | 0 | 0 | 0 | 0 | 0 | 0 | 0 | 0 | 0 | 0 | 0 | 0 | 0 | 0 | 0 | 0 | 0 | 12 | 1
NO |  | 155 | 2016 | 2 | 13 | 13 |  | Otay Mesa | Miguel | 230 | 230 | 3, 1S | 0 | 8.92 | 2 | 2-900 ACSS | 0 | 0 | 0 | 0 | 0 | 0 | 0 | 0 | 0 | 0 | 0 | 0 | 0 | 0 | 0 | 0 | 0 | 0 | 0 | 0 | 0 | 0 | 0 | 12 | 1
NO |  | 155 | 2016 | 2 | 14 | 14 |  | Miguel | Bay Blvd. | 230 | 230 | 1S | 9.59 | 0 | 2 | 2-900 ACSS | 0 | 0 | 0 | 0 | 0 | 0 | 0 | 0 | 0 | 0 | 0 | 0 | 0 | 0 | 0 | 0 | 0 | 0 | 0 | 0 | 0 | 0 | 0 | 12 | 1
NO |  | 155 | 2016 | 2 | 15 | 15 |  | Bay Blvd. |  | 230 | 230 | 4 | 2.26 | 0 | 1 | 2-3500 KCMIL CU | 0 | 0 | 0 | 0 | 0 | 0 | 0 | 0 | 0 | 0 | 0 | 0 | 0 | 0 | 0 | 0 | 0 | 0 | 0 | 0 | 0 | 0 | 0 | 12 | 1
NO |  | 155 | 2016 | 2 | 16 | 16 |  |  |  | 230 | 230 | 4 | 0.76 | 0 | 1 | 2-4000 KCMIL | 0 | 0 | 0 | 0 | 0 | 0 | 0 | 0 | 0 | 0 | 0 | 0 | 0 | 0 | 0 | 0 | 0 | 0 | 0 | 0 | 0 | 0 | 0 | 12 | 1
NO |  | 155 | 2016 | 2 | 17 | 17 |  |  |  | 230 | 230 | 4 | 0.03 | 0 | 1 | 2-3500 KCMIL CU | 0 | 0 | 0 | 0 | 0 | 0 | 0 | 0 | 0 | 0 | 0 | 0 | 0 | 0 | 0 | 0 | 0 | 0 | 0 | 0 | 0 | 0 | 0 | 12 | 1
NO |  | 155 | 2016 | 2 | 18 | 18 |  |  |  | 230 | 230 | 3 | 0 | 3.85 | 1 | 1-900 ACSS | 0 | 0 | 0 | 0 | 0 | 0 | 0 | 0 | 0 | 0 | 0 | 0 | 0 | 0 | 0 | 0 | 0 | 0 | 0 | 0 | 0 | 0 | 0 | 12 | 1
NO |  | 155 | 2016 | 2 | 19 | 19 |  |  | Silver Gate | 230 | 230 | 4 | 0.4 | 0 | 1 | 2-3500 KCMIL CU | 0 | 0 | 0 | 0 | 0 | 0 | 0 | 0 | 0 | 0 | 0 | 0 | 0 | 0 | 0 | 0 | 0 | 0 | 0 | 0 | 0 | 0 | 0 | 12 | 1
NO |  | 155 | 2016 | 2 | 20 | 20 |  | Imperial Valley |  | 230 | 230 | 1S | 0.04 | 0 | 1 | 2-1033.5 ACSS/AW | 0 | 0 | 0 | 0 | 0 | 0 | 0 | 0 | 0 | 0 | 0 | 0 | 0 | 0 | 0 | 0 | 0 | 0 | 0 | 0 | 0 | 0 | 0 | 12 | 1
NO |  | 155 | 2016 | 2 | 21 | 21 |  |  | IV Gen 3 | 230 | 230 | 1S | 1.36 | 0 | 1 | 2-1033.5 ACSS/TW | 0 | 0 | 0 | 0 | 0 | 0 | 0 | 0 | 0 | 0 | 0 | 0 | 0 | 0 | 0 | 0 | 0 | 0 | 0 | 0 | 0 | 0 | 0 | 12 | 1
NO |  | 155 | 2016 | 2 | 22 | 22 |  | Imperial Valley |  | 230 | 230 | 2W | 0.82 | 0 | 1 | 1033.5 ACSR | 0 | 0 | 0 | 0 | 0 | 0 | 0 | 0 | 0 | 0 | 0 | 0 | 0 | 0 | 0 | 0 | 0 | 0 | 0 | 0 | 0 | 0 | 0 | 12 | 1
NO |  | 155 | 2016 | 2 | 23 | 23 |  |  | La Rosita | 230 | 230 | 3 | 4.64 | 0 | 1 | 1033.5 ACSR | 0 | 0 | 0 | 0 | 0 | 0 | 0 | 0 | 0 | 0 | 0 | 0 | 0 | 0 | 0 | 0 | 0 | 0 | 0 | 0 | 0 | 0 | 0 | 12 | 1
NO |  | 155 | 2016 | 2 | 24 | 24 |  | Palomar |  | 230 | 230 | 1S | 0 | 0.8 | 1 | 2-900 ACSS | 0 | 0 | 0 | 0 | 0 | 0 | 0 | 0 | 0 | 0 | 0 | 0 | 0 | 0 | 0 | 0 | 0 | 0 | 0 | 0 | 0 | 0 | 0 | 12 | 1
NO |  | 155 | 2016 | 2 | 25 | 25 |  |  |  | 230 | 230 | 3 | 0 | 5.96 | 2 | 2-1109 ACAR | 0 | 0 | 0 | 0 | 0 | 0 | 0 | 0 | 0 | 0 | 0 | 0 | 0 | 0 | 0 | 0 | 0 | 0 | 0 | 0 | 0 | 0 | 0 | 12 | 1
NO |  | 155 | 2016 | 2 | 26 | 26 |  |  |  | 230 | 230 | 3 | 10.12 | 0 | 1 | 2-1109 ACAR | 0 | 0 | 0 | 0 | 0 | 0 | 0 | 0 | 0 | 0 | 0 | 0 | 0 | 0 | 0 | 0 | 0 | 0 | 0 | 0 | 0 | 0 | 0 | 12 | 1
NO |  | 155 | 2016 | 2 | 27 | 27 |  |  |  | 230 | 230 | 1S | 4.75 | 0 | 1 | 2-1109 ACAR | 0 | 0 | 0 | 0 | 0 | 0 | 0 | 0 | 0 | 0 | 0 | 0 | 0 | 0 | 0 | 0 | 0 | 0 | 0 | 0 | 0 | 0 | 0 | 12 | 1
NO |  | 155 | 2016 | 2 | 28 | 28 |  |  |  | 230 | 230 | 3 | 1.55 | 0 | 1 | 2-1109 ACAR | 0 | 0 | 0 | 0 | 0 | 0 | 0 | 0 | 0 | 0 | 0 | 0 | 0 | 0 | 0 | 0 | 0 | 0 | 0 | 0 | 0 | 0 | 0 | 12 | 1
NO |  | 155 | 2016 | 2 | 29 | 29 |  |  | Sycamore Canyon | 230 | 230 | 1S | 0.17 | 0 | 1 | 2-1033.5 ACSR | 0 | 0 | 0 | 0 | 0 | 0 | 0 | 0 | 0 | 0 | 0 | 0 | 0 | 0 | 0 | 0 | 0 | 0 | 0 | 0 | 0 | 0 | 0 | 12 | 1
NO |  | 155 | 2016 | 2 | 30 | 30 |  | San Onofre |  | 230 | 230 | 2S | 0 | 0.47 | 2 | 2-1033.5 ACSR | 0 | 0 | 0 | 0 | 0 | 0 | 0 | 0 | 0 | 0 | 0 | 0 | 0 | 0 | 0 | 0 | 0 | 0 | 0 | 0 | 0 | 0 | 0 | 12 | 1
NO |  | 155 | 2016 | 2 | 31 | 31 |  | San Onofre | Talega | 230 | 230 | 3 | 0 | 6.43 | 1 | 1033.5 ACSR | 0 | 0 | 0 | 0 | 0 | 0 | 0 | 0 | 0 | 0 | 0 | 0 | 0 | 0 | 0 | 0 | 0 | 0 | 0 | 0 | 0 | 0 | 0 | 12 | 1
NO |  | 155 | 2016 | 2 | 32 | 32 |  | Penasquitos |  | 230 | 230 | 1S | 0 | 10.04 | 2 | 1109 ACAR | 0 | 0 | 0 | 0 | 0 | 0 | 0 | 0 | 0 | 0 | 0 | 0 | 0 | 0 | 0 | 0 | 0 | 0 | 0 | 0 | 0 | 0 | 0 | 12 | 1
NO |  | 155 | 2016 | 2 | 33 | 33 |  |  | Encina | 230 | 230 | 3 | 0 | 8.09 | 2 | 1033.5 ACSR | 0 | 0 | 0 | 0 | 0 | 0 | 0 | 0 | 0 | 0 | 0 | 0 | 0 | 0 | 0 | 0 | 0 | 0 | 0 | 0 | 0 | 0 | 0 | 12 | 1
NO |  | 155 | 2016 | 2 | 34 | 34 |  | Sycamore Canyon | Suncrest | 230 | 230 | 3 | 21.77 | 0 | 2 | 900 ACSS | 0 | 0 | 0 | 0 | 0 | 0 | 0 | 0 | 0 | 0 | 0 | 0 | 0 | 0 | 0 | 0 | 0 | 0 | 0 | 0 | 0 | 0 | 0 | 12 | 1
NO |  | 155 | 2016 | 2 | 35 | 35 |  | Sycamore Canyon | Suncrest | 230 | 230 | 3 | 21.77 | 0 | 2 | 900 ACSS | 0 | 0 | 0 | 0 | 0 | 0 | 0 | 0 | 0 | 0 | 0 | 0 | 0 | 0 | 0 | 0 | 0 | 0 | 0 | 0 | 0 | 0 | 0 | 12 | 1
NO |  | 155 | 2016 | 3 | 1 | 1 |  | Imperial Valley | Drew Switchyard | 230 | 230 | 3, 1S | 5.33 | 0 | 2 | 2-900 ACSS | 0 | 0 | 0 | 0 | 0 | 0 | 0 | 0 | 0 | 0 | 0 | 0 | 0 | 0 | 0 | 0 | 0 | 0 | 0 | 0 | 0 | 0 | 0 | 12 | 1
NO |  | 155 | 2016 | 3 | 2 | 2 |  | Drew Switchyard |  | 230 | 230 | 1S | 1.1 | 0 | 1 | 2-900 ACSS | 0 | 0 | 0 | 0 | 0 | 0 | 0 | 0 | 0 | 0 | 0 | 0 | 0 | 0 | 0 | 0 | 0 | 0 | 0 | 0 | 0 | 0 | 0 | 12 | 1
NO |  | 155 | 2016 | 3 | 3 | 3 |  |  | DW Gen 1 | 230 | 230 | 1S | 0.12 | 0 | 1 | 2-636 ACSS | 0 | 0 | 0 | 0 | 0 | 0 | 0 | 0 | 0 | 0 | 0 | 0 | 0 | 0 | 0 | 0 | 0 | 0 | 0 | 0 | 0 | 0 | 0 | 12 | 1
NO |  | 155 | 2016 | 3 | 4 | 4 |  | Drew Switchyard | DW Gen 3 | 230 | 230 | 1S | 1.39 | 0 | 1 | 900 ACSS | 0 | 0 | 0 | 0 | 0 | 0 | 0 | 0 | 0 | 0 | 0 | 0 | 0 | 0 | 0 | 0 | 0 | 0 | 0 | 0 | 0 | 0 | 0 | 12 | 1
NO |  | 155 | 2016 | 3 | 5 | 5 |  | Pico Pico Generator | Otay Mesa Sy | 230 | 230 | 1S | 0.04 | 0 | 1 | 1-1272 ACSS | 0 | 0 | 0 | 0 | 0 | 0 | 0 | 0 | 0 | 0 | 0 | 0 | 0 | 0 | 0 | 0 | 0 | 0 | 0 | 0 | 0 | 0 | 0 | 12 | 1
NO |  | 155 | 2016 | 3 | 6 | 6 |  | Total 230kV Pole Line Miles |  | 0 | 0 |  | 324.92 | 200.46 | 143 |  | 0 | 0 | 0 | 0 | 0 | 0 | 0 | 0 | 0 | 0 | 0 | 0 | 0 | 0 | 0 | 0 | 0 | 0 | 0 | 0 | 0 | 0 | 0 | 12 | 1
NO |  | 155 | 2016 | 3 | 7 | 7 |  | Encina |  | 138 | 230 | 1S | 0.05 | 0 | 2 | 2-1033.5 ACSR | 0 | 0 | 0 | 0 | 0 | 0 | 0 | 0 | 0 | 0 | 0 | 0 | 0 | 0 | 0 | 0 | 0 | 0 | 0 | 0 | 0 | 0 | 0 | 12 | 1
NO |  | 155 | 2016 | 3 | 8 | 8 |  |  | Cannon | 138 | 230 | 1S | 0.08 | 0 | 2 | 2-1109 ACAR | 0 | 0 | 0 | 0 | 0 | 0 | 0 | 0 | 0 | 0 | 0 | 0 | 0 | 0 | 0 | 0 | 0 | 0 | 0 | 0 | 0 | 0 | 0 | 12 | 1
NO |  | 155 | 2016 | 3 | 9 | 9 |  | Encina |  | 138 | 138 | 1S | 0.63 | 0 | 2 | 2-1109 ACAR | 0 | 0 | 0 | 0 | 0 | 0 | 0 | 0 | 0 | 0 | 0 | 0 | 0 | 0 | 0 | 0 | 0 | 0 | 0 | 0 | 0 | 0 | 0 | 12 | 1
NO |  | 155 | 2016 | 3 | 10 | 10 |  |  |  | 138 | 138 | 3 | 0.7 | 0 | 2 | 2-1109 ACAR | 0 | 0 | 0 | 0 | 0 | 0 | 0 | 0 | 0 | 0 | 0 | 0 | 0 | 0 | 0 | 0 | 0 | 0 | 0 | 0 | 0 | 0 | 0 | 12 | 1
NO |  | 155 | 2016 | 3 | 11 | 11 |  |  |  | 138 | 138 | 2W | 19.58 | 0 | 1 | 2-636 ACSR | 0 | 0 | 0 | 0 | 0 | 0 | 0 | 0 | 0 | 0 | 0 | 0 | 0 | 0 | 0 | 0 | 0 | 0 | 0 | 0 | 0 | 0 | 0 | 12 | 1
NO |  | 155 | 2016 | 3 | 12 | 12 |  |  |  | 138 | 138 | 4 | 0.6 | 0 | 1 | 1033.5 ACSR | 0 | 0 | 0 | 0 | 0 | 0 | 0 | 0 | 0 | 0 | 0 | 0 | 0 | 0 | 0 | 0 | 0 | 0 | 0 | 0 | 0 | 0 | 0 | 12 | 1
NO |  | 155 | 2016 | 3 | 13 | 13 |  |  | Penasquitos | 138 | 138 | 3 | 1.64 | 0 | 1 | 2-636 ACSR | 0 | 0 | 0 | 0 | 0 | 0 | 0 | 0 | 0 | 0 | 0 | 0 | 0 | 0 | 0 | 0 | 0 | 0 | 0 | 0 | 0 | 0 | 0 | 12 | 1
NO |  | 155 | 2016 | 3 | 14 | 14 |  | Palomar |  | 138 | 138 | 1S | 0.23 | 0 | 1 | 2-1109 ACAR | 0 | 0 | 0 | 0 | 0 | 0 | 0 | 0 | 0 | 0 | 0 | 0 | 0 | 0 | 0 | 0 | 0 | 0 | 0 | 0 | 0 | 0 | 0 | 12 | 1
NO |  | 155 | 2016 | 3 | 15 | 15 |  |  |  | 138 | 138 | 4 | 0.71 | 0 | 1 | 2-1109 ACAR | 0 | 0 | 0 | 0 | 0 | 0 | 0 | 0 | 0 | 0 | 0 | 0 | 0 | 0 | 0 | 0 | 0 | 0 | 0 | 0 | 0 | 0 | 0 | 12 | 1
NO |  | 155 | 2016 | 3 | 16 | 16 |  |  | Batiquitos | 138 | 138 | 1S | 0 | 1.81 | 2 | 2-1033.5 ACSR | 0 | 0 | 0 | 0 | 0 | 0 | 0 | 0 | 0 | 0 | 0 | 0 | 0 | 0 | 0 | 0 | 0 | 0 | 0 | 0 | 0 | 0 | 0 | 12 | 1
NO |  | 155 | 2016 | 3 | 17 | 17 |  | Encina |  | 138 | 138 | 1S | 0.02 | 0 | 1 | 2-1109 ACAR | 0 | 0 | 0 | 0 | 0 | 0 | 0 | 0 | 0 | 0 | 0 | 0 | 0 | 0 | 0 | 0 | 0 | 0 | 0 | 0 | 0 | 0 | 0 | 12 | 1
NO |  | 155 | 2016 | 3 | 18 | 18 |  |  |  | 138 | 138 | 1S | 0 | 2 | 2 | 2-1109 ACAR | 0 | 0 | 0 | 0 | 0 | 0 | 0 | 0 | 0 | 0 | 0 | 0 | 0 | 0 | 0 | 0 | 0 | 0 | 0 | 0 | 0 | 0 | 0 | 12 | 1
NO |  | 155 | 2016 | 3 | 19 | 19 |  |  |  | 138 | 138 | 3 | 0 | 0.01 | 2 | 2-1109 ACAR | 0 | 0 | 0 | 0 | 0 | 0 | 0 | 0 | 0 | 0 | 0 | 0 | 0 | 0 | 0 | 0 | 0 | 0 | 0 | 0 | 0 | 0 | 0 | 12 | 1
NO |  | 155 | 2016 | 3 | 20 | 20 |  |  | Palomar | 138 | 138 | 1S | 0 | 1.05 | 2 | 2-1033 ACSR | 0 | 0 | 0 | 0 | 0 | 0 | 0 | 0 | 0 | 0 | 0 | 0 | 0 | 0 | 0 | 0 | 0 | 0 | 0 | 0 | 0 | 0 | 0 | 12 | 1
NO |  | 155 | 2016 | 3 | 21 | 21 |  | Telegraph Canyon | Proctor Valley | 138 | 230 | 1S | 2.6 | 0 | 2 | 2-1109 ACAR | 0 | 0 | 0 | 0 | 0 | 0 | 0 | 0 | 0 | 0 | 0 | 0 | 0 | 0 | 0 | 0 | 0 | 0 | 0 | 0 | 0 | 0 | 0 | 12 | 1
NO |  | 155 | 2016 | 3 | 22 | 22 |  | Friars |  | 138 | 138 | 4 | 0.16 | 0 | 1 | 2-2500 KCMIL CU | 0 | 0 | 0 | 0 | 0 | 0 | 0 | 0 | 0 | 0 | 0 | 0 | 0 | 0 | 0 | 0 | 0 | 0 | 0 | 0 | 0 | 0 | 0 | 12 | 1
NO |  | 155 | 2016 | 3 | 23 | 23 |  |  |  | 138 | 230 | 1S | 1.82 | 0 | 2 | 400 MCM CU | 0 | 0 | 0 | 0 | 0 | 0 | 0 | 0 | 0 | 0 | 0 | 0 | 0 | 0 | 0 | 0 | 0 | 0 | 0 | 0 | 0 | 0 | 0 | 12 | 1
NO |  | 155 | 2016 | 3 | 24 | 24 |  |  | Doublet Tap | 138 | 230 | 3 | 0 | 10.22 | 2 | 636 ACSR/AW | 0 | 0 | 0 | 0 | 0 | 0 | 0 | 0 | 0 | 0 | 0 | 0 | 0 | 0 | 0 | 0 | 0 | 0 | 0 | 0 | 0 | 0 | 0 | 12 | 1
NO |  | 155 | 2016 | 3 | 25 | 25 |  | Doublet Tap | Doublet Substation | 138 | 138 | 1S, 1W | 1.81 | 0 | 2 | 336.4 ACSR/AW | 0 | 0 | 0 | 0 | 0 | 0 | 0 | 0 | 0 | 0 | 0 | 0 | 0 | 0 | 0 | 0 | 0 | 0 | 0 | 0 | 0 | 0 | 0 | 12 | 1
NO |  | 155 | 2016 | 3 | 26 | 26 |  | Doublet Tap | Penasquitos | 138 | 138 | 3 | 0 | 0.7 | 2 | 636 ACSR/AW | 0 | 0 | 0 | 0 | 0 | 0 | 0 | 0 | 0 | 0 | 0 | 0 | 0 | 0 | 0 | 0 | 0 | 0 | 0 | 0 | 0 | 0 | 0 | 12 | 1
NO |  | 155 | 2016 | 3 | 27 | 27 |  | Chicarita |  | 138 | 138 | 3, 1S, 1W | 0 | 10.89 | 1 | 636 ACSR | 0 | 0 | 0 | 0 | 0 | 0 | 0 | 0 | 0 | 0 | 0 | 0 | 0 | 0 | 0 | 0 | 0 | 0 | 0 | 0 | 0 | 0 | 0 | 12 | 1
NO |  | 155 | 2016 | 3 | 28 | 28 |  |  |  | 138 | 138 | 3, 1S | 0 | 0.96 | 2 | 2-1033.5 ACSR | 0 | 0 | 0 | 0 | 0 | 0 | 0 | 0 | 0 | 0 | 0 | 0 | 0 | 0 | 0 | 0 | 0 | 0 | 0 | 0 | 0 | 0 | 0 | 12 | 1
NO |  | 155 | 2016 | 3 | 29 | 29 |  |  | Shadowridge | 138 | 138 | 1S | 0 | 3.74 | 2 | 2-1033.5 ACSR | 0 | 0 | 0 | 0 | 0 | 0 | 0 | 0 | 0 | 0 | 0 | 0 | 0 | 0 | 0 | 0 | 0 | 0 | 0 | 0 | 0 | 0 | 0 | 12 | 1
NO |  | 155 | 2016 | 3 | 30 | 30 |  |  |  | 138 | 138 | 1W, 1S | 0.41 | 0 | 1 | 250MCM CU | 0 | 0 | 0 | 0 | 0 | 0 | 0 | 0 | 0 | 0 | 0 | 0 | 0 | 0 | 0 | 0 | 0 | 0 | 0 | 0 | 0 | 0 | 0 | 12 | 1
NO |  | 155 | 2016 | 3 | 31 | 31 |  |  | NC Metering | 138 | 138 | 1W | 0.39 | 0 | 1 | 336.4 ACSR | 0 | 0 | 0 | 0 | 0 | 0 | 0 | 0 | 0 | 0 | 0 | 0 | 0 | 0 | 0 | 0 | 0 | 0 | 0 | 0 | 0 | 0 | 0 | 12 | 1
NO |  | 155 | 2016 | 3 | 32 | 32 |  | Telegraph Canyon |  | 138 | 138 | 3 | 0.05 | 0 | 1 | 1-1033.5 ACSR | 0 | 0 | 0 | 0 | 0 | 0 | 0 | 0 | 0 | 0 | 0 | 0 | 0 | 0 | 0 | 0 | 0 | 0 | 0 | 0 | 0 | 0 | 0 | 12 | 1
NO |  | 155 | 2016 | 3 | 33 | 33 |  |  |  | 138 | 138 | 3 | 0 | 6.7 | 2 | 2-636 ACSR | 0 | 0 | 0 | 0 | 0 | 0 | 0 | 0 | 0 | 0 | 0 | 0 | 0 | 0 | 0 | 0 | 0 | 0 | 0 | 0 | 0 | 0 | 0 | 12 | 1
NO |  | 155 | 2016 | 3 | 34 | 34 |  |  |  | 138 | 138 | 4 | 2.44 | 0 | 1 | 2500 KCMIL CU | 0 | 0 | 0 | 0 | 0 | 0 | 0 | 0 | 0 | 0 | 0 | 0 | 0 | 0 | 0 | 0 | 0 | 0 | 0 | 0 | 0 | 0 | 0 | 12 | 1
NO |  | 155 | 2016 | 3 | 35 | 35 |  |  |  | 138 | 138 | 3 | 0 | 6.43 | 1 | 2-400 MCM CU | 0 | 0 | 0 | 0 | 0 | 0 | 0 | 0 | 0 | 0 | 0 | 0 | 0 | 0 | 0 | 0 | 0 | 0 | 0 | 0 | 0 | 0 | 0 | 12 | 1
NO |  | 155 | 2016 | 4 | 1 | 1 |  |  |  | 138 | 138 | 3 | 0 | 6.43 | 1 | 1-1033.5 ACSR | 0 | 0 | 0 | 0 | 0 | 0 | 0 | 0 | 0 | 0 | 0 | 0 | 0 | 0 | 0 | 0 | 0 | 0 | 0 | 0 | 0 | 0 | 0 | 12 | 1
NO |  | 155 | 2016 | 4 | 2 | 2 |  |  |  | 138 | 138 | 3, 1W | 0.08 | 0 | 3 | 2-1033.5 ACSR | 0 | 0 | 0 | 0 | 0 | 0 | 0 | 0 | 0 | 0 | 0 | 0 | 0 | 0 | 0 | 0 | 0 | 0 | 0 | 0 | 0 | 0 | 0 | 12 | 1
NO |  | 155 | 2016 | 4 | 3 | 3 |  |  |  | 138 | 138 | 1W, 1S | 0 | 1.23 | 3 | 2-636 ACSR | 0 | 0 | 0 | 0 | 0 | 0 | 0 | 0 | 0 | 0 | 0 | 0 | 0 | 0 | 0 | 0 | 0 | 0 | 0 | 0 | 0 | 0 | 0 | 12 | 1
NO |  | 155 | 2016 | 4 | 4 | 4 |  |  | Grant Hill | 138 | 138 | 4 | 0.86 | 0 | 1 | 2500 KCMIL CU | 0 | 0 | 0 | 0 | 0 | 0 | 0 | 0 | 0 | 0 | 0 | 0 | 0 | 0 | 0 | 0 | 0 | 0 | 0 | 0 | 0 | 0 | 0 | 12 | 1
NO |  | 155 | 2016 | 4 | 5 | 5 |  | Capistrano |  | 138 | 138 | 3, 1S, W | 0.1 | 1.55 | 1 | 1033.5 ACSR | 0 | 0 | 0 | 0 | 0 | 0 | 0 | 0 | 0 | 0 | 0 | 0 | 0 | 0 | 0 | 0 | 0 | 0 | 0 | 0 | 0 | 0 | 0 | 12 | 1
NO |  | 155 | 2016 | 4 | 6 | 6 |  |  | Pico | 138 | 138 | 3, 1S | 0 | 4.82 | 1 | 636 ACSR | 0 | 0 | 0 | 0 | 0 | 0 | 0 | 0 | 0 | 0 | 0 | 0 | 0 | 0 | 0 | 0 | 0 | 0 | 0 | 0 | 0 | 0 | 0 | 12 | 1
NO |  | 155 | 2016 | 4 | 7 | 7 |  | Santee |  | 138 | 138 | 1W, 1S | 2.35 | 0 | 1 | 1-1033.5 ACSR | 0 | 0 | 0 | 0 | 0 | 0 | 0 | 0 | 0 | 0 | 0 | 0 | 0 | 0 | 0 | 0 | 0 | 0 | 0 | 0 | 0 | 0 | 0 | 12 | 1
NO |  | 155 | 2016 | 4 | 8 | 8 |  |  |  | 138 | 138 | 1S | 4.24 | 0 | 2 | 605 ACSS | 0 | 0 | 0 | 0 | 0 | 0 | 0 | 0 | 0 | 0 | 0 | 0 | 0 | 0 | 0 | 0 | 0 | 0 | 0 | 0 | 0 | 0 | 0 | 12 | 1
NO |  | 155 | 2016 | 4 | 9 | 9 |  |  |  | 138 | 138 | 3, 1S | 0.34 | 0 | 1 | 2-336.4 ACSR | 0 | 0 | 0 | 0 | 0 | 0 | 0 | 0 | 0 | 0 | 0 | 0 | 0 | 0 | 0 | 0 | 0 | 0 | 0 | 0 | 0 | 0 | 0 | 12 | 1
NO |  | 155 | 2016 | 4 | 10 | 10 |  |  | Los Coches | 138 | 138 | 3 | 0.04 | 0 | 1 | 1-750 MCM CU | 0 | 0 | 0 | 0 | 0 | 0 | 0 | 0 | 0 | 0 | 0 | 0 | 0 | 0 | 0 | 0 | 0 | 0 | 0 | 0 | 0 | 0 | 0 | 12 | 1
NO |  | 155 | 2016 | 4 | 11 | 11 |  | Sycamore |  | 138 | 138 | 1W | 5.71 | 0 | 1 | 636 ACSR | 0 | 0 | 0 | 0 | 0 | 0 | 0 | 0 | 0 | 0 | 0 | 0 | 0 | 0 | 0 | 0 | 0 | 0 | 0 | 0 | 0 | 0 | 0 | 12 | 1
NO |  | 155 | 2016 | 4 | 12 | 12 |  |  | Chicarita | 138 | 138 | 4 | 0.06 | 0 | 1 | 1750 KCMIL | 0 | 0 | 0 | 0 | 0 | 0 | 0 | 0 | 0 | 0 | 0 | 0 | 0 | 0 | 0 | 0 | 0 | 0 | 0 | 0 | 0 | 0 | 0 | 12 | 1
NO |  | 155 | 2016 | 4 | 13 | 13 |  | Sycamore |  | 138 | 138 | 1S | 0 | 6.63 | 2 | 900 ACSS/AW | 0 | 0 | 0 | 0 | 0 | 0 | 0 | 0 | 0 | 0 | 0 | 0 | 0 | 0 | 0 | 0 | 0 | 0 | 0 | 0 | 0 | 0 | 0 | 12 | 1
NO |  | 155 | 2016 | 4 | 14 | 14 |  |  | Santee | 138 | 138 | 1W | 1.56 | 0 | 1 | 636 ACSS | 0 | 0 | 0 | 0 | 0 | 0 | 0 | 0 | 0 | 0 | 0 | 0 | 0 | 0 | 0 | 0 | 0 | 0 | 0 | 0 | 0 | 0 | 0 | 12 | 1
NO |  | 155 | 2016 | 4 | 15 | 15 |  | Mission |  | 138 | 138 | 2W | 0 | 0.2 | 1 | 1-336.4 ACSR | 0 | 0 | 0 | 0 | 0 | 0 | 0 | 0 | 0 | 0 | 0 | 0 | 0 | 0 | 0 | 0 | 0 | 0 | 0 | 0 | 0 | 0 | 0 | 12 | 1
NO |  | 155 | 2016 | 4 | 16 | 16 |  |  |  | 138 | 138 | 3, 1S | 0 | 1.69 | 2 | 2-336.4 ACSR | 0 | 0 | 0 | 0 | 0 | 0 | 0 | 0 | 0 | 0 | 0 | 0 | 0 | 0 | 0 | 0 | 0 | 0 | 0 | 0 | 0 | 0 | 0 | 12 | 1
NO |  | 155 | 2016 | 4 | 17 | 17 |  |  | (Tower Z874970) | 138 | 138 | 3 | 1.69 | 8 | 2 | 4-336.4 ACSR | 0 | 0 | 0 | 0 | 0 | 0 | 0 | 0 | 0 | 0 | 0 | 0 | 0 | 0 | 0 | 0 | 0 | 0 | 0 | 0 | 0 | 0 | 0 | 12 | 1
NO |  | 155 | 2016 | 4 | 18 | 18 |  | (Tower Z874970) | Carlton Hills | 138 | 138 | 3, 1S | 0 | 1.44 | 2 | 900 ACSS/AW | 0 | 0 | 0 | 0 | 0 | 0 | 0 | 0 | 0 | 0 | 0 | 0 | 0 | 0 | 0 | 0 | 0 | 0 | 0 | 0 | 0 | 0 | 0 | 12 | 1
NO |  | 155 | 2016 | 4 | 19 | 19 |  | Telegraph Canyon | Miguel 60 Tap | 138 | 138 | 3 | 0 | 3.11 | 2 | 2-636 ACSR | 0 | 0 | 0 | 0 | 0 | 0 | 0 | 0 | 0 | 0 | 0 | 0 | 0 | 0 | 0 | 0 | 0 | 0 | 0 | 0 | 0 | 0 | 0 | 12 | 1
NO |  | 155 | 2016 | 4 | 20 | 20 |  | Miguel 60 Tap |  | 138 | 138 | 3 | 0 | 0.69 | 2 | 2-900 ACSS | 0 | 0 | 0 | 0 | 0 | 0 | 0 | 0 | 0 | 0 | 0 | 0 | 0 | 0 | 0 | 0 | 0 | 0 | 0 | 0 | 0 | 0 | 0 | 12 | 1
NO |  | 155 | 2016 | 4 | 21 | 21 |  |  | Miguel | 138 | 138 | 3 | 0 | 0.02 | 2 | 636 ACSR | 0 | 0 | 0 | 0 | 0 | 0 | 0 | 0 | 0 | 0 | 0 | 0 | 0 | 0 | 0 | 0 | 0 | 0 | 0 | 0 | 0 | 0 | 0 | 12 | 1
NO |  | 155 | 2016 | 4 | 22 | 22 |  | Miguel 60 Tap | Los Coches | 138 | 138 | 3 | 0 | 12.43 | 2 | 2-636 ACSS | 0 | 0 | 0 | 0 | 0 | 0 | 0 | 0 | 0 | 0 | 0 | 0 | 0 | 0 | 0 | 0 | 0 | 0 | 0 | 0 | 0 | 0 | 0 | 12 | 1
NO |  | 155 | 2016 | 4 | 23 | 23 |  | North City Mtr Tap | Meadowlark Tap | 138 | 138 | 3 | 0 | 7.4 | 2 | 1033.5 ACSR | 0 | 0 | 0 | 0 | 0 | 0 | 0 | 0 | 0 | 0 | 0 | 0 | 0 | 0 | 0 | 0 | 0 | 0 | 0 | 0 | 0 | 0 | 0 | 12 | 1
NO |  | 155 | 2016 | 4 | 24 | 24 |  | Batiquitos | Meadowlark Tap | 138 | 138 | 1S | 2.58 | 0 | 2 | 636 ACSR | 0 | 0 | 0 | 0 | 0 | 0 | 0 | 0 | 0 | 0 | 0 | 0 | 0 | 0 | 0 | 0 | 0 | 0 | 0 | 0 | 0 | 0 | 0 | 12 | 1
NO |  | 155 | 2016 | 4 | 25 | 25 |  | Chicarita | Meadowlark Tap | 138 | 138 | 2W | 12.04 | 0 | 1 | 250 MCM CU | 0 | 0 | 0 | 0 | 0 | 0 | 0 | 0 | 0 | 0 | 0 | 0 | 0 | 0 | 0 | 0 | 0 | 0 | 0 | 0 | 0 | 0 | 0 | 12 | 1
NO |  | 155 | 2016 | 4 | 26 | 26 |  | Shadowridge | Meadowlark Tap | 138 | 138 | 3, 1W | 3.99 | 0 | 2 | 250 MCM CU | 0 | 0 | 0 | 0 | 0 | 0 | 0 | 0 | 0 | 0 | 0 | 0 | 0 | 0 | 0 | 0 | 0 | 0 | 0 | 0 | 0 | 0 | 0 | 12 | 1
NO |  | 155 | 2016 | 4 | 27 | 27 |  | Miguel |  | 138 | 138 | 3 | 1.29 | 0 | 2 | 1033.5 ACSR | 0 | 0 | 0 | 0 | 0 | 0 | 0 | 0 | 0 | 0 | 0 | 0 | 0 | 0 | 0 | 0 | 0 | 0 | 0 | 0 | 0 | 0 | 0 | 12 | 1
NO |  | 155 | 2016 | 4 | 28 | 28 |  |  | Proctor Valley | 138 | 138 | 1W | 0.05 | 0 | 1 | 2-636 ACSR | 0 | 0 | 0 | 0 | 0 | 0 | 0 | 0 | 0 | 0 | 0 | 0 | 0 | 0 | 0 | 0 | 0 | 0 | 0 | 0 | 0 | 0 | 0 | 12 | 1
NO |  | 155 | 2016 | 4 | 29 | 29 |  | Friars |  | 138 | 138 | 4 | 0.1 | 0 | 0 | 1-1750 KCMIL AL | 0 | 0 | 0 | 0 | 0 | 0 | 0 | 0 | 0 | 0 | 0 | 0 | 0 | 0 | 0 | 0 | 0 | 0 | 0 | 0 | 0 | 0 | 0 | 12 | 1
NO |  | 155 | 2016 | 4 | 30 | 30 |  |  | Mission | 138 | 230 | 1S, 3 | 1.22 | 0 | 2 | 1-900 ACSS/AW | 0 | 0 | 0 | 0 | 0 | 0 | 0 | 0 | 0 | 0 | 0 | 0 | 0 | 0 | 0 | 0 | 0 | 0 | 0 | 0 | 0 | 0 | 0 | 12 | 1
NO |  | 155 | 2016 | 4 | 31 | 31 |  | Sycamore |  | 138 | 138 | 1S | 4.06 | 4.06 | 2 | 1-900 ACSS/AW | 0 | 0 | 0 | 0 | 0 | 0 | 0 | 0 | 0 | 0 | 0 | 0 | 0 | 0 | 0 | 0 | 0 | 0 | 0 | 0 | 0 | 0 | 0 | 12 | 1
NO |  | 155 | 2016 | 4 | 32 | 32 |  |  | Carlton Hills | 138 | 138 | 1S, 3 | 1.81 | 1.44 | 2 | 1-900 ACSS/AW | 0 | 0 | 0 | 0 | 0 | 0 | 0 | 0 | 0 | 0 | 0 | 0 | 0 | 0 | 0 | 0 | 0 | 0 | 0 | 0 | 0 | 0 | 0 | 12 | 1
NO |  | 155 | 2016 | 4 | 33 | 33 |  | Margarita |  | 138 | 138 | 3 | 1.22 | 0 | 2 | 1033.5 ACSR | 0 | 0 | 0 | 0 | 0 | 0 | 0 | 0 | 0 | 0 | 0 | 0 | 0 | 0 | 0 | 0 | 0 | 0 | 0 | 0 | 0 | 0 | 0 | 12 | 1
NO |  | 155 | 2016 | 4 | 34 | 34 |  |  |  | 138 | 230 | 1S | 0.78 | 0 | 1 | 1750 AL UG | 0 | 0 | 0 | 0 | 0 | 0 | 0 | 0 | 0 | 0 | 0 | 0 | 0 | 0 | 0 | 0 | 0 | 0 | 0 | 0 | 0 | 0 | 0 | 12 | 1
NO |  | 155 | 2016 | 4 | 35 | 35 |  |  | Trabuco | 138 | 138 | 4 | 3.32 | 0 | 1 | 1033.5 ACSR | 0 | 0 | 0 | 0 | 0 | 0 | 0 | 0 | 0 | 0 | 0 | 0 | 0 | 0 | 0 | 0 | 0 | 0 | 0 | 0 | 0 | 0 | 0 | 12 | 1
NO |  | 155 | 2016 | 5 | 1 | 1 |  | Talega | Rancho Mission Viejo | 138 | 138 | 1S, 1W | 7.74 | 0 | 1 | 1033.5 ACSR | 0 | 0 | 0 | 0 | 0 | 0 | 0 | 0 | 0 | 0 | 0 | 0 | 0 | 0 | 0 | 0 | 0 | 0 | 0 | 0 | 0 | 0 | 0 | 12 | 1
NO |  | 155 | 2016 | 5 | 2 | 2 |  | Trabuco |  | 138 | 138 | 1W | 3.8 | 0 | 1 | 1033.5 ACSR | 0 | 0 | 0 | 0 | 0 | 0 | 0 | 0 | 0 | 0 | 0 | 0 | 0 | 0 | 0 | 0 | 0 | 0 | 0 | 0 | 0 | 0 | 0 | 12 | 1
NO |  | 155 | 2016 | 5 | 3 | 3 |  |  |  | 138 | 138 | 1S, 3 | 0 | 6.5 | 2 | 1033.5 ACSR | 0 | 0 | 0 | 0 | 0 | 0 | 0 | 0 | 0 | 0 | 0 | 0 | 0 | 0 | 0 | 0 | 0 | 0 | 0 | 0 | 0 | 0 | 0 | 12 | 1
NO |  | 155 | 2016 | 5 | 4 | 4 |  |  |  | 138 | 138 | 4 | 0.33 | 0 | 1 | 1750 MCM CU | 0 | 0 | 0 | 0 | 0 | 0 | 0 | 0 | 0 | 0 | 0 | 0 | 0 | 0 | 0 | 0 | 0 | 0 | 0 | 0 | 0 | 0 | 0 | 12 | 1
NO |  | 155 | 2016 | 5 | 5 | 5 |  |  | Pico | 138 | 138 | 3 | 3.49 | 0 | 2 | 1033.5 ACSR | 0 | 0 | 0 | 0 | 0 | 0 | 0 | 0 | 0 | 0 | 0 | 0 | 0 | 0 | 0 | 0 | 0 | 0 | 0 | 0 | 0 | 0 | 0 | 12 | 1
NO |  | 155 | 2016 | 5 | 6 | 6 |  | Trabuco |  | 138 | 138 | 1W | 3.7 | 0 | 1 | 636 ACSR | 0 | 0 | 0 | 0 | 0 | 0 | 0 | 0 | 0 | 0 | 0 | 0 | 0 | 0 | 0 | 0 | 0 | 0 | 0 | 0 | 0 | 0 | 0 | 12 | 1
NO |  | 155 | 2016 | 5 | 7 | 7 |  |  |  | 138 | 138 | 1W | 0.01 | 0 | 1 | 636 ACSR | 0 | 0 | 0 | 0 | 0 | 0 | 0 | 0 | 0 | 0 | 0 | 0 | 0 | 0 | 0 | 0 | 0 | 0 | 0 | 0 | 0 | 0 | 0 | 12 | 1
NO |  | 155 | 2016 | 5 | 8 | 8 |  |  | Capistrano | 138 | 138 | 1W | 0.02 | 0 | 1 | 336.4 ACSR | 0 | 0 | 0 | 0 | 0 | 0 | 0 | 0 | 0 | 0 | 0 | 0 | 0 | 0 | 0 | 0 | 0 | 0 | 0 | 0 | 0 | 0 | 0 | 12 | 1
NO |  | 155 | 2016 | 5 | 9 | 9 |  | San Mateo | San Mateo Tap | 138 | 138 | 1W | 0.66 | 0 | 1 | 1033.5 ACSR/AW | 0 | 0 | 0 | 0 | 0 | 0 | 0 | 0 | 0 | 0 | 0 | 0 | 0 | 0 | 0 | 0 | 0 | 0 | 0 | 0 | 0 | 0 | 0 | 12 | 1
NO |  | 155 | 2016 | 5 | 10 | 10 |  | San Mateo Tap | Z203020 | 138 | 138 | 3, 1W | 0 | 7.08 | 2 | 336.4 ACSR/AW | 0 | 0 | 0 | 0 | 0 | 0 | 0 | 0 | 0 | 0 | 0 | 0 | 0 | 0 | 0 | 0 | 0 | 0 | 0 | 0 | 0 | 0 | 0 | 12 | 1
NO |  | 155 | 2016 | 5 | 11 | 11 |  | Z203020 | Z203021 | 138 | 138 | 4 | 0.33 | 0 | 1 | 1750 KCMIL AL | 0 | 0 | 0 | 0 | 0 | 0 | 0 | 0 | 0 | 0 | 0 | 0 | 0 | 0 | 0 | 0 | 0 | 0 | 0 | 0 | 0 | 0 | 0 | 12 | 1
NO |  | 155 | 2016 | 5 | 12 | 12 |  | Z203021 | Z196606 | 138 | 138 | 1S | 0.25 | 0 | 1 | 1033.5 ACSR/AW | 0 | 0 | 0 | 0 | 0 | 0 | 0 | 0 | 0 | 0 | 0 | 0 | 0 | 0 | 0 | 0 | 0 | 0 | 0 | 0 | 0 | 0 | 0 | 12 | 1
NO |  | 155 | 2016 | 5 | 13 | 13 |  | Z196606 | Z248108 | 138 | 138 | 1W, 2W, 1S, 3 | 6.74 | 0 | 1 | 336.4 ACSR/AW | 0 | 0 | 0 | 0 | 0 | 0 | 0 | 0 | 0 | 0 | 0 | 0 | 0 | 0 | 0 | 0 | 0 | 0 | 0 | 0 | 0 | 0 | 0 | 12 | 1
NO |  | 155 | 2016 | 5 | 14 | 14 |  | Z248108 | Laguna Niguel | 138 | 138 | 4 | 1.85 | 0 | 1 | 1750 KCMIL AL | 0 | 0 | 0 | 0 | 0 | 0 | 0 | 0 | 0 | 0 | 0 | 0 | 0 | 0 | 0 | 0 | 0 | 0 | 0 | 0 | 0 | 0 | 0 | 12 | 1
NO |  | 155 | 2016 | 5 | 15 | 15 |  | Talega Tap | Talega | 138 | 138 | 1W | 0.36 | 0 | 1 | 1033.5 ACSR/AW | 0 | 0 | 0 | 0 | 0 | 0 | 0 | 0 | 0 | 0 | 0 | 0 | 0 | 0 | 0 | 0 | 0 | 0 | 0 | 0 | 0 | 0 | 0 | 12 | 1
NO |  | 155 | 2016 | 5 | 16 | 16 |  | Pico |  | 138 | 138 | 3, 1S | 0 | 0.68 | 2 | 900 ACSS | 0 | 0 | 0 | 0 | 0 | 0 | 0 | 0 | 0 | 0 | 0 | 0 | 0 | 0 | 0 | 0 | 0 | 0 | 0 | 0 | 0 | 0 | 0 | 12 | 1
NO |  | 155 | 2016 | 5 | 17 | 17 |  |  | Talega | 138 | 138 | 1W, S | 0.11 | 0.41 | 1 | 1033.5 ACSR | 0 | 0 | 0 | 0 | 0 | 0 | 0 | 0 | 0 | 0 | 0 | 0 | 0 | 0 | 0 | 0 | 0 | 0 | 0 | 0 | 0 | 0 | 0 | 12 | 1
NO |  | 155 | 2016 | 5 | 18 | 18 |  | Capistrano |  | 138 | 138 | 1W | 0.01 | 0 | 1 | 636 ACSR/AW | 0 | 0 | 0 | 0 | 0 | 0 | 0 | 0 | 0 | 0 | 0 | 0 | 0 | 0 | 0 | 0 | 0 | 0 | 0 | 0 | 0 | 0 | 0 | 12 | 1
NO |  | 155 | 2016 | 5 | 19 | 19 |  |  |  | 138 | 138 | 1W, 1S | 1.38 | 0 | 1 | 336.4 ACSR/AW | 0 | 0 | 0 | 0 | 0 | 0 | 0 | 0 | 0 | 0 | 0 | 0 | 0 | 0 | 0 | 0 | 0 | 0 | 0 | 0 | 0 | 0 | 0 | 12 | 1
NO |  | 155 | 2016 | 5 | 20 | 20 |  |  | Laguna NIguel | 138 | 138 | 4 | 1.82 | 0 | 0 | 1750 KCMIL AL | 0 | 0 | 0 | 0 | 0 | 0 | 0 | 0 | 0 | 0 | 0 | 0 | 0 | 0 | 0 | 0 | 0 | 0 | 0 | 0 | 0 | 0 | 0 | 12 | 1
NO |  | 155 | 2016 | 5 | 21 | 21 |  | Rancho Mission Viejo | Margarita | 138 | 138 | 1W, S | 1.3 | 0 | 1 | 1033.5 ACSR | 0 | 0 | 0 | 0 | 0 | 0 | 0 | 0 | 0 | 0 | 0 | 0 | 0 | 0 | 0 | 0 | 0 | 0 | 0 | 0 | 0 | 0 | 0 | 12 | 1
NO |  | 155 | 2016 | 5 | 22 | 22 |  | Mission |  | 138 | 138 | 1S, W | 2.94 | 0 | 2 | 2-636 ACSR | 0 | 0 | 0 | 0 | 0 | 0 | 0 | 0 | 0 | 0 | 0 | 0 | 0 | 0 | 0 | 0 | 0 | 0 | 0 | 0 | 0 | 0 | 0 | 12 | 1
NO |  | 155 | 2016 | 5 | 23 | 23 |  |  | Grant HIll | 138 | 138 | 4 | 2.84 | 0 | 1 | 2500 MCM CU | 0 | 0 | 0 | 0 | 0 | 0 | 0 | 0 | 0 | 0 | 0 | 0 | 0 | 0 | 0 | 0 | 0 | 0 | 0 | 0 | 0 | 0 | 0 | 12 | 1
NO |  | 155 | 2016 | 5 | 24 | 24 |  | Encina | Encina Hub | 138 | 138 | 1S | 1.28 | 1.28 | 1 | 2-1109 ACAR | 0 | 0 | 0 | 0 | 0 | 0 | 0 | 0 | 0 | 0 | 0 | 0 | 0 | 0 | 0 | 0 | 0 | 0 | 0 | 0 | 0 | 0 | 0 | 12 | 1
NO |  | 155 | 2016 | 5 | 25 | 25 |  | Encina Hub | Shadowridge | 138 | 138 | 2W | 6.72 | 0 | 1 | 900 ACSS | 0 | 0 | 0 | 0 | 0 | 0 | 0 | 0 | 0 | 0 | 0 | 0 | 0 | 0 | 0 | 0 | 0 | 0 | 0 | 0 | 0 | 0 | 0 | 12 | 1
NO |  | 155 | 2016 | 5 | 26 | 26 |  | East County | Boulevard East | 138 | 138 | 1S | 6.97 | 0 | 1 | 900 ACSS | 0 | 0 | 0 | 0 | 0 | 0 | 0 | 0 | 0 | 0 | 0 | 0 | 0 | 0 | 0 | 0 | 0 | 0 | 0 | 0 | 0 | 0 | 0 | 12 | 1
NO |  | 155 | 2016 | 5 | 27 | 27 |  | East County | Boulevard East | 138 | 138 | 4 | 5.6 | 0 | 1 | 2-2500 KCMIL CU | 0 | 0 | 0 | 0 | 0 | 0 | 0 | 0 | 0 | 0 | 0 | 0 | 0 | 0 | 0 | 0 | 0 | 0 | 0 | 0 | 0 | 0 | 0 | 12 | 1
NO |  | 155 | 2016 | 5 | 28 | 28 |  | East County | Boulevard East | 138 | 138 | 4 | 1.12 | 0 | 1 | 2-3000 KCMIL CU | 0 | 0 | 0 | 0 | 0 | 0 | 0 | 0 | 0 | 0 | 0 | 0 | 0 | 0 | 0 | 0 | 0 | 0 | 0 | 0 | 0 | 0 | 0 | 12 | 1
NO |  | 155 | 2016 | 5 | 29 | 29 |  | East County | Boulevard East | 138 | 138 | 4 | 0.18 | 0 | 1 | 2-5000 KCMIL CU | 0 | 0 | 0 | 0 | 0 | 0 | 0 | 0 | 0 | 0 | 0 | 0 | 0 | 0 | 0 | 0 | 0 | 0 | 0 | 0 | 0 | 0 | 0 | 12 | 1
NO |  | 155 | 2016 | 5 | 30 | 30 |  | Pico |  | 138 | 138 | 3, 1S | 0.9 | 0 | 2 | 1033.5 ACSR | 0 | 0 | 0 | 0 | 0 | 0 | 0 | 0 | 0 | 0 | 0 | 0 | 0 | 0 | 0 | 0 | 0 | 0 | 0 | 0 | 0 | 0 | 0 | 12 | 1
NO |  | 155 | 2016 | 5 | 31 | 31 |  |  | Talega | 138 | 138 | 1W | 0.36 | 0 | 1 | 1033.5 ACSR | 0 | 0 | 0 | 0 | 0 | 0 | 0 | 0 | 0 | 0 | 0 | 0 | 0 | 0 | 0 | 0 | 0 | 0 | 0 | 0 | 0 | 0 | 0 | 12 | 1
NO |  | 155 | 2016 | 5 | 32 | 32 |  |  |  | 138 | 138 | 3 | 0 | 2.85 | 2 | 336.4 ACSR | 0 | 0 | 0 | 0 | 0 | 0 | 0 | 0 | 0 | 0 | 0 | 0 | 0 | 0 | 0 | 0 | 0 | 0 | 0 | 0 | 0 | 0 | 0 | 12 | 1
NO |  | 155 | 2016 | 5 | 33 | 33 |  |  | San Mateo | 138 | 138 | 1W | 0.6 | 0 | 1 | 1033.5 ACSR | 0 | 0 | 0 | 0 | 0 | 0 | 0 | 0 | 0 | 0 | 0 | 0 | 0 | 0 | 0 | 0 | 0 | 0 | 0 | 0 | 0 | 0 | 0 | 12 | 1
NO |  | 155 | 2016 | 5 | 34 | 34 |  | Encina |  | 138 | 230 | 1S | 0 | 0.05 | 2 | 2-1033.5 ACSR | 0 | 0 | 0 | 0 | 0 | 0 | 0 | 0 | 0 | 0 | 0 | 0 | 0 | 0 | 0 | 0 | 0 | 0 | 0 | 0 | 0 | 0 | 0 | 12 | 1
NO |  | 155 | 2016 | 5 | 35 | 35 |  |  | Cannon | 138 | 230 | 1S | 0 | 0.08 | 2 | 2-1109 ACAR | 0 | 0 | 0 | 0 | 0 | 0 | 0 | 0 | 0 | 0 | 0 | 0 | 0 | 0 | 0 | 0 | 0 | 0 | 0 | 0 | 0 | 0 | 0 | 12 | 1
NO |  | 155 | 2016 | 6 | 1 | 1 |  | 13832 | De-Energized | 138 | 138 | 3, 1S, 1W | 3.36 | 0 | 1 | 336.4 ACSR | 0 | 0 | 0 | 0 | 0 | 0 | 0 | 0 | 0 | 0 | 0 | 0 | 0 | 0 | 0 | 0 | 0 | 0 | 0 | 0 | 0 | 0 | 0 | 12 | 1
NO |  | 155 | 2016 | 6 | 2 | 2 |  | 13832 | De-Energized | 138 | 138 | 3, 1S, 1W | 3.21 | 0 | 1 | 250 MCM CU | 0 | 0 | 0 | 0 | 0 | 0 | 0 | 0 | 0 | 0 | 0 | 0 | 0 | 0 | 0 | 0 | 0 | 0 | 0 | 0 | 0 | 0 | 0 | 12 | 1
NO |  | 155 | 2016 | 6 | 3 | 3 |  | 13811 | De-Energized | 138 | 138 | 1S | 1.07 | 0 | 1 | 900 ACSS/AW | 0 | 0 | 0 | 0 | 0 | 0 | 0 | 0 | 0 | 0 | 0 | 0 | 0 | 0 | 0 | 0 | 0 | 0 | 0 | 0 | 0 | 0 | 0 | 12 | 1
NO |  | 155 | 2016 | 6 | 4 | 4 |  | 13811 | De-Energized | 138 | 138 | 3 | 5.69 | 0 | 1 | 250 MCM CU | 0 | 0 | 0 | 0 | 0 | 0 | 0 | 0 | 0 | 0 | 0 | 0 | 0 | 0 | 0 | 0 | 0 | 0 | 0 | 0 | 0 | 0 | 0 | 12 | 1
NO |  | 155 | 2016 | 6 | 5 | 5 |  | 13822 | De-Energized | 138 | 138 | 2W | 0.06 | 0 | 1 | 1109 ACAR | 0 | 0 | 0 | 0 | 0 | 0 | 0 | 0 | 0 | 0 | 0 | 0 | 0 | 0 | 0 | 0 | 0 | 0 | 0 | 0 | 0 | 0 | 0 | 12 | 1
NO |  | 155 | 2016 | 6 | 6 | 6 |  | Cannon | Encina Hub | 138 | 138 | 1S | 0 | 1.27 | 2 | 2-1109 ACAR | 0 | 0 | 0 | 0 | 0 | 0 | 0 | 0 | 0 | 0 | 0 | 0 | 0 | 0 | 0 | 0 | 0 | 0 | 0 | 0 | 0 | 0 | 0 | 12 | 1
NO |  | 155 | 2016 | 6 | 7 | 7 |  | Encina Hub | Calavera Tap | 138 | 138 | 2W | 0.39 | 0 | 1 | 1033.5 ACSR | 0 | 0 | 0 | 0 | 0 | 0 | 0 | 0 | 0 | 0 | 0 | 0 | 0 | 0 | 0 | 0 | 0 | 0 | 0 | 0 | 0 | 0 | 0 | 12 | 1
NO |  | 155 | 2016 | 6 | 8 | 8 |  | Encina Hub | Calavera Tap | 138 | 138 | 2W | 2.94 | 0 | 1 | 636 ACSS | 0 | 0 | 0 | 0 | 0 | 0 | 0 | 0 | 0 | 0 | 0 | 0 | 0 | 0 | 0 | 0 | 0 | 0 | 0 | 0 | 0 | 0 | 0 | 12 | 1
NO |  | 155 | 2016 | 6 | 9 | 9 |  | Calavera Tap | San Luis Rey | 138 | 138 | 2W | 3.89 | 0 | 1 | 1033.5ACSR | 0 | 0 | 0 | 0 | 0 | 0 | 0 | 0 | 0 | 0 | 0 | 0 | 0 | 0 | 0 | 0 | 0 | 0 | 0 | 0 | 0 | 0 | 0 | 12 | 1
NO |  | 155 | 2016 | 6 | 10 | 10 |  | Bay Blvd. |  | 138 | 138 | 3 | 0 | 2.95 | 2 | 636 ACSR/AW | 0 | 0 | 0 | 0 | 0 | 0 | 0 | 0 | 0 | 0 | 0 | 0 | 0 | 0 | 0 | 0 | 0 | 0 | 0 | 0 | 0 | 0 | 0 | 12 | 1
NO |  | 155 | 2016 | 6 | 11 | 11 |  |  | Telegraph Canyon | 0 | 0 |  | 0 | 3.75 | 2 | 2-400 MCM CU | 0 | 0 | 0 | 0 | 0 | 0 | 0 | 0 | 0 | 0 | 0 | 0 | 0 | 0 | 0 | 0 | 0 | 0 | 0 | 0 | 0 | 0 | 0 | 12 | 1
NO |  | 155 | 2016 | 6 | 12 | 12 |  | Total 138 kV Pole Line Mile |  | 0 | 0 | 0.00 | 167.43 | 132.55 | 157 |  | 0 | 0 | 0 | 0 | 0 | 0 | 0 | 0 | 0 | 0 | 0 | 0 | 0 | 0 | 0 | 0 | 0 | 0 | 0 | 0 | 0 | 0 | 0 | 12 | 1
NO |  | 155 | 2016 | 6 | 13 | 13 |  | 69kV Lines |  | 0 | 0 | 1W | 712.89 | 25.4 | 125 |  | 0 | 0 | 0 | 0 | 0 | 0 | 0 | 0 | 0 | 0 | 0 | 0 | 0 | 0 | 0 | 0 | 0 | 0 | 0 | 0 | 0 | 0 | 0 | 12 | 1
NO |  | 155 | 2016 | 6 | 14 | 14 |  |  |  | 0 | 0 | 2W | 7.11 | 1.38 | 0 |  | 0 | 0 | 0 | 0 | 0 | 0 | 0 | 0 | 0 | 0 | 0 | 0 | 0 | 0 | 0 | 0 | 0 | 0 | 0 | 0 | 0 | 0 | 0 | 12 | 1
NO |  | 155 | 2016 | 6 | 15 | 15 |  |  |  | 0 | 0 | 1S | 37.12 | 1.5 | 0 |  | 0 | 0 | 0 | 0 | 0 | 0 | 0 | 0 | 0 | 0 | 0 | 0 | 0 | 0 | 0 | 0 | 0 | 0 | 0 | 0 | 0 | 0 | 0 | 12 | 1
NO |  | 155 | 2016 | 6 | 16 | 16 |  |  |  | 0 | 0 | 3 | 20 | 50.61 | 0 |  | 0 | 0 | 0 | 0 | 0 | 0 | 0 | 0 | 0 | 0 | 0 | 0 | 0 | 0 | 0 | 0 | 0 | 0 | 0 | 0 | 0 | 0 | 0 | 12 | 1
NO |  | 155 | 2016 | 6 | 17 | 17 |  |  |  | 0 | 0 | 4 | 62.1 | 0.6 | 0 |  | 0 | 0 | 0 | 0 | 0 | 0 | 0 | 0 | 0 | 0 | 0 | 0 | 0 | 0 | 0 | 0 | 0 | 0 | 0 | 0 | 0 | 0 | 0 | 12 | 1
NO |  | 155 | 2016 | 6 | 18 | 18 |  | Total 69kV Pole Line Miles |  | 0 | 0 |  | 839.22 | 79.49 | 125 |  | 0 | 0 | 0 | 0 | 0 | 0 | 0 | 0 | 0 | 0 | 0 | 0 | 0 | 0 | 0 | 0 | 0 | 0 | 0 | 0 | 0 | 0 | 0 | 12 | 1
NO |  | 155 | 2016 | 6 | 21 | 21 |  | EXPENSES, EXCEPT ISO |  | 0 | 0 |  | 0 | 0 | 0 |  | 0 | 0 | 0 | 10289077 | 18950023 | 2507242 | 31746342 | 0 | 0 | 0 | 0 | 0 | 0 | 0 | 0 | 0 | 0 | 0 | 0 | 0 | 0 | 0 | 0 | 12 | 1
NO |  | 155 | 2016 | 6 | 22 | 22 |  | Cost of Line |  | 0 | 0 |  | 0 | 0 | 0 |  | 185148691 | 2953892494 | 3139041185 | 0 | 0 | 0 | 0 | 0 | 0 | 0 | 0 | 0 | 0 | 0 | 0 | 0 | 661550177 | 661550178 | 661550179 | 0 | 0 | 0 | 0 | 12 | 1
NO |  | 155 | 2016 | 6 | 23 | 23 |  | ISO CHARGES |  | 0 | 0 |  | 0 | 0 | 0 |  | 0 | 0 | 0 | 4571077 | 0 | 0 | 4571077 | 0 | 0 | 0 | 0 | 0 | 0 | 0 | 0 | 0 | 0 | 0 | 0 | 0 | 0 | 0 | 0 | 12 | 1
NO |  | 157 | 2016 | 0 | 1 | 1 |  | HUMBOLDT | IDAHO-NV BORDER | 345 | 345 | T-STEEL | 100.74 | 0 | 1 | 2-795 ACSR | 0 | 0 | 0 | 0 | 0 | 0 | 0 | 0 | 0 | 0 | 0 | 0 | 0 | 0 | 0 | 0 | 0 | 0 | 0 | 0 | 0 | 0 | 0 | 12 | 1
NO |  | 157 | 2016 | 0 | 2 | 2 |  | VALMY | COYOTE CREEK | 345 | 345 | T-STEEL | 41.31 | 0 | 1 | 2-795 ACSR | 0 | 0 | 0 | 0 | 0 | 0 | 0 | 0 | 0 | 0 | 0 | 0 | 0 | 0 | 0 | 0 | 0 | 0 | 0 | 0 | 0 | 0 | 0 | 12 | 1
NO |  | 157 | 2016 | 0 | 3 | 3 |  | EAST TRACY | VALMY 2 SOUTH OF 3422 | 345 | 345 | T-STEEL | 161.76 | 0 | 1 | 2-795 ACSR | 0 | 0 | 0 | 0 | 0 | 0 | 0 | 0 | 0 | 0 | 0 | 0 | 0 | 0 | 0 | 0 | 0 | 0 | 0 | 0 | 0 | 0 | 0 | 12 | 1
NO |  | 157 | 2016 | 0 | 4 | 4 |  | EAST TRACY | OREANA | 345 | 345 | T-STEEL | 86.01 | 0 | 1 | 2-795 ACSR | 0 | 0 | 0 | 0 | 0 | 0 | 0 | 0 | 0 | 0 | 0 | 0 | 0 | 0 | 0 | 0 | 0 | 0 | 0 | 0 | 0 | 0 | 0 | 12 | 1
NO |  | 157 | 2016 | 0 | 5 | 5 |  | OREANA | VALMY | 345 | 345 | T-STEEL | 74.1 | 0 | 1 | 2-795 ACSR | 0 | 0 | 0 | 0 | 0 | 0 | 0 | 0 | 0 | 0 | 0 | 0 | 0 | 0 | 0 | 0 | 0 | 0 | 0 | 0 | 0 | 0 | 0 | 12 | 1
NO |  | 157 | 2016 | 0 | 6 | 6 |  | COYOTE CREEK | HUMBOLDT | 345 | 345 | T-STEEL | 28.62 | 0 | 1 | 2-795 ACSR | 0 | 0 | 0 | 0 | 0 | 0 | 0 | 0 | 0 | 0 | 0 | 0 | 0 | 0 | 0 | 0 | 0 | 0 | 0 | 0 | 0 | 0 | 0 | 12 | 1
NO |  | 157 | 2016 | 0 | 7 | 7 |  | VALMY | FALCON | 345 | 345 | T-STEEL | 35.78 | 0 | 1 | 2-795 ACSR | 0 | 0 | 0 | 0 | 0 | 0 | 0 | 0 | 0 | 0 | 0 | 0 | 0 | 0 | 0 | 0 | 0 | 0 | 0 | 0 | 0 | 0 | 0 | 12 | 1
NO |  | 157 | 2016 | 0 | 8 | 8 |  | EAST TRACY | WEST TRACY | 345 | 345 | T-STEEL | 0.9 | 0 | 1 | 2-795 ACSR | 0 | 0 | 0 | 0 | 0 | 0 | 0 | 0 | 0 | 0 | 0 | 0 | 0 | 0 | 0 | 0 | 0 | 0 | 0 | 0 | 0 | 0 | 0 | 12 | 1
NO |  | 157 | 2016 | 0 | 9 | 9 |  | NORTH VALLEY ROAD | EAST TRACY | 345 | 345 | T-STEEL | 18.01 | 0 | 1 | 2-795 ACSR | 0 | 0 | 0 | 0 | 0 | 0 | 0 | 0 | 0 | 0 | 0 | 0 | 0 | 0 | 0 | 0 | 0 | 0 | 0 | 0 | 0 | 0 | 0 | 12 | 1
NO |  | 157 | 2016 | 0 | 10 | 10 |  | NORTH VALLEY ROAD | EAST TRACY (105 DBL) | 345 | 345 | P-STEEL | 1.29 | 0 | 0 |  | 0 | 0 | 0 | 0 | 0 | 0 | 0 | 0 | 0 | 0 | 0 | 0 | 0 | 0 | 0 | 0 | 0 | 0 | 0 | 0 | 0 | 0 | 0 | 12 | 1
NO |  | 157 | 2016 | 0 | 11 | 11 |  | EAST TRACY | NANIWA | 345 | 345 | H-STEEL | 0.4 | 0 | 1 | 954 ACSR | 0 | 0 | 0 | 0 | 0 | 0 | 0 | 0 | 0 | 0 | 0 | 0 | 0 | 0 | 0 | 0 | 0 | 0 | 0 | 0 | 0 | 0 | 0 | 12 | 1
NO |  | 157 | 2016 | 0 | 12 | 12 |  | FALCON | ROBINSON SUMMIT | 345 | 345 | H-STEEL | 159.78 | 0 | 1 | 2-954 ACSR | 0 | 0 | 0 | 0 | 0 | 0 | 0 | 0 | 0 | 0 | 0 | 0 | 0 | 0 | 0 | 0 | 0 | 0 | 0 | 0 | 0 | 0 | 0 | 12 | 1
NO |  | 157 | 2016 | 0 | 13 | 13 |  | FALCON | ROBINSON SUMMIT | 345 | 345 | H-STEEL | 4.29 | 0 | 1 | 2-954 ACSR | 0 | 0 | 0 | 0 | 0 | 0 | 0 | 0 | 0 | 0 | 0 | 0 | 0 | 0 | 0 | 0 | 0 | 0 | 0 | 0 | 0 | 0 | 0 | 12 | 1
NO |  | 157 | 2016 | 0 | 14 | 14 |  | WEST TRACY | MIRA LOMA | 345 | 345 | T-STEEL | 13 | 0 | 1 | 2-795 ACSR | 0 | 0 | 0 | 0 | 0 | 0 | 0 | 0 | 0 | 0 | 0 | 0 | 0 | 0 | 0 | 0 | 0 | 0 | 0 | 0 | 0 | 0 | 0 | 12 | 1
NO |  | 157 | 2016 | 0 | 15 | 15 |  | ROBINSON | GONDER | 345 | 345 | H-STEEL | 4.22 | 0 | 1 | 2-954 ACSR | 0 | 0 | 0 | 0 | 0 | 0 | 0 | 0 | 0 | 0 | 0 | 0 | 661570254 | 0 | 0 | 0 | 0 | 0 | 0 | 0 | 0 | 0 | 0 | 12 | 1
NO |  | 157 | 2016 | 0 | 16 | 16 |  | ROBINSON | GONDER | 345 | 345 | H-STEEL | 19.56 | 0 | 1 | 2-954 ACSR | 0 | 0 | 0 | 0 | 0 | 0 | 0 | 0 | 0 | 0 | 0 | 0 | 0 | 0 | 0 | 0 | 0 | 0 | 0 | 0 | 0 | 0 | 0 | 12 | 1
NO |  | 157 | 2016 | 0 | 17 | 17 |  | HILL TOP | FT SAGE | 345 | 345 | H-WOOD | 116.63 | 0 | 1 | 2-954 ACSR | 0 | 0 | 0 | 0 | 0 | 0 | 0 | 0 | 0 | 0 | 0 | 0 | 0 | 0 | 0 | 0 | 0 | 0 | 0 | 0 | 0 | 0 | 0 | 12 | 1
NO |  | 157 | 2016 | 0 | 18 | 18 |  | FORT SAGE | BORDERTOWN | 345 | 345 | H-WOOD | 32.74 | 0 | 1 | 2-954 ACSR | 0 | 0 | 0 | 0 | 0 | 0 | 0 | 0 | 0 | 0 | 0 | 0 | 0 | 0 | 0 | 0 | 0 | 0 | 0 | 0 | 0 | 0 | 0 | 12 | 1
NO |  | 157 | 2016 | 0 | 19 | 19 |  | BORDERTOWN | NORTH VALLEY ROAD | 345 | 345 | H-WOOD | 14.4 | 0 | 1 | 2-954 ACSR | 0 | 0 | 0 | 0 | 0 | 0 | 0 | 0 | 0 | 0 | 0 | 0 | 0 | 0 | 0 | 0 | 0 | 0 | 0 | 0 | 0 | 0 | 0 | 12 | 1
NO |  | 157 | 2016 | 0 | 20 | 20 |  |  |  | 0 | 0 |  | 0 | 0 | 0 |  | 18203038 | 258852243 | 277055281 | 2389138 | 622328 | 1444007 | 4455473 | 0 | 0 | 0 | 0 | 0 | 0 | 0 | 0 | 0 | 0 | 0 | 0 | 0 | 0 | 0 | 0 | 12 | 1
NO |  | 157 | 2016 | 0 | 21 | 21 |  | 345 KV SUBTOTAL |  | 0 | 0 |  | 913.54 | 0 | 18 |  | 18203038 | 258852243 | 277055281 | 2389138 | 622328 | 1444007 | 4455473 | 0 | 0 | 0 | 0 | 0 | 0 | 0 | 0 | 0 | 0 | 0 | 0 | 0 | 0 | 0 | 0 | 12 | 1
NO |  | 157 | 2016 | 0 | 23 | 23 |  | UT-NV BOARDER | OSCEOLA | 230 | 230 | P-WOOD | 24.75 | 0 | 1 | 795 ACSR | 0 | 0 | 0 | 0 | 0 | 0 | 0 | 0 | 0 | 0 | 0 | 0 | 0 | 0 | 0 | 0 | 0 | 0 | 0 | 0 | 0 | 0 | 0 | 12 | 1
NO |  | 157 | 2016 | 0 | 24 | 24 |  | MACHACEK | GONDER | 230 | 230 | P-WOOD | 66.49 | 0 | 1 | 795 ACSR | 0 | 0 | 0 | 0 | 0 | 0 | 0 | 0 | 0 | 0 | 0 | 0 | 0 | 0 | 0 | 0 | 0 | 0 | 0 | 0 | 0 | 0 | 0 | 12 | 1
NO |  | 157 | 2016 | 0 | 25 | 25 |  | FRONTIER | MACHACEK | 230 | 230 | P-WOOD | 48.67 | 0 | 1 | 795 ACSR | 0 | 0 | 0 | 0 | 0 | 0 | 0 | 0 | 0 | 0 | 0 | 0 | 0 | 0 | 0 | 0 | 0 | 0 | 0 | 0 | 0 | 0 | 0 | 12 | 1
NO |  | 157 | 2016 | 0 | 26 | 26 |  | FRONTIER | ROUND MT | 230 | 230 | P-WOOD | 57.19 | 0 | 1 | 795 ACSR | 0 | 0 | 0 | 0 | 0 | 0 | 0 | 0 | 0 | 0 | 0 | 0 | 0 | 0 | 0 | 0 | 0 | 0 | 0 | 0 | 0 | 0 | 0 | 12 | 1
NO |  | 157 | 2016 | 0 | 27 | 27 |  | ROUND MTN | ANACONDA MOLY | 230 | 230 | P-WOOD | 26.9 | 0 | 1 | 795 ACSR | 0 | 0 | 0 | 0 | 0 | 0 | 0 | 0 | 0 | 0 | 0 | 0 | 0 | 0 | 0 | 0 | 0 | 0 | 0 | 0 | 0 | 0 | 0 | 12 | 1
NO |  | 157 | 2016 | 0 | 28 | 28 |  | ROUND MTN | ANACONDA MOLY | 230 | 230 | H-WOOD | 4.2 | 0 | 1 | 795 ACSR | 0 | 0 | 0 | 0 | 0 | 0 | 0 | 0 | 0 | 0 | 0 | 0 | 0 | 0 | 0 | 0 | 0 | 0 | 0 | 0 | 0 | 0 | 0 | 12 | 1
NO |  | 157 | 2016 | 0 | 29 | 29 |  | ROUND MTN | ANACONDA MOLY | 230 | 230 | P-WOOD | 0.7 | 0 | 1 | 795 AA | 0 | 0 | 0 | 0 | 0 | 0 | 0 | 0 | 0 | 0 | 0 | 0 | 0 | 0 | 0 | 0 | 0 | 0 | 0 | 0 | 0 | 0 | 0 | 12 | 1
NO |  | 157 | 2016 | 0 | 30 | 30 |  | AUSTIN | FRONTIER | 230 | 230 | P-WOOD | 13 | 0 | 1 | 795 ACSR | 0 | 0 | 0 | 0 | 0 | 0 | 0 | 0 | 0 | 0 | 0 | 0 | 0 | 0 | 0 | 0 | 0 | 0 | 0 | 0 | 0 | 0 | 0 | 12 | 1
NO |  | 157 | 2016 | 0 | 31 | 31 |  | FT CHURCH | SALTWELLS TP | 230 | 230 | P-WOOD | 36 | 0 | 1 | 795 ACSR | 0 | 0 | 0 | 0 | 0 | 0 | 0 | 0 | 0 | 0 | 0 | 0 | 0 | 0 | 0 | 0 | 0 | 0 | 0 | 0 | 0 | 0 | 0 | 12 | 1
NO |  | 157 | 2016 | 0 | 32 | 32 |  | SALT WELLS TAP | SALT WELLS SUB | 230 | 230 | H-WOOD | 4.9 | 0 | 1 | 795 ACSR | 0 | 0 | 0 | 0 | 0 | 0 | 0 | 0 | 0 | 0 | 0 | 0 | 0 | 0 | 0 | 0 | 0 | 0 | 0 | 0 | 0 | 0 | 0 | 12 | 1
NO |  | 157 | 2016 | 0 | 33 | 33 |  | SALTWELLS TP | AUSTIN | 230 | 230 | P-WOOD | 86 | 0 | 1 | 795 ACSR | 0 | 0 | 0 | 0 | 0 | 0 | 0 | 0 | 0 | 0 | 0 | 0 | 0 | 0 | 0 | 0 | 0 | 0 | 0 | 0 | 0 | 0 | 0 | 12 | 1
NO |  | 157 | 2016 | 0 | 34 | 34 |  | OSCEOLA | GONDER | 230 | 230 | P-WOOD | 27.55 | 0 | 1 | 795 ACSR | 0 | 0 | 0 | 0 | 0 | 0 | 0 | 0 | 0 | 0 | 0 | 0 | 0 | 0 | 0 | 0 | 0 | 0 | 0 | 0 | 0 | 0 | 0 | 12 | 1
NO |  | 157 | 2016 | 0 | 35 | 35 |  | OSCEOLA | SPRING VALLEY | 230 | 230 | P-WOOD | 0.08 | 0 | 1 | 795 ACSR | 0 | 0 | 0 | 0 | 0 | 0 | 0 | 0 | 0 | 0 | 0 | 0 | 0 | 0 | 0 | 0 | 0 | 0 | 0 | 0 | 0 | 0 | 0 | 12 | 1
NO |  | 157 | 2016 | 0 | 36 | 36 |  | TOTAL |  | 0 | 0 |  | 2325.01 | 0 | 31 |  | 41181458 | 405142964 | 446324422 | 6079416 | 1583580 | 3674430 | 11337426 | 0 | 0 | 0 | 0 | 0 | 0 | 0 | 0 | 0 | 0 | 0 | 0 | 0 | 0 | 0 | 0 | 12 | 1
NO |  | 157 | 2016 | 1 | 1 | 1 |  |  |  | 0 | 0 |  | 0 | 0 | 0 |  | 1523593 | 23658565 | 25182158 | 1036764 | 270059 | 626626 | 1933449 | 0 | 0 | 0 | 0 | 0 | 0 | 0 | 0 | 0 | 0 | 0 | 0 | 0 | 0 | 0 | 0 | 12 | 1
NO |  | 157 | 2016 | 1 | 2 | 2 |  | 230 KV SUBTOTAL |  | 0 | 0 |  | 396.43 | 0 | 13 |  | 1523593 | 23658565 | 25182158 | 1036764 | 270059 | 626626 | 1933449 | 0 | 0 | 0 | 0 | 0 | 0 | 0 | 0 | 0 | 0 | 0 | 0 | 0 | 0 | 0 | 0 | 12 | 1
NO |  | 157 | 2016 | 1 | 4 | 4 |  | 120 KV LINES |  | 120 | 120 |  | 847.21 | 0 | 0 |  | 21372748 | 104990715 | 126363463 | 2214596 | 576863 | 1338513 | 4129972 | 0 | 0 | 0 | 0 | 0 | 0 | 0 | 0 | 0 | 0 | 0 | 0 | 0 | 0 | 0 | 0 | 12 | 1
SI/SI | A | 157 | 2016 | 1 | 6 | 6 |  | 69 & BELOW KV LINES |  | 69 | 69 |  | 167.83 | 0 | 0 | 0 | 82079 | 17641441 | 17723520 | 438918 | 114330 | 265284 | 818532 | 0 | 0 | 0 | 0 | 0 | 0 | 0 | 0 | 0 | 0 | 0 | 0 | 0 | 0 | 0 | 0 | 12 | 1
NO |  | 157 | 2016 | 1 | 8 | 8 |  | BELOW 230KV SUBTOTAL |  | 0 | 0 |  | 1015.04 | 0 | 0 |  | 21454827 | 122632156 | 144086983 | 2653514 | 691193 | 1603797 | 4948504 | 0 | 0 | 0 | 0 | 0 | 0 | 0 | 0 | 0 | 0 | 0 | 0 | 0 | 0 | 0 | 0 | 12 | 1
NO |  | 159 | 2016 | 0 | 1 | 1 |  | 115 KV System | Various | 115 | 230 | Various | 104.16 | 15.57 | 0 | Various | 1307722 | 15474127 | 16781849 | 0 | 0 | 0 | 0 | 0 | 0 | 0 | 0 | 0 | 0 | 0 | 661590859 | 0 | 0 | 0 | 0 | 0 | 0 | 0 | 0 | 12 | 1
SI/NO | A | 159 | 2016 | 0 | 2 | 2 |  | 115 KV System | Various | 115 | 115 | Various | 1404.87 | 100.8 | 0 | Various | 35477511 | 353174505 | 388652016 | 0 | 0 | 0 | 9681028.7316 | 0 | 0 | 0 | 0 | 0 | 0 | 0 | 661590860 | 0 | 0 | 0 | 0 | 0 | 0 | 0 | 0 | 12 | 1
SI/NO | A | 159 | 2016 | 0 | 3 | 3 |  | 46 KV System | Various | 46 | 115 | Various | 42.77 | 0 | 0 | Various | 443409 | 3088008 | 3531417 | 0 | 0 | 0 | 87964.9353 | 0 | 0 | 0 | 0 | 0 | 0 | 0 | 661590861 | 0 | 0 | 0 | 0 | 0 | 0 | 0 | 0 | 12 | 1
SI/NO | A | 159 | 2016 | 0 | 4 | 4 |  | 46 KV System | Various | 46 | 46 | Various | 578.19 | 25.77 | 0 | Various | 2386526 | 42556250 | 44942776 | 0 | 0 | 0 | 1119490.6699 | 0 | 0 | 0 | 0 | 0 | 0 | 0 | 661590862 | 0 | 0 | 0 | 0 | 0 | 0 | 0 | 0 | 12 | 1
SI/NO | A | 159 | 2016 | 0 | 5 | 5 |  | 33 KV System | Various | 33 | 33 | Various | 63.62 | 3.29 | 0 | Various | 62375 | 3951491 | 4013866 | 0 | 0 | 0 | 99982.3762 | 0 | 0 | 0 | 0 | 0 | 0 | 0 | 661590863 | 0 | 0 | 0 | 0 | 0 | 0 | 0 | 0 | 12 | 1
NO |  | 159 | 2016 | 0 | 6 | 6 |  | 13.8 KV System | SPA | 13.8 | 46 | Various | 0.34 | 0 | 1 | 336mcm | 0 | 31047 | 31047 | 0 | 0 | 0 | 0 | 0 | 0 | 0 | 0 | 0 | 0 | 0 | 0 | 0 | 0 | 0 | 0 | 0 | 0 | 0 | 0 | 12 | 1
NO |  | 159 | 2016 | 0 | 7 | 7 |  | 13.8 KV System | Neal Shoals | 13.8 | 13.8 | Wood-SP | 11.1 | 0 | 1 | 336mcm | 0 | 0 | 0 | 0 | 0 | 0 | 0 | 0 | 0 | 0 | 0 | 0 | 0 | 0 | 0 | 0 | 0 | 0 | 0 | 0 | 0 | 0 | 0 | 12 | 1
NO |  | 159 | 2016 | 0 | 8 | 8 |  | 13.8 KV System | Neal Shoals | 13.8 | 13.8 | Wood-SP | 0 | 2.9 | 2 | 336mcm | 4930 | 638577 | 643507 | 0 | 0 | 0 | 0 | 0 | 0 | 0 | 0 | 0 | 0 | 0 | 0 | 0 | 0 | 0 | 0 | 0 | 0 | 0 | 0 | 12 | 1
NO |  | 159 | 2016 | 0 | 9 | 9 |  | 230 KV System |  | 0 | 0 |  | 0 | 0 | 0 |  | 14317368 | 193398432 | 207715800 | 0 | 0 | 0 | 0 | 0 | 0 | 0 | 0 | 0 | 0 | 0 | 0 | 0 | 0 | 0 | 661590864 | 0 | 0 | 0 | 0 | 12 | 1
NO |  | 159 | 2016 | 0 | 10 | 10 |  | CEC Cola Energy | Fold-in | 230 | 230 | Steel-SP | 5.88 | 0 | 1 | 1272mcm | 0 | 0 | 0 | 0 | 0 | 0 | 0 | 0 | 0 | 0 | 0 | 0 | 0 | 0 | 0 | 0 | 0 | 0 | 0 | 0 | 0 | 0 | 0 | 12 | 1
NO |  | 159 | 2016 | 0 | 11 | 11 |  | Canadys | Faber Place | 230 | 230 | Wood-H | 36.43 | 0 | 1 | 795mcm | 0 | 0 | 0 | 0 | 0 | 0 | 0 | 0 | 0 | 0 | 0 | 0 | 0 | 0 | 0 | 0 | 0 | 0 | 0 | 0 | 0 | 0 | 0 | 12 | 1
NO |  | 159 | 2016 | 0 | 12 | 12 |  | Canadys | Faber Place #2 | 230 | 230 | Wood-H | 42.8 | 0 | 1 | 795mcm | 0 | 0 | 0 | 0 | 0 | 0 | 0 | 0 | 0 | 0 | 0 | 0 | 0 | 0 | 0 | 0 | 0 | 0 | 0 | 0 | 0 | 0 | 0 | 12 | 1
NO |  | 159 | 2016 | 0 | 13 | 13 |  | Canadys | Graniteville-SRP | 230 | 230 | Wood-H | 0.08 | 0 | 1 | 795mcm | 0 | 0 | 0 | 0 | 0 | 0 | 0 | 0 | 0 | 0 | 0 | 0 | 0 | 0 | 0 | 0 | 0 | 0 | 0 | 0 | 0 | 0 | 0 | 12 | 1
NO |  | 159 | 2016 | 0 | 14 | 14 |  | Canadys | Sumter | 230 | 230 | Wood-H | 32 | 0 | 1 | 795mcm | 0 | 0 | 0 | 0 | 0 | 0 | 0 | 0 | 0 | 0 | 0 | 0 | 0 | 0 | 0 | 0 | 0 | 0 | 0 | 0 | 0 | 0 | 0 | 12 | 1
NO |  | 159 | 2016 | 0 | 15 | 15 |  | Canadys | Urquhart | 230 | 230 | Wood-H | 79.47 | 0 | 1 | 1272mcm | 0 | 0 | 0 | 0 | 0 | 0 | 0 | 0 | 0 | 0 | 0 | 0 | 0 | 0 | 0 | 0 | 0 | 0 | 0 | 0 | 0 | 0 | 0 | 12 | 1
NO |  | 159 | 2016 | 0 | 16 | 16 |  | Canadys | Williams | 230 | 230 | Steel - SP | 2.04 | 0 | 1 | 1272mcm | 0 | 0 | 0 | 0 | 0 | 0 | 0 | 0 | 0 | 0 | 0 | 0 | 0 | 0 | 0 | 0 | 0 | 0 | 0 | 0 | 0 | 0 | 0 | 12 | 1
NO |  | 159 | 2016 | 0 | 17 | 17 |  | Canadys | Yemassee | 230 | 230 | Wood-H | 30.3 | 0 | 1 | Various | 0 | 0 | 0 | 0 | 0 | 0 | 0 | 0 | 0 | 0 | 0 | 0 | 0 | 0 | 0 | 0 | 0 | 0 | 0 | 0 | 0 | 0 | 0 | 12 | 1
NO |  | 159 | 2016 | 0 | 18 | 18 |  | Church Creek | Faber Place #2 | 230 | 230 | Wood-H | 3.97 | 0 | 1 | 1272mcm | 0 | 0 | 0 | 0 | 0 | 0 | 0 | 0 | 0 | 0 | 0 | 0 | 0 | 0 | 0 | 0 | 0 | 0 | 0 | 0 | 0 | 0 | 0 | 12 | 1
NO |  | 159 | 2016 | 0 | 19 | 19 |  | Church Creek | Yemassee | 230 | 230 | Various | 52.1 | 0 | 1 | 1272mcm | 0 | 0 | 0 | 0 | 0 | 0 | 0 | 0 | 0 | 0 | 0 | 0 | 0 | 0 | 0 | 0 | 0 | 0 | 0 | 0 | 0 | 0 | 0 | 12 | 1
NO |  | 159 | 2016 | 0 | 20 | 20 |  | Cope | Orangeburg | 230 | 230 | Steel-SP | 22.05 | 0 | 2 | 795mcm | 0 | 0 | 0 | 0 | 0 | 0 | 0 | 0 | 0 | 0 | 0 | 0 | 0 | 0 | 0 | 0 | 0 | 0 | 0 | 0 | 0 | 0 | 0 | 12 | 1
NO |  | 159 | 2016 | 0 | 21 | 21 |  | Cope | Canadys | 230 | 230 | Steel-SP | 40.53 | 0 | 2 | 795mcm | 0 | 0 | 0 | 0 | 0 | 0 | 0 | 0 | 0 | 0 | 0 | 0 | 0 | 0 | 0 | 0 | 0 | 0 | 0 | 0 | 0 | 0 | 0 | 12 | 1
NO |  | 159 | 2016 | 0 | 22 | 22 |  | Edenwood | Denny Terrace | 230 | 230 | Wood-H | 12.16 | 0 | 1 | 1272mcm | 0 | 0 | 0 | 0 | 0 | 0 | 0 | 0 | 0 | 0 | 0 | 0 | 0 | 0 | 0 | 0 | 0 | 0 | 0 | 0 | 0 | 0 | 0 | 12 | 1
NO |  | 159 | 2016 | 0 | 23 | 23 |  | Edenwood | McMeekin | 230 | 230 | Various | 11.48 | 0 | 1 | Various | 0 | 0 | 0 | 0 | 0 | 0 | 0 | 0 | 0 | 0 | 0 | 0 | 0 | 0 | 0 | 0 | 0 | 0 | 0 | 0 | 0 | 0 | 0 | 12 | 1
NO |  | 159 | 2016 | 0 | 24 | 24 |  | Edenwood | Tie | 230 | 230 | Wood-H | 1.45 | 0 | 1 | 1272mcm | 0 | 0 | 0 | 0 | 0 | 0 | 0 | 0 | 0 | 0 | 0 | 0 | 0 | 0 | 0 | 0 | 0 | 0 | 0 | 0 | 0 | 0 | 0 | 12 | 1
NO |  | 159 | 2016 | 0 | 25 | 25 |  | Edenwood | Owens Steel | 230 | 230 | Steel-SP | 0.41 | 0 | 1 | 1272mcm | 0 | 0 | 0 | 0 | 0 | 0 | 0 | 0 | 0 | 0 | 0 | 0 | 0 | 0 | 0 | 0 | 0 | 0 | 0 | 0 | 0 | 0 | 0 | 12 | 1
NO |  | 159 | 2016 | 0 | 26 | 26 |  | Fairfield | Summer | 230 | 230 | Wood-H | 2.79 | 0 | 1 | 1272mcm | 0 | 0 | 0 | 0 | 0 | 0 | 0 | 0 | 0 | 0 | 0 | 0 | 0 | 0 | 0 | 0 | 0 | 0 | 0 | 0 | 0 | 0 | 0 | 12 | 1
NO |  | 159 | 2016 | 0 | 27 | 27 |  | Goose Creek | Ashley Phos. | 230 | 230 | Wood-H | 3.1 | 0 | 1 | 1272mcm | 0 | 0 | 0 | 0 | 0 | 0 | 0 | 0 | 0 | 0 | 0 | 0 | 0 | 0 | 0 | 0 | 0 | 0 | 0 | 0 | 0 | 0 | 0 | 12 | 1
NO |  | 159 | 2016 | 0 | 28 | 28 |  | Graniteville Sub #1 | Graniteville Sub #2 | 230 | 230 | Steel | 0.06 | 0 | 1 | 1272mcm | 0 | 0 | 0 | 0 | 0 | 0 | 0 | 0 | 0 | 0 | 0 | 0 | 0 | 0 | 0 | 0 | 0 | 0 | 0 | 0 | 0 | 0 | 0 | 12 | 1
NO |  | 159 | 2016 | 0 | 29 | 29 |  | Graniteville | Urquhart | 230 | 230 | Wood-H | 11.23 | 0 | 1 | 1272mcm | 0 | 0 | 0 | 0 | 0 | 0 | 0 | 0 | 0 | 0 | 0 | 0 | 0 | 0 | 0 | 0 | 0 | 0 | 0 | 0 | 0 | 0 | 0 | 12 | 1
NO |  | 159 | 2016 | 0 | 30 | 30 |  | Hanahan | Bushy Park | 230 | 230 | Wood-H | 10.5 | 0 | 1 | 1272mcm | 0 | 0 | 0 | 0 | 0 | 0 | 0 | 0 | 0 | 0 | 0 | 0 | 0 | 0 | 0 | 0 | 0 | 0 | 0 | 0 | 0 | 0 | 0 | 12 | 1
NO |  | 159 | 2016 | 0 | 31 | 31 |  | Hopkins | Tap | 230 | 230 | Steel-SP | 2.84 | 0 | 1 | 1272mcm | 0 | 0 | 0 | 0 | 0 | 0 | 0 | 0 | 0 | 0 | 0 | 0 | 0 | 0 | 0 | 0 | 0 | 0 | 0 | 0 | 0 | 0 | 0 | 12 | 1
NO |  | 159 | 2016 | 0 | 32 | 32 |  | Huron | Tap | 230 | 230 | Wood-H | 0.11 | 0 | 1 | 1272mcm | 0 | 0 | 0 | 0 | 0 | 0 | 0 | 0 | 0 | 0 | 0 | 0 | 0 | 0 | 0 | 0 | 0 | 0 | 0 | 0 | 0 | 0 | 0 | 12 | 1
NO |  | 159 | 2016 | 0 | 33 | 33 |  | Jasper | Yemassee#1 | 230 | 230 | Steel-SP | 39.49 | 0 | 2 | 1272mcm | 0 | 0 | 0 | 0 | 0 | 0 | 0 | 0 | 0 | 0 | 0 | 0 | 0 | 0 | 0 | 0 | 0 | 0 | 0 | 0 | 0 | 0 | 0 | 12 | 1
NO |  | 159 | 2016 | 0 | 34 | 34 |  | Jasper | Yemassee#2 | 230 | 230 | Steel-SP | 39.27 | 0 | 2 | 1272mcm | 0 | 0 | 0 | 0 | 0 | 0 | 0 | 0 | 0 | 0 | 0 | 0 | 0 | 0 | 0 | 0 | 0 | 0 | 0 | 0 | 0 | 0 | 0 | 12 | 1
NO |  | 159 | 2016 | 0 | 35 | 35 |  | Jasper | Purrysburg(Santee) | 230 | 230 | Steel-SP | 1.24 | 0 | 2 | 1272mcm | 0 | 0 | 0 | 0 | 0 | 0 | 0 | 0 | 0 | 0 | 0 | 0 | 0 | 0 | 0 | 0 | 0 | 0 | 0 | 0 | 0 | 0 | 0 | 12 | 1
NO |  | 159 | 2016 | 0 | 36 | 36 |  | TOTAL |  | 0 | 0 |  | 3251.73 | 190.2 | 91 |  | 72918094 | 690163933 | 763082027 | 51577 | 5149324 | 0 | 5200901 | 0 | 0 | 0 | 0 | 0 | 0 | 0 | 0 | 0 | 0 | 0 | 0 | 0 | 0 | 0 | 0 | 12 | 1
NO |  | 159 | 2016 | 1 | 1 | 1 |  | Ladson | Ashley Phos. | 230 | 230 | Wood-H | 4.6 | 0 | 1 | 795mcm | 0 | 0 | 0 | 0 | 0 | 0 | 0 | 0 | 0 | 0 | 0 | 0 | 0 | 0 | 0 | 0 | 0 | 0 | 0 | 0 | 0 | 0 | 0 | 12 | 1
NO |  | 159 | 2016 | 1 | 2 | 2 |  | Lake Murray | Saluda River #1 | 230 | 230 | Steel-SP | 6.38 | 0 | 2 | 1272mcm | 0 | 0 | 0 | 0 | 0 | 0 | 0 | 0 | 0 | 0 | 0 | 0 | 0 | 0 | 0 | 0 | 0 | 0 | 0 | 0 | 0 | 0 | 0 | 12 | 1
NO |  | 159 | 2016 | 1 | 3 | 3 |  | Lyles | Saluda River #1 | 230 | 230 | Steel-SP | 4.13 | 0 | 2 | 1272mcm | 0 | 0 | 0 | 0 | 0 | 0 | 0 | 0 | 0 | 0 | 0 | 0 | 0 | 0 | 0 | 0 | 0 | 0 | 0 | 0 | 0 | 0 | 0 | 12 | 1
NO |  | 159 | 2016 | 1 | 4 | 4 |  | Lyles | Saluda River #2 | 230 | 230 | Steel-SP | 0.59 | 0 | 2 | 1272mcm | 0 | 0 | 0 | 0 | 0 | 0 | 0 | 0 | 0 | 0 | 0 | 0 | 0 | 0 | 0 | 0 | 0 | 0 | 0 | 0 | 0 | 0 | 0 | 12 | 1
NO |  | 159 | 2016 | 1 | 5 | 5 |  | McMeekin | Parr | 230 | 230 | Wood-H | 16.66 | 0 | 1 | 795mcm | 0 | 0 | 0 | 0 | 0 | 0 | 0 | 0 | 0 | 0 | 0 | 0 | 0 | 0 | 0 | 0 | 0 | 0 | 0 | 0 | 0 | 0 | 0 | 12 | 1
NO |  | 159 | 2016 | 1 | 6 | 6 |  | Parr | Denny Terrace | 230 | 230 | Wood-H | 21.96 | 0 | 1 | 795mcm | 0 | 0 | 0 | 0 | 0 | 0 | 0 | 0 | 0 | 0 | 0 | 0 | 0 | 0 | 0 | 0 | 0 | 0 | 0 | 0 | 0 | 0 | 0 | 12 | 1
NO |  | 159 | 2016 | 1 | 7 | 7 |  | Parr | Duke | 230 | 230 | Tower | 0 | 10.9 | 1 | 954mcm | 0 | 0 | 0 | 0 | 0 | 0 | 0 | 0 | 0 | 0 | 0 | 0 | 0 | 0 | 0 | 0 | 0 | 0 | 0 | 0 | 0 | 0 | 0 | 12 | 1
NO |  | 159 | 2016 | 1 | 8 | 8 |  | Pepperhill | Mateeba | 230 | 230 | Wood-H | 7.1 | 0 | 1 | Various | 0 | 0 | 0 | 0 | 0 | 0 | 0 | 0 | 0 | 0 | 0 | 0 | 0 | 0 | 0 | 0 | 0 | 0 | 0 | 0 | 0 | 0 | 0 | 12 | 1
NO |  | 159 | 2016 | 1 | 9 | 9 |  | Pineland | Denny Terrace | 230 | 230 | Steel-SP | 8.46 | 0 | 2 | 1272mcm | 0 | 0 | 0 | 0 | 0 | 0 | 0 | 0 | 0 | 0 | 0 | 0 | 0 | 0 | 0 | 0 | 0 | 0 | 0 | 0 | 0 | 0 | 0 | 12 | 1
NO |  | 159 | 2016 | 1 | 10 | 10 |  | St. George | Ladson | 230 | 230 | Wood-H | 33 | 0 | 1 | 795mcm | 0 | 0 | 0 | 0 | 0 | 0 | 0 | 0 | 0 | 0 | 0 | 0 | 0 | 0 | 0 | 0 | 0 | 0 | 0 | 0 | 0 | 0 | 0 | 12 | 1
NO |  | 159 | 2016 | 1 | 11 | 11 |  | St. George | Williams | 230 | 230 | Steel-SP | 0.97 | 0 | 1 | 1272mcm | 0 | 0 | 0 | 0 | 0 | 0 | 0 | 0 | 0 | 0 | 0 | 0 | 0 | 0 | 0 | 0 | 0 | 0 | 0 | 0 | 0 | 0 | 0 | 12 | 1
NO |  | 159 | 2016 | 1 | 12 | 12 |  | Summer | Denny Terrace | 230 | 230 | Wood-H | 4.53 | 0 | 1 | 1272mcm | 0 | 0 | 0 | 0 | 0 | 0 | 0 | 0 | 0 | 0 | 0 | 0 | 0 | 0 | 0 | 0 | 0 | 0 | 0 | 0 | 0 | 0 | 0 | 12 | 1
NO |  | 159 | 2016 | 1 | 13 | 13 |  | Summer | Parr #1 | 230 | 230 | Wood-H | 2.38 | 0 | 1 | 1272mcm | 0 | 0 | 0 | 0 | 0 | 0 | 0 | 0 | 0 | 0 | 0 | 0 | 0 | 0 | 0 | 0 | 0 | 0 | 0 | 0 | 0 | 0 | 0 | 12 | 1
NO |  | 159 | 2016 | 1 | 14 | 14 |  | Summer | Parr #2 | 230 | 230 | Wood-H | 2.26 | 0 | 1 | 1272mcm | 0 | 0 | 0 | 0 | 0 | 0 | 0 | 0 | 0 | 0 | 0 | 0 | 0 | 0 | 0 | 0 | 0 | 0 | 0 | 0 | 0 | 0 | 0 | 12 | 1
NO |  | 159 | 2016 | 1 | 15 | 15 |  | Summer | Graniteville | 230 | 230 | Wood-H | 63.26 | 0 | 1 | 1272mcm | 0 | 0 | 0 | 0 | 0 | 0 | 0 | 0 | 0 | 0 | 0 | 0 | 0 | 0 | 0 | 0 | 0 | 0 | 0 | 0 | 0 | 0 | 0 | 12 | 1
NO |  | 159 | 2016 | 1 | 16 | 16 |  | Summer | Pineland | 230 | 230 | Wood-H | 26.83 | 0 | 1 | 1272mcm | 0 | 0 | 0 | 0 | 0 | 0 | 0 | 0 | 0 | 0 | 0 | 0 | 0 | 0 | 0 | 0 | 0 | 0 | 0 | 0 | 0 | 0 | 0 | 12 | 1
NO |  | 159 | 2016 | 1 | 17 | 17 |  | Summer | Denny Terrace | 230 | 230 | Wood-H | 26.26 | 0 | 1 | 1272mcm | 0 | 0 | 0 | 0 | 0 | 0 | 0 | 0 | 0 | 0 | 0 | 0 | 0 | 0 | 0 | 0 | 0 | 0 | 0 | 0 | 0 | 0 | 0 | 12 | 1
NO |  | 159 | 2016 | 1 | 18 | 18 |  | Summerville | Tap | 230 | 230 | Wood-H | 0 | 0.08 | 1 | 1272mcm | 0 | 0 | 0 | 0 | 0 | 0 | 0 | 0 | 0 | 0 | 0 | 0 | 0 | 0 | 0 | 0 | 0 | 0 | 0 | 0 | 0 | 0 | 0 | 12 | 1
NO |  | 159 | 2016 | 1 | 19 | 19 |  | Timberlake | Tap | 230 | 230 | Wood-SP | 8.41 | 0 | 1 | 1272mcm | 0 | 0 | 0 | 0 | 0 | 0 | 0 | 0 | 0 | 0 | 0 | 0 | 0 | 0 | 0 | 0 | 0 | 0 | 0 | 0 | 0 | 0 | 0 | 12 | 1
NO |  | 159 | 2016 | 1 | 20 | 20 |  | Urquhart | Fold-in | 230 | 230 | Steel-H | 9.55 | 0 | 1 | 1272mcm | 0 | 0 | 0 | 0 | 0 | 0 | 0 | 0 | 0 | 0 | 0 | 0 | 0 | 0 | 0 | 0 | 0 | 0 | 0 | 0 | 0 | 0 | 0 | 12 | 1
NO |  | 159 | 2016 | 1 | 21 | 21 |  | VCS1 | Killian | 230 | 230 | Steel-SP | 3.36 | 0 | 1 | 1272mcm | 0 | 0 | 0 | 0 | 0 | 0 | 0 | 0 | 0 | 0 | 0 | 0 | 0 | 0 | 0 | 0 | 0 | 0 | 0 | 0 | 0 | 0 | 0 | 12 | 1
NO |  | 159 | 2016 | 1 | 22 | 22 |  | VCS1 | Killian | 230 | 230 | Steel-SP | 38.66 | 0 | 2 | 1272mcm | 0 | 0 | 0 | 0 | 0 | 0 | 0 | 0 | 0 | 0 | 0 | 0 | 0 | 0 | 0 | 0 | 0 | 0 | 0 | 0 | 0 | 0 | 0 | 12 | 1
NO |  | 159 | 2016 | 1 | 23 | 23 |  | VCS2 | Lake Murray #1 | 230 | 230 | Steel-SP | 0 | 20.53 | 2 | 1272mcm | 0 | 0 | 0 | 0 | 0 | 0 | 0 | 0 | 0 | 0 | 0 | 0 | 0 | 0 | 0 | 0 | 0 | 0 | 0 | 0 | 0 | 0 | 0 | 12 | 1
NO |  | 159 | 2016 | 1 | 24 | 24 |  | Vogtle | SRP | 230 | 230 | Steel-H | 17.1 | 0 | 1 | 795mcm | 0 | 0 | 0 | 0 | 0 | 0 | 0 | 0 | 0 | 0 | 0 | 0 | 0 | 0 | 0 | 0 | 0 | 0 | 0 | 0 | 0 | 0 | 0 | 12 | 1
NO |  | 159 | 2016 | 1 | 25 | 25 |  | Ward | Tie | 230 | 230 | Wood-H | 0.07 | 0 | 1 | 1272mcm | 0 | 0 | 0 | 0 | 0 | 0 | 0 | 0 | 0 | 0 | 0 | 0 | 0 | 0 | 0 | 0 | 0 | 0 | 0 | 0 | 0 | 0 | 0 | 12 | 1
NO |  | 159 | 2016 | 1 | 26 | 26 |  | Wateree | Denny Terrace | 230 | 230 | Wood-H | 29.94 | 0 | 1 | Various | 0 | 0 | 0 | 0 | 0 | 0 | 0 | 0 | 0 | 0 | 0 | 0 | 0 | 0 | 0 | 0 | 0 | 0 | 0 | 0 | 0 | 0 | 0 | 12 | 1
NO |  | 159 | 2016 | 1 | 27 | 27 |  | Wateree | Edenwood | 230 | 230 | Wood-H | 27.8 | 0 | 1 | 1272mcm | 0 | 0 | 0 | 0 | 0 | 0 | 0 | 0 | 0 | 0 | 0 | 0 | 0 | 0 | 0 | 0 | 0 | 0 | 0 | 0 | 0 | 0 | 0 | 12 | 1
NO |  | 159 | 2016 | 1 | 28 | 28 |  | Wateree | Sumter | 230 | 230 | Wood-H | 0.86 | 0 | 1 | 1272mcm | 0 | 0 | 0 | 0 | 0 | 0 | 0 | 0 | 0 | 0 | 0 | 0 | 0 | 0 | 0 | 0 | 0 | 0 | 0 | 0 | 0 | 0 | 0 | 12 | 1
NO |  | 159 | 2016 | 1 | 29 | 29 |  | Wateree | St. George | 230 | 230 | Wood-H | 45.6 | 0 | 1 | 1272mcm | 0 | 0 | 0 | 0 | 0 | 0 | 0 | 0 | 0 | 0 | 0 | 0 | 0 | 0 | 0 | 0 | 0 | 0 | 0 | 0 | 0 | 0 | 0 | 12 | 1
NO |  | 159 | 2016 | 1 | 30 | 30 |  | Wateree | Pineland | 230 | 230 | Wood-H | 38.62 | 0 | 1 | 1272mcm | 0 | 0 | 0 | 0 | 0 | 0 | 0 | 0 | 0 | 0 | 0 | 0 | 0 | 0 | 0 | 0 | 0 | 0 | 0 | 0 | 0 | 0 | 0 | 12 | 1
NO |  | 159 | 2016 | 1 | 31 | 31 |  | Wateree | Hercules | 230 | 230 | Wood-H | 0.45 | 0 | 1 | 1272mcm | 0 | 0 | 0 | 0 | 0 | 0 | 0 | 0 | 0 | 0 | 0 | 0 | 0 | 0 | 0 | 0 | 0 | 0 | 0 | 0 | 0 | 0 | 0 | 12 | 1
NO |  | 159 | 2016 | 1 | 32 | 32 |  | Wateree | Orangeburg | 230 | 230 | Wood-H | 27.1 | 0 | 1 | 795mcm | 0 | 0 | 0 | 0 | 0 | 0 | 0 | 0 | 0 | 0 | 0 | 0 | 0 | 0 | 0 | 0 | 0 | 0 | 0 | 0 | 0 | 0 | 0 | 12 | 1
NO |  | 159 | 2016 | 1 | 33 | 33 |  | Wateree-Edenwd | Columbia | 230 | 230 | Steel-H | 0 | 2.95 | 2 | 1272mcm | 0 | 0 | 0 | 0 | 0 | 0 | 0 | 0 | 0 | 0 | 0 | 0 | 0 | 0 | 0 | 0 | 0 | 0 | 0 | 0 | 0 | 0 | 0 | 12 | 1
NO |  | 159 | 2016 | 1 | 34 | 34 |  | Williams | Wateree | 230 | 230 | Wood-H | 10.3 | 0 | 1 | 1272mcm | 0 | 0 | 0 | 0 | 0 | 0 | 0 | 0 | 0 | 0 | 0 | 0 | 0 | 0 | 0 | 0 | 0 | 0 | 0 | 0 | 0 | 0 | 0 | 12 | 1
NO |  | 159 | 2016 | 1 | 35 | 35 |  | Williams | Canadys | 230 | 230 | Wood-H | 9.6 | 0.7 | 1 | 1272mcm | 0 | 0 | 0 | 0 | 0 | 0 | 0 | 0 | 0 | 0 | 0 | 0 | 0 | 0 | 0 | 0 | 0 | 0 | 0 | 0 | 0 | 0 | 0 | 12 | 1
NO |  | 159 | 2016 | 2 | 1 | 1 |  | Williams | Faber Place #1 | 230 | 230 | Steel-SP | 0.53 | 0 | 2 | 1272mcm | 0 | 0 | 0 | 0 | 0 | 0 | 0 | 0 | 0 | 0 | 0 | 0 | 0 | 0 | 0 | 0 | 0 | 0 | 0 | 0 | 0 | 0 | 0 | 12 | 1
NO |  | 159 | 2016 | 2 | 2 | 2 |  | Williams | Faber Place #2 | 230 | 230 | Tower-H | 13.65 | 6.71 | 2 | 1272mcm | 0 | 0 | 0 | 0 | 0 | 0 | 0 | 0 | 0 | 0 | 0 | 0 | 0 | 0 | 0 | 0 | 0 | 0 | 0 | 0 | 0 | 0 | 0 | 12 | 1
NO |  | 159 | 2016 | 2 | 3 | 3 |  | Williams | Tie | 230 | 230 | Concrete | 0.08 | 0 | 1 | 1272mcm | 0 | 0 | 0 | 0 | 0 | 0 | 0 | 0 | 0 | 0 | 0 | 0 | 0 | 0 | 0 | 0 | 0 | 0 | 0 | 0 | 0 | 0 | 0 | 12 | 1
NO |  | 159 | 2016 | 2 | 4 | 4 |  | Williams | DuPont | 230 | 230 | Wood-H | 6.6 | 0 | 1 | 1272mcm | 0 | 0 | 0 | 0 | 0 | 0 | 0 | 0 | 0 | 0 | 0 | 0 | 0 | 0 | 0 | 0 | 0 | 0 | 0 | 0 | 0 | 0 | 0 | 12 | 1
NO |  | 159 | 2016 | 2 | 5 | 5 |  | Yemassee | Burton | 230 | 230 | Steel-SP | 21.31 | 0 | 2 | 1272mcm | 0 | 0 | 0 | 0 | 0 | 0 | 0 | 0 | 0 | 0 | 0 | 0 | 0 | 0 | 0 | 0 | 0 | 0 | 0 | 0 | 0 | 0 | 0 | 12 | 1
NO |  | 159 | 2016 | 2 | 6 | 6 |  | Yemassee | Santee | 230 | 230 | Wood-H | 2.93 | 0 | 2 | 1272mcm | 0 | 0 | 0 | 0 | 0 | 0 | 0 | 0 | 0 | 0 | 0 | 0 | 0 | 0 | 0 | 0 | 0 | 0 | 0 | 0 | 0 | 0 | 0 | 12 | 1
NO |  | 159 | 2016 | 2 | 7 | 7 |  | Underground |  | 0 | 0 |  | 0 | 0 | 0 |  | 0 | 0 | 0 | 0 | 0 | 0 | 0 | 0 | 0 | 0 | 0 | 0 | 0 | 0 | 0 | 0 | 0 | 0 | 0 | 0 | 0 | 0 | 0 | 12 | 1
SI/NO | A | 159 | 2016 | 2 | 8 | 8 |  | 33 KV System |  | 0 | 0 |  | 0.23 | 0 | 2 | 250mcm | 0 | 16443 | 16443 | 0 | 0 | 0 | 409.5827 | 0 | 0 | 0 | 0 | 0 | 0 | 0 | 0 | 0 | 0 | 0 | 0 | 0 | 0 | 0 | 0 | 12 | 1
SI/NO | A | 159 | 2016 | 2 | 9 | 9 |  | 46 KV System |  | 0 | 0 |  | 0.9 | 0 | 1 | 750mcm | 0 | 1620606 | 1620606 | 0 | 0 | 0 | 40368.0738 | 0 | 0 | 0 | 0 | 0 | 0 | 0 | 0 | 0 | 0 | 0 | 0 | 0 | 0 | 0 | 0 | 12 | 1
SI/NO | A | 159 | 2016 | 2 | 10 | 10 |  | 115 KV System |  | 0 | 0 |  | 19.88 | 0 | 1 | 2250kcm | 18918253 | 76214447 | 95132700 | 0 | 0 | 0 | 2369683.8408 | 0 | 0 | 0 | 0 | 0 | 0 | 0 | 0 | 0 | 0 | 0 | 0 | 0 | 0 | 0 | 0 | 12 | 1
NO |  | 159 | 2016 | 2 | 11 | 11 |  |  |  | 0 | 0 |  | 0 | 0 | 0 |  | 0 | 0 | 0 | 51577 | 5149324 | 0 | 5200901 | 661590865 | 0 | 0 | 0 | 0 | 0 | 0 | 0 | 0 | 0 | 0 | 0 | 661590868 | 661590869 | 0 | 0 | 12 | 1
NO |  | 161 | 2016 | 0 | 1 | 1 |  | 800 KV Lines |  | 0 | 0 |  | 0 | 0 | 0 |  | 0 | 0 | 0 | 0 | 0 | 0 | 0 | 0 | 0 | 0 | 0 | 0 | 0 | 0 | 0 | 0 | 0 | 0 | 0 | 0 | 0 | 0 | 0 | 12 | 1
NO |  | 161 | 2016 | 0 | 3 | 3 |  | Sylmar | Celilo (CA) | 800 | 800 | Steel Tower | 163.79 | 0 | 2 |  | 136841 | 44487896 | 44624737 | 0 | 0 | 0 | 0 | 0 | 0 | 0 | 0 | 0 | 0 | 0 | 0 | 0 | 0 | 0 | 0 | 0 | 0 | 0 | 0 | 12 | 1
NO |  | 161 | 2016 | 0 | 4 | 4 |  | Sylmar | Celilo (NV) | 800 | 800 | Steel Tower | 149.16 | 0 | 1 |  | 668871 | 13330576 | 13999447 | 0 | 0 | 0 | 0 | 0 | 0 | 0 | 0 | 0 | 0 | 0 | 0 | 0 | 0 | 0 | 0 | 0 | 0 | 0 | 0 | 12 | 1
NO |  | 161 | 2016 | 0 | 6 | 6 |  | 500 KV Lines |  | 0 | 0 |  | 0 | 0 | 0 |  | 0 | 0 | 0 | 0 | 0 | 0 | 0 | 0 | 0 | 0 | 0 | 0 | 0 | 0 | 0 | 0 | 0 | 0 | 0 | 0 | 0 | 0 | 0 | 12 | 1
NO |  | 161 | 2016 | 0 | 8 | 8 |  | Midway | Vincent #1 & #2 | 500 | 500 | Steel Tower | 225.49 | 0 | 2 |  | 3706358 | 44037770 | 47744128 | 60365 | 18500 | 0 | 78865 | 0 | 0 | 0 | 0 | 0 | 0 | 0 | 0 | 0 | 0 | 0 | 0 | 0 | 0 | 0 | 0 | 12 | 1
NO |  | 161 | 2016 | 0 | 9 | 9 |  | Lugo | Vincent #1 & #2 | 500 | 500 | Steel Tower | 94.39 | 0 | 2 |  | 1751357 | 18013973 | 19765330 | 4033 | 866 | 0 | 4899 | 0 | 0 | 0 | 0 | 0 | 0 | 0 | 0 | 0 | 0 | 0 | 0 | 0 | 0 | 0 | 0 | 12 | 1
NO |  | 161 | 2016 | 0 | 10 | 10 |  | Lugo | Mohave (NV) | 500 | 500 | Steel Tower | 9.85 | 0 | 1 |  | 177040 | 1989137 | 2166177 | 0 | 0 | 0 | 0 | 0 | 0 | 0 | 0 | 0 | 0 | 0 | 0 | 0 | 0 | 0 | 0 | 0 | 0 | 0 | 0 | 12 | 1
NO |  | 161 | 2016 | 0 | 11 | 11 |  | El Dorado | Lugo (CA) | 500 | 500 | Steel Tower | 150.67 | 0 | 1 |  | 1448120 | 27721149 | 29169269 | 5950 | 0 | 0 | 5950 | 0 | 0 | 0 | 0 | 0 | 0 | 0 | 0 | 0 | 0 | 0 | 0 | 0 | 0 | 0 | 0 | 12 | 1
NO |  | 161 | 2016 | 0 | 12 | 12 |  | El Dorado | Lugo (NV) | 500 | 500 | Steel Tower | 26.51 | 0 | 1 |  | 36677 | 6444177 | 6480854 | 6551 | 6746 | 0 | 13297 | 0 | 0 | 0 | 0 | 0 | 0 | 0 | 0 | 0 | 0 | 0 | 0 | 0 | 0 | 0 | 0 | 12 | 1
NO |  | 161 | 2016 | 0 | 13 | 13 |  | Lugo | Mira Loma #1-3 | 500 | 500 | Steel Tower | 83.09 | 13.41 | 3 |  | 10182433 | 45719651 | 55902084 | 64912 | 12071 | 2424 | 79407 | 0 | 0 | 0 | 0 | 0 | 0 | 0 | 0 | 0 | 0 | 0 | 0 | 0 | 0 | 0 | 0 | 12 | 1
NO |  | 161 | 2016 | 0 | 14 | 14 |  | Lugo | Mohave (CA) | 500 | 500 | Steel Tower | 165.96 | 0 | 1 |  | 607445 | 28106885 | 28714330 | 0 | 9138 | 0 | 9138 | 0 | 0 | 0 | 0 | 0 | 0 | 0 | 0 | 0 | 0 | 0 | 0 | 0 | 0 | 0 | 0 | 12 | 1
NO |  | 161 | 2016 | 0 | 15 | 15 |  | El Dorado | Mohave (NV)(c) | 500 | 500 | Steel Tower | 19.93 | 0 | 1 |  | 132115 | 7742143 | 7874258 | 9477 | 91240 | 0 | 100717 | 0 | 0 | 0 | 0 | 0 | 0 | 0 | 0 | 0 | 0 | 0 | 0 | 0 | 0 | 0 | 0 | 12 | 1
NO |  | 161 | 2016 | 0 | 16 | 16 |  | El Dorado | Moenkopi (NV) | 500 | 500 | Steel Tower | 29.65 | 0 | 1 |  | 151231 | 5845640 | 5996871 | 1543 | 324432 | 0 | 325975 | 0 | 0 | 0 | 0 | 0 | 0 | 0 | 0 | 0 | 0 | 0 | 0 | 0 | 0 | 0 | 0 | 12 | 1
NO |  | 161 | 2016 | 0 | 17 | 17 |  | Mira Loma | Serrano #1 & #2 | 500 | 500 | Steel Tower | 26.98 | 1.77 | 2 |  | 1948874 | 28627352 | 30576226 | 42642 | 454169 | 20193 | 517004 | 0 | 0 | 0 | 0 | 0 | 0 | 0 | 0 | 0 | 0 | 0 | 0 | 0 | 0 | 0 | 0 | 12 | 1
NO |  | 161 | 2016 | 0 | 18 | 18 |  | Lugo | Victorville | 500 | 500 | Steel Tower | 7.57 | 0 | 1 |  | 748912 | 2287338 | 3036250 | 5843 | 3126 | 0 | 8969 | 0 | 0 | 0 | 0 | 0 | 0 | 0 | 0 | 0 | 0 | 0 | 0 | 0 | 0 | 0 | 0 | 12 | 1
NO |  | 161 | 2016 | 0 | 19 | 19 |  | Midway | Vincent #3 | 500 | 500 | Steel Tower | 52.62 | 0 | 1 |  | 6016150 | 27990368 | 34006518 | 160401 | 311240 | 79849 | 551490 | 0 | 0 | 0 | 0 | 0 | 0 | 0 | 0 | 0 | 0 | 0 | 0 | 0 | 0 | 0 | 0 | 12 | 1
NO |  | 161 | 2016 | 0 | 20 | 20 |  | Devers | Palo Verde (CA) | 500 | 500 | Steel Tower | 126.45 | 0 | 1 |  | 15244180 | 425236046 | 440480226 | 0 | 0 | 0 | 0 | 0 | 0 | 0 | 0 | 0 | 0 | 0 | 0 | 0 | 0 | 0 | 0 | 0 | 0 | 0 | 0 | 12 | 1
NO |  | 161 | 2016 | 0 | 21 | 21 |  | Devers | Palo Verde (AZ) | 500 | 500 | Steel Tower | 112.05 | 0 | 1 |  | 1340955 | 46015551 | 47356506 | 36253 | -995 | 316296 | 351554 | 0 | 0 | 0 | 0 | 0 | 0 | 0 | 0 | 0 | 0 | 0 | 0 | 0 | 0 | 0 | 0 | 12 | 1
NO |  | 161 | 2016 | 0 | 22 | 22 |  | Devers | Valley | 500 | 500 | Steel Tower | 41.6 | 0 | 1 |  | 28545953 | 266293319 | 294839272 | 388794 | 62647 | 95709 | 547150 | 0 | 0 | 0 | 0 | 0 | 0 | 0 | 0 | 0 | 0 | 0 | 0 | 0 | 0 | 0 | 0 | 12 | 1
NO |  | 161 | 2016 | 0 | 23 | 23 |  | Serrano | Valley | 500 | 500 | Steel Tower | 40.52 | 0 | 1 |  | 5495635 | 38929701 | 44425336 | 43779 | 193726 | 0 | 237505 | 0 | 0 | 0 | 0 | 0 | 0 | 0 | 0 | 0 | 0 | 0 | 0 | 0 | 0 | 0 | 0 | 12 | 1
NO |  | 161 | 2016 | 0 | 25 | 25 |  | 220 KV Lines |  | 0 | 0 |  | 0 | 0 | 0 |  | 0 | 0 | 0 | 0 | 0 | 0 | 0 | 0 | 0 | 0 | 0 | 0 | 0 | 0 | 0 | 0 | 0 | 0 | 0 | 0 | 0 | 0 | 0 | 12 | 1
NO |  | 161 | 2016 | 0 | 27 | 27 |  | Pardee | Sylmar #1 & #2 | 220 | 220 | Steel Tower | 6.53 | 0 | 2 |  | 225218 | 1181220 | 1406438 | 54975 | 785707 | 145421 | 986103 | 0 | 0 | 0 | 0 | 0 | 0 | 0 | 0 | 0 | 0 | 0 | 0 | 0 | 0 | 0 | 0 | 12 | 1
NO |  | 161 | 2016 | 0 | 28 | 28 |  | Eagle Rock | Sylmar | 220 | 220 | Steel Tower | 0.04 | 0 | 1 |  | 186657 | 276517 | 463174 | 17926 | 377171 | 1668939 | 2064036 | 0 | 0 | 0 | 0 | 0 | 0 | 0 | 0 | 0 | 0 | 0 | 0 | 0 | 0 | 0 | 0 | 12 | 1
NO |  | 161 | 2016 | 0 | 29 | 29 |  | Pardee | Vincent #4 | 220 | 220 | Steel Tower | 7.35 | 0 | 2 |  | 145317 | 521234 | 666551 | 0 | 0 | 0 | 0 | 0 | 0 | 0 | 0 | 0 | 0 | 0 | 0 | 0 | 0 | 0 | 0 | 0 | 0 | 0 | 0 | 12 | 1
NO |  | 161 | 2016 | 0 | 30 | 30 |  | Santa Clara | Vincent #2 | 220 | 220 | Steel Tower | 2.74 | 0 | 1 |  | 33954 | 1169080 | 1203034 | 0 | 0 | 0 | 0 | 0 | 0 | 0 | 0 | 0 | 0 | 0 | 0 | 0 | 0 | 0 | 0 | 0 | 0 | 0 | 0 | 12 | 1
NO |  | 161 | 2016 | 0 | 31 | 31 |  | Rio Hondo | Vincent #2 | 220 | 220 | Steel Tower | 4.42 | 0 | 1 |  | 72932 | 576910 | 649842 | 0 | 0 | 0 | 0 | 0 | 0 | 0 | 0 | 0 | 0 | 0 | 0 | 0 | 0 | 0 | 0 | 0 | 0 | 0 | 0 | 12 | 1
NO |  | 161 | 2016 | 0 | 32 | 32 |  | Pardee | Various | 220 | 220 | Steel Tower | 319.41 | 34.87 | 20 |  | 2601693 | 57021985 | 59623678 | 5872 | 268847 | 0 | 274719 | 0 | 0 | 0 | 0 | 0 | 0 | 0 | 0 | 0 | 0 | 0 | 0 | 0 | 0 | 0 | 0 | 12 | 1
NO |  | 161 | 2016 | 0 | 33 | 33 |  | Cogen/Renew. Energy | Various | 220 | 220 | Steel Tower | 3.57 | 4.85 | 6 |  | 1466128 | 5597705 | 7063833 | 25745 | 58870 | 100676 | 185291 | 0 | 0 | 0 | 0 | 0 | 0 | 0 | 0 | 0 | 0 | 0 | 0 | 0 | 0 | 0 | 0 | 12 | 1
NO |  | 161 | 2016 | 0 | 34 | 34 |  | Devers | Various | 220 | 220 | Steel Tower | 122.04 | 16.69 | 10 |  | 3932301 | 61195641 | 65127942 | 2239 | 463 | 0 | 2702 | 0 | 0 | 0 | 0 | 0 | 0 | 0 | 0 | 0 | 0 | 0 | 0 | 0 | 0 | 0 | 0 | 12 | 1
NO |  | 161 | 2016 | 0 | 35 | 35 |  | Antelope | Various | 220 | 220 | Steel Tower | 211.92 | 0 | 10 |  | 84109496 | 207561722 | 291671218 | 46989 | 42489 | 91 | 89569 | 0 | 0 | 0 | 0 | 0 | 0 | 0 | 0 | 0 | 0 | 0 | 0 | 0 | 0 | 0 | 0 | 12 | 1
NO |  | 161 | 2016 | 0 | 36 | 36 |  | TOTAL |  | 0 | 0 |  | 9925.55 | 2077.9 | 1190 |  | 321911122 | 3717270006 | 4039181128 | 9835265 | 9791183 | 7179346 | 26805794 | 0 | 0 | 0 | 0 | 0 | 0 | 0 | 0 | 0 | 0 | 0 | 0 | 0 | 0 | 0 | 0 | 12 | 1
NO |  | 161 | 2016 | 1 | 1 | 1 |  | Chino | Various | 220 | 220 | Steel Tower | 85.39 | 0 | 5 |  | 8522121 | 32853784 | 41375905 | 1453236 | 353326 | 6210 | 1812772 | 0 | 0 | 0 | 0 | 0 | 0 | 0 | 0 | 0 | 0 | 0 | 0 | 0 | 0 | 0 | 0 | 12 | 1
NO |  | 161 | 2016 | 1 | 2 | 2 |  | Big Creek #3 | Big Creek #4 | 220 | 220 | Steel Tower | 5.79 | 0 | 1 |  | 31372 | 418220 | 449592 | 9572 | 9093 | 0 | 18665 | 0 | 0 | 0 | 0 | 0 | 0 | 0 | 0 | 0 | 0 | 0 | 0 | 0 | 0 | 0 | 0 | 12 | 1
NO |  | 161 | 2016 | 1 | 3 | 3 |  | Big Creek #3 | Springville | 220 | 220 | Steel Tower | 128.32 | 0 | 2 |  | 1424549 | 4562079 | 5986628 | 62044 | 388215 | 16196 | 466455 | 0 | 0 | 0 | 0 | 0 | 0 | 0 | 0 | 0 | 0 | 0 | 0 | 0 | 0 | 0 | 0 | 12 | 1
NO |  | 161 | 2016 | 1 | 4 | 4 |  | Laguna Bell | Various | 220 | 220 | Steel Tower | 89.57 | 39.98 | 13 |  | 3514705 | 28005012 | 31519717 | 45867 | 16014 | 1375 | 63256 | 0 | 0 | 0 | 0 | 0 | 0 | 0 | 0 | 0 | 0 | 0 | 0 | 0 | 0 | 0 | 0 | 12 | 1
NO |  | 161 | 2016 | 1 | 5 | 5 |  | Hinson | Various | 220 | 220 | Steel Tower | 15.3 | 0 | 4 |  | 1634441 | 6758309 | 8392750 | 1805907 | 585254 | 1973271 | 4364432 | 0 | 0 | 0 | 0 | 0 | 0 | 0 | 0 | 0 | 0 | 0 | 0 | 0 | 0 | 0 | 0 | 12 | 1
NO |  | 161 | 2016 | 1 | 6 | 6 |  | El Nido | Various | 220 | 220 | Steel Tower | 57.52 | 33.89 | 13 |  | 3608110 | 22050897 | 25659007 | 35971 | 3712 | 25112 | 64795 | 0 | 0 | 0 | 0 | 0 | 0 | 0 | 0 | 0 | 0 | 0 | 0 | 0 | 0 | 0 | 0 | 12 | 1
NO |  | 161 | 2016 | 1 | 7 | 7 |  | Pisgah #2 | Various | 220 | 220 | Steel Tower | 305.18 | 0 | 5 |  | 1156399 | 8535802 | 9692201 | 20540 | 101929 | 15744 | 138213 | 0 | 0 | 0 | 0 | 0 | 0 | 0 | 0 | 0 | 0 | 0 | 0 | 0 | 0 | 0 | 0 | 12 | 1
NO |  | 161 | 2016 | 1 | 8 | 8 |  | Mira Loma | Various | 220 | 220 | Steel Tower | 93.67 | 66 | 18 |  | 5792433 | 33563330 | 39355763 | 3060470 | 986649 | 768118 | 4815237 | 0 | 0 | 0 | 0 | 0 | 0 | 0 | 0 | 0 | 0 | 0 | 0 | 0 | 0 | 0 | 0 | 12 | 1
NO |  | 161 | 2016 | 1 | 9 | 9 |  | Center | Various | 220 | 220 | Steel Tower | 83.57 | 54.08 | 9 |  | 4931556 | 58465413 | 63396969 | 21664 | 40408 | 0 | 62072 | 0 | 0 | 0 | 0 | 0 | 0 | 0 | 0 | 0 | 0 | 0 | 0 | 0 | 0 | 0 | 0 | 12 | 1
NO |  | 161 | 2016 | 1 | 10 | 10 |  | Alamitos | Various | 220 | 220 | Steel Tower | 84.63 | 40.04 | 14 |  | 4304671 | 16843264 | 21147935 | 10533 | 8594 | 0 | 19127 | 0 | 0 | 0 | 0 | 0 | 0 | 0 | 0 | 0 | 0 | 0 | 0 | 0 | 0 | 0 | 0 | 12 | 1
NO |  | 161 | 2016 | 1 | 11 | 11 |  | Big Creek #4 | Springville | 220 | 220 | Steel Tower | 135.41 | 0 | 4 |  | 425481 | -73398 | 352083 | 0 | 0 | 0 | 0 | 0 | 0 | 0 | 0 | 0 | 0 | 0 | 0 | 0 | 0 | 0 | 0 | 0 | 0 | 0 | 0 | 12 | 1
NO |  | 161 | 2016 | 1 | 12 | 12 |  | Moorpark | Various | 220 | 220 | Steel Tower | 221.67 | 0 | 15 |  | 13259439 | 48583240 | 61842679 | 0 | 0 | 0 | 0 | 0 | 0 | 0 | 0 | 0 | 0 | 0 | 0 | 0 | 0 | 0 | 0 | 0 | 0 | 0 | 0 | 12 | 1
NO |  | 161 | 2016 | 1 | 13 | 13 |  | Cima | Pisgah (NV) | 220 | 220 | Steel Tower | 84.46 | 0 | 4 |  | 25048 | 1197458 | 1222506 | 0 | 0 | 0 | 0 | 0 | 0 | 0 | 0 | 0 | 0 | 0 | 0 | 0 | 0 | 0 | 0 | 0 | 0 | 0 | 0 | 12 | 1
NO |  | 161 | 2016 | 1 | 14 | 14 |  | Kramer | Various | 220 | 220 | Steel Tower | 203.11 | 101.99 | 7 |  | 2332963 | 19323110 | 21656073 | 1105076 | 467696 | 24881 | 1597653 | 0 | 0 | 0 | 0 | 0 | 0 | 0 | 0 | 0 | 0 | 0 | 0 | 0 | 0 | 0 | 0 | 12 | 1
NO |  | 161 | 2016 | 1 | 15 | 15 |  | El Dorado | Mead (NV) (D) | 220 | 220 | Steel Tower | 16.76 | 0 | 2 |  | 11017 | 1261083 | 1272100 | 11129 | 19418 | 578512 | 609059 | 0 | 0 | 0 | 0 | 0 | 0 | 0 | 0 | 0 | 0 | 0 | 0 | 0 | 0 | 0 | 0 | 12 | 1
NO |  | 161 | 2016 | 1 | 16 | 16 |  | Santa Clara | Vincent #2 | 220 | 220 | Steel Tower | 27.48 | 0 | 1 |  | 4029224 | 18343950 | 22373174 | 1234 | 0 | 0 | 1234 | 0 | 0 | 0 | 0 | 0 | 0 | 0 | 0 | 0 | 0 | 0 | 0 | 0 | 0 | 0 | 0 | 12 | 1
NO |  | 161 | 2016 | 1 | 17 | 17 |  | Pearblossom | Vincent | 220 | 220 | Wood-H Frame | 13.13 | 0 | 1 |  | 332719 | 1568943 | 1901662 | 2916 | 3131 | 64209 | 70256 | 0 | 0 | 0 | 0 | 0 | 0 | 0 | 0 | 0 | 0 | 0 | 0 | 0 | 0 | 0 | 0 | 12 | 1
NO |  | 161 | 2016 | 1 | 18 | 18 |  | Ellis | Santiago #1 & #2 | 220 | 220 | Steel Pole | 14.93 | 14.56 | 3 |  | 12058070 | 11710845 | 23768915 | 72027 | 31883 | 0 | 103910 | 0 | 0 | 0 | 0 | 0 | 0 | 0 | 0 | 0 | 0 | 0 | 0 | 0 | 0 | 0 | 0 | 12 | 1
NO |  | 161 | 2016 | 1 | 19 | 19 |  | Rio Hondo | Vincent #2 | 220 | 220 | Steel Tower | 20.57 | 0 | 1 |  | 1687278 | 359539796 | 361227074 | 0 | 0 | 0 | 0 | 0 | 0 | 0 | 0 | 0 | 0 | 0 | 0 | 0 | 0 | 0 | 0 | 0 | 0 | 0 | 0 | 12 | 1
NO |  | 161 | 2016 | 1 | 20 | 20 |  | Big Creek #2 | Big Creek #8 | 220 | 220 | Steel Tower | 9.03 | 0 | 2 |  | -63110 | 300481 | 237371 | 17413 | 0 | 0 | 17413 | 0 | 0 | 0 | 0 | 0 | 0 | 0 | 0 | 0 | 0 | 0 | 0 | 0 | 0 | 0 | 0 | 12 | 1
NO |  | 161 | 2016 | 1 | 21 | 21 |  | Big Creek #3 | Mammoth Pool | 220 | 220 | Steel Tower | 6.5 | 0 | 1 |  | 42221 | 788996 | 831217 | 20542 | 317 | 5613 | 26472 | 0 | 0 | 0 | 0 | 0 | 0 | 0 | 0 | 0 | 0 | 0 | 0 | 0 | 0 | 0 | 0 | 12 | 1
NO |  | 161 | 2016 | 1 | 22 | 22 |  | Big Creek | Various | 220 | 220 | Steel Tower | 290.35 | 7.27 | 9 |  | 13043435 | 46907035 | 59950470 | 4821 | 0 | 0 | 4821 | 0 | 0 | 0 | 0 | 0 | 0 | 0 | 0 | 0 | 0 | 0 | 0 | 0 | 0 | 0 | 0 | 12 | 1
NO |  | 161 | 2016 | 1 | 23 | 23 |  | Serrano | Villa Park #1-2 | 220 | 220 | Steel Tower | 3.39 | 0 | 2 |  | 78248 | 2918602 | 2996850 | 260756 | 277672 | 0 | 538428 | 0 | 0 | 0 | 0 | 0 | 0 | 0 | 0 | 0 | 0 | 0 | 0 | 0 | 0 | 0 | 0 | 12 | 1
NO |  | 161 | 2016 | 1 | 24 | 24 |  | Big Creek #1 | Eastwood | 220 | 220 | Steel Tower | 4.66 | 0 | 1 |  | 0 | 6678804 | 6678804 | 3776 | 12923 | 0 | 16699 | 0 | 0 | 0 | 0 | 0 | 0 | 0 | 0 | 0 | 0 | 0 | 0 | 0 | 0 | 0 | 0 | 12 | 1
NO |  | 161 | 2016 | 1 | 25 | 25 |  | Devers | Various | 220 | 220 | Steel Tower | 80.58 | 39.72 | 3 |  | 1198858 | 12147975 | 13346833 | 0 | 0 | 0 | 0 | 0 | 0 | 0 | 0 | 0 | 0 | 0 | 0 | 0 | 0 | 0 | 0 | 0 | 0 | 0 | 0 | 12 | 1
NO |  | 161 | 2016 | 1 | 26 | 26 |  | Caldwell | Victor | 220 | 220 | Steel Tower | 7.61 | 0 | 1 |  | 0 | 0 | 0 | 0 | 0 | 0 | 0 | 0 | 0 | 0 | 0 | 0 | 0 | 0 | 0 | 0 | 0 | 0 | 0 | 0 | 0 | 0 | 0 | 12 | 1
NO |  | 161 | 2016 | 1 | 27 | 27 |  | Coachella Valley | Devers | 220 | 220 | Steel Tower | 0.1 | 0 | 1 |  | 0 | 0 | 0 | 0 | 0 | 0 | 0 | 0 | 0 | 0 | 0 | 0 | 0 | 0 | 0 | 0 | 0 | 0 | 0 | 0 | 0 | 0 | 0 | 12 | 1
NO |  | 161 | 2016 | 1 | 30 | 30 |  | 161 KV Lines |  | 0 | 0 |  | 0 | 0 | 0 |  | 0 | 0 | 0 | 0 | 0 | 0 | 0 | 0 | 0 | 0 | 0 | 0 | 0 | 0 | 0 | 0 | 0 | 0 | 0 | 0 | 0 | 0 | 0 | 12 | 1
NO |  | 161 | 2016 | 1 | 32 | 32 |  | Eagle Mountain | Blythe | 161 | 161 | Wood H Frame | 52.97 | 0.1 | 1 |  | 38155 | 2904159 | 2942314 | 4548 | 0 | 0 | 4548 | 0 | 0 | 0 | 0 | 0 | 0 | 0 | 0 | 0 | 0 | 0 | 0 | 0 | 0 | 0 | 0 | 12 | 1
NO |  | 161 | 2016 | 1 | 34 | 34 |  | 115 KV Lines |  | 0 | 0 |  | 0 | 0 | 0 |  | 0 | 0 | 0 | 0 | 0 | 0 | 0 | 0 | 0 | 0 | 0 | 0 | 0 | 0 | 0 | 0 | 0 | 0 | 0 | 0 | 0 | 0 | 0 | 12 | 1
NO |  | 161 | 2016 | 1 | 35 | 35 |  |  |  | 115 | 115 | Steel Tower | 417.9 | 156.7 | 0 |  | 0 | 0 | 0 | 0 | 0 | 0 | 0 | 0 | 0 | 0 | 0 | 0 | 0 | 0 | 0 | 0 | 0 | 0 | 0 | 0 | 0 | 0 | 0 | 12 | 1
NO |  | 161 | 2016 | 2 | 1 | 1 |  |  |  | 115 | 115 | Steel Pole | 150.57 | 85.06 | 0 |  | 0 | 0 | 0 | 0 | 0 | 0 | 0 | 0 | 0 | 0 | 0 | 0 | 0 | 0 | 0 | 0 | 0 | 0 | 0 | 0 | 0 | 0 | 0 | 12 | 1
NO |  | 161 | 2016 | 2 | 2 | 2 |  |  |  | 115 | 115 | Wood H Frame | 390.46 | 10.51 | 0 |  | 0 | 0 | 0 | 0 | 0 | 0 | 0 | 0 | 0 | 0 | 0 | 0 | 0 | 0 | 0 | 0 | 0 | 0 | 0 | 0 | 0 | 0 | 0 | 12 | 1
NO |  | 161 | 2016 | 2 | 3 | 3 |  |  |  | 115 | 115 | Wood Pole | 610.29 | 40.02 | 0 |  | 0 | 0 | 0 | 0 | 0 | 0 | 0 | 0 | 0 | 0 | 0 | 0 | 0 | 0 | 0 | 0 | 0 | 0 | 0 | 0 | 0 | 0 | 0 | 12 | 1
NO |  | 161 | 2016 | 2 | 4 | 4 |  |  |  | 115 | 115 | Underground | 13.68 | 5.24 | 0 |  | 0 | 0 | 0 | 0 | 0 | 0 | 0 | 0 | 0 | 0 | 0 | 0 | 0 | 0 | 0 | 0 | 0 | 0 | 0 | 0 | 0 | 0 | 0 | 12 | 1
NO |  | 161 | 2016 | 2 | 5 | 5 |  |  |  | 66 | 115 | Steel Tower | 5.46 | 0.02 | 0 |  | 0 | 0 | 0 | 0 | 0 | 0 | 0 | 0 | 0 | 0 | 0 | 0 | 0 | 0 | 0 | 0 | 0 | 0 | 0 | 0 | 0 | 0 | 0 | 12 | 1
NO |  | 161 | 2016 | 2 | 6 | 6 |  |  |  | 66 | 115 | Wood Pole | 0.71 | 0.18 | 0 |  | 0 | 0 | 0 | 0 | 0 | 0 | 0 | 0 | 0 | 0 | 0 | 0 | 0 | 0 | 0 | 0 | 0 | 0 | 0 | 0 | 0 | 0 | 0 | 12 | 1
NO |  | 161 | 2016 | 2 | 7 | 7 |  |  |  | 66 | 115 | Wood H Frame | 5.63 | 0 | 0 |  | 0 | 0 | 0 | 0 | 0 | 0 | 0 | 0 | 0 | 0 | 0 | 0 | 0 | 0 | 0 | 0 | 0 | 0 | 0 | 0 | 0 | 0 | 0 | 12 | 1
NO |  | 161 | 2016 | 2 | 8 | 8 |  |  |  | 66 | 115 | Wood Pole | 6.67 | 0.09 | 0 |  | 0 | 0 | 0 | 0 | 0 | 0 | 0 | 0 | 0 | 0 | 0 | 0 | 0 | 0 | 0 | 0 | 0 | 0 | 0 | 0 | 0 | 0 | 0 | 12 | 1
NO |  | 161 | 2016 | 2 | 9 | 9 |  |  |  | 55 | 115 | Steel Tower | 1.88 | 0 | 0 |  | 0 | 0 | 0 | 0 | 0 | 0 | 0 | 0 | 0 | 0 | 0 | 0 | 0 | 0 | 0 | 0 | 0 | 0 | 0 | 0 | 0 | 0 | 0 | 12 | 1
NO |  | 161 | 2016 | 2 | 10 | 10 |  |  |  | 55 | 115 | Wood Pole | 0.94 | 0 | 0 |  | 0 | 0 | 0 | 0 | 0 | 0 | 0 | 0 | 0 | 0 | 0 | 0 | 0 | 0 | 0 | 0 | 0 | 0 | 0 | 0 | 0 | 0 | 0 | 12 | 1
SI/SI | A | 161 | 2016 | 2 | 11 | 11 |  |  | Total 115 KV Lines | 0 | 0 |  | 0 | 0 | 135 |  | 19052273 | 410673475 | 429725748 | 37814 | 61658 | 1216 | 100688 | 0 | 0 | 0 | 0 | 0 | 0 | 0 | 0 | 0 | 0 | 0 | 0 | 0 | 0 | 0 | 0 | 12 | 1
NO |  | 161 | 2016 | 2 | 13 | 13 |  | 66 KV Lines |  | 0 | 0 |  | 0 | 0 | 0 |  | 0 | 0 | 0 | 0 | 0 | 0 | 0 | 0 | 0 | 0 | 0 | 0 | 0 | 0 | 0 | 0 | 0 | 0 | 0 | 0 | 0 | 0 | 0 | 12 | 1
NO |  | 161 | 2016 | 2 | 14 | 14 |  |  |  | 66 | 66 | Steel Tower | 610.34 | 401.83 | 0 |  | 0 | 0 | 0 | 0 | 0 | 0 | 0 | 0 | 0 | 0 | 0 | 0 | 0 | 0 | 0 | 0 | 0 | 0 | 0 | 0 | 0 | 0 | 0 | 12 | 1
NO |  | 161 | 2016 | 2 | 15 | 15 |  |  |  | 66 | 66 | Steel Pole | 392.89 | 157.38 | 0 |  | 0 | 0 | 0 | 0 | 0 | 0 | 0 | 0 | 0 | 0 | 0 | 0 | 0 | 0 | 0 | 0 | 0 | 0 | 0 | 0 | 0 | 0 | 0 | 12 | 1
NO |  | 161 | 2016 | 2 | 16 | 16 |  |  |  | 66 | 66 | Wood H Frame | 113.68 | 29.42 | 0 |  | 0 | 0 | 0 | 0 | 0 | 0 | 0 | 0 | 0 | 0 | 0 | 0 | 0 | 0 | 0 | 0 | 0 | 0 | 0 | 0 | 0 | 0 | 0 | 12 | 1
NO |  | 161 | 2016 | 2 | 17 | 17 |  |  |  | 66 | 66 | Wood A Frame | 0.38 | 0 | 0 |  | 0 | 0 | 0 | 0 | 0 | 0 | 0 | 0 | 0 | 0 | 0 | 0 | 0 | 0 | 0 | 0 | 0 | 0 | 0 | 0 | 0 | 0 | 0 | 12 | 1
NO |  | 161 | 2016 | 2 | 18 | 18 |  |  |  | 66 | 66 | Wood Pole | 2538.48 | 557.41 | 0 |  | 0 | 0 | 0 | 0 | 0 | 0 | 0 | 0 | 0 | 0 | 0 | 0 | 0 | 0 | 0 | 0 | 0 | 0 | 0 | 0 | 0 | 0 | 0 | 12 | 1
NO |  | 161 | 2016 | 2 | 19 | 19 |  |  |  | 66 | 66 | Underground | 188.54 | 149.39 | 0 |  | 0 | 0 | 0 | 0 | 0 | 0 | 0 | 0 | 0 | 0 | 0 | 0 | 0 | 0 | 0 | 0 | 0 | 0 | 0 | 0 | 0 | 0 | 0 | 12 | 1
SI/SI | A | 161 | 2016 | 2 | 20 | 20 |  |  | Total 66KV Lines | 0 | 0 |  | 0 | 0 | 818 |  | 48314693 | 1145538941 | 1193853634 | 672650 | 2033091 | 25690 | 2731431 | 0 | 0 | 0 | 0 | 0 | 0 | 0 | 0 | 0 | 0 | 0 | 0 | 0 | 0 | 0 | 0 | 12 | 1
NO |  | 161 | 2016 | 2 | 22 | 22 |  | 55 KV Lines |  | 0 | 0 |  | 0 | 0 | 0 |  | 0 | 0 | 0 | 0 | 0 | 0 | 0 | 0 | 0 | 0 | 0 | 0 | 0 | 0 | 0 | 0 | 0 | 0 | 0 | 0 | 0 | 0 | 0 | 12 | 1
NO |  | 161 | 2016 | 2 | 23 | 23 |  |  |  | 55 | 55 | Steel Tower | 0.94 | 0 | 0 |  | 0 | 0 | 0 | 0 | 0 | 0 | 0 | 0 | 0 | 0 | 0 | 0 | 0 | 0 | 0 | 0 | 0 | 0 | 0 | 0 | 0 | 0 | 0 | 12 | 1
NO |  | 161 | 2016 | 2 | 24 | 24 |  |  |  | 55 | 55 | Steel Pole | 0.75 | 0.04 | 0 |  | 0 | 0 | 0 | 0 | 0 | 0 | 0 | 0 | 0 | 0 | 0 | 0 | 0 | 0 | 0 | 0 | 0 | 0 | 0 | 0 | 0 | 0 | 0 | 12 | 1
NO |  | 161 | 2016 | 2 | 25 | 25 |  |  |  | 55 | 55 | Wood H Frame | 2.79 | 0 | 0 |  | 0 | 0 | 0 | 0 | 0 | 0 | 0 | 0 | 0 | 0 | 0 | 0 | 0 | 0 | 0 | 0 | 0 | 0 | 0 | 0 | 0 | 0 | 0 | 12 | 1
NO |  | 161 | 2016 | 2 | 26 | 26 |  |  |  | 55 | 55 | Wood Pole | 92.96 | 0.89 | 0 |  | 0 | 0 | 0 | 0 | 0 | 0 | 0 | 0 | 0 | 0 | 0 | 0 | 0 | 0 | 0 | 0 | 0 | 0 | 0 | 0 | 0 | 0 | 0 | 12 | 1
SI/SI | A | 161 | 2016 | 2 | 27 | 27 |  |  | Total 55 KV Lines | 0 | 0 |  | 0 | 0 | 8 |  | 10585 | 892600 | 903185 | 27799 | 1053168 | 5994 | 1086961 | 0 | 0 | 0 | 0 | 0 | 0 | 0 | 0 | 0 | 0 | 0 | 0 | 0 | 0 | 0 | 0 | 12 | 1
NO |  | 161 | 2016 | 2 | 29 | 29 |  | 33 KV Lines |  | 0 | 0 |  | 0 | 0 | 0 |  | 0 | 0 | 0 | 0 | 0 | 0 | 0 | 0 | 0 | 0 | 0 | 0 | 0 | 0 | 0 | 0 | 0 | 0 | 0 | 0 | 0 | 0 | 0 | 12 | 1
NO |  | 161 | 2016 | 2 | 30 | 30 |  |  |  | 33 | 33 | Steel Pole | 5.46 | 0.75 | 0 |  | 0 | 0 | 0 | 0 | 0 | 0 | 0 | 0 | 0 | 0 | 0 | 0 | 0 | 0 | 0 | 0 | 0 | 0 | 0 | 0 | 0 | 0 | 0 | 12 | 1
NO |  | 161 | 2016 | 2 | 31 | 31 |  |  |  | 33 | 33 | Steel Tower | 8.53 | 0 | 0 |  | 0 | 0 | 0 | 0 | 0 | 0 | 0 | 0 | 0 | 0 | 0 | 0 | 0 | 0 | 0 | 0 | 0 | 0 | 0 | 0 | 0 | 0 | 0 | 12 | 1
NO |  | 161 | 2016 | 2 | 32 | 32 |  |  |  | 33 | 33 | Underground | 1.52 | 0.28 | 0 |  | 0 | 0 | 0 | 0 | 0 | 0 | 0 | 0 | 0 | 0 | 0 | 0 | 0 | 0 | 0 | 0 | 0 | 0 | 0 | 0 | 0 | 0 | 0 | 12 | 1
NO |  | 161 | 2016 | 2 | 33 | 33 |  |  |  | 33 | 33 | Wood H Frame | 0.33 | 0.26 | 0 |  | 0 | 0 | 0 | 0 | 0 | 0 | 0 | 0 | 0 | 0 | 0 | 0 | 0 | 0 | 0 | 0 | 0 | 0 | 0 | 0 | 0 | 0 | 0 | 12 | 1
NO |  | 161 | 2016 | 2 | 34 | 34 |  |  |  | 33 | 33 | Wood Pole | 17.82 | 13.21 | 0 |  | 0 | 0 | 0 | 0 | 0 | 0 | 0 | 0 | 0 | 0 | 0 | 0 | 0 | 0 | 0 | 0 | 0 | 0 | 0 | 0 | 0 | 0 | 0 | 12 | 1
SI/NO | A | 161 | 2016 | 2 | 35 | 35 |  |  | Total 33 KV Lines | 0 | 0 |  | 0 | 0 | 9 |  | 1325 | 87115 | 88440 | 0 | 0 | 0 | 2202.9737 | 0 | 0 | 0 | 0 | 0 | 0 | 0 | 0 | 0 | 0 | 0 | 0 | 0 | 0 | 0 | 0 | 12 | 1
NO |  | 161 | 2016 | 3 | 4 | 4 |  | 33 & 66 KV Lines |  | 0 | 0 |  | 0 | 0 | 0 |  | 0 | 0 | 0 | 0 | 0 | 0 | 0 | 0 | 0 | 0 | 0 | 0 | 0 | 0 | 0 | 0 | 0 | 0 | 0 | 0 | 0 | 0 | 0 | 12 | 1
SI/SI | A | 161 | 2016 | 3 | 5 | 5 |  |  | Total 33 & 66 KV Lines | 0 | 0 |  | 0 | 0 | 0 |  | 0 | 0 | 0 | 82671 | 316579 | 1237607 | 1636857 | 0 | 0 | 0 | 0 | 0 | 0 | 0 | 0 | 0 | 0 | 0 | 0 | 0 | 0 | 0 | 0 | 12 | 1
NO |  | 161 | 2016 | 3 | 7 | 7 |  | Miscellaneous Adjustments |  | 0 | 0 |  | 0 | 0 | 0 |  | 0 | 0 | 0 | 0 | 0 | 0 | 0 | 0 | 0 | 0 | 0 | 0 | 0 | 0 | 0 | 0 | 0 | 0 | 0 | 0 | 0 | 0 | 0 | 12 | 1
NO |  | 162 | 2016 | 0 | 1 | 1 |  | Ernest C. Gaston | Alabama-Georgia | 230 | 230 | Guyed "H" | 71 | 0 | 1 | 1351.5 MCM | 187609 | 3470260 | 3657869 | 0 | 0 | 0 | 0 | 0 | 0 | 0 | 0 | 0 | 0 | 0 | 0 | 0 | 0 | 0 | 0 | 0 | 0 | 0 | 0 | 12 | 0
NO |  | 162 | 2016 | 0 | 2 | 2 |  | Steam Plant(1) (230KV) | State Line (230KV) | 0 | 0 | Frame | 0 | 0 | 0 |  | 0 | 0 | 0 | 0 | 0 | 0 | 0 | 0 | 0 | 0 | 0 | 0 | 0 | 0 | 0 | 0 | 0 | 0 | 0 | 0 | 0 | 0 | 0 | 12 | 0
NO |  | 162 | 2016 | 0 | 3 | 3 |  |  | (Vicinity-Swell, AL) | 0 | 0 | (69.6 ML) | 0 | 0 | 0 |  | 0 | 0 | 0 | 0 | 0 | 0 | 0 | 0 | 0 | 0 | 0 | 0 | 0 | 0 | 0 | 0 | 0 | 0 | 0 | 0 | 0 | 0 | 0 | 12 | 0
NO |  | 162 | 2016 | 0 | 4 | 4 |  |  |  | 0 | 0 | Double CKT | 0 | 0 | 0 |  | 0 | 0 | 0 | 0 | 0 | 0 | 0 | 0 | 0 | 0 | 0 | 0 | 0 | 0 | 0 | 0 | 0 | 0 | 0 | 0 | 0 | 0 | 0 | 12 | 0
NO |  | 162 | 2016 | 0 | 5 | 5 |  |  |  | 0 | 0 | Steel | 0 | 0 | 0 |  | 0 | 0 | 0 | 0 | 0 | 0 | 0 | 0 | 0 | 0 | 0 | 0 | 0 | 0 | 0 | 0 | 0 | 0 | 0 | 0 | 0 | 0 | 0 | 12 | 0
NO |  | 162 | 2016 | 0 | 6 | 6 |  |  |  | 0 | 0 | (1.31 ML) | 0 | 0 | 0 |  | 0 | 0 | 0 | 0 | 0 | 0 | 0 | 0 | 0 | 0 | 0 | 0 | 0 | 0 | 0 | 0 | 0 | 0 | 0 | 0 | 0 | 0 | 0 | 12 | 0
NO |  | 162 | 2016 | 0 | 8 | 8 |  | Goat Rock (4) (230KV) | Alabama-Georgia | 230 | 230 | Guyed "H" | 9 | 0 | 1 | 795 MCM | 90519 | 229310 | 319829 | 0 | 0 | 0 | 0 | 0 | 0 | 0 | 0 | 0 | 0 | 0 | 0 | 0 | 0 | 0 | 0 | 0 | 0 | 0 | 0 | 12 | 0
NO |  | 162 | 2016 | 0 | 9 | 9 |  | Switching Station | (230 State Line) | 0 | 0 | Frame | 0 | 0 | 0 | ACSR | 0 | 0 | 0 | 0 | 0 | 0 | 0 | 0 | 0 | 0 | 0 | 0 | 0 | 0 | 0 | 0 | 0 | 0 | 0 | 0 | 0 | 0 | 0 | 12 | 0
NO |  | 162 | 2016 | 0 | 10 | 10 |  |  | (Vicinity-Columbus, GA) | 0 | 0 |  | 0 | 0 | 0 |  | 0 | 0 | 0 | 0 | 0 | 0 | 0 | 0 | 0 | 0 | 0 | 0 | 0 | 0 | 0 | 0 | 0 | 0 | 0 | 0 | 0 | 0 | 0 | 12 | 0
NO |  | 162 | 2016 | 0 | 36 | 36 |  | TOTAL |  | 0 | 0 |  | 80 | 0 | 2 |  | 278128 | 3699570 | 3977698 | 0 | 0 | 0 | 0 | 0 | 0 | 0 | 0 | 0 | 0 | 0 | 0 | 0 | 0 | 0 | 0 | 0 | 0 | 0 | 0 | 12 | 0
NO |  | 163 | 2016 | 0 | 1 | 1 |  | X-15 Line Gibson-Brown |  | 0 | 0 | 1 | 4.86 | 0 | 1 |  | 0 | 0 | 0 | 0 | 0 | 0 | 0 | 0 | 0 | 0 | 0 | 0 | 0 | 0 | 0 | 0 | 0 | 0 | 0 | 0 | 0 | 0 | 0 | 12 | 1
NO |  | 163 | 2016 | 0 | 2 | 2 |  | Gibson Gen Sta | Brown Trans Sta | 345 | 345 | 2 | 32.97 | 0 | 0 | 954 ACSR | 6275961 | 41540847 | 47816808 | 0 | 0 | 0 | 0 | 0 | 0 | 0 | 0 | 0 | 0 | 0 | 0 | 0 | 0 | 0 | 0 | 0 | 0 | 0 | 0 | 12 | 1
NO |  | 163 | 2016 | 0 | 3 | 3 |  | X-17 Line Brown-Reid |  | 0 | 0 | 3 | 1.2 | 0 | 0 |  | 0 | 0 | 0 | 0 | 0 | 0 | 0 | 0 | 0 | 0 | 0 | 0 | 0 | 0 | 0 | 0 | 0 | 0 | 0 | 0 | 0 | 0 | 0 | 12 | 1
NO |  | 163 | 2016 | 0 | 4 | 4 |  | Brown Trans Sta | Reid Station KY Section | 345 | 345 | 2 | 14.72 | 0 | 0 | 954 ACSR | 6390756 | 28404945 | 34795701 | 0 | 0 | 0 | 0 | 0 | 0 | 0 | 0 | 0 | 0 | 0 | 0 | 0 | 0 | 0 | 0 | 0 | 0 | 0 | 0 | 12 | 1
NO |  | 163 | 2016 | 0 | 5 | 5 |  | Brown Trans Sta | Reid Station IN Section | 0 | 0 | 2 | 9.72 | 0 | 0 | 954 ACSR | 1736992 | 17585126 | 19322118 | 0 | 0 | 0 | 0 | 0 | 0 | 0 | 0 | 0 | 0 | 0 | 0 | 0 | 0 | 0 | 0 | 0 | 0 | 0 | 0 | 12 | 1
NO |  | 163 | 2016 | 0 | 6 | 6 |  | Brown Trans Sta | Reid Station IN Section | 0 | 0 | 3 | 0.28 | 0 | 0 | 954 ACSR | 0 | 0 | 0 | 0 | 0 | 0 | 0 | 0 | 0 | 0 | 0 | 0 | 0 | 0 | 0 | 0 | 0 | 0 | 0 | 0 | 0 | 0 | 0 | 12 | 1
NO |  | 163 | 2016 | 0 | 7 | 7 |  | Z-72 138kv Line |  | 0 | 0 |  | 0 | 0 | 1 |  | 0 | 0 | 0 | 0 | 0 | 0 | 0 | 0 | 0 | 0 | 0 | 0 | 0 | 0 | 0 | 0 | 0 | 0 | 0 | 0 | 0 | 0 | 0 | 12 | 1
NO |  | 163 | 2016 | 0 | 8 | 8 |  | Werner Substation | Alcoa Substation | 138 | 138 | 1 | 2.18 | 0 | 0 | 954/795/477 ACSR | 0 | 14614 | 14614 | 0 | 0 | 0 | 0 | 0 | 0 | 0 | 0 | 0 | 0 | 0 | 0 | 0 | 0 | 0 | 0 | 0 | 0 | 0 | 0 | 12 | 1
NO |  | 163 | 2016 | 0 | 9 | 9 |  | Z-73 Brown |  | 0 | 0 |  | 0 | 0 | 1 |  | 0 | 0 | 0 | 0 | 0 | 0 | 0 | 0 | 0 | 0 | 0 | 0 | 0 | 0 | 0 | 0 | 0 | 0 | 0 | 0 | 0 | 0 | 0 | 12 | 1
NO |  | 163 | 2016 | 0 | 10 | 10 |  | Brown 345kv Sta | Brown 138kv Sta | 138 | 138 | 1 | 0.3 | 0 | 0 | 954 ACSR | 0 | 233941 | 233941 | 0 | 0 | 0 | 0 | 0 | 0 | 0 | 0 | 0 | 0 | 0 | 0 | 0 | 0 | 0 | 0 | 0 | 0 | 0 | 0 | 12 | 1
NO |  | 163 | 2016 | 0 | 11 | 11 |  | Z-74 Elliott-Scott Twp |  | 0 | 0 |  | 0 | 0 | 1 |  | 0 | 0 | 0 | 0 | 0 | 0 | 0 | 0 | 0 | 0 | 0 | 0 | 0 | 0 | 0 | 0 | 0 | 0 | 0 | 0 | 0 | 0 | 0 | 12 | 1
NO |  | 163 | 2016 | 0 | 12 | 12 |  | Elliott Trans Sta | Scott Twp Trans Sta | 138 | 138 | 2 | 6.34 | 0 | 0 | 954 ACSR | 0 | 6606327 | 6606327 | 0 | 0 | 0 | 0 | 0 | 0 | 0 | 0 | 0 | 0 | 0 | 0 | 0 | 0 | 0 | 0 | 0 | 0 | 0 | 0 | 12 | 1
NO |  | 163 | 2016 | 0 | 13 | 13 |  | Z-76 Francisco-Toyota South |  | 0 | 0 |  | 0 | 0 | 1 |  | 0 | 0 | 0 | 0 | 0 | 0 | 0 | 0 | 0 | 0 | 0 | 0 | 0 | 0 | 0 | 0 | 0 | 0 | 0 | 0 | 0 | 0 | 0 | 12 | 1
NO |  | 163 | 2016 | 0 | 14 | 14 |  | Francisco Trans Sta | Toyota South | 138 | 138 | 2 | 7.96 | 0 | 0 | 954 ACSR | 85168 | 2278042 | 2363210 | 0 | 0 | 0 | 0 | 0 | 0 | 0 | 0 | 0 | 0 | 0 | 0 | 0 | 0 | 0 | 0 | 0 | 0 | 0 | 0 | 12 | 1
NO |  | 163 | 2016 | 0 | 15 | 15 |  | Z-77 Culley-Oak Grove |  | 0 | 0 | 1 | 17.29 | 0 | 2 |  | 0 | 0 | 0 | 0 | 0 | 0 | 0 | 0 | 0 | 0 | 0 | 0 | 0 | 0 | 0 | 0 | 0 | 0 | 0 | 0 | 0 | 0 | 0 | 12 | 1
NO |  | 163 | 2016 | 0 | 16 | 16 |  | Culley Station | Oak Grove Trans Sta | 138 | 138 | 2 | 0.97 | 0 | 0 | 954/477 ACSR | 1176111 | 11708733 | 12884844 | 0 | 0 | 0 | 0 | 0 | 0 | 0 | 0 | 0 | 0 | 0 | 0 | 0 | 0 | 0 | 0 | 0 | 0 | 0 | 0 | 12 | 1
NO |  | 163 | 2016 | 0 | 17 | 17 |  | Z-78 Duff-Dubois Line |  | 0 | 0 |  | 0 | 0 | 1 |  | 0 | 0 | 0 | 0 | 0 | 0 | 0 | 0 | 0 | 0 | 0 | 0 | 0 | 0 | 0 | 0 | 0 | 0 | 0 | 0 | 0 | 0 | 0 | 12 | 1
NO |  | 163 | 2016 | 0 | 18 | 18 |  | Duff Trans Sta | Dubois Trans Sta | 138 | 138 | 2 | 47.93 | 0 | 0 | 954 ACSR | 150784 | 16617198 | 16767982 | 0 | 0 | 0 | 0 | 0 | 0 | 0 | 0 | 0 | 0 | 0 | 0 | 0 | 0 | 0 | 0 | 0 | 0 | 0 | 0 | 12 | 1
NO |  | 163 | 2016 | 0 | 19 | 19 |  | Z-79 Terminal Line |  | 0 | 0 |  | 0 | 0 | 1 |  | 0 | 0 | 0 | 0 | 0 | 0 | 0 | 0 | 0 | 0 | 0 | 0 | 0 | 0 | 0 | 0 | 0 | 0 | 0 | 0 | 0 | 0 | 0 | 12 | 1
NO |  | 163 | 2016 | 0 | 20 | 20 |  | Points Trans Line | Mt Vernon Trans Sta | 138 | 138 | 1 | 3.08 | 0 | 0 | 954 ACSR | 0 | 139573 | 139573 | 0 | 0 | 0 | 0 | 0 | 0 | 0 | 0 | 0 | 0 | 0 | 0 | 0 | 0 | 0 | 0 | 0 | 0 | 0 | 0 | 12 | 1
NO |  | 163 | 2016 | 0 | 21 | 21 |  | Z-80 Oakland City |  | 0 | 0 | 3 | 2.81 | 0 | 1 |  | 0 | 0 | 0 | 0 | 0 | 0 | 0 | 0 | 0 | 0 | 0 | 0 | 0 | 0 | 0 | 0 | 0 | 0 | 0 | 0 | 0 | 0 | 0 | 12 | 1
NO |  | 163 | 2016 | 0 | 22 | 22 |  | Northeast Trans Line | Oakland City | 138 | 138 | 2 | 38.63 | 0 | 0 | 477 ACSR | 317848 | 7006440 | 7324288 | 0 | 0 | 0 | 0 | 0 | 0 | 0 | 0 | 0 | 0 | 0 | 0 | 0 | 0 | 0 | 0 | 0 | 0 | 0 | 0 | 12 | 1
NO |  | 163 | 2016 | 0 | 23 | 23 |  | Z-81 Northeast Line |  | 0 | 0 | 3 | 22.14 | 0 | 1 |  | 0 | 0 | 0 | 0 | 0 | 0 | 0 | 0 | 0 | 0 | 0 | 0 | 0 | 0 | 0 | 0 | 0 | 0 | 0 | 0 | 0 | 0 | 0 | 12 | 1
NO |  | 163 | 2016 | 0 | 24 | 24 |  | Culley Station | Northeast Trans Sta | 138 | 138 | 1 | 52.09 | 0 | 0 | 795 ACSR | 261369 | 10939025 | 11200394 | 0 | 0 | 0 | 0 | 0 | 0 | 0 | 0 | 0 | 0 | 0 | 0 | 0 | 0 | 0 | 0 | 0 | 0 | 0 | 0 | 12 | 1
NO |  | 163 | 2016 | 0 | 25 | 25 |  | Z-82 Cloverport Line |  | 0 | 0 | 3 | 6.5 | 0 | 1 |  | 0 | 0 | 0 | 0 | 0 | 0 | 0 | 0 | 0 | 0 | 0 | 0 | 0 | 0 | 0 | 0 | 0 | 0 | 0 | 0 | 0 | 0 | 0 | 12 | 1
NO |  | 163 | 2016 | 0 | 26 | 26 |  | Culley Station | Cloverport, KY | 138 | 138 | 1 | 2.72 | 0 | 0 | 477 ACSR | 185062 | 2422814 | 2607876 | 0 | 0 | 0 | 0 | 0 | 0 | 0 | 0 | 0 | 0 | 0 | 0 | 0 | 0 | 0 | 0 | 0 | 0 | 0 | 0 | 12 | 1
NO |  | 163 | 2016 | 0 | 27 | 27 |  | Z-83 NE-NW Line | NW Trans Sta | 138 | 138 | 3 | 8.94 | 0 | 1 | 795 ACSR | 224180 | 1942049 | 2166229 | 0 | 0 | 0 | 0 | 0 | 0 | 0 | 0 | 0 | 0 | 0 | 0 | 0 | 0 | 0 | 0 | 0 | 0 | 0 | 0 | 12 | 1
NO |  | 163 | 2016 | 0 | 28 | 28 |  | Z-84 Petersburg Line |  | 0 | 0 |  | 0 | 0 | 1 |  | 0 | 0 | 0 | 0 | 0 | 0 | 0 | 0 | 0 | 0 | 0 | 0 | 0 | 0 | 0 | 0 | 0 | 0 | 0 | 0 | 0 | 0 | 0 | 12 | 1
NO |  | 163 | 2016 | 0 | 29 | 29 |  | Culley Trans Sta | Petersburg, IN | 138 | 138 | 2 | 59.92 | 0 | 0 | 795 ACSR | 419421 | 7387998 | 7807419 | 0 | 0 | 0 | 0 | 0 | 0 | 0 | 0 | 0 | 0 | 0 | 0 | 0 | 0 | 0 | 0 | 0 | 0 | 0 | 0 | 12 | 1
NO |  | 163 | 2016 | 0 | 30 | 30 |  | Z-85 Culley-Heidelbach line |  | 0 | 0 | 3 | 0.46 | 0 | 1 |  | 0 | 0 | 0 | 0 | 0 | 0 | 0 | 0 | 0 | 0 | 0 | 0 | 0 | 0 | 0 | 0 | 0 | 0 | 0 | 0 | 0 | 0 | 0 | 12 | 1
NO |  | 163 | 2016 | 0 | 31 | 31 |  | Culey Trans Sta | Heidelbach Trans Sta | 138 | 138 | 1 | 20.48 | 0 | 0 | 795 ACSR | 818155 | 2196933 | 3015088 | 0 | 0 | 0 | 0 | 0 | 0 | 0 | 0 | 0 | 0 | 0 | 0 | 0 | 0 | 0 | 0 | 0 | 0 | 0 | 0 | 12 | 1
NO |  | 163 | 2016 | 0 | 32 | 32 |  | Z-90 Warrick Line |  | 0 | 0 |  | 0 | 0 | 1 |  | 0 | 0 | 0 | 0 | 0 | 0 | 0 | 661630140 | 0 | 0 | 0 | 0 | 0 | 0 | 0 | 0 | 0 | 0 | 0 | 0 | 0 | 0 | 0 | 12 | 1
NO |  | 163 | 2016 | 0 | 33 | 33 |  | Culley Trans Sta | Warrick Trans Sta | 138 | 138 | 3 | 0.66 | 0 | 0 | 795 ACSR | 0 | 68300 | 68300 | 0 | 0 | 0 | 0 | 0 | 0 | 0 | 0 | 0 | 0 | 0 | 0 | 0 | 0 | 0 | 0 | 0 | 0 | 0 | 0 | 12 | 1
NO |  | 163 | 2016 | 0 | 34 | 34 |  | Z-91 Heidelbach-NW Line |  | 0 | 0 |  | 0 | 0 | 1 |  | 0 | 0 | 0 | 0 | 0 | 0 | 0 | 0 | 0 | 0 | 0 | 0 | 0 | 0 | 0 | 0 | 0 | 0 | 0 | 0 | 0 | 0 | 0 | 12 | 1
NO |  | 163 | 2016 | 0 | 35 | 35 |  | Heidelbach Trans Sta | NW Trans Line | 138 | 138 | 1 | 7.1 | 0 | 0 | 795 ACSR | 4380 | 3825474 | 3829854 | 0 | 0 | 0 | 0 | 0 | 0 | 0 | 0 | 0 | 0 | 0 | 0 | 0 | 0 | 0 | 0 | 0 | 0 | 0 | 0 | 12 | 1
NO |  | 163 | 2016 | 0 | 36 | 36 |  | TOTAL |  | 0 | 0 |  | 986.15 | 29.27 | 24 |  | 25500116 | 275679109 | 301179225 | 459396 | 1431456 | 8822 | 1899674 | 0 | 0 | 0 | 0 | 0 | 0 | 0 | 0 | 0 | 0 | 0 | 0 | 0 | 0 | 0 | 0 | 12 | 1
NO |  | 163 | 2016 | 1 | 1 | 1 |  | Z-92 Mt Vernon Line |  | 0 | 0 |  | 0 | 0 | 1 |  | 0 | 0 | 0 | 0 | 0 | 0 | 0 | 0 | 0 | 0 | 0 | 0 | 0 | 0 | 0 | 0 | 0 | 0 | 0 | 0 | 0 | 0 | 0 | 12 | 1
NO |  | 163 | 2016 | 1 | 2 | 2 |  | NW Trans Sta | Mt Vernon Trans Sta | 138 | 138 | 1 | 7.17 | 0 | 0 | 795 ACSR | 160036 | 2879783 | 3039819 | 0 | 0 | 0 | 0 | 0 | 0 | 0 | 0 | 0 | 0 | 0 | 0 | 0 | 0 | 0 | 0 | 0 | 0 | 0 | 0 | 12 | 1
NO |  | 163 | 2016 | 1 | 3 | 3 |  |  |  | 0 | 0 | 2 | 6.14 | 0 | 0 |  | 0 | 0 | 0 | 0 | 0 | 0 | 0 | 0 | 0 | 0 | 0 | 0 | 0 | 0 | 0 | 0 | 0 | 0 | 0 | 0 | 0 | 0 | 0 | 12 | 1
NO |  | 163 | 2016 | 1 | 4 | 4 |  |  |  | 0 | 0 | 3 | 7.94 | 0 | 0 |  | 0 | 0 | 0 | 0 | 0 | 0 | 0 | 0 | 0 | 0 | 0 | 0 | 0 | 0 | 0 | 0 | 0 | 0 | 0 | 0 | 0 | 0 | 0 | 12 | 1
NO |  | 163 | 2016 | 1 | 5 | 5 |  | Z-93 A. B. Brown Line |  | 0 | 0 |  | 0 | 0 | 1 |  | 0 | 0 | 0 | 0 | 0 | 0 | 0 | 0 | 0 | 0 | 0 | 0 | 0 | 0 | 0 | 0 | 0 | 0 | 0 | 0 | 0 | 0 | 0 | 12 | 1
NO |  | 163 | 2016 | 1 | 6 | 6 |  | NW Trans Sta | Brown Trans Sta | 138 | 138 | 2 | 5.39 | 6.77 | 0 | 954 ACSR | 1346372 | 622341 | 1968713 | 0 | 0 | 0 | 0 | 0 | 0 | 0 | 0 | 0 | 0 | 0 | 0 | 0 | 0 | 0 | 0 | 0 | 0 | 0 | 0 | 12 | 1
NO |  | 163 | 2016 | 1 | 7 | 7 |  | Z-94 A. B. Brown-Mt. Vernon |  | 0 | 0 |  | 0 | 0 | 1 |  | 0 | 0 | 0 | 0 | 0 | 0 | 0 | 0 | 0 | 0 | 0 | 0 | 0 | 0 | 0 | 0 | 0 | 0 | 0 | 0 | 0 | 0 | 0 | 12 | 1
NO |  | 163 | 2016 | 1 | 8 | 8 |  | Brown Trans Sta | Mt Vernon Trans Sta | 138 | 138 | 1 | 13.5 | 0 | 0 | 954 ACSR | 55322 | 1706646 | 1761968 | 0 | 0 | 0 | 0 | 0 | 0 | 0 | 0 | 0 | 0 | 0 | 0 | 0 | 0 | 0 | 0 | 0 | 0 | 0 | 0 | 12 | 1
NO |  | 163 | 2016 | 1 | 9 | 9 |  | Z-95 A. B. Brown-NE Line |  | 0 | 0 |  | 0 | 0 | 1 |  | 0 | 0 | 0 | 0 | 0 | 0 | 0 | 0 | 0 | 0 | 0 | 0 | 0 | 0 | 0 | 0 | 0 | 0 | 0 | 0 | 0 | 0 | 0 | 12 | 1
NO |  | 163 | 2016 | 1 | 10 | 10 |  | Brown Trans Sta | NE Trans Sta | 138 | 138 | 2 | 20 | 0 | 0 | 954 ACSR | 248477 | 3986177 | 4234654 | 0 | 0 | 0 | 0 | 0 | 0 | 0 | 0 | 0 | 0 | 0 | 0 | 0 | 0 | 0 | 0 | 0 | 0 | 0 | 0 | 12 | 1
NO |  | 163 | 2016 | 1 | 11 | 11 |  | Z-96 Big Rivers Line |  | 0 | 0 |  | 0 | 0 | 1 |  | 0 | 0 | 0 | 0 | 0 | 0 | 0 | 0 | 0 | 0 | 0 | 0 | 0 | 0 | 0 | 0 | 0 | 0 | 0 | 0 | 0 | 0 | 0 | 12 | 1
NO |  | 163 | 2016 | 1 | 12 | 12 |  | Brown Trans Sta | Big Rivers Interconnection | 138 | 138 | 2 | 5.16 | 4 | 0 | 954 ACSR | 119424 | 742248 | 861672 | 0 | 0 | 0 | 0 | 0 | 0 | 0 | 0 | 0 | 0 | 0 | 0 | 0 | 0 | 0 | 0 | 0 | 0 | 0 | 0 | 12 | 1
NO |  | 163 | 2016 | 1 | 13 | 13 |  | Z-98 Point Line |  | 0 | 0 | 1 | 16.29 | 0 | 1 | 954 ACSR | 679566 | 3689857 | 4369423 | 0 | 0 | 0 | 0 | 0 | 0 | 0 | 0 | 0 | 0 | 0 | 0 | 0 | 0 | 0 | 0 | 0 | 0 | 0 | 0 | 12 | 1
NO |  | 163 | 2016 | 1 | 14 | 14 |  | Brown Trans Sta | Point Trans Sta | 138 | 138 | 2 | 5 | 0 | 0 |  | 0 | 0 | 0 | 0 | 0 | 0 | 0 | 0 | 0 | 0 | 0 | 0 | 0 | 0 | 0 | 0 | 0 | 0 | 0 | 0 | 0 | 0 | 0 | 12 | 1
NO |  | 163 | 2016 | 1 | 15 | 15 |  | Z-99 A. B. Brown to NW |  | 0 | 0 |  | 0 | 0 | 1 |  | 0 | 0 | 0 | 0 | 0 | 0 | 0 | 0 | 0 | 0 | 0 | 0 | 0 | 0 | 0 | 0 | 0 | 0 | 0 | 0 | 0 | 0 | 0 | 12 | 1
NO |  | 163 | 2016 | 1 | 16 | 16 |  | Brown Trans Sta | NW Trans Sta | 138 | 138 | 2 | 11.9 | 0 | 0 | 954 ACSR | 23037 | 4039701 | 4062738 | 0 | 0 | 0 | 0 | 0 | 0 | 0 | 0 | 0 | 0 | 0 | 0 | 0 | 0 | 0 | 0 | 0 | 0 | 0 | 0 | 12 | 1
NO |  | 163 | 2016 | 1 | 17 | 17 |  | 69 KV Network |  | 0 | 0 |  | 0 | 0 | 0 |  | 0 | 0 | 0 | 0 | 0 | 0 | 0 | 0 | 0 | 0 | 0 | 0 | 0 | 0 | 0 | 0 | 0 | 0 | 0 | 0 | 0 | 0 | 0 | 12 | 1
SI/NO | A | 163 | 2016 | 1 | 18 | 18 |  | Various | Various | 69 | 69 | 1 | 510.26 | 18.5 | 0 | 3/0 ACSR | 4821695 | 97093977 | 101915672 | 0 | 0 | 0 | 2538642.56 | 0 | 0 | 0 | 0 | 0 | 0 | 0 | 0 | 0 | 0 | 0 | 0 | 0 | 0 | 0 | 0 | 12 | 1
NO |  | 163 | 2016 | 1 | 19 | 19 |  |  |  | 0 | 0 | 3 | 3.16 | 0 | 0 | 336 ACSR | 0 | 0 | 0 | 0 | 0 | 0 | 0 | 0 | 0 | 0 | 0 | 0 | 0 | 0 | 0 | 0 | 0 | 0 | 0 | 0 | 0 | 0 | 0 | 12 | 1
NO |  | 163 | 2016 | 1 | 20 | 20 |  |  |  | 0 | 0 | 4 | 1.99 | 0 | 0 | 477 ACSR | 0 | 0 | 0 | 0 | 0 | 0 | 0 | 0 | 0 | 0 | 0 | 0 | 0 | 0 | 0 | 0 | 0 | 0 | 0 | 0 | 0 | 0 | 0 | 12 | 1
NO |  | 163 | 2016 | 1 | 22 | 22 |  | 36 KV Network |  | 0 | 0 |  | 0 | 0 | 0 |  | 0 | 0 | 0 | 0 | 0 | 0 | 0 | 0 | 0 | 0 | 0 | 0 | 0 | 0 | 0 | 0 | 0 | 0 | 0 | 0 | 0 | 0 | 0 | 12 | 1
SI/NO | A | 163 | 2016 | 1 | 23 | 23 |  | Various | Various | 36 | 36 | 1 | 0 | 0 | 0 | 1/0 Copper | 0 | 0 | 0 | 0 | 0 | 0 | 0 | 0 | 0 | 0 | 0 | 0 | 0 | 0 | 0 | 0 | 0 | 0 | 0 | 0 | 0 | 0 | 0 | 12 | 1
NO |  | 163 | 2016 | 1 | 26 | 26 |  | Transmission Line Expenses | Various | 0 | 0 |  | 0 | 0 | 0 |  | 0 | 0 | 0 | 459396 | 1431456 | 8822 | 1899674 | 0 | 0 | 0 | 0 | 0 | 0 | 0 | 0 | 0 | 0 | 0 | 0 | 0 | 0 | 0 | 0 | 12 | 1
NO |  | 164 | 2016 | 0 | 1 | 1 |  | TL367 Layfield Extension |  | 500 | 500 | 1 | 0.08 | 0 | 1 | 3-1272 ACSR | 0 | 0 | 0 | 0 | 0 | 0 | 0 | 0 | 0 | 0 | 0 | 0 | 0 | 0 | 0 | 0 | 0 | 0 | 0 | 0 | 0 | 0 | 0 | 12 | 1
NO |  | 164 | 2016 | 0 | 3 | 3 |  | Subtotal 500 kV in LA |  | 0 | 0 |  | 0.08 | 0 | 1 |  | 0 | 0 | 0 | 0 | 0 | 0 | 0 | 0 | 0 | 0 | 0 | 0 | 0 | 0 | 0 | 0 | 0 | 0 | 0 | 0 | 0 | 0 | 0 | 12 | 1
NO |  | 164 | 2016 | 0 | 5 | 5 |  | Total 500 kV SWEPCO |  | 0 | 0 |  | 0.08 | 0 | 1 |  | 0 | 0 | 0 | 0 | 0 | 0 | 0 | 0 | 0 | 0 | 0 | 0 | 0 | 0 | 0 | 0 | 0 | 0 | 0 | 0 | 0 | 0 | 0 | 12 | 1
NO |  | 164 | 2016 | 0 | 7 | 7 |  | 345 kV in AR |  | 0 | 0 |  | 0 | 0 | 0 |  | 0 | 0 | 0 | 0 | 0 | 0 | 0 | 0 | 0 | 0 | 0 | 0 | 0 | 0 | 0 | 0 | 0 | 0 | 0 | 0 | 0 | 0 | 0 | 12 | 1
NO |  | 164 | 2016 | 0 | 8 | 8 |  | 90-001 Chamber Springs | Clarksville 345 | 345 | 345 | 1 | 6.85 | 0 | 1 | 2x795.0 ACSR | 0 | 0 | 0 | 0 | 0 | 0 | 0 | 0 | 0 | 0 | 0 | 0 | 0 | 0 | 0 | 0 | 0 | 0 | 0 | 0 | 0 | 0 | 0 | 12 | 1
NO |  | 164 | 2016 | 0 | 9 | 9 |  | 90-009 Flint Creek | GRDA GRDA 1 (Interconnect) | 345 | 345 | 2 | 3.04 | 0 | 1 | 2x1431.0 ACSR | 0 | 0 | 0 | 0 | 0 | 0 | 0 | 0 | 0 | 0 | 0 | 0 | 0 | 0 | 0 | 0 | 0 | 0 | 0 | 0 | 0 | 0 | 0 | 12 | 1
NO |  | 164 | 2016 | 0 | 10 | 10 |  | 90-010 Flint Creek | CUS Brookline (Interconnect | 345 | 345 | 3 | 17.92 | 0 | 1 | 2156.0 ACSR | 0 | 0 | 0 | 0 | 0 | 0 | 0 | 0 | 0 | 0 | 0 | 0 | 0 | 0 | 0 | 0 | 0 | 0 | 0 | 0 | 0 | 0 | 0 | 12 | 1
NO |  | 164 | 2016 | 0 | 11 | 11 |  | 90-023 Chambers Spring | Tontitown | 345 | 345 | 1 | 11.53 | 0 | 1 | 2x795.0 ACSR | 0 | 0 | 0 | 0 | 0 | 0 | 0 | 0 | 0 | 0 | 0 | 0 | 0 | 0 | 0 | 0 | 0 | 0 | 0 | 0 | 0 | 0 | 0 | 12 | 1
NO |  | 164 | 2016 | 0 | 12 | 12 |  | TL327 Turk (AR) | NW Texarkana | 345 | 345 | 2 | 22.15 | 0 | 1 | 954.0 ACSR | 0 | 0 | 0 | 0 | 0 | 0 | 0 | 0 | 0 | 0 | 0 | 0 | 0 | 0 | 0 | 0 | 0 | 0 | 0 | 0 | 0 | 0 | 0 | 12 | 1
NO |  | 164 | 2016 | 0 | 13 | 13 |  | TL344 Flint Creek | Shipe Road | 345 | 345 | 1 | 14.4 | 0 | 1 | 2x954.0 ACSR | 0 | 0 | 0 | 0 | 0 | 0 | 0 | 0 | 0 | 0 | 0 | 0 | 0 | 0 | 0 | 0 | 0 | 0 | 0 | 0 | 0 | 0 | 0 | 12 | 1
NO |  | 164 | 2016 | 0 | 15 | 15 |  | Subtotal 345 kV in AR |  | 0 | 0 |  | 75.89 | 0 | 6 |  | 0 | 0 | 0 | 0 | 0 | 0 | 0 | 0 | 0 | 0 | 0 | 0 | 0 | 0 | 0 | 0 | 0 | 0 | 0 | 0 | 0 | 0 | 0 | 12 | 1
NO |  | 164 | 2016 | 0 | 17 | 17 |  | 345 kV in LA |  | 0 | 0 |  | 0 | 0 | 0 |  | 0 | 0 | 0 | 0 | 0 | 0 | 0 | 0 | 0 | 0 | 0 | 0 | 0 | 0 | 0 | 0 | 0 | 0 | 0 | 0 | 0 | 0 | 0 | 12 | 1
NO |  | 164 | 2016 | 0 | 18 | 18 |  | 90-005 Diana | Southwest Shreveport | 345 | 345 | 3 | 3.3 | 7.5 | 1 | 2156.0 ACSR | 0 | 0 | 0 | 0 | 0 | 0 | 0 | 0 | 0 | 0 | 0 | 0 | 0 | 0 | 0 | 0 | 0 | 0 | 0 | 0 | 0 | 0 | 0 | 12 | 1
NO |  | 164 | 2016 | 0 | 19 | 19 |  |  |  | 0 | 0 |  | 0 | 0 | 0 | 2x795.0 ACSR | 0 | 0 | 0 | 0 | 0 | 0 | 0 | 0 | 0 | 0 | 0 | 0 | 0 | 0 | 0 | 0 | 0 | 0 | 0 | 0 | 0 | 0 | 0 | 12 | 1
NO |  | 164 | 2016 | 0 | 20 | 20 |  | 90-008 Southwest Shreveport | CLECO Dolet Hills | 345 | 345 | 3 | 34.6 | 0 | 1 | 2156.0 ACSR | 0 | 0 | 0 | 0 | 0 | 0 | 0 | 0 | 0 | 0 | 0 | 0 | 0 | 0 | 0 | 0 | 0 | 0 | 0 | 0 | 0 | 0 | 0 | 12 | 1
NO |  | 164 | 2016 | 0 | 21 | 21 |  |  | (Interconnect) | 0 | 0 |  | 0 | 0 | 0 |  | 0 | 0 | 0 | 0 | 0 | 0 | 0 | 0 | 0 | 0 | 0 | 0 | 0 | 0 | 0 | 0 | 0 | 0 | 0 | 0 | 0 | 0 | 0 | 12 | 1
NO |  | 164 | 2016 | 0 | 22 | 22 |  | 90-011 Longwood | Entergy El Dorado | 345 | 345 | 2 | 37.72 | 0 | 1 | 2x1024.0 ACAR | 0 | 0 | 0 | 0 | 0 | 0 | 0 | 0 | 0 | 0 | 0 | 0 | 0 | 0 | 0 | 0 | 0 | 0 | 0 | 0 | 0 | 0 | 0 | 12 | 1
NO |  | 164 | 2016 | 0 | 23 | 23 |  |  | (Interconnect) | 0 | 0 |  | 0 | 0 | 0 |  | 0 | 0 | 0 | 0 | 0 | 0 | 0 | 0 | 0 | 0 | 0 | 0 | 0 | 0 | 0 | 0 | 0 | 0 | 0 | 0 | 0 | 0 | 0 | 12 | 1
NO |  | 164 | 2016 | 0 | 24 | 24 |  | 90-012 Longwood | Southwest Shreveport | 345 | 345 | 1 | 19.02 | 0 | 1 | 2x795.0 ACSR | 0 | 0 | 0 | 0 | 0 | 0 | 0 | 0 | 0 | 0 | 0 | 0 | 0 | 0 | 0 | 0 | 0 | 0 | 0 | 0 | 0 | 0 | 0 | 12 | 1
NO |  | 164 | 2016 | 0 | 25 | 25 |  | 90-013 Longwood | Wilkes | 345 | 345 | 3 | 3.06 | 0 | 1 | 2x1024.0 ACAR | 0 | 0 | 0 | 0 | 0 | 0 | 0 | 0 | 0 | 0 | 0 | 0 | 0 | 0 | 0 | 0 | 0 | 0 | 0 | 0 | 0 | 0 | 0 | 12 | 1
NO |  | 164 | 2016 | 0 | 27 | 27 |  | Subtotal 345 kV in LA |  | 0 | 0 |  | 97.7 | 7.5 | 5 |  | 0 | 0 | 0 | 0 | 0 | 0 | 0 | 0 | 0 | 0 | 0 | 0 | 0 | 0 | 0 | 0 | 0 | 0 | 0 | 0 | 0 | 0 | 0 | 12 | 1
NO |  | 164 | 2016 | 0 | 29 | 29 |  | 345 kV in OK |  | 0 | 0 |  | 0 | 0 | 0 |  | 0 | 0 | 0 | 0 | 0 | 0 | 0 | 0 | 0 | 0 | 0 | 0 | 0 | 0 | 0 | 0 | 0 | 0 | 0 | 0 | 0 | 0 | 0 | 12 | 1
NO |  | 164 | 2016 | 0 | 30 | 30 |  | 90-001 Chamber Springs | Clarksville 345 | 345 | 345 | 1 | 61.57 | 0 | 1 | 2x795.0 ACSR | 0 | 0 | 0 | 0 | 0 | 0 | 0 | 0 | 0 | 0 | 0 | 0 | 0 | 0 | 0 | 0 | 0 | 0 | 0 | 0 | 0 | 0 | 0 | 12 | 1
NO |  | 164 | 2016 | 0 | 32 | 32 |  | Subtotal 345 kV in OK |  | 0 | 0 |  | 61.57 | 0 | 1 |  | 0 | 0 | 0 | 0 | 0 | 0 | 0 | 0 | 0 | 0 | 0 | 0 | 0 | 0 | 0 | 0 | 0 | 0 | 0 | 0 | 0 | 0 | 0 | 12 | 1
NO |  | 164 | 2016 | 0 | 36 | 36 |  | TOTAL |  | 0 | 0 |  | 4064.75 | 103.48 | 322 |  | 87756739 | 906117954 | 993874693 | 535616 | 6344373 | 0 | 6879989 | 0 | 0 | 0 | 0 | 0 | 0 | 0 | 0 | 0 | 0 | 0 | 0 | 0 | 0 | 0 | 0 | 12 | 1
NO |  | 164 | 2016 | 1 | 1 | 1 |  | 345 kV in TX |  | 0 | 0 |  | 0 | 0 | 0 |  | 0 | 0 | 0 | 0 | 0 | 0 | 0 | 0 | 0 | 0 | 0 | 0 | 0 | 0 | 0 | 0 | 0 | 0 | 0 | 0 | 0 | 0 | 0 | 12 | 1
NO |  | 164 | 2016 | 1 | 2 | 2 |  | 90-002 Crockett | Entergy Grimes | 345 | 345 | 3 | 26.4 | 0 | 1 | 2x1024.0 ACAR | 0 | 0 | 0 | 0 | 0 | 0 | 0 | 0 | 0 | 0 | 0 | 0 | 0 | 0 | 0 | 0 | 0 | 0 | 0 | 0 | 0 | 0 | 0 | 12 | 1
NO |  | 164 | 2016 | 1 | 3 | 3 |  |  | (Interconnect) | 0 | 0 |  | 0 | 0 | 0 |  | 0 | 0 | 0 | 0 | 0 | 0 | 0 | 0 | 0 | 0 | 0 | 0 | 0 | 0 | 0 | 0 | 0 | 0 | 0 | 0 | 0 | 0 | 0 | 12 | 1
NO |  | 164 | 2016 | 1 | 4 | 4 |  | 90-003 Lebrock | Pirkey | 345 | 345 | 2 | 0.11 | 0.47 | 1 | 2x1024.0 ACAR | 0 | 0 | 0 | 0 | 0 | 0 | 0 | 0 | 0 | 0 | 0 | 0 | 0 | 0 | 0 | 0 | 0 | 0 | 0 | 0 | 0 | 0 | 0 | 12 | 1
NO |  | 164 | 2016 | 1 | 5 | 5 |  |  |  | 0 | 0 | 3 | 6.19 | 0 | 0 | 2x1272.0 ACSR | 0 | 0 | 0 | 0 | 0 | 0 | 0 | 0 | 0 | 0 | 0 | 0 | 0 | 0 | 0 | 0 | 0 | 0 | 0 | 0 | 0 | 0 | 0 | 12 | 1
NO |  | 164 | 2016 | 1 | 6 | 6 |  | 90-004 Diana | Pirkey | 345 | 345 | 2 | 0.15 | 0 | 1 | 2x1024.0 ACAR | 0 | 0 | 0 | 0 | 0 | 0 | 0 | 0 | 0 | 0 | 0 | 0 | 0 | 0 | 0 | 0 | 0 | 0 | 0 | 0 | 0 | 0 | 0 | 12 | 1
NO |  | 164 | 2016 | 1 | 7 | 7 |  |  |  | 0 | 0 | 3 | 24.6 | 0 | 0 |  | 0 | 0 | 0 | 0 | 0 | 0 | 0 | 0 | 0 | 0 | 0 | 0 | 0 | 0 | 0 | 0 | 0 | 0 | 0 | 0 | 0 | 0 | 0 | 12 | 1
NO |  | 164 | 2016 | 1 | 8 | 8 |  | 90-005 Diana | Southwest Shreveport | 345 | 345 | 3 | 46.45 | 0 | 1 | 2156.0 ACSR | 0 | 0 | 0 | 0 | 0 | 0 | 0 | 0 | 0 | 0 | 0 | 0 | 0 | 0 | 0 | 0 | 0 | 0 | 0 | 0 | 0 | 0 | 0 | 12 | 1
NO |  | 164 | 2016 | 1 | 9 | 9 |  | 90-006 Diana | Welsh | 345 | 345 | 3 | 23.69 | 0 | 1 | 2156.0 ACSR | 0 | 0 | 0 | 0 | 0 | 0 | 0 | 0 | 0 | 0 | 0 | 0 | 0 | 0 | 0 | 0 | 0 | 0 | 0 | 0 | 0 | 0 | 0 | 12 | 1
NO |  | 164 | 2016 | 1 | 10 | 10 |  | 90-007 Diana | Welsh | 345 | 345 | 3 | 23.6 | 0 | 1 | 2156.0 ACSR | 0 | 0 | 0 | 0 | 0 | 0 | 0 | 0 | 0 | 0 | 0 | 0 | 0 | 0 | 0 | 0 | 0 | 0 | 0 | 0 | 0 | 0 | 0 | 12 | 1
NO |  | 164 | 2016 | 1 | 11 | 11 |  | 90-013 Longwood | Wilkes | 345 | 345 | 3 | 35.34 | 0 | 1 | 2x1024.0 ACAR | 0 | 0 | 0 | 0 | 0 | 0 | 0 | 0 | 0 | 0 | 0 | 0 | 0 | 0 | 0 | 0 | 0 | 0 | 0 | 0 | 0 | 0 | 0 | 12 | 1
NO |  | 164 | 2016 | 1 | 12 | 12 |  | 90-014 Welsh | Welsh DC | 345 | 345 | 3 | 0.48 | 0 | 1 | 2156.0 ACSR | 0 | 0 | 0 | 0 | 0 | 0 | 0 | 0 | 0 | 0 | 0 | 0 | 0 | 0 | 0 | 0 | 0 | 0 | 0 | 0 | 0 | 0 | 0 | 12 | 1
NO |  | 164 | 2016 | 1 | 13 | 13 |  | 90-015 Northwest Texarkana | Welsh | 345 | 345 | 3 | 43.54 | 12.08 | 1 | 2156.0 ACSR | 0 | 0 | 0 | 0 | 0 | 0 | 0 | 0 | 0 | 0 | 0 | 0 | 0 | 0 | 0 | 0 | 0 | 0 | 0 | 0 | 0 | 0 | 0 | 12 | 1
NO |  | 164 | 2016 | 1 | 14 | 14 |  |  |  | 0 | 0 | 1 | 0.78 | 0 | 0 | 2156.0 ACSR | 0 | 0 | 0 | 0 | 0 | 0 | 0 | 0 | 0 | 0 | 0 | 0 | 0 | 0 | 0 | 0 | 0 | 0 | 0 | 0 | 0 | 0 | 0 | 12 | 1
NO |  | 164 | 2016 | 1 | 15 | 15 |  | 90-017 Welsh | Wilkes | 345 | 345 | 3 | 30.63 | 0 | 1 | 2156.0 ACSR | 0 | 0 | 0 | 0 | 0 | 0 | 0 | 0 | 0 | 0 | 0 | 0 | 0 | 0 | 0 | 0 | 0 | 0 | 0 | 0 | 0 | 0 | 0 | 12 | 1
NO |  | 164 | 2016 | 1 | 16 | 16 |  |  |  | 0 | 0 |  | 0 | 0 | 0 | 2x795.0 ACSR | 0 | 0 | 0 | 0 | 0 | 0 | 0 | 0 | 0 | 0 | 0 | 0 | 0 | 0 | 0 | 0 | 0 | 0 | 0 | 0 | 0 | 0 | 0 | 12 | 1
NO |  | 164 | 2016 | 1 | 17 | 17 |  | 90-018 Crockett | Tenaska Rusk County | 345 | 345 | 3 | 67.14 | 0 | 1 | 2x1024.0 ACAR | 0 | 0 | 0 | 0 | 0 | 0 | 0 | 0 | 0 | 0 | 0 | 0 | 0 | 0 | 0 | 0 | 0 | 0 | 0 | 0 | 0 | 0 | 0 | 12 | 1
NO |  | 164 | 2016 | 1 | 18 | 18 |  | 90-019 Lebrock | Pirkey | 345 | 345 | 1 | 5.21 | 0 | 1 | 2x1272.0 ACSR | 0 | 0 | 0 | 0 | 0 | 0 | 0 | 0 | 0 | 0 | 0 | 0 | 0 | 0 | 0 | 0 | 0 | 0 | 0 | 0 | 0 | 0 | 0 | 12 | 1
NO |  | 164 | 2016 | 1 | 19 | 19 |  |  |  | 0 | 0 | 2 | 0.9 | 0 | 0 |  | 0 | 0 | 0 | 0 | 0 | 0 | 0 | 0 | 0 | 0 | 0 | 0 | 0 | 0 | 0 | 0 | 0 | 0 | 0 | 0 | 0 | 0 | 0 | 12 | 1
NO |  | 164 | 2016 | 1 | 20 | 20 |  | 90-022 Lebrock | Tenaska Rusk County | 345 | 345 | 3 | 30.63 | 0 | 1 | 2x1024.0 ACAR | 0 | 0 | 0 | 0 | 0 | 0 | 0 | 0 | 0 | 0 | 0 | 0 | 0 | 0 | 0 | 0 | 0 | 0 | 0 | 0 | 0 | 0 | 0 | 12 | 1
NO |  | 164 | 2016 | 1 | 21 | 21 |  |  |  | 0 | 0 |  | 0 | 0 | 0 | 2x1272.0 ACSR | 0 | 0 | 0 | 0 | 0 | 0 | 0 | 0 | 0 | 0 | 0 | 0 | 0 | 0 | 0 | 0 | 0 | 0 | 0 | 0 | 0 | 0 | 0 | 12 | 1
NO |  | 164 | 2016 | 1 | 22 | 22 |  | 90-905 Welsh | PSO Valliant (Interconnect) | 345 | 345 | 3 | 86.49 | 0 | 1 | 2156.0 ACSR | 0 | 0 | 0 | 0 | 0 | 0 | 0 | 0 | 0 | 0 | 0 | 0 | 0 | 0 | 0 | 0 | 0 | 0 | 0 | 0 | 0 | 0 | 0 | 12 | 1
NO |  | 164 | 2016 | 1 | 23 | 23 |  |  | w/tap to NW Texarkana | 0 | 0 | 1 | 0.77 | 0 | 0 | 2156.0 ACSR | 0 | 0 | 0 | 0 | 0 | 0 | 0 | 0 | 0 | 0 | 0 | 0 | 0 | 0 | 0 | 0 | 0 | 0 | 0 | 0 | 0 | 0 | 0 | 12 | 1
NO |  | 164 | 2016 | 1 | 24 | 24 |  | TL90928 Valliant | NW Texarkana (TX Portion) | 345 | 345 | 1 | 43.48 | 0 | 1 | 2-954 ACSR | 0 | 0 | 0 | 0 | 0 | 0 | 0 | 0 | 0 | 0 | 0 | 0 | 0 | 0 | 0 | 0 | 0 | 0 | 0 | 0 | 0 | 0 | 0 | 12 | 1
NO |  | 164 | 2016 | 1 | 25 | 25 |  | 75000 (TL199) Welsh | Monticello | 345 | 345 | 3 | 16 | 0 | 1 | 2156 ACSR | 0 | 0 | 0 | 0 | 0 | 0 | 0 | 0 | 0 | 0 | 0 | 0 | 0 | 0 | 0 | 0 | 0 | 0 | 0 | 0 | 0 | 0 | 0 | 12 | 1
NO |  | 164 | 2016 | 1 | 26 | 26 |  | TL328 Turk (TX) | NW Texarkana | 345 | 345 | 2 | 7.43 | 0 | 1 | 954.0 ACSR | 0 | 0 | 0 | 0 | 0 | 0 | 0 | 0 | 0 | 0 | 0 | 0 | 0 | 0 | 0 | 0 | 0 | 0 | 0 | 0 | 0 | 0 | 0 | 12 | 1
NO |  | 164 | 2016 | 1 | 28 | 28 |  | Subtotal 345 kV in TX |  | 0 | 0 |  | 520.01 | 12.55 | 17 |  | 0 | 0 | 0 | 0 | 0 | 0 | 0 | 0 | 0 | 0 | 0 | 0 | 0 | 0 | 0 | 0 | 0 | 0 | 0 | 0 | 0 | 0 | 0 | 12 | 1
NO |  | 164 | 2016 | 1 | 30 | 30 |  | Total 345 kV SWEPCO |  | 0 | 0 |  | 755.17 | 20.05 | 29 |  | 0 | 0 | 0 | 0 | 0 | 0 | 0 | 0 | 0 | 0 | 0 | 0 | 0 | 0 | 0 | 0 | 0 | 0 | 0 | 0 | 0 | 0 | 0 | 12 | 1
NO |  | 164 | 2016 | 1 | 32 | 32 |  | 161 kV in AR |  | 0 | 0 |  | 0 | 0 | 0 |  | 0 | 0 | 0 | 0 | 0 | 0 | 0 | 0 | 0 | 0 | 0 | 0 | 0 | 0 | 0 | 0 | 0 | 0 | 0 | 0 | 0 | 0 | 0 | 12 | 1
NO |  | 164 | 2016 | 1 | 33 | 33 |  | 83-001 Chamber Springs | Tontitown | 161 | 161 | 1 | 0.08 | 0.64 | 1 | 1020.0 ACCC/TW | 0 | 0 | 0 | 0 | 0 | 0 | 0 | 0 | 0 | 0 | 0 | 0 | 0 | 0 | 0 | 0 | 0 | 0 | 0 | 0 | 0 | 0 | 0 | 12 | 1
NO |  | 164 | 2016 | 1 | 34 | 34 |  |  |  | 0 | 0 | 2 | 11.53 | 0 | 0 | 2156.0 ACSR | 0 | 0 | 0 | 0 | 0 | 0 | 0 | 0 | 0 | 0 | 0 | 0 | 0 | 0 | 0 | 0 | 0 | 0 | 0 | 0 | 0 | 0 | 0 | 12 | 1
NO |  | 164 | 2016 | 2 | 1 | 1 |  | 83-002 Chamber Springs | South Fayetteville | 161 | 161 | 1 | 0.37 | 0 | 1 | 1272.0 ACSR | 0 | 0 | 0 | 0 | 0 | 0 | 0 | 0 | 0 | 0 | 0 | 0 | 0 | 0 | 0 | 0 | 0 | 0 | 0 | 0 | 0 | 0 | 0 | 12 | 1
NO |  | 164 | 2016 | 2 | 2 | 2 |  |  |  | 0 | 0 | 2 | 16.45 | 0 | 0 | 2x397.0 ACSR | 0 | 0 | 0 | 0 | 0 | 0 | 0 | 0 | 0 | 0 | 0 | 0 | 0 | 0 | 0 | 0 | 0 | 0 | 0 | 0 | 0 | 0 | 0 | 12 | 1
NO |  | 164 | 2016 | 2 | 3 | 3 |  | 83-003 Dyess | East Rogers | 161 | 161 | 2 | 13.42 | 0 | 1 | 666.0 ACSR | 0 | 0 | 0 | 0 | 0 | 0 | 0 | 0 | 0 | 0 | 0 | 0 | 0 | 0 | 0 | 0 | 0 | 0 | 0 | 0 | 0 | 0 | 0 | 12 | 1
NO |  | 164 | 2016 | 2 | 4 | 4 |  | 83-004 Dyess | Tontitown | 161 | 161 | 1 | 6.21 | 0 | 1 | 1272.0 ACSR | 0 | 0 | 0 | 0 | 0 | 0 | 0 | 0 | 0 | 0 | 0 | 0 | 0 | 0 | 0 | 0 | 0 | 0 | 0 | 0 | 0 | 0 | 0 | 12 | 1
NO |  | 164 | 2016 | 2 | 5 | 5 |  |  |  | 0 | 0 | 2 | 0.88 | 0 | 0 | 2156.0 ACSR | 0 | 0 | 0 | 0 | 0 | 0 | 0 | 0 | 0 | 0 | 0 | 0 | 0 | 0 | 0 | 0 | 0 | 0 | 0 | 0 | 0 | 0 | 0 | 12 | 1
NO |  | 164 | 2016 | 2 | 6 | 6 |  |  |  | 0 | 0 |  | 0 | 0 | 0 | 2x397.0 ACSR | 0 | 0 | 0 | 0 | 0 | 0 | 0 | 0 | 0 | 0 | 0 | 0 | 0 | 0 | 0 | 0 | 0 | 0 | 0 | 0 | 0 | 0 | 0 | 12 | 1
NO |  | 164 | 2016 | 2 | 7 | 7 |  | 83-005 Dyess | Hyland | 161 | 161 | 1 | 9.49 | 0 | 1 | 1272.0 AAC | 0 | 0 | 0 | 0 | 0 | 0 | 0 | 0 | 0 | 0 | 0 | 0 | 0 | 0 | 0 | 0 | 0 | 0 | 0 | 0 | 0 | 0 | 0 | 12 | 1
NO |  | 164 | 2016 | 2 | 8 | 8 |  |  |  | 0 | 0 | 2 | 4.5 | 0 | 0 | 2x397.0 ACSR | 0 | 0 | 0 | 0 | 0 | 0 | 0 | 0 | 0 | 0 | 0 | 0 | 0 | 0 | 0 | 0 | 0 | 0 | 0 | 0 | 0 | 0 | 0 | 12 | 1
NO |  | 164 | 2016 | 2 | 9 | 9 |  | 83-006 East Centerton | East Rogers | 161 | 161 | 1 | 9.18 | 0 | 1 | 1272.0 ACSR | 0 | 0 | 0 | 0 | 0 | 0 | 0 | 0 | 0 | 0 | 0 | 0 | 0 | 0 | 0 | 0 | 0 | 0 | 0 | 0 | 0 | 0 | 0 | 12 | 1
NO |  | 164 | 2016 | 2 | 10 | 10 |  |  |  | 0 | 0 |  | 0 | 0 | 0 | 1590.0 ACSR | 0 | 0 | 0 | 0 | 0 | 0 | 0 | 0 | 0 | 0 | 0 | 0 | 0 | 0 | 0 | 0 | 0 | 0 | 0 | 0 | 0 | 0 | 0 | 12 | 1
NO |  | 164 | 2016 | 2 | 11 | 11 |  | TL180 East Centerton | Centerton | 161 | 161 | 1 | 1.96 | 0 | 1 | 2156.0 ACSR | 0 | 0 | 0 | 0 | 0 | 0 | 0 | 0 | 0 | 0 | 0 | 0 | 0 | 0 | 0 | 0 | 0 | 0 | 0 | 0 | 0 | 0 | 0 | 12 | 1
NO |  | 164 | 2016 | 2 | 12 | 12 |  | 83-007 East Centerton | Flint Creek | 161 | 161 | 1 | 14.99 | 5.28 | 1 | 1020.0 ACCC/TW | 0 | 0 | 0 | 0 | 0 | 0 | 0 | 0 | 0 | 0 | 0 | 0 | 0 | 0 | 0 | 0 | 0 | 0 | 0 | 0 | 0 | 0 | 0 | 12 | 1
NO |  | 164 | 2016 | 2 | 13 | 13 |  |  |  | 0 | 0 |  | 0 | 0 | 0 | 1590.0 ACSR | 0 | 0 | 0 | 0 | 0 | 0 | 0 | 0 | 0 | 0 | 0 | 0 | 0 | 0 | 0 | 0 | 0 | 0 | 0 | 0 | 0 | 0 | 0 | 12 | 1
NO |  | 164 | 2016 | 2 | 14 | 14 |  |  |  | 0 | 0 | 1 | 4.1 | 0 | 1 | 2156.0 ACSR | 0 | 0 | 0 | 0 | 0 | 0 | 0 | 0 | 0 | 0 | 0 | 0 | 0 | 0 | 0 | 0 | 0 | 0 | 0 | 0 | 0 | 0 | 0 | 12 | 1
NO |  | 164 | 2016 | 2 | 15 | 15 |  | 83-008 East Rogers | SWPA Beaver Dam | 161 | 161 | 2 | 16.81 | 0 | 1 | 666.0 ACSR | 0 | 0 | 0 | 0 | 0 | 0 | 0 | 0 | 0 | 0 | 0 | 0 | 0 | 0 | 0 | 0 | 0 | 0 | 0 | 0 | 0 | 0 | 0 | 12 | 1
NO |  | 164 | 2016 | 2 | 16 | 16 |  |  | (Interconnect) | 0 | 0 |  | 0 | 0 | 0 |  | 0 | 0 | 0 | 0 | 0 | 0 | 0 | 0 | 0 | 0 | 0 | 0 | 0 | 0 | 0 | 0 | 0 | 0 | 0 | 0 | 0 | 0 | 0 | 12 | 1
NO |  | 164 | 2016 | 2 | 17 | 17 |  | 83-009 Eureka Springs | SWPA Beaver Dam | 161 | 161 | 2 | 1.25 | 0 | 1 | 795.0 ACSR | 0 | 0 | 0 | 0 | 0 | 0 | 0 | 0 | 0 | 0 | 0 | 0 | 0 | 0 | 0 | 0 | 0 | 0 | 0 | 0 | 0 | 0 | 0 | 12 | 1
NO |  | 164 | 2016 | 2 | 18 | 18 |  |  | (Interconnect) | 0 | 0 |  | 0 | 0 | 0 |  | 0 | 0 | 0 | 0 | 0 | 0 | 0 | 0 | 0 | 0 | 0 | 0 | 0 | 0 | 0 | 0 | 0 | 0 | 0 | 0 | 0 | 0 | 0 | 12 | 1
NO |  | 164 | 2016 | 2 | 19 | 19 |  | 83-010 Eureka Springs | Entergy Harrison | 161 | 161 | 1 | 0.94 | 0 | 1 | 666.0 ACSR | 0 | 0 | 0 | 0 | 0 | 0 | 0 | 0 | 0 | 0 | 0 | 0 | 0 | 0 | 0 | 0 | 0 | 0 | 0 | 0 | 0 | 0 | 0 | 12 | 1
NO |  | 164 | 2016 | 2 | 20 | 20 |  |  | (Interconnect) | 0 | 0 | 2 | 4.4 | 0 | 0 |  | 0 | 0 | 0 | 0 | 0 | 0 | 0 | 0 | 0 | 0 | 0 | 0 | 0 | 0 | 0 | 0 | 0 | 0 | 0 | 0 | 0 | 0 | 0 | 12 | 1
NO |  | 164 | 2016 | 2 | 21 | 21 |  | 83-011 Eureka Springs | SWPA Table Rock | 161 | 161 | 2 | 1.25 | 0 | 1 | 795.0 ACSR | 0 | 0 | 0 | 0 | 0 | 0 | 0 | 0 | 0 | 0 | 0 | 0 | 0 | 0 | 0 | 0 | 0 | 0 | 0 | 0 | 0 | 0 | 0 | 12 | 1
NO |  | 164 | 2016 | 2 | 22 | 22 |  |  | (Interconnect) | 0 | 0 |  | 0 | 0 | 0 |  | 0 | 0 | 0 | 0 | 0 | 0 | 0 | 0 | 0 | 0 | 0 | 0 | 0 | 0 | 0 | 0 | 0 | 0 | 0 | 0 | 0 | 0 | 0 | 12 | 1
NO |  | 164 | 2016 | 2 | 23 | 23 |  | 83-012 Flint Creek | EDE Decatur South | 161 | 161 | 2 | 0.03 | 0 | 1 | 795.0 ACSR | 0 | 0 | 0 | 0 | 0 | 0 | 0 | 0 | 0 | 0 | 0 | 0 | 0 | 0 | 0 | 0 | 0 | 0 | 0 | 0 | 0 | 0 | 0 | 12 | 1
NO |  | 164 | 2016 | 2 | 24 | 24 |  |  | (Interconnect) | 0 | 0 |  | 0 | 0 | 0 |  | 0 | 0 | 0 | 0 | 0 | 0 | 0 | 0 | 0 | 0 | 0 | 0 | 0 | 0 | 0 | 0 | 0 | 0 | 0 | 0 | 0 | 0 | 0 | 12 | 1
NO |  | 164 | 2016 | 2 | 25 | 25 |  | 83-013 Flint Creek | Siloam Springs | 161 | 161 | 1 | 5.44 | 2.29 | 1 | 2x397.0 ACSR | 0 | 0 | 0 | 0 | 0 | 0 | 0 | 0 | 0 | 0 | 0 | 0 | 0 | 0 | 0 | 0 | 0 | 0 | 0 | 0 | 0 | 0 | 0 | 12 | 1
NO |  | 164 | 2016 | 2 | 26 | 26 |  |  |  | 0 | 0 | 2 | 1.68 | 0 | 0 |  | 0 | 0 | 0 | 0 | 0 | 0 | 0 | 0 | 0 | 0 | 0 | 0 | 0 | 0 | 0 | 0 | 0 | 0 | 0 | 0 | 0 | 0 | 0 | 12 | 1
NO |  | 164 | 2016 | 2 | 27 | 27 |  | 83-014 Hyland | Southeast Fayetteville | 161 | 161 | 1 | 2.81 | 0 | 1 | 2x397.0 ACSR | 0 | 0 | 0 | 0 | 0 | 0 | 0 | 0 | 0 | 0 | 0 | 0 | 0 | 0 | 0 | 0 | 0 | 0 | 0 | 0 | 0 | 0 | 0 | 12 | 1
NO |  | 164 | 2016 | 2 | 28 | 28 |  | 83-015 North Huntington | OGE Fort Smith | 161 | 161 | 2 | 13.19 | 0 | 1 | 1272.0 ACSR | 0 | 0 | 0 | 0 | 0 | 0 | 0 | 0 | 0 | 0 | 0 | 0 | 0 | 0 | 0 | 0 | 0 | 0 | 0 | 0 | 0 | 0 | 0 | 12 | 1
NO |  | 164 | 2016 | 2 | 29 | 29 |  |  | (Interconnect) | 0 | 0 |  | 0 | 0 | 0 | 397.0 ACSR | 0 | 0 | 0 | 0 | 0 | 0 | 0 | 0 | 0 | 0 | 0 | 0 | 0 | 0 | 0 | 0 | 0 | 0 | 0 | 0 | 0 | 0 | 0 | 12 | 1
NO |  | 164 | 2016 | 2 | 30 | 30 |  |  |  | 0 | 0 |  | 0 | 0 | 0 | 795.0 ACSR | 0 | 0 | 0 | 0 | 0 | 0 | 0 | 0 | 0 | 0 | 0 | 0 | 0 | 0 | 0 | 0 | 0 | 0 | 0 | 0 | 0 | 0 | 0 | 12 | 1
NO |  | 164 | 2016 | 2 | 31 | 31 |  | 83-016 North Huntington | West Booneville | 161 | 161 | 1 | 19.61 | 0 | 1 | 397.0 ACSR | 0 | 0 | 0 | 0 | 0 | 0 | 0 | 0 | 0 | 0 | 0 | 0 | 0 | 0 | 0 | 0 | 0 | 0 | 0 | 0 | 0 | 0 | 0 | 12 | 1
NO |  | 164 | 2016 | 2 | 32 | 32 |  | 83-017 North Magazine | Danville | 161 | 161 | 1 | 25.95 | 0 | 1 | 1272.0 ACSR | 0 | 0 | 0 | 0 | 0 | 0 | 0 | 0 | 0 | 0 | 0 | 0 | 0 | 0 | 0 | 0 | 0 | 0 | 0 | 0 | 0 | 0 | 0 | 12 | 1
NO |  | 164 | 2016 | 2 | 33 | 33 |  | 83-018 North Magazine | VBI (OG&E) | 161 | 161 | 2 | 8.8 | 0 | 1 | 250.0 CW | 0 | 0 | 0 | 0 | 0 | 0 | 0 | 0 | 0 | 0 | 0 | 0 | 0 | 0 | 0 | 0 | 0 | 0 | 0 | 0 | 0 | 0 | 0 | 12 | 1
NO |  | 164 | 2016 | 2 | 34 | 34 |  | 83-020 Siloam Springs | GRDA Siloam Springs | 161 | 161 | 2 | 2.06 | 0 | 1 | 2x397.0 ACSR | 0 | 0 | 0 | 0 | 0 | 0 | 0 | 0 | 0 | 0 | 0 | 0 | 0 | 0 | 0 | 0 | 0 | 0 | 0 | 0 | 0 | 0 | 0 | 12 | 1
NO |  | 164 | 2016 | 2 | 35 | 35 |  |  | (Interconnect) | 0 | 0 |  | 0 | 0 | 0 |  | 0 | 0 | 0 | 0 | 0 | 0 | 0 | 0 | 0 | 0 | 0 | 0 | 0 | 0 | 0 | 0 | 0 | 0 | 0 | 0 | 0 | 0 | 0 | 12 | 1
NO |  | 164 | 2016 | 3 | 1 | 1 |  | 83-021 South Fayetteville | Southeast Fayetteville | 161 | 161 | 1 | 2.96 | 0 | 1 | 2x397.0 ACSR | 0 | 0 | 0 | 0 | 0 | 0 | 0 | 0 | 0 | 0 | 0 | 0 | 0 | 0 | 0 | 0 | 0 | 0 | 0 | 0 | 0 | 0 | 0 | 12 | 1
NO |  | 164 | 2016 | 3 | 2 | 2 |  | 83-022 North Magazine | West Booneville | 161 | 161 | 1 | 13.96 | 0 | 1 | 397.0 ACSR | 0 | 0 | 0 | 0 | 0 | 0 | 0 | 0 | 0 | 0 | 0 | 0 | 0 | 0 | 0 | 0 | 0 | 0 | 0 | 0 | 0 | 0 | 0 | 12 | 1
NO |  | 164 | 2016 | 3 | 3 | 3 |  | 83-026 Dyess | Tontitown | 161 | 161 | 1 | 7.44 | 0 | 1 | 2156.0 ACSR | 0 | 0 | 0 | 0 | 0 | 0 | 0 | 0 | 0 | 0 | 0 | 0 | 0 | 0 | 0 | 0 | 0 | 0 | 0 | 0 | 0 | 0 | 0 | 12 | 1
NO |  | 164 | 2016 | 3 | 4 | 4 |  | 83-025 Chamber Springs | Flint Creek | 161 | 161 | 1 | 4.01 | 0 | 1 | 1272.0 ACSR | 0 | 0 | 0 | 0 | 0 | 0 | 0 | 0 | 0 | 0 | 0 | 0 | 0 | 0 | 0 | 0 | 0 | 0 | 0 | 0 | 0 | 0 | 0 | 12 | 1
NO |  | 164 | 2016 | 3 | 5 | 5 |  |  |  | 0 | 0 | 2 | 10.34 | 0 | 0 | 2x397.0 ACSR | 0 | 0 | 0 | 0 | 0 | 0 | 0 | 0 | 0 | 0 | 0 | 0 | 0 | 0 | 0 | 0 | 0 | 0 | 0 | 0 | 0 | 0 | 0 | 12 | 1
NO |  | 164 | 2016 | 3 | 6 | 6 |  | 83-027 Flint Creek | Tontitown | 161 | 161 | 1 | 5.63 | 0.4 | 1 | 2156.0 ACSR | 0 | 0 | 0 | 0 | 0 | 0 | 0 | 0 | 0 | 0 | 0 | 0 | 0 | 0 | 0 | 0 | 0 | 0 | 0 | 0 | 0 | 0 | 0 | 12 | 1
NO |  | 164 | 2016 | 3 | 7 | 7 |  |  |  | 0 | 0 | 2 | 10.59 | 0 | 0 | 2x397.0 ACSR | 0 | 0 | 0 | 0 | 0 | 0 | 0 | 0 | 0 | 0 | 0 | 0 | 0 | 0 | 0 | 0 | 0 | 0 | 0 | 0 | 0 | 0 | 0 | 12 | 1
NO |  | 164 | 2016 | 3 | 8 | 8 |  | 83-028 Lowell | Tontitown | 161 | 161 | 1 | 11.17 | 0 | 1 | 1590.0 ACSR | 0 | 0 | 0 | 0 | 0 | 0 | 0 | 0 | 0 | 0 | 0 | 0 | 0 | 0 | 0 | 0 | 0 | 0 | 0 | 0 | 0 | 0 | 0 | 12 | 1
NO |  | 164 | 2016 | 3 | 9 | 9 |  | 83-029 Lowell | Rogers | 161 | 161 | 1 | 4.4 | 0 | 1 | 1590.0 ACSR | 0 | 0 | 0 | 0 | 0 | 0 | 0 | 0 | 0 | 0 | 0 | 0 | 0 | 0 | 0 | 0 | 0 | 0 | 0 | 0 | 0 | 0 | 0 | 12 | 1
NO |  | 164 | 2016 | 3 | 10 | 10 |  | 83-030 East Rogers | Rogers | 161 | 161 | 1 | 4.6 | 0 | 1 | 1272.0 ACSR | 0 | 0 | 0 | 0 | 0 | 0 | 0 | 0 | 0 | 0 | 0 | 0 | 0 | 0 | 0 | 0 | 0 | 0 | 0 | 0 | 0 | 0 | 0 | 12 | 1
NO |  | 164 | 2016 | 3 | 11 | 11 |  | 83-032 Mattison Plant | Tontitown | 161 | 161 | 1 | 0.23 | 0 | 1 | 2x1590.0 ACSR | 0 | 0 | 0 | 0 | 0 | 0 | 0 | 0 | 0 | 0 | 0 | 0 | 0 | 0 | 0 | 0 | 0 | 0 | 0 | 0 | 0 | 0 | 0 | 12 | 1
NO |  | 164 | 2016 | 3 | 12 | 12 |  | 83-033 Chamber Springs | Siloam Springs | 161 | 161 | 1 | 7.56 | 0 | 1 | 1590.0 ACSR | 0 | 0 | 0 | 0 | 0 | 0 | 0 | 0 | 0 | 0 | 0 | 0 | 0 | 0 | 0 | 0 | 0 | 0 | 0 | 0 | 0 | 0 | 0 | 12 | 1
NO |  | 164 | 2016 | 3 | 13 | 13 |  | 83-034 Dyess | Van Asche | 161 | 161 | 1 | 5.97 | 0 | 1 | 1590.0 ACSR | 0 | 0 | 0 | 0 | 0 | 0 | 0 | 0 | 0 | 0 | 0 | 0 | 0 | 0 | 0 | 0 | 0 | 0 | 0 | 0 | 0 | 0 | 0 | 12 | 1
NO |  | 164 | 2016 | 3 | 14 | 14 |  | 83-035 Fayetteville | Van Asche | 161 | 161 | 1 | 4.18 | 0 | 1 | 1590.0 ACSR | 0 | 0 | 0 | 0 | 0 | 0 | 0 | 0 | 0 | 0 | 0 | 0 | 0 | 0 | 0 | 0 | 0 | 0 | 0 | 0 | 0 | 0 | 0 | 12 | 1
NO |  | 164 | 2016 | 3 | 15 | 15 |  | 83-036 Fayetteville | South Fayetteville | 161 | 161 | 1 | 1.98 | 0 | 1 | 1590.0 ACSR | 0 | 0 | 0 | 0 | 0 | 0 | 0 | 0 | 0 | 0 | 0 | 0 | 0 | 0 | 0 | 0 | 0 | 0 | 0 | 0 | 0 | 0 | 0 | 12 | 1
NO |  | 164 | 2016 | 3 | 16 | 16 |  | TL343 East Centerton | Shipe Road | 161 | 161 | 1 | 3.35 | 0 | 1 | 2156 ACSR | 0 | 0 | 0 | 0 | 0 | 0 | 0 | 0 | 0 | 0 | 0 | 0 | 0 | 0 | 0 | 0 | 0 | 0 | 0 | 0 | 0 | 0 | 0 | 12 | 1
NO |  | 164 | 2016 | 3 | 17 | 17 |  | TL360 Osburn Tap | Osburn Tap | 161 | 161 | 1 | 1.61 | 0 | 2 | 1272.0 ACSR | 0 | 0 | 0 | 0 | 0 | 0 | 0 | 0 | 0 | 0 | 0 | 0 | 0 | 0 | 0 | 0 | 0 | 0 | 0 | 0 | 0 | 0 | 0 | 12 | 1
NO |  | 164 | 2016 | 3 | 19 | 19 |  | Subtotal 161 kV in AR |  | 0 | 0 |  | 297.36 | 8.61 | 37 |  | 0 | 0 | 0 | 0 | 0 | 0 | 0 | 0 | 0 | 0 | 0 | 0 | 0 | 0 | 0 | 0 | 0 | 0 | 0 | 0 | 0 | 0 | 0 | 12 | 1
NO |  | 164 | 2016 | 3 | 21 | 21 |  | Total 161 kV SWEPCO |  | 0 | 0 |  | 297.36 | 8.61 | 37 |  | 0 | 0 | 0 | 0 | 0 | 0 | 0 | 0 | 0 | 0 | 0 | 0 | 0 | 0 | 0 | 0 | 0 | 0 | 0 | 0 | 0 | 0 | 0 | 12 | 1
NO |  | 164 | 2016 | 3 | 23 | 23 |  | 138 kV in AR |  | 0 | 0 |  | 0 | 0 | 0 |  | 0 | 0 | 0 | 0 | 0 | 0 | 0 | 0 | 0 | 0 | 0 | 0 | 0 | 0 | 0 | 0 | 0 | 0 | 0 | 0 | 0 | 0 | 0 | 12 | 1
NO |  | 164 | 2016 | 3 | 24 | 24 |  | 81-009 Dequeen | PSO Craig Jct. | 138 | 138 | 2 | 7.49 | 0 | 1 | 397.0 ACSR | 0 | 0 | 0 | 0 | 0 | 0 | 0 | 0 | 0 | 0 | 0 | 0 | 0 | 0 | 0 | 0 | 0 | 0 | 0 | 0 | 0 | 0 | 0 | 12 | 1
NO |  | 164 | 2016 | 3 | 25 | 25 |  |  | (Interconnect) | 0 | 0 |  | 0 | 0 | 0 |  | 0 | 0 | 0 | 0 | 0 | 0 | 0 | 0 | 0 | 0 | 0 | 0 | 0 | 0 | 0 | 0 | 0 | 0 | 0 | 0 | 0 | 0 | 0 | 12 | 1
NO |  | 164 | 2016 | 3 | 26 | 26 |  | 81-044 North New Boston | Patterson | 138 | 138 | 2 | 18.45 | 0 | 1 | 2x203.2 ACSR | 0 | 0 | 0 | 0 | 0 | 0 | 0 | 0 | 0 | 0 | 0 | 0 | 0 | 0 | 0 | 0 | 0 | 0 | 0 | 0 | 0 | 0 | 0 | 12 | 1
NO |  | 164 | 2016 | 3 | 27 | 27 |  |  |  | 0 | 0 |  | 0 | 0 | 0 | 666.0 ACSR | 0 | 0 | 0 | 0 | 0 | 0 | 0 | 0 | 0 | 0 | 0 | 0 | 0 | 0 | 0 | 0 | 0 | 0 | 0 | 0 | 0 | 0 | 0 | 12 | 1
NO |  | 164 | 2016 | 3 | 28 | 28 |  | 81-847 Patterson | PSO Craig Jct. | 138 | 138 | 1 | 26.47 | 0 | 1 | 1272.0 ACSR | 0 | 0 | 0 | 0 | 0 | 0 | 0 | 0 | 0 | 0 | 0 | 0 | 0 | 0 | 0 | 0 | 0 | 0 | 0 | 0 | 0 | 0 | 0 | 12 | 1
NO |  | 164 | 2016 | 3 | 29 | 29 |  |  | (Interconnect) | 0 | 0 | 2 | 0.48 | 0 | 0 |  | 0 | 0 | 0 | 0 | 0 | 0 | 0 | 0 | 0 | 0 | 0 | 0 | 0 | 0 | 0 | 0 | 0 | 0 | 0 | 0 | 0 | 0 | 0 | 12 | 1
NO |  | 164 | 2016 | 3 | 30 | 30 |  | 81-049 Northwest Texarkana | Patterson | 138 | 138 | 2 | 8.26 | 0 | 1 | 1024.0 ACAR | 0 | 0 | 0 | 0 | 0 | 0 | 0 | 0 | 0 | 0 | 0 | 0 | 0 | 0 | 0 | 0 | 0 | 0 | 0 | 0 | 0 | 0 | 0 | 12 | 1
NO |  | 164 | 2016 | 3 | 31 | 31 |  | 81-050 Northwest Texarkana | Sugar Hill | 138 | 138 | 1 | 0.78 | 0 | 1 | 1272.0 ACSR | 0 | 0 | 0 | 0 | 0 | 0 | 0 | 0 | 0 | 0 | 0 | 0 | 0 | 0 | 0 | 0 | 0 | 0 | 0 | 0 | 0 | 0 | 0 | 12 | 1
NO |  | 164 | 2016 | 3 | 32 | 32 |  | 81-054 Patterson | South Dierks | 138 | 138 | 1 | 2.28 | 0 | 1 | 2x397.0 ACSR | 0 | 0 | 0 | 0 | 0 | 0 | 0 | 0 | 0 | 0 | 0 | 0 | 0 | 0 | 0 | 0 | 0 | 0 | 0 | 0 | 0 | 0 | 0 | 12 | 1
NO |  | 164 | 2016 | 3 | 33 | 33 |  |  |  | 0 | 0 | 2 | 30.06 | 0 | 0 | 397.0 ACSR | 0 | 0 | 0 | 0 | 0 | 0 | 0 | 0 | 0 | 0 | 0 | 0 | 0 | 0 | 0 | 0 | 0 | 0 | 0 | 0 | 0 | 0 | 0 | 12 | 1
NO |  | 164 | 2016 | 4 | 1 | 1 |  | 81-055 Patterson | South Nashville | 138 | 138 | 2 | 23.42 | 1.64 | 1 | 1272.0 ACSR | 0 | 0 | 0 | 0 | 0 | 0 | 0 | 0 | 0 | 0 | 0 | 0 | 0 | 0 | 0 | 0 | 0 | 0 | 0 | 0 | 0 | 0 | 0 | 12 | 1
NO |  | 164 | 2016 | 4 | 2 | 2 |  |  |  | 0 | 0 |  | 0 | 0 | 0 | 336.4 ACSR | 0 | 0 | 0 | 0 | 0 | 0 | 0 | 0 | 0 | 0 | 0 | 0 | 0 | 0 | 0 | 0 | 0 | 0 | 0 | 0 | 0 | 0 | 0 | 12 | 1
NO |  | 164 | 2016 | 4 | 3 | 3 |  |  |  | 0 | 0 |  | 0 | 0 | 0 | 4/0 CU | 0 | 0 | 0 | 0 | 0 | 0 | 0 | 0 | 0 | 0 | 0 | 0 | 0 | 0 | 0 | 0 | 0 | 0 | 0 | 0 | 0 | 0 | 0 | 12 | 1
NO |  | 164 | 2016 | 4 | 4 | 4 |  | 81-062 South Nashville | Entergy South Murfreesboro | 138 | 138 | 2 | 19.54 | 0 | 1 | 1272.0 ACSR | 0 | 0 | 0 | 0 | 0 | 0 | 0 | 0 | 0 | 0 | 0 | 0 | 0 | 0 | 0 | 0 | 0 | 0 | 0 | 0 | 0 | 0 | 0 | 12 | 1
NO |  | 164 | 2016 | 4 | 5 | 5 |  |  | (Interconnect) | 0 | 0 |  | 0 | 0 | 0 | 4/0 CU | 0 | 0 | 0 | 0 | 0 | 0 | 0 | 0 | 0 | 0 | 0 | 0 | 0 | 0 | 0 | 0 | 0 | 0 | 0 | 0 | 0 | 0 | 0 | 12 | 1
NO |  | 164 | 2016 | 4 | 6 | 6 |  | 81-072 Bann | Southeast Texarkana | 138 | 138 | 1 | 0.38 | 0 | 1 | 1272.0 ACSR | 0 | 0 | 0 | 0 | 0 | 0 | 0 | 0 | 0 | 0 | 0 | 0 | 0 | 0 | 0 | 0 | 0 | 0 | 0 | 0 | 0 | 0 | 0 | 12 | 1
NO |  | 164 | 2016 | 4 | 7 | 7 |  | 81-848 Mena | PSO Craig Jct. | 138 | 138 | 1 | 28.22 | 0 | 1 | 795.0 ACSR | 0 | 0 | 0 | 0 | 0 | 0 | 0 | 0 | 0 | 0 | 0 | 0 | 0 | 0 | 0 | 0 | 0 | 0 | 0 | 0 | 0 | 0 | 0 | 12 | 1
NO |  | 164 | 2016 | 4 | 8 | 8 |  |  | (Interconnect) | 0 | 0 |  | 0 | 0 | 0 |  | 0 | 0 | 0 | 0 | 0 | 0 | 0 | 0 | 0 | 0 | 0 | 0 | 0 | 0 | 0 | 0 | 0 | 0 | 0 | 0 | 0 | 0 | 0 | 12 | 1
NO |  | 164 | 2016 | 4 | 9 | 9 |  | 81-086 Sugar Hill | Turk | 138 | 138 | 1 | 21.7 | 0 | 1 | 1590 ACSR | 0 | 0 | 0 | 0 | 0 | 0 | 0 | 0 | 0 | 0 | 0 | 0 | 0 | 0 | 0 | 0 | 0 | 0 | 0 | 0 | 0 | 0 | 0 | 12 | 1
NO |  | 164 | 2016 | 4 | 10 | 10 |  | TL330 SE Texarkana | Turk | 138 | 138 | 1 | 26.74 | 0 | 1 | 1590 ACSR | 0 | 0 | 0 | 0 | 0 | 0 | 0 | 0 | 0 | 0 | 0 | 0 | 0 | 0 | 0 | 0 | 0 | 0 | 0 | 0 | 0 | 0 | 0 | 12 | 1
NO |  | 164 | 2016 | 4 | 11 | 11 |  | TL345 Turk | Hope | 115 | 138 | 1 | 4.1 | 0 | 1 | 1590 ACSR | 0 | 0 | 0 | 0 | 0 | 0 | 0 | 0 | 0 | 0 | 0 | 0 | 0 | 0 | 0 | 0 | 0 | 0 | 0 | 0 | 0 | 0 | 0 | 12 | 1
NO |  | 164 | 2016 | 4 | 13 | 13 |  | Subtotal 138 kV in AR |  | 0 | 0 |  | 218.37 | 1.64 | 13 |  | 0 | 0 | 0 | 0 | 0 | 0 | 0 | 0 | 0 | 0 | 0 | 0 | 0 | 0 | 0 | 0 | 0 | 0 | 0 | 0 | 0 | 0 | 0 | 12 | 1
NO |  | 164 | 2016 | 4 | 15 | 15 |  | 138 kV in LA |  | 0 | 0 |  | 0 | 0 | 0 |  | 0 | 0 | 0 | 0 | 0 | 0 | 0 | 0 | 0 | 0 | 0 | 0 | 0 | 0 | 0 | 0 | 0 | 0 | 0 | 0 | 0 | 0 | 0 | 12 | 1
NO |  | 164 | 2016 | 4 | 16 | 16 |  | 81-001 Arsenal Hill | Fort Humbug w/tap to | 138 | 138 | 1 | 4.53 | 0 | 1 | 2156 ACSR | 0 | 0 | 0 | 0 | 0 | 0 | 0 | 0 | 0 | 0 | 0 | 0 | 0 | 0 | 0 | 0 | 0 | 0 | 0 | 0 | 0 | 0 | 0 | 12 | 1
NO |  | 164 | 2016 | 4 | 17 | 17 |  |  | Trichel Street | 0 | 0 | 2 | 0.53 | 0 | 0 | 1272.0 SD | 0 | 0 | 0 | 0 | 0 | 0 | 0 | 0 | 0 | 0 | 0 | 0 | 0 | 0 | 0 | 0 | 0 | 0 | 0 | 0 | 0 | 0 | 0 | 12 | 1
NO |  | 164 | 2016 | 4 | 18 | 18 |  |  |  | 0 | 0 |  | 0 | 0 | 0 | 2x397.0 ACSR | 0 | 0 | 0 | 0 | 0 | 0 | 0 | 0 | 0 | 0 | 0 | 0 | 0 | 0 | 0 | 0 | 0 | 0 | 0 | 0 | 0 | 0 | 0 | 12 | 1
NO |  | 164 | 2016 | 4 | 19 | 19 |  | 81-002 Arsenal Hill | Lieberman | 138 | 138 | 2 | 19.9 | 1.03 | 1 | 2x266.8 ACSR | 0 | 0 | 0 | 0 | 0 | 0 | 0 | 0 | 0 | 0 | 0 | 0 | 0 | 0 | 0 | 0 | 0 | 0 | 0 | 0 | 0 | 0 | 0 | 12 | 1
NO |  | 164 | 2016 | 4 | 20 | 20 |  |  |  | 0 | 0 | 1 | 1.1 | 0 | 0 | 959 ACSR | 0 | 0 | 0 | 0 | 0 | 0 | 0 | 0 | 0 | 0 | 0 | 0 | 0 | 0 | 0 | 0 | 0 | 0 | 0 | 0 | 0 | 0 | 0 | 12 | 1
NO |  | 164 | 2016 | 4 | 21 | 21 |  | 81-003 Arsenal Hill | Linwood | 138 | 138 | 1 | 5.06 | 0 | 1 | 1272.0 AAC | 0 | 0 | 0 | 0 | 0 | 0 | 0 | 0 | 0 | 0 | 0 | 0 | 0 | 0 | 0 | 0 | 0 | 0 | 0 | 0 | 0 | 0 | 0 | 12 | 1
NO |  | 164 | 2016 | 4 | 22 | 22 |  |  |  | 0 | 0 |  | 0 | 0 | 0 | 1272.0 ACSR | 0 | 0 | 0 | 0 | 0 | 0 | 0 | 0 | 0 | 0 | 0 | 0 | 0 | 0 | 0 | 0 | 0 | 0 | 0 | 0 | 0 | 0 | 0 | 12 | 1
NO |  | 164 | 2016 | 4 | 23 | 23 |  | 81-004 Arsenal Hill | Longwood | 138 | 138 | 2 | 15.58 | 0 | 1 | 1024.0 ACAR | 0 | 0 | 0 | 0 | 0 | 0 | 0 | 0 | 0 | 0 | 0 | 0 | 0 | 0 | 0 | 0 | 0 | 0 | 0 | 0 | 0 | 0 | 0 | 12 | 1
NO |  | 164 | 2016 | 4 | 24 | 24 |  |  |  | 0 | 0 | 3 | 0.84 | 0 | 0 | 2x266.8 ACSR | 0 | 0 | 0 | 0 | 0 | 0 | 0 | 0 | 0 | 0 | 0 | 0 | 0 | 0 | 0 | 0 | 0 | 0 | 0 | 0 | 0 | 0 | 0 | 12 | 1
NO |  | 164 | 2016 | 4 | 25 | 25 |  | 81-007 Center | Logansport | 138 | 138 | 1 | 0.6 | 0 | 1 | 755.0 ACAR | 0 | 0 | 0 | 0 | 0 | 0 | 0 | 0 | 0 | 0 | 0 | 0 | 0 | 0 | 0 | 0 | 0 | 0 | 0 | 0 | 0 | 0 | 0 | 12 | 1
NO |  | 164 | 2016 | 4 | 26 | 26 |  | 81-013 Flournoy | General Motors | 138 | 138 | 1 | 0.58 | 0 | 1 | 666.0 ACSR | 0 | 0 | 0 | 0 | 0 | 0 | 0 | 0 | 0 | 0 | 0 | 0 | 0 | 0 | 0 | 0 | 0 | 0 | 0 | 0 | 0 | 0 | 0 | 12 | 1
NO |  | 164 | 2016 | 4 | 27 | 27 |  |  |  | 0 | 0 | 2 | 0.98 | 0 | 0 | 795.0 ACSR | 0 | 0 | 0 | 0 | 0 | 0 | 0 | 0 | 0 | 0 | 0 | 0 | 0 | 0 | 0 | 0 | 0 | 0 | 0 | 0 | 0 | 0 | 0 | 12 | 1
NO |  | 164 | 2016 | 4 | 28 | 28 |  | 81-014 Flournoy | Longwood | 138 | 138 | 2 | 12.22 | 0 | 1 | 666.0 ACSR | 0 | 0 | 0 | 0 | 0 | 0 | 0 | 0 | 0 | 0 | 0 | 0 | 0 | 0 | 0 | 0 | 0 | 0 | 0 | 0 | 0 | 0 | 0 | 12 | 1
NO |  | 164 | 2016 | 4 | 29 | 29 |  | 81-015 Fort Humbug | South Shreveport | 138 | 138 | 1 | 10.62 | 0 | 1 | 1272.0 AAC | 0 | 0 | 0 | 0 | 0 | 0 | 0 | 0 | 0 | 0 | 0 | 0 | 0 | 0 | 0 | 0 | 0 | 0 | 0 | 0 | 0 | 0 | 0 | 12 | 1
NO |  | 164 | 2016 | 4 | 30 | 30 |  | 81-016 General Motors | Southwest Shreveport | 138 | 138 | 1 | 1.28 | 0 | 1 | 666.0 ACSR | 0 | 0 | 0 | 0 | 0 | 0 | 0 | 0 | 0 | 0 | 0 | 0 | 0 | 0 | 0 | 0 | 0 | 0 | 0 | 0 | 0 | 0 | 0 | 12 | 1
NO |  | 164 | 2016 | 4 | 31 | 31 |  |  |  | 0 | 0 | 2 | 3.06 | 0 | 0 | 795.0 ACSR | 0 | 0 | 0 | 0 | 0 | 0 | 0 | 0 | 0 | 0 | 0 | 0 | 0 | 0 | 0 | 0 | 0 | 0 | 0 | 0 | 0 | 0 | 0 | 12 | 1
NO |  | 164 | 2016 | 4 | 32 | 32 |  | 81-019 IPC Jefferson | Lieberman | 138 | 138 | 1 | 0.72 | 0 | 1 | 2156.0 ACSR | 0 | 0 | 0 | 0 | 0 | 0 | 0 | 0 | 0 | 0 | 0 | 0 | 0 | 0 | 0 | 0 | 0 | 0 | 0 | 0 | 0 | 0 | 0 | 12 | 1
NO |  | 164 | 2016 | 4 | 33 | 33 |  |  |  | 0 | 0 | 2 | 6.48 | 0 | 0 | 336.4 ACSR | 0 | 0 | 0 | 0 | 0 | 0 | 0 | 0 | 0 | 0 | 0 | 0 | 0 | 0 | 0 | 0 | 0 | 0 | 0 | 0 | 0 | 0 | 0 | 12 | 1
NO |  | 164 | 2016 | 4 | 34 | 34 |  | 81-029 Lieberman | Red Point | 138 | 138 | 1 | 9.4 | 0 | 1 | 1272.0 ACSR | 0 | 0 | 0 | 0 | 0 | 0 | 0 | 0 | 0 | 0 | 0 | 0 | 0 | 0 | 0 | 0 | 0 | 0 | 0 | 0 | 0 | 0 | 0 | 12 | 1
NO |  | 164 | 2016 | 4 | 35 | 35 |  |  |  | 0 | 0 | 2 | 24.17 | 0 | 0 | 2x397.0 ACSR | 0 | 0 | 0 | 0 | 0 | 0 | 0 | 0 | 0 | 0 | 0 | 0 | 0 | 0 | 0 | 0 | 0 | 0 | 0 | 0 | 0 | 0 | 0 | 12 | 1
NO |  | 164 | 2016 | 5 | 1 | 1 |  | 81-030 Lieberman | Longwood | 138 | 138 | 1 | 1.83 | 0 | 1 | 2156.0 ACSR | 0 | 0 | 0 | 0 | 0 | 0 | 0 | 0 | 0 | 0 | 0 | 0 | 0 | 0 | 0 | 0 | 0 | 0 | 0 | 0 | 0 | 0 | 0 | 12 | 1
NO |  | 164 | 2016 | 5 | 2 | 2 |  |  |  | 0 | 0 | 2 | 7.8 | 0 | 0 | 2x266.8 ACSR | 0 | 0 | 0 | 0 | 0 | 0 | 0 | 0 | 0 | 0 | 0 | 0 | 0 | 0 | 0 | 0 | 0 | 0 | 0 | 0 | 0 | 0 | 0 | 12 | 1
NO |  | 164 | 2016 | 5 | 3 | 3 |  | 81-031 Linwood | South Shreveport w/tap to | 138 | 138 | 1 | 2.48 | 0 | 1 | 397.0 ACSR | 0 | 0 | 0 | 0 | 0 | 0 | 0 | 0 | 0 | 0 | 0 | 0 | 0 | 0 | 0 | 0 | 0 | 0 | 0 | 0 | 0 | 0 | 0 | 12 | 1
NO |  | 164 | 2016 | 5 | 4 | 4 |  |  | Cedar Grove | 0 | 0 | 2 | 0.17 | 0 | 0 | 954.0 ACSR | 0 | 0 | 0 | 0 | 0 | 0 | 0 | 0 | 0 | 0 | 0 | 0 | 0 | 0 | 0 | 0 | 0 | 0 | 0 | 0 | 0 | 0 | 0 | 12 | 1
NO |  | 164 | 2016 | 5 | 5 | 5 |  | 81-032 Linwood | Southwest Shreveport | 138 | 138 | 1 | 8.96 | 0 | 1 | 1272.0 AAC | 0 | 0 | 0 | 0 | 0 | 0 | 0 | 0 | 0 | 0 | 0 | 0 | 0 | 0 | 0 | 0 | 0 | 0 | 0 | 0 | 0 | 0 | 0 | 12 | 1
NO |  | 164 | 2016 | 5 | 6 | 6 |  |  |  | 0 | 0 | 2 | 0.26 | 0 | 0 | 1272.0 ACSR | 0 | 0 | 0 | 0 | 0 | 0 | 0 | 0 | 0 | 0 | 0 | 0 | 0 | 0 | 0 | 0 | 0 | 0 | 0 | 0 | 0 | 0 | 0 | 12 | 1
NO |  | 164 | 2016 | 5 | 7 | 7 |  |  |  | 0 | 0 |  | 0 | 0 | 0 | 1703.0 ACAR | 0 | 0 | 0 | 0 | 0 | 0 | 0 | 0 | 0 | 0 | 0 | 0 | 0 | 0 | 0 | 0 | 0 | 0 | 0 | 0 | 0 | 0 | 0 | 12 | 1
NO |  | 164 | 2016 | 5 | 8 | 8 |  | 81-033 Carthage POD | Logansport | 138 | 138 | 2 | 4.38 | 0 | 1 | 755.0 ACAR | 0 | 0 | 0 | 0 | 0 | 0 | 0 | 0 | 0 | 0 | 0 | 0 | 0 | 0 | 0 | 0 | 0 | 0 | 0 | 0 | 0 | 0 | 0 | 12 | 1
NO |  | 164 | 2016 | 5 | 9 | 9 |  | 81-034 Logansport | Stonewall | 138 | 138 | 1 | 22.91 | 0 | 1 | 1272.0 ACSR | 0 | 0 | 0 | 0 | 0 | 0 | 0 | 0 | 0 | 0 | 0 | 0 | 0 | 0 | 0 | 0 | 0 | 0 | 0 | 0 | 0 | 0 | 0 | 12 | 1
NO |  | 164 | 2016 | 5 | 10 | 10 |  |  |  | 0 | 0 |  | 0 | 0 | 0 | 795.0 ACSR | 0 | 0 | 0 | 0 | 0 | 0 | 0 | 0 | 0 | 0 | 0 | 0 | 0 | 0 | 0 | 0 | 0 | 0 | 0 | 0 | 0 | 0 | 0 | 12 | 1
NO |  | 164 | 2016 | 5 | 11 | 11 |  | 81-039 Longwood | Scottsville | 138 | 138 | 2 | 3.88 | 0 | 1 | 2x397.0 ACSR | 0 | 0 | 0 | 0 | 0 | 0 | 0 | 0 | 0 | 0 | 0 | 0 | 0 | 0 | 0 | 0 | 0 | 0 | 0 | 0 | 0 | 0 | 0 | 12 | 1
NO |  | 164 | 2016 | 5 | 12 | 12 |  | 81-060 Red Point | Whitehurst | 138 | 138 | 1 | 6.86 | 0 | 1 | 2x397.0 ACSR | 0 | 0 | 0 | 0 | 0 | 0 | 0 | 0 | 0 | 0 | 0 | 0 | 0 | 0 | 0 | 0 | 0 | 0 | 0 | 0 | 0 | 0 | 0 | 12 | 1
NO |  | 164 | 2016 | 5 | 13 | 13 |  |  |  | 0 | 0 |  | 0 | 0 | 0 | 397.0 ACSR | 0 | 0 | 0 | 0 | 0 | 0 | 0 | 0 | 0 | 0 | 0 | 0 | 0 | 0 | 0 | 0 | 0 | 0 | 0 | 0 | 0 | 0 | 0 | 12 | 1
NO |  | 164 | 2016 | 5 | 14 | 14 |  | 81-061 Rock Hill | Southwest Shreveport | 138 | 138 | 1 | 2.38 | 0 | 1 | 1590.0 ACSR | 0 | 0 | 0 | 0 | 0 | 0 | 0 | 0 | 0 | 0 | 0 | 0 | 0 | 0 | 0 | 0 | 0 | 0 | 0 | 0 | 0 | 0 | 0 | 12 | 1
NO |  | 164 | 2016 | 5 | 15 | 15 |  |  |  | 0 | 0 | 2 | 11.43 | 0 | 0 | 397.0 ACSR | 0 | 0 | 0 | 0 | 0 | 0 | 0 | 0 | 0 | 0 | 0 | 0 | 0 | 0 | 0 | 0 | 0 | 0 | 0 | 0 | 0 | 0 | 0 | 12 | 1
NO |  | 164 | 2016 | 5 | 16 | 16 |  | 81-063 South Shreveport | Wallace Lake | 138 | 138 | 2 | 11.18 | 0 | 1 | 666.0 ACSR | 0 | 0 | 0 | 0 | 0 | 0 | 0 | 0 | 0 | 0 | 0 | 0 | 0 | 0 | 0 | 0 | 0 | 0 | 0 | 0 | 0 | 0 | 0 | 12 | 1
NO |  | 164 | 2016 | 5 | 17 | 17 |  |  |  | 0 | 0 |  | 0 | 0 | 0 | 795.0 ACSR | 0 | 0 | 0 | 0 | 0 | 0 | 0 | 0 | 0 | 0 | 0 | 0 | 0 | 0 | 0 | 0 | 0 | 0 | 0 | 0 | 0 | 0 | 0 | 12 | 1
NO |  | 164 | 2016 | 5 | 18 | 18 |  | 81-064 South Shreveport | Western Electric | 138 | 138 | 1 | 0.1 | 0 | 1 | 2x397.0 ACSR | 0 | 0 | 0 | 0 | 0 | 0 | 0 | 0 | 0 | 0 | 0 | 0 | 0 | 0 | 0 | 0 | 0 | 0 | 0 | 0 | 0 | 0 | 0 | 12 | 1
NO |  | 164 | 2016 | 5 | 19 | 19 |  |  |  | 0 | 0 | 2 | 5.34 | 0 | 0 |  | 0 | 0 | 0 | 0 | 0 | 0 | 0 | 0 | 0 | 0 | 0 | 0 | 0 | 0 | 0 | 0 | 0 | 0 | 0 | 0 | 0 | 0 | 0 | 12 | 1
NO |  | 164 | 2016 | 5 | 20 | 20 |  | 81-065 Southwest Shreveport | Western Electric w/tap to | 138 | 138 | 1 | 8.14 | 0 | 1 | 1272.0 ACSR | 0 | 0 | 0 | 0 | 0 | 0 | 0 | 0 | 0 | 0 | 0 | 0 | 0 | 0 | 0 | 0 | 0 | 0 | 0 | 0 | 0 | 0 | 0 | 12 | 1
NO |  | 164 | 2016 | 5 | 21 | 21 |  |  | Stonewall | 0 | 0 | 2 | 4.18 | 0 | 0 | 2x795.0 ACSR | 0 | 0 | 0 | 0 | 0 | 0 | 0 | 0 | 0 | 0 | 0 | 0 | 0 | 0 | 0 | 0 | 0 | 0 | 0 | 0 | 0 | 0 | 0 | 12 | 1
NO |  | 164 | 2016 | 5 | 22 | 22 |  | 81-066 Trichel Street | Whitehurst | 138 | 138 | 1 | 4.51 | 0 | 1 | 2x397.0 ACSR | 0 | 0 | 0 | 0 | 0 | 0 | 0 | 0 | 0 | 0 | 0 | 0 | 0 | 0 | 0 | 0 | 0 | 0 | 0 | 0 | 0 | 0 | 0 | 12 | 1
NO |  | 164 | 2016 | 5 | 23 | 23 |  | 81-067 Wallace Lake | CLECO IPC Mansfield | 138 | 138 | 2 | 6.86 | 0 | 1 | 666.0 ACSR | 0 | 0 | 0 | 0 | 0 | 0 | 0 | 0 | 0 | 0 | 0 | 0 | 0 | 0 | 0 | 0 | 0 | 0 | 0 | 0 | 0 | 0 | 0 | 12 | 1
NO |  | 164 | 2016 | 5 | 24 | 24 |  |  | (Interconnect) | 0 | 0 |  | 0 | 0 | 0 |  | 0 | 0 | 0 | 0 | 0 | 0 | 0 | 0 | 0 | 0 | 0 | 0 | 0 | 0 | 0 | 0 | 0 | 0 | 0 | 0 | 0 | 0 | 0 | 12 | 1
NO |  | 164 | 2016 | 5 | 25 | 25 |  | 81-081 Port Robson | Wallace Lake | 138 | 138 | 1 | 5.6 | 0 | 1 | 1590.0 ACSR | 0 | 0 | 0 | 0 | 0 | 0 | 0 | 0 | 0 | 0 | 0 | 0 | 0 | 0 | 0 | 0 | 0 | 0 | 0 | 0 | 0 | 0 | 0 | 12 | 1
NO |  | 164 | 2016 | 5 | 26 | 26 |  | 81-082 Bean | Port Robson | 138 | 138 | 1 | 1.29 | 0 | 1 | 1590.0 ACSR | 0 | 0 | 0 | 0 | 0 | 0 | 0 | 0 | 0 | 0 | 0 | 0 | 0 | 0 | 0 | 0 | 0 | 0 | 0 | 0 | 0 | 0 | 0 | 12 | 1
NO |  | 164 | 2016 | 5 | 27 | 27 |  | 81-083 Bean | Caplis | 138 | 138 | 1 | 2.92 | 0.08 | 1 | 1590.0 ACSR | 0 | 0 | 0 | 0 | 0 | 0 | 0 | 0 | 0 | 0 | 0 | 0 | 0 | 0 | 0 | 0 | 0 | 0 | 0 | 0 | 0 | 0 | 0 | 12 | 1
NO |  | 164 | 2016 | 5 | 28 | 28 |  | 81-084 South Shreveport | Southwest Shreveport | 138 | 138 | 1 | 10.34 | 2.38 | 1 | 1272.0 ACSR | 0 | 0 | 0 | 0 | 0 | 0 | 0 | 0 | 0 | 0 | 0 | 0 | 0 | 0 | 0 | 0 | 0 | 0 | 0 | 0 | 0 | 0 | 0 | 12 | 1
NO |  | 164 | 2016 | 5 | 29 | 29 |  | TL331 Caplis | McDade | 138 | 138 | 2 | 7.87 | 0 | 0 |  | 0 | 0 | 0 | 0 | 0 | 0 | 0 | 0 | 0 | 0 | 0 | 0 | 0 | 0 | 0 | 0 | 0 | 0 | 0 | 0 | 0 | 0 | 0 | 12 | 1
NO |  | 164 | 2016 | 5 | 30 | 30 |  | TL335 Haughton | Redpoint | 138 | 138 | 2 | 2.95 | 0 | 1 | 1590.0 ACSR | 0 | 0 | 0 | 0 | 0 | 0 | 0 | 0 | 0 | 0 | 0 | 0 | 0 | 0 | 0 | 0 | 0 | 0 | 0 | 0 | 0 | 0 | 0 | 12 | 1
NO |  | 164 | 2016 | 5 | 31 | 31 |  | TL334 McDade | Haughton | 138 | 138 | 2 | 11.3 | 0 | 1 | 4/0 ACSR | 0 | 0 | 0 | 0 | 0 | 0 | 0 | 0 | 0 | 0 | 0 | 0 | 0 | 0 | 0 | 0 | 0 | 0 | 0 | 0 | 0 | 0 | 0 | 12 | 1
NO |  | 164 | 2016 | 5 | 32 | 32 |  | TL364 Port Robson | Benteler #1 | 138 | 138 | 1 | 4.1 | 0 | 1 | 1533 ACSR | 0 | 0 | 0 | 0 | 0 | 0 | 0 | 0 | 0 | 0 | 0 | 0 | 0 | 0 | 0 | 0 | 0 | 0 | 0 | 0 | 0 | 0 | 0 | 12 | 1
NO |  | 164 | 2016 | 5 | 33 | 33 |  | TL365 Port Robson | Benteler #2 | 138 | 138 | 1 | 3.17 | 0 | 1 | 1533 ACSR | 0 | 0 | 0 | 0 | 0 | 0 | 0 | 0 | 0 | 0 | 0 | 0 | 0 | 0 | 0 | 0 | 0 | 0 | 0 | 0 | 0 | 0 | 0 | 12 | 1
NO |  | 164 | 2016 | 5 | 35 | 35 |  | Subtotal 138 kV in LA |  | 0 | 0 |  | 280.84 | 3.49 | 32 |  | 0 | 0 | 0 | 0 | 0 | 0 | 0 | 0 | 0 | 0 | 0 | 0 | 0 | 0 | 0 | 0 | 0 | 0 | 0 | 0 | 0 | 0 | 0 | 12 | 1
NO |  | 164 | 2016 | 6 | 1 | 1 |  | 138 kV in OK |  | 0 | 0 |  | 0 | 0 | 0 |  | 0 | 0 | 0 | 0 | 0 | 0 | 0 | 0 | 0 | 0 | 0 | 0 | 0 | 0 | 0 | 0 | 0 | 0 | 0 | 0 | 0 | 0 | 0 | 12 | 1
NO |  | 164 | 2016 | 6 | 2 | 2 |  | 81-009 Dequeen | PSO Craig Jct. | 138 | 138 | 2 | 10.01 | 0 | 1 | 397.0 ACSR | 0 | 0 | 0 | 0 | 0 | 0 | 0 | 0 | 0 | 0 | 0 | 0 | 0 | 0 | 0 | 0 | 0 | 0 | 0 | 0 | 0 | 0 | 0 | 12 | 1
NO |  | 164 | 2016 | 6 | 3 | 3 |  |  | (Interconnect) | 0 | 0 |  | 0 | 0 | 0 |  | 0 | 0 | 0 | 0 | 0 | 0 | 0 | 0 | 0 | 0 | 0 | 0 | 0 | 0 | 0 | 0 | 0 | 0 | 0 | 0 | 0 | 0 | 0 | 12 | 1
NO |  | 164 | 2016 | 6 | 4 | 4 |  | 81-847 Patterson | PSO Craig Jct. | 138 | 138 | 1 | 9.44 | 0 | 1 | 1272.0 ACSR | 0 | 0 | 0 | 0 | 0 | 0 | 0 | 0 | 0 | 0 | 0 | 0 | 0 | 0 | 0 | 0 | 0 | 0 | 0 | 0 | 0 | 0 | 0 | 12 | 1
NO |  | 164 | 2016 | 6 | 5 | 5 |  |  | (Interconnect) | 0 | 0 |  | 0 | 0 | 0 | 795.0 ACSR | 0 | 0 | 0 | 0 | 0 | 0 | 0 | 0 | 0 | 0 | 0 | 0 | 0 | 0 | 0 | 0 | 0 | 0 | 0 | 0 | 0 | 0 | 0 | 12 | 1
NO |  | 164 | 2016 | 6 | 6 | 6 |  | 81-848 Mena | PSO Craig Jct. | 138 | 138 | 1 | 17.82 | 0 | 1 | 2x397.0 ACSR | 0 | 0 | 0 | 0 | 0 | 0 | 0 | 0 | 0 | 0 | 0 | 0 | 0 | 0 | 0 | 0 | 0 | 0 | 0 | 0 | 0 | 0 | 0 | 12 | 1
NO |  | 164 | 2016 | 6 | 7 | 7 |  |  | (Interconnect) | 0 | 0 |  | 0 | 0 | 0 | 795.0 ACSR | 0 | 0 | 0 | 0 | 0 | 0 | 0 | 0 | 0 | 0 | 0 | 0 | 0 | 0 | 0 | 0 | 0 | 0 | 0 | 0 | 0 | 0 | 0 | 12 | 1
NO |  | 164 | 2016 | 6 | 9 | 9 |  | Subtotal 138 kV in OK |  | 0 | 0 |  | 37.27 | 0 | 3 |  | 0 | 0 | 0 | 0 | 0 | 0 | 0 | 0 | 0 | 0 | 0 | 0 | 0 | 0 | 0 | 0 | 0 | 0 | 0 | 0 | 0 | 0 | 0 | 12 | 1
NO |  | 164 | 2016 | 6 | 11 | 11 |  | 138 kV in TX |  | 0 | 0 |  | 0 | 0 | 0 |  | 0 | 0 | 0 | 0 | 0 | 0 | 0 | 0 | 0 | 0 | 0 | 0 | 0 | 0 | 0 | 0 | 0 | 0 | 0 | 0 | 0 | 0 | 0 | 12 | 1
NO |  | 164 | 2016 | 6 | 12 | 12 |  | 81-005 Bann | IPC Domino | 138 | 138 | 2 | 11.31 | 0 | 1 | 1024.0 ACAR | 0 | 0 | 0 | 0 | 0 | 0 | 0 | 0 | 0 | 0 | 0 | 0 | 0 | 0 | 0 | 0 | 0 | 0 | 0 | 0 | 0 | 0 | 0 | 12 | 1
NO |  | 164 | 2016 | 6 | 13 | 13 |  | 81-007 Center | Logansport | 138 | 138 | 1 | 16.38 | 0 | 1 | 755.0 ACAR | 0 | 0 | 0 | 0 | 0 | 0 | 0 | 0 | 0 | 0 | 0 | 0 | 0 | 0 | 0 | 0 | 0 | 0 | 0 | 0 | 0 | 0 | 0 | 12 | 1
NO |  | 164 | 2016 | 6 | 14 | 14 |  | 81-006 Bann | Northwest Texarkana | 138 | 138 | 1 | 4.52 | 1.44 | 1 | 2156.0 ACSR | 0 | 0 | 0 | 0 | 0 | 0 | 0 | 0 | 0 | 0 | 0 | 0 | 0 | 0 | 0 | 0 | 0 | 0 | 0 | 0 | 0 | 0 | 0 | 12 | 1
NO |  | 164 | 2016 | 6 | 15 | 15 |  |  |  | 0 | 0 |  | 0 | 0 | 0 | 397.0 ACSR | 0 | 0 | 0 | 0 | 0 | 0 | 0 | 0 | 0 | 0 | 0 | 0 | 0 | 0 | 0 | 0 | 0 | 0 | 0 | 0 | 0 | 0 | 0 | 12 | 1
NO |  | 164 | 2016 | 6 | 16 | 16 |  | 81-008 Center | Tenaha | 138 | 138 | 1 | 11.16 | 0 | 1 | 795.0 ACSR | 0 | 0 | 0 | 0 | 0 | 0 | 0 | 0 | 0 | 0 | 0 | 0 | 0 | 0 | 0 | 0 | 0 | 0 | 0 | 0 | 0 | 0 | 0 | 12 | 1
NO |  | 164 | 2016 | 6 | 17 | 17 |  | 81-010 Diana | Lone Star South | 138 | 138 | 1 | 0.12 | 0 | 1 | 2x336.0&397.0 ACS | 0 | 0 | 0 | 0 | 0 | 0 | 0 | 0 | 0 | 0 | 0 | 0 | 0 | 0 | 0 | 0 | 0 | 0 | 0 | 0 | 0 | 0 | 0 | 12 | 1
NO |  | 164 | 2016 | 6 | 18 | 18 |  |  |  | 0 | 0 | 2 | 12.51 | 0 | 0 | 2x666.0&795.0 ACS | 0 | 0 | 0 | 0 | 0 | 0 | 0 | 0 | 0 | 0 | 0 | 0 | 0 | 0 | 0 | 0 | 0 | 0 | 0 | 0 | 0 | 0 | 0 | 12 | 1
NO |  | 164 | 2016 | 6 | 19 | 19 |  |  |  | 0 | 0 |  | 0 | 0 | 0 | 2x795.0 ACSR | 0 | 0 | 0 | 0 | 0 | 0 | 0 | 0 | 0 | 0 | 0 | 0 | 0 | 0 | 0 | 0 | 0 | 0 | 0 | 0 | 0 | 0 | 0 | 12 | 1
NO |  | 164 | 2016 | 6 | 20 | 20 |  | 81-011 Diana | Perdue | 138 | 138 | 2 | 21.85 | 0 | 1 | 2x397.0 ACSR | 0 | 0 | 0 | 0 | 0 | 0 | 0 | 0 | 0 | 0 | 0 | 0 | 0 | 0 | 0 | 0 | 0 | 0 | 0 | 0 | 0 | 0 | 0 | 12 | 1
NO |  | 164 | 2016 | 6 | 21 | 21 |  | 81-012 Diana | Pliler Road w/tap to NGPL | 138 | 138 | 1 | 2.42 | 3.23 | 1 | 1272.0 ACSR | 0 | 0 | 0 | 0 | 0 | 0 | 0 | 0 | 0 | 0 | 0 | 0 | 0 | 0 | 0 | 0 | 0 | 0 | 0 | 0 | 0 | 0 | 0 | 12 | 1
NO |  | 164 | 2016 | 6 | 22 | 22 |  |  |  | 0 | 0 | 2 | 11.86 | 0 | 0 | 2x336.0&397.0 ACS | 0 | 0 | 0 | 0 | 0 | 0 | 0 | 0 | 0 | 0 | 0 | 0 | 0 | 0 | 0 | 0 | 0 | 0 | 0 | 0 | 0 | 0 | 0 | 12 | 1
NO |  | 164 | 2016 | 6 | 23 | 23 |  |  |  | 0 | 0 |  | 0 | 0 | 0 | 336.4 ACSR | 0 | 0 | 0 | 0 | 0 | 0 | 0 | 0 | 0 | 0 | 0 | 0 | 0 | 0 | 0 | 0 | 0 | 0 | 0 | 0 | 0 | 0 | 0 | 12 | 1
NO |  | 164 | 2016 | 6 | 24 | 24 |  | 81-017 Harrison Road | Knox Lee | 138 | 138 | 2 | 12.87 | 2.5 | 1 | 1272.0 ACSR | 0 | 0 | 0 | 0 | 0 | 0 | 0 | 0 | 0 | 0 | 0 | 0 | 0 | 0 | 0 | 0 | 0 | 0 | 0 | 0 | 0 | 0 | 0 | 12 | 1
NO |  | 164 | 2016 | 6 | 25 | 25 |  |  |  | 0 | 0 |  | 0 | 0 | 0 | 2x397.0 ACSR | 0 | 0 | 0 | 0 | 0 | 0 | 0 | 0 | 0 | 0 | 0 | 0 | 0 | 0 | 0 | 0 | 0 | 0 | 0 | 0 | 0 | 0 | 0 | 12 | 1
NO |  | 164 | 2016 | 6 | 26 | 26 |  | 81-018 Harrison Road | Perdue w/tap to Liberty | 138 | 138 | 1 | 2.76 | 0 | 1 | 1272.0 ACSR | 0 | 0 | 0 | 0 | 0 | 0 | 0 | 0 | 0 | 0 | 0 | 0 | 0 | 0 | 0 | 0 | 0 | 0 | 0 | 0 | 0 | 0 | 0 | 12 | 1
NO |  | 164 | 2016 | 6 | 27 | 27 |  |  | City | 0 | 0 | 2 | 22.08 | 0 | 0 | 2x397.0 ACSR | 0 | 0 | 0 | 0 | 0 | 0 | 0 | 0 | 0 | 0 | 0 | 0 | 0 | 0 | 0 | 0 | 0 | 0 | 0 | 0 | 0 | 0 | 0 | 12 | 1
NO |  | 164 | 2016 | 6 | 28 | 28 |  |  |  | 0 | 0 |  | 0 | 0 | 0 | 397.0 ACSR | 0 | 0 | 0 | 0 | 0 | 0 | 0 | 0 | 0 | 0 | 0 | 0 | 0 | 0 | 0 | 0 | 0 | 0 | 0 | 0 | 0 | 0 | 0 | 12 | 1
NO |  | 164 | 2016 | 6 | 29 | 29 |  | 81-019 IPC Jefferson | Lieberman | 138 | 138 | 2 | 19.8 | 0 | 1 | 336.4 ACSR | 0 | 0 | 0 | 0 | 0 | 0 | 0 | 0 | 0 | 0 | 0 | 0 | 0 | 0 | 0 | 0 | 0 | 0 | 0 | 0 | 0 | 0 | 0 | 12 | 1
NO |  | 164 | 2016 | 6 | 30 | 30 |  |  |  | 0 | 0 |  | 0 | 0 | 0 | 397.0 ACSR | 0 | 0 | 0 | 0 | 0 | 0 | 0 | 0 | 0 | 0 | 0 | 0 | 0 | 0 | 0 | 0 | 0 | 0 | 0 | 0 | 0 | 0 | 0 | 12 | 1
NO |  | 164 | 2016 | 6 | 31 | 31 |  | 81-020 IPC Jefferson | Jefferson Switching | 138 | 138 | 1 | 1.42 | 0 | 1 | 795.0 ACSR | 0 | 0 | 0 | 0 | 0 | 0 | 0 | 0 | 0 | 0 | 0 | 0 | 0 | 0 | 0 | 0 | 0 | 0 | 0 | 0 | 0 | 0 | 0 | 12 | 1
NO |  | 164 | 2016 | 6 | 32 | 32 |  | 81-021 Diana | Lake Lamond | 138 | 138 | 1 | 22.98 | 0 | 1 | 1590.0 ACSR | 0 | 0 | 0 | 0 | 0 | 0 | 0 | 0 | 0 | 0 | 0 | 0 | 0 | 0 | 0 | 0 | 0 | 0 | 0 | 0 | 0 | 0 | 0 | 12 | 1
NO |  | 164 | 2016 | 6 | 33 | 33 |  | 81-022 Jefferson Switching | Marshall 138 | 138 | 138 | 2 | 16.6 | 0 | 1 | 1024.0 ACAR | 0 | 0 | 0 | 0 | 0 | 0 | 0 | 0 | 0 | 0 | 0 | 0 | 0 | 0 | 0 | 0 | 0 | 0 | 0 | 0 | 0 | 0 | 0 | 12 | 1
NO |  | 164 | 2016 | 6 | 34 | 34 |  | 81-023 Jefferson Switching | Wilkes | 138 | 138 | 2 | 11.1 | 0 | 1 | 1024.0 ACAR | 0 | 0 | 0 | 0 | 0 | 0 | 0 | 0 | 0 | 0 | 0 | 0 | 0 | 0 | 0 | 0 | 0 | 0 | 0 | 0 | 0 | 0 | 0 | 12 | 1
NO |  | 164 | 2016 | 7 | 1 | 1 |  | 81-024 Knox Lee | Northwest Henderson | 138 | 138 | 1 | 7.1 | 0 | 1 | 1272.0 ACSR | 0 | 0 | 0 | 0 | 0 | 0 | 0 | 0 | 0 | 0 | 0 | 0 | 0 | 0 | 0 | 0 | 0 | 0 | 0 | 0 | 0 | 0 | 0 | 12 | 1
NO |  | 164 | 2016 | 7 | 2 | 2 |  |  |  | 0 | 0 | 2 | 10.78 | 0 | 0 | 2x397.0 ACSR | 0 | 0 | 0 | 0 | 0 | 0 | 0 | 0 | 0 | 0 | 0 | 0 | 0 | 0 | 0 | 0 | 0 | 0 | 0 | 0 | 0 | 0 | 0 | 12 | 1
NO |  | 164 | 2016 | 7 | 3 | 3 |  | 81-025 Knox Lee | Overton | 138 | 138 | 1 | 23.91 | 0 | 1 | 2x397.0 ACSR | 0 | 0 | 0 | 0 | 0 | 0 | 0 | 0 | 0 | 0 | 0 | 0 | 0 | 0 | 0 | 0 | 0 | 0 | 0 | 0 | 0 | 0 | 0 | 12 | 1
NO |  | 164 | 2016 | 7 | 4 | 4 |  | 81-026 Knox Lee | Pirkey | 138 | 138 | 2 | 13.49 | 0 | 1 | 2x1033.5 ACSR | 0 | 0 | 0 | 0 | 0 | 0 | 0 | 0 | 0 | 0 | 0 | 0 | 0 | 0 | 0 | 0 | 0 | 0 | 0 | 0 | 0 | 0 | 0 | 12 | 1
NO |  | 164 | 2016 | 7 | 5 | 5 |  | 81-027 Knox Lee | Rock Hill | 138 | 138 | 1 | 2.69 | 0 | 1 | 666.0 ACSR | 0 | 0 | 0 | 0 | 0 | 0 | 0 | 0 | 0 | 0 | 0 | 0 | 0 | 0 | 0 | 0 | 0 | 0 | 0 | 0 | 0 | 0 | 0 | 12 | 1
NO |  | 164 | 2016 | 7 | 6 | 6 |  |  |  | 0 | 0 | 2 | 12.35 | 0 | 0 | 795.0 ACSR | 0 | 0 | 0 | 0 | 0 | 0 | 0 | 0 | 0 | 0 | 0 | 0 | 0 | 0 | 0 | 0 | 0 | 0 | 0 | 0 | 0 | 0 | 0 | 12 | 1
NO |  | 164 | 2016 | 7 | 7 | 7 |  | 81-028 Knox Lee | South Texas Eastman | 138 | 138 | 2 | 6.47 | 0 | 1 | 2x336.0 ACSR | 0 | 0 | 0 | 0 | 0 | 0 | 0 | 0 | 0 | 0 | 0 | 0 | 0 | 0 | 0 | 0 | 0 | 0 | 0 | 0 | 0 | 0 | 0 | 12 | 1
NO |  | 164 | 2016 | 7 | 8 | 8 |  |  |  | 0 | 0 |  | 0 | 0 | 0 | 2x795.0 ACSR | 0 | 0 | 0 | 0 | 0 | 0 | 0 | 0 | 0 | 0 | 0 | 0 | 0 | 0 | 0 | 0 | 0 | 0 | 0 | 0 | 0 | 0 | 0 | 12 | 1
NO |  | 164 | 2016 | 7 | 9 | 9 |  | 81-033 Carthage POD | Logansport | 138 | 138 | 1 | 23.2 | 0 | 1 | 1272.0 ACSR | 0 | 0 | 0 | 0 | 0 | 0 | 0 | 0 | 0 | 0 | 0 | 0 | 0 | 0 | 0 | 0 | 0 | 0 | 0 | 0 | 0 | 0 | 0 | 12 | 1
NO |  | 164 | 2016 | 7 | 10 | 10 |  |  |  | 0 | 0 | 2 | 17.78 | 0 | 0 | 755.0 ACAR | 0 | 0 | 0 | 0 | 0 | 0 | 0 | 0 | 0 | 0 | 0 | 0 | 0 | 0 | 0 | 0 | 0 | 0 | 0 | 0 | 0 | 0 | 0 | 12 | 1
NO |  | 164 | 2016 | 7 | 11 | 11 |  | 81-035 Lone Star South | Pittsburg | 138 | 138 | 1 | 17.67 | 0 | 1 | 1590.0 ACSR | 0 | 0 | 0 | 0 | 0 | 0 | 0 | 0 | 0 | 0 | 0 | 0 | 0 | 0 | 0 | 0 | 0 | 0 | 0 | 0 | 0 | 0 | 0 | 12 | 1
NO |  | 164 | 2016 | 7 | 12 | 12 |  | 81-036 Lone Star South | Wilkes | 138 | 138 | 1 | 0.12 | 0 | 1 | 2x666.0&795.0 ACS | 0 | 0 | 0 | 0 | 0 | 0 | 0 | 0 | 0 | 0 | 0 | 0 | 0 | 0 | 0 | 0 | 0 | 0 | 0 | 0 | 0 | 0 | 0 | 12 | 1
NO |  | 164 | 2016 | 7 | 13 | 13 |  |  |  | 0 | 0 | 2 | 10.87 | 0 | 0 | 2x795.0 ACSR | 0 | 0 | 0 | 0 | 0 | 0 | 0 | 0 | 0 | 0 | 0 | 0 | 0 | 0 | 0 | 0 | 0 | 0 | 0 | 0 | 0 | 0 | 0 | 12 | 1
NO |  | 164 | 2016 | 7 | 14 | 14 |  | 81-037 Pliler Road | Whitney | 138 | 138 | 1 | 3.23 | 0 | 1 | 1272.0 ACSR | 0 | 0 | 0 | 0 | 0 | 0 | 0 | 0 | 0 | 0 | 0 | 0 | 0 | 0 | 0 | 0 | 0 | 0 | 0 | 0 | 0 | 0 | 0 | 12 | 1
NO |  | 164 | 2016 | 7 | 15 | 15 |  |  |  | 0 | 0 | 2 | 9.76 | 0 | 0 | 2x336.0&397.0 ACS | 0 | 0 | 0 | 0 | 0 | 0 | 0 | 0 | 0 | 0 | 0 | 0 | 0 | 0 | 0 | 0 | 0 | 0 | 0 | 0 | 0 | 0 | 0 | 12 | 1
NO |  | 164 | 2016 | 7 | 16 | 16 |  |  |  | 0 | 0 |  | 0 | 0 | 0 | 2x397.0 ACSR | 0 | 0 | 0 | 0 | 0 | 0 | 0 | 0 | 0 | 0 | 0 | 0 | 0 | 0 | 0 | 0 | 0 | 0 | 0 | 0 | 0 | 0 | 0 | 12 | 1
NO |  | 164 | 2016 | 7 | 17 | 17 |  | 81-039 Longwood | Scottsville | 138 | 138 | 2 | 12.19 | 0 | 1 | 2x397.0 ACSR | 0 | 0 | 0 | 0 | 0 | 0 | 0 | 0 | 0 | 0 | 0 | 0 | 0 | 0 | 0 | 0 | 0 | 0 | 0 | 0 | 0 | 0 | 0 | 12 | 1
NO |  | 164 | 2016 | 7 | 18 | 18 |  | 81-040 Marshall | Pirkey | 138 | 138 | 2 | 6.53 | 2.32 | 1 | 2x1033.5 ACSR | 0 | 0 | 0 | 0 | 0 | 0 | 0 | 0 | 0 | 0 | 0 | 0 | 0 | 0 | 0 | 0 | 0 | 0 | 0 | 0 | 0 | 0 | 0 | 12 | 1
NO |  | 164 | 2016 | 7 | 19 | 19 |  | 81-041 North Mineola | RCEC Canton Tap | 138 | 138 | 1 | 18.13 | 0 | 1 | 1272.0 ACSR | 0 | 0 | 0 | 0 | 0 | 0 | 0 | 0 | 0 | 0 | 0 | 0 | 0 | 0 | 0 | 0 | 0 | 0 | 0 | 0 | 0 | 0 | 0 | 12 | 1
NO |  | 164 | 2016 | 7 | 20 | 20 |  |  | (Interconnect) | 0 | 0 |  | 0 | 0 | 0 | 795.0 ACSR | 0 | 0 | 0 | 0 | 0 | 0 | 0 | 0 | 0 | 0 | 0 | 0 | 0 | 0 | 0 | 0 | 0 | 0 | 0 | 0 | 0 | 0 | 0 | 12 | 1
NO |  | 164 | 2016 | 7 | 21 | 21 |  | 81-042 Brady (Exxon Mobil) | North Mineola | 138 | 138 | 2 | 16.88 | 0 | 1 | 2x397.0 ACSR | 0 | 0 | 0 | 0 | 0 | 0 | 0 | 0 | 0 | 0 | 0 | 0 | 0 | 0 | 0 | 0 | 0 | 0 | 0 | 0 | 0 | 0 | 0 | 12 | 1
NO |  | 164 | 2016 | 7 | 22 | 22 |  |  |  | 0 | 0 | 1 | 0.37 | 0 | 0 | 1272.0 ACSR | 0 | 0 | 0 | 0 | 0 | 0 | 0 | 0 | 0 | 0 | 0 | 0 | 0 | 0 | 0 | 0 | 0 | 0 | 0 | 0 | 0 | 0 | 0 | 12 | 1
NO |  | 164 | 2016 | 7 | 23 | 23 |  |  |  | 0 | 0 | 1 | 2.13 | 0 | 0 | 2x397.0 ACSR | 0 | 0 | 0 | 0 | 0 | 0 | 0 | 0 | 0 | 0 | 0 | 0 | 0 | 0 | 0 | 0 | 0 | 0 | 0 | 0 | 0 | 0 | 0 | 12 | 1
NO |  | 164 | 2016 | 7 | 24 | 24 |  | 81-043 Bann | North New Boston w/tap to | 138 | 138 | 1 | 17.59 | 0 | 1 | 2156.0 ACSR | 0 | 0 | 0 | 0 | 0 | 0 | 0 | 0 | 0 | 0 | 0 | 0 | 0 | 0 | 0 | 0 | 0 | 0 | 0 | 0 | 0 | 0 | 0 | 12 | 1
NO |  | 164 | 2016 | 7 | 25 | 25 |  |  | NW Texarkana | 0 | 0 | 2 | 0.3 | 0 | 0 | 2x477.0 ACSR | 0 | 0 | 0 | 0 | 0 | 0 | 0 | 0 | 0 | 0 | 0 | 0 | 0 | 0 | 0 | 0 | 0 | 0 | 0 | 0 | 0 | 0 | 0 | 12 | 1
NO |  | 164 | 2016 | 7 | 26 | 26 |  |  |  | 0 | 0 |  | 0 | 0 | 0 | 477.0 ACSR | 0 | 0 | 0 | 0 | 0 | 0 | 0 | 0 | 0 | 0 | 0 | 0 | 0 | 0 | 0 | 0 | 0 | 0 | 0 | 0 | 0 | 0 | 0 | 12 | 1
NO |  | 164 | 2016 | 7 | 27 | 27 |  | 81-044 North New Boston | Patterson | 138 | 138 | 2 | 5.41 | 0 | 1 | 666.0 ACSR | 0 | 0 | 0 | 0 | 0 | 0 | 0 | 0 | 0 | 0 | 0 | 0 | 0 | 0 | 0 | 0 | 0 | 0 | 0 | 0 | 0 | 0 | 0 | 12 | 1
NO |  | 164 | 2016 | 7 | 28 | 28 |  | 81-045 North New Boston | Wilkes | 138 | 138 | 2 | 46.79 | 0 | 1 | 666.0 ACSR | 0 | 0 | 0 | 0 | 0 | 0 | 0 | 0 | 0 | 0 | 0 | 0 | 0 | 0 | 0 | 0 | 0 | 0 | 0 | 0 | 0 | 0 | 0 | 12 | 1
NO |  | 164 | 2016 | 7 | 29 | 29 |  |  |  | 0 | 0 | 2 | 0.15 | 0 | 0 | 795.0 ACSR | 0 | 0 | 0 | 0 | 0 | 0 | 0 | 0 | 0 | 0 | 0 | 0 | 0 | 0 | 0 | 0 | 0 | 0 | 0 | 0 | 0 | 0 | 0 | 12 | 1
NO |  | 164 | 2016 | 7 | 30 | 30 |  | 81-047 Eastex Switching | Whitney | 138 | 138 | 1 | 3.27 | 0 | 1 | 2x336.0 ACSR | 0 | 0 | 0 | 0 | 0 | 0 | 0 | 0 | 0 | 0 | 0 | 0 | 0 | 0 | 0 | 0 | 0 | 0 | 0 | 0 | 0 | 0 | 0 | 12 | 1
NO |  | 164 | 2016 | 7 | 31 | 31 |  | Station |  | 0 | 0 | 2 | 2.49 | 0 | 0 | 2x795.0 ACSR | 0 | 0 | 0 | 0 | 0 | 0 | 0 | 0 | 0 | 0 | 0 | 0 | 0 | 0 | 0 | 0 | 0 | 0 | 0 | 0 | 0 | 0 | 0 | 12 | 1
NO |  | 164 | 2016 | 7 | 32 | 32 |  | 81-048 Northwest Henderson | Overton | 138 | 138 | 1 | 7.22 | 0 | 1 | 2x397.0 ACSR | 0 | 0 | 0 | 0 | 0 | 0 | 0 | 0 | 0 | 0 | 0 | 0 | 0 | 0 | 0 | 0 | 0 | 0 | 0 | 0 | 0 | 0 | 0 | 12 | 1
NO |  | 164 | 2016 | 7 | 33 | 33 |  |  |  | 0 | 0 | 2 | 5.96 | 0 | 0 |  | 0 | 0 | 0 | 0 | 0 | 0 | 0 | 0 | 0 | 0 | 0 | 0 | 0 | 0 | 0 | 0 | 0 | 0 | 0 | 0 | 0 | 0 | 0 | 12 | 1
NO |  | 164 | 2016 | 8 | 1 | 1 |  | 81-049 Northwest Texarkana | Patterson | 138 | 138 | 1 | 0.19 | 0 | 1 | 1024.0 ACAR | 0 | 0 | 0 | 0 | 0 | 0 | 0 | 0 | 0 | 0 | 0 | 0 | 0 | 0 | 0 | 0 | 0 | 0 | 0 | 0 | 0 | 0 | 0 | 12 | 1
NO |  | 164 | 2016 | 8 | 2 | 2 |  |  |  | 0 | 0 | 2 | 6.55 | 0 | 0 | 1272.0 SD | 0 | 0 | 0 | 0 | 0 | 0 | 0 | 0 | 0 | 0 | 0 | 0 | 0 | 0 | 0 | 0 | 0 | 0 | 0 | 0 | 0 | 0 | 0 | 12 | 1
NO |  | 164 | 2016 | 8 | 3 | 3 |  |  |  | 0 | 0 | 3 | 0.9 | 0 | 0 | 2156.0 ACSR | 0 | 0 | 0 | 0 | 0 | 0 | 0 | 0 | 0 | 0 | 0 | 0 | 0 | 0 | 0 | 0 | 0 | 0 | 0 | 0 | 0 | 0 | 0 | 12 | 1
NO |  | 164 | 2016 | 8 | 4 | 4 |  | 81-050 Northwest Texarkana | Sugar Hill | 138 | 138 | 1 | 10.34 | 0 | 1 | 1272.0 ACSR | 0 | 0 | 0 | 0 | 0 | 0 | 0 | 0 | 0 | 0 | 0 | 0 | 0 | 0 | 0 | 0 | 0 | 0 | 0 | 0 | 0 | 0 | 0 | 12 | 1
NO |  | 164 | 2016 | 8 | 5 | 5 |  | 81-056 Camp County | Petty | 138 | 138 | 1 | 5.56 | 0 | 1 | 1272.0 ACSR | 0 | 0 | 0 | 0 | 0 | 0 | 0 | 0 | 0 | 0 | 0 | 0 | 0 | 0 | 0 | 0 | 0 | 0 | 0 | 0 | 0 | 0 | 0 | 12 | 1
NO |  | 164 | 2016 | 8 | 6 | 6 |  | 81-057 Petty | Wilkes | 138 | 138 | 2 | 34.08 | 0 | 1 |  | 0 | 0 | 0 | 0 | 0 | 0 | 0 | 0 | 0 | 0 | 0 | 0 | 0 | 0 | 0 | 0 | 0 | 0 | 0 | 0 | 0 | 0 | 0 | 12 | 1
NO |  | 164 | 2016 | 8 | 7 | 7 |  | 81-058 Pirkey | Scottsville | 138 | 138 | 1 | 0.48 | 0 | 1 | 1272.0 ACSR | 0 | 0 | 0 | 0 | 0 | 0 | 0 | 0 | 0 | 0 | 0 | 0 | 0 | 0 | 0 | 0 | 0 | 0 | 0 | 0 | 0 | 0 | 0 | 12 | 1
NO |  | 164 | 2016 | 8 | 8 | 8 |  |  |  | 0 | 0 | 2 | 17 | 0 | 0 | 2x397.0 ACSR | 0 | 0 | 0 | 0 | 0 | 0 | 0 | 0 | 0 | 0 | 0 | 0 | 0 | 0 | 0 | 0 | 0 | 0 | 0 | 0 | 0 | 0 | 0 | 12 | 1
NO |  | 164 | 2016 | 8 | 9 | 9 |  |  |  | 0 | 0 |  | 0 | 0 | 0 | 2x477.0 ACSR | 0 | 0 | 0 | 0 | 0 | 0 | 0 | 0 | 0 | 0 | 0 | 0 | 0 | 0 | 0 | 0 | 0 | 0 | 0 | 0 | 0 | 0 | 0 | 12 | 1
NO |  | 164 | 2016 | 8 | 10 | 10 |  | 81-059 Pirkey | Whitney | 138 | 138 | 2 | 15.53 | 0 | 1 | 2x1033.5 ACSR | 0 | 0 | 0 | 0 | 0 | 0 | 0 | 0 | 0 | 0 | 0 | 0 | 0 | 0 | 0 | 0 | 0 | 0 | 0 | 0 | 0 | 0 | 0 | 12 | 1
NO |  | 164 | 2016 | 8 | 11 | 11 |  | 81-061 Rock Hill | Southwest Shreveport | 138 | 138 | 2 | 23.31 | 0 | 1 | 397.0 ACSR | 0 | 0 | 0 | 0 | 0 | 0 | 0 | 0 | 0 | 0 | 0 | 0 | 0 | 0 | 0 | 0 | 0 | 0 | 0 | 0 | 0 | 0 | 0 | 12 | 1
NO |  | 164 | 2016 | 8 | 12 | 12 |  | 81-068 West Atlanta | Wilkes | 138 | 138 | 1 | 0.35 | 0 | 1 | 1024.0 ACAR | 0 | 0 | 0 | 0 | 0 | 0 | 0 | 0 | 0 | 0 | 0 | 0 | 0 | 0 | 0 | 0 | 0 | 0 | 0 | 0 | 0 | 0 | 0 | 12 | 1
NO |  | 164 | 2016 | 8 | 13 | 13 |  |  |  | 0 | 0 | 2 | 31.68 | 0 | 0 | 666.0 ACSR | 0 | 0 | 0 | 0 | 0 | 0 | 0 | 0 | 0 | 0 | 0 | 0 | 0 | 0 | 0 | 0 | 0 | 0 | 0 | 0 | 0 | 0 | 0 | 12 | 1
NO |  | 164 | 2016 | 8 | 14 | 14 |  | 81-069 IPC Domino | West Atlanta w/tap to IPC | 138 | 138 | 1 | 5.79 | 0 | 1 | 1024.0 ACAR | 0 | 0 | 0 | 0 | 0 | 0 | 0 | 0 | 0 | 0 | 0 | 0 | 0 | 0 | 0 | 0 | 0 | 0 | 0 | 0 | 0 | 0 | 0 | 12 | 1
NO |  | 164 | 2016 | 8 | 15 | 15 |  |  |  | 0 | 0 | 2 | 18.25 | 0 | 0 | 397.0 ACSR | 0 | 0 | 0 | 0 | 0 | 0 | 0 | 0 | 0 | 0 | 0 | 0 | 0 | 0 | 0 | 0 | 0 | 0 | 0 | 0 | 0 | 0 | 0 | 12 | 1
NO |  | 164 | 2016 | 8 | 16 | 16 |  | 81-070 Carthage POD | Rock Hill | 138 | 138 | 1 | 9.52 | 0 | 1 | 1272.0 ACSR | 0 | 0 | 0 | 0 | 0 | 0 | 0 | 0 | 0 | 0 | 0 | 0 | 0 | 0 | 0 | 0 | 0 | 0 | 0 | 0 | 0 | 0 | 0 | 12 | 1
NO |  | 164 | 2016 | 8 | 17 | 17 |  | 81-072 Bann | Southeast Texarkana | 138 | 138 | 1 | 11.34 | 0 | 1 | 1272.0 ACSR | 0 | 0 | 0 | 0 | 0 | 0 | 0 | 0 | 0 | 0 | 0 | 0 | 0 | 0 | 0 | 0 | 0 | 0 | 0 | 0 | 0 | 0 | 0 | 12 | 1
NO |  | 164 | 2016 | 8 | 18 | 18 |  | 81-073 Eastex Switching | Harrison Road | 138 | 138 | 1 | 9.57 | 0 | 1 | 1272.0 ACSR | 0 | 0 | 0 | 0 | 0 | 0 | 0 | 0 | 0 | 0 | 0 | 0 | 0 | 0 | 0 | 0 | 0 | 0 | 0 | 0 | 0 | 0 | 0 | 12 | 1
NO |  | 164 | 2016 | 8 | 19 | 19 |  | Station |  | 0 | 0 |  | 0 | 0 | 0 |  | 0 | 0 | 0 | 0 | 0 | 0 | 0 | 0 | 0 | 0 | 0 | 0 | 0 | 0 | 0 | 0 | 0 | 0 | 0 | 0 | 0 | 0 | 0 | 12 | 1
NO |  | 164 | 2016 | 8 | 20 | 20 |  | 81-076 Eastex Switching | South Texas Eastman | 138 | 138 | 2 | 0.83 | 0 | 1 | 2x795.0 ACSR | 0 | 0 | 0 | 0 | 0 | 0 | 0 | 0 | 0 | 0 | 0 | 0 | 0 | 0 | 0 | 0 | 0 | 0 | 0 | 0 | 0 | 0 | 0 | 12 | 1
NO |  | 164 | 2016 | 8 | 21 | 21 |  | Station |  | 0 | 0 |  | 0 | 0 | 0 |  | 0 | 0 | 0 | 0 | 0 | 0 | 0 | 0 | 0 | 0 | 0 | 0 | 0 | 0 | 0 | 0 | 0 | 0 | 0 | 0 | 0 | 0 | 0 | 12 | 1
NO |  | 164 | 2016 | 8 | 22 | 22 |  | 81-078 Camp County | Pittsburg | 138 | 138 | 1 | 4.34 | 0 | 1 | 1272.0 ACSR | 0 | 0 | 0 | 0 | 0 | 0 | 0 | 0 | 0 | 0 | 0 | 0 | 0 | 0 | 0 | 0 | 0 | 0 | 0 | 0 | 0 | 0 | 0 | 12 | 1
NO |  | 164 | 2016 | 8 | 23 | 23 |  | 81-079 Pittsburg | Winnsboro | 138 | 138 | 1 | 20.32 | 0.89 | 1 | 1590 ACSR | 0 | 0 | 0 | 0 | 0 | 0 | 0 | 0 | 0 | 0 | 0 | 0 | 0 | 0 | 0 | 0 | 0 | 0 | 0 | 0 | 0 | 0 | 0 | 12 | 1
NO |  | 164 | 2016 | 8 | 24 | 24 |  | 81-845 Lake Pauline | WFEC Russell (Interconnect) | 138 | 138 | 2 | 14.22 | 0 | 1 | 477.0 ACSR | 0 | 0 | 0 | 0 | 0 | 0 | 0 | 0 | 0 | 0 | 0 | 0 | 0 | 0 | 0 | 0 | 0 | 0 | 0 | 0 | 0 | 0 | 0 | 12 | 1
NO |  | 164 | 2016 | 8 | 25 | 25 |  | 81-080 North Mineola | Winnsboro | 138 | 138 | 1 | 25.14 | 0 | 1 | 1590 ACSR | 0 | 0 | 0 | 0 | 0 | 0 | 0 | 0 | 0 | 0 | 0 | 0 | 0 | 0 | 0 | 0 | 0 | 0 | 0 | 0 | 0 | 0 | 0 | 12 | 1
NO |  | 164 | 2016 | 8 | 26 | 26 |  | 81-085 Brady (Exxon Mobil) | Perdue | 138 | 138 | 1 | 0.36 | 0 | 1 | 1272.0 ACSR | 0 | 0 | 0 | 0 | 0 | 0 | 0 | 0 | 0 | 0 | 0 | 0 | 0 | 0 | 0 | 0 | 0 | 0 | 0 | 0 | 0 | 0 | 0 | 12 | 1
NO |  | 164 | 2016 | 8 | 27 | 27 |  |  |  | 0 | 0 | 1 | 1.62 | 0 | 0 | 2x397.0 ACSR | 0 | 0 | 0 | 0 | 0 | 0 | 0 | 0 | 0 | 0 | 0 | 0 | 0 | 0 | 0 | 0 | 0 | 0 | 0 | 0 | 0 | 0 | 0 | 12 | 1
NO |  | 164 | 2016 | 8 | 28 | 28 |  |  |  | 0 | 0 | 2 | 10.31 | 0 | 0 | 2x397.0 ACSR | 0 | 0 | 0 | 0 | 0 | 0 | 0 | 0 | 0 | 0 | 0 | 0 | 0 | 0 | 0 | 0 | 0 | 0 | 0 | 0 | 0 | 0 | 0 | 12 | 1
NO |  | 164 | 2016 | 8 | 29 | 29 |  | 81-900 (21048) Shamrock | West Childress | 138 | 138 | 1 | 4.92 | 0 | 1 | 477.0 ACSR | 0 | 0 | 0 | 0 | 0 | 0 | 0 | 0 | 0 | 0 | 0 | 0 | 0 | 0 | 0 | 0 | 0 | 0 | 0 | 0 | 0 | 0 | 0 | 12 | 1
NO |  | 164 | 2016 | 8 | 30 | 30 |  |  |  | 0 | 0 | 2 | 51.35 | 0 | 0 |  | 0 | 0 | 0 | 0 | 0 | 0 | 0 | 0 | 0 | 0 | 0 | 0 | 0 | 0 | 0 | 0 | 0 | 0 | 0 | 0 | 0 | 0 | 0 | 12 | 1
NO |  | 164 | 2016 | 8 | 31 | 31 |  | 81-901 (21085) Lake Pauline | West Childress | 138 | 138 | 2 | 35.14 | 0 | 1 | 477.0 ACSR | 0 | 0 | 0 | 0 | 0 | 0 | 0 | 0 | 0 | 0 | 0 | 0 | 0 | 0 | 0 | 0 | 0 | 0 | 0 | 0 | 0 | 0 | 0 | 12 | 1
NO |  | 164 | 2016 | 8 | 33 | 33 |  | Subtotal 138 kV in TX |  | 0 | 0 |  | 875.56 | 10.38 | 52 |  | 0 | 0 | 0 | 0 | 0 | 0 | 0 | 0 | 0 | 0 | 0 | 0 | 0 | 0 | 0 | 0 | 0 | 0 | 0 | 0 | 0 | 0 | 0 | 12 | 1
NO |  | 164 | 2016 | 8 | 35 | 35 |  | Total 138 kV SWEPCO |  | 0 | 0 |  | 1412.04 | 15.51 | 100 |  | 0 | 0 | 0 | 0 | 0 | 0 | 0 | 0 | 0 | 0 | 0 | 0 | 0 | 0 | 0 | 0 | 0 | 0 | 0 | 0 | 0 | 0 | 0 | 12 | 1
NO |  | 164 | 2016 | 9 | 1 | 1 |  | 115 kV in AR |  | 0 | 0 |  | 0 | 0 | 0 |  | 0 | 0 | 0 | 0 | 0 | 0 | 0 | 0 | 0 | 0 | 0 | 0 | 0 | 0 | 0 | 0 | 0 | 0 | 0 | 0 | 0 | 0 | 0 | 12 | 1
NO |  | 164 | 2016 | 9 | 2 | 2 |  | 81-038 Hope | AECC Fulton Plant | 115 | 115 | 2 | 0.01 | 0 | 1 | 1272.0 AAC | 0 | 0 | 0 | 0 | 0 | 0 | 0 | 0 | 0 | 0 | 0 | 0 | 0 | 0 | 0 | 0 | 0 | 0 | 0 | 0 | 0 | 0 | 0 | 12 | 1
NO |  | 164 | 2016 | 9 | 3 | 3 |  |  | (Interconnect) | 0 | 0 |  | 0 | 0 | 0 | 1272.0 ACSR | 0 | 0 | 0 | 0 | 0 | 0 | 0 | 0 | 0 | 0 | 0 | 0 | 0 | 0 | 0 | 0 | 0 | 0 | 0 | 0 | 0 | 0 | 0 | 12 | 1
NO |  | 164 | 2016 | 9 | 4 | 4 |  | 81-051 Okay | Hope | 115 | 138 | 1 | 15.5 | 0 | 1 | 1591 ACSR | 0 | 0 | 0 | 0 | 0 | 0 | 0 | 0 | 0 | 0 | 0 | 0 | 0 | 0 | 0 | 0 | 0 | 0 | 0 | 0 | 0 | 0 | 0 | 12 | 1
NO |  | 164 | 2016 | 9 | 5 | 5 |  | 81-052 Okay | Patterson | 115 | 138 | 1 | 19.31 | 0 | 1 | 1590 ACSR | 0 | 0 | 0 | 0 | 0 | 0 | 0 | 0 | 0 | 0 | 0 | 0 | 0 | 0 | 0 | 0 | 0 | 0 | 0 | 0 | 0 | 0 | 0 | 12 | 1
NO |  | 164 | 2016 | 9 | 6 | 6 |  | 81-053 AECC Fulton Plant | Entergy Patmos | 115 | 115 | 2 | 7.1 | 0 | 1 | 1272.0 ACSR | 0 | 0 | 0 | 0 | 0 | 0 | 0 | 0 | 0 | 0 | 0 | 0 | 0 | 0 | 0 | 0 | 0 | 0 | 0 | 0 | 0 | 0 | 0 | 12 | 1
NO |  | 164 | 2016 | 9 | 7 | 7 |  | (Interconnect) | (Interconnect) | 0 | 0 |  | 0 | 0 | 0 | 666.0 ACSR | 0 | 0 | 0 | 0 | 0 | 0 | 0 | 0 | 0 | 0 | 0 | 0 | 0 | 0 | 0 | 0 | 0 | 0 | 0 | 0 | 0 | 0 | 0 | 12 | 1
NO |  | 164 | 2016 | 9 | 9 | 9 |  | Subtotal 115 kV in AR |  | 0 | 0 |  | 41.92 | 0 | 4 |  | 0 | 0 | 0 | 0 | 0 | 0 | 0 | 0 | 0 | 0 | 0 | 0 | 0 | 0 | 0 | 0 | 0 | 0 | 0 | 0 | 0 | 0 | 0 | 12 | 1
NO |  | 164 | 2016 | 9 | 11 | 11 |  | 115 kV in LA |  | 0 | 0 |  | 0 | 0 | 0 |  | 0 | 0 | 0 | 0 | 0 | 0 | 0 | 0 | 0 | 0 | 0 | 0 | 0 | 0 | 0 | 0 | 0 | 0 | 0 | 0 | 0 | 0 | 0 | 12 | 1
NO |  | 164 | 2016 | 9 | 12 | 12 |  | TL357 Interconnect | Jeld-Wen | 115 | 115 |  | 0.64 | 0 | 1 | 336.4 kCM ACSR | 0 | 0 | 0 | 0 | 0 | 0 | 0 | 0 | 0 | 0 | 0 | 0 | 0 | 0 | 0 | 0 | 0 | 0 | 0 | 0 | 0 | 0 | 0 | 12 | 1
NO |  | 164 | 2016 | 9 | 14 | 14 |  | Subtotal 115 kV in LA |  | 0 | 0 |  | 0.64 | 0 | 1 |  | 0 | 0 | 0 | 0 | 0 | 0 | 0 | 0 | 0 | 0 | 0 | 0 | 0 | 0 | 0 | 0 | 0 | 0 | 0 | 0 | 0 | 0 | 0 | 12 | 1
NO |  | 164 | 2016 | 9 | 16 | 16 |  | 115 kV in TX |  | 0 | 0 |  | 0 | 0 | 0 |  | 0 | 0 | 0 | 0 | 0 | 0 | 0 | 0 | 0 | 0 | 0 | 0 | 0 | 0 | 0 | 0 | 0 | 0 | 0 | 0 | 0 | 0 | 0 | 12 | 1
NO |  | 164 | 2016 | 9 | 17 | 17 |  | 81-902 (21149) Shamrock | SPS Nichols (Interconnect) | 115 | 115 | 1 | 14.24 | 0 | 1 | 4/0 ACSR | 0 | 0 | 0 | 0 | 0 | 0 | 0 | 0 | 0 | 0 | 0 | 0 | 0 | 0 | 0 | 0 | 0 | 0 | 0 | 0 | 0 | 0 | 0 | 12 | 1
NO |  | 164 | 2016 | 9 | 19 | 19 |  | Subtotal 115 kV in TX |  | 0 | 0 |  | 14.24 | 0 | 1 |  | 0 | 0 | 0 | 0 | 0 | 0 | 0 | 0 | 0 | 0 | 0 | 0 | 0 | 0 | 0 | 0 | 0 | 0 | 0 | 0 | 0 | 0 | 0 | 12 | 1
NO |  | 164 | 2016 | 9 | 21 | 21 |  | Total 115 kV SWEPCO |  | 0 | 0 |  | 56.8 | 0 | 6 |  | 0 | 0 | 0 | 0 | 0 | 0 | 0 | 0 | 0 | 0 | 0 | 0 | 0 | 0 | 0 | 0 | 0 | 0 | 0 | 0 | 0 | 0 | 0 | 12 | 1
NO |  | 164 | 2016 | 9 | 23 | 23 |  | 69 kV in AR |  | 0 | 0 |  | 0 | 0 | 0 |  | 0 | 0 | 0 | 0 | 0 | 0 | 0 | 0 | 0 | 0 | 0 | 0 | 0 | 0 | 0 | 0 | 0 | 0 | 0 | 0 | 0 | 0 | 0 | 12 | 1
NO |  | 164 | 2016 | 9 | 24 | 24 |  | 66-005 Ashdown | Patterson | 69 | 69 | 1 | 0.81 | 0 | 1 | 2x397.0 ACSR | 0 | 0 | 0 | 0 | 0 | 0 | 0 | 0 | 0 | 0 | 0 | 0 | 0 | 0 | 0 | 0 | 0 | 0 | 0 | 0 | 0 | 0 | 0 | 12 | 1
NO |  | 164 | 2016 | 9 | 25 | 25 |  |  |  | 0 | 0 | 2 | 0.34 | 0 | 0 |  | 0 | 0 | 0 | 0 | 0 | 0 | 0 | 0 | 0 | 0 | 0 | 0 | 0 | 0 | 0 | 0 | 0 | 0 | 0 | 0 | 0 | 0 | 0 | 12 | 1
NO |  | 164 | 2016 | 9 | 26 | 26 |  | 66-006 Ashdown | Twelfth Street w/taps to | 69 | 69 | 1 | 19.81 | 0 | 1 | 1272.0 ACSR | 0 | 0 | 0 | 0 | 0 | 0 | 0 | 0 | 0 | 0 | 0 | 0 | 0 | 0 | 0 | 0 | 0 | 0 | 0 | 0 | 0 | 0 | 0 | 12 | 1
NO |  | 164 | 2016 | 9 | 27 | 27 |  |  | Sugar Hill & Nekoosa | 0 | 0 | 2 | 0.7 | 0 | 0 | 2x397.0 ACSR | 0 | 0 | 0 | 0 | 0 | 0 | 0 | 0 | 0 | 0 | 0 | 0 | 0 | 0 | 0 | 0 | 0 | 0 | 0 | 0 | 0 | 0 | 0 | 12 | 1
NO |  | 164 | 2016 | 9 | 28 | 28 |  |  |  | 0 | 0 |  | 0 | 0 | 0 | 397.0 ACSR | 0 | 0 | 0 | 0 | 0 | 0 | 0 | 0 | 0 | 0 | 0 | 0 | 0 | 0 | 0 | 0 | 0 | 0 | 0 | 0 | 0 | 0 | 0 | 12 | 1
NO |  | 164 | 2016 | 9 | 29 | 29 |  | 66-007 Atlanta | Bloomburg | 69 | 69 | 2 | 0.25 | 0 | 1 | 397.0 ACSR | 0 | 0 | 0 | 0 | 0 | 0 | 0 | 0 | 0 | 0 | 0 | 0 | 0 | 0 | 0 | 0 | 0 | 0 | 0 | 0 | 0 | 0 | 0 | 12 | 1
NO |  | 164 | 2016 | 9 | 30 | 30 |  | 66-011 Southeast Texarkana | Texarkana Plant | 69 | 69 | 1 | 0.24 | 0.2 | 1 | 1272.0 ACSR | 0 | 0 | 0 | 0 | 0 | 0 | 0 | 0 | 0 | 0 | 0 | 0 | 0 | 0 | 0 | 0 | 0 | 0 | 0 | 0 | 0 | 0 | 0 | 12 | 1
NO |  | 164 | 2016 | 9 | 31 | 31 |  | 66-012 Bann | Thirty Ninth Street w/taps | 69 | 69 | 1 | 0.07 | 0.63 | 1 | 1272.0 ACSR | 0 | 0 | 0 | 0 | 0 | 0 | 0 | 0 | 0 | 0 | 0 | 0 | 0 | 0 | 0 | 0 | 0 | 0 | 0 | 0 | 0 | 0 | 0 | 12 | 1
NO |  | 164 | 2016 | 9 | 32 | 32 |  |  | to Red Lick & Sugar Hill | 0 | 0 |  | 0 | 0 | 0 |  | 0 | 0 | 0 | 0 | 0 | 0 | 0 | 0 | 0 | 0 | 0 | 0 | 0 | 0 | 0 | 0 | 0 | 0 | 0 | 0 | 0 | 0 | 0 | 12 | 1
NO |  | 164 | 2016 | 9 | 33 | 33 |  | 66-016 Bloomburg | Hosston w/taps to Rodessa | 69 | 69 | 1 | 0.5 | 0 | 1 | 266.8 ACSR | 0 | 0 | 0 | 0 | 0 | 0 | 0 | 0 | 0 | 0 | 0 | 0 | 0 | 0 | 0 | 0 | 0 | 0 | 0 | 0 | 0 | 0 | 0 | 12 | 1
NO |  | 164 | 2016 | 9 | 34 | 34 |  |  | & Texas Eastern | 0 | 0 | 2 | 8.45 | 0 | 0 |  | 0 | 0 | 0 | 0 | 0 | 0 | 0 | 0 | 0 | 0 | 0 | 0 | 0 | 0 | 0 | 0 | 0 | 0 | 0 | 0 | 0 | 0 | 0 | 12 | 1
NO |  | 164 | 2016 | 10 | 1 | 1 |  | 66-017 Bloomburg | Texarkana Plant w/tap to | 69 | 69 | 1 | 1.33 | 0 | 1 | 266.8 ACSR | 0 | 0 | 0 | 0 | 0 | 0 | 0 | 0 | 0 | 0 | 0 | 0 | 0 | 0 | 0 | 0 | 0 | 0 | 0 | 0 | 0 | 0 | 0 | 12 | 1
NO |  | 164 | 2016 | 10 | 2 | 2 |  |  | IPC | 0 | 0 | 2 | 18.49 | 0 | 0 | 4/0 ACSR | 0 | 0 | 0 | 0 | 0 | 0 | 0 | 0 | 0 | 0 | 0 | 0 | 0 | 0 | 0 | 0 | 0 | 0 | 0 | 0 | 0 | 0 | 0 | 12 | 1
NO |  | 164 | 2016 | 10 | 3 | 3 |  | 66-018 Booneville | OGE Branch (Interconnect) | 69 | 69 | 1 | 12.11 | 0 | 1 | 4/0 ACSR | 0 | 0 | 0 | 0 | 0 | 0 | 0 | 0 | 0 | 0 | 0 | 0 | 0 | 0 | 0 | 0 | 0 | 0 | 0 | 0 | 0 | 0 | 0 | 12 | 1
NO |  | 164 | 2016 | 10 | 4 | 4 |  | 66-019 Booneville | West Booneville | 69 | 69 | 1 | 2.64 | 0 | 1 | 4/0 ACSR | 0 | 0 | 0 | 0 | 0 | 0 | 0 | 0 | 0 | 0 | 0 | 0 | 0 | 0 | 0 | 0 | 0 | 0 | 0 | 0 | 0 | 0 | 0 | 12 | 1
NO |  | 164 | 2016 | 10 | 5 | 5 |  | 66-033 Dequeen | Mena | 69 | 69 | 1 | 5.63 | 1.78 | 1 | 795.0 ACSR | 0 | 0 | 0 | 0 | 0 | 0 | 0 | 0 | 0 | 0 | 0 | 0 | 0 | 0 | 0 | 0 | 0 | 0 | 0 | 0 | 0 | 0 | 0 | 12 | 1
NO |  | 164 | 2016 | 10 | 6 | 6 |  |  |  | 0 | 0 | 2 | 34.52 | 0 | 0 |  | 0 | 0 | 0 | 0 | 0 | 0 | 0 | 0 | 0 | 0 | 0 | 0 | 0 | 0 | 0 | 0 | 0 | 0 | 0 | 0 | 0 | 0 | 0 | 12 | 1
NO |  | 164 | 2016 | 10 | 7 | 7 |  | 66-034 Dequeen | Nashville | 69 | 69 | 1 | 0.04 | 0 | 1 | 4/0 ACSR | 0 | 0 | 0 | 0 | 0 | 0 | 0 | 0 | 0 | 0 | 0 | 0 | 0 | 0 | 0 | 0 | 0 | 0 | 0 | 0 | 0 | 0 | 0 | 12 | 1
NO |  | 164 | 2016 | 10 | 8 | 8 |  |  |  | 0 | 0 | 2 | 28.75 | 0 | 0 |  | 0 | 0 | 0 | 0 | 0 | 0 | 0 | 0 | 0 | 0 | 0 | 0 | 0 | 0 | 0 | 0 | 0 | 0 | 0 | 0 | 0 | 0 | 0 | 12 | 1
NO |  | 164 | 2016 | 10 | 9 | 9 |  | 66-035 Dequeen | Patterson w/tap to Magnolia | 69 | 69 | 1 | 1.56 | 0 | 1 | 2/0 ACSR | 0 | 0 | 0 | 0 | 0 | 0 | 0 | 0 | 0 | 0 | 0 | 0 | 0 | 0 | 0 | 0 | 0 | 0 | 0 | 0 | 0 | 0 | 0 | 12 | 1
NO |  | 164 | 2016 | 10 | 10 | 10 |  |  | Foreman | 0 | 0 | 2 | 37.7 | 0 | 0 | 4/0 ACSR | 0 | 0 | 0 | 0 | 0 | 0 | 0 | 0 | 0 | 0 | 0 | 0 | 0 | 0 | 0 | 0 | 0 | 0 | 0 | 0 | 0 | 0 | 0 | 12 | 1
NO |  | 164 | 2016 | 10 | 11 | 11 |  | 66-036 Dierks | Mena w/tap to US Motors | 69 | 69 | 1 | 10.29 | 0 | 1 | 397.0 ACSR | 0 | 0 | 0 | 0 | 0 | 0 | 0 | 0 | 0 | 0 | 0 | 0 | 0 | 0 | 0 | 0 | 0 | 0 | 0 | 0 | 0 | 0 | 0 | 12 | 1
NO |  | 164 | 2016 | 10 | 12 | 12 |  |  |  | 0 | 0 | 2 | 30.31 | 0 | 0 | 477.0 ACSR | 0 | 0 | 0 | 0 | 0 | 0 | 0 | 0 | 0 | 0 | 0 | 0 | 0 | 0 | 0 | 0 | 0 | 0 | 0 | 0 | 0 | 0 | 0 | 12 | 1
NO |  | 164 | 2016 | 10 | 13 | 13 |  | 66-037 Dierks | South Dierks | 69 | 69 | 1 | 1.25 | 0 | 1 | 397.0 ACSR | 0 | 0 | 0 | 0 | 0 | 0 | 0 | 0 | 0 | 0 | 0 | 0 | 0 | 0 | 0 | 0 | 0 | 0 | 0 | 0 | 0 | 0 | 0 | 12 | 1
NO |  | 164 | 2016 | 10 | 14 | 14 |  |  |  | 0 | 0 | 2 | 0.61 | 0 | 0 |  | 0 | 0 | 0 | 0 | 0 | 0 | 0 | 0 | 0 | 0 | 0 | 0 | 0 | 0 | 0 | 0 | 0 | 0 | 0 | 0 | 0 | 0 | 0 | 12 | 1
NO |  | 164 | 2016 | 10 | 15 | 15 |  | 66-038 Dierks | West Murfreesboro | 69 | 69 | 1 | 18.77 | 0 | 1 | 266.8 ACSR | 0 | 0 | 0 | 0 | 0 | 0 | 0 | 0 | 0 | 0 | 0 | 0 | 0 | 0 | 0 | 0 | 0 | 0 | 0 | 0 | 0 | 0 | 0 | 12 | 1
NO |  | 164 | 2016 | 10 | 16 | 16 |  | 66-039 Dyess | Springdale | 69 | 69 | 1 | 5.4 | 0 | 1 | 336.4 ACSR | 0 | 0 | 0 | 0 | 0 | 0 | 0 | 0 | 0 | 0 | 0 | 0 | 0 | 0 | 0 | 0 | 0 | 0 | 0 | 0 | 0 | 0 | 0 | 12 | 1
NO |  | 164 | 2016 | 10 | 17 | 17 |  |  |  | 0 | 0 |  | 0 | 0 | 0 | 666.0 ACSR | 0 | 0 | 0 | 0 | 0 | 0 | 0 | 0 | 0 | 0 | 0 | 0 | 0 | 0 | 0 | 0 | 0 | 0 | 0 | 0 | 0 | 0 | 0 | 12 | 1
NO |  | 164 | 2016 | 10 | 18 | 18 |  | 66-041 Dyess | Springdale | 69 | 69 | 2 | 2.03 | 0 | 1 | 2x397.0 ACSR | 0 | 0 | 0 | 0 | 0 | 0 | 0 | 0 | 0 | 0 | 0 | 0 | 0 | 0 | 0 | 0 | 0 | 0 | 0 | 0 | 0 | 0 | 0 | 12 | 1
NO |  | 164 | 2016 | 10 | 19 | 19 |  | 66-042 East Centerton | North Rogers w/tap to | 69 | 69 | 1 | 9.9 | 0 | 1 | 1272.0 AAC | 0 | 0 | 0 | 0 | 0 | 0 | 0 | 0 | 0 | 0 | 0 | 0 | 0 | 0 | 0 | 0 | 0 | 0 | 0 | 0 | 0 | 0 | 0 | 12 | 1
NO |  | 164 | 2016 | 10 | 20 | 20 |  |  | Centerton | 0 | 0 |  | 0 | 0 | 0 | 1272.0 ACSR | 0 | 0 | 0 | 0 | 0 | 0 | 0 | 0 | 0 | 0 | 0 | 0 | 0 | 0 | 0 | 0 | 0 | 0 | 0 | 0 | 0 | 0 | 0 | 12 | 1
NO |  | 164 | 2016 | 10 | 21 | 21 |  |  |  | 0 | 0 |  | 0 | 0 | 0 | 336.4 ACSR | 0 | 0 | 0 | 0 | 0 | 0 | 0 | 0 | 0 | 0 | 0 | 0 | 0 | 0 | 0 | 0 | 0 | 0 | 0 | 0 | 0 | 0 | 0 | 12 | 1
NO |  | 164 | 2016 | 10 | 22 | 22 |  | 66-043 East Rogers | North Rogers | 69 | 69 | 1 | 1.95 | 0 | 1 | 2x397.0 ACSR | 0 | 0 | 0 | 0 | 0 | 0 | 0 | 0 | 0 | 0 | 0 | 0 | 0 | 0 | 0 | 0 | 0 | 0 | 0 | 0 | 0 | 0 | 0 | 12 | 1
NO |  | 164 | 2016 | 10 | 23 | 23 |  | 66-061 Greenland | Prairie Grove | 69 | 69 | 2 | 8.04 | 0.52 | 1 | 477.0 ACSR | 0 | 0 | 0 | 0 | 0 | 0 | 0 | 0 | 0 | 0 | 0 | 0 | 0 | 0 | 0 | 0 | 0 | 0 | 0 | 0 | 0 | 0 | 0 | 12 | 1
NO |  | 164 | 2016 | 10 | 24 | 24 |  | 66-062 Greenland | South Fayetteville | 69 | 69 | 1 | 0.22 | 0 | 1 | 336.4 ACSR | 0 | 0 | 0 | 0 | 0 | 0 | 0 | 0 | 0 | 0 | 0 | 0 | 0 | 0 | 0 | 0 | 0 | 0 | 0 | 0 | 0 | 0 | 0 | 12 | 1
NO |  | 164 | 2016 | 10 | 25 | 25 |  |  |  | 0 | 0 | 2 | 4.42 | 0 | 0 |  | 0 | 0 | 0 | 0 | 0 | 0 | 0 | 0 | 0 | 0 | 0 | 0 | 0 | 0 | 0 | 0 | 0 | 0 | 0 | 0 | 0 | 0 | 0 | 12 | 1
NO |  | 164 | 2016 | 10 | 26 | 26 |  | 66-063 Greenland | AECC VBI North | 69 | 69 | 1 | 2.38 | 0 | 1 | 2/0 ACSR | 0 | 0 | 0 | 0 | 0 | 0 | 0 | 0 | 0 | 0 | 0 | 0 | 0 | 0 | 0 | 0 | 0 | 0 | 0 | 0 | 0 | 0 | 0 | 12 | 1
NO |  | 164 | 2016 | 10 | 27 | 27 |  |  | (Interconnect) w/tap to | 0 | 0 | 2 | 41.51 | 0 | 0 | 336.4 ACSR | 0 | 0 | 0 | 0 | 0 | 0 | 0 | 0 | 0 | 0 | 0 | 0 | 0 | 0 | 0 | 0 | 0 | 0 | 0 | 0 | 0 | 0 | 0 | 12 | 1
NO |  | 164 | 2016 | 10 | 28 | 28 |  |  | Sefor | 0 | 0 |  | 0 | 0 | 0 | 477.0 ACSR | 0 | 0 | 0 | 0 | 0 | 0 | 0 | 0 | 0 | 0 | 0 | 0 | 0 | 0 | 0 | 0 | 0 | 0 | 0 | 0 | 0 | 0 | 0 | 12 | 1
NO |  | 164 | 2016 | 10 | 29 | 29 |  | 66-098 Midland | North Huntington w/tap to | 69 | 69 | 1 | 9.44 | 0 | 1 | 2/0 ACSR | 0 | 0 | 0 | 0 | 0 | 0 | 0 | 0 | 0 | 0 | 0 | 0 | 0 | 0 | 0 | 0 | 0 | 0 | 0 | 0 | 0 | 0 | 0 | 12 | 1
NO |  | 164 | 2016 | 10 | 30 | 30 |  |  | Excelior | 0 | 0 | 2 | 4.76 | 0 | 0 | 1233.6 ACSR | 0 | 0 | 0 | 0 | 0 | 0 | 0 | 0 | 0 | 0 | 0 | 0 | 0 | 0 | 0 | 0 | 0 | 0 | 0 | 0 | 0 | 0 | 0 | 12 | 1
NO |  | 164 | 2016 | 10 | 31 | 31 |  |  |  | 0 | 0 |  | 0 | 0 | 0 | 4/0 ACSR | 0 | 0 | 0 | 0 | 0 | 0 | 0 | 0 | 0 | 0 | 0 | 0 | 0 | 0 | 0 | 0 | 0 | 0 | 0 | 0 | 0 | 0 | 0 | 12 | 1
NO |  | 164 | 2016 | 10 | 32 | 32 |  | 66-105 Murfreesboro West | Nashville w/tap to | 69 | 69 | 1 | 2.04 | 0 | 1 | 2/0 ACSR | 0 | 0 | 0 | 0 | 0 | 0 | 0 | 0 | 0 | 0 | 0 | 0 | 0 | 0 | 0 | 0 | 0 | 0 | 0 | 0 | 0 | 0 | 0 | 12 | 1
NO |  | 164 | 2016 | 10 | 33 | 33 |  |  | Murfreesboro Uptown | 0 | 0 | 2 | 10.73 | 0 | 0 | 4/0 ACSR | 0 | 0 | 0 | 0 | 0 | 0 | 0 | 0 | 0 | 0 | 0 | 0 | 0 | 0 | 0 | 0 | 0 | 0 | 0 | 0 | 0 | 0 | 0 | 12 | 1
NO |  | 164 | 2016 | 10 | 34 | 34 |  | 66-114 Patterson | Nekoosa Edwards | 69 | 138 | 1 | 5.09 | 0 | 1 | 1272.0 ACSR | 0 | 0 | 0 | 0 | 0 | 0 | 0 | 0 | 0 | 0 | 0 | 0 | 0 | 0 | 0 | 0 | 0 | 0 | 0 | 0 | 0 | 0 | 0 | 12 | 1
NO |  | 164 | 2016 | 11 | 1 | 1 |  | 66-121 Midland | OGE Howe (Interconnect) - | 69 | 69 | 2 | 7 | 0 | 1 | 4/0 ACSR | 0 | 0 | 0 | 0 | 0 | 0 | 0 | 0 | 0 | 0 | 0 | 0 | 0 | 0 | 0 | 0 | 0 | 0 | 0 | 0 | 0 | 0 | 0 | 12 | 1
NO |  | 164 | 2016 | 11 | 2 | 2 |  |  | PSO Red Oak (Interconnect) | 0 | 0 |  | 0 | 0 | 0 |  | 0 | 0 | 0 | 0 | 0 | 0 | 0 | 0 | 0 | 0 | 0 | 0 | 0 | 0 | 0 | 0 | 0 | 0 | 0 | 0 | 0 | 0 | 0 | 12 | 1
NO |  | 164 | 2016 | 11 | 3 | 3 |  | 66-124 Taylor Street | Texarkana Plant | 69 | 69 | 1 | 0.2 | 0 | 1 | 1272.0 ACSR | 0 | 0 | 0 | 0 | 0 | 0 | 0 | 0 | 0 | 0 | 0 | 0 | 0 | 0 | 0 | 0 | 0 | 0 | 0 | 0 | 0 | 0 | 0 | 12 | 1
NO |  | 164 | 2016 | 11 | 4 | 4 |  | 66-126 Texarkana Plant | Twelfth Street W/tap to | 69 | 69 | 1 | 4.94 | 0 | 1 | 2x336.0 ACSR | 0 | 0 | 0 | 0 | 0 | 0 | 0 | 0 | 0 | 0 | 0 | 0 | 0 | 0 | 0 | 0 | 0 | 0 | 0 | 0 | 0 | 0 | 0 | 12 | 1
NO |  | 164 | 2016 | 11 | 5 | 5 |  |  | Cooper Tire | 0 | 0 |  | 0 | 0 | 0 | 2x397.0 ACSR | 0 | 0 | 0 | 0 | 0 | 0 | 0 | 0 | 0 | 0 | 0 | 0 | 0 | 0 | 0 | 0 | 0 | 0 | 0 | 0 | 0 | 0 | 0 | 12 | 1
NO |  | 164 | 2016 | 11 | 6 | 6 |  |  |  | 0 | 0 |  | 0 | 0 | 0 | 4/0 ACSR | 0 | 0 | 0 | 0 | 0 | 0 | 0 | 0 | 0 | 0 | 0 | 0 | 0 | 0 | 0 | 0 | 0 | 0 | 0 | 0 | 0 | 0 | 0 | 12 | 1
NO |  | 164 | 2016 | 11 | 7 | 7 |  | 66-127 Murfreesboro West | SWPA Narrows Dam | 69 | 69 | 1 | 2.83 | 0 | 1 | 336.4 ACSR | 0 | 0 | 0 | 0 | 0 | 0 | 0 | 0 | 0 | 0 | 0 | 0 | 0 | 0 | 0 | 0 | 0 | 0 | 0 | 0 | 0 | 0 | 0 | 12 | 1
NO |  | 164 | 2016 | 11 | 8 | 8 |  |  | (Interconnect) | 0 | 0 | 2 | 3.87 | 0 | 0 | 4/0 ACSR | 0 | 0 | 0 | 0 | 0 | 0 | 0 | 0 | 0 | 0 | 0 | 0 | 0 | 0 | 0 | 0 | 0 | 0 | 0 | 0 | 0 | 0 | 0 | 12 | 1
NO |  | 164 | 2016 | 11 | 9 | 9 |  | 66-129 AECC Fitzhugh | OGE Helberg (Interconnect) | 69 | 69 | 1 | 2.44 | 0 | 1 | 795.0 ACSR | 0 | 0 | 0 | 0 | 0 | 0 | 0 | 0 | 0 | 0 | 0 | 0 | 0 | 0 | 0 | 0 | 0 | 0 | 0 | 0 | 0 | 0 | 0 | 12 | 1
NO |  | 164 | 2016 | 11 | 10 | 10 |  | (Interconnect) |  | 0 | 0 |  | 0 | 0 | 0 |  | 0 | 0 | 0 | 0 | 0 | 0 | 0 | 0 | 0 | 0 | 0 | 0 | 0 | 0 | 0 | 0 | 0 | 0 | 0 | 0 | 0 | 0 | 0 | 12 | 1
NO |  | 164 | 2016 | 11 | 11 | 11 |  | 66-133 AECC VBI North | OGE VBI (Interconnect) | 69 | 69 | 2 | 0.04 | 0 | 1 | 336.4 ACSR | 0 | 0 | 0 | 0 | 0 | 0 | 0 | 0 | 0 | 0 | 0 | 0 | 0 | 0 | 0 | 0 | 0 | 0 | 0 | 0 | 0 | 0 | 0 | 12 | 1
NO |  | 164 | 2016 | 11 | 12 | 12 |  | (Interconnect) |  | 0 | 0 |  | 0 | 0 | 0 |  | 0 | 0 | 0 | 0 | 0 | 0 | 0 | 0 | 0 | 0 | 0 | 0 | 0 | 0 | 0 | 0 | 0 | 0 | 0 | 0 | 0 | 0 | 0 | 12 | 1
NO |  | 164 | 2016 | 11 | 13 | 13 |  | 66-206 Nashville | Okay | 69 | 69 | 2 | 14.13 | 0 | 1 | 559.0 ACAR | 0 | 0 | 0 | 0 | 0 | 0 | 0 | 0 | 0 | 0 | 0 | 0 | 0 | 0 | 0 | 0 | 0 | 0 | 0 | 0 | 0 | 0 | 0 | 12 | 1
NO |  | 164 | 2016 | 11 | 14 | 14 |  | 66-208 North Huntington | Waldron | 69 | 69 | 1 | 18.53 | 0 | 1 | 477.0 ACSR | 0 | 0 | 0 | 0 | 0 | 0 | 0 | 0 | 0 | 0 | 0 | 0 | 0 | 0 | 0 | 0 | 0 | 0 | 0 | 0 | 0 | 0 | 0 | 12 | 1
NO |  | 164 | 2016 | 11 | 15 | 15 |  | 66-218 Prairie Grove | Siloam Springs | 69 | 69 | 1 | 1.19 | 0 | 1 | 477.0 ACSR | 0 | 0 | 0 | 0 | 0 | 0 | 0 | 0 | 0 | 0 | 0 | 0 | 0 | 0 | 0 | 0 | 0 | 0 | 0 | 0 | 0 | 0 | 0 | 12 | 1
NO |  | 164 | 2016 | 11 | 16 | 16 |  |  |  | 0 | 0 | 2 | 19.37 | 0 | 0 |  | 0 | 0 | 0 | 0 | 0 | 0 | 0 | 0 | 0 | 0 | 0 | 0 | 0 | 0 | 0 | 0 | 0 | 0 | 0 | 0 | 0 | 0 | 0 | 12 | 1
NO |  | 164 | 2016 | 11 | 17 | 17 |  | 66-640 North Huntington | Waldron (N.O.) | 69 | 69 | 1 | 14.21 | 6.94 | 1 | 477.0 ACSR | 0 | 0 | 0 | 0 | 0 | 0 | 0 | 0 | 0 | 0 | 0 | 0 | 0 | 0 | 0 | 0 | 0 | 0 | 0 | 0 | 0 | 0 | 0 | 12 | 1
NO |  | 164 | 2016 | 11 | 19 | 19 |  | Subtotal 69 kV in AR |  | 0 | 0 |  | 431.83 | 10.07 | 35 |  | 0 | 0 | 0 | 0 | 0 | 0 | 0 | 0 | 0 | 0 | 0 | 0 | 0 | 0 | 0 | 0 | 0 | 0 | 0 | 0 | 0 | 0 | 0 | 12 | 1
NO |  | 164 | 2016 | 11 | 21 | 21 |  | 69 kV in LA |  | 0 | 0 |  | 0 | 0 | 0 |  | 0 | 0 | 0 | 0 | 0 | 0 | 0 | 0 | 0 | 0 | 0 | 0 | 0 | 0 | 0 | 0 | 0 | 0 | 0 | 0 | 0 | 0 | 0 | 12 | 1
NO |  | 164 | 2016 | 11 | 22 | 22 |  | 66-001 Arsenal Hill | Brooks Street | 69 | 69 | 1 | 1.77 | 0 | 1 | 2x397.0 ACSR | 0 | 0 | 0 | 0 | 0 | 0 | 0 | 0 | 0 | 0 | 0 | 0 | 0 | 0 | 0 | 0 | 0 | 0 | 0 | 0 | 0 | 0 | 0 | 12 | 1
NO |  | 164 | 2016 | 11 | 23 | 23 |  | 66-002 Arsenal Hill | North Market | 69 | 69 | 1 | 2.2 | 0 | 1 | 1272.0 ACSR | 0 | 0 | 0 | 0 | 0 | 0 | 0 | 0 | 0 | 0 | 0 | 0 | 0 | 0 | 0 | 0 | 0 | 0 | 0 | 0 | 0 | 0 | 0 | 12 | 1
NO |  | 164 | 2016 | 11 | 24 | 24 |  | 66-004 Arsenal Hill | Waterworks | 69 | 69 | 1 | 2.55 | 0 | 1 | 1272.0 ACSR | 0 | 0 | 0 | 0 | 0 | 0 | 0 | 0 | 0 | 0 | 0 | 0 | 0 | 0 | 0 | 0 | 0 | 0 | 0 | 0 | 0 | 0 | 0 | 12 | 1
NO |  | 164 | 2016 | 11 | 25 | 25 |  | 66-003 Arsenal Hill | Shed Road | 69 | 69 | 1 | 0.79 | 0 | 1 | 2500.0 CU | 0 | 0 | 0 | 0 | 0 | 0 | 0 | 0 | 0 | 0 | 0 | 0 | 0 | 0 | 0 | 0 | 0 | 0 | 0 | 0 | 0 | 0 | 0 | 12 | 1
NO |  | 164 | 2016 | 11 | 26 | 26 |  |  |  | 0 | 0 | 2 | 0.99 | 0 | 0 | 2x397.0 ACSR | 0 | 0 | 0 | 0 | 0 | 0 | 0 | 0 | 0 | 0 | 0 | 0 | 0 | 0 | 0 | 0 | 0 | 0 | 0 | 0 | 0 | 0 | 0 | 12 | 1
NO |  | 164 | 2016 | 11 | 27 | 27 |  | 66-016 Bloomburg | Hosston w/taps to Rodessa | 69 | 69 | 2 | 12 | 0 | 1 | 266.8 ACSR | 0 | 0 | 0 | 0 | 0 | 0 | 0 | 0 | 0 | 0 | 0 | 0 | 0 | 0 | 0 | 0 | 0 | 0 | 0 | 0 | 0 | 0 | 0 | 12 | 1
NO |  | 164 | 2016 | 11 | 28 | 28 |  |  | & Texas Eastern | 0 | 0 |  | 0 | 0 | 0 |  | 0 | 0 | 0 | 0 | 0 | 0 | 0 | 0 | 0 | 0 | 0 | 0 | 0 | 0 | 0 | 0 | 0 | 0 | 0 | 0 | 0 | 0 | 0 | 12 | 1
NO |  | 164 | 2016 | 11 | 29 | 29 |  | 66-020 Broadmoor | Fort Humbug | 69 | 69 | 1 | 1.58 | 0.16 | 1 | 666.0 ACSR | 0 | 0 | 0 | 0 | 0 | 0 | 0 | 0 | 0 | 0 | 0 | 0 | 0 | 0 | 0 | 0 | 0 | 0 | 0 | 0 | 0 | 0 | 0 | 12 | 1
NO |  | 164 | 2016 | 11 | 30 | 30 |  | 66-021 Broadmoor | Fern Street | 69 | 69 | 1 | 1.74 | 2.73 | 1 | 266.8 ACSR | 0 | 0 | 0 | 0 | 0 | 0 | 0 | 0 | 0 | 0 | 0 | 0 | 0 | 0 | 0 | 0 | 0 | 0 | 0 | 0 | 0 | 0 | 0 | 12 | 1
NO |  | 164 | 2016 | 11 | 31 | 31 |  | 66-022 Brooks Street | Edwards Street | 69 | 69 | 2 | 0.81 | 0 | 1 | 666.0 ACSR | 0 | 0 | 0 | 0 | 0 | 0 | 0 | 0 | 0 | 0 | 0 | 0 | 0 | 0 | 0 | 0 | 0 | 0 | 0 | 0 | 0 | 0 | 0 | 12 | 1
NO |  | 164 | 2016 | 11 | 32 | 32 |  | 66-023 Brownlee Road | Minden Road | 69 | 69 | 2 | 4.37 | 0 | 1 | 666.0 ACSR | 0 | 0 | 0 | 0 | 0 | 0 | 0 | 0 | 0 | 0 | 0 | 0 | 0 | 0 | 0 | 0 | 0 | 0 | 0 | 0 | 0 | 0 | 0 | 12 | 1
NO |  | 164 | 2016 | 11 | 33 | 33 |  | 66-024 Brownlee Road | North Market | 69 | 69 | 1 | 0.21 | 0 | 1 | 2x203.2 ACSR | 0 | 0 | 0 | 0 | 0 | 0 | 0 | 0 | 0 | 0 | 0 | 0 | 0 | 0 | 0 | 0 | 0 | 0 | 0 | 0 | 0 | 0 | 0 | 12 | 1
NO |  | 164 | 2016 | 11 | 34 | 34 |  |  |  | 0 | 0 | 2 | 4.49 | 0 | 0 | 1233.0 ACSR | 0 | 0 | 0 | 0 | 0 | 0 | 0 | 0 | 0 | 0 | 0 | 0 | 0 | 0 | 0 | 0 | 0 | 0 | 0 | 0 | 0 | 0 | 0 | 12 | 1
NO |  | 164 | 2016 | 12 | 1 | 1 |  | 66-044 Edwards Street | Fort Humbug | 69 | 69 | 1 | 0.68 | 0.56 | 1 | 666.0 ACSR | 0 | 0 | 0 | 0 | 0 | 0 | 0 | 0 | 0 | 0 | 0 | 0 | 0 | 0 | 0 | 0 | 0 | 0 | 0 | 0 | 0 | 0 | 0 | 12 | 1
NO |  | 164 | 2016 | 12 | 2 | 2 |  |  |  | 0 | 0 | 2 | 0.21 | 0 | 0 |  | 0 | 0 | 0 | 0 | 0 | 0 | 0 | 0 | 0 | 0 | 0 | 0 | 0 | 0 | 0 | 0 | 0 | 0 | 0 | 0 | 0 | 0 | 0 | 12 | 1
NO |  | 164 | 2016 | 12 | 3 | 3 |  | 66-045 Ellerbe Road | Fern Street | 69 | 69 | 1 | 2.37 | 0 | 1 | 2x397.0 ACSR | 0 | 0 | 0 | 0 | 0 | 0 | 0 | 0 | 0 | 0 | 0 | 0 | 0 | 0 | 0 | 0 | 0 | 0 | 0 | 0 | 0 | 0 | 0 | 12 | 1
NO |  | 164 | 2016 | 12 | 4 | 4 |  | 66-046 Ellerbe Road | Lucas | 69 | 69 | 1 | 3.03 | 0 | 1 | 397.0 ACSR | 0 | 0 | 0 | 0 | 0 | 0 | 0 | 0 | 0 | 0 | 0 | 0 | 0 | 0 | 0 | 0 | 0 | 0 | 0 | 0 | 0 | 0 | 0 | 12 | 1
NO |  | 164 | 2016 | 12 | 5 | 5 |  | 66-047 Ellerbe Road | South Shreveport w/tap to | 69 | 138 | 1 | 3.02 | 0 | 1 | 1233.6 ACSR | 0 | 0 | 0 | 0 | 0 | 0 | 0 | 0 | 0 | 0 | 0 | 0 | 0 | 0 | 0 | 0 | 0 | 0 | 0 | 0 | 0 | 0 | 0 | 12 | 1
NO |  | 164 | 2016 | 12 | 6 | 6 |  |  | Forbing Road | 0 | 0 |  | 0 | 0 | 0 |  | 0 | 0 | 0 | 0 | 0 | 0 | 0 | 0 | 0 | 0 | 0 | 0 | 0 | 0 | 0 | 0 | 0 | 0 | 0 | 0 | 0 | 0 | 0 | 12 | 1
NO |  | 164 | 2016 | 12 | 7 | 7 |  | 66-054 Flournoy | Hardy Street | 69 | 69 | 1 | 8.77 | 0 | 1 | 397.0 ACSR | 0 | 0 | 0 | 0 | 0 | 0 | 0 | 0 | 0 | 0 | 0 | 0 | 0 | 0 | 0 | 0 | 0 | 0 | 0 | 0 | 0 | 0 | 0 | 12 | 1
NO |  | 164 | 2016 | 12 | 8 | 8 |  |  |  | 0 | 0 | 2 | 1.37 | 0 | 0 |  | 0 | 0 | 0 | 0 | 0 | 0 | 0 | 0 | 0 | 0 | 0 | 0 | 0 | 0 | 0 | 0 | 0 | 0 | 0 | 0 | 0 | 0 | 0 | 12 | 1
NO |  | 164 | 2016 | 12 | 9 | 9 |  | 66-055 Flournoy | Summer Grove w/taps to | 69 | 69 | 1 | 1.83 | 0 | 1 | 1/0 ACSR | 0 | 0 | 0 | 0 | 0 | 0 | 0 | 0 | 0 | 0 | 0 | 0 | 0 | 0 | 0 | 0 | 0 | 0 | 0 | 0 | 0 | 0 | 0 | 12 | 1
NO |  | 164 | 2016 | 12 | 10 | 10 |  |  | American Pump & Woolworth | 0 | 0 | 2 | 8.84 | 0 | 0 | 397.0 ACSR | 0 | 0 | 0 | 0 | 0 | 0 | 0 | 0 | 0 | 0 | 0 | 0 | 0 | 0 | 0 | 0 | 0 | 0 | 0 | 0 | 0 | 0 | 0 | 12 | 1
NO |  | 164 | 2016 | 12 | 11 | 11 |  | 66-056 Flournoy | Woodlawn w/taps to Karnack | 69 | 69 | 1 | 34.42 | 0 | 1 | 397.0 ACSR | 0 | 0 | 0 | 0 | 0 | 0 | 0 | 0 | 0 | 0 | 0 | 0 | 0 | 0 | 0 | 0 | 0 | 0 | 0 | 0 | 0 | 0 | 0 | 12 | 1
NO |  | 164 | 2016 | 12 | 12 | 12 |  |  | & Midvalley | 0 | 0 | 2 | 8.55 | 0 | 0 | 4/0 ACSR | 0 | 0 | 0 | 0 | 0 | 0 | 0 | 0 | 0 | 0 | 0 | 0 | 0 | 0 | 0 | 0 | 0 | 0 | 0 | 0 | 0 | 0 | 0 | 12 | 1
NO |  | 164 | 2016 | 12 | 13 | 13 |  | 66-065 Hardy Street | Midway | 69 | 69 | 1 | 1.17 | 0 | 1 | 666.0 ACSR | 0 | 0 | 0 | 0 | 0 | 0 | 0 | 0 | 0 | 0 | 0 | 0 | 0 | 0 | 0 | 0 | 0 | 0 | 0 | 0 | 0 | 0 | 0 | 12 | 1
NO |  | 164 | 2016 | 12 | 14 | 14 |  | 66-067 Hardy Street | Waterworks | 69 | 69 | 1 | 0 | 0 | 1 | 666.0 ACSR | 0 | 0 | 0 | 0 | 0 | 0 | 0 | 0 | 0 | 0 | 0 | 0 | 0 | 0 | 0 | 0 | 0 | 0 | 0 | 0 | 0 | 0 | 0 | 12 | 1
NO |  | 164 | 2016 | 12 | 15 | 15 |  | 66-070 Hosston | North Benton w/tap to Mott | 69 | 69 | 1 | 27.73 | 0 | 1 | 479 ACSR | 0 | 0 | 0 | 0 | 0 | 0 | 0 | 0 | 0 | 0 | 0 | 0 | 0 | 0 | 0 | 0 | 0 | 0 | 0 | 0 | 0 | 0 | 0 | 12 | 1
NO |  | 164 | 2016 | 12 | 16 | 16 |  |  |  | 0 | 0 |  | 0 | 0 | 0 | 266.8 ACSR | 0 | 0 | 0 | 0 | 0 | 0 | 0 | 0 | 0 | 0 | 0 | 0 | 0 | 0 | 0 | 0 | 0 | 0 | 0 | 0 | 0 | 0 | 0 | 12 | 1
NO |  | 164 | 2016 | 12 | 17 | 17 |  |  |  | 0 | 0 |  | 0 | 0 | 0 | 397.0 ACSR | 0 | 0 | 0 | 0 | 0 | 0 | 0 | 0 | 0 | 0 | 0 | 0 | 0 | 0 | 0 | 0 | 0 | 0 | 0 | 0 | 0 | 0 | 0 | 12 | 1
NO |  | 164 | 2016 | 12 | 18 | 18 |  |  |  | 0 | 0 |  | 0 | 0 | 0 | 4/0 ACSR | 0 | 0 | 0 | 0 | 0 | 0 | 0 | 0 | 0 | 0 | 0 | 0 | 0 | 0 | 0 | 0 | 0 | 0 | 0 | 0 | 0 | 0 | 0 | 12 | 1
NO |  | 164 | 2016 | 12 | 19 | 19 |  | 66-071 Hosston | Superior w/tap to Belcher | 69 | 69 | 2 | 14.98 | 0 | 1 | 266.8 ACSR | 0 | 0 | 0 | 0 | 0 | 0 | 0 | 0 | 0 | 0 | 0 | 0 | 0 | 0 | 0 | 0 | 0 | 0 | 0 | 0 | 0 | 0 | 0 | 12 | 1
NO |  | 164 | 2016 | 12 | 20 | 20 |  |  |  | 0 | 0 |  | 0 | 0 | 0 | 4/0 ACSR | 0 | 0 | 0 | 0 | 0 | 0 | 0 | 0 | 0 | 0 | 0 | 0 | 0 | 0 | 0 | 0 | 0 | 0 | 0 | 0 | 0 | 0 | 0 | 12 | 1
NO |  | 164 | 2016 | 12 | 21 | 21 |  | 66-072 Hosston | Superior | 69 | 69 | 1 | 6.65 | 0 | 1 | 336.4 ACSR | 0 | 0 | 0 | 0 | 0 | 0 | 0 | 0 | 0 | 0 | 0 | 0 | 0 | 0 | 0 | 0 | 0 | 0 | 0 | 0 | 0 | 0 | 0 | 12 | 1
NO |  | 164 | 2016 | 12 | 22 | 22 |  |  |  | 0 | 0 | 2 | 3.8 | 0 | 0 | 4/0 ACSR | 0 | 0 | 0 | 0 | 0 | 0 | 0 | 0 | 0 | 0 | 0 | 0 | 0 | 0 | 0 | 0 | 0 | 0 | 0 | 0 | 0 | 0 | 0 | 12 | 1
NO |  | 164 | 2016 | 12 | 23 | 23 |  | 66-076 Jefferson | Superior | 69 | 69 | 2 | 3.4 | 0 | 1 | 266.8 ACSR | 0 | 0 | 0 | 0 | 0 | 0 | 0 | 0 | 0 | 0 | 0 | 0 | 0 | 0 | 0 | 0 | 0 | 0 | 0 | 0 | 0 | 0 | 0 | 12 | 1
NO |  | 164 | 2016 | 12 | 24 | 24 |  | 66-086 Logansport | Stanley (PHEC) | 69 | 69 | 1 | 6.82 | 0.18 | 1 | 1/0 ACSR | 0 | 0 | 0 | 0 | 0 | 0 | 0 | 0 | 0 | 0 | 0 | 0 | 0 | 0 | 0 | 0 | 0 | 0 | 0 | 0 | 0 | 0 | 0 | 12 | 1
NO |  | 164 | 2016 | 12 | 25 | 25 |  | 66-092 Lucas | Wallace Lake w/tap to Finne | 69 | 69 | 1 | 5.29 | 2.65 | 1 | 2/0 ACSR | 0 | 0 | 0 | 0 | 0 | 0 | 0 | 0 | 0 | 0 | 0 | 0 | 0 | 0 | 0 | 0 | 0 | 0 | 0 | 0 | 0 | 0 | 0 | 12 | 1
NO |  | 164 | 2016 | 12 | 26 | 26 |  |  |  | 0 | 0 | 2 | 0.49 | 0 | 0 | 397.0 ACSR | 0 | 0 | 0 | 0 | 0 | 0 | 0 | 0 | 0 | 0 | 0 | 0 | 0 | 0 | 0 | 0 | 0 | 0 | 0 | 0 | 0 | 0 | 0 | 12 | 1
NO |  | 164 | 2016 | 12 | 27 | 27 |  | TL358 Marthaville | Robeline | 69 | 69 | 1 | 8.26 | 0 | 1 | 336.4 ACSR | 0 | 0 | 0 | 0 | 0 | 0 | 0 | 0 | 0 | 0 | 0 | 0 | 0 | 0 | 0 | 0 | 0 | 0 | 0 | 0 | 0 | 0 | 0 | 12 | 1
NO |  | 164 | 2016 | 12 | 28 | 28 |  | 66-099 Midway | Summer Grove w/tap to South | 69 | 69 | 1 | 8.29 | 0 | 1 | 477.0 ACSR | 0 | 0 | 0 | 0 | 0 | 0 | 0 | 0 | 0 | 0 | 0 | 0 | 0 | 0 | 0 | 0 | 0 | 0 | 0 | 0 | 0 | 0 | 0 | 12 | 1
NO |  | 164 | 2016 | 12 | 29 | 29 |  |  | Shreveport | 0 | 0 | 2 | 3.9 | 0 | 0 | 666.0 ACSR | 0 | 0 | 0 | 0 | 0 | 0 | 0 | 0 | 0 | 0 | 0 | 0 | 0 | 0 | 0 | 0 | 0 | 0 | 0 | 0 | 0 | 0 | 0 | 12 | 1
NO |  | 164 | 2016 | 12 | 30 | 30 |  |  |  | 0 | 0 |  | 0 | 0 | 0 | 795.0 ACSR | 0 | 0 | 0 | 0 | 0 | 0 | 0 | 0 | 0 | 0 | 0 | 0 | 0 | 0 | 0 | 0 | 0 | 0 | 0 | 0 | 0 | 0 | 0 | 12 | 1
NO |  | 164 | 2016 | 12 | 31 | 31 |  | 66-100 Minden Road | Shed Road | 69 | 69 | 2 | 1.7 | 0 | 1 | 2x397.0 ACSR | 0 | 0 | 0 | 0 | 0 | 0 | 0 | 0 | 0 | 0 | 0 | 0 | 0 | 0 | 0 | 0 | 0 | 0 | 0 | 0 | 0 | 0 | 0 | 12 | 1
NO |  | 164 | 2016 | 12 | 32 | 32 |  | 66-320 Red Point | Bellevue w/tap to Dogwood | 69 | 69 | 1 | 12.05 | 0 | 1 | 4/0 ACSR | 0 | 0 | 0 | 0 | 0 | 0 | 0 | 0 | 0 | 0 | 0 | 0 | 0 | 0 | 0 | 0 | 0 | 0 | 0 | 0 | 0 | 0 | 0 | 12 | 1
NO |  | 164 | 2016 | 12 | 33 | 33 |  | 66-321 Calumet | LS #12457 w/tap to JD Ward | 69 | 69 | 1 | 4.96 | 0 | 1 | 2/0 ACSR | 0 | 0 | 0 | 0 | 0 | 0 | 0 | 0 | 0 | 0 | 0 | 0 | 0 | 0 | 0 | 0 | 0 | 0 | 0 | 0 | 0 | 0 | 0 | 12 | 1
NO |  | 164 | 2016 | 12 | 34 | 34 |  |  |  | 0 | 0 |  | 0 | 0 | 0 | 266.8 ACSR | 0 | 0 | 0 | 0 | 0 | 0 | 0 | 0 | 0 | 0 | 0 | 0 | 0 | 0 | 0 | 0 | 0 | 0 | 0 | 0 | 0 | 0 | 0 | 12 | 1
NO |  | 164 | 2016 | 12 | 35 | 35 |  | 66-331 Blanchard | North Market | 69 | 69 | 2 | 13.16 | 0 | 1 | 477.0 ACSR | 0 | 0 | 0 | 0 | 0 | 0 | 0 | 0 | 0 | 0 | 0 | 0 | 0 | 0 | 0 | 0 | 0 | 0 | 0 | 0 | 0 | 0 | 0 | 12 | 1
NO |  | 164 | 2016 | 13 | 1 | 1 |  | 66-332 Calumet | Red Point | 69 | 69 | 1 | 4.24 | 0 | 1 | 266.8 ACSR | 0 | 0 | 0 | 0 | 0 | 0 | 0 | 0 | 0 | 0 | 0 | 0 | 0 | 0 | 0 | 0 | 0 | 0 | 0 | 0 | 0 | 0 | 0 | 12 | 1
NO |  | 164 | 2016 | 13 | 2 | 2 |  | TL349 Belmont | Many | 69 | 69 |  | 10.38 | 0 | 1 | 795 kCM ACSR | 0 | 0 | 0 | 0 | 0 | 0 | 0 | 0 | 0 | 0 | 0 | 0 | 0 | 0 | 0 | 0 | 0 | 0 | 0 | 0 | 0 | 0 | 0 | 12 | 1
NO |  | 164 | 2016 | 13 | 3 | 3 |  | TL349 Belmont | Marthaville | 69 | 69 |  | 9 | 0 | 1 | 336.4 kCM ACSR | 0 | 0 | 0 | 0 | 0 | 0 | 0 | 0 | 0 | 0 | 0 | 0 | 0 | 0 | 0 | 0 | 0 | 0 | 0 | 0 | 0 | 0 | 0 | 12 | 1
NO |  | 164 | 2016 | 13 | 4 | 4 |  | TL351 Many | Noble | 69 | 69 |  | 18.8 | 0 | 1 | 795 kCM ACSR | 0 | 0 | 0 | 0 | 0 | 0 | 0 | 0 | 0 | 0 | 0 | 0 | 0 | 0 | 0 | 0 | 0 | 0 | 0 | 0 | 0 | 0 | 0 | 12 | 1
NO |  | 164 | 2016 | 13 | 5 | 5 |  | TL350 Many | Negreet | 69 | 69 |  | 12.63 | 0 | 1 | 795 kCM ACSR | 0 | 0 | 0 | 0 | 0 | 0 | 0 | 0 | 0 | 0 | 0 | 0 | 0 | 0 | 0 | 0 | 0 | 0 | 0 | 0 | 0 | 0 | 0 | 12 | 1
NO |  | 164 | 2016 | 13 | 6 | 6 |  | TL352 Hornbeck | N Leesville | 69 | 69 |  | 13 | 0 | 1 | 336.4 kCM ACSR | 0 | 0 | 0 | 0 | 0 | 0 | 0 | 0 | 0 | 0 | 0 | 0 | 0 | 0 | 0 | 0 | 0 | 0 | 0 | 0 | 0 | 0 | 0 | 12 | 1
NO |  | 164 | 2016 | 13 | 7 | 7 |  | TL348 E Leesville | N Leesville | 69 | 69 |  | 2.5 | 0 | 1 | 336.4 kCM ACSR | 0 | 0 | 0 | 0 | 0 | 0 | 0 | 0 | 0 | 0 | 0 | 0 | 0 | 0 | 0 | 0 | 0 | 0 | 0 | 0 | 0 | 0 | 0 | 12 | 1
NO |  | 164 | 2016 | 13 | 8 | 8 |  | TL347 E Leesville | Hicks | 69 | 69 |  | 16.38 | 0 | 1 | 336.4 kCM ACSR | 0 | 0 | 0 | 0 | 0 | 0 | 0 | 0 | 0 | 0 | 0 | 0 | 0 | 0 | 0 | 0 | 0 | 0 | 0 | 0 | 0 | 0 | 0 | 12 | 1
NO |  | 164 | 2016 | 13 | 9 | 9 |  | TL355 Interconnect | Verda | 13.8 | 69 |  | 6.42 | 0 | 1 | 336.4 kCM ACSR | 0 | 0 | 0 | 0 | 0 | 0 | 0 | 0 | 0 | 0 | 0 | 0 | 0 | 0 | 0 | 0 | 0 | 0 | 0 | 0 | 0 | 0 | 0 | 12 | 1
NO |  | 164 | 2016 | 13 | 10 | 10 |  | TL354 Bayou-Pierre | Kingston | 69 | 69 |  | 9 | 0 | 0 |  | 0 | 0 | 0 | 0 | 0 | 0 | 0 | 0 | 0 | 0 | 0 | 0 | 0 | 0 | 0 | 0 | 0 | 0 | 0 | 0 | 0 | 0 | 0 | 12 | 1
NO |  | 164 | 2016 | 13 | 12 | 12 |  | Subtotal 69 kV in LA |  | 0 | 0 |  | 331.59 | 6.28 | 40 |  | 0 | 0 | 0 | 0 | 0 | 0 | 0 | 0 | 0 | 0 | 0 | 0 | 0 | 0 | 0 | 0 | 0 | 0 | 0 | 0 | 0 | 0 | 0 | 12 | 1
NO |  | 164 | 2016 | 13 | 14 | 14 |  | 69 kV in TX |  | 0 | 0 |  | 0 | 0 | 0 |  | 0 | 0 | 0 | 0 | 0 | 0 | 0 | 0 | 0 | 0 | 0 | 0 | 0 | 0 | 0 | 0 | 0 | 0 | 0 | 0 | 0 | 0 | 0 | 12 | 1
NO |  | 164 | 2016 | 13 | 15 | 15 |  | 66-007 Atlanta | Bloomburg | 69 | 69 | 2 | 7.75 | 0 | 1 | 397.0 ACSR | 0 | 0 | 0 | 0 | 0 | 0 | 0 | 0 | 0 | 0 | 0 | 0 | 0 | 0 | 0 | 0 | 0 | 0 | 0 | 0 | 0 | 0 | 0 | 12 | 1
NO |  | 164 | 2016 | 13 | 16 | 16 |  | 66-008 Atlanta | Linden W/tap to West | 69 | 69 | 1 | 0.99 | 0 | 1 | 397.0 ACSR | 0 | 0 | 0 | 0 | 0 | 0 | 0 | 0 | 0 | 0 | 0 | 0 | 0 | 0 | 0 | 0 | 0 | 0 | 0 | 0 | 0 | 0 | 0 | 12 | 1
NO |  | 164 | 2016 | 13 | 17 | 17 |  |  | Atlanta | 0 | 0 | 2 | 12.5 | 0 | 0 |  | 0 | 0 | 0 | 0 | 0 | 0 | 0 | 0 | 0 | 0 | 0 | 0 | 0 | 0 | 0 | 0 | 0 | 0 | 0 | 0 | 0 | 0 | 0 | 12 | 1
NO |  | 164 | 2016 | 13 | 18 | 18 |  | 66-009 Bann | New Boston w/tap to Lone | 69 | 69 | 1 | 16.86 | 0 | 1 | 2/0 ACSR | 0 | 0 | 0 | 0 | 0 | 0 | 0 | 0 | 0 | 0 | 0 | 0 | 0 | 0 | 0 | 0 | 0 | 0 | 0 | 0 | 0 | 0 | 0 | 12 | 1
NO |  | 164 | 2016 | 13 | 19 | 19 |  |  | Star and Red River | 0 | 0 |  | 0 | 0 | 0 | 397.0 ACSR | 0 | 0 | 0 | 0 | 0 | 0 | 0 | 0 | 0 | 0 | 0 | 0 | 0 | 0 | 0 | 0 | 0 | 0 | 0 | 0 | 0 | 0 | 0 | 12 | 1
NO |  | 164 | 2016 | 13 | 20 | 20 |  |  |  | 0 | 0 |  | 0 | 0 | 0 | 477.0 ACSR | 0 | 0 | 0 | 0 | 0 | 0 | 0 | 0 | 0 | 0 | 0 | 0 | 0 | 0 | 0 | 0 | 0 | 0 | 0 | 0 | 0 | 0 | 0 | 12 | 1
NO |  | 164 | 2016 | 13 | 21 | 21 |  | 66-010 Bann | Texarkana Operations Center | 69 | 69 | 1 | 6.43 | 0 | 1 | 666.0 ACSR | 0 | 0 | 0 | 0 | 0 | 0 | 0 | 0 | 0 | 0 | 0 | 0 | 0 | 0 | 0 | 0 | 0 | 0 | 0 | 0 | 0 | 0 | 0 | 12 | 1
NO |  | 164 | 2016 | 13 | 22 | 22 |  | 66-012 Bann | Thirty Ninth Street w/taps | 69 | 69 | 1 | 9.37 | 0 | 1 | 1272.0 ACSR | 0 | 0 | 0 | 0 | 0 | 0 | 0 | 0 | 0 | 0 | 0 | 0 | 0 | 0 | 0 | 0 | 0 | 0 | 0 | 0 | 0 | 0 | 0 | 12 | 1
NO |  | 164 | 2016 | 13 | 23 | 23 |  |  | to Red Lick & Sugar Hill | 0 | 0 | 2 | 1.2 | 0 | 0 | 2x397.0 ACSR | 0 | 0 | 0 | 0 | 0 | 0 | 0 | 0 | 0 | 0 | 0 | 0 | 0 | 0 | 0 | 0 | 0 | 0 | 0 | 0 | 0 | 0 | 0 | 12 | 1
NO |  | 164 | 2016 | 13 | 24 | 24 |  |  |  | 0 | 0 |  | 0 | 0 | 0 | 477.0 ACSR | 0 | 0 | 0 | 0 | 0 | 0 | 0 | 0 | 0 | 0 | 0 | 0 | 0 | 0 | 0 | 0 | 0 | 0 | 0 | 0 | 0 | 0 | 0 | 12 | 1
NO |  | 164 | 2016 | 13 | 25 | 25 |  | 66-013 Beckville | L.A. Pacific | 69 | 69 | 2 | 6.6 | 0 | 1 | 397.0 ACSR | 0 | 0 | 0 | 0 | 0 | 0 | 0 | 0 | 0 | 0 | 0 | 0 | 0 | 0 | 0 | 0 | 0 | 0 | 0 | 0 | 0 | 0 | 0 | 12 | 1
NO |  | 164 | 2016 | 13 | 26 | 26 |  | 66-014 Beckville | Poynter | 69 | 69 | 1 | 5.58 | 0.63 | 1 | 397.0 ACSR | 0 | 0 | 0 | 0 | 0 | 0 | 0 | 0 | 0 | 0 | 0 | 0 | 0 | 0 | 0 | 0 | 0 | 0 | 0 | 0 | 0 | 0 | 0 | 12 | 1
NO |  | 164 | 2016 | 13 | 27 | 27 |  |  |  | 0 | 0 | 2 | 18.43 | 0 | 0 | 4/0 ACSR | 0 | 0 | 0 | 0 | 0 | 0 | 0 | 0 | 0 | 0 | 0 | 0 | 0 | 0 | 0 | 0 | 0 | 0 | 0 | 0 | 0 | 0 | 0 | 12 | 1
NO |  | 164 | 2016 | 13 | 28 | 28 |  | 66-015 Beckville | Rock Hill | 69 | 69 | 2 | 4.1 | 0 | 1 | 666.0 ACSR | 0 | 0 | 0 | 0 | 0 | 0 | 0 | 0 | 0 | 0 | 0 | 0 | 0 | 0 | 0 | 0 | 0 | 0 | 0 | 0 | 0 | 0 | 0 | 12 | 1
NO |  | 164 | 2016 | 13 | 29 | 29 |  | 66-016 Bloomburg | Hosston w/taps to Rodessa | 69 | 69 | 1 | 1.86 | 0 | 1 | # 2 CU (7 Strand) | 0 | 0 | 0 | 0 | 0 | 0 | 0 | 0 | 0 | 0 | 0 | 0 | 0 | 0 | 0 | 0 | 0 | 0 | 0 | 0 | 0 | 0 | 0 | 12 | 1
NO |  | 164 | 2016 | 13 | 30 | 30 |  |  | & Texas Eastern | 0 | 0 |  | 0 | 0 | 0 |  | 0 | 0 | 0 | 0 | 0 | 0 | 0 | 0 | 0 | 0 | 0 | 0 | 0 | 0 | 0 | 0 | 0 | 0 | 0 | 0 | 0 | 0 | 0 | 12 | 1
NO |  | 164 | 2016 | 13 | 31 | 31 |  | 66-017 Bloomburg | Texarkana Plant w/tap to | 69 | 69 | 1 | 1.64 | 0 | 1 | 4/0 ACSR | 0 | 0 | 0 | 0 | 0 | 0 | 0 | 0 | 0 | 0 | 0 | 0 | 0 | 0 | 0 | 0 | 0 | 0 | 0 | 0 | 0 | 0 | 0 | 12 | 1
NO |  | 164 | 2016 | 13 | 32 | 32 |  |  | IPC | 0 | 0 |  | 0 | 0 | 0 |  | 0 | 0 | 0 | 0 | 0 | 0 | 0 | 0 | 0 | 0 | 0 | 0 | 0 | 0 | 0 | 0 | 0 | 0 | 0 | 0 | 0 | 0 | 0 | 12 | 1
NO |  | 164 | 2016 | 13 | 33 | 33 |  | 66-025 Carthage | Rock Hill | 69 | 69 | 1 | 0.93 | 0 | 1 | 336.4 ACSR | 0 | 0 | 0 | 0 | 0 | 0 | 0 | 0 | 0 | 0 | 0 | 0 | 0 | 0 | 0 | 0 | 0 | 0 | 0 | 0 | 0 | 0 | 0 | 12 | 1
NO |  | 164 | 2016 | 13 | 34 | 34 |  |  |  | 0 | 0 | 2 | 10.49 | 0 | 0 |  | 0 | 0 | 0 | 0 | 0 | 0 | 0 | 0 | 0 | 0 | 0 | 0 | 0 | 0 | 0 | 0 | 0 | 0 | 0 | 0 | 0 | 0 | 0 | 12 | 1
NO |  | 164 | 2016 | 13 | 35 | 35 |  | 66-026 Carthage | L.A. Pacific | 69 | 69 | 2 | 2.3 | 0 | 1 | 397.0 ACSR | 0 | 0 | 0 | 0 | 0 | 0 | 0 | 0 | 0 | 0 | 0 | 0 | 0 | 0 | 0 | 0 | 0 | 0 | 0 | 0 | 0 | 0 | 0 | 12 | 1
NO |  | 164 | 2016 | 14 | 1 | 1 |  | 66-027 Clarksville | Greggton w/taps to MidVally | 69 | 69 | 1 | 8.49 | 0 | 1 | 2/0 ACSR | 0 | 0 | 0 | 0 | 0 | 0 | 0 | 0 | 0 | 0 | 0 | 0 | 0 | 0 | 0 | 0 | 0 | 0 | 0 | 0 | 0 | 0 | 0 | 12 | 1
NO |  | 164 | 2016 | 14 | 2 | 2 |  |  | & Texoma | 0 | 0 |  | 0 | 0 | 0 | 755.0 ACAR | 0 | 0 | 0 | 0 | 0 | 0 | 0 | 0 | 0 | 0 | 0 | 0 | 0 | 0 | 0 | 0 | 0 | 0 | 0 | 0 | 0 | 0 | 0 | 12 | 1
NO |  | 164 | 2016 | 14 | 3 | 3 |  | 66-028 Clarksville | Sabine w/tap to Service | 69 | 69 | 1 | 1.85 | 0 | 1 | 2/0 ACSR | 0 | 0 | 0 | 0 | 0 | 0 | 0 | 0 | 0 | 0 | 0 | 0 | 0 | 0 | 0 | 0 | 0 | 0 | 0 | 0 | 0 | 0 | 0 | 12 | 1
NO |  | 164 | 2016 | 14 | 4 | 4 |  |  | Pipeline | 0 | 0 | 2 | 7.11 | 0 | 0 | 397.0 ACSR | 0 | 0 | 0 | 0 | 0 | 0 | 0 | 0 | 0 | 0 | 0 | 0 | 0 | 0 | 0 | 0 | 0 | 0 | 0 | 0 | 0 | 0 | 0 | 12 | 1
NO |  | 164 | 2016 | 14 | 5 | 5 |  | 66-029 Clarksville | Perdue | 69 | 69 | 1 | 7.29 | 0 | 1 | 477.0 ACSR | 0 | 0 | 0 | 0 | 0 | 0 | 0 | 0 | 0 | 0 | 0 | 0 | 0 | 0 | 0 | 0 | 0 | 0 | 0 | 0 | 0 | 0 | 0 | 12 | 1
NO |  | 164 | 2016 | 14 | 6 | 6 |  | 66-030 Clarksville | Perdue | 69 | 69 | 1 | 6.32 | 0 | 1 | 2x397.0 ACSR | 0 | 0 | 0 | 0 | 0 | 0 | 0 | 0 | 0 | 0 | 0 | 0 | 0 | 0 | 0 | 0 | 0 | 0 | 0 | 0 | 0 | 0 | 0 | 12 | 1
NO |  | 164 | 2016 | 14 | 7 | 7 |  |  |  | 0 | 0 | 2 | 0.65 | 0 | 0 |  | 0 | 0 | 0 | 0 | 0 | 0 | 0 | 0 | 0 | 0 | 0 | 0 | 0 | 0 | 0 | 0 | 0 | 0 | 0 | 0 | 0 | 0 | 0 | 12 | 1
NO |  | 164 | 2016 | 14 | 8 | 8 |  | 66-031 Daingerfield | Hughes Springs w/tap to | 69 | 69 | 1 | 15.51 | 0 | 1 | 336.4 ACSR | 0 | 0 | 0 | 0 | 0 | 0 | 0 | 0 | 0 | 0 | 0 | 0 | 0 | 0 | 0 | 0 | 0 | 0 | 0 | 0 | 0 | 0 | 0 | 12 | 1
NO |  | 164 | 2016 | 14 | 9 | 9 |  |  | Lone Star & Air Products | 0 | 0 |  | 0 | 0 | 0 | 397.0 ACSR | 0 | 0 | 0 | 0 | 0 | 0 | 0 | 0 | 0 | 0 | 0 | 0 | 0 | 0 | 0 | 0 | 0 | 0 | 0 | 0 | 0 | 0 | 0 | 12 | 1
NO |  | 164 | 2016 | 14 | 10 | 10 |  |  |  | 0 | 0 |  | 0 | 0 | 0 | 4/0 ACSR | 0 | 0 | 0 | 0 | 0 | 0 | 0 | 0 | 0 | 0 | 0 | 0 | 0 | 0 | 0 | 0 | 0 | 0 | 0 | 0 | 0 | 0 | 0 | 12 | 1
NO |  | 164 | 2016 | 14 | 11 | 11 |  | 66-032 Daingerfield | Mount Pleasant | 69 | 69 | 1 | 2.98 | 0 | 1 | 397.0 ACSR | 0 | 0 | 0 | 0 | 0 | 0 | 0 | 0 | 0 | 0 | 0 | 0 | 0 | 0 | 0 | 0 | 0 | 0 | 0 | 0 | 0 | 0 | 0 | 12 | 1
NO |  | 164 | 2016 | 14 | 12 | 12 |  |  |  | 0 | 0 | 2 | 14.25 | 0 | 0 |  | 0 | 0 | 0 | 0 | 0 | 0 | 0 | 0 | 0 | 0 | 0 | 0 | 0 | 0 | 0 | 0 | 0 | 0 | 0 | 0 | 0 | 0 | 0 | 12 | 1
NO |  | 164 | 2016 | 14 | 13 | 13 |  | 66-048 Evenside | Northwest Henderson | 69 | 69 | 1 | 6.4 | 0 | 1 | 397.0 ACSR | 0 | 0 | 0 | 0 | 0 | 0 | 0 | 0 | 0 | 0 | 0 | 0 | 0 | 0 | 0 | 0 | 0 | 0 | 0 | 0 | 0 | 0 | 0 | 12 | 1
NO |  | 164 | 2016 | 14 | 14 | 14 |  | 66-049 Evenside | Poynter | 69 | 69 | 1 | 3.66 | 0 | 1 | 477.0 ACSR | 0 | 0 | 0 | 0 | 0 | 0 | 0 | 0 | 0 | 0 | 0 | 0 | 0 | 0 | 0 | 0 | 0 | 0 | 0 | 0 | 0 | 0 | 0 | 12 | 1
NO |  | 164 | 2016 | 14 | 15 | 15 |  | 66-050 Evenside | Sawmill w/taps to Sohio | 69 | 69 | 1 | 14.89 | 0 | 1 | 2/0 ACSR | 0 | 0 | 0 | 0 | 0 | 0 | 0 | 0 | 0 | 0 | 0 | 0 | 0 | 0 | 0 | 0 | 0 | 0 | 0 | 0 | 0 | 0 | 0 | 12 | 1
NO |  | 164 | 2016 | 14 | 16 | 16 |  |  | Pump & North Laneville | 0 | 0 |  | 0 | 0 | 0 | 266.8 ACSR | 0 | 0 | 0 | 0 | 0 | 0 | 0 | 0 | 0 | 0 | 0 | 0 | 0 | 0 | 0 | 0 | 0 | 0 | 0 | 0 | 0 | 0 | 0 | 12 | 1
NO |  | 164 | 2016 | 14 | 17 | 17 |  | 66-056 Flournoy | Woodlawn w/taps to Karnack | 69 | 69 | 1 | 33.22 | 0 | 1 | # 2 CU (7 Strand) | 0 | 0 | 0 | 0 | 0 | 0 | 0 | 0 | 0 | 0 | 0 | 0 | 0 | 0 | 0 | 0 | 0 | 0 | 0 | 0 | 0 | 0 | 0 | 12 | 1
NO |  | 164 | 2016 | 14 | 18 | 18 |  |  | & Midvalley | 0 | 0 | 2 | 0.35 | 0 | 0 | 2/0 ACSR | 0 | 0 | 0 | 0 | 0 | 0 | 0 | 0 | 0 | 0 | 0 | 0 | 0 | 0 | 0 | 0 | 0 | 0 | 0 | 0 | 0 | 0 | 0 | 12 | 1
NO |  | 164 | 2016 | 14 | 19 | 19 |  |  |  | 0 | 0 |  | 0 | 0 | 0 | 336.4 ACSR | 0 | 0 | 0 | 0 | 0 | 0 | 0 | 0 | 0 | 0 | 0 | 0 | 0 | 0 | 0 | 0 | 0 | 0 | 0 | 0 | 0 | 0 | 0 | 12 | 1
NO |  | 164 | 2016 | 14 | 20 | 20 |  |  |  | 0 | 0 |  | 0 | 0 | 0 | 4/0 ACSR | 0 | 0 | 0 | 0 | 0 | 0 | 0 | 0 | 0 | 0 | 0 | 0 | 0 | 0 | 0 | 0 | 0 | 0 | 0 | 0 | 0 | 0 | 0 | 12 | 1
NO |  | 164 | 2016 | 14 | 21 | 21 |  | 66-057 Gilmer | Perdue | 69 | 69 | 1 | 11.44 | 0 | 1 | 397.0 ACSR | 0 | 0 | 0 | 0 | 0 | 0 | 0 | 0 | 0 | 0 | 0 | 0 | 0 | 0 | 0 | 0 | 0 | 0 | 0 | 0 | 0 | 0 | 0 | 12 | 1
NO |  | 164 | 2016 | 14 | 22 | 22 |  | 66-058 Gilmer | Pittsburg w/tap to | 69 | 69 | 1 | 24.47 | 0 | 1 | 2/0 ACSR | 0 | 0 | 0 | 0 | 0 | 0 | 0 | 0 | 0 | 0 | 0 | 0 | 0 | 0 | 0 | 0 | 0 | 0 | 0 | 0 | 0 | 0 | 0 | 12 | 1
NO |  | 164 | 2016 | 14 | 23 | 23 |  |  | Pittsburg Steel | 0 | 0 |  | 0 | 0 | 0 | 336.4 ACSR | 0 | 0 | 0 | 0 | 0 | 0 | 0 | 0 | 0 | 0 | 0 | 0 | 0 | 0 | 0 | 0 | 0 | 0 | 0 | 0 | 0 | 0 | 0 | 12 | 1
NO |  | 164 | 2016 | 14 | 24 | 24 |  | 66-059 Grand Saline | Mineola | 69 | 69 | 1 | 6.81 | 6.99 | 1 | 4/0 ACSR | 0 | 0 | 0 | 0 | 0 | 0 | 0 | 0 | 0 | 0 | 0 | 0 | 0 | 0 | 0 | 0 | 0 | 0 | 0 | 0 | 0 | 0 | 0 | 12 | 1
NO |  | 164 | 2016 | 14 | 25 | 25 |  | 66-060 Grand Saline | Quitman w/tap to Alba | 69 | 69 | 1 | 25.01 | 0 | 1 | 336.4 ACSR | 0 | 0 | 0 | 0 | 0 | 0 | 0 | 0 | 0 | 0 | 0 | 0 | 0 | 0 | 0 | 0 | 0 | 0 | 0 | 0 | 0 | 0 | 0 | 12 | 1
NO |  | 164 | 2016 | 14 | 26 | 26 |  |  |  | 0 | 0 |  | 0 | 0 | 0 | 397.0 ACSR | 0 | 0 | 0 | 0 | 0 | 0 | 0 | 0 | 0 | 0 | 0 | 0 | 0 | 0 | 0 | 0 | 0 | 0 | 0 | 0 | 0 | 0 | 0 | 12 | 1
NO |  | 164 | 2016 | 14 | 27 | 27 |  |  |  | 0 | 0 |  | 0 | 0 | 0 | 477.0 ACSR | 0 | 0 | 0 | 0 | 0 | 0 | 0 | 0 | 0 | 0 | 0 | 0 | 0 | 0 | 0 | 0 | 0 | 0 | 0 | 0 | 0 | 0 | 0 | 12 | 1
NO |  | 164 | 2016 | 14 | 28 | 28 |  |  |  | 0 | 0 |  | 0 | 0 | 0 | 795.0 ACSR | 0 | 0 | 0 | 0 | 0 | 0 | 0 | 0 | 0 | 0 | 0 | 0 | 0 | 0 | 0 | 0 | 0 | 0 | 0 | 0 | 0 | 0 | 0 | 12 | 1
NO |  | 164 | 2016 | 14 | 29 | 29 |  | 66-064 Greggton | Lake Lamond | 69 | 69 | 1 | 2.66 | 0 | 1 | 1272 ACSR | 0 | 0 | 0 | 0 | 0 | 0 | 0 | 0 | 0 | 0 | 0 | 0 | 0 | 0 | 0 | 0 | 0 | 0 | 0 | 0 | 0 | 0 | 0 | 12 | 1
NO |  | 164 | 2016 | 14 | 30 | 30 |  | 66-068 Hawkins | Mineola | 69 | 69 | 1 | 1.24 | 0 | 1 | 477.0 ACSR | 0 | 0 | 0 | 0 | 0 | 0 | 0 | 0 | 0 | 0 | 0 | 0 | 0 | 0 | 0 | 0 | 0 | 0 | 0 | 0 | 0 | 0 | 0 | 12 | 1
NO |  | 164 | 2016 | 14 | 31 | 31 |  |  |  | 0 | 0 | 2 | 17.66 | 0 | 0 |  | 0 | 0 | 0 | 0 | 0 | 0 | 0 | 0 | 0 | 0 | 0 | 0 | 0 | 0 | 0 | 0 | 0 | 0 | 0 | 0 | 0 | 0 | 0 | 12 | 1
NO |  | 164 | 2016 | 14 | 32 | 32 |  | 66-069 Hawkins | Perdue | 69 | 69 | 1 | 10.9 | 0 | 1 | 477.0 ACSR | 0 | 0 | 0 | 0 | 0 | 0 | 0 | 0 | 0 | 0 | 0 | 0 | 0 | 0 | 0 | 0 | 0 | 0 | 0 | 0 | 0 | 0 | 0 | 12 | 1
NO |  | 164 | 2016 | 14 | 33 | 33 |  | 66-073 Hughes Springs | Linden | 69 | 69 | 1 | 0.25 | 0 | 1 | 397.0 ACSR | 0 | 0 | 0 | 0 | 0 | 0 | 0 | 0 | 0 | 0 | 0 | 0 | 0 | 0 | 0 | 0 | 0 | 0 | 0 | 0 | 0 | 0 | 0 | 12 | 1
NO |  | 164 | 2016 | 14 | 34 | 34 |  |  |  | 0 | 0 | 2 | 15.45 | 0 | 0 |  | 0 | 0 | 0 | 0 | 0 | 0 | 0 | 0 | 0 | 0 | 0 | 0 | 0 | 0 | 0 | 0 | 0 | 0 | 0 | 0 | 0 | 0 | 0 | 12 | 1
NO |  | 164 | 2016 | 15 | 1 | 1 |  | 66-074 Hughes Springs | Lone Star South w/tap to | 69 | 69 | 1 | 8.38 | 0 | 1 | 336.4 ACSR | 0 | 0 | 0 | 0 | 0 | 0 | 0 | 0 | 0 | 0 | 0 | 0 | 0 | 0 | 0 | 0 | 0 | 0 | 0 | 0 | 0 | 0 | 0 | 12 | 1
NO |  | 164 | 2016 | 15 | 2 | 2 |  |  | Air Products | 0 | 0 |  | 0 | 0 | 0 | 397.0 ACSR | 0 | 0 | 0 | 0 | 0 | 0 | 0 | 0 | 0 | 0 | 0 | 0 | 0 | 0 | 0 | 0 | 0 | 0 | 0 | 0 | 0 | 0 | 0 | 12 | 1
NO |  | 164 | 2016 | 15 | 3 | 3 |  | 66-075 Jefferson | North Marshall w/tap to | 69 | 69 | 2 | 13.65 | 0 | 1 | 266.8 ACSR | 0 | 0 | 0 | 0 | 0 | 0 | 0 | 0 | 0 | 0 | 0 | 0 | 0 | 0 | 0 | 0 | 0 | 0 | 0 | 0 | 0 | 0 | 0 | 12 | 1
NO |  | 164 | 2016 | 15 | 4 | 4 |  |  | Woodlawn | 0 | 0 |  | 0 | 0 | 0 |  | 0 | 0 | 0 | 0 | 0 | 0 | 0 | 0 | 0 | 0 | 0 | 0 | 0 | 0 | 0 | 0 | 0 | 0 | 0 | 0 | 0 | 0 | 0 | 12 | 1
NO |  | 164 | 2016 | 15 | 5 | 5 |  | 66-076 Jefferson | Superior | 69 | 69 | 2 | 18.3 | 0 | 1 | 266.8 ACSR | 0 | 0 | 0 | 0 | 0 | 0 | 0 | 0 | 0 | 0 | 0 | 0 | 0 | 0 | 0 | 0 | 0 | 0 | 0 | 0 | 0 | 0 | 0 | 12 | 1
NO |  | 164 | 2016 | 15 | 6 | 6 |  | 66-077 Kilgore | Overton | 69 | 69 | 1 | 4.72 | 0.07 | 1 | 336.4 ACSR | 0 | 0 | 0 | 0 | 0 | 0 | 0 | 0 | 0 | 0 | 0 | 0 | 0 | 0 | 0 | 0 | 0 | 0 | 0 | 0 | 0 | 0 | 0 | 12 | 1
NO |  | 164 | 2016 | 15 | 7 | 7 |  |  |  | 0 | 0 | 2 | 7.7 | 0 | 0 | 477.0 ACSR | 0 | 0 | 0 | 0 | 0 | 0 | 0 | 0 | 0 | 0 | 0 | 0 | 0 | 0 | 0 | 0 | 0 | 0 | 0 | 0 | 0 | 0 | 0 | 12 | 1
NO |  | 164 | 2016 | 15 | 8 | 8 |  | 66-078 Kilgore | Sabine | 69 | 69 | 1 | 3.49 | 0.7 | 1 | 4/0 ACSR | 0 | 0 | 0 | 0 | 0 | 0 | 0 | 0 | 0 | 0 | 0 | 0 | 0 | 0 | 0 | 0 | 0 | 0 | 0 | 0 | 0 | 0 | 0 | 12 | 1
NO |  | 164 | 2016 | 15 | 9 | 9 |  |  |  | 0 | 0 | 2 | 2.12 | 0 | 0 |  | 0 | 0 | 0 | 0 | 0 | 0 | 0 | 0 | 0 | 0 | 0 | 0 | 0 | 0 | 0 | 0 | 0 | 0 | 0 | 0 | 0 | 0 | 0 | 12 | 1
NO |  | 164 | 2016 | 15 | 10 | 10 |  | 66-079 Kilgore | Whitney | 69 | 69 | 1 | 8.94 | 0.04 | 1 | 336.4 ACSR | 0 | 0 | 0 | 0 | 0 | 0 | 0 | 0 | 0 | 0 | 0 | 0 | 0 | 0 | 0 | 0 | 0 | 0 | 0 | 0 | 0 | 0 | 0 | 12 | 1
NO |  | 164 | 2016 | 15 | 11 | 11 |  |  |  | 0 | 0 | 2 | 7.4 | 0 | 0 |  | 0 | 0 | 0 | 0 | 0 | 0 | 0 | 0 | 0 | 0 | 0 | 0 | 0 | 0 | 0 | 0 | 0 | 0 | 0 | 0 | 0 | 0 | 0 | 12 | 1
NO |  | 164 | 2016 | 15 | 12 | 12 |  | 66-080 Knox Lee | Southeast Longview | 69 | 69 | 1 | 5.87 | 0 | 1 | 2x477.0 ACSR | 0 | 0 | 0 | 0 | 0 | 0 | 0 | 0 | 0 | 0 | 0 | 0 | 0 | 0 | 0 | 0 | 0 | 0 | 0 | 0 | 0 | 0 | 0 | 12 | 1
NO |  | 164 | 2016 | 15 | 13 | 13 |  |  |  | 0 | 0 |  | 0 | 0 | 0 | 2x795.0 ACSR | 0 | 0 | 0 | 0 | 0 | 0 | 0 | 0 | 0 | 0 | 0 | 0 | 0 | 0 | 0 | 0 | 0 | 0 | 0 | 0 | 0 | 0 | 0 | 12 | 1
NO |  | 164 | 2016 | 15 | 14 | 14 |  | 66-081 Lake Lamond | Longview | 69 | 69 | 1 | 3.14 | 0 | 1 | 755.0 ACAR | 0 | 0 | 0 | 0 | 0 | 0 | 0 | 0 | 0 | 0 | 0 | 0 | 0 | 0 | 0 | 0 | 0 | 0 | 0 | 0 | 0 | 0 | 0 | 12 | 1
NO |  | 164 | 2016 | 15 | 15 | 15 |  | 66-082 Lake Lamond | Southeast Longview w/tap to | 69 | 69 | 1 | 8.66 | 0 | 1 | 2x336.0&397.0 ACS | 0 | 0 | 0 | 0 | 0 | 0 | 0 | 0 | 0 | 0 | 0 | 0 | 0 | 0 | 0 | 0 | 0 | 0 | 0 | 0 | 0 | 0 | 0 | 12 | 1
NO |  | 164 | 2016 | 15 | 16 | 16 |  |  | Big Three | 0 | 0 |  | 0 | 0 | 0 | 397.0 ACSR | 0 | 0 | 0 | 0 | 0 | 0 | 0 | 0 | 0 | 0 | 0 | 0 | 0 | 0 | 0 | 0 | 0 | 0 | 0 | 0 | 0 | 0 | 0 | 12 | 1
NO |  | 164 | 2016 | 15 | 17 | 17 |  | 66-083 Lake Lamond | Longview Heights | 69 | 69 | 1 | 7.16 | 2.7 | 1 | 477.0 ACSR | 0 | 0 | 0 | 0 | 0 | 0 | 0 | 0 | 0 | 0 | 0 | 0 | 0 | 0 | 0 | 0 | 0 | 0 | 0 | 0 | 0 | 0 | 0 | 12 | 1
NO |  | 164 | 2016 | 15 | 18 | 18 |  |  |  | 0 | 0 |  | 0 | 0 | 0 | 795.0 ACSR | 0 | 0 | 0 | 0 | 0 | 0 | 0 | 0 | 0 | 0 | 0 | 0 | 0 | 0 | 0 | 0 | 0 | 0 | 0 | 0 | 0 | 0 | 0 | 12 | 1
NO |  | 164 | 2016 | 15 | 19 | 19 |  | 66-087 Lone Star Power | Lone Star South | 69 | 69 | 1 | 0.9 | 0.73 | 1 | 397.0 ACSR | 0 | 0 | 0 | 0 | 0 | 0 | 0 | 0 | 0 | 0 | 0 | 0 | 0 | 0 | 0 | 0 | 0 | 0 | 0 | 0 | 0 | 0 | 0 | 12 | 1
NO |  | 164 | 2016 | 15 | 20 | 20 |  | Plant |  | 0 | 0 |  | 0 | 0 | 0 |  | 0 | 0 | 0 | 0 | 0 | 0 | 0 | 0 | 0 | 0 | 0 | 0 | 0 | 0 | 0 | 0 | 0 | 0 | 0 | 0 | 0 | 0 | 0 | 12 | 1
NO |  | 164 | 2016 | 15 | 21 | 21 |  | 66-088 Longview | Whitney | 69 | 69 | 1 | 2.59 | 0 | 1 | 2x336.0 ACSR | 0 | 0 | 0 | 0 | 0 | 0 | 0 | 0 | 0 | 0 | 0 | 0 | 0 | 0 | 0 | 0 | 0 | 0 | 0 | 0 | 0 | 0 | 0 | 12 | 1
NO |  | 164 | 2016 | 15 | 22 | 22 |  |  |  | 0 | 0 |  | 0 | 0 | 0 | 2x397.0 ACSR | 0 | 0 | 0 | 0 | 0 | 0 | 0 | 0 | 0 | 0 | 0 | 0 | 0 | 0 | 0 | 0 | 0 | 0 | 0 | 0 | 0 | 0 | 0 | 12 | 1
NO |  | 164 | 2016 | 15 | 23 | 23 |  | 66-090 Longview Heights | Whitney | 69 | 69 | 1 | 4.18 | 0 | 1 | 666.0 ACSR | 0 | 0 | 0 | 0 | 0 | 0 | 0 | 0 | 0 | 0 | 0 | 0 | 0 | 0 | 0 | 0 | 0 | 0 | 0 | 0 | 0 | 0 | 0 | 12 | 1
NO |  | 164 | 2016 | 15 | 24 | 24 |  | 66-093 Longview Heights | Marshall 69 | 69 | 69 | 1 | 21.05 | 0 | 1 | 4/0 ACSR | 0 | 0 | 0 | 0 | 0 | 0 | 0 | 0 | 0 | 0 | 0 | 0 | 0 | 0 | 0 | 0 | 0 | 0 | 0 | 0 | 0 | 0 | 0 | 12 | 1
NO |  | 164 | 2016 | 15 | 25 | 25 |  | 66-094 Marshall | North Marshall | 69 | 69 | 2 | 3.49 | 0 | 1 | 1272.0 ACSR | 0 | 0 | 0 | 0 | 0 | 0 | 0 | 0 | 0 | 0 | 0 | 0 | 0 | 0 | 0 | 0 | 0 | 0 | 0 | 0 | 0 | 0 | 0 | 12 | 1
NO |  | 164 | 2016 | 15 | 26 | 26 |  | 66-095 Marshall | Rock Hill w/tap to Blocker | 69 | 69 | 1 | 15.94 | 0.29 | 1 | 1272.0 ACSR | 0 | 0 | 0 | 0 | 0 | 0 | 0 | 0 | 0 | 0 | 0 | 0 | 0 | 0 | 0 | 0 | 0 | 0 | 0 | 0 | 0 | 0 | 0 | 12 | 1
NO |  | 164 | 2016 | 15 | 27 | 27 |  |  |  | 0 | 0 |  | 0 | 0 | 0 | 397.0 ACSR | 0 | 0 | 0 | 0 | 0 | 0 | 0 | 0 | 0 | 0 | 0 | 0 | 0 | 0 | 0 | 0 | 0 | 0 | 0 | 0 | 0 | 0 | 0 | 12 | 1
NO |  | 164 | 2016 | 15 | 28 | 28 |  | 66-101 Mineola | North Mineola | 69 | 69 | 1 | 1.61 | 0.68 | 1 | 477.0 ACSR | 0 | 0 | 0 | 0 | 0 | 0 | 0 | 0 | 0 | 0 | 0 | 0 | 0 | 0 | 0 | 0 | 0 | 0 | 0 | 0 | 0 | 0 | 0 | 12 | 1
NO |  | 164 | 2016 | 15 | 29 | 29 |  |  |  | 0 | 0 | 2 | 0.69 | 0 | 0 |  | 0 | 0 | 0 | 0 | 0 | 0 | 0 | 0 | 0 | 0 | 0 | 0 | 0 | 0 | 0 | 0 | 0 | 0 | 0 | 0 | 0 | 0 | 0 | 12 | 1
NO |  | 164 | 2016 | 15 | 30 | 30 |  | 66-102 Mount Pleasant | New Boston w/taps to Naples | 69 | 69 | 1 | 10.49 | 0 | 1 | 266.8 ACSR | 0 | 0 | 0 | 0 | 0 | 0 | 0 | 0 | 0 | 0 | 0 | 0 | 0 | 0 | 0 | 0 | 0 | 0 | 0 | 0 | 0 | 0 | 0 | 12 | 1
NO |  | 164 | 2016 | 15 | 31 | 31 |  |  | & Cookville | 0 | 0 | 2 | 44.75 | 0 | 0 | 397.0 ACSR | 0 | 0 | 0 | 0 | 0 | 0 | 0 | 0 | 0 | 0 | 0 | 0 | 0 | 0 | 0 | 0 | 0 | 0 | 0 | 0 | 0 | 0 | 0 | 12 | 1
NO |  | 164 | 2016 | 15 | 32 | 32 |  |  |  | 0 | 0 |  | 0 | 0 | 0 | 4/0 ACSR | 0 | 0 | 0 | 0 | 0 | 0 | 0 | 0 | 0 | 0 | 0 | 0 | 0 | 0 | 0 | 0 | 0 | 0 | 0 | 0 | 0 | 0 | 0 | 12 | 1
NO |  | 164 | 2016 | 15 | 33 | 33 |  | 66-107 New Boston | North New Boston | 69 | 69 | 1 | 1.3 | 0 | 1 | 666.0 ACSR | 0 | 0 | 0 | 0 | 0 | 0 | 0 | 0 | 0 | 0 | 0 | 0 | 0 | 0 | 0 | 0 | 0 | 0 | 0 | 0 | 0 | 0 | 0 | 12 | 1
NO |  | 164 | 2016 | 16 | 1 | 1 |  | 66-115 Petty | Pilgrim's Pride w/taps to | 69 | 69 | 1 | 1.55 | 0 | 1 | 1272.0 AAC | 0 | 0 | 0 | 0 | 0 | 0 | 0 | 0 | 0 | 0 | 0 | 0 | 0 | 0 | 0 | 0 | 0 | 0 | 0 | 0 | 0 | 0 | 0 | 12 | 1
NO |  | 164 | 2016 | 16 | 2 | 2 |  |  | Winfield, Mount Vernon & | 0 | 0 |  | 0 | 0 | 0 |  | 0 | 0 | 0 | 0 | 0 | 0 | 0 | 0 | 0 | 0 | 0 | 0 | 0 | 0 | 0 | 0 | 0 | 0 | 0 | 0 | 0 | 0 | 0 | 12 | 1
NO |  | 164 | 2016 | 16 | 3 | 3 |  |  | West Mount Pleasant | 0 | 0 |  | 0 | 0 | 0 |  | 0 | 0 | 0 | 0 | 0 | 0 | 0 | 0 | 0 | 0 | 0 | 0 | 0 | 0 | 0 | 0 | 0 | 0 | 0 | 0 | 0 | 0 | 0 | 12 | 1
NO |  | 164 | 2016 | 16 | 4 | 4 |  | 66-116 Petty | Pilgrim's Pride w/taps to | 69 | 69 | 1 | 15.66 | 0 | 1 | 1272.0 AAC | 0 | 0 | 0 | 0 | 0 | 0 | 0 | 0 | 0 | 0 | 0 | 0 | 0 | 0 | 0 | 0 | 0 | 0 | 0 | 0 | 0 | 0 | 0 | 12 | 1
NO |  | 164 | 2016 | 16 | 5 | 5 |  |  | Winfield, Mount Vernon & | 0 | 0 | 2 | 0.67 | 0 | 0 | 4/0 ACSR | 0 | 0 | 0 | 0 | 0 | 0 | 0 | 0 | 0 | 0 | 0 | 0 | 0 | 0 | 0 | 0 | 0 | 0 | 0 | 0 | 0 | 0 | 0 | 12 | 1
NO |  | 164 | 2016 | 16 | 6 | 6 |  |  | West Mount Pleasant | 0 | 0 |  | 0 | 0 | 0 | 477.0 ACSR | 0 | 0 | 0 | 0 | 0 | 0 | 0 | 0 | 0 | 0 | 0 | 0 | 0 | 0 | 0 | 0 | 0 | 0 | 0 | 0 | 0 | 0 | 0 | 12 | 1
NO |  | 164 | 2016 | 16 | 7 | 7 |  | 66-122 Southeast Longview | Whitney w/tap to Letoureau | 69 | 69 | 1 | 4.68 | 0 | 1 | 1024.0 ACAR | 0 | 0 | 0 | 0 | 0 | 0 | 0 | 0 | 0 | 0 | 0 | 0 | 0 | 0 | 0 | 0 | 0 | 0 | 0 | 0 | 0 | 0 | 0 | 12 | 1
NO |  | 164 | 2016 | 16 | 8 | 8 |  |  |  | 0 | 0 |  | 0 | 0 | 0 | 2/0 ACSR | 0 | 0 | 0 | 0 | 0 | 0 | 0 | 0 | 0 | 0 | 0 | 0 | 0 | 0 | 0 | 0 | 0 | 0 | 0 | 0 | 0 | 0 | 0 | 12 | 1
NO |  | 164 | 2016 | 16 | 9 | 9 |  |  |  | 0 | 0 |  | 0 | 0 | 0 | 2x795.0 ACSR | 0 | 0 | 0 | 0 | 0 | 0 | 0 | 0 | 0 | 0 | 0 | 0 | 0 | 0 | 0 | 0 | 0 | 0 | 0 | 0 | 0 | 0 | 0 | 12 | 1
NO |  | 164 | 2016 | 16 | 10 | 10 |  | 66-123 Taylor Street | Texarkana Operations Center | 69 | 69 | 1 | 2.96 | 0 | 1 | 666.0 ACSR | 0 | 0 | 0 | 0 | 0 | 0 | 0 | 0 | 0 | 0 | 0 | 0 | 0 | 0 | 0 | 0 | 0 | 0 | 0 | 0 | 0 | 0 | 0 | 12 | 1
NO |  | 164 | 2016 | 16 | 11 | 11 |  | TL223 Taylor Street | Bann | 69 | 69 | 1 | 0.01 | 0 | 1 | 666.0 ACSR | 0 | 0 | 0 | 0 | 0 | 0 | 0 | 0 | 0 | 0 | 0 | 0 | 0 | 0 | 0 | 0 | 0 | 0 | 0 | 0 | 0 | 0 | 0 | 12 | 1
NO |  | 164 | 2016 | 16 | 12 | 12 |  | 66-124 Taylor Street | Texarkana Plant | 69 | 69 | 1 | 2.86 | 0 | 1 | 1272.0 ACSR | 0 | 0 | 0 | 0 | 0 | 0 | 0 | 0 | 0 | 0 | 0 | 0 | 0 | 0 | 0 | 0 | 0 | 0 | 0 | 0 | 0 | 0 | 0 | 12 | 1
NO |  | 164 | 2016 | 16 | 13 | 13 |  | 66-125 Taylor Street | Thirty Ninth Street | 69 | 69 | 1 | 2.4 | 0 | 1 | 2x397.0 ACSR | 0 | 0 | 0 | 0 | 0 | 0 | 0 | 0 | 0 | 0 | 0 | 0 | 0 | 0 | 0 | 0 | 0 | 0 | 0 | 0 | 0 | 0 | 0 | 12 | 1
NO |  | 164 | 2016 | 16 | 14 | 14 |  | 66-128 Winfield | Winnsboro w/taps to Mount | 69 | 69 | 1 | 18.69 | 2.71 | 1 | 2/0 ACSR | 0 | 0 | 0 | 0 | 0 | 0 | 0 | 0 | 0 | 0 | 0 | 0 | 0 | 0 | 0 | 0 | 0 | 0 | 0 | 0 | 0 | 0 | 0 | 12 | 1
NO |  | 164 | 2016 | 16 | 15 | 15 |  |  | Vernon & Texoma | 0 | 0 | 2 | 12.9 | 0 | 0 | 336.4 ACSR | 0 | 0 | 0 | 0 | 0 | 0 | 0 | 0 | 0 | 0 | 0 | 0 | 0 | 0 | 0 | 0 | 0 | 0 | 0 | 0 | 0 | 0 | 0 | 12 | 1
NO |  | 164 | 2016 | 16 | 16 | 16 |  |  |  | 0 | 0 |  | 0 | 0 | 0 | 477.0 ACSR | 0 | 0 | 0 | 0 | 0 | 0 | 0 | 0 | 0 | 0 | 0 | 0 | 0 | 0 | 0 | 0 | 0 | 0 | 0 | 0 | 0 | 0 | 0 | 12 | 1
NO |  | 164 | 2016 | 16 | 17 | 17 |  | 66-203 Mount Pleasant | Petty | 69 | 69 | 1 | 2.06 | 0 | 1 | 755.0 ACAR | 0 | 0 | 0 | 0 | 0 | 0 | 0 | 0 | 0 | 0 | 0 | 0 | 0 | 0 | 0 | 0 | 0 | 0 | 0 | 0 | 0 | 0 | 0 | 12 | 1
NO |  | 164 | 2016 | 16 | 18 | 18 |  | TL378 Mount Pleasant | West Mount Pleasant | 69 | 138 | 1 | 3.04 | 0 | 1 | 1533.3 ACSR | 0 | 0 | 0 | 0 | 0 | 0 | 0 | 0 | 0 | 0 | 0 | 0 | 0 | 0 | 0 | 0 | 0 | 0 | 0 | 0 | 0 | 0 | 0 | 12 | 1
NO |  | 164 | 2016 | 16 | 19 | 19 |  | 66-210 North Mineola | Quitman | 69 | 69 |  | 0 | 9.42 | 1 | 1272.0 ACSR | 0 | 0 | 0 | 0 | 0 | 0 | 0 | 0 | 0 | 0 | 0 | 0 | 0 | 0 | 0 | 0 | 0 | 0 | 0 | 0 | 0 | 0 | 0 | 12 | 1
NO |  | 164 | 2016 | 16 | 20 | 20 |  | 66-212 Northwest Henderson | Poynter | 69 | 69 | 1 | 2.62 | 0 | 1 | 397.0 ACSR | 0 | 0 | 0 | 0 | 0 | 0 | 0 | 0 | 0 | 0 | 0 | 0 | 0 | 0 | 0 | 0 | 0 | 0 | 0 | 0 | 0 | 0 | 0 | 12 | 1
NO |  | 164 | 2016 | 16 | 21 | 21 |  |  |  | 0 | 0 | 2 | 0.63 | 0 | 0 |  | 0 | 0 | 0 | 0 | 0 | 0 | 0 | 0 | 0 | 0 | 0 | 0 | 0 | 0 | 0 | 0 | 0 | 0 | 0 | 0 | 0 | 0 | 0 | 12 | 1
NO |  | 164 | 2016 | 16 | 22 | 22 |  | 66-213 Overton | Turnertown | 69 | 69 | 1 | 6.02 | 0 | 1 | 2/0 ACSR | 0 | 0 | 0 | 0 | 0 | 0 | 0 | 0 | 0 | 0 | 0 | 0 | 0 | 0 | 0 | 0 | 0 | 0 | 0 | 0 | 0 | 0 | 0 | 12 | 1
NO |  | 164 | 2016 | 16 | 23 | 23 |  |  |  | 0 | 0 | 2 | 2.27 | 0 | 0 |  | 0 | 0 | 0 | 0 | 0 | 0 | 0 | 0 | 0 | 0 | 0 | 0 | 0 | 0 | 0 | 0 | 0 | 0 | 0 | 0 | 0 | 0 | 0 | 12 | 1
NO |  | 164 | 2016 | 16 | 24 | 24 |  | 66-217 Pittsburg | Winnsboro w/tap to Ferndale | 69 | 69 | 1 | 23.17 | 0.93 | 1 | 266.8 ACSR | 0 | 0 | 0 | 0 | 0 | 0 | 0 | 0 | 0 | 0 | 0 | 0 | 0 | 0 | 0 | 0 | 0 | 0 | 0 | 0 | 0 | 0 | 0 | 12 | 1
NO |  | 164 | 2016 | 16 | 25 | 25 |  |  | Lake | 0 | 0 |  | 0 | 0 | 0 | 477.0 ACSR | 0 | 0 | 0 | 0 | 0 | 0 | 0 | 0 | 0 | 0 | 0 | 0 | 0 | 0 | 0 | 0 | 0 | 0 | 0 | 0 | 0 | 0 | 0 | 12 | 1
NO |  | 164 | 2016 | 16 | 26 | 26 |  | 66-219 Quitman | Winnsboro w/tap to Quitman | 69 | 69 | 1 | 11.74 | 15.72 | 1 | 1/0 ACSR | 0 | 0 | 0 | 0 | 0 | 0 | 0 | 0 | 0 | 0 | 0 | 0 | 0 | 0 | 0 | 0 | 0 | 0 | 0 | 0 | 0 | 0 | 0 | 12 | 1
NO |  | 164 | 2016 | 16 | 27 | 27 |  |  | Magnolia | 0 | 0 |  | 0 | 0 | 0 | 477.0 ACSR | 0 | 0 | 0 | 0 | 0 | 0 | 0 | 0 | 0 | 0 | 0 | 0 | 0 | 0 | 0 | 0 | 0 | 0 | 0 | 0 | 0 | 0 | 0 | 12 | 1
NO |  | 164 | 2016 | 16 | 28 | 28 |  | 66-330 Carthage | Murvaul REC | 69 | 69 | 1 | 2.62 | 1.35 | 1 | 336.4 ACSR | 0 | 0 | 0 | 0 | 0 | 0 | 0 | 0 | 0 | 0 | 0 | 0 | 0 | 0 | 0 | 0 | 0 | 0 | 0 | 0 | 0 | 0 | 0 | 12 | 1
NO |  | 164 | 2016 | 16 | 29 | 29 |  |  |  | 0 | 0 |  | 0 | 0 | 0 | 397.0 ACSR | 0 | 0 | 0 | 0 | 0 | 0 | 0 | 0 | 0 | 0 | 0 | 0 | 0 | 0 | 0 | 0 | 0 | 0 | 0 | 0 | 0 | 0 | 0 | 12 | 1
NO |  | 164 | 2016 | 16 | 30 | 30 |  | 66-624 Vernon Main Street | Frederick Jct. | 69 | 69 | 1 | 7.19 | 0 | 1 | 238.9 ACSR | 0 | 0 | 0 | 0 | 0 | 0 | 0 | 0 | 0 | 0 | 0 | 0 | 0 | 0 | 0 | 0 | 0 | 0 | 0 | 0 | 0 | 0 | 0 | 12 | 1
NO |  | 164 | 2016 | 16 | 31 | 31 |  | 66-633 Marshall 138 | Marshall 69 | 69 | 69 | 1 | 0.11 | 0 | 1 | 2x1272.0 AAC | 0 | 0 | 0 | 0 | 0 | 0 | 0 | 0 | 0 | 0 | 0 | 0 | 0 | 0 | 0 | 0 | 0 | 0 | 0 | 0 | 0 | 0 | 0 | 12 | 1
NO |  | 164 | 2016 | 16 | 32 | 32 |  | 66-800 (21046) Northwest | West Childress w/tap to | 69 | 69 | 1 | 33.81 | 0 | 1 | 336.4 ACSR | 0 | 0 | 0 | 0 | 0 | 0 | 0 | 0 | 0 | 0 | 0 | 0 | 0 | 0 | 0 | 0 | 0 | 0 | 0 | 0 | 0 | 0 | 0 | 12 | 1
NO |  | 164 | 2016 | 16 | 33 | 33 |  | Memphis | Amoco | 0 | 0 | 2 | 0.8 | 0 | 0 | 4/0 ACSR | 0 | 0 | 0 | 0 | 0 | 0 | 0 | 0 | 0 | 0 | 0 | 0 | 0 | 0 | 0 | 0 | 0 | 0 | 0 | 0 | 0 | 0 | 0 | 12 | 1
NO |  | 164 | 2016 | 16 | 34 | 34 |  | 66-802 (21047) Clarendon | Jericho | 69 | 69 | 1 | 18.72 | 0 | 1 | 336.4 ACSR | 0 | 0 | 0 | 0 | 0 | 0 | 0 | 0 | 0 | 0 | 0 | 0 | 0 | 0 | 0 | 0 | 0 | 0 | 0 | 0 | 0 | 0 | 0 | 12 | 1
NO |  | 164 | 2016 | 16 | 35 | 35 |  | 66-803 (21176) Vernon Main | WFEC Russell (Interconnect) | 69 | 69 | 2 | 4.34 | 0 | 1 | 477.0 ACSR | 0 | 0 | 0 | 0 | 0 | 0 | 0 | 0 | 0 | 0 | 0 | 0 | 0 | 0 | 0 | 0 | 0 | 0 | 0 | 0 | 0 | 0 | 0 | 12 | 1
NO |  | 164 | 2016 | 17 | 1 | 1 |  | 66-804 (21200) Shamrock | SPS Magic City | 69 | 69 | 1 | 0.85 | 0 | 1 | 2/0 ACSR | 0 | 0 | 0 | 0 | 0 | 0 | 0 | 0 | 0 | 0 | 0 | 0 | 0 | 0 | 0 | 0 | 0 | 0 | 0 | 0 | 0 | 0 | 0 | 12 | 1
NO |  | 164 | 2016 | 17 | 2 | 2 |  |  | (Interconnect) | 0 | 0 | 2 | 16.92 | 0 | 0 |  | 0 | 0 | 0 | 0 | 0 | 0 | 0 | 0 | 0 | 0 | 0 | 0 | 0 | 0 | 0 | 0 | 0 | 0 | 0 | 0 | 0 | 0 | 0 | 12 | 1
NO |  | 164 | 2016 | 17 | 3 | 3 |  | 66-806 (21508) Clarendon | Northwest Memphis | 69 | 69 | 1 | 25.8 | 0 | 1 | 336.4 ACSR | 0 | 0 | 0 | 0 | 0 | 0 | 0 | 0 | 0 | 0 | 0 | 0 | 0 | 0 | 0 | 0 | 0 | 0 | 0 | 0 | 0 | 0 | 0 | 12 | 1
NO |  | 164 | 2016 | 17 | 4 | 4 |  | TL375 Marshall | Rockhill | 69 | 138 | 1 | 2.25 | 0 | 1 | 1272.0 ACSR | 0 | 0 | 0 | 0 | 0 | 0 | 0 | 0 | 0 | 0 | 0 | 0 | 0 | 0 | 0 | 0 | 0 | 0 | 0 | 0 | 0 | 0 | 0 | 12 | 1
NO |  | 164 | 2016 | 17 | 5 | 5 |  | TL379 Blocker Tap |  | 69 | 138 | 1 | 0.13 | 0 | 1 | 397 ACSR | 0 | 0 | 0 | 0 | 0 | 0 | 0 | 0 | 0 | 0 | 0 | 0 | 0 | 0 | 0 | 0 | 0 | 0 | 0 | 0 | 0 | 0 | 0 | 12 | 1
NO |  | 164 | 2016 | 17 | 7 | 7 |  | Subtotal 69 kV in TX |  | 0 | 0 |  | 779.88 | 42.96 | 74 |  | 0 | 0 | 0 | 0 | 0 | 0 | 0 | 0 | 0 | 0 | 0 | 0 | 0 | 0 | 0 | 0 | 0 | 0 | 0 | 0 | 0 | 0 | 0 | 12 | 1
NO |  | 164 | 2016 | 17 | 9 | 9 |  | Total 69 kV SWEPCO |  | 0 | 0 |  | 1543.3 | 59.31 | 149 |  | 0 | 0 | 0 | 0 | 0 | 0 | 0 | 0 | 0 | 0 | 0 | 0 | 0 | 0 | 0 | 0 | 0 | 0 | 0 | 0 | 0 | 0 | 0 | 12 | 1
NO |  | 164 | 2016 | 17 | 11 | 11 |  | Line Costs and expenses are | not available by individual | 0 | 0 |  | 0 | 0 | 0 |  | 87756739 | 906117954 | 993874693 | 535616 | 6344373 | 0 | 6879989 | 0 | 0 | 0 | 0 | 0 | 0 | 0 | 0 | 0 | 0 | 0 | 0 | 0 | 0 | 0 | 0 | 12 | 1
NO |  | 164 | 2016 | 17 | 12 | 12 |  | transmission line. | Total shown in Column j-p | 0 | 0 |  | 0 | 0 | 0 |  | 0 | 0 | 0 | 0 | 0 | 0 | 0 | 0 | 0 | 0 | 0 | 0 | 0 | 0 | 0 | 0 | 0 | 0 | 0 | 0 | 0 | 0 | 0 | 12 | 1
NO |  | 166 | 2016 | 0 | 1 | 1 |  | (J01)OKLAUNION | TUCO INTG | 345 | 345 | H-FRAME | 160.31 | 0.19 | 1 | 6-795 KCMIL ACSR | 2428536 | 25787865 | 28216401 | 0 | 0 | 0 | 0 | 0 | 0 | 0 | 0 | 0 | 0 | 0 | 0 | 0 | 0 | 0 | 0 | 0 | 0 | 0 | 0 | 12 | 1
NO |  | 166 | 2016 | 0 | 2 | 2 |  | (J04)FINNEY SW STA | HOLCOMB INTG | 345 | 345 | H-FRAME | 0.75 | 0 | 1 | 6-795 KCMIL ACSR | 0 | 1362105 | 1362105 | 0 | 0 | 0 | 0 | 0 | 0 | 0 | 0 | 0 | 0 | 0 | 0 | 0 | 0 | 0 | 0 | 0 | 0 | 0 | 0 | 12 | 1
NO |  | 166 | 2016 | 0 | 3 | 3 |  | (J05)FINNEY SW STA | LAMAR INTG | 345 | 345 | H-FRAME | 78.76 | 0 | 1 | 6-795 KCMIL ACSR | 3941720 | 41797715 | 45739435 | 0 | 0 | 0 | 0 | 0 | 0 | 0 | 0 | 0 | 0 | 0 | 0 | 0 | 0 | 0 | 0 | 0 | 0 | 0 | 0 | 12 | 1
NO |  | 166 | 2016 | 0 | 4 | 4 |  | (J06)POTTER CO INTG | HITCHLAND INTG | 345 | 345 | H-FRAME | 102.59 | 0 | 1 | 6-795 KCMIL ACSR | 4624961 | 32450810 | 37075771 | 0 | 0 | 0 | 0 | 0 | 0 | 0 | 0 | 0 | 0 | 0 | 0 | 0 | 0 | 0 | 0 | 0 | 0 | 0 | 0 | 12 | 1
NO |  | 166 | 2016 | 0 | 5 | 5 |  | (J07)FINNEY SW STA | HITCHLAND INTG | 345 | 345 | H-FRAME | 118.04 | 0 | 1 | 6-795 KCMIL ACSR | 2028788 | 11178383 | 13207171 | 0 | 0 | 0 | 0 | 0 | 0 | 0 | 0 | 0 | 0 | 0 | 0 | 0 | 0 | 0 | 0 | 0 | 0 | 0 | 0 | 12 | 1
NO |  | 166 | 2016 | 0 | 6 | 6 |  | (J11)TUCO INTG | BORDER | 345 | 345 | 3 POLE | 0.87 | 0 | 1 | 6-795 KCMIL ACSS | 22736659 | 175855096 | 198591756 | 0 | 0 | 0 | 0 | 0 | 0 | 0 | 0 | 0 | 0 | 0 | 0 | 0 | 0 | 0 | 0 | 0 | 0 | 0 | 0 | 12 | 1
NO |  | 166 | 2016 | 0 | 7 | 7 |  |  |  | 345 | 345 | H-FRAME | 18.63 | 0 | 1 | 6-795 KCMIL ACSS | 0 | 0 | 0 | 0 | 0 | 0 | 0 | 0 | 0 | 0 | 0 | 0 | 0 | 0 | 0 | 0 | 0 | 0 | 0 | 0 | 0 | 0 | 0 | 12 | 1
NO |  | 166 | 2016 | 0 | 8 | 8 |  |  |  | 345 | 345 | H-FRAME | 181.86 | 0 | 1 | 6-795 KCMIL ACSS | 0 | 0 | 0 | 0 | 0 | 0 | 0 | 0 | 0 | 0 | 0 | 0 | 0 | 0 | 0 | 0 | 0 | 0 | 0 | 0 | 0 | 0 | 0 | 12 | 1
NO |  | 166 | 2016 | 0 | 9 | 9 |  | (J12)HITCHLAND INTG | BEAVER | 345 | 345 | 2 POLE | 5.95 | 0 | 1 | 6-1590 KCMIL ACSR | 1893828 | 42252564 | 44146392 | 0 | 0 | 0 | 0 | 0 | 0 | 0 | 0 | 0 | 0 | 0 | 0 | 0 | 0 | 0 | 0 | 0 | 0 | 0 | 0 | 12 | 1
NO |  | 166 | 2016 | 0 | 10 | 10 |  |  |  | 345 | 345 | SINGLE POLE | 23.36 | 0 | 1 | 6-1590 KCMIL ACSR | 0 | 0 | 0 | 0 | 0 | 0 | 0 | 0 | 0 | 0 | 0 | 0 | 0 | 0 | 0 | 0 | 0 | 0 | 0 | 0 | 0 | 0 | 0 | 12 | 1
NO |  | 166 | 2016 | 0 | 11 | 11 |  | (J13)HITCHLAND INTG | BEAVER | 345 | 345 | 2 POLE | 0 | 5.95 | 1 | 6-1590 KCMIL ACSR | 52982 | 7114237 | 7167220 | 0 | 0 | 0 | 0 | 0 | 0 | 0 | 0 | 0 | 0 | 0 | 0 | 0 | 0 | 0 | 0 | 0 | 0 | 0 | 0 | 12 | 1
NO |  | 166 | 2016 | 0 | 12 | 12 |  |  |  | 345 | 345 | SINGLE POLE | 0 | 23.36 | 1 | 6-1590 KCMIL ACSR | 0 | 0 | 0 | 0 | 0 | 0 | 0 | 0 | 0 | 0 | 0 | 0 | 0 | 0 | 0 | 0 | 0 | 0 | 0 | 0 | 0 | 0 | 0 | 12 | 1
NO |  | 166 | 2016 | 0 | 13 | 13 |  | (J14)CROSSROADS | EDDY INTG | 345 | 345 | H-FRAME | 102.61 | 0 | 1 | 6-795 KCMIL ACSR | 1368108 | 14443709 | 15811817 | 0 | 0 | 0 | 0 | 0 | 0 | 0 | 0 | 0 | 0 | 0 | 0 | 0 | 0 | 0 | 0 | 0 | 0 | 0 | 0 | 12 | 1
NO |  | 166 | 2016 | 0 | 14 | 14 |  |  |  | 345 | 345 | SPECIAL | 3.44 | 0 | 1 | 6-795 KCMIL ACSR | 0 | 0 | 0 | 0 | 0 | 0 | 0 | 0 | 0 | 0 | 0 | 0 | 0 | 0 | 0 | 0 | 0 | 0 | 0 | 0 | 0 | 0 | 0 | 12 | 1
NO |  | 166 | 2016 | 0 | 15 | 15 |  | (J15)CROSSROADS | TOLK STA | 345 | 345 | H-FRAME | 49.39 | 0 | 1 | 6-795 KCMIL ACSR | 686605 | 5733962 | 6420567 | 0 | 0 | 0 | 0 | 0 | 0 | 0 | 0 | 0 | 0 | 0 | 0 | 0 | 0 | 0 | 0 | 0 | 0 | 0 | 0 | 12 | 1
NO |  | 166 | 2016 | 0 | 16 | 16 |  |  |  | 345 | 345 | SPECIAL | 2.44 | 0 | 1 | 6-795 KCMIL ACSR | 0 | 0 | 0 | 0 | 0 | 0 | 0 | 0 | 0 | 0 | 0 | 0 | 0 | 0 | 0 | 0 | 0 | 0 | 0 | 0 | 0 | 0 | 0 | 12 | 1
NO |  | 166 | 2016 | 0 | 17 | 17 |  | (J16)POTASH JUNCTION | ROADRUNNER | 230 | 345 | H-FRAME | 41.12 | 0 | 1 | 6-795 KCMIL ACSR | 849581 | 44405150 | 45254730 | 0 | 0 | 0 | 0 | 0 | 0 | 0 | 0 | 0 | 0 | 0 | 0 | 0 | 0 | 0 | 0 | 0 | 0 | 0 | 0 | 12 | 1
NO |  | 166 | 2016 | 0 | 18 | 18 |  | (K01)SWISHER CO | TUCO INTG | 230 | 230 | K-FRAME | 37.39 | 0 | 1 | 3-795 KCMIL ACSR | 908602 | 12634342 | 13542945 | 0 | 0 | 0 | 0 | 0 | 0 | 0 | 0 | 0 | 0 | 0 | 0 | 0 | 0 | 0 | 0 | 0 | 0 | 0 | 0 | 12 | 1
NO |  | 166 | 2016 | 0 | 19 | 19 |  |  |  | 230 | 230 | SPECIAL | 2.17 | 0 | 1 | 3-795 KCMIL ACSR | 0 | 0 | 0 | 0 | 0 | 0 | 0 | 0 | 0 | 0 | 0 | 0 | 0 | 0 | 0 | 0 | 0 | 0 | 0 | 0 | 0 | 0 | 0 | 12 | 1
NO |  | 166 | 2016 | 0 | 20 | 20 |  | (K02)SUNDOWN INTG | WOLFFORTH INTG | 230 | 230 | H-FRAME | 8.24 | 0 | 1 | 3-795 KCMIL ACSR | 0 | 18459 | 18459 | 0 | 0 | 0 | 0 | 0 | 0 | 0 | 0 | 0 | 0 | 0 | 0 | 0 | 0 | 0 | 0 | 0 | 0 | 0 | 0 | 12 | 1
NO |  | 166 | 2016 | 0 | 21 | 21 |  |  |  | 230 | 230 | K-FRAME | 16.41 | 0.06 | 1 | 3-795 KCMIL ACSR | 0 | 0 | 0 | 0 | 0 | 0 | 0 | 0 | 0 | 0 | 0 | 0 | 0 | 0 | 0 | 0 | 0 | 0 | 0 | 0 | 0 | 0 | 0 | 12 | 1
NO |  | 166 | 2016 | 0 | 22 | 22 |  | (K03)AMOCO SW STA | SUNDOWN INTG | 230 | 230 | K-FRAME | 5.31 | 0 | 1 | 3-795 KCMIL ACSR | 143180 | 4052293 | 4195472 | 0 | 0 | 0 | 0 | 0 | 0 | 0 | 0 | 0 | 0 | 0 | 0 | 0 | 0 | 0 | 0 | 0 | 0 | 0 | 0 | 12 | 1
NO |  | 166 | 2016 | 0 | 23 | 23 |  | (K06)HUTCHINSON CO INTG | NICHOLS STA | 230 | 230 | H-FRAME | 1.15 | 0 | 1 | 3-795 KCMIL ACSR | 50912 | 2577228 | 2628139 | 0 | 0 | 0 | 0 | 0 | 0 | 0 | 0 | 0 | 0 | 0 | 0 | 0 | 0 | 0 | 0 | 0 | 0 | 0 | 0 | 12 | 1
NO |  | 166 | 2016 | 0 | 24 | 24 |  |  |  | 230 | 230 | K-FRAME | 28.93 | 0 | 1 | 3-795 KCMIL ACSR | 0 | 0 | 0 | 0 | 0 | 0 | 0 | 0 | 0 | 0 | 0 | 0 | 0 | 0 | 0 | 0 | 0 | 0 | 0 | 0 | 0 | 0 | 0 | 12 | 1
NO |  | 166 | 2016 | 0 | 25 | 25 |  |  |  | 230 | 230 | SPECIAL | 0.37 | 0 | 1 | 3-795 KCMIL ACSR | 0 | 0 | 0 | 0 | 0 | 0 | 0 | 0 | 0 | 0 | 0 | 0 | 0 | 0 | 0 | 0 | 0 | 0 | 0 | 0 | 0 | 0 | 0 | 12 | 1
NO |  | 166 | 2016 | 0 | 26 | 26 |  | (K07)JONES STA | TUCO INTG | 230 | 230 | H-FRAME | 20.05 | 0 | 1 | 3-795 KCMIL ACSR | 205589 | 2585480 | 2791070 | 0 | 0 | 0 | 0 | 0 | 0 | 0 | 0 | 0 | 0 | 0 | 0 | 0 | 0 | 0 | 0 | 0 | 0 | 0 | 0 | 12 | 1
NO |  | 166 | 2016 | 0 | 27 | 27 |  |  |  | 230 | 230 | TOWER | 9.59 | 0 | 1 | 3-795 KCMIL ACSR | 0 | 0 | 0 | 0 | 0 | 0 | 0 | 0 | 0 | 0 | 0 | 0 | 0 | 0 | 0 | 0 | 0 | 0 | 0 | 0 | 0 | 0 | 0 | 12 | 1
NO |  | 166 | 2016 | 0 | 28 | 28 |  | (K08)JONES STA | LUBBOCK SOUTH INTG | 230 | 230 | TOWER | 5.39 | 0 | 1 | 3-795 KCMIL ACSR | 98926 | 1230909 | 1329835 | 0 | 0 | 0 | 0 | 0 | 0 | 0 | 0 | 0 | 0 | 0 | 0 | 0 | 0 | 0 | 0 | 0 | 0 | 0 | 0 | 12 | 1
NO |  | 166 | 2016 | 0 | 29 | 29 |  | (K10)LUBBOCK SOUTH INTG | WOLFFORTH INTG | 230 | 230 | H-FRAME | 14.25 | 0 | 1 | 3-795 KCMIL ACSR | 177182 | 4640518 | 4817700 | 0 | 0 | 0 | 0 | 0 | 0 | 0 | 0 | 0 | 0 | 0 | 0 | 0 | 0 | 0 | 0 | 0 | 0 | 0 | 0 | 12 | 1
NO |  | 166 | 2016 | 0 | 30 | 30 |  |  |  | 230 | 230 | SPECIAL | 0.39 | 0 | 1 | 3-795 KCMIL ACSR | 0 | 0 | 0 | 0 | 0 | 0 | 0 | 0 | 0 | 0 | 0 | 0 | 0 | 0 | 0 | 0 | 0 | 0 | 0 | 0 | 0 | 0 | 0 | 12 | 1
NO |  | 166 | 2016 | 0 | 31 | 31 |  | (K11)BUSHLAND INTG | DEAF SMITH CO INTG | 230 | 230 | H-FRAME | 1.89 | 0 | 1 | 3-795 KCMIL ACSR | 0 | 1162395 | 1162395 | 0 | 0 | 0 | 0 | 0 | 0 | 0 | 0 | 0 | 0 | 0 | 0 | 0 | 0 | 0 | 0 | 0 | 0 | 0 | 0 | 12 | 1
NO |  | 166 | 2016 | 0 | 32 | 32 |  |  |  | 230 | 230 | SINGLE POLE | 31.49 | 0 | 1 | 3-795 KCMIL ACSR | 0 | 0 | 0 | 0 | 0 | 0 | 0 | 0 | 0 | 0 | 0 | 0 | 0 | 0 | 0 | 0 | 0 | 0 | 0 | 0 | 0 | 0 | 0 | 12 | 1
NO |  | 166 | 2016 | 0 | 33 | 33 |  | (K14)JONES STA | LUBBOCK SOUTH INTG | 230 | 230 | TOWER | 0.08 | 5.35 | 1 | 3-795 KCMIL ACSR | 0 | 281393 | 281393 | 0 | 0 | 0 | 0 | 0 | 0 | 0 | 0 | 0 | 0 | 0 | 0 | 0 | 0 | 0 | 0 | 0 | 0 | 0 | 0 | 12 | 1
NO |  | 166 | 2016 | 0 | 34 | 34 |  | (K15)JONES STA | LUBBOCK SOUTH INTG | 230 | 230 | TOWER | 2.4 | 3.87 | 1 | 3-795 KCMIL ACSR | 40416 | 736806 | 777222 | 0 | 0 | 0 | 0 | 0 | 0 | 0 | 0 | 0 | 0 | 0 | 0 | 0 | 0 | 0 | 0 | 0 | 0 | 0 | 0 | 12 | 1
NO |  | 166 | 2016 | 0 | 35 | 35 |  | (K16)HARRINGTON STA | NICHOLS STA | 230 | 230 | H-FRAME | 1.06 | 0 | 1 | 3-795 KCMIL ACCC | 0 | 121547 | 121547 | 0 | 0 | 0 | 0 | 0 | 0 | 0 | 0 | 0 | 0 | 0 | 0 | 0 | 0 | 0 | 0 | 0 | 0 | 0 | 0 | 12 | 1
NO |  | 166 | 2016 | 0 | 36 | 36 |  | TOTAL |  | 0 | 0 |  | 6829.36 | 627.68 | 134 |  | 112110074 | 1360357996 | 1472468070 | 598518 | 1388926 | 1512838 | 3500282 | 0 | 0 | 0 | 0 | 0 | 0 | 0 | 0 | 0 | 0 | 0 | 0 | 0 | 0 | 0 | 0 | 12 | 1
NO |  | 166 | 2016 | 1 | 1 | 1 |  | (K17)HARRINGTON STA | NICHOLS STA | 230 | 230 | K-FRAME | 0.95 | 0.13 | 1 | 3-795 KCMIL ACSS | 0 | 41452 | 41452 | 0 | 0 | 0 | 0 | 0 | 0 | 0 | 0 | 0 | 0 | 0 | 0 | 0 | 0 | 0 | 0 | 0 | 0 | 0 | 0 | 12 | 1
NO |  | 166 | 2016 | 1 | 2 | 2 |  | (K18)ROOSEVELT CO INTG | TOLK STA | 230 | 230 | K-FRAME | 38.3 | 0 | 1 | 3-795 KCMIL ACSR | 43119 | 3687820 | 3730939 | 0 | 0 | 0 | 0 | 0 | 0 | 0 | 0 | 0 | 0 | 0 | 0 | 0 | 0 | 0 | 0 | 0 | 0 | 0 | 0 | 12 | 1
NO |  | 166 | 2016 | 1 | 3 | 3 |  |  |  | 230 | 230 | SPECIAL | 0.95 | 0.04 | 1 | 3-795 KCMIL ACSR | 0 | 0 | 0 | 0 | 0 | 0 | 0 | 0 | 0 | 0 | 0 | 0 | 0 | 0 | 0 | 0 | 0 | 0 | 0 | 0 | 0 | 0 | 0 | 12 | 1
NO |  | 166 | 2016 | 1 | 4 | 4 |  | (K19)HARRINGTON STA | RANDALL CO INTG | 230 | 230 | K-FRAME | 11.48 | 0.16 | 1 | 3-795 KCMIL ACSR | 241 | 738379 | 738620 | 0 | 0 | 0 | 0 | 0 | 0 | 0 | 0 | 0 | 0 | 0 | 0 | 0 | 0 | 0 | 0 | 0 | 0 | 0 | 0 | 12 | 1
NO |  | 166 | 2016 | 1 | 5 | 5 |  | (K21)DEAF SMITH CO INTG | PLANT X STA | 230 | 230 | H-FRAME | 2.58 | 0 | 1 | 3-795 KCMIL ACSR | 0 | 349018 | 349018 | 0 | 0 | 0 | 0 | 0 | 0 | 0 | 0 | 0 | 0 | 0 | 0 | 0 | 0 | 0 | 0 | 0 | 0 | 0 | 0 | 12 | 1
NO |  | 166 | 2016 | 1 | 6 | 6 |  |  |  | 230 | 230 | K-FRAME | 44.29 | 0 | 1 | 3-795 KCMIL ACSR | 0 | 0 | 0 | 0 | 0 | 0 | 0 | 0 | 0 | 0 | 0 | 0 | 0 | 0 | 0 | 0 | 0 | 0 | 0 | 0 | 0 | 0 | 0 | 12 | 1
NO |  | 166 | 2016 | 1 | 7 | 7 |  | (K23)CUNNINGHAM STA | EDDY INTG | 230 | 230 | K-FRAME | 58.81 | 0 | 1 | 3-795 KCMIL ACSR | 10840 | 4950124 | 4960964 | 0 | 0 | 0 | 0 | 0 | 0 | 0 | 0 | 0 | 0 | 0 | 0 | 0 | 0 | 0 | 0 | 0 | 0 | 0 | 0 | 12 | 1
NO |  | 166 | 2016 | 1 | 8 | 8 |  | (K24)CARLISLE INTG | TUCO INTG | 230 | 230 | H-FRAME | 1.49 | 0 | 1 | 3-795 KCMIL ACSR | 510050 | 3433749 | 3943800 | 0 | 0 | 0 | 0 | 0 | 0 | 0 | 0 | 0 | 0 | 0 | 0 | 0 | 0 | 0 | 0 | 0 | 0 | 0 | 0 | 12 | 1
NO |  | 166 | 2016 | 1 | 9 | 9 |  |  |  | 230 | 230 | K-FRAME | 25.1 | 0 | 1 | 3-795 KCMIL ACSR | 0 | 0 | 0 | 0 | 0 | 0 | 0 | 0 | 0 | 0 | 0 | 0 | 0 | 0 | 0 | 0 | 0 | 0 | 0 | 0 | 0 | 0 | 0 | 12 | 1
NO |  | 166 | 2016 | 1 | 10 | 10 |  |  |  | 230 | 230 | SPECIAL | 0.5 | 0 | 1 | 3-795 KCMIL ACSR | 0 | 0 | 0 | 0 | 0 | 0 | 0 | 0 | 0 | 0 | 0 | 0 | 0 | 0 | 0 | 0 | 0 | 0 | 0 | 0 | 0 | 0 | 0 | 12 | 1
NO |  | 166 | 2016 | 1 | 11 | 11 |  | (K25)TOLK STA | YOAKUM CO INTG | 230 | 230 | H-FRAME | 13.79 | 0 | 1 | 3-795 KCMIL ACSR | 395608 | 11416969 | 11812577 | 0 | 0 | 0 | 0 | 0 | 0 | 0 | 0 | 0 | 0 | 0 | 0 | 0 | 0 | 0 | 0 | 0 | 0 | 0 | 0 | 12 | 1
NO |  | 166 | 2016 | 1 | 12 | 12 |  |  |  | 230 | 230 | K-FRAME | 72.88 | 0 | 1 | 3-795 KCMIL ACSR | 0 | 0 | 0 | 0 | 0 | 0 | 0 | 0 | 0 | 0 | 0 | 0 | 0 | 0 | 0 | 0 | 0 | 0 | 0 | 0 | 0 | 0 | 0 | 12 | 1
NO |  | 166 | 2016 | 1 | 13 | 13 |  |  |  | 230 | 230 | SPECIAL | 1.12 | 0 | 1 | 3-795 KCMIL ACSR | 0 | 0 | 0 | 0 | 0 | 0 | 0 | 0 | 0 | 0 | 0 | 0 | 0 | 0 | 0 | 0 | 0 | 0 | 0 | 0 | 0 | 0 | 0 | 12 | 1
NO |  | 166 | 2016 | 1 | 14 | 14 |  | (K27)PLANT X STA | TOLK STA | 230 | 230 | K-FRAME | 9.31 | 0 | 1 | 3-795 KCMIL ACSR | 10937 | 601372 | 612309 | 0 | 0 | 0 | 0 | 0 | 0 | 0 | 0 | 0 | 0 | 0 | 0 | 0 | 0 | 0 | 0 | 0 | 0 | 0 | 0 | 12 | 1
NO |  | 166 | 2016 | 1 | 15 | 15 |  |  |  | 230 | 230 | SPECIAL | 0.34 | 0 | 1 | 3-795 KCMIL ACSR | 0 | 0 | 0 | 0 | 0 | 0 | 0 | 0 | 0 | 0 | 0 | 0 | 0 | 0 | 0 | 0 | 0 | 0 | 0 | 0 | 0 | 0 | 0 | 12 | 1
NO |  | 166 | 2016 | 1 | 16 | 16 |  | (K30)ROOSEVELT CO INTG | TOLK STA | 230 | 230 | H-FRAME | 7.72 | 0 | 1 | 3-795 KCMIL ACSR | 232815 | 5735513 | 5968328 | 0 | 0 | 0 | 0 | 0 | 0 | 0 | 0 | 0 | 0 | 0 | 0 | 0 | 0 | 0 | 0 | 0 | 0 | 0 | 0 | 12 | 1
NO |  | 166 | 2016 | 1 | 17 | 17 |  |  |  | 230 | 230 | K-FRAME | 20.31 | 0 | 1 | 3-795 KCMIL ACSR | 0 | 0 | 0 | 0 | 0 | 0 | 0 | 0 | 0 | 0 | 0 | 0 | 0 | 0 | 0 | 0 | 0 | 0 | 0 | 0 | 0 | 0 | 0 | 12 | 1
NO |  | 166 | 2016 | 1 | 18 | 18 |  |  |  | 230 | 230 | SPECIAL | 11.97 | 0 | 1 | 3-795 KCMIL ACSR | 0 | 0 | 0 | 0 | 0 | 0 | 0 | 0 | 0 | 0 | 0 | 0 | 0 | 0 | 0 | 0 | 0 | 0 | 0 | 0 | 0 | 0 | 0 | 12 | 1
NO |  | 166 | 2016 | 1 | 19 | 19 |  | (K31)MOORE CO INTG | POTTER CO | 230 | 230 | 3 POLE | 1.74 | 0 | 1 | 3-795 KCMIL ACSR | 344824 | 4574125 | 4918949 | 0 | 0 | 0 | 0 | 0 | 0 | 0 | 0 | 0 | 0 | 0 | 0 | 0 | 0 | 0 | 0 | 0 | 0 | 0 | 0 | 12 | 1
NO |  | 166 | 2016 | 1 | 20 | 20 |  |  |  | 230 | 230 | K-FRAME | 46.16 | 0 | 1 | 3-795 KCMIL ACSR | 0 | 0 | 0 | 0 | 0 | 0 | 0 | 0 | 0 | 0 | 0 | 0 | 0 | 0 | 0 | 0 | 0 | 0 | 0 | 0 | 0 | 0 | 0 | 12 | 1
NO |  | 166 | 2016 | 1 | 21 | 21 |  | (K32)HARRINGTON STA | POTTER CO | 230 | 230 | K-FRAME | 10.89 | 0.33 | 1 | 3-795 KCMIL ACSR | 71645 | 502725 | 574370 | 0 | 0 | 0 | 0 | 0 | 0 | 0 | 0 | 0 | 0 | 0 | 0 | 0 | 0 | 0 | 0 | 0 | 0 | 0 | 0 | 12 | 1
NO |  | 166 | 2016 | 1 | 22 | 22 |  | (K33)AMOCO SW STA | YOAKUM CO INTG | 230 | 230 | H-FRAME | 36.55 | 0 | 1 | 3-795 KCMIL ACSR | 0 | 374027 | 374027 | 0 | 0 | 0 | 0 | 0 | 0 | 0 | 0 | 0 | 0 | 0 | 0 | 0 | 0 | 0 | 0 | 0 | 0 | 0 | 0 | 12 | 1
NO |  | 166 | 2016 | 1 | 23 | 23 |  |  |  | 230 | 230 | SPECIAL | 0.41 | 0 | 1 | 3-795 KCMIL ACSR | 0 | 0 | 0 | 0 | 0 | 0 | 0 | 0 | 0 | 0 | 0 | 0 | 0 | 0 | 0 | 0 | 0 | 0 | 0 | 0 | 0 | 0 | 0 | 12 | 1
NO |  | 166 | 2016 | 1 | 24 | 24 |  | (K34)AMOCO SW STA | AMOCO | 230 | 230 | SUB TERM | 0.03 | 0 | 1 | 3-795 KCMIL ACSR | 86442 | 2529800 | 2616242 | 0 | 0 | 0 | 0 | 0 | 0 | 0 | 0 | 0 | 0 | 0 | 0 | 0 | 0 | 0 | 0 | 0 | 0 | 0 | 0 | 12 | 1
NO |  | 166 | 2016 | 1 | 25 | 25 |  | (K37)LAMB CO INTG | TOLK STA | 230 | 230 | K-FRAME | 26.59 | 0 | 1 | 3-795 KCMIL ACSR | 194338 | 4502233 | 4696571 | 0 | 0 | 0 | 0 | 0 | 0 | 0 | 0 | 0 | 0 | 0 | 0 | 0 | 0 | 0 | 0 | 0 | 0 | 0 | 0 | 12 | 1
NO |  | 166 | 2016 | 1 | 26 | 26 |  |  |  | 230 | 230 | SPECIAL | 8.5 | 0 | 1 | 3-795 KCMIL ACSR | 0 | 0 | 0 | 0 | 0 | 0 | 0 | 0 | 0 | 0 | 0 | 0 | 0 | 0 | 0 | 0 | 0 | 0 | 0 | 0 | 0 | 0 | 0 | 12 | 1
NO |  | 166 | 2016 | 1 | 27 | 27 |  | (K38)CHAVES CO INTG | EDDY INTG | 230 | 230 | H-FRAME | 2.26 | 0 | 1 | 3-795 KCMIL ACSR | 203788 | 5275737 | 5479525 | 0 | 0 | 0 | 0 | 0 | 0 | 0 | 0 | 0 | 0 | 0 | 0 | 0 | 0 | 0 | 0 | 0 | 0 | 0 | 0 | 12 | 1
NO |  | 166 | 2016 | 1 | 28 | 28 |  |  |  | 230 | 230 | K-FRAME | 50.34 | 0 | 1 | 3-795 KCMIL ACSR | 0 | 0 | 0 | 0 | 0 | 0 | 0 | 0 | 0 | 0 | 0 | 0 | 0 | 0 | 0 | 0 | 0 | 0 | 0 | 0 | 0 | 0 | 0 | 12 | 1
NO |  | 166 | 2016 | 1 | 29 | 29 |  | (K42)TOLK STA | TUCO INTG | 230 | 230 | H-FRAME | 3.26 | 0 | 1 | 3-795 KCMIL ACSR | 80573 | 2317107 | 2397680 | 0 | 0 | 0 | 0 | 0 | 0 | 0 | 0 | 0 | 0 | 0 | 0 | 0 | 0 | 0 | 0 | 0 | 0 | 0 | 0 | 12 | 1
NO |  | 166 | 2016 | 1 | 30 | 30 |  |  |  | 230 | 230 | K-FRAME | 51.1 | 0 | 1 | 3-795 KCMIL ACSR | 0 | 0 | 0 | 0 | 0 | 0 | 0 | 0 | 0 | 0 | 0 | 0 | 0 | 0 | 0 | 0 | 0 | 0 | 0 | 0 | 0 | 0 | 0 | 12 | 1
NO |  | 166 | 2016 | 1 | 31 | 31 |  | (K43)HARRINGTON STA | PRINGLE INTG | 230 | 230 | K-FRAME | 59.2 | 0 | 1 | 3-795 KCMIL ACSR | 691754 | 4391797 | 5083550 | 0 | 0 | 0 | 0 | 0 | 0 | 0 | 0 | 0 | 0 | 0 | 0 | 0 | 0 | 0 | 0 | 0 | 0 | 0 | 0 | 12 | 1
NO |  | 166 | 2016 | 1 | 32 | 32 |  | (K44)EAST PLANT INTG | HARRINGTON STA | 230 | 230 | SINGLE POLE | 5.72 | 0 | 1 | 3-795 KCMIL ACSR | 74484 | 1818565 | 1893049 | 0 | 0 | 0 | 0 | 0 | 0 | 0 | 0 | 0 | 0 | 0 | 0 | 0 | 0 | 0 | 0 | 0 | 0 | 0 | 0 | 12 | 1
NO |  | 166 | 2016 | 1 | 33 | 33 |  |  |  | 230 | 230 | SPECIAL | 1.07 | 0.27 | 1 | 3-795 KCMIL ACSR | 0 | 0 | 0 | 0 | 0 | 0 | 0 | 0 | 0 | 0 | 0 | 0 | 0 | 0 | 0 | 0 | 0 | 0 | 0 | 0 | 0 | 0 | 0 | 12 | 1
NO |  | 166 | 2016 | 1 | 34 | 34 |  | (K45)PLANT X STA | TOLK STA | 230 | 230 | K-FRAME | 9.02 | 0 | 1 | 3-795 KCMIL ACSR | 0 | 476818 | 476818 | 0 | 0 | 0 | 0 | 0 | 0 | 0 | 0 | 0 | 0 | 0 | 0 | 0 | 0 | 0 | 0 | 0 | 0 | 0 | 0 | 12 | 1
NO |  | 166 | 2016 | 1 | 35 | 35 |  |  |  | 230 | 230 | SPECIAL | 0.92 | 0.17 | 1 | 3-795 KCMIL ACSR | 0 | 0 | 0 | 0 | 0 | 0 | 0 | 0 | 0 | 0 | 0 | 0 | 0 | 0 | 0 | 0 | 0 | 0 | 0 | 0 | 0 | 0 | 0 | 12 | 1
NO |  | 166 | 2016 | 2 | 1 | 1 |  | (K46)PLANT X STA | SUNDOWN INTG | 230 | 230 | H-FRAME | 0 | 3.09 | 1 | 3-795 KCMIL ACSR | 112864 | 3055011 | 3167875 | 0 | 0 | 0 | 0 | 0 | 0 | 0 | 0 | 0 | 0 | 0 | 0 | 0 | 0 | 0 | 0 | 0 | 0 | 0 | 0 | 12 | 1
NO |  | 166 | 2016 | 2 | 2 | 2 |  |  |  | 230 | 230 | K-FRAME | 45.15 | 0 | 1 | 3-795 KCMIL ACSR | 0 | 0 | 0 | 0 | 0 | 0 | 0 | 0 | 0 | 0 | 0 | 0 | 0 | 0 | 0 | 0 | 0 | 0 | 0 | 0 | 0 | 0 | 0 | 12 | 1
NO |  | 166 | 2016 | 2 | 3 | 3 |  | (K47)GRASSLAND INTG | JONES STA | 230 | 345 | K-FRAME | 26.72 | 0 | 1 | 6-795 KCMIL ACSR | 1003850 | 4014434 | 5018284 | 0 | 0 | 0 | 0 | 0 | 0 | 0 | 0 | 0 | 0 | 0 | 0 | 0 | 0 | 0 | 0 | 0 | 0 | 0 | 0 | 12 | 1
NO |  | 166 | 2016 | 2 | 4 | 4 |  | (K51)OASIS INTG | ROOSEVELT CO INTG | 230 | 230 | H-FRAME | 2.41 | 0 | 1 | 3-795 KCMIL ACSR | 385284 | 8481783 | 8867067 | 0 | 0 | 0 | 0 | 0 | 0 | 0 | 0 | 0 | 0 | 0 | 0 | 0 | 0 | 0 | 0 | 0 | 0 | 0 | 0 | 12 | 1
NO |  | 166 | 2016 | 2 | 5 | 5 |  |  |  | 230 | 230 | K-FRAME | 7.27 | 0 | 1 | 3-795 KCMIL ACSR | 0 | 0 | 0 | 0 | 0 | 0 | 0 | 0 | 0 | 0 | 0 | 0 | 0 | 0 | 0 | 0 | 0 | 0 | 0 | 0 | 0 | 0 | 0 | 12 | 1
NO |  | 166 | 2016 | 2 | 6 | 6 |  | (K52)CUNNINGHAM STA | POTASH JUNCTION INTG | 230 | 230 | 2 POLE | 2.08 | 0 | 1 | 3-795 KCMIL ACSR | 35679 | 7965410 | 8001089 | 0 | 0 | 0 | 0 | 0 | 0 | 0 | 0 | 0 | 0 | 0 | 0 | 0 | 0 | 0 | 0 | 0 | 0 | 0 | 0 | 12 | 1
NO |  | 166 | 2016 | 2 | 7 | 7 |  |  |  | 230 | 230 | H-FRAME | 37.78 | 0 | 1 | 3-795 KCMIL ACSR | 0 | 0 | 0 | 0 | 0 | 0 | 0 | 0 | 0 | 0 | 0 | 0 | 0 | 0 | 0 | 0 | 0 | 0 | 0 | 0 | 0 | 0 | 0 | 12 | 1
NO |  | 166 | 2016 | 2 | 8 | 8 |  | (K53)GRAPEVINE INTG | NICHOLS STA | 230 | 230 | K-FRAME | 52.08 | 0 | 1 | 3-795 KCMIL ACSR | 299576 | 5514670 | 5814246 | 0 | 0 | 0 | 0 | 0 | 0 | 0 | 0 | 0 | 0 | 0 | 0 | 0 | 0 | 0 | 0 | 0 | 0 | 0 | 0 | 12 | 1
NO |  | 166 | 2016 | 2 | 9 | 9 |  |  |  | 230 | 230 | SPECIAL | 0.68 | 0 | 1 | 3-795 KCMIL ACSR | 0 | 0 | 0 | 0 | 0 | 0 | 0 | 0 | 0 | 0 | 0 | 0 | 0 | 0 | 0 | 0 | 0 | 0 | 0 | 0 | 0 | 0 | 0 | 12 | 1
NO |  | 166 | 2016 | 2 | 10 | 10 |  | (K55)AMOCO-WASSON | MUSTANG INTG | 230 | 230 | H-FRAME | 3.53 | 0 | 1 | 3-795 KCMIL ACSR | 0 | 80690 | 80690 | 0 | 0 | 0 | 0 | 0 | 0 | 0 | 0 | 0 | 0 | 0 | 0 | 0 | 0 | 0 | 0 | 0 | 0 | 0 | 0 | 12 | 1
NO |  | 166 | 2016 | 2 | 11 | 11 |  | (K56)MUSTANG INTG | YOAKUM CO INTG | 230 | 230 | H-FRAME | 12.67 | 0.3 | 1 | 3-795 KCMIL ACSR | 0 | 0 | 0 | 0 | 0 | 0 | 0 | 0 | 0 | 0 | 0 | 0 | 0 | 0 | 0 | 0 | 0 | 0 | 0 | 0 | 0 | 0 | 0 | 12 | 1
NO |  | 166 | 2016 | 2 | 12 | 12 |  |  |  | 230 | 230 | SINGLE POLE | 0.9 | 0 | 1 | 3-795 KCMIL ACSR | 0 | 0 | 0 | 0 | 0 | 0 | 0 | 0 | 0 | 0 | 0 | 0 | 0 | 0 | 0 | 0 | 0 | 0 | 0 | 0 | 0 | 0 | 0 | 12 | 1
NO |  | 166 | 2016 | 2 | 13 | 13 |  | (K59)BUSHLAND INTG | POTTER CO | 230 | 230 | H-FRAME | 1.39 | 0.16 | 1 | 3-795 KCMIL ACSR | 0 | 36415 | 36415 | 0 | 0 | 0 | 0 | 0 | 0 | 0 | 0 | 0 | 0 | 0 | 0 | 0 | 0 | 0 | 0 | 0 | 0 | 0 | 0 | 12 | 1
NO |  | 166 | 2016 | 2 | 14 | 14 |  |  |  | 230 | 230 | K-FRAME | 14.73 | 0 | 1 | 3-795 KCMIL ACSR | 0 | 0 | 0 | 0 | 0 | 0 | 0 | 0 | 0 | 0 | 0 | 0 | 0 | 0 | 0 | 0 | 0 | 0 | 0 | 0 | 0 | 0 | 0 | 12 | 1
NO |  | 166 | 2016 | 2 | 15 | 15 |  |  |  | 230 | 230 | SINGLE POLE | 0 | 1.15 | 1 | 3-795 KCMIL ACSR | 0 | 0 | 0 | 0 | 0 | 0 | 0 | 0 | 0 | 0 | 0 | 0 | 0 | 0 | 0 | 0 | 0 | 0 | 0 | 0 | 0 | 0 | 0 | 12 | 1
NO |  | 166 | 2016 | 2 | 16 | 16 |  | (K60)EDDY CO INTG | SEVEN RIVERS INTG | 230 | 230 | H-FRAME | 24.34 | 0 | 1 | 3-795 KCMIL ACSR | 373453 | 6280883 | 6654336 | 0 | 0 | 0 | 0 | 0 | 0 | 0 | 0 | 0 | 0 | 0 | 0 | 0 | 0 | 0 | 0 | 0 | 0 | 0 | 0 | 12 | 1
NO |  | 166 | 2016 | 2 | 17 | 17 |  | (K62)AMARILLO SOUTH INTG | NICHOLS STA | 230 | 230 | K-FRAME | 9.13 | 10.49 | 1 | 3-795 KCMIL ACSR | 0 | 871037 | 871037 | 0 | 0 | 0 | 0 | 0 | 0 | 0 | 0 | 0 | 0 | 0 | 0 | 0 | 0 | 0 | 0 | 0 | 0 | 0 | 0 | 12 | 1
NO |  | 166 | 2016 | 2 | 18 | 18 |  | (K63)AMARILLO SOUTH INTG | SWISHER CO INTG | 230 | 230 | H-FRAME | 47.93 | 0 | 1 | 3-795 KCMIL ACSR | 192413 | 835182 | 1027595 | 0 | 0 | 0 | 0 | 0 | 0 | 0 | 0 | 0 | 0 | 0 | 0 | 0 | 0 | 0 | 0 | 0 | 0 | 0 | 0 | 12 | 1
NO |  | 166 | 2016 | 2 | 19 | 19 |  |  |  | 230 | 230 | K-FRAME | 0 | 5.48 | 1 | 3-795 KCMIL ACSR | 0 | 0 | 0 | 0 | 0 | 0 | 0 | 0 | 0 | 0 | 0 | 0 | 0 | 0 | 0 | 0 | 0 | 0 | 0 | 0 | 0 | 0 | 0 | 12 | 1
NO |  | 166 | 2016 | 2 | 20 | 20 |  |  |  | 230 | 230 | SINGLE POLE | 0.99 | 0 | 1 | 3-795 KCMIL ACSR | 0 | 0 | 0 | 0 | 0 | 0 | 0 | 0 | 0 | 0 | 0 | 0 | 0 | 0 | 0 | 0 | 0 | 0 | 0 | 0 | 0 | 0 | 0 | 12 | 1
NO |  | 166 | 2016 | 2 | 21 | 21 |  |  |  | 230 | 230 | SPECIAL | 1.17 | 0.31 | 1 | 3-795 KCMIL ACSR | 0 | 0 | 0 | 0 | 0 | 0 | 0 | 0 | 0 | 0 | 0 | 0 | 0 | 0 | 0 | 0 | 0 | 0 | 0 | 0 | 0 | 0 | 0 | 12 | 1
NO |  | 166 | 2016 | 2 | 22 | 22 |  | (K65)OASIS INTG | SAN JUAN | 230 | 230 | H-FRAME | 46.62 | 0 | 1 | 3-795 KCMIL ACSR | 0 | 589226 | 589226 | 0 | 0 | 0 | 0 | 0 | 0 | 0 | 0 | 0 | 0 | 0 | 0 | 0 | 0 | 0 | 0 | 0 | 0 | 0 | 0 | 12 | 1
NO |  | 166 | 2016 | 2 | 23 | 23 |  | (K66)CHAVES CO INTG | SAN JUAN | 230 | 230 | H-FRAME | 0.72 | 0 | 1 | 3-795 KCMIL ACSR | 0 | 1518337 | 1518337 | 0 | 0 | 0 | 0 | 0 | 0 | 0 | 0 | 0 | 0 | 0 | 0 | 0 | 0 | 0 | 0 | 0 | 0 | 0 | 0 | 12 | 1
NO |  | 166 | 2016 | 2 | 24 | 24 |  |  |  | 230 | 230 | SINGLE POLE | 51.01 | 0 | 1 | 3-795 KCMIL ACSR | 0 | 0 | 0 | 0 | 0 | 0 | 0 | 0 | 0 | 0 | 0 | 0 | 0 | 0 | 0 | 0 | 0 | 0 | 0 | 0 | 0 | 0 | 0 | 12 | 1
NO |  | 166 | 2016 | 2 | 25 | 25 |  | (K67)PECOS INTG | POTASH JUNCTION INTG | 230 | 230 | H-FRAME | 14.64 | 0 | 1 | 3-795 KCMIL ACSR | 943425 | 4889457 | 5832882 | 0 | 0 | 0 | 0 | 0 | 0 | 0 | 0 | 0 | 0 | 0 | 0 | 0 | 0 | 0 | 0 | 0 | 0 | 0 | 0 | 12 | 1
NO |  | 166 | 2016 | 2 | 26 | 26 |  | (K68)PECOS INTG | SEVEN RIVERS INTG | 230 | 230 | 2 POLE | 1.78 | 0 | 1 | 3-795 KCMIL ACSR | 464861 | 7176410 | 7641271 | 0 | 0 | 0 | 0 | 0 | 0 | 0 | 0 | 0 | 0 | 0 | 0 | 0 | 0 | 0 | 0 | 0 | 0 | 0 | 0 | 12 | 1
NO |  | 166 | 2016 | 2 | 27 | 27 |  |  |  | 230 | 230 | H-FRAME | 17.26 | 0 | 1 | 3-795 KCMIL ACSR | 0 | 0 | 0 | 0 | 0 | 0 | 0 | 0 | 0 | 0 | 0 | 0 | 0 | 0 | 0 | 0 | 0 | 0 | 0 | 0 | 0 | 0 | 0 | 12 | 1
NO |  | 166 | 2016 | 2 | 28 | 28 |  |  |  | 230 | 230 | SINGLE POLE | 1.64 | 0 | 1 | 3-795 KCMIL ACSR | 0 | 0 | 0 | 0 | 0 | 0 | 0 | 0 | 0 | 0 | 0 | 0 | 0 | 0 | 0 | 0 | 0 | 0 | 0 | 0 | 0 | 0 | 0 | 12 | 1
NO |  | 166 | 2016 | 2 | 29 | 29 |  | (K69)MUSTANG STA | SEMINOLE INTG | 230 | 230 | SINGLE POLE | 18.07 | 0 | 1 | 3-795 KCMIL ACSR | 880706 | 8383885 | 9264591 | 0 | 0 | 0 | 0 | 0 | 0 | 0 | 0 | 0 | 0 | 0 | 0 | 0 | 0 | 0 | 0 | 0 | 0 | 0 | 0 | 12 | 1
NO |  | 166 | 2016 | 2 | 30 | 30 |  | (K73)GRAPEVINE INTG | WHEELER | 230 | 230 | H-FRAME | 36.32 | 0 | 1 | 3-795 KCMIL ACSR | 0 | 827292 | 827292 | 0 | 0 | 0 | 0 | 0 | 0 | 0 | 0 | 0 | 0 | 0 | 0 | 0 | 0 | 0 | 0 | 0 | 0 | 0 | 0 | 12 | 1
NO |  | 166 | 2016 | 2 | 31 | 31 |  |  |  | 230 | 230 | SINGLE POLE | 0.55 | 0 | 1 | 3-795 KCMIL ACSR | 0 | 0 | 0 | 0 | 0 | 0 | 0 | 0 | 0 | 0 | 0 | 0 | 0 | 0 | 0 | 0 | 0 | 0 | 0 | 0 | 0 | 0 | 0 | 12 | 1
NO |  | 166 | 2016 | 2 | 32 | 32 |  | (K74)ELK CITY | WHEELER | 230 | 230 | H-FRAME | 14.2 | 0 | 1 | 3-795 KCMIL ACSR | 0 | 963684 | 963684 | 0 | 0 | 0 | 0 | 0 | 0 | 0 | 0 | 0 | 0 | 0 | 0 | 0 | 0 | 0 | 0 | 0 | 0 | 0 | 0 | 12 | 1
NO |  | 166 | 2016 | 2 | 33 | 33 |  | (K75)HITCHLAND INTG | MOORE CO INTG | 230 | 230 | H-FRAME | 61.64 | 0.37 | 1 | 3-795 KCMIL ACSR | 2565040 | 28946409 | 31511449 | 0 | 0 | 0 | 0 | 0 | 0 | 0 | 0 | 0 | 0 | 0 | 0 | 0 | 0 | 0 | 0 | 0 | 0 | 0 | 0 | 12 | 1
NO |  | 166 | 2016 | 2 | 34 | 34 |  |  |  | 230 | 230 | SPECIAL | 0.08 | 0.62 | 1 | 3-795 KCMIL ACSR | 0 | 0 | 0 | 0 | 0 | 0 | 0 | 0 | 0 | 0 | 0 | 0 | 0 | 0 | 0 | 0 | 0 | 0 | 0 | 0 | 0 | 0 | 0 | 12 | 1
NO |  | 166 | 2016 | 2 | 35 | 35 |  | (K76)HITCHLAND INTG | OCHITREE | 230 | 230 | SINGLE POLE | 37.64 | 0 | 1 | 3-795 KCMIL ACSR | 1809214 | 18344202 | 20153415 | 0 | 0 | 0 | 0 | 0 | 0 | 0 | 0 | 0 | 0 | 0 | 0 | 0 | 0 | 0 | 0 | 0 | 0 | 0 | 0 | 12 | 1
NO |  | 166 | 2016 | 3 | 1 | 1 |  |  |  | 230 | 230 | SPECIAL | 0.65 | 0 | 1 | 3-795 KCMIL ACSR | 0 | 0 | 0 | 0 | 0 | 0 | 0 | 0 | 0 | 0 | 0 | 0 | 0 | 0 | 0 | 0 | 0 | 0 | 0 | 0 | 0 | 0 | 0 | 12 | 1
NO |  | 166 | 2016 | 3 | 2 | 2 |  | (K78)AMOCO-WASSON | BRU | 230 | 230 | K-FRAME | 6.51 | 0 | 1 | 3-795 KCMIL ACSR | 104491 | 2834868 | 2939359 | 0 | 0 | 0 | 0 | 0 | 0 | 0 | 0 | 0 | 0 | 0 | 0 | 0 | 0 | 0 | 0 | 0 | 0 | 0 | 0 | 12 | 1
NO |  | 166 | 2016 | 3 | 3 | 3 |  | (K79)BRU | YOAKUM CO INTG | 230 | 230 | H-FRAME | 1.75 | 0 | 1 | 3-795 KCMIL ACSR | 0 | 0 | 0 | 0 | 0 | 0 | 0 | 0 | 0 | 0 | 0 | 0 | 0 | 0 | 0 | 0 | 0 | 0 | 0 | 0 | 0 | 0 | 0 | 12 | 1
NO |  | 166 | 2016 | 3 | 4 | 4 |  |  |  | 230 | 230 | K-FRAME | 3.25 | 0 | 1 | 3-795 KCMIL ACSR | 0 | 0 | 0 | 0 | 0 | 0 | 0 | 0 | 0 | 0 | 0 | 0 | 0 | 0 | 0 | 0 | 0 | 0 | 0 | 0 | 0 | 0 | 0 | 12 | 1
NO |  | 166 | 2016 | 3 | 5 | 5 |  |  |  | 230 | 230 | SPECIAL | 0.35 | 0 | 1 | 3-795 KCMIL ACSR | 0 | 0 | 0 | 0 | 0 | 0 | 0 | 0 | 0 | 0 | 0 | 0 | 0 | 0 | 0 | 0 | 0 | 0 | 0 | 0 | 0 | 0 | 0 | 12 | 1
NO |  | 166 | 2016 | 3 | 6 | 6 |  | (K82)BRU | OXY | 230 | 230 | 3 POLE | 0.1 | 0 | 1 | 3-795 KCMIL ACSR | 0 | 0 | 0 | 0 | 0 | 0 | 0 | 0 | 0 | 0 | 0 | 0 | 0 | 0 | 0 | 0 | 0 | 0 | 0 | 0 | 0 | 0 | 0 | 12 | 1
NO |  | 166 | 2016 | 3 | 7 | 7 |  | (K83)OASIS | PLEASANT HILL | 230 | 230 | H-FRAME | 8.08 | 0.06 | 1 | 3-795 KCMIL ACSR | 886966 | 13684915 | 14571881 | 0 | 0 | 0 | 0 | 0 | 0 | 0 | 0 | 0 | 0 | 0 | 0 | 0 | 0 | 0 | 0 | 0 | 0 | 0 | 0 | 12 | 1
NO |  | 166 | 2016 | 3 | 8 | 8 |  |  |  | 230 | 230 | SINGLE POLE | 20.41 | 0 | 1 | 3-795 KCMIL ACSR | 0 | 0 | 0 | 0 | 0 | 0 | 0 | 0 | 0 | 0 | 0 | 0 | 0 | 0 | 0 | 0 | 0 | 0 | 0 | 0 | 0 | 0 | 0 | 12 | 1
NO |  | 166 | 2016 | 3 | 9 | 9 |  | (K84) ROOSEVELT CO | PLEASANT HILL | 230 | 230 | K-FRAME | 0.27 | 0 | 1 | 3-795 KCMIL ACSR | 1236426 | 12606046 | 13842472 | 0 | 0 | 0 | 0 | 0 | 0 | 0 | 0 | 0 | 0 | 0 | 0 | 0 | 0 | 0 | 0 | 0 | 0 | 0 | 0 | 12 | 1
NO |  | 166 | 2016 | 3 | 10 | 10 |  |  |  | 230 | 230 | SINGLE POLE | 19.27 | 0 | 1 | 3-795 KCMIL ACSR | 0 | 0 | 0 | 0 | 0 | 0 | 0 | 0 | 0 | 0 | 0 | 0 | 0 | 0 | 0 | 0 | 0 | 0 | 0 | 0 | 0 | 0 | 0 | 12 | 1
NO |  | 166 | 2016 | 3 | 11 | 11 |  | (K85)PLEASANT HILL | ROOSEVELT CO INTG | 230 | 230 | H-FRAME | 4.26 | 0 | 1 | 3-795 KCMIL ACSR | 233588 | 8543532 | 8777120 | 0 | 0 | 0 | 0 | 0 | 0 | 0 | 0 | 0 | 0 | 0 | 0 | 0 | 0 | 0 | 0 | 0 | 0 | 0 | 0 | 12 | 1
NO |  | 166 | 2016 | 3 | 12 | 12 |  |  |  | 230 | 230 | SINGLE POLE | 1.77 | 0 | 1 | 3-795 KCMIL ACSR | 0 | 0 | 0 | 0 | 0 | 0 | 0 | 0 | 0 | 0 | 0 | 0 | 0 | 0 | 0 | 0 | 0 | 0 | 0 | 0 | 0 | 0 | 0 | 12 | 1
NO |  | 166 | 2016 | 3 | 13 | 13 |  | (K86)HARRINGTON STA | ROLLING HILLS | 230 | 230 | H-FRAME | 5.17 | 0.26 | 1 | 3-795 KCMIL ACSR | 0 | 1138599 | 1138599 | 0 | 0 | 0 | 0 | 0 | 0 | 0 | 0 | 0 | 0 | 0 | 0 | 0 | 0 | 0 | 0 | 0 | 0 | 0 | 0 | 12 | 1
NO |  | 166 | 2016 | 3 | 14 | 14 |  | (K87)AMARILLO SOUTH | RANDALL CO INTG | 230 | 230 | SINGLE POLE | 8.37 | 0 | 1 | 3-795 KCMIL ACSR | 1108488 | 7128655 | 8237144 | 0 | 0 | 0 | 0 | 0 | 0 | 0 | 0 | 0 | 0 | 0 | 0 | 0 | 0 | 0 | 0 | 0 | 0 | 0 | 0 | 12 | 1
NO |  | 166 | 2016 | 3 | 15 | 15 |  | (K88)NEWHART | SWISHER CO INTG | 230 | 230 | SINGLE POLE | 21.31 | 0 | 1 | 3-795 KCMIL ACSR | 891509 | 10915732 | 11807241 | 0 | 0 | 0 | 0 | 0 | 0 | 0 | 0 | 0 | 0 | 0 | 0 | 0 | 0 | 0 | 0 | 0 | 0 | 0 | 0 | 12 | 1
NO |  | 166 | 2016 | 3 | 16 | 16 |  | (K90)NEWHART | POTTER CO | 230 | 230 | H-FRAME | 66.22 | 0 | 1 | 3-795 KCMIL ACSR | 286505 | 6506909 | 6793414 | 0 | 0 | 0 | 0 | 0 | 0 | 0 | 0 | 0 | 0 | 0 | 0 | 0 | 0 | 0 | 0 | 0 | 0 | 0 | 0 | 12 | 1
NO |  | 166 | 2016 | 3 | 17 | 17 |  |  |  | 230 | 230 | SPECIAL | 1.42 | 0 | 1 | 3-795 KCMIL ACSR | 0 | 0 | 0 | 0 | 0 | 0 | 0 | 0 | 0 | 0 | 0 | 0 | 0 | 0 | 0 | 0 | 0 | 0 | 0 | 0 | 0 | 0 | 0 | 12 | 1
NO |  | 166 | 2016 | 3 | 18 | 18 |  | (K91)NEWHART | PLANT X STA | 230 | 230 | H-FRAME | 0 | 1.27 | 1 | 3-795 KCMIL ACSR | 407271 | 5903383 | 6310653 | 0 | 0 | 0 | 0 | 0 | 0 | 0 | 0 | 0 | 0 | 0 | 0 | 0 | 0 | 0 | 0 | 0 | 0 | 0 | 0 | 12 | 1
NO |  | 166 | 2016 | 3 | 19 | 19 |  |  |  | 230 | 230 | K-FRAME | 2.05 | 0 | 1 | 3-795 KCMIL ACSR | 0 | 0 | 0 | 0 | 0 | 0 | 0 | 0 | 0 | 0 | 0 | 0 | 0 | 0 | 0 | 0 | 0 | 0 | 0 | 0 | 0 | 0 | 0 | 12 | 1
NO |  | 166 | 2016 | 3 | 20 | 20 |  |  |  | 230 | 230 | SINGLE POLE | 36.45 | 0 | 1 | 3-795 KCMIL ACSR | 0 | 0 | 0 | 0 | 0 | 0 | 0 | 0 | 0 | 0 | 0 | 0 | 0 | 0 | 0 | 0 | 0 | 0 | 0 | 0 | 0 | 0 | 0 | 12 | 1
NO |  | 166 | 2016 | 3 | 21 | 21 |  | (K92)CUNNINGHAM | HOBBS | 230 | 230 | 3 POLE | 1.79 | 0 | 1 | 3-795 KCMIL ACSR | 0 | 383696 | 383696 | 0 | 0 | 0 | 0 | 0 | 0 | 0 | 0 | 0 | 0 | 0 | 0 | 0 | 0 | 0 | 0 | 0 | 0 | 0 | 0 | 12 | 1
NO |  | 166 | 2016 | 3 | 22 | 22 |  |  |  | 230 | 230 | H-FRAME | 1.23 | 0 | 1 | 3-795 KCMIL ACSR | 0 | 0 | 0 | 0 | 0 | 0 | 0 | 0 | 0 | 0 | 0 | 0 | 0 | 0 | 0 | 0 | 0 | 0 | 0 | 0 | 0 | 0 | 0 | 12 | 1
NO |  | 166 | 2016 | 3 | 23 | 23 |  | (K93)HOBBS | YOAKUM CO INTG | 230 | 230 | H-FRAME | 46.42 | 0 | 1 | 3-795 KCMIL ACSR | 22358 | 1119529 | 1141887 | 0 | 0 | 0 | 0 | 0 | 0 | 0 | 0 | 0 | 0 | 0 | 0 | 0 | 0 | 0 | 0 | 0 | 0 | 0 | 0 | 12 | 1
NO |  | 166 | 2016 | 3 | 24 | 24 |  |  |  | 230 | 230 | H-FRAME | 0.81 | 0 | 1 | 3-795 KCMIL ACSR | 0 | 0 | 0 | 0 | 0 | 0 | 0 | 0 | 0 | 0 | 0 | 0 | 0 | 0 | 0 | 0 | 0 | 0 | 0 | 0 | 0 | 0 | 0 | 12 | 1
NO |  | 166 | 2016 | 3 | 25 | 25 |  |  |  | 230 | 230 | SPECIAL | 0.59 | 0 | 1 | 3-795 KCMIL ACSR | 0 | 0 | 0 | 0 | 0 | 0 | 0 | 0 | 0 | 0 | 0 | 0 | 0 | 0 | 0 | 0 | 0 | 0 | 0 | 0 | 0 | 0 | 0 | 12 | 1
NO |  | 166 | 2016 | 3 | 26 | 26 |  | (K94)CIRRUS WIND | GRASSLAND | 230 | 345 | SINGLE POLE | 10.09 | 0 | 1 | 6-795 KCMIL ACSR | -1 | -4930 | -4931 | 0 | 0 | 0 | 0 | 0 | 0 | 0 | 0 | 0 | 0 | 0 | 0 | 0 | 0 | 0 | 0 | 0 | 0 | 0 | 0 | 12 | 1
NO |  | 166 | 2016 | 3 | 27 | 27 |  | (K97)CHANNING | POTTER CO | 230 | 230 | SINGLE POLE | 41.71 | 0 | 1 | 3-795 KCMIL ACSR | 0 | 778567 | 778567 | 0 | 0 | 0 | 0 | 0 | 0 | 0 | 0 | 0 | 0 | 0 | 0 | 0 | 0 | 0 | 0 | 0 | 0 | 0 | 0 | 12 | 1
NO |  | 166 | 2016 | 3 | 28 | 28 |  | (K98)CHANNING | XIT | 230 | 230 | SINGLE POLE | 32.32 | 0 | 1 | 3-795 KCMIL ACSR | 37277 | 626834 | 664111 | 0 | 0 | 0 | 0 | 0 | 0 | 0 | 0 | 0 | 0 | 0 | 0 | 0 | 0 | 0 | 0 | 0 | 0 | 0 | 0 | 12 | 1
NO |  | 166 | 2016 | 3 | 29 | 29 |  | (R04)ANDREW CO | HOBBS | 230 | 345 | H-FRAME | 30.89 | 0 | 1 | 6-795 KCMIL ACSR | 1310972 | 9575298 | 10886270 | 0 | 0 | 0 | 0 | 0 | 0 | 0 | 0 | 0 | 0 | 0 | 0 | 0 | 0 | 0 | 0 | 0 | 0 | 0 | 0 | 12 | 1
SI/NO | A | 166 | 2016 | 3 | 31 | 31 |  | Summary of 115 kV System |  | 115 | 13.8 | Overhead | 81.3 | 0.55 | 0 |  | 47793448 | 533234537 | 581027985 | 0 | 0 | 0 | 14472969.096 | 0 | 0 | 0 | 0 | 0 | 0 | 0 | 0 | 0 | 0 | 0 | 0 | 0 | 0 | 0 | 0 | 12 | 1
NO |  | 166 | 2016 | 3 | 32 | 32 |  |  |  | 115 | 230 | Overhead | 4.05 | 0 | 0 |  | 0 | 0 | 0 | 0 | 0 | 0 | 0 | 0 | 0 | 0 | 0 | 0 | 0 | 0 | 0 | 0 | 0 | 0 | 0 | 0 | 0 | 0 | 0 | 12 | 1
NO |  | 166 | 2016 | 3 | 33 | 33 |  |  |  | 115 | 115 | Overhead | 2827.49 | 252.07 | 0 |  | 0 | 0 | 0 | 0 | 0 | 0 | 0 | 0 | 0 | 0 | 0 | 0 | 0 | 0 | 0 | 0 | 0 | 0 | 0 | 0 | 0 | 0 | 0 | 12 | 1
SI/NO | A | 166 | 2016 | 3 | 34 | 34 |  | Summary of 69 kV System |  | 69 | 115 | Overhead | 34.4 | 4.2 | 0 |  | 3536378 | 146467113 | 150003491 | 0 | 0 | 0 | 3736473.88 | 0 | 0 | 0 | 0 | 0 | 0 | 0 | 0 | 0 | 0 | 0 | 0 | 0 | 0 | 0 | 0 | 12 | 1
NO |  | 166 | 2016 | 3 | 35 | 35 |  |  |  | 69 | 69 | Overhead | 1198.42 | 307.42 | 0 |  | 0 | 0 | 0 | 0 | 0 | 0 | 0 | 0 | 0 | 0 | 0 | 0 | 0 | 0 | 0 | 0 | 0 | 0 | 0 | 0 | 0 | 0 | 0 | 12 | 1
NO |  | 166 | 2016 | 4 | 1 | 1 |  |  |  | 69 | 69 | Underground | 4.74 | 0 | 0 |  | 0 | 0 | 0 | 0 | 0 | 0 | 0 | 0 | 0 | 0 | 0 | 0 | 0 | 0 | 0 | 0 | 0 | 0 | 0 | 0 | 0 | 0 | 0 | 12 | 1
NO |  | 166 | 2016 | 4 | 34 | 34 |  |  |  | 0 | 0 |  | 0 | 0 | 0 |  | 0 | 0 | 0 | 598518 | 1388926 | 1512838 | 3500282 | 0 | 0 | 0 | 0 | 0 | 0 | 0 | 0 | 0 | 0 | 0 | 0 | 0 | 0 | 0 | 0 | 12 | 1
NO |  | 167 | 2016 | 0 | 1 | 1 |  | Line 73 |  | 0 | 0 |  | 0 | 0 | 0 |  | 0 | 0 | 0 | 0 | 0 | 0 | 0 | 0 | 0 | 0 | 0 | 0 | 0 | 0 | 0 | 0 | 0 | 0 | 0 | 0 | 0 | 0 | 0 | 12 | 1
SI/NO | A | 167 | 2016 | 0 | 2 | 2 |  | Winter St. | Fairmount Park Sub | 115 | 115 | Single Pole | 3.49 | 0 | 1 | 636 MCM | 8765 | 161868 | 170633 | 0 | 0 | 0 | 4250.3394 | 0 | 0 | 0 | 0 | 0 | 0 | 0 | 0 | 0 | 0 | 0 | 0 | 0 | 0 | 0 | 0 | 12 | 1
NO |  | 167 | 2016 | 0 | 3 | 3 |  |  |  | 0 | 0 | Wood H- Frame | 0 | 0 | 0 |  | 0 | 0 | 0 | 0 | 0 | 0 | 0 | 0 | 0 | 0 | 0 | 0 | 0 | 0 | 0 | 0 | 0 | 0 | 0 | 0 | 0 | 0 | 0 | 12 | 1
NO |  | 167 | 2016 | 0 | 4 | 4 |  |  |  | 0 | 0 | Wood Poles | 0 | 0 | 0 |  | 0 | 0 | 0 | 0 | 0 | 0 | 0 | 0 | 0 | 0 | 0 | 0 | 0 | 0 | 0 | 0 | 0 | 0 | 0 | 0 | 0 | 0 | 0 | 12 | 1
NO |  | 167 | 2016 | 0 | 6 | 6 |  | Line 75 |  | 0 | 0 |  | 0 | 0 | 0 |  | 0 | 0 | 0 | 0 | 0 | 0 | 0 | 0 | 0 | 0 | 0 | 0 | 0 | 0 | 0 | 0 | 0 | 0 | 0 | 0 | 0 | 0 | 0 | 12 | 1
SI/NO | A | 167 | 2016 | 0 | 7 | 7 |  | Fairmount Park Sub | Stinson Avenue Sub | 115 | 115 | Single Pole | 3.03 | 0 | 1 | 636 MCM | 7172 | 132438 | 139610 | 0 | 0 | 0 | 3477.5799 | 0 | 0 | 0 | 0 | 0 | 0 | 0 | 0 | 0 | 0 | 0 | 0 | 0 | 0 | 0 | 0 | 12 | 1
NO |  | 167 | 2016 | 0 | 8 | 8 |  |  |  | 115 | 115 | Wood H-Frame | 0 | 0 | 0 |  | 0 | 0 | 0 | 0 | 0 | 0 | 0 | 0 | 0 | 0 | 0 | 0 | 0 | 0 | 0 | 0 | 0 | 0 | 0 | 0 | 0 | 0 | 0 | 12 | 1
NO |  | 167 | 2016 | 0 | 9 | 9 |  |  |  | 0 | 0 | Wood Poles | 0 | 0 | 0 |  | 0 | 0 | 0 | 0 | 0 | 0 | 0 | 0 | 0 | 0 | 0 | 0 | 0 | 0 | 0 | 0 | 0 | 0 | 0 | 0 | 0 | 0 | 0 | 12 | 1
NO |  | 167 | 2016 | 0 | 11 | 11 |  | Line 76 |  | 0 | 0 |  | 0 | 0 | 0 |  | 0 | 0 | 0 | 0 | 0 | 0 | 0 | 0 | 0 | 0 | 0 | 0 | 0 | 0 | 0 | 0 | 0 | 0 | 0 | 0 | 0 | 0 | 0 | 12 | 1
SI/NO | A | 167 | 2016 | 0 | 12 | 12 |  | State Line | Winter Street Sub | 115 | 115 | Towers & | 0 | 1.56 | 1 | 636 MCM | 1137 | 227245 | 228382 | 0 | 0 | 0 | 5688.8235 | 0 | 0 | 0 | 0 | 0 | 0 | 0 | 0 | 0 | 0 | 0 | 0 | 0 | 0 | 0 | 0 | 12 | 1
SI/NO | A | 167 | 2016 | 0 | 13 | 13 |  | State Line | Winter Street Sub | 115 | 115 | H-Frame | 0.5 | 0 | 1 | 954 MCM | 364 | 72835 | 73199 | 0 | 0 | 0 | 1823.3319 | 0 | 0 | 0 | 0 | 0 | 0 | 0 | 0 | 0 | 0 | 0 | 0 | 0 | 0 | 0 | 0 | 12 | 1
NO |  | 167 | 2016 | 0 | 14 | 14 |  |  |  | 0 | 0 | Wood Poles | 0 | 0 | 0 |  | 0 | 0 | 0 | 0 | 0 | 0 | 0 | 0 | 0 | 0 | 0 | 0 | 0 | 0 | 0 | 0 | 0 | 0 | 0 | 0 | 0 | 0 | 0 | 12 | 1
NO |  | 167 | 2016 | 0 | 16 | 16 |  | Line 132 |  | 0 | 0 |  | 0 | 0 | 0 |  | 0 | 0 | 0 | 0 | 0 | 0 | 0 | 0 | 0 | 0 | 0 | 0 | 0 | 0 | 0 | 0 | 0 | 0 | 0 | 0 | 0 | 0 | 0 | 12 | 1
SI/NO | A | 167 | 2016 | 0 | 17 | 17 |  | State Line | Stinson Ave Sub | 115 | 115 | Single Pole | 0.34 | 0 | 1 | 336 MCM | 6645 | 41883 | 48528 | 0 | 0 | 0 | 1208.7959 | 0 | 0 | 0 | 0 | 0 | 0 | 0 | 0 | 0 | 0 | 0 | 0 | 0 | 0 | 0 | 0 | 12 | 1
SI/NO | A | 167 | 2016 | 0 | 18 | 18 |  | State Line | Stinson Ave Sub | 115 | 115 | Double Pole | 0 | 1.53 | 1 | 954 MCM | 29905 | 188475 | 218380 | 0 | 0 | 0 | 5439.6812 | 0 | 0 | 0 | 0 | 0 | 0 | 0 | 0 | 0 | 0 | 0 | 0 | 0 | 0 | 0 | 0 | 12 | 1
SI/NO | A | 167 | 2016 | 0 | 19 | 19 |  | State Line | Stinson Ave Sub | 115 | 115 | Single Pole | 8.17 | 0 | 1 | 954 MCM | 159696 | 1006437 | 1166133 | 0 | 0 | 0 | 29047.4939 | 0 | 0 | 0 | 0 | 0 | 0 | 0 | 0 | 0 | 0 | 0 | 0 | 0 | 0 | 0 | 0 | 12 | 1
SI/NO | A | 167 | 2016 | 0 | 20 | 20 |  | State Line | Stinson Ave Sub | 115 | 115 | Single Pole | 0.93 | 0 | 1 | 636 MCM | 13877 | 1587475 | 1601352 | 0 | 0 | 0 | 39888.4711 | 0 | 0 | 0 | 0 | 0 | 0 | 0 | 0 | 0 | 0 | 0 | 0 | 0 | 0 | 0 | 0 | 12 | 1
NO |  | 167 | 2016 | 0 | 21 | 21 |  | Line 761 |  | 0 | 0 |  | 0 | 0 | 0 |  | 0 | 0 | 0 | 0 | 0 | 0 | 0 | 0 | 0 | 0 | 0 | 0 | 0 | 0 | 0 | 0 | 0 | 0 | 0 | 0 | 0 | 0 | 0 | 12 | 1
NO |  | 167 | 2016 | 0 | 22 | 22 |  | Douglas County | Stinson Avenue Sub | 115 | 155 | H-Frame | 25.72 | 0 | 1 | 336 MCM | 23518 | 452253 | 475771 | 0 | 0 | 0 | 0 | 0 | 0 | 0 | 0 | 0 | 0 | 0 | 0 | 0 | 0 | 0 | 0 | 0 | 0 | 0 | 0 | 12 | 1
NO |  | 167 | 2016 | 0 | 23 | 23 |  |  |  | 0 | 0 | Wood Poles | 0 | 0 | 0 |  | 0 | 0 | 0 | 0 | 0 | 0 | 0 | 0 | 0 | 0 | 0 | 0 | 0 | 0 | 0 | 0 | 0 | 0 | 0 | 0 | 0 | 0 | 0 | 12 | 1
NO |  | 167 | 2016 | 0 | 25 | 25 |  | Line 762 |  | 0 | 0 |  | 0 | 0 | 0 |  | 0 | 0 | 0 | 0 | 0 | 0 | 0 | 0 | 0 | 0 | 0 | 0 | 0 | 0 | 0 | 0 | 0 | 0 | 0 | 0 | 0 | 0 | 0 | 12 | 1
NO |  | 167 | 2016 | 0 | 26 | 26 |  | Stinson Avenue Sub | Minong | 161 | 161 | Underbuilt on | 0.19 | 0 | 1 | 636 MCM | 8168 | 78449 | 86617 | 0 | 0 | 0 | 0 | 0 | 0 | 0 | 0 | 0 | 0 | 0 | 0 | 0 | 0 | 0 | 0 | 0 | 0 | 0 | 0 | 12 | 1
NO |  | 167 | 2016 | 0 | 27 | 27 |  | Stinson Avenue Sub | Minong | 161 | 161 | Underbuilt on | 0.06 | 4.01 | 1 | 795 MCM | 132988 | 1277165 | 1410153 | 0 | 0 | 0 | 0 | 0 | 0 | 0 | 0 | 0 | 0 | 0 | 0 | 0 | 0 | 0 | 0 | 0 | 0 | 0 | 0 | 12 | 1
NO |  | 167 | 2016 | 0 | 28 | 28 |  |  |  | 0 | 0 | Poles | 0 | 0 | 0 |  | 0 | 0 | 0 | 0 | 0 | 0 | 0 | 0 | 0 | 0 | 0 | 0 | 0 | 0 | 0 | 0 | 0 | 0 | 0 | 0 | 0 | 0 | 0 | 12 | 1
NO |  | 167 | 2016 | 0 | 29 | 29 |  | Line 160 |  | 0 | 0 |  | 0 | 0 | 0 |  | 0 | 0 | 0 | 0 | 0 | 0 | 0 | 0 | 0 | 0 | 0 | 0 | 0 | 0 | 0 | 0 | 0 | 0 | 0 | 0 | 0 | 0 | 0 | 12 | 1
NO |  | 167 | 2016 | 0 | 30 | 30 |  | Line 160 Stinson | Gordon Sub | 161 | 161 | Wood H Frames | 0 | 33.37 | 1 | 795 MCM | 0 | 327208 | 327208 | 0 | 0 | 0 | 0 | 0 | 0 | 0 | 0 | 0 | 0 | 0 | 0 | 0 | 0 | 0 | 0 | 0 | 0 | 0 | 0 | 12 | 1
NO |  | 167 | 2016 | 0 | 31 | 31 |  | Line 160 Stinson | Gordon Sub | 161 | 161 | Wood H Frames | 4.65 | 0 | 1 | 636 MCM | 0 | 45595 | 45595 | 0 | 0 | 0 | 0 | 0 | 0 | 0 | 0 | 0 | 0 | 0 | 0 | 0 | 0 | 0 | 0 | 0 | 0 | 0 | 0 | 12 | 1
NO |  | 167 | 2016 | 0 | 36 | 36 |  | TOTAL |  | 0 | 0 |  | 47.08 | 40.47 | 13 |  | 392235 | 5599326 | 5991561 | 0 | 0 | 0 | 0 | 0 | 0 | 0 | 0 | 0 | 0 | 0 | 0 | 0 | 0 | 0 | 0 | 0 | 0 | 0 | 0 | 12 | 1
NO |  | 170 | 2016 | 0 | 1 | 1 |  | Gannon Sub 230001 | Davis Sub | 230 | 0 | SSPSC | 0.43 | 0 | 1 | 1590 ACSR | 0 | 0 | 0 | 0 | 0 | 0 | 0 | 0 | 0 | 0 | 0 | 0 | 0 | 0 | 0 | 0 | 0 | 0 | 0 | 0 | 0 | 0 | 0 | 12 | 1
NO |  | 170 | 2016 | 0 | 2 | 2 |  | Gannon Sub 230001 | Davis Sub | 230 | 0 | STDC | 14.9 | 0 | 2 | 1590 ACSR | 0 | 0 | 0 | 0 | 0 | 0 | 0 | 0 | 0 | 0 | 0 | 0 | 0 | 0 | 0 | 0 | 0 | 0 | 0 | 0 | 0 | 0 | 0 | 12 | 1
NO |  | 170 | 2016 | 0 | 3 | 3 |  | Gannon Sub 230002 | South Gibsonton | 230 | 0 | DCPSC | 0.04 | 0 | 1 | 1590 ACSR | 0 | 0 | 0 | 0 | 0 | 0 | 0 | 0 | 0 | 0 | 0 | 0 | 0 | 0 | 0 | 0 | 0 | 0 | 0 | 0 | 0 | 0 | 0 | 12 | 1
NO |  | 170 | 2016 | 0 | 4 | 4 |  | Gannon Sub 230002 | South Gibsonton | 230 | 0 | SSPSC | 0.03 | 0 | 1 | 1590 ACSR | 0 | 0 | 0 | 0 | 0 | 0 | 0 | 0 | 0 | 0 | 0 | 0 | 0 | 0 | 0 | 0 | 0 | 0 | 0 | 0 | 0 | 0 | 0 | 12 | 1
NO |  | 170 | 2016 | 0 | 5 | 5 |  | Gannon Sub 230002 | South Gibsonton | 230 | 0 | STDC | 0 | 2.31 | 2 | 1590 ACSR | 0 | 0 | 0 | 0 | 0 | 0 | 0 | 0 | 0 | 0 | 0 | 0 | 0 | 0 | 0 | 0 | 0 | 0 | 0 | 0 | 0 | 0 | 0 | 12 | 1
NO |  | 170 | 2016 | 0 | 6 | 6 |  | Gannon Sub 230002 | South Gibsonton | 230 | 0 | SCPSC | 0.11 | 0 | 1 | 1590 ACSS | 0 | 0 | 0 | 0 | 0 | 0 | 0 | 0 | 0 | 0 | 0 | 0 | 0 | 0 | 0 | 0 | 0 | 0 | 0 | 0 | 0 | 0 | 0 | 12 | 1
NO |  | 170 | 2016 | 0 | 7 | 7 |  | Gannon Sub 230002 | South Gibsonton | 230 | 0 | SSPSC | 0.4 | 0 | 1 | 1590ACSS | 0 | 0 | 0 | 0 | 0 | 0 | 0 | 0 | 0 | 0 | 0 | 0 | 0 | 0 | 0 | 0 | 0 | 0 | 0 | 0 | 0 | 0 | 0 | 12 | 1
NO |  | 170 | 2016 | 0 | 8 | 8 |  | Gannon Sub 230002 | South Gibsonton | 230 | 0 | STDC | 4.06 | 0 | 2 | 1590 ACSS | 0 | 0 | 0 | 0 | 0 | 0 | 0 | 0 | 0 | 0 | 0 | 0 | 0 | 0 | 0 | 0 | 0 | 0 | 0 | 0 | 0 | 0 | 0 | 12 | 1
NO |  | 170 | 2016 | 0 | 9 | 9 |  | Gannon Sub 230002 | South Gibsonton | 230 | 0 | SSPSC | 0.31 | 0 | 1 | (2)795 ACSR | 0 | 0 | 0 | 0 | 0 | 0 | 0 | 0 | 0 | 0 | 0 | 0 | 0 | 0 | 0 | 0 | 0 | 0 | 0 | 0 | 0 | 0 | 0 | 12 | 1
NO |  | 170 | 2016 | 0 | 10 | 10 |  | Big Bend Sub 230003 | 11th Ave Sub | 230 | 0 | STDC | 2.11 | 0 | 2 | 1350 ACCC | 0 | 0 | 0 | 0 | 0 | 0 | 0 | 0 | 0 | 0 | 0 | 0 | 0 | 0 | 0 | 0 | 0 | 0 | 0 | 0 | 0 | 0 | 0 | 12 | 1
NO |  | 170 | 2016 | 0 | 11 | 11 |  | Big Bend Sub 230003 | 11th Ave Sub | 230 | 0 | DCPSC | 0.06 | 0 | 1 | 1590AAC | 0 | 0 | 0 | 0 | 0 | 0 | 0 | 0 | 0 | 0 | 0 | 0 | 0 | 0 | 0 | 0 | 0 | 0 | 0 | 0 | 0 | 0 | 0 | 12 | 1
NO |  | 170 | 2016 | 0 | 12 | 12 |  | Big Bend Sub 230003 | 11th Ave Sub | 230 | 0 | DWPSC | 0.06 | 0 | 1 | 1590 AAC | 0 | 0 | 0 | 0 | 0 | 0 | 0 | 0 | 0 | 0 | 0 | 0 | 0 | 0 | 0 | 0 | 0 | 0 | 0 | 0 | 0 | 0 | 0 | 12 | 1
NO |  | 170 | 2016 | 0 | 13 | 13 |  | Big Bend Sub 230003 | 11th Ave Sub | 230 | 0 | SCPSC | 0.02 | 0 | 1 | 1590 AAC | 0 | 0 | 0 | 0 | 0 | 0 | 0 | 0 | 0 | 0 | 0 | 0 | 0 | 0 | 0 | 0 | 0 | 0 | 0 | 0 | 0 | 0 | 0 | 12 | 1
NO |  | 170 | 2016 | 0 | 14 | 14 |  | Big Bend Sub 230003 | 11th Ave Sub | 230 | 0 | DCPSC | 3.53 | 0 | 1 | 1590 ACSR | 0 | 0 | 0 | 0 | 0 | 0 | 0 | 0 | 0 | 0 | 0 | 0 | 0 | 0 | 0 | 0 | 0 | 0 | 0 | 0 | 0 | 0 | 0 | 12 | 1
NO |  | 170 | 2016 | 0 | 15 | 15 |  | Big Bend Sub 230003 | 11th Ave Sub | 230 | 0 | DSPSC | 1.71 | 0 | 1 | 1590 ACSR | 0 | 0 | 0 | 0 | 0 | 0 | 0 | 0 | 0 | 0 | 0 | 0 | 0 | 0 | 0 | 0 | 0 | 0 | 0 | 0 | 0 | 0 | 0 | 12 | 1
NO |  | 170 | 2016 | 0 | 16 | 16 |  | Big Bend Sub 230003 | 11th Ave Sub | 230 | 0 | DWPSC | 2.21 | 0 | 1 | 1590 ACSR | 0 | 0 | 0 | 0 | 0 | 0 | 0 | 0 | 0 | 0 | 0 | 0 | 0 | 0 | 0 | 0 | 0 | 0 | 0 | 0 | 0 | 0 | 0 | 12 | 1
NO |  | 170 | 2016 | 0 | 17 | 17 |  | Big Bend Sub 230003 | 11th Ave Sub | 230 | 0 | SCPSC | 0.19 | 0 | 1 | 1590 ACSR | 0 | 0 | 0 | 0 | 0 | 0 | 0 | 0 | 0 | 0 | 0 | 0 | 0 | 0 | 0 | 0 | 0 | 0 | 0 | 0 | 0 | 0 | 0 | 12 | 1
NO |  | 170 | 2016 | 0 | 18 | 18 |  | Big Bend Sub 230003 | 11th Ave Sub | 230 | 0 | SSPSC | 0.51 | 0 | 1 | 1590 ACSR | 0 | 0 | 0 | 0 | 0 | 0 | 0 | 0 | 0 | 0 | 0 | 0 | 0 | 0 | 0 | 0 | 0 | 0 | 0 | 0 | 0 | 0 | 0 | 12 | 1
NO |  | 170 | 2016 | 0 | 19 | 19 |  | Big Bend Sub 230003 | 11th Ave Sub | 230 | 0 | STDC | 0.29 | 0 | 2 | 1590 ACSR | 0 | 0 | 0 | 0 | 0 | 0 | 0 | 0 | 0 | 0 | 0 | 0 | 0 | 0 | 0 | 0 | 0 | 0 | 0 | 0 | 0 | 0 | 0 | 12 | 1
NO |  | 170 | 2016 | 0 | 20 | 20 |  | Big Bend Sub 230003 | 11th Ave Sub | 230 | 0 | SWPSC | 0.08 | 0 | 1 | 1590 ACSR | 0 | 0 | 0 | 0 | 0 | 0 | 0 | 0 | 0 | 0 | 0 | 0 | 0 | 0 | 0 | 0 | 0 | 0 | 0 | 0 | 0 | 0 | 0 | 12 | 1
NO |  | 170 | 2016 | 0 | 21 | 21 |  | Big Bend Sub 230003 | 11th Ave Sub | 230 | 0 | DCPSC | 0.08 | 0 | 1 | 1590 ACSS | 0 | 0 | 0 | 0 | 0 | 0 | 0 | 0 | 0 | 0 | 0 | 0 | 0 | 0 | 0 | 0 | 0 | 0 | 0 | 0 | 0 | 0 | 0 | 12 | 1
NO |  | 170 | 2016 | 0 | 22 | 22 |  | Big Bend Sub 230003 | 11th Ave Sub | 230 | 0 | DSPSC | 0.05 | 0 | 1 | 1590 ACSS | 0 | 0 | 0 | 0 | 0 | 0 | 0 | 0 | 0 | 0 | 0 | 0 | 0 | 0 | 0 | 0 | 0 | 0 | 0 | 0 | 0 | 0 | 0 | 12 | 1
NO |  | 170 | 2016 | 0 | 23 | 23 |  | Big Bend Sub 230003 | 11th Ave Sub | 230 | 0 | SSPSC | 0.33 | 0 | 1 | 1590 ACSS | 0 | 0 | 0 | 0 | 0 | 0 | 0 | 0 | 0 | 0 | 0 | 0 | 0 | 0 | 0 | 0 | 0 | 0 | 0 | 0 | 0 | 0 | 0 | 12 | 1
NO |  | 170 | 2016 | 0 | 24 | 24 |  | Big Bend Sub 230003 | 11th Ave Sub | 230 | 0 | DSPSC | 0.25 | 0 | 1 | 2800 ACAR | 0 | 0 | 0 | 0 | 0 | 0 | 0 | 0 | 0 | 0 | 0 | 0 | 0 | 0 | 0 | 0 | 0 | 0 | 0 | 0 | 0 | 0 | 0 | 12 | 1
NO |  | 170 | 2016 | 0 | 25 | 25 |  | Big Bend Sub 230003 | 11th Ave Sub | 230 | 0 | SCPSC | 0.07 | 0 | 1 | 2800 ACAR | 0 | 0 | 0 | 0 | 0 | 0 | 0 | 0 | 0 | 0 | 0 | 0 | 0 | 0 | 0 | 0 | 0 | 0 | 0 | 0 | 0 | 0 | 0 | 12 | 1
NO |  | 170 | 2016 | 0 | 26 | 26 |  | Big Bend Sub 230003 | 11th Ave Sub | 230 | 0 | SSPDC | 0.07 | 0 | 2 | 2800 ACAR | 0 | 0 | 0 | 0 | 0 | 0 | 0 | 0 | 0 | 0 | 0 | 0 | 0 | 0 | 0 | 0 | 0 | 0 | 0 | 0 | 0 | 0 | 0 | 12 | 1
NO |  | 170 | 2016 | 0 | 27 | 27 |  | Big Bend Sub 230003 | 11th Ave Sub | 230 | 0 | SSPSC | 3.95 | 0 | 1 | 2800 ACAR | 0 | 0 | 0 | 0 | 0 | 0 | 0 | 0 | 0 | 0 | 0 | 0 | 0 | 0 | 0 | 0 | 0 | 0 | 0 | 0 | 0 | 0 | 0 | 12 | 1
NO |  | 170 | 2016 | 0 | 28 | 28 |  | Big Bend Sub 230003 | 11th Ave Sub | 230 | 0 | SSPSC | 0.31 | 0 | 1 | 795 SSAR | 0 | 0 | 0 | 0 | 0 | 0 | 0 | 0 | 0 | 0 | 0 | 0 | 0 | 0 | 0 | 0 | 0 | 0 | 0 | 0 | 0 | 0 | 0 | 12 | 1
NO |  | 170 | 2016 | 0 | 29 | 29 |  | Gannon Sub 230004 | Bell Creek Sub | 230 | 0 | DWPSC | 0.07 | 0 | 1 | 954AAC | 0 | 0 | 0 | 0 | 0 | 0 | 0 | 0 | 0 | 0 | 0 | 0 | 0 | 0 | 0 | 0 | 0 | 0 | 0 | 0 | 0 | 0 | 0 | 12 | 1
NO |  | 170 | 2016 | 0 | 30 | 30 |  | Gannon Sub 230004 | Bell Creek Sub | 230 | 0 | DSPSC | 0.97 | 0 | 1 | 954 ACSR | 0 | 0 | 0 | 0 | 0 | 0 | 0 | 0 | 0 | 0 | 0 | 0 | 0 | 0 | 0 | 0 | 0 | 0 | 0 | 0 | 0 | 0 | 0 | 12 | 1
NO |  | 170 | 2016 | 0 | 31 | 31 |  | Gannon Sub 230004 | Bell Creek Sub | 230 | 0 | DSPSC | 2.8 | 0 | 1 | 954 ACSR | 0 | 0 | 0 | 0 | 0 | 0 | 0 | 0 | 0 | 0 | 0 | 0 | 0 | 0 | 0 | 0 | 0 | 0 | 0 | 0 | 0 | 0 | 0 | 12 | 1
NO |  | 170 | 2016 | 0 | 32 | 32 |  | Gannon Sub 230004 | Bell Creek Sub | 230 | 0 | DWPSC | 4.47 | 0 | 1 | 954 ACSR | 0 | 0 | 0 | 0 | 0 | 0 | 0 | 0 | 0 | 0 | 0 | 0 | 0 | 0 | 0 | 0 | 0 | 0 | 0 | 0 | 0 | 0 | 0 | 12 | 1
NO |  | 170 | 2016 | 0 | 33 | 33 |  | Gannon Sub 230004 | Bell Creek Sub | 230 | 0 | SCPSC | 0.07 | 0 | 1 | 954 ACSR | 0 | 0 | 0 | 0 | 0 | 0 | 0 | 0 | 0 | 0 | 0 | 0 | 0 | 0 | 0 | 0 | 0 | 0 | 0 | 0 | 0 | 0 | 0 | 12 | 1
NO |  | 170 | 2016 | 0 | 34 | 34 |  | Gannon Sub 230005 | Fish Hawk | 230 | 0 | DCPSC | 4.2 | 0 | 1 | 954 ACSR | 0 | 0 | 0 | 0 | 0 | 0 | 0 | 0 | 0 | 0 | 0 | 0 | 0 | 0 | 0 | 0 | 0 | 0 | 0 | 0 | 0 | 0 | 0 | 12 | 1
NO |  | 170 | 2016 | 0 | 35 | 35 |  | Gannon Sub 230005 | Fish Hawk | 230 | 0 | DSPSC | 3.52 | 0 | 1 | 954 ACSR | 0 | 0 | 0 | 0 | 0 | 0 | 0 | 0 | 0 | 0 | 0 | 0 | 0 | 0 | 0 | 0 | 0 | 0 | 0 | 0 | 0 | 0 | 0 | 12 | 1
NO |  | 170 | 2016 | 0 | 36 | 36 |  | TOTAL |  | 0 | 0 |  | 1252.79 | 74.7 | 401 |  | 38720738 | 386268785 | 424989523 | 0 | 0 | 0 | 0 | 0 | 0 | 0 | 0 | 0 | 0 | 0 | 0 | 0 | 0 | 0 | 0 | 0 | 0 | 0 | 0 | 12 | 1
NO |  | 170 | 2016 | 1 | 1 | 1 |  | Gannon Sub 230005 | Fish Hawk | 230 | 0 | DWPSC | 0.14 | 0 | 1 | 954ACSR | 0 | 0 | 0 | 0 | 0 | 0 | 0 | 0 | 0 | 0 | 0 | 0 | 0 | 0 | 0 | 0 | 0 | 0 | 0 | 0 | 0 | 0 | 0 | 12 | 1
NO |  | 170 | 2016 | 1 | 2 | 2 |  | Gannon Sub 230005 | Fish Hawk | 230 | 0 | SCPSC | 6.36 | 0 | 1 | 954 ACSR | 0 | 0 | 0 | 0 | 0 | 0 | 0 | 0 | 0 | 0 | 0 | 0 | 0 | 0 | 0 | 0 | 0 | 0 | 0 | 0 | 0 | 0 | 0 | 12 | 1
NO |  | 170 | 2016 | 1 | 3 | 3 |  | Gannon Sub 230005 | Fish Hawk | 230 | 0 | SSPSC | 0.26 | 0 | 1 | 954 ACSR | 0 | 0 | 0 | 0 | 0 | 0 | 0 | 0 | 0 | 0 | 0 | 0 | 0 | 0 | 0 | 0 | 0 | 0 | 0 | 0 | 0 | 0 | 0 | 12 | 1
NO |  | 170 | 2016 | 1 | 4 | 4 |  | Gannon Sub 230006 | River Sub | 230 | 0 | DSPSC | 1.22 | 0 | 1 | 1590 ACSR | 0 | 0 | 0 | 0 | 0 | 0 | 0 | 0 | 0 | 0 | 0 | 0 | 0 | 0 | 0 | 0 | 0 | 0 | 0 | 0 | 0 | 0 | 0 | 12 | 1
NO |  | 170 | 2016 | 1 | 5 | 5 |  | Gannon Sub 230006 | River Sub | 230 | 0 | DWPSC | 0.1 | 0 | 1 | 1590 ACSR | 0 | 0 | 0 | 0 | 0 | 0 | 0 | 0 | 0 | 0 | 0 | 0 | 0 | 0 | 0 | 0 | 0 | 0 | 0 | 0 | 0 | 0 | 0 | 12 | 1
NO |  | 170 | 2016 | 1 | 6 | 6 |  | Gannon Sub 230006 | River Sub | 230 | 0 | SWPSC | 0.03 | 0 | 1 | 954 AAC | 0 | 0 | 0 | 0 | 0 | 0 | 0 | 0 | 0 | 0 | 0 | 0 | 0 | 0 | 0 | 0 | 0 | 0 | 0 | 0 | 0 | 0 | 0 | 12 | 1
NO |  | 170 | 2016 | 1 | 7 | 7 |  | Gannon Sub 230006 | River Sub | 230 | 0 | DCPSC | 1.04 | 0 | 1 | 954 ACSR | 0 | 0 | 0 | 0 | 0 | 0 | 0 | 0 | 0 | 0 | 0 | 0 | 0 | 0 | 0 | 0 | 0 | 0 | 0 | 0 | 0 | 0 | 0 | 12 | 1
NO |  | 170 | 2016 | 1 | 8 | 8 |  | Gannon Sub 230006 | River Sub | 230 | 0 | DSPSC | 1.11 | 0 | 1 | 954 ACSR | 0 | 0 | 0 | 0 | 0 | 0 | 0 | 0 | 0 | 0 | 0 | 0 | 0 | 0 | 0 | 0 | 0 | 0 | 0 | 0 | 0 | 0 | 0 | 12 | 1
NO |  | 170 | 2016 | 1 | 9 | 9 |  | Gannon SUb 230006 | River Sub | 230 | 0 | DWPSC | 11.01 | 0 | 1 | 954 ACSR | 0 | 0 | 0 | 0 | 0 | 0 | 0 | 0 | 0 | 0 | 0 | 0 | 0 | 0 | 0 | 0 | 0 | 0 | 0 | 0 | 0 | 0 | 0 | 12 | 1
NO |  | 170 | 2016 | 1 | 10 | 10 |  | Gannon Sub 230006 | River Sub | 230 | 0 | SSPSC | 0.02 | 0 | 1 | 954 ACSR | 0 | 0 | 0 | 0 | 0 | 0 | 0 | 0 | 0 | 0 | 0 | 0 | 0 | 0 | 0 | 0 | 0 | 0 | 0 | 0 | 0 | 0 | 0 | 12 | 1
NO |  | 170 | 2016 | 1 | 11 | 11 |  | Gannon Sub 230006 | River Sub | 230 | 0 | SWPSC | 0.09 | 0 | 1 | 954 ACSR | 0 | 0 | 0 | 0 | 0 | 0 | 0 | 0 | 0 | 0 | 0 | 0 | 0 | 0 | 0 | 0 | 0 | 0 | 0 | 0 | 0 | 0 | 0 | 12 | 1
NO |  | 170 | 2016 | 1 | 12 | 12 |  | Big Bend Sub 230007 | Aspen | 230 | 0 | SSPSC | 9.03 | 0 | 1 | 1590 ACSS | 0 | 0 | 0 | 0 | 0 | 0 | 0 | 0 | 0 | 0 | 0 | 0 | 0 | 0 | 0 | 0 | 0 | 0 | 0 | 0 | 0 | 0 | 0 | 12 | 1
NO |  | 170 | 2016 | 1 | 13 | 13 |  | Big Bend Sub 230007 | Aspen | 230 | 0 | STDC | 2.38 | 0 | 2 | 1590 ACSR | 0 | 0 | 0 | 0 | 0 | 0 | 0 | 0 | 0 | 0 | 0 | 0 | 0 | 0 | 0 | 0 | 0 | 0 | 0 | 0 | 0 | 0 | 0 | 12 | 1
NO |  | 170 | 2016 | 1 | 14 | 14 |  | Big Bend Sub 230007 | Aspen | 230 | 0 | STDC | 0.08 | 0 | 1 | 1590 ACSS | 0 | 0 | 0 | 0 | 0 | 0 | 0 | 0 | 0 | 0 | 0 | 0 | 0 | 0 | 0 | 0 | 0 | 0 | 0 | 0 | 0 | 0 | 0 | 12 | 1
NO |  | 170 | 2016 | 1 | 15 | 15 |  | Big Bend Sub 230008 | FPL Tie | 230 | 0 | DCPSC | 0.19 | 0 | 1 | 795 ACSR | 0 | 0 | 0 | 0 | 0 | 0 | 0 | 0 | 0 | 0 | 0 | 0 | 0 | 0 | 0 | 0 | 0 | 0 | 0 | 0 | 0 | 0 | 0 | 12 | 1
NO |  | 170 | 2016 | 1 | 16 | 16 |  | Big Bend Sub 230008 | FPL Tie | 230 | 0 | SCPSC | 1.92 | 0 | 1 | 1590 ACSR | 0 | 0 | 0 | 0 | 0 | 0 | 0 | 0 | 0 | 0 | 0 | 0 | 0 | 0 | 0 | 0 | 0 | 0 | 0 | 0 | 0 | 0 | 0 | 12 | 1
NO |  | 170 | 2016 | 1 | 17 | 17 |  | Big Bend Sub 230008 | FPL Tie | 230 | 0 | SSPSC | 0.14 | 0 | 1 | 1590 ACSR | 0 | 0 | 0 | 0 | 0 | 0 | 0 | 0 | 0 | 0 | 0 | 0 | 0 | 0 | 0 | 0 | 0 | 0 | 0 | 0 | 0 | 0 | 0 | 12 | 1
NO |  | 170 | 2016 | 1 | 18 | 18 |  | Big Bend Sub 230008 | FPL TIe | 230 | 0 | DAPSC | 2.83 | 0 | 1 | 795 ACSR | 0 | 0 | 0 | 0 | 0 | 0 | 0 | 0 | 0 | 0 | 0 | 0 | 0 | 0 | 0 | 0 | 0 | 0 | 0 | 0 | 0 | 0 | 0 | 12 | 1
NO |  | 170 | 2016 | 1 | 19 | 19 |  | Big Bend Sub 230008 | FPL Tie | 230 | 0 | DSPSC | 0.29 | 0 | 1 | 795 ACSR | 0 | 0 | 0 | 0 | 0 | 0 | 0 | 0 | 0 | 0 | 0 | 0 | 0 | 0 | 0 | 0 | 0 | 0 | 0 | 0 | 0 | 0 | 0 | 12 | 1
NO |  | 170 | 2016 | 1 | 20 | 20 |  | Big Bend Sub 230008 | FPL Tie | 230 | 0 | STDC | 0 | 0.19 | 2 | 795 ACSR | 0 | 0 | 0 | 0 | 0 | 0 | 0 | 0 | 0 | 0 | 0 | 0 | 0 | 0 | 0 | 0 | 0 | 0 | 0 | 0 | 0 | 0 | 0 | 12 | 1
NO |  | 170 | 2016 | 1 | 21 | 21 |  | Big Bend Sub 230008 | FPL Tie | 230 | 0 | DCPSC | 0.44 | 0 | 1 | 954 ACSR | 0 | 0 | 0 | 0 | 0 | 0 | 0 | 0 | 0 | 0 | 0 | 0 | 0 | 0 | 0 | 0 | 0 | 0 | 0 | 0 | 0 | 0 | 0 | 12 | 1
NO |  | 170 | 2016 | 1 | 22 | 22 |  | Big Bend Sub 230008 | FPL Tie | 230 | 0 | DSPSC | 1.37 | 0 | 1 | 954 ACSR | 0 | 0 | 0 | 0 | 0 | 0 | 0 | 0 | 0 | 0 | 0 | 0 | 0 | 0 | 0 | 0 | 0 | 0 | 0 | 0 | 0 | 0 | 0 | 12 | 1
NO |  | 170 | 2016 | 1 | 23 | 23 |  | Big Bend Sub 230008 | FPL Tie | 230 | 0 | DWPSC | 6.31 | 0 | 1 | 954 ACSR | 0 | 0 | 0 | 0 | 0 | 0 | 0 | 0 | 0 | 0 | 0 | 0 | 0 | 0 | 0 | 0 | 0 | 0 | 0 | 0 | 0 | 0 | 0 | 12 | 1
NO |  | 170 | 2016 | 1 | 24 | 24 |  | Big Bend Sub 230008 | FPL Tie | 230 | 0 | SSPSC | 0.06 | 0 | 1 | 954 ACSR | 0 | 0 | 0 | 0 | 0 | 0 | 0 | 0 | 0 | 0 | 0 | 0 | 0 | 0 | 0 | 0 | 0 | 0 | 0 | 0 | 0 | 0 | 0 | 12 | 1
NO |  | 170 | 2016 | 1 | 25 | 25 |  | Big Bend Station 230009 | South Gibsonton | 230 | 0 | STDC | 0.66 | 0 | 2 | 1350 ACCC | 0 | 0 | 0 | 0 | 0 | 0 | 0 | 0 | 0 | 0 | 0 | 0 | 0 | 0 | 0 | 0 | 0 | 0 | 0 | 0 | 0 | 0 | 0 | 12 | 1
NO |  | 170 | 2016 | 1 | 26 | 26 |  | Big Bend Station 230009 | South Gibsonton | 230 | 0 | DCPSC | 0.04 | 0 | 1 | 1590 ACSR | 0 | 0 | 0 | 0 | 0 | 0 | 0 | 0 | 0 | 0 | 0 | 0 | 0 | 0 | 0 | 0 | 0 | 0 | 0 | 0 | 0 | 0 | 0 | 12 | 1
NO |  | 170 | 2016 | 1 | 27 | 27 |  | Big Bend Station 230009 | South Gibsonton | 230 | 0 | SCPSC | 0.37 | 0 | 1 | 1590 ACSR | 0 | 0 | 0 | 0 | 0 | 0 | 0 | 0 | 0 | 0 | 0 | 0 | 0 | 0 | 0 | 0 | 0 | 0 | 0 | 0 | 0 | 0 | 0 | 12 | 1
NO |  | 170 | 2016 | 1 | 28 | 28 |  | Big Bend Station 230009 | South Gibsonton | 230 | 0 | STDC | 1 | 2.43 | 2 | 1590 ACSR | 0 | 0 | 0 | 0 | 0 | 0 | 0 | 0 | 0 | 0 | 0 | 0 | 0 | 0 | 0 | 0 | 0 | 0 | 0 | 0 | 0 | 0 | 0 | 12 | 1
NO |  | 170 | 2016 | 1 | 29 | 29 |  | Big Bend Sub 230010 | Davis Sub | 230 | 0 | STDC | 0.66 | 0 | 2 | 1350 ACC | 0 | 0 | 0 | 0 | 0 | 0 | 0 | 0 | 0 | 0 | 0 | 0 | 0 | 0 | 0 | 0 | 0 | 0 | 0 | 0 | 0 | 0 | 0 | 12 | 1
NO |  | 170 | 2016 | 1 | 30 | 30 |  | Big Bend Sub 230010 | Davis Sub | 230 | 0 | SCPSC | 0.15 | 0 | 1 | 1590 ACSR | 0 | 0 | 0 | 0 | 0 | 0 | 0 | 0 | 0 | 0 | 0 | 0 | 0 | 0 | 0 | 0 | 0 | 0 | 0 | 0 | 0 | 0 | 0 | 12 | 1
NO |  | 170 | 2016 | 1 | 31 | 31 |  | Big Bend Sub 230010 | Davis Sub | 230 | 0 | SSPSC | 4.78 | 0 | 1 | 1590 ACSR | 0 | 0 | 0 | 0 | 0 | 0 | 0 | 0 | 0 | 0 | 0 | 0 | 0 | 0 | 0 | 0 | 0 | 0 | 0 | 0 | 0 | 0 | 0 | 12 | 1
NO |  | 170 | 2016 | 1 | 32 | 32 |  | Big Bend Sub 230010 | Davis Sub | 230 | 0 | STDC | 1.56 | 14.9 | 2 | 1590 ACSR | 0 | 0 | 0 | 0 | 0 | 0 | 0 | 0 | 0 | 0 | 0 | 0 | 0 | 0 | 0 | 0 | 0 | 0 | 0 | 0 | 0 | 0 | 0 | 12 | 1
NO |  | 170 | 2016 | 1 | 33 | 33 |  | Big Bend Sub 230010 | Davis Sub | 230 | 0 | STDC | 0 | 0.31 | 2 | 795 ACSR | 0 | 0 | 0 | 0 | 0 | 0 | 0 | 0 | 0 | 0 | 0 | 0 | 0 | 0 | 0 | 0 | 0 | 0 | 0 | 0 | 0 | 0 | 0 | 12 | 1
NO |  | 170 | 2016 | 1 | 34 | 34 |  | Big Bend Sub 230010 | Davis Sub | 230 | 0 | SCPSC | 0.04 | 0 | 1 | 954 ACSR | 0 | 0 | 0 | 0 | 0 | 0 | 0 | 0 | 0 | 0 | 0 | 0 | 0 | 0 | 0 | 0 | 0 | 0 | 0 | 0 | 0 | 0 | 0 | 12 | 1
NO |  | 170 | 2016 | 1 | 35 | 35 |  | Big Bend Sub 230010 | Davis Sub | 230 | 0 | SWPSC | 0.04 | 0 | 1 | 954 ACSR | 0 | 0 | 0 | 0 | 0 | 0 | 0 | 0 | 0 | 0 | 0 | 0 | 0 | 0 | 0 | 0 | 0 | 0 | 0 | 0 | 0 | 0 | 0 | 12 | 1
NO |  | 170 | 2016 | 2 | 1 | 1 |  | Sheldon Rd Sub 230011 | FPC Tie (Tarpon) | 230 | 0 | SSPDC | 3.14 | 0 | 2 | 1590 ACSR | 0 | 0 | 0 | 0 | 0 | 0 | 0 | 0 | 0 | 0 | 0 | 0 | 0 | 0 | 0 | 0 | 0 | 0 | 0 | 0 | 0 | 0 | 0 | 12 | 1
NO |  | 170 | 2016 | 2 | 2 | 2 |  | Sheldon Rd Sub 230011 | FPC Tie (Tarpon) | 230 | 0 | SSPSC | 1.96 | 0 | 1 | 1590 ACSR | 0 | 0 | 0 | 0 | 0 | 0 | 0 | 0 | 0 | 0 | 0 | 0 | 0 | 0 | 0 | 0 | 0 | 0 | 0 | 0 | 0 | 0 | 0 | 12 | 1
NO |  | 170 | 2016 | 2 | 3 | 3 |  | Sheldon Rd Sub 230011 | FPC Tie (Tarpon) | 230 | 0 | SCPSC | 0.03 | 0 | 1 | 954 AAC | 0 | 0 | 0 | 0 | 0 | 0 | 0 | 0 | 0 | 0 | 0 | 0 | 0 | 0 | 0 | 0 | 0 | 0 | 0 | 0 | 0 | 0 | 0 | 12 | 1
NO |  | 170 | 2016 | 2 | 4 | 4 |  | Sheldon Rd Sub 230012 | FPC Tie (Tarpon) | 230 | 0 | DCPSC | 0.83 | 0 | 1 | 1590 ACSR | 0 | 0 | 0 | 0 | 0 | 0 | 0 | 0 | 0 | 0 | 0 | 0 | 0 | 0 | 0 | 0 | 0 | 0 | 0 | 0 | 0 | 0 | 0 | 12 | 1
NO |  | 170 | 2016 | 2 | 5 | 5 |  | Sheldon Rd Sub 230012 | FPC Tie (Tarpon) | 230 | 0 | DSPSC | 0.57 | 0 | 1 | 1590 ACSR | 0 | 0 | 0 | 0 | 0 | 0 | 0 | 0 | 0 | 0 | 0 | 0 | 0 | 0 | 0 | 0 | 0 | 0 | 0 | 0 | 0 | 0 | 0 | 12 | 1
NO |  | 170 | 2016 | 2 | 6 | 6 |  | Sheldon Rd Sub 230012 | FPC Tie (Tarpon) | 230 | 0 | DWPSC | 3.22 | 0 | 1 | 1590 ACSR | 0 | 0 | 0 | 0 | 0 | 0 | 0 | 0 | 0 | 0 | 0 | 0 | 0 | 0 | 0 | 0 | 0 | 0 | 0 | 0 | 0 | 0 | 0 | 12 | 1
NO |  | 170 | 2016 | 2 | 7 | 7 |  | Sheldon Rd Sub 230012 | FPC Tie (Tarpon) | 230 | 0 | SSPSC | 0.51 | 0 | 1 | 1590 ACSR | 0 | 0 | 0 | 0 | 0 | 0 | 0 | 0 | 0 | 0 | 0 | 0 | 0 | 0 | 0 | 0 | 0 | 0 | 0 | 0 | 0 | 0 | 0 | 12 | 1
NO |  | 170 | 2016 | 2 | 8 | 8 |  | Sheldon Rd 230013 | FPC Tie (Tarpon) | 230 | 0 | DCPSC | 1.53 | 0 | 1 | 1590 ACSR | 0 | 0 | 0 | 0 | 0 | 0 | 0 | 0 | 0 | 0 | 0 | 0 | 0 | 0 | 0 | 0 | 0 | 0 | 0 | 0 | 0 | 0 | 0 | 12 | 1
NO |  | 170 | 2016 | 2 | 9 | 9 |  | Sheldon Rd 230013 | FPC Tie (Tarpon) | 230 | 0 | DSPSC | 0.27 | 0 | 1 | 1590 ACSR | 0 | 0 | 0 | 0 | 0 | 0 | 0 | 0 | 0 | 0 | 0 | 0 | 0 | 0 | 0 | 0 | 0 | 0 | 0 | 0 | 0 | 0 | 0 | 12 | 1
NO |  | 170 | 2016 | 2 | 10 | 10 |  | Sheldon Rd 230013 | FPC Tie (Tarpon) | 230 | 0 | DWPSC | 3.19 | 0 | 1 | 1590 ACSR | 0 | 0 | 0 | 0 | 0 | 0 | 0 | 0 | 0 | 0 | 0 | 0 | 0 | 0 | 0 | 0 | 0 | 0 | 0 | 0 | 0 | 0 | 0 | 12 | 1
NO |  | 170 | 2016 | 2 | 11 | 11 |  | Sheldon Rd 230013 | FPC Tie (Tarpon) | 230 | 0 | SSPSC | 0.09 | 0 | 1 | 1590 ACSR | 0 | 0 | 0 | 0 | 0 | 0 | 0 | 0 | 0 | 0 | 0 | 0 | 0 | 0 | 0 | 0 | 0 | 0 | 0 | 0 | 0 | 0 | 0 | 12 | 1
NO |  | 170 | 2016 | 2 | 12 | 12 |  | Big Bend Sub 230014 | FPL Tie | 230 | 0 | DAPSC | 13.36 | 0 | 1 | 795 ACSR | 0 | 0 | 0 | 0 | 0 | 0 | 0 | 0 | 0 | 0 | 0 | 0 | 0 | 0 | 0 | 0 | 0 | 0 | 0 | 0 | 0 | 0 | 0 | 12 | 1
NO |  | 170 | 2016 | 2 | 13 | 13 |  | Big Bend Sub 230014 | FPL Tie | 230 | 0 | DCPSC | 0.12 | 0 | 1 | 795 ACSR | 0 | 0 | 0 | 0 | 0 | 0 | 0 | 0 | 0 | 0 | 0 | 0 | 0 | 0 | 0 | 0 | 0 | 0 | 0 | 0 | 0 | 0 | 0 | 12 | 1
NO |  | 170 | 2016 | 2 | 14 | 14 |  | Big Bend Sub 230014 | FPL Tie | 230 | 0 | DSPSC | 0.18 | 0 | 1 | 795 ACSR | 0 | 0 | 0 | 0 | 0 | 0 | 0 | 0 | 0 | 0 | 0 | 0 | 0 | 0 | 0 | 0 | 0 | 0 | 0 | 0 | 0 | 0 | 0 | 12 | 1
NO |  | 170 | 2016 | 2 | 15 | 15 |  | Juneau Sub 230015 | Sheldon RD | 230 | 0 | SCPSC | 0.18 | 0 | 1 | 1590 ACSS | 0 | 0 | 0 | 0 | 0 | 0 | 0 | 0 | 0 | 0 | 0 | 0 | 0 | 0 | 0 | 0 | 0 | 0 | 0 | 0 | 0 | 0 | 0 | 12 | 1
NO |  | 170 | 2016 | 2 | 16 | 16 |  | Juneau Sub 230015 | Sheldon RD | 230 | 0 | SSPDC | 0.33 | 0 | 2 | 1590 ACSS | 0 | 0 | 0 | 0 | 0 | 0 | 0 | 0 | 0 | 0 | 0 | 0 | 0 | 0 | 0 | 0 | 0 | 0 | 0 | 0 | 0 | 0 | 0 | 12 | 1
NO |  | 170 | 2016 | 2 | 17 | 17 |  | Juneau Sub 230015 | Sheldon RD | 230 | 0 | SSPSC | 2.08 | 0 | 1 | 1590 ACSS | 0 | 0 | 0 | 0 | 0 | 0 | 0 | 0 | 0 | 0 | 0 | 0 | 0 | 0 | 0 | 0 | 0 | 0 | 0 | 0 | 0 | 0 | 0 | 12 | 1
NO |  | 170 | 2016 | 2 | 18 | 18 |  | Juneau Sub 230015 | Sheldon RD | 230 | 0 | SSPSC | 6.83 | 0 | 1 | 2800 ACAR | 0 | 0 | 0 | 0 | 0 | 0 | 0 | 0 | 0 | 0 | 0 | 0 | 0 | 0 | 0 | 0 | 0 | 0 | 0 | 0 | 0 | 0 | 0 | 12 | 1
NO |  | 170 | 2016 | 2 | 19 | 19 |  | Eleventh Ave Sub 230016 | Ohio Sub | 230 | 0 | SSPSC | 0.04 | 0 | 1 | 1590 ACSS | 0 | 0 | 0 | 0 | 0 | 0 | 0 | 0 | 0 | 0 | 0 | 0 | 0 | 0 | 0 | 0 | 0 | 0 | 0 | 0 | 0 | 0 | 0 | 12 | 1
NO |  | 170 | 2016 | 2 | 20 | 20 |  | Eleventh Ave Sub 230016 | Ohio Sub | 230 | 0 | SSPSC | 6.09 | 0 | 1 | 2800 ACAR | 0 | 0 | 0 | 0 | 0 | 0 | 0 | 0 | 0 | 0 | 0 | 0 | 0 | 0 | 0 | 0 | 0 | 0 | 0 | 0 | 0 | 0 | 0 | 12 | 1
NO |  | 170 | 2016 | 2 | 21 | 21 |  | Big Bend Sub 230017 | Big Bend Station | 230 | 0 | SSPSC | 0.55 | 0 | 1 | 954 AAC | 0 | 0 | 0 | 0 | 0 | 0 | 0 | 0 | 0 | 0 | 0 | 0 | 0 | 0 | 0 | 0 | 0 | 0 | 0 | 0 | 0 | 0 | 0 | 12 | 1
NO |  | 170 | 2016 | 2 | 22 | 22 |  | Big Bend Sub 230018 | FPL Tie (Manatee) | 230 | 0 | DCPSC | 0.21 | 0 | 1 | (2)795 ACSR | 0 | 0 | 0 | 0 | 0 | 0 | 0 | 0 | 0 | 0 | 0 | 0 | 0 | 0 | 0 | 0 | 0 | 0 | 0 | 0 | 0 | 0 | 0 | 12 | 1
NO |  | 170 | 2016 | 2 | 23 | 23 |  | Big Bend Sub 230018 | FPL Tie (Manatee) | 230 | 0 | DSPSC | 13.27 | 0 | 1 | (2)795 ACSR | 0 | 0 | 0 | 0 | 0 | 0 | 0 | 0 | 0 | 0 | 0 | 0 | 0 | 0 | 0 | 0 | 0 | 0 | 0 | 0 | 0 | 0 | 0 | 12 | 1
NO |  | 170 | 2016 | 2 | 24 | 24 |  | Big Bend Sub 230018 | FPL Tie (Manatee) | 230 | 0 | SSPSC | 0.08 | 0 | 1 | (2)795 ACSR | 0 | 0 | 0 | 0 | 0 | 0 | 0 | 0 | 0 | 0 | 0 | 0 | 0 | 0 | 0 | 0 | 0 | 0 | 0 | 0 | 0 | 0 | 0 | 12 | 1
NO |  | 170 | 2016 | 2 | 25 | 25 |  | Big Bend Sub 230019 | Big Bend Station | 230 | 0 | SSPSC | 0.61 | 0 | 1 | 1590 AAC | 0 | 0 | 0 | 0 | 0 | 0 | 0 | 0 | 0 | 0 | 0 | 0 | 0 | 0 | 0 | 0 | 0 | 0 | 0 | 0 | 0 | 0 | 0 | 12 | 1
NO |  | 170 | 2016 | 2 | 26 | 26 |  | Big Bend Sub 230019 | Big Bend Station | 230 | 0 | SSPSC | 0.39 | 0 | 1 | 954 AAC | 0 | 0 | 0 | 0 | 0 | 0 | 0 | 0 | 0 | 0 | 0 | 0 | 0 | 0 | 0 | 0 | 0 | 0 | 0 | 0 | 0 | 0 | 0 | 12 | 1
NO |  | 170 | 2016 | 2 | 27 | 27 |  | Sheldon Rd 230020 | Dale Mabry | 230 | 0 | DCPSC | 0.17 | 0 | 1 | 1590 ACSR | 0 | 0 | 0 | 0 | 0 | 0 | 0 | 0 | 0 | 0 | 0 | 0 | 0 | 0 | 0 | 0 | 0 | 0 | 0 | 0 | 0 | 0 | 0 | 12 | 1
NO |  | 170 | 2016 | 2 | 28 | 28 |  | Sheldon Rd 230020 | Dale Mabry | 230 | 0 | DSPSC | 3.14 | 0 | 1 | 1590 ACSR | 0 | 0 | 0 | 0 | 0 | 0 | 0 | 0 | 0 | 0 | 0 | 0 | 0 | 0 | 0 | 0 | 0 | 0 | 0 | 0 | 0 | 0 | 0 | 12 | 1
NO |  | 170 | 2016 | 2 | 29 | 29 |  | Sheldon Rd 230020 | Dale Mabry | 230 | 0 | DWPSC | 5.65 | 0 | 1 | 1590 ACSR | 0 | 0 | 0 | 0 | 0 | 0 | 0 | 0 | 0 | 0 | 0 | 0 | 0 | 0 | 0 | 0 | 0 | 0 | 0 | 0 | 0 | 0 | 0 | 12 | 1
NO |  | 170 | 2016 | 2 | 30 | 30 |  | Sheldon Rd 230020 | Dale Mabry | 230 | 0 | SCPSC | 0.08 | 0 | 1 | 1590 ACSR | 0 | 0 | 0 | 0 | 0 | 0 | 0 | 0 | 0 | 0 | 0 | 0 | 0 | 0 | 0 | 0 | 0 | 0 | 0 | 0 | 0 | 0 | 0 | 12 | 1
NO |  | 170 | 2016 | 2 | 31 | 31 |  | Sheldon Rd 230020 | Dale Mabry | 230 | 0 | SSPDC | 0 | 1.52 | 2 | 1590 ACSR | 0 | 0 | 0 | 0 | 0 | 0 | 0 | 0 | 0 | 0 | 0 | 0 | 0 | 0 | 0 | 0 | 0 | 0 | 0 | 0 | 0 | 0 | 0 | 12 | 1
NO |  | 170 | 2016 | 2 | 32 | 32 |  | Pebbledale Sub 230021 | Bell Creek Sub | 230 | 0 | DCPSC | 6.01 | 0 | 1 | 954 ACSR | 0 | 0 | 0 | 0 | 0 | 0 | 0 | 0 | 0 | 0 | 0 | 0 | 0 | 0 | 0 | 0 | 0 | 0 | 0 | 0 | 0 | 0 | 0 | 12 | 1
NO |  | 170 | 2016 | 2 | 33 | 33 |  | Pebbledale Sub 230021 | Bell Creek Sub | 230 | 0 | DWPSC | 6.14 | 0 | 1 | 954 ACSR | 0 | 0 | 0 | 0 | 0 | 0 | 0 | 0 | 0 | 0 | 0 | 0 | 0 | 0 | 0 | 0 | 0 | 0 | 0 | 0 | 0 | 0 | 0 | 12 | 1
NO |  | 170 | 2016 | 2 | 34 | 34 |  | Pebbledale Sub 230021 | Bell Creek Sub | 230 | 0 | SSPSC | 6.82 | 0 | 1 | 954 ACSR | 0 | 0 | 0 | 0 | 0 | 0 | 0 | 0 | 0 | 0 | 0 | 0 | 0 | 0 | 0 | 0 | 0 | 0 | 0 | 0 | 0 | 0 | 0 | 12 | 1
NO |  | 170 | 2016 | 2 | 35 | 35 |  | Pebbledale Sub 230021 | Bell Creek Sub | 230 | 0 | SSPDC | 0 | 1.8 | 2 | 954 ACSR/AW | 0 | 0 | 0 | 0 | 0 | 0 | 0 | 0 | 0 | 0 | 0 | 0 | 0 | 0 | 0 | 0 | 0 | 0 | 0 | 0 | 0 | 0 | 0 | 12 | 1
NO |  | 170 | 2016 | 3 | 1 | 1 |  | Pebbledale Sub 230021 | Bell Creek Sub | 230 | 0 | SSPSC | 0.26 | 0 | 1 | 954 ACSR/AW | 0 | 0 | 0 | 0 | 0 | 0 | 0 | 0 | 0 | 0 | 0 | 0 | 0 | 0 | 0 | 0 | 0 | 0 | 0 | 0 | 0 | 0 | 0 | 12 | 1
NO |  | 170 | 2016 | 3 | 2 | 2 |  | Pebbledale Sub 230021 | Bell Creek Sub | 230 | 0 | SSPSC | 0.39 | 0 | 1 | 1590 SSAC | 0 | 0 | 0 | 0 | 0 | 0 | 0 | 0 | 0 | 0 | 0 | 0 | 0 | 0 | 0 | 0 | 0 | 0 | 0 | 0 | 0 | 0 | 0 | 12 | 1
NO |  | 170 | 2016 | 3 | 3 | 3 |  | Pebbledale Sub 230021 | Bell Creek Sub | 230 | 0 | DSPSC | 3.67 | 0 | 1 | 954 ACSR | 0 | 0 | 0 | 0 | 0 | 0 | 0 | 0 | 0 | 0 | 0 | 0 | 0 | 0 | 0 | 0 | 0 | 0 | 0 | 0 | 0 | 0 | 0 | 12 | 1
NO |  | 170 | 2016 | 3 | 4 | 4 |  | Pebbledale Sub 230021 | Bell Creek Sub | 230 | 0 | TWPSC | 0.02 | 0 | 1 | 954 ACSR | 0 | 0 | 0 | 0 | 0 | 0 | 0 | 0 | 0 | 0 | 0 | 0 | 0 | 0 | 0 | 0 | 0 | 0 | 0 | 0 | 0 | 0 | 0 | 12 | 1
NO |  | 170 | 2016 | 3 | 5 | 5 |  | Pebbledale Sub 230021 | Bell Creek Sub | 230 | 0 | TCPSC | 0.09 | 0 | 1 | 954 ACSR | 0 | 0 | 0 | 0 | 0 | 0 | 0 | 0 | 0 | 0 | 0 | 0 | 0 | 0 | 0 | 0 | 0 | 0 | 0 | 0 | 0 | 0 | 0 | 12 | 1
NO |  | 170 | 2016 | 3 | 6 | 6 |  | Pebbledale Sub 230021 | Bell Creek Sub | 230 | 0 | SCPSC | 0.41 | 0 | 1 | 954 ACSR | 0 | 0 | 0 | 0 | 0 | 0 | 0 | 0 | 0 | 0 | 0 | 0 | 0 | 0 | 0 | 0 | 0 | 0 | 0 | 0 | 0 | 0 | 0 | 12 | 1
NO |  | 170 | 2016 | 3 | 7 | 7 |  | Sheldon Rd 230022 | Jackson Rd | 230 | 0 | SSPSC | 3.29 | 0 | 1 | 954 ACSR | 0 | 0 | 0 | 0 | 0 | 0 | 0 | 0 | 0 | 0 | 0 | 0 | 0 | 0 | 0 | 0 | 0 | 0 | 0 | 0 | 0 | 0 | 0 | 12 | 1
NO |  | 170 | 2016 | 3 | 8 | 8 |  | Big Bend Station 230023 | BB Sub Gen Lds | 230 | 0 | STDC | 0.63 | 0 | 2 | 1590 AAC | 0 | 0 | 0 | 0 | 0 | 0 | 0 | 0 | 0 | 0 | 0 | 0 | 0 | 0 | 0 | 0 | 0 | 0 | 0 | 0 | 0 | 0 | 0 | 12 | 1
NO |  | 170 | 2016 | 3 | 9 | 9 |  | Big Bend Sub 230024 | Big Bend Sub Gen LDS | 230 | 0 | STDC | 0 | 0.62 | 2 | 1590 AAC | 0 | 0 | 0 | 0 | 0 | 0 | 0 | 0 | 0 | 0 | 0 | 0 | 0 | 0 | 0 | 0 | 0 | 0 | 0 | 0 | 0 | 0 | 0 | 12 | 1
NO |  | 170 | 2016 | 3 | 10 | 10 |  | Big Bend Sub 230025 | Big Bend Sub Gen LDS | 230 | 0 | STDC | 0.42 | 0 | 2 | 1590 AAC | 0 | 0 | 0 | 0 | 0 | 0 | 0 | 0 | 0 | 0 | 0 | 0 | 0 | 0 | 0 | 0 | 0 | 0 | 0 | 0 | 0 | 0 | 0 | 12 | 1
NO |  | 170 | 2016 | 3 | 11 | 11 |  | Big Bend Sub 230025 | Big Bend Sub Gen LDS | 230 | 0 | STDC | 0.14 | 0 | 2 | 1590 ACSR | 0 | 0 | 0 | 0 | 0 | 0 | 0 | 0 | 0 | 0 | 0 | 0 | 0 | 0 | 0 | 0 | 0 | 0 | 0 | 0 | 0 | 0 | 0 | 12 | 1
NO |  | 170 | 2016 | 3 | 12 | 12 |  | Big Bend Sub 230026 | Big Bend Sub Gen LDS | 230 | 0 | STDC | 0 | 0.56 | 2 | 1590 ACSR | 0 | 0 | 0 | 0 | 0 | 0 | 0 | 0 | 0 | 0 | 0 | 0 | 0 | 0 | 0 | 0 | 0 | 0 | 0 | 0 | 0 | 0 | 0 | 12 | 1
NO |  | 170 | 2016 | 3 | 13 | 13 |  | Bayside 230027 | Gan Sub Lds | 230 | 0 | SSPSC | 0.78 | 0 | 1 | 1272 AAC | 0 | 0 | 0 | 0 | 0 | 0 | 0 | 0 | 0 | 0 | 0 | 0 | 0 | 0 | 0 | 0 | 0 | 0 | 0 | 0 | 0 | 0 | 0 | 12 | 1
NO |  | 170 | 2016 | 3 | 14 | 14 |  | Bayside 230027 | Gan Sub Lds | 230 | 0 | SSPSC | 0.09 | 0 | 1 | 954 AAC | 0 | 0 | 0 | 0 | 0 | 0 | 0 | 0 | 0 | 0 | 0 | 0 | 0 | 0 | 0 | 0 | 0 | 0 | 0 | 0 | 0 | 0 | 0 | 12 | 1
NO |  | 170 | 2016 | 3 | 15 | 15 |  | Gannon Gen Lds 230028 | Gannon Sub | 230 | 0 | SSPDC | 0.03 | 0 | 2 | 1590 ACSR | 0 | 0 | 0 | 0 | 0 | 0 | 0 | 0 | 0 | 0 | 0 | 0 | 0 | 0 | 0 | 0 | 0 | 0 | 0 | 0 | 0 | 0 | 0 | 12 | 1
NO |  | 170 | 2016 | 3 | 16 | 16 |  | Gannon Gen Lds 230028 | Gannon Sub | 230 | 0 | SSPSC | 0.85 | 0 | 1 | 954 ACSR | 0 | 0 | 0 | 0 | 0 | 0 | 0 | 0 | 0 | 0 | 0 | 0 | 0 | 0 | 0 | 0 | 0 | 0 | 0 | 0 | 0 | 0 | 0 | 12 | 1
NO |  | 170 | 2016 | 3 | 17 | 17 |  | Gannon Gen Lds 230029 | Gannon Sub | 230 | 0 | SSPSC | 0.79 | 0 | 1 | 1590 AAC | 0 | 0 | 0 | 0 | 0 | 0 | 0 | 0 | 0 | 0 | 0 | 0 | 0 | 0 | 0 | 0 | 0 | 0 | 0 | 0 | 0 | 0 | 0 | 12 | 1
NO |  | 170 | 2016 | 3 | 18 | 18 |  | Chapman 230033 | Dale Mabry | 230 | 0 | DCPSC | 1.76 | 0 | 1 | 1590 ACSR | 0 | 0 | 0 | 0 | 0 | 0 | 0 | 0 | 0 | 0 | 0 | 0 | 0 | 0 | 0 | 0 | 0 | 0 | 0 | 0 | 0 | 0 | 0 | 12 | 1
NO |  | 170 | 2016 | 3 | 19 | 19 |  | Chapman 230033 | Dale Mabry | 230 | 0 | DSPSC | 0.29 | 0 | 1 | 1590 ACSR | 0 | 0 | 0 | 0 | 0 | 0 | 0 | 0 | 0 | 0 | 0 | 0 | 0 | 0 | 0 | 0 | 0 | 0 | 0 | 0 | 0 | 0 | 0 | 12 | 1
NO |  | 170 | 2016 | 3 | 20 | 20 |  | Chapman 230033 | Dale Mabry | 230 | 0 | DWPSC | 1.87 | 0 | 1 | 1590 ACSR | 0 | 0 | 0 | 0 | 0 | 0 | 0 | 0 | 0 | 0 | 0 | 0 | 0 | 0 | 0 | 0 | 0 | 0 | 0 | 0 | 0 | 0 | 0 | 12 | 1
NO |  | 170 | 2016 | 3 | 21 | 21 |  | Chapman 230033 | Dale Mabry | 230 | 0 | SCPSC | 1.04 | 0 | 1 | 1590 ACSR | 0 | 0 | 0 | 0 | 0 | 0 | 0 | 0 | 0 | 0 | 0 | 0 | 0 | 0 | 0 | 0 | 0 | 0 | 0 | 0 | 0 | 0 | 0 | 12 | 1
NO |  | 170 | 2016 | 3 | 22 | 22 |  | Chapman 230033 | Dale Mabry | 230 | 0 | SCPSC | 0.09 | 0 | 1 | 1590 ACSS | 0 | 0 | 0 | 0 | 0 | 0 | 0 | 0 | 0 | 0 | 0 | 0 | 0 | 0 | 0 | 0 | 0 | 0 | 0 | 0 | 0 | 0 | 0 | 12 | 1
NO |  | 170 | 2016 | 3 | 23 | 23 |  | Gannon Sub 230037 | Juneau Sub | 230 | 0 | SCPDC | 0.89 | 0 | 2 | 1590 ACSS | 0 | 0 | 0 | 0 | 0 | 0 | 0 | 0 | 0 | 0 | 0 | 0 | 0 | 0 | 0 | 0 | 0 | 0 | 0 | 0 | 0 | 0 | 0 | 12 | 1
NO |  | 170 | 2016 | 3 | 24 | 24 |  | Gannon Sub 230037 | Juneau Sub | 230 | 0 | SCPSC | 3.63 | 0 | 1 | 1590 ACSS | 0 | 0 | 0 | 0 | 0 | 0 | 0 | 0 | 0 | 0 | 0 | 0 | 0 | 0 | 0 | 0 | 0 | 0 | 0 | 0 | 0 | 0 | 0 | 12 | 1
NO |  | 170 | 2016 | 3 | 25 | 25 |  | Gannon Sub 230037 | Juneau Sub | 230 | 0 | SSPSC | 11.59 | 0 | 1 | 1590 ACSS | 0 | 0 | 0 | 0 | 0 | 0 | 0 | 0 | 0 | 0 | 0 | 0 | 0 | 0 | 0 | 0 | 0 | 0 | 0 | 0 | 0 | 0 | 0 | 12 | 1
NO |  | 170 | 2016 | 3 | 26 | 26 |  | Gannon Sub 230037 | Juneau Sub | 230 | 0 | SSPSC | 0.1 | 0 | 1 | 954 AAC | 0 | 0 | 0 | 0 | 0 | 0 | 0 | 0 | 0 | 0 | 0 | 0 | 0 | 0 | 0 | 0 | 0 | 0 | 0 | 0 | 0 | 0 | 0 | 12 | 1
NO |  | 170 | 2016 | 3 | 27 | 27 |  | Ohio Sub 230038 | Juneau Sub | 230 | 0 | SSPDC | 1.28 | 0 | 2 | 1590 ACSS | 0 | 0 | 0 | 0 | 0 | 0 | 0 | 0 | 0 | 0 | 0 | 0 | 0 | 0 | 0 | 0 | 0 | 0 | 0 | 0 | 0 | 0 | 0 | 12 | 1
NO |  | 170 | 2016 | 3 | 28 | 28 |  | Ohio Sub 230038 | Juneau Sub | 230 | 0 | SSPSC | 1.37 | 0 | 1 | 1590 ACSS | 0 | 0 | 0 | 0 | 0 | 0 | 0 | 0 | 0 | 0 | 0 | 0 | 0 | 0 | 0 | 0 | 0 | 0 | 0 | 0 | 0 | 0 | 0 | 12 | 1
NO |  | 170 | 2016 | 3 | 29 | 29 |  | Ohio Sub 230038 | Juneau Sub | 230 | 0 | SSPSC | 2.65 | 0 | 1 | 2800 ACAR | 0 | 0 | 0 | 0 | 0 | 0 | 0 | 0 | 0 | 0 | 0 | 0 | 0 | 0 | 0 | 0 | 0 | 0 | 0 | 0 | 0 | 0 | 0 | 12 | 1
NO |  | 170 | 2016 | 3 | 30 | 30 |  | Bayside CT1 230041 | Gannon Sub | 230 | 0 | SSPDC | 0 | 0.11 | 2 | 1590 ACSR | 0 | 0 | 0 | 0 | 0 | 0 | 0 | 0 | 0 | 0 | 0 | 0 | 0 | 0 | 0 | 0 | 0 | 0 | 0 | 0 | 0 | 0 | 0 | 12 | 1
NO |  | 170 | 2016 | 3 | 31 | 31 |  | Bayside CT1 230041 | Gannon Sub | 230 | 0 | SSPSC | 0.52 | 0 | 1 | 1590 ACSR | 0 | 0 | 0 | 0 | 0 | 0 | 0 | 0 | 0 | 0 | 0 | 0 | 0 | 0 | 0 | 0 | 0 | 0 | 0 | 0 | 0 | 0 | 0 | 12 | 1
NO |  | 170 | 2016 | 3 | 32 | 32 |  | Bayside CT1 230041 | Gannon Sub | 230 | 0 | SSPSC | 0.09 | 0 | 1 | 954 ACSR | 0 | 0 | 0 | 0 | 0 | 0 | 0 | 0 | 0 | 0 | 0 | 0 | 0 | 0 | 0 | 0 | 0 | 0 | 0 | 0 | 0 | 0 | 0 | 12 | 1
NO |  | 170 | 2016 | 3 | 33 | 33 |  | Bayside CT2 230042 | Gannon Sub | 230 | 0 | SSPDC | 0 | 0.38 | 2 | 1590 ACSS | 0 | 0 | 0 | 0 | 0 | 0 | 0 | 0 | 0 | 0 | 0 | 0 | 0 | 0 | 0 | 0 | 0 | 0 | 0 | 0 | 0 | 0 | 0 | 12 | 1
NO |  | 170 | 2016 | 3 | 34 | 34 |  | Bayside CT2 230042 | Gannon Sub | 230 | 0 | SSPSC | 0.21 | 0 | 1 | 1590 ACSS | 0 | 0 | 0 | 0 | 0 | 0 | 0 | 0 | 0 | 0 | 0 | 0 | 0 | 0 | 0 | 0 | 0 | 0 | 0 | 0 | 0 | 0 | 0 | 12 | 1
NO |  | 170 | 2016 | 3 | 35 | 35 |  | Bayside CT2 230042 | Gannon Sub | 230 | 0 | SSPSC | 0.02 | 0 | 1 | 954 ACSR | 0 | 0 | 0 | 0 | 0 | 0 | 0 | 0 | 0 | 0 | 0 | 0 | 0 | 0 | 0 | 0 | 0 | 0 | 0 | 0 | 0 | 0 | 0 | 12 | 1
NO |  | 170 | 2016 | 4 | 1 | 1 |  | Big Bend Sub 230052 | SR60 Sub | 230 | 0 | STDC | 0 | 2.26 | 1 | 1350 ACCC | 0 | 0 | 0 | 0 | 0 | 0 | 0 | 0 | 0 | 0 | 0 | 0 | 0 | 0 | 0 | 0 | 0 | 0 | 0 | 0 | 0 | 0 | 0 | 12 | 1
NO |  | 170 | 2016 | 4 | 2 | 2 |  | Big Bend Sub 230052 | SR60 Sub | 230 | 0 | DCPSC | 3.71 | 0 | 1 | 1590 ACSR | 0 | 0 | 0 | 0 | 0 | 0 | 0 | 0 | 0 | 0 | 0 | 0 | 0 | 0 | 0 | 0 | 0 | 0 | 0 | 0 | 0 | 0 | 0 | 12 | 1
NO |  | 170 | 2016 | 4 | 3 | 3 |  | Big Bend Sub 230052 | SR60 Sub | 230 | 0 | DSPSC | 0.25 | 0 | 1 | 1590 ACSR | 0 | 0 | 0 | 0 | 0 | 0 | 0 | 0 | 0 | 0 | 0 | 0 | 0 | 0 | 0 | 0 | 0 | 0 | 0 | 0 | 0 | 0 | 0 | 12 | 1
NO |  | 170 | 2016 | 4 | 4 | 4 |  | Big Bend Sub 230052 | SR60 Sub | 230 | 0 | DWPSC | 1.59 | 0 | 1 | 1590 ACSR | 0 | 0 | 0 | 0 | 0 | 0 | 0 | 0 | 0 | 0 | 0 | 0 | 0 | 0 | 0 | 0 | 0 | 0 | 0 | 0 | 0 | 0 | 0 | 12 | 1
NO |  | 170 | 2016 | 4 | 5 | 5 |  | Big Bend Sub 230052 | SR60 Sub | 230 | 0 | STDC | 0 | 5.4 | 2 | 1590 ACSR | 0 | 0 | 0 | 0 | 0 | 0 | 0 | 0 | 0 | 0 | 0 | 0 | 0 | 0 | 0 | 0 | 0 | 0 | 0 | 0 | 0 | 0 | 0 | 12 | 1
NO |  | 170 | 2016 | 4 | 6 | 6 |  | Big Bend Sub 230052 | SR60 Sub | 230 | 0 | STDC | 0 | 0.17 | 2 | 1590 ACSS | 0 | 0 | 0 | 0 | 0 | 0 | 0 | 0 | 0 | 0 | 0 | 0 | 0 | 0 | 0 | 0 | 0 | 0 | 0 | 0 | 0 | 0 | 0 | 12 | 1
NO |  | 170 | 2016 | 4 | 7 | 7 |  | Big Bend Sub 230052 | SR60 Sub | 230 | 0 | SSPSC | 0.31 | 0 | 1 | 795 ACSR | 0 | 0 | 0 | 0 | 0 | 0 | 0 | 0 | 0 | 0 | 0 | 0 | 0 | 0 | 0 | 0 | 0 | 0 | 0 | 0 | 0 | 0 | 0 | 12 | 1
NO |  | 170 | 2016 | 4 | 8 | 8 |  | Big Bend Sub 230052 | SR60 Sub | 230 | 0 | STDC | 0 | 0.04 | 2 | 954 AAC | 0 | 0 | 0 | 0 | 0 | 0 | 0 | 0 | 0 | 0 | 0 | 0 | 0 | 0 | 0 | 0 | 0 | 0 | 0 | 0 | 0 | 0 | 0 | 12 | 1
NO |  | 170 | 2016 | 4 | 9 | 9 |  | Davis Sub 230061 | Chapman Sub | 230 | 0 | SSPDC | 6.4 | 0 | 2 | 1590 ACSS | 0 | 0 | 0 | 0 | 0 | 0 | 0 | 0 | 0 | 0 | 0 | 0 | 0 | 0 | 0 | 0 | 0 | 0 | 0 | 0 | 0 | 0 | 0 | 12 | 1
NO |  | 170 | 2016 | 4 | 10 | 10 |  | Davis Sub 230061 | Chapman Sub | 230 | 0 | DSPDC | 1.79 | 0 | 2 | 1590 ACSS | 0 | 0 | 0 | 0 | 0 | 0 | 0 | 0 | 0 | 0 | 0 | 0 | 0 | 0 | 0 | 0 | 0 | 0 | 0 | 0 | 0 | 0 | 0 | 12 | 1
NO |  | 170 | 2016 | 4 | 11 | 11 |  | Davis Sub 230062 | Chapman Sub | 230 | 0 | SSPDC | 0 | 6.38 | 2 | 1590 ACSS | 0 | 0 | 0 | 0 | 0 | 0 | 0 | 0 | 0 | 0 | 0 | 0 | 0 | 0 | 0 | 0 | 0 | 0 | 0 | 0 | 0 | 0 | 0 | 12 | 1
NO |  | 170 | 2016 | 4 | 12 | 12 |  | Davis Sub 230062 | Chapman Sub | 230 | 0 | DSPDC | 0 | 1.8 | 2 | 1590 ACSS | 0 | 0 | 0 | 0 | 0 | 0 | 0 | 0 | 0 | 0 | 0 | 0 | 0 | 0 | 0 | 0 | 0 | 0 | 0 | 0 | 0 | 0 | 0 | 12 | 1
NO |  | 170 | 2016 | 4 | 13 | 13 |  | River Sub 230063 | Davis Sub | 230 | 0 | SSPDC | 0.37 | 0 | 2 | 1590 ACSS | 0 | 0 | 0 | 0 | 0 | 0 | 0 | 0 | 0 | 0 | 0 | 0 | 0 | 0 | 0 | 0 | 0 | 0 | 0 | 0 | 0 | 0 | 0 | 12 | 1
NO |  | 170 | 2016 | 4 | 14 | 14 |  | River Sub 230063 | Davis Sub | 230 | 0 | SSPSC | 0.21 | 0 | 1 | 1590 ACSS | 0 | 0 | 0 | 0 | 0 | 0 | 0 | 0 | 0 | 0 | 0 | 0 | 0 | 0 | 0 | 0 | 0 | 0 | 0 | 0 | 0 | 0 | 0 | 12 | 1
NO |  | 170 | 2016 | 4 | 15 | 15 |  | Davis Sub 230065 | Thonotosassa Sub | 230 | 0 | SSPSC | 3.65 | 0 | 1 | 1590 ACSS | 0 | 0 | 0 | 0 | 0 | 0 | 0 | 0 | 0 | 0 | 0 | 0 | 0 | 0 | 0 | 0 | 0 | 0 | 0 | 0 | 0 | 0 | 0 | 12 | 1
NO |  | 170 | 2016 | 4 | 16 | 16 |  | Polk 230401 | Aspen | 230 | 0 | DCPSC | 0.12 | 0 | 1 | 1590 ACSR | 0 | 0 | 0 | 0 | 0 | 0 | 0 | 0 | 0 | 0 | 0 | 0 | 0 | 0 | 0 | 0 | 0 | 0 | 0 | 0 | 0 | 0 | 0 | 12 | 1
NO |  | 170 | 2016 | 4 | 17 | 17 |  | Polk 230401 | Aspen | 230 | 0 | DSPSC | 4.36 | 0 | 1 | 1590 ACSR | 0 | 0 | 0 | 0 | 0 | 0 | 0 | 0 | 0 | 0 | 0 | 0 | 0 | 0 | 0 | 0 | 0 | 0 | 0 | 0 | 0 | 0 | 0 | 12 | 1
NO |  | 170 | 2016 | 4 | 18 | 18 |  | Polk 230401 | Aspen | 230 | 0 | DWPSC | 12.82 | 0 | 1 | 1590 ACSR | 0 | 0 | 0 | 0 | 0 | 0 | 0 | 0 | 0 | 0 | 0 | 0 | 0 | 0 | 0 | 0 | 0 | 0 | 0 | 0 | 0 | 0 | 0 | 12 | 1
NO |  | 170 | 2016 | 4 | 19 | 19 |  | Polk 230401 | Aspen | 230 | 0 | SCPSC | 0.29 | 0 | 1 | 1590 ACSR | 0 | 0 | 0 | 0 | 0 | 0 | 0 | 0 | 0 | 0 | 0 | 0 | 0 | 0 | 0 | 0 | 0 | 0 | 0 | 0 | 0 | 0 | 0 | 12 | 1
NO |  | 170 | 2016 | 4 | 20 | 20 |  | Polk 230401 | Aspen | 230 | 0 | SSPDC | 0.59 | 0 | 2 | 1590 ACSR | 0 | 0 | 0 | 0 | 0 | 0 | 0 | 0 | 0 | 0 | 0 | 0 | 0 | 0 | 0 | 0 | 0 | 0 | 0 | 0 | 0 | 0 | 0 | 12 | 1
NO |  | 170 | 2016 | 4 | 21 | 21 |  | Polk 230401 | Aspen | 230 | 0 | SSPSC | 4.51 | 0 | 1 | 1590 ACSr | 0 | 0 | 0 | 0 | 0 | 0 | 0 | 0 | 0 | 0 | 0 | 0 | 0 | 0 | 0 | 0 | 0 | 0 | 0 | 0 | 0 | 0 | 0 | 12 | 1
NO |  | 170 | 2016 | 4 | 22 | 22 |  | Polk 230401 | Aspen | 230 | 0 | SSPTC | 1.21 | 0 | 1 | 1590 ACSR | 0 | 0 | 0 | 0 | 0 | 0 | 0 | 0 | 0 | 0 | 0 | 0 | 0 | 0 | 0 | 0 | 0 | 0 | 0 | 0 | 0 | 0 | 0 | 12 | 1
NO |  | 170 | 2016 | 4 | 23 | 23 |  | Polk 230401 | Aspen | 230 | 0 | SSPSC | 0.22 | 0 | 1 | 1590 SSAC | 0 | 0 | 0 | 0 | 0 | 0 | 0 | 0 | 0 | 0 | 0 | 0 | 0 | 0 | 0 | 0 | 0 | 0 | 0 | 0 | 0 | 0 | 0 | 12 | 1
NO |  | 170 | 2016 | 4 | 24 | 24 |  | Polk 230401 | Aspen | 230 | 0 | TSPSC | 0.18 | 0 | 1 | 1590 ACSR | 0 | 0 | 0 | 0 | 0 | 0 | 0 | 0 | 0 | 0 | 0 | 0 | 0 | 0 | 0 | 0 | 0 | 0 | 0 | 0 | 0 | 0 | 0 | 12 | 1
NO |  | 170 | 2016 | 4 | 25 | 25 |  | Aspen 230402 | Mines Sub | 230 | 0 | DSPSC | 0.97 | 0 | 1 | 1590 ACSR | 0 | 0 | 0 | 0 | 0 | 0 | 0 | 0 | 0 | 0 | 0 | 0 | 0 | 0 | 0 | 0 | 0 | 0 | 0 | 0 | 0 | 0 | 0 | 12 | 1
NO |  | 170 | 2016 | 4 | 26 | 26 |  | Aspen 230402 | Mines Sub | 230 | 0 | DWPSC | 3.62 | 0 | 1 | 1590 ACSR | 0 | 0 | 0 | 0 | 0 | 0 | 0 | 0 | 0 | 0 | 0 | 0 | 0 | 0 | 0 | 0 | 0 | 0 | 0 | 0 | 0 | 0 | 0 | 12 | 1
NO |  | 170 | 2016 | 4 | 27 | 27 |  | Aspen 230402 | Mines Sub | 230 | 0 | SCPSC | 0.04 | 0 | 1 | 1590 ACSS | 0 | 0 | 0 | 0 | 0 | 0 | 0 | 0 | 0 | 0 | 0 | 0 | 0 | 0 | 0 | 0 | 0 | 0 | 0 | 0 | 0 | 0 | 0 | 12 | 1
NO |  | 170 | 2016 | 4 | 28 | 28 |  | Aspen 230402 | Mines Sub | 230 | 0 | SSPSC | 5.71 | 0 | 1 | 1590 ACSS | 0 | 0 | 0 | 0 | 0 | 0 | 0 | 0 | 0 | 0 | 0 | 0 | 0 | 0 | 0 | 0 | 0 | 0 | 0 | 0 | 0 | 0 | 0 | 12 | 1
NO |  | 170 | 2016 | 4 | 29 | 29 |  | Aspen 230402 | Mines Sub | 230 | 0 | SSPSC | 0.09 | 0 | 1 | 1590 ACSR | 0 | 0 | 0 | 0 | 0 | 0 | 0 | 0 | 0 | 0 | 0 | 0 | 0 | 0 | 0 | 0 | 0 | 0 | 0 | 0 | 0 | 0 | 0 | 12 | 1
NO |  | 170 | 2016 | 4 | 30 | 30 |  | Fish Hawk 230403 | Hampton | 230 | 0 | DCPSC | 4.35 | 0 | 1 | 1590 ACSR | 0 | 0 | 0 | 0 | 0 | 0 | 0 | 0 | 0 | 0 | 0 | 0 | 0 | 0 | 0 | 0 | 0 | 0 | 0 | 0 | 0 | 0 | 0 | 12 | 1
NO |  | 170 | 2016 | 4 | 31 | 31 |  | Fish Hawk 230403 | Hampton | 230 | 0 | DSPSC | 4.49 | 0 | 1 | 1590 ACSR | 0 | 0 | 0 | 0 | 0 | 0 | 0 | 0 | 0 | 0 | 0 | 0 | 0 | 0 | 0 | 0 | 0 | 0 | 0 | 0 | 0 | 0 | 0 | 12 | 1
NO |  | 170 | 2016 | 4 | 32 | 32 |  | Fish Hawk 230403 | Hampton | 230 | 0 | DWPSC | 1.61 | 0 | 1 | 1590 ACSR | 0 | 0 | 0 | 0 | 0 | 0 | 0 | 0 | 0 | 0 | 0 | 0 | 0 | 0 | 0 | 0 | 0 | 0 | 0 | 0 | 0 | 0 | 0 | 12 | 1
NO |  | 170 | 2016 | 4 | 33 | 33 |  | Fish Hawk 230404 | Fish Hawk | 230 | 0 | SSPSC | 0.04 | 0 | 1 | 1590 AAC | 0 | 0 | 0 | 0 | 0 | 0 | 0 | 0 | 0 | 0 | 0 | 0 | 0 | 0 | 0 | 0 | 0 | 0 | 0 | 0 | 0 | 0 | 0 | 12 | 1
NO |  | 170 | 2016 | 4 | 34 | 34 |  | Fish Hawk 230404 | Fish Hawk | 230 | 0 | SSPSC | 0.03 | 0 | 1 | 1590 ACSR | 0 | 0 | 0 | 0 | 0 | 0 | 0 | 0 | 0 | 0 | 0 | 0 | 0 | 0 | 0 | 0 | 0 | 0 | 0 | 0 | 0 | 0 | 0 | 12 | 1
NO |  | 170 | 2016 | 4 | 35 | 35 |  | Big Bend 230415 | Aspen | 230 | 0 | DCPSC | 0.94 | 0 | 1 | 1590 ACSR | 0 | 0 | 0 | 0 | 0 | 0 | 0 | 0 | 0 | 0 | 0 | 0 | 0 | 0 | 0 | 0 | 0 | 0 | 0 | 0 | 0 | 0 | 0 | 12 | 1
NO |  | 170 | 2016 | 5 | 1 | 1 |  | Big Bend 230415 | Aspen | 230 | 0 | TSPSC | 0.27 | 0 | 1 | 1590 ACSR | 0 | 0 | 0 | 0 | 0 | 0 | 0 | 0 | 0 | 0 | 0 | 0 | 0 | 0 | 0 | 0 | 0 | 0 | 0 | 0 | 0 | 0 | 0 | 12 | 1
NO |  | 170 | 2016 | 5 | 2 | 2 |  | Big Bend 230415 | Aspen | 230 | 0 | DSPSC | 6.06 | 0 | 1 | 1590 ACSR | 0 | 0 | 0 | 0 | 0 | 0 | 0 | 0 | 0 | 0 | 0 | 0 | 0 | 0 | 0 | 0 | 0 | 0 | 0 | 0 | 0 | 0 | 0 | 12 | 1
NO |  | 170 | 2016 | 5 | 3 | 3 |  | Big Bend 230415 | Aspen | 230 | 0 | SSPSC | 0.56 | 0 | 1 | 1590 ACSR | 0 | 0 | 0 | 0 | 0 | 0 | 0 | 0 | 0 | 0 | 0 | 0 | 0 | 0 | 0 | 0 | 0 | 0 | 0 | 0 | 0 | 0 | 0 | 12 | 1
NO |  | 170 | 2016 | 5 | 4 | 4 |  | Big Bend 230415 | Aspen | 230 | 0 | DSPDC | 0.09 | 0 | 2 | 1590 ACSR | 0 | 0 | 0 | 0 | 0 | 0 | 0 | 0 | 0 | 0 | 0 | 0 | 0 | 0 | 0 | 0 | 0 | 0 | 0 | 0 | 0 | 0 | 0 | 12 | 1
NO |  | 170 | 2016 | 5 | 5 | 5 |  | Big Bend 230415 | Aspen | 230 | 0 | DWPSC | 0.91 | 0 | 1 | 1590 ACSR | 0 | 0 | 0 | 0 | 0 | 0 | 0 | 0 | 0 | 0 | 0 | 0 | 0 | 0 | 0 | 0 | 0 | 0 | 0 | 0 | 0 | 0 | 0 | 12 | 1
NO |  | 170 | 2016 | 5 | 6 | 6 |  | Big Bend 230415 | Aspen | 230 | 0 | SSPSC | 2.6 | 0 | 1 | 1590 ACSS | 0 | 0 | 0 | 0 | 0 | 0 | 0 | 0 | 0 | 0 | 0 | 0 | 0 | 0 | 0 | 0 | 0 | 0 | 0 | 0 | 0 | 0 | 0 | 12 | 1
NO |  | 170 | 2016 | 5 | 7 | 7 |  | Aspen 230426 | Fish Hawk | 230 | 0 | TSPSC | 0.14 | 0 | 1 | (2)795 ACSS | 0 | 0 | 0 | 0 | 0 | 0 | 0 | 0 | 0 | 0 | 0 | 0 | 0 | 0 | 0 | 0 | 0 | 0 | 0 | 0 | 0 | 0 | 0 | 12 | 1
NO |  | 170 | 2016 | 5 | 8 | 8 |  | Aspen 230426 | Fish Hawk | 230 | 0 | DSPSC | 0.11 | 0 | 1 | (2)795 ACSS | 0 | 0 | 0 | 0 | 0 | 0 | 0 | 0 | 0 | 0 | 0 | 0 | 0 | 0 | 0 | 0 | 0 | 0 | 0 | 0 | 0 | 0 | 0 | 12 | 1
NO |  | 170 | 2016 | 5 | 9 | 9 |  | Aspen 230426 | Fish Hawk | 230 | 0 | SSPSC | 6.13 | 0 | 1 | (2)795 ACSS | 0 | 0 | 0 | 0 | 0 | 0 | 0 | 0 | 0 | 0 | 0 | 0 | 0 | 0 | 0 | 0 | 0 | 0 | 0 | 0 | 0 | 0 | 0 | 12 | 1
NO |  | 170 | 2016 | 5 | 10 | 10 |  | Aspen 230427 | Fish Hawk | 230 | 0 | SSPSC | 6.26 | 0 | 1 | (2)795 ACSS | 0 | 0 | 0 | 0 | 0 | 0 | 0 | 0 | 0 | 0 | 0 | 0 | 0 | 0 | 0 | 0 | 0 | 0 | 0 | 0 | 0 | 0 | 0 | 12 | 1
NO |  | 170 | 2016 | 5 | 11 | 11 |  | Aspen 230427 | Fish Hawk | 230 | 0 | DSPSC | 0.12 | 0 | 1 | (2)795 ACSS | 0 | 0 | 0 | 0 | 0 | 0 | 0 | 0 | 0 | 0 | 0 | 0 | 0 | 0 | 0 | 0 | 0 | 0 | 0 | 0 | 0 | 0 | 0 | 12 | 1
NO |  | 170 | 2016 | 5 | 12 | 12 |  | Pebbledale 230601 | FPC Tie (N. Bartow) | 230 | 0 | DCPSC | 0.05 | 0 | 1 | (2)1590 AAC | 0 | 0 | 0 | 0 | 0 | 0 | 0 | 0 | 0 | 0 | 0 | 0 | 0 | 0 | 0 | 0 | 0 | 0 | 0 | 0 | 0 | 0 | 0 | 12 | 1
NO |  | 170 | 2016 | 5 | 13 | 13 |  | Pebbledale 230602 | FPC Tie (Barcola) | 230 | 0 | DCPSC | 0.08 | 0 | 1 | 1590 ACSR | 0 | 0 | 0 | 0 | 0 | 0 | 0 | 0 | 0 | 0 | 0 | 0 | 0 | 0 | 0 | 0 | 0 | 0 | 0 | 0 | 0 | 0 | 0 | 12 | 1
NO |  | 170 | 2016 | 5 | 14 | 14 |  | Pebbledale 230602 | FPC Tie (Barcola) | 230 | 0 | DSPSC | 0.17 | 0 | 1 | 1590 ACSR | 0 | 0 | 0 | 0 | 0 | 0 | 0 | 0 | 0 | 0 | 0 | 0 | 0 | 0 | 0 | 0 | 0 | 0 | 0 | 0 | 0 | 0 | 0 | 12 | 1
NO |  | 170 | 2016 | 5 | 15 | 15 |  | Pebbledale 230602 | FPC Tie (Barcola) | 230 | 0 | DWPSC | 0.1 | 0 | 1 | 1590 ACSR | 0 | 0 | 0 | 0 | 0 | 0 | 0 | 0 | 0 | 0 | 0 | 0 | 0 | 0 | 0 | 0 | 0 | 0 | 0 | 0 | 0 | 0 | 0 | 12 | 1
NO |  | 170 | 2016 | 5 | 16 | 16 |  | Pebbledale 230602 | FPC Tie (Barcola) | 230 | 0 | DCPSC | 1.57 | 0 | 1 | 954 ACSR | 0 | 0 | 0 | 0 | 0 | 0 | 0 | 0 | 0 | 0 | 0 | 0 | 0 | 0 | 0 | 0 | 0 | 0 | 0 | 0 | 0 | 0 | 0 | 12 | 1
NO |  | 170 | 2016 | 5 | 17 | 17 |  | Pebbledale 230602 | FPC Tie (Barcola) | 230 | 0 | DSPSC | 4.23 | 0 | 1 | 954 ACSR | 0 | 0 | 0 | 0 | 0 | 0 | 0 | 0 | 0 | 0 | 0 | 0 | 0 | 0 | 0 | 0 | 0 | 0 | 0 | 0 | 0 | 0 | 0 | 12 | 1
NO |  | 170 | 2016 | 5 | 18 | 18 |  | Pebbledale 230602 | FPC Tie (Barcola) | 230 | 0 | DWPSC | 5.17 | 0 | 1 | 954 ACSR | 0 | 0 | 0 | 0 | 0 | 0 | 0 | 0 | 0 | 0 | 0 | 0 | 0 | 0 | 0 | 0 | 0 | 0 | 0 | 0 | 0 | 0 | 0 | 12 | 1
NO |  | 170 | 2016 | 5 | 19 | 19 |  | Pebbledale 230603 | Crews Lake (LAK) | 230 | 0 | DCPSC | 0.2 | 0 | 1 | 1590 ACSR | 0 | 0 | 0 | 0 | 0 | 0 | 0 | 0 | 0 | 0 | 0 | 0 | 0 | 0 | 0 | 0 | 0 | 0 | 0 | 0 | 0 | 0 | 0 | 12 | 1
NO |  | 170 | 2016 | 5 | 20 | 20 |  | Pebbledale 230603 | Crews Lake (LAK) | 230 | 0 | DSPSC | 0.59 | 0 | 1 | 1590 ACSR | 0 | 0 | 0 | 0 | 0 | 0 | 0 | 0 | 0 | 0 | 0 | 0 | 0 | 0 | 0 | 0 | 0 | 0 | 0 | 0 | 0 | 0 | 0 | 12 | 1
NO |  | 170 | 2016 | 5 | 21 | 21 |  | Pebbledale 230603 | Crews Lake (LAK) | 230 | 0 | DWPSC | 1.29 | 0 | 1 | 1590 ACSR | 0 | 0 | 0 | 0 | 0 | 0 | 0 | 0 | 0 | 0 | 0 | 0 | 0 | 0 | 0 | 0 | 0 | 0 | 0 | 0 | 0 | 0 | 0 | 12 | 1
NO |  | 170 | 2016 | 5 | 22 | 22 |  | Pebbledale 230603 | Crews Lake (LAK) | 230 | 0 | SCPSC | 0.15 | 0 | 1 | 1590 ACSR | 0 | 0 | 0 | 0 | 0 | 0 | 0 | 0 | 0 | 0 | 0 | 0 | 0 | 0 | 0 | 0 | 0 | 0 | 0 | 0 | 0 | 0 | 0 | 12 | 1
NO |  | 170 | 2016 | 5 | 23 | 23 |  | Pebbledale 230603 | Crews Lake (LAK) | 230 | 0 | DCPSC | 0.23 | 0 | 1 | 954 ACSR | 0 | 0 | 0 | 0 | 0 | 0 | 0 | 0 | 0 | 0 | 0 | 0 | 0 | 0 | 0 | 0 | 0 | 0 | 0 | 0 | 0 | 0 | 0 | 12 | 1
NO |  | 170 | 2016 | 5 | 24 | 24 |  | Pebbledale 230603 | Crews Lake (LAK) | 230 | 0 | DSPSC | 2.97 | 0 | 1 | 954 ACSR | 0 | 0 | 0 | 0 | 0 | 0 | 0 | 0 | 0 | 0 | 0 | 0 | 0 | 0 | 0 | 0 | 0 | 0 | 0 | 0 | 0 | 0 | 0 | 12 | 1
NO |  | 170 | 2016 | 5 | 25 | 25 |  | Pebbledale 230603 | Crews Lake (LAK) | 230 | 0 | DWPSC | 2.09 | 0 | 1 | 954 ACSR | 0 | 0 | 0 | 0 | 0 | 0 | 0 | 0 | 0 | 0 | 0 | 0 | 0 | 0 | 0 | 0 | 0 | 0 | 0 | 0 | 0 | 0 | 0 | 12 | 1
NO |  | 170 | 2016 | 5 | 26 | 26 |  | Pebbledale 230603 | Crews Lake (LAK) | 230 | 0 | SSPSC | 1.96 | 0 | 1 | 954 ACSR | 0 | 0 | 0 | 0 | 0 | 0 | 0 | 0 | 0 | 0 | 0 | 0 | 0 | 0 | 0 | 0 | 0 | 0 | 0 | 0 | 0 | 0 | 0 | 12 | 1
NO |  | 170 | 2016 | 5 | 27 | 27 |  | S. Eloise Sub 230604 | FPC Tie (Lake Wales) | 230 | 0 | DCPSC | 0.32 | 0 | 1 | 954 ACSR | 0 | 0 | 0 | 0 | 0 | 0 | 0 | 0 | 0 | 0 | 0 | 0 | 0 | 0 | 0 | 0 | 0 | 0 | 0 | 0 | 0 | 0 | 0 | 12 | 1
NO |  | 170 | 2016 | 5 | 28 | 28 |  | S. Eloise Sub 230604 | FPC Tie (Lake Wales) | 230 | 0 | DSPSC | 3.4 | 0 | 1 | 954 ACSR | 0 | 0 | 0 | 0 | 0 | 0 | 0 | 0 | 0 | 0 | 0 | 0 | 0 | 0 | 0 | 0 | 0 | 0 | 0 | 0 | 0 | 0 | 0 | 12 | 1
NO |  | 170 | 2016 | 5 | 29 | 29 |  | S. Eloise Sub 230604 | FPC Tie (Lake Wales) | 230 | 0 | DWPSC | 3.35 | 0 | 1 | 954 ACSR | 0 | 0 | 0 | 0 | 0 | 0 | 0 | 0 | 0 | 0 | 0 | 0 | 0 | 0 | 0 | 0 | 0 | 0 | 0 | 0 | 0 | 0 | 0 | 12 | 1
NO |  | 170 | 2016 | 5 | 30 | 30 |  | S. Eloise Sub 230604 | FPC Tie (Lake Wales) | 230 | 0 | SCPSC | 0.2 | 0 | 1 | 954 ACSR | 0 | 0 | 0 | 0 | 0 | 0 | 0 | 0 | 0 | 0 | 0 | 0 | 0 | 0 | 0 | 0 | 0 | 0 | 0 | 0 | 0 | 0 | 0 | 12 | 1
NO |  | 170 | 2016 | 5 | 31 | 31 |  | S. Eloise Sub 230604 | FPC Tie (Lake Wales) | 230 | 0 | SSPSC | 0.09 | 0 | 1 | 954 ACSR | 0 | 0 | 0 | 0 | 0 | 0 | 0 | 0 | 0 | 0 | 0 | 0 | 0 | 0 | 0 | 0 | 0 | 0 | 0 | 0 | 0 | 0 | 0 | 12 | 1
NO |  | 170 | 2016 | 5 | 32 | 32 |  | S. Eloise Sub 230604 | FPC Tie (Lake Wales) | 230 | 0 | SWPSC | 0.08 | 0 | 1 | 954 ACSR | 0 | 0 | 0 | 0 | 0 | 0 | 0 | 0 | 0 | 0 | 0 | 0 | 0 | 0 | 0 | 0 | 0 | 0 | 0 | 0 | 0 | 0 | 0 | 12 | 1
NO |  | 170 | 2016 | 5 | 33 | 33 |  | Pebbledale 230605 | Polk | 230 | 0 | SCPSC | 0.1 | 0 | 1 | 1590 ACSR | 0 | 0 | 0 | 0 | 0 | 0 | 0 | 0 | 0 | 0 | 0 | 0 | 0 | 0 | 0 | 0 | 0 | 0 | 0 | 0 | 0 | 0 | 0 | 12 | 1
NO |  | 170 | 2016 | 5 | 34 | 34 |  | Pebbledale 230605 | Polk | 230 | 0 | SSPDC | 0.9 | 0 | 2 | 1590 ACSR | 0 | 0 | 0 | 0 | 0 | 0 | 0 | 0 | 0 | 0 | 0 | 0 | 0 | 0 | 0 | 0 | 0 | 0 | 0 | 0 | 0 | 0 | 0 | 12 | 1
NO |  | 170 | 2016 | 5 | 35 | 35 |  | Pebbledale 230605 | Polk | 230 | 0 | SSPSC | 8.77 | 0 | 1 | 1590 ACSR | 0 | 0 | 0 | 0 | 0 | 0 | 0 | 0 | 0 | 0 | 0 | 0 | 0 | 0 | 0 | 0 | 0 | 0 | 0 | 0 | 0 | 0 | 0 | 12 | 1
NO |  | 170 | 2016 | 6 | 1 | 1 |  | Polk 230606 | Pebbledale | 230 | 0 | DCPSC | 2.01 | 0 | 1 | 1590 ACSR | 0 | 0 | 0 | 0 | 0 | 0 | 0 | 0 | 0 | 0 | 0 | 0 | 0 | 0 | 0 | 0 | 0 | 0 | 0 | 0 | 0 | 0 | 0 | 12 | 1
NO |  | 170 | 2016 | 6 | 2 | 2 |  | Polk 230606 | Pebbledale | 230 | 0 | DSPSC | 1.03 | 0 | 1 | 1590 ACSR | 0 | 0 | 0 | 0 | 0 | 0 | 0 | 0 | 0 | 0 | 0 | 0 | 0 | 0 | 0 | 0 | 0 | 0 | 0 | 0 | 0 | 0 | 0 | 12 | 1
NO |  | 170 | 2016 | 6 | 3 | 3 |  | Polk 230606 | Pebbledale | 230 | 0 | DWPSC | 1.43 | 0 | 1 | 1590 ACSR | 0 | 0 | 0 | 0 | 0 | 0 | 0 | 0 | 0 | 0 | 0 | 0 | 0 | 0 | 0 | 0 | 0 | 0 | 0 | 0 | 0 | 0 | 0 | 12 | 1
NO |  | 170 | 2016 | 6 | 4 | 4 |  | Polk 230606 | Pebbledale | 230 | 0 | SCPDC | 0 | 0.1 | 2 | 1590 ACSR | 0 | 0 | 0 | 0 | 0 | 0 | 0 | 0 | 0 | 0 | 0 | 0 | 0 | 0 | 0 | 0 | 0 | 0 | 0 | 0 | 0 | 0 | 0 | 12 | 1
NO |  | 170 | 2016 | 6 | 5 | 5 |  | Polk 230606 | Pebbledale | 230 | 0 | SCPSC | 2.77 | 0 | 1 | 1590 ACSR | 0 | 0 | 0 | 0 | 0 | 0 | 0 | 0 | 0 | 0 | 0 | 0 | 0 | 0 | 0 | 0 | 0 | 0 | 0 | 0 | 0 | 0 | 0 | 12 | 1
NO |  | 170 | 2016 | 6 | 6 | 6 |  | Polk 230606 | Pebbledale | 230 | 0 | SSPDC | 0 | 0.6 | 2 | 1590 ACSR | 0 | 0 | 0 | 0 | 0 | 0 | 0 | 0 | 0 | 0 | 0 | 0 | 0 | 0 | 0 | 0 | 0 | 0 | 0 | 0 | 0 | 0 | 0 | 12 | 1
NO |  | 170 | 2016 | 6 | 7 | 7 |  | Polk 230606 | Pebbledale | 230 | 0 | SSPSC | 4.68 | 0 | 1 | 1590 ACSR | 0 | 0 | 0 | 0 | 0 | 0 | 0 | 0 | 0 | 0 | 0 | 0 | 0 | 0 | 0 | 0 | 0 | 0 | 0 | 0 | 0 | 0 | 0 | 12 | 1
NO |  | 170 | 2016 | 6 | 8 | 8 |  | Polk 230606 | Pebbledale | 230 | 0 | SSPTC | 0 | 0.54 | 3 | 1590 ACSR | 0 | 0 | 0 | 0 | 0 | 0 | 0 | 0 | 0 | 0 | 0 | 0 | 0 | 0 | 0 | 0 | 0 | 0 | 0 | 0 | 0 | 0 | 0 | 12 | 1
NO |  | 170 | 2016 | 6 | 9 | 9 |  | Polk 230606 | Pebbledale | 230 | 0 | SWPSC | 0.21 | 0 | 1 | 1590 ACSR | 0 | 0 | 0 | 0 | 0 | 0 | 0 | 0 | 0 | 0 | 0 | 0 | 0 | 0 | 0 | 0 | 0 | 0 | 0 | 0 | 0 | 0 | 0 | 12 | 1
NO |  | 170 | 2016 | 6 | 10 | 10 |  | Polk 230607 | Hardee | 230 | 0 | SCPSC | 0.17 | 0 | 1 | 1590 ACSR | 0 | 0 | 0 | 0 | 0 | 0 | 0 | 0 | 0 | 0 | 0 | 0 | 0 | 0 | 0 | 0 | 0 | 0 | 0 | 0 | 0 | 0 | 0 | 12 | 1
NO |  | 170 | 2016 | 6 | 11 | 11 |  | Polk 230607 | Hardee | 230 | 0 | SSPDC | 0 | 0.9 | 2 | 1590 ACSR | 0 | 0 | 0 | 0 | 0 | 0 | 0 | 0 | 0 | 0 | 0 | 0 | 0 | 0 | 0 | 0 | 0 | 0 | 0 | 0 | 0 | 0 | 0 | 12 | 1
NO |  | 170 | 2016 | 6 | 12 | 12 |  | Polk 230607 | Hardee | 230 | 0 | SSPSC | 8.28 | 0 | 1 | 1590 ACSR | 0 | 0 | 0 | 0 | 0 | 0 | 0 | 0 | 0 | 0 | 0 | 0 | 0 | 0 | 0 | 0 | 0 | 0 | 0 | 0 | 0 | 0 | 0 | 12 | 1
NO |  | 170 | 2016 | 6 | 13 | 13 |  | Recker 230608 | Crews Lake | 230 | 0 | DCPSC | 0.28 | 0 | 1 | 1590 ACSR | 0 | 0 | 0 | 0 | 0 | 0 | 0 | 0 | 0 | 0 | 0 | 0 | 0 | 0 | 0 | 0 | 0 | 0 | 0 | 0 | 0 | 0 | 0 | 12 | 1
NO |  | 170 | 2016 | 6 | 14 | 14 |  | Recker 230608 | Crews Lake | 230 | 0 | DSPSC | 3.69 | 0 | 1 | 1590 ACSR | 0 | 0 | 0 | 0 | 0 | 0 | 0 | 0 | 0 | 0 | 0 | 0 | 0 | 0 | 0 | 0 | 0 | 0 | 0 | 0 | 0 | 0 | 0 | 12 | 1
NO |  | 170 | 2016 | 6 | 15 | 15 |  | Recker 230608 | Crews Lake | 230 | 0 | DWPSC | 6.38 | 0 | 1 | 1590 ACSR | 0 | 0 | 0 | 0 | 0 | 0 | 0 | 0 | 0 | 0 | 0 | 0 | 0 | 0 | 0 | 0 | 0 | 0 | 0 | 0 | 0 | 0 | 0 | 12 | 1
NO |  | 170 | 2016 | 6 | 16 | 16 |  | Recker 230608 | Crews Lake | 230 | 0 | SCPSC | 0.39 | 0 | 1 | 1590 ACSR | 0 | 0 | 0 | 0 | 0 | 0 | 0 | 0 | 0 | 0 | 0 | 0 | 0 | 0 | 0 | 0 | 0 | 0 | 0 | 0 | 0 | 0 | 0 | 12 | 1
NO |  | 170 | 2016 | 6 | 17 | 17 |  | Recker 230608 | Crews Lake | 230 | 0 | SSPDC | 2.72 | 0 | 2 | 1590 ACSR | 0 | 0 | 0 | 0 | 0 | 0 | 0 | 0 | 0 | 0 | 0 | 0 | 0 | 0 | 0 | 0 | 0 | 0 | 0 | 0 | 0 | 0 | 0 | 12 | 1
NO |  | 170 | 2016 | 6 | 18 | 18 |  | Recker 230608 | Crews Lake | 230 | 0 | SSPSC | 0.68 | 0 | 1 | 1590 ACSR | 0 | 0 | 0 | 0 | 0 | 0 | 0 | 0 | 0 | 0 | 0 | 0 | 0 | 0 | 0 | 0 | 0 | 0 | 0 | 0 | 0 | 0 | 0 | 12 | 1
NO |  | 170 | 2016 | 6 | 19 | 19 |  | Recker SW Sta 230609 | Ariana | 230 | 0 | DCPSC | 0.19 | 0 | 1 | 1590 ACSR | 0 | 0 | 0 | 0 | 0 | 0 | 0 | 0 | 0 | 0 | 0 | 0 | 0 | 0 | 0 | 0 | 0 | 0 | 0 | 0 | 0 | 0 | 0 | 12 | 1
NO |  | 170 | 2016 | 6 | 20 | 20 |  | Recker SW Sta 230609 | Ariana | 230 | 0 | DWPSC | 0.35 | 0 | 1 | 1590 ACSR | 0 | 0 | 0 | 0 | 0 | 0 | 0 | 0 | 0 | 0 | 0 | 0 | 0 | 0 | 0 | 0 | 0 | 0 | 0 | 0 | 0 | 0 | 0 | 12 | 1
NO |  | 170 | 2016 | 6 | 21 | 21 |  | Recker SW Sta 230609 | Ariana | 230 | 0 | SSPDC | 0 | 0.59 | 2 | 1590 ACSR | 0 | 0 | 0 | 0 | 0 | 0 | 0 | 0 | 0 | 0 | 0 | 0 | 0 | 0 | 0 | 0 | 0 | 0 | 0 | 0 | 0 | 0 | 0 | 12 | 1
NO |  | 170 | 2016 | 6 | 22 | 22 |  | Recker SW Sta 230609 | Ariana | 230 | 0 | SSPSC | 0.41 | 0 | 1 | 1590 ACSR | 0 | 0 | 0 | 0 | 0 | 0 | 0 | 0 | 0 | 0 | 0 | 0 | 0 | 0 | 0 | 0 | 0 | 0 | 0 | 0 | 0 | 0 | 0 | 12 | 1
NO |  | 170 | 2016 | 6 | 23 | 23 |  | Recker Sub 230610 | Mission Energy | 230 | 0 | SCPSC | 0.17 | 0 | 1 | 954 AAC | 0 | 0 | 0 | 0 | 0 | 0 | 0 | 0 | 0 | 0 | 0 | 0 | 0 | 0 | 0 | 0 | 0 | 0 | 0 | 0 | 0 | 0 | 0 | 12 | 1
NO |  | 170 | 2016 | 6 | 24 | 24 |  | Recker Sub 230611 | Mission Energy | 230 | 0 | SCPSC | 0.18 | 0 | 1 | 954 AAC | 0 | 0 | 0 | 0 | 0 | 0 | 0 | 0 | 0 | 0 | 0 | 0 | 0 | 0 | 0 | 0 | 0 | 0 | 0 | 0 | 0 | 0 | 0 | 12 | 1
NO |  | 170 | 2016 | 6 | 25 | 25 |  | Recker Sub 230612 | Lake Agnes | 230 | 0 | DCPSC | 0.22 | 0 | 1 | 1590 ACSR | 0 | 0 | 0 | 0 | 0 | 0 | 0 | 0 | 0 | 0 | 0 | 0 | 0 | 0 | 0 | 0 | 0 | 0 | 0 | 0 | 0 | 0 | 0 | 12 | 1
NO |  | 170 | 2016 | 6 | 26 | 26 |  | Recker Sub 230612 | Lake Agnes | 230 | 0 | SCPDC | 0.76 | 0 | 2 | 1590 ACSR | 0 | 0 | 0 | 0 | 0 | 0 | 0 | 0 | 0 | 0 | 0 | 0 | 0 | 0 | 0 | 0 | 0 | 0 | 0 | 0 | 0 | 0 | 0 | 12 | 1
NO |  | 170 | 2016 | 6 | 27 | 27 |  | Recker Sub 230612 | Lake Agnes | 230 | 0 | SSPSC | 8.58 | 0 | 1 | 1590 ACSR | 0 | 0 | 0 | 0 | 0 | 0 | 0 | 0 | 0 | 0 | 0 | 0 | 0 | 0 | 0 | 0 | 0 | 0 | 0 | 0 | 0 | 0 | 0 | 12 | 1
NO |  | 170 | 2016 | 6 | 28 | 28 |  | GSU 230613 | Polk Gen | 230 | 0 | SSPDC | 0.09 | 0 | 2 | 954 AAC | 0 | 0 | 0 | 0 | 0 | 0 | 0 | 0 | 0 | 0 | 0 | 0 | 0 | 0 | 0 | 0 | 0 | 0 | 0 | 0 | 0 | 0 | 0 | 12 | 1
NO |  | 170 | 2016 | 6 | 29 | 29 |  | GSU 230613 | Polk Gen | 230 | 0 | SSPSC | 0.25 | 0 | 1 | 954 AAC | 0 | 0 | 0 | 0 | 0 | 0 | 0 | 0 | 0 | 0 | 0 | 0 | 0 | 0 | 0 | 0 | 0 | 0 | 0 | 0 | 0 | 0 | 0 | 12 | 1
NO |  | 170 | 2016 | 6 | 30 | 30 |  | GSU 230614 | Polk Gen | 230 | 0 | SSPDC | 0 | 0.17 | 2 | 954 AAC | 0 | 0 | 0 | 0 | 0 | 0 | 0 | 0 | 0 | 0 | 0 | 0 | 0 | 0 | 0 | 0 | 0 | 0 | 0 | 0 | 0 | 0 | 0 | 12 | 1
NO |  | 170 | 2016 | 6 | 31 | 31 |  | GSU 230614 | Polk Gen | 230 | 0 | SSPSC | 0.46 | 0 | 1 | 954 AAC | 0 | 0 | 0 | 0 | 0 | 0 | 0 | 0 | 0 | 0 | 0 | 0 | 0 | 0 | 0 | 0 | 0 | 0 | 0 | 0 | 0 | 0 | 0 | 12 | 1
NO |  | 170 | 2016 | 6 | 32 | 32 |  | Lake Agnes 230615 | McIntosh | 230 | 0 | SSPSC | 0.06 | 0 | 1 | 1590 ACSS | 0 | 0 | 0 | 0 | 0 | 0 | 0 | 0 | 0 | 0 | 0 | 0 | 0 | 0 | 0 | 0 | 0 | 0 | 0 | 0 | 0 | 0 | 0 | 12 | 1
NO |  | 170 | 2016 | 6 | 33 | 33 |  | Lake Agnes 230616 | Osceola | 230 | 0 | DSPSC | 0.05 | 0 | 1 | 1272 ACSS | 0 | 0 | 0 | 0 | 0 | 0 | 0 | 0 | 0 | 0 | 0 | 0 | 0 | 0 | 0 | 0 | 0 | 0 | 0 | 0 | 0 | 0 | 0 | 12 | 1
NO |  | 170 | 2016 | 6 | 34 | 34 |  | Lake Agnes 230616 | Osceola | 230 | 0 | DSPSC | 0.09 | 0 | 1 | 1590 ACSS | 0 | 0 | 0 | 0 | 0 | 0 | 0 | 0 | 0 | 0 | 0 | 0 | 0 | 0 | 0 | 0 | 0 | 0 | 0 | 0 | 0 | 0 | 0 | 12 | 1
NO |  | 170 | 2016 | 6 | 35 | 35 |  | Lake Agnes 230616 | Osceola | 230 | 0 | DWPSC | 21.45 | 0 | 1 | 1272 ACSS | 0 | 0 | 0 | 0 | 0 | 0 | 0 | 0 | 0 | 0 | 0 | 0 | 661700028 | 0 | 0 | 0 | 0 | 0 | 0 | 0 | 0 | 0 | 0 | 12 | 1
NO |  | 170 | 2016 | 7 | 1 | 1 |  | Osceola 230617 | Cane Island | 230 | 0 | SSPSC | 4.12 | 0 | 1 | 1272 ACSS | 0 | 0 | 0 | 0 | 0 | 0 | 0 | 0 | 0 | 0 | 0 | 0 | 0 | 0 | 0 | 0 | 0 | 0 | 0 | 0 | 0 | 0 | 0 | 12 | 1
NO |  | 170 | 2016 | 7 | 2 | 2 |  | GSU 230619 | Polk Gen | 230 | 0 | SCPDC | 0.17 | 0 | 2 | 954 ACSR | 0 | 0 | 0 | 0 | 0 | 0 | 0 | 0 | 0 | 0 | 0 | 0 | 0 | 0 | 0 | 0 | 0 | 0 | 0 | 0 | 0 | 0 | 0 | 12 | 1
NO |  | 170 | 2016 | 7 | 3 | 3 |  | GSU 230619 | Polk Gen | 230 | 0 | SCPSC | 0.3 | 0 | 1 | 954 ACSR | 0 | 0 | 0 | 0 | 0 | 0 | 0 | 0 | 0 | 0 | 0 | 0 | 0 | 0 | 0 | 0 | 0 | 0 | 0 | 0 | 0 | 0 | 0 | 12 | 1
NO |  | 170 | 2016 | 7 | 4 | 4 |  | GSU 230619 | Polk Gen | 230 | 0 | SCPSC | 0.08 | 0 | 1 | 954 ACSR | 0 | 0 | 0 | 0 | 0 | 0 | 0 | 0 | 0 | 0 | 0 | 0 | 0 | 0 | 0 | 0 | 0 | 0 | 0 | 0 | 0 | 0 | 0 | 12 | 1
NO |  | 170 | 2016 | 7 | 5 | 5 |  | Recker Sub 230620 | Calpine | 230 | 0 | SCPSC | 0.07 | 0 | 1 | 954 AAC | 0 | 0 | 0 | 0 | 0 | 0 | 0 | 0 | 0 | 0 | 0 | 0 | 0 | 0 | 0 | 0 | 0 | 0 | 0 | 0 | 0 | 0 | 0 | 12 | 1
NO |  | 170 | 2016 | 7 | 6 | 6 |  | Recker Sub 230621 | Osprey | 230 | 0 | SCPSC | 0.07 | 0 | 1 | 1590 ACSR | 0 | 0 | 0 | 0 | 0 | 0 | 0 | 0 | 0 | 0 | 0 | 0 | 0 | 0 | 0 | 0 | 0 | 0 | 0 | 0 | 0 | 0 | 0 | 12 | 1
NO |  | 170 | 2016 | 7 | 7 | 7 |  | S Eloise Sub 230622 | Recker Sub | 230 | 0 | SSPDC | 0 | 2.21 | 2 | 1590 ACSS | 0 | 0 | 0 | 0 | 0 | 0 | 0 | 0 | 0 | 0 | 0 | 0 | 0 | 0 | 0 | 0 | 0 | 0 | 0 | 0 | 0 | 0 | 0 | 12 | 1
NO |  | 170 | 2016 | 7 | 8 | 8 |  | S Eloise Sub 230622 | Recker Sub | 230 | 0 | SSPSC | 5.19 | 0 | 1 | 1590 ACSS | 0 | 0 | 0 | 0 | 0 | 0 | 0 | 0 | 0 | 0 | 0 | 0 | 0 | 0 | 0 | 0 | 0 | 0 | 0 | 0 | 0 | 0 | 0 | 12 | 1
NO |  | 170 | 2016 | 7 | 9 | 9 |  | S Eloise Sub 230623 | FPC Tie (N. Bartow) | 230 | 0 | DCPSC | 1.07 | 0 | 1 | 954 ACSR | 0 | 0 | 0 | 0 | 0 | 0 | 0 | 0 | 0 | 0 | 0 | 0 | 0 | 0 | 0 | 0 | 0 | 0 | 0 | 0 | 0 | 0 | 0 | 12 | 1
NO |  | 170 | 2016 | 7 | 10 | 10 |  | S Eloise Sub 230623 | FPC Tie (N. Bartow) | 230 | 0 | DSPSC | 4.49 | 0 | 1 | 954 ACSR | 0 | 0 | 0 | 0 | 0 | 0 | 0 | 0 | 0 | 0 | 0 | 0 | 0 | 0 | 0 | 0 | 0 | 0 | 0 | 0 | 0 | 0 | 0 | 12 | 1
NO |  | 170 | 2016 | 7 | 11 | 11 |  | S Eloise Sub 230623 | FPC Tie (N. Bartow) | 230 | 0 | DWPSC | 3.2 | 0 | 1 | 954 ACSR | 0 | 0 | 0 | 0 | 0 | 0 | 0 | 0 | 0 | 0 | 0 | 0 | 0 | 0 | 0 | 0 | 0 | 0 | 0 | 0 | 0 | 0 | 0 | 12 | 1
NO |  | 170 | 2016 | 7 | 12 | 12 |  | S Eloise Sub 230623 | FPC Tie (N. Bartow) | 230 | 0 | SSPSC | 3.41 | 0 | 1 | 1590 ACSR | 0 | 0 | 0 | 0 | 0 | 0 | 0 | 0 | 0 | 0 | 0 | 0 | 0 | 0 | 0 | 0 | 0 | 0 | 0 | 0 | 0 | 0 | 0 | 12 | 1
NO |  | 170 | 2016 | 7 | 13 | 13 |  | Fish Hawk 230625 | Pebbledale | 230 | 0 | DCPSC | 0.06 | 0 | 1 | 1590 ACSR | 0 | 0 | 0 | 0 | 0 | 0 | 0 | 0 | 0 | 0 | 0 | 0 | 0 | 0 | 0 | 0 | 0 | 0 | 0 | 0 | 0 | 0 | 0 | 12 | 1
NO |  | 170 | 2016 | 7 | 14 | 14 |  | Fish Hawk 230625 | Pebbledale | 230 | 0 | DCPSC | 4.9 | 0 | 1 | 954 ACSR | 0 | 0 | 0 | 0 | 0 | 0 | 0 | 0 | 0 | 0 | 0 | 0 | 0 | 0 | 0 | 0 | 0 | 0 | 0 | 0 | 0 | 0 | 0 | 12 | 1
NO |  | 170 | 2016 | 7 | 15 | 15 |  | Fish Hawk 230625 | Pebbledale | 230 | 0 | DSPDC | 0.09 | 0 | 2 | 954 ACSR | 0 | 0 | 0 | 0 | 0 | 0 | 0 | 0 | 0 | 0 | 0 | 0 | 0 | 0 | 0 | 0 | 0 | 0 | 0 | 0 | 0 | 0 | 0 | 12 | 1
NO |  | 170 | 2016 | 7 | 16 | 16 |  | Fish Hawk 230625 | Pebbledale | 230 | 0 | DSPSC | 6.97 | 0 | 1 | 954 ACSR | 0 | 0 | 0 | 0 | 0 | 0 | 0 | 0 | 0 | 0 | 0 | 0 | 0 | 0 | 0 | 0 | 0 | 0 | 0 | 0 | 0 | 0 | 0 | 12 | 1
NO |  | 170 | 2016 | 7 | 17 | 17 |  | Fish Hawk 230625 | Pebbledale | 230 | 0 | DWPSC | 4.46 | 0 | 1 | 954 ACSR | 0 | 0 | 0 | 0 | 0 | 0 | 0 | 0 | 0 | 0 | 0 | 0 | 0 | 0 | 0 | 0 | 0 | 0 | 0 | 0 | 0 | 0 | 0 | 12 | 1
NO |  | 170 | 2016 | 7 | 18 | 18 |  | Fish Hawk 230625 | Pebbledale | 230 | 0 | SCPSC | 0.78 | 0 | 1 | 954 ACSR | 0 | 0 | 0 | 0 | 0 | 0 | 0 | 0 | 0 | 0 | 0 | 0 | 0 | 0 | 0 | 0 | 0 | 0 | 0 | 0 | 0 | 0 | 0 | 12 | 1
NO |  | 170 | 2016 | 7 | 19 | 19 |  | Fish Hawk 230625 | Pebbledale | 230 | 0 | SCPSC | 0.03 | 0 | 1 | 954 ACSR | 0 | 0 | 0 | 0 | 0 | 0 | 0 | 0 | 0 | 0 | 0 | 0 | 0 | 0 | 0 | 0 | 0 | 0 | 0 | 0 | 0 | 0 | 0 | 12 | 1
NO |  | 170 | 2016 | 7 | 20 | 20 |  | Fish Hawk 230625 | Pebbledale | 230 | 0 | STDC | 0 | 1.99 | 2 | 954 ACSR | 0 | 0 | 0 | 0 | 0 | 0 | 0 | 0 | 0 | 0 | 0 | 0 | 0 | 0 | 0 | 0 | 0 | 0 | 0 | 0 | 0 | 0 | 0 | 12 | 1
NO |  | 170 | 2016 | 7 | 21 | 21 |  | Polk CTS 230631 | Polk Power Sub | 230 | 0 | SCPDC | 0 | 0.24 | 2 | 954 ACSR | 0 | 0 | 0 | 0 | 0 | 0 | 0 | 0 | 0 | 0 | 0 | 0 | 0 | 0 | 0 | 0 | 0 | 0 | 0 | 0 | 0 | 0 | 0 | 12 | 1
NO |  | 170 | 2016 | 7 | 22 | 22 |  | Polk CTS 230631 | Polk Power Sub | 230 | 0 | SCPSC | 0.32 | 0 | 1 | 954 ACSR | 0 | 0 | 0 | 0 | 0 | 0 | 0 | 0 | 0 | 0 | 0 | 0 | 0 | 0 | 0 | 0 | 0 | 0 | 0 | 0 | 0 | 0 | 0 | 12 | 1
NO |  | 170 | 2016 | 7 | 23 | 23 |  | Polk CTS 230631 | Polk Power Sub | 230 | 0 | SSPSC | 0.09 | 0 | 1 | 954 AAC | 0 | 0 | 0 | 0 | 0 | 0 | 0 | 0 | 0 | 0 | 0 | 0 | 0 | 0 | 0 | 0 | 0 | 0 | 0 | 0 | 0 | 0 | 0 | 12 | 1
NO |  | 170 | 2016 | 7 | 24 | 24 |  | Polk PW Sub 230635 | Mines Sub | 230 | 0 | SSPSC | 10.96 | 0 | 1 | 1590 ACSS | 0 | 0 | 0 | 0 | 0 | 0 | 0 | 0 | 0 | 0 | 0 | 0 | 0 | 0 | 0 | 0 | 0 | 0 | 0 | 0 | 0 | 0 | 0 | 12 | 1
NO |  | 170 | 2016 | 7 | 25 | 25 |  | De-energized 231008 | De-energized | 230 | 0 | STDC | 0.08 | 0 | 2 | 1590 ACSR | 0 | 0 | 0 | 0 | 0 | 0 | 0 | 0 | 0 | 0 | 0 | 0 | 0 | 0 | 0 | 0 | 0 | 0 | 0 | 0 | 0 | 0 | 0 | 12 | 1
NO |  | 170 | 2016 | 7 | 26 | 26 |  | De-energized 231008 | De-energized | 230 | 0 | STDC | 2.1 | 0 | 2 | 795 ACSR | 0 | 0 | 0 | 0 | 0 | 0 | 0 | 0 | 0 | 0 | 0 | 0 | 0 | 0 | 0 | 0 | 0 | 0 | 0 | 0 | 0 | 0 | 0 | 12 | 1
NO |  | 170 | 2016 | 7 | 27 | 27 |  | De-energized 231008 | De-energized | 230 | 0 | STDC | 0.14 | 0 | 2 | 954 ACSR | 0 | 0 | 0 | 0 | 0 | 0 | 0 | 0 | 0 | 0 | 0 | 0 | 0 | 0 | 0 | 0 | 0 | 0 | 0 | 0 | 0 | 0 | 0 | 12 | 1
NO |  | 170 | 2016 | 7 | 28 | 28 |  | De-energized 231902 | De-energized | 230 | 0 | STDC | 0 | 2.34 | 2 | 954 ACSR | 0 | 0 | 0 | 0 | 0 | 0 | 0 | 0 | 0 | 0 | 0 | 0 | 0 | 0 | 0 | 0 | 0 | 0 | 0 | 0 | 0 | 0 | 0 | 12 | 1
NO |  | 170 | 2016 | 7 | 29 | 29 |  | Juneau 138002 | Juneau | 138 | 0 | SCPSC | 0.04 | 0 | 1 | 954 AAC | 0 | 0 | 0 | 0 | 0 | 0 | 0 | 0 | 0 | 0 | 0 | 0 | 0 | 0 | 0 | 0 | 0 | 0 | 0 | 0 | 0 | 0 | 0 | 12 | 1
NO |  | 170 | 2016 | 7 | 30 | 30 |  | Juneau 138002 | Juneau | 138 | 0 | SWPSC | 0.04 | 0 | 1 | 954 AAC | 0 | 0 | 0 | 0 | 0 | 0 | 0 | 0 | 0 | 0 | 0 | 0 | 0 | 0 | 0 | 0 | 0 | 0 | 0 | 0 | 0 | 0 | 0 | 12 | 1
NO |  | 170 | 2016 | 7 | 31 | 31 |  | Juneau 138003 | Ohio | 138 | 0 | SCPSC | 0.31 | 0 | 1 | 954 ACSR | 0 | 0 | 0 | 0 | 0 | 0 | 0 | 0 | 0 | 0 | 0 | 0 | 0 | 0 | 0 | 0 | 0 | 0 | 0 | 0 | 0 | 0 | 0 | 12 | 1
NO |  | 170 | 2016 | 7 | 32 | 32 |  | Juneau 138003 | Ohio | 138 | 0 | SCPSC | 0.29 | 0 | 1 | 795 ACSR | 0 | 0 | 0 | 0 | 0 | 0 | 0 | 0 | 0 | 0 | 0 | 0 | 0 | 0 | 0 | 0 | 0 | 0 | 0 | 0 | 0 | 0 | 0 | 12 | 1
NO |  | 170 | 2016 | 7 | 33 | 33 |  | Juneau 138003 | Ohio | 138 | 0 | SCPSC | 1.25 | 0 | 1 | 954 AAC | 0 | 0 | 0 | 0 | 0 | 0 | 0 | 0 | 0 | 0 | 0 | 0 | 0 | 0 | 0 | 0 | 0 | 0 | 0 | 0 | 0 | 0 | 0 | 12 | 1
NO |  | 170 | 2016 | 7 | 34 | 34 |  | Juneau 138003 | Ohio | 138 | 0 | SCPSC | 0.49 | 0 | 1 | 636 AAC | 0 | 0 | 0 | 0 | 0 | 0 | 0 | 0 | 0 | 0 | 0 | 0 | 0 | 0 | 0 | 0 | 0 | 0 | 0 | 0 | 0 | 0 | 0 | 12 | 1
NO |  | 170 | 2016 | 7 | 35 | 35 |  | Juneau 138003 | Ohio | 138 | 0 | SSPDC | 0 | 1.06 | 2 | 954 ACSR | 0 | 0 | 0 | 0 | 0 | 0 | 0 | 0 | 0 | 0 | 0 | 0 | 0 | 0 | 0 | 0 | 0 | 0 | 0 | 0 | 0 | 0 | 0 | 12 | 1
NO |  | 170 | 2016 | 8 | 1 | 1 |  | Juneau 138003 | Ohio | 138 | 0 | SSPDC | 0 | 0.2 | 2 | 636 AAC | 0 | 0 | 0 | 0 | 0 | 0 | 0 | 0 | 0 | 0 | 0 | 0 | 0 | 0 | 0 | 0 | 0 | 0 | 0 | 0 | 0 | 0 | 0 | 12 | 1
NO |  | 170 | 2016 | 8 | 2 | 2 |  | Juneau 138003 | Ohio | 138 | 0 | SSPSC | 0.04 | 0 | 1 | 795 SSAC | 0 | 0 | 0 | 0 | 0 | 0 | 0 | 0 | 0 | 0 | 0 | 0 | 0 | 0 | 0 | 0 | 0 | 0 | 0 | 0 | 0 | 0 | 0 | 12 | 1
NO |  | 170 | 2016 | 8 | 3 | 3 |  | Juneau 138003 | Ohio | 138 | 0 | SSPSC | 0.28 | 0 | 1 | 954 AAC | 0 | 0 | 0 | 0 | 0 | 0 | 0 | 0 | 0 | 0 | 0 | 0 | 0 | 0 | 0 | 0 | 0 | 0 | 0 | 0 | 0 | 0 | 0 | 12 | 1
NO |  | 170 | 2016 | 8 | 4 | 4 |  | Juneau 138003 | Ohio | 138 | 0 | SSPSC | 0.06 | 0 | 1 | 636 AAC | 0 | 0 | 0 | 0 | 0 | 0 | 0 | 0 | 0 | 0 | 0 | 0 | 0 | 0 | 0 | 0 | 0 | 0 | 0 | 0 | 0 | 0 | 0 | 12 | 1
NO |  | 170 | 2016 | 8 | 5 | 5 |  | Juneau 138003 | Ohio | 138 | 0 | SWPSC | 0.12 | 0 | 1 | 795 SSAC | 0 | 0 | 0 | 0 | 0 | 0 | 0 | 0 | 0 | 0 | 0 | 0 | 0 | 0 | 0 | 0 | 0 | 0 | 0 | 0 | 0 | 0 | 0 | 12 | 1
NO |  | 170 | 2016 | 8 | 6 | 6 |  | Juneau 138003 | Ohio | 138 | 0 | SWPSC | 1.49 | 0 | 1 | 954 AAC | 0 | 0 | 0 | 0 | 0 | 0 | 0 | 0 | 0 | 0 | 0 | 0 | 0 | 0 | 0 | 0 | 0 | 0 | 0 | 0 | 0 | 0 | 0 | 12 | 1
NO |  | 170 | 2016 | 8 | 7 | 7 |  | Juneau 138003 | Ohio | 138 | 0 | SWPSC | 1.17 | 0 | 1 | 636 AAC | 0 | 0 | 0 | 0 | 0 | 0 | 0 | 0 | 0 | 0 | 0 | 0 | 0 | 0 | 0 | 0 | 0 | 0 | 0 | 0 | 0 | 0 | 0 | 12 | 1
NO |  | 170 | 2016 | 8 | 8 | 8 |  | Hooker Pt. 138004 | Gannon | 138 | 0 | SCPDC | 0.16 | 0 | 2 | 954 AAC | 0 | 0 | 0 | 0 | 0 | 0 | 0 | 0 | 0 | 0 | 0 | 0 | 0 | 0 | 0 | 0 | 0 | 0 | 0 | 0 | 0 | 0 | 0 | 12 | 1
NO |  | 170 | 2016 | 8 | 9 | 9 |  | Hooker Pt. 138004 | Gannon | 138 | 0 | SCPSC | 0.87 | 0 | 1 | 954 AAC | 0 | 0 | 0 | 0 | 0 | 0 | 0 | 0 | 0 | 0 | 0 | 0 | 0 | 0 | 0 | 0 | 0 | 0 | 0 | 0 | 0 | 0 | 0 | 12 | 1
NO |  | 170 | 2016 | 8 | 10 | 10 |  | Hooker Pt. 138004 | Gannon | 138 | 0 | SCPSC | 0.44 | 0 | 1 | 1590 ACSR | 0 | 0 | 0 | 0 | 0 | 0 | 0 | 0 | 0 | 0 | 0 | 0 | 0 | 0 | 0 | 0 | 0 | 0 | 0 | 0 | 0 | 0 | 0 | 12 | 1
NO |  | 170 | 2016 | 8 | 11 | 11 |  | Hooker Pt. 138004 | Gannon | 138 | 0 | SSPDC | 1.92 | 0 | 2 | 954 AAC | 0 | 0 | 0 | 0 | 0 | 0 | 0 | 0 | 0 | 0 | 0 | 0 | 0 | 0 | 0 | 0 | 0 | 0 | 0 | 0 | 0 | 0 | 0 | 12 | 1
NO |  | 170 | 2016 | 8 | 12 | 12 |  | Ohio 138005 | Clearview | 138 | 0 | SCPSC | 0.29 | 0 | 1 | 336 ACSR | 0 | 0 | 0 | 0 | 0 | 0 | 0 | 0 | 0 | 0 | 0 | 0 | 0 | 0 | 0 | 0 | 0 | 0 | 0 | 0 | 0 | 0 | 0 | 12 | 1
NO |  | 170 | 2016 | 8 | 13 | 13 |  | Ohio 138005 | Clearview | 138 | 0 | SCPSC | 1.32 | 0 | 1 | 795 SSAC | 0 | 0 | 0 | 0 | 0 | 0 | 0 | 0 | 0 | 0 | 0 | 0 | 0 | 0 | 0 | 0 | 0 | 0 | 0 | 0 | 0 | 0 | 0 | 12 | 1
NO |  | 170 | 2016 | 8 | 14 | 14 |  | Ohio 138005 | Clearview | 138 | 0 | SCPSC | 0.04 | 0 | 1 | 995 AAC | 0 | 0 | 0 | 0 | 0 | 0 | 0 | 0 | 0 | 0 | 0 | 0 | 0 | 0 | 0 | 0 | 0 | 0 | 0 | 0 | 0 | 0 | 0 | 12 | 1
NO |  | 170 | 2016 | 8 | 15 | 15 |  | Ohio 138005 | Clearview | 138 | 0 | SSPDC | 2.25 | 0 | 2 | 995 AAC | 0 | 0 | 0 | 0 | 0 | 0 | 0 | 0 | 0 | 0 | 0 | 0 | 0 | 0 | 0 | 0 | 0 | 0 | 0 | 0 | 0 | 0 | 0 | 12 | 1
NO |  | 170 | 2016 | 8 | 16 | 16 |  | Ohio 138005 | Clearview | 138 | 0 | SSPSC | 0.24 | 0 | 1 | 336 ACSR | 0 | 0 | 0 | 0 | 0 | 0 | 0 | 0 | 0 | 0 | 0 | 0 | 0 | 0 | 0 | 0 | 0 | 0 | 0 | 0 | 0 | 0 | 0 | 12 | 1
NO |  | 170 | 2016 | 8 | 17 | 17 |  | Ohio 138005 | Clearview | 138 | 0 | SSPSC | 0.37 | 0 | 1 | 795 SSAC | 0 | 0 | 0 | 0 | 0 | 0 | 0 | 0 | 0 | 0 | 0 | 0 | 0 | 0 | 0 | 0 | 0 | 0 | 0 | 0 | 0 | 0 | 0 | 12 | 1
NO |  | 170 | 2016 | 8 | 18 | 18 |  | Ohio 138005 | Clearview | 138 | 0 | SSPSC | 0.03 | 0 | 1 | 954 AAC | 0 | 0 | 0 | 0 | 0 | 0 | 0 | 0 | 0 | 0 | 0 | 0 | 0 | 0 | 0 | 0 | 0 | 0 | 0 | 0 | 0 | 0 | 0 | 12 | 1
NO |  | 170 | 2016 | 8 | 19 | 19 |  | Ohio 138005 | Clearview | 138 | 0 | SWPSC | 0.06 | 0 | 1 | 336 ASR | 0 | 0 | 0 | 0 | 0 | 0 | 0 | 0 | 0 | 0 | 0 | 0 | 0 | 0 | 0 | 0 | 0 | 0 | 0 | 0 | 0 | 0 | 0 | 12 | 1
NO |  | 170 | 2016 | 8 | 20 | 20 |  | Ohio 138006 | Himes | 138 | 0 | SCPSC | 0.07 | 0 | 1 | 954 ACSR | 0 | 0 | 0 | 0 | 0 | 0 | 0 | 0 | 0 | 0 | 0 | 0 | 0 | 0 | 0 | 0 | 0 | 0 | 0 | 0 | 0 | 0 | 0 | 12 | 1
NO |  | 170 | 2016 | 8 | 21 | 21 |  | Ohio 138006 | Himes | 138 | 0 | SCPSC | 0.22 | 0 | 1 | 954 AAC | 0 | 0 | 0 | 0 | 0 | 0 | 0 | 0 | 0 | 0 | 0 | 0 | 0 | 0 | 0 | 0 | 0 | 0 | 0 | 0 | 0 | 0 | 0 | 12 | 1
NO |  | 170 | 2016 | 8 | 22 | 22 |  | Ohio 138006 | Himes | 138 | 0 | SCPSC | 0.71 | 0 | 1 | 795 SSAC | 0 | 0 | 0 | 0 | 0 | 0 | 0 | 0 | 0 | 0 | 0 | 0 | 0 | 0 | 0 | 0 | 0 | 0 | 0 | 0 | 0 | 0 | 0 | 12 | 1
NO |  | 170 | 2016 | 8 | 23 | 23 |  | Ohio 138006 | Himes | 138 | 0 | SCPSC | 0.89 | 0 | 1 | 636 ACSR | 0 | 0 | 0 | 0 | 0 | 0 | 0 | 0 | 0 | 0 | 0 | 0 | 0 | 0 | 0 | 0 | 0 | 0 | 0 | 0 | 0 | 0 | 0 | 12 | 1
NO |  | 170 | 2016 | 8 | 24 | 24 |  | Ohio 138006 | Himes | 138 | 0 | SSPSC | 0.12 | 0 | 1 | 954 AAC | 0 | 0 | 0 | 0 | 0 | 0 | 0 | 0 | 0 | 0 | 0 | 0 | 0 | 0 | 0 | 0 | 0 | 0 | 0 | 0 | 0 | 0 | 0 | 12 | 1
NO |  | 170 | 2016 | 8 | 25 | 25 |  | Ohio 138006 | Himes | 138 | 0 | SSPSC | 0.66 | 0 | 1 | 795 SSAC | 0 | 0 | 0 | 0 | 0 | 0 | 0 | 0 | 0 | 0 | 0 | 0 | 0 | 0 | 0 | 0 | 0 | 0 | 0 | 0 | 0 | 0 | 0 | 12 | 1
NO |  | 170 | 2016 | 8 | 26 | 26 |  | Ohio 138006 | Himes | 138 | 0 | SSPSC | 0.33 | 0 | 1 | 636 ACSR | 0 | 0 | 0 | 0 | 0 | 0 | 0 | 0 | 0 | 0 | 0 | 0 | 0 | 0 | 0 | 0 | 0 | 0 | 0 | 0 | 0 | 0 | 0 | 12 | 1
NO |  | 170 | 2016 | 8 | 27 | 27 |  | Ohio 138006 | Himes | 138 | 0 | SWPSC | 2.88 | 0 | 1 | 636 ACSR | 0 | 0 | 0 | 0 | 0 | 0 | 0 | 0 | 0 | 0 | 0 | 0 | 0 | 0 | 0 | 0 | 0 | 0 | 0 | 0 | 0 | 0 | 0 | 12 | 1
NO |  | 170 | 2016 | 8 | 28 | 28 |  | Ohio 138006 | Himes | 138 | 0 | SWPSC | 2.32 | 0 | 1 | 795 SSAC | 0 | 0 | 0 | 0 | 0 | 0 | 0 | 0 | 0 | 0 | 0 | 0 | 0 | 0 | 0 | 0 | 0 | 0 | 0 | 0 | 0 | 0 | 0 | 12 | 1
NO |  | 170 | 2016 | 8 | 29 | 29 |  | Ohio 138006 | Himes | 138 | 0 | SWPSC | 0.38 | 0 | 1 | 954 AAC | 0 | 0 | 0 | 0 | 0 | 0 | 0 | 0 | 0 | 0 | 0 | 0 | 0 | 0 | 0 | 0 | 0 | 0 | 0 | 0 | 0 | 0 | 0 | 12 | 1
NO |  | 170 | 2016 | 8 | 30 | 30 |  | Ohio 138007 | Clearview | 138 | 0 | SCPSC | 0.13 | 0 | 1 | 954 AAC | 0 | 0 | 0 | 0 | 0 | 0 | 0 | 0 | 0 | 0 | 0 | 0 | 0 | 0 | 0 | 0 | 0 | 0 | 0 | 0 | 0 | 0 | 0 | 12 | 1
NO |  | 170 | 2016 | 8 | 31 | 31 |  | Ohio 138007 | Clearview | 138 | 0 | SSPSC | 0.96 | 0 | 1 | 954 AAC | 0 | 0 | 0 | 0 | 0 | 0 | 0 | 0 | 0 | 0 | 0 | 0 | 0 | 0 | 0 | 0 | 0 | 0 | 0 | 0 | 0 | 0 | 0 | 12 | 1
NO |  | 170 | 2016 | 8 | 32 | 32 |  | Ohio 138007 | Clearview | 138 | 0 | SSPSC | 0.02 | 0 | 1 | 795 SSAR | 0 | 0 | 0 | 0 | 0 | 0 | 0 | 0 | 0 | 0 | 0 | 0 | 0 | 0 | 0 | 0 | 0 | 0 | 0 | 0 | 0 | 0 | 0 | 12 | 1
NO |  | 170 | 2016 | 8 | 33 | 33 |  | Ohio 138007 | Clearview | 138 | 0 | SSPSC | 0.05 | 0 | 1 | 795 SSAC | 0 | 0 | 0 | 0 | 0 | 0 | 0 | 0 | 0 | 0 | 0 | 0 | 0 | 0 | 0 | 0 | 0 | 0 | 0 | 0 | 0 | 0 | 0 | 12 | 1
NO |  | 170 | 2016 | 8 | 34 | 34 |  | Ohio 138007 | Clearview | 138 | 0 | SWPSC | 1.43 | 0 | 1 | 954 AAC | 0 | 0 | 0 | 0 | 0 | 0 | 0 | 0 | 0 | 0 | 0 | 0 | 0 | 0 | 0 | 0 | 0 | 0 | 0 | 0 | 0 | 0 | 0 | 12 | 1
NO |  | 170 | 2016 | 8 | 35 | 35 |  | Gannon 138008 | Juneau | 138 | 0 | SCPDC | 0 | 0.16 | 2 | 1590 AAC | 0 | 0 | 0 | 0 | 0 | 0 | 0 | 0 | 0 | 0 | 0 | 0 | 0 | 0 | 0 | 0 | 0 | 0 | 0 | 0 | 0 | 0 | 0 | 12 | 1
NO |  | 170 | 2016 | 9 | 1 | 1 |  | Gannon 138008 | Juneau | 138 | 0 | SCPSC | 0.07 | 0 | 1 | (2)795 ACSR | 0 | 0 | 0 | 0 | 0 | 0 | 0 | 0 | 0 | 0 | 0 | 0 | 0 | 0 | 0 | 0 | 0 | 0 | 0 | 0 | 0 | 0 | 0 | 12 | 1
NO |  | 170 | 2016 | 9 | 2 | 2 |  | Gannon 138008 | Juneau | 138 | 0 | SCPSC | 8.63 | 0 | 1 | 1590 AAC | 0 | 0 | 0 | 0 | 0 | 0 | 0 | 0 | 0 | 0 | 0 | 0 | 0 | 0 | 0 | 0 | 0 | 0 | 0 | 0 | 0 | 0 | 0 | 12 | 1
NO |  | 170 | 2016 | 9 | 3 | 3 |  | Gannon 138008 | Juneau | 138 | 0 | SCPSC | 0 | 0.05 | 2 | 1590 ACSS | 0 | 0 | 0 | 0 | 0 | 0 | 0 | 0 | 0 | 0 | 0 | 0 | 0 | 0 | 0 | 0 | 0 | 0 | 0 | 0 | 0 | 0 | 0 | 12 | 1
NO |  | 170 | 2016 | 9 | 4 | 4 |  | Gannon 138008 | Juneau | 138 | 0 | SSPDC | 0 | 1.07 | 2 | 1590 AAC | 0 | 0 | 0 | 0 | 0 | 0 | 0 | 0 | 0 | 0 | 0 | 0 | 0 | 0 | 0 | 0 | 0 | 0 | 0 | 0 | 0 | 0 | 0 | 12 | 1
NO |  | 170 | 2016 | 9 | 5 | 5 |  | Gannon 138008 | Juneau | 138 | 0 | SSPDC | 0.69 | 0 | 2 | 1590 ACSR | 0 | 0 | 0 | 0 | 0 | 0 | 0 | 0 | 0 | 0 | 0 | 0 | 0 | 0 | 0 | 0 | 0 | 0 | 0 | 0 | 0 | 0 | 0 | 12 | 1
NO |  | 170 | 2016 | 9 | 6 | 6 |  | Gannon 138008 | Juneau | 138 | 0 | SSPDC | 0.04 | 0 | 1 | 1590 ACSR | 0 | 0 | 0 | 0 | 0 | 0 | 0 | 0 | 0 | 0 | 0 | 0 | 0 | 0 | 0 | 0 | 0 | 0 | 0 | 0 | 0 | 0 | 0 | 12 | 1
NO |  | 170 | 2016 | 9 | 7 | 7 |  | Gannon 138008 | Juneau | 138 | 0 | SSPSC | 1.21 | 0 | 1 | 1590 AAC | 0 | 0 | 0 | 0 | 0 | 0 | 0 | 0 | 0 | 0 | 0 | 0 | 0 | 0 | 0 | 0 | 0 | 0 | 0 | 0 | 0 | 0 | 0 | 12 | 1
NO |  | 170 | 2016 | 9 | 8 | 8 |  | Gannon 138008 | Juneau | 0 | 0 | SSPDC | 0.11 | 0 | 2 | 795 ACSR | 0 | 0 | 0 | 0 | 0 | 0 | 0 | 0 | 0 | 0 | 0 | 0 | 0 | 0 | 0 | 0 | 0 | 0 | 0 | 0 | 0 | 0 | 0 | 12 | 1
NO |  | 170 | 2016 | 9 | 9 | 9 |  | Gannon 138008 | Juneau | 138 | 0 | SSPSC | 0.15 | 0 | 1 | (2)795 ACSR | 0 | 0 | 0 | 0 | 0 | 0 | 0 | 0 | 0 | 0 | 0 | 0 | 0 | 0 | 0 | 0 | 0 | 0 | 0 | 0 | 0 | 0 | 0 | 12 | 1
NO |  | 170 | 2016 | 9 | 10 | 10 |  | Gannon 138011 | Gannon | 138 | 0 | DCPSC | 0.32 | 0 | 1 | 954 ACSR | 0 | 0 | 0 | 0 | 0 | 0 | 0 | 0 | 0 | 0 | 0 | 0 | 0 | 0 | 0 | 0 | 0 | 0 | 0 | 0 | 0 | 0 | 0 | 12 | 1
NO |  | 170 | 2016 | 9 | 11 | 11 |  | Gannon 138011 | Gannon | 138 | 0 | SCPSC | 0.12 | 0 | 1 | 954 ACSR | 0 | 0 | 0 | 0 | 0 | 0 | 0 | 0 | 0 | 0 | 0 | 0 | 0 | 0 | 0 | 0 | 0 | 0 | 0 | 0 | 0 | 0 | 0 | 12 | 1
NO |  | 170 | 2016 | 9 | 12 | 12 |  | Various 69 (OH) |  | 69 | 0 | SPDC | 11.29 | 18.92 | 2 |  | 0 | 0 | 0 | 0 | 0 | 0 | 0 | 0 | 0 | 0 | 0 | 0 | 0 | 0 | 0 | 0 | 0 | 0 | 0 | 0 | 0 | 0 | 0 | 12 | 1
NO |  | 170 | 2016 | 9 | 13 | 13 |  | Various 69 (OH) |  | 69 | 0 | DPSC | 3.27 | 0 | 1 |  | 0 | 0 | 0 | 0 | 0 | 0 | 0 | 0 | 0 | 0 | 0 | 0 | 0 | 0 | 0 | 0 | 0 | 0 | 0 | 0 | 0 | 0 | 0 | 12 | 1
NO |  | 170 | 2016 | 9 | 14 | 14 |  | Various 69 (OH) |  | 69 | 0 | SPSC | 698.51 | 0 | 1 |  | 0 | 0 | 0 | 0 | 0 | 0 | 0 | 0 | 0 | 0 | 0 | 0 | 0 | 0 | 0 | 0 | 0 | 0 | 0 | 0 | 0 | 0 | 0 | 12 | 1
NO |  | 170 | 2016 | 9 | 15 | 15 |  | Various 69 (OH) |  | 69 | 0 | DPDC | 2.18 | 2.38 | 2 |  | 0 | 0 | 0 | 0 | 0 | 0 | 0 | 0 | 0 | 0 | 0 | 0 | 0 | 0 | 0 | 0 | 0 | 0 | 0 | 0 | 0 | 0 | 0 | 12 | 1
NO |  | 170 | 2016 | 9 | 16 | 16 |  | Various 69 (OH) | De-energized | 69 | 0 |  | 10.7 | 0 | 1 |  | 0 | 0 | 0 | 0 | 0 | 0 | 0 | 0 | 0 | 0 | 0 | 0 | 0 | 0 | 0 | 0 | 0 | 0 | 0 | 0 | 0 | 0 | 0 | 12 | 1
NO |  | 170 | 2016 | 9 | 17 | 17 |  | Various 69 (UG) |  | 69 | 0 | Underground | 8.89 | 0 | 1 |  | 0 | 0 | 0 | 0 | 0 | 0 | 0 | 0 | 0 | 0 | 0 | 0 | 0 | 0 | 0 | 0 | 0 | 0 | 0 | 0 | 0 | 0 | 0 | 12 | 1
NO |  | 170 | 2016 | 9 | 18 | 18 |  |  |  | 0 | 0 |  | 0 | 0 | 0 |  | 38720738 | 386268785 | 424989523 | 0 | 0 | 0 | 0 | 0 | 0 | 0 | 0 | 0 | 0 | 0 | 0 | 0 | 0 | 0 | 0 | 0 | 0 | 0 | 0 | 12 | 1
NO |  | 171 | 2016 | 0 | 1 | 1 |  |  |  | 0 | 0 |  | 0 | 0 | 0 | ACSR | 0 | 0 | 0 | 0 | 0 | 0 | 0 | 0 | 0 | 0 | 0 | 0 | 0 | 0 | 0 | 0 | 0 | 0 | 0 | 0 | 0 | 0 | 0 | 12 | 0
NO |  | 171 | 2016 | 0 | 10 | 10 |  | Alcoa South Plant | Alcoa S.P. | 161 | 161 | S. Tower | 3.6 | 0 | 2 | 636 MCM | 0 | 0 | 0 | 0 | 0 | 0 | 0 | 0 | 0 | 0 | 0 | 0 | 0 | 0 | 0 | 0 | 0 | 0 | 0 | 0 | 0 | 0 | 0 | 12 | 0
NO |  | 171 | 2016 | 0 | 12 | 12 |  | Tapoco Div Cost and Expense |  | 0 | 0 |  | 0 | 0 | 0 |  | 0 | 541216 | 541216 | 564358 | 244573 | 42792 | 851723 | 0 | 0 | 0 | 0 | 0 | 0 | 0 | 0 | 0 | 0 | 0 | 0 | 0 | 0 | 0 | 0 | 12 | 0
NO |  | 171 | 2016 | 0 | 14 | 14 |  | High Rock | Tuckertown | 100 | 88 | St. Tower | 9.45 | 0 | 1 | 4/0 ACSR | 0 | 0 | 0 | 0 | 0 | 0 | 0 | 0 | 0 | 0 | 0 | 0 | 0 | 0 | 0 | 0 | 0 | 0 | 0 | 0 | 0 | 0 | 0 | 12 | 0
NO |  | 171 | 2016 | 0 | 15 | 15 |  | Tuckertown | Badin | 100 | 88 | St. Tower | 6.32 | 0 | 1 | 4/0 ACSR | 0 | 0 | 0 | 0 | 0 | 0 | 0 | 0 | 0 | 0 | 0 | 0 | 0 | 0 | 0 | 0 | 0 | 0 | 0 | 0 | 0 | 0 | 0 | 12 | 0
NO |  | 171 | 2016 | 0 | 16 | 16 |  | Narrows | Badin | 13.8 | 13.8 | St. Tower | 1.86 | 0 | 4 | 1033 MCM | 0 | 0 | 0 | 0 | 0 | 0 | 0 | 0 | 0 | 0 | 0 | 0 | 0 | 0 | 0 | 0 | 0 | 0 | 0 | 0 | 0 | 0 | 0 | 12 | 0
NO |  | 171 | 2016 | 0 | 17 | 17 |  | Falls | Badin | 100 | 88 | Wood | 3.33 | 0 | 1 | 2/0 ACSR | 0 | 0 | 0 | 0 | 0 | 0 | 0 | 0 | 0 | 0 | 0 | 0 | 0 | 0 | 0 | 0 | 0 | 0 | 0 | 0 | 0 | 0 | 0 | 12 | 0
NO |  | 171 | 2016 | 0 | 19 | 19 |  | Yadkin Div Cost and Expense |  | 0 | 0 |  | 0 | 0 | 0 |  | 0 | 283536 | 283536 | 617078 | 915918 | 31545 | 1564541 | 0 | 0 | 0 | 0 | 0 | 0 | 0 | 0 | 0 | 0 | 0 | 0 | 0 | 0 | 0 | 0 | 12 | 0
NO |  | 171 | 2016 | 0 | 21 | 21 |  | Circuit Moses PH | PA4 Alcoa Switchyard | 115 | 115 | Tower | 6.29 | 0 | 1 | ASCR 954 MCM | 0 | 0 | 0 | 0 | 0 | 0 | 0 | 0 | 0 | 0 | 0 | 0 | 0 | 0 | 0 | 0 | 0 | 0 | 0 | 0 | 0 | 0 | 0 | 12 | 0
NO |  | 171 | 2016 | 0 | 22 | 22 |  | Circuit Moses PH | PA5 Alcoa Switchyard | 115 | 115 | Tower | 0 | 0 | 1 | ASCR 954 MCM | 0 | 0 | 0 | 0 | 0 | 0 | 0 | 0 | 0 | 0 | 0 | 0 | 0 | 0 | 0 | 0 | 0 | 0 | 0 | 0 | 0 | 0 | 0 | 12 | 0
NO |  | 171 | 2016 | 0 | 23 | 23 |  | Circuit Moses PH | PA6 Alcoa Switchyard | 115 | 115 | Tower | 0 | 0 | 1 |  | 0 | 0 | 0 | 0 | 0 | 0 | 0 | 0 | 0 | 0 | 0 | 0 | 0 | 0 | 0 | 0 | 0 | 0 | 0 | 0 | 0 | 0 | 0 | 12 | 0
NO |  | 171 | 2016 | 0 | 24 | 24 |  | Circuit Int'l Boundary | CD-1 Denn Subs | 115 | 115 | Tower | 5.72 | 2 | 0 | ASCR 954 MCM | 0 | 0 | 0 | 0 | 0 | 0 | 0 | 0 | 0 | 0 | 0 | 0 | 0 | 0 | 0 | 0 | 0 | 0 | 0 | 0 | 0 | 0 | 0 | 12 | 0
NO |  | 171 | 2016 | 0 | 25 | 25 |  | Circuit Int'l Boundary * | CD-2 Denn Subs | 115 | 115 | Tower | 0 | 0 | 0 | 636 MCM | 0 | 0 | 0 | 0 | 0 | 0 | 0 | 0 | 0 | 0 | 0 | 0 | 0 | 0 | 0 | 0 | 0 | 0 | 0 | 0 | 0 | 0 | 0 | 12 | 0
NO |  | 171 | 2016 | 0 | 27 | 27 |  | No. 10 Substation 2** | Tie Line Alcoa Switchyard | 115 | 115 | Tower | 0.86 | 1.66 | 1 | 556.5 MCM | 0 | 0 | 0 | 0 | 0 | 0 | 0 | 0 | 0 | 0 | 0 | 0 | 0 | 0 | 0 | 0 | 0 | 0 | 0 | 0 | 0 | 0 | 0 | 12 | 0
NO |  | 171 | 2016 | 0 | 28 | 28 |  | " " | " " | 0 | 0 |  | 0 | 0 | 0 | 500 MCM | 0 | 0 | 0 | 0 | 0 | 0 | 0 | 0 | 0 | 0 | 0 | 0 | 0 | 0 | 0 | 0 | 0 | 0 | 0 | 0 | 0 | 0 | 0 | 12 | 0
NO |  | 171 | 2016 | 0 | 29 | 29 |  | " " | " " | 0 | 0 |  | 0 | 0 | 0 | 795 MCM | 0 | 0 | 0 | 0 | 0 | 0 | 0 | 0 | 0 | 0 | 0 | 0 | 0 | 0 | 0 | 0 | 0 | 0 | 0 | 0 | 0 | 0 | 0 | 12 | 0
NO |  | 171 | 2016 | 0 | 30 | 30 |  | No. 11 Substation 2 | Tie Line Alcoa Siwtchyard | 115 | 115 | H Wood & Tower | 2.45 | 0 | 1 | 556.5 MCM | 0 | 0 | 0 | 0 | 0 | 0 | 0 | 0 | 0 | 0 | 0 | 0 | 0 | 0 | 0 | 0 | 0 | 0 | 0 | 0 | 0 | 0 | 0 | 12 | 0
NO |  | 171 | 2016 | 0 | 31 | 31 |  | " " | " " | 0 | 0 |  | 0 | 0 | 0 | 300 MCM | 0 | 0 | 0 | 0 | 0 | 0 | 0 | 0 | 0 | 0 | 0 | 0 | 0 | 0 | 0 | 0 | 0 | 0 | 0 | 0 | 0 | 0 | 0 | 12 | 0
NO |  | 171 | 2016 | 0 | 32 | 32 |  | " " | " " | 0 | 0 |  | 0 | 0 | 0 | 350 MCM | 0 | 0 | 0 | 0 | 0 | 0 | 0 | 0 | 0 | 0 | 0 | 0 | 0 | 0 | 0 | 0 | 0 | 0 | 0 | 0 | 0 | 0 | 0 | 12 | 0
NO |  | 171 | 2016 | 0 | 33 | 33 |  | L S Div Cost and Expense |  | 0 | 0 |  | 0 | 0 | 0 |  | 0 | 213773 | 213773 | 60405 | 1276077 | 0 | 1336482 | 0 | 0 | 0 | 0 | 0 | 0 | 0 | 0 | 0 | 0 | 0 | 0 | 0 | 0 | 0 | 0 | 12 | 0
NO |  | 171 | 2016 | 0 | 35 | 35 |  | Colockum Div Cost and Expen |  | 0 | 0 |  | 0 | 0 | 0 |  | 0 | 0 | 0 | 0 | 0 | 0 | 0 | 0 | 0 | 0 | 0 | 0 | 0 | 0 | 0 | 0 | 0 | 0 | 0 | 0 | 0 | 0 | 0 | 12 | 0
NO |  | 171 | 2016 | 0 | 36 | 36 |  | TOTAL |  | 0 | 0 |  | 39.88 | 3.66 | 14 |  | 0 | 1038525 | 1038525 | 1241841 | 2436568 | 74337 | 3752746 | 0 | 0 | 0 | 0 | 0 | 0 | 0 | 0 | 0 | 0 | 0 | 0 | 0 | 0 | 0 | 0 | 12 | 0
NO |  | 175 | 2016 | 0 | 1 | 1 |  | Allen Jct | Fulton | 0 | 0 |  | 0 | 0 | 0 |  | 0 | 0 | 0 | 0 | 0 | 0 | 0 | 0 | 0 | 0 | 0 | 0 | 0 | 0 | 0 | 0 | 0 | 0 | 0 | 0 | 0 | 0 | 0 | 12 | 1
NO |  | 175 | 2016 | 0 | 2 | 2 |  | Allen Jct | Midway | 0 | 0 |  | 0 | 0 | 0 |  | 0 | 0 | 0 | 0 | 0 | 0 | 0 | 0 | 0 | 0 | 0 | 0 | 0 | 0 | 0 | 0 | 0 | 0 | 0 | 0 | 0 | 0 | 0 | 12 | 1
NO |  | 175 | 2016 | 0 | 3 | 3 |  | Bay Shore | Lallendorf No. 1 | 0 | 0 |  | 0 | 0 | 0 |  | 0 | 0 | 0 | 0 | 0 | 0 | 0 | 0 | 0 | 0 | 0 | 0 | 0 | 0 | 0 | 0 | 0 | 0 | 0 | 0 | 0 | 0 | 0 | 12 | 1
NO |  | 175 | 2016 | 0 | 4 | 4 |  | Bay Shore | Lallendorf No. 2 | 0 | 0 |  | 0 | 0 | 0 |  | 0 | 0 | 0 | 0 | 0 | 0 | 0 | 0 | 0 | 0 | 0 | 0 | 0 | 0 | 0 | 0 | 0 | 0 | 0 | 0 | 0 | 0 | 0 | 12 | 1
NO |  | 175 | 2016 | 0 | 5 | 5 |  | Bay Shore | Davis Besse | 0 | 0 |  | 0 | 0 | 0 |  | 0 | 0 | 0 | 0 | 0 | 0 | 0 | 0 | 0 | 0 | 0 | 0 | 0 | 0 | 0 | 0 | 0 | 0 | 0 | 0 | 0 | 0 | 0 | 12 | 1
NO |  | 175 | 2016 | 0 | 6 | 6 |  | Beaver | Davis-Besse | 0 | 0 |  | 0 | 0 | 0 |  | 0 | 0 | 0 | 0 | 0 | 0 | 0 | 0 | 0 | 0 | 0 | 0 | 0 | 0 | 0 | 0 | 0 | 0 | 0 | 0 | 0 | 0 | 0 | 12 | 1
NO |  | 175 | 2016 | 0 | 7 | 7 |  | Davis-Besse | Hayes | 0 | 0 |  | 0 | 0 | 0 |  | 0 | 0 | 0 | 0 | 0 | 0 | 0 | 0 | 0 | 0 | 0 | 0 | 0 | 0 | 0 | 0 | 0 | 0 | 0 | 0 | 0 | 0 | 0 | 12 | 1
NO |  | 175 | 2016 | 0 | 8 | 8 |  | Davis-Besse | Lemoyne | 0 | 0 |  | 0 | 0 | 0 |  | 0 | 0 | 0 | 0 | 0 | 0 | 0 | 0 | 0 | 0 | 0 | 0 | 0 | 0 | 0 | 0 | 0 | 0 | 0 | 0 | 0 | 0 | 0 | 12 | 1
NO |  | 175 | 2016 | 0 | 9 | 9 |  | Dowling | Fulton | 0 | 0 |  | 0 | 0 | 0 |  | 0 | 0 | 0 | 0 | 0 | 0 | 0 | 0 | 0 | 0 | 0 | 0 | 0 | 0 | 0 | 0 | 0 | 0 | 0 | 0 | 0 | 0 | 0 | 12 | 1
NO |  | 175 | 2016 | 0 | 10 | 10 |  | Dowling | Lemoyne | 0 | 0 |  | 0 | 0 | 0 |  | 0 | 0 | 0 | 0 | 0 | 0 | 0 | 0 | 0 | 0 | 0 | 0 | 0 | 0 | 0 | 0 | 0 | 0 | 0 | 0 | 0 | 0 | 0 | 12 | 1
NO |  | 175 | 2016 | 0 | 11 | 11 |  | Fostoria Central | Lallendorf | 0 | 0 |  | 0 | 0 | 0 |  | 0 | 0 | 0 | 0 | 0 | 0 | 0 | 0 | 0 | 0 | 0 | 0 | 0 | 0 | 0 | 0 | 0 | 0 | 0 | 0 | 0 | 0 | 0 | 12 | 1
NO |  | 175 | 2016 | 0 | 12 | 12 |  | Fostoria | Central-Lemoyne | 0 | 0 |  | 0 | 0 | 0 |  | 0 | 0 | 0 | 0 | 0 | 0 | 0 | 0 | 0 | 0 | 0 | 0 | 0 | 0 | 0 | 0 | 0 | 0 | 0 | 0 | 0 | 0 | 0 | 12 | 1
NO |  | 175 | 2016 | 0 | 13 | 13 |  | Fulton | North Star Steel | 0 | 0 |  | 0 | 0 | 0 |  | 0 | 0 | 0 | 0 | 0 | 0 | 0 | 0 | 0 | 0 | 0 | 0 | 0 | 0 | 0 | 0 | 0 | 0 | 0 | 0 | 0 | 0 | 0 | 12 | 1
NO |  | 175 | 2016 | 0 | 14 | 14 |  | Lallendorf | Monroe | 0 | 0 |  | 0 | 0 | 0 |  | 0 | 0 | 0 | 0 | 0 | 0 | 0 | 0 | 0 | 0 | 0 | 0 | 0 | 0 | 0 | 0 | 0 | 0 | 0 | 0 | 0 | 0 | 0 | 12 | 1
NO |  | 175 | 2016 | 0 | 15 | 15 |  | Lemoyne | Majestic | 0 | 0 |  | 0 | 0 | 0 |  | 0 | 0 | 0 | 0 | 0 | 0 | 0 | 0 | 0 | 0 | 0 | 0 | 0 | 0 | 0 | 0 | 0 | 0 | 0 | 0 | 0 | 0 | 0 | 12 | 1
NO |  | 175 | 2016 | 0 | 16 | 16 |  | Lemoyne | Midway | 0 | 0 |  | 0 | 0 | 0 |  | 0 | 0 | 0 | 0 | 0 | 0 | 0 | 0 | 0 | 0 | 0 | 0 | 0 | 0 | 0 | 0 | 0 | 0 | 0 | 0 | 0 | 0 | 0 | 12 | 1
NO |  | 175 | 2016 | 0 | 17 | 17 |  | Troy Energy | Lemoyne | 0 | 0 |  | 0 | 0 | 0 |  | 0 | 0 | 0 | 0 | 0 | 0 | 0 | 0 | 0 | 0 | 0 | 0 | 0 | 0 | 0 | 0 | 0 | 0 | 0 | 0 | 0 | 0 | 0 | 12 | 1
NO |  | 175 | 2016 | 0 | 18 | 18 |  |  |  | 0 | 0 |  | 232.56 | 0 | 0 |  | 8435236 | 0 | 8435236 | 0 | 0 | 0 | 0 | 0 | 0 | 0 | 0 | 0 | 0 | 0 | 0 | 0 | 0 | 0 | 0 | 0 | 0 | 0 | 0 | 12 | 1
NO |  | 175 | 2016 | 0 | 19 | 19 |  | Total 345 KV Lines |  | 0 | 0 |  | 232.56 | 0 | 0 |  | 8435236 | 0 | 8435236 | 0 | 0 | 0 | 0 | 0 | 0 | 0 | 0 | 0 | 0 | 0 | 0 | 0 | 661750025 | 0 | 0 | 0 | 0 | 0 | 0 | 12 | 1
NO |  | 175 | 2016 | 0 | 21 | 21 |  | Allen Jct. | Vulcan | 0 | 0 |  | 0 | 0 | 0 |  | 0 | 0 | 0 | 0 | 0 | 0 | 0 | 0 | 0 | 0 | 0 | 0 | 0 | 0 | 0 | 0 | 0 | 0 | 0 | 0 | 0 | 0 | 0 | 12 | 1
NO |  | 175 | 2016 | 0 | 22 | 22 |  | Allen Jct. | Westgate | 0 | 0 |  | 0 | 0 | 0 |  | 0 | 0 | 0 | 0 | 0 | 0 | 0 | 0 | 0 | 0 | 0 | 0 | 0 | 0 | 0 | 0 | 0 | 0 | 0 | 0 | 0 | 0 | 0 | 12 | 1
NO |  | 175 | 2016 | 0 | 23 | 23 |  | Allen Jct. | East Fayette | 0 | 0 |  | 0 | 0 | 0 |  | 0 | 0 | 0 | 0 | 0 | 0 | 0 | 0 | 0 | 0 | 0 | 0 | 0 | 0 | 0 | 0 | 0 | 0 | 0 | 0 | 0 | 0 | 0 | 12 | 1
NO |  | 175 | 2016 | 0 | 24 | 24 |  | Allen Jct | Jackman | 0 | 0 |  | 0 | 0 | 0 |  | 0 | 0 | 0 | 0 | 0 | 0 | 0 | 0 | 0 | 0 | 0 | 0 | 0 | 0 | 0 | 0 | 0 | 0 | 0 | 0 | 0 | 0 | 0 | 12 | 1
NO |  | 175 | 2016 | 0 | 25 | 25 |  | Angola | Eber - Vulcan | 0 | 0 |  | 0 | 0 | 0 |  | 0 | 0 | 0 | 0 | 0 | 0 | 0 | 0 | 0 | 0 | 0 | 0 | 0 | 0 | 0 | 0 | 0 | 0 | 0 | 0 | 0 | 0 | 0 | 12 | 1
NO |  | 175 | 2016 | 0 | 26 | 26 |  | Angola | Midway | 0 | 0 |  | 0 | 0 | 0 |  | 0 | 0 | 0 | 0 | 0 | 0 | 0 | 0 | 0 | 0 | 0 | 0 | 0 | 0 | 0 | 0 | 0 | 0 | 0 | 0 | 0 | 0 | 0 | 12 | 1
NO |  | 175 | 2016 | 0 | 27 | 27 |  | Ayersville | Richland | 0 | 0 |  | 0 | 0 | 0 |  | 0 | 0 | 0 | 0 | 0 | 0 | 0 | 0 | 0 | 0 | 0 | 0 | 0 | 0 | 0 | 0 | 0 | 0 | 0 | 0 | 0 | 0 | 0 | 12 | 1
NO |  | 175 | 2016 | 0 | 28 | 28 |  | Bay Shore | Decant | 0 | 0 |  | 0 | 0 | 0 |  | 0 | 0 | 0 | 0 | 0 | 0 | 0 | 0 | 0 | 0 | 0 | 0 | 0 | 0 | 0 | 0 | 0 | 0 | 0 | 0 | 0 | 0 | 0 | 12 | 1
NO |  | 175 | 2016 | 0 | 29 | 29 |  | Bay Shore | Husky #1 | 0 | 0 |  | 0 | 0 | 0 |  | 0 | 0 | 0 | 0 | 0 | 0 | 0 | 0 | 0 | 0 | 0 | 0 | 0 | 0 | 0 | 0 | 0 | 0 | 0 | 0 | 0 | 0 | 0 | 12 | 1
NO |  | 175 | 2016 | 0 | 30 | 30 |  | Bay Shore | Husky #2 | 0 | 0 |  | 0 | 0 | 0 |  | 0 | 0 | 0 | 0 | 0 | 0 | 0 | 0 | 0 | 0 | 0 | 0 | 0 | 0 | 0 | 0 | 0 | 0 | 0 | 0 | 0 | 0 | 0 | 12 | 1
NO |  | 175 | 2016 | 0 | 31 | 31 |  | Bay Shore | Maclean | 0 | 0 |  | 0 | 0 | 0 |  | 0 | 0 | 0 | 0 | 0 | 0 | 0 | 0 | 0 | 0 | 0 | 0 | 0 | 0 | 0 | 0 | 0 | 0 | 0 | 0 | 0 | 0 | 0 | 12 | 1
NO |  | 175 | 2016 | 0 | 32 | 32 |  | Bay Shore | GM Powertrain | 0 | 0 |  | 0 | 0 | 0 |  | 0 | 0 | 0 | 0 | 0 | 0 | 0 | 0 | 0 | 0 | 0 | 0 | 0 | 0 | 0 | 0 | 0 | 0 | 0 | 0 | 0 | 0 | 0 | 12 | 1
NO |  | 175 | 2016 | 0 | 33 | 33 |  | Bay Shore | Ironville | 0 | 0 |  | 0 | 0 | 0 |  | 0 | 0 | 0 | 0 | 0 | 0 | 0 | 0 | 0 | 0 | 0 | 0 | 0 | 0 | 0 | 0 | 0 | 0 | 0 | 0 | 0 | 0 | 0 | 12 | 1
NO |  | 175 | 2016 | 0 | 34 | 34 |  | Bay Shore | Jeep #2 | 0 | 0 |  | 0 | 0 | 0 |  | 0 | 0 | 0 | 0 | 0 | 0 | 0 | 0 | 0 | 0 | 0 | 0 | 0 | 0 | 0 | 0 | 0 | 0 | 0 | 0 | 0 | 0 | 0 | 12 | 1
NO |  | 175 | 2016 | 0 | 35 | 35 |  | Bay Shore | Ottawa- Toussaint | 0 | 0 |  | 0 | 0 | 0 |  | 0 | 0 | 0 | 0 | 0 | 0 | 0 | 0 | 0 | 0 | 0 | 0 | 0 | 0 | 0 | 0 | 0 | 0 | 0 | 0 | 0 | 0 | 0 | 12 | 1
NO |  | 175 | 2016 | 0 | 36 | 36 |  | TOTAL |  | 0 | 0 |  | 1212.77 | 0 | 0 |  | 16373884 | 9583099 | 25956983 | 838 | 90896 | 0 | 91734 | 0 | 0 | 0 | 0 | 0 | 0 | 0 | 0 | 0 | 0 | 0 | 0 | 0 | 0 | 0 | 0 | 12 | 1
NO |  | 175 | 2016 | 1 | 1 | 1 |  | BP Husky | Jackman | 0 | 0 |  | 0 | 0 | 0 |  | 0 | 0 | 0 | 0 | 0 | 0 | 0 | 0 | 0 | 0 | 0 | 0 | 0 | 0 | 0 | 0 | 0 | 0 | 0 | 0 | 0 | 0 | 0 | 12 | 1
NO |  | 175 | 2016 | 1 | 2 | 2 |  | BP Husky | Lemoyne | 0 | 0 |  | 0 | 0 | 0 |  | 0 | 0 | 0 | 0 | 0 | 0 | 0 | 0 | 0 | 0 | 0 | 0 | 0 | 0 | 0 | 0 | 0 | 0 | 0 | 0 | 0 | 0 | 0 | 12 | 1
NO |  | 175 | 2016 | 1 | 3 | 3 |  | Chysler | MacLean | 0 | 0 |  | 0 | 0 | 0 |  | 0 | 0 | 0 | 0 | 0 | 0 | 0 | 0 | 0 | 0 | 0 | 0 | 0 | 0 | 0 | 0 | 0 | 0 | 0 | 0 | 0 | 0 | 0 | 12 | 1
NO |  | 175 | 2016 | 1 | 4 | 4 |  | Chysler | Dowling | 0 | 0 |  | 0 | 0 | 0 |  | 0 | 0 | 0 | 0 | 0 | 0 | 0 | 0 | 0 | 0 | 0 | 0 | 0 | 0 | 0 | 0 | 0 | 0 | 0 | 0 | 0 | 0 | 0 | 12 | 1
NO |  | 175 | 2016 | 1 | 5 | 5 |  | Decant | Ottawa | 0 | 0 |  | 0 | 0 | 0 |  | 0 | 0 | 0 | 0 | 0 | 0 | 0 | 0 | 0 | 0 | 0 | 0 | 0 | 0 | 0 | 0 | 0 | 0 | 0 | 0 | 0 | 0 | 0 | 12 | 1
NO |  | 175 | 2016 | 1 | 6 | 6 |  | Defiance | SW Richland | 0 | 0 |  | 0 | 0 | 0 |  | 0 | 0 | 0 | 0 | 0 | 0 | 0 | 0 | 0 | 0 | 0 | 0 | 0 | 0 | 0 | 0 | 0 | 0 | 0 | 0 | 0 | 0 | 0 | 12 | 1
NO |  | 175 | 2016 | 1 | 7 | 7 |  | Delta | Fulton | 0 | 0 |  | 0 | 0 | 0 |  | 0 | 0 | 0 | 0 | 0 | 0 | 0 | 0 | 0 | 0 | 0 | 0 | 0 | 0 | 0 | 0 | 0 | 0 | 0 | 0 | 0 | 0 | 0 | 12 | 1
NO |  | 175 | 2016 | 1 | 8 | 8 |  | Delta | Wauseon | 0 | 0 |  | 0 | 0 | 0 |  | 0 | 0 | 0 | 0 | 0 | 0 | 0 | 0 | 0 | 0 | 0 | 0 | 0 | 0 | 0 | 0 | 0 | 0 | 0 | 0 | 0 | 0 | 0 | 12 | 1
NO |  | 175 | 2016 | 1 | 9 | 9 |  | Dixie | Jackman | 0 | 0 |  | 0 | 0 | 0 |  | 0 | 0 | 0 | 0 | 0 | 0 | 0 | 0 | 0 | 0 | 0 | 0 | 0 | 0 | 0 | 0 | 0 | 0 | 0 | 0 | 0 | 0 | 0 | 12 | 1
NO |  | 175 | 2016 | 1 | 10 | 10 |  | Dixie | Jeep #2 | 0 | 0 |  | 0 | 0 | 0 |  | 0 | 0 | 0 | 0 | 0 | 0 | 0 | 0 | 0 | 0 | 0 | 0 | 0 | 0 | 0 | 0 | 0 | 0 | 0 | 0 | 0 | 0 | 0 | 12 | 1
NO |  | 175 | 2016 | 1 | 11 | 11 |  | Dowling | Lemoyne | 0 | 0 |  | 0 | 0 | 0 |  | 0 | 0 | 0 | 0 | 0 | 0 | 0 | 0 | 0 | 0 | 0 | 0 | 0 | 0 | 0 | 0 | 0 | 0 | 0 | 0 | 0 | 0 | 0 | 12 | 1
NO |  | 175 | 2016 | 1 | 12 | 12 |  | Dowling | Levi Park | 0 | 0 |  | 0 | 0 | 0 |  | 0 | 0 | 0 | 0 | 0 | 0 | 0 | 0 | 0 | 0 | 0 | 0 | 0 | 0 | 0 | 0 | 0 | 0 | 0 | 0 | 0 | 0 | 0 | 12 | 1
NO |  | 175 | 2016 | 1 | 13 | 13 |  | Dowling | Midway | 0 | 0 |  | 0 | 0 | 0 |  | 0 | 0 | 0 | 0 | 0 | 0 | 0 | 0 | 0 | 0 | 0 | 0 | 0 | 0 | 0 | 0 | 0 | 0 | 0 | 0 | 0 | 0 | 0 | 12 | 1
NO |  | 175 | 2016 | 1 | 14 | 14 |  | Eber | Swanton | 0 | 0 |  | 0 | 0 | 0 |  | 0 | 0 | 0 | 0 | 0 | 0 | 0 | 0 | 0 | 0 | 0 | 0 | 0 | 0 | 0 | 0 | 0 | 0 | 0 | 0 | 0 | 0 | 0 | 12 | 1
NO |  | 175 | 2016 | 1 | 15 | 15 |  | East Fayette | Stryker | 0 | 0 |  | 0 | 0 | 0 |  | 0 | 0 | 0 | 0 | 0 | 0 | 0 | 0 | 0 | 0 | 0 | 0 | 0 | 0 | 0 | 0 | 0 | 0 | 0 | 0 | 0 | 0 | 0 | 12 | 1
NO |  | 175 | 2016 | 1 | 16 | 16 |  | Fostoria West End | Lemoyne W. Fremont-Woodvile | 0 | 0 |  | 0 | 0 | 0 |  | 0 | 0 | 0 | 0 | 0 | 0 | 0 | 0 | 0 | 0 | 0 | 0 | 0 | 0 | 0 | 0 | 0 | 0 | 0 | 0 | 0 | 0 | 0 | 12 | 1
NO |  | 175 | 2016 | 1 | 17 | 17 |  | Fremont | West Fremont | 0 | 0 |  | 0 | 0 | 0 |  | 0 | 0 | 0 | 0 | 0 | 0 | 0 | 0 | 0 | 0 | 0 | 0 | 0 | 0 | 0 | 0 | 0 | 0 | 0 | 0 | 0 | 0 | 0 | 12 | 1
NO |  | 175 | 2016 | 1 | 18 | 18 |  | Fulton | Swanton | 0 | 0 |  | 0 | 0 | 0 |  | 0 | 0 | 0 | 0 | 0 | 0 | 0 | 0 | 0 | 0 | 0 | 0 | 0 | 0 | 0 | 0 | 0 | 0 | 0 | 0 | 0 | 0 | 0 | 12 | 1
NO |  | 175 | 2016 | 1 | 19 | 19 |  | GM | Richland #1 | 0 | 0 |  | 0 | 0 | 0 |  | 0 | 0 | 0 | 0 | 0 | 0 | 0 | 0 | 0 | 0 | 0 | 0 | 0 | 0 | 0 | 0 | 0 | 0 | 0 | 0 | 0 | 0 | 0 | 12 | 1
NO |  | 175 | 2016 | 1 | 20 | 20 |  | GM | Richland #2 | 0 | 0 |  | 0 | 0 | 0 |  | 0 | 0 | 0 | 0 | 0 | 0 | 0 | 0 | 0 | 0 | 0 | 0 | 0 | 0 | 0 | 0 | 0 | 0 | 0 | 0 | 0 | 0 | 0 | 12 | 1
NO |  | 175 | 2016 | 1 | 21 | 21 |  | GM | Jackman | 0 | 0 |  | 0 | 0 | 0 |  | 0 | 0 | 0 | 0 | 0 | 0 | 0 | 0 | 0 | 0 | 0 | 0 | 0 | 0 | 0 | 0 | 0 | 0 | 0 | 0 | 0 | 0 | 0 | 12 | 1
NO |  | 175 | 2016 | 1 | 22 | 22 |  | Jackman | Vulcan | 0 | 0 |  | 0 | 0 | 0 |  | 0 | 0 | 0 | 0 | 0 | 0 | 0 | 0 | 0 | 0 | 0 | 0 | 0 | 0 | 0 | 0 | 0 | 0 | 0 | 0 | 0 | 0 | 0 | 12 | 1
NO |  | 175 | 2016 | 1 | 23 | 23 |  | Jackman | Toledo Hospital | 0 | 0 |  | 0 | 0 | 0 |  | 0 | 0 | 0 | 0 | 0 | 0 | 0 | 0 | 0 | 0 | 0 | 0 | 0 | 0 | 0 | 0 | 0 | 0 | 0 | 0 | 0 | 0 | 0 | 12 | 1
NO |  | 175 | 2016 | 1 | 24 | 24 |  | Jackman | Westgate | 0 | 0 |  | 0 | 0 | 0 |  | 0 | 0 | 0 | 0 | 0 | 0 | 0 | 0 | 0 | 0 | 0 | 0 | 0 | 0 | 0 | 0 | 0 | 0 | 0 | 0 | 0 | 0 | 0 | 12 | 1
NO |  | 175 | 2016 | 1 | 25 | 25 |  | Lakeview | Ottawa | 0 | 0 |  | 0 | 0 | 0 |  | 0 | 0 | 0 | 0 | 0 | 0 | 0 | 0 | 0 | 0 | 0 | 0 | 0 | 0 | 0 | 0 | 0 | 0 | 0 | 0 | 0 | 0 | 0 | 12 | 1
NO |  | 175 | 2016 | 1 | 26 | 26 |  | Levis Park | Midway | 0 | 0 |  | 0 | 0 | 0 |  | 0 | 0 | 0 | 0 | 0 | 0 | 0 | 0 | 0 | 0 | 0 | 0 | 0 | 0 | 0 | 0 | 0 | 0 | 0 | 0 | 0 | 0 | 0 | 12 | 1
NO |  | 175 | 2016 | 1 | 27 | 27 |  | Lemoyne | Midway #2 (Brim) | 0 | 0 |  | 0 | 0 | 0 |  | 0 | 0 | 0 | 0 | 0 | 0 | 0 | 0 | 0 | 0 | 0 | 0 | 0 | 0 | 0 | 0 | 0 | 0 | 0 | 0 | 0 | 0 | 0 | 12 | 1
NO |  | 175 | 2016 | 1 | 28 | 28 |  | Lemoyne | West Fremont | 0 | 0 |  | 0 | 0 | 0 |  | 0 | 0 | 0 | 0 | 0 | 0 | 0 | 0 | 0 | 0 | 0 | 0 | 0 | 0 | 0 | 0 | 0 | 0 | 0 | 0 | 0 | 0 | 0 | 12 | 1
NO |  | 175 | 2016 | 1 | 29 | 29 |  | Lemoyne | Maclean | 0 | 0 |  | 0 | 0 | 0 |  | 0 | 0 | 0 | 0 | 0 | 0 | 0 | 0 | 0 | 0 | 0 | 0 | 0 | 0 | 0 | 0 | 0 | 0 | 0 | 0 | 0 | 0 | 0 | 12 | 1
NO |  | 175 | 2016 | 1 | 30 | 30 |  | Lockwood | Richland | 0 | 0 |  | 0 | 0 | 0 |  | 0 | 0 | 0 | 0 | 0 | 0 | 0 | 0 | 0 | 0 | 0 | 0 | 0 | 0 | 0 | 0 | 0 | 0 | 0 | 0 | 0 | 0 | 0 | 12 | 1
NO |  | 175 | 2016 | 1 | 31 | 31 |  | MacLean | Chrysler | 0 | 0 |  | 0 | 0 | 0 |  | 0 | 0 | 0 | 0 | 0 | 0 | 0 | 0 | 0 | 0 | 0 | 0 | 0 | 0 | 0 | 0 | 0 | 0 | 0 | 0 | 0 | 0 | 0 | 12 | 1
NO |  | 175 | 2016 | 1 | 32 | 32 |  | Midway | Napolean | 0 | 0 |  | 0 | 0 | 0 |  | 0 | 0 | 0 | 0 | 0 | 0 | 0 | 0 | 0 | 0 | 0 | 0 | 0 | 0 | 0 | 0 | 0 | 0 | 0 | 0 | 0 | 0 | 0 | 12 | 1
NO |  | 175 | 2016 | 1 | 33 | 33 |  | Midway | Levis Park | 0 | 0 |  | 0 | 0 | 0 |  | 0 | 0 | 0 | 0 | 0 | 0 | 0 | 0 | 0 | 0 | 0 | 0 | 0 | 0 | 0 | 0 | 0 | 0 | 0 | 0 | 0 | 0 | 0 | 12 | 1
NO |  | 175 | 2016 | 1 | 34 | 34 |  | Midway | Richland-Wauseon | 0 | 0 |  | 0 | 0 | 0 |  | 0 | 0 | 0 | 0 | 0 | 0 | 0 | 0 | 0 | 0 | 0 | 0 | 0 | 0 | 0 | 0 | 0 | 0 | 0 | 0 | 0 | 0 | 0 | 12 | 1
NO |  | 175 | 2016 | 1 | 35 | 35 |  | Napolean | Richland-Stryker | 0 | 0 |  | 0 | 0 | 0 |  | 0 | 0 | 0 | 0 | 0 | 0 | 0 | 0 | 0 | 0 | 0 | 0 | 0 | 0 | 0 | 0 | 0 | 0 | 0 | 0 | 0 | 0 | 0 | 12 | 1
NO |  | 175 | 2016 | 2 | 1 | 1 |  | Ottawa | West Fremont #1 | 0 | 0 |  | 0 | 0 | 0 |  | 0 | 0 | 0 | 0 | 0 | 0 | 0 | 0 | 0 | 0 | 0 | 0 | 0 | 0 | 0 | 0 | 0 | 0 | 0 | 0 | 0 | 0 | 0 | 12 | 1
NO |  | 175 | 2016 | 2 | 2 | 2 |  | Ottawa | West Fremont #2 | 0 | 0 |  | 0 | 0 | 0 |  | 0 | 0 | 0 | 0 | 0 | 0 | 0 | 0 | 0 | 0 | 0 | 0 | 0 | 0 | 0 | 0 | 0 | 0 | 0 | 0 | 0 | 0 | 0 | 12 | 1
NO |  | 175 | 2016 | 2 | 3 | 3 |  | Richland | East Leipsic | 0 | 0 |  | 0 | 0 | 0 |  | 0 | 0 | 0 | 0 | 0 | 0 | 0 | 0 | 0 | 0 | 0 | 0 | 0 | 0 | 0 | 0 | 0 | 0 | 0 | 0 | 0 | 0 | 0 | 12 | 1
NO |  | 175 | 2016 | 2 | 4 | 4 |  | Vulcan | Toledo Hospital | 0 | 0 |  | 0 | 0 | 0 |  | 0 | 0 | 0 | 0 | 0 | 0 | 0 | 0 | 0 | 0 | 0 | 0 | 0 | 0 | 0 | 0 | 0 | 0 | 0 | 0 | 0 | 0 | 0 | 12 | 1
NO |  | 175 | 2016 | 2 | 5 | 5 |  |  |  | 0 | 0 |  | 553.38 | 0 | 0 |  | 6108450 | 185617 | 6294067 | 0 | 0 | 0 | 0 | 0 | 0 | 0 | 0 | 0 | 0 | 0 | 0 | 0 | 0 | 0 | 0 | 0 | 0 | 0 | 0 | 12 | 1
NO |  | 175 | 2016 | 2 | 6 | 6 |  | Total 138 KV Lines |  | 0 | 0 |  | 553.38 | 0 | 0 |  | 6108450 | 185617 | 6294067 | 0 | 0 | 0 | 0 | 0 | 0 | 0 | 0 | 0 | 0 | 0 | 0 | 0 | 661750026 | 0 | 0 | 0 | 0 | 0 | 0 | 12 | 1
SI/NO | A | 175 | 2016 | 2 | 8 | 8 |  | 69 kv Lines |  | 0 | 0 | Various | 354.25 | 0 | 0 |  | 1302510 | 1163279 | 2465789 | 0 | 0 | 0 | 61420.9451 | 0 | 0 | 0 | 0 | 0 | 0 | 0 | 0 | 0 | 661750027 | 0 | 0 | 0 | 0 | 0 | 0 | 12 | 1
SI/NO | A | 175 | 2016 | 2 | 9 | 9 |  | 34.5 kv Lines |  | 0 | 0 | Various | 72.58 | 0 | 0 | Various | 239961 | 6151598 | 6391559 | 0 | 0 | 0 | 159208.9164 | 0 | 0 | 0 | 0 | 0 | 0 | 0 | 0 | 0 | 0 | 0 | 0 | 0 | 0 | 0 | 0 | 12 | 1
SI/NO | A | 175 | 2016 | 2 | 10 | 10 |  | 23 kv Lines |  | 0 | 0 | Various | 0 | 0 | 0 | Various | 287727 | 2082605 | 2370332 | 0 | 0 | 0 | 59043.1832 | 0 | 0 | 0 | 0 | 0 | 0 | 0 | 0 | 0 | 0 | 0 | 0 | 0 | 0 | 0 | 0 | 12 | 1
NO |  | 175 | 2016 | 2 | 13 | 13 |  | Operation and Maintenance |  | 0 | 0 |  | 0 | 0 | 0 |  | 0 | 0 | 0 | 838 | 90896 | 0 | 91734 | 0 | 0 | 0 | 0 | 0 | 0 | 0 | 0 | 0 | 0 | 0 | 0 | 0 | 0 | 0 | 0 | 12 | 1
NO |  | 175 | 2016 | 2 | 14 | 14 |  | Expense |  | 0 | 0 |  | 0 | 0 | 0 |  | 0 | 0 | 0 | 0 | 0 | 0 | 0 | 0 | 0 | 0 | 0 | 0 | 0 | 0 | 0 | 0 | 0 | 0 | 0 | 0 | 0 | 0 | 0 | 12 | 1
NO |  | 176 | 2016 | 0 | 1 | 1 |  | 138 KV Lines: |  | 0 | 0 |  | 0 | 0 | 0 |  | 0 | 0 | 0 | 0 | 0 | 0 | 0 | 0 | 0 | 0 | 0 | 0 | 0 | 0 | 0 | 0 | 0 | 0 | 0 | 0 | 0 | 0 | 0 | 12 | 1
NO |  | 176 | 2016 | 0 | 3 | 3 |  | Irvington (Ln 101) | Robert Bills | 138 | 138 | Towers | 0 | 9.9 | 1 | 795ACSR | 9600 | 592026 | 601626 | 0 | 0 | 0 | 0 | 0 | 0 | 0 | 0 | 0 | 0 | 0 | 0 | 0 | 0 | 0 | 0 | 0 | 0 | 0 | 0 | 12 | 1
NO |  | 176 | 2016 | 0 | 4 | 4 |  | Vail (Ln 136) | Robert Bills | 138 | 138 | Towers | 3.5 | 0 | 1 | 795ACSR | 0 | 0 | 0 | 0 | 0 | 0 | 0 | 0 | 0 | 0 | 0 | 0 | 0 | 0 | 0 | 0 | 0 | 0 | 0 | 0 | 0 | 0 | 0 | 12 | 1
NO |  | 176 | 2016 | 0 | 6 | 6 |  | Vail (Ln 102) | Irvington #2 | 138 | 138 | Towers | 11.05 | 0 | 1 | 795ACSR | 0 | 118611 | 118611 | 0 | 0 | 0 | 0 | 0 | 0 | 0 | 0 | 0 | 0 | 0 | 0 | 0 | 0 | 0 | 0 | 0 | 0 | 0 | 0 | 12 | 1
NO |  | 176 | 2016 | 0 | 8 | 8 |  | Vail (Ln 103) | Cienega | 138 | 138 | Towers | 3.21 | 0 | 1 | 1365ACSR | 0 | 11451 | 11451 | 0 | 0 | 0 | 0 | 0 | 0 | 0 | 0 | 0 | 0 | 0 | 0 | 0 | 0 | 0 | 0 | 0 | 0 | 0 | 0 | 12 | 1
NO |  | 176 | 2016 | 0 | 9 | 9 |  | Vail (Ln 103) | Cienega | 138 | 138 | Towers | 3.75 | 0 | 1 | 954ACSR | 0 | 0 | 0 | 0 | 0 | 0 | 0 | 0 | 0 | 0 | 0 | 0 | 0 | 0 | 0 | 0 | 0 | 0 | 0 | 0 | 0 | 0 | 0 | 12 | 1
NO |  | 176 | 2016 | 0 | 10 | 10 |  | Cienega (Ln 160) | Spanish Trail | 138 | 138 | Steel Poles | 10.09 | 0 | 1 | 1365ACAR | 0 | 0 | 0 | 0 | 0 | 0 | 0 | 0 | 0 | 0 | 0 | 0 | 0 | 0 | 0 | 0 | 0 | 0 | 0 | 0 | 0 | 0 | 0 | 12 | 1
NO |  | 176 | 2016 | 0 | 11 | 11 |  | Cienega (Ln 160) | Spanish Trail | 138 | 138 | Towers | 3.75 | 0 | 1 | 954ACSS | 577374 | 4245571 | 4822945 | 0 | 0 | 0 | 0 | 0 | 0 | 0 | 0 | 0 | 0 | 0 | 0 | 0 | 0 | 0 | 0 | 0 | 0 | 0 | 0 | 12 | 1
NO |  | 176 | 2016 | 0 | 13 | 13 |  | Tucson Station (Line 163) | Demoss Petrie | 138 | 138 | Steel Poles | 2.5 | 0 | 1 | 954ACSS | 3245311 | 4131789 | 7377100 | 0 | 0 | 0 | 0 | 0 | 0 | 0 | 0 | 0 | 0 | 0 | 0 | 0 | 0 | 0 | 0 | 0 | 0 | 0 | 0 | 12 | 1
NO |  | 176 | 2016 | 0 | 15 | 15 |  | Vail (Ln 104) | Fort Huachuca | 138 | 138 | H-Frame/Wood | 43.85 | 0 | 1 | 477ACSR | 190500 | 8396007 | 8586507 | 0 | 0 | 0 | 0 | 0 | 0 | 0 | 0 | 0 | 0 | 0 | 0 | 0 | 0 | 0 | 0 | 0 | 0 | 0 | 0 | 12 | 1
NO |  | 176 | 2016 | 0 | 16 | 16 |  | Vail (Ln 104) | Fort Huachuca | 138 | 138 | Towers | 4.65 | 0 | 1 | 795ACSR | 0 | 0 | 0 | 0 | 0 | 0 | 0 | 0 | 0 | 0 | 0 | 0 | 0 | 0 | 0 | 0 | 0 | 0 | 0 | 0 | 0 | 0 | 0 | 12 | 1
NO |  | 176 | 2016 | 0 | 17 | 17 |  | Vail (Ln 104) | Fort Huachuca | 138 | 138 | Towers | 3.3 | 0 | 1 | 954ACSS | 0 | 0 | 0 | 0 | 0 | 0 | 0 | 0 | 0 | 0 | 0 | 0 | 0 | 0 | 0 | 0 | 0 | 0 | 0 | 0 | 0 | 0 | 0 | 12 | 1
NO |  | 176 | 2016 | 0 | 20 | 20 |  | South (Ln 105) | Irvington | 138 | 138 | Towers | 3.6 | 0 | 1 | 795ACSR | 76781 | 2525777 | 2602558 | 0 | 0 | 0 | 0 | 0 | 0 | 0 | 0 | 0 | 0 | 0 | 0 | 0 | 0 | 0 | 0 | 0 | 0 | 0 | 0 | 12 | 1
NO |  | 176 | 2016 | 0 | 21 | 21 |  | South (Ln 105) | Irvington | 138 | 138 | H-Frames | 0 | 12.5 | 1 | 795ACSR | 0 | 0 | 0 | 0 | 0 | 0 | 0 | 0 | 0 | 0 | 0 | 0 | 0 | 0 | 0 | 0 | 0 | 0 | 0 | 0 | 0 | 0 | 0 | 12 | 1
NO |  | 176 | 2016 | 0 | 23 | 23 |  | South (Ln 106) | AS&R | 138 | 138 | H-Frame/Wood | 5.6 | 0 | 1 | 795ACSR | 278049 | 1181001 | 1459050 | 0 | 0 | 0 | 0 | 0 | 0 | 0 | 0 | 0 | 0 | 0 | 0 | 0 | 0 | 0 | 0 | 0 | 0 | 0 | 0 | 12 | 1
NO |  | 176 | 2016 | 0 | 25 | 25 |  | South (Ln 107) | Duval Clear | 138 | 138 | H-Frame/Wood | 15.1 | 0 | 1 | 795ACSR | 0 | 1142372 | 1142372 | 0 | 0 | 0 | 0 | 0 | 0 | 0 | 0 | 0 | 0 | 0 | 0 | 0 | 0 | 0 | 0 | 0 | 0 | 0 | 0 | 12 | 1
NO |  | 176 | 2016 | 0 | 27 | 27 |  | Vail (Ln 108) | Los Reales | 138 | 138 | Towers | 0 | 4.6 | 1 | 1365ACAR | 0 | 467411 | 467411 | 0 | 0 | 0 | 0 | 0 | 0 | 0 | 0 | 0 | 0 | 0 | 0 | 0 | 0 | 0 | 0 | 0 | 0 | 0 | 0 | 12 | 1
NO |  | 176 | 2016 | 0 | 28 | 28 |  | Pantano (Ln 146) | Los Reales | 138 | 138 | Steel Monopole | 8.65 | 0 | 1 | 795ACSR | 0 | 251137 | 251137 | 0 | 0 | 0 | 0 | 0 | 0 | 0 | 0 | 0 | 0 | 0 | 0 | 0 | 0 | 0 | 0 | 0 | 0 | 0 | 0 | 12 | 1
NO |  | 176 | 2016 | 0 | 29 | 29 |  | East Loop (Ln 147) | Pantano | 138 | 138 | Steel Poles | 3.45 | 0 | 1 | 795ACSR | 0 | 141869 | 141869 | 0 | 0 | 0 | 0 | 0 | 0 | 0 | 0 | 0 | 0 | 0 | 0 | 0 | 0 | 0 | 0 | 0 | 0 | 0 | 0 | 12 | 1
NO |  | 176 | 2016 | 0 | 31 | 31 |  | Midvale (Ln 109) | South | 138 | 138 | Steel Monopole | 12.36 | 0 | 1 | 795ACSR | 0 | 1335578 | 1335578 | 0 | 0 | 0 | 0 | 0 | 0 | 0 | 0 | 0 | 0 | 0 | 0 | 0 | 0 | 0 | 0 | 0 | 0 | 0 | 0 | 12 | 1
NO |  | 176 | 2016 | 0 | 33 | 33 |  | DeMoss Petrie (Ln 110) | North Loop | 138 | 138 | Towers | 9 | 0 | 1 | 954ACSS | 467406 | 9739646 | 10207052 | 0 | 0 | 0 | 0 | 0 | 0 | 0 | 0 | 0 | 0 | 0 | 0 | 0 | 0 | 0 | 0 | 0 | 0 | 0 | 0 | 12 | 1
NO |  | 176 | 2016 | 0 | 35 | 35 |  | Irvington (Ln 111) | Tucson | 138 | 138 | Towers | 0 | 10.9 | 1 | 795ACSR | 956349 | 2433572 | 3389921 | 0 | 0 | 0 | 0 | 0 | 0 | 0 | 0 | 0 | 0 | 0 | 0 | 0 | 0 | 0 | 0 | 0 | 0 | 0 | 0 | 12 | 1
NO |  | 176 | 2016 | 0 | 36 | 36 |  | TOTAL |  | 0 | 0 |  | 2109.94 | 60.39 | 82 |  | 45505860 | 420504463 | 466010323 | 63569 | 681767 | 209549 | 954885 | 0 | 0 | 0 | 0 | 0 | 0 | 0 | 0 | 0 | 0 | 0 | 0 | 0 | 0 | 0 | 0 | 12 | 1
NO |  | 176 | 2016 | 1 | 2 | 2 |  | Del Cerro (Ln 112) | West Ina | 138 | 138 | Towers | 0 | 3.3 | 1 | 954ACSS | 587588 | 1004803 | 1592391 | 0 | 0 | 0 | 0 | 0 | 0 | 0 | 0 | 0 | 0 | 0 | 0 | 0 | 0 | 0 | 0 | 0 | 0 | 0 | 0 | 12 | 1
NO |  | 176 | 2016 | 1 | 3 | 3 |  | Tucson (Ln 150) | Del Cerro | 138 | 138 | Towers | 0 | 7 | 1 | 795ACSR | 0 | 0 | 0 | 0 | 0 | 0 | 0 | 0 | 0 | 0 | 0 | 0 | 0 | 0 | 0 | 0 | 0 | 0 | 0 | 0 | 0 | 0 | 0 | 12 | 1
NO |  | 176 | 2016 | 1 | 5 | 5 |  | East Loop (Ln 113) | Roberts | 138 | 138 | Steel Poles | 5.14 | 0 | 1 | 795ACSR | 471281 | 4169966 | 4641247 | 0 | 0 | 0 | 0 | 0 | 0 | 0 | 0 | 0 | 0 | 0 | 0 | 0 | 0 | 0 | 0 | 0 | 0 | 0 | 0 | 12 | 1
NO |  | 176 | 2016 | 1 | 6 | 6 |  | East Loop (Ln 113) | Roberts | 138 | 138 | Steel Poles | 1.96 | 0 | 1 | 954ACSR | 0 | 0 | 0 | 0 | 0 | 0 | 0 | 0 | 0 | 0 | 0 | 0 | 0 | 0 | 0 | 0 | 0 | 0 | 0 | 0 | 0 | 0 | 0 | 12 | 1
NO |  | 176 | 2016 | 1 | 7 | 7 |  | East Loop (Ln 113) | Roberts | 138 | 138 | Towers | 1.7 | 0 | 1 | 1365ACSR | 0 | 0 | 0 | 0 | 0 | 0 | 0 | 0 | 0 | 0 | 0 | 0 | 0 | 0 | 0 | 0 | 0 | 0 | 0 | 0 | 0 | 0 | 0 | 12 | 1
NO |  | 176 | 2016 | 1 | 8 | 8 |  | Spanish Trail (Ln 121) | Roberts | 138 | 138 | Steel Poles | 4.61 | 0 | 1 | 795ACSR | 0 | 2065393 | 2065393 | 0 | 0 | 0 | 0 | 0 | 0 | 0 | 0 | 0 | 0 | 0 | 0 | 0 | 0 | 0 | 0 | 0 | 0 | 0 | 0 | 12 | 1
NO |  | 176 | 2016 | 1 | 9 | 9 |  | Spanish Trail (Ln 121) | Roberts | 138 | 138 | Steel Poles | 1.07 | 0 | 1 | 954ACSS | 0 | 0 | 0 | 0 | 0 | 0 | 0 | 0 | 0 | 0 | 0 | 0 | 0 | 0 | 0 | 0 | 0 | 0 | 0 | 0 | 0 | 0 | 0 | 12 | 1
NO |  | 176 | 2016 | 1 | 11 | 11 |  | North Loop (Ln 114) | Rillito | 138 | 138 | Steel Poles | 11.22 | 0 | 1 | 954ACSS | 84330 | 4979298 | 5063628 | 0 | 0 | 0 | 0 | 0 | 0 | 0 | 0 | 0 | 0 | 0 | 0 | 0 | 0 | 0 | 0 | 0 | 0 | 0 | 0 | 12 | 1
NO |  | 176 | 2016 | 1 | 13 | 13 |  | East Loop (Ln 115) | North East | 138 | 138 | Steel Poles | 6.9 | 0 | 1 | 795ACSR | 176406 | 1335295 | 1511701 | 0 | 0 | 0 | 0 | 0 | 0 | 0 | 0 | 0 | 0 | 0 | 0 | 0 | 0 | 0 | 0 | 0 | 0 | 0 | 0 | 12 | 1
NO |  | 176 | 2016 | 1 | 15 | 15 |  | Tortolita (Ln 117) | North Loop #1 | 138 | 138 | Steel Poles | 13.5 | 0 | 1 | 954ACSS | 98700 | 3874173 | 3972873 | 0 | 0 | 0 | 0 | 0 | 0 | 0 | 0 | 0 | 0 | 0 | 0 | 0 | 0 | 0 | 0 | 0 | 0 | 0 | 0 | 12 | 1
NO |  | 176 | 2016 | 1 | 17 | 17 |  | Tortolita (Ln 118) | North Loop #2 | 138 | 138 | Steel Poles | 13.5 | 0 | 1 | 954ACSS | 9905 | 4074141 | 4084046 | 0 | 0 | 0 | 0 | 0 | 0 | 0 | 0 | 0 | 0 | 0 | 0 | 0 | 0 | 0 | 0 | 0 | 0 | 0 | 0 | 12 | 1
NO |  | 176 | 2016 | 1 | 19 | 19 |  | La Canada (Ln 120) | Rillito | 138 | 138 | Steel Poles | 5.37 | 0 | 1 | 954ACSR | 990119 | 907291 | 1897410 | 0 | 0 | 0 | 0 | 0 | 0 | 0 | 0 | 0 | 0 | 0 | 0 | 0 | 0 | 0 | 0 | 0 | 0 | 0 | 0 | 12 | 1
NO |  | 176 | 2016 | 1 | 21 | 21 |  | Tortolita (Ln 122) | Rancho Vistoso | 138 | 138 | Steel Poles | 8.1 | 0 | 1 | 954ACSR | 1520544 | 504261 | 2024805 | 0 | 0 | 0 | 0 | 0 | 0 | 0 | 0 | 0 | 0 | 0 | 0 | 0 | 0 | 0 | 0 | 0 | 0 | 0 | 0 | 12 | 1
NO |  | 176 | 2016 | 1 | 22 | 22 |  | Tortolita (Ln 125) | Rancho Vistoso | 138 | 138 | H-Frames | 12.7 | 0 | 1 | 954ACSR | 0 | 4421314 | 4421314 | 0 | 0 | 0 | 0 | 0 | 0 | 0 | 0 | 0 | 0 | 0 | 0 | 0 | 0 | 0 | 0 | 0 | 0 | 0 | 0 | 12 | 1
NO |  | 176 | 2016 | 1 | 24 | 24 |  | Northeast (Ln 123) | Snyder | 138 | 138 | Steel Poles | 4.5 | 0 | 1 | 477ACSR | 40150 | 5385098 | 5425248 | 0 | 0 | 0 | 0 | 0 | 0 | 0 | 0 | 0 | 0 | 0 | 0 | 0 | 0 | 0 | 0 | 0 | 0 | 0 | 0 | 12 | 1
NO |  | 176 | 2016 | 1 | 25 | 25 |  | Northeast (Ln 123) | Snyder | 138 | 138 | steel/wood | 0.16 | 0 | 1 | 795ACSR | 0 | 0 | 0 | 0 | 0 | 0 | 0 | 0 | 0 | 0 | 0 | 0 | 0 | 0 | 0 | 0 | 0 | 0 | 0 | 0 | 0 | 0 | 0 | 12 | 1
NO |  | 176 | 2016 | 1 | 26 | 26 |  | Northeast (Ln 123) | Snyder | 138 | 138 | Steel Poles | 3.44 | 0 | 1 | 954 ACSS | 0 | 0 | 0 | 0 | 0 | 0 | 0 | 0 | 0 | 0 | 0 | 0 | 0 | 0 | 0 | 0 | 0 | 0 | 0 | 0 | 0 | 0 | 0 | 12 | 1
NO |  | 176 | 2016 | 1 | 28 | 28 |  | Rillito (Ln 124) | Northeast | 138 | 138 | Steel Poles | 6.16 | 0 | 1 | 795ACSR | 46715 | 987721 | 1034436 | 0 | 0 | 0 | 0 | 0 | 0 | 0 | 0 | 0 | 0 | 0 | 0 | 0 | 0 | 0 | 0 | 0 | 0 | 0 | 0 | 12 | 1
NO |  | 176 | 2016 | 1 | 30 | 30 |  | East Loop (Ln 126) | Snyder | 138 | 138 | Wood Poles | 4.15 | 0 | 1 | 954ACSR | 368616 | 3848535 | 4217151 | 0 | 0 | 0 | 0 | 0 | 0 | 0 | 0 | 0 | 0 | 0 | 0 | 0 | 0 | 0 | 0 | 0 | 0 | 0 | 0 | 12 | 1
NO |  | 176 | 2016 | 1 | 31 | 31 |  | East Loop (Ln 126) | Snyder | 138 | 138 | Steel Poles | 1.1 | 0 | 1 | 795ACSR | 0 | 0 | 0 | 0 | 0 | 0 | 0 | 0 | 0 | 0 | 0 | 0 | 0 | 0 | 0 | 0 | 0 | 0 | 0 | 0 | 0 | 0 | 0 | 12 | 1
NO |  | 176 | 2016 | 1 | 33 | 33 |  | DeMoss Petrie (Ln 127) | Northeast | 138 | 138 | Steel Monopole | 5.6 | 0 | 1 | 954ACSS | 266573 | 4489304 | 4755877 | 0 | 0 | 0 | 0 | 0 | 0 | 0 | 0 | 0 | 0 | 0 | 0 | 0 | 0 | 0 | 0 | 0 | 0 | 0 | 0 | 12 | 1
NO |  | 176 | 2016 | 1 | 35 | 35 |  | La Canada (Ln 128) | Rancho Vistoso | 138 | 138 | Steel Poles | 0 | 5.2 | 1 | 954ACSR | 1176913 | 730144 | 1907057 | 0 | 0 | 0 | 0 | 0 | 0 | 0 | 0 | 0 | 0 | 0 | 0 | 0 | 0 | 0 | 0 | 0 | 0 | 0 | 0 | 12 | 1
NO |  | 176 | 2016 | 2 | 2 | 2 |  | Drexel (Ln 129) | Midvale | 138 | 138 | Towers | 6.43 | 0 | 1 | 954ACSR | 0 | 176334 | 176334 | 0 | 0 | 0 | 0 | 0 | 0 | 0 | 0 | 0 | 0 | 0 | 0 | 0 | 0 | 0 | 0 | 0 | 0 | 0 | 0 | 12 | 1
NO |  | 176 | 2016 | 2 | 4 | 4 |  | Irvington (Ln 130) | Drexel | 138 | 138 | Towers | 2.5 | 0 | 1 | 795ACSR | 0 | 501229 | 501229 | 0 | 0 | 0 | 0 | 0 | 0 | 0 | 0 | 0 | 0 | 0 | 0 | 0 | 0 | 0 | 0 | 0 | 0 | 0 | 0 | 12 | 1
NO |  | 176 | 2016 | 2 | 6 | 6 |  | Irvington (Ln 131) | Santa Cruz | 138 | 138 | Towers | 9.8 | 0 | 1 | 795ACSR | 0 | 145463 | 145463 | 0 | 0 | 0 | 0 | 0 | 0 | 0 | 0 | 0 | 0 | 0 | 0 | 0 | 0 | 0 | 0 | 0 | 0 | 0 | 0 | 12 | 1
NO |  | 176 | 2016 | 2 | 8 | 8 |  | North Loop (Ln 132) | West Ina | 138 | 138 | Towers | 0 | 5.75 | 1 | 954ACSS | 0 | 898394 | 898394 | 0 | 0 | 0 | 0 | 0 | 0 | 0 | 0 | 0 | 0 | 0 | 0 | 0 | 0 | 0 | 0 | 0 | 0 | 0 | 0 | 12 | 1
NO |  | 176 | 2016 | 2 | 10 | 10 |  | Saguaro (Ln 133) | Tortolita #1 | 138 | 138 | H-Frames | 1.2 | 0 | 1 | 795ACSR | 142261 | 133476 | 275737 | 0 | 0 | 0 | 0 | 0 | 0 | 0 | 0 | 0 | 0 | 0 | 0 | 0 | 0 | 0 | 0 | 0 | 0 | 0 | 0 | 12 | 1
NO |  | 176 | 2016 | 2 | 12 | 12 |  | Saguaro (Ln 134) | Tortolita #2 | 138 | 138 | H-Frames | 1.2 | 0 | 1 | 795ACSR | 0 | 52220 | 52220 | 0 | 0 | 0 | 0 | 0 | 0 | 0 | 0 | 0 | 0 | 0 | 0 | 0 | 0 | 0 | 0 | 0 | 0 | 0 | 0 | 12 | 1
NO |  | 176 | 2016 | 2 | 14 | 14 |  | Santa Cruz (Ln 139) | DeMoss Petrie | 138 | 138 | Towers | 3.9 | 0 | 1 | 795ACSR | 0 | 65028 | 65028 | 0 | 0 | 0 | 0 | 0 | 0 | 0 | 0 | 0 | 0 | 0 | 0 | 0 | 0 | 0 | 0 | 0 | 0 | 0 | 0 | 12 | 1
NO |  | 176 | 2016 | 2 | 16 | 16 |  | Irvington (Ln 140) | 22nd Street | 138 | 138 | Steel Poles | 3.4 | 0 | 1 | 954ACSS | 0 | 1664733 | 1664733 | 0 | 0 | 0 | 0 | 0 | 0 | 0 | 0 | 0 | 0 | 0 | 0 | 0 | 0 | 0 | 0 | 0 | 0 | 0 | 0 | 12 | 1
NO |  | 176 | 2016 | 2 | 18 | 18 |  | South (Ln 141) | Green Valley | 138 | 138 | Steel Poles | 14.7 | 0 | 1 | 954ACSR | 630707 | 8541399 | 9172106 | 0 | 0 | 0 | 0 | 0 | 0 | 0 | 0 | 0 | 0 | 0 | 0 | 0 | 0 | 0 | 0 | 0 | 0 | 0 | 0 | 12 | 1
NO |  | 176 | 2016 | 2 | 20 | 20 |  | Green Valley (Ln 144) | Canoa Ranch | 138 | 138 | Steel Poles | 4 | 0 | 1 | 954ACSR | 0 | 0 | 0 | 0 | 0 | 0 | 0 | 0 | 0 | 0 | 0 | 0 | 0 | 0 | 0 | 0 | 0 | 0 | 0 | 0 | 0 | 0 | 0 | 12 | 1
NO |  | 176 | 2016 | 2 | 22 | 22 |  | 22nd Street (Ln 145) | East Loop | 138 | 138 | Steel Poles | 5.47 | 0 | 1 | 954ACSS | 0 | 3319241 | 3319241 | 0 | 0 | 0 | 0 | 0 | 0 | 0 | 0 | 0 | 0 | 0 | 0 | 0 | 0 | 0 | 0 | 0 | 0 | 0 | 0 | 12 | 1
NO |  | 176 | 2016 | 2 | 24 | 24 |  | Tortolita (Ln 156) | North Loop #3 | 138 | 138 | Steel Poles | 13.5 | 0 | 1 | 954ACSS | 0 | 4007501 | 4007501 | 0 | 0 | 0 | 0 | 0 | 0 | 0 | 0 | 0 | 0 | 0 | 0 | 0 | 0 | 0 | 0 | 0 | 0 | 0 | 0 | 12 | 1
NO |  | 176 | 2016 | 2 | 26 | 26 |  | Tortolita (Ln 161) | North Loop #4 | 138 | 138 | Steel Poles | 13.5 | 0 | 1 | 954ACSS | 0 | 4007501 | 4007501 | 0 | 0 | 0 | 0 | 0 | 0 | 0 | 0 | 0 | 0 | 0 | 0 | 0 | 0 | 0 | 0 | 0 | 0 | 0 | 0 | 12 | 1
NO |  | 176 | 2016 | 2 | 28 | 28 |  | Canoa (Ln 162) | Duval Clear | 138 | 138 | Steel Poles | 8 | 0 | 1 | 954ACSR | 132921 | 5781684 | 5914605 | 0 | 0 | 0 | 0 | 0 | 0 | 0 | 0 | 0 | 0 | 0 | 0 | 0 | 0 | 0 | 0 | 0 | 0 | 0 | 0 | 12 | 1
NO |  | 176 | 2016 | 2 | 30 | 30 |  |  | 138 KV O&M Expenses | 0 | 0 |  | 0 | 0 | 0 |  | 0 | 0 | 0 | 0 | 240242 | 0 | 240242 | 0 | 0 | 0 | 0 | 0 | 0 | 0 | 0 | 0 | 0 | 0 | 0 | 0 | 0 | 0 | 0 | 12 | 1
NO |  | 176 | 2016 | 2 | 32 | 32 |  | 345 KV Lines: |  | 0 | 0 |  | 0 | 0 | 0 |  | 0 | 0 | 0 | 0 | 0 | 0 | 0 | 0 | 0 | 0 | 0 | 0 | 0 | 0 | 0 | 0 | 0 | 0 | 0 | 0 | 0 | 0 | 0 | 12 | 1
NO |  | 176 | 2016 | 2 | 34 | 34 |  | Coronado (COSP1) | Springerville | 345 | 345 | Towers | 21.84 | 0 | 1 | 954ACSR | 250304 | 1581700 | 1832004 | 0 | 0 | 0 | 0 | 661760314 | 0 | 0 | 0 | 0 | 0 | 0 | 0 | 0 | 0 | 0 | 0 | 0 | 0 | 0 | 0 | 12 | 1
NO |  | 176 | 2016 | 3 | 1 | 1 |  | El Paso (EPLUN) | Luna | 345 | 345 | Towers | 11.87 | 0 | 2 | 954ACSR | 0 | 1329362 | 1329362 | 0 | 0 | 0 | 0 | 661760315 | 0 | 0 | 0 | 0 | 0 | 0 | 0 | 0 | 0 | 0 | 0 | 0 | 0 | 0 | 0 | 12 | 1
NO |  | 176 | 2016 | 3 | 3 | 3 |  | Four Corners (FCSJ1) | San Juan | 345 | 345 | H-Frame | 10.5 | 0 | 1 | 795ACSR | 3127057 | 761331 | 3888388 | 0 | 0 | 0 | 0 | 661760316 | 0 | 0 | 0 | 0 | 0 | 0 | 0 | 0 | 0 | 0 | 0 | 0 | 0 | 0 | 0 | 12 | 1
NO |  | 176 | 2016 | 3 | 5 | 5 |  | McKinley (MCSP1) | Springerville #1 | 345 | 345 | Towers | 106.17 | 1.24 | 1 | 954ACSR | 672474 | 15648573 | 16321047 | 0 | 0 | 0 | 0 | 661760317 | 0 | 0 | 0 | 0 | 0 | 0 | 0 | 0 | 0 | 0 | 0 | 0 | 0 | 0 | 0 | 12 | 1
NO |  | 176 | 2016 | 3 | 7 | 7 |  | McKinley (MCSP2) | Springerville #2 | 345 | 345 | Towers | 107.41 | 0 | 1 | 954ACSR | 2192028 | 16494100 | 18686128 | 0 | 0 | 0 | 0 | 661760318 | 0 | 0 | 0 | 0 | 0 | 0 | 0 | 0 | 0 | 0 | 0 | 0 | 0 | 0 | 0 | 12 | 1
NO |  | 176 | 2016 | 3 | 9 | 9 |  | San Juan (SJMC1) | McKinley #1 | 345 | 345 | Towers | 90.5 | 0 | 1 | 954ACSR | 1260260 | 13294901 | 14555161 | 0 | 0 | 0 | 0 | 661760319 | 0 | 0 | 0 | 0 | 0 | 0 | 0 | 0 | 0 | 0 | 0 | 0 | 0 | 0 | 0 | 12 | 1
NO |  | 176 | 2016 | 3 | 11 | 11 |  | San Juan (SJMC2) | McKinley #2 | 345 | 345 | Towers | 90.5 | 0 | 1 | 954ACSR | 0 | 10643864 | 10643864 | 0 | 0 | 0 | 0 | 661760320 | 0 | 0 | 0 | 0 | 0 | 0 | 0 | 0 | 0 | 0 | 0 | 0 | 0 | 0 | 0 | 12 | 1
NO |  | 176 | 2016 | 3 | 13 | 13 |  | Springerville | Vail Express | 345 | 345 | Towers | 238.25 | 0 | 1 | 954ACSR | 0 | 0 | 0 | 0 | 0 | 0 | 0 | 0 | 0 | 0 | 0 | 0 | 0 | 0 | 0 | 0 | 0 | 0 | 0 | 0 | 0 | 0 | 0 | 12 | 1
NO |  | 176 | 2016 | 3 | 14 | 14 |  | Springerville | Vail Express | 345 | 345 | Steel Poles | 0.8 | 0 | 1 | 954ACSR | 0 | 0 | 0 | 0 | 0 | 0 | 0 | 0 | 0 | 0 | 0 | 0 | 0 | 0 | 0 | 0 | 0 | 0 | 0 | 0 | 0 | 0 | 0 | 12 | 1
NO |  | 176 | 2016 | 3 | 16 | 16 |  | Springerville (SPGNE,SPGL1) | Greenlee | 345 | 345 | Towers | 110.26 | 0 | 1 | 954ACSR | 3150811 | 61727445 | 64878256 | 0 | 0 | 0 | 0 | 661760321 | 0 | 0 | 0 | 0 | 0 | 0 | 0 | 0 | 0 | 0 | 0 | 0 | 0 | 0 | 0 | 12 | 1
NO |  | 176 | 2016 | 3 | 17 | 17 |  | Greenlee (GNVLE) | Winchester | 345 | 345 | Towers | 88.23 | 0 | 1 | 954ACSR | 1570179 | 18935286 | 20505465 | 0 | 0 | 0 | 0 | 661760322 | 0 | 0 | 0 | 0 | 0 | 0 | 0 | 0 | 0 | 0 | 0 | 0 | 0 | 0 | 0 | 12 | 1
NO |  | 176 | 2016 | 3 | 18 | 18 |  | Winchester | Vail | 345 | 345 | Towers | 40.35 | 0 | 1 | 954ACSR | 55486 | 40793227 | 40848713 | 0 | 0 | 0 | 0 | 661760323 | 0 | 0 | 0 | 0 | 0 | 0 | 0 | 0 | 0 | 0 | 0 | 0 | 0 | 0 | 0 | 12 | 1
NO |  | 176 | 2016 | 3 | 20 | 20 |  | Vail (VLSO1) | South | 345 | 345 | Towers | 13.7 | 0 | 1 | 954ACSR | 676506 | 2800832 | 3477338 | 0 | 0 | 0 | 0 | 661760324 | 0 | 0 | 0 | 0 | 0 | 0 | 0 | 0 | 0 | 0 | 0 | 0 | 0 | 0 | 0 | 12 | 1
NO |  | 176 | 2016 | 3 | 22 | 22 |  | West Wing (WWSO1) | Pinal West | 345 | 345 | Towers | 61.31 | 0 | 1 | 954ACSR | 0 | 0 | 0 | 0 | 0 | 0 | 0 | 661760325 | 0 | 0 | 0 | 0 | 0 | 0 | 0 | 0 | 0 | 0 | 0 | 0 | 0 | 0 | 0 | 12 | 1
NO |  | 176 | 2016 | 3 | 23 | 23 |  | Pinal West | South | 345 | 345 | Towers | 117.37 | 0 | 1 | 954ACSR | 4087039 | 25783684 | 29870723 | 0 | 0 | 0 | 0 | 661760326 | 0 | 0 | 0 | 0 | 0 | 0 | 0 | 0 | 0 | 0 | 0 | 0 | 0 | 0 | 0 | 12 | 1
NO |  | 176 | 2016 | 3 | 25 | 25 |  |  | 345 KV O&M Expenses | 0 | 0 |  | 0 | 0 | 0 |  | 0 | 0 | 0 | 0 | 359022 | 209549 | 568571 | 0 | 0 | 0 | 0 | 0 | 0 | 0 | 0 | 0 | 0 | 0 | 0 | 0 | 0 | 0 | 0 | 12 | 1
NO |  | 176 | 2016 | 3 | 27 | 27 |  | 500 KV Lines: |  | 0 | 0 |  | 0 | 0 | 0 |  | 0 | 0 | 0 | 0 | 0 | 0 | 0 | 0 | 0 | 0 | 0 | 0 | 0 | 0 | 0 | 0 | 0 | 0 | 0 | 0 | 0 | 0 | 0 | 12 | 1
NO |  | 176 | 2016 | 3 | 29 | 29 |  | Southern Transmission | (SOTRN) | 500 | 500 | Towers | 0 | 0 | 0 | 2156ACSR | 168872 | 8502946 | 8671818 | 0 | 0 | 0 | 0 | 0 | 0 | 0 | 0 | 0 | 0 | 0 | 0 | 0 | 0 | 0 | 0 | 0 | 0 | 0 | 0 | 12 | 1
NO |  | 176 | 2016 | 3 | 30 | 30 |  | Navajo (SOTRN) | Moen Kopi | 500 | 500 | Towers | 76 | 0 | 1 | 2156ACSR | 0 | 0 | 0 | 0 | 0 | 0 | 0 | 661760327 | 0 | 0 | 0 | 0 | 0 | 0 | 0 | 0 | 0 | 0 | 0 | 0 | 0 | 0 | 0 | 12 | 1
NO |  | 176 | 2016 | 3 | 31 | 31 |  | Moen Kopi (SOTRN) | West Wing | 500 | 500 | Towers | 179 | 0 | 1 | 2156ACSR | 0 | 0 | 0 | 0 | 0 | 0 | 0 | 661760328 | 0 | 0 | 0 | 0 | 0 | 0 | 0 | 0 | 0 | 0 | 0 | 0 | 0 | 0 | 0 | 12 | 1
NO |  | 176 | 2016 | 3 | 32 | 32 |  | Navajo (SOTRN) | West Wing | 500 | 500 | Towers | 255 | 0 | 1 | 2156ACSR | 0 | 0 | 0 | 0 | 0 | 0 | 0 | 661760329 | 0 | 0 | 0 | 0 | 0 | 0 | 0 | 0 | 0 | 0 | 0 | 0 | 0 | 0 | 0 | 12 | 1
NO |  | 176 | 2016 | 3 | 33 | 33 |  | Saguaro (SOTRN) | Tortolita | 500 | 500 | Towers | 1.02 | 0 | 1 | 2156ACSR | 0 | 0 | 0 | 0 | 0 | 0 | 0 | 0 | 0 | 0 | 0 | 0 | 0 | 0 | 0 | 0 | 0 | 0 | 0 | 0 | 0 | 0 | 0 | 12 | 1
NO |  | 176 | 2016 | 3 | 35 | 35 |  | Saguaro #2 (SATO2) | Tortolita | 500 | 500 | Towers | 1.02 | 0 | 1 | 2156ACSR | 0 | 2648159 | 2648159 | 0 | 0 | 0 | 0 | 0 | 0 | 0 | 0 | 0 | 0 | 0 | 0 | 0 | 0 | 0 | 0 | 0 | 0 | 0 | 0 | 12 | 1
NO |  | 176 | 2016 | 4 | 2 | 2 |  | Hassayampa | Pinal West | 500 | 500 | Towers | 52 | 0 | 1 | 1590ACSR | 6498108 | 10356005 | 16854113 | 0 | 0 | 0 | 0 | 661760330 | 0 | 0 | 0 | 0 | 0 | 0 | 0 | 0 | 0 | 0 | 0 | 0 | 0 | 0 | 0 | 12 | 1
NO |  | 176 | 2016 | 4 | 3 | 3 |  | Pinal West | Duke | 500 | 500 | Steel Monopole | 14.2 | 0 | 1 | 1590ACSR | 0 | 7388809 | 7388809 | 0 | 0 | 0 | 0 | 661760331 | 0 | 0 | 0 | 0 | 0 | 0 | 0 | 0 | 0 | 0 | 0 | 0 | 0 | 0 | 0 | 12 | 1
NO |  | 176 | 2016 | 4 | 4 | 4 |  | Duke | Pinal Central | 500 | 500 | Steel Monopole | 36.65 | 0 | 1 | 1590ACSR | 0 | 16297262 | 16297262 | 0 | 0 | 0 | 0 | 661760332 | 0 | 0 | 0 | 0 | 0 | 0 | 0 | 0 | 0 | 0 | 0 | 0 | 0 | 0 | 0 | 12 | 1
NO |  | 176 | 2016 | 4 | 5 | 5 |  | Tortolita | Pinal Central | 500 | 500 | Steel Monopole | 40.1 | 0 | 1 | 1590ACSR | 9251637 | 56732219 | 65983856 | 0 | 0 | 0 | 0 | 0 | 0 | 0 | 0 | 0 | 0 | 0 | 0 | 0 | 0 | 0 | 0 | 0 | 0 | 0 | 0 | 12 | 1
NO |  | 176 | 2016 | 4 | 6 | 6 |  |  | 500 KV O&M Expenses | 0 | 0 |  | 0 | 0 | 0 |  | 0 | 0 | 0 | 63569 | 82503 | 0 | 146072 | 0 | 0 | 0 | 0 | 0 | 0 | 0 | 0 | 0 | 0 | 0 | 0 | 0 | 0 | 0 | 0 | 12 | 1
NO |  | 176 | 2016 | 4 | 9 | 9 |  | Other Owners |  | 0 | 0 |  | 0 | 0 | 0 |  | 0 | 0 | 0 | 0 | 0 | 0 | 0 | 661760333 | 0 | 0 | 0 | 0 | 0 | 0 | 0 | 0 | 0 | 0 | 0 | 0 | 0 | 0 | 0 | 12 | 1
NO |  | 177 | 2016 | 0 | 1 | 1 |  | Mason Sub. | Franklin Sub. Incl. Taps | 138 | 138 | Steel Tower | 0.45 | 0 | 1 | 300 ACSR | 408284 | 18813043 | 19221327 | 0 | 0 | 0 | 0 | 0 | 0 | 0 | 0 | 0 | 0 | 0 | 0 | 661770362 | 0 | 661770363 | 0 | 0 | 0 | 0 | 0 | 12 | 1
NO |  | 177 | 2016 | 0 | 2 | 2 |  |  |  | 0 | 0 | Steel Tower | 7.55 | 0 | 2 | 954 ACSR | 0 | 0 | 0 | 0 | 0 | 0 | 0 | 0 | 0 | 0 | 0 | 0 | 0 | 0 | 0 | 0 | 0 | 0 | 0 | 0 | 0 | 0 | 0 | 12 | 1
NO |  | 177 | 2016 | 0 | 3 | 3 |  |  |  | 0 | 0 | Wood Pole | 0.05 | 0 | 1 | 954 ACSR | 0 | 0 | 0 | 0 | 0 | 0 | 0 | 0 | 0 | 0 | 0 | 0 | 0 | 0 | 0 | 0 | 0 | 0 | 0 | 0 | 0 | 0 | 0 | 12 | 1
NO |  | 177 | 2016 | 0 | 4 | 4 |  |  |  | 0 | 0 | Steel Tower | 0.03 | 0 | 2 | 954 ACSR | 0 | 0 | 0 | 0 | 0 | 0 | 0 | 0 | 0 | 0 | 0 | 0 | 0 | 0 | 0 | 0 | 0 | 0 | 0 | 0 | 0 | 0 | 0 | 12 | 1
NO |  | 177 | 2016 | 0 | 5 | 5 |  | Eatherton Sub. Tap | Gray Summit - Wildwood | 0 | 0 | Steel Pole | 0.3 | 0 | 2 |  | 0 | 0 | 0 | 0 | 0 | 0 | 0 | 0 | 0 | 0 | 0 | 0 | 0 | 0 | 0 | 0 | 0 | 0 | 0 | 0 | 0 | 0 | 0 | 12 | 1
NO |  | 177 | 2016 | 0 | 7 | 7 |  | Gasconade Sub. | Osage Sub. Incl. Taps | 138 | 138 | Steel Tower | 0.05 | 3.92 | 1 | 954 ACSR | 0 | 0 | 0 | 0 | 0 | 0 | 0 | 0 | 0 | 0 | 0 | 0 | 0 | 0 | 0 | 0 | 0 | 0 | 0 | 0 | 0 | 0 | 0 | 12 | 1
NO |  | 177 | 2016 | 0 | 8 | 8 |  |  |  | 0 | 0 | Wood H-Frame | 62.43 | 0 | 1 | 336.4 ACSR | 0 | 0 | 0 | 0 | 0 | 0 | 0 | 0 | 0 | 0 | 0 | 0 | 0 | 0 | 0 | 0 | 0 | 0 | 0 | 0 | 0 | 0 | 0 | 12 | 1
NO |  | 177 | 2016 | 0 | 9 | 9 |  |  |  | 0 | 0 | Wood H-Frame | 4.79 | 0 | 1 | 954 ACSR | 0 | 0 | 0 | 0 | 0 | 0 | 0 | 0 | 0 | 0 | 0 | 0 | 0 | 0 | 0 | 0 | 0 | 0 | 0 | 0 | 0 | 0 | 0 | 12 | 1
NO |  | 177 | 2016 | 0 | 11 | 11 |  | Mason Sub. | Osage Sub. Incl. Taps | 138 | 138 | Steel Tower | 0.45 | 0 | 1 | 300 ACSR | 0 | 0 | 0 | 0 | 0 | 0 | 0 | 0 | 0 | 0 | 0 | 0 | 0 | 0 | 0 | 0 | 0 | 0 | 0 | 0 | 0 | 0 | 0 | 12 | 1
NO |  | 177 | 2016 | 0 | 12 | 12 |  |  |  | 0 | 0 | Steel Tower | 9.78 | 0 | 2 | 954 ACSR | 0 | 0 | 0 | 0 | 0 | 0 | 0 | 0 | 0 | 0 | 0 | 0 | 0 | 0 | 0 | 0 | 0 | 0 | 0 | 0 | 0 | 0 | 0 | 12 | 1
NO |  | 177 | 2016 | 0 | 13 | 13 |  |  |  | 0 | 0 | Steel Tower | 0.05 | 0 | 1 | 954 ACSR | 0 | 0 | 0 | 0 | 0 | 0 | 0 | 0 | 0 | 0 | 0 | 0 | 0 | 0 | 0 | 0 | 0 | 0 | 0 | 0 | 0 | 0 | 0 | 12 | 1
NO |  | 177 | 2016 | 0 | 14 | 14 |  |  |  | 0 | 0 | Wood H-Frame | 98.22 | 0 | 1 | 336.4 ACSR | 0 | 0 | 0 | 0 | 0 | 0 | 0 | 0 | 0 | 0 | 0 | 0 | 0 | 0 | 0 | 0 | 0 | 0 | 0 | 0 | 0 | 0 | 0 | 12 | 1
NO |  | 177 | 2016 | 0 | 15 | 15 |  |  |  | 0 | 0 | Wood H-Frame | 4.79 | 0 | 1 | 954 ACSR | 0 | 0 | 0 | 0 | 0 | 0 | 0 | 0 | 0 | 0 | 0 | 0 | 0 | 0 | 0 | 0 | 0 | 0 | 0 | 0 | 0 | 0 | 0 | 12 | 1
NO |  | 177 | 2016 | 0 | 16 | 16 |  |  |  | 0 | 0 | Wood H-Frame | 0.44 | 0 | 1 | 954 ACSR | 0 | 0 | 0 | 0 | 0 | 0 | 0 | 0 | 0 | 0 | 0 | 0 | 0 | 0 | 0 | 0 | 0 | 0 | 0 | 0 | 0 | 0 | 0 | 12 | 1
NO |  | 177 | 2016 | 0 | 17 | 17 |  |  |  | 0 | 0 | Wood H-Frame | 0.37 | 0 | 1 | 954 ACSR | 0 | 0 | 0 | 0 | 0 | 0 | 0 | 0 | 0 | 0 | 0 | 0 | 0 | 0 | 0 | 0 | 0 | 0 | 0 | 0 | 0 | 0 | 0 | 12 | 1
NO |  | 177 | 2016 | 0 | 18 | 18 |  | Rivermines Sub. | Osage Sub. Incl. Taps | 138 | 138 | Steel Tower | 24.99 | 0 | 2 | 954 ACSS | 271317 | 48934164 | 49205481 | 0 | 0 | 0 | 0 | 0 | 0 | 0 | 0 | 0 | 0 | 0 | 0 | 0 | 0 | 0 | 0 | 0 | 0 | 0 | 0 | 12 | 1
NO |  | 177 | 2016 | 0 | 19 | 19 |  |  |  | 0 | 0 | Steel Tower | 93.51 | 0 | 2 | 250 BC,OPGW | 0 | 0 | 0 | 0 | 0 | 0 | 0 | 0 | 0 | 0 | 0 | 0 | 0 | 0 | 0 | 0 | 0 | 0 | 0 | 0 | 0 | 0 | 0 | 12 | 1
NO |  | 177 | 2016 | 0 | 20 | 20 |  |  |  | 0 | 0 | Wood H-Frame | 0.39 | 0 | 1 | 4/0 ACSR | 0 | 0 | 0 | 0 | 0 | 0 | 0 | 0 | 0 | 0 | 0 | 0 | 0 | 0 | 0 | 0 | 0 | 0 | 0 | 0 | 0 | 0 | 0 | 12 | 1
NO |  | 177 | 2016 | 0 | 21 | 21 |  |  |  | 0 | 0 | Wood H-Frame | 1.02 | 0 | 2 | 250 BC | 0 | 0 | 0 | 0 | 0 | 0 | 0 | 0 | 0 | 0 | 0 | 0 | 0 | 0 | 0 | 0 | 0 | 0 | 0 | 0 | 0 | 0 | 0 | 12 | 1
NO |  | 177 | 2016 | 0 | 23 | 23 |  | Cahokia Sub. | Rivermines Sub. Incl. Taps | 138 | 138 | Steel Tower | 1.32 | 0 | 2 | 318 ACSR | 81579 | 6078790 | 6160369 | 0 | 0 | 0 | 0 | 0 | 0 | 0 | 0 | 0 | 0 | 0 | 0 | 0 | 0 | 0 | 0 | 0 | 0 | 0 | 0 | 12 | 1
NO |  | 177 | 2016 | 0 | 24 | 24 |  |  |  | 0 | 0 | Steel Tower | 25.49 | 0 | 2 | 4/0 BC | 0 | 0 | 0 | 0 | 0 | 0 | 0 | 0 | 0 | 0 | 0 | 0 | 0 | 0 | 0 | 0 | 0 | 0 | 0 | 0 | 0 | 0 | 0 | 12 | 1
NO |  | 177 | 2016 | 0 | 25 | 25 |  |  |  | 0 | 0 | Steel Tower | 0.32 | 0 | 2 | 4/0 CW | 0 | 0 | 0 | 0 | 0 | 0 | 0 | 0 | 0 | 0 | 0 | 0 | 0 | 0 | 0 | 0 | 0 | 0 | 0 | 0 | 0 | 0 | 0 | 12 | 1
NO |  | 177 | 2016 | 0 | 26 | 26 |  |  |  | 0 | 0 | Steel Tower | 0.54 | 0 | 2 | 300 ACSR | 0 | 0 | 0 | 0 | 0 | 0 | 0 | 0 | 0 | 0 | 0 | 0 | 0 | 0 | 0 | 0 | 0 | 0 | 0 | 0 | 0 | 0 | 0 | 12 | 1
NO |  | 177 | 2016 | 0 | 27 | 27 |  |  |  | 0 | 0 | Steel Tower | 2.02 | 0 | 1 | 556 ACSR | 0 | 0 | 0 | 0 | 0 | 0 | 0 | 0 | 0 | 0 | 0 | 0 | 0 | 0 | 0 | 0 | 0 | 0 | 0 | 0 | 0 | 0 | 0 | 12 | 1
NO |  | 177 | 2016 | 0 | 28 | 28 |  |  |  | 0 | 0 | Wood H-Frame | 1.13 | 0 | 1 | 1590 ACSR | 0 | 0 | 0 | 0 | 0 | 0 | 0 | 0 | 0 | 0 | 0 | 0 | 0 | 0 | 0 | 0 | 0 | 0 | 0 | 0 | 0 | 0 | 0 | 12 | 1
NO |  | 177 | 2016 | 0 | 29 | 29 |  |  |  | 0 | 0 | Wood H-Frame | 6.74 | 0 | 1 | 336.4 ACSR | 0 | 0 | 0 | 0 | 0 | 0 | 0 | 0 | 0 | 0 | 0 | 0 | 0 | 0 | 0 | 0 | 0 | 0 | 0 | 0 | 0 | 0 | 0 | 12 | 1
NO |  | 177 | 2016 | 0 | 31 | 31 |  | Meramec Sub. | Watson Sub. Incl. Taps | 138 | 138 | Steel Tower | 3.67 | 0 | 1 | 795 AL OPGW | 487691 | 9684117 | 10171808 | 0 | 0 | 0 | 0 | 0 | 0 | 0 | 0 | 0 | 0 | 0 | 0 | 0 | 0 | 0 | 0 | 0 | 0 | 0 | 0 | 12 | 1
NO |  | 177 | 2016 | 0 | 32 | 32 |  |  |  | 0 | 0 | Wood H-Frame | 10.19 | 0 | 1 | 2-70 ACSR,OPGW | 0 | 0 | 0 | 0 | 0 | 0 | 0 | 0 | 0 | 0 | 0 | 0 | 0 | 0 | 0 | 0 | 0 | 0 | 0 | 0 | 0 | 0 | 0 | 12 | 1
NO |  | 177 | 2016 | 0 | 33 | 33 |  | Meramec Sub. | Watson Sub. | 138 | 138 | Steel Tower | 3.63 | 0 | 1 | 795 AL | 0 | 0 | 0 | 0 | 0 | 0 | 0 | 0 | 0 | 0 | 0 | 0 | 0 | 0 | 0 | 0 | 0 | 0 | 0 | 0 | 0 | 0 | 0 | 12 | 1
NO |  | 177 | 2016 | 0 | 34 | 34 |  |  |  | 0 | 0 | Wood H-Frame | 10.66 | 0 | 1 | 2-795 ACSR | 0 | 0 | 0 | 0 | 0 | 0 | 0 | 0 | 0 | 0 | 0 | 0 | 0 | 0 | 0 | 0 | 0 | 0 | 0 | 0 | 0 | 0 | 0 | 12 | 1
NO |  | 177 | 2016 | 0 | 36 | 36 |  | TOTAL |  | 0 | 0 |  | 2413.16 | 234.98 | 247 |  | 55745883 | 725405469 | 781151352 | 6341893 | 8407810 | 3250096 | 17999799 | 0 | 0 | 0 | 0 | 0 | 0 | 0 | 0 | 0 | 0 | 0 | 0 | 0 | 0 | 0 | 0 | 12 | 1
NO |  | 177 | 2016 | 1 | 1 | 1 |  | Page Sub. | Maline Sub. | 138 | 138 | Steel Tower | 10.22 | 0.2 | 1 | 350 BC | 1231767 | 9120686 | 10352453 | 0 | 0 | 0 | 0 | 0 | 0 | 0 | 0 | 0 | 0 | 0 | 0 | 0 | 0 | 0 | 0 | 0 | 0 | 0 | 0 | 12 | 1
NO |  | 177 | 2016 | 1 | 2 | 2 |  |  |  | 0 | 0 | Steel Tower | 4.5 | 0 | 1 | 954 ACSR | 0 | 0 | 0 | 0 | 0 | 0 | 0 | 0 | 0 | 0 | 0 | 0 | 0 | 0 | 0 | 0 | 0 | 0 | 0 | 0 | 0 | 0 | 0 | 12 | 1
NO |  | 177 | 2016 | 1 | 4 | 4 |  | Venice Sub. | Maline Sub. | 138 | 138 | Steel Tower | 0.41 | 1.62 | 1 | 350 BC | 0 | 0 | 0 | 0 | 0 | 0 | 0 | 0 | 0 | 0 | 0 | 0 | 0 | 0 | 0 | 0 | 0 | 0 | 0 | 0 | 0 | 0 | 0 | 12 | 1
NO |  | 177 | 2016 | 1 | 5 | 5 |  |  |  | 0 | 138 | Steel Tower | 0.13 | 4.5 | 1 | 954 ACSR | 0 | 0 | 0 | 0 | 0 | 0 | 0 | 0 | 0 | 0 | 0 | 0 | 0 | 0 | 0 | 0 | 0 | 0 | 0 | 0 | 0 | 0 | 0 | 12 | 1
NO |  | 177 | 2016 | 1 | 6 | 6 |  |  |  | 0 | 345 | Steel Tower | 0 | 2.55 | 1 | 2-95 ACSR | 0 | 0 | 0 | 0 | 0 | 0 | 0 | 0 | 0 | 0 | 0 | 0 | 0 | 0 | 0 | 0 | 0 | 0 | 0 | 0 | 0 | 0 | 0 | 12 | 1
NO |  | 177 | 2016 | 1 | 7 | 7 |  |  |  | 0 | 345 | Steel Pole | 0.8 | 0 | 1 | 954 ACSR | 0 | 0 | 0 | 0 | 0 | 0 | 0 | 0 | 0 | 0 | 0 | 0 | 0 | 0 | 0 | 0 | 0 | 0 | 0 | 0 | 0 | 0 | 0 | 12 | 1
NO |  | 177 | 2016 | 1 | 8 | 8 |  |  |  | 0 | 345 | Wood H-Frame | 0.12 | 0 | 1 | 954 ACSR | 0 | 0 | 0 | 0 | 0 | 0 | 0 | 0 | 0 | 0 | 0 | 0 | 0 | 0 | 0 | 0 | 0 | 0 | 0 | 0 | 0 | 0 | 0 | 12 | 1
NO |  | 177 | 2016 | 1 | 10 | 10 |  | Campbell Sub. | Euclid Sub. | 138 | 138 | Steel Pole | 0.65 | 0 | 1 | 2156 ACSR | 0 | 0 | 0 | 0 | 0 | 0 | 0 | 0 | 0 | 0 | 0 | 0 | 0 | 0 | 0 | 0 | 0 | 0 | 0 | 0 | 0 | 0 | 0 | 12 | 1
NO |  | 177 | 2016 | 1 | 12 | 12 |  | Sioux-Berkeley | Dardenne Sub. | 138 | 138 | Steel Tower | 0 | 3.16 | 1 | 795 ACSR | 868406 | 19372060 | 20240466 | 0 | 0 | 0 | 0 | 0 | 0 | 0 | 0 | 0 | 0 | 0 | 0 | 0 | 0 | 0 | 0 | 0 | 0 | 0 | 0 | 12 | 1
NO |  | 177 | 2016 | 1 | 13 | 13 |  |  |  | 0 | 0 | Steel Tower | 15.54 | 0 | 1 | 954 ACSR | 0 | 0 | 0 | 0 | 0 | 0 | 0 | 0 | 0 | 0 | 0 | 0 | 0 | 0 | 0 | 0 | 0 | 0 | 0 | 0 | 0 | 0 | 0 | 12 | 1
NO |  | 177 | 2016 | 1 | 15 | 15 |  | Dardenne Sub. | Montgomery Sub. | 161 | 161 | Steel Tower | 41.69 | 0 | 1 | 954 ACSR | 0 | 0 | 0 | 0 | 0 | 0 | 0 | 0 | 0 | 0 | 0 | 0 | 0 | 0 | 0 | 0 | 0 | 0 | 0 | 0 | 0 | 0 | 0 | 12 | 1
NO |  | 177 | 2016 | 1 | 16 | 16 |  |  |  | 0 | 0 | Wood H-Frame | 0.17 | 0 | 1 | 795 ACSR | 0 | 0 | 0 | 0 | 0 | 0 | 0 | 0 | 0 | 0 | 0 | 0 | 0 | 0 | 0 | 0 | 0 | 0 | 0 | 0 | 0 | 0 | 0 | 12 | 1
NO |  | 177 | 2016 | 1 | 17 | 17 |  |  |  | 0 | 0 | Wood Poles | 0.03 | 0 | 1 | 954 ACSR | 0 | 0 | 0 | 0 | 0 | 0 | 0 | 0 | 0 | 0 | 0 | 0 | 0 | 0 | 0 | 0 | 0 | 0 | 0 | 0 | 0 | 0 | 0 | 12 | 1
NO |  | 177 | 2016 | 1 | 18 | 18 |  | GM Tap | Enon Sub | 161 | 161 | Steel Pole | 0.5 | 0 | 1 | 954 ACSR | 0 | 0 | 0 | 0 | 0 | 0 | 0 | 0 | 0 | 0 | 0 | 0 | 0 | 0 | 0 | 0 | 0 | 0 | 0 | 0 | 0 | 0 | 0 | 12 | 1
NO |  | 177 | 2016 | 1 | 20 | 20 |  | Montgomery Sub. | M.P.S. Co. | 161 | 161 | Steel Tower | 0.84 | 0 | 1 | 795 ACSR | 0 | 0 | 0 | 0 | 0 | 0 | 0 | 0 | 0 | 0 | 0 | 0 | 0 | 0 | 0 | 0 | 0 | 0 | 0 | 0 | 0 | 0 | 0 | 12 | 1
NO |  | 177 | 2016 | 1 | 21 | 21 |  |  |  | 0 | 0 | Wood H-Frame | 77.45 | 0 | 1 | 795 ACSR | 0 | 0 | 0 | 0 | 0 | 0 | 0 | 0 | 0 | 0 | 0 | 0 | 0 | 0 | 0 | 0 | 0 | 0 | 0 | 0 | 0 | 0 | 0 | 12 | 1
NO |  | 177 | 2016 | 1 | 23 | 23 |  | Belleau Sub. | Gen. Motors Sub. | 161 | 161 | Wood H-Frame | 0.08 | 0 | 1 | 954 ACSR | 0 | 0 | 0 | 0 | 0 | 0 | 0 | 0 | 0 | 0 | 0 | 0 | 0 | 0 | 0 | 0 | 0 | 0 | 0 | 0 | 0 | 0 | 0 | 12 | 1
NO |  | 177 | 2016 | 1 | 24 | 24 |  |  |  | 138 | 138 | Wood H-Frame | 0.07 | 0 | 1 | 954 ACSR | 0 | 0 | 0 | 0 | 0 | 0 | 0 | 0 | 0 | 0 | 0 | 0 | 0 | 0 | 0 | 0 | 0 | 0 | 0 | 0 | 0 | 0 | 0 | 12 | 1
NO |  | 177 | 2016 | 1 | 25 | 25 |  |  |  | 138 | 138 | Steel Pole | 0.07 | 0 | 1 | 954 ACSR | 0 | 0 | 0 | 0 | 0 | 0 | 0 | 0 | 0 | 0 | 0 | 0 | 0 | 0 | 0 | 0 | 0 | 0 | 0 | 0 | 0 | 0 | 0 | 12 | 1
NO |  | 177 | 2016 | 1 | 27 | 27 |  | Tap | General Motors | 161 | 161 | Tower | 4.3 | 0 | 2 | 954 ACSR | 0 | 0 | 0 | 0 | 0 | 0 | 0 | 0 | 0 | 0 | 0 | 0 | 0 | 0 | 0 | 0 | 0 | 0 | 0 | 0 | 0 | 0 | 0 | 12 | 1
NO |  | 177 | 2016 | 1 | 29 | 29 |  | Huster Sub. | Belleau Sub. | 138 | 138 | Wood H-Frame | 0.07 | 0 | 1 | 954 ACSR | 0 | 0 | 0 | 0 | 0 | 0 | 0 | 0 | 0 | 0 | 0 | 0 | 0 | 0 | 0 | 0 | 0 | 0 | 0 | 0 | 0 | 0 | 0 | 12 | 1
NO |  | 177 | 2016 | 1 | 31 | 31 |  | Lutesville | New Cape 345kV | 345 | 345 | Wood H-Frame | 12.6 | 0 | 1 | 954 ACSS,OPGW | 5517157 | 21924893 | 27442050 | 0 | 0 | 0 | 0 | 0 | 0 | 0 | 0 | 0 | 0 | 0 | 0 | 0 | 0 | 0 | 0 | 0 | 0 | 0 | 0 | 12 | 1
NO |  | 177 | 2016 | 1 | 33 | 33 |  | Tyson | Big River | 138 | 138 | Steel Pole | 0.22 | 0 | 2 | 954 ACSR | 1819378 | 6047693 | 7867071 | 0 | 0 | 0 | 0 | 0 | 0 | 0 | 0 | 0 | 0 | 0 | 0 | 0 | 0 | 0 | 0 | 0 | 0 | 0 | 0 | 12 | 1
NO |  | 177 | 2016 | 1 | 34 | 34 |  |  |  | 0 | 0 | Steel Tower | 12.84 | 0 | 2 |  | 0 | 0 | 0 | 0 | 0 | 0 | 0 | 0 | 0 | 0 | 0 | 0 | 0 | 0 | 0 | 0 | 0 | 0 | 0 | 0 | 0 | 0 | 0 | 12 | 1
NO |  | 177 | 2016 | 2 | 1 | 1 |  | Gray Summit | Rockwood | 138 | 138 | Wood Pole | 0.21 | 0 | 2 | 954 ACSR | 903140 | 5402069 | 6305209 | 0 | 0 | 0 | 0 | 0 | 0 | 0 | 0 | 0 | 0 | 0 | 0 | 0 | 0 | 0 | 0 | 0 | 0 | 0 | 0 | 12 | 1
NO |  | 177 | 2016 | 2 | 2 | 2 |  |  |  | 0 | 0 | Steel Tower | 10.68 | 0 | 2 |  | 0 | 0 | 0 | 0 | 0 | 0 | 0 | 0 | 0 | 0 | 0 | 0 | 0 | 0 | 0 | 0 | 0 | 0 | 0 | 0 | 0 | 0 | 0 | 12 | 1
NO |  | 177 | 2016 | 2 | 4 | 4 |  | Rivermines | Fredericktown Sub. | 138 | 161 | Steel Tower | 1.45 | 0 | 1 | 795 ACSR | 511579 | 15372740 | 15884319 | 0 | 0 | 0 | 0 | 0 | 0 | 0 | 0 | 0 | 0 | 0 | 0 | 0 | 0 | 0 | 0 | 0 | 0 | 0 | 0 | 12 | 1
NO |  | 177 | 2016 | 2 | 5 | 5 |  |  |  | 0 | 0 | Wood H-Frame | 23.16 | 0 | 1 | 795 ACSR | 0 | 0 | 0 | 0 | 0 | 0 | 0 | 0 | 0 | 0 | 0 | 0 | 0 | 0 | 0 | 0 | 0 | 0 | 0 | 0 | 0 | 0 | 0 | 12 | 1
NO |  | 177 | 2016 | 2 | 7 | 7 |  | Fredericktown Sub. | Cape GIrardeau Viaduct Sub. | 161 | 161 | Wood H-Frame | 47.1 | 0 | 1 | 795 ACSR,OPGW | 0 | 0 | 0 | 0 | 0 | 0 | 0 | 0 | 0 | 0 | 0 | 0 | 0 | 0 | 0 | 0 | 0 | 0 | 0 | 0 | 0 | 0 | 0 | 12 | 1
NO |  | 177 | 2016 | 2 | 9 | 9 |  | Cape GIrardeau | Joppa Plant | 161 | 161 | Steel Tower | 3.8 | 0 | 1 | 795 ACSR | 0 | 0 | 0 | 0 | 0 | 0 | 0 | 0 | 0 | 0 | 0 | 0 | 0 | 0 | 0 | 0 | 0 | 0 | 0 | 0 | 0 | 0 | 0 | 12 | 1
NO |  | 177 | 2016 | 2 | 10 | 10 |  |  |  | 0 | 0 | Wood H-Frame | 3.24 | 0 | 1 | 795 ACSR | 0 | 0 | 0 | 0 | 0 | 0 | 0 | 0 | 0 | 0 | 0 | 0 | 0 | 0 | 0 | 0 | 0 | 0 | 0 | 0 | 0 | 0 | 0 | 12 | 1
NO |  | 177 | 2016 | 2 | 12 | 12 |  | Page Sub. | Hamilton Sub. Incl. Tap | 138 | 138 | Steel Tower | 0.56 | 0 | 1 | 556.5 ACSR | 277331 | 8524124 | 8801455 | 0 | 0 | 0 | 0 | 0 | 0 | 0 | 0 | 0 | 0 | 0 | 0 | 0 | 0 | 0 | 0 | 0 | 0 | 0 | 0 | 12 | 1
NO |  | 177 | 2016 | 2 | 13 | 13 |  |  |  | 0 | 0 | Steel Tower | 0.02 | 0 | 1 | 350 BC | 0 | 0 | 0 | 0 | 0 | 0 | 0 | 0 | 0 | 0 | 0 | 0 | 0 | 0 | 0 | 0 | 0 | 0 | 0 | 0 | 0 | 0 | 0 | 12 | 1
NO |  | 177 | 2016 | 2 | 14 | 14 |  |  |  | 0 | 0 | Steel Tower | 2.89 | 0 | 1 | 300 CCSR | 0 | 0 | 0 | 0 | 0 | 0 | 0 | 0 | 0 | 0 | 0 | 0 | 0 | 0 | 0 | 0 | 0 | 0 | 0 | 0 | 0 | 0 | 0 | 12 | 1
NO |  | 177 | 2016 | 2 | 15 | 15 |  |  |  | 0 | 0 | Steel Tower | 21.05 | 0 | 1 | 556.5MCM,OPGW | 0 | 0 | 0 | 0 | 0 | 0 | 0 | 0 | 0 | 0 | 0 | 0 | 0 | 0 | 0 | 0 | 0 | 0 | 0 | 0 | 0 | 0 | 0 | 12 | 1
NO |  | 177 | 2016 | 2 | 16 | 16 |  |  |  | 0 | 0 | Wood H-Frame | 0.2 | 0 | 1 | 300 BC | 0 | 0 | 0 | 0 | 0 | 0 | 0 | 0 | 0 | 0 | 0 | 0 | 0 | 0 | 0 | 0 | 0 | 0 | 0 | 0 | 0 | 0 | 0 | 12 | 1
NO |  | 177 | 2016 | 2 | 18 | 18 |  | Page Sub. | Keokuk Sub. Incl. Tap | 110 | 110 | Steel Tower | 3.42 | 0 | 1 | 300 CCSR | 0 | 0 | 0 | 0 | 0 | 0 | 0 | 0 | 0 | 0 | 0 | 0 | 0 | 0 | 0 | 0 | 0 | 0 | 0 | 0 | 0 | 0 | 0 | 12 | 1
NO |  | 177 | 2016 | 2 | 19 | 19 |  |  |  | 0 | 0 | Steel Tower | 0 | 139.83 | 1 | 300 BC | 0 | 0 | 0 | 0 | 0 | 0 | 0 | 0 | 0 | 0 | 0 | 0 | 0 | 0 | 0 | 0 | 0 | 0 | 0 | 0 | 0 | 0 | 0 | 12 | 1
NO |  | 177 | 2016 | 2 | 20 | 20 |  |  |  | 0 | 0 | Steel Tower | 0 | 0.48 | 1 | 477 ACSR | 0 | 0 | 0 | 0 | 0 | 0 | 0 | 0 | 0 | 0 | 0 | 0 | 0 | 0 | 0 | 0 | 0 | 0 | 0 | 0 | 0 | 0 | 0 | 12 | 1
NO |  | 177 | 2016 | 2 | 22 | 22 |  | Osage | Moberly | 161 | 161 | Steel Tower | 0.68 | 0 | 1 | 556.5 ACSR | 720427 | 10530152 | 11250579 | 0 | 0 | 0 | 0 | 0 | 0 | 0 | 0 | 0 | 0 | 0 | 0 | 0 | 0 | 0 | 0 | 0 | 0 | 0 | 0 | 12 | 1
NO |  | 177 | 2016 | 2 | 23 | 23 |  |  |  | 0 | 0 | Wood H-Frame | 77.27 | 0 | 1 | 556.5 ACSR | 0 | 0 | 0 | 0 | 0 | 0 | 0 | 0 | 0 | 0 | 0 | 0 | 0 | 0 | 0 | 0 | 0 | 0 | 0 | 0 | 0 | 0 | 0 | 12 | 1
NO |  | 177 | 2016 | 2 | 24 | 24 |  |  |  | 0 | 0 | Wood H-Frame | 0.04 | 0 | 1 | 954 ACSR | 0 | 0 | 0 | 0 | 0 | 0 | 0 | 0 | 0 | 0 | 0 | 0 | 0 | 0 | 0 | 0 | 0 | 0 | 0 | 0 | 0 | 0 | 0 | 12 | 1
NO |  | 177 | 2016 | 2 | 25 | 25 |  |  |  | 0 | 0 | Wood H-Frame | 20 | 0 | 1 | 556 ACSS | 0 | 0 | 0 | 0 | 0 | 0 | 0 | 0 | 0 | 0 | 0 | 0 | 0 | 0 | 0 | 0 | 0 | 0 | 0 | 0 | 0 | 0 | 0 | 12 | 1
NO |  | 177 | 2016 | 2 | 27 | 27 |  | Roxford Sub. | Berkeley Sub. | 138 | 138 | Steel Tower | 12.83 | 0 | 2 | 954 ACSR | 428595 | 12510903 | 12939498 | 0 | 0 | 0 | 0 | 0 | 0 | 0 | 0 | 0 | 0 | 0 | 0 | 0 | 0 | 0 | 0 | 0 | 0 | 0 | 0 | 12 | 1
NO |  | 177 | 2016 | 2 | 28 | 28 |  |  |  | 0 | 0 | Steel Tower | 6.75 | 0 | 3 | 954 ACSR | 0 | 0 | 0 | 0 | 0 | 0 | 0 | 0 | 0 | 0 | 0 | 0 | 0 | 0 | 0 | 0 | 0 | 0 | 0 | 0 | 0 | 0 | 0 | 12 | 1
NO |  | 177 | 2016 | 2 | 29 | 29 |  |  |  | 0 | 0 | Steel Tower | 0 | 7.39 | 1 | 954 ACSR | 0 | 0 | 0 | 0 | 0 | 0 | 0 | 0 | 0 | 0 | 0 | 0 | 0 | 0 | 0 | 0 | 0 | 0 | 0 | 0 | 0 | 0 | 0 | 12 | 1
NO |  | 177 | 2016 | 2 | 31 | 31 |  | St. Francois Sub. | New Bourbon | 138 | 138 | Wood H-Frame | 24.5 | 0 | 1 | 795 ACSR | 497448 | 4367092 | 4864540 | 0 | 0 | 0 | 0 | 0 | 0 | 0 | 0 | 0 | 0 | 0 | 0 | 0 | 0 | 0 | 0 | 0 | 0 | 0 | 0 | 12 | 1
NO |  | 177 | 2016 | 2 | 33 | 33 |  | Osage Plant | Osage Sub. | 138 | 138 | Steel Tower | 0.87 | 0 | 1 | 336.4 ACSR | 0 | 139954 | 139954 | 0 | 0 | 0 | 0 | 0 | 0 | 0 | 0 | 0 | 0 | 0 | 0 | 0 | 0 | 0 | 0 | 0 | 0 | 0 | 0 | 12 | 1
NO |  | 177 | 2016 | 2 | 34 | 34 |  |  |  | 0 | 0 | Steel Tower | 0.49 | 0.48 | 1 | 336.4 ACSR | 0 | 0 | 0 | 0 | 0 | 0 | 0 | 0 | 0 | 0 | 0 | 0 | 0 | 0 | 0 | 0 | 0 | 0 | 0 | 0 | 0 | 0 | 0 | 12 | 1
NO |  | 177 | 2016 | 3 | 1 | 1 |  | Meramec Sub. | Mason Sub. | 138 | 138 | Steel Tower | 23.5 | 0 | 2 | 954 ACSR | 1060162 | 3642026 | 4702188 | 0 | 0 | 0 | 0 | 0 | 0 | 0 | 0 | 0 | 0 | 0 | 0 | 0 | 0 | 0 | 0 | 0 | 0 | 0 | 0 | 12 | 1
NO |  | 177 | 2016 | 3 | 3 | 3 |  | Sioux Sub. | Montgomery Sub. | 345 | 345 | Steel Tower | 9 | 57.23 | 1 | 2-954 ACSR | 1483218 | 97894373 | 99377591 | 0 | 0 | 0 | 0 | 0 | 0 | 0 | 0 | 0 | 0 | 0 | 0 | 0 | 0 | 0 | 0 | 0 | 0 | 0 | 0 | 12 | 1
NO |  | 177 | 2016 | 3 | 4 | 4 |  |  |  | 0 | 0 | Wood H-Frame | 0.16 | 0 | 1 | 2-954 ACSR | 0 | 0 | 0 | 0 | 0 | 0 | 0 | 0 | 0 | 0 | 0 | 0 | 0 | 0 | 0 | 0 | 0 | 0 | 0 | 0 | 0 | 0 | 0 | 12 | 1
NO |  | 177 | 2016 | 3 | 6 | 6 |  | Montgomery Sub. | Hills Sub. | 345 | 345 | Wood H-Frame | 185.21 | 0 | 1 | 2-795 ACSR | 0 | 0 | 0 | 0 | 0 | 0 | 0 | 0 | 0 | 0 | 0 | 0 | 0 | 0 | 0 | 0 | 0 | 0 | 0 | 0 | 0 | 0 | 0 | 12 | 1
NO |  | 177 | 2016 | 3 | 7 | 7 |  |  |  | 0 | 0 | Steel Tower | 0.93 | 0 | 1 | 2-795 ACSR | 0 | 0 | 0 | 0 | 0 | 0 | 0 | 0 | 0 | 0 | 0 | 0 | 0 | 0 | 0 | 0 | 0 | 0 | 0 | 0 | 0 | 0 | 0 | 12 | 1
NO |  | 177 | 2016 | 3 | 8 | 8 |  |  |  | 0 | 0 |  | 0 | 0 | 0 | OPGW | 0 | 0 | 0 | 0 | 0 | 0 | 0 | 0 | 0 | 0 | 0 | 0 | 0 | 0 | 0 | 0 | 0 | 0 | 0 | 0 | 0 | 0 | 0 | 12 | 1
NO |  | 177 | 2016 | 3 | 9 | 9 |  | Tap Structure | Palmyra Sub. | 345 | 345 | Wood H-Frame | 2.5 | 0 | 1 | 2-954 ACSR | 0 | 0 | 0 | 0 | 0 | 0 | 0 | 0 | 0 | 0 | 0 | 0 | 0 | 0 | 0 | 0 | 0 | 0 | 0 | 0 | 0 | 0 | 0 | 12 | 1
NO |  | 177 | 2016 | 3 | 10 | 10 |  |  |  | 0 | 0 |  | 0 | 0 | 0 | OPGW | 0 | 0 | 0 | 0 | 0 | 0 | 0 | 0 | 0 | 0 | 0 | 0 | 0 | 0 | 0 | 0 | 0 | 0 | 0 | 0 | 0 | 0 | 0 | 12 | 1
NO |  | 177 | 2016 | 3 | 11 | 11 |  | Page Sub. | Berkeley Sub. | 138 | 138 | Steel Tower | 7 | 0 | 2 | 954 ACSR | 0 | 1390949 | 1390949 | 0 | 0 | 0 | 0 | 0 | 0 | 0 | 0 | 0 | 0 | 0 | 0 | 0 | 0 | 0 | 0 | 0 | 0 | 0 | 0 | 12 | 1
NO |  | 177 | 2016 | 3 | 13 | 13 |  | Rush Island | Shawnee Sub. | 345 | 345 | Steel Tower | 0.22 | 0 | 1 | 1192 ASCR | 1488739 | 23669233 | 25157972 | 0 | 0 | 0 | 0 | 0 | 0 | 0 | 0 | 0 | 0 | 0 | 0 | 0 | 0 | 0 | 0 | 0 | 0 | 0 | 0 | 12 | 1
NO |  | 177 | 2016 | 3 | 14 | 14 |  |  |  | 0 | 0 | Steel Tower | 1.7 | 0.22 | 1 | 2-795 ACSR | 0 | 0 | 0 | 0 | 0 | 0 | 0 | 0 | 0 | 0 | 0 | 0 | 0 | 0 | 0 | 0 | 0 | 0 | 0 | 0 | 0 | 0 | 0 | 12 | 1
NO |  | 177 | 2016 | 3 | 15 | 15 |  |  |  | 0 | 0 | Wood H-Frame | 84.18 | 0 | 1 | 2-795 ACSR | 0 | 0 | 0 | 0 | 0 | 0 | 0 | 0 | 0 | 0 | 0 | 0 | 0 | 0 | 0 | 0 | 0 | 0 | 0 | 0 | 0 | 0 | 0 | 12 | 1
NO |  | 177 | 2016 | 3 | 16 | 16 |  |  |  | 0 | 0 | Wood H-Frame | 16.98 | 0 | 1 | 2-954 ACSR | 0 | 0 | 0 | 0 | 0 | 0 | 0 | 0 | 0 | 0 | 0 | 0 | 0 | 0 | 0 | 0 | 0 | 0 | 0 | 0 | 0 | 0 | 0 | 12 | 1
NO |  | 177 | 2016 | 3 | 18 | 18 |  | Rush Island | St. Francois 2 | 0 | 0 | Wood H-Frame | 17 | 0 | 1 | 954/7 ACSS,OPGW | 0 | 0 | 0 | 0 | 0 | 0 | 0 | 0 | 0 | 0 | 0 | 0 | 0 | 0 | 0 | 0 | 0 | 0 | 0 | 0 | 0 | 0 | 0 | 12 | 1
NO |  | 177 | 2016 | 3 | 20 | 20 |  | Clark Sub. | Meramec Mining Corp. | 138 | 138 | Wood H-Frame | 17.7 | 0 | 1 | 336.4 ACSR | 57948 | 1049350 | 1107298 | 0 | 0 | 0 | 0 | 0 | 0 | 0 | 0 | 0 | 0 | 0 | 0 | 0 | 0 | 0 | 0 | 0 | 0 | 0 | 0 | 12 | 1
NO |  | 177 | 2016 | 3 | 21 | 21 |  |  | Pea Ridge Iron Mine | 0 | 0 | Wood H-Frame | 17.7 | 0 | 1 | 336.4 ACSR | 0 | 0 | 0 | 0 | 0 | 0 | 0 | 0 | 0 | 0 | 0 | 0 | 0 | 0 | 0 | 0 | 0 | 0 | 0 | 0 | 0 | 0 | 0 | 12 | 1
NO |  | 177 | 2016 | 3 | 23 | 23 |  | Cahokia Sub. | Venice Sub. | 138 | 138 | Steel Tower | 0.58 | 0 | 2 | 954 AL | 108011 | 1390601 | 1498612 | 0 | 0 | 0 | 0 | 0 | 0 | 0 | 0 | 0 | 0 | 0 | 0 | 0 | 0 | 0 | 0 | 0 | 0 | 0 | 0 | 12 | 1
NO |  | 177 | 2016 | 3 | 25 | 25 |  | Sioux Sub. | Berk-Viele | 138 | 138 | Steel Tower | 9.07 | 0 | 3 | 954 ACSR | 2520332 | 21442106 | 23962438 | 0 | 0 | 0 | 0 | 0 | 0 | 0 | 0 | 0 | 0 | 0 | 0 | 0 | 0 | 0 | 0 | 0 | 0 | 0 | 0 | 12 | 1
NO |  | 177 | 2016 | 3 | 27 | 27 |  | New Hope Tap | CEPC Interconnect | 161 | 161 | HF-Wood | 0 | 0.02 | 1 | 795 ACSR | 0 | 0 | 0 | 0 | 0 | 0 | 0 | 0 | 0 | 0 | 0 | 0 | 0 | 0 | 0 | 0 | 0 | 0 | 0 | 0 | 0 | 0 | 0 | 12 | 1
NO |  | 177 | 2016 | 3 | 29 | 29 |  | Berkeley Sub. | Dardenne Sub. | 138 | 138 | Steel Tower | 8.27 | 0 | 1 | 954 ACSR | 0 | 0 | 0 | 0 | 0 | 0 | 0 | 0 | 0 | 0 | 0 | 0 | 0 | 0 | 0 | 0 | 0 | 0 | 0 | 0 | 0 | 0 | 0 | 12 | 1
NO |  | 177 | 2016 | 3 | 30 | 30 |  |  |  | 0 | 0 | Steel Tower | 2.29 | 0 | 1 | 795 ACSR | 0 | 0 | 0 | 0 | 0 | 0 | 0 | 0 | 0 | 0 | 0 | 0 | 0 | 0 | 0 | 0 | 0 | 0 | 0 | 0 | 0 | 0 | 0 | 12 | 1
NO |  | 177 | 2016 | 3 | 31 | 31 |  |  |  | 0 | 0 | Wood H-Frame | 15.59 | 0 | 1 | 795 ACSR | 0 | 0 | 0 | 0 | 0 | 0 | 0 | 0 | 0 | 0 | 0 | 0 | 0 | 0 | 0 | 0 | 0 | 0 | 0 | 0 | 0 | 0 | 0 | 12 | 1
NO |  | 177 | 2016 | 3 | 33 | 33 |  | Hannibal West Tap | Hannibal West sub | 161 | 161 | HF-Wood | 0.02 | 0 | 2 | 336.4 KCMIL | 0 | 0 | 0 | 0 | 0 | 0 | 0 | 0 | 0 | 0 | 0 | 0 | 0 | 0 | 0 | 0 | 0 | 0 | 0 | 0 | 0 | 0 | 0 | 12 | 1
NO |  | 177 | 2016 | 3 | 35 | 35 |  | Dardenne Sub. | Viele Sub. | 161 | 161 | Wood H-Frame | 134.03 | 0 | 1 | 795 ACSR | 0 | 0 | 0 | 0 | 0 | 0 | 0 | 0 | 0 | 0 | 0 | 0 | 0 | 0 | 0 | 0 | 0 | 0 | 0 | 0 | 0 | 0 | 0 | 12 | 1
NO |  | 177 | 2016 | 4 | 2 | 2 |  | Huster Viele #1 | Marion Sub. | 161 | 161 | Wood H-Frame | 0.41 | 0 | 1 | 477 ACSR | 0 | 0 | 0 | 0 | 0 | 0 | 0 | 0 | 0 | 0 | 0 | 0 | 0 | 0 | 0 | 0 | 0 | 0 | 0 | 0 | 0 | 0 | 0 | 12 | 1
NO |  | 177 | 2016 | 4 | 4 | 4 |  | Palmyra Sub. | N. Marble Sub | 161 | 345 | Steel Tower | 0.62 | 0 | 2 | 2-954 ACSR | 0 | 0 | 0 | 0 | 0 | 0 | 0 | 0 | 0 | 0 | 0 | 0 | 0 | 0 | 0 | 0 | 0 | 0 | 0 | 0 | 0 | 0 | 0 | 12 | 1
NO |  | 177 | 2016 | 4 | 5 | 5 |  |  |  | 161 | 161 | Wood H-Frame | 5.58 | 0 | 1 | 954 ACSR | 0 | 0 | 0 | 0 | 0 | 0 | 0 | 0 | 0 | 0 | 0 | 0 | 0 | 0 | 0 | 0 | 0 | 0 | 0 | 0 | 0 | 0 | 0 | 12 | 1
NO |  | 177 | 2016 | 4 | 7 | 7 |  | Huster Sub. | Belleau Sub. | 138 | 138 | Wood H-Frame | 0.13 | 0 | 1 | 795 ACSR | 0 | 0 | 0 | 0 | 0 | 0 | 0 | 0 | 0 | 0 | 0 | 0 | 0 | 0 | 0 | 0 | 0 | 0 | 0 | 0 | 0 | 0 | 0 | 12 | 1
NO |  | 177 | 2016 | 4 | 9 | 9 |  | Belleau Sub. | Pike Sub. | 138 | 138 | Steel Pole | 0.24 | 0 | 1 | 795 ACSR | 0 | 0 | 0 | 0 | 0 | 0 | 0 | 0 | 0 | 0 | 0 | 0 | 0 | 0 | 0 | 0 | 0 | 0 | 0 | 0 | 0 | 0 | 0 | 12 | 1
NO |  | 177 | 2016 | 4 | 11 | 11 |  | Meramec Sub. | Cahokia Sub. Incl Tap | 138 | 138 | Steel Tower | 2.55 | 0 | 1 | 954 ACSR | 59400 | 417199 | 476599 | 0 | 0 | 0 | 0 | 0 | 0 | 0 | 0 | 0 | 0 | 0 | 0 | 0 | 0 | 0 | 0 | 0 | 0 | 0 | 0 | 12 | 1
NO |  | 177 | 2016 | 4 | 13 | 13 |  | Meramec Sub. | Cahokia Sub | 138 | 138 | Steel Tower | 6.17 | 0 | 1 | 350 BC | 0 | 0 | 0 | 0 | 0 | 0 | 0 | 0 | 0 | 0 | 0 | 0 | 0 | 0 | 0 | 0 | 0 | 0 | 0 | 0 | 0 | 0 | 0 | 12 | 1
NO |  | 177 | 2016 | 4 | 14 | 14 |  |  |  | 0 | 0 |  | 0 | 0.95 | 1 | 954 ACSR | 0 | 0 | 0 | 0 | 0 | 0 | 0 | 0 | 0 | 0 | 0 | 0 | 0 | 0 | 0 | 0 | 0 | 0 | 0 | 0 | 0 | 0 | 0 | 12 | 1
NO |  | 177 | 2016 | 4 | 15 | 15 |  | Conway Sub. | Meramec Plant | 138 | 138 | Steel Tower | 22.93 | 0 | 2 | 954 ACSR | 876704 | 6291492 | 7168196 | 0 | 0 | 0 | 0 | 0 | 0 | 0 | 0 | 0 | 0 | 0 | 0 | 0 | 0 | 0 | 0 | 0 | 0 | 0 | 0 | 12 | 1
NO |  | 177 | 2016 | 4 | 16 | 16 |  |  |  | 0 | 0 | Steel Tower | 3.92 | 0 | 1 | 954 ACSR | 0 | 0 | 0 | 0 | 0 | 0 | 0 | 0 | 0 | 0 | 0 | 0 | 0 | 0 | 0 | 0 | 0 | 0 | 0 | 0 | 0 | 0 | 0 | 12 | 1
NO |  | 177 | 2016 | 4 | 18 | 18 |  | Meramec Sub. | Rivermines Sub. | 138 | 138 | Steel Tower | 0.26 | 0 | 1 | 954 ACSR | 1544344 | 21867768 | 23412112 | 0 | 0 | 0 | 0 | 0 | 0 | 0 | 0 | 0 | 0 | 0 | 0 | 0 | 0 | 0 | 0 | 0 | 0 | 0 | 0 | 12 | 1
NO |  | 177 | 2016 | 4 | 19 | 19 |  |  |  | 0 | 0 | Steel Tower | 0 | 1.04 | 1 | 795 ACSR | 0 | 0 | 0 | 0 | 0 | 0 | 0 | 0 | 0 | 0 | 0 | 0 | 0 | 0 | 0 | 0 | 0 | 0 | 0 | 0 | 0 | 0 | 0 | 12 | 1
NO |  | 177 | 2016 | 4 | 20 | 20 |  |  |  | 0 | 0 | Wood H-Frame | 44.76 | 0 | 1 | 795 ACSR | 0 | 0 | 0 | 0 | 0 | 0 | 0 | 0 | 0 | 0 | 0 | 0 | 0 | 0 | 0 | 0 | 0 | 0 | 0 | 0 | 0 | 0 | 0 | 12 | 1
NO |  | 177 | 2016 | 4 | 22 | 22 |  | St. Francois | Rivermines-3 | 138 | 138 | Steel Pole | 10 | 0 | 1 | 2156 ACSR | 0 | 0 | 0 | 0 | 0 | 0 | 0 | 0 | 0 | 0 | 0 | 0 | 0 | 0 | 0 | 0 | 0 | 0 | 0 | 0 | 0 | 0 | 0 | 12 | 1
NO |  | 177 | 2016 | 4 | 24 | 24 |  | Meramec Sub. | Rivermines | 138 | 138 | Steel Tower | 1.04 | 0 | 1 | 795 ACSR | 0 | 0 | 0 | 0 | 0 | 0 | 0 | 0 | 0 | 0 | 0 | 0 | 0 | 0 | 0 | 0 | 0 | 0 | 0 | 0 | 0 | 0 | 0 | 12 | 1
NO |  | 177 | 2016 | 4 | 25 | 25 |  |  |  | 0 | 0 | Steel Tower | 0 | 1.45 | 1 | 795 ACSR | 0 | 0 | 0 | 0 | 0 | 0 | 0 | 0 | 0 | 0 | 0 | 0 | 0 | 0 | 0 | 0 | 0 | 0 | 0 | 0 | 0 | 0 | 0 | 12 | 1
NO |  | 177 | 2016 | 4 | 26 | 26 |  |  |  | 0 | 0 | Wood H-Frame | 42.7 | 0 | 1 | 795 ACSR | 0 | 0 | 0 | 0 | 0 | 0 | 0 | 0 | 0 | 0 | 0 | 0 | 0 | 0 | 0 | 0 | 0 | 0 | 0 | 0 | 0 | 0 | 0 | 12 | 1
NO |  | 177 | 2016 | 4 | 28 | 28 |  | Joachim Tap | Joachim Sub | 138 | 138 | Wood Pole | 0.67 | 0 | 2 | 795 ACSS | 0 | 0 | 0 | 0 | 0 | 0 | 0 | 0 | 0 | 0 | 0 | 0 | 0 | 0 | 0 | 0 | 0 | 0 | 0 | 0 | 0 | 0 | 0 | 12 | 1
NO |  | 177 | 2016 | 4 | 30 | 30 |  | Rivermines | Taum Sauk Sub. | 138 | 138 | Steel Tower | 29.66 | 0 | 2 | 2-477 ACSR | 75064 | 7910489 | 7985553 | 0 | 0 | 0 | 0 | 0 | 0 | 0 | 0 | 0 | 0 | 0 | 0 | 0 | 0 | 0 | 0 | 0 | 0 | 0 | 0 | 12 | 1
NO |  | 177 | 2016 | 4 | 32 | 32 |  | Montgomery Sub. | Overton Sub. | 345 | 345 | Steel Tower | 1.27 | 0 | 1 | 2-795 ACSR | 436529 | 22752724 | 23189253 | 0 | 0 | 0 | 0 | 0 | 0 | 0 | 0 | 0 | 0 | 0 | 0 | 0 | 0 | 0 | 0 | 0 | 0 | 0 | 0 | 12 | 1
NO |  | 177 | 2016 | 4 | 33 | 33 |  |  |  | 0 | 0 | Wood H-Frame | 63.13 | 0 | 1 | 2-795 ACSR | 0 | 0 | 0 | 0 | 0 | 0 | 0 | 0 | 0 | 0 | 0 | 0 | 0 | 0 | 0 | 0 | 0 | 0 | 0 | 0 | 0 | 0 | 0 | 12 | 1
NO |  | 177 | 2016 | 4 | 35 | 35 |  | Cahokia Sub. | Central Sub. Incl. Tap to | 138 | 138 | Steel Tower | 3.49 | 0 | 2 | 954 ACSR | 1798930 | 10624125 | 12423055 | 0 | 0 | 0 | 0 | 0 | 0 | 0 | 0 | 0 | 0 | 0 | 0 | 0 | 0 | 0 | 0 | 0 | 0 | 0 | 0 | 12 | 1
NO |  | 177 | 2016 | 5 | 1 | 1 |  |  | Poplar Sub | 138 | 138 | Steel Pole | 0.06 | 0 | 1 | 954 ACSR | 0 | 0 | 0 | 0 | 0 | 0 | 0 | 0 | 0 | 0 | 0 | 0 | 0 | 0 | 0 | 0 | 0 | 0 | 0 | 0 | 0 | 0 | 0 | 12 | 1
NO |  | 177 | 2016 | 5 | 3 | 3 |  | Cahokia | Central - 1 Tap | 138 | 138 | Steel Pole | 0.06 | 0 | 1 | 954 ACSR | 0 | 0 | 0 | 0 | 0 | 0 | 0 | 0 | 0 | 0 | 0 | 0 | 0 | 0 | 0 | 0 | 0 | 0 | 0 | 0 | 0 | 0 | 0 | 12 | 1
NO |  | 177 | 2016 | 5 | 4 | 4 |  | Cahokia | Central - 2 Tap | 138 | 138 | Steel Pole | 0.05 | 0.07 | 1 | 954 ACSR | 0 | 0 | 0 | 0 | 0 | 0 | 0 | 0 | 0 | 0 | 0 | 0 | 0 | 0 | 0 | 0 | 0 | 0 | 0 | 0 | 0 | 0 | 0 | 12 | 1
NO |  | 177 | 2016 | 5 | 5 | 5 |  | Cahokia | Watson - 1 Tap | 138 | 138 | Steel Pole | 0.4 | 0 | 1 | 954 ACSR | 0 | 0 | 0 | 0 | 0 | 0 | 0 | 0 | 0 | 0 | 0 | 0 | 0 | 0 | 0 | 0 | 0 | 0 | 0 | 0 | 0 | 0 | 0 | 12 | 1
NO |  | 177 | 2016 | 5 | 7 | 7 |  | Central Sub. | Watson Sub. | 138 | 138 | Steel Tower | 5.85 | 0 | 1 | 954 ACSR | 0 | 0 | 0 | 0 | 0 | 0 | 0 | 0 | 0 | 0 | 0 | 0 | 0 | 0 | 0 | 0 | 0 | 0 | 0 | 0 | 0 | 0 | 0 | 12 | 1
NO |  | 177 | 2016 | 5 | 9 | 9 |  | Page Sub. | Mason Sub | 138 | 138 | Steel Tower | 9.6 | 0 | 2 | 954 ACSR | 427065 | 4248055 | 4675120 | 0 | 0 | 0 | 0 | 0 | 0 | 0 | 0 | 0 | 0 | 0 | 0 | 0 | 0 | 0 | 0 | 0 | 0 | 0 | 0 | 12 | 1
NO |  | 177 | 2016 | 5 | 10 | 10 |  |  |  | 0 | 0 | Steel Tower | 9.63 | 0 | 2 | 2156 ACSR | 0 | 0 | 0 | 0 | 0 | 0 | 0 | 0 | 0 | 0 | 0 | 0 | 0 | 0 | 0 | 0 | 0 | 0 | 0 | 0 | 0 | 0 | 0 | 12 | 1
NO |  | 177 | 2016 | 5 | 12 | 12 |  | St. Genevieve | Rivermines | 138 | 138 | Wood H-Frame | 18.6 | 0 | 2 | 795 ACSR | 0 | 29896 | 29896 | 0 | 0 | 0 | 0 | 0 | 0 | 0 | 0 | 0 | 0 | 0 | 0 | 0 | 0 | 0 | 0 | 0 | 0 | 0 | 0 | 12 | 1
NO |  | 177 | 2016 | 5 | 14 | 14 |  | Callaway Sub. | Bland Sub. | 345 | 345 | Steel Tower | 31.5 | 0 | 1 | 1590 ACSR | 254201 | 14088090 | 14342291 | 0 | 0 | 0 | 0 | 661770364 | 0 | 0 | 0 | 0 | 0 | 0 | 0 | 0 | 0 | 0 | 0 | 0 | 0 | 0 | 0 | 12 | 1
NO |  | 177 | 2016 | 5 | 16 | 16 |  | Sioux Sub. | Maline Sub. | 138 | 138 | Steel Tower | 15.88 | 0 | 2 | 2156 ACSR | 162634 | 4314587 | 4477221 | 0 | 0 | 0 | 0 | 0 | 0 | 0 | 0 | 0 | 0 | 0 | 0 | 0 | 0 | 0 | 0 | 0 | 0 | 0 | 0 | 12 | 1
NO |  | 177 | 2016 | 5 | 17 | 17 |  |  |  | 0 | 0 | Wood Pole | 0 | 0 | 0 |  | 0 | 0 | 0 | 0 | 0 | 0 | 0 | 0 | 0 | 0 | 0 | 0 | 0 | 0 | 0 | 0 | 0 | 0 | 0 | 0 | 0 | 0 | 0 | 12 | 1
NO |  | 177 | 2016 | 5 | 18 | 18 |  | Tap Struct. | Portage Sub. | 138 | 138 | Steel Tower | 0.2 | 0 | 1 | 336.4 ACSR | 0 | 0 | 0 | 0 | 0 | 0 | 0 | 0 | 0 | 0 | 0 | 0 | 0 | 0 | 0 | 0 | 0 | 0 | 0 | 0 | 0 | 0 | 0 | 12 | 1
NO |  | 177 | 2016 | 5 | 20 | 20 |  | Labadie Plant | Mason Sub. | 345 | 345 | Steel Tower | 24.01 | 0.07 | 2 | 2-954 ACSR | 595471 | 20613525 | 21208996 | 0 | 0 | 0 | 0 | 0 | 0 | 0 | 0 | 0 | 0 | 0 | 0 | 0 | 0 | 0 | 0 | 0 | 0 | 0 | 0 | 12 | 1
NO |  | 177 | 2016 | 5 | 21 | 21 |  |  |  | 0 | 0 | Steel Tower | 0.46 | 0 | 1 | 2-954 ACSR | 0 | 0 | 0 | 0 | 0 | 0 | 0 | 0 | 0 | 0 | 0 | 0 | 0 | 0 | 0 | 0 | 0 | 0 | 0 | 0 | 0 | 0 | 0 | 12 | 1
NO |  | 177 | 2016 | 5 | 22 | 22 |  |  |  | 0 | 0 | Wood H-Frame | 0.3 | 0 | 1 | 2-954 ACSR | 0 | 0 | 0 | 0 | 0 | 0 | 0 | 0 | 0 | 0 | 0 | 0 | 0 | 0 | 0 | 0 | 0 | 0 | 0 | 0 | 0 | 0 | 0 | 12 | 1
NO |  | 177 | 2016 | 5 | 24 | 24 |  | Labadie Plant | Gray Summit | 138 | 138 | Wood H-Frame | 5.96 | 0 | 1 | 336.4 ACSR | 0 | 16054 | 16054 | 0 | 0 | 0 | 0 | 0 | 0 | 0 | 0 | 0 | 0 | 0 | 0 | 0 | 0 | 0 | 0 | 0 | 0 | 0 | 0 | 12 | 1
NO |  | 177 | 2016 | 5 | 26 | 26 |  | Labadie Plant | Tyson Sub. | 345 | 345 | Steel Tower/ | 30 | 0.26 | 2 | 2-954 ACSR | 808978 | 29762243 | 30571221 | 0 | 0 | 0 | 0 | 0 | 0 | 0 | 0 | 0 | 0 | 0 | 0 | 0 | 0 | 0 | 0 | 0 | 0 | 0 | 0 | 12 | 1
NO |  | 177 | 2016 | 5 | 27 | 27 |  |  |  | 0 | 0 | Pole | 0 | 0 | 0 |  | 0 | 0 | 0 | 0 | 0 | 0 | 0 | 0 | 0 | 0 | 0 | 0 | 0 | 0 | 0 | 0 | 0 | 0 | 0 | 0 | 0 | 0 | 0 | 12 | 1
NO |  | 177 | 2016 | 5 | 28 | 28 |  |  |  | 0 | 0 | Wood H-Frame | 0.05 | 0 | 1 | 2156 ACSR | 0 | 0 | 0 | 0 | 0 | 0 | 0 | 0 | 0 | 0 | 0 | 0 | 0 | 0 | 0 | 0 | 0 | 0 | 0 | 0 | 0 | 0 | 0 | 12 | 1
NO |  | 177 | 2016 | 5 | 29 | 29 |  |  |  | 0 | 0 | Steel Tower | 0.07 | 0 | 1 | 2-954 ACSR | 0 | 0 | 0 | 0 | 0 | 0 | 0 | 0 | 0 | 0 | 0 | 0 | 0 | 0 | 0 | 0 | 0 | 0 | 0 | 0 | 0 | 0 | 0 | 12 | 1
NO |  | 177 | 2016 | 5 | 30 | 30 |  |  |  | 0 | 0 | Wood H-Frame | 0.49 | 0 | 1 | 2-954 ACSR | 0 | 0 | 0 | 0 | 0 | 0 | 0 | 0 | 0 | 0 | 0 | 0 | 0 | 0 | 0 | 0 | 0 | 0 | 0 | 0 | 0 | 0 | 0 | 12 | 1
NO |  | 177 | 2016 | 5 | 32 | 32 |  | Labadie Plant | Franks Sub. | 345 | 345 | Steel Tower | 0.5 | 2.8 | 1 | 2-954 ACSR | 398875 | 13645576 | 14044451 | 0 | 0 | 0 | 0 | 0 | 0 | 0 | 0 | 0 | 0 | 0 | 0 | 0 | 0 | 0 | 0 | 0 | 0 | 0 | 0 | 12 | 1
NO |  | 177 | 2016 | 5 | 33 | 33 |  |  |  | 0 | 0 | Wood H-Frame | 44 | 0 | 1 | 2-954 ACSR | 0 | 0 | 0 | 0 | 0 | 0 | 0 | 0 | 0 | 0 | 0 | 0 | 0 | 0 | 0 | 0 | 0 | 0 | 0 | 0 | 0 | 0 | 0 | 12 | 1
NO |  | 177 | 2016 | 5 | 34 | 34 |  |  |  | 0 | 0 | Wood H-Frame | 36.68 | 0 | 1 | 2-795 ACSR | 0 | 0 | 0 | 0 | 0 | 0 | 0 | 0 | 0 | 0 | 0 | 0 | 0 | 0 | 0 | 0 | 0 | 0 | 0 | 0 | 0 | 0 | 0 | 12 | 1
NO |  | 177 | 2016 | 6 | 1 | 1 |  | Bland Sub. | Labadie Sub. | 345 | 345 | Wood Pole | 0.23 | 0 | 1 | 954 ACSR | 0 | 0 | 0 | 0 | 0 | 0 | 0 | 0 | 0 | 0 | 0 | 0 | 0 | 0 | 0 | 0 | 0 | 0 | 0 | 0 | 0 | 0 | 0 | 12 | 1
NO |  | 177 | 2016 | 6 | 3 | 3 |  | Bland Sub. | Franks Sub. | 345 | 345 | Wood Pole | 0.33 | 0 | 1 | 954 ACSR | 0 | 0 | 0 | 0 | 0 | 0 | 0 | 0 | 0 | 0 | 0 | 0 | 0 | 0 | 0 | 0 | 0 | 0 | 0 | 0 | 0 | 0 | 0 | 12 | 1
NO |  | 177 | 2016 | 6 | 5 | 5 |  | Callaway | Montgomery Sub. | 345 | 345 | Steel Tower | 23.22 | 0 | 2 | 1590 ACSR | 254647 | 14647961 | 14902608 | 0 | 0 | 0 | 0 | 0 | 0 | 0 | 0 | 0 | 0 | 0 | 0 | 0 | 0 | 0 | 0 | 0 | 0 | 0 | 0 | 12 | 1
NO |  | 177 | 2016 | 6 | 7 | 7 |  | Callaway-Bland #30 | Loose Creek | 345 | 345 | Wood H-Frame | 17 | 6.7 | 1 | 954 ACSS | 1689856 | 10108061 | 11797917 | 0 | 0 | 0 | 0 | 0 | 0 | 0 | 0 | 0 | 0 | 0 | 0 | 0 | 0 | 0 | 0 | 0 | 0 | 0 | 0 | 12 | 1
NO |  | 177 | 2016 | 6 | 9 | 9 |  | Loose Creek | Franks | 345 | 345 | Wood H-Frame | 37.3 | 0 | 1 | 954 ACSS | 984974 | 20155781 | 21140755 | 0 | 0 | 0 | 0 | 0 | 0 | 0 | 0 | 0 | 0 | 0 | 0 | 0 | 0 | 0 | 0 | 0 | 0 | 0 | 0 | 12 | 1
NO |  | 177 | 2016 | 6 | 11 | 11 |  | Mid-Rivers |  | 161 | 161 | Wood Pole | 0.03 | 0 | 1 | 954/7 ACSR | 0 | 189643 | 189643 | 0 | 0 | 0 | 0 | 0 | 0 | 0 | 0 | 0 | 0 | 0 | 0 | 0 | 0 | 0 | 0 | 0 | 0 | 0 | 0 | 12 | 1
NO |  | 177 | 2016 | 6 | 13 | 13 |  | Rush Island Plant | Tyson Sub | 345 | 345 | Steel Pole | 1.5 | 0 | 2 | 2-954 ACSR | 1075186 | 13693949 | 14769135 | 0 | 0 | 0 | 0 | 0 | 0 | 0 | 0 | 0 | 0 | 0 | 0 | 0 | 0 | 0 | 0 | 0 | 0 | 0 | 0 | 12 | 1
NO |  | 177 | 2016 | 6 | 14 | 14 |  |  |  | 0 | 0 | Steel Tower | 31.64 | 0 | 2 | 2-954 ACSR | 0 | 0 | 0 | 0 | 0 | 0 | 0 | 0 | 0 | 0 | 0 | 0 | 0 | 0 | 0 | 0 | 0 | 0 | 0 | 0 | 0 | 0 | 0 | 12 | 1
NO |  | 177 | 2016 | 6 | 16 | 16 |  | Joachim Tap | Joachim Sub | 345 | 345 | Wood Pole | 0.09 | 0 | 2 | 954 54/7 ACSS | 0 | 0 | 0 | 0 | 0 | 0 | 0 | 0 | 0 | 0 | 0 | 0 | 0 | 0 | 0 | 0 | 0 | 0 | 0 | 0 | 0 | 0 | 0 | 12 | 1
NO |  | 177 | 2016 | 6 | 18 | 18 |  | Mariosa Delta (Jeff City) | Apache Flats | 161 | 161 | Wood H-Frame | 20.7 | 0 | 1 | 954 ACSR | 3276531 | 6680670 | 9957201 | 0 | 0 | 0 | 0 | 0 | 0 | 0 | 0 | 0 | 0 | 0 | 0 | 0 | 0 | 0 | 0 | 0 | 0 | 0 | 0 | 12 | 1
NO |  | 177 | 2016 | 6 | 20 | 20 |  | Loose Creek | Mariosa Delta | 345 | 345 | Wood H-Frame | 10.7 | 0 | 1 | 954/7 ACSR | 1653045 | 10053685 | 11706730 | 0 | 0 | 0 | 0 | 0 | 0 | 0 | 0 | 0 | 0 | 0 | 0 | 0 | 0 | 0 | 0 | 0 | 0 | 0 | 0 | 12 | 1
NO |  | 177 | 2016 | 6 | 22 | 22 |  | Cahokia Sub. | Roxford Sub. | 345 | 345 | Steel Tower | 3.35 | 0 | 1 | 2-954 ACSR | 231890 | 2948383 | 3180273 | 0 | 0 | 0 | 0 | 0 | 0 | 0 | 0 | 0 | 0 | 0 | 0 | 0 | 0 | 0 | 0 | 0 | 0 | 0 | 0 | 12 | 1
NO |  | 177 | 2016 | 6 | 24 | 24 |  | Moreau (Jeff City) | Mariosa Delta (Guthrie) | 161 | 161 | Wood H-Frame | 3.87 | 0 | 1 | 954 ACSR | 365125 | 1597407 | 1962532 | 0 | 0 | 0 | 0 | 0 | 0 | 0 | 0 | 0 | 0 | 0 | 0 | 0 | 0 | 0 | 0 | 0 | 0 | 0 | 0 | 12 | 1
NO |  | 177 | 2016 | 6 | 26 | 26 |  | Thomas Hill A.E.C. Plant | Adair Sub. | 161 | 161 | Wood H-Frame | 44.08 | 0 | 1 | 954 ACSR | 358696 | 11038969 | 11397665 | 0 | 0 | 0 | 0 | 0 | 0 | 0 | 0 | 0 | 0 | 0 | 0 | 0 | 0 | 0 | 0 | 0 | 0 | 0 | 0 | 12 | 1
NO |  | 177 | 2016 | 6 | 28 | 28 |  | Labadie Plant | Montgomery Sub. | 345 | 345 | Steel Tower | 3.91 | 0 | 1 | 2-954 ACSR | 201734 | 13116171 | 13317905 | 0 | 0 | 0 | 0 | 0 | 0 | 0 | 0 | 0 | 0 | 0 | 0 | 0 | 0 | 0 | 0 | 0 | 0 | 0 | 0 | 12 | 1
NO |  | 177 | 2016 | 6 | 29 | 29 |  |  |  | 0 | 0 | Wood H-Frame | 45.93 | 0 | 1 | 2-954 ACSR | 0 | 0 | 0 | 0 | 0 | 0 | 0 | 0 | 0 | 0 | 0 | 0 | 0 | 0 | 0 | 0 | 0 | 0 | 0 | 0 | 0 | 0 | 0 | 12 | 1
NO |  | 177 | 2016 | 6 | 31 | 31 |  | Essex | Stoddard | 161 | 161 | Wood Poles | 0.09 | 0 | 1 | 795 ACSR | 4703 | 105291 | 109994 | 0 | 0 | 0 | 0 | 0 | 0 | 0 | 0 | 0 | 0 | 0 | 0 | 0 | 0 | 0 | 0 | 0 | 0 | 0 | 0 | 12 | 1
NO |  | 177 | 2016 | 6 | 33 | 33 |  | Adair Sub. | Wapello-ISU Connection | 161 | 161 | Wood H-Frame | 32.01 | 0 | 1 | 795 ACSR | 108391 | 1239143 | 1347534 | 0 | 0 | 0 | 0 | 0 | 0 | 0 | 0 | 0 | 0 | 0 | 0 | 0 | 0 | 0 | 0 | 0 | 0 | 0 | 0 | 12 | 1
NO |  | 177 | 2016 | 6 | 35 | 35 |  | Cominco Sub #1 | Buick Smelter | 161 | 161 | HF-Wood | 0.69 | 0 | 1 | 336 ACSR | 132861 | 7567037 | 7699898 | 0 | 0 | 0 | 0 | 0 | 0 | 0 | 0 | 0 | 0 | 0 | 0 | 0 | 0 | 0 | 0 | 0 | 0 | 0 | 0 | 12 | 1
NO |  | 177 | 2016 | 7 | 2 | 2 |  | Fletcher SW Sta. | Buick Mines | 161 | 161 | HF-Wood | 10.4 | 0 | 1 | 636 ACSR | 0 | 0 | 0 | 0 | 0 | 0 | 0 | 0 | 0 | 0 | 0 | 0 | 0 | 0 | 0 | 0 | 0 | 0 | 0 | 0 | 0 | 0 | 0 | 12 | 1
NO |  | 177 | 2016 | 7 | 4 | 4 |  | Buick Mines | Cominco | 161 | 161 | HF-Wood | 2.27 | 0 | 1 | 636 ACSR | 0 | 0 | 0 | 0 | 0 | 0 | 0 | 0 | 0 | 0 | 0 | 0 | 0 | 0 | 0 | 0 | 0 | 0 | 0 | 0 | 0 | 0 | 0 | 12 | 1
NO |  | 177 | 2016 | 7 | 6 | 6 |  | Mo. Lead Term | Mo. Lead Str. | 161 | 161 | HF-Wood | 0.07 | 0 | 1 | 4/0 ACSR | 0 | 0 | 0 | 0 | 0 | 0 | 0 | 0 | 0 | 0 | 0 | 0 | 0 | 0 | 0 | 0 | 0 | 0 | 0 | 0 | 0 | 0 | 0 | 12 | 1
NO |  | 177 | 2016 | 7 | 8 | 8 |  | Clark | Pilot Knob Tap | 161 | 161 | HF-Wood | 0 | 0.04 | 1 | 636 ACSR | 0 | 0 | 0 | 0 | 0 | 0 | 0 | 0 | 0 | 0 | 0 | 0 | 0 | 0 | 0 | 0 | 0 | 0 | 0 | 0 | 0 | 0 | 0 | 12 | 1
NO |  | 177 | 2016 | 7 | 10 | 10 |  | Clark Sub. | Viburnum Jct. | 161 | 161 | HF-Wood | 15.09 | 0 | 1 | 636 ACSR | 0 | 0 | 0 | 0 | 0 | 0 | 0 | 0 | 0 | 0 | 0 | 0 | 0 | 0 | 0 | 0 | 0 | 0 | 0 | 0 | 0 | 0 | 0 | 12 | 1
NO |  | 177 | 2016 | 7 | 12 | 12 |  | Cominco Sub #2 | Buick Smelter | 161 | 161 | HF-Wood | 0.66 | 0 | 1 | 336 ACSR | 0 | 0 | 0 | 0 | 0 | 0 | 0 | 0 | 0 | 0 | 0 | 0 | 0 | 0 | 0 | 0 | 0 | 0 | 0 | 0 | 0 | 0 | 0 | 12 | 1
NO |  | 177 | 2016 | 7 | 14 | 14 |  | Cominco Sub | Viburnum Jct. | 161 | 161 | HF-Wood | 6.06 | 0 | 1 | 636 ACSR | 0 | 0 | 0 | 0 | 0 | 0 | 0 | 0 | 0 | 0 | 0 | 0 | 0 | 0 | 0 | 0 | 0 | 0 | 0 | 0 | 0 | 0 | 0 | 12 | 1
NO |  | 177 | 2016 | 7 | 16 | 16 |  | Buick Mines | Cominco Sub | 161 | 161 | HF-Wood | 2.34 | 0 | 1 | 336 ACSR | 0 | 0 | 0 | 0 | 0 | 0 | 0 | 0 | 0 | 0 | 0 | 0 | 0 | 0 | 0 | 0 | 0 | 0 | 0 | 0 | 0 | 0 | 0 | 12 | 1
NO |  | 177 | 2016 | 7 | 18 | 18 |  | Pilot Knob Sub | Clark Sub | 161 | 161 | HF-Wood | 27.78 | 0 | 1 | 636 ACSR | 0 | 0 | 0 | 0 | 0 | 0 | 0 | 0 | 0 | 0 | 0 | 0 | 0 | 0 | 0 | 0 | 0 | 0 | 0 | 0 | 0 | 0 | 0 | 12 | 1
NO |  | 177 | 2016 | 7 | 20 | 20 |  | Pilot Knob Sub #1 | Pilot Knob Pellet E | 161 | 161 | HF-Wood | 0.22 | 0 | 1 | 336 ACSR | 0 | 0 | 0 | 0 | 0 | 0 | 0 | 0 | 0 | 0 | 0 | 0 | 0 | 0 | 0 | 0 | 0 | 0 | 0 | 0 | 0 | 0 | 0 | 12 | 1
NO |  | 177 | 2016 | 7 | 22 | 22 |  | Fletcher SW Sta. | West of Hwy N | 161 | 161 | HF-Wood | 13.04 | 0 | 1 | 667 ACSR | 1824 | 560468 | 562292 | 0 | 0 | 0 | 0 | 0 | 0 | 0 | 0 | 0 | 0 | 0 | 0 | 0 | 0 | 0 | 0 | 0 | 0 | 0 | 0 | 12 | 1
NO |  | 177 | 2016 | 7 | 24 | 24 |  | Jct W of Hwy N | Pilot Knob Sub | 161 | 161 | HF-Wood | 18.76 | 0 | 1 | 1590 ACSR | 0 | 0 | 0 | 0 | 0 | 0 | 0 | 0 | 0 | 0 | 0 | 0 | 0 | 0 | 0 | 0 | 0 | 0 | 0 | 0 | 0 | 0 | 0 | 12 | 1
NO |  | 177 | 2016 | 7 | 26 | 26 |  | Pilot Knob Sub #2 | Pilot Knob Pellet W | 161 | 161 | HF-Wood | 0.23 | 0 | 1 | 336 ACSR | 0 | 0 | 0 | 0 | 0 | 0 | 0 | 0 | 0 | 0 | 0 | 0 | 0 | 0 | 0 | 0 | 0 | 0 | 0 | 0 | 0 | 0 | 0 | 12 | 1
NO |  | 177 | 2016 | 7 | 28 | 28 |  | Fletcher SW Sta. | Sweetwater | 161 | 161 | HF-Wood | 9.26 | 0 | 1 | 954/7 ACSR | 19767 | 2900713 | 2920480 | 0 | 0 | 0 | 0 | 0 | 0 | 0 | 0 | 0 | 0 | 0 | 0 | 0 | 0 | 0 | 0 | 0 | 0 | 0 | 0 | 12 | 1
NO |  | 177 | 2016 | 7 | 30 | 30 |  | Sioux Plant | Mason Sub. | 345 | 345 | Steel Pole | 12.48 | 0 | 1 | 2-954 ACSR | 1225372 | 14159516 | 15384888 | 0 | 0 | 0 | 0 | 0 | 0 | 0 | 0 | 0 | 0 | 0 | 0 | 0 | 0 | 0 | 0 | 0 | 0 | 0 | 0 | 12 | 1
NO |  | 177 | 2016 | 7 | 31 | 31 |  |  |  | 0 | 0 | Steel Tower | 8.66 | 0 | 1 | 2-954 ACSR | 0 | 0 | 0 | 0 | 0 | 0 | 0 | 0 | 0 | 0 | 0 | 0 | 0 | 0 | 0 | 0 | 0 | 0 | 0 | 0 | 0 | 0 | 0 | 12 | 1
NO |  | 177 | 2016 | 7 | 32 | 32 |  |  |  | 0 | 0 | Wood H-Frame | 0.8 | 0 | 1 | 2-953 ACSR | 0 | 0 | 0 | 0 | 0 | 0 | 0 | 0 | 0 | 0 | 0 | 0 | 0 | 0 | 0 | 0 | 0 | 0 | 0 | 0 | 0 | 0 | 0 | 12 | 1
NO |  | 177 | 2016 | 7 | 34 | 34 |  | Sioux Plant | Roxford Sub. | 345 | 345 | Steel Tower | 11.9 | 0 | 1 | 954 ACSR | 144246 | 7343806 | 7488052 | 0 | 0 | 0 | 0 | 0 | 0 | 0 | 0 | 0 | 0 | 0 | 0 | 0 | 0 | 0 | 0 | 0 | 0 | 0 | 0 | 12 | 1
NO |  | 177 | 2016 | 7 | 35 | 35 |  |  |  | 0 | 0 | Steel Tower | 0.3 | 0 | 1 | 954 ACSR | 0 | 0 | 0 | 0 | 0 | 0 | 0 | 0 | 0 | 0 | 0 | 0 | 0 | 0 | 0 | 0 | 0 | 0 | 0 | 0 | 0 | 0 | 0 | 12 | 1
NO |  | 177 | 2016 | 8 | 2 | 2 |  | Tyson Sub. | Marshall Sub. | 138 | 138 | Steel Tower | 5.38 | 0 | 2 | 2156 ACSR | 136588 | 1933384 | 2069972 | 0 | 0 | 0 | 0 | 0 | 0 | 0 | 0 | 0 | 0 | 0 | 0 | 0 | 0 | 0 | 0 | 0 | 0 | 0 | 0 | 12 | 1
NO |  | 177 | 2016 | 8 | 3 | 3 |  |  |  | 0 | 0 | Steel Pole | 1.77 | 0 | 2 | 2156 ACSR | 0 | 0 | 0 | 0 | 0 | 0 | 0 | 0 | 0 | 0 | 0 | 0 | 0 | 0 | 0 | 0 | 0 | 0 | 0 | 0 | 0 | 0 | 0 | 12 | 1
NO |  | 177 | 2016 | 8 | 4 | 4 |  |  |  | 0 | 0 | Steel Pole | 0.06 | 0 | 2 | 336.5 ACSR | 0 | 0 | 0 | 0 | 0 | 0 | 0 | 0 | 0 | 0 | 0 | 0 | 0 | 0 | 0 | 0 | 0 | 0 | 0 | 0 | 0 | 0 | 0 | 12 | 1
NO |  | 177 | 2016 | 8 | 6 | 6 |  | Highway N Supply (AECI) |  | 161 | 161 | Steel Pole | 0.7 | 0 | 2 | 795 ACSR | 0 | 1466287 | 1466287 | 0 | 0 | 0 | 0 | 0 | 0 | 0 | 0 | 0 | 0 | 0 | 0 | 0 | 0 | 0 | 0 | 0 | 0 | 0 | 0 | 12 | 1
NO |  | 177 | 2016 | 8 | 8 | 8 |  | Marshall Sub. | Lakeshire Sub. | 138 | 138 | Steel Pole | 8.32 | 0 | 1 | 2156 ACSR | 371982 | 3999286 | 4371268 | 0 | 0 | 0 | 0 | 0 | 0 | 0 | 0 | 0 | 0 | 0 | 0 | 0 | 0 | 0 | 0 | 0 | 0 | 0 | 0 | 12 | 1
NO |  | 177 | 2016 | 8 | 10 | 10 |  | Cape | Wedekind 2 | 161 | 161 | Wood Poles | 7.57 | 0 | 1 | 954 ACSR,OPGW | 915931 | 1724994 | 2640925 | 0 | 0 | 0 | 0 | 0 | 0 | 0 | 0 | 0 | 0 | 0 | 0 | 0 | 0 | 0 | 0 | 0 | 0 | 0 | 0 | 12 | 1
NO |  | 177 | 2016 | 8 | 12 | 12 |  | Mauer Lake Sub. | Carrollton Sub. | 161 | 161 | Wood Poles | 3 | 0 | 1 | 556 ACSR | 41999 | 746024 | 788023 | 0 | 0 | 0 | 0 | 0 | 0 | 0 | 0 | 0 | 0 | 0 | 0 | 0 | 0 | 0 | 0 | 0 | 0 | 0 | 0 | 12 | 1
NO |  | 177 | 2016 | 8 | 14 | 14 |  | Big River | Rockwood | 138 | 138 | Wood H-Frame | 11.18 | 0 | 1 | 795 ACSR | 5262389 | 10229257 | 15491646 | 0 | 0 | 0 | 0 | 0 | 0 | 0 | 0 | 0 | 0 | 0 | 0 | 0 | 0 | 0 | 0 | 0 | 0 | 0 | 0 | 12 | 1
NO |  | 177 | 2016 | 8 | 16 | 16 |  | Cape Girardeau | Sikeston | 161 | 161 | Wood H-Frame | 19.98 | 0 | 1 | 336.4MCM,OPGW | 297246 | 8967305 | 9264551 | 0 | 0 | 0 | 0 | 0 | 0 | 0 | 0 | 0 | 0 | 0 | 0 | 0 | 0 | 0 | 0 | 0 | 0 | 0 | 0 | 12 | 1
NO |  | 177 | 2016 | 8 | 17 | 17 |  |  |  | 0 | 0 | Wood H-Frame | 6 | 0 | 1 | 954 ACSR,OPGW | 0 | 0 | 0 | 0 | 0 | 0 | 0 | 0 | 0 | 0 | 0 | 0 | 0 | 0 | 0 | 0 | 0 | 0 | 0 | 0 | 0 | 0 | 0 | 12 | 1
NO |  | 177 | 2016 | 8 | 19 | 19 |  | Miner Sub. | Sikeston Tap | 161 | 161 | Single Pole | 10.85 | 0 | 1 | 336.4 MCM | 0 | 0 | 0 | 0 | 0 | 0 | 0 | 0 | 0 | 0 | 0 | 0 | 0 | 0 | 0 | 0 | 0 | 0 | 0 | 0 | 0 | 0 | 0 | 12 | 1
NO |  | 177 | 2016 | 8 | 21 | 21 |  | Kelso-Morley-3 | Morley-Stoddard-3 Tap | 161 | 161 | HF-Wood | 0.15 | 0 | 1 | 954 ACSR | 0 | 0 | 0 | 0 | 0 | 0 | 0 | 0 | 0 | 0 | 0 | 0 | 0 | 0 | 0 | 0 | 0 | 0 | 0 | 0 | 0 | 0 | 0 | 12 | 1
NO |  | 177 | 2016 | 8 | 23 | 23 |  | Cape Girardeau | Kelso-3 | 161 | 161 | Wood H-Frame | 7.5 | 0 | 1 | 954 ACSR | 374188 | 10056823 | 10431011 | 0 | 0 | 0 | 0 | 0 | 0 | 0 | 0 | 0 | 0 | 0 | 0 | 0 | 0 | 0 | 0 | 0 | 0 | 0 | 0 | 12 | 1
NO |  | 177 | 2016 | 8 | 25 | 25 |  | Kelso | Stoddard-3 | 161 | 161 | Wood H-Frame | 28.5 | 0 | 1 | 954 ACSR | 0 | 0 | 0 | 0 | 0 | 0 | 0 | 0 | 0 | 0 | 0 | 0 | 0 | 0 | 0 | 0 | 0 | 0 | 0 | 0 | 0 | 0 | 0 | 12 | 1
NO |  | 177 | 2016 | 8 | 27 | 27 |  | Stoddard | Berntie | 161 | 161 | Wood H-Frame | 12.7 | 0 | 1 | 336 ACSR | 0 | 0 | 0 | 0 | 0 | 0 | 0 | 0 | 0 | 0 | 0 | 0 | 0 | 0 | 0 | 0 | 0 | 0 | 0 | 0 | 0 | 0 | 0 | 12 | 1
NO |  | 177 | 2016 | 8 | 29 | 29 |  | Mason | McClay | 138 | 138 | Steel Pole | 12 | 0 | 1 | 795 ACSR | 4339574 | 11819298 | 16158872 | 0 | 0 | 0 | 0 | 0 | 0 | 0 | 0 | 0 | 0 | 0 | 0 | 0 | 0 | 0 | 0 | 0 | 0 | 0 | 0 | 12 | 1
NO |  | 177 | 2016 | 8 | 31 | 31 |  | Marshall Sub. | Hunter Sub. | 138 | 138 | Steel Pole | 8.62 | 0 | 2 | 1192 SSAC | 3847909 | 15435395 | 19283304 | 0 | 0 | 0 | 0 | 0 | 0 | 0 | 0 | 0 | 0 | 0 | 0 | 0 | 0 | 0 | 0 | 0 | 0 | 0 | 0 | 12 | 1
NO |  | 177 | 2016 | 8 | 33 | 33 |  | Missouri City | Mauer Lake (Excelsior Tap) | 161 | 161 | Wood Poles | 3 | 0 | 1 | 556 ACSR | 25935 | 321426 | 347361 | 0 | 0 | 0 | 0 | 0 | 0 | 0 | 0 | 0 | 0 | 0 | 0 | 0 | 0 | 0 | 0 | 0 | 0 | 0 | 0 | 12 | 1
NO |  | 177 | 2016 | 8 | 35 | 35 |  | Baldwin | Rush Island | 345 | 345 | Steel Tower | 1.5 | 0 | 1 | 954 ACSS | 222590 | 16716395 | 16938985 | 0 | 0 | 0 | 0 | 0 | 0 | 0 | 0 | 0 | 0 | 0 | 0 | 0 | 0 | 0 | 0 | 0 | 0 | 0 | 0 | 12 | 1
NO |  | 177 | 2016 | 9 | 2 | 2 |  |  | Total Expenses | 0 | 0 |  | 0 | 0 | 0 |  | 0 | 0 | 0 | 6341893 | 8407810 | 3250096 | 17999799 | 0 | 0 | 0 | 0 | 0 | 0 | 0 | 0 | 0 | 0 | 0 | 0 | 0 | 0 | 0 | 0 | 12 | 1
SI/SI | A | 178 | 2016 | 0 | 1 | 1 |  | 69KV TRANSMISSION POOL |  | 69 | 69 | POLE | 102.18 | 3.04 | 0 |  | 1094542 | 13550596 | 14645138 | 16744 | 409659 | 0 | 426403 | 0 | 0 | 0 | 0 | 0 | 0 | 0 | 0 | 0 | 0 | 0 | 0 | 0 | 0 | 0 | 0 | 12 | 1
NO |  | 178 | 2016 | 0 | 36 | 36 |  | TOTAL |  | 0 | 0 |  | 102.18 | 3.04 | 0 |  | 1094542 | 13550596 | 14645138 | 16744 | 409659 | 0 | 426403 | 0 | 0 | 0 | 0 | 0 | 0 | 0 | 0 | 0 | 0 | 0 | 0 | 0 | 0 | 0 | 0 | 12 | 1
NO |  | 179 | 2016 | 0 | 1 | 1 |  | East Shore Substation | Totoket Junction | 345 | 345 | Steel Pole | 6.27 | 0 | 1 |  | 3722988 | 2024628 | 5747616 | 0 | 0 | 0 | 0 | 0 | 0 | 0 | 0 | 0 | 0 | 0 | 0 | 0 | 0 | 0 | 0 | 0 | 0 | 0 | 0 | 12 | 1
SI/NO | A | 179 | 2016 | 0 | 2 | 2 |  | East Shore Substation | Totoket Jct & Branford Sub | 115 | 115 | Steel Pole | 5.96 | 0 | 1 |  | 664502 | 1433160 | 2097662 | 0 | 0 | 0 | 52251.1791 | 0 | 0 | 0 | 0 | 0 | 0 | 0 | 0 | 0 | 0 | 0 | 0 | 0 | 0 | 0 | 0 | 12 | 1
SI/NO | A | 179 | 2016 | 0 | 3 | 3 |  | Glen Lake Junction (CL&P) | Mix Ave Substation | 115 | 115 | H Frame-Wood | 2.87 | 0 | 1 |  | 195088 | 1908460 | 2103548 | 0 | 0 | 0 | 52397.7949 | 0 | 0 | 0 | 0 | 0 | 0 | 0 | 0 | 0 | 0 | 0 | 0 | 0 | 0 | 0 | 0 | 12 | 1
SI/NO | S | 179 | 2016 | 0 | 4 | 4 |  | Mix Ave Substation | Sackett Substation | 115 | 115 | Underground | 2.32 | 0 | 1 |  | 20639 | 570772 | 591411 | 0 | 0 | 0 | 14731.6022 | 0 | 0 | 0 | 0 | 0 | 0 | 0 | 0 | 0 | 0 | 0 | 0 | 0 | 0 | 0 | 0 | 12 | 1
SI/NO | A | 179 | 2016 | 0 | 5 | 5 |  | Sackett Substation | Grand Ave Sw. Sta. | 115 | 115 | Steel Pole | 4.3 | 0 | 1 |  | 12452 | 4118266 | 4130718 | 0 | 0 | 0 | 102893.0714 | 0 | 0 | 0 | 0 | 0 | 0 | 0 | 0 | 0 | 0 | 0 | 0 | 0 | 0 | 0 | 0 | 12 | 1
SI/NO | S | 179 | 2016 | 0 | 6 | 6 |  | Pequonnock Substation | Seaview Tap, Bridgeport | 115 | 115 | Underground | 2.82 | 0 | 2 |  | 85780 | 5870988 | 5956768 | 0 | 0 | 0 | 148378.6003 | 0 | 0 | 0 | 0 | 0 | 0 | 0 | 0 | 0 | 0 | 0 | 0 | 0 | 0 | 0 | 0 | 12 | 1
SI/NO | A | 179 | 2016 | 0 | 7 | 7 |  | Seaview Tap, Bridgeport | Trumbull Substation | 115 | 115 | Metal Tower | 3.75 | 0 | 2 |  | 994936 | 3451704 | 4446640 | 0 | 0 | 0 | 110762.4503 | 0 | 0 | 0 | 0 | 0 | 0 | 0 | 0 | 0 | 0 | 0 | 0 | 0 | 0 | 0 | 0 | 12 | 1
SI/NO | A | 179 | 2016 | 0 | 8 | 8 |  | Derby Junction (CL&P) | Indian Well Substation | 115 | 115 | Metal Tower | 1.44 | 0 | 1 |  | 18532 | 451199 | 469731 | 0 | 0 | 0 | 11700.6451 | 0 | 0 | 0 | 0 | 0 | 0 | 0 | 0 | 0 | 0 | 0 | 0 | 0 | 0 | 0 | 0 | 12 | 1
SI/NO | A | 179 | 2016 | 0 | 9 | 9 |  | Indian Well Sub, Derby | Ansonia Sub, Ansonia | 115 | 115 | Metal Tower | 2.48 | 0 | 1 |  | 34152 | 1144208 | 1178360 | 0 | 0 | 0 | 29352.0593 | 0 | 0 | 0 | 0 | 0 | 0 | 0 | 0 | 0 | 0 | 0 | 0 | 0 | 0 | 0 | 0 | 12 | 1
SI/NO | A | 179 | 2016 | 0 | 10 | 10 |  | Derby Junction (CL&P) | Ansonia Substation | 115 | 115 | Metal Tower | 3.92 | 0 | 1 |  | 0 | 0 | 0 | 0 | 0 | 0 | 0 | 0 | 0 | 0 | 0 | 0 | 0 | 0 | 0 | 0 | 0 | 0 | 0 | 0 | 0 | 0 | 0 | 12 | 1
SI/NO | A | 179 | 2016 | 0 | 11 | 11 |  | Pease Road Junction (CL&P) | June Street Substation | 115 | 115 | Steel Pole | 0.77 | 0 | 2 |  | 34947 | 297007 | 331954 | 0 | 0 | 0 | 8268.7239 | 0 | 0 | 0 | 0 | 0 | 0 | 0 | 0 | 0 | 0 | 0 | 0 | 0 | 0 | 0 | 0 | 12 | 1
SI/NO | S | 179 | 2016 | 0 | 12 | 12 |  | Grand Ave Sw. Sta. NH | West River Sw. Sta. | 115 | 115 | Underground | 5.61 | 0 | 2 |  | 24981 | 8028772 | 8053753 | 0 | 0 | 0 | 200612.9159 | 0 | 0 | 0 | 0 | 0 | 0 | 0 | 0 | 0 | 0 | 0 | 0 | 0 | 0 | 0 | 0 | 12 | 1
SI/NO | A | 179 | 2016 | 0 | 13 | 13 |  | West River Sw. Sta. | Congress Substation, Bpt | 115 | 115 | S Cat Tower | 15.36 | 0 | 2 |  | 11676 | 50589878 | 50601554 | 0 | 0 | 0 | 1260446.5639 | 0 | 0 | 0 | 0 | 0 | 0 | 0 | 0 | 0 | 0 | 0 | 0 | 0 | 0 | 0 | 0 | 12 | 1
SI/NO | A | 179 | 2016 | 0 | 14 | 14 |  | Pequonnock Substation | Congress Substation, Bpt | 115 | 115 | S Cat Tower | 0.69 | 0 | 2 |  | 0 | 1525482 | 1525482 | 0 | 0 | 0 | 37998.6066 | 0 | 0 | 0 | 0 | 0 | 0 | 0 | 0 | 0 | 0 | 0 | 0 | 0 | 0 | 0 | 0 | 12 | 1
SI/NO | A | 179 | 2016 | 0 | 15 | 15 |  | Pequonnock Substation | Ash Creek Substation | 115 | 115 | S Cat Tower | 3.61 | 0 | 1 |  | 14577 | 993329 | 1007906 | 0 | 0 | 0 | 25106.1786 | 0 | 0 | 0 | 0 | 0 | 0 | 0 | 0 | 0 | 0 | 0 | 0 | 0 | 0 | 0 | 0 | 12 | 1
SI/NO | A | 179 | 2016 | 0 | 16 | 16 |  | Ash Creek Substation | Westport Town Line | 115 | 115 | S Cat Tower | 3.77 | 0.28 | 1 |  | 8826 | 603260 | 612086 | 0 | 0 | 0 | 15246.6008 | 0 | 0 | 0 | 0 | 0 | 0 | 0 | 0 | 0 | 0 | 0 | 0 | 0 | 0 | 0 | 0 | 12 | 1
SI/NO | S | 179 | 2016 | 0 | 17 | 17 |  | West River Sw. Sta. | Water Street Sub. NH | 115 | 115 | Underground | 1.55 | 0 | 2 |  | 0 | 8048881 | 8048881 | 0 | 0 | 0 | 200491.558 | 0 | 0 | 0 | 0 | 0 | 0 | 0 | 0 | 0 | 0 | 0 | 0 | 0 | 0 | 0 | 0 | 12 | 1
SI/NO | S | 179 | 2016 | 0 | 18 | 18 |  | Water Street Substation | Grand Ave Sw. Sta. NH | 115 | 115 | Undergound | 1.46 | 0 | 1 |  | 0 | 814947 | 814947 | 0 | 0 | 0 | 20299.7154 | 0 | 0 | 0 | 0 | 0 | 0 | 0 | 0 | 0 | 0 | 0 | 0 | 0 | 0 | 0 | 0 | 12 | 1
SI/NO | A | 179 | 2016 | 0 | 19 | 19 |  | Grand Ave Sw. Sta. | Cedar Hill Junction | 115 | 115 | Steel Pole | 1.35 | 0 | 1 |  | 0 | 1713325 | 1713325 | 0 | 0 | 0 | 42677.6342 | 0 | 0 | 0 | 0 | 0 | 0 | 0 | 0 | 0 | 0 | 0 | 0 | 0 | 0 | 0 | 0 | 12 | 1
SI/NO | A | 179 | 2016 | 0 | 20 | 20 |  | Cedar Hill Junction | Quinnipiac Sub. NH | 115 | 115 | Steel Pole | 0.99 | 0 | 2 |  | 7814 | 974476 | 982290 | 0 | 0 | 0 | 24468.1034 | 0 | 0 | 0 | 0 | 0 | 0 | 0 | 0 | 0 | 0 | 0 | 0 | 0 | 0 | 0 | 0 | 12 | 1
SI/NO | A | 179 | 2016 | 0 | 21 | 21 |  | Cedar Hill | North Haven Substation | 115 | 115 | Steel Pole | 7.06 | 0 | 1 |  | 0 | 1401455 | 1401455 | 0 | 0 | 0 | 34909.1876 | 0 | 0 | 0 | 0 | 0 | 0 | 0 | 0 | 0 | 0 | 0 | 0 | 0 | 0 | 0 | 0 | 12 | 1
SI/NO | A | 179 | 2016 | 0 | 22 | 22 |  | North Haven Substation | Wharton Brook Junction | 115 | 115 | Steel Pole | 1.67 | 0 | 2 |  | 1269 | 628748 | 630017 | 0 | 0 | 0 | 15693.2485 | 0 | 0 | 0 | 0 | 0 | 0 | 0 | 0 | 0 | 0 | 0 | 0 | 0 | 0 | 0 | 0 | 12 | 1
SI/NO | A | 179 | 2016 | 0 | 23 | 23 |  | NHHS | East Shore Substation | 115 | 115 | Steel Pole | 0 | 0 | 1 |  | 0 | 0 | 0 | 0 | 0 | 0 | 0 | 0 | 0 | 0 | 0 | 0 | 0 | 0 | 0 | 0 | 0 | 0 | 0 | 0 | 0 | 0 | 0 | 12 | 1
SI/NO | A | 179 | 2016 | 0 | 24 | 24 |  | East Shore Substation | Grand Ave Sw. Sta. | 115 | 115 | Steel Pole | 1.57 | 0 | 2 |  | 34081 | 9851334 | 9885415 | 0 | 0 | 0 | 246238.2355 | 0 | 0 | 0 | 0 | 0 | 0 | 0 | 0 | 0 | 0 | 0 | 0 | 0 | 0 | 0 | 0 | 12 | 1
SI/NO | A | 179 | 2016 | 0 | 25 | 25 |  | Pequonnock Substation | Westport Town Line | 115 | 115 | Metal Tower | 6.81 | 0 | 1 |  | 0 | 13422091 | 13422091 | 0 | 0 | 0 | 334334.1685 | 0 | 0 | 0 | 0 | 0 | 0 | 0 | 0 | 0 | 0 | 0 | 0 | 0 | 0 | 0 | 0 | 12 | 1
SI/NO | S | 179 | 2016 | 0 | 26 | 26 |  | Mill River Substation | Broadway Substation | 115 | 115 | Underground | 1.7 | 0 | 1 |  | 0 | 5944694 | 5944694 | 0 | 0 | 0 | 148077.8461 | 0 | 0 | 0 | 0 | 0 | 0 | 0 | 0 | 0 | 0 | 0 | 0 | 0 | 0 | 0 | 0 | 12 | 1
SI/NO | S | 179 | 2016 | 0 | 27 | 27 |  | Broadway Substation | Water Street Substation | 115 | 115 | Underground | 1.58 | 0 | 1 |  | 0 | 5728398 | 5728398 | 0 | 0 | 0 | 142690.0758 | 0 | 0 | 0 | 0 | 0 | 0 | 0 | 0 | 0 | 0 | 0 | 0 | 0 | 0 | 0 | 0 | 12 | 1
NO |  | 179 | 2016 | 0 | 28 | 28 |  | Singer Substation | UI/NU Junction | 345 | 345 | Underground | 11.2 | 0 | 2 |  | 0 | 177997423 | 177997423 | 0 | 0 | 0 | 0 | 0 | 0 | 0 | 0 | 0 | 0 | 0 | 0 | 0 | 0 | 0 | 0 | 0 | 0 | 0 | 0 | 12 | 1
SI/NO | S | 179 | 2016 | 0 | 29 | 29 |  | Singer Substation | Pequonnock Substation | 115 | 115 | Underground | 0.43 | 0 | 1 |  | 994953 | 0 | 994953 | 0 | 0 | 0 | 24783.5292 | 0 | 0 | 0 | 0 | 0 | 0 | 0 | 0 | 0 | 0 | 0 | 0 | 0 | 0 | 0 | 0 | 12 | 1
SI/NO | S | 179 | 2016 | 0 | 30 | 30 |  | Singer Substation | Bridgeport Energy | 115 | 115 | Underground | 0.17 | 0 | 1 |  | 739728 | 4182360 | 4922088 | 0 | 0 | 0 | 122605.5015 | 0 | 0 | 0 | 0 | 0 | 0 | 0 | 0 | 0 | 0 | 0 | 0 | 0 | 0 | 0 | 0 | 12 | 1
NO |  | 179 | 2016 | 0 | 31 | 31 |  | Manchester Substation | Meekville Junction | 345 | 345 | Steel Pole | 1.1 | 0 | 1 |  | 0 | 6346383 | 6346383 | 0 | 0 | 0 | 0 | 0 | 0 | 0 | 0 | 0 | 0 | 0 | 0 | 0 | 0 | 0 | 0 | 0 | 0 | 0 | 0 | 12 | 1
NO |  | 179 | 2016 | 0 | 32 | 32 |  | North Bloomfield | Agawam | 345 | 345 | Steel Pole | 3.81 | 0 | 1 |  | 0 | 18670798 | 18670798 | 0 | 0 | 0 | 0 | 0 | 0 | 0 | 0 | 0 | 0 | 0 | 0 | 0 | 0 | 0 | 0 | 0 | 0 | 0 | 0 | 12 | 1
NO |  | 179 | 2016 | 0 | 33 | 33 |  | Card | Lake Road | 345 | 345 | Steel Pole | 4.49 | 0 | 0 |  | 0 | 20167385 | 20167385 | 0 | 0 | 0 | 0 | 0 | 0 | 0 | 0 | 0 | 0 | 0 | 0 | 0 | 0 | 0 | 0 | 0 | 0 | 0 | 0 | 12 | 1
SI/NO | A | 179 | 2016 | 0 | 34 | 34 |  | Trumbull Substation | Trumbull Junction | 115 | 115 | Steel Pole | 0.02 | 0 | 1 |  | 0 | 0 | 0 | 0 | 0 | 0 | 0 | 0 | 0 | 0 | 0 | 0 | 0 | 0 | 0 | 0 | 0 | 0 | 0 | 0 | 0 | 0 | 0 | 12 | 1
SI/NO | A | 179 | 2016 | 0 | 35 | 35 |  | Grand Switching Sta. | Mill River | 115 | 115 | Steel Pole | 0.02 | 0 | 1 |  | 0 | 0 | 0 | 0 | 0 | 0 | 0 | 0 | 0 | 0 | 0 | 0 | 0 | 0 | 0 | 0 | 0 | 0 | 0 | 0 | 0 | 0 | 0 | 12 | 1
NO |  | 179 | 2016 | 0 | 36 | 36 |  | TOTAL |  | 0 | 0 |  | 112.99 | 0.28 | 46 |  | 22663561 | 360967435 | 383630996 | 0 | 0 | 0 | 0 | 0 | 0 | 0 | 0 | 0 | 0 | 0 | 0 | 0 | 0 | 0 | 0 | 0 | 0 | 0 | 0 | 12 | 1
SI/NO | A | 179 | 2016 | 1 | 1 | 1 |  | Grand Switching Sta. | Mill River | 115 | 115 | Steel Pole | 0.07 | 0 | 1 |  | 0 | 0 | 0 | 0 | 0 | 0 | 0 | 0 | 0 | 0 | 0 | 0 | 0 | 0 | 0 | 0 | 0 | 0 | 0 | 0 | 0 | 0 | 0 | 12 | 1
SI/NO | A | 179 | 2016 | 1 | 2 | 2 |  | Devon Tie | Devon CL&P | 115 | 115 | Included in 13 | 0 | 0 | 0 |  | 0 | 0 | 0 | 0 | 0 | 0 | 0 | 0 | 0 | 0 | 0 | 0 | 0 | 0 | 0 | 0 | 0 | 0 | 0 | 0 | 0 | 0 | 0 | 12 | 1
NO |  | 179 | 2016 | 1 | 3 | 3 |  | East Shore Tap | Halvarsson | 345 | 345 | Included in 1 | 0 | 0 | 0 |  | 0 | 0 | 0 | 0 | 0 | 0 | 0 | 0 | 0 | 0 | 0 | 0 | 0 | 0 | 0 | 0 | 0 | 0 | 0 | 0 | 0 | 0 | 0 | 12 | 1
SI/NO | A | 179 | 2016 | 1 | 4 | 4 |  | RESCO Tap |  | 115 | 115 | Included in 15 | 0 | 0 | 0 |  | 0 | 0 | 0 | 0 | 0 | 0 | 0 | 0 | 0 | 0 | 0 | 0 | 0 | 0 | 0 | 0 | 0 | 0 | 0 | 0 | 0 | 0 | 0 | 12 | 1
SI/NO | A | 179 | 2016 | 1 | 5 | 5 |  | Union Ave Sub & Circuits |  | 115 | 115 | Included in 17 | 0 | 0 | 0 |  | 0 | 0 | 0 | 0 | 0 | 0 | 0 | 0 | 0 | 0 | 0 | 0 | 0 | 0 | 0 | 0 | 0 | 0 | 0 | 0 | 0 | 0 | 0 | 12 | 1
SI/NO | A | 179 | 2016 | 1 | 6 | 6 |  | Trumbull Substation | Trumbull Junction | 115 | 115 | Included in 7 | 0 | 0 | 0 |  | 0 | 0 | 0 | 0 | 0 | 0 | 0 | 0 | 0 | 0 | 0 | 0 | 0 | 0 | 0 | 0 | 0 | 0 | 0 | 0 | 0 | 0 | 0 | 12 | 1
NO |  | 179 | 2016 | 1 | 7 | 7 |  | Misc Transmission Sub |  | 0 | 0 |  | 0 | 0 | 0 |  | 15041640 | 2063624 | 17105264 | 0 | 0 | 0 | 0 | 0 | 0 | 0 | 0 | 0 | 0 | 0 | 0 | 0 | 0 | 0 | 0 | 0 | 0 | 0 | 0 | 12 | 1
NO |  | 182 | 2016 | 0 | 1 | 1 |  | Overton | Stillwell | 345 | 345 | h frame wp | 57.96 | 0 | 1 | 2-795MCM | 497314 | 9327241 | 9824555 | 0 | 0 | 0 | 0 | 0 | 0 | 0 | 0 | 0 | 0 | 0 | 0 | 0 | 0 | 0 | 0 | 0 | 0 | 0 | 0 | 12 | 1
NO |  | 182 | 2016 | 0 | 2 | 2 |  | Iatan Tap | Iatan | 345 | 345 | steel poles | 9.17 | 0 | 1 | 795MCM | 0 | 1794938 | 1794938 | 0 | 0 | 0 | 0 | 0 | 0 | 0 | 0 | 0 | 0 | 0 | 0 | 0 | 0 | 0 | 0 | 0 | 0 | 0 | 0 | 12 | 1
NO |  | 182 | 2016 | 0 | 3 | 3 |  | Camp Clark 161 Sub | Nevada 161 Sub | 161 | 161 | h frame wp | 15 | 0 | 1 | 795MCM | 231674 | 2616523 | 2848197 | 0 | 0 | 0 | 0 | 0 | 0 | 0 | 0 | 0 | 0 | 0 | 0 | 0 | 0 | 0 | 0 | 0 | 0 | 0 | 0 | 12 | 1
NO |  | 182 | 2016 | 0 | 4 | 4 |  | Archie Sub 026 | Adrian Sub 014 | 161 | 161 | h frame wp | 11.33 | 0 | 1 | 795MCM | 35776 | 1478143 | 1513919 | 0 | 0 | 0 | 0 | 0 | 0 | 0 | 0 | 0 | 0 | 0 | 0 | 0 | 0 | 0 | 0 | 0 | 0 | 0 | 0 | 12 | 1
NO |  | 182 | 2016 | 0 | 5 | 5 |  | Clinton Sub 824 | Sedalia West Sub 764 | 161 | 161 | h frame wp | 37.2 | 0 | 1 | 795MCM | 133442 | 3780747 | 3914189 | 0 | 0 | 0 | 0 | 0 | 0 | 0 | 0 | 0 | 0 | 0 | 0 | 0 | 0 | 0 | 0 | 0 | 0 | 0 | 0 | 12 | 1
NO |  | 182 | 2016 | 0 | 6 | 6 |  | Sedalia West Sub 764 | Overton Interc. | 161 | 161 | h frame wp | 43.05 | 0 | 1 | 795MCM | 75138 | 2473790 | 2548928 | 0 | 0 | 0 | 0 | 0 | 0 | 0 | 0 | 0 | 0 | 0 | 0 | 0 | 0 | 0 | 0 | 0 | 0 | 0 | 0 | 12 | 1
NO |  | 182 | 2016 | 0 | 7 | 7 |  | Sibley Plant Sub 820 | Western Electric Sub 912 | 161 | 161 | h frame wp | 28.76 | 0 | 1 | 795MCM | 1363771 | 9019420 | 10383191 | 0 | 0 | 0 | 0 | 0 | 0 | 0 | 0 | 0 | 0 | 0 | 0 | 0 | 0 | 0 | 0 | 0 | 0 | 0 | 0 | 12 | 1
NO |  | 182 | 2016 | 0 | 8 | 8 |  | Sibley Plant Sub 820 | Sibley 345 Sub 821 | 161 | 161 | h frame wp | 1.19 | 0 | 1 | 2-795MCM | 8422 | 158567 | 166989 | 0 | 0 | 0 | 0 | 0 | 0 | 0 | 0 | 0 | 0 | 0 | 0 | 0 | 0 | 0 | 0 | 0 | 0 | 0 | 0 | 12 | 1
NO |  | 182 | 2016 | 0 | 9 | 9 |  | Adrian Sub 014 | Nevada 161 Sub 555 | 161 | 161 | h frame wp | 37.68 | 0 | 1 | 795MCM | 159767 | 1442853 | 1602620 | 0 | 0 | 0 | 0 | 0 | 0 | 0 | 0 | 0 | 0 | 0 | 0 | 0 | 0 | 0 | 0 | 0 | 0 | 0 | 0 | 12 | 1
NO |  | 182 | 2016 | 0 | 10 | 10 |  | Nashua Sub 548 | Smithville 161 Sub 823 | 161 | 161 | h frame wp | 2.29 | 0 | 1 | 795MCM | 114566 | 438038 | 552604 | 0 | 0 | 0 | 0 | 0 | 0 | 0 | 0 | 0 | 0 | 0 | 0 | 0 | 0 | 0 | 0 | 0 | 0 | 0 | 0 | 12 | 1
NO |  | 182 | 2016 | 0 | 11 | 11 |  | Prairie Lee Sub 680 | Archie Jct Sub 026 | 161 | 161 | h frame wp | 30.27 | 0 | 1 | 795MCM | 507596 | 5735917 | 6243513 | 0 | 0 | 0 | 0 | 0 | 0 | 0 | 0 | 0 | 0 | 0 | 0 | 0 | 0 | 0 | 0 | 0 | 0 | 0 | 0 | 12 | 1
NO |  | 182 | 2016 | 0 | 12 | 12 |  | Sibley Plant Sub 820 | Nashua Sub 548 | 161 | 161 | h frame wp | 27.54 | 0 | 1 | 795MCM | 799328 | 2336310 | 3135638 | 0 | 0 | 0 | 0 | 0 | 0 | 0 | 0 | 0 | 0 | 0 | 0 | 0 | 0 | 0 | 0 | 0 | 0 | 0 | 0 | 12 | 1
NO |  | 182 | 2016 | 0 | 13 | 13 |  | Sedalia - Overton Line 008 | Sedalia E Sub 766 | 161 | 161 | h frame wp dc | 1.73 | 0 | 2 | 795MCM | 10182 | 219945 | 230127 | 0 | 0 | 0 | 0 | 0 | 0 | 0 | 0 | 0 | 0 | 0 | 0 | 0 | 0 | 0 | 0 | 0 | 0 | 0 | 0 | 12 | 1
NO |  | 182 | 2016 | 0 | 14 | 14 |  | Smithville Sub 823 | KCI Sub 370 | 161 | 161 | h frame wp | 9.94 | 0 | 1 | 795MCM | 315960 | 1565901 | 1881861 | 0 | 0 | 0 | 0 | 0 | 0 | 0 | 0 | 0 | 0 | 0 | 0 | 0 | 0 | 0 | 0 | 0 | 0 | 0 | 0 | 12 | 1
NO |  | 182 | 2016 | 0 | 15 | 15 |  | KCI Sub 370 | Ferrelview 161 Sub 216 | 161 | 161 | singe wp | 4.61 | 0 | 1 | 795MCM | 346672 | 169208 | 515880 | 0 | 0 | 0 | 0 | 0 | 0 | 0 | 0 | 0 | 0 | 0 | 0 | 0 | 0 | 0 | 0 | 0 | 0 | 0 | 0 | 12 | 1
NO |  | 182 | 2016 | 0 | 16 | 16 |  | Raytown #1 Sub 702 | Blue Springs E Sub 064 | 161 | 161 | single wp | 12.01 | 0 | 1 | 795MCM | 504333 | 1345289 | 1849622 | 0 | 0 | 0 | 0 | 0 | 0 | 0 | 0 | 0 | 0 | 0 | 0 | 0 | 0 | 0 | 0 | 0 | 0 | 0 | 0 | 12 | 1
NO |  | 182 | 2016 | 0 | 17 | 17 |  | Belton South Sub 038 | South Harper Sub 826 | 161 | 161 | h frame sp | 9.09 | 0 | 1 | 2-795MCM | 69301 | 14151491 | 14220792 | 0 | 0 | 0 | 0 | 0 | 0 | 0 | 0 | 0 | 0 | 0 | 0 | 0 | 0 | 0 | 0 | 0 | 0 | 0 | 0 | 12 | 1
NO |  | 182 | 2016 | 0 | 18 | 18 |  | Oak Grove Sub 589 | Odessa Sub 591 | 161 | 161 | h frame wp | 10.33 | 0 | 1 | 795MCM | 173231 | 879303 | 1052534 | 0 | 0 | 0 | 0 | 0 | 0 | 0 | 0 | 0 | 0 | 0 | 0 | 0 | 0 | 0 | 0 | 0 | 0 | 0 | 0 | 12 | 1
NO |  | 182 | 2016 | 0 | 19 | 19 |  | Blue Springs E Sub 064 | Oak Grove Sub 589 | 161 | 161 | singe wp | 6.65 | 0 | 1 | 795MCM | 94028 | 1575006 | 1669034 | 0 | 0 | 0 | 0 | 0 | 0 | 0 | 0 | 0 | 0 | 0 | 0 | 0 | 0 | 0 | 0 | 0 | 0 | 0 | 0 | 12 | 1
NO |  | 182 | 2016 | 0 | 20 | 20 |  | Greenwood E. C. Sub 284 | Greenwood E.C. | 161 | 161 | h frame wp | 0.32 | 0 | 1 | 477MCM | 0 | 43864 | 43864 | 0 | 0 | 0 | 0 | 0 | 0 | 0 | 0 | 0 | 0 | 0 | 0 | 0 | 0 | 0 | 0 | 0 | 0 | 0 | 0 | 12 | 1
NO |  | 182 | 2016 | 0 | 21 | 21 |  | Smithville - KCI Line 016 | Platte City 161 Sub 658 | 161 | 161 | h frame wp dc | 2.98 | 0 | 2 | 795MCM | 160172 | 280517 | 440689 | 0 | 0 | 0 | 0 | 0 | 0 | 0 | 0 | 0 | 0 | 0 | 0 | 0 | 0 | 0 | 0 | 0 | 0 | 0 | 0 | 12 | 1
NO |  | 182 | 2016 | 0 | 22 | 22 |  | Longview Rd. Sub 426 | Grandview E. Sub 267 | 161 | 161 | h frame wp | 6.02 | 0 | 1 | 795MCM | 382225 | 866713 | 1248938 | 0 | 0 | 0 | 0 | 0 | 0 | 0 | 0 | 0 | 0 | 0 | 0 | 0 | 0 | 0 | 0 | 0 | 0 | 0 | 0 | 12 | 1
NO |  | 182 | 2016 | 0 | 23 | 23 |  | Grandview E Sub 267 | Martin City Sub 270 | 161 | 161 | single wp | 4.92 | 0 | 1 | 795MCM | 212267 | 754697 | 966964 | 0 | 0 | 0 | 0 | 0 | 0 | 0 | 0 | 0 | 0 | 0 | 0 | 0 | 0 | 0 | 0 | 0 | 0 | 0 | 0 | 12 | 1
NO |  | 182 | 2016 | 0 | 24 | 24 |  | Ferrelview Sub 216 | Roanridge Sub 740 | 161 | 161 | single wp | 7.07 | 0 | 1 | 795MCM | 54889 | 688347 | 743236 | 0 | 0 | 0 | 0 | 0 | 0 | 0 | 0 | 0 | 0 | 0 | 0 | 0 | 0 | 0 | 0 | 0 | 0 | 0 | 0 | 12 | 1
NO |  | 182 | 2016 | 0 | 25 | 25 |  | Platte City Sub 658 | KP&L Stranger Creek Sub | 161 | 161 | h frame wp | 18.03 | 0 | 1 | 1192MCM | 911486 | 3524028 | 4435514 | 0 | 0 | 0 | 0 | 0 | 0 | 0 | 0 | 0 | 0 | 0 | 0 | 0 | 0 | 0 | 0 | 0 | 0 | 0 | 0 | 12 | 1
NO |  | 182 | 2016 | 0 | 26 | 26 |  | Lexington Sub 440 | Odessa Sub 591 | 161 | 161 | single sp | 14.86 | 0 | 1 | 795MCM | 254247 | 2273534 | 2527781 | 0 | 0 | 0 | 0 | 0 | 0 | 0 | 0 | 0 | 0 | 0 | 0 | 0 | 0 | 0 | 0 | 0 | 0 | 0 | 0 | 12 | 1
NO |  | 182 | 2016 | 0 | 27 | 27 |  | Lexington 161 Sub 440 | Sibley Plant Sub 820 | 161 | 161 | h frame wp | 28.09 | 0 | 1 | 477MCM | 148332 | 1801183 | 1949515 | 0 | 0 | 0 | 0 | 0 | 0 | 0 | 0 | 0 | 0 | 0 | 0 | 0 | 0 | 0 | 0 | 0 | 0 | 0 | 0 | 12 | 1
NO |  | 182 | 2016 | 0 | 28 | 28 |  | Pleasant Hill 663 | Raytown #1 Sub 702 | 161 | 161 | h frame wp | 26.75 | 0 | 1 | 795MCM | 700665 | 11579394 | 12280059 | 0 | 0 | 0 | 0 | 0 | 0 | 0 | 0 | 0 | 0 | 0 | 0 | 0 | 0 | 0 | 0 | 0 | 0 | 0 | 0 | 12 | 1
NO |  | 182 | 2016 | 0 | 29 | 29 |  | Western Electric Jct. | Western Electric Sub 912 | 161 | 161 | single wp | 2.01 | 0 | 1 | 795MCM | 17379 | 167205 | 184584 | 0 | 0 | 0 | 0 | 0 | 0 | 0 | 0 | 0 | 0 | 0 | 0 | 0 | 0 | 0 | 0 | 0 | 0 | 0 | 0 | 12 | 1
NO |  | 182 | 2016 | 0 | 30 | 30 |  | Odessa Sub 591 | Warrensburg East Sub 890 | 161 | 161 | h frame sp | 26 | 0 | 1 | 795MCM | 345649 | 5582079 | 5927728 | 0 | 0 | 0 | 0 | 0 | 0 | 0 | 0 | 0 | 0 | 0 | 0 | 0 | 0 | 0 | 0 | 0 | 0 | 0 | 0 | 12 | 1
NO |  | 182 | 2016 | 0 | 31 | 31 |  | Sedalia West Sub 764-WAFB | Warrensburg East Sub 890 | 161 | 161 | single dc sp | 27.64 | 0 | 1 | 795MCM | 121816 | 7037724 | 7159540 | 0 | 0 | 0 | 0 | 0 | 0 | 0 | 0 | 0 | 0 | 0 | 0 | 0 | 0 | 0 | 0 | 0 | 0 | 0 | 0 | 12 | 1
NO |  | 182 | 2016 | 0 | 32 | 32 |  | Belton South Sub 038 | Martin City Sub 270 | 161 | 161 | single sp | 9.54 | 0 | 1 | 795MCM | 1823248 | 6466805 | 8290053 | 0 | 0 | 0 | 0 | 0 | 0 | 0 | 0 | 0 | 0 | 0 | 0 | 0 | 0 | 0 | 0 | 0 | 0 | 0 | 0 | 12 | 1
NO |  | 182 | 2016 | 0 | 33 | 33 |  | Smithville | Pope Lane | 161 | 161 | single sp | 5 | 0 | 1 | 795MCM | 408847 | 4389357 | 4798204 | 0 | 0 | 0 | 0 | 0 | 0 | 0 | 0 | 0 | 0 | 0 | 0 | 0 | 0 | 0 | 0 | 0 | 0 | 0 | 0 | 12 | 1
NO |  | 182 | 2016 | 0 | 34 | 34 |  | Alabama | Nashua | 161 | 161 | h frame sp | 16.31 | 0 | 1 | VARIOUS | 2820 | 654089 | 656909 | 0 | 0 | 0 | 0 | 0 | 0 | 0 | 0 | 0 | 0 | 0 | 0 | 0 | 0 | 0 | 0 | 0 | 0 | 0 | 0 | 12 | 1
NO |  | 182 | 2016 | 0 | 36 | 36 |  | TOTAL |  | 0 | 0 |  | 1608.24 | 46.16 | 55 |  | 14623560 | 193180297 | 207803857 | 159588 | 2319444 | 262629 | 2741661 | 0 | 0 | 0 | 0 | 0 | 0 | 0 | 0 | 0 | 0 | 0 | 0 | 0 | 0 | 0 | 0 | 12 | 1
NO |  | 182 | 2016 | 1 | 2 | 2 |  | 69,000 volt lines |  | 69 | 69 | single dc sp | 0 | 35.17 | 0 |  | 0 | 0 | 0 | 0 | 0 | 0 | 0 | 0 | 0 | 0 | 0 | 0 | 0 | 0 | 0 | 0 | 0 | 0 | 0 | 0 | 0 | 0 | 0 | 12 | 1
NO |  | 182 | 2016 | 1 | 3 | 3 |  | Interconnected Co. System |  | 69 | 161 | h frame wp | 136.6 | 6.47 | 0 |  | 1226594 | 37291453 | 38518047 | 0 | 0 | 0 | 0 | 0 | 0 | 0 | 0 | 0 | 0 | 0 | 0 | 0 | 0 | 0 | 0 | 0 | 0 | 0 | 0 | 12 | 1
NO |  | 182 | 2016 | 1 | 4 | 4 |  |  |  | 69 | 69 | all wp H&S | 307.53 | 2.49 | 0 |  | 0 | 0 | 0 | 0 | 0 | 0 | 0 | 0 | 0 | 0 | 0 | 0 | 0 | 0 | 0 | 0 | 0 | 0 | 0 | 0 | 0 | 0 | 0 | 12 | 1
NO |  | 182 | 2016 | 1 | 5 | 5 |  |  |  | 69 | 69 | underground | 0.22 | 0 | 0 |  | 0 | 0 | 0 | 0 | 0 | 0 | 0 | 0 | 0 | 0 | 0 | 0 | 0 | 0 | 0 | 0 | 0 | 0 | 0 | 0 | 0 | 0 | 0 | 12 | 1
NO |  | 182 | 2016 | 1 | 7 | 7 |  | 34,500 volt lines |  | 34.5 | 69 | all wp H&S | 82 | 0 | 0 |  | 0 | 0 | 0 | 0 | 0 | 0 | 0 | 0 | 0 | 0 | 0 | 0 | 0 | 0 | 0 | 0 | 0 | 0 | 0 | 0 | 0 | 0 | 0 | 12 | 1
SI/NO | A | 182 | 2016 | 1 | 8 | 8 |  | Interconnected Co. System |  | 34.5 | 34.5 | all wp H&S | 202.27 | 0 | 0 |  | 438479 | 15794865 | 16233344 | 0 | 0 | 0 | 404360.3615 | 0 | 0 | 0 | 0 | 0 | 0 | 0 | 0 | 0 | 0 | 0 | 0 | 0 | 0 | 0 | 0 | 12 | 1
NO |  | 182 | 2016 | 1 | 9 | 9 |  | Transmission Line Expenses |  | 0 | 0 |  | 0 | 0 | 0 |  | 0 | 0 | 0 | 92601 | 1707907 | 12937 | 1813445 | 0 | 0 | 0 | 0 | 0 | 0 | 0 | 0 | 0 | 0 | 0 | 0 | 0 | 0 | 0 | 0 | 12 | 1
NO |  | 182 | 2016 | 1 | 10 | 10 |  | Overhead |  | 0 | 0 |  | 0 | 0 | 0 |  | 0 | 0 | 0 | 0 | 531 | 0 | 531 | 0 | 0 | 0 | 0 | 0 | 0 | 0 | 0 | 0 | 0 | 0 | 0 | 0 | 0 | 0 | 0 | 12 | 1
NO |  | 182 | 2016 | 1 | 11 | 11 |  | Underground |  | 0 | 0 |  | 0 | 0 | 0 |  | 0 | 0 | 0 | 0 | 0 | 0 | 0 | 0 | 0 | 0 | 0 | 0 | 0 | 0 | 0 | 0 | 0 | 0 | 0 | 0 | 0 | 0 | 0 | 12 | 1
NO |  | 182 | 2016 | 2 | 1 | 1 |  | MPS Total |  | 0 | 0 |  | 1279.96 | 44.13 | 36 |  | 12649616 | 159704484 | 172354100 | 92601 | 1708438 | 12937 | 1813976 | 0 | 0 | 0 | 0 | 0 | 0 | 0 | 0 | 0 | 0 | 0 | 0 | 0 | 0 | 0 | 0 | 12 | 1
NO |  | 182 | 2016 | 2 | 2 | 2 |  | Edgerton, MO | NE State Line | 345 | 345 | H-Frame W | 62.34 | 0 | 1 | 2-795 ACSR | 79965 | 4406310 | 4486275 | 0 | 0 | 0 | 0 | 0 | 0 | 0 | 0 | 0 | 0 | 0 | 0 | 0 | 0 | 0 | 0 | 0 | 0 | 0 | 0 | 12 | 1
NO |  | 182 | 2016 | 2 | 3 | 3 |  | Iatan, S.E.S. | St. Joseph Sub | 345 | 345 | H-Frame W | 31.65 | 0 | 1 | 2-795 ACSR | 1055746 | 3482622 | 4538368 | 0 | 0 | 0 | 0 | 0 | 0 | 0 | 0 | 0 | 0 | 0 | 0 | 0 | 0 | 0 | 0 | 0 | 0 | 0 | 0 | 12 | 1
NO |  | 182 | 2016 | 2 | 4 | 4 |  | KCP&L Tie | Lake Road Sub | 345 | 345 | H-Frame W/Sgl | 1.32 | 0 | 1 | 397.5 ACSR | 3901 | 539399 | 543300 | 0 | 0 | 0 | 0 | 0 | 0 | 0 | 0 | 0 | 0 | 0 | 0 | 0 | 0 | 0 | 0 | 0 | 0 | 0 | 0 | 12 | 1
NO |  | 182 | 2016 | 2 | 5 | 5 |  | Lake Road | Iowa State Line | 161 | 161 | H-Frame W | 75.38 | 1.6 | 1 | 1192.5 ACSR | 451793 | 13060571 | 13512364 | 0 | 0 | 0 | 0 | 0 | 0 | 0 | 0 | 0 | 0 | 0 | 0 | 0 | 0 | 0 | 0 | 0 | 0 | 0 | 0 | 12 | 1
NO |  | 182 | 2016 | 2 | 6 | 6 |  | St. Joseph | Cook Sub | 161 | 161 | Sgl Pole W | 4.6 | 0 | 1 | 1192.5 ACSR | 26798 | 651630 | 678428 | 0 | 0 | 0 | 0 | 0 | 0 | 0 | 0 | 0 | 0 | 0 | 0 | 0 | 0 | 0 | 0 | 0 | 0 | 0 | 0 | 12 | 1
NO |  | 182 | 2016 | 2 | 7 | 7 |  | Cook | Lake Road Sub | 161 | 161 | Sgl Pole W | 6.76 | 0 | 1 | 1192.5 ACSR | 9355 | 1066869 | 1076224 | 0 | 0 | 0 | 0 | 0 | 0 | 0 | 0 | 0 | 0 | 0 | 0 | 0 | 0 | 0 | 0 | 0 | 0 | 0 | 0 | 12 | 1
NO |  | 182 | 2016 | 2 | 8 | 8 |  | Maryville 161 Sub | N.W. Coop Sub | 161 | 161 | Sgl Pole W | 0.48 | 0 | 1 | 795 ACSR | 27 | 1937924 | 1937951 | 0 | 0 | 0 | 0 | 0 | 0 | 0 | 0 | 0 | 0 | 0 | 0 | 0 | 0 | 0 | 0 | 0 | 0 | 0 | 0 | 12 | 1
NO |  | 182 | 2016 | 2 | 9 | 9 |  | Alabama | Nashua | 161 | 161 | H-Frame W | 14.83 | 0 | 1 | VARIOUS | 32189 | 574166 | 606355 | 0 | 0 | 0 | 0 | 0 | 0 | 0 | 0 | 0 | 0 | 0 | 0 | 0 | 0 | 0 | 0 | 0 | 0 | 0 | 0 | 12 | 1
SI/NO | A | 182 | 2016 | 2 | 10 | 10 |  | Edmond Street | Maryville Sub | 69 | 69 | Sgl Pole W | 44.88 | 0.43 | 1 | VARIOUS | 208935 | 2426440 | 2635375 | 0 | 0 | 0 | 65645.2046 | 0 | 0 | 0 | 0 | 0 | 0 | 0 | 0 | 0 | 0 | 0 | 0 | 0 | 0 | 0 | 0 | 12 | 1
SI/NO | A | 182 | 2016 | 2 | 11 | 11 |  | Hwy 71 Tap | Brown's Curve | 69 | 69 | Sgl Pole W | 14.35 | 0 | 1 | 3/0 ACSR | 7669 | 1164598 | 1172267 | 0 | 0 | 0 | 29200.2873 | 0 | 0 | 0 | 0 | 0 | 0 | 0 | 0 | 0 | 0 | 0 | 0 | 0 | 0 | 0 | 0 | 12 | 1
SI/NO | A | 182 | 2016 | 2 | 12 | 12 |  | Tarkio | Maryville Sub | 69 | 69 | Sgl Pole W | 32 | 0 | 1 | 3/0 ACSR | 14746 | 2011003 | 2025749 | 0 | 0 | 0 | 50459.8805 | 0 | 0 | 0 | 0 | 0 | 0 | 0 | 0 | 0 | 0 | 0 | 0 | 0 | 0 | 0 | 0 | 12 | 1
SI/NO | A | 182 | 2016 | 2 | 13 | 13 |  | Fillmore St. | Maryville Sub | 69 | 69 | Sgl Pole W | 1.72 | 0 | 1 | 3/0 ACSR | 2112 | 95980 | 98092 | 0 | 0 | 0 | 2443.3978 | 0 | 0 | 0 | 0 | 0 | 0 | 0 | 0 | 0 | 0 | 0 | 0 | 0 | 0 | 0 | 0 | 12 | 1
SI/NO | A | 182 | 2016 | 2 | 14 | 14 |  | American Oil Sub | Hwy 71 Tap | 69 | 69 | Sgl Pole W | 0.46 | 0 | 1 | 397.5 ACSR | 0 | 28575 | 28575 | 0 | 0 | 0 | 711.7817 | 0 | 0 | 0 | 0 | 0 | 0 | 0 | 0 | 0 | 0 | 0 | 0 | 0 | 0 | 0 | 0 | 12 | 1
SI/NO | A | 182 | 2016 | 2 | 15 | 15 |  | Fillmore St. Sub | Maryville Tap | 69 | 69 | Sgl Pole W | 1.18 | 0 | 1 | VARIOUS | 801 | 99227 | 100028 | 0 | 0 | 0 | 2491.6221 | 0 | 0 | 0 | 0 | 0 | 0 | 0 | 0 | 0 | 0 | 0 | 0 | 0 | 0 | 0 | 0 | 12 | 1
SI/NO | A | 182 | 2016 | 2 | 16 | 16 |  | Brown's Curve | Craig | 69 | 69 | Sgl Pole W | 14.38 | 0 | 1 | 3/0 ACSR | 3878 | 762784 | 766662 | 0 | 0 | 0 | 19096.9725 | 0 | 0 | 0 | 0 | 0 | 0 | 0 | 0 | 0 | 0 | 0 | 0 | 0 | 0 | 0 | 0 | 12 | 1
SI/NO | A | 182 | 2016 | 2 | 17 | 17 |  | Midway Sub | Hwy 71 Tap | 69 | 69 | Sgl Pole W | 0.53 | 0 | 1 | 397.5 ACSR | 0 | 23755 | 23755 | 0 | 0 | 0 | 591.7191 | 0 | 0 | 0 | 0 | 0 | 0 | 0 | 0 | 0 | 0 | 0 | 0 | 0 | 0 | 0 | 0 | 12 | 1
SI/NO | A | 182 | 2016 | 2 | 18 | 18 |  | Craig | Tarkio | 69 | 69 | Sgl Pole W | 17.67 | 0 | 1 | 3/0 ACSR | 9545 | 821337 | 830882 | 0 | 0 | 0 | 20696.6443 | 0 | 0 | 0 | 0 | 0 | 0 | 0 | 0 | 0 | 0 | 0 | 0 | 0 | 0 | 0 | 0 | 12 | 1
SI/NO | A | 182 | 2016 | 2 | 19 | 19 |  | Midway Sub | American Oil | 69 | 69 | Sgl Pole W | 0.05 | 0 | 1 | 397.5 ACSR | 0 | 1583 | 1583 | 0 | 0 | 0 | 39.4313 | 0 | 0 | 0 | 0 | 0 | 0 | 0 | 0 | 0 | 0 | 0 | 0 | 0 | 0 | 0 | 0 | 12 | 1
NO |  | 182 | 2016 | 2 | 20 | 20 |  | Midway Tap | Midway Sub | 161 | 161 | Sgl Pole W | 3.7 | 0 | 1 | 397.5 ACSR | 66484 | 321040 | 387524 | 0 | 0 | 0 | 0 | 0 | 0 | 0 | 0 | 0 | 0 | 0 | 0 | 0 | 0 | 0 | 0 | 0 | 0 | 0 | 0 | 12 | 1
NO |  | 182 | 2016 | 2 | 21 | 21 |  | Transmission Line Expenses |  | 0 | 0 |  | 0 | 0 | 0 |  | 0 | 0 | 0 | 66987 | 611006 | 249692 | 927685 | 0 | 0 | 0 | 0 | 0 | 0 | 0 | 0 | 0 | 0 | 0 | 0 | 0 | 0 | 0 | 0 | 12 | 1
NO |  | 182 | 2016 | 2 | 22 | 22 |  | Overhead |  | 0 | 0 |  | 0 | 0 | 0 |  | 0 | 0 | 0 | 0 | 0 | 0 | 0 | 0 | 0 | 0 | 0 | 0 | 0 | 0 | 0 | 0 | 0 | 0 | 0 | 0 | 0 | 0 | 0 | 12 | 1
NO |  | 182 | 2016 | 2 | 23 | 23 |  | Underground |  | 0 | 0 |  | 0 | 0 | 0 |  | 0 | 0 | 0 | 0 | 0 | 0 | 0 | 0 | 0 | 0 | 0 | 0 | 0 | 0 | 0 | 0 | 0 | 0 | 0 | 0 | 0 | 0 | 0 | 12 | 1
NO |  | 182 | 2016 | 2 | 33 | 33 |  | SJLP Total |  | 0 | 0 |  | 328.28 | 2.03 | 19 |  | 1973944 | 33475813 | 35449757 | 66987 | 611006 | 249692 | 927685 | 0 | 0 | 0 | 0 | 0 | 0 | 0 | 0 | 0 | 0 | 0 | 0 | 0 | 0 | 0 | 0 | 12 | 1
NO |  | 184 | 2016 | 0 | 1 | 1 |  | 450 KV DC Transmission Line |  | 0 | 0 |  | 0 | 0 | 0 |  | 0 | 0 | 0 | 0 | 0 | 0 | 0 | 0 | 0 | 0 | 0 | 0 | 0 | 0 | 0 | 0 | 0 | 0 | 0 | 0 | 0 | 0 | 0 | 12 | 0
NO |  | 184 | 2016 | 0 | 3 | 3 |  | US/Canada Border at Norton | VT/NH State Line at | 0 | 0 |  | 0 | 0 | 0 |  | 0 | 0 | 0 | 0 | 0 | 0 | 0 | 0 | 0 | 0 | 0 | 0 | 0 | 0 | 0 | 0 | 0 | 0 | 0 | 0 | 0 | 0 | 0 | 12 | 0
NO |  | 184 | 2016 | 0 | 4 | 4 |  | Vermont | Waterford Vermont | 405 | 450 | H-Frame Steel | 52.3 | 0 | 0 | 2839.8 MCM ACSR | 1775113 | 45444794 | 47219907 | 13179 | 161707 | 975 | 175861 | 0 | 0 | 0 | 0 | 0 | 0 | 0 | 0 | 0 | 0 | 0 | 0 | 0 | 0 | 0 | 0 | 12 | 0
NO |  | 184 | 2016 | 0 | 36 | 36 |  | TOTAL |  | 0 | 0 |  | 52.3 | 0 | 0 |  | 1775113 | 45444794 | 47219907 | 13179 | 161707 | 975 | 175861 | 0 | 0 | 0 | 0 | 0 | 0 | 0 | 0 | 0 | 0 | 0 | 0 | 0 | 0 | 0 | 0 | 12 | 0
NO |  | 186 | 2016 | 0 | 1 | 1 |  | LOUDOUN | MOSBY (502) | 500 | 500 | STEEL POLE | 0.17 | 0 | 1 | 1351.5 ACSS | 0 | 0 | 0 | 0 | 0 | 0 | 0 | 0 | 0 | 0 | 0 | 0 | 0 | 0 | 0 | 0 | 0 | 0 | 0 | 0 | 0 | 0 | 0 | 12 | 0
NO |  | 186 | 2016 | 0 | 2 | 2 |  | LOUDOUN | MOSBY (502) | 500 | 500 | STEEL TWR | 0.08 | 0 | 0 | 1351.5 ACSS | 0 | 0 | 0 | 0 | 0 | 0 | 0 | 0 | 0 | 0 | 0 | 0 | 0 | 0 | 0 | 0 | 0 | 0 | 0 | 0 | 0 | 0 | 0 | 12 | 0
NO |  | 186 | 2016 | 0 | 3 | 3 |  | BRUNSWICK COUNTY COLL SUB | HERITAGE SUB (509) | 500 | 500 | STEEL TWR | 0.13 | 0 | 1 | 1351.5 ACSR | 0 | 0 | 0 | 0 | 0 | 0 | 0 | 0 | 0 | 0 | 0 | 0 | 0 | 0 | 0 | 0 | 0 | 0 | 0 | 0 | 0 | 0 | 0 | 12 | 0
NO |  | 186 | 2016 | 0 | 4 | 4 |  | RAWLINGS | CARSON (511) | 500 | 500 | STEEL TWR | 22.6 | 0 | 1 | 1351.5 ACSR | 0 | 0 | 0 | 0 | 0 | 0 | 0 | 0 | 0 | 0 | 0 | 0 | 0 | 0 | 0 | 0 | 0 | 0 | 0 | 0 | 0 | 0 | 0 | 12 | 0
NO |  | 186 | 2016 | 0 | 5 | 5 |  | GOOSE CREEK | DOUBS (FE) (514) | 500 | 500 | STEEL HFRM | 0.21 | 0 | 1 | 2049.5 AAAC | 0 | 0 | 0 | 0 | 0 | 0 | 0 | 0 | 0 | 0 | 0 | 0 | 0 | 0 | 0 | 0 | 0 | 0 | 0 | 0 | 0 | 0 | 0 | 12 | 0
NO |  | 186 | 2016 | 0 | 6 | 6 |  | GOOSE CREEK | DOUBS (FE) (514) | 500 | 500 | STEEL POLE | 0.33 | 0 | 0 | 1351.5 ACSR | 0 | 0 | 0 | 0 | 0 | 0 | 0 | 0 | 0 | 0 | 0 | 0 | 0 | 0 | 0 | 0 | 0 | 0 | 0 | 0 | 0 | 0 | 0 | 12 | 0
NO |  | 186 | 2016 | 0 | 7 | 7 |  | GOOSE CREEK | DOUBS (FE) (514) | 500 | 500 | STEEL TWR | 2.56 | 0 | 0 | 2049.5 AAAC | 0 | 0 | 0 | 0 | 0 | 0 | 0 | 0 | 0 | 0 | 0 | 0 | 0 | 0 | 0 | 0 | 0 | 0 | 0 | 0 | 0 | 0 | 0 | 12 | 0
NO |  | 186 | 2016 | 0 | 8 | 8 |  | SURRY | SUFFOLK (531) | 500 | 500 | CONC TWR | 0.08 | 0 | 1 | 2500 ACAR | 0 | 0 | 0 | 0 | 0 | 0 | 0 | 0 | 0 | 0 | 0 | 0 | 0 | 0 | 0 | 0 | 0 | 0 | 0 | 0 | 0 | 0 | 0 | 12 | 0
NO |  | 186 | 2016 | 0 | 9 | 9 |  | SURRY | SUFFOLK (531) | 500 | 500 | STEEL HFRM | 0.07 | 0 | 0 | 2500 ACAR | 0 | 0 | 0 | 0 | 0 | 0 | 0 | 0 | 0 | 0 | 0 | 0 | 0 | 0 | 0 | 0 | 0 | 0 | 0 | 0 | 0 | 0 | 0 | 12 | 0
NO |  | 186 | 2016 | 0 | 10 | 10 |  | SURRY | SUFFOLK (531) | 500 | 500 | STEEL TWR | 37.1 | 0 | 0 | 2500 ACAR | 0 | 0 | 0 | 0 | 0 | 0 | 0 | 0 | 0 | 0 | 0 | 0 | 0 | 0 | 0 | 0 | 0 | 0 | 0 | 0 | 0 | 0 | 0 | 12 | 0
NO |  | 186 | 2016 | 0 | 11 | 11 |  | DOOMS | CUNNINGHAM (534) | 500 | 500 | STEEL TWR | 32.68 | 0 | 1 | 2049.5 AAAC | 0 | 0 | 0 | 0 | 0 | 0 | 0 | 0 | 0 | 0 | 0 | 0 | 0 | 0 | 0 | 0 | 0 | 0 | 0 | 0 | 0 | 0 | 0 | 12 | 0
NO |  | 186 | 2016 | 0 | 12 | 12 |  | MEADOWBROOK (FE) | LOUDOUN (535) | 500 | 500 | STEEL HFRM | 0 | 2.31 | 1 | 1351.5 ACSR | 0 | 0 | 0 | 0 | 0 | 0 | 0 | 0 | 0 | 0 | 0 | 0 | 0 | 0 | 0 | 0 | 0 | 0 | 0 | 0 | 0 | 0 | 0 | 12 | 0
NO |  | 186 | 2016 | 0 | 13 | 13 |  | MEADOWBROOK (FE) | LOUDOUN (535) | 500 | 500 | STEEL HFRM | 0 | 0.05 | 0 | 636 ACSR | 0 | 0 | 0 | 0 | 0 | 0 | 0 | 0 | 0 | 0 | 0 | 0 | 0 | 0 | 0 | 0 | 0 | 0 | 0 | 0 | 0 | 0 | 0 | 12 | 0
NO |  | 186 | 2016 | 0 | 14 | 14 |  | MEADOWBROOK (FE) | LOUDOUN (535) | 500 | 500 | STEEL HFRM | 2.56 | 0 | 0 | 1351.5 ACSR | 0 | 0 | 0 | 0 | 0 | 0 | 0 | 0 | 0 | 0 | 0 | 0 | 0 | 0 | 0 | 0 | 0 | 0 | 0 | 0 | 0 | 0 | 0 | 12 | 0
NO |  | 186 | 2016 | 0 | 15 | 15 |  | MEADOWBROOK (FE) | LOUDOUN (535) | 500 | 500 | STEEL POLE | 0 | 1.61 | 0 | 1351.5 ACSR | 0 | 0 | 0 | 0 | 0 | 0 | 0 | 0 | 0 | 0 | 0 | 0 | 0 | 0 | 0 | 0 | 0 | 0 | 0 | 0 | 0 | 0 | 0 | 12 | 0
NO |  | 186 | 2016 | 0 | 16 | 16 |  | MEADOWBROOK (FE) | LOUDOUN (535) | 500 | 500 | STEEL POLE | 16.03 | 0 | 0 | 1351.5 ACSR | 0 | 0 | 0 | 0 | 0 | 0 | 0 | 0 | 0 | 0 | 0 | 0 | 0 | 0 | 0 | 0 | 0 | 0 | 0 | 0 | 0 | 0 | 0 | 12 | 0
NO |  | 186 | 2016 | 0 | 17 | 17 |  | MEADOWBROOK (FE) | LOUDOUN (535) | 500 | 500 | STEEL TWR | 0 | 27.41 | 0 | 1351.5 ACSR | 0 | 0 | 0 | 0 | 0 | 0 | 0 | 0 | 0 | 0 | 0 | 0 | 0 | 0 | 0 | 0 | 0 | 0 | 0 | 0 | 0 | 0 | 0 | 12 | 0
NO |  | 186 | 2016 | 0 | 18 | 18 |  | MEADOWBROOK (FE) | LOUDOUN (535) | 500 | 500 | STEEL TWR | 15.08 | 0 | 0 | 1351.5 ACSR | 0 | 0 | 0 | 0 | 0 | 0 | 0 | 0 | 0 | 0 | 0 | 0 | 0 | 0 | 0 | 0 | 0 | 0 | 0 | 0 | 0 | 0 | 0 | 12 | 0
NO |  | 186 | 2016 | 0 | 19 | 19 |  | BRISTERS | OX (539) | 500 | 500 | STEEL TWR | 23.02 | 0 | 1 | 2500 ACAR | 0 | 0 | 0 | 0 | 0 | 0 | 0 | 0 | 0 | 0 | 0 | 0 | 0 | 0 | 0 | 0 | 0 | 0 | 0 | 0 | 0 | 0 | 0 | 12 | 0
NO |  | 186 | 2016 | 0 | 20 | 20 |  | FRONT ROYAL | MORRISVILLE (541) | 500 | 500 | STEEL HFRM | 2.72 | 0 | 1 | 2500 ACAR | 0 | 0 | 0 | 0 | 0 | 0 | 0 | 0 | 0 | 0 | 0 | 0 | 0 | 0 | 0 | 0 | 0 | 0 | 0 | 0 | 0 | 0 | 0 | 12 | 0
NO |  | 186 | 2016 | 0 | 21 | 21 |  | FRONT ROYAL | MORRISVILLE (541) | 500 | 500 | STEEL POLE | 14.81 | 0 | 0 | 2500 ACAR | 0 | 0 | 0 | 0 | 0 | 0 | 0 | 0 | 0 | 0 | 0 | 0 | 0 | 0 | 0 | 0 | 0 | 0 | 0 | 0 | 0 | 0 | 0 | 12 | 0
NO |  | 186 | 2016 | 0 | 22 | 22 |  | FRONT ROYAL | MORRISVILLE (541) | 500 | 500 | STEEL TWR | 27.94 | 0 | 0 | 2500 ACAR | 0 | 0 | 0 | 0 | 0 | 0 | 0 | 0 | 0 | 0 | 0 | 0 | 0 | 0 | 0 | 0 | 0 | 0 | 0 | 0 | 0 | 0 | 0 | 12 | 0
NO |  | 186 | 2016 | 0 | 23 | 23 |  | CUNNINGHAM | FLUVANA PWR STA (542) | 500 | 500 | STEEL HFRM | 0.18 | 0 | 1 | 2049.5 AAAC | 0 | 0 | 0 | 0 | 0 | 0 | 0 | 0 | 0 | 0 | 0 | 0 | 0 | 0 | 0 | 0 | 0 | 0 | 0 | 0 | 0 | 0 | 0 | 12 | 0
NO |  | 186 | 2016 | 0 | 24 | 24 |  | CUNNINGHAM | FLUVANA PWR STA (542) | 500 | 500 | STEEL TWR | 0.1 | 0 | 0 | 2049.5 AAAC | 0 | 0 | 0 | 0 | 0 | 0 | 0 | 0 | 0 | 0 | 0 | 0 | 0 | 0 | 0 | 0 | 0 | 0 | 0 | 0 | 0 | 0 | 0 | 12 | 0
NO |  | 186 | 2016 | 0 | 25 | 25 |  | CARSON | SUFFOLK (544) | 500 | 500 | STEEL HFRM | 1.66 | 0 | 1 | 1351.5 ACSR | 0 | 0 | 0 | 0 | 0 | 0 | 0 | 0 | 0 | 0 | 0 | 0 | 0 | 0 | 0 | 0 | 0 | 0 | 0 | 0 | 0 | 0 | 0 | 12 | 0
NO |  | 186 | 2016 | 0 | 26 | 26 |  | CARSON | SUFFOLK (544) | 500 | 500 | STEEL POLE | 0 | 0.1 | 0 | 1351.5 ACSR | 0 | 0 | 0 | 0 | 0 | 0 | 0 | 0 | 0 | 0 | 0 | 0 | 0 | 0 | 0 | 0 | 0 | 0 | 0 | 0 | 0 | 0 | 0 | 12 | 0
NO |  | 186 | 2016 | 0 | 27 | 27 |  | CARSON | SUFFOLK (544) | 500 | 500 | STEEL POLE | 0.3 | 0 | 0 | 1351.5 ACSR | 0 | 0 | 0 | 0 | 0 | 0 | 0 | 0 | 0 | 0 | 0 | 0 | 0 | 0 | 0 | 0 | 0 | 0 | 0 | 0 | 0 | 0 | 0 | 12 | 0
NO |  | 186 | 2016 | 0 | 28 | 28 |  | CARSON | SUFFOLK (544) | 500 | 500 | STEEL TWR | 59.39 | 0 | 0 | 1351.5 ACSR | 0 | 0 | 0 | 0 | 0 | 0 | 0 | 0 | 0 | 0 | 0 | 0 | 0 | 0 | 0 | 0 | 0 | 0 | 0 | 0 | 0 | 0 | 0 | 12 | 0
NO |  | 186 | 2016 | 0 | 29 | 29 |  | BRISTERS | MORRISVILLE (545) | 500 | 500 | STEEL HFRM | 0.48 | 0 | 1 | 2500 ACAR | 0 | 0 | 0 | 0 | 0 | 0 | 0 | 0 | 0 | 0 | 0 | 0 | 0 | 0 | 0 | 0 | 0 | 0 | 0 | 0 | 0 | 0 | 0 | 12 | 0
NO |  | 186 | 2016 | 0 | 30 | 30 |  | BRISTERS | MORRISVILLE (545) | 500 | 500 | STEEL TWR | 7.37 | 0 | 0 | 2500 ACAR | 0 | 0 | 0 | 0 | 0 | 0 | 0 | 0 | 0 | 0 | 0 | 0 | 0 | 0 | 0 | 0 | 0 | 0 | 0 | 0 | 0 | 0 | 0 | 12 | 0
NO |  | 186 | 2016 | 0 | 31 | 31 |  | BRAMBLETON | MOSBY (546) | 500 | 500 | STEEL HFRM | 0 | 0.19 | 1 | 1351.5 ACSR | 0 | 0 | 0 | 0 | 0 | 0 | 0 | 0 | 0 | 0 | 0 | 0 | 0 | 0 | 0 | 0 | 0 | 0 | 0 | 0 | 0 | 0 | 0 | 12 | 0
NO |  | 186 | 2016 | 0 | 32 | 32 |  | BRAMBLETON | MOSBY (546) | 500 | 500 | STEEL POLE | 0 | 0.2 | 0 | 1351.5 ACSR | 0 | 0 | 0 | 0 | 0 | 0 | 0 | 0 | 0 | 0 | 0 | 0 | 0 | 0 | 0 | 0 | 0 | 0 | 0 | 0 | 0 | 0 | 0 | 12 | 0
NO |  | 186 | 2016 | 0 | 33 | 33 |  | BRAMBLETON | MOSBY (546) | 500 | 500 | STEEL POLE | 0.47 | 0 | 0 | 1351.5 ACSR | 0 | 0 | 0 | 0 | 0 | 0 | 0 | 0 | 0 | 0 | 0 | 0 | 0 | 0 | 0 | 0 | 0 | 0 | 0 | 0 | 0 | 0 | 0 | 12 | 0
NO |  | 186 | 2016 | 0 | 34 | 34 |  | BRAMBLETON | MOSBY (546) | 500 | 500 | STEEL TWR | 0 | 4.27 | 0 | 1351.5 ACSR | 0 | 0 | 0 | 0 | 0 | 0 | 0 | 0 | 0 | 0 | 0 | 0 | 0 | 0 | 0 | 0 | 0 | 0 | 0 | 0 | 0 | 0 | 0 | 12 | 0
NO |  | 186 | 2016 | 0 | 35 | 35 |  | BRAMBLETON | MOSBY (546) | 500 | 500 | STEEL TWR | 0.1 | 0 | 0 | 1351.5 ACSR | 0 | 0 | 0 | 0 | 0 | 0 | 0 | 0 | 0 | 0 | 0 | 0 | 0 | 0 | 0 | 0 | 0 | 0 | 0 | 0 | 0 | 0 | 0 | 12 | 0
NO |  | 186 | 2016 | 0 | 36 | 36 |  | TOTAL |  | 0 | 0 |  | 5260.97 | 1360.54 | 497 |  | 360950303 | 2472545284 | 2833495587 | 18200917 | 23097823 | 111492 | 41410232 | 0 | 0 | 0 | 0 | 0 | 0 | 0 | 0 | 0 | 0 | 0 | 0 | 0 | 0 | 0 | 0 | 12 | 0
NO |  | 186 | 2016 | 1 | 1 | 1 |  | BATH COUNTY | LEXINGTON (JU) (547) | 500 | 500 | STEEL POLE | 0.31 | 0 | 1 | 2500 ACAR | 0 | 0 | 0 | 0 | 0 | 0 | 0 | 0 | 0 | 0 | 0 | 0 | 0 | 0 | 0 | 0 | 0 | 0 | 0 | 0 | 0 | 0 | 0 | 12 | 0
NO |  | 186 | 2016 | 1 | 2 | 2 |  | BATH COUNTY | LEXINGTON (JU) (547) | 500 | 500 | STEEL TWR | 34.38 | 0 | 0 | 2500 ACAR | 0 | 0 | 0 | 0 | 0 | 0 | 0 | 0 | 0 | 0 | 0 | 0 | 0 | 0 | 0 | 0 | 0 | 0 | 0 | 0 | 0 | 0 | 0 | 12 | 0
NO |  | 186 | 2016 | 1 | 3 | 3 |  | BATH COUNTY | VALLEY (JU) (548) | 500 | 500 | STEEL POLE | 0.28 | 0 | 1 | 2500 ACAR | 0 | 0 | 0 | 0 | 0 | 0 | 0 | 0 | 0 | 0 | 0 | 0 | 0 | 0 | 0 | 0 | 0 | 0 | 0 | 0 | 0 | 0 | 0 | 12 | 0
NO |  | 186 | 2016 | 1 | 4 | 4 |  | BATH COUNTY | VALLEY (JU) (548) | 500 | 500 | STEEL TWR | 51.55 | 0 | 0 | 2500 ACAR | 0 | 0 | 0 | 0 | 0 | 0 | 0 | 0 | 0 | 0 | 0 | 0 | 0 | 0 | 0 | 0 | 0 | 0 | 0 | 0 | 0 | 0 | 0 | 12 | 0
NO |  | 186 | 2016 | 1 | 5 | 5 |  | VALLEY | DOOMS (549) | 500 | 500 | STEEL POLE | 0.12 | 0 | 1 | 2049.5 AAAC | 0 | 0 | 0 | 0 | 0 | 0 | 0 | 0 | 0 | 0 | 0 | 0 | 0 | 0 | 0 | 0 | 0 | 0 | 0 | 0 | 0 | 0 | 0 | 12 | 0
NO |  | 186 | 2016 | 1 | 6 | 6 |  | VALLEY | DOOMS (549) | 500 | 500 | STEEL TWR | 0 | 0.07 | 0 | 2049.5 AAAC | 0 | 0 | 0 | 0 | 0 | 0 | 0 | 0 | 0 | 0 | 0 | 0 | 0 | 0 | 0 | 0 | 0 | 0 | 0 | 0 | 0 | 0 | 0 | 12 | 0
NO |  | 186 | 2016 | 1 | 7 | 7 |  | VALLEY | DOOMS (549) | 500 | 500 | STEEL TWR | 17.5 | 0 | 0 | 2049.5 AAAC | 0 | 0 | 0 | 0 | 0 | 0 | 0 | 0 | 0 | 0 | 0 | 0 | 0 | 0 | 0 | 0 | 0 | 0 | 0 | 0 | 0 | 0 | 0 | 12 | 0
NO |  | 186 | 2016 | 1 | 8 | 8 |  | MT STORM | VALLEY (JU) (550) | 500 | 500 | STEEL HFRM | 0.15 | 0 | 1 | 2049.5 AAAC | 0 | 0 | 0 | 0 | 0 | 0 | 0 | 0 | 0 | 0 | 0 | 0 | 0 | 0 | 0 | 0 | 0 | 0 | 0 | 0 | 0 | 0 | 0 | 12 | 0
NO |  | 186 | 2016 | 1 | 9 | 9 |  | MT STORM | VALLEY (JU) (550) | 500 | 500 | STEEL POLE | 0.05 | 0 | 0 | 2049.5 AAAC | 0 | 0 | 0 | 0 | 0 | 0 | 0 | 0 | 0 | 0 | 0 | 0 | 0 | 0 | 0 | 0 | 0 | 0 | 0 | 0 | 0 | 0 | 0 | 12 | 0
NO |  | 186 | 2016 | 1 | 10 | 10 |  | MT STORM | VALLEY (JU) (550) | 500 | 500 | STEEL TWR | 0 | 0.12 | 0 | 2049.5 AAAC | 0 | 0 | 0 | 0 | 0 | 0 | 0 | 0 | 0 | 0 | 0 | 0 | 0 | 0 | 0 | 0 | 0 | 0 | 0 | 0 | 0 | 0 | 0 | 12 | 0
NO |  | 186 | 2016 | 1 | 11 | 11 |  | MT STORM | VALLEY (JU) (550) | 500 | 500 | STEEL TWR | 63.93 | 0 | 0 | 2049.5 AAAC | 0 | 0 | 0 | 0 | 0 | 0 | 0 | 0 | 0 | 0 | 0 | 0 | 0 | 0 | 0 | 0 | 0 | 0 | 0 | 0 | 0 | 0 | 0 | 12 | 0
NO |  | 186 | 2016 | 1 | 12 | 12 |  | MT STORM | BISMARK (551) | 500 | 500 | STEEL TWR | 0 | 0.11 | 1 | 1351.5 ACSR | 0 | 0 | 0 | 0 | 0 | 0 | 0 | 0 | 0 | 0 | 0 | 0 | 0 | 0 | 0 | 0 | 0 | 0 | 0 | 0 | 0 | 0 | 0 | 12 | 0
NO |  | 186 | 2016 | 1 | 13 | 13 |  | MT STORM | BISMARK (551) | 500 | 500 | STEEL TWR | 0.12 | 0 | 0 | 1351.5 ACSR | 0 | 0 | 0 | 0 | 0 | 0 | 0 | 0 | 0 | 0 | 0 | 0 | 0 | 0 | 0 | 0 | 0 | 0 | 0 | 0 | 0 | 0 | 0 | 12 | 0
NO |  | 186 | 2016 | 1 | 14 | 14 |  | MT STORM | BISMARK (551) | 500 | 500 | STEEL TWR | 7.61 | 0 | 0 | 1351.5 ACSS | 0 | 0 | 0 | 0 | 0 | 0 | 0 | 0 | 0 | 0 | 0 | 0 | 0 | 0 | 0 | 0 | 0 | 0 | 0 | 0 | 0 | 0 | 0 | 12 | 0
NO |  | 186 | 2016 | 1 | 15 | 15 |  | BRISTERS | LADYSMITH (552) | 500 | 500 | STEEL POLE | 0.1 | 0 | 1 | 2500 ACAR | 0 | 0 | 0 | 0 | 0 | 0 | 0 | 0 | 0 | 0 | 0 | 0 | 0 | 0 | 0 | 0 | 0 | 0 | 0 | 0 | 0 | 0 | 0 | 12 | 0
NO |  | 186 | 2016 | 1 | 16 | 16 |  | BRISTERS | LADYSMITH (552) | 500 | 500 | STEEL TWR | 21.24 | 0 | 0 | 2049.5 AAAC | 0 | 0 | 0 | 0 | 0 | 0 | 0 | 0 | 0 | 0 | 0 | 0 | 0 | 0 | 0 | 0 | 0 | 0 | 0 | 0 | 0 | 0 | 0 | 12 | 0
NO |  | 186 | 2016 | 1 | 17 | 17 |  | BRISTERS | LADYSMITH (552) | 500 | 500 | STEEL TWR | 0.05 | 0 | 0 | 2500 ACAR | 0 | 0 | 0 | 0 | 0 | 0 | 0 | 0 | 0 | 0 | 0 | 0 | 0 | 0 | 0 | 0 | 0 | 0 | 0 | 0 | 0 | 0 | 0 | 12 | 0
NO |  | 186 | 2016 | 1 | 18 | 18 |  | CUNNINGHAM | ELMONT (553) | 500 | 500 | STEEL TWR | 51.05 | 0 | 1 | 2049.5 AAAC | 0 | 0 | 0 | 0 | 0 | 0 | 0 | 0 | 0 | 0 | 0 | 0 | 0 | 0 | 0 | 0 | 0 | 0 | 0 | 0 | 0 | 0 | 0 | 12 | 0
NO |  | 186 | 2016 | 1 | 19 | 19 |  | MT STORM | PRUNTYTOWN (FE) (554) | 500 | 500 | STEEL TWR | 0.11 | 0 | 1 | 1351.5 ACSR | 0 | 0 | 0 | 0 | 0 | 0 | 0 | 0 | 0 | 0 | 0 | 0 | 0 | 0 | 0 | 0 | 0 | 0 | 0 | 0 | 0 | 0 | 0 | 12 | 0
NO |  | 186 | 2016 | 1 | 20 | 20 |  | DOOMS | LEXINGTON (555) | 500 | 500 | STEEL TWR | 0 | 38.98 | 1 | 1351.5 ACSR | 0 | 0 | 0 | 0 | 0 | 0 | 0 | 0 | 0 | 0 | 0 | 0 | 0 | 0 | 0 | 0 | 0 | 0 | 0 | 0 | 0 | 0 | 0 | 12 | 0
NO |  | 186 | 2016 | 1 | 21 | 21 |  | DOOMS | LEXINGTON (555) | 500 | 500 | STEEL TWR | 0.07 | 0 | 0 | 1351.5 ACSR | 0 | 0 | 0 | 0 | 0 | 0 | 0 | 0 | 0 | 0 | 0 | 0 | 0 | 0 | 0 | 0 | 0 | 0 | 0 | 0 | 0 | 0 | 0 | 12 | 0
NO |  | 186 | 2016 | 1 | 22 | 22 |  | CLOVER | RAWLINGS (556) | 500 | 500 | STEEL TWR | 54.13 | 0 | 1 | 1351.5 ACSR | 0 | 0 | 0 | 0 | 0 | 0 | 0 | 0 | 0 | 0 | 0 | 0 | 0 | 0 | 0 | 0 | 0 | 0 | 0 | 0 | 0 | 0 | 0 | 12 | 0
NO |  | 186 | 2016 | 1 | 23 | 23 |  | CHICKAHOMINY | ELMONT (557) | 500 | 500 | STEEL POLE | 0.07 | 0 | 1 | 2500 ACAR | 0 | 0 | 0 | 0 | 0 | 0 | 0 | 0 | 0 | 0 | 0 | 0 | 0 | 0 | 0 | 0 | 0 | 0 | 0 | 0 | 0 | 0 | 0 | 12 | 0
NO |  | 186 | 2016 | 1 | 24 | 24 |  | CHICKAHOMINY | ELMONT (557) | 500 | 500 | STEEL TWR | 27.75 | 0 | 0 | 2500 ACAR | 0 | 0 | 0 | 0 | 0 | 0 | 0 | 0 | 0 | 0 | 0 | 0 | 0 | 0 | 0 | 0 | 0 | 0 | 0 | 0 | 0 | 0 | 0 | 12 | 0
NO |  | 186 | 2016 | 1 | 25 | 25 |  | BRAMBLETON | GOOSE CREEK (558) | 500 | 500 | STEEL POLE | 0.05 | 0 | 1 | 1351.5 ACSR | 0 | 0 | 0 | 0 | 0 | 0 | 0 | 0 | 0 | 0 | 0 | 0 | 0 | 0 | 0 | 0 | 0 | 0 | 0 | 0 | 0 | 0 | 0 | 12 | 0
NO |  | 186 | 2016 | 1 | 26 | 26 |  | BRAMBLETON | GOOSE CREEK (558) | 500 | 500 | STEEL TWR | 0 | 7.78 | 0 | 1351.5 ACSR | 0 | 0 | 0 | 0 | 0 | 0 | 0 | 0 | 0 | 0 | 0 | 0 | 0 | 0 | 0 | 0 | 0 | 0 | 0 | 0 | 0 | 0 | 0 | 12 | 0
NO |  | 186 | 2016 | 1 | 27 | 27 |  | LOUDOUN | CLIFTON (559) | 500 | 500 | STEEL TWR | 11.94 | 0 | 1 | 2500 ACAR | 0 | 0 | 0 | 0 | 0 | 0 | 0 | 0 | 0 | 0 | 0 | 0 | 0 | 0 | 0 | 0 | 0 | 0 | 0 | 0 | 0 | 0 | 0 | 12 | 0
NO |  | 186 | 2016 | 1 | 28 | 28 |  | POSSUM POINT | BURCHES HILL (560) | 500 | 500 | STEEL TWR | 0.14 | 0 | 1 | 1534 ACAR | 0 | 0 | 0 | 0 | 0 | 0 | 0 | 0 | 0 | 0 | 0 | 0 | 0 | 0 | 0 | 0 | 0 | 0 | 0 | 0 | 0 | 0 | 0 | 12 | 0
NO |  | 186 | 2016 | 1 | 29 | 29 |  | CLIFTON | OX (561) | 500 | 500 | STEEL HFRM | 0.14 | 0 | 1 | 2500 ACAR | 0 | 0 | 0 | 0 | 0 | 0 | 0 | 0 | 0 | 0 | 0 | 0 | 0 | 0 | 0 | 0 | 0 | 0 | 0 | 0 | 0 | 0 | 0 | 12 | 0
NO |  | 186 | 2016 | 1 | 30 | 30 |  | CLIFTON | OX (561) | 500 | 500 | STEEL TWR | 7.04 | 0 | 0 | 2500 ACAR | 0 | 0 | 0 | 0 | 0 | 0 | 0 | 0 | 0 | 0 | 0 | 0 | 0 | 0 | 0 | 0 | 0 | 0 | 0 | 0 | 0 | 0 | 0 | 12 | 0
NO |  | 186 | 2016 | 1 | 31 | 31 |  | SEPTA | CARSON (562) | 500 | 500 | CONC HFRM | 0.1 | 0 | 1 | 2500 ACAR | 0 | 0 | 0 | 0 | 0 | 0 | 0 | 0 | 0 | 0 | 0 | 0 | 0 | 0 | 0 | 0 | 0 | 0 | 0 | 0 | 0 | 0 | 0 | 12 | 0
NO |  | 186 | 2016 | 1 | 32 | 32 |  | SEPTA | CARSON (562) | 500 | 500 | STEEL TWR | 38.32 | 0 | 0 | 2500 ACAR | 0 | 0 | 0 | 0 | 0 | 0 | 0 | 0 | 0 | 0 | 0 | 0 | 0 | 0 | 0 | 0 | 0 | 0 | 0 | 0 | 0 | 0 | 0 | 12 | 0
NO |  | 186 | 2016 | 1 | 33 | 33 |  | SEPTA | CARSON (562) | 500 | 500 | STEEL TWR | 0.04 | 0 | 0 | 2500 ACSR | 0 | 0 | 0 | 0 | 0 | 0 | 0 | 0 | 0 | 0 | 0 | 0 | 0 | 0 | 0 | 0 | 0 | 0 | 0 | 0 | 0 | 0 | 0 | 12 | 0
NO |  | 186 | 2016 | 1 | 34 | 34 |  | CARSON | MIDLOTHIAN (563) | 500 | 500 | STEEL POLE | 0.08 | 0 | 1 | 1351.5 ACSR | 0 | 0 | 0 | 0 | 0 | 0 | 0 | 0 | 0 | 0 | 0 | 0 | 0 | 0 | 0 | 0 | 0 | 0 | 0 | 0 | 0 | 0 | 0 | 12 | 0
NO |  | 186 | 2016 | 1 | 35 | 35 |  | CARSON | MIDLOTHIAN (563) | 500 | 500 | STEEL POLE | 0.26 | 0 | 0 | 2500 ACAR | 0 | 0 | 0 | 0 | 0 | 0 | 0 | 0 | 0 | 0 | 0 | 0 | 0 | 0 | 0 | 0 | 0 | 0 | 0 | 0 | 0 | 0 | 0 | 12 | 0
NO |  | 186 | 2016 | 2 | 1 | 1 |  | CARSON | MIDLOTHIAN (563) | 500 | 500 | STEEL TWR | 0.07 | 0 | 0 | 1351.5 ACSR | 0 | 0 | 0 | 0 | 0 | 0 | 0 | 0 | 0 | 0 | 0 | 0 | 0 | 0 | 0 | 0 | 0 | 0 | 0 | 0 | 0 | 0 | 0 | 12 | 0
NO |  | 186 | 2016 | 2 | 2 | 2 |  | CARSON | MIDLOTHIAN (563) | 500 | 500 | STEEL TWR | 37.01 | 0 | 0 | 2500 ACAR | 0 | 0 | 0 | 0 | 0 | 0 | 0 | 0 | 0 | 0 | 0 | 0 | 0 | 0 | 0 | 0 | 0 | 0 | 0 | 0 | 0 | 0 | 0 | 12 | 0
NO |  | 186 | 2016 | 2 | 3 | 3 |  | CUNNINGHAM | FLUVANA PWR STA (564) | 500 | 500 | STEEL TWR | 0.26 | 0 | 1 | 2049.5 AAAC | 0 | 0 | 0 | 0 | 0 | 0 | 0 | 0 | 0 | 0 | 0 | 0 | 0 | 0 | 0 | 0 | 0 | 0 | 0 | 0 | 0 | 0 | 0 | 12 | 0
NO |  | 186 | 2016 | 2 | 4 | 4 |  | SUFFOLK | YADKIN (565) | 500 | 500 | ALUM TWR | 8.71 | 0 | 1 | 2500 ACAR | 0 | 0 | 0 | 0 | 0 | 0 | 0 | 0 | 0 | 0 | 0 | 0 | 0 | 0 | 0 | 0 | 0 | 0 | 0 | 0 | 0 | 0 | 0 | 12 | 0
NO |  | 186 | 2016 | 2 | 5 | 5 |  | SUFFOLK | YADKIN (565) | 500 | 500 | STEEL TWR | 4.56 | 0 | 0 | 2500 ACAR | 0 | 0 | 0 | 0 | 0 | 0 | 0 | 0 | 0 | 0 | 0 | 0 | 0 | 0 | 0 | 0 | 0 | 0 | 0 | 0 | 0 | 0 | 0 | 12 | 0
NO |  | 186 | 2016 | 2 | 6 | 6 |  | LEXINGTON | CLOVERDALE (AEP) (566) | 500 | 500 | STEEL TWR | 0 | 7.1 | 1 | 1351.5 ACSR | 0 | 0 | 0 | 0 | 0 | 0 | 0 | 0 | 0 | 0 | 0 | 0 | 0 | 0 | 0 | 0 | 0 | 0 | 0 | 0 | 0 | 0 | 0 | 12 | 0
NO |  | 186 | 2016 | 2 | 7 | 7 |  | SURRY | CHICKAHOMINY (567) | 500 | 500 | CONC TWR | 0.08 | 0 | 1 | 2500 ACAR | 0 | 0 | 0 | 0 | 0 | 0 | 0 | 0 | 0 | 0 | 0 | 0 | 0 | 0 | 0 | 0 | 0 | 0 | 0 | 0 | 0 | 0 | 0 | 12 | 0
NO |  | 186 | 2016 | 2 | 8 | 8 |  | SURRY | CHICKAHOMINY (567) | 500 | 500 | STEEL TWR | 0 | 0.14 | 0 | 2500 ACAR | 0 | 0 | 0 | 0 | 0 | 0 | 0 | 0 | 0 | 0 | 0 | 0 | 0 | 0 | 0 | 0 | 0 | 0 | 0 | 0 | 0 | 0 | 0 | 12 | 0
NO |  | 186 | 2016 | 2 | 9 | 9 |  | SURRY | CHICKAHOMINY (567) | 500 | 500 | STEEL TWR | 43.27 | 0 | 0 | 2500 ACAR | 0 | 0 | 0 | 0 | 0 | 0 | 0 | 0 | 0 | 0 | 0 | 0 | 0 | 0 | 0 | 0 | 0 | 0 | 0 | 0 | 0 | 0 | 0 | 12 | 0
NO |  | 186 | 2016 | 2 | 10 | 10 |  | SURRY | CHICKAHOMINY (567) | 500 | 500 | STEEL TWR | 0.95 | 0 | 0 | 4500 ACSR | 0 | 0 | 0 | 0 | 0 | 0 | 0 | 0 | 0 | 0 | 0 | 0 | 0 | 0 | 0 | 0 | 0 | 0 | 0 | 0 | 0 | 0 | 0 | 12 | 0
NO |  | 186 | 2016 | 2 | 11 | 11 |  | POSSUM POINT | LADYSMITH (568) | 500 | 500 | STEEL HFRM | 3.18 | 0 | 1 | 2500 ACAR | 0 | 0 | 0 | 0 | 0 | 0 | 0 | 0 | 0 | 0 | 0 | 0 | 0 | 0 | 0 | 0 | 0 | 0 | 0 | 0 | 0 | 0 | 0 | 12 | 0
NO |  | 186 | 2016 | 2 | 12 | 12 |  | POSSUM POINT | LADYSMITH (568) | 500 | 500 | STEEL TWR | 3.57 | 0 | 0 | 1534 ACAR | 0 | 0 | 0 | 0 | 0 | 0 | 0 | 0 | 0 | 0 | 0 | 0 | 0 | 0 | 0 | 0 | 0 | 0 | 0 | 0 | 0 | 0 | 0 | 12 | 0
NO |  | 186 | 2016 | 2 | 13 | 13 |  | POSSUM POINT | LADYSMITH (568) | 500 | 500 | STEEL TWR | 40.95 | 0 | 0 | 2500 ACAR | 0 | 0 | 0 | 0 | 0 | 0 | 0 | 0 | 0 | 0 | 0 | 0 | 0 | 0 | 0 | 0 | 0 | 0 | 0 | 0 | 0 | 0 | 0 | 12 | 0
NO |  | 186 | 2016 | 2 | 14 | 14 |  | LOUDOUN | MORRISVILLE (569) | 500 | 500 | STEEL HFRM | 0 | 0.1 | 1 | 1351.5 ACSR | 0 | 0 | 0 | 0 | 0 | 0 | 0 | 0 | 0 | 0 | 0 | 0 | 0 | 0 | 0 | 0 | 0 | 0 | 0 | 0 | 0 | 0 | 0 | 12 | 0
NO |  | 186 | 2016 | 2 | 15 | 15 |  | LOUDOUN | MORRISVILLE (569) | 500 | 500 | STEEL HFRM | 0 | 0.12 | 0 | 2500 ACAR | 0 | 0 | 0 | 0 | 0 | 0 | 0 | 0 | 0 | 0 | 0 | 0 | 0 | 0 | 0 | 0 | 0 | 0 | 0 | 0 | 0 | 0 | 0 | 12 | 0
NO |  | 186 | 2016 | 2 | 16 | 16 |  | LOUDOUN | MORRISVILLE (569) | 500 | 500 | STEEL HFRM | 1.97 | 0 | 0 | 1351.5 ACSR | 0 | 0 | 0 | 0 | 0 | 0 | 0 | 0 | 0 | 0 | 0 | 0 | 0 | 0 | 0 | 0 | 0 | 0 | 0 | 0 | 0 | 0 | 0 | 12 | 0
NO |  | 186 | 2016 | 2 | 17 | 17 |  | LOUDOUN | MORRISVILLE (569) | 500 | 500 | STEEL HFRM | 0.24 | 0 | 0 | 2049.5 AAAC | 0 | 0 | 0 | 0 | 0 | 0 | 0 | 0 | 0 | 0 | 0 | 0 | 0 | 0 | 0 | 0 | 0 | 0 | 0 | 0 | 0 | 0 | 0 | 12 | 0
NO |  | 186 | 2016 | 2 | 18 | 18 |  | LOUDOUN | MORRISVILLE (569) | 500 | 500 | STEEL HFRM | 0.22 | 0 | 0 | 2500 ACAR | 0 | 0 | 0 | 0 | 0 | 0 | 0 | 0 | 0 | 0 | 0 | 0 | 0 | 0 | 0 | 0 | 0 | 0 | 0 | 0 | 0 | 0 | 0 | 12 | 0
NO |  | 186 | 2016 | 2 | 19 | 19 |  | LOUDOUN | MORRISVILLE (569) | 500 | 500 | STEEL POLE | 0 | 0.38 | 0 | 1351.5 ACSR | 0 | 0 | 0 | 0 | 0 | 0 | 0 | 0 | 0 | 0 | 0 | 0 | 0 | 0 | 0 | 0 | 0 | 0 | 0 | 0 | 0 | 0 | 0 | 12 | 0
NO |  | 186 | 2016 | 2 | 20 | 20 |  | LOUDOUN | MORRISVILLE (569) | 500 | 500 | STEEL POLE | 1.38 | 0 | 0 | 1351.5 ACSR | 0 | 0 | 0 | 0 | 0 | 0 | 0 | 0 | 0 | 0 | 0 | 0 | 0 | 0 | 0 | 0 | 0 | 0 | 0 | 0 | 0 | 0 | 0 | 12 | 0
NO |  | 186 | 2016 | 2 | 21 | 21 |  | LOUDOUN | MORRISVILLE (569) | 500 | 500 | STEEL POLE | 0.26 | 0 | 0 | 2500 ACAR | 0 | 0 | 0 | 0 | 0 | 0 | 0 | 0 | 0 | 0 | 0 | 0 | 0 | 0 | 0 | 0 | 0 | 0 | 0 | 0 | 0 | 0 | 0 | 12 | 0
NO |  | 186 | 2016 | 2 | 22 | 22 |  | LOUDOUN | MORRISVILLE (569) | 500 | 500 | STEEL TWR | 0 | 0.19 | 0 | 1351.5 ACSR | 0 | 0 | 0 | 0 | 0 | 0 | 0 | 0 | 0 | 0 | 0 | 0 | 0 | 0 | 0 | 0 | 0 | 0 | 0 | 0 | 0 | 0 | 0 | 12 | 0
NO |  | 186 | 2016 | 2 | 23 | 23 |  | LOUDOUN | MORRISVILLE (569) | 500 | 500 | STEEL TWR | 18.59 | 0 | 0 | 1351.5 ACSR | 0 | 0 | 0 | 0 | 0 | 0 | 0 | 0 | 0 | 0 | 0 | 0 | 0 | 0 | 0 | 0 | 0 | 0 | 0 | 0 | 0 | 0 | 0 | 12 | 0
NO |  | 186 | 2016 | 2 | 24 | 24 |  | LOUDOUN | MORRISVILLE (569) | 500 | 500 | STEEL TWR | 0.92 | 0 | 0 | 2049.5 AAAC | 0 | 0 | 0 | 0 | 0 | 0 | 0 | 0 | 0 | 0 | 0 | 0 | 0 | 0 | 0 | 0 | 0 | 0 | 0 | 0 | 0 | 0 | 0 | 12 | 0
NO |  | 186 | 2016 | 2 | 25 | 25 |  | LOUDOUN | MORRISVILLE (569) | 500 | 500 | STEEL TWR | 7.56 | 0 | 0 | 2500 ACAR | 0 | 0 | 0 | 0 | 0 | 0 | 0 | 0 | 0 | 0 | 0 | 0 | 0 | 0 | 0 | 0 | 0 | 0 | 0 | 0 | 0 | 0 | 0 | 12 | 0
NO |  | 186 | 2016 | 2 | 26 | 26 |  | HERITAGE | WAKE (CP&L) (570) | 500 | 500 | STEEL TWR | 4.69 | 0 | 1 | 1351.5 ACSR | 0 | 0 | 0 | 0 | 0 | 0 | 0 | 0 | 0 | 0 | 0 | 0 | 0 | 0 | 0 | 0 | 0 | 0 | 0 | 0 | 0 | 0 | 0 | 12 | 0
NO |  | 186 | 2016 | 2 | 27 | 27 |  | HERITAGE | WAKE (CP&L) (570) | 500 | 500 | STEEL TWR | 27.94 | 0 | 0 | 2500 ACAR | 0 | 0 | 0 | 0 | 0 | 0 | 0 | 0 | 0 | 0 | 0 | 0 | 0 | 0 | 0 | 0 | 0 | 0 | 0 | 0 | 0 | 0 | 0 | 12 | 0
NO |  | 186 | 2016 | 2 | 28 | 28 |  | POSSUM POINT | OX (571) | 500 | 500 | STEEL HFRM | 0 | 0.1 | 1 | 1534 ACAR | 0 | 0 | 0 | 0 | 0 | 0 | 0 | 0 | 0 | 0 | 0 | 0 | 0 | 0 | 0 | 0 | 0 | 0 | 0 | 0 | 0 | 0 | 0 | 12 | 0
NO |  | 186 | 2016 | 2 | 29 | 29 |  | POSSUM POINT | OX (571) | 500 | 500 | STEEL HFRM | 12.72 | 0 | 0 | 1534 ACAR | 0 | 0 | 0 | 0 | 0 | 0 | 0 | 0 | 0 | 0 | 0 | 0 | 0 | 0 | 0 | 0 | 0 | 0 | 0 | 0 | 0 | 0 | 0 | 12 | 0
NO |  | 186 | 2016 | 2 | 30 | 30 |  | POSSUM POINT | OX (571) | 500 | 500 | STEEL TWR | 0.04 | 0 | 0 | 1534 ACAR | 0 | 0 | 0 | 0 | 0 | 0 | 0 | 0 | 0 | 0 | 0 | 0 | 0 | 0 | 0 | 0 | 0 | 0 | 0 | 0 | 0 | 0 | 0 | 12 | 0
NO |  | 186 | 2016 | 2 | 31 | 31 |  | NORTH ANNA | SPOTSYLVANIA (573) | 500 | 500 | STEEL HFRM | 0.45 | 0 | 1 | 2500 ACAR | 0 | 0 | 0 | 0 | 0 | 0 | 0 | 0 | 0 | 0 | 0 | 0 | 0 | 0 | 0 | 0 | 0 | 0 | 0 | 0 | 0 | 0 | 0 | 12 | 0
NO |  | 186 | 2016 | 2 | 32 | 32 |  | NORTH ANNA | SPOTSYLVANIA (573) | 500 | 500 | STEEL TWR | 0 | 0.32 | 0 | 2500 ACAR | 0 | 0 | 0 | 0 | 0 | 0 | 0 | 0 | 0 | 0 | 0 | 0 | 0 | 0 | 0 | 0 | 0 | 0 | 0 | 0 | 0 | 0 | 0 | 12 | 0
NO |  | 186 | 2016 | 2 | 33 | 33 |  | NORTH ANNA | SPOTSYLVANIA (573) | 500 | 500 | STEEL TWR | 13.26 | 0 | 0 | 2500 ACAR | 0 | 0 | 0 | 0 | 0 | 0 | 0 | 0 | 0 | 0 | 0 | 0 | 0 | 0 | 0 | 0 | 0 | 0 | 0 | 0 | 0 | 0 | 0 | 12 | 0
NO |  | 186 | 2016 | 2 | 34 | 34 |  | ELMONT | LADYSMITH (574) | 500 | 500 | STEEL HFRM | 0.05 | 0 | 1 | 2049.5 AAAC | 0 | 0 | 0 | 0 | 0 | 0 | 0 | 0 | 0 | 0 | 0 | 0 | 0 | 0 | 0 | 0 | 0 | 0 | 0 | 0 | 0 | 0 | 0 | 12 | 0
NO |  | 186 | 2016 | 2 | 35 | 35 |  | ELMONT | LADYSMITH (574) | 500 | 500 | STEEL TWR | 26.01 | 0 | 0 | 2049.5 AAAC | 0 | 0 | 0 | 0 | 0 | 0 | 0 | 0 | 0 | 0 | 0 | 0 | 0 | 0 | 0 | 0 | 0 | 0 | 0 | 0 | 0 | 0 | 0 | 12 | 0
NO |  | 186 | 2016 | 3 | 1 | 1 |  | ELMONT | LADYSMITH (574) | 500 | 500 | STEEL TWR | 0.13 | 0 | 0 | 2500 ACAR | 0 | 0 | 0 | 0 | 0 | 0 | 0 | 0 | 0 | 0 | 0 | 0 | 0 | 0 | 0 | 0 | 0 | 0 | 0 | 0 | 0 | 0 | 0 | 12 | 0
NO |  | 186 | 2016 | 3 | 2 | 2 |  | NORTH ANNA | LADYSMITH (575) | 500 | 500 | STEEL HFRM | 0.92 | 0 | 1 | 2500 SDC | 0 | 0 | 0 | 0 | 0 | 0 | 0 | 0 | 0 | 0 | 0 | 0 | 0 | 0 | 0 | 0 | 0 | 0 | 0 | 0 | 0 | 0 | 0 | 12 | 0
NO |  | 186 | 2016 | 3 | 3 | 3 |  | NORTH ANNA | LADYSMITH (575) | 500 | 500 | STEEL TWR | 0 | 0.07 | 0 | 2500 ACAR | 0 | 0 | 0 | 0 | 0 | 0 | 0 | 0 | 0 | 0 | 0 | 0 | 0 | 0 | 0 | 0 | 0 | 0 | 0 | 0 | 0 | 0 | 0 | 12 | 0
NO |  | 186 | 2016 | 3 | 4 | 4 |  | NORTH ANNA | LADYSMITH (575) | 500 | 500 | STEEL TWR | 13.46 | 0 | 0 | 2500 ACAR | 0 | 0 | 0 | 0 | 0 | 0 | 0 | 0 | 0 | 0 | 0 | 0 | 0 | 0 | 0 | 0 | 0 | 0 | 0 | 0 | 0 | 0 | 0 | 12 | 0
NO |  | 186 | 2016 | 3 | 5 | 5 |  | NORTH ANNA | LADYSMITH (575) | 500 | 500 | STEEL TWR | 0.08 | 0 | 0 | 2500 SDC | 0 | 0 | 0 | 0 | 0 | 0 | 0 | 0 | 0 | 0 | 0 | 0 | 0 | 0 | 0 | 0 | 0 | 0 | 0 | 0 | 0 | 0 | 0 | 12 | 0
NO |  | 186 | 2016 | 3 | 6 | 6 |  | NORTH ANNA | MIDLOTHIAN (576) | 500 | 500 | STEEL HFRM | 0.26 | 0 | 1 | 2500 ACAR | 0 | 0 | 0 | 0 | 0 | 0 | 0 | 0 | 0 | 0 | 0 | 0 | 0 | 0 | 0 | 0 | 0 | 0 | 0 | 0 | 0 | 0 | 0 | 12 | 0
NO |  | 186 | 2016 | 3 | 7 | 7 |  | NORTH ANNA | MIDLOTHIAN (576) | 500 | 500 | STEEL POLE | 0 | 0.04 | 0 | 2500 ACAR | 0 | 0 | 0 | 0 | 0 | 0 | 0 | 0 | 0 | 0 | 0 | 0 | 0 | 0 | 0 | 0 | 0 | 0 | 0 | 0 | 0 | 0 | 0 | 12 | 0
NO |  | 186 | 2016 | 3 | 8 | 8 |  | NORTH ANNA | MIDLOTHIAN (576) | 500 | 500 | STEEL TWR | 0 | 0.02 | 0 | 2500 ACAR | 0 | 0 | 0 | 0 | 0 | 0 | 0 | 0 | 0 | 0 | 0 | 0 | 0 | 0 | 0 | 0 | 0 | 0 | 0 | 0 | 0 | 0 | 0 | 12 | 0
NO |  | 186 | 2016 | 3 | 9 | 9 |  | NORTH ANNA | MIDLOTHIAN (576) | 500 | 500 | STEEL TWR | 40.8 | 0 | 0 | 2500 ACAR | 0 | 0 | 0 | 0 | 0 | 0 | 0 | 0 | 0 | 0 | 0 | 0 | 0 | 0 | 0 | 0 | 0 | 0 | 0 | 0 | 0 | 0 | 0 | 12 | 0
NO |  | 186 | 2016 | 3 | 10 | 10 |  | SURRY | SEPTA (578) | 500 | 500 | CONC HFRM | 0 | 0.1 | 1 | 2500 ACAR | 0 | 0 | 0 | 0 | 0 | 0 | 0 | 0 | 0 | 0 | 0 | 0 | 0 | 0 | 0 | 0 | 0 | 0 | 0 | 0 | 0 | 0 | 0 | 12 | 0
NO |  | 186 | 2016 | 3 | 11 | 11 |  | SURRY | SEPTA (578) | 500 | 500 | CONC TWR | 0.08 | 0 | 0 | 2500 ACAR | 0 | 0 | 0 | 0 | 0 | 0 | 0 | 0 | 0 | 0 | 0 | 0 | 0 | 0 | 0 | 0 | 0 | 0 | 0 | 0 | 0 | 0 | 0 | 12 | 0
NO |  | 186 | 2016 | 3 | 12 | 12 |  | SURRY | SEPTA (578) | 500 | 500 | STEEL TWR | 11.23 | 0 | 0 | 2500 ACAR | 0 | 0 | 0 | 0 | 0 | 0 | 0 | 0 | 0 | 0 | 0 | 0 | 0 | 0 | 0 | 0 | 0 | 0 | 0 | 0 | 0 | 0 | 0 | 12 | 0
NO |  | 186 | 2016 | 3 | 13 | 13 |  | SEPTA | YADKIN (579) | 500 | 500 | STEEL HFRM | 0.47 | 0 | 1 | 2500 ACAR | 0 | 0 | 0 | 0 | 0 | 0 | 0 | 0 | 0 | 0 | 0 | 0 | 0 | 0 | 0 | 0 | 0 | 0 | 0 | 0 | 0 | 0 | 0 | 12 | 0
NO |  | 186 | 2016 | 3 | 14 | 14 |  | SEPTA | YADKIN (579) | 500 | 500 | STEEL POLE | 0.3 | 0 | 0 | 2500 ACAR | 0 | 0 | 0 | 0 | 0 | 0 | 0 | 0 | 0 | 0 | 0 | 0 | 0 | 0 | 0 | 0 | 0 | 0 | 0 | 0 | 0 | 0 | 0 | 12 | 0
NO |  | 186 | 2016 | 3 | 15 | 15 |  | SEPTA | YADKIN (579) | 500 | 500 | STEEL TWR | 32.36 | 0 | 0 | 2500 ACAR | 0 | 0 | 0 | 0 | 0 | 0 | 0 | 0 | 0 | 0 | 0 | 0 | 0 | 0 | 0 | 0 | 0 | 0 | 0 | 0 | 0 | 0 | 0 | 12 | 0
NO |  | 186 | 2016 | 3 | 16 | 16 |  | FRONT ROYAL | MEADOWBROOK (580) | 500 | 500 | STEEL HFRM | 0.07 | 0 | 1 | 2500 ACAR | 0 | 0 | 0 | 0 | 0 | 0 | 0 | 0 | 0 | 0 | 0 | 0 | 0 | 0 | 0 | 0 | 0 | 0 | 0 | 0 | 0 | 0 | 0 | 12 | 0
NO |  | 186 | 2016 | 3 | 17 | 17 |  | FRONT ROYAL | MEADOWBROOK (580) | 500 | 500 | STEEL TWR | 1.96 | 0 | 0 | 2500 ACAR | 0 | 0 | 0 | 0 | 0 | 0 | 0 | 0 | 0 | 0 | 0 | 0 | 0 | 0 | 0 | 0 | 0 | 0 | 0 | 0 | 0 | 0 | 0 | 12 | 0
NO |  | 186 | 2016 | 3 | 18 | 18 |  | CHANCELLOR | LADYSMITH (581) | 500 | 500 | STEEL HFRM | 0 | 0.26 | 1 | 2049.5 AAAC | 0 | 0 | 0 | 0 | 0 | 0 | 0 | 0 | 0 | 0 | 0 | 0 | 0 | 0 | 0 | 0 | 0 | 0 | 0 | 0 | 0 | 0 | 0 | 12 | 0
NO |  | 186 | 2016 | 3 | 19 | 19 |  | CHANCELLOR | LADYSMITH (581) | 500 | 500 | STEEL TWR | 0 | 0.96 | 0 | 2049.5 AAAC | 0 | 0 | 0 | 0 | 0 | 0 | 0 | 0 | 0 | 0 | 0 | 0 | 0 | 0 | 0 | 0 | 0 | 0 | 0 | 0 | 0 | 0 | 0 | 12 | 0
NO |  | 186 | 2016 | 3 | 20 | 20 |  | CHANCELLOR | LADYSMITH (581) | 500 | 500 | STEEL TWR | 14.1 | 0 | 0 | 2049.5 AAAC | 0 | 0 | 0 | 0 | 0 | 0 | 0 | 0 | 0 | 0 | 0 | 0 | 0 | 0 | 0 | 0 | 0 | 0 | 0 | 0 | 0 | 0 | 0 | 12 | 0
NO |  | 186 | 2016 | 3 | 21 | 21 |  | BISMARK | DOUBS (FE) (583) | 500 | 500 | STEEL TWR | 82.75 | 0 | 1 | 1351.5 ACSR | 0 | 0 | 0 | 0 | 0 | 0 | 0 | 0 | 0 | 0 | 0 | 0 | 0 | 0 | 0 | 0 | 0 | 0 | 0 | 0 | 0 | 0 | 0 | 12 | 0
NO |  | 186 | 2016 | 3 | 22 | 22 |  | BISMARK | DOUBS (FE) (583) | 500 | 500 | STEEL TWR | 0.57 | 0 | 0 | 1351.5 ACSS | 0 | 0 | 0 | 0 | 0 | 0 | 0 | 0 | 0 | 0 | 0 | 0 | 0 | 0 | 0 | 0 | 0 | 0 | 0 | 0 | 0 | 0 | 0 | 12 | 0
NO |  | 186 | 2016 | 3 | 23 | 23 |  | BISMARK | DOUBS (FE) (583) | 500 | 500 | STEEL TWR | 4.85 | 0 | 0 | 1351.5 ACSS | 0 | 0 | 0 | 0 | 0 | 0 | 0 | 0 | 0 | 0 | 0 | 0 | 0 | 0 | 0 | 0 | 0 | 0 | 0 | 0 | 0 | 0 | 0 | 12 | 0
NO |  | 186 | 2016 | 3 | 24 | 24 |  | LOUDOUN | MOSBY (584) | 500 | 500 | STEEL HFRM | 0 | 0.1 | 1 | 1351.5 ACSS | 0 | 0 | 0 | 0 | 0 | 0 | 0 | 0 | 0 | 0 | 0 | 0 | 0 | 0 | 0 | 0 | 0 | 0 | 0 | 0 | 0 | 0 | 0 | 12 | 0
NO |  | 186 | 2016 | 3 | 25 | 25 |  | LOUDOUN | MOSBY (584) | 500 | 500 | STEEL POLE | 0 | 0.07 | 0 | 1351.5 ACSS | 0 | 0 | 0 | 0 | 0 | 0 | 0 | 0 | 0 | 0 | 0 | 0 | 0 | 0 | 0 | 0 | 0 | 0 | 0 | 0 | 0 | 0 | 0 | 12 | 0
NO |  | 186 | 2016 | 3 | 26 | 26 |  | LOUDOUN | MOSBY (584) | 500 | 500 | STEEL POLE | 0.06 | 0 | 0 | 1351.5 ACSS | 0 | 0 | 0 | 0 | 0 | 0 | 0 | 0 | 0 | 0 | 0 | 0 | 0 | 0 | 0 | 0 | 0 | 0 | 0 | 0 | 0 | 0 | 0 | 12 | 0
NO |  | 186 | 2016 | 3 | 27 | 27 |  | CARSON | HERITAGE CT (585) | 500 | 500 | STEEL HFRM | 0.16 | 0 | 1 | 2500 ACAR | 0 | 0 | 0 | 0 | 0 | 0 | 0 | 0 | 0 | 0 | 0 | 0 | 0 | 0 | 0 | 0 | 0 | 0 | 0 | 0 | 0 | 0 | 0 | 12 | 0
NO |  | 186 | 2016 | 3 | 28 | 28 |  | CARSON | HERITAGE CT (585) | 500 | 500 | STEEL POLE | 0.12 | 0 | 0 | 2500 ACAR | 0 | 0 | 0 | 0 | 0 | 0 | 0 | 0 | 0 | 0 | 0 | 0 | 0 | 0 | 0 | 0 | 0 | 0 | 0 | 0 | 0 | 0 | 0 | 12 | 0
NO |  | 186 | 2016 | 3 | 29 | 29 |  | CARSON | HERITAGE CT (585) | 500 | 500 | STEEL TWR | 0 | 0.06 | 0 | 2500 ACAR | 0 | 0 | 0 | 0 | 0 | 0 | 0 | 0 | 0 | 0 | 0 | 0 | 0 | 0 | 0 | 0 | 0 | 0 | 0 | 0 | 0 | 0 | 0 | 12 | 0
NO |  | 186 | 2016 | 3 | 30 | 30 |  | CARSON | HERITAGE CT (585) | 500 | 500 | STEEL TWR | 4.62 | 0 | 0 | 1351.5 ACSR | 0 | 0 | 0 | 0 | 0 | 0 | 0 | 0 | 0 | 0 | 0 | 0 | 0 | 0 | 0 | 0 | 0 | 0 | 0 | 0 | 0 | 0 | 0 | 12 | 0
NO |  | 186 | 2016 | 3 | 31 | 31 |  | CARSON | HERITAGE CT (585) | 500 | 500 | STEEL TWR | 27.9 | 0 | 0 | 2500 ACAR | 0 | 0 | 0 | 0 | 0 | 0 | 0 | 0 | 0 | 0 | 0 | 0 | 0 | 0 | 0 | 0 | 0 | 0 | 0 | 0 | 0 | 0 | 0 | 12 | 0
NO |  | 186 | 2016 | 3 | 32 | 32 |  | YADKIN | FENTRESS (588) | 500 | 500 | CONC HFRM | 0.04 | 0 | 1 | 2500 ACAR | 0 | 0 | 0 | 0 | 0 | 0 | 0 | 0 | 0 | 0 | 0 | 0 | 0 | 0 | 0 | 0 | 0 | 0 | 0 | 0 | 0 | 0 | 0 | 12 | 0
NO |  | 186 | 2016 | 3 | 33 | 33 |  | YADKIN | FENTRESS (588) | 500 | 500 | STEEL TWR | 13.62 | 0 | 0 | 2500 ACAR | 0 | 0 | 0 | 0 | 0 | 0 | 0 | 0 | 0 | 0 | 0 | 0 | 0 | 0 | 0 | 0 | 0 | 0 | 0 | 0 | 0 | 0 | 0 | 12 | 0
NO |  | 186 | 2016 | 3 | 34 | 34 |  | MOSBY | BRAMBLETON (590) | 500 | 500 | STEEL POLE | 0 | 0.32 | 1 | 1351.5 ACSR | 0 | 0 | 0 | 0 | 0 | 0 | 0 | 0 | 0 | 0 | 0 | 0 | 0 | 0 | 0 | 0 | 0 | 0 | 0 | 0 | 0 | 0 | 0 | 12 | 0
NO |  | 186 | 2016 | 3 | 35 | 35 |  | MOSBY | BRAMBLETON (590) | 500 | 500 | STEEL POLE | 0.05 | 0 | 0 | 1351.5 ACSR | 0 | 0 | 0 | 0 | 0 | 0 | 0 | 0 | 0 | 0 | 0 | 0 | 0 | 0 | 0 | 0 | 0 | 0 | 0 | 0 | 0 | 0 | 0 | 12 | 0
NO |  | 186 | 2016 | 4 | 1 | 1 |  | MOSBY | BRAMBLETON (590) | 500 | 500 | STEEL POLE | 0.1 | 0 | 0 | 1351.5 ACSS | 0 | 0 | 0 | 0 | 0 | 0 | 0 | 0 | 0 | 0 | 0 | 0 | 0 | 0 | 0 | 0 | 0 | 0 | 0 | 0 | 0 | 0 | 0 | 12 | 0
NO |  | 186 | 2016 | 4 | 2 | 2 |  | MOSBY | BRAMBLETON (590) | 500 | 500 | STEEL TWR | 0 | 4.26 | 0 | 1351.5 ACSR | 0 | 0 | 0 | 0 | 0 | 0 | 0 | 0 | 0 | 0 | 0 | 0 | 0 | 0 | 0 | 0 | 0 | 0 | 0 | 0 | 0 | 0 | 0 | 12 | 0
NO |  | 186 | 2016 | 4 | 3 | 3 |  | MOSBY | BRAMBLETON (590) | 500 | 500 | STEEL TWR | 0.27 | 0 | 0 | 1351.5 ACSR | 0 | 0 | 0 | 0 | 0 | 0 | 0 | 0 | 0 | 0 | 0 | 0 | 0 | 0 | 0 | 0 | 0 | 0 | 0 | 0 | 0 | 0 | 0 | 12 | 0
NO |  | 186 | 2016 | 4 | 4 | 4 |  | Brunswick CT | Rawlings (591) | 500 | 500 | STEEL TWR | 0 | 0.38 | 1 | 1351.5 ACSR | 0 | 0 | 0 | 0 | 0 | 0 | 0 | 0 | 0 | 0 | 0 | 0 | 0 | 0 | 0 | 0 | 0 | 0 | 0 | 0 | 0 | 0 | 0 | 12 | 0
NO |  | 186 | 2016 | 4 | 5 | 5 |  | Brunswick CT | Rawlings (591) | 500 | 500 | STEEL TWR | 12.99 | 0 | 0 | 1351.5 ACSR | 0 | 0 | 0 | 0 | 0 | 0 | 0 | 0 | 0 | 0 | 0 | 0 | 0 | 0 | 0 | 0 | 0 | 0 | 0 | 0 | 0 | 0 | 0 | 12 | 0
NO |  | 186 | 2016 | 4 | 6 | 6 |  | FRONT ROYAL | WARREN COUNTY (592) | 500 | 500 | STEEL HFRM | 0.09 | 0 | 1 | 2500 ACAR | 0 | 0 | 0 | 0 | 0 | 0 | 0 | 0 | 0 | 0 | 0 | 0 | 0 | 0 | 0 | 0 | 0 | 0 | 0 | 0 | 0 | 0 | 0 | 12 | 0
NO |  | 186 | 2016 | 4 | 7 | 7 |  | FRONT ROYAL | WARREN COUNTY (592) | 500 | 500 | STEEL POLE | 0.08 | 0 | 0 | 2500 ACAR | 0 | 0 | 0 | 0 | 0 | 0 | 0 | 0 | 0 | 0 | 0 | 0 | 0 | 0 | 0 | 0 | 0 | 0 | 0 | 0 | 0 | 0 | 0 | 12 | 0
NO |  | 186 | 2016 | 4 | 8 | 8 |  | SPOTSYLVANIA | MORRISVILLE (594) | 500 | 500 | STEEL TWR | 0 | 0.16 | 1 | 2500 ACAR | 0 | 0 | 0 | 0 | 0 | 0 | 0 | 0 | 0 | 0 | 0 | 0 | 0 | 0 | 0 | 0 | 0 | 0 | 0 | 0 | 0 | 0 | 0 | 12 | 0
NO |  | 186 | 2016 | 4 | 9 | 9 |  | SPOTSYLVANIA | MORRISVILLE (594) | 500 | 500 | STEEL TWR | 18.59 | 0 | 0 | 2500 ACAR | 0 | 0 | 0 | 0 | 0 | 0 | 0 | 0 | 0 | 0 | 0 | 0 | 0 | 0 | 0 | 0 | 0 | 0 | 0 | 0 | 0 | 0 | 0 | 12 | 0
NO |  | 186 | 2016 | 4 | 10 | 10 |  | PLEASANT VIEW | GOOSE CREEK (595) | 500 | 500 | STEEL HFRM | 0.1 | 0 | 1 | 1351.5 ACSR | 0 | 0 | 0 | 0 | 0 | 0 | 0 | 0 | 0 | 0 | 0 | 0 | 0 | 0 | 0 | 0 | 0 | 0 | 0 | 0 | 0 | 0 | 0 | 12 | 0
NO |  | 186 | 2016 | 4 | 11 | 11 |  | PLEASANT VIEW | GOOSE CREEK (595) | 500 | 500 | STEEL TWR | 0.09 | 0 | 0 | 1351.5 ACSR | 0 | 0 | 0 | 0 | 0 | 0 | 0 | 0 | 0 | 0 | 0 | 0 | 0 | 0 | 0 | 0 | 0 | 0 | 0 | 0 | 0 | 0 | 0 | 12 | 0
NO |  | 186 | 2016 | 4 | 12 | 12 |  |  |  | 0 | 0 |  | 0 | 0 | 0 |  | 0 | 0 | 0 | 3570116 | 4530646 | 21869 | 8122631 | 0 | 0 | 0 | 0 | 0 | 0 | 0 | 0 | 0 | 0 | 0 | 0 | 0 | 0 | 0 | 0 | 12 | 0
NO |  | 186 | 2016 | 4 | 13 | 13 |  | TOTAL 500 kV |  | 0 | 0 |  | 1199.08 | 98.45 | 55 |  | 0 | 0 | 0 | 3570116 | 4530646 | 21869 | 8122631 | 0 | 0 | 0 | 0 | 0 | 0 | 0 | 0 | 0 | 0 | 0 | 0 | 0 | 0 | 0 | 0 | 12 | 0
NO |  | 186 | 2016 | 4 | 15 | 15 |  | CHESTERFIELD 230 | 230 KV SWITCHYARD | 230 | 230 | CONC POLE | 0 | 0.06 | 1 | 1590 AAC | 0 | 0 | 0 | 0 | 0 | 0 | 0 | 0 | 0 | 0 | 0 | 0 | 0 | 0 | 0 | 0 | 0 | 0 | 0 | 0 | 0 | 0 | 0 | 12 | 0
NO |  | 186 | 2016 | 4 | 16 | 16 |  | CHESTERFIELD 230 | 230 KV SWITCHYARD | 230 | 230 | STEEL TWR | 0 | 0.05 | 0 | 1590 AAC | 0 | 0 | 0 | 0 | 0 | 0 | 0 | 0 | 0 | 0 | 0 | 0 | 0 | 0 | 0 | 0 | 0 | 0 | 0 | 0 | 0 | 0 | 0 | 12 | 0
NO |  | 186 | 2016 | 4 | 17 | 17 |  | CHESTERFIELD 230 | 230 KV SWITCHYARD | 230 | 230 | WOOD HFRM | 0 | 0.1 | 0 | 1590 AAC | 0 | 0 | 0 | 0 | 0 | 0 | 0 | 0 | 0 | 0 | 0 | 0 | 0 | 0 | 0 | 0 | 0 | 0 | 0 | 0 | 0 | 0 | 0 | 12 | 0
NO |  | 186 | 2016 | 4 | 18 | 18 |  | CHESTERFIELD 230 | 230 KV SWITCHYARD | 230 | 230 | WOOD POLE | 0 | 0.06 | 0 | 1590 AAC | 0 | 0 | 0 | 0 | 0 | 0 | 0 | 0 | 0 | 0 | 0 | 0 | 0 | 0 | 0 | 0 | 0 | 0 | 0 | 0 | 0 | 0 | 0 | 12 | 0
NO |  | 186 | 2016 | 4 | 19 | 19 |  | CHESTERFIELD 230 | 230 KV SWITCHYARD | 230 | 230 | STEEL HFRM | 0 | 0.03 | 1 | 1590 AAC | 0 | 0 | 0 | 0 | 0 | 0 | 0 | 0 | 0 | 0 | 0 | 0 | 0 | 0 | 0 | 0 | 0 | 0 | 0 | 0 | 0 | 0 | 0 | 12 | 0
NO |  | 186 | 2016 | 4 | 20 | 20 |  | CHESTERFIELD 230 | 230 KV SWITCHYARD | 230 | 230 | STEEL TWR | 0 | 0.04 | 0 | 1590 AAC | 0 | 0 | 0 | 0 | 0 | 0 | 0 | 0 | 0 | 0 | 0 | 0 | 0 | 0 | 0 | 0 | 0 | 0 | 0 | 0 | 0 | 0 | 0 | 12 | 0
NO |  | 186 | 2016 | 4 | 21 | 21 |  | CHESTERFIELD 230 | 230 KV SWITCHYARD | 230 | 230 | WOOD HFRM | 0 | 0.02 | 0 | 1590 AAC | 0 | 0 | 0 | 0 | 0 | 0 | 0 | 0 | 0 | 0 | 0 | 0 | 0 | 0 | 0 | 0 | 0 | 0 | 0 | 0 | 0 | 0 | 0 | 12 | 0
NO |  | 186 | 2016 | 4 | 22 | 22 |  | CHESTERFIELD 230 | 230 KV SWITCHYARD | 230 | 230 | WOOD POLE | 0 | 0.05 | 0 | 1590 AAC | 0 | 0 | 0 | 0 | 0 | 0 | 0 | 0 | 0 | 0 | 0 | 0 | 0 | 0 | 0 | 0 | 0 | 0 | 0 | 0 | 0 | 0 | 0 | 12 | 0
NO |  | 186 | 2016 | 4 | 23 | 23 |  | POSSUM POINT | (05T2) | 230 | 230 | STEEL HFRM | 0.1 | 0 | 1 | 636 ACSR | 0 | 0 | 0 | 0 | 0 | 0 | 0 | 0 | 0 | 0 | 0 | 0 | 0 | 0 | 0 | 0 | 0 | 0 | 0 | 0 | 0 | 0 | 0 | 12 | 0
NO |  | 186 | 2016 | 4 | 24 | 24 |  | POSSUM POINT | (05T2) | 230 | 230 | STEEL HFRM | 0.05 | 0 | 0 | 721 ACAR | 0 | 0 | 0 | 0 | 0 | 0 | 0 | 0 | 0 | 0 | 0 | 0 | 0 | 0 | 0 | 0 | 0 | 0 | 0 | 0 | 0 | 0 | 0 | 12 | 0
NO |  | 186 | 2016 | 4 | 25 | 25 |  | POSSUM POINT | (05T8) | 230 | 230 | STEEL HFRM | 0 | 0.06 | 1 | 1033.5 ACSR | 0 | 0 | 0 | 0 | 0 | 0 | 0 | 0 | 0 | 0 | 0 | 0 | 0 | 0 | 0 | 0 | 0 | 0 | 0 | 0 | 0 | 0 | 0 | 12 | 0
NO |  | 186 | 2016 | 4 | 26 | 26 |  | POSSUM POINT | (05T8) | 230 | 230 | STEEL POLE | 0 | 0.08 | 0 | 1033.5 ACSR | 0 | 0 | 0 | 0 | 0 | 0 | 0 | 0 | 0 | 0 | 0 | 0 | 0 | 0 | 0 | 0 | 0 | 0 | 0 | 0 | 0 | 0 | 0 | 12 | 0
NO |  | 186 | 2016 | 4 | 27 | 27 |  | POSSUM POINT | (05T8) | 230 | 230 | STEEL TWR | 0 | 0.08 | 0 | 1033.5 ACSR | 0 | 0 | 0 | 0 | 0 | 0 | 0 | 0 | 0 | 0 | 0 | 0 | 0 | 0 | 0 | 0 | 0 | 0 | 0 | 0 | 0 | 0 | 0 | 12 | 0
NO |  | 186 | 2016 | 4 | 28 | 28 |  | BULL RUN | PENDER (200) | 230 | 230 | STEEL HFRM | 2.87 | 0 | 1 | 2500 ACAR | 0 | 0 | 0 | 0 | 0 | 0 | 0 | 0 | 0 | 0 | 0 | 0 | 0 | 0 | 0 | 0 | 0 | 0 | 0 | 0 | 0 | 0 | 0 | 12 | 0
NO |  | 186 | 2016 | 4 | 29 | 29 |  | BULL RUN | PENDER (200) | 230 | 230 | STEEL POLE | 3.92 | 0 | 0 | 2500 ACAR | 0 | 0 | 0 | 0 | 0 | 0 | 0 | 0 | 0 | 0 | 0 | 0 | 0 | 0 | 0 | 0 | 0 | 0 | 0 | 0 | 0 | 0 | 0 | 12 | 0
NO |  | 186 | 2016 | 4 | 30 | 30 |  | BULL RUN | PENDER (200) | 230 | 230 | STEEL TWR | 0.64 | 0 | 0 | 1033.5 ACSR | 0 | 0 | 0 | 0 | 0 | 0 | 0 | 0 | 0 | 0 | 0 | 0 | 0 | 0 | 0 | 0 | 0 | 0 | 0 | 0 | 0 | 0 | 0 | 12 | 0
NO |  | 186 | 2016 | 4 | 31 | 31 |  | BULL RUN | PENDER (200) | 230 | 230 | STEEL TWR | 0.02 | 0 | 0 | 2500 ACAR | 0 | 0 | 0 | 0 | 0 | 0 | 0 | 0 | 0 | 0 | 0 | 0 | 0 | 0 | 0 | 0 | 0 | 0 | 0 | 0 | 0 | 0 | 0 | 12 | 0
NO |  | 186 | 2016 | 4 | 32 | 32 |  | POSSUM POINT | OCCOQUAN (2001) | 230 | 230 | CONC HFRM | 0 | 0.04 | 1 | 636 ACSR | 0 | 0 | 0 | 0 | 0 | 0 | 0 | 0 | 0 | 0 | 0 | 0 | 0 | 0 | 0 | 0 | 0 | 0 | 0 | 0 | 0 | 0 | 0 | 12 | 0
NO |  | 186 | 2016 | 4 | 33 | 33 |  | POSSUM POINT | OCCOQUAN (2001) | 230 | 230 | CONC HFRM | 0 | 0.1 | 0 | 721 ACAR | 0 | 0 | 0 | 0 | 0 | 0 | 0 | 0 | 0 | 0 | 0 | 0 | 0 | 0 | 0 | 0 | 0 | 0 | 0 | 0 | 0 | 0 | 0 | 12 | 0
NO |  | 186 | 2016 | 4 | 34 | 34 |  | POSSUM POINT | OCCOQUAN (2001) | 230 | 230 | STEEL POLE | 0 | 0.76 | 0 | 636 ACSR | 0 | 0 | 0 | 0 | 0 | 0 | 0 | 0 | 0 | 0 | 0 | 0 | 0 | 0 | 0 | 0 | 0 | 0 | 0 | 0 | 0 | 0 | 0 | 12 | 0
NO |  | 186 | 2016 | 4 | 35 | 35 |  | POSSUM POINT | OCCOQUAN (2001) | 230 | 230 | STEEL POLE | 0.01 | 0 | 0 | 2500 ACAR | 0 | 0 | 0 | 0 | 0 | 0 | 0 | 0 | 0 | 0 | 0 | 0 | 0 | 0 | 0 | 0 | 0 | 0 | 0 | 0 | 0 | 0 | 0 | 12 | 0
NO |  | 186 | 2016 | 5 | 1 | 1 |  | POSSUM POINT | OCCOQUAN (2001) | 230 | 230 | STEEL TWR | 0 | 0.08 | 0 | 2500 ACAR | 0 | 0 | 0 | 0 | 0 | 0 | 0 | 0 | 0 | 0 | 0 | 0 | 0 | 0 | 0 | 0 | 0 | 0 | 0 | 0 | 0 | 0 | 0 | 12 | 0
NO |  | 186 | 2016 | 5 | 2 | 2 |  | POSSUM POINT | OCCOQUAN (2001) | 230 | 230 | STEEL TWR | 0 | 7.14 | 0 | 636 ACSR | 0 | 0 | 0 | 0 | 0 | 0 | 0 | 0 | 0 | 0 | 0 | 0 | 0 | 0 | 0 | 0 | 0 | 0 | 0 | 0 | 0 | 0 | 0 | 12 | 0
NO |  | 186 | 2016 | 5 | 3 | 3 |  | POSSUM POINT | OCCOQUAN (2001) | 230 | 230 | STEEL TWR | 0 | 4.28 | 0 | 721 ACAR | 0 | 0 | 0 | 0 | 0 | 0 | 0 | 0 | 0 | 0 | 0 | 0 | 0 | 0 | 0 | 0 | 0 | 0 | 0 | 0 | 0 | 0 | 0 | 12 | 0
NO |  | 186 | 2016 | 5 | 4 | 4 |  | POSSUM POINT | OCCOQUAN (2001) | 230 | 230 | STEEL TWR | 0.09 | 0 | 0 | 721 ACAR | 0 | 0 | 0 | 0 | 0 | 0 | 0 | 0 | 0 | 0 | 0 | 0 | 0 | 0 | 0 | 0 | 0 | 0 | 0 | 0 | 0 | 0 | 0 | 12 | 0
NO |  | 186 | 2016 | 5 | 5 | 5 |  | POSSUM POINT | OCCOQUAN (2001) | 230 | 230 | WOOD HFRM | 0.04 | 0 | 0 | 2500 ACAR | 0 | 0 | 0 | 0 | 0 | 0 | 0 | 0 | 0 | 0 | 0 | 0 | 0 | 0 | 0 | 0 | 0 | 0 | 0 | 0 | 0 | 0 | 0 | 12 | 0
NO |  | 186 | 2016 | 5 | 6 | 6 |  | CARSON | POE (2002) | 230 | 230 | CONC HFRM | 6.28 | 0 | 1 | 721 ACAR | 0 | 0 | 0 | 0 | 0 | 0 | 0 | 0 | 0 | 0 | 0 | 0 | 0 | 0 | 0 | 0 | 0 | 0 | 0 | 0 | 0 | 0 | 0 | 12 | 0
NO |  | 186 | 2016 | 5 | 7 | 7 |  | CARSON | POE (2002) | 230 | 230 | CONC POLE | 0.32 | 0 | 0 | 721 ACAR | 0 | 0 | 0 | 0 | 0 | 0 | 0 | 0 | 0 | 0 | 0 | 0 | 0 | 0 | 0 | 0 | 0 | 0 | 0 | 0 | 0 | 0 | 0 | 12 | 0
NO |  | 186 | 2016 | 5 | 8 | 8 |  | CARSON | POE (2002) | 230 | 230 | STEEL HFRM | 0.14 | 0 | 0 | 721 ACAR | 0 | 0 | 0 | 0 | 0 | 0 | 0 | 0 | 0 | 0 | 0 | 0 | 0 | 0 | 0 | 0 | 0 | 0 | 0 | 0 | 0 | 0 | 0 | 12 | 0
NO |  | 186 | 2016 | 5 | 9 | 9 |  | CARSON | POE (2002) | 230 | 230 | STEEL POLE | 0.12 | 0 | 0 | 721 ACAR | 0 | 0 | 0 | 0 | 0 | 0 | 0 | 0 | 0 | 0 | 0 | 0 | 0 | 0 | 0 | 0 | 0 | 0 | 0 | 0 | 0 | 0 | 0 | 12 | 0
NO |  | 186 | 2016 | 5 | 10 | 10 |  | CARSON | POE (2002) | 230 | 230 | STEEL TWR | 5.77 | 0 | 0 | 721 ACAR | 0 | 0 | 0 | 0 | 0 | 0 | 0 | 0 | 0 | 0 | 0 | 0 | 0 | 0 | 0 | 0 | 0 | 0 | 0 | 0 | 0 | 0 | 0 | 12 | 0
NO |  | 186 | 2016 | 5 | 11 | 11 |  | CARSON | POE (2002) | 230 | 230 | WOOD POLE | 0.07 | 0 | 0 | 721 ACAR | 0 | 0 | 0 | 0 | 0 | 0 | 0 | 0 | 0 | 0 | 0 | 0 | 0 | 0 | 0 | 0 | 0 | 0 | 0 | 0 | 0 | 0 | 0 | 12 | 0
NO |  | 186 | 2016 | 5 | 12 | 12 |  | CHESTERFIELD 230 | POE (2003) | 230 | 230 | CONC HFRM | 0 | 0.08 | 1 | 1033.5 ACSR | 0 | 0 | 0 | 0 | 0 | 0 | 0 | 0 | 0 | 0 | 0 | 0 | 0 | 0 | 0 | 0 | 0 | 0 | 0 | 0 | 0 | 0 | 0 | 12 | 0
NO |  | 186 | 2016 | 5 | 13 | 13 |  | CHESTERFIELD 230 | POE (2003) | 230 | 230 | STEEL HFRM | 0 | 0.05 | 0 | 1109 ACAR | 0 | 0 | 0 | 0 | 0 | 0 | 0 | 0 | 0 | 0 | 0 | 0 | 0 | 0 | 0 | 0 | 0 | 0 | 0 | 0 | 0 | 0 | 0 | 12 | 0
NO |  | 186 | 2016 | 5 | 14 | 14 |  | CHESTERFIELD 230 | POE (2003) | 230 | 230 | STEEL HFRM | 0 | 0 | 0 | 721 ACAR | 0 | 0 | 0 | 0 | 0 | 0 | 0 | 0 | 0 | 0 | 0 | 0 | 0 | 0 | 0 | 0 | 0 | 0 | 0 | 0 | 0 | 0 | 0 | 12 | 0
NO |  | 186 | 2016 | 5 | 15 | 15 |  | CHESTERFIELD 230 | POE (2003) | 230 | 230 | STEEL POLE | 0.05 | 0 | 0 | 1109 ACAR | 0 | 0 | 0 | 0 | 0 | 0 | 0 | 0 | 0 | 0 | 0 | 0 | 0 | 0 | 0 | 0 | 0 | 0 | 0 | 0 | 0 | 0 | 0 | 12 | 0
NO |  | 186 | 2016 | 5 | 16 | 16 |  | CHESTERFIELD 230 | POE (2003) | 230 | 230 | STEEL TWR | 0 | 8.86 | 0 | 1033.5 ACSR | 0 | 0 | 0 | 0 | 0 | 0 | 0 | 0 | 0 | 0 | 0 | 0 | 0 | 0 | 0 | 0 | 0 | 0 | 0 | 0 | 0 | 0 | 0 | 12 | 0
NO |  | 186 | 2016 | 5 | 17 | 17 |  | CHESTERFIELD 230 | POE (2003) | 230 | 230 | STEEL TWR | 0 | 2.83 | 0 | 1109 ACAR | 0 | 0 | 0 | 0 | 0 | 0 | 0 | 0 | 0 | 0 | 0 | 0 | 0 | 0 | 0 | 0 | 0 | 0 | 0 | 0 | 0 | 0 | 0 | 12 | 0
NO |  | 186 | 2016 | 5 | 18 | 18 |  | CHESTERFIELD 230 | POE (2003) | 230 | 230 | STEEL TWR | 0 | 4.6 | 0 | 721 ACAR | 0 | 0 | 0 | 0 | 0 | 0 | 0 | 0 | 0 | 0 | 0 | 0 | 0 | 0 | 0 | 0 | 0 | 0 | 0 | 0 | 0 | 0 | 0 | 12 | 0
NO |  | 186 | 2016 | 5 | 19 | 19 |  | CHESTERFIELD 230 | POE (2003) | 230 | 230 | STEEL TWR | 0.09 | 0 | 0 | 1033.5 ACSR | 0 | 0 | 0 | 0 | 0 | 0 | 0 | 0 | 0 | 0 | 0 | 0 | 0 | 0 | 0 | 0 | 0 | 0 | 0 | 0 | 0 | 0 | 0 | 12 | 0
NO |  | 186 | 2016 | 5 | 20 | 20 |  | CHESTERFIELD 230 | POE (2003) | 230 | 230 | STEEL TWR | 0.21 | 0 | 0 | 1109 ACAR | 0 | 0 | 0 | 0 | 0 | 0 | 0 | 0 | 0 | 0 | 0 | 0 | 0 | 0 | 0 | 0 | 0 | 0 | 0 | 0 | 0 | 0 | 0 | 12 | 0
NO |  | 186 | 2016 | 5 | 21 | 21 |  | CHESTERFIELD 230 | POE (2003) | 230 | 230 | STEEL TWR | 0.04 | 0 | 0 | 2500 ACAR | 0 | 0 | 0 | 0 | 0 | 0 | 0 | 0 | 0 | 0 | 0 | 0 | 0 | 0 | 0 | 0 | 0 | 0 | 0 | 0 | 0 | 0 | 0 | 12 | 0
NO |  | 186 | 2016 | 5 | 22 | 22 |  | CHESTERFIELD 230 | POE (2003) | 230 | 230 | STEEL TWR | 2.38 | 0 | 0 | 721 ACAR | 0 | 0 | 0 | 0 | 0 | 0 | 0 | 0 | 0 | 0 | 0 | 0 | 0 | 0 | 0 | 0 | 0 | 0 | 0 | 0 | 0 | 0 | 0 | 12 | 0
NO |  | 186 | 2016 | 5 | 23 | 23 |  | CHESTERFIELD 230 | POE (2003) | 230 | 230 | WOOD POLE | 0 | 0.01 | 0 | 1109 ACAR | 0 | 0 | 0 | 0 | 0 | 0 | 0 | 0 | 0 | 0 | 0 | 0 | 0 | 0 | 0 | 0 | 0 | 0 | 0 | 0 | 0 | 0 | 0 | 12 | 0
NO |  | 186 | 2016 | 5 | 24 | 24 |  | CHESTERFIELD 230 | POE (2003) | 230 | 230 | WOOD POLE | 0.14 | 0 | 0 | 2500 ACAR | 0 | 0 | 0 | 0 | 0 | 0 | 0 | 0 | 0 | 0 | 0 | 0 | 0 | 0 | 0 | 0 | 0 | 0 | 0 | 0 | 0 | 0 | 0 | 12 | 0
NO |  | 186 | 2016 | 5 | 25 | 25 |  | PENINSULA | SHELLBANK (2004) | 230 | 230 | CONC HFRM | 0 | 0.03 | 1 | 721 ACAR | 0 | 0 | 0 | 0 | 0 | 0 | 0 | 0 | 0 | 0 | 0 | 0 | 0 | 0 | 0 | 0 | 0 | 0 | 0 | 0 | 0 | 0 | 0 | 12 | 0
NO |  | 186 | 2016 | 5 | 26 | 26 |  | PENINSULA | SHELLBANK (2004) | 230 | 230 | STEEL POLE | 0 | 5.72 | 0 | 721 ACAR | 0 | 0 | 0 | 0 | 0 | 0 | 0 | 0 | 0 | 0 | 0 | 0 | 0 | 0 | 0 | 0 | 0 | 0 | 0 | 0 | 0 | 0 | 0 | 12 | 0
NO |  | 186 | 2016 | 5 | 27 | 27 |  | PENINSULA | SHELLBANK (2004) | 230 | 230 | STEEL POLE | 0.02 | 0 | 0 | 2500 ACAR | 0 | 0 | 0 | 0 | 0 | 0 | 0 | 0 | 0 | 0 | 0 | 0 | 0 | 0 | 0 | 0 | 0 | 0 | 0 | 0 | 0 | 0 | 0 | 12 | 0
NO |  | 186 | 2016 | 5 | 28 | 28 |  | PENINSULA | SHELLBANK (2004) | 230 | 230 | STEEL POLE | 0.18 | 0 | 0 | 721 ACAR | 0 | 0 | 0 | 0 | 0 | 0 | 0 | 0 | 0 | 0 | 0 | 0 | 0 | 0 | 0 | 0 | 0 | 0 | 0 | 0 | 0 | 0 | 0 | 12 | 0
NO |  | 186 | 2016 | 5 | 29 | 29 |  | PENINSULA | SHELLBANK (2004) | 230 | 230 | STEEL TWR | 0 | 0.34 | 0 | 721 ACAR | 0 | 0 | 0 | 0 | 0 | 0 | 0 | 0 | 0 | 0 | 0 | 0 | 0 | 0 | 0 | 0 | 0 | 0 | 0 | 0 | 0 | 0 | 0 | 12 | 0
NO |  | 186 | 2016 | 5 | 30 | 30 |  | CLARK | HUNTER (2005) | 230 | 230 | CONC POLE | 0.09 | 0 | 1 | 1192.5 ACSR | 0 | 0 | 0 | 0 | 0 | 0 | 0 | 0 | 0 | 0 | 0 | 0 | 0 | 0 | 0 | 0 | 0 | 0 | 0 | 0 | 0 | 0 | 0 | 12 | 0
NO |  | 186 | 2016 | 5 | 31 | 31 |  | CLARK | HUNTER (2005) | 230 | 230 | STEEL TWR | 0.02 | 0 | 0 |  | 0 | 0 | 0 | 0 | 0 | 0 | 0 | 0 | 0 | 0 | 0 | 0 | 0 | 0 | 0 | 0 | 0 | 0 | 0 | 0 | 0 | 0 | 0 | 12 | 0
NO |  | 186 | 2016 | 5 | 32 | 32 |  | CLARK | HUNTER (2005) | 230 | 230 | STEEL TWR | 2.44 | 0 | 0 | 1192.5 ACSR | 0 | 0 | 0 | 0 | 0 | 0 | 0 | 0 | 0 | 0 | 0 | 0 | 0 | 0 | 0 | 0 | 0 | 0 | 0 | 0 | 0 | 0 | 0 | 12 | 0
NO |  | 186 | 2016 | 5 | 33 | 33 |  | LAKE KINGMAN | CHURCHLAND (2006) | 230 | 230 | CONC POLE | 1.02 | 0 | 1 | 1534 ACAR | 0 | 0 | 0 | 0 | 0 | 0 | 0 | 0 | 0 | 0 | 0 | 0 | 0 | 0 | 0 | 0 | 0 | 0 | 0 | 0 | 0 | 0 | 0 | 12 | 0
NO |  | 186 | 2016 | 5 | 34 | 34 |  | LAKE KINGMAN | CHURCHLAND (2006) | 230 | 230 | STEEL POLE | 0.43 | 0 | 0 | 1534 ACAR | 0 | 0 | 0 | 0 | 0 | 0 | 0 | 0 | 0 | 0 | 0 | 0 | 0 | 0 | 0 | 0 | 0 | 0 | 0 | 0 | 0 | 0 | 0 | 12 | 0
NO |  | 186 | 2016 | 5 | 35 | 35 |  | LAKE KINGMAN | CHURCHLAND (2006) | 230 | 230 | STEEL TWR | 0.03 | 0 | 0 | 1534 ACAR | 0 | 0 | 0 | 0 | 0 | 0 | 0 | 0 | 0 | 0 | 0 | 0 | 0 | 0 | 0 | 0 | 0 | 0 | 0 | 0 | 0 | 0 | 0 | 12 | 0
NO |  | 186 | 2016 | 6 | 1 | 1 |  | THALIA | LYNNHAVEN (2007) | 230 | 230 | CONC POLE | 3.15 | 0 | 1 | 2500 ACAR | 0 | 0 | 0 | 0 | 0 | 0 | 0 | 0 | 0 | 0 | 0 | 0 | 0 | 0 | 0 | 0 | 0 | 0 | 0 | 0 | 0 | 0 | 0 | 12 | 0
NO |  | 186 | 2016 | 6 | 2 | 2 |  | THALIA | LYNNHAVEN (2007) | 230 | 230 | STEEL POLE | 0.16 | 0 | 0 | 2500 ACAR | 0 | 0 | 0 | 0 | 0 | 0 | 0 | 0 | 0 | 0 | 0 | 0 | 0 | 0 | 0 | 0 | 0 | 0 | 0 | 0 | 0 | 0 | 0 | 12 | 0
NO |  | 186 | 2016 | 6 | 3 | 3 |  | THALIA | LYNNHAVEN (2007) | 230 | 230 | STEEL TWR | 0.02 | 0 | 0 | 2500 ACAR | 0 | 0 | 0 | 0 | 0 | 0 | 0 | 0 | 0 | 0 | 0 | 0 | 0 | 0 | 0 | 0 | 0 | 0 | 0 | 0 | 0 | 0 | 0 | 12 | 0
NO |  | 186 | 2016 | 6 | 4 | 4 |  | LOUDOUN | DULLES (2008) | 230 | 230 | CONC HFRM | 0 | 0.06 | 1 | 1590 ACSR | 0 | 0 | 0 | 0 | 0 | 0 | 0 | 0 | 0 | 0 | 0 | 0 | 0 | 0 | 0 | 0 | 0 | 0 | 0 | 0 | 0 | 0 | 0 | 12 | 0
NO |  | 186 | 2016 | 6 | 5 | 5 |  | LOUDOUN | DULLES (2008) | 230 | 230 | STEEL HFRM | 0 | 0.17 | 0 | 1590 ACSR | 0 | 0 | 0 | 0 | 0 | 0 | 0 | 0 | 0 | 0 | 0 | 0 | 0 | 0 | 0 | 0 | 0 | 0 | 0 | 0 | 0 | 0 | 0 | 12 | 0
NO |  | 186 | 2016 | 6 | 6 | 6 |  | LOUDOUN | DULLES (2008) | 230 | 230 | STEEL HFRM | 0.07 | 0 | 0 | 1590 ACSR | 0 | 0 | 0 | 0 | 0 | 0 | 0 | 0 | 0 | 0 | 0 | 0 | 0 | 0 | 0 | 0 | 0 | 0 | 0 | 0 | 0 | 0 | 0 | 12 | 0
NO |  | 186 | 2016 | 6 | 7 | 7 |  | LOUDOUN | DULLES (2008) | 230 | 230 | STEEL HFRM | 0.08 | 0 | 0 | 636 ACSR | 0 | 0 | 0 | 0 | 0 | 0 | 0 | 0 | 0 | 0 | 0 | 0 | 0 | 0 | 0 | 0 | 0 | 0 | 0 | 0 | 0 | 0 | 0 | 12 | 0
NO |  | 186 | 2016 | 6 | 8 | 8 |  | LOUDOUN | DULLES (2008) | 230 | 230 | STEEL POLE | 0 | 4.87 | 0 | 1590 ACSR | 0 | 0 | 0 | 0 | 0 | 0 | 0 | 0 | 0 | 0 | 0 | 0 | 0 | 0 | 0 | 0 | 0 | 0 | 0 | 0 | 0 | 0 | 0 | 12 | 0
NO |  | 186 | 2016 | 6 | 9 | 9 |  | LOUDOUN | DULLES (2008) | 230 | 230 | STEEL POLE | 3.45 | 0 | 0 | 1590 ACSR | 0 | 0 | 0 | 0 | 0 | 0 | 0 | 0 | 0 | 0 | 0 | 0 | 0 | 0 | 0 | 0 | 0 | 0 | 0 | 0 | 0 | 0 | 0 | 12 | 0
NO |  | 186 | 2016 | 6 | 10 | 10 |  | LOUDOUN | DULLES (2008) | 230 | 230 | STEEL POLE | 0.21 | 0 | 0 | 636 ACSR | 0 | 0 | 0 | 0 | 0 | 0 | 0 | 0 | 0 | 0 | 0 | 0 | 0 | 0 | 0 | 0 | 0 | 0 | 0 | 0 | 0 | 0 | 0 | 12 | 0
NO |  | 186 | 2016 | 6 | 11 | 11 |  | LOUDOUN | DULLES (2008) | 230 | 230 | STEEL TWR | 0 | 4.06 | 0 | 1033.5 ACSS | 0 | 0 | 0 | 0 | 0 | 0 | 0 | 0 | 0 | 0 | 0 | 0 | 0 | 0 | 0 | 0 | 0 | 0 | 0 | 0 | 0 | 0 | 0 | 12 | 0
NO |  | 186 | 2016 | 6 | 12 | 12 |  | LOUDOUN | DULLES (2008) | 230 | 230 | STEEL TWR | 0 | 0.1 | 0 | 1590 ACSR | 0 | 0 | 0 | 0 | 0 | 0 | 0 | 0 | 0 | 0 | 0 | 0 | 0 | 0 | 0 | 0 | 0 | 0 | 0 | 0 | 0 | 0 | 0 | 12 | 0
NO |  | 186 | 2016 | 6 | 13 | 13 |  | LOUDOUN | DULLES (2008) | 230 | 230 | STEEL TWR | 0.19 | 0 | 0 | 1033.5 ACSS | 0 | 0 | 0 | 0 | 0 | 0 | 0 | 0 | 0 | 0 | 0 | 0 | 0 | 0 | 0 | 0 | 0 | 0 | 0 | 0 | 0 | 0 | 0 | 12 | 0
NO |  | 186 | 2016 | 6 | 14 | 14 |  | MIDLOTHIAN | SHORT PUMP (2009) | 230 | 230 | CONC HFRM | 0.19 | 0 | 1 | 636 ACSR | 0 | 0 | 0 | 0 | 0 | 0 | 0 | 0 | 0 | 0 | 0 | 0 | 0 | 0 | 0 | 0 | 0 | 0 | 0 | 0 | 0 | 0 | 0 | 12 | 0
NO |  | 186 | 2016 | 6 | 15 | 15 |  | MIDLOTHIAN | SHORT PUMP (2009) | 230 | 230 | STEEL HFRM | 23.48 | 0 | 0 | 636 ACSR | 0 | 0 | 0 | 0 | 0 | 0 | 0 | 0 | 0 | 0 | 0 | 0 | 0 | 0 | 0 | 0 | 0 | 0 | 0 | 0 | 0 | 0 | 0 | 12 | 0
NO |  | 186 | 2016 | 6 | 16 | 16 |  | MIDLOTHIAN | SHORT PUMP (2009) | 230 | 230 | STEEL POLE | 1.09 | 0 | 0 | 636 ACSR | 0 | 0 | 0 | 0 | 0 | 0 | 0 | 0 | 0 | 0 | 0 | 0 | 0 | 0 | 0 | 0 | 0 | 0 | 0 | 0 | 0 | 0 | 0 | 12 | 0
NO |  | 186 | 2016 | 6 | 17 | 17 |  | BRAMBLETON | BELMONT (201) | 230 | 230 | CONC HFRM | 0.04 | 0 | 1 | 768.2 ACSS | 0 | 0 | 0 | 0 | 0 | 0 | 0 | 0 | 0 | 0 | 0 | 0 | 0 | 0 | 0 | 0 | 0 | 0 | 0 | 0 | 0 | 0 | 0 | 12 | 0
NO |  | 186 | 2016 | 6 | 18 | 18 |  | BRAMBLETON | BELMONT (201) | 230 | 230 | STEEL POLE | 0.22 | 0 | 0 | 768.2 ACSS | 0 | 0 | 0 | 0 | 0 | 0 | 0 | 0 | 0 | 0 | 0 | 0 | 0 | 0 | 0 | 0 | 0 | 0 | 0 | 0 | 0 | 0 | 0 | 12 | 0
NO |  | 186 | 2016 | 6 | 19 | 19 |  | BRAMBLETON | BELMONT (201) | 230 | 230 | STEEL TWR | 6.34 | 0 | 0 | 768.2 ACSS | 0 | 0 | 0 | 0 | 0 | 0 | 0 | 0 | 0 | 0 | 0 | 0 | 0 | 0 | 0 | 0 | 0 | 0 | 0 | 0 | 0 | 0 | 0 | 12 | 0
NO |  | 186 | 2016 | 6 | 20 | 20 |  | TYSONS | RESTON (2010) | 230 | 230 | CONC HFRM | 0.1 | 0 | 1 | 1033.5 ACSS | 0 | 0 | 0 | 0 | 0 | 0 | 0 | 0 | 0 | 0 | 0 | 0 | 0 | 0 | 0 | 0 | 0 | 0 | 0 | 0 | 0 | 0 | 0 | 12 | 0
NO |  | 186 | 2016 | 6 | 21 | 21 |  | TYSONS | RESTON (2010) | 230 | 230 | CONC POLE | 4.32 | 0 | 0 | 1033.5 ACSS | 0 | 0 | 0 | 0 | 0 | 0 | 0 | 0 | 0 | 0 | 0 | 0 | 0 | 0 | 0 | 0 | 0 | 0 | 0 | 0 | 0 | 0 | 0 | 12 | 0
NO |  | 186 | 2016 | 6 | 22 | 22 |  | TYSONS | RESTON (2010) | 230 | 230 | STEEL POLE | 0.69 | 0 | 0 | 1033.5 ACSS | 0 | 0 | 0 | 0 | 0 | 0 | 0 | 0 | 0 | 0 | 0 | 0 | 0 | 0 | 0 | 0 | 0 | 0 | 0 | 0 | 0 | 0 | 0 | 12 | 0
NO |  | 186 | 2016 | 6 | 23 | 23 |  | TYSONS | RESTON (2010) | 230 | 230 | STEEL POLE | 0.19 | 0 | 0 | 1351.5 ACSR | 0 | 0 | 0 | 0 | 0 | 0 | 0 | 0 | 0 | 0 | 0 | 0 | 0 | 0 | 0 | 0 | 0 | 0 | 0 | 0 | 0 | 0 | 0 | 12 | 0
NO |  | 186 | 2016 | 6 | 24 | 24 |  | TYSONS | RESTON (2010) | 230 | 230 | WOOD POLE | 2.3 | 0 | 0 | 1033.5 ACSS | 0 | 0 | 0 | 0 | 0 | 0 | 0 | 0 | 0 | 0 | 0 | 0 | 0 | 0 | 0 | 0 | 0 | 0 | 0 | 0 | 0 | 0 | 0 | 12 | 0
NO |  | 186 | 2016 | 6 | 25 | 25 |  | CLIFTON | CANNON BRANCH (2011) | 230 | 230 | CONC HFRM | 0.16 | 0 | 1 | 1590 ACSR | 0 | 0 | 0 | 0 | 0 | 0 | 0 | 0 | 0 | 0 | 0 | 0 | 0 | 0 | 0 | 0 | 0 | 0 | 0 | 0 | 0 | 0 | 0 | 12 | 0
NO |  | 186 | 2016 | 6 | 26 | 26 |  | CLIFTON | CANNON BRANCH (2011) | 230 | 230 | STEEL POLE | 0 | 0.26 | 0 | 1590 ACSR | 0 | 0 | 0 | 0 | 0 | 0 | 0 | 0 | 0 | 0 | 0 | 0 | 0 | 0 | 0 | 0 | 0 | 0 | 0 | 0 | 0 | 0 | 0 | 12 | 0
NO |  | 186 | 2016 | 6 | 27 | 27 |  | CLIFTON | CANNON BRANCH (2011) | 230 | 230 | STEEL POLE | 6.8 | 0 | 0 | 1590 ACSR | 0 | 0 | 0 | 0 | 0 | 0 | 0 | 0 | 0 | 0 | 0 | 0 | 0 | 0 | 0 | 0 | 0 | 0 | 0 | 0 | 0 | 0 | 0 | 12 | 0
NO |  | 186 | 2016 | 6 | 28 | 28 |  | ROANOKE VALLEY NUG | EARLEYS (2012) | 230 | 230 | CONC HFRM | 0.08 | 0 | 1 | 1534 ACAR | 0 | 0 | 0 | 0 | 0 | 0 | 0 | 0 | 0 | 0 | 0 | 0 | 0 | 0 | 0 | 0 | 0 | 0 | 0 | 0 | 0 | 0 | 0 | 12 | 0
NO |  | 186 | 2016 | 6 | 29 | 29 |  | ROANOKE VALLEY NUG | EARLEYS (2012) | 230 | 230 | STEEL HFRM | 0 | 30.5 | 0 | 545.6 ACAR | 0 | 0 | 0 | 0 | 0 | 0 | 0 | 0 | 0 | 0 | 0 | 0 | 0 | 0 | 0 | 0 | 0 | 0 | 0 | 0 | 0 | 0 | 0 | 12 | 0
NO |  | 186 | 2016 | 6 | 30 | 30 |  | ROANOKE VALLEY NUG | EARLEYS (2012) | 230 | 230 | STEEL HFRM | 1.29 | 0 | 0 | 1534 ACAR | 0 | 0 | 0 | 0 | 0 | 0 | 0 | 0 | 0 | 0 | 0 | 0 | 0 | 0 | 0 | 0 | 0 | 0 | 0 | 0 | 0 | 0 | 0 | 12 | 0
NO |  | 186 | 2016 | 6 | 31 | 31 |  | ROANOKE VALLEY NUG | EARLEYS (2012) | 230 | 230 | STEEL HFRM | 0.08 | 0 | 0 | 545.6 ACAR | 0 | 0 | 0 | 0 | 0 | 0 | 0 | 0 | 0 | 0 | 0 | 0 | 0 | 0 | 0 | 0 | 0 | 0 | 0 | 0 | 0 | 0 | 0 | 12 | 0
NO |  | 186 | 2016 | 6 | 32 | 32 |  | ROANOKE VALLEY NUG | EARLEYS (2012) | 230 | 230 | STEEL POLE | 0 | 1.37 | 0 | 545.6 ACAR | 0 | 0 | 0 | 0 | 0 | 0 | 0 | 0 | 0 | 0 | 0 | 0 | 0 | 0 | 0 | 0 | 0 | 0 | 0 | 0 | 0 | 0 | 0 | 12 | 0
NO |  | 186 | 2016 | 6 | 33 | 33 |  | ROANOKE VALLEY NUG | EARLEYS (2012) | 230 | 230 | STEEL POLE | 0.72 | 0 | 0 | 1534 ACAR | 0 | 0 | 0 | 0 | 0 | 0 | 0 | 0 | 0 | 0 | 0 | 0 | 0 | 0 | 0 | 0 | 0 | 0 | 0 | 0 | 0 | 0 | 0 | 12 | 0
NO |  | 186 | 2016 | 6 | 34 | 34 |  | ROANOKE VALLEY NUG | EARLEYS (2012) | 230 | 230 | STEEL POLE | 0.02 | 0 | 0 | 545.6 ACAR | 0 | 0 | 0 | 0 | 0 | 0 | 0 | 0 | 0 | 0 | 0 | 0 | 0 | 0 | 0 | 0 | 0 | 0 | 0 | 0 | 0 | 0 | 0 | 12 | 0
NO |  | 186 | 2016 | 6 | 35 | 35 |  | ROANOKE VALLEY NUG | EARLEYS (2012) | 230 | 230 | STEEL TWR | 0 | 3.41 | 0 | 545.6 ACAR | 0 | 0 | 0 | 0 | 0 | 0 | 0 | 0 | 0 | 0 | 0 | 0 | 0 | 0 | 0 | 0 | 0 | 0 | 0 | 0 | 0 | 0 | 0 | 12 | 0
NO |  | 186 | 2016 | 7 | 1 | 1 |  | ROANOKE VALLEY NUG | EARLEYS (2012) | 230 | 230 | WOOD POLE | 0.09 | 0 | 0 | 1590 AAC | 0 | 0 | 0 | 0 | 0 | 0 | 0 | 0 | 0 | 0 | 0 | 0 | 0 | 0 | 0 | 0 | 0 | 0 | 0 | 0 | 0 | 0 | 0 | 12 | 0
NO |  | 186 | 2016 | 7 | 2 | 2 |  | ROANOKE VALLEY NUG | EARLEYS (2012) | 230 | 230 | WOOD POLE | 0.12 | 0 | 0 | 545.6 ACAR | 0 | 0 | 0 | 0 | 0 | 0 | 0 | 0 | 0 | 0 | 0 | 0 | 0 | 0 | 0 | 0 | 0 | 0 | 0 | 0 | 0 | 0 | 0 | 12 | 0
NO |  | 186 | 2016 | 7 | 3 | 3 |  | OCCOQUAN | OX (2013) | 230 | 230 | CONC HFRM | 0 | 0.04 | 1 | 2500 ACAR | 0 | 0 | 0 | 0 | 0 | 0 | 0 | 0 | 0 | 0 | 0 | 0 | 0 | 0 | 0 | 0 | 0 | 0 | 0 | 0 | 0 | 0 | 0 | 12 | 0
NO |  | 186 | 2016 | 7 | 4 | 4 |  | OCCOQUAN | OX (2013) | 230 | 230 | CONC HFRM | 0.07 | 0 | 0 | 2500 ACAR | 0 | 0 | 0 | 0 | 0 | 0 | 0 | 0 | 0 | 0 | 0 | 0 | 0 | 0 | 0 | 0 | 0 | 0 | 0 | 0 | 0 | 0 | 0 | 12 | 0
NO |  | 186 | 2016 | 7 | 5 | 5 |  | OCCOQUAN | OX (2013) | 230 | 230 | CONC POLE | 0 | 0.08 | 0 | 2500 ACAR | 0 | 0 | 0 | 0 | 0 | 0 | 0 | 0 | 0 | 0 | 0 | 0 | 0 | 0 | 0 | 0 | 0 | 0 | 0 | 0 | 0 | 0 | 0 | 12 | 0
NO |  | 186 | 2016 | 7 | 6 | 6 |  | OCCOQUAN | OX (2013) | 230 | 230 | CONC POLE | 0.1 | 0 | 0 | 2500 ACAR | 0 | 0 | 0 | 0 | 0 | 0 | 0 | 0 | 0 | 0 | 0 | 0 | 0 | 0 | 0 | 0 | 0 | 0 | 0 | 0 | 0 | 0 | 0 | 12 | 0
NO |  | 186 | 2016 | 7 | 7 | 7 |  | OCCOQUAN | OX (2013) | 230 | 230 | STEEL POLE | 0 | 1.19 | 0 | 2500 ACAR | 0 | 0 | 0 | 0 | 0 | 0 | 0 | 0 | 0 | 0 | 0 | 0 | 0 | 0 | 0 | 0 | 0 | 0 | 0 | 0 | 0 | 0 | 0 | 12 | 0
NO |  | 186 | 2016 | 7 | 8 | 8 |  | EARLEYS | EVERETTS (2014) | 230 | 230 | CONC HFRM | 0.03 | 0 | 1 | 545.6 ACAR | 0 | 0 | 0 | 0 | 0 | 0 | 0 | 0 | 0 | 0 | 0 | 0 | 0 | 0 | 0 | 0 | 0 | 0 | 0 | 0 | 0 | 0 | 0 | 12 | 0
NO |  | 186 | 2016 | 7 | 9 | 9 |  | EARLEYS | EVERETTS (2014) | 230 | 230 | STEEL HFRM | 1.72 | 0 | 0 | 545.6 ACAR | 0 | 0 | 0 | 0 | 0 | 0 | 0 | 0 | 0 | 0 | 0 | 0 | 0 | 0 | 0 | 0 | 0 | 0 | 0 | 0 | 0 | 0 | 0 | 12 | 0
NO |  | 186 | 2016 | 7 | 10 | 10 |  | EARLEYS | EVERETTS (2014) | 230 | 230 | STEEL TWR | 0 | 0.11 | 0 | 545.6 ACAR | 0 | 0 | 0 | 0 | 0 | 0 | 0 | 0 | 0 | 0 | 0 | 0 | 0 | 0 | 0 | 0 | 0 | 0 | 0 | 0 | 0 | 0 | 0 | 12 | 0
NO |  | 186 | 2016 | 7 | 11 | 11 |  | EARLEYS | EVERETTS (2014) | 230 | 230 | STEEL TWR | 0.15 | 0 | 0 | 545.6 ACAR | 0 | 0 | 0 | 0 | 0 | 0 | 0 | 0 | 0 | 0 | 0 | 0 | 0 | 0 | 0 | 0 | 0 | 0 | 0 | 0 | 0 | 0 | 0 | 12 | 0
NO |  | 186 | 2016 | 7 | 12 | 12 |  | EARLEYS | EVERETTS (2014) | 230 | 230 | WOOD HFRM | 0 | 0.15 | 0 | 545.6 ACAR | 0 | 0 | 0 | 0 | 0 | 0 | 0 | 0 | 0 | 0 | 0 | 0 | 0 | 0 | 0 | 0 | 0 | 0 | 0 | 0 | 0 | 0 | 0 | 12 | 0
NO |  | 186 | 2016 | 7 | 13 | 13 |  | EARLEYS | EVERETTS (2014) | 230 | 230 | WOOD HFRM | 28.58 | 0 | 0 | 545.6 ACAR | 0 | 0 | 0 | 0 | 0 | 0 | 0 | 0 | 0 | 0 | 0 | 0 | 0 | 0 | 0 | 0 | 0 | 0 | 0 | 0 | 0 | 0 | 0 | 12 | 0
NO |  | 186 | 2016 | 7 | 14 | 14 |  | EARLEYS | EVERETTS (2014) | 230 | 230 | WOOD POLE | 1.86 | 0 | 0 | 545.6 ACAR | 0 | 0 | 0 | 0 | 0 | 0 | 0 | 0 | 0 | 0 | 0 | 0 | 0 | 0 | 0 | 0 | 0 | 0 | 0 | 0 | 0 | 0 | 0 | 12 | 0
NO |  | 186 | 2016 | 7 | 15 | 15 |  | RESTON | DULLES (2015) | 230 | 230 | CONC HFRM | 0.12 | 0 | 1 | 1192.5 ACSS | 0 | 0 | 0 | 0 | 0 | 0 | 0 | 0 | 0 | 0 | 0 | 0 | 0 | 0 | 0 | 0 | 0 | 0 | 0 | 0 | 0 | 0 | 0 | 12 | 0
NO |  | 186 | 2016 | 7 | 16 | 16 |  | RESTON | DULLES (2015) | 230 | 230 | STEEL HFRM | 0.07 | 0 | 0 | 1033.5 ACSS | 0 | 0 | 0 | 0 | 0 | 0 | 0 | 0 | 0 | 0 | 0 | 0 | 0 | 0 | 0 | 0 | 0 | 0 | 0 | 0 | 0 | 0 | 0 | 12 | 0
NO |  | 186 | 2016 | 7 | 17 | 17 |  | RESTON | DULLES (2015) | 230 | 230 | STEEL POLE | 0.42 | 0 | 0 | 1033.5 ACSS | 0 | 0 | 0 | 0 | 0 | 0 | 0 | 0 | 0 | 0 | 0 | 0 | 0 | 0 | 0 | 0 | 0 | 0 | 0 | 0 | 0 | 0 | 0 | 12 | 0
NO |  | 186 | 2016 | 7 | 18 | 18 |  | RESTON | DULLES (2015) | 230 | 230 | STEEL TWR | 3.28 | 0 | 0 | 1033.5 ACSS | 0 | 0 | 0 | 0 | 0 | 0 | 0 | 0 | 0 | 0 | 0 | 0 | 0 | 0 | 0 | 0 | 0 | 0 | 0 | 0 | 0 | 0 | 0 | 12 | 0
NO |  | 186 | 2016 | 7 | 19 | 19 |  | RESTON | DULLES (2015) | 230 | 230 | STEEL TWR | 1.29 | 0 | 0 | 1192.5 ACSS | 0 | 0 | 0 | 0 | 0 | 0 | 0 | 0 | 0 | 0 | 0 | 0 | 0 | 0 | 0 | 0 | 0 | 0 | 0 | 0 | 0 | 0 | 0 | 12 | 0
NO |  | 186 | 2016 | 7 | 20 | 20 |  | LANEXA | HARMONY VILLAGE (2016) | 230 | 230 | CONC HFRM | 0 | 0.22 | 1 | 1033.5 ACSS | 0 | 0 | 0 | 0 | 0 | 0 | 0 | 0 | 0 | 0 | 0 | 0 | 0 | 0 | 0 | 0 | 0 | 0 | 0 | 0 | 0 | 0 | 0 | 12 | 0
NO |  | 186 | 2016 | 7 | 21 | 21 |  | LANEXA | HARMONY VILLAGE (2016) | 230 | 230 | CONC HFRM | 0.04 | 0 | 0 | 1033.5 ACSS | 0 | 0 | 0 | 0 | 0 | 0 | 0 | 0 | 0 | 0 | 0 | 0 | 0 | 0 | 0 | 0 | 0 | 0 | 0 | 0 | 0 | 0 | 0 | 12 | 0
NO |  | 186 | 2016 | 7 | 22 | 22 |  | LANEXA | HARMONY VILLAGE (2016) | 230 | 230 | STEEL HFRM | 0 | 23.04 | 0 | 1033.5 ACSS | 0 | 0 | 0 | 0 | 0 | 0 | 0 | 0 | 0 | 0 | 0 | 0 | 0 | 0 | 0 | 0 | 0 | 0 | 0 | 0 | 0 | 0 | 0 | 12 | 0
NO |  | 186 | 2016 | 7 | 23 | 23 |  | LANEXA | HARMONY VILLAGE (2016) | 230 | 230 | STEEL HFRM | 0.16 | 0 | 0 | 1033.5 ACSR | 0 | 0 | 0 | 0 | 0 | 0 | 0 | 0 | 0 | 0 | 0 | 0 | 0 | 0 | 0 | 0 | 0 | 0 | 0 | 0 | 0 | 0 | 0 | 12 | 0
NO |  | 186 | 2016 | 7 | 24 | 24 |  | LANEXA | HARMONY VILLAGE (2016) | 230 | 230 | STEEL HFRM | 0.24 | 0 | 0 | 1033.5 ACSS | 0 | 0 | 0 | 0 | 0 | 0 | 0 | 0 | 0 | 0 | 0 | 0 | 0 | 0 | 0 | 0 | 0 | 0 | 0 | 0 | 0 | 0 | 0 | 12 | 0
NO |  | 186 | 2016 | 7 | 25 | 25 |  | LANEXA | HARMONY VILLAGE (2016) | 230 | 230 | STEEL POLE | 0 | 2.57 | 0 | 1033.5 ACSS | 0 | 0 | 0 | 0 | 0 | 0 | 0 | 0 | 0 | 0 | 0 | 0 | 0 | 0 | 0 | 0 | 0 | 0 | 0 | 0 | 0 | 0 | 0 | 12 | 0
NO |  | 186 | 2016 | 7 | 26 | 26 |  | LANEXA | HARMONY VILLAGE (2016) | 230 | 230 | STEEL POLE | 0.97 | 0 | 0 | 1033.5 ACSR | 0 | 0 | 0 | 0 | 0 | 0 | 0 | 0 | 0 | 0 | 0 | 0 | 0 | 0 | 0 | 0 | 0 | 0 | 0 | 0 | 0 | 0 | 0 | 12 | 0
NO |  | 186 | 2016 | 7 | 27 | 27 |  | LANEXA | HARMONY VILLAGE (2016) | 230 | 230 | STEEL TWR | 0 | 3.12 | 0 | 1033.5 ACSS | 0 | 0 | 0 | 0 | 0 | 0 | 0 | 0 | 0 | 0 | 0 | 0 | 0 | 0 | 0 | 0 | 0 | 0 | 0 | 0 | 0 | 0 | 0 | 12 | 0
NO |  | 186 | 2016 | 7 | 28 | 28 |  | LANEXA | HARMONY VILLAGE (2016) | 230 | 230 | STEEL TWR | 0 | 0.98 | 0 | 1109 ACAR | 0 | 0 | 0 | 0 | 0 | 0 | 0 | 0 | 0 | 0 | 0 | 0 | 0 | 0 | 0 | 0 | 0 | 0 | 0 | 0 | 0 | 0 | 0 | 12 | 0
NO |  | 186 | 2016 | 7 | 29 | 29 |  | HARRISONBURG | ENDLESS CAVERNS (2017) | 230 | 230 | CONC HFRM | 0.04 | 0 | 1 | 636 ACSR | 0 | 0 | 0 | 0 | 0 | 0 | 0 | 0 | 0 | 0 | 0 | 0 | 0 | 0 | 0 | 0 | 0 | 0 | 0 | 0 | 0 | 0 | 0 | 12 | 0
NO |  | 186 | 2016 | 7 | 30 | 30 |  | HARRISONBURG | ENDLESS CAVERNS (2017) | 230 | 230 | STEEL HFRM | 0 | 0.23 | 0 | 636 ACSR | 0 | 0 | 0 | 0 | 0 | 0 | 0 | 0 | 0 | 0 | 0 | 0 | 0 | 0 | 0 | 0 | 0 | 0 | 0 | 0 | 0 | 0 | 0 | 12 | 0
NO |  | 186 | 2016 | 7 | 31 | 31 |  | HARRISONBURG | ENDLESS CAVERNS (2017) | 230 | 230 | STEEL POLE | 0 | 19.49 | 0 | 636 ACSR | 0 | 0 | 0 | 0 | 0 | 0 | 0 | 0 | 0 | 0 | 0 | 0 | 0 | 0 | 0 | 0 | 0 | 0 | 0 | 0 | 0 | 0 | 0 | 12 | 0
NO |  | 186 | 2016 | 7 | 32 | 32 |  | HARRISONBURG | ENDLESS CAVERNS (2017) | 230 | 230 | STEEL POLE | 0.03 | 0 | 0 | 636 ACSR | 0 | 0 | 0 | 0 | 0 | 0 | 0 | 0 | 0 | 0 | 0 | 0 | 0 | 0 | 0 | 0 | 0 | 0 | 0 | 0 | 0 | 0 | 0 | 12 | 0
NO |  | 186 | 2016 | 7 | 33 | 33 |  | GREENWICH | ELIZABETH RIVER (2018) | 230 | 230 | CONC HFRM | 0.02 | 0 | 1 | 1033.5 ACSS | 0 | 0 | 0 | 0 | 0 | 0 | 0 | 0 | 0 | 0 | 0 | 0 | 0 | 0 | 0 | 0 | 0 | 0 | 0 | 0 | 0 | 0 | 0 | 12 | 0
NO |  | 186 | 2016 | 7 | 34 | 34 |  | GREENWICH | ELIZABETH RIVER (2018) | 230 | 230 | STEEL HFRM | 0 | 0.11 | 0 | 1033.5 ACSS | 0 | 0 | 0 | 0 | 0 | 0 | 0 | 0 | 0 | 0 | 0 | 0 | 0 | 0 | 0 | 0 | 0 | 0 | 0 | 0 | 0 | 0 | 0 | 12 | 0
NO |  | 186 | 2016 | 7 | 35 | 35 |  | GREENWICH | ELIZABETH RIVER (2018) | 230 | 230 | STEEL POLE | 0 | 0.34 | 0 | 1033.5 ACSS | 0 | 0 | 0 | 0 | 0 | 0 | 0 | 0 | 0 | 0 | 0 | 0 | 0 | 0 | 0 | 0 | 0 | 0 | 0 | 0 | 0 | 0 | 0 | 12 | 0
NO |  | 186 | 2016 | 8 | 1 | 1 |  | GREENWICH | ELIZABETH RIVER (2018) | 230 | 230 | STEEL POLE | 0.73 | 0 | 0 | 1033.5 ACSS | 0 | 0 | 0 | 0 | 0 | 0 | 0 | 0 | 0 | 0 | 0 | 0 | 0 | 0 | 0 | 0 | 0 | 0 | 0 | 0 | 0 | 0 | 0 | 12 | 0
NO |  | 186 | 2016 | 8 | 2 | 2 |  | GREENWICH | ELIZABETH RIVER (2018) | 230 | 230 | STEEL TWR | 0 | 0.28 | 0 | 1033.5 ACSR | 0 | 0 | 0 | 0 | 0 | 0 | 0 | 0 | 0 | 0 | 0 | 0 | 0 | 0 | 0 | 0 | 0 | 0 | 0 | 0 | 0 | 0 | 0 | 12 | 0
NO |  | 186 | 2016 | 8 | 3 | 3 |  | GREENWICH | ELIZABETH RIVER (2018) | 230 | 230 | STEEL TWR | 0 | 9.45 | 0 | 1033.5 ACSS | 0 | 0 | 0 | 0 | 0 | 0 | 0 | 0 | 0 | 0 | 0 | 0 | 0 | 0 | 0 | 0 | 0 | 0 | 0 | 0 | 0 | 0 | 0 | 12 | 0
NO |  | 186 | 2016 | 8 | 4 | 4 |  | GREENWICH | ELIZABETH RIVER (2018) | 230 | 230 | STEEL TWR | 0.06 | 0 | 0 | 1033.5 ACSS | 0 | 0 | 0 | 0 | 0 | 0 | 0 | 0 | 0 | 0 | 0 | 0 | 0 | 0 | 0 | 0 | 0 | 0 | 0 | 0 | 0 | 0 | 0 | 12 | 0
NO |  | 186 | 2016 | 8 | 5 | 5 |  | GREENWICH | ELIZABETH RIVER (2018) | 230 | 230 | STEEL TWR | 0.15 | 0 | 0 | 636 ACSR/AW | 0 | 0 | 0 | 0 | 0 | 0 | 0 | 0 | 0 | 0 | 0 | 0 | 0 | 0 | 0 | 0 | 0 | 0 | 0 | 0 | 0 | 0 | 0 | 12 | 0
NO |  | 186 | 2016 | 8 | 6 | 6 |  | GREENWICH | THALIA (2019) | 230 | 230 | CONC HFRM | 0.03 | 0 | 1 | 1590 ACSS | 0 | 0 | 0 | 0 | 0 | 0 | 0 | 0 | 0 | 0 | 0 | 0 | 0 | 0 | 0 | 0 | 0 | 0 | 0 | 0 | 0 | 0 | 0 | 12 | 0
NO |  | 186 | 2016 | 8 | 7 | 7 |  | GREENWICH | THALIA (2019) | 230 | 230 | CONC POLE | 0 | 0.54 | 0 | 1590 ACSS | 0 | 0 | 0 | 0 | 0 | 0 | 0 | 0 | 0 | 0 | 0 | 0 | 0 | 0 | 0 | 0 | 0 | 0 | 0 | 0 | 0 | 0 | 0 | 12 | 0
NO |  | 186 | 2016 | 8 | 8 | 8 |  | GREENWICH | THALIA (2019) | 230 | 230 | CONC POLE | 1.08 | 0 | 0 | 2500 ACAR | 0 | 0 | 0 | 0 | 0 | 0 | 0 | 0 | 0 | 0 | 0 | 0 | 0 | 0 | 0 | 0 | 0 | 0 | 0 | 0 | 0 | 0 | 0 | 12 | 0
NO |  | 186 | 2016 | 8 | 9 | 9 |  | GREENWICH | THALIA (2019) | 230 | 230 | STEEL POLE | 0 | 0.59 | 0 | 1590 ACSS | 0 | 0 | 0 | 0 | 0 | 0 | 0 | 0 | 0 | 0 | 0 | 0 | 0 | 0 | 0 | 0 | 0 | 0 | 0 | 0 | 0 | 0 | 0 | 12 | 0
NO |  | 186 | 2016 | 8 | 10 | 10 |  | GREENWICH | THALIA (2019) | 230 | 230 | STEEL POLE | 0.01 | 0 | 0 | 1590 ACSS | 0 | 0 | 0 | 0 | 0 | 0 | 0 | 0 | 0 | 0 | 0 | 0 | 0 | 0 | 0 | 0 | 0 | 0 | 0 | 0 | 0 | 0 | 0 | 12 | 0
NO |  | 186 | 2016 | 8 | 11 | 11 |  | GREENWICH | THALIA (2019) | 230 | 230 | STEEL POLE | 0.09 | 0 | 0 | 2500 ACAR | 0 | 0 | 0 | 0 | 0 | 0 | 0 | 0 | 0 | 0 | 0 | 0 | 0 | 0 | 0 | 0 | 0 | 0 | 0 | 0 | 0 | 0 | 0 | 12 | 0
NO |  | 186 | 2016 | 8 | 12 | 12 |  | CLARK | IDYLWOOD (202) | 230 | 230 | STEEL TWR | 3.82 | 0 | 1 | 1192.5 ACSR | 0 | 0 | 0 | 0 | 0 | 0 | 0 | 0 | 0 | 0 | 0 | 0 | 0 | 0 | 0 | 0 | 0 | 0 | 0 | 0 | 0 | 0 | 0 | 12 | 0
NO |  | 186 | 2016 | 8 | 13 | 13 |  | CLARK | IDYLWOOD (202) | 230 | 230 | WOOD POLE | 0.07 | 0 | 0 | 1192.5 ACSR | 0 | 0 | 0 | 0 | 0 | 0 | 0 | 0 | 0 | 0 | 0 | 0 | 0 | 0 | 0 | 0 | 0 | 0 | 0 | 0 | 0 | 0 | 0 | 12 | 0
NO |  | 186 | 2016 | 8 | 14 | 14 |  | WINFALL | ELIZABETH CITY (2020) | 230 | 230 | CONC HFRM | 0.07 | 0 | 1 | 636 ACSR | 0 | 0 | 0 | 0 | 0 | 0 | 0 | 0 | 0 | 0 | 0 | 0 | 0 | 0 | 0 | 0 | 0 | 0 | 0 | 0 | 0 | 0 | 0 | 12 | 0
NO |  | 186 | 2016 | 8 | 15 | 15 |  | WINFALL | ELIZABETH CITY (2020) | 230 | 230 | STEEL HFRM | 0 | 0.09 | 0 | 636 ACSR | 0 | 0 | 0 | 0 | 0 | 0 | 0 | 0 | 0 | 0 | 0 | 0 | 0 | 0 | 0 | 0 | 0 | 0 | 0 | 0 | 0 | 0 | 0 | 12 | 0
NO |  | 186 | 2016 | 8 | 16 | 16 |  | WINFALL | ELIZABETH CITY (2020) | 230 | 230 | STEEL HFRM | 0.08 | 0 | 0 | 1109 ACAR | 0 | 0 | 0 | 0 | 0 | 0 | 0 | 0 | 0 | 0 | 0 | 0 | 0 | 0 | 0 | 0 | 0 | 0 | 0 | 0 | 0 | 0 | 0 | 12 | 0
NO |  | 186 | 2016 | 8 | 17 | 17 |  | WINFALL | ELIZABETH CITY (2020) | 230 | 230 | STEEL HFRM | 13.48 | 0 | 0 | 636 ACSR | 0 | 0 | 0 | 0 | 0 | 0 | 0 | 0 | 0 | 0 | 0 | 0 | 0 | 0 | 0 | 0 | 0 | 0 | 0 | 0 | 0 | 0 | 0 | 12 | 0
NO |  | 186 | 2016 | 8 | 18 | 18 |  | WINFALL | ELIZABETH CITY (2020) | 230 | 230 | STEEL POLE | 0 | 0.02 | 0 | 636 ACSR | 0 | 0 | 0 | 0 | 0 | 0 | 0 | 0 | 0 | 0 | 0 | 0 | 0 | 0 | 0 | 0 | 0 | 0 | 0 | 0 | 0 | 0 | 0 | 12 | 0
NO |  | 186 | 2016 | 8 | 19 | 19 |  | WINFALL | ELIZABETH CITY (2020) | 230 | 230 | STEEL POLE | 0.13 | 0 | 0 | 1109 ACAR | 0 | 0 | 0 | 0 | 0 | 0 | 0 | 0 | 0 | 0 | 0 | 0 | 0 | 0 | 0 | 0 | 0 | 0 | 0 | 0 | 0 | 0 | 0 | 12 | 0
NO |  | 186 | 2016 | 8 | 20 | 20 |  | WINFALL | ELIZABETH CITY (2020) | 230 | 230 | STEEL POLE | 1.33 | 0 | 0 | 636 ACSR | 0 | 0 | 0 | 0 | 0 | 0 | 0 | 0 | 0 | 0 | 0 | 0 | 0 | 0 | 0 | 0 | 0 | 0 | 0 | 0 | 0 | 0 | 0 | 12 | 0
NO |  | 186 | 2016 | 8 | 21 | 21 |  | ELIZABETH CITY | SHAWBORO (2021) | 230 | 230 | STEEL HFRM | 1.48 | 0 | 1 | 545.6 ACAR | 0 | 0 | 0 | 0 | 0 | 0 | 0 | 0 | 0 | 0 | 0 | 0 | 0 | 0 | 0 | 0 | 0 | 0 | 0 | 0 | 0 | 0 | 0 | 12 | 0
NO |  | 186 | 2016 | 8 | 22 | 22 |  | ELIZABETH CITY | SHAWBORO (2021) | 230 | 230 | STEEL POLE | 0.47 | 0 | 0 | 545.6 ACAR | 0 | 0 | 0 | 0 | 0 | 0 | 0 | 0 | 0 | 0 | 0 | 0 | 0 | 0 | 0 | 0 | 0 | 0 | 0 | 0 | 0 | 0 | 0 | 12 | 0
NO |  | 186 | 2016 | 8 | 23 | 23 |  | ELIZABETH CITY | SHAWBORO (2021) | 230 | 230 | STEEL TWR | 0.27 | 0 | 0 | 545.6 ACAR | 0 | 0 | 0 | 0 | 0 | 0 | 0 | 0 | 0 | 0 | 0 | 0 | 0 | 0 | 0 | 0 | 0 | 0 | 0 | 0 | 0 | 0 | 0 | 12 | 0
NO |  | 186 | 2016 | 8 | 24 | 24 |  | ELIZABETH CITY | SHAWBORO (2021) | 230 | 230 | WOOD HFRM | 6.84 | 0 | 0 | 545.6 ACAR | 0 | 0 | 0 | 0 | 0 | 0 | 0 | 0 | 0 | 0 | 0 | 0 | 0 | 0 | 0 | 0 | 0 | 0 | 0 | 0 | 0 | 0 | 0 | 12 | 0
NO |  | 186 | 2016 | 8 | 25 | 25 |  | ELIZABETH CITY | SHAWBORO (2021) | 230 | 230 | WOOD POLE | 1.23 | 0 | 0 | 545.6 ACAR | 0 | 0 | 0 | 0 | 0 | 0 | 0 | 0 | 0 | 0 | 0 | 0 | 0 | 0 | 0 | 0 | 0 | 0 | 0 | 0 | 0 | 0 | 0 | 12 | 0
NO |  | 186 | 2016 | 8 | 26 | 26 |  | POSSUM POINT | RAVENSWORTH (2022) | 230 | 230 | CONC HFRM | 0 | 0.09 | 1 | 1033.5 ACSR | 0 | 0 | 0 | 0 | 0 | 0 | 0 | 0 | 0 | 0 | 0 | 0 | 0 | 0 | 0 | 0 | 0 | 0 | 0 | 0 | 0 | 0 | 0 | 12 | 0
NO |  | 186 | 2016 | 8 | 27 | 27 |  | POSSUM POINT | RAVENSWORTH (2022) | 230 | 230 | CONC HFRM | 0.01 | 0 | 0 | 1033.5 ACSR | 0 | 0 | 0 | 0 | 0 | 0 | 0 | 0 | 0 | 0 | 0 | 0 | 0 | 0 | 0 | 0 | 0 | 0 | 0 | 0 | 0 | 0 | 0 | 12 | 0
NO |  | 186 | 2016 | 8 | 28 | 28 |  | POSSUM POINT | RAVENSWORTH (2022) | 230 | 230 | CONC POLE | 0.02 | 0 | 0 | 1033.5 ACSR | 0 | 0 | 0 | 0 | 0 | 0 | 0 | 0 | 0 | 0 | 0 | 0 | 0 | 0 | 0 | 0 | 0 | 0 | 0 | 0 | 0 | 0 | 0 | 12 | 0
NO |  | 186 | 2016 | 8 | 29 | 29 |  | POSSUM POINT | RAVENSWORTH (2022) | 230 | 230 | STEEL HFRM | 0 | 0.16 | 0 | 1033.5 ACSR | 0 | 0 | 0 | 0 | 0 | 0 | 0 | 0 | 0 | 0 | 0 | 0 | 0 | 0 | 0 | 0 | 0 | 0 | 0 | 0 | 0 | 0 | 0 | 12 | 0
NO |  | 186 | 2016 | 8 | 30 | 30 |  | POSSUM POINT | RAVENSWORTH (2022) | 230 | 230 | STEEL HFRM | 0.04 | 0 | 0 | 1033.5 ACSR | 0 | 0 | 0 | 0 | 0 | 0 | 0 | 0 | 0 | 0 | 0 | 0 | 0 | 0 | 0 | 0 | 0 | 0 | 0 | 0 | 0 | 0 | 0 | 12 | 0
NO |  | 186 | 2016 | 8 | 31 | 31 |  | POSSUM POINT | RAVENSWORTH (2022) | 230 | 230 | STEEL HFRM | 0.07 | 0 | 0 | 2500 ACAR | 0 | 0 | 0 | 0 | 0 | 0 | 0 | 0 | 0 | 0 | 0 | 0 | 0 | 0 | 0 | 0 | 0 | 0 | 0 | 0 | 0 | 0 | 0 | 12 | 0
NO |  | 186 | 2016 | 8 | 32 | 32 |  | POSSUM POINT | RAVENSWORTH (2022) | 230 | 230 | STEEL POLE | 0 | 0.79 | 0 | 1033.5 ACSR | 0 | 0 | 0 | 0 | 0 | 0 | 0 | 0 | 0 | 0 | 0 | 0 | 0 | 0 | 0 | 0 | 0 | 0 | 0 | 0 | 0 | 0 | 0 | 12 | 0
NO |  | 186 | 2016 | 8 | 33 | 33 |  | POSSUM POINT | RAVENSWORTH (2022) | 230 | 230 | STEEL POLE | 0 | 0.66 | 0 | 1158 ACCR | 0 | 0 | 0 | 0 | 0 | 0 | 0 | 0 | 0 | 0 | 0 | 0 | 0 | 0 | 0 | 0 | 0 | 0 | 0 | 0 | 0 | 0 | 0 | 12 | 0
NO |  | 186 | 2016 | 8 | 34 | 34 |  | POSSUM POINT | RAVENSWORTH (2022) | 230 | 230 | STEEL POLE | 0 | 5.57 | 0 | 2500 ACAR | 0 | 0 | 0 | 0 | 0 | 0 | 0 | 0 | 0 | 0 | 0 | 0 | 0 | 0 | 0 | 0 | 0 | 0 | 0 | 0 | 0 | 0 | 0 | 12 | 0
NO |  | 186 | 2016 | 8 | 35 | 35 |  | POSSUM POINT | RAVENSWORTH (2022) | 230 | 230 | STEEL POLE | 0.09 | 0 | 0 | 1033.5 ACSR | 0 | 0 | 0 | 0 | 0 | 0 | 0 | 0 | 0 | 0 | 0 | 0 | 0 | 0 | 0 | 0 | 0 | 0 | 0 | 0 | 0 | 0 | 0 | 12 | 0
NO |  | 186 | 2016 | 9 | 1 | 1 |  | POSSUM POINT | RAVENSWORTH (2022) | 230 | 230 | STEEL TWR | 0 | 9.39 | 0 | 1033.5 ACSR | 0 | 0 | 0 | 0 | 0 | 0 | 0 | 0 | 0 | 0 | 0 | 0 | 0 | 0 | 0 | 0 | 0 | 0 | 0 | 0 | 0 | 0 | 0 | 12 | 0
NO |  | 186 | 2016 | 9 | 2 | 2 |  | POSSUM POINT | RAVENSWORTH (2022) | 230 | 230 | STEEL TWR | 0 | 2.81 | 0 | 1158 ACCR | 0 | 0 | 0 | 0 | 0 | 0 | 0 | 0 | 0 | 0 | 0 | 0 | 0 | 0 | 0 | 0 | 0 | 0 | 0 | 0 | 0 | 0 | 0 | 12 | 0
NO |  | 186 | 2016 | 9 | 3 | 3 |  | POSSUM POINT | RAVENSWORTH (2022) | 230 | 230 | STEEL TWR | 0.05 | 0 | 0 | 2500 ACAR | 0 | 0 | 0 | 0 | 0 | 0 | 0 | 0 | 0 | 0 | 0 | 0 | 0 | 0 | 0 | 0 | 0 | 0 | 0 | 0 | 0 | 0 | 0 | 12 | 0
NO |  | 186 | 2016 | 9 | 4 | 4 |  | NORTH ALEXANDRIA | GLEBE (2023) | 230 | 230 | CONC HFRM | 0 | 0.01 | 1 | 2500 ACAR | 0 | 0 | 0 | 0 | 0 | 0 | 0 | 0 | 0 | 0 | 0 | 0 | 0 | 0 | 0 | 0 | 0 | 0 | 0 | 0 | 0 | 0 | 0 | 12 | 0
NO |  | 186 | 2016 | 9 | 5 | 5 |  | NORTH ALEXANDRIA | GLEBE (2023) | 230 | 230 | STEEL HFRM | 0 | 0.06 | 0 | 2500 ACAR | 0 | 0 | 0 | 0 | 0 | 0 | 0 | 0 | 0 | 0 | 0 | 0 | 0 | 0 | 0 | 0 | 0 | 0 | 0 | 0 | 0 | 0 | 0 | 12 | 0
NO |  | 186 | 2016 | 9 | 6 | 6 |  | NORTH ALEXANDRIA | GLEBE (2023) | 230 | 230 | STEEL POLE | 0 | 0.15 | 0 | 2500 ACAR | 0 | 0 | 0 | 0 | 0 | 0 | 0 | 0 | 0 | 0 | 0 | 0 | 0 | 0 | 0 | 0 | 0 | 0 | 0 | 0 | 0 | 0 | 0 | 12 | 0
NO |  | 186 | 2016 | 9 | 7 | 7 |  | NORTH ALEXANDRIA | GLEBE (2023) | 230 | 230 | STEEL POLE | 0.03 | 0 | 0 | 2500 ACAR | 0 | 0 | 0 | 0 | 0 | 0 | 0 | 0 | 0 | 0 | 0 | 0 | 0 | 0 | 0 | 0 | 0 | 0 | 0 | 0 | 0 | 0 | 0 | 12 | 0
NO |  | 186 | 2016 | 9 | 8 | 8 |  | NORTH ALEXANDRIA | GLEBE (2023) | 230 | 230 | UG UG | 0 | 1.45 | 0 | 2500 CU | 0 | 0 | 0 | 0 | 0 | 0 | 0 | 0 | 0 | 0 | 0 | 0 | 0 | 0 | 0 | 0 | 0 | 0 | 0 | 0 | 0 | 0 | 0 | 12 | 0
NO |  | 186 | 2016 | 9 | 9 | 9 |  | CHICKAHOMINY | LANEXA (2024) | 230 | 230 | STEEL HFRM | 0 | 0.01 | 1 | 636 ACSR | 0 | 0 | 0 | 0 | 0 | 0 | 0 | 0 | 0 | 0 | 0 | 0 | 0 | 0 | 0 | 0 | 0 | 0 | 0 | 0 | 0 | 0 | 0 | 12 | 0
NO |  | 186 | 2016 | 9 | 10 | 10 |  | CHICKAHOMINY | LANEXA (2024) | 230 | 230 | STEEL HFRM | 0.21 | 0 | 0 | 636 ACSR | 0 | 0 | 0 | 0 | 0 | 0 | 0 | 0 | 0 | 0 | 0 | 0 | 0 | 0 | 0 | 0 | 0 | 0 | 0 | 0 | 0 | 0 | 0 | 12 | 0
NO |  | 186 | 2016 | 9 | 11 | 11 |  | CHICKAHOMINY | LANEXA (2024) | 230 | 230 | STEEL TWR | 14.05 | 0 | 0 | 636 ACSR | 0 | 0 | 0 | 0 | 0 | 0 | 0 | 0 | 0 | 0 | 0 | 0 | 0 | 0 | 0 | 0 | 0 | 0 | 0 | 0 | 0 | 0 | 0 | 12 | 0
NO |  | 186 | 2016 | 9 | 12 | 12 |  | GREEN RUN | LYNNHAVEN (2025) | 230 | 230 | CONC HFRM | 0.06 | 0 | 1 | 721 ACAR | 0 | 0 | 0 | 0 | 0 | 0 | 0 | 0 | 0 | 0 | 0 | 0 | 0 | 0 | 0 | 0 | 0 | 0 | 0 | 0 | 0 | 0 | 0 | 12 | 0
NO |  | 186 | 2016 | 9 | 13 | 13 |  | GREEN RUN | LYNNHAVEN (2025) | 230 | 230 | CONC POLE | 1.83 | 0 | 0 | 2500 ACAR | 0 | 0 | 0 | 0 | 0 | 0 | 0 | 0 | 0 | 0 | 0 | 0 | 0 | 0 | 0 | 0 | 0 | 0 | 0 | 0 | 0 | 0 | 0 | 12 | 0
NO |  | 186 | 2016 | 9 | 14 | 14 |  | GREEN RUN | LYNNHAVEN (2025) | 230 | 230 | STEEL HFRM | 0.03 | 0 | 0 | 2500 ACAR | 0 | 0 | 0 | 0 | 0 | 0 | 0 | 0 | 0 | 0 | 0 | 0 | 0 | 0 | 0 | 0 | 0 | 0 | 0 | 0 | 0 | 0 | 0 | 12 | 0
NO |  | 186 | 2016 | 9 | 15 | 15 |  | GREEN RUN | LYNNHAVEN (2025) | 230 | 230 | STEEL POLE | 0.08 | 0 | 0 | 2500 ACAR | 0 | 0 | 0 | 0 | 0 | 0 | 0 | 0 | 0 | 0 | 0 | 0 | 0 | 0 | 0 | 0 | 0 | 0 | 0 | 0 | 0 | 0 | 0 | 12 | 0
NO |  | 186 | 2016 | 9 | 16 | 16 |  | GREEN RUN | LYNNHAVEN (2025) | 230 | 230 | STEEL POLE | 5.01 | 0 | 0 | 721 ACAR | 0 | 0 | 0 | 0 | 0 | 0 | 0 | 0 | 0 | 0 | 0 | 0 | 0 | 0 | 0 | 0 | 0 | 0 | 0 | 0 | 0 | 0 | 0 | 12 | 0
NO |  | 186 | 2016 | 9 | 17 | 17 |  | LANDSTOWN | LYNNHAVEN (2026) | 230 | 230 | CONC HFRM | 0 | 0.04 | 1 | 721 ACAR | 0 | 0 | 0 | 0 | 0 | 0 | 0 | 0 | 0 | 0 | 0 | 0 | 0 | 0 | 0 | 0 | 0 | 0 | 0 | 0 | 0 | 0 | 0 | 12 | 0
NO |  | 186 | 2016 | 9 | 18 | 18 |  | LANDSTOWN | LYNNHAVEN (2026) | 230 | 230 | CONC HFRM | 0.06 | 0 | 0 | 2500 ACAR | 0 | 0 | 0 | 0 | 0 | 0 | 0 | 0 | 0 | 0 | 0 | 0 | 0 | 0 | 0 | 0 | 0 | 0 | 0 | 0 | 0 | 0 | 0 | 12 | 0
NO |  | 186 | 2016 | 9 | 19 | 19 |  | LANDSTOWN | LYNNHAVEN (2026) | 230 | 230 | CONC HFRM | 0.02 | 0 | 0 | 721 ACAR | 0 | 0 | 0 | 0 | 0 | 0 | 0 | 0 | 0 | 0 | 0 | 0 | 0 | 0 | 0 | 0 | 0 | 0 | 0 | 0 | 0 | 0 | 0 | 12 | 0
NO |  | 186 | 2016 | 9 | 20 | 20 |  | LANDSTOWN | LYNNHAVEN (2026) | 230 | 230 | STEEL POLE | 0 | 5.18 | 0 | 721 ACAR | 0 | 0 | 0 | 0 | 0 | 0 | 0 | 0 | 0 | 0 | 0 | 0 | 0 | 0 | 0 | 0 | 0 | 0 | 0 | 0 | 0 | 0 | 0 | 12 | 0
NO |  | 186 | 2016 | 9 | 21 | 21 |  | LANDSTOWN | LYNNHAVEN (2026) | 230 | 230 | STEEL POLE | 0.61 | 0 | 0 | 721 ACAR | 0 | 0 | 0 | 0 | 0 | 0 | 0 | 0 | 0 | 0 | 0 | 0 | 0 | 0 | 0 | 0 | 0 | 0 | 0 | 0 | 0 | 0 | 0 | 12 | 0
NO |  | 186 | 2016 | 9 | 22 | 22 |  | MIDLOTHIAN | BREMO (2027) | 230 | 230 | CONC HFRM | 0.08 | 0 | 1 | 1033.5 ACSS | 0 | 0 | 0 | 0 | 0 | 0 | 0 | 0 | 0 | 0 | 0 | 0 | 0 | 0 | 0 | 0 | 0 | 0 | 0 | 0 | 0 | 0 | 0 | 12 | 0
NO |  | 186 | 2016 | 9 | 23 | 23 |  | MIDLOTHIAN | BREMO (2027) | 230 | 230 | CONC HFRM | 0.1 | 0 | 0 | 636 ACSR | 0 | 0 | 0 | 0 | 0 | 0 | 0 | 0 | 0 | 0 | 0 | 0 | 0 | 0 | 0 | 0 | 0 | 0 | 0 | 0 | 0 | 0 | 0 | 12 | 0
NO |  | 186 | 2016 | 9 | 24 | 24 |  | MIDLOTHIAN | BREMO (2027) | 230 | 230 | STEEL HFRM | 0 | 6.23 | 0 | 1033.5 ACSS | 0 | 0 | 0 | 0 | 0 | 0 | 0 | 0 | 0 | 0 | 0 | 0 | 0 | 0 | 0 | 0 | 0 | 0 | 0 | 0 | 0 | 0 | 0 | 12 | 0
NO |  | 186 | 2016 | 9 | 25 | 25 |  | MIDLOTHIAN | BREMO (2027) | 230 | 230 | STEEL HFRM | 16.77 | 0 | 0 | 1033.5 ACSS | 0 | 0 | 0 | 0 | 0 | 0 | 0 | 0 | 0 | 0 | 0 | 0 | 0 | 0 | 0 | 0 | 0 | 0 | 0 | 0 | 0 | 0 | 0 | 12 | 0
NO |  | 186 | 2016 | 9 | 26 | 26 |  | MIDLOTHIAN | BREMO (2027) | 230 | 230 | STEEL POLE | 0 | 0.14 | 0 | 1033.5 ACSS | 0 | 0 | 0 | 0 | 0 | 0 | 0 | 0 | 0 | 0 | 0 | 0 | 0 | 0 | 0 | 0 | 0 | 0 | 0 | 0 | 0 | 0 | 0 | 12 | 0
NO |  | 186 | 2016 | 9 | 27 | 27 |  | MIDLOTHIAN | BREMO (2027) | 230 | 230 | STEEL POLE | 0.35 | 0 | 0 | 1033.5 ACSS | 0 | 0 | 0 | 0 | 0 | 0 | 0 | 0 | 0 | 0 | 0 | 0 | 0 | 0 | 0 | 0 | 0 | 0 | 0 | 0 | 0 | 0 | 0 | 12 | 0
NO |  | 186 | 2016 | 9 | 28 | 28 |  | MIDLOTHIAN | BREMO (2027) | 230 | 230 | WOOD HFRM | 0 | 0.21 | 0 | 1033.5 ACSS | 0 | 0 | 0 | 0 | 0 | 0 | 0 | 0 | 0 | 0 | 0 | 0 | 0 | 0 | 0 | 0 | 0 | 0 | 0 | 0 | 0 | 0 | 0 | 12 | 0
NO |  | 186 | 2016 | 9 | 29 | 29 |  | MIDLOTHIAN | BREMO (2027) | 230 | 230 | WOOD HFRM | 11.73 | 0 | 0 | 1033.5 ACSS | 0 | 0 | 0 | 0 | 0 | 0 | 0 | 0 | 0 | 0 | 0 | 0 | 0 | 0 | 0 | 0 | 0 | 0 | 0 | 0 | 0 | 0 | 0 | 12 | 0
NO |  | 186 | 2016 | 9 | 30 | 30 |  | CHARLOTTESVILLE | BREMO (2028) | 230 | 230 | CONC HFRM | 1.77 | 0 | 1 | 636 ACSR | 0 | 0 | 0 | 0 | 0 | 0 | 0 | 0 | 0 | 0 | 0 | 0 | 0 | 0 | 0 | 0 | 0 | 0 | 0 | 0 | 0 | 0 | 0 | 12 | 0
NO |  | 186 | 2016 | 9 | 31 | 31 |  | CHARLOTTESVILLE | BREMO (2028) | 230 | 230 | CONC HFRM | 0.53 | 0 | 0 | 721 ACAR | 0 | 0 | 0 | 0 | 0 | 0 | 0 | 0 | 0 | 0 | 0 | 0 | 0 | 0 | 0 | 0 | 0 | 0 | 0 | 0 | 0 | 0 | 0 | 12 | 0
NO |  | 186 | 2016 | 9 | 32 | 32 |  | CHARLOTTESVILLE | BREMO (2028) | 230 | 230 | STEEL HFRM | 0.54 | 0 | 0 | 721 ACAR | 0 | 0 | 0 | 0 | 0 | 0 | 0 | 0 | 0 | 0 | 0 | 0 | 0 | 0 | 0 | 0 | 0 | 0 | 0 | 0 | 0 | 0 | 0 | 12 | 0
NO |  | 186 | 2016 | 9 | 33 | 33 |  | CHARLOTTESVILLE | BREMO (2028) | 230 | 230 | STEEL POLE | 0.23 | 0 | 0 | 636 ACSR | 0 | 0 | 0 | 0 | 0 | 0 | 0 | 0 | 0 | 0 | 0 | 0 | 0 | 0 | 0 | 0 | 0 | 0 | 0 | 0 | 0 | 0 | 0 | 12 | 0
NO |  | 186 | 2016 | 9 | 34 | 34 |  | CHARLOTTESVILLE | BREMO (2028) | 230 | 230 | STEEL TWR | 3.66 | 0 | 0 | 636 ACSR | 0 | 0 | 0 | 0 | 0 | 0 | 0 | 0 | 0 | 0 | 0 | 0 | 0 | 0 | 0 | 0 | 0 | 0 | 0 | 0 | 0 | 0 | 0 | 12 | 0
NO |  | 186 | 2016 | 9 | 35 | 35 |  | CHARLOTTESVILLE | BREMO (2028) | 230 | 230 | WOOD HFRM | 4.49 | 0 | 0 | 636 ACSR | 0 | 0 | 0 | 0 | 0 | 0 | 0 | 0 | 0 | 0 | 0 | 0 | 0 | 0 | 0 | 0 | 0 | 0 | 0 | 0 | 0 | 0 | 0 | 12 | 0
NO |  | 186 | 2016 | 10 | 1 | 1 |  | CHARLOTTESVILLE | BREMO (2028) | 230 | 230 | WOOD HFRM | 12.74 | 0 | 0 | 721 ACAR | 0 | 0 | 0 | 0 | 0 | 0 | 0 | 0 | 0 | 0 | 0 | 0 | 0 | 0 | 0 | 0 | 0 | 0 | 0 | 0 | 0 | 0 | 0 | 12 | 0
NO |  | 186 | 2016 | 10 | 2 | 2 |  | CHARLOTTESVILLE | BREMO (2028) | 230 | 230 | WOOD POLE | 0.16 | 0 | 0 | 636 ACSR | 0 | 0 | 0 | 0 | 0 | 0 | 0 | 0 | 0 | 0 | 0 | 0 | 0 | 0 | 0 | 0 | 0 | 0 | 0 | 0 | 0 | 0 | 0 | 12 | 0
NO |  | 186 | 2016 | 10 | 3 | 3 |  | CHARLOTTESVILLE | BREMO (2028) | 230 | 230 | WOOD POLE | 1.51 | 0 | 0 | 721 ACAR | 0 | 0 | 0 | 0 | 0 | 0 | 0 | 0 | 0 | 0 | 0 | 0 | 0 | 0 | 0 | 0 | 0 | 0 | 0 | 0 | 0 | 0 | 0 | 12 | 0
NO |  | 186 | 2016 | 10 | 4 | 4 |  | CIA | SWINKS MILL (2029) | 230 | 230 | CONC TWR | 0.01 | 0 | 1 | 1033.5 ACSS | 0 | 0 | 0 | 0 | 0 | 0 | 0 | 0 | 0 | 0 | 0 | 0 | 0 | 0 | 0 | 0 | 0 | 0 | 0 | 0 | 0 | 0 | 0 | 12 | 0
NO |  | 186 | 2016 | 10 | 5 | 5 |  | CIA | SWINKS MILL (2029) | 230 | 230 | STEEL POLE | 3.71 | 0 | 0 | 1033.5 ACSS | 0 | 0 | 0 | 0 | 0 | 0 | 0 | 0 | 0 | 0 | 0 | 0 | 0 | 0 | 0 | 0 | 0 | 0 | 0 | 0 | 0 | 0 | 0 | 12 | 0
NO |  | 186 | 2016 | 10 | 6 | 6 |  | PLEASANT VIEW | DICKERSON (PEPCO) (203) | 230 | 230 | CONC POLE | 0.05 | 0 | 1 | 1033.5 ACSR | 0 | 0 | 0 | 0 | 0 | 0 | 0 | 0 | 0 | 0 | 0 | 0 | 0 | 0 | 0 | 0 | 0 | 0 | 0 | 0 | 0 | 0 | 0 | 12 | 0
NO |  | 186 | 2016 | 10 | 7 | 7 |  | PLEASANT VIEW | DICKERSON (PEPCO) (203) | 230 | 230 | STEEL HFRM | 0.32 | 0 | 0 | 768.2 ACSS | 0 | 0 | 0 | 0 | 0 | 0 | 0 | 0 | 0 | 0 | 0 | 0 | 0 | 0 | 0 | 0 | 0 | 0 | 0 | 0 | 0 | 0 | 0 | 12 | 0
NO |  | 186 | 2016 | 10 | 8 | 8 |  | PLEASANT VIEW | DICKERSON (PEPCO) (203) | 230 | 230 | STEEL POLE | 2.96 | 0 | 0 | 768.2 ACSS | 0 | 0 | 0 | 0 | 0 | 0 | 0 | 0 | 0 | 0 | 0 | 0 | 0 | 0 | 0 | 0 | 0 | 0 | 0 | 0 | 0 | 0 | 0 | 12 | 0
NO |  | 186 | 2016 | 10 | 9 | 9 |  | PLEASANT VIEW | DICKERSON (PEPCO) (203) | 230 | 230 | STEEL TWR | 0.02 | 0 | 0 | 1033.5 ACSR | 0 | 0 | 0 | 0 | 0 | 0 | 0 | 0 | 0 | 0 | 0 | 0 | 0 | 0 | 0 | 0 | 0 | 0 | 0 | 0 | 0 | 0 | 0 | 12 | 0
NO |  | 186 | 2016 | 10 | 10 | 10 |  | GAINESVILLE | LOUDOUN (2030) | 230 | 230 | CONC POLE | 0 | 0.05 | 1 | 636 ACSR | 0 | 0 | 0 | 0 | 0 | 0 | 0 | 0 | 0 | 0 | 0 | 0 | 0 | 0 | 0 | 0 | 0 | 0 | 0 | 0 | 0 | 0 | 0 | 12 | 0
NO |  | 186 | 2016 | 10 | 11 | 11 |  | GAINESVILLE | LOUDOUN (2030) | 230 | 230 | STEEL HFRM | 0 | 1.46 | 0 | 636 ACSR | 0 | 0 | 0 | 0 | 0 | 0 | 0 | 0 | 0 | 0 | 0 | 0 | 0 | 0 | 0 | 0 | 0 | 0 | 0 | 0 | 0 | 0 | 0 | 12 | 0
NO |  | 186 | 2016 | 10 | 12 | 12 |  | GAINESVILLE | LOUDOUN (2030) | 230 | 230 | STEEL HFRM | 0.11 | 0 | 0 | 636 ACSR | 0 | 0 | 0 | 0 | 0 | 0 | 0 | 0 | 0 | 0 | 0 | 0 | 0 | 0 | 0 | 0 | 0 | 0 | 0 | 0 | 0 | 0 | 0 | 12 | 0
NO |  | 186 | 2016 | 10 | 13 | 13 |  | GAINESVILLE | LOUDOUN (2030) | 230 | 230 | STEEL POLE | 0 | 1.2 | 0 | 636 ACSR | 0 | 0 | 0 | 0 | 0 | 0 | 0 | 0 | 0 | 0 | 0 | 0 | 0 | 0 | 0 | 0 | 0 | 0 | 0 | 0 | 0 | 0 | 0 | 12 | 0
NO |  | 186 | 2016 | 10 | 14 | 14 |  | GAINESVILLE | LOUDOUN (2030) | 230 | 230 | STEEL POLE | 0.09 | 0 | 0 | 636 ACSR | 0 | 0 | 0 | 0 | 0 | 0 | 0 | 0 | 0 | 0 | 0 | 0 | 0 | 0 | 0 | 0 | 0 | 0 | 0 | 0 | 0 | 0 | 0 | 12 | 0
NO |  | 186 | 2016 | 10 | 15 | 15 |  | GAINESVILLE | LOUDOUN (2030) | 230 | 230 | STEEL TWR | 0 | 4.85 | 0 | 636 ACSR | 0 | 0 | 0 | 0 | 0 | 0 | 0 | 0 | 0 | 0 | 0 | 0 | 0 | 0 | 0 | 0 | 0 | 0 | 0 | 0 | 0 | 0 | 0 | 12 | 0
NO |  | 186 | 2016 | 10 | 16 | 16 |  | ELMONT | FOUR RIVERS (2032) | 230 | 230 | CONC HFRM | 0.12 | 0 | 1 | 795 ACSR | 0 | 0 | 0 | 0 | 0 | 0 | 0 | 0 | 0 | 0 | 0 | 0 | 0 | 0 | 0 | 0 | 0 | 0 | 0 | 0 | 0 | 0 | 0 | 12 | 0
NO |  | 186 | 2016 | 10 | 17 | 17 |  | ELMONT | FOUR RIVERS (2032) | 230 | 230 | CONC POLE | 0.04 | 0 | 0 | 795 ACSR | 0 | 0 | 0 | 0 | 0 | 0 | 0 | 0 | 0 | 0 | 0 | 0 | 0 | 0 | 0 | 0 | 0 | 0 | 0 | 0 | 0 | 0 | 0 | 12 | 0
NO |  | 186 | 2016 | 10 | 18 | 18 |  | ELMONT | FOUR RIVERS (2032) | 230 | 230 | STEEL HFRM | 0.27 | 0 | 0 | 795 ACSR | 0 | 0 | 0 | 0 | 0 | 0 | 0 | 0 | 0 | 0 | 0 | 0 | 0 | 0 | 0 | 0 | 0 | 0 | 0 | 0 | 0 | 0 | 0 | 12 | 0
NO |  | 186 | 2016 | 10 | 19 | 19 |  | ELMONT | FOUR RIVERS (2032) | 230 | 230 | STEEL POLE | 0.19 | 0 | 0 | 795 ACSR | 0 | 0 | 0 | 0 | 0 | 0 | 0 | 0 | 0 | 0 | 0 | 0 | 0 | 0 | 0 | 0 | 0 | 0 | 0 | 0 | 0 | 0 | 0 | 12 | 0
NO |  | 186 | 2016 | 10 | 20 | 20 |  | ELMONT | FOUR RIVERS (2032) | 230 | 230 | WOOD HFRM | 8.14 | 0 | 0 | 795 ACSR | 0 | 0 | 0 | 0 | 0 | 0 | 0 | 0 | 0 | 0 | 0 | 0 | 0 | 0 | 0 | 0 | 0 | 0 | 0 | 0 | 0 | 0 | 0 | 12 | 0
NO |  | 186 | 2016 | 10 | 21 | 21 |  | ELMONT | FOUR RIVERS (2032) | 230 | 230 | WOOD POLE | 0.17 | 0 | 0 | 795 ACSR | 0 | 0 | 0 | 0 | 0 | 0 | 0 | 0 | 0 | 0 | 0 | 0 | 0 | 0 | 0 | 0 | 0 | 0 | 0 | 0 | 0 | 0 | 0 | 12 | 0
NO |  | 186 | 2016 | 10 | 22 | 22 |  | CLARK | STERLING PARK (2033) | 230 | 230 | CONC HFRM | 0 | 0.05 | 1 | 1033.5 ACSS | 0 | 0 | 0 | 0 | 0 | 0 | 0 | 0 | 0 | 0 | 0 | 0 | 0 | 0 | 0 | 0 | 0 | 0 | 0 | 0 | 0 | 0 | 0 | 12 | 0
NO |  | 186 | 2016 | 10 | 23 | 23 |  | CLARK | STERLING PARK (2033) | 230 | 230 | CONC HFRM | 0.16 | 0 | 0 | 1033.5 ACSS | 0 | 0 | 0 | 0 | 0 | 0 | 0 | 0 | 0 | 0 | 0 | 0 | 0 | 0 | 0 | 0 | 0 | 0 | 0 | 0 | 0 | 0 | 0 | 12 | 0
NO |  | 186 | 2016 | 10 | 24 | 24 |  | CLARK | STERLING PARK (2033) | 230 | 230 | CONC POLE | 0 | 0.09 | 0 | 1033.5 ACSS | 0 | 0 | 0 | 0 | 0 | 0 | 0 | 0 | 0 | 0 | 0 | 0 | 0 | 0 | 0 | 0 | 0 | 0 | 0 | 0 | 0 | 0 | 0 | 12 | 0
NO |  | 186 | 2016 | 10 | 25 | 25 |  | CLARK | STERLING PARK (2033) | 230 | 230 | STEEL POLE | 0 | 0.22 | 0 | 1033.5 ACSS | 0 | 0 | 0 | 0 | 0 | 0 | 0 | 0 | 0 | 0 | 0 | 0 | 0 | 0 | 0 | 0 | 0 | 0 | 0 | 0 | 0 | 0 | 0 | 12 | 0
NO |  | 186 | 2016 | 10 | 26 | 26 |  | CLARK | STERLING PARK (2033) | 230 | 230 | STEEL POLE | 1.19 | 0 | 0 | 1033.5 ACSS | 0 | 0 | 0 | 0 | 0 | 0 | 0 | 0 | 0 | 0 | 0 | 0 | 0 | 0 | 0 | 0 | 0 | 0 | 0 | 0 | 0 | 0 | 0 | 12 | 0
NO |  | 186 | 2016 | 10 | 27 | 27 |  | CLARK | STERLING PARK (2033) | 230 | 230 | STEEL POLE | 0.14 | 0 | 0 | 1192.5 ACSS | 0 | 0 | 0 | 0 | 0 | 0 | 0 | 0 | 0 | 0 | 0 | 0 | 0 | 0 | 0 | 0 | 0 | 0 | 0 | 0 | 0 | 0 | 0 | 12 | 0
NO |  | 186 | 2016 | 10 | 28 | 28 |  | CLARK | STERLING PARK (2033) | 230 | 230 | STEEL POLE | 0.01 | 0 | 0 | 1233.6 ACSS | 0 | 0 | 0 | 0 | 0 | 0 | 0 | 0 | 0 | 0 | 0 | 0 | 0 | 0 | 0 | 0 | 0 | 0 | 0 | 0 | 0 | 0 | 0 | 12 | 0
NO |  | 186 | 2016 | 10 | 29 | 29 |  | CLARK | STERLING PARK (2033) | 230 | 230 | STEEL TWR | 0 | 5.02 | 0 | 1033.5 ACSS | 0 | 0 | 0 | 0 | 0 | 0 | 0 | 0 | 0 | 0 | 0 | 0 | 0 | 0 | 0 | 0 | 0 | 0 | 0 | 0 | 0 | 0 | 0 | 12 | 0
NO |  | 186 | 2016 | 10 | 30 | 30 |  | CLARK | STERLING PARK (2033) | 230 | 230 | STEEL TWR | 3.58 | 0 | 0 | 1192.5 ACSS | 0 | 0 | 0 | 0 | 0 | 0 | 0 | 0 | 0 | 0 | 0 | 0 | 0 | 0 | 0 | 0 | 0 | 0 | 0 | 0 | 0 | 0 | 0 | 12 | 0
NO |  | 186 | 2016 | 10 | 31 | 31 |  | CLARK | STERLING PARK (2033) | 230 | 230 | STEEL TWR | 0.04 | 0 | 0 | 1590 AAC | 0 | 0 | 0 | 0 | 0 | 0 | 0 | 0 | 0 | 0 | 0 | 0 | 0 | 0 | 0 | 0 | 0 | 0 | 0 | 0 | 0 | 0 | 0 | 12 | 0
NO |  | 186 | 2016 | 10 | 32 | 32 |  | EARLEYS | TROWBRIDGE (2034) | 230 | 230 | CONC HFRM | 0.08 | 0 | 1 | 545.6 ACAR | 0 | 0 | 0 | 0 | 0 | 0 | 0 | 0 | 0 | 0 | 0 | 0 | 0 | 0 | 0 | 0 | 0 | 0 | 0 | 0 | 0 | 0 | 0 | 12 | 0
NO |  | 186 | 2016 | 10 | 33 | 33 |  | EARLEYS | TROWBRIDGE (2034) | 230 | 230 | STEEL HFRM | 1 | 0 | 0 | 545.6 ACAR | 0 | 0 | 0 | 0 | 0 | 0 | 0 | 0 | 0 | 0 | 0 | 0 | 0 | 0 | 0 | 0 | 0 | 0 | 0 | 0 | 0 | 0 | 0 | 12 | 0
NO |  | 186 | 2016 | 10 | 34 | 34 |  | EARLEYS | TROWBRIDGE (2034) | 230 | 230 | STEEL POLE | 0.51 | 0 | 0 | 545.6 ACAR | 0 | 0 | 0 | 0 | 0 | 0 | 0 | 0 | 0 | 0 | 0 | 0 | 0 | 0 | 0 | 0 | 0 | 0 | 0 | 0 | 0 | 0 | 0 | 12 | 0
NO |  | 186 | 2016 | 10 | 35 | 35 |  | EARLEYS | TROWBRIDGE (2034) | 230 | 230 | STEEL TWR | 0 | 1.58 | 0 | 545.6 ACAR | 0 | 0 | 0 | 0 | 0 | 0 | 0 | 0 | 0 | 0 | 0 | 0 | 0 | 0 | 0 | 0 | 0 | 0 | 0 | 0 | 0 | 0 | 0 | 12 | 0
NO |  | 186 | 2016 | 11 | 1 | 1 |  | EARLEYS | TROWBRIDGE (2034) | 230 | 230 | STEEL TWR | 4.94 | 0 | 0 | 545.6 ACAR | 0 | 0 | 0 | 0 | 0 | 0 | 0 | 0 | 0 | 0 | 0 | 0 | 0 | 0 | 0 | 0 | 0 | 0 | 0 | 0 | 0 | 0 | 0 | 12 | 0
NO |  | 186 | 2016 | 11 | 2 | 2 |  | EARLEYS | TROWBRIDGE (2034) | 230 | 230 | WOOD HFRM | 26.06 | 0 | 0 | 545.6 ACAR | 0 | 0 | 0 | 0 | 0 | 0 | 0 | 0 | 0 | 0 | 0 | 0 | 0 | 0 | 0 | 0 | 0 | 0 | 0 | 0 | 0 | 0 | 0 | 12 | 0
NO |  | 186 | 2016 | 11 | 3 | 3 |  | EARLEYS | TROWBRIDGE (2034) | 230 | 230 | WOOD POLE | 1.02 | 0 | 0 | 545.6 ACAR | 0 | 0 | 0 | 0 | 0 | 0 | 0 | 0 | 0 | 0 | 0 | 0 | 0 | 0 | 0 | 0 | 0 | 0 | 0 | 0 | 0 | 0 | 0 | 12 | 0
NO |  | 186 | 2016 | 11 | 4 | 4 |  | IDYLWOOD | CIA (2035) | 230 | 230 | CONC HFRM | 0.09 | 0 | 1 | 1033.5 ACSS | 0 | 0 | 0 | 0 | 0 | 0 | 0 | 0 | 0 | 0 | 0 | 0 | 0 | 0 | 0 | 0 | 0 | 0 | 0 | 0 | 0 | 0 | 0 | 12 | 0
NO |  | 186 | 2016 | 11 | 5 | 5 |  | IDYLWOOD | CIA (2035) | 230 | 230 | CONC POLE | 0 | 0.08 | 0 | 1033.5 ACSS | 0 | 0 | 0 | 0 | 0 | 0 | 0 | 0 | 0 | 0 | 0 | 0 | 0 | 0 | 0 | 0 | 0 | 0 | 0 | 0 | 0 | 0 | 0 | 12 | 0
NO |  | 186 | 2016 | 11 | 6 | 6 |  | IDYLWOOD | CIA (2035) | 230 | 230 | CONC POLE | 5.14 | 0 | 0 | 1033.5 ACSS | 0 | 0 | 0 | 0 | 0 | 0 | 0 | 0 | 0 | 0 | 0 | 0 | 0 | 0 | 0 | 0 | 0 | 0 | 0 | 0 | 0 | 0 | 0 | 12 | 0
NO |  | 186 | 2016 | 11 | 7 | 7 |  | IDYLWOOD | CIA (2035) | 230 | 230 | STEEL POLE | 0.96 | 0 | 0 | 1033.5 ACSS | 0 | 0 | 0 | 0 | 0 | 0 | 0 | 0 | 0 | 0 | 0 | 0 | 0 | 0 | 0 | 0 | 0 | 0 | 0 | 0 | 0 | 0 | 0 | 12 | 0
NO |  | 186 | 2016 | 11 | 8 | 8 |  | IDYLWOOD | CIA (2035) | 230 | 230 | STEEL POLE | 0.03 | 0 | 0 | 1590 AAC | 0 | 0 | 0 | 0 | 0 | 0 | 0 | 0 | 0 | 0 | 0 | 0 | 0 | 0 | 0 | 0 | 0 | 0 | 0 | 0 | 0 | 0 | 0 | 12 | 0
NO |  | 186 | 2016 | 11 | 9 | 9 |  | IDYLWOOD | CIA (2035) | 230 | 230 | STEEL TWR | 0 | 0.21 | 0 | 1033.5 ACSS | 0 | 0 | 0 | 0 | 0 | 0 | 0 | 0 | 0 | 0 | 0 | 0 | 0 | 0 | 0 | 0 | 0 | 0 | 0 | 0 | 0 | 0 | 0 | 12 | 0
NO |  | 186 | 2016 | 11 | 10 | 10 |  | IDYLWOOD | CIA (2035) | 230 | 230 | STEEL TWR | 0.03 | 0 | 0 | 1033.5 ACSS | 0 | 0 | 0 | 0 | 0 | 0 | 0 | 0 | 0 | 0 | 0 | 0 | 0 | 0 | 0 | 0 | 0 | 0 | 0 | 0 | 0 | 0 | 0 | 12 | 0
NO |  | 186 | 2016 | 11 | 11 | 11 |  | GLEBE | RADNOR HEIGHTS (2036) | 230 | 230 | UG UG | 0 | 0 | 1 | 2500 CU | 0 | 0 | 0 | 0 | 0 | 0 | 0 | 0 | 0 | 0 | 0 | 0 | 0 | 0 | 0 | 0 | 0 | 0 | 0 | 0 | 0 | 0 | 0 | 12 | 0
NO |  | 186 | 2016 | 11 | 12 | 12 |  | GLEBE | RADNOR HEIGHTS (2036) | 230 | 230 | UG UG | 2.35 | 0 | 0 | 1750 CU | 0 | 0 | 0 | 0 | 0 | 0 | 0 | 0 | 0 | 0 | 0 | 0 | 0 | 0 | 0 | 0 | 0 | 0 | 0 | 0 | 0 | 0 | 0 | 12 | 0
NO |  | 186 | 2016 | 11 | 13 | 13 |  | GLEBE | RADNOR HEIGHTS (2036) | 230 | 230 | UG UG | 2.48 | 0 | 0 | 2500 CU | 0 | 0 | 0 | 0 | 0 | 0 | 0 | 0 | 0 | 0 | 0 | 0 | 0 | 0 | 0 | 0 | 0 | 0 | 0 | 0 | 0 | 0 | 0 | 12 | 0
NO |  | 186 | 2016 | 11 | 14 | 14 |  | GLEBE | PENTAGON (2037) | 230 | 230 | UG UG | 0 | 2.37 | 1 | 1750 CU | 0 | 0 | 0 | 0 | 0 | 0 | 0 | 0 | 0 | 0 | 0 | 0 | 0 | 0 | 0 | 0 | 0 | 0 | 0 | 0 | 0 | 0 | 0 | 12 | 0
NO |  | 186 | 2016 | 11 | 15 | 15 |  | GREENWICH | REEVES AVENUE (2038) | 230 | 230 | STEEL HFRM | 0.01 | 0 | 1 | 2500 ACAR | 0 | 0 | 0 | 0 | 0 | 0 | 0 | 0 | 0 | 0 | 0 | 0 | 0 | 0 | 0 | 0 | 0 | 0 | 0 | 0 | 0 | 0 | 0 | 12 | 0
NO |  | 186 | 2016 | 11 | 16 | 16 |  | GREENWICH | REEVES AVENUE (2038) | 230 | 230 | STEEL POLE | 0 | 5.43 | 0 | 2500 ACAR | 0 | 0 | 0 | 0 | 0 | 0 | 0 | 0 | 0 | 0 | 0 | 0 | 0 | 0 | 0 | 0 | 0 | 0 | 0 | 0 | 0 | 0 | 0 | 12 | 0
NO |  | 186 | 2016 | 11 | 17 | 17 |  | GREENWICH | REEVES AVENUE (2038) | 230 | 230 | STEEL POLE | 0.27 | 0 | 0 | 2500 ACAR | 0 | 0 | 0 | 0 | 0 | 0 | 0 | 0 | 0 | 0 | 0 | 0 | 0 | 0 | 0 | 0 | 0 | 0 | 0 | 0 | 0 | 0 | 0 | 12 | 0
NO |  | 186 | 2016 | 11 | 18 | 18 |  | MORRISVILLE | MARSH RUN CT (2039) | 230 | 230 | CONC HFRM | 0.1 | 0 | 1 | 795 ACSS | 0 | 0 | 0 | 0 | 0 | 0 | 0 | 0 | 0 | 0 | 0 | 0 | 0 | 0 | 0 | 0 | 0 | 0 | 0 | 0 | 0 | 0 | 0 | 12 | 0
NO |  | 186 | 2016 | 11 | 19 | 19 |  | MORRISVILLE | MARSH RUN CT (2039) | 230 | 230 | STEEL POLE | 0.08 | 0 | 0 | 795 ACSS | 0 | 0 | 0 | 0 | 0 | 0 | 0 | 0 | 0 | 0 | 0 | 0 | 0 | 0 | 0 | 0 | 0 | 0 | 0 | 0 | 0 | 0 | 0 | 12 | 0
NO |  | 186 | 2016 | 11 | 20 | 20 |  | MORRISVILLE | MARSH RUN CT (2039) | 230 | 230 | STEEL TWR | 3.74 | 0 | 0 | 795 ACSS | 0 | 0 | 0 | 0 | 0 | 0 | 0 | 0 | 0 | 0 | 0 | 0 | 0 | 0 | 0 | 0 | 0 | 0 | 0 | 0 | 0 | 0 | 0 | 12 | 0
NO |  | 186 | 2016 | 11 | 21 | 21 |  | GUM SPRINGS | JEFFERSON STREET (204) | 230 | 230 | CONC HFRM | 0.04 | 0 | 1 | 1109 ACAR | 0 | 0 | 0 | 0 | 0 | 0 | 0 | 0 | 0 | 0 | 0 | 0 | 0 | 0 | 0 | 0 | 0 | 0 | 0 | 0 | 0 | 0 | 0 | 12 | 0
NO |  | 186 | 2016 | 11 | 22 | 22 |  | GUM SPRINGS | JEFFERSON STREET (204) | 230 | 230 | STEEL HFRM | 0.19 | 0 | 0 | 1033.5 ACSR | 0 | 0 | 0 | 0 | 0 | 0 | 0 | 0 | 0 | 0 | 0 | 0 | 0 | 0 | 0 | 0 | 0 | 0 | 0 | 0 | 0 | 0 | 0 | 12 | 0
NO |  | 186 | 2016 | 11 | 23 | 23 |  | GUM SPRINGS | JEFFERSON STREET (204) | 230 | 230 | STEEL HFRM | 0.11 | 0 | 0 | 636 ACSR | 0 | 0 | 0 | 0 | 0 | 0 | 0 | 0 | 0 | 0 | 0 | 0 | 0 | 0 | 0 | 0 | 0 | 0 | 0 | 0 | 0 | 0 | 0 | 12 | 0
NO |  | 186 | 2016 | 11 | 24 | 24 |  | GUM SPRINGS | JEFFERSON STREET (204) | 230 | 230 | STEEL POLE | 0.49 | 0 | 0 | 1033.5 ACSR | 0 | 0 | 0 | 0 | 0 | 0 | 0 | 0 | 0 | 0 | 0 | 0 | 0 | 0 | 0 | 0 | 0 | 0 | 0 | 0 | 0 | 0 | 0 | 12 | 0
NO |  | 186 | 2016 | 11 | 25 | 25 |  | GUM SPRINGS | JEFFERSON STREET (204) | 230 | 230 | STEEL POLE | 0.27 | 0 | 0 | 1109 ACAR | 0 | 0 | 0 | 0 | 0 | 0 | 0 | 0 | 0 | 0 | 0 | 0 | 0 | 0 | 0 | 0 | 0 | 0 | 0 | 0 | 0 | 0 | 0 | 12 | 0
NO |  | 186 | 2016 | 11 | 26 | 26 |  | GUM SPRINGS | JEFFERSON STREET (204) | 230 | 230 | STEEL POLE | 1.05 | 0 | 0 | 636 ACSR | 0 | 0 | 0 | 0 | 0 | 0 | 0 | 0 | 0 | 0 | 0 | 0 | 0 | 0 | 0 | 0 | 0 | 0 | 0 | 0 | 0 | 0 | 0 | 12 | 0
NO |  | 186 | 2016 | 11 | 27 | 27 |  | GUM SPRINGS | JEFFERSON STREET (204) | 230 | 230 | STEEL TWR | 4.47 | 0 | 0 | 1033.5 ACSR | 0 | 0 | 0 | 0 | 0 | 0 | 0 | 0 | 0 | 0 | 0 | 0 | 0 | 0 | 0 | 0 | 0 | 0 | 0 | 0 | 0 | 0 | 0 | 12 | 0
NO |  | 186 | 2016 | 11 | 28 | 28 |  | GUM SPRINGS | JEFFERSON STREET (204) | 230 | 230 | STEEL TWR | 2.2 | 0 | 0 | 1109 ACAR | 0 | 0 | 0 | 0 | 0 | 0 | 0 | 0 | 0 | 0 | 0 | 0 | 0 | 0 | 0 | 0 | 0 | 0 | 0 | 0 | 0 | 0 | 0 | 12 | 0
NO |  | 186 | 2016 | 11 | 29 | 29 |  | GUM SPRINGS | JEFFERSON STREET (204) | 230 | 230 | WOOD HFRM | 2.02 | 0 | 0 | 1109 ACAR | 0 | 0 | 0 | 0 | 0 | 0 | 0 | 0 | 0 | 0 | 0 | 0 | 0 | 0 | 0 | 0 | 0 | 0 | 0 | 0 | 0 | 0 | 0 | 12 | 0
NO |  | 186 | 2016 | 11 | 30 | 30 |  | MORRISVILLE | MARSH RUN CT (2040) | 230 | 230 | CONC HFRM | 0.04 | 0 | 1 | 795 ACSS | 0 | 0 | 0 | 0 | 0 | 0 | 0 | 0 | 0 | 0 | 0 | 0 | 0 | 0 | 0 | 0 | 0 | 0 | 0 | 0 | 0 | 0 | 0 | 12 | 0
NO |  | 186 | 2016 | 11 | 31 | 31 |  | MORRISVILLE | MARSH RUN CT (2040) | 230 | 230 | STEEL POLE | 0 | 0.14 | 0 | 795 ACSS | 0 | 0 | 0 | 0 | 0 | 0 | 0 | 0 | 0 | 0 | 0 | 0 | 0 | 0 | 0 | 0 | 0 | 0 | 0 | 0 | 0 | 0 | 0 | 12 | 0
NO |  | 186 | 2016 | 11 | 32 | 32 |  | MORRISVILLE | MARSH RUN CT (2040) | 230 | 230 | STEEL TWR | 0 | 3.74 | 0 | 795 ACSS | 0 | 0 | 0 | 0 | 0 | 0 | 0 | 0 | 0 | 0 | 0 | 0 | 0 | 0 | 0 | 0 | 0 | 0 | 0 | 0 | 0 | 0 | 0 | 12 | 0
NO |  | 186 | 2016 | 11 | 33 | 33 |  | HOPEWELL | HCF (2041) | 230 | 230 | CONC HFRM | 0.03 | 0 | 1 | 1534 ACAR | 0 | 0 | 0 | 0 | 0 | 0 | 0 | 0 | 0 | 0 | 0 | 0 | 0 | 0 | 0 | 0 | 0 | 0 | 0 | 0 | 0 | 0 | 0 | 12 | 0
NO |  | 186 | 2016 | 11 | 34 | 34 |  | OCCOQUAN | OGDEN MARTIN NUG (2042) | 230 | 230 | CONC HFRM | 0.09 | 0 | 1 | 1534 ACAR | 0 | 0 | 0 | 0 | 0 | 0 | 0 | 0 | 0 | 0 | 0 | 0 | 0 | 0 | 0 | 0 | 0 | 0 | 0 | 0 | 0 | 0 | 0 | 12 | 0
NO |  | 186 | 2016 | 11 | 35 | 35 |  | OCCOQUAN | OGDEN MARTIN NUG (2042) | 230 | 230 | STEEL HFRM | 0 | 0.23 | 0 | 1534 ACAR | 0 | 0 | 0 | 0 | 0 | 0 | 0 | 0 | 0 | 0 | 0 | 0 | 0 | 0 | 0 | 0 | 0 | 0 | 0 | 0 | 0 | 0 | 0 | 12 | 0
NO |  | 186 | 2016 | 12 | 1 | 1 |  | OCCOQUAN | OGDEN MARTIN NUG (2042) | 230 | 230 | STEEL HFRM | 0.02 | 0 | 0 | 1534 ACAR | 0 | 0 | 0 | 0 | 0 | 0 | 0 | 0 | 0 | 0 | 0 | 0 | 0 | 0 | 0 | 0 | 0 | 0 | 0 | 0 | 0 | 0 | 0 | 12 | 0
NO |  | 186 | 2016 | 12 | 2 | 2 |  | OCCOQUAN | OGDEN MARTIN NUG (2042) | 230 | 230 | STEEL POLE | 0 | 0.14 | 0 | 1534 ACAR | 0 | 0 | 0 | 0 | 0 | 0 | 0 | 0 | 0 | 0 | 0 | 0 | 0 | 0 | 0 | 0 | 0 | 0 | 0 | 0 | 0 | 0 | 0 | 12 | 0
NO |  | 186 | 2016 | 12 | 3 | 3 |  | OCCOQUAN | OGDEN MARTIN NUG (2042) | 230 | 230 | STEEL POLE | 2.66 | 0 | 0 | 1534 ACAR | 0 | 0 | 0 | 0 | 0 | 0 | 0 | 0 | 0 | 0 | 0 | 0 | 0 | 0 | 0 | 0 | 0 | 0 | 0 | 0 | 0 | 0 | 0 | 12 | 0
NO |  | 186 | 2016 | 12 | 4 | 4 |  | OCCOQUAN | OGDEN MARTIN NUG (2042) | 230 | 230 | WOOD HFRM | 0.08 | 0 | 0 | 1534 ACAR | 0 | 0 | 0 | 0 | 0 | 0 | 0 | 0 | 0 | 0 | 0 | 0 | 0 | 0 | 0 | 0 | 0 | 0 | 0 | 0 | 0 | 0 | 0 | 12 | 0
NO |  | 186 | 2016 | 12 | 5 | 5 |  | OCCOQUAN | OGDEN MARTIN NUG (2042) | 230 | 230 | WOOD POLE | 0.1 | 0 | 0 | 1534 ACAR | 0 | 0 | 0 | 0 | 0 | 0 | 0 | 0 | 0 | 0 | 0 | 0 | 0 | 0 | 0 | 0 | 0 | 0 | 0 | 0 | 0 | 0 | 0 | 12 | 0
NO |  | 186 | 2016 | 12 | 6 | 6 |  | DISCOVERY | RESTON (2043) | 230 | 230 | CONC HFRM | 0.07 | 0 | 1 | 1590 ACSR | 0 | 0 | 0 | 0 | 0 | 0 | 0 | 0 | 0 | 0 | 0 | 0 | 0 | 0 | 0 | 0 | 0 | 0 | 0 | 0 | 0 | 0 | 0 | 12 | 0
NO |  | 186 | 2016 | 12 | 7 | 7 |  | DISCOVERY | RESTON (2043) | 230 | 230 | STEEL POLE | 0 | 0.24 | 0 | 1033.5 ACSS | 0 | 0 | 0 | 0 | 0 | 0 | 0 | 0 | 0 | 0 | 0 | 0 | 0 | 0 | 0 | 0 | 0 | 0 | 0 | 0 | 0 | 0 | 0 | 12 | 0
NO |  | 186 | 2016 | 12 | 8 | 8 |  | DISCOVERY | RESTON (2043) | 230 | 230 | STEEL POLE | 0 | 0.15 | 0 | 1192.5 ACSS | 0 | 0 | 0 | 0 | 0 | 0 | 0 | 0 | 0 | 0 | 0 | 0 | 0 | 0 | 0 | 0 | 0 | 0 | 0 | 0 | 0 | 0 | 0 | 12 | 0
NO |  | 186 | 2016 | 12 | 9 | 9 |  | DISCOVERY | RESTON (2043) | 230 | 230 | STEEL POLE | 0 | 1.66 | 0 | 1590 ACSR | 0 | 0 | 0 | 0 | 0 | 0 | 0 | 0 | 0 | 0 | 0 | 0 | 0 | 0 | 0 | 0 | 0 | 0 | 0 | 0 | 0 | 0 | 0 | 12 | 0
NO |  | 186 | 2016 | 12 | 10 | 10 |  | DISCOVERY | RESTON (2043) | 230 | 230 | STEEL POLE | 0.11 | 0 | 0 | 1590 ACSR | 0 | 0 | 0 | 0 | 0 | 0 | 0 | 0 | 0 | 0 | 0 | 0 | 0 | 0 | 0 | 0 | 0 | 0 | 0 | 0 | 0 | 0 | 0 | 12 | 0
NO |  | 186 | 2016 | 12 | 11 | 11 |  | DISCOVERY | RESTON (2043) | 230 | 230 | STEEL TWR | 0 | 3.38 | 0 | 1033.5 ACSS | 0 | 0 | 0 | 0 | 0 | 0 | 0 | 0 | 0 | 0 | 0 | 0 | 0 | 0 | 0 | 0 | 0 | 0 | 0 | 0 | 0 | 0 | 0 | 12 | 0
NO |  | 186 | 2016 | 12 | 12 | 12 |  | DISCOVERY | RESTON (2043) | 230 | 230 | STEEL TWR | 0 | 1.3 | 0 | 1192.5 ACSS | 0 | 0 | 0 | 0 | 0 | 0 | 0 | 0 | 0 | 0 | 0 | 0 | 0 | 0 | 0 | 0 | 0 | 0 | 0 | 0 | 0 | 0 | 0 | 12 | 0
NO |  | 186 | 2016 | 12 | 13 | 13 |  | FOUR RIVERS | BEAR ISLAND DP (2044) | 230 | 230 | CONC HFRM | 0.1 | 0 | 1 | 795 ACSR | 0 | 0 | 0 | 0 | 0 | 0 | 0 | 0 | 0 | 0 | 0 | 0 | 0 | 0 | 0 | 0 | 0 | 0 | 0 | 0 | 0 | 0 | 0 | 12 | 0
NO |  | 186 | 2016 | 12 | 14 | 14 |  | LOUDOUN | BRAMBLETON (2045) | 230 | 230 | STEEL HFRM | 0.05 | 0 | 1 | 1233.6 ACSS | 0 | 0 | 0 | 0 | 0 | 0 | 0 | 0 | 0 | 0 | 0 | 0 | 0 | 0 | 0 | 0 | 0 | 0 | 0 | 0 | 0 | 0 | 0 | 12 | 0
NO |  | 186 | 2016 | 12 | 15 | 15 |  | LOUDOUN | BRAMBLETON (2045) | 230 | 230 | STEEL HFRM | 0.08 | 0 | 0 | 636 ACSR | 0 | 0 | 0 | 0 | 0 | 0 | 0 | 0 | 0 | 0 | 0 | 0 | 0 | 0 | 0 | 0 | 0 | 0 | 0 | 0 | 0 | 0 | 0 | 12 | 0
NO |  | 186 | 2016 | 12 | 16 | 16 |  | LOUDOUN | BRAMBLETON (2045) | 230 | 230 | STEEL POLE | 0.4 | 0 | 0 | 636 ACSR | 0 | 0 | 0 | 0 | 0 | 0 | 0 | 0 | 0 | 0 | 0 | 0 | 0 | 0 | 0 | 0 | 0 | 0 | 0 | 0 | 0 | 0 | 0 | 12 | 0
NO |  | 186 | 2016 | 12 | 17 | 17 |  | LOUDOUN | BRAMBLETON (2045) | 230 | 230 | STEEL TWR | 4.46 | 0 | 0 | 636 ACSR | 0 | 0 | 0 | 0 | 0 | 0 | 0 | 0 | 0 | 0 | 0 | 0 | 0 | 0 | 0 | 0 | 0 | 0 | 0 | 0 | 0 | 0 | 0 | 12 | 0
NO |  | 186 | 2016 | 12 | 18 | 18 |  | HOPEWELL | POLYESTER PWR STA (2046) | 230 | 230 | CONC HFRM | 0 | 0.04 | 1 | 1534 ACAR | 0 | 0 | 0 | 0 | 0 | 0 | 0 | 0 | 0 | 0 | 0 | 0 | 0 | 0 | 0 | 0 | 0 | 0 | 0 | 0 | 0 | 0 | 0 | 12 | 0
NO |  | 186 | 2016 | 12 | 19 | 19 |  | HOPEWELL | POLYESTER PWR STA (2046) | 230 | 230 | STEEL POLE | 0 | 0.06 | 0 | 1534 ACAR | 0 | 0 | 0 | 0 | 0 | 0 | 0 | 0 | 0 | 0 | 0 | 0 | 0 | 0 | 0 | 0 | 0 | 0 | 0 | 0 | 0 | 0 | 0 | 12 | 0
NO |  | 186 | 2016 | 12 | 20 | 20 |  | HOPEWELL | POLYESTER PWR STA (2046) | 230 | 230 | STEEL POLE | 0.62 | 0 | 0 | 1534 ACAR | 0 | 0 | 0 | 0 | 0 | 0 | 0 | 0 | 0 | 0 | 0 | 0 | 0 | 0 | 0 | 0 | 0 | 0 | 0 | 0 | 0 | 0 | 0 | 12 | 0
NO |  | 186 | 2016 | 12 | 21 | 21 |  | GRAVEL NECK | SURRY (2047) | 230 | 230 | CONC HFRM | 0 | 0.07 | 1 | 2500 ACAR | 0 | 0 | 0 | 0 | 0 | 0 | 0 | 0 | 0 | 0 | 0 | 0 | 0 | 0 | 0 | 0 | 0 | 0 | 0 | 0 | 0 | 0 | 0 | 12 | 0
NO |  | 186 | 2016 | 12 | 22 | 22 |  | GRAVEL NECK | SURRY (2047) | 230 | 230 | CONC POLE | 0.21 | 0 | 0 | 1033.5 ACSR | 0 | 0 | 0 | 0 | 0 | 0 | 0 | 0 | 0 | 0 | 0 | 0 | 0 | 0 | 0 | 0 | 0 | 0 | 0 | 0 | 0 | 0 | 0 | 12 | 0
NO |  | 186 | 2016 | 12 | 23 | 23 |  | GRAVEL NECK | SURRY (2047) | 230 | 230 | STEEL TWR | 0.03 | 0 | 0 | 1033.5 ACSR | 0 | 0 | 0 | 0 | 0 | 0 | 0 | 0 | 0 | 0 | 0 | 0 | 0 | 0 | 0 | 0 | 0 | 0 | 0 | 0 | 0 | 0 | 0 | 12 | 0
NO |  | 186 | 2016 | 12 | 24 | 24 |  | GRAVEL NECK | SURRY (2048) | 230 | 230 | CONC HFRM | 0 | 0.07 | 1 | 2500 ACAR | 0 | 0 | 0 | 0 | 0 | 0 | 0 | 0 | 0 | 0 | 0 | 0 | 0 | 0 | 0 | 0 | 0 | 0 | 0 | 0 | 0 | 0 | 0 | 12 | 0
NO |  | 186 | 2016 | 12 | 25 | 25 |  | GRAVEL NECK | SURRY (2048) | 230 | 230 | CONC POLE | 0.23 | 0 | 0 | 1033.5 ACSR | 0 | 0 | 0 | 0 | 0 | 0 | 0 | 0 | 0 | 0 | 0 | 0 | 0 | 0 | 0 | 0 | 0 | 0 | 0 | 0 | 0 | 0 | 0 | 12 | 0
NO |  | 186 | 2016 | 12 | 26 | 26 |  | GRAVEL NECK | SURRY (2048) | 230 | 230 | STEEL TWR | 0.13 | 0 | 0 | 1033.5 ACSR | 0 | 0 | 0 | 0 | 0 | 0 | 0 | 0 | 0 | 0 | 0 | 0 | 0 | 0 | 0 | 0 | 0 | 0 | 0 | 0 | 0 | 0 | 0 | 12 | 0
NO |  | 186 | 2016 | 12 | 27 | 27 |  | CHESTERFIELD 230 | ALLIED (2049) | 230 | 230 | CONC HFRM | 0.35 | 0 | 1 | 636 ACSR | 0 | 0 | 0 | 0 | 0 | 0 | 0 | 0 | 0 | 0 | 0 | 0 | 0 | 0 | 0 | 0 | 0 | 0 | 0 | 0 | 0 | 0 | 0 | 12 | 0
NO |  | 186 | 2016 | 12 | 28 | 28 |  | CHESTERFIELD 230 | ALLIED (2049) | 230 | 230 | STEEL HFRM | 0 | 2.13 | 0 | 636 ACSR | 0 | 0 | 0 | 0 | 0 | 0 | 0 | 0 | 0 | 0 | 0 | 0 | 0 | 0 | 0 | 0 | 0 | 0 | 0 | 0 | 0 | 0 | 0 | 12 | 0
NO |  | 186 | 2016 | 12 | 29 | 29 |  | CHESTERFIELD 230 | ALLIED (2049) | 230 | 230 | STEEL HFRM | 0.06 | 0 | 0 | 636 ACSR | 0 | 0 | 0 | 0 | 0 | 0 | 0 | 0 | 0 | 0 | 0 | 0 | 0 | 0 | 0 | 0 | 0 | 0 | 0 | 0 | 0 | 0 | 0 | 12 | 0
NO |  | 186 | 2016 | 12 | 30 | 30 |  | CHESTERFIELD 230 | ALLIED (2049) | 230 | 230 | STEEL POLE | 0 | 0.55 | 0 | 636 ACSR | 0 | 0 | 0 | 0 | 0 | 0 | 0 | 0 | 0 | 0 | 0 | 0 | 0 | 0 | 0 | 0 | 0 | 0 | 0 | 0 | 0 | 0 | 0 | 12 | 0
NO |  | 186 | 2016 | 12 | 31 | 31 |  | CHESTERFIELD 230 | ALLIED (2049) | 230 | 230 | STEEL POLE | 2.05 | 0 | 0 | 636 ACSR | 0 | 0 | 0 | 0 | 0 | 0 | 0 | 0 | 0 | 0 | 0 | 0 | 0 | 0 | 0 | 0 | 0 | 0 | 0 | 0 | 0 | 0 | 0 | 12 | 0
NO |  | 186 | 2016 | 12 | 32 | 32 |  | CHESTERFIELD 230 | ALLIED (2049) | 230 | 230 | STEEL TWR | 2.77 | 0 | 0 | 636 ACSR | 0 | 0 | 0 | 0 | 0 | 0 | 0 | 0 | 0 | 0 | 0 | 0 | 0 | 0 | 0 | 0 | 0 | 0 | 0 | 0 | 0 | 0 | 0 | 12 | 0
NO |  | 186 | 2016 | 12 | 33 | 33 |  | CHESTERFIELD 230 | ALLIED (2049) | 230 | 230 | WOOD HFRM | 1.16 | 0 | 0 | 636 ACSR | 0 | 0 | 0 | 0 | 0 | 0 | 0 | 0 | 0 | 0 | 0 | 0 | 0 | 0 | 0 | 0 | 0 | 0 | 0 | 0 | 0 | 0 | 0 | 12 | 0
NO |  | 186 | 2016 | 12 | 34 | 34 |  | CHESTERFIELD 230 | ALLIED (2049) | 230 | 230 | WOOD POLE | 0.91 | 0 | 0 | 636 ACSR | 0 | 0 | 0 | 0 | 0 | 0 | 0 | 0 | 0 | 0 | 0 | 0 | 0 | 0 | 0 | 0 | 0 | 0 | 0 | 0 | 0 | 0 | 0 | 12 | 0
NO |  | 186 | 2016 | 12 | 35 | 35 |  | CHESTERFIELD 230 | LOCKS (205) | 230 | 230 | CONC HFRM | 0.08 | 0 | 1 | 1033.5 ACSR | 0 | 0 | 0 | 0 | 0 | 0 | 0 | 0 | 0 | 0 | 0 | 0 | 0 | 0 | 0 | 0 | 0 | 0 | 0 | 0 | 0 | 0 | 0 | 12 | 0
NO |  | 186 | 2016 | 13 | 1 | 1 |  | CHESTERFIELD 230 | LOCKS (205) | 230 | 230 | CONC HFRM | 0.06 | 0 | 0 | 1109 ACAR | 0 | 0 | 0 | 0 | 0 | 0 | 0 | 0 | 0 | 0 | 0 | 0 | 0 | 0 | 0 | 0 | 0 | 0 | 0 | 0 | 0 | 0 | 0 | 12 | 0
NO |  | 186 | 2016 | 13 | 2 | 2 |  | CHESTERFIELD 230 | LOCKS (205) | 230 | 230 | STEEL POLE | 0.21 | 0 | 0 | 1109 ACAR | 0 | 0 | 0 | 0 | 0 | 0 | 0 | 0 | 0 | 0 | 0 | 0 | 0 | 0 | 0 | 0 | 0 | 0 | 0 | 0 | 0 | 0 | 0 | 12 | 0
NO |  | 186 | 2016 | 13 | 3 | 3 |  | CHESTERFIELD 230 | LOCKS (205) | 230 | 230 | STEEL TWR | 0 | 0.23 | 0 | 1033.5 ACSR | 0 | 0 | 0 | 0 | 0 | 0 | 0 | 0 | 0 | 0 | 0 | 0 | 0 | 0 | 0 | 0 | 0 | 0 | 0 | 0 | 0 | 0 | 0 | 12 | 0
NO |  | 186 | 2016 | 13 | 4 | 4 |  | CHESTERFIELD 230 | LOCKS (205) | 230 | 230 | STEEL TWR | 8.95 | 0 | 0 | 1033.5 ACSR | 0 | 0 | 0 | 0 | 0 | 0 | 0 | 0 | 0 | 0 | 0 | 0 | 0 | 0 | 0 | 0 | 0 | 0 | 0 | 0 | 0 | 0 | 0 | 12 | 0
NO |  | 186 | 2016 | 13 | 5 | 5 |  | CHESTERFIELD 230 | LOCKS (205) | 230 | 230 | STEEL TWR | 2.86 | 0 | 0 | 1109 ACAR | 0 | 0 | 0 | 0 | 0 | 0 | 0 | 0 | 0 | 0 | 0 | 0 | 0 | 0 | 0 | 0 | 0 | 0 | 0 | 0 | 0 | 0 | 0 | 12 | 0
NO |  | 186 | 2016 | 13 | 6 | 6 |  | ALLIED | CHICKAHOMINY (2050) | 230 | 230 | CONC HFRM | 0 | 0.03 | 1 | 636 ACSR | 0 | 0 | 0 | 0 | 0 | 0 | 0 | 0 | 0 | 0 | 0 | 0 | 0 | 0 | 0 | 0 | 0 | 0 | 0 | 0 | 0 | 0 | 0 | 12 | 0
NO |  | 186 | 2016 | 13 | 7 | 7 |  | ALLIED | CHICKAHOMINY (2050) | 230 | 230 | CONC HFRM | 0.2 | 0 | 0 | 636 ACSR | 0 | 0 | 0 | 0 | 0 | 0 | 0 | 0 | 0 | 0 | 0 | 0 | 0 | 0 | 0 | 0 | 0 | 0 | 0 | 0 | 0 | 0 | 0 | 12 | 0
NO |  | 186 | 2016 | 13 | 8 | 8 |  | ALLIED | CHICKAHOMINY (2050) | 230 | 230 | STEEL HFRM | 0.1 | 0 | 0 | 636 ACSR | 0 | 0 | 0 | 0 | 0 | 0 | 0 | 0 | 0 | 0 | 0 | 0 | 0 | 0 | 0 | 0 | 0 | 0 | 0 | 0 | 0 | 0 | 0 | 12 | 0
NO |  | 186 | 2016 | 13 | 9 | 9 |  | ALLIED | CHICKAHOMINY (2050) | 230 | 230 | STEEL POLE | 0 | 0.43 | 0 | 636 ACSR | 0 | 0 | 0 | 0 | 0 | 0 | 0 | 0 | 0 | 0 | 0 | 0 | 0 | 0 | 0 | 0 | 0 | 0 | 0 | 0 | 0 | 0 | 0 | 12 | 0
NO |  | 186 | 2016 | 13 | 10 | 10 |  | ALLIED | CHICKAHOMINY (2050) | 230 | 230 | STEEL POLE | 1.96 | 0 | 0 | 636 ACSR | 0 | 0 | 0 | 0 | 0 | 0 | 0 | 0 | 0 | 0 | 0 | 0 | 0 | 0 | 0 | 0 | 0 | 0 | 0 | 0 | 0 | 0 | 0 | 12 | 0
NO |  | 186 | 2016 | 13 | 11 | 11 |  | ALLIED | CHICKAHOMINY (2050) | 230 | 230 | STEEL TWR | 0 | 2.03 | 0 | 636 ACSR | 0 | 0 | 0 | 0 | 0 | 0 | 0 | 0 | 0 | 0 | 0 | 0 | 0 | 0 | 0 | 0 | 0 | 0 | 0 | 0 | 0 | 0 | 0 | 12 | 0
NO |  | 186 | 2016 | 13 | 12 | 12 |  | ALLIED | CHICKAHOMINY (2050) | 230 | 230 | STEEL TWR | 3.78 | 0 | 0 | 636 ACSR | 0 | 0 | 0 | 0 | 0 | 0 | 0 | 0 | 0 | 0 | 0 | 0 | 0 | 0 | 0 | 0 | 0 | 0 | 0 | 0 | 0 | 0 | 0 | 12 | 0
NO |  | 186 | 2016 | 13 | 13 | 13 |  | ALLIED | CHICKAHOMINY (2050) | 230 | 230 | WOOD HFRM | 4.56 | 0 | 0 | 636 ACSR | 0 | 0 | 0 | 0 | 0 | 0 | 0 | 0 | 0 | 0 | 0 | 0 | 0 | 0 | 0 | 0 | 0 | 0 | 0 | 0 | 0 | 0 | 0 | 12 | 0
NO |  | 186 | 2016 | 13 | 14 | 14 |  | ALLIED | CHICKAHOMINY (2050) | 230 | 230 | WOOD POLE | 0 | 0.12 | 0 | 636 ACSR | 0 | 0 | 0 | 0 | 0 | 0 | 0 | 0 | 0 | 0 | 0 | 0 | 0 | 0 | 0 | 0 | 0 | 0 | 0 | 0 | 0 | 0 | 0 | 12 | 0
NO |  | 186 | 2016 | 13 | 15 | 15 |  | ALLIED | CHICKAHOMINY (2050) | 230 | 230 | WOOD POLE | 1.7 | 0 | 0 | 636 ACSR | 0 | 0 | 0 | 0 | 0 | 0 | 0 | 0 | 0 | 0 | 0 | 0 | 0 | 0 | 0 | 0 | 0 | 0 | 0 | 0 | 0 | 0 | 0 | 12 | 0
NO |  | 186 | 2016 | 13 | 16 | 16 |  | PENDER | CLIFTON (2051) | 230 | 230 | CONC HFRM | 0 | 0.04 | 1 | 2500 ACAR | 0 | 0 | 0 | 0 | 0 | 0 | 0 | 0 | 0 | 0 | 0 | 0 | 0 | 0 | 0 | 0 | 0 | 0 | 0 | 0 | 0 | 0 | 0 | 12 | 0
NO |  | 186 | 2016 | 13 | 17 | 17 |  | PENDER | CLIFTON (2051) | 230 | 230 | STEEL HFRM | 0 | 0.18 | 0 | 1033.5 ACSR | 0 | 0 | 0 | 0 | 0 | 0 | 0 | 0 | 0 | 0 | 0 | 0 | 0 | 0 | 0 | 0 | 0 | 0 | 0 | 0 | 0 | 0 | 0 | 12 | 0
NO |  | 186 | 2016 | 13 | 18 | 18 |  | PENDER | CLIFTON (2051) | 230 | 230 | STEEL HFRM | 0 | 2.67 | 0 | 2500 ACAR | 0 | 0 | 0 | 0 | 0 | 0 | 0 | 0 | 0 | 0 | 0 | 0 | 0 | 0 | 0 | 0 | 0 | 0 | 0 | 0 | 0 | 0 | 0 | 12 | 0
NO |  | 186 | 2016 | 13 | 19 | 19 |  | PENDER | CLIFTON (2051) | 230 | 230 | STEEL POLE | 0 | 0.34 | 0 | 1033.5 ACSR | 0 | 0 | 0 | 0 | 0 | 0 | 0 | 0 | 0 | 0 | 0 | 0 | 0 | 0 | 0 | 0 | 0 | 0 | 0 | 0 | 0 | 0 | 0 | 12 | 0
NO |  | 186 | 2016 | 13 | 20 | 20 |  | PENDER | CLIFTON (2051) | 230 | 230 | STEEL POLE | 0 | 3.94 | 0 | 2500 ACAR | 0 | 0 | 0 | 0 | 0 | 0 | 0 | 0 | 0 | 0 | 0 | 0 | 0 | 0 | 0 | 0 | 0 | 0 | 0 | 0 | 0 | 0 | 0 | 12 | 0
NO |  | 186 | 2016 | 13 | 21 | 21 |  | PENDER | CLIFTON (2051) | 230 | 230 | STEEL POLE | 0.1 | 0 | 0 | 1033.5 ACSR | 0 | 0 | 0 | 0 | 0 | 0 | 0 | 0 | 0 | 0 | 0 | 0 | 0 | 0 | 0 | 0 | 0 | 0 | 0 | 0 | 0 | 0 | 0 | 12 | 0
NO |  | 186 | 2016 | 13 | 22 | 22 |  | PENDER | CLIFTON (2051) | 230 | 230 | STEEL TWR | 0 | 2.48 | 0 | 1033.5 ACSR | 0 | 0 | 0 | 0 | 0 | 0 | 0 | 0 | 0 | 0 | 0 | 0 | 0 | 0 | 0 | 0 | 0 | 0 | 0 | 0 | 0 | 0 | 0 | 12 | 0
NO |  | 186 | 2016 | 13 | 23 | 23 |  | LEXINGTON | CLIFTON FORGE (2052) | 230 | 230 | CONC HFRM | 0.03 | 0 | 1 | 1109 ACAR | 0 | 0 | 0 | 0 | 0 | 0 | 0 | 0 | 0 | 0 | 0 | 0 | 0 | 0 | 0 | 0 | 0 | 0 | 0 | 0 | 0 | 0 | 0 | 12 | 0
NO |  | 186 | 2016 | 13 | 24 | 24 |  | LEXINGTON | CLIFTON FORGE (2052) | 230 | 230 | STEEL POLE | 0.05 | 0 | 0 | 1033.5 ACSR | 0 | 0 | 0 | 0 | 0 | 0 | 0 | 0 | 0 | 0 | 0 | 0 | 0 | 0 | 0 | 0 | 0 | 0 | 0 | 0 | 0 | 0 | 0 | 12 | 0
NO |  | 186 | 2016 | 13 | 25 | 25 |  | LEXINGTON | CLIFTON FORGE (2052) | 230 | 230 | STEEL TWR | 0 | 0.08 | 0 | 1033.5 ACSR | 0 | 0 | 0 | 0 | 0 | 0 | 0 | 0 | 0 | 0 | 0 | 0 | 0 | 0 | 0 | 0 | 0 | 0 | 0 | 0 | 0 | 0 | 0 | 12 | 0
NO |  | 186 | 2016 | 13 | 26 | 26 |  | LEXINGTON | CLIFTON FORGE (2052) | 230 | 230 | STEEL TWR | 0 | 10.08 | 0 | 1109 ACAR | 0 | 0 | 0 | 0 | 0 | 0 | 0 | 0 | 0 | 0 | 0 | 0 | 0 | 0 | 0 | 0 | 0 | 0 | 0 | 0 | 0 | 0 | 0 | 12 | 0
NO |  | 186 | 2016 | 13 | 27 | 27 |  | LEXINGTON | CLIFTON FORGE (2052) | 230 | 230 | STEEL TWR | 23.16 | 0 | 0 | 1033.5 ACSR | 0 | 0 | 0 | 0 | 0 | 0 | 0 | 0 | 0 | 0 | 0 | 0 | 0 | 0 | 0 | 0 | 0 | 0 | 0 | 0 | 0 | 0 | 0 | 12 | 0
NO |  | 186 | 2016 | 13 | 28 | 28 |  | LEXINGTON | CLIFTON FORGE (2052) | 230 | 230 | WOOD HFRM | 0.06 | 0 | 0 | 1109 ACAR | 0 | 0 | 0 | 0 | 0 | 0 | 0 | 0 | 0 | 0 | 0 | 0 | 0 | 0 | 0 | 0 | 0 | 0 | 0 | 0 | 0 | 0 | 0 | 12 | 0
NO |  | 186 | 2016 | 13 | 29 | 29 |  | LEXINGTON | CLIFTON FORGE (2052) | 230 | 230 | WOOD POLE | 0 | 0.08 | 0 | 1109 ACAR | 0 | 0 | 0 | 0 | 0 | 0 | 0 | 0 | 0 | 0 | 0 | 0 | 0 | 0 | 0 | 0 | 0 | 0 | 0 | 0 | 0 | 0 | 0 | 12 | 0
NO |  | 186 | 2016 | 13 | 30 | 30 |  | LEXINGTON | CLIFTON FORGE (2052) | 230 | 230 | WOOD POLE | 0.06 | 0 | 0 | 1109 ACAR | 0 | 0 | 0 | 0 | 0 | 0 | 0 | 0 | 0 | 0 | 0 | 0 | 0 | 0 | 0 | 0 | 0 | 0 | 0 | 0 | 0 | 0 | 0 | 12 | 0
NO |  | 186 | 2016 | 13 | 31 | 31 |  | NORTHEAST | DARBYTOWN (2053) | 230 | 230 | STEEL TWR | 0 | 3.53 | 1 | 721 ACAR | 0 | 0 | 0 | 0 | 0 | 0 | 0 | 0 | 0 | 0 | 0 | 0 | 0 | 0 | 0 | 0 | 0 | 0 | 0 | 0 | 0 | 0 | 0 | 12 | 0
NO |  | 186 | 2016 | 13 | 32 | 32 |  | NORTHEAST | DARBYTOWN (2053) | 230 | 230 | STEEL TWR | 0.09 | 0 | 0 | 2500 ACAR | 0 | 0 | 0 | 0 | 0 | 0 | 0 | 0 | 0 | 0 | 0 | 0 | 0 | 0 | 0 | 0 | 0 | 0 | 0 | 0 | 0 | 0 | 0 | 12 | 0
NO |  | 186 | 2016 | 13 | 33 | 33 |  | NORTHEAST | DARBYTOWN (2053) | 230 | 230 | STEEL TWR | 0.08 | 0 | 0 | 636 ACSR | 0 | 0 | 0 | 0 | 0 | 0 | 0 | 0 | 0 | 0 | 0 | 0 | 0 | 0 | 0 | 0 | 0 | 0 | 0 | 0 | 0 | 0 | 0 | 12 | 0
NO |  | 186 | 2016 | 13 | 34 | 34 |  | CHARLOTTESVILLE | HOLLYMEAD (2054) | 230 | 230 | STEEL HFRM | 2.1 | 0 | 1 | 477 ACSR | 0 | 0 | 0 | 0 | 0 | 0 | 0 | 0 | 0 | 0 | 0 | 0 | 0 | 0 | 0 | 0 | 0 | 0 | 0 | 0 | 0 | 0 | 0 | 12 | 0
NO |  | 186 | 2016 | 13 | 35 | 35 |  | CHARLOTTESVILLE | HOLLYMEAD (2054) | 230 | 230 | STEEL HFRM | 5.9 | 0 | 0 | 636 ACSR | 0 | 0 | 0 | 0 | 0 | 0 | 0 | 0 | 0 | 0 | 0 | 0 | 0 | 0 | 0 | 0 | 0 | 0 | 0 | 0 | 0 | 0 | 0 | 12 | 0
NO |  | 186 | 2016 | 14 | 1 | 1 |  | CHARLOTTESVILLE | HOLLYMEAD (2054) | 230 | 230 | STEEL POLE | 0.11 | 0 | 0 | 477 ACSR | 0 | 0 | 0 | 0 | 0 | 0 | 0 | 0 | 0 | 0 | 0 | 0 | 0 | 0 | 0 | 0 | 0 | 0 | 0 | 0 | 0 | 0 | 0 | 12 | 0
NO |  | 186 | 2016 | 14 | 2 | 2 |  | CHARLOTTESVILLE | HOLLYMEAD (2054) | 230 | 230 | STEEL POLE | 2.51 | 0 | 0 | 636 ACSR | 0 | 0 | 0 | 0 | 0 | 0 | 0 | 0 | 0 | 0 | 0 | 0 | 0 | 0 | 0 | 0 | 0 | 0 | 0 | 0 | 0 | 0 | 0 | 12 | 0
NO |  | 186 | 2016 | 14 | 3 | 3 |  | CHARLOTTESVILLE | HOLLYMEAD (2054) | 230 | 230 | WOOD HFRM | 5.52 | 0 | 0 | 477 ACSR | 0 | 0 | 0 | 0 | 0 | 0 | 0 | 0 | 0 | 0 | 0 | 0 | 0 | 0 | 0 | 0 | 0 | 0 | 0 | 0 | 0 | 0 | 0 | 12 | 0
NO |  | 186 | 2016 | 14 | 4 | 4 |  | CHARLOTTESVILLE | HOLLYMEAD (2054) | 230 | 230 | WOOD HFRM | 0.13 | 0 | 0 | 636 ACSR | 0 | 0 | 0 | 0 | 0 | 0 | 0 | 0 | 0 | 0 | 0 | 0 | 0 | 0 | 0 | 0 | 0 | 0 | 0 | 0 | 0 | 0 | 0 | 12 | 0
NO |  | 186 | 2016 | 14 | 5 | 5 |  | CHARLOTTESVILLE | HOLLYMEAD (2054) | 230 | 230 | WOOD POLE | 0.84 | 0 | 0 | 477 ACSR | 0 | 0 | 0 | 0 | 0 | 0 | 0 | 0 | 0 | 0 | 0 | 0 | 0 | 0 | 0 | 0 | 0 | 0 | 0 | 0 | 0 | 0 | 0 | 12 | 0
NO |  | 186 | 2016 | 14 | 6 | 6 |  | BASIN | BELLEMEADE (2055) | 230 | 230 | STEEL HFRM | 0.05 | 0 | 1 | 1534 ACAR | 0 | 0 | 0 | 0 | 0 | 0 | 0 | 0 | 0 | 0 | 0 | 0 | 0 | 0 | 0 | 0 | 0 | 0 | 0 | 0 | 0 | 0 | 0 | 12 | 0
NO |  | 186 | 2016 | 14 | 7 | 7 |  | BASIN | BELLEMEADE (2055) | 230 | 230 | STEEL POLE | 0 | 0.04 | 0 | 1534 ACAR | 0 | 0 | 0 | 0 | 0 | 0 | 0 | 0 | 0 | 0 | 0 | 0 | 0 | 0 | 0 | 0 | 0 | 0 | 0 | 0 | 0 | 0 | 0 | 12 | 0
NO |  | 186 | 2016 | 14 | 8 | 8 |  | BASIN | BELLEMEADE (2055) | 230 | 230 | STEEL POLE | 0.43 | 0 | 0 | 1534 ACAR | 0 | 0 | 0 | 0 | 0 | 0 | 0 | 0 | 0 | 0 | 0 | 0 | 0 | 0 | 0 | 0 | 0 | 0 | 0 | 0 | 0 | 0 | 0 | 12 | 0
NO |  | 186 | 2016 | 14 | 9 | 9 |  | BASIN | BELLEMEADE (2055) | 230 | 230 | STEEL TWR | 0 | 0.04 | 0 | 1534 ACAR | 0 | 0 | 0 | 0 | 0 | 0 | 0 | 0 | 0 | 0 | 0 | 0 | 0 | 0 | 0 | 0 | 0 | 0 | 0 | 0 | 0 | 0 | 0 | 12 | 0
NO |  | 186 | 2016 | 14 | 10 | 10 |  | HORNERTOWN | ROCKY MOUNT (CP&L) (2056) | 230 | 230 | CONC HFRM | 0 | 0.05 | 1 | 1033.5 ACSR | 0 | 0 | 0 | 0 | 0 | 0 | 0 | 0 | 0 | 0 | 0 | 0 | 0 | 0 | 0 | 0 | 0 | 0 | 0 | 0 | 0 | 0 | 0 | 12 | 0
NO |  | 186 | 2016 | 14 | 11 | 11 |  | HORNERTOWN | ROCKY MOUNT (CP&L) (2056) | 230 | 230 | CONC HFRM | 0.17 | 0 | 0 | 1109 ACAR | 0 | 0 | 0 | 0 | 0 | 0 | 0 | 0 | 0 | 0 | 0 | 0 | 0 | 0 | 0 | 0 | 0 | 0 | 0 | 0 | 0 | 0 | 0 | 12 | 0
NO |  | 186 | 2016 | 14 | 12 | 12 |  | HORNERTOWN | ROCKY MOUNT (CP&L) (2056) | 230 | 230 | STEEL HFRM | 1.98 | 0 | 0 | 1033.5 ACSR | 0 | 0 | 0 | 0 | 0 | 0 | 0 | 0 | 0 | 0 | 0 | 0 | 0 | 0 | 0 | 0 | 0 | 0 | 0 | 0 | 0 | 0 | 0 | 12 | 0
NO |  | 186 | 2016 | 14 | 13 | 13 |  | HORNERTOWN | ROCKY MOUNT (CP&L) (2056) | 230 | 230 | STEEL TWR | 0 | 2.42 | 0 | 1033.5 ACSR | 0 | 0 | 0 | 0 | 0 | 0 | 0 | 0 | 0 | 0 | 0 | 0 | 0 | 0 | 0 | 0 | 0 | 0 | 0 | 0 | 0 | 0 | 0 | 12 | 0
NO |  | 186 | 2016 | 14 | 14 | 14 |  | HORNERTOWN | ROCKY MOUNT (CP&L) (2056) | 230 | 230 | STEEL TWR | 0.35 | 0 | 0 | 1033.5 ACSR | 0 | 0 | 0 | 0 | 0 | 0 | 0 | 0 | 0 | 0 | 0 | 0 | 0 | 0 | 0 | 0 | 0 | 0 | 0 | 0 | 0 | 0 | 0 | 12 | 0
NO |  | 186 | 2016 | 14 | 15 | 15 |  | HORNERTOWN | ROCKY MOUNT (CP&L) (2056) | 230 | 230 | STEEL TWR | 3.99 | 0 | 0 | 1109 ACAR | 0 | 0 | 0 | 0 | 0 | 0 | 0 | 0 | 0 | 0 | 0 | 0 | 0 | 0 | 0 | 0 | 0 | 0 | 0 | 0 | 0 | 0 | 0 | 12 | 0
NO |  | 186 | 2016 | 14 | 16 | 16 |  | HORNERTOWN | ROCKY MOUNT (CP&L) (2056) | 230 | 230 | WOOD HFRM | 0 | 0.16 | 0 | 1033.5 ACSR | 0 | 0 | 0 | 0 | 0 | 0 | 0 | 0 | 0 | 0 | 0 | 0 | 0 | 0 | 0 | 0 | 0 | 0 | 0 | 0 | 0 | 0 | 0 | 12 | 0
NO |  | 186 | 2016 | 14 | 17 | 17 |  | HORNERTOWN | ROCKY MOUNT (CP&L) (2056) | 230 | 230 | WOOD HFRM | 23.63 | 0 | 0 | 1033.5 ACSR | 0 | 0 | 0 | 0 | 0 | 0 | 0 | 0 | 0 | 0 | 0 | 0 | 0 | 0 | 0 | 0 | 0 | 0 | 0 | 0 | 0 | 0 | 0 | 12 | 0
NO |  | 186 | 2016 | 14 | 18 | 18 |  | HORNERTOWN | ROCKY MOUNT (CP&L) (2056) | 230 | 230 | WOOD POLE | 0.35 | 0 | 0 | 1033.5 ACSR | 0 | 0 | 0 | 0 | 0 | 0 | 0 | 0 | 0 | 0 | 0 | 0 | 0 | 0 | 0 | 0 | 0 | 0 | 0 | 0 | 0 | 0 | 0 | 12 | 0
NO |  | 186 | 2016 | 14 | 19 | 19 |  | HORNERTOWN | ROSEMARY NUG (2057) | 230 | 230 | CONC HFRM | 0.03 | 0 | 1 | 1534 ACAR | 0 | 0 | 0 | 0 | 0 | 0 | 0 | 0 | 0 | 0 | 0 | 0 | 0 | 0 | 0 | 0 | 0 | 0 | 0 | 0 | 0 | 0 | 0 | 12 | 0
NO |  | 186 | 2016 | 14 | 20 | 20 |  | HORNERTOWN | ROSEMARY NUG (2057) | 230 | 230 | STEEL POLE | 0.48 | 0 | 0 | 1534 ACAR | 0 | 0 | 0 | 0 | 0 | 0 | 0 | 0 | 0 | 0 | 0 | 0 | 0 | 0 | 0 | 0 | 0 | 0 | 0 | 0 | 0 | 0 | 0 | 12 | 0
NO |  | 186 | 2016 | 14 | 21 | 21 |  | EDGECOMBE NUG | ROCKY MOUNT (2058) | 230 | 230 | CONC HFRM | 0 | 0.04 | 1 | 1534 ACAR | 0 | 0 | 0 | 0 | 0 | 0 | 0 | 0 | 0 | 0 | 0 | 0 | 0 | 0 | 0 | 0 | 0 | 0 | 0 | 0 | 0 | 0 | 0 | 12 | 0
NO |  | 186 | 2016 | 14 | 22 | 22 |  | EDGECOMBE NUG | ROCKY MOUNT (2058) | 230 | 230 | STEEL POLE | 0 | 0.25 | 0 | 1534 ACAR | 0 | 0 | 0 | 0 | 0 | 0 | 0 | 0 | 0 | 0 | 0 | 0 | 0 | 0 | 0 | 0 | 0 | 0 | 0 | 0 | 0 | 0 | 0 | 12 | 0
NO |  | 186 | 2016 | 14 | 23 | 23 |  | EDGECOMBE NUG | ROCKY MOUNT (2058) | 230 | 230 | STEEL POLE | 0.1 | 0 | 0 | 1033.5 ACSR | 0 | 0 | 0 | 0 | 0 | 0 | 0 | 0 | 0 | 0 | 0 | 0 | 0 | 0 | 0 | 0 | 0 | 0 | 0 | 0 | 0 | 0 | 0 | 12 | 0
NO |  | 186 | 2016 | 14 | 24 | 24 |  | EDGECOMBE NUG | ROCKY MOUNT (2058) | 230 | 230 | STEEL TWR | 0 | 4.04 | 0 | 1109 ACAR | 0 | 0 | 0 | 0 | 0 | 0 | 0 | 0 | 0 | 0 | 0 | 0 | 0 | 0 | 0 | 0 | 0 | 0 | 0 | 0 | 0 | 0 | 0 | 12 | 0
NO |  | 186 | 2016 | 14 | 25 | 25 |  | EDGECOMBE NUG | ROCKY MOUNT (2058) | 230 | 230 | STEEL TWR | 0.13 | 0 | 0 | 1109 ACAR | 0 | 0 | 0 | 0 | 0 | 0 | 0 | 0 | 0 | 0 | 0 | 0 | 0 | 0 | 0 | 0 | 0 | 0 | 0 | 0 | 0 | 0 | 0 | 12 | 0
NO |  | 186 | 2016 | 14 | 26 | 26 |  | EDGECOMBE NUG | ROCKY MOUNT (2058) | 230 | 230 | WOOD HFRM | 0 | 0.11 | 0 | 1033.5 ACSR | 0 | 0 | 0 | 0 | 0 | 0 | 0 | 0 | 0 | 0 | 0 | 0 | 0 | 0 | 0 | 0 | 0 | 0 | 0 | 0 | 0 | 0 | 0 | 12 | 0
NO |  | 186 | 2016 | 14 | 27 | 27 |  | EDGECOMBE NUG | ROCKY MOUNT (2058) | 230 | 230 | WOOD HFRM | 0.16 | 0 | 0 | 1033.5 ACSR | 0 | 0 | 0 | 0 | 0 | 0 | 0 | 0 | 0 | 0 | 0 | 0 | 0 | 0 | 0 | 0 | 0 | 0 | 0 | 0 | 0 | 0 | 0 | 12 | 0
NO |  | 186 | 2016 | 14 | 28 | 28 |  | CAROLINA | ROANOKE VALLEY (2060) | 230 | 230 | CONC TWR | 0 | 0.04 | 1 | 1590 AAC | 0 | 0 | 0 | 0 | 0 | 0 | 0 | 0 | 0 | 0 | 0 | 0 | 0 | 0 | 0 | 0 | 0 | 0 | 0 | 0 | 0 | 0 | 0 | 12 | 0
NO |  | 186 | 2016 | 14 | 29 | 29 |  | CAROLINA | ROANOKE VALLEY (2060) | 230 | 230 | STEEL HFRM | 0 | 1.26 | 0 | 1534 ACAR | 0 | 0 | 0 | 0 | 0 | 0 | 0 | 0 | 0 | 0 | 0 | 0 | 0 | 0 | 0 | 0 | 0 | 0 | 0 | 0 | 0 | 0 | 0 | 12 | 0
NO |  | 186 | 2016 | 14 | 30 | 30 |  | CAROLINA | ROANOKE VALLEY (2060) | 230 | 230 | STEEL POLE | 0 | 0.83 | 0 | 1534 ACAR | 0 | 0 | 0 | 0 | 0 | 0 | 0 | 0 | 0 | 0 | 0 | 0 | 0 | 0 | 0 | 0 | 0 | 0 | 0 | 0 | 0 | 0 | 0 | 12 | 0
NO |  | 186 | 2016 | 14 | 31 | 31 |  | CAROLINA | ROANOKE VALLEY (2060) | 230 | 230 | STEEL TWR | 0 | 1.96 | 0 | 545.6 ACAR | 0 | 0 | 0 | 0 | 0 | 0 | 0 | 0 | 0 | 0 | 0 | 0 | 0 | 0 | 0 | 0 | 0 | 0 | 0 | 0 | 0 | 0 | 0 | 12 | 0
NO |  | 186 | 2016 | 14 | 32 | 32 |  | FOUR RIVERS | FOUR RIVERS NUG (2061) | 230 | 230 | CONC HFRM | 0.13 | 0 | 1 | 1590 ACSR | 0 | 0 | 0 | 0 | 0 | 0 | 0 | 0 | 0 | 0 | 0 | 0 | 0 | 0 | 0 | 0 | 0 | 0 | 0 | 0 | 0 | 0 | 0 | 12 | 0
NO |  | 186 | 2016 | 14 | 33 | 33 |  | FOUR RIVERS | FOUR RIVERS NUG (2061) | 230 | 230 | WOOD POLE | 0.04 | 0 | 0 | 1590 ACSR | 0 | 0 | 0 | 0 | 0 | 0 | 0 | 0 | 0 | 0 | 0 | 0 | 0 | 0 | 0 | 0 | 0 | 0 | 0 | 0 | 0 | 0 | 0 | 12 | 0
NO |  | 186 | 2016 | 14 | 34 | 34 |  | RESTON | DRANESVILLE (2062) | 230 | 230 | CONC HFRM | 0 | 0.07 | 1 | 1033.5 ACSS | 0 | 0 | 0 | 0 | 0 | 0 | 0 | 0 | 0 | 0 | 0 | 0 | 0 | 0 | 0 | 0 | 0 | 0 | 0 | 0 | 0 | 0 | 0 | 12 | 0
NO |  | 186 | 2016 | 14 | 35 | 35 |  | RESTON | DRANESVILLE (2062) | 230 | 230 | CONC HFRM | 0.06 | 0 | 0 | 1033.5 ACSS | 0 | 0 | 0 | 0 | 0 | 0 | 0 | 0 | 0 | 0 | 0 | 0 | 0 | 0 | 0 | 0 | 0 | 0 | 0 | 0 | 0 | 0 | 0 | 12 | 0
NO |  | 186 | 2016 | 15 | 1 | 1 |  | RESTON | DRANESVILLE (2062) | 230 | 230 | STEEL POLE | 0 | 1.19 | 0 | 1033.5 ACSS | 0 | 0 | 0 | 0 | 0 | 0 | 0 | 0 | 0 | 0 | 0 | 0 | 0 | 0 | 0 | 0 | 0 | 0 | 0 | 0 | 0 | 0 | 0 | 12 | 0
NO |  | 186 | 2016 | 15 | 2 | 2 |  | RESTON | DRANESVILLE (2062) | 230 | 230 | STEEL POLE | 0.11 | 0 | 0 | 1033.5 ACSS | 0 | 0 | 0 | 0 | 0 | 0 | 0 | 0 | 0 | 0 | 0 | 0 | 0 | 0 | 0 | 0 | 0 | 0 | 0 | 0 | 0 | 0 | 0 | 12 | 0
NO |  | 186 | 2016 | 15 | 3 | 3 |  | RESTON | DRANESVILLE (2062) | 230 | 230 | STEEL POLE | 1.56 | 0 | 0 | 1192.5 ACSS | 0 | 0 | 0 | 0 | 0 | 0 | 0 | 0 | 0 | 0 | 0 | 0 | 0 | 0 | 0 | 0 | 0 | 0 | 0 | 0 | 0 | 0 | 0 | 12 | 0
NO |  | 186 | 2016 | 15 | 4 | 4 |  | CLIFTON | OX (2063) | 230 | 230 | CONC HFRM | 0 | 0.11 | 1 | 1272 ACSR | 0 | 0 | 0 | 0 | 0 | 0 | 0 | 0 | 0 | 0 | 0 | 0 | 0 | 0 | 0 | 0 | 0 | 0 | 0 | 0 | 0 | 0 | 0 | 12 | 0
NO |  | 186 | 2016 | 15 | 5 | 5 |  | CLIFTON | OX (2063) | 230 | 230 | STEEL HFRM | 0 | 0.07 | 0 | 1272 ACSR | 0 | 0 | 0 | 0 | 0 | 0 | 0 | 0 | 0 | 0 | 0 | 0 | 0 | 0 | 0 | 0 | 0 | 0 | 0 | 0 | 0 | 0 | 0 | 12 | 0
NO |  | 186 | 2016 | 15 | 6 | 6 |  | CLIFTON | OX (2063) | 230 | 230 | STEEL HFRM | 0.04 | 0 | 0 | 1272 ACSR | 0 | 0 | 0 | 0 | 0 | 0 | 0 | 0 | 0 | 0 | 0 | 0 | 0 | 0 | 0 | 0 | 0 | 0 | 0 | 0 | 0 | 0 | 0 | 12 | 0
NO |  | 186 | 2016 | 15 | 7 | 7 |  | CLIFTON | OX (2063) | 230 | 230 | STEEL POLE | 0 | 1 | 0 | 1272 ACSR | 0 | 0 | 0 | 0 | 0 | 0 | 0 | 0 | 0 | 0 | 0 | 0 | 0 | 0 | 0 | 0 | 0 | 0 | 0 | 0 | 0 | 0 | 0 | 12 | 0
NO |  | 186 | 2016 | 15 | 8 | 8 |  | CLIFTON | OX (2063) | 230 | 230 | STEEL TWR | 0 | 5.86 | 0 | 1272 ACSR | 0 | 0 | 0 | 0 | 0 | 0 | 0 | 0 | 0 | 0 | 0 | 0 | 0 | 0 | 0 | 0 | 0 | 0 | 0 | 0 | 0 | 0 | 0 | 12 | 0
NO |  | 186 | 2016 | 15 | 9 | 9 |  | CLIFTON | OX (2063) | 230 | 230 | STEEL TWR | 0.03 | 0 | 0 | 1272 ACSR | 0 | 0 | 0 | 0 | 0 | 0 | 0 | 0 | 0 | 0 | 0 | 0 | 0 | 0 | 0 | 0 | 0 | 0 | 0 | 0 | 0 | 0 | 0 | 12 | 0
NO |  | 186 | 2016 | 15 | 10 | 10 |  | SHAWBORO | KITTY HAWK (2064) | 230 | 230 | CONC HFRM | 1.86 | 0 | 1 | 545.6 ACAR | 0 | 0 | 0 | 0 | 0 | 0 | 0 | 0 | 0 | 0 | 0 | 0 | 0 | 0 | 0 | 0 | 0 | 0 | 0 | 0 | 0 | 0 | 0 | 12 | 0
NO |  | 186 | 2016 | 15 | 11 | 11 |  | SHAWBORO | KITTY HAWK (2064) | 230 | 230 | CONC POLE | 0.85 | 0 | 0 | 1033.5 ACSR | 0 | 0 | 0 | 0 | 0 | 0 | 0 | 0 | 0 | 0 | 0 | 0 | 0 | 0 | 0 | 0 | 0 | 0 | 0 | 0 | 0 | 0 | 0 | 12 | 0
NO |  | 186 | 2016 | 15 | 12 | 12 |  | SHAWBORO | KITTY HAWK (2064) | 230 | 230 | STEEL HFRM | 23.41 | 0 | 0 | 545.6 ACAR | 0 | 0 | 0 | 0 | 0 | 0 | 0 | 0 | 0 | 0 | 0 | 0 | 0 | 0 | 0 | 0 | 0 | 0 | 0 | 0 | 0 | 0 | 0 | 12 | 0
NO |  | 186 | 2016 | 15 | 13 | 13 |  | SHAWBORO | KITTY HAWK (2064) | 230 | 230 | STEEL POLE | 0 | 0.25 | 0 | 545.6 ACAR | 0 | 0 | 0 | 0 | 0 | 0 | 0 | 0 | 0 | 0 | 0 | 0 | 0 | 0 | 0 | 0 | 0 | 0 | 0 | 0 | 0 | 0 | 0 | 12 | 0
NO |  | 186 | 2016 | 15 | 14 | 14 |  | SHAWBORO | KITTY HAWK (2064) | 230 | 230 | STEEL POLE | 0.96 | 0 | 0 | 1033.5 ACSR | 0 | 0 | 0 | 0 | 0 | 0 | 0 | 0 | 0 | 0 | 0 | 0 | 0 | 0 | 0 | 0 | 0 | 0 | 0 | 0 | 0 | 0 | 0 | 12 | 0
NO |  | 186 | 2016 | 15 | 15 | 15 |  | SHAWBORO | KITTY HAWK (2064) | 230 | 230 | STEEL POLE | 0.08 | 0 | 0 | 1177 AAAC | 0 | 0 | 0 | 0 | 0 | 0 | 0 | 0 | 0 | 0 | 0 | 0 | 0 | 0 | 0 | 0 | 0 | 0 | 0 | 0 | 0 | 0 | 0 | 12 | 0
NO |  | 186 | 2016 | 15 | 16 | 16 |  | SHAWBORO | KITTY HAWK (2064) | 230 | 230 | STEEL POLE | 4.5 | 0 | 0 | 545.6 ACAR | 0 | 0 | 0 | 0 | 0 | 0 | 0 | 0 | 0 | 0 | 0 | 0 | 0 | 0 | 0 | 0 | 0 | 0 | 0 | 0 | 0 | 0 | 0 | 12 | 0
NO |  | 186 | 2016 | 15 | 17 | 17 |  | SHAWBORO | KITTY HAWK (2064) | 230 | 230 | STEEL POLE | 3.01 | 0 | 0 | 795 ACSS | 0 | 0 | 0 | 0 | 0 | 0 | 0 | 0 | 0 | 0 | 0 | 0 | 0 | 0 | 0 | 0 | 0 | 0 | 0 | 0 | 0 | 0 | 0 | 12 | 0
NO |  | 186 | 2016 | 15 | 18 | 18 |  | SHAWBORO | KITTY HAWK (2064) | 230 | 230 | WOOD POLE | 2.1 | 0 | 0 | 1033.5 ACSR | 0 | 0 | 0 | 0 | 0 | 0 | 0 | 0 | 0 | 0 | 0 | 0 | 0 | 0 | 0 | 0 | 0 | 0 | 0 | 0 | 0 | 0 | 0 | 12 | 0
NO |  | 186 | 2016 | 15 | 19 | 19 |  | SHAWBORO | KITTY HAWK (2064) | 230 | 230 | WOOD POLE | 0.05 | 0 | 0 | 545.6 ACAR | 0 | 0 | 0 | 0 | 0 | 0 | 0 | 0 | 0 | 0 | 0 | 0 | 0 | 0 | 0 | 0 | 0 | 0 | 0 | 0 | 0 | 0 | 0 | 12 | 0
NO |  | 186 | 2016 | 15 | 20 | 20 |  | SPRUANCE NUG | BASIN (2065) | 230 | 230 | CONC HFRM | 0 | 0.06 | 1 | 2500 ACAR | 0 | 0 | 0 | 0 | 0 | 0 | 0 | 0 | 0 | 0 | 0 | 0 | 0 | 0 | 0 | 0 | 0 | 0 | 0 | 0 | 0 | 0 | 0 | 12 | 0
NO |  | 186 | 2016 | 15 | 21 | 21 |  | SPRUANCE NUG | BASIN (2065) | 230 | 230 | STEEL POLE | 0 | 2.21 | 0 | 2500 ACAR | 0 | 0 | 0 | 0 | 0 | 0 | 0 | 0 | 0 | 0 | 0 | 0 | 0 | 0 | 0 | 0 | 0 | 0 | 0 | 0 | 0 | 0 | 0 | 12 | 0
NO |  | 186 | 2016 | 15 | 22 | 22 |  | SPRUANCE NUG | BASIN (2065) | 230 | 230 | STEEL POLE | 0 | 0.12 | 0 | 721 ACAR | 0 | 0 | 0 | 0 | 0 | 0 | 0 | 0 | 0 | 0 | 0 | 0 | 0 | 0 | 0 | 0 | 0 | 0 | 0 | 0 | 0 | 0 | 0 | 12 | 0
NO |  | 186 | 2016 | 15 | 23 | 23 |  | SPRUANCE NUG | BASIN (2065) | 230 | 230 | STEEL TWR | 0 | 1.22 | 0 | 721 ACAR | 0 | 0 | 0 | 0 | 0 | 0 | 0 | 0 | 0 | 0 | 0 | 0 | 0 | 0 | 0 | 0 | 0 | 0 | 0 | 0 | 0 | 0 | 0 | 12 | 0
NO |  | 186 | 2016 | 15 | 24 | 24 |  | SPRUANCE NUG | BASIN (2065) | 230 | 230 | STEEL TWR | 0.05 | 0 | 0 | 2500 ACAR | 0 | 0 | 0 | 0 | 0 | 0 | 0 | 0 | 0 | 0 | 0 | 0 | 0 | 0 | 0 | 0 | 0 | 0 | 0 | 0 | 0 | 0 | 0 | 12 | 0
NO |  | 186 | 2016 | 15 | 25 | 25 |  | MIDLOTHIAN | WINTERPOCK (2066) | 230 | 230 | CONC HFRM | 0 | 0.16 | 1 | 636 ACSR | 0 | 0 | 0 | 0 | 0 | 0 | 0 | 0 | 0 | 0 | 0 | 0 | 0 | 0 | 0 | 0 | 0 | 0 | 0 | 0 | 0 | 0 | 0 | 12 | 0
NO |  | 186 | 2016 | 15 | 26 | 26 |  | MIDLOTHIAN | WINTERPOCK (2066) | 230 | 230 | STEEL HFRM | 0 | 4.63 | 0 | 636 ACSR | 0 | 0 | 0 | 0 | 0 | 0 | 0 | 0 | 0 | 0 | 0 | 0 | 0 | 0 | 0 | 0 | 0 | 0 | 0 | 0 | 0 | 0 | 0 | 12 | 0
NO |  | 186 | 2016 | 15 | 27 | 27 |  | MIDLOTHIAN | WINTERPOCK (2066) | 230 | 230 | STEEL POLE | 0 | 8.04 | 0 | 636 ACSR | 0 | 0 | 0 | 0 | 0 | 0 | 0 | 0 | 0 | 0 | 0 | 0 | 0 | 0 | 0 | 0 | 0 | 0 | 0 | 0 | 0 | 0 | 0 | 12 | 0
NO |  | 186 | 2016 | 15 | 28 | 28 |  | MIDLOTHIAN | WINTERPOCK (2066) | 230 | 230 | STEEL POLE | 0 | 0.57 | 0 | 721 ACAR | 0 | 0 | 0 | 0 | 0 | 0 | 0 | 0 | 0 | 0 | 0 | 0 | 0 | 0 | 0 | 0 | 0 | 0 | 0 | 0 | 0 | 0 | 0 | 12 | 0
NO |  | 186 | 2016 | 15 | 29 | 29 |  | MIDLOTHIAN | WINTERPOCK (2066) | 230 | 230 | STEEL POLE | 5.23 | 0 | 0 | 636 ACSR | 0 | 0 | 0 | 0 | 0 | 0 | 0 | 0 | 0 | 0 | 0 | 0 | 0 | 0 | 0 | 0 | 0 | 0 | 0 | 0 | 0 | 0 | 0 | 12 | 0
NO |  | 186 | 2016 | 15 | 30 | 30 |  | MIDLOTHIAN | WINTERPOCK (2066) | 230 | 230 | STEEL TWR | 0 | 2.75 | 0 | 636 ACSR | 0 | 0 | 0 | 0 | 0 | 0 | 0 | 0 | 0 | 0 | 0 | 0 | 0 | 0 | 0 | 0 | 0 | 0 | 0 | 0 | 0 | 0 | 0 | 12 | 0
NO |  | 186 | 2016 | 15 | 31 | 31 |  | MIDLOTHIAN | WINTERPOCK (2066) | 230 | 230 | STEEL TWR | 0 | 0.81 | 0 | 721 ACAR | 0 | 0 | 0 | 0 | 0 | 0 | 0 | 0 | 0 | 0 | 0 | 0 | 0 | 0 | 0 | 0 | 0 | 0 | 0 | 0 | 0 | 0 | 0 | 12 | 0
NO |  | 186 | 2016 | 15 | 32 | 32 |  | FOUR RIVERS | FOUR RIVERS NUG (2067) | 230 | 230 | CONC HFRM | 0.06 | 0 | 1 | 1590 ACSR | 0 | 0 | 0 | 0 | 0 | 0 | 0 | 0 | 0 | 0 | 0 | 0 | 0 | 0 | 0 | 0 | 0 | 0 | 0 | 0 | 0 | 0 | 0 | 12 | 0
NO |  | 186 | 2016 | 15 | 33 | 33 |  | CLOVER | SEDGE HILL (2068) | 230 | 230 | CONC POLE | 0.18 | 0 | 1 | 477 ACSR | 0 | 0 | 0 | 0 | 0 | 0 | 0 | 0 | 0 | 0 | 0 | 0 | 0 | 0 | 0 | 0 | 0 | 0 | 0 | 0 | 0 | 0 | 0 | 12 | 0
NO |  | 186 | 2016 | 15 | 34 | 34 |  | CLOVER | SEDGE HILL (2068) | 230 | 230 | CONC POLE | 0.11 | 0 | 0 | 636 ACSR | 0 | 0 | 0 | 0 | 0 | 0 | 0 | 0 | 0 | 0 | 0 | 0 | 0 | 0 | 0 | 0 | 0 | 0 | 0 | 0 | 0 | 0 | 0 | 12 | 0
NO |  | 186 | 2016 | 15 | 35 | 35 |  | CLOVER | SEDGE HILL (2068) | 230 | 230 | STEEL HFRM | 0.32 | 0 | 0 | 636 ACSR | 0 | 0 | 0 | 0 | 0 | 0 | 0 | 0 | 0 | 0 | 0 | 0 | 0 | 0 | 0 | 0 | 0 | 0 | 0 | 0 | 0 | 0 | 0 | 12 | 0
NO |  | 186 | 2016 | 16 | 1 | 1 |  | CLOVER | SEDGE HILL (2068) | 230 | 230 | STEEL POLE | 0.05 | 0 | 0 | 636 ACSR | 0 | 0 | 0 | 0 | 0 | 0 | 0 | 0 | 0 | 0 | 0 | 0 | 0 | 0 | 0 | 0 | 0 | 0 | 0 | 0 | 0 | 0 | 0 | 12 | 0
NO |  | 186 | 2016 | 16 | 2 | 2 |  | CLOVER | SEDGE HILL (2068) | 230 | 230 | STEEL TWR | 0.11 | 0 | 0 | 636 ACSR | 0 | 0 | 0 | 0 | 0 | 0 | 0 | 0 | 0 | 0 | 0 | 0 | 0 | 0 | 0 | 0 | 0 | 0 | 0 | 0 | 0 | 0 | 0 | 12 | 0
NO |  | 186 | 2016 | 16 | 3 | 3 |  | CLOVER | SEDGE HILL (2068) | 230 | 230 | WOOD HFRM | 11.89 | 0 | 0 | 477 ACSR | 0 | 0 | 0 | 0 | 0 | 0 | 0 | 0 | 0 | 0 | 0 | 0 | 0 | 0 | 0 | 0 | 0 | 0 | 0 | 0 | 0 | 0 | 0 | 12 | 0
NO |  | 186 | 2016 | 16 | 4 | 4 |  | CLOVER | SEDGE HILL (2068) | 230 | 230 | WOOD HFRM | 2.75 | 0 | 0 | 636 ACSR | 0 | 0 | 0 | 0 | 0 | 0 | 0 | 0 | 0 | 0 | 0 | 0 | 0 | 0 | 0 | 0 | 0 | 0 | 0 | 0 | 0 | 0 | 0 | 12 | 0
NO |  | 186 | 2016 | 16 | 5 | 5 |  | CLOVER | SEDGE HILL (2068) | 230 | 230 | WOOD POLE | 0.78 | 0 | 0 | 477 ACSR | 0 | 0 | 0 | 0 | 0 | 0 | 0 | 0 | 0 | 0 | 0 | 0 | 0 | 0 | 0 | 0 | 0 | 0 | 0 | 0 | 0 | 0 | 0 | 12 | 0
NO |  | 186 | 2016 | 16 | 6 | 6 |  | CLOVER | SEDGE HILL (2068) | 230 | 230 | WOOD POLE | 0.52 | 0 | 0 | 636 ACSR | 0 | 0 | 0 | 0 | 0 | 0 | 0 | 0 | 0 | 0 | 0 | 0 | 0 | 0 | 0 | 0 | 0 | 0 | 0 | 0 | 0 | 0 | 0 | 12 | 0
NO |  | 186 | 2016 | 16 | 7 | 7 |  | BRADDOCK | IDYLWOOD (207) | 230 | 230 | CONC POLE | 0.16 | 0 | 1 | 2500 ACAR | 0 | 0 | 0 | 0 | 0 | 0 | 0 | 0 | 0 | 0 | 0 | 0 | 0 | 0 | 0 | 0 | 0 | 0 | 0 | 0 | 0 | 0 | 0 | 12 | 0
NO |  | 186 | 2016 | 16 | 8 | 8 |  | BRADDOCK | IDYLWOOD (207) | 230 | 230 | STEEL POLE | 4.55 | 0 | 0 | 2500 ACAR | 0 | 0 | 0 | 0 | 0 | 0 | 0 | 0 | 0 | 0 | 0 | 0 | 0 | 0 | 0 | 0 | 0 | 0 | 0 | 0 | 0 | 0 | 0 | 12 | 0
NO |  | 186 | 2016 | 16 | 9 | 9 |  | BRADDOCK | IDYLWOOD (207) | 230 | 230 | STEEL TWR | 0.04 | 0 | 0 | 2500 ACAR | 0 | 0 | 0 | 0 | 0 | 0 | 0 | 0 | 0 | 0 | 0 | 0 | 0 | 0 | 0 | 0 | 0 | 0 | 0 | 0 | 0 | 0 | 0 | 12 | 0
NO |  | 186 | 2016 | 16 | 10 | 10 |  | YADKIN | ELIZABETH RIVER (2070) | 230 | 230 | CONC HFRM | 0 | 0.06 | 1 | 1534 ACAR | 0 | 0 | 0 | 0 | 0 | 0 | 0 | 0 | 0 | 0 | 0 | 0 | 0 | 0 | 0 | 0 | 0 | 0 | 0 | 0 | 0 | 0 | 0 | 12 | 0
NO |  | 186 | 2016 | 16 | 11 | 11 |  | YADKIN | ELIZABETH RIVER (2070) | 230 | 230 | STEEL POLE | 0 | 0.66 | 0 | 1534 ACAR | 0 | 0 | 0 | 0 | 0 | 0 | 0 | 0 | 0 | 0 | 0 | 0 | 0 | 0 | 0 | 0 | 0 | 0 | 0 | 0 | 0 | 0 | 0 | 12 | 0
NO |  | 186 | 2016 | 16 | 12 | 12 |  | YADKIN | ELIZABETH RIVER (2070) | 230 | 230 | STEEL POLE | 0.11 | 0 | 0 | 636 ACSR | 0 | 0 | 0 | 0 | 0 | 0 | 0 | 0 | 0 | 0 | 0 | 0 | 0 | 0 | 0 | 0 | 0 | 0 | 0 | 0 | 0 | 0 | 0 | 12 | 0
NO |  | 186 | 2016 | 16 | 13 | 13 |  | YADKIN | ELIZABETH RIVER (2070) | 230 | 230 | STEEL TWR | 2.44 | 0 | 0 | 636 ACSR | 0 | 0 | 0 | 0 | 0 | 0 | 0 | 0 | 0 | 0 | 0 | 0 | 0 | 0 | 0 | 0 | 0 | 0 | 0 | 0 | 0 | 0 | 0 | 12 | 0
NO |  | 186 | 2016 | 16 | 14 | 14 |  | ELIZABETH RIVER NUG | ELIZABETH RIVER (2071) | 230 | 230 | CONC HFRM | 0 | 0.03 | 1 | 1590 ACSR | 0 | 0 | 0 | 0 | 0 | 0 | 0 | 0 | 0 | 0 | 0 | 0 | 0 | 0 | 0 | 0 | 0 | 0 | 0 | 0 | 0 | 0 | 0 | 12 | 0
NO |  | 186 | 2016 | 16 | 15 | 15 |  | ELIZABETH RIVER NUG | ELIZABETH RIVER (2071) | 230 | 230 | STEEL POLE | 0 | 0.05 | 0 | 1590 ACSR | 0 | 0 | 0 | 0 | 0 | 0 | 0 | 0 | 0 | 0 | 0 | 0 | 0 | 0 | 0 | 0 | 0 | 0 | 0 | 0 | 0 | 0 | 0 | 12 | 0
NO |  | 186 | 2016 | 16 | 16 | 16 |  | LYNNHAVEN | VIRGINIA BEACH (2072) | 230 | 230 | CONC POLE | 0 | 0.16 | 1 | 2500 ACAR | 0 | 0 | 0 | 0 | 0 | 0 | 0 | 0 | 0 | 0 | 0 | 0 | 0 | 0 | 0 | 0 | 0 | 0 | 0 | 0 | 0 | 0 | 0 | 12 | 0
NO |  | 186 | 2016 | 16 | 17 | 17 |  | LYNNHAVEN | VIRGINIA BEACH (2072) | 230 | 230 | CONC POLE | 3.01 | 0 | 0 | 2500 ACAR | 0 | 0 | 0 | 0 | 0 | 0 | 0 | 0 | 0 | 0 | 0 | 0 | 0 | 0 | 0 | 0 | 0 | 0 | 0 | 0 | 0 | 0 | 0 | 12 | 0
NO |  | 186 | 2016 | 16 | 18 | 18 |  | LYNNHAVEN | VIRGINIA BEACH (2072) | 230 | 230 | STEEL HFRM | 0 | 0.04 | 0 | 2500 ACAR | 0 | 0 | 0 | 0 | 0 | 0 | 0 | 0 | 0 | 0 | 0 | 0 | 0 | 0 | 0 | 0 | 0 | 0 | 0 | 0 | 0 | 0 | 0 | 12 | 0
NO |  | 186 | 2016 | 16 | 19 | 19 |  | LYNNHAVEN | VIRGINIA BEACH (2072) | 230 | 230 | STEEL POLE | 1.15 | 0 | 0 | 2500 ACAR | 0 | 0 | 0 | 0 | 0 | 0 | 0 | 0 | 0 | 0 | 0 | 0 | 0 | 0 | 0 | 0 | 0 | 0 | 0 | 0 | 0 | 0 | 0 | 12 | 0
NO |  | 186 | 2016 | 16 | 20 | 20 |  | SHAWBORO | KITTY HAWK (2073) | 230 | 230 | CONC HFRM | 0 | 0.53 | 1 | 545.6 ACAR | 0 | 0 | 0 | 0 | 0 | 0 | 0 | 0 | 0 | 0 | 0 | 0 | 0 | 0 | 0 | 0 | 0 | 0 | 0 | 0 | 0 | 0 | 0 | 12 | 0
NO |  | 186 | 2016 | 16 | 21 | 21 |  | SHAWBORO | KITTY HAWK (2073) | 230 | 230 | CONC POLE | 0 | 0.85 | 0 | 1033.5 ACSR | 0 | 0 | 0 | 0 | 0 | 0 | 0 | 0 | 0 | 0 | 0 | 0 | 0 | 0 | 0 | 0 | 0 | 0 | 0 | 0 | 0 | 0 | 0 | 12 | 0
NO |  | 186 | 2016 | 16 | 22 | 22 |  | SHAWBORO | KITTY HAWK (2073) | 230 | 230 | STEEL HFRM | 0 | 16.17 | 0 | 545.6 ACAR | 0 | 0 | 0 | 0 | 0 | 0 | 0 | 0 | 0 | 0 | 0 | 0 | 0 | 0 | 0 | 0 | 0 | 0 | 0 | 0 | 0 | 0 | 0 | 12 | 0
NO |  | 186 | 2016 | 16 | 23 | 23 |  | SHAWBORO | KITTY HAWK (2073) | 230 | 230 | STEEL HFRM | 0 | 0.19 | 0 | 636 ACSR | 0 | 0 | 0 | 0 | 0 | 0 | 0 | 0 | 0 | 0 | 0 | 0 | 0 | 0 | 0 | 0 | 0 | 0 | 0 | 0 | 0 | 0 | 0 | 12 | 0
NO |  | 186 | 2016 | 16 | 24 | 24 |  | SHAWBORO | KITTY HAWK (2073) | 230 | 230 | STEEL POLE | 0 | 0.26 | 0 | 1033.5 ACSR | 0 | 0 | 0 | 0 | 0 | 0 | 0 | 0 | 0 | 0 | 0 | 0 | 0 | 0 | 0 | 0 | 0 | 0 | 0 | 0 | 0 | 0 | 0 | 12 | 0
NO |  | 186 | 2016 | 16 | 25 | 25 |  | SHAWBORO | KITTY HAWK (2073) | 230 | 230 | STEEL POLE | 0 | 2.34 | 0 | 545.6 ACAR | 0 | 0 | 0 | 0 | 0 | 0 | 0 | 0 | 0 | 0 | 0 | 0 | 0 | 0 | 0 | 0 | 0 | 0 | 0 | 0 | 0 | 0 | 0 | 12 | 0
NO |  | 186 | 2016 | 16 | 26 | 26 |  | SHAWBORO | KITTY HAWK (2073) | 230 | 230 | STEEL POLE | 0 | 10.73 | 0 | 636 ACSR | 0 | 0 | 0 | 0 | 0 | 0 | 0 | 0 | 0 | 0 | 0 | 0 | 0 | 0 | 0 | 0 | 0 | 0 | 0 | 0 | 0 | 0 | 0 | 12 | 0
NO |  | 186 | 2016 | 16 | 27 | 27 |  | SHAWBORO | KITTY HAWK (2073) | 230 | 230 | STEEL POLE | 0 | 2.94 | 0 | 795 ACSS | 0 | 0 | 0 | 0 | 0 | 0 | 0 | 0 | 0 | 0 | 0 | 0 | 0 | 0 | 0 | 0 | 0 | 0 | 0 | 0 | 0 | 0 | 0 | 12 | 0
NO |  | 186 | 2016 | 16 | 28 | 28 |  | SHAWBORO | KITTY HAWK (2073) | 230 | 230 | STEEL POLE | 0.81 | 0 | 0 | 1033.5 ACSR | 0 | 0 | 0 | 0 | 0 | 0 | 0 | 0 | 0 | 0 | 0 | 0 | 0 | 0 | 0 | 0 | 0 | 0 | 0 | 0 | 0 | 0 | 0 | 12 | 0
NO |  | 186 | 2016 | 16 | 29 | 29 |  | SHAWBORO | KITTY HAWK (2073) | 230 | 230 | STEEL POLE | 0.13 | 0 | 0 | 795 AAC | 0 | 0 | 0 | 0 | 0 | 0 | 0 | 0 | 0 | 0 | 0 | 0 | 0 | 0 | 0 | 0 | 0 | 0 | 0 | 0 | 0 | 0 | 0 | 12 | 0
NO |  | 186 | 2016 | 16 | 30 | 30 |  | SHAWBORO | KITTY HAWK (2073) | 230 | 230 | WOOD POLE | 1.92 | 0 | 0 | 1033.5 ACSR | 0 | 0 | 0 | 0 | 0 | 0 | 0 | 0 | 0 | 0 | 0 | 0 | 0 | 0 | 0 | 0 | 0 | 0 | 0 | 0 | 0 | 0 | 0 | 12 | 0
NO |  | 186 | 2016 | 16 | 31 | 31 |  | LOUISA CT | SOUTH ANNA (2074) | 230 | 230 | CONC HFRM | 0.11 | 0 | 1 | 1590 ACSR | 0 | 0 | 0 | 0 | 0 | 0 | 0 | 0 | 0 | 0 | 0 | 0 | 0 | 0 | 0 | 0 | 0 | 0 | 0 | 0 | 0 | 0 | 0 | 12 | 0
NO |  | 186 | 2016 | 16 | 32 | 32 |  | LOUISA CT | SOUTH ANNA (2074) | 230 | 230 | CONC POLE | 0.1 | 0 | 0 | 1590 ACSR | 0 | 0 | 0 | 0 | 0 | 0 | 0 | 0 | 0 | 0 | 0 | 0 | 0 | 0 | 0 | 0 | 0 | 0 | 0 | 0 | 0 | 0 | 0 | 12 | 0
NO |  | 186 | 2016 | 16 | 33 | 33 |  | LOUISA CT | SOUTH ANNA (2074) | 230 | 230 | STEEL HFRM | 0.07 | 0 | 0 | 477 ACSR | 0 | 0 | 0 | 0 | 0 | 0 | 0 | 0 | 0 | 0 | 0 | 0 | 0 | 0 | 0 | 0 | 0 | 0 | 0 | 0 | 0 | 0 | 0 | 12 | 0
NO |  | 186 | 2016 | 16 | 34 | 34 |  | LOUISA CT | SOUTH ANNA (2074) | 230 | 230 | STEEL POLE | 0.21 | 0 | 0 | 477 ACSR | 0 | 0 | 0 | 0 | 0 | 0 | 0 | 0 | 0 | 0 | 0 | 0 | 0 | 0 | 0 | 0 | 0 | 0 | 0 | 0 | 0 | 0 | 0 | 12 | 0
NO |  | 186 | 2016 | 16 | 35 | 35 |  | LOUISA CT | SOUTH ANNA (2074) | 230 | 230 | WOOD HFRM | 0.42 | 0 | 0 | 1590 ACSR | 0 | 0 | 0 | 0 | 0 | 0 | 0 | 0 | 0 | 0 | 0 | 0 | 0 | 0 | 0 | 0 | 0 | 0 | 0 | 0 | 0 | 0 | 0 | 12 | 0
NO |  | 186 | 2016 | 17 | 1 | 1 |  | LOUISA CT | SOUTH ANNA (2074) | 230 | 230 | WOOD POLE | 0.12 | 0 | 0 | 477 ACSR | 0 | 0 | 0 | 0 | 0 | 0 | 0 | 0 | 0 | 0 | 0 | 0 | 0 | 0 | 0 | 0 | 0 | 0 | 0 | 0 | 0 | 0 | 0 | 12 | 0
NO |  | 186 | 2016 | 17 | 2 | 2 |  | ELMONT | CHICKAHOMINY (2075) | 230 | 230 | CONC HFRM | 0.13 | 0 | 1 | 636 ACSR | 0 | 0 | 0 | 0 | 0 | 0 | 0 | 0 | 0 | 0 | 0 | 0 | 0 | 0 | 0 | 0 | 0 | 0 | 0 | 0 | 0 | 0 | 0 | 12 | 0
NO |  | 186 | 2016 | 17 | 3 | 3 |  | ELMONT | CHICKAHOMINY (2075) | 230 | 230 | STEEL HFRM | 21.64 | 0 | 0 | 636 ACSR | 0 | 0 | 0 | 0 | 0 | 0 | 0 | 0 | 0 | 0 | 0 | 0 | 0 | 0 | 0 | 0 | 0 | 0 | 0 | 0 | 0 | 0 | 0 | 12 | 0
NO |  | 186 | 2016 | 17 | 4 | 4 |  | ELMONT | CHICKAHOMINY (2075) | 230 | 230 | STEEL POLE | 0 | 0.07 | 0 | 636 ACSR | 0 | 0 | 0 | 0 | 0 | 0 | 0 | 0 | 0 | 0 | 0 | 0 | 0 | 0 | 0 | 0 | 0 | 0 | 0 | 0 | 0 | 0 | 0 | 12 | 0
NO |  | 186 | 2016 | 17 | 5 | 5 |  | ELMONT | CHICKAHOMINY (2075) | 230 | 230 | STEEL POLE | 10.09 | 0 | 0 | 636 ACSR | 0 | 0 | 0 | 0 | 0 | 0 | 0 | 0 | 0 | 0 | 0 | 0 | 0 | 0 | 0 | 0 | 0 | 0 | 0 | 0 | 0 | 0 | 0 | 12 | 0
NO |  | 186 | 2016 | 17 | 6 | 6 |  | DAHLGREN | NORTHERN NECK (2076) | 230 | 230 | CONC HFRM | 0.16 | 0 | 1 | 545.6 ACAR | 0 | 0 | 0 | 0 | 0 | 0 | 0 | 0 | 0 | 0 | 0 | 0 | 0 | 0 | 0 | 0 | 0 | 0 | 0 | 0 | 0 | 0 | 0 | 12 | 0
NO |  | 186 | 2016 | 17 | 7 | 7 |  | DAHLGREN | NORTHERN NECK (2076) | 230 | 230 | STEEL HFRM | 0.31 | 0 | 0 | 545.6 ACAR | 0 | 0 | 0 | 0 | 0 | 0 | 0 | 0 | 0 | 0 | 0 | 0 | 0 | 0 | 0 | 0 | 0 | 0 | 0 | 0 | 0 | 0 | 0 | 12 | 0
NO |  | 186 | 2016 | 17 | 8 | 8 |  | DAHLGREN | NORTHERN NECK (2076) | 230 | 230 | STEEL POLE | 9.53 | 0 | 0 | 636 ACSR | 0 | 0 | 0 | 0 | 0 | 0 | 0 | 0 | 0 | 0 | 0 | 0 | 0 | 0 | 0 | 0 | 0 | 0 | 0 | 0 | 0 | 0 | 0 | 12 | 0
NO |  | 186 | 2016 | 17 | 9 | 9 |  | DAHLGREN | NORTHERN NECK (2076) | 230 | 230 | WOOD HFRM | 32.27 | 0 | 0 | 545.6 ACAR | 0 | 0 | 0 | 0 | 0 | 0 | 0 | 0 | 0 | 0 | 0 | 0 | 0 | 0 | 0 | 0 | 0 | 0 | 0 | 0 | 0 | 0 | 0 | 12 | 0
NO |  | 186 | 2016 | 17 | 10 | 10 |  | DAHLGREN | NORTHERN NECK (2076) | 230 | 230 | WOOD POLE | 1.16 | 0 | 0 | 545.6 ACAR | 0 | 0 | 0 | 0 | 0 | 0 | 0 | 0 | 0 | 0 | 0 | 0 | 0 | 0 | 0 | 0 | 0 | 0 | 0 | 0 | 0 | 0 | 0 | 12 | 0
NO |  | 186 | 2016 | 17 | 11 | 11 |  | REMINGTON | REMINGTON CT (2077) | 230 | 230 | CONC HFRM | 0 | 0.04 | 1 | 636 ACSR | 0 | 0 | 0 | 0 | 0 | 0 | 0 | 0 | 0 | 0 | 0 | 0 | 0 | 0 | 0 | 0 | 0 | 0 | 0 | 0 | 0 | 0 | 0 | 12 | 0
NO |  | 186 | 2016 | 17 | 12 | 12 |  | REMINGTON | REMINGTON CT (2077) | 230 | 230 | STEEL HFRM | 0.09 | 0 | 0 | 636 ACSR | 0 | 0 | 0 | 0 | 0 | 0 | 0 | 0 | 0 | 0 | 0 | 0 | 0 | 0 | 0 | 0 | 0 | 0 | 0 | 0 | 0 | 0 | 0 | 12 | 0
NO |  | 186 | 2016 | 17 | 13 | 13 |  | REMINGTON | REMINGTON CT (2077) | 230 | 230 | STEEL POLE | 0 | 0.35 | 0 | 636 ACSR | 0 | 0 | 0 | 0 | 0 | 0 | 0 | 0 | 0 | 0 | 0 | 0 | 0 | 0 | 0 | 0 | 0 | 0 | 0 | 0 | 0 | 0 | 0 | 12 | 0
NO |  | 186 | 2016 | 17 | 14 | 14 |  | REMINGTON | REMINGTON CT (2077) | 230 | 230 | STEEL POLE | 0.1 | 0 | 0 | 636 ACSR | 0 | 0 | 0 | 0 | 0 | 0 | 0 | 0 | 0 | 0 | 0 | 0 | 0 | 0 | 0 | 0 | 0 | 0 | 0 | 0 | 0 | 0 | 0 | 12 | 0
NO |  | 186 | 2016 | 17 | 15 | 15 |  | POSSUM POINT 500 | POSSUM POINT (2078) | 230 | 230 | CONC HFRM | 0.34 | 0 | 1 | 636 ACSR | 0 | 0 | 0 | 0 | 0 | 0 | 0 | 0 | 0 | 0 | 0 | 0 | 0 | 0 | 0 | 0 | 0 | 0 | 0 | 0 | 0 | 0 | 0 | 12 | 0
NO |  | 186 | 2016 | 17 | 16 | 16 |  | POSSUM POINT 500 | POSSUM POINT (2078) | 230 | 230 | CONC POLE | 0.11 | 0 | 0 | 636 ACSR | 0 | 0 | 0 | 0 | 0 | 0 | 0 | 0 | 0 | 0 | 0 | 0 | 0 | 0 | 0 | 0 | 0 | 0 | 0 | 0 | 0 | 0 | 0 | 12 | 0
NO |  | 186 | 2016 | 17 | 17 | 17 |  | POSSUM POINT 500 | POSSUM POINT (2078) | 230 | 230 | STEEL POLE | 0.36 | 0 | 0 | 636 ACSR | 0 | 0 | 0 | 0 | 0 | 0 | 0 | 0 | 0 | 0 | 0 | 0 | 0 | 0 | 0 | 0 | 0 | 0 | 0 | 0 | 0 | 0 | 0 | 12 | 0
NO |  | 186 | 2016 | 17 | 18 | 18 |  | DRANESVILLE | BECO (2079) | 230 | 230 | CONC HFRM | 0.04 | 0 | 1 | 1192.5 ACSR | 0 | 0 | 0 | 0 | 0 | 0 | 0 | 0 | 0 | 0 | 0 | 0 | 0 | 0 | 0 | 0 | 0 | 0 | 0 | 0 | 0 | 0 | 0 | 12 | 0
NO |  | 186 | 2016 | 17 | 19 | 19 |  | DRANESVILLE | BECO (2079) | 230 | 230 | STEEL HFRM | 0 | 0.04 | 0 | 1192.5 ACSS | 0 | 0 | 0 | 0 | 0 | 0 | 0 | 0 | 0 | 0 | 0 | 0 | 0 | 0 | 0 | 0 | 0 | 0 | 0 | 0 | 0 | 0 | 0 | 12 | 0
NO |  | 186 | 2016 | 17 | 20 | 20 |  | DRANESVILLE | BECO (2079) | 230 | 230 | STEEL POLE | 0 | 0.09 | 0 | 1192.5 ACSR | 0 | 0 | 0 | 0 | 0 | 0 | 0 | 0 | 0 | 0 | 0 | 0 | 0 | 0 | 0 | 0 | 0 | 0 | 0 | 0 | 0 | 0 | 0 | 12 | 0
NO |  | 186 | 2016 | 17 | 21 | 21 |  | DRANESVILLE | BECO (2079) | 230 | 230 | STEEL POLE | 0 | 1.66 | 0 | 1192.5 ACSS | 0 | 0 | 0 | 0 | 0 | 0 | 0 | 0 | 0 | 0 | 0 | 0 | 0 | 0 | 0 | 0 | 0 | 0 | 0 | 0 | 0 | 0 | 0 | 12 | 0
NO |  | 186 | 2016 | 17 | 22 | 22 |  | DRANESVILLE | BECO (2079) | 230 | 230 | STEEL POLE | 0.3 | 0 | 0 | 1192.5 ACSR | 0 | 0 | 0 | 0 | 0 | 0 | 0 | 0 | 0 | 0 | 0 | 0 | 0 | 0 | 0 | 0 | 0 | 0 | 0 | 0 | 0 | 0 | 0 | 12 | 0
NO |  | 186 | 2016 | 17 | 23 | 23 |  | DRANESVILLE | BECO (2079) | 230 | 230 | STEEL TWR | 0 | 3.31 | 0 | 1192.5 ACSR | 0 | 0 | 0 | 0 | 0 | 0 | 0 | 0 | 0 | 0 | 0 | 0 | 0 | 0 | 0 | 0 | 0 | 0 | 0 | 0 | 0 | 0 | 0 | 12 | 0
NO |  | 186 | 2016 | 17 | 24 | 24 |  | DRANESVILLE | BECO (2079) | 230 | 230 | STEEL TWR | 0 | 0.12 | 0 | 1192.5 ACSS | 0 | 0 | 0 | 0 | 0 | 0 | 0 | 0 | 0 | 0 | 0 | 0 | 0 | 0 | 0 | 0 | 0 | 0 | 0 | 0 | 0 | 0 | 0 | 12 | 0
NO |  | 186 | 2016 | 17 | 25 | 25 |  | DRANESVILLE | BECO (2079) | 230 | 230 | STEEL TWR | 0.03 | 0 | 0 | 1033.5 ACSS | 0 | 0 | 0 | 0 | 0 | 0 | 0 | 0 | 0 | 0 | 0 | 0 | 0 | 0 | 0 | 0 | 0 | 0 | 0 | 0 | 0 | 0 | 0 | 12 | 0
NO |  | 186 | 2016 | 17 | 26 | 26 |  | SOUTHWEST | CHESTERFIELD 230 (208) | 230 | 230 | STEEL POLE | 0 | 0.17 | 1 | 1033.5 ACSR | 0 | 0 | 0 | 0 | 0 | 0 | 0 | 0 | 0 | 0 | 0 | 0 | 0 | 0 | 0 | 0 | 0 | 0 | 0 | 0 | 0 | 0 | 0 | 12 | 0
NO |  | 186 | 2016 | 17 | 27 | 27 |  | SOUTHWEST | CHESTERFIELD 230 (208) | 230 | 230 | STEEL POLE | 0.55 | 0 | 0 | 1033.5 ACSR | 0 | 0 | 0 | 0 | 0 | 0 | 0 | 0 | 0 | 0 | 0 | 0 | 0 | 0 | 0 | 0 | 0 | 0 | 0 | 0 | 0 | 0 | 0 | 12 | 0
NO |  | 186 | 2016 | 17 | 28 | 28 |  | SOUTHWEST | CHESTERFIELD 230 (208) | 230 | 230 | STEEL TWR | 0 | 10.05 | 0 | 1033.5 ACSR | 0 | 0 | 0 | 0 | 0 | 0 | 0 | 0 | 0 | 0 | 0 | 0 | 0 | 0 | 0 | 0 | 0 | 0 | 0 | 0 | 0 | 0 | 0 | 12 | 0
NO |  | 186 | 2016 | 17 | 29 | 29 |  | SOUTHWEST | CHESTERFIELD 230 (208) | 230 | 230 | STEEL TWR | 3.27 | 0 | 0 | 1033.5 ACSR | 0 | 0 | 0 | 0 | 0 | 0 | 0 | 0 | 0 | 0 | 0 | 0 | 0 | 0 | 0 | 0 | 0 | 0 | 0 | 0 | 0 | 0 | 0 | 12 | 0
NO |  | 186 | 2016 | 17 | 30 | 30 |  | SOUTHWEST | CHESTERFIELD 230 (208) | 230 | 230 | STEEL TWR | 0.36 | 0 | 0 | 2500 ACAR | 0 | 0 | 0 | 0 | 0 | 0 | 0 | 0 | 0 | 0 | 0 | 0 | 0 | 0 | 0 | 0 | 0 | 0 | 0 | 0 | 0 | 0 | 0 | 12 | 0
NO |  | 186 | 2016 | 17 | 31 | 31 |  | LIBERTY | RAILROAD DP (2080) | 230 | 230 | STEEL HFRM | 0.06 | 0 | 1 | 636 ACSR | 0 | 0 | 0 | 0 | 0 | 0 | 0 | 0 | 0 | 0 | 0 | 0 | 0 | 0 | 0 | 0 | 0 | 0 | 0 | 0 | 0 | 0 | 0 | 12 | 0
NO |  | 186 | 2016 | 17 | 32 | 32 |  | LIBERTY | RAILROAD DP (2080) | 230 | 230 | STEEL POLE | 0.23 | 0 | 0 | 636 ACSR | 0 | 0 | 0 | 0 | 0 | 0 | 0 | 0 | 0 | 0 | 0 | 0 | 0 | 0 | 0 | 0 | 0 | 0 | 0 | 0 | 0 | 0 | 0 | 12 | 0
NO |  | 186 | 2016 | 17 | 33 | 33 |  | STERLING PARK | BEAUMEADE (2081) | 230 | 230 | CONC HFRM | 0.12 | 0 | 1 | 1192.5 ACSR | 0 | 0 | 0 | 0 | 0 | 0 | 0 | 0 | 0 | 0 | 0 | 0 | 0 | 0 | 0 | 0 | 0 | 0 | 0 | 0 | 0 | 0 | 0 | 12 | 0
NO |  | 186 | 2016 | 17 | 34 | 34 |  | STERLING PARK | BEAUMEADE (2081) | 230 | 230 | STEEL POLE | 0 | 0.15 | 0 | 1192.5 ACSR | 0 | 0 | 0 | 0 | 0 | 0 | 0 | 0 | 0 | 0 | 0 | 0 | 0 | 0 | 0 | 0 | 0 | 0 | 0 | 0 | 0 | 0 | 0 | 12 | 0
NO |  | 186 | 2016 | 17 | 35 | 35 |  | STERLING PARK | BEAUMEADE (2081) | 230 | 230 | STEEL POLE | 0 | 0.27 | 0 | 1192.5 ACSS | 0 | 0 | 0 | 0 | 0 | 0 | 0 | 0 | 0 | 0 | 0 | 0 | 0 | 0 | 0 | 0 | 0 | 0 | 0 | 0 | 0 | 0 | 0 | 12 | 0
NO |  | 186 | 2016 | 18 | 1 | 1 |  | STERLING PARK | BEAUMEADE (2081) | 230 | 230 | STEEL POLE | 0.15 | 0 | 0 | 1192.5 ACSR | 0 | 0 | 0 | 0 | 0 | 0 | 0 | 0 | 0 | 0 | 0 | 0 | 0 | 0 | 0 | 0 | 0 | 0 | 0 | 0 | 0 | 0 | 0 | 12 | 0
NO |  | 186 | 2016 | 18 | 2 | 2 |  | STERLING PARK | BEAUMEADE (2081) | 230 | 230 | STEEL POLE | 0.01 | 0 | 0 | 1233.6 ACSS | 0 | 0 | 0 | 0 | 0 | 0 | 0 | 0 | 0 | 0 | 0 | 0 | 0 | 0 | 0 | 0 | 0 | 0 | 0 | 0 | 0 | 0 | 0 | 12 | 0
NO |  | 186 | 2016 | 18 | 3 | 3 |  | STERLING PARK | BEAUMEADE (2081) | 230 | 230 | STEEL TWR | 0 | 1.97 | 0 | 1192.5 ACSS | 0 | 0 | 0 | 0 | 0 | 0 | 0 | 0 | 0 | 0 | 0 | 0 | 0 | 0 | 0 | 0 | 0 | 0 | 0 | 0 | 0 | 0 | 0 | 12 | 0
NO |  | 186 | 2016 | 18 | 4 | 4 |  | STERLING PARK | BEAUMEADE (2081) | 230 | 230 | STEEL TWR | 0.3 | 0 | 0 | 1192.5 ACSR | 0 | 0 | 0 | 0 | 0 | 0 | 0 | 0 | 0 | 0 | 0 | 0 | 0 | 0 | 0 | 0 | 0 | 0 | 0 | 0 | 0 | 0 | 0 | 12 | 0
NO |  | 186 | 2016 | 18 | 5 | 5 |  | STERLING PARK | BEAUMEADE (2081) | 230 | 230 | STEEL TWR | 0.14 | 0 | 0 | 1233.6 ACSS | 0 | 0 | 0 | 0 | 0 | 0 | 0 | 0 | 0 | 0 | 0 | 0 | 0 | 0 | 0 | 0 | 0 | 0 | 0 | 0 | 0 | 0 | 0 | 12 | 0
NO |  | 186 | 2016 | 18 | 6 | 6 |  | SEWELLS POINT | NAVY NORTH (2082) | 230 | 230 | UG UG | 2.17 | 0 | 1 | 2500 CU | 0 | 0 | 0 | 0 | 0 | 0 | 0 | 0 | 0 | 0 | 0 | 0 | 0 | 0 | 0 | 0 | 0 | 0 | 0 | 0 | 0 | 0 | 0 | 12 | 0
NO |  | 186 | 2016 | 18 | 7 | 7 |  | BIRCHWOOD NUG | FREDERICKSBURG (2083) | 230 | 230 | CONC HFRM | 0.04 | 0 | 1 | 721 ACAR | 0 | 0 | 0 | 0 | 0 | 0 | 0 | 0 | 0 | 0 | 0 | 0 | 0 | 0 | 0 | 0 | 0 | 0 | 0 | 0 | 0 | 0 | 0 | 12 | 0
NO |  | 186 | 2016 | 18 | 8 | 8 |  | BIRCHWOOD NUG | FREDERICKSBURG (2083) | 230 | 230 | CONC POLE | 0 | 0.5 | 0 | 1534 ACAR | 0 | 0 | 0 | 0 | 0 | 0 | 0 | 0 | 0 | 0 | 0 | 0 | 0 | 0 | 0 | 0 | 0 | 0 | 0 | 0 | 0 | 0 | 0 | 12 | 0
NO |  | 186 | 2016 | 18 | 9 | 9 |  | BIRCHWOOD NUG | FREDERICKSBURG (2083) | 230 | 230 | STEEL HFRM | 0 | 2.31 | 0 | 1534 ACAR | 0 | 0 | 0 | 0 | 0 | 0 | 0 | 0 | 0 | 0 | 0 | 0 | 0 | 0 | 0 | 0 | 0 | 0 | 0 | 0 | 0 | 0 | 0 | 12 | 0
NO |  | 186 | 2016 | 18 | 10 | 10 |  | BIRCHWOOD NUG | FREDERICKSBURG (2083) | 230 | 230 | STEEL POLE | 0 | 0.23 | 0 | 1534 ACAR | 0 | 0 | 0 | 0 | 0 | 0 | 0 | 0 | 0 | 0 | 0 | 0 | 0 | 0 | 0 | 0 | 0 | 0 | 0 | 0 | 0 | 0 | 0 | 12 | 0
NO |  | 186 | 2016 | 18 | 11 | 11 |  | BIRCHWOOD NUG | FREDERICKSBURG (2083) | 230 | 230 | STEEL POLE | 1.74 | 0 | 0 | 545.6 ACAR | 0 | 0 | 0 | 0 | 0 | 0 | 0 | 0 | 0 | 0 | 0 | 0 | 0 | 0 | 0 | 0 | 0 | 0 | 0 | 0 | 0 | 0 | 0 | 12 | 0
NO |  | 186 | 2016 | 18 | 12 | 12 |  | BIRCHWOOD NUG | FREDERICKSBURG (2083) | 230 | 230 | STEEL POLE | 0.74 | 0 | 0 | 721 ACAR | 0 | 0 | 0 | 0 | 0 | 0 | 0 | 0 | 0 | 0 | 0 | 0 | 0 | 0 | 0 | 0 | 0 | 0 | 0 | 0 | 0 | 0 | 0 | 12 | 0
NO |  | 186 | 2016 | 18 | 13 | 13 |  | BIRCHWOOD NUG | FREDERICKSBURG (2083) | 230 | 230 | WOOD HFRM | 8.6 | 0 | 0 | 545.6 ACAR | 0 | 0 | 0 | 0 | 0 | 0 | 0 | 0 | 0 | 0 | 0 | 0 | 0 | 0 | 0 | 0 | 0 | 0 | 0 | 0 | 0 | 0 | 0 | 12 | 0
NO |  | 186 | 2016 | 18 | 14 | 14 |  | BIRCHWOOD NUG | FREDERICKSBURG (2083) | 230 | 230 | WOOD POLE | 0.99 | 0 | 0 | 545.6 ACAR | 0 | 0 | 0 | 0 | 0 | 0 | 0 | 0 | 0 | 0 | 0 | 0 | 0 | 0 | 0 | 0 | 0 | 0 | 0 | 0 | 0 | 0 | 0 | 12 | 0
NO |  | 186 | 2016 | 18 | 15 | 15 |  | LOW MOOR | LEXINGTON (2084) | 230 | 230 | STEEL HFRM | 0 | 0.09 | 1 | 545.6 ACAR | 0 | 0 | 0 | 0 | 0 | 0 | 0 | 0 | 0 | 0 | 0 | 0 | 0 | 0 | 0 | 0 | 0 | 0 | 0 | 0 | 0 | 0 | 0 | 12 | 0
NO |  | 186 | 2016 | 18 | 16 | 16 |  | LOW MOOR | LEXINGTON (2084) | 230 | 230 | STEEL HFRM | 14.22 | 0 | 0 | 477 ACSR | 0 | 0 | 0 | 0 | 0 | 0 | 0 | 0 | 0 | 0 | 0 | 0 | 0 | 0 | 0 | 0 | 0 | 0 | 0 | 0 | 0 | 0 | 0 | 12 | 0
NO |  | 186 | 2016 | 18 | 17 | 17 |  | LOW MOOR | LEXINGTON (2084) | 230 | 230 | STEEL HFRM | 0.17 | 0 | 0 | 636 ACSR | 0 | 0 | 0 | 0 | 0 | 0 | 0 | 0 | 0 | 0 | 0 | 0 | 0 | 0 | 0 | 0 | 0 | 0 | 0 | 0 | 0 | 0 | 0 | 12 | 0
NO |  | 186 | 2016 | 18 | 18 | 18 |  | LOW MOOR | LEXINGTON (2084) | 230 | 230 | STEEL POLE | 0.76 | 0 | 0 | 477 ACSR | 0 | 0 | 0 | 0 | 0 | 0 | 0 | 0 | 0 | 0 | 0 | 0 | 0 | 0 | 0 | 0 | 0 | 0 | 0 | 0 | 0 | 0 | 0 | 12 | 0
NO |  | 186 | 2016 | 18 | 19 | 19 |  | LOW MOOR | LEXINGTON (2084) | 230 | 230 | STEEL POLE | 0.44 | 0 | 0 | 636 ACSR | 0 | 0 | 0 | 0 | 0 | 0 | 0 | 0 | 0 | 0 | 0 | 0 | 0 | 0 | 0 | 0 | 0 | 0 | 0 | 0 | 0 | 0 | 0 | 12 | 0
NO |  | 186 | 2016 | 18 | 20 | 20 |  | LOW MOOR | LEXINGTON (2084) | 230 | 230 | STEEL TWR | 0 | 11.04 | 0 | 545.6 ACAR | 0 | 0 | 0 | 0 | 0 | 0 | 0 | 0 | 0 | 0 | 0 | 0 | 0 | 0 | 0 | 0 | 0 | 0 | 0 | 0 | 0 | 0 | 0 | 12 | 0
NO |  | 186 | 2016 | 18 | 21 | 21 |  | LOW MOOR | LEXINGTON (2084) | 230 | 230 | STEEL TWR | 0.16 | 0 | 0 | 477 ACSR | 0 | 0 | 0 | 0 | 0 | 0 | 0 | 0 | 0 | 0 | 0 | 0 | 0 | 0 | 0 | 0 | 0 | 0 | 0 | 0 | 0 | 0 | 0 | 12 | 0
NO |  | 186 | 2016 | 18 | 22 | 22 |  | LOW MOOR | LEXINGTON (2084) | 230 | 230 | WOOD HFRM | 7.24 | 0 | 0 | 477 ACSR | 0 | 0 | 0 | 0 | 0 | 0 | 0 | 0 | 0 | 0 | 0 | 0 | 0 | 0 | 0 | 0 | 0 | 0 | 0 | 0 | 0 | 0 | 0 | 12 | 0
NO |  | 186 | 2016 | 18 | 23 | 23 |  | LOW MOOR | LEXINGTON (2084) | 230 | 230 | WOOD POLE | 0 | 0.08 | 0 | 477 ACSR | 0 | 0 | 0 | 0 | 0 | 0 | 0 | 0 | 0 | 0 | 0 | 0 | 0 | 0 | 0 | 0 | 0 | 0 | 0 | 0 | 0 | 0 | 0 | 12 | 0
NO |  | 186 | 2016 | 18 | 24 | 24 |  | LOW MOOR | LEXINGTON (2084) | 230 | 230 | WOOD POLE | 3.18 | 0 | 0 | 477 ACSR | 0 | 0 | 0 | 0 | 0 | 0 | 0 | 0 | 0 | 0 | 0 | 0 | 0 | 0 | 0 | 0 | 0 | 0 | 0 | 0 | 0 | 0 | 0 | 12 | 0
NO |  | 186 | 2016 | 18 | 25 | 25 |  | LANDSTOWN | WEST LANDING (2085) | 230 | 230 | CONC HFRM | 0.05 | 0 | 1 | 636 ACSR | 0 | 0 | 0 | 0 | 0 | 0 | 0 | 0 | 0 | 0 | 0 | 0 | 0 | 0 | 0 | 0 | 0 | 0 | 0 | 0 | 0 | 0 | 0 | 12 | 0
NO |  | 186 | 2016 | 18 | 26 | 26 |  | LANDSTOWN | WEST LANDING (2085) | 230 | 230 | STEEL HFRM | 0.55 | 0 | 0 | 636 ACSR | 0 | 0 | 0 | 0 | 0 | 0 | 0 | 0 | 0 | 0 | 0 | 0 | 0 | 0 | 0 | 0 | 0 | 0 | 0 | 0 | 0 | 0 | 0 | 12 | 0
NO |  | 186 | 2016 | 18 | 27 | 27 |  | LANDSTOWN | WEST LANDING (2085) | 230 | 230 | STEEL POLE | 7.29 | 0 | 0 | 636 ACSR | 0 | 0 | 0 | 0 | 0 | 0 | 0 | 0 | 0 | 0 | 0 | 0 | 0 | 0 | 0 | 0 | 0 | 0 | 0 | 0 | 0 | 0 | 0 | 12 | 0
NO |  | 186 | 2016 | 18 | 28 | 28 |  | REMINGTON CT | WARRENTON (2086) | 230 | 230 | CONC HFRM | 0 | 0.09 | 1 | 1109 ACAR | 0 | 0 | 0 | 0 | 0 | 0 | 0 | 0 | 0 | 0 | 0 | 0 | 0 | 0 | 0 | 0 | 0 | 0 | 0 | 0 | 0 | 0 | 0 | 12 | 0
NO |  | 186 | 2016 | 18 | 29 | 29 |  | REMINGTON CT | WARRENTON (2086) | 230 | 230 | CONC HFRM | 0.41 | 0 | 0 | 1109 ACAR | 0 | 0 | 0 | 0 | 0 | 0 | 0 | 0 | 0 | 0 | 0 | 0 | 0 | 0 | 0 | 0 | 0 | 0 | 0 | 0 | 0 | 0 | 0 | 12 | 0
NO |  | 186 | 2016 | 18 | 30 | 30 |  | REMINGTON CT | WARRENTON (2086) | 230 | 230 | CONC POLE | 0 | 0.08 | 0 | 1109 ACAR | 0 | 0 | 0 | 0 | 0 | 0 | 0 | 0 | 0 | 0 | 0 | 0 | 0 | 0 | 0 | 0 | 0 | 0 | 0 | 0 | 0 | 0 | 0 | 12 | 0
NO |  | 186 | 2016 | 18 | 31 | 31 |  | REMINGTON CT | WARRENTON (2086) | 230 | 230 | CONC POLE | 10.12 | 0 | 0 | 1109 ACAR | 0 | 0 | 0 | 0 | 0 | 0 | 0 | 0 | 0 | 0 | 0 | 0 | 0 | 0 | 0 | 0 | 0 | 0 | 0 | 0 | 0 | 0 | 0 | 12 | 0
NO |  | 186 | 2016 | 18 | 32 | 32 |  | REMINGTON CT | WARRENTON (2086) | 230 | 230 | STEEL HFRM | 0 | 0.06 | 0 | 1109 ACAR | 0 | 0 | 0 | 0 | 0 | 0 | 0 | 0 | 0 | 0 | 0 | 0 | 0 | 0 | 0 | 0 | 0 | 0 | 0 | 0 | 0 | 0 | 0 | 12 | 0
NO |  | 186 | 2016 | 18 | 33 | 33 |  | REMINGTON CT | WARRENTON (2086) | 230 | 230 | STEEL POLE | 0 | 0.3 | 0 | 1109 ACAR | 0 | 0 | 0 | 0 | 0 | 0 | 0 | 0 | 0 | 0 | 0 | 0 | 0 | 0 | 0 | 0 | 0 | 0 | 0 | 0 | 0 | 0 | 0 | 12 | 0
NO |  | 186 | 2016 | 18 | 34 | 34 |  | REMINGTON CT | WARRENTON (2086) | 230 | 230 | STEEL POLE | 0.89 | 0 | 0 | 1109 ACAR | 0 | 0 | 0 | 0 | 0 | 0 | 0 | 0 | 0 | 0 | 0 | 0 | 0 | 0 | 0 | 0 | 0 | 0 | 0 | 0 | 0 | 0 | 0 | 12 | 0
NO |  | 186 | 2016 | 18 | 35 | 35 |  | FENTRESS | SHAWBORO (2087) | 230 | 230 | CONC HFRM | 0 | 0.04 | 1 | 2500 ACAR | 0 | 0 | 0 | 0 | 0 | 0 | 0 | 0 | 0 | 0 | 0 | 0 | 0 | 0 | 0 | 0 | 0 | 0 | 0 | 0 | 0 | 0 | 0 | 12 | 0
NO |  | 186 | 2016 | 19 | 1 | 1 |  | FENTRESS | SHAWBORO (2087) | 230 | 230 | CONC HFRM | 0.04 | 0 | 0 | 636 ACSR | 0 | 0 | 0 | 0 | 0 | 0 | 0 | 0 | 0 | 0 | 0 | 0 | 0 | 0 | 0 | 0 | 0 | 0 | 0 | 0 | 0 | 0 | 0 | 12 | 0
NO |  | 186 | 2016 | 19 | 2 | 2 |  | FENTRESS | SHAWBORO (2087) | 230 | 230 | STEEL HFRM | 0.04 | 0 | 0 | 636 ACSR | 0 | 0 | 0 | 0 | 0 | 0 | 0 | 0 | 0 | 0 | 0 | 0 | 0 | 0 | 0 | 0 | 0 | 0 | 0 | 0 | 0 | 0 | 0 | 12 | 0
NO |  | 186 | 2016 | 19 | 3 | 3 |  | FENTRESS | SHAWBORO (2087) | 230 | 230 | STEEL POLE | 0 | 0.08 | 0 | 636 ACSR | 0 | 0 | 0 | 0 | 0 | 0 | 0 | 0 | 0 | 0 | 0 | 0 | 0 | 0 | 0 | 0 | 0 | 0 | 0 | 0 | 0 | 0 | 0 | 12 | 0
NO |  | 186 | 2016 | 19 | 4 | 4 |  | FENTRESS | SHAWBORO (2087) | 230 | 230 | STEEL POLE | 13.42 | 0 | 0 | 636 ACSR | 0 | 0 | 0 | 0 | 0 | 0 | 0 | 0 | 0 | 0 | 0 | 0 | 0 | 0 | 0 | 0 | 0 | 0 | 0 | 0 | 0 | 0 | 0 | 12 | 0
NO |  | 186 | 2016 | 19 | 5 | 5 |  | FENTRESS | SHAWBORO (2087) | 230 | 230 | STEEL TWR | 0 | 4.09 | 0 | 545.6 ACAR | 0 | 0 | 0 | 0 | 0 | 0 | 0 | 0 | 0 | 0 | 0 | 0 | 0 | 0 | 0 | 0 | 0 | 0 | 0 | 0 | 0 | 0 | 0 | 12 | 0
NO |  | 186 | 2016 | 19 | 6 | 6 |  | FENTRESS | SHAWBORO (2087) | 230 | 230 | STEEL TWR | 0 | 0.14 | 0 | 636 ACSR | 0 | 0 | 0 | 0 | 0 | 0 | 0 | 0 | 0 | 0 | 0 | 0 | 0 | 0 | 0 | 0 | 0 | 0 | 0 | 0 | 0 | 0 | 0 | 12 | 0
NO |  | 186 | 2016 | 19 | 7 | 7 |  | FENTRESS | SHAWBORO (2087) | 230 | 230 | STEEL TWR | 0.04 | 0 | 0 | 636 ACSR | 0 | 0 | 0 | 0 | 0 | 0 | 0 | 0 | 0 | 0 | 0 | 0 | 0 | 0 | 0 | 0 | 0 | 0 | 0 | 0 | 0 | 0 | 0 | 12 | 0
NO |  | 186 | 2016 | 19 | 8 | 8 |  | GORDONSVILLE | LOUISA CT (2088) | 230 | 230 | CONC HFRM | 0 | 0.06 | 1 | 477 ACSR | 0 | 0 | 0 | 0 | 0 | 0 | 0 | 0 | 0 | 0 | 0 | 0 | 0 | 0 | 0 | 0 | 0 | 0 | 0 | 0 | 0 | 0 | 0 | 12 | 0
NO |  | 186 | 2016 | 19 | 9 | 9 |  | GORDONSVILLE | LOUISA CT (2088) | 230 | 230 | STEEL HFRM | 0.14 | 0 | 0 | 477 ACSR | 0 | 0 | 0 | 0 | 0 | 0 | 0 | 0 | 0 | 0 | 0 | 0 | 0 | 0 | 0 | 0 | 0 | 0 | 0 | 0 | 0 | 0 | 0 | 12 | 0
NO |  | 186 | 2016 | 19 | 10 | 10 |  | GORDONSVILLE | LOUISA CT (2088) | 230 | 230 | STEEL POLE | 0 | 0.14 | 0 | 477 ACSR | 0 | 0 | 0 | 0 | 0 | 0 | 0 | 0 | 0 | 0 | 0 | 0 | 0 | 0 | 0 | 0 | 0 | 0 | 0 | 0 | 0 | 0 | 0 | 12 | 0
NO |  | 186 | 2016 | 19 | 11 | 11 |  | GORDONSVILLE | LOUISA CT (2088) | 230 | 230 | STEEL POLE | 0.07 | 0 | 0 | 477 ACSR | 0 | 0 | 0 | 0 | 0 | 0 | 0 | 0 | 0 | 0 | 0 | 0 | 0 | 0 | 0 | 0 | 0 | 0 | 0 | 0 | 0 | 0 | 0 | 12 | 0
NO |  | 186 | 2016 | 19 | 12 | 12 |  | GORDONSVILLE | LOUISA CT (2088) | 230 | 230 | WOOD HFRM | 0.32 | 0 | 0 | 477 ACSR | 0 | 0 | 0 | 0 | 0 | 0 | 0 | 0 | 0 | 0 | 0 | 0 | 0 | 0 | 0 | 0 | 0 | 0 | 0 | 0 | 0 | 0 | 0 | 12 | 0
NO |  | 186 | 2016 | 19 | 13 | 13 |  | GORDONSVILLE | LOUISA CT (2088) | 230 | 230 | WOOD POLE | 0 | 0.05 | 0 | 477 ACSR | 0 | 0 | 0 | 0 | 0 | 0 | 0 | 0 | 0 | 0 | 0 | 0 | 0 | 0 | 0 | 0 | 0 | 0 | 0 | 0 | 0 | 0 | 0 | 12 | 0
NO |  | 186 | 2016 | 19 | 14 | 14 |  | LADYSMITH | LADYSMITH CT (2089) | 230 | 230 | CONC HFRM | 0.1 | 0 | 1 | 636 ACSR | 0 | 0 | 0 | 0 | 0 | 0 | 0 | 0 | 0 | 0 | 0 | 0 | 0 | 0 | 0 | 0 | 0 | 0 | 0 | 0 | 0 | 0 | 0 | 12 | 0
NO |  | 186 | 2016 | 19 | 15 | 15 |  | LADYSMITH | LADYSMITH CT (2089) | 230 | 230 | CONC POLE | 0.05 | 0 | 0 | 636 ACSR | 0 | 0 | 0 | 0 | 0 | 0 | 0 | 0 | 0 | 0 | 0 | 0 | 0 | 0 | 0 | 0 | 0 | 0 | 0 | 0 | 0 | 0 | 0 | 12 | 0
NO |  | 186 | 2016 | 19 | 16 | 16 |  | LADYSMITH | LADYSMITH CT (2089) | 230 | 230 | STEEL POLE | 0.1 | 0 | 0 | 636 ACSR | 0 | 0 | 0 | 0 | 0 | 0 | 0 | 0 | 0 | 0 | 0 | 0 | 0 | 0 | 0 | 0 | 0 | 0 | 0 | 0 | 0 | 0 | 0 | 12 | 0
NO |  | 186 | 2016 | 19 | 17 | 17 |  | LADYSMITH | LADYSMITH CT (2089) | 230 | 230 | STEEL TWR | 3.69 | 0 | 0 | 636 ACSR | 0 | 0 | 0 | 0 | 0 | 0 | 0 | 0 | 0 | 0 | 0 | 0 | 0 | 0 | 0 | 0 | 0 | 0 | 0 | 0 | 0 | 0 | 0 | 12 | 0
NO |  | 186 | 2016 | 19 | 18 | 18 |  | WALLER | YORKTOWN (209) | 230 | 230 | CONC HFRM | 0 | 0.05 | 1 | 1033.5 ACSR | 0 | 0 | 0 | 0 | 0 | 0 | 0 | 0 | 0 | 0 | 0 | 0 | 0 | 0 | 0 | 0 | 0 | 0 | 0 | 0 | 0 | 0 | 0 | 12 | 0
NO |  | 186 | 2016 | 19 | 19 | 19 |  | WALLER | YORKTOWN (209) | 230 | 230 | STEEL HFRM | 0 | 1.71 | 0 | 1033.5 ACSR | 0 | 0 | 0 | 0 | 0 | 0 | 0 | 0 | 0 | 0 | 0 | 0 | 0 | 0 | 0 | 0 | 0 | 0 | 0 | 0 | 0 | 0 | 0 | 12 | 0
NO |  | 186 | 2016 | 19 | 20 | 20 |  | WALLER | YORKTOWN (209) | 230 | 230 | STEEL HFRM | 0.17 | 0 | 0 | 1033.5 ACSR | 0 | 0 | 0 | 0 | 0 | 0 | 0 | 0 | 0 | 0 | 0 | 0 | 0 | 0 | 0 | 0 | 0 | 0 | 0 | 0 | 0 | 0 | 0 | 12 | 0
NO |  | 186 | 2016 | 19 | 21 | 21 |  | WALLER | YORKTOWN (209) | 230 | 230 | STEEL POLE | 0 | 0.88 | 0 | 1033.5 ACSR | 0 | 0 | 0 | 0 | 0 | 0 | 0 | 0 | 0 | 0 | 0 | 0 | 0 | 0 | 0 | 0 | 0 | 0 | 0 | 0 | 0 | 0 | 0 | 12 | 0
NO |  | 186 | 2016 | 19 | 22 | 22 |  | WALLER | YORKTOWN (209) | 230 | 230 | STEEL POLE | 0.29 | 0 | 0 | 1033.5 ACSR | 0 | 0 | 0 | 0 | 0 | 0 | 0 | 0 | 0 | 0 | 0 | 0 | 0 | 0 | 0 | 0 | 0 | 0 | 0 | 0 | 0 | 0 | 0 | 12 | 0
NO |  | 186 | 2016 | 19 | 23 | 23 |  | WALLER | YORKTOWN (209) | 230 | 230 | STEEL POLE | 0.05 | 0 | 0 | 2500 ACAR | 0 | 0 | 0 | 0 | 0 | 0 | 0 | 0 | 0 | 0 | 0 | 0 | 0 | 0 | 0 | 0 | 0 | 0 | 0 | 0 | 0 | 0 | 0 | 12 | 0
NO |  | 186 | 2016 | 19 | 24 | 24 |  | WALLER | YORKTOWN (209) | 230 | 230 | STEEL TWR | 0 | 0.1 | 0 | 1033.5 ACSR | 0 | 0 | 0 | 0 | 0 | 0 | 0 | 0 | 0 | 0 | 0 | 0 | 0 | 0 | 0 | 0 | 0 | 0 | 0 | 0 | 0 | 0 | 0 | 12 | 0
NO |  | 186 | 2016 | 19 | 25 | 25 |  | WALLER | YORKTOWN (209) | 230 | 230 | STEEL TWR | 0.09 | 0 | 0 | 2500 ACAR | 0 | 0 | 0 | 0 | 0 | 0 | 0 | 0 | 0 | 0 | 0 | 0 | 0 | 0 | 0 | 0 | 0 | 0 | 0 | 0 | 0 | 0 | 0 | 12 | 0
NO |  | 186 | 2016 | 19 | 26 | 26 |  | WALLER | YORKTOWN (209) | 230 | 230 | STEEL TWR | 4.41 | 0 | 0 | 721 ACAR | 0 | 0 | 0 | 0 | 0 | 0 | 0 | 0 | 0 | 0 | 0 | 0 | 0 | 0 | 0 | 0 | 0 | 0 | 0 | 0 | 0 | 0 | 0 | 12 | 0
NO |  | 186 | 2016 | 19 | 27 | 27 |  | WALLER | YORKTOWN (209) | 230 | 230 | WOOD HFRM | 0 | 9.01 | 0 | 1033.5 ACSR | 0 | 0 | 0 | 0 | 0 | 0 | 0 | 0 | 0 | 0 | 0 | 0 | 0 | 0 | 0 | 0 | 0 | 0 | 0 | 0 | 0 | 0 | 0 | 12 | 0
NO |  | 186 | 2016 | 19 | 28 | 28 |  | WALLER | YORKTOWN (209) | 230 | 230 | WOOD HFRM | 0.74 | 0 | 0 | 1033.5 ACSR | 0 | 0 | 0 | 0 | 0 | 0 | 0 | 0 | 0 | 0 | 0 | 0 | 0 | 0 | 0 | 0 | 0 | 0 | 0 | 0 | 0 | 0 | 0 | 12 | 0
NO |  | 186 | 2016 | 19 | 29 | 29 |  | WALLER | YORKTOWN (209) | 230 | 230 | WOOD POLE | 0 | 0.7 | 0 | 1033.5 ACSR | 0 | 0 | 0 | 0 | 0 | 0 | 0 | 0 | 0 | 0 | 0 | 0 | 0 | 0 | 0 | 0 | 0 | 0 | 0 | 0 | 0 | 0 | 0 | 12 | 0
NO |  | 186 | 2016 | 19 | 30 | 30 |  | WALLER | YORKTOWN (209) | 230 | 230 | WOOD POLE | 0.28 | 0 | 0 | 1033.5 ACSR | 0 | 0 | 0 | 0 | 0 | 0 | 0 | 0 | 0 | 0 | 0 | 0 | 0 | 0 | 0 | 0 | 0 | 0 | 0 | 0 | 0 | 0 | 0 | 12 | 0
NO |  | 186 | 2016 | 19 | 31 | 31 |  | WALLER | YORKTOWN (209) | 230 | 230 | WOOD POLE | 0.03 | 0 | 0 | 1109 ACAR | 0 | 0 | 0 | 0 | 0 | 0 | 0 | 0 | 0 | 0 | 0 | 0 | 0 | 0 | 0 | 0 | 0 | 0 | 0 | 0 | 0 | 0 | 0 | 12 | 0
NO |  | 186 | 2016 | 19 | 32 | 32 |  | FREDERICKSBURG | LADYSMITH CT (2090) | 230 | 230 | CONC HFRM | 0.08 | 0 | 1 | 795 ACSR | 0 | 0 | 0 | 0 | 0 | 0 | 0 | 0 | 0 | 0 | 0 | 0 | 0 | 0 | 0 | 0 | 0 | 0 | 0 | 0 | 0 | 0 | 0 | 12 | 0
NO |  | 186 | 2016 | 19 | 33 | 33 |  | FREDERICKSBURG | LADYSMITH CT (2090) | 230 | 230 | STEEL HFRM | 0 | 0.13 | 0 | 795 ACSR | 0 | 0 | 0 | 0 | 0 | 0 | 0 | 0 | 0 | 0 | 0 | 0 | 0 | 0 | 0 | 0 | 0 | 0 | 0 | 0 | 0 | 0 | 0 | 12 | 0
NO |  | 186 | 2016 | 19 | 34 | 34 |  | FREDERICKSBURG | LADYSMITH CT (2090) | 230 | 230 | STEEL HFRM | 1.02 | 0 | 0 | 795 ACSR | 0 | 0 | 0 | 0 | 0 | 0 | 0 | 0 | 0 | 0 | 0 | 0 | 0 | 0 | 0 | 0 | 0 | 0 | 0 | 0 | 0 | 0 | 0 | 12 | 0
NO |  | 186 | 2016 | 19 | 35 | 35 |  | FREDERICKSBURG | LADYSMITH CT (2090) | 230 | 230 | STEEL POLE | 0 | 0.11 | 0 | 795 ACSR | 0 | 0 | 0 | 0 | 0 | 0 | 0 | 0 | 0 | 0 | 0 | 0 | 0 | 0 | 0 | 0 | 0 | 0 | 0 | 0 | 0 | 0 | 0 | 12 | 0
NO |  | 186 | 2016 | 20 | 1 | 1 |  | FREDERICKSBURG | LADYSMITH CT (2090) | 230 | 230 | STEEL POLE | 0.05 | 0 | 0 | 795 ACSR | 0 | 0 | 0 | 0 | 0 | 0 | 0 | 0 | 0 | 0 | 0 | 0 | 0 | 0 | 0 | 0 | 0 | 0 | 0 | 0 | 0 | 0 | 0 | 12 | 0
NO |  | 186 | 2016 | 20 | 2 | 2 |  | FREDERICKSBURG | LADYSMITH CT (2090) | 230 | 230 | STEEL TWR | 0 | 4.99 | 0 | 795 ACSR | 0 | 0 | 0 | 0 | 0 | 0 | 0 | 0 | 0 | 0 | 0 | 0 | 0 | 0 | 0 | 0 | 0 | 0 | 0 | 0 | 0 | 0 | 0 | 12 | 0
NO |  | 186 | 2016 | 20 | 3 | 3 |  | FREDERICKSBURG | LADYSMITH CT (2090) | 230 | 230 | WOOD HFRM | 10.02 | 0 | 0 | 795 ACSR | 0 | 0 | 0 | 0 | 0 | 0 | 0 | 0 | 0 | 0 | 0 | 0 | 0 | 0 | 0 | 0 | 0 | 0 | 0 | 0 | 0 | 0 | 0 | 12 | 0
NO |  | 186 | 2016 | 20 | 4 | 4 |  | FREDERICKSBURG | LADYSMITH CT (2090) | 230 | 230 | WOOD POLE | 0.9 | 0 | 0 | 795 ACSR | 0 | 0 | 0 | 0 | 0 | 0 | 0 | 0 | 0 | 0 | 0 | 0 | 0 | 0 | 0 | 0 | 0 | 0 | 0 | 0 | 0 | 0 | 0 | 12 | 0
NO |  | 186 | 2016 | 20 | 5 | 5 |  | WHITE OAK | CHICKAHOMINY (2091) | 230 | 230 | CONC HFRM | 0 | 0.21 | 1 | 636 ACSR | 0 | 0 | 0 | 0 | 0 | 0 | 0 | 0 | 0 | 0 | 0 | 0 | 0 | 0 | 0 | 0 | 0 | 0 | 0 | 0 | 0 | 0 | 0 | 12 | 0
NO |  | 186 | 2016 | 20 | 6 | 6 |  | WHITE OAK | CHICKAHOMINY (2091) | 230 | 230 | STEEL POLE | 0 | 3.22 | 0 | 636 ACSR | 0 | 0 | 0 | 0 | 0 | 0 | 0 | 0 | 0 | 0 | 0 | 0 | 0 | 0 | 0 | 0 | 0 | 0 | 0 | 0 | 0 | 0 | 0 | 12 | 0
NO |  | 186 | 2016 | 20 | 7 | 7 |  | WHITE OAK | CHICKAHOMINY (2091) | 230 | 230 | STEEL POLE | 0 | 0.06 | 0 | 721 ACAR | 0 | 0 | 0 | 0 | 0 | 0 | 0 | 0 | 0 | 0 | 0 | 0 | 0 | 0 | 0 | 0 | 0 | 0 | 0 | 0 | 0 | 0 | 0 | 12 | 0
NO |  | 186 | 2016 | 20 | 8 | 8 |  | WHITE OAK | CHICKAHOMINY (2091) | 230 | 230 | STEEL POLE | 0.08 | 0 | 0 | 636 ACSR | 0 | 0 | 0 | 0 | 0 | 0 | 0 | 0 | 0 | 0 | 0 | 0 | 0 | 0 | 0 | 0 | 0 | 0 | 0 | 0 | 0 | 0 | 0 | 12 | 0
NO |  | 186 | 2016 | 20 | 9 | 9 |  | WHITE OAK | CHICKAHOMINY (2091) | 230 | 230 | STEEL TWR | 0 | 3.51 | 0 | 721 ACAR | 0 | 0 | 0 | 0 | 0 | 0 | 0 | 0 | 0 | 0 | 0 | 0 | 0 | 0 | 0 | 0 | 0 | 0 | 0 | 0 | 0 | 0 | 0 | 12 | 0
NO |  | 186 | 2016 | 20 | 10 | 10 |  | WHITE OAK | CHICKAHOMINY (2091) | 230 | 230 | STEEL TWR | 0.1 | 0 | 0 | 721 ACAR | 0 | 0 | 0 | 0 | 0 | 0 | 0 | 0 | 0 | 0 | 0 | 0 | 0 | 0 | 0 | 0 | 0 | 0 | 0 | 0 | 0 | 0 | 0 | 12 | 0
NO |  | 186 | 2016 | 20 | 11 | 11 |  | SEWELLS POINT | NAVY NORTH (2093) | 230 | 230 | UG UG | 2.15 | 0 | 1 | 2500 CU | 0 | 0 | 0 | 0 | 0 | 0 | 0 | 0 | 0 | 0 | 0 | 0 | 0 | 0 | 0 | 0 | 0 | 0 | 0 | 0 | 0 | 0 | 0 | 12 | 0
NO |  | 186 | 2016 | 20 | 12 | 12 |  | BRAMBLETON | LOUDOUN (2094) | 230 | 230 | CONC HFRM | 0.04 | 0 | 1 | 1233.6 ACSS | 0 | 0 | 0 | 0 | 0 | 0 | 0 | 0 | 0 | 0 | 0 | 0 | 0 | 0 | 0 | 0 | 0 | 0 | 0 | 0 | 0 | 0 | 0 | 12 | 0
NO |  | 186 | 2016 | 20 | 13 | 13 |  | BRAMBLETON | LOUDOUN (2094) | 230 | 230 | STEEL HFRM | 0.18 | 0 | 0 | 1233.6 ACSS | 0 | 0 | 0 | 0 | 0 | 0 | 0 | 0 | 0 | 0 | 0 | 0 | 0 | 0 | 0 | 0 | 0 | 0 | 0 | 0 | 0 | 0 | 0 | 12 | 0
NO |  | 186 | 2016 | 20 | 14 | 14 |  | BRAMBLETON | LOUDOUN (2094) | 230 | 230 | STEEL POLE | 0.45 | 0 | 0 | 1233.6 ACSS | 0 | 0 | 0 | 0 | 0 | 0 | 0 | 0 | 0 | 0 | 0 | 0 | 0 | 0 | 0 | 0 | 0 | 0 | 0 | 0 | 0 | 0 | 0 | 12 | 0
NO |  | 186 | 2016 | 20 | 15 | 15 |  | BRAMBLETON | LOUDOUN (2094) | 230 | 230 | STEEL TWR | 4.3 | 0 | 0 | 1233.6 ACSS | 0 | 0 | 0 | 0 | 0 | 0 | 0 | 0 | 0 | 0 | 0 | 0 | 0 | 0 | 0 | 0 | 0 | 0 | 0 | 0 | 0 | 0 | 0 | 12 | 0
NO |  | 186 | 2016 | 20 | 16 | 16 |  | BRAMBLETON | ENTERPRISE (2095) | 230 | 230 | STEEL HFRM | 0.14 | 0 | 1 | 636 ACSR | 0 | 0 | 0 | 0 | 0 | 0 | 0 | 0 | 0 | 0 | 0 | 0 | 0 | 0 | 0 | 0 | 0 | 0 | 0 | 0 | 0 | 0 | 0 | 12 | 0
NO |  | 186 | 2016 | 20 | 17 | 17 |  | BRAMBLETON | ENTERPRISE (2095) | 230 | 230 | STEEL POLE | 8.01 | 0 | 0 | 636 ACSR | 0 | 0 | 0 | 0 | 0 | 0 | 0 | 0 | 0 | 0 | 0 | 0 | 0 | 0 | 0 | 0 | 0 | 0 | 0 | 0 | 0 | 0 | 0 | 12 | 0
NO |  | 186 | 2016 | 20 | 18 | 18 |  | CLARENDON | BALLSTON (2096) | 230 | 230 | UG UG | 0 | 0.4 | 1 | 1500 CU | 0 | 0 | 0 | 0 | 0 | 0 | 0 | 0 | 0 | 0 | 0 | 0 | 0 | 0 | 0 | 0 | 0 | 0 | 0 | 0 | 0 | 0 | 0 | 12 | 0
NO |  | 186 | 2016 | 20 | 19 | 19 |  | CLARENDON | BALLSTON (2096) | 230 | 230 | UG UG | 0.02 | 0 | 0 | 1500 CU | 0 | 0 | 0 | 0 | 0 | 0 | 0 | 0 | 0 | 0 | 0 | 0 | 0 | 0 | 0 | 0 | 0 | 0 | 0 | 0 | 0 | 0 | 0 | 12 | 0
NO |  | 186 | 2016 | 20 | 20 | 20 |  | OX | IDYLWOOD (2097) | 230 | 230 | CONC HFRM | 0.02 | 0 | 1 | 795 ACSR | 0 | 0 | 0 | 0 | 0 | 0 | 0 | 0 | 0 | 0 | 0 | 0 | 0 | 0 | 0 | 0 | 0 | 0 | 0 | 0 | 0 | 0 | 0 | 12 | 0
NO |  | 186 | 2016 | 20 | 21 | 21 |  | OX | IDYLWOOD (2097) | 230 | 230 | STEEL HFRM | 0.08 | 0 | 0 | 795 ACSR | 0 | 0 | 0 | 0 | 0 | 0 | 0 | 0 | 0 | 0 | 0 | 0 | 0 | 0 | 0 | 0 | 0 | 0 | 0 | 0 | 0 | 0 | 0 | 12 | 0
NO |  | 186 | 2016 | 20 | 22 | 22 |  | OX | IDYLWOOD (2097) | 230 | 230 | STEEL POLE | 0 | 0.18 | 0 | 1033.5 ACSR | 0 | 0 | 0 | 0 | 0 | 0 | 0 | 0 | 0 | 0 | 0 | 0 | 0 | 0 | 0 | 0 | 0 | 0 | 0 | 0 | 0 | 0 | 0 | 12 | 0
NO |  | 186 | 2016 | 20 | 23 | 23 |  | OX | IDYLWOOD (2097) | 230 | 230 | STEEL POLE | 0.06 | 0 | 0 | 1033.5 ACSR | 0 | 0 | 0 | 0 | 0 | 0 | 0 | 0 | 0 | 0 | 0 | 0 | 0 | 0 | 0 | 0 | 0 | 0 | 0 | 0 | 0 | 0 | 0 | 12 | 0
NO |  | 186 | 2016 | 20 | 24 | 24 |  | OX | IDYLWOOD (2097) | 230 | 230 | STEEL POLE | 0.04 | 0 | 0 | 795 ACSR | 0 | 0 | 0 | 0 | 0 | 0 | 0 | 0 | 0 | 0 | 0 | 0 | 0 | 0 | 0 | 0 | 0 | 0 | 0 | 0 | 0 | 0 | 0 | 12 | 0
NO |  | 186 | 2016 | 20 | 25 | 25 |  | OX | IDYLWOOD (2097) | 230 | 230 | STEEL TWR | 0 | 7.31 | 0 | 1033.5 ACSR | 0 | 0 | 0 | 0 | 0 | 0 | 0 | 0 | 0 | 0 | 0 | 0 | 0 | 0 | 0 | 0 | 0 | 0 | 0 | 0 | 0 | 0 | 0 | 12 | 0
NO |  | 186 | 2016 | 20 | 26 | 26 |  | OX | IDYLWOOD (2097) | 230 | 230 | STEEL TWR | 0 | 0.06 | 0 | 636 ACSR | 0 | 0 | 0 | 0 | 0 | 0 | 0 | 0 | 0 | 0 | 0 | 0 | 0 | 0 | 0 | 0 | 0 | 0 | 0 | 0 | 0 | 0 | 0 | 12 | 0
NO |  | 186 | 2016 | 20 | 27 | 27 |  | OX | IDYLWOOD (2097) | 230 | 230 | STEEL TWR | 0.05 | 0 | 0 | 1033.5 ACSR | 0 | 0 | 0 | 0 | 0 | 0 | 0 | 0 | 0 | 0 | 0 | 0 | 0 | 0 | 0 | 0 | 0 | 0 | 0 | 0 | 0 | 0 | 0 | 12 | 0
NO |  | 186 | 2016 | 20 | 28 | 28 |  | OX | IDYLWOOD (2097) | 230 | 230 | STEEL TWR | 0.17 | 0 | 0 | 1033.5 ACSS | 0 | 0 | 0 | 0 | 0 | 0 | 0 | 0 | 0 | 0 | 0 | 0 | 0 | 0 | 0 | 0 | 0 | 0 | 0 | 0 | 0 | 0 | 0 | 12 | 0
NO |  | 186 | 2016 | 20 | 29 | 29 |  | OX | IDYLWOOD (2097) | 230 | 230 | STEEL TWR | 0.23 | 0 | 0 | 636 ACSR | 0 | 0 | 0 | 0 | 0 | 0 | 0 | 0 | 0 | 0 | 0 | 0 | 0 | 0 | 0 | 0 | 0 | 0 | 0 | 0 | 0 | 0 | 0 | 12 | 0
NO |  | 186 | 2016 | 20 | 30 | 30 |  | OX | IDYLWOOD (2097) | 230 | 230 | STEEL TWR | 4.48 | 0 | 0 | 795 ACSR | 0 | 0 | 0 | 0 | 0 | 0 | 0 | 0 | 0 | 0 | 0 | 0 | 0 | 0 | 0 | 0 | 0 | 0 | 0 | 0 | 0 | 0 | 0 | 12 | 0
NO |  | 186 | 2016 | 20 | 31 | 31 |  | PLEASANT VIEW | HAMILTON (2098) | 230 | 230 | STEEL HFRM | 0 | 0.06 | 1 | 636 ACSR | 0 | 0 | 0 | 0 | 0 | 0 | 0 | 0 | 0 | 0 | 0 | 0 | 0 | 0 | 0 | 0 | 0 | 0 | 0 | 0 | 0 | 0 | 0 | 12 | 0
NO |  | 186 | 2016 | 20 | 32 | 32 |  | PLEASANT VIEW | HAMILTON (2098) | 230 | 230 | STEEL HFRM | 0 | 0 | 0 | 3500 CU | 0 | 0 | 0 | 0 | 0 | 0 | 0 | 0 | 0 | 0 | 0 | 0 | 0 | 0 | 0 | 0 | 0 | 0 | 0 | 0 | 0 | 0 | 0 | 12 | 0
NO |  | 186 | 2016 | 20 | 33 | 33 |  | PLEASANT VIEW | HAMILTON (2098) | 230 | 230 | STEEL HFRM | 0.13 | 0 | 0 | 636 ACSR | 0 | 0 | 0 | 0 | 0 | 0 | 0 | 0 | 0 | 0 | 0 | 0 | 0 | 0 | 0 | 0 | 0 | 0 | 0 | 0 | 0 | 0 | 0 | 12 | 0
NO |  | 186 | 2016 | 20 | 34 | 34 |  | PLEASANT VIEW | HAMILTON (2098) | 230 | 230 | STEEL POLE | 0 | 0.96 | 0 | 636 ACSR | 0 | 0 | 0 | 0 | 0 | 0 | 0 | 0 | 0 | 0 | 0 | 0 | 0 | 0 | 0 | 0 | 0 | 0 | 0 | 0 | 0 | 0 | 0 | 12 | 0
NO |  | 186 | 2016 | 20 | 35 | 35 |  | PLEASANT VIEW | HAMILTON (2098) | 230 | 230 | STEEL POLE | 8.77 | 0 | 0 | 636 ACSR | 0 | 0 | 0 | 0 | 0 | 0 | 0 | 0 | 0 | 0 | 0 | 0 | 0 | 0 | 0 | 0 | 0 | 0 | 0 | 0 | 0 | 0 | 0 | 12 | 0
NO |  | 186 | 2016 | 21 | 1 | 1 |  | PLEASANT VIEW | HAMILTON (2098) | 230 | 230 | UG UG | 0 | 0 | 0 |  | 0 | 0 | 0 | 0 | 0 | 0 | 0 | 0 | 0 | 0 | 0 | 0 | 0 | 0 | 0 | 0 | 0 | 0 | 0 | 0 | 0 | 0 | 0 | 12 | 0
NO |  | 186 | 2016 | 21 | 2 | 2 |  | PLEASANT VIEW | HAMILTON (2098) | 230 | 230 | UG UG | 2.16 | 0 | 0 | 3500 CU | 0 | 0 | 0 | 0 | 0 | 0 | 0 | 0 | 0 | 0 | 0 | 0 | 0 | 0 | 0 | 0 | 0 | 0 | 0 | 0 | 0 | 0 | 0 | 12 | 0
NO |  | 186 | 2016 | 21 | 3 | 3 |  | CHURCHLAND | SEWELLS POINT (2099) | 230 | 230 | STEEL HFRM | 0 | 0.04 | 1 | 636 ACSR | 0 | 0 | 0 | 0 | 0 | 0 | 0 | 0 | 0 | 0 | 0 | 0 | 0 | 0 | 0 | 0 | 0 | 0 | 0 | 0 | 0 | 0 | 0 | 12 | 0
NO |  | 186 | 2016 | 21 | 4 | 4 |  | CHURCHLAND | SEWELLS POINT (2099) | 230 | 230 | STEEL HFRM | 0 | 0.01 | 0 | 721 ACAR | 0 | 0 | 0 | 0 | 0 | 0 | 0 | 0 | 0 | 0 | 0 | 0 | 0 | 0 | 0 | 0 | 0 | 0 | 0 | 0 | 0 | 0 | 0 | 12 | 0
NO |  | 186 | 2016 | 21 | 5 | 5 |  | CHURCHLAND | SEWELLS POINT (2099) | 230 | 230 | STEEL HFRM | 0.01 | 0 | 0 | 636 ACSR | 0 | 0 | 0 | 0 | 0 | 0 | 0 | 0 | 0 | 0 | 0 | 0 | 0 | 0 | 0 | 0 | 0 | 0 | 0 | 0 | 0 | 0 | 0 | 12 | 0
NO |  | 186 | 2016 | 21 | 6 | 6 |  | CHURCHLAND | SEWELLS POINT (2099) | 230 | 230 | STEEL POLE | 0 | 3.25 | 0 | 636 ACSR | 0 | 0 | 0 | 0 | 0 | 0 | 0 | 0 | 0 | 0 | 0 | 0 | 0 | 0 | 0 | 0 | 0 | 0 | 0 | 0 | 0 | 0 | 0 | 12 | 0
NO |  | 186 | 2016 | 21 | 7 | 7 |  | CHURCHLAND | SEWELLS POINT (2099) | 230 | 230 | STEEL POLE | 0 | 1.72 | 0 | 721 ACAR | 0 | 0 | 0 | 0 | 0 | 0 | 0 | 0 | 0 | 0 | 0 | 0 | 0 | 0 | 0 | 0 | 0 | 0 | 0 | 0 | 0 | 0 | 0 | 12 | 0
NO |  | 186 | 2016 | 21 | 8 | 8 |  | CHURCHLAND | SEWELLS POINT (2099) | 230 | 230 | STEEL POLE | 0.04 | 0 | 0 | 636 ACSR | 0 | 0 | 0 | 0 | 0 | 0 | 0 | 0 | 0 | 0 | 0 | 0 | 0 | 0 | 0 | 0 | 0 | 0 | 0 | 0 | 0 | 0 | 0 | 12 | 0
NO |  | 186 | 2016 | 21 | 9 | 9 |  | CHURCHLAND | SEWELLS POINT (2099) | 230 | 230 | UG UG | 0 | 1.54 | 0 | 2500 CU | 0 | 0 | 0 | 0 | 0 | 0 | 0 | 0 | 0 | 0 | 0 | 0 | 0 | 0 | 0 | 0 | 0 | 0 | 0 | 0 | 0 | 0 | 0 | 12 | 0
NO |  | 186 | 2016 | 21 | 10 | 10 |  | VAN DORN | HAYFIELD (210) | 230 | 230 | CONC HFRM | 0.03 | 0 | 1 | 1109 ACAR | 0 | 0 | 0 | 0 | 0 | 0 | 0 | 0 | 0 | 0 | 0 | 0 | 0 | 0 | 0 | 0 | 0 | 0 | 0 | 0 | 0 | 0 | 0 | 12 | 0
NO |  | 186 | 2016 | 21 | 11 | 11 |  | VAN DORN | HAYFIELD (210) | 230 | 230 | CONC POLE | 0.12 | 0 | 0 | 1109 ACAR | 0 | 0 | 0 | 0 | 0 | 0 | 0 | 0 | 0 | 0 | 0 | 0 | 0 | 0 | 0 | 0 | 0 | 0 | 0 | 0 | 0 | 0 | 0 | 12 | 0
NO |  | 186 | 2016 | 21 | 12 | 12 |  | VAN DORN | HAYFIELD (210) | 230 | 230 | STEEL POLE | 0.67 | 0 | 0 | 1109 ACAR | 0 | 0 | 0 | 0 | 0 | 0 | 0 | 0 | 0 | 0 | 0 | 0 | 0 | 0 | 0 | 0 | 0 | 0 | 0 | 0 | 0 | 0 | 0 | 12 | 0
NO |  | 186 | 2016 | 21 | 13 | 13 |  | VAN DORN | HAYFIELD (210) | 230 | 230 | STEEL TWR | 1.94 | 0 | 0 | 1109 ACAR | 0 | 0 | 0 | 0 | 0 | 0 | 0 | 0 | 0 | 0 | 0 | 0 | 0 | 0 | 0 | 0 | 0 | 0 | 0 | 0 | 0 | 0 | 0 | 12 | 0
NO |  | 186 | 2016 | 21 | 14 | 14 |  | BRISTERS | LIBERTY (2101) | 230 | 230 | STEEL HFRM | 0 | 0.07 | 1 | 636 ACSR | 0 | 0 | 0 | 0 | 0 | 0 | 0 | 0 | 0 | 0 | 0 | 0 | 0 | 0 | 0 | 0 | 0 | 0 | 0 | 0 | 0 | 0 | 0 | 12 | 0
NO |  | 186 | 2016 | 21 | 15 | 15 |  | BRISTERS | LIBERTY (2101) | 230 | 230 | STEEL HFRM | 1.07 | 0 | 0 | 636 ACSR | 0 | 0 | 0 | 0 | 0 | 0 | 0 | 0 | 0 | 0 | 0 | 0 | 0 | 0 | 0 | 0 | 0 | 0 | 0 | 0 | 0 | 0 | 0 | 12 | 0
NO |  | 186 | 2016 | 21 | 16 | 16 |  | BRISTERS | LIBERTY (2101) | 230 | 230 | STEEL POLE | 0 | 0.3 | 0 | 636 ACSR | 0 | 0 | 0 | 0 | 0 | 0 | 0 | 0 | 0 | 0 | 0 | 0 | 0 | 0 | 0 | 0 | 0 | 0 | 0 | 0 | 0 | 0 | 0 | 12 | 0
NO |  | 186 | 2016 | 21 | 17 | 17 |  | BRISTERS | LIBERTY (2101) | 230 | 230 | STEEL POLE | 2.43 | 0 | 0 | 636 ACSR | 0 | 0 | 0 | 0 | 0 | 0 | 0 | 0 | 0 | 0 | 0 | 0 | 0 | 0 | 0 | 0 | 0 | 0 | 0 | 0 | 0 | 0 | 0 | 12 | 0
NO |  | 186 | 2016 | 21 | 18 | 18 |  | BRISTERS | LIBERTY (2101) | 230 | 230 | STEEL TWR | 0 | 1.14 | 0 | 636 ACSR | 0 | 0 | 0 | 0 | 0 | 0 | 0 | 0 | 0 | 0 | 0 | 0 | 0 | 0 | 0 | 0 | 0 | 0 | 0 | 0 | 0 | 0 | 0 | 12 | 0
NO |  | 186 | 2016 | 21 | 19 | 19 |  | BRISTERS | LIBERTY (2101) | 230 | 230 | STEEL TWR | 13.19 | 0 | 0 | 636 ACSR | 0 | 0 | 0 | 0 | 0 | 0 | 0 | 0 | 0 | 0 | 0 | 0 | 0 | 0 | 0 | 0 | 0 | 0 | 0 | 0 | 0 | 0 | 0 | 12 | 0
NO |  | 186 | 2016 | 21 | 20 | 20 |  | CHICKAHOMINY | WALLER (2102) | 230 | 230 | CONC HFRM | 0 | 0.02 | 1 | 721 ACAR | 0 | 0 | 0 | 0 | 0 | 0 | 0 | 0 | 0 | 0 | 0 | 0 | 0 | 0 | 0 | 0 | 0 | 0 | 0 | 0 | 0 | 0 | 0 | 12 | 0
NO |  | 186 | 2016 | 21 | 21 | 21 |  | CHICKAHOMINY | WALLER (2102) | 230 | 230 | STEEL HFRM | 0 | 0.15 | 0 | 636 ACSR | 0 | 0 | 0 | 0 | 0 | 0 | 0 | 0 | 0 | 0 | 0 | 0 | 0 | 0 | 0 | 0 | 0 | 0 | 0 | 0 | 0 | 0 | 0 | 12 | 0
NO |  | 186 | 2016 | 21 | 22 | 22 |  | CHICKAHOMINY | WALLER (2102) | 230 | 230 | STEEL HFRM | 0.09 | 0 | 0 | 636 ACSR | 0 | 0 | 0 | 0 | 0 | 0 | 0 | 0 | 0 | 0 | 0 | 0 | 0 | 0 | 0 | 0 | 0 | 0 | 0 | 0 | 0 | 0 | 0 | 12 | 0
NO |  | 186 | 2016 | 21 | 23 | 23 |  | CHICKAHOMINY | WALLER (2102) | 230 | 230 | STEEL POLE | 0 | 4.58 | 0 | 721 ACAR | 0 | 0 | 0 | 0 | 0 | 0 | 0 | 0 | 0 | 0 | 0 | 0 | 0 | 0 | 0 | 0 | 0 | 0 | 0 | 0 | 0 | 0 | 0 | 12 | 0
NO |  | 186 | 2016 | 21 | 24 | 24 |  | CHICKAHOMINY | WALLER (2102) | 230 | 230 | STEEL POLE | 0.21 | 0 | 0 | 721 ACAR | 0 | 0 | 0 | 0 | 0 | 0 | 0 | 0 | 0 | 0 | 0 | 0 | 0 | 0 | 0 | 0 | 0 | 0 | 0 | 0 | 0 | 0 | 0 | 12 | 0
NO |  | 186 | 2016 | 21 | 25 | 25 |  | CHICKAHOMINY | WALLER (2102) | 230 | 230 | STEEL TWR | 0 | 0.1 | 0 | 636 ACSR | 0 | 0 | 0 | 0 | 0 | 0 | 0 | 0 | 0 | 0 | 0 | 0 | 0 | 0 | 0 | 0 | 0 | 0 | 0 | 0 | 0 | 0 | 0 | 12 | 0
NO |  | 186 | 2016 | 21 | 26 | 26 |  | CHICKAHOMINY | WALLER (2102) | 230 | 230 | STEEL TWR | 0 | 23.47 | 0 | 721 ACAR | 0 | 0 | 0 | 0 | 0 | 0 | 0 | 0 | 0 | 0 | 0 | 0 | 0 | 0 | 0 | 0 | 0 | 0 | 0 | 0 | 0 | 0 | 0 | 12 | 0
NO |  | 186 | 2016 | 21 | 27 | 27 |  | CHICKAHOMINY | WALLER (2102) | 230 | 230 | STEEL TWR | 0.06 | 0 | 0 | 636 ACSR | 0 | 0 | 0 | 0 | 0 | 0 | 0 | 0 | 0 | 0 | 0 | 0 | 0 | 0 | 0 | 0 | 0 | 0 | 0 | 0 | 0 | 0 | 0 | 12 | 0
NO |  | 186 | 2016 | 21 | 28 | 28 |  | CHICKAHOMINY | WALLER (2102) | 230 | 230 | STEEL TWR | 0.02 | 0 | 0 | 721 ACAR | 0 | 0 | 0 | 0 | 0 | 0 | 0 | 0 | 0 | 0 | 0 | 0 | 0 | 0 | 0 | 0 | 0 | 0 | 0 | 0 | 0 | 0 | 0 | 12 | 0
NO |  | 186 | 2016 | 21 | 29 | 29 |  | SHORT PUMP | ELMONT (2103) | 230 | 230 | CONC HFRM | 0 | 0.09 | 1 | 1109 ACAR | 0 | 0 | 0 | 0 | 0 | 0 | 0 | 0 | 0 | 0 | 0 | 0 | 0 | 0 | 0 | 0 | 0 | 0 | 0 | 0 | 0 | 0 | 0 | 12 | 0
NO |  | 186 | 2016 | 21 | 30 | 30 |  | SHORT PUMP | ELMONT (2103) | 230 | 230 | CONC HFRM | 0.26 | 0 | 0 | 1109 ACAR | 0 | 0 | 0 | 0 | 0 | 0 | 0 | 0 | 0 | 0 | 0 | 0 | 0 | 0 | 0 | 0 | 0 | 0 | 0 | 0 | 0 | 0 | 0 | 12 | 0
NO |  | 186 | 2016 | 21 | 31 | 31 |  | SHORT PUMP | ELMONT (2103) | 230 | 230 | CONC POLE | 0 | 0.02 | 0 | 1109 ACAR | 0 | 0 | 0 | 0 | 0 | 0 | 0 | 0 | 0 | 0 | 0 | 0 | 0 | 0 | 0 | 0 | 0 | 0 | 0 | 0 | 0 | 0 | 0 | 12 | 0
NO |  | 186 | 2016 | 21 | 32 | 32 |  | SHORT PUMP | ELMONT (2103) | 230 | 230 | CONC POLE | 0.15 | 0 | 0 | 1109 ACAR | 0 | 0 | 0 | 0 | 0 | 0 | 0 | 0 | 0 | 0 | 0 | 0 | 0 | 0 | 0 | 0 | 0 | 0 | 0 | 0 | 0 | 0 | 0 | 12 | 0
NO |  | 186 | 2016 | 21 | 33 | 33 |  | SHORT PUMP | ELMONT (2103) | 230 | 230 | STEEL HFRM | 0 | 2.42 | 0 | 1109 ACAR | 0 | 0 | 0 | 0 | 0 | 0 | 0 | 0 | 0 | 0 | 0 | 0 | 0 | 0 | 0 | 0 | 0 | 0 | 0 | 0 | 0 | 0 | 0 | 12 | 0
NO |  | 186 | 2016 | 21 | 34 | 34 |  | SHORT PUMP | ELMONT (2103) | 230 | 230 | STEEL HFRM | 0.14 | 0 | 0 | 1109 ACAR | 0 | 0 | 0 | 0 | 0 | 0 | 0 | 0 | 0 | 0 | 0 | 0 | 0 | 0 | 0 | 0 | 0 | 0 | 0 | 0 | 0 | 0 | 0 | 12 | 0
NO |  | 186 | 2016 | 21 | 35 | 35 |  | SHORT PUMP | ELMONT (2103) | 230 | 230 | STEEL POLE | 0 | 0.4 | 0 | 1109 ACAR | 0 | 0 | 0 | 0 | 0 | 0 | 0 | 0 | 0 | 0 | 0 | 0 | 0 | 0 | 0 | 0 | 0 | 0 | 0 | 0 | 0 | 0 | 0 | 12 | 0
NO |  | 186 | 2016 | 22 | 1 | 1 |  | SHORT PUMP | ELMONT (2103) | 230 | 230 | STEEL POLE | 0.36 | 0 | 0 | 1109 ACAR | 0 | 0 | 0 | 0 | 0 | 0 | 0 | 0 | 0 | 0 | 0 | 0 | 0 | 0 | 0 | 0 | 0 | 0 | 0 | 0 | 0 | 0 | 0 | 12 | 0
NO |  | 186 | 2016 | 22 | 2 | 2 |  | SHORT PUMP | ELMONT (2103) | 230 | 230 | WOOD HFRM | 4.88 | 0 | 0 | 1109 ACAR | 0 | 0 | 0 | 0 | 0 | 0 | 0 | 0 | 0 | 0 | 0 | 0 | 0 | 0 | 0 | 0 | 0 | 0 | 0 | 0 | 0 | 0 | 0 | 12 | 0
NO |  | 186 | 2016 | 22 | 3 | 3 |  | SHORT PUMP | ELMONT (2103) | 230 | 230 | WOOD POLE | 0.78 | 0 | 0 | 1109 ACAR | 0 | 0 | 0 | 0 | 0 | 0 | 0 | 0 | 0 | 0 | 0 | 0 | 0 | 0 | 0 | 0 | 0 | 0 | 0 | 0 | 0 | 0 | 0 | 12 | 0
NO |  | 186 | 2016 | 22 | 4 | 4 |  | FREDERICKSBURG | AQUIA HARBOUR (2104) | 230 | 230 | CONC HFRM | 0.08 | 0 | 1 | 721 ACAR | 0 | 0 | 0 | 0 | 0 | 0 | 0 | 0 | 0 | 0 | 0 | 0 | 0 | 0 | 0 | 0 | 0 | 0 | 0 | 0 | 0 | 0 | 0 | 12 | 0
NO |  | 186 | 2016 | 22 | 5 | 5 |  | FREDERICKSBURG | AQUIA HARBOUR (2104) | 230 | 230 | STEEL HFRM | 0 | 0.08 | 0 | 721 ACAR | 0 | 0 | 0 | 0 | 0 | 0 | 0 | 0 | 0 | 0 | 0 | 0 | 0 | 0 | 0 | 0 | 0 | 0 | 0 | 0 | 0 | 0 | 0 | 12 | 0
NO |  | 186 | 2016 | 22 | 6 | 6 |  | FREDERICKSBURG | AQUIA HARBOUR (2104) | 230 | 230 | STEEL HFRM | 0.12 | 0 | 0 | 721 ACAR | 0 | 0 | 0 | 0 | 0 | 0 | 0 | 0 | 0 | 0 | 0 | 0 | 0 | 0 | 0 | 0 | 0 | 0 | 0 | 0 | 0 | 0 | 0 | 12 | 0
NO |  | 186 | 2016 | 22 | 7 | 7 |  | FREDERICKSBURG | AQUIA HARBOUR (2104) | 230 | 230 | STEEL POLE | 0 | 0.08 | 0 | 721 ACAR | 0 | 0 | 0 | 0 | 0 | 0 | 0 | 0 | 0 | 0 | 0 | 0 | 0 | 0 | 0 | 0 | 0 | 0 | 0 | 0 | 0 | 0 | 0 | 12 | 0
NO |  | 186 | 2016 | 22 | 8 | 8 |  | FREDERICKSBURG | AQUIA HARBOUR (2104) | 230 | 230 | STEEL TWR | 0.12 | 0 | 0 | 1109 ACAR | 0 | 0 | 0 | 0 | 0 | 0 | 0 | 0 | 0 | 0 | 0 | 0 | 0 | 0 | 0 | 0 | 0 | 0 | 0 | 0 | 0 | 0 | 0 | 12 | 0
NO |  | 186 | 2016 | 22 | 9 | 9 |  | FREDERICKSBURG | AQUIA HARBOUR (2104) | 230 | 230 | STEEL TWR | 0.21 | 0 | 0 | 721 ACAR | 0 | 0 | 0 | 0 | 0 | 0 | 0 | 0 | 0 | 0 | 0 | 0 | 0 | 0 | 0 | 0 | 0 | 0 | 0 | 0 | 0 | 0 | 0 | 12 | 0
NO |  | 186 | 2016 | 22 | 10 | 10 |  | FREDERICKSBURG | AQUIA HARBOUR (2104) | 230 | 230 | WOOD HFRM | 7.07 | 0 | 0 | 721 ACAR | 0 | 0 | 0 | 0 | 0 | 0 | 0 | 0 | 0 | 0 | 0 | 0 | 0 | 0 | 0 | 0 | 0 | 0 | 0 | 0 | 0 | 0 | 0 | 12 | 0
NO |  | 186 | 2016 | 22 | 11 | 11 |  | FREDERICKSBURG | AQUIA HARBOUR (2104) | 230 | 230 | WOOD POLE | 0.58 | 0 | 0 | 721 ACAR | 0 | 0 | 0 | 0 | 0 | 0 | 0 | 0 | 0 | 0 | 0 | 0 | 0 | 0 | 0 | 0 | 0 | 0 | 0 | 0 | 0 | 0 | 0 | 12 | 0
NO |  | 186 | 2016 | 22 | 12 | 12 |  | YADKIN | THRASHER (2105) | 230 | 230 | CONC HFRM | 0 | 0.07 | 1 | 1033.5 ACSR | 0 | 0 | 0 | 0 | 0 | 0 | 0 | 0 | 0 | 0 | 0 | 0 | 0 | 0 | 0 | 0 | 0 | 0 | 0 | 0 | 0 | 0 | 0 | 12 | 0
NO |  | 186 | 2016 | 22 | 13 | 13 |  | YADKIN | THRASHER (2105) | 230 | 230 | STEEL HFRM | 0 | 1.62 | 0 | 1033.5 ACSR | 0 | 0 | 0 | 0 | 0 | 0 | 0 | 0 | 0 | 0 | 0 | 0 | 0 | 0 | 0 | 0 | 0 | 0 | 0 | 0 | 0 | 0 | 0 | 12 | 0
NO |  | 186 | 2016 | 22 | 14 | 14 |  | YADKIN | THRASHER (2105) | 230 | 230 | STEEL POLE | 0 | 1.23 | 0 | 1033.5 ACSR | 0 | 0 | 0 | 0 | 0 | 0 | 0 | 0 | 0 | 0 | 0 | 0 | 0 | 0 | 0 | 0 | 0 | 0 | 0 | 0 | 0 | 0 | 0 | 12 | 0
NO |  | 186 | 2016 | 22 | 15 | 15 |  | YADKIN | THRASHER (2105) | 230 | 230 | STEEL POLE | 0 | 0.42 | 0 | 636 ACSR | 0 | 0 | 0 | 0 | 0 | 0 | 0 | 0 | 0 | 0 | 0 | 0 | 0 | 0 | 0 | 0 | 0 | 0 | 0 | 0 | 0 | 0 | 0 | 12 | 0
NO |  | 186 | 2016 | 22 | 16 | 16 |  | YADKIN | THRASHER (2105) | 230 | 230 | STEEL TWR | 0 | 0.15 | 0 | 1033.5 ACSR | 0 | 0 | 0 | 0 | 0 | 0 | 0 | 0 | 0 | 0 | 0 | 0 | 0 | 0 | 0 | 0 | 0 | 0 | 0 | 0 | 0 | 0 | 0 | 12 | 0
NO |  | 186 | 2016 | 22 | 17 | 17 |  | YADKIN | THRASHER (2105) | 230 | 230 | STEEL TWR | 0 | 4.33 | 0 | 636 ACSR | 0 | 0 | 0 | 0 | 0 | 0 | 0 | 0 | 0 | 0 | 0 | 0 | 0 | 0 | 0 | 0 | 0 | 0 | 0 | 0 | 0 | 0 | 0 | 12 | 0
NO |  | 186 | 2016 | 22 | 18 | 18 |  | BREMO | BEAR GARDEN (2106) | 230 | 230 | STEEL HFRM | 0.47 | 0 | 1 | 636 ACSR | 0 | 0 | 0 | 0 | 0 | 0 | 0 | 0 | 0 | 0 | 0 | 0 | 0 | 0 | 0 | 0 | 0 | 0 | 0 | 0 | 0 | 0 | 0 | 12 | 0
NO |  | 186 | 2016 | 22 | 19 | 19 |  | BREMO | BEAR GARDEN (2106) | 230 | 230 | STEEL POLE | 0.99 | 0 | 0 | 636 ACSR | 0 | 0 | 0 | 0 | 0 | 0 | 0 | 0 | 0 | 0 | 0 | 0 | 0 | 0 | 0 | 0 | 0 | 0 | 0 | 0 | 0 | 0 | 0 | 12 | 0
NO |  | 186 | 2016 | 22 | 20 | 20 |  | SULLY | DISCOVERY (2107) | 230 | 230 | CONC HFRM | 0 | 0.03 | 1 | 1534 ACAR | 0 | 0 | 0 | 0 | 0 | 0 | 0 | 0 | 0 | 0 | 0 | 0 | 0 | 0 | 0 | 0 | 0 | 0 | 0 | 0 | 0 | 0 | 0 | 12 | 0
NO |  | 186 | 2016 | 22 | 21 | 21 |  | SULLY | DISCOVERY (2107) | 230 | 230 | STEEL POLE | 0 | 1.13 | 0 | 1534 ACAR | 0 | 0 | 0 | 0 | 0 | 0 | 0 | 0 | 0 | 0 | 0 | 0 | 0 | 0 | 0 | 0 | 0 | 0 | 0 | 0 | 0 | 0 | 0 | 12 | 0
NO |  | 186 | 2016 | 22 | 22 | 22 |  | SULLY | DISCOVERY (2107) | 230 | 230 | STEEL POLE | 0 | 1.59 | 0 | 1590 ACSR | 0 | 0 | 0 | 0 | 0 | 0 | 0 | 0 | 0 | 0 | 0 | 0 | 0 | 0 | 0 | 0 | 0 | 0 | 0 | 0 | 0 | 0 | 0 | 12 | 0
NO |  | 186 | 2016 | 22 | 23 | 23 |  | SULLY | DISCOVERY (2107) | 230 | 230 | STEEL POLE | 0.05 | 0 | 0 | 1590 ACSR | 0 | 0 | 0 | 0 | 0 | 0 | 0 | 0 | 0 | 0 | 0 | 0 | 0 | 0 | 0 | 0 | 0 | 0 | 0 | 0 | 0 | 0 | 0 | 12 | 0
NO |  | 186 | 2016 | 22 | 24 | 24 |  | SWINKS MILL | TYSONS (2108) | 230 | 230 | STEEL POLE | 2.67 | 0 | 1 | 1033.5 ACSS | 0 | 0 | 0 | 0 | 0 | 0 | 0 | 0 | 0 | 0 | 0 | 0 | 0 | 0 | 0 | 0 | 0 | 0 | 0 | 0 | 0 | 0 | 0 | 12 | 0
NO |  | 186 | 2016 | 22 | 25 | 25 |  | HARRISONBURG | VALLEY (2109) | 230 | 230 | CONC HFRM | 0 | 0.04 | 1 | 636 ACSR | 0 | 0 | 0 | 0 | 0 | 0 | 0 | 0 | 0 | 0 | 0 | 0 | 0 | 0 | 0 | 0 | 0 | 0 | 0 | 0 | 0 | 0 | 0 | 12 | 0
NO |  | 186 | 2016 | 22 | 26 | 26 |  | HARRISONBURG | VALLEY (2109) | 230 | 230 | CONC HFRM | 0 | 0.11 | 0 | 721 ACAR | 0 | 0 | 0 | 0 | 0 | 0 | 0 | 0 | 0 | 0 | 0 | 0 | 0 | 0 | 0 | 0 | 0 | 0 | 0 | 0 | 0 | 0 | 0 | 12 | 0
NO |  | 186 | 2016 | 22 | 27 | 27 |  | HARRISONBURG | VALLEY (2109) | 230 | 230 | STEEL POLE | 0 | 0.05 | 0 | 636 ACSR | 0 | 0 | 0 | 0 | 0 | 0 | 0 | 0 | 0 | 0 | 0 | 0 | 0 | 0 | 0 | 0 | 0 | 0 | 0 | 0 | 0 | 0 | 0 | 12 | 0
NO |  | 186 | 2016 | 22 | 28 | 28 |  | HARRISONBURG | VALLEY (2109) | 230 | 230 | STEEL POLE | 0.13 | 0 | 0 | 636 ACSR | 0 | 0 | 0 | 0 | 0 | 0 | 0 | 0 | 0 | 0 | 0 | 0 | 0 | 0 | 0 | 0 | 0 | 0 | 0 | 0 | 0 | 0 | 0 | 12 | 0
NO |  | 186 | 2016 | 22 | 29 | 29 |  | HARRISONBURG | VALLEY (2109) | 230 | 230 | STEEL TWR | 0 | 9.89 | 0 | 721 ACAR | 0 | 0 | 0 | 0 | 0 | 0 | 0 | 0 | 0 | 0 | 0 | 0 | 0 | 0 | 0 | 0 | 0 | 0 | 0 | 0 | 0 | 0 | 0 | 12 | 0
NO |  | 186 | 2016 | 22 | 30 | 30 |  | HARRISONBURG | VALLEY (2109) | 230 | 230 | STEEL TWR | 0.13 | 0 | 0 | 636 ACSR | 0 | 0 | 0 | 0 | 0 | 0 | 0 | 0 | 0 | 0 | 0 | 0 | 0 | 0 | 0 | 0 | 0 | 0 | 0 | 0 | 0 | 0 | 0 | 12 | 0
NO |  | 186 | 2016 | 22 | 31 | 31 |  | HARRISONBURG | VALLEY (2109) | 230 | 230 | STEEL TWR | 0.1 | 0 | 0 | 721 ACAR | 0 | 0 | 0 | 0 | 0 | 0 | 0 | 0 | 0 | 0 | 0 | 0 | 0 | 0 | 0 | 0 | 0 | 0 | 0 | 0 | 0 | 0 | 0 | 12 | 0
NO |  | 186 | 2016 | 22 | 32 | 32 |  | CHESTERFIELD 230 | HOPEWELL (211) | 230 | 230 | STEEL HFRM | 0 | 0.04 | 1 | 1109 ACAR | 0 | 0 | 0 | 0 | 0 | 0 | 0 | 0 | 0 | 0 | 0 | 0 | 0 | 0 | 0 | 0 | 0 | 0 | 0 | 0 | 0 | 0 | 0 | 12 | 0
NO |  | 186 | 2016 | 22 | 33 | 33 |  | CHESTERFIELD 230 | HOPEWELL (211) | 230 | 230 | STEEL POLE | 0 | 0.03 | 0 | 1033.5 ACSR | 0 | 0 | 0 | 0 | 0 | 0 | 0 | 0 | 0 | 0 | 0 | 0 | 0 | 0 | 0 | 0 | 0 | 0 | 0 | 0 | 0 | 0 | 0 | 12 | 0
NO |  | 186 | 2016 | 22 | 34 | 34 |  | CHESTERFIELD 230 | HOPEWELL (211) | 230 | 230 | STEEL POLE | 0.59 | 0 | 0 | 1033 ACSR | 0 | 0 | 0 | 0 | 0 | 0 | 0 | 0 | 0 | 0 | 0 | 0 | 0 | 0 | 0 | 0 | 0 | 0 | 0 | 0 | 0 | 0 | 0 | 12 | 0
NO |  | 186 | 2016 | 22 | 35 | 35 |  | CHESTERFIELD 230 | HOPEWELL (211) | 230 | 230 | STEEL POLE | 0.21 | 0 | 0 | 1109 ACAR | 0 | 0 | 0 | 0 | 0 | 0 | 0 | 0 | 0 | 0 | 0 | 0 | 0 | 0 | 0 | 0 | 0 | 0 | 0 | 0 | 0 | 0 | 0 | 12 | 0
NO |  | 186 | 2016 | 23 | 1 | 1 |  | CHESTERFIELD 230 | HOPEWELL (211) | 230 | 230 | STEEL TWR | 0 | 0.03 | 0 | 1033.5 ACSR | 0 | 0 | 0 | 0 | 0 | 0 | 0 | 0 | 0 | 0 | 0 | 0 | 0 | 0 | 0 | 0 | 0 | 0 | 0 | 0 | 0 | 0 | 0 | 12 | 0
NO |  | 186 | 2016 | 23 | 2 | 2 |  | CHESTERFIELD 230 | HOPEWELL (211) | 230 | 230 | STEEL TWR | 0.62 | 0 | 0 | 1033 ACSR | 0 | 0 | 0 | 0 | 0 | 0 | 0 | 0 | 0 | 0 | 0 | 0 | 0 | 0 | 0 | 0 | 0 | 0 | 0 | 0 | 0 | 0 | 0 | 12 | 0
NO |  | 186 | 2016 | 23 | 3 | 3 |  | CHESTERFIELD 230 | HOPEWELL (211) | 230 | 230 | STEEL TWR | 9.53 | 0 | 0 | 1109 ACAR | 0 | 0 | 0 | 0 | 0 | 0 | 0 | 0 | 0 | 0 | 0 | 0 | 0 | 0 | 0 | 0 | 0 | 0 | 0 | 0 | 0 | 0 | 0 | 12 | 0
NO |  | 186 | 2016 | 23 | 4 | 4 |  | SUFFOLK | THRASHER (2110) | 230 | 230 | CONC HFRM | 0 | 0.06 | 1 | 1033.5 ACSR | 0 | 0 | 0 | 0 | 0 | 0 | 0 | 0 | 0 | 0 | 0 | 0 | 0 | 0 | 0 | 0 | 0 | 0 | 0 | 0 | 0 | 0 | 0 | 12 | 0
NO |  | 186 | 2016 | 23 | 5 | 5 |  | SUFFOLK | THRASHER (2110) | 230 | 230 | CONC HFRM | 0.12 | 0 | 0 | 768.2 ACSS | 0 | 0 | 0 | 0 | 0 | 0 | 0 | 0 | 0 | 0 | 0 | 0 | 0 | 0 | 0 | 0 | 0 | 0 | 0 | 0 | 0 | 0 | 0 | 12 | 0
NO |  | 186 | 2016 | 23 | 6 | 6 |  | SUFFOLK | THRASHER (2110) | 230 | 230 | STEEL HFRM | 0.31 | 0 | 0 | 768.2 ACSS | 0 | 0 | 0 | 0 | 0 | 0 | 0 | 0 | 0 | 0 | 0 | 0 | 0 | 0 | 0 | 0 | 0 | 0 | 0 | 0 | 0 | 0 | 0 | 12 | 0
NO |  | 186 | 2016 | 23 | 7 | 7 |  | SUFFOLK | THRASHER (2110) | 230 | 230 | STEEL POLE | 0 | 0.41 | 0 | 768.2 ACSS | 0 | 0 | 0 | 0 | 0 | 0 | 0 | 0 | 0 | 0 | 0 | 0 | 0 | 0 | 0 | 0 | 0 | 0 | 0 | 0 | 0 | 0 | 0 | 12 | 0
NO |  | 186 | 2016 | 23 | 8 | 8 |  | SUFFOLK | THRASHER (2110) | 230 | 230 | STEEL POLE | 1.28 | 0 | 0 | 768.2 ACSS | 0 | 0 | 0 | 0 | 0 | 0 | 0 | 0 | 0 | 0 | 0 | 0 | 0 | 0 | 0 | 0 | 0 | 0 | 0 | 0 | 0 | 0 | 0 | 12 | 0
NO |  | 186 | 2016 | 23 | 9 | 9 |  | SUFFOLK | THRASHER (2110) | 230 | 230 | STEEL TWR | 0 | 7.56 | 0 | 768.2 ACSS | 0 | 0 | 0 | 0 | 0 | 0 | 0 | 0 | 0 | 0 | 0 | 0 | 0 | 0 | 0 | 0 | 0 | 0 | 0 | 0 | 0 | 0 | 0 | 12 | 0
NO |  | 186 | 2016 | 23 | 10 | 10 |  | SUFFOLK | THRASHER (2110) | 230 | 230 | STEEL TWR | 11.97 | 0 | 0 | 768.2 ACSS | 0 | 0 | 0 | 0 | 0 | 0 | 0 | 0 | 0 | 0 | 0 | 0 | 0 | 0 | 0 | 0 | 0 | 0 | 0 | 0 | 0 | 0 | 0 | 12 | 0
NO |  | 186 | 2016 | 23 | 11 | 11 |  | BREMO | BEAR GARDEN (2111) | 230 | 230 | STEEL HFRM | 0 | 0.44 | 1 | 636 ACSR | 0 | 0 | 0 | 0 | 0 | 0 | 0 | 0 | 0 | 0 | 0 | 0 | 0 | 0 | 0 | 0 | 0 | 0 | 0 | 0 | 0 | 0 | 0 | 12 | 0
NO |  | 186 | 2016 | 23 | 12 | 12 |  | BREMO | BEAR GARDEN (2111) | 230 | 230 | STEEL POLE | 0 | 0.71 | 0 | 636 ACSR | 0 | 0 | 0 | 0 | 0 | 0 | 0 | 0 | 0 | 0 | 0 | 0 | 0 | 0 | 0 | 0 | 0 | 0 | 0 | 0 | 0 | 0 | 0 | 12 | 0
NO |  | 186 | 2016 | 23 | 13 | 13 |  | NORTH ALEXANDRIA | JEFFERSON ST (2112) | 230 | 230 | CONC HFRM | 0.02 | 0 | 1 | 2500 ACAR | 0 | 0 | 0 | 0 | 0 | 0 | 0 | 0 | 0 | 0 | 0 | 0 | 0 | 0 | 0 | 0 | 0 | 0 | 0 | 0 | 0 | 0 | 0 | 12 | 0
NO |  | 186 | 2016 | 23 | 14 | 14 |  | NORTH ALEXANDRIA | JEFFERSON ST (2112) | 230 | 230 | STEEL HFRM | 0 | 0.08 | 0 | 2500 ACAR | 0 | 0 | 0 | 0 | 0 | 0 | 0 | 0 | 0 | 0 | 0 | 0 | 0 | 0 | 0 | 0 | 0 | 0 | 0 | 0 | 0 | 0 | 0 | 12 | 0
NO |  | 186 | 2016 | 23 | 15 | 15 |  | NORTH ALEXANDRIA | JEFFERSON ST (2112) | 230 | 230 | STEEL POLE | 0 | 0.14 | 0 | 2500 ACAR | 0 | 0 | 0 | 0 | 0 | 0 | 0 | 0 | 0 | 0 | 0 | 0 | 0 | 0 | 0 | 0 | 0 | 0 | 0 | 0 | 0 | 0 | 0 | 12 | 0
NO |  | 186 | 2016 | 23 | 16 | 16 |  | NORTH ALEXANDRIA | JEFFERSON ST (2112) | 230 | 230 | STEEL POLE | 0 | 0.3 | 0 | 636 ACSR | 0 | 0 | 0 | 0 | 0 | 0 | 0 | 0 | 0 | 0 | 0 | 0 | 0 | 0 | 0 | 0 | 0 | 0 | 0 | 0 | 0 | 0 | 0 | 12 | 0
NO |  | 186 | 2016 | 23 | 17 | 17 |  | NORTH ALEXANDRIA | JEFFERSON ST (2112) | 230 | 230 | STEEL POLE | 0.1 | 0 | 0 | 636 ACSR | 0 | 0 | 0 | 0 | 0 | 0 | 0 | 0 | 0 | 0 | 0 | 0 | 0 | 0 | 0 | 0 | 0 | 0 | 0 | 0 | 0 | 0 | 0 | 12 | 0
NO |  | 186 | 2016 | 23 | 18 | 18 |  | NORTH ALEXANDRIA | JEFFERSON ST (2112) | 230 | 230 | UG UG | 0 | 0 | 0 | 2500 CU | 0 | 0 | 0 | 0 | 0 | 0 | 0 | 0 | 0 | 0 | 0 | 0 | 0 | 0 | 0 | 0 | 0 | 0 | 0 | 0 | 0 | 0 | 0 | 12 | 0
NO |  | 186 | 2016 | 23 | 19 | 19 |  | NORTH ALEXANDRIA | JEFFERSON ST (2112) | 230 | 230 | UG UG | 0.13 | 0 | 0 | 2500 CU | 0 | 0 | 0 | 0 | 0 | 0 | 0 | 0 | 0 | 0 | 0 | 0 | 0 | 0 | 0 | 0 | 0 | 0 | 0 | 0 | 0 | 0 | 0 | 12 | 0
NO |  | 186 | 2016 | 23 | 20 | 20 |  | LANEXA | WALLER (2113) | 230 | 230 | CONC HFRM | 0 | 0.44 | 1 | 1033.5 ACSR | 0 | 0 | 0 | 0 | 0 | 0 | 0 | 0 | 0 | 0 | 0 | 0 | 0 | 0 | 0 | 0 | 0 | 0 | 0 | 0 | 0 | 0 | 0 | 12 | 0
NO |  | 186 | 2016 | 23 | 21 | 21 |  | LANEXA | WALLER (2113) | 230 | 230 | STEEL HFRM | 0 | 0.24 | 0 | 1033.5 ACSR | 0 | 0 | 0 | 0 | 0 | 0 | 0 | 0 | 0 | 0 | 0 | 0 | 0 | 0 | 0 | 0 | 0 | 0 | 0 | 0 | 0 | 0 | 0 | 12 | 0
NO |  | 186 | 2016 | 23 | 22 | 22 |  | LANEXA | WALLER (2113) | 230 | 230 | STEEL HFRM | 0.1 | 0 | 0 | 1033.5 ACSR | 0 | 0 | 0 | 0 | 0 | 0 | 0 | 0 | 0 | 0 | 0 | 0 | 0 | 0 | 0 | 0 | 0 | 0 | 0 | 0 | 0 | 0 | 0 | 12 | 0
NO |  | 186 | 2016 | 23 | 23 | 23 |  | LANEXA | WALLER (2113) | 230 | 230 | STEEL POLE | 0 | 1.04 | 0 | 1033.5 ACSR | 0 | 0 | 0 | 0 | 0 | 0 | 0 | 0 | 0 | 0 | 0 | 0 | 0 | 0 | 0 | 0 | 0 | 0 | 0 | 0 | 0 | 0 | 0 | 12 | 0
NO |  | 186 | 2016 | 23 | 24 | 24 |  | LANEXA | WALLER (2113) | 230 | 230 | WOOD HFRM | 0 | 12.17 | 0 | 1033.5 ACSR | 0 | 0 | 0 | 0 | 0 | 0 | 0 | 0 | 0 | 0 | 0 | 0 | 0 | 0 | 0 | 0 | 0 | 0 | 0 | 0 | 0 | 0 | 0 | 12 | 0
NO |  | 186 | 2016 | 23 | 25 | 25 |  | LANEXA | WALLER (2113) | 230 | 230 | WOOD HFRM | 0.11 | 0 | 0 | 1033.5 ACSR | 0 | 0 | 0 | 0 | 0 | 0 | 0 | 0 | 0 | 0 | 0 | 0 | 0 | 0 | 0 | 0 | 0 | 0 | 0 | 0 | 0 | 0 | 0 | 12 | 0
NO |  | 186 | 2016 | 23 | 26 | 26 |  | LANEXA | WALLER (2113) | 230 | 230 | WOOD HFRM | 0.08 | 0 | 0 | 2500 ACAR | 0 | 0 | 0 | 0 | 0 | 0 | 0 | 0 | 0 | 0 | 0 | 0 | 0 | 0 | 0 | 0 | 0 | 0 | 0 | 0 | 0 | 0 | 0 | 12 | 0
NO |  | 186 | 2016 | 23 | 27 | 27 |  | LANEXA | WALLER (2113) | 230 | 230 | WOOD POLE | 0 | 0.26 | 0 | 1033.5 ACSR | 0 | 0 | 0 | 0 | 0 | 0 | 0 | 0 | 0 | 0 | 0 | 0 | 0 | 0 | 0 | 0 | 0 | 0 | 0 | 0 | 0 | 0 | 0 | 12 | 0
NO |  | 186 | 2016 | 23 | 28 | 28 |  | LANEXA | WALLER (2113) | 230 | 230 | WOOD POLE | 0.04 | 0 | 0 | 1033.5 ACSR | 0 | 0 | 0 | 0 | 0 | 0 | 0 | 0 | 0 | 0 | 0 | 0 | 0 | 0 | 0 | 0 | 0 | 0 | 0 | 0 | 0 | 0 | 0 | 12 | 0
NO |  | 186 | 2016 | 23 | 29 | 29 |  | REMINGTON CT | GAINESVILLE (2114) | 230 | 230 | STEEL HFRM | 0 | 0.08 | 1 | 636 ACSR | 0 | 0 | 0 | 0 | 0 | 0 | 0 | 0 | 0 | 0 | 0 | 0 | 0 | 0 | 0 | 0 | 0 | 0 | 0 | 0 | 0 | 0 | 0 | 12 | 0
NO |  | 186 | 2016 | 23 | 30 | 30 |  | REMINGTON CT | GAINESVILLE (2114) | 230 | 230 | STEEL HFRM | 0.58 | 0 | 0 | 636 ACSR | 0 | 0 | 0 | 0 | 0 | 0 | 0 | 0 | 0 | 0 | 0 | 0 | 0 | 0 | 0 | 0 | 0 | 0 | 0 | 0 | 0 | 0 | 0 | 12 | 0
NO |  | 186 | 2016 | 23 | 31 | 31 |  | REMINGTON CT | GAINESVILLE (2114) | 230 | 230 | STEEL POLE | 1.26 | 0 | 0 | 636 ACSR | 0 | 0 | 0 | 0 | 0 | 0 | 0 | 0 | 0 | 0 | 0 | 0 | 0 | 0 | 0 | 0 | 0 | 0 | 0 | 0 | 0 | 0 | 0 | 12 | 0
NO |  | 186 | 2016 | 23 | 32 | 32 |  | REMINGTON CT | GAINESVILLE (2114) | 230 | 230 | STEEL TWR | 22.69 | 0 | 0 | 636 ACSR | 0 | 0 | 0 | 0 | 0 | 0 | 0 | 0 | 0 | 0 | 0 | 0 | 0 | 0 | 0 | 0 | 0 | 0 | 0 | 0 | 0 | 0 | 0 | 12 | 0
NO |  | 186 | 2016 | 23 | 33 | 33 |  | ARLINGTON | GLEN CARLYN (2115) | 230 | 230 | CONC HFRM | 0.05 | 0 | 1 | 1192.5 ACSS | 0 | 0 | 0 | 0 | 0 | 0 | 0 | 0 | 0 | 0 | 0 | 0 | 0 | 0 | 0 | 0 | 0 | 0 | 0 | 0 | 0 | 0 | 0 | 12 | 0
NO |  | 186 | 2016 | 23 | 34 | 34 |  | ARLINGTON | GLEN CARLYN (2115) | 230 | 230 | STEEL POLE | 2.34 | 0 | 0 | 1192.5 ACSS | 0 | 0 | 0 | 0 | 0 | 0 | 0 | 0 | 0 | 0 | 0 | 0 | 0 | 0 | 0 | 0 | 0 | 0 | 0 | 0 | 0 | 0 | 0 | 12 | 0
NO |  | 186 | 2016 | 23 | 35 | 35 |  | BEAUMEADE | NIVO (2116) | 230 | 230 | STEEL HFRM | 0.01 | 0 | 1 | 3500 CU | 0 | 0 | 0 | 0 | 0 | 0 | 0 | 0 | 0 | 0 | 0 | 0 | 0 | 0 | 0 | 0 | 0 | 0 | 0 | 0 | 0 | 0 | 0 | 12 | 0
NO |  | 186 | 2016 | 24 | 1 | 1 |  | BEAUMEADE | NIVO (2116) | 230 | 230 | UG UG | 0 | 0.72 | 0 | 3500 CU | 0 | 0 | 0 | 0 | 0 | 0 | 0 | 0 | 0 | 0 | 0 | 0 | 0 | 0 | 0 | 0 | 0 | 0 | 0 | 0 | 0 | 0 | 0 | 12 | 0
NO |  | 186 | 2016 | 24 | 2 | 2 |  | BEAUMEADE | NIVO (2116) | 230 | 230 | UG UG | 0.01 | 0 | 0 | 3500 CU | 0 | 0 | 0 | 0 | 0 | 0 | 0 | 0 | 0 | 0 | 0 | 0 | 0 | 0 | 0 | 0 | 0 | 0 | 0 | 0 | 0 | 0 | 0 | 12 | 0
NO |  | 186 | 2016 | 24 | 3 | 3 |  | LOUDOUN | NEW ROAD (2117) | 230 | 230 | STEEL HFRM | 0.35 | 0 | 1 | 636 ACSR | 0 | 0 | 0 | 0 | 0 | 0 | 0 | 0 | 0 | 0 | 0 | 0 | 0 | 0 | 0 | 0 | 0 | 0 | 0 | 0 | 0 | 0 | 0 | 12 | 0
NO |  | 186 | 2016 | 24 | 4 | 4 |  | LOUDOUN | NEW ROAD (2117) | 230 | 230 | STEEL POLE | 3.59 | 0 | 0 | 636 ACSR | 0 | 0 | 0 | 0 | 0 | 0 | 0 | 0 | 0 | 0 | 0 | 0 | 0 | 0 | 0 | 0 | 0 | 0 | 0 | 0 | 0 | 0 | 0 | 12 | 0
NO |  | 186 | 2016 | 24 | 5 | 5 |  | LANDSTOWN | VIRGINIA BEACH (2118) | 230 | 230 | CONC HFRM | 0 | 0.05 | 1 | 1351.5 ACSR | 0 | 0 | 0 | 0 | 0 | 0 | 0 | 0 | 0 | 0 | 0 | 0 | 0 | 0 | 0 | 0 | 0 | 0 | 0 | 0 | 0 | 0 | 0 | 12 | 0
NO |  | 186 | 2016 | 24 | 6 | 6 |  | LANDSTOWN | VIRGINIA BEACH (2118) | 230 | 230 | CONC HFRM | 0.05 | 0 | 0 | 1351.5 ACSR | 0 | 0 | 0 | 0 | 0 | 0 | 0 | 0 | 0 | 0 | 0 | 0 | 0 | 0 | 0 | 0 | 0 | 0 | 0 | 0 | 0 | 0 | 0 | 12 | 0
NO |  | 186 | 2016 | 24 | 7 | 7 |  | LANDSTOWN | VIRGINIA BEACH (2118) | 230 | 230 | CONC POLE | 0 | 0.04 | 0 | 1351.5 ACSR | 0 | 0 | 0 | 0 | 0 | 0 | 0 | 0 | 0 | 0 | 0 | 0 | 0 | 0 | 0 | 0 | 0 | 0 | 0 | 0 | 0 | 0 | 0 | 12 | 0
NO |  | 186 | 2016 | 24 | 8 | 8 |  | LANDSTOWN | VIRGINIA BEACH (2118) | 230 | 230 | STEEL HFRM | 0 | 9.48 | 0 | 1351.5 ACSR | 0 | 0 | 0 | 0 | 0 | 0 | 0 | 0 | 0 | 0 | 0 | 0 | 0 | 0 | 0 | 0 | 0 | 0 | 0 | 0 | 0 | 0 | 0 | 12 | 0
NO |  | 186 | 2016 | 24 | 9 | 9 |  | LANDSTOWN | VIRGINIA BEACH (2118) | 230 | 230 | STEEL POLE | 0 | 1.35 | 0 | 1351.5 ACSR | 0 | 0 | 0 | 0 | 0 | 0 | 0 | 0 | 0 | 0 | 0 | 0 | 0 | 0 | 0 | 0 | 0 | 0 | 0 | 0 | 0 | 0 | 0 | 12 | 0
NO |  | 186 | 2016 | 24 | 10 | 10 |  | LANDSTOWN | VIRGINIA BEACH (2118) | 230 | 230 | STEEL POLE | 0.03 | 0 | 0 | 1351.5 ACSR | 0 | 0 | 0 | 0 | 0 | 0 | 0 | 0 | 0 | 0 | 0 | 0 | 0 | 0 | 0 | 0 | 0 | 0 | 0 | 0 | 0 | 0 | 0 | 12 | 0
NO |  | 186 | 2016 | 24 | 11 | 11 |  | AQUIA HARBOR | GARRISONVILLE (2119) | 230 | 230 | UG UG | 0 | 5.63 | 1 | 3500 CU | 0 | 0 | 0 | 0 | 0 | 0 | 0 | 0 | 0 | 0 | 0 | 0 | 0 | 0 | 0 | 0 | 0 | 0 | 0 | 0 | 0 | 0 | 0 | 12 | 0
NO |  | 186 | 2016 | 24 | 12 | 12 |  | SURRY | HOPEWELL (212) | 230 | 230 | CONC HFRM | 0.06 | 0 | 1 | 2500 ACAR | 0 | 0 | 0 | 0 | 0 | 0 | 0 | 0 | 0 | 0 | 0 | 0 | 0 | 0 | 0 | 0 | 0 | 0 | 0 | 0 | 0 | 0 | 0 | 12 | 0
NO |  | 186 | 2016 | 24 | 13 | 13 |  | SURRY | HOPEWELL (212) | 230 | 230 | STEEL HFRM | 0.16 | 0 | 0 | 2500 ACAR | 0 | 0 | 0 | 0 | 0 | 0 | 0 | 0 | 0 | 0 | 0 | 0 | 0 | 0 | 0 | 0 | 0 | 0 | 0 | 0 | 0 | 0 | 0 | 12 | 0
NO |  | 186 | 2016 | 24 | 14 | 14 |  | SURRY | HOPEWELL (212) | 230 | 230 | STEEL POLE | 0.06 | 0 | 0 | 2500 ACAR | 0 | 0 | 0 | 0 | 0 | 0 | 0 | 0 | 0 | 0 | 0 | 0 | 0 | 0 | 0 | 0 | 0 | 0 | 0 | 0 | 0 | 0 | 0 | 12 | 0
NO |  | 186 | 2016 | 24 | 15 | 15 |  | SURRY | HOPEWELL (212) | 230 | 230 | STEEL TWR | 42.66 | 0 | 0 | 721 ACAR | 0 | 0 | 0 | 0 | 0 | 0 | 0 | 0 | 0 | 0 | 0 | 0 | 0 | 0 | 0 | 0 | 0 | 0 | 0 | 0 | 0 | 0 | 0 | 12 | 0
NO |  | 186 | 2016 | 24 | 16 | 16 |  | AQUIA HARBOR | GARRISONVILLE (2120) | 230 | 230 | UG UG | 0 | 5.63 | 1 | 3500 CU | 0 | 0 | 0 | 0 | 0 | 0 | 0 | 0 | 0 | 0 | 0 | 0 | 0 | 0 | 0 | 0 | 0 | 0 | 0 | 0 | 0 | 0 | 0 | 12 | 0
NO |  | 186 | 2016 | 24 | 17 | 17 |  | RADNOR HEIGHTS | PENTAGON (2121) | 230 | 230 | UG UG | 2.63 | 0 | 1 | 2500 CU | 0 | 0 | 0 | 0 | 0 | 0 | 0 | 0 | 0 | 0 | 0 | 0 | 0 | 0 | 0 | 0 | 0 | 0 | 0 | 0 | 0 | 0 | 0 | 12 | 0
NO |  | 186 | 2016 | 24 | 18 | 18 |  | HAYES | YORKTOWN (2122) | 230 | 230 | STEEL HFRM | 0.06 | 0 | 1 | 1033.5 ACSR | 0 | 0 | 0 | 0 | 0 | 0 | 0 | 0 | 0 | 0 | 0 | 0 | 0 | 0 | 0 | 0 | 0 | 0 | 0 | 0 | 0 | 0 | 0 | 12 | 0
NO |  | 186 | 2016 | 24 | 19 | 19 |  | HAYES | YORKTOWN (2122) | 230 | 230 | STEEL POLE | 3.62 | 0 | 0 | 1033.5 ACSR | 0 | 0 | 0 | 0 | 0 | 0 | 0 | 0 | 0 | 0 | 0 | 0 | 0 | 0 | 0 | 0 | 0 | 0 | 0 | 0 | 0 | 0 | 0 | 12 | 0
NO |  | 186 | 2016 | 24 | 20 | 20 |  | HAYES | YORKTOWN (2122) | 230 | 230 | UG UG | 3.62 | 0 | 0 | 2500 CU | 0 | 0 | 0 | 0 | 0 | 0 | 0 | 0 | 0 | 0 | 0 | 0 | 0 | 0 | 0 | 0 | 0 | 0 | 0 | 0 | 0 | 0 | 0 | 12 | 0
NO |  | 186 | 2016 | 24 | 21 | 21 |  | LOUDOUN | NEW ROAD (2123) | 230 | 230 | STEEL HFRM | 0 | 0.28 | 1 | 636 ACSR | 0 | 0 | 0 | 0 | 0 | 0 | 0 | 0 | 0 | 0 | 0 | 0 | 0 | 0 | 0 | 0 | 0 | 0 | 0 | 0 | 0 | 0 | 0 | 12 | 0
NO |  | 186 | 2016 | 24 | 22 | 22 |  | LOUDOUN | NEW ROAD (2123) | 230 | 230 | STEEL POLE | 0 | 3.59 | 0 | 636 ACSR | 0 | 0 | 0 | 0 | 0 | 0 | 0 | 0 | 0 | 0 | 0 | 0 | 0 | 0 | 0 | 0 | 0 | 0 | 0 | 0 | 0 | 0 | 0 | 12 | 0
NO |  | 186 | 2016 | 24 | 23 | 23 |  | PRINCE GEORGE | HOPEWELL (2124) | 230 | 230 | STEEL HFRM | 0.03 | 0 | 1 | 636 ACSR | 0 | 0 | 0 | 0 | 0 | 0 | 0 | 0 | 0 | 0 | 0 | 0 | 0 | 0 | 0 | 0 | 0 | 0 | 0 | 0 | 0 | 0 | 0 | 12 | 0
NO |  | 186 | 2016 | 24 | 24 | 24 |  | PRINCE GEORGE | HOPEWELL (2124) | 230 | 230 | STEEL POLE | 2.45 | 0 | 0 | 636 ACSR | 0 | 0 | 0 | 0 | 0 | 0 | 0 | 0 | 0 | 0 | 0 | 0 | 0 | 0 | 0 | 0 | 0 | 0 | 0 | 0 | 0 | 0 | 0 | 12 | 0
NO |  | 186 | 2016 | 24 | 25 | 25 |  | MACKEYS | TROWBRIDGE (2126) | 230 | 230 | STEEL HFRM | 0.14 | 0 | 1 | 1351.5 ACSR | 0 | 0 | 0 | 0 | 0 | 0 | 0 | 0 | 0 | 0 | 0 | 0 | 0 | 0 | 0 | 0 | 0 | 0 | 0 | 0 | 0 | 0 | 0 | 12 | 0
NO |  | 186 | 2016 | 24 | 26 | 26 |  | MACKEYS | TROWBRIDGE (2126) | 230 | 230 | STEEL POLE | 0.43 | 0 | 0 | 1192.5 ACSR | 0 | 0 | 0 | 0 | 0 | 0 | 0 | 0 | 0 | 0 | 0 | 0 | 0 | 0 | 0 | 0 | 0 | 0 | 0 | 0 | 0 | 0 | 0 | 12 | 0
NO |  | 186 | 2016 | 24 | 27 | 27 |  | MACKEYS | TROWBRIDGE (2126) | 230 | 230 | STEEL POLE | 9.97 | 0 | 0 | 1351.5 ACSR | 0 | 0 | 0 | 0 | 0 | 0 | 0 | 0 | 0 | 0 | 0 | 0 | 0 | 0 | 0 | 0 | 0 | 0 | 0 | 0 | 0 | 0 | 0 | 12 | 0
NO |  | 186 | 2016 | 24 | 28 | 28 |  | MACKEYS | TROWBRIDGE (2126) | 230 | 230 | STEEL TWR | 0.06 | 0 | 0 | 1351.5 ACSR | 0 | 0 | 0 | 0 | 0 | 0 | 0 | 0 | 0 | 0 | 0 | 0 | 0 | 0 | 0 | 0 | 0 | 0 | 0 | 0 | 0 | 0 | 0 | 12 | 0
NO |  | 186 | 2016 | 24 | 29 | 29 |  | NORTHWEST | LAKESIDE (2127) | 230 | 230 | CONC HFRM | 0.08 | 0 | 1 | 1233.6 ACSS | 0 | 0 | 0 | 0 | 0 | 0 | 0 | 0 | 0 | 0 | 0 | 0 | 0 | 0 | 0 | 0 | 0 | 0 | 0 | 0 | 0 | 0 | 0 | 12 | 0
NO |  | 186 | 2016 | 24 | 30 | 30 |  | NORTHWEST | LAKESIDE (2127) | 230 | 230 | STEEL HFRM | 4.84 | 0 | 0 | 1233.6 ACSS | 0 | 0 | 0 | 0 | 0 | 0 | 0 | 0 | 0 | 0 | 0 | 0 | 0 | 0 | 0 | 0 | 0 | 0 | 0 | 0 | 0 | 0 | 0 | 12 | 0
NO |  | 186 | 2016 | 24 | 31 | 31 |  | NORTHWEST | LAKESIDE (2127) | 230 | 230 | STEEL POLE | 1.59 | 0 | 0 | 1233.6 ACSS | 0 | 0 | 0 | 0 | 0 | 0 | 0 | 0 | 0 | 0 | 0 | 0 | 0 | 0 | 0 | 0 | 0 | 0 | 0 | 0 | 0 | 0 | 0 | 12 | 0
NO |  | 186 | 2016 | 24 | 32 | 32 |  | NORTHWEST | LAKESIDE (2127) | 230 | 230 | STEEL TWR | 0 | 0.13 | 0 | 1233.6 ACSS | 0 | 0 | 0 | 0 | 0 | 0 | 0 | 0 | 0 | 0 | 0 | 0 | 0 | 0 | 0 | 0 | 0 | 0 | 0 | 0 | 0 | 0 | 0 | 12 | 0
NO |  | 186 | 2016 | 24 | 33 | 33 |  | NORTHWEST | LAKESIDE (2127) | 230 | 230 | STEEL TWR | 4.93 | 0 | 0 | 1233.6 ACSS | 0 | 0 | 0 | 0 | 0 | 0 | 0 | 0 | 0 | 0 | 0 | 0 | 0 | 0 | 0 | 0 | 0 | 0 | 0 | 0 | 0 | 0 | 0 | 12 | 0
NO |  | 186 | 2016 | 24 | 34 | 34 |  | FENTRESS | THRASHER (2128) | 230 | 230 | CONC HFRM | 0.07 | 0 | 1 | 2500 ACAR | 0 | 0 | 0 | 0 | 0 | 0 | 0 | 0 | 0 | 0 | 0 | 0 | 0 | 0 | 0 | 0 | 0 | 0 | 0 | 0 | 0 | 0 | 0 | 12 | 0
NO |  | 186 | 2016 | 24 | 35 | 35 |  | FENTRESS | THRASHER (2128) | 230 | 230 | STEEL POLE | 0 | 0.03 | 0 | 636 ACSR | 0 | 0 | 0 | 0 | 0 | 0 | 0 | 0 | 0 | 0 | 0 | 0 | 0 | 0 | 0 | 0 | 0 | 0 | 0 | 0 | 0 | 0 | 0 | 12 | 0
NO |  | 186 | 2016 | 25 | 1 | 1 |  | FENTRESS | THRASHER (2128) | 230 | 230 | STEEL POLE | 0.09 | 0 | 0 | 2500 ACAR | 0 | 0 | 0 | 0 | 0 | 0 | 0 | 0 | 0 | 0 | 0 | 0 | 0 | 0 | 0 | 0 | 0 | 0 | 0 | 0 | 0 | 0 | 0 | 12 | 0
NO |  | 186 | 2016 | 25 | 2 | 2 |  | FENTRESS | THRASHER (2128) | 230 | 230 | STEEL POLE | 5.71 | 0 | 0 | 721 ACAR | 0 | 0 | 0 | 0 | 0 | 0 | 0 | 0 | 0 | 0 | 0 | 0 | 0 | 0 | 0 | 0 | 0 | 0 | 0 | 0 | 0 | 0 | 0 | 12 | 0
NO |  | 186 | 2016 | 25 | 3 | 3 |  | CHICKAHOMINY | LANEXA (2129) | 230 | 230 | STEEL HFRM | 0 | 7.76 | 1 | 1033.5 ACSR | 0 | 0 | 0 | 0 | 0 | 0 | 0 | 0 | 0 | 0 | 0 | 0 | 0 | 0 | 0 | 0 | 0 | 0 | 0 | 0 | 0 | 0 | 0 | 12 | 0
NO |  | 186 | 2016 | 25 | 4 | 4 |  | CHICKAHOMINY | LANEXA (2129) | 230 | 230 | STEEL HFRM | 0.2 | 0 | 0 | 1033.5 ACSR | 0 | 0 | 0 | 0 | 0 | 0 | 0 | 0 | 0 | 0 | 0 | 0 | 0 | 0 | 0 | 0 | 0 | 0 | 0 | 0 | 0 | 0 | 0 | 12 | 0
NO |  | 186 | 2016 | 25 | 5 | 5 |  | CHICKAHOMINY | LANEXA (2129) | 230 | 230 | WOOD HFRM | 0 | 5.74 | 0 | 1033.5 ACSR | 0 | 0 | 0 | 0 | 0 | 0 | 0 | 0 | 0 | 0 | 0 | 0 | 0 | 0 | 0 | 0 | 0 | 0 | 0 | 0 | 0 | 0 | 0 | 12 | 0
NO |  | 186 | 2016 | 25 | 6 | 6 |  | CHICKAHOMINY | LANEXA (2129) | 230 | 230 | WOOD HFRM | 0.41 | 0 | 0 | 1033.5 ACSR | 0 | 0 | 0 | 0 | 0 | 0 | 0 | 0 | 0 | 0 | 0 | 0 | 0 | 0 | 0 | 0 | 0 | 0 | 0 | 0 | 0 | 0 | 0 | 12 | 0
NO |  | 186 | 2016 | 25 | 7 | 7 |  | CHICKAHOMINY | LANEXA (2129) | 230 | 230 | WOOD POLE | 0 | 0.12 | 0 | 1033.5 ACSR | 0 | 0 | 0 | 0 | 0 | 0 | 0 | 0 | 0 | 0 | 0 | 0 | 0 | 0 | 0 | 0 | 0 | 0 | 0 | 0 | 0 | 0 | 0 | 12 | 0
NO |  | 186 | 2016 | 25 | 8 | 8 |  | THELMA | LAKEVIEW (213) | 230 | 230 | STEEL TWR | 8.67 | 0 | 1 | 1033.5 ACSR | 0 | 0 | 0 | 0 | 0 | 0 | 0 | 0 | 0 | 0 | 0 | 0 | 0 | 0 | 0 | 0 | 0 | 0 | 0 | 0 | 0 | 0 | 0 | 12 | 0
NO |  | 186 | 2016 | 25 | 9 | 9 |  | BEAUMEADE | NIVO (2130) | 230 | 230 | STEEL HFRM | 0 | 0.01 | 1 | 3500 CU | 0 | 0 | 0 | 0 | 0 | 0 | 0 | 0 | 0 | 0 | 0 | 0 | 0 | 0 | 0 | 0 | 0 | 0 | 0 | 0 | 0 | 0 | 0 | 12 | 0
NO |  | 186 | 2016 | 25 | 10 | 10 |  | BEAUMEADE | NIVO (2130) | 230 | 230 | UG UG | 0 | 0.73 | 0 | 3500 CU | 0 | 0 | 0 | 0 | 0 | 0 | 0 | 0 | 0 | 0 | 0 | 0 | 0 | 0 | 0 | 0 | 0 | 0 | 0 | 0 | 0 | 0 | 0 | 12 | 0
NO |  | 186 | 2016 | 25 | 11 | 11 |  | WINFALL | MACKEYS (2131) | 230 | 230 | CONC POLE | 0.03 | 0 | 1 | 1351.5 ACSR | 0 | 0 | 0 | 0 | 0 | 0 | 0 | 0 | 0 | 0 | 0 | 0 | 0 | 0 | 0 | 0 | 0 | 0 | 0 | 0 | 0 | 0 | 0 | 12 | 0
NO |  | 186 | 2016 | 25 | 12 | 12 |  | WINFALL | MACKEYS (2131) | 230 | 230 | STEEL HFRM | 0.08 | 0 | 0 | 1192.5 ACSR | 0 | 0 | 0 | 0 | 0 | 0 | 0 | 0 | 0 | 0 | 0 | 0 | 0 | 0 | 0 | 0 | 0 | 0 | 0 | 0 | 0 | 0 | 0 | 12 | 0
NO |  | 186 | 2016 | 25 | 13 | 13 |  | WINFALL | MACKEYS (2131) | 230 | 230 | STEEL HFRM | 0.04 | 0 | 0 | 1351.5 ACSR | 0 | 0 | 0 | 0 | 0 | 0 | 0 | 0 | 0 | 0 | 0 | 0 | 0 | 0 | 0 | 0 | 0 | 0 | 0 | 0 | 0 | 0 | 0 | 12 | 0
NO |  | 186 | 2016 | 25 | 14 | 14 |  | WINFALL | MACKEYS (2131) | 230 | 230 | STEEL POLE | 0 | 0.03 | 0 | 1351.5 ACSR | 0 | 0 | 0 | 0 | 0 | 0 | 0 | 0 | 0 | 0 | 0 | 0 | 0 | 0 | 0 | 0 | 0 | 0 | 0 | 0 | 0 | 0 | 0 | 12 | 0
NO |  | 186 | 2016 | 25 | 15 | 15 |  | WINFALL | MACKEYS (2131) | 230 | 230 | STEEL POLE | 13.69 | 0 | 0 | 1192.5 ACSR | 0 | 0 | 0 | 0 | 0 | 0 | 0 | 0 | 0 | 0 | 0 | 0 | 0 | 0 | 0 | 0 | 0 | 0 | 0 | 0 | 0 | 0 | 0 | 12 | 0
NO |  | 186 | 2016 | 25 | 16 | 16 |  | WINFALL | MACKEYS (2131) | 230 | 230 | STEEL POLE | 5.28 | 0 | 0 | 1233.6 ACSS | 0 | 0 | 0 | 0 | 0 | 0 | 0 | 0 | 0 | 0 | 0 | 0 | 0 | 0 | 0 | 0 | 0 | 0 | 0 | 0 | 0 | 0 | 0 | 12 | 0
NO |  | 186 | 2016 | 25 | 17 | 17 |  | WINFALL | MACKEYS (2131) | 230 | 230 | STEEL POLE | 5.1 | 0 | 0 | 1351.5 ACSR | 0 | 0 | 0 | 0 | 0 | 0 | 0 | 0 | 0 | 0 | 0 | 0 | 0 | 0 | 0 | 0 | 0 | 0 | 0 | 0 | 0 | 0 | 0 | 12 | 0
NO |  | 186 | 2016 | 25 | 18 | 18 |  | CLOVER HILL | CANNON BRANCH (2132) | 230 | 230 | STEEL HFRM | 0 | 0.37 | 1 | 636 ACSR | 0 | 0 | 0 | 0 | 0 | 0 | 0 | 0 | 0 | 0 | 0 | 0 | 0 | 0 | 0 | 0 | 0 | 0 | 0 | 0 | 0 | 0 | 0 | 12 | 0
NO |  | 186 | 2016 | 25 | 19 | 19 |  | CLOVER HILL | CANNON BRANCH (2132) | 230 | 230 | STEEL POLE | 0 | 1.88 | 0 | 636 ACSR | 0 | 0 | 0 | 0 | 0 | 0 | 0 | 0 | 0 | 0 | 0 | 0 | 0 | 0 | 0 | 0 | 0 | 0 | 0 | 0 | 0 | 0 | 0 | 12 | 0
NO |  | 186 | 2016 | 25 | 20 | 20 |  | CLOVER HILL | CANNON BRANCH (2132) | 230 | 230 | STEEL TWR | 0 | 0.03 | 0 | 636 ACSR | 0 | 0 | 0 | 0 | 0 | 0 | 0 | 0 | 0 | 0 | 0 | 0 | 0 | 0 | 0 | 0 | 0 | 0 | 0 | 0 | 0 | 0 | 0 | 12 | 0
NO |  | 186 | 2016 | 25 | 21 | 21 |  | HARRISONBURG | ENDLESS CAVERNS (2134) | 230 | 230 | CONC HFRM | 0 | 0.03 | 1 | 636 ACSR | 0 | 0 | 0 | 0 | 0 | 0 | 0 | 0 | 0 | 0 | 0 | 0 | 0 | 0 | 0 | 0 | 0 | 0 | 0 | 0 | 0 | 0 | 0 | 12 | 0
NO |  | 186 | 2016 | 25 | 22 | 22 |  | HARRISONBURG | ENDLESS CAVERNS (2134) | 230 | 230 | STEEL HFRM | 0 | 0.23 | 0 | 636 ACSR | 0 | 0 | 0 | 0 | 0 | 0 | 0 | 0 | 0 | 0 | 0 | 0 | 0 | 0 | 0 | 0 | 0 | 0 | 0 | 0 | 0 | 0 | 0 | 12 | 0
NO |  | 186 | 2016 | 25 | 23 | 23 |  | HARRISONBURG | ENDLESS CAVERNS (2134) | 230 | 230 | STEEL POLE | 0 | 19.53 | 0 | 636 ACSR | 0 | 0 | 0 | 0 | 0 | 0 | 0 | 0 | 0 | 0 | 0 | 0 | 0 | 0 | 0 | 0 | 0 | 0 | 0 | 0 | 0 | 0 | 0 | 12 | 0
NO |  | 186 | 2016 | 25 | 24 | 24 |  | HOLLYMEAD | GORDONSVILLE (2135) | 230 | 230 | CONC HFRM | 0.19 | 0 | 1 | 477 ACSR | 0 | 0 | 0 | 0 | 0 | 0 | 0 | 0 | 0 | 0 | 0 | 0 | 0 | 0 | 0 | 0 | 0 | 0 | 0 | 0 | 0 | 0 | 0 | 12 | 0
NO |  | 186 | 2016 | 25 | 25 | 25 |  | HOLLYMEAD | GORDONSVILLE (2135) | 230 | 230 | STEEL HFRM | 0 | 5.83 | 0 | 636 ACSR | 0 | 0 | 0 | 0 | 0 | 0 | 0 | 0 | 0 | 0 | 0 | 0 | 0 | 0 | 0 | 0 | 0 | 0 | 0 | 0 | 0 | 0 | 0 | 12 | 0
NO |  | 186 | 2016 | 25 | 26 | 26 |  | HOLLYMEAD | GORDONSVILLE (2135) | 230 | 230 | STEEL HFRM | 1.31 | 0 | 0 | 477 ACSR | 0 | 0 | 0 | 0 | 0 | 0 | 0 | 0 | 0 | 0 | 0 | 0 | 0 | 0 | 0 | 0 | 0 | 0 | 0 | 0 | 0 | 0 | 0 | 12 | 0
NO |  | 186 | 2016 | 25 | 27 | 27 |  | HOLLYMEAD | GORDONSVILLE (2135) | 230 | 230 | STEEL POLE | 0 | 2.53 | 0 | 636 ACSR | 0 | 0 | 0 | 0 | 0 | 0 | 0 | 0 | 0 | 0 | 0 | 0 | 0 | 0 | 0 | 0 | 0 | 0 | 0 | 0 | 0 | 0 | 0 | 12 | 0
NO |  | 186 | 2016 | 25 | 28 | 28 |  | HOLLYMEAD | GORDONSVILLE (2135) | 230 | 230 | STEEL POLE | 0.3 | 0 | 0 | 477 ACSR | 0 | 0 | 0 | 0 | 0 | 0 | 0 | 0 | 0 | 0 | 0 | 0 | 0 | 0 | 0 | 0 | 0 | 0 | 0 | 0 | 0 | 0 | 0 | 12 | 0
NO |  | 186 | 2016 | 25 | 29 | 29 |  | HOLLYMEAD | GORDONSVILLE (2135) | 230 | 230 | STEEL TWR | 0 | 0.03 | 0 | 477 ACSR | 0 | 0 | 0 | 0 | 0 | 0 | 0 | 0 | 0 | 0 | 0 | 0 | 0 | 0 | 0 | 0 | 0 | 0 | 0 | 0 | 0 | 0 | 0 | 12 | 0
NO |  | 186 | 2016 | 25 | 30 | 30 |  | HOLLYMEAD | GORDONSVILLE (2135) | 230 | 230 | WOOD HFRM | 4.89 | 0 | 0 | 477 ACSR | 0 | 0 | 0 | 0 | 0 | 0 | 0 | 0 | 0 | 0 | 0 | 0 | 0 | 0 | 0 | 0 | 0 | 0 | 0 | 0 | 0 | 0 | 0 | 12 | 0
NO |  | 186 | 2016 | 25 | 31 | 31 |  | HOLLYMEAD | GORDONSVILLE (2135) | 230 | 230 | WOOD POLE | 0.47 | 0 | 0 | 477 ACSR | 0 | 0 | 0 | 0 | 0 | 0 | 0 | 0 | 0 | 0 | 0 | 0 | 0 | 0 | 0 | 0 | 0 | 0 | 0 | 0 | 0 | 0 | 0 | 12 | 0
NO |  | 186 | 2016 | 25 | 32 | 32 |  | SHAWBORO | AYDLETT (2136) | 230 | 230 | CONC HFRM | 0 | 1.5 | 1 | 545.6 ACAR | 0 | 0 | 0 | 0 | 0 | 0 | 0 | 0 | 0 | 0 | 0 | 0 | 0 | 0 | 0 | 0 | 0 | 0 | 0 | 0 | 0 | 0 | 0 | 12 | 0
NO |  | 186 | 2016 | 25 | 33 | 33 |  | SHAWBORO | AYDLETT (2136) | 230 | 230 | CONC HFRM | 0.27 | 0 | 0 | 477 ACSR | 0 | 0 | 0 | 0 | 0 | 0 | 0 | 0 | 0 | 0 | 0 | 0 | 0 | 0 | 0 | 0 | 0 | 0 | 0 | 0 | 0 | 0 | 0 | 12 | 0
NO |  | 186 | 2016 | 25 | 34 | 34 |  | SHAWBORO | AYDLETT (2136) | 230 | 230 | CONC POLE | 0.08 | 0 | 0 | 545.6 ACAR | 0 | 0 | 0 | 0 | 0 | 0 | 0 | 0 | 0 | 0 | 0 | 0 | 0 | 0 | 0 | 0 | 0 | 0 | 0 | 0 | 0 | 0 | 0 | 12 | 0
NO |  | 186 | 2016 | 25 | 35 | 35 |  | SHAWBORO | AYDLETT (2136) | 230 | 230 | STEEL HFRM | 0 | 6.99 | 0 | 545.6 ACAR | 0 | 0 | 0 | 0 | 0 | 0 | 0 | 0 | 0 | 0 | 0 | 0 | 0 | 0 | 0 | 0 | 0 | 0 | 0 | 0 | 0 | 0 | 0 | 12 | 0
NO |  | 186 | 2016 | 26 | 1 | 1 |  | SHAWBORO | AYDLETT (2136) | 230 | 230 | STEEL HFRM | 0.03 | 0 | 0 | 545.6 ACAR | 0 | 0 | 0 | 0 | 0 | 0 | 0 | 0 | 0 | 0 | 0 | 0 | 0 | 0 | 0 | 0 | 0 | 0 | 0 | 0 | 0 | 0 | 0 | 12 | 0
NO |  | 186 | 2016 | 26 | 2 | 2 |  | SHAWBORO | AYDLETT (2136) | 230 | 230 | STEEL POLE | 0 | 2.3 | 0 | 545.6 ACAR | 0 | 0 | 0 | 0 | 0 | 0 | 0 | 0 | 0 | 0 | 0 | 0 | 0 | 0 | 0 | 0 | 0 | 0 | 0 | 0 | 0 | 0 | 0 | 12 | 0
NO |  | 186 | 2016 | 26 | 3 | 3 |  | SHAWBORO | AYDLETT (2136) | 230 | 230 | STEEL TWR | 0.02 | 0 | 0 | 545.6 ACAR | 0 | 0 | 0 | 0 | 0 | 0 | 0 | 0 | 0 | 0 | 0 | 0 | 0 | 0 | 0 | 0 | 0 | 0 | 0 | 0 | 0 | 0 | 0 | 12 | 0
NO |  | 186 | 2016 | 26 | 4 | 4 |  | SHAWBORO | AYDLETT (2136) | 230 | 230 | WOOD HFRM | 1.27 | 0 | 0 | 477 ACSR | 0 | 0 | 0 | 0 | 0 | 0 | 0 | 0 | 0 | 0 | 0 | 0 | 0 | 0 | 0 | 0 | 0 | 0 | 0 | 0 | 0 | 0 | 0 | 12 | 0
NO |  | 186 | 2016 | 26 | 5 | 5 |  | BRAMBLETON | BECO (2137) | 230 | 230 | CONC HFRM | 0.04 | 0 | 1 | 636 ACSR | 0 | 0 | 0 | 0 | 0 | 0 | 0 | 0 | 0 | 0 | 0 | 0 | 0 | 0 | 0 | 0 | 0 | 0 | 0 | 0 | 0 | 0 | 0 | 12 | 0
NO |  | 186 | 2016 | 26 | 6 | 6 |  | BRAMBLETON | BECO (2137) | 230 | 230 | STEEL HFRM | 0 | 0.07 | 0 | 636 ACSR | 0 | 0 | 0 | 0 | 0 | 0 | 0 | 0 | 0 | 0 | 0 | 0 | 0 | 0 | 0 | 0 | 0 | 0 | 0 | 0 | 0 | 0 | 0 | 12 | 0
NO |  | 186 | 2016 | 26 | 7 | 7 |  | BRAMBLETON | BECO (2137) | 230 | 230 | STEEL HFRM | 0.15 | 0 | 0 | 636 ACSR | 0 | 0 | 0 | 0 | 0 | 0 | 0 | 0 | 0 | 0 | 0 | 0 | 0 | 0 | 0 | 0 | 0 | 0 | 0 | 0 | 0 | 0 | 0 | 12 | 0
NO |  | 186 | 2016 | 26 | 8 | 8 |  | BRAMBLETON | BECO (2137) | 230 | 230 | STEEL POLE | 0 | 7.75 | 0 | 636 ACSR | 0 | 0 | 0 | 0 | 0 | 0 | 0 | 0 | 0 | 0 | 0 | 0 | 0 | 0 | 0 | 0 | 0 | 0 | 0 | 0 | 0 | 0 | 0 | 12 | 0
NO |  | 186 | 2016 | 26 | 9 | 9 |  | BRAMBLETON | BECO (2137) | 230 | 230 | STEEL POLE | 3.9 | 0 | 0 | 636 ACSR | 0 | 0 | 0 | 0 | 0 | 0 | 0 | 0 | 0 | 0 | 0 | 0 | 0 | 0 | 0 | 0 | 0 | 0 | 0 | 0 | 0 | 0 | 0 | 12 | 0
NO |  | 186 | 2016 | 26 | 10 | 10 |  | WINCHESTER | SURRY (214) | 230 | 230 | CONC HFRM | 0.05 | 0 | 1 | 1534 ACAR | 0 | 0 | 0 | 0 | 0 | 0 | 0 | 0 | 0 | 0 | 0 | 0 | 0 | 0 | 0 | 0 | 0 | 0 | 0 | 0 | 0 | 0 | 0 | 12 | 0
NO |  | 186 | 2016 | 26 | 11 | 11 |  | WINCHESTER | SURRY (214) | 230 | 230 | CONC HFRM | 0.15 | 0 | 0 | 721 ACAR | 0 | 0 | 0 | 0 | 0 | 0 | 0 | 0 | 0 | 0 | 0 | 0 | 0 | 0 | 0 | 0 | 0 | 0 | 0 | 0 | 0 | 0 | 0 | 12 | 0
NO |  | 186 | 2016 | 26 | 12 | 12 |  | WINCHESTER | SURRY (214) | 230 | 230 | CONC POLE | 0.02 | 0 | 0 | 1534 ACAR | 0 | 0 | 0 | 0 | 0 | 0 | 0 | 0 | 0 | 0 | 0 | 0 | 0 | 0 | 0 | 0 | 0 | 0 | 0 | 0 | 0 | 0 | 0 | 12 | 0
NO |  | 186 | 2016 | 26 | 13 | 13 |  | WINCHESTER | SURRY (214) | 230 | 230 | STEEL POLE | 0.08 | 0 | 0 | 721 ACAR | 0 | 0 | 0 | 0 | 0 | 0 | 0 | 0 | 0 | 0 | 0 | 0 | 0 | 0 | 0 | 0 | 0 | 0 | 0 | 0 | 0 | 0 | 0 | 12 | 0
NO |  | 186 | 2016 | 26 | 14 | 14 |  | WINCHESTER | SURRY (214) | 230 | 230 | STEEL TWR | 13.9 | 0 | 0 | 1534 ACAR | 0 | 0 | 0 | 0 | 0 | 0 | 0 | 0 | 0 | 0 | 0 | 0 | 0 | 0 | 0 | 0 | 0 | 0 | 0 | 0 | 0 | 0 | 0 | 12 | 0
NO |  | 186 | 2016 | 26 | 15 | 15 |  | WINCHESTER | SURRY (214) | 230 | 230 | STEEL TWR | 0.08 | 0 | 0 | 2500 ACAR | 0 | 0 | 0 | 0 | 0 | 0 | 0 | 0 | 0 | 0 | 0 | 0 | 0 | 0 | 0 | 0 | 0 | 0 | 0 | 0 | 0 | 0 | 0 | 12 | 0
NO |  | 186 | 2016 | 26 | 16 | 16 |  | WINCHESTER | SURRY (214) | 230 | 230 | STEEL TWR | 23.36 | 0 | 0 | 721 ACAR | 0 | 0 | 0 | 0 | 0 | 0 | 0 | 0 | 0 | 0 | 0 | 0 | 0 | 0 | 0 | 0 | 0 | 0 | 0 | 0 | 0 | 0 | 0 | 12 | 0
NO |  | 186 | 2016 | 26 | 17 | 17 |  | LAKEVIEW | CAROLINA (2141) | 230 | 230 | STEEL HFRM | 0.07 | 0 | 1 | 1033.5 ACSR | 0 | 0 | 0 | 0 | 0 | 0 | 0 | 0 | 0 | 0 | 0 | 0 | 0 | 0 | 0 | 0 | 0 | 0 | 0 | 0 | 0 | 0 | 0 | 12 | 0
NO |  | 186 | 2016 | 26 | 18 | 18 |  | LAKEVIEW | CAROLINA (2141) | 230 | 230 | STEEL HFRM | 0.01 | 0 | 0 | 795 ACSR | 0 | 0 | 0 | 0 | 0 | 0 | 0 | 0 | 0 | 0 | 0 | 0 | 0 | 0 | 0 | 0 | 0 | 0 | 0 | 0 | 0 | 0 | 0 | 12 | 0
NO |  | 186 | 2016 | 26 | 19 | 19 |  | LAKEVIEW | CAROLINA (2141) | 230 | 230 | STEEL POLE | 0.02 | 0 | 0 | 795 ACSR | 0 | 0 | 0 | 0 | 0 | 0 | 0 | 0 | 0 | 0 | 0 | 0 | 0 | 0 | 0 | 0 | 0 | 0 | 0 | 0 | 0 | 0 | 0 | 12 | 0
NO |  | 186 | 2016 | 26 | 20 | 20 |  | LAKEVIEW | CAROLINA (2141) | 230 | 230 | STEEL TWR | 1.25 | 0 | 0 | 795 ACSR | 0 | 0 | 0 | 0 | 0 | 0 | 0 | 0 | 0 | 0 | 0 | 0 | 0 | 0 | 0 | 0 | 0 | 0 | 0 | 0 | 0 | 0 | 0 | 12 | 0
NO |  | 186 | 2016 | 26 | 21 | 21 |  | BALLSTON | RADNOR HEIGHTS (2142) | 230 | 230 | UG UG | 0 | 0.95 | 1 | 3500 CU | 0 | 0 | 0 | 0 | 0 | 0 | 0 | 0 | 0 | 0 | 0 | 0 | 0 | 0 | 0 | 0 | 0 | 0 | 0 | 0 | 0 | 0 | 0 | 12 | 0
NO |  | 186 | 2016 | 26 | 22 | 22 |  | BECO | BEAUMEADE (2143) | 230 | 230 | CONC HFRM | 0.13 | 0 | 1 | 636 ACSR | 0 | 0 | 0 | 0 | 0 | 0 | 0 | 0 | 0 | 0 | 0 | 0 | 0 | 0 | 0 | 0 | 0 | 0 | 0 | 0 | 0 | 0 | 0 | 12 | 0
NO |  | 186 | 2016 | 26 | 23 | 23 |  | BECO | BEAUMEADE (2143) | 230 | 230 | STEEL HFRM | 0.03 | 0 | 0 | 636 ACSR | 0 | 0 | 0 | 0 | 0 | 0 | 0 | 0 | 0 | 0 | 0 | 0 | 0 | 0 | 0 | 0 | 0 | 0 | 0 | 0 | 0 | 0 | 0 | 12 | 0
NO |  | 186 | 2016 | 26 | 24 | 24 |  | BECO | BEAUMEADE (2143) | 230 | 230 | STEEL POLE | 0 | 0.77 | 0 | 636 ACSR | 0 | 0 | 0 | 0 | 0 | 0 | 0 | 0 | 0 | 0 | 0 | 0 | 0 | 0 | 0 | 0 | 0 | 0 | 0 | 0 | 0 | 0 | 0 | 12 | 0
NO |  | 186 | 2016 | 26 | 25 | 25 |  | BECO | BEAUMEADE (2143) | 230 | 230 | STEEL POLE | 0.64 | 0 | 0 | 636 ACSR | 0 | 0 | 0 | 0 | 0 | 0 | 0 | 0 | 0 | 0 | 0 | 0 | 0 | 0 | 0 | 0 | 0 | 0 | 0 | 0 | 0 | 0 | 0 | 12 | 0
NO |  | 186 | 2016 | 26 | 26 | 26 |  | SWAMP | WINFALL (2144) | 230 | 230 | STEEL HFRM | 0.14 | 0 | 1 | 1109 ACAR | 0 | 0 | 0 | 0 | 0 | 0 | 0 | 0 | 0 | 0 | 0 | 0 | 0 | 0 | 0 | 0 | 0 | 0 | 0 | 0 | 0 | 0 | 0 | 12 | 0
NO |  | 186 | 2016 | 26 | 27 | 27 |  | SWAMP | WINFALL (2144) | 230 | 230 | STEEL POLE | 0.04 | 0 | 0 | 1109 ACAR | 0 | 0 | 0 | 0 | 0 | 0 | 0 | 0 | 0 | 0 | 0 | 0 | 0 | 0 | 0 | 0 | 0 | 0 | 0 | 0 | 0 | 0 | 0 | 12 | 0
NO |  | 186 | 2016 | 26 | 28 | 28 |  | SWAMP | WINFALL (2144) | 230 | 230 | STEEL TWR | 0.13 | 0 | 0 | 1109 ACAR | 0 | 0 | 0 | 0 | 0 | 0 | 0 | 0 | 0 | 0 | 0 | 0 | 0 | 0 | 0 | 0 | 0 | 0 | 0 | 0 | 0 | 0 | 0 | 12 | 0
NO |  | 186 | 2016 | 26 | 29 | 29 |  | SWAMP | WINFALL (2144) | 230 | 230 | WOOD HFRM | 3.75 | 0 | 0 | 1109 ACAR | 0 | 0 | 0 | 0 | 0 | 0 | 0 | 0 | 0 | 0 | 0 | 0 | 0 | 0 | 0 | 0 | 0 | 0 | 0 | 0 | 0 | 0 | 0 | 12 | 0
NO |  | 186 | 2016 | 26 | 30 | 30 |  | SWAMP | WINFALL (2144) | 230 | 230 | WOOD POLE | 0.13 | 0 | 0 | 1109 ACAR | 0 | 0 | 0 | 0 | 0 | 0 | 0 | 0 | 0 | 0 | 0 | 0 | 0 | 0 | 0 | 0 | 0 | 0 | 0 | 0 | 0 | 0 | 0 | 12 | 0
NO |  | 186 | 2016 | 26 | 31 | 31 |  | DAHLGREN | BIRCHWOOD NUG (2145) | 230 | 230 | CONC HFRM | 0.12 | 0 | 1 | 1534 ACAR | 0 | 0 | 0 | 0 | 0 | 0 | 0 | 0 | 0 | 0 | 0 | 0 | 0 | 0 | 0 | 0 | 0 | 0 | 0 | 0 | 0 | 0 | 0 | 12 | 0
NO |  | 186 | 2016 | 26 | 32 | 32 |  | DAHLGREN | BIRCHWOOD NUG (2145) | 230 | 230 | CONC POLE | 0.46 | 0 | 0 | 1534 ACAR | 0 | 0 | 0 | 0 | 0 | 0 | 0 | 0 | 0 | 0 | 0 | 0 | 0 | 0 | 0 | 0 | 0 | 0 | 0 | 0 | 0 | 0 | 0 | 12 | 0
NO |  | 186 | 2016 | 26 | 33 | 33 |  | DAHLGREN | BIRCHWOOD NUG (2145) | 230 | 230 | CONC POLE | 0.12 | 0 | 0 | 545.6 ACAR | 0 | 0 | 0 | 0 | 0 | 0 | 0 | 0 | 0 | 0 | 0 | 0 | 0 | 0 | 0 | 0 | 0 | 0 | 0 | 0 | 0 | 0 | 0 | 12 | 0
NO |  | 186 | 2016 | 26 | 34 | 34 |  | DAHLGREN | BIRCHWOOD NUG (2145) | 230 | 230 | STEEL HFRM | 2.21 | 0 | 0 | 1534 ACAR | 0 | 0 | 0 | 0 | 0 | 0 | 0 | 0 | 0 | 0 | 0 | 0 | 0 | 0 | 0 | 0 | 0 | 0 | 0 | 0 | 0 | 0 | 0 | 12 | 0
NO |  | 186 | 2016 | 26 | 35 | 35 |  | DAHLGREN | BIRCHWOOD NUG (2145) | 230 | 230 | STEEL HFRM | 0.31 | 0 | 0 | 545.6 ACAR | 0 | 0 | 0 | 0 | 0 | 0 | 0 | 0 | 0 | 0 | 0 | 0 | 0 | 0 | 0 | 0 | 0 | 0 | 0 | 0 | 0 | 0 | 0 | 12 | 0
NO |  | 186 | 2016 | 27 | 1 | 1 |  | DAHLGREN | BIRCHWOOD NUG (2145) | 230 | 230 | STEEL POLE | 0 | 9.45 | 0 | 636 ACSR | 0 | 0 | 0 | 0 | 0 | 0 | 0 | 0 | 0 | 0 | 0 | 0 | 0 | 0 | 0 | 0 | 0 | 0 | 0 | 0 | 0 | 0 | 0 | 12 | 0
NO |  | 186 | 2016 | 27 | 2 | 2 |  | DAHLGREN | BIRCHWOOD NUG (2145) | 230 | 230 | STEEL POLE | 0.26 | 0 | 0 | 1534 ACAR | 0 | 0 | 0 | 0 | 0 | 0 | 0 | 0 | 0 | 0 | 0 | 0 | 0 | 0 | 0 | 0 | 0 | 0 | 0 | 0 | 0 | 0 | 0 | 12 | 0
NO |  | 186 | 2016 | 27 | 3 | 3 |  | DAHLGREN | BIRCHWOOD NUG (2145) | 230 | 230 | STEEL POLE | 0.01 | 0 | 0 | 1590 AAC | 0 | 0 | 0 | 0 | 0 | 0 | 0 | 0 | 0 | 0 | 0 | 0 | 0 | 0 | 0 | 0 | 0 | 0 | 0 | 0 | 0 | 0 | 0 | 12 | 0
NO |  | 186 | 2016 | 27 | 4 | 4 |  | DAHLGREN | BIRCHWOOD NUG (2145) | 230 | 230 | STEEL POLE | 0.13 | 0 | 0 | 545.6 ACAR | 0 | 0 | 0 | 0 | 0 | 0 | 0 | 0 | 0 | 0 | 0 | 0 | 0 | 0 | 0 | 0 | 0 | 0 | 0 | 0 | 0 | 0 | 0 | 12 | 0
NO |  | 186 | 2016 | 27 | 5 | 5 |  | DAHLGREN | BIRCHWOOD NUG (2145) | 230 | 230 | STEEL POLE | 0.08 | 0 | 0 | 636 ACSR | 0 | 0 | 0 | 0 | 0 | 0 | 0 | 0 | 0 | 0 | 0 | 0 | 0 | 0 | 0 | 0 | 0 | 0 | 0 | 0 | 0 | 0 | 0 | 12 | 0
NO |  | 186 | 2016 | 27 | 6 | 6 |  | DAHLGREN | BIRCHWOOD NUG (2145) | 230 | 230 | WOOD HFRM | 6.19 | 0 | 0 | 545.6 ACAR | 0 | 0 | 0 | 0 | 0 | 0 | 0 | 0 | 0 | 0 | 0 | 0 | 0 | 0 | 0 | 0 | 0 | 0 | 0 | 0 | 0 | 0 | 0 | 12 | 0
NO |  | 186 | 2016 | 27 | 7 | 7 |  | DAHLGREN | BIRCHWOOD NUG (2145) | 230 | 230 | WOOD POLE | 0.1 | 0 | 0 | 1590 AAC | 0 | 0 | 0 | 0 | 0 | 0 | 0 | 0 | 0 | 0 | 0 | 0 | 0 | 0 | 0 | 0 | 0 | 0 | 0 | 0 | 0 | 0 | 0 | 12 | 0
NO |  | 186 | 2016 | 27 | 8 | 8 |  | DAHLGREN | BIRCHWOOD NUG (2145) | 230 | 230 | WOOD POLE | 0.33 | 0 | 0 | 545.6 ACAR | 0 | 0 | 0 | 0 | 0 | 0 | 0 | 0 | 0 | 0 | 0 | 0 | 0 | 0 | 0 | 0 | 0 | 0 | 0 | 0 | 0 | 0 | 0 | 12 | 0
NO |  | 186 | 2016 | 27 | 9 | 9 |  | CLOVER HILL | LIBERTY (2148) | 230 | 230 | STEEL HFRM | 0 | 0.54 | 1 | 636 ACSR | 0 | 0 | 0 | 0 | 0 | 0 | 0 | 0 | 0 | 0 | 0 | 0 | 0 | 0 | 0 | 0 | 0 | 0 | 0 | 0 | 0 | 0 | 0 | 12 | 0
NO |  | 186 | 2016 | 27 | 10 | 10 |  | CLOVER HILL | LIBERTY (2148) | 230 | 230 | STEEL POLE | 0 | 5.13 | 0 | 636 ACSR | 0 | 0 | 0 | 0 | 0 | 0 | 0 | 0 | 0 | 0 | 0 | 0 | 0 | 0 | 0 | 0 | 0 | 0 | 0 | 0 | 0 | 0 | 0 | 12 | 0
NO |  | 186 | 2016 | 27 | 11 | 11 |  | ENTERPRISE | WAXPOOL (2149) | 230 | 230 | CONC HFRM | 0 | 0.04 | 1 | 636 ACSR | 0 | 0 | 0 | 0 | 0 | 0 | 0 | 0 | 0 | 0 | 0 | 0 | 0 | 0 | 0 | 0 | 0 | 0 | 0 | 0 | 0 | 0 | 0 | 12 | 0
NO |  | 186 | 2016 | 27 | 12 | 12 |  | ENTERPRISE | WAXPOOL (2149) | 230 | 230 | STEEL HFRM | 0.04 | 0 | 0 | 636 ACSR | 0 | 0 | 0 | 0 | 0 | 0 | 0 | 0 | 0 | 0 | 0 | 0 | 0 | 0 | 0 | 0 | 0 | 0 | 0 | 0 | 0 | 0 | 0 | 12 | 0
NO |  | 186 | 2016 | 27 | 13 | 13 |  | ENTERPRISE | WAXPOOL (2149) | 230 | 230 | STEEL POLE | 0 | 1.69 | 0 | 636 ACSR | 0 | 0 | 0 | 0 | 0 | 0 | 0 | 0 | 0 | 0 | 0 | 0 | 0 | 0 | 0 | 0 | 0 | 0 | 0 | 0 | 0 | 0 | 0 | 12 | 0
NO |  | 186 | 2016 | 27 | 14 | 14 |  | ENTERPRISE | WAXPOOL (2149) | 230 | 230 | STEEL POLE | 1.64 | 0 | 0 | 636 ACSR | 0 | 0 | 0 | 0 | 0 | 0 | 0 | 0 | 0 | 0 | 0 | 0 | 0 | 0 | 0 | 0 | 0 | 0 | 0 | 0 | 0 | 0 | 0 | 12 | 0
NO |  | 186 | 2016 | 27 | 15 | 15 |  | POSSUM POINT | HAYFIELD (215) | 230 | 230 | CONC HFRM | 0.14 | 0 | 1 | 721 ACAR | 0 | 0 | 0 | 0 | 0 | 0 | 0 | 0 | 0 | 0 | 0 | 0 | 0 | 0 | 0 | 0 | 0 | 0 | 0 | 0 | 0 | 0 | 0 | 12 | 0
NO |  | 186 | 2016 | 27 | 16 | 16 |  | POSSUM POINT | HAYFIELD (215) | 230 | 230 | STEEL HFRM | 0 | 0.11 | 0 | 636 ACSR | 0 | 0 | 0 | 0 | 0 | 0 | 0 | 0 | 0 | 0 | 0 | 0 | 0 | 0 | 0 | 0 | 0 | 0 | 0 | 0 | 0 | 0 | 0 | 12 | 0
NO |  | 186 | 2016 | 27 | 17 | 17 |  | POSSUM POINT | HAYFIELD (215) | 230 | 230 | STEEL HFRM | 0.32 | 0 | 0 | 2500 ACAR | 0 | 0 | 0 | 0 | 0 | 0 | 0 | 0 | 0 | 0 | 0 | 0 | 0 | 0 | 0 | 0 | 0 | 0 | 0 | 0 | 0 | 0 | 0 | 12 | 0
NO |  | 186 | 2016 | 27 | 18 | 18 |  | POSSUM POINT | HAYFIELD (215) | 230 | 230 | STEEL POLE | 0 | 0.5 | 0 | 636 ACSR | 0 | 0 | 0 | 0 | 0 | 0 | 0 | 0 | 0 | 0 | 0 | 0 | 0 | 0 | 0 | 0 | 0 | 0 | 0 | 0 | 0 | 0 | 0 | 12 | 0
NO |  | 186 | 2016 | 27 | 19 | 19 |  | POSSUM POINT | HAYFIELD (215) | 230 | 230 | STEEL POLE | 7.27 | 0 | 0 | 2500 ACAR | 0 | 0 | 0 | 0 | 0 | 0 | 0 | 0 | 0 | 0 | 0 | 0 | 0 | 0 | 0 | 0 | 0 | 0 | 0 | 0 | 0 | 0 | 0 | 12 | 0
NO |  | 186 | 2016 | 27 | 20 | 20 |  | POSSUM POINT | HAYFIELD (215) | 230 | 230 | STEEL POLE | 0.95 | 0 | 0 | 636 ACSR | 0 | 0 | 0 | 0 | 0 | 0 | 0 | 0 | 0 | 0 | 0 | 0 | 0 | 0 | 0 | 0 | 0 | 0 | 0 | 0 | 0 | 0 | 0 | 12 | 0
NO |  | 186 | 2016 | 27 | 21 | 21 |  | POSSUM POINT | HAYFIELD (215) | 230 | 230 | STEEL POLE | 0.76 | 0 | 0 | 721 ACAR | 0 | 0 | 0 | 0 | 0 | 0 | 0 | 0 | 0 | 0 | 0 | 0 | 0 | 0 | 0 | 0 | 0 | 0 | 0 | 0 | 0 | 0 | 0 | 12 | 0
NO |  | 186 | 2016 | 27 | 22 | 22 |  | POSSUM POINT | HAYFIELD (215) | 230 | 230 | STEEL TWR | 0.16 | 0 | 0 | 2500 ACAR | 0 | 0 | 0 | 0 | 0 | 0 | 0 | 0 | 0 | 0 | 0 | 0 | 0 | 0 | 0 | 0 | 0 | 0 | 0 | 0 | 0 | 0 | 0 | 12 | 0
NO |  | 186 | 2016 | 27 | 23 | 23 |  | POSSUM POINT | HAYFIELD (215) | 230 | 230 | STEEL TWR | 11.5 | 0 | 0 | 721 ACAR | 0 | 0 | 0 | 0 | 0 | 0 | 0 | 0 | 0 | 0 | 0 | 0 | 0 | 0 | 0 | 0 | 0 | 0 | 0 | 0 | 0 | 0 | 0 | 12 | 0
NO |  | 186 | 2016 | 27 | 24 | 24 |  | POSSUM POINT | HAYFIELD (215) | 230 | 230 | WOOD HFRM | 0.07 | 0 | 0 | 2500 ACAR | 0 | 0 | 0 | 0 | 0 | 0 | 0 | 0 | 0 | 0 | 0 | 0 | 0 | 0 | 0 | 0 | 0 | 0 | 0 | 0 | 0 | 0 | 0 | 12 | 0
NO |  | 186 | 2016 | 27 | 25 | 25 |  | POSSUM POINT | HAYFIELD (215) | 230 | 230 | WOOD POLE | 0.09 | 0 | 0 | 2500 ACAR | 0 | 0 | 0 | 0 | 0 | 0 | 0 | 0 | 0 | 0 | 0 | 0 | 0 | 0 | 0 | 0 | 0 | 0 | 0 | 0 | 0 | 0 | 0 | 12 | 0
NO |  | 186 | 2016 | 27 | 26 | 26 |  | STERLING PARK | BECO (2150) | 230 | 230 | CONC HFRM | 0 | 0.03 | 1 | 1033.5 ACSS | 0 | 0 | 0 | 0 | 0 | 0 | 0 | 0 | 0 | 0 | 0 | 0 | 0 | 0 | 0 | 0 | 0 | 0 | 0 | 0 | 0 | 0 | 0 | 12 | 0
NO |  | 186 | 2016 | 27 | 27 | 27 |  | STERLING PARK | BECO (2150) | 230 | 230 | STEEL POLE | 0 | 0.08 | 0 | 1192.5 ACSR | 0 | 0 | 0 | 0 | 0 | 0 | 0 | 0 | 0 | 0 | 0 | 0 | 0 | 0 | 0 | 0 | 0 | 0 | 0 | 0 | 0 | 0 | 0 | 12 | 0
NO |  | 186 | 2016 | 27 | 28 | 28 |  | STERLING PARK | BECO (2150) | 230 | 230 | STEEL POLE | 0 | 0.7 | 0 | 636 ACSR | 0 | 0 | 0 | 0 | 0 | 0 | 0 | 0 | 0 | 0 | 0 | 0 | 0 | 0 | 0 | 0 | 0 | 0 | 0 | 0 | 0 | 0 | 0 | 12 | 0
NO |  | 186 | 2016 | 27 | 29 | 29 |  | STERLING PARK | BECO (2150) | 230 | 230 | STEEL TWR | 0 | 2.08 | 0 | 1192.5 ACSR | 0 | 0 | 0 | 0 | 0 | 0 | 0 | 0 | 0 | 0 | 0 | 0 | 0 | 0 | 0 | 0 | 0 | 0 | 0 | 0 | 0 | 0 | 0 | 12 | 0
NO |  | 186 | 2016 | 27 | 30 | 30 |  | RAILROAD DP | GAINESVILLE (2151) | 230 | 230 | STEEL POLE | 0 | 1.86 | 1 | 636 ACSR | 0 | 0 | 0 | 0 | 0 | 0 | 0 | 0 | 0 | 0 | 0 | 0 | 0 | 0 | 0 | 0 | 0 | 0 | 0 | 0 | 0 | 0 | 0 | 12 | 0
NO |  | 186 | 2016 | 27 | 31 | 31 |  | RAILROAD DP | GAINESVILLE (2151) | 230 | 230 | STEEL POLE | 0.31 | 0 | 0 | 636 ACSR | 0 | 0 | 0 | 0 | 0 | 0 | 0 | 0 | 0 | 0 | 0 | 0 | 0 | 0 | 0 | 0 | 0 | 0 | 0 | 0 | 0 | 0 | 0 | 12 | 0
NO |  | 186 | 2016 | 27 | 32 | 32 |  | RAILROAD DP | GAINESVILLE (2151) | 230 | 230 | STEEL TWR | 0.02 | 0 | 0 | 636 ACSR | 0 | 0 | 0 | 0 | 0 | 0 | 0 | 0 | 0 | 0 | 0 | 0 | 0 | 0 | 0 | 0 | 0 | 0 | 0 | 0 | 0 | 0 | 0 | 12 | 0
NO |  | 186 | 2016 | 27 | 33 | 33 |  | WAXPOOL | BEAUMEADE (2152) | 230 | 230 | STEEL HFRM | 0 | 0.04 | 1 | 636 ACSR | 0 | 0 | 0 | 0 | 0 | 0 | 0 | 0 | 0 | 0 | 0 | 0 | 0 | 0 | 0 | 0 | 0 | 0 | 0 | 0 | 0 | 0 | 0 | 12 | 0
NO |  | 186 | 2016 | 27 | 34 | 34 |  | WAXPOOL | BEAUMEADE (2152) | 230 | 230 | STEEL POLE | 0 | 3.08 | 0 | 636 ACSR | 0 | 0 | 0 | 0 | 0 | 0 | 0 | 0 | 0 | 0 | 0 | 0 | 0 | 0 | 0 | 0 | 0 | 0 | 0 | 0 | 0 | 0 | 0 | 12 | 0
NO |  | 186 | 2016 | 27 | 35 | 35 |  | WAXPOOL | BEAUMEADE (2152) | 230 | 230 | STEEL POLE | 0.12 | 0 | 0 | 636 ACSR | 0 | 0 | 0 | 0 | 0 | 0 | 0 | 0 | 0 | 0 | 0 | 0 | 0 | 0 | 0 | 0 | 0 | 0 | 0 | 0 | 0 | 0 | 0 | 12 | 0
NO |  | 186 | 2016 | 28 | 1 | 1 |  | WAXPOOL | BEAUMEADE (2152) | 230 | 230 | STEEL TWR | 0 | 0.3 | 0 | 636 ACSR | 0 | 0 | 0 | 0 | 0 | 0 | 0 | 0 | 0 | 0 | 0 | 0 | 0 | 0 | 0 | 0 | 0 | 0 | 0 | 0 | 0 | 0 | 0 | 12 | 0
NO |  | 186 | 2016 | 28 | 2 | 2 |  | DOOMS | STAUNTON (2156) | 230 | 230 | CONC HFRM | 0.07 | 0 | 1 | 545.6 ACAR | 0 | 0 | 0 | 0 | 0 | 0 | 0 | 0 | 0 | 0 | 0 | 0 | 0 | 0 | 0 | 0 | 0 | 0 | 0 | 0 | 0 | 0 | 0 | 12 | 0
NO |  | 186 | 2016 | 28 | 3 | 3 |  | DOOMS | STAUNTON (2156) | 230 | 230 | STEEL HFRM | 0.07 | 0 | 0 | 545.6 ACAR | 0 | 0 | 0 | 0 | 0 | 0 | 0 | 0 | 0 | 0 | 0 | 0 | 0 | 0 | 0 | 0 | 0 | 0 | 0 | 0 | 0 | 0 | 0 | 12 | 0
NO |  | 186 | 2016 | 28 | 4 | 4 |  | DOOMS | STAUNTON (2156) | 230 | 230 | STEEL POLE | 0 | 0.57 | 0 | 545.6 ACAR | 0 | 0 | 0 | 0 | 0 | 0 | 0 | 0 | 0 | 0 | 0 | 0 | 0 | 0 | 0 | 0 | 0 | 0 | 0 | 0 | 0 | 0 | 0 | 12 | 0
NO |  | 186 | 2016 | 28 | 5 | 5 |  | DOOMS | STAUNTON (2156) | 230 | 230 | STEEL POLE | 0.14 | 0 | 0 | 545.6 ACAR | 0 | 0 | 0 | 0 | 0 | 0 | 0 | 0 | 0 | 0 | 0 | 0 | 0 | 0 | 0 | 0 | 0 | 0 | 0 | 0 | 0 | 0 | 0 | 12 | 0
NO |  | 186 | 2016 | 28 | 6 | 6 |  | DOOMS | STAUNTON (2156) | 230 | 230 | STEEL TWR | 0 | 11.65 | 0 | 545.6 ACAR | 0 | 0 | 0 | 0 | 0 | 0 | 0 | 0 | 0 | 0 | 0 | 0 | 0 | 0 | 0 | 0 | 0 | 0 | 0 | 0 | 0 | 0 | 0 | 12 | 0
NO |  | 186 | 2016 | 28 | 7 | 7 |  | DOOMS | STAUNTON (2156) | 230 | 230 | WOOD HFRM | 0 | 0.07 | 0 | 545.6 ACAR | 0 | 0 | 0 | 0 | 0 | 0 | 0 | 0 | 0 | 0 | 0 | 0 | 0 | 0 | 0 | 0 | 0 | 0 | 0 | 0 | 0 | 0 | 0 | 12 | 0
NO |  | 186 | 2016 | 28 | 8 | 8 |  | DOOMS | STAUNTON (2156) | 230 | 230 | WOOD HFRM | 0.25 | 0 | 0 | 545.6 ACAR | 0 | 0 | 0 | 0 | 0 | 0 | 0 | 0 | 0 | 0 | 0 | 0 | 0 | 0 | 0 | 0 | 0 | 0 | 0 | 0 | 0 | 0 | 0 | 12 | 0
NO |  | 186 | 2016 | 28 | 9 | 9 |  | DOOMS | STAUNTON (2156) | 230 | 230 | WOOD POLE | 0.13 | 0 | 0 | 545.6 ACAR | 0 | 0 | 0 | 0 | 0 | 0 | 0 | 0 | 0 | 0 | 0 | 0 | 0 | 0 | 0 | 0 | 0 | 0 | 0 | 0 | 0 | 0 | 0 | 12 | 0
NO |  | 186 | 2016 | 28 | 10 | 10 |  | FREDERICKSBURG | CRANES CORNER (2157) | 230 | 230 | CONC HFRM | 0 | 0.04 | 1 | 636 ACSR | 0 | 0 | 0 | 0 | 0 | 0 | 0 | 0 | 0 | 0 | 0 | 0 | 0 | 0 | 0 | 0 | 0 | 0 | 0 | 0 | 0 | 0 | 0 | 12 | 0
NO |  | 186 | 2016 | 28 | 11 | 11 |  | FREDERICKSBURG | CRANES CORNER (2157) | 230 | 230 | STEEL HFRM | 0.61 | 0 | 0 | 636 ACSR | 0 | 0 | 0 | 0 | 0 | 0 | 0 | 0 | 0 | 0 | 0 | 0 | 0 | 0 | 0 | 0 | 0 | 0 | 0 | 0 | 0 | 0 | 0 | 12 | 0
NO |  | 186 | 2016 | 28 | 12 | 12 |  | FREDERICKSBURG | CRANES CORNER (2157) | 230 | 230 | STEEL POLE | 0 | 0.73 | 0 | 636 ACSR | 0 | 0 | 0 | 0 | 0 | 0 | 0 | 0 | 0 | 0 | 0 | 0 | 0 | 0 | 0 | 0 | 0 | 0 | 0 | 0 | 0 | 0 | 0 | 12 | 0
NO |  | 186 | 2016 | 28 | 13 | 13 |  | FREDERICKSBURG | CRANES CORNER (2157) | 230 | 230 | STEEL POLE | 0.48 | 0 | 0 | 636 ACSR | 0 | 0 | 0 | 0 | 0 | 0 | 0 | 0 | 0 | 0 | 0 | 0 | 0 | 0 | 0 | 0 | 0 | 0 | 0 | 0 | 0 | 0 | 0 | 12 | 0
NO |  | 186 | 2016 | 28 | 14 | 14 |  | FREDERICKSBURG | CRANES CORNER (2157) | 230 | 230 | WOOD HFRM | 2.46 | 0 | 0 | 636 ACSR | 0 | 0 | 0 | 0 | 0 | 0 | 0 | 0 | 0 | 0 | 0 | 0 | 0 | 0 | 0 | 0 | 0 | 0 | 0 | 0 | 0 | 0 | 0 | 12 | 0
NO |  | 186 | 2016 | 28 | 15 | 15 |  | FREDERICKSBURG | CRANES CORNER (2157) | 230 | 230 | WOOD POLE | 0.22 | 0 | 0 | 636 ACSR | 0 | 0 | 0 | 0 | 0 | 0 | 0 | 0 | 0 | 0 | 0 | 0 | 0 | 0 | 0 | 0 | 0 | 0 | 0 | 0 | 0 | 0 | 0 | 12 | 0
NO |  | 186 | 2016 | 28 | 16 | 16 |  | CEC | YADKIN (2158) | 230 | 230 | STEEL HFRM | 0 | 0.08 | 1 | 636 ACSR | 0 | 0 | 0 | 0 | 0 | 0 | 0 | 0 | 0 | 0 | 0 | 0 | 0 | 0 | 0 | 0 | 0 | 0 | 0 | 0 | 0 | 0 | 0 | 12 | 0
NO |  | 186 | 2016 | 28 | 17 | 17 |  | CEC | YADKIN (2158) | 230 | 230 | STEEL HFRM | 0.05 | 0 | 0 | 1233.6 ACSS | 0 | 0 | 0 | 0 | 0 | 0 | 0 | 0 | 0 | 0 | 0 | 0 | 0 | 0 | 0 | 0 | 0 | 0 | 0 | 0 | 0 | 0 | 0 | 12 | 0
NO |  | 186 | 2016 | 28 | 18 | 18 |  | CEC | YADKIN (2158) | 230 | 230 | STEEL POLE | 0.05 | 0 | 0 | 1233.6 ACSS | 0 | 0 | 0 | 0 | 0 | 0 | 0 | 0 | 0 | 0 | 0 | 0 | 0 | 0 | 0 | 0 | 0 | 0 | 0 | 0 | 0 | 0 | 0 | 12 | 0
NO |  | 186 | 2016 | 28 | 19 | 19 |  | CEC | YADKIN (2158) | 230 | 230 | STEEL POLE | 0.1 | 0 | 0 | 636 ACSR | 0 | 0 | 0 | 0 | 0 | 0 | 0 | 0 | 0 | 0 | 0 | 0 | 0 | 0 | 0 | 0 | 0 | 0 | 0 | 0 | 0 | 0 | 0 | 12 | 0
NO |  | 186 | 2016 | 28 | 20 | 20 |  | CEC | YADKIN (2158) | 230 | 230 | STEEL TWR | 0 | 2.77 | 0 | 636 ACSR | 0 | 0 | 0 | 0 | 0 | 0 | 0 | 0 | 0 | 0 | 0 | 0 | 0 | 0 | 0 | 0 | 0 | 0 | 0 | 0 | 0 | 0 | 0 | 12 | 0
NO |  | 186 | 2016 | 28 | 21 | 21 |  | CEC | YADKIN (2158) | 230 | 230 | STEEL TWR | 0.27 | 0 | 0 | 1233.6 ACSS | 0 | 0 | 0 | 0 | 0 | 0 | 0 | 0 | 0 | 0 | 0 | 0 | 0 | 0 | 0 | 0 | 0 | 0 | 0 | 0 | 0 | 0 | 0 | 12 | 0
NO |  | 186 | 2016 | 28 | 22 | 22 |  | LAKESIDE | ELMONT (216) | 230 | 230 | CONC HFRM | 0 | 0.04 | 1 | 2500 ACAR | 0 | 0 | 0 | 0 | 0 | 0 | 0 | 0 | 0 | 0 | 0 | 0 | 0 | 0 | 0 | 0 | 0 | 0 | 0 | 0 | 0 | 0 | 0 | 12 | 0
NO |  | 186 | 2016 | 28 | 23 | 23 |  | LAKESIDE | ELMONT (216) | 230 | 230 | STEEL HFRM | 0 | 4.63 | 0 | 2500 ACAR | 0 | 0 | 0 | 0 | 0 | 0 | 0 | 0 | 0 | 0 | 0 | 0 | 0 | 0 | 0 | 0 | 0 | 0 | 0 | 0 | 0 | 0 | 0 | 12 | 0
NO |  | 186 | 2016 | 28 | 24 | 24 |  | LAKESIDE | ELMONT (216) | 230 | 230 | STEEL POLE | 0 | 0.01 | 0 | 1233.6 ACSS | 0 | 0 | 0 | 0 | 0 | 0 | 0 | 0 | 0 | 0 | 0 | 0 | 0 | 0 | 0 | 0 | 0 | 0 | 0 | 0 | 0 | 0 | 0 | 12 | 0
NO |  | 186 | 2016 | 28 | 25 | 25 |  | LAKESIDE | ELMONT (216) | 230 | 230 | STEEL POLE | 0 | 1.01 | 0 | 2500 ACAR | 0 | 0 | 0 | 0 | 0 | 0 | 0 | 0 | 0 | 0 | 0 | 0 | 0 | 0 | 0 | 0 | 0 | 0 | 0 | 0 | 0 | 0 | 0 | 12 | 0
NO |  | 186 | 2016 | 28 | 26 | 26 |  | LAKESIDE | ELMONT (216) | 230 | 230 | STEEL POLE | 0.02 | 0 | 0 | 2500 ACAR | 0 | 0 | 0 | 0 | 0 | 0 | 0 | 0 | 0 | 0 | 0 | 0 | 0 | 0 | 0 | 0 | 0 | 0 | 0 | 0 | 0 | 0 | 0 | 12 | 0
NO |  | 186 | 2016 | 28 | 27 | 27 |  | LAKESIDE | ELMONT (216) | 230 | 230 | STEEL TWR | 0.01 | 0 | 0 | 2500 ACAR | 0 | 0 | 0 | 0 | 0 | 0 | 0 | 0 | 0 | 0 | 0 | 0 | 0 | 0 | 0 | 0 | 0 | 0 | 0 | 0 | 0 | 0 | 0 | 12 | 0
NO |  | 186 | 2016 | 28 | 28 | 28 |  | EVERETTS | CHINQUAPIN (2160) | 230 | 230 | STEEL HFRM | 6.64 | 0 | 1 | 1033.5 ACSR | 0 | 0 | 0 | 0 | 0 | 0 | 0 | 0 | 0 | 0 | 0 | 0 | 0 | 0 | 0 | 0 | 0 | 0 | 0 | 0 | 0 | 0 | 0 | 12 | 0
NO |  | 186 | 2016 | 28 | 29 | 29 |  | EVERETTS | CHINQUAPIN (2160) | 230 | 230 | STEEL POLE | 0.8 | 0 | 0 | 1033.5 ACSR | 0 | 0 | 0 | 0 | 0 | 0 | 0 | 0 | 0 | 0 | 0 | 0 | 0 | 0 | 0 | 0 | 0 | 0 | 0 | 0 | 0 | 0 | 0 | 12 | 0
NO |  | 186 | 2016 | 28 | 30 | 30 |  | EVERETTS | CHINQUAPIN (2160) | 230 | 230 | STEEL TWR | 0.02 | 0 | 0 | 1033.5 ACSR | 0 | 0 | 0 | 0 | 0 | 0 | 0 | 0 | 0 | 0 | 0 | 0 | 0 | 0 | 0 | 0 | 0 | 0 | 0 | 0 | 0 | 0 | 0 | 12 | 0
NO |  | 186 | 2016 | 28 | 31 | 31 |  | EVERETTS | CHINQUAPIN (2160) | 230 | 230 | WOOD HFRM | 13.79 | 0 | 0 | 1033.5 ACSR | 0 | 0 | 0 | 0 | 0 | 0 | 0 | 0 | 0 | 0 | 0 | 0 | 0 | 0 | 0 | 0 | 0 | 0 | 0 | 0 | 0 | 0 | 0 | 12 | 0
NO |  | 186 | 2016 | 28 | 32 | 32 |  | EVERETTS | CHINQUAPIN (2160) | 230 | 230 | WOOD POLE | 0.92 | 0 | 0 | 1033.5 ACSR | 0 | 0 | 0 | 0 | 0 | 0 | 0 | 0 | 0 | 0 | 0 | 0 | 0 | 0 | 0 | 0 | 0 | 0 | 0 | 0 | 0 | 0 | 0 | 12 | 0
NO |  | 186 | 2016 | 28 | 33 | 33 |  | PACIFIC | BECO (2165) | 230 | 230 | STEEL HFRM | 0.08 | 0 | 1 | 636 ACSR | 0 | 0 | 0 | 0 | 0 | 0 | 0 | 0 | 0 | 0 | 0 | 0 | 0 | 0 | 0 | 0 | 0 | 0 | 0 | 0 | 0 | 0 | 0 | 12 | 0
NO |  | 186 | 2016 | 28 | 34 | 34 |  | PACIFIC | BECO (2165) | 230 | 230 | STEEL POLE | 0 | 1.81 | 0 | 636 ACSR | 0 | 0 | 0 | 0 | 0 | 0 | 0 | 0 | 0 | 0 | 0 | 0 | 0 | 0 | 0 | 0 | 0 | 0 | 0 | 0 | 0 | 0 | 0 | 12 | 0
NO |  | 186 | 2016 | 28 | 35 | 35 |  | PACIFIC | BECO (2165) | 230 | 230 | STEEL POLE | 1.72 | 0 | 0 | 636 ACSR | 0 | 0 | 0 | 0 | 0 | 0 | 0 | 0 | 0 | 0 | 0 | 0 | 0 | 0 | 0 | 0 | 0 | 0 | 0 | 0 | 0 | 0 | 0 | 12 | 0
NO |  | 186 | 2016 | 29 | 1 | 1 |  | DOOMS | LEXINGTON (2168) | 230 | 230 | STEEL HFRM | 0.15 | 0 | 1 | 636 ACSR | 0 | 0 | 0 | 0 | 0 | 0 | 0 | 0 | 0 | 0 | 0 | 0 | 0 | 0 | 0 | 0 | 0 | 0 | 0 | 0 | 0 | 0 | 0 | 12 | 0
NO |  | 186 | 2016 | 29 | 2 | 2 |  | DOOMS | LEXINGTON (2168) | 230 | 230 | STEEL POLE | 0.13 | 0 | 0 | 636 ACSR | 0 | 0 | 0 | 0 | 0 | 0 | 0 | 0 | 0 | 0 | 0 | 0 | 0 | 0 | 0 | 0 | 0 | 0 | 0 | 0 | 0 | 0 | 0 | 12 | 0
NO |  | 186 | 2016 | 29 | 3 | 3 |  | DOOMS | LEXINGTON (2168) | 230 | 230 | STEEL TWR | 38.89 | 0 | 0 | 636 ACSR | 0 | 0 | 0 | 0 | 0 | 0 | 0 | 0 | 0 | 0 | 0 | 0 | 0 | 0 | 0 | 0 | 0 | 0 | 0 | 0 | 0 | 0 | 0 | 12 | 0
NO |  | 186 | 2016 | 29 | 4 | 4 |  | CHESTERFIELD 230 | LAKESIDE (217) | 230 | 230 | CONC HFRM | 0.03 | 0 | 1 | 1534 ACAR | 0 | 0 | 0 | 0 | 0 | 0 | 0 | 0 | 0 | 0 | 0 | 0 | 0 | 0 | 0 | 0 | 0 | 0 | 0 | 0 | 0 | 0 | 0 | 12 | 0
NO |  | 186 | 2016 | 29 | 5 | 5 |  | CHESTERFIELD 230 | LAKESIDE (217) | 230 | 230 | CONC HFRM | 0.04 | 0 | 0 | 795 ACSR | 0 | 0 | 0 | 0 | 0 | 0 | 0 | 0 | 0 | 0 | 0 | 0 | 0 | 0 | 0 | 0 | 0 | 0 | 0 | 0 | 0 | 0 | 0 | 12 | 0
NO |  | 186 | 2016 | 29 | 6 | 6 |  | CHESTERFIELD 230 | LAKESIDE (217) | 230 | 230 | STEEL HFRM | 6.11 | 0 | 0 | 795 ACSR | 0 | 0 | 0 | 0 | 0 | 0 | 0 | 0 | 0 | 0 | 0 | 0 | 0 | 0 | 0 | 0 | 0 | 0 | 0 | 0 | 0 | 0 | 0 | 12 | 0
NO |  | 186 | 2016 | 29 | 7 | 7 |  | CHESTERFIELD 230 | LAKESIDE (217) | 230 | 230 | STEEL POLE | 0.03 | 0 | 0 | 1534 ACAR | 0 | 0 | 0 | 0 | 0 | 0 | 0 | 0 | 0 | 0 | 0 | 0 | 0 | 0 | 0 | 0 | 0 | 0 | 0 | 0 | 0 | 0 | 0 | 12 | 0
NO |  | 186 | 2016 | 29 | 8 | 8 |  | CHESTERFIELD 230 | LAKESIDE (217) | 230 | 230 | STEEL POLE | 0.43 | 0 | 0 | 795 ACSR | 0 | 0 | 0 | 0 | 0 | 0 | 0 | 0 | 0 | 0 | 0 | 0 | 0 | 0 | 0 | 0 | 0 | 0 | 0 | 0 | 0 | 0 | 0 | 12 | 0
NO |  | 186 | 2016 | 29 | 9 | 9 |  | CHESTERFIELD 230 | LAKESIDE (217) | 230 | 230 | STEEL TWR | 1.17 | 0 | 0 | 795 ACSR | 0 | 0 | 0 | 0 | 0 | 0 | 0 | 0 | 0 | 0 | 0 | 0 | 0 | 0 | 0 | 0 | 0 | 0 | 0 | 0 | 0 | 0 | 0 | 12 | 0
NO |  | 186 | 2016 | 29 | 10 | 10 |  | CHESTERFIELD 230 | LAKESIDE (217) | 230 | 230 | WOOD HFRM | 12.97 | 0 | 0 | 795 ACSR | 0 | 0 | 0 | 0 | 0 | 0 | 0 | 0 | 0 | 0 | 0 | 0 | 0 | 0 | 0 | 0 | 0 | 0 | 0 | 0 | 0 | 0 | 0 | 12 | 0
NO |  | 186 | 2016 | 29 | 11 | 11 |  | CHESTERFIELD 230 | LAKESIDE (217) | 230 | 230 | WOOD POLE | 0.67 | 0 | 0 | 795 ACSR | 0 | 0 | 0 | 0 | 0 | 0 | 0 | 0 | 0 | 0 | 0 | 0 | 0 | 0 | 0 | 0 | 0 | 0 | 0 | 0 | 0 | 0 | 0 | 12 | 0
NO |  | 186 | 2016 | 29 | 12 | 12 |  | CHINQUAPIN | TARBORO (2177) | 230 | 230 | STEEL HFRM | 1.15 | 0 | 1 | 1033.5 ACSR | 0 | 0 | 0 | 0 | 0 | 0 | 0 | 0 | 0 | 0 | 0 | 0 | 0 | 0 | 0 | 0 | 0 | 0 | 0 | 0 | 0 | 0 | 0 | 12 | 0
NO |  | 186 | 2016 | 29 | 13 | 13 |  | CHINQUAPIN | TARBORO (2177) | 230 | 230 | STEEL TWR | 0 | 0.27 | 0 | 1033.5 ACSR | 0 | 0 | 0 | 0 | 0 | 0 | 0 | 0 | 0 | 0 | 0 | 0 | 0 | 0 | 0 | 0 | 0 | 0 | 0 | 0 | 0 | 0 | 0 | 12 | 0
NO |  | 186 | 2016 | 29 | 14 | 14 |  | CHINQUAPIN | TARBORO (2177) | 230 | 230 | STEEL TWR | 0.02 | 0 | 0 | 1033.5 ACSR | 0 | 0 | 0 | 0 | 0 | 0 | 0 | 0 | 0 | 0 | 0 | 0 | 0 | 0 | 0 | 0 | 0 | 0 | 0 | 0 | 0 | 0 | 0 | 12 | 0
NO |  | 186 | 2016 | 29 | 15 | 15 |  | CHINQUAPIN | TARBORO (2177) | 230 | 230 | WOOD HFRM | 0 | 0.09 | 0 | 1033.5 ACSR | 0 | 0 | 0 | 0 | 0 | 0 | 0 | 0 | 0 | 0 | 0 | 0 | 0 | 0 | 0 | 0 | 0 | 0 | 0 | 0 | 0 | 0 | 0 | 12 | 0
NO |  | 186 | 2016 | 29 | 16 | 16 |  | CHINQUAPIN | TARBORO (2177) | 230 | 230 | WOOD HFRM | 3.86 | 0 | 0 | 1033.5 ACSR | 0 | 0 | 0 | 0 | 0 | 0 | 0 | 0 | 0 | 0 | 0 | 0 | 0 | 0 | 0 | 0 | 0 | 0 | 0 | 0 | 0 | 0 | 0 | 12 | 0
NO |  | 186 | 2016 | 29 | 17 | 17 |  | CHINQUAPIN | TARBORO (2177) | 230 | 230 | WOOD POLE | 0.11 | 0 | 0 | 1033.5 ACSR | 0 | 0 | 0 | 0 | 0 | 0 | 0 | 0 | 0 | 0 | 0 | 0 | 0 | 0 | 0 | 0 | 0 | 0 | 0 | 0 | 0 | 0 | 0 | 12 | 0
NO |  | 186 | 2016 | 29 | 18 | 18 |  | EVERETTS | GREENVILLE (CP&L) (218) | 230 | 230 | STEEL HFRM | 2.04 | 0 | 1 | 1109 ACAR | 0 | 0 | 0 | 0 | 0 | 0 | 0 | 0 | 0 | 0 | 0 | 0 | 0 | 0 | 0 | 0 | 0 | 0 | 0 | 0 | 0 | 0 | 0 | 12 | 0
NO |  | 186 | 2016 | 29 | 19 | 19 |  | EVERETTS | GREENVILLE (CP&L) (218) | 230 | 230 | STEEL POLE | 0.07 | 0 | 0 | 1109 ACAR | 0 | 0 | 0 | 0 | 0 | 0 | 0 | 0 | 0 | 0 | 0 | 0 | 0 | 0 | 0 | 0 | 0 | 0 | 0 | 0 | 0 | 0 | 0 | 12 | 0
NO |  | 186 | 2016 | 29 | 20 | 20 |  | EVERETTS | GREENVILLE (CP&L) (218) | 230 | 230 | WOOD HFRM | 17.14 | 0 | 0 | 1109 ACAR | 0 | 0 | 0 | 0 | 0 | 0 | 0 | 0 | 0 | 0 | 0 | 0 | 0 | 0 | 0 | 0 | 0 | 0 | 0 | 0 | 0 | 0 | 0 | 12 | 0
NO |  | 186 | 2016 | 29 | 21 | 21 |  | EVERETTS | GREENVILLE (CP&L) (218) | 230 | 230 | WOOD POLE | 1.07 | 0 | 0 | 1109 ACAR | 0 | 0 | 0 | 0 | 0 | 0 | 0 | 0 | 0 | 0 | 0 | 0 | 0 | 0 | 0 | 0 | 0 | 0 | 0 | 0 | 0 | 0 | 0 | 12 | 0
NO |  | 186 | 2016 | 29 | 22 | 22 |  | BELMONT | PLEASANT VIEW (2180) | 230 | 230 | STEEL HFRM | 0 | 0.09 | 1 | 768.2 ACSS | 0 | 0 | 0 | 0 | 0 | 0 | 0 | 0 | 0 | 0 | 0 | 0 | 0 | 0 | 0 | 0 | 0 | 0 | 0 | 0 | 0 | 0 | 0 | 12 | 0
NO |  | 186 | 2016 | 29 | 23 | 23 |  | BELMONT | PLEASANT VIEW (2180) | 230 | 230 | STEEL POLE | 0.09 | 0 | 0 | 768.2 ACSS | 0 | 0 | 0 | 0 | 0 | 0 | 0 | 0 | 0 | 0 | 0 | 0 | 0 | 0 | 0 | 0 | 0 | 0 | 0 | 0 | 0 | 0 | 0 | 12 | 0
NO |  | 186 | 2016 | 29 | 24 | 24 |  | BELMONT | PLEASANT VIEW (2180) | 230 | 230 | STEEL TWR | 1.29 | 0 | 0 | 768.2 ACSS | 0 | 0 | 0 | 0 | 0 | 0 | 0 | 0 | 0 | 0 | 0 | 0 | 0 | 0 | 0 | 0 | 0 | 0 | 0 | 0 | 0 | 0 | 0 | 12 | 0
NO |  | 186 | 2016 | 29 | 25 | 25 |  | WINTERPOCK | SOUTHWEST (219) | 230 | 230 | CONC HFRM | 0.04 | 0 | 1 | 721 ACAR | 0 | 0 | 0 | 0 | 0 | 0 | 0 | 0 | 0 | 0 | 0 | 0 | 0 | 0 | 0 | 0 | 0 | 0 | 0 | 0 | 0 | 0 | 0 | 12 | 0
NO |  | 186 | 2016 | 29 | 26 | 26 |  | WINTERPOCK | SOUTHWEST (219) | 230 | 230 | STEEL HFRM | 4.47 | 0 | 0 | 721 ACAR | 0 | 0 | 0 | 0 | 0 | 0 | 0 | 0 | 0 | 0 | 0 | 0 | 0 | 0 | 0 | 0 | 0 | 0 | 0 | 0 | 0 | 0 | 0 | 12 | 0
NO |  | 186 | 2016 | 29 | 27 | 27 |  | WINTERPOCK | SOUTHWEST (219) | 230 | 230 | STEEL POLE | 16.44 | 0 | 0 | 721 ACAR | 0 | 0 | 0 | 0 | 0 | 0 | 0 | 0 | 0 | 0 | 0 | 0 | 0 | 0 | 0 | 0 | 0 | 0 | 0 | 0 | 0 | 0 | 0 | 12 | 0
NO |  | 186 | 2016 | 29 | 28 | 28 |  | WINTERPOCK | SOUTHWEST (219) | 230 | 230 | STEEL TWR | 0.33 | 0 | 0 | 721 ACAR | 0 | 0 | 0 | 0 | 0 | 0 | 0 | 0 | 0 | 0 | 0 | 0 | 0 | 0 | 0 | 0 | 0 | 0 | 0 | 0 | 0 | 0 | 0 | 12 | 0
NO |  | 186 | 2016 | 29 | 29 | 29 |  | MOYOCK | SHAWBORO (2192) | 230 | 230 | CONC HFRM | 0.06 | 0 | 1 | 636 ACSR | 0 | 0 | 0 | 0 | 0 | 0 | 0 | 0 | 0 | 0 | 0 | 0 | 0 | 0 | 0 | 0 | 0 | 0 | 0 | 0 | 0 | 0 | 0 | 12 | 0
NO |  | 186 | 2016 | 29 | 30 | 30 |  | MOYOCK | SHAWBORO (2192) | 230 | 230 | STEEL HFRM | 0 | 0.04 | 0 | 636 ACSR | 0 | 0 | 0 | 0 | 0 | 0 | 0 | 0 | 0 | 0 | 0 | 0 | 0 | 0 | 0 | 0 | 0 | 0 | 0 | 0 | 0 | 0 | 0 | 12 | 0
NO |  | 186 | 2016 | 29 | 31 | 31 |  | MOYOCK | SHAWBORO (2192) | 230 | 230 | STEEL POLE | 0 | 0.08 | 0 | 636 ACSR | 0 | 0 | 0 | 0 | 0 | 0 | 0 | 0 | 0 | 0 | 0 | 0 | 0 | 0 | 0 | 0 | 0 | 0 | 0 | 0 | 0 | 0 | 0 | 12 | 0
NO |  | 186 | 2016 | 29 | 32 | 32 |  | MOYOCK | SHAWBORO (2192) | 230 | 230 | STEEL POLE | 7.33 | 0 | 0 | 636 ACSR | 0 | 0 | 0 | 0 | 0 | 0 | 0 | 0 | 0 | 0 | 0 | 0 | 0 | 0 | 0 | 0 | 0 | 0 | 0 | 0 | 0 | 0 | 0 | 12 | 0
NO |  | 186 | 2016 | 29 | 33 | 33 |  | OX | GUM SPRINGS (220) | 230 | 230 | CONC HFRM | 0 | 0.04 | 1 | 1109 ACAR | 0 | 0 | 0 | 0 | 0 | 0 | 0 | 0 | 0 | 0 | 0 | 0 | 0 | 0 | 0 | 0 | 0 | 0 | 0 | 0 | 0 | 0 | 0 | 12 | 0
NO |  | 186 | 2016 | 29 | 34 | 34 |  | OX | GUM SPRINGS (220) | 230 | 230 | CONC HFRM | 0.15 | 0 | 0 | 1033.5 ACSR | 0 | 0 | 0 | 0 | 0 | 0 | 0 | 0 | 0 | 0 | 0 | 0 | 0 | 0 | 0 | 0 | 0 | 0 | 0 | 0 | 0 | 0 | 0 | 12 | 0
NO |  | 186 | 2016 | 29 | 35 | 35 |  | OX | GUM SPRINGS (220) | 230 | 230 | STEEL POLE | 0 | 0.25 | 0 | 1109 ACAR | 0 | 0 | 0 | 0 | 0 | 0 | 0 | 0 | 0 | 0 | 0 | 0 | 0 | 0 | 0 | 0 | 0 | 0 | 0 | 0 | 0 | 0 | 0 | 12 | 0
NO |  | 186 | 2016 | 30 | 1 | 1 |  | OX | GUM SPRINGS (220) | 230 | 230 | STEEL POLE | 0.15 | 0 | 0 | 1033.5 ACSR | 0 | 0 | 0 | 0 | 0 | 0 | 0 | 0 | 0 | 0 | 0 | 0 | 0 | 0 | 0 | 0 | 0 | 0 | 0 | 0 | 0 | 0 | 0 | 12 | 0
NO |  | 186 | 2016 | 30 | 2 | 2 |  | OX | GUM SPRINGS (220) | 230 | 230 | STEEL POLE | 0.35 | 0 | 0 | 1033.5 ACSS | 0 | 0 | 0 | 0 | 0 | 0 | 0 | 0 | 0 | 0 | 0 | 0 | 0 | 0 | 0 | 0 | 0 | 0 | 0 | 0 | 0 | 0 | 0 | 12 | 0
NO |  | 186 | 2016 | 30 | 3 | 3 |  | OX | GUM SPRINGS (220) | 230 | 230 | STEEL POLE | 0.04 | 0 | 0 | 1109 ACAR | 0 | 0 | 0 | 0 | 0 | 0 | 0 | 0 | 0 | 0 | 0 | 0 | 0 | 0 | 0 | 0 | 0 | 0 | 0 | 0 | 0 | 0 | 0 | 12 | 0
NO |  | 186 | 2016 | 30 | 4 | 4 |  | OX | GUM SPRINGS (220) | 230 | 230 | STEEL TWR | 0 | 0.05 | 0 | 1033.5 ACSR | 0 | 0 | 0 | 0 | 0 | 0 | 0 | 0 | 0 | 0 | 0 | 0 | 0 | 0 | 0 | 0 | 0 | 0 | 0 | 0 | 0 | 0 | 0 | 12 | 0
NO |  | 186 | 2016 | 30 | 5 | 5 |  | OX | GUM SPRINGS (220) | 230 | 230 | STEEL TWR | 0 | 2.16 | 0 | 1109 ACAR | 0 | 0 | 0 | 0 | 0 | 0 | 0 | 0 | 0 | 0 | 0 | 0 | 0 | 0 | 0 | 0 | 0 | 0 | 0 | 0 | 0 | 0 | 0 | 12 | 0
NO |  | 186 | 2016 | 30 | 6 | 6 |  | OX | GUM SPRINGS (220) | 230 | 230 | STEEL TWR | 3.1 | 0 | 0 | 1033.5 ACSR | 0 | 0 | 0 | 0 | 0 | 0 | 0 | 0 | 0 | 0 | 0 | 0 | 0 | 0 | 0 | 0 | 0 | 0 | 0 | 0 | 0 | 0 | 0 | 12 | 0
NO |  | 186 | 2016 | 30 | 7 | 7 |  | OX | GUM SPRINGS (220) | 230 | 230 | STEEL TWR | 5.75 | 0 | 0 | 1033.5 ACSS | 0 | 0 | 0 | 0 | 0 | 0 | 0 | 0 | 0 | 0 | 0 | 0 | 0 | 0 | 0 | 0 | 0 | 0 | 0 | 0 | 0 | 0 | 0 | 12 | 0
NO |  | 186 | 2016 | 30 | 8 | 8 |  | OX | GUM SPRINGS (220) | 230 | 230 | STEEL TWR | 0.05 | 0 | 0 | 1109 ACAR | 0 | 0 | 0 | 0 | 0 | 0 | 0 | 0 | 0 | 0 | 0 | 0 | 0 | 0 | 0 | 0 | 0 | 0 | 0 | 0 | 0 | 0 | 0 | 12 | 0
NO |  | 186 | 2016 | 30 | 9 | 9 |  | OX | GUM SPRINGS (220) | 230 | 230 | WOOD HFRM | 0 | 1.99 | 0 | 1109 ACAR | 0 | 0 | 0 | 0 | 0 | 0 | 0 | 0 | 0 | 0 | 0 | 0 | 0 | 0 | 0 | 0 | 0 | 0 | 0 | 0 | 0 | 0 | 0 | 12 | 0
NO |  | 186 | 2016 | 30 | 10 | 10 |  | NORTHWEST | ELMONT (221) | 230 | 230 | STEEL HFRM | 0 | 0.25 | 1 | 1233.6 ACSS | 0 | 0 | 0 | 0 | 0 | 0 | 0 | 0 | 0 | 0 | 0 | 0 | 0 | 0 | 0 | 0 | 0 | 0 | 0 | 0 | 0 | 0 | 0 | 12 | 0
NO |  | 186 | 2016 | 30 | 11 | 11 |  | NORTHWEST | ELMONT (221) | 230 | 230 | STEEL HFRM | 0.11 | 0 | 0 | 1233.6 ACSS | 0 | 0 | 0 | 0 | 0 | 0 | 0 | 0 | 0 | 0 | 0 | 0 | 0 | 0 | 0 | 0 | 0 | 0 | 0 | 0 | 0 | 0 | 0 | 12 | 0
NO |  | 186 | 2016 | 30 | 12 | 12 |  | NORTHWEST | ELMONT (221) | 230 | 230 | STEEL POLE | 0 | 0.61 | 0 | 1233.6 ACSS | 0 | 0 | 0 | 0 | 0 | 0 | 0 | 0 | 0 | 0 | 0 | 0 | 0 | 0 | 0 | 0 | 0 | 0 | 0 | 0 | 0 | 0 | 0 | 12 | 0
NO |  | 186 | 2016 | 30 | 13 | 13 |  | NORTHWEST | ELMONT (221) | 230 | 230 | STEEL TWR | 0 | 4.86 | 0 | 1233.6 ACSS | 0 | 0 | 0 | 0 | 0 | 0 | 0 | 0 | 0 | 0 | 0 | 0 | 0 | 0 | 0 | 0 | 0 | 0 | 0 | 0 | 0 | 0 | 0 | 12 | 0
NO |  | 186 | 2016 | 30 | 14 | 14 |  | NORTHWEST | ELMONT (221) | 230 | 230 | STEEL TWR | 0.1 | 0 | 0 | 1233.6 ACSS | 0 | 0 | 0 | 0 | 0 | 0 | 0 | 0 | 0 | 0 | 0 | 0 | 0 | 0 | 0 | 0 | 0 | 0 | 0 | 0 | 0 | 0 | 0 | 12 | 0
NO |  | 186 | 2016 | 30 | 15 | 15 |  | SOUTHWEST | NORTHWEST (222) | 230 | 230 | CONC HFRM | 0 | 0.01 | 1 | 1033.5 ACSR | 0 | 0 | 0 | 0 | 0 | 0 | 0 | 0 | 0 | 0 | 0 | 0 | 0 | 0 | 0 | 0 | 0 | 0 | 0 | 0 | 0 | 0 | 0 | 12 | 0
NO |  | 186 | 2016 | 30 | 16 | 16 |  | SOUTHWEST | NORTHWEST (222) | 230 | 230 | STEEL HFRM | 0 | 0.01 | 0 | 1033.5 ACSR | 0 | 0 | 0 | 0 | 0 | 0 | 0 | 0 | 0 | 0 | 0 | 0 | 0 | 0 | 0 | 0 | 0 | 0 | 0 | 0 | 0 | 0 | 0 | 12 | 0
NO |  | 186 | 2016 | 30 | 17 | 17 |  | SOUTHWEST | NORTHWEST (222) | 230 | 230 | STEEL POLE | 0 | 0.28 | 0 | 1033.5 ACSR | 0 | 0 | 0 | 0 | 0 | 0 | 0 | 0 | 0 | 0 | 0 | 0 | 0 | 0 | 0 | 0 | 0 | 0 | 0 | 0 | 0 | 0 | 0 | 12 | 0
NO |  | 186 | 2016 | 30 | 18 | 18 |  | SOUTHWEST | NORTHWEST (222) | 230 | 230 | STEEL POLE | 0.12 | 0 | 0 | 1033.5 ACSR | 0 | 0 | 0 | 0 | 0 | 0 | 0 | 0 | 0 | 0 | 0 | 0 | 0 | 0 | 0 | 0 | 0 | 0 | 0 | 0 | 0 | 0 | 0 | 12 | 0
NO |  | 186 | 2016 | 30 | 19 | 19 |  | SOUTHWEST | NORTHWEST (222) | 230 | 230 | STEEL TWR | 0 | 9.61 | 0 | 1033.5 ACSR | 0 | 0 | 0 | 0 | 0 | 0 | 0 | 0 | 0 | 0 | 0 | 0 | 0 | 0 | 0 | 0 | 0 | 0 | 0 | 0 | 0 | 0 | 0 | 12 | 0
NO |  | 186 | 2016 | 30 | 20 | 20 |  | SOUTHWEST | NORTHWEST (222) | 230 | 230 | STEEL TWR | 0.31 | 0 | 0 | 1033.5 ACSR | 0 | 0 | 0 | 0 | 0 | 0 | 0 | 0 | 0 | 0 | 0 | 0 | 0 | 0 | 0 | 0 | 0 | 0 | 0 | 0 | 0 | 0 | 0 | 12 | 0
NO |  | 186 | 2016 | 30 | 21 | 21 |  | SURRY | YADKIN (223) | 230 | 230 | CONC HFRM | 0.04 | 0 | 1 | 2500 ACAR | 0 | 0 | 0 | 0 | 0 | 0 | 0 | 0 | 0 | 0 | 0 | 0 | 0 | 0 | 0 | 0 | 0 | 0 | 0 | 0 | 0 | 0 | 0 | 12 | 0
NO |  | 186 | 2016 | 30 | 22 | 22 |  | SURRY | YADKIN (223) | 230 | 230 | STEEL HFRM | 0.05 | 0 | 0 | 721 ACAR | 0 | 0 | 0 | 0 | 0 | 0 | 0 | 0 | 0 | 0 | 0 | 0 | 0 | 0 | 0 | 0 | 0 | 0 | 0 | 0 | 0 | 0 | 0 | 12 | 0
NO |  | 186 | 2016 | 30 | 23 | 23 |  | SURRY | YADKIN (223) | 230 | 230 | STEEL POLE | 0.05 | 0 | 0 | 2500 ACAR | 0 | 0 | 0 | 0 | 0 | 0 | 0 | 0 | 0 | 0 | 0 | 0 | 0 | 0 | 0 | 0 | 0 | 0 | 0 | 0 | 0 | 0 | 0 | 12 | 0
NO |  | 186 | 2016 | 30 | 24 | 24 |  | SURRY | YADKIN (223) | 230 | 230 | STEEL POLE | 0.08 | 0 | 0 | 721 ACAR | 0 | 0 | 0 | 0 | 0 | 0 | 0 | 0 | 0 | 0 | 0 | 0 | 0 | 0 | 0 | 0 | 0 | 0 | 0 | 0 | 0 | 0 | 0 | 12 | 0
NO |  | 186 | 2016 | 30 | 25 | 25 |  | SURRY | YADKIN (223) | 230 | 230 | STEEL TWR | 0 | 0.11 | 0 | 2500 ACAR | 0 | 0 | 0 | 0 | 0 | 0 | 0 | 0 | 0 | 0 | 0 | 0 | 0 | 0 | 0 | 0 | 0 | 0 | 0 | 0 | 0 | 0 | 0 | 12 | 0
NO |  | 186 | 2016 | 30 | 26 | 26 |  | SURRY | YADKIN (223) | 230 | 230 | STEEL TWR | 44.12 | 0 | 0 | 721 ACAR | 0 | 0 | 0 | 0 | 0 | 0 | 0 | 0 | 0 | 0 | 0 | 0 | 0 | 0 | 0 | 0 | 0 | 0 | 0 | 0 | 0 | 0 | 0 | 12 | 0
NO |  | 186 | 2016 | 30 | 27 | 27 |  | LANEXA | NORTHERN NECK (224) | 230 | 230 | CONC HFRM | 0.07 | 0 | 1 | 1109 ACAR | 0 | 0 | 0 | 0 | 0 | 0 | 0 | 0 | 0 | 0 | 0 | 0 | 0 | 0 | 0 | 0 | 0 | 0 | 0 | 0 | 0 | 0 | 0 | 12 | 0
NO |  | 186 | 2016 | 30 | 28 | 28 |  | LANEXA | NORTHERN NECK (224) | 230 | 230 | CONC POLE | 0.06 | 0 | 0 | 1033.5 ACSS | 0 | 0 | 0 | 0 | 0 | 0 | 0 | 0 | 0 | 0 | 0 | 0 | 0 | 0 | 0 | 0 | 0 | 0 | 0 | 0 | 0 | 0 | 0 | 12 | 0
NO |  | 186 | 2016 | 30 | 29 | 29 |  | LANEXA | NORTHERN NECK (224) | 230 | 230 | STEEL HFRM | 0.32 | 0 | 0 | 1033.5 ACSS | 0 | 0 | 0 | 0 | 0 | 0 | 0 | 0 | 0 | 0 | 0 | 0 | 0 | 0 | 0 | 0 | 0 | 0 | 0 | 0 | 0 | 0 | 0 | 12 | 0
NO |  | 186 | 2016 | 30 | 30 | 30 |  | LANEXA | NORTHERN NECK (224) | 230 | 230 | STEEL HFRM | 3 | 0 | 0 | 1109 ACAR | 0 | 0 | 0 | 0 | 0 | 0 | 0 | 0 | 0 | 0 | 0 | 0 | 0 | 0 | 0 | 0 | 0 | 0 | 0 | 0 | 0 | 0 | 0 | 12 | 0
NO |  | 186 | 2016 | 30 | 31 | 31 |  | LANEXA | NORTHERN NECK (224) | 230 | 230 | STEEL POLE | 0.1 | 0 | 0 | 1033.5 ACSS | 0 | 0 | 0 | 0 | 0 | 0 | 0 | 0 | 0 | 0 | 0 | 0 | 0 | 0 | 0 | 0 | 0 | 0 | 0 | 0 | 0 | 0 | 0 | 12 | 0
NO |  | 186 | 2016 | 30 | 32 | 32 |  | LANEXA | NORTHERN NECK (224) | 230 | 230 | STEEL POLE | 0.86 | 0 | 0 | 1109 ACAR | 0 | 0 | 0 | 0 | 0 | 0 | 0 | 0 | 0 | 0 | 0 | 0 | 0 | 0 | 0 | 0 | 0 | 0 | 0 | 0 | 0 | 0 | 0 | 12 | 0
NO |  | 186 | 2016 | 30 | 33 | 33 |  | LANEXA | NORTHERN NECK (224) | 230 | 230 | STEEL TWR | 0.21 | 0 | 0 | 1033.5 ACSS | 0 | 0 | 0 | 0 | 0 | 0 | 0 | 0 | 0 | 0 | 0 | 0 | 0 | 0 | 0 | 0 | 0 | 0 | 0 | 0 | 0 | 0 | 0 | 12 | 0
NO |  | 186 | 2016 | 30 | 34 | 34 |  | LANEXA | NORTHERN NECK (224) | 230 | 230 | STEEL TWR | 4.47 | 0 | 0 | 1109 ACAR | 0 | 0 | 0 | 0 | 0 | 0 | 0 | 0 | 0 | 0 | 0 | 0 | 0 | 0 | 0 | 0 | 0 | 0 | 0 | 0 | 0 | 0 | 0 | 12 | 0
NO |  | 186 | 2016 | 30 | 35 | 35 |  | LANEXA | NORTHERN NECK (224) | 230 | 230 | WOOD HFRM | 0.21 | 0 | 0 | 1033.5 ACSS | 0 | 0 | 0 | 0 | 0 | 0 | 0 | 0 | 0 | 0 | 0 | 0 | 0 | 0 | 0 | 0 | 0 | 0 | 0 | 0 | 0 | 0 | 0 | 12 | 0
NO |  | 186 | 2016 | 31 | 1 | 1 |  | LANEXA | NORTHERN NECK (224) | 230 | 230 | WOOD HFRM | 30.58 | 0 | 0 | 1109 ACAR | 0 | 0 | 0 | 0 | 0 | 0 | 0 | 0 | 0 | 0 | 0 | 0 | 0 | 0 | 0 | 0 | 0 | 0 | 0 | 0 | 0 | 0 | 0 | 12 | 0
NO |  | 186 | 2016 | 31 | 2 | 2 |  | LANEXA | NORTHERN NECK (224) | 230 | 230 | WOOD POLE | 0.11 | 0 | 0 | 1033.5 ACSS | 0 | 0 | 0 | 0 | 0 | 0 | 0 | 0 | 0 | 0 | 0 | 0 | 0 | 0 | 0 | 0 | 0 | 0 | 0 | 0 | 0 | 0 | 0 | 12 | 0
NO |  | 186 | 2016 | 31 | 3 | 3 |  | LANEXA | NORTHERN NECK (224) | 230 | 230 | WOOD POLE | 1.38 | 0 | 0 | 1109 ACAR | 0 | 0 | 0 | 0 | 0 | 0 | 0 | 0 | 0 | 0 | 0 | 0 | 0 | 0 | 0 | 0 | 0 | 0 | 0 | 0 | 0 | 0 | 0 | 12 | 0
NO |  | 186 | 2016 | 31 | 4 | 4 |  | THELMA | LAKEVIEW (225) | 230 | 230 | STEEL TWR | 0 | 8.55 | 1 | 1033.5 ACSR | 0 | 0 | 0 | 0 | 0 | 0 | 0 | 0 | 0 | 0 | 0 | 0 | 0 | 0 | 0 | 0 | 0 | 0 | 0 | 0 | 0 | 0 | 0 | 12 | 0
NO |  | 186 | 2016 | 31 | 5 | 5 |  | THELMA | LAKEVIEW (225) | 230 | 230 | STEEL TWR | 0.13 | 0 | 0 | 1033.5 ACSR | 0 | 0 | 0 | 0 | 0 | 0 | 0 | 0 | 0 | 0 | 0 | 0 | 0 | 0 | 0 | 0 | 0 | 0 | 0 | 0 | 0 | 0 | 0 | 12 | 0
NO |  | 186 | 2016 | 31 | 6 | 6 |  | SURRY | CHURCHLAND (226) | 230 | 230 | CONC HFRM | 0 | 0.15 | 1 | 2500 ACAR | 0 | 0 | 0 | 0 | 0 | 0 | 0 | 0 | 0 | 0 | 0 | 0 | 0 | 0 | 0 | 0 | 0 | 0 | 0 | 0 | 0 | 0 | 0 | 12 | 0
NO |  | 186 | 2016 | 31 | 7 | 7 |  | SURRY | CHURCHLAND (226) | 230 | 230 | CONC HFRM | 0 | 0.16 | 0 | 721 ACAR | 0 | 0 | 0 | 0 | 0 | 0 | 0 | 0 | 0 | 0 | 0 | 0 | 0 | 0 | 0 | 0 | 0 | 0 | 0 | 0 | 0 | 0 | 0 | 12 | 0
NO |  | 186 | 2016 | 31 | 8 | 8 |  | SURRY | CHURCHLAND (226) | 230 | 230 | STEEL POLE | 0 | 0.04 | 0 | 2500 ACAR | 0 | 0 | 0 | 0 | 0 | 0 | 0 | 0 | 0 | 0 | 0 | 0 | 0 | 0 | 0 | 0 | 0 | 0 | 0 | 0 | 0 | 0 | 0 | 12 | 0
NO |  | 186 | 2016 | 31 | 9 | 9 |  | SURRY | CHURCHLAND (226) | 230 | 230 | STEEL POLE | 0 | 0.17 | 0 | 721 ACAR | 0 | 0 | 0 | 0 | 0 | 0 | 0 | 0 | 0 | 0 | 0 | 0 | 0 | 0 | 0 | 0 | 0 | 0 | 0 | 0 | 0 | 0 | 0 | 12 | 0
NO |  | 186 | 2016 | 31 | 10 | 10 |  | SURRY | CHURCHLAND (226) | 230 | 230 | STEEL POLE | 0.17 | 0 | 0 | 2500 ACAR | 0 | 0 | 0 | 0 | 0 | 0 | 0 | 0 | 0 | 0 | 0 | 0 | 0 | 0 | 0 | 0 | 0 | 0 | 0 | 0 | 0 | 0 | 0 | 12 | 0
NO |  | 186 | 2016 | 31 | 11 | 11 |  | SURRY | CHURCHLAND (226) | 230 | 230 | STEEL TWR | 0 | 34.76 | 0 | 721 ACAR | 0 | 0 | 0 | 0 | 0 | 0 | 0 | 0 | 0 | 0 | 0 | 0 | 0 | 0 | 0 | 0 | 0 | 0 | 0 | 0 | 0 | 0 | 0 | 12 | 0
NO |  | 186 | 2016 | 31 | 12 | 12 |  | SURRY | CHURCHLAND (226) | 230 | 230 | STEEL TWR | 0.05 | 0 | 0 | 2500 ACAR | 0 | 0 | 0 | 0 | 0 | 0 | 0 | 0 | 0 | 0 | 0 | 0 | 0 | 0 | 0 | 0 | 0 | 0 | 0 | 0 | 0 | 0 | 0 | 12 | 0
NO |  | 186 | 2016 | 31 | 13 | 13 |  | SURRY | CHURCHLAND (226) | 230 | 230 | STEEL TWR | 2.44 | 0 | 0 | 721 ACAR | 0 | 0 | 0 | 0 | 0 | 0 | 0 | 0 | 0 | 0 | 0 | 0 | 0 | 0 | 0 | 0 | 0 | 0 | 0 | 0 | 0 | 0 | 0 | 12 | 0
NO |  | 186 | 2016 | 31 | 14 | 14 |  | BEAUMEADE | BRAMBLETON (227) | 230 | 230 | CONC HFRM | 0.15 | 0 | 1 | 1192.5 ACSS | 0 | 0 | 0 | 0 | 0 | 0 | 0 | 0 | 0 | 0 | 0 | 0 | 0 | 0 | 0 | 0 | 0 | 0 | 0 | 0 | 0 | 0 | 0 | 12 | 0
NO |  | 186 | 2016 | 31 | 15 | 15 |  | BEAUMEADE | BRAMBLETON (227) | 230 | 230 | CONC HFRM | 0.04 | 0 | 0 | 1590 ACSR | 0 | 0 | 0 | 0 | 0 | 0 | 0 | 0 | 0 | 0 | 0 | 0 | 0 | 0 | 0 | 0 | 0 | 0 | 0 | 0 | 0 | 0 | 0 | 12 | 0
NO |  | 186 | 2016 | 31 | 16 | 16 |  | BEAUMEADE | BRAMBLETON (227) | 230 | 230 | STEEL HFRM | 0.02 | 0 | 0 | 1233.6 ACSS | 0 | 0 | 0 | 0 | 0 | 0 | 0 | 0 | 0 | 0 | 0 | 0 | 0 | 0 | 0 | 0 | 0 | 0 | 0 | 0 | 0 | 0 | 0 | 12 | 0
NO |  | 186 | 2016 | 31 | 17 | 17 |  | BEAUMEADE | BRAMBLETON (227) | 230 | 230 | STEEL HFRM | 0.11 | 0 | 0 | 636 ACSR | 0 | 0 | 0 | 0 | 0 | 0 | 0 | 0 | 0 | 0 | 0 | 0 | 0 | 0 | 0 | 0 | 0 | 0 | 0 | 0 | 0 | 0 | 0 | 12 | 0
NO |  | 186 | 2016 | 31 | 18 | 18 |  | BEAUMEADE | BRAMBLETON (227) | 230 | 230 | STEEL POLE | 0 | 0.04 | 0 | 768.2 ACSS | 0 | 0 | 0 | 0 | 0 | 0 | 0 | 0 | 0 | 0 | 0 | 0 | 0 | 0 | 0 | 0 | 0 | 0 | 0 | 0 | 0 | 0 | 0 | 12 | 0
NO |  | 186 | 2016 | 31 | 19 | 19 |  | BEAUMEADE | BRAMBLETON (227) | 230 | 230 | STEEL POLE | 0.2 | 0 | 0 | 1192.5 ACSS | 0 | 0 | 0 | 0 | 0 | 0 | 0 | 0 | 0 | 0 | 0 | 0 | 0 | 0 | 0 | 0 | 0 | 0 | 0 | 0 | 0 | 0 | 0 | 12 | 0
NO |  | 186 | 2016 | 31 | 20 | 20 |  | BEAUMEADE | BRAMBLETON (227) | 230 | 230 | STEEL POLE | 0.27 | 0 | 0 | 1233.6 ACSS | 0 | 0 | 0 | 0 | 0 | 0 | 0 | 0 | 0 | 0 | 0 | 0 | 0 | 0 | 0 | 0 | 0 | 0 | 0 | 0 | 0 | 0 | 0 | 12 | 0
NO |  | 186 | 2016 | 31 | 21 | 21 |  | BEAUMEADE | BRAMBLETON (227) | 230 | 230 | STEEL POLE | 0.02 | 0 | 0 | 1233.6 ACSS | 0 | 0 | 0 | 0 | 0 | 0 | 0 | 0 | 0 | 0 | 0 | 0 | 0 | 0 | 0 | 0 | 0 | 0 | 0 | 0 | 0 | 0 | 0 | 12 | 0
NO |  | 186 | 2016 | 31 | 22 | 22 |  | BEAUMEADE | BRAMBLETON (227) | 230 | 230 | STEEL POLE | 0.14 | 0 | 0 | 1590 ACSR | 0 | 0 | 0 | 0 | 0 | 0 | 0 | 0 | 0 | 0 | 0 | 0 | 0 | 0 | 0 | 0 | 0 | 0 | 0 | 0 | 0 | 0 | 0 | 12 | 0
NO |  | 186 | 2016 | 31 | 23 | 23 |  | BEAUMEADE | BRAMBLETON (227) | 230 | 230 | STEEL POLE | 0.09 | 0 | 0 | 636 ACSR | 0 | 0 | 0 | 0 | 0 | 0 | 0 | 0 | 0 | 0 | 0 | 0 | 0 | 0 | 0 | 0 | 0 | 0 | 0 | 0 | 0 | 0 | 0 | 12 | 0
NO |  | 186 | 2016 | 31 | 24 | 24 |  | BEAUMEADE | BRAMBLETON (227) | 230 | 230 | STEEL POLE | 0.08 | 0 | 0 | 768.2 ACSS | 0 | 0 | 0 | 0 | 0 | 0 | 0 | 0 | 0 | 0 | 0 | 0 | 0 | 0 | 0 | 0 | 0 | 0 | 0 | 0 | 0 | 0 | 0 | 12 | 0
NO |  | 186 | 2016 | 31 | 25 | 25 |  | BEAUMEADE | BRAMBLETON (227) | 230 | 230 | STEEL TWR | 0 | 0.23 | 0 | 1233.6 ACSS | 0 | 0 | 0 | 0 | 0 | 0 | 0 | 0 | 0 | 0 | 0 | 0 | 0 | 0 | 0 | 0 | 0 | 0 | 0 | 0 | 0 | 0 | 0 | 12 | 0
NO |  | 186 | 2016 | 31 | 26 | 26 |  | BEAUMEADE | BRAMBLETON (227) | 230 | 230 | STEEL TWR | 4.84 | 0 | 0 | 1192.5 ACSS | 0 | 0 | 0 | 0 | 0 | 0 | 0 | 0 | 0 | 0 | 0 | 0 | 0 | 0 | 0 | 0 | 0 | 0 | 0 | 0 | 0 | 0 | 0 | 12 | 0
NO |  | 186 | 2016 | 31 | 27 | 27 |  | BEAUMEADE | BRAMBLETON (227) | 230 | 230 | STEEL TWR | 6.86 | 0 | 0 | 1233.6 ACSS | 0 | 0 | 0 | 0 | 0 | 0 | 0 | 0 | 0 | 0 | 0 | 0 | 0 | 0 | 0 | 0 | 0 | 0 | 0 | 0 | 0 | 0 | 0 | 12 | 0
NO |  | 186 | 2016 | 31 | 28 | 28 |  | BEAUMEADE | BRAMBLETON (227) | 230 | 230 | STEEL TWR | 0.2 | 0 | 0 | 1233.6 ACSS | 0 | 0 | 0 | 0 | 0 | 0 | 0 | 0 | 0 | 0 | 0 | 0 | 0 | 0 | 0 | 0 | 0 | 0 | 0 | 0 | 0 | 0 | 0 | 12 | 0
NO |  | 186 | 2016 | 31 | 29 | 29 |  | CHESTERFIELD 230 | HOPEWELL (228) | 230 | 230 | STEEL POLE | 0 | 0.59 | 1 | 1033.5 ACSR | 0 | 0 | 0 | 0 | 0 | 0 | 0 | 0 | 0 | 0 | 0 | 0 | 0 | 0 | 0 | 0 | 0 | 0 | 0 | 0 | 0 | 0 | 0 | 12 | 0
NO |  | 186 | 2016 | 31 | 30 | 30 |  | CHESTERFIELD 230 | HOPEWELL (228) | 230 | 230 | STEEL POLE | 0 | 0.19 | 0 | 1109 ACAR | 0 | 0 | 0 | 0 | 0 | 0 | 0 | 0 | 0 | 0 | 0 | 0 | 0 | 0 | 0 | 0 | 0 | 0 | 0 | 0 | 0 | 0 | 0 | 12 | 0
NO |  | 186 | 2016 | 31 | 31 | 31 |  | CHESTERFIELD 230 | HOPEWELL (228) | 230 | 230 | STEEL POLE | 0.11 | 0 | 0 | 1109 ACAR | 0 | 0 | 0 | 0 | 0 | 0 | 0 | 0 | 0 | 0 | 0 | 0 | 0 | 0 | 0 | 0 | 0 | 0 | 0 | 0 | 0 | 0 | 0 | 12 | 0
NO |  | 186 | 2016 | 31 | 32 | 32 |  | CHESTERFIELD 230 | HOPEWELL (228) | 230 | 230 | STEEL TWR | 0 | 0.29 | 0 | 1033.5 ACSR | 0 | 0 | 0 | 0 | 0 | 0 | 0 | 0 | 0 | 0 | 0 | 0 | 0 | 0 | 0 | 0 | 0 | 0 | 0 | 0 | 0 | 0 | 0 | 12 | 0
NO |  | 186 | 2016 | 31 | 33 | 33 |  | CHESTERFIELD 230 | HOPEWELL (228) | 230 | 230 | STEEL TWR | 0 | 9.68 | 0 | 1109 ACAR | 0 | 0 | 0 | 0 | 0 | 0 | 0 | 0 | 0 | 0 | 0 | 0 | 0 | 0 | 0 | 0 | 0 | 0 | 0 | 0 | 0 | 0 | 0 | 12 | 0
NO |  | 186 | 2016 | 31 | 34 | 34 |  | CHESTERFIELD 230 | HOPEWELL (228) | 230 | 230 | STEEL TWR | 0.26 | 0 | 0 | 1109 ACAR | 0 | 0 | 0 | 0 | 0 | 0 | 0 | 0 | 0 | 0 | 0 | 0 | 0 | 0 | 0 | 0 | 0 | 0 | 0 | 0 | 0 | 0 | 0 | 12 | 0
NO |  | 186 | 2016 | 31 | 35 | 35 |  | TARBORO | EDGECOMBE NUG (229) | 230 | 230 | STEEL HFRM | 3.82 | 0 | 1 | 1033.5 ACSR | 0 | 0 | 0 | 0 | 0 | 0 | 0 | 0 | 0 | 0 | 0 | 0 | 0 | 0 | 0 | 0 | 0 | 0 | 0 | 0 | 0 | 0 | 0 | 12 | 0
NO |  | 186 | 2016 | 32 | 1 | 1 |  | TARBORO | EDGECOMBE NUG (229) | 230 | 230 | STEEL POLE | 0.28 | 0 | 0 | 1534 ACAR | 0 | 0 | 0 | 0 | 0 | 0 | 0 | 0 | 0 | 0 | 0 | 0 | 0 | 0 | 0 | 0 | 0 | 0 | 0 | 0 | 0 | 0 | 0 | 12 | 0
NO |  | 186 | 2016 | 32 | 2 | 2 |  | TARBORO | EDGECOMBE NUG (229) | 230 | 230 | STEEL TWR | 0 | 1.52 | 0 | 1033.5 ACSR | 0 | 0 | 0 | 0 | 0 | 0 | 0 | 0 | 0 | 0 | 0 | 0 | 0 | 0 | 0 | 0 | 0 | 0 | 0 | 0 | 0 | 0 | 0 | 12 | 0
NO |  | 186 | 2016 | 32 | 3 | 3 |  | TARBORO | EDGECOMBE NUG (229) | 230 | 230 | STEEL TWR | 0.58 | 0 | 0 | 1033.5 ACSR | 0 | 0 | 0 | 0 | 0 | 0 | 0 | 0 | 0 | 0 | 0 | 0 | 0 | 0 | 0 | 0 | 0 | 0 | 0 | 0 | 0 | 0 | 0 | 12 | 0
NO |  | 186 | 2016 | 32 | 4 | 4 |  | TARBORO | EDGECOMBE NUG (229) | 230 | 230 | WOOD HFRM | 10.02 | 0 | 0 | 1033.5 ACSR | 0 | 0 | 0 | 0 | 0 | 0 | 0 | 0 | 0 | 0 | 0 | 0 | 0 | 0 | 0 | 0 | 0 | 0 | 0 | 0 | 0 | 0 | 0 | 12 | 0
NO |  | 186 | 2016 | 32 | 5 | 5 |  | TARBORO | EDGECOMBE NUG (229) | 230 | 230 | WOOD HFRM | 0.09 | 0 | 0 | 1534 ACAR | 0 | 0 | 0 | 0 | 0 | 0 | 0 | 0 | 0 | 0 | 0 | 0 | 0 | 0 | 0 | 0 | 0 | 0 | 0 | 0 | 0 | 0 | 0 | 12 | 0
NO |  | 186 | 2016 | 32 | 6 | 6 |  | TARBORO | EDGECOMBE NUG (229) | 230 | 230 | WOOD POLE | 0.12 | 0 | 0 | 1033.5 ACSR | 0 | 0 | 0 | 0 | 0 | 0 | 0 | 0 | 0 | 0 | 0 | 0 | 0 | 0 | 0 | 0 | 0 | 0 | 0 | 0 | 0 | 0 | 0 | 12 | 0
NO |  | 186 | 2016 | 32 | 7 | 7 |  | THRASHER | LANDSTOWN (231) | 230 | 230 | CONC HFRM | 0 | 0.08 | 1 | 1177 AAAC | 0 | 0 | 0 | 0 | 0 | 0 | 0 | 0 | 0 | 0 | 0 | 0 | 0 | 0 | 0 | 0 | 0 | 0 | 0 | 0 | 0 | 0 | 0 | 12 | 0
NO |  | 186 | 2016 | 32 | 8 | 8 |  | THRASHER | LANDSTOWN (231) | 230 | 230 | CONC HFRM | 0.07 | 0 | 0 | 1033.5 ACSR | 0 | 0 | 0 | 0 | 0 | 0 | 0 | 0 | 0 | 0 | 0 | 0 | 0 | 0 | 0 | 0 | 0 | 0 | 0 | 0 | 0 | 0 | 0 | 12 | 0
NO |  | 186 | 2016 | 32 | 9 | 9 |  | THRASHER | LANDSTOWN (231) | 230 | 230 | CONC HFRM | 0.03 | 0 | 0 | 1177 AAAC | 0 | 0 | 0 | 0 | 0 | 0 | 0 | 0 | 0 | 0 | 0 | 0 | 0 | 0 | 0 | 0 | 0 | 0 | 0 | 0 | 0 | 0 | 0 | 12 | 0
NO |  | 186 | 2016 | 32 | 10 | 10 |  | THRASHER | LANDSTOWN (231) | 230 | 230 | STEEL HFRM | 0.11 | 0 | 0 | 1033.5 ACSR | 0 | 0 | 0 | 0 | 0 | 0 | 0 | 0 | 0 | 0 | 0 | 0 | 0 | 0 | 0 | 0 | 0 | 0 | 0 | 0 | 0 | 0 | 0 | 12 | 0
NO |  | 186 | 2016 | 32 | 11 | 11 |  | THRASHER | LANDSTOWN (231) | 230 | 230 | STEEL HFRM | 0.03 | 0 | 0 | 1109 ACAR | 0 | 0 | 0 | 0 | 0 | 0 | 0 | 0 | 0 | 0 | 0 | 0 | 0 | 0 | 0 | 0 | 0 | 0 | 0 | 0 | 0 | 0 | 0 | 12 | 0
NO |  | 186 | 2016 | 32 | 12 | 12 |  | THRASHER | LANDSTOWN (231) | 230 | 230 | STEEL HFRM | 0.19 | 0 | 0 | 1177 AAAC | 0 | 0 | 0 | 0 | 0 | 0 | 0 | 0 | 0 | 0 | 0 | 0 | 0 | 0 | 0 | 0 | 0 | 0 | 0 | 0 | 0 | 0 | 0 | 12 | 0
NO |  | 186 | 2016 | 32 | 13 | 13 |  | THRASHER | LANDSTOWN (231) | 230 | 230 | STEEL POLE | 0.07 | 0 | 0 | 1033.5 ACSR | 0 | 0 | 0 | 0 | 0 | 0 | 0 | 0 | 0 | 0 | 0 | 0 | 0 | 0 | 0 | 0 | 0 | 0 | 0 | 0 | 0 | 0 | 0 | 12 | 0
NO |  | 186 | 2016 | 32 | 14 | 14 |  | THRASHER | LANDSTOWN (231) | 230 | 230 | STEEL POLE | 0.04 | 0 | 0 | 1109 ACAR | 0 | 0 | 0 | 0 | 0 | 0 | 0 | 0 | 0 | 0 | 0 | 0 | 0 | 0 | 0 | 0 | 0 | 0 | 0 | 0 | 0 | 0 | 0 | 12 | 0
NO |  | 186 | 2016 | 32 | 15 | 15 |  | THRASHER | LANDSTOWN (231) | 230 | 230 | STEEL POLE | 0.42 | 0 | 0 | 1177 AAAC | 0 | 0 | 0 | 0 | 0 | 0 | 0 | 0 | 0 | 0 | 0 | 0 | 0 | 0 | 0 | 0 | 0 | 0 | 0 | 0 | 0 | 0 | 0 | 12 | 0
NO |  | 186 | 2016 | 32 | 16 | 16 |  | THRASHER | LANDSTOWN (231) | 230 | 230 | STEEL TWR | 0.02 | 0 | 0 | 1033.5 ACSR | 0 | 0 | 0 | 0 | 0 | 0 | 0 | 0 | 0 | 0 | 0 | 0 | 0 | 0 | 0 | 0 | 0 | 0 | 0 | 0 | 0 | 0 | 0 | 12 | 0
NO |  | 186 | 2016 | 32 | 17 | 17 |  | THRASHER | LANDSTOWN (231) | 230 | 230 | STEEL TWR | 0.19 | 0 | 0 | 1109 ACAR | 0 | 0 | 0 | 0 | 0 | 0 | 0 | 0 | 0 | 0 | 0 | 0 | 0 | 0 | 0 | 0 | 0 | 0 | 0 | 0 | 0 | 0 | 0 | 12 | 0
NO |  | 186 | 2016 | 32 | 18 | 18 |  | THRASHER | LANDSTOWN (231) | 230 | 230 | STEEL TWR | 7.6 | 0 | 0 | 1177 AAAC | 0 | 0 | 0 | 0 | 0 | 0 | 0 | 0 | 0 | 0 | 0 | 0 | 0 | 0 | 0 | 0 | 0 | 0 | 0 | 0 | 0 | 0 | 0 | 12 | 0
NO |  | 186 | 2016 | 32 | 19 | 19 |  | GASTON HYDRO | THELMA (232) | 230 | 230 | STEEL TWR | 0.15 | 0 | 1 | 795 ACSR | 0 | 0 | 0 | 0 | 0 | 0 | 0 | 0 | 0 | 0 | 0 | 0 | 0 | 0 | 0 | 0 | 0 | 0 | 0 | 0 | 0 | 0 | 0 | 12 | 0
NO |  | 186 | 2016 | 32 | 20 | 20 |  | CHARLOTTESVILLE | DOOMS (233) | 230 | 230 | CONC HFRM | 0.17 | 0 | 1 | 545.6 ACAR | 0 | 0 | 0 | 0 | 0 | 0 | 0 | 0 | 0 | 0 | 0 | 0 | 0 | 0 | 0 | 0 | 0 | 0 | 0 | 0 | 0 | 0 | 0 | 12 | 0
NO |  | 186 | 2016 | 32 | 21 | 21 |  | CHARLOTTESVILLE | DOOMS (233) | 230 | 230 | CONC HFRM | 0.2 | 0 | 0 | 636 ACSR | 0 | 0 | 0 | 0 | 0 | 0 | 0 | 0 | 0 | 0 | 0 | 0 | 0 | 0 | 0 | 0 | 0 | 0 | 0 | 0 | 0 | 0 | 0 | 12 | 0
NO |  | 186 | 2016 | 32 | 22 | 22 |  | CHARLOTTESVILLE | DOOMS (233) | 230 | 230 | STEEL HFRM | 0.2 | 0 | 0 | 545.6 ACAR | 0 | 0 | 0 | 0 | 0 | 0 | 0 | 0 | 0 | 0 | 0 | 0 | 0 | 0 | 0 | 0 | 0 | 0 | 0 | 0 | 0 | 0 | 0 | 12 | 0
NO |  | 186 | 2016 | 32 | 23 | 23 |  | CHARLOTTESVILLE | DOOMS (233) | 230 | 230 | STEEL HFRM | 0.07 | 0 | 0 | 636 ACSR | 0 | 0 | 0 | 0 | 0 | 0 | 0 | 0 | 0 | 0 | 0 | 0 | 0 | 0 | 0 | 0 | 0 | 0 | 0 | 0 | 0 | 0 | 0 | 12 | 0
NO |  | 186 | 2016 | 32 | 24 | 24 |  | CHARLOTTESVILLE | DOOMS (233) | 230 | 230 | STEEL POLE | 4.67 | 0 | 0 | 545.6 ACAR | 0 | 0 | 0 | 0 | 0 | 0 | 0 | 0 | 0 | 0 | 0 | 0 | 0 | 0 | 0 | 0 | 0 | 0 | 0 | 0 | 0 | 0 | 0 | 12 | 0
NO |  | 186 | 2016 | 32 | 25 | 25 |  | CHARLOTTESVILLE | DOOMS (233) | 230 | 230 | STEEL POLE | 0.28 | 0 | 0 | 636 ACSR | 0 | 0 | 0 | 0 | 0 | 0 | 0 | 0 | 0 | 0 | 0 | 0 | 0 | 0 | 0 | 0 | 0 | 0 | 0 | 0 | 0 | 0 | 0 | 12 | 0
NO |  | 186 | 2016 | 32 | 26 | 26 |  | CHARLOTTESVILLE | DOOMS (233) | 230 | 230 | STEEL TWR | 9.13 | 0 | 0 | 545.6 ACAR | 0 | 0 | 0 | 0 | 0 | 0 | 0 | 0 | 0 | 0 | 0 | 0 | 0 | 0 | 0 | 0 | 0 | 0 | 0 | 0 | 0 | 0 | 0 | 12 | 0
NO |  | 186 | 2016 | 32 | 27 | 27 |  | CHARLOTTESVILLE | DOOMS (233) | 230 | 230 | STEEL TWR | 8.05 | 0 | 0 | 636 ACSR | 0 | 0 | 0 | 0 | 0 | 0 | 0 | 0 | 0 | 0 | 0 | 0 | 0 | 0 | 0 | 0 | 0 | 0 | 0 | 0 | 0 | 0 | 0 | 12 | 0
NO |  | 186 | 2016 | 32 | 28 | 28 |  | CHARLOTTESVILLE | DOOMS (233) | 230 | 230 | WOOD POLE | 0.09 | 0 | 0 | 545.6 ACAR | 0 | 0 | 0 | 0 | 0 | 0 | 0 | 0 | 0 | 0 | 0 | 0 | 0 | 0 | 0 | 0 | 0 | 0 | 0 | 0 | 0 | 0 | 0 | 12 | 0
NO |  | 186 | 2016 | 32 | 29 | 29 |  | WHEALTON | WINCHESTER (234) | 230 | 230 | CONC HFRM | 0.14 | 0 | 1 | 1534 ACAR | 0 | 0 | 0 | 0 | 0 | 0 | 0 | 0 | 0 | 0 | 0 | 0 | 0 | 0 | 0 | 0 | 0 | 0 | 0 | 0 | 0 | 0 | 0 | 12 | 0
NO |  | 186 | 2016 | 32 | 30 | 30 |  | WHEALTON | WINCHESTER (234) | 230 | 230 | CONC POLE | 0.04 | 0 | 0 | 1534 ACAR | 0 | 0 | 0 | 0 | 0 | 0 | 0 | 0 | 0 | 0 | 0 | 0 | 0 | 0 | 0 | 0 | 0 | 0 | 0 | 0 | 0 | 0 | 0 | 12 | 0
NO |  | 186 | 2016 | 32 | 31 | 31 |  | WHEALTON | WINCHESTER (234) | 230 | 230 | STEEL TWR | 0.04 | 0 | 0 | 1534 ACAR | 0 | 0 | 0 | 0 | 0 | 0 | 0 | 0 | 0 | 0 | 0 | 0 | 0 | 0 | 0 | 0 | 0 | 0 | 0 | 0 | 0 | 0 | 0 | 12 | 0
NO |  | 186 | 2016 | 32 | 32 | 32 |  | FARMVILLE | CLOVER (235) | 230 | 230 | CONC HFRM | 0 | 0.07 | 1 | 545.6 ACAR | 0 | 0 | 0 | 0 | 0 | 0 | 0 | 0 | 0 | 0 | 0 | 0 | 0 | 0 | 0 | 0 | 0 | 0 | 0 | 0 | 0 | 0 | 0 | 12 | 0
NO |  | 186 | 2016 | 32 | 33 | 33 |  | FARMVILLE | CLOVER (235) | 230 | 230 | CONC POLE | 0.06 | 0 | 0 | 545.6 ACAR | 0 | 0 | 0 | 0 | 0 | 0 | 0 | 0 | 0 | 0 | 0 | 0 | 0 | 0 | 0 | 0 | 0 | 0 | 0 | 0 | 0 | 0 | 0 | 12 | 0
NO |  | 186 | 2016 | 32 | 34 | 34 |  | FARMVILLE | CLOVER (235) | 230 | 230 | STEEL HFRM | 5.17 | 0 | 0 | 545.6 ACAR | 0 | 0 | 0 | 0 | 0 | 0 | 0 | 0 | 0 | 0 | 0 | 0 | 0 | 0 | 0 | 0 | 0 | 0 | 0 | 0 | 0 | 0 | 0 | 12 | 0
NO |  | 186 | 2016 | 32 | 35 | 35 |  | FARMVILLE | CLOVER (235) | 230 | 230 | STEEL POLE | 0.45 | 0 | 0 | 545.6 ACAR | 0 | 0 | 0 | 0 | 0 | 0 | 0 | 0 | 0 | 0 | 0 | 0 | 0 | 0 | 0 | 0 | 0 | 0 | 0 | 0 | 0 | 0 | 0 | 12 | 0
NO |  | 186 | 2016 | 33 | 1 | 1 |  | FARMVILLE | CLOVER (235) | 230 | 230 | STEEL POLE | 0.1 | 0 | 0 | 636 ACSR | 0 | 0 | 0 | 0 | 0 | 0 | 0 | 0 | 0 | 0 | 0 | 0 | 0 | 0 | 0 | 0 | 0 | 0 | 0 | 0 | 0 | 0 | 0 | 12 | 0
NO |  | 186 | 2016 | 33 | 2 | 2 |  | FARMVILLE | CLOVER (235) | 230 | 230 | STEEL TWR | 0 | 4.05 | 0 | 545.6 ACAR | 0 | 0 | 0 | 0 | 0 | 0 | 0 | 0 | 0 | 0 | 0 | 0 | 0 | 0 | 0 | 0 | 0 | 0 | 0 | 0 | 0 | 0 | 0 | 12 | 0
NO |  | 186 | 2016 | 33 | 3 | 3 |  | FARMVILLE | CLOVER (235) | 230 | 230 | STEEL TWR | 0.35 | 0 | 0 | 545.6 ACAR | 0 | 0 | 0 | 0 | 0 | 0 | 0 | 0 | 0 | 0 | 0 | 0 | 0 | 0 | 0 | 0 | 0 | 0 | 0 | 0 | 0 | 0 | 0 | 12 | 0
NO |  | 186 | 2016 | 33 | 4 | 4 |  | FARMVILLE | CLOVER (235) | 230 | 230 | WOOD HFRM | 0 | 0.15 | 0 | 545.6 ACAR | 0 | 0 | 0 | 0 | 0 | 0 | 0 | 0 | 0 | 0 | 0 | 0 | 0 | 0 | 0 | 0 | 0 | 0 | 0 | 0 | 0 | 0 | 0 | 12 | 0
NO |  | 186 | 2016 | 33 | 5 | 5 |  | FARMVILLE | CLOVER (235) | 230 | 230 | WOOD HFRM | 38.54 | 0 | 0 | 545.6 ACAR | 0 | 0 | 0 | 0 | 0 | 0 | 0 | 0 | 0 | 0 | 0 | 0 | 0 | 0 | 0 | 0 | 0 | 0 | 0 | 0 | 0 | 0 | 0 | 12 | 0
NO |  | 186 | 2016 | 33 | 6 | 6 |  | FARMVILLE | CLOVER (235) | 230 | 230 | WOOD HFRM | 2.9 | 0 | 0 | 636 ACSR | 0 | 0 | 0 | 0 | 0 | 0 | 0 | 0 | 0 | 0 | 0 | 0 | 0 | 0 | 0 | 0 | 0 | 0 | 0 | 0 | 0 | 0 | 0 | 12 | 0
NO |  | 186 | 2016 | 33 | 7 | 7 |  | FARMVILLE | CLOVER (235) | 230 | 230 | WOOD POLE | 3.21 | 0 | 0 | 545.6 ACAR | 0 | 0 | 0 | 0 | 0 | 0 | 0 | 0 | 0 | 0 | 0 | 0 | 0 | 0 | 0 | 0 | 0 | 0 | 0 | 0 | 0 | 0 | 0 | 12 | 0
NO |  | 186 | 2016 | 33 | 8 | 8 |  | FARMVILLE | CLOVER (235) | 230 | 230 | WOOD POLE | 0.46 | 0 | 0 | 636 ACSR | 0 | 0 | 0 | 0 | 0 | 0 | 0 | 0 | 0 | 0 | 0 | 0 | 0 | 0 | 0 | 0 | 0 | 0 | 0 | 0 | 0 | 0 | 0 | 12 | 0
NO |  | 186 | 2016 | 33 | 9 | 9 |  | SOUTHWEST | PLAZA (236) | 230 | 230 | STEEL POLE | 0 | 0.55 | 1 | 721 ACAR | 0 | 0 | 0 | 0 | 0 | 0 | 0 | 0 | 0 | 0 | 0 | 0 | 0 | 0 | 0 | 0 | 0 | 0 | 0 | 0 | 0 | 0 | 0 | 12 | 0
NO |  | 186 | 2016 | 33 | 10 | 10 |  | SOUTHWEST | PLAZA (236) | 230 | 230 | STEEL POLE | 3.18 | 0 | 0 | 2500 ACAR | 0 | 0 | 0 | 0 | 0 | 0 | 0 | 0 | 0 | 0 | 0 | 0 | 0 | 0 | 0 | 0 | 0 | 0 | 0 | 0 | 0 | 0 | 0 | 12 | 0
NO |  | 186 | 2016 | 33 | 11 | 11 |  | SOUTHWEST | PLAZA (236) | 230 | 230 | STEEL POLE | 0.08 | 0 | 0 | 721 ACAR | 0 | 0 | 0 | 0 | 0 | 0 | 0 | 0 | 0 | 0 | 0 | 0 | 0 | 0 | 0 | 0 | 0 | 0 | 0 | 0 | 0 | 0 | 0 | 12 | 0
NO |  | 186 | 2016 | 33 | 12 | 12 |  | SOUTHWEST | PLAZA (236) | 230 | 230 | STEEL TWR | 0 | 0.02 | 0 | 721 ACAR | 0 | 0 | 0 | 0 | 0 | 0 | 0 | 0 | 0 | 0 | 0 | 0 | 0 | 0 | 0 | 0 | 0 | 0 | 0 | 0 | 0 | 0 | 0 | 12 | 0
NO |  | 186 | 2016 | 33 | 13 | 13 |  | SOUTHWEST | PLAZA (236) | 230 | 230 | WOOD POLE | 0.11 | 0 | 0 | 2500 ACAR | 0 | 0 | 0 | 0 | 0 | 0 | 0 | 0 | 0 | 0 | 0 | 0 | 0 | 0 | 0 | 0 | 0 | 0 | 0 | 0 | 0 | 0 | 0 | 12 | 0
NO |  | 186 | 2016 | 33 | 14 | 14 |  | POSSUM POINT | BRADDOCK (237) | 230 | 230 | CONC HFRM | 0.09 | 0 | 1 | 1033.5 ACSR | 0 | 0 | 0 | 0 | 0 | 0 | 0 | 0 | 0 | 0 | 0 | 0 | 0 | 0 | 0 | 0 | 0 | 0 | 0 | 0 | 0 | 0 | 0 | 12 | 0
NO |  | 186 | 2016 | 33 | 15 | 15 |  | POSSUM POINT | BRADDOCK (237) | 230 | 230 | STEEL HFRM | 0.16 | 0 | 0 | 1033.5 ACSR | 0 | 0 | 0 | 0 | 0 | 0 | 0 | 0 | 0 | 0 | 0 | 0 | 0 | 0 | 0 | 0 | 0 | 0 | 0 | 0 | 0 | 0 | 0 | 12 | 0
NO |  | 186 | 2016 | 33 | 16 | 16 |  | POSSUM POINT | BRADDOCK (237) | 230 | 230 | STEEL POLE | 1.01 | 0 | 0 | 1033.5 ACSR | 0 | 0 | 0 | 0 | 0 | 0 | 0 | 0 | 0 | 0 | 0 | 0 | 0 | 0 | 0 | 0 | 0 | 0 | 0 | 0 | 0 | 0 | 0 | 12 | 0
NO |  | 186 | 2016 | 33 | 17 | 17 |  | POSSUM POINT | BRADDOCK (237) | 230 | 230 | STEEL POLE | 0.53 | 0 | 0 | 721 ACAR | 0 | 0 | 0 | 0 | 0 | 0 | 0 | 0 | 0 | 0 | 0 | 0 | 0 | 0 | 0 | 0 | 0 | 0 | 0 | 0 | 0 | 0 | 0 | 12 | 0
NO |  | 186 | 2016 | 33 | 18 | 18 |  | POSSUM POINT | BRADDOCK (237) | 230 | 230 | STEEL TWR | 12.49 | 0 | 0 | 1033.5 ACSR | 0 | 0 | 0 | 0 | 0 | 0 | 0 | 0 | 0 | 0 | 0 | 0 | 0 | 0 | 0 | 0 | 0 | 0 | 0 | 0 | 0 | 0 | 0 | 12 | 0
NO |  | 186 | 2016 | 33 | 19 | 19 |  | POSSUM POINT | BRADDOCK (237) | 230 | 230 | STEEL TWR | 7.54 | 0 | 0 | 1033.5 ACSS | 0 | 0 | 0 | 0 | 0 | 0 | 0 | 0 | 0 | 0 | 0 | 0 | 0 | 0 | 0 | 0 | 0 | 0 | 0 | 0 | 0 | 0 | 0 | 12 | 0
NO |  | 186 | 2016 | 33 | 20 | 20 |  | POSSUM POINT | BRADDOCK (237) | 230 | 230 | WOOD POLE | 0.11 | 0 | 0 | 1033.5 ACSS | 0 | 0 | 0 | 0 | 0 | 0 | 0 | 0 | 0 | 0 | 0 | 0 | 0 | 0 | 0 | 0 | 0 | 0 | 0 | 0 | 0 | 0 | 0 | 12 | 0
NO |  | 186 | 2016 | 33 | 21 | 21 |  | CARSON | CLUBHOUSE (238) | 230 | 230 | CONC HFRM | 0.15 | 0 | 1 | 721 ACAR | 0 | 0 | 0 | 0 | 0 | 0 | 0 | 0 | 0 | 0 | 0 | 0 | 0 | 0 | 0 | 0 | 0 | 0 | 0 | 0 | 0 | 0 | 0 | 12 | 0
NO |  | 186 | 2016 | 33 | 22 | 22 |  | CARSON | CLUBHOUSE (238) | 230 | 230 | STEEL HFRM | 0.12 | 0 | 0 | 721 ACAR | 0 | 0 | 0 | 0 | 0 | 0 | 0 | 0 | 0 | 0 | 0 | 0 | 0 | 0 | 0 | 0 | 0 | 0 | 0 | 0 | 0 | 0 | 0 | 12 | 0
NO |  | 186 | 2016 | 33 | 23 | 23 |  | CARSON | CLUBHOUSE (238) | 230 | 230 | STEEL TWR | 0.91 | 0 | 0 | 721 ACAR | 0 | 0 | 0 | 0 | 0 | 0 | 0 | 0 | 0 | 0 | 0 | 0 | 0 | 0 | 0 | 0 | 0 | 0 | 0 | 0 | 0 | 0 | 0 | 12 | 0
NO |  | 186 | 2016 | 33 | 24 | 24 |  | CARSON | CLUBHOUSE (238) | 230 | 230 | WOOD HFRM | 26.62 | 0 | 0 | 721 ACAR | 0 | 0 | 0 | 0 | 0 | 0 | 0 | 0 | 0 | 0 | 0 | 0 | 0 | 0 | 0 | 0 | 0 | 0 | 0 | 0 | 0 | 0 | 0 | 12 | 0
NO |  | 186 | 2016 | 33 | 25 | 25 |  | CARSON | CLUBHOUSE (238) | 230 | 230 | WOOD POLE | 0.46 | 0 | 0 | 721 ACAR | 0 | 0 | 0 | 0 | 0 | 0 | 0 | 0 | 0 | 0 | 0 | 0 | 0 | 0 | 0 | 0 | 0 | 0 | 0 | 0 | 0 | 0 | 0 | 12 | 0
NO |  | 186 | 2016 | 33 | 26 | 26 |  | LAKEVIEW | HORNERTOWN (239) | 230 | 230 | STEEL POLE | 0.02 | 0 | 1 | 1033.5 ACSR | 0 | 0 | 0 | 0 | 0 | 0 | 0 | 0 | 0 | 0 | 0 | 0 | 0 | 0 | 0 | 0 | 0 | 0 | 0 | 0 | 0 | 0 | 0 | 12 | 0
NO |  | 186 | 2016 | 33 | 27 | 27 |  | LAKEVIEW | HORNERTOWN (239) | 230 | 230 | STEEL TWR | 0 | 2.04 | 0 | 1033.5 ACSR | 0 | 0 | 0 | 0 | 0 | 0 | 0 | 0 | 0 | 0 | 0 | 0 | 0 | 0 | 0 | 0 | 0 | 0 | 0 | 0 | 0 | 0 | 0 | 12 | 0
NO |  | 186 | 2016 | 33 | 28 | 28 |  | LAKEVIEW | HORNERTOWN (239) | 230 | 230 | STEEL TWR | 0.16 | 0 | 0 | 1033.5 ACSR | 0 | 0 | 0 | 0 | 0 | 0 | 0 | 0 | 0 | 0 | 0 | 0 | 0 | 0 | 0 | 0 | 0 | 0 | 0 | 0 | 0 | 0 | 0 | 12 | 0
NO |  | 186 | 2016 | 33 | 29 | 29 |  | LAKEVIEW | HORNERTOWN (239) | 230 | 230 | WOOD HFRM | 1.32 | 0 | 0 | 1033.5 ACSR | 0 | 0 | 0 | 0 | 0 | 0 | 0 | 0 | 0 | 0 | 0 | 0 | 0 | 0 | 0 | 0 | 0 | 0 | 0 | 0 | 0 | 0 | 0 | 12 | 0
NO |  | 186 | 2016 | 33 | 30 | 30 |  | LAKEVIEW | HORNERTOWN (239) | 230 | 230 | WOOD POLE | 0 | 0.08 | 0 | 1033.5 ACSR | 0 | 0 | 0 | 0 | 0 | 0 | 0 | 0 | 0 | 0 | 0 | 0 | 0 | 0 | 0 | 0 | 0 | 0 | 0 | 0 | 0 | 0 | 0 | 12 | 0
NO |  | 186 | 2016 | 33 | 31 | 31 |  | LAKEVIEW | HORNERTOWN (239) | 230 | 230 | WOOD POLE | 0.35 | 0 | 0 | 1033.5 ACSR | 0 | 0 | 0 | 0 | 0 | 0 | 0 | 0 | 0 | 0 | 0 | 0 | 0 | 0 | 0 | 0 | 0 | 0 | 0 | 0 | 0 | 0 | 0 | 12 | 0
NO |  | 186 | 2016 | 33 | 32 | 32 |  | SURRY | HOPEWELL (240) | 230 | 230 | CONC HFRM | 0.06 | 0 | 1 | 2500 ACAR | 0 | 0 | 0 | 0 | 0 | 0 | 0 | 0 | 0 | 0 | 0 | 0 | 0 | 0 | 0 | 0 | 0 | 0 | 0 | 0 | 0 | 0 | 0 | 12 | 0
NO |  | 186 | 2016 | 33 | 33 | 33 |  | SURRY | HOPEWELL (240) | 230 | 230 | STEEL HFRM | 0.15 | 0 | 0 | 2500 ACAR | 0 | 0 | 0 | 0 | 0 | 0 | 0 | 0 | 0 | 0 | 0 | 0 | 0 | 0 | 0 | 0 | 0 | 0 | 0 | 0 | 0 | 0 | 0 | 12 | 0
NO |  | 186 | 2016 | 33 | 34 | 34 |  | SURRY | HOPEWELL (240) | 230 | 230 | STEEL POLE | 0 | 0.08 | 0 | 2500 ACAR | 0 | 0 | 0 | 0 | 0 | 0 | 0 | 0 | 0 | 0 | 0 | 0 | 0 | 0 | 0 | 0 | 0 | 0 | 0 | 0 | 0 | 0 | 0 | 12 | 0
NO |  | 186 | 2016 | 33 | 35 | 35 |  | SURRY | HOPEWELL (240) | 230 | 230 | STEEL TWR | 0 | 42.63 | 0 | 721 ACAR | 0 | 0 | 0 | 0 | 0 | 0 | 0 | 0 | 0 | 0 | 0 | 0 | 0 | 0 | 0 | 0 | 0 | 0 | 0 | 0 | 0 | 0 | 0 | 12 | 0
NO |  | 186 | 2016 | 34 | 1 | 1 |  | SURRY | HOPEWELL (240) | 230 | 230 | STEEL TWR | 0.04 | 0 | 0 | 721 ACAR | 0 | 0 | 0 | 0 | 0 | 0 | 0 | 0 | 0 | 0 | 0 | 0 | 0 | 0 | 0 | 0 | 0 | 0 | 0 | 0 | 0 | 0 | 0 | 12 | 0
NO |  | 186 | 2016 | 34 | 2 | 2 |  | HAYFIELD | JEFFERSON STREET (241) | 230 | 230 | CONC HFRM | 0.02 | 0 | 1 | 1033.5 ACSR | 0 | 0 | 0 | 0 | 0 | 0 | 0 | 0 | 0 | 0 | 0 | 0 | 0 | 0 | 0 | 0 | 0 | 0 | 0 | 0 | 0 | 0 | 0 | 12 | 0
NO |  | 186 | 2016 | 34 | 3 | 3 |  | HAYFIELD | JEFFERSON STREET (241) | 230 | 230 | STEEL HFRM | 0 | 0.04 | 0 | 1033.5 ACSR | 0 | 0 | 0 | 0 | 0 | 0 | 0 | 0 | 0 | 0 | 0 | 0 | 0 | 0 | 0 | 0 | 0 | 0 | 0 | 0 | 0 | 0 | 0 | 12 | 0
NO |  | 186 | 2016 | 34 | 4 | 4 |  | HAYFIELD | JEFFERSON STREET (241) | 230 | 230 | STEEL HFRM | 0 | 0.11 | 0 | 636 ACSR | 0 | 0 | 0 | 0 | 0 | 0 | 0 | 0 | 0 | 0 | 0 | 0 | 0 | 0 | 0 | 0 | 0 | 0 | 0 | 0 | 0 | 0 | 0 | 12 | 0
NO |  | 186 | 2016 | 34 | 5 | 5 |  | HAYFIELD | JEFFERSON STREET (241) | 230 | 230 | STEEL HFRM | 0.21 | 0 | 0 | 1033.5 ACSR | 0 | 0 | 0 | 0 | 0 | 0 | 0 | 0 | 0 | 0 | 0 | 0 | 0 | 0 | 0 | 0 | 0 | 0 | 0 | 0 | 0 | 0 | 0 | 12 | 0
NO |  | 186 | 2016 | 34 | 6 | 6 |  | HAYFIELD | JEFFERSON STREET (241) | 230 | 230 | STEEL POLE | 0 | 0.6 | 0 | 1033.5 ACSR | 0 | 0 | 0 | 0 | 0 | 0 | 0 | 0 | 0 | 0 | 0 | 0 | 0 | 0 | 0 | 0 | 0 | 0 | 0 | 0 | 0 | 0 | 0 | 12 | 0
NO |  | 186 | 2016 | 34 | 7 | 7 |  | HAYFIELD | JEFFERSON STREET (241) | 230 | 230 | STEEL POLE | 0 | 1.03 | 0 | 636 ACSR | 0 | 0 | 0 | 0 | 0 | 0 | 0 | 0 | 0 | 0 | 0 | 0 | 0 | 0 | 0 | 0 | 0 | 0 | 0 | 0 | 0 | 0 | 0 | 12 | 0
NO |  | 186 | 2016 | 34 | 8 | 8 |  | HAYFIELD | JEFFERSON STREET (241) | 230 | 230 | STEEL POLE | 0.04 | 0 | 0 | 1033.5 ACSR | 0 | 0 | 0 | 0 | 0 | 0 | 0 | 0 | 0 | 0 | 0 | 0 | 0 | 0 | 0 | 0 | 0 | 0 | 0 | 0 | 0 | 0 | 0 | 12 | 0
NO |  | 186 | 2016 | 34 | 9 | 9 |  | HAYFIELD | JEFFERSON STREET (241) | 230 | 230 | STEEL TWR | 0 | 4.06 | 0 | 1033.5 ACSR | 0 | 0 | 0 | 0 | 0 | 0 | 0 | 0 | 0 | 0 | 0 | 0 | 0 | 0 | 0 | 0 | 0 | 0 | 0 | 0 | 0 | 0 | 0 | 12 | 0
NO |  | 186 | 2016 | 34 | 10 | 10 |  | HAYFIELD | JEFFERSON STREET (241) | 230 | 230 | STEEL TWR | 0.23 | 0 | 0 | 1033.5 ACSR | 0 | 0 | 0 | 0 | 0 | 0 | 0 | 0 | 0 | 0 | 0 | 0 | 0 | 0 | 0 | 0 | 0 | 0 | 0 | 0 | 0 | 0 | 0 | 12 | 0
NO |  | 186 | 2016 | 34 | 11 | 11 |  | MIDLOTHIAN | COALFIELD RD (242) | 230 | 230 | CONC HFRM | 0.08 | 0 | 1 | 721 ACAR | 0 | 0 | 0 | 0 | 0 | 0 | 0 | 0 | 0 | 0 | 0 | 0 | 0 | 0 | 0 | 0 | 0 | 0 | 0 | 0 | 0 | 0 | 0 | 12 | 0
NO |  | 186 | 2016 | 34 | 12 | 12 |  | MIDLOTHIAN | COALFIELD RD (242) | 230 | 230 | STEEL TWR | 2.99 | 0 | 0 | 721 ACAR | 0 | 0 | 0 | 0 | 0 | 0 | 0 | 0 | 0 | 0 | 0 | 0 | 0 | 0 | 0 | 0 | 0 | 0 | 0 | 0 | 0 | 0 | 0 | 12 | 0
NO |  | 186 | 2016 | 34 | 13 | 13 |  | OX | VAN DORN (243) | 230 | 230 | CONC HFRM | 0 | 0.15 | 1 | 1033.5 ACSR | 0 | 0 | 0 | 0 | 0 | 0 | 0 | 0 | 0 | 0 | 0 | 0 | 0 | 0 | 0 | 0 | 0 | 0 | 0 | 0 | 0 | 0 | 0 | 12 | 0
NO |  | 186 | 2016 | 34 | 14 | 14 |  | OX | VAN DORN (243) | 230 | 230 | STEEL POLE | 0 | 0.15 | 0 | 1033.5 ACSR | 0 | 0 | 0 | 0 | 0 | 0 | 0 | 0 | 0 | 0 | 0 | 0 | 0 | 0 | 0 | 0 | 0 | 0 | 0 | 0 | 0 | 0 | 0 | 12 | 0
NO |  | 186 | 2016 | 34 | 15 | 15 |  | OX | VAN DORN (243) | 230 | 230 | STEEL POLE | 0 | 0.22 | 0 | 1033.5 ACSS | 0 | 0 | 0 | 0 | 0 | 0 | 0 | 0 | 0 | 0 | 0 | 0 | 0 | 0 | 0 | 0 | 0 | 0 | 0 | 0 | 0 | 0 | 0 | 12 | 0
NO |  | 186 | 2016 | 34 | 16 | 16 |  | OX | VAN DORN (243) | 230 | 230 | STEEL POLE | 0 | 0.67 | 0 | 1109 ACAR | 0 | 0 | 0 | 0 | 0 | 0 | 0 | 0 | 0 | 0 | 0 | 0 | 0 | 0 | 0 | 0 | 0 | 0 | 0 | 0 | 0 | 0 | 0 | 12 | 0
NO |  | 186 | 2016 | 34 | 17 | 17 |  | OX | VAN DORN (243) | 230 | 230 | STEEL POLE | 0.13 | 0 | 0 | 1033.5 ACSS | 0 | 0 | 0 | 0 | 0 | 0 | 0 | 0 | 0 | 0 | 0 | 0 | 0 | 0 | 0 | 0 | 0 | 0 | 0 | 0 | 0 | 0 | 0 | 12 | 0
NO |  | 186 | 2016 | 34 | 18 | 18 |  | OX | VAN DORN (243) | 230 | 230 | STEEL TWR | 0 | 3.15 | 0 | 1033.5 ACSR | 0 | 0 | 0 | 0 | 0 | 0 | 0 | 0 | 0 | 0 | 0 | 0 | 0 | 0 | 0 | 0 | 0 | 0 | 0 | 0 | 0 | 0 | 0 | 12 | 0
NO |  | 186 | 2016 | 34 | 19 | 19 |  | OX | VAN DORN (243) | 230 | 230 | STEEL TWR | 0 | 5.61 | 0 | 1033.5 ACSS | 0 | 0 | 0 | 0 | 0 | 0 | 0 | 0 | 0 | 0 | 0 | 0 | 0 | 0 | 0 | 0 | 0 | 0 | 0 | 0 | 0 | 0 | 0 | 12 | 0
NO |  | 186 | 2016 | 34 | 20 | 20 |  | OX | VAN DORN (243) | 230 | 230 | STEEL TWR | 0 | 1.95 | 0 | 1109 ACAR | 0 | 0 | 0 | 0 | 0 | 0 | 0 | 0 | 0 | 0 | 0 | 0 | 0 | 0 | 0 | 0 | 0 | 0 | 0 | 0 | 0 | 0 | 0 | 12 | 0
NO |  | 186 | 2016 | 34 | 21 | 21 |  | OX | VAN DORN (243) | 230 | 230 | STEEL TWR | 0.14 | 0 | 0 | 1033.5 ACSS | 0 | 0 | 0 | 0 | 0 | 0 | 0 | 0 | 0 | 0 | 0 | 0 | 0 | 0 | 0 | 0 | 0 | 0 | 0 | 0 | 0 | 0 | 0 | 12 | 0
NO |  | 186 | 2016 | 34 | 22 | 22 |  | BULL RUN | BURKE (244) | 230 | 230 | CONC HFRM | 0.02 | 0 | 1 | 1534 ACAR | 0 | 0 | 0 | 0 | 0 | 0 | 0 | 0 | 0 | 0 | 0 | 0 | 0 | 0 | 0 | 0 | 0 | 0 | 0 | 0 | 0 | 0 | 0 | 12 | 0
NO |  | 186 | 2016 | 34 | 23 | 23 |  | BULL RUN | BURKE (244) | 230 | 230 | STEEL HFRM | 0 | 2.78 | 0 | 2500 ACAR | 0 | 0 | 0 | 0 | 0 | 0 | 0 | 0 | 0 | 0 | 0 | 0 | 0 | 0 | 0 | 0 | 0 | 0 | 0 | 0 | 0 | 0 | 0 | 12 | 0
NO |  | 186 | 2016 | 34 | 24 | 24 |  | BULL RUN | BURKE (244) | 230 | 230 | STEEL HFRM | 0.01 | 0 | 0 | 1534 ACAR | 0 | 0 | 0 | 0 | 0 | 0 | 0 | 0 | 0 | 0 | 0 | 0 | 0 | 0 | 0 | 0 | 0 | 0 | 0 | 0 | 0 | 0 | 0 | 12 | 0
NO |  | 186 | 2016 | 34 | 25 | 25 |  | BULL RUN | BURKE (244) | 230 | 230 | STEEL HFRM | 0.03 | 0 | 0 | 2500 ACAR | 0 | 0 | 0 | 0 | 0 | 0 | 0 | 0 | 0 | 0 | 0 | 0 | 0 | 0 | 0 | 0 | 0 | 0 | 0 | 0 | 0 | 0 | 0 | 12 | 0
NO |  | 186 | 2016 | 34 | 26 | 26 |  | BULL RUN | BURKE (244) | 230 | 230 | STEEL POLE | 0 | 0.01 | 0 | 2500 ACAR | 0 | 0 | 0 | 0 | 0 | 0 | 0 | 0 | 0 | 0 | 0 | 0 | 0 | 0 | 0 | 0 | 0 | 0 | 0 | 0 | 0 | 0 | 0 | 12 | 0
NO |  | 186 | 2016 | 34 | 27 | 27 |  | BULL RUN | BURKE (244) | 230 | 230 | STEEL POLE | 6.14 | 0 | 0 | 1534 ACAR | 0 | 0 | 0 | 0 | 0 | 0 | 0 | 0 | 0 | 0 | 0 | 0 | 0 | 0 | 0 | 0 | 0 | 0 | 0 | 0 | 0 | 0 | 0 | 12 | 0
NO |  | 186 | 2016 | 34 | 28 | 28 |  | GREEN RUN | GREENWICH (245) | 230 | 230 | CONC HFRM | 0.1 | 0 | 1 | 1590 ACSS | 0 | 0 | 0 | 0 | 0 | 0 | 0 | 0 | 0 | 0 | 0 | 0 | 0 | 0 | 0 | 0 | 0 | 0 | 0 | 0 | 0 | 0 | 0 | 12 | 0
NO |  | 186 | 2016 | 34 | 29 | 29 |  | GREEN RUN | GREENWICH (245) | 230 | 230 | CONC POLE | 4.12 | 0 | 0 | 1590 ACSS | 0 | 0 | 0 | 0 | 0 | 0 | 0 | 0 | 0 | 0 | 0 | 0 | 0 | 0 | 0 | 0 | 0 | 0 | 0 | 0 | 0 | 0 | 0 | 12 | 0
NO |  | 186 | 2016 | 34 | 30 | 30 |  | GREEN RUN | GREENWICH (245) | 230 | 230 | STEEL POLE | 0.89 | 0 | 0 | 1590 ACSS | 0 | 0 | 0 | 0 | 0 | 0 | 0 | 0 | 0 | 0 | 0 | 0 | 0 | 0 | 0 | 0 | 0 | 0 | 0 | 0 | 0 | 0 | 0 | 12 | 0
NO |  | 186 | 2016 | 34 | 31 | 31 |  | SUFFOLK | EARLEYS (246) | 230 | 230 | CONC HFRM | 0.08 | 0 | 1 | 545.6 ACAR | 0 | 0 | 0 | 0 | 0 | 0 | 0 | 0 | 0 | 0 | 0 | 0 | 0 | 0 | 0 | 0 | 0 | 0 | 0 | 0 | 0 | 0 | 0 | 12 | 0
NO |  | 186 | 2016 | 34 | 32 | 32 |  | SUFFOLK | EARLEYS (246) | 230 | 230 | CONC HFRM | 0.14 | 0 | 0 | 636 ACSR | 0 | 0 | 0 | 0 | 0 | 0 | 0 | 0 | 0 | 0 | 0 | 0 | 0 | 0 | 0 | 0 | 0 | 0 | 0 | 0 | 0 | 0 | 0 | 12 | 0
NO |  | 186 | 2016 | 34 | 33 | 33 |  | SUFFOLK | EARLEYS (246) | 230 | 230 | CONC POLE | 0.04 | 0 | 0 | 636 ACSR | 0 | 0 | 0 | 0 | 0 | 0 | 0 | 0 | 0 | 0 | 0 | 0 | 0 | 0 | 0 | 0 | 0 | 0 | 0 | 0 | 0 | 0 | 0 | 12 | 0
NO |  | 186 | 2016 | 34 | 34 | 34 |  | SUFFOLK | EARLEYS (246) | 230 | 230 | STEEL HFRM | 0.98 | 0 | 0 | 545.6 ACAR | 0 | 0 | 0 | 0 | 0 | 0 | 0 | 0 | 0 | 0 | 0 | 0 | 0 | 0 | 0 | 0 | 0 | 0 | 0 | 0 | 0 | 0 | 0 | 12 | 0
NO |  | 186 | 2016 | 34 | 35 | 35 |  | SUFFOLK | EARLEYS (246) | 230 | 230 | STEEL POLE | 0 | 0.21 | 0 | 545.6 ACAR | 0 | 0 | 0 | 0 | 0 | 0 | 0 | 0 | 0 | 0 | 0 | 0 | 0 | 0 | 0 | 0 | 0 | 0 | 0 | 0 | 0 | 0 | 0 | 12 | 0
NO |  | 186 | 2016 | 35 | 1 | 1 |  | SUFFOLK | EARLEYS (246) | 230 | 230 | STEEL POLE | 0.01 | 0 | 0 | 1590 AAC | 0 | 0 | 0 | 0 | 0 | 0 | 0 | 0 | 0 | 0 | 0 | 0 | 0 | 0 | 0 | 0 | 0 | 0 | 0 | 0 | 0 | 0 | 0 | 12 | 0
NO |  | 186 | 2016 | 35 | 2 | 2 |  | SUFFOLK | EARLEYS (246) | 230 | 230 | STEEL POLE | 0.17 | 0 | 0 | 545.6 ACAR | 0 | 0 | 0 | 0 | 0 | 0 | 0 | 0 | 0 | 0 | 0 | 0 | 0 | 0 | 0 | 0 | 0 | 0 | 0 | 0 | 0 | 0 | 0 | 12 | 0
NO |  | 186 | 2016 | 35 | 3 | 3 |  | SUFFOLK | EARLEYS (246) | 230 | 230 | STEEL POLE | 5.27 | 0 | 0 | 636 ACSR | 0 | 0 | 0 | 0 | 0 | 0 | 0 | 0 | 0 | 0 | 0 | 0 | 0 | 0 | 0 | 0 | 0 | 0 | 0 | 0 | 0 | 0 | 0 | 12 | 0
NO |  | 186 | 2016 | 35 | 4 | 4 |  | SUFFOLK | EARLEYS (246) | 230 | 230 | STEEL TWR | 3.05 | 0 | 0 | 545.6 ACAR | 0 | 0 | 0 | 0 | 0 | 0 | 0 | 0 | 0 | 0 | 0 | 0 | 0 | 0 | 0 | 0 | 0 | 0 | 0 | 0 | 0 | 0 | 0 | 12 | 0
NO |  | 186 | 2016 | 35 | 5 | 5 |  | SUFFOLK | EARLEYS (246) | 230 | 230 | WOOD HFRM | 0 | 0.18 | 0 | 545.6 ACAR | 0 | 0 | 0 | 0 | 0 | 0 | 0 | 0 | 0 | 0 | 0 | 0 | 0 | 0 | 0 | 0 | 0 | 0 | 0 | 0 | 0 | 0 | 0 | 12 | 0
NO |  | 186 | 2016 | 35 | 6 | 6 |  | SUFFOLK | EARLEYS (246) | 230 | 230 | WOOD HFRM | 36.68 | 0 | 0 | 545.6 ACAR | 0 | 0 | 0 | 0 | 0 | 0 | 0 | 0 | 0 | 0 | 0 | 0 | 0 | 0 | 0 | 0 | 0 | 0 | 0 | 0 | 0 | 0 | 0 | 12 | 0
NO |  | 186 | 2016 | 35 | 7 | 7 |  | SUFFOLK | EARLEYS (246) | 230 | 230 | WOOD POLE | 0.1 | 0 | 0 | 1590 AAC | 0 | 0 | 0 | 0 | 0 | 0 | 0 | 0 | 0 | 0 | 0 | 0 | 0 | 0 | 0 | 0 | 0 | 0 | 0 | 0 | 0 | 0 | 0 | 12 | 0
NO |  | 186 | 2016 | 35 | 8 | 8 |  | SUFFOLK | EARLEYS (246) | 230 | 230 | WOOD POLE | 2.82 | 0 | 0 | 545.6 ACAR | 0 | 0 | 0 | 0 | 0 | 0 | 0 | 0 | 0 | 0 | 0 | 0 | 0 | 0 | 0 | 0 | 0 | 0 | 0 | 0 | 0 | 0 | 0 | 12 | 0
NO |  | 186 | 2016 | 35 | 9 | 9 |  | SUFFOLK | SWAMP (247) | 230 | 230 | CONC HFRM | 0.04 | 0 | 1 | 1109 ACAR | 0 | 0 | 0 | 0 | 0 | 0 | 0 | 0 | 0 | 0 | 0 | 0 | 0 | 0 | 0 | 0 | 0 | 0 | 0 | 0 | 0 | 0 | 0 | 12 | 0
NO |  | 186 | 2016 | 35 | 10 | 10 |  | SUFFOLK | SWAMP (247) | 230 | 230 | STEEL HFRM | 0.94 | 0 | 0 | 1109 ACAR | 0 | 0 | 0 | 0 | 0 | 0 | 0 | 0 | 0 | 0 | 0 | 0 | 0 | 0 | 0 | 0 | 0 | 0 | 0 | 0 | 0 | 0 | 0 | 12 | 0
NO |  | 186 | 2016 | 35 | 11 | 11 |  | SUFFOLK | SWAMP (247) | 230 | 230 | STEEL POLE | 0.17 | 0 | 0 | 1109 ACAR | 0 | 0 | 0 | 0 | 0 | 0 | 0 | 0 | 0 | 0 | 0 | 0 | 0 | 0 | 0 | 0 | 0 | 0 | 0 | 0 | 0 | 0 | 0 | 12 | 0
NO |  | 186 | 2016 | 35 | 12 | 12 |  | SUFFOLK | SWAMP (247) | 230 | 230 | STEEL TWR | 0.11 | 0 | 0 | 1109 ACAR | 0 | 0 | 0 | 0 | 0 | 0 | 0 | 0 | 0 | 0 | 0 | 0 | 0 | 0 | 0 | 0 | 0 | 0 | 0 | 0 | 0 | 0 | 0 | 12 | 0
NO |  | 186 | 2016 | 35 | 13 | 13 |  | SUFFOLK | SWAMP (247) | 230 | 230 | WOOD HFRM | 29.23 | 0 | 0 | 1109 ACAR | 0 | 0 | 0 | 0 | 0 | 0 | 0 | 0 | 0 | 0 | 0 | 0 | 0 | 0 | 0 | 0 | 0 | 0 | 0 | 0 | 0 | 0 | 0 | 12 | 0
NO |  | 186 | 2016 | 35 | 14 | 14 |  | SUFFOLK | SWAMP (247) | 230 | 230 | WOOD POLE | 0.65 | 0 | 0 | 1109 ACAR | 0 | 0 | 0 | 0 | 0 | 0 | 0 | 0 | 0 | 0 | 0 | 0 | 0 | 0 | 0 | 0 | 0 | 0 | 0 | 0 | 0 | 0 | 0 | 12 | 0
NO |  | 186 | 2016 | 35 | 15 | 15 |  | OX | GLEBE (248) | 230 | 230 | CONC HFRM | 0 | 0.03 | 1 | 2500 ACAR | 0 | 0 | 0 | 0 | 0 | 0 | 0 | 0 | 0 | 0 | 0 | 0 | 0 | 0 | 0 | 0 | 0 | 0 | 0 | 0 | 0 | 0 | 0 | 12 | 0
NO |  | 186 | 2016 | 35 | 16 | 16 |  | OX | GLEBE (248) | 230 | 230 | CONC HFRM | 0.22 | 0 | 0 | 2500 ACAR | 0 | 0 | 0 | 0 | 0 | 0 | 0 | 0 | 0 | 0 | 0 | 0 | 0 | 0 | 0 | 0 | 0 | 0 | 0 | 0 | 0 | 0 | 0 | 12 | 0
NO |  | 186 | 2016 | 35 | 17 | 17 |  | OX | GLEBE (248) | 230 | 230 | CONC POLE | 0.02 | 0 | 0 | 2500 ACAR | 0 | 0 | 0 | 0 | 0 | 0 | 0 | 0 | 0 | 0 | 0 | 0 | 0 | 0 | 0 | 0 | 0 | 0 | 0 | 0 | 0 | 0 | 0 | 12 | 0
NO |  | 186 | 2016 | 35 | 18 | 18 |  | OX | GLEBE (248) | 230 | 230 | STEEL HFRM | 0 | 0.32 | 0 | 2500 ACAR | 0 | 0 | 0 | 0 | 0 | 0 | 0 | 0 | 0 | 0 | 0 | 0 | 0 | 0 | 0 | 0 | 0 | 0 | 0 | 0 | 0 | 0 | 0 | 12 | 0
NO |  | 186 | 2016 | 35 | 19 | 19 |  | OX | GLEBE (248) | 230 | 230 | STEEL HFRM | 0.13 | 0 | 0 | 2500 ACAR | 0 | 0 | 0 | 0 | 0 | 0 | 0 | 0 | 0 | 0 | 0 | 0 | 0 | 0 | 0 | 0 | 0 | 0 | 0 | 0 | 0 | 0 | 0 | 12 | 0
NO |  | 186 | 2016 | 35 | 20 | 20 |  | OX | GLEBE (248) | 230 | 230 | STEEL HFRM | 0 | 0 | 0 | 2500 CU | 0 | 0 | 0 | 0 | 0 | 0 | 0 | 0 | 0 | 0 | 0 | 0 | 0 | 0 | 0 | 0 | 0 | 0 | 0 | 0 | 0 | 0 | 0 | 12 | 0
NO |  | 186 | 2016 | 35 | 21 | 21 |  | OX | GLEBE (248) | 230 | 230 | STEEL POLE | 0 | 7.32 | 0 | 2500 ACAR | 0 | 0 | 0 | 0 | 0 | 0 | 0 | 0 | 0 | 0 | 0 | 0 | 0 | 0 | 0 | 0 | 0 | 0 | 0 | 0 | 0 | 0 | 0 | 12 | 0
NO |  | 186 | 2016 | 35 | 22 | 22 |  | OX | GLEBE (248) | 230 | 230 | STEEL POLE | 7 | 0 | 0 | 2500 ACAR | 0 | 0 | 0 | 0 | 0 | 0 | 0 | 0 | 0 | 0 | 0 | 0 | 0 | 0 | 0 | 0 | 0 | 0 | 0 | 0 | 0 | 0 | 0 | 12 | 0
NO |  | 186 | 2016 | 35 | 23 | 23 |  | OX | GLEBE (248) | 230 | 230 | STEEL TWR | 0 | 0.08 | 0 | 2500 ACAR | 0 | 0 | 0 | 0 | 0 | 0 | 0 | 0 | 0 | 0 | 0 | 0 | 0 | 0 | 0 | 0 | 0 | 0 | 0 | 0 | 0 | 0 | 0 | 12 | 0
NO |  | 186 | 2016 | 35 | 24 | 24 |  | OX | GLEBE (248) | 230 | 230 | STEEL TWR | 0.04 | 0 | 0 | 2500 ACAR | 0 | 0 | 0 | 0 | 0 | 0 | 0 | 0 | 0 | 0 | 0 | 0 | 0 | 0 | 0 | 0 | 0 | 0 | 0 | 0 | 0 | 0 | 0 | 12 | 0
NO |  | 186 | 2016 | 35 | 25 | 25 |  | OX | GLEBE (248) | 230 | 230 | UG UG | 0 | 0.04 | 0 | 2500 CU | 0 | 0 | 0 | 0 | 0 | 0 | 0 | 0 | 0 | 0 | 0 | 0 | 0 | 0 | 0 | 0 | 0 | 0 | 0 | 0 | 0 | 0 | 0 | 12 | 0
NO |  | 186 | 2016 | 35 | 26 | 26 |  | OX | GLEBE (248) | 230 | 230 | UG UG | 3.07 | 0 | 0 | 2500 CU | 0 | 0 | 0 | 0 | 0 | 0 | 0 | 0 | 0 | 0 | 0 | 0 | 0 | 0 | 0 | 0 | 0 | 0 | 0 | 0 | 0 | 0 | 0 | 12 | 0
NO |  | 186 | 2016 | 35 | 27 | 27 |  | LOCKS | CARSON (249) | 230 | 230 | CONC HFRM | 0.08 | 0 | 1 | 1033.5 ACSR | 0 | 0 | 0 | 0 | 0 | 0 | 0 | 0 | 0 | 0 | 0 | 0 | 0 | 0 | 0 | 0 | 0 | 0 | 0 | 0 | 0 | 0 | 0 | 12 | 0
NO |  | 186 | 2016 | 35 | 28 | 28 |  | LOCKS | CARSON (249) | 230 | 230 | CONC HFRM | 0.18 | 0 | 0 | 795 ACSR | 0 | 0 | 0 | 0 | 0 | 0 | 0 | 0 | 0 | 0 | 0 | 0 | 0 | 0 | 0 | 0 | 0 | 0 | 0 | 0 | 0 | 0 | 0 | 12 | 0
NO |  | 186 | 2016 | 35 | 29 | 29 |  | LOCKS | CARSON (249) | 230 | 230 | STEEL HFRM | 0.12 | 0 | 0 | 721 ACAR | 0 | 0 | 0 | 0 | 0 | 0 | 0 | 0 | 0 | 0 | 0 | 0 | 0 | 0 | 0 | 0 | 0 | 0 | 0 | 0 | 0 | 0 | 0 | 12 | 0
NO |  | 186 | 2016 | 35 | 30 | 30 |  | LOCKS | CARSON (249) | 230 | 230 | STEEL HFRM | 1.84 | 0 | 0 | 795 ACSR | 0 | 0 | 0 | 0 | 0 | 0 | 0 | 0 | 0 | 0 | 0 | 0 | 0 | 0 | 0 | 0 | 0 | 0 | 0 | 0 | 0 | 0 | 0 | 12 | 0
NO |  | 186 | 2016 | 35 | 31 | 31 |  | LOCKS | CARSON (249) | 230 | 230 | STEEL POLE | 0 | 0.03 | 0 | 721 ACAR | 0 | 0 | 0 | 0 | 0 | 0 | 0 | 0 | 0 | 0 | 0 | 0 | 0 | 0 | 0 | 0 | 0 | 0 | 0 | 0 | 0 | 0 | 0 | 12 | 0
NO |  | 186 | 2016 | 35 | 32 | 32 |  | LOCKS | CARSON (249) | 230 | 230 | STEEL POLE | 0 | 0.03 | 0 | 795 ACSR | 0 | 0 | 0 | 0 | 0 | 0 | 0 | 0 | 0 | 0 | 0 | 0 | 0 | 0 | 0 | 0 | 0 | 0 | 0 | 0 | 0 | 0 | 0 | 12 | 0
NO |  | 186 | 2016 | 35 | 33 | 33 |  | LOCKS | CARSON (249) | 230 | 230 | STEEL POLE | 0.22 | 0 | 0 | 721 ACAR | 0 | 0 | 0 | 0 | 0 | 0 | 0 | 0 | 0 | 0 | 0 | 0 | 0 | 0 | 0 | 0 | 0 | 0 | 0 | 0 | 0 | 0 | 0 | 12 | 0
NO |  | 186 | 2016 | 35 | 34 | 34 |  | LOCKS | CARSON (249) | 230 | 230 | STEEL TWR | 0 | 0.89 | 0 | 721 ACAR | 0 | 0 | 0 | 0 | 0 | 0 | 0 | 0 | 0 | 0 | 0 | 0 | 0 | 0 | 0 | 0 | 0 | 0 | 0 | 0 | 0 | 0 | 0 | 12 | 0
NO |  | 186 | 2016 | 35 | 35 | 35 |  | LOCKS | CARSON (249) | 230 | 230 | STEEL TWR | 0 | 2.46 | 0 | 795 ACSR | 0 | 0 | 0 | 0 | 0 | 0 | 0 | 0 | 0 | 0 | 0 | 0 | 0 | 0 | 0 | 0 | 0 | 0 | 0 | 0 | 0 | 0 | 0 | 12 | 0
NO |  | 186 | 2016 | 36 | 1 | 1 |  | LOCKS | CARSON (249) | 230 | 230 | STEEL TWR | 0.07 | 0 | 0 | 795 ACSR | 0 | 0 | 0 | 0 | 0 | 0 | 0 | 0 | 0 | 0 | 0 | 0 | 0 | 0 | 0 | 0 | 0 | 0 | 0 | 0 | 0 | 0 | 0 | 12 | 0
NO |  | 186 | 2016 | 36 | 2 | 2 |  | LOCKS | CARSON (249) | 230 | 230 | WOOD HFRM | 0.25 | 0 | 0 | 1033.5 ACSR | 0 | 0 | 0 | 0 | 0 | 0 | 0 | 0 | 0 | 0 | 0 | 0 | 0 | 0 | 0 | 0 | 0 | 0 | 0 | 0 | 0 | 0 | 0 | 12 | 0
NO |  | 186 | 2016 | 36 | 3 | 3 |  | LOCKS | CARSON (249) | 230 | 230 | WOOD HFRM | 4.57 | 0 | 0 | 795 ACSR | 0 | 0 | 0 | 0 | 0 | 0 | 0 | 0 | 0 | 0 | 0 | 0 | 0 | 0 | 0 | 0 | 0 | 0 | 0 | 0 | 0 | 0 | 0 | 12 | 0
NO |  | 186 | 2016 | 36 | 4 | 4 |  | LOCKS | CARSON (249) | 230 | 230 | WOOD POLE | 0 | 0.08 | 0 | 721 ACAR | 0 | 0 | 0 | 0 | 0 | 0 | 0 | 0 | 0 | 0 | 0 | 0 | 0 | 0 | 0 | 0 | 0 | 0 | 0 | 0 | 0 | 0 | 0 | 12 | 0
NO |  | 186 | 2016 | 36 | 5 | 5 |  | LOCKS | CARSON (249) | 230 | 230 | WOOD POLE | 0.04 | 0 | 0 | 1033.5 ACSR | 0 | 0 | 0 | 0 | 0 | 0 | 0 | 0 | 0 | 0 | 0 | 0 | 0 | 0 | 0 | 0 | 0 | 0 | 0 | 0 | 0 | 0 | 0 | 12 | 0
NO |  | 186 | 2016 | 36 | 6 | 6 |  | GLEBE | ARLINGTON (250) | 230 | 230 | STEEL POLE | 2.5 | 0 | 1 | 2500 ACAR | 0 | 0 | 0 | 0 | 0 | 0 | 0 | 0 | 0 | 0 | 0 | 0 | 0 | 0 | 0 | 0 | 0 | 0 | 0 | 0 | 0 | 0 | 0 | 12 | 0
NO |  | 186 | 2016 | 36 | 7 | 7 |  | IDYLWOOD | GLEN CARLYN (251) | 230 | 230 | CONC HFRM | 0.02 | 0 | 1 | 1192.5 ACSS | 0 | 0 | 0 | 0 | 0 | 0 | 0 | 0 | 0 | 0 | 0 | 0 | 0 | 0 | 0 | 0 | 0 | 0 | 0 | 0 | 0 | 0 | 0 | 12 | 0
NO |  | 186 | 2016 | 36 | 8 | 8 |  | IDYLWOOD | GLEN CARLYN (251) | 230 | 230 | CONC POLE | 0.03 | 0 | 0 | 1192.5 ACSS | 0 | 0 | 0 | 0 | 0 | 0 | 0 | 0 | 0 | 0 | 0 | 0 | 0 | 0 | 0 | 0 | 0 | 0 | 0 | 0 | 0 | 0 | 0 | 12 | 0
NO |  | 186 | 2016 | 36 | 9 | 9 |  | IDYLWOOD | GLEN CARLYN (251) | 230 | 230 | STEEL POLE | 0 | 0.03 | 0 | 1192.5 ACSS | 0 | 0 | 0 | 0 | 0 | 0 | 0 | 0 | 0 | 0 | 0 | 0 | 0 | 0 | 0 | 0 | 0 | 0 | 0 | 0 | 0 | 0 | 0 | 12 | 0
NO |  | 186 | 2016 | 36 | 10 | 10 |  | IDYLWOOD | GLEN CARLYN (251) | 230 | 230 | STEEL POLE | 5.07 | 0 | 0 | 1192.5 ACSS | 0 | 0 | 0 | 0 | 0 | 0 | 0 | 0 | 0 | 0 | 0 | 0 | 0 | 0 | 0 | 0 | 0 | 0 | 0 | 0 | 0 | 0 | 0 | 12 | 0
NO |  | 186 | 2016 | 36 | 11 | 11 |  | IDYLWOOD | GLEN CARLYN (251) | 230 | 230 | STEEL POLE | 0.01 | 0 | 0 | 1600 AAAC | 0 | 0 | 0 | 0 | 0 | 0 | 0 | 0 | 0 | 0 | 0 | 0 | 0 | 0 | 0 | 0 | 0 | 0 | 0 | 0 | 0 | 0 | 0 | 12 | 0
NO |  | 186 | 2016 | 36 | 12 | 12 |  | IDYLWOOD | GLEN CARLYN (251) | 230 | 230 | STEEL TWR | 0 | 0.03 | 0 | 1192.5 ACSS | 0 | 0 | 0 | 0 | 0 | 0 | 0 | 0 | 0 | 0 | 0 | 0 | 0 | 0 | 0 | 0 | 0 | 0 | 0 | 0 | 0 | 0 | 0 | 12 | 0
NO |  | 186 | 2016 | 36 | 13 | 13 |  | IDYLWOOD | GLEN CARLYN (251) | 230 | 230 | STEEL TWR | 0.11 | 0 | 0 | 1192.5 ACSS | 0 | 0 | 0 | 0 | 0 | 0 | 0 | 0 | 0 | 0 | 0 | 0 | 0 | 0 | 0 | 0 | 0 | 0 | 0 | 0 | 0 | 0 | 0 | 12 | 0
NO |  | 186 | 2016 | 36 | 14 | 14 |  | AQUIA HARBOUR | POSSUM POINT (252) | 230 | 230 | CONC HFRM | 0 | 0.03 | 1 | 721 ACAR | 0 | 0 | 0 | 0 | 0 | 0 | 0 | 0 | 0 | 0 | 0 | 0 | 0 | 0 | 0 | 0 | 0 | 0 | 0 | 0 | 0 | 0 | 0 | 12 | 0
NO |  | 186 | 2016 | 36 | 15 | 15 |  | AQUIA HARBOUR | POSSUM POINT (252) | 230 | 230 | CONC POLE | 0 | 0.11 | 0 | 721 ACAR | 0 | 0 | 0 | 0 | 0 | 0 | 0 | 0 | 0 | 0 | 0 | 0 | 0 | 0 | 0 | 0 | 0 | 0 | 0 | 0 | 0 | 0 | 0 | 12 | 0
NO |  | 186 | 2016 | 36 | 16 | 16 |  | AQUIA HARBOUR | POSSUM POINT (252) | 230 | 230 | STEEL HFRM | 0.06 | 0 | 0 | 721 ACAR | 0 | 0 | 0 | 0 | 0 | 0 | 0 | 0 | 0 | 0 | 0 | 0 | 0 | 0 | 0 | 0 | 0 | 0 | 0 | 0 | 0 | 0 | 0 | 12 | 0
NO |  | 186 | 2016 | 36 | 17 | 17 |  | AQUIA HARBOUR | POSSUM POINT (252) | 230 | 230 | STEEL POLE | 0.15 | 0 | 0 | 721 ACAR | 0 | 0 | 0 | 0 | 0 | 0 | 0 | 0 | 0 | 0 | 0 | 0 | 0 | 0 | 0 | 0 | 0 | 0 | 0 | 0 | 0 | 0 | 0 | 12 | 0
NO |  | 186 | 2016 | 36 | 18 | 18 |  | AQUIA HARBOUR | POSSUM POINT (252) | 230 | 230 | STEEL TWR | 0 | 10.82 | 0 | 721 ACAR | 0 | 0 | 0 | 0 | 0 | 0 | 0 | 0 | 0 | 0 | 0 | 0 | 0 | 0 | 0 | 0 | 0 | 0 | 0 | 0 | 0 | 0 | 0 | 12 | 0
NO |  | 186 | 2016 | 36 | 19 | 19 |  | AQUIA HARBOUR | POSSUM POINT (252) | 230 | 230 | STEEL TWR | 0.45 | 0 | 0 | 721 ACAR | 0 | 0 | 0 | 0 | 0 | 0 | 0 | 0 | 0 | 0 | 0 | 0 | 0 | 0 | 0 | 0 | 0 | 0 | 0 | 0 | 0 | 0 | 0 | 12 | 0
NO |  | 186 | 2016 | 36 | 20 | 20 |  | AQUIA HARBOUR | POSSUM POINT (252) | 230 | 230 | WOOD HFRM | 0.17 | 0 | 0 | 721 ACAR | 0 | 0 | 0 | 0 | 0 | 0 | 0 | 0 | 0 | 0 | 0 | 0 | 0 | 0 | 0 | 0 | 0 | 0 | 0 | 0 | 0 | 0 | 0 | 12 | 0
NO |  | 186 | 2016 | 36 | 21 | 21 |  | HARRISONBURG | VALLEY (253) | 230 | 230 | CONC HFRM | 0.05 | 0 | 1 | 636 ACSR | 0 | 0 | 0 | 0 | 0 | 0 | 0 | 0 | 0 | 0 | 0 | 0 | 0 | 0 | 0 | 0 | 0 | 0 | 0 | 0 | 0 | 0 | 0 | 12 | 0
NO |  | 186 | 2016 | 36 | 22 | 22 |  | HARRISONBURG | VALLEY (253) | 230 | 230 | STEEL POLE | 0 | 0.05 | 0 | 636 ACSR | 0 | 0 | 0 | 0 | 0 | 0 | 0 | 0 | 0 | 0 | 0 | 0 | 0 | 0 | 0 | 0 | 0 | 0 | 0 | 0 | 0 | 0 | 0 | 12 | 0
NO |  | 186 | 2016 | 36 | 23 | 23 |  | HARRISONBURG | VALLEY (253) | 230 | 230 | STEEL POLE | 0.13 | 0 | 0 | 636 ACSR | 0 | 0 | 0 | 0 | 0 | 0 | 0 | 0 | 0 | 0 | 0 | 0 | 0 | 0 | 0 | 0 | 0 | 0 | 0 | 0 | 0 | 0 | 0 | 12 | 0
NO |  | 186 | 2016 | 36 | 24 | 24 |  | HARRISONBURG | VALLEY (253) | 230 | 230 | STEEL TWR | 7.89 | 0 | 0 | 636 ACSR | 0 | 0 | 0 | 0 | 0 | 0 | 0 | 0 | 0 | 0 | 0 | 0 | 0 | 0 | 0 | 0 | 0 | 0 | 0 | 0 | 0 | 0 | 0 | 12 | 0
NO |  | 186 | 2016 | 36 | 25 | 25 |  | HARRISONBURG | VALLEY (253) | 230 | 230 | STEEL TWR | 2.5 | 0 | 0 | 721 ACAR | 0 | 0 | 0 | 0 | 0 | 0 | 0 | 0 | 0 | 0 | 0 | 0 | 0 | 0 | 0 | 0 | 0 | 0 | 0 | 0 | 0 | 0 | 0 | 12 | 0
NO |  | 186 | 2016 | 36 | 26 | 26 |  | CLUBHOUSE | LAKEVIEW (254) | 230 | 230 | CONC HFRM | 0.09 | 0 | 1 | 795 ACSR | 0 | 0 | 0 | 0 | 0 | 0 | 0 | 0 | 0 | 0 | 0 | 0 | 0 | 0 | 0 | 0 | 0 | 0 | 0 | 0 | 0 | 0 | 0 | 12 | 0
NO |  | 186 | 2016 | 36 | 27 | 27 |  | CLUBHOUSE | LAKEVIEW (254) | 230 | 230 | STEEL HFRM | 2.18 | 0 | 0 | 795 ACSR | 0 | 0 | 0 | 0 | 0 | 0 | 0 | 0 | 0 | 0 | 0 | 0 | 0 | 0 | 0 | 0 | 0 | 0 | 0 | 0 | 0 | 0 | 0 | 12 | 0
NO |  | 186 | 2016 | 36 | 28 | 28 |  | CLUBHOUSE | LAKEVIEW (254) | 230 | 230 | STEEL POLE | 0.05 | 0 | 0 | 795 ACSR | 0 | 0 | 0 | 0 | 0 | 0 | 0 | 0 | 0 | 0 | 0 | 0 | 0 | 0 | 0 | 0 | 0 | 0 | 0 | 0 | 0 | 0 | 0 | 12 | 0
NO |  | 186 | 2016 | 36 | 29 | 29 |  | CLUBHOUSE | LAKEVIEW (254) | 230 | 230 | STEEL TWR | 0.1 | 0 | 0 | 795 ACSR | 0 | 0 | 0 | 0 | 0 | 0 | 0 | 0 | 0 | 0 | 0 | 0 | 0 | 0 | 0 | 0 | 0 | 0 | 0 | 0 | 0 | 0 | 0 | 12 | 0
NO |  | 186 | 2016 | 36 | 30 | 30 |  | CLUBHOUSE | LAKEVIEW (254) | 230 | 230 | WOOD HFRM | 14.96 | 0 | 0 | 795 ACSR | 0 | 0 | 0 | 0 | 0 | 0 | 0 | 0 | 0 | 0 | 0 | 0 | 0 | 0 | 0 | 0 | 0 | 0 | 0 | 0 | 0 | 0 | 0 | 12 | 0
NO |  | 186 | 2016 | 36 | 31 | 31 |  | CLUBHOUSE | LAKEVIEW (254) | 230 | 230 | WOOD POLE | 0.44 | 0 | 0 | 795 ACSR | 0 | 0 | 0 | 0 | 0 | 0 | 0 | 0 | 0 | 0 | 0 | 0 | 0 | 0 | 0 | 0 | 0 | 0 | 0 | 0 | 0 | 0 | 0 | 12 | 0
NO |  | 186 | 2016 | 36 | 32 | 32 |  | NORTH ANNA | SOUTH ANNA (255) | 230 | 230 | CONC HFRM | 0.04 | 0 | 1 | 1590 ACSR | 0 | 0 | 0 | 0 | 0 | 0 | 0 | 0 | 0 | 0 | 0 | 0 | 0 | 0 | 0 | 0 | 0 | 0 | 0 | 0 | 0 | 0 | 0 | 12 | 0
NO |  | 186 | 2016 | 36 | 33 | 33 |  | NORTH ANNA | SOUTH ANNA (255) | 230 | 230 | CONC HFRM | 0.1 | 0 | 0 | 477 ACSR | 0 | 0 | 0 | 0 | 0 | 0 | 0 | 0 | 0 | 0 | 0 | 0 | 0 | 0 | 0 | 0 | 0 | 0 | 0 | 0 | 0 | 0 | 0 | 12 | 0
NO |  | 186 | 2016 | 36 | 34 | 34 |  | NORTH ANNA | SOUTH ANNA (255) | 230 | 230 | CONC POLE | 0.1 | 0 | 0 | 1590 ACSR | 0 | 0 | 0 | 0 | 0 | 0 | 0 | 0 | 0 | 0 | 0 | 0 | 0 | 0 | 0 | 0 | 0 | 0 | 0 | 0 | 0 | 0 | 0 | 12 | 0
NO |  | 186 | 2016 | 36 | 35 | 35 |  | NORTH ANNA | SOUTH ANNA (255) | 230 | 230 | STEEL HFRM | 0.52 | 0 | 0 | 1590 ACSR | 0 | 0 | 0 | 0 | 0 | 0 | 0 | 0 | 0 | 0 | 0 | 0 | 0 | 0 | 0 | 0 | 0 | 0 | 0 | 0 | 0 | 0 | 0 | 12 | 0
NO |  | 186 | 2016 | 37 | 1 | 1 |  | NORTH ANNA | SOUTH ANNA (255) | 230 | 230 | STEEL HFRM | 22.9 | 0 | 0 | 477 ACSR | 0 | 0 | 0 | 0 | 0 | 0 | 0 | 0 | 0 | 0 | 0 | 0 | 0 | 0 | 0 | 0 | 0 | 0 | 0 | 0 | 0 | 0 | 0 | 12 | 0
NO |  | 186 | 2016 | 37 | 2 | 2 |  | NORTH ANNA | SOUTH ANNA (255) | 230 | 230 | STEEL POLE | 7.07 | 0 | 0 | 477 ACSR | 0 | 0 | 0 | 0 | 0 | 0 | 0 | 0 | 0 | 0 | 0 | 0 | 0 | 0 | 0 | 0 | 0 | 0 | 0 | 0 | 0 | 0 | 0 | 12 | 0
NO |  | 186 | 2016 | 37 | 3 | 3 |  | NORTH ANNA | SOUTH ANNA (255) | 230 | 230 | STEEL TWR | 0.07 | 0 | 0 | 477 ACSR | 0 | 0 | 0 | 0 | 0 | 0 | 0 | 0 | 0 | 0 | 0 | 0 | 0 | 0 | 0 | 0 | 0 | 0 | 0 | 0 | 0 | 0 | 0 | 12 | 0
NO |  | 186 | 2016 | 37 | 4 | 4 |  | FOUR RIVERS | LADYSMITH CT (256) | 230 | 230 | CONC HFRM | 0.17 | 0 | 1 | 795 ACSR | 0 | 0 | 0 | 0 | 0 | 0 | 0 | 0 | 0 | 0 | 0 | 0 | 0 | 0 | 0 | 0 | 0 | 0 | 0 | 0 | 0 | 0 | 0 | 12 | 0
NO |  | 186 | 2016 | 37 | 5 | 5 |  | FOUR RIVERS | LADYSMITH CT (256) | 230 | 230 | CONC POLE | 0.11 | 0 | 0 | 795 ACSR | 0 | 0 | 0 | 0 | 0 | 0 | 0 | 0 | 0 | 0 | 0 | 0 | 0 | 0 | 0 | 0 | 0 | 0 | 0 | 0 | 0 | 0 | 0 | 12 | 0
NO |  | 186 | 2016 | 37 | 6 | 6 |  | FOUR RIVERS | LADYSMITH CT (256) | 230 | 230 | STEEL HFRM | 1.91 | 0 | 0 | 795 ACSR | 0 | 0 | 0 | 0 | 0 | 0 | 0 | 0 | 0 | 0 | 0 | 0 | 0 | 0 | 0 | 0 | 0 | 0 | 0 | 0 | 0 | 0 | 0 | 12 | 0
NO |  | 186 | 2016 | 37 | 7 | 7 |  | FOUR RIVERS | LADYSMITH CT (256) | 230 | 230 | STEEL POLE | 0.51 | 0 | 0 | 795 ACSR | 0 | 0 | 0 | 0 | 0 | 0 | 0 | 0 | 0 | 0 | 0 | 0 | 0 | 0 | 0 | 0 | 0 | 0 | 0 | 0 | 0 | 0 | 0 | 12 | 0
NO |  | 186 | 2016 | 37 | 8 | 8 |  | FOUR RIVERS | LADYSMITH CT (256) | 230 | 230 | STEEL TWR | 4.93 | 0 | 0 | 795 ACSR | 0 | 0 | 0 | 0 | 0 | 0 | 0 | 0 | 0 | 0 | 0 | 0 | 0 | 0 | 0 | 0 | 0 | 0 | 0 | 0 | 0 | 0 | 0 | 12 | 0
NO |  | 186 | 2016 | 37 | 9 | 9 |  | FOUR RIVERS | LADYSMITH CT (256) | 230 | 230 | WOOD HFRM | 17.99 | 0 | 0 | 795 ACSR | 0 | 0 | 0 | 0 | 0 | 0 | 0 | 0 | 0 | 0 | 0 | 0 | 0 | 0 | 0 | 0 | 0 | 0 | 0 | 0 | 0 | 0 | 0 | 12 | 0
NO |  | 186 | 2016 | 37 | 10 | 10 |  | FOUR RIVERS | LADYSMITH CT (256) | 230 | 230 | WOOD POLE | 1.69 | 0 | 0 | 795 ACSR | 0 | 0 | 0 | 0 | 0 | 0 | 0 | 0 | 0 | 0 | 0 | 0 | 0 | 0 | 0 | 0 | 0 | 0 | 0 | 0 | 0 | 0 | 0 | 12 | 0
NO |  | 186 | 2016 | 37 | 11 | 11 |  | CHURCHLAND | SEWELLS POINT (257) | 230 | 230 | STEEL HFRM | 0.06 | 0 | 1 | 721 ACAR | 0 | 0 | 0 | 0 | 0 | 0 | 0 | 0 | 0 | 0 | 0 | 0 | 0 | 0 | 0 | 0 | 0 | 0 | 0 | 0 | 0 | 0 | 0 | 12 | 0
NO |  | 186 | 2016 | 37 | 12 | 12 |  | CHURCHLAND | SEWELLS POINT (257) | 230 | 230 | STEEL POLE | 0.01 | 0 | 0 | 2500 ACAR | 0 | 0 | 0 | 0 | 0 | 0 | 0 | 0 | 0 | 0 | 0 | 0 | 0 | 0 | 0 | 0 | 0 | 0 | 0 | 0 | 0 | 0 | 0 | 12 | 0
NO |  | 186 | 2016 | 37 | 13 | 13 |  | CHURCHLAND | SEWELLS POINT (257) | 230 | 230 | STEEL POLE | 5.07 | 0 | 0 | 721 ACAR | 0 | 0 | 0 | 0 | 0 | 0 | 0 | 0 | 0 | 0 | 0 | 0 | 0 | 0 | 0 | 0 | 0 | 0 | 0 | 0 | 0 | 0 | 0 | 12 | 0
NO |  | 186 | 2016 | 37 | 14 | 14 |  | CHURCHLAND | SEWELLS POINT (257) | 230 | 230 | UG UG | 1.53 | 0 | 0 | 1250 CU | 0 | 0 | 0 | 0 | 0 | 0 | 0 | 0 | 0 | 0 | 0 | 0 | 0 | 0 | 0 | 0 | 0 | 0 | 0 | 0 | 0 | 0 | 0 | 12 | 0
NO |  | 186 | 2016 | 37 | 15 | 15 |  | ARLINGTON | GLEBE (258) | 230 | 230 | CONC HFRM | 0 | 0.03 | 1 | 2500 ACAR | 0 | 0 | 0 | 0 | 0 | 0 | 0 | 0 | 0 | 0 | 0 | 0 | 0 | 0 | 0 | 0 | 0 | 0 | 0 | 0 | 0 | 0 | 0 | 12 | 0
NO |  | 186 | 2016 | 37 | 16 | 16 |  | ARLINGTON | GLEBE (258) | 230 | 230 | STEEL POLE | 0 | 2.38 | 0 | 2500 ACAR | 0 | 0 | 0 | 0 | 0 | 0 | 0 | 0 | 0 | 0 | 0 | 0 | 0 | 0 | 0 | 0 | 0 | 0 | 0 | 0 | 0 | 0 | 0 | 12 | 0
NO |  | 186 | 2016 | 37 | 17 | 17 |  | ARLINGTON | GLEBE (258) | 230 | 230 | STEEL POLE | 0.06 | 0 | 0 | 2500 ACAR | 0 | 0 | 0 | 0 | 0 | 0 | 0 | 0 | 0 | 0 | 0 | 0 | 0 | 0 | 0 | 0 | 0 | 0 | 0 | 0 | 0 | 0 | 0 | 12 | 0
NO |  | 186 | 2016 | 37 | 18 | 18 |  | BASIN | CHESTERFIELD 230 (259) | 230 | 230 | STEEL HFRM | 0.09 | 0 | 1 | 2500 ACAR | 0 | 0 | 0 | 0 | 0 | 0 | 0 | 0 | 0 | 0 | 0 | 0 | 0 | 0 | 0 | 0 | 0 | 0 | 0 | 0 | 0 | 0 | 0 | 12 | 0
NO |  | 186 | 2016 | 37 | 19 | 19 |  | BASIN | CHESTERFIELD 230 (259) | 230 | 230 | STEEL POLE | 0 | 0.5 | 0 | 1033.5 ACSR | 0 | 0 | 0 | 0 | 0 | 0 | 0 | 0 | 0 | 0 | 0 | 0 | 0 | 0 | 0 | 0 | 0 | 0 | 0 | 0 | 0 | 0 | 0 | 12 | 0
NO |  | 186 | 2016 | 37 | 20 | 20 |  | BASIN | CHESTERFIELD 230 (259) | 230 | 230 | STEEL POLE | 0 | 0.08 | 0 | 2500 ACAR | 0 | 0 | 0 | 0 | 0 | 0 | 0 | 0 | 0 | 0 | 0 | 0 | 0 | 0 | 0 | 0 | 0 | 0 | 0 | 0 | 0 | 0 | 0 | 12 | 0
NO |  | 186 | 2016 | 37 | 21 | 21 |  | BASIN | CHESTERFIELD 230 (259) | 230 | 230 | STEEL POLE | 4.47 | 0 | 0 | 2500 ACAR | 0 | 0 | 0 | 0 | 0 | 0 | 0 | 0 | 0 | 0 | 0 | 0 | 0 | 0 | 0 | 0 | 0 | 0 | 0 | 0 | 0 | 0 | 0 | 12 | 0
NO |  | 186 | 2016 | 37 | 22 | 22 |  | BASIN | CHESTERFIELD 230 (259) | 230 | 230 | STEEL POLE | 0.21 | 0 | 0 | 636 ACSR | 0 | 0 | 0 | 0 | 0 | 0 | 0 | 0 | 0 | 0 | 0 | 0 | 0 | 0 | 0 | 0 | 0 | 0 | 0 | 0 | 0 | 0 | 0 | 12 | 0
NO |  | 186 | 2016 | 37 | 23 | 23 |  | BASIN | CHESTERFIELD 230 (259) | 230 | 230 | STEEL POLE | 0.27 | 0 | 0 | 721 ACAR | 0 | 0 | 0 | 0 | 0 | 0 | 0 | 0 | 0 | 0 | 0 | 0 | 0 | 0 | 0 | 0 | 0 | 0 | 0 | 0 | 0 | 0 | 0 | 12 | 0
NO |  | 186 | 2016 | 37 | 24 | 24 |  | BASIN | CHESTERFIELD 230 (259) | 230 | 230 | STEEL TWR | 0 | 3.11 | 0 | 1033.5 ACSR | 0 | 0 | 0 | 0 | 0 | 0 | 0 | 0 | 0 | 0 | 0 | 0 | 0 | 0 | 0 | 0 | 0 | 0 | 0 | 0 | 0 | 0 | 0 | 12 | 0
NO |  | 186 | 2016 | 37 | 25 | 25 |  | BASIN | CHESTERFIELD 230 (259) | 230 | 230 | STEEL TWR | 0 | 0.14 | 0 | 1109 ACAR | 0 | 0 | 0 | 0 | 0 | 0 | 0 | 0 | 0 | 0 | 0 | 0 | 0 | 0 | 0 | 0 | 0 | 0 | 0 | 0 | 0 | 0 | 0 | 12 | 0
NO |  | 186 | 2016 | 37 | 26 | 26 |  | BASIN | CHESTERFIELD 230 (259) | 230 | 230 | STEEL TWR | 0 | 0.32 | 0 | 2500 ACAR | 0 | 0 | 0 | 0 | 0 | 0 | 0 | 0 | 0 | 0 | 0 | 0 | 0 | 0 | 0 | 0 | 0 | 0 | 0 | 0 | 0 | 0 | 0 | 12 | 0
NO |  | 186 | 2016 | 37 | 27 | 27 |  | BASIN | CHESTERFIELD 230 (259) | 230 | 230 | STEEL TWR | 0.18 | 0 | 0 | 2500 ACAR | 0 | 0 | 0 | 0 | 0 | 0 | 0 | 0 | 0 | 0 | 0 | 0 | 0 | 0 | 0 | 0 | 0 | 0 | 0 | 0 | 0 | 0 | 0 | 12 | 0
NO |  | 186 | 2016 | 37 | 28 | 28 |  | BASIN | CHESTERFIELD 230 (259) | 230 | 230 | STEEL TWR | 0.12 | 0 | 0 | 636 ACSR | 0 | 0 | 0 | 0 | 0 | 0 | 0 | 0 | 0 | 0 | 0 | 0 | 0 | 0 | 0 | 0 | 0 | 0 | 0 | 0 | 0 | 0 | 0 | 12 | 0
NO |  | 186 | 2016 | 37 | 29 | 29 |  | BASIN | CHESTERFIELD 230 (259) | 230 | 230 | STEEL TWR | 3.08 | 0 | 0 | 721 ACAR | 0 | 0 | 0 | 0 | 0 | 0 | 0 | 0 | 0 | 0 | 0 | 0 | 0 | 0 | 0 | 0 | 0 | 0 | 0 | 0 | 0 | 0 | 0 | 12 | 0
NO |  | 186 | 2016 | 37 | 30 | 30 |  | GROTTOES | HARRISONBURG (260) | 230 | 230 | STEEL HFRM | 0 | 0.06 | 1 | 636 ACSR | 0 | 0 | 0 | 0 | 0 | 0 | 0 | 0 | 0 | 0 | 0 | 0 | 0 | 0 | 0 | 0 | 0 | 0 | 0 | 0 | 0 | 0 | 0 | 12 | 0
NO |  | 186 | 2016 | 37 | 31 | 31 |  | GROTTOES | HARRISONBURG (260) | 230 | 230 | STEEL HFRM | 2.68 | 0 | 0 | 1109 ACAR | 0 | 0 | 0 | 0 | 0 | 0 | 0 | 0 | 0 | 0 | 0 | 0 | 0 | 0 | 0 | 0 | 0 | 0 | 0 | 0 | 0 | 0 | 0 | 12 | 0
NO |  | 186 | 2016 | 37 | 32 | 32 |  | GROTTOES | HARRISONBURG (260) | 230 | 230 | STEEL POLE | 0.08 | 0 | 0 | 1109 ACAR | 0 | 0 | 0 | 0 | 0 | 0 | 0 | 0 | 0 | 0 | 0 | 0 | 0 | 0 | 0 | 0 | 0 | 0 | 0 | 0 | 0 | 0 | 0 | 12 | 0
NO |  | 186 | 2016 | 37 | 33 | 33 |  | GROTTOES | HARRISONBURG (260) | 230 | 230 | WOOD HFRM | 7.45 | 0 | 0 | 1109 ACAR | 0 | 0 | 0 | 0 | 0 | 0 | 0 | 0 | 0 | 0 | 0 | 0 | 0 | 0 | 0 | 0 | 0 | 0 | 0 | 0 | 0 | 0 | 0 | 12 | 0
NO |  | 186 | 2016 | 37 | 34 | 34 |  | GROTTOES | HARRISONBURG (260) | 230 | 230 | WOOD POLE | 0.51 | 0 | 0 | 1109 ACAR | 0 | 0 | 0 | 0 | 0 | 0 | 0 | 0 | 0 | 0 | 0 | 0 | 0 | 0 | 0 | 0 | 0 | 0 | 0 | 0 | 0 | 0 | 0 | 12 | 0
NO |  | 186 | 2016 | 37 | 35 | 35 |  | NEWPORT NEWS | SHELLBANK (261) | 230 | 230 | CONC HFRM | 0.03 | 0 | 1 | 1109 ACAR | 0 | 0 | 0 | 0 | 0 | 0 | 0 | 0 | 0 | 0 | 0 | 0 | 0 | 0 | 0 | 0 | 0 | 0 | 0 | 0 | 0 | 0 | 0 | 12 | 0
NO |  | 186 | 2016 | 38 | 1 | 1 |  | NEWPORT NEWS | SHELLBANK (261) | 230 | 230 | STEEL HFRM | 0 | 0.23 | 0 | 1109 ACAR | 0 | 0 | 0 | 0 | 0 | 0 | 0 | 0 | 0 | 0 | 0 | 0 | 0 | 0 | 0 | 0 | 0 | 0 | 0 | 0 | 0 | 0 | 0 | 12 | 0
NO |  | 186 | 2016 | 38 | 2 | 2 |  | NEWPORT NEWS | SHELLBANK (261) | 230 | 230 | STEEL HFRM | 0.13 | 0 | 0 | 1109 ACAR | 0 | 0 | 0 | 0 | 0 | 0 | 0 | 0 | 0 | 0 | 0 | 0 | 0 | 0 | 0 | 0 | 0 | 0 | 0 | 0 | 0 | 0 | 0 | 12 | 0
NO |  | 186 | 2016 | 38 | 3 | 3 |  | NEWPORT NEWS | SHELLBANK (261) | 230 | 230 | STEEL POLE | 0 | 0.47 | 0 | 1109 ACAR | 0 | 0 | 0 | 0 | 0 | 0 | 0 | 0 | 0 | 0 | 0 | 0 | 0 | 0 | 0 | 0 | 0 | 0 | 0 | 0 | 0 | 0 | 0 | 12 | 0
NO |  | 186 | 2016 | 38 | 4 | 4 |  | NEWPORT NEWS | SHELLBANK (261) | 230 | 230 | STEEL POLE | 4.1 | 0 | 0 | 1109 ACAR | 0 | 0 | 0 | 0 | 0 | 0 | 0 | 0 | 0 | 0 | 0 | 0 | 0 | 0 | 0 | 0 | 0 | 0 | 0 | 0 | 0 | 0 | 0 | 12 | 0
NO |  | 186 | 2016 | 38 | 5 | 5 |  | NEWPORT NEWS | SHELLBANK (261) | 230 | 230 | STEEL TWR | 0.02 | 0 | 0 | 1109 ACAR | 0 | 0 | 0 | 0 | 0 | 0 | 0 | 0 | 0 | 0 | 0 | 0 | 0 | 0 | 0 | 0 | 0 | 0 | 0 | 0 | 0 | 0 | 0 | 12 | 0
NO |  | 186 | 2016 | 38 | 6 | 6 |  | GREENWICH | YADKIN (262) | 230 | 230 | CONC HFRM | 0.02 | 0 | 1 | 1033.5 ACSR | 0 | 0 | 0 | 0 | 0 | 0 | 0 | 0 | 0 | 0 | 0 | 0 | 0 | 0 | 0 | 0 | 0 | 0 | 0 | 0 | 0 | 0 | 0 | 12 | 0
NO |  | 186 | 2016 | 38 | 7 | 7 |  | GREENWICH | YADKIN (262) | 230 | 230 | STEEL HFRM | 0.15 | 0 | 0 | 1033.5 ACSR | 0 | 0 | 0 | 0 | 0 | 0 | 0 | 0 | 0 | 0 | 0 | 0 | 0 | 0 | 0 | 0 | 0 | 0 | 0 | 0 | 0 | 0 | 0 | 12 | 0
NO |  | 186 | 2016 | 38 | 8 | 8 |  | GREENWICH | YADKIN (262) | 230 | 230 | STEEL POLE | 0.43 | 0 | 0 | 1033.5 ACSR | 0 | 0 | 0 | 0 | 0 | 0 | 0 | 0 | 0 | 0 | 0 | 0 | 0 | 0 | 0 | 0 | 0 | 0 | 0 | 0 | 0 | 0 | 0 | 12 | 0
NO |  | 186 | 2016 | 38 | 9 | 9 |  | GREENWICH | YADKIN (262) | 230 | 230 | STEEL POLE | 0.04 | 0 | 0 | 636 ACSR | 0 | 0 | 0 | 0 | 0 | 0 | 0 | 0 | 0 | 0 | 0 | 0 | 0 | 0 | 0 | 0 | 0 | 0 | 0 | 0 | 0 | 0 | 0 | 12 | 0
NO |  | 186 | 2016 | 38 | 10 | 10 |  | GREENWICH | YADKIN (262) | 230 | 230 | STEEL TWR | 9.92 | 0 | 0 | 1033.5 ACSR | 0 | 0 | 0 | 0 | 0 | 0 | 0 | 0 | 0 | 0 | 0 | 0 | 0 | 0 | 0 | 0 | 0 | 0 | 0 | 0 | 0 | 0 | 0 | 12 | 0
NO |  | 186 | 2016 | 38 | 11 | 11 |  | GREENWICH | YADKIN (262) | 230 | 230 | STEEL TWR | 0.06 | 0 | 0 | 636 ACSR | 0 | 0 | 0 | 0 | 0 | 0 | 0 | 0 | 0 | 0 | 0 | 0 | 0 | 0 | 0 | 0 | 0 | 0 | 0 | 0 | 0 | 0 | 0 | 12 | 0
NO |  | 186 | 2016 | 38 | 12 | 12 |  | CHUCKATUCK | NEWPORT NEWS (263) | 230 | 230 | CONC HFRM | 0.07 | 0 | 1 | 1534 ACAR | 0 | 0 | 0 | 0 | 0 | 0 | 0 | 0 | 0 | 0 | 0 | 0 | 0 | 0 | 0 | 0 | 0 | 0 | 0 | 0 | 0 | 0 | 0 | 12 | 0
NO |  | 186 | 2016 | 38 | 13 | 13 |  | CHUCKATUCK | NEWPORT NEWS (263) | 230 | 230 | STEEL HFRM | 0 | 0.32 | 0 | 1033.5 ACSR | 0 | 0 | 0 | 0 | 0 | 0 | 0 | 0 | 0 | 0 | 0 | 0 | 0 | 0 | 0 | 0 | 0 | 0 | 0 | 0 | 0 | 0 | 0 | 12 | 0
NO |  | 186 | 2016 | 38 | 14 | 14 |  | CHUCKATUCK | NEWPORT NEWS (263) | 230 | 230 | STEEL HFRM | 0.07 | 0 | 0 | 1033.5 ACSR | 0 | 0 | 0 | 0 | 0 | 0 | 0 | 0 | 0 | 0 | 0 | 0 | 0 | 0 | 0 | 0 | 0 | 0 | 0 | 0 | 0 | 0 | 0 | 12 | 0
NO |  | 186 | 2016 | 38 | 15 | 15 |  | CHUCKATUCK | NEWPORT NEWS (263) | 230 | 230 | STEEL POLE | 0 | 0.41 | 0 | 1033.5 ACSR | 0 | 0 | 0 | 0 | 0 | 0 | 0 | 0 | 0 | 0 | 0 | 0 | 0 | 0 | 0 | 0 | 0 | 0 | 0 | 0 | 0 | 0 | 0 | 12 | 0
NO |  | 186 | 2016 | 38 | 16 | 16 |  | CHUCKATUCK | NEWPORT NEWS (263) | 230 | 230 | STEEL POLE | 0 | 0.15 | 0 | 1534 ACAR | 0 | 0 | 0 | 0 | 0 | 0 | 0 | 0 | 0 | 0 | 0 | 0 | 0 | 0 | 0 | 0 | 0 | 0 | 0 | 0 | 0 | 0 | 0 | 12 | 0
NO |  | 186 | 2016 | 38 | 17 | 17 |  | CHUCKATUCK | NEWPORT NEWS (263) | 230 | 230 | STEEL POLE | 0.04 | 0 | 0 | 1033.5 ACSR | 0 | 0 | 0 | 0 | 0 | 0 | 0 | 0 | 0 | 0 | 0 | 0 | 0 | 0 | 0 | 0 | 0 | 0 | 0 | 0 | 0 | 0 | 0 | 12 | 0
NO |  | 186 | 2016 | 38 | 18 | 18 |  | CHUCKATUCK | NEWPORT NEWS (263) | 230 | 230 | STEEL TWR | 0 | 1.48 | 0 | 1033.5 ACSR | 0 | 0 | 0 | 0 | 0 | 0 | 0 | 0 | 0 | 0 | 0 | 0 | 0 | 0 | 0 | 0 | 0 | 0 | 0 | 0 | 0 | 0 | 0 | 12 | 0
NO |  | 186 | 2016 | 38 | 19 | 19 |  | CHUCKATUCK | NEWPORT NEWS (263) | 230 | 230 | STEEL TWR | 0 | 12.5 | 0 | 1534 ACAR | 0 | 0 | 0 | 0 | 0 | 0 | 0 | 0 | 0 | 0 | 0 | 0 | 0 | 0 | 0 | 0 | 0 | 0 | 0 | 0 | 0 | 0 | 0 | 12 | 0
NO |  | 186 | 2016 | 38 | 20 | 20 |  | CHUCKATUCK | NEWPORT NEWS (263) | 230 | 230 | STEEL TWR | 0.45 | 0 | 0 | 1033.5 ACSR | 0 | 0 | 0 | 0 | 0 | 0 | 0 | 0 | 0 | 0 | 0 | 0 | 0 | 0 | 0 | 0 | 0 | 0 | 0 | 0 | 0 | 0 | 0 | 12 | 0
NO |  | 186 | 2016 | 38 | 21 | 21 |  | CHUCKATUCK | NEWPORT NEWS (263) | 230 | 230 | STEEL TWR | 0.16 | 0 | 0 | 1534 ACAR | 0 | 0 | 0 | 0 | 0 | 0 | 0 | 0 | 0 | 0 | 0 | 0 | 0 | 0 | 0 | 0 | 0 | 0 | 0 | 0 | 0 | 0 | 0 | 12 | 0
NO |  | 186 | 2016 | 38 | 22 | 22 |  | HUNTER | RESTON (264) | 230 | 230 | CONC HFRM | 0.05 | 0 | 1 | 1192.5 ACSR | 0 | 0 | 0 | 0 | 0 | 0 | 0 | 0 | 0 | 0 | 0 | 0 | 0 | 0 | 0 | 0 | 0 | 0 | 0 | 0 | 0 | 0 | 0 | 12 | 0
NO |  | 186 | 2016 | 38 | 23 | 23 |  | HUNTER | RESTON (264) | 230 | 230 | STEEL POLE | 0.11 | 0 | 0 | 1192.5 ACSR | 0 | 0 | 0 | 0 | 0 | 0 | 0 | 0 | 0 | 0 | 0 | 0 | 0 | 0 | 0 | 0 | 0 | 0 | 0 | 0 | 0 | 0 | 0 | 12 | 0
NO |  | 186 | 2016 | 38 | 24 | 24 |  | HUNTER | RESTON (264) | 230 | 230 | STEEL TWR | 2.61 | 0 | 0 | 1192.5 ACSR | 0 | 0 | 0 | 0 | 0 | 0 | 0 | 0 | 0 | 0 | 0 | 0 | 0 | 0 | 0 | 0 | 0 | 0 | 0 | 0 | 0 | 0 | 0 | 12 | 0
NO |  | 186 | 2016 | 38 | 25 | 25 |  | CLIFTON | SULLY (265) | 230 | 230 | CONC HFRM | 0.1 | 0 | 1 | 1033.5 ACSR | 0 | 0 | 0 | 0 | 0 | 0 | 0 | 0 | 0 | 0 | 0 | 0 | 0 | 0 | 0 | 0 | 0 | 0 | 0 | 0 | 0 | 0 | 0 | 12 | 0
NO |  | 186 | 2016 | 38 | 26 | 26 |  | CLIFTON | SULLY (265) | 230 | 230 | CONC HFRM | 0.07 | 0 | 0 | 1590 ACSR | 0 | 0 | 0 | 0 | 0 | 0 | 0 | 0 | 0 | 0 | 0 | 0 | 0 | 0 | 0 | 0 | 0 | 0 | 0 | 0 | 0 | 0 | 0 | 12 | 0
NO |  | 186 | 2016 | 38 | 27 | 27 |  | CLIFTON | SULLY (265) | 230 | 230 | CONC POLE | 0.14 | 0 | 0 | 1033.5 ACSR | 0 | 0 | 0 | 0 | 0 | 0 | 0 | 0 | 0 | 0 | 0 | 0 | 0 | 0 | 0 | 0 | 0 | 0 | 0 | 0 | 0 | 0 | 0 | 12 | 0
NO |  | 186 | 2016 | 38 | 28 | 28 |  | CLIFTON | SULLY (265) | 230 | 230 | STEEL HFRM | 0.17 | 0 | 0 | 1590 ACSR | 0 | 0 | 0 | 0 | 0 | 0 | 0 | 0 | 0 | 0 | 0 | 0 | 0 | 0 | 0 | 0 | 0 | 0 | 0 | 0 | 0 | 0 | 0 | 12 | 0
NO |  | 186 | 2016 | 38 | 29 | 29 |  | CLIFTON | SULLY (265) | 230 | 230 | STEEL POLE | 0.43 | 0 | 0 | 1033.5 ACSR | 0 | 0 | 0 | 0 | 0 | 0 | 0 | 0 | 0 | 0 | 0 | 0 | 0 | 0 | 0 | 0 | 0 | 0 | 0 | 0 | 0 | 0 | 0 | 12 | 0
NO |  | 186 | 2016 | 38 | 30 | 30 |  | CLIFTON | SULLY (265) | 230 | 230 | STEEL POLE | 1.16 | 0 | 0 | 1534 ACAR | 0 | 0 | 0 | 0 | 0 | 0 | 0 | 0 | 0 | 0 | 0 | 0 | 0 | 0 | 0 | 0 | 0 | 0 | 0 | 0 | 0 | 0 | 0 | 12 | 0
NO |  | 186 | 2016 | 38 | 31 | 31 |  | CLIFTON | SULLY (265) | 230 | 230 | STEEL POLE | 4.91 | 0 | 0 | 1590 ACSR | 0 | 0 | 0 | 0 | 0 | 0 | 0 | 0 | 0 | 0 | 0 | 0 | 0 | 0 | 0 | 0 | 0 | 0 | 0 | 0 | 0 | 0 | 0 | 12 | 0
NO |  | 186 | 2016 | 38 | 32 | 32 |  | CLIFTON | SULLY (265) | 230 | 230 | STEEL TWR | 0 | 0.79 | 0 | 1033.5 ACSR | 0 | 0 | 0 | 0 | 0 | 0 | 0 | 0 | 0 | 0 | 0 | 0 | 0 | 0 | 0 | 0 | 0 | 0 | 0 | 0 | 0 | 0 | 0 | 12 | 0
NO |  | 186 | 2016 | 38 | 33 | 33 |  | CLIFTON | SULLY (265) | 230 | 230 | STEEL TWR | 6 | 0 | 0 | 1033.5 ACSR | 0 | 0 | 0 | 0 | 0 | 0 | 0 | 0 | 0 | 0 | 0 | 0 | 0 | 0 | 0 | 0 | 0 | 0 | 0 | 0 | 0 | 0 | 0 | 12 | 0
NO |  | 186 | 2016 | 38 | 34 | 34 |  | CLIFTON | SULLY (265) | 230 | 230 | STEEL TWR | 0.1 | 0 | 0 | 1033.5 ACSS | 0 | 0 | 0 | 0 | 0 | 0 | 0 | 0 | 0 | 0 | 0 | 0 | 0 | 0 | 0 | 0 | 0 | 0 | 0 | 0 | 0 | 0 | 0 | 12 | 0
NO |  | 186 | 2016 | 38 | 35 | 35 |  | CLIFTON | SULLY (265) | 230 | 230 | STEEL TWR | 0.1 | 0 | 0 | 1590 ACSR | 0 | 0 | 0 | 0 | 0 | 0 | 0 | 0 | 0 | 0 | 0 | 0 | 0 | 0 | 0 | 0 | 0 | 0 | 0 | 0 | 0 | 0 | 0 | 12 | 0
NO |  | 186 | 2016 | 39 | 1 | 1 |  | CLIFTON | GLEN CARLYN (266) | 230 | 230 | CONC HFRM | 0.11 | 0 | 1 | 1033.5 ACSR | 0 | 0 | 0 | 0 | 0 | 0 | 0 | 0 | 0 | 0 | 0 | 0 | 0 | 0 | 0 | 0 | 0 | 0 | 0 | 0 | 0 | 0 | 0 | 12 | 0
NO |  | 186 | 2016 | 39 | 2 | 2 |  | CLIFTON | GLEN CARLYN (266) | 230 | 230 | CONC HFRM | 0.02 | 0 | 0 | 1600 AAAC | 0 | 0 | 0 | 0 | 0 | 0 | 0 | 0 | 0 | 0 | 0 | 0 | 0 | 0 | 0 | 0 | 0 | 0 | 0 | 0 | 0 | 0 | 0 | 12 | 0
NO |  | 186 | 2016 | 39 | 3 | 3 |  | CLIFTON | GLEN CARLYN (266) | 230 | 230 | CONC HFRM | 0.11 | 0 | 0 | 2500 ACAR | 0 | 0 | 0 | 0 | 0 | 0 | 0 | 0 | 0 | 0 | 0 | 0 | 0 | 0 | 0 | 0 | 0 | 0 | 0 | 0 | 0 | 0 | 0 | 12 | 0
NO |  | 186 | 2016 | 39 | 4 | 4 |  | CLIFTON | GLEN CARLYN (266) | 230 | 230 | CONC POLE | 0 | 0.02 | 0 | 1600 AAAC | 0 | 0 | 0 | 0 | 0 | 0 | 0 | 0 | 0 | 0 | 0 | 0 | 0 | 0 | 0 | 0 | 0 | 0 | 0 | 0 | 0 | 0 | 0 | 12 | 0
NO |  | 186 | 2016 | 39 | 5 | 5 |  | CLIFTON | GLEN CARLYN (266) | 230 | 230 | CONC POLE | 0.02 | 0 | 0 | 1600 AAAC | 0 | 0 | 0 | 0 | 0 | 0 | 0 | 0 | 0 | 0 | 0 | 0 | 0 | 0 | 0 | 0 | 0 | 0 | 0 | 0 | 0 | 0 | 0 | 12 | 0
NO |  | 186 | 2016 | 39 | 6 | 6 |  | CLIFTON | GLEN CARLYN (266) | 230 | 230 | STEEL HFRM | 0.07 | 0 | 0 | 1033.5 ACSR | 0 | 0 | 0 | 0 | 0 | 0 | 0 | 0 | 0 | 0 | 0 | 0 | 0 | 0 | 0 | 0 | 0 | 0 | 0 | 0 | 0 | 0 | 0 | 12 | 0
NO |  | 186 | 2016 | 39 | 7 | 7 |  | CLIFTON | GLEN CARLYN (266) | 230 | 230 | STEEL HFRM | 0.03 | 0 | 0 | 2500 ACAR | 0 | 0 | 0 | 0 | 0 | 0 | 0 | 0 | 0 | 0 | 0 | 0 | 0 | 0 | 0 | 0 | 0 | 0 | 0 | 0 | 0 | 0 | 0 | 12 | 0
NO |  | 186 | 2016 | 39 | 8 | 8 |  | CLIFTON | GLEN CARLYN (266) | 230 | 230 | STEEL POLE | 0 | 4.99 | 0 | 1600 AAAC | 0 | 0 | 0 | 0 | 0 | 0 | 0 | 0 | 0 | 0 | 0 | 0 | 0 | 0 | 0 | 0 | 0 | 0 | 0 | 0 | 0 | 0 | 0 | 12 | 0
NO |  | 186 | 2016 | 39 | 9 | 9 |  | CLIFTON | GLEN CARLYN (266) | 230 | 230 | STEEL POLE | 0 | 4.46 | 0 | 2500 ACAR | 0 | 0 | 0 | 0 | 0 | 0 | 0 | 0 | 0 | 0 | 0 | 0 | 0 | 0 | 0 | 0 | 0 | 0 | 0 | 0 | 0 | 0 | 0 | 12 | 0
NO |  | 186 | 2016 | 39 | 10 | 10 |  | CLIFTON | GLEN CARLYN (266) | 230 | 230 | STEEL POLE | 0.99 | 0 | 0 | 1033.5 ACSR | 0 | 0 | 0 | 0 | 0 | 0 | 0 | 0 | 0 | 0 | 0 | 0 | 0 | 0 | 0 | 0 | 0 | 0 | 0 | 0 | 0 | 0 | 0 | 12 | 0
NO |  | 186 | 2016 | 39 | 11 | 11 |  | CLIFTON | GLEN CARLYN (266) | 230 | 230 | STEEL POLE | 0.06 | 0 | 0 | 1600 AAAC | 0 | 0 | 0 | 0 | 0 | 0 | 0 | 0 | 0 | 0 | 0 | 0 | 0 | 0 | 0 | 0 | 0 | 0 | 0 | 0 | 0 | 0 | 0 | 12 | 0
NO |  | 186 | 2016 | 39 | 12 | 12 |  | CLIFTON | GLEN CARLYN (266) | 230 | 230 | STEEL POLE | 7.67 | 0 | 0 | 2500 ACAR | 0 | 0 | 0 | 0 | 0 | 0 | 0 | 0 | 0 | 0 | 0 | 0 | 0 | 0 | 0 | 0 | 0 | 0 | 0 | 0 | 0 | 0 | 0 | 12 | 0
NO |  | 186 | 2016 | 39 | 13 | 13 |  | CLIFTON | GLEN CARLYN (266) | 230 | 230 | STEEL TWR | 0 | 0.11 | 0 | 1600 AAAC | 0 | 0 | 0 | 0 | 0 | 0 | 0 | 0 | 0 | 0 | 0 | 0 | 0 | 0 | 0 | 0 | 0 | 0 | 0 | 0 | 0 | 0 | 0 | 12 | 0
NO |  | 186 | 2016 | 39 | 14 | 14 |  | CLIFTON | GLEN CARLYN (266) | 230 | 230 | STEEL TWR | 6.05 | 0 | 0 | 1033.5 ACSR | 0 | 0 | 0 | 0 | 0 | 0 | 0 | 0 | 0 | 0 | 0 | 0 | 0 | 0 | 0 | 0 | 0 | 0 | 0 | 0 | 0 | 0 | 0 | 12 | 0
NO |  | 186 | 2016 | 39 | 15 | 15 |  | CLIFTON | GLEN CARLYN (266) | 230 | 230 | STEEL TWR | 0.07 | 0 | 0 | 2500 ACAR | 0 | 0 | 0 | 0 | 0 | 0 | 0 | 0 | 0 | 0 | 0 | 0 | 0 | 0 | 0 | 0 | 0 | 0 | 0 | 0 | 0 | 0 | 0 | 12 | 0
NO |  | 186 | 2016 | 39 | 16 | 16 |  | YADKIN | CHURCHLAND (267) | 230 | 230 | CONC HFRM | 0 | 0.08 | 1 | 2500 ACAR | 0 | 0 | 0 | 0 | 0 | 0 | 0 | 0 | 0 | 0 | 0 | 0 | 0 | 0 | 0 | 0 | 0 | 0 | 0 | 0 | 0 | 0 | 0 | 12 | 0
NO |  | 186 | 2016 | 39 | 17 | 17 |  | YADKIN | CHURCHLAND (267) | 230 | 230 | STEEL HFRM | 0 | 0.05 | 0 | 721 ACAR | 0 | 0 | 0 | 0 | 0 | 0 | 0 | 0 | 0 | 0 | 0 | 0 | 0 | 0 | 0 | 0 | 0 | 0 | 0 | 0 | 0 | 0 | 0 | 12 | 0
NO |  | 186 | 2016 | 39 | 18 | 18 |  | YADKIN | CHURCHLAND (267) | 230 | 230 | STEEL POLE | 0 | 0.06 | 0 | 2500 ACAR | 0 | 0 | 0 | 0 | 0 | 0 | 0 | 0 | 0 | 0 | 0 | 0 | 0 | 0 | 0 | 0 | 0 | 0 | 0 | 0 | 0 | 0 | 0 | 12 | 0
NO |  | 186 | 2016 | 39 | 19 | 19 |  | YADKIN | CHURCHLAND (267) | 230 | 230 | STEEL TWR | 0 | 0.05 | 0 | 2500 ACAR | 0 | 0 | 0 | 0 | 0 | 0 | 0 | 0 | 0 | 0 | 0 | 0 | 0 | 0 | 0 | 0 | 0 | 0 | 0 | 0 | 0 | 0 | 0 | 12 | 0
NO |  | 186 | 2016 | 39 | 20 | 20 |  | YADKIN | CHURCHLAND (267) | 230 | 230 | STEEL TWR | 0 | 11.17 | 0 | 721 ACAR | 0 | 0 | 0 | 0 | 0 | 0 | 0 | 0 | 0 | 0 | 0 | 0 | 0 | 0 | 0 | 0 | 0 | 0 | 0 | 0 | 0 | 0 | 0 | 12 | 0
NO |  | 186 | 2016 | 39 | 21 | 21 |  | HOPEWELL | COGENTRIX (268) | 230 | 230 | CONC HFRM | 0.04 | 0 | 1 | 1109 ACAR | 0 | 0 | 0 | 0 | 0 | 0 | 0 | 0 | 0 | 0 | 0 | 0 | 0 | 0 | 0 | 0 | 0 | 0 | 0 | 0 | 0 | 0 | 0 | 12 | 0
NO |  | 186 | 2016 | 39 | 22 | 22 |  | HOPEWELL | COGENTRIX (268) | 230 | 230 | CONC POLE | 0.58 | 0 | 0 | 1109 ACAR | 0 | 0 | 0 | 0 | 0 | 0 | 0 | 0 | 0 | 0 | 0 | 0 | 0 | 0 | 0 | 0 | 0 | 0 | 0 | 0 | 0 | 0 | 0 | 12 | 0
NO |  | 186 | 2016 | 39 | 23 | 23 |  | HOPEWELL | COGENTRIX (268) | 230 | 230 | STEEL POLE | 0.38 | 0 | 0 | 1109 ACAR | 0 | 0 | 0 | 0 | 0 | 0 | 0 | 0 | 0 | 0 | 0 | 0 | 0 | 0 | 0 | 0 | 0 | 0 | 0 | 0 | 0 | 0 | 0 | 12 | 0
NO |  | 186 | 2016 | 39 | 24 | 24 |  | FENTRESS | SHAWBORO (269) | 230 | 230 | CONC HFRM | 0.12 | 0 | 1 | 2500 ACAR | 0 | 0 | 0 | 0 | 0 | 0 | 0 | 0 | 0 | 0 | 0 | 0 | 0 | 0 | 0 | 0 | 0 | 0 | 0 | 0 | 0 | 0 | 0 | 12 | 0
NO |  | 186 | 2016 | 39 | 25 | 25 |  | FENTRESS | SHAWBORO (269) | 230 | 230 | CONC HFRM | 0.12 | 0 | 0 | 545.6 ACAR | 0 | 0 | 0 | 0 | 0 | 0 | 0 | 0 | 0 | 0 | 0 | 0 | 0 | 0 | 0 | 0 | 0 | 0 | 0 | 0 | 0 | 0 | 0 | 12 | 0
NO |  | 186 | 2016 | 39 | 26 | 26 |  | FENTRESS | SHAWBORO (269) | 230 | 230 | STEEL HFRM | 0.22 | 0 | 0 | 545.6 ACAR | 0 | 0 | 0 | 0 | 0 | 0 | 0 | 0 | 0 | 0 | 0 | 0 | 0 | 0 | 0 | 0 | 0 | 0 | 0 | 0 | 0 | 0 | 0 | 12 | 0
NO |  | 186 | 2016 | 39 | 27 | 27 |  | FENTRESS | SHAWBORO (269) | 230 | 230 | STEEL POLE | 0.36 | 0 | 0 | 545.6 ACAR | 0 | 0 | 0 | 0 | 0 | 0 | 0 | 0 | 0 | 0 | 0 | 0 | 0 | 0 | 0 | 0 | 0 | 0 | 0 | 0 | 0 | 0 | 0 | 12 | 0
NO |  | 186 | 2016 | 39 | 28 | 28 |  | FENTRESS | SHAWBORO (269) | 230 | 230 | STEEL TWR | 4.19 | 0 | 0 | 545.6 ACAR | 0 | 0 | 0 | 0 | 0 | 0 | 0 | 0 | 0 | 0 | 0 | 0 | 0 | 0 | 0 | 0 | 0 | 0 | 0 | 0 | 0 | 0 | 0 | 12 | 0
NO |  | 186 | 2016 | 39 | 29 | 29 |  | FENTRESS | SHAWBORO (269) | 230 | 230 | WOOD HFRM | 19.29 | 0 | 0 | 545.6 ACAR | 0 | 0 | 0 | 0 | 0 | 0 | 0 | 0 | 0 | 0 | 0 | 0 | 0 | 0 | 0 | 0 | 0 | 0 | 0 | 0 | 0 | 0 | 0 | 12 | 0
NO |  | 186 | 2016 | 39 | 30 | 30 |  | FENTRESS | SHAWBORO (269) | 230 | 230 | WOOD POLE | 1.05 | 0 | 0 | 545.6 ACAR | 0 | 0 | 0 | 0 | 0 | 0 | 0 | 0 | 0 | 0 | 0 | 0 | 0 | 0 | 0 | 0 | 0 | 0 | 0 | 0 | 0 | 0 | 0 | 12 | 0
NO |  | 186 | 2016 | 39 | 31 | 31 |  | BURKE | RAVENSWORTH (270) | 230 | 230 | CONC HFRM | 0.01 | 0 | 1 | 1534 ACAR | 0 | 0 | 0 | 0 | 0 | 0 | 0 | 0 | 0 | 0 | 0 | 0 | 0 | 0 | 0 | 0 | 0 | 0 | 0 | 0 | 0 | 0 | 0 | 12 | 0
NO |  | 186 | 2016 | 39 | 32 | 32 |  | BURKE | RAVENSWORTH (270) | 230 | 230 | STEEL POLE | 2.95 | 0 | 0 | 1534 ACAR | 0 | 0 | 0 | 0 | 0 | 0 | 0 | 0 | 0 | 0 | 0 | 0 | 0 | 0 | 0 | 0 | 0 | 0 | 0 | 0 | 0 | 0 | 0 | 12 | 0
NO |  | 186 | 2016 | 39 | 33 | 33 |  | BURKE | RAVENSWORTH (270) | 230 | 230 | UG UG | 0.01 | 0 | 0 | 1534 ACAR | 0 | 0 | 0 | 0 | 0 | 0 | 0 | 0 | 0 | 0 | 0 | 0 | 0 | 0 | 0 | 0 | 0 | 0 | 0 | 0 | 0 | 0 | 0 | 12 | 0
NO |  | 186 | 2016 | 39 | 34 | 34 |  | BURKE | RAVENSWORTH (270) | 230 | 230 | UG UG | 2.17 | 0 | 0 | 1750 CU | 0 | 0 | 0 | 0 | 0 | 0 | 0 | 0 | 0 | 0 | 0 | 0 | 0 | 0 | 0 | 0 | 0 | 0 | 0 | 0 | 0 | 0 | 0 | 12 | 0
NO |  | 186 | 2016 | 39 | 35 | 35 |  | FENTRESS | LANDSTOWN (271) | 230 | 230 | CONC HFRM | 0.04 | 0 | 1 | 2500 ACAR | 0 | 0 | 0 | 0 | 0 | 0 | 0 | 0 | 0 | 0 | 0 | 0 | 0 | 0 | 0 | 0 | 0 | 0 | 0 | 0 | 0 | 0 | 0 | 12 | 0
NO |  | 186 | 2016 | 40 | 1 | 1 |  | FENTRESS | LANDSTOWN (271) | 230 | 230 | STEEL POLE | 0.2 | 0 | 0 | 721 ACAR | 0 | 0 | 0 | 0 | 0 | 0 | 0 | 0 | 0 | 0 | 0 | 0 | 0 | 0 | 0 | 0 | 0 | 0 | 0 | 0 | 0 | 0 | 0 | 12 | 0
NO |  | 186 | 2016 | 40 | 2 | 2 |  | FENTRESS | LANDSTOWN (271) | 230 | 230 | STEEL TWR | 8.75 | 0 | 0 | 721 ACAR | 0 | 0 | 0 | 0 | 0 | 0 | 0 | 0 | 0 | 0 | 0 | 0 | 0 | 0 | 0 | 0 | 0 | 0 | 0 | 0 | 0 | 0 | 0 | 12 | 0
NO |  | 186 | 2016 | 40 | 3 | 3 |  | DOOMS | GROTTOES (272) | 230 | 230 | CONC HFRM | 0 | 0 | 1 | 2500 ACAR | 0 | 0 | 0 | 0 | 0 | 0 | 0 | 0 | 0 | 0 | 0 | 0 | 0 | 0 | 0 | 0 | 0 | 0 | 0 | 0 | 0 | 0 | 0 | 12 | 0
NO |  | 186 | 2016 | 40 | 4 | 4 |  | DOOMS | GROTTOES (272) | 230 | 230 | STEEL HFRM | 0.12 | 0 | 0 | 2500 ACAR | 0 | 0 | 0 | 0 | 0 | 0 | 0 | 0 | 0 | 0 | 0 | 0 | 0 | 0 | 0 | 0 | 0 | 0 | 0 | 0 | 0 | 0 | 0 | 12 | 0
NO |  | 186 | 2016 | 40 | 5 | 5 |  | DOOMS | GROTTOES (272) | 230 | 230 | STEEL POLE | 0.08 | 0 | 0 | 2500 ACAR | 0 | 0 | 0 | 0 | 0 | 0 | 0 | 0 | 0 | 0 | 0 | 0 | 0 | 0 | 0 | 0 | 0 | 0 | 0 | 0 | 0 | 0 | 0 | 12 | 0
NO |  | 186 | 2016 | 40 | 6 | 6 |  | DOOMS | GROTTOES (272) | 230 | 230 | STEEL TWR | 10.99 | 0 | 0 | 721 ACAR | 0 | 0 | 0 | 0 | 0 | 0 | 0 | 0 | 0 | 0 | 0 | 0 | 0 | 0 | 0 | 0 | 0 | 0 | 0 | 0 | 0 | 0 | 0 | 12 | 0
NO |  | 186 | 2016 | 40 | 7 | 7 |  | DOOMS | GROTTOES (272) | 230 | 230 | WOOD HFRM | 0 | 0.04 | 0 | 2500 ACAR | 0 | 0 | 0 | 0 | 0 | 0 | 0 | 0 | 0 | 0 | 0 | 0 | 0 | 0 | 0 | 0 | 0 | 0 | 0 | 0 | 0 | 0 | 0 | 12 | 0
NO |  | 186 | 2016 | 40 | 8 | 8 |  | DOOMS | GROTTOES (272) | 230 | 230 | WOOD POLE | 0.06 | 0 | 0 | 2500 ACAR | 0 | 0 | 0 | 0 | 0 | 0 | 0 | 0 | 0 | 0 | 0 | 0 | 0 | 0 | 0 | 0 | 0 | 0 | 0 | 0 | 0 | 0 | 0 | 12 | 0
NO |  | 186 | 2016 | 40 | 9 | 9 |  | DOOMS | GROTTOES (272) | 230 | 230 | WOOD POLE | 0.17 | 0 | 0 | 721 ACAR | 0 | 0 | 0 | 0 | 0 | 0 | 0 | 0 | 0 | 0 | 0 | 0 | 0 | 0 | 0 | 0 | 0 | 0 | 0 | 0 | 0 | 0 | 0 | 12 | 0
NO |  | 186 | 2016 | 40 | 10 | 10 |  | GLEN CARLYN | ARLINGTON (273) | 230 | 230 | CONC POLE | 0 | 0.02 | 1 | 1600 AAAC | 0 | 0 | 0 | 0 | 0 | 0 | 0 | 0 | 0 | 0 | 0 | 0 | 0 | 0 | 0 | 0 | 0 | 0 | 0 | 0 | 0 | 0 | 0 | 12 | 0
NO |  | 186 | 2016 | 40 | 11 | 11 |  | GLEN CARLYN | ARLINGTON (273) | 230 | 230 | STEEL POLE | 0 | 2.25 | 0 | 1600 AAAC | 0 | 0 | 0 | 0 | 0 | 0 | 0 | 0 | 0 | 0 | 0 | 0 | 0 | 0 | 0 | 0 | 0 | 0 | 0 | 0 | 0 | 0 | 0 | 12 | 0
NO |  | 186 | 2016 | 40 | 12 | 12 |  | GLEN CARLYN | ARLINGTON (273) | 230 | 230 | STEEL POLE | 0.03 | 0 | 0 | 1600 AAAC | 0 | 0 | 0 | 0 | 0 | 0 | 0 | 0 | 0 | 0 | 0 | 0 | 0 | 0 | 0 | 0 | 0 | 0 | 0 | 0 | 0 | 0 | 0 | 12 | 0
NO |  | 186 | 2016 | 40 | 13 | 13 |  | BEAUMEADE | PLEASANT VIEW (274) | 230 | 230 | CONC HFRM | 0 | 0.16 | 1 | 1192.5 ACSS | 0 | 0 | 0 | 0 | 0 | 0 | 0 | 0 | 0 | 0 | 0 | 0 | 0 | 0 | 0 | 0 | 0 | 0 | 0 | 0 | 0 | 0 | 0 | 12 | 0
NO |  | 186 | 2016 | 40 | 14 | 14 |  | BEAUMEADE | PLEASANT VIEW (274) | 230 | 230 | CONC HFRM | 0 | 0.04 | 0 | 1590 ACSR | 0 | 0 | 0 | 0 | 0 | 0 | 0 | 0 | 0 | 0 | 0 | 0 | 0 | 0 | 0 | 0 | 0 | 0 | 0 | 0 | 0 | 0 | 0 | 12 | 0
NO |  | 186 | 2016 | 40 | 15 | 15 |  | BEAUMEADE | PLEASANT VIEW (274) | 230 | 230 | STEEL POLE | 0 | 0.2 | 0 | 1192.5 ACSR | 0 | 0 | 0 | 0 | 0 | 0 | 0 | 0 | 0 | 0 | 0 | 0 | 0 | 0 | 0 | 0 | 0 | 0 | 0 | 0 | 0 | 0 | 0 | 12 | 0
NO |  | 186 | 2016 | 40 | 16 | 16 |  | BEAUMEADE | PLEASANT VIEW (274) | 230 | 230 | STEEL POLE | 0 | 0.1 | 0 | 1590 ACSR | 0 | 0 | 0 | 0 | 0 | 0 | 0 | 0 | 0 | 0 | 0 | 0 | 0 | 0 | 0 | 0 | 0 | 0 | 0 | 0 | 0 | 0 | 0 | 12 | 0
NO |  | 186 | 2016 | 40 | 17 | 17 |  | BEAUMEADE | PLEASANT VIEW (274) | 230 | 230 | STEEL POLE | 0.04 | 0 | 0 | 1590 ACSR | 0 | 0 | 0 | 0 | 0 | 0 | 0 | 0 | 0 | 0 | 0 | 0 | 0 | 0 | 0 | 0 | 0 | 0 | 0 | 0 | 0 | 0 | 0 | 12 | 0
NO |  | 186 | 2016 | 40 | 18 | 18 |  | BEAUMEADE | PLEASANT VIEW (274) | 230 | 230 | STEEL TWR | 0 | 4.9 | 0 | 1192.5 ACSR | 0 | 0 | 0 | 0 | 0 | 0 | 0 | 0 | 0 | 0 | 0 | 0 | 0 | 0 | 0 | 0 | 0 | 0 | 0 | 0 | 0 | 0 | 0 | 12 | 0
NO |  | 186 | 2016 | 40 | 19 | 19 |  | GLEBE | CRYSTAL (275) | 230 | 230 | UG UG | 1.15 | 0 | 1 | 1750 CU | 0 | 0 | 0 | 0 | 0 | 0 | 0 | 0 | 0 | 0 | 0 | 0 | 0 | 0 | 0 | 0 | 0 | 0 | 0 | 0 | 0 | 0 | 0 | 12 | 0
NO |  | 186 | 2016 | 40 | 20 | 20 |  | GLEBE | CRYSTAL (276) | 230 | 230 | UG UG | 0 | 1.17 | 1 | 1750 CU | 0 | 0 | 0 | 0 | 0 | 0 | 0 | 0 | 0 | 0 | 0 | 0 | 0 | 0 | 0 | 0 | 0 | 0 | 0 | 0 | 0 | 0 | 0 | 12 | 0
NO |  | 186 | 2016 | 40 | 21 | 21 |  | GLEN CARLYN | CLARENDON (277) | 230 | 230 | UG UG | 1.93 | 0 | 1 | 1750 CU | 0 | 0 | 0 | 0 | 0 | 0 | 0 | 0 | 0 | 0 | 0 | 0 | 0 | 0 | 0 | 0 | 0 | 0 | 0 | 0 | 0 | 0 | 0 | 12 | 0
NO |  | 186 | 2016 | 40 | 22 | 22 |  | GLEN CARLYN | CLARENDON (278) | 230 | 230 | UG UG | 0 | 1.93 | 1 | 1750 CU | 0 | 0 | 0 | 0 | 0 | 0 | 0 | 0 | 0 | 0 | 0 | 0 | 0 | 0 | 0 | 0 | 0 | 0 | 0 | 0 | 0 | 0 | 0 | 12 | 0
NO |  | 186 | 2016 | 40 | 23 | 23 |  | THRASHER | REEVES AVENUE (279) | 230 | 230 | CONC HFRM | 0 | 0.06 | 1 | 2500 ACAR | 0 | 0 | 0 | 0 | 0 | 0 | 0 | 0 | 0 | 0 | 0 | 0 | 0 | 0 | 0 | 0 | 0 | 0 | 0 | 0 | 0 | 0 | 0 | 12 | 0
NO |  | 186 | 2016 | 40 | 24 | 24 |  | THRASHER | REEVES AVENUE (279) | 230 | 230 | CONC HFRM | 0 | 0.04 | 0 | 721 ACAR | 0 | 0 | 0 | 0 | 0 | 0 | 0 | 0 | 0 | 0 | 0 | 0 | 0 | 0 | 0 | 0 | 0 | 0 | 0 | 0 | 0 | 0 | 0 | 12 | 0
NO |  | 186 | 2016 | 40 | 25 | 25 |  | THRASHER | REEVES AVENUE (279) | 230 | 230 | CONC HFRM | 0.05 | 0 | 0 | 2500 ACAR | 0 | 0 | 0 | 0 | 0 | 0 | 0 | 0 | 0 | 0 | 0 | 0 | 0 | 0 | 0 | 0 | 0 | 0 | 0 | 0 | 0 | 0 | 0 | 12 | 0
NO |  | 186 | 2016 | 40 | 26 | 26 |  | THRASHER | REEVES AVENUE (279) | 230 | 230 | STEEL HFRM | 0.04 | 0 | 0 | 2500 ACAR | 0 | 0 | 0 | 0 | 0 | 0 | 0 | 0 | 0 | 0 | 0 | 0 | 0 | 0 | 0 | 0 | 0 | 0 | 0 | 0 | 0 | 0 | 0 | 12 | 0
NO |  | 186 | 2016 | 40 | 27 | 27 |  | THRASHER | REEVES AVENUE (279) | 230 | 230 | STEEL HFRM | 0.03 | 0 | 0 | 636 ACSR | 0 | 0 | 0 | 0 | 0 | 0 | 0 | 0 | 0 | 0 | 0 | 0 | 0 | 0 | 0 | 0 | 0 | 0 | 0 | 0 | 0 | 0 | 0 | 12 | 0
NO |  | 186 | 2016 | 40 | 28 | 28 |  | THRASHER | REEVES AVENUE (279) | 230 | 230 | STEEL HFRM | 0.22 | 0 | 0 | 721 ACAR | 0 | 0 | 0 | 0 | 0 | 0 | 0 | 0 | 0 | 0 | 0 | 0 | 0 | 0 | 0 | 0 | 0 | 0 | 0 | 0 | 0 | 0 | 0 | 12 | 0
NO |  | 186 | 2016 | 40 | 29 | 29 |  | THRASHER | REEVES AVENUE (279) | 230 | 230 | STEEL POLE | 0 | 3.54 | 0 | 721 ACAR | 0 | 0 | 0 | 0 | 0 | 0 | 0 | 0 | 0 | 0 | 0 | 0 | 0 | 0 | 0 | 0 | 0 | 0 | 0 | 0 | 0 | 0 | 0 | 12 | 0
NO |  | 186 | 2016 | 40 | 30 | 30 |  | THRASHER | REEVES AVENUE (279) | 230 | 230 | STEEL POLE | 0.08 | 0 | 0 | 2500 ACAR | 0 | 0 | 0 | 0 | 0 | 0 | 0 | 0 | 0 | 0 | 0 | 0 | 0 | 0 | 0 | 0 | 0 | 0 | 0 | 0 | 0 | 0 | 0 | 12 | 0
NO |  | 186 | 2016 | 40 | 31 | 31 |  | THRASHER | REEVES AVENUE (279) | 230 | 230 | STEEL POLE | 2.06 | 0 | 0 | 721 ACAR | 0 | 0 | 0 | 0 | 0 | 0 | 0 | 0 | 0 | 0 | 0 | 0 | 0 | 0 | 0 | 0 | 0 | 0 | 0 | 0 | 0 | 0 | 0 | 12 | 0
NO |  | 186 | 2016 | 40 | 32 | 32 |  | THRASHER | REEVES AVENUE (279) | 230 | 230 | STEEL TWR | 0 | 0.39 | 0 | 721 ACAR | 0 | 0 | 0 | 0 | 0 | 0 | 0 | 0 | 0 | 0 | 0 | 0 | 0 | 0 | 0 | 0 | 0 | 0 | 0 | 0 | 0 | 0 | 0 | 12 | 0
NO |  | 186 | 2016 | 40 | 33 | 33 |  | MARSH RUN CT | REMINGTON (280) | 230 | 230 | CONC HFRM | 0.08 | 0 | 1 | 795 ACSS | 0 | 0 | 0 | 0 | 0 | 0 | 0 | 0 | 0 | 0 | 0 | 0 | 0 | 0 | 0 | 0 | 0 | 0 | 0 | 0 | 0 | 0 | 0 | 12 | 0
NO |  | 186 | 2016 | 40 | 34 | 34 |  | MARSH RUN CT | REMINGTON (280) | 230 | 230 | STEEL POLE | 0.06 | 0 | 0 | 795 ACSS | 0 | 0 | 0 | 0 | 0 | 0 | 0 | 0 | 0 | 0 | 0 | 0 | 0 | 0 | 0 | 0 | 0 | 0 | 0 | 0 | 0 | 0 | 0 | 12 | 0
NO |  | 186 | 2016 | 40 | 35 | 35 |  | MARSH RUN CT | REMINGTON (280) | 230 | 230 | STEEL TWR | 0.34 | 0 | 0 | 795 ACSR | 0 | 0 | 0 | 0 | 0 | 0 | 0 | 0 | 0 | 0 | 0 | 0 | 0 | 0 | 0 | 0 | 0 | 0 | 0 | 0 | 0 | 0 | 0 | 12 | 0
NO |  | 186 | 2016 | 41 | 1 | 1 |  | MARSH RUN CT | REMINGTON (280) | 230 | 230 | STEEL TWR | 0.73 | 0 | 0 | 795 ACSS | 0 | 0 | 0 | 0 | 0 | 0 | 0 | 0 | 0 | 0 | 0 | 0 | 0 | 0 | 0 | 0 | 0 | 0 | 0 | 0 | 0 | 0 | 0 | 12 | 0
NO |  | 186 | 2016 | 41 | 2 | 2 |  | RAVENSWORTH | BRADDOCK (281) | 230 | 230 | CONC HFRM | 0 | 0.11 | 1 | 2500 ACAR | 0 | 0 | 0 | 0 | 0 | 0 | 0 | 0 | 0 | 0 | 0 | 0 | 0 | 0 | 0 | 0 | 0 | 0 | 0 | 0 | 0 | 0 | 0 | 12 | 0
NO |  | 186 | 2016 | 41 | 3 | 3 |  | RAVENSWORTH | BRADDOCK (281) | 230 | 230 | STEEL POLE | 0 | 1.81 | 0 | 2500 ACAR | 0 | 0 | 0 | 0 | 0 | 0 | 0 | 0 | 0 | 0 | 0 | 0 | 0 | 0 | 0 | 0 | 0 | 0 | 0 | 0 | 0 | 0 | 0 | 12 | 0
NO |  | 186 | 2016 | 41 | 4 | 4 |  | RAVENSWORTH | BRADDOCK (281) | 230 | 230 | STEEL POLE | 0.12 | 0 | 0 | 2500 ACAR | 0 | 0 | 0 | 0 | 0 | 0 | 0 | 0 | 0 | 0 | 0 | 0 | 0 | 0 | 0 | 0 | 0 | 0 | 0 | 0 | 0 | 0 | 0 | 12 | 0
NO |  | 186 | 2016 | 41 | 5 | 5 |  | MIDLOTHIAN | SPRUANCE NUG (282) | 230 | 230 | CONC HFRM | 0 | 0.05 | 1 | 721 ACAR | 0 | 0 | 0 | 0 | 0 | 0 | 0 | 0 | 0 | 0 | 0 | 0 | 0 | 0 | 0 | 0 | 0 | 0 | 0 | 0 | 0 | 0 | 0 | 12 | 0
NO |  | 186 | 2016 | 41 | 6 | 6 |  | MIDLOTHIAN | SPRUANCE NUG (282) | 230 | 230 | CONC HFRM | 0.07 | 0 | 0 | 721 ACAR | 0 | 0 | 0 | 0 | 0 | 0 | 0 | 0 | 0 | 0 | 0 | 0 | 0 | 0 | 0 | 0 | 0 | 0 | 0 | 0 | 0 | 0 | 0 | 12 | 0
NO |  | 186 | 2016 | 41 | 7 | 7 |  | MIDLOTHIAN | SPRUANCE NUG (282) | 230 | 230 | STEEL HFRM | 0 | 0.08 | 0 | 2500 ACAR | 0 | 0 | 0 | 0 | 0 | 0 | 0 | 0 | 0 | 0 | 0 | 0 | 0 | 0 | 0 | 0 | 0 | 0 | 0 | 0 | 0 | 0 | 0 | 12 | 0
NO |  | 186 | 2016 | 41 | 8 | 8 |  | MIDLOTHIAN | SPRUANCE NUG (282) | 230 | 230 | STEEL HFRM | 0 | 0.14 | 0 | 721 ACAR | 0 | 0 | 0 | 0 | 0 | 0 | 0 | 0 | 0 | 0 | 0 | 0 | 0 | 0 | 0 | 0 | 0 | 0 | 0 | 0 | 0 | 0 | 0 | 12 | 0
NO |  | 186 | 2016 | 41 | 9 | 9 |  | MIDLOTHIAN | SPRUANCE NUG (282) | 230 | 230 | STEEL POLE | 0 | 2.81 | 0 | 2500 ACAR | 0 | 0 | 0 | 0 | 0 | 0 | 0 | 0 | 0 | 0 | 0 | 0 | 0 | 0 | 0 | 0 | 0 | 0 | 0 | 0 | 0 | 0 | 0 | 12 | 0
NO |  | 186 | 2016 | 41 | 10 | 10 |  | MIDLOTHIAN | SPRUANCE NUG (282) | 230 | 230 | STEEL POLE | 0 | 7.12 | 0 | 721 ACAR | 0 | 0 | 0 | 0 | 0 | 0 | 0 | 0 | 0 | 0 | 0 | 0 | 0 | 0 | 0 | 0 | 0 | 0 | 0 | 0 | 0 | 0 | 0 | 12 | 0
NO |  | 186 | 2016 | 41 | 11 | 11 |  | MIDLOTHIAN | SPRUANCE NUG (282) | 230 | 230 | STEEL POLE | 0.59 | 0 | 0 | 2500 ACAR | 0 | 0 | 0 | 0 | 0 | 0 | 0 | 0 | 0 | 0 | 0 | 0 | 0 | 0 | 0 | 0 | 0 | 0 | 0 | 0 | 0 | 0 | 0 | 12 | 0
NO |  | 186 | 2016 | 41 | 12 | 12 |  | MIDLOTHIAN | SPRUANCE NUG (282) | 230 | 230 | STEEL POLE | 0.44 | 0 | 0 | 721 ACAR | 0 | 0 | 0 | 0 | 0 | 0 | 0 | 0 | 0 | 0 | 0 | 0 | 0 | 0 | 0 | 0 | 0 | 0 | 0 | 0 | 0 | 0 | 0 | 12 | 0
NO |  | 186 | 2016 | 41 | 13 | 13 |  | MIDLOTHIAN | SPRUANCE NUG (282) | 230 | 230 | STEEL TWR | 0 | 0.3 | 0 | 2500 ACAR | 0 | 0 | 0 | 0 | 0 | 0 | 0 | 0 | 0 | 0 | 0 | 0 | 0 | 0 | 0 | 0 | 0 | 0 | 0 | 0 | 0 | 0 | 0 | 12 | 0
NO |  | 186 | 2016 | 41 | 14 | 14 |  | MIDLOTHIAN | SPRUANCE NUG (282) | 230 | 230 | STEEL TWR | 0 | 4.83 | 0 | 721 ACAR | 0 | 0 | 0 | 0 | 0 | 0 | 0 | 0 | 0 | 0 | 0 | 0 | 0 | 0 | 0 | 0 | 0 | 0 | 0 | 0 | 0 | 0 | 0 | 12 | 0
NO |  | 186 | 2016 | 41 | 15 | 15 |  | MIDLOTHIAN | SPRUANCE NUG (282) | 230 | 230 | STEEL TWR | 5.32 | 0 | 0 | 721 ACAR | 0 | 0 | 0 | 0 | 0 | 0 | 0 | 0 | 0 | 0 | 0 | 0 | 0 | 0 | 0 | 0 | 0 | 0 | 0 | 0 | 0 | 0 | 0 | 12 | 0
NO |  | 186 | 2016 | 41 | 16 | 16 |  | NORTHEAST | ELMONT (283) | 230 | 230 | STEEL HFRM | 1.87 | 0 | 1 | 721 ACAR | 0 | 0 | 0 | 0 | 0 | 0 | 0 | 0 | 0 | 0 | 0 | 0 | 0 | 0 | 0 | 0 | 0 | 0 | 0 | 0 | 0 | 0 | 0 | 12 | 0
NO |  | 186 | 2016 | 41 | 17 | 17 |  | NORTHEAST | ELMONT (283) | 230 | 230 | STEEL POLE | 0.2 | 0 | 0 | 636 ACSR | 0 | 0 | 0 | 0 | 0 | 0 | 0 | 0 | 0 | 0 | 0 | 0 | 0 | 0 | 0 | 0 | 0 | 0 | 0 | 0 | 0 | 0 | 0 | 12 | 0
NO |  | 186 | 2016 | 41 | 18 | 18 |  | NORTHEAST | ELMONT (283) | 230 | 230 | STEEL POLE | 0.07 | 0 | 0 | 721 ACAR | 0 | 0 | 0 | 0 | 0 | 0 | 0 | 0 | 0 | 0 | 0 | 0 | 0 | 0 | 0 | 0 | 0 | 0 | 0 | 0 | 0 | 0 | 0 | 12 | 0
NO |  | 186 | 2016 | 41 | 19 | 19 |  | NORTHEAST | ELMONT (283) | 230 | 230 | STEEL TWR | 5.31 | 0 | 0 | 721 ACAR | 0 | 0 | 0 | 0 | 0 | 0 | 0 | 0 | 0 | 0 | 0 | 0 | 0 | 0 | 0 | 0 | 0 | 0 | 0 | 0 | 0 | 0 | 0 | 12 | 0
NO |  | 186 | 2016 | 41 | 20 | 20 |  | NORTHEAST | ELMONT (283) | 230 | 230 | WOOD HFRM | 5.21 | 0 | 0 | 721 ACAR | 0 | 0 | 0 | 0 | 0 | 0 | 0 | 0 | 0 | 0 | 0 | 0 | 0 | 0 | 0 | 0 | 0 | 0 | 0 | 0 | 0 | 0 | 0 | 12 | 0
NO |  | 186 | 2016 | 41 | 21 | 21 |  | NORTHEAST | ELMONT (283) | 230 | 230 | WOOD POLE | 0.62 | 0 | 0 | 721 ACAR | 0 | 0 | 0 | 0 | 0 | 0 | 0 | 0 | 0 | 0 | 0 | 0 | 0 | 0 | 0 | 0 | 0 | 0 | 0 | 0 | 0 | 0 | 0 | 12 | 0
NO |  | 186 | 2016 | 41 | 22 | 22 |  | BASIN | NORTHEAST (284) | 230 | 230 | STEEL POLE | 0.06 | 0 | 1 | 1033.5 ACSS | 0 | 0 | 0 | 0 | 0 | 0 | 0 | 0 | 0 | 0 | 0 | 0 | 0 | 0 | 0 | 0 | 0 | 0 | 0 | 0 | 0 | 0 | 0 | 12 | 0
NO |  | 186 | 2016 | 41 | 23 | 23 |  | BASIN | NORTHEAST (284) | 230 | 230 | STEEL POLE | 0.13 | 0 | 0 | 721 ACAR | 0 | 0 | 0 | 0 | 0 | 0 | 0 | 0 | 0 | 0 | 0 | 0 | 0 | 0 | 0 | 0 | 0 | 0 | 0 | 0 | 0 | 0 | 0 | 12 | 0
NO |  | 186 | 2016 | 41 | 24 | 24 |  | BASIN | NORTHEAST (284) | 230 | 230 | STEEL TWR | 0 | 0.07 | 0 | 636 ACSR | 0 | 0 | 0 | 0 | 0 | 0 | 0 | 0 | 0 | 0 | 0 | 0 | 0 | 0 | 0 | 0 | 0 | 0 | 0 | 0 | 0 | 0 | 0 | 12 | 0
NO |  | 186 | 2016 | 41 | 25 | 25 |  | BASIN | NORTHEAST (284) | 230 | 230 | STEEL TWR | 0.04 | 0 | 0 | 1033.5 ACSS | 0 | 0 | 0 | 0 | 0 | 0 | 0 | 0 | 0 | 0 | 0 | 0 | 0 | 0 | 0 | 0 | 0 | 0 | 0 | 0 | 0 | 0 | 0 | 12 | 0
NO |  | 186 | 2016 | 41 | 26 | 26 |  | BASIN | NORTHEAST (284) | 230 | 230 | STEEL TWR | 5.06 | 0 | 0 | 721 ACAR | 0 | 0 | 0 | 0 | 0 | 0 | 0 | 0 | 0 | 0 | 0 | 0 | 0 | 0 | 0 | 0 | 0 | 0 | 0 | 0 | 0 | 0 | 0 | 12 | 0
NO |  | 186 | 2016 | 41 | 27 | 27 |  | BASIN | NORTHEAST (284) | 230 | 230 | STEEL TWR | 1.06 | 0 | 0 | 874.5 ACSS | 0 | 0 | 0 | 0 | 0 | 0 | 0 | 0 | 0 | 0 | 0 | 0 | 0 | 0 | 0 | 0 | 0 | 0 | 0 | 0 | 0 | 0 | 0 | 12 | 0
NO |  | 186 | 2016 | 41 | 28 | 28 |  | BASIN | NORTHEAST (284) | 230 | 230 | WOOD HFRM | 1.93 | 0 | 0 | 721 ACAR | 0 | 0 | 0 | 0 | 0 | 0 | 0 | 0 | 0 | 0 | 0 | 0 | 0 | 0 | 0 | 0 | 0 | 0 | 0 | 0 | 0 | 0 | 0 | 12 | 0
NO |  | 186 | 2016 | 41 | 29 | 29 |  | BASIN | NORTHEAST (284) | 230 | 230 | WOOD POLE | 0.22 | 0 | 0 | 721 ACAR | 0 | 0 | 0 | 0 | 0 | 0 | 0 | 0 | 0 | 0 | 0 | 0 | 0 | 0 | 0 | 0 | 0 | 0 | 0 | 0 | 0 | 0 | 0 | 12 | 0
NO |  | 186 | 2016 | 41 | 30 | 30 |  | WALLER | YORKTOWN (285) | 230 | 230 | STEEL POLE | 0 | 7.54 | 1 | 721 ACAR | 0 | 0 | 0 | 0 | 0 | 0 | 0 | 0 | 0 | 0 | 0 | 0 | 0 | 0 | 0 | 0 | 0 | 0 | 0 | 0 | 0 | 0 | 0 | 12 | 0
NO |  | 186 | 2016 | 41 | 31 | 31 |  | WALLER | YORKTOWN (285) | 230 | 230 | STEEL POLE | 3.44 | 0 | 0 | 721 ACAR | 0 | 0 | 0 | 0 | 0 | 0 | 0 | 0 | 0 | 0 | 0 | 0 | 0 | 0 | 0 | 0 | 0 | 0 | 0 | 0 | 0 | 0 | 0 | 12 | 0
NO |  | 186 | 2016 | 41 | 32 | 32 |  | WALLER | YORKTOWN (285) | 230 | 230 | STEEL TWR | 0 | 0.09 | 0 | 2500 ACAR | 0 | 0 | 0 | 0 | 0 | 0 | 0 | 0 | 0 | 0 | 0 | 0 | 0 | 0 | 0 | 0 | 0 | 0 | 0 | 0 | 0 | 0 | 0 | 12 | 0
NO |  | 186 | 2016 | 41 | 33 | 33 |  | WALLER | YORKTOWN (285) | 230 | 230 | STEEL TWR | 0 | 4.64 | 0 | 721 ACAR | 0 | 0 | 0 | 0 | 0 | 0 | 0 | 0 | 0 | 0 | 0 | 0 | 0 | 0 | 0 | 0 | 0 | 0 | 0 | 0 | 0 | 0 | 0 | 12 | 0
NO |  | 186 | 2016 | 41 | 34 | 34 |  | WALLER | YORKTOWN (285) | 230 | 230 | STEEL TWR | 0.05 | 0 | 0 | 2500 ACAR | 0 | 0 | 0 | 0 | 0 | 0 | 0 | 0 | 0 | 0 | 0 | 0 | 0 | 0 | 0 | 0 | 0 | 0 | 0 | 0 | 0 | 0 | 0 | 12 | 0
NO |  | 186 | 2016 | 41 | 35 | 35 |  | WALLER | YORKTOWN (285) | 230 | 230 | STEEL TWR | 3.86 | 0 | 0 | 721 ACAR | 0 | 0 | 0 | 0 | 0 | 0 | 0 | 0 | 0 | 0 | 0 | 0 | 0 | 0 | 0 | 0 | 0 | 0 | 0 | 0 | 0 | 0 | 0 | 12 | 0
NO |  | 186 | 2016 | 42 | 1 | 1 |  | WALLER | YORKTOWN (285) | 230 | 230 | WOOD HFRM | 0.24 | 0 | 0 | 721 ACAR | 0 | 0 | 0 | 0 | 0 | 0 | 0 | 0 | 0 | 0 | 0 | 0 | 0 | 0 | 0 | 0 | 0 | 0 | 0 | 0 | 0 | 0 | 0 | 12 | 0
NO |  | 186 | 2016 | 42 | 2 | 2 |  | WALLER | YORKTOWN (285) | 230 | 230 | WOOD POLE | 0.1 | 0 | 0 | 721 ACAR | 0 | 0 | 0 | 0 | 0 | 0 | 0 | 0 | 0 | 0 | 0 | 0 | 0 | 0 | 0 | 0 | 0 | 0 | 0 | 0 | 0 | 0 | 0 | 12 | 0
NO |  | 186 | 2016 | 42 | 3 | 3 |  | DARBYTOWN | WHITE OAK (286) | 230 | 230 | CONC HFRM | 0.11 | 0 | 1 | 2500 ACAR | 0 | 0 | 0 | 0 | 0 | 0 | 0 | 0 | 0 | 0 | 0 | 0 | 0 | 0 | 0 | 0 | 0 | 0 | 0 | 0 | 0 | 0 | 0 | 12 | 0
NO |  | 186 | 2016 | 42 | 4 | 4 |  | DARBYTOWN | WHITE OAK (286) | 230 | 230 | CONC HFRM | 0.08 | 0 | 0 | 636 ACSR | 0 | 0 | 0 | 0 | 0 | 0 | 0 | 0 | 0 | 0 | 0 | 0 | 0 | 0 | 0 | 0 | 0 | 0 | 0 | 0 | 0 | 0 | 0 | 12 | 0
NO |  | 186 | 2016 | 42 | 5 | 5 |  | DARBYTOWN | WHITE OAK (286) | 230 | 230 | CONC POLE | 0 | 0.05 | 0 | 721 ACAR | 0 | 0 | 0 | 0 | 0 | 0 | 0 | 0 | 0 | 0 | 0 | 0 | 0 | 0 | 0 | 0 | 0 | 0 | 0 | 0 | 0 | 0 | 0 | 12 | 0
NO |  | 186 | 2016 | 42 | 6 | 6 |  | DARBYTOWN | WHITE OAK (286) | 230 | 230 | CONC POLE | 0.03 | 0 | 0 | 2500 ACAR | 0 | 0 | 0 | 0 | 0 | 0 | 0 | 0 | 0 | 0 | 0 | 0 | 0 | 0 | 0 | 0 | 0 | 0 | 0 | 0 | 0 | 0 | 0 | 12 | 0
NO |  | 186 | 2016 | 42 | 7 | 7 |  | DARBYTOWN | WHITE OAK (286) | 230 | 230 | STEEL POLE | 3.43 | 0 | 0 | 636 ACSR | 0 | 0 | 0 | 0 | 0 | 0 | 0 | 0 | 0 | 0 | 0 | 0 | 0 | 0 | 0 | 0 | 0 | 0 | 0 | 0 | 0 | 0 | 0 | 12 | 0
NO |  | 186 | 2016 | 42 | 8 | 8 |  | DARBYTOWN | WHITE OAK (286) | 230 | 230 | STEEL POLE | 0.17 | 0 | 0 | 721 ACAR | 0 | 0 | 0 | 0 | 0 | 0 | 0 | 0 | 0 | 0 | 0 | 0 | 0 | 0 | 0 | 0 | 0 | 0 | 0 | 0 | 0 | 0 | 0 | 12 | 0
NO |  | 186 | 2016 | 42 | 9 | 9 |  | DARBYTOWN | WHITE OAK (286) | 230 | 230 | STEEL TWR | 0 | 4.72 | 0 | 721 ACAR | 0 | 0 | 0 | 0 | 0 | 0 | 0 | 0 | 0 | 0 | 0 | 0 | 0 | 0 | 0 | 0 | 0 | 0 | 0 | 0 | 0 | 0 | 0 | 12 | 0
NO |  | 186 | 2016 | 42 | 10 | 10 |  | DARBYTOWN | WHITE OAK (286) | 230 | 230 | STEEL TWR | 5.36 | 0 | 0 | 721 ACAR | 0 | 0 | 0 | 0 | 0 | 0 | 0 | 0 | 0 | 0 | 0 | 0 | 0 | 0 | 0 | 0 | 0 | 0 | 0 | 0 | 0 | 0 | 0 | 12 | 0
NO |  | 186 | 2016 | 42 | 11 | 11 |  | CHESTERFIELD 230 | CHICKAHOMINY (287) | 230 | 230 | CONC POLE | 0.12 | 0 | 1 | 1033.5 ACSR | 0 | 0 | 0 | 0 | 0 | 0 | 0 | 0 | 0 | 0 | 0 | 0 | 0 | 0 | 0 | 0 | 0 | 0 | 0 | 0 | 0 | 0 | 0 | 12 | 0
NO |  | 186 | 2016 | 42 | 12 | 12 |  | CHESTERFIELD 230 | CHICKAHOMINY (287) | 230 | 230 | STEEL HFRM | 0 | 1.38 | 0 | 1033.5 ACSR | 0 | 0 | 0 | 0 | 0 | 0 | 0 | 0 | 0 | 0 | 0 | 0 | 0 | 0 | 0 | 0 | 0 | 0 | 0 | 0 | 0 | 0 | 0 | 12 | 0
NO |  | 186 | 2016 | 42 | 13 | 13 |  | CHESTERFIELD 230 | CHICKAHOMINY (287) | 230 | 230 | STEEL HFRM | 0.05 | 0 | 0 | 1033.5 ACSR | 0 | 0 | 0 | 0 | 0 | 0 | 0 | 0 | 0 | 0 | 0 | 0 | 0 | 0 | 0 | 0 | 0 | 0 | 0 | 0 | 0 | 0 | 0 | 12 | 0
NO |  | 186 | 2016 | 42 | 14 | 14 |  | CHESTERFIELD 230 | CHICKAHOMINY (287) | 230 | 230 | STEEL POLE | 0 | 0.1 | 0 | 1033.5 ACSR | 0 | 0 | 0 | 0 | 0 | 0 | 0 | 0 | 0 | 0 | 0 | 0 | 0 | 0 | 0 | 0 | 0 | 0 | 0 | 0 | 0 | 0 | 0 | 12 | 0
NO |  | 186 | 2016 | 42 | 15 | 15 |  | CHESTERFIELD 230 | CHICKAHOMINY (287) | 230 | 230 | STEEL TWR | 0 | 0.59 | 0 | 1033.5 ACSR | 0 | 0 | 0 | 0 | 0 | 0 | 0 | 0 | 0 | 0 | 0 | 0 | 0 | 0 | 0 | 0 | 0 | 0 | 0 | 0 | 0 | 0 | 0 | 12 | 0
NO |  | 186 | 2016 | 42 | 16 | 16 |  | CHESTERFIELD 230 | CHICKAHOMINY (287) | 230 | 230 | STEEL TWR | 0.07 | 0 | 0 | 1033.5 ACSR | 0 | 0 | 0 | 0 | 0 | 0 | 0 | 0 | 0 | 0 | 0 | 0 | 0 | 0 | 0 | 0 | 0 | 0 | 0 | 0 | 0 | 0 | 0 | 12 | 0
NO |  | 186 | 2016 | 42 | 17 | 17 |  | CHESTERFIELD 230 | CHICKAHOMINY (287) | 230 | 230 | STEEL TWR | 0.06 | 0 | 0 | 795 ACSR | 0 | 0 | 0 | 0 | 0 | 0 | 0 | 0 | 0 | 0 | 0 | 0 | 0 | 0 | 0 | 0 | 0 | 0 | 0 | 0 | 0 | 0 | 0 | 12 | 0
NO |  | 186 | 2016 | 42 | 18 | 18 |  | CHESTERFIELD 230 | CHICKAHOMINY (287) | 230 | 230 | WOOD HFRM | 0 | 11.14 | 0 | 1033.5 ACSR | 0 | 0 | 0 | 0 | 0 | 0 | 0 | 0 | 0 | 0 | 0 | 0 | 0 | 0 | 0 | 0 | 0 | 0 | 0 | 0 | 0 | 0 | 0 | 12 | 0
NO |  | 186 | 2016 | 42 | 19 | 19 |  | CHESTERFIELD 230 | CHICKAHOMINY (287) | 230 | 230 | WOOD HFRM | 0.71 | 0 | 0 | 1033.5 ACSR | 0 | 0 | 0 | 0 | 0 | 0 | 0 | 0 | 0 | 0 | 0 | 0 | 0 | 0 | 0 | 0 | 0 | 0 | 0 | 0 | 0 | 0 | 0 | 12 | 0
NO |  | 186 | 2016 | 42 | 20 | 20 |  | CHESTERFIELD 230 | CHICKAHOMINY (287) | 230 | 230 | WOOD HFRM | 0.05 | 0 | 0 | 795 ACSR | 0 | 0 | 0 | 0 | 0 | 0 | 0 | 0 | 0 | 0 | 0 | 0 | 0 | 0 | 0 | 0 | 0 | 0 | 0 | 0 | 0 | 0 | 0 | 12 | 0
NO |  | 186 | 2016 | 42 | 21 | 21 |  | CHESTERFIELD 230 | CHICKAHOMINY (287) | 230 | 230 | WOOD POLE | 0 | 0.15 | 0 | 1033.5 ACSR | 0 | 0 | 0 | 0 | 0 | 0 | 0 | 0 | 0 | 0 | 0 | 0 | 0 | 0 | 0 | 0 | 0 | 0 | 0 | 0 | 0 | 0 | 0 | 12 | 0
NO |  | 186 | 2016 | 42 | 22 | 22 |  | CHESTERFIELD 230 | CHICKAHOMINY (287) | 230 | 230 | WOOD POLE | 0.29 | 0 | 0 | 1033.5 ACSR | 0 | 0 | 0 | 0 | 0 | 0 | 0 | 0 | 0 | 0 | 0 | 0 | 0 | 0 | 0 | 0 | 0 | 0 | 0 | 0 | 0 | 0 | 0 | 12 | 0
NO |  | 186 | 2016 | 42 | 23 | 23 |  | YORKTOWN | PENINSULA (288) | 230 | 230 | CONC HFRM | 0.06 | 0 | 1 | 2500 ACAR | 0 | 0 | 0 | 0 | 0 | 0 | 0 | 0 | 0 | 0 | 0 | 0 | 0 | 0 | 0 | 0 | 0 | 0 | 0 | 0 | 0 | 0 | 0 | 12 | 0
NO |  | 186 | 2016 | 42 | 24 | 24 |  | YORKTOWN | PENINSULA (288) | 230 | 230 | STEEL HFRM | 0.47 | 0 | 0 | 721 ACAR | 0 | 0 | 0 | 0 | 0 | 0 | 0 | 0 | 0 | 0 | 0 | 0 | 0 | 0 | 0 | 0 | 0 | 0 | 0 | 0 | 0 | 0 | 0 | 12 | 0
NO |  | 186 | 2016 | 42 | 25 | 25 |  | YORKTOWN | PENINSULA (288) | 230 | 230 | STEEL POLE | 0.41 | 0 | 0 | 721 ACAR | 0 | 0 | 0 | 0 | 0 | 0 | 0 | 0 | 0 | 0 | 0 | 0 | 0 | 0 | 0 | 0 | 0 | 0 | 0 | 0 | 0 | 0 | 0 | 12 | 0
NO |  | 186 | 2016 | 42 | 26 | 26 |  | YORKTOWN | PENINSULA (288) | 230 | 230 | STEEL TWR | 7.78 | 0 | 0 | 721 ACAR | 0 | 0 | 0 | 0 | 0 | 0 | 0 | 0 | 0 | 0 | 0 | 0 | 0 | 0 | 0 | 0 | 0 | 0 | 0 | 0 | 0 | 0 | 0 | 12 | 0
NO |  | 186 | 2016 | 42 | 27 | 27 |  | YORKTOWN | PENINSULA (288) | 230 | 230 | WOOD HFRM | 2.05 | 0 | 0 | 721 ACAR | 0 | 0 | 0 | 0 | 0 | 0 | 0 | 0 | 0 | 0 | 0 | 0 | 0 | 0 | 0 | 0 | 0 | 0 | 0 | 0 | 0 | 0 | 0 | 12 | 0
NO |  | 186 | 2016 | 42 | 28 | 28 |  | YORKTOWN | PENINSULA (288) | 230 | 230 | WOOD POLE | 0.38 | 0 | 0 | 721 ACAR | 0 | 0 | 0 | 0 | 0 | 0 | 0 | 0 | 0 | 0 | 0 | 0 | 0 | 0 | 0 | 0 | 0 | 0 | 0 | 0 | 0 | 0 | 0 | 12 | 0
NO |  | 186 | 2016 | 42 | 29 | 29 |  | SUFFOLK | CHUCKATUCK (289) | 230 | 230 | CONC HFRM | 0.05 | 0 | 1 | 1033.5 ACSR | 0 | 0 | 0 | 0 | 0 | 0 | 0 | 0 | 0 | 0 | 0 | 0 | 0 | 0 | 0 | 0 | 0 | 0 | 0 | 0 | 0 | 0 | 0 | 12 | 0
NO |  | 186 | 2016 | 42 | 30 | 30 |  | SUFFOLK | CHUCKATUCK (289) | 230 | 230 | CONC HFRM | 0.03 | 0 | 0 | 2500 ACAR | 0 | 0 | 0 | 0 | 0 | 0 | 0 | 0 | 0 | 0 | 0 | 0 | 0 | 0 | 0 | 0 | 0 | 0 | 0 | 0 | 0 | 0 | 0 | 12 | 0
NO |  | 186 | 2016 | 42 | 31 | 31 |  | SUFFOLK | CHUCKATUCK (289) | 230 | 230 | CONC HFRM | 0.04 | 0 | 0 | 721 ACAR | 0 | 0 | 0 | 0 | 0 | 0 | 0 | 0 | 0 | 0 | 0 | 0 | 0 | 0 | 0 | 0 | 0 | 0 | 0 | 0 | 0 | 0 | 0 | 12 | 0
NO |  | 186 | 2016 | 42 | 32 | 32 |  | SUFFOLK | CHUCKATUCK (289) | 230 | 230 | CONC POLE | 0.03 | 0 | 0 | 1033.5 ACSR | 0 | 0 | 0 | 0 | 0 | 0 | 0 | 0 | 0 | 0 | 0 | 0 | 0 | 0 | 0 | 0 | 0 | 0 | 0 | 0 | 0 | 0 | 0 | 12 | 0
NO |  | 186 | 2016 | 42 | 33 | 33 |  | SUFFOLK | CHUCKATUCK (289) | 230 | 230 | STEEL POLE | 0 | 0.04 | 0 | 2500 ACAR | 0 | 0 | 0 | 0 | 0 | 0 | 0 | 0 | 0 | 0 | 0 | 0 | 0 | 0 | 0 | 0 | 0 | 0 | 0 | 0 | 0 | 0 | 0 | 12 | 0
NO |  | 186 | 2016 | 42 | 34 | 34 |  | SUFFOLK | CHUCKATUCK (289) | 230 | 230 | STEEL POLE | 0.07 | 0 | 0 | 2500 ACAR | 0 | 0 | 0 | 0 | 0 | 0 | 0 | 0 | 0 | 0 | 0 | 0 | 0 | 0 | 0 | 0 | 0 | 0 | 0 | 0 | 0 | 0 | 0 | 12 | 0
NO |  | 186 | 2016 | 42 | 35 | 35 |  | SUFFOLK | CHUCKATUCK (289) | 230 | 230 | STEEL TWR | 0 | 4.48 | 0 | 721 ACAR | 0 | 0 | 0 | 0 | 0 | 0 | 0 | 0 | 0 | 0 | 0 | 0 | 0 | 0 | 0 | 0 | 0 | 0 | 0 | 0 | 0 | 0 | 0 | 12 | 0
NO |  | 186 | 2016 | 43 | 1 | 1 |  | SUFFOLK | CHUCKATUCK (289) | 230 | 230 | STEEL TWR | 9.93 | 0 | 0 | 721 ACAR | 0 | 0 | 0 | 0 | 0 | 0 | 0 | 0 | 0 | 0 | 0 | 0 | 0 | 0 | 0 | 0 | 0 | 0 | 0 | 0 | 0 | 0 | 0 | 12 | 0
NO |  | 186 | 2016 | 43 | 2 | 2 |  | SUFFOLK | CHUCKATUCK (289) | 230 | 230 | WOOD POLE | 0 | 0.02 | 0 | 2500 ACAR | 0 | 0 | 0 | 0 | 0 | 0 | 0 | 0 | 0 | 0 | 0 | 0 | 0 | 0 | 0 | 0 | 0 | 0 | 0 | 0 | 0 | 0 | 0 | 12 | 0
NO |  | 186 | 2016 | 43 | 3 | 3 |  | SUFFOLK | CHUCKATUCK (289) | 230 | 230 | WOOD POLE | 0.06 | 0 | 0 | 2500 ACAR | 0 | 0 | 0 | 0 | 0 | 0 | 0 | 0 | 0 | 0 | 0 | 0 | 0 | 0 | 0 | 0 | 0 | 0 | 0 | 0 | 0 | 0 | 0 | 12 | 0
NO |  | 186 | 2016 | 43 | 4 | 4 |  | SUFFOLK | CHUCKATUCK (289) | 230 | 230 | WOOD POLE | 0.14 | 0 | 0 | 721 ACAR | 0 | 0 | 0 | 0 | 0 | 0 | 0 | 0 | 0 | 0 | 0 | 0 | 0 | 0 | 0 | 0 | 0 | 0 | 0 | 0 | 0 | 0 | 0 | 12 | 0
NO |  | 186 | 2016 | 43 | 5 | 5 |  | SURRY | CHUCKATUCK (290) | 230 | 230 | CONC HFRM | 0.07 | 0 | 1 | 2500 ACAR | 0 | 0 | 0 | 0 | 0 | 0 | 0 | 0 | 0 | 0 | 0 | 0 | 0 | 0 | 0 | 0 | 0 | 0 | 0 | 0 | 0 | 0 | 0 | 12 | 0
NO |  | 186 | 2016 | 43 | 6 | 6 |  | SURRY | CHUCKATUCK (290) | 230 | 230 | CONC POLE | 0 | 0.1 | 0 | 721 ACAR | 0 | 0 | 0 | 0 | 0 | 0 | 0 | 0 | 0 | 0 | 0 | 0 | 0 | 0 | 0 | 0 | 0 | 0 | 0 | 0 | 0 | 0 | 0 | 12 | 0
NO |  | 186 | 2016 | 43 | 7 | 7 |  | SURRY | CHUCKATUCK (290) | 230 | 230 | STEEL POLE | 0 | 0.12 | 0 | 721 ACAR | 0 | 0 | 0 | 0 | 0 | 0 | 0 | 0 | 0 | 0 | 0 | 0 | 0 | 0 | 0 | 0 | 0 | 0 | 0 | 0 | 0 | 0 | 0 | 12 | 0
NO |  | 186 | 2016 | 43 | 8 | 8 |  | SURRY | CHUCKATUCK (290) | 230 | 230 | STEEL TWR | 0 | 22.83 | 0 | 721 ACAR | 0 | 0 | 0 | 0 | 0 | 0 | 0 | 0 | 0 | 0 | 0 | 0 | 0 | 0 | 0 | 0 | 0 | 0 | 0 | 0 | 0 | 0 | 0 | 12 | 0
NO |  | 186 | 2016 | 43 | 9 | 9 |  | SURRY | CHUCKATUCK (290) | 230 | 230 | STEEL TWR | 0.64 | 0 | 0 | 721 ACAR | 0 | 0 | 0 | 0 | 0 | 0 | 0 | 0 | 0 | 0 | 0 | 0 | 0 | 0 | 0 | 0 | 0 | 0 | 0 | 0 | 0 | 0 | 0 | 12 | 0
NO |  | 186 | 2016 | 43 | 10 | 10 |  | CHARLOTTESVILLE | DOOMS (291) | 230 | 230 | CONC HFRM | 0 | 0.31 | 1 | 545.6 ACAR | 0 | 0 | 0 | 0 | 0 | 0 | 0 | 0 | 0 | 0 | 0 | 0 | 0 | 0 | 0 | 0 | 0 | 0 | 0 | 0 | 0 | 0 | 0 | 12 | 0
NO |  | 186 | 2016 | 43 | 11 | 11 |  | CHARLOTTESVILLE | DOOMS (291) | 230 | 230 | CONC HFRM | 0.07 | 0 | 0 | 545.6 ACAR | 0 | 0 | 0 | 0 | 0 | 0 | 0 | 0 | 0 | 0 | 0 | 0 | 0 | 0 | 0 | 0 | 0 | 0 | 0 | 0 | 0 | 0 | 0 | 12 | 0
NO |  | 186 | 2016 | 43 | 12 | 12 |  | CHARLOTTESVILLE | DOOMS (291) | 230 | 230 | CONC POLE | 0.06 | 0 | 0 | 545.6 ACAR | 0 | 0 | 0 | 0 | 0 | 0 | 0 | 0 | 0 | 0 | 0 | 0 | 0 | 0 | 0 | 0 | 0 | 0 | 0 | 0 | 0 | 0 | 0 | 12 | 0
NO |  | 186 | 2016 | 43 | 13 | 13 |  | CHARLOTTESVILLE | DOOMS (291) | 230 | 230 | STEEL HFRM | 0.2 | 0 | 0 | 545.6 ACAR | 0 | 0 | 0 | 0 | 0 | 0 | 0 | 0 | 0 | 0 | 0 | 0 | 0 | 0 | 0 | 0 | 0 | 0 | 0 | 0 | 0 | 0 | 0 | 12 | 0
NO |  | 186 | 2016 | 43 | 14 | 14 |  | CHARLOTTESVILLE | DOOMS (291) | 230 | 230 | STEEL POLE | 0 | 4.98 | 0 | 545.6 ACAR | 0 | 0 | 0 | 0 | 0 | 0 | 0 | 0 | 0 | 0 | 0 | 0 | 0 | 0 | 0 | 0 | 0 | 0 | 0 | 0 | 0 | 0 | 0 | 12 | 0
NO |  | 186 | 2016 | 43 | 15 | 15 |  | CHARLOTTESVILLE | DOOMS (291) | 230 | 230 | STEEL POLE | 0.04 | 0 | 0 | 545.6 ACAR | 0 | 0 | 0 | 0 | 0 | 0 | 0 | 0 | 0 | 0 | 0 | 0 | 0 | 0 | 0 | 0 | 0 | 0 | 0 | 0 | 0 | 0 | 0 | 12 | 0
NO |  | 186 | 2016 | 43 | 16 | 16 |  | CHARLOTTESVILLE | DOOMS (291) | 230 | 230 | STEEL TWR | 0 | 16.89 | 0 | 545.6 ACAR | 0 | 0 | 0 | 0 | 0 | 0 | 0 | 0 | 0 | 0 | 0 | 0 | 0 | 0 | 0 | 0 | 0 | 0 | 0 | 0 | 0 | 0 | 0 | 12 | 0
NO |  | 186 | 2016 | 43 | 17 | 17 |  | CHARLOTTESVILLE | DOOMS (291) | 230 | 230 | STEEL TWR | 0.39 | 0 | 0 | 545.6 ACAR | 0 | 0 | 0 | 0 | 0 | 0 | 0 | 0 | 0 | 0 | 0 | 0 | 0 | 0 | 0 | 0 | 0 | 0 | 0 | 0 | 0 | 0 | 0 | 12 | 0
NO |  | 186 | 2016 | 43 | 18 | 18 |  | CHARLOTTESVILLE | DOOMS (291) | 230 | 230 | WOOD POLE | 0.03 | 0 | 0 | 1033.5 ACSR | 0 | 0 | 0 | 0 | 0 | 0 | 0 | 0 | 0 | 0 | 0 | 0 | 0 | 0 | 0 | 0 | 0 | 0 | 0 | 0 | 0 | 0 | 0 | 12 | 0
NO |  | 186 | 2016 | 43 | 19 | 19 |  | YORKTOWN | WHEALTON (292) | 230 | 230 | CONC HFRM | 0 | 0.06 | 1 | 2500 ACAR | 0 | 0 | 0 | 0 | 0 | 0 | 0 | 0 | 0 | 0 | 0 | 0 | 0 | 0 | 0 | 0 | 0 | 0 | 0 | 0 | 0 | 0 | 0 | 12 | 0
NO |  | 186 | 2016 | 43 | 20 | 20 |  | YORKTOWN | WHEALTON (292) | 230 | 230 | CONC HFRM | 0.06 | 0 | 0 | 1109 ACAR | 0 | 0 | 0 | 0 | 0 | 0 | 0 | 0 | 0 | 0 | 0 | 0 | 0 | 0 | 0 | 0 | 0 | 0 | 0 | 0 | 0 | 0 | 0 | 12 | 0
NO |  | 186 | 2016 | 43 | 21 | 21 |  | YORKTOWN | WHEALTON (292) | 230 | 230 | STEEL HFRM | 0.11 | 0 | 0 | 1033.5 ACSR | 0 | 0 | 0 | 0 | 0 | 0 | 0 | 0 | 0 | 0 | 0 | 0 | 0 | 0 | 0 | 0 | 0 | 0 | 0 | 0 | 0 | 0 | 0 | 12 | 0
NO |  | 186 | 2016 | 43 | 22 | 22 |  | YORKTOWN | WHEALTON (292) | 230 | 230 | STEEL HFRM | 0.03 | 0 | 0 | 636 ACSR | 0 | 0 | 0 | 0 | 0 | 0 | 0 | 0 | 0 | 0 | 0 | 0 | 0 | 0 | 0 | 0 | 0 | 0 | 0 | 0 | 0 | 0 | 0 | 12 | 0
NO |  | 186 | 2016 | 43 | 23 | 23 |  | YORKTOWN | WHEALTON (292) | 230 | 230 | STEEL HFRM | 0.21 | 0 | 0 | 721 ACAR | 0 | 0 | 0 | 0 | 0 | 0 | 0 | 0 | 0 | 0 | 0 | 0 | 0 | 0 | 0 | 0 | 0 | 0 | 0 | 0 | 0 | 0 | 0 | 12 | 0
NO |  | 186 | 2016 | 43 | 24 | 24 |  | YORKTOWN | WHEALTON (292) | 230 | 230 | STEEL POLE | 0.84 | 0 | 0 | 1033.5 ACSR | 0 | 0 | 0 | 0 | 0 | 0 | 0 | 0 | 0 | 0 | 0 | 0 | 0 | 0 | 0 | 0 | 0 | 0 | 0 | 0 | 0 | 0 | 0 | 12 | 0
NO |  | 186 | 2016 | 43 | 25 | 25 |  | YORKTOWN | WHEALTON (292) | 230 | 230 | STEEL POLE | 0.1 | 0 | 0 | 1109 ACAR | 0 | 0 | 0 | 0 | 0 | 0 | 0 | 0 | 0 | 0 | 0 | 0 | 0 | 0 | 0 | 0 | 0 | 0 | 0 | 0 | 0 | 0 | 0 | 12 | 0
NO |  | 186 | 2016 | 43 | 26 | 26 |  | YORKTOWN | WHEALTON (292) | 230 | 230 | STEEL POLE | 0.15 | 0 | 0 | 636 ACSR | 0 | 0 | 0 | 0 | 0 | 0 | 0 | 0 | 0 | 0 | 0 | 0 | 0 | 0 | 0 | 0 | 0 | 0 | 0 | 0 | 0 | 0 | 0 | 12 | 0
NO |  | 186 | 2016 | 43 | 27 | 27 |  | YORKTOWN | WHEALTON (292) | 230 | 230 | STEEL POLE | 0.22 | 0 | 0 | 721 ACAR | 0 | 0 | 0 | 0 | 0 | 0 | 0 | 0 | 0 | 0 | 0 | 0 | 0 | 0 | 0 | 0 | 0 | 0 | 0 | 0 | 0 | 0 | 0 | 12 | 0
NO |  | 186 | 2016 | 43 | 28 | 28 |  | YORKTOWN | WHEALTON (292) | 230 | 230 | STEEL TWR | 0 | 1.29 | 0 | 721 ACAR | 0 | 0 | 0 | 0 | 0 | 0 | 0 | 0 | 0 | 0 | 0 | 0 | 0 | 0 | 0 | 0 | 0 | 0 | 0 | 0 | 0 | 0 | 0 | 12 | 0
NO |  | 186 | 2016 | 43 | 29 | 29 |  | YORKTOWN | WHEALTON (292) | 230 | 230 | STEEL TWR | 7.62 | 0 | 0 | 1033.5 ACSR | 0 | 0 | 0 | 0 | 0 | 0 | 0 | 0 | 0 | 0 | 0 | 0 | 0 | 0 | 0 | 0 | 0 | 0 | 0 | 0 | 0 | 0 | 0 | 12 | 0
NO |  | 186 | 2016 | 43 | 30 | 30 |  | YORKTOWN | WHEALTON (292) | 230 | 230 | STEEL TWR | 0.02 | 0 | 0 | 1109 ACAR | 0 | 0 | 0 | 0 | 0 | 0 | 0 | 0 | 0 | 0 | 0 | 0 | 0 | 0 | 0 | 0 | 0 | 0 | 0 | 0 | 0 | 0 | 0 | 12 | 0
NO |  | 186 | 2016 | 43 | 31 | 31 |  | YORKTOWN | WHEALTON (292) | 230 | 230 | STEEL TWR | 0.17 | 0 | 0 | 636 ACSR | 0 | 0 | 0 | 0 | 0 | 0 | 0 | 0 | 0 | 0 | 0 | 0 | 0 | 0 | 0 | 0 | 0 | 0 | 0 | 0 | 0 | 0 | 0 | 12 | 0
NO |  | 186 | 2016 | 43 | 32 | 32 |  | YORKTOWN | WHEALTON (292) | 230 | 230 | STEEL TWR | 0.19 | 0 | 0 | 721 ACAR | 0 | 0 | 0 | 0 | 0 | 0 | 0 | 0 | 0 | 0 | 0 | 0 | 0 | 0 | 0 | 0 | 0 | 0 | 0 | 0 | 0 | 0 | 0 | 12 | 0
NO |  | 186 | 2016 | 43 | 33 | 33 |  | YORKTOWN | WHEALTON (292) | 230 | 230 | WOOD HFRM | 0.63 | 0 | 0 | 1033.5 ACSR | 0 | 0 | 0 | 0 | 0 | 0 | 0 | 0 | 0 | 0 | 0 | 0 | 0 | 0 | 0 | 0 | 0 | 0 | 0 | 0 | 0 | 0 | 0 | 12 | 0
NO |  | 186 | 2016 | 43 | 34 | 34 |  | YORKTOWN | WHEALTON (292) | 230 | 230 | WOOD HFRM | 2.31 | 0 | 0 | 721 ACAR | 0 | 0 | 0 | 0 | 0 | 0 | 0 | 0 | 0 | 0 | 0 | 0 | 0 | 0 | 0 | 0 | 0 | 0 | 0 | 0 | 0 | 0 | 0 | 12 | 0
NO |  | 186 | 2016 | 43 | 35 | 35 |  | YORKTOWN | WHEALTON (292) | 230 | 230 | WOOD POLE | 0 | 0.1 | 0 | 721 ACAR | 0 | 0 | 0 | 0 | 0 | 0 | 0 | 0 | 0 | 0 | 0 | 0 | 0 | 0 | 0 | 0 | 0 | 0 | 0 | 0 | 0 | 0 | 0 | 12 | 0
NO |  | 186 | 2016 | 44 | 1 | 1 |  | YORKTOWN | WHEALTON (292) | 230 | 230 | WOOD POLE | 0.07 | 0 | 0 | 1033.5 ACSR | 0 | 0 | 0 | 0 | 0 | 0 | 0 | 0 | 0 | 0 | 0 | 0 | 0 | 0 | 0 | 0 | 0 | 0 | 0 | 0 | 0 | 0 | 0 | 12 | 0
NO |  | 186 | 2016 | 44 | 2 | 2 |  | YORKTOWN | WHEALTON (292) | 230 | 230 | WOOD POLE | 0.26 | 0 | 0 | 721 ACAR | 0 | 0 | 0 | 0 | 0 | 0 | 0 | 0 | 0 | 0 | 0 | 0 | 0 | 0 | 0 | 0 | 0 | 0 | 0 | 0 | 0 | 0 | 0 | 12 | 0
NO |  | 186 | 2016 | 44 | 3 | 3 |  | STAUNTON | VALLEY (293) | 230 | 230 | CONC POLE | 0 | 0.13 | 1 | 545.6 ACAR | 0 | 0 | 0 | 0 | 0 | 0 | 0 | 0 | 0 | 0 | 0 | 0 | 0 | 0 | 0 | 0 | 0 | 0 | 0 | 0 | 0 | 0 | 0 | 12 | 0
NO |  | 186 | 2016 | 44 | 4 | 4 |  | STAUNTON | VALLEY (293) | 230 | 230 | STEEL HFRM | 1.04 | 0 | 0 | 545.6 ACAR | 0 | 0 | 0 | 0 | 0 | 0 | 0 | 0 | 0 | 0 | 0 | 0 | 0 | 0 | 0 | 0 | 0 | 0 | 0 | 0 | 0 | 0 | 0 | 12 | 0
NO |  | 186 | 2016 | 44 | 5 | 5 |  | STAUNTON | VALLEY (293) | 230 | 230 | STEEL POLE | 0 | 1.23 | 0 | 545.6 ACAR | 0 | 0 | 0 | 0 | 0 | 0 | 0 | 0 | 0 | 0 | 0 | 0 | 0 | 0 | 0 | 0 | 0 | 0 | 0 | 0 | 0 | 0 | 0 | 12 | 0
NO |  | 186 | 2016 | 44 | 6 | 6 |  | STAUNTON | VALLEY (293) | 230 | 230 | STEEL POLE | 0.63 | 0 | 0 | 545.6 ACAR | 0 | 0 | 0 | 0 | 0 | 0 | 0 | 0 | 0 | 0 | 0 | 0 | 0 | 0 | 0 | 0 | 0 | 0 | 0 | 0 | 0 | 0 | 0 | 12 | 0
NO |  | 186 | 2016 | 44 | 7 | 7 |  | STAUNTON | VALLEY (293) | 230 | 230 | STEEL TWR | 0 | 2.67 | 0 | 545.6 ACAR | 0 | 0 | 0 | 0 | 0 | 0 | 0 | 0 | 0 | 0 | 0 | 0 | 0 | 0 | 0 | 0 | 0 | 0 | 0 | 0 | 0 | 0 | 0 | 12 | 0
NO |  | 186 | 2016 | 44 | 8 | 8 |  | STAUNTON | VALLEY (293) | 230 | 230 | STEEL TWR | 0.16 | 0 | 0 | 545.6 ACAR | 0 | 0 | 0 | 0 | 0 | 0 | 0 | 0 | 0 | 0 | 0 | 0 | 0 | 0 | 0 | 0 | 0 | 0 | 0 | 0 | 0 | 0 | 0 | 12 | 0
NO |  | 186 | 2016 | 44 | 9 | 9 |  | STAUNTON | VALLEY (293) | 230 | 230 | WOOD HFRM | 13.96 | 0 | 0 | 545.6 ACAR | 0 | 0 | 0 | 0 | 0 | 0 | 0 | 0 | 0 | 0 | 0 | 0 | 0 | 0 | 0 | 0 | 0 | 0 | 0 | 0 | 0 | 0 | 0 | 12 | 0
NO |  | 186 | 2016 | 44 | 10 | 10 |  | STAUNTON | VALLEY (293) | 230 | 230 | WOOD POLE | 1.66 | 0 | 0 | 545.6 ACAR | 0 | 0 | 0 | 0 | 0 | 0 | 0 | 0 | 0 | 0 | 0 | 0 | 0 | 0 | 0 | 0 | 0 | 0 | 0 | 0 | 0 | 0 | 0 | 12 | 0
NO |  | 186 | 2016 | 44 | 11 | 11 |  | ANNANDALE | BRADDOCK (294) | 230 | 230 | UG UG | 3.53 | 0 | 1 | 2500 CU | 0 | 0 | 0 | 0 | 0 | 0 | 0 | 0 | 0 | 0 | 0 | 0 | 0 | 0 | 0 | 0 | 0 | 0 | 0 | 0 | 0 | 0 | 0 | 12 | 0
NO |  | 186 | 2016 | 44 | 12 | 12 |  | LOUDOUN | BULL RUN (295) | 230 | 230 | CONC POLE | 0 | 0.08 | 1 | 1033.5 ACSR | 0 | 0 | 0 | 0 | 0 | 0 | 0 | 0 | 0 | 0 | 0 | 0 | 0 | 0 | 0 | 0 | 0 | 0 | 0 | 0 | 0 | 0 | 0 | 12 | 0
NO |  | 186 | 2016 | 44 | 13 | 13 |  | LOUDOUN | BULL RUN (295) | 230 | 230 | CONC POLE | 0.05 | 0 | 0 | 1033.5 ACSR | 0 | 0 | 0 | 0 | 0 | 0 | 0 | 0 | 0 | 0 | 0 | 0 | 0 | 0 | 0 | 0 | 0 | 0 | 0 | 0 | 0 | 0 | 0 | 12 | 0
NO |  | 186 | 2016 | 44 | 14 | 14 |  | LOUDOUN | BULL RUN (295) | 230 | 230 | STEEL HFRM | 0.18 | 0 | 0 | 1033.5 ACSR | 0 | 0 | 0 | 0 | 0 | 0 | 0 | 0 | 0 | 0 | 0 | 0 | 0 | 0 | 0 | 0 | 0 | 0 | 0 | 0 | 0 | 0 | 0 | 12 | 0
NO |  | 186 | 2016 | 44 | 15 | 15 |  | LOUDOUN | BULL RUN (295) | 230 | 230 | STEEL HFRM | 0.08 | 0 | 0 | 636 ACSR | 0 | 0 | 0 | 0 | 0 | 0 | 0 | 0 | 0 | 0 | 0 | 0 | 0 | 0 | 0 | 0 | 0 | 0 | 0 | 0 | 0 | 0 | 0 | 12 | 0
NO |  | 186 | 2016 | 44 | 16 | 16 |  | LOUDOUN | BULL RUN (295) | 230 | 230 | STEEL POLE | 0 | 0.08 | 0 | 1033.5 ACSR | 0 | 0 | 0 | 0 | 0 | 0 | 0 | 0 | 0 | 0 | 0 | 0 | 0 | 0 | 0 | 0 | 0 | 0 | 0 | 0 | 0 | 0 | 0 | 12 | 0
NO |  | 186 | 2016 | 44 | 17 | 17 |  | LOUDOUN | BULL RUN (295) | 230 | 230 | STEEL POLE | 0.22 | 0 | 0 | 1033.5 ACSR | 0 | 0 | 0 | 0 | 0 | 0 | 0 | 0 | 0 | 0 | 0 | 0 | 0 | 0 | 0 | 0 | 0 | 0 | 0 | 0 | 0 | 0 | 0 | 12 | 0
NO |  | 186 | 2016 | 44 | 18 | 18 |  | LOUDOUN | BULL RUN (295) | 230 | 230 | STEEL POLE | 0.11 | 0 | 0 | 636 ACSR | 0 | 0 | 0 | 0 | 0 | 0 | 0 | 0 | 0 | 0 | 0 | 0 | 0 | 0 | 0 | 0 | 0 | 0 | 0 | 0 | 0 | 0 | 0 | 12 | 0
NO |  | 186 | 2016 | 44 | 19 | 19 |  | LOUDOUN | BULL RUN (295) | 230 | 230 | STEEL TWR | 0 | 3.77 | 0 | 1033.5 ACSR | 0 | 0 | 0 | 0 | 0 | 0 | 0 | 0 | 0 | 0 | 0 | 0 | 0 | 0 | 0 | 0 | 0 | 0 | 0 | 0 | 0 | 0 | 0 | 12 | 0
NO |  | 186 | 2016 | 44 | 20 | 20 |  | LOUDOUN | BULL RUN (295) | 230 | 230 | STEEL TWR | 4.13 | 0 | 0 | 1033.5 ACSR | 0 | 0 | 0 | 0 | 0 | 0 | 0 | 0 | 0 | 0 | 0 | 0 | 0 | 0 | 0 | 0 | 0 | 0 | 0 | 0 | 0 | 0 | 0 | 12 | 0
NO |  | 186 | 2016 | 44 | 21 | 21 |  | SEDGE HILL | PERSON (CP&L) (296) | 230 | 230 | STEEL HFRM | 4.62 | 0 | 1 | 571.7 ACSS | 0 | 0 | 0 | 0 | 0 | 0 | 0 | 0 | 0 | 0 | 0 | 0 | 0 | 0 | 0 | 0 | 0 | 0 | 0 | 0 | 0 | 0 | 0 | 12 | 0
NO |  | 186 | 2016 | 44 | 22 | 22 |  | SEDGE HILL | PERSON (CP&L) (296) | 230 | 230 | STEEL POLE | 1.38 | 0 | 0 | 571.7 ACSS | 0 | 0 | 0 | 0 | 0 | 0 | 0 | 0 | 0 | 0 | 0 | 0 | 0 | 0 | 0 | 0 | 0 | 0 | 0 | 0 | 0 | 0 | 0 | 12 | 0
NO |  | 186 | 2016 | 44 | 23 | 23 |  | SEDGE HILL | PERSON (CP&L) (296) | 230 | 230 | WOOD HFRM | 13.99 | 0 | 0 | 571.7 ACSS | 0 | 0 | 0 | 0 | 0 | 0 | 0 | 0 | 0 | 0 | 0 | 0 | 0 | 0 | 0 | 0 | 0 | 0 | 0 | 0 | 0 | 0 | 0 | 12 | 0
NO |  | 186 | 2016 | 44 | 24 | 24 |  | ANNANDALE | BRADDOCK (297) | 230 | 230 | UG UG | 0 | 3.51 | 1 | 2500 CU | 0 | 0 | 0 | 0 | 0 | 0 | 0 | 0 | 0 | 0 | 0 | 0 | 0 | 0 | 0 | 0 | 0 | 0 | 0 | 0 | 0 | 0 | 0 | 12 | 0
NO |  | 186 | 2016 | 44 | 25 | 25 |  | ANNANDALE | BRADDOCK (297) | 230 | 230 | UG UG | 0.03 | 0 | 0 | 2500 CU | 0 | 0 | 0 | 0 | 0 | 0 | 0 | 0 | 0 | 0 | 0 | 0 | 0 | 0 | 0 | 0 | 0 | 0 | 0 | 0 | 0 | 0 | 0 | 12 | 0
NO |  | 186 | 2016 | 44 | 26 | 26 |  | BREMO | FARMVILLE (298) | 230 | 230 | CONC HFRM | 14.89 | 0 | 1 | 545.6 ACAR | 0 | 0 | 0 | 0 | 0 | 0 | 0 | 0 | 0 | 0 | 0 | 0 | 0 | 0 | 0 | 0 | 0 | 0 | 0 | 0 | 0 | 0 | 0 | 12 | 0
NO |  | 186 | 2016 | 44 | 27 | 27 |  | BREMO | FARMVILLE (298) | 230 | 230 | CONC POLE | 0.57 | 0 | 0 | 545.6 ACAR | 0 | 0 | 0 | 0 | 0 | 0 | 0 | 0 | 0 | 0 | 0 | 0 | 0 | 0 | 0 | 0 | 0 | 0 | 0 | 0 | 0 | 0 | 0 | 12 | 0
NO |  | 186 | 2016 | 44 | 28 | 28 |  | BREMO | FARMVILLE (298) | 230 | 230 | STEEL HFRM | 1.39 | 0 | 0 | 545.6 ACAR | 0 | 0 | 0 | 0 | 0 | 0 | 0 | 0 | 0 | 0 | 0 | 0 | 0 | 0 | 0 | 0 | 0 | 0 | 0 | 0 | 0 | 0 | 0 | 12 | 0
NO |  | 186 | 2016 | 44 | 29 | 29 |  | BREMO | FARMVILLE (298) | 230 | 230 | STEEL POLE | 0.1 | 0 | 0 | 545.6 ACAR | 0 | 0 | 0 | 0 | 0 | 0 | 0 | 0 | 0 | 0 | 0 | 0 | 0 | 0 | 0 | 0 | 0 | 0 | 0 | 0 | 0 | 0 | 0 | 12 | 0
NO |  | 186 | 2016 | 44 | 30 | 30 |  | BREMO | FARMVILLE (298) | 230 | 230 | STEEL TWR | 0 | 0.04 | 0 | 1590 AAC | 0 | 0 | 0 | 0 | 0 | 0 | 0 | 0 | 0 | 0 | 0 | 0 | 0 | 0 | 0 | 0 | 0 | 0 | 0 | 0 | 0 | 0 | 0 | 12 | 0
NO |  | 186 | 2016 | 44 | 31 | 31 |  | BREMO | FARMVILLE (298) | 230 | 230 | WOOD HFRM | 11.06 | 0 | 0 | 545.6 ACAR | 0 | 0 | 0 | 0 | 0 | 0 | 0 | 0 | 0 | 0 | 0 | 0 | 0 | 0 | 0 | 0 | 0 | 0 | 0 | 0 | 0 | 0 | 0 | 12 | 0
NO |  | 186 | 2016 | 44 | 32 | 32 |  | BREMO | FARMVILLE (298) | 230 | 230 | WOOD POLE | 0.02 | 0 | 0 | 1590 AAC | 0 | 0 | 0 | 0 | 0 | 0 | 0 | 0 | 0 | 0 | 0 | 0 | 0 | 0 | 0 | 0 | 0 | 0 | 0 | 0 | 0 | 0 | 0 | 12 | 0
NO |  | 186 | 2016 | 44 | 33 | 33 |  | BREMO | FARMVILLE (298) | 230 | 230 | WOOD POLE | 0.23 | 0 | 0 | 545.6 ACAR | 0 | 0 | 0 | 0 | 0 | 0 | 0 | 0 | 0 | 0 | 0 | 0 | 0 | 0 | 0 | 0 | 0 | 0 | 0 | 0 | 0 | 0 | 0 | 12 | 0
NO |  | 186 | 2016 | 44 | 34 | 34 |  | MARSH RUN CT | REMINGTON CT (299) | 230 | 230 | CONC HFRM | 0 | 0.08 | 1 | 795 ACSS | 0 | 0 | 0 | 0 | 0 | 0 | 0 | 0 | 0 | 0 | 0 | 0 | 0 | 0 | 0 | 0 | 0 | 0 | 0 | 0 | 0 | 0 | 0 | 12 | 0
NO |  | 186 | 2016 | 44 | 35 | 35 |  | MARSH RUN CT | REMINGTON CT (299) | 230 | 230 | STEEL POLE | 0 | 0.03 | 0 | 545.6 ACAR | 0 | 0 | 0 | 0 | 0 | 0 | 0 | 0 | 0 | 0 | 0 | 0 | 0 | 0 | 0 | 0 | 0 | 0 | 0 | 0 | 0 | 0 | 0 | 12 | 0
NO |  | 186 | 2016 | 45 | 1 | 1 |  | MARSH RUN CT | REMINGTON CT (299) | 230 | 230 | STEEL POLE | 0.52 | 0 | 0 | 636 ACSR | 0 | 0 | 0 | 0 | 0 | 0 | 0 | 0 | 0 | 0 | 0 | 0 | 0 | 0 | 0 | 0 | 0 | 0 | 0 | 0 | 0 | 0 | 0 | 12 | 0
NO |  | 186 | 2016 | 45 | 2 | 2 |  | MARSH RUN CT | REMINGTON CT (299) | 230 | 230 | STEEL TWR | 0 | 1.04 | 0 | 545.6 ACAR | 0 | 0 | 0 | 0 | 0 | 0 | 0 | 0 | 0 | 0 | 0 | 0 | 0 | 0 | 0 | 0 | 0 | 0 | 0 | 0 | 0 | 0 | 0 | 12 | 0
NO |  | 186 | 2016 | 45 | 3 | 3 |  | MARSH RUN CT | REMINGTON CT (299) | 230 | 230 | STEEL TWR | 0 | 0.03 | 0 | 795 ACSS | 0 | 0 | 0 | 0 | 0 | 0 | 0 | 0 | 0 | 0 | 0 | 0 | 0 | 0 | 0 | 0 | 0 | 0 | 0 | 0 | 0 | 0 | 0 | 12 | 0
NO |  | 186 | 2016 | 45 | 4 | 4 |  |  |  | 0 | 0 |  | 0 | 0 | 0 |  | 231701821 | 1760674357 | 1992376178 | 7896403 | 10020907 | 48371 | 17965681 | 0 | 0 | 0 | 0 | 0 | 0 | 0 | 0 | 0 | 0 | 0 | 0 | 0 | 0 | 0 | 0 | 12 | 0
NO |  | 186 | 2016 | 45 | 5 | 5 |  | TOTAL 230 kV |  | 0 | 0 |  | 1922.03 | 951.34 | 251 |  | 231701821 | 1760674357 | 1992376178 | 7896403 | 10020907 | 48371 | 17965681 | 0 | 0 | 0 | 0 | 0 | 0 | 0 | 0 | 0 | 0 | 0 | 0 | 0 | 0 | 0 | 0 | 12 | 0
NO |  | 186 | 2016 | 45 | 6 | 6 |  | EAST MILL | WESTVACO (109) | 138 | 138 | CONC POLE | 0.09 | 0 | 1 | 636 ACSR | 0 | 0 | 0 | 0 | 0 | 0 | 0 | 0 | 0 | 0 | 0 | 0 | 0 | 0 | 0 | 0 | 0 | 0 | 0 | 0 | 0 | 0 | 0 | 12 | 0
NO |  | 186 | 2016 | 45 | 7 | 7 |  | EAST MILL | WESTVACO (109) | 138 | 138 | STEEL POLE | 0.8 | 0 | 0 | 636 ACSR | 0 | 0 | 0 | 0 | 0 | 0 | 0 | 0 | 0 | 0 | 0 | 0 | 0 | 0 | 0 | 0 | 0 | 0 | 0 | 0 | 0 | 0 | 0 | 12 | 0
NO |  | 186 | 2016 | 45 | 8 | 8 |  | LOW MOOR | FUDGE HOLLOW (112) | 138 | 138 | CONC POLE | 0 | 0.04 | 1 | 336.4 ACSR | 0 | 0 | 0 | 0 | 0 | 0 | 0 | 0 | 0 | 0 | 0 | 0 | 0 | 0 | 0 | 0 | 0 | 0 | 0 | 0 | 0 | 0 | 0 | 12 | 0
NO |  | 186 | 2016 | 45 | 9 | 9 |  | LOW MOOR | FUDGE HOLLOW (112) | 138 | 138 | STEEL POLE | 1.4 | 0 | 0 | 721 ACAR | 0 | 0 | 0 | 0 | 0 | 0 | 0 | 0 | 0 | 0 | 0 | 0 | 0 | 0 | 0 | 0 | 0 | 0 | 0 | 0 | 0 | 0 | 0 | 12 | 0
NO |  | 186 | 2016 | 45 | 10 | 10 |  | LOW MOOR | FUDGE HOLLOW (112) | 138 | 138 | STEEL TWR | 0.81 | 0 | 0 | 1109 ACAR | 0 | 0 | 0 | 0 | 0 | 0 | 0 | 0 | 0 | 0 | 0 | 0 | 0 | 0 | 0 | 0 | 0 | 0 | 0 | 0 | 0 | 0 | 0 | 12 | 0
NO |  | 186 | 2016 | 45 | 11 | 11 |  | LOW MOOR | FUDGE HOLLOW (112) | 138 | 138 | STEEL TWR | 1.27 | 0 | 0 | 336.4 ACSR | 0 | 0 | 0 | 0 | 0 | 0 | 0 | 0 | 0 | 0 | 0 | 0 | 0 | 0 | 0 | 0 | 0 | 0 | 0 | 0 | 0 | 0 | 0 | 12 | 0
NO |  | 186 | 2016 | 45 | 12 | 12 |  | LOW MOOR | FUDGE HOLLOW (112) | 138 | 138 | STEEL TWR | 3.58 | 0 | 0 | 4/0 ACSR | 0 | 0 | 0 | 0 | 0 | 0 | 0 | 0 | 0 | 0 | 0 | 0 | 0 | 0 | 0 | 0 | 0 | 0 | 0 | 0 | 0 | 0 | 0 | 12 | 0
NO |  | 186 | 2016 | 45 | 13 | 13 |  | LOW MOOR | FUDGE HOLLOW (112) | 138 | 138 | STEEL TWR | 0.02 | 0 | 0 | 477 ACSR | 0 | 0 | 0 | 0 | 0 | 0 | 0 | 0 | 0 | 0 | 0 | 0 | 0 | 0 | 0 | 0 | 0 | 0 | 0 | 0 | 0 | 0 | 0 | 12 | 0
NO |  | 186 | 2016 | 45 | 14 | 14 |  | LOW MOOR | FUDGE HOLLOW (112) | 138 | 138 | STEEL TWR | 0.08 | 0 | 0 | 721 ACAR | 0 | 0 | 0 | 0 | 0 | 0 | 0 | 0 | 0 | 0 | 0 | 0 | 0 | 0 | 0 | 0 | 0 | 0 | 0 | 0 | 0 | 0 | 0 | 12 | 0
NO |  | 186 | 2016 | 45 | 15 | 15 |  | LOW MOOR | FUDGE HOLLOW (112) | 138 | 138 | WOOD POLE | 0.11 | 0 | 0 | 336.4 ACSR | 0 | 0 | 0 | 0 | 0 | 0 | 0 | 0 | 0 | 0 | 0 | 0 | 0 | 0 | 0 | 0 | 0 | 0 | 0 | 0 | 0 | 0 | 0 | 12 | 0
NO |  | 186 | 2016 | 45 | 16 | 16 |  | CLIFTON FORGE | LOW MOOR (133) | 138 | 138 | STEEL POLE | 0.03 | 0 | 1 | 1033.5 ACSR | 0 | 0 | 0 | 0 | 0 | 0 | 0 | 0 | 0 | 0 | 0 | 0 | 0 | 0 | 0 | 0 | 0 | 0 | 0 | 0 | 0 | 0 | 0 | 12 | 0
NO |  | 186 | 2016 | 45 | 17 | 17 |  | CLIFTON FORGE | LOW MOOR (133) | 138 | 138 | STEEL TWR | 0 | 0.09 | 0 | 1033.5 ACSR | 0 | 0 | 0 | 0 | 0 | 0 | 0 | 0 | 0 | 0 | 0 | 0 | 0 | 0 | 0 | 0 | 0 | 0 | 0 | 0 | 0 | 0 | 0 | 12 | 0
NO |  | 186 | 2016 | 45 | 18 | 18 |  | CLIFTON FORGE | LOW MOOR (133) | 138 | 138 | STEEL TWR | 0 | 0.57 | 0 | 1109 ACAR | 0 | 0 | 0 | 0 | 0 | 0 | 0 | 0 | 0 | 0 | 0 | 0 | 0 | 0 | 0 | 0 | 0 | 0 | 0 | 0 | 0 | 0 | 0 | 12 | 0
NO |  | 186 | 2016 | 45 | 19 | 19 |  | CLIFTON FORGE | LOW MOOR (133) | 138 | 138 | STEEL TWR | 4.31 | 0 | 0 | 1033.5 ACSR | 0 | 0 | 0 | 0 | 0 | 0 | 0 | 0 | 0 | 0 | 0 | 0 | 0 | 0 | 0 | 0 | 0 | 0 | 0 | 0 | 0 | 0 | 0 | 12 | 0
NO |  | 186 | 2016 | 45 | 20 | 20 |  | FUDGE HOLLOW | HINTON (FE) (14) | 138 | 138 | CONC POLE | 0.11 | 0 | 1 | 4/0 ACSR | 0 | 0 | 0 | 0 | 0 | 0 | 0 | 0 | 0 | 0 | 0 | 0 | 0 | 0 | 0 | 0 | 0 | 0 | 0 | 0 | 0 | 0 | 0 | 12 | 0
NO |  | 186 | 2016 | 45 | 21 | 21 |  | FUDGE HOLLOW | HINTON (FE) (14) | 138 | 138 | STEEL HFRM | 0.12 | 0 | 0 | 4/0 ACSR | 0 | 0 | 0 | 0 | 0 | 0 | 0 | 0 | 0 | 0 | 0 | 0 | 0 | 0 | 0 | 0 | 0 | 0 | 0 | 0 | 0 | 0 | 0 | 12 | 0
NO |  | 186 | 2016 | 45 | 22 | 22 |  | FUDGE HOLLOW | HINTON (FE) (14) | 138 | 138 | STEEL HFRM | 0.02 | 0 | 0 | 636 ACSR | 0 | 0 | 0 | 0 | 0 | 0 | 0 | 0 | 0 | 0 | 0 | 0 | 0 | 0 | 0 | 0 | 0 | 0 | 0 | 0 | 0 | 0 | 0 | 12 | 0
NO |  | 186 | 2016 | 45 | 23 | 23 |  | FUDGE HOLLOW | HINTON (FE) (14) | 138 | 138 | STEEL TWR | 14.79 | 0 | 0 | 4/0 ACSR | 0 | 0 | 0 | 0 | 0 | 0 | 0 | 0 | 0 | 0 | 0 | 0 | 0 | 0 | 0 | 0 | 0 | 0 | 0 | 0 | 0 | 0 | 0 | 12 | 0
NO |  | 186 | 2016 | 45 | 24 | 24 |  | EDINBURG | STRASBURG (FE) (152) | 138 | 138 | CONC HFRM | 0.04 | 0 | 1 | 396.3 ACAR | 0 | 0 | 0 | 0 | 0 | 0 | 0 | 0 | 0 | 0 | 0 | 0 | 0 | 0 | 0 | 0 | 0 | 0 | 0 | 0 | 0 | 0 | 0 | 12 | 0
NO |  | 186 | 2016 | 45 | 25 | 25 |  | EDINBURG | STRASBURG (FE) (152) | 138 | 138 | STEEL HFRM | 0.17 | 0 | 0 | 396.3 ACAR | 0 | 0 | 0 | 0 | 0 | 0 | 0 | 0 | 0 | 0 | 0 | 0 | 0 | 0 | 0 | 0 | 0 | 0 | 0 | 0 | 0 | 0 | 0 | 12 | 0
NO |  | 186 | 2016 | 45 | 26 | 26 |  | EDINBURG | STRASBURG (FE) (152) | 138 | 138 | STEEL POLE | 1.49 | 0 | 0 | 396.3 ACAR | 0 | 0 | 0 | 0 | 0 | 0 | 0 | 0 | 0 | 0 | 0 | 0 | 0 | 0 | 0 | 0 | 0 | 0 | 0 | 0 | 0 | 0 | 0 | 12 | 0
NO |  | 186 | 2016 | 45 | 27 | 27 |  | EDINBURG | STRASBURG (FE) (152) | 138 | 138 | WOOD HFRM | 0.57 | 0 | 0 | 396.3 ACAR | 0 | 0 | 0 | 0 | 0 | 0 | 0 | 0 | 0 | 0 | 0 | 0 | 0 | 0 | 0 | 0 | 0 | 0 | 0 | 0 | 0 | 0 | 0 | 12 | 0
NO |  | 186 | 2016 | 45 | 28 | 28 |  | EDINBURG | STRASBURG (FE) (152) | 138 | 138 | WOOD POLE | 14.28 | 0 | 0 | 396.3 ACAR | 0 | 0 | 0 | 0 | 0 | 0 | 0 | 0 | 0 | 0 | 0 | 0 | 0 | 0 | 0 | 0 | 0 | 0 | 0 | 0 | 0 | 0 | 0 | 12 | 0
NO |  | 186 | 2016 | 45 | 29 | 29 |  | WESTVACO | FUDGE HOLLOW (155) | 138 | 138 | CONC POLE | 0.04 | 0 | 1 | 636 ACSR | 0 | 0 | 0 | 0 | 0 | 0 | 0 | 0 | 0 | 0 | 0 | 0 | 0 | 0 | 0 | 0 | 0 | 0 | 0 | 0 | 0 | 0 | 0 | 12 | 0
NO |  | 186 | 2016 | 45 | 30 | 30 |  | WESTVACO | FUDGE HOLLOW (155) | 138 | 138 | STEEL POLE | 0 | 0.03 | 0 | 636 ACSR | 0 | 0 | 0 | 0 | 0 | 0 | 0 | 0 | 0 | 0 | 0 | 0 | 0 | 0 | 0 | 0 | 0 | 0 | 0 | 0 | 0 | 0 | 0 | 12 | 0
NO |  | 186 | 2016 | 45 | 31 | 31 |  | WESTVACO | FUDGE HOLLOW (155) | 138 | 138 | STEEL POLE | 0 | 0.23 | 0 | 795 ACSR | 0 | 0 | 0 | 0 | 0 | 0 | 0 | 0 | 0 | 0 | 0 | 0 | 0 | 0 | 0 | 0 | 0 | 0 | 0 | 0 | 0 | 0 | 0 | 12 | 0
NO |  | 186 | 2016 | 45 | 32 | 32 |  | WESTVACO | FUDGE HOLLOW (155) | 138 | 138 | STEEL POLE | 1.3 | 0 | 0 | 636 ACSR | 0 | 0 | 0 | 0 | 0 | 0 | 0 | 0 | 0 | 0 | 0 | 0 | 0 | 0 | 0 | 0 | 0 | 0 | 0 | 0 | 0 | 0 | 0 | 12 | 0
NO |  | 186 | 2016 | 45 | 33 | 33 |  | WESTVACO | FUDGE HOLLOW (155) | 138 | 138 | STEEL POLE | 0.24 | 0 | 0 | 795 ACSR | 0 | 0 | 0 | 0 | 0 | 0 | 0 | 0 | 0 | 0 | 0 | 0 | 0 | 0 | 0 | 0 | 0 | 0 | 0 | 0 | 0 | 0 | 0 | 12 | 0
NO |  | 186 | 2016 | 45 | 34 | 34 |  | WESTVACO | FUDGE HOLLOW (155) | 138 | 138 | STEEL TWR | 0.03 | 0 | 0 | 636 ACSR | 0 | 0 | 0 | 0 | 0 | 0 | 0 | 0 | 0 | 0 | 0 | 0 | 0 | 0 | 0 | 0 | 0 | 0 | 0 | 0 | 0 | 0 | 0 | 12 | 0
NO |  | 186 | 2016 | 45 | 35 | 35 |  | LOW MOOR | EAST MILL (161) | 138 | 138 | CONC HFRM | 0 | 0.04 | 1 | 336.4 ACSR | 0 | 0 | 0 | 0 | 0 | 0 | 0 | 0 | 0 | 0 | 0 | 0 | 0 | 0 | 0 | 0 | 0 | 0 | 0 | 0 | 0 | 0 | 0 | 12 | 0
NO |  | 186 | 2016 | 46 | 1 | 1 |  | LOW MOOR | EAST MILL (161) | 138 | 138 | CONC HFRM | 0.07 | 0 | 0 | 721 ACAR | 0 | 0 | 0 | 0 | 0 | 0 | 0 | 0 | 0 | 0 | 0 | 0 | 0 | 0 | 0 | 0 | 0 | 0 | 0 | 0 | 0 | 0 | 0 | 12 | 0
NO |  | 186 | 2016 | 46 | 2 | 2 |  | LOW MOOR | EAST MILL (161) | 138 | 138 | CONC POLE | 0 | 0 | 0 | 336.4 ACSR | 0 | 0 | 0 | 0 | 0 | 0 | 0 | 0 | 0 | 0 | 0 | 0 | 0 | 0 | 0 | 0 | 0 | 0 | 0 | 0 | 0 | 0 | 0 | 12 | 0
NO |  | 186 | 2016 | 46 | 3 | 3 |  | LOW MOOR | EAST MILL (161) | 138 | 138 | CONC POLE | 0.12 | 0 | 0 | 636 ACSR | 0 | 0 | 0 | 0 | 0 | 0 | 0 | 0 | 0 | 0 | 0 | 0 | 0 | 0 | 0 | 0 | 0 | 0 | 0 | 0 | 0 | 0 | 0 | 12 | 0
NO |  | 186 | 2016 | 46 | 4 | 4 |  | LOW MOOR | EAST MILL (161) | 138 | 138 | STEEL POLE | 0 | 1.61 | 0 | 636 ACSR | 0 | 0 | 0 | 0 | 0 | 0 | 0 | 0 | 0 | 0 | 0 | 0 | 0 | 0 | 0 | 0 | 0 | 0 | 0 | 0 | 0 | 0 | 0 | 12 | 0
NO |  | 186 | 2016 | 46 | 5 | 5 |  | LOW MOOR | EAST MILL (161) | 138 | 138 | STEEL POLE | 0 | 1.35 | 0 | 721 ACAR | 0 | 0 | 0 | 0 | 0 | 0 | 0 | 0 | 0 | 0 | 0 | 0 | 0 | 0 | 0 | 0 | 0 | 0 | 0 | 0 | 0 | 0 | 0 | 12 | 0
NO |  | 186 | 2016 | 46 | 6 | 6 |  | LOW MOOR | EAST MILL (161) | 138 | 138 | STEEL POLE | 0 | 0.22 | 0 | 795 ACSR | 0 | 0 | 0 | 0 | 0 | 0 | 0 | 0 | 0 | 0 | 0 | 0 | 0 | 0 | 0 | 0 | 0 | 0 | 0 | 0 | 0 | 0 | 0 | 12 | 0
NO |  | 186 | 2016 | 46 | 7 | 7 |  | LOW MOOR | EAST MILL (161) | 138 | 138 | STEEL POLE | 0.09 | 0 | 0 | 636 ACSR | 0 | 0 | 0 | 0 | 0 | 0 | 0 | 0 | 0 | 0 | 0 | 0 | 0 | 0 | 0 | 0 | 0 | 0 | 0 | 0 | 0 | 0 | 0 | 12 | 0
NO |  | 186 | 2016 | 46 | 8 | 8 |  | LOW MOOR | EAST MILL (161) | 138 | 138 | STEEL POLE | 0.04 | 0 | 0 | 721 ACAR | 0 | 0 | 0 | 0 | 0 | 0 | 0 | 0 | 0 | 0 | 0 | 0 | 0 | 0 | 0 | 0 | 0 | 0 | 0 | 0 | 0 | 0 | 0 | 12 | 0
NO |  | 186 | 2016 | 46 | 9 | 9 |  | LOW MOOR | EAST MILL (161) | 138 | 138 | STEEL TWR | 0 | 1.12 | 0 | 336.4 ACSR | 0 | 0 | 0 | 0 | 0 | 0 | 0 | 0 | 0 | 0 | 0 | 0 | 0 | 0 | 0 | 0 | 0 | 0 | 0 | 0 | 0 | 0 | 0 | 12 | 0
NO |  | 186 | 2016 | 46 | 10 | 10 |  | LOW MOOR | EAST MILL (161) | 138 | 138 | STEEL TWR | 0.11 | 0 | 0 | 336.4 ACSR | 0 | 0 | 0 | 0 | 0 | 0 | 0 | 0 | 0 | 0 | 0 | 0 | 0 | 0 | 0 | 0 | 0 | 0 | 0 | 0 | 0 | 0 | 0 | 12 | 0
NO |  | 186 | 2016 | 46 | 11 | 11 |  | LOW MOOR | EAST MILL (161) | 138 | 138 | WOOD HFRM | 0 | 0.06 | 0 | 721 ACAR | 0 | 0 | 0 | 0 | 0 | 0 | 0 | 0 | 0 | 0 | 0 | 0 | 0 | 0 | 0 | 0 | 0 | 0 | 0 | 0 | 0 | 0 | 0 | 12 | 0
NO |  | 186 | 2016 | 46 | 12 | 12 |  | LOW MOOR | EAST MILL (161) | 138 | 138 | WOOD HFRM | 0.66 | 0 | 0 | 721 ACAR | 0 | 0 | 0 | 0 | 0 | 0 | 0 | 0 | 0 | 0 | 0 | 0 | 0 | 0 | 0 | 0 | 0 | 0 | 0 | 0 | 0 | 0 | 0 | 12 | 0
NO |  | 186 | 2016 | 46 | 13 | 13 |  | LOW MOOR | EAST MILL (161) | 138 | 138 | WOOD POLE | 0 | 0.11 | 0 | 336.4 ACSR | 0 | 0 | 0 | 0 | 0 | 0 | 0 | 0 | 0 | 0 | 0 | 0 | 0 | 0 | 0 | 0 | 0 | 0 | 0 | 0 | 0 | 0 | 0 | 12 | 0
NO |  | 186 | 2016 | 46 | 14 | 14 |  | LOW MOOR | EAST MILL (161) | 138 | 138 | WOOD POLE | 4.04 | 0 | 0 | 721 ACAR | 0 | 0 | 0 | 0 | 0 | 0 | 0 | 0 | 0 | 0 | 0 | 0 | 0 | 0 | 0 | 0 | 0 | 0 | 0 | 0 | 0 | 0 | 0 | 12 | 0
NO |  | 186 | 2016 | 46 | 15 | 15 |  | BREMO | SCOTTSVILLE (FE) (8) | 138 | 138 | STEEL TWR | 7.1 | 0 | 1 | 397.5 ACSR | 0 | 0 | 0 | 0 | 0 | 0 | 0 | 0 | 0 | 0 | 0 | 0 | 0 | 0 | 0 | 0 | 0 | 0 | 0 | 0 | 0 | 0 | 0 | 12 | 0
NO |  | 186 | 2016 | 46 | 16 | 16 |  | BREMO | SCOTTSVILLE (FE) (8) | 138 | 138 | WOOD POLE | 0.18 | 0 | 0 | 397.5 ACSR | 0 | 0 | 0 | 0 | 0 | 0 | 0 | 0 | 0 | 0 | 0 | 0 | 0 | 0 | 0 | 0 | 0 | 0 | 0 | 0 | 0 | 0 | 0 | 12 | 0
NO |  | 186 | 2016 | 46 | 17 | 17 |  |  |  | 0 | 0 |  | 0 | 0 | 0 |  | 14234621 | 63489727 | 77724348 | 174536 | 221495 | 1069 | 397100 | 0 | 0 | 0 | 0 | 0 | 0 | 0 | 0 | 0 | 0 | 0 | 0 | 0 | 0 | 0 | 0 | 12 | 0
NO |  | 186 | 2016 | 46 | 18 | 18 |  | TOTAL 138 kV |  | 0 | 0 |  | 58.11 | 5.47 | 8 |  | 14234621 | 63489727 | 77724348 | 174536 | 221495 | 1069 | 397100 | 0 | 0 | 0 | 0 | 0 | 0 | 0 | 0 | 0 | 0 | 0 | 0 | 0 | 0 | 0 | 0 | 12 | 0
NO |  | 186 | 2016 | 46 | 19 | 19 |  | POSSUM POINT | (05T9) | 115 | 115 | STEEL TWR | 0 | 0.08 | 1 | 1033.5 ACSR | 0 | 0 | 0 | 0 | 0 | 0 | 0 | 0 | 0 | 0 | 0 | 0 | 0 | 0 | 0 | 0 | 0 | 0 | 0 | 0 | 0 | 0 | 0 | 12 | 0
NO |  | 186 | 2016 | 46 | 20 | 20 |  | CREWE | FORT PICKET (1) | 115 | 115 | STEEL HFRM | 11.31 | 0 | 1 | 1033.5 ACSR | 0 | 0 | 0 | 0 | 0 | 0 | 0 | 0 | 0 | 0 | 0 | 0 | 0 | 0 | 0 | 0 | 0 | 0 | 0 | 0 | 0 | 0 | 0 | 12 | 0
NO |  | 186 | 2016 | 46 | 21 | 21 |  | CREWE | FORT PICKET (1) | 115 | 115 | STEEL POLE | 0.92 | 0 | 0 | 1033.5 ACSR | 0 | 0 | 0 | 0 | 0 | 0 | 0 | 0 | 0 | 0 | 0 | 0 | 0 | 0 | 0 | 0 | 0 | 0 | 0 | 0 | 0 | 0 | 0 | 12 | 0
NO |  | 186 | 2016 | 46 | 22 | 22 |  | CREWE | FORT PICKET (1) | 115 | 115 | STEEL TWR | 0.03 | 0 | 0 | 1033.5 ACSR | 0 | 0 | 0 | 0 | 0 | 0 | 0 | 0 | 0 | 0 | 0 | 0 | 0 | 0 | 0 | 0 | 0 | 0 | 0 | 0 | 0 | 0 | 0 | 12 | 0
NO |  | 186 | 2016 | 46 | 23 | 23 |  | LEXINGTON | CRAIGSVILLE (10) | 115 | 115 | CONC HFRM | 0.02 | 0 | 1 | 336.4 ACSR | 0 | 0 | 0 | 0 | 0 | 0 | 0 | 0 | 0 | 0 | 0 | 0 | 0 | 0 | 0 | 0 | 0 | 0 | 0 | 0 | 0 | 0 | 0 | 12 | 0
NO |  | 186 | 2016 | 46 | 24 | 24 |  | LEXINGTON | CRAIGSVILLE (10) | 115 | 115 | STEEL HFRM | 0.03 | 0 | 0 | 1109 ACAR | 0 | 0 | 0 | 0 | 0 | 0 | 0 | 0 | 0 | 0 | 0 | 0 | 0 | 0 | 0 | 0 | 0 | 0 | 0 | 0 | 0 | 0 | 0 | 12 | 0
NO |  | 186 | 2016 | 46 | 25 | 25 |  | LEXINGTON | CRAIGSVILLE (10) | 115 | 115 | STEEL POLE | 0.09 | 0 | 0 | 1109 ACAR | 0 | 0 | 0 | 0 | 0 | 0 | 0 | 0 | 0 | 0 | 0 | 0 | 0 | 0 | 0 | 0 | 0 | 0 | 0 | 0 | 0 | 0 | 0 | 12 | 0
NO |  | 186 | 2016 | 46 | 26 | 26 |  | LEXINGTON | CRAIGSVILLE (10) | 115 | 115 | STEEL POLE | 0.02 | 0 | 0 | 336.4 ACSR | 0 | 0 | 0 | 0 | 0 | 0 | 0 | 0 | 0 | 0 | 0 | 0 | 0 | 0 | 0 | 0 | 0 | 0 | 0 | 0 | 0 | 0 | 0 | 12 | 0
NO |  | 186 | 2016 | 46 | 27 | 27 |  | LEXINGTON | CRAIGSVILLE (10) | 115 | 115 | STEEL TWR | 10.28 | 0 | 0 | 1109 ACAR | 0 | 0 | 0 | 0 | 0 | 0 | 0 | 0 | 0 | 0 | 0 | 0 | 0 | 0 | 0 | 0 | 0 | 0 | 0 | 0 | 0 | 0 | 0 | 12 | 0
NO |  | 186 | 2016 | 46 | 28 | 28 |  | LEXINGTON | CRAIGSVILLE (10) | 115 | 115 | STEEL TWR | 10.8 | 0 | 0 | 4/0 ACSR | 0 | 0 | 0 | 0 | 0 | 0 | 0 | 0 | 0 | 0 | 0 | 0 | 0 | 0 | 0 | 0 | 0 | 0 | 0 | 0 | 0 | 0 | 0 | 12 | 0
NO |  | 186 | 2016 | 46 | 29 | 29 |  | LEXINGTON | CRAIGSVILLE (10) | 115 | 115 | WOOD HFRM | 0.11 | 0 | 0 | 1109 ACAR | 0 | 0 | 0 | 0 | 0 | 0 | 0 | 0 | 0 | 0 | 0 | 0 | 0 | 0 | 0 | 0 | 0 | 0 | 0 | 0 | 0 | 0 | 0 | 12 | 0
NO |  | 186 | 2016 | 46 | 30 | 30 |  | LEXINGTON | CRAIGSVILLE (10) | 115 | 115 | WOOD POLE | 0.23 | 0 | 0 | 1109 ACAR | 0 | 0 | 0 | 0 | 0 | 0 | 0 | 0 | 0 | 0 | 0 | 0 | 0 | 0 | 0 | 0 | 0 | 0 | 0 | 0 | 0 | 0 | 0 | 12 | 0
NO |  | 186 | 2016 | 46 | 31 | 31 |  | LEXINGTON | CRAIGSVILLE (10) | 115 | 115 | WOOD POLE | 0.01 | 0 | 0 | 336.4 ACSR | 0 | 0 | 0 | 0 | 0 | 0 | 0 | 0 | 0 | 0 | 0 | 0 | 0 | 0 | 0 | 0 | 0 | 0 | 0 | 0 | 0 | 0 | 0 | 12 | 0
NO |  | 186 | 2016 | 46 | 32 | 32 |  | CHESTERFIELD 115 | LOCKS (100) | 115 | 115 | STEEL HFRM | 3.83 | 0 | 1 | 1033.5 ACSR | 0 | 0 | 0 | 0 | 0 | 0 | 0 | 0 | 0 | 0 | 0 | 0 | 0 | 0 | 0 | 0 | 0 | 0 | 0 | 0 | 0 | 0 | 0 | 12 | 0
NO |  | 186 | 2016 | 46 | 33 | 33 |  | CHESTERFIELD 115 | LOCKS (100) | 115 | 115 | STEEL HFRM | 0.08 | 0 | 0 | 477 ACSR | 0 | 0 | 0 | 0 | 0 | 0 | 0 | 0 | 0 | 0 | 0 | 0 | 0 | 0 | 0 | 0 | 0 | 0 | 0 | 0 | 0 | 0 | 0 | 12 | 0
NO |  | 186 | 2016 | 46 | 34 | 34 |  | CHESTERFIELD 115 | LOCKS (100) | 115 | 115 | STEEL HFRM | 2.28 | 0 | 0 | 636 ACSR | 0 | 0 | 0 | 0 | 0 | 0 | 0 | 0 | 0 | 0 | 0 | 0 | 0 | 0 | 0 | 0 | 0 | 0 | 0 | 0 | 0 | 0 | 0 | 12 | 0
NO |  | 186 | 2016 | 46 | 35 | 35 |  | CHESTERFIELD 115 | LOCKS (100) | 115 | 115 | STEEL HFRM | 0.16 | 0 | 0 | 795 ACSR | 0 | 0 | 0 | 0 | 0 | 0 | 0 | 0 | 0 | 0 | 0 | 0 | 0 | 0 | 0 | 0 | 0 | 0 | 0 | 0 | 0 | 0 | 0 | 12 | 0
NO |  | 186 | 2016 | 47 | 1 | 1 |  | CHESTERFIELD 115 | LOCKS (100) | 115 | 115 | STEEL POLE | 0.54 | 0 | 0 | 1033.5 ACSR | 0 | 0 | 0 | 0 | 0 | 0 | 0 | 0 | 0 | 0 | 0 | 0 | 0 | 0 | 0 | 0 | 0 | 0 | 0 | 0 | 0 | 0 | 0 | 12 | 0
NO |  | 186 | 2016 | 47 | 2 | 2 |  | CHESTERFIELD 115 | LOCKS (100) | 115 | 115 | STEEL POLE | 0.11 | 0 | 0 | 4/0 ACSR | 0 | 0 | 0 | 0 | 0 | 0 | 0 | 0 | 0 | 0 | 0 | 0 | 0 | 0 | 0 | 0 | 0 | 0 | 0 | 0 | 0 | 0 | 0 | 12 | 0
NO |  | 186 | 2016 | 47 | 3 | 3 |  | CHESTERFIELD 115 | LOCKS (100) | 115 | 115 | STEEL POLE | 0.45 | 0 | 0 | 636 ACSR | 0 | 0 | 0 | 0 | 0 | 0 | 0 | 0 | 0 | 0 | 0 | 0 | 0 | 0 | 0 | 0 | 0 | 0 | 0 | 0 | 0 | 0 | 0 | 12 | 0
NO |  | 186 | 2016 | 47 | 4 | 4 |  | CHESTERFIELD 115 | LOCKS (100) | 115 | 115 | STEEL POLE | 0.02 | 0 | 0 | 795 ACSR | 0 | 0 | 0 | 0 | 0 | 0 | 0 | 0 | 0 | 0 | 0 | 0 | 0 | 0 | 0 | 0 | 0 | 0 | 0 | 0 | 0 | 0 | 0 | 12 | 0
NO |  | 186 | 2016 | 47 | 5 | 5 |  | CHESTERFIELD 115 | LOCKS (100) | 115 | 115 | STEEL TWR | 0.15 | 0 | 0 | 1033.5 ACSR | 0 | 0 | 0 | 0 | 0 | 0 | 0 | 0 | 0 | 0 | 0 | 0 | 0 | 0 | 0 | 0 | 0 | 0 | 0 | 0 | 0 | 0 | 0 | 12 | 0
NO |  | 186 | 2016 | 47 | 6 | 6 |  | CHESTERFIELD 115 | LOCKS (100) | 115 | 115 | STEEL TWR | 0.06 | 0 | 0 | 477 ACSR | 0 | 0 | 0 | 0 | 0 | 0 | 0 | 0 | 0 | 0 | 0 | 0 | 0 | 0 | 0 | 0 | 0 | 0 | 0 | 0 | 0 | 0 | 0 | 12 | 0
NO |  | 186 | 2016 | 47 | 7 | 7 |  | CHESTERFIELD 115 | LOCKS (100) | 115 | 115 | WOOD HFRM | 4.89 | 0 | 0 | 477 ACSR | 0 | 0 | 0 | 0 | 0 | 0 | 0 | 0 | 0 | 0 | 0 | 0 | 0 | 0 | 0 | 0 | 0 | 0 | 0 | 0 | 0 | 0 | 0 | 12 | 0
NO |  | 186 | 2016 | 47 | 8 | 8 |  | CHESTERFIELD 115 | LOCKS (100) | 115 | 115 | WOOD POLE | 0.01 | 0 | 0 | 336.4 ACSR | 0 | 0 | 0 | 0 | 0 | 0 | 0 | 0 | 0 | 0 | 0 | 0 | 0 | 0 | 0 | 0 | 0 | 0 | 0 | 0 | 0 | 0 | 0 | 12 | 0
NO |  | 186 | 2016 | 47 | 9 | 9 |  | CHESTERFIELD 115 | LOCKS (100) | 115 | 115 | WOOD POLE | 0.28 | 0 | 0 | 4/0 ACSR | 0 | 0 | 0 | 0 | 0 | 0 | 0 | 0 | 0 | 0 | 0 | 0 | 0 | 0 | 0 | 0 | 0 | 0 | 0 | 0 | 0 | 0 | 0 | 12 | 0
NO |  | 186 | 2016 | 47 | 10 | 10 |  | CHESTERFIELD 115 | LOCKS (100) | 115 | 115 | WOOD POLE | 0.15 | 0 | 0 | 477 ACSR | 0 | 0 | 0 | 0 | 0 | 0 | 0 | 0 | 0 | 0 | 0 | 0 | 0 | 0 | 0 | 0 | 0 | 0 | 0 | 0 | 0 | 0 | 0 | 12 | 0
NO |  | 186 | 2016 | 47 | 11 | 11 |  | SOUTH JUSTICE BRANCH | BATTLEBORO (1001) | 115 | 115 | CONC POLE | 0.19 | 0 | 1 | 336.4 ACSR | 0 | 0 | 0 | 0 | 0 | 0 | 0 | 0 | 0 | 0 | 0 | 0 | 0 | 0 | 0 | 0 | 0 | 0 | 0 | 0 | 0 | 0 | 0 | 12 | 0
NO |  | 186 | 2016 | 47 | 12 | 12 |  | SOUTH JUSTICE BRANCH | BATTLEBORO (1001) | 115 | 115 | CONC POLE | 0.18 | 0 | 0 | 636 ACSR | 0 | 0 | 0 | 0 | 0 | 0 | 0 | 0 | 0 | 0 | 0 | 0 | 0 | 0 | 0 | 0 | 0 | 0 | 0 | 0 | 0 | 0 | 0 | 12 | 0
NO |  | 186 | 2016 | 47 | 13 | 13 |  | SOUTH JUSTICE BRANCH | BATTLEBORO (1001) | 115 | 115 | STEEL HFRM | 0 | 0.25 | 0 | 636 ACSR | 0 | 0 | 0 | 0 | 0 | 0 | 0 | 0 | 0 | 0 | 0 | 0 | 0 | 0 | 0 | 0 | 0 | 0 | 0 | 0 | 0 | 0 | 0 | 12 | 0
NO |  | 186 | 2016 | 47 | 14 | 14 |  | SOUTH JUSTICE BRANCH | BATTLEBORO (1001) | 115 | 115 | STEEL HFRM | 0.67 | 0 | 0 | 636 ACSR | 0 | 0 | 0 | 0 | 0 | 0 | 0 | 0 | 0 | 0 | 0 | 0 | 0 | 0 | 0 | 0 | 0 | 0 | 0 | 0 | 0 | 0 | 0 | 12 | 0
NO |  | 186 | 2016 | 47 | 15 | 15 |  | SOUTH JUSTICE BRANCH | BATTLEBORO (1001) | 115 | 115 | STEEL POLE | 0 | 3.06 | 0 | 636 ACSR | 0 | 0 | 0 | 0 | 0 | 0 | 0 | 0 | 0 | 0 | 0 | 0 | 0 | 0 | 0 | 0 | 0 | 0 | 0 | 0 | 0 | 0 | 0 | 12 | 0
NO |  | 186 | 2016 | 47 | 16 | 16 |  | SOUTH JUSTICE BRANCH | BATTLEBORO (1001) | 115 | 115 | STEEL POLE | 0.19 | 0 | 0 | 636 ACSR | 0 | 0 | 0 | 0 | 0 | 0 | 0 | 0 | 0 | 0 | 0 | 0 | 0 | 0 | 0 | 0 | 0 | 0 | 0 | 0 | 0 | 0 | 0 | 12 | 0
NO |  | 186 | 2016 | 47 | 17 | 17 |  | SOUTH JUSTICE BRANCH | BATTLEBORO (1001) | 115 | 115 | STEEL TWR | 0 | 0.07 | 0 | 636 ACSR | 0 | 0 | 0 | 0 | 0 | 0 | 0 | 0 | 0 | 0 | 0 | 0 | 0 | 0 | 0 | 0 | 0 | 0 | 0 | 0 | 0 | 0 | 0 | 12 | 0
NO |  | 186 | 2016 | 47 | 18 | 18 |  | SOUTH JUSTICE BRANCH | BATTLEBORO (1001) | 115 | 115 | STEEL TWR | 0.11 | 0 | 0 | 636 ACSR | 0 | 0 | 0 | 0 | 0 | 0 | 0 | 0 | 0 | 0 | 0 | 0 | 0 | 0 | 0 | 0 | 0 | 0 | 0 | 0 | 0 | 0 | 0 | 12 | 0
NO |  | 186 | 2016 | 47 | 19 | 19 |  | SOUTH JUSTICE BRANCH | BATTLEBORO (1001) | 115 | 115 | WOOD HFRM | 0 | 0.09 | 0 | 636 ACSR | 0 | 0 | 0 | 0 | 0 | 0 | 0 | 0 | 0 | 0 | 0 | 0 | 0 | 0 | 0 | 0 | 0 | 0 | 0 | 0 | 0 | 0 | 0 | 12 | 0
NO |  | 186 | 2016 | 47 | 20 | 20 |  | SOUTH JUSTICE BRANCH | BATTLEBORO (1001) | 115 | 115 | WOOD HFRM | 10.55 | 0 | 0 | 636 ACSR | 0 | 0 | 0 | 0 | 0 | 0 | 0 | 0 | 0 | 0 | 0 | 0 | 0 | 0 | 0 | 0 | 0 | 0 | 0 | 0 | 0 | 0 | 0 | 12 | 0
NO |  | 186 | 2016 | 47 | 21 | 21 |  | SOUTH JUSTICE BRANCH | BATTLEBORO (1001) | 115 | 115 | WOOD POLE | 1.03 | 0 | 0 | 336.4 ACSR | 0 | 0 | 0 | 0 | 0 | 0 | 0 | 0 | 0 | 0 | 0 | 0 | 0 | 0 | 0 | 0 | 0 | 0 | 0 | 0 | 0 | 0 | 0 | 12 | 0
NO |  | 186 | 2016 | 47 | 22 | 22 |  | SOUTH JUSTICE BRANCH | BATTLEBORO (1001) | 115 | 115 | WOOD POLE | 0.27 | 0 | 0 | 636 ACSR | 0 | 0 | 0 | 0 | 0 | 0 | 0 | 0 | 0 | 0 | 0 | 0 | 0 | 0 | 0 | 0 | 0 | 0 | 0 | 0 | 0 | 0 | 0 | 12 | 0
NO |  | 186 | 2016 | 47 | 23 | 23 |  | CHASE CITY | RIDGE ROAD (1009) | 115 | 115 | STEEL HFRM | 0.84 | 0 | 1 | 336.4 ACSR | 0 | 0 | 0 | 0 | 0 | 0 | 0 | 0 | 0 | 0 | 0 | 0 | 0 | 0 | 0 | 0 | 0 | 0 | 0 | 0 | 0 | 0 | 0 | 12 | 0
NO |  | 186 | 2016 | 47 | 24 | 24 |  | CHASE CITY | RIDGE ROAD (1009) | 115 | 115 | STEEL POLE | 1.81 | 0 | 0 | 768.2 ACSS | 0 | 0 | 0 | 0 | 0 | 0 | 0 | 0 | 0 | 0 | 0 | 0 | 0 | 0 | 0 | 0 | 0 | 0 | 0 | 0 | 0 | 0 | 0 | 12 | 0
NO |  | 186 | 2016 | 47 | 25 | 25 |  | CHASE CITY | RIDGE ROAD (1009) | 115 | 115 | STEEL TWR | 0.28 | 0 | 0 | 336.4 ACSR | 0 | 0 | 0 | 0 | 0 | 0 | 0 | 0 | 0 | 0 | 0 | 0 | 0 | 0 | 0 | 0 | 0 | 0 | 0 | 0 | 0 | 0 | 0 | 12 | 0
NO |  | 186 | 2016 | 47 | 26 | 26 |  | CHASE CITY | RIDGE ROAD (1009) | 115 | 115 | STEEL TWR | 0.18 | 0 | 0 | 545.6 ACAR | 0 | 0 | 0 | 0 | 0 | 0 | 0 | 0 | 0 | 0 | 0 | 0 | 0 | 0 | 0 | 0 | 0 | 0 | 0 | 0 | 0 | 0 | 0 | 12 | 0
NO |  | 186 | 2016 | 47 | 27 | 27 |  | CHASE CITY | RIDGE ROAD (1009) | 115 | 115 | WOOD HFRM | 7.8 | 0 | 0 | 336.4 ACSR | 0 | 0 | 0 | 0 | 0 | 0 | 0 | 0 | 0 | 0 | 0 | 0 | 0 | 0 | 0 | 0 | 0 | 0 | 0 | 0 | 0 | 0 | 0 | 12 | 0
NO |  | 186 | 2016 | 47 | 28 | 28 |  | CHASE CITY | RIDGE ROAD (1009) | 115 | 115 | WOOD POLE | 0.32 | 0 | 0 | 336.4 ACSR | 0 | 0 | 0 | 0 | 0 | 0 | 0 | 0 | 0 | 0 | 0 | 0 | 0 | 0 | 0 | 0 | 0 | 0 | 0 | 0 | 0 | 0 | 0 | 12 | 0
NO |  | 186 | 2016 | 47 | 29 | 29 |  | MACKEYS | RIDERS CREEK (101) | 115 | 115 | STEEL HFRM | 1.02 | 0 | 1 | 545.6 ACAR | 0 | 0 | 0 | 0 | 0 | 0 | 0 | 0 | 0 | 0 | 0 | 0 | 0 | 0 | 0 | 0 | 0 | 0 | 0 | 0 | 0 | 0 | 0 | 12 | 0
NO |  | 186 | 2016 | 47 | 30 | 30 |  | MACKEYS | RIDERS CREEK (101) | 115 | 115 | STEEL HFRM | 0.31 | 0 | 0 | 795 ACSR | 0 | 0 | 0 | 0 | 0 | 0 | 0 | 0 | 0 | 0 | 0 | 0 | 0 | 0 | 0 | 0 | 0 | 0 | 0 | 0 | 0 | 0 | 0 | 12 | 0
NO |  | 186 | 2016 | 47 | 31 | 31 |  | MACKEYS | RIDERS CREEK (101) | 115 | 115 | STEEL TWR | 0.08 | 0 | 0 | 545.6 ACAR | 0 | 0 | 0 | 0 | 0 | 0 | 0 | 0 | 0 | 0 | 0 | 0 | 0 | 0 | 0 | 0 | 0 | 0 | 0 | 0 | 0 | 0 | 0 | 12 | 0
NO |  | 186 | 2016 | 47 | 32 | 32 |  | MACKEYS | RIDERS CREEK (101) | 115 | 115 | WOOD HFRM | 18.19 | 0 | 0 | 545.6 ACAR | 0 | 0 | 0 | 0 | 0 | 0 | 0 | 0 | 0 | 0 | 0 | 0 | 0 | 0 | 0 | 0 | 0 | 0 | 0 | 0 | 0 | 0 | 0 | 12 | 0
NO |  | 186 | 2016 | 47 | 33 | 33 |  | MACKEYS | RIDERS CREEK (101) | 115 | 115 | WOOD HFRM | 1.4 | 0 | 0 | 795 ACSR | 0 | 0 | 0 | 0 | 0 | 0 | 0 | 0 | 0 | 0 | 0 | 0 | 0 | 0 | 0 | 0 | 0 | 0 | 0 | 0 | 0 | 0 | 0 | 12 | 0
NO |  | 186 | 2016 | 47 | 34 | 34 |  | MACKEYS | RIDERS CREEK (101) | 115 | 115 | WOOD POLE | 1.63 | 0 | 0 | 545.6 ACAR | 0 | 0 | 0 | 0 | 0 | 0 | 0 | 0 | 0 | 0 | 0 | 0 | 0 | 0 | 0 | 0 | 0 | 0 | 0 | 0 | 0 | 0 | 0 | 12 | 0
NO |  | 186 | 2016 | 47 | 35 | 35 |  | MACKEYS | RIDERS CREEK (101) | 115 | 115 | WOOD POLE | 0.22 | 0 | 0 | 795 ACSR | 0 | 0 | 0 | 0 | 0 | 0 | 0 | 0 | 0 | 0 | 0 | 0 | 0 | 0 | 0 | 0 | 0 | 0 | 0 | 0 | 0 | 0 | 0 | 12 | 0
NO |  | 186 | 2016 | 48 | 1 | 1 |  | DOOMS | STAUNTON (102) | 115 | 115 | STEEL HFRM | 0.1 | 0 | 1 | 246.9 AAAC | 0 | 0 | 0 | 0 | 0 | 0 | 0 | 0 | 0 | 0 | 0 | 0 | 0 | 0 | 0 | 0 | 0 | 0 | 0 | 0 | 0 | 0 | 0 | 12 | 0
NO |  | 186 | 2016 | 48 | 2 | 2 |  | DOOMS | STAUNTON (102) | 115 | 115 | STEEL POLE | 0.41 | 0 | 0 | 545.6 ACAR | 0 | 0 | 0 | 0 | 0 | 0 | 0 | 0 | 0 | 0 | 0 | 0 | 0 | 0 | 0 | 0 | 0 | 0 | 0 | 0 | 0 | 0 | 0 | 12 | 0
NO |  | 186 | 2016 | 48 | 3 | 3 |  | DOOMS | STAUNTON (102) | 115 | 115 | STEEL TWR | 0.24 | 0 | 0 | 1109 ACAR | 0 | 0 | 0 | 0 | 0 | 0 | 0 | 0 | 0 | 0 | 0 | 0 | 0 | 0 | 0 | 0 | 0 | 0 | 0 | 0 | 0 | 0 | 0 | 12 | 0
NO |  | 186 | 2016 | 48 | 4 | 4 |  | DOOMS | STAUNTON (102) | 115 | 115 | STEEL TWR | 0.08 | 0 | 0 | 246.9 AAAC | 0 | 0 | 0 | 0 | 0 | 0 | 0 | 0 | 0 | 0 | 0 | 0 | 0 | 0 | 0 | 0 | 0 | 0 | 0 | 0 | 0 | 0 | 0 | 12 | 0
NO |  | 186 | 2016 | 48 | 5 | 5 |  | DOOMS | STAUNTON (102) | 115 | 115 | STEEL TWR | 11.45 | 0 | 0 | 545.6 ACAR | 0 | 0 | 0 | 0 | 0 | 0 | 0 | 0 | 0 | 0 | 0 | 0 | 0 | 0 | 0 | 0 | 0 | 0 | 0 | 0 | 0 | 0 | 0 | 12 | 0
NO |  | 186 | 2016 | 48 | 6 | 6 |  | DOOMS | STAUNTON (102) | 115 | 115 | WOOD HFRM | 0.6 | 0 | 0 | 246.9 AAAC | 0 | 0 | 0 | 0 | 0 | 0 | 0 | 0 | 0 | 0 | 0 | 0 | 0 | 0 | 0 | 0 | 0 | 0 | 0 | 0 | 0 | 0 | 0 | 12 | 0
NO |  | 186 | 2016 | 48 | 7 | 7 |  | DOOMS | STAUNTON (102) | 115 | 115 | WOOD POLE | 0.31 | 0 | 0 | 246.9 AAAC | 0 | 0 | 0 | 0 | 0 | 0 | 0 | 0 | 0 | 0 | 0 | 0 | 0 | 0 | 0 | 0 | 0 | 0 | 0 | 0 | 0 | 0 | 0 | 12 | 0
NO |  | 186 | 2016 | 48 | 8 | 8 |  | SHELLBANK | MERCURY (103) | 115 | 115 | CONC HFRM | 0.02 | 0 | 1 | 1109 ACAR | 0 | 0 | 0 | 0 | 0 | 0 | 0 | 0 | 0 | 0 | 0 | 0 | 0 | 0 | 0 | 0 | 0 | 0 | 0 | 0 | 0 | 0 | 0 | 12 | 0
NO |  | 186 | 2016 | 48 | 9 | 9 |  | SHELLBANK | MERCURY (103) | 115 | 115 | STEEL POLE | 0.32 | 0 | 0 | 1109 ACAR | 0 | 0 | 0 | 0 | 0 | 0 | 0 | 0 | 0 | 0 | 0 | 0 | 0 | 0 | 0 | 0 | 0 | 0 | 0 | 0 | 0 | 0 | 0 | 12 | 0
NO |  | 186 | 2016 | 48 | 10 | 10 |  | SHELLBANK | MERCURY (103) | 115 | 115 | STEEL POLE | 2.52 | 0 | 0 | 721 ACAR | 0 | 0 | 0 | 0 | 0 | 0 | 0 | 0 | 0 | 0 | 0 | 0 | 0 | 0 | 0 | 0 | 0 | 0 | 0 | 0 | 0 | 0 | 0 | 12 | 0
NO |  | 186 | 2016 | 48 | 11 | 11 |  | TARBORO | PARMELE (105) | 115 | 115 | CONC POLE | 0.11 | 0 | 1 | 2/0 CU | 0 | 0 | 0 | 0 | 0 | 0 | 0 | 0 | 0 | 0 | 0 | 0 | 0 | 0 | 0 | 0 | 0 | 0 | 0 | 0 | 0 | 0 | 0 | 12 | 0
NO |  | 186 | 2016 | 48 | 12 | 12 |  | TARBORO | PARMELE (105) | 115 | 115 | STEEL HFRM | 0 | 1.58 | 0 | 636 ACSR | 0 | 0 | 0 | 0 | 0 | 0 | 0 | 0 | 0 | 0 | 0 | 0 | 0 | 0 | 0 | 0 | 0 | 0 | 0 | 0 | 0 | 0 | 0 | 12 | 0
NO |  | 186 | 2016 | 48 | 13 | 13 |  | TARBORO | PARMELE (105) | 115 | 115 | STEEL POLE | 0 | 0.11 | 0 | 2/0 CU | 0 | 0 | 0 | 0 | 0 | 0 | 0 | 0 | 0 | 0 | 0 | 0 | 0 | 0 | 0 | 0 | 0 | 0 | 0 | 0 | 0 | 0 | 0 | 12 | 0
NO |  | 186 | 2016 | 48 | 14 | 14 |  | TARBORO | PARMELE (105) | 115 | 115 | STEEL POLE | 0 | 5.02 | 0 | 636 ACSR | 0 | 0 | 0 | 0 | 0 | 0 | 0 | 0 | 0 | 0 | 0 | 0 | 0 | 0 | 0 | 0 | 0 | 0 | 0 | 0 | 0 | 0 | 0 | 12 | 0
NO |  | 186 | 2016 | 48 | 15 | 15 |  | TARBORO | PARMELE (105) | 115 | 115 | STEEL POLE | 1.32 | 0 | 0 | 2/0 CU | 0 | 0 | 0 | 0 | 0 | 0 | 0 | 0 | 0 | 0 | 0 | 0 | 0 | 0 | 0 | 0 | 0 | 0 | 0 | 0 | 0 | 0 | 0 | 12 | 0
NO |  | 186 | 2016 | 48 | 16 | 16 |  | TARBORO | PARMELE (105) | 115 | 115 | STEEL POLE | 0.05 | 0 | 0 | 636 ACSR | 0 | 0 | 0 | 0 | 0 | 0 | 0 | 0 | 0 | 0 | 0 | 0 | 0 | 0 | 0 | 0 | 0 | 0 | 0 | 0 | 0 | 0 | 0 | 12 | 0
NO |  | 186 | 2016 | 48 | 17 | 17 |  | TARBORO | PARMELE (105) | 115 | 115 | STEEL TWR | 0.09 | 0 | 0 | 2/0 CU | 0 | 0 | 0 | 0 | 0 | 0 | 0 | 0 | 0 | 0 | 0 | 0 | 0 | 0 | 0 | 0 | 0 | 0 | 0 | 0 | 0 | 0 | 0 | 12 | 0
NO |  | 186 | 2016 | 48 | 18 | 18 |  | TARBORO | PARMELE (105) | 115 | 115 | STEEL TWR | 0.01 | 0 | 0 | 396.3 ACAR | 0 | 0 | 0 | 0 | 0 | 0 | 0 | 0 | 0 | 0 | 0 | 0 | 0 | 0 | 0 | 0 | 0 | 0 | 0 | 0 | 0 | 0 | 0 | 12 | 0
NO |  | 186 | 2016 | 48 | 19 | 19 |  | TARBORO | PARMELE (105) | 115 | 115 | STEEL TWR | 0.55 | 0 | 0 | 740.8 AAAC | 0 | 0 | 0 | 0 | 0 | 0 | 0 | 0 | 0 | 0 | 0 | 0 | 0 | 0 | 0 | 0 | 0 | 0 | 0 | 0 | 0 | 0 | 0 | 12 | 0
NO |  | 186 | 2016 | 48 | 20 | 20 |  | TARBORO | PARMELE (105) | 115 | 115 | WOOD POLE | 0 | 0.02 | 0 | 2/0 CU | 0 | 0 | 0 | 0 | 0 | 0 | 0 | 0 | 0 | 0 | 0 | 0 | 0 | 0 | 0 | 0 | 0 | 0 | 0 | 0 | 0 | 0 | 0 | 12 | 0
NO |  | 186 | 2016 | 48 | 21 | 21 |  | TARBORO | PARMELE (105) | 115 | 115 | WOOD POLE | 13.28 | 0 | 0 | 2/0 CU | 0 | 0 | 0 | 0 | 0 | 0 | 0 | 0 | 0 | 0 | 0 | 0 | 0 | 0 | 0 | 0 | 0 | 0 | 0 | 0 | 0 | 0 | 0 | 12 | 0
NO |  | 186 | 2016 | 48 | 22 | 22 |  | TARBORO | PARMELE (105) | 115 | 115 | WOOD POLE | 0.24 | 0 | 0 | 336.4 ACSR | 0 | 0 | 0 | 0 | 0 | 0 | 0 | 0 | 0 | 0 | 0 | 0 | 0 | 0 | 0 | 0 | 0 | 0 | 0 | 0 | 0 | 0 | 0 | 12 | 0
NO |  | 186 | 2016 | 48 | 23 | 23 |  | TARBORO | PARMELE (105) | 115 | 115 | WOOD POLE | 0.03 | 0 | 0 | 396.3 ACAR | 0 | 0 | 0 | 0 | 0 | 0 | 0 | 0 | 0 | 0 | 0 | 0 | 0 | 0 | 0 | 0 | 0 | 0 | 0 | 0 | 0 | 0 | 0 | 12 | 0
NO |  | 186 | 2016 | 48 | 24 | 24 |  | POE | IVOR (106) | 115 | 115 | CONC HFRM | 0 | 0.05 | 1 | 336.4 ACSR | 0 | 0 | 0 | 0 | 0 | 0 | 0 | 0 | 0 | 0 | 0 | 0 | 0 | 0 | 0 | 0 | 0 | 0 | 0 | 0 | 0 | 0 | 0 | 12 | 0
NO |  | 186 | 2016 | 48 | 25 | 25 |  | POE | IVOR (106) | 115 | 115 | CONC HFRM | 0.02 | 0 | 0 | 336.4 ACSR | 0 | 0 | 0 | 0 | 0 | 0 | 0 | 0 | 0 | 0 | 0 | 0 | 0 | 0 | 0 | 0 | 0 | 0 | 0 | 0 | 0 | 0 | 0 | 12 | 0
NO |  | 186 | 2016 | 48 | 26 | 26 |  | POE | IVOR (106) | 115 | 115 | STEEL POLE | 0 | 0.22 | 0 | 336.4 ACSR | 0 | 0 | 0 | 0 | 0 | 0 | 0 | 0 | 0 | 0 | 0 | 0 | 0 | 0 | 0 | 0 | 0 | 0 | 0 | 0 | 0 | 0 | 0 | 12 | 0
NO |  | 186 | 2016 | 48 | 27 | 27 |  | POE | IVOR (106) | 115 | 115 | STEEL POLE | 0.01 | 0 | 0 | 336.4 ACSR | 0 | 0 | 0 | 0 | 0 | 0 | 0 | 0 | 0 | 0 | 0 | 0 | 0 | 0 | 0 | 0 | 0 | 0 | 0 | 0 | 0 | 0 | 0 | 12 | 0
NO |  | 186 | 2016 | 48 | 28 | 28 |  | POE | IVOR (106) | 115 | 115 | STEEL TWR | 0 | 32.79 | 0 | 336.4 ACSR | 0 | 0 | 0 | 0 | 0 | 0 | 0 | 0 | 0 | 0 | 0 | 0 | 0 | 0 | 0 | 0 | 0 | 0 | 0 | 0 | 0 | 0 | 0 | 12 | 0
NO |  | 186 | 2016 | 48 | 29 | 29 |  | POE | IVOR (106) | 115 | 115 | STEEL TWR | 0.34 | 0 | 0 | 336.4 ACSR | 0 | 0 | 0 | 0 | 0 | 0 | 0 | 0 | 0 | 0 | 0 | 0 | 0 | 0 | 0 | 0 | 0 | 0 | 0 | 0 | 0 | 0 | 0 | 12 | 0
NO |  | 186 | 2016 | 48 | 30 | 30 |  | POE | IVOR (106) | 115 | 115 | STEEL TWR | 0.07 | 0 | 0 | 795 ACSR | 0 | 0 | 0 | 0 | 0 | 0 | 0 | 0 | 0 | 0 | 0 | 0 | 0 | 0 | 0 | 0 | 0 | 0 | 0 | 0 | 0 | 0 | 0 | 12 | 0
NO |  | 186 | 2016 | 48 | 31 | 31 |  | POE | IVOR (106) | 115 | 115 | WOOD POLE | 0 | 0.12 | 0 | 336.4 ACSR | 0 | 0 | 0 | 0 | 0 | 0 | 0 | 0 | 0 | 0 | 0 | 0 | 0 | 0 | 0 | 0 | 0 | 0 | 0 | 0 | 0 | 0 | 0 | 12 | 0
NO |  | 186 | 2016 | 48 | 32 | 32 |  | POE | IVOR (106) | 115 | 115 | WOOD POLE | 0.08 | 0 | 0 | 336.4 ACSR | 0 | 0 | 0 | 0 | 0 | 0 | 0 | 0 | 0 | 0 | 0 | 0 | 0 | 0 | 0 | 0 | 0 | 0 | 0 | 0 | 0 | 0 | 0 | 12 | 0
NO |  | 186 | 2016 | 48 | 33 | 33 |  | SEWELLS POINT | OAKWOOD (107) | 115 | 115 | CONC POLE | 0.23 | 0 | 1 | 1033.5 ACSR | 0 | 0 | 0 | 0 | 0 | 0 | 0 | 0 | 0 | 0 | 0 | 0 | 0 | 0 | 0 | 0 | 0 | 0 | 0 | 0 | 0 | 0 | 0 | 12 | 0
NO |  | 186 | 2016 | 48 | 34 | 34 |  | SEWELLS POINT | OAKWOOD (107) | 115 | 115 | STEEL POLE | 0 | 0.37 | 0 | 1033.5 ACSR | 0 | 0 | 0 | 0 | 0 | 0 | 0 | 0 | 0 | 0 | 0 | 0 | 0 | 0 | 0 | 0 | 0 | 0 | 0 | 0 | 0 | 0 | 0 | 12 | 0
NO |  | 186 | 2016 | 48 | 35 | 35 |  | SEWELLS POINT | OAKWOOD (107) | 115 | 115 | STEEL POLE | 0 | 0.66 | 0 | 1351.5 ACSR | 0 | 0 | 0 | 0 | 0 | 0 | 0 | 0 | 0 | 0 | 0 | 0 | 0 | 0 | 0 | 0 | 0 | 0 | 0 | 0 | 0 | 0 | 0 | 12 | 0
NO |  | 186 | 2016 | 49 | 1 | 1 |  | SEWELLS POINT | OAKWOOD (107) | 115 | 115 | STEEL POLE | 0.05 | 0 | 0 | 1033.5 ACSR | 0 | 0 | 0 | 0 | 0 | 0 | 0 | 0 | 0 | 0 | 0 | 0 | 0 | 0 | 0 | 0 | 0 | 0 | 0 | 0 | 0 | 0 | 0 | 12 | 0
NO |  | 186 | 2016 | 49 | 2 | 2 |  | SEWELLS POINT | OAKWOOD (107) | 115 | 115 | STEEL POLE | 0.89 | 0 | 0 | 2500 ACAR | 0 | 0 | 0 | 0 | 0 | 0 | 0 | 0 | 0 | 0 | 0 | 0 | 0 | 0 | 0 | 0 | 0 | 0 | 0 | 0 | 0 | 0 | 0 | 12 | 0
NO |  | 186 | 2016 | 49 | 3 | 3 |  | SEWELLS POINT | OAKWOOD (107) | 115 | 115 | STEEL TWR | 0 | 0.12 | 0 | 1033.5 ACSR | 0 | 0 | 0 | 0 | 0 | 0 | 0 | 0 | 0 | 0 | 0 | 0 | 0 | 0 | 0 | 0 | 0 | 0 | 0 | 0 | 0 | 0 | 0 | 12 | 0
NO |  | 186 | 2016 | 49 | 4 | 4 |  | SEWELLS POINT | OAKWOOD (107) | 115 | 115 | STEEL TWR | 0 | 0.02 | 0 | 1351.5 ACSR | 0 | 0 | 0 | 0 | 0 | 0 | 0 | 0 | 0 | 0 | 0 | 0 | 0 | 0 | 0 | 0 | 0 | 0 | 0 | 0 | 0 | 0 | 0 | 12 | 0
NO |  | 186 | 2016 | 49 | 5 | 5 |  | SEWELLS POINT | OAKWOOD (107) | 115 | 115 | STEEL TWR | 0 | 3.34 | 0 | 795 ACSS | 0 | 0 | 0 | 0 | 0 | 0 | 0 | 0 | 0 | 0 | 0 | 0 | 0 | 0 | 0 | 0 | 0 | 0 | 0 | 0 | 0 | 0 | 0 | 12 | 0
NO |  | 186 | 2016 | 49 | 6 | 6 |  | SEWELLS POINT | OAKWOOD (107) | 115 | 115 | STEEL TWR | 0.17 | 0 | 0 | 1033.5 ACSR | 0 | 0 | 0 | 0 | 0 | 0 | 0 | 0 | 0 | 0 | 0 | 0 | 0 | 0 | 0 | 0 | 0 | 0 | 0 | 0 | 0 | 0 | 0 | 12 | 0
NO |  | 186 | 2016 | 49 | 7 | 7 |  | SEWELLS POINT | OAKWOOD (107) | 115 | 115 | STEEL TWR | 0.07 | 0 | 0 | 795 ACSS | 0 | 0 | 0 | 0 | 0 | 0 | 0 | 0 | 0 | 0 | 0 | 0 | 0 | 0 | 0 | 0 | 0 | 0 | 0 | 0 | 0 | 0 | 0 | 12 | 0
NO |  | 186 | 2016 | 49 | 8 | 8 |  | SEWELLS POINT | OAKWOOD (107) | 115 | 115 | WOOD HFRM | 0 | 0.2 | 0 | 795 ACSS | 0 | 0 | 0 | 0 | 0 | 0 | 0 | 0 | 0 | 0 | 0 | 0 | 0 | 0 | 0 | 0 | 0 | 0 | 0 | 0 | 0 | 0 | 0 | 12 | 0
NO |  | 186 | 2016 | 49 | 9 | 9 |  | SEWELLS POINT | OAKWOOD (107) | 115 | 115 | WOOD POLE | 0.01 | 0 | 0 | 1033.5 ACSR | 0 | 0 | 0 | 0 | 0 | 0 | 0 | 0 | 0 | 0 | 0 | 0 | 0 | 0 | 0 | 0 | 0 | 0 | 0 | 0 | 0 | 0 | 0 | 12 | 0
NO |  | 186 | 2016 | 49 | 10 | 10 |  | BOYKINS | TUNIS (108) | 115 | 115 | CONC POLE | 0.06 | 0 | 1 | 545.6 ACAR | 0 | 0 | 0 | 0 | 0 | 0 | 0 | 0 | 0 | 0 | 0 | 0 | 0 | 0 | 0 | 0 | 0 | 0 | 0 | 0 | 0 | 0 | 0 | 12 | 0
NO |  | 186 | 2016 | 49 | 11 | 11 |  | BOYKINS | TUNIS (108) | 115 | 115 | STEEL POLE | 0.55 | 0 | 0 | 477 ACSR | 0 | 0 | 0 | 0 | 0 | 0 | 0 | 0 | 0 | 0 | 0 | 0 | 0 | 0 | 0 | 0 | 0 | 0 | 0 | 0 | 0 | 0 | 0 | 12 | 0
NO |  | 186 | 2016 | 49 | 12 | 12 |  | BOYKINS | TUNIS (108) | 115 | 115 | STEEL POLE | 1.39 | 0 | 0 | 545.6 ACAR | 0 | 0 | 0 | 0 | 0 | 0 | 0 | 0 | 0 | 0 | 0 | 0 | 0 | 0 | 0 | 0 | 0 | 0 | 0 | 0 | 0 | 0 | 0 | 12 | 0
NO |  | 186 | 2016 | 49 | 13 | 13 |  | BOYKINS | TUNIS (108) | 115 | 115 | STEEL TWR | 0.27 | 0 | 0 | 545.6 ACAR | 0 | 0 | 0 | 0 | 0 | 0 | 0 | 0 | 0 | 0 | 0 | 0 | 0 | 0 | 0 | 0 | 0 | 0 | 0 | 0 | 0 | 0 | 0 | 12 | 0
NO |  | 186 | 2016 | 49 | 14 | 14 |  | BOYKINS | TUNIS (108) | 115 | 115 | WOOD HFRM | 0.17 | 0 | 0 | 545.6 ACAR | 0 | 0 | 0 | 0 | 0 | 0 | 0 | 0 | 0 | 0 | 0 | 0 | 0 | 0 | 0 | 0 | 0 | 0 | 0 | 0 | 0 | 0 | 0 | 12 | 0
NO |  | 186 | 2016 | 49 | 15 | 15 |  | BOYKINS | TUNIS (108) | 115 | 115 | WOOD POLE | 0.32 | 0 | 0 | 477 ACSR | 0 | 0 | 0 | 0 | 0 | 0 | 0 | 0 | 0 | 0 | 0 | 0 | 0 | 0 | 0 | 0 | 0 | 0 | 0 | 0 | 0 | 0 | 0 | 12 | 0
NO |  | 186 | 2016 | 49 | 16 | 16 |  | BOYKINS | TUNIS (108) | 115 | 115 | WOOD POLE | 23.84 | 0 | 0 | 545.6 ACAR | 0 | 0 | 0 | 0 | 0 | 0 | 0 | 0 | 0 | 0 | 0 | 0 | 0 | 0 | 0 | 0 | 0 | 0 | 0 | 0 | 0 | 0 | 0 | 12 | 0
NO |  | 186 | 2016 | 49 | 17 | 17 |  | OAK GREEN | GORDONSVILLE (11) | 115 | 115 | CONC HFRM | 0 | 0.09 | 1 | 636 ACSR | 0 | 0 | 0 | 0 | 0 | 0 | 0 | 0 | 0 | 0 | 0 | 0 | 0 | 0 | 0 | 0 | 0 | 0 | 0 | 0 | 0 | 0 | 0 | 12 | 0
NO |  | 186 | 2016 | 49 | 18 | 18 |  | OAK GREEN | GORDONSVILLE (11) | 115 | 115 | CONC HFRM | 0.03 | 0 | 0 | 4/0 ACSR | 0 | 0 | 0 | 0 | 0 | 0 | 0 | 0 | 0 | 0 | 0 | 0 | 0 | 0 | 0 | 0 | 0 | 0 | 0 | 0 | 0 | 0 | 0 | 12 | 0
NO |  | 186 | 2016 | 49 | 19 | 19 |  | OAK GREEN | GORDONSVILLE (11) | 115 | 115 | CONC POLE | 0.07 | 0 | 0 | 636 ACSR | 0 | 0 | 0 | 0 | 0 | 0 | 0 | 0 | 0 | 0 | 0 | 0 | 0 | 0 | 0 | 0 | 0 | 0 | 0 | 0 | 0 | 0 | 0 | 12 | 0
NO |  | 186 | 2016 | 49 | 20 | 20 |  | OAK GREEN | GORDONSVILLE (11) | 115 | 115 | STEEL HFRM | 0 | 0.09 | 0 | 636 ACSR | 0 | 0 | 0 | 0 | 0 | 0 | 0 | 0 | 0 | 0 | 0 | 0 | 0 | 0 | 0 | 0 | 0 | 0 | 0 | 0 | 0 | 0 | 0 | 12 | 0
NO |  | 186 | 2016 | 49 | 21 | 21 |  | OAK GREEN | GORDONSVILLE (11) | 115 | 115 | STEEL HFRM | 1.84 | 0 | 0 | 1033.5 ACSR | 0 | 0 | 0 | 0 | 0 | 0 | 0 | 0 | 0 | 0 | 0 | 0 | 0 | 0 | 0 | 0 | 0 | 0 | 0 | 0 | 0 | 0 | 0 | 12 | 0
NO |  | 186 | 2016 | 49 | 22 | 22 |  | OAK GREEN | GORDONSVILLE (11) | 115 | 115 | STEEL HFRM | 0.15 | 0 | 0 | 4/0 ACSR | 0 | 0 | 0 | 0 | 0 | 0 | 0 | 0 | 0 | 0 | 0 | 0 | 0 | 0 | 0 | 0 | 0 | 0 | 0 | 0 | 0 | 0 | 0 | 12 | 0
NO |  | 186 | 2016 | 49 | 23 | 23 |  | OAK GREEN | GORDONSVILLE (11) | 115 | 115 | STEEL HFRM | 1.76 | 0 | 0 | 636 ACSR | 0 | 0 | 0 | 0 | 0 | 0 | 0 | 0 | 0 | 0 | 0 | 0 | 0 | 0 | 0 | 0 | 0 | 0 | 0 | 0 | 0 | 0 | 0 | 12 | 0
NO |  | 186 | 2016 | 49 | 24 | 24 |  | OAK GREEN | GORDONSVILLE (11) | 115 | 115 | STEEL POLE | 0 | 2.54 | 0 | 636 ACSR | 0 | 0 | 0 | 0 | 0 | 0 | 0 | 0 | 0 | 0 | 0 | 0 | 0 | 0 | 0 | 0 | 0 | 0 | 0 | 0 | 0 | 0 | 0 | 12 | 0
NO |  | 186 | 2016 | 49 | 25 | 25 |  | OAK GREEN | GORDONSVILLE (11) | 115 | 115 | STEEL POLE | 0.27 | 0 | 0 | 1033.5 ACSR | 0 | 0 | 0 | 0 | 0 | 0 | 0 | 0 | 0 | 0 | 0 | 0 | 0 | 0 | 0 | 0 | 0 | 0 | 0 | 0 | 0 | 0 | 0 | 12 | 0
NO |  | 186 | 2016 | 49 | 26 | 26 |  | OAK GREEN | GORDONSVILLE (11) | 115 | 115 | STEEL POLE | 0.13 | 0 | 0 | 4/0 ACSR | 0 | 0 | 0 | 0 | 0 | 0 | 0 | 0 | 0 | 0 | 0 | 0 | 0 | 0 | 0 | 0 | 0 | 0 | 0 | 0 | 0 | 0 | 0 | 12 | 0
NO |  | 186 | 2016 | 49 | 27 | 27 |  | OAK GREEN | GORDONSVILLE (11) | 115 | 115 | STEEL POLE | 0.49 | 0 | 0 | 636 ACSR | 0 | 0 | 0 | 0 | 0 | 0 | 0 | 0 | 0 | 0 | 0 | 0 | 0 | 0 | 0 | 0 | 0 | 0 | 0 | 0 | 0 | 0 | 0 | 12 | 0
NO |  | 186 | 2016 | 49 | 28 | 28 |  | OAK GREEN | GORDONSVILLE (11) | 115 | 115 | WOOD HFRM | 0.05 | 0 | 0 | 4/0 ACSR | 0 | 0 | 0 | 0 | 0 | 0 | 0 | 0 | 0 | 0 | 0 | 0 | 0 | 0 | 0 | 0 | 0 | 0 | 0 | 0 | 0 | 0 | 0 | 12 | 0
NO |  | 186 | 2016 | 49 | 29 | 29 |  | OAK GREEN | GORDONSVILLE (11) | 115 | 115 | WOOD HFRM | 0.08 | 0 | 0 | 477 AAC | 0 | 0 | 0 | 0 | 0 | 0 | 0 | 0 | 0 | 0 | 0 | 0 | 0 | 0 | 0 | 0 | 0 | 0 | 0 | 0 | 0 | 0 | 0 | 12 | 0
NO |  | 186 | 2016 | 49 | 30 | 30 |  | OAK GREEN | GORDONSVILLE (11) | 115 | 115 | WOOD HFRM | 15.17 | 0 | 0 | 636 ACSR | 0 | 0 | 0 | 0 | 0 | 0 | 0 | 0 | 0 | 0 | 0 | 0 | 0 | 0 | 0 | 0 | 0 | 0 | 0 | 0 | 0 | 0 | 0 | 12 | 0
NO |  | 186 | 2016 | 49 | 31 | 31 |  | OAK GREEN | GORDONSVILLE (11) | 115 | 115 | WOOD POLE | 0.02 | 0 | 0 | 1033.5 ACSR | 0 | 0 | 0 | 0 | 0 | 0 | 0 | 0 | 0 | 0 | 0 | 0 | 0 | 0 | 0 | 0 | 0 | 0 | 0 | 0 | 0 | 0 | 0 | 12 | 0
NO |  | 186 | 2016 | 49 | 32 | 32 |  | OAK GREEN | GORDONSVILLE (11) | 115 | 115 | WOOD POLE | 0.06 | 0 | 0 | 4/0 ACSR | 0 | 0 | 0 | 0 | 0 | 0 | 0 | 0 | 0 | 0 | 0 | 0 | 0 | 0 | 0 | 0 | 0 | 0 | 0 | 0 | 0 | 0 | 0 | 12 | 0
NO |  | 186 | 2016 | 49 | 33 | 33 |  | OAK GREEN | GORDONSVILLE (11) | 115 | 115 | WOOD POLE | 1.04 | 0 | 0 | 477 AAC | 0 | 0 | 0 | 0 | 0 | 0 | 0 | 0 | 0 | 0 | 0 | 0 | 0 | 0 | 0 | 0 | 0 | 0 | 0 | 0 | 0 | 0 | 0 | 12 | 0
NO |  | 186 | 2016 | 49 | 34 | 34 |  | OAK GREEN | GORDONSVILLE (11) | 115 | 115 | WOOD POLE | 1.27 | 0 | 0 | 636 ACSR | 0 | 0 | 0 | 0 | 0 | 0 | 0 | 0 | 0 | 0 | 0 | 0 | 0 | 0 | 0 | 0 | 0 | 0 | 0 | 0 | 0 | 0 | 0 | 12 | 0
NO |  | 186 | 2016 | 49 | 35 | 35 |  | CRADOCK | SHEA (110) | 115 | 115 | CONC HFRM | 0.01 | 0 | 1 | 721 ACAR | 0 | 0 | 0 | 0 | 0 | 0 | 0 | 0 | 0 | 0 | 0 | 0 | 0 | 0 | 0 | 0 | 0 | 0 | 0 | 0 | 0 | 0 | 0 | 12 | 0
NO |  | 186 | 2016 | 50 | 1 | 1 |  | CRADOCK | SHEA (110) | 115 | 115 | STEEL POLE | 1.1 | 0 | 0 | 721 ACAR | 0 | 0 | 0 | 0 | 0 | 0 | 0 | 0 | 0 | 0 | 0 | 0 | 0 | 0 | 0 | 0 | 0 | 0 | 0 | 0 | 0 | 0 | 0 | 12 | 0
NO |  | 186 | 2016 | 50 | 2 | 2 |  | CRADOCK | SHEA (110) | 115 | 115 | STEEL TWR | 0.01 | 0 | 0 | 795 ACSR | 0 | 0 | 0 | 0 | 0 | 0 | 0 | 0 | 0 | 0 | 0 | 0 | 0 | 0 | 0 | 0 | 0 | 0 | 0 | 0 | 0 | 0 | 0 | 12 | 0
NO |  | 186 | 2016 | 50 | 3 | 3 |  | CRADOCK | SHEA (110) | 115 | 115 | WOOD POLE | 3.06 | 0 | 0 | 721 ACAR | 0 | 0 | 0 | 0 | 0 | 0 | 0 | 0 | 0 | 0 | 0 | 0 | 0 | 0 | 0 | 0 | 0 | 0 | 0 | 0 | 0 | 0 | 0 | 12 | 0
NO |  | 186 | 2016 | 50 | 4 | 4 |  | ACCA | LAKESIDE (111) | 115 | 115 | STEEL POLE | 0 | 3.09 | 1 | 1109 ACAR | 0 | 0 | 0 | 0 | 0 | 0 | 0 | 0 | 0 | 0 | 0 | 0 | 0 | 0 | 0 | 0 | 0 | 0 | 0 | 0 | 0 | 0 | 0 | 12 | 0
NO |  | 186 | 2016 | 50 | 5 | 5 |  | ACCA | LAKESIDE (111) | 115 | 115 | STEEL POLE | 0.01 | 0 | 0 | 1109 ACAR | 0 | 0 | 0 | 0 | 0 | 0 | 0 | 0 | 0 | 0 | 0 | 0 | 0 | 0 | 0 | 0 | 0 | 0 | 0 | 0 | 0 | 0 | 0 | 12 | 0
NO |  | 186 | 2016 | 50 | 6 | 6 |  | ACCA | LAKESIDE (111) | 115 | 115 | STEEL TWR | 0 | 0.12 | 0 | 1109 ACAR | 0 | 0 | 0 | 0 | 0 | 0 | 0 | 0 | 0 | 0 | 0 | 0 | 0 | 0 | 0 | 0 | 0 | 0 | 0 | 0 | 0 | 0 | 0 | 12 | 0
NO |  | 186 | 2016 | 50 | 7 | 7 |  | ACCA | LAKESIDE (111) | 115 | 115 | STEEL TWR | 0.02 | 0 | 0 | 1109 ACAR | 0 | 0 | 0 | 0 | 0 | 0 | 0 | 0 | 0 | 0 | 0 | 0 | 0 | 0 | 0 | 0 | 0 | 0 | 0 | 0 | 0 | 0 | 0 | 12 | 0
NO |  | 186 | 2016 | 50 | 8 | 8 |  | DUPONT | KEVLAR (116) | 115 | 115 | CONC HFRM | 0 | 0.07 | 1 | 721 ACAR | 0 | 0 | 0 | 0 | 0 | 0 | 0 | 0 | 0 | 0 | 0 | 0 | 0 | 0 | 0 | 0 | 0 | 0 | 0 | 0 | 0 | 0 | 0 | 12 | 0
NO |  | 186 | 2016 | 50 | 9 | 9 |  | DUPONT | KEVLAR (116) | 115 | 115 | STEEL POLE | 0 | 0.09 | 0 | 721 ACAR | 0 | 0 | 0 | 0 | 0 | 0 | 0 | 0 | 0 | 0 | 0 | 0 | 0 | 0 | 0 | 0 | 0 | 0 | 0 | 0 | 0 | 0 | 0 | 12 | 0
NO |  | 186 | 2016 | 50 | 10 | 10 |  | DUPONT | KEVLAR (116) | 115 | 115 | STEEL TWR | 0 | 0.16 | 0 | 721 ACAR | 0 | 0 | 0 | 0 | 0 | 0 | 0 | 0 | 0 | 0 | 0 | 0 | 0 | 0 | 0 | 0 | 0 | 0 | 0 | 0 | 0 | 0 | 0 | 12 | 0
NO |  | 186 | 2016 | 50 | 11 | 11 |  | DOOMS | DUPONT (117) | 115 | 115 | CONC HFRM | 0.28 | 0 | 1 | 636 ACSR | 0 | 0 | 0 | 0 | 0 | 0 | 0 | 0 | 0 | 0 | 0 | 0 | 0 | 0 | 0 | 0 | 0 | 0 | 0 | 0 | 0 | 0 | 0 | 12 | 0
NO |  | 186 | 2016 | 50 | 12 | 12 |  | DOOMS | DUPONT (117) | 115 | 115 | CONC POLE | 4.47 | 0 | 0 | 1033.5 ACSR | 0 | 0 | 0 | 0 | 0 | 0 | 0 | 0 | 0 | 0 | 0 | 0 | 0 | 0 | 0 | 0 | 0 | 0 | 0 | 0 | 0 | 0 | 0 | 12 | 0
NO |  | 186 | 2016 | 50 | 13 | 13 |  | DOOMS | DUPONT (117) | 115 | 115 | CONC POLE | 0.14 | 0 | 0 | 636 ACSR | 0 | 0 | 0 | 0 | 0 | 0 | 0 | 0 | 0 | 0 | 0 | 0 | 0 | 0 | 0 | 0 | 0 | 0 | 0 | 0 | 0 | 0 | 0 | 12 | 0
NO |  | 186 | 2016 | 50 | 14 | 14 |  | DOOMS | DUPONT (117) | 115 | 115 | STEEL HFRM | 1.84 | 0 | 0 | 1033.5 ACSR | 0 | 0 | 0 | 0 | 0 | 0 | 0 | 0 | 0 | 0 | 0 | 0 | 0 | 0 | 0 | 0 | 0 | 0 | 0 | 0 | 0 | 0 | 0 | 12 | 0
NO |  | 186 | 2016 | 50 | 15 | 15 |  | DOOMS | DUPONT (117) | 115 | 115 | STEEL HFRM | 5.67 | 0 | 0 | 636 ACSR | 0 | 0 | 0 | 0 | 0 | 0 | 0 | 0 | 0 | 0 | 0 | 0 | 0 | 0 | 0 | 0 | 0 | 0 | 0 | 0 | 0 | 0 | 0 | 12 | 0
NO |  | 186 | 2016 | 50 | 16 | 16 |  | DOOMS | DUPONT (117) | 115 | 115 | STEEL POLE | 1.17 | 0 | 0 | 1033.5 ACSR | 0 | 0 | 0 | 0 | 0 | 0 | 0 | 0 | 0 | 0 | 0 | 0 | 0 | 0 | 0 | 0 | 0 | 0 | 0 | 0 | 0 | 0 | 0 | 12 | 0
NO |  | 186 | 2016 | 50 | 17 | 17 |  | DOOMS | DUPONT (117) | 115 | 115 | STEEL POLE | 0.02 | 0 | 0 | 477 AAC | 0 | 0 | 0 | 0 | 0 | 0 | 0 | 0 | 0 | 0 | 0 | 0 | 0 | 0 | 0 | 0 | 0 | 0 | 0 | 0 | 0 | 0 | 0 | 12 | 0
NO |  | 186 | 2016 | 50 | 18 | 18 |  | DOOMS | DUPONT (117) | 115 | 115 | STEEL POLE | 1.2 | 0 | 0 | 636 ACSR | 0 | 0 | 0 | 0 | 0 | 0 | 0 | 0 | 0 | 0 | 0 | 0 | 0 | 0 | 0 | 0 | 0 | 0 | 0 | 0 | 0 | 0 | 0 | 12 | 0
NO |  | 186 | 2016 | 50 | 19 | 19 |  | DOOMS | DUPONT (117) | 115 | 115 | STEEL TWR | 0.01 | 0 | 0 | 1033.5 ACSR | 0 | 0 | 0 | 0 | 0 | 0 | 0 | 0 | 0 | 0 | 0 | 0 | 0 | 0 | 0 | 0 | 0 | 0 | 0 | 0 | 0 | 0 | 0 | 12 | 0
NO |  | 186 | 2016 | 50 | 20 | 20 |  | DOOMS | DUPONT (117) | 115 | 115 | STEEL TWR | 0.03 | 0 | 0 | 396.3 ACAR | 0 | 0 | 0 | 0 | 0 | 0 | 0 | 0 | 0 | 0 | 0 | 0 | 0 | 0 | 0 | 0 | 0 | 0 | 0 | 0 | 0 | 0 | 0 | 12 | 0
NO |  | 186 | 2016 | 50 | 21 | 21 |  | DOOMS | DUPONT (117) | 115 | 115 | STEEL TWR | 0.04 | 0 | 0 | 636 ACSR | 0 | 0 | 0 | 0 | 0 | 0 | 0 | 0 | 0 | 0 | 0 | 0 | 0 | 0 | 0 | 0 | 0 | 0 | 0 | 0 | 0 | 0 | 0 | 12 | 0
NO |  | 186 | 2016 | 50 | 22 | 22 |  | DOOMS | DUPONT (117) | 115 | 115 | WOOD HFRM | 3.87 | 0 | 0 | 1033.5 ACSR | 0 | 0 | 0 | 0 | 0 | 0 | 0 | 0 | 0 | 0 | 0 | 0 | 0 | 0 | 0 | 0 | 0 | 0 | 0 | 0 | 0 | 0 | 0 | 12 | 0
NO |  | 186 | 2016 | 50 | 23 | 23 |  | DOOMS | DUPONT (117) | 115 | 115 | WOOD HFRM | 4.98 | 0 | 0 | 636 ACSR | 0 | 0 | 0 | 0 | 0 | 0 | 0 | 0 | 0 | 0 | 0 | 0 | 0 | 0 | 0 | 0 | 0 | 0 | 0 | 0 | 0 | 0 | 0 | 12 | 0
NO |  | 186 | 2016 | 50 | 24 | 24 |  | DOOMS | DUPONT (117) | 115 | 115 | WOOD POLE | 0.31 | 0 | 0 | 1033.5 ACSR | 0 | 0 | 0 | 0 | 0 | 0 | 0 | 0 | 0 | 0 | 0 | 0 | 0 | 0 | 0 | 0 | 0 | 0 | 0 | 0 | 0 | 0 | 0 | 12 | 0
NO |  | 186 | 2016 | 50 | 25 | 25 |  | DOOMS | DUPONT (117) | 115 | 115 | WOOD POLE | 0.02 | 0 | 0 | 396.3 ACAR | 0 | 0 | 0 | 0 | 0 | 0 | 0 | 0 | 0 | 0 | 0 | 0 | 0 | 0 | 0 | 0 | 0 | 0 | 0 | 0 | 0 | 0 | 0 | 12 | 0
NO |  | 186 | 2016 | 50 | 26 | 26 |  | DOOMS | DUPONT (117) | 115 | 115 | WOOD POLE | 3.5 | 0 | 0 | 636 ACSR | 0 | 0 | 0 | 0 | 0 | 0 | 0 | 0 | 0 | 0 | 0 | 0 | 0 | 0 | 0 | 0 | 0 | 0 | 0 | 0 | 0 | 0 | 0 | 12 | 0
NO |  | 186 | 2016 | 50 | 27 | 27 |  | ENDLESS CAVERNS | N SHEN (FE) (118) | 115 | 115 | CONC HFRM | 0.05 | 0 | 1 | 396.3 ACAR | 0 | 0 | 0 | 0 | 0 | 0 | 0 | 0 | 0 | 0 | 0 | 0 | 0 | 0 | 0 | 0 | 0 | 0 | 0 | 0 | 0 | 0 | 0 | 12 | 0
NO |  | 186 | 2016 | 50 | 28 | 28 |  | ENDLESS CAVERNS | N SHEN (FE) (118) | 115 | 115 | CONC HFRM | 0.04 | 0 | 0 | 477 ACSR | 0 | 0 | 0 | 0 | 0 | 0 | 0 | 0 | 0 | 0 | 0 | 0 | 0 | 0 | 0 | 0 | 0 | 0 | 0 | 0 | 0 | 0 | 0 | 12 | 0
NO |  | 186 | 2016 | 50 | 29 | 29 |  | ENDLESS CAVERNS | N SHEN (FE) (118) | 115 | 115 | CONC POLE | 0.09 | 0 | 0 | 396.3 ACAR | 0 | 0 | 0 | 0 | 0 | 0 | 0 | 0 | 0 | 0 | 0 | 0 | 0 | 0 | 0 | 0 | 0 | 0 | 0 | 0 | 0 | 0 | 0 | 12 | 0
NO |  | 186 | 2016 | 50 | 30 | 30 |  | ENDLESS CAVERNS | N SHEN (FE) (118) | 115 | 115 | CONC POLE | 0.08 | 0 | 0 | 477 ACSR | 0 | 0 | 0 | 0 | 0 | 0 | 0 | 0 | 0 | 0 | 0 | 0 | 0 | 0 | 0 | 0 | 0 | 0 | 0 | 0 | 0 | 0 | 0 | 12 | 0
NO |  | 186 | 2016 | 50 | 31 | 31 |  | ENDLESS CAVERNS | N SHEN (FE) (118) | 115 | 115 | STEEL HFRM | 0.07 | 0 | 0 | 396.3 ACAR | 0 | 0 | 0 | 0 | 0 | 0 | 0 | 0 | 0 | 0 | 0 | 0 | 0 | 0 | 0 | 0 | 0 | 0 | 0 | 0 | 0 | 0 | 0 | 12 | 0
NO |  | 186 | 2016 | 50 | 32 | 32 |  | ENDLESS CAVERNS | N SHEN (FE) (118) | 115 | 115 | STEEL HFRM | 4.06 | 0 | 0 | 477 ACSR | 0 | 0 | 0 | 0 | 0 | 0 | 0 | 0 | 0 | 0 | 0 | 0 | 0 | 0 | 0 | 0 | 0 | 0 | 0 | 0 | 0 | 0 | 0 | 12 | 0
NO |  | 186 | 2016 | 50 | 33 | 33 |  | ENDLESS CAVERNS | N SHEN (FE) (118) | 115 | 115 | STEEL POLE | 0.17 | 0 | 0 | 396.3 ACAR | 0 | 0 | 0 | 0 | 0 | 0 | 0 | 0 | 0 | 0 | 0 | 0 | 0 | 0 | 0 | 0 | 0 | 0 | 0 | 0 | 0 | 0 | 0 | 12 | 0
NO |  | 186 | 2016 | 50 | 34 | 34 |  | ENDLESS CAVERNS | N SHEN (FE) (118) | 115 | 115 | STEEL POLE | 14.65 | 0 | 0 | 477 ACSR | 0 | 0 | 0 | 0 | 0 | 0 | 0 | 0 | 0 | 0 | 0 | 0 | 0 | 0 | 0 | 0 | 0 | 0 | 0 | 0 | 0 | 0 | 0 | 12 | 0
NO |  | 186 | 2016 | 50 | 35 | 35 |  | ENDLESS CAVERNS | N SHEN (FE) (118) | 115 | 115 | STEEL TWR | 0.1 | 0 | 0 | 477 ACSR | 0 | 0 | 0 | 0 | 0 | 0 | 0 | 0 | 0 | 0 | 0 | 0 | 0 | 0 | 0 | 0 | 0 | 0 | 0 | 0 | 0 | 0 | 0 | 12 | 0
NO |  | 186 | 2016 | 51 | 1 | 1 |  | ENDLESS CAVERNS | N SHEN (FE) (118) | 115 | 115 | STEEL TWR | 0.04 | 0 | 0 | 636 ACSR | 0 | 0 | 0 | 0 | 0 | 0 | 0 | 0 | 0 | 0 | 0 | 0 | 0 | 0 | 0 | 0 | 0 | 0 | 0 | 0 | 0 | 0 | 0 | 12 | 0
NO |  | 186 | 2016 | 51 | 2 | 2 |  | ENDLESS CAVERNS | N SHEN (FE) (118) | 115 | 115 | WOOD HFRM | 0.41 | 0 | 0 | 396.3 ACAR | 0 | 0 | 0 | 0 | 0 | 0 | 0 | 0 | 0 | 0 | 0 | 0 | 0 | 0 | 0 | 0 | 0 | 0 | 0 | 0 | 0 | 0 | 0 | 12 | 0
NO |  | 186 | 2016 | 51 | 3 | 3 |  | ENDLESS CAVERNS | N SHEN (FE) (118) | 115 | 115 | WOOD POLE | 0.06 | 0 | 0 | 396.3 ACAR | 0 | 0 | 0 | 0 | 0 | 0 | 0 | 0 | 0 | 0 | 0 | 0 | 0 | 0 | 0 | 0 | 0 | 0 | 0 | 0 | 0 | 0 | 0 | 12 | 0
NO |  | 186 | 2016 | 51 | 4 | 4 |  | MERCK 5 | GROTTOES (119) | 115 | 115 | CONC HFRM | 0.09 | 0 | 1 | 477 ACSR | 0 | 0 | 0 | 0 | 0 | 0 | 0 | 0 | 0 | 0 | 0 | 0 | 0 | 0 | 0 | 0 | 0 | 0 | 0 | 0 | 0 | 0 | 0 | 12 | 0
NO |  | 186 | 2016 | 51 | 5 | 5 |  | MERCK 5 | GROTTOES (119) | 115 | 115 | STEEL HFRM | 0.63 | 0 | 0 | 477 ACSR | 0 | 0 | 0 | 0 | 0 | 0 | 0 | 0 | 0 | 0 | 0 | 0 | 0 | 0 | 0 | 0 | 0 | 0 | 0 | 0 | 0 | 0 | 0 | 12 | 0
NO |  | 186 | 2016 | 51 | 6 | 6 |  | MERCK 5 | GROTTOES (119) | 115 | 115 | STEEL POLE | 11.88 | 0 | 0 | 477 ACSR | 0 | 0 | 0 | 0 | 0 | 0 | 0 | 0 | 0 | 0 | 0 | 0 | 0 | 0 | 0 | 0 | 0 | 0 | 0 | 0 | 0 | 0 | 0 | 12 | 0
NO |  | 186 | 2016 | 51 | 7 | 7 |  | MERCK 5 | GROTTOES (119) | 115 | 115 | STEEL TWR | 0.11 | 0 | 0 | 477 ACSR | 0 | 0 | 0 | 0 | 0 | 0 | 0 | 0 | 0 | 0 | 0 | 0 | 0 | 0 | 0 | 0 | 0 | 0 | 0 | 0 | 0 | 0 | 0 | 12 | 0
NO |  | 186 | 2016 | 51 | 8 | 8 |  | ST JOHNS | ST JOHNS DP (12) | 115 | 115 | CONC HFRM | 0.12 | 0 | 1 | 795 ACSR | 0 | 0 | 0 | 0 | 0 | 0 | 0 | 0 | 0 | 0 | 0 | 0 | 0 | 0 | 0 | 0 | 0 | 0 | 0 | 0 | 0 | 0 | 0 | 12 | 0
NO |  | 186 | 2016 | 51 | 9 | 9 |  | ST JOHNS | ST JOHNS DP (12) | 115 | 115 | STEEL POLE | 0.1 | 0 | 0 | 795 ACSR | 0 | 0 | 0 | 0 | 0 | 0 | 0 | 0 | 0 | 0 | 0 | 0 | 0 | 0 | 0 | 0 | 0 | 0 | 0 | 0 | 0 | 0 | 0 | 12 | 0
NO |  | 186 | 2016 | 51 | 10 | 10 |  | ST JOHNS | ST JOHNS DP (12) | 115 | 115 | WOOD POLE | 0.05 | 0 | 0 | 795 ACSR | 0 | 0 | 0 | 0 | 0 | 0 | 0 | 0 | 0 | 0 | 0 | 0 | 0 | 0 | 0 | 0 | 0 | 0 | 0 | 0 | 0 | 0 | 0 | 12 | 0
NO |  | 186 | 2016 | 51 | 11 | 11 |  | CHESAPEAKE ENERGY CENTER | GREENWICH (120) | 115 | 115 | STEEL HFRM | 0.25 | 0 | 1 | 1177 AAAC | 0 | 0 | 0 | 0 | 0 | 0 | 0 | 0 | 0 | 0 | 0 | 0 | 0 | 0 | 0 | 0 | 0 | 0 | 0 | 0 | 0 | 0 | 0 | 12 | 0
NO |  | 186 | 2016 | 51 | 12 | 12 |  | CHESAPEAKE ENERGY CENTER | GREENWICH (120) | 115 | 115 | STEEL HFRM | 0.12 | 0 | 0 | 1534 ACAR | 0 | 0 | 0 | 0 | 0 | 0 | 0 | 0 | 0 | 0 | 0 | 0 | 0 | 0 | 0 | 0 | 0 | 0 | 0 | 0 | 0 | 0 | 0 | 12 | 0
NO |  | 186 | 2016 | 51 | 13 | 13 |  | CHESAPEAKE ENERGY CENTER | GREENWICH (120) | 115 | 115 | STEEL HFRM | 0.14 | 0 | 0 | 477 ACSR | 0 | 0 | 0 | 0 | 0 | 0 | 0 | 0 | 0 | 0 | 0 | 0 | 0 | 0 | 0 | 0 | 0 | 0 | 0 | 0 | 0 | 0 | 0 | 12 | 0
NO |  | 186 | 2016 | 51 | 14 | 14 |  | CHESAPEAKE ENERGY CENTER | GREENWICH (120) | 115 | 115 | STEEL HFRM | 1.94 | 0 | 0 | 636 ACSR | 0 | 0 | 0 | 0 | 0 | 0 | 0 | 0 | 0 | 0 | 0 | 0 | 0 | 0 | 0 | 0 | 0 | 0 | 0 | 0 | 0 | 0 | 0 | 12 | 0
NO |  | 186 | 2016 | 51 | 15 | 15 |  | CHESAPEAKE ENERGY CENTER | GREENWICH (120) | 115 | 115 | STEEL POLE | 0.08 | 0 | 0 | 1177 AAAC | 0 | 0 | 0 | 0 | 0 | 0 | 0 | 0 | 0 | 0 | 0 | 0 | 0 | 0 | 0 | 0 | 0 | 0 | 0 | 0 | 0 | 0 | 0 | 12 | 0
NO |  | 186 | 2016 | 51 | 16 | 16 |  | CHESAPEAKE ENERGY CENTER | GREENWICH (120) | 115 | 115 | STEEL POLE | 0.47 | 0 | 0 | 1534 ACAR | 0 | 0 | 0 | 0 | 0 | 0 | 0 | 0 | 0 | 0 | 0 | 0 | 0 | 0 | 0 | 0 | 0 | 0 | 0 | 0 | 0 | 0 | 0 | 12 | 0
NO |  | 186 | 2016 | 51 | 17 | 17 |  | CHESAPEAKE ENERGY CENTER | GREENWICH (120) | 115 | 115 | STEEL POLE | 0.29 | 0 | 0 | 477 ACSR | 0 | 0 | 0 | 0 | 0 | 0 | 0 | 0 | 0 | 0 | 0 | 0 | 0 | 0 | 0 | 0 | 0 | 0 | 0 | 0 | 0 | 0 | 0 | 12 | 0
NO |  | 186 | 2016 | 51 | 18 | 18 |  | CHESAPEAKE ENERGY CENTER | GREENWICH (120) | 115 | 115 | STEEL POLE | 0.67 | 0 | 0 | 636 ACSR | 0 | 0 | 0 | 0 | 0 | 0 | 0 | 0 | 0 | 0 | 0 | 0 | 0 | 0 | 0 | 0 | 0 | 0 | 0 | 0 | 0 | 0 | 0 | 12 | 0
NO |  | 186 | 2016 | 51 | 19 | 19 |  | CHESAPEAKE ENERGY CENTER | GREENWICH (120) | 115 | 115 | STEEL POLE | 0.04 | 0 | 0 | 721 ACAR | 0 | 0 | 0 | 0 | 0 | 0 | 0 | 0 | 0 | 0 | 0 | 0 | 0 | 0 | 0 | 0 | 0 | 0 | 0 | 0 | 0 | 0 | 0 | 12 | 0
NO |  | 186 | 2016 | 51 | 20 | 20 |  | CHESAPEAKE ENERGY CENTER | GREENWICH (120) | 115 | 115 | STEEL TWR | 0.05 | 0 | 0 | 1109 ACAR | 0 | 0 | 0 | 0 | 0 | 0 | 0 | 0 | 0 | 0 | 0 | 0 | 0 | 0 | 0 | 0 | 0 | 0 | 0 | 0 | 0 | 0 | 0 | 12 | 0
NO |  | 186 | 2016 | 51 | 21 | 21 |  | CHESAPEAKE ENERGY CENTER | GREENWICH (120) | 115 | 115 | STEEL TWR | 0.29 | 0 | 0 | 1534 ACAR | 0 | 0 | 0 | 0 | 0 | 0 | 0 | 0 | 0 | 0 | 0 | 0 | 0 | 0 | 0 | 0 | 0 | 0 | 0 | 0 | 0 | 0 | 0 | 12 | 0
NO |  | 186 | 2016 | 51 | 22 | 22 |  | CHESAPEAKE ENERGY CENTER | GREENWICH (120) | 115 | 115 | STEEL TWR | 0.01 | 0 | 0 | 477 AAC | 0 | 0 | 0 | 0 | 0 | 0 | 0 | 0 | 0 | 0 | 0 | 0 | 0 | 0 | 0 | 0 | 0 | 0 | 0 | 0 | 0 | 0 | 0 | 12 | 0
NO |  | 186 | 2016 | 51 | 23 | 23 |  | CHESAPEAKE ENERGY CENTER | GREENWICH (120) | 115 | 115 | STEEL TWR | 0.06 | 0 | 0 | 477 ACSR | 0 | 0 | 0 | 0 | 0 | 0 | 0 | 0 | 0 | 0 | 0 | 0 | 0 | 0 | 0 | 0 | 0 | 0 | 0 | 0 | 0 | 0 | 0 | 12 | 0
NO |  | 186 | 2016 | 51 | 24 | 24 |  | CHESAPEAKE ENERGY CENTER | GREENWICH (120) | 115 | 115 | STEEL TWR | 0.05 | 0 | 0 | 636 ACSR | 0 | 0 | 0 | 0 | 0 | 0 | 0 | 0 | 0 | 0 | 0 | 0 | 0 | 0 | 0 | 0 | 0 | 0 | 0 | 0 | 0 | 0 | 0 | 12 | 0
NO |  | 186 | 2016 | 51 | 25 | 25 |  | CHESAPEAKE ENERGY CENTER | GREENWICH (120) | 115 | 115 | STEEL TWR | 0.02 | 0 | 0 | 721 ACAR | 0 | 0 | 0 | 0 | 0 | 0 | 0 | 0 | 0 | 0 | 0 | 0 | 0 | 0 | 0 | 0 | 0 | 0 | 0 | 0 | 0 | 0 | 0 | 12 | 0
NO |  | 186 | 2016 | 51 | 26 | 26 |  | CHESAPEAKE ENERGY CENTER | GREENWICH (120) | 115 | 115 | WOOD HFRM | 0.15 | 0 | 0 | 1109 ACAR | 0 | 0 | 0 | 0 | 0 | 0 | 0 | 0 | 0 | 0 | 0 | 0 | 0 | 0 | 0 | 0 | 0 | 0 | 0 | 0 | 0 | 0 | 0 | 12 | 0
NO |  | 186 | 2016 | 51 | 27 | 27 |  | CHESAPEAKE ENERGY CENTER | GREENWICH (120) | 115 | 115 | WOOD HFRM | 0.15 | 0 | 0 | 1534 ACAR | 0 | 0 | 0 | 0 | 0 | 0 | 0 | 0 | 0 | 0 | 0 | 0 | 0 | 0 | 0 | 0 | 0 | 0 | 0 | 0 | 0 | 0 | 0 | 12 | 0
NO |  | 186 | 2016 | 51 | 28 | 28 |  | CHESAPEAKE ENERGY CENTER | GREENWICH (120) | 115 | 115 | WOOD HFRM | 5.34 | 0 | 0 | 477 ACSR | 0 | 0 | 0 | 0 | 0 | 0 | 0 | 0 | 0 | 0 | 0 | 0 | 0 | 0 | 0 | 0 | 0 | 0 | 0 | 0 | 0 | 0 | 0 | 12 | 0
NO |  | 186 | 2016 | 51 | 29 | 29 |  | CHESAPEAKE ENERGY CENTER | GREENWICH (120) | 115 | 115 | WOOD POLE | 0.27 | 0 | 0 | 1109 ACAR | 0 | 0 | 0 | 0 | 0 | 0 | 0 | 0 | 0 | 0 | 0 | 0 | 0 | 0 | 0 | 0 | 0 | 0 | 0 | 0 | 0 | 0 | 0 | 12 | 0
NO |  | 186 | 2016 | 51 | 30 | 30 |  | CHESAPEAKE ENERGY CENTER | GREENWICH (120) | 115 | 115 | WOOD POLE | 0.37 | 0 | 0 | 1534 ACAR | 0 | 0 | 0 | 0 | 0 | 0 | 0 | 0 | 0 | 0 | 0 | 0 | 0 | 0 | 0 | 0 | 0 | 0 | 0 | 0 | 0 | 0 | 0 | 12 | 0
NO |  | 186 | 2016 | 51 | 31 | 31 |  | CHESAPEAKE ENERGY CENTER | GREENWICH (120) | 115 | 115 | WOOD POLE | 0.85 | 0 | 0 | 477 ACSR | 0 | 0 | 0 | 0 | 0 | 0 | 0 | 0 | 0 | 0 | 0 | 0 | 0 | 0 | 0 | 0 | 0 | 0 | 0 | 0 | 0 | 0 | 0 | 12 | 0
NO |  | 186 | 2016 | 51 | 32 | 32 |  | POE | PRINCE GEORGE (121) | 115 | 115 | STEEL POLE | 0.03 | 0 | 1 | 336.4 ACSR | 0 | 0 | 0 | 0 | 0 | 0 | 0 | 0 | 0 | 0 | 0 | 0 | 0 | 0 | 0 | 0 | 0 | 0 | 0 | 0 | 0 | 0 | 0 | 12 | 0
NO |  | 186 | 2016 | 51 | 33 | 33 |  | POE | PRINCE GEORGE (121) | 115 | 115 | STEEL POLE | 0.25 | 0 | 0 | 571.7 ACSS | 0 | 0 | 0 | 0 | 0 | 0 | 0 | 0 | 0 | 0 | 0 | 0 | 0 | 0 | 0 | 0 | 0 | 0 | 0 | 0 | 0 | 0 | 0 | 12 | 0
NO |  | 186 | 2016 | 51 | 34 | 34 |  | POE | PRINCE GEORGE (121) | 115 | 115 | STEEL POLE | 0.24 | 0 | 0 | 636 ACSR | 0 | 0 | 0 | 0 | 0 | 0 | 0 | 0 | 0 | 0 | 0 | 0 | 0 | 0 | 0 | 0 | 0 | 0 | 0 | 0 | 0 | 0 | 0 | 12 | 0
NO |  | 186 | 2016 | 51 | 35 | 35 |  | POE | PRINCE GEORGE (121) | 115 | 115 | STEEL TWR | 3.14 | 0 | 0 | 336.4 ACSR | 0 | 0 | 0 | 0 | 0 | 0 | 0 | 0 | 0 | 0 | 0 | 0 | 0 | 0 | 0 | 0 | 0 | 0 | 0 | 0 | 0 | 0 | 0 | 12 | 0
NO |  | 186 | 2016 | 52 | 1 | 1 |  | POE | PRINCE GEORGE (121) | 115 | 115 | STEEL TWR | 1.94 | 0 | 0 | 571.7 ACSS | 0 | 0 | 0 | 0 | 0 | 0 | 0 | 0 | 0 | 0 | 0 | 0 | 0 | 0 | 0 | 0 | 0 | 0 | 0 | 0 | 0 | 0 | 0 | 12 | 0
NO |  | 186 | 2016 | 52 | 2 | 2 |  | POE | PRINCE GEORGE (121) | 115 | 115 | STEEL TWR | 0.04 | 0 | 0 | 636 ACSR | 0 | 0 | 0 | 0 | 0 | 0 | 0 | 0 | 0 | 0 | 0 | 0 | 0 | 0 | 0 | 0 | 0 | 0 | 0 | 0 | 0 | 0 | 0 | 12 | 0
NO |  | 186 | 2016 | 52 | 3 | 3 |  | LOUDOUN | GAINESVILLE (124) | 115 | 115 | STEEL HFRM | 0.05 | 0 | 1 |  | 0 | 0 | 0 | 0 | 0 | 0 | 0 | 0 | 0 | 0 | 0 | 0 | 0 | 0 | 0 | 0 | 0 | 0 | 0 | 0 | 0 | 0 | 0 | 12 | 0
NO |  | 186 | 2016 | 52 | 4 | 4 |  | LOUDOUN | GAINESVILLE (124) | 115 | 115 | STEEL HFRM | 1.63 | 0 | 0 | 636 ACSR | 0 | 0 | 0 | 0 | 0 | 0 | 0 | 0 | 0 | 0 | 0 | 0 | 0 | 0 | 0 | 0 | 0 | 0 | 0 | 0 | 0 | 0 | 0 | 12 | 0
NO |  | 186 | 2016 | 52 | 5 | 5 |  | LOUDOUN | GAINESVILLE (124) | 115 | 115 | STEEL POLE | 0 | 0.03 | 0 | 636 ACSR | 0 | 0 | 0 | 0 | 0 | 0 | 0 | 0 | 0 | 0 | 0 | 0 | 0 | 0 | 0 | 0 | 0 | 0 | 0 | 0 | 0 | 0 | 0 | 12 | 0
NO |  | 186 | 2016 | 52 | 6 | 6 |  | LOUDOUN | GAINESVILLE (124) | 115 | 115 | STEEL POLE | 0.03 | 0 | 0 | 1351.5 ACSR | 0 | 0 | 0 | 0 | 0 | 0 | 0 | 0 | 0 | 0 | 0 | 0 | 0 | 0 | 0 | 0 | 0 | 0 | 0 | 0 | 0 | 0 | 0 | 12 | 0
NO |  | 186 | 2016 | 52 | 7 | 7 |  | LOUDOUN | GAINESVILLE (124) | 115 | 115 | STEEL POLE | 1.16 | 0 | 0 | 636 ACSR | 0 | 0 | 0 | 0 | 0 | 0 | 0 | 0 | 0 | 0 | 0 | 0 | 0 | 0 | 0 | 0 | 0 | 0 | 0 | 0 | 0 | 0 | 0 | 12 | 0
NO |  | 186 | 2016 | 52 | 8 | 8 |  | LOUDOUN | GAINESVILLE (124) | 115 | 115 | STEEL TWR | 0.01 | 0 | 0 | 1351.5 ACSR | 0 | 0 | 0 | 0 | 0 | 0 | 0 | 0 | 0 | 0 | 0 | 0 | 0 | 0 | 0 | 0 | 0 | 0 | 0 | 0 | 0 | 0 | 0 | 12 | 0
NO |  | 186 | 2016 | 52 | 9 | 9 |  | LOUDOUN | GAINESVILLE (124) | 115 | 115 | STEEL TWR | 4.76 | 0 | 0 | 636 ACSR | 0 | 0 | 0 | 0 | 0 | 0 | 0 | 0 | 0 | 0 | 0 | 0 | 0 | 0 | 0 | 0 | 0 | 0 | 0 | 0 | 0 | 0 | 0 | 12 | 0
NO |  | 186 | 2016 | 52 | 10 | 10 |  | REEVES AVE | MCLAUGHLIN (125) | 115 | 115 | CONC POLE | 0.05 | 0 | 1 | 1033.5 ACSS | 0 | 0 | 0 | 0 | 0 | 0 | 0 | 0 | 0 | 0 | 0 | 0 | 0 | 0 | 0 | 0 | 0 | 0 | 0 | 0 | 0 | 0 | 0 | 12 | 0
NO |  | 186 | 2016 | 52 | 11 | 11 |  | REEVES AVE | MCLAUGHLIN (125) | 115 | 115 | CONC POLE | 0.07 | 0 | 0 | 1109 ACAR | 0 | 0 | 0 | 0 | 0 | 0 | 0 | 0 | 0 | 0 | 0 | 0 | 0 | 0 | 0 | 0 | 0 | 0 | 0 | 0 | 0 | 0 | 0 | 12 | 0
NO |  | 186 | 2016 | 52 | 12 | 12 |  | REEVES AVE | MCLAUGHLIN (125) | 115 | 115 | STEEL POLE | 3.4 | 0 | 0 | 1033.5 ACSS | 0 | 0 | 0 | 0 | 0 | 0 | 0 | 0 | 0 | 0 | 0 | 0 | 0 | 0 | 0 | 0 | 0 | 0 | 0 | 0 | 0 | 0 | 0 | 12 | 0
NO |  | 186 | 2016 | 52 | 13 | 13 |  | REEVES AVE | MCLAUGHLIN (125) | 115 | 115 | STEEL TWR | 0.01 | 0 | 0 | 1109 ACAR | 0 | 0 | 0 | 0 | 0 | 0 | 0 | 0 | 0 | 0 | 0 | 0 | 0 | 0 | 0 | 0 | 0 | 0 | 0 | 0 | 0 | 0 | 0 | 12 | 0
NO |  | 186 | 2016 | 52 | 14 | 14 |  | EARLEYS | SCOTLAND NECK (126) | 115 | 115 | CONC HFRM | 0.04 | 0 | 1 | 545.6 ACAR | 0 | 0 | 0 | 0 | 0 | 0 | 0 | 0 | 0 | 0 | 0 | 0 | 0 | 0 | 0 | 0 | 0 | 0 | 0 | 0 | 0 | 0 | 0 | 12 | 0
NO |  | 186 | 2016 | 52 | 15 | 15 |  | EARLEYS | SCOTLAND NECK (126) | 115 | 115 | STEEL HFRM | 1.52 | 0 | 0 | 545.6 ACAR | 0 | 0 | 0 | 0 | 0 | 0 | 0 | 0 | 0 | 0 | 0 | 0 | 0 | 0 | 0 | 0 | 0 | 0 | 0 | 0 | 0 | 0 | 0 | 12 | 0
NO |  | 186 | 2016 | 52 | 16 | 16 |  | EARLEYS | SCOTLAND NECK (126) | 115 | 115 | STEEL POLE | 0 | 0.06 | 0 | 545.6 ACAR | 0 | 0 | 0 | 0 | 0 | 0 | 0 | 0 | 0 | 0 | 0 | 0 | 0 | 0 | 0 | 0 | 0 | 0 | 0 | 0 | 0 | 0 | 0 | 12 | 0
NO |  | 186 | 2016 | 52 | 17 | 17 |  | EARLEYS | SCOTLAND NECK (126) | 115 | 115 | STEEL TWR | 0.02 | 0 | 0 | 545.6 ACAR | 0 | 0 | 0 | 0 | 0 | 0 | 0 | 0 | 0 | 0 | 0 | 0 | 0 | 0 | 0 | 0 | 0 | 0 | 0 | 0 | 0 | 0 | 0 | 12 | 0
NO |  | 186 | 2016 | 52 | 18 | 18 |  | EARLEYS | SCOTLAND NECK (126) | 115 | 115 | WOOD HFRM | 0 | 0.08 | 0 | 545.6 ACAR | 0 | 0 | 0 | 0 | 0 | 0 | 0 | 0 | 0 | 0 | 0 | 0 | 0 | 0 | 0 | 0 | 0 | 0 | 0 | 0 | 0 | 0 | 0 | 12 | 0
NO |  | 186 | 2016 | 52 | 19 | 19 |  | EARLEYS | SCOTLAND NECK (126) | 115 | 115 | WOOD HFRM | 23.05 | 0 | 0 | 545.6 ACAR | 0 | 0 | 0 | 0 | 0 | 0 | 0 | 0 | 0 | 0 | 0 | 0 | 0 | 0 | 0 | 0 | 0 | 0 | 0 | 0 | 0 | 0 | 0 | 12 | 0
NO |  | 186 | 2016 | 52 | 20 | 20 |  | EARLEYS | SCOTLAND NECK (126) | 115 | 115 | WOOD POLE | 0.81 | 0 | 0 | 545.6 ACAR | 0 | 0 | 0 | 0 | 0 | 0 | 0 | 0 | 0 | 0 | 0 | 0 | 0 | 0 | 0 | 0 | 0 | 0 | 0 | 0 | 0 | 0 | 0 | 12 | 0
NO |  | 186 | 2016 | 52 | 21 | 21 |  | BUGGS ISLAND NUG | PLYWOOD (127) | 115 | 115 | CONC POLE | 0.16 | 0 | 1 | 721 ACAR | 0 | 0 | 0 | 0 | 0 | 0 | 0 | 0 | 0 | 0 | 0 | 0 | 0 | 0 | 0 | 0 | 0 | 0 | 0 | 0 | 0 | 0 | 0 | 12 | 0
NO |  | 186 | 2016 | 52 | 22 | 22 |  | BUGGS ISLAND NUG | PLYWOOD (127) | 115 | 115 | CONC POLE | 0.26 | 0 | 0 | 740.8 AAAC | 0 | 0 | 0 | 0 | 0 | 0 | 0 | 0 | 0 | 0 | 0 | 0 | 0 | 0 | 0 | 0 | 0 | 0 | 0 | 0 | 0 | 0 | 0 | 12 | 0
NO |  | 186 | 2016 | 52 | 23 | 23 |  | BUGGS ISLAND NUG | PLYWOOD (127) | 115 | 115 | STEEL HFRM | 0.07 | 0 | 0 | 559.5 AAAC | 0 | 0 | 0 | 0 | 0 | 0 | 0 | 0 | 0 | 0 | 0 | 0 | 0 | 0 | 0 | 0 | 0 | 0 | 0 | 0 | 0 | 0 | 0 | 12 | 0
NO |  | 186 | 2016 | 52 | 24 | 24 |  | BUGGS ISLAND NUG | PLYWOOD (127) | 115 | 115 | STEEL HFRM | 0.53 | 0 | 0 | 721 ACAR | 0 | 0 | 0 | 0 | 0 | 0 | 0 | 0 | 0 | 0 | 0 | 0 | 0 | 0 | 0 | 0 | 0 | 0 | 0 | 0 | 0 | 0 | 0 | 12 | 0
NO |  | 186 | 2016 | 52 | 25 | 25 |  | BUGGS ISLAND NUG | PLYWOOD (127) | 115 | 115 | STEEL HFRM | 0.09 | 0 | 0 | 740.8 AAAC | 0 | 0 | 0 | 0 | 0 | 0 | 0 | 0 | 0 | 0 | 0 | 0 | 0 | 0 | 0 | 0 | 0 | 0 | 0 | 0 | 0 | 0 | 0 | 12 | 0
NO |  | 186 | 2016 | 52 | 26 | 26 |  | BUGGS ISLAND NUG | PLYWOOD (127) | 115 | 115 | STEEL POLE | 2.65 | 0 | 0 | 721 ACAR | 0 | 0 | 0 | 0 | 0 | 0 | 0 | 0 | 0 | 0 | 0 | 0 | 0 | 0 | 0 | 0 | 0 | 0 | 0 | 0 | 0 | 0 | 0 | 12 | 0
NO |  | 186 | 2016 | 52 | 27 | 27 |  | BUGGS ISLAND NUG | PLYWOOD (127) | 115 | 115 | STEEL POLE | 1.26 | 0 | 0 | 740.8 AAAC | 0 | 0 | 0 | 0 | 0 | 0 | 0 | 0 | 0 | 0 | 0 | 0 | 0 | 0 | 0 | 0 | 0 | 0 | 0 | 0 | 0 | 0 | 0 | 12 | 0
NO |  | 186 | 2016 | 52 | 28 | 28 |  | BUGGS ISLAND NUG | PLYWOOD (127) | 115 | 115 | STEEL TWR | 0.16 | 0 | 0 | 721 ACAR | 0 | 0 | 0 | 0 | 0 | 0 | 0 | 0 | 0 | 0 | 0 | 0 | 0 | 0 | 0 | 0 | 0 | 0 | 0 | 0 | 0 | 0 | 0 | 12 | 0
NO |  | 186 | 2016 | 52 | 29 | 29 |  | BUGGS ISLAND NUG | PLYWOOD (127) | 115 | 115 | STEEL TWR | 0.04 | 0 | 0 | 795 ACSR | 0 | 0 | 0 | 0 | 0 | 0 | 0 | 0 | 0 | 0 | 0 | 0 | 0 | 0 | 0 | 0 | 0 | 0 | 0 | 0 | 0 | 0 | 0 | 12 | 0
NO |  | 186 | 2016 | 52 | 30 | 30 |  | BUGGS ISLAND NUG | PLYWOOD (127) | 115 | 115 | WOOD HFRM | 0.09 | 0 | 0 | 559.5 AAAC | 0 | 0 | 0 | 0 | 0 | 0 | 0 | 0 | 0 | 0 | 0 | 0 | 0 | 0 | 0 | 0 | 0 | 0 | 0 | 0 | 0 | 0 | 0 | 12 | 0
NO |  | 186 | 2016 | 52 | 31 | 31 |  | BUGGS ISLAND NUG | PLYWOOD (127) | 115 | 115 | WOOD HFRM | 2.05 | 0 | 0 | 721 ACAR | 0 | 0 | 0 | 0 | 0 | 0 | 0 | 0 | 0 | 0 | 0 | 0 | 0 | 0 | 0 | 0 | 0 | 0 | 0 | 0 | 0 | 0 | 0 | 12 | 0
NO |  | 186 | 2016 | 52 | 32 | 32 |  | BUGGS ISLAND NUG | PLYWOOD (127) | 115 | 115 | WOOD HFRM | 0.14 | 0 | 0 | 740.8 AAAC | 0 | 0 | 0 | 0 | 0 | 0 | 0 | 0 | 0 | 0 | 0 | 0 | 0 | 0 | 0 | 0 | 0 | 0 | 0 | 0 | 0 | 0 | 0 | 12 | 0
NO |  | 186 | 2016 | 52 | 33 | 33 |  | BUGGS ISLAND NUG | PLYWOOD (127) | 115 | 115 | WOOD POLE | 0.06 | 0 | 0 | 559.5 AAAC | 0 | 0 | 0 | 0 | 0 | 0 | 0 | 0 | 0 | 0 | 0 | 0 | 0 | 0 | 0 | 0 | 0 | 0 | 0 | 0 | 0 | 0 | 0 | 12 | 0
NO |  | 186 | 2016 | 52 | 34 | 34 |  | BUGGS ISLAND NUG | PLYWOOD (127) | 115 | 115 | WOOD POLE | 6.41 | 0 | 0 | 721 ACAR | 0 | 0 | 0 | 0 | 0 | 0 | 0 | 0 | 0 | 0 | 0 | 0 | 0 | 0 | 0 | 0 | 0 | 0 | 0 | 0 | 0 | 0 | 0 | 12 | 0
NO |  | 186 | 2016 | 52 | 35 | 35 |  | BUGGS ISLAND NUG | PLYWOOD (127) | 115 | 115 | WOOD POLE | 8.24 | 0 | 0 | 740.8 AAAC | 0 | 0 | 0 | 0 | 0 | 0 | 0 | 0 | 0 | 0 | 0 | 0 | 0 | 0 | 0 | 0 | 0 | 0 | 0 | 0 | 0 | 0 | 0 | 12 | 0
NO |  | 186 | 2016 | 53 | 1 | 1 |  | ENDLESS CAVERNS | EDINBURG (128) | 115 | 115 | STEEL HFRM | 15.61 | 0 | 1 | 636 ACSR | 0 | 0 | 0 | 0 | 0 | 0 | 0 | 0 | 0 | 0 | 0 | 0 | 0 | 0 | 0 | 0 | 0 | 0 | 0 | 0 | 0 | 0 | 0 | 12 | 0
NO |  | 186 | 2016 | 53 | 2 | 2 |  | ENDLESS CAVERNS | EDINBURG (128) | 115 | 115 | STEEL POLE | 0.24 | 0 | 0 | 545.6 ACAR | 0 | 0 | 0 | 0 | 0 | 0 | 0 | 0 | 0 | 0 | 0 | 0 | 0 | 0 | 0 | 0 | 0 | 0 | 0 | 0 | 0 | 0 | 0 | 12 | 0
NO |  | 186 | 2016 | 53 | 3 | 3 |  | ENDLESS CAVERNS | EDINBURG (128) | 115 | 115 | STEEL POLE | 1.52 | 0 | 0 | 636 ACSR | 0 | 0 | 0 | 0 | 0 | 0 | 0 | 0 | 0 | 0 | 0 | 0 | 0 | 0 | 0 | 0 | 0 | 0 | 0 | 0 | 0 | 0 | 0 | 12 | 0
NO |  | 186 | 2016 | 53 | 4 | 4 |  | ENDLESS CAVERNS | EDINBURG (128) | 115 | 115 | STEEL TWR | 0.09 | 0 | 0 | 545.6 ACAR | 0 | 0 | 0 | 0 | 0 | 0 | 0 | 0 | 0 | 0 | 0 | 0 | 0 | 0 | 0 | 0 | 0 | 0 | 0 | 0 | 0 | 0 | 0 | 12 | 0
NO |  | 186 | 2016 | 53 | 5 | 5 |  | ENDLESS CAVERNS | EDINBURG (128) | 115 | 115 | WOOD HFRM | 0.22 | 0 | 0 | 545.6 ACAR | 0 | 0 | 0 | 0 | 0 | 0 | 0 | 0 | 0 | 0 | 0 | 0 | 0 | 0 | 0 | 0 | 0 | 0 | 0 | 0 | 0 | 0 | 0 | 12 | 0
NO |  | 186 | 2016 | 53 | 6 | 6 |  | ENDLESS CAVERNS | EDINBURG (128) | 115 | 115 | WOOD POLE | 3.15 | 0 | 0 | 545.6 ACAR | 0 | 0 | 0 | 0 | 0 | 0 | 0 | 0 | 0 | 0 | 0 | 0 | 0 | 0 | 0 | 0 | 0 | 0 | 0 | 0 | 0 | 0 | 0 | 12 | 0
NO |  | 186 | 2016 | 53 | 7 | 7 |  | REEVES AVE | CRADOCK (129) | 115 | 115 | CONC POLE | 0 | 0.08 | 1 | 636 ACSR | 0 | 0 | 0 | 0 | 0 | 0 | 0 | 0 | 0 | 0 | 0 | 0 | 0 | 0 | 0 | 0 | 0 | 0 | 0 | 0 | 0 | 0 | 0 | 12 | 0
NO |  | 186 | 2016 | 53 | 8 | 8 |  | REEVES AVE | CRADOCK (129) | 115 | 115 | STEEL BRIDGE | 0 | 0.2 | 0 | 636 ACSR | 0 | 0 | 0 | 0 | 0 | 0 | 0 | 0 | 0 | 0 | 0 | 0 | 0 | 0 | 0 | 0 | 0 | 0 | 0 | 0 | 0 | 0 | 0 | 12 | 0
NO |  | 186 | 2016 | 53 | 9 | 9 |  | REEVES AVE | CRADOCK (129) | 115 | 115 | STEEL HFRM | 0 | 0.09 | 0 | 636 ACSR | 0 | 0 | 0 | 0 | 0 | 0 | 0 | 0 | 0 | 0 | 0 | 0 | 0 | 0 | 0 | 0 | 0 | 0 | 0 | 0 | 0 | 0 | 0 | 12 | 0
NO |  | 186 | 2016 | 53 | 10 | 10 |  | REEVES AVE | CRADOCK (129) | 115 | 115 | STEEL POLE | 0 | 0.04 | 0 | 477 ACSS | 0 | 0 | 0 | 0 | 0 | 0 | 0 | 0 | 0 | 0 | 0 | 0 | 0 | 0 | 0 | 0 | 0 | 0 | 0 | 0 | 0 | 0 | 0 | 12 | 0
NO |  | 186 | 2016 | 53 | 11 | 11 |  | REEVES AVE | CRADOCK (129) | 115 | 115 | STEEL POLE | 0 | 0.13 | 0 | 636 ACSR | 0 | 0 | 0 | 0 | 0 | 0 | 0 | 0 | 0 | 0 | 0 | 0 | 0 | 0 | 0 | 0 | 0 | 0 | 0 | 0 | 0 | 0 | 0 | 12 | 0
NO |  | 186 | 2016 | 53 | 12 | 12 |  | REEVES AVE | CRADOCK (129) | 115 | 115 | STEEL TWR | 0 | 0.7 | 0 | 477 ACSS | 0 | 0 | 0 | 0 | 0 | 0 | 0 | 0 | 0 | 0 | 0 | 0 | 0 | 0 | 0 | 0 | 0 | 0 | 0 | 0 | 0 | 0 | 0 | 12 | 0
NO |  | 186 | 2016 | 53 | 13 | 13 |  | REEVES AVE | CRADOCK (129) | 115 | 115 | STEEL TWR | 0 | 3.46 | 0 | 636 ACSR | 0 | 0 | 0 | 0 | 0 | 0 | 0 | 0 | 0 | 0 | 0 | 0 | 0 | 0 | 0 | 0 | 0 | 0 | 0 | 0 | 0 | 0 | 0 | 12 | 0
NO |  | 186 | 2016 | 53 | 14 | 14 |  | REEVES AVE | CRADOCK (129) | 115 | 115 | STEEL TWR | 0.04 | 0 | 0 | 636 ACSR | 0 | 0 | 0 | 0 | 0 | 0 | 0 | 0 | 0 | 0 | 0 | 0 | 0 | 0 | 0 | 0 | 0 | 0 | 0 | 0 | 0 | 0 | 0 | 12 | 0
NO |  | 186 | 2016 | 53 | 15 | 15 |  | REEVES AVE | CRADOCK (129) | 115 | 115 | WOOD HFRM | 0 | 0.06 | 0 | 477 ACSS | 0 | 0 | 0 | 0 | 0 | 0 | 0 | 0 | 0 | 0 | 0 | 0 | 0 | 0 | 0 | 0 | 0 | 0 | 0 | 0 | 0 | 0 | 0 | 12 | 0
NO |  | 186 | 2016 | 53 | 16 | 16 |  | CLUBHOUSE | CAROLINA (130) | 115 | 115 | ALUM TWR | 1.35 | 0 | 1 | 336.4 ACSR | 0 | 0 | 0 | 0 | 0 | 0 | 0 | 0 | 0 | 0 | 0 | 0 | 0 | 0 | 0 | 0 | 0 | 0 | 0 | 0 | 0 | 0 | 0 | 12 | 0
NO |  | 186 | 2016 | 53 | 17 | 17 |  | CLUBHOUSE | CAROLINA (130) | 115 | 115 | CONC HFRM | 0.06 | 0 | 0 | 336.4 ACSR | 0 | 0 | 0 | 0 | 0 | 0 | 0 | 0 | 0 | 0 | 0 | 0 | 0 | 0 | 0 | 0 | 0 | 0 | 0 | 0 | 0 | 0 | 0 | 12 | 0
NO |  | 186 | 2016 | 53 | 18 | 18 |  | CLUBHOUSE | CAROLINA (130) | 115 | 115 | CONC HFRM | 0.01 | 0 | 0 | 477 ACSS | 0 | 0 | 0 | 0 | 0 | 0 | 0 | 0 | 0 | 0 | 0 | 0 | 0 | 0 | 0 | 0 | 0 | 0 | 0 | 0 | 0 | 0 | 0 | 12 | 0
NO |  | 186 | 2016 | 53 | 19 | 19 |  | CLUBHOUSE | CAROLINA (130) | 115 | 115 | STEEL HFRM | 0.51 | 0 | 0 | 336.4 ACSR | 0 | 0 | 0 | 0 | 0 | 0 | 0 | 0 | 0 | 0 | 0 | 0 | 0 | 0 | 0 | 0 | 0 | 0 | 0 | 0 | 0 | 0 | 0 | 12 | 0
NO |  | 186 | 2016 | 53 | 20 | 20 |  | CLUBHOUSE | CAROLINA (130) | 115 | 115 | STEEL POLE | 6.77 | 0 | 0 | 336.4 ACSR | 0 | 0 | 0 | 0 | 0 | 0 | 0 | 0 | 0 | 0 | 0 | 0 | 0 | 0 | 0 | 0 | 0 | 0 | 0 | 0 | 0 | 0 | 0 | 12 | 0
NO |  | 186 | 2016 | 53 | 21 | 21 |  | CLUBHOUSE | CAROLINA (130) | 115 | 115 | STEEL POLE | 0.14 | 0 | 0 | 396.3 ACAR | 0 | 0 | 0 | 0 | 0 | 0 | 0 | 0 | 0 | 0 | 0 | 0 | 0 | 0 | 0 | 0 | 0 | 0 | 0 | 0 | 0 | 0 | 0 | 12 | 0
NO |  | 186 | 2016 | 53 | 22 | 22 |  | CLUBHOUSE | CAROLINA (130) | 115 | 115 | STEEL POLE | 0.01 | 0 | 0 | 4/0 ACSR | 0 | 0 | 0 | 0 | 0 | 0 | 0 | 0 | 0 | 0 | 0 | 0 | 0 | 0 | 0 | 0 | 0 | 0 | 0 | 0 | 0 | 0 | 0 | 12 | 0
NO |  | 186 | 2016 | 53 | 23 | 23 |  | CLUBHOUSE | CAROLINA (130) | 115 | 115 | STEEL POLE | 0.08 | 0 | 0 | 477 ACSS | 0 | 0 | 0 | 0 | 0 | 0 | 0 | 0 | 0 | 0 | 0 | 0 | 0 | 0 | 0 | 0 | 0 | 0 | 0 | 0 | 0 | 0 | 0 | 12 | 0
NO |  | 186 | 2016 | 53 | 24 | 24 |  | CLUBHOUSE | CAROLINA (130) | 115 | 115 | STEEL POLE | 0.3 | 0 | 0 | 545.6 ACAR | 0 | 0 | 0 | 0 | 0 | 0 | 0 | 0 | 0 | 0 | 0 | 0 | 0 | 0 | 0 | 0 | 0 | 0 | 0 | 0 | 0 | 0 | 0 | 12 | 0
NO |  | 186 | 2016 | 53 | 25 | 25 |  | CLUBHOUSE | CAROLINA (130) | 115 | 115 | STEEL TWR | 0 | 0.22 | 0 | 336.4 ACSR | 0 | 0 | 0 | 0 | 0 | 0 | 0 | 0 | 0 | 0 | 0 | 0 | 0 | 0 | 0 | 0 | 0 | 0 | 0 | 0 | 0 | 0 | 0 | 12 | 0
NO |  | 186 | 2016 | 53 | 26 | 26 |  | CLUBHOUSE | CAROLINA (130) | 115 | 115 | STEEL TWR | 0 | 0.03 | 0 | 396.3 ACAR | 0 | 0 | 0 | 0 | 0 | 0 | 0 | 0 | 0 | 0 | 0 | 0 | 0 | 0 | 0 | 0 | 0 | 0 | 0 | 0 | 0 | 0 | 0 | 12 | 0
NO |  | 186 | 2016 | 53 | 27 | 27 |  | CLUBHOUSE | CAROLINA (130) | 115 | 115 | STEEL TWR | 0.88 | 0 | 0 | 336.4 ACSR | 0 | 0 | 0 | 0 | 0 | 0 | 0 | 0 | 0 | 0 | 0 | 0 | 0 | 0 | 0 | 0 | 0 | 0 | 0 | 0 | 0 | 0 | 0 | 12 | 0
NO |  | 186 | 2016 | 53 | 28 | 28 |  | CLUBHOUSE | CAROLINA (130) | 115 | 115 | STEEL TWR | 0.14 | 0 | 0 | 4/0 ACSR | 0 | 0 | 0 | 0 | 0 | 0 | 0 | 0 | 0 | 0 | 0 | 0 | 0 | 0 | 0 | 0 | 0 | 0 | 0 | 0 | 0 | 0 | 0 | 12 | 0
NO |  | 186 | 2016 | 53 | 29 | 29 |  | CLUBHOUSE | CAROLINA (130) | 115 | 115 | STEEL TWR | 0.01 | 0 | 0 | 477 ACSS | 0 | 0 | 0 | 0 | 0 | 0 | 0 | 0 | 0 | 0 | 0 | 0 | 0 | 0 | 0 | 0 | 0 | 0 | 0 | 0 | 0 | 0 | 0 | 12 | 0
NO |  | 186 | 2016 | 53 | 30 | 30 |  | CLUBHOUSE | CAROLINA (130) | 115 | 115 | STEEL TWR | 0.1 | 0 | 0 | 545.6 ACAR | 0 | 0 | 0 | 0 | 0 | 0 | 0 | 0 | 0 | 0 | 0 | 0 | 0 | 0 | 0 | 0 | 0 | 0 | 0 | 0 | 0 | 0 | 0 | 12 | 0
NO |  | 186 | 2016 | 53 | 31 | 31 |  | CLUBHOUSE | CAROLINA (130) | 115 | 115 | WOOD HFRM | 8.52 | 0 | 0 | 336.4 ACSR | 0 | 0 | 0 | 0 | 0 | 0 | 0 | 0 | 0 | 0 | 0 | 0 | 0 | 0 | 0 | 0 | 0 | 0 | 0 | 0 | 0 | 0 | 0 | 12 | 0
NO |  | 186 | 2016 | 53 | 32 | 32 |  | CLUBHOUSE | CAROLINA (130) | 115 | 115 | WOOD HFRM | 0.09 | 0 | 0 | 396.3 ACAR | 0 | 0 | 0 | 0 | 0 | 0 | 0 | 0 | 0 | 0 | 0 | 0 | 0 | 0 | 0 | 0 | 0 | 0 | 0 | 0 | 0 | 0 | 0 | 12 | 0
NO |  | 186 | 2016 | 53 | 33 | 33 |  | CLUBHOUSE | CAROLINA (130) | 115 | 115 | WOOD HFRM | 0.45 | 0 | 0 | 4/0 ACSR | 0 | 0 | 0 | 0 | 0 | 0 | 0 | 0 | 0 | 0 | 0 | 0 | 0 | 0 | 0 | 0 | 0 | 0 | 0 | 0 | 0 | 0 | 0 | 12 | 0
NO |  | 186 | 2016 | 53 | 34 | 34 |  | CLUBHOUSE | CAROLINA (130) | 115 | 115 | WOOD POLE | 0 | 0.09 | 0 | 336.4 ACSR | 0 | 0 | 0 | 0 | 0 | 0 | 0 | 0 | 0 | 0 | 0 | 0 | 0 | 0 | 0 | 0 | 0 | 0 | 0 | 0 | 0 | 0 | 0 | 12 | 0
NO |  | 186 | 2016 | 53 | 35 | 35 |  | CLUBHOUSE | CAROLINA (130) | 115 | 115 | WOOD POLE | 1.23 | 0 | 0 | 336.4 ACSR | 0 | 0 | 0 | 0 | 0 | 0 | 0 | 0 | 0 | 0 | 0 | 0 | 0 | 0 | 0 | 0 | 0 | 0 | 0 | 0 | 0 | 0 | 0 | 12 | 0
NO |  | 186 | 2016 | 54 | 1 | 1 |  | CLUBHOUSE | CAROLINA (130) | 115 | 115 | WOOD POLE | 3 | 0 | 0 | 396.3 ACAR | 0 | 0 | 0 | 0 | 0 | 0 | 0 | 0 | 0 | 0 | 0 | 0 | 0 | 0 | 0 | 0 | 0 | 0 | 0 | 0 | 0 | 0 | 0 | 12 | 0
NO |  | 186 | 2016 | 54 | 2 | 2 |  | CLUBHOUSE | CAROLINA (130) | 115 | 115 | WOOD POLE | 2.08 | 0 | 0 | 4/0 ACSR | 0 | 0 | 0 | 0 | 0 | 0 | 0 | 0 | 0 | 0 | 0 | 0 | 0 | 0 | 0 | 0 | 0 | 0 | 0 | 0 | 0 | 0 | 0 | 12 | 0
NO |  | 186 | 2016 | 54 | 3 | 3 |  | CLUBHOUSE | CAROLINA (130) | 115 | 115 | WOOD POLE | 0.4 | 0 | 0 | 477 ACSS | 0 | 0 | 0 | 0 | 0 | 0 | 0 | 0 | 0 | 0 | 0 | 0 | 0 | 0 | 0 | 0 | 0 | 0 | 0 | 0 | 0 | 0 | 0 | 12 | 0
NO |  | 186 | 2016 | 54 | 4 | 4 |  | CLUBHOUSE | CAROLINA (130) | 115 | 115 | WOOD POLE | 2.99 | 0 | 0 | 545.6 ACAR | 0 | 0 | 0 | 0 | 0 | 0 | 0 | 0 | 0 | 0 | 0 | 0 | 0 | 0 | 0 | 0 | 0 | 0 | 0 | 0 | 0 | 0 | 0 | 12 | 0
NO |  | 186 | 2016 | 54 | 5 | 5 |  | ENDLESS CAVERNS | TIMBERVILLE (131) | 115 | 115 | STEEL HFRM | 0.02 | 0 | 1 | 336.4 ACSR | 0 | 0 | 0 | 0 | 0 | 0 | 0 | 0 | 0 | 0 | 0 | 0 | 0 | 0 | 0 | 0 | 0 | 0 | 0 | 0 | 0 | 0 | 0 | 12 | 0
NO |  | 186 | 2016 | 54 | 6 | 6 |  | ENDLESS CAVERNS | TIMBERVILLE (131) | 115 | 115 | STEEL HFRM | 0.5 | 0 | 0 | 4/0 ACSR | 0 | 0 | 0 | 0 | 0 | 0 | 0 | 0 | 0 | 0 | 0 | 0 | 0 | 0 | 0 | 0 | 0 | 0 | 0 | 0 | 0 | 0 | 0 | 12 | 0
NO |  | 186 | 2016 | 54 | 7 | 7 |  | ENDLESS CAVERNS | TIMBERVILLE (131) | 115 | 115 | STEEL HFRM | 0.02 | 0 | 0 | 636 ACSR | 0 | 0 | 0 | 0 | 0 | 0 | 0 | 0 | 0 | 0 | 0 | 0 | 0 | 0 | 0 | 0 | 0 | 0 | 0 | 0 | 0 | 0 | 0 | 12 | 0
NO |  | 186 | 2016 | 54 | 8 | 8 |  | ENDLESS CAVERNS | TIMBERVILLE (131) | 115 | 115 | STEEL POLE | 0.18 | 0 | 0 | 4/0 ACSR | 0 | 0 | 0 | 0 | 0 | 0 | 0 | 0 | 0 | 0 | 0 | 0 | 0 | 0 | 0 | 0 | 0 | 0 | 0 | 0 | 0 | 0 | 0 | 12 | 0
NO |  | 186 | 2016 | 54 | 9 | 9 |  | ENDLESS CAVERNS | TIMBERVILLE (131) | 115 | 115 | STEEL TWR | 0.11 | 0 | 0 | 4/0 ACSR | 0 | 0 | 0 | 0 | 0 | 0 | 0 | 0 | 0 | 0 | 0 | 0 | 0 | 0 | 0 | 0 | 0 | 0 | 0 | 0 | 0 | 0 | 0 | 12 | 0
NO |  | 186 | 2016 | 54 | 10 | 10 |  | ENDLESS CAVERNS | TIMBERVILLE (131) | 115 | 115 | WOOD HFRM | 4.2 | 0 | 0 | 4/0 ACSR | 0 | 0 | 0 | 0 | 0 | 0 | 0 | 0 | 0 | 0 | 0 | 0 | 0 | 0 | 0 | 0 | 0 | 0 | 0 | 0 | 0 | 0 | 0 | 12 | 0
NO |  | 186 | 2016 | 54 | 11 | 11 |  | ENDLESS CAVERNS | TIMBERVILLE (131) | 115 | 115 | WOOD POLE | 0.44 | 0 | 0 | 4/0 ACSR | 0 | 0 | 0 | 0 | 0 | 0 | 0 | 0 | 0 | 0 | 0 | 0 | 0 | 0 | 0 | 0 | 0 | 0 | 0 | 0 | 0 | 0 | 0 | 12 | 0
NO |  | 186 | 2016 | 54 | 12 | 12 |  | BULL RUN | HARRISON DP (134) | 115 | 115 | CONC HFRM | 0.03 | 0 | 1 | 1590 ACSS | 0 | 0 | 0 | 0 | 0 | 0 | 0 | 0 | 0 | 0 | 0 | 0 | 0 | 0 | 0 | 0 | 0 | 0 | 0 | 0 | 0 | 0 | 0 | 12 | 0
NO |  | 186 | 2016 | 54 | 13 | 13 |  | BULL RUN | HARRISON DP (134) | 115 | 115 | STEEL POLE | 0.51 | 0 | 0 | 1590 ACSS | 0 | 0 | 0 | 0 | 0 | 0 | 0 | 0 | 0 | 0 | 0 | 0 | 0 | 0 | 0 | 0 | 0 | 0 | 0 | 0 | 0 | 0 | 0 | 12 | 0
NO |  | 186 | 2016 | 54 | 14 | 14 |  | BULL RUN | HARRISON DP (134) | 115 | 115 | STEEL TWR | 0.1 | 0 | 0 | 1590 ACSS | 0 | 0 | 0 | 0 | 0 | 0 | 0 | 0 | 0 | 0 | 0 | 0 | 0 | 0 | 0 | 0 | 0 | 0 | 0 | 0 | 0 | 0 | 0 | 12 | 0
NO |  | 186 | 2016 | 54 | 15 | 15 |  | GREENWICH | THOLE ST (135) | 115 | 115 | STEEL POLE | 0 | 1.25 | 1 | 2500 ACAR | 0 | 0 | 0 | 0 | 0 | 0 | 0 | 0 | 0 | 0 | 0 | 0 | 0 | 0 | 0 | 0 | 0 | 0 | 0 | 0 | 0 | 0 | 0 | 12 | 0
NO |  | 186 | 2016 | 54 | 16 | 16 |  | GREENWICH | THOLE ST (135) | 115 | 115 | STEEL POLE | 6.48 | 0 | 0 | 2500 ACAR | 0 | 0 | 0 | 0 | 0 | 0 | 0 | 0 | 0 | 0 | 0 | 0 | 0 | 0 | 0 | 0 | 0 | 0 | 0 | 0 | 0 | 0 | 0 | 12 | 0
NO |  | 186 | 2016 | 54 | 17 | 17 |  | GREENWICH | THOLE ST (135) | 115 | 115 | STEEL TWR | 0.02 | 0 | 0 | 2500 ACAR | 0 | 0 | 0 | 0 | 0 | 0 | 0 | 0 | 0 | 0 | 0 | 0 | 0 | 0 | 0 | 0 | 0 | 0 | 0 | 0 | 0 | 0 | 0 | 12 | 0
NO |  | 186 | 2016 | 54 | 18 | 18 |  | GREENWICH | THOLE ST (135) | 115 | 115 | WOOD POLE | 0.05 | 0 | 0 | 2500 ACAR | 0 | 0 | 0 | 0 | 0 | 0 | 0 | 0 | 0 | 0 | 0 | 0 | 0 | 0 | 0 | 0 | 0 | 0 | 0 | 0 | 0 | 0 | 0 | 12 | 0
NO |  | 186 | 2016 | 54 | 19 | 19 |  | TUNIS | EARLEYS (136) | 115 | 115 | CONC HFRM | 0.04 | 0 | 1 | 545.6 ACAR | 0 | 0 | 0 | 0 | 0 | 0 | 0 | 0 | 0 | 0 | 0 | 0 | 0 | 0 | 0 | 0 | 0 | 0 | 0 | 0 | 0 | 0 | 0 | 12 | 0
NO |  | 186 | 2016 | 54 | 20 | 20 |  | TUNIS | EARLEYS (136) | 115 | 115 | CONC POLE | 0.05 | 0 | 0 | 545.6 ACAR | 0 | 0 | 0 | 0 | 0 | 0 | 0 | 0 | 0 | 0 | 0 | 0 | 0 | 0 | 0 | 0 | 0 | 0 | 0 | 0 | 0 | 0 | 0 | 12 | 0
NO |  | 186 | 2016 | 54 | 21 | 21 |  | TUNIS | EARLEYS (136) | 115 | 115 | STEEL POLE | 0.19 | 0 | 0 | 545.6 ACAR | 0 | 0 | 0 | 0 | 0 | 0 | 0 | 0 | 0 | 0 | 0 | 0 | 0 | 0 | 0 | 0 | 0 | 0 | 0 | 0 | 0 | 0 | 0 | 12 | 0
NO |  | 186 | 2016 | 54 | 22 | 22 |  | TUNIS | EARLEYS (136) | 115 | 115 | STEEL POLE | 0.1 | 0 | 0 | 559.5 AAAC | 0 | 0 | 0 | 0 | 0 | 0 | 0 | 0 | 0 | 0 | 0 | 0 | 0 | 0 | 0 | 0 | 0 | 0 | 0 | 0 | 0 | 0 | 0 | 12 | 0
NO |  | 186 | 2016 | 54 | 23 | 23 |  | TUNIS | EARLEYS (136) | 115 | 115 | STEEL TWR | 0.03 | 0 | 0 | 545.6 ACAR | 0 | 0 | 0 | 0 | 0 | 0 | 0 | 0 | 0 | 0 | 0 | 0 | 0 | 0 | 0 | 0 | 0 | 0 | 0 | 0 | 0 | 0 | 0 | 12 | 0
NO |  | 186 | 2016 | 54 | 24 | 24 |  | TUNIS | EARLEYS (136) | 115 | 115 | WOOD POLE | 0 | 0.13 | 0 | 545.6 ACAR | 0 | 0 | 0 | 0 | 0 | 0 | 0 | 0 | 0 | 0 | 0 | 0 | 0 | 0 | 0 | 0 | 0 | 0 | 0 | 0 | 0 | 0 | 0 | 12 | 0
NO |  | 186 | 2016 | 54 | 25 | 25 |  | TUNIS | EARLEYS (136) | 115 | 115 | WOOD POLE | 0 | 0.02 | 0 | 559.5 AAAC | 0 | 0 | 0 | 0 | 0 | 0 | 0 | 0 | 0 | 0 | 0 | 0 | 0 | 0 | 0 | 0 | 0 | 0 | 0 | 0 | 0 | 0 | 0 | 12 | 0
NO |  | 186 | 2016 | 54 | 26 | 26 |  | TUNIS | EARLEYS (136) | 115 | 115 | WOOD POLE | 7.56 | 0 | 0 | 545.6 ACAR | 0 | 0 | 0 | 0 | 0 | 0 | 0 | 0 | 0 | 0 | 0 | 0 | 0 | 0 | 0 | 0 | 0 | 0 | 0 | 0 | 0 | 0 | 0 | 12 | 0
NO |  | 186 | 2016 | 54 | 27 | 27 |  | TUNIS | EARLEYS (136) | 115 | 115 | WOOD POLE | 6.61 | 0 | 0 | 559.5 AAAC | 0 | 0 | 0 | 0 | 0 | 0 | 0 | 0 | 0 | 0 | 0 | 0 | 0 | 0 | 0 | 0 | 0 | 0 | 0 | 0 | 0 | 0 | 0 | 12 | 0
NO |  | 186 | 2016 | 54 | 28 | 28 |  | RIDGE ROAD | KERR DAM (137) | 115 | 115 | STEEL HFRM | 0.6 | 0 | 1 | 336.4 ACSR | 0 | 0 | 0 | 0 | 0 | 0 | 0 | 0 | 0 | 0 | 0 | 0 | 0 | 0 | 0 | 0 | 0 | 0 | 0 | 0 | 0 | 0 | 0 | 12 | 0
NO |  | 186 | 2016 | 54 | 29 | 29 |  | RIDGE ROAD | KERR DAM (137) | 115 | 115 | STEEL HFRM | 0.17 | 0 | 0 | 768.2 ACSS | 0 | 0 | 0 | 0 | 0 | 0 | 0 | 0 | 0 | 0 | 0 | 0 | 0 | 0 | 0 | 0 | 0 | 0 | 0 | 0 | 0 | 0 | 0 | 12 | 0
NO |  | 186 | 2016 | 54 | 30 | 30 |  | RIDGE ROAD | KERR DAM (137) | 115 | 115 | STEEL POLE | 1.7 | 0 | 0 | 768.2 ACSS | 0 | 0 | 0 | 0 | 0 | 0 | 0 | 0 | 0 | 0 | 0 | 0 | 0 | 0 | 0 | 0 | 0 | 0 | 0 | 0 | 0 | 0 | 0 | 12 | 0
NO |  | 186 | 2016 | 54 | 31 | 31 |  | RIDGE ROAD | KERR DAM (137) | 115 | 115 | STEEL TWR | 0.09 | 0 | 0 | 336.4 ACSR | 0 | 0 | 0 | 0 | 0 | 0 | 0 | 0 | 0 | 0 | 0 | 0 | 0 | 0 | 0 | 0 | 0 | 0 | 0 | 0 | 0 | 0 | 0 | 12 | 0
NO |  | 186 | 2016 | 54 | 32 | 32 |  | RIDGE ROAD | KERR DAM (137) | 115 | 115 | STEEL TWR | 0.11 | 0 | 0 | 477 ACSR | 0 | 0 | 0 | 0 | 0 | 0 | 0 | 0 | 0 | 0 | 0 | 0 | 0 | 0 | 0 | 0 | 0 | 0 | 0 | 0 | 0 | 0 | 0 | 12 | 0
NO |  | 186 | 2016 | 54 | 33 | 33 |  | RIDGE ROAD | KERR DAM (137) | 115 | 115 | WOOD HFRM | 7.22 | 0 | 0 | 336.4 ACSR | 0 | 0 | 0 | 0 | 0 | 0 | 0 | 0 | 0 | 0 | 0 | 0 | 0 | 0 | 0 | 0 | 0 | 0 | 0 | 0 | 0 | 0 | 0 | 12 | 0
NO |  | 186 | 2016 | 54 | 34 | 34 |  | RIDGE ROAD | KERR DAM (137) | 115 | 115 | WOOD POLE | 0.18 | 0 | 0 | 336.4 ACSR | 0 | 0 | 0 | 0 | 0 | 0 | 0 | 0 | 0 | 0 | 0 | 0 | 0 | 0 | 0 | 0 | 0 | 0 | 0 | 0 | 0 | 0 | 0 | 12 | 0
NO |  | 186 | 2016 | 54 | 35 | 35 |  | EVERETTS | ALBEMARLE (139) | 115 | 115 | STEEL HFRM | 0.87 | 0 | 1 | 336.4 ACSR | 0 | 0 | 0 | 0 | 0 | 0 | 0 | 0 | 0 | 0 | 0 | 0 | 0 | 0 | 0 | 0 | 0 | 0 | 0 | 0 | 0 | 0 | 0 | 12 | 0
NO |  | 186 | 2016 | 55 | 1 | 1 |  | EVERETTS | ALBEMARLE (139) | 115 | 115 | STEEL POLE | 0.02 | 0 | 0 | 336.4 ACSR | 0 | 0 | 0 | 0 | 0 | 0 | 0 | 0 | 0 | 0 | 0 | 0 | 0 | 0 | 0 | 0 | 0 | 0 | 0 | 0 | 0 | 0 | 0 | 12 | 0
NO |  | 186 | 2016 | 55 | 2 | 2 |  | EVERETTS | ALBEMARLE (139) | 115 | 115 | STEEL TWR | 0.22 | 0 | 0 | 336.4 ACSR | 0 | 0 | 0 | 0 | 0 | 0 | 0 | 0 | 0 | 0 | 0 | 0 | 0 | 0 | 0 | 0 | 0 | 0 | 0 | 0 | 0 | 0 | 0 | 12 | 0
NO |  | 186 | 2016 | 55 | 3 | 3 |  | EVERETTS | ALBEMARLE (139) | 115 | 115 | WOOD HFRM | 14.24 | 0 | 0 | 336.4 ACSR | 0 | 0 | 0 | 0 | 0 | 0 | 0 | 0 | 0 | 0 | 0 | 0 | 0 | 0 | 0 | 0 | 0 | 0 | 0 | 0 | 0 | 0 | 0 | 12 | 0
NO |  | 186 | 2016 | 55 | 4 | 4 |  | EVERETTS | ALBEMARLE (139) | 115 | 115 | WOOD POLE | 1.2 | 0 | 0 | 336.4 ACSR | 0 | 0 | 0 | 0 | 0 | 0 | 0 | 0 | 0 | 0 | 0 | 0 | 0 | 0 | 0 | 0 | 0 | 0 | 0 | 0 | 0 | 0 | 0 | 12 | 0
NO |  | 186 | 2016 | 55 | 5 | 5 |  | SOUTHAMPTON NUG | BOYKINS (140) | 115 | 115 | CONC HFRM | 0.07 | 0 | 1 | 545.6 ACAR | 0 | 0 | 0 | 0 | 0 | 0 | 0 | 0 | 0 | 0 | 0 | 0 | 0 | 0 | 0 | 0 | 0 | 0 | 0 | 0 | 0 | 0 | 0 | 12 | 0
NO |  | 186 | 2016 | 55 | 6 | 6 |  | SOUTHAMPTON NUG | BOYKINS (140) | 115 | 115 | STEEL POLE | 0.03 | 0 | 0 | 1590 AAC | 0 | 0 | 0 | 0 | 0 | 0 | 0 | 0 | 0 | 0 | 0 | 0 | 0 | 0 | 0 | 0 | 0 | 0 | 0 | 0 | 0 | 0 | 0 | 12 | 0
NO |  | 186 | 2016 | 55 | 7 | 7 |  | SOUTHAMPTON NUG | BOYKINS (140) | 115 | 115 | STEEL TWR | 0.37 | 0 | 0 | 1590 AAC | 0 | 0 | 0 | 0 | 0 | 0 | 0 | 0 | 0 | 0 | 0 | 0 | 0 | 0 | 0 | 0 | 0 | 0 | 0 | 0 | 0 | 0 | 0 | 12 | 0
NO |  | 186 | 2016 | 55 | 8 | 8 |  | SOUTHAMPTON NUG | BOYKINS (140) | 115 | 115 | STEEL TWR | 0.02 | 0 | 0 | 1590 ACAR | 0 | 0 | 0 | 0 | 0 | 0 | 0 | 0 | 0 | 0 | 0 | 0 | 0 | 0 | 0 | 0 | 0 | 0 | 0 | 0 | 0 | 0 | 0 | 12 | 0
NO |  | 186 | 2016 | 55 | 9 | 9 |  | SOUTHAMPTON NUG | BOYKINS (140) | 115 | 115 | STEEL TWR | 11.23 | 0 | 0 | 545.6 ACAR | 0 | 0 | 0 | 0 | 0 | 0 | 0 | 0 | 0 | 0 | 0 | 0 | 0 | 0 | 0 | 0 | 0 | 0 | 0 | 0 | 0 | 0 | 0 | 12 | 0
NO |  | 186 | 2016 | 55 | 10 | 10 |  | SKIMMER | BALCONY FALLS (141) | 115 | 115 | STEEL HFRM | 0.54 | 0 | 1 | 4/0 ACSR | 0 | 0 | 0 | 0 | 0 | 0 | 0 | 0 | 0 | 0 | 0 | 0 | 0 | 0 | 0 | 0 | 0 | 0 | 0 | 0 | 0 | 0 | 0 | 12 | 0
NO |  | 186 | 2016 | 55 | 11 | 11 |  | SKIMMER | BALCONY FALLS (141) | 115 | 115 | STEEL POLE | 0.6 | 0 | 0 | 636 ACSR | 0 | 0 | 0 | 0 | 0 | 0 | 0 | 0 | 0 | 0 | 0 | 0 | 0 | 0 | 0 | 0 | 0 | 0 | 0 | 0 | 0 | 0 | 0 | 12 | 0
NO |  | 186 | 2016 | 55 | 12 | 12 |  | SKIMMER | BALCONY FALLS (141) | 115 | 115 | STEEL TWR | 0 | 1.89 | 0 | 4/0 ACSR | 0 | 0 | 0 | 0 | 0 | 0 | 0 | 0 | 0 | 0 | 0 | 0 | 0 | 0 | 0 | 0 | 0 | 0 | 0 | 0 | 0 | 0 | 0 | 12 | 0
NO |  | 186 | 2016 | 55 | 13 | 13 |  | SKIMMER | BALCONY FALLS (141) | 115 | 115 | STEEL TWR | 2.04 | 0 | 0 | 4/0 ACSR | 0 | 0 | 0 | 0 | 0 | 0 | 0 | 0 | 0 | 0 | 0 | 0 | 0 | 0 | 0 | 0 | 0 | 0 | 0 | 0 | 0 | 0 | 0 | 12 | 0
NO |  | 186 | 2016 | 55 | 14 | 14 |  | SKIMMER | BALCONY FALLS (141) | 115 | 115 | WOOD HFRM | 0 | 0.36 | 0 | 4/0 ACSR | 0 | 0 | 0 | 0 | 0 | 0 | 0 | 0 | 0 | 0 | 0 | 0 | 0 | 0 | 0 | 0 | 0 | 0 | 0 | 0 | 0 | 0 | 0 | 12 | 0
NO |  | 186 | 2016 | 55 | 15 | 15 |  | SKIMMER | BALCONY FALLS (141) | 115 | 115 | WOOD HFRM | 4.21 | 0 | 0 | 4/0 ACSR | 0 | 0 | 0 | 0 | 0 | 0 | 0 | 0 | 0 | 0 | 0 | 0 | 0 | 0 | 0 | 0 | 0 | 0 | 0 | 0 | 0 | 0 | 0 | 12 | 0
NO |  | 186 | 2016 | 55 | 16 | 16 |  | SKIMMER | BALCONY FALLS (141) | 115 | 115 | WOOD POLE | 0.14 | 0 | 0 | 4/0 ACSR | 0 | 0 | 0 | 0 | 0 | 0 | 0 | 0 | 0 | 0 | 0 | 0 | 0 | 0 | 0 | 0 | 0 | 0 | 0 | 0 | 0 | 0 | 0 | 12 | 0
NO |  | 186 | 2016 | 55 | 17 | 17 |  | NORTHWEST | ELMONT (142) | 115 | 115 | STEEL HFRM | 0.13 | 0 | 1 | 1033.5 ACSS | 0 | 0 | 0 | 0 | 0 | 0 | 0 | 0 | 0 | 0 | 0 | 0 | 0 | 0 | 0 | 0 | 0 | 0 | 0 | 0 | 0 | 0 | 0 | 12 | 0
NO |  | 186 | 2016 | 55 | 18 | 18 |  | NORTHWEST | ELMONT (142) | 115 | 115 | STEEL HFRM | 0.13 | 0 | 0 | 477 ACSR | 0 | 0 | 0 | 0 | 0 | 0 | 0 | 0 | 0 | 0 | 0 | 0 | 0 | 0 | 0 | 0 | 0 | 0 | 0 | 0 | 0 | 0 | 0 | 12 | 0
NO |  | 186 | 2016 | 55 | 19 | 19 |  | NORTHWEST | ELMONT (142) | 115 | 115 | STEEL HFRM | 0.07 | 0 | 0 | 721 ACAR | 0 | 0 | 0 | 0 | 0 | 0 | 0 | 0 | 0 | 0 | 0 | 0 | 0 | 0 | 0 | 0 | 0 | 0 | 0 | 0 | 0 | 0 | 0 | 12 | 0
NO |  | 186 | 2016 | 55 | 20 | 20 |  | NORTHWEST | ELMONT (142) | 115 | 115 | STEEL POLE | 0.02 | 0 | 0 | 477 ACSR | 0 | 0 | 0 | 0 | 0 | 0 | 0 | 0 | 0 | 0 | 0 | 0 | 0 | 0 | 0 | 0 | 0 | 0 | 0 | 0 | 0 | 0 | 0 | 12 | 0
NO |  | 186 | 2016 | 55 | 21 | 21 |  | NORTHWEST | ELMONT (142) | 115 | 115 | STEEL POLE | 0.25 | 0 | 0 | 721 ACAR | 0 | 0 | 0 | 0 | 0 | 0 | 0 | 0 | 0 | 0 | 0 | 0 | 0 | 0 | 0 | 0 | 0 | 0 | 0 | 0 | 0 | 0 | 0 | 12 | 0
NO |  | 186 | 2016 | 55 | 22 | 22 |  | NORTHWEST | ELMONT (142) | 115 | 115 | STEEL TWR | 0.1 | 0 | 0 | 1033.5 ACSR | 0 | 0 | 0 | 0 | 0 | 0 | 0 | 0 | 0 | 0 | 0 | 0 | 0 | 0 | 0 | 0 | 0 | 0 | 0 | 0 | 0 | 0 | 0 | 12 | 0
NO |  | 186 | 2016 | 55 | 23 | 23 |  | NORTHWEST | ELMONT (142) | 115 | 115 | STEEL TWR | 0.65 | 0 | 0 | 1033.5 ACSS | 0 | 0 | 0 | 0 | 0 | 0 | 0 | 0 | 0 | 0 | 0 | 0 | 0 | 0 | 0 | 0 | 0 | 0 | 0 | 0 | 0 | 0 | 0 | 12 | 0
NO |  | 186 | 2016 | 55 | 24 | 24 |  | NORTHWEST | ELMONT (142) | 115 | 115 | STEEL TWR | 0.05 | 0 | 0 | 477 ACSR | 0 | 0 | 0 | 0 | 0 | 0 | 0 | 0 | 0 | 0 | 0 | 0 | 0 | 0 | 0 | 0 | 0 | 0 | 0 | 0 | 0 | 0 | 0 | 12 | 0
NO |  | 186 | 2016 | 55 | 25 | 25 |  | NORTHWEST | ELMONT (142) | 115 | 115 | STEEL TWR | 4.57 | 0 | 0 | 721 ACAR | 0 | 0 | 0 | 0 | 0 | 0 | 0 | 0 | 0 | 0 | 0 | 0 | 0 | 0 | 0 | 0 | 0 | 0 | 0 | 0 | 0 | 0 | 0 | 12 | 0
NO |  | 186 | 2016 | 55 | 26 | 26 |  | NORTHWEST | ELMONT (142) | 115 | 115 | WOOD POLE | 0.1 | 0 | 0 | 1033.5 ACSR | 0 | 0 | 0 | 0 | 0 | 0 | 0 | 0 | 0 | 0 | 0 | 0 | 0 | 0 | 0 | 0 | 0 | 0 | 0 | 0 | 0 | 0 | 0 | 12 | 0
NO |  | 186 | 2016 | 55 | 27 | 27 |  | BOWERS HILL | ALEXANDERS CORNER (144) | 115 | 115 | CONC POLE | 0.21 | 0 | 1 | 545.6 ACAR | 0 | 0 | 0 | 0 | 0 | 0 | 0 | 0 | 0 | 0 | 0 | 0 | 0 | 0 | 0 | 0 | 0 | 0 | 0 | 0 | 0 | 0 | 0 | 12 | 0
NO |  | 186 | 2016 | 55 | 28 | 28 |  | BOWERS HILL | ALEXANDERS CORNER (144) | 115 | 115 | STEEL TWR | 0.01 | 0 | 0 | 545.6 ACAR | 0 | 0 | 0 | 0 | 0 | 0 | 0 | 0 | 0 | 0 | 0 | 0 | 0 | 0 | 0 | 0 | 0 | 0 | 0 | 0 | 0 | 0 | 0 | 12 | 0
NO |  | 186 | 2016 | 55 | 29 | 29 |  | BOWERS HILL | ALEXANDERS CORNER (144) | 115 | 115 | WOOD POLE | 1.98 | 0 | 0 | 545.6 ACAR | 0 | 0 | 0 | 0 | 0 | 0 | 0 | 0 | 0 | 0 | 0 | 0 | 0 | 0 | 0 | 0 | 0 | 0 | 0 | 0 | 0 | 0 | 0 | 12 | 0
NO |  | 186 | 2016 | 55 | 30 | 30 |  | POSSUM POINT | INDEPENDENT HILL DP (145) | 115 | 115 | STEEL HFRM | 0 | 0.97 | 1 | 636 ACSR | 0 | 0 | 0 | 0 | 0 | 0 | 0 | 0 | 0 | 0 | 0 | 0 | 0 | 0 | 0 | 0 | 0 | 0 | 0 | 0 | 0 | 0 | 0 | 12 | 0
NO |  | 186 | 2016 | 55 | 31 | 31 |  | POSSUM POINT | INDEPENDENT HILL DP (145) | 115 | 115 | STEEL HFRM | 1.32 | 0 | 0 | 636 ACSR | 0 | 0 | 0 | 0 | 0 | 0 | 0 | 0 | 0 | 0 | 0 | 0 | 0 | 0 | 0 | 0 | 0 | 0 | 0 | 0 | 0 | 0 | 0 | 12 | 0
NO |  | 186 | 2016 | 55 | 32 | 32 |  | POSSUM POINT | INDEPENDENT HILL DP (145) | 115 | 115 | STEEL POLE | 0 | 0.28 | 0 | 636 ACSR | 0 | 0 | 0 | 0 | 0 | 0 | 0 | 0 | 0 | 0 | 0 | 0 | 0 | 0 | 0 | 0 | 0 | 0 | 0 | 0 | 0 | 0 | 0 | 12 | 0
NO |  | 186 | 2016 | 55 | 33 | 33 |  | POSSUM POINT | INDEPENDENT HILL DP (145) | 115 | 115 | STEEL POLE | 0 | 0.46 | 0 | 721 ACAR | 0 | 0 | 0 | 0 | 0 | 0 | 0 | 0 | 0 | 0 | 0 | 0 | 0 | 0 | 0 | 0 | 0 | 0 | 0 | 0 | 0 | 0 | 0 | 12 | 0
NO |  | 186 | 2016 | 55 | 34 | 34 |  | POSSUM POINT | INDEPENDENT HILL DP (145) | 115 | 115 | STEEL TWR | 0 | 0.13 | 0 | 636 ACSR | 0 | 0 | 0 | 0 | 0 | 0 | 0 | 0 | 0 | 0 | 0 | 0 | 0 | 0 | 0 | 0 | 0 | 0 | 0 | 0 | 0 | 0 | 0 | 12 | 0
NO |  | 186 | 2016 | 55 | 35 | 35 |  | POSSUM POINT | INDEPENDENT HILL DP (145) | 115 | 115 | STEEL TWR | 0.11 | 0 | 0 | 636 ACSR | 0 | 0 | 0 | 0 | 0 | 0 | 0 | 0 | 0 | 0 | 0 | 0 | 0 | 0 | 0 | 0 | 0 | 0 | 0 | 0 | 0 | 0 | 0 | 12 | 0
NO |  | 186 | 2016 | 56 | 1 | 1 |  | POSSUM POINT | INDEPENDENT HILL DP (145) | 115 | 115 | WOOD HFRM | 0 | 1.35 | 0 | 636 ACSR | 0 | 0 | 0 | 0 | 0 | 0 | 0 | 0 | 0 | 0 | 0 | 0 | 0 | 0 | 0 | 0 | 0 | 0 | 0 | 0 | 0 | 0 | 0 | 12 | 0
NO |  | 186 | 2016 | 56 | 2 | 2 |  | POSSUM POINT | INDEPENDENT HILL DP (145) | 115 | 115 | WOOD HFRM | 3.28 | 0 | 0 | 636 ACSR | 0 | 0 | 0 | 0 | 0 | 0 | 0 | 0 | 0 | 0 | 0 | 0 | 0 | 0 | 0 | 0 | 0 | 0 | 0 | 0 | 0 | 0 | 0 | 12 | 0
NO |  | 186 | 2016 | 56 | 3 | 3 |  | POSSUM POINT | INDEPENDENT HILL DP (145) | 115 | 115 | WOOD POLE | 0 | 0.17 | 0 | 636 ACSR | 0 | 0 | 0 | 0 | 0 | 0 | 0 | 0 | 0 | 0 | 0 | 0 | 0 | 0 | 0 | 0 | 0 | 0 | 0 | 0 | 0 | 0 | 0 | 12 | 0
NO |  | 186 | 2016 | 56 | 4 | 4 |  | POSSUM POINT | INDEPENDENT HILL DP (145) | 115 | 115 | WOOD POLE | 0.01 | 0 | 0 | 246.9 AAAC | 0 | 0 | 0 | 0 | 0 | 0 | 0 | 0 | 0 | 0 | 0 | 0 | 0 | 0 | 0 | 0 | 0 | 0 | 0 | 0 | 0 | 0 | 0 | 12 | 0
NO |  | 186 | 2016 | 56 | 5 | 5 |  | POSSUM POINT | INDEPENDENT HILL DP (145) | 115 | 115 | WOOD POLE | 0.34 | 0 | 0 | 636 ACSR | 0 | 0 | 0 | 0 | 0 | 0 | 0 | 0 | 0 | 0 | 0 | 0 | 0 | 0 | 0 | 0 | 0 | 0 | 0 | 0 | 0 | 0 | 0 | 12 | 0
NO |  | 186 | 2016 | 56 | 6 | 6 |  | POSSUM POINT | INDEPENDENT HILL DP (145) | 115 | 115 | WOOD POLE | 0.08 | 0 | 0 | 721 ACAR | 0 | 0 | 0 | 0 | 0 | 0 | 0 | 0 | 0 | 0 | 0 | 0 | 0 | 0 | 0 | 0 | 0 | 0 | 0 | 0 | 0 | 0 | 0 | 12 | 0
NO |  | 186 | 2016 | 56 | 7 | 7 |  | DOOMS | DUPONT (146) | 115 | 115 | STEEL POLE | 0 | 0.04 | 1 | 1033.5 ACSR | 0 | 0 | 0 | 0 | 0 | 0 | 0 | 0 | 0 | 0 | 0 | 0 | 0 | 0 | 0 | 0 | 0 | 0 | 0 | 0 | 0 | 0 | 0 | 12 | 0
NO |  | 186 | 2016 | 56 | 8 | 8 |  | DOOMS | DUPONT (146) | 115 | 115 | STEEL POLE | 4.6 | 0 | 0 | 636 ACSR | 0 | 0 | 0 | 0 | 0 | 0 | 0 | 0 | 0 | 0 | 0 | 0 | 0 | 0 | 0 | 0 | 0 | 0 | 0 | 0 | 0 | 0 | 0 | 12 | 0
NO |  | 186 | 2016 | 56 | 9 | 9 |  | DOOMS | DUPONT (146) | 115 | 115 | STEEL TWR | 0.08 | 0 | 0 | 636 ACSR | 0 | 0 | 0 | 0 | 0 | 0 | 0 | 0 | 0 | 0 | 0 | 0 | 0 | 0 | 0 | 0 | 0 | 0 | 0 | 0 | 0 | 0 | 0 | 12 | 0
NO |  | 186 | 2016 | 56 | 10 | 10 |  | LANDSTOWN | PENDLETON (147) | 115 | 115 | CONC HFRM | 0 | 0.05 | 1 | 2500 ACAR | 0 | 0 | 0 | 0 | 0 | 0 | 0 | 0 | 0 | 0 | 0 | 0 | 0 | 0 | 0 | 0 | 0 | 0 | 0 | 0 | 0 | 0 | 0 | 12 | 0
NO |  | 186 | 2016 | 56 | 11 | 11 |  | LANDSTOWN | PENDLETON (147) | 115 | 115 | CONC POLE | 0.06 | 0 | 0 | 1109 ACAR | 0 | 0 | 0 | 0 | 0 | 0 | 0 | 0 | 0 | 0 | 0 | 0 | 0 | 0 | 0 | 0 | 0 | 0 | 0 | 0 | 0 | 0 | 0 | 12 | 0
NO |  | 186 | 2016 | 56 | 12 | 12 |  | LANDSTOWN | PENDLETON (147) | 115 | 115 | CONC POLE | 0.03 | 0 | 0 | 1351.5 ACSR | 0 | 0 | 0 | 0 | 0 | 0 | 0 | 0 | 0 | 0 | 0 | 0 | 0 | 0 | 0 | 0 | 0 | 0 | 0 | 0 | 0 | 0 | 0 | 12 | 0
NO |  | 186 | 2016 | 56 | 13 | 13 |  | LANDSTOWN | PENDLETON (147) | 115 | 115 | STEEL HFRM | 0 | 5.04 | 0 | 1351.5 ACSR | 0 | 0 | 0 | 0 | 0 | 0 | 0 | 0 | 0 | 0 | 0 | 0 | 0 | 0 | 0 | 0 | 0 | 0 | 0 | 0 | 0 | 0 | 0 | 12 | 0
NO |  | 186 | 2016 | 56 | 14 | 14 |  | LANDSTOWN | PENDLETON (147) | 115 | 115 | STEEL POLE | 0 | 0.63 | 0 | 1351.5 ACSR | 0 | 0 | 0 | 0 | 0 | 0 | 0 | 0 | 0 | 0 | 0 | 0 | 0 | 0 | 0 | 0 | 0 | 0 | 0 | 0 | 0 | 0 | 0 | 12 | 0
NO |  | 186 | 2016 | 56 | 15 | 15 |  | LANDSTOWN | PENDLETON (147) | 115 | 115 | STEEL TWR | 0 | 0.05 | 0 | 1351.5 ACSR | 0 | 0 | 0 | 0 | 0 | 0 | 0 | 0 | 0 | 0 | 0 | 0 | 0 | 0 | 0 | 0 | 0 | 0 | 0 | 0 | 0 | 0 | 0 | 12 | 0
NO |  | 186 | 2016 | 56 | 16 | 16 |  | CLUBHOUSE | JARRATT (148) | 115 | 115 | CONC HFRM | 0.01 | 0 | 1 | 795 ACSR | 0 | 0 | 0 | 0 | 0 | 0 | 0 | 0 | 0 | 0 | 0 | 0 | 0 | 0 | 0 | 0 | 0 | 0 | 0 | 0 | 0 | 0 | 0 | 12 | 0
NO |  | 186 | 2016 | 56 | 17 | 17 |  | CLUBHOUSE | JARRATT (148) | 115 | 115 | STEEL HFRM | 0.2 | 0 | 0 | 2/0 CU | 0 | 0 | 0 | 0 | 0 | 0 | 0 | 0 | 0 | 0 | 0 | 0 | 0 | 0 | 0 | 0 | 0 | 0 | 0 | 0 | 0 | 0 | 0 | 12 | 0
NO |  | 186 | 2016 | 56 | 18 | 18 |  | CLUBHOUSE | JARRATT (148) | 115 | 115 | STEEL HFRM | 3.03 | 0 | 0 | 795 ACSR | 0 | 0 | 0 | 0 | 0 | 0 | 0 | 0 | 0 | 0 | 0 | 0 | 0 | 0 | 0 | 0 | 0 | 0 | 0 | 0 | 0 | 0 | 0 | 12 | 0
NO |  | 186 | 2016 | 56 | 19 | 19 |  | CLUBHOUSE | JARRATT (148) | 115 | 115 | STEEL POLE | 0.03 | 0 | 0 | 477 AAC | 0 | 0 | 0 | 0 | 0 | 0 | 0 | 0 | 0 | 0 | 0 | 0 | 0 | 0 | 0 | 0 | 0 | 0 | 0 | 0 | 0 | 0 | 0 | 12 | 0
NO |  | 186 | 2016 | 56 | 20 | 20 |  | CLUBHOUSE | JARRATT (148) | 115 | 115 | STEEL POLE | 0.04 | 0 | 0 | 795 ACSR | 0 | 0 | 0 | 0 | 0 | 0 | 0 | 0 | 0 | 0 | 0 | 0 | 0 | 0 | 0 | 0 | 0 | 0 | 0 | 0 | 0 | 0 | 0 | 12 | 0
NO |  | 186 | 2016 | 56 | 21 | 21 |  | CLUBHOUSE | JARRATT (148) | 115 | 115 | STEEL TWR | 0.08 | 0 | 0 | 2/0 ACSR | 0 | 0 | 0 | 0 | 0 | 0 | 0 | 0 | 0 | 0 | 0 | 0 | 0 | 0 | 0 | 0 | 0 | 0 | 0 | 0 | 0 | 0 | 0 | 12 | 0
NO |  | 186 | 2016 | 56 | 22 | 22 |  | CLUBHOUSE | JARRATT (148) | 115 | 115 | WOOD HFRM | 0.41 | 0 | 0 | 2/0 ACSR | 0 | 0 | 0 | 0 | 0 | 0 | 0 | 0 | 0 | 0 | 0 | 0 | 0 | 0 | 0 | 0 | 0 | 0 | 0 | 0 | 0 | 0 | 0 | 12 | 0
NO |  | 186 | 2016 | 56 | 23 | 23 |  | CLUBHOUSE | JARRATT (148) | 115 | 115 | WOOD HFRM | 1.86 | 0 | 0 | 2/0 CU | 0 | 0 | 0 | 0 | 0 | 0 | 0 | 0 | 0 | 0 | 0 | 0 | 0 | 0 | 0 | 0 | 0 | 0 | 0 | 0 | 0 | 0 | 0 | 12 | 0
NO |  | 186 | 2016 | 56 | 24 | 24 |  | CLUBHOUSE | JARRATT (148) | 115 | 115 | WOOD HFRM | 5.34 | 0 | 0 | 795 ACSR | 0 | 0 | 0 | 0 | 0 | 0 | 0 | 0 | 0 | 0 | 0 | 0 | 0 | 0 | 0 | 0 | 0 | 0 | 0 | 0 | 0 | 0 | 0 | 12 | 0
NO |  | 186 | 2016 | 56 | 25 | 25 |  | CLUBHOUSE | JARRATT (148) | 115 | 115 | WOOD POLE | 0.14 | 0 | 0 | 2/0 CU | 0 | 0 | 0 | 0 | 0 | 0 | 0 | 0 | 0 | 0 | 0 | 0 | 0 | 0 | 0 | 0 | 0 | 0 | 0 | 0 | 0 | 0 | 0 | 12 | 0
NO |  | 186 | 2016 | 56 | 26 | 26 |  | CLUBHOUSE | JARRATT (148) | 115 | 115 | WOOD POLE | 0.22 | 0 | 0 | 795 ACSR | 0 | 0 | 0 | 0 | 0 | 0 | 0 | 0 | 0 | 0 | 0 | 0 | 0 | 0 | 0 | 0 | 0 | 0 | 0 | 0 | 0 | 0 | 0 | 12 | 0
NO |  | 186 | 2016 | 56 | 27 | 27 |  | WILLIS MT | COLONIAL PIPE (149) | 115 | 115 | STEEL HFRM | 0.46 | 0 | 1 | 396.3 ACAR | 0 | 0 | 0 | 0 | 0 | 0 | 0 | 0 | 0 | 0 | 0 | 0 | 0 | 0 | 0 | 0 | 0 | 0 | 0 | 0 | 0 | 0 | 0 | 12 | 0
NO |  | 186 | 2016 | 56 | 28 | 28 |  | WILLIS MT | COLONIAL PIPE (149) | 115 | 115 | STEEL POLE | 0.08 | 0 | 0 | 396.3 ACAR | 0 | 0 | 0 | 0 | 0 | 0 | 0 | 0 | 0 | 0 | 0 | 0 | 0 | 0 | 0 | 0 | 0 | 0 | 0 | 0 | 0 | 0 | 0 | 12 | 0
NO |  | 186 | 2016 | 56 | 29 | 29 |  | WILLIS MT | COLONIAL PIPE (149) | 115 | 115 | STEEL TWR | 0.14 | 0 | 0 | 396.3 ACAR | 0 | 0 | 0 | 0 | 0 | 0 | 0 | 0 | 0 | 0 | 0 | 0 | 0 | 0 | 0 | 0 | 0 | 0 | 0 | 0 | 0 | 0 | 0 | 12 | 0
NO |  | 186 | 2016 | 56 | 30 | 30 |  | WILLIS MT | COLONIAL PIPE (149) | 115 | 115 | WOOD HFRM | 6.64 | 0 | 0 | 396.3 ACAR | 0 | 0 | 0 | 0 | 0 | 0 | 0 | 0 | 0 | 0 | 0 | 0 | 0 | 0 | 0 | 0 | 0 | 0 | 0 | 0 | 0 | 0 | 0 | 12 | 0
NO |  | 186 | 2016 | 56 | 31 | 31 |  | WILLIS MT | COLONIAL PIPE (149) | 115 | 115 | WOOD POLE | 0.48 | 0 | 0 | 396.3 ACAR | 0 | 0 | 0 | 0 | 0 | 0 | 0 | 0 | 0 | 0 | 0 | 0 | 0 | 0 | 0 | 0 | 0 | 0 | 0 | 0 | 0 | 0 | 0 | 12 | 0
NO |  | 186 | 2016 | 56 | 32 | 32 |  | DOOMS 500 YARD | DOOMS 115 YARD (14T8) | 115 | 115 | CONC HFRM | 0.04 | 0 | 1 | 2049.5 AAAC | 0 | 0 | 0 | 0 | 0 | 0 | 0 | 0 | 0 | 0 | 0 | 0 | 0 | 0 | 0 | 0 | 0 | 0 | 0 | 0 | 0 | 0 | 0 | 12 | 0
NO |  | 186 | 2016 | 56 | 33 | 33 |  | DOOMS 500 YARD | DOOMS 115 YARD (14T8) | 115 | 115 | STEEL HFRM | 0.14 | 0 | 0 | 2049.5 AAAC | 0 | 0 | 0 | 0 | 0 | 0 | 0 | 0 | 0 | 0 | 0 | 0 | 0 | 0 | 0 | 0 | 0 | 0 | 0 | 0 | 0 | 0 | 0 | 12 | 0
NO |  | 186 | 2016 | 56 | 34 | 34 |  | DOOMS 500 YARD | DOOMS 115 YARD (14T8) | 115 | 115 | STEEL POLE | 0.29 | 0 | 0 | 2049.5 AAAC | 0 | 0 | 0 | 0 | 0 | 0 | 0 | 0 | 0 | 0 | 0 | 0 | 0 | 0 | 0 | 0 | 0 | 0 | 0 | 0 | 0 | 0 | 0 | 12 | 0
NO |  | 186 | 2016 | 56 | 35 | 35 |  | POE | WAKEFIELD (15) | 115 | 115 | CONC HFRM | 0.08 | 0 | 1 | 336.4 ACSR | 0 | 0 | 0 | 0 | 0 | 0 | 0 | 0 | 0 | 0 | 0 | 0 | 0 | 0 | 0 | 0 | 0 | 0 | 0 | 0 | 0 | 0 | 0 | 12 | 0
NO |  | 186 | 2016 | 57 | 1 | 1 |  | POE | WAKEFIELD (15) | 115 | 115 | CONC HFRM | 0.05 | 0 | 0 | 795 ACSR | 0 | 0 | 0 | 0 | 0 | 0 | 0 | 0 | 0 | 0 | 0 | 0 | 0 | 0 | 0 | 0 | 0 | 0 | 0 | 0 | 0 | 0 | 0 | 12 | 0
NO |  | 186 | 2016 | 57 | 2 | 2 |  | POE | WAKEFIELD (15) | 115 | 115 | STEEL HFRM | 0.08 | 0 | 0 | 795 ACSR | 0 | 0 | 0 | 0 | 0 | 0 | 0 | 0 | 0 | 0 | 0 | 0 | 0 | 0 | 0 | 0 | 0 | 0 | 0 | 0 | 0 | 0 | 0 | 12 | 0
NO |  | 186 | 2016 | 57 | 3 | 3 |  | POE | WAKEFIELD (15) | 115 | 115 | STEEL POLE | 0 | 0.05 | 0 | 336.4 ACSR | 0 | 0 | 0 | 0 | 0 | 0 | 0 | 0 | 0 | 0 | 0 | 0 | 0 | 0 | 0 | 0 | 0 | 0 | 0 | 0 | 0 | 0 | 0 | 12 | 0
NO |  | 186 | 2016 | 57 | 4 | 4 |  | POE | WAKEFIELD (15) | 115 | 115 | STEEL POLE | 0.29 | 0 | 0 | 336.4 ACSR | 0 | 0 | 0 | 0 | 0 | 0 | 0 | 0 | 0 | 0 | 0 | 0 | 0 | 0 | 0 | 0 | 0 | 0 | 0 | 0 | 0 | 0 | 0 | 12 | 0
NO |  | 186 | 2016 | 57 | 5 | 5 |  | POE | WAKEFIELD (15) | 115 | 115 | STEEL POLE | 0.02 | 0 | 0 | 795 ACSR | 0 | 0 | 0 | 0 | 0 | 0 | 0 | 0 | 0 | 0 | 0 | 0 | 0 | 0 | 0 | 0 | 0 | 0 | 0 | 0 | 0 | 0 | 0 | 12 | 0
NO |  | 186 | 2016 | 57 | 6 | 6 |  | POE | WAKEFIELD (15) | 115 | 115 | STEEL TWR | 26.1 | 0 | 0 | 336.4 ACSR | 0 | 0 | 0 | 0 | 0 | 0 | 0 | 0 | 0 | 0 | 0 | 0 | 0 | 0 | 0 | 0 | 0 | 0 | 0 | 0 | 0 | 0 | 0 | 12 | 0
NO |  | 186 | 2016 | 57 | 7 | 7 |  | POE | WAKEFIELD (15) | 115 | 115 | STEEL TWR | 0.05 | 0 | 0 | 795 AAC | 0 | 0 | 0 | 0 | 0 | 0 | 0 | 0 | 0 | 0 | 0 | 0 | 0 | 0 | 0 | 0 | 0 | 0 | 0 | 0 | 0 | 0 | 0 | 12 | 0
NO |  | 186 | 2016 | 57 | 8 | 8 |  | POE | WAKEFIELD (15) | 115 | 115 | STEEL TWR | 0.05 | 0 | 0 | 795 ACSR | 0 | 0 | 0 | 0 | 0 | 0 | 0 | 0 | 0 | 0 | 0 | 0 | 0 | 0 | 0 | 0 | 0 | 0 | 0 | 0 | 0 | 0 | 0 | 12 | 0
NO |  | 186 | 2016 | 57 | 9 | 9 |  | POE | WAKEFIELD (15) | 115 | 115 | WOOD POLE | 0.05 | 0 | 0 | 336.4 ACSR | 0 | 0 | 0 | 0 | 0 | 0 | 0 | 0 | 0 | 0 | 0 | 0 | 0 | 0 | 0 | 0 | 0 | 0 | 0 | 0 | 0 | 0 | 0 | 12 | 0
NO |  | 186 | 2016 | 57 | 10 | 10 |  | BASIN | 12TH STREET (150) | 115 | 115 | STEEL HFRM | 0.04 | 0 | 1 | 721 ACAR | 0 | 0 | 0 | 0 | 0 | 0 | 0 | 0 | 0 | 0 | 0 | 0 | 0 | 0 | 0 | 0 | 0 | 0 | 0 | 0 | 0 | 0 | 0 | 12 | 0
NO |  | 186 | 2016 | 57 | 11 | 11 |  | BASIN | 12TH STREET (150) | 115 | 115 | STEEL POLE | 0 | 0.16 | 0 | 721 ACAR | 0 | 0 | 0 | 0 | 0 | 0 | 0 | 0 | 0 | 0 | 0 | 0 | 0 | 0 | 0 | 0 | 0 | 0 | 0 | 0 | 0 | 0 | 0 | 12 | 0
NO |  | 186 | 2016 | 57 | 12 | 12 |  | BASIN | 12TH STREET (150) | 115 | 115 | STEEL TWR | 0 | 0.35 | 0 | 636 ACSR | 0 | 0 | 0 | 0 | 0 | 0 | 0 | 0 | 0 | 0 | 0 | 0 | 0 | 0 | 0 | 0 | 0 | 0 | 0 | 0 | 0 | 0 | 0 | 12 | 0
NO |  | 186 | 2016 | 57 | 13 | 13 |  | BASIN | 12TH STREET (150) | 115 | 115 | STEEL TWR | 0 | 0.02 | 0 | 721 ACAR | 0 | 0 | 0 | 0 | 0 | 0 | 0 | 0 | 0 | 0 | 0 | 0 | 0 | 0 | 0 | 0 | 0 | 0 | 0 | 0 | 0 | 0 | 0 | 12 | 0
NO |  | 186 | 2016 | 57 | 14 | 14 |  | BASIN | 12TH STREET (150) | 115 | 115 | STEEL TWR | 0.4 | 0 | 0 | 636 ACSR | 0 | 0 | 0 | 0 | 0 | 0 | 0 | 0 | 0 | 0 | 0 | 0 | 0 | 0 | 0 | 0 | 0 | 0 | 0 | 0 | 0 | 0 | 0 | 12 | 0
NO |  | 186 | 2016 | 57 | 15 | 15 |  | BASIN | 12TH STREET (150) | 115 | 115 | STEEL TWR | 3.18 | 0 | 0 | 721 ACAR | 0 | 0 | 0 | 0 | 0 | 0 | 0 | 0 | 0 | 0 | 0 | 0 | 0 | 0 | 0 | 0 | 0 | 0 | 0 | 0 | 0 | 0 | 0 | 12 | 0
NO |  | 186 | 2016 | 57 | 16 | 16 |  | BASIN | 12TH STREET (150) | 115 | 115 | WOOD HFRM | 0.04 | 0 | 0 | 721 ACAR | 0 | 0 | 0 | 0 | 0 | 0 | 0 | 0 | 0 | 0 | 0 | 0 | 0 | 0 | 0 | 0 | 0 | 0 | 0 | 0 | 0 | 0 | 0 | 12 | 0
NO |  | 186 | 2016 | 57 | 17 | 17 |  | PLYWOOD | SEDGE HILL (151) | 115 | 230 | STEEL HFRM | 1.14 | 0 | 1 | 559.5 AAAC | 0 | 0 | 0 | 0 | 0 | 0 | 0 | 0 | 0 | 0 | 0 | 0 | 0 | 0 | 0 | 0 | 0 | 0 | 0 | 0 | 0 | 0 | 0 | 12 | 0
NO |  | 186 | 2016 | 57 | 18 | 18 |  | PLYWOOD | SEDGE HILL (151) | 115 | 230 | STEEL POLE | 0.38 | 0 | 0 | 636 ACSR | 0 | 0 | 0 | 0 | 0 | 0 | 0 | 0 | 0 | 0 | 0 | 0 | 0 | 0 | 0 | 0 | 0 | 0 | 0 | 0 | 0 | 0 | 0 | 12 | 0
NO |  | 186 | 2016 | 57 | 19 | 19 |  | PLYWOOD | SEDGE HILL (151) | 115 | 230 | WOOD HFRM | 4.3 | 0 | 0 | 559.5 AAAC | 0 | 0 | 0 | 0 | 0 | 0 | 0 | 0 | 0 | 0 | 0 | 0 | 0 | 0 | 0 | 0 | 0 | 0 | 0 | 0 | 0 | 0 | 0 | 12 | 0
NO |  | 186 | 2016 | 57 | 20 | 20 |  | PLYWOOD | SEDGE HILL (151) | 115 | 230 | WOOD POLE | 0.96 | 0 | 0 | 559.5 AAAC | 0 | 0 | 0 | 0 | 0 | 0 | 0 | 0 | 0 | 0 | 0 | 0 | 0 | 0 | 0 | 0 | 0 | 0 | 0 | 0 | 0 | 0 | 0 | 12 | 0
NO |  | 186 | 2016 | 57 | 21 | 21 |  | OAK GREEN | SPOTSYLVANIA (153) | 115 | 115 | CONC HFRM | 0.11 | 0 | 1 | 336.4 ACSR | 0 | 0 | 0 | 0 | 0 | 0 | 0 | 0 | 0 | 0 | 0 | 0 | 0 | 0 | 0 | 0 | 0 | 0 | 0 | 0 | 0 | 0 | 0 | 12 | 0
NO |  | 186 | 2016 | 57 | 22 | 22 |  | OAK GREEN | SPOTSYLVANIA (153) | 115 | 115 | CONC HFRM | 0.09 | 0 | 0 | 636 ACSR | 0 | 0 | 0 | 0 | 0 | 0 | 0 | 0 | 0 | 0 | 0 | 0 | 0 | 0 | 0 | 0 | 0 | 0 | 0 | 0 | 0 | 0 | 0 | 12 | 0
NO |  | 186 | 2016 | 57 | 23 | 23 |  | OAK GREEN | SPOTSYLVANIA (153) | 115 | 115 | CONC HFRM | 0.17 | 0 | 0 | 795 ACSR | 0 | 0 | 0 | 0 | 0 | 0 | 0 | 0 | 0 | 0 | 0 | 0 | 0 | 0 | 0 | 0 | 0 | 0 | 0 | 0 | 0 | 0 | 0 | 12 | 0
NO |  | 186 | 2016 | 57 | 24 | 24 |  | OAK GREEN | SPOTSYLVANIA (153) | 115 | 115 | STEEL HFRM | 0.1 | 0 | 0 | 636 ACSR | 0 | 0 | 0 | 0 | 0 | 0 | 0 | 0 | 0 | 0 | 0 | 0 | 0 | 0 | 0 | 0 | 0 | 0 | 0 | 0 | 0 | 0 | 0 | 12 | 0
NO |  | 186 | 2016 | 57 | 25 | 25 |  | OAK GREEN | SPOTSYLVANIA (153) | 115 | 115 | STEEL POLE | 0 | 0.07 | 0 | 795 ACSR | 0 | 0 | 0 | 0 | 0 | 0 | 0 | 0 | 0 | 0 | 0 | 0 | 0 | 0 | 0 | 0 | 0 | 0 | 0 | 0 | 0 | 0 | 0 | 12 | 0
NO |  | 186 | 2016 | 57 | 26 | 26 |  | OAK GREEN | SPOTSYLVANIA (153) | 115 | 115 | STEEL POLE | 1.29 | 0 | 0 | 246.9 AAAC | 0 | 0 | 0 | 0 | 0 | 0 | 0 | 0 | 0 | 0 | 0 | 0 | 0 | 0 | 0 | 0 | 0 | 0 | 0 | 0 | 0 | 0 | 0 | 12 | 0
NO |  | 186 | 2016 | 57 | 27 | 27 |  | OAK GREEN | SPOTSYLVANIA (153) | 115 | 115 | STEEL POLE | 2.32 | 0 | 0 | 336.4 ACSR | 0 | 0 | 0 | 0 | 0 | 0 | 0 | 0 | 0 | 0 | 0 | 0 | 0 | 0 | 0 | 0 | 0 | 0 | 0 | 0 | 0 | 0 | 0 | 12 | 0
NO |  | 186 | 2016 | 57 | 28 | 28 |  | OAK GREEN | SPOTSYLVANIA (153) | 115 | 115 | STEEL POLE | 5.34 | 0 | 0 | 636 ACSR | 0 | 0 | 0 | 0 | 0 | 0 | 0 | 0 | 0 | 0 | 0 | 0 | 0 | 0 | 0 | 0 | 0 | 0 | 0 | 0 | 0 | 0 | 0 | 12 | 0
NO |  | 186 | 2016 | 57 | 29 | 29 |  | OAK GREEN | SPOTSYLVANIA (153) | 115 | 115 | STEEL POLE | 5.63 | 0 | 0 | 795 ACSR | 0 | 0 | 0 | 0 | 0 | 0 | 0 | 0 | 0 | 0 | 0 | 0 | 0 | 0 | 0 | 0 | 0 | 0 | 0 | 0 | 0 | 0 | 0 | 12 | 0
NO |  | 186 | 2016 | 57 | 30 | 30 |  | OAK GREEN | SPOTSYLVANIA (153) | 115 | 115 | STEEL TWR | 0.03 | 0 | 0 | 795 ACSR | 0 | 0 | 0 | 0 | 0 | 0 | 0 | 0 | 0 | 0 | 0 | 0 | 0 | 0 | 0 | 0 | 0 | 0 | 0 | 0 | 0 | 0 | 0 | 12 | 0
NO |  | 186 | 2016 | 57 | 31 | 31 |  | OAK GREEN | SPOTSYLVANIA (153) | 115 | 115 | WOOD POLE | 0.91 | 0 | 0 | 795 ACSR | 0 | 0 | 0 | 0 | 0 | 0 | 0 | 0 | 0 | 0 | 0 | 0 | 0 | 0 | 0 | 0 | 0 | 0 | 0 | 0 | 0 | 0 | 0 | 12 | 0
NO |  | 186 | 2016 | 57 | 32 | 32 |  | PAMPLIN | CHASE CITY (154) | 115 | 115 | CONC HFRM | 0.05 | 0 | 1 | 1033.5 ACSR | 0 | 0 | 0 | 0 | 0 | 0 | 0 | 0 | 0 | 0 | 0 | 0 | 0 | 0 | 0 | 0 | 0 | 0 | 0 | 0 | 0 | 0 | 0 | 12 | 0
NO |  | 186 | 2016 | 57 | 33 | 33 |  | PAMPLIN | CHASE CITY (154) | 115 | 115 | CONC HFRM | 0.16 | 0 | 0 | 336.4 ACSR | 0 | 0 | 0 | 0 | 0 | 0 | 0 | 0 | 0 | 0 | 0 | 0 | 0 | 0 | 0 | 0 | 0 | 0 | 0 | 0 | 0 | 0 | 0 | 12 | 0
NO |  | 186 | 2016 | 57 | 34 | 34 |  | PAMPLIN | CHASE CITY (154) | 115 | 115 | STEEL HFRM | 0 | 0.09 | 0 | 336.4 ACSR | 0 | 0 | 0 | 0 | 0 | 0 | 0 | 0 | 0 | 0 | 0 | 0 | 0 | 0 | 0 | 0 | 0 | 0 | 0 | 0 | 0 | 0 | 0 | 12 | 0
NO |  | 186 | 2016 | 57 | 35 | 35 |  | PAMPLIN | CHASE CITY (154) | 115 | 115 | STEEL HFRM | 15.02 | 0 | 0 | 1033.5 ACSR | 0 | 0 | 0 | 0 | 0 | 0 | 0 | 0 | 0 | 0 | 0 | 0 | 0 | 0 | 0 | 0 | 0 | 0 | 0 | 0 | 0 | 0 | 0 | 12 | 0
NO |  | 186 | 2016 | 58 | 1 | 1 |  | PAMPLIN | CHASE CITY (154) | 115 | 115 | STEEL HFRM | 3.33 | 0 | 0 | 336.4 ACSR | 0 | 0 | 0 | 0 | 0 | 0 | 0 | 0 | 0 | 0 | 0 | 0 | 0 | 0 | 0 | 0 | 0 | 0 | 0 | 0 | 0 | 0 | 0 | 12 | 0
NO |  | 186 | 2016 | 58 | 2 | 2 |  | PAMPLIN | CHASE CITY (154) | 115 | 115 | STEEL POLE | 0 | 0.01 | 0 | 336.4 ACSR | 0 | 0 | 0 | 0 | 0 | 0 | 0 | 0 | 0 | 0 | 0 | 0 | 0 | 0 | 0 | 0 | 0 | 0 | 0 | 0 | 0 | 0 | 0 | 12 | 0
NO |  | 186 | 2016 | 58 | 3 | 3 |  | PAMPLIN | CHASE CITY (154) | 115 | 115 | STEEL POLE | 0.32 | 0 | 0 | 1033.5 ACSR | 0 | 0 | 0 | 0 | 0 | 0 | 0 | 0 | 0 | 0 | 0 | 0 | 0 | 0 | 0 | 0 | 0 | 0 | 0 | 0 | 0 | 0 | 0 | 12 | 0
NO |  | 186 | 2016 | 58 | 4 | 4 |  | PAMPLIN | CHASE CITY (154) | 115 | 115 | STEEL TWR | 0.78 | 0 | 0 | 1033.5 ACSR | 0 | 0 | 0 | 0 | 0 | 0 | 0 | 0 | 0 | 0 | 0 | 0 | 0 | 0 | 0 | 0 | 0 | 0 | 0 | 0 | 0 | 0 | 0 | 12 | 0
NO |  | 186 | 2016 | 58 | 5 | 5 |  | PAMPLIN | CHASE CITY (154) | 115 | 115 | WOOD HFRM | 0.51 | 0 | 0 | 2/0 CU | 0 | 0 | 0 | 0 | 0 | 0 | 0 | 0 | 0 | 0 | 0 | 0 | 0 | 0 | 0 | 0 | 0 | 0 | 0 | 0 | 0 | 0 | 0 | 12 | 0
NO |  | 186 | 2016 | 58 | 6 | 6 |  | PAMPLIN | CHASE CITY (154) | 115 | 115 | WOOD HFRM | 13.3 | 0 | 0 | 336.4 ACSR | 0 | 0 | 0 | 0 | 0 | 0 | 0 | 0 | 0 | 0 | 0 | 0 | 0 | 0 | 0 | 0 | 0 | 0 | 0 | 0 | 0 | 0 | 0 | 12 | 0
NO |  | 186 | 2016 | 58 | 7 | 7 |  | PAMPLIN | CHASE CITY (154) | 115 | 115 | WOOD POLE | 0.22 | 0 | 0 | 2/0 CU | 0 | 0 | 0 | 0 | 0 | 0 | 0 | 0 | 0 | 0 | 0 | 0 | 0 | 0 | 0 | 0 | 0 | 0 | 0 | 0 | 0 | 0 | 0 | 12 | 0
NO |  | 186 | 2016 | 58 | 8 | 8 |  | PAMPLIN | CHASE CITY (154) | 115 | 115 | WOOD POLE | 0.46 | 0 | 0 | 336.4 ACSR | 0 | 0 | 0 | 0 | 0 | 0 | 0 | 0 | 0 | 0 | 0 | 0 | 0 | 0 | 0 | 0 | 0 | 0 | 0 | 0 | 0 | 0 | 0 | 12 | 0
NO |  | 186 | 2016 | 58 | 9 | 9 |  | LOUDOUN | BULL RUN (156) | 115 | 115 | CONC HFRM | 0.25 | 0 | 1 | 853.7 ACAR | 0 | 0 | 0 | 0 | 0 | 0 | 0 | 0 | 0 | 0 | 0 | 0 | 0 | 0 | 0 | 0 | 0 | 0 | 0 | 0 | 0 | 0 | 0 | 12 | 0
NO |  | 186 | 2016 | 58 | 10 | 10 |  | LOUDOUN | BULL RUN (156) | 115 | 115 | CONC POLE | 0 | 0.01 | 0 | 853.7 ACAR | 0 | 0 | 0 | 0 | 0 | 0 | 0 | 0 | 0 | 0 | 0 | 0 | 0 | 0 | 0 | 0 | 0 | 0 | 0 | 0 | 0 | 0 | 0 | 12 | 0
NO |  | 186 | 2016 | 58 | 11 | 11 |  | LOUDOUN | BULL RUN (156) | 115 | 115 | CONC POLE | 3.5 | 0 | 0 | 853.7 ACAR | 0 | 0 | 0 | 0 | 0 | 0 | 0 | 0 | 0 | 0 | 0 | 0 | 0 | 0 | 0 | 0 | 0 | 0 | 0 | 0 | 0 | 0 | 0 | 12 | 0
NO |  | 186 | 2016 | 58 | 12 | 12 |  | LOUDOUN | BULL RUN (156) | 115 | 115 | STEEL POLE | 0.1 | 0 | 0 | 1109 ACAR | 0 | 0 | 0 | 0 | 0 | 0 | 0 | 0 | 0 | 0 | 0 | 0 | 0 | 0 | 0 | 0 | 0 | 0 | 0 | 0 | 0 | 0 | 0 | 12 | 0
NO |  | 186 | 2016 | 58 | 13 | 13 |  | LOUDOUN | BULL RUN (156) | 115 | 115 | STEEL POLE | 0.11 | 0 | 0 | 636 ACSR | 0 | 0 | 0 | 0 | 0 | 0 | 0 | 0 | 0 | 0 | 0 | 0 | 0 | 0 | 0 | 0 | 0 | 0 | 0 | 0 | 0 | 0 | 0 | 12 | 0
NO |  | 186 | 2016 | 58 | 14 | 14 |  | LOUDOUN | BULL RUN (156) | 115 | 115 | STEEL POLE | 0.12 | 0 | 0 | 853.7 ACAR | 0 | 0 | 0 | 0 | 0 | 0 | 0 | 0 | 0 | 0 | 0 | 0 | 0 | 0 | 0 | 0 | 0 | 0 | 0 | 0 | 0 | 0 | 0 | 12 | 0
NO |  | 186 | 2016 | 58 | 15 | 15 |  | LOUDOUN | BULL RUN (156) | 115 | 115 | STEEL TWR | 4.2 | 0 | 0 | 1109 ACAR | 0 | 0 | 0 | 0 | 0 | 0 | 0 | 0 | 0 | 0 | 0 | 0 | 0 | 0 | 0 | 0 | 0 | 0 | 0 | 0 | 0 | 0 | 0 | 12 | 0
NO |  | 186 | 2016 | 58 | 16 | 16 |  | LOUDOUN | BULL RUN (156) | 115 | 115 | STEEL TWR | 0.02 | 0 | 0 | 636 ACSR | 0 | 0 | 0 | 0 | 0 | 0 | 0 | 0 | 0 | 0 | 0 | 0 | 0 | 0 | 0 | 0 | 0 | 0 | 0 | 0 | 0 | 0 | 0 | 12 | 0
NO |  | 186 | 2016 | 58 | 17 | 17 |  | LOUDOUN | BULL RUN (156) | 115 | 115 | WOOD HFRM | 0.1 | 0 | 0 | 853.7 ACAR | 0 | 0 | 0 | 0 | 0 | 0 | 0 | 0 | 0 | 0 | 0 | 0 | 0 | 0 | 0 | 0 | 0 | 0 | 0 | 0 | 0 | 0 | 0 | 12 | 0
NO |  | 186 | 2016 | 58 | 18 | 18 |  | LOUDOUN | BULL RUN (156) | 115 | 115 | WOOD POLE | 0.07 | 0 | 0 | 853.7 ACAR | 0 | 0 | 0 | 0 | 0 | 0 | 0 | 0 | 0 | 0 | 0 | 0 | 0 | 0 | 0 | 0 | 0 | 0 | 0 | 0 | 0 | 0 | 0 | 12 | 0
NO |  | 186 | 2016 | 58 | 19 | 19 |  | PLAZA | MANCHESTER (157) | 115 | 115 | STEEL POLE | 0 | 0.35 | 1 | 636 ACSR | 0 | 0 | 0 | 0 | 0 | 0 | 0 | 0 | 0 | 0 | 0 | 0 | 0 | 0 | 0 | 0 | 0 | 0 | 0 | 0 | 0 | 0 | 0 | 12 | 0
NO |  | 186 | 2016 | 58 | 20 | 20 |  | PLAZA | MANCHESTER (157) | 115 | 115 | STEEL TWR | 0 | 2.29 | 0 | 636 ACSR | 0 | 0 | 0 | 0 | 0 | 0 | 0 | 0 | 0 | 0 | 0 | 0 | 0 | 0 | 0 | 0 | 0 | 0 | 0 | 0 | 0 | 0 | 0 | 12 | 0
NO |  | 186 | 2016 | 58 | 21 | 21 |  | PLAZA | MANCHESTER (157) | 115 | 115 | STEEL TWR | 0 | 2.45 | 0 | 721 ACAR | 0 | 0 | 0 | 0 | 0 | 0 | 0 | 0 | 0 | 0 | 0 | 0 | 0 | 0 | 0 | 0 | 0 | 0 | 0 | 0 | 0 | 0 | 0 | 12 | 0
NO |  | 186 | 2016 | 58 | 22 | 22 |  | PLAZA | MANCHESTER (157) | 115 | 115 | STEEL TWR | 0.03 | 0 | 0 | 636 ACSR | 0 | 0 | 0 | 0 | 0 | 0 | 0 | 0 | 0 | 0 | 0 | 0 | 0 | 0 | 0 | 0 | 0 | 0 | 0 | 0 | 0 | 0 | 0 | 12 | 0
NO |  | 186 | 2016 | 58 | 23 | 23 |  | PLAZA | MANCHESTER (157) | 115 | 115 | STEEL TWR | 0.01 | 0 | 0 | 721 ACAR | 0 | 0 | 0 | 0 | 0 | 0 | 0 | 0 | 0 | 0 | 0 | 0 | 0 | 0 | 0 | 0 | 0 | 0 | 0 | 0 | 0 | 0 | 0 | 12 | 0
NO |  | 186 | 2016 | 58 | 24 | 24 |  | CREWE | FARMVILLE (158) | 115 | 115 | CONC POLE | 0.14 | 0 | 1 | 396.3 ACAR | 0 | 0 | 0 | 0 | 0 | 0 | 0 | 0 | 0 | 0 | 0 | 0 | 0 | 0 | 0 | 0 | 0 | 0 | 0 | 0 | 0 | 0 | 0 | 12 | 0
NO |  | 186 | 2016 | 58 | 25 | 25 |  | CREWE | FARMVILLE (158) | 115 | 115 | STEEL HFRM | 8.61 | 0 | 0 | 1033.5 ACSR | 0 | 0 | 0 | 0 | 0 | 0 | 0 | 0 | 0 | 0 | 0 | 0 | 0 | 0 | 0 | 0 | 0 | 0 | 0 | 0 | 0 | 0 | 0 | 12 | 0
NO |  | 186 | 2016 | 58 | 26 | 26 |  | CREWE | FARMVILLE (158) | 115 | 115 | STEEL HFRM | 1.4 | 0 | 0 | 396.3 ACAR | 0 | 0 | 0 | 0 | 0 | 0 | 0 | 0 | 0 | 0 | 0 | 0 | 0 | 0 | 0 | 0 | 0 | 0 | 0 | 0 | 0 | 0 | 0 | 12 | 0
NO |  | 186 | 2016 | 58 | 27 | 27 |  | CREWE | FARMVILLE (158) | 115 | 115 | STEEL HFRM | 5.75 | 0 | 0 | 477 ACSR | 0 | 0 | 0 | 0 | 0 | 0 | 0 | 0 | 0 | 0 | 0 | 0 | 0 | 0 | 0 | 0 | 0 | 0 | 0 | 0 | 0 | 0 | 0 | 12 | 0
NO |  | 186 | 2016 | 58 | 28 | 28 |  | CREWE | FARMVILLE (158) | 115 | 115 | STEEL HFRM | 6.27 | 0 | 0 | 636 ACSR | 0 | 0 | 0 | 0 | 0 | 0 | 0 | 0 | 0 | 0 | 0 | 0 | 0 | 0 | 0 | 0 | 0 | 0 | 0 | 0 | 0 | 0 | 0 | 12 | 0
NO |  | 186 | 2016 | 58 | 29 | 29 |  | CREWE | FARMVILLE (158) | 115 | 115 | STEEL POLE | 0.91 | 0 | 0 | 1033.5 ACSR | 0 | 0 | 0 | 0 | 0 | 0 | 0 | 0 | 0 | 0 | 0 | 0 | 0 | 0 | 0 | 0 | 0 | 0 | 0 | 0 | 0 | 0 | 0 | 12 | 0
NO |  | 186 | 2016 | 58 | 30 | 30 |  | CREWE | FARMVILLE (158) | 115 | 115 | STEEL POLE | 0.09 | 0 | 0 | 396.3 ACAR | 0 | 0 | 0 | 0 | 0 | 0 | 0 | 0 | 0 | 0 | 0 | 0 | 0 | 0 | 0 | 0 | 0 | 0 | 0 | 0 | 0 | 0 | 0 | 12 | 0
NO |  | 186 | 2016 | 58 | 31 | 31 |  | CREWE | FARMVILLE (158) | 115 | 115 | STEEL POLE | 0.1 | 0 | 0 | 477 ACSR | 0 | 0 | 0 | 0 | 0 | 0 | 0 | 0 | 0 | 0 | 0 | 0 | 0 | 0 | 0 | 0 | 0 | 0 | 0 | 0 | 0 | 0 | 0 | 12 | 0
NO |  | 186 | 2016 | 58 | 32 | 32 |  | CREWE | FARMVILLE (158) | 115 | 115 | STEEL POLE | 0.04 | 0 | 0 | 545.6 ACAR | 0 | 0 | 0 | 0 | 0 | 0 | 0 | 0 | 0 | 0 | 0 | 0 | 0 | 0 | 0 | 0 | 0 | 0 | 0 | 0 | 0 | 0 | 0 | 12 | 0
NO |  | 186 | 2016 | 58 | 33 | 33 |  | CREWE | FARMVILLE (158) | 115 | 115 | STEEL POLE | 1.8 | 0 | 0 | 636 ACSR | 0 | 0 | 0 | 0 | 0 | 0 | 0 | 0 | 0 | 0 | 0 | 0 | 0 | 0 | 0 | 0 | 0 | 0 | 0 | 0 | 0 | 0 | 0 | 12 | 0
NO |  | 186 | 2016 | 58 | 34 | 34 |  | CREWE | FARMVILLE (158) | 115 | 115 | STEEL TWR | 0.08 | 0 | 0 | 1033.5 ACSR | 0 | 0 | 0 | 0 | 0 | 0 | 0 | 0 | 0 | 0 | 0 | 0 | 0 | 0 | 0 | 0 | 0 | 0 | 0 | 0 | 0 | 0 | 0 | 12 | 0
NO |  | 186 | 2016 | 58 | 35 | 35 |  | CREWE | FARMVILLE (158) | 115 | 115 | STEEL TWR | 0.24 | 0 | 0 | 396.3 ACAR | 0 | 0 | 0 | 0 | 0 | 0 | 0 | 0 | 0 | 0 | 0 | 0 | 0 | 0 | 0 | 0 | 0 | 0 | 0 | 0 | 0 | 0 | 0 | 12 | 0
NO |  | 186 | 2016 | 59 | 1 | 1 |  | CREWE | FARMVILLE (158) | 115 | 115 | STEEL TWR | 0.03 | 0 | 0 | 477 ACSR | 0 | 0 | 0 | 0 | 0 | 0 | 0 | 0 | 0 | 0 | 0 | 0 | 0 | 0 | 0 | 0 | 0 | 0 | 0 | 0 | 0 | 0 | 0 | 12 | 0
NO |  | 186 | 2016 | 59 | 2 | 2 |  | CREWE | FARMVILLE (158) | 115 | 115 | STEEL TWR | 3.3 | 0 | 0 | 545.6 ACAR | 0 | 0 | 0 | 0 | 0 | 0 | 0 | 0 | 0 | 0 | 0 | 0 | 0 | 0 | 0 | 0 | 0 | 0 | 0 | 0 | 0 | 0 | 0 | 12 | 0
NO |  | 186 | 2016 | 59 | 3 | 3 |  | CREWE | FARMVILLE (158) | 115 | 115 | WOOD HFRM | 4.62 | 0 | 0 | 396.3 ACAR | 0 | 0 | 0 | 0 | 0 | 0 | 0 | 0 | 0 | 0 | 0 | 0 | 0 | 0 | 0 | 0 | 0 | 0 | 0 | 0 | 0 | 0 | 0 | 12 | 0
NO |  | 186 | 2016 | 59 | 4 | 4 |  | CREWE | FARMVILLE (158) | 115 | 115 | WOOD POLE | 1.22 | 0 | 0 | 396.3 ACAR | 0 | 0 | 0 | 0 | 0 | 0 | 0 | 0 | 0 | 0 | 0 | 0 | 0 | 0 | 0 | 0 | 0 | 0 | 0 | 0 | 0 | 0 | 0 | 12 | 0
NO |  | 186 | 2016 | 59 | 5 | 5 |  | ACCA | SHOCKOE (159) | 115 | 115 | CONC POLE | 0 | 0.15 | 1 | 721 ACAR | 0 | 0 | 0 | 0 | 0 | 0 | 0 | 0 | 0 | 0 | 0 | 0 | 0 | 0 | 0 | 0 | 0 | 0 | 0 | 0 | 0 | 0 | 0 | 12 | 0
NO |  | 186 | 2016 | 59 | 6 | 6 |  | ACCA | SHOCKOE (159) | 115 | 115 | STEEL POLE | 0 | 0.26 | 0 | 636 ACSR | 0 | 0 | 0 | 0 | 0 | 0 | 0 | 0 | 0 | 0 | 0 | 0 | 0 | 0 | 0 | 0 | 0 | 0 | 0 | 0 | 0 | 0 | 0 | 12 | 0
NO |  | 186 | 2016 | 59 | 7 | 7 |  | ACCA | SHOCKOE (159) | 115 | 115 | STEEL POLE | 0 | 0.1 | 0 | 721 ACAR | 0 | 0 | 0 | 0 | 0 | 0 | 0 | 0 | 0 | 0 | 0 | 0 | 0 | 0 | 0 | 0 | 0 | 0 | 0 | 0 | 0 | 0 | 0 | 12 | 0
NO |  | 186 | 2016 | 59 | 8 | 8 |  | ACCA | SHOCKOE (159) | 115 | 115 | STEEL POLE | 0 | 0.05 | 0 | 740.8 AAAC | 0 | 0 | 0 | 0 | 0 | 0 | 0 | 0 | 0 | 0 | 0 | 0 | 0 | 0 | 0 | 0 | 0 | 0 | 0 | 0 | 0 | 0 | 0 | 12 | 0
NO |  | 186 | 2016 | 59 | 9 | 9 |  | ACCA | SHOCKOE (159) | 115 | 115 | STEEL POLE | 0.21 | 0 | 0 | 1351.5 ACSR | 0 | 0 | 0 | 0 | 0 | 0 | 0 | 0 | 0 | 0 | 0 | 0 | 0 | 0 | 0 | 0 | 0 | 0 | 0 | 0 | 0 | 0 | 0 | 12 | 0
NO |  | 186 | 2016 | 59 | 10 | 10 |  | ACCA | SHOCKOE (159) | 115 | 115 | STEEL TWR | 0 | 2.46 | 0 | 721 ACAR | 0 | 0 | 0 | 0 | 0 | 0 | 0 | 0 | 0 | 0 | 0 | 0 | 0 | 0 | 0 | 0 | 0 | 0 | 0 | 0 | 0 | 0 | 0 | 12 | 0
NO |  | 186 | 2016 | 59 | 11 | 11 |  | ACCA | SHOCKOE (159) | 115 | 115 | STEEL TWR | 0.27 | 0 | 0 | 1033.5 ACSR | 0 | 0 | 0 | 0 | 0 | 0 | 0 | 0 | 0 | 0 | 0 | 0 | 0 | 0 | 0 | 0 | 0 | 0 | 0 | 0 | 0 | 0 | 0 | 12 | 0
NO |  | 186 | 2016 | 59 | 12 | 12 |  | ACCA | SHOCKOE (159) | 115 | 115 | STEEL TWR | 0.17 | 0 | 0 | 1351.5 ACSR | 0 | 0 | 0 | 0 | 0 | 0 | 0 | 0 | 0 | 0 | 0 | 0 | 0 | 0 | 0 | 0 | 0 | 0 | 0 | 0 | 0 | 0 | 0 | 12 | 0
NO |  | 186 | 2016 | 59 | 13 | 13 |  | ACCA | SHOCKOE (159) | 115 | 115 | STEEL TWR | 0.33 | 0 | 0 | 721 ACAR | 0 | 0 | 0 | 0 | 0 | 0 | 0 | 0 | 0 | 0 | 0 | 0 | 0 | 0 | 0 | 0 | 0 | 0 | 0 | 0 | 0 | 0 | 0 | 12 | 0
NO |  | 186 | 2016 | 59 | 14 | 14 |  | LOCKS | LOCKS (15T7) | 115 | 115 | STEEL TWR | 0 | 0.05 | 1 |  | 0 | 0 | 0 | 0 | 0 | 0 | 0 | 0 | 0 | 0 | 0 | 0 | 0 | 0 | 0 | 0 | 0 | 0 | 0 | 0 | 0 | 0 | 0 | 12 | 0
NO |  | 186 | 2016 | 59 | 15 | 15 |  | LOCKS | LOCKS (15T7) | 115 | 115 | WOOD HFRM | 0 | 0.08 | 0 |  | 0 | 0 | 0 | 0 | 0 | 0 | 0 | 0 | 0 | 0 | 0 | 0 | 0 | 0 | 0 | 0 | 0 | 0 | 0 | 0 | 0 | 0 | 0 | 12 | 0
NO |  | 186 | 2016 | 59 | 16 | 16 |  | LOCKS | LOCKS (15T7) | 115 | 115 | WOOD POLE | 0 | 0.09 | 0 |  | 0 | 0 | 0 | 0 | 0 | 0 | 0 | 0 | 0 | 0 | 0 | 0 | 0 | 0 | 0 | 0 | 0 | 0 | 0 | 0 | 0 | 0 | 0 | 12 | 0
NO |  | 186 | 2016 | 59 | 17 | 17 |  | LOCKS | LOCKS (15T8) | 115 | 115 | CONC POLE | 0.01 | 0 | 1 |  | 0 | 0 | 0 | 0 | 0 | 0 | 0 | 0 | 0 | 0 | 0 | 0 | 0 | 0 | 0 | 0 | 0 | 0 | 0 | 0 | 0 | 0 | 0 | 12 | 0
NO |  | 186 | 2016 | 59 | 18 | 18 |  | LOCKS | LOCKS (15T8) | 115 | 115 | STEEL HFRM | 0 | 0.01 | 0 |  | 0 | 0 | 0 | 0 | 0 | 0 | 0 | 0 | 0 | 0 | 0 | 0 | 0 | 0 | 0 | 0 | 0 | 0 | 0 | 0 | 0 | 0 | 0 | 12 | 0
NO |  | 186 | 2016 | 59 | 19 | 19 |  | LOCKS | LOCKS (15T8) | 115 | 115 | STEEL POLE | 0 | 0.03 | 0 |  | 0 | 0 | 0 | 0 | 0 | 0 | 0 | 0 | 0 | 0 | 0 | 0 | 0 | 0 | 0 | 0 | 0 | 0 | 0 | 0 | 0 | 0 | 0 | 12 | 0
NO |  | 186 | 2016 | 59 | 20 | 20 |  | GREAT BRIDGE | HICKORY (16) | 115 | 115 | STEEL HFRM | 0.06 | 0 | 1 | 336.4 ACSR | 0 | 0 | 0 | 0 | 0 | 0 | 0 | 0 | 0 | 0 | 0 | 0 | 0 | 0 | 0 | 0 | 0 | 0 | 0 | 0 | 0 | 0 | 0 | 12 | 0
NO |  | 186 | 2016 | 59 | 21 | 21 |  | GREAT BRIDGE | HICKORY (16) | 115 | 115 | STEEL TWR | 2.03 | 0 | 0 | 336.4 ACSR | 0 | 0 | 0 | 0 | 0 | 0 | 0 | 0 | 0 | 0 | 0 | 0 | 0 | 0 | 0 | 0 | 0 | 0 | 0 | 0 | 0 | 0 | 0 | 12 | 0
NO |  | 186 | 2016 | 59 | 22 | 22 |  | GREAT BRIDGE | HICKORY (16) | 115 | 115 | WOOD HFRM | 3.8 | 0 | 0 | 336.4 ACSR | 0 | 0 | 0 | 0 | 0 | 0 | 0 | 0 | 0 | 0 | 0 | 0 | 0 | 0 | 0 | 0 | 0 | 0 | 0 | 0 | 0 | 0 | 0 | 12 | 0
NO |  | 186 | 2016 | 59 | 23 | 23 |  | GREAT BRIDGE | HICKORY (16) | 115 | 115 | WOOD POLE | 0.34 | 0 | 0 | 336.4 ACSR | 0 | 0 | 0 | 0 | 0 | 0 | 0 | 0 | 0 | 0 | 0 | 0 | 0 | 0 | 0 | 0 | 0 | 0 | 0 | 0 | 0 | 0 | 0 | 12 | 0
NO |  | 186 | 2016 | 59 | 24 | 24 |  | DOOMS | DUPONT (160) | 115 | 115 | CONC POLE | 0.12 | 0 | 1 | 477 ACSR | 0 | 0 | 0 | 0 | 0 | 0 | 0 | 0 | 0 | 0 | 0 | 0 | 0 | 0 | 0 | 0 | 0 | 0 | 0 | 0 | 0 | 0 | 0 | 12 | 0
NO |  | 186 | 2016 | 59 | 25 | 25 |  | DOOMS | DUPONT (160) | 115 | 115 | STEEL POLE | 0 | 0.16 | 0 | 636 ACSR | 0 | 0 | 0 | 0 | 0 | 0 | 0 | 0 | 0 | 0 | 0 | 0 | 0 | 0 | 0 | 0 | 0 | 0 | 0 | 0 | 0 | 0 | 0 | 12 | 0
NO |  | 186 | 2016 | 59 | 26 | 26 |  | DOOMS | DUPONT (160) | 115 | 115 | STEEL POLE | 0.06 | 0 | 0 | 477 ACSR | 0 | 0 | 0 | 0 | 0 | 0 | 0 | 0 | 0 | 0 | 0 | 0 | 0 | 0 | 0 | 0 | 0 | 0 | 0 | 0 | 0 | 0 | 0 | 12 | 0
NO |  | 186 | 2016 | 59 | 27 | 27 |  | DOOMS | DUPONT (160) | 115 | 115 | STEEL POLE | 4.3 | 0 | 0 | 636 ACSR | 0 | 0 | 0 | 0 | 0 | 0 | 0 | 0 | 0 | 0 | 0 | 0 | 0 | 0 | 0 | 0 | 0 | 0 | 0 | 0 | 0 | 0 | 0 | 12 | 0
NO |  | 186 | 2016 | 59 | 28 | 28 |  | DOOMS | DUPONT (160) | 115 | 115 | STEEL TWR | 0.1 | 0 | 0 | 477 ACSR | 0 | 0 | 0 | 0 | 0 | 0 | 0 | 0 | 0 | 0 | 0 | 0 | 0 | 0 | 0 | 0 | 0 | 0 | 0 | 0 | 0 | 0 | 0 | 12 | 0
NO |  | 186 | 2016 | 59 | 29 | 29 |  | LOCKS | HARVELL (162) | 115 | 115 | CONC POLE | 0.98 | 0 | 1 | 1109 ACAR | 0 | 0 | 0 | 0 | 0 | 0 | 0 | 0 | 0 | 0 | 0 | 0 | 0 | 0 | 0 | 0 | 0 | 0 | 0 | 0 | 0 | 0 | 0 | 12 | 0
NO |  | 186 | 2016 | 59 | 30 | 30 |  | LOCKS | HARVELL (162) | 115 | 115 | STEEL POLE | 1 | 0 | 0 | 1109 ACAR | 0 | 0 | 0 | 0 | 0 | 0 | 0 | 0 | 0 | 0 | 0 | 0 | 0 | 0 | 0 | 0 | 0 | 0 | 0 | 0 | 0 | 0 | 0 | 12 | 0
NO |  | 186 | 2016 | 59 | 31 | 31 |  | LOCKS | HARVELL (162) | 115 | 115 | STEEL TWR | 0.01 | 0 | 0 | 1109 ACAR | 0 | 0 | 0 | 0 | 0 | 0 | 0 | 0 | 0 | 0 | 0 | 0 | 0 | 0 | 0 | 0 | 0 | 0 | 0 | 0 | 0 | 0 | 0 | 12 | 0
NO |  | 186 | 2016 | 59 | 32 | 32 |  | BULL RUN | CANNON BRANCH (163) | 115 | 115 | CONC HFRM | 0 | 0.03 | 1 | 1590 ACSS | 0 | 0 | 0 | 0 | 0 | 0 | 0 | 0 | 0 | 0 | 0 | 0 | 0 | 0 | 0 | 0 | 0 | 0 | 0 | 0 | 0 | 0 | 0 | 12 | 0
NO |  | 186 | 2016 | 59 | 33 | 33 |  | BULL RUN | CANNON BRANCH (163) | 115 | 115 | CONC POLE | 0 | 0.07 | 0 | 1590 ACSS | 0 | 0 | 0 | 0 | 0 | 0 | 0 | 0 | 0 | 0 | 0 | 0 | 0 | 0 | 0 | 0 | 0 | 0 | 0 | 0 | 0 | 0 | 0 | 12 | 0
NO |  | 186 | 2016 | 59 | 34 | 34 |  | BULL RUN | CANNON BRANCH (163) | 115 | 115 | CONC POLE | 0.05 | 0 | 0 | 1590 ACSS | 0 | 0 | 0 | 0 | 0 | 0 | 0 | 0 | 0 | 0 | 0 | 0 | 0 | 0 | 0 | 0 | 0 | 0 | 0 | 0 | 0 | 0 | 0 | 12 | 0
NO |  | 186 | 2016 | 59 | 35 | 35 |  | BULL RUN | CANNON BRANCH (163) | 115 | 115 | CONC POLE | 1.05 | 0 | 0 | 721 ACAR | 0 | 0 | 0 | 0 | 0 | 0 | 0 | 0 | 0 | 0 | 0 | 0 | 0 | 0 | 0 | 0 | 0 | 0 | 0 | 0 | 0 | 0 | 0 | 12 | 0
NO |  | 186 | 2016 | 60 | 1 | 1 |  | BULL RUN | CANNON BRANCH (163) | 115 | 115 | STEEL POLE | 0 | 0.49 | 0 | 1590 ACSS | 0 | 0 | 0 | 0 | 0 | 0 | 0 | 0 | 0 | 0 | 0 | 0 | 0 | 0 | 0 | 0 | 0 | 0 | 0 | 0 | 0 | 0 | 0 | 12 | 0
NO |  | 186 | 2016 | 60 | 2 | 2 |  | BULL RUN | CANNON BRANCH (163) | 115 | 115 | STEEL POLE | 0.04 | 0 | 0 | 1590 ACSS | 0 | 0 | 0 | 0 | 0 | 0 | 0 | 0 | 0 | 0 | 0 | 0 | 0 | 0 | 0 | 0 | 0 | 0 | 0 | 0 | 0 | 0 | 0 | 12 | 0
NO |  | 186 | 2016 | 60 | 3 | 3 |  | BULL RUN | CANNON BRANCH (163) | 115 | 115 | STEEL POLE | 0.78 | 0 | 0 | 721 ACAR | 0 | 0 | 0 | 0 | 0 | 0 | 0 | 0 | 0 | 0 | 0 | 0 | 0 | 0 | 0 | 0 | 0 | 0 | 0 | 0 | 0 | 0 | 0 | 12 | 0
NO |  | 186 | 2016 | 60 | 4 | 4 |  | BULL RUN | CANNON BRANCH (163) | 115 | 115 | STEEL TWR | 0.02 | 0 | 0 | 721 ACAR | 0 | 0 | 0 | 0 | 0 | 0 | 0 | 0 | 0 | 0 | 0 | 0 | 0 | 0 | 0 | 0 | 0 | 0 | 0 | 0 | 0 | 0 | 0 | 12 | 0
NO |  | 186 | 2016 | 60 | 5 | 5 |  | BULL RUN | CANNON BRANCH (163) | 115 | 115 | WOOD POLE | 4.47 | 0 | 0 | 721 ACAR | 0 | 0 | 0 | 0 | 0 | 0 | 0 | 0 | 0 | 0 | 0 | 0 | 0 | 0 | 0 | 0 | 0 | 0 | 0 | 0 | 0 | 0 | 0 | 12 | 0
NO |  | 186 | 2016 | 60 | 6 | 6 |  | CHESAPEAKE ENERGY CENTER | REEVES AVE (164) | 115 | 115 | CONC POLE | 0 | 0.03 | 1 | 1351.5 ACSR | 0 | 0 | 0 | 0 | 0 | 0 | 0 | 0 | 0 | 0 | 0 | 0 | 0 | 0 | 0 | 0 | 0 | 0 | 0 | 0 | 0 | 0 | 0 | 12 | 0
NO |  | 186 | 2016 | 60 | 7 | 7 |  | CHESAPEAKE ENERGY CENTER | REEVES AVE (164) | 115 | 115 | CONC POLE | 0.04 | 0 | 0 | 1351.5 ACSR | 0 | 0 | 0 | 0 | 0 | 0 | 0 | 0 | 0 | 0 | 0 | 0 | 0 | 0 | 0 | 0 | 0 | 0 | 0 | 0 | 0 | 0 | 0 | 12 | 0
NO |  | 186 | 2016 | 60 | 8 | 8 |  | CHESAPEAKE ENERGY CENTER | REEVES AVE (164) | 115 | 115 | STEEL HFRM | 0 | 0.22 | 0 | 1351.5 ACSR | 0 | 0 | 0 | 0 | 0 | 0 | 0 | 0 | 0 | 0 | 0 | 0 | 0 | 0 | 0 | 0 | 0 | 0 | 0 | 0 | 0 | 0 | 0 | 12 | 0
NO |  | 186 | 2016 | 60 | 9 | 9 |  | CHESAPEAKE ENERGY CENTER | REEVES AVE (164) | 115 | 115 | STEEL POLE | 0 | 0.57 | 0 | 1351.5 ACSR | 0 | 0 | 0 | 0 | 0 | 0 | 0 | 0 | 0 | 0 | 0 | 0 | 0 | 0 | 0 | 0 | 0 | 0 | 0 | 0 | 0 | 0 | 0 | 12 | 0
NO |  | 186 | 2016 | 60 | 10 | 10 |  | CHESAPEAKE ENERGY CENTER | REEVES AVE (164) | 115 | 115 | STEEL POLE | 0.23 | 0 | 0 | 1351.5 ACSR | 0 | 0 | 0 | 0 | 0 | 0 | 0 | 0 | 0 | 0 | 0 | 0 | 0 | 0 | 0 | 0 | 0 | 0 | 0 | 0 | 0 | 0 | 0 | 12 | 0
NO |  | 186 | 2016 | 60 | 11 | 11 |  | CHESAPEAKE ENERGY CENTER | REEVES AVE (164) | 115 | 115 | STEEL POLE | 0.08 | 0 | 0 | 477 ACSR | 0 | 0 | 0 | 0 | 0 | 0 | 0 | 0 | 0 | 0 | 0 | 0 | 0 | 0 | 0 | 0 | 0 | 0 | 0 | 0 | 0 | 0 | 0 | 12 | 0
NO |  | 186 | 2016 | 60 | 12 | 12 |  | CHESAPEAKE ENERGY CENTER | REEVES AVE (164) | 115 | 115 | STEEL POLE | 3.66 | 0 | 0 | 721 ACAR | 0 | 0 | 0 | 0 | 0 | 0 | 0 | 0 | 0 | 0 | 0 | 0 | 0 | 0 | 0 | 0 | 0 | 0 | 0 | 0 | 0 | 0 | 0 | 12 | 0
NO |  | 186 | 2016 | 60 | 13 | 13 |  | CHESAPEAKE ENERGY CENTER | REEVES AVE (164) | 115 | 115 | STEEL TWR | 0 | 0.2 | 0 | 1351.5 ACSR | 0 | 0 | 0 | 0 | 0 | 0 | 0 | 0 | 0 | 0 | 0 | 0 | 0 | 0 | 0 | 0 | 0 | 0 | 0 | 0 | 0 | 0 | 0 | 12 | 0
NO |  | 186 | 2016 | 60 | 14 | 14 |  | CHESAPEAKE ENERGY CENTER | REEVES AVE (164) | 115 | 115 | STEEL TWR | 0.21 | 0 | 0 | 1351.5 ACSR | 0 | 0 | 0 | 0 | 0 | 0 | 0 | 0 | 0 | 0 | 0 | 0 | 0 | 0 | 0 | 0 | 0 | 0 | 0 | 0 | 0 | 0 | 0 | 12 | 0
NO |  | 186 | 2016 | 60 | 15 | 15 |  | CHESAPEAKE ENERGY CENTER | REEVES AVE (164) | 115 | 115 | STEEL TWR | 2.81 | 0 | 0 | 477 ACSR | 0 | 0 | 0 | 0 | 0 | 0 | 0 | 0 | 0 | 0 | 0 | 0 | 0 | 0 | 0 | 0 | 0 | 0 | 0 | 0 | 0 | 0 | 0 | 12 | 0
NO |  | 186 | 2016 | 60 | 16 | 16 |  | CHESAPEAKE ENERGY CENTER | REEVES AVE (164) | 115 | 115 | STEEL TWR | 0.35 | 0 | 0 | 721 ACAR | 0 | 0 | 0 | 0 | 0 | 0 | 0 | 0 | 0 | 0 | 0 | 0 | 0 | 0 | 0 | 0 | 0 | 0 | 0 | 0 | 0 | 0 | 0 | 12 | 0
NO |  | 186 | 2016 | 60 | 17 | 17 |  | CHESAPEAKE ENERGY CENTER | REEVES AVE (164) | 115 | 115 | WOOD HFRM | 0.06 | 0 | 0 | 1351.5 ACSR | 0 | 0 | 0 | 0 | 0 | 0 | 0 | 0 | 0 | 0 | 0 | 0 | 0 | 0 | 0 | 0 | 0 | 0 | 0 | 0 | 0 | 0 | 0 | 12 | 0
NO |  | 186 | 2016 | 60 | 18 | 18 |  | WHEALTON | SHELLBANK (165) | 115 | 115 | STEEL HFRM | 2.48 | 0 | 1 | 1033.5 ACSS | 0 | 0 | 0 | 0 | 0 | 0 | 0 | 0 | 0 | 0 | 0 | 0 | 0 | 0 | 0 | 0 | 0 | 0 | 0 | 0 | 0 | 0 | 0 | 12 | 0
NO |  | 186 | 2016 | 60 | 19 | 19 |  | WHEALTON | SHELLBANK (165) | 115 | 115 | STEEL POLE | 0 | 0.09 | 0 | 1033.5 ACSS | 0 | 0 | 0 | 0 | 0 | 0 | 0 | 0 | 0 | 0 | 0 | 0 | 0 | 0 | 0 | 0 | 0 | 0 | 0 | 0 | 0 | 0 | 0 | 12 | 0
NO |  | 186 | 2016 | 60 | 20 | 20 |  | WHEALTON | SHELLBANK (165) | 115 | 115 | STEEL POLE | 1.14 | 0 | 0 | 1033.5 ACSS | 0 | 0 | 0 | 0 | 0 | 0 | 0 | 0 | 0 | 0 | 0 | 0 | 0 | 0 | 0 | 0 | 0 | 0 | 0 | 0 | 0 | 0 | 0 | 12 | 0
NO |  | 186 | 2016 | 60 | 21 | 21 |  | WHEALTON | SHELLBANK (165) | 115 | 115 | STEEL TWR | 0 | 0.98 | 0 | 1033.5 ACSS | 0 | 0 | 0 | 0 | 0 | 0 | 0 | 0 | 0 | 0 | 0 | 0 | 0 | 0 | 0 | 0 | 0 | 0 | 0 | 0 | 0 | 0 | 0 | 12 | 0
NO |  | 186 | 2016 | 60 | 22 | 22 |  | WHEALTON | SHELLBANK (165) | 115 | 115 | STEEL TWR | 0.03 | 0 | 0 | 1033.5 ACSS | 0 | 0 | 0 | 0 | 0 | 0 | 0 | 0 | 0 | 0 | 0 | 0 | 0 | 0 | 0 | 0 | 0 | 0 | 0 | 0 | 0 | 0 | 0 | 12 | 0
NO |  | 186 | 2016 | 60 | 23 | 23 |  | GREENWICH | BURTON (166) | 115 | 115 | STEEL HFRM | 0.02 | 0 | 1 | 636 ACSR | 0 | 0 | 0 | 0 | 0 | 0 | 0 | 0 | 0 | 0 | 0 | 0 | 0 | 0 | 0 | 0 | 0 | 0 | 0 | 0 | 0 | 0 | 0 | 12 | 0
NO |  | 186 | 2016 | 60 | 24 | 24 |  | GREENWICH | BURTON (166) | 115 | 115 | STEEL POLE | 0 | 0.09 | 0 |  | 0 | 0 | 0 | 0 | 0 | 0 | 0 | 0 | 0 | 0 | 0 | 0 | 0 | 0 | 0 | 0 | 0 | 0 | 0 | 0 | 0 | 0 | 0 | 12 | 0
NO |  | 186 | 2016 | 60 | 25 | 25 |  | GREENWICH | BURTON (166) | 115 | 115 | STEEL POLE | 0.22 | 0 | 0 | 636 ACSR | 0 | 0 | 0 | 0 | 0 | 0 | 0 | 0 | 0 | 0 | 0 | 0 | 0 | 0 | 0 | 0 | 0 | 0 | 0 | 0 | 0 | 0 | 0 | 12 | 0
NO |  | 186 | 2016 | 60 | 26 | 26 |  | GREENWICH | BURTON (166) | 115 | 115 | STEEL TWR | 3.33 | 0 | 0 | 1600 AAAC | 0 | 0 | 0 | 0 | 0 | 0 | 0 | 0 | 0 | 0 | 0 | 0 | 0 | 0 | 0 | 0 | 0 | 0 | 0 | 0 | 0 | 0 | 0 | 12 | 0
NO |  | 186 | 2016 | 60 | 27 | 27 |  | TROWBRIDGE | WEYERHAEUSER (167) | 115 | 115 | STEEL TWR | 0.07 | 0 | 1 | 545.6 ACAR | 0 | 0 | 0 | 0 | 0 | 0 | 0 | 0 | 0 | 0 | 0 | 0 | 0 | 0 | 0 | 0 | 0 | 0 | 0 | 0 | 0 | 0 | 0 | 12 | 0
NO |  | 186 | 2016 | 60 | 28 | 28 |  | TROWBRIDGE | WEYERHAEUSER (167) | 115 | 115 | WOOD HFRM | 0.52 | 0 | 0 | 545.6 ACAR | 0 | 0 | 0 | 0 | 0 | 0 | 0 | 0 | 0 | 0 | 0 | 0 | 0 | 0 | 0 | 0 | 0 | 0 | 0 | 0 | 0 | 0 | 0 | 12 | 0
NO |  | 186 | 2016 | 60 | 29 | 29 |  | TROWBRIDGE | WEYERHAEUSER (167) | 115 | 115 | WOOD POLE | 0.22 | 0 | 0 | 545.6 ACAR | 0 | 0 | 0 | 0 | 0 | 0 | 0 | 0 | 0 | 0 | 0 | 0 | 0 | 0 | 0 | 0 | 0 | 0 | 0 | 0 | 0 | 0 | 0 | 12 | 0
NO |  | 186 | 2016 | 60 | 30 | 30 |  | TROWBRIDGE | WEYERHAEUSER (168) | 115 | 115 | STEEL HFRM | 0.09 | 0 | 1 | 545.6 ACAR | 0 | 0 | 0 | 0 | 0 | 0 | 0 | 0 | 0 | 0 | 0 | 0 | 0 | 0 | 0 | 0 | 0 | 0 | 0 | 0 | 0 | 0 | 0 | 12 | 0
NO |  | 186 | 2016 | 60 | 31 | 31 |  | TROWBRIDGE | WEYERHAEUSER (168) | 115 | 115 | STEEL TWR | 0.07 | 0 | 0 | 545.6 ACAR | 0 | 0 | 0 | 0 | 0 | 0 | 0 | 0 | 0 | 0 | 0 | 0 | 0 | 0 | 0 | 0 | 0 | 0 | 0 | 0 | 0 | 0 | 0 | 12 | 0
NO |  | 186 | 2016 | 60 | 32 | 32 |  | TROWBRIDGE | WEYERHAEUSER (168) | 115 | 115 | WOOD HFRM | 0.44 | 0 | 0 | 545.6 ACAR | 0 | 0 | 0 | 0 | 0 | 0 | 0 | 0 | 0 | 0 | 0 | 0 | 0 | 0 | 0 | 0 | 0 | 0 | 0 | 0 | 0 | 0 | 0 | 12 | 0
NO |  | 186 | 2016 | 60 | 33 | 33 |  | TROWBRIDGE | WEYERHAEUSER (168) | 115 | 115 | WOOD POLE | 0.23 | 0 | 0 | 545.6 ACAR | 0 | 0 | 0 | 0 | 0 | 0 | 0 | 0 | 0 | 0 | 0 | 0 | 0 | 0 | 0 | 0 | 0 | 0 | 0 | 0 | 0 | 0 | 0 | 12 | 0
NO |  | 186 | 2016 | 60 | 34 | 34 |  | CHESTERFIELD 115 | NORTHEAST (17) | 115 | 115 | CONC POLE | 0.67 | 0 | 1 | 636 ACSR | 0 | 0 | 0 | 0 | 0 | 0 | 0 | 0 | 0 | 0 | 0 | 0 | 0 | 0 | 0 | 0 | 0 | 0 | 0 | 0 | 0 | 0 | 0 | 12 | 0
NO |  | 186 | 2016 | 60 | 35 | 35 |  | CHESTERFIELD 115 | NORTHEAST (17) | 115 | 115 | STEEL HFRM | 1.18 | 0 | 0 | 636 ACSR | 0 | 0 | 0 | 0 | 0 | 0 | 0 | 0 | 0 | 0 | 0 | 0 | 0 | 0 | 0 | 0 | 0 | 0 | 0 | 0 | 0 | 0 | 0 | 12 | 0
NO |  | 186 | 2016 | 61 | 1 | 1 |  | CHESTERFIELD 115 | NORTHEAST (17) | 115 | 115 | STEEL POLE | 0.19 | 0 | 0 | 636 ACSR | 0 | 0 | 0 | 0 | 0 | 0 | 0 | 0 | 0 | 0 | 0 | 0 | 0 | 0 | 0 | 0 | 0 | 0 | 0 | 0 | 0 | 0 | 0 | 12 | 0
NO |  | 186 | 2016 | 61 | 2 | 2 |  | CHESTERFIELD 115 | NORTHEAST (17) | 115 | 115 | STEEL TWR | 3.92 | 0 | 0 | 636 ACSR | 0 | 0 | 0 | 0 | 0 | 0 | 0 | 0 | 0 | 0 | 0 | 0 | 0 | 0 | 0 | 0 | 0 | 0 | 0 | 0 | 0 | 0 | 0 | 12 | 0
NO |  | 186 | 2016 | 61 | 3 | 3 |  | CHESTERFIELD 115 | NORTHEAST (17) | 115 | 115 | WOOD HFRM | 7.98 | 0 | 0 | 636 ACSR | 0 | 0 | 0 | 0 | 0 | 0 | 0 | 0 | 0 | 0 | 0 | 0 | 0 | 0 | 0 | 0 | 0 | 0 | 0 | 0 | 0 | 0 | 0 | 12 | 0
NO |  | 186 | 2016 | 61 | 4 | 4 |  | CHESTERFIELD 115 | NORTHEAST (17) | 115 | 115 | WOOD POLE | 0.9 | 0 | 0 | 636 ACSR | 0 | 0 | 0 | 0 | 0 | 0 | 0 | 0 | 0 | 0 | 0 | 0 | 0 | 0 | 0 | 0 | 0 | 0 | 0 | 0 | 0 | 0 | 0 | 12 | 0
NO |  | 186 | 2016 | 61 | 5 | 5 |  | CHASE CITY | BOYDTON PLANK (171) | 115 | 115 | STEEL HFRM | 0 | 0.11 | 1 | 768.2 ACSS | 0 | 0 | 0 | 0 | 0 | 0 | 0 | 0 | 0 | 0 | 0 | 0 | 0 | 0 | 0 | 0 | 0 | 0 | 0 | 0 | 0 | 0 | 0 | 12 | 0
NO |  | 186 | 2016 | 61 | 6 | 6 |  | CHASE CITY | BOYDTON PLANK (171) | 115 | 115 | STEEL HFRM | 0.82 | 0 | 0 | 477 ACSR | 0 | 0 | 0 | 0 | 0 | 0 | 0 | 0 | 0 | 0 | 0 | 0 | 0 | 0 | 0 | 0 | 0 | 0 | 0 | 0 | 0 | 0 | 0 | 12 | 0
NO |  | 186 | 2016 | 61 | 7 | 7 |  | CHASE CITY | BOYDTON PLANK (171) | 115 | 115 | STEEL POLE | 0 | 1.95 | 0 | 768.2 ACSS | 0 | 0 | 0 | 0 | 0 | 0 | 0 | 0 | 0 | 0 | 0 | 0 | 0 | 0 | 0 | 0 | 0 | 0 | 0 | 0 | 0 | 0 | 0 | 12 | 0
NO |  | 186 | 2016 | 61 | 8 | 8 |  | CHASE CITY | BOYDTON PLANK (171) | 115 | 115 | STEEL TWR | 0 | 0.36 | 0 | 477 ACSR | 0 | 0 | 0 | 0 | 0 | 0 | 0 | 0 | 0 | 0 | 0 | 0 | 0 | 0 | 0 | 0 | 0 | 0 | 0 | 0 | 0 | 0 | 0 | 12 | 0
NO |  | 186 | 2016 | 61 | 9 | 9 |  | CHASE CITY | BOYDTON PLANK (171) | 115 | 115 | STEEL TWR | 0 | 0.1 | 0 | 545.6 ACAR | 0 | 0 | 0 | 0 | 0 | 0 | 0 | 0 | 0 | 0 | 0 | 0 | 0 | 0 | 0 | 0 | 0 | 0 | 0 | 0 | 0 | 0 | 0 | 12 | 0
NO |  | 186 | 2016 | 61 | 10 | 10 |  | CHASE CITY | BOYDTON PLANK (171) | 115 | 115 | STEEL TWR | 0.11 | 0 | 0 | 477 ACSR | 0 | 0 | 0 | 0 | 0 | 0 | 0 | 0 | 0 | 0 | 0 | 0 | 0 | 0 | 0 | 0 | 0 | 0 | 0 | 0 | 0 | 0 | 0 | 12 | 0
NO |  | 186 | 2016 | 61 | 11 | 11 |  | CHASE CITY | BOYDTON PLANK (171) | 115 | 115 | WOOD HFRM | 7.62 | 0 | 0 | 477 ACSR | 0 | 0 | 0 | 0 | 0 | 0 | 0 | 0 | 0 | 0 | 0 | 0 | 0 | 0 | 0 | 0 | 0 | 0 | 0 | 0 | 0 | 0 | 0 | 12 | 0
NO |  | 186 | 2016 | 61 | 12 | 12 |  | CHASE CITY | BOYDTON PLANK (171) | 115 | 115 | WOOD POLE | 0.21 | 0 | 0 | 477 ACSR | 0 | 0 | 0 | 0 | 0 | 0 | 0 | 0 | 0 | 0 | 0 | 0 | 0 | 0 | 0 | 0 | 0 | 0 | 0 | 0 | 0 | 0 | 0 | 12 | 0
NO |  | 186 | 2016 | 61 | 13 | 13 |  | LIBERTY | LOMAR (172) | 115 | 115 | STEEL HFRM | 0 | 0.01 | 1 | 636 ACSR | 0 | 0 | 0 | 0 | 0 | 0 | 0 | 0 | 0 | 0 | 0 | 0 | 0 | 0 | 0 | 0 | 0 | 0 | 0 | 0 | 0 | 0 | 0 | 12 | 0
NO |  | 186 | 2016 | 61 | 14 | 14 |  | LIBERTY | LOMAR (172) | 115 | 115 | STEEL HFRM | 0.12 | 0 | 0 | 636 ACSR | 0 | 0 | 0 | 0 | 0 | 0 | 0 | 0 | 0 | 0 | 0 | 0 | 0 | 0 | 0 | 0 | 0 | 0 | 0 | 0 | 0 | 0 | 0 | 12 | 0
NO |  | 186 | 2016 | 61 | 15 | 15 |  | LIBERTY | LOMAR (172) | 115 | 115 | STEEL POLE | 0 | 0.02 | 0 | 477 ACSR | 0 | 0 | 0 | 0 | 0 | 0 | 0 | 0 | 0 | 0 | 0 | 0 | 0 | 0 | 0 | 0 | 0 | 0 | 0 | 0 | 0 | 0 | 0 | 12 | 0
NO |  | 186 | 2016 | 61 | 16 | 16 |  | LIBERTY | LOMAR (172) | 115 | 115 | STEEL POLE | 0 | 0.2 | 0 | 636 ACSR | 0 | 0 | 0 | 0 | 0 | 0 | 0 | 0 | 0 | 0 | 0 | 0 | 0 | 0 | 0 | 0 | 0 | 0 | 0 | 0 | 0 | 0 | 0 | 12 | 0
NO |  | 186 | 2016 | 61 | 17 | 17 |  | LIBERTY | LOMAR (172) | 115 | 115 | STEEL POLE | 0 | 0.14 | 0 | 721 ACAR | 0 | 0 | 0 | 0 | 0 | 0 | 0 | 0 | 0 | 0 | 0 | 0 | 0 | 0 | 0 | 0 | 0 | 0 | 0 | 0 | 0 | 0 | 0 | 12 | 0
NO |  | 186 | 2016 | 61 | 18 | 18 |  | LIBERTY | LOMAR (172) | 115 | 115 | STEEL POLE | 2.6 | 0 | 0 | 636 ACSR | 0 | 0 | 0 | 0 | 0 | 0 | 0 | 0 | 0 | 0 | 0 | 0 | 0 | 0 | 0 | 0 | 0 | 0 | 0 | 0 | 0 | 0 | 0 | 12 | 0
NO |  | 186 | 2016 | 61 | 19 | 19 |  | LIBERTY | LOMAR (172) | 115 | 115 | STEEL POLE | 0.23 | 0 | 0 | 721 ACAR | 0 | 0 | 0 | 0 | 0 | 0 | 0 | 0 | 0 | 0 | 0 | 0 | 0 | 0 | 0 | 0 | 0 | 0 | 0 | 0 | 0 | 0 | 0 | 12 | 0
NO |  | 186 | 2016 | 61 | 20 | 20 |  | LIBERTY | LOMAR (172) | 115 | 115 | WOOD POLE | 0.13 | 0 | 0 | 721 ACAR | 0 | 0 | 0 | 0 | 0 | 0 | 0 | 0 | 0 | 0 | 0 | 0 | 0 | 0 | 0 | 0 | 0 | 0 | 0 | 0 | 0 | 0 | 0 | 12 | 0
NO |  | 186 | 2016 | 61 | 21 | 21 |  | FOUR RIVERS | DOSWELL L.P. (175) | 115 | 115 | CONC HFRM | 0.1 | 0 | 1 | 795 ACSR | 0 | 0 | 0 | 0 | 0 | 0 | 0 | 0 | 0 | 0 | 0 | 0 | 0 | 0 | 0 | 0 | 0 | 0 | 0 | 0 | 0 | 0 | 0 | 12 | 0
NO |  | 186 | 2016 | 61 | 22 | 22 |  | HARMONY VILLAGE | WAN (176) | 115 | 115 | CONC HFRM | 0 | 0.04 | 1 | 721 ACAR | 0 | 0 | 0 | 0 | 0 | 0 | 0 | 0 | 0 | 0 | 0 | 0 | 0 | 0 | 0 | 0 | 0 | 0 | 0 | 0 | 0 | 0 | 0 | 12 | 0
NO |  | 186 | 2016 | 61 | 23 | 23 |  | HARMONY VILLAGE | WAN (176) | 115 | 115 | STEEL POLE | 0 | 2.18 | 0 | 636 ACSR | 0 | 0 | 0 | 0 | 0 | 0 | 0 | 0 | 0 | 0 | 0 | 0 | 0 | 0 | 0 | 0 | 0 | 0 | 0 | 0 | 0 | 0 | 0 | 12 | 0
NO |  | 186 | 2016 | 61 | 24 | 24 |  | HARMONY VILLAGE | WAN (176) | 115 | 115 | STEEL POLE | 0 | 9.57 | 0 | 721 ACAR | 0 | 0 | 0 | 0 | 0 | 0 | 0 | 0 | 0 | 0 | 0 | 0 | 0 | 0 | 0 | 0 | 0 | 0 | 0 | 0 | 0 | 0 | 0 | 12 | 0
NO |  | 186 | 2016 | 61 | 25 | 25 |  | HARMONY VILLAGE | WAN (176) | 115 | 115 | STEEL POLE | 0.02 | 0 | 0 | 721 ACAR | 0 | 0 | 0 | 0 | 0 | 0 | 0 | 0 | 0 | 0 | 0 | 0 | 0 | 0 | 0 | 0 | 0 | 0 | 0 | 0 | 0 | 0 | 0 | 12 | 0
NO |  | 186 | 2016 | 61 | 26 | 26 |  | HARMONY VILLAGE | WAN (176) | 115 | 115 | STEEL TWR | 0 | 0.02 | 0 | 636 ACSR | 0 | 0 | 0 | 0 | 0 | 0 | 0 | 0 | 0 | 0 | 0 | 0 | 0 | 0 | 0 | 0 | 0 | 0 | 0 | 0 | 0 | 0 | 0 | 12 | 0
NO |  | 186 | 2016 | 61 | 27 | 27 |  | HARMONY VILLAGE | WAN (176) | 115 | 115 | WOOD POLE | 0.01 | 0 | 0 | 721 ACAR | 0 | 0 | 0 | 0 | 0 | 0 | 0 | 0 | 0 | 0 | 0 | 0 | 0 | 0 | 0 | 0 | 0 | 0 | 0 | 0 | 0 | 0 | 0 | 12 | 0
NO |  | 186 | 2016 | 61 | 28 | 28 |  | POSSUM POINT | SMOKETOWN DP (18) | 115 | 115 | STEEL HFRM | 2.26 | 0 | 1 | 636 ACSR | 0 | 0 | 0 | 0 | 0 | 0 | 0 | 0 | 0 | 0 | 0 | 0 | 0 | 0 | 0 | 0 | 0 | 0 | 0 | 0 | 0 | 0 | 0 | 12 | 0
NO |  | 186 | 2016 | 61 | 29 | 29 |  | POSSUM POINT | SMOKETOWN DP (18) | 115 | 115 | STEEL POLE | 0.63 | 0 | 0 | 636 ACSR | 0 | 0 | 0 | 0 | 0 | 0 | 0 | 0 | 0 | 0 | 0 | 0 | 0 | 0 | 0 | 0 | 0 | 0 | 0 | 0 | 0 | 0 | 0 | 12 | 0
NO |  | 186 | 2016 | 61 | 30 | 30 |  | POSSUM POINT | SMOKETOWN DP (18) | 115 | 115 | STEEL POLE | 0.46 | 0 | 0 | 721 ACAR | 0 | 0 | 0 | 0 | 0 | 0 | 0 | 0 | 0 | 0 | 0 | 0 | 0 | 0 | 0 | 0 | 0 | 0 | 0 | 0 | 0 | 0 | 0 | 12 | 0
NO |  | 186 | 2016 | 61 | 31 | 31 |  | POSSUM POINT | SMOKETOWN DP (18) | 115 | 115 | STEEL TWR | 0.25 | 0 | 0 | 636 ACSR | 0 | 0 | 0 | 0 | 0 | 0 | 0 | 0 | 0 | 0 | 0 | 0 | 0 | 0 | 0 | 0 | 0 | 0 | 0 | 0 | 0 | 0 | 0 | 12 | 0
NO |  | 186 | 2016 | 61 | 32 | 32 |  | POSSUM POINT | SMOKETOWN DP (18) | 115 | 115 | WOOD HFRM | 0 | 0.02 | 0 | 636 ACSR | 0 | 0 | 0 | 0 | 0 | 0 | 0 | 0 | 0 | 0 | 0 | 0 | 0 | 0 | 0 | 0 | 0 | 0 | 0 | 0 | 0 | 0 | 0 | 12 | 0
NO |  | 186 | 2016 | 61 | 33 | 33 |  | POSSUM POINT | SMOKETOWN DP (18) | 115 | 115 | WOOD HFRM | 4.54 | 0 | 0 | 636 ACSR | 0 | 0 | 0 | 0 | 0 | 0 | 0 | 0 | 0 | 0 | 0 | 0 | 0 | 0 | 0 | 0 | 0 | 0 | 0 | 0 | 0 | 0 | 0 | 12 | 0
NO |  | 186 | 2016 | 61 | 34 | 34 |  | POSSUM POINT | SMOKETOWN DP (18) | 115 | 115 | WOOD POLE | 0.01 | 0 | 0 | 246.9 AAAC | 0 | 0 | 0 | 0 | 0 | 0 | 0 | 0 | 0 | 0 | 0 | 0 | 0 | 0 | 0 | 0 | 0 | 0 | 0 | 0 | 0 | 0 | 0 | 12 | 0
NO |  | 186 | 2016 | 61 | 35 | 35 |  | POSSUM POINT | SMOKETOWN DP (18) | 115 | 115 | WOOD POLE | 0.5 | 0 | 0 | 636 ACSR | 0 | 0 | 0 | 0 | 0 | 0 | 0 | 0 | 0 | 0 | 0 | 0 | 0 | 0 | 0 | 0 | 0 | 0 | 0 | 0 | 0 | 0 | 0 | 12 | 0
NO |  | 186 | 2016 | 62 | 1 | 1 |  | POSSUM POINT | SMOKETOWN DP (18) | 115 | 115 | WOOD POLE | 0.07 | 0 | 0 | 721 ACAR | 0 | 0 | 0 | 0 | 0 | 0 | 0 | 0 | 0 | 0 | 0 | 0 | 0 | 0 | 0 | 0 | 0 | 0 | 0 | 0 | 0 | 0 | 0 | 12 | 0
NO |  | 186 | 2016 | 62 | 2 | 2 |  | BURTON | OAKWOOD (181) | 115 | 115 | STEEL POLE | 3.64 | 0 | 1 | 636 ACSR | 0 | 0 | 0 | 0 | 0 | 0 | 0 | 0 | 0 | 0 | 0 | 0 | 0 | 0 | 0 | 0 | 0 | 0 | 0 | 0 | 0 | 0 | 0 | 12 | 0
NO |  | 186 | 2016 | 62 | 3 | 3 |  | BURTON | OAKWOOD (181) | 115 | 115 | STEEL TWR | 0.04 | 0 | 0 | 636 ACSR | 0 | 0 | 0 | 0 | 0 | 0 | 0 | 0 | 0 | 0 | 0 | 0 | 0 | 0 | 0 | 0 | 0 | 0 | 0 | 0 | 0 | 0 | 0 | 12 | 0
NO |  | 186 | 2016 | 62 | 4 | 4 |  | INDUSTRIAL PARK | THOLE STREET (182) | 115 | 115 | CONC POLE | 0.01 | 0 | 1 | 2500 ACAR | 0 | 0 | 0 | 0 | 0 | 0 | 0 | 0 | 0 | 0 | 0 | 0 | 0 | 0 | 0 | 0 | 0 | 0 | 0 | 0 | 0 | 0 | 0 | 12 | 0
NO |  | 186 | 2016 | 62 | 5 | 5 |  | INDUSTRIAL PARK | THOLE STREET (182) | 115 | 115 | STEEL POLE | 0 | 2.49 | 0 | 2500 ACAR | 0 | 0 | 0 | 0 | 0 | 0 | 0 | 0 | 0 | 0 | 0 | 0 | 0 | 0 | 0 | 0 | 0 | 0 | 0 | 0 | 0 | 0 | 0 | 12 | 0
NO |  | 186 | 2016 | 62 | 6 | 6 |  | INDUSTRIAL PARK | THOLE STREET (182) | 115 | 115 | STEEL POLE | 0.02 | 0 | 0 | 2500 ACAR | 0 | 0 | 0 | 0 | 0 | 0 | 0 | 0 | 0 | 0 | 0 | 0 | 0 | 0 | 0 | 0 | 0 | 0 | 0 | 0 | 0 | 0 | 0 | 12 | 0
NO |  | 186 | 2016 | 62 | 7 | 7 |  | INDUSTRIAL PARK | THOLE STREET (182) | 115 | 115 | STEEL TWR | 0 | 0.02 | 0 | 2500 ACAR | 0 | 0 | 0 | 0 | 0 | 0 | 0 | 0 | 0 | 0 | 0 | 0 | 0 | 0 | 0 | 0 | 0 | 0 | 0 | 0 | 0 | 0 | 0 | 12 | 0
NO |  | 186 | 2016 | 62 | 8 | 8 |  | OX | BRISTERS (183) | 115 | 115 | CONC HFRM | 0.13 | 0 | 1 | 636 ACSR | 0 | 0 | 0 | 0 | 0 | 0 | 0 | 0 | 0 | 0 | 0 | 0 | 0 | 0 | 0 | 0 | 0 | 0 | 0 | 0 | 0 | 0 | 0 | 12 | 0
NO |  | 186 | 2016 | 62 | 9 | 9 |  | OX | BRISTERS (183) | 115 | 115 | CONC HFRM | 0.03 | 0 | 0 | 740.8 AAAC | 0 | 0 | 0 | 0 | 0 | 0 | 0 | 0 | 0 | 0 | 0 | 0 | 0 | 0 | 0 | 0 | 0 | 0 | 0 | 0 | 0 | 0 | 0 | 12 | 0
NO |  | 186 | 2016 | 62 | 10 | 10 |  | OX | BRISTERS (183) | 115 | 115 | STEEL HFRM | 0.59 | 0 | 0 | 636 ACSR | 0 | 0 | 0 | 0 | 0 | 0 | 0 | 0 | 0 | 0 | 0 | 0 | 0 | 0 | 0 | 0 | 0 | 0 | 0 | 0 | 0 | 0 | 0 | 12 | 0
NO |  | 186 | 2016 | 62 | 11 | 11 |  | OX | BRISTERS (183) | 115 | 115 | STEEL HFRM | 2.27 | 0 | 0 | 740.8 AAAC | 0 | 0 | 0 | 0 | 0 | 0 | 0 | 0 | 0 | 0 | 0 | 0 | 0 | 0 | 0 | 0 | 0 | 0 | 0 | 0 | 0 | 0 | 0 | 12 | 0
NO |  | 186 | 2016 | 62 | 12 | 12 |  | OX | BRISTERS (183) | 115 | 115 | STEEL POLE | 0 | 0.05 | 0 |  | 0 | 0 | 0 | 0 | 0 | 0 | 0 | 0 | 0 | 0 | 0 | 0 | 0 | 0 | 0 | 0 | 0 | 0 | 0 | 0 | 0 | 0 | 0 | 12 | 0
NO |  | 186 | 2016 | 62 | 13 | 13 |  | OX | BRISTERS (183) | 115 | 115 | STEEL POLE | 4.4 | 0 | 0 | 636 ACSR | 0 | 0 | 0 | 0 | 0 | 0 | 0 | 0 | 0 | 0 | 0 | 0 | 0 | 0 | 0 | 0 | 0 | 0 | 0 | 0 | 0 | 0 | 0 | 12 | 0
NO |  | 186 | 2016 | 62 | 14 | 14 |  | OX | BRISTERS (183) | 115 | 115 | STEEL POLE | 0.21 | 0 | 0 | 740.8 AAAC | 0 | 0 | 0 | 0 | 0 | 0 | 0 | 0 | 0 | 0 | 0 | 0 | 0 | 0 | 0 | 0 | 0 | 0 | 0 | 0 | 0 | 0 | 0 | 12 | 0
NO |  | 186 | 2016 | 62 | 15 | 15 |  | OX | BRISTERS (183) | 115 | 115 | STEEL TWR | 0 | 0 | 0 | 4/0 ACSR | 0 | 0 | 0 | 0 | 0 | 0 | 0 | 0 | 0 | 0 | 0 | 0 | 0 | 0 | 0 | 0 | 0 | 0 | 0 | 0 | 0 | 0 | 0 | 12 | 0
NO |  | 186 | 2016 | 62 | 16 | 16 |  | OX | BRISTERS (183) | 115 | 115 | STEEL TWR | 3.76 | 0 | 0 | 636 ACSR | 0 | 0 | 0 | 0 | 0 | 0 | 0 | 0 | 0 | 0 | 0 | 0 | 0 | 0 | 0 | 0 | 0 | 0 | 0 | 0 | 0 | 0 | 0 | 12 | 0
NO |  | 186 | 2016 | 62 | 17 | 17 |  | OX | BRISTERS (183) | 115 | 115 | STEEL TWR | 5.1 | 0 | 0 | 740.8 AAAC | 0 | 0 | 0 | 0 | 0 | 0 | 0 | 0 | 0 | 0 | 0 | 0 | 0 | 0 | 0 | 0 | 0 | 0 | 0 | 0 | 0 | 0 | 0 | 12 | 0
NO |  | 186 | 2016 | 62 | 18 | 18 |  | OX | BRISTERS (183) | 115 | 115 | WOOD HFRM | 0.69 | 0 | 0 | 636 ACSR | 0 | 0 | 0 | 0 | 0 | 0 | 0 | 0 | 0 | 0 | 0 | 0 | 0 | 0 | 0 | 0 | 0 | 0 | 0 | 0 | 0 | 0 | 0 | 12 | 0
NO |  | 186 | 2016 | 62 | 19 | 19 |  | OX | BRISTERS (183) | 115 | 115 | WOOD HFRM | 6.28 | 0 | 0 | 740.8 AAAC | 0 | 0 | 0 | 0 | 0 | 0 | 0 | 0 | 0 | 0 | 0 | 0 | 0 | 0 | 0 | 0 | 0 | 0 | 0 | 0 | 0 | 0 | 0 | 12 | 0
NO |  | 186 | 2016 | 62 | 20 | 20 |  | OX | BRISTERS (183) | 115 | 115 | WOOD POLE | 0.01 | 0 | 0 | 4/0 ACSR | 0 | 0 | 0 | 0 | 0 | 0 | 0 | 0 | 0 | 0 | 0 | 0 | 0 | 0 | 0 | 0 | 0 | 0 | 0 | 0 | 0 | 0 | 0 | 12 | 0
NO |  | 186 | 2016 | 62 | 21 | 21 |  | OX | BRISTERS (183) | 115 | 115 | WOOD POLE | 0.26 | 0 | 0 | 740.8 AAAC | 0 | 0 | 0 | 0 | 0 | 0 | 0 | 0 | 0 | 0 | 0 | 0 | 0 | 0 | 0 | 0 | 0 | 0 | 0 | 0 | 0 | 0 | 0 | 12 | 0
NO |  | 186 | 2016 | 62 | 22 | 22 |  | WHARTON | PANTEGO (189) | 115 | 115 | CONC POLE | 2.37 | 0 | 1 | 4/0 ACSR | 0 | 0 | 0 | 0 | 0 | 0 | 0 | 0 | 0 | 0 | 0 | 0 | 0 | 0 | 0 | 0 | 0 | 0 | 0 | 0 | 0 | 0 | 0 | 12 | 0
NO |  | 186 | 2016 | 62 | 23 | 23 |  | WHARTON | PANTEGO (189) | 115 | 115 | STEEL HFRM | 0.17 | 0 | 0 | 795 ACSR | 0 | 0 | 0 | 0 | 0 | 0 | 0 | 0 | 0 | 0 | 0 | 0 | 0 | 0 | 0 | 0 | 0 | 0 | 0 | 0 | 0 | 0 | 0 | 12 | 0
NO |  | 186 | 2016 | 62 | 24 | 24 |  | WHARTON | PANTEGO (189) | 115 | 115 | STEEL POLE | 0.31 | 0 | 0 | 4/0 ACSR | 0 | 0 | 0 | 0 | 0 | 0 | 0 | 0 | 0 | 0 | 0 | 0 | 0 | 0 | 0 | 0 | 0 | 0 | 0 | 0 | 0 | 0 | 0 | 12 | 0
NO |  | 186 | 2016 | 62 | 25 | 25 |  | WHARTON | PANTEGO (189) | 115 | 115 | STEEL TWR | 0.08 | 0 | 0 | 4/0 ACSR | 0 | 0 | 0 | 0 | 0 | 0 | 0 | 0 | 0 | 0 | 0 | 0 | 0 | 0 | 0 | 0 | 0 | 0 | 0 | 0 | 0 | 0 | 0 | 12 | 0
NO |  | 186 | 2016 | 62 | 26 | 26 |  | WHARTON | PANTEGO (189) | 115 | 115 | STEEL TWR | 0.05 | 0 | 0 | 795 ACSR | 0 | 0 | 0 | 0 | 0 | 0 | 0 | 0 | 0 | 0 | 0 | 0 | 0 | 0 | 0 | 0 | 0 | 0 | 0 | 0 | 0 | 0 | 0 | 12 | 0
NO |  | 186 | 2016 | 62 | 27 | 27 |  | WHARTON | PANTEGO (189) | 115 | 115 | WOOD HFRM | 8.83 | 0 | 0 | 795 ACSR | 0 | 0 | 0 | 0 | 0 | 0 | 0 | 0 | 0 | 0 | 0 | 0 | 0 | 0 | 0 | 0 | 0 | 0 | 0 | 0 | 0 | 0 | 0 | 12 | 0
NO |  | 186 | 2016 | 62 | 28 | 28 |  | WHARTON | PANTEGO (189) | 115 | 115 | WOOD POLE | 16.89 | 0 | 0 | 4/0 ACSR | 0 | 0 | 0 | 0 | 0 | 0 | 0 | 0 | 0 | 0 | 0 | 0 | 0 | 0 | 0 | 0 | 0 | 0 | 0 | 0 | 0 | 0 | 0 | 12 | 0
NO |  | 186 | 2016 | 62 | 29 | 29 |  | WHARTON | PANTEGO (189) | 115 | 115 | WOOD POLE | 1.7 | 0 | 0 | 795 ACSR | 0 | 0 | 0 | 0 | 0 | 0 | 0 | 0 | 0 | 0 | 0 | 0 | 0 | 0 | 0 | 0 | 0 | 0 | 0 | 0 | 0 | 0 | 0 | 12 | 0
NO |  | 186 | 2016 | 62 | 30 | 30 |  | NAGS HEAD | LIGHTHOUSE DP (190) | 115 | 115 | CONC POLE | 1.18 | 0 | 1 | 545.6 ACAR | 0 | 0 | 0 | 0 | 0 | 0 | 0 | 0 | 0 | 0 | 0 | 0 | 0 | 0 | 0 | 0 | 0 | 0 | 0 | 0 | 0 | 0 | 0 | 12 | 0
NO |  | 186 | 2016 | 62 | 31 | 31 |  | NAGS HEAD | LIGHTHOUSE DP (190) | 115 | 115 | STEEL POLE | 0.05 | 0 | 0 | 477 AAC | 0 | 0 | 0 | 0 | 0 | 0 | 0 | 0 | 0 | 0 | 0 | 0 | 0 | 0 | 0 | 0 | 0 | 0 | 0 | 0 | 0 | 0 | 0 | 12 | 0
NO |  | 186 | 2016 | 62 | 32 | 32 |  | NAGS HEAD | LIGHTHOUSE DP (190) | 115 | 115 | STEEL POLE | 0.14 | 0 | 0 | 545.6 ACAR | 0 | 0 | 0 | 0 | 0 | 0 | 0 | 0 | 0 | 0 | 0 | 0 | 0 | 0 | 0 | 0 | 0 | 0 | 0 | 0 | 0 | 0 | 0 | 12 | 0
NO |  | 186 | 2016 | 62 | 33 | 33 |  | NAGS HEAD | LIGHTHOUSE DP (190) | 115 | 115 | WOOD POLE | 7.83 | 0 | 0 | 477 AAC | 0 | 0 | 0 | 0 | 0 | 0 | 0 | 0 | 0 | 0 | 0 | 0 | 0 | 0 | 0 | 0 | 0 | 0 | 0 | 0 | 0 | 0 | 0 | 12 | 0
NO |  | 186 | 2016 | 62 | 34 | 34 |  | ALTAVISTA | HURT NUG (191) | 115 | 115 | CONC HFRM | 0 | 0.05 | 1 | 721 ACAR | 0 | 0 | 0 | 0 | 0 | 0 | 0 | 0 | 0 | 0 | 0 | 0 | 0 | 0 | 0 | 0 | 0 | 0 | 0 | 0 | 0 | 0 | 0 | 12 | 0
NO |  | 186 | 2016 | 62 | 35 | 35 |  | ALTAVISTA | HURT NUG (191) | 115 | 115 | CONC HFRM | 0.04 | 0 | 0 | 545.6 ACAR | 0 | 0 | 0 | 0 | 0 | 0 | 0 | 0 | 0 | 0 | 0 | 0 | 0 | 0 | 0 | 0 | 0 | 0 | 0 | 0 | 0 | 0 | 0 | 12 | 0
NO |  | 186 | 2016 | 63 | 1 | 1 |  | ALTAVISTA | HURT NUG (191) | 115 | 115 | CONC POLE | 0.02 | 0 | 0 | 1534 ACAR | 0 | 0 | 0 | 0 | 0 | 0 | 0 | 0 | 0 | 0 | 0 | 0 | 0 | 0 | 0 | 0 | 0 | 0 | 0 | 0 | 0 | 0 | 0 | 12 | 0
NO |  | 186 | 2016 | 63 | 2 | 2 |  | ALTAVISTA | HURT NUG (191) | 115 | 115 | CONC POLE | 0.02 | 0 | 0 | 545.6 ACAR | 0 | 0 | 0 | 0 | 0 | 0 | 0 | 0 | 0 | 0 | 0 | 0 | 0 | 0 | 0 | 0 | 0 | 0 | 0 | 0 | 0 | 0 | 0 | 12 | 0
NO |  | 186 | 2016 | 63 | 3 | 3 |  | ALTAVISTA | HURT NUG (191) | 115 | 115 | STEEL HFRM | 0 | 0.25 | 0 | 721 ACAR | 0 | 0 | 0 | 0 | 0 | 0 | 0 | 0 | 0 | 0 | 0 | 0 | 0 | 0 | 0 | 0 | 0 | 0 | 0 | 0 | 0 | 0 | 0 | 12 | 0
NO |  | 186 | 2016 | 63 | 4 | 4 |  | ALTAVISTA | HURT NUG (191) | 115 | 115 | STEEL POLE | 0 | 1.16 | 0 | 721 ACAR | 0 | 0 | 0 | 0 | 0 | 0 | 0 | 0 | 0 | 0 | 0 | 0 | 0 | 0 | 0 | 0 | 0 | 0 | 0 | 0 | 0 | 0 | 0 | 12 | 0
NO |  | 186 | 2016 | 63 | 5 | 5 |  | ALTAVISTA | HURT NUG (191) | 115 | 115 | STEEL POLE | 0.12 | 0 | 0 | 1534 ACAR | 0 | 0 | 0 | 0 | 0 | 0 | 0 | 0 | 0 | 0 | 0 | 0 | 0 | 0 | 0 | 0 | 0 | 0 | 0 | 0 | 0 | 0 | 0 | 12 | 0
NO |  | 186 | 2016 | 63 | 6 | 6 |  | ALTAVISTA | HURT NUG (191) | 115 | 115 | STEEL POLE | 0.07 | 0 | 0 | 545.6 ACAR | 0 | 0 | 0 | 0 | 0 | 0 | 0 | 0 | 0 | 0 | 0 | 0 | 0 | 0 | 0 | 0 | 0 | 0 | 0 | 0 | 0 | 0 | 0 | 12 | 0
NO |  | 186 | 2016 | 63 | 7 | 7 |  | ALTAVISTA | HURT NUG (191) | 115 | 115 | WOOD HFRM | 0.82 | 0 | 0 | 545.6 ACAR | 0 | 0 | 0 | 0 | 0 | 0 | 0 | 0 | 0 | 0 | 0 | 0 | 0 | 0 | 0 | 0 | 0 | 0 | 0 | 0 | 0 | 0 | 0 | 12 | 0
NO |  | 186 | 2016 | 63 | 8 | 8 |  | MERCURY | BLOXOMS CORNER (192) | 115 | 115 | CONC HFRM | 0 | 0.04 | 1 | 721 ACAR | 0 | 0 | 0 | 0 | 0 | 0 | 0 | 0 | 0 | 0 | 0 | 0 | 0 | 0 | 0 | 0 | 0 | 0 | 0 | 0 | 0 | 0 | 0 | 12 | 0
NO |  | 186 | 2016 | 63 | 9 | 9 |  | MERCURY | BLOXOMS CORNER (192) | 115 | 115 | CONC POLE | 1.54 | 0 | 0 | 721 ACAR | 0 | 0 | 0 | 0 | 0 | 0 | 0 | 0 | 0 | 0 | 0 | 0 | 0 | 0 | 0 | 0 | 0 | 0 | 0 | 0 | 0 | 0 | 0 | 12 | 0
NO |  | 186 | 2016 | 63 | 10 | 10 |  | MERCURY | BLOXOMS CORNER (192) | 115 | 115 | STEEL POLE | 1.2 | 0 | 0 | 721 ACAR | 0 | 0 | 0 | 0 | 0 | 0 | 0 | 0 | 0 | 0 | 0 | 0 | 0 | 0 | 0 | 0 | 0 | 0 | 0 | 0 | 0 | 0 | 0 | 12 | 0
NO |  | 186 | 2016 | 63 | 11 | 11 |  | MERCURY | BLOXOMS CORNER (192) | 115 | 115 | WOOD POLE | 0.6 | 0 | 0 | 721 ACAR | 0 | 0 | 0 | 0 | 0 | 0 | 0 | 0 | 0 | 0 | 0 | 0 | 0 | 0 | 0 | 0 | 0 | 0 | 0 | 0 | 0 | 0 | 0 | 12 | 0
NO |  | 186 | 2016 | 63 | 12 | 12 |  | KERR DAM | BUGGS ISLAND (193) | 115 | 115 | CONC POLE | 0.01 | 0 | 1 | 721 ACAR | 0 | 0 | 0 | 0 | 0 | 0 | 0 | 0 | 0 | 0 | 0 | 0 | 0 | 0 | 0 | 0 | 0 | 0 | 0 | 0 | 0 | 0 | 0 | 12 | 0
NO |  | 186 | 2016 | 63 | 13 | 13 |  | KERR DAM | BUGGS ISLAND (193) | 115 | 115 | STEEL HFRM | 1.34 | 0 | 0 | 636 ACSR | 0 | 0 | 0 | 0 | 0 | 0 | 0 | 0 | 0 | 0 | 0 | 0 | 0 | 0 | 0 | 0 | 0 | 0 | 0 | 0 | 0 | 0 | 0 | 12 | 0
NO |  | 186 | 2016 | 63 | 14 | 14 |  | KERR DAM | BUGGS ISLAND (193) | 115 | 115 | STEEL HFRM | 1.81 | 0 | 0 | 721 ACAR | 0 | 0 | 0 | 0 | 0 | 0 | 0 | 0 | 0 | 0 | 0 | 0 | 0 | 0 | 0 | 0 | 0 | 0 | 0 | 0 | 0 | 0 | 0 | 12 | 0
NO |  | 186 | 2016 | 63 | 15 | 15 |  | KERR DAM | BUGGS ISLAND (193) | 115 | 115 | STEEL POLE | 0.08 | 0 | 0 | 246.9 AAAC | 0 | 0 | 0 | 0 | 0 | 0 | 0 | 0 | 0 | 0 | 0 | 0 | 0 | 0 | 0 | 0 | 0 | 0 | 0 | 0 | 0 | 0 | 0 | 12 | 0
NO |  | 186 | 2016 | 63 | 16 | 16 |  | KERR DAM | BUGGS ISLAND (193) | 115 | 115 | STEEL POLE | 0.72 | 0 | 0 | 721 ACAR | 0 | 0 | 0 | 0 | 0 | 0 | 0 | 0 | 0 | 0 | 0 | 0 | 0 | 0 | 0 | 0 | 0 | 0 | 0 | 0 | 0 | 0 | 0 | 12 | 0
NO |  | 186 | 2016 | 63 | 17 | 17 |  | KERR DAM | BUGGS ISLAND (193) | 115 | 115 | STEEL TWR | 0 | 0.05 | 0 | 636 ACSR | 0 | 0 | 0 | 0 | 0 | 0 | 0 | 0 | 0 | 0 | 0 | 0 | 0 | 0 | 0 | 0 | 0 | 0 | 0 | 0 | 0 | 0 | 0 | 12 | 0
NO |  | 186 | 2016 | 63 | 18 | 18 |  | KERR DAM | BUGGS ISLAND (193) | 115 | 115 | STEEL TWR | 1.05 | 0 | 0 | 556.5 ACSR | 0 | 0 | 0 | 0 | 0 | 0 | 0 | 0 | 0 | 0 | 0 | 0 | 0 | 0 | 0 | 0 | 0 | 0 | 0 | 0 | 0 | 0 | 0 | 12 | 0
NO |  | 186 | 2016 | 63 | 19 | 19 |  | KERR DAM | BUGGS ISLAND (193) | 115 | 115 | STEEL TWR | 0.85 | 0 | 0 | 636 ACSR | 0 | 0 | 0 | 0 | 0 | 0 | 0 | 0 | 0 | 0 | 0 | 0 | 0 | 0 | 0 | 0 | 0 | 0 | 0 | 0 | 0 | 0 | 0 | 12 | 0
NO |  | 186 | 2016 | 63 | 20 | 20 |  | KERR DAM | BUGGS ISLAND (193) | 115 | 115 | STEEL TWR | 1.71 | 0 | 0 | 721 ACAR | 0 | 0 | 0 | 0 | 0 | 0 | 0 | 0 | 0 | 0 | 0 | 0 | 0 | 0 | 0 | 0 | 0 | 0 | 0 | 0 | 0 | 0 | 0 | 12 | 0
NO |  | 186 | 2016 | 63 | 21 | 21 |  | KERR DAM | BUGGS ISLAND (193) | 115 | 115 | WOOD HFRM | 0.22 | 0 | 0 | 556.5 ACSR | 0 | 0 | 0 | 0 | 0 | 0 | 0 | 0 | 0 | 0 | 0 | 0 | 0 | 0 | 0 | 0 | 0 | 0 | 0 | 0 | 0 | 0 | 0 | 12 | 0
NO |  | 186 | 2016 | 63 | 22 | 22 |  | KERR DAM | BUGGS ISLAND (193) | 115 | 115 | WOOD HFRM | 7.32 | 0 | 0 | 636 ACSR | 0 | 0 | 0 | 0 | 0 | 0 | 0 | 0 | 0 | 0 | 0 | 0 | 0 | 0 | 0 | 0 | 0 | 0 | 0 | 0 | 0 | 0 | 0 | 12 | 0
NO |  | 186 | 2016 | 63 | 23 | 23 |  | KERR DAM | BUGGS ISLAND (193) | 115 | 115 | WOOD HFRM | 1.02 | 0 | 0 | 721 ACAR | 0 | 0 | 0 | 0 | 0 | 0 | 0 | 0 | 0 | 0 | 0 | 0 | 0 | 0 | 0 | 0 | 0 | 0 | 0 | 0 | 0 | 0 | 0 | 12 | 0
NO |  | 186 | 2016 | 63 | 24 | 24 |  | KERR DAM | BUGGS ISLAND (193) | 115 | 115 | WOOD POLE | 0 | 0.03 | 0 | 636 ACSR | 0 | 0 | 0 | 0 | 0 | 0 | 0 | 0 | 0 | 0 | 0 | 0 | 0 | 0 | 0 | 0 | 0 | 0 | 0 | 0 | 0 | 0 | 0 | 12 | 0
NO |  | 186 | 2016 | 63 | 25 | 25 |  | KERR DAM | BUGGS ISLAND (193) | 115 | 115 | WOOD POLE | 1.32 | 0 | 0 | 246.9 AAAC | 0 | 0 | 0 | 0 | 0 | 0 | 0 | 0 | 0 | 0 | 0 | 0 | 0 | 0 | 0 | 0 | 0 | 0 | 0 | 0 | 0 | 0 | 0 | 12 | 0
NO |  | 186 | 2016 | 63 | 26 | 26 |  | KERR DAM | BUGGS ISLAND (193) | 115 | 115 | WOOD POLE | 0.75 | 0 | 0 | 636 ACSR | 0 | 0 | 0 | 0 | 0 | 0 | 0 | 0 | 0 | 0 | 0 | 0 | 0 | 0 | 0 | 0 | 0 | 0 | 0 | 0 | 0 | 0 | 0 | 12 | 0
NO |  | 186 | 2016 | 63 | 27 | 27 |  | KERR DAM | BUGGS ISLAND (193) | 115 | 115 | WOOD POLE | 0.69 | 0 | 0 | 721 ACAR | 0 | 0 | 0 | 0 | 0 | 0 | 0 | 0 | 0 | 0 | 0 | 0 | 0 | 0 | 0 | 0 | 0 | 0 | 0 | 0 | 0 | 0 | 0 | 12 | 0
NO |  | 186 | 2016 | 63 | 28 | 28 |  | LEXINGTON | FAIRFIELD (194) | 115 | 115 | STEEL HFRM | 0.11 | 0 | 1 | 477 ACSR | 0 | 0 | 0 | 0 | 0 | 0 | 0 | 0 | 0 | 0 | 0 | 0 | 0 | 0 | 0 | 0 | 0 | 0 | 0 | 0 | 0 | 0 | 0 | 12 | 0
NO |  | 186 | 2016 | 63 | 29 | 29 |  | LEXINGTON | FAIRFIELD (194) | 115 | 115 | STEEL HFRM | 0.23 | 0 | 0 | 740.8 AAAC | 0 | 0 | 0 | 0 | 0 | 0 | 0 | 0 | 0 | 0 | 0 | 0 | 0 | 0 | 0 | 0 | 0 | 0 | 0 | 0 | 0 | 0 | 0 | 12 | 0
NO |  | 186 | 2016 | 63 | 30 | 30 |  | LEXINGTON | FAIRFIELD (194) | 115 | 115 | STEEL TWR | 0.16 | 0 | 0 | 477 ACSR | 0 | 0 | 0 | 0 | 0 | 0 | 0 | 0 | 0 | 0 | 0 | 0 | 0 | 0 | 0 | 0 | 0 | 0 | 0 | 0 | 0 | 0 | 0 | 12 | 0
NO |  | 186 | 2016 | 63 | 31 | 31 |  | LEXINGTON | FAIRFIELD (194) | 115 | 115 | WOOD HFRM | 3.88 | 0 | 0 | 477 ACSR | 0 | 0 | 0 | 0 | 0 | 0 | 0 | 0 | 0 | 0 | 0 | 0 | 0 | 0 | 0 | 0 | 0 | 0 | 0 | 0 | 0 | 0 | 0 | 12 | 0
NO |  | 186 | 2016 | 63 | 32 | 32 |  | LEXINGTON | FAIRFIELD (194) | 115 | 115 | WOOD HFRM | 2.5 | 0 | 0 | 740.8 AAAC | 0 | 0 | 0 | 0 | 0 | 0 | 0 | 0 | 0 | 0 | 0 | 0 | 0 | 0 | 0 | 0 | 0 | 0 | 0 | 0 | 0 | 0 | 0 | 12 | 0
NO |  | 186 | 2016 | 63 | 33 | 33 |  | LEXINGTON | FAIRFIELD (194) | 115 | 115 | WOOD POLE | 0 | 0.01 | 0 | 545.6 ACAR | 0 | 0 | 0 | 0 | 0 | 0 | 0 | 0 | 0 | 0 | 0 | 0 | 0 | 0 | 0 | 0 | 0 | 0 | 0 | 0 | 0 | 0 | 0 | 12 | 0
NO |  | 186 | 2016 | 63 | 34 | 34 |  | LEXINGTON | FAIRFIELD (194) | 115 | 115 | WOOD POLE | 1.62 | 0 | 0 | 477 ACSR | 0 | 0 | 0 | 0 | 0 | 0 | 0 | 0 | 0 | 0 | 0 | 0 | 0 | 0 | 0 | 0 | 0 | 0 | 0 | 0 | 0 | 0 | 0 | 12 | 0
NO |  | 186 | 2016 | 63 | 35 | 35 |  | LEXINGTON | FAIRFIELD (194) | 115 | 115 | WOOD POLE | 0.08 | 0 | 0 | 740.8 AAAC | 0 | 0 | 0 | 0 | 0 | 0 | 0 | 0 | 0 | 0 | 0 | 0 | 0 | 0 | 0 | 0 | 0 | 0 | 0 | 0 | 0 | 0 | 0 | 12 | 0
NO |  | 186 | 2016 | 64 | 1 | 1 |  | THOLE STREET | OAKWOOD (196) | 115 | 115 | CONC HFRM | 0.04 | 0 | 1 | 2500 ACAR | 0 | 0 | 0 | 0 | 0 | 0 | 0 | 0 | 0 | 0 | 0 | 0 | 0 | 0 | 0 | 0 | 0 | 0 | 0 | 0 | 0 | 0 | 0 | 12 | 0
NO |  | 186 | 2016 | 64 | 2 | 2 |  | THOLE STREET | OAKWOOD (196) | 115 | 115 | CONC POLE | 0.13 | 0 | 0 | 1033.5 ACSR | 0 | 0 | 0 | 0 | 0 | 0 | 0 | 0 | 0 | 0 | 0 | 0 | 0 | 0 | 0 | 0 | 0 | 0 | 0 | 0 | 0 | 0 | 0 | 12 | 0
NO |  | 186 | 2016 | 64 | 3 | 3 |  | THOLE STREET | OAKWOOD (196) | 115 | 115 | STEEL POLE | 0 | 0.06 | 0 | 1033.5 ACSR | 0 | 0 | 0 | 0 | 0 | 0 | 0 | 0 | 0 | 0 | 0 | 0 | 0 | 0 | 0 | 0 | 0 | 0 | 0 | 0 | 0 | 0 | 0 | 12 | 0
NO |  | 186 | 2016 | 64 | 4 | 4 |  | THOLE STREET | OAKWOOD (196) | 115 | 115 | STEEL POLE | 0 | 1.19 | 0 | 2500 ACAR | 0 | 0 | 0 | 0 | 0 | 0 | 0 | 0 | 0 | 0 | 0 | 0 | 0 | 0 | 0 | 0 | 0 | 0 | 0 | 0 | 0 | 0 | 0 | 12 | 0
NO |  | 186 | 2016 | 64 | 5 | 5 |  | THOLE STREET | OAKWOOD (196) | 115 | 115 | STEEL POLE | 0.18 | 0 | 0 | 1033.5 ACSR | 0 | 0 | 0 | 0 | 0 | 0 | 0 | 0 | 0 | 0 | 0 | 0 | 0 | 0 | 0 | 0 | 0 | 0 | 0 | 0 | 0 | 0 | 0 | 12 | 0
NO |  | 186 | 2016 | 64 | 6 | 6 |  | THOLE STREET | OAKWOOD (196) | 115 | 115 | STEEL TWR | 0 | 0.17 | 0 | 1033.5 ACSR | 0 | 0 | 0 | 0 | 0 | 0 | 0 | 0 | 0 | 0 | 0 | 0 | 0 | 0 | 0 | 0 | 0 | 0 | 0 | 0 | 0 | 0 | 0 | 12 | 0
NO |  | 186 | 2016 | 64 | 7 | 7 |  | THOLE STREET | OAKWOOD (196) | 115 | 115 | WOOD POLE | 0.04 | 0 | 0 | 1033.5 ACSR | 0 | 0 | 0 | 0 | 0 | 0 | 0 | 0 | 0 | 0 | 0 | 0 | 0 | 0 | 0 | 0 | 0 | 0 | 0 | 0 | 0 | 0 | 0 | 12 | 0
NO |  | 186 | 2016 | 64 | 8 | 8 |  | CANNON BRANCH | LOMAR (197) | 115 | 115 | CONC POLE | 0 | 0.05 | 1 | 477 ACSR | 0 | 0 | 0 | 0 | 0 | 0 | 0 | 0 | 0 | 0 | 0 | 0 | 0 | 0 | 0 | 0 | 0 | 0 | 0 | 0 | 0 | 0 | 0 | 12 | 0
NO |  | 186 | 2016 | 64 | 9 | 9 |  | CANNON BRANCH | LOMAR (197) | 115 | 115 | STEEL POLE | 0 | 0.28 | 0 | 636 ACSR | 0 | 0 | 0 | 0 | 0 | 0 | 0 | 0 | 0 | 0 | 0 | 0 | 0 | 0 | 0 | 0 | 0 | 0 | 0 | 0 | 0 | 0 | 0 | 12 | 0
NO |  | 186 | 2016 | 64 | 10 | 10 |  | CANNON BRANCH | LOMAR (197) | 115 | 115 | STEEL POLE | 0 | 0.09 | 0 | 721 ACAR | 0 | 0 | 0 | 0 | 0 | 0 | 0 | 0 | 0 | 0 | 0 | 0 | 0 | 0 | 0 | 0 | 0 | 0 | 0 | 0 | 0 | 0 | 0 | 12 | 0
NO |  | 186 | 2016 | 64 | 11 | 11 |  | CANNON BRANCH | LOMAR (197) | 115 | 115 | STEEL POLE | 0.35 | 0 | 0 | 636 ACSR | 0 | 0 | 0 | 0 | 0 | 0 | 0 | 0 | 0 | 0 | 0 | 0 | 0 | 0 | 0 | 0 | 0 | 0 | 0 | 0 | 0 | 0 | 0 | 12 | 0
NO |  | 186 | 2016 | 64 | 12 | 12 |  | CANNON BRANCH | LOMAR (197) | 115 | 115 | STEEL TWR | 0 | 0.02 | 0 | 636 ACSR | 0 | 0 | 0 | 0 | 0 | 0 | 0 | 0 | 0 | 0 | 0 | 0 | 0 | 0 | 0 | 0 | 0 | 0 | 0 | 0 | 0 | 0 | 0 | 12 | 0
NO |  | 186 | 2016 | 64 | 13 | 13 |  | CANNON BRANCH | LOMAR (197) | 115 | 115 | STEEL TWR | 0.02 | 0 | 0 | 636 ACSR | 0 | 0 | 0 | 0 | 0 | 0 | 0 | 0 | 0 | 0 | 0 | 0 | 0 | 0 | 0 | 0 | 0 | 0 | 0 | 0 | 0 | 0 | 0 | 12 | 0
NO |  | 186 | 2016 | 64 | 14 | 14 |  | CANNON BRANCH | LOMAR (197) | 115 | 115 | WOOD POLE | 0 | 0.08 | 0 | 721 ACAR | 0 | 0 | 0 | 0 | 0 | 0 | 0 | 0 | 0 | 0 | 0 | 0 | 0 | 0 | 0 | 0 | 0 | 0 | 0 | 0 | 0 | 0 | 0 | 12 | 0
NO |  | 186 | 2016 | 64 | 15 | 15 |  | CANNON BRANCH | LOMAR (197) | 115 | 115 | WOOD POLE | 0.05 | 0 | 0 | 721 ACAR | 0 | 0 | 0 | 0 | 0 | 0 | 0 | 0 | 0 | 0 | 0 | 0 | 0 | 0 | 0 | 0 | 0 | 0 | 0 | 0 | 0 | 0 | 0 | 12 | 0
NO |  | 186 | 2016 | 64 | 16 | 16 |  | SPOTSYLVANIA | CHANCELLOR (198) | 115 | 115 | CONC HFRM | 0.13 | 0 | 1 | 795 ACSR | 0 | 0 | 0 | 0 | 0 | 0 | 0 | 0 | 0 | 0 | 0 | 0 | 0 | 0 | 0 | 0 | 0 | 0 | 0 | 0 | 0 | 0 | 0 | 12 | 0
NO |  | 186 | 2016 | 64 | 17 | 17 |  | SPOTSYLVANIA | CHANCELLOR (198) | 115 | 115 | STEEL HFRM | 0 | 0.07 | 0 | 795 ACSR | 0 | 0 | 0 | 0 | 0 | 0 | 0 | 0 | 0 | 0 | 0 | 0 | 0 | 0 | 0 | 0 | 0 | 0 | 0 | 0 | 0 | 0 | 0 | 12 | 0
NO |  | 186 | 2016 | 64 | 18 | 18 |  | SPOTSYLVANIA | CHANCELLOR (198) | 115 | 115 | STEEL HFRM | 0.14 | 0 | 0 | 795 ACSR | 0 | 0 | 0 | 0 | 0 | 0 | 0 | 0 | 0 | 0 | 0 | 0 | 0 | 0 | 0 | 0 | 0 | 0 | 0 | 0 | 0 | 0 | 0 | 12 | 0
NO |  | 186 | 2016 | 64 | 19 | 19 |  | SPOTSYLVANIA | CHANCELLOR (198) | 115 | 115 | STEEL POLE | 0 | 0.82 | 0 | 795 ACSR | 0 | 0 | 0 | 0 | 0 | 0 | 0 | 0 | 0 | 0 | 0 | 0 | 0 | 0 | 0 | 0 | 0 | 0 | 0 | 0 | 0 | 0 | 0 | 12 | 0
NO |  | 186 | 2016 | 64 | 20 | 20 |  | SPOTSYLVANIA | CHANCELLOR (198) | 115 | 115 | STEEL POLE | 9.82 | 0 | 0 | 795 ACSR | 0 | 0 | 0 | 0 | 0 | 0 | 0 | 0 | 0 | 0 | 0 | 0 | 0 | 0 | 0 | 0 | 0 | 0 | 0 | 0 | 0 | 0 | 0 | 12 | 0
NO |  | 186 | 2016 | 64 | 21 | 21 |  | SPOTSYLVANIA | CHANCELLOR (198) | 115 | 115 | STEEL TWR | 1.26 | 0 | 0 | 795 ACSR | 0 | 0 | 0 | 0 | 0 | 0 | 0 | 0 | 0 | 0 | 0 | 0 | 0 | 0 | 0 | 0 | 0 | 0 | 0 | 0 | 0 | 0 | 0 | 12 | 0
NO |  | 186 | 2016 | 64 | 22 | 22 |  | SPOTSYLVANIA | CHANCELLOR (198) | 115 | 115 | WOOD POLE | 1.68 | 0 | 0 | 795 ACSR | 0 | 0 | 0 | 0 | 0 | 0 | 0 | 0 | 0 | 0 | 0 | 0 | 0 | 0 | 0 | 0 | 0 | 0 | 0 | 0 | 0 | 0 | 0 | 12 | 0
NO |  | 186 | 2016 | 64 | 23 | 23 |  | MOUNTAIN RUN | OAK GREEN (2) | 115 | 115 | STEEL HFRM | 0.11 | 0 | 1 | 1033.5 ACSR | 0 | 0 | 0 | 0 | 0 | 0 | 0 | 0 | 0 | 0 | 0 | 0 | 0 | 0 | 0 | 0 | 0 | 0 | 0 | 0 | 0 | 0 | 0 | 12 | 0
NO |  | 186 | 2016 | 64 | 24 | 24 |  | MOUNTAIN RUN | OAK GREEN (2) | 115 | 115 | STEEL HFRM | 0.57 | 0 | 0 | 636 ACSR | 0 | 0 | 0 | 0 | 0 | 0 | 0 | 0 | 0 | 0 | 0 | 0 | 0 | 0 | 0 | 0 | 0 | 0 | 0 | 0 | 0 | 0 | 0 | 12 | 0
NO |  | 186 | 2016 | 64 | 25 | 25 |  | MOUNTAIN RUN | OAK GREEN (2) | 115 | 115 | STEEL POLE | 5.11 | 0 | 0 | 1033.5 ACSR | 0 | 0 | 0 | 0 | 0 | 0 | 0 | 0 | 0 | 0 | 0 | 0 | 0 | 0 | 0 | 0 | 0 | 0 | 0 | 0 | 0 | 0 | 0 | 12 | 0
NO |  | 186 | 2016 | 64 | 26 | 26 |  | MOUNTAIN RUN | OAK GREEN (2) | 115 | 115 | STEEL POLE | 2.47 | 0 | 0 | 636 ACSR | 0 | 0 | 0 | 0 | 0 | 0 | 0 | 0 | 0 | 0 | 0 | 0 | 0 | 0 | 0 | 0 | 0 | 0 | 0 | 0 | 0 | 0 | 0 | 12 | 0
NO |  | 186 | 2016 | 64 | 27 | 27 |  | MOUNTAIN RUN | OAK GREEN (2) | 115 | 115 | STEEL TWR | 0.21 | 0 | 0 | 636 ACSR | 0 | 0 | 0 | 0 | 0 | 0 | 0 | 0 | 0 | 0 | 0 | 0 | 0 | 0 | 0 | 0 | 0 | 0 | 0 | 0 | 0 | 0 | 0 | 12 | 0
NO |  | 186 | 2016 | 64 | 28 | 28 |  | MOUNTAIN RUN | OAK GREEN (2) | 115 | 115 | WOOD HFRM | 6.03 | 0 | 0 | 636 ACSR | 0 | 0 | 0 | 0 | 0 | 0 | 0 | 0 | 0 | 0 | 0 | 0 | 0 | 0 | 0 | 0 | 0 | 0 | 0 | 0 | 0 | 0 | 0 | 12 | 0
NO |  | 186 | 2016 | 64 | 29 | 29 |  | NORTHEAST | SHOCKOE (20) | 115 | 115 | CONC HFRM | 0 | 0.05 | 1 | 636 ACSR | 0 | 0 | 0 | 0 | 0 | 0 | 0 | 0 | 0 | 0 | 0 | 0 | 0 | 0 | 0 | 0 | 0 | 0 | 0 | 0 | 0 | 0 | 0 | 12 | 0
NO |  | 186 | 2016 | 64 | 30 | 30 |  | NORTHEAST | SHOCKOE (20) | 115 | 115 | STEEL HFRM | 0.09 | 0 | 0 | 636 ACSR | 0 | 0 | 0 | 0 | 0 | 0 | 0 | 0 | 0 | 0 | 0 | 0 | 0 | 0 | 0 | 0 | 0 | 0 | 0 | 0 | 0 | 0 | 0 | 12 | 0
NO |  | 186 | 2016 | 64 | 31 | 31 |  | NORTHEAST | SHOCKOE (20) | 115 | 115 | STEEL POLE | 0 | 0.05 | 0 | 636 ACSR | 0 | 0 | 0 | 0 | 0 | 0 | 0 | 0 | 0 | 0 | 0 | 0 | 0 | 0 | 0 | 0 | 0 | 0 | 0 | 0 | 0 | 0 | 0 | 12 | 0
NO |  | 186 | 2016 | 64 | 32 | 32 |  | NORTHEAST | SHOCKOE (20) | 115 | 115 | STEEL POLE | 0.18 | 0 | 0 | 636 ACSR | 0 | 0 | 0 | 0 | 0 | 0 | 0 | 0 | 0 | 0 | 0 | 0 | 0 | 0 | 0 | 0 | 0 | 0 | 0 | 0 | 0 | 0 | 0 | 12 | 0
NO |  | 186 | 2016 | 64 | 33 | 33 |  | NORTHEAST | SHOCKOE (20) | 115 | 115 | STEEL TWR | 0 | 4.45 | 0 | 636 ACSR | 0 | 0 | 0 | 0 | 0 | 0 | 0 | 0 | 0 | 0 | 0 | 0 | 0 | 0 | 0 | 0 | 0 | 0 | 0 | 0 | 0 | 0 | 0 | 12 | 0
NO |  | 186 | 2016 | 64 | 34 | 34 |  | DUPONT | BASIN (21) | 115 | 115 | STEEL POLE | 0 | 0.42 | 1 | 721 ACAR | 0 | 0 | 0 | 0 | 0 | 0 | 0 | 0 | 0 | 0 | 0 | 0 | 0 | 0 | 0 | 0 | 0 | 0 | 0 | 0 | 0 | 0 | 0 | 12 | 0
NO |  | 186 | 2016 | 64 | 35 | 35 |  | DUPONT | BASIN (21) | 115 | 115 | STEEL POLE | 0.46 | 0 | 0 | 721 ACAR | 0 | 0 | 0 | 0 | 0 | 0 | 0 | 0 | 0 | 0 | 0 | 0 | 0 | 0 | 0 | 0 | 0 | 0 | 0 | 0 | 0 | 0 | 0 | 12 | 0
NO |  | 186 | 2016 | 65 | 1 | 1 |  | DUPONT | BASIN (21) | 115 | 115 | STEEL TWR | 3.09 | 0 | 0 | 721 ACAR | 0 | 0 | 0 | 0 | 0 | 0 | 0 | 0 | 0 | 0 | 0 | 0 | 0 | 0 | 0 | 0 | 0 | 0 | 0 | 0 | 0 | 0 | 0 | 12 | 0
NO |  | 186 | 2016 | 65 | 2 | 2 |  | CAROLINA | KERR DAM (22) | 115 | 230 | CONC TWR | 0.03 | 0 | 1 | 636 ACSR | 0 | 0 | 0 | 0 | 0 | 0 | 0 | 0 | 0 | 0 | 0 | 0 | 0 | 0 | 0 | 0 | 0 | 0 | 0 | 0 | 0 | 0 | 0 | 12 | 0
NO |  | 186 | 2016 | 65 | 3 | 3 |  | CAROLINA | KERR DAM (22) | 115 | 230 | STEEL HFRM | 0.7 | 0 | 0 | 477 ACSS | 0 | 0 | 0 | 0 | 0 | 0 | 0 | 0 | 0 | 0 | 0 | 0 | 0 | 0 | 0 | 0 | 0 | 0 | 0 | 0 | 0 | 0 | 0 | 12 | 0
NO |  | 186 | 2016 | 65 | 4 | 4 |  | CAROLINA | KERR DAM (22) | 115 | 230 | STEEL HFRM | 35.07 | 0 | 0 | 636 ACSR | 0 | 0 | 0 | 0 | 0 | 0 | 0 | 0 | 0 | 0 | 0 | 0 | 0 | 0 | 0 | 0 | 0 | 0 | 0 | 0 | 0 | 0 | 0 | 12 | 0
NO |  | 186 | 2016 | 65 | 5 | 5 |  | CAROLINA | KERR DAM (22) | 115 | 230 | STEEL POLE | 2.34 | 0 | 0 | 636 ACSR | 0 | 0 | 0 | 0 | 0 | 0 | 0 | 0 | 0 | 0 | 0 | 0 | 0 | 0 | 0 | 0 | 0 | 0 | 0 | 0 | 0 | 0 | 0 | 12 | 0
NO |  | 186 | 2016 | 65 | 6 | 6 |  | CAROLINA | KERR DAM (22) | 115 | 230 | STEEL TWR | 0.56 | 0 | 0 | 477 ACSS | 0 | 0 | 0 | 0 | 0 | 0 | 0 | 0 | 0 | 0 | 0 | 0 | 0 | 0 | 0 | 0 | 0 | 0 | 0 | 0 | 0 | 0 | 0 | 12 | 0
NO |  | 186 | 2016 | 65 | 7 | 7 |  | CAROLINA | KERR DAM (22) | 115 | 230 | STEEL TWR | 0.37 | 0 | 0 | 636 ACSR | 0 | 0 | 0 | 0 | 0 | 0 | 0 | 0 | 0 | 0 | 0 | 0 | 0 | 0 | 0 | 0 | 0 | 0 | 0 | 0 | 0 | 0 | 0 | 12 | 0
NO |  | 186 | 2016 | 65 | 8 | 8 |  | CAROLINA | KERR DAM (22) | 115 | 230 | WOOD POLE | 0.04 | 0 | 0 | 246.9 AAAC | 0 | 0 | 0 | 0 | 0 | 0 | 0 | 0 | 0 | 0 | 0 | 0 | 0 | 0 | 0 | 0 | 0 | 0 | 0 | 0 | 0 | 0 | 0 | 12 | 0
NO |  | 186 | 2016 | 65 | 9 | 9 |  | SUFFOLK | IVOR (23) | 115 | 115 | STEEL POLE | 1.13 | 0 | 1 | 336.4 ACSR | 0 | 0 | 0 | 0 | 0 | 0 | 0 | 0 | 0 | 0 | 0 | 0 | 0 | 0 | 0 | 0 | 0 | 0 | 0 | 0 | 0 | 0 | 0 | 12 | 0
NO |  | 186 | 2016 | 65 | 10 | 10 |  | SUFFOLK | IVOR (23) | 115 | 115 | STEEL POLE | 0.01 | 0 | 0 | 721 ACAR | 0 | 0 | 0 | 0 | 0 | 0 | 0 | 0 | 0 | 0 | 0 | 0 | 0 | 0 | 0 | 0 | 0 | 0 | 0 | 0 | 0 | 0 | 0 | 12 | 0
NO |  | 186 | 2016 | 65 | 11 | 11 |  | SUFFOLK | IVOR (23) | 115 | 115 | STEEL TWR | 21.15 | 0 | 0 | 336.4 ACSR | 0 | 0 | 0 | 0 | 0 | 0 | 0 | 0 | 0 | 0 | 0 | 0 | 0 | 0 | 0 | 0 | 0 | 0 | 0 | 0 | 0 | 0 | 0 | 12 | 0
NO |  | 186 | 2016 | 65 | 12 | 12 |  | SUFFOLK | IVOR (23) | 115 | 115 | STEEL TWR | 0.05 | 0 | 0 | 636 ACSR | 0 | 0 | 0 | 0 | 0 | 0 | 0 | 0 | 0 | 0 | 0 | 0 | 0 | 0 | 0 | 0 | 0 | 0 | 0 | 0 | 0 | 0 | 0 | 12 | 0
NO |  | 186 | 2016 | 65 | 13 | 13 |  | SUFFOLK | IVOR (23) | 115 | 115 | STEEL TWR | 4.41 | 0 | 0 | 721 ACAR | 0 | 0 | 0 | 0 | 0 | 0 | 0 | 0 | 0 | 0 | 0 | 0 | 0 | 0 | 0 | 0 | 0 | 0 | 0 | 0 | 0 | 0 | 0 | 12 | 0
NO |  | 186 | 2016 | 65 | 14 | 14 |  | SUFFOLK | IVOR (23) | 115 | 115 | WOOD HFRM | 0.18 | 0 | 0 | 336.4 ACSR | 0 | 0 | 0 | 0 | 0 | 0 | 0 | 0 | 0 | 0 | 0 | 0 | 0 | 0 | 0 | 0 | 0 | 0 | 0 | 0 | 0 | 0 | 0 | 12 | 0
NO |  | 186 | 2016 | 65 | 15 | 15 |  | SUFFOLK | IVOR (23) | 115 | 115 | WOOD POLE | 0.23 | 0 | 0 | 336.4 ACSR | 0 | 0 | 0 | 0 | 0 | 0 | 0 | 0 | 0 | 0 | 0 | 0 | 0 | 0 | 0 | 0 | 0 | 0 | 0 | 0 | 0 | 0 | 0 | 12 | 0
NO |  | 186 | 2016 | 65 | 16 | 16 |  | SUFFOLK | IVOR (23) | 115 | 115 | WOOD POLE | 0.06 | 0 | 0 | 721 ACAR | 0 | 0 | 0 | 0 | 0 | 0 | 0 | 0 | 0 | 0 | 0 | 0 | 0 | 0 | 0 | 0 | 0 | 0 | 0 | 0 | 0 | 0 | 0 | 12 | 0
NO |  | 186 | 2016 | 65 | 17 | 17 |  | BASIN | MANCHESTER (24) | 115 | 115 | CONC HFRM | 0.14 | 0 | 1 | 246.9 AAAC | 0 | 0 | 0 | 0 | 0 | 0 | 0 | 0 | 0 | 0 | 0 | 0 | 0 | 0 | 0 | 0 | 0 | 0 | 0 | 0 | 0 | 0 | 0 | 12 | 0
NO |  | 186 | 2016 | 65 | 18 | 18 |  | BASIN | MANCHESTER (24) | 115 | 115 | STEEL HFRM | 0.65 | 0 | 0 | 636 ACSR | 0 | 0 | 0 | 0 | 0 | 0 | 0 | 0 | 0 | 0 | 0 | 0 | 0 | 0 | 0 | 0 | 0 | 0 | 0 | 0 | 0 | 0 | 0 | 12 | 0
NO |  | 186 | 2016 | 65 | 19 | 19 |  | BASIN | MANCHESTER (24) | 115 | 115 | STEEL POLE | 0.7 | 0 | 0 | 636 ACSR | 0 | 0 | 0 | 0 | 0 | 0 | 0 | 0 | 0 | 0 | 0 | 0 | 0 | 0 | 0 | 0 | 0 | 0 | 0 | 0 | 0 | 0 | 0 | 12 | 0
NO |  | 186 | 2016 | 65 | 20 | 20 |  | BASIN | MANCHESTER (24) | 115 | 115 | STEEL POLE | 0.09 | 0 | 0 | 721 ACAR | 0 | 0 | 0 | 0 | 0 | 0 | 0 | 0 | 0 | 0 | 0 | 0 | 0 | 0 | 0 | 0 | 0 | 0 | 0 | 0 | 0 | 0 | 0 | 12 | 0
NO |  | 186 | 2016 | 65 | 21 | 21 |  | BASIN | MANCHESTER (24) | 115 | 115 | STEEL TWR | 0.18 | 0 | 0 | 636 ACSR | 0 | 0 | 0 | 0 | 0 | 0 | 0 | 0 | 0 | 0 | 0 | 0 | 0 | 0 | 0 | 0 | 0 | 0 | 0 | 0 | 0 | 0 | 0 | 12 | 0
NO |  | 186 | 2016 | 65 | 22 | 22 |  | BASIN | MANCHESTER (24) | 115 | 115 | STEEL TWR | 0.09 | 0 | 0 | 721 ACAR | 0 | 0 | 0 | 0 | 0 | 0 | 0 | 0 | 0 | 0 | 0 | 0 | 0 | 0 | 0 | 0 | 0 | 0 | 0 | 0 | 0 | 0 | 0 | 12 | 0
NO |  | 186 | 2016 | 65 | 23 | 23 |  | BASIN | MANCHESTER (24) | 115 | 115 | WOOD HFRM | 0.7 | 0 | 0 | 636 ACSR | 0 | 0 | 0 | 0 | 0 | 0 | 0 | 0 | 0 | 0 | 0 | 0 | 0 | 0 | 0 | 0 | 0 | 0 | 0 | 0 | 0 | 0 | 0 | 12 | 0
NO |  | 186 | 2016 | 65 | 24 | 24 |  | BASIN | MANCHESTER (24) | 115 | 115 | WOOD POLE | 0.07 | 0 | 0 | 246.9 AAAC | 0 | 0 | 0 | 0 | 0 | 0 | 0 | 0 | 0 | 0 | 0 | 0 | 0 | 0 | 0 | 0 | 0 | 0 | 0 | 0 | 0 | 0 | 0 | 12 | 0
NO |  | 186 | 2016 | 65 | 25 | 25 |  | BASIN | MANCHESTER (24) | 115 | 115 | WOOD POLE | 0.21 | 0 | 0 | 636 ACSR | 0 | 0 | 0 | 0 | 0 | 0 | 0 | 0 | 0 | 0 | 0 | 0 | 0 | 0 | 0 | 0 | 0 | 0 | 0 | 0 | 0 | 0 | 0 | 12 | 0
NO |  | 186 | 2016 | 65 | 26 | 26 |  | BASIN | MANCHESTER (24) | 115 | 115 | WOOD POLE | 0.04 | 0 | 0 | 721 ACAR | 0 | 0 | 0 | 0 | 0 | 0 | 0 | 0 | 0 | 0 | 0 | 0 | 0 | 0 | 0 | 0 | 0 | 0 | 0 | 0 | 0 | 0 | 0 | 12 | 0
NO |  | 186 | 2016 | 65 | 27 | 27 |  | EVERETTS | TROWBRIDGE (25) | 115 | 115 | CONC HFRM | 0.12 | 0 | 1 | 545.6 ACAR | 0 | 0 | 0 | 0 | 0 | 0 | 0 | 0 | 0 | 0 | 0 | 0 | 0 | 0 | 0 | 0 | 0 | 0 | 0 | 0 | 0 | 0 | 0 | 12 | 0
NO |  | 186 | 2016 | 65 | 28 | 28 |  | EVERETTS | TROWBRIDGE (25) | 115 | 115 | CONC POLE | 0.04 | 0 | 0 | 545.6 ACAR | 0 | 0 | 0 | 0 | 0 | 0 | 0 | 0 | 0 | 0 | 0 | 0 | 0 | 0 | 0 | 0 | 0 | 0 | 0 | 0 | 0 | 0 | 0 | 12 | 0
NO |  | 186 | 2016 | 65 | 29 | 29 |  | EVERETTS | TROWBRIDGE (25) | 115 | 115 | STEEL HFRM | 0.25 | 0 | 0 | 545.6 ACAR | 0 | 0 | 0 | 0 | 0 | 0 | 0 | 0 | 0 | 0 | 0 | 0 | 0 | 0 | 0 | 0 | 0 | 0 | 0 | 0 | 0 | 0 | 0 | 12 | 0
NO |  | 186 | 2016 | 65 | 30 | 30 |  | EVERETTS | TROWBRIDGE (25) | 115 | 115 | STEEL TWR | 1.4 | 0 | 0 | 545.6 ACAR | 0 | 0 | 0 | 0 | 0 | 0 | 0 | 0 | 0 | 0 | 0 | 0 | 0 | 0 | 0 | 0 | 0 | 0 | 0 | 0 | 0 | 0 | 0 | 12 | 0
NO |  | 186 | 2016 | 65 | 31 | 31 |  | EVERETTS | TROWBRIDGE (25) | 115 | 115 | WOOD HFRM | 16.53 | 0 | 0 | 545.6 ACAR | 0 | 0 | 0 | 0 | 0 | 0 | 0 | 0 | 0 | 0 | 0 | 0 | 0 | 0 | 0 | 0 | 0 | 0 | 0 | 0 | 0 | 0 | 0 | 12 | 0
NO |  | 186 | 2016 | 65 | 32 | 32 |  | EVERETTS | TROWBRIDGE (25) | 115 | 115 | WOOD POLE | 2.43 | 0 | 0 | 545.6 ACAR | 0 | 0 | 0 | 0 | 0 | 0 | 0 | 0 | 0 | 0 | 0 | 0 | 0 | 0 | 0 | 0 | 0 | 0 | 0 | 0 | 0 | 0 | 0 | 12 | 0
NO |  | 186 | 2016 | 65 | 33 | 33 |  | LEXINGTON | BALCONY FALLS (26) | 115 | 230 | CONC POLE | 0.49 | 0 | 1 | 396.3 ACAR | 0 | 0 | 0 | 0 | 0 | 0 | 0 | 0 | 0 | 0 | 0 | 0 | 0 | 0 | 0 | 0 | 0 | 0 | 0 | 0 | 0 | 0 | 0 | 12 | 0
NO |  | 186 | 2016 | 65 | 34 | 34 |  | LEXINGTON | BALCONY FALLS (26) | 115 | 230 | STEEL HFRM | 0 | 0.12 | 0 | 396.3 ACAR | 0 | 0 | 0 | 0 | 0 | 0 | 0 | 0 | 0 | 0 | 0 | 0 | 0 | 0 | 0 | 0 | 0 | 0 | 0 | 0 | 0 | 0 | 0 | 12 | 0
NO |  | 186 | 2016 | 65 | 35 | 35 |  | LEXINGTON | BALCONY FALLS (26) | 115 | 230 | STEEL HFRM | 0.29 | 0 | 0 | 396.3 ACAR | 0 | 0 | 0 | 0 | 0 | 0 | 0 | 0 | 0 | 0 | 0 | 0 | 0 | 0 | 0 | 0 | 0 | 0 | 0 | 0 | 0 | 0 | 0 | 12 | 0
NO |  | 186 | 2016 | 66 | 1 | 1 |  | LEXINGTON | BALCONY FALLS (26) | 115 | 230 | STEEL HFRM | 0.1 | 0 | 0 | 636 ACSR | 0 | 0 | 0 | 0 | 0 | 0 | 0 | 0 | 0 | 0 | 0 | 0 | 0 | 0 | 0 | 0 | 0 | 0 | 0 | 0 | 0 | 0 | 0 | 12 | 0
NO |  | 186 | 2016 | 66 | 2 | 2 |  | LEXINGTON | BALCONY FALLS (26) | 115 | 230 | STEEL POLE | 0 | 0.2 | 0 | 4/0 ACSR | 0 | 0 | 0 | 0 | 0 | 0 | 0 | 0 | 0 | 0 | 0 | 0 | 0 | 0 | 0 | 0 | 0 | 0 | 0 | 0 | 0 | 0 | 0 | 12 | 0
NO |  | 186 | 2016 | 66 | 3 | 3 |  | LEXINGTON | BALCONY FALLS (26) | 115 | 230 | STEEL POLE | 0.39 | 0 | 0 | 396.3 ACAR | 0 | 0 | 0 | 0 | 0 | 0 | 0 | 0 | 0 | 0 | 0 | 0 | 0 | 0 | 0 | 0 | 0 | 0 | 0 | 0 | 0 | 0 | 0 | 12 | 0
NO |  | 186 | 2016 | 66 | 4 | 4 |  | LEXINGTON | BALCONY FALLS (26) | 115 | 230 | STEEL POLE | 0.59 | 0 | 0 | 4/0 ACSR | 0 | 0 | 0 | 0 | 0 | 0 | 0 | 0 | 0 | 0 | 0 | 0 | 0 | 0 | 0 | 0 | 0 | 0 | 0 | 0 | 0 | 0 | 0 | 12 | 0
NO |  | 186 | 2016 | 66 | 5 | 5 |  | LEXINGTON | BALCONY FALLS (26) | 115 | 230 | STEEL POLE | 0.18 | 0 | 0 | 477 ACSR | 0 | 0 | 0 | 0 | 0 | 0 | 0 | 0 | 0 | 0 | 0 | 0 | 0 | 0 | 0 | 0 | 0 | 0 | 0 | 0 | 0 | 0 | 0 | 12 | 0
NO |  | 186 | 2016 | 66 | 6 | 6 |  | LEXINGTON | BALCONY FALLS (26) | 115 | 230 | STEEL POLE | 0.47 | 0 | 0 | 636 ACSR | 0 | 0 | 0 | 0 | 0 | 0 | 0 | 0 | 0 | 0 | 0 | 0 | 0 | 0 | 0 | 0 | 0 | 0 | 0 | 0 | 0 | 0 | 0 | 12 | 0
NO |  | 186 | 2016 | 66 | 7 | 7 |  | LEXINGTON | BALCONY FALLS (26) | 115 | 230 | STEEL TWR | 0.04 | 0 | 0 | 1109 ACAR | 0 | 0 | 0 | 0 | 0 | 0 | 0 | 0 | 0 | 0 | 0 | 0 | 0 | 0 | 0 | 0 | 0 | 0 | 0 | 0 | 0 | 0 | 0 | 12 | 0
NO |  | 186 | 2016 | 66 | 8 | 8 |  | LEXINGTON | BALCONY FALLS (26) | 115 | 230 | STEEL TWR | 0.22 | 0 | 0 | 396.3 ACAR | 0 | 0 | 0 | 0 | 0 | 0 | 0 | 0 | 0 | 0 | 0 | 0 | 0 | 0 | 0 | 0 | 0 | 0 | 0 | 0 | 0 | 0 | 0 | 12 | 0
NO |  | 186 | 2016 | 66 | 9 | 9 |  | LEXINGTON | BALCONY FALLS (26) | 115 | 230 | STEEL TWR | 8.39 | 0 | 0 | 4/0 ACSR | 0 | 0 | 0 | 0 | 0 | 0 | 0 | 0 | 0 | 0 | 0 | 0 | 0 | 0 | 0 | 0 | 0 | 0 | 0 | 0 | 0 | 0 | 0 | 12 | 0
NO |  | 186 | 2016 | 66 | 10 | 10 |  | LEXINGTON | BALCONY FALLS (26) | 115 | 230 | STEEL TWR | 0.01 | 0 | 0 | 636 ACSR | 0 | 0 | 0 | 0 | 0 | 0 | 0 | 0 | 0 | 0 | 0 | 0 | 0 | 0 | 0 | 0 | 0 | 0 | 0 | 0 | 0 | 0 | 0 | 12 | 0
NO |  | 186 | 2016 | 66 | 11 | 11 |  | LEXINGTON | BALCONY FALLS (26) | 115 | 230 | WOOD HFRM | 0.03 | 0 | 0 | 1109 ACAR | 0 | 0 | 0 | 0 | 0 | 0 | 0 | 0 | 0 | 0 | 0 | 0 | 0 | 0 | 0 | 0 | 0 | 0 | 0 | 0 | 0 | 0 | 0 | 12 | 0
NO |  | 186 | 2016 | 66 | 12 | 12 |  | LEXINGTON | BALCONY FALLS (26) | 115 | 230 | WOOD HFRM | 8.58 | 0 | 0 | 396.3 ACAR | 0 | 0 | 0 | 0 | 0 | 0 | 0 | 0 | 0 | 0 | 0 | 0 | 0 | 0 | 0 | 0 | 0 | 0 | 0 | 0 | 0 | 0 | 0 | 12 | 0
NO |  | 186 | 2016 | 66 | 13 | 13 |  | LEXINGTON | BALCONY FALLS (26) | 115 | 230 | WOOD POLE | 0.03 | 0 | 0 | 1109 ACAR | 0 | 0 | 0 | 0 | 0 | 0 | 0 | 0 | 0 | 0 | 0 | 0 | 0 | 0 | 0 | 0 | 0 | 0 | 0 | 0 | 0 | 0 | 0 | 12 | 0
NO |  | 186 | 2016 | 66 | 14 | 14 |  | LEXINGTON | BALCONY FALLS (26) | 115 | 230 | WOOD POLE | 0.89 | 0 | 0 | 396.3 ACAR | 0 | 0 | 0 | 0 | 0 | 0 | 0 | 0 | 0 | 0 | 0 | 0 | 0 | 0 | 0 | 0 | 0 | 0 | 0 | 0 | 0 | 0 | 0 | 12 | 0
NO |  | 186 | 2016 | 66 | 15 | 15 |  | LEXINGTON | BALCONY FALLS (26) | 115 | 230 | WOOD POLE | 0.92 | 0 | 0 | 4/0 ACSR | 0 | 0 | 0 | 0 | 0 | 0 | 0 | 0 | 0 | 0 | 0 | 0 | 0 | 0 | 0 | 0 | 0 | 0 | 0 | 0 | 0 | 0 | 0 | 12 | 0
NO |  | 186 | 2016 | 66 | 16 | 16 |  | LEXINGTON | BALCONY FALLS (26) | 115 | 230 | WOOD POLE | 0.41 | 0 | 0 | 636 ACSR | 0 | 0 | 0 | 0 | 0 | 0 | 0 | 0 | 0 | 0 | 0 | 0 | 0 | 0 | 0 | 0 | 0 | 0 | 0 | 0 | 0 | 0 | 0 | 12 | 0
NO |  | 186 | 2016 | 66 | 17 | 17 |  | BURTON | VIRGINIA BEACH (27) | 115 | 115 | CONC HFRM | 0.08 | 0 | 1 | 721 ACAR | 0 | 0 | 0 | 0 | 0 | 0 | 0 | 0 | 0 | 0 | 0 | 0 | 0 | 0 | 0 | 0 | 0 | 0 | 0 | 0 | 0 | 0 | 0 | 12 | 0
NO |  | 186 | 2016 | 66 | 18 | 18 |  | BURTON | VIRGINIA BEACH (27) | 115 | 115 | CONC POLE | 0 | 0.08 | 0 | 721 ACAR | 0 | 0 | 0 | 0 | 0 | 0 | 0 | 0 | 0 | 0 | 0 | 0 | 0 | 0 | 0 | 0 | 0 | 0 | 0 | 0 | 0 | 0 | 0 | 12 | 0
NO |  | 186 | 2016 | 66 | 19 | 19 |  | BURTON | VIRGINIA BEACH (27) | 115 | 115 | CONC POLE | 0 | 0.05 | 0 | 740.8 AAAC | 0 | 0 | 0 | 0 | 0 | 0 | 0 | 0 | 0 | 0 | 0 | 0 | 0 | 0 | 0 | 0 | 0 | 0 | 0 | 0 | 0 | 0 | 0 | 12 | 0
NO |  | 186 | 2016 | 66 | 20 | 20 |  | BURTON | VIRGINIA BEACH (27) | 115 | 115 | CONC POLE | 0.14 | 0 | 0 | 721 ACAR | 0 | 0 | 0 | 0 | 0 | 0 | 0 | 0 | 0 | 0 | 0 | 0 | 0 | 0 | 0 | 0 | 0 | 0 | 0 | 0 | 0 | 0 | 0 | 12 | 0
NO |  | 186 | 2016 | 66 | 21 | 21 |  | BURTON | VIRGINIA BEACH (27) | 115 | 115 | CONC POLE | 2.51 | 0 | 0 | 740.8 AAAC | 0 | 0 | 0 | 0 | 0 | 0 | 0 | 0 | 0 | 0 | 0 | 0 | 0 | 0 | 0 | 0 | 0 | 0 | 0 | 0 | 0 | 0 | 0 | 12 | 0
NO |  | 186 | 2016 | 66 | 22 | 22 |  | BURTON | VIRGINIA BEACH (27) | 115 | 115 | STEEL HFRM | 0.19 | 0 | 0 | 740.8 AAAC | 0 | 0 | 0 | 0 | 0 | 0 | 0 | 0 | 0 | 0 | 0 | 0 | 0 | 0 | 0 | 0 | 0 | 0 | 0 | 0 | 0 | 0 | 0 | 12 | 0
NO |  | 186 | 2016 | 66 | 23 | 23 |  | BURTON | VIRGINIA BEACH (27) | 115 | 115 | STEEL POLE | 0 | 0.05 | 0 | 636 ACSR | 0 | 0 | 0 | 0 | 0 | 0 | 0 | 0 | 0 | 0 | 0 | 0 | 0 | 0 | 0 | 0 | 0 | 0 | 0 | 0 | 0 | 0 | 0 | 12 | 0
NO |  | 186 | 2016 | 66 | 24 | 24 |  | BURTON | VIRGINIA BEACH (27) | 115 | 115 | STEEL POLE | 0 | 0.09 | 0 | 740.8 AAAC | 0 | 0 | 0 | 0 | 0 | 0 | 0 | 0 | 0 | 0 | 0 | 0 | 0 | 0 | 0 | 0 | 0 | 0 | 0 | 0 | 0 | 0 | 0 | 12 | 0
NO |  | 186 | 2016 | 66 | 25 | 25 |  | BURTON | VIRGINIA BEACH (27) | 115 | 115 | STEEL POLE | 1.68 | 0 | 0 | 740.8 AAAC | 0 | 0 | 0 | 0 | 0 | 0 | 0 | 0 | 0 | 0 | 0 | 0 | 0 | 0 | 0 | 0 | 0 | 0 | 0 | 0 | 0 | 0 | 0 | 12 | 0
NO |  | 186 | 2016 | 66 | 26 | 26 |  | BURTON | VIRGINIA BEACH (27) | 115 | 115 | STEEL POLE | 0.05 | 0 | 0 | 795 AAAC | 0 | 0 | 0 | 0 | 0 | 0 | 0 | 0 | 0 | 0 | 0 | 0 | 0 | 0 | 0 | 0 | 0 | 0 | 0 | 0 | 0 | 0 | 0 | 12 | 0
NO |  | 186 | 2016 | 66 | 27 | 27 |  | BURTON | VIRGINIA BEACH (27) | 115 | 115 | STEEL POLE | 0.38 | 0 | 0 | 795 ACSR | 0 | 0 | 0 | 0 | 0 | 0 | 0 | 0 | 0 | 0 | 0 | 0 | 0 | 0 | 0 | 0 | 0 | 0 | 0 | 0 | 0 | 0 | 0 | 12 | 0
NO |  | 186 | 2016 | 66 | 28 | 28 |  | BURTON | VIRGINIA BEACH (27) | 115 | 115 | STEEL TWR | 0.03 | 0 | 0 | 740.8 AAAC | 0 | 0 | 0 | 0 | 0 | 0 | 0 | 0 | 0 | 0 | 0 | 0 | 0 | 0 | 0 | 0 | 0 | 0 | 0 | 0 | 0 | 0 | 0 | 12 | 0
NO |  | 186 | 2016 | 66 | 29 | 29 |  | BURTON | VIRGINIA BEACH (27) | 115 | 115 | WOOD HFRM | 0.11 | 0 | 0 | 740.8 AAAC | 0 | 0 | 0 | 0 | 0 | 0 | 0 | 0 | 0 | 0 | 0 | 0 | 0 | 0 | 0 | 0 | 0 | 0 | 0 | 0 | 0 | 0 | 0 | 12 | 0
NO |  | 186 | 2016 | 66 | 30 | 30 |  | BURTON | VIRGINIA BEACH (27) | 115 | 115 | WOOD POLE | 0.05 | 0 | 0 | 636 ACSR | 0 | 0 | 0 | 0 | 0 | 0 | 0 | 0 | 0 | 0 | 0 | 0 | 0 | 0 | 0 | 0 | 0 | 0 | 0 | 0 | 0 | 0 | 0 | 12 | 0
NO |  | 186 | 2016 | 66 | 31 | 31 |  | BURTON | VIRGINIA BEACH (27) | 115 | 115 | WOOD POLE | 7.44 | 0 | 0 | 740.8 AAAC | 0 | 0 | 0 | 0 | 0 | 0 | 0 | 0 | 0 | 0 | 0 | 0 | 0 | 0 | 0 | 0 | 0 | 0 | 0 | 0 | 0 | 0 | 0 | 12 | 0
NO |  | 186 | 2016 | 66 | 32 | 32 |  | BALCONY FALLS | CUSHAW (28) | 115 | 115 | STEEL HFRM | 0.33 | 0 | 1 | 4/0 ACSR | 0 | 0 | 0 | 0 | 0 | 0 | 0 | 0 | 0 | 0 | 0 | 0 | 0 | 0 | 0 | 0 | 0 | 0 | 0 | 0 | 0 | 0 | 0 | 12 | 0
NO |  | 186 | 2016 | 66 | 33 | 33 |  | BALCONY FALLS | CUSHAW (28) | 115 | 115 | STEEL TWR | 2.36 | 0 | 0 | 4/0 ACSR | 0 | 0 | 0 | 0 | 0 | 0 | 0 | 0 | 0 | 0 | 0 | 0 | 0 | 0 | 0 | 0 | 0 | 0 | 0 | 0 | 0 | 0 | 0 | 12 | 0
NO |  | 186 | 2016 | 66 | 34 | 34 |  | BALCONY FALLS | CUSHAW (28) | 115 | 115 | WOOD HFRM | 1.19 | 0 | 0 | 4/0 ACSR | 0 | 0 | 0 | 0 | 0 | 0 | 0 | 0 | 0 | 0 | 0 | 0 | 0 | 0 | 0 | 0 | 0 | 0 | 0 | 0 | 0 | 0 | 0 | 12 | 0
NO |  | 186 | 2016 | 66 | 35 | 35 |  | FREDERICKSBURG | POSSUM POINT (29) | 115 | 115 | STEEL HFRM | 0.52 | 0 | 1 | 721 ACAR | 0 | 0 | 0 | 0 | 0 | 0 | 0 | 0 | 0 | 0 | 0 | 0 | 0 | 0 | 0 | 0 | 0 | 0 | 0 | 0 | 0 | 0 | 0 | 12 | 0
NO |  | 186 | 2016 | 67 | 1 | 1 |  | FREDERICKSBURG | POSSUM POINT (29) | 115 | 115 | STEEL HFRM | 0.33 | 0 | 0 | 795 ACSR | 0 | 0 | 0 | 0 | 0 | 0 | 0 | 0 | 0 | 0 | 0 | 0 | 0 | 0 | 0 | 0 | 0 | 0 | 0 | 0 | 0 | 0 | 0 | 12 | 0
NO |  | 186 | 2016 | 67 | 2 | 2 |  | FREDERICKSBURG | POSSUM POINT (29) | 115 | 115 | STEEL POLE | 0.08 | 0 | 0 | 721 ACAR | 0 | 0 | 0 | 0 | 0 | 0 | 0 | 0 | 0 | 0 | 0 | 0 | 0 | 0 | 0 | 0 | 0 | 0 | 0 | 0 | 0 | 0 | 0 | 12 | 0
NO |  | 186 | 2016 | 67 | 3 | 3 |  | FREDERICKSBURG | POSSUM POINT (29) | 115 | 115 | STEEL TWR | 0.17 | 0 | 0 | #2 CU | 0 | 0 | 0 | 0 | 0 | 0 | 0 | 0 | 0 | 0 | 0 | 0 | 0 | 0 | 0 | 0 | 0 | 0 | 0 | 0 | 0 | 0 | 0 | 12 | 0
NO |  | 186 | 2016 | 67 | 4 | 4 |  | FREDERICKSBURG | POSSUM POINT (29) | 115 | 115 | STEEL TWR | 0.06 | 0 | 0 | 1109 ACAR | 0 | 0 | 0 | 0 | 0 | 0 | 0 | 0 | 0 | 0 | 0 | 0 | 0 | 0 | 0 | 0 | 0 | 0 | 0 | 0 | 0 | 0 | 0 | 12 | 0
NO |  | 186 | 2016 | 67 | 5 | 5 |  | FREDERICKSBURG | POSSUM POINT (29) | 115 | 115 | STEEL TWR | 0.01 | 0 | 0 | 2/0 CU | 0 | 0 | 0 | 0 | 0 | 0 | 0 | 0 | 0 | 0 | 0 | 0 | 0 | 0 | 0 | 0 | 0 | 0 | 0 | 0 | 0 | 0 | 0 | 12 | 0
NO |  | 186 | 2016 | 67 | 6 | 6 |  | FREDERICKSBURG | POSSUM POINT (29) | 115 | 115 | STEEL TWR | 11.4 | 0 | 0 | 721 ACAR | 0 | 0 | 0 | 0 | 0 | 0 | 0 | 0 | 0 | 0 | 0 | 0 | 0 | 0 | 0 | 0 | 0 | 0 | 0 | 0 | 0 | 0 | 0 | 12 | 0
NO |  | 186 | 2016 | 67 | 7 | 7 |  | FREDERICKSBURG | POSSUM POINT (29) | 115 | 115 | WOOD HFRM | 1.54 | 0 | 0 | #2 CU | 0 | 0 | 0 | 0 | 0 | 0 | 0 | 0 | 0 | 0 | 0 | 0 | 0 | 0 | 0 | 0 | 0 | 0 | 0 | 0 | 0 | 0 | 0 | 12 | 0
NO |  | 186 | 2016 | 67 | 8 | 8 |  | FREDERICKSBURG | POSSUM POINT (29) | 115 | 115 | WOOD HFRM | 1.18 | 0 | 0 | 721 ACAR | 0 | 0 | 0 | 0 | 0 | 0 | 0 | 0 | 0 | 0 | 0 | 0 | 0 | 0 | 0 | 0 | 0 | 0 | 0 | 0 | 0 | 0 | 0 | 12 | 0
NO |  | 186 | 2016 | 67 | 9 | 9 |  | FREDERICKSBURG | POSSUM POINT (29) | 115 | 115 | WOOD HFRM | 9.93 | 0 | 0 | 795 ACSR | 0 | 0 | 0 | 0 | 0 | 0 | 0 | 0 | 0 | 0 | 0 | 0 | 0 | 0 | 0 | 0 | 0 | 0 | 0 | 0 | 0 | 0 | 0 | 12 | 0
NO |  | 186 | 2016 | 67 | 10 | 10 |  | FREDERICKSBURG | POSSUM POINT (29) | 115 | 115 | WOOD POLE | 0.09 | 0 | 0 | #2 CU | 0 | 0 | 0 | 0 | 0 | 0 | 0 | 0 | 0 | 0 | 0 | 0 | 0 | 0 | 0 | 0 | 0 | 0 | 0 | 0 | 0 | 0 | 0 | 12 | 0
NO |  | 186 | 2016 | 67 | 11 | 11 |  | FREDERICKSBURG | POSSUM POINT (29) | 115 | 115 | WOOD POLE | 0.06 | 0 | 0 | 1109 ACAR | 0 | 0 | 0 | 0 | 0 | 0 | 0 | 0 | 0 | 0 | 0 | 0 | 0 | 0 | 0 | 0 | 0 | 0 | 0 | 0 | 0 | 0 | 0 | 12 | 0
NO |  | 186 | 2016 | 67 | 12 | 12 |  | FREDERICKSBURG | POSSUM POINT (29) | 115 | 115 | WOOD POLE | 0.18 | 0 | 0 | 721 ACAR | 0 | 0 | 0 | 0 | 0 | 0 | 0 | 0 | 0 | 0 | 0 | 0 | 0 | 0 | 0 | 0 | 0 | 0 | 0 | 0 | 0 | 0 | 0 | 12 | 0
NO |  | 186 | 2016 | 67 | 13 | 13 |  | FREDERICKSBURG | POSSUM POINT (29) | 115 | 115 | WOOD POLE | 0.82 | 0 | 0 | 795 ACSR | 0 | 0 | 0 | 0 | 0 | 0 | 0 | 0 | 0 | 0 | 0 | 0 | 0 | 0 | 0 | 0 | 0 | 0 | 0 | 0 | 0 | 0 | 0 | 12 | 0
NO |  | 186 | 2016 | 67 | 14 | 14 |  | NORTHEAST | CARVER (3) | 115 | 115 | STEEL HFRM | 0.06 | 0 | 1 | 721 ACAR | 0 | 0 | 0 | 0 | 0 | 0 | 0 | 0 | 0 | 0 | 0 | 0 | 0 | 0 | 0 | 0 | 0 | 0 | 0 | 0 | 0 | 0 | 0 | 12 | 0
NO |  | 186 | 2016 | 67 | 15 | 15 |  | NORTHEAST | CARVER (3) | 115 | 115 | STEEL POLE | 0 | 0.2 | 0 | 636 ACSR | 0 | 0 | 0 | 0 | 0 | 0 | 0 | 0 | 0 | 0 | 0 | 0 | 0 | 0 | 0 | 0 | 0 | 0 | 0 | 0 | 0 | 0 | 0 | 12 | 0
NO |  | 186 | 2016 | 67 | 16 | 16 |  | NORTHEAST | CARVER (3) | 115 | 115 | STEEL TWR | 1.32 | 0 | 0 | 636 ACSR | 0 | 0 | 0 | 0 | 0 | 0 | 0 | 0 | 0 | 0 | 0 | 0 | 0 | 0 | 0 | 0 | 0 | 0 | 0 | 0 | 0 | 0 | 0 | 12 | 0
NO |  | 186 | 2016 | 67 | 17 | 17 |  | NORTHEAST | CARVER (3) | 115 | 115 | STEEL TWR | 4.45 | 0 | 0 | 721 ACAR | 0 | 0 | 0 | 0 | 0 | 0 | 0 | 0 | 0 | 0 | 0 | 0 | 0 | 0 | 0 | 0 | 0 | 0 | 0 | 0 | 0 | 0 | 0 | 12 | 0
NO |  | 186 | 2016 | 67 | 18 | 18 |  | ALTAVISTA | SKIMMER (30) | 115 | 115 | CONC HFRM | 0 | 0.36 | 1 | 636 ACSR | 0 | 0 | 0 | 0 | 0 | 0 | 0 | 0 | 0 | 0 | 0 | 0 | 0 | 0 | 0 | 0 | 0 | 0 | 0 | 0 | 0 | 0 | 0 | 12 | 0
NO |  | 186 | 2016 | 67 | 19 | 19 |  | ALTAVISTA | SKIMMER (30) | 115 | 115 | STEEL HFRM | 0 | 7.41 | 0 | 636 ACSR | 0 | 0 | 0 | 0 | 0 | 0 | 0 | 0 | 0 | 0 | 0 | 0 | 0 | 0 | 0 | 0 | 0 | 0 | 0 | 0 | 0 | 0 | 0 | 12 | 0
NO |  | 186 | 2016 | 67 | 20 | 20 |  | ALTAVISTA | SKIMMER (30) | 115 | 115 | STEEL POLE | 0 | 20.74 | 0 | 636 ACSR | 0 | 0 | 0 | 0 | 0 | 0 | 0 | 0 | 0 | 0 | 0 | 0 | 0 | 0 | 0 | 0 | 0 | 0 | 0 | 0 | 0 | 0 | 0 | 12 | 0
NO |  | 186 | 2016 | 67 | 21 | 21 |  | ALTAVISTA | SKIMMER (30) | 115 | 115 | STEEL TWR | 0 | 0.04 | 0 | 636 ACSR | 0 | 0 | 0 | 0 | 0 | 0 | 0 | 0 | 0 | 0 | 0 | 0 | 0 | 0 | 0 | 0 | 0 | 0 | 0 | 0 | 0 | 0 | 0 | 12 | 0
NO |  | 186 | 2016 | 67 | 22 | 22 |  | ALTAVISTA | SEDGE HILL (31) | 115 | 230 | CONC HFRM | 0.25 | 0 | 1 | 545.6 ACAR | 0 | 0 | 0 | 0 | 0 | 0 | 0 | 0 | 0 | 0 | 0 | 0 | 0 | 0 | 0 | 0 | 0 | 0 | 0 | 0 | 0 | 0 | 0 | 12 | 0
NO |  | 186 | 2016 | 67 | 23 | 23 |  | ALTAVISTA | SEDGE HILL (31) | 115 | 230 | STEEL HFRM | 0.39 | 0 | 0 | 396.3 ACAR | 0 | 0 | 0 | 0 | 0 | 0 | 0 | 0 | 0 | 0 | 0 | 0 | 0 | 0 | 0 | 0 | 0 | 0 | 0 | 0 | 0 | 0 | 0 | 12 | 0
NO |  | 186 | 2016 | 67 | 24 | 24 |  | ALTAVISTA | SEDGE HILL (31) | 115 | 230 | STEEL HFRM | 7.63 | 0 | 0 | 545.6 ACAR | 0 | 0 | 0 | 0 | 0 | 0 | 0 | 0 | 0 | 0 | 0 | 0 | 0 | 0 | 0 | 0 | 0 | 0 | 0 | 0 | 0 | 0 | 0 | 12 | 0
NO |  | 186 | 2016 | 67 | 25 | 25 |  | ALTAVISTA | SEDGE HILL (31) | 115 | 230 | STEEL HFRM | 0.04 | 0 | 0 | 636 ACSR | 0 | 0 | 0 | 0 | 0 | 0 | 0 | 0 | 0 | 0 | 0 | 0 | 0 | 0 | 0 | 0 | 0 | 0 | 0 | 0 | 0 | 0 | 0 | 12 | 0
NO |  | 186 | 2016 | 67 | 26 | 26 |  | ALTAVISTA | SEDGE HILL (31) | 115 | 230 | STEEL POLE | 0.05 | 0 | 0 | 1590 AAC | 0 | 0 | 0 | 0 | 0 | 0 | 0 | 0 | 0 | 0 | 0 | 0 | 0 | 0 | 0 | 0 | 0 | 0 | 0 | 0 | 0 | 0 | 0 | 12 | 0
NO |  | 186 | 2016 | 67 | 27 | 27 |  | ALTAVISTA | SEDGE HILL (31) | 115 | 230 | STEEL POLE | 1.38 | 0 | 0 | 545.6 ACAR | 0 | 0 | 0 | 0 | 0 | 0 | 0 | 0 | 0 | 0 | 0 | 0 | 0 | 0 | 0 | 0 | 0 | 0 | 0 | 0 | 0 | 0 | 0 | 12 | 0
NO |  | 186 | 2016 | 67 | 28 | 28 |  | ALTAVISTA | SEDGE HILL (31) | 115 | 230 | STEEL POLE | 0.13 | 0 | 0 | 636 ACSR | 0 | 0 | 0 | 0 | 0 | 0 | 0 | 0 | 0 | 0 | 0 | 0 | 0 | 0 | 0 | 0 | 0 | 0 | 0 | 0 | 0 | 0 | 0 | 12 | 0
NO |  | 186 | 2016 | 67 | 29 | 29 |  | ALTAVISTA | SEDGE HILL (31) | 115 | 230 | STEEL TWR | 0.06 | 0 | 0 | 396.3 ACAR | 0 | 0 | 0 | 0 | 0 | 0 | 0 | 0 | 0 | 0 | 0 | 0 | 0 | 0 | 0 | 0 | 0 | 0 | 0 | 0 | 0 | 0 | 0 | 12 | 0
NO |  | 186 | 2016 | 67 | 30 | 30 |  | ALTAVISTA | SEDGE HILL (31) | 115 | 230 | STEEL TWR | 0 | 0 | 0 | 4/0 ACSR | 0 | 0 | 0 | 0 | 0 | 0 | 0 | 0 | 0 | 0 | 0 | 0 | 0 | 0 | 0 | 0 | 0 | 0 | 0 | 0 | 0 | 0 | 0 | 12 | 0
NO |  | 186 | 2016 | 67 | 31 | 31 |  | ALTAVISTA | SEDGE HILL (31) | 115 | 230 | STEEL TWR | 0.11 | 0 | 0 | 545.6 ACAR | 0 | 0 | 0 | 0 | 0 | 0 | 0 | 0 | 0 | 0 | 0 | 0 | 0 | 0 | 0 | 0 | 0 | 0 | 0 | 0 | 0 | 0 | 0 | 12 | 0
NO |  | 186 | 2016 | 67 | 32 | 32 |  | ALTAVISTA | SEDGE HILL (31) | 115 | 230 | WOOD HFRM | 6.42 | 0 | 0 | 396.3 ACAR | 0 | 0 | 0 | 0 | 0 | 0 | 0 | 0 | 0 | 0 | 0 | 0 | 0 | 0 | 0 | 0 | 0 | 0 | 0 | 0 | 0 | 0 | 0 | 12 | 0
NO |  | 186 | 2016 | 67 | 33 | 33 |  | ALTAVISTA | SEDGE HILL (31) | 115 | 230 | WOOD HFRM | 0.47 | 0 | 0 | 4/0 ACSR | 0 | 0 | 0 | 0 | 0 | 0 | 0 | 0 | 0 | 0 | 0 | 0 | 0 | 0 | 0 | 0 | 0 | 0 | 0 | 0 | 0 | 0 | 0 | 12 | 0
NO |  | 186 | 2016 | 67 | 34 | 34 |  | ALTAVISTA | SEDGE HILL (31) | 115 | 230 | WOOD HFRM | 23.72 | 0 | 0 | 545.6 ACAR | 0 | 0 | 0 | 0 | 0 | 0 | 0 | 0 | 0 | 0 | 0 | 0 | 0 | 0 | 0 | 0 | 0 | 0 | 0 | 0 | 0 | 0 | 0 | 12 | 0
NO |  | 186 | 2016 | 67 | 35 | 35 |  | ALTAVISTA | SEDGE HILL (31) | 115 | 230 | WOOD POLE | 1.36 | 0 | 0 | 396.3 ACAR | 0 | 0 | 0 | 0 | 0 | 0 | 0 | 0 | 0 | 0 | 0 | 0 | 0 | 0 | 0 | 0 | 0 | 0 | 0 | 0 | 0 | 0 | 0 | 12 | 0
NO |  | 186 | 2016 | 68 | 1 | 1 |  | ALTAVISTA | SEDGE HILL (31) | 115 | 230 | WOOD POLE | 2 | 0 | 0 | 4/0 ACSR | 0 | 0 | 0 | 0 | 0 | 0 | 0 | 0 | 0 | 0 | 0 | 0 | 0 | 0 | 0 | 0 | 0 | 0 | 0 | 0 | 0 | 0 | 0 | 12 | 0
NO |  | 186 | 2016 | 68 | 2 | 2 |  | ALTAVISTA | SEDGE HILL (31) | 115 | 230 | WOOD POLE | 2.25 | 0 | 0 | 545.6 ACAR | 0 | 0 | 0 | 0 | 0 | 0 | 0 | 0 | 0 | 0 | 0 | 0 | 0 | 0 | 0 | 0 | 0 | 0 | 0 | 0 | 0 | 0 | 0 | 12 | 0
NO |  | 186 | 2016 | 68 | 3 | 3 |  | SEDGE HILL | REEDY CREEK (32) | 115 | 230 | CONC HFRM | 0.09 | 0 | 1 | 4/0 ACSR | 0 | 0 | 0 | 0 | 0 | 0 | 0 | 0 | 0 | 0 | 0 | 0 | 0 | 0 | 0 | 0 | 0 | 0 | 0 | 0 | 0 | 0 | 0 | 12 | 0
NO |  | 186 | 2016 | 68 | 4 | 4 |  | SEDGE HILL | REEDY CREEK (32) | 115 | 230 | CONC POLE | 0.07 | 0 | 0 | 4/0 ACSR | 0 | 0 | 0 | 0 | 0 | 0 | 0 | 0 | 0 | 0 | 0 | 0 | 0 | 0 | 0 | 0 | 0 | 0 | 0 | 0 | 0 | 0 | 0 | 12 | 0
NO |  | 186 | 2016 | 68 | 5 | 5 |  | SEDGE HILL | REEDY CREEK (32) | 115 | 230 | STEEL HFRM | 0 | 0.06 | 0 | 636 ACSR | 0 | 0 | 0 | 0 | 0 | 0 | 0 | 0 | 0 | 0 | 0 | 0 | 0 | 0 | 0 | 0 | 0 | 0 | 0 | 0 | 0 | 0 | 0 | 12 | 0
NO |  | 186 | 2016 | 68 | 6 | 6 |  | SEDGE HILL | REEDY CREEK (32) | 115 | 230 | STEEL HFRM | 0.07 | 0 | 0 | 336.4 ACSR | 0 | 0 | 0 | 0 | 0 | 0 | 0 | 0 | 0 | 0 | 0 | 0 | 0 | 0 | 0 | 0 | 0 | 0 | 0 | 0 | 0 | 0 | 0 | 12 | 0
NO |  | 186 | 2016 | 68 | 7 | 7 |  | SEDGE HILL | REEDY CREEK (32) | 115 | 230 | STEEL HFRM | 0.43 | 0 | 0 | 4/0 ACSR | 0 | 0 | 0 | 0 | 0 | 0 | 0 | 0 | 0 | 0 | 0 | 0 | 0 | 0 | 0 | 0 | 0 | 0 | 0 | 0 | 0 | 0 | 0 | 12 | 0
NO |  | 186 | 2016 | 68 | 8 | 8 |  | SEDGE HILL | REEDY CREEK (32) | 115 | 230 | STEEL HFRM | 0.31 | 0 | 0 | 636 ACSR | 0 | 0 | 0 | 0 | 0 | 0 | 0 | 0 | 0 | 0 | 0 | 0 | 0 | 0 | 0 | 0 | 0 | 0 | 0 | 0 | 0 | 0 | 0 | 12 | 0
NO |  | 186 | 2016 | 68 | 9 | 9 |  | SEDGE HILL | REEDY CREEK (32) | 115 | 230 | STEEL POLE | 0 | 0.27 | 0 | 636 ACSR | 0 | 0 | 0 | 0 | 0 | 0 | 0 | 0 | 0 | 0 | 0 | 0 | 0 | 0 | 0 | 0 | 0 | 0 | 0 | 0 | 0 | 0 | 0 | 12 | 0
NO |  | 186 | 2016 | 68 | 10 | 10 |  | SEDGE HILL | REEDY CREEK (32) | 115 | 230 | STEEL POLE | 0.3 | 0 | 0 | 336.4 ACSR | 0 | 0 | 0 | 0 | 0 | 0 | 0 | 0 | 0 | 0 | 0 | 0 | 0 | 0 | 0 | 0 | 0 | 0 | 0 | 0 | 0 | 0 | 0 | 12 | 0
NO |  | 186 | 2016 | 68 | 11 | 11 |  | SEDGE HILL | REEDY CREEK (32) | 115 | 230 | STEEL POLE | 0.06 | 0 | 0 | 396.3 ACAR | 0 | 0 | 0 | 0 | 0 | 0 | 0 | 0 | 0 | 0 | 0 | 0 | 0 | 0 | 0 | 0 | 0 | 0 | 0 | 0 | 0 | 0 | 0 | 12 | 0
NO |  | 186 | 2016 | 68 | 12 | 12 |  | SEDGE HILL | REEDY CREEK (32) | 115 | 230 | STEEL POLE | 0.75 | 0 | 0 | 4/0 ACSR | 0 | 0 | 0 | 0 | 0 | 0 | 0 | 0 | 0 | 0 | 0 | 0 | 0 | 0 | 0 | 0 | 0 | 0 | 0 | 0 | 0 | 0 | 0 | 12 | 0
NO |  | 186 | 2016 | 68 | 13 | 13 |  | SEDGE HILL | REEDY CREEK (32) | 115 | 230 | STEEL POLE | 6.02 | 0 | 0 | 636 ACSR | 0 | 0 | 0 | 0 | 0 | 0 | 0 | 0 | 0 | 0 | 0 | 0 | 0 | 0 | 0 | 0 | 0 | 0 | 0 | 0 | 0 | 0 | 0 | 12 | 0
NO |  | 186 | 2016 | 68 | 14 | 14 |  | SEDGE HILL | REEDY CREEK (32) | 115 | 230 | WOOD POLE | 1.95 | 0 | 0 | 246.9 AAAC | 0 | 0 | 0 | 0 | 0 | 0 | 0 | 0 | 0 | 0 | 0 | 0 | 0 | 0 | 0 | 0 | 0 | 0 | 0 | 0 | 0 | 0 | 0 | 12 | 0
NO |  | 186 | 2016 | 68 | 15 | 15 |  | SEDGE HILL | REEDY CREEK (32) | 115 | 230 | WOOD POLE | 0.06 | 0 | 0 | 396.3 ACAR | 0 | 0 | 0 | 0 | 0 | 0 | 0 | 0 | 0 | 0 | 0 | 0 | 0 | 0 | 0 | 0 | 0 | 0 | 0 | 0 | 0 | 0 | 0 | 12 | 0
NO |  | 186 | 2016 | 68 | 16 | 16 |  | SEDGE HILL | REEDY CREEK (32) | 115 | 230 | WOOD POLE | 0.89 | 0 | 0 | 4/0 ACSR | 0 | 0 | 0 | 0 | 0 | 0 | 0 | 0 | 0 | 0 | 0 | 0 | 0 | 0 | 0 | 0 | 0 | 0 | 0 | 0 | 0 | 0 | 0 | 12 | 0
NO |  | 186 | 2016 | 68 | 17 | 17 |  | SEDGE HILL | CHASE CITY (33) | 115 | 115 | STEEL HFRM | 0 | 0.21 | 1 | 1033.5 ACSR | 0 | 0 | 0 | 0 | 0 | 0 | 0 | 0 | 0 | 0 | 0 | 0 | 0 | 0 | 0 | 0 | 0 | 0 | 0 | 0 | 0 | 0 | 0 | 12 | 0
NO |  | 186 | 2016 | 68 | 18 | 18 |  | SEDGE HILL | CHASE CITY (33) | 115 | 115 | STEEL HFRM | 23.29 | 0 | 0 | 1033.5 ACSR | 0 | 0 | 0 | 0 | 0 | 0 | 0 | 0 | 0 | 0 | 0 | 0 | 0 | 0 | 0 | 0 | 0 | 0 | 0 | 0 | 0 | 0 | 0 | 12 | 0
NO |  | 186 | 2016 | 68 | 19 | 19 |  | SEDGE HILL | CHASE CITY (33) | 115 | 115 | STEEL HFRM | 0.63 | 0 | 0 | 246.9 AAAC | 0 | 0 | 0 | 0 | 0 | 0 | 0 | 0 | 0 | 0 | 0 | 0 | 0 | 0 | 0 | 0 | 0 | 0 | 0 | 0 | 0 | 0 | 0 | 12 | 0
NO |  | 186 | 2016 | 68 | 20 | 20 |  | SEDGE HILL | CHASE CITY (33) | 115 | 115 | STEEL POLE | 0 | 0.17 | 0 | 1033.5 ACSR | 0 | 0 | 0 | 0 | 0 | 0 | 0 | 0 | 0 | 0 | 0 | 0 | 0 | 0 | 0 | 0 | 0 | 0 | 0 | 0 | 0 | 0 | 0 | 12 | 0
NO |  | 186 | 2016 | 68 | 21 | 21 |  | SEDGE HILL | CHASE CITY (33) | 115 | 115 | STEEL POLE | 2.37 | 0 | 0 | 1033.5 ACSR | 0 | 0 | 0 | 0 | 0 | 0 | 0 | 0 | 0 | 0 | 0 | 0 | 0 | 0 | 0 | 0 | 0 | 0 | 0 | 0 | 0 | 0 | 0 | 12 | 0
NO |  | 186 | 2016 | 68 | 22 | 22 |  | SEDGE HILL | CHASE CITY (33) | 115 | 115 | STEEL TWR | 0.13 | 0 | 0 | 246.9 AAAC | 0 | 0 | 0 | 0 | 0 | 0 | 0 | 0 | 0 | 0 | 0 | 0 | 0 | 0 | 0 | 0 | 0 | 0 | 0 | 0 | 0 | 0 | 0 | 12 | 0
NO |  | 186 | 2016 | 68 | 23 | 23 |  | SEDGE HILL | CHASE CITY (33) | 115 | 115 | WOOD HFRM | 4.81 | 0 | 0 | 246.9 AAAC | 0 | 0 | 0 | 0 | 0 | 0 | 0 | 0 | 0 | 0 | 0 | 0 | 0 | 0 | 0 | 0 | 0 | 0 | 0 | 0 | 0 | 0 | 0 | 12 | 0
NO |  | 186 | 2016 | 68 | 24 | 24 |  | SEDGE HILL | CHASE CITY (33) | 115 | 115 | WOOD POLE | 0.3 | 0 | 0 | 246.9 AAAC | 0 | 0 | 0 | 0 | 0 | 0 | 0 | 0 | 0 | 0 | 0 | 0 | 0 | 0 | 0 | 0 | 0 | 0 | 0 | 0 | 0 | 0 | 0 | 12 | 0
NO |  | 186 | 2016 | 68 | 25 | 25 |  | LANEXA | YORKTOWN (34) | 115 | 115 | CONC POLE | 0.1 | 0 | 1 | 721 ACAR | 0 | 0 | 0 | 0 | 0 | 0 | 0 | 0 | 0 | 0 | 0 | 0 | 0 | 0 | 0 | 0 | 0 | 0 | 0 | 0 | 0 | 0 | 0 | 12 | 0
NO |  | 186 | 2016 | 68 | 26 | 26 |  | LANEXA | YORKTOWN (34) | 115 | 115 | STEEL HFRM | 0.15 | 0 | 0 | 3/0 ACSR | 0 | 0 | 0 | 0 | 0 | 0 | 0 | 0 | 0 | 0 | 0 | 0 | 0 | 0 | 0 | 0 | 0 | 0 | 0 | 0 | 0 | 0 | 0 | 12 | 0
NO |  | 186 | 2016 | 68 | 27 | 27 |  | LANEXA | YORKTOWN (34) | 115 | 115 | STEEL HFRM | 0.4 | 0 | 0 | 4/0 CU | 0 | 0 | 0 | 0 | 0 | 0 | 0 | 0 | 0 | 0 | 0 | 0 | 0 | 0 | 0 | 0 | 0 | 0 | 0 | 0 | 0 | 0 | 0 | 12 | 0
NO |  | 186 | 2016 | 68 | 28 | 28 |  | LANEXA | YORKTOWN (34) | 115 | 115 | STEEL HFRM | 1.35 | 0 | 0 | 477 ACSR | 0 | 0 | 0 | 0 | 0 | 0 | 0 | 0 | 0 | 0 | 0 | 0 | 0 | 0 | 0 | 0 | 0 | 0 | 0 | 0 | 0 | 0 | 0 | 12 | 0
NO |  | 186 | 2016 | 68 | 29 | 29 |  | LANEXA | YORKTOWN (34) | 115 | 115 | STEEL HFRM | 2.32 | 0 | 0 | 636 ACSR | 0 | 0 | 0 | 0 | 0 | 0 | 0 | 0 | 0 | 0 | 0 | 0 | 0 | 0 | 0 | 0 | 0 | 0 | 0 | 0 | 0 | 0 | 0 | 12 | 0
NO |  | 186 | 2016 | 68 | 30 | 30 |  | LANEXA | YORKTOWN (34) | 115 | 115 | STEEL POLE | 0.4 | 0 | 0 | 477 ACSR | 0 | 0 | 0 | 0 | 0 | 0 | 0 | 0 | 0 | 0 | 0 | 0 | 0 | 0 | 0 | 0 | 0 | 0 | 0 | 0 | 0 | 0 | 0 | 12 | 0
NO |  | 186 | 2016 | 68 | 31 | 31 |  | LANEXA | YORKTOWN (34) | 115 | 115 | STEEL POLE | 0.09 | 0 | 0 | 636 ACSR | 0 | 0 | 0 | 0 | 0 | 0 | 0 | 0 | 0 | 0 | 0 | 0 | 0 | 0 | 0 | 0 | 0 | 0 | 0 | 0 | 0 | 0 | 0 | 12 | 0
NO |  | 186 | 2016 | 68 | 32 | 32 |  | LANEXA | YORKTOWN (34) | 115 | 115 | STEEL POLE | 12.45 | 0 | 0 | 721 ACAR | 0 | 0 | 0 | 0 | 0 | 0 | 0 | 0 | 0 | 0 | 0 | 0 | 0 | 0 | 0 | 0 | 0 | 0 | 0 | 0 | 0 | 0 | 0 | 12 | 0
NO |  | 186 | 2016 | 68 | 33 | 33 |  | LANEXA | YORKTOWN (34) | 115 | 115 | STEEL TWR | 0.02 | 0 | 0 | 3/0 ACSR | 0 | 0 | 0 | 0 | 0 | 0 | 0 | 0 | 0 | 0 | 0 | 0 | 0 | 0 | 0 | 0 | 0 | 0 | 0 | 0 | 0 | 0 | 0 | 12 | 0
NO |  | 186 | 2016 | 68 | 34 | 34 |  | LANEXA | YORKTOWN (34) | 115 | 115 | STEEL TWR | 0.69 | 0 | 0 | 477 ACSR | 0 | 0 | 0 | 0 | 0 | 0 | 0 | 0 | 0 | 0 | 0 | 0 | 0 | 0 | 0 | 0 | 0 | 0 | 0 | 0 | 0 | 0 | 0 | 12 | 0
NO |  | 186 | 2016 | 68 | 35 | 35 |  | LANEXA | YORKTOWN (34) | 115 | 115 | STEEL TWR | 0.12 | 0 | 0 | 545.6 ACAR | 0 | 0 | 0 | 0 | 0 | 0 | 0 | 0 | 0 | 0 | 0 | 0 | 0 | 0 | 0 | 0 | 0 | 0 | 0 | 0 | 0 | 0 | 0 | 12 | 0
NO |  | 186 | 2016 | 69 | 1 | 1 |  | LANEXA | YORKTOWN (34) | 115 | 115 | STEEL TWR | 9.46 | 0 | 0 | 721 ACAR | 0 | 0 | 0 | 0 | 0 | 0 | 0 | 0 | 0 | 0 | 0 | 0 | 0 | 0 | 0 | 0 | 0 | 0 | 0 | 0 | 0 | 0 | 0 | 12 | 0
NO |  | 186 | 2016 | 69 | 2 | 2 |  | LANEXA | YORKTOWN (34) | 115 | 115 | WOOD HFRM | 1.22 | 0 | 0 | 3/0 ACSR | 0 | 0 | 0 | 0 | 0 | 0 | 0 | 0 | 0 | 0 | 0 | 0 | 0 | 0 | 0 | 0 | 0 | 0 | 0 | 0 | 0 | 0 | 0 | 12 | 0
NO |  | 186 | 2016 | 69 | 3 | 3 |  | LANEXA | YORKTOWN (34) | 115 | 115 | WOOD HFRM | 4.35 | 0 | 0 | 4/0 CU | 0 | 0 | 0 | 0 | 0 | 0 | 0 | 0 | 0 | 0 | 0 | 0 | 0 | 0 | 0 | 0 | 0 | 0 | 0 | 0 | 0 | 0 | 0 | 12 | 0
NO |  | 186 | 2016 | 69 | 4 | 4 |  | LANEXA | YORKTOWN (34) | 115 | 115 | WOOD HFRM | 3.1 | 0 | 0 | 477 ACSR | 0 | 0 | 0 | 0 | 0 | 0 | 0 | 0 | 0 | 0 | 0 | 0 | 0 | 0 | 0 | 0 | 0 | 0 | 0 | 0 | 0 | 0 | 0 | 12 | 0
NO |  | 186 | 2016 | 69 | 5 | 5 |  | LANEXA | YORKTOWN (34) | 115 | 115 | WOOD HFRM | 0.12 | 0 | 0 | 545.6 ACAR | 0 | 0 | 0 | 0 | 0 | 0 | 0 | 0 | 0 | 0 | 0 | 0 | 0 | 0 | 0 | 0 | 0 | 0 | 0 | 0 | 0 | 0 | 0 | 12 | 0
NO |  | 186 | 2016 | 69 | 6 | 6 |  | LANEXA | YORKTOWN (34) | 115 | 115 | WOOD HFRM | 2.14 | 0 | 0 | 636 ACSR | 0 | 0 | 0 | 0 | 0 | 0 | 0 | 0 | 0 | 0 | 0 | 0 | 0 | 0 | 0 | 0 | 0 | 0 | 0 | 0 | 0 | 0 | 0 | 12 | 0
NO |  | 186 | 2016 | 69 | 7 | 7 |  | LANEXA | YORKTOWN (34) | 115 | 115 | WOOD POLE | 0.92 | 0 | 0 | 246.9 AAAC | 0 | 0 | 0 | 0 | 0 | 0 | 0 | 0 | 0 | 0 | 0 | 0 | 0 | 0 | 0 | 0 | 0 | 0 | 0 | 0 | 0 | 0 | 0 | 12 | 0
NO |  | 186 | 2016 | 69 | 8 | 8 |  | LANEXA | YORKTOWN (34) | 115 | 115 | WOOD POLE | 0.23 | 0 | 0 | 3/0 ACSR | 0 | 0 | 0 | 0 | 0 | 0 | 0 | 0 | 0 | 0 | 0 | 0 | 0 | 0 | 0 | 0 | 0 | 0 | 0 | 0 | 0 | 0 | 0 | 12 | 0
NO |  | 186 | 2016 | 69 | 9 | 9 |  | LANEXA | YORKTOWN (34) | 115 | 115 | WOOD POLE | 0.27 | 0 | 0 | 4/0 CU | 0 | 0 | 0 | 0 | 0 | 0 | 0 | 0 | 0 | 0 | 0 | 0 | 0 | 0 | 0 | 0 | 0 | 0 | 0 | 0 | 0 | 0 | 0 | 12 | 0
NO |  | 186 | 2016 | 69 | 10 | 10 |  | LANEXA | YORKTOWN (34) | 115 | 115 | WOOD POLE | 0.36 | 0 | 0 | 477 ACSR | 0 | 0 | 0 | 0 | 0 | 0 | 0 | 0 | 0 | 0 | 0 | 0 | 0 | 0 | 0 | 0 | 0 | 0 | 0 | 0 | 0 | 0 | 0 | 12 | 0
NO |  | 186 | 2016 | 69 | 11 | 11 |  | LANEXA | YORKTOWN (34) | 115 | 115 | WOOD POLE | 0.18 | 0 | 0 | 545.6 ACAR | 0 | 0 | 0 | 0 | 0 | 0 | 0 | 0 | 0 | 0 | 0 | 0 | 0 | 0 | 0 | 0 | 0 | 0 | 0 | 0 | 0 | 0 | 0 | 12 | 0
NO |  | 186 | 2016 | 69 | 12 | 12 |  | LANEXA | YORKTOWN (34) | 115 | 115 | WOOD POLE | 0.15 | 0 | 0 | 636 ACSR | 0 | 0 | 0 | 0 | 0 | 0 | 0 | 0 | 0 | 0 | 0 | 0 | 0 | 0 | 0 | 0 | 0 | 0 | 0 | 0 | 0 | 0 | 0 | 12 | 0
NO |  | 186 | 2016 | 69 | 13 | 13 |  | LANEXA | YORKTOWN (34) | 115 | 115 | WOOD POLE | 0.19 | 0 | 0 | 721 ACAR | 0 | 0 | 0 | 0 | 0 | 0 | 0 | 0 | 0 | 0 | 0 | 0 | 0 | 0 | 0 | 0 | 0 | 0 | 0 | 0 | 0 | 0 | 0 | 12 | 0
NO |  | 186 | 2016 | 69 | 14 | 14 |  | CHASE CITY | BUGGS ISLAND (36) | 115 | 115 | CONC POLE | 0.04 | 0 | 1 | 636 ACSR | 0 | 0 | 0 | 0 | 0 | 0 | 0 | 0 | 0 | 0 | 0 | 0 | 0 | 0 | 0 | 0 | 0 | 0 | 0 | 0 | 0 | 0 | 0 | 12 | 0
NO |  | 186 | 2016 | 69 | 15 | 15 |  | CHASE CITY | BUGGS ISLAND (36) | 115 | 115 | STEEL HFRM | 0 | 0.24 | 0 | 636 ACSR | 0 | 0 | 0 | 0 | 0 | 0 | 0 | 0 | 0 | 0 | 0 | 0 | 0 | 0 | 0 | 0 | 0 | 0 | 0 | 0 | 0 | 0 | 0 | 12 | 0
NO |  | 186 | 2016 | 69 | 16 | 16 |  | CHASE CITY | BUGGS ISLAND (36) | 115 | 115 | STEEL HFRM | 0.08 | 0 | 0 | 477 ACSS | 0 | 0 | 0 | 0 | 0 | 0 | 0 | 0 | 0 | 0 | 0 | 0 | 0 | 0 | 0 | 0 | 0 | 0 | 0 | 0 | 0 | 0 | 0 | 12 | 0
NO |  | 186 | 2016 | 69 | 17 | 17 |  | CHASE CITY | BUGGS ISLAND (36) | 115 | 115 | STEEL HFRM | 0.47 | 0 | 0 | 636 ACSR | 0 | 0 | 0 | 0 | 0 | 0 | 0 | 0 | 0 | 0 | 0 | 0 | 0 | 0 | 0 | 0 | 0 | 0 | 0 | 0 | 0 | 0 | 0 | 12 | 0
NO |  | 186 | 2016 | 69 | 18 | 18 |  | CHASE CITY | BUGGS ISLAND (36) | 115 | 115 | STEEL POLE | 0 | 2.4 | 0 | 636 ACSR | 0 | 0 | 0 | 0 | 0 | 0 | 0 | 0 | 0 | 0 | 0 | 0 | 0 | 0 | 0 | 0 | 0 | 0 | 0 | 0 | 0 | 0 | 0 | 12 | 0
NO |  | 186 | 2016 | 69 | 19 | 19 |  | CHASE CITY | BUGGS ISLAND (36) | 115 | 115 | STEEL POLE | 16.81 | 0 | 0 | 636 ACSR | 0 | 0 | 0 | 0 | 0 | 0 | 0 | 0 | 0 | 0 | 0 | 0 | 0 | 0 | 0 | 0 | 0 | 0 | 0 | 0 | 0 | 0 | 0 | 12 | 0
NO |  | 186 | 2016 | 69 | 20 | 20 |  | CHASE CITY | BUGGS ISLAND (36) | 115 | 115 | STEEL TWR | 0.89 | 0 | 0 | 477 ACSS | 0 | 0 | 0 | 0 | 0 | 0 | 0 | 0 | 0 | 0 | 0 | 0 | 0 | 0 | 0 | 0 | 0 | 0 | 0 | 0 | 0 | 0 | 0 | 12 | 0
NO |  | 186 | 2016 | 69 | 21 | 21 |  | CHASE CITY | BUGGS ISLAND (36) | 115 | 115 | STEEL TWR | 0.22 | 0 | 0 | 636 ACSR | 0 | 0 | 0 | 0 | 0 | 0 | 0 | 0 | 0 | 0 | 0 | 0 | 0 | 0 | 0 | 0 | 0 | 0 | 0 | 0 | 0 | 0 | 0 | 12 | 0
NO |  | 186 | 2016 | 69 | 22 | 22 |  | CHASE CITY | BUGGS ISLAND (36) | 115 | 115 | WOOD POLE | 0 | 0.13 | 0 | 636 ACSR | 0 | 0 | 0 | 0 | 0 | 0 | 0 | 0 | 0 | 0 | 0 | 0 | 0 | 0 | 0 | 0 | 0 | 0 | 0 | 0 | 0 | 0 | 0 | 12 | 0
NO |  | 186 | 2016 | 69 | 23 | 23 |  | SPOTSYLVANIA | WILDERNESS DP (37) | 115 | 115 | CONC HFRM | 0.08 | 0 | 1 | 336.4 ACSR | 0 | 0 | 0 | 0 | 0 | 0 | 0 | 0 | 0 | 0 | 0 | 0 | 0 | 0 | 0 | 0 | 0 | 0 | 0 | 0 | 0 | 0 | 0 | 12 | 0
NO |  | 186 | 2016 | 69 | 24 | 24 |  | SPOTSYLVANIA | WILDERNESS DP (37) | 115 | 115 | CONC POLE | 0.02 | 0 | 0 | 336.4 ACSR | 0 | 0 | 0 | 0 | 0 | 0 | 0 | 0 | 0 | 0 | 0 | 0 | 0 | 0 | 0 | 0 | 0 | 0 | 0 | 0 | 0 | 0 | 0 | 12 | 0
NO |  | 186 | 2016 | 69 | 25 | 25 |  | SPOTSYLVANIA | WILDERNESS DP (37) | 115 | 115 | STEEL HFRM | 0 | 0.1 | 0 | 336.4 ACSR | 0 | 0 | 0 | 0 | 0 | 0 | 0 | 0 | 0 | 0 | 0 | 0 | 0 | 0 | 0 | 0 | 0 | 0 | 0 | 0 | 0 | 0 | 0 | 12 | 0
NO |  | 186 | 2016 | 69 | 26 | 26 |  | SPOTSYLVANIA | WILDERNESS DP (37) | 115 | 115 | STEEL HFRM | 0.02 | 0 | 0 | 336.4 ACSR | 0 | 0 | 0 | 0 | 0 | 0 | 0 | 0 | 0 | 0 | 0 | 0 | 0 | 0 | 0 | 0 | 0 | 0 | 0 | 0 | 0 | 0 | 0 | 12 | 0
NO |  | 186 | 2016 | 69 | 27 | 27 |  | SPOTSYLVANIA | WILDERNESS DP (37) | 115 | 115 | STEEL POLE | 0 | 0.15 | 0 | 336.4 ACSR | 0 | 0 | 0 | 0 | 0 | 0 | 0 | 0 | 0 | 0 | 0 | 0 | 0 | 0 | 0 | 0 | 0 | 0 | 0 | 0 | 0 | 0 | 0 | 12 | 0
NO |  | 186 | 2016 | 69 | 28 | 28 |  | SPOTSYLVANIA | WILDERNESS DP (37) | 115 | 115 | STEEL POLE | 8.5 | 0 | 0 | 336.4 ACSR | 0 | 0 | 0 | 0 | 0 | 0 | 0 | 0 | 0 | 0 | 0 | 0 | 0 | 0 | 0 | 0 | 0 | 0 | 0 | 0 | 0 | 0 | 0 | 12 | 0
NO |  | 186 | 2016 | 69 | 29 | 29 |  | BOYDTON PLANK ROAD | KERR DAM (38) | 115 | 115 | STEEL HFRM | 0 | 0.29 | 1 | 768.2 ACSS | 0 | 0 | 0 | 0 | 0 | 0 | 0 | 0 | 0 | 0 | 0 | 0 | 0 | 0 | 0 | 0 | 0 | 0 | 0 | 0 | 0 | 0 | 0 | 12 | 0
NO |  | 186 | 2016 | 69 | 30 | 30 |  | BOYDTON PLANK ROAD | KERR DAM (38) | 115 | 115 | STEEL HFRM | 0.14 | 0 | 0 | 1033.5 ACSR | 0 | 0 | 0 | 0 | 0 | 0 | 0 | 0 | 0 | 0 | 0 | 0 | 0 | 0 | 0 | 0 | 0 | 0 | 0 | 0 | 0 | 0 | 0 | 12 | 0
NO |  | 186 | 2016 | 69 | 31 | 31 |  | BOYDTON PLANK ROAD | KERR DAM (38) | 115 | 115 | STEEL HFRM | 0.39 | 0 | 0 | 477 ACSR | 0 | 0 | 0 | 0 | 0 | 0 | 0 | 0 | 0 | 0 | 0 | 0 | 0 | 0 | 0 | 0 | 0 | 0 | 0 | 0 | 0 | 0 | 0 | 12 | 0
NO |  | 186 | 2016 | 69 | 32 | 32 |  | BOYDTON PLANK ROAD | KERR DAM (38) | 115 | 115 | STEEL POLE | 0 | 1.79 | 0 | 768.2 ACSS | 0 | 0 | 0 | 0 | 0 | 0 | 0 | 0 | 0 | 0 | 0 | 0 | 0 | 0 | 0 | 0 | 0 | 0 | 0 | 0 | 0 | 0 | 0 | 12 | 0
NO |  | 186 | 2016 | 69 | 33 | 33 |  | BOYDTON PLANK ROAD | KERR DAM (38) | 115 | 115 | STEEL POLE | 0.18 | 0 | 0 | 396.3 ACAR | 0 | 0 | 0 | 0 | 0 | 0 | 0 | 0 | 0 | 0 | 0 | 0 | 0 | 0 | 0 | 0 | 0 | 0 | 0 | 0 | 0 | 0 | 0 | 12 | 0
NO |  | 186 | 2016 | 69 | 34 | 34 |  | BOYDTON PLANK ROAD | KERR DAM (38) | 115 | 115 | STEEL TWR | 0.12 | 0 | 0 | 1033.5 ACSR | 0 | 0 | 0 | 0 | 0 | 0 | 0 | 0 | 0 | 0 | 0 | 0 | 0 | 0 | 0 | 0 | 0 | 0 | 0 | 0 | 0 | 0 | 0 | 12 | 0
NO |  | 186 | 2016 | 69 | 35 | 35 |  | BOYDTON PLANK ROAD | KERR DAM (38) | 115 | 115 | STEEL TWR | 0.21 | 0 | 0 | 336.4 ACSR | 0 | 0 | 0 | 0 | 0 | 0 | 0 | 0 | 0 | 0 | 0 | 0 | 0 | 0 | 0 | 0 | 0 | 0 | 0 | 0 | 0 | 0 | 0 | 12 | 0
NO |  | 186 | 2016 | 70 | 1 | 1 |  | BOYDTON PLANK ROAD | KERR DAM (38) | 115 | 115 | WOOD HFRM | 0.09 | 0 | 0 | 336.4 ACSR | 0 | 0 | 0 | 0 | 0 | 0 | 0 | 0 | 0 | 0 | 0 | 0 | 0 | 0 | 0 | 0 | 0 | 0 | 0 | 0 | 0 | 0 | 0 | 12 | 0
NO |  | 186 | 2016 | 70 | 2 | 2 |  | BOYDTON PLANK ROAD | KERR DAM (38) | 115 | 115 | WOOD HFRM | 6.96 | 0 | 0 | 477 ACSR | 0 | 0 | 0 | 0 | 0 | 0 | 0 | 0 | 0 | 0 | 0 | 0 | 0 | 0 | 0 | 0 | 0 | 0 | 0 | 0 | 0 | 0 | 0 | 12 | 0
NO |  | 186 | 2016 | 70 | 3 | 3 |  | BOYDTON PLANK ROAD | KERR DAM (38) | 115 | 115 | WOOD POLE | 0.3 | 0 | 0 | 477 ACSR | 0 | 0 | 0 | 0 | 0 | 0 | 0 | 0 | 0 | 0 | 0 | 0 | 0 | 0 | 0 | 0 | 0 | 0 | 0 | 0 | 0 | 0 | 0 | 12 | 0
NO |  | 186 | 2016 | 70 | 4 | 4 |  | SHERWOOD | DOOMS (39) | 115 | 115 | CONC HFRM | 0.01 | 0 | 1 | 721 ACAR | 0 | 0 | 0 | 0 | 0 | 0 | 0 | 0 | 0 | 0 | 0 | 0 | 0 | 0 | 0 | 0 | 0 | 0 | 0 | 0 | 0 | 0 | 0 | 12 | 0
NO |  | 186 | 2016 | 70 | 5 | 5 |  | SHERWOOD | DOOMS (39) | 115 | 115 | STEEL HFRM | 0 | 0.62 | 0 | 636 ACSR | 0 | 0 | 0 | 0 | 0 | 0 | 0 | 0 | 0 | 0 | 0 | 0 | 0 | 0 | 0 | 0 | 0 | 0 | 0 | 0 | 0 | 0 | 0 | 12 | 0
NO |  | 186 | 2016 | 70 | 6 | 6 |  | SHERWOOD | DOOMS (39) | 115 | 115 | STEEL HFRM | 0.12 | 0 | 0 | 1033.5 ACSR | 0 | 0 | 0 | 0 | 0 | 0 | 0 | 0 | 0 | 0 | 0 | 0 | 0 | 0 | 0 | 0 | 0 | 0 | 0 | 0 | 0 | 0 | 0 | 12 | 0
NO |  | 186 | 2016 | 70 | 7 | 7 |  | SHERWOOD | DOOMS (39) | 115 | 115 | STEEL HFRM | 0.04 | 0 | 0 | 477 ACSR | 0 | 0 | 0 | 0 | 0 | 0 | 0 | 0 | 0 | 0 | 0 | 0 | 0 | 0 | 0 | 0 | 0 | 0 | 0 | 0 | 0 | 0 | 0 | 12 | 0
NO |  | 186 | 2016 | 70 | 8 | 8 |  | SHERWOOD | DOOMS (39) | 115 | 115 | STEEL POLE | 0 | 0 | 0 |  | 0 | 0 | 0 | 0 | 0 | 0 | 0 | 0 | 0 | 0 | 0 | 0 | 0 | 0 | 0 | 0 | 0 | 0 | 0 | 0 | 0 | 0 | 0 | 12 | 0
NO |  | 186 | 2016 | 70 | 9 | 9 |  | SHERWOOD | DOOMS (39) | 115 | 115 | STEEL POLE | 0 | 0.04 | 0 | 1033.5 ACSR | 0 | 0 | 0 | 0 | 0 | 0 | 0 | 0 | 0 | 0 | 0 | 0 | 0 | 0 | 0 | 0 | 0 | 0 | 0 | 0 | 0 | 0 | 0 | 12 | 0
NO |  | 186 | 2016 | 70 | 10 | 10 |  | SHERWOOD | DOOMS (39) | 115 | 115 | STEEL POLE | 0 | 0.01 | 0 | 4/0 ACSR | 0 | 0 | 0 | 0 | 0 | 0 | 0 | 0 | 0 | 0 | 0 | 0 | 0 | 0 | 0 | 0 | 0 | 0 | 0 | 0 | 0 | 0 | 0 | 12 | 0
NO |  | 186 | 2016 | 70 | 11 | 11 |  | SHERWOOD | DOOMS (39) | 115 | 115 | STEEL POLE | 0 | 18.33 | 0 | 636 ACSR | 0 | 0 | 0 | 0 | 0 | 0 | 0 | 0 | 0 | 0 | 0 | 0 | 0 | 0 | 0 | 0 | 0 | 0 | 0 | 0 | 0 | 0 | 0 | 12 | 0
NO |  | 186 | 2016 | 70 | 12 | 12 |  | SHERWOOD | DOOMS (39) | 115 | 115 | STEEL POLE | 0.04 | 0 | 0 | 1033.5 ACSR | 0 | 0 | 0 | 0 | 0 | 0 | 0 | 0 | 0 | 0 | 0 | 0 | 0 | 0 | 0 | 0 | 0 | 0 | 0 | 0 | 0 | 0 | 0 | 12 | 0
NO |  | 186 | 2016 | 70 | 13 | 13 |  | SHERWOOD | DOOMS (39) | 115 | 115 | STEEL POLE | 0.12 | 0 | 0 | 477 ACSR | 0 | 0 | 0 | 0 | 0 | 0 | 0 | 0 | 0 | 0 | 0 | 0 | 0 | 0 | 0 | 0 | 0 | 0 | 0 | 0 | 0 | 0 | 0 | 12 | 0
NO |  | 186 | 2016 | 70 | 14 | 14 |  | SHERWOOD | DOOMS (39) | 115 | 115 | STEEL POLE | 6.12 | 0 | 0 | 721 ACAR | 0 | 0 | 0 | 0 | 0 | 0 | 0 | 0 | 0 | 0 | 0 | 0 | 0 | 0 | 0 | 0 | 0 | 0 | 0 | 0 | 0 | 0 | 0 | 12 | 0
NO |  | 186 | 2016 | 70 | 15 | 15 |  | CARTERSVILLE | BREMO (4) | 115 | 115 | CONC POLE | 0.03 | 0 | 1 | 4/0 ACSR | 0 | 0 | 0 | 0 | 0 | 0 | 0 | 0 | 0 | 0 | 0 | 0 | 0 | 0 | 0 | 0 | 0 | 0 | 0 | 0 | 0 | 0 | 0 | 12 | 0
NO |  | 186 | 2016 | 70 | 16 | 16 |  | CARTERSVILLE | BREMO (4) | 115 | 115 | STEEL HFRM | 0.04 | 0 | 0 | 336.4 ACSR | 0 | 0 | 0 | 0 | 0 | 0 | 0 | 0 | 0 | 0 | 0 | 0 | 0 | 0 | 0 | 0 | 0 | 0 | 0 | 0 | 0 | 0 | 0 | 12 | 0
NO |  | 186 | 2016 | 70 | 17 | 17 |  | CARTERSVILLE | BREMO (4) | 115 | 115 | STEEL HFRM | 0.14 | 0 | 0 | 4/0 ACSR | 0 | 0 | 0 | 0 | 0 | 0 | 0 | 0 | 0 | 0 | 0 | 0 | 0 | 0 | 0 | 0 | 0 | 0 | 0 | 0 | 0 | 0 | 0 | 12 | 0
NO |  | 186 | 2016 | 70 | 18 | 18 |  | CARTERSVILLE | BREMO (4) | 115 | 115 | STEEL HFRM | 0.61 | 0 | 0 | 4/0 CU | 0 | 0 | 0 | 0 | 0 | 0 | 0 | 0 | 0 | 0 | 0 | 0 | 0 | 0 | 0 | 0 | 0 | 0 | 0 | 0 | 0 | 0 | 0 | 12 | 0
NO |  | 186 | 2016 | 70 | 19 | 19 |  | CARTERSVILLE | BREMO (4) | 115 | 115 | STEEL HFRM | 0.61 | 0 | 0 | 545.6 ACAR | 0 | 0 | 0 | 0 | 0 | 0 | 0 | 0 | 0 | 0 | 0 | 0 | 0 | 0 | 0 | 0 | 0 | 0 | 0 | 0 | 0 | 0 | 0 | 12 | 0
NO |  | 186 | 2016 | 70 | 20 | 20 |  | CARTERSVILLE | BREMO (4) | 115 | 115 | STEEL HFRM | 3.92 | 0 | 0 | 636 ACSR | 0 | 0 | 0 | 0 | 0 | 0 | 0 | 0 | 0 | 0 | 0 | 0 | 0 | 0 | 0 | 0 | 0 | 0 | 0 | 0 | 0 | 0 | 0 | 12 | 0
NO |  | 186 | 2016 | 70 | 21 | 21 |  | CARTERSVILLE | BREMO (4) | 115 | 115 | STEEL POLE | 2.02 | 0 | 0 | 336.4 ACSR | 0 | 0 | 0 | 0 | 0 | 0 | 0 | 0 | 0 | 0 | 0 | 0 | 0 | 0 | 0 | 0 | 0 | 0 | 0 | 0 | 0 | 0 | 0 | 12 | 0
NO |  | 186 | 2016 | 70 | 22 | 22 |  | CARTERSVILLE | BREMO (4) | 115 | 115 | STEEL POLE | 0.57 | 0 | 0 | 4/0 ACSR | 0 | 0 | 0 | 0 | 0 | 0 | 0 | 0 | 0 | 0 | 0 | 0 | 0 | 0 | 0 | 0 | 0 | 0 | 0 | 0 | 0 | 0 | 0 | 12 | 0
NO |  | 186 | 2016 | 70 | 23 | 23 |  | CARTERSVILLE | BREMO (4) | 115 | 115 | STEEL POLE | 0.03 | 0 | 0 | 545.6 ACAR | 0 | 0 | 0 | 0 | 0 | 0 | 0 | 0 | 0 | 0 | 0 | 0 | 0 | 0 | 0 | 0 | 0 | 0 | 0 | 0 | 0 | 0 | 0 | 12 | 0
NO |  | 186 | 2016 | 70 | 24 | 24 |  | CARTERSVILLE | BREMO (4) | 115 | 115 | STEEL POLE | 0.28 | 0 | 0 | 636 ACSR | 0 | 0 | 0 | 0 | 0 | 0 | 0 | 0 | 0 | 0 | 0 | 0 | 0 | 0 | 0 | 0 | 0 | 0 | 0 | 0 | 0 | 0 | 0 | 12 | 0
NO |  | 186 | 2016 | 70 | 25 | 25 |  | CARTERSVILLE | BREMO (4) | 115 | 115 | STEEL TWR | 0.04 | 0 | 0 | 336.4 ACSR | 0 | 0 | 0 | 0 | 0 | 0 | 0 | 0 | 0 | 0 | 0 | 0 | 0 | 0 | 0 | 0 | 0 | 0 | 0 | 0 | 0 | 0 | 0 | 12 | 0
NO |  | 186 | 2016 | 70 | 26 | 26 |  | CARTERSVILLE | BREMO (4) | 115 | 115 | STEEL TWR | 0.03 | 0 | 0 | 396.3 ACAR | 0 | 0 | 0 | 0 | 0 | 0 | 0 | 0 | 0 | 0 | 0 | 0 | 0 | 0 | 0 | 0 | 0 | 0 | 0 | 0 | 0 | 0 | 0 | 12 | 0
NO |  | 186 | 2016 | 70 | 27 | 27 |  | CARTERSVILLE | BREMO (4) | 115 | 115 | STEEL TWR | 0.06 | 0 | 0 | 4/0 CU | 0 | 0 | 0 | 0 | 0 | 0 | 0 | 0 | 0 | 0 | 0 | 0 | 0 | 0 | 0 | 0 | 0 | 0 | 0 | 0 | 0 | 0 | 0 | 12 | 0
NO |  | 186 | 2016 | 70 | 28 | 28 |  | CARTERSVILLE | BREMO (4) | 115 | 115 | WOOD HFRM | 0.27 | 0 | 0 | 4/0 ACSR | 0 | 0 | 0 | 0 | 0 | 0 | 0 | 0 | 0 | 0 | 0 | 0 | 0 | 0 | 0 | 0 | 0 | 0 | 0 | 0 | 0 | 0 | 0 | 12 | 0
NO |  | 186 | 2016 | 70 | 29 | 29 |  | CARTERSVILLE | BREMO (4) | 115 | 115 | WOOD HFRM | 4.15 | 0 | 0 | 4/0 CU | 0 | 0 | 0 | 0 | 0 | 0 | 0 | 0 | 0 | 0 | 0 | 0 | 0 | 0 | 0 | 0 | 0 | 0 | 0 | 0 | 0 | 0 | 0 | 12 | 0
NO |  | 186 | 2016 | 70 | 30 | 30 |  | CARTERSVILLE | BREMO (4) | 115 | 115 | WOOD HFRM | 0.12 | 0 | 0 | 636 ACSR | 0 | 0 | 0 | 0 | 0 | 0 | 0 | 0 | 0 | 0 | 0 | 0 | 0 | 0 | 0 | 0 | 0 | 0 | 0 | 0 | 0 | 0 | 0 | 12 | 0
NO |  | 186 | 2016 | 70 | 31 | 31 |  | CARTERSVILLE | BREMO (4) | 115 | 115 | WOOD POLE | 0.11 | 0 | 0 | 396.3 ACAR | 0 | 0 | 0 | 0 | 0 | 0 | 0 | 0 | 0 | 0 | 0 | 0 | 0 | 0 | 0 | 0 | 0 | 0 | 0 | 0 | 0 | 0 | 0 | 12 | 0
NO |  | 186 | 2016 | 70 | 32 | 32 |  | CARTERSVILLE | BREMO (4) | 115 | 115 | WOOD POLE | 4.89 | 0 | 0 | 4/0 ACSR | 0 | 0 | 0 | 0 | 0 | 0 | 0 | 0 | 0 | 0 | 0 | 0 | 0 | 0 | 0 | 0 | 0 | 0 | 0 | 0 | 0 | 0 | 0 | 12 | 0
NO |  | 186 | 2016 | 70 | 33 | 33 |  | CHASE CITY | BRODNAX (40) | 115 | 115 | STEEL HFRM | 20.17 | 0 | 1 | 1351.5 ACSR | 0 | 0 | 0 | 0 | 0 | 0 | 0 | 0 | 0 | 0 | 0 | 0 | 0 | 0 | 0 | 0 | 0 | 0 | 0 | 0 | 0 | 0 | 0 | 12 | 0
NO |  | 186 | 2016 | 70 | 34 | 34 |  | CHASE CITY | BRODNAX (40) | 115 | 115 | STEEL HFRM | 6.05 | 0 | 0 | 636 ACSR | 0 | 0 | 0 | 0 | 0 | 0 | 0 | 0 | 0 | 0 | 0 | 0 | 0 | 0 | 0 | 0 | 0 | 0 | 0 | 0 | 0 | 0 | 0 | 12 | 0
NO |  | 186 | 2016 | 70 | 35 | 35 |  | CHASE CITY | BRODNAX (40) | 115 | 115 | STEEL POLE | 0.39 | 0 | 0 | 1351.5 ACSR | 0 | 0 | 0 | 0 | 0 | 0 | 0 | 0 | 0 | 0 | 0 | 0 | 0 | 0 | 0 | 0 | 0 | 0 | 0 | 0 | 0 | 0 | 0 | 12 | 0
NO |  | 186 | 2016 | 71 | 1 | 1 |  | CHASE CITY | BRODNAX (40) | 115 | 115 | STEEL POLE | 0.15 | 0 | 0 | 636 ACSR | 0 | 0 | 0 | 0 | 0 | 0 | 0 | 0 | 0 | 0 | 0 | 0 | 0 | 0 | 0 | 0 | 0 | 0 | 0 | 0 | 0 | 0 | 0 | 12 | 0
NO |  | 186 | 2016 | 71 | 2 | 2 |  | CHASE CITY | BRODNAX (40) | 115 | 115 | STEEL TWR | 0.05 | 0 | 0 | 1351.5 ACSR | 0 | 0 | 0 | 0 | 0 | 0 | 0 | 0 | 0 | 0 | 0 | 0 | 0 | 0 | 0 | 0 | 0 | 0 | 0 | 0 | 0 | 0 | 0 | 12 | 0
NO |  | 186 | 2016 | 71 | 3 | 3 |  | KITTY HAWK | COLINGTON (41) | 115 | 115 | CONC POLE | 3.08 | 0 | 1 | 545.6 ACAR | 0 | 0 | 0 | 0 | 0 | 0 | 0 | 0 | 0 | 0 | 0 | 0 | 0 | 0 | 0 | 0 | 0 | 0 | 0 | 0 | 0 | 0 | 0 | 12 | 0
NO |  | 186 | 2016 | 71 | 4 | 4 |  | KITTY HAWK | COLINGTON (41) | 115 | 115 | STEEL HFRM | 0.05 | 0 | 0 | 1109 ACAR | 0 | 0 | 0 | 0 | 0 | 0 | 0 | 0 | 0 | 0 | 0 | 0 | 0 | 0 | 0 | 0 | 0 | 0 | 0 | 0 | 0 | 0 | 0 | 12 | 0
NO |  | 186 | 2016 | 71 | 5 | 5 |  | KITTY HAWK | COLINGTON (41) | 115 | 115 | STEEL HFRM | 0.04 | 0 | 0 | 545.6 ACAR | 0 | 0 | 0 | 0 | 0 | 0 | 0 | 0 | 0 | 0 | 0 | 0 | 0 | 0 | 0 | 0 | 0 | 0 | 0 | 0 | 0 | 0 | 0 | 12 | 0
NO |  | 186 | 2016 | 71 | 6 | 6 |  | KITTY HAWK | COLINGTON (41) | 115 | 115 | STEEL POLE | 1.34 | 0 | 0 | 545.6 ACAR | 0 | 0 | 0 | 0 | 0 | 0 | 0 | 0 | 0 | 0 | 0 | 0 | 0 | 0 | 0 | 0 | 0 | 0 | 0 | 0 | 0 | 0 | 0 | 12 | 0
NO |  | 186 | 2016 | 71 | 7 | 7 |  | PENINSULA | SHELLBANK (42) | 115 | 115 | CONC POLE | 0.04 | 0 | 1 | 1033.5 ACSS | 0 | 0 | 0 | 0 | 0 | 0 | 0 | 0 | 0 | 0 | 0 | 0 | 0 | 0 | 0 | 0 | 0 | 0 | 0 | 0 | 0 | 0 | 0 | 12 | 0
NO |  | 186 | 2016 | 71 | 8 | 8 |  | PENINSULA | SHELLBANK (42) | 115 | 115 | STEEL HFRM | 0.23 | 0 | 0 | 1033.5 ACSS | 0 | 0 | 0 | 0 | 0 | 0 | 0 | 0 | 0 | 0 | 0 | 0 | 0 | 0 | 0 | 0 | 0 | 0 | 0 | 0 | 0 | 0 | 0 | 12 | 0
NO |  | 186 | 2016 | 71 | 9 | 9 |  | PENINSULA | SHELLBANK (42) | 115 | 115 | STEEL POLE | 0.41 | 0 | 0 | 1033.5 ACSS | 0 | 0 | 0 | 0 | 0 | 0 | 0 | 0 | 0 | 0 | 0 | 0 | 0 | 0 | 0 | 0 | 0 | 0 | 0 | 0 | 0 | 0 | 0 | 12 | 0
NO |  | 186 | 2016 | 71 | 10 | 10 |  | PENINSULA | SHELLBANK (42) | 115 | 115 | STEEL POLE | 5.71 | 0 | 0 | 721 ACAR | 0 | 0 | 0 | 0 | 0 | 0 | 0 | 0 | 0 | 0 | 0 | 0 | 0 | 0 | 0 | 0 | 0 | 0 | 0 | 0 | 0 | 0 | 0 | 12 | 0
NO |  | 186 | 2016 | 71 | 11 | 11 |  | PENINSULA | SHELLBANK (42) | 115 | 115 | STEEL TWR | 0.02 | 0 | 0 | 1033.5 ACSS | 0 | 0 | 0 | 0 | 0 | 0 | 0 | 0 | 0 | 0 | 0 | 0 | 0 | 0 | 0 | 0 | 0 | 0 | 0 | 0 | 0 | 0 | 0 | 12 | 0
NO |  | 186 | 2016 | 71 | 12 | 12 |  | STAUNTON | HARRISONBURG (43) | 115 | 115 | STEEL HFRM | 2.59 | 0 | 1 | 477 ACSR | 0 | 0 | 0 | 0 | 0 | 0 | 0 | 0 | 0 | 0 | 0 | 0 | 0 | 0 | 0 | 0 | 0 | 0 | 0 | 0 | 0 | 0 | 0 | 12 | 0
NO |  | 186 | 2016 | 71 | 13 | 13 |  | STAUNTON | HARRISONBURG (43) | 115 | 115 | STEEL POLE | 0.07 | 0 | 0 | 477 ACSR | 0 | 0 | 0 | 0 | 0 | 0 | 0 | 0 | 0 | 0 | 0 | 0 | 0 | 0 | 0 | 0 | 0 | 0 | 0 | 0 | 0 | 0 | 0 | 12 | 0
NO |  | 186 | 2016 | 71 | 14 | 14 |  | STAUNTON | HARRISONBURG (43) | 115 | 115 | STEEL TWR | 0.5 | 0 | 0 | 477 ACSR | 0 | 0 | 0 | 0 | 0 | 0 | 0 | 0 | 0 | 0 | 0 | 0 | 0 | 0 | 0 | 0 | 0 | 0 | 0 | 0 | 0 | 0 | 0 | 12 | 0
NO |  | 186 | 2016 | 71 | 15 | 15 |  | STAUNTON | HARRISONBURG (43) | 115 | 115 | WOOD HFRM | 18.4 | 0 | 0 | 477 ACSR | 0 | 0 | 0 | 0 | 0 | 0 | 0 | 0 | 0 | 0 | 0 | 0 | 0 | 0 | 0 | 0 | 0 | 0 | 0 | 0 | 0 | 0 | 0 | 12 | 0
NO |  | 186 | 2016 | 71 | 16 | 16 |  | STAUNTON | HARRISONBURG (43) | 115 | 115 | WOOD POLE | 1.2 | 0 | 0 | 477 ACSR | 0 | 0 | 0 | 0 | 0 | 0 | 0 | 0 | 0 | 0 | 0 | 0 | 0 | 0 | 0 | 0 | 0 | 0 | 0 | 0 | 0 | 0 | 0 | 12 | 0
NO |  | 186 | 2016 | 71 | 17 | 17 |  | SUFFOLK | WAKEFIELD (44) | 115 | 115 | CONC HFRM | 0 | 0.04 | 1 | 477 ACSR | 0 | 0 | 0 | 0 | 0 | 0 | 0 | 0 | 0 | 0 | 0 | 0 | 0 | 0 | 0 | 0 | 0 | 0 | 0 | 0 | 0 | 0 | 0 | 12 | 0
NO |  | 186 | 2016 | 71 | 18 | 18 |  | SUFFOLK | WAKEFIELD (44) | 115 | 115 | CONC HFRM | 0.05 | 0 | 0 | 336.4 ACSR | 0 | 0 | 0 | 0 | 0 | 0 | 0 | 0 | 0 | 0 | 0 | 0 | 0 | 0 | 0 | 0 | 0 | 0 | 0 | 0 | 0 | 0 | 0 | 12 | 0
NO |  | 186 | 2016 | 71 | 19 | 19 |  | SUFFOLK | WAKEFIELD (44) | 115 | 115 | STEEL POLE | 0 | 1.13 | 0 | 336.4 ACSR | 0 | 0 | 0 | 0 | 0 | 0 | 0 | 0 | 0 | 0 | 0 | 0 | 0 | 0 | 0 | 0 | 0 | 0 | 0 | 0 | 0 | 0 | 0 | 12 | 0
NO |  | 186 | 2016 | 71 | 20 | 20 |  | SUFFOLK | WAKEFIELD (44) | 115 | 115 | STEEL TWR | 0 | 21.05 | 0 | 336.4 ACSR | 0 | 0 | 0 | 0 | 0 | 0 | 0 | 0 | 0 | 0 | 0 | 0 | 0 | 0 | 0 | 0 | 0 | 0 | 0 | 0 | 0 | 0 | 0 | 12 | 0
NO |  | 186 | 2016 | 71 | 21 | 21 |  | SUFFOLK | WAKEFIELD (44) | 115 | 115 | STEEL TWR | 7.08 | 0 | 0 | 336.4 ACSR | 0 | 0 | 0 | 0 | 0 | 0 | 0 | 0 | 0 | 0 | 0 | 0 | 0 | 0 | 0 | 0 | 0 | 0 | 0 | 0 | 0 | 0 | 0 | 12 | 0
NO |  | 186 | 2016 | 71 | 22 | 22 |  | SUFFOLK | WAKEFIELD (44) | 115 | 115 | STEEL TWR | 0.04 | 0 | 0 | 477 ACSR | 0 | 0 | 0 | 0 | 0 | 0 | 0 | 0 | 0 | 0 | 0 | 0 | 0 | 0 | 0 | 0 | 0 | 0 | 0 | 0 | 0 | 0 | 0 | 12 | 0
NO |  | 186 | 2016 | 71 | 23 | 23 |  | SUFFOLK | WAKEFIELD (44) | 115 | 115 | WOOD HFRM | 0 | 0.14 | 0 | 336.4 ACSR | 0 | 0 | 0 | 0 | 0 | 0 | 0 | 0 | 0 | 0 | 0 | 0 | 0 | 0 | 0 | 0 | 0 | 0 | 0 | 0 | 0 | 0 | 0 | 12 | 0
NO |  | 186 | 2016 | 71 | 24 | 24 |  | SUFFOLK | WAKEFIELD (44) | 115 | 115 | WOOD HFRM | 0.04 | 0 | 0 | 336.4 ACSR | 0 | 0 | 0 | 0 | 0 | 0 | 0 | 0 | 0 | 0 | 0 | 0 | 0 | 0 | 0 | 0 | 0 | 0 | 0 | 0 | 0 | 0 | 0 | 12 | 0
NO |  | 186 | 2016 | 71 | 25 | 25 |  | SUFFOLK | WAKEFIELD (44) | 115 | 115 | WOOD POLE | 0 | 0.09 | 0 | 336.4 ACSR | 0 | 0 | 0 | 0 | 0 | 0 | 0 | 0 | 0 | 0 | 0 | 0 | 0 | 0 | 0 | 0 | 0 | 0 | 0 | 0 | 0 | 0 | 0 | 12 | 0
NO |  | 186 | 2016 | 71 | 26 | 26 |  | KERR DAM | HENDERSON (CP&L) (45) | 115 | 115 | STEEL TWR | 0.55 | 0 | 1 | 477 ACSR | 0 | 0 | 0 | 0 | 0 | 0 | 0 | 0 | 0 | 0 | 0 | 0 | 0 | 0 | 0 | 0 | 0 | 0 | 0 | 0 | 0 | 0 | 0 | 12 | 0
NO |  | 186 | 2016 | 71 | 27 | 27 |  | KERR DAM | HENDERSON (CP&L) (45) | 115 | 115 | STEEL TWR | 0.09 | 0 | 0 | 795 ACSR | 0 | 0 | 0 | 0 | 0 | 0 | 0 | 0 | 0 | 0 | 0 | 0 | 0 | 0 | 0 | 0 | 0 | 0 | 0 | 0 | 0 | 0 | 0 | 12 | 0
NO |  | 186 | 2016 | 71 | 28 | 28 |  | KERR DAM | HENDERSON (CP&L) (45) | 115 | 115 | WOOD HFRM | 3.85 | 0 | 0 | 795 ACSR | 0 | 0 | 0 | 0 | 0 | 0 | 0 | 0 | 0 | 0 | 0 | 0 | 0 | 0 | 0 | 0 | 0 | 0 | 0 | 0 | 0 | 0 | 0 | 12 | 0
NO |  | 186 | 2016 | 71 | 29 | 29 |  | KERR DAM | HENDERSON (CP&L) (45) | 115 | 115 | WOOD POLE | 0.15 | 0 | 0 | 795 ACSR | 0 | 0 | 0 | 0 | 0 | 0 | 0 | 0 | 0 | 0 | 0 | 0 | 0 | 0 | 0 | 0 | 0 | 0 | 0 | 0 | 0 | 0 | 0 | 12 | 0
NO |  | 186 | 2016 | 71 | 30 | 30 |  | CHESAPEAKE ENERGY CENTER | YADKIN (46) | 115 | 115 | STEEL HFRM | 0 | 0.23 | 1 | 636 ACSR | 0 | 0 | 0 | 0 | 0 | 0 | 0 | 0 | 0 | 0 | 0 | 0 | 0 | 0 | 0 | 0 | 0 | 0 | 0 | 0 | 0 | 0 | 0 | 12 | 0
NO |  | 186 | 2016 | 71 | 31 | 31 |  | CHESAPEAKE ENERGY CENTER | YADKIN (46) | 115 | 115 | STEEL HFRM | 0.29 | 0 | 0 | 636 ACSR | 0 | 0 | 0 | 0 | 0 | 0 | 0 | 0 | 0 | 0 | 0 | 0 | 0 | 0 | 0 | 0 | 0 | 0 | 0 | 0 | 0 | 0 | 0 | 12 | 0
NO |  | 186 | 2016 | 71 | 32 | 32 |  | CHESAPEAKE ENERGY CENTER | YADKIN (46) | 115 | 115 | STEEL POLE | 0 | 0.09 | 0 | 636 ACSR | 0 | 0 | 0 | 0 | 0 | 0 | 0 | 0 | 0 | 0 | 0 | 0 | 0 | 0 | 0 | 0 | 0 | 0 | 0 | 0 | 0 | 0 | 0 | 12 | 0
NO |  | 186 | 2016 | 71 | 33 | 33 |  | CHESAPEAKE ENERGY CENTER | YADKIN (46) | 115 | 115 | STEEL POLE | 0.15 | 0 | 0 | 636 ACSR | 0 | 0 | 0 | 0 | 0 | 0 | 0 | 0 | 0 | 0 | 0 | 0 | 0 | 0 | 0 | 0 | 0 | 0 | 0 | 0 | 0 | 0 | 0 | 12 | 0
NO |  | 186 | 2016 | 71 | 34 | 34 |  | CHESAPEAKE ENERGY CENTER | YADKIN (46) | 115 | 115 | STEEL TWR | 0 | 2.41 | 0 | 636 ACSR | 0 | 0 | 0 | 0 | 0 | 0 | 0 | 0 | 0 | 0 | 0 | 0 | 0 | 0 | 0 | 0 | 0 | 0 | 0 | 0 | 0 | 0 | 0 | 12 | 0
NO |  | 186 | 2016 | 71 | 35 | 35 |  | FOUR RIVERS | FREDERICKSBURG (47) | 115 | 230 | CONC HFRM | 0.12 | 0 | 1 | 1033.5 ACSR | 0 | 0 | 0 | 0 | 0 | 0 | 0 | 0 | 0 | 0 | 0 | 0 | 0 | 0 | 0 | 0 | 0 | 0 | 0 | 0 | 0 | 0 | 0 | 12 | 0
NO |  | 186 | 2016 | 72 | 1 | 1 |  | FOUR RIVERS | FREDERICKSBURG (47) | 115 | 230 | CONC HFRM | 0.13 | 0 | 0 | 795 ACSR | 0 | 0 | 0 | 0 | 0 | 0 | 0 | 0 | 0 | 0 | 0 | 0 | 0 | 0 | 0 | 0 | 0 | 0 | 0 | 0 | 0 | 0 | 0 | 12 | 0
NO |  | 186 | 2016 | 72 | 2 | 2 |  | FOUR RIVERS | FREDERICKSBURG (47) | 115 | 230 | STEEL HFRM | 3.53 | 0 | 0 | 1033.5 ACSR | 0 | 0 | 0 | 0 | 0 | 0 | 0 | 0 | 0 | 0 | 0 | 0 | 0 | 0 | 0 | 0 | 0 | 0 | 0 | 0 | 0 | 0 | 0 | 12 | 0
NO |  | 186 | 2016 | 72 | 3 | 3 |  | FOUR RIVERS | FREDERICKSBURG (47) | 115 | 230 | STEEL HFRM | 0.02 | 0 | 0 | 246.9 AAAC | 0 | 0 | 0 | 0 | 0 | 0 | 0 | 0 | 0 | 0 | 0 | 0 | 0 | 0 | 0 | 0 | 0 | 0 | 0 | 0 | 0 | 0 | 0 | 12 | 0
NO |  | 186 | 2016 | 72 | 4 | 4 |  | FOUR RIVERS | FREDERICKSBURG (47) | 115 | 230 | STEEL HFRM | 1.99 | 0 | 0 | 795 ACSR | 0 | 0 | 0 | 0 | 0 | 0 | 0 | 0 | 0 | 0 | 0 | 0 | 0 | 0 | 0 | 0 | 0 | 0 | 0 | 0 | 0 | 0 | 0 | 12 | 0
NO |  | 186 | 2016 | 72 | 5 | 5 |  | FOUR RIVERS | FREDERICKSBURG (47) | 115 | 230 | STEEL POLE | 0.87 | 0 | 0 | 1033.5 ACSR | 0 | 0 | 0 | 0 | 0 | 0 | 0 | 0 | 0 | 0 | 0 | 0 | 0 | 0 | 0 | 0 | 0 | 0 | 0 | 0 | 0 | 0 | 0 | 12 | 0
NO |  | 186 | 2016 | 72 | 6 | 6 |  | FOUR RIVERS | FREDERICKSBURG (47) | 115 | 230 | STEEL POLE | 0.01 | 0 | 0 | 636 ACSR | 0 | 0 | 0 | 0 | 0 | 0 | 0 | 0 | 0 | 0 | 0 | 0 | 0 | 0 | 0 | 0 | 0 | 0 | 0 | 0 | 0 | 0 | 0 | 12 | 0
NO |  | 186 | 2016 | 72 | 7 | 7 |  | FOUR RIVERS | FREDERICKSBURG (47) | 115 | 230 | STEEL POLE | 0.26 | 0 | 0 | 795 ACSR | 0 | 0 | 0 | 0 | 0 | 0 | 0 | 0 | 0 | 0 | 0 | 0 | 0 | 0 | 0 | 0 | 0 | 0 | 0 | 0 | 0 | 0 | 0 | 12 | 0
NO |  | 186 | 2016 | 72 | 8 | 8 |  | FOUR RIVERS | FREDERICKSBURG (47) | 115 | 230 | STEEL TWR | 0.1 | 0 | 0 | 246.9 AAAC | 0 | 0 | 0 | 0 | 0 | 0 | 0 | 0 | 0 | 0 | 0 | 0 | 0 | 0 | 0 | 0 | 0 | 0 | 0 | 0 | 0 | 0 | 0 | 12 | 0
NO |  | 186 | 2016 | 72 | 9 | 9 |  | FOUR RIVERS | FREDERICKSBURG (47) | 115 | 230 | WOOD HFRM | 0.95 | 0 | 0 | 246.9 AAAC | 0 | 0 | 0 | 0 | 0 | 0 | 0 | 0 | 0 | 0 | 0 | 0 | 0 | 0 | 0 | 0 | 0 | 0 | 0 | 0 | 0 | 0 | 0 | 12 | 0
NO |  | 186 | 2016 | 72 | 10 | 10 |  | FOUR RIVERS | FREDERICKSBURG (47) | 115 | 230 | WOOD HFRM | 27.3 | 0 | 0 | 795 ACSR | 0 | 0 | 0 | 0 | 0 | 0 | 0 | 0 | 0 | 0 | 0 | 0 | 0 | 0 | 0 | 0 | 0 | 0 | 0 | 0 | 0 | 0 | 0 | 12 | 0
NO |  | 186 | 2016 | 72 | 11 | 11 |  | FOUR RIVERS | FREDERICKSBURG (47) | 115 | 230 | WOOD POLE | 0.63 | 0 | 0 | 246.9 AAAC | 0 | 0 | 0 | 0 | 0 | 0 | 0 | 0 | 0 | 0 | 0 | 0 | 0 | 0 | 0 | 0 | 0 | 0 | 0 | 0 | 0 | 0 | 0 | 12 | 0
NO |  | 186 | 2016 | 72 | 12 | 12 |  | FOUR RIVERS | FREDERICKSBURG (47) | 115 | 230 | WOOD POLE | 0.36 | 0 | 0 | 795 ACSR | 0 | 0 | 0 | 0 | 0 | 0 | 0 | 0 | 0 | 0 | 0 | 0 | 0 | 0 | 0 | 0 | 0 | 0 | 0 | 0 | 0 | 0 | 0 | 12 | 0
NO |  | 186 | 2016 | 72 | 13 | 13 |  | THOLE ST | SEWELLS POINT (48) | 115 | 115 | CONC HFRM | 0.05 | 0 | 1 | 2500 ACAR | 0 | 0 | 0 | 0 | 0 | 0 | 0 | 0 | 0 | 0 | 0 | 0 | 0 | 0 | 0 | 0 | 0 | 0 | 0 | 0 | 0 | 0 | 0 | 12 | 0
NO |  | 186 | 2016 | 72 | 14 | 14 |  | THOLE ST | SEWELLS POINT (48) | 115 | 115 | STEEL POLE | 0 | 0.04 | 0 | 795 ACSS | 0 | 0 | 0 | 0 | 0 | 0 | 0 | 0 | 0 | 0 | 0 | 0 | 0 | 0 | 0 | 0 | 0 | 0 | 0 | 0 | 0 | 0 | 0 | 12 | 0
NO |  | 186 | 2016 | 72 | 15 | 15 |  | THOLE ST | SEWELLS POINT (48) | 115 | 115 | STEEL POLE | 0.37 | 0 | 0 | 1033.5 ACSR | 0 | 0 | 0 | 0 | 0 | 0 | 0 | 0 | 0 | 0 | 0 | 0 | 0 | 0 | 0 | 0 | 0 | 0 | 0 | 0 | 0 | 0 | 0 | 12 | 0
NO |  | 186 | 2016 | 72 | 16 | 16 |  | THOLE ST | SEWELLS POINT (48) | 115 | 115 | STEEL POLE | 0.52 | 0 | 0 | 1351.5 ACSR | 0 | 0 | 0 | 0 | 0 | 0 | 0 | 0 | 0 | 0 | 0 | 0 | 0 | 0 | 0 | 0 | 0 | 0 | 0 | 0 | 0 | 0 | 0 | 12 | 0
NO |  | 186 | 2016 | 72 | 17 | 17 |  | THOLE ST | SEWELLS POINT (48) | 115 | 115 | STEEL POLE | 0.29 | 0 | 0 | 2500 ACAR | 0 | 0 | 0 | 0 | 0 | 0 | 0 | 0 | 0 | 0 | 0 | 0 | 0 | 0 | 0 | 0 | 0 | 0 | 0 | 0 | 0 | 0 | 0 | 12 | 0
NO |  | 186 | 2016 | 72 | 18 | 18 |  | THOLE ST | SEWELLS POINT (48) | 115 | 115 | STEEL POLE | 0.07 | 0 | 0 | 795 ACSS | 0 | 0 | 0 | 0 | 0 | 0 | 0 | 0 | 0 | 0 | 0 | 0 | 0 | 0 | 0 | 0 | 0 | 0 | 0 | 0 | 0 | 0 | 0 | 12 | 0
NO |  | 186 | 2016 | 72 | 19 | 19 |  | THOLE ST | SEWELLS POINT (48) | 115 | 115 | STEEL TWR | 0.12 | 0 | 0 | 1033.5 ACSR | 0 | 0 | 0 | 0 | 0 | 0 | 0 | 0 | 0 | 0 | 0 | 0 | 0 | 0 | 0 | 0 | 0 | 0 | 0 | 0 | 0 | 0 | 0 | 12 | 0
NO |  | 186 | 2016 | 72 | 20 | 20 |  | THOLE ST | SEWELLS POINT (48) | 115 | 115 | STEEL TWR | 0.08 | 0 | 0 | 1351.5 ACSR | 0 | 0 | 0 | 0 | 0 | 0 | 0 | 0 | 0 | 0 | 0 | 0 | 0 | 0 | 0 | 0 | 0 | 0 | 0 | 0 | 0 | 0 | 0 | 12 | 0
NO |  | 186 | 2016 | 72 | 21 | 21 |  | THOLE ST | SEWELLS POINT (48) | 115 | 115 | STEEL TWR | 3.33 | 0 | 0 | 795 ACSS | 0 | 0 | 0 | 0 | 0 | 0 | 0 | 0 | 0 | 0 | 0 | 0 | 0 | 0 | 0 | 0 | 0 | 0 | 0 | 0 | 0 | 0 | 0 | 12 | 0
NO |  | 186 | 2016 | 72 | 22 | 22 |  | THOLE ST | SEWELLS POINT (48) | 115 | 115 | WOOD HFRM | 0.21 | 0 | 0 | 795 ACSS | 0 | 0 | 0 | 0 | 0 | 0 | 0 | 0 | 0 | 0 | 0 | 0 | 0 | 0 | 0 | 0 | 0 | 0 | 0 | 0 | 0 | 0 | 0 | 12 | 0
NO |  | 186 | 2016 | 72 | 23 | 23 |  | LOUDOUN | MIDDLEBURG (49) | 115 | 115 | STEEL HFRM | 0.42 | 0 | 1 | 336.4 ACSR | 0 | 0 | 0 | 0 | 0 | 0 | 0 | 0 | 0 | 0 | 0 | 0 | 0 | 0 | 0 | 0 | 0 | 0 | 0 | 0 | 0 | 0 | 0 | 12 | 0
NO |  | 186 | 2016 | 72 | 24 | 24 |  | LOUDOUN | MIDDLEBURG (49) | 115 | 115 | STEEL HFRM | 0.06 | 0 | 0 | 636 ACSR | 0 | 0 | 0 | 0 | 0 | 0 | 0 | 0 | 0 | 0 | 0 | 0 | 0 | 0 | 0 | 0 | 0 | 0 | 0 | 0 | 0 | 0 | 0 | 12 | 0
NO |  | 186 | 2016 | 72 | 25 | 25 |  | LOUDOUN | MIDDLEBURG (49) | 115 | 115 | STEEL POLE | 0.06 | 0 | 0 | 336.4 ACSR | 0 | 0 | 0 | 0 | 0 | 0 | 0 | 0 | 0 | 0 | 0 | 0 | 0 | 0 | 0 | 0 | 0 | 0 | 0 | 0 | 0 | 0 | 0 | 12 | 0
NO |  | 186 | 2016 | 72 | 26 | 26 |  | LOUDOUN | MIDDLEBURG (49) | 115 | 115 | STEEL POLE | 0.22 | 0 | 0 | 636 ACSR | 0 | 0 | 0 | 0 | 0 | 0 | 0 | 0 | 0 | 0 | 0 | 0 | 0 | 0 | 0 | 0 | 0 | 0 | 0 | 0 | 0 | 0 | 0 | 12 | 0
NO |  | 186 | 2016 | 72 | 27 | 27 |  | LOUDOUN | MIDDLEBURG (49) | 115 | 115 | STEEL TWR | 0.14 | 0 | 0 | 336.4 ACSR | 0 | 0 | 0 | 0 | 0 | 0 | 0 | 0 | 0 | 0 | 0 | 0 | 0 | 0 | 0 | 0 | 0 | 0 | 0 | 0 | 0 | 0 | 0 | 12 | 0
NO |  | 186 | 2016 | 72 | 28 | 28 |  | LOUDOUN | MIDDLEBURG (49) | 115 | 115 | WOOD HFRM | 4.89 | 0 | 0 | 336.4 ACSR | 0 | 0 | 0 | 0 | 0 | 0 | 0 | 0 | 0 | 0 | 0 | 0 | 0 | 0 | 0 | 0 | 0 | 0 | 0 | 0 | 0 | 0 | 0 | 12 | 0
NO |  | 186 | 2016 | 72 | 29 | 29 |  | LOUDOUN | MIDDLEBURG (49) | 115 | 115 | WOOD POLE | 0.12 | 0 | 0 | 336.4 ACSR | 0 | 0 | 0 | 0 | 0 | 0 | 0 | 0 | 0 | 0 | 0 | 0 | 0 | 0 | 0 | 0 | 0 | 0 | 0 | 0 | 0 | 0 | 0 | 12 | 0
NO |  | 186 | 2016 | 72 | 30 | 30 |  | CUNNINGHAM DP | BREMO (5) | 115 | 115 | STEEL HFRM | 1.26 | 0 | 1 | 636 ACSR | 0 | 0 | 0 | 0 | 0 | 0 | 0 | 0 | 0 | 0 | 0 | 0 | 0 | 0 | 0 | 0 | 0 | 0 | 0 | 0 | 0 | 0 | 0 | 12 | 0
NO |  | 186 | 2016 | 72 | 31 | 31 |  | CUNNINGHAM DP | BREMO (5) | 115 | 115 | STEEL POLE | 0.24 | 0 | 0 | 636 ACSR | 0 | 0 | 0 | 0 | 0 | 0 | 0 | 0 | 0 | 0 | 0 | 0 | 0 | 0 | 0 | 0 | 0 | 0 | 0 | 0 | 0 | 0 | 0 | 12 | 0
NO |  | 186 | 2016 | 72 | 32 | 32 |  | CUNNINGHAM DP | BREMO (5) | 115 | 115 | STEEL TWR | 0.16 | 0 | 0 | 636 ACSR | 0 | 0 | 0 | 0 | 0 | 0 | 0 | 0 | 0 | 0 | 0 | 0 | 0 | 0 | 0 | 0 | 0 | 0 | 0 | 0 | 0 | 0 | 0 | 12 | 0
NO |  | 186 | 2016 | 72 | 33 | 33 |  | CUNNINGHAM DP | BREMO (5) | 115 | 115 | WOOD HFRM | 9.67 | 0 | 0 | 636 ACSR | 0 | 0 | 0 | 0 | 0 | 0 | 0 | 0 | 0 | 0 | 0 | 0 | 0 | 0 | 0 | 0 | 0 | 0 | 0 | 0 | 0 | 0 | 0 | 12 | 0
NO |  | 186 | 2016 | 72 | 34 | 34 |  | CUNNINGHAM DP | BREMO (5) | 115 | 115 | WOOD POLE | 1.31 | 0 | 0 | 636 ACSR | 0 | 0 | 0 | 0 | 0 | 0 | 0 | 0 | 0 | 0 | 0 | 0 | 0 | 0 | 0 | 0 | 0 | 0 | 0 | 0 | 0 | 0 | 0 | 12 | 0
NO |  | 186 | 2016 | 72 | 35 | 35 |  | REEVES AVE | GOSPORT (51) | 115 | 115 | STEEL BRIDGE | 0.2 | 0 | 1 | 636 ACSR | 0 | 0 | 0 | 0 | 0 | 0 | 0 | 0 | 0 | 0 | 0 | 0 | 0 | 0 | 0 | 0 | 0 | 0 | 0 | 0 | 0 | 0 | 0 | 12 | 0
NO |  | 186 | 2016 | 73 | 1 | 1 |  | REEVES AVE | GOSPORT (51) | 115 | 115 | STEEL HFRM | 0.09 | 0 | 0 | 636 ACSR | 0 | 0 | 0 | 0 | 0 | 0 | 0 | 0 | 0 | 0 | 0 | 0 | 0 | 0 | 0 | 0 | 0 | 0 | 0 | 0 | 0 | 0 | 0 | 12 | 0
NO |  | 186 | 2016 | 73 | 2 | 2 |  | REEVES AVE | GOSPORT (51) | 115 | 115 | STEEL POLE | 0.04 | 0 | 0 | 477 ACSS | 0 | 0 | 0 | 0 | 0 | 0 | 0 | 0 | 0 | 0 | 0 | 0 | 0 | 0 | 0 | 0 | 0 | 0 | 0 | 0 | 0 | 0 | 0 | 12 | 0
NO |  | 186 | 2016 | 73 | 3 | 3 |  | REEVES AVE | GOSPORT (51) | 115 | 115 | STEEL POLE | 0.13 | 0 | 0 | 636 ACSR | 0 | 0 | 0 | 0 | 0 | 0 | 0 | 0 | 0 | 0 | 0 | 0 | 0 | 0 | 0 | 0 | 0 | 0 | 0 | 0 | 0 | 0 | 0 | 12 | 0
NO |  | 186 | 2016 | 73 | 4 | 4 |  | REEVES AVE | GOSPORT (51) | 115 | 115 | STEEL TWR | 0.7 | 0 | 0 | 477 ACSS | 0 | 0 | 0 | 0 | 0 | 0 | 0 | 0 | 0 | 0 | 0 | 0 | 0 | 0 | 0 | 0 | 0 | 0 | 0 | 0 | 0 | 0 | 0 | 12 | 0
NO |  | 186 | 2016 | 73 | 5 | 5 |  | REEVES AVE | GOSPORT (51) | 115 | 115 | STEEL TWR | 1.9 | 0 | 0 | 636 ACSR | 0 | 0 | 0 | 0 | 0 | 0 | 0 | 0 | 0 | 0 | 0 | 0 | 0 | 0 | 0 | 0 | 0 | 0 | 0 | 0 | 0 | 0 | 0 | 12 | 0
NO |  | 186 | 2016 | 73 | 6 | 6 |  | REEVES AVE | GOSPORT (51) | 115 | 115 | WOOD HFRM | 0.06 | 0 | 0 | 477 ACSS | 0 | 0 | 0 | 0 | 0 | 0 | 0 | 0 | 0 | 0 | 0 | 0 | 0 | 0 | 0 | 0 | 0 | 0 | 0 | 0 | 0 | 0 | 0 | 12 | 0
NO |  | 186 | 2016 | 73 | 7 | 7 |  | KITTY HAWK | NAGS HEAD (52) | 115 | 115 | CONC HFRM | 0.05 | 0 | 1 | 1109 ACAR | 0 | 0 | 0 | 0 | 0 | 0 | 0 | 0 | 0 | 0 | 0 | 0 | 0 | 0 | 0 | 0 | 0 | 0 | 0 | 0 | 0 | 0 | 0 | 12 | 0
NO |  | 186 | 2016 | 73 | 8 | 8 |  | KITTY HAWK | NAGS HEAD (52) | 115 | 115 | CONC POLE | 4.38 | 0 | 0 | 545.6 ACAR | 0 | 0 | 0 | 0 | 0 | 0 | 0 | 0 | 0 | 0 | 0 | 0 | 0 | 0 | 0 | 0 | 0 | 0 | 0 | 0 | 0 | 0 | 0 | 12 | 0
NO |  | 186 | 2016 | 73 | 9 | 9 |  | KITTY HAWK | NAGS HEAD (52) | 115 | 115 | STEEL HFRM | 0.03 | 0 | 0 | 1177 AAAC | 0 | 0 | 0 | 0 | 0 | 0 | 0 | 0 | 0 | 0 | 0 | 0 | 0 | 0 | 0 | 0 | 0 | 0 | 0 | 0 | 0 | 0 | 0 | 12 | 0
NO |  | 186 | 2016 | 73 | 10 | 10 |  | KITTY HAWK | NAGS HEAD (52) | 115 | 115 | STEEL POLE | 7.29 | 0 | 0 | 1177 AAAC | 0 | 0 | 0 | 0 | 0 | 0 | 0 | 0 | 0 | 0 | 0 | 0 | 0 | 0 | 0 | 0 | 0 | 0 | 0 | 0 | 0 | 0 | 0 | 12 | 0
NO |  | 186 | 2016 | 73 | 11 | 11 |  | KITTY HAWK | NAGS HEAD (52) | 115 | 115 | STEEL POLE | 3.46 | 0 | 0 | 545.6 ACAR | 0 | 0 | 0 | 0 | 0 | 0 | 0 | 0 | 0 | 0 | 0 | 0 | 0 | 0 | 0 | 0 | 0 | 0 | 0 | 0 | 0 | 0 | 0 | 12 | 0
NO |  | 186 | 2016 | 73 | 12 | 12 |  | CHESTERFIELD 115 | KEVLAR (53) | 115 | 115 | STEEL HFRM | 0.17 | 0 | 1 | 636 ACSR | 0 | 0 | 0 | 0 | 0 | 0 | 0 | 0 | 0 | 0 | 0 | 0 | 0 | 0 | 0 | 0 | 0 | 0 | 0 | 0 | 0 | 0 | 0 | 12 | 0
NO |  | 186 | 2016 | 73 | 13 | 13 |  | CHESTERFIELD 115 | KEVLAR (53) | 115 | 115 | STEEL HFRM | 0.08 | 0 | 0 | 721 ACAR | 0 | 0 | 0 | 0 | 0 | 0 | 0 | 0 | 0 | 0 | 0 | 0 | 0 | 0 | 0 | 0 | 0 | 0 | 0 | 0 | 0 | 0 | 0 | 12 | 0
NO |  | 186 | 2016 | 73 | 14 | 14 |  | CHESTERFIELD 115 | KEVLAR (53) | 115 | 115 | STEEL POLE | 0.19 | 0 | 0 | 636 ACSR | 0 | 0 | 0 | 0 | 0 | 0 | 0 | 0 | 0 | 0 | 0 | 0 | 0 | 0 | 0 | 0 | 0 | 0 | 0 | 0 | 0 | 0 | 0 | 12 | 0
NO |  | 186 | 2016 | 73 | 15 | 15 |  | CHESTERFIELD 115 | KEVLAR (53) | 115 | 115 | STEEL POLE | 0.39 | 0 | 0 | 721 ACAR | 0 | 0 | 0 | 0 | 0 | 0 | 0 | 0 | 0 | 0 | 0 | 0 | 0 | 0 | 0 | 0 | 0 | 0 | 0 | 0 | 0 | 0 | 0 | 12 | 0
NO |  | 186 | 2016 | 73 | 16 | 16 |  | CHESTERFIELD 115 | KEVLAR (53) | 115 | 115 | STEEL TWR | 0.06 | 0 | 0 | 636 ACSR | 0 | 0 | 0 | 0 | 0 | 0 | 0 | 0 | 0 | 0 | 0 | 0 | 0 | 0 | 0 | 0 | 0 | 0 | 0 | 0 | 0 | 0 | 0 | 12 | 0
NO |  | 186 | 2016 | 73 | 17 | 17 |  | CHESTERFIELD 115 | KEVLAR (53) | 115 | 115 | STEEL TWR | 2.2 | 0 | 0 | 721 ACAR | 0 | 0 | 0 | 0 | 0 | 0 | 0 | 0 | 0 | 0 | 0 | 0 | 0 | 0 | 0 | 0 | 0 | 0 | 0 | 0 | 0 | 0 | 0 | 12 | 0
NO |  | 186 | 2016 | 73 | 18 | 18 |  | CHESTERFIELD 115 | KEVLAR (53) | 115 | 115 | WOOD HFRM | 2.99 | 0 | 0 | 636 ACSR | 0 | 0 | 0 | 0 | 0 | 0 | 0 | 0 | 0 | 0 | 0 | 0 | 0 | 0 | 0 | 0 | 0 | 0 | 0 | 0 | 0 | 0 | 0 | 12 | 0
NO |  | 186 | 2016 | 73 | 19 | 19 |  | CHESTERFIELD 115 | KEVLAR (53) | 115 | 115 | WOOD POLE | 0.7 | 0 | 0 | 636 ACSR | 0 | 0 | 0 | 0 | 0 | 0 | 0 | 0 | 0 | 0 | 0 | 0 | 0 | 0 | 0 | 0 | 0 | 0 | 0 | 0 | 0 | 0 | 0 | 12 | 0
NO |  | 186 | 2016 | 73 | 20 | 20 |  | CHESTERFIELD 115 | KEVLAR (53) | 115 | 115 | WOOD POLE | 0.07 | 0 | 0 | 721 ACAR | 0 | 0 | 0 | 0 | 0 | 0 | 0 | 0 | 0 | 0 | 0 | 0 | 0 | 0 | 0 | 0 | 0 | 0 | 0 | 0 | 0 | 0 | 0 | 12 | 0
NO |  | 186 | 2016 | 73 | 21 | 21 |  | CAROLINA | EARLEYS (54) | 115 | 230 | CONC TWR | 0.01 | 0 | 1 | 336.4 ACSR | 0 | 0 | 0 | 0 | 0 | 0 | 0 | 0 | 0 | 0 | 0 | 0 | 0 | 0 | 0 | 0 | 0 | 0 | 0 | 0 | 0 | 0 | 0 | 12 | 0
NO |  | 186 | 2016 | 73 | 22 | 22 |  | CAROLINA | EARLEYS (54) | 115 | 230 | STEEL HFRM | 0 | 0.12 | 0 |  | 0 | 0 | 0 | 0 | 0 | 0 | 0 | 0 | 0 | 0 | 0 | 0 | 0 | 0 | 0 | 0 | 0 | 0 | 0 | 0 | 0 | 0 | 0 | 12 | 0
NO |  | 186 | 2016 | 73 | 23 | 23 |  | CAROLINA | EARLEYS (54) | 115 | 230 | STEEL HFRM | 0 | 0.03 | 0 | 336.4 ACSR | 0 | 0 | 0 | 0 | 0 | 0 | 0 | 0 | 0 | 0 | 0 | 0 | 0 | 0 | 0 | 0 | 0 | 0 | 0 | 0 | 0 | 0 | 0 | 12 | 0
NO |  | 186 | 2016 | 73 | 24 | 24 |  | CAROLINA | EARLEYS (54) | 115 | 230 | STEEL HFRM | 0 | 0.09 | 0 | 636 ACSR | 0 | 0 | 0 | 0 | 0 | 0 | 0 | 0 | 0 | 0 | 0 | 0 | 0 | 0 | 0 | 0 | 0 | 0 | 0 | 0 | 0 | 0 | 0 | 12 | 0
NO |  | 186 | 2016 | 73 | 25 | 25 |  | CAROLINA | EARLEYS (54) | 115 | 230 | STEEL HFRM | 2.37 | 0 | 0 | 1033.5 ACSR | 0 | 0 | 0 | 0 | 0 | 0 | 0 | 0 | 0 | 0 | 0 | 0 | 0 | 0 | 0 | 0 | 0 | 0 | 0 | 0 | 0 | 0 | 0 | 12 | 0
NO |  | 186 | 2016 | 73 | 26 | 26 |  | CAROLINA | EARLEYS (54) | 115 | 230 | STEEL HFRM | 31.83 | 0 | 0 | 336.4 ACSR | 0 | 0 | 0 | 0 | 0 | 0 | 0 | 0 | 0 | 0 | 0 | 0 | 0 | 0 | 0 | 0 | 0 | 0 | 0 | 0 | 0 | 0 | 0 | 12 | 0
NO |  | 186 | 2016 | 73 | 27 | 27 |  | CAROLINA | EARLEYS (54) | 115 | 230 | STEEL HFRM | 0.13 | 0 | 0 | 636 ACSR | 0 | 0 | 0 | 0 | 0 | 0 | 0 | 0 | 0 | 0 | 0 | 0 | 0 | 0 | 0 | 0 | 0 | 0 | 0 | 0 | 0 | 0 | 0 | 12 | 0
NO |  | 186 | 2016 | 73 | 28 | 28 |  | CAROLINA | EARLEYS (54) | 115 | 230 | STEEL POLE | 0 | 0.02 | 0 |  | 0 | 0 | 0 | 0 | 0 | 0 | 0 | 0 | 0 | 0 | 0 | 0 | 0 | 0 | 0 | 0 | 0 | 0 | 0 | 0 | 0 | 0 | 0 | 12 | 0
NO |  | 186 | 2016 | 73 | 29 | 29 |  | CAROLINA | EARLEYS (54) | 115 | 230 | STEEL POLE | 0 | 0.09 | 0 | 636 ACSR | 0 | 0 | 0 | 0 | 0 | 0 | 0 | 0 | 0 | 0 | 0 | 0 | 0 | 0 | 0 | 0 | 0 | 0 | 0 | 0 | 0 | 0 | 0 | 12 | 0
NO |  | 186 | 2016 | 73 | 30 | 30 |  | CAROLINA | EARLEYS (54) | 115 | 230 | STEEL POLE | 0.35 | 0 | 0 | 1033.5 ACSR | 0 | 0 | 0 | 0 | 0 | 0 | 0 | 0 | 0 | 0 | 0 | 0 | 0 | 0 | 0 | 0 | 0 | 0 | 0 | 0 | 0 | 0 | 0 | 12 | 0
NO |  | 186 | 2016 | 73 | 31 | 31 |  | CAROLINA | EARLEYS (54) | 115 | 230 | STEEL POLE | 1.36 | 0 | 0 | 336.4 ACSR | 0 | 0 | 0 | 0 | 0 | 0 | 0 | 0 | 0 | 0 | 0 | 0 | 0 | 0 | 0 | 0 | 0 | 0 | 0 | 0 | 0 | 0 | 0 | 12 | 0
NO |  | 186 | 2016 | 73 | 32 | 32 |  | CAROLINA | EARLEYS (54) | 115 | 230 | STEEL POLE | 0.3 | 0 | 0 | 545.6 ACAR | 0 | 0 | 0 | 0 | 0 | 0 | 0 | 0 | 0 | 0 | 0 | 0 | 0 | 0 | 0 | 0 | 0 | 0 | 0 | 0 | 0 | 0 | 0 | 12 | 0
NO |  | 186 | 2016 | 73 | 33 | 33 |  | CAROLINA | EARLEYS (54) | 115 | 230 | STEEL POLE | 0.02 | 0 | 0 | 636 ACSR | 0 | 0 | 0 | 0 | 0 | 0 | 0 | 0 | 0 | 0 | 0 | 0 | 0 | 0 | 0 | 0 | 0 | 0 | 0 | 0 | 0 | 0 | 0 | 12 | 0
NO |  | 186 | 2016 | 73 | 34 | 34 |  | CAROLINA | EARLEYS (54) | 115 | 230 | STEEL TWR | 0.09 | 0 | 0 | 1033.5 ACSR | 0 | 0 | 0 | 0 | 0 | 0 | 0 | 0 | 0 | 0 | 0 | 0 | 0 | 0 | 0 | 0 | 0 | 0 | 0 | 0 | 0 | 0 | 0 | 12 | 0
NO |  | 186 | 2016 | 73 | 35 | 35 |  | CAROLINA | EARLEYS (54) | 115 | 230 | STEEL TWR | 0.22 | 0 | 0 | 336.4 ACSR | 0 | 0 | 0 | 0 | 0 | 0 | 0 | 0 | 0 | 0 | 0 | 0 | 0 | 0 | 0 | 0 | 0 | 0 | 0 | 0 | 0 | 0 | 0 | 12 | 0
NO |  | 186 | 2016 | 74 | 1 | 1 |  | TARBORO | ANACONDA (55) | 115 | 115 | CONC POLE | 0.2 | 0 | 1 | 740.8 AAAC | 0 | 0 | 0 | 0 | 0 | 0 | 0 | 0 | 0 | 0 | 0 | 0 | 0 | 0 | 0 | 0 | 0 | 0 | 0 | 0 | 0 | 0 | 0 | 12 | 0
NO |  | 186 | 2016 | 74 | 2 | 2 |  | TARBORO | ANACONDA (55) | 115 | 115 | STEEL HFRM | 0.07 | 0 | 0 | 1033.5 ACSR | 0 | 0 | 0 | 0 | 0 | 0 | 0 | 0 | 0 | 0 | 0 | 0 | 0 | 0 | 0 | 0 | 0 | 0 | 0 | 0 | 0 | 0 | 0 | 12 | 0
NO |  | 186 | 2016 | 74 | 3 | 3 |  | TARBORO | ANACONDA (55) | 115 | 115 | STEEL HFRM | 0.2 | 0 | 0 | 2/0 CU | 0 | 0 | 0 | 0 | 0 | 0 | 0 | 0 | 0 | 0 | 0 | 0 | 0 | 0 | 0 | 0 | 0 | 0 | 0 | 0 | 0 | 0 | 0 | 12 | 0
NO |  | 186 | 2016 | 74 | 4 | 4 |  | TARBORO | ANACONDA (55) | 115 | 115 | STEEL POLE | 0.01 | 0 | 0 | 1033.5 ACSR | 0 | 0 | 0 | 0 | 0 | 0 | 0 | 0 | 0 | 0 | 0 | 0 | 0 | 0 | 0 | 0 | 0 | 0 | 0 | 0 | 0 | 0 | 0 | 12 | 0
NO |  | 186 | 2016 | 74 | 5 | 5 |  | TARBORO | ANACONDA (55) | 115 | 115 | STEEL POLE | 0.18 | 0 | 0 | 1590 AAC | 0 | 0 | 0 | 0 | 0 | 0 | 0 | 0 | 0 | 0 | 0 | 0 | 0 | 0 | 0 | 0 | 0 | 0 | 0 | 0 | 0 | 0 | 0 | 12 | 0
NO |  | 186 | 2016 | 74 | 6 | 6 |  | TARBORO | ANACONDA (55) | 115 | 115 | STEEL POLE | 0.22 | 0 | 0 | 721 ACAR | 0 | 0 | 0 | 0 | 0 | 0 | 0 | 0 | 0 | 0 | 0 | 0 | 0 | 0 | 0 | 0 | 0 | 0 | 0 | 0 | 0 | 0 | 0 | 12 | 0
NO |  | 186 | 2016 | 74 | 7 | 7 |  | TARBORO | ANACONDA (55) | 115 | 115 | STEEL TWR | 0 | 0.09 | 0 | 740.8 AAAC | 0 | 0 | 0 | 0 | 0 | 0 | 0 | 0 | 0 | 0 | 0 | 0 | 0 | 0 | 0 | 0 | 0 | 0 | 0 | 0 | 0 | 0 | 0 | 12 | 0
NO |  | 186 | 2016 | 74 | 8 | 8 |  | TARBORO | ANACONDA (55) | 115 | 115 | STEEL TWR | 0.05 | 0 | 0 | 1033.5 ACSR | 0 | 0 | 0 | 0 | 0 | 0 | 0 | 0 | 0 | 0 | 0 | 0 | 0 | 0 | 0 | 0 | 0 | 0 | 0 | 0 | 0 | 0 | 0 | 12 | 0
NO |  | 186 | 2016 | 74 | 9 | 9 |  | TARBORO | ANACONDA (55) | 115 | 115 | STEEL TWR | 0.01 | 0 | 0 | 1351.5 ACSR | 0 | 0 | 0 | 0 | 0 | 0 | 0 | 0 | 0 | 0 | 0 | 0 | 0 | 0 | 0 | 0 | 0 | 0 | 0 | 0 | 0 | 0 | 0 | 12 | 0
NO |  | 186 | 2016 | 74 | 10 | 10 |  | TARBORO | ANACONDA (55) | 115 | 115 | STEEL TWR | 0.03 | 0 | 0 | 1590 AAC | 0 | 0 | 0 | 0 | 0 | 0 | 0 | 0 | 0 | 0 | 0 | 0 | 0 | 0 | 0 | 0 | 0 | 0 | 0 | 0 | 0 | 0 | 0 | 12 | 0
NO |  | 186 | 2016 | 74 | 11 | 11 |  | TARBORO | ANACONDA (55) | 115 | 115 | STEEL TWR | 0.15 | 0 | 0 | 2/0 CU | 0 | 0 | 0 | 0 | 0 | 0 | 0 | 0 | 0 | 0 | 0 | 0 | 0 | 0 | 0 | 0 | 0 | 0 | 0 | 0 | 0 | 0 | 0 | 12 | 0
NO |  | 186 | 2016 | 74 | 12 | 12 |  | TARBORO | ANACONDA (55) | 115 | 115 | STEEL TWR | 1.71 | 0 | 0 | 740.8 AAAC | 0 | 0 | 0 | 0 | 0 | 0 | 0 | 0 | 0 | 0 | 0 | 0 | 0 | 0 | 0 | 0 | 0 | 0 | 0 | 0 | 0 | 0 | 0 | 12 | 0
NO |  | 186 | 2016 | 74 | 13 | 13 |  | TARBORO | ANACONDA (55) | 115 | 115 | WOOD HFRM | 0.06 | 0 | 0 | 1590 AAC | 0 | 0 | 0 | 0 | 0 | 0 | 0 | 0 | 0 | 0 | 0 | 0 | 0 | 0 | 0 | 0 | 0 | 0 | 0 | 0 | 0 | 0 | 0 | 12 | 0
NO |  | 186 | 2016 | 74 | 14 | 14 |  | TARBORO | ANACONDA (55) | 115 | 115 | WOOD HFRM | 0.38 | 0 | 0 | 2/0 CU | 0 | 0 | 0 | 0 | 0 | 0 | 0 | 0 | 0 | 0 | 0 | 0 | 0 | 0 | 0 | 0 | 0 | 0 | 0 | 0 | 0 | 0 | 0 | 12 | 0
NO |  | 186 | 2016 | 74 | 15 | 15 |  | TARBORO | ANACONDA (55) | 115 | 115 | WOOD HFRM | 0.16 | 0 | 0 | 336.4 ACSR | 0 | 0 | 0 | 0 | 0 | 0 | 0 | 0 | 0 | 0 | 0 | 0 | 0 | 0 | 0 | 0 | 0 | 0 | 0 | 0 | 0 | 0 | 0 | 12 | 0
NO |  | 186 | 2016 | 74 | 16 | 16 |  | TARBORO | ANACONDA (55) | 115 | 115 | WOOD HFRM | 0.11 | 0 | 0 | 740.8 AAAC | 0 | 0 | 0 | 0 | 0 | 0 | 0 | 0 | 0 | 0 | 0 | 0 | 0 | 0 | 0 | 0 | 0 | 0 | 0 | 0 | 0 | 0 | 0 | 12 | 0
NO |  | 186 | 2016 | 74 | 17 | 17 |  | TARBORO | ANACONDA (55) | 115 | 115 | WOOD POLE | 0.42 | 0 | 0 | 1590 AAC | 0 | 0 | 0 | 0 | 0 | 0 | 0 | 0 | 0 | 0 | 0 | 0 | 0 | 0 | 0 | 0 | 0 | 0 | 0 | 0 | 0 | 0 | 0 | 12 | 0
NO |  | 186 | 2016 | 74 | 18 | 18 |  | TARBORO | ANACONDA (55) | 115 | 115 | WOOD POLE | 0.52 | 0 | 0 | 336.4 ACSR | 0 | 0 | 0 | 0 | 0 | 0 | 0 | 0 | 0 | 0 | 0 | 0 | 0 | 0 | 0 | 0 | 0 | 0 | 0 | 0 | 0 | 0 | 0 | 12 | 0
NO |  | 186 | 2016 | 74 | 19 | 19 |  | TARBORO | ANACONDA (55) | 115 | 115 | WOOD POLE | 2.3 | 0 | 0 | 721 ACAR | 0 | 0 | 0 | 0 | 0 | 0 | 0 | 0 | 0 | 0 | 0 | 0 | 0 | 0 | 0 | 0 | 0 | 0 | 0 | 0 | 0 | 0 | 0 | 12 | 0
NO |  | 186 | 2016 | 74 | 20 | 20 |  | CAROLINA | BOYKINS (56) | 115 | 115 | CONC POLE | 0.11 | 0 | 1 | 1590 AAC | 0 | 0 | 0 | 0 | 0 | 0 | 0 | 0 | 0 | 0 | 0 | 0 | 0 | 0 | 0 | 0 | 0 | 0 | 0 | 0 | 0 | 0 | 0 | 12 | 0
NO |  | 186 | 2016 | 74 | 21 | 21 |  | CAROLINA | BOYKINS (56) | 115 | 115 | CONC TWR | 0.04 | 0 | 0 | 1590 AAC | 0 | 0 | 0 | 0 | 0 | 0 | 0 | 0 | 0 | 0 | 0 | 0 | 0 | 0 | 0 | 0 | 0 | 0 | 0 | 0 | 0 | 0 | 0 | 12 | 0
NO |  | 186 | 2016 | 74 | 22 | 22 |  | CAROLINA | BOYKINS (56) | 115 | 115 | STEEL HFRM | 0.03 | 0 | 0 | 545.6 ACAR | 0 | 0 | 0 | 0 | 0 | 0 | 0 | 0 | 0 | 0 | 0 | 0 | 0 | 0 | 0 | 0 | 0 | 0 | 0 | 0 | 0 | 0 | 0 | 12 | 0
NO |  | 186 | 2016 | 74 | 23 | 23 |  | CAROLINA | BOYKINS (56) | 115 | 115 | STEEL TWR | 0.2 | 0 | 0 | 1590 AAC | 0 | 0 | 0 | 0 | 0 | 0 | 0 | 0 | 0 | 0 | 0 | 0 | 0 | 0 | 0 | 0 | 0 | 0 | 0 | 0 | 0 | 0 | 0 | 12 | 0
NO |  | 186 | 2016 | 74 | 24 | 24 |  | CAROLINA | BOYKINS (56) | 115 | 115 | STEEL TWR | 27.69 | 0 | 0 | 545.6 ACAR | 0 | 0 | 0 | 0 | 0 | 0 | 0 | 0 | 0 | 0 | 0 | 0 | 0 | 0 | 0 | 0 | 0 | 0 | 0 | 0 | 0 | 0 | 0 | 12 | 0
NO |  | 186 | 2016 | 74 | 25 | 25 |  | CAROLINA | BOYKINS (56) | 115 | 115 | WOOD POLE | 0.02 | 0 | 0 | 1590 AAC | 0 | 0 | 0 | 0 | 0 | 0 | 0 | 0 | 0 | 0 | 0 | 0 | 0 | 0 | 0 | 0 | 0 | 0 | 0 | 0 | 0 | 0 | 0 | 12 | 0
NO |  | 186 | 2016 | 74 | 26 | 26 |  | LANEXA | YORKTOWN (58) | 115 | 115 | CONC HFRM | 0.09 | 0 | 1 | 396.3 ACAR | 0 | 0 | 0 | 0 | 0 | 0 | 0 | 0 | 0 | 0 | 0 | 0 | 0 | 0 | 0 | 0 | 0 | 0 | 0 | 0 | 0 | 0 | 0 | 12 | 0
NO |  | 186 | 2016 | 74 | 27 | 27 |  | LANEXA | YORKTOWN (58) | 115 | 115 | CONC HFRM | 0.83 | 0 | 0 | 477 ACSR | 0 | 0 | 0 | 0 | 0 | 0 | 0 | 0 | 0 | 0 | 0 | 0 | 0 | 0 | 0 | 0 | 0 | 0 | 0 | 0 | 0 | 0 | 0 | 12 | 0
NO |  | 186 | 2016 | 74 | 28 | 28 |  | LANEXA | YORKTOWN (58) | 115 | 115 | STEEL HFRM | 0 | 0.41 | 0 | 477 ACSR | 0 | 0 | 0 | 0 | 0 | 0 | 0 | 0 | 0 | 0 | 0 | 0 | 0 | 0 | 0 | 0 | 0 | 0 | 0 | 0 | 0 | 0 | 0 | 12 | 0
NO |  | 186 | 2016 | 74 | 29 | 29 |  | LANEXA | YORKTOWN (58) | 115 | 115 | STEEL HFRM | 2.26 | 0 | 0 | 477 ACSR | 0 | 0 | 0 | 0 | 0 | 0 | 0 | 0 | 0 | 0 | 0 | 0 | 0 | 0 | 0 | 0 | 0 | 0 | 0 | 0 | 0 | 0 | 0 | 12 | 0
NO |  | 186 | 2016 | 74 | 30 | 30 |  | LANEXA | YORKTOWN (58) | 115 | 115 | STEEL HFRM | 0.14 | 0 | 0 | 636 ACSR | 0 | 0 | 0 | 0 | 0 | 0 | 0 | 0 | 0 | 0 | 0 | 0 | 0 | 0 | 0 | 0 | 0 | 0 | 0 | 0 | 0 | 0 | 0 | 12 | 0
NO |  | 186 | 2016 | 74 | 31 | 31 |  | LANEXA | YORKTOWN (58) | 115 | 115 | STEEL POLE | 0 | 0.01 | 0 |  | 0 | 0 | 0 | 0 | 0 | 0 | 0 | 0 | 0 | 0 | 0 | 0 | 0 | 0 | 0 | 0 | 0 | 0 | 0 | 0 | 0 | 0 | 0 | 12 | 0
NO |  | 186 | 2016 | 74 | 32 | 32 |  | LANEXA | YORKTOWN (58) | 115 | 115 | STEEL POLE | 0.03 | 0 | 0 | 3/0 ACSR | 0 | 0 | 0 | 0 | 0 | 0 | 0 | 0 | 0 | 0 | 0 | 0 | 0 | 0 | 0 | 0 | 0 | 0 | 0 | 0 | 0 | 0 | 0 | 12 | 0
NO |  | 186 | 2016 | 74 | 33 | 33 |  | LANEXA | YORKTOWN (58) | 115 | 115 | STEEL POLE | 0.03 | 0 | 0 | 477 AAC | 0 | 0 | 0 | 0 | 0 | 0 | 0 | 0 | 0 | 0 | 0 | 0 | 0 | 0 | 0 | 0 | 0 | 0 | 0 | 0 | 0 | 0 | 0 | 12 | 0
NO |  | 186 | 2016 | 74 | 34 | 34 |  | LANEXA | YORKTOWN (58) | 115 | 115 | STEEL POLE | 2.31 | 0 | 0 | 477 ACSR | 0 | 0 | 0 | 0 | 0 | 0 | 0 | 0 | 0 | 0 | 0 | 0 | 0 | 0 | 0 | 0 | 0 | 0 | 0 | 0 | 0 | 0 | 0 | 12 | 0
NO |  | 186 | 2016 | 74 | 35 | 35 |  | LANEXA | YORKTOWN (58) | 115 | 115 | STEEL TWR | 0 | 0.02 | 0 | 3/0 ACSR | 0 | 0 | 0 | 0 | 0 | 0 | 0 | 0 | 0 | 0 | 0 | 0 | 0 | 0 | 0 | 0 | 0 | 0 | 0 | 0 | 0 | 0 | 0 | 12 | 0
NO |  | 186 | 2016 | 75 | 1 | 1 |  | LANEXA | YORKTOWN (58) | 115 | 115 | STEEL TWR | 0.35 | 0 | 0 | 477 ACSR | 0 | 0 | 0 | 0 | 0 | 0 | 0 | 0 | 0 | 0 | 0 | 0 | 0 | 0 | 0 | 0 | 0 | 0 | 0 | 0 | 0 | 0 | 0 | 12 | 0
NO |  | 186 | 2016 | 75 | 2 | 2 |  | LANEXA | YORKTOWN (58) | 115 | 115 | WOOD HFRM | 0 | 1.02 | 0 | 477 ACSR | 0 | 0 | 0 | 0 | 0 | 0 | 0 | 0 | 0 | 0 | 0 | 0 | 0 | 0 | 0 | 0 | 0 | 0 | 0 | 0 | 0 | 0 | 0 | 12 | 0
NO |  | 186 | 2016 | 75 | 3 | 3 |  | LANEXA | YORKTOWN (58) | 115 | 115 | WOOD HFRM | 0.61 | 0 | 0 | 396.3 ACAR | 0 | 0 | 0 | 0 | 0 | 0 | 0 | 0 | 0 | 0 | 0 | 0 | 0 | 0 | 0 | 0 | 0 | 0 | 0 | 0 | 0 | 0 | 0 | 12 | 0
NO |  | 186 | 2016 | 75 | 4 | 4 |  | LANEXA | YORKTOWN (58) | 115 | 115 | WOOD HFRM | 0.13 | 0 | 0 | 477 AAC | 0 | 0 | 0 | 0 | 0 | 0 | 0 | 0 | 0 | 0 | 0 | 0 | 0 | 0 | 0 | 0 | 0 | 0 | 0 | 0 | 0 | 0 | 0 | 12 | 0
NO |  | 186 | 2016 | 75 | 5 | 5 |  | LANEXA | YORKTOWN (58) | 115 | 115 | WOOD HFRM | 22.95 | 0 | 0 | 477 ACSR | 0 | 0 | 0 | 0 | 0 | 0 | 0 | 0 | 0 | 0 | 0 | 0 | 0 | 0 | 0 | 0 | 0 | 0 | 0 | 0 | 0 | 0 | 0 | 12 | 0
NO |  | 186 | 2016 | 75 | 6 | 6 |  | LANEXA | YORKTOWN (58) | 115 | 115 | WOOD HFRM | 4.05 | 0 | 0 | 636 ACSR | 0 | 0 | 0 | 0 | 0 | 0 | 0 | 0 | 0 | 0 | 0 | 0 | 0 | 0 | 0 | 0 | 0 | 0 | 0 | 0 | 0 | 0 | 0 | 12 | 0
NO |  | 186 | 2016 | 75 | 7 | 7 |  | LANEXA | YORKTOWN (58) | 115 | 115 | WOOD POLE | 0 | 0.08 | 0 | 477 ACSR | 0 | 0 | 0 | 0 | 0 | 0 | 0 | 0 | 0 | 0 | 0 | 0 | 0 | 0 | 0 | 0 | 0 | 0 | 0 | 0 | 0 | 0 | 0 | 12 | 0
NO |  | 186 | 2016 | 75 | 8 | 8 |  | LANEXA | YORKTOWN (58) | 115 | 115 | WOOD POLE | 0.16 | 0 | 0 | 396.3 ACAR | 0 | 0 | 0 | 0 | 0 | 0 | 0 | 0 | 0 | 0 | 0 | 0 | 0 | 0 | 0 | 0 | 0 | 0 | 0 | 0 | 0 | 0 | 0 | 12 | 0
NO |  | 186 | 2016 | 75 | 9 | 9 |  | LANEXA | YORKTOWN (58) | 115 | 115 | WOOD POLE | 0.11 | 0 | 0 | 4/0 CU | 0 | 0 | 0 | 0 | 0 | 0 | 0 | 0 | 0 | 0 | 0 | 0 | 0 | 0 | 0 | 0 | 0 | 0 | 0 | 0 | 0 | 0 | 0 | 12 | 0
NO |  | 186 | 2016 | 75 | 10 | 10 |  | LANEXA | YORKTOWN (58) | 115 | 115 | WOOD POLE | 0.05 | 0 | 0 | 477 AAC | 0 | 0 | 0 | 0 | 0 | 0 | 0 | 0 | 0 | 0 | 0 | 0 | 0 | 0 | 0 | 0 | 0 | 0 | 0 | 0 | 0 | 0 | 0 | 12 | 0
NO |  | 186 | 2016 | 75 | 11 | 11 |  | LANEXA | YORKTOWN (58) | 115 | 115 | WOOD POLE | 1.56 | 0 | 0 | 477 ACSR | 0 | 0 | 0 | 0 | 0 | 0 | 0 | 0 | 0 | 0 | 0 | 0 | 0 | 0 | 0 | 0 | 0 | 0 | 0 | 0 | 0 | 0 | 0 | 12 | 0
NO |  | 186 | 2016 | 75 | 12 | 12 |  | LANEXA | YORKTOWN (58) | 115 | 115 | WOOD POLE | 0.38 | 0 | 0 | 636 ACSR | 0 | 0 | 0 | 0 | 0 | 0 | 0 | 0 | 0 | 0 | 0 | 0 | 0 | 0 | 0 | 0 | 0 | 0 | 0 | 0 | 0 | 0 | 0 | 12 | 0
NO |  | 186 | 2016 | 75 | 13 | 13 |  | ELMONT | GREENWOOD DP (59) | 115 | 115 | CONC HFRM | 0.07 | 0 | 1 | 721 ACAR | 0 | 0 | 0 | 0 | 0 | 0 | 0 | 0 | 0 | 0 | 0 | 0 | 0 | 0 | 0 | 0 | 0 | 0 | 0 | 0 | 0 | 0 | 0 | 12 | 0
NO |  | 186 | 2016 | 75 | 14 | 14 |  | ELMONT | GREENWOOD DP (59) | 115 | 115 | STEEL HFRM | 2.34 | 0 | 0 | 1109 ACAR | 0 | 0 | 0 | 0 | 0 | 0 | 0 | 0 | 0 | 0 | 0 | 0 | 0 | 0 | 0 | 0 | 0 | 0 | 0 | 0 | 0 | 0 | 0 | 12 | 0
NO |  | 186 | 2016 | 75 | 15 | 15 |  | ELMONT | GREENWOOD DP (59) | 115 | 115 | STEEL HFRM | 4.79 | 0 | 0 | 721 ACAR | 0 | 0 | 0 | 0 | 0 | 0 | 0 | 0 | 0 | 0 | 0 | 0 | 0 | 0 | 0 | 0 | 0 | 0 | 0 | 0 | 0 | 0 | 0 | 12 | 0
NO |  | 186 | 2016 | 75 | 16 | 16 |  | ELMONT | GREENWOOD DP (59) | 115 | 115 | STEEL POLE | 0.54 | 0 | 0 | 1109 ACAR | 0 | 0 | 0 | 0 | 0 | 0 | 0 | 0 | 0 | 0 | 0 | 0 | 0 | 0 | 0 | 0 | 0 | 0 | 0 | 0 | 0 | 0 | 0 | 12 | 0
NO |  | 186 | 2016 | 75 | 17 | 17 |  | ELMONT | GREENWOOD DP (59) | 115 | 115 | STEEL POLE | 0.04 | 0 | 0 | 636 ACSR | 0 | 0 | 0 | 0 | 0 | 0 | 0 | 0 | 0 | 0 | 0 | 0 | 0 | 0 | 0 | 0 | 0 | 0 | 0 | 0 | 0 | 0 | 0 | 12 | 0
NO |  | 186 | 2016 | 75 | 18 | 18 |  | ELMONT | GREENWOOD DP (59) | 115 | 115 | STEEL POLE | 0.78 | 0 | 0 | 721 ACAR | 0 | 0 | 0 | 0 | 0 | 0 | 0 | 0 | 0 | 0 | 0 | 0 | 0 | 0 | 0 | 0 | 0 | 0 | 0 | 0 | 0 | 0 | 0 | 12 | 0
NO |  | 186 | 2016 | 75 | 19 | 19 |  | ELMONT | GREENWOOD DP (59) | 115 | 115 | STEEL TWR | 0.01 | 0 | 0 | 721 ACAR | 0 | 0 | 0 | 0 | 0 | 0 | 0 | 0 | 0 | 0 | 0 | 0 | 0 | 0 | 0 | 0 | 0 | 0 | 0 | 0 | 0 | 0 | 0 | 12 | 0
NO |  | 186 | 2016 | 75 | 20 | 20 |  | REMINGTON | REMINGTON CT (6) | 115 | 115 | CONC POLE | 0.13 | 0 | 1 | 1109 ACAR | 0 | 0 | 0 | 0 | 0 | 0 | 0 | 0 | 0 | 0 | 0 | 0 | 0 | 0 | 0 | 0 | 0 | 0 | 0 | 0 | 0 | 0 | 0 | 12 | 0
NO |  | 186 | 2016 | 75 | 21 | 21 |  | REMINGTON | REMINGTON CT (6) | 115 | 115 | STEEL POLE | 0.78 | 0 | 0 | 1109 ACAR | 0 | 0 | 0 | 0 | 0 | 0 | 0 | 0 | 0 | 0 | 0 | 0 | 0 | 0 | 0 | 0 | 0 | 0 | 0 | 0 | 0 | 0 | 0 | 12 | 0
NO |  | 186 | 2016 | 75 | 22 | 22 |  | REMINGTON | REMINGTON CT (6) | 115 | 115 | STEEL TWR | 0.06 | 0 | 0 | 1109 ACAR | 0 | 0 | 0 | 0 | 0 | 0 | 0 | 0 | 0 | 0 | 0 | 0 | 0 | 0 | 0 | 0 | 0 | 0 | 0 | 0 | 0 | 0 | 0 | 12 | 0
NO |  | 186 | 2016 | 75 | 23 | 23 |  | REMINGTON | REMINGTON CT (6) | 115 | 115 | WOOD HFRM | 0.07 | 0 | 0 | 1109 ACAR | 0 | 0 | 0 | 0 | 0 | 0 | 0 | 0 | 0 | 0 | 0 | 0 | 0 | 0 | 0 | 0 | 0 | 0 | 0 | 0 | 0 | 0 | 0 | 12 | 0
NO |  | 186 | 2016 | 75 | 24 | 24 |  | NORTHWEST | ACCA (60) | 115 | 115 | CONC POLE | 0.11 | 0 | 1 | 477 ACSR | 0 | 0 | 0 | 0 | 0 | 0 | 0 | 0 | 0 | 0 | 0 | 0 | 0 | 0 | 0 | 0 | 0 | 0 | 0 | 0 | 0 | 0 | 0 | 12 | 0
NO |  | 186 | 2016 | 75 | 25 | 25 |  | NORTHWEST | ACCA (60) | 115 | 115 | STEEL HFRM | 0.23 | 0 | 0 | 1033.5 ACSS | 0 | 0 | 0 | 0 | 0 | 0 | 0 | 0 | 0 | 0 | 0 | 0 | 0 | 0 | 0 | 0 | 0 | 0 | 0 | 0 | 0 | 0 | 0 | 12 | 0
NO |  | 186 | 2016 | 75 | 26 | 26 |  | NORTHWEST | ACCA (60) | 115 | 115 | STEEL POLE | 0.09 | 0 | 0 | 477 ACSR | 0 | 0 | 0 | 0 | 0 | 0 | 0 | 0 | 0 | 0 | 0 | 0 | 0 | 0 | 0 | 0 | 0 | 0 | 0 | 0 | 0 | 0 | 0 | 12 | 0
NO |  | 186 | 2016 | 75 | 27 | 27 |  | NORTHWEST | ACCA (60) | 115 | 115 | STEEL TWR | 0 | 0.11 | 0 | 1033.5 ACSS | 0 | 0 | 0 | 0 | 0 | 0 | 0 | 0 | 0 | 0 | 0 | 0 | 0 | 0 | 0 | 0 | 0 | 0 | 0 | 0 | 0 | 0 | 0 | 12 | 0
NO |  | 186 | 2016 | 75 | 28 | 28 |  | NORTHWEST | ACCA (60) | 115 | 115 | STEEL TWR | 0 | 0.3 | 0 | 477 ACSR | 0 | 0 | 0 | 0 | 0 | 0 | 0 | 0 | 0 | 0 | 0 | 0 | 0 | 0 | 0 | 0 | 0 | 0 | 0 | 0 | 0 | 0 | 0 | 12 | 0
NO |  | 186 | 2016 | 75 | 29 | 29 |  | NORTHWEST | ACCA (60) | 115 | 115 | STEEL TWR | 0.53 | 0 | 0 | 1033.5 ACSS | 0 | 0 | 0 | 0 | 0 | 0 | 0 | 0 | 0 | 0 | 0 | 0 | 0 | 0 | 0 | 0 | 0 | 0 | 0 | 0 | 0 | 0 | 0 | 12 | 0
NO |  | 186 | 2016 | 75 | 30 | 30 |  | NORTHWEST | ACCA (60) | 115 | 115 | STEEL TWR | 3.79 | 0 | 0 | 477 ACSR | 0 | 0 | 0 | 0 | 0 | 0 | 0 | 0 | 0 | 0 | 0 | 0 | 0 | 0 | 0 | 0 | 0 | 0 | 0 | 0 | 0 | 0 | 0 | 12 | 0
NO |  | 186 | 2016 | 75 | 31 | 31 |  | NORTHWEST | ACCA (60) | 115 | 115 | WOOD HFRM | 1.38 | 0 | 0 | 1033.5 ACSS | 0 | 0 | 0 | 0 | 0 | 0 | 0 | 0 | 0 | 0 | 0 | 0 | 0 | 0 | 0 | 0 | 0 | 0 | 0 | 0 | 0 | 0 | 0 | 12 | 0
NO |  | 186 | 2016 | 75 | 32 | 32 |  | NORTHWEST | ACCA (60) | 115 | 115 | WOOD POLE | 0.09 | 0 | 0 | 1033.5 ACSR | 0 | 0 | 0 | 0 | 0 | 0 | 0 | 0 | 0 | 0 | 0 | 0 | 0 | 0 | 0 | 0 | 0 | 0 | 0 | 0 | 0 | 0 | 0 | 12 | 0
NO |  | 186 | 2016 | 75 | 33 | 33 |  | NORTHWEST | ACCA (60) | 115 | 115 | WOOD POLE | 0.41 | 0 | 0 | 1033.5 ACSS | 0 | 0 | 0 | 0 | 0 | 0 | 0 | 0 | 0 | 0 | 0 | 0 | 0 | 0 | 0 | 0 | 0 | 0 | 0 | 0 | 0 | 0 | 0 | 12 | 0
NO |  | 186 | 2016 | 75 | 34 | 34 |  | YORKTOWN | WHEALTON (61) | 115 | 115 | CONC HFRM | 0.22 | 0 | 1 | 636 ACSR | 0 | 0 | 0 | 0 | 0 | 0 | 0 | 0 | 0 | 0 | 0 | 0 | 0 | 0 | 0 | 0 | 0 | 0 | 0 | 0 | 0 | 0 | 0 | 12 | 0
NO |  | 186 | 2016 | 75 | 35 | 35 |  | YORKTOWN | WHEALTON (61) | 115 | 115 | STEEL HFRM | 0 | 2.24 | 0 | 636 ACSR | 0 | 0 | 0 | 0 | 0 | 0 | 0 | 0 | 0 | 0 | 0 | 0 | 0 | 0 | 0 | 0 | 0 | 0 | 0 | 0 | 0 | 0 | 0 | 12 | 0
NO |  | 186 | 2016 | 76 | 1 | 1 |  | YORKTOWN | WHEALTON (61) | 115 | 115 | STEEL HFRM | 0.27 | 0 | 0 | 1192.5 ACSR | 0 | 0 | 0 | 0 | 0 | 0 | 0 | 0 | 0 | 0 | 0 | 0 | 0 | 0 | 0 | 0 | 0 | 0 | 0 | 0 | 0 | 0 | 0 | 12 | 0
NO |  | 186 | 2016 | 76 | 2 | 2 |  | YORKTOWN | WHEALTON (61) | 115 | 115 | STEEL HFRM | 2.42 | 0 | 0 | 636 ACSR | 0 | 0 | 0 | 0 | 0 | 0 | 0 | 0 | 0 | 0 | 0 | 0 | 0 | 0 | 0 | 0 | 0 | 0 | 0 | 0 | 0 | 0 | 0 | 12 | 0
NO |  | 186 | 2016 | 76 | 3 | 3 |  | YORKTOWN | WHEALTON (61) | 115 | 115 | STEEL POLE | 0 | 0.08 | 0 | 636 ACSR | 0 | 0 | 0 | 0 | 0 | 0 | 0 | 0 | 0 | 0 | 0 | 0 | 0 | 0 | 0 | 0 | 0 | 0 | 0 | 0 | 0 | 0 | 0 | 12 | 0
NO |  | 186 | 2016 | 76 | 4 | 4 |  | YORKTOWN | WHEALTON (61) | 115 | 115 | STEEL POLE | 6.07 | 0 | 0 | 1192.5 ACSR | 0 | 0 | 0 | 0 | 0 | 0 | 0 | 0 | 0 | 0 | 0 | 0 | 0 | 0 | 0 | 0 | 0 | 0 | 0 | 0 | 0 | 0 | 0 | 12 | 0
NO |  | 186 | 2016 | 76 | 5 | 5 |  | YORKTOWN | WHEALTON (61) | 115 | 115 | STEEL POLE | 0.23 | 0 | 0 | 636 ACSR | 0 | 0 | 0 | 0 | 0 | 0 | 0 | 0 | 0 | 0 | 0 | 0 | 0 | 0 | 0 | 0 | 0 | 0 | 0 | 0 | 0 | 0 | 0 | 12 | 0
NO |  | 186 | 2016 | 76 | 6 | 6 |  | YORKTOWN | WHEALTON (61) | 115 | 115 | STEEL TWR | 0 | 0.05 | 0 | 636 ACSR | 0 | 0 | 0 | 0 | 0 | 0 | 0 | 0 | 0 | 0 | 0 | 0 | 0 | 0 | 0 | 0 | 0 | 0 | 0 | 0 | 0 | 0 | 0 | 12 | 0
NO |  | 186 | 2016 | 76 | 7 | 7 |  | YORKTOWN | WHEALTON (61) | 115 | 115 | STEEL TWR | 0.03 | 0 | 0 | 1192.5 ACSR | 0 | 0 | 0 | 0 | 0 | 0 | 0 | 0 | 0 | 0 | 0 | 0 | 0 | 0 | 0 | 0 | 0 | 0 | 0 | 0 | 0 | 0 | 0 | 12 | 0
NO |  | 186 | 2016 | 76 | 8 | 8 |  | YORKTOWN | WHEALTON (61) | 115 | 115 | STEEL TWR | 3.42 | 0 | 0 | 636 ACSR | 0 | 0 | 0 | 0 | 0 | 0 | 0 | 0 | 0 | 0 | 0 | 0 | 0 | 0 | 0 | 0 | 0 | 0 | 0 | 0 | 0 | 0 | 0 | 12 | 0
NO |  | 186 | 2016 | 76 | 9 | 9 |  | YORKTOWN | WHEALTON (61) | 115 | 115 | WOOD HFRM | 0 | 2.32 | 0 | 636 ACSR | 0 | 0 | 0 | 0 | 0 | 0 | 0 | 0 | 0 | 0 | 0 | 0 | 0 | 0 | 0 | 0 | 0 | 0 | 0 | 0 | 0 | 0 | 0 | 12 | 0
NO |  | 186 | 2016 | 76 | 10 | 10 |  | YORKTOWN | WHEALTON (61) | 115 | 115 | WOOD HFRM | 1.46 | 0 | 0 | 636 ACSR | 0 | 0 | 0 | 0 | 0 | 0 | 0 | 0 | 0 | 0 | 0 | 0 | 0 | 0 | 0 | 0 | 0 | 0 | 0 | 0 | 0 | 0 | 0 | 12 | 0
NO |  | 186 | 2016 | 76 | 11 | 11 |  | YORKTOWN | WHEALTON (61) | 115 | 115 | WOOD POLE | 1.68 | 0 | 0 | 636 ACSR | 0 | 0 | 0 | 0 | 0 | 0 | 0 | 0 | 0 | 0 | 0 | 0 | 0 | 0 | 0 | 0 | 0 | 0 | 0 | 0 | 0 | 0 | 0 | 12 | 0
NO |  | 186 | 2016 | 76 | 12 | 12 |  | GOSPORT | CHESAPEAKE ENERGY (62) | 115 | 115 | CONC HFRM | 0.02 | 0 | 1 | 636 ACSS | 0 | 0 | 0 | 0 | 0 | 0 | 0 | 0 | 0 | 0 | 0 | 0 | 0 | 0 | 0 | 0 | 0 | 0 | 0 | 0 | 0 | 0 | 0 | 12 | 0
NO |  | 186 | 2016 | 76 | 13 | 13 |  | GOSPORT | CHESAPEAKE ENERGY (62) | 115 | 115 | CONC POLE | 0.08 | 0 | 0 | 636 ACSS | 0 | 0 | 0 | 0 | 0 | 0 | 0 | 0 | 0 | 0 | 0 | 0 | 0 | 0 | 0 | 0 | 0 | 0 | 0 | 0 | 0 | 0 | 0 | 12 | 0
NO |  | 186 | 2016 | 76 | 14 | 14 |  | GOSPORT | CHESAPEAKE ENERGY (62) | 115 | 115 | STEEL HFRM | 0.08 | 0 | 0 | 1109 ACAR | 0 | 0 | 0 | 0 | 0 | 0 | 0 | 0 | 0 | 0 | 0 | 0 | 0 | 0 | 0 | 0 | 0 | 0 | 0 | 0 | 0 | 0 | 0 | 12 | 0
NO |  | 186 | 2016 | 76 | 15 | 15 |  | GOSPORT | CHESAPEAKE ENERGY (62) | 115 | 115 | STEEL POLE | 0.03 | 0 | 0 | 1109 ACAR | 0 | 0 | 0 | 0 | 0 | 0 | 0 | 0 | 0 | 0 | 0 | 0 | 0 | 0 | 0 | 0 | 0 | 0 | 0 | 0 | 0 | 0 | 0 | 12 | 0
NO |  | 186 | 2016 | 76 | 16 | 16 |  | GOSPORT | CHESAPEAKE ENERGY (62) | 115 | 115 | STEEL POLE | 0.25 | 0 | 0 | 336.4 ACSR | 0 | 0 | 0 | 0 | 0 | 0 | 0 | 0 | 0 | 0 | 0 | 0 | 0 | 0 | 0 | 0 | 0 | 0 | 0 | 0 | 0 | 0 | 0 | 12 | 0
NO |  | 186 | 2016 | 76 | 17 | 17 |  | GOSPORT | CHESAPEAKE ENERGY (62) | 115 | 115 | STEEL TWR | 2.85 | 0 | 0 | 336.4 ACSR | 0 | 0 | 0 | 0 | 0 | 0 | 0 | 0 | 0 | 0 | 0 | 0 | 0 | 0 | 0 | 0 | 0 | 0 | 0 | 0 | 0 | 0 | 0 | 12 | 0
NO |  | 186 | 2016 | 76 | 18 | 18 |  | GOSPORT | CHESAPEAKE ENERGY (62) | 115 | 115 | STEEL TWR | 1.6 | 0 | 0 | 636 ACSS | 0 | 0 | 0 | 0 | 0 | 0 | 0 | 0 | 0 | 0 | 0 | 0 | 0 | 0 | 0 | 0 | 0 | 0 | 0 | 0 | 0 | 0 | 0 | 12 | 0
NO |  | 186 | 2016 | 76 | 19 | 19 |  | GOSPORT | CHESAPEAKE ENERGY (62) | 115 | 115 | WOOD HFRM | 0.28 | 0 | 0 | 336.4 ACSR | 0 | 0 | 0 | 0 | 0 | 0 | 0 | 0 | 0 | 0 | 0 | 0 | 0 | 0 | 0 | 0 | 0 | 0 | 0 | 0 | 0 | 0 | 0 | 12 | 0
NO |  | 186 | 2016 | 76 | 20 | 20 |  | GOSPORT | CHESAPEAKE ENERGY (62) | 115 | 115 | WOOD POLE | 0.03 | 0 | 0 | 336.4 ACSR | 0 | 0 | 0 | 0 | 0 | 0 | 0 | 0 | 0 | 0 | 0 | 0 | 0 | 0 | 0 | 0 | 0 | 0 | 0 | 0 | 0 | 0 | 0 | 12 | 0
NO |  | 186 | 2016 | 76 | 21 | 21 |  | BASIN | 12TH STREET (63) | 115 | 115 | STEEL HFRM | 0.07 | 0 | 1 | 545.6 ACAR | 0 | 0 | 0 | 0 | 0 | 0 | 0 | 0 | 0 | 0 | 0 | 0 | 0 | 0 | 0 | 0 | 0 | 0 | 0 | 0 | 0 | 0 | 0 | 12 | 0
NO |  | 186 | 2016 | 76 | 22 | 22 |  | BASIN | 12TH STREET (63) | 115 | 115 | STEEL HFRM | 0.07 | 0 | 0 | 636 ACSR | 0 | 0 | 0 | 0 | 0 | 0 | 0 | 0 | 0 | 0 | 0 | 0 | 0 | 0 | 0 | 0 | 0 | 0 | 0 | 0 | 0 | 0 | 0 | 12 | 0
NO |  | 186 | 2016 | 76 | 23 | 23 |  | BASIN | 12TH STREET (63) | 115 | 115 | STEEL POLE | 0 | 0.05 | 0 | 721 ACAR | 0 | 0 | 0 | 0 | 0 | 0 | 0 | 0 | 0 | 0 | 0 | 0 | 0 | 0 | 0 | 0 | 0 | 0 | 0 | 0 | 0 | 0 | 0 | 12 | 0
NO |  | 186 | 2016 | 76 | 24 | 24 |  | BASIN | 12TH STREET (63) | 115 | 115 | STEEL POLE | 1.02 | 0 | 0 | 1534 ACAR | 0 | 0 | 0 | 0 | 0 | 0 | 0 | 0 | 0 | 0 | 0 | 0 | 0 | 0 | 0 | 0 | 0 | 0 | 0 | 0 | 0 | 0 | 0 | 12 | 0
NO |  | 186 | 2016 | 76 | 25 | 25 |  | BASIN | 12TH STREET (63) | 115 | 115 | STEEL POLE | 0.62 | 0 | 0 | 636 ACSR | 0 | 0 | 0 | 0 | 0 | 0 | 0 | 0 | 0 | 0 | 0 | 0 | 0 | 0 | 0 | 0 | 0 | 0 | 0 | 0 | 0 | 0 | 0 | 12 | 0
NO |  | 186 | 2016 | 76 | 26 | 26 |  | BASIN | 12TH STREET (63) | 115 | 115 | STEEL POLE | 0.04 | 0 | 0 | 721 ACAR | 0 | 0 | 0 | 0 | 0 | 0 | 0 | 0 | 0 | 0 | 0 | 0 | 0 | 0 | 0 | 0 | 0 | 0 | 0 | 0 | 0 | 0 | 0 | 12 | 0
NO |  | 186 | 2016 | 76 | 27 | 27 |  | BASIN | 12TH STREET (63) | 115 | 115 | STEEL TWR | 0 | 0.01 | 0 | 721 ACAR | 0 | 0 | 0 | 0 | 0 | 0 | 0 | 0 | 0 | 0 | 0 | 0 | 0 | 0 | 0 | 0 | 0 | 0 | 0 | 0 | 0 | 0 | 0 | 12 | 0
NO |  | 186 | 2016 | 76 | 28 | 28 |  | BASIN | 12TH STREET (63) | 115 | 115 | STEEL TWR | 1.59 | 0 | 0 | 636 ACSR | 0 | 0 | 0 | 0 | 0 | 0 | 0 | 0 | 0 | 0 | 0 | 0 | 0 | 0 | 0 | 0 | 0 | 0 | 0 | 0 | 0 | 0 | 0 | 12 | 0
NO |  | 186 | 2016 | 76 | 29 | 29 |  | BASIN | 12TH STREET (63) | 115 | 115 | WOOD POLE | 0.2 | 0 | 0 | 545.6 ACAR | 0 | 0 | 0 | 0 | 0 | 0 | 0 | 0 | 0 | 0 | 0 | 0 | 0 | 0 | 0 | 0 | 0 | 0 | 0 | 0 | 0 | 0 | 0 | 12 | 0
NO |  | 186 | 2016 | 76 | 30 | 30 |  | BASIN | 12TH STREET (63) | 115 | 115 | WOOD POLE | 0.12 | 0 | 0 | 721 ACAR | 0 | 0 | 0 | 0 | 0 | 0 | 0 | 0 | 0 | 0 | 0 | 0 | 0 | 0 | 0 | 0 | 0 | 0 | 0 | 0 | 0 | 0 | 0 | 12 | 0
NO |  | 186 | 2016 | 76 | 31 | 31 |  | NORTHERN NECK | HARMONY VILLAGE (65) | 115 | 115 | CONC HFRM | 0.02 | 0 | 1 | 1534 ACAR | 0 | 0 | 0 | 0 | 0 | 0 | 0 | 0 | 0 | 0 | 0 | 0 | 0 | 0 | 0 | 0 | 0 | 0 | 0 | 0 | 0 | 0 | 0 | 12 | 0
NO |  | 186 | 2016 | 76 | 32 | 32 |  | NORTHERN NECK | HARMONY VILLAGE (65) | 115 | 115 | CONC HFRM | 0.06 | 0 | 0 | 477 ACSR | 0 | 0 | 0 | 0 | 0 | 0 | 0 | 0 | 0 | 0 | 0 | 0 | 0 | 0 | 0 | 0 | 0 | 0 | 0 | 0 | 0 | 0 | 0 | 12 | 0
NO |  | 186 | 2016 | 76 | 33 | 33 |  | NORTHERN NECK | HARMONY VILLAGE (65) | 115 | 115 | STEEL BRIDGE | 1.19 | 0 | 0 | 477 ACSR | 0 | 0 | 0 | 0 | 0 | 0 | 0 | 0 | 0 | 0 | 0 | 0 | 0 | 0 | 0 | 0 | 0 | 0 | 0 | 0 | 0 | 0 | 0 | 12 | 0
NO |  | 186 | 2016 | 76 | 34 | 34 |  | NORTHERN NECK | HARMONY VILLAGE (65) | 115 | 115 | STEEL HFRM | 0 | 14.39 | 0 | 477 ACSR | 0 | 0 | 0 | 0 | 0 | 0 | 0 | 0 | 0 | 0 | 0 | 0 | 0 | 0 | 0 | 0 | 0 | 0 | 0 | 0 | 0 | 0 | 0 | 12 | 0
NO |  | 186 | 2016 | 76 | 35 | 35 |  | NORTHERN NECK | HARMONY VILLAGE (65) | 115 | 115 | STEEL HFRM | 0.07 | 0 | 0 | 1033.5 ACSR | 0 | 0 | 0 | 0 | 0 | 0 | 0 | 0 | 0 | 0 | 0 | 0 | 0 | 0 | 0 | 0 | 0 | 0 | 0 | 0 | 0 | 0 | 0 | 12 | 0
NO |  | 186 | 2016 | 77 | 1 | 1 |  | NORTHERN NECK | HARMONY VILLAGE (65) | 115 | 115 | STEEL HFRM | 0.27 | 0 | 0 | 1534 ACAR | 0 | 0 | 0 | 0 | 0 | 0 | 0 | 0 | 0 | 0 | 0 | 0 | 0 | 0 | 0 | 0 | 0 | 0 | 0 | 0 | 0 | 0 | 0 | 12 | 0
NO |  | 186 | 2016 | 77 | 2 | 2 |  | NORTHERN NECK | HARMONY VILLAGE (65) | 115 | 115 | STEEL HFRM | 2.38 | 0 | 0 | 477 ACSR | 0 | 0 | 0 | 0 | 0 | 0 | 0 | 0 | 0 | 0 | 0 | 0 | 0 | 0 | 0 | 0 | 0 | 0 | 0 | 0 | 0 | 0 | 0 | 12 | 0
NO |  | 186 | 2016 | 77 | 3 | 3 |  | NORTHERN NECK | HARMONY VILLAGE (65) | 115 | 115 | STEEL POLE | 0 | 0.41 | 0 | 477 ACSR | 0 | 0 | 0 | 0 | 0 | 0 | 0 | 0 | 0 | 0 | 0 | 0 | 0 | 0 | 0 | 0 | 0 | 0 | 0 | 0 | 0 | 0 | 0 | 12 | 0
NO |  | 186 | 2016 | 77 | 4 | 4 |  | NORTHERN NECK | HARMONY VILLAGE (65) | 115 | 115 | STEEL POLE | 4.76 | 0 | 0 | 1534 ACAR | 0 | 0 | 0 | 0 | 0 | 0 | 0 | 0 | 0 | 0 | 0 | 0 | 0 | 0 | 0 | 0 | 0 | 0 | 0 | 0 | 0 | 0 | 0 | 12 | 0
NO |  | 186 | 2016 | 77 | 5 | 5 |  | NORTHERN NECK | HARMONY VILLAGE (65) | 115 | 115 | STEEL POLE | 0.25 | 0 | 0 | 477 ACSR | 0 | 0 | 0 | 0 | 0 | 0 | 0 | 0 | 0 | 0 | 0 | 0 | 0 | 0 | 0 | 0 | 0 | 0 | 0 | 0 | 0 | 0 | 0 | 12 | 0
NO |  | 186 | 2016 | 77 | 6 | 6 |  | NORTHERN NECK | HARMONY VILLAGE (65) | 115 | 115 | STEEL TWR | 0.01 | 0 | 0 | 1534 ACAR | 0 | 0 | 0 | 0 | 0 | 0 | 0 | 0 | 0 | 0 | 0 | 0 | 0 | 0 | 0 | 0 | 0 | 0 | 0 | 0 | 0 | 0 | 0 | 12 | 0
NO |  | 186 | 2016 | 77 | 7 | 7 |  | NORTHERN NECK | HARMONY VILLAGE (65) | 115 | 115 | STEEL TWR | 0.13 | 0 | 0 | 477 ACSR | 0 | 0 | 0 | 0 | 0 | 0 | 0 | 0 | 0 | 0 | 0 | 0 | 0 | 0 | 0 | 0 | 0 | 0 | 0 | 0 | 0 | 0 | 0 | 12 | 0
NO |  | 186 | 2016 | 77 | 8 | 8 |  | NORTHERN NECK | HARMONY VILLAGE (65) | 115 | 115 | WOOD HFRM | 2.15 | 0 | 0 | 1534 ACAR | 0 | 0 | 0 | 0 | 0 | 0 | 0 | 0 | 0 | 0 | 0 | 0 | 0 | 0 | 0 | 0 | 0 | 0 | 0 | 0 | 0 | 0 | 0 | 12 | 0
NO |  | 186 | 2016 | 77 | 9 | 9 |  | NORTHERN NECK | HARMONY VILLAGE (65) | 115 | 115 | WOOD HFRM | 7.87 | 0 | 0 | 477 ACSR | 0 | 0 | 0 | 0 | 0 | 0 | 0 | 0 | 0 | 0 | 0 | 0 | 0 | 0 | 0 | 0 | 0 | 0 | 0 | 0 | 0 | 0 | 0 | 12 | 0
NO |  | 186 | 2016 | 77 | 10 | 10 |  | NORTHERN NECK | HARMONY VILLAGE (65) | 115 | 115 | WOOD POLE | 0.35 | 0 | 0 | 1534 ACAR | 0 | 0 | 0 | 0 | 0 | 0 | 0 | 0 | 0 | 0 | 0 | 0 | 0 | 0 | 0 | 0 | 0 | 0 | 0 | 0 | 0 | 0 | 0 | 12 | 0
NO |  | 186 | 2016 | 77 | 11 | 11 |  | NORTHERN NECK | HARMONY VILLAGE (65) | 115 | 115 | WOOD POLE | 2.11 | 0 | 0 | 477 ACSR | 0 | 0 | 0 | 0 | 0 | 0 | 0 | 0 | 0 | 0 | 0 | 0 | 0 | 0 | 0 | 0 | 0 | 0 | 0 | 0 | 0 | 0 | 0 | 12 | 0
NO |  | 186 | 2016 | 77 | 12 | 12 |  | CRADOCK | CHESAPEAKE ENERGY (66) | 115 | 115 | CONC HFRM | 0.02 | 0 | 1 | 1033.5 ACSR | 0 | 0 | 0 | 0 | 0 | 0 | 0 | 0 | 0 | 0 | 0 | 0 | 0 | 0 | 0 | 0 | 0 | 0 | 0 | 0 | 0 | 0 | 0 | 12 | 0
NO |  | 186 | 2016 | 77 | 13 | 13 |  | CRADOCK | CHESAPEAKE ENERGY (66) | 115 | 115 | STEEL HFRM | 0 | 0.18 | 0 | 1033.5 ACSR | 0 | 0 | 0 | 0 | 0 | 0 | 0 | 0 | 0 | 0 | 0 | 0 | 0 | 0 | 0 | 0 | 0 | 0 | 0 | 0 | 0 | 0 | 0 | 12 | 0
NO |  | 186 | 2016 | 77 | 14 | 14 |  | CRADOCK | CHESAPEAKE ENERGY (66) | 115 | 115 | STEEL HFRM | 0.09 | 0 | 0 | 336.4 ACSR | 0 | 0 | 0 | 0 | 0 | 0 | 0 | 0 | 0 | 0 | 0 | 0 | 0 | 0 | 0 | 0 | 0 | 0 | 0 | 0 | 0 | 0 | 0 | 12 | 0
NO |  | 186 | 2016 | 77 | 15 | 15 |  | CRADOCK | CHESAPEAKE ENERGY (66) | 115 | 115 | STEEL POLE | 0 | 0.15 | 0 | 336.4 ACSR | 0 | 0 | 0 | 0 | 0 | 0 | 0 | 0 | 0 | 0 | 0 | 0 | 0 | 0 | 0 | 0 | 0 | 0 | 0 | 0 | 0 | 0 | 0 | 12 | 0
NO |  | 186 | 2016 | 77 | 16 | 16 |  | CRADOCK | CHESAPEAKE ENERGY (66) | 115 | 115 | STEEL POLE | 0.09 | 0 | 0 | 336.4 ACSR | 0 | 0 | 0 | 0 | 0 | 0 | 0 | 0 | 0 | 0 | 0 | 0 | 0 | 0 | 0 | 0 | 0 | 0 | 0 | 0 | 0 | 0 | 0 | 12 | 0
NO |  | 186 | 2016 | 77 | 17 | 17 |  | CRADOCK | CHESAPEAKE ENERGY (66) | 115 | 115 | STEEL TWR | 0 | 2.58 | 0 | 336.4 ACSR | 0 | 0 | 0 | 0 | 0 | 0 | 0 | 0 | 0 | 0 | 0 | 0 | 0 | 0 | 0 | 0 | 0 | 0 | 0 | 0 | 0 | 0 | 0 | 12 | 0
NO |  | 186 | 2016 | 77 | 18 | 18 |  | CRADOCK | CHESAPEAKE ENERGY (66) | 115 | 115 | STEEL TWR | 0.03 | 0 | 0 | 336.4 ACSR | 0 | 0 | 0 | 0 | 0 | 0 | 0 | 0 | 0 | 0 | 0 | 0 | 0 | 0 | 0 | 0 | 0 | 0 | 0 | 0 | 0 | 0 | 0 | 12 | 0
NO |  | 186 | 2016 | 77 | 19 | 19 |  | CRADOCK | CHESAPEAKE ENERGY (66) | 115 | 115 | WOOD HFRM | 0.25 | 0 | 0 | 336.4 ACSR | 0 | 0 | 0 | 0 | 0 | 0 | 0 | 0 | 0 | 0 | 0 | 0 | 0 | 0 | 0 | 0 | 0 | 0 | 0 | 0 | 0 | 0 | 0 | 12 | 0
NO |  | 186 | 2016 | 77 | 20 | 20 |  | CRADOCK | CHESAPEAKE ENERGY (66) | 115 | 115 | WOOD POLE | 0.1 | 0 | 0 | 336.4 ACSR | 0 | 0 | 0 | 0 | 0 | 0 | 0 | 0 | 0 | 0 | 0 | 0 | 0 | 0 | 0 | 0 | 0 | 0 | 0 | 0 | 0 | 0 | 0 | 12 | 0
NO |  | 186 | 2016 | 77 | 21 | 21 |  | GREENWICH | LITTLE CREEK (67) | 115 | 115 | CONC HFRM | 0 | 0.04 | 1 | 1600 AAAC | 0 | 0 | 0 | 0 | 0 | 0 | 0 | 0 | 0 | 0 | 0 | 0 | 0 | 0 | 0 | 0 | 0 | 0 | 0 | 0 | 0 | 0 | 0 | 12 | 0
NO |  | 186 | 2016 | 77 | 22 | 22 |  | GREENWICH | LITTLE CREEK (67) | 115 | 115 | STEEL POLE | 0 | 0.08 | 0 | 1600 AAAC | 0 | 0 | 0 | 0 | 0 | 0 | 0 | 0 | 0 | 0 | 0 | 0 | 0 | 0 | 0 | 0 | 0 | 0 | 0 | 0 | 0 | 0 | 0 | 12 | 0
NO |  | 186 | 2016 | 77 | 23 | 23 |  | GREENWICH | LITTLE CREEK (67) | 115 | 115 | STEEL POLE | 0 | 0.03 | 0 | 636 ACSR | 0 | 0 | 0 | 0 | 0 | 0 | 0 | 0 | 0 | 0 | 0 | 0 | 0 | 0 | 0 | 0 | 0 | 0 | 0 | 0 | 0 | 0 | 0 | 12 | 0
NO |  | 186 | 2016 | 77 | 24 | 24 |  | GREENWICH | LITTLE CREEK (67) | 115 | 115 | STEEL TWR | 0 | 0.09 | 0 |  | 0 | 0 | 0 | 0 | 0 | 0 | 0 | 0 | 0 | 0 | 0 | 0 | 0 | 0 | 0 | 0 | 0 | 0 | 0 | 0 | 0 | 0 | 0 | 12 | 0
NO |  | 186 | 2016 | 77 | 25 | 25 |  | GREENWICH | LITTLE CREEK (67) | 115 | 115 | STEEL TWR | 0 | 3.12 | 0 | 1600 AAAC | 0 | 0 | 0 | 0 | 0 | 0 | 0 | 0 | 0 | 0 | 0 | 0 | 0 | 0 | 0 | 0 | 0 | 0 | 0 | 0 | 0 | 0 | 0 | 12 | 0
NO |  | 186 | 2016 | 77 | 26 | 26 |  | GREENWICH | LITTLE CREEK (67) | 115 | 115 | STEEL TWR | 0 | 0.19 | 0 | 636 ACSR | 0 | 0 | 0 | 0 | 0 | 0 | 0 | 0 | 0 | 0 | 0 | 0 | 0 | 0 | 0 | 0 | 0 | 0 | 0 | 0 | 0 | 0 | 0 | 12 | 0
NO |  | 186 | 2016 | 77 | 27 | 27 |  | GREENWICH | LITTLE CREEK (67) | 115 | 115 | STEEL TWR | 0.08 | 0 | 0 | 1600 AAAC | 0 | 0 | 0 | 0 | 0 | 0 | 0 | 0 | 0 | 0 | 0 | 0 | 0 | 0 | 0 | 0 | 0 | 0 | 0 | 0 | 0 | 0 | 0 | 12 | 0
NO |  | 186 | 2016 | 77 | 28 | 28 |  | SUFFOLK | UNION CAMP (68) | 115 | 115 | CONC POLE | 0.16 | 0 | 1 | 1590 AAC | 0 | 0 | 0 | 0 | 0 | 0 | 0 | 0 | 0 | 0 | 0 | 0 | 0 | 0 | 0 | 0 | 0 | 0 | 0 | 0 | 0 | 0 | 0 | 12 | 0
NO |  | 186 | 2016 | 77 | 29 | 29 |  | SUFFOLK | UNION CAMP (68) | 115 | 115 | STEEL POLE | 0.27 | 0 | 0 | 1590 AAC | 0 | 0 | 0 | 0 | 0 | 0 | 0 | 0 | 0 | 0 | 0 | 0 | 0 | 0 | 0 | 0 | 0 | 0 | 0 | 0 | 0 | 0 | 0 | 12 | 0
NO |  | 186 | 2016 | 77 | 30 | 30 |  | SUFFOLK | UNION CAMP (68) | 115 | 115 | STEEL POLE | 0.32 | 0 | 0 | 545.6 ACAR | 0 | 0 | 0 | 0 | 0 | 0 | 0 | 0 | 0 | 0 | 0 | 0 | 0 | 0 | 0 | 0 | 0 | 0 | 0 | 0 | 0 | 0 | 0 | 12 | 0
NO |  | 186 | 2016 | 77 | 31 | 31 |  | SUFFOLK | UNION CAMP (68) | 115 | 115 | STEEL TWR | 0.05 | 0 | 0 | 1590 AAC | 0 | 0 | 0 | 0 | 0 | 0 | 0 | 0 | 0 | 0 | 0 | 0 | 0 | 0 | 0 | 0 | 0 | 0 | 0 | 0 | 0 | 0 | 0 | 12 | 0
NO |  | 186 | 2016 | 77 | 32 | 32 |  | SUFFOLK | UNION CAMP (68) | 115 | 115 | STEEL TWR | 0.07 | 0 | 0 | 1590 ACSR | 0 | 0 | 0 | 0 | 0 | 0 | 0 | 0 | 0 | 0 | 0 | 0 | 0 | 0 | 0 | 0 | 0 | 0 | 0 | 0 | 0 | 0 | 0 | 12 | 0
NO |  | 186 | 2016 | 77 | 33 | 33 |  | SUFFOLK | UNION CAMP (68) | 115 | 115 | STEEL TWR | 18.85 | 0 | 0 | 545.6 ACAR | 0 | 0 | 0 | 0 | 0 | 0 | 0 | 0 | 0 | 0 | 0 | 0 | 0 | 0 | 0 | 0 | 0 | 0 | 0 | 0 | 0 | 0 | 0 | 12 | 0
NO |  | 186 | 2016 | 77 | 34 | 34 |  | LOCKS | CLUBHOUSE (69) | 115 | 115 | CONC HFRM | 0.05 | 0 | 1 | 336.4 ACSR | 0 | 0 | 0 | 0 | 0 | 0 | 0 | 0 | 0 | 0 | 0 | 0 | 0 | 0 | 0 | 0 | 0 | 0 | 0 | 0 | 0 | 0 | 0 | 12 | 0
NO |  | 186 | 2016 | 77 | 35 | 35 |  | LOCKS | CLUBHOUSE (69) | 115 | 115 | CONC HFRM | 0.1 | 0 | 0 | 795 ACSR | 0 | 0 | 0 | 0 | 0 | 0 | 0 | 0 | 0 | 0 | 0 | 0 | 0 | 0 | 0 | 0 | 0 | 0 | 0 | 0 | 0 | 0 | 0 | 12 | 0
NO |  | 186 | 2016 | 78 | 1 | 1 |  | LOCKS | CLUBHOUSE (69) | 115 | 115 | STEEL HFRM | 6.64 | 0 | 0 | 636 ACSR | 0 | 0 | 0 | 0 | 0 | 0 | 0 | 0 | 0 | 0 | 0 | 0 | 0 | 0 | 0 | 0 | 0 | 0 | 0 | 0 | 0 | 0 | 0 | 12 | 0
NO |  | 186 | 2016 | 78 | 2 | 2 |  | LOCKS | CLUBHOUSE (69) | 115 | 115 | STEEL HFRM | 1.33 | 0 | 0 | 795 ACSR | 0 | 0 | 0 | 0 | 0 | 0 | 0 | 0 | 0 | 0 | 0 | 0 | 0 | 0 | 0 | 0 | 0 | 0 | 0 | 0 | 0 | 0 | 0 | 12 | 0
NO |  | 186 | 2016 | 78 | 3 | 3 |  | LOCKS | CLUBHOUSE (69) | 115 | 115 | STEEL POLE | 0.04 | 0 | 0 | 4/0 CU | 0 | 0 | 0 | 0 | 0 | 0 | 0 | 0 | 0 | 0 | 0 | 0 | 0 | 0 | 0 | 0 | 0 | 0 | 0 | 0 | 0 | 0 | 0 | 12 | 0
NO |  | 186 | 2016 | 78 | 4 | 4 |  | LOCKS | CLUBHOUSE (69) | 115 | 115 | STEEL POLE | 0.03 | 0 | 0 | 636 ACSR | 0 | 0 | 0 | 0 | 0 | 0 | 0 | 0 | 0 | 0 | 0 | 0 | 0 | 0 | 0 | 0 | 0 | 0 | 0 | 0 | 0 | 0 | 0 | 12 | 0
NO |  | 186 | 2016 | 78 | 5 | 5 |  | LOCKS | CLUBHOUSE (69) | 115 | 115 | STEEL TWR | 0.07 | 0 | 0 | 4/0 CU | 0 | 0 | 0 | 0 | 0 | 0 | 0 | 0 | 0 | 0 | 0 | 0 | 0 | 0 | 0 | 0 | 0 | 0 | 0 | 0 | 0 | 0 | 0 | 12 | 0
NO |  | 186 | 2016 | 78 | 6 | 6 |  | LOCKS | CLUBHOUSE (69) | 115 | 115 | STEEL TWR | 2.51 | 0 | 0 | 795 ACSR | 0 | 0 | 0 | 0 | 0 | 0 | 0 | 0 | 0 | 0 | 0 | 0 | 0 | 0 | 0 | 0 | 0 | 0 | 0 | 0 | 0 | 0 | 0 | 12 | 0
NO |  | 186 | 2016 | 78 | 7 | 7 |  | LOCKS | CLUBHOUSE (69) | 115 | 115 | WOOD HFRM | 17.18 | 0 | 0 | 795 ACSR | 0 | 0 | 0 | 0 | 0 | 0 | 0 | 0 | 0 | 0 | 0 | 0 | 0 | 0 | 0 | 0 | 0 | 0 | 0 | 0 | 0 | 0 | 0 | 12 | 0
NO |  | 186 | 2016 | 78 | 8 | 8 |  | LOCKS | CLUBHOUSE (69) | 115 | 115 | WOOD POLE | 0.08 | 0 | 0 | 795 ACSR | 0 | 0 | 0 | 0 | 0 | 0 | 0 | 0 | 0 | 0 | 0 | 0 | 0 | 0 | 0 | 0 | 0 | 0 | 0 | 0 | 0 | 0 | 0 | 12 | 0
NO |  | 186 | 2016 | 78 | 9 | 9 |  | REMINGTON | CULPEPER (70) | 115 | 115 | CONC POLE | 0.02 | 0 | 1 | 1033.5 ACSR | 0 | 0 | 0 | 0 | 0 | 0 | 0 | 0 | 0 | 0 | 0 | 0 | 0 | 0 | 0 | 0 | 0 | 0 | 0 | 0 | 0 | 0 | 0 | 12 | 0
NO |  | 186 | 2016 | 78 | 10 | 10 |  | REMINGTON | CULPEPER (70) | 115 | 115 | STEEL HFRM | 9.4 | 0 | 0 | 477 ACSR | 0 | 0 | 0 | 0 | 0 | 0 | 0 | 0 | 0 | 0 | 0 | 0 | 0 | 0 | 0 | 0 | 0 | 0 | 0 | 0 | 0 | 0 | 0 | 12 | 0
NO |  | 186 | 2016 | 78 | 11 | 11 |  | REMINGTON | CULPEPER (70) | 115 | 115 | STEEL POLE | 0 | 5.21 | 0 | 1033.5 ACSR | 0 | 0 | 0 | 0 | 0 | 0 | 0 | 0 | 0 | 0 | 0 | 0 | 0 | 0 | 0 | 0 | 0 | 0 | 0 | 0 | 0 | 0 | 0 | 12 | 0
NO |  | 186 | 2016 | 78 | 12 | 12 |  | REMINGTON | CULPEPER (70) | 115 | 115 | STEEL POLE | 1.71 | 0 | 0 | 1033.5 ACSR | 0 | 0 | 0 | 0 | 0 | 0 | 0 | 0 | 0 | 0 | 0 | 0 | 0 | 0 | 0 | 0 | 0 | 0 | 0 | 0 | 0 | 0 | 0 | 12 | 0
NO |  | 186 | 2016 | 78 | 13 | 13 |  | REMINGTON | CULPEPER (70) | 115 | 115 | STEEL TWR | 0.08 | 0 | 0 | 1033.5 ACSR | 0 | 0 | 0 | 0 | 0 | 0 | 0 | 0 | 0 | 0 | 0 | 0 | 0 | 0 | 0 | 0 | 0 | 0 | 0 | 0 | 0 | 0 | 0 | 12 | 0
NO |  | 186 | 2016 | 78 | 14 | 14 |  | BRODNAX | CLUBHOUSE (71) | 115 | 115 | CONC HFRM | 0.02 | 0 | 1 | 1351.5 ACSR | 0 | 0 | 0 | 0 | 0 | 0 | 0 | 0 | 0 | 0 | 0 | 0 | 0 | 0 | 0 | 0 | 0 | 0 | 0 | 0 | 0 | 0 | 0 | 12 | 0
NO |  | 186 | 2016 | 78 | 15 | 15 |  | BRODNAX | CLUBHOUSE (71) | 115 | 115 | CONC POLE | 0.01 | 0 | 0 | 1351.5 ACSR | 0 | 0 | 0 | 0 | 0 | 0 | 0 | 0 | 0 | 0 | 0 | 0 | 0 | 0 | 0 | 0 | 0 | 0 | 0 | 0 | 0 | 0 | 0 | 12 | 0
NO |  | 186 | 2016 | 78 | 16 | 16 |  | BRODNAX | CLUBHOUSE (71) | 115 | 115 | STEEL HFRM | 22.12 | 0 | 0 | 1351.5 ACSR | 0 | 0 | 0 | 0 | 0 | 0 | 0 | 0 | 0 | 0 | 0 | 0 | 0 | 0 | 0 | 0 | 0 | 0 | 0 | 0 | 0 | 0 | 0 | 12 | 0
NO |  | 186 | 2016 | 78 | 17 | 17 |  | BRODNAX | CLUBHOUSE (71) | 115 | 115 | STEEL HFRM | 0.15 | 0 | 0 | 636 ACSR | 0 | 0 | 0 | 0 | 0 | 0 | 0 | 0 | 0 | 0 | 0 | 0 | 0 | 0 | 0 | 0 | 0 | 0 | 0 | 0 | 0 | 0 | 0 | 12 | 0
NO |  | 186 | 2016 | 78 | 18 | 18 |  | BRODNAX | CLUBHOUSE (71) | 115 | 115 | STEEL POLE | 2.76 | 0 | 0 | 1351.5 ACSR | 0 | 0 | 0 | 0 | 0 | 0 | 0 | 0 | 0 | 0 | 0 | 0 | 0 | 0 | 0 | 0 | 0 | 0 | 0 | 0 | 0 | 0 | 0 | 12 | 0
NO |  | 186 | 2016 | 78 | 19 | 19 |  | BRODNAX | CLUBHOUSE (71) | 115 | 115 | STEEL POLE | 1.71 | 0 | 0 | 636 ACSR | 0 | 0 | 0 | 0 | 0 | 0 | 0 | 0 | 0 | 0 | 0 | 0 | 0 | 0 | 0 | 0 | 0 | 0 | 0 | 0 | 0 | 0 | 0 | 12 | 0
NO |  | 186 | 2016 | 78 | 20 | 20 |  | BRODNAX | CLUBHOUSE (71) | 115 | 115 | STEEL TWR | 0.09 | 0 | 0 | 1351.5 ACSR | 0 | 0 | 0 | 0 | 0 | 0 | 0 | 0 | 0 | 0 | 0 | 0 | 0 | 0 | 0 | 0 | 0 | 0 | 0 | 0 | 0 | 0 | 0 | 12 | 0
NO |  | 186 | 2016 | 78 | 21 | 21 |  | CHESTERFIELD 115 | PLAZA (72) | 115 | 115 | STEEL HFRM | 0.08 | 0 | 1 | 636 ACSR | 0 | 0 | 0 | 0 | 0 | 0 | 0 | 0 | 0 | 0 | 0 | 0 | 0 | 0 | 0 | 0 | 0 | 0 | 0 | 0 | 0 | 0 | 0 | 12 | 0
NO |  | 186 | 2016 | 78 | 22 | 22 |  | CHESTERFIELD 115 | PLAZA (72) | 115 | 115 | STEEL HFRM | 0.27 | 0 | 0 | 721 ACAR | 0 | 0 | 0 | 0 | 0 | 0 | 0 | 0 | 0 | 0 | 0 | 0 | 0 | 0 | 0 | 0 | 0 | 0 | 0 | 0 | 0 | 0 | 0 | 12 | 0
NO |  | 186 | 2016 | 78 | 23 | 23 |  | CHESTERFIELD 115 | PLAZA (72) | 115 | 115 | STEEL POLE | 0 | 0.19 | 0 | 636 ACSR | 0 | 0 | 0 | 0 | 0 | 0 | 0 | 0 | 0 | 0 | 0 | 0 | 0 | 0 | 0 | 0 | 0 | 0 | 0 | 0 | 0 | 0 | 0 | 12 | 0
NO |  | 186 | 2016 | 78 | 24 | 24 |  | CHESTERFIELD 115 | PLAZA (72) | 115 | 115 | STEEL POLE | 0 | 0.32 | 0 | 721 ACAR | 0 | 0 | 0 | 0 | 0 | 0 | 0 | 0 | 0 | 0 | 0 | 0 | 0 | 0 | 0 | 0 | 0 | 0 | 0 | 0 | 0 | 0 | 0 | 12 | 0
NO |  | 186 | 2016 | 78 | 25 | 25 |  | CHESTERFIELD 115 | PLAZA (72) | 115 | 115 | STEEL POLE | 0.29 | 0 | 0 | 636 ACSR | 0 | 0 | 0 | 0 | 0 | 0 | 0 | 0 | 0 | 0 | 0 | 0 | 0 | 0 | 0 | 0 | 0 | 0 | 0 | 0 | 0 | 0 | 0 | 12 | 0
NO |  | 186 | 2016 | 78 | 26 | 26 |  | CHESTERFIELD 115 | PLAZA (72) | 115 | 115 | STEEL POLE | 0.09 | 0 | 0 | 721 ACAR | 0 | 0 | 0 | 0 | 0 | 0 | 0 | 0 | 0 | 0 | 0 | 0 | 0 | 0 | 0 | 0 | 0 | 0 | 0 | 0 | 0 | 0 | 0 | 12 | 0
NO |  | 186 | 2016 | 78 | 27 | 27 |  | CHESTERFIELD 115 | PLAZA (72) | 115 | 115 | STEEL TWR | 0 | 0.09 | 0 | 636 ACSR | 0 | 0 | 0 | 0 | 0 | 0 | 0 | 0 | 0 | 0 | 0 | 0 | 0 | 0 | 0 | 0 | 0 | 0 | 0 | 0 | 0 | 0 | 0 | 12 | 0
NO |  | 186 | 2016 | 78 | 28 | 28 |  | CHESTERFIELD 115 | PLAZA (72) | 115 | 115 | STEEL TWR | 0 | 5.06 | 0 | 721 ACAR | 0 | 0 | 0 | 0 | 0 | 0 | 0 | 0 | 0 | 0 | 0 | 0 | 0 | 0 | 0 | 0 | 0 | 0 | 0 | 0 | 0 | 0 | 0 | 12 | 0
NO |  | 186 | 2016 | 78 | 29 | 29 |  | CHESTERFIELD 115 | PLAZA (72) | 115 | 115 | STEEL TWR | 0.07 | 0 | 0 | 336.4 ACSR | 0 | 0 | 0 | 0 | 0 | 0 | 0 | 0 | 0 | 0 | 0 | 0 | 0 | 0 | 0 | 0 | 0 | 0 | 0 | 0 | 0 | 0 | 0 | 12 | 0
NO |  | 186 | 2016 | 78 | 30 | 30 |  | CHESTERFIELD 115 | PLAZA (72) | 115 | 115 | STEEL TWR | 2.55 | 0 | 0 | 636 ACSR | 0 | 0 | 0 | 0 | 0 | 0 | 0 | 0 | 0 | 0 | 0 | 0 | 0 | 0 | 0 | 0 | 0 | 0 | 0 | 0 | 0 | 0 | 0 | 12 | 0
NO |  | 186 | 2016 | 78 | 31 | 31 |  | CHESTERFIELD 115 | PLAZA (72) | 115 | 115 | STEEL TWR | 0.06 | 0 | 0 | 740.8 AAAC | 0 | 0 | 0 | 0 | 0 | 0 | 0 | 0 | 0 | 0 | 0 | 0 | 0 | 0 | 0 | 0 | 0 | 0 | 0 | 0 | 0 | 0 | 0 | 12 | 0
NO |  | 186 | 2016 | 78 | 32 | 32 |  | CHESTERFIELD 115 | PLAZA (72) | 115 | 115 | WOOD HFRM | 0 | 2.67 | 0 | 636 ACSR | 0 | 0 | 0 | 0 | 0 | 0 | 0 | 0 | 0 | 0 | 0 | 0 | 0 | 0 | 0 | 0 | 0 | 0 | 0 | 0 | 0 | 0 | 0 | 12 | 0
NO |  | 186 | 2016 | 78 | 33 | 33 |  | CHESTERFIELD 115 | PLAZA (72) | 115 | 115 | WOOD HFRM | 0.41 | 0 | 0 | 3/0 ACSR | 0 | 0 | 0 | 0 | 0 | 0 | 0 | 0 | 0 | 0 | 0 | 0 | 0 | 0 | 0 | 0 | 0 | 0 | 0 | 0 | 0 | 0 | 0 | 12 | 0
NO |  | 186 | 2016 | 78 | 34 | 34 |  | CHESTERFIELD 115 | PLAZA (72) | 115 | 115 | WOOD HFRM | 0.18 | 0 | 0 | 636 ACSR | 0 | 0 | 0 | 0 | 0 | 0 | 0 | 0 | 0 | 0 | 0 | 0 | 0 | 0 | 0 | 0 | 0 | 0 | 0 | 0 | 0 | 0 | 0 | 12 | 0
NO |  | 186 | 2016 | 78 | 35 | 35 |  | CHESTERFIELD 115 | PLAZA (72) | 115 | 115 | WOOD HFRM | 0.76 | 0 | 0 | 721 ACAR | 0 | 0 | 0 | 0 | 0 | 0 | 0 | 0 | 0 | 0 | 0 | 0 | 0 | 0 | 0 | 0 | 0 | 0 | 0 | 0 | 0 | 0 | 0 | 12 | 0
NO |  | 186 | 2016 | 79 | 1 | 1 |  | CHESTERFIELD 115 | PLAZA (72) | 115 | 115 | WOOD POLE | 0 | 0.66 | 0 | 636 ACSR | 0 | 0 | 0 | 0 | 0 | 0 | 0 | 0 | 0 | 0 | 0 | 0 | 0 | 0 | 0 | 0 | 0 | 0 | 0 | 0 | 0 | 0 | 0 | 12 | 0
NO |  | 186 | 2016 | 79 | 2 | 2 |  | CHESTERFIELD 115 | PLAZA (72) | 115 | 115 | WOOD POLE | 0 | 0.07 | 0 | 721 ACAR | 0 | 0 | 0 | 0 | 0 | 0 | 0 | 0 | 0 | 0 | 0 | 0 | 0 | 0 | 0 | 0 | 0 | 0 | 0 | 0 | 0 | 0 | 0 | 12 | 0
NO |  | 186 | 2016 | 79 | 3 | 3 |  | CHESTERFIELD 115 | PLAZA (72) | 115 | 115 | WOOD POLE | 0.11 | 0 | 0 | 3/0 ACSR | 0 | 0 | 0 | 0 | 0 | 0 | 0 | 0 | 0 | 0 | 0 | 0 | 0 | 0 | 0 | 0 | 0 | 0 | 0 | 0 | 0 | 0 | 0 | 12 | 0
NO |  | 186 | 2016 | 79 | 4 | 4 |  | CHESTERFIELD 115 | PLAZA (72) | 115 | 115 | WOOD POLE | 0.1 | 0 | 0 | 636 ACSR | 0 | 0 | 0 | 0 | 0 | 0 | 0 | 0 | 0 | 0 | 0 | 0 | 0 | 0 | 0 | 0 | 0 | 0 | 0 | 0 | 0 | 0 | 0 | 12 | 0
NO |  | 186 | 2016 | 79 | 5 | 5 |  | CHESTERFIELD 115 | PLAZA (72) | 115 | 115 | WOOD POLE | 0.15 | 0 | 0 | 721 ACAR | 0 | 0 | 0 | 0 | 0 | 0 | 0 | 0 | 0 | 0 | 0 | 0 | 0 | 0 | 0 | 0 | 0 | 0 | 0 | 0 | 0 | 0 | 0 | 12 | 0
NO |  | 186 | 2016 | 79 | 6 | 6 |  | CHESTERFIELD 115 | PLAZA (72) | 115 | 115 | WOOD POLE | 0.05 | 0 | 0 | 740.8 AAAC | 0 | 0 | 0 | 0 | 0 | 0 | 0 | 0 | 0 | 0 | 0 | 0 | 0 | 0 | 0 | 0 | 0 | 0 | 0 | 0 | 0 | 0 | 0 | 12 | 0
NO |  | 186 | 2016 | 79 | 7 | 7 |  | ELMONT | FOUR RIVERS (73) | 115 | 115 | CONC HFRM | 0.11 | 0 | 1 | 795 ACSR | 0 | 0 | 0 | 0 | 0 | 0 | 0 | 0 | 0 | 0 | 0 | 0 | 0 | 0 | 0 | 0 | 0 | 0 | 0 | 0 | 0 | 0 | 0 | 12 | 0
NO |  | 186 | 2016 | 79 | 8 | 8 |  | ELMONT | FOUR RIVERS (73) | 115 | 115 | STEEL HFRM | 1.33 | 0 | 0 | 795 ACSR | 0 | 0 | 0 | 0 | 0 | 0 | 0 | 0 | 0 | 0 | 0 | 0 | 0 | 0 | 0 | 0 | 0 | 0 | 0 | 0 | 0 | 0 | 0 | 12 | 0
NO |  | 186 | 2016 | 79 | 9 | 9 |  | ELMONT | FOUR RIVERS (73) | 115 | 115 | STEEL POLE | 0.06 | 0 | 0 | 795 ACSR | 0 | 0 | 0 | 0 | 0 | 0 | 0 | 0 | 0 | 0 | 0 | 0 | 0 | 0 | 0 | 0 | 0 | 0 | 0 | 0 | 0 | 0 | 0 | 12 | 0
NO |  | 186 | 2016 | 79 | 10 | 10 |  | ELMONT | FOUR RIVERS (73) | 115 | 115 | WOOD HFRM | 7.15 | 0 | 0 | 795 ACSR | 0 | 0 | 0 | 0 | 0 | 0 | 0 | 0 | 0 | 0 | 0 | 0 | 0 | 0 | 0 | 0 | 0 | 0 | 0 | 0 | 0 | 0 | 0 | 12 | 0
NO |  | 186 | 2016 | 79 | 11 | 11 |  | ELMONT | FOUR RIVERS (73) | 115 | 115 | WOOD POLE | 0.24 | 0 | 0 | 795 ACSR | 0 | 0 | 0 | 0 | 0 | 0 | 0 | 0 | 0 | 0 | 0 | 0 | 0 | 0 | 0 | 0 | 0 | 0 | 0 | 0 | 0 | 0 | 0 | 12 | 0
NO |  | 186 | 2016 | 79 | 12 | 12 |  | CHESAPEAKE ENERGY CENTER | LANDSTOWN (74) | 115 | 115 | CONC HFRM | 0.14 | 0 | 1 | 336.4 ACSR | 0 | 0 | 0 | 0 | 0 | 0 | 0 | 0 | 0 | 0 | 0 | 0 | 0 | 0 | 0 | 0 | 0 | 0 | 0 | 0 | 0 | 0 | 0 | 12 | 0
NO |  | 186 | 2016 | 79 | 13 | 13 |  | CHESAPEAKE ENERGY CENTER | LANDSTOWN (74) | 115 | 115 | STEEL HFRM | 0.1 | 0 | 0 | 1033.5 ACSR | 0 | 0 | 0 | 0 | 0 | 0 | 0 | 0 | 0 | 0 | 0 | 0 | 0 | 0 | 0 | 0 | 0 | 0 | 0 | 0 | 0 | 0 | 0 | 12 | 0
NO |  | 186 | 2016 | 79 | 14 | 14 |  | CHESAPEAKE ENERGY CENTER | LANDSTOWN (74) | 115 | 115 | STEEL HFRM | 0.34 | 0 | 0 | 336.4 ACSR | 0 | 0 | 0 | 0 | 0 | 0 | 0 | 0 | 0 | 0 | 0 | 0 | 0 | 0 | 0 | 0 | 0 | 0 | 0 | 0 | 0 | 0 | 0 | 12 | 0
NO |  | 186 | 2016 | 79 | 15 | 15 |  | CHESAPEAKE ENERGY CENTER | LANDSTOWN (74) | 115 | 115 | STEEL HFRM | 0.05 | 0 | 0 | 636 ACSR | 0 | 0 | 0 | 0 | 0 | 0 | 0 | 0 | 0 | 0 | 0 | 0 | 0 | 0 | 0 | 0 | 0 | 0 | 0 | 0 | 0 | 0 | 0 | 12 | 0
NO |  | 186 | 2016 | 79 | 16 | 16 |  | CHESAPEAKE ENERGY CENTER | LANDSTOWN (74) | 115 | 115 | STEEL POLE | 0 | 0.14 | 0 | 336.4 ACSR | 0 | 0 | 0 | 0 | 0 | 0 | 0 | 0 | 0 | 0 | 0 | 0 | 0 | 0 | 0 | 0 | 0 | 0 | 0 | 0 | 0 | 0 | 0 | 12 | 0
NO |  | 186 | 2016 | 79 | 17 | 17 |  | CHESAPEAKE ENERGY CENTER | LANDSTOWN (74) | 115 | 115 | STEEL POLE | 0.12 | 0 | 0 | 1033.5 ACSR | 0 | 0 | 0 | 0 | 0 | 0 | 0 | 0 | 0 | 0 | 0 | 0 | 0 | 0 | 0 | 0 | 0 | 0 | 0 | 0 | 0 | 0 | 0 | 12 | 0
NO |  | 186 | 2016 | 79 | 18 | 18 |  | CHESAPEAKE ENERGY CENTER | LANDSTOWN (74) | 115 | 115 | STEEL POLE | 0.24 | 0 | 0 | 336.4 ACSR | 0 | 0 | 0 | 0 | 0 | 0 | 0 | 0 | 0 | 0 | 0 | 0 | 0 | 0 | 0 | 0 | 0 | 0 | 0 | 0 | 0 | 0 | 0 | 12 | 0
NO |  | 186 | 2016 | 79 | 19 | 19 |  | CHESAPEAKE ENERGY CENTER | LANDSTOWN (74) | 115 | 115 | STEEL POLE | 0.02 | 0 | 0 | 636 ACSR | 0 | 0 | 0 | 0 | 0 | 0 | 0 | 0 | 0 | 0 | 0 | 0 | 0 | 0 | 0 | 0 | 0 | 0 | 0 | 0 | 0 | 0 | 0 | 12 | 0
NO |  | 186 | 2016 | 79 | 20 | 20 |  | CHESAPEAKE ENERGY CENTER | LANDSTOWN (74) | 115 | 115 | STEEL TWR | 0 | 1.79 | 0 | 336.4 ACSR | 0 | 0 | 0 | 0 | 0 | 0 | 0 | 0 | 0 | 0 | 0 | 0 | 0 | 0 | 0 | 0 | 0 | 0 | 0 | 0 | 0 | 0 | 0 | 12 | 0
NO |  | 186 | 2016 | 79 | 21 | 21 |  | CHESAPEAKE ENERGY CENTER | LANDSTOWN (74) | 115 | 115 | STEEL TWR | 0.44 | 0 | 0 | 1033.5 ACSR | 0 | 0 | 0 | 0 | 0 | 0 | 0 | 0 | 0 | 0 | 0 | 0 | 0 | 0 | 0 | 0 | 0 | 0 | 0 | 0 | 0 | 0 | 0 | 12 | 0
NO |  | 186 | 2016 | 79 | 22 | 22 |  | CHESAPEAKE ENERGY CENTER | LANDSTOWN (74) | 115 | 115 | STEEL TWR | 0.02 | 0 | 0 | 336.4 ACSR | 0 | 0 | 0 | 0 | 0 | 0 | 0 | 0 | 0 | 0 | 0 | 0 | 0 | 0 | 0 | 0 | 0 | 0 | 0 | 0 | 0 | 0 | 0 | 12 | 0
NO |  | 186 | 2016 | 79 | 23 | 23 |  | CHESAPEAKE ENERGY CENTER | LANDSTOWN (74) | 115 | 115 | STEEL TWR | 0.05 | 0 | 0 | 636 ACSR | 0 | 0 | 0 | 0 | 0 | 0 | 0 | 0 | 0 | 0 | 0 | 0 | 0 | 0 | 0 | 0 | 0 | 0 | 0 | 0 | 0 | 0 | 0 | 12 | 0
NO |  | 186 | 2016 | 79 | 24 | 24 |  | CHESAPEAKE ENERGY CENTER | LANDSTOWN (74) | 115 | 115 | STEEL TWR | 0.03 | 0 | 0 | 740.8 AAAC | 0 | 0 | 0 | 0 | 0 | 0 | 0 | 0 | 0 | 0 | 0 | 0 | 0 | 0 | 0 | 0 | 0 | 0 | 0 | 0 | 0 | 0 | 0 | 12 | 0